## Set up
Step 1 | Go to the Zones worksheet in this workbook. Make sure that the source and sink zones are set correctly and the "1"s and "-1"s are correct |  | Summary of Key Data points | Value
File Description: Cont_ Comchess to Comchpk OL_ Murry to Graham
Step 2 | Open Dennis' file that needs to have the data transferred, same file that is listed in cell K27 |  | Number of units | 645
|  |  | Dec PTDF cutoff point | 543
Step 3 | Copy columns J:X from an old Dennis' Sheet to the new sheet (if first round of a new alaysis) |  | Dec PTDF cutoff unit | MESQUITW_1G
|  |  | Dec 10% unit | KMICHICT5_G
Step 4 | Mark the contingencies and monitored element set by a "y" in column K of Dennis' sheet, if there are a match on the filename use something to make unique |  | Dec max cumltv zone impact - cumltv zone share | 0.025546
|  |  | Dec max cumltv zone impact - cumltv zone share pt | 130
Step 5 | Enter Dennis' file name into cell K27 |  | Dec max cumltv zone impact - cumltv zone share unit | TNTNPONE_28
|  |  | North Zonal weighted AWGSF | 0.0038062
Step 6 | click the step one button |  | West Zonal weighted AWGSF | -0.031017
|  |  | Inc PTDF cutoff point | 102
Step 7 | Enter the line ratings in Dennis' workbook, the Input worksheet, in the cells |  | Inc PTDF cutoff unit | OKLA0A
| X6:X30, or to the end of the selected list. |  | Inc 10% unit | MRGNCG_3G
|  |  | Inc max cumltv zone impact - cumltv zone share | 0.034948
Step 8 | Check to see that the number of generators in Dennis' file matches the length |  | Inc max cumltv zone impact - cumltv zone share pt | 28
| of the formulas in columns L:V (Distributed Slack - Dec) have been copied through to the apporpriate number of rows |  | Inc max cumltv zone impact - cumltv zone share unit | MRGNFG_6G
| If Dennis' sheet data is less than this file then clear any old unit data in columns A:K of this workbook to match the correct leng |  | North Zonal weighted AWGSF | 0.0038062
| It is only necessary to match the Distributed Slack - Dec worksheet. |  | West Zonal weighted AWGSF | -0.031017
|  |  | Min of zone correlation | 0.01634
Step 9 | Click the step 2 button |  | Bounary gen in West Zone | 0
| The last file saved will still be open, yopu will need to close this file. |  | Bounary gen in soucre zone as % of line | 0%
| This sheet willno longer be open. |  | Bounary gen in North Zone | 0
|  |  | Bounary gen in soucre zone as % of line | 0
|  |  | OL element line rating | 186
|  |  | North Zonal weighted AWGSF | 0.0038062
|  | NW_043009automation.xls | West Zonal weighted AWGSF | -0.031017
Copy Dennis' data step 1
Copy Dennis' Data Step 2

## Distributed Slack - Dec
Number of Bus | Name of Bus | ID | Area Name of Gen | AGC | P Sensitivity of Bus | Gen MW | Min MW | Max MW | V Sensitivity of Bus | Set Volt | Tech Type | Zone Impact | Zone Correlation | Inc Max | Dec Max | Souce S.F. Weighting | Souce Capacity | Sink S.F. Weighting | Sink Capacity | PTDF Calc | PTDF Weighting | Cumulative Share of Zonal Cap | Cumulative Share of Zonal Impact | Cont_ Comchess to Comchpk OL_ Murry to Graham |  | i_PTDF_DEC_pt | 543 |  | TNTNPONE_28 | Unit at max
1433 | GRHAMSES_1G | 1 | North | YES | 0.065814 | 242 | 60 | 242 | 0 | 1.038 | GST | 1 | 0.096831 | 242 | 242 | 15.927 | 242 |  |  | 0.096831 | 23.4331 | 0.0040462 | 0.011664 |  |  | i_10pctunit | 48 |  | 130 | # units @ max
1600 | BARTNWND_1G | 1 | North | YES | 0.037256 | 12 | 0 | 120 | 0 | 1.022 | Wind | 1 | 0.068273 | 0 | 120 | 4.4707 | 120 |  |  | 0.068273 | 8.1928 | 0.0060526 | 0.015742 |  |  | # units | 645 |  | 0.025546 | delta max
344 | MRSSHPRD | 1 | North | YES | 0.021771 | 0 | 0 | 12 |  | 1.03 | Hydro | 1 | 0.052788 | 0 | 0 | 0 | 0 |  |  | 0.052788 | 0 | 0.0060526 | 0.015742 | [5 empty] | Delta
345 | MRSSHPRD01 | 2 | North | YES | 0.021771 | 0 | 0 | 12 |  | 1.03 | Hydro | 1 | 0.052788 | 0 | 0 | 0 | 0 |  |  | 0.052788 | 0 | 0.0060526 | 0.015742 | Weighted Shift Factors |  |  |  | 1 | 0.0076176
503 | NTHTEXAS01 | 1 | North | YES | 0.01196 | 0 | 5 | 18 |  | 1.015 | GST | 1 | 0.042977 | 18 | 18 | 0.21528 | 18 |  |  | 0.042977 | 0.77359 | 0.0063536 | 0.016127 | North | 0.0038062 |  |  | 2 | 0.0096891
504 | NTHTEXAS02 | 2 | North | YES | 0.01196 | 14.4 | 5 | 18 |  | 1.015 | GST | 1 | 0.042977 | 18 | 18 | 0.21528 | 18 |  |  | 0.042977 | 0.77359 | 0.0066545 | 0.016512 | West | -0.031017 |  |  | 3 | 0.0096891
505 | NTHTEXAS03 | 3 | North | YES | 0.01196 | 30.4 | 15 | 38 |  | 1.015 | GST | 1 | 0.042977 | 38 | 38 | 0.45448 | 38 |  |  | 0.042977 | 1.6331 | 0.0072899 | 0.017325 |  |  |  |  | 4 | 0.0096891
332 | RWMILLER01 | 1 | North | YES | 0.011354 | 58.4 | 18.5 | 73 | 0 | 1.04 | GST | 1 | 0.042371 | 73 | 73 | 0.82884 | 73 |  |  | 0.042371 | 3.0931 | 0.0085105 | 0.018864 |  |  |  |  | 5 | 0.0097732
333 | RWMILLER02 | 2 | North | YES | 0.011354 | 95.2 | 37 | 119 | 0 | 1.04 | GST | 1 | 0.042371 | 119 | 119 | 1.3511 | 119 |  |  | 0.042371 | 5.0422 | 0.0105 | 0.021374 |  |  |  |  | 6 | 0.0098573
334 | RWMILLER03 | 3 | North | YES | 0.011354 | 166.4 | 65 | 208 | 0 | 1.04 | GST | 1 | 0.042371 | 208 | 208 | 2.3616 | 208 |  |  | 0.042371 | 8.8132 | 0.013978 | 0.025761 |  |  |  |  | 7 | 0.010035
335 | RWMILLER04 | 4 | North | YES | 0.011354 | 81.6 | 0 | 102 | 0 | 1.04 | GST | 1 | 0.042371 | 102 | 102 | 1.1581 | 102 |  |  | 0.042371 | 4.3219 | 0.015683 | 0.027912 |  |  |  |  | 8 | 0.010354
336 | RWMILLER05 | 5 | North | YES | 0.011354 | 80.8 | 0 | 101 | 0 | 1.04 | GST | 1 | 0.042371 | 101 | 101 | 1.1468 | 101 |  |  | 0.042371 | 4.2795 | 0.017372 | 0.030042 |  |  |  |  | 9 | 0.010874
1479 | WFCOGEN_1G | 1 | North | YES | 0.010452 | 16 | 12 | 20 | 0 | 1 | Cogen | 1 | 0.041469 | 0 | 0 | 0 | 0 |  |  | 0.041469 | 0 | 0.017372 | 0.030042 |  |  |  |  | 10 | 0.011783
1479 | WFCOGEN_1G | 2 | North | YES | 0.010452 | 16 | 12 | 20 | 0 | 1 | Cogen | 1 | 0.041469 | 0 | 0 | 0 | 0 |  |  | 0.041469 | 0 | 0.017372 | 0.030042 |  |  |  |  | 11 | 0.012229
1482 | WFCOGEN_2G | 2 | North | YES | 0.010452 | 13.6 | 12 | 17 | 0 | 1 | Cogen | 1 | 0.041469 | 0 | 0 | 0 | 0 |  |  | 0.041469 | 0 | 0.017372 | 0.030042 |  |  |  |  | 12 | 0.01267
1482 | WFCOGEN_2G | 1 | North | YES | 0.010452 | 16 | 12 | 20 | 0 | 1 | Cogen | 1 | 0.041469 | 0 | 0 | 0 | 0 |  |  | 0.041469 | 0 | 0.017372 | 0.030042 |  |  |  |  | 13 | 0.01267
580 | JCKCNTY801 | 1 | North | YES | 0.009571 | 288 | 0 | 288 | 0 | 1.022 | CC | 1 | 0.040588 | 288 | 288 | 2.7564 | 288 |  |  | 0.040588 | 11.6894 | 0.022187 | 0.035861 |  |  |  |  | 14 | 0.01267
581 | JCKCNTY802 | 2 | North | YES | 0.009571 | 147 | 0 | 147 | 0 | 1.022 | CC | 1 | 0.040588 | 147 | 147 | 1.4069 | 147 |  |  | 0.040588 | 5.9665 | 0.024645 | 0.03883 |  |  |  |  | 15 | 0.01267
582 | JCKCNTY803 | 3 | North | YES | 0.009571 | 147 | 0 | 147 | 0 | 1.022 | CC | 1 | 0.040588 | 147 | 147 | 1.4069 | 147 |  |  | 0.040588 | 5.9665 | 0.027103 | 0.0418 |  |  |  |  | 16 | 0.01267
728 | WOLFRIDGE801 | 1 | North | YES | 0.006811 | 11.2 | 0 | 112.5 | 0 | 0.99 | Wind | 1 | 0.037828 | 0 | 112.5 | 0.76624 | 112.5 |  |  | 0.037828 | 4.2557 | 0.028984 | 0.043918 |  |  |  |  | 17 | 0.013673
1861 | EAGLEMNT_1G | MB | North | YES | 0.004892 | 0 | 30 | 112 |  | 1.022 | GST | 1 | 0.035909 | 0 | 0 | 0 | 0 |  |  | 0.035909 | 0 | 0.028984 | 0.043918 |  |  |  |  | 18 | 0.014185
1862 | EAGLEMNT_2G | MB | North | YES | 0.004892 | 0 | 40 | 100 |  | 1.022 | GST | 1 | 0.035909 | 0 | 0 | 0 | 0 |  |  | 0.035909 | 0 | 0.028984 | 0.043918 |  |  |  |  | 19 | 0.014697
1863 | EAGLEMNT_3G | MB | North | YES | 0.004892 | 0 | 50 | 378 |  | 1.022 | GST | 1 | 0.035909 | 0 | 0 | 0 | 0 |  |  | 0.035909 | 0 | 0.028984 | 0.043918 |  |  |  |  | 20 | 0.014934
923 | SPENCER_G4 | 1 | North | YES | 0.004148 | 48 | 20 | 61 | 0 | 1.03 | GST | 1 | 0.035165 | 61 | 61 | 0.25303 | 61 |  |  | 0.035165 | 2.1451 | 0.030004 | 0.044986 |  |  |  |  | 21 | 0.014934
924 | SPENCER_G5 | 1 | North | YES | 0.004148 | 52 | 20 | 66 | 0 | 1.03 | GST | 1 | 0.035165 | 66 | 66 | 0.27377 | 66 |  |  | 0.035165 | 2.3209 | 0.031107 | 0.046141 |  |  |  |  | 22 | 0.014934
1892 | DECRDOVA_2G | A | North | YES | 0.003844 | 65 | 65 | 70 | 0 | 1.025 | GGT | 1 | 0.034861 | 70 | 70 | 0.26908 | 70 |  |  | 0.034861 | 2.4403 | 0.032278 | 0.047356 |  |  |  |  | 23 | 0.014934
1893 | DECRDOVA_3G | B | North | YES | 0.003844 | 65 | 65 | 69 | 0 | 1.025 | GGT | 1 | 0.034861 | 69 | 69 | 0.26524 | 69 |  |  | 0.034861 | 2.4054 | 0.033432 | 0.048553 |  |  |  |  | 24 | 0.014982
1894 | DECRDOVA_4G | C | North | YES | 0.003844 | 65 | 65 | 69 | 0 | 1.025 | GGT | 1 | 0.034861 | 69 | 69 | 0.26524 | 69 |  |  | 0.034861 | 2.4054 | 0.034585 | 0.049751 |  |  |  |  | 25 | 0.015034
1895 | DECRDOVA_5G | D | North | YES | 0.003844 | 65 | 65 | 68 | 0 | 1.025 | GGT | 1 | 0.034861 | 68 | 68 | 0.26139 | 68 |  |  | 0.034861 | 2.3706 | 0.035722 | 0.05093 |  |  |  |  | 26 | 0.015078
6948 | DENISNDM | 1 | North | YES | 0.003835 | 40 | 5 | 40 |  | 1.015 | Hydro | 1 | 0.034852 | 0 | 0 | 0 | 0 |  |  | 0.034852 | 0 | 0.035722 | 0.05093 |  |  |  |  | 27 | 0.015122
6948 | DENISNDM | 2 | North | YES | 0.003835 | 31 | 5 | 40 |  | 1.015 | Hydro | 1 | 0.034852 | 0 | 0 | 0 | 0 |  |  | 0.034852 | 0 | 0.035722 | 0.05093 |  |  |  |  | 28 | 0.015165
1947 | HANDLEY_3G | 3 | North | YES | 0.003825 | 316 | 100 | 395 | 0 | 1.022 | GST | 1 | 0.034842 | 395 | 395 | 1.5109 | 395 |  |  | 0.034842 | 13.7626 | 0.042327 | 0.057781 |  |  |  |  | 29 | 0.015208
1949 | HANDLEY_5G | 5 | North | YES | 0.003825 | 348 | 150 | 435 | 0 | 1.022 | GST | 1 | 0.034842 | 435 | 435 | 1.6639 | 435 |  |  | 0.034842 | 15.1563 | 0.0496 | 0.065325 |  |  |  |  | 30 | 0.015208
1948 | HANDLEY_4G | 4 | North | YES | 0.003814 | 348 | 150 | 435 | 0 | 1.022 | GST | 1 | 0.034831 | 435 | 435 | 1.6591 | 435 |  |  | 0.034831 | 15.1515 | 0.056873 | 0.072867 |  |  |  |  | 31 | 0.015208
366 | JNSNCNTY802 | 1 | North | YES | 0.003798 | 168 | 20 | 168 | 0 | 1.02 | Cogen | 1 | 0.034815 | 0 | 0 | 0 | 0 |  |  | 0.034815 | 0 | 0.056873 | 0.072867 |  |  |  |  | 32 | 0.015454
367 | JNSNCNTY802 | 2 | North | YES | 0.003798 | 90 | 20 | 90 | 0 | 1.02 | Cogen | 1 | 0.034815 | 0 | 0 | 0 | 0 |  |  | 0.034815 | 0 | 0.056873 | 0.072867 |  |  |  |  | 33 | 0.015725
1687 | VALLEY_1G | 1 | North | YES | 0.003774 | 136 | 15 | 170 | 0 | 1.029 | GST | 1 | 0.034791 | 170 | 170 | 0.64158 | 170 |  |  | 0.034791 | 5.9145 | 0.059715 | 0.07581 |  |  |  |  | 34 | 0.015994
1688 | VALLEY_2G | 2 | North | YES | 0.003774 | 527 | 90 | 527 | 0 | 1.029 | GSC | 1 | 0.034791 | 527 | 527 | 1.9889 | 527 |  |  | 0.034791 | 18.3349 | 0.068527 | 0.084937 |  |  |  |  | 35 | 0.015994
2371 | COLLIN_1G | MB | North | YES | 0.003767 | 0 | 40 | 138 |  | 1.022 | GST | 1 | 0.034784 | 0 | 0 | 0 | 0 |  |  | 0.034784 | 0 | 0.068527 | 0.084937 |  |  |  |  | 36 | 0.015994
2381 | NTHLK1_G | 1 | North | YES | 0.003699 | 0 | 35 | 156 |  | 1.022 | GST | 1 | 0.034716 | 156 | 156 | 0.57704 | 156 |  |  | 0.034716 | 5.4157 | 0.071135 | 0.087632 |  |  |  |  | 37 | 0.016095
2382 | NTHLK2_G | 2 | North | YES | 0.003699 | 0 | 35 | 181 |  | 1.022 | GST | 1 | 0.034716 | 181 | 181 | 0.66952 | 181 |  |  | 0.034716 | 6.2836 | 0.074161 | 0.09076 |  |  |  |  | 38 | 0.01641
2383 | NTHLK3_G | 3 | North | YES | 0.003699 | 0 | 50 | 329 |  | 1.022 | GST | 1 | 0.034716 | 329 | 329 | 1.217 | 329 |  |  | 0.034716 | 11.4216 | 0.079662 | 0.096445 |  |  |  |  | 39 | 0.01641
1689 | VALLEY_3G | 3 | North | YES | 0.003684 | 0 | 25 | 375 |  | 1.003 | GST | 1 | 0.034701 | 375 | 375 | 1.3815 | 375 |  |  | 0.034701 | 13.0129 | 0.085932 | 0.10292 |  |  |  |  | 40 | 0.016497
11691 | KMICHICT1_G | 1 | North | YES | 0.003684 | 144 | 80 | 144 | 0 | 1.026 | CC | 1 | 0.034701 | 144 | 144 | 0.5305 | 144 |  |  | 0.034701 | 4.997 | 0.08834 | 0.10541 |  |  |  |  | 41 | 0.016599
11692 | KMICHICT2_G | 2 | North | YES | 0.003684 | 146 | 80 | 146 | 0 | 1.026 | CC | 1 | 0.034701 | 146 | 146 | 0.53786 | 146 |  |  | 0.034701 | 5.0664 | 0.090781 | 0.10793 |  |  |  |  | 42 | 0.016783
11693 | KMICHIST3_G | 3 | North | YES | 0.003684 | 312 | 60 | 312 | 0 | 1.026 | CC | 1 | 0.034701 | 312 | 312 | 1.1494 | 312 |  |  | 0.034701 | 10.8267 | 0.095998 | 0.11332 |  |  |  |  | 43 | 0.01699
11694 | KMICHICT4_G | 4 | North | YES | 0.003684 | 144 | 80 | 144 | 0 | 1.026 | CC | 1 | 0.034701 | 144 | 144 | 0.5305 | 144 |  |  | 0.034701 | 4.997 | 0.098405 | 0.11581 |  |  |  |  | 44 | 0.01707
11695 | KMICHICT5_G | 5 | North | YES | 0.003684 | 148 | 80 | 148 | 0 | 1.026 | CC | 1 | 0.034701 | 148 | 148 | 0.54523 | 148 |  |  | 0.034701 | 5.1358 | 0.10088 | 0.11836 |  |  |  |  | 45 | 0.01715
11696 | KMICHIST6_G | 6 | North | YES | 0.003684 | 310 | 60 | 310 | 0 | 1.026 | CC | 1 | 0.034701 | 310 | 310 | 1.142 | 310 |  |  | 0.034701 | 10.7573 | 0.10606 | 0.12372 |  |  |  |  | 46 | 0.017323
1889 | DECRDOVA_1G | 1 | North | YES | 0.003683 | 779 | 255 | 779 | 0 | 1.02 | GSC | 1 | 0.0347 | 779 | 779 | 2.8691 | 779 |  |  | 0.0347 | 27.0314 | 0.11909 | 0.13717 |  |  |  |  | 47 | 0.017402
1675 | PEC_1G | 1 | North | YES | 0.003674 | 76.7 | 35 | 76.7 | 0 | 1.022 | Cogen | 1 | 0.034691 | 0 | 0 | 0 | 0 |  |  | 0.034691 | 0 | 0.11909 | 0.13717 |  |  |  |  | 48 | 0.017484
1676 | PEC_2G | 2 | North | YES | 0.003674 | 79.6 | 35 | 79.6 | 0 | 1.022 | Cogen | 1 | 0.034691 | 0 | 0 | 0 | 0 |  |  | 0.034691 | 0 | 0.11909 | 0.13717 |  |  |  |  | 49 | 0.017655
1677 | PEC_3G | 3 | North | YES | 0.003674 | 88.4 | 35 | 88.4 | 0 | 1.022 | Cogen | 1 | 0.034691 | 0 | 0 | 0 | 0 |  |  | 0.034691 | 0 | 0.11909 | 0.13717 |  |  |  |  | 50 | 0.018085
1678 | LAMARPWR_1G | 1 | North | YES | 0.003672 | 160 | 67.7 | 160 | 0 | 1.038 | CC | 1 | 0.034689 | 160 | 160 | 0.58752 | 160 |  |  | 0.034689 | 5.5503 | 0.12176 | 0.13994 |  |  |  |  | 51 | 0.018085
1679 | LAMARPWR_2G | 2 | North | YES | 0.003672 | 156 | 67.7 | 156 | 0 | 1.038 | CC | 1 | 0.034689 | 156 | 156 | 0.57283 | 156 |  |  | 0.034689 | 5.4115 | 0.12437 | 0.14263 |  |  |  |  | 52 | 0.018085
1680 | LAMARPWR_3G | 3 | North | YES | 0.003672 | 196 | 129.1 | 196 | 0 | 1.038 | CC | 1 | 0.034689 | 196 | 196 | 0.71971 | 196 |  |  | 0.034689 | 6.7991 | 0.12765 | 0.14601 |  |  |  |  | 53 | 0.018085
1681 | LAMARPWR_4G | 4 | North | YES | 0.003672 | 156 | 67.7 | 156 | 0 | 1.038 | CC | 1 | 0.034689 | 156 | 156 | 0.57283 | 156 |  |  | 0.034689 | 5.4115 | 0.13026 | 0.14871 |  |  |  |  | 54 | 0.018173
1682 | LAMARPWR_5G | 5 | North | YES | 0.003672 | 157 | 67.7 | 157 | 0 | 1.038 | CC | 1 | 0.034689 | 157 | 157 | 0.5765 | 157 |  |  | 0.034689 | 5.4462 | 0.13288 | 0.15142 |  |  |  |  | 55 | 0.018258
1683 | LAMARPWR_6G | 6 | North | YES | 0.003672 | 198 | 129.1 | 198 | 0 | 1.038 | CC | 1 | 0.034689 | 198 | 198 | 0.72706 | 198 |  |  | 0.034689 | 6.8684 | 0.13619 | 0.15484 |  |  |  |  | 56 | 0.018365
1898 | COMCHEPK_1G | 1 | North | YES | 0.003668 | 1217 | 1150 | 1217 | 0 | 1.032 | Nuc | 1 | 0.034685 | 0 | 0 | 0 | 0 |  |  | 0.034685 | 0 | 0.13619 | 0.15484 |  |  |  |  | 57 | 0.01845
1899 | COMCHEPK_2G | 2 | North | YES | 0.003668 | 1159 | 1128 | 1159 | 0 | 1.032 | Nuc | 1 | 0.034685 | 0 | 0 | 0 | 0 |  |  | 0.034685 | 0 | 0.13619 | 0.15484 |  |  |  |  | 58 | 0.018536
1877 | WLFHOLW_1G | 1 | North | YES | 0.003658 | 217.3 | 89.2 | 217.3 | 0 | 1.032 | CC | 1 | 0.034675 | 217.3 | 217.3 | 0.79488 | 217.3 |  |  | 0.034675 | 7.5349 | 0.13983 | 0.15859 |  |  |  |  | 59 | 0.018644
1878 | WLFHOLW_2G | 2 | North | YES | 0.003658 | 215.7 | 105 | 215.7 | 0 | 1.032 | CC | 1 | 0.034675 | 215.7 | 215.7 | 0.78903 | 215.7 |  |  | 0.034675 | 7.4794 | 0.14343 | 0.16231 |  |  |  |  | 60 | 0.018644
1879 | WLFHOLW_3G | 3 | North | YES | 0.003658 | 272.4 | 89.2 | 272.4 | 0 | 1.032 | CC | 1 | 0.034675 | 272.4 | 272.4 | 0.99644 | 272.4 |  |  | 0.034675 | 9.4455 | 0.14799 | 0.16701 |  |  |  |  | 61 | 0.018644
1701 | MOSES_1G | 1 | North | YES | 0.00364 | 558 | 175 | 558 | 0 | 1.023 | LIGCO | 1 | 0.034657 | 0 | 558 | 2.0311 | 558 |  |  | 0.034657 | 19.3387 | 0.15732 | 0.17664 |  |  |  |  | 62 | 0.018762
1702 | MOSES_2G | 2 | North | YES | 0.00364 | 579 | 175 | 579 | 0 | 1.023 | LIGCO | 1 | 0.034657 | 0 | 579 | 2.1076 | 579 |  |  | 0.034657 | 20.0665 | 0.167 | 0.18663 |  |  |  |  | 63 | 0.018878
1703 | MOSES_3G | 3 | North | YES | 0.00364 | 808 | 463 | 808 | 0 | 1.023 | LIGCO | 1 | 0.034657 | 0 | 808 | 2.9411 | 808 |  |  | 0.034657 | 28.0029 | 0.18051 | 0.20056 |  |  |  |  | 64 | 0.019025
5925 | DCEAST | EQ | North | YES | 0.00364 | 400.3 | -600 | 600 | 0 | 1.025 | DCTie | 1 | 0.034657 | 0 | 0 | 0 | 0 |  |  | 0.034657 | 0 | 0.18051 | 0.20056 |  |  |  |  | 65 | 0.019321
842 | OLINGER_G1 | 1 | North | YES | 0.003598 | 55.4 | 20 | 79 | 0 | 1.03 | GST | 1 | 0.034615 | 79 | 79 | 0.28424 | 79 |  |  | 0.034615 | 2.7346 | 0.18183 | 0.20192 |  |  |  |  | 66 | 0.019628
843 | OLINGER_G2 | 1 | North | YES | 0.003598 | 76.2 | 25 | 110 | 0 | 1.03 | GST | 1 | 0.034615 | 110 | 110 | 0.39578 | 110 |  |  | 0.034615 | 3.8077 | 0.18367 | 0.20382 |  |  |  |  | 67 | 0.020057
844 | OLINGER_G3 | 1 | North | YES | 0.003598 | 103.9 | 45 | 150 | 0 | 1.03 | GST | 1 | 0.034615 | 150 | 150 | 0.5397 | 150 |  |  | 0.034615 | 5.1923 | 0.18617 | 0.2064 |  |  |  |  | 68 | 0.020057
845 | OLINGER_G4 | 1 | North | YES | 0.003598 | 51.9 | 0 | 76 | 0 | 1.03 | GGT | 1 | 0.034615 | 76 | 76 | 0.27345 | 76 |  |  | 0.034615 | 2.6307 | 0.18745 | 0.20771 |  |  |  |  | 69 | 0.020097
837 | NEWMAN_G5 | 1 | North | YES | 0.003591 | 0 | 15 | 40 |  | 1.01 | GST | 1 | 0.034608 | 40 | 40 | 0.14364 | 40 |  |  | 0.034608 | 1.3843 | 0.18811 | 0.2084 |  |  |  |  | 70 | 0.020153
949 | STEAM2 | 1 | North | YES | 0.003589 | 26 | 8 | 26 | 0 | 0.99 | GST | 1 | 0.034606 | 26 | 26 | 0.093314 | 26 |  |  | 0.034606 | 0.89976 | 0.18855 | 0.20885 |  |  |  |  | 71 | 0.02023
950 | STEAM3 | 1 | North | YES | 0.003589 | 41 | 13 | 42 | 0 | 1.02 | GST | 1 | 0.034606 | 42 | 42 | 0.15074 | 42 |  |  | 0.034606 | 1.4535 | 0.18925 | 0.20957 |  |  |  |  | 72 | 0.020268
948 | STEAM1 | 1 | North | YES | 0.003588 | 0 | 12 | 20 |  | 1.02 | GST | 1 | 0.034605 | 20 | 20 | 0.07176 | 20 |  |  | 0.034605 | 0.6921 | 0.18959 | 0.20992 |  |  |  |  | 73 | 0.020289
2451 | LKHB1_G | 1 | North | YES | 0.003548 | 0 | 80 | 391 |  | 1.022 | GST | 1 | 0.034565 | 391 | 391 | 1.3873 | 391 |  |  | 0.034565 | 13.515 | 0.19612 | 0.21665 |  |  |  |  | 74 | 0.020302
2452 | LKHB2_G | 2 | North | YES | 0.003548 | 516 | 80 | 516 | 0 | 1.022 | GST | 1 | 0.034565 | 516 | 516 | 1.8308 | 516 |  |  | 0.034565 | 17.8356 | 0.20475 | 0.22552 |  |  |  |  | 75 | 0.020323
1453 | WCPWRCO_1G | 1 | North | YES | 0.003541 | 204 | 50 | 204 | 0 | 1.02 | CC | 1 | 0.034558 | 204 | 204 | 0.72236 | 204 |  |  | 0.034558 | 7.0499 | 0.20816 | 0.22903 |  |  |  |  | 76 | 0.020333
1454 | WCPWRCO_2G | 2 | North | YES | 0.003541 | 204 | 50 | 204 | 0 | 1.02 | CC | 1 | 0.034558 | 204 | 204 | 0.72236 | 204 |  |  | 0.034558 | 7.0499 | 0.21157 | 0.23254 |  |  |  |  | 77 | 0.020523
1455 | WCPWRCO_3G | 3 | North | YES | 0.003541 | 242 | 50 | 242 |  | 1.02 | CC | 1 | 0.034558 | 242 | 242 | 0.85692 | 242 |  |  | 0.034558 | 8.3631 | 0.21562 | 0.2367 |  |  |  |  | 78 | 0.020773
2413 | MTCK6_G | 6 | North | YES | 0.00354 | 0 | 30 | 118 |  | 1.022 | GST | 1 | 0.034557 | 118 | 118 | 0.41772 | 118 |  |  | 0.034557 | 4.0777 | 0.21759 | 0.23873 |  |  |  |  | 79 | 0.020871
2414 | MTCK7_G | 7 | North | YES | 0.00354 | 0 | 30 | 115 |  | 1.022 | GST | 1 | 0.034557 | 115 | 115 | 0.4071 | 115 |  |  | 0.034557 | 3.9741 | 0.21951 | 0.24071 |  |  |  |  | 80 | 0.020969
2417 | MTCK8_G | 8 | North | YES | 0.00354 | 444.8 | 60 | 556 | 0 | 1.022 | GSC | 1 | 0.034557 | 556 | 556 | 1.9682 | 556 |  |  | 0.034557 | 19.2138 | 0.22881 | 0.25028 |  |  |  |  | 81 | 0.021086
12440 | PARKD_1SVC8 | 1 | North | YES | 0.003536 | 0 | 0 | 0 | 0 | 1.007 | GST | 1 | 0.034553 | 0 | 0 | 0 | 0 |  |  | 0.034553 | 0 | 0.22881 | 0.25028 |  |  |  |  | 82 | 0.021142
12449 | PARKD_2SVC8 | 1 | North | YES | 0.003536 | 0 | 0 | 0 | 0 | 1.007 | GST | 1 | 0.034553 | 0 | 0 | 0 | 0 |  |  | 0.034553 | 0 | 0.22881 | 0.25028 |  |  |  |  | 83 | 0.021198
12411 | FPLEFR1A_G | 1 | North | YES | 0.003531 | 161 | 72 | 161 | 0 | 1 | CC | 1 | 0.034548 | 161 | 161 | 0.56849 | 161 |  |  | 0.034548 | 5.5622 | 0.2315 | 0.25304 |  |  |  |  | 84 | 0.021465
12412 | FPLEFR1B_G | 2 | North | YES | 0.003531 | 164 | 72 | 164 | 0 | 1 | CC | 1 | 0.034548 | 164 | 164 | 0.57908 | 164 |  |  | 0.034548 | 5.6659 | 0.23424 | 0.25586 |  |  |  |  | 85 | 0.021465
12413 | FPLEFR1C_G | 3 | North | YES | 0.003531 | 164 | 72 | 164 | 0 | 1 | CC | 1 | 0.034548 | 164 | 164 | 0.57908 | 164 |  |  | 0.034548 | 5.6659 | 0.23699 | 0.25868 |  |  |  |  | 86 | 0.021465
12414 | FPLEFR1S_G | 4 | North | YES | 0.003531 | 414 | 191 | 414 | 0 | 1 | CC | 1 | 0.034548 | 414 | 414 | 1.4618 | 414 |  |  | 0.034548 | 14.3029 | 0.24391 | 0.2658 |  |  |  |  | 87 | 0.021542
12421 | FPLEFR2A_G | 1 | North | YES | 0.003531 | 162 | 72 | 162 | 0 | 1 | CC | 1 | 0.034548 | 162 | 162 | 0.57202 | 162 |  |  | 0.034548 | 5.5968 | 0.24662 | 0.26859 |  |  |  |  | 88 | 0.02162
12422 | FPLEFR2B_G | 2 | North | YES | 0.003531 | 161 | 72 | 161 | 0 | 1 | CC | 1 | 0.034548 | 161 | 161 | 0.56849 | 161 |  |  | 0.034548 | 5.5622 | 0.24931 | 0.27136 |  |  |  |  | 89 | 0.021698
12423 | FPLEFR2C_G | 3 | North | YES | 0.003531 | 163 | 72 | 163 | 0 | 1 | CC | 1 | 0.034548 | 163 | 163 | 0.57555 | 163 |  |  | 0.034548 | 5.6313 | 0.25203 | 0.27416 |  |  |  |  | 90 | 0.021895
12424 | FPLEFR2S_G | 4 | North | YES | 0.003531 | 415 | 191 | 415 | 0 | 1 | CC | 1 | 0.034548 | 415 | 415 | 1.4654 | 415 |  |  | 0.034548 | 14.3375 | 0.25897 | 0.2813 |  |  |  |  | 91 | 0.021972
1937 | MDLTHELP_5G | 5 | North | YES | 0.003467 | 224 | 74 | 224 | 0 | 1 | CC | 1 | 0.034484 | 224 | 224 | 0.77661 | 224 |  |  | 0.034484 | 7.7244 | 0.26272 | 0.28514 |  |  |  |  | 92 | 0.022049
1938 | MDLTHELP_6G | 6 | North | YES | 0.003467 | 226 | 74 | 226 | 0 | 1 | CC | 1 | 0.034484 | 226 | 226 | 0.78354 | 226 |  |  | 0.034484 | 7.7934 | 0.2665 | 0.28902 |  |  |  |  | 93 | 0.022127
1943 | MDLTHELP_3G | 3 | North | YES | 0.003467 | 212 | 74 | 212 | 0 | 1 | CC | 1 | 0.034484 | 212 | 212 | 0.735 | 212 |  |  | 0.034484 | 7.3106 | 0.27004 | 0.29266 |  |  |  |  | 94 | 0.022324
1944 | MDLTHELP_4G | 4 | North | YES | 0.003467 | 211 | 74 | 211 | 0 | 1 | CC | 1 | 0.034484 | 211 | 211 | 0.73154 | 211 |  |  | 0.034484 | 7.2761 | 0.27357 | 0.29628 |  |  |  |  | 95 | 0.022424
12322 | ENNSTRAC_1G | 1 | North | YES | 0.003407 | 196 | 130 | 196 | 0 | 1.036 | CC | 1 | 0.034424 | 196 | 196 | 0.66777 | 196 |  |  | 0.034424 | 6.7471 | 0.27685 | 0.29964 |  |  |  |  | 96 | 0.022524
12323 | ENNSTRAC_2G | 2 | North | YES | 0.003407 | 116 | 100 | 116 | 0 | 1.036 | CC | 1 | 0.034424 | 116 | 116 | 0.39521 | 116 |  |  | 0.034424 | 3.9932 | 0.27879 | 0.30163 |  |  |  |  | 97 | 0.022619
1941 | MDLTHELP_1G | 1 | North | YES | 0.003402 | 216.4 | 74 | 216.4 | 0 | 1 | CC | 1 | 0.034419 | 216.4 | 216.4 | 0.73619 | 216.4 |  |  | 0.034419 | 7.4483 | 0.2824 | 0.30534 |  |  |  |  | 98 | 0.022712
1942 | MDLTHELP_2G | 2 | North | YES | 0.003402 | 216.1 | 74 | 216.1 | 0 | 1 | CC | 1 | 0.034419 | 216.1 | 216.1 | 0.73517 | 216.1 |  |  | 0.034419 | 7.438 | 0.28602 | 0.30904 |  |  |  |  | 99 | 0.022794
3097 | MARTLAKE_1G | 1 | North | YES | 0.00337 | 790 | 500 | 790 | 0 | 1.017 | LIGCO | 1 | 0.034387 | 0 | 790 | 2.6623 | 790 |  |  | 0.034387 | 27.1658 | 0.29923 | 0.32256 |  |  |  |  | 100 | 0.022842
3098 | MARTLAKE_2G | 2 | North | YES | 0.00337 | 795 | 461 | 795 | 0 | 1.017 | LIGCO | 1 | 0.034387 | 0 | 795 | 2.6791 | 795 |  |  | 0.034387 | 27.3378 | 0.31252 | 0.33617 |  |  |  |  | 101 | 0.022931
3099 | MARTLAKE_3G | 3 | North | YES | 0.00337 | 804 | 500 | 804 | 0 | 1.017 | LIGCO | 1 | 0.034387 | 0 | 804 | 2.7095 | 804 |  |  | 0.034387 | 27.6472 | 0.32596 | 0.34993 |  |  |  |  | 102 | 0.02302
13116 | TGATEWAY_1G | 1 | North | YES | 0.003349 | 151 | 30 | 151 | 0 | 1.0232 | CC | 1 | 0.034366 | 151 | 151 | 0.5057 | 151 |  |  | 0.034366 | 5.1893 | 0.32849 | 0.35251 |  |  |  |  | 103 | 0.023333
13117 | TGATEWAY_2G | 2 | North | YES | 0.003349 | 130 | 30 | 130 | 0 | 1.0232 | CC | 1 | 0.034366 | 130 | 130 | 0.43537 | 130 |  |  | 0.034366 | 4.4676 | 0.33066 | 0.35474 |  |  |  |  | 104 | 0.023648
13118 | TGATEWAY_3G | 3 | North | YES | 0.003349 | 148 | 30 | 148 | 0 | 1.0232 | CC | 1 | 0.034366 | 148 | 148 | 0.49565 | 148 |  |  | 0.034366 | 5.0862 | 0.33313 | 0.35727 |  |  |  |  | 105 | 0.023967
13119 | TGATEWAY_4G | 4 | North | YES | 0.003349 | 399 | 65 | 399 | 0 | 1.0232 | CC | 1 | 0.034366 | 399 | 399 | 1.3363 | 399 |  |  | 0.034366 | 13.7121 | 0.33981 | 0.36409 |  |  |  |  | 106 | 0.024025
3348 | CHAMPION_1G | MB | North | YES | 0.003329 | 0 | 42 | 42 |  | 1 | Cogen | 1 | 0.034346 | 0 | 0 | 0 | 0 |  |  | 0.034346 | 0 | 0.33981 | 0.36409 |  |  |  |  | 107 | 0.024075
3309 | ASPN_G | 1 | North | YES | 0.003327 | 50 | 0 | 50 |  | 1 | Bio | 1 | 0.034344 | 50 | 50 | 0.16635 | 50 |  |  | 0.034344 | 1.7172 | 0.34064 | 0.36495 |  |  |  |  | 108 | 0.024132
3107 | STRYKER_1G | 1 | North | YES | 0.003321 | 145.6 | 45 | 182 | 0 | 1.029 | GST | 1 | 0.034338 | 182 | 182 | 0.60442 | 182 |  |  | 0.034338 | 6.2495 | 0.34369 | 0.36806 |  |  |  |  | 109 | 0.024286
3108 | STRYKER_2G | 2 | North | YES | 0.003321 | 484 | 75 | 484 | 0 | 1.029 | GST | 1 | 0.034338 | 484 | 484 | 1.6074 | 484 |  |  | 0.034338 | 16.6196 | 0.35178 | 0.37633 |  |  |  |  | 110 | 0.024286
1432 | GRHAMSES_2G | 2 | North | YES | 0.003297 | 294.9 | 90 | 366 | 0 | 1.014 | GST | 1 | 0.034314 | 366 | 366 | 1.2067 | 366 |  |  | 0.034314 | 12.559 | 0.3579 | 0.38258 |  |  |  |  | 111 | 0.024305
3126 | TRINIDAD_6G | 1 | North | YES | 0.003286 | 179.2 | 46 | 224 | 0 | 1 | GST | 1 | 0.034303 | 224 | 224 | 0.73606 | 224 |  |  | 0.034303 | 7.6839 | 0.36164 | 0.38641 |  |  |  |  | 112 | 0.024372
13134 | CALFREST_4G | 4 | North | YES | 0.003136 | 151.5 | 40 | 151.5 | 0 | 1.031 | CC | 1 | 0.034153 | 151.5 | 151.5 | 0.4751 | 151.5 |  |  | 0.034153 | 5.1742 | 0.36418 | 0.38898 |  |  |  |  | 113 | 0.024552
13135 | CALFREST_5G | 5 | North | YES | 0.003136 | 152.3 | 57 | 152.3 | 0 | 1.031 | CC | 1 | 0.034153 | 152.3 | 152.3 | 0.47761 | 152.3 |  |  | 0.034153 | 5.2015 | 0.36672 | 0.39157 |  |  |  |  | 114 | 0.024684
13136 | CALFREST_6G | 6 | North | YES | 0.003136 | 177.5 | 40 | 177.5 | 0 | 1.031 | CC | 1 | 0.034153 | 177.5 | 177.5 | 0.55664 | 177.5 |  |  | 0.034153 | 6.0622 | 0.36969 | 0.39459 |  |  |  |  | 115 | 0.024763
13131 | CALFREST_1G | 1 | North | YES | 0.003128 | 150.7 | 40 | 150.7 | 0 | 1.031 | CC | 1 | 0.034145 | 150.7 | 150.7 | 0.47139 | 150.7 |  |  | 0.034145 | 5.1457 | 0.37221 | 0.39715 |  |  |  |  | 116 | 0.024806
13132 | CALFREST_2G | 2 | North | YES | 0.003128 | 151 | 57 | 151 | 0 | 1.031 | CC | 1 | 0.034145 | 151 | 151 | 0.47233 | 151 |  |  | 0.034145 | 5.1559 | 0.37473 | 0.39972 |  |  |  |  | 117 | 0.024848
13133 | CALFREST_3G | 3 | North | YES | 0.003128 | 177.4 | 40 | 177.4 | 0 | 1.031 | CC | 1 | 0.034145 | 177.4 | 177.4 | 0.55491 | 177.4 |  |  | 0.034145 | 6.0573 | 0.3777 | 0.40273 |  |  |  |  | 118 | 0.024898
3381 | BBRN_1G | 1 | North | YES | 0.003088 | 618 | 225 | 618 | 0 | 1.03 | LIGCO | 1 | 0.034105 | 0 | 618 | 1.9084 | 618 |  |  | 0.034105 | 21.077 | 0.38803 | 0.41322 |  |  |  |  | 119 | 0.02494
3382 | BBRN_2G | 2 | North | YES | 0.003088 | 589 | 225 | 589 | 0 | 1.03 | LIGCO | 1 | 0.034105 | 0 | 589 | 1.8188 | 589 |  |  | 0.034105 | 20.0879 | 0.39788 | 0.42322 |  |  |  |  | 120 | 0.024981
1643 | SLSTR1PP_1G | 1 | North | YES | 0.003083 | 6 | 0 | 60 | 0 | 1.022 | Wind | 1 | 0.0341 | 0 | 60 | 0.18498 | 60 |  |  | 0.0341 | 2.046 | 0.39888 | 0.42424 |  |  |  |  | 121 | 0.02503
244 | WHITNYDM01 | 1 | North | YES | 0.0029 | 15 | 0 | 15 | 0 | 1.035 | Hydro | 1 | 0.033917 | 0 | 0 | 0 | 0 |  |  | 0.033917 | 0 | 0.39888 | 0.42424 |  |  |  |  | 122 | 0.025188
245 | WHITNYDM02 | 2 | North | YES | 0.0029 | 15 | 0 | 15 | 0 | 1.035 | Hydro | 1 | 0.033917 | 0 | 0 | 0 | 0 |  |  | 0.033917 | 0 | 0.39888 | 0.42424 |  |  |  |  | 123 | 0.025339
48721 | LEG_1___1 | 1 | North | YES | 0.002788 | 827 | 357 | 827 | 0 | 1.0348 | LIGCO | 1 | 0.033805 | 0 | 827 | 2.3057 | 827 |  |  | 0.033805 | 27.9568 | 0.41271 | 0.43815 |  |  |  |  | 124 | 0.025354
48722 | LEG_2___2 | 2 | North | YES | 0.002788 | 819 | 357 | 819 | 0 | 1.0348 | LIGCO | 1 | 0.033805 | 0 | 819 | 2.2834 | 819 |  |  | 0.033805 | 27.6864 | 0.42641 | 0.45194 |  |  |  |  | 125 | 0.025354
39960 | TNTNPONE_18 | 1 | North | YES | 0.002682 | 152.3 | 30 | 152.3 |  | 1.04 | LIGCO | 1 | 0.033699 | 0 | 152.3 | 0.40847 | 152.3 |  |  | 0.033699 | 5.1324 | 0.42895 | 0.45449 |  |  |  |  | 126 | 0.025354
39970 | TNTNPONE_28 | 1 | North | YES | 0.002682 | 153 | 30 | 153 |  | 1.04 | LIGCO | 1 | 0.033699 | 0 | 153 | 0.41035 | 153 |  |  | 0.033699 | 5.156 | 0.43151 | 0.45706 |  |  |  |  | 127 | 0.025442
3403 | THOUSE_1G | 1 | North | YES | 0.002524 | 563 | 200 | 563 | 0 | 1.012 | GSC | 1 | 0.033541 | 563 | 563 | 1.421 | 563 |  |  | 0.033541 | 18.8836 | 0.44092 | 0.46646 |  |  |  |  | 128 | 0.02553
3404 | THOUSE_2G | 2 | North | YES | 0.002524 | 807 | 250 | 807 | 0 | 1.012 | GSC | 1 | 0.033541 | 807 | 807 | 2.0369 | 807 |  |  | 0.033541 | 27.0677 | 0.45442 | 0.47993 |  |  |  |  | 129 | 0.025538
238 | BOSQUESW505 | 1 | North | YES | 0.002509 | 255 | 0 | 255 | 0 | 1.02 | CC | 1 | 0.033526 | 255 | 255 | 0.6398 | 255 |  |  | 0.033526 | 8.5492 | 0.45868 | 0.48418 |  |  |  |  | 130 | 0.025546
239 | BOSQUESW502 | 1 | North | YES | 0.002509 | 119.2 | 0 | 149 | 0 | 1.02 | GGT | 1 | 0.033526 | 149 | 149 | 0.37384 | 149 |  |  | 0.033526 | 4.9954 | 0.46117 | 0.48667 |  |  |  |  | 131 | 0.025532
247 | BOSQUESW501 | 2 | North | YES | 0.002509 | 124.8 | 0 | 156 | 0 | 1.02 | GGT | 1 | 0.033526 | 156 | 156 | 0.3914 | 156 |  |  | 0.033526 | 5.2301 | 0.46378 | 0.48927 |  |  |  |  | 132 | 0.025512
251 | BOSQUESW803 | 2 | North | YES | 0.002497 | 150 | 0 | 150 | 0 | 1.032 | CC | 1 | 0.033514 | 150 | 150 | 0.37455 | 150 |  |  | 0.033514 | 5.0271 | 0.46629 | 0.49178 |  |  |  |  | 133 | 0.025504
253 | BOSQUESW804 | 2 | North | YES | 0.002497 | 80 | 0 | 80 | 0 | 1.032 | CC | 1 | 0.033514 | 80 | 80 | 0.19976 | 80 |  |  | 0.033514 | 2.6811 | 0.46763 | 0.49311 |  |  |  |  | 134 | 0.025499
990 | GIBN_CREK_G1 | 1 | North | YES | 0.002417 | 463 | 200 | 463 | 0 | 1.0275 | LIGCO | 1 | 0.033434 | 0 | 463 | 1.1191 | 463 |  |  | 0.033434 | 15.48 | 0.47537 | 0.50082 |  |  |  |  | 135 | 0.025494
32798 | BRYN_TAMUGEN | 1 | North | YES | 0.002414 | 32 | 0 | 32 |  | 1.02 | GST | 1 | 0.033431 | 32 | 32 | 0.077248 | 32 |  |  | 0.033431 | 1.0698 | 0.4759 | 0.50135 |  |  |  |  | 136 | 0.025488
3416 | LAKE_CRK1_G | 1 | North | YES | 0.002411 | 60 | 33 | 75 |  | 1.029 | GST | 1 | 0.033428 | 75 | 75 | 0.18083 | 75 |  |  | 0.033428 | 2.5071 | 0.47716 | 0.5026 |  |  |  |  | 137 | 0.025485
3417 | LAKE_CRK2_G | 2 | North | YES | 0.002411 | 177.6 | 40 | 222 | 0 | 1.029 | GST | 1 | 0.033428 | 222 | 222 | 0.53524 | 222 |  |  | 0.033428 | 7.421 | 0.48087 | 0.50629 |  |  |  |  | 138 | 0.025449
32886 | BRYN_ATKINS3 | MB | North | YES | 0.002411 | 0 | 5 | 12 |  | 1 | GST | 1 | 0.033428 | 0 | 0 | 0 | 0 |  |  | 0.033428 | 0 | 0.48087 | 0.50629 |  |  |  |  | 139 | 0.025446
32887 | BRYN_ATKINS6 | MB | North | YES | 0.002411 | 0 | 12 | 51 |  | 1.028 | GST | 1 | 0.033428 | 0 | 0 | 0 | 0 |  |  | 0.033428 | 0 | 0.48087 | 0.50629 |  |  |  |  | 140 | 0.02544
32888 | BRYN_ATKINS7 | 1 | North | YES | 0.002411 | 13.6 | 4 | 17 |  | 1.028 | GGT | 1 | 0.033428 | 17 | 17 | 0.040987 | 17 |  |  | 0.033428 | 0.56828 | 0.48115 | 0.50657 |  |  |  |  | 141 | 0.025422
32890 | BRYN_ATKINS4 | MB | North | YES | 0.002411 | 0 | 5 | 22 |  | 1.031 | GST | 1 | 0.033428 | 0 | 0 | 0 | 0 |  |  | 0.033428 | 0 | 0.48115 | 0.50657 |  |  |  |  | 142 | 0.025422
32891 | BRYN_ATKINS5 | MB | North | YES | 0.002411 | 0 | 5 | 25 |  | 1.031 | GST | 1 | 0.033428 | 0 | 0 | 0 | 0 |  |  | 0.033428 | 0 | 0.48115 | 0.50657 |  |  |  |  | 143 | 0.025422
32883 | BRYN_DNSBY3 | 1 | North | YES | 0.002405 | 0 | 2 | 48 |  | 1.015 | GST | 1 | 0.033422 | 48 | 48 | 0.11544 | 48 |  |  | 0.033422 | 1.6043 | 0.48195 | 0.50737 |  |  |  |  | 144 | 0.025421
32884 | BRYN_DNSBY13 | 1 | North | YES | 0.002405 | 46 | 2 | 46 | 0 | 1.015 | GST | 1 | 0.033422 | 46 | 46 | 0.11063 | 46 |  |  | 0.033422 | 1.5374 | 0.48272 | 0.50814 |  |  |  |  | 145 | 0.025421
32892 | BRYN_DNSBY14 | 1 | North | YES | 0.002405 | 84 | 25 | 105 | 0 | 1.035 | GST | 1 | 0.033422 | 105 | 105 | 0.25252 | 105 |  |  | 0.033422 | 3.5093 | 0.48448 | 0.50988 |  |  |  |  | 146 | 0.025421
48671 | FTR_GT1_5105 | 1 | North | YES | 0.002335 | 154.2 | 0 | 154.2 | 0 | 1.0319 | CC | 1 | 0.033352 | 154.2 | 154.2 | 0.36006 | 154.2 |  |  | 0.033352 | 5.1429 | 0.48706 | 0.51244 |  |  |  |  | 147 | 0.025417
48672 | FTR_GT2_5110 | 2 | North | YES | 0.002335 | 159 | 0 | 159 | 0 | 1.0319 | CC | 1 | 0.033352 | 159 | 159 | 0.37127 | 159 |  |  | 0.033352 | 5.303 | 0.48972 | 0.51508 |  |  |  |  | 148 | 0.025413
48673 | FTR_GT3_5085 | 3 | North | YES | 0.002335 | 158 | 0 | 158 | 0 | 1.0319 | CC | 1 | 0.033352 | 158 | 158 | 0.36893 | 158 |  |  | 0.033352 | 5.2696 | 0.49236 | 0.51771 |  |  |  |  | 149 | 0.025404
48674 | FTR_CN4_5095 | 4 | North | YES | 0.002335 | 380 | 0 | 380 | 0 | 1.0319 | CC | 1 | 0.033352 | 380 | 380 | 0.8873 | 380 |  |  | 0.033352 | 12.6738 | 0.49871 | 0.52401 |  |  |  |  | 150 | 0.025386
48591 | CHE_GT2_5030 | 2 | Houston | YES | 0.001937 | 173 | 50 | 173 | 0 | 1.029 | Cogen | 1 | 0.032954 | 0 | 0 |  |  |  |  | 0.032954 | 0 | 0.49871 | 0.52401 |  |  |  |  | 151 | 0.025367
48811 | CVC_GT3_5045 | 3 | Houston | YES | 0.001937 | 156 | 91.8 | 156 | 0 | 1.029 | Cogen | 1 | 0.032954 | 0 | 0 |  |  |  |  | 0.032954 | 0 | 0.49871 | 0.52401 |  |  |  |  | 152 | 0.025348
48812 | CVC_GT2_5020 | 2 | Houston | YES | 0.001937 | 158 | 91.8 | 158 | 0 | 1.029 | Cogen | 1 | 0.032954 | 0 | 0 |  |  |  |  | 0.032954 | 0 | 0.49871 | 0.52401 |  |  |  |  | 153 | 0.025303
48813 | CVC_GT1_5035 | 1 | Houston | YES | 0.001937 | 160 | 91.8 | 160 | 0 | 1.029 | Cogen | 1 | 0.032954 | 0 | 0 |  |  |  |  | 0.032954 | 0 | 0.49871 | 0.52401 |  |  |  |  | 154 | 0.025303
48814 | CVC_ST5_5040 | 1 | Houston | YES | 0.001937 | 162 | 91.8 | 162 | 0 | 1.029 | Cogen | 1 | 0.032954 | 0 | 0 |  |  |  |  | 0.032954 | 0 | 0.49871 | 0.52401 |  |  |  |  | 155 | 0.025303
48885 | THW_5152 | B | Houston | YES | 0.001892 | 47.2 | 5 | 59 |  | 1.0319 | GGT | 1 | 0.032909 | 59 | 59 |  |  |  |  | 0.032909 | 1.9416 | 0.4997 | 0.52498 |  |  |  |  | 156 | 0.025303
48885 | THW_5152 | A | Houston | YES | 0.001892 | 46.4 | 5 | 58 |  | 1.0319 | GGT | 1 | 0.032909 | 58 | 58 |  |  |  |  | 0.032909 | 1.9087 | 0.50067 | 0.52593 |  |  |  |  | 157 | 0.025303
48886 | THW_5354 | D | Houston | YES | 0.001892 | 46.4 | 5 | 58 |  | 1.0319 | GGT | 1 | 0.032909 | 58 | 58 |  |  |  |  | 0.032909 | 1.9087 | 0.50164 | 0.52688 |  |  |  |  | 158 | 0.025303
48886 | THW_5354 | C | Houston | YES | 0.001892 | 45.6 | 5 | 57 |  | 1.0319 | GGT | 1 | 0.032909 | 57 | 57 |  |  |  |  | 0.032909 | 1.8758 | 0.50259 | 0.52781 |  |  |  |  | 159 | 0.025283
48887 | THW_5556 | E | Houston | YES | 0.001892 | 47.2 | 5 | 59 |  | 1.0319 | GGT | 1 | 0.032909 | 59 | 59 |  |  |  |  | 0.032909 | 1.9416 | 0.50358 | 0.52878 |  |  |  |  | 160 | 0.025263
48887 | THW_5556 | F | Houston | YES | 0.001892 | 45.6 | 5 | 57 |  | 1.0319 | GGT | 1 | 0.032909 | 57 | 57 |  |  |  |  | 0.032909 | 1.8758 | 0.50453 | 0.52971 |  |  |  |  | 161 | 0.025243
48690 | GBY_GN5_5 | 5 | Houston | YES | 0.001889 | 318.4 | 81 | 398 |  | 1.0362 | GSC | 1 | 0.032906 | 398 | 398 |  |  |  |  | 0.032906 | 13.0966 | 0.51118 | 0.53623 |  |  |  |  | 162 | 0.025224
48595 | BTE_GT2_8075 | 1 | Houston | YES | 0.001886 | 162.8 | 130 | 162.8 | 0 | 1.0261 | CC | 1 | 0.032903 | 162.8 | 162.8 |  |  |  |  | 0.032903 | 5.3566 | 0.51391 | 0.5389 |  |  |  |  | 163 | 0.025204
48596 | BTE_GT3_8045 | 2 | Houston | YES | 0.001886 | 161.4 | 130 | 161.4 | 0 | 1.0261 | CC | 1 | 0.032903 | 161.4 | 161.4 |  |  |  |  | 0.032903 | 5.3106 | 0.5166 | 0.54154 |  |  |  |  | 164 | 0.025185
48597 | BTE_GT4_8055 | 3 | Houston | YES | 0.001886 | 158.9 | 130 | 158.9 | 0 | 1.0261 | CC | 1 | 0.032903 | 158.9 | 158.9 |  |  |  |  | 0.032903 | 5.2283 | 0.51926 | 0.54414 |  |  |  |  | 165 | 0.025049
48598 | BTE_ST1_8070 | 4 | Houston | YES | 0.001886 | 269.2 | 60 | 269.2 | 0 | 1.0261 | CC | 1 | 0.032903 | 269.2 | 269.2 |  |  |  |  | 0.032903 | 8.8575 | 0.52376 | 0.54855 |  |  |  |  | 166 | 0.024993
48583 | CBY_GT4_1 | 1 | Houston | YES | 0.001878 | 172 | 0 | 172 | 0 | 1.027 | GSC | 1 | 0.032895 | 172 | 172 |  |  |  |  | 0.032895 | 5.658 | 0.52664 | 0.55137 |  |  |  |  | 167 | 0.024938
48584 | CBY_GT4_2 | 2 | Houston | YES | 0.001878 | 172 | 0 | 172 | 0 | 1.027 | CC | 1 | 0.032895 | 172 | 172 |  |  |  |  | 0.032895 | 5.658 | 0.52951 | 0.55419 |  |  |  |  | 168 | 0.024883
48585 | CBY_ST4_1 | 3 | Houston | YES | 0.001878 | 172 | 0 | 172 | 0 | 1.027 | CC | 1 | 0.032895 | 172 | 172 |  |  |  |  | 0.032895 | 5.658 | 0.53239 | 0.557 |  |  |  |  | 169 | 0.024791
48815 | CVC_GT4_8005 | 4 | Houston | YES | 0.001878 | 165 | 91.8 | 165 |  | 1.0362 | Cogen | 1 | 0.032895 | 0 | 0 |  |  |  |  | 0.032895 | 0 | 0.53239 | 0.557 |  |  |  |  | 170 | 0.024732
48581 | CBY_GN1_1 | 1 | Houston | YES | 0.001875 | 595.2 | 108 | 744 | 0 | 1.0435 | GSC | 1 | 0.032892 | 744 | 744 |  |  |  |  | 0.032892 | 24.4717 | 0.54483 | 0.56918 |  |  |  |  | 171 | 0.024672
48651 | EP_1_2 | 1 | Houston | YES | 0.001875 | 4 | 0 | 5 | 0 | 1.0362 | Cogen | 1 | 0.032892 | 0 | 0 |  |  |  |  | 0.032892 | 0 | 0.54483 | 0.56918 |  |  |  |  | 172 | 0.024612
48651 | EP_1_2 | 2 | Houston | YES | 0.001875 | 17.7 | 10 | 21 | 0 | 1.0362 | Cogen | 1 | 0.032892 | 0 | 0 |  |  |  |  | 0.032892 | 0 | 0.54483 | 0.56918 |  |  |  |  | 173 | 0.024612
48791 | PSA_GT1_8160 | 1 | Houston | YES | 0.001875 | 52 | 20.8 | 65 | 0 | 1.0362 | Cogen | 1 | 0.032892 | 0 | 0 |  |  |  |  | 0.032892 | 0 | 0.54483 | 0.56918 |  |  |  |  | 174 | 0.024354
48792 | PSA_GT2_8155 | 2 | Houston | YES | 0.001875 | 52.8 | 20.3 | 66 | 0 | 1.0362 | Cogen | 1 | 0.032892 | 0 | 0 |  |  |  |  | 0.032892 | 0 | 0.54483 | 0.56918 |  |  |  |  | 175 | 0.024354
48793 | PSA_GT3_8150 | 3 | Houston | YES | 0.001875 | 56 | 20.3 | 70 | 0 | 1.0362 | Cogen | 1 | 0.032892 | 0 | 0 |  |  |  |  | 0.032892 | 0 | 0.54483 | 0.56918 |  |  |  |  | 176 | 0.024354
48794 | PSA_GT4_8145 | 4 | Houston | YES | 0.001875 | 52.8 | 20.3 | 66 | 0 | 1.0362 | Cogen | 1 | 0.032892 | 0 | 0 |  |  |  |  | 0.032892 | 0 | 0.54483 | 0.56918 |  |  |  |  | 177 | 0.024354
48795 | PSA_GT5_8140 | 5 | Houston | YES | 0.001875 | 51.2 | 20.3 | 64 | 0 | 1.0362 | Cogen | 1 | 0.032892 | 0 | 0 |  |  |  |  | 0.032892 | 0 | 0.54483 | 0.56918 |  |  |  |  | 178 | 0.024354
48796 | PSA_GN1_8165 | 1 | Houston | YES | 0.001875 | 83.2 | 43.1 | 104 | 0 | 1.0362 | Cogen | 1 | 0.032892 | 0 | 0 |  |  |  |  | 0.032892 | 0 | 0.54483 | 0.56918 |  |  |  |  | 179 | 0.024354
48797 | PSA_GT6_8135 | 6 | Houston | YES | 0.001875 | 47.2 | 34.5 | 59 | 0 | 1.0362 | Cogen | 1 | 0.032892 | 0 | 0 |  |  |  |  | 0.032892 | 0 | 0.54483 | 0.56918 |  |  |  |  | 180 | 0.024354
48940 | WARVUE_GT1 | G1 | Houston | YES | 0.001875 | 15 | 0 | 15 |  | 1.021 | Cogen | 1 | 0.032892 | 0 | 0 |  |  |  |  | 0.032892 | 0 | 0.54483 | 0.56918 |  |  |  |  | 181 | 0.024354
48883 | THW_GT1_GT_1 | B2 | Houston | YES | 0.001871 | 0 | 0 | 12 |  | 1.043 | GGT | 1 | 0.032888 | 12 | 12 |  |  |  |  | 0.032888 | 0.39466 | 0.54503 | 0.56938 |  |  |  |  | 182 | 0.024354
49803 | EXN_15GT | 1 | Houston | YES | 0.00187 | 33 | 8.3 | 34 |  | 1.0326 | Cogen | 1 | 0.032887 | 0 | 0 |  |  |  |  | 0.032887 | 0 | 0.54503 | 0.56938 |  |  |  |  | 183 | 0.024354
49804 | EXN_16GT | 2 | Houston | YES | 0.00187 | 32 | 8.3 | 34.7 |  | 1.0326 | Cogen | 1 | 0.032887 | 0 | 0 |  |  |  |  | 0.032887 | 0 | 0.54503 | 0.56938 |  |  |  |  | 184 | 0.024354
49805 | EXN_17GT | 3 | Houston | YES | 0.00187 | 31 | 8.3 | 32.7 |  | 1.0326 | Cogen | 1 | 0.032887 | 0 | 0 |  |  |  |  | 0.032887 | 0 | 0.54503 | 0.56938 |  |  |  |  | 185 | 0.024349
49826 | EXN938GT | 5 | Houston | YES | 0.00187 | 43 | 9.2 | 45.9 |  | 1.0326 | Cogen | 1 | 0.032887 | 0 | 0 |  |  |  |  | 0.032887 | 0 | 0.54503 | 0.56938 |  |  |  |  | 186 | 0.024349
49828 | EXN941GT | 10 | Houston | YES | 0.00187 | 17.7 | 5.4 | 17.7 | 0 | 1.0326 | Cogen | 1 | 0.032887 | 0 | 0 |  |  |  |  | 0.032887 | 0 | 0.54503 | 0.56938 |  |  |  |  | 187 | 0.024349
49829 | EXN942GT | 11 | Houston | YES | 0.00187 | 20 | 5.4 | 20.4 | 0 | 1.0326 | Cogen | 1 | 0.032887 | 0 | 0 |  |  |  |  | 0.032887 | 0 | 0.54503 | 0.56938 |  |  |  |  | 188 | 0.024349
49830 | EXN943GT | 12 | Houston | YES | 0.00187 | 19 | 5.4 | 19.9 | 0 | 1.0326 | Cogen | 1 | 0.032887 | 0 | 0 |  |  |  |  | 0.032887 | 0 | 0.54503 | 0.56938 |  |  |  |  | 189 | 0.024349
49831 | EXN944GT | 13 | Houston | YES | 0.00187 | 33 | 5.4 | 35 | 0 | 1.0326 | Cogen | 1 | 0.032887 | 0 | 0 |  |  |  |  | 0.032887 | 0 | 0.54503 | 0.56938 |  |  |  |  | 190 | 0.024349
49832 | EXN945GT | 9 | Houston | YES | 0.00187 | 18.5 | 9.2 | 18.5 |  | 1.0326 | Cogen | 1 | 0.032887 | 0 | 0 |  |  |  |  | 0.032887 | 0 | 0.54503 | 0.56938 |  |  |  |  | 191 | 0.024349
49837 | EXN_GT | 4 | Houston | YES | 0.00187 | 81 | 21.3 | 85.4 |  | 1.0326 | Cogen | 1 | 0.032887 | 0 | 0 |  |  |  |  | 0.032887 | 0 | 0.54503 | 0.56938 |  |  |  |  | 192 | 0.024349
49838 | EXN_14GT | 14 | Houston | YES | 0.00187 | 140 | 0 | 148 |  | 1.0326 | Cogen | 1 | 0.032887 | 0 | 0 |  |  |  |  | 0.032887 | 0 | 0.54503 | 0.56938 |  |  |  |  | 193 | 0.024349
48582 | CBY_GN2_2 | 2 | Houston | YES | 0.001866 | 596.8 | 110 | 746 | 0 | 1.0435 | GSC | 1 | 0.032883 | 746 | 746 |  |  |  |  | 0.032883 | 24.5308 | 0.5575 | 0.58159 |  |  |  |  | 194 | 0.024349
48873 | THW_ST3_ST_3 | 3 | Houston | YES | 0.001861 | 107 | 19 | 107 | 0 | 1.0435 | CC | 1 | 0.032878 | 107 | 107 |  |  |  |  | 0.032878 | 3.518 | 0.55929 | 0.58334 |  |  |  |  | 195 | 0.024349
48874 | THW_ST4_ST_4 | 4 | Houston | YES | 0.001861 | 108 | 19 | 108 | 0 | 1.0435 | CC | 1 | 0.032878 | 108 | 108 |  |  |  |  | 0.032878 | 3.5508 | 0.5611 | 0.58511 |  |  |  |  | 196 | 0.024349
48875 | THW_3132 | A | Houston | YES | 0.001861 | 55 | 5 | 55 | 0 | 1.0435 | CC | 1 | 0.032878 | 55 | 55 |  |  |  |  | 0.032878 | 1.8083 | 0.56202 | 0.58601 |  |  |  |  | 197 | 0.024087
48875 | THW_3132 | B | Houston | YES | 0.001861 | 53 | 5 | 53 | 0 | 1.0435 | CC | 1 | 0.032878 | 53 | 53 |  |  |  |  | 0.032878 | 1.7425 | 0.5629 | 0.58688 |  |  |  |  | 198 | 0.024049
48877 | THW_3334 | C | Houston | YES | 0.001861 | 55 | 5 | 55 | 0 | 1.0435 | CC | 1 | 0.032878 | 55 | 55 |  |  |  |  | 0.032878 | 1.8083 | 0.56382 | 0.58778 |  |  |  |  | 199 | 0.02401
48877 | THW_3334 | D | Houston | YES | 0.001861 | 57 | 5 | 57 | 0 | 1.0435 | CC | 1 | 0.032878 | 57 | 57 |  |  |  |  | 0.032878 | 1.8741 | 0.56478 | 0.58871 |  |  |  |  | 200 | 0.023991
48879 | THW_4142 | E | Houston | YES | 0.001861 | 56 | 5 | 56 | 0 | 1.0435 | CC | 1 | 0.032878 | 56 | 56 |  |  |  |  | 0.032878 | 1.8412 | 0.56571 | 0.58963 |  |  |  |  | 201 | 0.023972
48879 | THW_4142 | F | Houston | YES | 0.001861 | 55 | 5 | 55 | 0 | 1.0435 | CC | 1 | 0.032878 | 55 | 55 |  |  |  |  | 0.032878 | 1.8083 | 0.56663 | 0.59053 |  |  |  |  | 202 | 0.023952
48881 | THW_4344 | G | Houston | YES | 0.001861 | 58 | 5 | 58 | 0 | 1.0435 | CC | 1 | 0.032878 | 58 | 58 |  |  |  |  | 0.032878 | 1.9069 | 0.5676 | 0.59147 |  |  |  |  | 203 | 0.023932
48881 | THW_4344 | H | Houston | YES | 0.001861 | 58 | 5 | 58 | 0 | 1.0435 | CC | 1 | 0.032878 | 58 | 58 |  |  |  |  | 0.032878 | 1.9069 | 0.56857 | 0.59242 |  |  |  |  | 204 | 0.023912
48593 | CHE_GT1_8015 | 1 | Houston | YES | 0.001852 | 173 | 50 | 173 | 0 | 1.0362 | Cogen | 1 | 0.032869 | 0 | 0 |  |  |  |  | 0.032869 | 0 | 0.56857 | 0.59242 |  |  |  |  | 205 | 0.023893
48594 | CHE_GN4_8025 | 4 | Houston | YES | 0.001852 | 142 | 60 | 142 | 0 | 1.0362 | Cogen | 1 | 0.032869 | 0 | 0 |  |  |  |  | 0.032869 | 0 | 0.56857 | 0.59242 |  |  |  |  | 206 | 0.023872
48500 | APD_GT1_8005 | 1 | Houston | YES | 0.00185 | 137.6 | 54.6 | 137.6 | 0 | 1.0362 | Cogen | 1 | 0.032867 | 0 | 0 |  |  |  |  | 0.032867 | 0 | 0.56857 | 0.59242 |  |  |  |  | 207 | 0.023852
48511 | LPE_GT1_8070 | 1 | Houston | YES | 0.00185 | 42 | 0 | 42 | 0 | 1.0362 | GGT | 1 | 0.032867 | 42 | 42 |  |  |  |  | 0.032867 | 1.3804 | 0.56927 | 0.59311 |  |  |  |  | 208 | 0.023852
48512 | LPE_GT2_8075 | 2 | Houston | YES | 0.00185 | 42 | 0 | 42 | 0 | 1.0362 | GGT | 1 | 0.032867 | 42 | 42 |  |  |  |  | 0.032867 | 1.3804 | 0.56998 | 0.5938 |  |  |  |  | 209 | 0.023852
48513 | LPE_GT3_8080 | 3 | Houston | YES | 0.00185 | 39 | 0 | 39 | 0 | 1.0362 | GGT | 1 | 0.032867 | 39 | 39 |  |  |  |  | 0.032867 | 1.2818 | 0.57063 | 0.59444 |  |  |  |  | 210 | 0.023852
48514 | LPE_GT4_8085 | 4 | Houston | YES | 0.00185 | 39 | 0 | 39 | 0 | 1.0362 | GGT | 1 | 0.032867 | 39 | 39 |  |  |  |  | 0.032867 | 1.2818 | 0.57128 | 0.59507 |  |  |  |  | 211 | 0.023836
48820 | SHELLG1_3015 | 1 | Houston | YES | 0.001844 | 71 | 34.5 | 71 |  | 1.029 | Cogen | 1 | 0.032861 | 0 | 0 |  |  |  |  | 0.032861 | 0 | 0.57128 | 0.59507 |  |  |  |  | 212 | 0.023821
48821 | SHELLG2 | 2 | Houston | YES | 0.001844 | 72 | 34.5 | 72 |  | 1.029 | Cogen | 1 | 0.032861 | 0 | 0 |  |  |  |  | 0.032861 | 0 | 0.57128 | 0.59507 |  |  |  |  | 213 | 0.023807
48822 | SHELLG3_3020 | 2 | Houston | YES | 0.001844 | 30 | 0 | 30 |  | 1.029 | Cogen | 1 | 0.032861 | 0 | 0 |  |  |  |  | 0.032861 | 0 | 0.57128 | 0.59507 |  |  |  |  | 214 | 0.023793
48822 | SHELLG3_3020 | 1 | Houston | YES | 0.001844 | 39 | 0 | 39 |  | 1.029 | Cogen | 1 | 0.032861 | 0 | 0 |  |  |  |  | 0.032861 | 0 | 0.57128 | 0.59507 |  |  |  |  | 215 | 0.023793
48611 | DIB_GT1_8080 | 1 | Houston | YES | 0.00184 | 64 | 0 | 64 | 0 | 1.0326 | Cogen | 1 | 0.032857 | 0 | 0 |  |  |  |  | 0.032857 | 0 | 0.57128 | 0.59507 |  |  |  |  | 216 | 0.023793
48612 | DIB_GT2_8075 | 2 | Houston | YES | 0.00184 | 63.2 | 0 | 63.2 | 0 | 1.0326 | Cogen | 1 | 0.032857 | 0 | 0 |  |  |  |  | 0.032857 | 0 | 0.57128 | 0.59507 |  |  |  |  | 217 | 0.023793
48613 | DIB_ST1_8085 | 3 | Houston | YES | 0.00184 | 67.9 | 30 | 82.6 | 0 | 1.0326 | Cogen | 1 | 0.032857 | 0 | 0 |  |  |  |  | 0.032857 | 0 | 0.57128 | 0.59507 |  |  |  |  | 218 | 0.023793
48614 | DIB_GT3_8090 | 4 | Houston | YES | 0.00184 | 73.6 | 15 | 73.6 | 0 | 1.0326 | Cogen | 1 | 0.032857 | 0 | 0 |  |  |  |  | 0.032857 | 0 | 0.57128 | 0.59507 |  |  |  |  | 219 | 0.023793
48740 | PSG_GN2_8050 | 1 | Houston | YES | 0.00184 | 182 | 60 | 182 | 0 | 1.0326 | Cogen | 1 | 0.032857 | 0 | 0 |  |  |  |  | 0.032857 | 0 | 0.57128 | 0.59507 |  |  |  |  | 220 | 0.023793
48741 | PSG_GT2_8040 | 1 | Houston | YES | 0.00184 | 158.6 | 50 | 158.6 | 0 | 1.0326 | Cogen | 1 | 0.032857 | 0 | 0 |  |  |  |  | 0.032857 | 0 | 0.57128 | 0.59507 |  |  |  |  | 221 | 0.023793
48742 | PSG_GT3_8060 | 1 | Houston | YES | 0.00184 | 157 | 50 | 157 | 0 | 1.0326 | Cogen | 1 | 0.032857 | 0 | 0 |  |  |  |  | 0.032857 | 0 | 0.57128 | 0.59507 |  |  |  |  | 222 | 0.023793
48845 | SOL_GT1 | 1 | Houston | YES | 0.00184 | 16.2 | 15.4 | 16.2 |  | 1.0326 | Solar | 1 | 0.032857 | 16.2 | 16.2 |  |  |  |  | 0.032857 | 0.53229 | 0.57155 | 0.59534 |  |  |  |  | 223 | 0.023793
48854 | SRB_GN4_4 | 4 | Houston | YES | 0.00184 | 182.4 | 35 | 228 | 0 | 1.0326 | GST | 1 | 0.032857 | 228 | 228 |  |  |  |  | 0.032857 | 7.4914 | 0.57536 | 0.59907 |  |  |  |  | 224 | 0.023793
48551 | CAL_GT1_8045 | 1 | Houston | YES | 0.001839 | 149 | 0 | 149 | 0 | 1.0326 | Cogen | 1 | 0.032856 | 0 | 0 |  |  |  |  | 0.032856 | 0 | 0.57536 | 0.59907 |  |  |  |  | 225 | 0.023793
48552 | CAL_ST1_8000 | 2 | Houston | YES | 0.001839 | 65.1 | 0 | 65.1 | 0 | 1.0326 | Cogen | 1 | 0.032856 | 0 | 0 |  |  |  |  | 0.032856 | 0 | 0.57536 | 0.59907 |  |  |  |  | 226 | 0.023787
48851 | SRB_GN1_1 | 1 | Houston | YES | 0.001839 | 132 | 26 | 165 | 0 | 1.0217 | GST | 1 | 0.032856 | 165 | 165 |  |  |  |  | 0.032856 | 5.4213 | 0.57812 | 0.60177 |  |  |  |  | 227 | 0.023704
48852 | SRB_GN2_2 | 2 | Houston | YES | 0.001839 | 140.8 | 26 | 176 | 0 | 1.0217 | GST | 1 | 0.032856 | 176 | 176 |  |  |  |  | 0.032856 | 5.7827 | 0.58106 | 0.60464 |  |  |  |  | 228 | 0.023704
48853 | SRB_GN3_3 | 3 | Houston | YES | 0.001839 | 170.4 | 35 | 213 |  | 1.0326 | GST | 1 | 0.032856 | 213 | 213 |  |  |  |  | 0.032856 | 6.9984 | 0.58463 | 0.60813 |  |  |  |  | 229 | 0.023704
48855 | SRB_GT211035 | B1 | Houston | YES | 0.001838 | 0 | 0 | 18 |  | 1.014 | GGT | 1 | 0.032855 | 18 | 18 |  |  |  |  | 0.032855 | 0.59139 | 0.58493 | 0.60842 |  |  |  |  | 230 | 0.023644
48855 | SRB_GT211035 | B2 | Houston | YES | 0.001838 | 0 | 0 | 12 |  | 1.014 | GGT | 1 | 0.032855 | 12 | 12 |  |  |  |  | 0.032855 | 0.39426 | 0.58513 | 0.60862 |  |  |  |  | 231 | 0.023579
48761 | PR_GT1__9040 | 1 | Houston | YES | 0.001836 | 26 | 0 | 35 |  | 1 | Cogen | 1 | 0.032853 | 0 | 0 |  |  |  |  | 0.032853 | 0 | 0.58513 | 0.60862 |  |  |  |  | 232 | 0.023501
48641 | DPEC_GT15040 | 1 | Houston | YES | 0.001832 | 163.2 | 98 | 163.2 | 0 | 1.0319 | CC | 1 | 0.032849 | 163.2 | 163.2 |  |  |  |  | 0.032849 | 5.361 | 0.58786 | 0.61129 |  |  |  |  | 233 | 0.023495
48642 | DPEC_GT25025 | 2 | Houston | YES | 0.001832 | 157.1 | 98 | 157.1 | 0 | 1.0319 | CC | 1 | 0.032849 | 157.1 | 157.1 |  |  |  |  | 0.032849 | 5.1606 | 0.59048 | 0.61386 |  |  |  |  | 234 | 0.02349
48643 | DPEC_GT35010 | 3 | Houston | YES | 0.001832 | 157.5 | 98 | 157.5 | 0 | 1.0319 | CC | 1 | 0.032849 | 157.5 | 157.5 |  |  |  |  | 0.032849 | 5.1737 | 0.59312 | 0.61643 |  |  |  |  | 235 | 0.02349
48644 | DPEC_GT45070 | 4 | Houston | YES | 0.001832 | 157 | 98 | 157 | 0 | 1.0319 | CC | 1 | 0.032849 | 157 | 157 |  |  |  |  | 0.032849 | 5.1573 | 0.59574 | 0.619 |  |  |  |  | 236 | 0.02343
48645 | DPEC_ST55065 | 5 | Houston | YES | 0.001832 | 282 | 0 | 282 | 0 | 1.0319 | CC | 1 | 0.032849 | 282 | 282 |  |  |  |  | 0.032849 | 9.2634 | 0.60046 | 0.62361 |  |  |  |  | 237 | 0.023372
48841 | SJS_GT1_GT1 | 1 | Houston | YES | 0.00183 | 62.4 | 49 | 78 | 0 | 1.0362 | Cogen | 1 | 0.032847 | 0 | 0 |  |  |  |  | 0.032847 | 0 | 0.60046 | 0.62361 |  |  |  |  | 238 | 0.023314
48842 | SJS_GT2_GT2 | 2 | Houston | YES | 0.00183 | 64.8 | 49 | 81 | 0 | 1.0362 | Cogen | 1 | 0.032847 | 0 | 0 |  |  |  |  | 0.032847 | 0 | 0.60046 | 0.62361 |  |  |  |  | 239 | 0.023256
48691 | GBY_73741085 | B | Houston | YES | 0.001827 | 37.6 | 20 | 47 | 0 | 1.0362 | GGT | 1 | 0.032844 | 47 | 47 |  |  |  |  | 0.032844 | 1.5437 | 0.60124 | 0.62438 |  |  |  |  | 240 | 0.023152
48691 | GBY_73741085 | A | Houston | YES | 0.001827 | 37.6 | 20 | 47 | 0 | 1.0362 | GGT | 1 | 0.032844 | 47 | 47 |  |  |  |  | 0.032844 | 1.5437 | 0.60203 | 0.62515 |  |  |  |  | 241 | 0.023152
48692 | GBY_81821075 | D | Houston | YES | 0.001827 | 44 | 20 | 55 | 0 | 1.0362 | GGT | 1 | 0.032844 | 55 | 55 |  |  |  |  | 0.032844 | 1.8064 | 0.60295 | 0.62604 |  |  |  |  | 242 | 0.023152
48692 | GBY_81821075 | C | Houston | YES | 0.001827 | 37.6 | 20 | 47 | 0 | 1.0362 | GGT | 1 | 0.032844 | 47 | 47 |  |  |  |  | 0.032844 | 1.5437 | 0.60373 | 0.62681 |  |  |  |  | 243 | 0.023134
48693 | GBY_83841065 | F | Houston | YES | 0.001827 | 43.2 | 20 | 54 | 0 | 1.0362 | GGT | 1 | 0.032844 | 54 | 54 |  |  |  |  | 0.032844 | 1.7736 | 0.60464 | 0.6277 |  |  |  |  | 244 | 0.023117
48693 | GBY_83841065 | E | Houston | YES | 0.001827 | 45.6 | 20 | 57 | 0 | 1.0362 | GGT | 1 | 0.032844 | 57 | 57 |  |  |  |  | 0.032844 | 1.8721 | 0.60559 | 0.62863 |  |  |  |  | 245 | 0.023096
48531 | BYU_GT1_8075 | 1 | Houston | YES | 0.001818 | 65 | 0 | 65 |  | 1.0362 | Cogen | 1 | 0.032835 | 0 | 0 |  |  |  |  | 0.032835 | 0 | 0.60559 | 0.62863 |  |  |  |  | 246 | 0.023079
48532 | BYU_GT2_8055 | 2 | Houston | YES | 0.001818 | 62 | 0 | 62 |  | 1.0362 | Cogen | 1 | 0.032835 | 0 | 0 |  |  |  |  | 0.032835 | 0 | 0.60559 | 0.62863 |  |  |  |  | 247 | 0.023059
48533 | BYU_GT3_8060 | 3 | Houston | YES | 0.001818 | 67 | 0 | 67 |  | 1.0362 | Cogen | 1 | 0.032835 | 0 | 0 |  |  |  |  | 0.032835 | 0 | 0.60559 | 0.62863 |  |  |  |  | 248 | 0.023038
48534 | BYU_GT4_8065 | 4 | Houston | YES | 0.001818 | 65 | 0 | 65 |  | 1.0362 | Cogen | 1 | 0.032835 | 0 | 0 |  |  |  |  | 0.032835 | 0 | 0.60559 | 0.62863 |  |  |  |  | 249 | 0.023038
48561 | CTL_GT2_8130 | 1 | Houston | YES | 0.001812 | 73.5 | 30.3 | 91.9 |  | 1.0362 | Cogen | 1 | 0.032829 | 0 | 0 |  |  |  |  | 0.032829 | 0 | 0.60559 | 0.62863 |  |  |  |  | 250 | 0.023038
48562 | CTL_GT3_8135 | 2 | Houston | YES | 0.001812 | 70.1 | 30.3 | 87.6 |  | 1.0362 | Cogen | 1 | 0.032829 | 0 | 0 |  |  |  |  | 0.032829 | 0 | 0.60559 | 0.62863 |  |  |  |  | 251 | 0.023038
48563 | CTL_GT4_8140 | 3 | Houston | YES | 0.001812 | 69.6 | 30.3 | 87 |  | 1.0362 | Cogen | 1 | 0.032829 | 0 | 0 |  |  |  |  | 0.032829 | 0 | 0.60559 | 0.62863 |  |  |  |  | 252 | 0.023038
48564 | CTL_GN1_8145 | 4 | Houston | YES | 0.001812 | 43.6 | 12.9 | 54.5 |  | 1.0362 | Cogen | 1 | 0.032829 | 0 | 0 |  |  |  |  | 0.032829 | 0 | 0.60559 | 0.62863 |  |  |  |  | 253 | 0.023038
48565 | CTL_GN2_8155 | 5 | Houston | YES | 0.001812 | 9.8 | 3.4 | 12.2 |  | 1.0362 | Cogen | 1 | 0.032829 | 0 | 0 |  |  |  |  | 0.032829 | 0 | 0.60559 | 0.62863 |  |  |  |  | 254 | 0.023038
48772 | PHR_GN2_2 | MB | Houston | YES | 0.001796 | 0 | 72 | 459 |  | 1.0362 | GSC | 1 | 0.032813 | 0 | 0 |  |  |  |  | 0.032813 | 0 | 0.60559 | 0.62863 |  |  |  |  | 255 | 0.023038
38580 | TNBP_CGN1_8 | 1 | Houston | YES | 0.001773 | 70.8 | 0 | 70.8 | 0 | 1.005 | Cogen | 1 | 0.03279 | 0 | 0 |  |  |  |  | 0.03279 | 0 | 0.60559 | 0.62863 |  |  |  |  | 256 | 0.023038
38590 | TNBP_CGN2_8 | 2 | Houston | YES | 0.001773 | 66.7 | 0 | 66.7 | 0 | 1.005 | Cogen | 1 | 0.03279 | 0 | 0 |  |  |  |  | 0.03279 | 0 | 0.60559 | 0.62863 |  |  |  |  | 257 | 0.023038
38600 | TNBP_CGN3_8 | 5 | Houston | YES | 0.001773 | 53 | 0 | 53 | 0 | 1.005 | Cogen | 1 | 0.03279 | 0 | 0 |  |  |  |  | 0.03279 | 0 | 0.60559 | 0.62863 |  |  |  |  | 258 | 0.023038
38611 | TNBPAMCG1_8 | 1 | Houston | YES | 0.001773 | 153.2 | 0 | 153.2 | 0 | 1.005 | Cogen | 1 | 0.03279 | 0 | 0 |  |  |  |  | 0.03279 | 0 | 0.60559 | 0.62863 |  |  |  |  | 259 | 0.023038
38612 | TNBPAMCG2_8 | 2 | Houston | YES | 0.001773 | 153.5 | 0 | 153.5 | 0 | 1.005 | Cogen | 1 | 0.03279 | 0 | 0 |  |  |  |  | 0.03279 | 0 | 0.60559 | 0.62863 |  |  |  |  | 260 | 0.023038
38613 | TNBPAMCG3_8 | 3 | Houston | YES | 0.001773 | 152.3 | 0 | 152.3 | 0 | 1.005 | Cogen | 1 | 0.03279 | 0 | 0 |  |  |  |  | 0.03279 | 0 | 0.60559 | 0.62863 |  |  |  |  | 261 | 0.023038
38614 | TNBPAMCG4_8 | 4 | Houston | YES | 0.001773 | 96 | 0 | 96 |  | 1.005 | Cogen | 1 | 0.03279 | 0 | 0 |  |  |  |  | 0.03279 | 0 | 0.60559 | 0.62863 |  |  |  |  | 262 | 0.023038
38615 | TNBPAMCG5_8 | 1 | Houston | YES | 0.001773 | 244 | 0 | 244 | 0 | 1.005 | Cogen | 1 | 0.03279 | 0 | 0 |  |  |  |  | 0.03279 | 0 | 0.60559 | 0.62863 |  |  |  |  | 263 | 0.023038
38690 | TNBP_CGN4_8 | 3 | Houston | YES | 0.001773 | 40 | 0 | 40 |  | 1.005 | Cogen | 1 | 0.03279 | 0 | 0 |  |  |  |  | 0.03279 | 0 | 0.60559 | 0.62863 |  |  |  |  | 264 | 0.023038
38711 | TNTXCTY1CG8 | 1 | Houston | YES | 0.001773 | 100.3 | 59 | 100.3 | 0 | 1 | Cogen | 1 | 0.03279 | 0 | 0 |  |  |  |  | 0.03279 | 0 | 0.60559 | 0.62863 |  |  |  |  | 265 | 0.023038
38712 | TNTXCTY2CG8 | 1 | Houston | YES | 0.001773 | 92.9 | 59 | 92.9 | 0 | 1 | Cogen | 1 | 0.03279 | 0 | 0 |  |  |  |  | 0.03279 | 0 | 0.60559 | 0.62863 |  |  |  |  | 266 | 0.023038
38713 | TNTXCTY3CG8 | 1 | Houston | YES | 0.001773 | 102.7 | 59 | 102.7 | 0 | 1 | Cogen | 1 | 0.03279 | 0 | 0 |  |  |  |  | 0.03279 | 0 | 0.60559 | 0.62863 |  |  |  |  | 267 | 0.023038
38714 | TNTXCTY4CG8 | 1 | Houston | YES | 0.001773 | 103 | 59 | 103 | 0 | 1 | Cogen | 1 | 0.03279 | 0 | 0 |  |  |  |  | 0.03279 | 0 | 0.60559 | 0.62863 |  |  |  |  | 268 | 0.023038
39470 | TNDOWCGNSG8 | 1 | Houston | YES | 0.001773 | 32 | 10 | 32 | 0 | 0.985 | Cogen | 1 | 0.03279 | 0 | 0 |  |  |  |  | 0.03279 | 0 | 0.60559 | 0.62863 |  |  |  |  | 269 | 0.023038
39480 | TNDOWCGNGG8 | 1 | Houston | YES | 0.001773 | 30 | 10 | 30 | 0 | 0.985 | Cogen | 1 | 0.03279 | 0 | 0 |  |  |  |  | 0.03279 | 0 | 0.60559 | 0.62863 |  |  |  |  | 270 | 0.023038
48921 | WAP_GN1_1 | 1 | Houston | YES | 0.001725 | 132.8 | 37 | 166 | 0 | 1.0362 | GST | 1 | 0.032742 | 166 | 166 |  |  |  |  | 0.032742 | 5.4352 | 0.60837 | 0.63133 |  |  |  |  | 271 | 0.023038
48922 | WAP_GN2_2 | 2 | Houston | YES | 0.001725 | 132.8 | 37 | 166 | 0 | 1.0362 | GST | 1 | 0.032742 | 166 | 166 |  |  |  |  | 0.032742 | 5.4352 | 0.61114 | 0.63404 |  |  |  |  | 272 | 0.023038
48923 | WAP_GN3_3 | 3 | Houston | YES | 0.001725 | 198.4 | 93 | 248 | 0 | 1.0362 | GST | 1 | 0.032742 | 248 | 248 |  |  |  |  | 0.032742 | 8.12 | 0.61529 | 0.63808 |  |  |  |  | 273 | 0.023038
48924 | WAP_GN4_4 | 4 | Houston | YES | 0.001725 | 546 | 217 | 546 | 0 | 1.0362 | GSC | 1 | 0.032742 | 546 | 546 |  |  |  |  | 0.032742 | 17.8772 | 0.62442 | 0.64698 |  |  |  |  | 274 | 0.022967
48925 | WAP_GN5_5 | 5 | Houston | YES | 0.001725 | 576.1 | 278 | 654 | 0 | 0.985 | LIGCO | 1 | 0.032742 | 0 | 654 |  |  |  |  | 0.032742 | 21.4133 | 0.63535 | 0.65764 |  |  |  |  | 275 | 0.022897
48929 | WAPGT21_GT1 | B1 | Houston | YES | 0.001725 | 0 | 0 | 13 |  | 1.05 | GGT | 1 | 0.032742 | 13 | 13 |  |  |  |  | 0.032742 | 0.42565 | 0.63557 | 0.65785 |  |  |  |  | 276 | 0.022792
48510 | AK_GT1__8040 | 1 | Houston | YES | 0.001716 | 33.4 | 8.1 | 34 |  | 1.029 | Cogen | 1 | 0.032733 | 0 | 0 |  |  |  |  | 0.032733 | 0 | 0.63557 | 0.65785 |  |  |  |  | 277 | 0.022562
48521 | BVE_GT1_GT1 | 1 | Houston | YES | 0.001709 | 167.7 | 0 | 167.7 |  | 1.035 | CC | 1 | 0.032726 | 167.7 | 167.7 |  |  |  |  | 0.032726 | 5.4882 | 0.63837 | 0.66058 |  |  |  |  | 278 | 0.022285
48522 | BVE_GT2_5035 | 2 | Houston | YES | 0.001709 | 166.4 | 0 | 166.4 |  | 1.035 | CC | 1 | 0.032726 | 166.4 | 166.4 |  |  |  |  | 0.032726 | 5.4456 | 0.64115 | 0.66329 |  |  |  |  | 279 | 0.02228
48523 | BVE_ST1_GN1 | 3 | Houston | YES | 0.001709 | 252.4 | 0 | 252.4 |  | 1.035 | CC | 1 | 0.032726 | 252.4 | 252.4 |  |  |  |  | 0.032726 | 8.2601 | 0.64537 | 0.6674 |  |  |  |  | 280 | 0.02228
48926 | WAP_GN6_6 | 6 | Houston | YES | 0.001708 | 651 | 280 | 651 |  | 1.035 | LIGCO | 1 | 0.032725 | 0 | 651 |  |  |  |  | 0.032725 | 21.304 | 0.65626 | 0.67801 |  |  |  |  | 281 | 0.022208
48927 | WAP_GN7_7 | 7 | Houston | YES | 0.001708 | 564 | 277 | 564 |  | 1.035 | LIGCO | 1 | 0.032725 | 0 | 564 |  |  |  |  | 0.032725 | 18.457 | 0.66569 | 0.68719 |  |  |  |  | 282 | 0.022136
48928 | WAP_GN8_8 | 8 | Houston | YES | 0.001708 | 603 | 275 | 603 |  | 1.035 | LIGCO | 1 | 0.032725 | 0 | 603 |  |  |  |  | 0.032725 | 19.7332 | 0.67577 | 0.69702 |  |  |  |  | 283 | 0.022027
48730 | MNS_GT | 1 | Houston | YES | 0.001703 | 43 | 0 | 46.1 |  | 1.029 | Cogen | 1 | 0.03272 | 0 | 0 |  |  |  |  | 0.03272 | 0 | 0.67577 | 0.69702 |  |  |  |  | 284 | 0.021747
39760 | TNSCLP1___8 | 1 | Houston | YES | 0.001617 | 93.4 | 20 | 116.8 | 0 | 1.04 | Cogen | 1 | 0.032634 | 0 | 0 |  |  |  |  | 0.032634 | 0 | 0.67577 | 0.69702 |  |  |  |  | 285 | 0.021504
39770 | TNSCLP2___8 | 1 | Houston | YES | 0.001617 | 91.6 | 20 | 114.5 | 0 | 1.04 | Cogen | 1 | 0.032634 | 0 | 0 |  |  |  |  | 0.032634 | 0 | 0.67577 | 0.69702 |  |  |  |  | 286 | 0.021244
39775 | TNSCLP4___8 | 1 | Houston | YES | 0.001617 | 95.2 | 20 | 119 | 0 | 1.04 | Cogen | 1 | 0.032634 | 0 | 0 |  |  |  |  | 0.032634 | 0 | 0.67577 | 0.69702 |  |  |  |  | 287 | 0.021244
39790 | TNSCLP3___8 | 1 | Houston | YES | 0.001617 | 87.6 | 20 | 109.5 | 0 | 1.027 | Cogen | 1 | 0.032634 | 0 | 0 |  |  |  |  | 0.032634 | 0 | 0.67577 | 0.69702 |  |  |  |  | 288 | 0.021244
48520 | BSF_GT1_8070 | 1 | Houston | YES | 0.001591 | 72 | 0 | 72 | 0 | 1.0326 | Cogen | 1 | 0.032608 | 0 | 0 |  |  |  |  | 0.032608 | 0 | 0.67577 | 0.69702 |  |  |  |  | 289 | 0.021244
48520 | BSF_GT1_8070 | 2 | Houston | YES | 0.001591 | 10 | 0 | 10 | 0 | 1.0326 | Cogen | 1 | 0.032608 | 0 | 0 |  |  |  |  | 0.032608 | 0 | 0.67577 | 0.69702 |  |  |  |  | 290 | 0.021244
49851 | DOW17000 | 37 | Houston | YES | 0.001559 | 39 | 0 | 62 | 0 | 1 | Cogen | 1 | 0.032576 | 0 | 0 |  |  |  |  | 0.032576 | 0 | 0.67577 | 0.69702 |  |  |  |  | 291 | 0.021244
49858 | DOW38100 | 31 | Houston | YES | 0.001559 | 45 | 0 | 71.4 |  | 1 | Cogen | 1 | 0.032576 | 0 | 0 |  |  |  |  | 0.032576 | 0 | 0.67577 | 0.69702 |  |  |  |  | 292 | 0.021244
49859 | DOW38200 | 33 | Houston | YES | 0.001559 | 28 | 0 | 45 | 0 | 1 | Cogen | 1 | 0.032576 | 0 | 0 |  |  |  |  | 0.032576 | 0 | 0.67577 | 0.69702 |  |  |  |  | 293 | 0.021244
49860 | DOW38300 | 32 | Houston | YES | 0.001559 | 63 | 0 | 101 |  | 1 | Cogen | 1 | 0.032576 | 0 | 0 |  |  |  |  | 0.032576 | 0 | 0.67577 | 0.69702 |  |  |  |  | 294 | 0.021244
49862 | DOW39100 | 36 | Houston | YES | 0.001559 | 54 | 0 | 86 | 0 | 1 | Cogen | 1 | 0.032576 | 0 | 0 |  |  |  |  | 0.032576 | 0 | 0.67577 | 0.69702 |  |  |  |  | 295 | 0.021244
49863 | DOW39200 | 35 | Houston | YES | 0.001559 | 55 | 0 | 88 | 0 | 1 | Cogen | 1 | 0.032576 | 0 | 0 |  |  |  |  | 0.032576 | 0 | 0.67577 | 0.69702 |  |  |  |  | 296 | 0.021244
49865 | DOW41000 | 41 | Houston | YES | 0.001559 | 31 | 0 | 50 |  | 1 | Cogen | 1 | 0.032576 | 0 | 0 |  |  |  |  | 0.032576 | 0 | 0.67577 | 0.69702 |  |  |  |  | 297 | 0.021244
49866 | DOW42000 | 42 | Houston | YES | 0.001559 | 11 | 0 | 18 |  | 1 | Cogen | 1 | 0.032576 | 0 | 0 |  |  |  |  | 0.032576 | 0 | 0.67577 | 0.69702 |  |  |  |  | 298 | 0.021244
49869 | DOW49000 | 45 | Houston | YES | 0.001559 | 59 | 0 | 94 |  | 1 | Cogen | 1 | 0.032576 | 0 | 0 |  |  |  |  | 0.032576 | 0 | 0.67577 | 0.69702 |  |  |  |  | 299 | 0.021244
49870 | DOW61000 | 61 | Houston | YES | 0.001559 | 44 | 0 | 70 | 0 | 1 | Cogen | 1 | 0.032576 | 0 | 0 |  |  |  |  | 0.032576 | 0 | 0.67577 | 0.69702 |  |  |  |  | 300 | 0.021244
49871 | DOW62000 | 62 | Houston | YES | 0.001559 | 40 | 0 | 63 | 0 | 1 | Cogen | 1 | 0.032576 | 0 | 0 |  |  |  |  | 0.032576 | 0 | 0.67577 | 0.69702 |  |  |  |  | 301 | 0.021244
49872 | DOW63000 | 63 | Houston | YES | 0.001559 | 45 | 0 | 72 | 0 | 1 | Cogen | 1 | 0.032576 | 0 | 0 |  |  |  |  | 0.032576 | 0 | 0.67577 | 0.69702 |  |  |  |  | 302 | 0.021244
49873 | DOW64000 | 64 | Houston | YES | 0.001559 | 41 | 0 | 64.8 | 0 | 1 | Cogen | 1 | 0.032576 | 0 | 0 |  |  |  |  | 0.032576 | 0 | 0.67577 | 0.69702 |  |  |  |  | 303 | 0.021244
49876 | DOW65000 | 65 | Houston | YES | 0.001559 | 63 | 0 | 101 | 0 | 1 | Cogen | 1 | 0.032576 | 0 | 0 |  |  |  |  | 0.032576 | 0 | 0.67577 | 0.69702 |  |  |  |  | 304 | 0.021244
49877 | DOW66000 | 66 | Houston | YES | 0.001559 | 61 | 0 | 97 | 0 | 1 | Cogen | 1 | 0.032576 | 0 | 0 |  |  |  |  | 0.032576 | 0 | 0.67577 | 0.69702 |  |  |  |  | 305 | 0.021244
49878 | DOW67000 | 67 | Houston | YES | 0.001559 | 65 | 0 | 103 | 0 | 1 | Cogen | 1 | 0.032576 | 0 | 0 |  |  |  |  | 0.032576 | 0 | 0.67577 | 0.69702 |  |  |  |  | 306 | 0.021244
49882 | DOW81000 | 81 | Houston | YES | 0.001559 | 47 | 0 | 76 | 0 | 1 | Cogen | 1 | 0.032576 | 0 | 0 |  |  |  |  | 0.032576 | 0 | 0.67577 | 0.69702 |  |  |  |  | 307 | 0.021244
49884 | DOW82000 | 82 | Houston | YES | 0.001559 | 51 | 0 | 80 | 0 | 1 | Cogen | 1 | 0.032576 | 0 | 0 |  |  |  |  | 0.032576 | 0 | 0.67577 | 0.69702 |  |  |  |  | 308 | 0.021244
49885 | DOW83000 | 83 | Houston | YES | 0.001559 | 51 | 0 | 80 | 0 | 1 | Cogen | 1 | 0.032576 | 0 | 0 |  |  |  |  | 0.032576 | 0 | 0.67577 | 0.69702 |  |  |  |  | 309 | 0.021244
49886 | DOW84000 | 84 | Houston | YES | 0.001559 | 107 | 0 | 171 | 0 | 0.98 | Cogen | 1 | 0.032576 | 0 | 0 |  |  |  |  | 0.032576 | 0 | 0.67577 | 0.69702 |  |  |  |  | 310 | 0.021244
13432 | SANDOW_5G | 5 | South | YES | 0.001547 | 581 | 225 | 581 |  | 1.029 | LIGCO | 1 | 0.032564 | 0 | 581 |  |  |  |  | 0.032564 | 18.9197 | 0.68549 | 0.70643 |  |  |  |  | 311 | 0.021244
48911 | TGF_GT1_8000 | 1 | Houston | YES | 0.001431 | 69.2 | 0 | 69.2 |  | 1.029 | Cogen | 1 | 0.032448 | 0 | 0 |  |  |  |  | 0.032448 | 0 | 0.68549 | 0.70643 |  |  |  |  | 312 | 0.021244
48731 | CBE_GT1 | 1 | Houston | YES | 0.001409 | 76 | 0 | 76 | 0 | 1.029 | CC | 1 | 0.032426 | 76 | 76 |  |  |  |  | 0.032426 | 2.4644 | 0.68676 | 0.70766 |  |  |  |  | 313 | 0.021244
48732 | CBE_GT2 | 1 | Houston | YES | 0.001409 | 76 | 0 | 76 | 0 | 1.029 | CC | 1 | 0.032426 | 76 | 76 |  |  |  |  | 0.032426 | 2.4644 | 0.68803 | 0.70889 |  |  |  |  | 314 | 0.020947
48733 | CBE_ST12 | 1 | Houston | YES | 0.001409 | 105 | 0 | 105 | 0 | 1.029 | CC | 1 | 0.032426 | 105 | 105 |  |  |  |  | 0.032426 | 3.4047 | 0.68978 | 0.71058 |  |  |  |  | 315 | 0.020947
48734 | CBE_GT3 | 1 | Houston | YES | 0.001409 | 76 | 0 | 76 | 0 | 1.029 | CC | 1 | 0.032426 | 76 | 76 |  |  |  |  | 0.032426 | 2.4644 | 0.69105 | 0.71181 |  |  |  |  | 316 | 0.020903
48735 | CBE_GT4 | 1 | Houston | YES | 0.001409 | 76 | 0 | 76 | 0 | 1.029 | CC | 1 | 0.032426 | 76 | 76 |  |  |  |  | 0.032426 | 2.4644 | 0.69232 | 0.71303 |  |  |  |  | 317 | 0.020859
48736 | CBE_ST34 | 1 | Houston | YES | 0.001409 | 105 | 0 | 105 | 0 | 1.029 | CC | 1 | 0.032426 | 105 | 105 |  |  |  |  | 0.032426 | 3.4047 | 0.69408 | 0.71473 |  |  |  |  | 318 | 0.020798
5911 | STP_GN1___1 | 1 | Houston | YES | 0.001389 | 1333 | 1249 | 1333 | 0 | 1.0406 | Nuc | 1 | 0.032406 | 0 | 0 |  |  |  |  | 0.032406 | 0 | 0.69408 | 0.71473 |  |  |  |  | 319 | 0.020754
5912 | STP_GN2___2 | 2 | Houston | YES | 0.001389 | 1332 | 1249 | 1332 | 0 | 1.0406 | Nuc | 1 | 0.032406 | 0 | 0 |  |  |  |  | 0.032406 | 0 | 0.69408 | 0.71473 |  |  |  |  | 320 | 0.02071
3432 | SANDOW_4G | 4 | South | YES | 0.00132 | 580 | 225 | 580 |  | 1.029 | LIGCO | 1 | 0.032337 | 0 | 580 |  |  |  |  | 0.032337 | 18.7555 | 0.70378 | 0.72406 |  |  |  |  | 321 | 0.020649
7010 | L_FPPYD11_1Y | 1 | South | YES | 0.001066 | 547.4 | 200 | 606 | 0 | 1.02 | LIGCO | 1 | 0.032083 | 0 | 606 |  |  |  |  | 0.032083 | 19.4424 | 0.71391 | 0.73374 |  |  |  |  | 322 | 0.020649
7011 | L_FPPYD11_2Y | 2 | South | YES | 0.001066 | 552.2 | 200 | 598 | 0 | 1.02 | LIGCO | 1 | 0.032083 | 0 | 598 |  |  |  |  | 0.032083 | 19.1857 | 0.72391 | 0.74329 |  |  |  |  | 323 | 0.020649
7012 | L_FPPYD21_3Y | 3 | South | YES | 0.001065 | 427.5 | 200 | 436 | 0 | 1.02 | LIGCO | 1 | 0.032082 | 0 | 436 |  |  |  |  | 0.032082 | 13.9878 | 0.7312 | 0.75025 |  |  |  |  | 324 | 0.020287
7007 | L_LOSTPI1_1Y | 1 | South | YES | 0.001059 | 158.6 | 110 | 158 | 0 | 1 | CC | 1 | 0.032076 | 158 | 158 |  |  |  |  | 0.032076 | 5.068 | 0.73384 | 0.75278 |  |  |  |  | 325 | 0.019832
7008 | L_LOSTPI1_2Y | 2 | South | YES | 0.001059 | 157.7 | 107 | 160 | 0 | 1 | CC | 1 | 0.032076 | 160 | 160 |  |  |  |  | 0.032076 | 5.1322 | 0.73652 | 0.75533 |  |  |  |  | 326 | 0.019383
7009 | L_LOSTPI1_3Y | 3 | South | YES | 0.001059 | 173.9 | 72 | 175 | 0 | 1 | CC | 1 | 0.032076 | 175 | 175 |  |  |  |  | 0.032076 | 5.6133 | 0.73944 | 0.75812 |  |  |  |  | 327 | 0.019055
7303 | L_WPPGS12_1Y | 1 | South | YES | 0.000983 | 50 | 0 | 50 | 0 | 1.025 | GGT | 1 | 0.032 | 50 | 50 |  |  |  |  | 0.032 | 1.6 | 0.74028 | 0.75892 |  |  |  |  | 328 | 0.018936
7303 | L_WPPGS12_1Y | 2 | South | YES | 0.000983 | 50 | 0 | 50 | 0 | 1.025 | GGT | 1 | 0.032 | 50 | 50 |  |  |  |  | 0.032 | 1.6 | 0.74111 | 0.75972 |  |  |  |  | 329 | 0.018816
7305 | L_WPPGS34_1Y | 3 | South | YES | 0.000983 | 50 | 0 | 50 | 0 | 1.025 | GGT | 1 | 0.032 | 50 | 50 |  |  |  |  | 0.032 | 1.6 | 0.74195 | 0.76051 |  |  |  |  | 330 | 0.018684
7305 | L_WPPGS34_1Y | 4 | South | YES | 0.000983 | 50 | 0 | 50 | 0 | 1.025 | GGT | 1 | 0.032 | 50 | 50 |  |  |  |  | 0.032 | 1.6 | 0.74279 | 0.76131 |  |  |  |  | 331 | 0.018644
7807 | L_BASTEN1_1Y | 1 | South | YES | 0.000977 | 152.5 | 83.5 | 152.5 | 0 | 1.004 | CC | 1 | 0.031994 | 152.5 | 152.5 |  |  |  |  | 0.031994 | 4.8791 | 0.74534 | 0.76374 |  |  |  |  | 332 | 0.018604
7808 | L_BASTEN1_2Y | 1 | South | YES | 0.000977 | 149.5 | 83.5 | 149.5 | 0 | 1.004 | CC | 1 | 0.031994 | 149.5 | 149.5 |  |  |  |  | 0.031994 | 4.7831 | 0.74783 | 0.76612 |  |  |  |  | 333 | 0.018565
7809 | L_BASTEN1_3Y | 1 | South | YES | 0.000977 | 232.6 | 42 | 232.6 | 0 | 1.004 | CC | 1 | 0.031994 | 232.6 | 232.6 |  |  |  |  | 0.031994 | 7.4418 | 0.75172 | 0.76982 |  |  |  |  | 334 | 0.018525
8134 | FOR #1 | 1 | South | YES | 0.000888 | 54.1 | 45 | 79 | 0 | 1 | Cogen | 1 | 0.031905 | 0 | 0 |  |  |  |  | 0.031905 | 0 | 0.75172 | 0.76982 |  |  |  |  | 335 | 0.018404
8138 | FOR #2 | 2 | South | YES | 0.000888 | 63.1 | 45 | 81 | 0 | 1 | Cogen | 1 | 0.031905 | 0 | 0 |  |  |  |  | 0.031905 | 0 | 0.75172 | 0.76982 |  |  |  |  | 336 | 0.018285
8153 | FOR #3 | 3 | South | YES | 0.000888 | 63.1 | 45 | 79.9 | 0 | 1 | Cogen | 1 | 0.031905 | 0 | 0 |  |  |  |  | 0.031905 | 0 | 0.75172 | 0.76982 |  |  |  |  | 337 | 0.0181
8154 | FOR #4 | 4 | South | YES | 0.000888 | 63.1 | 60 | 80 | 0 | 1 | Cogen | 1 | 0.031905 | 0 | 0 |  |  |  |  | 0.031905 | 0 | 0.75172 | 0.76982 |  |  |  |  | 338 | 0.0181
8155 | FOR #5 | 5 | South | YES | 0.000888 | 63.1 | 60 | 78.4 | 0 | 1 | Cogen | 1 | 0.031905 | 0 | 0 |  |  |  |  | 0.031905 | 0 | 0.75172 | 0.76982 |  |  |  |  | 339 | 0.0181
8156 | FOR #6 | 6 | South | YES | 0.000888 | 24.9 | 5 | 25 | 0 | 1 | Cogen | 1 | 0.031905 | 0 | 0 |  |  |  |  | 0.031905 | 0 | 0.75172 | 0.76982 |  |  |  |  | 340 | 0.0181
8157 | FOR #7 | 7 | South | YES | 0.000888 | 28.8 | 5 | 46 | 0 | 1 | Cogen | 1 | 0.031905 | 0 | 0 |  |  |  |  | 0.031905 | 0 | 0.75172 | 0.76982 |  |  |  |  | 341 | 0.0181
80051 | FOR #8 | 8 | South | YES | 0.000888 | 28 | 28 | 28 |  | 1 | Cogen | 1 | 0.031905 | 0 | 0 |  |  |  |  | 0.031905 | 0 | 0.75172 | 0.76982 |  |  |  |  | 342 | 0.0181
80052 | FOR #9 | 9 | South | YES | 0.000888 | 29.7 | 5 | 43.6 | 0 | 1 | Cogen | 1 | 0.031905 | 0 | 0 |  |  |  |  | 0.031905 | 0 | 0.75172 | 0.76982 |  |  |  |  | 343 | 0.0181
80053 | FOR #10 | 10 | South | YES | 0.000888 | 68.4 | 45 | 75 | 0 | 1 | Cogen | 1 | 0.031905 | 0 | 0 |  |  |  |  | 0.031905 | 0 | 0.75172 | 0.76982 |  |  |  |  | 344 | 0.0181
7004 | L_SIMGID1_1Y | 1 | South | YES | 0.00088 | 132 | 40 | 132 | 0 | 1.02 | GST | 1 | 0.031897 | 132 | 132 |  |  |  |  | 0.031897 | 4.2104 | 0.75393 | 0.77192 |  |  |  |  | 345 | 0.0181
7005 | L_SIMGID1_2Y | 2 | South | YES | 0.00088 | 133 | 32 | 139 | 0 | 1.02 | GST | 1 | 0.031897 | 139 | 139 |  |  |  |  | 0.031897 | 4.4337 | 0.75625 | 0.77413 |  |  |  |  | 346 | 0.0181
7006 | L_SIMGID1_3Y | 3 | South | YES | 0.00088 | 324.9 | 60 | 329 | 0 | 1.02 | GST | 1 | 0.031897 | 329 | 329 |  |  |  |  | 0.031897 | 10.4941 | 0.76176 | 0.77935 |  |  |  |  | 347 | 0.0181
80226 | ALCOA G | 1 | South | YES | 0.000873 | 32.3 | 5 | 48 | 0 | 1.015 | Cogen | 1 | 0.03189 | 0 | 0 |  |  |  |  | 0.03189 | 0 | 0.76176 | 0.77935 |  |  |  |  | 348 | 0.017989
8147 | UCAR #2 | 10 | South | YES | 0.000817 | 18.2 | 0 | 28 |  | 1 | Cogen | 1 | 0.031834 | 0 | 0 |  |  |  |  | 0.031834 | 0 | 0.76176 | 0.77935 |  |  |  |  | 349 | 0.017872
8148 | UCAR #1 | 2 | South | YES | 0.000817 | 6.1 | 0 | 7 | 0 | 1.009 | Cogen | 1 | 0.031834 | 0 | 0 |  |  |  |  | 0.031834 | 0 | 0.76176 | 0.77935 |  |  |  |  | 350 | 0.017594
80137 | CSDR89 | 9 | South | YES | 0.000817 | 15 | 0 | 15 | 0 | 1.003 | DCTie | 1 | 0.031834 | 0 | 0 |  |  |  |  | 0.031834 | 0 | 0.76176 | 0.77935 |  |  |  |  | 351 | 0.017594
80137 | CSDR89 | 8 | South | YES | 0.000817 | 33.9 | 0 | 39 | 0 | 1.003 | DCTie | 1 | 0.031834 | 0 | 0 |  |  |  |  | 0.031834 | 0 | 0.76176 | 0.77935 |  |  |  |  | 352 | 0.017594
80138 | CSDR7 | 7 | South | YES | 0.000817 | 6.1 | 0 | 7 | 0 | 1.014 | DCTie | 1 | 0.031834 | 0 | 0 |  |  |  |  | 0.031834 | 0 | 0.76176 | 0.77935 |  |  |  |  | 353 | 0.017594
80139 | CSDR56 | 6 | South | YES | 0.000817 | 0 | 0 | 39 |  | 1.0033 | DCTie | 1 | 0.031834 | 0 | 0 |  |  |  |  | 0.031834 | 0 | 0.76176 | 0.77935 |  |  |  |  | 354 | 0.017594
80139 | CSDR56 | 5 | South | YES | 0.000817 | 15 | 0 | 15 |  | 1.0033 | DCTie | 1 | 0.031834 | 0 | 0 |  |  |  |  | 0.031834 | 0 | 0.76176 | 0.77935 |  |  |  |  | 355 | 0.017594
80140 | CSDR11 | 11 | South | YES | 0.000817 | 33.9 | 0 | 39 | 0 | 1.03 | DCTie | 1 | 0.031834 | 0 | 0 |  |  |  |  | 0.031834 | 0 | 0.76176 | 0.77935 |  |  |  |  | 356 | 0.017594
80227 | AIRCO G | 1 | South | YES | 0.000806 | 7.2 | 0 | 8 | 0 | 1.0104 | Cogen | 1 | 0.031823 | 0 | 0 |  |  |  |  | 0.031823 | 0 | 0.76176 | 0.77935 |  |  |  |  | 357 | 0.017594
80224 | VISTRONG1 | 1 | South | YES | 0.000802 | 13.1 | 0 | 15 | 0 | 1.01 | Cogen | 1 | 0.031819 | 0 | 0 |  |  |  |  | 0.031819 | 0 | 0.76176 | 0.77935 |  |  |  |  | 358 | 0.017594
80225 | VISTRONG2 | 2 | South | YES | 0.000802 | 20.2 | 0 | 23 | 0 | 1.01 | Cogen | 1 | 0.031819 | 0 | 0 |  |  |  |  | 0.031819 | 0 | 0.76176 | 0.77935 |  |  |  |  | 359 | 0.017594
8066 | DUP1V#1 | 1 | South | YES | 0.000783 | 52.3 | 0 | 73 | 0 | 1.01 | Cogen | 1 | 0.0318 | 0 | 0 |  |  |  |  | 0.0318 | 0 | 0.76176 | 0.77935 |  |  |  |  | 360 | 0.017594
9002 | DECKR_G3 | 3 | South | YES | 0.000783 | 0 | 24 | 42 |  | 1.015 | GGT | 1 | 0.0318 | 42 | 42 |  |  |  |  | 0.0318 | 1.3356 | 0.76246 | 0.78001 |  |  |  |  | 361 | 0.017594
9003 | DECKR_G4 | 4 | South | YES | 0.000783 | 44 | 24 | 44 | 0 | 1.015 | GGT | 1 | 0.0318 | 44 | 44 |  |  |  |  | 0.0318 | 1.3992 | 0.76319 | 0.78071 |  |  |  |  | 362 | 0.017594
9004 | DECKR_G5 | 5 | South | YES | 0.000783 | 44 | 24 | 44 | 0 | 1.015 | GGT | 1 | 0.0318 | 44 | 44 |  |  |  |  | 0.0318 | 1.3992 | 0.76393 | 0.78141 |  |  |  |  | 363 | 0.017594
9005 | DECKR_G6 | 6 | South | YES | 0.000783 | 44 | 24 | 47 | 0 | 1.015 | GGT | 1 | 0.0318 | 47 | 47 |  |  |  |  | 0.0318 | 1.4946 | 0.76472 | 0.78215 |  |  |  |  | 364 | 0.017557
8173 | VICEC51A | 5 | South | YES | 0.000768 | 144 | 18 | 144 | 0 | 1.025 | CC | 1 | 0.031785 | 144 | 144 |  |  |  |  | 0.031785 | 4.5771 | 0.76712 | 0.78443 |  |  |  |  | 365 | 0.017518
8174 | VICEC61A | 6 | South | YES | 0.000768 | 188 | 42 | 188 | 0 | 1.025 | CC | 1 | 0.031785 | 188 | 188 |  |  |  |  | 0.031785 | 5.9756 | 0.77027 | 0.7874 |  |  |  |  | 366 | 0.017478
5508 | RAYBURNCC9 | 1 | South | YES | 0.000765 | 47.7 | 18.2 | 47.7 | 0 | 1.0296 | CC | 1 | 0.031782 | 47.7 | 47.7 |  |  |  |  | 0.031782 | 1.516 | 0.77106 | 0.78816 |  |  |  |  | 367 | 0.017437
5509 | RAYBURNCC10 | 1 | South | YES | 0.000765 | 37.3 | 5.2 | 37.3 | 0 | 1.0296 | CC | 1 | 0.031782 | 37.3 | 37.3 |  |  |  |  | 0.031782 | 1.1855 | 0.77169 | 0.78875 |  |  |  |  | 368 | 0.017307
5511 | RAYBURNCC7 | 1 | South | YES | 0.000765 | 47.5 | 18.2 | 47.5 | 0 | 1.0296 | CC | 1 | 0.031782 | 47.5 | 47.5 |  |  |  |  | 0.031782 | 1.5097 | 0.77248 | 0.7895 |  |  |  |  | 369 | 0.017138
5512 | RAYBURNCC8 | 1 | South | YES | 0.000765 | 49.3 | 18.2 | 49.3 | 0 | 1.0296 | CC | 1 | 0.031782 | 49.3 | 49.3 |  |  |  |  | 0.031782 | 1.5669 | 0.77331 | 0.79028 |  |  |  |  | 370 | 0.017095
9016 | SANDH_G1 | 1 | South | YES | 0.000752 | 45 | 2 | 49 | 0 | 1.0175 | GGT | 1 | 0.031769 | 49 | 49 |  |  |  |  | 0.031769 | 1.5567 | 0.77413 | 0.79106 |  |  |  |  | 371 | 0.017062
9017 | SANDH_G2 | 2 | South | YES | 0.000752 | 45 | 2 | 46 | 0 | 1.0175 | GGT | 1 | 0.031769 | 46 | 46 |  |  |  |  | 0.031769 | 1.4614 | 0.77489 | 0.79178 |  |  |  |  | 372 | 0.017019
9018 | SANDH_G3 | 3 | South | YES | 0.000752 | 45 | 2 | 46 | 0 | 1.0175 | GGT | 1 | 0.031769 | 46 | 46 |  |  |  |  | 0.031769 | 1.4614 | 0.77566 | 0.79251 |  |  |  |  | 373 | 0.016974
9019 | SANDH_G4 | 4 | South | YES | 0.000752 | 0 | 2 | 47 |  | 1.0175 | GGT | 1 | 0.031769 | 47 | 47 |  |  |  |  | 0.031769 | 1.4931 | 0.77645 | 0.79325 |  |  |  |  | 374 | 0.01693
9020 | SANDHG5A | 5A | South | YES | 0.000752 | 150 | 84 | 155 | 0 | 1.0175 | CC | 1 | 0.031769 | 155 | 155 |  |  |  |  | 0.031769 | 4.9242 | 0.77904 | 0.7957 |  |  |  |  | 375 | 0.016888
9021 | SANDHG5C | 5C | South | YES | 0.000752 | 140 | 0 | 148 | 0 | 1.0175 | CC | 1 | 0.031769 | 148 | 148 |  |  |  |  | 0.031769 | 4.7018 | 0.78152 | 0.79804 |  |  |  |  | 376 | 0.016847
9000 | DECKR_G1 | 1 | South | YES | 0.00075 | 280 | 50 | 321 | 0 | 1.015 | GST | 1 | 0.031767 | 321 | 321 |  |  |  |  | 0.031767 | 10.1972 | 0.78688 | 0.80312 |  |  |  |  | 377 | 0.016804
9001 | DECKR_G2 | 2 | South | YES | 0.00075 | 400 | 50 | 426 | 0 | 1.015 | GST | 1 | 0.031767 | 426 | 426 |  |  |  |  | 0.031767 | 13.5328 | 0.79401 | 0.80986 |  |  |  |  | 378 | 0.016663
5503 | RAYBURNGEN3 | 1 | South | YES | 0.000739 | 17.6 | 6 | 22 | 0 | 1.0224 | GST | 1 | 0.031756 | 22 | 22 |  |  |  |  | 0.031756 | 0.69863 | 0.79437 | 0.8102 |  |  |  |  | 379 | 0.016529
5505 | RAYBURNGEN1 | 1 | South | YES | 0.000739 | 0 | 1 | 11 |  | 1.0223 | GGT | 1 | 0.031756 | 11 | 11 |  |  |  |  | 0.031756 | 0.34932 | 0.79456 | 0.81038 |  |  |  |  | 380 | 0.016238
5506 | RAYBURNGEN2 | 1 | South | YES | 0.000739 | 0 | 1 | 11 |  | 1.0223 | GGT | 1 | 0.031756 | 11 | 11 |  |  |  |  | 0.031756 | 0.34932 | 0.79474 | 0.81055 |  |  |  |  | 381 | 0.015851
8189 | CUECPL2A | 1 | South | YES | 0.000699 | 12 | 0 | 12 | 0 | 1.02 | Cogen | 1 | 0.031716 | 0 | 0 |  |  |  |  | 0.031716 | 0 | 0.79474 | 0.81055 |  |  |  |  | 382 | 0.015831
7020 | L_AUSTPL1_1Y | 1 | South | YES | 0.000698 | 0 | 0 | 8 |  | 1 | Hydro | 1 | 0.031715 | 0 | 0 |  |  |  |  | 0.031715 | 0 | 0.79474 | 0.81055 |  |  |  |  | 383 | 0.015821
7020 | L_AUSTPL1_1Y | 2 | South | YES | 0.000698 | 0 | 0 | 8 |  | 1 | Hydro | 1 | 0.031715 | 0 | 0 |  |  |  |  | 0.031715 | 0 | 0.79474 | 0.81055 |  |  |  |  | 384 | 0.015811
7014 | L_HAYSEN1_1Y | 1 | South | YES | 0.000692 | 223.9 | 74 | 223.9 | 0 | 1.008 | CC | 1 | 0.031709 | 223.9 | 223.9 |  |  |  |  | 0.031709 | 7.0997 | 0.79848 | 0.81409 |  |  |  |  | 385 | 0.015811
7015 | L_HAYSEN1_2Y | 2 | South | YES | 0.000692 | 225 | 74 | 225 | 0 | 1.008 | CC | 1 | 0.031709 | 225 | 225 |  |  |  |  | 0.031709 | 7.1345 | 0.80225 | 0.81764 |  |  |  |  | 386 | 0.015811
7016 | L_HAYSEN1_3Y | 3 | South | YES | 0.000692 | 224.6 | 74 | 224.6 | 0 | 1.008 | CC | 1 | 0.031709 | 224.6 | 224.6 |  |  |  |  | 0.031709 | 7.1219 | 0.806 | 0.82118 |  |  |  |  | 387 | 0.015811
7017 | L_HAYSEN1_4Y | 4 | South | YES | 0.000692 | 226.7 | 74 | 226.7 | 0 | 1.008 | CC | 1 | 0.031709 | 226.7 | 226.7 |  |  |  |  | 0.031709 | 7.1885 | 0.80979 | 0.82476 |  |  |  |  | 388 | 0.015601
7624 | L_LAKEWO9_1Y | 1 | South | YES | 0.00068 | 0 | 0 | 2.4 |  | 1 | Hydro | 1 | 0.031697 | 0 | 0 |  |  |  |  | 0.031697 | 0 | 0.80979 | 0.82476 |  |  |  |  | 389 | 0.01539
7624 | L_LAKEWO9_1Y | 2 | South | YES | 0.00068 | 0 | 0 | 2.4 |  | 1 | Hydro | 1 | 0.031697 | 0 | 0 |  |  |  |  | 0.031697 | 0 | 0.80979 | 0.82476 |  |  |  |  | 390 | 0.01518
7810 | L_RIONOG1G1Y | 1 | South | YES | 0.000664 | 148 | 0 | 148 | 0 | 1.02 | CC | 1 | 0.031681 | 148 | 148 |  |  |  |  | 0.031681 | 4.6888 | 0.81227 | 0.82709
7811 | L_RIONOG1G2Y | 2 | South | YES | 0.000664 | 148 | 0 | 148 | 0 | 1.02 | CC | 1 | 0.031681 | 148 | 148 |  |  |  |  | 0.031681 | 4.6888 | 0.81474 | 0.82943
7812 | L_RIONOG1G3Y | 3 | South | YES | 0.000664 | 154 | 0 | 154 | 0 | 1.02 | CC | 1 | 0.031681 | 154 | 154 |  |  |  |  | 0.031681 | 4.8789 | 0.81732 | 0.83186
7813 | L_RIONOG1S1Y | 4 | South | YES | 0.000664 | 293 | 0 | 293 | 0 | 1.02 | CC | 1 | 0.031681 | 293 | 293 |  |  |  |  | 0.031681 | 9.2826 | 0.82222 | 0.83648
8926 | LGE_GT10A | 1 | South | YES | 0.000652 | 158 | 0 | 158 | 0 | 1.03 | Cogen | 1 | 0.031669 | 0 | 0 |  |  |  |  | 0.031669 | 0 | 0.82222 | 0.83648
8927 | LGE_GT20A | 2 | South | YES | 0.000652 | 153 | 0 | 153 | 0 | 1.03 | Cogen | 1 | 0.031669 | 0 | 0 |  |  |  |  | 0.031669 | 0 | 0.82222 | 0.83648
8928 | LGE_STG0A | 3 | South | YES | 0.000652 | 100 | 0 | 100 | 0 | 1.03 | Cogen | 1 | 0.031669 | 0 | 0 |  |  |  |  | 0.031669 | 0 | 0.82222 | 0.83648
8930 | ICPGN10A | 1 | South | YES | 0.000652 | 149 | 0 | 149 | 0 | 1.03 | Cogen | 1 | 0.031669 | 0 | 0 |  |  |  |  | 0.031669 | 0 | 0.82222 | 0.83648
8931 | ICPGN20A | 2 | South | YES | 0.000652 | 150 | 0 | 150 | 0 | 1.03 | Cogen | 1 | 0.031669 | 0 | 0 |  |  |  |  | 0.031669 | 0 | 0.82222 | 0.83648
8932 | ICPGN30A | 3 | South | YES | 0.000652 | 127 | 0 | 127 | 0 | 1.03 | Cogen | 1 | 0.031669 | 0 | 0 |  |  |  |  | 0.031669 | 0 | 0.82222 | 0.83648
80223 | REYSHR G | 1 | South | YES | 0.000652 | 12 | 0 | 12 | 0 | 1.032 | Cogen | 1 | 0.031669 | 0 | 0 |  |  |  |  | 0.031669 | 0 | 0.82222 | 0.83648
8161 | COLETO0A | 1 | South | YES | 0.000649 | 633 | 200 | 633 | 0 | 1.03 | LIGCO | 1 | 0.031666 | 0 | 633 |  |  |  |  | 0.031666 | 20.0446 | 0.8328 | 0.84645
7800 | L_GUADGE1_1Y | 1 | South | YES | 0.000635 | 147 | 30 | 147 | 0 | 1.02 | CC | 1 | 0.031652 | 147 | 147 |  |  |  |  | 0.031652 | 4.6529 | 0.83526 | 0.84877
7801 | L_GUADGE1_2Y | 2 | South | YES | 0.000635 | 138 | 30 | 138 | 0 | 1.02 | CC | 1 | 0.031652 | 138 | 138 |  |  |  |  | 0.031652 | 4.368 | 0.83756 | 0.85094
7802 | L_GUADGE1_3Y | 3 | South | YES | 0.000635 | 146 | 30 | 146 | 0 | 1.02 | CC | 1 | 0.031652 | 146 | 146 |  |  |  |  | 0.031652 | 4.6212 | 0.84001 | 0.85324
7803 | L_GUADGE1_4Y | 4 | South | YES | 0.000635 | 149 | 30 | 149 | 0 | 1.02 | CC | 1 | 0.031652 | 149 | 149 |  |  |  |  | 0.031652 | 4.7162 | 0.8425 | 0.85559
7804 | L_GUADGE1_5Y | 5 | South | YES | 0.000635 | 182 | 30 | 182 | 0 | 1.02 | CC | 1 | 0.031652 | 182 | 182 |  |  |  |  | 0.031652 | 5.7607 | 0.84554 | 0.85846
7805 | L_GUADGE1_6Y | 6 | South | YES | 0.000635 | 203 | 30 | 203 | 0 | 1.02 | CC | 1 | 0.031652 | 203 | 203 |  |  |  |  | 0.031652 | 6.4254 | 0.84893 | 0.86166
7605 | L_MCQUEE9_1Y | 1 | South | YES | 0.000634 | 0 | 0 | 2.4 |  | 1.025 | Hydro | 1 | 0.031651 | 0 | 0 |  |  |  |  | 0.031651 | 0 | 0.84893 | 0.86166
7605 | L_MCQUEE9_1Y | 2 | South | YES | 0.000634 | 0 | 0 | 2.4 |  | 1.025 | Hydro | 1 | 0.031651 | 0 | 0 |  |  |  |  | 0.031651 | 0 | 0.84893 | 0.86166
7605 | L_MCQUEE9_1Y | 3 | South | YES | 0.000634 | 0 | 0 | 2.8 |  | 1.025 | Hydro | 1 | 0.031651 | 0 | 0 |  |  |  |  | 0.031651 | 0 | 0.84893 | 0.86166
8442 | NBEC7 | 7 | South | YES | 0.000618 | 0 | 81 | 367 |  | 1.0298 | GST | 1 | 0.031635 | 367 | 367 |  |  |  |  | 0.031635 | 11.6101 | 0.85507 | 0.86744
8442 | NBEC7 | MB | South | YES | 0.000618 | 0 | 81 | 367 |  | 1.0298 | GST | 1 | 0.031635 | 0 | 0 |  |  |  |  | 0.031635 | 0 | 0.85507 | 0.86744
8560 | CNOPGT1 | 1 | South | YES | 0.000618 | 148.3 | 0 | 148.3 | 0 | 1.03 | Cogen | 1 | 0.031635 | 0 | 0 |  |  |  |  | 0.031635 | 0 | 0.85507 | 0.86744
8561 | CNOPGT2 | 2 | South | YES | 0.000618 | 148.6 | 0 | 148.6 | 0 | 1.03 | Cogen | 1 | 0.031635 | 0 | 0 |  |  |  |  | 0.031635 | 0 | 0.85507 | 0.86744
8562 | CNOPST1 | 3 | South | YES | 0.000618 | 153 | 0 | 153 | 0 | 1.03 | Cogen | 1 | 0.031635 | 0 | 0 |  |  |  |  | 0.031635 | 0 | 0.85507 | 0.86744
8456 | COSW#1 | 1 | South | YES | 0.000616 | 20 | 0 | 20 | 0 | 1.027 | Cogen | 1 | 0.031633 | 0 | 0 |  |  |  |  | 0.031633 | 0 | 0.85507 | 0.86744
8457 | COSW#2 | 2 | South | YES | 0.000616 | 14 | 0 | 14 | 0 | 1.027 | Cogen | 1 | 0.031633 | 0 | 0 |  |  |  |  | 0.031633 | 0 | 0.85507 | 0.86744
8459 | B_DAVIS0B | MB | South | YES | 0.000614 | 0 | 50 | 339 |  | 1.03 | GSC | 1 | 0.031631 | 0 | 0 |  |  |  |  | 0.031631 | 0 | 0.85507 | 0.86744
8460 | B_DAVIS0A | MB | South | YES | 0.000614 | 0 | 50 | 340 |  | 1.03 | GSC | 1 | 0.031631 | 0 | 0 |  |  |  |  | 0.031631 | 0 | 0.85507 | 0.86744
80263 | B_DAVIS31A | 3 | South | YES | 0.000614 | 0 | 0 | 180 |  | 1.0366 | CC | 1 | 0.031631 | 180 | 180 |  |  |  |  | 0.031631 | 5.6936 | 0.85808 | 0.87027
80264 | B_DAVIS41A | 4 | South | YES | 0.000614 | 0 | 0 | 180 |  | 1.0366 | CC | 1 | 0.031631 | 180 | 180 |  |  |  |  | 0.031631 | 5.6936 | 0.86109 | 0.8731
8506 | VAL #1 | 1 | South | YES | 0.000607 | 20.9 | 0 | 25 | 0 | 1.0055 | Cogen | 1 | 0.031624 | 0 | 0 |  |  |  |  | 0.031624 | 0 | 0.86109 | 0.8731
8507 | VAL #2 | 2 | South | YES | 0.000607 | 20.9 | 0 | 25 | 0 | 1.0055 | Cogen | 1 | 0.031624 | 0 | 0 |  |  |  |  | 0.031624 | 0 | 0.86109 | 0.8731
8511 | OXY_CC0A | 1 | South | YES | 0.000607 | 30.3 | 0 | 38 | 0 | 1.027 | Cogen | 1 | 0.031624 | 0 | 0 |  |  |  |  | 0.031624 | 0 | 0.86109 | 0.8731
8461 | KOCH_UP0A | 1 | South | YES | 0.000602 | 38 | 0 | 38 | 0 | 1.012 | Cogen | 1 | 0.031619 | 0 | 0 |  |  |  |  | 0.031619 | 0 | 0.86109 | 0.8731
7609 | L_SCHUMA8_1Y | 1 | South | YES | 0.00059 | 0 | 0 | 4 |  | 1 | Hydro | 1 | 0.031607 | 0 | 0 |  |  |  |  | 0.031607 | 0 | 0.86109 | 0.8731
80080 | GWINDT11A | 3 | South | YES | 0.00059 | 0 | 0 | 38 | 0 | 1.025 | Wind | 1 | 0.031607 | 0 | 38 |  |  |  |  | 0.031607 | 1.2011 | 0.86172 | 0.8737
80080 | GWINDT11A | 4 | South | YES | 0.00059 | 3.8 | 0 | 19 | 0 | 1.025 | Wind | 1 | 0.031607 | 0 | 19 |  |  |  |  | 0.031607 | 0.60054 | 0.86204 | 0.874
80080 | GWINDT11A | 2 | South | YES | 0.00059 | 0 | 0 | 41 | 0 | 1.025 | Wind | 1 | 0.031607 | 0 | 41 |  |  |  |  | 0.031607 | 1.2959 | 0.86273 | 0.87465
80080 | GWINDT11A | 1 | South | YES | 0.00059 | 28.2 | 0 | 94 | 0 | 1.025 | Wind | 1 | 0.031607 | 0 | 94 |  |  |  |  | 0.031607 | 2.9711 | 0.8643 | 0.87612
80081 | GWINDT21A | 4 | South | YES | 0.00059 | 4.4 | 0 | 22 | 0 | 1.025 | Wind | 1 | 0.031607 | 0 | 22 |  |  |  |  | 0.031607 | 0.69536 | 0.86467 | 0.87647
80081 | GWINDT21A | 1 | South | YES | 0.00059 | 28.2 | 0 | 94 | 0 | 1.025 | Wind | 1 | 0.031607 | 0 | 94 |  |  |  |  | 0.031607 | 2.9711 | 0.86624 | 0.87795
80081 | GWINDT21A | 3 | South | YES | 0.00059 | 8.6 | 0 | 43 | 0 | 1.025 | Wind | 1 | 0.031607 | 0 | 43 |  |  |  |  | 0.031607 | 1.3591 | 0.86696 | 0.87863
80081 | GWINDT21A | 2 | South | YES | 0.00059 | 7.2 | 0 | 36 | 0 | 1.025 | Wind | 1 | 0.031607 | 0 | 36 |  |  |  |  | 0.031607 | 1.1379 | 0.86756 | 0.87919
80180 | PNSCALT11A | 2 | South | YES | 0.00059 | 10 | 0 | 50 | 0 | 1.025 | Wind | 1 | 0.031607 | 0 | 50 |  |  |  |  | 0.031607 | 1.5804 | 0.8684 | 0.87998
80180 | PNSCALT11A | 1 | South | YES | 0.00059 | 43.8 | 0 | 148 | 0 | 1.025 | Wind | 1 | 0.031607 | 0 | 148 |  |  |  |  | 0.031607 | 4.6779 | 0.87087 | 0.88231
80181 | PNSCALT21A | 2 | South | YES | 0.00059 | 10 | 0 | 50 | 0 | 1.025 | Wind | 1 | 0.031607 | 0 | 50 |  |  |  |  | 0.031607 | 1.5804 | 0.87171 | 0.88309
80181 | PNSCALT21A | 1 | South | YES | 0.00059 | 16.5 | 0 | 55 | 0 | 1.025 | Wind | 1 | 0.031607 | 0 | 55 |  |  |  |  | 0.031607 | 1.7384 | 0.87263 | 0.88396
8517 | CELANEBI0A | 1 | South | YES | 0.000588 | 29 | 0 | 29 | 0 | 1.02 | Cogen | 1 | 0.031605 | 0 | 0 |  |  |  |  | 0.031605 | 0 | 0.87263 | 0.88396
5932 | SI_RAY9 | 9 | South | YES | 0.000573 | 32 | 32 | 38 | 0 | 1.035 | CC | 1 | 0.03159 | 38 | 38 |  |  |  |  | 0.03159 | 1.2004 | 0.87326 | 0.88456
5933 | SI_RAY6 | 6 | South | YES | 0.000573 | 15.4 | 10 | 19.3 | 0 | 1.035 | GST | 1 | 0.03159 | 19.3 | 19.3 |  |  |  |  | 0.03159 | 0.60969 | 0.87358 | 0.88486
5935 | SI_RAY10 | 10 | South | YES | 0.000573 | 47 | 10 | 47 | 0 | 1.03 | CC | 1 | 0.03159 | 47 | 47 |  |  |  |  | 0.03159 | 1.4847 | 0.87437 | 0.8856
80003 | MILHWYS | F | South | YES | 0.000573 | 0 | 0 | 0 | 0 | 1.0168 | AVR | 1 | 0.03159 | 0 | 0 |  |  |  |  | 0.03159 | 0 | 0.87437 | 0.8856
8936 | MVGN#1 | 1 | South | YES | 0.000545 | 216.6 | 0 | 216.6 | 0 | 1.0304 | CC | 1 | 0.031562 | 216.6 | 216.6 |  |  |  |  | 0.031562 | 6.8364 | 0.87799 | 0.889
8937 | MVGN#2 | 2 | South | YES | 0.000545 | 216.7 | 0 | 216.7 | 0 | 1.0304 | CC | 1 | 0.031562 | 216.7 | 216.7 |  |  |  |  | 0.031562 | 6.8395 | 0.88161 | 0.89241
8938 | MVGN#3 | 3 | South | YES | 0.000545 | 250.9 | 0 | 250.9 | 0 | 1.0304 | CC | 1 | 0.031562 | 250.9 | 250.9 |  |  |  |  | 0.031562 | 7.9189 | 0.88581 | 0.89635
8981 | HECN1 | 1 | South | YES | 0.000545 | 144.8 | 0 | 144.8 | 0 | 1.0304 | CC | 1 | 0.031562 | 144.8 | 144.8 |  |  |  |  | 0.031562 | 4.5702 | 0.88823 | 0.89862
8982 | HECN2 | 2 | South | YES | 0.000545 | 144.1 | 0 | 144.1 | 0 | 1.0304 | CC | 1 | 0.031562 | 144.1 | 144.1 |  |  |  |  | 0.031562 | 4.5481 | 0.89064 | 0.90089
8983 | HECN3 | 3 | South | YES | 0.000545 | 171.9 | 0 | 171.9 | 0 | 1.0304 | CC | 1 | 0.031562 | 171.9 | 171.9 |  |  |  |  | 0.031562 | 5.4255 | 0.89351 | 0.90359
7487 | L_CANYHY8_1Y | 1 | South | YES | 0.00054 | 0 | 0 | 6 |  | 1 | Hydro | 1 | 0.031557 | 0 | 0 |  |  |  |  | 0.031557 | 0 | 0.89351 | 0.90359
5401 | CALAVER_JKS1 | 1 | South | YES | 0.000523 | 562 | 100 | 562 | 0 | 1.026 | LIGCO | 1 | 0.03154 | 0 | 562 |  |  |  |  | 0.03154 | 17.7255 | 0.90291 | 0.91241
5476 | BRA_AVR1_CT1 | 1 | South | YES | 0.0005 | 155 | 90 | 155 | 0 | 1.025 | CC | 1 | 0.031517 | 155 | 155 |  |  |  |  | 0.031517 | 4.8852 | 0.9055 | 0.91484
5477 | BRA_AVR1_ST | 1 | South | YES | 0.0005 | 174 | 138 | 174 | 0 | 1.025 | CC | 1 | 0.031517 | 174 | 174 |  |  |  |  | 0.031517 | 5.484 | 0.90841 | 0.91757
5478 | BRA_AVR1_CT2 | 1 | South | YES | 0.0005 | 155 | 90 | 155 | 0 | 1.025 | CC | 1 | 0.031517 | 155 | 155 |  |  |  |  | 0.031517 | 4.8852 | 0.911 | 0.92
5903 | SANMIGUELGEN | 1 | South | YES | 0.000497 | 396.3 | 180 | 396.3 | 0 | 1.0336 | LIGCO | 1 | 0.031514 | 0 | 396.3 |  |  |  |  | 0.031514 | 12.489 | 0.91763 | 0.92622
5436 | TUTTL_WBT1G1 | 1 | South | YES | 0.000485 | 48.8 | 20 | 61 | 0 | 1.012 | GST | 1 | 0.031502 | 61 | 61 |  |  |  |  | 0.031502 | 1.9216 | 0.91865 | 0.92718
5438 | TUTTL_WBT3G3 | 3 | South | YES | 0.000485 | 95 | 25 | 95 | 0 | 1.012 | GST | 1 | 0.031502 | 95 | 95 |  |  |  |  | 0.031502 | 2.9927 | 0.92024 | 0.92867
5439 | TUTTL_WBT4G4 | 4 | South | YES | 0.000485 | 151 | 40 | 151 | 0 | 1.012 | GST | 1 | 0.031502 | 151 | 151 |  |  |  |  | 0.031502 | 4.7568 | 0.92276 | 0.93103
8933 | FGNTS001 | 1 | South | YES | 0.00048 | 146.5 | 0 | 146.5 | 0 | 1.03 | CC | 1 | 0.031497 | 146.5 | 146.5 |  |  |  |  | 0.031497 | 4.6143 | 0.92521 | 0.93333
8934 | FGNTS101 | 2 | South | YES | 0.00048 | 147.9 | 0 | 147.9 | 0 | 1.03 | CC | 1 | 0.031497 | 147.9 | 147.9 |  |  |  |  | 0.031497 | 4.6584 | 0.92768 | 0.93565
8935 | FGNTS201 | 3 | South | YES | 0.00048 | 173 | 0 | 173 | 0 | 1.03 | CC | 1 | 0.031497 | 173 | 173 |  |  |  |  | 0.031497 | 5.449 | 0.93058 | 0.93836
88198 | BEEVILLE | F | South | YES | 0.000475 | 0 | 0 | 0 | 0 | 1.02 | AVR | 1 | 0.031492 | 0 | 0 |  |  |  |  | 0.031492 | 0 | 0.93058 | 0.93836
5111 | CALAVER_JTD1 | 1 | South | YES | 0.000444 | 430 | 80 | 430 | 0 | 1.0138 | LIGCO | 1 | 0.031461 | 0 | 430 |  |  |  |  | 0.031461 | 13.5283 | 0.93777 | 0.94509
5112 | CALAVER_JTD2 | 2 | South | YES | 0.000444 | 430 | 80 | 430 | 0 | 1.0138 | LIGCO | 1 | 0.031461 | 0 | 430 |  |  |  |  | 0.031461 | 13.5283 | 0.94496 | 0.95183
5026 | BRAUNIG_VHB1 | 1 | South | YES | 0.000433 | 215 | 40 | 215 | 0 | 1.0192 | GST | 1 | 0.03145 | 215 | 215 |  |  |  |  | 0.03145 | 6.7618 | 0.94855 | 0.95519
5027 | BRAUNIG_VHB2 | 2 | South | YES | 0.000433 | 216 | 40 | 216 | 0 | 1.0192 | GST | 1 | 0.03145 | 216 | 216 |  |  |  |  | 0.03145 | 6.7932 | 0.95216 | 0.95858
5396 | CALAVER_OWS1 | 1 | South | YES | 0.000433 | 418 | 80 | 418 | 0 | 1.0192 | GST | 1 | 0.03145 | 418 | 418 |  |  |  |  | 0.03145 | 13.1461 | 0.95915 | 0.96512
5397 | CALAVER_OWS2 | 2 | South | YES | 0.000433 | 400 | 80 | 400 | 0 | 1.0192 | GST | 1 | 0.03145 | 400 | 400 |  |  |  |  | 0.03145 | 12.58 | 0.96584 | 0.97138
5028 | BRAUNIG_VHB3 | 3 | South | YES | 0.000413 | 407 | 60 | 407 | 0 | 1.0138 | GST | 1 | 0.03143 | 407 | 407 |  |  |  |  | 0.03143 | 12.7921 | 0.97264 | 0.97775
5264 | LEON_LCP3G3 | 3 | South | YES | 0.000353 | 0 | 20 | 58 |  | 1.0197 | GST | 1 | 0.03137 | 58 | 58 |  |  |  |  | 0.03137 | 1.8195 | 0.97361 | 0.97865
5265 | LEON_LCP4G4 | 4 | South | YES | 0.000353 | 89 | 25 | 89 | 0 | 1.0197 | GST | 1 | 0.03137 | 89 | 89 |  |  |  |  | 0.03137 | 2.7919 | 0.9751 | 0.98004
5266 | LEON_LCPCT1 | 1 | South | YES | 0.000353 | 44 | 24 | 44 | 0 | 1.0197 | GGT | 1 | 0.03137 | 44 | 44 |  |  |  |  | 0.03137 | 1.3803 | 0.97584 | 0.98073
5267 | LEON_LCPCT2 | 2 | South | YES | 0.000353 | 44 | 24 | 44 | 0 | 1.0197 | GGT | 1 | 0.03137 | 44 | 44 |  |  |  |  | 0.03137 | 1.3803 | 0.97657 | 0.98142
5268 | LEON_LCPCT3 | 3 | South | YES | 0.000353 | 43 | 24 | 43 | 0 | 1.0197 | GGT | 1 | 0.03137 | 43 | 43 |  |  |  |  | 0.03137 | 1.3489 | 0.97729 | 0.98209
5269 | LEON_LCPCT4 | 4 | South | YES | 0.000353 | 45 | 24 | 45 | 0 | 1.0197 | GGT | 1 | 0.03137 | 45 | 45 |  |  |  |  | 0.03137 | 1.4117 | 0.97805 | 0.98279
7031 | L_MARSFO1G1Y | 1 | South | YES | 0.0002 | 0 | 0 | 36 |  | 1 | Hydro | 1 | 0.031217 | 0 | 0 |  |  |  |  | 0.031217 | 0 | 0.97805 | 0.98279
7032 | L_MARSFO1G2Y | 2 | South | YES | 0.0002 | 0 | 0 | 35 |  | 1 | Hydro | 1 | 0.031217 | 0 | 0 |  |  |  |  | 0.031217 | 0 | 0.97805 | 0.98279
7033 | L_MARSFO1G3Y | 3 | South | YES | 0.0002 | 0 | 0 | 36 |  | 1 | Hydro | 1 | 0.031217 | 0 | 0 |  |  |  |  | 0.031217 | 0 | 0.97805 | 0.98279
88508 | FALFURRI | F | South | YES | 0.000152 | 0 | 0 | 0 | 0 | 1 | AVR | 1 | 0.031169 | 0 | 0 |  |  |  |  | 0.031169 | 0 | 0.97805 | 0.98279
5728 | FALCONHYDRO2 | 2 | South | YES | 9.2e-05 | 12 | 0 | 12 | 0 | 1.0234 | Hydro | 1 | 0.031109 | 0 | 0 |  |  |  |  | 0.031109 | 0 | 0.97805 | 0.98279
5729 | FALCONHYDRO3 | 3 | South | YES | 9.2e-05 | 11 | 0 | 11 | 0 | 1.0234 | Hydro | 1 | 0.031109 | 0 | 0 |  |  |  |  | 0.031109 | 0 | 0.97805 | 0.98279
8048 | FALCONHYDRO1 | 1 | South | YES | 9.2e-05 | 12 | 0 | 12 | 0 | 1.0234 | Hydro | 1 | 0.031109 | 0 | 0 |  |  |  |  | 0.031109 | 0 | 0.97805 | 0.98279
5934 | SI_RAY5 | 5 | South | YES | 0 | 0 | 10 | 15 |  | 1.035 | GST | 1 | 0.031017 | 15 | 15 |  |  |  |  | 0.031017 | 0.46526 | 0.9783 | 0.98302
8139 | JOS #1 | MB | South | YES | 0 | 0 | 45 | 255 |  | 1.02 | GST | 1 | 0.031017 | 0 | 0 |  |  |  |  | 0.031017 | 0 | 0.9783 | 0.98302
8285 | LAR #1 | MB | South | YES | 0 | 0 | 9 | 32 |  | 1.0497 | GST | 1 | 0.031017 | 0 | 0 |  |  |  |  | 0.031017 | 0 | 0.9783 | 0.98302
8287 | LAR #2 | MB | South | YES | 0 | 0 | 9 | 32 |  | 1.04 | GST | 1 | 0.031017 | 0 | 0 |  |  |  |  | 0.031017 | 0 | 0.9783 | 0.98302
8288 | LAR #3 | MB | South | YES | 0 | 0 | 25 | 105 |  | 1.04 | GST | 1 | 0.031017 | 0 | 0 |  |  |  |  | 0.031017 | 0 | 0.9783 | 0.98302
8388 | BATES0A | MB | South | YES | 0 | 0 | 21 | 71 |  | 1.033 | GST | 1 | 0.031017 | 0 | 0 |  |  |  |  | 0.031017 | 0 | 0.9783 | 0.98302
8393 | BATES0B | MB | South | YES | 0 | 0 | 25 | 110 |  | 1.03 | GST | 1 | 0.031017 | 0 | 0 |  |  |  |  | 0.031017 | 0 | 0.9783 | 0.98302
8437 | NUECES_B0C | MB | South | YES | 0 | 0 | 7 | 30 |  | 1.03 | GST | 1 | 0.031017 | 0 | 0 |  |  |  |  | 0.031017 | 0 | 0.9783 | 0.98302
8438 | NUECES_B0B | MB | South | YES | 0 | 0 | 26 | 169 |  | 1.03 | GST | 1 | 0.031017 | 0 | 0 |  |  |  |  | 0.031017 | 0 | 0.9783 | 0.98302
39190 | TNSLCGN1__8 | 1 | Houston | YES | 0 | 0 | 10 | 30 |  | 1.03 | Cogen | 1 | 0.031017 | 0 | 0 |  |  |  |  | 0.031017 | 0 | 0.9783 | 0.98302
88299 | ZAPATA | F | South | YES | -0.000279 | 0 | 0 | 0 | 0 | 1.02 | BLT | 1 | 0.030738 | 0 | 0 |  |  |  |  | 0.030738 | 0 | 0.9783 | 0.98302
5890 | PEARSALLGEN1 | 1 | South | YES | -0.000765 | 19.2 | 6 | 24 | 0 | 1.0226 | GST | 1 | 0.030252 | 24 | 24 |  |  |  |  | 0.030252 | 0.72605 | 0.9787 | 0.98338
5891 | PEARSALLGEN2 | 1 | South | YES | -0.000765 | 19.4 | 6 | 24.3 | 0 | 1.0226 | GST | 1 | 0.030252 | 24.3 | 24.3 |  |  |  |  | 0.030252 | 0.73513 | 0.9791 | 0.98375
5892 | PEARSALLGEN3 | 1 | South | YES | -0.000765 | 19.1 | 6 | 23.9 | 0 | 1.0226 | GST | 1 | 0.030252 | 23.9 | 23.9 |  |  |  |  | 0.030252 | 0.72303 | 0.9795 | 0.98411
7028 | L_MARBFA1_1Y | 1 | South | YES | -0.000806 | 0 | 0 | 18 |  | 1 | Hydro | 1 | 0.030211 | 0 | 0 |  |  |  |  | 0.030211 | 0 | 0.9795 | 0.98411
7029 | L_MARBFA1_2Y | 2 | South | YES | -0.000806 | 0 | 0 | 18 |  | 1 | Hydro | 1 | 0.030211 | 0 | 0 |  |  |  |  | 0.030211 | 0 | 0.9795 | 0.98411
80012 | LAR | F | South | YES | -0.000826 | 0 | 0 | 0 | 0 | 1.04 | DCTie | 1 | 0.030191 | 0 | 0 |  |  |  |  | 0.030191 | 0 | 0.9795 | 0.98411
80265 | LARECU40A | 4 | South | YES | -0.000826 | 80 | 0 | 100 |  | 1.039 | GGT | 1 | 0.030191 | 100 | 100 |  |  |  |  | 0.030191 | 3.0191 | 0.98118 | 0.98561
80266 | LARECU50A | 5 | South | YES | -0.000826 | 80 | 0 | 100 |  | 1.039 | GGT | 1 | 0.030191 | 100 | 100 |  |  |  |  | 0.030191 | 3.0191 | 0.98285 | 0.98712
58909 | PEARSALLSCG1 | 3 | South | YES | -0.001115 | 0 | 0 | 8.4 |  | 1.027 | Diesel | 1 | 0.029902 | 8.4 | 8.4 |  |  |  |  | 0.029902 | 0.25118 | 0.98299 | 0.98724
58909 | PEARSALLSCG1 | 4 | South | YES | -0.001115 | 0 | 0 | 8.4 |  | 1.027 | Diesel | 1 | 0.029902 | 8.4 | 8.4 |  |  |  |  | 0.029902 | 0.25118 | 0.98313 | 0.98737
58909 | PEARSALLSCG1 | 6 | South | YES | -0.001115 | 0 | 0 | 8.4 |  | 1.027 | Diesel | 1 | 0.029902 | 8.4 | 8.4 |  |  |  |  | 0.029902 | 0.25118 | 0.98327 | 0.98749
58909 | PEARSALLSCG1 | 5 | South | YES | -0.001115 | 0 | 0 | 8.4 |  | 1.027 | Diesel | 1 | 0.029902 | 8.4 | 8.4 |  |  |  |  | 0.029902 | 0.25118 | 0.98341 | 0.98762
58909 | PEARSALLSCG1 | 1 | South | YES | -0.001115 | 0 | 0 | 8.4 |  | 1.027 | Diesel | 1 | 0.029902 | 8.4 | 8.4 |  |  |  |  | 0.029902 | 0.25118 | 0.98355 | 0.98774
58909 | PEARSALLSCG1 | 2 | South | YES | -0.001115 | 0 | 0 | 8.4 |  | 1.027 | Diesel | 1 | 0.029902 | 8.4 | 8.4 |  |  |  |  | 0.029902 | 0.25118 | 0.98369 | 0.98787
58919 | PEARSALLSCG2 | 5 | South | YES | -0.001115 | 0 | 0 | 8.4 |  | 1.027 | Diesel | 1 | 0.029902 | 8.4 | 8.4 |  |  |  |  | 0.029902 | 0.25118 | 0.98383 | 0.98799
58919 | PEARSALLSCG2 | 6 | South | YES | -0.001115 | 0 | 0 | 8.4 |  | 1.027 | Diesel | 1 | 0.029902 | 8.4 | 8.4 |  |  |  |  | 0.029902 | 0.25118 | 0.98397 | 0.98812
58919 | PEARSALLSCG2 | 1 | South | YES | -0.001115 | 0 | 0 | 8.4 |  | 1.027 | Diesel | 1 | 0.029902 | 8.4 | 8.4 |  |  |  |  | 0.029902 | 0.25118 | 0.98411 | 0.98824
58919 | PEARSALLSCG2 | 2 | South | YES | -0.001115 | 0 | 0 | 8.4 |  | 1.027 | Diesel | 1 | 0.029902 | 8.4 | 8.4 |  |  |  |  | 0.029902 | 0.25118 | 0.98425 | 0.98837
58919 | PEARSALLSCG2 | 4 | South | YES | -0.001115 | 0 | 0 | 8.4 |  | 1.027 | Diesel | 1 | 0.029902 | 8.4 | 8.4 |  |  |  |  | 0.029902 | 0.25118 | 0.98439 | 0.98849
58919 | PEARSALLSCG2 | 3 | South | YES | -0.001115 | 0 | 0 | 8.4 |  | 1.027 | Diesel | 1 | 0.029902 | 8.4 | 8.4 |  |  |  |  | 0.029902 | 0.25118 | 0.98453 | 0.98862
58929 | PEARSALLSCG3 | 4 | South | YES | -0.001115 | 0 | 0 | 8.4 |  | 1.027 | Diesel | 1 | 0.029902 | 8.4 | 8.4 |  |  |  |  | 0.029902 | 0.25118 | 0.98467 | 0.98874
58929 | PEARSALLSCG3 | 6 | South | YES | -0.001115 | 0 | 0 | 8.4 |  | 1.027 | Diesel | 1 | 0.029902 | 8.4 | 8.4 |  |  |  |  | 0.029902 | 0.25118 | 0.98481 | 0.98887
58929 | PEARSALLSCG3 | 2 | South | YES | -0.001115 | 0 | 0 | 8.4 |  | 1.027 | Diesel | 1 | 0.029902 | 8.4 | 8.4 |  |  |  |  | 0.029902 | 0.25118 | 0.98495 | 0.98899
58929 | PEARSALLSCG3 | 5 | South | YES | -0.001115 | 0 | 0 | 8.4 |  | 1.027 | Diesel | 1 | 0.029902 | 8.4 | 8.4 |  |  |  |  | 0.029902 | 0.25118 | 0.98509 | 0.98912
58929 | PEARSALLSCG3 | 1 | South | YES | -0.001115 | 0 | 0 | 8.4 |  | 1.027 | Diesel | 1 | 0.029902 | 8.4 | 8.4 |  |  |  |  | 0.029902 | 0.25118 | 0.98523 | 0.98924
58929 | PEARSALLSCG3 | 3 | South | YES | -0.001115 | 0 | 0 | 8.4 |  | 1.027 | Diesel | 1 | 0.029902 | 8.4 | 8.4 |  |  |  |  | 0.029902 | 0.25118 | 0.98538 | 0.98937
58949 | PEARSALLSCG4 | 3 | South | YES | -0.001115 | 0 | 0 | 8.4 |  | 1.027 | Diesel | 1 | 0.029902 | 8.4 | 8.4 |  |  |  |  | 0.029902 | 0.25118 | 0.98552 | 0.98949
58949 | PEARSALLSCG4 | 2 | South | YES | -0.001115 | 0 | 0 | 8.4 |  | 1.027 | Diesel | 1 | 0.029902 | 8.4 | 8.4 |  |  |  |  | 0.029902 | 0.25118 | 0.98566 | 0.98962
58949 | PEARSALLSCG4 | 1 | South | YES | -0.001115 | 0 | 0 | 8.4 |  | 1.027 | Diesel | 1 | 0.029902 | 8.4 | 8.4 |  |  |  |  | 0.029902 | 0.25118 | 0.9858 | 0.98974
58949 | PEARSALLSCG4 | 4 | South | YES | -0.001115 | 0 | 0 | 8.4 |  | 1.027 | Diesel | 1 | 0.029902 | 8.4 | 8.4 |  |  |  |  | 0.029902 | 0.25118 | 0.98594 | 0.98987
58949 | PEARSALLSCG4 | 6 | South | YES | -0.001115 | 0 | 0 | 8.4 |  | 1.027 | Diesel | 1 | 0.029902 | 8.4 | 8.4 |  |  |  |  | 0.029902 | 0.25118 | 0.98608 | 0.98999
58949 | PEARSALLSCG4 | 5 | South | YES | -0.001115 | 0 | 0 | 8.4 |  | 1.027 | Diesel | 1 | 0.029902 | 8.4 | 8.4 |  |  |  |  | 0.029902 | 0.25118 | 0.98622 | 0.99012
7035 | L_WIRTZ_1G1Y | 1 | South | YES | -0.001208 | 0 | 0 | 29 |  | 1 | Hydro | 1 | 0.029809 | 0 | 0 |  |  |  |  | 0.029809 | 0 | 0.98622 | 0.99012
7036 | L_WIRTZ_1G2Y | 2 | South | YES | -0.001208 | 0 | 0 | 29.7 |  | 1 | Hydro | 1 | 0.029809 | 0 | 0 |  |  |  |  | 0.029809 | 0 | 0.98622 | 0.99012
7000 | L_FERGUS1_1Y | 1 | South | YES | -0.001293 | 400 | 65 | 423.3 | 0 | 1.015 | GSC | 1 | 0.029724 | 423.3 | 423.3 |  |  |  |  | 0.029724 | 12.5822 | 0.9933 | 0.99638
7022 | L_BUCHAN1_1Y | 1 | South | YES | -0.001602 | 0 | 0 | 18 |  | 1 | Hydro | 1 | 0.029415 | 0 | 0 |  |  |  |  | 0.029415 | 0 | 0.9933 | 0.99638
7023 | L_BUCHAN1_2Y | 2 | South | YES | -0.001602 | 0 | 0 | 18 |  | 1 | Hydro | 1 | 0.029415 | 0 | 0 |  |  |  |  | 0.029415 | 0 | 0.9933 | 0.99638
7024 | L_BUCHAN1_3Y | 3 | South | YES | -0.001602 | 0 | 0 | 15 |  | 1 | Hydro | 1 | 0.029415 | 0 | 0 |  |  |  |  | 0.029415 | 0 | 0.9933 | 0.99638
7026 | L_INKSDA1_1Y | 1 | South | YES | -0.002091 | 0 | 0 | 13.7 |  | 1 | Hydro | 1 | 0.028926 | 0 | 0 |  |  |  |  | 0.028926 | 0 | 0.9933 | 0.99638
8262 | ELPS | 1 | South | YES | -0.006413 | 6 | 6 | 6 | 0 | 1.15 | Hydro | 1 | 0.024604 | 0 | 0 |  |  |  |  | 0.024604 | 0 | 0.9933 | 0.99638
8032 | AMISTADHYD1 | 1 | South | YES | -0.008971 | 33 | 13 | 33 | 0 | 1.03 | Hydro | 1 | 0.022046 | 0 | 0 |  |  |  |  | 0.022046 | 0 | 0.9933 | 0.99638
8033 | AMISTADHYD2 | 2 | South | YES | -0.008971 | 25 | 13 | 25 | 0 | 1.03 | Hydro | 1 | 0.022046 | 0 | 0 |  |  |  |  | 0.022046 | 0 | 0.9933 | 0.99638
88253 | HAMILTON | F | South | YES | -0.008971 | 0 | 0 | 0 | 0 | 1.04 | BLT | 1 | 0.022046 | 0 | 0 |  |  |  |  | 0.022046 | 0 | 0.9933 | 0.99638
1442 | COKFIELD_5 | 1 | North | YES | -0.010339 | 16.5 | 0 | 165 |  | 1.029 | Wind | 1 | 0.020678 | 0 | 165 | -1.7059 | 165 |  |  | 0.020678 | 3.4119 | 0.99605 | 0.99808
1438 | MESQUITW_2G | 1 | North | YES | -0.014645 | 23.6 | 0 | 236 |  | 1.017 | Wind | 1 | 0.016372 | 0 | 236 | -3.4562 | 236 |  |  | 0.016372 | 3.8638 | 1 | 1
1437 | MESQUITW_1G | 1 | North | YES | -0.014677 | 40 | 0 | 400 | 0 | 1.023 | Wind | 1 | 0.01634 | 0 | 400 | -5.8708 | 400 |  |  | 0.01634 | 6.536 | 1.0067 | 1.0033
6100 | OKLA7A | EQ | West | YES | -0.01715 | 50 | -220 | 220 | 0 | 1.035 | DCTie | -1 | 0.020956 | 0 | 0 |  |  | 0 | 0 | -0.020956 | 0
6752 | OKLA0A | 1 | West | YES | -0.01715 | 649.7 | 175 | 649.7 | 0 | 1.035 | LIGCO | -1 | 0.020956 | 0 | 649.7 |  |  | 0 | 0 | -0.020956 | 0
1416 | SWETWATR_1G | 1 | West | YES | -0.022972 | 30 | 18 | 30 | 0 | 1.026 | CC | -1 | 0.026778 | 30 | 30 |  |  | -0.68916 | 30 | -0.026778 | -0.80335
1417 | SWETWATR_2G | 2 | West | YES | -0.022972 | 72 | 36 | 72 | 0 | 1.026 | CC | -1 | 0.026778 | 72 | 72 |  |  | -1.654 | 72 | -0.026778 | -1.928
1418 | SWETWATR_3G | 3 | West | YES | -0.022972 | 68 | 36 | 68 | 0 | 1.026 | CC | -1 | 0.026778 | 68 | 68 |  |  | -1.5621 | 68 | -0.026778 | -1.8209
1419 | SWETWATR_4G | 4 | West | YES | -0.022972 | 61 | 36 | 61 | 0 | 1.026 | CC | -1 | 0.026778 | 61 | 61 |  |  | -1.4013 | 61 | -0.026778 | -1.6335
11056 | ROSCOE_1G | 1 | West | YES | -0.024207 | 41.8 | 0 | 209 |  | 1 | Wind | -1 | 0.028013 | 0 | 209 |  |  | 0 | 0 | -0.028013 | 0
11057 | CHAMPION_1G | 1 | West | YES | -0.024207 | 25.3 | 0 | 126.5 |  | 1 | Wind | -1 | 0.028013 | 0 | 126.5 |  |  | 0 | 0 | -0.028013 | 0
11058 | PYRON_1G | 1 | West | YES | -0.024207 | 49.8 | 0 | 249 |  | 1 | Wind | -1 | 0.028013 | 0 | 249 |  |  | 0 | 0 | -0.028013 | 0
11059 | INADALE_1G | 1 | West | YES | -0.024207 | 39.4 | 0 | 197 |  | 1 | Wind | -1 | 0.028013 | 0 | 197 |  |  | 0 | 0 | -0.028013 | 0
60058 | BUFF_GAP1A | 1 | West | YES | -0.025229 | 24 | 0 | 120 |  | 1 | Wind | -1 | 0.029035 | 0 | 120 |  |  | 0 | 0 | -0.029035 | 0
60060 | CIRELLO | 1 | West | YES | -0.025229 | 46.6 | 0 | 233 | 0 | 1 | Wind | -1 | 0.029035 | 0 | 233 |  |  | 0 | 0 | -0.029035 | 0
60063 | BUFF_GAP1B | 1 | West | YES | -0.025229 | 34 | 0 | 170.2 | 0 | 1.02 | Wind | -1 | 0.029035 | 0 | 170.2 |  |  | 0 | 0 | -0.029035 | 0
60066 | H_HOLLOW1A | 1 | West | YES | -0.025229 | 44.4 | 0 | 222 | 0 | 1.005 | Wind | -1 | 0.029035 | 0 | 222 |  |  | 0 | 0 | -0.029035 | 0
60068 | HHOLLOW21A | 1 | West | YES | -0.025229 | 36.8 | 0 | 184 | 0 | 1.025 | Wind | -1 | 0.029035 | 0 | 184 |  |  | 0 | 0 | -0.029035 | 0
60070 | HHOLLOW31A | 1 | West | YES | -0.025229 | 44.8 | 0 | 224 | 0 | 1.025 | Wind | -1 | 0.029035 | 0 | 224 |  |  | 0 | 0 | -0.029035 | 0
60072 | HHOLLOW41A | 1 | West | YES | -0.025229 | 23 | 0 | 115 | 0 | 1.025 | Wind | -1 | 0.029035 | 0 | 115 |  |  | 0 | 0 | -0.029035 | 0
60202 | FRNDDRCS | F | West | YES | -0.025958 | 0 | 0 | 0 | 0 | 0.9985 | AVR | -1 | 0.029764 | 0 | 0 |  |  | 0 | 0 | -0.029764 | 0
71051 | L_BITTCR1_1N | W1 | West | YES | -0.026563 | 7.5 | 0 | 37.5 |  | 1.02 | Wind | -1 | 0.030369 | 0 | 37.5 |  |  | 0 | 0 | -0.030369 | 0
71054 | L_SWEETW1_1N | W1 | West | YES | -0.026563 | 21.5 | 0 | 107.5 |  | 1.02 | Wind | -1 | 0.030369 | 0 | 107.5 |  |  | 0 | 0 | -0.030369 | 0
71057 | L_SWEETW1_2N | W1 | West | YES | -0.026563 | 27 | 0 | 135 |  | 1.02 | Wind | -1 | 0.030369 | 0 | 135 |  |  | 0 | 0 | -0.030369 | 0
71059 | L_SWEETW1_3N | W1 | West | YES | -0.026563 | 23.8 | 0 | 119 | 0 | 1.02 | Wind | -1 | 0.030369 | 0 | 119 |  |  | 0 | 0 | -0.030369 | 0
71060 | L_SWEETW1_4N | W1 | West | YES | -0.026563 | 21 | 0 | 105 | 0 | 1.02 | Wind | -1 | 0.030369 | 0 | 105 |  |  | 0 | 0 | -0.030369 | 0
71061 | L_SWEETW1_5N | W1 | West | YES | -0.026563 | 16.1 | 0 | 80.5 | 0 | 1.02 | Wind | -1 | 0.030369 | 0 | 80.5 |  |  | 0 | 0 | -0.030369 | 0
76091 | L_DIVIDE1_1N | W1 | West | YES | -0.027383 | 22.5 | 0 | 112.5 |  | 1.02 | Wind | -1 | 0.031189 | 0 | 112.5 |  |  | 0 | 0 | -0.031189 | 0
76095 | L_CAPRSI1_1N | W1 | West | YES | -0.027383 | 29.9 | 0 | 149.5 | 0 | 1.02 | Wind | -1 | 0.031189 | 0 | 149.5 |  |  | 0 | 0 | -0.031189 | 0
76096 | L_CAPRSI1_2N | W1 | West | YES | -0.027383 | 37.2 | 0 | 186 | 0 | 1.02 | Wind | -1 | 0.031189 | 0 | 186 |  |  | 0 | 0 | -0.031189 | 0
76097 | L_CAPRGE1_1N | W1 | West | YES | -0.027383 | 42.9 | 0 | 214.5 | 0 | 1.02 | Wind | -1 | 0.031189 | 0 | 214.5 |  |  | 0 | 0 | -0.031189 | 0
76031 | L_GASCCR1_1N | W1 | West | YES | -0.027536 | 30 | 0 | 150 | 0 | 1.02 | Wind | -1 | 0.031342 | 0 | 150 |  |  | 0 | 0 | -0.031342 | 0
60000 | DSKY2 | 1 | West | YES | -0.028526 | 19.1 | 0 | 76.5 |  | 1.039 | Wind | -1 | 0.032332 | 0 | 76.5 |  |  | 0 | 0 | -0.032332 | 0
60018 | DSKY1 | 1 | West | YES | -0.02853 | 21 | 0 | 84 | 0 | 1.023 | Wind | -1 | 0.032336 | 0 | 84 |  |  | 0 | 0 | -0.032336 | 0
1058 | LONGSHORE_5 | 1 | West | YES | -0.028613 | 30 | 0 | 150 |  | 1.01 | Wind | -1 | 0.032419 | 0 | 150 |  |  | 0 | 0 | -0.032419 | 0
1058 | LONGSHORE_5 | 2 | West | YES | -0.028613 | 44 | 0 | 220 |  | 1.01 | Wind | -1 | 0.032419 | 0 | 220 |  |  | 0 | 0 | -0.032419 | 0
11065 | ELBOWCK_1G | 1 | West | YES | -0.028613 | 23.4 | 0 | 121.9 | 0 | 1 | Wind | -1 | 0.032419 | 0 | 121.9 |  |  | 0 | 0 | -0.032419 | 0
60017 | ORNNWP1 | 1 | West | YES | -0.0287 | 20 | 0 | 80 |  | 1.027 | Wind | -1 | 0.032506 | 0 | 80 |  |  | 0 | 0 | -0.032506 | 0
1045 | CALENG1G_1G | 1 | West | YES | -0.028961 | 73.4 | 27 | 73.4 | 0 | 1.014 | Cogen | -1 | 0.032767 | 0 | 0 |  |  | 0 | 0 | -0.032767 | 0
1046 | CALENG2G_2G | 2 | West | YES | -0.028961 | 73.4 | 27 | 73.4 | 0 | 1.014 | Cogen | -1 | 0.032767 | 0 | 0 |  |  | 0 | 0 | -0.032767 | 0
1047 | CALENG3G_3G | 3 | West | YES | -0.028961 | 70.4 | 27 | 70.4 | 0 | 1.014 | Cogen | -1 | 0.032767 | 0 | 0 |  |  | 0 | 0 | -0.032767 | 0
38437 | TNSRBNMESA9 | 1 | West | YES | -0.029204 | 37.5 | 0 | 150 | 0 | 1.02 | Wind | -1 | 0.03301 | 0 | 150 |  |  | 0 | 0 | -0.03301 | 0
38332 | TNWDWRDU2_8 | 1 | West | YES | -0.029219 | 20 | 0 | 80 | 0 | 1.0232 | Wind | -1 | 0.033025 | 0 | 80 |  |  | 0 | 0 | -0.033025 | 0
60016 | WOODWRD11A | 1 | West | YES | -0.029222 | 20 | 0 | 80 |  | 1.033 | Wind | -1 | 0.033028 | 0 | 80 |  |  | 0 | 0 | -0.033028 | 0
6016 | SWMESA | 1 | West | YES | -0.029238 | 18.8 | 0 | 75 |  | 1.03 | Wind | -1 | 0.033044 | 0 | 75 |  |  | 0 | 0 | -0.033044 | 0
60003 | KING_NE1A | 1 | West | YES | -0.029238 | 20 | 0 | 80 |  | 1.03 | Wind | -1 | 0.033044 | 0 | 80 |  |  | 0 | 0 | -0.033044 | 0
60005 | KING_SE1A | 1 | West | YES | -0.029238 | 10 | 0 | 40 |  | 1.035 | Wind | -1 | 0.033044 | 0 | 40 |  |  | 0 | 0 | -0.033044 | 0
60201 | RIO DRCS | F | West | YES | -0.029269 | 0 | 0 | 0 | 0 | 1.025 | AVR | -1 | 0.033075 | 0 | 0 |  |  | 0 | 0 | -0.033075 | 0
60007 | KING_SW1A | 1 | West | YES | -0.02933 | 20 | 0 | 80 |  | 1.03 | Wind | -1 | 0.033136 | 0 | 80 |  |  | 0 | 0 | -0.033136 | 0
60019 | KING_NW1A | 1 | West | YES | -0.02933 | 20 | 0 | 80 |  | 1.03 | Wind | -1 | 0.033136 | 0 | 80 |  |  | 0 | 0 | -0.033136 | 0
11001 | NAV1CT | 1 | West | YES | -0.029708 | 70.4 | 18 | 70.4 | 0 | 1.029 | CC | -1 | 0.033514 | 70.4 | 70.4 |  |  | -2.0914 | 70.4 | -0.033514 | -2.3594
11009 | NAV2CT | 1 | West | YES | -0.029708 | 71.4 | 18 | 71.4 | 0 | 1.029 | CC | -1 | 0.033514 | 71.4 | 71.4 |  |  | -2.1212 | 71.4 | -0.033514 | -2.3929
11011 | NAV3ST | 1 | West | YES | -0.029708 | 92.8 | 40 | 92.8 | 0 | 1.029 | CC | -1 | 0.033514 | 92.8 | 92.8 |  |  | -2.7569 | 92.8 | -0.033514 | -3.1101
11012 | NAV4CT | 1 | West | YES | -0.029708 | 80 | 18 | 80 | 0 | 1.029 | CC | -1 | 0.033514 | 80 | 80 |  |  | -2.3766 | 80 | -0.033514 | -2.6811
11013 | NAV5CT | 1 | West | YES | -0.029708 | 80 | 18 | 80 | 0 | 1.029 | CC | -1 | 0.033514 | 80 | 80 |  |  | -2.3766 | 80 | -0.033514 | -2.6811
11014 | NAV6ST | 1 | West | YES | -0.029708 | 115 | 40 | 115 | 0 | 1.029 | CC | -1 | 0.033514 | 115 | 115 |  |  | -3.4164 | 115 | -0.033514 | -3.8541
11020 | TIEHVSG_1G | 1 | West | YES | -0.02972 | 208.2 | 63 | 208.2 | 0 | 1.012 | CC | -1 | 0.033526 | 208.2 | 208.2 |  |  | -6.1877 | 208.2 | -0.033526 | -6.9802
11021 | TIEHVCG_1G | 1 | West | YES | -0.02972 | 142.1 | 103 | 142.1 | 0 | 1.012 | CC | -1 | 0.033526 | 142.1 | 142.1 |  |  | -4.2232 | 142.1 | -0.033526 | -4.7641
11022 | TIEHVCG_2G | 1 | West | YES | -0.02972 | 132.4 | 103 | 132.4 | 0 | 1.012 | CC | -1 | 0.033526 | 132.4 | 132.4 |  |  | -3.9349 | 132.4 | -0.033526 | -4.4389
11023 | TIEHVCG_3G | 1 | West | YES | -0.02972 | 137.4 | 103 | 137.4 | 0 | 1.012 | CC | -1 | 0.033526 | 137.4 | 137.4 |  |  | -4.0835 | 137.4 | -0.033526 | -4.6065
11024 | TIEHVCG_4G | 1 | West | YES | -0.02972 | 147 | 103 | 147 | 0 | 1.012 | CC | -1 | 0.033526 | 147 | 147 |  |  | -4.3688 | 147 | -0.033526 | -4.9283
11025 | TIEHVSG_2G | 1 | West | YES | -0.02972 | 213.2 | 63 | 213.2 | 0 | 1.012 | CC | -1 | 0.033526 | 213.2 | 213.2 |  |  | -6.3363 | 213.2 | -0.033526 | -7.1478
1002 | PBCTAGE_1G | A | West | YES | -0.030872 | 64 | 64 | 66 | 0 | 1.036 | GGT | -1 | 0.034678 | 66 | 66 |  |  | -2.0376 | 66 | -0.034678 | -2.2888
1003 | PBCTBGE_2G | B | West | YES | -0.030872 | 65 | 65 | 66 | 0 | 1.036 | GGT | -1 | 0.034678 | 66 | 66 |  |  | -2.0376 | 66 | -0.034678 | -2.2888
1004 | PBCTCGE_3G | C | West | YES | -0.030872 | 62 | 62 | 67 | 0 | 1.036 | GGT | -1 | 0.034678 | 67 | 67 |  |  | -2.0684 | 67 | -0.034678 | -2.3234
1005 | PBCTDGE_4G | D | West | YES | -0.030872 | 65 | 65 | 68 | 0 | 1.036 | GGT | -1 | 0.034678 | 68 | 68 |  |  | -2.0993 | 68 | -0.034678 | -2.3581
1006 | PBCTEGE_5G | E | West | YES | -0.030872 | 65 | 65 | 67 | 0 | 1.036 | GGT | -1 | 0.034678 | 67 | 67 |  |  | -2.0684 | 67 | -0.034678 | -2.3234
1007 | PB5GEN_6G | 5 | West | YES | -0.030872 | 91.2 | 40 | 114 | 0 | 1.036 | GST | -1 | 0.034678 | 114 | 114 |  |  | -3.5194 | 114 | -0.034678 | -3.9533
1008 | PB6GEN_7G | 6 | West | YES | -0.030872 | 515 | 130 | 515 | 0 | 1.036 | GST | -1 | 0.034678 | 515 | 515 |  |  | -15.8991 | 515 | -0.034678 | -17.8593
7038 | L_DELAWA1_1Y | 1 | West | YES | -0.031201 | 3.5 | 0 | 35 | 0 | 1 | Wind | -1 | 0.035007 | 0 | 35 |  |  | 0 | 0 | -0.035007 | 0
7038 | L_DELAWA1_1Y | 2 | West | YES | -0.031201 | 3 | 0 | 30 | 0 | 1 | Wind | -1 | 0.035007 | 0 | 30 |  |  | 0 | 0 | -0.035007 | 0
11147 | NOTREES_1G | 1 | West | YES | -0.031923 | 29.8 | 0 | 149 | 0 | 1.017 | Wind | -1 | 0.035729 | 0 | 149 |  |  | 0 | 0 | -0.035729 | 0
1326 | STANTONW_8 | 1 | West | YES | -0.034376 | 20.1 | 0 | 100.5 |  | 1.01 | Wind | -1 | 0.038182 | 0 | 100.5 |  |  | 0 | 0 | -0.038182 | 0
1328 | OCOTILLO_1G | 1 | West | YES | -0.036563 | 11.6 | 0 | 58 |  | 1.01 | Wind | -1 | 0.040369 | 0 | 58 |  |  | 0 | 0 | -0.040369 | 0
1333 | MCDDONAL_8 | 1 | West | YES | -0.03723 | 42.8 | 0 | 214.2 |  | 1.01 | Wind | -1 | 0.041036 | 0 | 214.2 |  |  | 0 | 0 | -0.041036 | 0
1349 | WESTXWIN_1G | 1 | West | YES | -0.037618 | 1.3 | 0 | 6.6 |  | 1.014 | Wind | -1 | 0.041424 | 0 | 6.6 |  |  | 0 | 0 | -0.041424 | 0
1350 | NWPWRG1_1G | 1 | West | YES | -0.037618 | 6.9 | 1 | 34.3 |  | 1.014 | Wind | -1 | 0.041424 | 0 | 34.3 |  |  | 0 | 0 | -0.041424 | 0
1037 | MORGAN5G_5G | 5 | West | YES | -0.038162 | 109.6 | 40 | 137 | 0 | 1.029 | GST | -1 | 0.041968 | 137 | 137 |  |  | -5.2282 | 137 | -0.041968 | -5.7496
1039 | MRGNAG_1G | A | West | YES | -0.038162 | 69 | 69 | 69 | 0 | 1.029 | GGT | -1 | 0.041968 | 69 | 69 |  |  | -2.6332 | 69 | -0.041968 | -2.8958
1040 | MRGNBG_2G | B | West | YES | -0.038162 | 70 | 70 | 71 | 0 | 1.029 | GGT | -1 | 0.041968 | 71 | 71 |  |  | -2.7095 | 71 | -0.041968 | -2.9797
1041 | MRGNCG_3G | C | West | YES | -0.038162 | 69 | 69 | 70 | 0 | 1.029 | GGT | -1 | 0.041968 | 70 | 70 |  |  | -2.6713 | 70 | -0.041968 | -2.9378
1042 | MRGNDG_4G | D | West | YES | -0.038162 | 68 | 68 | 68 | 0 | 1.029 | GGT | -1 | 0.041968 | 68 | 68 |  |  | -2.595 | 68 | -0.041968 | -2.8538
1043 | MRGNEG_5G | E | West | YES | -0.038162 | 68 | 68 | 70 | 0 | 1.029 | GGT | -1 | 0.041968 | 70 | 70 |  |  | -2.6713 | 70 | -0.041968 | -2.9378
1044 | MRGNFG_6G | F | West | YES | -0.038162 | 66 | 66 | 66 | 0 | 1.029 | GGT | -1 | 0.041968 | 66 | 66 |  |  | -2.5187 | 66 | -0.041968 | -2.7699
1320 | BSP 1 | 1 | West | YES | -0.039082 | 25.5 | 2.9 | 25.8 | 0 | 1 | Cogen | -1 | 0.042888 | 0 | 0 |  |  | 0 | 0 | -0.042888 | 0
1327 | WILDHRSE_1G | 1 | West | YES | -0.040845 | 0 | 0 | 120 |  | 1 | Wind | -1 | 0.044651 | 0 | 120 |  |  | 0 | 0 | -0.044651 | 0
1360 | GUNSIGHT_8 | 1 | West | YES | -0.042371 | 0 | 0 | 120 |  | 1.01 | Wind | -1 | 0.046177 | 0 | 120 |  |  | 0 | 0 | -0.046177 | 0
11320 | COYOTE_1G | 1 | West | YES | -0.04726 | 22.5 | 0 | 225 |  | 1 | Wind | -1 | 0.051066 | 0 | 225 |  |  | 0 | 0 | -0.051066 | 0
11309 | BULLCREK_2G | 1 | West | YES | -0.047983 | 20.9 | 0 | 180 |  | 1 | Wind | -1 | 0.051789 | 0 | 180 |  |  | 0 | 0 | -0.051789 | 0
11310 | BULLCREK_1G | 1 | West | YES | -0.047983 | 15.1 | 0 | 180 |  | 1 | Wind | -1 | 0.051789 | 0 | 180 |  |  | 0 | 0 | -0.051789 | 0
6637 | SNYDERW1A | 1 | West | YES | -0.052424 | 12.6 | 0 | 63 | 0 | 1.025 | Wind | -1 | 0.05623 | 0 | 63 |  |  | 0 | 0 | -0.05623 | 0
1068 | SCURRYCW_1G | 1 | West | YES | -0.056073 | 28.2 | 1.3 | 141 | 0 | 1.0217 | Wind | -1 | 0.059879 | 0 | 141 |  |  | 0 | 0 | -0.059879 | 0
1073 | SCURRYCW_2G | 2 | West | YES | -0.056073 | 24 | 0 | 120 | 0 | 1.0217 | Wind | -1 | 0.059879 | 0 | 120 |  |  | 0 | 0 | -0.059879 | 0
1061 | CIELOGEN_1G | 1 | West | YES | -0.056362 | 19.8 | 0 | 99 |  | 1 | Wind | -1 | 0.060168 | 0 | 99 |  |  | 0 | 0 | -0.060168 | 0
1062 | CIELOGEN_2G | 1 | West | YES | -0.056362 | 12.2 | 0 | 61 |  | 1 | Wind | -1 | 0.060168 | 0 | 61 |  |  | 0 | 0 | -0.060168 | 0
1069 | KINDERMG_1G | 1 | West | YES | -0.056362 | 25 | 5 | 25 | 0 | 1.017 | Cogen | -1 | 0.060168 | 0 | 0 |  |  | 0 | 0 | -0.060168 | 0
1070 | KINDERMG_2G | 1 | West | YES | -0.056362 | 45.7 | 12 | 45.7 | 0 | 1.017 | Cogen | -1 | 0.060168 | 0 | 0 |  |  | 0 | 0 | -0.060168 | 0
1071 | KINDERMG_3G | 1 | West | YES | -0.056362 | 45.7 | 12 | 45.7 | 0 | 1.017 | Cogen | -1 | 0.060168 | 0 | 0 |  |  | 0 | 0 | -0.060168 | 0
60057 | CALLAHAN1A | 1 | West | YES | -0.065051 | 22.8 | 0 | 114 | 0 | 1.04 | Wind | -1 | 0.068857 | 0 | 114 |  |  | 0 | 0 | -0.068857 | 0
1343 | TRENTIPP_8 | 1 | West | YES | -0.06521 | 30 | 0 | 150 |  | 1.014 | Wind | -1 | 0.069016 | 0 | 150 |  |  | 0 | 0 | -0.069016 | 0
1354 | AEPWIND_8 | 1 | West | YES | -0.06521 | 20.2 | 0 | 101 |  | 1 | Wind | -1 | 0.069016 | 0 | 101 |  |  | 0 | 0 | -0.069016 | 0
36998 | RDCNYNG1 | 1 | West | YES | -0.066898 | 16.8 | 0 | 84 |  | 1.01 | Wind | -1 | 0.070704 | 0 | 84 |  |  | 0 | 0 | -0.070704 | 0
6407 | TURKTRAK1A | 1 | West | YES | -0.076393 | 33.9 | 0 | 169.5 | 0 | 1.025 | Wind | -1 | 0.080199 | 0 | 169.5 |  |  | 0 | 0 | -0.080199 | 0
6144 | MCADOO1A | 1 | West | YES | -0.11311 | 15 | 0 | 150 | 0 | 1.025 | Wind | -1 | 0.11692 | 0 | 150 |  |  | 0 | 0 | -0.11692 | 0
60081 | WHRLWIND1A | 1 | West | YES | -0.1302 | 12 | 0 | 60 | 0 | 1.03 | Wind | -1 | 0.13401 | 0 | 60 |  |  | 0 | 0 | -0.13401 | 0
Note on AL4: Zonal Cap - Zonal Impact

## Distributed Slack - Inc
Number of Bus | Name of Bus | ID | Area Name of Gen | AGC | P Sensitivity of Bus | Gen MW | Min MW | Max MW | V Sensitivity of Bus | Set Volt | Tech Type | Zone Impact | Zone Correlation | Inc Max | Dec Max | Souce S.F. Weighting | Souce Capacity | Sink S.F. Weighting | Sink Capacity | PTDF Calc | PTDF Weighting | Cumulative Share of Zonal Cap | Cumulative Share of Zonal Impact | Cont_ Comchess to Comchpk OL_ Murry to Graham |  | i_PTDF_INC_pt | 102 |  | MRGNFG_6G | Unit at max
60081 | WHRLWIND1A | 1 | West | YES | -0.1302 | 12 | 0 | 60 | 0 | 1.03 | Wind | -1 | 0.13401 | 0 | 60 |  |  | 0 | 0 | -0.13401 | 0 | 0 | 0 |  |  | i_10pctunit | 25 |  | 28 | # units @ max
6144 | MCADOO1A | 1 | West | YES | -0.11311 | 15 | 0 | 150 | 0 | 1.025 | Wind | -1 | 0.11692 | 0 | 150 |  |  | 0 | 0 | -0.11692 | 0 | 0 | 0 | [5 empty] | 0.034948 | delta max
6407 | TURKTRAK1A | 1 | West | YES | -0.076393 | 33.9 | 0 | 169.5 | 0 | 1.025 | Wind | -1 | 0.080199 | 0 | 169.5 |  |  | 0 | 0 | -0.080199 | 0 | 0 | 0 | [5 empty] | Delta
36998 | RDCNYNG1 | 1 | West | YES | -0.066898 | 16.8 | 0 | 84 |  | 1.01 | Wind | -1 | 0.070704 | 0 | 84 |  |  | 0 | 0 | -0.070704 | 0 | 0 | 0 | Weighted Shift Factors |  |  |  | 1 | 0
1343 | TRENTIPP_8 | 1 | West | YES | -0.06521 | 30 | 0 | 150 |  | 1.014 | Wind | -1 | 0.069016 | 0 | 150 |  |  | 0 | 0 | -0.069016 | 0 | 0 | 0 | North | 0.0038062 |  |  | 2 | 0
1354 | AEPWIND_8 | 1 | West | YES | -0.06521 | 20.2 | 0 | 101 |  | 1 | Wind | -1 | 0.069016 | 0 | 101 |  |  | 0 | 0 | -0.069016 | 0 | 0 | 0 | West | -0.031017 |  |  | 3 | 0
60057 | CALLAHAN1A | 1 | West | YES | -0.065051 | 22.8 | 0 | 114 | 0 | 1.04 | Wind | -1 | 0.068857 | 0 | 114 |  |  | 0 | 0 | -0.068857 | 0 | 0 | 0 |  |  |  |  | 4 | 0
1061 | CIELOGEN_1G | 1 | West | YES | -0.056362 | 19.8 | 0 | 99 |  | 1 | Wind | -1 | 0.060168 | 0 | 99 |  |  | 0 | 0 | -0.060168 | 0 | 0 | 0 |  |  |  |  | 5 | 0
1062 | CIELOGEN_2G | 1 | West | YES | -0.056362 | 12.2 | 0 | 61 |  | 1 | Wind | -1 | 0.060168 | 0 | 61 |  |  | 0 | 0 | -0.060168 | 0 | 0 | 0 |  |  |  |  | 6 | 0
1069 | KINDERMG_1G | 1 | West | YES | -0.056362 | 25 | 5 | 25 | 0 | 1.017 | Cogen | -1 | 0.060168 | 0 | 0 |  |  | 0 | 0 | -0.060168 | 0 | 0 | 0 |  |  |  |  | 7 | 0
1070 | KINDERMG_2G | 1 | West | YES | -0.056362 | 45.7 | 12 | 45.7 | 0 | 1.017 | Cogen | -1 | 0.060168 | 0 | 0 |  |  | 0 | 0 | -0.060168 | 0 | 0 | 0 |  |  |  |  | 8 | 0
1071 | KINDERMG_3G | 1 | West | YES | -0.056362 | 45.7 | 12 | 45.7 | 0 | 1.017 | Cogen | -1 | 0.060168 | 0 | 0 |  |  | 0 | 0 | -0.060168 | 0 | 0 | 0 |  |  |  |  | 9 | 0
1068 | SCURRYCW_1G | 1 | West | YES | -0.056073 | 28.2 | 1.3 | 141 | 0 | 1.0217 | Wind | -1 | 0.059879 | 0 | 141 |  |  | 0 | 0 | -0.059879 | 0 | 0 | 0 |  |  |  |  | 10 | 0
1073 | SCURRYCW_2G | 2 | West | YES | -0.056073 | 24 | 0 | 120 | 0 | 1.0217 | Wind | -1 | 0.059879 | 0 | 120 |  |  | 0 | 0 | -0.059879 | 0 | 0 | 0 |  |  |  |  | 11 | 0
6637 | SNYDERW1A | 1 | West | YES | -0.052424 | 12.6 | 0 | 63 | 0 | 1.025 | Wind | -1 | 0.05623 | 0 | 63 |  |  | 0 | 0 | -0.05623 | 0 | 0 | 0 |  |  |  |  | 12 | 0
11309 | BULLCREK_2G | 1 | West | YES | -0.047983 | 20.9 | 0 | 180 |  | 1 | Wind | -1 | 0.051789 | 0 | 180 |  |  | 0 | 0 | -0.051789 | 0 | 0 | 0 |  |  |  |  | 13 | 0
11310 | BULLCREK_1G | 1 | West | YES | -0.047983 | 15.1 | 0 | 180 |  | 1 | Wind | -1 | 0.051789 | 0 | 180 |  |  | 0 | 0 | -0.051789 | 0 | 0 | 0 |  |  |  |  | 14 | 0
11320 | COYOTE_1G | 1 | West | YES | -0.04726 | 22.5 | 0 | 225 |  | 1 | Wind | -1 | 0.051066 | 0 | 225 |  |  | 0 | 0 | -0.051066 | 0 | 0 | 0 |  |  |  |  | 15 | 0
1360 | GUNSIGHT_8 | 1 | West | YES | -0.042371 | 0 | 0 | 120 |  | 1.01 | Wind | -1 | 0.046177 | 0 | 120 |  |  | 0 | 0 | -0.046177 | 0 | 0 | 0 |  |  |  |  | 16 | 0
1327 | WILDHRSE_1G | 1 | West | YES | -0.040845 | 0 | 0 | 120 |  | 1 | Wind | -1 | 0.044651 | 0 | 120 |  |  | 0 | 0 | -0.044651 | 0 | 0 | 0 |  |  |  |  | 17 | 0
1320 | BSP 1 | 1 | West | YES | -0.039082 | 25.5 | 2.9 | 25.8 | 0 | 1 | Cogen | -1 | 0.042888 | 0 | 0 |  |  | 0 | 0 | -0.042888 | 0 | 0 | 0 |  |  |  |  | 18 | 0
1037 | MORGAN5G_5G | 5 | West | YES | -0.038162 | 109.6 | 40 | 137 | 0 | 1.029 | GST | -1 | 0.041968 | 137 | 137 |  |  | -5.2282 | 137 | -0.041968 | -5.7496 | 0.042351 | 0.05104 |  |  |  |  | 19 | 0
1039 | MRGNAG_1G | A | West | YES | -0.038162 | 69 | 69 | 69 | 0 | 1.029 | GGT | -1 | 0.041968 | 69 | 69 |  |  | -2.6332 | 69 | -0.041968 | -2.8958 | 0.06368 | 0.076746 |  |  |  |  | 20 | 0
1040 | MRGNBG_2G | B | West | YES | -0.038162 | 70 | 70 | 71 | 0 | 1.029 | GGT | -1 | 0.041968 | 71 | 71 |  |  | -2.7095 | 71 | -0.041968 | -2.9797 | 0.085629 | 0.1032 |  |  |  |  | 21 | 0
1041 | MRGNCG_3G | C | West | YES | -0.038162 | 69 | 69 | 70 | 0 | 1.029 | GGT | -1 | 0.041968 | 70 | 70 |  |  | -2.6713 | 70 | -0.041968 | -2.9378 | 0.10727 | 0.12928 |  |  |  |  | 22 | 0.0086893
1042 | MRGNDG_4G | D | West | YES | -0.038162 | 68 | 68 | 68 | 0 | 1.029 | GGT | -1 | 0.041968 | 68 | 68 |  |  | -2.595 | 68 | -0.041968 | -2.8538 | 0.12829 | 0.15461 |  |  |  |  | 23 | 0.013066
1043 | MRGNEG_5G | E | West | YES | -0.038162 | 68 | 68 | 70 | 0 | 1.029 | GGT | -1 | 0.041968 | 70 | 70 |  |  | -2.6713 | 70 | -0.041968 | -2.9378 | 0.14993 | 0.18069 |  |  |  |  | 24 | 0.017569
1044 | MRGNFG_6G | F | West | YES | -0.038162 | 66 | 66 | 66 | 0 | 1.029 | GGT | -1 | 0.041968 | 66 | 66 |  |  | -2.5187 | 66 | -0.041968 | -2.7699 | 0.17033 | 0.20528 |  |  |  |  | 25 | 0.022009
1349 | WESTXWIN_1G | 1 | West | YES | -0.037618 | 1.3 | 0 | 6.6 |  | 1.014 | Wind | -1 | 0.041424 | 0 | 6.6 |  |  | 0 | 0 | -0.041424 | 0 | 0.17033 | 0.20528 |  |  |  |  | 26 | 0.026322
1350 | NWPWRG1_1G | 1 | West | YES | -0.037618 | 6.9 | 1 | 34.3 |  | 1.014 | Wind | -1 | 0.041424 | 0 | 34.3 |  |  | 0 | 0 | -0.041424 | 0 | 0.17033 | 0.20528 |  |  |  |  | 27 | 0.030761
1333 | MCDDONAL_8 | 1 | West | YES | -0.03723 | 42.8 | 0 | 214.2 |  | 1.01 | Wind | -1 | 0.041036 | 0 | 214.2 |  |  | 0 | 0 | -0.041036 | 0 | 0.17033 | 0.20528 |  |  |  |  | 28 | 0.034948
1328 | OCOTILLO_1G | 1 | West | YES | -0.036563 | 11.6 | 0 | 58 |  | 1.01 | Wind | -1 | 0.040369 | 0 | 58 |  |  | 0 | 0 | -0.040369 | 0 | 0.17033 | 0.20528 |  |  |  |  | 29 | 0.034948
1326 | STANTONW_8 | 1 | West | YES | -0.034376 | 20.1 | 0 | 100.5 |  | 1.01 | Wind | -1 | 0.038182 | 0 | 100.5 |  |  | 0 | 0 | -0.038182 | 0 | 0.17033 | 0.20528 |  |  |  |  | 30 | 0.034948
11147 | NOTREES_1G | 1 | West | YES | -0.031923 | 29.8 | 0 | 149 | 0 | 1.017 | Wind | -1 | 0.035729 | 0 | 149 |  |  | 0 | 0 | -0.035729 | 0 | 0.17033 | 0.20528 |  |  |  |  | 31 | 0.034948
7038 | L_DELAWA1_1Y | 1 | West | YES | -0.031201 | 3.5 | 0 | 35 | 0 | 1 | Wind | -1 | 0.035007 | 0 | 35 |  |  | 0 | 0 | -0.035007 | 0 | 0.17033 | 0.20528 |  |  |  |  | 32 | 0.034948
7038 | L_DELAWA1_1Y | 2 | West | YES | -0.031201 | 3 | 0 | 30 | 0 | 1 | Wind | -1 | 0.035007 | 0 | 30 |  |  | 0 | 0 | -0.035007 | 0 | 0.17033 | 0.20528 |  |  |  |  | 33 | 0.034948
1002 | PBCTAGE_1G | A | West | YES | -0.030872 | 64 | 64 | 66 | 0 | 1.036 | GGT | -1 | 0.034678 | 66 | 66 |  |  | -2.0376 | 66 | -0.034678 | -2.2888 | 0.19073 | 0.22559 |  |  |  |  | 34 | 0.034948
1003 | PBCTBGE_2G | B | West | YES | -0.030872 | 65 | 65 | 66 | 0 | 1.036 | GGT | -1 | 0.034678 | 66 | 66 |  |  | -2.0376 | 66 | -0.034678 | -2.2888 | 0.21113 | 0.24591 |  |  |  |  | 35 | 0.034948
1004 | PBCTCGE_3G | C | West | YES | -0.030872 | 62 | 62 | 67 | 0 | 1.036 | GGT | -1 | 0.034678 | 67 | 67 |  |  | -2.0684 | 67 | -0.034678 | -2.3234 | 0.23185 | 0.26654 |  |  |  |  | 36 | 0.034948
1005 | PBCTDGE_4G | D | West | YES | -0.030872 | 65 | 65 | 68 | 0 | 1.036 | GGT | -1 | 0.034678 | 68 | 68 |  |  | -2.0993 | 68 | -0.034678 | -2.3581 | 0.25287 | 0.28747 |  |  |  |  | 37 | 0.034863
1006 | PBCTEGE_5G | E | West | YES | -0.030872 | 65 | 65 | 67 | 0 | 1.036 | GGT | -1 | 0.034678 | 67 | 67 |  |  | -2.0684 | 67 | -0.034678 | -2.3234 | 0.27358 | 0.3081 |  |  |  |  | 38 | 0.034778
1007 | PB5GEN_6G | 5 | West | YES | -0.030872 | 91.2 | 40 | 114 | 0 | 1.036 | GST | -1 | 0.034678 | 114 | 114 |  |  | -3.5194 | 114 | -0.034678 | -3.9533 | 0.30882 | 0.34319 |  |  |  |  | 39 | 0.034691
1008 | PB6GEN_7G | 6 | West | YES | -0.030872 | 515 | 130 | 515 | 0 | 1.036 | GST | -1 | 0.034678 | 515 | 515 |  |  | -15.8991 | 515 | -0.034678 | -17.8593 | 0.46802 | 0.50173 |  |  |  |  | 40 | 0.034604
11020 | TIEHVSG_1G | 1 | West | YES | -0.02972 | 208.2 | 63 | 208.2 | 0 | 1.012 | CC | -1 | 0.033526 | 208.2 | 208.2 |  |  | -6.1877 | 208.2 | -0.033526 | -6.9802 | 0.53238 | 0.56369 |  |  |  |  | 41 | 0.034517
11021 | TIEHVCG_1G | 1 | West | YES | -0.02972 | 142.1 | 103 | 142.1 | 0 | 1.012 | CC | -1 | 0.033526 | 142.1 | 142.1 |  |  | -4.2232 | 142.1 | -0.033526 | -4.7641 | 0.57631 | 0.60598 |  |  |  |  | 42 | 0.03437
11022 | TIEHVCG_2G | 1 | West | YES | -0.02972 | 132.4 | 103 | 132.4 | 0 | 1.012 | CC | -1 | 0.033526 | 132.4 | 132.4 |  |  | -3.9349 | 132.4 | -0.033526 | -4.4389 | 0.61724 | 0.64539 |  |  |  |  | 43 | 0.033707
11023 | TIEHVCG_3G | 1 | West | YES | -0.02972 | 137.4 | 103 | 137.4 | 0 | 1.012 | CC | -1 | 0.033526 | 137.4 | 137.4 |  |  | -4.0835 | 137.4 | -0.033526 | -4.6065 | 0.65971 | 0.68628 |  |  |  |  | 44 | 0.03131
11024 | TIEHVCG_4G | 1 | West | YES | -0.02972 | 147 | 103 | 147 | 0 | 1.012 | CC | -1 | 0.033526 | 147 | 147 |  |  | -4.3688 | 147 | -0.033526 | -4.9283 | 0.70515 | 0.73003 |  |  |  |  | 45 | 0.029674
11025 | TIEHVSG_2G | 1 | West | YES | -0.02972 | 213.2 | 63 | 213.2 | 0 | 1.012 | CC | -1 | 0.033526 | 213.2 | 213.2 |  |  | -6.3363 | 213.2 | -0.033526 | -7.1478 | 0.77106 | 0.79348 |  |  |  |  | 46 | 0.028149
11001 | NAV1CT | 1 | West | YES | -0.029708 | 70.4 | 18 | 70.4 | 0 | 1.029 | CC | -1 | 0.033514 | 70.4 | 70.4 |  |  | -2.0914 | 70.4 | -0.033514 | -2.3594 | 0.79282 | 0.81442 |  |  |  |  | 47 | 0.026567
11009 | NAV2CT | 1 | West | YES | -0.029708 | 71.4 | 18 | 71.4 | 0 | 1.029 | CC | -1 | 0.033514 | 71.4 | 71.4 |  |  | -2.1212 | 71.4 | -0.033514 | -2.3929 | 0.81489 | 0.83567 |  |  |  |  | 48 | 0.024874
11011 | NAV3ST | 1 | West | YES | -0.029708 | 92.8 | 40 | 92.8 | 0 | 1.029 | CC | -1 | 0.033514 | 92.8 | 92.8 |  |  | -2.7569 | 92.8 | -0.033514 | -3.1101 | 0.84358 | 0.86327 |  |  |  |  | 49 | 0.022419
11012 | NAV4CT | 1 | West | YES | -0.029708 | 80 | 18 | 80 | 0 | 1.029 | CC | -1 | 0.033514 | 80 | 80 |  |  | -2.3766 | 80 | -0.033514 | -2.6811 | 0.86831 | 0.88707 |  |  |  |  | 50 | 0.021601
11013 | NAV5CT | 1 | West | YES | -0.029708 | 80 | 18 | 80 | 0 | 1.029 | CC | -1 | 0.033514 | 80 | 80 |  |  | -2.3766 | 80 | -0.033514 | -2.6811 | 0.89304 | 0.91088 |  |  |  |  | 51 | 0.020772
11014 | NAV6ST | 1 | West | YES | -0.029708 | 115 | 40 | 115 | 0 | 1.029 | CC | -1 | 0.033514 | 115 | 115 |  |  | -3.4164 | 115 | -0.033514 | -3.8541 | 0.92859 | 0.94509 |  |  |  |  | 52 | 0.019693
60007 | KING_SW1A | 1 | West | YES | -0.02933 | 20 | 0 | 80 |  | 1.03 | Wind | -1 | 0.033136 | 0 | 80 |  |  | 0 | 0 | -0.033136 | 0 | 0.92859 | 0.94509 |  |  |  |  | 53 | 0.018763
60019 | KING_NW1A | 1 | West | YES | -0.02933 | 20 | 0 | 80 |  | 1.03 | Wind | -1 | 0.033136 | 0 | 80 |  |  | 0 | 0 | -0.033136 | 0 | 0.92859 | 0.94509 |  |  |  |  | 54 | 0.017834
60201 | RIO DRCS | F | West | YES | -0.029269 | 0 | 0 | 0 | 0 | 1.025 | AVR | -1 | 0.033075 | 0 | 0 |  |  | 0 | 0 | -0.033075 | 0 | 0.92859 | 0.94509 |  |  |  |  | 55 | 0.016497
6016 | SWMESA | 1 | West | YES | -0.029238 | 18.8 | 0 | 75 |  | 1.03 | Wind | -1 | 0.033044 | 0 | 75 |  |  | 0 | 0 | -0.033044 | 0 | 0.92859 | 0.94509 |  |  |  |  | 56 | 0.016497
60003 | KING_NE1A | 1 | West | YES | -0.029238 | 20 | 0 | 80 |  | 1.03 | Wind | -1 | 0.033044 | 0 | 80 |  |  | 0 | 0 | -0.033044 | 0 | 0.92859 | 0.94509 |  |  |  |  | 57 | 0.016497
60005 | KING_SE1A | 1 | West | YES | -0.029238 | 10 | 0 | 40 |  | 1.035 | Wind | -1 | 0.033044 | 0 | 40 |  |  | 0 | 0 | -0.033044 | 0 | 0.92859 | 0.94509 |  |  |  |  | 58 | 0.016497
60016 | WOODWRD11A | 1 | West | YES | -0.029222 | 20 | 0 | 80 |  | 1.033 | Wind | -1 | 0.033028 | 0 | 80 |  |  | 0 | 0 | -0.033028 | 0 | 0.92859 | 0.94509 |  |  |  |  | 59 | 0.016497
38332 | TNWDWRDU2_8 | 1 | West | YES | -0.029219 | 20 | 0 | 80 | 0 | 1.0232 | Wind | -1 | 0.033025 | 0 | 80 |  |  | 0 | 0 | -0.033025 | 0 | 0.92859 | 0.94509 |  |  |  |  | 60 | 0.016497
38437 | TNSRBNMESA9 | 1 | West | YES | -0.029204 | 37.5 | 0 | 150 | 0 | 1.02 | Wind | -1 | 0.03301 | 0 | 150 |  |  | 0 | 0 | -0.03301 | 0 | 0.92859 | 0.94509 |  |  |  |  | 61 | 0.016497
1045 | CALENG1G_1G | 1 | West | YES | -0.028961 | 73.4 | 27 | 73.4 | 0 | 1.014 | Cogen | -1 | 0.032767 | 0 | 0 |  |  | 0 | 0 | -0.032767 | 0 | 0.92859 | 0.94509 |  |  |  |  | 62 | 0.016497
1046 | CALENG2G_2G | 2 | West | YES | -0.028961 | 73.4 | 27 | 73.4 | 0 | 1.014 | Cogen | -1 | 0.032767 | 0 | 0 |  |  | 0 | 0 | -0.032767 | 0 | 0.92859 | 0.94509 |  |  |  |  | 63 | 0.016497
1047 | CALENG3G_3G | 3 | West | YES | -0.028961 | 70.4 | 27 | 70.4 | 0 | 1.014 | Cogen | -1 | 0.032767 | 0 | 0 |  |  | 0 | 0 | -0.032767 | 0 | 0.92859 | 0.94509 |  |  |  |  | 64 | 0.016497
60017 | ORNNWP1 | 1 | West | YES | -0.0287 | 20 | 0 | 80 |  | 1.027 | Wind | -1 | 0.032506 | 0 | 80 |  |  | 0 | 0 | -0.032506 | 0 | 0.92859 | 0.94509 |  |  |  |  | 65 | 0.016497
1058 | LONGSHORE_5 | 1 | West | YES | -0.028613 | 30 | 0 | 150 |  | 1.01 | Wind | -1 | 0.032419 | 0 | 150 |  |  | 0 | 0 | -0.032419 | 0 | 0.92859 | 0.94509 |  |  |  |  | 66 | 0.016497
1058 | LONGSHORE_5 | 2 | West | YES | -0.028613 | 44 | 0 | 220 |  | 1.01 | Wind | -1 | 0.032419 | 0 | 220 |  |  | 0 | 0 | -0.032419 | 0 | 0.92859 | 0.94509 |  |  |  |  | 67 | 0.016497
11065 | ELBOWCK_1G | 1 | West | YES | -0.028613 | 23.4 | 0 | 121.9 | 0 | 1 | Wind | -1 | 0.032419 | 0 | 121.9 |  |  | 0 | 0 | -0.032419 | 0 | 0.92859 | 0.94509 |  |  |  |  | 68 | 0.016497
60018 | DSKY1 | 1 | West | YES | -0.02853 | 21 | 0 | 84 | 0 | 1.023 | Wind | -1 | 0.032336 | 0 | 84 |  |  | 0 | 0 | -0.032336 | 0 | 0.92859 | 0.94509 |  |  |  |  | 69 | 0.016497
60000 | DSKY2 | 1 | West | YES | -0.028526 | 19.1 | 0 | 76.5 |  | 1.039 | Wind | -1 | 0.032332 | 0 | 76.5 |  |  | 0 | 0 | -0.032332 | 0 | 0.92859 | 0.94509 |  |  |  |  | 70 | 0.016497
76031 | L_GASCCR1_1N | W1 | West | YES | -0.027536 | 30 | 0 | 150 | 0 | 1.02 | Wind | -1 | 0.031342 | 0 | 150 |  |  | 0 | 0 | -0.031342 | 0 | 0.92859 | 0.94509 |  |  |  |  | 71 | 0.016497
76091 | L_DIVIDE1_1N | W1 | West | YES | -0.027383 | 22.5 | 0 | 112.5 |  | 1.02 | Wind | -1 | 0.031189 | 0 | 112.5 |  |  | 0 | 0 | -0.031189 | 0 | 0.92859 | 0.94509 |  |  |  |  | 72 | 0.016497
76095 | L_CAPRSI1_1N | W1 | West | YES | -0.027383 | 29.9 | 0 | 149.5 | 0 | 1.02 | Wind | -1 | 0.031189 | 0 | 149.5 |  |  | 0 | 0 | -0.031189 | 0 | 0.92859 | 0.94509 |  |  |  |  | 73 | 0.016497
76096 | L_CAPRSI1_2N | W1 | West | YES | -0.027383 | 37.2 | 0 | 186 | 0 | 1.02 | Wind | -1 | 0.031189 | 0 | 186 |  |  | 0 | 0 | -0.031189 | 0 | 0.92859 | 0.94509 |  |  |  |  | 74 | 0.016497
76097 | L_CAPRGE1_1N | W1 | West | YES | -0.027383 | 42.9 | 0 | 214.5 | 0 | 1.02 | Wind | -1 | 0.031189 | 0 | 214.5 |  |  | 0 | 0 | -0.031189 | 0 | 0.92859 | 0.94509 |  |  |  |  | 75 | 0.016497
71051 | L_BITTCR1_1N | W1 | West | YES | -0.026563 | 7.5 | 0 | 37.5 |  | 1.02 | Wind | -1 | 0.030369 | 0 | 37.5 |  |  | 0 | 0 | -0.030369 | 0 | 0.92859 | 0.94509 |  |  |  |  | 76 | 0.016497
71054 | L_SWEETW1_1N | W1 | West | YES | -0.026563 | 21.5 | 0 | 107.5 |  | 1.02 | Wind | -1 | 0.030369 | 0 | 107.5 |  |  | 0 | 0 | -0.030369 | 0 | 0.92859 | 0.94509 |  |  |  |  | 77 | 0.016497
71057 | L_SWEETW1_2N | W1 | West | YES | -0.026563 | 27 | 0 | 135 |  | 1.02 | Wind | -1 | 0.030369 | 0 | 135 |  |  | 0 | 0 | -0.030369 | 0 | 0.92859 | 0.94509 |  |  |  |  | 78 | 0.016497
71059 | L_SWEETW1_3N | W1 | West | YES | -0.026563 | 23.8 | 0 | 119 | 0 | 1.02 | Wind | -1 | 0.030369 | 0 | 119 |  |  | 0 | 0 | -0.030369 | 0 | 0.92859 | 0.94509 |  |  |  |  | 79 | 0.016497
71060 | L_SWEETW1_4N | W1 | West | YES | -0.026563 | 21 | 0 | 105 | 0 | 1.02 | Wind | -1 | 0.030369 | 0 | 105 |  |  | 0 | 0 | -0.030369 | 0 | 0.92859 | 0.94509 |  |  |  |  | 80 | 0.016497
71061 | L_SWEETW1_5N | W1 | West | YES | -0.026563 | 16.1 | 0 | 80.5 | 0 | 1.02 | Wind | -1 | 0.030369 | 0 | 80.5 |  |  | 0 | 0 | -0.030369 | 0 | 0.92859 | 0.94509 |  |  |  |  | 81 | 0.016497
60202 | FRNDDRCS | F | West | YES | -0.025958 | 0 | 0 | 0 | 0 | 0.9985 | AVR | -1 | 0.029764 | 0 | 0 |  |  | 0 | 0 | -0.029764 | 0 | 0.92859 | 0.94509 |  |  |  |  | 82 | 0.016497
60058 | BUFF_GAP1A | 1 | West | YES | -0.025229 | 24 | 0 | 120 |  | 1 | Wind | -1 | 0.029035 | 0 | 120 |  |  | 0 | 0 | -0.029035 | 0 | 0.92859 | 0.94509 |  |  |  |  | 83 | 0.016497
60060 | CIRELLO | 1 | West | YES | -0.025229 | 46.6 | 0 | 233 | 0 | 1 | Wind | -1 | 0.029035 | 0 | 233 |  |  | 0 | 0 | -0.029035 | 0 | 0.92859 | 0.94509 |  |  |  |  | 84 | 0.016497
60063 | BUFF_GAP1B | 1 | West | YES | -0.025229 | 34 | 0 | 170.2 | 0 | 1.02 | Wind | -1 | 0.029035 | 0 | 170.2 |  |  | 0 | 0 | -0.029035 | 0 | 0.92859 | 0.94509 |  |  |  |  | 85 | 0.016497
60066 | H_HOLLOW1A | 1 | West | YES | -0.025229 | 44.4 | 0 | 222 | 0 | 1.005 | Wind | -1 | 0.029035 | 0 | 222 |  |  | 0 | 0 | -0.029035 | 0 | 0.92859 | 0.94509 |  |  |  |  | 86 | 0.016497
60068 | HHOLLOW21A | 1 | West | YES | -0.025229 | 36.8 | 0 | 184 | 0 | 1.025 | Wind | -1 | 0.029035 | 0 | 184 |  |  | 0 | 0 | -0.029035 | 0 | 0.92859 | 0.94509 |  |  |  |  | 87 | 0.016497
60070 | HHOLLOW31A | 1 | West | YES | -0.025229 | 44.8 | 0 | 224 | 0 | 1.025 | Wind | -1 | 0.029035 | 0 | 224 |  |  | 0 | 0 | -0.029035 | 0 | 0.92859 | 0.94509 |  |  |  |  | 88 | 0.016497
60072 | HHOLLOW41A | 1 | West | YES | -0.025229 | 23 | 0 | 115 | 0 | 1.025 | Wind | -1 | 0.029035 | 0 | 115 |  |  | 0 | 0 | -0.029035 | 0 | 0.92859 | 0.94509 |  |  |  |  | 89 | 0.016497
11056 | ROSCOE_1G | 1 | West | YES | -0.024207 | 41.8 | 0 | 209 |  | 1 | Wind | -1 | 0.028013 | 0 | 209 |  |  | 0 | 0 | -0.028013 | 0 | 0.92859 | 0.94509 |  |  |  |  | 90 | 0.016497
11057 | CHAMPION_1G | 1 | West | YES | -0.024207 | 25.3 | 0 | 126.5 |  | 1 | Wind | -1 | 0.028013 | 0 | 126.5 |  |  | 0 | 0 | -0.028013 | 0 | 0.92859 | 0.94509 |  |  |  |  | 91 | 0.016497
11058 | PYRON_1G | 1 | West | YES | -0.024207 | 49.8 | 0 | 249 |  | 1 | Wind | -1 | 0.028013 | 0 | 249 |  |  | 0 | 0 | -0.028013 | 0 | 0.92859 | 0.94509 |  |  |  |  | 92 | 0.016497
11059 | INADALE_1G | 1 | West | YES | -0.024207 | 39.4 | 0 | 197 |  | 1 | Wind | -1 | 0.028013 | 0 | 197 |  |  | 0 | 0 | -0.028013 | 0 | 0.92859 | 0.94509 |  |  |  |  | 93 | 0.016497
1416 | SWETWATR_1G | 1 | West | YES | -0.022972 | 30 | 18 | 30 | 0 | 1.026 | CC | -1 | 0.026778 | 30 | 30 |  |  | -0.68916 | 30 | -0.026778 | -0.80335 | 0.93787 | 0.95222 |  |  |  |  | 94 | 0.016497
1417 | SWETWATR_2G | 2 | West | YES | -0.022972 | 72 | 36 | 72 | 0 | 1.026 | CC | -1 | 0.026778 | 72 | 72 |  |  | -1.654 | 72 | -0.026778 | -1.928 | 0.96012 | 0.96934 |  |  |  |  | 95 | 0.016497
1418 | SWETWATR_3G | 3 | West | YES | -0.022972 | 68 | 36 | 68 | 0 | 1.026 | CC | -1 | 0.026778 | 68 | 68 |  |  | -1.5621 | 68 | -0.026778 | -1.8209 | 0.98114 | 0.9855 |  |  |  |  | 96 | 0.016497
1419 | SWETWATR_4G | 4 | West | YES | -0.022972 | 61 | 36 | 61 | 0 | 1.026 | CC | -1 | 0.026778 | 61 | 61 |  |  | -1.4013 | 61 | -0.026778 | -1.6335 | 1 | 1 |  |  |  |  | 97 | 0.014355
6100 | OKLA7A | EQ | West | YES | -0.01715 | 50 | -220 | 220 | 0 | 1.035 | DCTie | -1 | 0.020956 | 0 | 0 |  |  | 0 | 0 | -0.020956 | 0 | 1 | 1 |  |  |  |  | 98 | 0.0092128
6752 | OKLA0A | 1 | West | YES | -0.01715 | 649.7 | 175 | 649.7 | 0 | 1.035 | LIGCO | -1 | 0.020956 | 0 | 649.7 |  |  | 0 | 0 | -0.020956 | 0 | 1 | 1 |  |  |  |  | 99 | 0.0043564
1437 | MESQUITW_1G | 1 | North | YES | -0.014677 | 40 | 0 | 400 | 0 | 1.023 | Wind | 1 | 0.01634 | 0 | 400 | -5.8708 | 400 |  |  | 0.01634 | 6.536 | [6 empty] | 100 | 0
1438 | MESQUITW_2G | 1 | North | YES | -0.014645 | 23.6 | 0 | 236 |  | 1.017 | Wind | 1 | 0.016372 | 0 | 236 | -3.4562 | 236 |  |  | 0.016372 | 3.8638 | [6 empty] | 101 | 0
1442 | COKFIELD_5 | 1 | North | YES | -0.010339 | 16.5 | 0 | 165 |  | 1.029 | Wind | 1 | 0.020678 | 0 | 165 | -1.7059 | 165 |  |  | 0.020678 | 3.4119 | [6 empty] | 102 | 0
8032 | AMISTADHYD1 | 1 | South | YES | -0.008971 | 33 | 13 | 33 | 0 | 1.03 | Hydro | 1 | 0.022046 | 0 | 0 |  |  |  |  | 0.022046 | 0 | [6 empty] | 103 | 0
8033 | AMISTADHYD2 | 2 | South | YES | -0.008971 | 25 | 13 | 25 | 0 | 1.03 | Hydro | 1 | 0.022046 | 0 | 0 |  |  |  |  | 0.022046 | 0 | [6 empty] | 104 | 0
88253 | HAMILTON | F | South | YES | -0.008971 | 0 | 0 | 0 | 0 | 1.04 | BLT | 1 | 0.022046 | 0 | 0 |  |  |  |  | 0.022046 | 0 | [6 empty] | 105 | 0
8262 | ELPS | 1 | South | YES | -0.006413 | 6 | 6 | 6 | 0 | 1.15 | Hydro | 1 | 0.024604 | 0 | 0 |  |  |  |  | 0.024604 | 0 | [6 empty] | 106 | 0
7026 | L_INKSDA1_1Y | 1 | South | YES | -0.002091 | 0 | 0 | 13.7 |  | 1 | Hydro | 1 | 0.028926 | 0 | 0 |  |  |  |  | 0.028926 | 0 | [6 empty] | 107 | 0
7022 | L_BUCHAN1_1Y | 1 | South | YES | -0.001602 | 0 | 0 | 18 |  | 1 | Hydro | 1 | 0.029415 | 0 | 0 |  |  |  |  | 0.029415 | 0 | [6 empty] | 108 | 0
7023 | L_BUCHAN1_2Y | 2 | South | YES | -0.001602 | 0 | 0 | 18 |  | 1 | Hydro | 1 | 0.029415 | 0 | 0 |  |  |  |  | 0.029415 | 0 | [6 empty] | 109 | 0
7024 | L_BUCHAN1_3Y | 3 | South | YES | -0.001602 | 0 | 0 | 15 |  | 1 | Hydro | 1 | 0.029415 | 0 | 0 |  |  |  |  | 0.029415 | 0 | [6 empty] | 110 | 0
7000 | L_FERGUS1_1Y | 1 | South | YES | -0.001293 | 400 | 65 | 423.3 | 0 | 1.015 | GSC | 1 | 0.029724 | 423.3 | 423.3 |  |  |  |  | 0.029724 | 12.5822 | [6 empty] | 111 | 0
7035 | L_WIRTZ_1G1Y | 1 | South | YES | -0.001208 | 0 | 0 | 29 |  | 1 | Hydro | 1 | 0.029809 | 0 | 0 |  |  |  |  | 0.029809 | 0 | [6 empty] | 112 | 0
7036 | L_WIRTZ_1G2Y | 2 | South | YES | -0.001208 | 0 | 0 | 29.7 |  | 1 | Hydro | 1 | 0.029809 | 0 | 0 |  |  |  |  | 0.029809 | 0 | [6 empty] | 113 | 0
58909 | PEARSALLSCG1 | 3 | South | YES | -0.001115 | 0 | 0 | 8.4 |  | 1.027 | Diesel | 1 | 0.029902 | 8.4 | 8.4 |  |  |  |  | 0.029902 | 0.25118 | [6 empty] | 114 | 0
58909 | PEARSALLSCG1 | 4 | South | YES | -0.001115 | 0 | 0 | 8.4 |  | 1.027 | Diesel | 1 | 0.029902 | 8.4 | 8.4 |  |  |  |  | 0.029902 | 0.25118 | [6 empty] | 115 | 0
58909 | PEARSALLSCG1 | 6 | South | YES | -0.001115 | 0 | 0 | 8.4 |  | 1.027 | Diesel | 1 | 0.029902 | 8.4 | 8.4 |  |  |  |  | 0.029902 | 0.25118 | [6 empty] | 116 | 0
58909 | PEARSALLSCG1 | 5 | South | YES | -0.001115 | 0 | 0 | 8.4 |  | 1.027 | Diesel | 1 | 0.029902 | 8.4 | 8.4 |  |  |  |  | 0.029902 | 0.25118 | [6 empty] | 117 | 0
58909 | PEARSALLSCG1 | 1 | South | YES | -0.001115 | 0 | 0 | 8.4 |  | 1.027 | Diesel | 1 | 0.029902 | 8.4 | 8.4 |  |  |  |  | 0.029902 | 0.25118 | [6 empty] | 118 | 0
58909 | PEARSALLSCG1 | 2 | South | YES | -0.001115 | 0 | 0 | 8.4 |  | 1.027 | Diesel | 1 | 0.029902 | 8.4 | 8.4 |  |  |  |  | 0.029902 | 0.25118 | [6 empty] | 119 | 0
58919 | PEARSALLSCG2 | 5 | South | YES | -0.001115 | 0 | 0 | 8.4 |  | 1.027 | Diesel | 1 | 0.029902 | 8.4 | 8.4 |  |  |  |  | 0.029902 | 0.25118 | [6 empty] | 120 | 0
58919 | PEARSALLSCG2 | 6 | South | YES | -0.001115 | 0 | 0 | 8.4 |  | 1.027 | Diesel | 1 | 0.029902 | 8.4 | 8.4 |  |  |  |  | 0.029902 | 0.25118 | [6 empty] | 121 | 0
58919 | PEARSALLSCG2 | 1 | South | YES | -0.001115 | 0 | 0 | 8.4 |  | 1.027 | Diesel | 1 | 0.029902 | 8.4 | 8.4 |  |  |  |  | 0.029902 | 0.25118 | [6 empty] | 122 | 0
58919 | PEARSALLSCG2 | 2 | South | YES | -0.001115 | 0 | 0 | 8.4 |  | 1.027 | Diesel | 1 | 0.029902 | 8.4 | 8.4 |  |  |  |  | 0.029902 | 0.25118 | [6 empty] | 123 | 0
58919 | PEARSALLSCG2 | 4 | South | YES | -0.001115 | 0 | 0 | 8.4 |  | 1.027 | Diesel | 1 | 0.029902 | 8.4 | 8.4 |  |  |  |  | 0.029902 | 0.25118 | [6 empty] | 124 | 0
58919 | PEARSALLSCG2 | 3 | South | YES | -0.001115 | 0 | 0 | 8.4 |  | 1.027 | Diesel | 1 | 0.029902 | 8.4 | 8.4 |  |  |  |  | 0.029902 | 0.25118 | [6 empty] | 125 | 0
58929 | PEARSALLSCG3 | 4 | South | YES | -0.001115 | 0 | 0 | 8.4 |  | 1.027 | Diesel | 1 | 0.029902 | 8.4 | 8.4 |  |  |  |  | 0.029902 | 0.25118 | [6 empty] | 126 | 0
58929 | PEARSALLSCG3 | 6 | South | YES | -0.001115 | 0 | 0 | 8.4 |  | 1.027 | Diesel | 1 | 0.029902 | 8.4 | 8.4 |  |  |  |  | 0.029902 | 0.25118 | [6 empty] | 127 | 0
58929 | PEARSALLSCG3 | 2 | South | YES | -0.001115 | 0 | 0 | 8.4 |  | 1.027 | Diesel | 1 | 0.029902 | 8.4 | 8.4 |  |  |  |  | 0.029902 | 0.25118 | [6 empty] | 128 | 0
58929 | PEARSALLSCG3 | 5 | South | YES | -0.001115 | 0 | 0 | 8.4 |  | 1.027 | Diesel | 1 | 0.029902 | 8.4 | 8.4 |  |  |  |  | 0.029902 | 0.25118 | [6 empty] | 129 | 0
58929 | PEARSALLSCG3 | 1 | South | YES | -0.001115 | 0 | 0 | 8.4 |  | 1.027 | Diesel | 1 | 0.029902 | 8.4 | 8.4 |  |  |  |  | 0.029902 | 0.25118 | [6 empty] | 130 | 0
58929 | PEARSALLSCG3 | 3 | South | YES | -0.001115 | 0 | 0 | 8.4 |  | 1.027 | Diesel | 1 | 0.029902 | 8.4 | 8.4 |  |  |  |  | 0.029902 | 0.25118 | [6 empty] | 131 | 0
58949 | PEARSALLSCG4 | 3 | South | YES | -0.001115 | 0 | 0 | 8.4 |  | 1.027 | Diesel | 1 | 0.029902 | 8.4 | 8.4 |  |  |  |  | 0.029902 | 0.25118 | [6 empty] | 132 | 0
58949 | PEARSALLSCG4 | 2 | South | YES | -0.001115 | 0 | 0 | 8.4 |  | 1.027 | Diesel | 1 | 0.029902 | 8.4 | 8.4 |  |  |  |  | 0.029902 | 0.25118 | [6 empty] | 133 | 0
58949 | PEARSALLSCG4 | 1 | South | YES | -0.001115 | 0 | 0 | 8.4 |  | 1.027 | Diesel | 1 | 0.029902 | 8.4 | 8.4 |  |  |  |  | 0.029902 | 0.25118 | [6 empty] | 134 | 0
58949 | PEARSALLSCG4 | 4 | South | YES | -0.001115 | 0 | 0 | 8.4 |  | 1.027 | Diesel | 1 | 0.029902 | 8.4 | 8.4 |  |  |  |  | 0.029902 | 0.25118 | [6 empty] | 135 | 0
58949 | PEARSALLSCG4 | 6 | South | YES | -0.001115 | 0 | 0 | 8.4 |  | 1.027 | Diesel | 1 | 0.029902 | 8.4 | 8.4 |  |  |  |  | 0.029902 | 0.25118 | [6 empty] | 136 | 0
58949 | PEARSALLSCG4 | 5 | South | YES | -0.001115 | 0 | 0 | 8.4 |  | 1.027 | Diesel | 1 | 0.029902 | 8.4 | 8.4 |  |  |  |  | 0.029902 | 0.25118 | [6 empty] | 137 | 0
80012 | LAR | F | South | YES | -0.000826 | 0 | 0 | 0 | 0 | 1.04 | DCTie | 1 | 0.030191 | 0 | 0 |  |  |  |  | 0.030191 | 0 | [6 empty] | 138 | 0
80265 | LARECU40A | 4 | South | YES | -0.000826 | 80 | 0 | 100 |  | 1.039 | GGT | 1 | 0.030191 | 100 | 100 |  |  |  |  | 0.030191 | 3.0191 | [6 empty] | 139 | 0
80266 | LARECU50A | 5 | South | YES | -0.000826 | 80 | 0 | 100 |  | 1.039 | GGT | 1 | 0.030191 | 100 | 100 |  |  |  |  | 0.030191 | 3.0191 | [6 empty] | 140 | 0
7028 | L_MARBFA1_1Y | 1 | South | YES | -0.000806 | 0 | 0 | 18 |  | 1 | Hydro | 1 | 0.030211 | 0 | 0 |  |  |  |  | 0.030211 | 0 | [6 empty] | 141 | 0
7029 | L_MARBFA1_2Y | 2 | South | YES | -0.000806 | 0 | 0 | 18 |  | 1 | Hydro | 1 | 0.030211 | 0 | 0 |  |  |  |  | 0.030211 | 0 | [6 empty] | 142 | 0
5890 | PEARSALLGEN1 | 1 | South | YES | -0.000765 | 19.2 | 6 | 24 | 0 | 1.0226 | GST | 1 | 0.030252 | 24 | 24 |  |  |  |  | 0.030252 | 0.72605 | [6 empty] | 143 | 0
5891 | PEARSALLGEN2 | 1 | South | YES | -0.000765 | 19.4 | 6 | 24.3 | 0 | 1.0226 | GST | 1 | 0.030252 | 24.3 | 24.3 |  |  |  |  | 0.030252 | 0.73513 | [6 empty] | 144 | 0
5892 | PEARSALLGEN3 | 1 | South | YES | -0.000765 | 19.1 | 6 | 23.9 | 0 | 1.0226 | GST | 1 | 0.030252 | 23.9 | 23.9 |  |  |  |  | 0.030252 | 0.72303 | [6 empty] | 145 | 0
88299 | ZAPATA | F | South | YES | -0.000279 | 0 | 0 | 0 | 0 | 1.02 | BLT | 1 | 0.030738 | 0 | 0 |  |  |  |  | 0.030738 | 0 | [6 empty] | 146 | 0
5934 | SI_RAY5 | 5 | South | YES | 0 | 0 | 10 | 15 |  | 1.035 | GST | 1 | 0.031017 | 15 | 15 |  |  |  |  | 0.031017 | 0.46526 | [6 empty] | 147 | 0
8139 | JOS #1 | MB | South | YES | 0 | 0 | 45 | 255 |  | 1.02 | GST | 1 | 0.031017 | 0 | 0 |  |  |  |  | 0.031017 | 0 | [6 empty] | 148 | 0
8285 | LAR #1 | MB | South | YES | 0 | 0 | 9 | 32 |  | 1.0497 | GST | 1 | 0.031017 | 0 | 0 |  |  |  |  | 0.031017 | 0 | [6 empty] | 149 | 0
8287 | LAR #2 | MB | South | YES | 0 | 0 | 9 | 32 |  | 1.04 | GST | 1 | 0.031017 | 0 | 0 |  |  |  |  | 0.031017 | 0 | [6 empty] | 150 | 0
8288 | LAR #3 | MB | South | YES | 0 | 0 | 25 | 105 |  | 1.04 | GST | 1 | 0.031017 | 0 | 0 |  |  |  |  | 0.031017 | 0 | [6 empty] | 151 | 0
8388 | BATES0A | MB | South | YES | 0 | 0 | 21 | 71 |  | 1.033 | GST | 1 | 0.031017 | 0 | 0 |  |  |  |  | 0.031017 | 0 | [6 empty] | 152 | 0
8393 | BATES0B | MB | South | YES | 0 | 0 | 25 | 110 |  | 1.03 | GST | 1 | 0.031017 | 0 | 0 |  |  |  |  | 0.031017 | 0 | [6 empty] | 153 | 0
8437 | NUECES_B0C | MB | South | YES | 0 | 0 | 7 | 30 |  | 1.03 | GST | 1 | 0.031017 | 0 | 0 |  |  |  |  | 0.031017 | 0 | [6 empty] | 154 | 0
8438 | NUECES_B0B | MB | South | YES | 0 | 0 | 26 | 169 |  | 1.03 | GST | 1 | 0.031017 | 0 | 0 |  |  |  |  | 0.031017 | 0 | [6 empty] | 155 | 0
39190 | TNSLCGN1__8 | 1 | Houston | YES | 0 | 0 | 10 | 30 |  | 1.03 | Cogen | 1 | 0.031017 | 0 | 0 |  |  |  |  | 0.031017 | 0 | [6 empty] | 156 | 0
5728 | FALCONHYDRO2 | 2 | South | YES | 9.2e-05 | 12 | 0 | 12 | 0 | 1.0234 | Hydro | 1 | 0.031109 | 0 | 0 |  |  |  |  | 0.031109 | 0 | [6 empty] | 157 | 0
5729 | FALCONHYDRO3 | 3 | South | YES | 9.2e-05 | 11 | 0 | 11 | 0 | 1.0234 | Hydro | 1 | 0.031109 | 0 | 0 |  |  |  |  | 0.031109 | 0 | [6 empty] | 158 | 0
8048 | FALCONHYDRO1 | 1 | South | YES | 9.2e-05 | 12 | 0 | 12 | 0 | 1.0234 | Hydro | 1 | 0.031109 | 0 | 0 |  |  |  |  | 0.031109 | 0 | [6 empty] | 159 | 0
88508 | FALFURRI | F | South | YES | 0.000152 | 0 | 0 | 0 | 0 | 1 | AVR | 1 | 0.031169 | 0 | 0 |  |  |  |  | 0.031169 | 0 | [6 empty] | 160 | 0
7031 | L_MARSFO1G1Y | 1 | South | YES | 0.0002 | 0 | 0 | 36 |  | 1 | Hydro | 1 | 0.031217 | 0 | 0 |  |  |  |  | 0.031217 | 0 | [6 empty] | 161 | 0
7032 | L_MARSFO1G2Y | 2 | South | YES | 0.0002 | 0 | 0 | 35 |  | 1 | Hydro | 1 | 0.031217 | 0 | 0 |  |  |  |  | 0.031217 | 0 | [6 empty] | 162 | 0
7033 | L_MARSFO1G3Y | 3 | South | YES | 0.0002 | 0 | 0 | 36 |  | 1 | Hydro | 1 | 0.031217 | 0 | 0 |  |  |  |  | 0.031217 | 0 | [6 empty] | 163 | 0
5264 | LEON_LCP3G3 | 3 | South | YES | 0.000353 | 0 | 20 | 58 |  | 1.0197 | GST | 1 | 0.03137 | 58 | 58 |  |  |  |  | 0.03137 | 1.8195 | [6 empty] | 164 | 0
5265 | LEON_LCP4G4 | 4 | South | YES | 0.000353 | 89 | 25 | 89 | 0 | 1.0197 | GST | 1 | 0.03137 | 89 | 89 |  |  |  |  | 0.03137 | 2.7919 | [6 empty] | 165 | 0
5266 | LEON_LCPCT1 | 1 | South | YES | 0.000353 | 44 | 24 | 44 | 0 | 1.0197 | GGT | 1 | 0.03137 | 44 | 44 |  |  |  |  | 0.03137 | 1.3803 | [6 empty] | 166 | 0
5267 | LEON_LCPCT2 | 2 | South | YES | 0.000353 | 44 | 24 | 44 | 0 | 1.0197 | GGT | 1 | 0.03137 | 44 | 44 |  |  |  |  | 0.03137 | 1.3803 | [6 empty] | 167 | 0
5268 | LEON_LCPCT3 | 3 | South | YES | 0.000353 | 43 | 24 | 43 | 0 | 1.0197 | GGT | 1 | 0.03137 | 43 | 43 |  |  |  |  | 0.03137 | 1.3489 | [6 empty] | 168 | 0
5269 | LEON_LCPCT4 | 4 | South | YES | 0.000353 | 45 | 24 | 45 | 0 | 1.0197 | GGT | 1 | 0.03137 | 45 | 45 |  |  |  |  | 0.03137 | 1.4117 | [6 empty] | 169 | 0
5028 | BRAUNIG_VHB3 | 3 | South | YES | 0.000413 | 407 | 60 | 407 | 0 | 1.0138 | GST | 1 | 0.03143 | 407 | 407 |  |  |  |  | 0.03143 | 12.7921 | [6 empty] | 170 | 0
5026 | BRAUNIG_VHB1 | 1 | South | YES | 0.000433 | 215 | 40 | 215 | 0 | 1.0192 | GST | 1 | 0.03145 | 215 | 215 |  |  |  |  | 0.03145 | 6.7618 | [6 empty] | 171 | 0
5027 | BRAUNIG_VHB2 | 2 | South | YES | 0.000433 | 216 | 40 | 216 | 0 | 1.0192 | GST | 1 | 0.03145 | 216 | 216 |  |  |  |  | 0.03145 | 6.7932 | [6 empty] | 172 | 0
5396 | CALAVER_OWS1 | 1 | South | YES | 0.000433 | 418 | 80 | 418 | 0 | 1.0192 | GST | 1 | 0.03145 | 418 | 418 |  |  |  |  | 0.03145 | 13.1461 | [6 empty] | 173 | 0
5397 | CALAVER_OWS2 | 2 | South | YES | 0.000433 | 400 | 80 | 400 | 0 | 1.0192 | GST | 1 | 0.03145 | 400 | 400 |  |  |  |  | 0.03145 | 12.58 | [6 empty] | 174 | 0
5111 | CALAVER_JTD1 | 1 | South | YES | 0.000444 | 430 | 80 | 430 | 0 | 1.0138 | LIGCO | 1 | 0.031461 | 0 | 430 |  |  |  |  | 0.031461 | 13.5283 | [6 empty] | 175 | 0
5112 | CALAVER_JTD2 | 2 | South | YES | 0.000444 | 430 | 80 | 430 | 0 | 1.0138 | LIGCO | 1 | 0.031461 | 0 | 430 |  |  |  |  | 0.031461 | 13.5283 | [6 empty] | 176 | 0
88198 | BEEVILLE | F | South | YES | 0.000475 | 0 | 0 | 0 | 0 | 1.02 | AVR | 1 | 0.031492 | 0 | 0 |  |  |  |  | 0.031492 | 0 | [6 empty] | 177 | 0
8933 | FGNTS001 | 1 | South | YES | 0.00048 | 146.5 | 0 | 146.5 | 0 | 1.03 | CC | 1 | 0.031497 | 146.5 | 146.5 |  |  |  |  | 0.031497 | 4.6143 | [6 empty] | 178 | 0
8934 | FGNTS101 | 2 | South | YES | 0.00048 | 147.9 | 0 | 147.9 | 0 | 1.03 | CC | 1 | 0.031497 | 147.9 | 147.9 |  |  |  |  | 0.031497 | 4.6584 | [6 empty] | 179 | 0
8935 | FGNTS201 | 3 | South | YES | 0.00048 | 173 | 0 | 173 | 0 | 1.03 | CC | 1 | 0.031497 | 173 | 173 |  |  |  |  | 0.031497 | 5.449 | [6 empty] | 180 | 0
5436 | TUTTL_WBT1G1 | 1 | South | YES | 0.000485 | 48.8 | 20 | 61 | 0 | 1.012 | GST | 1 | 0.031502 | 61 | 61 |  |  |  |  | 0.031502 | 1.9216 | [6 empty] | 181 | 0
5438 | TUTTL_WBT3G3 | 3 | South | YES | 0.000485 | 95 | 25 | 95 | 0 | 1.012 | GST | 1 | 0.031502 | 95 | 95 |  |  |  |  | 0.031502 | 2.9927 | [6 empty] | 182 | 0
5439 | TUTTL_WBT4G4 | 4 | South | YES | 0.000485 | 151 | 40 | 151 | 0 | 1.012 | GST | 1 | 0.031502 | 151 | 151 |  |  |  |  | 0.031502 | 4.7568 | [6 empty] | 183 | 0
5903 | SANMIGUELGEN | 1 | South | YES | 0.000497 | 396.3 | 180 | 396.3 | 0 | 1.0336 | LIGCO | 1 | 0.031514 | 0 | 396.3 |  |  |  |  | 0.031514 | 12.489 | [6 empty] | 184 | 0
5476 | BRA_AVR1_CT1 | 1 | South | YES | 0.0005 | 155 | 90 | 155 | 0 | 1.025 | CC | 1 | 0.031517 | 155 | 155 |  |  |  |  | 0.031517 | 4.8852 | [6 empty] | 185 | 0
5477 | BRA_AVR1_ST | 1 | South | YES | 0.0005 | 174 | 138 | 174 | 0 | 1.025 | CC | 1 | 0.031517 | 174 | 174 |  |  |  |  | 0.031517 | 5.484 | [6 empty] | 186 | 0
5478 | BRA_AVR1_CT2 | 1 | South | YES | 0.0005 | 155 | 90 | 155 | 0 | 1.025 | CC | 1 | 0.031517 | 155 | 155 |  |  |  |  | 0.031517 | 4.8852 | [6 empty] | 187 | 0
5401 | CALAVER_JKS1 | 1 | South | YES | 0.000523 | 562 | 100 | 562 | 0 | 1.026 | LIGCO | 1 | 0.03154 | 0 | 562 |  |  |  |  | 0.03154 | 17.7255 | [6 empty] | 188 | 0
7487 | L_CANYHY8_1Y | 1 | South | YES | 0.00054 | 0 | 0 | 6 |  | 1 | Hydro | 1 | 0.031557 | 0 | 0 |  |  |  |  | 0.031557 | 0 | [6 empty] | 189 | 0
8936 | MVGN#1 | 1 | South | YES | 0.000545 | 216.6 | 0 | 216.6 | 0 | 1.0304 | CC | 1 | 0.031562 | 216.6 | 216.6 |  |  |  |  | 0.031562 | 6.8364 | [6 empty] | 190 | 0
8937 | MVGN#2 | 2 | South | YES | 0.000545 | 216.7 | 0 | 216.7 | 0 | 1.0304 | CC | 1 | 0.031562 | 216.7 | 216.7 |  |  |  |  | 0.031562 | 6.8395 | [6 empty] | 191 | 0
8938 | MVGN#3 | 3 | South | YES | 0.000545 | 250.9 | 0 | 250.9 | 0 | 1.0304 | CC | 1 | 0.031562 | 250.9 | 250.9 |  |  |  |  | 0.031562 | 7.9189 | [6 empty] | 192 | 0
8981 | HECN1 | 1 | South | YES | 0.000545 | 144.8 | 0 | 144.8 | 0 | 1.0304 | CC | 1 | 0.031562 | 144.8 | 144.8 |  |  |  |  | 0.031562 | 4.5702 | [6 empty] | 193 | 0
8982 | HECN2 | 2 | South | YES | 0.000545 | 144.1 | 0 | 144.1 | 0 | 1.0304 | CC | 1 | 0.031562 | 144.1 | 144.1 |  |  |  |  | 0.031562 | 4.5481 | [6 empty] | 194 | 0
8983 | HECN3 | 3 | South | YES | 0.000545 | 171.9 | 0 | 171.9 | 0 | 1.0304 | CC | 1 | 0.031562 | 171.9 | 171.9 |  |  |  |  | 0.031562 | 5.4255 | [6 empty] | 195 | 0
5932 | SI_RAY9 | 9 | South | YES | 0.000573 | 32 | 32 | 38 | 0 | 1.035 | CC | 1 | 0.03159 | 38 | 38 |  |  |  |  | 0.03159 | 1.2004 | [6 empty] | 196 | 0
5933 | SI_RAY6 | 6 | South | YES | 0.000573 | 15.4 | 10 | 19.3 | 0 | 1.035 | GST | 1 | 0.03159 | 19.3 | 19.3 |  |  |  |  | 0.03159 | 0.60969 | [6 empty] | 197 | 0
5935 | SI_RAY10 | 10 | South | YES | 0.000573 | 47 | 10 | 47 | 0 | 1.03 | CC | 1 | 0.03159 | 47 | 47 |  |  |  |  | 0.03159 | 1.4847 | [6 empty] | 198 | 0
80003 | MILHWYS | F | South | YES | 0.000573 | 0 | 0 | 0 | 0 | 1.0168 | AVR | 1 | 0.03159 | 0 | 0 |  |  |  |  | 0.03159 | 0 | [6 empty] | 199 | 0
8517 | CELANEBI0A | 1 | South | YES | 0.000588 | 29 | 0 | 29 | 0 | 1.02 | Cogen | 1 | 0.031605 | 0 | 0 |  |  |  |  | 0.031605 | 0 | [6 empty] | 200 | 0
7609 | L_SCHUMA8_1Y | 1 | South | YES | 0.00059 | 0 | 0 | 4 |  | 1 | Hydro | 1 | 0.031607 | 0 | 0 |  |  |  |  | 0.031607 | 0 | [6 empty] | 201 | 0
80080 | GWINDT11A | 3 | South | YES | 0.00059 | 0 | 0 | 38 | 0 | 1.025 | Wind | 1 | 0.031607 | 0 | 38 |  |  |  |  | 0.031607 | 1.2011 | [6 empty] | 202 | 0
80080 | GWINDT11A | 4 | South | YES | 0.00059 | 3.8 | 0 | 19 | 0 | 1.025 | Wind | 1 | 0.031607 | 0 | 19 |  |  |  |  | 0.031607 | 0.60054 | [6 empty] | 203 | 0
80080 | GWINDT11A | 2 | South | YES | 0.00059 | 0 | 0 | 41 | 0 | 1.025 | Wind | 1 | 0.031607 | 0 | 41 |  |  |  |  | 0.031607 | 1.2959 | [6 empty] | 204 | 0
80080 | GWINDT11A | 1 | South | YES | 0.00059 | 28.2 | 0 | 94 | 0 | 1.025 | Wind | 1 | 0.031607 | 0 | 94 |  |  |  |  | 0.031607 | 2.9711 | [6 empty] | 205 | 0
80081 | GWINDT21A | 4 | South | YES | 0.00059 | 4.4 | 0 | 22 | 0 | 1.025 | Wind | 1 | 0.031607 | 0 | 22 |  |  |  |  | 0.031607 | 0.69536 | [6 empty] | 206 | 0
80081 | GWINDT21A | 1 | South | YES | 0.00059 | 28.2 | 0 | 94 | 0 | 1.025 | Wind | 1 | 0.031607 | 0 | 94 |  |  |  |  | 0.031607 | 2.9711 | [6 empty] | 207 | 0
80081 | GWINDT21A | 3 | South | YES | 0.00059 | 8.6 | 0 | 43 | 0 | 1.025 | Wind | 1 | 0.031607 | 0 | 43 |  |  |  |  | 0.031607 | 1.3591 | [6 empty] | 208 | 0
80081 | GWINDT21A | 2 | South | YES | 0.00059 | 7.2 | 0 | 36 | 0 | 1.025 | Wind | 1 | 0.031607 | 0 | 36 |  |  |  |  | 0.031607 | 1.1379 | [6 empty] | 209 | 0
80180 | PNSCALT11A | 2 | South | YES | 0.00059 | 10 | 0 | 50 | 0 | 1.025 | Wind | 1 | 0.031607 | 0 | 50 |  |  |  |  | 0.031607 | 1.5804 | [6 empty] | 210 | 0
80180 | PNSCALT11A | 1 | South | YES | 0.00059 | 43.8 | 0 | 148 | 0 | 1.025 | Wind | 1 | 0.031607 | 0 | 148 |  |  |  |  | 0.031607 | 4.6779 | [6 empty] | 211 | 0
80181 | PNSCALT21A | 2 | South | YES | 0.00059 | 10 | 0 | 50 | 0 | 1.025 | Wind | 1 | 0.031607 | 0 | 50 |  |  |  |  | 0.031607 | 1.5804 | [6 empty] | 212 | 0
80181 | PNSCALT21A | 1 | South | YES | 0.00059 | 16.5 | 0 | 55 | 0 | 1.025 | Wind | 1 | 0.031607 | 0 | 55 |  |  |  |  | 0.031607 | 1.7384 | [6 empty] | 213 | 0
8461 | KOCH_UP0A | 1 | South | YES | 0.000602 | 38 | 0 | 38 | 0 | 1.012 | Cogen | 1 | 0.031619 | 0 | 0 |  |  |  |  | 0.031619 | 0 | [6 empty] | 214 | 0
8506 | VAL #1 | 1 | South | YES | 0.000607 | 20.9 | 0 | 25 | 0 | 1.0055 | Cogen | 1 | 0.031624 | 0 | 0 |  |  |  |  | 0.031624 | 0 | [6 empty] | 215 | 0
8507 | VAL #2 | 2 | South | YES | 0.000607 | 20.9 | 0 | 25 | 0 | 1.0055 | Cogen | 1 | 0.031624 | 0 | 0 |  |  |  |  | 0.031624 | 0 | [6 empty] | 216 | 0
8511 | OXY_CC0A | 1 | South | YES | 0.000607 | 30.3 | 0 | 38 | 0 | 1.027 | Cogen | 1 | 0.031624 | 0 | 0 |  |  |  |  | 0.031624 | 0 | [6 empty] | 217 | 0
8459 | B_DAVIS0B | MB | South | YES | 0.000614 | 0 | 50 | 339 |  | 1.03 | GSC | 1 | 0.031631 | 0 | 0 |  |  |  |  | 0.031631 | 0 | [6 empty] | 218 | 0
8460 | B_DAVIS0A | MB | South | YES | 0.000614 | 0 | 50 | 340 |  | 1.03 | GSC | 1 | 0.031631 | 0 | 0 |  |  |  |  | 0.031631 | 0 | [6 empty] | 219 | 0
80263 | B_DAVIS31A | 3 | South | YES | 0.000614 | 0 | 0 | 180 |  | 1.0366 | CC | 1 | 0.031631 | 180 | 180 |  |  |  |  | 0.031631 | 5.6936 | [6 empty] | 220 | 0
80264 | B_DAVIS41A | 4 | South | YES | 0.000614 | 0 | 0 | 180 |  | 1.0366 | CC | 1 | 0.031631 | 180 | 180 |  |  |  |  | 0.031631 | 5.6936 | [6 empty] | 221 | 0
8456 | COSW#1 | 1 | South | YES | 0.000616 | 20 | 0 | 20 | 0 | 1.027 | Cogen | 1 | 0.031633 | 0 | 0 |  |  |  |  | 0.031633 | 0 | [6 empty] | 222 | 0
8457 | COSW#2 | 2 | South | YES | 0.000616 | 14 | 0 | 14 | 0 | 1.027 | Cogen | 1 | 0.031633 | 0 | 0 |  |  |  |  | 0.031633 | 0 | [6 empty] | 223 | 0
8442 | NBEC7 | 7 | South | YES | 0.000618 | 0 | 81 | 367 |  | 1.0298 | GST | 1 | 0.031635 | 367 | 367 |  |  |  |  | 0.031635 | 11.6101 | [6 empty] | 224 | 0
8442 | NBEC7 | MB | South | YES | 0.000618 | 0 | 81 | 367 |  | 1.0298 | GST | 1 | 0.031635 | 0 | 0 |  |  |  |  | 0.031635 | 0 | [6 empty] | 225 | 0
8560 | CNOPGT1 | 1 | South | YES | 0.000618 | 148.3 | 0 | 148.3 | 0 | 1.03 | Cogen | 1 | 0.031635 | 0 | 0 |  |  |  |  | 0.031635 | 0 | [6 empty] | 226 | 0
8561 | CNOPGT2 | 2 | South | YES | 0.000618 | 148.6 | 0 | 148.6 | 0 | 1.03 | Cogen | 1 | 0.031635 | 0 | 0 |  |  |  |  | 0.031635 | 0 | [6 empty] | 227 | 0
8562 | CNOPST1 | 3 | South | YES | 0.000618 | 153 | 0 | 153 | 0 | 1.03 | Cogen | 1 | 0.031635 | 0 | 0 |  |  |  |  | 0.031635 | 0 | [6 empty] | 228 | 0
7605 | L_MCQUEE9_1Y | 1 | South | YES | 0.000634 | 0 | 0 | 2.4 |  | 1.025 | Hydro | 1 | 0.031651 | 0 | 0 |  |  |  |  | 0.031651 | 0 | [6 empty] | 229 | 0
7605 | L_MCQUEE9_1Y | 2 | South | YES | 0.000634 | 0 | 0 | 2.4 |  | 1.025 | Hydro | 1 | 0.031651 | 0 | 0 |  |  |  |  | 0.031651 | 0 | [6 empty] | 230 | 0
7605 | L_MCQUEE9_1Y | 3 | South | YES | 0.000634 | 0 | 0 | 2.8 |  | 1.025 | Hydro | 1 | 0.031651 | 0 | 0 |  |  |  |  | 0.031651 | 0 | [6 empty] | 231 | 0
7800 | L_GUADGE1_1Y | 1 | South | YES | 0.000635 | 147 | 30 | 147 | 0 | 1.02 | CC | 1 | 0.031652 | 147 | 147 |  |  |  |  | 0.031652 | 4.6529 | [6 empty] | 232 | 0
7801 | L_GUADGE1_2Y | 2 | South | YES | 0.000635 | 138 | 30 | 138 | 0 | 1.02 | CC | 1 | 0.031652 | 138 | 138 |  |  |  |  | 0.031652 | 4.368 | [6 empty] | 233 | 0
7802 | L_GUADGE1_3Y | 3 | South | YES | 0.000635 | 146 | 30 | 146 | 0 | 1.02 | CC | 1 | 0.031652 | 146 | 146 |  |  |  |  | 0.031652 | 4.6212 | [6 empty] | 234 | 0
7803 | L_GUADGE1_4Y | 4 | South | YES | 0.000635 | 149 | 30 | 149 | 0 | 1.02 | CC | 1 | 0.031652 | 149 | 149 |  |  |  |  | 0.031652 | 4.7162 | [6 empty] | 235 | 0
7804 | L_GUADGE1_5Y | 5 | South | YES | 0.000635 | 182 | 30 | 182 | 0 | 1.02 | CC | 1 | 0.031652 | 182 | 182 |  |  |  |  | 0.031652 | 5.7607 | [6 empty] | 236 | 0
7805 | L_GUADGE1_6Y | 6 | South | YES | 0.000635 | 203 | 30 | 203 | 0 | 1.02 | CC | 1 | 0.031652 | 203 | 203 |  |  |  |  | 0.031652 | 6.4254 | [6 empty] | 237 | 0
8161 | COLETO0A | 1 | South | YES | 0.000649 | 633 | 200 | 633 | 0 | 1.03 | LIGCO | 1 | 0.031666 | 0 | 633 |  |  |  |  | 0.031666 | 20.0446 | [6 empty] | 238 | 0
8926 | LGE_GT10A | 1 | South | YES | 0.000652 | 158 | 0 | 158 | 0 | 1.03 | Cogen | 1 | 0.031669 | 0 | 0 |  |  |  |  | 0.031669 | 0 | [6 empty] | 239 | 0
8927 | LGE_GT20A | 2 | South | YES | 0.000652 | 153 | 0 | 153 | 0 | 1.03 | Cogen | 1 | 0.031669 | 0 | 0 |  |  |  |  | 0.031669 | 0 | [6 empty] | 240 | 0
8928 | LGE_STG0A | 3 | South | YES | 0.000652 | 100 | 0 | 100 | 0 | 1.03 | Cogen | 1 | 0.031669 | 0 | 0 |  |  |  |  | 0.031669 | 0 | [6 empty] | 241 | 0
8930 | ICPGN10A | 1 | South | YES | 0.000652 | 149 | 0 | 149 | 0 | 1.03 | Cogen | 1 | 0.031669 | 0 | 0 |  |  |  |  | 0.031669 | 0 | [6 empty] | 242 | 0
8931 | ICPGN20A | 2 | South | YES | 0.000652 | 150 | 0 | 150 | 0 | 1.03 | Cogen | 1 | 0.031669 | 0 | 0 |  |  |  |  | 0.031669 | 0 | [6 empty] | 243 | 0
8932 | ICPGN30A | 3 | South | YES | 0.000652 | 127 | 0 | 127 | 0 | 1.03 | Cogen | 1 | 0.031669 | 0 | 0 |  |  |  |  | 0.031669 | 0 | [6 empty] | 244 | 0
80223 | REYSHR G | 1 | South | YES | 0.000652 | 12 | 0 | 12 | 0 | 1.032 | Cogen | 1 | 0.031669 | 0 | 0 |  |  |  |  | 0.031669 | 0 | [6 empty] | 245 | 0
7810 | L_RIONOG1G1Y | 1 | South | YES | 0.000664 | 148 | 0 | 148 | 0 | 1.02 | CC | 1 | 0.031681 | 148 | 148 |  |  |  |  | 0.031681 | 4.6888 | [6 empty] | 246 | 0
7811 | L_RIONOG1G2Y | 2 | South | YES | 0.000664 | 148 | 0 | 148 | 0 | 1.02 | CC | 1 | 0.031681 | 148 | 148 |  |  |  |  | 0.031681 | 4.6888 | [6 empty] | 247 | 0
7812 | L_RIONOG1G3Y | 3 | South | YES | 0.000664 | 154 | 0 | 154 | 0 | 1.02 | CC | 1 | 0.031681 | 154 | 154 |  |  |  |  | 0.031681 | 4.8789 | [6 empty] | 248 | 0
7813 | L_RIONOG1S1Y | 4 | South | YES | 0.000664 | 293 | 0 | 293 | 0 | 1.02 | CC | 1 | 0.031681 | 293 | 293 |  |  |  |  | 0.031681 | 9.2826 | [6 empty] | 249 | 0
7624 | L_LAKEWO9_1Y | 1 | South | YES | 0.00068 | 0 | 0 | 2.4 |  | 1 | Hydro | 1 | 0.031697 | 0 | 0 |  |  |  |  | 0.031697 | 0 | [6 empty] | 250 | 0
7624 | L_LAKEWO9_1Y | 2 | South | YES | 0.00068 | 0 | 0 | 2.4 |  | 1 | Hydro | 1 | 0.031697 | 0 | 0 |  |  |  |  | 0.031697 | 0 | [6 empty] | 251 | 0
7014 | L_HAYSEN1_1Y | 1 | South | YES | 0.000692 | 223.9 | 74 | 223.9 | 0 | 1.008 | CC | 1 | 0.031709 | 223.9 | 223.9 |  |  |  |  | 0.031709 | 7.0997 | [6 empty] | 252 | 0
7015 | L_HAYSEN1_2Y | 2 | South | YES | 0.000692 | 225 | 74 | 225 | 0 | 1.008 | CC | 1 | 0.031709 | 225 | 225 |  |  |  |  | 0.031709 | 7.1345 | [6 empty] | 253 | 0
7016 | L_HAYSEN1_3Y | 3 | South | YES | 0.000692 | 224.6 | 74 | 224.6 | 0 | 1.008 | CC | 1 | 0.031709 | 224.6 | 224.6 |  |  |  |  | 0.031709 | 7.1219 | [6 empty] | 254 | 0
7017 | L_HAYSEN1_4Y | 4 | South | YES | 0.000692 | 226.7 | 74 | 226.7 | 0 | 1.008 | CC | 1 | 0.031709 | 226.7 | 226.7 |  |  |  |  | 0.031709 | 7.1885 | [6 empty] | 255 | 0
7020 | L_AUSTPL1_1Y | 1 | South | YES | 0.000698 | 0 | 0 | 8 |  | 1 | Hydro | 1 | 0.031715 | 0 | 0 |  |  |  |  | 0.031715 | 0 | [6 empty] | 256 | 0
7020 | L_AUSTPL1_1Y | 2 | South | YES | 0.000698 | 0 | 0 | 8 |  | 1 | Hydro | 1 | 0.031715 | 0 | 0 |  |  |  |  | 0.031715 | 0 | [6 empty] | 257 | 0
8189 | CUECPL2A | 1 | South | YES | 0.000699 | 12 | 0 | 12 | 0 | 1.02 | Cogen | 1 | 0.031716 | 0 | 0 |  |  |  |  | 0.031716 | 0 | [6 empty] | 258 | 0
5503 | RAYBURNGEN3 | 1 | South | YES | 0.000739 | 17.6 | 6 | 22 | 0 | 1.0224 | GST | 1 | 0.031756 | 22 | 22 |  |  |  |  | 0.031756 | 0.69863 | [6 empty] | 259 | 0
5505 | RAYBURNGEN1 | 1 | South | YES | 0.000739 | 0 | 1 | 11 |  | 1.0223 | GGT | 1 | 0.031756 | 11 | 11 |  |  |  |  | 0.031756 | 0.34932 | [6 empty] | 260 | 0
5506 | RAYBURNGEN2 | 1 | South | YES | 0.000739 | 0 | 1 | 11 |  | 1.0223 | GGT | 1 | 0.031756 | 11 | 11 |  |  |  |  | 0.031756 | 0.34932 | [6 empty] | 261 | 0
9000 | DECKR_G1 | 1 | South | YES | 0.00075 | 280 | 50 | 321 | 0 | 1.015 | GST | 1 | 0.031767 | 321 | 321 |  |  |  |  | 0.031767 | 10.1972 | [6 empty] | 262 | 0
9001 | DECKR_G2 | 2 | South | YES | 0.00075 | 400 | 50 | 426 | 0 | 1.015 | GST | 1 | 0.031767 | 426 | 426 |  |  |  |  | 0.031767 | 13.5328 | [6 empty] | 263 | 0
9016 | SANDH_G1 | 1 | South | YES | 0.000752 | 45 | 2 | 49 | 0 | 1.0175 | GGT | 1 | 0.031769 | 49 | 49 |  |  |  |  | 0.031769 | 1.5567 | [6 empty] | 264 | 0
9017 | SANDH_G2 | 2 | South | YES | 0.000752 | 45 | 2 | 46 | 0 | 1.0175 | GGT | 1 | 0.031769 | 46 | 46 |  |  |  |  | 0.031769 | 1.4614 | [6 empty] | 265 | 0
9018 | SANDH_G3 | 3 | South | YES | 0.000752 | 45 | 2 | 46 | 0 | 1.0175 | GGT | 1 | 0.031769 | 46 | 46 |  |  |  |  | 0.031769 | 1.4614 | [6 empty] | 266 | 0
9019 | SANDH_G4 | 4 | South | YES | 0.000752 | 0 | 2 | 47 |  | 1.0175 | GGT | 1 | 0.031769 | 47 | 47 |  |  |  |  | 0.031769 | 1.4931 | [6 empty] | 267 | 0
9020 | SANDHG5A | 5A | South | YES | 0.000752 | 150 | 84 | 155 | 0 | 1.0175 | CC | 1 | 0.031769 | 155 | 155 |  |  |  |  | 0.031769 | 4.9242 | [6 empty] | 268 | 0
9021 | SANDHG5C | 5C | South | YES | 0.000752 | 140 | 0 | 148 | 0 | 1.0175 | CC | 1 | 0.031769 | 148 | 148 |  |  |  |  | 0.031769 | 4.7018 | [6 empty] | 269 | 0
5508 | RAYBURNCC9 | 1 | South | YES | 0.000765 | 47.7 | 18.2 | 47.7 | 0 | 1.0296 | CC | 1 | 0.031782 | 47.7 | 47.7 |  |  |  |  | 0.031782 | 1.516 | [6 empty] | 270 | 0
5509 | RAYBURNCC10 | 1 | South | YES | 0.000765 | 37.3 | 5.2 | 37.3 | 0 | 1.0296 | CC | 1 | 0.031782 | 37.3 | 37.3 |  |  |  |  | 0.031782 | 1.1855 | [6 empty] | 271 | 0
5511 | RAYBURNCC7 | 1 | South | YES | 0.000765 | 47.5 | 18.2 | 47.5 | 0 | 1.0296 | CC | 1 | 0.031782 | 47.5 | 47.5 |  |  |  |  | 0.031782 | 1.5097 | [6 empty] | 272 | 0
5512 | RAYBURNCC8 | 1 | South | YES | 0.000765 | 49.3 | 18.2 | 49.3 | 0 | 1.0296 | CC | 1 | 0.031782 | 49.3 | 49.3 |  |  |  |  | 0.031782 | 1.5669 | [6 empty] | 273 | 0
8173 | VICEC51A | 5 | South | YES | 0.000768 | 144 | 18 | 144 | 0 | 1.025 | CC | 1 | 0.031785 | 144 | 144 |  |  |  |  | 0.031785 | 4.5771 | [6 empty] | 274 | 0
8174 | VICEC61A | 6 | South | YES | 0.000768 | 188 | 42 | 188 | 0 | 1.025 | CC | 1 | 0.031785 | 188 | 188 |  |  |  |  | 0.031785 | 5.9756 | [6 empty] | 275 | 0
8066 | DUP1V#1 | 1 | South | YES | 0.000783 | 52.3 | 0 | 73 | 0 | 1.01 | Cogen | 1 | 0.0318 | 0 | 0 |  |  |  |  | 0.0318 | 0 | [6 empty] | 276 | 0
9002 | DECKR_G3 | 3 | South | YES | 0.000783 | 0 | 24 | 42 |  | 1.015 | GGT | 1 | 0.0318 | 42 | 42 |  |  |  |  | 0.0318 | 1.3356 | [6 empty] | 277 | 0
9003 | DECKR_G4 | 4 | South | YES | 0.000783 | 44 | 24 | 44 | 0 | 1.015 | GGT | 1 | 0.0318 | 44 | 44 |  |  |  |  | 0.0318 | 1.3992 | [6 empty] | 278 | 0
9004 | DECKR_G5 | 5 | South | YES | 0.000783 | 44 | 24 | 44 | 0 | 1.015 | GGT | 1 | 0.0318 | 44 | 44 |  |  |  |  | 0.0318 | 1.3992 | [6 empty] | 279 | 0
9005 | DECKR_G6 | 6 | South | YES | 0.000783 | 44 | 24 | 47 | 0 | 1.015 | GGT | 1 | 0.0318 | 47 | 47 |  |  |  |  | 0.0318 | 1.4946 | [6 empty] | 280 | 0
80224 | VISTRONG1 | 1 | South | YES | 0.000802 | 13.1 | 0 | 15 | 0 | 1.01 | Cogen | 1 | 0.031819 | 0 | 0 |  |  |  |  | 0.031819 | 0 | [6 empty] | 281 | 0
80225 | VISTRONG2 | 2 | South | YES | 0.000802 | 20.2 | 0 | 23 | 0 | 1.01 | Cogen | 1 | 0.031819 | 0 | 0 |  |  |  |  | 0.031819 | 0 | [6 empty] | 282 | 0
80227 | AIRCO G | 1 | South | YES | 0.000806 | 7.2 | 0 | 8 | 0 | 1.0104 | Cogen | 1 | 0.031823 | 0 | 0 |  |  |  |  | 0.031823 | 0 | [6 empty] | 283 | 0
8147 | UCAR #2 | 10 | South | YES | 0.000817 | 18.2 | 0 | 28 |  | 1 | Cogen | 1 | 0.031834 | 0 | 0 |  |  |  |  | 0.031834 | 0 | [6 empty] | 284 | 0
8148 | UCAR #1 | 2 | South | YES | 0.000817 | 6.1 | 0 | 7 | 0 | 1.009 | Cogen | 1 | 0.031834 | 0 | 0 |  |  |  |  | 0.031834 | 0 | [6 empty] | 285 | 0
80137 | CSDR89 | 9 | South | YES | 0.000817 | 15 | 0 | 15 | 0 | 1.003 | DCTie | 1 | 0.031834 | 0 | 0 |  |  |  |  | 0.031834 | 0 | [6 empty] | 286 | 0
80137 | CSDR89 | 8 | South | YES | 0.000817 | 33.9 | 0 | 39 | 0 | 1.003 | DCTie | 1 | 0.031834 | 0 | 0 |  |  |  |  | 0.031834 | 0 | [6 empty] | 287 | 0
80138 | CSDR7 | 7 | South | YES | 0.000817 | 6.1 | 0 | 7 | 0 | 1.014 | DCTie | 1 | 0.031834 | 0 | 0 |  |  |  |  | 0.031834 | 0 | [6 empty] | 288 | 0
80139 | CSDR56 | 6 | South | YES | 0.000817 | 0 | 0 | 39 |  | 1.0033 | DCTie | 1 | 0.031834 | 0 | 0 |  |  |  |  | 0.031834 | 0 | [6 empty] | 289 | 0
80139 | CSDR56 | 5 | South | YES | 0.000817 | 15 | 0 | 15 |  | 1.0033 | DCTie | 1 | 0.031834 | 0 | 0 |  |  |  |  | 0.031834 | 0 | [6 empty] | 290 | 0
80140 | CSDR11 | 11 | South | YES | 0.000817 | 33.9 | 0 | 39 | 0 | 1.03 | DCTie | 1 | 0.031834 | 0 | 0 |  |  |  |  | 0.031834 | 0 | [6 empty] | 291 | 0
80226 | ALCOA G | 1 | South | YES | 0.000873 | 32.3 | 5 | 48 | 0 | 1.015 | Cogen | 1 | 0.03189 | 0 | 0 |  |  |  |  | 0.03189 | 0 | [6 empty] | 292 | 0
7004 | L_SIMGID1_1Y | 1 | South | YES | 0.00088 | 132 | 40 | 132 | 0 | 1.02 | GST | 1 | 0.031897 | 132 | 132 |  |  |  |  | 0.031897 | 4.2104 | [6 empty] | 293 | 0
7005 | L_SIMGID1_2Y | 2 | South | YES | 0.00088 | 133 | 32 | 139 | 0 | 1.02 | GST | 1 | 0.031897 | 139 | 139 |  |  |  |  | 0.031897 | 4.4337 | [6 empty] | 294 | 0
7006 | L_SIMGID1_3Y | 3 | South | YES | 0.00088 | 324.9 | 60 | 329 | 0 | 1.02 | GST | 1 | 0.031897 | 329 | 329 |  |  |  |  | 0.031897 | 10.4941 | [6 empty] | 295 | 0
8134 | FOR #1 | 1 | South | YES | 0.000888 | 54.1 | 45 | 79 | 0 | 1 | Cogen | 1 | 0.031905 | 0 | 0 |  |  |  |  | 0.031905 | 0 | [6 empty] | 296 | 0
8138 | FOR #2 | 2 | South | YES | 0.000888 | 63.1 | 45 | 81 | 0 | 1 | Cogen | 1 | 0.031905 | 0 | 0 |  |  |  |  | 0.031905 | 0 | [6 empty] | 297 | 0
8153 | FOR #3 | 3 | South | YES | 0.000888 | 63.1 | 45 | 79.9 | 0 | 1 | Cogen | 1 | 0.031905 | 0 | 0 |  |  |  |  | 0.031905 | 0 | [6 empty] | 298 | 0
8154 | FOR #4 | 4 | South | YES | 0.000888 | 63.1 | 60 | 80 | 0 | 1 | Cogen | 1 | 0.031905 | 0 | 0 |  |  |  |  | 0.031905 | 0 | [6 empty] | 299 | 0
8155 | FOR #5 | 5 | South | YES | 0.000888 | 63.1 | 60 | 78.4 | 0 | 1 | Cogen | 1 | 0.031905 | 0 | 0 |  |  |  |  | 0.031905 | 0 | [6 empty] | 300 | 0
8156 | FOR #6 | 6 | South | YES | 0.000888 | 24.9 | 5 | 25 | 0 | 1 | Cogen | 1 | 0.031905 | 0 | 0 |  |  |  |  | 0.031905 | 0 | [6 empty] | 301 | 0
8157 | FOR #7 | 7 | South | YES | 0.000888 | 28.8 | 5 | 46 | 0 | 1 | Cogen | 1 | 0.031905 | 0 | 0 |  |  |  |  | 0.031905 | 0 | [6 empty] | 302 | 0
80051 | FOR #8 | 8 | South | YES | 0.000888 | 28 | 28 | 28 |  | 1 | Cogen | 1 | 0.031905 | 0 | 0 |  |  |  |  | 0.031905 | 0 | [6 empty] | 303 | 0
80052 | FOR #9 | 9 | South | YES | 0.000888 | 29.7 | 5 | 43.6 | 0 | 1 | Cogen | 1 | 0.031905 | 0 | 0 |  |  |  |  | 0.031905 | 0 | [6 empty] | 304 | 0
80053 | FOR #10 | 10 | South | YES | 0.000888 | 68.4 | 45 | 75 | 0 | 1 | Cogen | 1 | 0.031905 | 0 | 0 |  |  |  |  | 0.031905 | 0 | [6 empty] | 305 | 0
7807 | L_BASTEN1_1Y | 1 | South | YES | 0.000977 | 152.5 | 83.5 | 152.5 | 0 | 1.004 | CC | 1 | 0.031994 | 152.5 | 152.5 |  |  |  |  | 0.031994 | 4.8791 | [6 empty] | 306 | 0
7808 | L_BASTEN1_2Y | 1 | South | YES | 0.000977 | 149.5 | 83.5 | 149.5 | 0 | 1.004 | CC | 1 | 0.031994 | 149.5 | 149.5 |  |  |  |  | 0.031994 | 4.7831 | [6 empty] | 307 | 0
7809 | L_BASTEN1_3Y | 1 | South | YES | 0.000977 | 232.6 | 42 | 232.6 | 0 | 1.004 | CC | 1 | 0.031994 | 232.6 | 232.6 |  |  |  |  | 0.031994 | 7.4418 | [6 empty] | 308 | 0
7303 | L_WPPGS12_1Y | 1 | South | YES | 0.000983 | 50 | 0 | 50 | 0 | 1.025 | GGT | 1 | 0.032 | 50 | 50 |  |  |  |  | 0.032 | 1.6 | [6 empty] | 309 | 0
7303 | L_WPPGS12_1Y | 2 | South | YES | 0.000983 | 50 | 0 | 50 | 0 | 1.025 | GGT | 1 | 0.032 | 50 | 50 |  |  |  |  | 0.032 | 1.6 | [6 empty] | 310 | 0
7305 | L_WPPGS34_1Y | 3 | South | YES | 0.000983 | 50 | 0 | 50 | 0 | 1.025 | GGT | 1 | 0.032 | 50 | 50 |  |  |  |  | 0.032 | 1.6 | [6 empty] | 311 | 0
7305 | L_WPPGS34_1Y | 4 | South | YES | 0.000983 | 50 | 0 | 50 | 0 | 1.025 | GGT | 1 | 0.032 | 50 | 50 |  |  |  |  | 0.032 | 1.6 | [6 empty] | 312 | 0
7007 | L_LOSTPI1_1Y | 1 | South | YES | 0.001059 | 158.6 | 110 | 158 | 0 | 1 | CC | 1 | 0.032076 | 158 | 158 |  |  |  |  | 0.032076 | 5.068 | [6 empty] | 313 | 0
7008 | L_LOSTPI1_2Y | 2 | South | YES | 0.001059 | 157.7 | 107 | 160 | 0 | 1 | CC | 1 | 0.032076 | 160 | 160 |  |  |  |  | 0.032076 | 5.1322 | [6 empty] | 314 | 0
7009 | L_LOSTPI1_3Y | 3 | South | YES | 0.001059 | 173.9 | 72 | 175 | 0 | 1 | CC | 1 | 0.032076 | 175 | 175 |  |  |  |  | 0.032076 | 5.6133 | [6 empty] | 315 | 0
7012 | L_FPPYD21_3Y | 3 | South | YES | 0.001065 | 427.5 | 200 | 436 | 0 | 1.02 | LIGCO | 1 | 0.032082 | 0 | 436 |  |  |  |  | 0.032082 | 13.9878 | [6 empty] | 316 | 0
7010 | L_FPPYD11_1Y | 1 | South | YES | 0.001066 | 547.4 | 200 | 606 | 0 | 1.02 | LIGCO | 1 | 0.032083 | 0 | 606 |  |  |  |  | 0.032083 | 19.4424 | [6 empty] | 317 | 0
7011 | L_FPPYD11_2Y | 2 | South | YES | 0.001066 | 552.2 | 200 | 598 | 0 | 1.02 | LIGCO | 1 | 0.032083 | 0 | 598 |  |  |  |  | 0.032083 | 19.1857 | [6 empty] | 318 | 0
3432 | SANDOW_4G | 4 | South | YES | 0.00132 | 580 | 225 | 580 |  | 1.029 | LIGCO | 1 | 0.032337 | 0 | 580 |  |  |  |  | 0.032337 | 18.7555 | [6 empty] | 319 | 0
5911 | STP_GN1___1 | 1 | Houston | YES | 0.001389 | 1333 | 1249 | 1333 | 0 | 1.0406 | Nuc | 1 | 0.032406 | 0 | 0 |  |  |  |  | 0.032406 | 0 | [6 empty] | 320 | 0
5912 | STP_GN2___2 | 2 | Houston | YES | 0.001389 | 1332 | 1249 | 1332 | 0 | 1.0406 | Nuc | 1 | 0.032406 | 0 | 0 |  |  |  |  | 0.032406 | 0 | [6 empty] | 321 | 0
48731 | CBE_GT1 | 1 | Houston | YES | 0.001409 | 76 | 0 | 76 | 0 | 1.029 | CC | 1 | 0.032426 | 76 | 76 |  |  |  |  | 0.032426 | 2.4644 | [6 empty] | 322 | 0
48732 | CBE_GT2 | 1 | Houston | YES | 0.001409 | 76 | 0 | 76 | 0 | 1.029 | CC | 1 | 0.032426 | 76 | 76 |  |  |  |  | 0.032426 | 2.4644 | [6 empty] | 323 | 0
48733 | CBE_ST12 | 1 | Houston | YES | 0.001409 | 105 | 0 | 105 | 0 | 1.029 | CC | 1 | 0.032426 | 105 | 105 |  |  |  |  | 0.032426 | 3.4047 | [6 empty] | 324 | 0
48734 | CBE_GT3 | 1 | Houston | YES | 0.001409 | 76 | 0 | 76 | 0 | 1.029 | CC | 1 | 0.032426 | 76 | 76 |  |  |  |  | 0.032426 | 2.4644 | [6 empty] | 325 | 0
48735 | CBE_GT4 | 1 | Houston | YES | 0.001409 | 76 | 0 | 76 | 0 | 1.029 | CC | 1 | 0.032426 | 76 | 76 |  |  |  |  | 0.032426 | 2.4644 | [6 empty] | 326 | 0
48736 | CBE_ST34 | 1 | Houston | YES | 0.001409 | 105 | 0 | 105 | 0 | 1.029 | CC | 1 | 0.032426 | 105 | 105 |  |  |  |  | 0.032426 | 3.4047 | [6 empty] | 327 | 0
48911 | TGF_GT1_8000 | 1 | Houston | YES | 0.001431 | 69.2 | 0 | 69.2 |  | 1.029 | Cogen | 1 | 0.032448 | 0 | 0 |  |  |  |  | 0.032448 | 0 | [6 empty] | 328 | 0
13432 | SANDOW_5G | 5 | South | YES | 0.001547 | 581 | 225 | 581 |  | 1.029 | LIGCO | 1 | 0.032564 | 0 | 581 |  |  |  |  | 0.032564 | 18.9197 | [6 empty] | 329 | 0
49851 | DOW17000 | 37 | Houston | YES | 0.001559 | 39 | 0 | 62 | 0 | 1 | Cogen | 1 | 0.032576 | 0 | 0 |  |  |  |  | 0.032576 | 0 | [6 empty] | 330 | 0
49858 | DOW38100 | 31 | Houston | YES | 0.001559 | 45 | 0 | 71.4 |  | 1 | Cogen | 1 | 0.032576 | 0 | 0 |  |  |  |  | 0.032576 | 0 | [6 empty] | 331 | 0
49859 | DOW38200 | 33 | Houston | YES | 0.001559 | 28 | 0 | 45 | 0 | 1 | Cogen | 1 | 0.032576 | 0 | 0 |  |  |  |  | 0.032576 | 0 | [6 empty] | 332 | 0
49860 | DOW38300 | 32 | Houston | YES | 0.001559 | 63 | 0 | 101 |  | 1 | Cogen | 1 | 0.032576 | 0 | 0 |  |  |  |  | 0.032576 | 0 | [6 empty] | 333 | 0
49862 | DOW39100 | 36 | Houston | YES | 0.001559 | 54 | 0 | 86 | 0 | 1 | Cogen | 1 | 0.032576 | 0 | 0 |  |  |  |  | 0.032576 | 0 | [6 empty] | 334 | 0
49863 | DOW39200 | 35 | Houston | YES | 0.001559 | 55 | 0 | 88 | 0 | 1 | Cogen | 1 | 0.032576 | 0 | 0 |  |  |  |  | 0.032576 | 0 | [6 empty] | 335 | 0
49865 | DOW41000 | 41 | Houston | YES | 0.001559 | 31 | 0 | 50 |  | 1 | Cogen | 1 | 0.032576 | 0 | 0 |  |  |  |  | 0.032576 | 0 | [6 empty] | 336 | 0
49866 | DOW42000 | 42 | Houston | YES | 0.001559 | 11 | 0 | 18 |  | 1 | Cogen | 1 | 0.032576 | 0 | 0 |  |  |  |  | 0.032576 | 0 | [6 empty] | 337 | 0
49869 | DOW49000 | 45 | Houston | YES | 0.001559 | 59 | 0 | 94 |  | 1 | Cogen | 1 | 0.032576 | 0 | 0 |  |  |  |  | 0.032576 | 0 | [6 empty] | 338 | 0
49870 | DOW61000 | 61 | Houston | YES | 0.001559 | 44 | 0 | 70 | 0 | 1 | Cogen | 1 | 0.032576 | 0 | 0 |  |  |  |  | 0.032576 | 0 | [6 empty] | 339 | 0
49871 | DOW62000 | 62 | Houston | YES | 0.001559 | 40 | 0 | 63 | 0 | 1 | Cogen | 1 | 0.032576 | 0 | 0 |  |  |  |  | 0.032576 | 0 | [6 empty] | 340 | 0
49872 | DOW63000 | 63 | Houston | YES | 0.001559 | 45 | 0 | 72 | 0 | 1 | Cogen | 1 | 0.032576 | 0 | 0 |  |  |  |  | 0.032576 | 0 | [6 empty] | 341 | 0
49873 | DOW64000 | 64 | Houston | YES | 0.001559 | 41 | 0 | 64.8 | 0 | 1 | Cogen | 1 | 0.032576 | 0 | 0 |  |  |  |  | 0.032576 | 0 | [6 empty] | 342 | 0
49876 | DOW65000 | 65 | Houston | YES | 0.001559 | 63 | 0 | 101 | 0 | 1 | Cogen | 1 | 0.032576 | 0 | 0 |  |  |  |  | 0.032576 | 0 | [6 empty] | 343 | 0
49877 | DOW66000 | 66 | Houston | YES | 0.001559 | 61 | 0 | 97 | 0 | 1 | Cogen | 1 | 0.032576 | 0 | 0 |  |  |  |  | 0.032576 | 0 | [6 empty] | 344 | 0
49878 | DOW67000 | 67 | Houston | YES | 0.001559 | 65 | 0 | 103 | 0 | 1 | Cogen | 1 | 0.032576 | 0 | 0 |  |  |  |  | 0.032576 | 0 | [6 empty] | 345 | 0
49882 | DOW81000 | 81 | Houston | YES | 0.001559 | 47 | 0 | 76 | 0 | 1 | Cogen | 1 | 0.032576 | 0 | 0 |  |  |  |  | 0.032576 | 0 | [6 empty] | 346 | 0
49884 | DOW82000 | 82 | Houston | YES | 0.001559 | 51 | 0 | 80 | 0 | 1 | Cogen | 1 | 0.032576 | 0 | 0 |  |  |  |  | 0.032576 | 0 | [6 empty] | 347 | 0
49885 | DOW83000 | 83 | Houston | YES | 0.001559 | 51 | 0 | 80 | 0 | 1 | Cogen | 1 | 0.032576 | 0 | 0 |  |  |  |  | 0.032576 | 0 | [6 empty] | 348 | 0
49886 | DOW84000 | 84 | Houston | YES | 0.001559 | 107 | 0 | 171 | 0 | 0.98 | Cogen | 1 | 0.032576 | 0 | 0 |  |  |  |  | 0.032576 | 0 | [6 empty] | 349 | 0
48520 | BSF_GT1_8070 | 1 | Houston | YES | 0.001591 | 72 | 0 | 72 | 0 | 1.0326 | Cogen | 1 | 0.032608 | 0 | 0 |  |  |  |  | 0.032608 | 0 | [6 empty] | 350 | 0
48520 | BSF_GT1_8070 | 2 | Houston | YES | 0.001591 | 10 | 0 | 10 | 0 | 1.0326 | Cogen | 1 | 0.032608 | 0 | 0 |  |  |  |  | 0.032608 | 0 | [6 empty] | 351 | 0
39760 | TNSCLP1___8 | 1 | Houston | YES | 0.001617 | 93.4 | 20 | 116.8 | 0 | 1.04 | Cogen | 1 | 0.032634 | 0 | 0 |  |  |  |  | 0.032634 | 0 | [6 empty] | 352 | 0
39770 | TNSCLP2___8 | 1 | Houston | YES | 0.001617 | 91.6 | 20 | 114.5 | 0 | 1.04 | Cogen | 1 | 0.032634 | 0 | 0 |  |  |  |  | 0.032634 | 0 | [6 empty] | 353 | 0
39775 | TNSCLP4___8 | 1 | Houston | YES | 0.001617 | 95.2 | 20 | 119 | 0 | 1.04 | Cogen | 1 | 0.032634 | 0 | 0 |  |  |  |  | 0.032634 | 0 | [6 empty] | 354 | 0
39790 | TNSCLP3___8 | 1 | Houston | YES | 0.001617 | 87.6 | 20 | 109.5 | 0 | 1.027 | Cogen | 1 | 0.032634 | 0 | 0 |  |  |  |  | 0.032634 | 0 | [6 empty] | 355 | 0
48730 | MNS_GT | 1 | Houston | YES | 0.001703 | 43 | 0 | 46.1 |  | 1.029 | Cogen | 1 | 0.03272 | 0 | 0 |  |  |  |  | 0.03272 | 0 | [6 empty] | 356 | 0
48926 | WAP_GN6_6 | 6 | Houston | YES | 0.001708 | 651 | 280 | 651 |  | 1.035 | LIGCO | 1 | 0.032725 | 0 | 651 |  |  |  |  | 0.032725 | 21.304 | [6 empty] | 357 | 0
48927 | WAP_GN7_7 | 7 | Houston | YES | 0.001708 | 564 | 277 | 564 |  | 1.035 | LIGCO | 1 | 0.032725 | 0 | 564 |  |  |  |  | 0.032725 | 18.457 | [6 empty] | 358 | 0
48928 | WAP_GN8_8 | 8 | Houston | YES | 0.001708 | 603 | 275 | 603 |  | 1.035 | LIGCO | 1 | 0.032725 | 0 | 603 |  |  |  |  | 0.032725 | 19.7332 | [6 empty] | 359 | 0
48521 | BVE_GT1_GT1 | 1 | Houston | YES | 0.001709 | 167.7 | 0 | 167.7 |  | 1.035 | CC | 1 | 0.032726 | 167.7 | 167.7 |  |  |  |  | 0.032726 | 5.4882 | [6 empty] | 360 | 0
48522 | BVE_GT2_5035 | 2 | Houston | YES | 0.001709 | 166.4 | 0 | 166.4 |  | 1.035 | CC | 1 | 0.032726 | 166.4 | 166.4 |  |  |  |  | 0.032726 | 5.4456 | [6 empty] | 361 | 0
48523 | BVE_ST1_GN1 | 3 | Houston | YES | 0.001709 | 252.4 | 0 | 252.4 |  | 1.035 | CC | 1 | 0.032726 | 252.4 | 252.4 |  |  |  |  | 0.032726 | 8.2601 | [6 empty] | 362 | 0
48510 | AK_GT1__8040 | 1 | Houston | YES | 0.001716 | 33.4 | 8.1 | 34 |  | 1.029 | Cogen | 1 | 0.032733 | 0 | 0 |  |  |  |  | 0.032733 | 0 | [6 empty] | 363 | 0
48921 | WAP_GN1_1 | 1 | Houston | YES | 0.001725 | 132.8 | 37 | 166 | 0 | 1.0362 | GST | 1 | 0.032742 | 166 | 166 |  |  |  |  | 0.032742 | 5.4352 | [6 empty] | 364 | 0
48922 | WAP_GN2_2 | 2 | Houston | YES | 0.001725 | 132.8 | 37 | 166 | 0 | 1.0362 | GST | 1 | 0.032742 | 166 | 166 |  |  |  |  | 0.032742 | 5.4352 | [6 empty] | 365 | 0
48923 | WAP_GN3_3 | 3 | Houston | YES | 0.001725 | 198.4 | 93 | 248 | 0 | 1.0362 | GST | 1 | 0.032742 | 248 | 248 |  |  |  |  | 0.032742 | 8.12 | [6 empty] | 366 | 0
48924 | WAP_GN4_4 | 4 | Houston | YES | 0.001725 | 546 | 217 | 546 | 0 | 1.0362 | GSC | 1 | 0.032742 | 546 | 546 |  |  |  |  | 0.032742 | 17.8772 | [6 empty] | 367 | 0
48925 | WAP_GN5_5 | 5 | Houston | YES | 0.001725 | 576.1 | 278 | 654 | 0 | 0.985 | LIGCO | 1 | 0.032742 | 0 | 654 |  |  |  |  | 0.032742 | 21.4133 | [6 empty] | 368 | 0
48929 | WAPGT21_GT1 | B1 | Houston | YES | 0.001725 | 0 | 0 | 13 |  | 1.05 | GGT | 1 | 0.032742 | 13 | 13 |  |  |  |  | 0.032742 | 0.42565 | [6 empty] | 369 | 0
38580 | TNBP_CGN1_8 | 1 | Houston | YES | 0.001773 | 70.8 | 0 | 70.8 | 0 | 1.005 | Cogen | 1 | 0.03279 | 0 | 0 |  |  |  |  | 0.03279 | 0 | [6 empty] | 370 | 0
38590 | TNBP_CGN2_8 | 2 | Houston | YES | 0.001773 | 66.7 | 0 | 66.7 | 0 | 1.005 | Cogen | 1 | 0.03279 | 0 | 0 |  |  |  |  | 0.03279 | 0 | [6 empty] | 371 | 0
38600 | TNBP_CGN3_8 | 5 | Houston | YES | 0.001773 | 53 | 0 | 53 | 0 | 1.005 | Cogen | 1 | 0.03279 | 0 | 0 |  |  |  |  | 0.03279 | 0 | [6 empty] | 372 | 0
38611 | TNBPAMCG1_8 | 1 | Houston | YES | 0.001773 | 153.2 | 0 | 153.2 | 0 | 1.005 | Cogen | 1 | 0.03279 | 0 | 0 |  |  |  |  | 0.03279 | 0 | [6 empty] | 373 | 0
38612 | TNBPAMCG2_8 | 2 | Houston | YES | 0.001773 | 153.5 | 0 | 153.5 | 0 | 1.005 | Cogen | 1 | 0.03279 | 0 | 0 |  |  |  |  | 0.03279 | 0 | [6 empty] | 374 | 0
38613 | TNBPAMCG3_8 | 3 | Houston | YES | 0.001773 | 152.3 | 0 | 152.3 | 0 | 1.005 | Cogen | 1 | 0.03279 | 0 | 0 |  |  |  |  | 0.03279 | 0 | [6 empty] | 375 | 0
38614 | TNBPAMCG4_8 | 4 | Houston | YES | 0.001773 | 96 | 0 | 96 |  | 1.005 | Cogen | 1 | 0.03279 | 0 | 0 |  |  |  |  | 0.03279 | 0 | [6 empty] | 376 | 0
38615 | TNBPAMCG5_8 | 1 | Houston | YES | 0.001773 | 244 | 0 | 244 | 0 | 1.005 | Cogen | 1 | 0.03279 | 0 | 0 |  |  |  |  | 0.03279 | 0 | [6 empty] | 377 | 0
38690 | TNBP_CGN4_8 | 3 | Houston | YES | 0.001773 | 40 | 0 | 40 |  | 1.005 | Cogen | 1 | 0.03279 | 0 | 0 |  |  |  |  | 0.03279 | 0 | [6 empty] | 378 | 0
38711 | TNTXCTY1CG8 | 1 | Houston | YES | 0.001773 | 100.3 | 59 | 100.3 | 0 | 1 | Cogen | 1 | 0.03279 | 0 | 0 |  |  |  |  | 0.03279 | 0 | [6 empty] | 379 | 0
38712 | TNTXCTY2CG8 | 1 | Houston | YES | 0.001773 | 92.9 | 59 | 92.9 | 0 | 1 | Cogen | 1 | 0.03279 | 0 | 0 |  |  |  |  | 0.03279 | 0 | [6 empty] | 380 | 0
38713 | TNTXCTY3CG8 | 1 | Houston | YES | 0.001773 | 102.7 | 59 | 102.7 | 0 | 1 | Cogen | 1 | 0.03279 | 0 | 0 |  |  |  |  | 0.03279 | 0 | [6 empty] | 381 | 0
38714 | TNTXCTY4CG8 | 1 | Houston | YES | 0.001773 | 103 | 59 | 103 | 0 | 1 | Cogen | 1 | 0.03279 | 0 | 0 |  |  |  |  | 0.03279 | 0 | [6 empty] | 382 | 0
39470 | TNDOWCGNSG8 | 1 | Houston | YES | 0.001773 | 32 | 10 | 32 | 0 | 0.985 | Cogen | 1 | 0.03279 | 0 | 0 |  |  |  |  | 0.03279 | 0 | [6 empty] | 383 | 0
39480 | TNDOWCGNGG8 | 1 | Houston | YES | 0.001773 | 30 | 10 | 30 | 0 | 0.985 | Cogen | 1 | 0.03279 | 0 | 0 |  |  |  |  | 0.03279 | 0 | [6 empty] | 384 | 0
48772 | PHR_GN2_2 | MB | Houston | YES | 0.001796 | 0 | 72 | 459 |  | 1.0362 | GSC | 1 | 0.032813 | 0 | 0 |  |  |  |  | 0.032813 | 0 | [6 empty] | 385 | 0
48561 | CTL_GT2_8130 | 1 | Houston | YES | 0.001812 | 73.5 | 30.3 | 91.9 |  | 1.0362 | Cogen | 1 | 0.032829 | 0 | 0 |  |  |  |  | 0.032829 | 0 | [6 empty] | 386 | 0
48562 | CTL_GT3_8135 | 2 | Houston | YES | 0.001812 | 70.1 | 30.3 | 87.6 |  | 1.0362 | Cogen | 1 | 0.032829 | 0 | 0 |  |  |  |  | 0.032829 | 0 | [6 empty] | 387 | 0
48563 | CTL_GT4_8140 | 3 | Houston | YES | 0.001812 | 69.6 | 30.3 | 87 |  | 1.0362 | Cogen | 1 | 0.032829 | 0 | 0 |  |  |  |  | 0.032829 | 0 | [6 empty] | 388 | 0
48564 | CTL_GN1_8145 | 4 | Houston | YES | 0.001812 | 43.6 | 12.9 | 54.5 |  | 1.0362 | Cogen | 1 | 0.032829 | 0 | 0 |  |  |  |  | 0.032829 | 0 | [6 empty] | 389 | 0
48565 | CTL_GN2_8155 | 5 | Houston | YES | 0.001812 | 9.8 | 3.4 | 12.2 |  | 1.0362 | Cogen | 1 | 0.032829 | 0 | 0 |  |  |  |  | 0.032829 | 0 | [6 empty] | 390 | 0
48531 | BYU_GT1_8075 | 1 | Houston | YES | 0.001818 | 65 | 0 | 65 |  | 1.0362 | Cogen | 1 | 0.032835 | 0 | 0 |  |  |  |  | 0.032835 | 0
48532 | BYU_GT2_8055 | 2 | Houston | YES | 0.001818 | 62 | 0 | 62 |  | 1.0362 | Cogen | 1 | 0.032835 | 0 | 0 |  |  |  |  | 0.032835 | 0
48533 | BYU_GT3_8060 | 3 | Houston | YES | 0.001818 | 67 | 0 | 67 |  | 1.0362 | Cogen | 1 | 0.032835 | 0 | 0 |  |  |  |  | 0.032835 | 0
48534 | BYU_GT4_8065 | 4 | Houston | YES | 0.001818 | 65 | 0 | 65 |  | 1.0362 | Cogen | 1 | 0.032835 | 0 | 0 |  |  |  |  | 0.032835 | 0
48691 | GBY_73741085 | B | Houston | YES | 0.001827 | 37.6 | 20 | 47 | 0 | 1.0362 | GGT | 1 | 0.032844 | 47 | 47 |  |  |  |  | 0.032844 | 1.5437
48691 | GBY_73741085 | A | Houston | YES | 0.001827 | 37.6 | 20 | 47 | 0 | 1.0362 | GGT | 1 | 0.032844 | 47 | 47 |  |  |  |  | 0.032844 | 1.5437
48692 | GBY_81821075 | D | Houston | YES | 0.001827 | 44 | 20 | 55 | 0 | 1.0362 | GGT | 1 | 0.032844 | 55 | 55 |  |  |  |  | 0.032844 | 1.8064
48692 | GBY_81821075 | C | Houston | YES | 0.001827 | 37.6 | 20 | 47 | 0 | 1.0362 | GGT | 1 | 0.032844 | 47 | 47 |  |  |  |  | 0.032844 | 1.5437
48693 | GBY_83841065 | F | Houston | YES | 0.001827 | 43.2 | 20 | 54 | 0 | 1.0362 | GGT | 1 | 0.032844 | 54 | 54 |  |  |  |  | 0.032844 | 1.7736
48693 | GBY_83841065 | E | Houston | YES | 0.001827 | 45.6 | 20 | 57 | 0 | 1.0362 | GGT | 1 | 0.032844 | 57 | 57 |  |  |  |  | 0.032844 | 1.8721
48841 | SJS_GT1_GT1 | 1 | Houston | YES | 0.00183 | 62.4 | 49 | 78 | 0 | 1.0362 | Cogen | 1 | 0.032847 | 0 | 0 |  |  |  |  | 0.032847 | 0
48842 | SJS_GT2_GT2 | 2 | Houston | YES | 0.00183 | 64.8 | 49 | 81 | 0 | 1.0362 | Cogen | 1 | 0.032847 | 0 | 0 |  |  |  |  | 0.032847 | 0
48641 | DPEC_GT15040 | 1 | Houston | YES | 0.001832 | 163.2 | 98 | 163.2 | 0 | 1.0319 | CC | 1 | 0.032849 | 163.2 | 163.2 |  |  |  |  | 0.032849 | 5.361
48642 | DPEC_GT25025 | 2 | Houston | YES | 0.001832 | 157.1 | 98 | 157.1 | 0 | 1.0319 | CC | 1 | 0.032849 | 157.1 | 157.1 |  |  |  |  | 0.032849 | 5.1606
48643 | DPEC_GT35010 | 3 | Houston | YES | 0.001832 | 157.5 | 98 | 157.5 | 0 | 1.0319 | CC | 1 | 0.032849 | 157.5 | 157.5 |  |  |  |  | 0.032849 | 5.1737
48644 | DPEC_GT45070 | 4 | Houston | YES | 0.001832 | 157 | 98 | 157 | 0 | 1.0319 | CC | 1 | 0.032849 | 157 | 157 |  |  |  |  | 0.032849 | 5.1573
48645 | DPEC_ST55065 | 5 | Houston | YES | 0.001832 | 282 | 0 | 282 | 0 | 1.0319 | CC | 1 | 0.032849 | 282 | 282 |  |  |  |  | 0.032849 | 9.2634
48761 | PR_GT1__9040 | 1 | Houston | YES | 0.001836 | 26 | 0 | 35 |  | 1 | Cogen | 1 | 0.032853 | 0 | 0 |  |  |  |  | 0.032853 | 0
48855 | SRB_GT211035 | B1 | Houston | YES | 0.001838 | 0 | 0 | 18 |  | 1.014 | GGT | 1 | 0.032855 | 18 | 18 |  |  |  |  | 0.032855 | 0.59139
48855 | SRB_GT211035 | B2 | Houston | YES | 0.001838 | 0 | 0 | 12 |  | 1.014 | GGT | 1 | 0.032855 | 12 | 12 |  |  |  |  | 0.032855 | 0.39426
48551 | CAL_GT1_8045 | 1 | Houston | YES | 0.001839 | 149 | 0 | 149 | 0 | 1.0326 | Cogen | 1 | 0.032856 | 0 | 0 |  |  |  |  | 0.032856 | 0
48552 | CAL_ST1_8000 | 2 | Houston | YES | 0.001839 | 65.1 | 0 | 65.1 | 0 | 1.0326 | Cogen | 1 | 0.032856 | 0 | 0 |  |  |  |  | 0.032856 | 0
48851 | SRB_GN1_1 | 1 | Houston | YES | 0.001839 | 132 | 26 | 165 | 0 | 1.0217 | GST | 1 | 0.032856 | 165 | 165 |  |  |  |  | 0.032856 | 5.4213
48852 | SRB_GN2_2 | 2 | Houston | YES | 0.001839 | 140.8 | 26 | 176 | 0 | 1.0217 | GST | 1 | 0.032856 | 176 | 176 |  |  |  |  | 0.032856 | 5.7827
48853 | SRB_GN3_3 | 3 | Houston | YES | 0.001839 | 170.4 | 35 | 213 |  | 1.0326 | GST | 1 | 0.032856 | 213 | 213 |  |  |  |  | 0.032856 | 6.9984
48611 | DIB_GT1_8080 | 1 | Houston | YES | 0.00184 | 64 | 0 | 64 | 0 | 1.0326 | Cogen | 1 | 0.032857 | 0 | 0 |  |  |  |  | 0.032857 | 0
48612 | DIB_GT2_8075 | 2 | Houston | YES | 0.00184 | 63.2 | 0 | 63.2 | 0 | 1.0326 | Cogen | 1 | 0.032857 | 0 | 0 |  |  |  |  | 0.032857 | 0
48613 | DIB_ST1_8085 | 3 | Houston | YES | 0.00184 | 67.9 | 30 | 82.6 | 0 | 1.0326 | Cogen | 1 | 0.032857 | 0 | 0 |  |  |  |  | 0.032857 | 0
48614 | DIB_GT3_8090 | 4 | Houston | YES | 0.00184 | 73.6 | 15 | 73.6 | 0 | 1.0326 | Cogen | 1 | 0.032857 | 0 | 0 |  |  |  |  | 0.032857 | 0
48740 | PSG_GN2_8050 | 1 | Houston | YES | 0.00184 | 182 | 60 | 182 | 0 | 1.0326 | Cogen | 1 | 0.032857 | 0 | 0 |  |  |  |  | 0.032857 | 0
48741 | PSG_GT2_8040 | 1 | Houston | YES | 0.00184 | 158.6 | 50 | 158.6 | 0 | 1.0326 | Cogen | 1 | 0.032857 | 0 | 0 |  |  |  |  | 0.032857 | 0
48742 | PSG_GT3_8060 | 1 | Houston | YES | 0.00184 | 157 | 50 | 157 | 0 | 1.0326 | Cogen | 1 | 0.032857 | 0 | 0 |  |  |  |  | 0.032857 | 0
48845 | SOL_GT1 | 1 | Houston | YES | 0.00184 | 16.2 | 15.4 | 16.2 |  | 1.0326 | Solar | 1 | 0.032857 | 16.2 | 16.2 |  |  |  |  | 0.032857 | 0.53229
48854 | SRB_GN4_4 | 4 | Houston | YES | 0.00184 | 182.4 | 35 | 228 | 0 | 1.0326 | GST | 1 | 0.032857 | 228 | 228 |  |  |  |  | 0.032857 | 7.4914
48820 | SHELLG1_3015 | 1 | Houston | YES | 0.001844 | 71 | 34.5 | 71 |  | 1.029 | Cogen | 1 | 0.032861 | 0 | 0 |  |  |  |  | 0.032861 | 0
48821 | SHELLG2 | 2 | Houston | YES | 0.001844 | 72 | 34.5 | 72 |  | 1.029 | Cogen | 1 | 0.032861 | 0 | 0 |  |  |  |  | 0.032861 | 0
48822 | SHELLG3_3020 | 2 | Houston | YES | 0.001844 | 30 | 0 | 30 |  | 1.029 | Cogen | 1 | 0.032861 | 0 | 0 |  |  |  |  | 0.032861 | 0
48822 | SHELLG3_3020 | 1 | Houston | YES | 0.001844 | 39 | 0 | 39 |  | 1.029 | Cogen | 1 | 0.032861 | 0 | 0 |  |  |  |  | 0.032861 | 0
48500 | APD_GT1_8005 | 1 | Houston | YES | 0.00185 | 137.6 | 54.6 | 137.6 | 0 | 1.0362 | Cogen | 1 | 0.032867 | 0 | 0 |  |  |  |  | 0.032867 | 0
48511 | LPE_GT1_8070 | 1 | Houston | YES | 0.00185 | 42 | 0 | 42 | 0 | 1.0362 | GGT | 1 | 0.032867 | 42 | 42 |  |  |  |  | 0.032867 | 1.3804
48512 | LPE_GT2_8075 | 2 | Houston | YES | 0.00185 | 42 | 0 | 42 | 0 | 1.0362 | GGT | 1 | 0.032867 | 42 | 42 |  |  |  |  | 0.032867 | 1.3804
48513 | LPE_GT3_8080 | 3 | Houston | YES | 0.00185 | 39 | 0 | 39 | 0 | 1.0362 | GGT | 1 | 0.032867 | 39 | 39 |  |  |  |  | 0.032867 | 1.2818
48514 | LPE_GT4_8085 | 4 | Houston | YES | 0.00185 | 39 | 0 | 39 | 0 | 1.0362 | GGT | 1 | 0.032867 | 39 | 39 |  |  |  |  | 0.032867 | 1.2818
48593 | CHE_GT1_8015 | 1 | Houston | YES | 0.001852 | 173 | 50 | 173 | 0 | 1.0362 | Cogen | 1 | 0.032869 | 0 | 0 |  |  |  |  | 0.032869 | 0
48594 | CHE_GN4_8025 | 4 | Houston | YES | 0.001852 | 142 | 60 | 142 | 0 | 1.0362 | Cogen | 1 | 0.032869 | 0 | 0 |  |  |  |  | 0.032869 | 0
48873 | THW_ST3_ST_3 | 3 | Houston | YES | 0.001861 | 107 | 19 | 107 | 0 | 1.0435 | CC | 1 | 0.032878 | 107 | 107 |  |  |  |  | 0.032878 | 3.518
48874 | THW_ST4_ST_4 | 4 | Houston | YES | 0.001861 | 108 | 19 | 108 | 0 | 1.0435 | CC | 1 | 0.032878 | 108 | 108 |  |  |  |  | 0.032878 | 3.5508
48875 | THW_3132 | A | Houston | YES | 0.001861 | 55 | 5 | 55 | 0 | 1.0435 | CC | 1 | 0.032878 | 55 | 55 |  |  |  |  | 0.032878 | 1.8083
48875 | THW_3132 | B | Houston | YES | 0.001861 | 53 | 5 | 53 | 0 | 1.0435 | CC | 1 | 0.032878 | 53 | 53 |  |  |  |  | 0.032878 | 1.7425
48877 | THW_3334 | C | Houston | YES | 0.001861 | 55 | 5 | 55 | 0 | 1.0435 | CC | 1 | 0.032878 | 55 | 55 |  |  |  |  | 0.032878 | 1.8083
48877 | THW_3334 | D | Houston | YES | 0.001861 | 57 | 5 | 57 | 0 | 1.0435 | CC | 1 | 0.032878 | 57 | 57 |  |  |  |  | 0.032878 | 1.8741
48879 | THW_4142 | E | Houston | YES | 0.001861 | 56 | 5 | 56 | 0 | 1.0435 | CC | 1 | 0.032878 | 56 | 56 |  |  |  |  | 0.032878 | 1.8412
48879 | THW_4142 | F | Houston | YES | 0.001861 | 55 | 5 | 55 | 0 | 1.0435 | CC | 1 | 0.032878 | 55 | 55 |  |  |  |  | 0.032878 | 1.8083
48881 | THW_4344 | G | Houston | YES | 0.001861 | 58 | 5 | 58 | 0 | 1.0435 | CC | 1 | 0.032878 | 58 | 58 |  |  |  |  | 0.032878 | 1.9069
48881 | THW_4344 | H | Houston | YES | 0.001861 | 58 | 5 | 58 | 0 | 1.0435 | CC | 1 | 0.032878 | 58 | 58 |  |  |  |  | 0.032878 | 1.9069
48582 | CBY_GN2_2 | 2 | Houston | YES | 0.001866 | 596.8 | 110 | 746 | 0 | 1.0435 | GSC | 1 | 0.032883 | 746 | 746 |  |  |  |  | 0.032883 | 24.5308
49803 | EXN_15GT | 1 | Houston | YES | 0.00187 | 33 | 8.3 | 34 |  | 1.0326 | Cogen | 1 | 0.032887 | 0 | 0 |  |  |  |  | 0.032887 | 0
49804 | EXN_16GT | 2 | Houston | YES | 0.00187 | 32 | 8.3 | 34.7 |  | 1.0326 | Cogen | 1 | 0.032887 | 0 | 0 |  |  |  |  | 0.032887 | 0
49805 | EXN_17GT | 3 | Houston | YES | 0.00187 | 31 | 8.3 | 32.7 |  | 1.0326 | Cogen | 1 | 0.032887 | 0 | 0 |  |  |  |  | 0.032887 | 0
49826 | EXN938GT | 5 | Houston | YES | 0.00187 | 43 | 9.2 | 45.9 |  | 1.0326 | Cogen | 1 | 0.032887 | 0 | 0 |  |  |  |  | 0.032887 | 0
49828 | EXN941GT | 10 | Houston | YES | 0.00187 | 17.7 | 5.4 | 17.7 | 0 | 1.0326 | Cogen | 1 | 0.032887 | 0 | 0 |  |  |  |  | 0.032887 | 0
49829 | EXN942GT | 11 | Houston | YES | 0.00187 | 20 | 5.4 | 20.4 | 0 | 1.0326 | Cogen | 1 | 0.032887 | 0 | 0 |  |  |  |  | 0.032887 | 0
49830 | EXN943GT | 12 | Houston | YES | 0.00187 | 19 | 5.4 | 19.9 | 0 | 1.0326 | Cogen | 1 | 0.032887 | 0 | 0 |  |  |  |  | 0.032887 | 0
49831 | EXN944GT | 13 | Houston | YES | 0.00187 | 33 | 5.4 | 35 | 0 | 1.0326 | Cogen | 1 | 0.032887 | 0 | 0 |  |  |  |  | 0.032887 | 0
49832 | EXN945GT | 9 | Houston | YES | 0.00187 | 18.5 | 9.2 | 18.5 |  | 1.0326 | Cogen | 1 | 0.032887 | 0 | 0 |  |  |  |  | 0.032887 | 0
49837 | EXN_GT | 4 | Houston | YES | 0.00187 | 81 | 21.3 | 85.4 |  | 1.0326 | Cogen | 1 | 0.032887 | 0 | 0 |  |  |  |  | 0.032887 | 0
49838 | EXN_14GT | 14 | Houston | YES | 0.00187 | 140 | 0 | 148 |  | 1.0326 | Cogen | 1 | 0.032887 | 0 | 0 |  |  |  |  | 0.032887 | 0
48883 | THW_GT1_GT_1 | B2 | Houston | YES | 0.001871 | 0 | 0 | 12 |  | 1.043 | GGT | 1 | 0.032888 | 12 | 12 |  |  |  |  | 0.032888 | 0.39466
48581 | CBY_GN1_1 | 1 | Houston | YES | 0.001875 | 595.2 | 108 | 744 | 0 | 1.0435 | GSC | 1 | 0.032892 | 744 | 744 |  |  |  |  | 0.032892 | 24.4717
48651 | EP_1_2 | 1 | Houston | YES | 0.001875 | 4 | 0 | 5 | 0 | 1.0362 | Cogen | 1 | 0.032892 | 0 | 0 |  |  |  |  | 0.032892 | 0
48651 | EP_1_2 | 2 | Houston | YES | 0.001875 | 17.7 | 10 | 21 | 0 | 1.0362 | Cogen | 1 | 0.032892 | 0 | 0 |  |  |  |  | 0.032892 | 0
48791 | PSA_GT1_8160 | 1 | Houston | YES | 0.001875 | 52 | 20.8 | 65 | 0 | 1.0362 | Cogen | 1 | 0.032892 | 0 | 0 |  |  |  |  | 0.032892 | 0
48792 | PSA_GT2_8155 | 2 | Houston | YES | 0.001875 | 52.8 | 20.3 | 66 | 0 | 1.0362 | Cogen | 1 | 0.032892 | 0 | 0 |  |  |  |  | 0.032892 | 0
48793 | PSA_GT3_8150 | 3 | Houston | YES | 0.001875 | 56 | 20.3 | 70 | 0 | 1.0362 | Cogen | 1 | 0.032892 | 0 | 0 |  |  |  |  | 0.032892 | 0
48794 | PSA_GT4_8145 | 4 | Houston | YES | 0.001875 | 52.8 | 20.3 | 66 | 0 | 1.0362 | Cogen | 1 | 0.032892 | 0 | 0 |  |  |  |  | 0.032892 | 0
48795 | PSA_GT5_8140 | 5 | Houston | YES | 0.001875 | 51.2 | 20.3 | 64 | 0 | 1.0362 | Cogen | 1 | 0.032892 | 0 | 0 |  |  |  |  | 0.032892 | 0
48796 | PSA_GN1_8165 | 1 | Houston | YES | 0.001875 | 83.2 | 43.1 | 104 | 0 | 1.0362 | Cogen | 1 | 0.032892 | 0 | 0 |  |  |  |  | 0.032892 | 0
48797 | PSA_GT6_8135 | 6 | Houston | YES | 0.001875 | 47.2 | 34.5 | 59 | 0 | 1.0362 | Cogen | 1 | 0.032892 | 0 | 0 |  |  |  |  | 0.032892 | 0
48940 | WARVUE_GT1 | G1 | Houston | YES | 0.001875 | 15 | 0 | 15 |  | 1.021 | Cogen | 1 | 0.032892 | 0 | 0 |  |  |  |  | 0.032892 | 0
48583 | CBY_GT4_1 | 1 | Houston | YES | 0.001878 | 172 | 0 | 172 | 0 | 1.027 | GSC | 1 | 0.032895 | 172 | 172 |  |  |  |  | 0.032895 | 5.658
48584 | CBY_GT4_2 | 2 | Houston | YES | 0.001878 | 172 | 0 | 172 | 0 | 1.027 | CC | 1 | 0.032895 | 172 | 172 |  |  |  |  | 0.032895 | 5.658
48585 | CBY_ST4_1 | 3 | Houston | YES | 0.001878 | 172 | 0 | 172 | 0 | 1.027 | CC | 1 | 0.032895 | 172 | 172 |  |  |  |  | 0.032895 | 5.658
48815 | CVC_GT4_8005 | 4 | Houston | YES | 0.001878 | 165 | 91.8 | 165 |  | 1.0362 | Cogen | 1 | 0.032895 | 0 | 0 |  |  |  |  | 0.032895 | 0
48595 | BTE_GT2_8075 | 1 | Houston | YES | 0.001886 | 162.8 | 130 | 162.8 | 0 | 1.0261 | CC | 1 | 0.032903 | 162.8 | 162.8 |  |  |  |  | 0.032903 | 5.3566
48596 | BTE_GT3_8045 | 2 | Houston | YES | 0.001886 | 161.4 | 130 | 161.4 | 0 | 1.0261 | CC | 1 | 0.032903 | 161.4 | 161.4 |  |  |  |  | 0.032903 | 5.3106
48597 | BTE_GT4_8055 | 3 | Houston | YES | 0.001886 | 158.9 | 130 | 158.9 | 0 | 1.0261 | CC | 1 | 0.032903 | 158.9 | 158.9 |  |  |  |  | 0.032903 | 5.2283
48598 | BTE_ST1_8070 | 4 | Houston | YES | 0.001886 | 269.2 | 60 | 269.2 | 0 | 1.0261 | CC | 1 | 0.032903 | 269.2 | 269.2 |  |  |  |  | 0.032903 | 8.8575
48690 | GBY_GN5_5 | 5 | Houston | YES | 0.001889 | 318.4 | 81 | 398 |  | 1.0362 | GSC | 1 | 0.032906 | 398 | 398 |  |  |  |  | 0.032906 | 13.0966
48885 | THW_5152 | B | Houston | YES | 0.001892 | 47.2 | 5 | 59 |  | 1.0319 | GGT | 1 | 0.032909 | 59 | 59 |  |  |  |  | 0.032909 | 1.9416
48885 | THW_5152 | A | Houston | YES | 0.001892 | 46.4 | 5 | 58 |  | 1.0319 | GGT | 1 | 0.032909 | 58 | 58 |  |  |  |  | 0.032909 | 1.9087
48886 | THW_5354 | D | Houston | YES | 0.001892 | 46.4 | 5 | 58 |  | 1.0319 | GGT | 1 | 0.032909 | 58 | 58 |  |  |  |  | 0.032909 | 1.9087
48886 | THW_5354 | C | Houston | YES | 0.001892 | 45.6 | 5 | 57 |  | 1.0319 | GGT | 1 | 0.032909 | 57 | 57 |  |  |  |  | 0.032909 | 1.8758
48887 | THW_5556 | E | Houston | YES | 0.001892 | 47.2 | 5 | 59 |  | 1.0319 | GGT | 1 | 0.032909 | 59 | 59 |  |  |  |  | 0.032909 | 1.9416
48887 | THW_5556 | F | Houston | YES | 0.001892 | 45.6 | 5 | 57 |  | 1.0319 | GGT | 1 | 0.032909 | 57 | 57 |  |  |  |  | 0.032909 | 1.8758
48591 | CHE_GT2_5030 | 2 | Houston | YES | 0.001937 | 173 | 50 | 173 | 0 | 1.029 | Cogen | 1 | 0.032954 | 0 | 0 |  |  |  |  | 0.032954 | 0
48811 | CVC_GT3_5045 | 3 | Houston | YES | 0.001937 | 156 | 91.8 | 156 | 0 | 1.029 | Cogen | 1 | 0.032954 | 0 | 0 |  |  |  |  | 0.032954 | 0
48812 | CVC_GT2_5020 | 2 | Houston | YES | 0.001937 | 158 | 91.8 | 158 | 0 | 1.029 | Cogen | 1 | 0.032954 | 0 | 0 |  |  |  |  | 0.032954 | 0
48813 | CVC_GT1_5035 | 1 | Houston | YES | 0.001937 | 160 | 91.8 | 160 | 0 | 1.029 | Cogen | 1 | 0.032954 | 0 | 0 |  |  |  |  | 0.032954 | 0
48814 | CVC_ST5_5040 | 1 | Houston | YES | 0.001937 | 162 | 91.8 | 162 | 0 | 1.029 | Cogen | 1 | 0.032954 | 0 | 0 |  |  |  |  | 0.032954 | 0
48671 | FTR_GT1_5105 | 1 | North | YES | 0.002335 | 154.2 | 0 | 154.2 | 0 | 1.0319 | CC | 1 | 0.033352 | 154.2 | 154.2 | 0.36006 | 154.2 |  |  | 0.033352 | 5.1429
48672 | FTR_GT2_5110 | 2 | North | YES | 0.002335 | 159 | 0 | 159 | 0 | 1.0319 | CC | 1 | 0.033352 | 159 | 159 | 0.37127 | 159 |  |  | 0.033352 | 5.303
48673 | FTR_GT3_5085 | 3 | North | YES | 0.002335 | 158 | 0 | 158 | 0 | 1.0319 | CC | 1 | 0.033352 | 158 | 158 | 0.36893 | 158 |  |  | 0.033352 | 5.2696
48674 | FTR_CN4_5095 | 4 | North | YES | 0.002335 | 380 | 0 | 380 | 0 | 1.0319 | CC | 1 | 0.033352 | 380 | 380 | 0.8873 | 380 |  |  | 0.033352 | 12.6738
32883 | BRYN_DNSBY3 | 1 | North | YES | 0.002405 | 0 | 2 | 48 |  | 1.015 | GST | 1 | 0.033422 | 48 | 48 | 0.11544 | 48 |  |  | 0.033422 | 1.6043
32884 | BRYN_DNSBY13 | 1 | North | YES | 0.002405 | 46 | 2 | 46 | 0 | 1.015 | GST | 1 | 0.033422 | 46 | 46 | 0.11063 | 46 |  |  | 0.033422 | 1.5374
32892 | BRYN_DNSBY14 | 1 | North | YES | 0.002405 | 84 | 25 | 105 | 0 | 1.035 | GST | 1 | 0.033422 | 105 | 105 | 0.25252 | 105 |  |  | 0.033422 | 3.5093
3416 | LAKE_CRK1_G | 1 | North | YES | 0.002411 | 60 | 33 | 75 |  | 1.029 | GST | 1 | 0.033428 | 75 | 75 | 0.18083 | 75 |  |  | 0.033428 | 2.5071
3417 | LAKE_CRK2_G | 2 | North | YES | 0.002411 | 177.6 | 40 | 222 | 0 | 1.029 | GST | 1 | 0.033428 | 222 | 222 | 0.53524 | 222 |  |  | 0.033428 | 7.421
32886 | BRYN_ATKINS3 | MB | North | YES | 0.002411 | 0 | 5 | 12 |  | 1 | GST | 1 | 0.033428 | 0 | 0 | 0 | 0 |  |  | 0.033428 | 0
32887 | BRYN_ATKINS6 | MB | North | YES | 0.002411 | 0 | 12 | 51 |  | 1.028 | GST | 1 | 0.033428 | 0 | 0 | 0 | 0 |  |  | 0.033428 | 0
32888 | BRYN_ATKINS7 | 1 | North | YES | 0.002411 | 13.6 | 4 | 17 |  | 1.028 | GGT | 1 | 0.033428 | 17 | 17 | 0.040987 | 17 |  |  | 0.033428 | 0.56828
32890 | BRYN_ATKINS4 | MB | North | YES | 0.002411 | 0 | 5 | 22 |  | 1.031 | GST | 1 | 0.033428 | 0 | 0 | 0 | 0 |  |  | 0.033428 | 0
32891 | BRYN_ATKINS5 | MB | North | YES | 0.002411 | 0 | 5 | 25 |  | 1.031 | GST | 1 | 0.033428 | 0 | 0 | 0 | 0 |  |  | 0.033428 | 0
32798 | BRYN_TAMUGEN | 1 | North | YES | 0.002414 | 32 | 0 | 32 |  | 1.02 | GST | 1 | 0.033431 | 32 | 32 | 0.077248 | 32 |  |  | 0.033431 | 1.0698
990 | GIBN_CREK_G1 | 1 | North | YES | 0.002417 | 463 | 200 | 463 | 0 | 1.0275 | LIGCO | 1 | 0.033434 | 0 | 463 | 1.1191 | 463 |  |  | 0.033434 | 15.48
251 | BOSQUESW803 | 2 | North | YES | 0.002497 | 150 | 0 | 150 | 0 | 1.032 | CC | 1 | 0.033514 | 150 | 150 | 0.37455 | 150 |  |  | 0.033514 | 5.0271
253 | BOSQUESW804 | 2 | North | YES | 0.002497 | 80 | 0 | 80 | 0 | 1.032 | CC | 1 | 0.033514 | 80 | 80 | 0.19976 | 80 |  |  | 0.033514 | 2.6811
238 | BOSQUESW505 | 1 | North | YES | 0.002509 | 255 | 0 | 255 | 0 | 1.02 | CC | 1 | 0.033526 | 255 | 255 | 0.6398 | 255 |  |  | 0.033526 | 8.5492
239 | BOSQUESW502 | 1 | North | YES | 0.002509 | 119.2 | 0 | 149 | 0 | 1.02 | GGT | 1 | 0.033526 | 149 | 149 | 0.37384 | 149 |  |  | 0.033526 | 4.9954
247 | BOSQUESW501 | 2 | North | YES | 0.002509 | 124.8 | 0 | 156 | 0 | 1.02 | GGT | 1 | 0.033526 | 156 | 156 | 0.3914 | 156 |  |  | 0.033526 | 5.2301
3403 | THOUSE_1G | 1 | North | YES | 0.002524 | 563 | 200 | 563 | 0 | 1.012 | GSC | 1 | 0.033541 | 563 | 563 | 1.421 | 563 |  |  | 0.033541 | 18.8836
3404 | THOUSE_2G | 2 | North | YES | 0.002524 | 807 | 250 | 807 | 0 | 1.012 | GSC | 1 | 0.033541 | 807 | 807 | 2.0369 | 807 |  |  | 0.033541 | 27.0677
39960 | TNTNPONE_18 | 1 | North | YES | 0.002682 | 152.3 | 30 | 152.3 |  | 1.04 | LIGCO | 1 | 0.033699 | 0 | 152.3 | 0.40847 | 152.3 |  |  | 0.033699 | 5.1324
39970 | TNTNPONE_28 | 1 | North | YES | 0.002682 | 153 | 30 | 153 |  | 1.04 | LIGCO | 1 | 0.033699 | 0 | 153 | 0.41035 | 153 |  |  | 0.033699 | 5.156
48721 | LEG_1___1 | 1 | North | YES | 0.002788 | 827 | 357 | 827 | 0 | 1.0348 | LIGCO | 1 | 0.033805 | 0 | 827 | 2.3057 | 827 |  |  | 0.033805 | 27.9568
48722 | LEG_2___2 | 2 | North | YES | 0.002788 | 819 | 357 | 819 | 0 | 1.0348 | LIGCO | 1 | 0.033805 | 0 | 819 | 2.2834 | 819 |  |  | 0.033805 | 27.6864
244 | WHITNYDM01 | 1 | North | YES | 0.0029 | 15 | 0 | 15 | 0 | 1.035 | Hydro | 1 | 0.033917 | 0 | 0 | 0 | 0 |  |  | 0.033917 | 0
245 | WHITNYDM02 | 2 | North | YES | 0.0029 | 15 | 0 | 15 | 0 | 1.035 | Hydro | 1 | 0.033917 | 0 | 0 | 0 | 0 |  |  | 0.033917 | 0
1643 | SLSTR1PP_1G | 1 | North | YES | 0.003083 | 6 | 0 | 60 | 0 | 1.022 | Wind | 1 | 0.0341 | 0 | 60 | 0.18498 | 60 |  |  | 0.0341 | 2.046
3381 | BBRN_1G | 1 | North | YES | 0.003088 | 618 | 225 | 618 | 0 | 1.03 | LIGCO | 1 | 0.034105 | 0 | 618 | 1.9084 | 618 |  |  | 0.034105 | 21.077
3382 | BBRN_2G | 2 | North | YES | 0.003088 | 589 | 225 | 589 | 0 | 1.03 | LIGCO | 1 | 0.034105 | 0 | 589 | 1.8188 | 589 |  |  | 0.034105 | 20.0879
13131 | CALFREST_1G | 1 | North | YES | 0.003128 | 150.7 | 40 | 150.7 | 0 | 1.031 | CC | 1 | 0.034145 | 150.7 | 150.7 | 0.47139 | 150.7 |  |  | 0.034145 | 5.1457
13132 | CALFREST_2G | 2 | North | YES | 0.003128 | 151 | 57 | 151 | 0 | 1.031 | CC | 1 | 0.034145 | 151 | 151 | 0.47233 | 151 |  |  | 0.034145 | 5.1559
13133 | CALFREST_3G | 3 | North | YES | 0.003128 | 177.4 | 40 | 177.4 | 0 | 1.031 | CC | 1 | 0.034145 | 177.4 | 177.4 | 0.55491 | 177.4 |  |  | 0.034145 | 6.0573
13134 | CALFREST_4G | 4 | North | YES | 0.003136 | 151.5 | 40 | 151.5 | 0 | 1.031 | CC | 1 | 0.034153 | 151.5 | 151.5 | 0.4751 | 151.5 |  |  | 0.034153 | 5.1742
13135 | CALFREST_5G | 5 | North | YES | 0.003136 | 152.3 | 57 | 152.3 | 0 | 1.031 | CC | 1 | 0.034153 | 152.3 | 152.3 | 0.47761 | 152.3 |  |  | 0.034153 | 5.2015
13136 | CALFREST_6G | 6 | North | YES | 0.003136 | 177.5 | 40 | 177.5 | 0 | 1.031 | CC | 1 | 0.034153 | 177.5 | 177.5 | 0.55664 | 177.5 |  |  | 0.034153 | 6.0622
3126 | TRINIDAD_6G | 1 | North | YES | 0.003286 | 179.2 | 46 | 224 | 0 | 1 | GST | 1 | 0.034303 | 224 | 224 | 0.73606 | 224 |  |  | 0.034303 | 7.6839
1432 | GRHAMSES_2G | 2 | North | YES | 0.003297 | 294.9 | 90 | 366 | 0 | 1.014 | GST | 1 | 0.034314 | 366 | 366 | 1.2067 | 366 |  |  | 0.034314 | 12.559
3107 | STRYKER_1G | 1 | North | YES | 0.003321 | 145.6 | 45 | 182 | 0 | 1.029 | GST | 1 | 0.034338 | 182 | 182 | 0.60442 | 182 |  |  | 0.034338 | 6.2495
3108 | STRYKER_2G | 2 | North | YES | 0.003321 | 484 | 75 | 484 | 0 | 1.029 | GST | 1 | 0.034338 | 484 | 484 | 1.6074 | 484 |  |  | 0.034338 | 16.6196
3309 | ASPN_G | 1 | North | YES | 0.003327 | 50 | 0 | 50 |  | 1 | Bio | 1 | 0.034344 | 50 | 50 | 0.16635 | 50 |  |  | 0.034344 | 1.7172
3348 | CHAMPION_1G | MB | North | YES | 0.003329 | 0 | 42 | 42 |  | 1 | Cogen | 1 | 0.034346 | 0 | 0 | 0 | 0 |  |  | 0.034346 | 0
13116 | TGATEWAY_1G | 1 | North | YES | 0.003349 | 151 | 30 | 151 | 0 | 1.0232 | CC | 1 | 0.034366 | 151 | 151 | 0.5057 | 151 |  |  | 0.034366 | 5.1893
13117 | TGATEWAY_2G | 2 | North | YES | 0.003349 | 130 | 30 | 130 | 0 | 1.0232 | CC | 1 | 0.034366 | 130 | 130 | 0.43537 | 130 |  |  | 0.034366 | 4.4676
13118 | TGATEWAY_3G | 3 | North | YES | 0.003349 | 148 | 30 | 148 | 0 | 1.0232 | CC | 1 | 0.034366 | 148 | 148 | 0.49565 | 148 |  |  | 0.034366 | 5.0862
13119 | TGATEWAY_4G | 4 | North | YES | 0.003349 | 399 | 65 | 399 | 0 | 1.0232 | CC | 1 | 0.034366 | 399 | 399 | 1.3363 | 399 |  |  | 0.034366 | 13.7121
3097 | MARTLAKE_1G | 1 | North | YES | 0.00337 | 790 | 500 | 790 | 0 | 1.017 | LIGCO | 1 | 0.034387 | 0 | 790 | 2.6623 | 790 |  |  | 0.034387 | 27.1658
3098 | MARTLAKE_2G | 2 | North | YES | 0.00337 | 795 | 461 | 795 | 0 | 1.017 | LIGCO | 1 | 0.034387 | 0 | 795 | 2.6791 | 795 |  |  | 0.034387 | 27.3378
3099 | MARTLAKE_3G | 3 | North | YES | 0.00337 | 804 | 500 | 804 | 0 | 1.017 | LIGCO | 1 | 0.034387 | 0 | 804 | 2.7095 | 804 |  |  | 0.034387 | 27.6472
1941 | MDLTHELP_1G | 1 | North | YES | 0.003402 | 216.4 | 74 | 216.4 | 0 | 1 | CC | 1 | 0.034419 | 216.4 | 216.4 | 0.73619 | 216.4 |  |  | 0.034419 | 7.4483
1942 | MDLTHELP_2G | 2 | North | YES | 0.003402 | 216.1 | 74 | 216.1 | 0 | 1 | CC | 1 | 0.034419 | 216.1 | 216.1 | 0.73517 | 216.1 |  |  | 0.034419 | 7.438
12322 | ENNSTRAC_1G | 1 | North | YES | 0.003407 | 196 | 130 | 196 | 0 | 1.036 | CC | 1 | 0.034424 | 196 | 196 | 0.66777 | 196 |  |  | 0.034424 | 6.7471
12323 | ENNSTRAC_2G | 2 | North | YES | 0.003407 | 116 | 100 | 116 | 0 | 1.036 | CC | 1 | 0.034424 | 116 | 116 | 0.39521 | 116 |  |  | 0.034424 | 3.9932
1937 | MDLTHELP_5G | 5 | North | YES | 0.003467 | 224 | 74 | 224 | 0 | 1 | CC | 1 | 0.034484 | 224 | 224 | 0.77661 | 224 |  |  | 0.034484 | 7.7244
1938 | MDLTHELP_6G | 6 | North | YES | 0.003467 | 226 | 74 | 226 | 0 | 1 | CC | 1 | 0.034484 | 226 | 226 | 0.78354 | 226 |  |  | 0.034484 | 7.7934
1943 | MDLTHELP_3G | 3 | North | YES | 0.003467 | 212 | 74 | 212 | 0 | 1 | CC | 1 | 0.034484 | 212 | 212 | 0.735 | 212 |  |  | 0.034484 | 7.3106
1944 | MDLTHELP_4G | 4 | North | YES | 0.003467 | 211 | 74 | 211 | 0 | 1 | CC | 1 | 0.034484 | 211 | 211 | 0.73154 | 211 |  |  | 0.034484 | 7.2761
12411 | FPLEFR1A_G | 1 | North | YES | 0.003531 | 161 | 72 | 161 | 0 | 1 | CC | 1 | 0.034548 | 161 | 161 | 0.56849 | 161 |  |  | 0.034548 | 5.5622
12412 | FPLEFR1B_G | 2 | North | YES | 0.003531 | 164 | 72 | 164 | 0 | 1 | CC | 1 | 0.034548 | 164 | 164 | 0.57908 | 164 |  |  | 0.034548 | 5.6659
12413 | FPLEFR1C_G | 3 | North | YES | 0.003531 | 164 | 72 | 164 | 0 | 1 | CC | 1 | 0.034548 | 164 | 164 | 0.57908 | 164 |  |  | 0.034548 | 5.6659
12414 | FPLEFR1S_G | 4 | North | YES | 0.003531 | 414 | 191 | 414 | 0 | 1 | CC | 1 | 0.034548 | 414 | 414 | 1.4618 | 414 |  |  | 0.034548 | 14.3029
12421 | FPLEFR2A_G | 1 | North | YES | 0.003531 | 162 | 72 | 162 | 0 | 1 | CC | 1 | 0.034548 | 162 | 162 | 0.57202 | 162 |  |  | 0.034548 | 5.5968
12422 | FPLEFR2B_G | 2 | North | YES | 0.003531 | 161 | 72 | 161 | 0 | 1 | CC | 1 | 0.034548 | 161 | 161 | 0.56849 | 161 |  |  | 0.034548 | 5.5622
12423 | FPLEFR2C_G | 3 | North | YES | 0.003531 | 163 | 72 | 163 | 0 | 1 | CC | 1 | 0.034548 | 163 | 163 | 0.57555 | 163 |  |  | 0.034548 | 5.6313
12424 | FPLEFR2S_G | 4 | North | YES | 0.003531 | 415 | 191 | 415 | 0 | 1 | CC | 1 | 0.034548 | 415 | 415 | 1.4654 | 415 |  |  | 0.034548 | 14.3375
12440 | PARKD_1SVC8 | 1 | North | YES | 0.003536 | 0 | 0 | 0 | 0 | 1.007 | GST | 1 | 0.034553 | 0 | 0 | 0 | 0 |  |  | 0.034553 | 0
12449 | PARKD_2SVC8 | 1 | North | YES | 0.003536 | 0 | 0 | 0 | 0 | 1.007 | GST | 1 | 0.034553 | 0 | 0 | 0 | 0 |  |  | 0.034553 | 0
2413 | MTCK6_G | 6 | North | YES | 0.00354 | 0 | 30 | 118 |  | 1.022 | GST | 1 | 0.034557 | 118 | 118 | 0.41772 | 118 |  |  | 0.034557 | 4.0777
2414 | MTCK7_G | 7 | North | YES | 0.00354 | 0 | 30 | 115 |  | 1.022 | GST | 1 | 0.034557 | 115 | 115 | 0.4071 | 115 |  |  | 0.034557 | 3.9741
2417 | MTCK8_G | 8 | North | YES | 0.00354 | 444.8 | 60 | 556 | 0 | 1.022 | GSC | 1 | 0.034557 | 556 | 556 | 1.9682 | 556 |  |  | 0.034557 | 19.2138
1453 | WCPWRCO_1G | 1 | North | YES | 0.003541 | 204 | 50 | 204 | 0 | 1.02 | CC | 1 | 0.034558 | 204 | 204 | 0.72236 | 204 |  |  | 0.034558 | 7.0499
1454 | WCPWRCO_2G | 2 | North | YES | 0.003541 | 204 | 50 | 204 | 0 | 1.02 | CC | 1 | 0.034558 | 204 | 204 | 0.72236 | 204 |  |  | 0.034558 | 7.0499
1455 | WCPWRCO_3G | 3 | North | YES | 0.003541 | 242 | 50 | 242 |  | 1.02 | CC | 1 | 0.034558 | 242 | 242 | 0.85692 | 242 |  |  | 0.034558 | 8.3631
2451 | LKHB1_G | 1 | North | YES | 0.003548 | 0 | 80 | 391 |  | 1.022 | GST | 1 | 0.034565 | 391 | 391 | 1.3873 | 391 |  |  | 0.034565 | 13.515
2452 | LKHB2_G | 2 | North | YES | 0.003548 | 516 | 80 | 516 | 0 | 1.022 | GST | 1 | 0.034565 | 516 | 516 | 1.8308 | 516 |  |  | 0.034565 | 17.8356
948 | STEAM1 | 1 | North | YES | 0.003588 | 0 | 12 | 20 |  | 1.02 | GST | 1 | 0.034605 | 20 | 20 | 0.07176 | 20 |  |  | 0.034605 | 0.6921
949 | STEAM2 | 1 | North | YES | 0.003589 | 26 | 8 | 26 | 0 | 0.99 | GST | 1 | 0.034606 | 26 | 26 | 0.093314 | 26 |  |  | 0.034606 | 0.89976
950 | STEAM3 | 1 | North | YES | 0.003589 | 41 | 13 | 42 | 0 | 1.02 | GST | 1 | 0.034606 | 42 | 42 | 0.15074 | 42 |  |  | 0.034606 | 1.4535
837 | NEWMAN_G5 | 1 | North | YES | 0.003591 | 0 | 15 | 40 |  | 1.01 | GST | 1 | 0.034608 | 40 | 40 | 0.14364 | 40 |  |  | 0.034608 | 1.3843
842 | OLINGER_G1 | 1 | North | YES | 0.003598 | 55.4 | 20 | 79 | 0 | 1.03 | GST | 1 | 0.034615 | 79 | 79 | 0.28424 | 79 |  |  | 0.034615 | 2.7346
843 | OLINGER_G2 | 1 | North | YES | 0.003598 | 76.2 | 25 | 110 | 0 | 1.03 | GST | 1 | 0.034615 | 110 | 110 | 0.39578 | 110 |  |  | 0.034615 | 3.8077
844 | OLINGER_G3 | 1 | North | YES | 0.003598 | 103.9 | 45 | 150 | 0 | 1.03 | GST | 1 | 0.034615 | 150 | 150 | 0.5397 | 150 |  |  | 0.034615 | 5.1923
845 | OLINGER_G4 | 1 | North | YES | 0.003598 | 51.9 | 0 | 76 | 0 | 1.03 | GGT | 1 | 0.034615 | 76 | 76 | 0.27345 | 76 |  |  | 0.034615 | 2.6307
1701 | MOSES_1G | 1 | North | YES | 0.00364 | 558 | 175 | 558 | 0 | 1.023 | LIGCO | 1 | 0.034657 | 0 | 558 | 2.0311 | 558 |  |  | 0.034657 | 19.3387
1702 | MOSES_2G | 2 | North | YES | 0.00364 | 579 | 175 | 579 | 0 | 1.023 | LIGCO | 1 | 0.034657 | 0 | 579 | 2.1076 | 579 |  |  | 0.034657 | 20.0665
1703 | MOSES_3G | 3 | North | YES | 0.00364 | 808 | 463 | 808 | 0 | 1.023 | LIGCO | 1 | 0.034657 | 0 | 808 | 2.9411 | 808 |  |  | 0.034657 | 28.0029
5925 | DCEAST | EQ | North | YES | 0.00364 | 400.3 | -600 | 600 | 0 | 1.025 | DCTie | 1 | 0.034657 | 0 | 0 | 0 | 0 |  |  | 0.034657 | 0
1877 | WLFHOLW_1G | 1 | North | YES | 0.003658 | 217.3 | 89.2 | 217.3 | 0 | 1.032 | CC | 1 | 0.034675 | 217.3 | 217.3 | 0.79488 | 217.3 |  |  | 0.034675 | 7.5349
1878 | WLFHOLW_2G | 2 | North | YES | 0.003658 | 215.7 | 105 | 215.7 | 0 | 1.032 | CC | 1 | 0.034675 | 215.7 | 215.7 | 0.78903 | 215.7 |  |  | 0.034675 | 7.4794
1879 | WLFHOLW_3G | 3 | North | YES | 0.003658 | 272.4 | 89.2 | 272.4 | 0 | 1.032 | CC | 1 | 0.034675 | 272.4 | 272.4 | 0.99644 | 272.4 |  |  | 0.034675 | 9.4455
1898 | COMCHEPK_1G | 1 | North | YES | 0.003668 | 1217 | 1150 | 1217 | 0 | 1.032 | Nuc | 1 | 0.034685 | 0 | 0 | 0 | 0 |  |  | 0.034685 | 0
1899 | COMCHEPK_2G | 2 | North | YES | 0.003668 | 1159 | 1128 | 1159 | 0 | 1.032 | Nuc | 1 | 0.034685 | 0 | 0 | 0 | 0 |  |  | 0.034685 | 0
1678 | LAMARPWR_1G | 1 | North | YES | 0.003672 | 160 | 67.7 | 160 | 0 | 1.038 | CC | 1 | 0.034689 | 160 | 160 | 0.58752 | 160 |  |  | 0.034689 | 5.5503
1679 | LAMARPWR_2G | 2 | North | YES | 0.003672 | 156 | 67.7 | 156 | 0 | 1.038 | CC | 1 | 0.034689 | 156 | 156 | 0.57283 | 156 |  |  | 0.034689 | 5.4115
1680 | LAMARPWR_3G | 3 | North | YES | 0.003672 | 196 | 129.1 | 196 | 0 | 1.038 | CC | 1 | 0.034689 | 196 | 196 | 0.71971 | 196 |  |  | 0.034689 | 6.7991
1681 | LAMARPWR_4G | 4 | North | YES | 0.003672 | 156 | 67.7 | 156 | 0 | 1.038 | CC | 1 | 0.034689 | 156 | 156 | 0.57283 | 156 |  |  | 0.034689 | 5.4115
1682 | LAMARPWR_5G | 5 | North | YES | 0.003672 | 157 | 67.7 | 157 | 0 | 1.038 | CC | 1 | 0.034689 | 157 | 157 | 0.5765 | 157 |  |  | 0.034689 | 5.4462
1683 | LAMARPWR_6G | 6 | North | YES | 0.003672 | 198 | 129.1 | 198 | 0 | 1.038 | CC | 1 | 0.034689 | 198 | 198 | 0.72706 | 198 |  |  | 0.034689 | 6.8684
1675 | PEC_1G | 1 | North | YES | 0.003674 | 76.7 | 35 | 76.7 | 0 | 1.022 | Cogen | 1 | 0.034691 | 0 | 0 | 0 | 0 |  |  | 0.034691 | 0
1676 | PEC_2G | 2 | North | YES | 0.003674 | 79.6 | 35 | 79.6 | 0 | 1.022 | Cogen | 1 | 0.034691 | 0 | 0 | 0 | 0 |  |  | 0.034691 | 0
1677 | PEC_3G | 3 | North | YES | 0.003674 | 88.4 | 35 | 88.4 | 0 | 1.022 | Cogen | 1 | 0.034691 | 0 | 0 | 0 | 0 |  |  | 0.034691 | 0
1889 | DECRDOVA_1G | 1 | North | YES | 0.003683 | 779 | 255 | 779 | 0 | 1.02 | GSC | 1 | 0.0347 | 779 | 779 | 2.8691 | 779 |  |  | 0.0347 | 27.0314
1689 | VALLEY_3G | 3 | North | YES | 0.003684 | 0 | 25 | 375 |  | 1.003 | GST | 1 | 0.034701 | 375 | 375 | 1.3815 | 375 |  |  | 0.034701 | 13.0129
11691 | KMICHICT1_G | 1 | North | YES | 0.003684 | 144 | 80 | 144 | 0 | 1.026 | CC | 1 | 0.034701 | 144 | 144 | 0.5305 | 144 |  |  | 0.034701 | 4.997
11692 | KMICHICT2_G | 2 | North | YES | 0.003684 | 146 | 80 | 146 | 0 | 1.026 | CC | 1 | 0.034701 | 146 | 146 | 0.53786 | 146 |  |  | 0.034701 | 5.0664
11693 | KMICHIST3_G | 3 | North | YES | 0.003684 | 312 | 60 | 312 | 0 | 1.026 | CC | 1 | 0.034701 | 312 | 312 | 1.1494 | 312 |  |  | 0.034701 | 10.8267
11694 | KMICHICT4_G | 4 | North | YES | 0.003684 | 144 | 80 | 144 | 0 | 1.026 | CC | 1 | 0.034701 | 144 | 144 | 0.5305 | 144 |  |  | 0.034701 | 4.997
11695 | KMICHICT5_G | 5 | North | YES | 0.003684 | 148 | 80 | 148 | 0 | 1.026 | CC | 1 | 0.034701 | 148 | 148 | 0.54523 | 148 |  |  | 0.034701 | 5.1358
11696 | KMICHIST6_G | 6 | North | YES | 0.003684 | 310 | 60 | 310 | 0 | 1.026 | CC | 1 | 0.034701 | 310 | 310 | 1.142 | 310 |  |  | 0.034701 | 10.7573
2381 | NTHLK1_G | 1 | North | YES | 0.003699 | 0 | 35 | 156 |  | 1.022 | GST | 1 | 0.034716 | 156 | 156 | 0.57704 | 156 |  |  | 0.034716 | 5.4157
2382 | NTHLK2_G | 2 | North | YES | 0.003699 | 0 | 35 | 181 |  | 1.022 | GST | 1 | 0.034716 | 181 | 181 | 0.66952 | 181 |  |  | 0.034716 | 6.2836
2383 | NTHLK3_G | 3 | North | YES | 0.003699 | 0 | 50 | 329 |  | 1.022 | GST | 1 | 0.034716 | 329 | 329 | 1.217 | 329 |  |  | 0.034716 | 11.4216
2371 | COLLIN_1G | MB | North | YES | 0.003767 | 0 | 40 | 138 |  | 1.022 | GST | 1 | 0.034784 | 0 | 0 | 0 | 0 |  |  | 0.034784 | 0
1687 | VALLEY_1G | 1 | North | YES | 0.003774 | 136 | 15 | 170 | 0 | 1.029 | GST | 1 | 0.034791 | 170 | 170 | 0.64158 | 170 |  |  | 0.034791 | 5.9145
1688 | VALLEY_2G | 2 | North | YES | 0.003774 | 527 | 90 | 527 | 0 | 1.029 | GSC | 1 | 0.034791 | 527 | 527 | 1.9889 | 527 |  |  | 0.034791 | 18.3349
366 | JNSNCNTY802 | 1 | North | YES | 0.003798 | 168 | 20 | 168 | 0 | 1.02 | Cogen | 1 | 0.034815 | 0 | 0 | 0 | 0 |  |  | 0.034815 | 0
367 | JNSNCNTY802 | 2 | North | YES | 0.003798 | 90 | 20 | 90 | 0 | 1.02 | Cogen | 1 | 0.034815 | 0 | 0 | 0 | 0 |  |  | 0.034815 | 0
1948 | HANDLEY_4G | 4 | North | YES | 0.003814 | 348 | 150 | 435 | 0 | 1.022 | GST | 1 | 0.034831 | 435 | 435 | 1.6591 | 435 |  |  | 0.034831 | 15.1515
1947 | HANDLEY_3G | 3 | North | YES | 0.003825 | 316 | 100 | 395 | 0 | 1.022 | GST | 1 | 0.034842 | 395 | 395 | 1.5109 | 395 |  |  | 0.034842 | 13.7626
1949 | HANDLEY_5G | 5 | North | YES | 0.003825 | 348 | 150 | 435 | 0 | 1.022 | GST | 1 | 0.034842 | 435 | 435 | 1.6639 | 435 |  |  | 0.034842 | 15.1563
6948 | DENISNDM | 1 | North | YES | 0.003835 | 40 | 5 | 40 |  | 1.015 | Hydro | 1 | 0.034852 | 0 | 0 | 0 | 0 |  |  | 0.034852 | 0
6948 | DENISNDM | 2 | North | YES | 0.003835 | 31 | 5 | 40 |  | 1.015 | Hydro | 1 | 0.034852 | 0 | 0 | 0 | 0 |  |  | 0.034852 | 0
1892 | DECRDOVA_2G | A | North | YES | 0.003844 | 65 | 65 | 70 | 0 | 1.025 | GGT | 1 | 0.034861 | 70 | 70 | 0.26908 | 70 |  |  | 0.034861 | 2.4403
1893 | DECRDOVA_3G | B | North | YES | 0.003844 | 65 | 65 | 69 | 0 | 1.025 | GGT | 1 | 0.034861 | 69 | 69 | 0.26524 | 69 |  |  | 0.034861 | 2.4054
1894 | DECRDOVA_4G | C | North | YES | 0.003844 | 65 | 65 | 69 | 0 | 1.025 | GGT | 1 | 0.034861 | 69 | 69 | 0.26524 | 69 |  |  | 0.034861 | 2.4054
1895 | DECRDOVA_5G | D | North | YES | 0.003844 | 65 | 65 | 68 | 0 | 1.025 | GGT | 1 | 0.034861 | 68 | 68 | 0.26139 | 68 |  |  | 0.034861 | 2.3706
923 | SPENCER_G4 | 1 | North | YES | 0.004148 | 48 | 20 | 61 | 0 | 1.03 | GST | 1 | 0.035165 | 61 | 61 | 0.25303 | 61 |  |  | 0.035165 | 2.1451
924 | SPENCER_G5 | 1 | North | YES | 0.004148 | 52 | 20 | 66 | 0 | 1.03 | GST | 1 | 0.035165 | 66 | 66 | 0.27377 | 66 |  |  | 0.035165 | 2.3209
1861 | EAGLEMNT_1G | MB | North | YES | 0.004892 | 0 | 30 | 112 |  | 1.022 | GST | 1 | 0.035909 | 0 | 0 | 0 | 0 |  |  | 0.035909 | 0
1862 | EAGLEMNT_2G | MB | North | YES | 0.004892 | 0 | 40 | 100 |  | 1.022 | GST | 1 | 0.035909 | 0 | 0 | 0 | 0 |  |  | 0.035909 | 0
1863 | EAGLEMNT_3G | MB | North | YES | 0.004892 | 0 | 50 | 378 |  | 1.022 | GST | 1 | 0.035909 | 0 | 0 | 0 | 0 |  |  | 0.035909 | 0
728 | WOLFRIDGE801 | 1 | North | YES | 0.006811 | 11.2 | 0 | 112.5 | 0 | 0.99 | Wind | 1 | 0.037828 | 0 | 112.5 | 0.76624 | 112.5 |  |  | 0.037828 | 4.2557
580 | JCKCNTY801 | 1 | North | YES | 0.009571 | 288 | 0 | 288 | 0 | 1.022 | CC | 1 | 0.040588 | 288 | 288 | 2.7564 | 288 |  |  | 0.040588 | 11.6894
581 | JCKCNTY802 | 2 | North | YES | 0.009571 | 147 | 0 | 147 | 0 | 1.022 | CC | 1 | 0.040588 | 147 | 147 | 1.4069 | 147 |  |  | 0.040588 | 5.9665
582 | JCKCNTY803 | 3 | North | YES | 0.009571 | 147 | 0 | 147 | 0 | 1.022 | CC | 1 | 0.040588 | 147 | 147 | 1.4069 | 147 |  |  | 0.040588 | 5.9665
1479 | WFCOGEN_1G | 1 | North | YES | 0.010452 | 16 | 12 | 20 | 0 | 1 | Cogen | 1 | 0.041469 | 0 | 0 | 0 | 0 |  |  | 0.041469 | 0
1479 | WFCOGEN_1G | 2 | North | YES | 0.010452 | 16 | 12 | 20 | 0 | 1 | Cogen | 1 | 0.041469 | 0 | 0 | 0 | 0 |  |  | 0.041469 | 0
1482 | WFCOGEN_2G | 2 | North | YES | 0.010452 | 13.6 | 12 | 17 | 0 | 1 | Cogen | 1 | 0.041469 | 0 | 0 | 0 | 0 |  |  | 0.041469 | 0
1482 | WFCOGEN_2G | 1 | North | YES | 0.010452 | 16 | 12 | 20 | 0 | 1 | Cogen | 1 | 0.041469 | 0 | 0 | 0 | 0 |  |  | 0.041469 | 0
332 | RWMILLER01 | 1 | North | YES | 0.011354 | 58.4 | 18.5 | 73 | 0 | 1.04 | GST | 1 | 0.042371 | 73 | 73 | 0.82884 | 73 |  |  | 0.042371 | 3.0931
333 | RWMILLER02 | 2 | North | YES | 0.011354 | 95.2 | 37 | 119 | 0 | 1.04 | GST | 1 | 0.042371 | 119 | 119 | 1.3511 | 119 |  |  | 0.042371 | 5.0422
334 | RWMILLER03 | 3 | North | YES | 0.011354 | 166.4 | 65 | 208 | 0 | 1.04 | GST | 1 | 0.042371 | 208 | 208 | 2.3616 | 208 |  |  | 0.042371 | 8.8132
335 | RWMILLER04 | 4 | North | YES | 0.011354 | 81.6 | 0 | 102 | 0 | 1.04 | GST | 1 | 0.042371 | 102 | 102 | 1.1581 | 102 |  |  | 0.042371 | 4.3219
336 | RWMILLER05 | 5 | North | YES | 0.011354 | 80.8 | 0 | 101 | 0 | 1.04 | GST | 1 | 0.042371 | 101 | 101 | 1.1468 | 101 |  |  | 0.042371 | 4.2795
503 | NTHTEXAS01 | 1 | North | YES | 0.01196 | 0 | 5 | 18 |  | 1.015 | GST | 1 | 0.042977 | 18 | 18 | 0.21528 | 18 |  |  | 0.042977 | 0.77359
504 | NTHTEXAS02 | 2 | North | YES | 0.01196 | 14.4 | 5 | 18 |  | 1.015 | GST | 1 | 0.042977 | 18 | 18 | 0.21528 | 18 |  |  | 0.042977 | 0.77359
505 | NTHTEXAS03 | 3 | North | YES | 0.01196 | 30.4 | 15 | 38 |  | 1.015 | GST | 1 | 0.042977 | 38 | 38 | 0.45448 | 38 |  |  | 0.042977 | 1.6331
344 | MRSSHPRD | 1 | North | YES | 0.021771 | 0 | 0 | 12 |  | 1.03 | Hydro | 1 | 0.052788 | 0 | 0 | 0 | 0 |  |  | 0.052788 | 0
345 | MRSSHPRD01 | 2 | North | YES | 0.021771 | 0 | 0 | 12 |  | 1.03 | Hydro | 1 | 0.052788 | 0 | 0 | 0 | 0 |  |  | 0.052788 | 0
1600 | BARTNWND_1G | 1 | North | YES | 0.037256 | 12 | 0 | 120 | 0 | 1.022 | Wind | 1 | 0.068273 | 0 | 120 | 4.4707 | 120 |  |  | 0.068273 | 8.1928
1433 | GRHAMSES_1G | 1 | North | YES | 0.065814 | 242 | 60 | 242 | 0 | 1.038 | GST | 1 | 0.096831 | 242 | 242 | 15.927 | 242 |  |  | 0.096831 | 23.4331
Note on AL4: Zonal Cap - Zonal Impact

## Distributed Slack - Bound Gen
Number of Bus | Name of Bus | ID | Area Name of Gen | AGC | P Sensitivity of Bus | Gen MW | Min MW | Max MW | V Sensitivity of Bus | Set Volt | Tech Type | Zone Impact | Zone Correlation | Inc Max | Dec Max | Souce S.F. Weighting | Souce Capacity | Sink S.F. Weighting | Sink Capacity | PTDF Calc | PTDF Weighting | max of zone correlation | 0.01634 |  |  | Neg PTDF weight | Pos PTDF weight
1437 | MESQUITW_1G | 1 | North | YES | -0.014677 | 40 | 0 | 400 | 0 | 1.023 | Wind | 1 | 0.01634 | 0 | 400 | -5.8708 | 400 |  |  | 0.01634 | 6.536 |  |  |  |  | 0 | 0
1438 | MESQUITW_2G | 1 | North | YES | -0.014645 | 23.6 | 0 | 236 |  | 1.017 | Wind | 1 | 0.016372 | 0 | 236 | -3.4562 | 236 |  |  | 0.016372 | 3.8638 |  |  |  |  | 0 | 0
1442 | COKFIELD_5 | 1 | North | YES | -0.010339 | 16.5 | 0 | 165 |  | 1.029 | Wind | 1 | 0.020678 | 0 | 165 | -1.7059 | 165 |  |  | 0.020678 | 3.4119 |  |  |  |  | 0 | 0
6100 | OKLA7A | EQ | West | YES | -0.01715 | 50 | -220 | 220 | 0 | 1.035 | DCTie | -1 | 0.020956 | 0 | 0 |  |  | 0 | 0 | -0.020956 | 0 |  |  | Weighted Shift Factors |  | 0 | 0
6752 | OKLA0A | 1 | West | YES | -0.01715 | 649.7 | 175 | 649.7 | 0 | 1.035 | LIGCO | -1 | 0.020956 | 0 | 649.7 |  |  | 0 | 0 | -0.020956 | 0 |  |  | North | 0.0038062 | 0 | 0
8032 | AMISTADHYD1 | 1 | South | YES | -0.008971 | 33 | 13 | 33 | 0 | 1.03 | Hydro | 1 | 0.022046 | 0 | 0 |  |  |  |  | 0.022046 | 0 |  |  | West | -0.031017 | 0 | 0
8033 | AMISTADHYD2 | 2 | South | YES | -0.008971 | 25 | 13 | 25 | 0 | 1.03 | Hydro | 1 | 0.022046 | 0 | 0 |  |  |  |  | 0.022046 | 0 |  |  |  |  | 0 | 0
88253 | HAMILTON | F | South | YES | -0.008971 | 0 | 0 | 0 | 0 | 1.04 | BLT | 1 | 0.022046 | 0 | 0 |  |  |  |  | 0.022046 | 0 | West |  |  |  | 0 | 0
8262 | ELPS | 1 | South | YES | -0.006413 | 6 | 6 | 6 | 0 | 1.15 | Hydro | 1 | 0.024604 | 0 | 0 |  |  |  |  | 0.024604 | 0 | Line Rating |  | 186 |  | 0 | 0
1417 | SWETWATR_2G | 2 | West | YES | -0.022972 | 72 | 36 | 72 | 0 | 1.026 | CC | -1 | 0.026778 | 72 | 72 |  |  | -1.654 | 72 | -0.026778 | -1.928 | Impact Counter to Zone: |  | 0 |  | 0 | 0
1418 | SWETWATR_3G | 3 | West | YES | -0.022972 | 68 | 36 | 68 | 0 | 1.026 | CC | -1 | 0.026778 | 68 | 68 |  |  | -1.5621 | 68 | -0.026778 | -1.8209 |  |  | 0% |  | 0 | 0
1419 | SWETWATR_4G | 4 | West | YES | -0.022972 | 61 | 36 | 61 | 0 | 1.026 | CC | -1 | 0.026778 | 61 | 61 |  |  | -1.4013 | 61 | -0.026778 | -1.6335 |  |  |  |  | 0 | 0
1416 | SWETWATR_1G | 1 | West | YES | -0.022972 | 30 | 18 | 30 | 0 | 1.026 | CC | -1 | 0.026778 | 30 | 30 |  |  | -0.68916 | 30 | -0.026778 | -0.80335 | North |  |  |  | 0 | 0
11056 | ROSCOE_1G | 1 | West | YES | -0.024207 | 41.8 | 0 | 209 |  | 1 | Wind | -1 | 0.028013 | 0 | 209 |  |  | 0 | 0 | -0.028013 | 0 | Line Rating |  | 186 |  | 0 | 0
11057 | CHAMPION_1G | 1 | West | YES | -0.024207 | 25.3 | 0 | 126.5 |  | 1 | Wind | -1 | 0.028013 | 0 | 126.5 |  |  | 0 | 0 | -0.028013 | 0 | Impact Counter to Zone: |  | 0 |  | 0 | 0
11058 | PYRON_1G | 1 | West | YES | -0.024207 | 49.8 | 0 | 249 |  | 1 | Wind | -1 | 0.028013 | 0 | 249 |  |  | 0 | 0 | -0.028013 | 0 |  |  | 0% |  | 0 | 0
11059 | INADALE_1G | 1 | West | YES | -0.024207 | 39.4 | 0 | 197 |  | 1 | Wind | -1 | 0.028013 | 0 | 197 |  |  | 0 | 0 | -0.028013 | 0 |  |  |  |  | 0 | 0
7026 | L_INKSDA1_1Y | 1 | South | YES | -0.002091 | 0 | 0 | 13.7 |  | 1 | Hydro | 1 | 0.028926 | 0 | 0 |  |  |  |  | 0.028926 | 0 |  |  |  |  | 0 | 0
60058 | BUFF_GAP1A | 1 | West | YES | -0.025229 | 24 | 0 | 120 |  | 1 | Wind | -1 | 0.029035 | 0 | 120 |  |  | 0 | 0 | -0.029035 | 0 |  |  |  |  | 0 | 0
60060 | CIRELLO | 1 | West | YES | -0.025229 | 46.6 | 0 | 233 | 0 | 1 | Wind | -1 | 0.029035 | 0 | 233 |  |  | 0 | 0 | -0.029035 | 0 |  |  |  |  | 0 | 0
60063 | BUFF_GAP1B | 1 | West | YES | -0.025229 | 34 | 0 | 170.2 | 0 | 1.02 | Wind | -1 | 0.029035 | 0 | 170.2 |  |  | 0 | 0 | -0.029035 | 0 |  |  |  |  | 0 | 0
60066 | H_HOLLOW1A | 1 | West | YES | -0.025229 | 44.4 | 0 | 222 | 0 | 1.005 | Wind | -1 | 0.029035 | 0 | 222 |  |  | 0 | 0 | -0.029035 | 0 |  |  |  |  | 0 | 0
60068 | HHOLLOW21A | 1 | West | YES | -0.025229 | 36.8 | 0 | 184 | 0 | 1.025 | Wind | -1 | 0.029035 | 0 | 184 |  |  | 0 | 0 | -0.029035 | 0 |  |  |  |  | 0 | 0
60070 | HHOLLOW31A | 1 | West | YES | -0.025229 | 44.8 | 0 | 224 | 0 | 1.025 | Wind | -1 | 0.029035 | 0 | 224 |  |  | 0 | 0 | -0.029035 | 0 |  |  |  |  | 0 | 0
60072 | HHOLLOW41A | 1 | West | YES | -0.025229 | 23 | 0 | 115 | 0 | 1.025 | Wind | -1 | 0.029035 | 0 | 115 |  |  | 0 | 0 | -0.029035 | 0 |  |  |  |  | 0 | 0
7022 | L_BUCHAN1_1Y | 1 | South | YES | -0.001602 | 0 | 0 | 18 |  | 1 | Hydro | 1 | 0.029415 | 0 | 0 |  |  |  |  | 0.029415 | 0 |  |  |  |  | 0 | 0
7023 | L_BUCHAN1_2Y | 2 | South | YES | -0.001602 | 0 | 0 | 18 |  | 1 | Hydro | 1 | 0.029415 | 0 | 0 |  |  |  |  | 0.029415 | 0 |  |  |  |  | 0 | 0
7024 | L_BUCHAN1_3Y | 3 | South | YES | -0.001602 | 0 | 0 | 15 |  | 1 | Hydro | 1 | 0.029415 | 0 | 0 |  |  |  |  | 0.029415 | 0 |  |  |  |  | 0 | 0
7000 | L_FERGUS1_1Y | 1 | South | YES | -0.001293 | 400 | 65 | 423.3 | 0 | 1.015 | GSC | 1 | 0.029724 | 423.3 | 423.3 |  |  |  |  | 0.029724 | 12.5822 |  |  |  |  | 0 | 0
60202 | FRNDDRCS | F | West | YES | -0.025958 | 0 | 0 | 0 | 0 | 0.9985 | AVR | -1 | 0.029764 | 0 | 0 |  |  | 0 | 0 | -0.029764 | 0 |  |  |  |  | 0 | 0
7035 | L_WIRTZ_1G1Y | 1 | South | YES | -0.001208 | 0 | 0 | 29 |  | 1 | Hydro | 1 | 0.029809 | 0 | 0 |  |  |  |  | 0.029809 | 0 |  |  |  |  | 0 | 0
7036 | L_WIRTZ_1G2Y | 2 | South | YES | -0.001208 | 0 | 0 | 29.7 |  | 1 | Hydro | 1 | 0.029809 | 0 | 0 |  |  |  |  | 0.029809 | 0 |  |  |  |  | 0 | 0
58909 | PEARSALLSCG1 | 3 | South | YES | -0.001115 | 0 | 0 | 8.4 |  | 1.027 | Diesel | 1 | 0.029902 | 8.4 | 8.4 |  |  |  |  | 0.029902 | 0.25118 |  |  |  |  | 0 | 0
58909 | PEARSALLSCG1 | 4 | South | YES | -0.001115 | 0 | 0 | 8.4 |  | 1.027 | Diesel | 1 | 0.029902 | 8.4 | 8.4 |  |  |  |  | 0.029902 | 0.25118 |  |  |  |  | 0 | 0
58909 | PEARSALLSCG1 | 6 | South | YES | -0.001115 | 0 | 0 | 8.4 |  | 1.027 | Diesel | 1 | 0.029902 | 8.4 | 8.4 |  |  |  |  | 0.029902 | 0.25118 |  |  |  |  | 0 | 0
58909 | PEARSALLSCG1 | 5 | South | YES | -0.001115 | 0 | 0 | 8.4 |  | 1.027 | Diesel | 1 | 0.029902 | 8.4 | 8.4 |  |  |  |  | 0.029902 | 0.25118 |  |  |  |  | 0 | 0
58909 | PEARSALLSCG1 | 1 | South | YES | -0.001115 | 0 | 0 | 8.4 |  | 1.027 | Diesel | 1 | 0.029902 | 8.4 | 8.4 |  |  |  |  | 0.029902 | 0.25118 |  |  |  |  | 0 | 0
58909 | PEARSALLSCG1 | 2 | South | YES | -0.001115 | 0 | 0 | 8.4 |  | 1.027 | Diesel | 1 | 0.029902 | 8.4 | 8.4 |  |  |  |  | 0.029902 | 0.25118 |  |  |  |  | 0 | 0
58919 | PEARSALLSCG2 | 5 | South | YES | -0.001115 | 0 | 0 | 8.4 |  | 1.027 | Diesel | 1 | 0.029902 | 8.4 | 8.4 |  |  |  |  | 0.029902 | 0.25118 |  |  |  |  | 0 | 0
58919 | PEARSALLSCG2 | 6 | South | YES | -0.001115 | 0 | 0 | 8.4 |  | 1.027 | Diesel | 1 | 0.029902 | 8.4 | 8.4 |  |  |  |  | 0.029902 | 0.25118 |  |  |  |  | 0 | 0
58919 | PEARSALLSCG2 | 1 | South | YES | -0.001115 | 0 | 0 | 8.4 |  | 1.027 | Diesel | 1 | 0.029902 | 8.4 | 8.4 |  |  |  |  | 0.029902 | 0.25118 |  |  |  |  | 0 | 0
58919 | PEARSALLSCG2 | 2 | South | YES | -0.001115 | 0 | 0 | 8.4 |  | 1.027 | Diesel | 1 | 0.029902 | 8.4 | 8.4 |  |  |  |  | 0.029902 | 0.25118 |  |  |  |  | 0 | 0
58919 | PEARSALLSCG2 | 4 | South | YES | -0.001115 | 0 | 0 | 8.4 |  | 1.027 | Diesel | 1 | 0.029902 | 8.4 | 8.4 |  |  |  |  | 0.029902 | 0.25118 |  |  |  |  | 0 | 0
58919 | PEARSALLSCG2 | 3 | South | YES | -0.001115 | 0 | 0 | 8.4 |  | 1.027 | Diesel | 1 | 0.029902 | 8.4 | 8.4 |  |  |  |  | 0.029902 | 0.25118 |  |  |  |  | 0 | 0
58929 | PEARSALLSCG3 | 4 | South | YES | -0.001115 | 0 | 0 | 8.4 |  | 1.027 | Diesel | 1 | 0.029902 | 8.4 | 8.4 |  |  |  |  | 0.029902 | 0.25118 |  |  |  |  | 0 | 0
58929 | PEARSALLSCG3 | 6 | South | YES | -0.001115 | 0 | 0 | 8.4 |  | 1.027 | Diesel | 1 | 0.029902 | 8.4 | 8.4 |  |  |  |  | 0.029902 | 0.25118 |  |  |  |  | 0 | 0
58929 | PEARSALLSCG3 | 2 | South | YES | -0.001115 | 0 | 0 | 8.4 |  | 1.027 | Diesel | 1 | 0.029902 | 8.4 | 8.4 |  |  |  |  | 0.029902 | 0.25118 |  |  |  |  | 0 | 0
58929 | PEARSALLSCG3 | 5 | South | YES | -0.001115 | 0 | 0 | 8.4 |  | 1.027 | Diesel | 1 | 0.029902 | 8.4 | 8.4 |  |  |  |  | 0.029902 | 0.25118 |  |  |  |  | 0 | 0
58929 | PEARSALLSCG3 | 1 | South | YES | -0.001115 | 0 | 0 | 8.4 |  | 1.027 | Diesel | 1 | 0.029902 | 8.4 | 8.4 |  |  |  |  | 0.029902 | 0.25118 |  |  |  |  | 0 | 0
58929 | PEARSALLSCG3 | 3 | South | YES | -0.001115 | 0 | 0 | 8.4 |  | 1.027 | Diesel | 1 | 0.029902 | 8.4 | 8.4 |  |  |  |  | 0.029902 | 0.25118 |  |  |  |  | 0 | 0
58949 | PEARSALLSCG4 | 3 | South | YES | -0.001115 | 0 | 0 | 8.4 |  | 1.027 | Diesel | 1 | 0.029902 | 8.4 | 8.4 |  |  |  |  | 0.029902 | 0.25118 |  |  |  |  | 0 | 0
58949 | PEARSALLSCG4 | 2 | South | YES | -0.001115 | 0 | 0 | 8.4 |  | 1.027 | Diesel | 1 | 0.029902 | 8.4 | 8.4 |  |  |  |  | 0.029902 | 0.25118 |  |  |  |  | 0 | 0
58949 | PEARSALLSCG4 | 1 | South | YES | -0.001115 | 0 | 0 | 8.4 |  | 1.027 | Diesel | 1 | 0.029902 | 8.4 | 8.4 |  |  |  |  | 0.029902 | 0.25118 |  |  |  |  | 0 | 0
58949 | PEARSALLSCG4 | 4 | South | YES | -0.001115 | 0 | 0 | 8.4 |  | 1.027 | Diesel | 1 | 0.029902 | 8.4 | 8.4 |  |  |  |  | 0.029902 | 0.25118 |  |  |  |  | 0 | 0
58949 | PEARSALLSCG4 | 6 | South | YES | -0.001115 | 0 | 0 | 8.4 |  | 1.027 | Diesel | 1 | 0.029902 | 8.4 | 8.4 |  |  |  |  | 0.029902 | 0.25118 |  |  |  |  | 0 | 0
58949 | PEARSALLSCG4 | 5 | South | YES | -0.001115 | 0 | 0 | 8.4 |  | 1.027 | Diesel | 1 | 0.029902 | 8.4 | 8.4 |  |  |  |  | 0.029902 | 0.25118 |  |  |  |  | 0 | 0
80012 | LAR | F | South | YES | -0.000826 | 0 | 0 | 0 | 0 | 1.04 | DCTie | 1 | 0.030191 | 0 | 0 |  |  |  |  | 0.030191 | 0 |  |  |  |  | 0 | 0
80265 | LARECU40A | 4 | South | YES | -0.000826 | 80 | 0 | 100 |  | 1.039 | GGT | 1 | 0.030191 | 100 | 100 |  |  |  |  | 0.030191 | 3.0191 |  |  |  |  | 0 | 0
80266 | LARECU50A | 5 | South | YES | -0.000826 | 80 | 0 | 100 |  | 1.039 | GGT | 1 | 0.030191 | 100 | 100 |  |  |  |  | 0.030191 | 3.0191 |  |  |  |  | 0 | 0
7028 | L_MARBFA1_1Y | 1 | South | YES | -0.000806 | 0 | 0 | 18 |  | 1 | Hydro | 1 | 0.030211 | 0 | 0 |  |  |  |  | 0.030211 | 0 |  |  |  |  | 0 | 0
7029 | L_MARBFA1_2Y | 2 | South | YES | -0.000806 | 0 | 0 | 18 |  | 1 | Hydro | 1 | 0.030211 | 0 | 0 |  |  |  |  | 0.030211 | 0 |  |  |  |  | 0 | 0
5892 | PEARSALLGEN3 | 1 | South | YES | -0.000765 | 19.1 | 6 | 23.9 | 0 | 1.0226 | GST | 1 | 0.030252 | 23.9 | 23.9 |  |  |  |  | 0.030252 | 0.72303 |  |  |  |  | 0 | 0
5890 | PEARSALLGEN1 | 1 | South | YES | -0.000765 | 19.2 | 6 | 24 | 0 | 1.0226 | GST | 1 | 0.030252 | 24 | 24 |  |  |  |  | 0.030252 | 0.72605 |  |  |  |  | 0 | 0
5891 | PEARSALLGEN2 | 1 | South | YES | -0.000765 | 19.4 | 6 | 24.3 | 0 | 1.0226 | GST | 1 | 0.030252 | 24.3 | 24.3 |  |  |  |  | 0.030252 | 0.73513 |  |  |  |  | 0 | 0
71051 | L_BITTCR1_1N | W1 | West | YES | -0.026563 | 7.5 | 0 | 37.5 |  | 1.02 | Wind | -1 | 0.030369 | 0 | 37.5 |  |  | 0 | 0 | -0.030369 | 0 |  |  |  |  | 0 | 0
71054 | L_SWEETW1_1N | W1 | West | YES | -0.026563 | 21.5 | 0 | 107.5 |  | 1.02 | Wind | -1 | 0.030369 | 0 | 107.5 |  |  | 0 | 0 | -0.030369 | 0 |  |  |  |  | 0 | 0
71057 | L_SWEETW1_2N | W1 | West | YES | -0.026563 | 27 | 0 | 135 |  | 1.02 | Wind | -1 | 0.030369 | 0 | 135 |  |  | 0 | 0 | -0.030369 | 0 |  |  |  |  | 0 | 0
71059 | L_SWEETW1_3N | W1 | West | YES | -0.026563 | 23.8 | 0 | 119 | 0 | 1.02 | Wind | -1 | 0.030369 | 0 | 119 |  |  | 0 | 0 | -0.030369 | 0 |  |  |  |  | 0 | 0
71060 | L_SWEETW1_4N | W1 | West | YES | -0.026563 | 21 | 0 | 105 | 0 | 1.02 | Wind | -1 | 0.030369 | 0 | 105 |  |  | 0 | 0 | -0.030369 | 0 |  |  |  |  | 0 | 0
71061 | L_SWEETW1_5N | W1 | West | YES | -0.026563 | 16.1 | 0 | 80.5 | 0 | 1.02 | Wind | -1 | 0.030369 | 0 | 80.5 |  |  | 0 | 0 | -0.030369 | 0 |  |  |  |  | 0 | 0
88299 | ZAPATA | F | South | YES | -0.000279 | 0 | 0 | 0 | 0 | 1.02 | BLT | 1 | 0.030738 | 0 | 0 |  |  |  |  | 0.030738 | 0 |  |  |  |  | 0 | 0
8139 | JOS #1 | MB | South | YES | 0 | 0 | 45 | 255 |  | 1.02 | GST | 1 | 0.031017 | 0 | 0 |  |  |  |  | 0.031017 | 0 |  |  |  |  | 0 | 0
8285 | LAR #1 | MB | South | YES | 0 | 0 | 9 | 32 |  | 1.0497 | GST | 1 | 0.031017 | 0 | 0 |  |  |  |  | 0.031017 | 0 |  |  |  |  | 0 | 0
8287 | LAR #2 | MB | South | YES | 0 | 0 | 9 | 32 |  | 1.04 | GST | 1 | 0.031017 | 0 | 0 |  |  |  |  | 0.031017 | 0 |  |  |  |  | 0 | 0
8288 | LAR #3 | MB | South | YES | 0 | 0 | 25 | 105 |  | 1.04 | GST | 1 | 0.031017 | 0 | 0 |  |  |  |  | 0.031017 | 0 |  |  |  |  | 0 | 0
8388 | BATES0A | MB | South | YES | 0 | 0 | 21 | 71 |  | 1.033 | GST | 1 | 0.031017 | 0 | 0 |  |  |  |  | 0.031017 | 0 |  |  |  |  | 0 | 0
8393 | BATES0B | MB | South | YES | 0 | 0 | 25 | 110 |  | 1.03 | GST | 1 | 0.031017 | 0 | 0 |  |  |  |  | 0.031017 | 0 |  |  |  |  | 0 | 0
8437 | NUECES_B0C | MB | South | YES | 0 | 0 | 7 | 30 |  | 1.03 | GST | 1 | 0.031017 | 0 | 0 |  |  |  |  | 0.031017 | 0 |  |  |  |  | 0 | 0
8438 | NUECES_B0B | MB | South | YES | 0 | 0 | 26 | 169 |  | 1.03 | GST | 1 | 0.031017 | 0 | 0 |  |  |  |  | 0.031017 | 0 |  |  |  |  | 0 | 0
39190 | TNSLCGN1__8 | 1 | Houston | YES | 0 | 0 | 10 | 30 |  | 1.03 | Cogen | 1 | 0.031017 | 0 | 0 |  |  |  |  | 0.031017 | 0 |  |  |  |  | 0 | 0
5934 | SI_RAY5 | 5 | South | YES | 0 | 0 | 10 | 15 |  | 1.035 | GST | 1 | 0.031017 | 15 | 15 |  |  |  |  | 0.031017 | 0.46526 |  |  |  |  | 0 | 0
5728 | FALCONHYDRO2 | 2 | South | YES | 9.2e-05 | 12 | 0 | 12 | 0 | 1.0234 | Hydro | 1 | 0.031109 | 0 | 0 |  |  |  |  | 0.031109 | 0 |  |  |  |  | 0 | 0
5729 | FALCONHYDRO3 | 3 | South | YES | 9.2e-05 | 11 | 0 | 11 | 0 | 1.0234 | Hydro | 1 | 0.031109 | 0 | 0 |  |  |  |  | 0.031109 | 0 |  |  |  |  | 0 | 0
8048 | FALCONHYDRO1 | 1 | South | YES | 9.2e-05 | 12 | 0 | 12 | 0 | 1.0234 | Hydro | 1 | 0.031109 | 0 | 0 |  |  |  |  | 0.031109 | 0 |  |  |  |  | 0 | 0
88508 | FALFURRI | F | South | YES | 0.000152 | 0 | 0 | 0 | 0 | 1 | AVR | 1 | 0.031169 | 0 | 0 |  |  |  |  | 0.031169 | 0 |  |  |  |  | 0 | 0
76091 | L_DIVIDE1_1N | W1 | West | YES | -0.027383 | 22.5 | 0 | 112.5 |  | 1.02 | Wind | -1 | 0.031189 | 0 | 112.5 |  |  | 0 | 0 | -0.031189 | 0 |  |  |  |  | 0 | 0
76095 | L_CAPRSI1_1N | W1 | West | YES | -0.027383 | 29.9 | 0 | 149.5 | 0 | 1.02 | Wind | -1 | 0.031189 | 0 | 149.5 |  |  | 0 | 0 | -0.031189 | 0 |  |  |  |  | 0 | 0
76096 | L_CAPRSI1_2N | W1 | West | YES | -0.027383 | 37.2 | 0 | 186 | 0 | 1.02 | Wind | -1 | 0.031189 | 0 | 186 |  |  | 0 | 0 | -0.031189 | 0 |  |  |  |  | 0 | 0
76097 | L_CAPRGE1_1N | W1 | West | YES | -0.027383 | 42.9 | 0 | 214.5 | 0 | 1.02 | Wind | -1 | 0.031189 | 0 | 214.5 |  |  | 0 | 0 | -0.031189 | 0 |  |  |  |  | 0 | 0
7031 | L_MARSFO1G1Y | 1 | South | YES | 0.0002 | 0 | 0 | 36 |  | 1 | Hydro | 1 | 0.031217 | 0 | 0 |  |  |  |  | 0.031217 | 0 |  |  |  |  | 0 | 0
7032 | L_MARSFO1G2Y | 2 | South | YES | 0.0002 | 0 | 0 | 35 |  | 1 | Hydro | 1 | 0.031217 | 0 | 0 |  |  |  |  | 0.031217 | 0 |  |  |  |  | 0 | 0
7033 | L_MARSFO1G3Y | 3 | South | YES | 0.0002 | 0 | 0 | 36 |  | 1 | Hydro | 1 | 0.031217 | 0 | 0 |  |  |  |  | 0.031217 | 0 |  |  |  |  | 0 | 0
76031 | L_GASCCR1_1N | W1 | West | YES | -0.027536 | 30 | 0 | 150 | 0 | 1.02 | Wind | -1 | 0.031342 | 0 | 150 |  |  | 0 | 0 | -0.031342 | 0 |  |  |  |  | 0 | 0
5268 | LEON_LCPCT3 | 3 | South | YES | 0.000353 | 43 | 24 | 43 | 0 | 1.0197 | GGT | 1 | 0.03137 | 43 | 43 |  |  |  |  | 0.03137 | 1.3489 |  |  |  |  | 0 | 0
5266 | LEON_LCPCT1 | 1 | South | YES | 0.000353 | 44 | 24 | 44 | 0 | 1.0197 | GGT | 1 | 0.03137 | 44 | 44 |  |  |  |  | 0.03137 | 1.3803 |  |  |  |  | 0 | 0
5267 | LEON_LCPCT2 | 2 | South | YES | 0.000353 | 44 | 24 | 44 | 0 | 1.0197 | GGT | 1 | 0.03137 | 44 | 44 |  |  |  |  | 0.03137 | 1.3803 |  |  |  |  | 0 | 0
5269 | LEON_LCPCT4 | 4 | South | YES | 0.000353 | 45 | 24 | 45 | 0 | 1.0197 | GGT | 1 | 0.03137 | 45 | 45 |  |  |  |  | 0.03137 | 1.4117 |  |  |  |  | 0 | 0
5264 | LEON_LCP3G3 | 3 | South | YES | 0.000353 | 0 | 20 | 58 |  | 1.0197 | GST | 1 | 0.03137 | 58 | 58 |  |  |  |  | 0.03137 | 1.8195 |  |  |  |  | 0 | 0
5265 | LEON_LCP4G4 | 4 | South | YES | 0.000353 | 89 | 25 | 89 | 0 | 1.0197 | GST | 1 | 0.03137 | 89 | 89 |  |  |  |  | 0.03137 | 2.7919 |  |  |  |  | 0 | 0
5028 | BRAUNIG_VHB3 | 3 | South | YES | 0.000413 | 407 | 60 | 407 | 0 | 1.0138 | GST | 1 | 0.03143 | 407 | 407 |  |  |  |  | 0.03143 | 12.7921 |  |  |  |  | 0 | 0
5026 | BRAUNIG_VHB1 | 1 | South | YES | 0.000433 | 215 | 40 | 215 | 0 | 1.0192 | GST | 1 | 0.03145 | 215 | 215 |  |  |  |  | 0.03145 | 6.7618 |  |  |  |  | 0 | 0
5027 | BRAUNIG_VHB2 | 2 | South | YES | 0.000433 | 216 | 40 | 216 | 0 | 1.0192 | GST | 1 | 0.03145 | 216 | 216 |  |  |  |  | 0.03145 | 6.7932 |  |  |  |  | 0 | 0
5397 | CALAVER_OWS2 | 2 | South | YES | 0.000433 | 400 | 80 | 400 | 0 | 1.0192 | GST | 1 | 0.03145 | 400 | 400 |  |  |  |  | 0.03145 | 12.58 |  |  |  |  | 0 | 0
5396 | CALAVER_OWS1 | 1 | South | YES | 0.000433 | 418 | 80 | 418 | 0 | 1.0192 | GST | 1 | 0.03145 | 418 | 418 |  |  |  |  | 0.03145 | 13.1461 |  |  |  |  | 0 | 0
5111 | CALAVER_JTD1 | 1 | South | YES | 0.000444 | 430 | 80 | 430 | 0 | 1.0138 | LIGCO | 1 | 0.031461 | 0 | 430 |  |  |  |  | 0.031461 | 13.5283 |  |  |  |  | 0 | 0
5112 | CALAVER_JTD2 | 2 | South | YES | 0.000444 | 430 | 80 | 430 | 0 | 1.0138 | LIGCO | 1 | 0.031461 | 0 | 430 |  |  |  |  | 0.031461 | 13.5283 |  |  |  |  | 0 | 0
88198 | BEEVILLE | F | South | YES | 0.000475 | 0 | 0 | 0 | 0 | 1.02 | AVR | 1 | 0.031492 | 0 | 0 |  |  |  |  | 0.031492 | 0 |  |  |  |  | 0 | 0
8933 | FGNTS001 | 1 | South | YES | 0.00048 | 146.5 | 0 | 146.5 | 0 | 1.03 | CC | 1 | 0.031497 | 146.5 | 146.5 |  |  |  |  | 0.031497 | 4.6143 |  |  |  |  | 0 | 0
8934 | FGNTS101 | 2 | South | YES | 0.00048 | 147.9 | 0 | 147.9 | 0 | 1.03 | CC | 1 | 0.031497 | 147.9 | 147.9 |  |  |  |  | 0.031497 | 4.6584 |  |  |  |  | 0 | 0
8935 | FGNTS201 | 3 | South | YES | 0.00048 | 173 | 0 | 173 | 0 | 1.03 | CC | 1 | 0.031497 | 173 | 173 |  |  |  |  | 0.031497 | 5.449 |  |  |  |  | 0 | 0
5436 | TUTTL_WBT1G1 | 1 | South | YES | 0.000485 | 48.8 | 20 | 61 | 0 | 1.012 | GST | 1 | 0.031502 | 61 | 61 |  |  |  |  | 0.031502 | 1.9216 |  |  |  |  | 0 | 0
5438 | TUTTL_WBT3G3 | 3 | South | YES | 0.000485 | 95 | 25 | 95 | 0 | 1.012 | GST | 1 | 0.031502 | 95 | 95 |  |  |  |  | 0.031502 | 2.9927 |  |  |  |  | 0 | 0
5439 | TUTTL_WBT4G4 | 4 | South | YES | 0.000485 | 151 | 40 | 151 | 0 | 1.012 | GST | 1 | 0.031502 | 151 | 151 |  |  |  |  | 0.031502 | 4.7568 |  |  |  |  | 0 | 0
5903 | SANMIGUELGEN | 1 | South | YES | 0.000497 | 396.3 | 180 | 396.3 | 0 | 1.0336 | LIGCO | 1 | 0.031514 | 0 | 396.3 |  |  |  |  | 0.031514 | 12.489 |  |  |  |  | 0 | 0
5476 | BRA_AVR1_CT1 | 1 | South | YES | 0.0005 | 155 | 90 | 155 | 0 | 1.025 | CC | 1 | 0.031517 | 155 | 155 |  |  |  |  | 0.031517 | 4.8852 |  |  |  |  | 0 | 0
5478 | BRA_AVR1_CT2 | 1 | South | YES | 0.0005 | 155 | 90 | 155 | 0 | 1.025 | CC | 1 | 0.031517 | 155 | 155 |  |  |  |  | 0.031517 | 4.8852 |  |  |  |  | 0 | 0
5477 | BRA_AVR1_ST | 1 | South | YES | 0.0005 | 174 | 138 | 174 | 0 | 1.025 | CC | 1 | 0.031517 | 174 | 174 |  |  |  |  | 0.031517 | 5.484 |  |  |  |  | 0 | 0
5401 | CALAVER_JKS1 | 1 | South | YES | 0.000523 | 562 | 100 | 562 | 0 | 1.026 | LIGCO | 1 | 0.03154 | 0 | 562 |  |  |  |  | 0.03154 | 17.7255 |  |  |  |  | 0 | 0
7487 | L_CANYHY8_1Y | 1 | South | YES | 0.00054 | 0 | 0 | 6 |  | 1 | Hydro | 1 | 0.031557 | 0 | 0 |  |  |  |  | 0.031557 | 0 |  |  |  |  | 0 | 0
8982 | HECN2 | 2 | South | YES | 0.000545 | 144.1 | 0 | 144.1 | 0 | 1.0304 | CC | 1 | 0.031562 | 144.1 | 144.1 |  |  |  |  | 0.031562 | 4.5481 |  |  |  |  | 0 | 0
8981 | HECN1 | 1 | South | YES | 0.000545 | 144.8 | 0 | 144.8 | 0 | 1.0304 | CC | 1 | 0.031562 | 144.8 | 144.8 |  |  |  |  | 0.031562 | 4.5702 |  |  |  |  | 0 | 0
8983 | HECN3 | 3 | South | YES | 0.000545 | 171.9 | 0 | 171.9 | 0 | 1.0304 | CC | 1 | 0.031562 | 171.9 | 171.9 |  |  |  |  | 0.031562 | 5.4255 |  |  |  |  | 0 | 0
8936 | MVGN#1 | 1 | South | YES | 0.000545 | 216.6 | 0 | 216.6 | 0 | 1.0304 | CC | 1 | 0.031562 | 216.6 | 216.6 |  |  |  |  | 0.031562 | 6.8364 |  |  |  |  | 0 | 0
8937 | MVGN#2 | 2 | South | YES | 0.000545 | 216.7 | 0 | 216.7 | 0 | 1.0304 | CC | 1 | 0.031562 | 216.7 | 216.7 |  |  |  |  | 0.031562 | 6.8395 |  |  |  |  | 0 | 0
8938 | MVGN#3 | 3 | South | YES | 0.000545 | 250.9 | 0 | 250.9 | 0 | 1.0304 | CC | 1 | 0.031562 | 250.9 | 250.9 |  |  |  |  | 0.031562 | 7.9189 |  |  |  |  | 0 | 0
80003 | MILHWYS | F | South | YES | 0.000573 | 0 | 0 | 0 | 0 | 1.0168 | AVR | 1 | 0.03159 | 0 | 0 |  |  |  |  | 0.03159 | 0 |  |  |  |  | 0 | 0
5933 | SI_RAY6 | 6 | South | YES | 0.000573 | 15.4 | 10 | 19.3 | 0 | 1.035 | GST | 1 | 0.03159 | 19.3 | 19.3 |  |  |  |  | 0.03159 | 0.60969 |  |  |  |  | 0 | 0
5932 | SI_RAY9 | 9 | South | YES | 0.000573 | 32 | 32 | 38 | 0 | 1.035 | CC | 1 | 0.03159 | 38 | 38 |  |  |  |  | 0.03159 | 1.2004 |  |  |  |  | 0 | 0
5935 | SI_RAY10 | 10 | South | YES | 0.000573 | 47 | 10 | 47 | 0 | 1.03 | CC | 1 | 0.03159 | 47 | 47 |  |  |  |  | 0.03159 | 1.4847 |  |  |  |  | 0 | 0
8517 | CELANEBI0A | 1 | South | YES | 0.000588 | 29 | 0 | 29 | 0 | 1.02 | Cogen | 1 | 0.031605 | 0 | 0 |  |  |  |  | 0.031605 | 0 |  |  |  |  | 0 | 0
7609 | L_SCHUMA8_1Y | 1 | South | YES | 0.00059 | 0 | 0 | 4 |  | 1 | Hydro | 1 | 0.031607 | 0 | 0 |  |  |  |  | 0.031607 | 0 |  |  |  |  | 0 | 0
80080 | GWINDT11A | 4 | South | YES | 0.00059 | 3.8 | 0 | 19 | 0 | 1.025 | Wind | 1 | 0.031607 | 0 | 19 |  |  |  |  | 0.031607 | 0.60054 |  |  |  |  | 0 | 0
80081 | GWINDT21A | 4 | South | YES | 0.00059 | 4.4 | 0 | 22 | 0 | 1.025 | Wind | 1 | 0.031607 | 0 | 22 |  |  |  |  | 0.031607 | 0.69536 |  |  |  |  | 0 | 0
80081 | GWINDT21A | 2 | South | YES | 0.00059 | 7.2 | 0 | 36 | 0 | 1.025 | Wind | 1 | 0.031607 | 0 | 36 |  |  |  |  | 0.031607 | 1.1379 |  |  |  |  | 0 | 0
80080 | GWINDT11A | 3 | South | YES | 0.00059 | 0 | 0 | 38 | 0 | 1.025 | Wind | 1 | 0.031607 | 0 | 38 |  |  |  |  | 0.031607 | 1.2011 |  |  |  |  | 0 | 0
80080 | GWINDT11A | 2 | South | YES | 0.00059 | 0 | 0 | 41 | 0 | 1.025 | Wind | 1 | 0.031607 | 0 | 41 |  |  |  |  | 0.031607 | 1.2959 |  |  |  |  | 0 | 0
80081 | GWINDT21A | 3 | South | YES | 0.00059 | 8.6 | 0 | 43 | 0 | 1.025 | Wind | 1 | 0.031607 | 0 | 43 |  |  |  |  | 0.031607 | 1.3591 |  |  |  |  | 0 | 0
80180 | PNSCALT11A | 2 | South | YES | 0.00059 | 10 | 0 | 50 | 0 | 1.025 | Wind | 1 | 0.031607 | 0 | 50 |  |  |  |  | 0.031607 | 1.5804 |  |  |  |  | 0 | 0
80181 | PNSCALT21A | 2 | South | YES | 0.00059 | 10 | 0 | 50 | 0 | 1.025 | Wind | 1 | 0.031607 | 0 | 50 |  |  |  |  | 0.031607 | 1.5804 |  |  |  |  | 0 | 0
80181 | PNSCALT21A | 1 | South | YES | 0.00059 | 16.5 | 0 | 55 | 0 | 1.025 | Wind | 1 | 0.031607 | 0 | 55 |  |  |  |  | 0.031607 | 1.7384 |  |  |  |  | 0 | 0
80080 | GWINDT11A | 1 | South | YES | 0.00059 | 28.2 | 0 | 94 | 0 | 1.025 | Wind | 1 | 0.031607 | 0 | 94 |  |  |  |  | 0.031607 | 2.9711 |  |  |  |  | 0 | 0
80081 | GWINDT21A | 1 | South | YES | 0.00059 | 28.2 | 0 | 94 | 0 | 1.025 | Wind | 1 | 0.031607 | 0 | 94 |  |  |  |  | 0.031607 | 2.9711 |  |  |  |  | 0 | 0
80180 | PNSCALT11A | 1 | South | YES | 0.00059 | 43.8 | 0 | 148 | 0 | 1.025 | Wind | 1 | 0.031607 | 0 | 148 |  |  |  |  | 0.031607 | 4.6779 |  |  |  |  | 0 | 0
8461 | KOCH_UP0A | 1 | South | YES | 0.000602 | 38 | 0 | 38 | 0 | 1.012 | Cogen | 1 | 0.031619 | 0 | 0 |  |  |  |  | 0.031619 | 0 |  |  |  |  | 0 | 0
8506 | VAL #1 | 1 | South | YES | 0.000607 | 20.9 | 0 | 25 | 0 | 1.0055 | Cogen | 1 | 0.031624 | 0 | 0 |  |  |  |  | 0.031624 | 0 |  |  |  |  | 0 | 0
8507 | VAL #2 | 2 | South | YES | 0.000607 | 20.9 | 0 | 25 | 0 | 1.0055 | Cogen | 1 | 0.031624 | 0 | 0 |  |  |  |  | 0.031624 | 0 |  |  |  |  | 0 | 0
8511 | OXY_CC0A | 1 | South | YES | 0.000607 | 30.3 | 0 | 38 | 0 | 1.027 | Cogen | 1 | 0.031624 | 0 | 0 |  |  |  |  | 0.031624 | 0 |  |  |  |  | 0 | 0
8459 | B_DAVIS0B | MB | South | YES | 0.000614 | 0 | 50 | 339 |  | 1.03 | GSC | 1 | 0.031631 | 0 | 0 |  |  |  |  | 0.031631 | 0 |  |  |  |  | 0 | 0
8460 | B_DAVIS0A | MB | South | YES | 0.000614 | 0 | 50 | 340 |  | 1.03 | GSC | 1 | 0.031631 | 0 | 0 |  |  |  |  | 0.031631 | 0 |  |  |  |  | 0 | 0
80263 | B_DAVIS31A | 3 | South | YES | 0.000614 | 0 | 0 | 180 |  | 1.0366 | CC | 1 | 0.031631 | 180 | 180 |  |  |  |  | 0.031631 | 5.6936 |  |  |  |  | 0 | 0
80264 | B_DAVIS41A | 4 | South | YES | 0.000614 | 0 | 0 | 180 |  | 1.0366 | CC | 1 | 0.031631 | 180 | 180 |  |  |  |  | 0.031631 | 5.6936 |  |  |  |  | 0 | 0
8456 | COSW#1 | 1 | South | YES | 0.000616 | 20 | 0 | 20 | 0 | 1.027 | Cogen | 1 | 0.031633 | 0 | 0 |  |  |  |  | 0.031633 | 0 |  |  |  |  | 0 | 0
8457 | COSW#2 | 2 | South | YES | 0.000616 | 14 | 0 | 14 | 0 | 1.027 | Cogen | 1 | 0.031633 | 0 | 0 |  |  |  |  | 0.031633 | 0 |  |  |  |  | 0 | 0
8442 | NBEC7 | MB | South | YES | 0.000618 | 0 | 81 | 367 |  | 1.0298 | GST | 1 | 0.031635 | 0 | 0 |  |  |  |  | 0.031635 | 0 |  |  |  |  | 0 | 0
8560 | CNOPGT1 | 1 | South | YES | 0.000618 | 148.3 | 0 | 148.3 | 0 | 1.03 | Cogen | 1 | 0.031635 | 0 | 0 |  |  |  |  | 0.031635 | 0 |  |  |  |  | 0 | 0
8561 | CNOPGT2 | 2 | South | YES | 0.000618 | 148.6 | 0 | 148.6 | 0 | 1.03 | Cogen | 1 | 0.031635 | 0 | 0 |  |  |  |  | 0.031635 | 0 |  |  |  |  | 0 | 0
8562 | CNOPST1 | 3 | South | YES | 0.000618 | 153 | 0 | 153 | 0 | 1.03 | Cogen | 1 | 0.031635 | 0 | 0 |  |  |  |  | 0.031635 | 0 |  |  |  |  | 0 | 0
8442 | NBEC7 | 7 | South | YES | 0.000618 | 0 | 81 | 367 |  | 1.0298 | GST | 1 | 0.031635 | 367 | 367 |  |  |  |  | 0.031635 | 11.6101 |  |  |  |  | 0 | 0
7605 | L_MCQUEE9_1Y | 1 | South | YES | 0.000634 | 0 | 0 | 2.4 |  | 1.025 | Hydro | 1 | 0.031651 | 0 | 0 |  |  |  |  | 0.031651 | 0 |  |  |  |  | 0 | 0
7605 | L_MCQUEE9_1Y | 2 | South | YES | 0.000634 | 0 | 0 | 2.4 |  | 1.025 | Hydro | 1 | 0.031651 | 0 | 0 |  |  |  |  | 0.031651 | 0 |  |  |  |  | 0 | 0
7605 | L_MCQUEE9_1Y | 3 | South | YES | 0.000634 | 0 | 0 | 2.8 |  | 1.025 | Hydro | 1 | 0.031651 | 0 | 0 |  |  |  |  | 0.031651 | 0 |  |  |  |  | 0 | 0
7801 | L_GUADGE1_2Y | 2 | South | YES | 0.000635 | 138 | 30 | 138 | 0 | 1.02 | CC | 1 | 0.031652 | 138 | 138 |  |  |  |  | 0.031652 | 4.368 |  |  |  |  | 0 | 0
7802 | L_GUADGE1_3Y | 3 | South | YES | 0.000635 | 146 | 30 | 146 | 0 | 1.02 | CC | 1 | 0.031652 | 146 | 146 |  |  |  |  | 0.031652 | 4.6212 |  |  |  |  | 0 | 0
7800 | L_GUADGE1_1Y | 1 | South | YES | 0.000635 | 147 | 30 | 147 | 0 | 1.02 | CC | 1 | 0.031652 | 147 | 147 |  |  |  |  | 0.031652 | 4.6529 |  |  |  |  | 0 | 0
7803 | L_GUADGE1_4Y | 4 | South | YES | 0.000635 | 149 | 30 | 149 | 0 | 1.02 | CC | 1 | 0.031652 | 149 | 149 |  |  |  |  | 0.031652 | 4.7162 |  |  |  |  | 0 | 0
7804 | L_GUADGE1_5Y | 5 | South | YES | 0.000635 | 182 | 30 | 182 | 0 | 1.02 | CC | 1 | 0.031652 | 182 | 182 |  |  |  |  | 0.031652 | 5.7607 |  |  |  |  | 0 | 0
7805 | L_GUADGE1_6Y | 6 | South | YES | 0.000635 | 203 | 30 | 203 | 0 | 1.02 | CC | 1 | 0.031652 | 203 | 203 |  |  |  |  | 0.031652 | 6.4254 |  |  |  |  | 0 | 0
8161 | COLETO0A | 1 | South | YES | 0.000649 | 633 | 200 | 633 | 0 | 1.03 | LIGCO | 1 | 0.031666 | 0 | 633 |  |  |  |  | 0.031666 | 20.0446 |  |  |  |  | 0 | 0
8926 | LGE_GT10A | 1 | South | YES | 0.000652 | 158 | 0 | 158 | 0 | 1.03 | Cogen | 1 | 0.031669 | 0 | 0 |  |  |  |  | 0.031669 | 0 |  |  |  |  | 0 | 0
8927 | LGE_GT20A | 2 | South | YES | 0.000652 | 153 | 0 | 153 | 0 | 1.03 | Cogen | 1 | 0.031669 | 0 | 0 |  |  |  |  | 0.031669 | 0 |  |  |  |  | 0 | 0
8928 | LGE_STG0A | 3 | South | YES | 0.000652 | 100 | 0 | 100 | 0 | 1.03 | Cogen | 1 | 0.031669 | 0 | 0 |  |  |  |  | 0.031669 | 0 |  |  |  |  | 0 | 0
8930 | ICPGN10A | 1 | South | YES | 0.000652 | 149 | 0 | 149 | 0 | 1.03 | Cogen | 1 | 0.031669 | 0 | 0 |  |  |  |  | 0.031669 | 0 |  |  |  |  | 0 | 0
8931 | ICPGN20A | 2 | South | YES | 0.000652 | 150 | 0 | 150 | 0 | 1.03 | Cogen | 1 | 0.031669 | 0 | 0 |  |  |  |  | 0.031669 | 0 |  |  |  |  | 0 | 0
8932 | ICPGN30A | 3 | South | YES | 0.000652 | 127 | 0 | 127 | 0 | 1.03 | Cogen | 1 | 0.031669 | 0 | 0 |  |  |  |  | 0.031669 | 0 |  |  |  |  | 0 | 0
80223 | REYSHR G | 1 | South | YES | 0.000652 | 12 | 0 | 12 | 0 | 1.032 | Cogen | 1 | 0.031669 | 0 | 0 |  |  |  |  | 0.031669 | 0 |  |  |  |  | 0 | 0
7810 | L_RIONOG1G1Y | 1 | South | YES | 0.000664 | 148 | 0 | 148 | 0 | 1.02 | CC | 1 | 0.031681 | 148 | 148 |  |  |  |  | 0.031681 | 4.6888 |  |  |  |  | 0 | 0
7811 | L_RIONOG1G2Y | 2 | South | YES | 0.000664 | 148 | 0 | 148 | 0 | 1.02 | CC | 1 | 0.031681 | 148 | 148 |  |  |  |  | 0.031681 | 4.6888 |  |  |  |  | 0 | 0
7812 | L_RIONOG1G3Y | 3 | South | YES | 0.000664 | 154 | 0 | 154 | 0 | 1.02 | CC | 1 | 0.031681 | 154 | 154 |  |  |  |  | 0.031681 | 4.8789 |  |  |  |  | 0 | 0
7813 | L_RIONOG1S1Y | 4 | South | YES | 0.000664 | 293 | 0 | 293 | 0 | 1.02 | CC | 1 | 0.031681 | 293 | 293 |  |  |  |  | 0.031681 | 9.2826 |  |  |  |  | 0 | 0
7624 | L_LAKEWO9_1Y | 1 | South | YES | 0.00068 | 0 | 0 | 2.4 |  | 1 | Hydro | 1 | 0.031697 | 0 | 0 |  |  |  |  | 0.031697 | 0 |  |  |  |  | 0 | 0
7624 | L_LAKEWO9_1Y | 2 | South | YES | 0.00068 | 0 | 0 | 2.4 |  | 1 | Hydro | 1 | 0.031697 | 0 | 0 |  |  |  |  | 0.031697 | 0 |  |  |  |  | 0 | 0
7014 | L_HAYSEN1_1Y | 1 | South | YES | 0.000692 | 223.9 | 74 | 223.9 | 0 | 1.008 | CC | 1 | 0.031709 | 223.9 | 223.9 |  |  |  |  | 0.031709 | 7.0997 |  |  |  |  | 0 | 0
7016 | L_HAYSEN1_3Y | 3 | South | YES | 0.000692 | 224.6 | 74 | 224.6 | 0 | 1.008 | CC | 1 | 0.031709 | 224.6 | 224.6 |  |  |  |  | 0.031709 | 7.1219 |  |  |  |  | 0 | 0
7015 | L_HAYSEN1_2Y | 2 | South | YES | 0.000692 | 225 | 74 | 225 | 0 | 1.008 | CC | 1 | 0.031709 | 225 | 225 |  |  |  |  | 0.031709 | 7.1345 |  |  |  |  | 0 | 0
7017 | L_HAYSEN1_4Y | 4 | South | YES | 0.000692 | 226.7 | 74 | 226.7 | 0 | 1.008 | CC | 1 | 0.031709 | 226.7 | 226.7 |  |  |  |  | 0.031709 | 7.1885 |  |  |  |  | 0 | 0
7020 | L_AUSTPL1_1Y | 1 | South | YES | 0.000698 | 0 | 0 | 8 |  | 1 | Hydro | 1 | 0.031715 | 0 | 0 |  |  |  |  | 0.031715 | 0 |  |  |  |  | 0 | 0
7020 | L_AUSTPL1_1Y | 2 | South | YES | 0.000698 | 0 | 0 | 8 |  | 1 | Hydro | 1 | 0.031715 | 0 | 0 |  |  |  |  | 0.031715 | 0 |  |  |  |  | 0 | 0
8189 | CUECPL2A | 1 | South | YES | 0.000699 | 12 | 0 | 12 | 0 | 1.02 | Cogen | 1 | 0.031716 | 0 | 0 |  |  |  |  | 0.031716 | 0 |  |  |  |  | 0 | 0
5505 | RAYBURNGEN1 | 1 | South | YES | 0.000739 | 0 | 1 | 11 |  | 1.0223 | GGT | 1 | 0.031756 | 11 | 11 |  |  |  |  | 0.031756 | 0.34932 |  |  |  |  | 0 | 0
5506 | RAYBURNGEN2 | 1 | South | YES | 0.000739 | 0 | 1 | 11 |  | 1.0223 | GGT | 1 | 0.031756 | 11 | 11 |  |  |  |  | 0.031756 | 0.34932 |  |  |  |  | 0 | 0
5503 | RAYBURNGEN3 | 1 | South | YES | 0.000739 | 17.6 | 6 | 22 | 0 | 1.0224 | GST | 1 | 0.031756 | 22 | 22 |  |  |  |  | 0.031756 | 0.69863 |  |  |  |  | 0 | 0
9000 | DECKR_G1 | 1 | South | YES | 0.00075 | 280 | 50 | 321 | 0 | 1.015 | GST | 1 | 0.031767 | 321 | 321 |  |  |  |  | 0.031767 | 10.1972 |  |  |  |  | 0 | 0
9001 | DECKR_G2 | 2 | South | YES | 0.00075 | 400 | 50 | 426 | 0 | 1.015 | GST | 1 | 0.031767 | 426 | 426 |  |  |  |  | 0.031767 | 13.5328 |  |  |  |  | 0 | 0
9017 | SANDH_G2 | 2 | South | YES | 0.000752 | 45 | 2 | 46 | 0 | 1.0175 | GGT | 1 | 0.031769 | 46 | 46 |  |  |  |  | 0.031769 | 1.4614 |  |  |  |  | 0 | 0
9018 | SANDH_G3 | 3 | South | YES | 0.000752 | 45 | 2 | 46 | 0 | 1.0175 | GGT | 1 | 0.031769 | 46 | 46 |  |  |  |  | 0.031769 | 1.4614 |  |  |  |  | 0 | 0
9019 | SANDH_G4 | 4 | South | YES | 0.000752 | 0 | 2 | 47 |  | 1.0175 | GGT | 1 | 0.031769 | 47 | 47 |  |  |  |  | 0.031769 | 1.4931 |  |  |  |  | 0 | 0
9016 | SANDH_G1 | 1 | South | YES | 0.000752 | 45 | 2 | 49 | 0 | 1.0175 | GGT | 1 | 0.031769 | 49 | 49 |  |  |  |  | 0.031769 | 1.5567 |  |  |  |  | 0 | 0
9021 | SANDHG5C | 5C | South | YES | 0.000752 | 140 | 0 | 148 | 0 | 1.0175 | CC | 1 | 0.031769 | 148 | 148 |  |  |  |  | 0.031769 | 4.7018 |  |  |  |  | 0 | 0
9020 | SANDHG5A | 5A | South | YES | 0.000752 | 150 | 84 | 155 | 0 | 1.0175 | CC | 1 | 0.031769 | 155 | 155 |  |  |  |  | 0.031769 | 4.9242 |  |  |  |  | 0 | 0
5509 | RAYBURNCC10 | 1 | South | YES | 0.000765 | 37.3 | 5.2 | 37.3 | 0 | 1.0296 | CC | 1 | 0.031782 | 37.3 | 37.3 |  |  |  |  | 0.031782 | 1.1855 |  |  |  |  | 0 | 0
5511 | RAYBURNCC7 | 1 | South | YES | 0.000765 | 47.5 | 18.2 | 47.5 | 0 | 1.0296 | CC | 1 | 0.031782 | 47.5 | 47.5 |  |  |  |  | 0.031782 | 1.5097 |  |  |  |  | 0 | 0
5508 | RAYBURNCC9 | 1 | South | YES | 0.000765 | 47.7 | 18.2 | 47.7 | 0 | 1.0296 | CC | 1 | 0.031782 | 47.7 | 47.7 |  |  |  |  | 0.031782 | 1.516 |  |  |  |  | 0 | 0
5512 | RAYBURNCC8 | 1 | South | YES | 0.000765 | 49.3 | 18.2 | 49.3 | 0 | 1.0296 | CC | 1 | 0.031782 | 49.3 | 49.3 |  |  |  |  | 0.031782 | 1.5669 |  |  |  |  | 0 | 0
8173 | VICEC51A | 5 | South | YES | 0.000768 | 144 | 18 | 144 | 0 | 1.025 | CC | 1 | 0.031785 | 144 | 144 |  |  |  |  | 0.031785 | 4.5771 |  |  |  |  | 0 | 0
8174 | VICEC61A | 6 | South | YES | 0.000768 | 188 | 42 | 188 | 0 | 1.025 | CC | 1 | 0.031785 | 188 | 188 |  |  |  |  | 0.031785 | 5.9756 |  |  |  |  | 0 | 0
8066 | DUP1V#1 | 1 | South | YES | 0.000783 | 52.3 | 0 | 73 | 0 | 1.01 | Cogen | 1 | 0.0318 | 0 | 0 |  |  |  |  | 0.0318 | 0 |  |  |  |  | 0 | 0
9002 | DECKR_G3 | 3 | South | YES | 0.000783 | 0 | 24 | 42 |  | 1.015 | GGT | 1 | 0.0318 | 42 | 42 |  |  |  |  | 0.0318 | 1.3356 |  |  |  |  | 0 | 0
9003 | DECKR_G4 | 4 | South | YES | 0.000783 | 44 | 24 | 44 | 0 | 1.015 | GGT | 1 | 0.0318 | 44 | 44 |  |  |  |  | 0.0318 | 1.3992 |  |  |  |  | 0 | 0
9004 | DECKR_G5 | 5 | South | YES | 0.000783 | 44 | 24 | 44 | 0 | 1.015 | GGT | 1 | 0.0318 | 44 | 44 |  |  |  |  | 0.0318 | 1.3992 |  |  |  |  | 0 | 0
9005 | DECKR_G6 | 6 | South | YES | 0.000783 | 44 | 24 | 47 | 0 | 1.015 | GGT | 1 | 0.0318 | 47 | 47 |  |  |  |  | 0.0318 | 1.4946 |  |  |  |  | 0 | 0
80224 | VISTRONG1 | 1 | South | YES | 0.000802 | 13.1 | 0 | 15 | 0 | 1.01 | Cogen | 1 | 0.031819 | 0 | 0 |  |  |  |  | 0.031819 | 0 |  |  |  |  | 0 | 0
80225 | VISTRONG2 | 2 | South | YES | 0.000802 | 20.2 | 0 | 23 | 0 | 1.01 | Cogen | 1 | 0.031819 | 0 | 0 |  |  |  |  | 0.031819 | 0 |  |  |  |  | 0 | 0
80227 | AIRCO G | 1 | South | YES | 0.000806 | 7.2 | 0 | 8 | 0 | 1.0104 | Cogen | 1 | 0.031823 | 0 | 0 |  |  |  |  | 0.031823 | 0 |  |  |  |  | 0 | 0
8147 | UCAR #2 | 10 | South | YES | 0.000817 | 18.2 | 0 | 28 |  | 1 | Cogen | 1 | 0.031834 | 0 | 0 |  |  |  |  | 0.031834 | 0 |  |  |  |  | 0 | 0
8148 | UCAR #1 | 2 | South | YES | 0.000817 | 6.1 | 0 | 7 | 0 | 1.009 | Cogen | 1 | 0.031834 | 0 | 0 |  |  |  |  | 0.031834 | 0 |  |  |  |  | 0 | 0
80137 | CSDR89 | 9 | South | YES | 0.000817 | 15 | 0 | 15 | 0 | 1.003 | DCTie | 1 | 0.031834 | 0 | 0 |  |  |  |  | 0.031834 | 0 |  |  |  |  | 0 | 0
80137 | CSDR89 | 8 | South | YES | 0.000817 | 33.9 | 0 | 39 | 0 | 1.003 | DCTie | 1 | 0.031834 | 0 | 0 |  |  |  |  | 0.031834 | 0 |  |  |  |  | 0 | 0
80138 | CSDR7 | 7 | South | YES | 0.000817 | 6.1 | 0 | 7 | 0 | 1.014 | DCTie | 1 | 0.031834 | 0 | 0 |  |  |  |  | 0.031834 | 0 |  |  |  |  | 0 | 0
80139 | CSDR56 | 6 | South | YES | 0.000817 | 0 | 0 | 39 |  | 1.0033 | DCTie | 1 | 0.031834 | 0 | 0 |  |  |  |  | 0.031834 | 0 |  |  |  |  | 0 | 0
80139 | CSDR56 | 5 | South | YES | 0.000817 | 15 | 0 | 15 |  | 1.0033 | DCTie | 1 | 0.031834 | 0 | 0 |  |  |  |  | 0.031834 | 0 |  |  |  |  | 0 | 0
80140 | CSDR11 | 11 | South | YES | 0.000817 | 33.9 | 0 | 39 | 0 | 1.03 | DCTie | 1 | 0.031834 | 0 | 0 |  |  |  |  | 0.031834 | 0 |  |  |  |  | 0 | 0
80226 | ALCOA G | 1 | South | YES | 0.000873 | 32.3 | 5 | 48 | 0 | 1.015 | Cogen | 1 | 0.03189 | 0 | 0 |  |  |  |  | 0.03189 | 0 |  |  |  |  | 0 | 0
7004 | L_SIMGID1_1Y | 1 | South | YES | 0.00088 | 132 | 40 | 132 | 0 | 1.02 | GST | 1 | 0.031897 | 132 | 132 |  |  |  |  | 0.031897 | 4.2104 |  |  |  |  | 0 | 0
7005 | L_SIMGID1_2Y | 2 | South | YES | 0.00088 | 133 | 32 | 139 | 0 | 1.02 | GST | 1 | 0.031897 | 139 | 139 |  |  |  |  | 0.031897 | 4.4337 |  |  |  |  | 0 | 0
7006 | L_SIMGID1_3Y | 3 | South | YES | 0.00088 | 324.9 | 60 | 329 | 0 | 1.02 | GST | 1 | 0.031897 | 329 | 329 |  |  |  |  | 0.031897 | 10.4941 |  |  |  |  | 0 | 0
8134 | FOR #1 | 1 | South | YES | 0.000888 | 54.1 | 45 | 79 | 0 | 1 | Cogen | 1 | 0.031905 | 0 | 0 |  |  |  |  | 0.031905 | 0 |  |  |  |  | 0 | 0
8138 | FOR #2 | 2 | South | YES | 0.000888 | 63.1 | 45 | 81 | 0 | 1 | Cogen | 1 | 0.031905 | 0 | 0 |  |  |  |  | 0.031905 | 0 |  |  |  |  | 0 | 0
8153 | FOR #3 | 3 | South | YES | 0.000888 | 63.1 | 45 | 79.9 | 0 | 1 | Cogen | 1 | 0.031905 | 0 | 0 |  |  |  |  | 0.031905 | 0 |  |  |  |  | 0 | 0
8154 | FOR #4 | 4 | South | YES | 0.000888 | 63.1 | 60 | 80 | 0 | 1 | Cogen | 1 | 0.031905 | 0 | 0 |  |  |  |  | 0.031905 | 0 |  |  |  |  | 0 | 0
8155 | FOR #5 | 5 | South | YES | 0.000888 | 63.1 | 60 | 78.4 | 0 | 1 | Cogen | 1 | 0.031905 | 0 | 0 |  |  |  |  | 0.031905 | 0 |  |  |  |  | 0 | 0
8156 | FOR #6 | 6 | South | YES | 0.000888 | 24.9 | 5 | 25 | 0 | 1 | Cogen | 1 | 0.031905 | 0 | 0 |  |  |  |  | 0.031905 | 0 |  |  |  |  | 0 | 0
8157 | FOR #7 | 7 | South | YES | 0.000888 | 28.8 | 5 | 46 | 0 | 1 | Cogen | 1 | 0.031905 | 0 | 0 |  |  |  |  | 0.031905 | 0 |  |  |  |  | 0 | 0
80051 | FOR #8 | 8 | South | YES | 0.000888 | 28 | 28 | 28 |  | 1 | Cogen | 1 | 0.031905 | 0 | 0 |  |  |  |  | 0.031905 | 0 |  |  |  |  | 0 | 0
80052 | FOR #9 | 9 | South | YES | 0.000888 | 29.7 | 5 | 43.6 | 0 | 1 | Cogen | 1 | 0.031905 | 0 | 0 |  |  |  |  | 0.031905 | 0 |  |  |  |  | 0 | 0
80053 | FOR #10 | 10 | South | YES | 0.000888 | 68.4 | 45 | 75 | 0 | 1 | Cogen | 1 | 0.031905 | 0 | 0 |  |  |  |  | 0.031905 | 0 |  |  |  |  | 0 | 0
7808 | L_BASTEN1_2Y | 1 | South | YES | 0.000977 | 149.5 | 83.5 | 149.5 | 0 | 1.004 | CC | 1 | 0.031994 | 149.5 | 149.5 |  |  |  |  | 0.031994 | 4.7831 |  |  |  |  | 0 | 0
7807 | L_BASTEN1_1Y | 1 | South | YES | 0.000977 | 152.5 | 83.5 | 152.5 | 0 | 1.004 | CC | 1 | 0.031994 | 152.5 | 152.5 |  |  |  |  | 0.031994 | 4.8791 |  |  |  |  | 0 | 0
7809 | L_BASTEN1_3Y | 1 | South | YES | 0.000977 | 232.6 | 42 | 232.6 | 0 | 1.004 | CC | 1 | 0.031994 | 232.6 | 232.6 |  |  |  |  | 0.031994 | 7.4418 |  |  |  |  | 0 | 0
7303 | L_WPPGS12_1Y | 1 | South | YES | 0.000983 | 50 | 0 | 50 | 0 | 1.025 | GGT | 1 | 0.032 | 50 | 50 |  |  |  |  | 0.032 | 1.6 |  |  |  |  | 0 | 0
7303 | L_WPPGS12_1Y | 2 | South | YES | 0.000983 | 50 | 0 | 50 | 0 | 1.025 | GGT | 1 | 0.032 | 50 | 50 |  |  |  |  | 0.032 | 1.6 |  |  |  |  | 0 | 0
7305 | L_WPPGS34_1Y | 3 | South | YES | 0.000983 | 50 | 0 | 50 | 0 | 1.025 | GGT | 1 | 0.032 | 50 | 50 |  |  |  |  | 0.032 | 1.6 |  |  |  |  | 0 | 0
7305 | L_WPPGS34_1Y | 4 | South | YES | 0.000983 | 50 | 0 | 50 | 0 | 1.025 | GGT | 1 | 0.032 | 50 | 50 |  |  |  |  | 0.032 | 1.6 |  |  |  |  | 0 | 0
7007 | L_LOSTPI1_1Y | 1 | South | YES | 0.001059 | 158.6 | 110 | 158 | 0 | 1 | CC | 1 | 0.032076 | 158 | 158 |  |  |  |  | 0.032076 | 5.068 |  |  |  |  | 0 | 0
7008 | L_LOSTPI1_2Y | 2 | South | YES | 0.001059 | 157.7 | 107 | 160 | 0 | 1 | CC | 1 | 0.032076 | 160 | 160 |  |  |  |  | 0.032076 | 5.1322 |  |  |  |  | 0 | 0
7009 | L_LOSTPI1_3Y | 3 | South | YES | 0.001059 | 173.9 | 72 | 175 | 0 | 1 | CC | 1 | 0.032076 | 175 | 175 |  |  |  |  | 0.032076 | 5.6133 |  |  |  |  | 0 | 0
7012 | L_FPPYD21_3Y | 3 | South | YES | 0.001065 | 427.5 | 200 | 436 | 0 | 1.02 | LIGCO | 1 | 0.032082 | 0 | 436 |  |  |  |  | 0.032082 | 13.9878 |  |  |  |  | 0 | 0
7011 | L_FPPYD11_2Y | 2 | South | YES | 0.001066 | 552.2 | 200 | 598 | 0 | 1.02 | LIGCO | 1 | 0.032083 | 0 | 598 |  |  |  |  | 0.032083 | 19.1857 |  |  |  |  | 0 | 0
7010 | L_FPPYD11_1Y | 1 | South | YES | 0.001066 | 547.4 | 200 | 606 | 0 | 1.02 | LIGCO | 1 | 0.032083 | 0 | 606 |  |  |  |  | 0.032083 | 19.4424 |  |  |  |  | 0 | 0
60000 | DSKY2 | 1 | West | YES | -0.028526 | 19.1 | 0 | 76.5 |  | 1.039 | Wind | -1 | 0.032332 | 0 | 76.5 |  |  | 0 | 0 | -0.032332 | 0 |  |  |  |  | 0 | 0
60018 | DSKY1 | 1 | West | YES | -0.02853 | 21 | 0 | 84 | 0 | 1.023 | Wind | -1 | 0.032336 | 0 | 84 |  |  | 0 | 0 | -0.032336 | 0 |  |  |  |  | 0 | 0
3432 | SANDOW_4G | 4 | South | YES | 0.00132 | 580 | 225 | 580 |  | 1.029 | LIGCO | 1 | 0.032337 | 0 | 580 |  |  |  |  | 0.032337 | 18.7555 |  |  |  |  | 0 | 0
5911 | STP_GN1___1 | 1 | Houston | YES | 0.001389 | 1333 | 1249 | 1333 | 0 | 1.0406 | Nuc | 1 | 0.032406 | 0 | 0 |  |  |  |  | 0.032406 | 0 |  |  |  |  | 0 | 0
5912 | STP_GN2___2 | 2 | Houston | YES | 0.001389 | 1332 | 1249 | 1332 | 0 | 1.0406 | Nuc | 1 | 0.032406 | 0 | 0 |  |  |  |  | 0.032406 | 0 |  |  |  |  | 0 | 0
1058 | LONGSHORE_5 | 1 | West | YES | -0.028613 | 30 | 0 | 150 |  | 1.01 | Wind | -1 | 0.032419 | 0 | 150 |  |  | 0 | 0 | -0.032419 | 0 |  |  |  |  | 0 | 0
1058 | LONGSHORE_5 | 2 | West | YES | -0.028613 | 44 | 0 | 220 |  | 1.01 | Wind | -1 | 0.032419 | 0 | 220 |  |  | 0 | 0 | -0.032419 | 0 |  |  |  |  | 0 | 0
11065 | ELBOWCK_1G | 1 | West | YES | -0.028613 | 23.4 | 0 | 121.9 | 0 | 1 | Wind | -1 | 0.032419 | 0 | 121.9 |  |  | 0 | 0 | -0.032419 | 0 |  |  |  |  | 0 | 0
48731 | CBE_GT1 | 1 | Houston | YES | 0.001409 | 76 | 0 | 76 | 0 | 1.029 | CC | 1 | 0.032426 | 76 | 76 |  |  |  |  | 0.032426 | 2.4644 |  |  |  |  | 0 | 0
48732 | CBE_GT2 | 1 | Houston | YES | 0.001409 | 76 | 0 | 76 | 0 | 1.029 | CC | 1 | 0.032426 | 76 | 76 |  |  |  |  | 0.032426 | 2.4644 |  |  |  |  | 0 | 0
48734 | CBE_GT3 | 1 | Houston | YES | 0.001409 | 76 | 0 | 76 | 0 | 1.029 | CC | 1 | 0.032426 | 76 | 76 |  |  |  |  | 0.032426 | 2.4644 |  |  |  |  | 0 | 0
48735 | CBE_GT4 | 1 | Houston | YES | 0.001409 | 76 | 0 | 76 | 0 | 1.029 | CC | 1 | 0.032426 | 76 | 76 |  |  |  |  | 0.032426 | 2.4644 |  |  |  |  | 0 | 0
48733 | CBE_ST12 | 1 | Houston | YES | 0.001409 | 105 | 0 | 105 | 0 | 1.029 | CC | 1 | 0.032426 | 105 | 105 |  |  |  |  | 0.032426 | 3.4047 |  |  |  |  | 0 | 0
48736 | CBE_ST34 | 1 | Houston | YES | 0.001409 | 105 | 0 | 105 | 0 | 1.029 | CC | 1 | 0.032426 | 105 | 105 |  |  |  |  | 0.032426 | 3.4047 |  |  |  |  | 0 | 0
48911 | TGF_GT1_8000 | 1 | Houston | YES | 0.001431 | 69.2 | 0 | 69.2 |  | 1.029 | Cogen | 1 | 0.032448 | 0 | 0 |  |  |  |  | 0.032448 | 0 |  |  |  |  | 0 | 0
60017 | ORNNWP1 | 1 | West | YES | -0.0287 | 20 | 0 | 80 |  | 1.027 | Wind | -1 | 0.032506 | 0 | 80 |  |  | 0 | 0 | -0.032506 | 0 |  |  |  |  | 0 | 0
13432 | SANDOW_5G | 5 | South | YES | 0.001547 | 581 | 225 | 581 |  | 1.029 | LIGCO | 1 | 0.032564 | 0 | 581 |  |  |  |  | 0.032564 | 18.9197 |  |  |  |  | 0 | 0
49851 | DOW17000 | 37 | Houston | YES | 0.001559 | 39 | 0 | 62 | 0 | 1 | Cogen | 1 | 0.032576 | 0 | 0 |  |  |  |  | 0.032576 | 0 |  |  |  |  | 0 | 0
49858 | DOW38100 | 31 | Houston | YES | 0.001559 | 45 | 0 | 71.4 |  | 1 | Cogen | 1 | 0.032576 | 0 | 0 |  |  |  |  | 0.032576 | 0 |  |  |  |  | 0 | 0
49859 | DOW38200 | 33 | Houston | YES | 0.001559 | 28 | 0 | 45 | 0 | 1 | Cogen | 1 | 0.032576 | 0 | 0 |  |  |  |  | 0.032576 | 0 |  |  |  |  | 0 | 0
49860 | DOW38300 | 32 | Houston | YES | 0.001559 | 63 | 0 | 101 |  | 1 | Cogen | 1 | 0.032576 | 0 | 0 |  |  |  |  | 0.032576 | 0 |  |  |  |  | 0 | 0
49862 | DOW39100 | 36 | Houston | YES | 0.001559 | 54 | 0 | 86 | 0 | 1 | Cogen | 1 | 0.032576 | 0 | 0 |  |  |  |  | 0.032576 | 0 |  |  |  |  | 0 | 0
49863 | DOW39200 | 35 | Houston | YES | 0.001559 | 55 | 0 | 88 | 0 | 1 | Cogen | 1 | 0.032576 | 0 | 0 |  |  |  |  | 0.032576 | 0 |  |  |  |  | 0 | 0
49865 | DOW41000 | 41 | Houston | YES | 0.001559 | 31 | 0 | 50 |  | 1 | Cogen | 1 | 0.032576 | 0 | 0 |  |  |  |  | 0.032576 | 0 |  |  |  |  | 0 | 0
49866 | DOW42000 | 42 | Houston | YES | 0.001559 | 11 | 0 | 18 |  | 1 | Cogen | 1 | 0.032576 | 0 | 0 |  |  |  |  | 0.032576 | 0 |  |  |  |  | 0 | 0
49869 | DOW49000 | 45 | Houston | YES | 0.001559 | 59 | 0 | 94 |  | 1 | Cogen | 1 | 0.032576 | 0 | 0 |  |  |  |  | 0.032576 | 0 |  |  |  |  | 0 | 0
49870 | DOW61000 | 61 | Houston | YES | 0.001559 | 44 | 0 | 70 | 0 | 1 | Cogen | 1 | 0.032576 | 0 | 0 |  |  |  |  | 0.032576 | 0 |  |  |  |  | 0 | 0
49871 | DOW62000 | 62 | Houston | YES | 0.001559 | 40 | 0 | 63 | 0 | 1 | Cogen | 1 | 0.032576 | 0 | 0 |  |  |  |  | 0.032576 | 0 |  |  |  |  | 0 | 0
49872 | DOW63000 | 63 | Houston | YES | 0.001559 | 45 | 0 | 72 | 0 | 1 | Cogen | 1 | 0.032576 | 0 | 0 |  |  |  |  | 0.032576 | 0 |  |  |  |  | 0 | 0
49873 | DOW64000 | 64 | Houston | YES | 0.001559 | 41 | 0 | 64.8 | 0 | 1 | Cogen | 1 | 0.032576 | 0 | 0 |  |  |  |  | 0.032576 | 0 |  |  |  |  | 0 | 0
49876 | DOW65000 | 65 | Houston | YES | 0.001559 | 63 | 0 | 101 | 0 | 1 | Cogen | 1 | 0.032576 | 0 | 0 |  |  |  |  | 0.032576 | 0 |  |  |  |  | 0 | 0
49877 | DOW66000 | 66 | Houston | YES | 0.001559 | 61 | 0 | 97 | 0 | 1 | Cogen | 1 | 0.032576 | 0 | 0 |  |  |  |  | 0.032576 | 0 |  |  |  |  | 0 | 0
49878 | DOW67000 | 67 | Houston | YES | 0.001559 | 65 | 0 | 103 | 0 | 1 | Cogen | 1 | 0.032576 | 0 | 0 |  |  |  |  | 0.032576 | 0 |  |  |  |  | 0 | 0
49882 | DOW81000 | 81 | Houston | YES | 0.001559 | 47 | 0 | 76 | 0 | 1 | Cogen | 1 | 0.032576 | 0 | 0 |  |  |  |  | 0.032576 | 0 |  |  |  |  | 0 | 0
49884 | DOW82000 | 82 | Houston | YES | 0.001559 | 51 | 0 | 80 | 0 | 1 | Cogen | 1 | 0.032576 | 0 | 0 |  |  |  |  | 0.032576 | 0 |  |  |  |  | 0 | 0
49885 | DOW83000 | 83 | Houston | YES | 0.001559 | 51 | 0 | 80 | 0 | 1 | Cogen | 1 | 0.032576 | 0 | 0 |  |  |  |  | 0.032576 | 0 |  |  |  |  | 0 | 0
49886 | DOW84000 | 84 | Houston | YES | 0.001559 | 107 | 0 | 171 | 0 | 0.98 | Cogen | 1 | 0.032576 | 0 | 0 |  |  |  |  | 0.032576 | 0 |  |  |  |  | 0 | 0
48520 | BSF_GT1_8070 | 1 | Houston | YES | 0.001591 | 72 | 0 | 72 | 0 | 1.0326 | Cogen | 1 | 0.032608 | 0 | 0 |  |  |  |  | 0.032608 | 0 |  |  |  |  | 0 | 0
48520 | BSF_GT1_8070 | 2 | Houston | YES | 0.001591 | 10 | 0 | 10 | 0 | 1.0326 | Cogen | 1 | 0.032608 | 0 | 0 |  |  |  |  | 0.032608 | 0 |  |  |  |  | 0 | 0
39760 | TNSCLP1___8 | 1 | Houston | YES | 0.001617 | 93.4 | 20 | 116.8 | 0 | 1.04 | Cogen | 1 | 0.032634 | 0 | 0 |  |  |  |  | 0.032634 | 0 |  |  |  |  | 0 | 0
39770 | TNSCLP2___8 | 1 | Houston | YES | 0.001617 | 91.6 | 20 | 114.5 | 0 | 1.04 | Cogen | 1 | 0.032634 | 0 | 0 |  |  |  |  | 0.032634 | 0 |  |  |  |  | 0 | 0
39775 | TNSCLP4___8 | 1 | Houston | YES | 0.001617 | 95.2 | 20 | 119 | 0 | 1.04 | Cogen | 1 | 0.032634 | 0 | 0 |  |  |  |  | 0.032634 | 0 |  |  |  |  | 0 | 0
39790 | TNSCLP3___8 | 1 | Houston | YES | 0.001617 | 87.6 | 20 | 109.5 | 0 | 1.027 | Cogen | 1 | 0.032634 | 0 | 0 |  |  |  |  | 0.032634 | 0 |  |  |  |  | 0 | 0
48730 | MNS_GT | 1 | Houston | YES | 0.001703 | 43 | 0 | 46.1 |  | 1.029 | Cogen | 1 | 0.03272 | 0 | 0 |  |  |  |  | 0.03272 | 0 |  |  |  |  | 0 | 0
48927 | WAP_GN7_7 | 7 | Houston | YES | 0.001708 | 564 | 277 | 564 |  | 1.035 | LIGCO | 1 | 0.032725 | 0 | 564 |  |  |  |  | 0.032725 | 18.457 |  |  |  |  | 0 | 0
48928 | WAP_GN8_8 | 8 | Houston | YES | 0.001708 | 603 | 275 | 603 |  | 1.035 | LIGCO | 1 | 0.032725 | 0 | 603 |  |  |  |  | 0.032725 | 19.7332 |  |  |  |  | 0 | 0
48926 | WAP_GN6_6 | 6 | Houston | YES | 0.001708 | 651 | 280 | 651 |  | 1.035 | LIGCO | 1 | 0.032725 | 0 | 651 |  |  |  |  | 0.032725 | 21.304 |  |  |  |  | 0 | 0
48522 | BVE_GT2_5035 | 2 | Houston | YES | 0.001709 | 166.4 | 0 | 166.4 |  | 1.035 | CC | 1 | 0.032726 | 166.4 | 166.4 |  |  |  |  | 0.032726 | 5.4456 |  |  |  |  | 0 | 0
48521 | BVE_GT1_GT1 | 1 | Houston | YES | 0.001709 | 167.7 | 0 | 167.7 |  | 1.035 | CC | 1 | 0.032726 | 167.7 | 167.7 |  |  |  |  | 0.032726 | 5.4882 |  |  |  |  | 0 | 0
48523 | BVE_ST1_GN1 | 3 | Houston | YES | 0.001709 | 252.4 | 0 | 252.4 |  | 1.035 | CC | 1 | 0.032726 | 252.4 | 252.4 |  |  |  |  | 0.032726 | 8.2601 |  |  |  |  | 0 | 0
48510 | AK_GT1__8040 | 1 | Houston | YES | 0.001716 | 33.4 | 8.1 | 34 |  | 1.029 | Cogen | 1 | 0.032733 | 0 | 0 |  |  |  |  | 0.032733 | 0 |  |  |  |  | 0 | 0
48929 | WAPGT21_GT1 | B1 | Houston | YES | 0.001725 | 0 | 0 | 13 |  | 1.05 | GGT | 1 | 0.032742 | 13 | 13 |  |  |  |  | 0.032742 | 0.42565 |  |  |  |  | 0 | 0
48921 | WAP_GN1_1 | 1 | Houston | YES | 0.001725 | 132.8 | 37 | 166 | 0 | 1.0362 | GST | 1 | 0.032742 | 166 | 166 |  |  |  |  | 0.032742 | 5.4352 |  |  |  |  | 0 | 0
48922 | WAP_GN2_2 | 2 | Houston | YES | 0.001725 | 132.8 | 37 | 166 | 0 | 1.0362 | GST | 1 | 0.032742 | 166 | 166 |  |  |  |  | 0.032742 | 5.4352 |  |  |  |  | 0 | 0
48923 | WAP_GN3_3 | 3 | Houston | YES | 0.001725 | 198.4 | 93 | 248 | 0 | 1.0362 | GST | 1 | 0.032742 | 248 | 248 |  |  |  |  | 0.032742 | 8.12 |  |  |  |  | 0 | 0
48924 | WAP_GN4_4 | 4 | Houston | YES | 0.001725 | 546 | 217 | 546 | 0 | 1.0362 | GSC | 1 | 0.032742 | 546 | 546 |  |  |  |  | 0.032742 | 17.8772 |  |  |  |  | 0 | 0
48925 | WAP_GN5_5 | 5 | Houston | YES | 0.001725 | 576.1 | 278 | 654 | 0 | 0.985 | LIGCO | 1 | 0.032742 | 0 | 654 |  |  |  |  | 0.032742 | 21.4133 |  |  |  |  | 0 | 0
1045 | CALENG1G_1G | 1 | West | YES | -0.028961 | 73.4 | 27 | 73.4 | 0 | 1.014 | Cogen | -1 | 0.032767 | 0 | 0 |  |  | 0 | 0 | -0.032767 | 0 |  |  |  |  | 0 | 0
1046 | CALENG2G_2G | 2 | West | YES | -0.028961 | 73.4 | 27 | 73.4 | 0 | 1.014 | Cogen | -1 | 0.032767 | 0 | 0 |  |  | 0 | 0 | -0.032767 | 0 |  |  |  |  | 0 | 0
1047 | CALENG3G_3G | 3 | West | YES | -0.028961 | 70.4 | 27 | 70.4 | 0 | 1.014 | Cogen | -1 | 0.032767 | 0 | 0 |  |  | 0 | 0 | -0.032767 | 0 |  |  |  |  | 0 | 0
38580 | TNBP_CGN1_8 | 1 | Houston | YES | 0.001773 | 70.8 | 0 | 70.8 | 0 | 1.005 | Cogen | 1 | 0.03279 | 0 | 0 |  |  |  |  | 0.03279 | 0 |  |  |  |  | 0 | 0
38590 | TNBP_CGN2_8 | 2 | Houston | YES | 0.001773 | 66.7 | 0 | 66.7 | 0 | 1.005 | Cogen | 1 | 0.03279 | 0 | 0 |  |  |  |  | 0.03279 | 0 |  |  |  |  | 0 | 0
38600 | TNBP_CGN3_8 | 5 | Houston | YES | 0.001773 | 53 | 0 | 53 | 0 | 1.005 | Cogen | 1 | 0.03279 | 0 | 0 |  |  |  |  | 0.03279 | 0 |  |  |  |  | 0 | 0
38611 | TNBPAMCG1_8 | 1 | Houston | YES | 0.001773 | 153.2 | 0 | 153.2 | 0 | 1.005 | Cogen | 1 | 0.03279 | 0 | 0 |  |  |  |  | 0.03279 | 0 |  |  |  |  | 0 | 0
38612 | TNBPAMCG2_8 | 2 | Houston | YES | 0.001773 | 153.5 | 0 | 153.5 | 0 | 1.005 | Cogen | 1 | 0.03279 | 0 | 0 |  |  |  |  | 0.03279 | 0 |  |  |  |  | 0 | 0
38613 | TNBPAMCG3_8 | 3 | Houston | YES | 0.001773 | 152.3 | 0 | 152.3 | 0 | 1.005 | Cogen | 1 | 0.03279 | 0 | 0 |  |  |  |  | 0.03279 | 0 |  |  |  |  | 0 | 0
38614 | TNBPAMCG4_8 | 4 | Houston | YES | 0.001773 | 96 | 0 | 96 |  | 1.005 | Cogen | 1 | 0.03279 | 0 | 0 |  |  |  |  | 0.03279 | 0 |  |  |  |  | 0 | 0
38615 | TNBPAMCG5_8 | 1 | Houston | YES | 0.001773 | 244 | 0 | 244 | 0 | 1.005 | Cogen | 1 | 0.03279 | 0 | 0 |  |  |  |  | 0.03279 | 0 |  |  |  |  | 0 | 0
38690 | TNBP_CGN4_8 | 3 | Houston | YES | 0.001773 | 40 | 0 | 40 |  | 1.005 | Cogen | 1 | 0.03279 | 0 | 0 |  |  |  |  | 0.03279 | 0 |  |  |  |  | 0 | 0
38711 | TNTXCTY1CG8 | 1 | Houston | YES | 0.001773 | 100.3 | 59 | 100.3 | 0 | 1 | Cogen | 1 | 0.03279 | 0 | 0 |  |  |  |  | 0.03279 | 0 |  |  |  |  | 0 | 0
38712 | TNTXCTY2CG8 | 1 | Houston | YES | 0.001773 | 92.9 | 59 | 92.9 | 0 | 1 | Cogen | 1 | 0.03279 | 0 | 0 |  |  |  |  | 0.03279 | 0 |  |  |  |  | 0 | 0
38713 | TNTXCTY3CG8 | 1 | Houston | YES | 0.001773 | 102.7 | 59 | 102.7 | 0 | 1 | Cogen | 1 | 0.03279 | 0 | 0 |  |  |  |  | 0.03279 | 0 |  |  |  |  | 0 | 0
38714 | TNTXCTY4CG8 | 1 | Houston | YES | 0.001773 | 103 | 59 | 103 | 0 | 1 | Cogen | 1 | 0.03279 | 0 | 0 |  |  |  |  | 0.03279 | 0 |  |  |  |  | 0 | 0
39470 | TNDOWCGNSG8 | 1 | Houston | YES | 0.001773 | 32 | 10 | 32 | 0 | 0.985 | Cogen | 1 | 0.03279 | 0 | 0 |  |  |  |  | 0.03279 | 0 |  |  |  |  | 0 | 0
39480 | TNDOWCGNGG8 | 1 | Houston | YES | 0.001773 | 30 | 10 | 30 | 0 | 0.985 | Cogen | 1 | 0.03279 | 0 | 0 |  |  |  |  | 0.03279 | 0 |  |  |  |  | 0 | 0
48772 | PHR_GN2_2 | MB | Houston | YES | 0.001796 | 0 | 72 | 459 |  | 1.0362 | GSC | 1 | 0.032813 | 0 | 0 |  |  |  |  | 0.032813 | 0 |  |  |  |  | 0 | 0
48561 | CTL_GT2_8130 | 1 | Houston | YES | 0.001812 | 73.5 | 30.3 | 91.9 |  | 1.0362 | Cogen | 1 | 0.032829 | 0 | 0 |  |  |  |  | 0.032829 | 0 |  |  |  |  | 0 | 0
48562 | CTL_GT3_8135 | 2 | Houston | YES | 0.001812 | 70.1 | 30.3 | 87.6 |  | 1.0362 | Cogen | 1 | 0.032829 | 0 | 0 |  |  |  |  | 0.032829 | 0 |  |  |  |  | 0 | 0
48563 | CTL_GT4_8140 | 3 | Houston | YES | 0.001812 | 69.6 | 30.3 | 87 |  | 1.0362 | Cogen | 1 | 0.032829 | 0 | 0 |  |  |  |  | 0.032829 | 0 |  |  |  |  | 0 | 0
48564 | CTL_GN1_8145 | 4 | Houston | YES | 0.001812 | 43.6 | 12.9 | 54.5 |  | 1.0362 | Cogen | 1 | 0.032829 | 0 | 0 |  |  |  |  | 0.032829 | 0 |  |  |  |  | 0 | 0
48565 | CTL_GN2_8155 | 5 | Houston | YES | 0.001812 | 9.8 | 3.4 | 12.2 |  | 1.0362 | Cogen | 1 | 0.032829 | 0 | 0 |  |  |  |  | 0.032829 | 0 |  |  |  |  | 0 | 0
48531 | BYU_GT1_8075 | 1 | Houston | YES | 0.001818 | 65 | 0 | 65 |  | 1.0362 | Cogen | 1 | 0.032835 | 0 | 0 |  |  |  |  | 0.032835 | 0 |  |  |  |  | 0 | 0
48532 | BYU_GT2_8055 | 2 | Houston | YES | 0.001818 | 62 | 0 | 62 |  | 1.0362 | Cogen | 1 | 0.032835 | 0 | 0 |  |  |  |  | 0.032835 | 0 |  |  |  |  | 0 | 0
48533 | BYU_GT3_8060 | 3 | Houston | YES | 0.001818 | 67 | 0 | 67 |  | 1.0362 | Cogen | 1 | 0.032835 | 0 | 0 |  |  |  |  | 0.032835 | 0 |  |  |  |  | 0 | 0
48534 | BYU_GT4_8065 | 4 | Houston | YES | 0.001818 | 65 | 0 | 65 |  | 1.0362 | Cogen | 1 | 0.032835 | 0 | 0 |  |  |  |  | 0.032835 | 0 |  |  |  |  | 0 | 0
48691 | GBY_73741085 | B | Houston | YES | 0.001827 | 37.6 | 20 | 47 | 0 | 1.0362 | GGT | 1 | 0.032844 | 47 | 47 |  |  |  |  | 0.032844 | 1.5437 |  |  |  |  | 0 | 0
48691 | GBY_73741085 | A | Houston | YES | 0.001827 | 37.6 | 20 | 47 | 0 | 1.0362 | GGT | 1 | 0.032844 | 47 | 47 |  |  |  |  | 0.032844 | 1.5437 |  |  |  |  | 0 | 0
48692 | GBY_81821075 | C | Houston | YES | 0.001827 | 37.6 | 20 | 47 | 0 | 1.0362 | GGT | 1 | 0.032844 | 47 | 47 |  |  |  |  | 0.032844 | 1.5437 |  |  |  |  | 0 | 0
48693 | GBY_83841065 | F | Houston | YES | 0.001827 | 43.2 | 20 | 54 | 0 | 1.0362 | GGT | 1 | 0.032844 | 54 | 54 |  |  |  |  | 0.032844 | 1.7736 |  |  |  |  | 0 | 0
48692 | GBY_81821075 | D | Houston | YES | 0.001827 | 44 | 20 | 55 | 0 | 1.0362 | GGT | 1 | 0.032844 | 55 | 55 |  |  |  |  | 0.032844 | 1.8064 |  |  |  |  | 0 | 0
48693 | GBY_83841065 | E | Houston | YES | 0.001827 | 45.6 | 20 | 57 | 0 | 1.0362 | GGT | 1 | 0.032844 | 57 | 57 |  |  |  |  | 0.032844 | 1.8721 |  |  |  |  | 0 | 0
48841 | SJS_GT1_GT1 | 1 | Houston | YES | 0.00183 | 62.4 | 49 | 78 | 0 | 1.0362 | Cogen | 1 | 0.032847 | 0 | 0 |  |  |  |  | 0.032847 | 0 |  |  |  |  | 0 | 0
48842 | SJS_GT2_GT2 | 2 | Houston | YES | 0.00183 | 64.8 | 49 | 81 | 0 | 1.0362 | Cogen | 1 | 0.032847 | 0 | 0 |  |  |  |  | 0.032847 | 0 |  |  |  |  | 0 | 0
48644 | DPEC_GT45070 | 4 | Houston | YES | 0.001832 | 157 | 98 | 157 | 0 | 1.0319 | CC | 1 | 0.032849 | 157 | 157 |  |  |  |  | 0.032849 | 5.1573 |  |  |  |  | 0 | 0
48642 | DPEC_GT25025 | 2 | Houston | YES | 0.001832 | 157.1 | 98 | 157.1 | 0 | 1.0319 | CC | 1 | 0.032849 | 157.1 | 157.1 |  |  |  |  | 0.032849 | 5.1606 |  |  |  |  | 0 | 0
48643 | DPEC_GT35010 | 3 | Houston | YES | 0.001832 | 157.5 | 98 | 157.5 | 0 | 1.0319 | CC | 1 | 0.032849 | 157.5 | 157.5 |  |  |  |  | 0.032849 | 5.1737 |  |  |  |  | 0 | 0
48641 | DPEC_GT15040 | 1 | Houston | YES | 0.001832 | 163.2 | 98 | 163.2 | 0 | 1.0319 | CC | 1 | 0.032849 | 163.2 | 163.2 |  |  |  |  | 0.032849 | 5.361 |  |  |  |  | 0 | 0
48645 | DPEC_ST55065 | 5 | Houston | YES | 0.001832 | 282 | 0 | 282 | 0 | 1.0319 | CC | 1 | 0.032849 | 282 | 282 |  |  |  |  | 0.032849 | 9.2634 |  |  |  |  | 0 | 0
48761 | PR_GT1__9040 | 1 | Houston | YES | 0.001836 | 26 | 0 | 35 |  | 1 | Cogen | 1 | 0.032853 | 0 | 0 |  |  |  |  | 0.032853 | 0 |  |  |  |  | 0 | 0
48855 | SRB_GT211035 | B2 | Houston | YES | 0.001838 | 0 | 0 | 12 |  | 1.014 | GGT | 1 | 0.032855 | 12 | 12 |  |  |  |  | 0.032855 | 0.39426 |  |  |  |  | 0 | 0
48855 | SRB_GT211035 | B1 | Houston | YES | 0.001838 | 0 | 0 | 18 |  | 1.014 | GGT | 1 | 0.032855 | 18 | 18 |  |  |  |  | 0.032855 | 0.59139 |  |  |  |  | 0 | 0
48551 | CAL_GT1_8045 | 1 | Houston | YES | 0.001839 | 149 | 0 | 149 | 0 | 1.0326 | Cogen | 1 | 0.032856 | 0 | 0 |  |  |  |  | 0.032856 | 0 |  |  |  |  | 0 | 0
48552 | CAL_ST1_8000 | 2 | Houston | YES | 0.001839 | 65.1 | 0 | 65.1 | 0 | 1.0326 | Cogen | 1 | 0.032856 | 0 | 0 |  |  |  |  | 0.032856 | 0 |  |  |  |  | 0 | 0
48851 | SRB_GN1_1 | 1 | Houston | YES | 0.001839 | 132 | 26 | 165 | 0 | 1.0217 | GST | 1 | 0.032856 | 165 | 165 |  |  |  |  | 0.032856 | 5.4213 |  |  |  |  | 0 | 0
48852 | SRB_GN2_2 | 2 | Houston | YES | 0.001839 | 140.8 | 26 | 176 | 0 | 1.0217 | GST | 1 | 0.032856 | 176 | 176 |  |  |  |  | 0.032856 | 5.7827 |  |  |  |  | 0 | 0
48853 | SRB_GN3_3 | 3 | Houston | YES | 0.001839 | 170.4 | 35 | 213 |  | 1.0326 | GST | 1 | 0.032856 | 213 | 213 |  |  |  |  | 0.032856 | 6.9984 |  |  |  |  | 0 | 0
48611 | DIB_GT1_8080 | 1 | Houston | YES | 0.00184 | 64 | 0 | 64 | 0 | 1.0326 | Cogen | 1 | 0.032857 | 0 | 0 |  |  |  |  | 0.032857 | 0 |  |  |  |  | 0 | 0
48612 | DIB_GT2_8075 | 2 | Houston | YES | 0.00184 | 63.2 | 0 | 63.2 | 0 | 1.0326 | Cogen | 1 | 0.032857 | 0 | 0 |  |  |  |  | 0.032857 | 0 |  |  |  |  | 0 | 0
48613 | DIB_ST1_8085 | 3 | Houston | YES | 0.00184 | 67.9 | 30 | 82.6 | 0 | 1.0326 | Cogen | 1 | 0.032857 | 0 | 0 |  |  |  |  | 0.032857 | 0 |  |  |  |  | 0 | 0
48614 | DIB_GT3_8090 | 4 | Houston | YES | 0.00184 | 73.6 | 15 | 73.6 | 0 | 1.0326 | Cogen | 1 | 0.032857 | 0 | 0 |  |  |  |  | 0.032857 | 0 |  |  |  |  | 0 | 0
48740 | PSG_GN2_8050 | 1 | Houston | YES | 0.00184 | 182 | 60 | 182 | 0 | 1.0326 | Cogen | 1 | 0.032857 | 0 | 0 |  |  |  |  | 0.032857 | 0 |  |  |  |  | 0 | 0
48741 | PSG_GT2_8040 | 1 | Houston | YES | 0.00184 | 158.6 | 50 | 158.6 | 0 | 1.0326 | Cogen | 1 | 0.032857 | 0 | 0 |  |  |  |  | 0.032857 | 0 |  |  |  |  | 0 | 0
48742 | PSG_GT3_8060 | 1 | Houston | YES | 0.00184 | 157 | 50 | 157 | 0 | 1.0326 | Cogen | 1 | 0.032857 | 0 | 0 |  |  |  |  | 0.032857 | 0 |  |  |  |  | 0 | 0
48845 | SOL_GT1 | 1 | Houston | YES | 0.00184 | 16.2 | 15.4 | 16.2 |  | 1.0326 | Solar | 1 | 0.032857 | 16.2 | 16.2 |  |  |  |  | 0.032857 | 0.53229 |  |  |  |  | 0 | 0
48854 | SRB_GN4_4 | 4 | Houston | YES | 0.00184 | 182.4 | 35 | 228 | 0 | 1.0326 | GST | 1 | 0.032857 | 228 | 228 |  |  |  |  | 0.032857 | 7.4914 |  |  |  |  | 0 | 0
48820 | SHELLG1_3015 | 1 | Houston | YES | 0.001844 | 71 | 34.5 | 71 |  | 1.029 | Cogen | 1 | 0.032861 | 0 | 0 |  |  |  |  | 0.032861 | 0 |  |  |  |  | 0 | 0
48821 | SHELLG2 | 2 | Houston | YES | 0.001844 | 72 | 34.5 | 72 |  | 1.029 | Cogen | 1 | 0.032861 | 0 | 0 |  |  |  |  | 0.032861 | 0 |  |  |  |  | 0 | 0
48822 | SHELLG3_3020 | 2 | Houston | YES | 0.001844 | 30 | 0 | 30 |  | 1.029 | Cogen | 1 | 0.032861 | 0 | 0 |  |  |  |  | 0.032861 | 0 |  |  |  |  | 0 | 0
48822 | SHELLG3_3020 | 1 | Houston | YES | 0.001844 | 39 | 0 | 39 |  | 1.029 | Cogen | 1 | 0.032861 | 0 | 0 |  |  |  |  | 0.032861 | 0 |  |  |  |  | 0 | 0
48500 | APD_GT1_8005 | 1 | Houston | YES | 0.00185 | 137.6 | 54.6 | 137.6 | 0 | 1.0362 | Cogen | 1 | 0.032867 | 0 | 0 |  |  |  |  | 0.032867 | 0 |  |  |  |  | 0 | 0
48513 | LPE_GT3_8080 | 3 | Houston | YES | 0.00185 | 39 | 0 | 39 | 0 | 1.0362 | GGT | 1 | 0.032867 | 39 | 39 |  |  |  |  | 0.032867 | 1.2818 |  |  |  |  | 0 | 0
48514 | LPE_GT4_8085 | 4 | Houston | YES | 0.00185 | 39 | 0 | 39 | 0 | 1.0362 | GGT | 1 | 0.032867 | 39 | 39 |  |  |  |  | 0.032867 | 1.2818 |  |  |  |  | 0 | 0
48511 | LPE_GT1_8070 | 1 | Houston | YES | 0.00185 | 42 | 0 | 42 | 0 | 1.0362 | GGT | 1 | 0.032867 | 42 | 42 |  |  |  |  | 0.032867 | 1.3804 |  |  |  |  | 0 | 0
48512 | LPE_GT2_8075 | 2 | Houston | YES | 0.00185 | 42 | 0 | 42 | 0 | 1.0362 | GGT | 1 | 0.032867 | 42 | 42 |  |  |  |  | 0.032867 | 1.3804 |  |  |  |  | 0 | 0
48593 | CHE_GT1_8015 | 1 | Houston | YES | 0.001852 | 173 | 50 | 173 | 0 | 1.0362 | Cogen | 1 | 0.032869 | 0 | 0 |  |  |  |  | 0.032869 | 0 |  |  |  |  | 0 | 0
48594 | CHE_GN4_8025 | 4 | Houston | YES | 0.001852 | 142 | 60 | 142 | 0 | 1.0362 | Cogen | 1 | 0.032869 | 0 | 0 |  |  |  |  | 0.032869 | 0 |  |  |  |  | 0 | 0
48875 | THW_3132 | B | Houston | YES | 0.001861 | 53 | 5 | 53 | 0 | 1.0435 | CC | 1 | 0.032878 | 53 | 53 |  |  |  |  | 0.032878 | 1.7425 |  |  |  |  | 0 | 0
48875 | THW_3132 | A | Houston | YES | 0.001861 | 55 | 5 | 55 | 0 | 1.0435 | CC | 1 | 0.032878 | 55 | 55 |  |  |  |  | 0.032878 | 1.8083 |  |  |  |  | 0 | 0
48877 | THW_3334 | C | Houston | YES | 0.001861 | 55 | 5 | 55 | 0 | 1.0435 | CC | 1 | 0.032878 | 55 | 55 |  |  |  |  | 0.032878 | 1.8083 |  |  |  |  | 0 | 0
48879 | THW_4142 | F | Houston | YES | 0.001861 | 55 | 5 | 55 | 0 | 1.0435 | CC | 1 | 0.032878 | 55 | 55 |  |  |  |  | 0.032878 | 1.8083 |  |  |  |  | 0 | 0
48879 | THW_4142 | E | Houston | YES | 0.001861 | 56 | 5 | 56 | 0 | 1.0435 | CC | 1 | 0.032878 | 56 | 56 |  |  |  |  | 0.032878 | 1.8412 |  |  |  |  | 0 | 0
48877 | THW_3334 | D | Houston | YES | 0.001861 | 57 | 5 | 57 | 0 | 1.0435 | CC | 1 | 0.032878 | 57 | 57 |  |  |  |  | 0.032878 | 1.8741 |  |  |  |  | 0 | 0
48881 | THW_4344 | G | Houston | YES | 0.001861 | 58 | 5 | 58 | 0 | 1.0435 | CC | 1 | 0.032878 | 58 | 58 |  |  |  |  | 0.032878 | 1.9069 |  |  |  |  | 0 | 0
48881 | THW_4344 | H | Houston | YES | 0.001861 | 58 | 5 | 58 | 0 | 1.0435 | CC | 1 | 0.032878 | 58 | 58 |  |  |  |  | 0.032878 | 1.9069 |  |  |  |  | 0 | 0
48873 | THW_ST3_ST_3 | 3 | Houston | YES | 0.001861 | 107 | 19 | 107 | 0 | 1.0435 | CC | 1 | 0.032878 | 107 | 107 |  |  |  |  | 0.032878 | 3.518 |  |  |  |  | 0 | 0
48874 | THW_ST4_ST_4 | 4 | Houston | YES | 0.001861 | 108 | 19 | 108 | 0 | 1.0435 | CC | 1 | 0.032878 | 108 | 108 |  |  |  |  | 0.032878 | 3.5508 |  |  |  |  | 0 | 0
48582 | CBY_GN2_2 | 2 | Houston | YES | 0.001866 | 596.8 | 110 | 746 | 0 | 1.0435 | GSC | 1 | 0.032883 | 746 | 746 |  |  |  |  | 0.032883 | 24.5308 |  |  |  |  | 0 | 0
49803 | EXN_15GT | 1 | Houston | YES | 0.00187 | 33 | 8.3 | 34 |  | 1.0326 | Cogen | 1 | 0.032887 | 0 | 0 |  |  |  |  | 0.032887 | 0 |  |  |  |  | 0 | 0
49804 | EXN_16GT | 2 | Houston | YES | 0.00187 | 32 | 8.3 | 34.7 |  | 1.0326 | Cogen | 1 | 0.032887 | 0 | 0 |  |  |  |  | 0.032887 | 0 |  |  |  |  | 0 | 0
49805 | EXN_17GT | 3 | Houston | YES | 0.00187 | 31 | 8.3 | 32.7 |  | 1.0326 | Cogen | 1 | 0.032887 | 0 | 0 |  |  |  |  | 0.032887 | 0 |  |  |  |  | 0 | 0
49826 | EXN938GT | 5 | Houston | YES | 0.00187 | 43 | 9.2 | 45.9 |  | 1.0326 | Cogen | 1 | 0.032887 | 0 | 0 |  |  |  |  | 0.032887 | 0 |  |  |  |  | 0 | 0
49828 | EXN941GT | 10 | Houston | YES | 0.00187 | 17.7 | 5.4 | 17.7 | 0 | 1.0326 | Cogen | 1 | 0.032887 | 0 | 0 |  |  |  |  | 0.032887 | 0 |  |  |  |  | 0 | 0
49829 | EXN942GT | 11 | Houston | YES | 0.00187 | 20 | 5.4 | 20.4 | 0 | 1.0326 | Cogen | 1 | 0.032887 | 0 | 0 |  |  |  |  | 0.032887 | 0 |  |  |  |  | 0 | 0
49830 | EXN943GT | 12 | Houston | YES | 0.00187 | 19 | 5.4 | 19.9 | 0 | 1.0326 | Cogen | 1 | 0.032887 | 0 | 0 |  |  |  |  | 0.032887 | 0 |  |  |  |  | 0 | 0
49831 | EXN944GT | 13 | Houston | YES | 0.00187 | 33 | 5.4 | 35 | 0 | 1.0326 | Cogen | 1 | 0.032887 | 0 | 0 |  |  |  |  | 0.032887 | 0 |  |  |  |  | 0 | 0
49832 | EXN945GT | 9 | Houston | YES | 0.00187 | 18.5 | 9.2 | 18.5 |  | 1.0326 | Cogen | 1 | 0.032887 | 0 | 0 |  |  |  |  | 0.032887 | 0 |  |  |  |  | 0 | 0
49837 | EXN_GT | 4 | Houston | YES | 0.00187 | 81 | 21.3 | 85.4 |  | 1.0326 | Cogen | 1 | 0.032887 | 0 | 0 |  |  |  |  | 0.032887 | 0 |  |  |  |  | 0 | 0
49838 | EXN_14GT | 14 | Houston | YES | 0.00187 | 140 | 0 | 148 |  | 1.0326 | Cogen | 1 | 0.032887 | 0 | 0 |  |  |  |  | 0.032887 | 0 |  |  |  |  | 0 | 0
48883 | THW_GT1_GT_1 | B2 | Houston | YES | 0.001871 | 0 | 0 | 12 |  | 1.043 | GGT | 1 | 0.032888 | 12 | 12 |  |  |  |  | 0.032888 | 0.39466 |  |  |  |  | 0 | 0
48651 | EP_1_2 | 1 | Houston | YES | 0.001875 | 4 | 0 | 5 | 0 | 1.0362 | Cogen | 1 | 0.032892 | 0 | 0 |  |  |  |  | 0.032892 | 0 |  |  |  |  | 0 | 0
48651 | EP_1_2 | 2 | Houston | YES | 0.001875 | 17.7 | 10 | 21 | 0 | 1.0362 | Cogen | 1 | 0.032892 | 0 | 0 |  |  |  |  | 0.032892 | 0 |  |  |  |  | 0 | 0
48791 | PSA_GT1_8160 | 1 | Houston | YES | 0.001875 | 52 | 20.8 | 65 | 0 | 1.0362 | Cogen | 1 | 0.032892 | 0 | 0 |  |  |  |  | 0.032892 | 0 |  |  |  |  | 0 | 0
48792 | PSA_GT2_8155 | 2 | Houston | YES | 0.001875 | 52.8 | 20.3 | 66 | 0 | 1.0362 | Cogen | 1 | 0.032892 | 0 | 0 |  |  |  |  | 0.032892 | 0 |  |  |  |  | 0 | 0
48793 | PSA_GT3_8150 | 3 | Houston | YES | 0.001875 | 56 | 20.3 | 70 | 0 | 1.0362 | Cogen | 1 | 0.032892 | 0 | 0 |  |  |  |  | 0.032892 | 0 |  |  |  |  | 0 | 0
48794 | PSA_GT4_8145 | 4 | Houston | YES | 0.001875 | 52.8 | 20.3 | 66 | 0 | 1.0362 | Cogen | 1 | 0.032892 | 0 | 0 |  |  |  |  | 0.032892 | 0 |  |  |  |  | 0 | 0
48795 | PSA_GT5_8140 | 5 | Houston | YES | 0.001875 | 51.2 | 20.3 | 64 | 0 | 1.0362 | Cogen | 1 | 0.032892 | 0 | 0 |  |  |  |  | 0.032892 | 0 |  |  |  |  | 0 | 0
48796 | PSA_GN1_8165 | 1 | Houston | YES | 0.001875 | 83.2 | 43.1 | 104 | 0 | 1.0362 | Cogen | 1 | 0.032892 | 0 | 0 |  |  |  |  | 0.032892 | 0 |  |  |  |  | 0 | 0
48797 | PSA_GT6_8135 | 6 | Houston | YES | 0.001875 | 47.2 | 34.5 | 59 | 0 | 1.0362 | Cogen | 1 | 0.032892 | 0 | 0 |  |  |  |  | 0.032892 | 0 |  |  |  |  | 0 | 0
48940 | WARVUE_GT1 | G1 | Houston | YES | 0.001875 | 15 | 0 | 15 |  | 1.021 | Cogen | 1 | 0.032892 | 0 | 0 |  |  |  |  | 0.032892 | 0 |  |  |  |  | 0 | 0
48581 | CBY_GN1_1 | 1 | Houston | YES | 0.001875 | 595.2 | 108 | 744 | 0 | 1.0435 | GSC | 1 | 0.032892 | 744 | 744 |  |  |  |  | 0.032892 | 24.4717 |  |  |  |  | 0 | 0
48815 | CVC_GT4_8005 | 4 | Houston | YES | 0.001878 | 165 | 91.8 | 165 |  | 1.0362 | Cogen | 1 | 0.032895 | 0 | 0 |  |  |  |  | 0.032895 | 0 |  |  |  |  | 0 | 0
48583 | CBY_GT4_1 | 1 | Houston | YES | 0.001878 | 172 | 0 | 172 | 0 | 1.027 | GSC | 1 | 0.032895 | 172 | 172 |  |  |  |  | 0.032895 | 5.658 |  |  |  |  | 0 | 0
48584 | CBY_GT4_2 | 2 | Houston | YES | 0.001878 | 172 | 0 | 172 | 0 | 1.027 | CC | 1 | 0.032895 | 172 | 172 |  |  |  |  | 0.032895 | 5.658 |  |  |  |  | 0 | 0
48585 | CBY_ST4_1 | 3 | Houston | YES | 0.001878 | 172 | 0 | 172 | 0 | 1.027 | CC | 1 | 0.032895 | 172 | 172 |  |  |  |  | 0.032895 | 5.658 |  |  |  |  | 0 | 0
48597 | BTE_GT4_8055 | 3 | Houston | YES | 0.001886 | 158.9 | 130 | 158.9 | 0 | 1.0261 | CC | 1 | 0.032903 | 158.9 | 158.9 |  |  |  |  | 0.032903 | 5.2283 |  |  |  |  | 0 | 0
48596 | BTE_GT3_8045 | 2 | Houston | YES | 0.001886 | 161.4 | 130 | 161.4 | 0 | 1.0261 | CC | 1 | 0.032903 | 161.4 | 161.4 |  |  |  |  | 0.032903 | 5.3106 |  |  |  |  | 0 | 0
48595 | BTE_GT2_8075 | 1 | Houston | YES | 0.001886 | 162.8 | 130 | 162.8 | 0 | 1.0261 | CC | 1 | 0.032903 | 162.8 | 162.8 |  |  |  |  | 0.032903 | 5.3566 |  |  |  |  | 0 | 0
48598 | BTE_ST1_8070 | 4 | Houston | YES | 0.001886 | 269.2 | 60 | 269.2 | 0 | 1.0261 | CC | 1 | 0.032903 | 269.2 | 269.2 |  |  |  |  | 0.032903 | 8.8575 |  |  |  |  | 0 | 0
48690 | GBY_GN5_5 | 5 | Houston | YES | 0.001889 | 318.4 | 81 | 398 |  | 1.0362 | GSC | 1 | 0.032906 | 398 | 398 |  |  |  |  | 0.032906 | 13.0966 |  |  |  |  | 0 | 0
48886 | THW_5354 | C | Houston | YES | 0.001892 | 45.6 | 5 | 57 |  | 1.0319 | GGT | 1 | 0.032909 | 57 | 57 |  |  |  |  | 0.032909 | 1.8758 |  |  |  |  | 0 | 0
48887 | THW_5556 | F | Houston | YES | 0.001892 | 45.6 | 5 | 57 |  | 1.0319 | GGT | 1 | 0.032909 | 57 | 57 |  |  |  |  | 0.032909 | 1.8758 |  |  |  |  | 0 | 0
48885 | THW_5152 | A | Houston | YES | 0.001892 | 46.4 | 5 | 58 |  | 1.0319 | GGT | 1 | 0.032909 | 58 | 58 |  |  |  |  | 0.032909 | 1.9087 |  |  |  |  | 0 | 0
48886 | THW_5354 | D | Houston | YES | 0.001892 | 46.4 | 5 | 58 |  | 1.0319 | GGT | 1 | 0.032909 | 58 | 58 |  |  |  |  | 0.032909 | 1.9087 |  |  |  |  | 0 | 0
48885 | THW_5152 | B | Houston | YES | 0.001892 | 47.2 | 5 | 59 |  | 1.0319 | GGT | 1 | 0.032909 | 59 | 59 |  |  |  |  | 0.032909 | 1.9416 |  |  |  |  | 0 | 0
48887 | THW_5556 | E | Houston | YES | 0.001892 | 47.2 | 5 | 59 |  | 1.0319 | GGT | 1 | 0.032909 | 59 | 59 |  |  |  |  | 0.032909 | 1.9416 |  |  |  |  | 0 | 0
48591 | CHE_GT2_5030 | 2 | Houston | YES | 0.001937 | 173 | 50 | 173 | 0 | 1.029 | Cogen | 1 | 0.032954 | 0 | 0 |  |  |  |  | 0.032954 | 0 |  |  |  |  | 0 | 0
48811 | CVC_GT3_5045 | 3 | Houston | YES | 0.001937 | 156 | 91.8 | 156 | 0 | 1.029 | Cogen | 1 | 0.032954 | 0 | 0 |  |  |  |  | 0.032954 | 0 |  |  |  |  | 0 | 0
48812 | CVC_GT2_5020 | 2 | Houston | YES | 0.001937 | 158 | 91.8 | 158 | 0 | 1.029 | Cogen | 1 | 0.032954 | 0 | 0 |  |  |  |  | 0.032954 | 0 |  |  |  |  | 0 | 0
48813 | CVC_GT1_5035 | 1 | Houston | YES | 0.001937 | 160 | 91.8 | 160 | 0 | 1.029 | Cogen | 1 | 0.032954 | 0 | 0 |  |  |  |  | 0.032954 | 0 |  |  |  |  | 0 | 0
48814 | CVC_ST5_5040 | 1 | Houston | YES | 0.001937 | 162 | 91.8 | 162 | 0 | 1.029 | Cogen | 1 | 0.032954 | 0 | 0 |  |  |  |  | 0.032954 | 0 |  |  |  |  | 0 | 0
38437 | TNSRBNMESA9 | 1 | West | YES | -0.029204 | 37.5 | 0 | 150 | 0 | 1.02 | Wind | -1 | 0.03301 | 0 | 150 |  |  | 0 | 0 | -0.03301 | 0 |  |  |  |  | 0 | 0
38332 | TNWDWRDU2_8 | 1 | West | YES | -0.029219 | 20 | 0 | 80 | 0 | 1.0232 | Wind | -1 | 0.033025 | 0 | 80 |  |  | 0 | 0 | -0.033025 | 0 |  |  |  |  | 0 | 0
60016 | WOODWRD11A | 1 | West | YES | -0.029222 | 20 | 0 | 80 |  | 1.033 | Wind | -1 | 0.033028 | 0 | 80 |  |  | 0 | 0 | -0.033028 | 0 |  |  |  |  | 0 | 0
6016 | SWMESA | 1 | West | YES | -0.029238 | 18.8 | 0 | 75 |  | 1.03 | Wind | -1 | 0.033044 | 0 | 75 |  |  | 0 | 0 | -0.033044 | 0 |  |  |  |  | 0 | 0
60003 | KING_NE1A | 1 | West | YES | -0.029238 | 20 | 0 | 80 |  | 1.03 | Wind | -1 | 0.033044 | 0 | 80 |  |  | 0 | 0 | -0.033044 | 0 |  |  |  |  | 0 | 0
60005 | KING_SE1A | 1 | West | YES | -0.029238 | 10 | 0 | 40 |  | 1.035 | Wind | -1 | 0.033044 | 0 | 40 |  |  | 0 | 0 | -0.033044 | 0 |  |  |  |  | 0 | 0
60201 | RIO DRCS | F | West | YES | -0.029269 | 0 | 0 | 0 | 0 | 1.025 | AVR | -1 | 0.033075 | 0 | 0 |  |  | 0 | 0 | -0.033075 | 0 |  |  |  |  | 0 | 0
60007 | KING_SW1A | 1 | West | YES | -0.02933 | 20 | 0 | 80 |  | 1.03 | Wind | -1 | 0.033136 | 0 | 80 |  |  | 0 | 0 | -0.033136 | 0 |  |  |  |  | 0 | 0
60019 | KING_NW1A | 1 | West | YES | -0.02933 | 20 | 0 | 80 |  | 1.03 | Wind | -1 | 0.033136 | 0 | 80 |  |  | 0 | 0 | -0.033136 | 0 |  |  |  |  | 0 | 0
48671 | FTR_GT1_5105 | 1 | North | YES | 0.002335 | 154.2 | 0 | 154.2 | 0 | 1.0319 | CC | 1 | 0.033352 | 154.2 | 154.2 | 0.36006 | 154.2 |  |  | 0.033352 | 5.1429 |  |  |  |  | 0 | 0
48673 | FTR_GT3_5085 | 3 | North | YES | 0.002335 | 158 | 0 | 158 | 0 | 1.0319 | CC | 1 | 0.033352 | 158 | 158 | 0.36893 | 158 |  |  | 0.033352 | 5.2696 |  |  |  |  | 0 | 0
48672 | FTR_GT2_5110 | 2 | North | YES | 0.002335 | 159 | 0 | 159 | 0 | 1.0319 | CC | 1 | 0.033352 | 159 | 159 | 0.37127 | 159 |  |  | 0.033352 | 5.303 |  |  |  |  | 0 | 0
48674 | FTR_CN4_5095 | 4 | North | YES | 0.002335 | 380 | 0 | 380 | 0 | 1.0319 | CC | 1 | 0.033352 | 380 | 380 | 0.8873 | 380 |  |  | 0.033352 | 12.6738 |  |  |  |  | 0 | 0
32884 | BRYN_DNSBY13 | 1 | North | YES | 0.002405 | 46 | 2 | 46 | 0 | 1.015 | GST | 1 | 0.033422 | 46 | 46 | 0.11063 | 46 |  |  | 0.033422 | 1.5374 |  |  |  |  | 0 | 0
32883 | BRYN_DNSBY3 | 1 | North | YES | 0.002405 | 0 | 2 | 48 |  | 1.015 | GST | 1 | 0.033422 | 48 | 48 | 0.11544 | 48 |  |  | 0.033422 | 1.6043 |  |  |  |  | 0 | 0
32892 | BRYN_DNSBY14 | 1 | North | YES | 0.002405 | 84 | 25 | 105 | 0 | 1.035 | GST | 1 | 0.033422 | 105 | 105 | 0.25252 | 105 |  |  | 0.033422 | 3.5093 |  |  |  |  | 0 | 0
32886 | BRYN_ATKINS3 | MB | North | YES | 0.002411 | 0 | 5 | 12 |  | 1 | GST | 1 | 0.033428 | 0 | 0 | 0 | 0 |  |  | 0.033428 | 0 |  |  |  |  | 0 | 0
32887 | BRYN_ATKINS6 | MB | North | YES | 0.002411 | 0 | 12 | 51 |  | 1.028 | GST | 1 | 0.033428 | 0 | 0 | 0 | 0 |  |  | 0.033428 | 0 |  |  |  |  | 0 | 0
32890 | BRYN_ATKINS4 | MB | North | YES | 0.002411 | 0 | 5 | 22 |  | 1.031 | GST | 1 | 0.033428 | 0 | 0 | 0 | 0 |  |  | 0.033428 | 0 |  |  |  |  | 0 | 0
32891 | BRYN_ATKINS5 | MB | North | YES | 0.002411 | 0 | 5 | 25 |  | 1.031 | GST | 1 | 0.033428 | 0 | 0 | 0 | 0 |  |  | 0.033428 | 0 |  |  |  |  | 0 | 0
32888 | BRYN_ATKINS7 | 1 | North | YES | 0.002411 | 13.6 | 4 | 17 |  | 1.028 | GGT | 1 | 0.033428 | 17 | 17 | 0.040987 | 17 |  |  | 0.033428 | 0.56828 |  |  |  |  | 0 | 0
3416 | LAKE_CRK1_G | 1 | North | YES | 0.002411 | 60 | 33 | 75 |  | 1.029 | GST | 1 | 0.033428 | 75 | 75 | 0.18083 | 75 |  |  | 0.033428 | 2.5071 |  |  |  |  | 0 | 0
3417 | LAKE_CRK2_G | 2 | North | YES | 0.002411 | 177.6 | 40 | 222 | 0 | 1.029 | GST | 1 | 0.033428 | 222 | 222 | 0.53524 | 222 |  |  | 0.033428 | 7.421 |  |  |  |  | 0 | 0
32798 | BRYN_TAMUGEN | 1 | North | YES | 0.002414 | 32 | 0 | 32 |  | 1.02 | GST | 1 | 0.033431 | 32 | 32 | 0.077248 | 32 |  |  | 0.033431 | 1.0698 |  |  |  |  | 0 | 0
990 | GIBN_CREK_G1 | 1 | North | YES | 0.002417 | 463 | 200 | 463 | 0 | 1.0275 | LIGCO | 1 | 0.033434 | 0 | 463 | 1.1191 | 463 |  |  | 0.033434 | 15.48 |  |  |  |  | 0 | 0
253 | BOSQUESW804 | 2 | North | YES | 0.002497 | 80 | 0 | 80 | 0 | 1.032 | CC | 1 | 0.033514 | 80 | 80 | 0.19976 | 80 |  |  | 0.033514 | 2.6811 |  |  |  |  | 0 | 0
251 | BOSQUESW803 | 2 | North | YES | 0.002497 | 150 | 0 | 150 | 0 | 1.032 | CC | 1 | 0.033514 | 150 | 150 | 0.37455 | 150 |  |  | 0.033514 | 5.0271 |  |  |  |  | 0 | 0
11014 | NAV6ST | 1 | West | YES | -0.029708 | 115 | 40 | 115 | 0 | 1.029 | CC | -1 | 0.033514 | 115 | 115 |  |  | -3.4164 | 115 | -0.033514 | -3.8541 |  |  |  |  | 0 | 0
11011 | NAV3ST | 1 | West | YES | -0.029708 | 92.8 | 40 | 92.8 | 0 | 1.029 | CC | -1 | 0.033514 | 92.8 | 92.8 |  |  | -2.7569 | 92.8 | -0.033514 | -3.1101 |  |  |  |  | 0 | 0
11012 | NAV4CT | 1 | West | YES | -0.029708 | 80 | 18 | 80 | 0 | 1.029 | CC | -1 | 0.033514 | 80 | 80 |  |  | -2.3766 | 80 | -0.033514 | -2.6811 |  |  |  |  | 0 | 0
11013 | NAV5CT | 1 | West | YES | -0.029708 | 80 | 18 | 80 | 0 | 1.029 | CC | -1 | 0.033514 | 80 | 80 |  |  | -2.3766 | 80 | -0.033514 | -2.6811 |  |  |  |  | 0 | 0
11009 | NAV2CT | 1 | West | YES | -0.029708 | 71.4 | 18 | 71.4 | 0 | 1.029 | CC | -1 | 0.033514 | 71.4 | 71.4 |  |  | -2.1212 | 71.4 | -0.033514 | -2.3929 |  |  |  |  | 0 | 0
11001 | NAV1CT | 1 | West | YES | -0.029708 | 70.4 | 18 | 70.4 | 0 | 1.029 | CC | -1 | 0.033514 | 70.4 | 70.4 |  |  | -2.0914 | 70.4 | -0.033514 | -2.3594 |  |  |  |  | 0 | 0
239 | BOSQUESW502 | 1 | North | YES | 0.002509 | 119.2 | 0 | 149 | 0 | 1.02 | GGT | 1 | 0.033526 | 149 | 149 | 0.37384 | 149 |  |  | 0.033526 | 4.9954 |  |  |  |  | 0 | 0
247 | BOSQUESW501 | 2 | North | YES | 0.002509 | 124.8 | 0 | 156 | 0 | 1.02 | GGT | 1 | 0.033526 | 156 | 156 | 0.3914 | 156 |  |  | 0.033526 | 5.2301 |  |  |  |  | 0 | 0
238 | BOSQUESW505 | 1 | North | YES | 0.002509 | 255 | 0 | 255 | 0 | 1.02 | CC | 1 | 0.033526 | 255 | 255 | 0.6398 | 255 |  |  | 0.033526 | 8.5492 |  |  |  |  | 0 | 0
11025 | TIEHVSG_2G | 1 | West | YES | -0.02972 | 213.2 | 63 | 213.2 | 0 | 1.012 | CC | -1 | 0.033526 | 213.2 | 213.2 |  |  | -6.3363 | 213.2 | -0.033526 | -7.1478 |  |  |  |  | 0 | 0
11020 | TIEHVSG_1G | 1 | West | YES | -0.02972 | 208.2 | 63 | 208.2 | 0 | 1.012 | CC | -1 | 0.033526 | 208.2 | 208.2 |  |  | -6.1877 | 208.2 | -0.033526 | -6.9802 |  |  |  |  | 0 | 0
11024 | TIEHVCG_4G | 1 | West | YES | -0.02972 | 147 | 103 | 147 | 0 | 1.012 | CC | -1 | 0.033526 | 147 | 147 |  |  | -4.3688 | 147 | -0.033526 | -4.9283 |  |  |  |  | 0 | 0
11021 | TIEHVCG_1G | 1 | West | YES | -0.02972 | 142.1 | 103 | 142.1 | 0 | 1.012 | CC | -1 | 0.033526 | 142.1 | 142.1 |  |  | -4.2232 | 142.1 | -0.033526 | -4.7641 |  |  |  |  | 0 | 0
11023 | TIEHVCG_3G | 1 | West | YES | -0.02972 | 137.4 | 103 | 137.4 | 0 | 1.012 | CC | -1 | 0.033526 | 137.4 | 137.4 |  |  | -4.0835 | 137.4 | -0.033526 | -4.6065 |  |  |  |  | 0 | 0
11022 | TIEHVCG_2G | 1 | West | YES | -0.02972 | 132.4 | 103 | 132.4 | 0 | 1.012 | CC | -1 | 0.033526 | 132.4 | 132.4 |  |  | -3.9349 | 132.4 | -0.033526 | -4.4389 |  |  |  |  | 0 | 0
3403 | THOUSE_1G | 1 | North | YES | 0.002524 | 563 | 200 | 563 | 0 | 1.012 | GSC | 1 | 0.033541 | 563 | 563 | 1.421 | 563 |  |  | 0.033541 | 18.8836 |  |  |  |  | 0 | 0
3404 | THOUSE_2G | 2 | North | YES | 0.002524 | 807 | 250 | 807 | 0 | 1.012 | GSC | 1 | 0.033541 | 807 | 807 | 2.0369 | 807 |  |  | 0.033541 | 27.0677 |  |  |  |  | 0 | 0
39960 | TNTNPONE_18 | 1 | North | YES | 0.002682 | 152.3 | 30 | 152.3 |  | 1.04 | LIGCO | 1 | 0.033699 | 0 | 152.3 | 0.40847 | 152.3 |  |  | 0.033699 | 5.1324 |  |  |  |  | 0 | 0
39970 | TNTNPONE_28 | 1 | North | YES | 0.002682 | 153 | 30 | 153 |  | 1.04 | LIGCO | 1 | 0.033699 | 0 | 153 | 0.41035 | 153 |  |  | 0.033699 | 5.156 |  |  |  |  | 0 | 0
48722 | LEG_2___2 | 2 | North | YES | 0.002788 | 819 | 357 | 819 | 0 | 1.0348 | LIGCO | 1 | 0.033805 | 0 | 819 | 2.2834 | 819 |  |  | 0.033805 | 27.6864 |  |  |  |  | 0 | 0
48721 | LEG_1___1 | 1 | North | YES | 0.002788 | 827 | 357 | 827 | 0 | 1.0348 | LIGCO | 1 | 0.033805 | 0 | 827 | 2.3057 | 827 |  |  | 0.033805 | 27.9568 |  |  |  |  | 0 | 0
244 | WHITNYDM01 | 1 | North | YES | 0.0029 | 15 | 0 | 15 | 0 | 1.035 | Hydro | 1 | 0.033917 | 0 | 0 | 0 | 0 |  |  | 0.033917 | 0 |  |  |  |  | 0 | 0
245 | WHITNYDM02 | 2 | North | YES | 0.0029 | 15 | 0 | 15 | 0 | 1.035 | Hydro | 1 | 0.033917 | 0 | 0 | 0 | 0 |  |  | 0.033917 | 0 |  |  |  |  | 0 | 0
1643 | SLSTR1PP_1G | 1 | North | YES | 0.003083 | 6 | 0 | 60 | 0 | 1.022 | Wind | 1 | 0.0341 | 0 | 60 | 0.18498 | 60 |  |  | 0.0341 | 2.046 |  |  |  |  | 0 | 0
3382 | BBRN_2G | 2 | North | YES | 0.003088 | 589 | 225 | 589 | 0 | 1.03 | LIGCO | 1 | 0.034105 | 0 | 589 | 1.8188 | 589 |  |  | 0.034105 | 20.0879 |  |  |  |  | 0 | 0
3381 | BBRN_1G | 1 | North | YES | 0.003088 | 618 | 225 | 618 | 0 | 1.03 | LIGCO | 1 | 0.034105 | 0 | 618 | 1.9084 | 618 |  |  | 0.034105 | 21.077 |  |  |  |  | 0 | 0
13131 | CALFREST_1G | 1 | North | YES | 0.003128 | 150.7 | 40 | 150.7 | 0 | 1.031 | CC | 1 | 0.034145 | 150.7 | 150.7 | 0.47139 | 150.7 |  |  | 0.034145 | 5.1457 |  |  |  |  | 0 | 0
13132 | CALFREST_2G | 2 | North | YES | 0.003128 | 151 | 57 | 151 | 0 | 1.031 | CC | 1 | 0.034145 | 151 | 151 | 0.47233 | 151 |  |  | 0.034145 | 5.1559 |  |  |  |  | 0 | 0
13133 | CALFREST_3G | 3 | North | YES | 0.003128 | 177.4 | 40 | 177.4 | 0 | 1.031 | CC | 1 | 0.034145 | 177.4 | 177.4 | 0.55491 | 177.4 |  |  | 0.034145 | 6.0573 |  |  |  |  | 0 | 0
13134 | CALFREST_4G | 4 | North | YES | 0.003136 | 151.5 | 40 | 151.5 | 0 | 1.031 | CC | 1 | 0.034153 | 151.5 | 151.5 | 0.4751 | 151.5 |  |  | 0.034153 | 5.1742 |  |  |  |  | 0 | 0
13135 | CALFREST_5G | 5 | North | YES | 0.003136 | 152.3 | 57 | 152.3 | 0 | 1.031 | CC | 1 | 0.034153 | 152.3 | 152.3 | 0.47761 | 152.3 |  |  | 0.034153 | 5.2015 |  |  |  |  | 0 | 0
13136 | CALFREST_6G | 6 | North | YES | 0.003136 | 177.5 | 40 | 177.5 | 0 | 1.031 | CC | 1 | 0.034153 | 177.5 | 177.5 | 0.55664 | 177.5 |  |  | 0.034153 | 6.0622 |  |  |  |  | 0 | 0
3126 | TRINIDAD_6G | 1 | North | YES | 0.003286 | 179.2 | 46 | 224 | 0 | 1 | GST | 1 | 0.034303 | 224 | 224 | 0.73606 | 224 |  |  | 0.034303 | 7.6839 |  |  |  |  | 0 | 0
1432 | GRHAMSES_2G | 2 | North | YES | 0.003297 | 294.9 | 90 | 366 | 0 | 1.014 | GST | 1 | 0.034314 | 366 | 366 | 1.2067 | 366 |  |  | 0.034314 | 12.559 |  |  |  |  | 0 | 0
3107 | STRYKER_1G | 1 | North | YES | 0.003321 | 145.6 | 45 | 182 | 0 | 1.029 | GST | 1 | 0.034338 | 182 | 182 | 0.60442 | 182 |  |  | 0.034338 | 6.2495 |  |  |  |  | 0 | 0
3108 | STRYKER_2G | 2 | North | YES | 0.003321 | 484 | 75 | 484 | 0 | 1.029 | GST | 1 | 0.034338 | 484 | 484 | 1.6074 | 484 |  |  | 0.034338 | 16.6196 |  |  |  |  | 0 | 0
3309 | ASPN_G | 1 | North | YES | 0.003327 | 50 | 0 | 50 |  | 1 | Bio | 1 | 0.034344 | 50 | 50 | 0.16635 | 50 |  |  | 0.034344 | 1.7172 |  |  |  |  | 0 | 0
3348 | CHAMPION_1G | MB | North | YES | 0.003329 | 0 | 42 | 42 |  | 1 | Cogen | 1 | 0.034346 | 0 | 0 | 0 | 0 |  |  | 0.034346 | 0 |  |  |  |  | 0 | 0
13117 | TGATEWAY_2G | 2 | North | YES | 0.003349 | 130 | 30 | 130 | 0 | 1.0232 | CC | 1 | 0.034366 | 130 | 130 | 0.43537 | 130 |  |  | 0.034366 | 4.4676 |  |  |  |  | 0 | 0
13118 | TGATEWAY_3G | 3 | North | YES | 0.003349 | 148 | 30 | 148 | 0 | 1.0232 | CC | 1 | 0.034366 | 148 | 148 | 0.49565 | 148 |  |  | 0.034366 | 5.0862 |  |  |  |  | 0 | 0
13116 | TGATEWAY_1G | 1 | North | YES | 0.003349 | 151 | 30 | 151 | 0 | 1.0232 | CC | 1 | 0.034366 | 151 | 151 | 0.5057 | 151 |  |  | 0.034366 | 5.1893 |  |  |  |  | 0 | 0
13119 | TGATEWAY_4G | 4 | North | YES | 0.003349 | 399 | 65 | 399 | 0 | 1.0232 | CC | 1 | 0.034366 | 399 | 399 | 1.3363 | 399 |  |  | 0.034366 | 13.7121 |  |  |  |  | 0 | 0
3097 | MARTLAKE_1G | 1 | North | YES | 0.00337 | 790 | 500 | 790 | 0 | 1.017 | LIGCO | 1 | 0.034387 | 0 | 790 | 2.6623 | 790 |  |  | 0.034387 | 27.1658 |  |  |  |  | 0 | 0
3098 | MARTLAKE_2G | 2 | North | YES | 0.00337 | 795 | 461 | 795 | 0 | 1.017 | LIGCO | 1 | 0.034387 | 0 | 795 | 2.6791 | 795 |  |  | 0.034387 | 27.3378 |  |  |  |  | 0 | 0
3099 | MARTLAKE_3G | 3 | North | YES | 0.00337 | 804 | 500 | 804 | 0 | 1.017 | LIGCO | 1 | 0.034387 | 0 | 804 | 2.7095 | 804 |  |  | 0.034387 | 27.6472 |  |  |  |  | 0 | 0
1942 | MDLTHELP_2G | 2 | North | YES | 0.003402 | 216.1 | 74 | 216.1 | 0 | 1 | CC | 1 | 0.034419 | 216.1 | 216.1 | 0.73517 | 216.1 |  |  | 0.034419 | 7.438 |  |  |  |  | 0 | 0
1941 | MDLTHELP_1G | 1 | North | YES | 0.003402 | 216.4 | 74 | 216.4 | 0 | 1 | CC | 1 | 0.034419 | 216.4 | 216.4 | 0.73619 | 216.4 |  |  | 0.034419 | 7.4483 |  |  |  |  | 0 | 0
12323 | ENNSTRAC_2G | 2 | North | YES | 0.003407 | 116 | 100 | 116 | 0 | 1.036 | CC | 1 | 0.034424 | 116 | 116 | 0.39521 | 116 |  |  | 0.034424 | 3.9932 |  |  |  |  | 0 | 0
12322 | ENNSTRAC_1G | 1 | North | YES | 0.003407 | 196 | 130 | 196 | 0 | 1.036 | CC | 1 | 0.034424 | 196 | 196 | 0.66777 | 196 |  |  | 0.034424 | 6.7471 |  |  |  |  | 0 | 0
1944 | MDLTHELP_4G | 4 | North | YES | 0.003467 | 211 | 74 | 211 | 0 | 1 | CC | 1 | 0.034484 | 211 | 211 | 0.73154 | 211 |  |  | 0.034484 | 7.2761 |  |  |  |  | 0 | 0
1943 | MDLTHELP_3G | 3 | North | YES | 0.003467 | 212 | 74 | 212 | 0 | 1 | CC | 1 | 0.034484 | 212 | 212 | 0.735 | 212 |  |  | 0.034484 | 7.3106 |  |  |  |  | 0 | 0
1937 | MDLTHELP_5G | 5 | North | YES | 0.003467 | 224 | 74 | 224 | 0 | 1 | CC | 1 | 0.034484 | 224 | 224 | 0.77661 | 224 |  |  | 0.034484 | 7.7244 |  |  |  |  | 0 | 0
1938 | MDLTHELP_6G | 6 | North | YES | 0.003467 | 226 | 74 | 226 | 0 | 1 | CC | 1 | 0.034484 | 226 | 226 | 0.78354 | 226 |  |  | 0.034484 | 7.7934 |  |  |  |  | 0 | 0
12411 | FPLEFR1A_G | 1 | North | YES | 0.003531 | 161 | 72 | 161 | 0 | 1 | CC | 1 | 0.034548 | 161 | 161 | 0.56849 | 161 |  |  | 0.034548 | 5.5622 |  |  |  |  | 0 | 0
12422 | FPLEFR2B_G | 2 | North | YES | 0.003531 | 161 | 72 | 161 | 0 | 1 | CC | 1 | 0.034548 | 161 | 161 | 0.56849 | 161 |  |  | 0.034548 | 5.5622 |  |  |  |  | 0 | 0
12421 | FPLEFR2A_G | 1 | North | YES | 0.003531 | 162 | 72 | 162 | 0 | 1 | CC | 1 | 0.034548 | 162 | 162 | 0.57202 | 162 |  |  | 0.034548 | 5.5968 |  |  |  |  | 0 | 0
12423 | FPLEFR2C_G | 3 | North | YES | 0.003531 | 163 | 72 | 163 | 0 | 1 | CC | 1 | 0.034548 | 163 | 163 | 0.57555 | 163 |  |  | 0.034548 | 5.6313 |  |  |  |  | 0 | 0
12412 | FPLEFR1B_G | 2 | North | YES | 0.003531 | 164 | 72 | 164 | 0 | 1 | CC | 1 | 0.034548 | 164 | 164 | 0.57908 | 164 |  |  | 0.034548 | 5.6659 |  |  |  |  | 0 | 0
12413 | FPLEFR1C_G | 3 | North | YES | 0.003531 | 164 | 72 | 164 | 0 | 1 | CC | 1 | 0.034548 | 164 | 164 | 0.57908 | 164 |  |  | 0.034548 | 5.6659 |  |  |  |  | 0 | 0
12414 | FPLEFR1S_G | 4 | North | YES | 0.003531 | 414 | 191 | 414 | 0 | 1 | CC | 1 | 0.034548 | 414 | 414 | 1.4618 | 414 |  |  | 0.034548 | 14.3029 |  |  |  |  | 0 | 0
12424 | FPLEFR2S_G | 4 | North | YES | 0.003531 | 415 | 191 | 415 | 0 | 1 | CC | 1 | 0.034548 | 415 | 415 | 1.4654 | 415 |  |  | 0.034548 | 14.3375 |  |  |  |  | 0 | 0
12440 | PARKD_1SVC8 | 1 | North | YES | 0.003536 | 0 | 0 | 0 | 0 | 1.007 | GST | 1 | 0.034553 | 0 | 0 | 0 | 0 |  |  | 0.034553 | 0 |  |  |  |  | 0 | 0
12449 | PARKD_2SVC8 | 1 | North | YES | 0.003536 | 0 | 0 | 0 | 0 | 1.007 | GST | 1 | 0.034553 | 0 | 0 | 0 | 0 |  |  | 0.034553 | 0 |  |  |  |  | 0 | 0
2414 | MTCK7_G | 7 | North | YES | 0.00354 | 0 | 30 | 115 |  | 1.022 | GST | 1 | 0.034557 | 115 | 115 | 0.4071 | 115 |  |  | 0.034557 | 3.9741 |  |  |  |  | 0 | 0
2413 | MTCK6_G | 6 | North | YES | 0.00354 | 0 | 30 | 118 |  | 1.022 | GST | 1 | 0.034557 | 118 | 118 | 0.41772 | 118 |  |  | 0.034557 | 4.0777 |  |  |  |  | 0 | 0
2417 | MTCK8_G | 8 | North | YES | 0.00354 | 444.8 | 60 | 556 | 0 | 1.022 | GSC | 1 | 0.034557 | 556 | 556 | 1.9682 | 556 |  |  | 0.034557 | 19.2138 |  |  |  |  | 0 | 0
1453 | WCPWRCO_1G | 1 | North | YES | 0.003541 | 204 | 50 | 204 | 0 | 1.02 | CC | 1 | 0.034558 | 204 | 204 | 0.72236 | 204 |  |  | 0.034558 | 7.0499 |  |  |  |  | 0 | 0
1454 | WCPWRCO_2G | 2 | North | YES | 0.003541 | 204 | 50 | 204 | 0 | 1.02 | CC | 1 | 0.034558 | 204 | 204 | 0.72236 | 204 |  |  | 0.034558 | 7.0499 |  |  |  |  | 0 | 0
1455 | WCPWRCO_3G | 3 | North | YES | 0.003541 | 242 | 50 | 242 |  | 1.02 | CC | 1 | 0.034558 | 242 | 242 | 0.85692 | 242 |  |  | 0.034558 | 8.3631 |  |  |  |  | 0 | 0
2451 | LKHB1_G | 1 | North | YES | 0.003548 | 0 | 80 | 391 |  | 1.022 | GST | 1 | 0.034565 | 391 | 391 | 1.3873 | 391 |  |  | 0.034565 | 13.515 |  |  |  |  | 0 | 0
2452 | LKHB2_G | 2 | North | YES | 0.003548 | 516 | 80 | 516 | 0 | 1.022 | GST | 1 | 0.034565 | 516 | 516 | 1.8308 | 516 |  |  | 0.034565 | 17.8356 |  |  |  |  | 0 | 0
948 | STEAM1 | 1 | North | YES | 0.003588 | 0 | 12 | 20 |  | 1.02 | GST | 1 | 0.034605 | 20 | 20 | 0.07176 | 20 |  |  | 0.034605 | 0.6921 |  |  |  |  | 0 | 0
949 | STEAM2 | 1 | North | YES | 0.003589 | 26 | 8 | 26 | 0 | 0.99 | GST | 1 | 0.034606 | 26 | 26 | 0.093314 | 26 |  |  | 0.034606 | 0.89976 |  |  |  |  | 0 | 0
950 | STEAM3 | 1 | North | YES | 0.003589 | 41 | 13 | 42 | 0 | 1.02 | GST | 1 | 0.034606 | 42 | 42 | 0.15074 | 42 |  |  | 0.034606 | 1.4535 |  |  |  |  | 0 | 0
837 | NEWMAN_G5 | 1 | North | YES | 0.003591 | 0 | 15 | 40 |  | 1.01 | GST | 1 | 0.034608 | 40 | 40 | 0.14364 | 40 |  |  | 0.034608 | 1.3843 |  |  |  |  | 0 | 0
845 | OLINGER_G4 | 1 | North | YES | 0.003598 | 51.9 | 0 | 76 | 0 | 1.03 | GGT | 1 | 0.034615 | 76 | 76 | 0.27345 | 76 |  |  | 0.034615 | 2.6307 |  |  |  |  | 0 | 0
842 | OLINGER_G1 | 1 | North | YES | 0.003598 | 55.4 | 20 | 79 | 0 | 1.03 | GST | 1 | 0.034615 | 79 | 79 | 0.28424 | 79 |  |  | 0.034615 | 2.7346 |  |  |  |  | 0 | 0
843 | OLINGER_G2 | 1 | North | YES | 0.003598 | 76.2 | 25 | 110 | 0 | 1.03 | GST | 1 | 0.034615 | 110 | 110 | 0.39578 | 110 |  |  | 0.034615 | 3.8077 |  |  |  |  | 0 | 0
844 | OLINGER_G3 | 1 | North | YES | 0.003598 | 103.9 | 45 | 150 | 0 | 1.03 | GST | 1 | 0.034615 | 150 | 150 | 0.5397 | 150 |  |  | 0.034615 | 5.1923 |  |  |  |  | 0 | 0
5925 | DCEAST | EQ | North | YES | 0.00364 | 400.3 | -600 | 600 | 0 | 1.025 | DCTie | 1 | 0.034657 | 0 | 0 | 0 | 0 |  |  | 0.034657 | 0 |  |  |  |  | 0 | 0
1701 | MOSES_1G | 1 | North | YES | 0.00364 | 558 | 175 | 558 | 0 | 1.023 | LIGCO | 1 | 0.034657 | 0 | 558 | 2.0311 | 558 |  |  | 0.034657 | 19.3387 |  |  |  |  | 0 | 0
1702 | MOSES_2G | 2 | North | YES | 0.00364 | 579 | 175 | 579 | 0 | 1.023 | LIGCO | 1 | 0.034657 | 0 | 579 | 2.1076 | 579 |  |  | 0.034657 | 20.0665 |  |  |  |  | 0 | 0
1703 | MOSES_3G | 3 | North | YES | 0.00364 | 808 | 463 | 808 | 0 | 1.023 | LIGCO | 1 | 0.034657 | 0 | 808 | 2.9411 | 808 |  |  | 0.034657 | 28.0029 |  |  |  |  | 0 | 0
1878 | WLFHOLW_2G | 2 | North | YES | 0.003658 | 215.7 | 105 | 215.7 | 0 | 1.032 | CC | 1 | 0.034675 | 215.7 | 215.7 | 0.78903 | 215.7 |  |  | 0.034675 | 7.4794 |  |  |  |  | 0 | 0
1877 | WLFHOLW_1G | 1 | North | YES | 0.003658 | 217.3 | 89.2 | 217.3 | 0 | 1.032 | CC | 1 | 0.034675 | 217.3 | 217.3 | 0.79488 | 217.3 |  |  | 0.034675 | 7.5349 |  |  |  |  | 0 | 0
1879 | WLFHOLW_3G | 3 | North | YES | 0.003658 | 272.4 | 89.2 | 272.4 | 0 | 1.032 | CC | 1 | 0.034675 | 272.4 | 272.4 | 0.99644 | 272.4 |  |  | 0.034675 | 9.4455 |  |  |  |  | 0 | 0
1008 | PB6GEN_7G | 6 | West | YES | -0.030872 | 515 | 130 | 515 | 0 | 1.036 | GST | -1 | 0.034678 | 515 | 515 |  |  | -15.8991 | 515 | -0.034678 | -17.8593 |  |  |  |  | 0 | 0
1007 | PB5GEN_6G | 5 | West | YES | -0.030872 | 91.2 | 40 | 114 | 0 | 1.036 | GST | -1 | 0.034678 | 114 | 114 |  |  | -3.5194 | 114 | -0.034678 | -3.9533 |  |  |  |  | 0 | 0
1005 | PBCTDGE_4G | D | West | YES | -0.030872 | 65 | 65 | 68 | 0 | 1.036 | GGT | -1 | 0.034678 | 68 | 68 |  |  | -2.0993 | 68 | -0.034678 | -2.3581 |  |  |  |  | 0 | 0
1004 | PBCTCGE_3G | C | West | YES | -0.030872 | 62 | 62 | 67 | 0 | 1.036 | GGT | -1 | 0.034678 | 67 | 67 |  |  | -2.0684 | 67 | -0.034678 | -2.3234 |  |  |  |  | 0 | 0
1006 | PBCTEGE_5G | E | West | YES | -0.030872 | 65 | 65 | 67 | 0 | 1.036 | GGT | -1 | 0.034678 | 67 | 67 |  |  | -2.0684 | 67 | -0.034678 | -2.3234 |  |  |  |  | 0 | 0
1002 | PBCTAGE_1G | A | West | YES | -0.030872 | 64 | 64 | 66 | 0 | 1.036 | GGT | -1 | 0.034678 | 66 | 66 |  |  | -2.0376 | 66 | -0.034678 | -2.2888 |  |  |  |  | 0 | 0
1003 | PBCTBGE_2G | B | West | YES | -0.030872 | 65 | 65 | 66 | 0 | 1.036 | GGT | -1 | 0.034678 | 66 | 66 |  |  | -2.0376 | 66 | -0.034678 | -2.2888 |  |  |  |  | 0 | 0
1898 | COMCHEPK_1G | 1 | North | YES | 0.003668 | 1217 | 1150 | 1217 | 0 | 1.032 | Nuc | 1 | 0.034685 | 0 | 0 | 0 | 0 |  |  | 0.034685 | 0 |  |  |  |  | 0 | 0
1899 | COMCHEPK_2G | 2 | North | YES | 0.003668 | 1159 | 1128 | 1159 | 0 | 1.032 | Nuc | 1 | 0.034685 | 0 | 0 | 0 | 0 |  |  | 0.034685 | 0 |  |  |  |  | 0 | 0
1679 | LAMARPWR_2G | 2 | North | YES | 0.003672 | 156 | 67.7 | 156 | 0 | 1.038 | CC | 1 | 0.034689 | 156 | 156 | 0.57283 | 156 |  |  | 0.034689 | 5.4115 |  |  |  |  | 0 | 0
1681 | LAMARPWR_4G | 4 | North | YES | 0.003672 | 156 | 67.7 | 156 | 0 | 1.038 | CC | 1 | 0.034689 | 156 | 156 | 0.57283 | 156 |  |  | 0.034689 | 5.4115 |  |  |  |  | 0 | 0
1682 | LAMARPWR_5G | 5 | North | YES | 0.003672 | 157 | 67.7 | 157 | 0 | 1.038 | CC | 1 | 0.034689 | 157 | 157 | 0.5765 | 157 |  |  | 0.034689 | 5.4462 |  |  |  |  | 0 | 0
1678 | LAMARPWR_1G | 1 | North | YES | 0.003672 | 160 | 67.7 | 160 | 0 | 1.038 | CC | 1 | 0.034689 | 160 | 160 | 0.58752 | 160 |  |  | 0.034689 | 5.5503 |  |  |  |  | 0 | 0
1680 | LAMARPWR_3G | 3 | North | YES | 0.003672 | 196 | 129.1 | 196 | 0 | 1.038 | CC | 1 | 0.034689 | 196 | 196 | 0.71971 | 196 |  |  | 0.034689 | 6.7991 |  |  |  |  | 0 | 0
1683 | LAMARPWR_6G | 6 | North | YES | 0.003672 | 198 | 129.1 | 198 | 0 | 1.038 | CC | 1 | 0.034689 | 198 | 198 | 0.72706 | 198 |  |  | 0.034689 | 6.8684 |  |  |  |  | 0 | 0
1675 | PEC_1G | 1 | North | YES | 0.003674 | 76.7 | 35 | 76.7 | 0 | 1.022 | Cogen | 1 | 0.034691 | 0 | 0 | 0 | 0 |  |  | 0.034691 | 0 |  |  |  |  | 0 | 0
1676 | PEC_2G | 2 | North | YES | 0.003674 | 79.6 | 35 | 79.6 | 0 | 1.022 | Cogen | 1 | 0.034691 | 0 | 0 | 0 | 0 |  |  | 0.034691 | 0 |  |  |  |  | 0 | 0
1677 | PEC_3G | 3 | North | YES | 0.003674 | 88.4 | 35 | 88.4 | 0 | 1.022 | Cogen | 1 | 0.034691 | 0 | 0 | 0 | 0 |  |  | 0.034691 | 0 |  |  |  |  | 0 | 0
1889 | DECRDOVA_1G | 1 | North | YES | 0.003683 | 779 | 255 | 779 | 0 | 1.02 | GSC | 1 | 0.0347 | 779 | 779 | 2.8691 | 779 |  |  | 0.0347 | 27.0314 |  |  |  |  | 0 | 0
11691 | KMICHICT1_G | 1 | North | YES | 0.003684 | 144 | 80 | 144 | 0 | 1.026 | CC | 1 | 0.034701 | 144 | 144 | 0.5305 | 144 |  |  | 0.034701 | 4.997 |  |  |  |  | 0 | 0
11694 | KMICHICT4_G | 4 | North | YES | 0.003684 | 144 | 80 | 144 | 0 | 1.026 | CC | 1 | 0.034701 | 144 | 144 | 0.5305 | 144 |  |  | 0.034701 | 4.997 |  |  |  |  | 0 | 0
11692 | KMICHICT2_G | 2 | North | YES | 0.003684 | 146 | 80 | 146 | 0 | 1.026 | CC | 1 | 0.034701 | 146 | 146 | 0.53786 | 146 |  |  | 0.034701 | 5.0664 |  |  |  |  | 0 | 0
11695 | KMICHICT5_G | 5 | North | YES | 0.003684 | 148 | 80 | 148 | 0 | 1.026 | CC | 1 | 0.034701 | 148 | 148 | 0.54523 | 148 |  |  | 0.034701 | 5.1358 |  |  |  |  | 0 | 0
11696 | KMICHIST6_G | 6 | North | YES | 0.003684 | 310 | 60 | 310 | 0 | 1.026 | CC | 1 | 0.034701 | 310 | 310 | 1.142 | 310 |  |  | 0.034701 | 10.7573 |  |  |  |  | 0 | 0
11693 | KMICHIST3_G | 3 | North | YES | 0.003684 | 312 | 60 | 312 | 0 | 1.026 | CC | 1 | 0.034701 | 312 | 312 | 1.1494 | 312 |  |  | 0.034701 | 10.8267 |  |  |  |  | 0 | 0
1689 | VALLEY_3G | 3 | North | YES | 0.003684 | 0 | 25 | 375 |  | 1.003 | GST | 1 | 0.034701 | 375 | 375 | 1.3815 | 375 |  |  | 0.034701 | 13.0129 |  |  |  |  | 0 | 0
2381 | NTHLK1_G | 1 | North | YES | 0.003699 | 0 | 35 | 156 |  | 1.022 | GST | 1 | 0.034716 | 156 | 156 | 0.57704 | 156 |  |  | 0.034716 | 5.4157 |  |  |  |  | 0 | 0
2382 | NTHLK2_G | 2 | North | YES | 0.003699 | 0 | 35 | 181 |  | 1.022 | GST | 1 | 0.034716 | 181 | 181 | 0.66952 | 181 |  |  | 0.034716 | 6.2836 |  |  |  |  | 0 | 0
2383 | NTHLK3_G | 3 | North | YES | 0.003699 | 0 | 50 | 329 |  | 1.022 | GST | 1 | 0.034716 | 329 | 329 | 1.217 | 329 |  |  | 0.034716 | 11.4216 |  |  |  |  | 0 | 0
2371 | COLLIN_1G | MB | North | YES | 0.003767 | 0 | 40 | 138 |  | 1.022 | GST | 1 | 0.034784 | 0 | 0 | 0 | 0 |  |  | 0.034784 | 0 |  |  |  |  | 0 | 0
1687 | VALLEY_1G | 1 | North | YES | 0.003774 | 136 | 15 | 170 | 0 | 1.029 | GST | 1 | 0.034791 | 170 | 170 | 0.64158 | 170 |  |  | 0.034791 | 5.9145 |  |  |  |  | 0 | 0
1688 | VALLEY_2G | 2 | North | YES | 0.003774 | 527 | 90 | 527 | 0 | 1.029 | GSC | 1 | 0.034791 | 527 | 527 | 1.9889 | 527 |  |  | 0.034791 | 18.3349 |  |  |  |  | 0 | 0
366 | JNSNCNTY802 | 1 | North | YES | 0.003798 | 168 | 20 | 168 | 0 | 1.02 | Cogen | 1 | 0.034815 | 0 | 0 | 0 | 0 |  |  | 0.034815 | 0 |  |  |  |  | 0 | 0
367 | JNSNCNTY802 | 2 | North | YES | 0.003798 | 90 | 20 | 90 | 0 | 1.02 | Cogen | 1 | 0.034815 | 0 | 0 | 0 | 0 |  |  | 0.034815 | 0 |  |  |  |  | 0 | 0
1948 | HANDLEY_4G | 4 | North | YES | 0.003814 | 348 | 150 | 435 | 0 | 1.022 | GST | 1 | 0.034831 | 435 | 435 | 1.6591 | 435 |  |  | 0.034831 | 15.1515 |  |  |  |  | 0 | 0
1947 | HANDLEY_3G | 3 | North | YES | 0.003825 | 316 | 100 | 395 | 0 | 1.022 | GST | 1 | 0.034842 | 395 | 395 | 1.5109 | 395 |  |  | 0.034842 | 13.7626 |  |  |  |  | 0 | 0
1949 | HANDLEY_5G | 5 | North | YES | 0.003825 | 348 | 150 | 435 | 0 | 1.022 | GST | 1 | 0.034842 | 435 | 435 | 1.6639 | 435 |  |  | 0.034842 | 15.1563 |  |  |  |  | 0 | 0
6948 | DENISNDM | 1 | North | YES | 0.003835 | 40 | 5 | 40 |  | 1.015 | Hydro | 1 | 0.034852 | 0 | 0 | 0 | 0 |  |  | 0.034852 | 0 |  |  |  |  | 0 | 0
6948 | DENISNDM | 2 | North | YES | 0.003835 | 31 | 5 | 40 |  | 1.015 | Hydro | 1 | 0.034852 | 0 | 0 | 0 | 0 |  |  | 0.034852 | 0 |  |  |  |  | 0 | 0
1895 | DECRDOVA_5G | D | North | YES | 0.003844 | 65 | 65 | 68 | 0 | 1.025 | GGT | 1 | 0.034861 | 68 | 68 | 0.26139 | 68 |  |  | 0.034861 | 2.3706 |  |  |  |  | 0 | 0
1893 | DECRDOVA_3G | B | North | YES | 0.003844 | 65 | 65 | 69 | 0 | 1.025 | GGT | 1 | 0.034861 | 69 | 69 | 0.26524 | 69 |  |  | 0.034861 | 2.4054 |  |  |  |  | 0 | 0
1894 | DECRDOVA_4G | C | North | YES | 0.003844 | 65 | 65 | 69 | 0 | 1.025 | GGT | 1 | 0.034861 | 69 | 69 | 0.26524 | 69 |  |  | 0.034861 | 2.4054 |  |  |  |  | 0 | 0
1892 | DECRDOVA_2G | A | North | YES | 0.003844 | 65 | 65 | 70 | 0 | 1.025 | GGT | 1 | 0.034861 | 70 | 70 | 0.26908 | 70 |  |  | 0.034861 | 2.4403 |  |  |  |  | 0 | 0
7038 | L_DELAWA1_1Y | 1 | West | YES | -0.031201 | 3.5 | 0 | 35 | 0 | 1 | Wind | -1 | 0.035007 | 0 | 35 |  |  | 0 | 0 | -0.035007 | 0 |  |  |  |  | 0 | 0
7038 | L_DELAWA1_1Y | 2 | West | YES | -0.031201 | 3 | 0 | 30 | 0 | 1 | Wind | -1 | 0.035007 | 0 | 30 |  |  | 0 | 0 | -0.035007 | 0 |  |  |  |  | 0 | 0
923 | SPENCER_G4 | 1 | North | YES | 0.004148 | 48 | 20 | 61 | 0 | 1.03 | GST | 1 | 0.035165 | 61 | 61 | 0.25303 | 61 |  |  | 0.035165 | 2.1451 |  |  |  |  | 0 | 0
924 | SPENCER_G5 | 1 | North | YES | 0.004148 | 52 | 20 | 66 | 0 | 1.03 | GST | 1 | 0.035165 | 66 | 66 | 0.27377 | 66 |  |  | 0.035165 | 2.3209 |  |  |  |  | 0 | 0
11147 | NOTREES_1G | 1 | West | YES | -0.031923 | 29.8 | 0 | 149 | 0 | 1.017 | Wind | -1 | 0.035729 | 0 | 149 |  |  | 0 | 0 | -0.035729 | 0 |  |  |  |  | 0 | 0
1861 | EAGLEMNT_1G | MB | North | YES | 0.004892 | 0 | 30 | 112 |  | 1.022 | GST | 1 | 0.035909 | 0 | 0 | 0 | 0 |  |  | 0.035909 | 0 |  |  |  |  | 0 | 0
1862 | EAGLEMNT_2G | MB | North | YES | 0.004892 | 0 | 40 | 100 |  | 1.022 | GST | 1 | 0.035909 | 0 | 0 | 0 | 0 |  |  | 0.035909 | 0 |  |  |  |  | 0 | 0
1863 | EAGLEMNT_3G | MB | North | YES | 0.004892 | 0 | 50 | 378 |  | 1.022 | GST | 1 | 0.035909 | 0 | 0 | 0 | 0 |  |  | 0.035909 | 0 |  |  |  |  | 0 | 0
728 | WOLFRIDGE801 | 1 | North | YES | 0.006811 | 11.2 | 0 | 112.5 | 0 | 0.99 | Wind | 1 | 0.037828 | 0 | 112.5 | 0.76624 | 112.5 |  |  | 0.037828 | 4.2557 |  |  |  |  | 0 | 0
1326 | STANTONW_8 | 1 | West | YES | -0.034376 | 20.1 | 0 | 100.5 |  | 1.01 | Wind | -1 | 0.038182 | 0 | 100.5 |  |  | 0 | 0 | -0.038182 | 0 |  |  |  |  | 0 | 0
1328 | OCOTILLO_1G | 1 | West | YES | -0.036563 | 11.6 | 0 | 58 |  | 1.01 | Wind | -1 | 0.040369 | 0 | 58 |  |  | 0 | 0 | -0.040369 | 0 |  |  |  |  | 0 | 0
581 | JCKCNTY802 | 2 | North | YES | 0.009571 | 147 | 0 | 147 | 0 | 1.022 | CC | 1 | 0.040588 | 147 | 147 | 1.4069 | 147 |  |  | 0.040588 | 5.9665 |  |  |  |  | 0 | 0
582 | JCKCNTY803 | 3 | North | YES | 0.009571 | 147 | 0 | 147 | 0 | 1.022 | CC | 1 | 0.040588 | 147 | 147 | 1.4069 | 147 |  |  | 0.040588 | 5.9665 |  |  |  |  | 0 | 0
580 | JCKCNTY801 | 1 | North | YES | 0.009571 | 288 | 0 | 288 | 0 | 1.022 | CC | 1 | 0.040588 | 288 | 288 | 2.7564 | 288 |  |  | 0.040588 | 11.6894 |  |  |  |  | 0 | 0
1333 | MCDDONAL_8 | 1 | West | YES | -0.03723 | 42.8 | 0 | 214.2 |  | 1.01 | Wind | -1 | 0.041036 | 0 | 214.2 |  |  | 0 | 0 | -0.041036 | 0 |  |  |  |  | 0 | 0
1349 | WESTXWIN_1G | 1 | West | YES | -0.037618 | 1.3 | 0 | 6.6 |  | 1.014 | Wind | -1 | 0.041424 | 0 | 6.6 |  |  | 0 | 0 | -0.041424 | 0 |  |  |  |  | 0 | 0
1350 | NWPWRG1_1G | 1 | West | YES | -0.037618 | 6.9 | 1 | 34.3 |  | 1.014 | Wind | -1 | 0.041424 | 0 | 34.3 |  |  | 0 | 0 | -0.041424 | 0 |  |  |  |  | 0 | 0
1479 | WFCOGEN_1G | 1 | North | YES | 0.010452 | 16 | 12 | 20 | 0 | 1 | Cogen | 1 | 0.041469 | 0 | 0 | 0 | 0 |  |  | 0.041469 | 0 |  |  |  |  | 0 | 0
1479 | WFCOGEN_1G | 2 | North | YES | 0.010452 | 16 | 12 | 20 | 0 | 1 | Cogen | 1 | 0.041469 | 0 | 0 | 0 | 0 |  |  | 0.041469 | 0 |  |  |  |  | 0 | 0
1482 | WFCOGEN_2G | 2 | North | YES | 0.010452 | 13.6 | 12 | 17 | 0 | 1 | Cogen | 1 | 0.041469 | 0 | 0 | 0 | 0 |  |  | 0.041469 | 0 |  |  |  |  | 0 | 0
1482 | WFCOGEN_2G | 1 | North | YES | 0.010452 | 16 | 12 | 20 | 0 | 1 | Cogen | 1 | 0.041469 | 0 | 0 | 0 | 0 |  |  | 0.041469 | 0 |  |  |  |  | 0 | 0
1037 | MORGAN5G_5G | 5 | West | YES | -0.038162 | 109.6 | 40 | 137 | 0 | 1.029 | GST | -1 | 0.041968 | 137 | 137 |  |  | -5.2282 | 137 | -0.041968 | -5.7496 |  |  |  |  | 0 | 0
1040 | MRGNBG_2G | B | West | YES | -0.038162 | 70 | 70 | 71 | 0 | 1.029 | GGT | -1 | 0.041968 | 71 | 71 |  |  | -2.7095 | 71 | -0.041968 | -2.9797 |  |  |  |  | 0 | 0
1041 | MRGNCG_3G | C | West | YES | -0.038162 | 69 | 69 | 70 | 0 | 1.029 | GGT | -1 | 0.041968 | 70 | 70 |  |  | -2.6713 | 70 | -0.041968 | -2.9378 |  |  |  |  | 0 | 0
1043 | MRGNEG_5G | E | West | YES | -0.038162 | 68 | 68 | 70 | 0 | 1.029 | GGT | -1 | 0.041968 | 70 | 70 |  |  | -2.6713 | 70 | -0.041968 | -2.9378 |  |  |  |  | 0 | 0
1039 | MRGNAG_1G | A | West | YES | -0.038162 | 69 | 69 | 69 | 0 | 1.029 | GGT | -1 | 0.041968 | 69 | 69 |  |  | -2.6332 | 69 | -0.041968 | -2.8958 |  |  |  |  | 0 | 0
1042 | MRGNDG_4G | D | West | YES | -0.038162 | 68 | 68 | 68 | 0 | 1.029 | GGT | -1 | 0.041968 | 68 | 68 |  |  | -2.595 | 68 | -0.041968 | -2.8538 |  |  |  |  | 0 | 0
1044 | MRGNFG_6G | F | West | YES | -0.038162 | 66 | 66 | 66 | 0 | 1.029 | GGT | -1 | 0.041968 | 66 | 66 |  |  | -2.5187 | 66 | -0.041968 | -2.7699 |  |  |  |  | 0 | 0
332 | RWMILLER01 | 1 | North | YES | 0.011354 | 58.4 | 18.5 | 73 | 0 | 1.04 | GST | 1 | 0.042371 | 73 | 73 | 0.82884 | 73 |  |  | 0.042371 | 3.0931 |  |  |  |  | 0 | 0
336 | RWMILLER05 | 5 | North | YES | 0.011354 | 80.8 | 0 | 101 | 0 | 1.04 | GST | 1 | 0.042371 | 101 | 101 | 1.1468 | 101 |  |  | 0.042371 | 4.2795 |  |  |  |  | 0 | 0
335 | RWMILLER04 | 4 | North | YES | 0.011354 | 81.6 | 0 | 102 | 0 | 1.04 | GST | 1 | 0.042371 | 102 | 102 | 1.1581 | 102 |  |  | 0.042371 | 4.3219 |  |  |  |  | 0 | 0
333 | RWMILLER02 | 2 | North | YES | 0.011354 | 95.2 | 37 | 119 | 0 | 1.04 | GST | 1 | 0.042371 | 119 | 119 | 1.3511 | 119 |  |  | 0.042371 | 5.0422 |  |  |  |  | 0 | 0
334 | RWMILLER03 | 3 | North | YES | 0.011354 | 166.4 | 65 | 208 | 0 | 1.04 | GST | 1 | 0.042371 | 208 | 208 | 2.3616 | 208 |  |  | 0.042371 | 8.8132 |  |  |  |  | 0 | 0
1320 | BSP 1 | 1 | West | YES | -0.039082 | 25.5 | 2.9 | 25.8 | 0 | 1 | Cogen | -1 | 0.042888 | 0 | 0 |  |  | 0 | 0 | -0.042888 | 0 |  |  |  |  | 0 | 0
503 | NTHTEXAS01 | 1 | North | YES | 0.01196 | 0 | 5 | 18 |  | 1.015 | GST | 1 | 0.042977 | 18 | 18 | 0.21528 | 18 |  |  | 0.042977 | 0.77359 |  |  |  |  | 0 | 0
504 | NTHTEXAS02 | 2 | North | YES | 0.01196 | 14.4 | 5 | 18 |  | 1.015 | GST | 1 | 0.042977 | 18 | 18 | 0.21528 | 18 |  |  | 0.042977 | 0.77359 |  |  |  |  | 0 | 0
505 | NTHTEXAS03 | 3 | North | YES | 0.01196 | 30.4 | 15 | 38 |  | 1.015 | GST | 1 | 0.042977 | 38 | 38 | 0.45448 | 38 |  |  | 0.042977 | 1.6331 |  |  |  |  | 0 | 0
1327 | WILDHRSE_1G | 1 | West | YES | -0.040845 | 0 | 0 | 120 |  | 1 | Wind | -1 | 0.044651 | 0 | 120 |  |  | 0 | 0 | -0.044651 | 0 |  |  |  |  | 0 | 0
1360 | GUNSIGHT_8 | 1 | West | YES | -0.042371 | 0 | 0 | 120 |  | 1.01 | Wind | -1 | 0.046177 | 0 | 120 |  |  | 0 | 0 | -0.046177 | 0 |  |  |  |  | 0 | 0
11320 | COYOTE_1G | 1 | West | YES | -0.04726 | 22.5 | 0 | 225 |  | 1 | Wind | -1 | 0.051066 | 0 | 225 |  |  | 0 | 0 | -0.051066 | 0 |  |  |  |  | 0 | 0
11309 | BULLCREK_2G | 1 | West | YES | -0.047983 | 20.9 | 0 | 180 |  | 1 | Wind | -1 | 0.051789 | 0 | 180 |  |  | 0 | 0 | -0.051789 | 0 |  |  |  |  | 0 | 0
11310 | BULLCREK_1G | 1 | West | YES | -0.047983 | 15.1 | 0 | 180 |  | 1 | Wind | -1 | 0.051789 | 0 | 180 |  |  | 0 | 0 | -0.051789 | 0 |  |  |  |  | 0 | 0
344 | MRSSHPRD | 1 | North | YES | 0.021771 | 0 | 0 | 12 |  | 1.03 | Hydro | 1 | 0.052788 | 0 | 0 | 0 | 0 |  |  | 0.052788 | 0 |  |  |  |  | 0 | 0
345 | MRSSHPRD01 | 2 | North | YES | 0.021771 | 0 | 0 | 12 |  | 1.03 | Hydro | 1 | 0.052788 | 0 | 0 | 0 | 0 |  |  | 0.052788 | 0 |  |  |  |  | 0 | 0
6637 | SNYDERW1A | 1 | West | YES | -0.052424 | 12.6 | 0 | 63 | 0 | 1.025 | Wind | -1 | 0.05623 | 0 | 63 |  |  | 0 | 0 | -0.05623 | 0 |  |  |  |  | 0 | 0
1068 | SCURRYCW_1G | 1 | West | YES | -0.056073 | 28.2 | 1.3 | 141 | 0 | 1.0217 | Wind | -1 | 0.059879 | 0 | 141 |  |  | 0 | 0 | -0.059879 | 0 |  |  |  |  | 0 | 0
1073 | SCURRYCW_2G | 2 | West | YES | -0.056073 | 24 | 0 | 120 | 0 | 1.0217 | Wind | -1 | 0.059879 | 0 | 120 |  |  | 0 | 0 | -0.059879 | 0 |  |  |  |  | 0 | 0
1061 | CIELOGEN_1G | 1 | West | YES | -0.056362 | 19.8 | 0 | 99 |  | 1 | Wind | -1 | 0.060168 | 0 | 99 |  |  | 0 | 0 | -0.060168 | 0 |  |  |  |  | 0 | 0
1062 | CIELOGEN_2G | 1 | West | YES | -0.056362 | 12.2 | 0 | 61 |  | 1 | Wind | -1 | 0.060168 | 0 | 61 |  |  | 0 | 0 | -0.060168 | 0 |  |  |  |  | 0 | 0
1069 | KINDERMG_1G | 1 | West | YES | -0.056362 | 25 | 5 | 25 | 0 | 1.017 | Cogen | -1 | 0.060168 | 0 | 0 |  |  | 0 | 0 | -0.060168 | 0 |  |  |  |  | 0 | 0
1070 | KINDERMG_2G | 1 | West | YES | -0.056362 | 45.7 | 12 | 45.7 | 0 | 1.017 | Cogen | -1 | 0.060168 | 0 | 0 |  |  | 0 | 0 | -0.060168 | 0 |  |  |  |  | 0 | 0
1071 | KINDERMG_3G | 1 | West | YES | -0.056362 | 45.7 | 12 | 45.7 | 0 | 1.017 | Cogen | -1 | 0.060168 | 0 | 0 |  |  | 0 | 0 | -0.060168 | 0 |  |  |  |  | 0 | 0
1600 | BARTNWND_1G | 1 | North | YES | 0.037256 | 12 | 0 | 120 | 0 | 1.022 | Wind | 1 | 0.068273 | 0 | 120 | 4.4707 | 120 |  |  | 0.068273 | 8.1928 |  |  |  |  | 0 | 0
60057 | CALLAHAN1A | 1 | West | YES | -0.065051 | 22.8 | 0 | 114 | 0 | 1.04 | Wind | -1 | 0.068857 | 0 | 114 |  |  | 0 | 0 | -0.068857 | 0 |  |  |  |  | 0 | 0
1343 | TRENTIPP_8 | 1 | West | YES | -0.06521 | 30 | 0 | 150 |  | 1.014 | Wind | -1 | 0.069016 | 0 | 150 |  |  | 0 | 0 | -0.069016 | 0 |  |  |  |  | 0 | 0
1354 | AEPWIND_8 | 1 | West | YES | -0.06521 | 20.2 | 0 | 101 |  | 1 | Wind | -1 | 0.069016 | 0 | 101 |  |  | 0 | 0 | -0.069016 | 0 |  |  |  |  | 0 | 0
36998 | RDCNYNG1 | 1 | West | YES | -0.066898 | 16.8 | 0 | 84 |  | 1.01 | Wind | -1 | 0.070704 | 0 | 84 |  |  | 0 | 0 | -0.070704 | 0 |  |  |  |  | 0 | 0
6407 | TURKTRAK1A | 1 | West | YES | -0.076393 | 33.9 | 0 | 169.5 | 0 | 1.025 | Wind | -1 | 0.080199 | 0 | 169.5 |  |  | 0 | 0 | -0.080199 | 0 |  |  |  |  | 0 | 0
1433 | GRHAMSES_1G | 1 | North | YES | 0.065814 | 242 | 60 | 242 | 0 | 1.038 | GST | 1 | 0.096831 | 242 | 242 | 15.927 | 242 |  |  | 0.096831 | 23.4331 |  |  |  |  | 0 | 0
6144 | MCADOO1A | 1 | West | YES | -0.11311 | 15 | 0 | 150 | 0 | 1.025 | Wind | -1 | 0.11692 | 0 | 150 |  |  | 0 | 0 | -0.11692 | 0 |  |  |  |  | 0 | 0
60081 | WHRLWIND1A | 1 | West | YES | -0.1302 | 12 | 0 | 60 | 0 | 1.03 | Wind | -1 | 0.13401 | 0 | 60 |  |  | 0 | 0 | -0.13401 | 0 |  |  |  |  | 0 | 0
[26 empty] | 0 | 0
[26 empty] | 0 | 0
[26 empty] | 0 | 0
[26 empty] | 0 | 0
[26 empty] | 0 | 0
[26 empty] | 0 | 0
[26 empty] | 0 | 0
[26 empty] | 0 | 0
[26 empty] | 0 | 0
[26 empty] | 0 | 0
[26 empty] | 0 | 0
[26 empty] | 0 | 0
[26 empty] | 0 | 0
[26 empty] | 0 | 0
[26 empty] | 0 | 0
[26 empty] | 0 | 0
[26 empty] | 0 | 0
[26 empty] | 0 | 0
[26 empty] | 0 | 0
[26 empty] | 0 | 0
[26 empty] | 0 | 0
[26 empty] | 0 | 0
[26 empty] | 0 | 0
[26 empty] | 0 | 0
[26 empty] | 0 | 0
[26 empty] | 0 | 0
[26 empty] | 0 | 0
[26 empty] | 0 | 0
[26 empty] | 0 | 0
[26 empty] | 0 | 0
[26 empty] | 0 | 0
[26 empty] | 0 | 0
[26 empty] | 0 | 0
[26 empty] | 0 | 0
[26 empty] | 0 | 0
[26 empty] | 0 | 0
[26 empty] | 0 | 0
[26 empty] | 0 | 0
[26 empty] | 0 | 0
[26 empty] | 0 | 0
[26 empty] | 0 | 0
[26 empty] | 0 | 0
[26 empty] | 0 | 0
[26 empty] | 0 | 0
[26 empty] | 0 | 0
[26 empty] | 0 | 0
[26 empty] | 0 | 0
[26 empty] | 0 | 0
[26 empty] | 0 | 0
[26 empty] | 0 | 0
[26 empty] | 0 | 0
[26 empty] | 0 | 0
[26 empty] | 0 | 0
[26 empty] | 0 | 0
[26 empty] | 0 | 0
[26 empty] | 0 | 0
[26 empty] | 0 | 0
[26 empty] | 0 | 0
[26 empty] | 0 | 0
[26 empty] | 0 | 0
[26 empty] | 0 | 0
[26 empty] | 0 | 0
[26 empty] | 0 | 0
[26 empty] | 0 | 0
[26 empty] | 0 | 0
[26 empty] | 0 | 0
[26 empty] | 0 | 0
[26 empty] | 0 | 0
[26 empty] | 0 | 0
[26 empty] | 0 | 0
[26 empty] | 0 | 0
[26 empty] | 0 | 0
[26 empty] | 0 | 0
[26 empty] | 0 | 0
[26 empty] | 0 | 0
[26 empty] | 0 | 0
[26 empty] | 0 | 0
[26 empty] | 0 | 0
[26 empty] | 0 | 0
[26 empty] | 0 | 0
[26 empty] | 0 | 0
[26 empty] | 0 | 0
[26 empty] | 0 | 0
[26 empty] | 0 | 0
[26 empty] | 0 | 0
[26 empty] | 0 | 0
[26 empty] | 0 | 0
[26 empty] | 0 | 0
[26 empty] | 0 | 0
[26 empty] | 0 | 0
[26 empty] | 0 | 0
[26 empty] | 0 | 0
[26 empty] | 0 | 0
[26 empty] | 0 | 0
[26 empty] | 0 | 0
[26 empty] | 0 | 0
[26 empty] | 0 | 0
[26 empty] | 0 | 0
[26 empty] | 0 | 0
[26 empty] | 0 | 0
[26 empty] | 0 | 0
[26 empty] | 0 | 0
[26 empty] | 0 | 0
[26 empty] | 0 | 0
[26 empty] | 0 | 0
[26 empty] | 0 | 0
[26 empty] | 0 | 0
[26 empty] | 0 | 0
[26 empty] | 0 | 0
[26 empty] | 0 | 0
[26 empty] | 0 | 0
[26 empty] | 0 | 0
[26 empty] | 0 | 0
[26 empty] | 0 | 0
[26 empty] | 0 | 0
[26 empty] | 0 | 0
[26 empty] | 0 | 0
[26 empty] | 0 | 0
[26 empty] | 0 | 0
[26 empty] | 0 | 0
[26 empty] | 0 | 0
[26 empty] | 0 | 0
[26 empty] | 0 | 0
[26 empty] | 0 | 0
[26 empty] | 0 | 0
[26 empty] | 0 | 0
[26 empty] | 0 | 0
[26 empty] | 0 | 0
[26 empty] | 0 | 0
[26 empty] | 0 | 0
[26 empty] | 0 | 0
[26 empty] | 0 | 0
[26 empty] | 0 | 0
[26 empty] | 0 | 0
[26 empty] | 0 | 0
[26 empty] | 0 | 0
[26 empty] | 0 | 0
[26 empty] | 0 | 0
[26 empty] | 0 | 0
[26 empty] | 0 | 0
[26 empty] | 0 | 0
[26 empty] | 0 | 0
[26 empty] | 0 | 0
[26 empty] | 0 | 0
[26 empty] | 0 | 0
[26 empty] | 0 | 0
[26 empty] | 0 | 0
[26 empty] | 0 | 0
[26 empty] | 0 | 0
[26 empty] | 0 | 0
[26 empty] | 0 | 0
[26 empty] | 0 | 0
[26 empty] | 0 | 0
[26 empty] | 0 | 0
[26 empty] | 0 | 0
[26 empty] | 0 | 0
[26 empty] | 0 | 0
[26 empty] | 0 | 0
[26 empty] | 0 | 0
[26 empty] | 0 | 0
[26 empty] | 0 | 0
[26 empty] | 0 | 0
[26 empty] | 0 | 0
[26 empty] | 0 | 0
[26 empty] | 0 | 0
[26 empty] | 0 | 0
[26 empty] | 0 | 0
[26 empty] | 0 | 0
[26 empty] | 0 | 0
[26 empty] | 0 | 0
[26 empty] | 0 | 0
[26 empty] | 0 | 0
[26 empty] | 0 | 0
[26 empty] | 0 | 0
[26 empty] | 0 | 0
[26 empty] | 0 | 0
[26 empty] | 0 | 0
[26 empty] | 0 | 0
[26 empty] | 0 | 0
[26 empty] | 0 | 0
[26 empty] | 0 | 0
[26 empty] | 0 | 0
[26 empty] | 0 | 0
[26 empty] | 0 | 0
[26 empty] | 0 | 0
[26 empty] | 0 | 0
[26 empty] | 0 | 0
[26 empty] | 0 | 0
[26 empty] | 0 | 0
[26 empty] | 0 | 0
[26 empty] | 0 | 0
[26 empty] | 0 | 0
[26 empty] | 0 | 0
[26 empty] | 0 | 0
[26 empty] | 0 | 0
[26 empty] | 0 | 0
[26 empty] | 0 | 0
[26 empty] | 0 | 0
[26 empty] | 0 | 0
[26 empty] | 0 | 0
[26 empty] | 0 | 0
[26 empty] | 0 | 0
[26 empty] | 0 | 0
[26 empty] | 0 | 0
[26 empty] | 0 | 0
[26 empty] | 0 | 0
[26 empty] | 0 | 0
[26 empty] | 0 | 0
[26 empty] | 0 | 0
[26 empty] | 0 | 0
[26 empty] | 0 | 0
[26 empty] | 0 | 0
[26 empty] | 0 | 0
[26 empty] | 0 | 0
[26 empty] | 0 | 0
[26 empty] | 0 | 0
[26 empty] | 0 | 0
[26 empty] | 0 | 0
[26 empty] | 0 | 0
[26 empty] | 0 | 0
[26 empty] | 0 | 0
[26 empty] | 0 | 0
[26 empty] | 0 | 0
[26 empty] | 0 | 0
[26 empty] | 0 | 0
[26 empty] | 0 | 0
[26 empty] | 0 | 0
[26 empty] | 0 | 0
[26 empty] | 0 | 0
[26 empty] | 0 | 0
[26 empty] | 0 | 0
[26 empty] | 0 | 0
[26 empty] | 0 | 0
[26 empty] | 0 | 0
[26 empty] | 0 | 0
[26 empty] | 0 | 0
[26 empty] | 0 | 0
[26 empty] | 0 | 0
[26 empty] | 0 | 0
[26 empty] | 0 | 0
[26 empty] | 0 | 0
[26 empty] | 0 | 0
[26 empty] | 0 | 0
[26 empty] | 0 | 0
[26 empty] | 0 | 0
[26 empty] | 0 | 0
[26 empty] | 0 | 0
[26 empty] | 0 | 0
[26 empty] | 0 | 0
[26 empty] | 0 | 0
[26 empty] | 0 | 0
[26 empty] | 0 | 0
[26 empty] | 0 | 0
[26 empty] | 0 | 0
[26 empty] | 0 | 0
[26 empty] | 0 | 0
[26 empty] | 0 | 0
[26 empty] | 0 | 0
[26 empty] | 0 | 0
[26 empty] | 0 | 0
[26 empty] | 0 | 0
[26 empty] | 0 | 0
[26 empty] | 0 | 0
[26 empty] | 0 | 0
[26 empty] | 0 | 0
[26 empty] | 0 | 0
[26 empty] | 0 | 0
[26 empty] | 0 | 0
[26 empty] | 0 | 0
[26 empty] | 0 | 0
[26 empty] | 0 | 0
[26 empty] | 0 | 0
[26 empty] | 0 | 0
[26 empty] | 0 | 0
[26 empty] | 0 | 0
[26 empty] | 0 | 0
[26 empty] | 0 | 0
[26 empty] | 0 | 0
[26 empty] | 0 | 0
[26 empty] | 0 | 0
[26 empty] | 0 | 0
[26 empty] | 0 | 0
[26 empty] | 0 | 0
[26 empty] | 0 | 0
[26 empty] | 0 | 0
[26 empty] | 0 | 0
[26 empty] | 0 | 0
[26 empty] | 0 | 0
[26 empty] | 0 | 0
[26 empty] | 0 | 0
[26 empty] | 0 | 0
[26 empty] | 0 | 0
[26 empty] | 0 | 0
[26 empty] | 0 | 0
[26 empty] | 0 | 0
[26 empty] | 0 | 0
[26 empty] | 0 | 0
[26 empty] | 0 | 0
[26 empty] | 0 | 0
[26 empty] | 0 | 0
[26 empty] | 0 | 0
[26 empty] | 0 | 0
[26 empty] | 0 | 0
[26 empty] | 0 | 0
[26 empty] | 0 | 0
[26 empty] | 0 | 0
[26 empty] | 0 | 0
[26 empty] | 0 | 0
[26 empty] | 0 | 0
[26 empty] | 0 | 0
[26 empty] | 0 | 0
[26 empty] | 0 | 0
[26 empty] | 0 | 0
[26 empty] | 0 | 0
[26 empty] | 0 | 0
[26 empty] | 0 | 0
[26 empty] | 0 | 0
[26 empty] | 0 | 0
[26 empty] | 0 | 0
[26 empty] | 0 | 0
[26 empty] | 0 | 0
[26 empty] | 0 | 0
[26 empty] | 0 | 0
[26 empty] | 0 | 0
[26 empty] | 0 | 0
[26 empty] | 0 | 0
[26 empty] | 0 | 0
[26 empty] | 0 | 0
[26 empty] | 0 | 0
[26 empty] | 0 | 0
[26 empty] | 0 | 0
[26 empty] | 0 | 0
[26 empty] | 0 | 0
[26 empty] | 0 | 0
[26 empty] | 0 | 0
[26 empty] | 0 | 0
[26 empty] | 0 | 0
[26 empty] | 0 | 0
[26 empty] | 0 | 0
[26 empty] | 0 | 0
[26 empty] | 0 | 0
[26 empty] | 0 | 0
[26 empty] | 0 | 0
[26 empty] | 0 | 0
[26 empty] | 0 | 0
[26 empty] | 0 | 0
[26 empty] | 0 | 0
[26 empty] | 0 | 0
[26 empty] | 0 | 0
[26 empty] | 0 | 0
[26 empty] | 0 | 0
[26 empty] | 0 | 0
[26 empty] | 0 | 0
[26 empty] | 0 | 0
[26 empty] | 0 | 0
[26 empty] | 0 | 0
[26 empty] | 0 | 0
[26 empty] | 0 | 0
[26 empty] | 0 | 0
[26 empty] | 0 | 0
[26 empty] | 0 | 0
[26 empty] | 0 | 0
[26 empty] | 0 | 0
[26 empty] | 0 | 0
[26 empty] | 0 | 0
[26 empty] | 0 | 0
[26 empty] | 0 | 0
[26 empty] | 0 | 0
[26 empty] | 0 | 0
[26 empty] | 0 | 0
[26 empty] | 0 | 0
[26 empty] | 0 | 0
[26 empty] | 0 | 0
[26 empty] | 0 | 0
[26 empty] | 0 | 0
[26 empty] | 0 | 0
[26 empty] | 0 | 0
[26 empty] | 0 | 0
[26 empty] | 0 | 0
[26 empty] | 0 | 0
[26 empty] | 0 | 0
[26 empty] | 0 | 0
[26 empty] | 0 | 0
[26 empty] | 0 | 0
[26 empty] | 0 | 0
[26 empty] | 0 | 0
[26 empty] | 0 | 0
[26 empty] | 0 | 0
[26 empty] | 0 | 0
[26 empty] | 0 | 0
[26 empty] | 0 | 0
[26 empty] | 0 | 0
[26 empty] | 0 | 0
[26 empty] | 0 | 0
[26 empty] | 0 | 0
[26 empty] | 0 | 0
[26 empty] | 0 | 0
[26 empty] | 0 | 0
[26 empty] | 0 | 0
[26 empty] | 0 | 0
[26 empty] | 0 | 0
[26 empty] | 0 | 0
[26 empty] | 0 | 0
[26 empty] | 0 | 0
[26 empty] | 0 | 0
[26 empty] | 0 | 0
[26 empty] | 0 | 0
[26 empty] | 0 | 0
[26 empty] | 0 | 0
[26 empty] | 0 | 0
[26 empty] | 0 | 0
[26 empty] | 0 | 0
[26 empty] | 0 | 0
[26 empty] | 0 | 0
[26 empty] | 0 | 0
[26 empty] | 0 | 0
[26 empty] | 0 | 0
[26 empty] | 0 | 0
[26 empty] | 0 | 0
[26 empty] | 0 | 0
[26 empty] | 0 | 0
[26 empty] | 0 | 0
[26 empty] | 0 | 0
[26 empty] | 0 | 0
[26 empty] | 0 | 0
[26 empty] | 0 | 0
[26 empty] | 0 | 0
[26 empty] | 0 | 0
[26 empty] | 0 | 0
[26 empty] | 0 | 0
[26 empty] | 0 | 0
[26 empty] | 0 | 0
[26 empty] | 0 | 0
[26 empty] | 0 | 0
[26 empty] | 0 | 0
[26 empty] | 0 | 0
[26 empty] | 0 | 0
[26 empty] | 0 | 0
[26 empty] | 0 | 0
[26 empty] | 0 | 0
[26 empty] | 0 | 0
[26 empty] | 0 | 0
[26 empty] | 0 | 0
[26 empty] | 0 | 0
[26 empty] | 0 | 0
[26 empty] | 0 | 0
[26 empty] | 0 | 0
[26 empty] | 0 | 0
[26 empty] | 0 | 0
[26 empty] | 0 | 0
[26 empty] | 0 | 0
[26 empty] | 0 | 0
[26 empty] | 0 | 0
[26 empty] | 0 | 0
[26 empty] | 0 | 0
[26 empty] | 0 | 0
[26 empty] | 0 | 0
[26 empty] | 0 | 0
[26 empty] | 0 | 0
[26 empty] | 0 | 0
[26 empty] | 0 | 0
[26 empty] | 0 | 0
[26 empty] | 0 | 0
[26 empty] | 0 | 0
[26 empty] | 0 | 0
[26 empty] | 0 | 0
[26 empty] | 0 | 0
[26 empty] | 0 | 0
[26 empty] | 0 | 0
[26 empty] | 0 | 0
[26 empty] | 0 | 0
[26 empty] | 0 | 0
[26 empty] | 0 | 0
[26 empty] | 0 | 0
[26 empty] | 0 | 0
[26 empty] | 0 | 0
[26 empty] | 0 | 0
[26 empty] | 0 | 0
[26 empty] | 0 | 0
[26 empty] | 0 | 0
[26 empty] | 0 | 0
[26 empty] | 0 | 0
[26 empty] | 0 | 0
[26 empty] | 0 | 0
[26 empty] | 0 | 0
[26 empty] | 0 | 0
[26 empty] | 0 | 0
[26 empty] | 0 | 0
[26 empty] | 0 | 0
[26 empty] | 0 | 0
[26 empty] | 0 | 0
[26 empty] | 0 | 0
[26 empty] | 0 | 0
[26 empty] | 0 | 0
[26 empty] | 0 | 0
[26 empty] | 0 | 0
[26 empty] | 0 | 0
[26 empty] | 0 | 0
[26 empty] | 0 | 0
[26 empty] | 0 | 0
[26 empty] | 0 | 0
[26 empty] | 0 | 0
[26 empty] | 0 | 0
[26 empty] | 0 | 0
[26 empty] | 0 | 0
[26 empty] | 0 | 0
[26 empty] | 0 | 0
[26 empty] | 0 | 0
[26 empty] | 0 | 0
[26 empty] | 0 | 0
[26 empty] | 0 | 0
[26 empty] | 0 | 0
[26 empty] | 0 | 0
[26 empty] | 0 | 0
[26 empty] | 0 | 0
[26 empty] | 0 | 0
[26 empty] | 0 | 0
[26 empty] | 0 | 0
[26 empty] | 0 | 0
[26 empty] | 0 | 0
[26 empty] | 0 | 0
[26 empty] | 0 | 0
[26 empty] | 0 | 0
[26 empty] | 0 | 0
[26 empty] | 0 | 0
[26 empty] | 0 | 0
[26 empty] | 0 | 0
[26 empty] | 0 | 0
[26 empty] | 0 | 0
[26 empty] | 0 | 0
[26 empty] | 0 | 0
[26 empty] | 0 | 0
[26 empty] | 0 | 0
[26 empty] | 0 | 0
[26 empty] | 0 | 0
[26 empty] | 0 | 0
[26 empty] | 0 | 0
[26 empty] | 0 | 0
[26 empty] | 0 | 0
[26 empty] | 0 | 0
[26 empty] | 0 | 0
[26 empty] | 0 | 0
[26 empty] | 0 | 0
[26 empty] | 0 | 0
[26 empty] | 0 | 0
[26 empty] | 0 | 0
[26 empty] | 0 | 0
[26 empty] | 0 | 0
[26 empty] | 0 | 0
[26 empty] | 0 | 0
[26 empty] | 0 | 0
[26 empty] | 0 | 0
[26 empty] | 0 | 0
[26 empty] | 0 | 0
[26 empty] | 0 | 0
[26 empty] | 0 | 0
[26 empty] | 0 | 0
[26 empty] | 0 | 0
[26 empty] | 0 | 0
[26 empty] | 0 | 0
[26 empty] | 0 | 0
[26 empty] | 0 | 0
[26 empty] | 0 | 0
[26 empty] | 0 | 0
[26 empty] | 0 | 0
[26 empty] | 0 | 0
[26 empty] | 0 | 0
[26 empty] | 0 | 0
[26 empty] | 0 | 0
[26 empty] | 0 | 0
[26 empty] | 0 | 0
[26 empty] | 0 | 0
[26 empty] | 0 | 0
[26 empty] | 0 | 0
[26 empty] | 0 | 0
[26 empty] | 0 | 0
[26 empty] | 0 | 0
[26 empty] | 0 | 0
[26 empty] | 0 | 0
[26 empty] | 0 | 0
[26 empty] | 0 | 0
[26 empty] | 0 | 0
[26 empty] | 0 | 0
[26 empty] | 0 | 0
[26 empty] | 0 | 0
[26 empty] | 0 | 0
[26 empty] | 0 | 0
[26 empty] | 0 | 0
[26 empty] | 0 | 0
[26 empty] | 0 | 0
[26 empty] | 0 | 0
[26 empty] | 0 | 0
[26 empty] | 0 | 0
[26 empty] | 0 | 0
[26 empty] | 0 | 0
[26 empty] | 0 | 0
[26 empty] | 0 | 0
[26 empty] | 0 | 0
[26 empty] | 0 | 0
[26 empty] | 0 | 0
[26 empty] | 0 | 0
[26 empty] | 0 | 0
[26 empty] | 0 | 0
[26 empty] | 0 | 0
[26 empty] | 0 | 0
[26 empty] | 0 | 0
[26 empty] | 0 | 0
[26 empty] | 0 | 0
[26 empty] | 0 | 0
[26 empty] | 0 | 0
[26 empty] | 0 | 0
[26 empty] | 0 | 0
[26 empty] | 0 | 0
[26 empty] | 0 | 0
[26 empty] | 0 | 0
[26 empty] | 0 | 0
[26 empty] | 0 | 0
[26 empty] | 0 | 0
[26 empty] | 0 | 0
[26 empty] | 0 | 0
[26 empty] | 0 | 0
[26 empty] | 0 | 0
[26 empty] | 0 | 0
[26 empty] | 0 | 0
[26 empty] | 0 | 0
[26 empty] | 0 | 0
[26 empty] | 0 | 0
[26 empty] | 0 | 0
[26 empty] | 0 | 0
[26 empty] | 0 | 0
[26 empty] | 0 | 0
[26 empty] | 0 | 0
[26 empty] | 0 | 0
[26 empty] | 0 | 0
[26 empty] | 0 | 0
[26 empty] | 0 | 0
[26 empty] | 0 | 0
[26 empty] | 0 | 0
[26 empty] | 0 | 0
[26 empty] | 0 | 0
[26 empty] | 0 | 0
[26 empty] | 0 | 0
[26 empty] | 0 | 0
[26 empty] | 0 | 0
[26 empty] | 0 | 0
[26 empty] | 0 | 0
[26 empty] | 0 | 0
[26 empty] | 0 | 0
[26 empty] | 0 | 0
[26 empty] | 0 | 0
[26 empty] | 0 | 0
[26 empty] | 0 | 0
[26 empty] | 0 | 0
[26 empty] | 0 | 0
[26 empty] | 0 | 0
[26 empty] | 0 | 0
[26 empty] | 0 | 0
[26 empty] | 0 | 0
[26 empty] | 0 | 0
[26 empty] | 0 | 0
[26 empty] | 0 | 0
[26 empty] | 0 | 0
[26 empty] | 0 | 0
[26 empty] | 0 | 0
[26 empty] | 0 | 0
[26 empty] | 0 | 0
[26 empty] | 0 | 0
[26 empty] | 0 | 0
[26 empty] | 0 | 0
[26 empty] | 0 | 0
[26 empty] | 0 | 0
[26 empty] | 0 | 0
[26 empty] | 0 | 0
[26 empty] | 0 | 0
[26 empty] | 0 | 0
[26 empty] | 0 | 0
[26 empty] | 0 | 0
[26 empty] | 0 | 0
[26 empty] | 0 | 0
[26 empty] | 0 | 0
[26 empty] | 0 | 0
[26 empty] | 0 | 0
[26 empty] | 0 | 0
[26 empty] | 0 | 0
[26 empty] | 0 | 0
[26 empty] | 0 | 0
[26 empty] | 0 | 0
[26 empty] | 0 | 0
[26 empty] | 0 | 0
[26 empty] | 0 | 0
[26 empty] | 0 | 0
[26 empty] | 0 | 0
[26 empty] | 0 | 0
[26 empty] | 0 | 0
[26 empty] | 0 | 0
[26 empty] | 0 | 0
[26 empty] | 0 | 0
[26 empty] | 0 | 0
[26 empty] | 0 | 0
[26 empty] | 0 | 0
[26 empty] | 0 | 0
[26 empty] | 0 | 0
[26 empty] | 0 | 0
[26 empty] | 0 | 0
[26 empty] | 0 | 0
[26 empty] | 0 | 0
[26 empty] | 0 | 0
[26 empty] | 0 | 0
[26 empty] | 0 | 0
[26 empty] | 0 | 0
[26 empty] | 0 | 0
[26 empty] | 0 | 0
[26 empty] | 0 | 0
[26 empty] | 0 | 0
[26 empty] | 0 | 0
[26 empty] | 0 | 0
[26 empty] | 0 | 0
[26 empty] | 0 | 0
[26 empty] | 0 | 0
[26 empty] | 0 | 0
[26 empty] | 0 | 0
[26 empty] | 0 | 0
[26 empty] | 0 | 0
[26 empty] | 0 | 0
[26 empty] | 0 | 0
[26 empty] | 0 | 0
[26 empty] | 0 | 0
[26 empty] | 0 | 0
[26 empty] | 0 | 0
[26 empty] | 0 | 0
[26 empty] | 0 | 0
[26 empty] | 0 | 0
[26 empty] | 0 | 0
[26 empty] | 0 | 0
[26 empty] | 0 | 0
[26 empty] | 0 | 0
[26 empty] | 0 | 0
[26 empty] | 0 | 0
[26 empty] | 0 | 0
[26 empty] | 0 | 0
[26 empty] | 0 | 0
[26 empty] | 0 | 0
[26 empty] | 0 | 0
[26 empty] | 0 | 0
[26 empty] | 0 | 0
[26 empty] | 0 | 0
[26 empty] | 0 | 0
[26 empty] | 0 | 0
[26 empty] | 0 | 0
[26 empty] | 0 | 0
[26 empty] | 0 | 0
[26 empty] | 0 | 0
[26 empty] | 0 | 0
[26 empty] | 0 | 0
[26 empty] | 0 | 0
[26 empty] | 0 | 0
[26 empty] | 0 | 0
[26 empty] | 0 | 0
[26 empty] | 0 | 0
[26 empty] | 0 | 0
[26 empty] | 0 | 0
[26 empty] | 0 | 0
[26 empty] | 0 | 0
[26 empty] | 0 | 0
[26 empty] | 0 | 0
[26 empty] | 0 | 0
[26 empty] | 0 | 0
[26 empty] | 0 | 0
[26 empty] | 0 | 0
[26 empty] | 0 | 0
[26 empty] | 0 | 0
[26 empty] | 0 | 0
[26 empty] | 0 | 0
[26 empty] | 0 | 0
[26 empty] | 0 | 0
[26 empty] | 0 | 0
[26 empty] | 0 | 0
[26 empty] | 0 | 0
[26 empty] | 0 | 0
[26 empty] | 0 | 0
[26 empty] | 0 | 0
[26 empty] | 0 | 0
[26 empty] | 0 | 0
[26 empty] | 0 | 0
[26 empty] | 0 | 0
[26 empty] | 0 | 0
[26 empty] | 0 | 0
[26 empty] | 0 | 0
[26 empty] | 0 | 0
[26 empty] | 0 | 0
[26 empty] | 0 | 0
[26 empty] | 0 | 0
[26 empty] | 0 | 0
[26 empty] | 0 | 0
[26 empty] | 0 | 0
[26 empty] | 0 | 0
[26 empty] | 0 | 0
[26 empty] | 0 | 0
[26 empty] | 0 | 0
[26 empty] | 0 | 0
[26 empty] | 0 | 0
[26 empty] | 0 | 0
[26 empty] | 0 | 0
[26 empty] | 0 | 0
[26 empty] | 0 | 0
[26 empty] | 0 | 0
[26 empty] | 0 | 0
[26 empty] | 0 | 0
[26 empty] | 0 | 0
[26 empty] | 0 | 0
[26 empty] | 0 | 0
[26 empty] | 0 | 0
[26 empty] | 0 | 0
[26 empty] | 0 | 0
[26 empty] | 0 | 0
[26 empty] | 0 | 0
[26 empty] | 0 | 0
[26 empty] | 0 | 0
[26 empty] | 0 | 0
[26 empty] | 0 | 0
[26 empty] | 0 | 0
[26 empty] | 0 | 0
[26 empty] | 0 | 0
[26 empty] | 0 | 0
[26 empty] | 0 | 0
[26 empty] | 0 | 0
[26 empty] | 0 | 0
[26 empty] | 0 | 0
[26 empty] | 0 | 0
[26 empty] | 0 | 0
[26 empty] | 0 | 0
[26 empty] | 0 | 0
[26 empty] | 0 | 0
[26 empty] | 0 | 0
[26 empty] | 0 | 0
[26 empty] | 0 | 0
[26 empty] | 0 | 0
[26 empty] | 0 | 0
[26 empty] | 0 | 0
[26 empty] | 0 | 0
[26 empty] | 0 | 0
[26 empty] | 0 | 0
[26 empty] | 0 | 0
[26 empty] | 0 | 0
[26 empty] | 0 | 0
[26 empty] | 0 | 0
[26 empty] | 0 | 0
[26 empty] | 0 | 0
[26 empty] | 0 | 0
[26 empty] | 0 | 0
[26 empty] | 0 | 0
[26 empty] | 0 | 0
[26 empty] | 0 | 0
[26 empty] | 0 | 0
[26 empty] | 0 | 0
[26 empty] | 0 | 0
[26 empty] | 0 | 0
[26 empty] | 0 | 0
[26 empty] | 0 | 0
[26 empty] | 0 | 0
[26 empty] | 0 | 0
[26 empty] | 0 | 0
[26 empty] | 0 | 0
[26 empty] | 0 | 0
[26 empty] | 0 | 0
[26 empty] | 0 | 0
[26 empty] | 0 | 0
[26 empty] | 0 | 0
[26 empty] | 0 | 0
[26 empty] | 0 | 0
[26 empty] | 0 | 0
[26 empty] | 0 | 0
[26 empty] | 0 | 0
[26 empty] | 0 | 0
[26 empty] | 0 | 0
[26 empty] | 0 | 0
[26 empty] | 0 | 0
[26 empty] | 0 | 0
[26 empty] | 0 | 0
[26 empty] | 0 | 0
[26 empty] | 0 | 0
[26 empty] | 0 | 0
[26 empty] | 0 | 0
[26 empty] | 0 | 0
[26 empty] | 0 | 0
[26 empty] | 0 | 0
[26 empty] | 0 | 0
[26 empty] | 0 | 0
[26 empty] | 0 | 0
[26 empty] | 0 | 0
[26 empty] | 0 | 0
[26 empty] | 0 | 0
[26 empty] | 0 | 0
[26 empty] | 0 | 0
[26 empty] | 0 | 0
[26 empty] | 0 | 0
[26 empty] | 0 | 0
[26 empty] | 0 | 0
[26 empty] | 0 | 0
[26 empty] | 0 | 0
[26 empty] | 0 | 0
[26 empty] | 0 | 0
[26 empty] | 0 | 0
[26 empty] | 0 | 0
[26 empty] | 0 | 0
[26 empty] | 0 | 0
[26 empty] | 0 | 0
[26 empty] | 0 | 0
[26 empty] | 0 | 0
[26 empty] | 0 | 0
[26 empty] | 0 | 0
[26 empty] | 0 | 0
[26 empty] | 0 | 0
[26 empty] | 0 | 0
[26 empty] | 0 | 0
[26 empty] | 0 | 0
[26 empty] | 0 | 0
[26 empty] | 0 | 0
[26 empty] | 0 | 0
[26 empty] | 0 | 0
[26 empty] | 0 | 0
[26 empty] | 0 | 0
[26 empty] | 0 | 0
[26 empty] | 0 | 0
[26 empty] | 0 | 0
[26 empty] | 0 | 0
[26 empty] | 0 | 0
[26 empty] | 0 | 0
[26 empty] | 0 | 0
[26 empty] | 0 | 0
[26 empty] | 0 | 0
[26 empty] | 0 | 0
[26 empty] | 0 | 0
[26 empty] | 0 | 0
[26 empty] | 0 | 0
[26 empty] | 0 | 0
[26 empty] | 0 | 0
[26 empty] | 0 | 0
[26 empty] | 0 | 0
[26 empty] | 0 | 0
[26 empty] | 0 | 0
[26 empty] | 0 | 0
[26 empty] | 0 | 0
[26 empty] | 0 | 0
[26 empty] | 0 | 0
[26 empty] | 0 | 0
[26 empty] | 0 | 0
[26 empty] | 0 | 0
[26 empty] | 0 | 0
[26 empty] | 0 | 0
[26 empty] | 0 | 0
[26 empty] | 0 | 0
[26 empty] | 0 | 0
[26 empty] | 0 | 0
[26 empty] | 0 | 0
[26 empty] | 0 | 0
[26 empty] | 0 | 0
[26 empty] | 0 | 0
[26 empty] | 0 | 0
[26 empty] | 0 | 0
[26 empty] | 0 | 0
[26 empty] | 0 | 0
[26 empty] | 0 | 0
[26 empty] | 0 | 0
[26 empty] | 0 | 0
[26 empty] | 0 | 0
[26 empty] | 0 | 0
[26 empty] | 0 | 0
[26 empty] | 0 | 0
[26 empty] | 0 | 0
[26 empty] | 0 | 0
[26 empty] | 0 | 0
[26 empty] | 0 | 0
[26 empty] | 0 | 0
[26 empty] | 0 | 0
[26 empty] | 0 | 0
[26 empty] | 0 | 0
[26 empty] | 0 | 0
[26 empty] | 0 | 0
[26 empty] | 0 | 0
[26 empty] | 0 | 0
[26 empty] | 0 | 0
[26 empty] | 0 | 0
[26 empty] | 0 | 0
[26 empty] | 0 | 0
[26 empty] | 0 | 0
[26 empty] | 0 | 0
[26 empty] | 0 | 0
[26 empty] | 0 | 0
[26 empty] | 0 | 0
[26 empty] | 0 | 0
[26 empty] | 0 | 0
[26 empty] | 0 | 0
[26 empty] | 0 | 0
[26 empty] | 0 | 0
[26 empty] | 0 | 0
[26 empty] | 0 | 0
[26 empty] | 0 | 0
[26 empty] | 0 | 0
[26 empty] | 0 | 0
[26 empty] | 0 | 0
[26 empty] | 0 | 0
[26 empty] | 0 | 0
[26 empty] | 0 | 0
[26 empty] | 0 | 0
[26 empty] | 0 | 0
[26 empty] | 0 | 0
[26 empty] | 0 | 0
[26 empty] | 0 | 0
[26 empty] | 0 | 0
[26 empty] | 0 | 0
[26 empty] | 0 | 0
[26 empty] | 0 | 0
[26 empty] | 0 | 0
[26 empty] | 0 | 0
[26 empty] | 0 | 0
[26 empty] | 0 | 0
[26 empty] | 0 | 0
[26 empty] | 0 | 0
[26 empty] | 0 | 0
[26 empty] | 0 | 0
[26 empty] | 0 | 0
[26 empty] | 0 | 0
[26 empty] | 0 | 0
[26 empty] | 0 | 0
[26 empty] | 0 | 0
[26 empty] | 0 | 0
[26 empty] | 0 | 0
[26 empty] | 0 | 0
[26 empty] | 0 | 0
[26 empty] | 0 | 0
[26 empty] | 0 | 0
[26 empty] | 0 | 0
[26 empty] | 0 | 0
[26 empty] | 0 | 0
[26 empty] | 0 | 0
[26 empty] | 0 | 0
[26 empty] | 0 | 0
[26 empty] | 0 | 0
[26 empty] | 0 | 0
[26 empty] | 0 | 0
[26 empty] | 0 | 0
[26 empty] | 0 | 0
[26 empty] | 0 | 0
[26 empty] | 0 | 0
[26 empty] | 0 | 0
[26 empty] | 0 | 0
[26 empty] | 0 | 0
[26 empty] | 0 | 0
[26 empty] | 0 | 0
[26 empty] | 0 | 0
[26 empty] | 0 | 0
[26 empty] | 0 | 0
[26 empty] | 0 | 0
[26 empty] | 0 | 0
[26 empty] | 0 | 0
[26 empty] | 0 | 0
[26 empty] | 0 | 0
[26 empty] | 0 | 0
[26 empty] | 0 | 0
[26 empty] | 0 | 0
[26 empty] | 0 | 0
[26 empty] | 0 | 0
[26 empty] | 0 | 0
[26 empty] | 0 | 0
[26 empty] | 0 | 0
[26 empty] | 0 | 0
[26 empty] | 0 | 0
[26 empty] | 0 | 0
[26 empty] | 0 | 0
[26 empty] | 0 | 0
[26 empty] | 0 | 0
[26 empty] | 0 | 0
[26 empty] | 0 | 0
[26 empty] | 0 | 0
[26 empty] | 0 | 0
[26 empty] | 0 | 0
[26 empty] | 0 | 0
[26 empty] | 0 | 0
[26 empty] | 0 | 0
[26 empty] | 0 | 0
[26 empty] | 0 | 0
[26 empty] | 0 | 0
[26 empty] | 0 | 0
[26 empty] | 0 | 0
[26 empty] | 0 | 0
[26 empty] | 0 | 0
[26 empty] | 0 | 0
[26 empty] | 0 | 0
[26 empty] | 0 | 0
[26 empty] | 0 | 0
[26 empty] | 0 | 0
[26 empty] | 0 | 0
[26 empty] | 0 | 0
[26 empty] | 0 | 0
[26 empty] | 0 | 0
[26 empty] | 0 | 0
[26 empty] | 0 | 0
[26 empty] | 0 | 0
[26 empty] | 0 | 0
[26 empty] | 0 | 0
[26 empty] | 0 | 0
[26 empty] | 0 | 0
[26 empty] | 0 | 0
[26 empty] | 0 | 0
[26 empty] | 0 | 0
[26 empty] | 0 | 0
[26 empty] | 0 | 0
[26 empty] | 0 | 0
[26 empty] | 0 | 0
[26 empty] | 0 | 0
[26 empty] | 0 | 0
[26 empty] | 0 | 0
[26 empty] | 0 | 0
[26 empty] | 0 | 0
[26 empty] | 0 | 0
[26 empty] | 0 | 0
[26 empty] | 0 | 0
[26 empty] | 0 | 0
[26 empty] | 0 | 0
[26 empty] | 0 | 0
[26 empty] | 0 | 0
[26 empty] | 0 | 0
[26 empty] | 0 | 0
[26 empty] | 0 | 0
[26 empty] | 0 | 0
[26 empty] | 0 | 0
[26 empty] | 0 | 0
[26 empty] | 0 | 0
[26 empty] | 0 | 0
[26 empty] | 0 | 0
[26 empty] | 0 | 0
[26 empty] | 0 | 0
[26 empty] | 0 | 0
[26 empty] | 0 | 0
[26 empty] | 0 | 0
[26 empty] | 0 | 0
[26 empty] | 0 | 0
[26 empty] | 0 | 0
[26 empty] | 0 | 0
[26 empty] | 0 | 0
[26 empty] | 0 | 0
[26 empty] | 0 | 0
[26 empty] | 0 | 0
[26 empty] | 0 | 0
[26 empty] | 0 | 0
[26 empty] | 0 | 0
[26 empty] | 0 | 0
[26 empty] | 0 | 0
[26 empty] | 0 | 0
[26 empty] | 0 | 0
[26 empty] | 0 | 0
[26 empty] | 0 | 0
[26 empty] | 0 | 0
[26 empty] | 0 | 0
[26 empty] | 0 | 0
[26 empty] | 0 | 0
[26 empty] | 0 | 0
[26 empty] | 0 | 0
[26 empty] | 0 | 0
[26 empty] | 0 | 0
[26 empty] | 0 | 0
[26 empty] | 0 | 0
[26 empty] | 0 | 0
[26 empty] | 0 | 0
[26 empty] | 0 | 0
[26 empty] | 0 | 0
[26 empty] | 0 | 0
[26 empty] | 0 | 0
[26 empty] | 0 | 0
[26 empty] | 0 | 0
[26 empty] | 0 | 0
[26 empty] | 0 | 0
[26 empty] | 0 | 0
[26 empty] | 0 | 0
[26 empty] | 0 | 0
[26 empty] | 0 | 0
[26 empty] | 0 | 0
[26 empty] | 0 | 0
[26 empty] | 0 | 0
[26 empty] | 0 | 0
[26 empty] | 0 | 0
[26 empty] | 0 | 0
[26 empty] | 0 | 0
[26 empty] | 0 | 0
[26 empty] | 0 | 0
[26 empty] | 0 | 0
[26 empty] | 0 | 0
[26 empty] | 0 | 0
[26 empty] | 0 | 0
[26 empty] | 0 | 0
[26 empty] | 0 | 0
[26 empty] | 0 | 0
[26 empty] | 0 | 0
[26 empty] | 0 | 0
[26 empty] | 0 | 0
[26 empty] | 0 | 0
[26 empty] | 0 | 0
[26 empty] | 0 | 0
[26 empty] | 0 | 0
[26 empty] | 0 | 0
[26 empty] | 0 | 0
[26 empty] | 0 | 0
[26 empty] | 0 | 0
[26 empty] | 0 | 0
[26 empty] | 0 | 0
[26 empty] | 0 | 0
[26 empty] | 0 | 0
[26 empty] | 0 | 0
[26 empty] | 0 | 0
[26 empty] | 0 | 0
[26 empty] | 0 | 0
[26 empty] | 0 | 0
[26 empty] | 0 | 0
[26 empty] | 0 | 0
[26 empty] | 0 | 0
[26 empty] | 0 | 0
[26 empty] | 0 | 0
[26 empty] | 0 | 0
[26 empty] | 0 | 0
[26 empty] | 0 | 0
[26 empty] | 0 | 0
[26 empty] | 0 | 0
[26 empty] | 0 | 0
[26 empty] | 0 | 0
[26 empty] | 0 | 0
[26 empty] | 0 | 0
[26 empty] | 0 | 0
[26 empty] | 0 | 0
[26 empty] | 0 | 0
[26 empty] | 0 | 0
[26 empty] | 0 | 0
[26 empty] | 0 | 0
[26 empty] | 0 | 0
[26 empty] | 0 | 0
[26 empty] | 0 | 0
[26 empty] | 0 | 0
[26 empty] | 0 | 0
[26 empty] | 0 | 0
[26 empty] | 0 | 0
[26 empty] | 0 | 0
[26 empty] | 0 | 0
[26 empty] | 0 | 0
[26 empty] | 0 | 0
[26 empty] | 0 | 0
[26 empty] | 0 | 0
[26 empty] | 0 | 0
[26 empty] | 0 | 0
[26 empty] | 0 | 0
[26 empty] | 0 | 0
[26 empty] | 0 | 0
[26 empty] | 0 | 0
[26 empty] | 0 | 0
[26 empty] | 0 | 0
[26 empty] | 0 | 0
[26 empty] | 0 | 0
[26 empty] | 0 | 0
[26 empty] | 0 | 0
[26 empty] | 0 | 0
[26 empty] | 0 | 0
[26 empty] | 0 | 0
[26 empty] | 0 | 0
[26 empty] | 0 | 0
[26 empty] | 0 | 0
[26 empty] | 0 | 0
[26 empty] | 0 | 0
[26 empty] | 0 | 0
[26 empty] | 0 | 0
[26 empty] | 0 | 0
[26 empty] | 0 | 0
[26 empty] | 0 | 0
[26 empty] | 0 | 0
[26 empty] | 0 | 0
[26 empty] | 0 | 0
[26 empty] | 0 | 0
[26 empty] | 0 | 0
[26 empty] | 0 | 0
[26 empty] | 0 | 0
[26 empty] | 0 | 0
[26 empty] | 0 | 0
[26 empty] | 0 | 0
[26 empty] | 0 | 0
[26 empty] | 0 | 0
[26 empty] | 0 | 0
[26 empty] | 0 | 0
[26 empty] | 0 | 0
[26 empty] | 0 | 0
[26 empty] | 0 | 0
[26 empty] | 0 | 0

## Zones
Houston | 1
North | 1
South | 1
West | -1
SET UP AREA, copy & paste values to cell B1
Source | North |  | N to H | N to W | N to S | W to N | S to N | W to S
Sink | West | Houston | -1 | 1 | -1 | -1 | 1 | -1
|  | North | 1 | 1 | 1 | -1 | -1 | -1
|  | South | -1 | 1 | -1 | -1 | 1 | -1
|  | West | 1 | -1 | 1 | 1 | -1 | 1
|  | Source | North | North | North | West | South | West
|  | Sink | Houston | West | South | North | North | South

## Tech
Number of Bus | Name of Bus | Tech Type
238 | BOSQUESW505 | CC
239 | BOSQUESW502 | GGT
244 | WHITNYDM01 | Hydro
245 | WHITNYDM02 | Hydro
247 | BOSQUESW501 | GGT
251 | BOSQUESW803 | CC
253 | BOSQUESW804 | CC
332 | RWMILLER01 | GST
333 | RWMILLER02 | GST
334 | RWMILLER03 | GST
335 | RWMILLER04 | GST
336 | RWMILLER05 | GST
344 | MRSSHPRD | Hydro
345 | MRSSHPRD01 | Hydro
366 | JNSNCNTY802 | Cogen
367 | JNSNCNTY802 | Cogen
503 | NTHTEXAS01 | GST
504 | NTHTEXAS02 | GST
505 | NTHTEXAS03 | GST
580 | JCKCNTY801 | CC
581 | JCKCNTY802 | CC
582 | JCKCNTY803 | CC
728 | WOLFRIDGE801 | Wind
837 | NEWMAN_G5 | GST
842 | OLINGER_G1 | GST
843 | OLINGER_G2 | GST
844 | OLINGER_G3 | GST
845 | OLINGER_G4 | GGT
923 | SPENCER_G4 | GST
924 | SPENCER_G5 | GST
948 | STEAM1 | GST
949 | STEAM2 | GST
950 | STEAM3 | GST
990 | GIBN_CREK_G1 | LIGCO
1002 | PBCTAGE_1G | GGT
1003 | PBCTBGE_2G | GGT
1004 | PBCTCGE_3G | GGT
1005 | PBCTDGE_4G | GGT
1006 | PBCTEGE_5G | GGT
1007 | PB5GEN_6G | GST
1008 | PB6GEN_7G | GST
1037 | MORGAN5G_5G | GST
1039 | MRGNAG_1G | GGT
1040 | MRGNBG_2G | GGT
1041 | MRGNCG_3G | GGT
1042 | MRGNDG_4G | GGT
1043 | MRGNEG_5G | GGT
1044 | MRGNFG_6G | GGT
1045 | CALENG1G_1G | Cogen
1046 | CALENG2G_2G | Cogen
1047 | CALENG3G_3G | Cogen
1058 | LONGSHORE_5 | Wind
1058 | LONGSHORE_5 | Wind
1061 | CIELOGEN_1G | Wind
1062 | CIELOGEN_2G | Wind
1068 | SCURRYCW_1G | Wind
1069 | KINDERMG_1G | Cogen
1070 | KINDERMG_2G | Cogen
1071 | KINDERMG_3G | Cogen
1073 | SCURRYCW_2G | Wind
1320 | BSP 1 | Cogen
1326 | STANTONW_8 | Wind
1327 | WILDHRSE_1G | Wind
1328 | OCOTILLO_1G | Wind
1333 | MCDDONAL_8 | Wind
1343 | TRENTIPP_8 | Wind
1349 | WESTXWIN_1G | Wind
1350 | NWPWRG1_1G | Wind
1354 | AEPWIND_8 | Wind
1360 | GUNSIGHT_8 | Wind
1416 | SWETWATR_1G | CC
1417 | SWETWATR_2G | CC
1418 | SWETWATR_3G | CC
1419 | SWETWATR_4G | CC
1432 | GRHAMSES_2G | GST
1433 | GRHAMSES_1G | GST
1437 | MESQUITW_1G | Wind
1438 | MESQUITW_2G | Wind
1442 | COKFIELD_5 | Wind
1453 | WCPWRCO_1G | CC
1454 | WCPWRCO_2G | CC
1455 | WCPWRCO_3G | CC
1479 | WFCOGEN_1G | Cogen
1479 | WFCOGEN_1G | Cogen
1482 | WFCOGEN_2G | Cogen
1482 | WFCOGEN_2G | Cogen
1600 | BARTNWND_1G | Wind
1643 | SLSTR1PP_1G | Wind
1675 | PEC_1G | Cogen
1676 | PEC_2G | Cogen
1677 | PEC_3G | Cogen
1678 | LAMARPWR_1G | CC
1679 | LAMARPWR_2G | CC
1680 | LAMARPWR_3G | CC
1681 | LAMARPWR_4G | CC
1682 | LAMARPWR_5G | CC
1683 | LAMARPWR_6G | CC
1687 | VALLEY_1G | GST
1688 | VALLEY_2G | GSC
1689 | VALLEY_3G | GST
1701 | MOSES_1G | LIGCO
1702 | MOSES_2G | LIGCO
1703 | MOSES_3G | LIGCO
1861 | EAGLEMNT_1G | GST
1862 | EAGLEMNT_2G | GST
1863 | EAGLEMNT_3G | GST
1877 | WLFHOLW_1G | CC
1878 | WLFHOLW_2G | CC
1879 | WLFHOLW_3G | CC
1889 | DECRDOVA_1G | GSC
1892 | DECRDOVA_2G | GGT
1893 | DECRDOVA_3G | GGT
1894 | DECRDOVA_4G | GGT
1895 | DECRDOVA_5G | GGT
1898 | COMCHEPK_1G | Nuc
1899 | COMCHEPK_2G | Nuc
1937 | MDLTHELP_5G | CC
1938 | MDLTHELP_6G | CC
1941 | MDLTHELP_1G | CC
1942 | MDLTHELP_2G | CC
1943 | MDLTHELP_3G | CC
1944 | MDLTHELP_4G | CC
1947 | HANDLEY_3G | GST
1948 | HANDLEY_4G | GST
1949 | HANDLEY_5G | GST
2371 | COLLIN_1G | GST
2381 | NTHLK1_G | GST
2382 | NTHLK2_G | GST
2383 | NTHLK3_G | GST
2413 | MTCK6_G | GST
2414 | MTCK7_G | GST
2417 | MTCK8_G | GSC
2451 | LKHB1_G | GST
2452 | LKHB2_G | GST
3097 | MARTLAKE_1G | LIGCO
3098 | MARTLAKE_2G | LIGCO
3099 | MARTLAKE_3G | LIGCO
3107 | STRYKER_1G | GST
3108 | STRYKER_2G | GST
3126 | TRINIDAD_6G | GST
3309 | ASPN_G | Bio
3348 | CHAMPION_1G | Cogen
3381 | BBRN_1G | LIGCO
3382 | BBRN_2G | LIGCO
3403 | THOUSE_1G | GSC
3404 | THOUSE_2G | GSC
3416 | LAKE_CRK1_G | GST
3417 | LAKE_CRK2_G | GST
3432 | SANDOW_4G | LIGCO
5026 | BRAUNIG_VHB1 | GST
5027 | BRAUNIG_VHB2 | GST
5028 | BRAUNIG_VHB3 | GST
5111 | CALAVER_JTD1 | LIGCO
5112 | CALAVER_JTD2 | LIGCO
5264 | LEON_LCP3G3 | GST
5265 | LEON_LCP4G4 | GST
5266 | LEON_LCPCT1 | GGT
5267 | LEON_LCPCT2 | GGT
5268 | LEON_LCPCT3 | GGT
5269 | LEON_LCPCT4 | GGT
5396 | CALAVER_OWS1 | GST
5397 | CALAVER_OWS2 | GST
5401 | CALAVER_JKS1 | LIGCO
5436 | TUTTL_WBT1G1 | GST
5438 | TUTTL_WBT3G3 | GST
5439 | TUTTL_WBT4G4 | GST
5476 | BRA_AVR1_CT1 | CC
5477 | BRA_AVR1_ST | CC
5478 | BRA_AVR1_CT2 | CC
5503 | RAYBURNGEN3 | GST
5505 | RAYBURNGEN1 | GGT
5506 | RAYBURNGEN2 | GGT
5508 | RAYBURNCC9 | CC
5509 | RAYBURNCC10 | CC
5511 | RAYBURNCC7 | CC
5512 | RAYBURNCC8 | CC
5728 | FALCONHYDRO2 | Hydro
5729 | FALCONHYDRO3 | Hydro
5890 | PEARSALLGEN1 | GST
5891 | PEARSALLGEN2 | GST
5892 | PEARSALLGEN3 | GST
5903 | SANMIGUELGEN | LIGCO
5911 | STP_GN1___1 | Nuc
5912 | STP_GN2___2 | Nuc
5920 | WELSHDC1 | DCTie
5925 | DCEAST | DCTie
5932 | SI_RAY9 | CC
5933 | SI_RAY6 | GST
5934 | SI_RAY5 | GST
5935 | SI_RAY10 | CC
6016 | SWMESA | Wind
6096 | NORTHDC7 | DCTie
6100 | OKLA7A | DCTie
6144 | MCADOO1A | Wind
6407 | TURKTRAK1A | Wind
6637 | SNYDERW1A | Wind
6752 | OKLA0A | LIGCO
6948 | DENISNDM | Hydro
6948 | DENISNDM | Hydro
7000 | L_FERGUS1_1Y | GSC
7004 | L_SIMGID1_1Y | GST
7005 | L_SIMGID1_2Y | GST
7006 | L_SIMGID1_3Y | GST
7007 | L_LOSTPI1_1Y | CC
7008 | L_LOSTPI1_2Y | CC
7009 | L_LOSTPI1_3Y | CC
7010 | L_FPPYD11_1Y | LIGCO
7011 | L_FPPYD11_2Y | LIGCO
7012 | L_FPPYD21_3Y | LIGCO
7014 | L_HAYSEN1_1Y | CC
7015 | L_HAYSEN1_2Y | CC
7016 | L_HAYSEN1_3Y | CC
7017 | L_HAYSEN1_4Y | CC
7020 | L_AUSTPL1_1Y | Hydro
7020 | L_AUSTPL1_1Y | Hydro
7022 | L_BUCHAN1_1Y | Hydro
7023 | L_BUCHAN1_2Y | Hydro
7024 | L_BUCHAN1_3Y | Hydro
7026 | L_INKSDA1_1Y | Hydro
7028 | L_MARBFA1_1Y | Hydro
7029 | L_MARBFA1_2Y | Hydro
7031 | L_MARSFO1G1Y | Hydro
7032 | L_MARSFO1G2Y | Hydro
7033 | L_MARSFO1G3Y | Hydro
7035 | L_WIRTZ_1G1Y | Hydro
7036 | L_WIRTZ_1G2Y | Hydro
7038 | L_DELAWA1_1Y | Wind
7038 | L_DELAWA1_1Y | Wind
7303 | L_WPPGS12_1Y | GGT
7303 | L_WPPGS12_1Y | GGT
7305 | L_WPPGS34_1Y | GGT
7305 | L_WPPGS34_1Y | GGT
7487 | L_CANYHY8_1Y | Hydro
7605 | L_MCQUEE9_1Y | Hydro
7605 | L_MCQUEE9_1Y | Hydro
7605 | L_MCQUEE9_1Y | Hydro
7609 | L_SCHUMA8_1Y | Hydro
7624 | L_LAKEWO9_1Y | Hydro
7624 | L_LAKEWO9_1Y | Hydro
7800 | L_GUADGE1_1Y | CC
7801 | L_GUADGE1_2Y | CC
7802 | L_GUADGE1_3Y | CC
7803 | L_GUADGE1_4Y | CC
7804 | L_GUADGE1_5Y | CC
7805 | L_GUADGE1_6Y | CC
7807 | L_BASTEN1_1Y | CC
7808 | L_BASTEN1_2Y | CC
7809 | L_BASTEN1_3Y | CC
7810 | L_RIONOG1G1Y | CC
7811 | L_RIONOG1G2Y | CC
7812 | L_RIONOG1G3Y | CC
7813 | L_RIONOG1S1Y | CC
8032 | AMISTADHYD1 | Hydro
8033 | AMISTADHYD2 | Hydro
8048 | FALCONHYDRO1 | Hydro
8066 | DUP1V#1 | Cogen
8134 | FOR #1 | Cogen
8138 | FOR #2 | Cogen
8139 | JOS #1 | GST
8147 | UCAR #2 | Cogen
8148 | UCAR #1 | Cogen
8153 | FOR #3 | Cogen
8154 | FOR #4 | Cogen
8155 | FOR #5 | Cogen
8156 | FOR #6 | Cogen
8157 | FOR #7 | Cogen
8161 | COLETO0A | LIGCO
8173 | VICEC51A | CC
8174 | VICEC61A | CC
8189 | CUECPL2A | Cogen
8262 | ELPS | Hydro
8285 | LAR #1 | GST
8287 | LAR #2 | GST
8288 | LAR #3 | GST
8388 | BATES0A | GST
8393 | BATES0B | GST
8437 | NUECES_B0C | GST
8438 | NUECES_B0B | GST
8442 | NBEC7 | GST
8442 | NBEC7 | GST
8456 | COSW#1 | Cogen
8457 | COSW#2 | Cogen
8459 | B_DAVIS0B | GSC
8460 | B_DAVIS0A | GSC
8461 | KOCH_UP0A | Cogen
8506 | VAL #1 | Cogen
8507 | VAL #2 | Cogen
8511 | OXY_CC0A | Cogen
8517 | CELANEBI0A | Cogen
8560 | CNOPGT1 | Cogen
8561 | CNOPGT2 | Cogen
8562 | CNOPST1 | Cogen
8926 | LGE_GT10A | Cogen
8927 | LGE_GT20A | Cogen
8928 | LGE_STG0A | Cogen
8930 | ICPGN10A | Cogen
8931 | ICPGN20A | Cogen
8932 | ICPGN30A | Cogen
8933 | FGNTS001 | CC
8934 | FGNTS101 | CC
8935 | FGNTS201 | CC
8936 | MVGN#1 | CC
8937 | MVGN#2 | CC
8938 | MVGN#3 | CC
8981 | HECN1 | CC
8982 | HECN2 | CC
8983 | HECN3 | CC
9000 | DECKR_G1 | GST
9001 | DECKR_G2 | GST
9002 | DECKR_G3 | GGT
9003 | DECKR_G4 | GGT
9004 | DECKR_G5 | GGT
9005 | DECKR_G6 | GGT
9016 | SANDH_G1 | GGT
9017 | SANDH_G2 | GGT
9018 | SANDH_G3 | GGT
9019 | SANDH_G4 | GGT
9020 | SANDHG5A | CC
9021 | SANDHG5C | CC
11001 | NAV1CT | CC
11009 | NAV2CT | CC
11011 | NAV3ST | CC
11012 | NAV4CT | CC
11013 | NAV5CT | CC
11014 | NAV6ST | CC
11020 | TIEHVSG_1G | CC
11021 | TIEHVCG_1G | CC
11022 | TIEHVCG_2G | CC
11023 | TIEHVCG_3G | CC
11024 | TIEHVCG_4G | CC
11025 | TIEHVSG_2G | CC
11056 | ROSCOE_1G | Wind
11057 | CHAMPION_1G | Wind
11058 | PYRON_1G | Wind
11059 | INADALE_1G | Wind
11065 | ELBOWCK_1G | Wind
11147 | NOTREES_1G | Wind
11309 | BULLCREK_2G | Wind
11310 | BULLCREK_1G | Wind
11320 | COYOTE_1G | Wind
11691 | KMICHICT1_G | CC
11692 | KMICHICT2_G | CC
11693 | KMICHIST3_G | CC
11694 | KMICHICT4_G | CC
11695 | KMICHICT5_G | CC
11696 | KMICHIST6_G | CC
12322 | ENNSTRAC_1G | CC
12323 | ENNSTRAC_2G | CC
12411 | FPLEFR1A_G | CC
12412 | FPLEFR1B_G | CC
12413 | FPLEFR1C_G | CC
12414 | FPLEFR1S_G | CC
12421 | FPLEFR2A_G | CC
12422 | FPLEFR2B_G | CC
12423 | FPLEFR2C_G | CC
12424 | FPLEFR2S_G | CC
12440 | PARKD_1SVC8 | GST
12449 | PARKD_2SVC8 | GST
13116 | TGATEWAY_1G | CC
13117 | TGATEWAY_2G | CC
13118 | TGATEWAY_3G | CC
13119 | TGATEWAY_4G | CC
13131 | CALFREST_1G | CC
13132 | CALFREST_2G | CC
13133 | CALFREST_3G | CC
13134 | CALFREST_4G | CC
13135 | CALFREST_5G | CC
13136 | CALFREST_6G | CC
13432 | SANDOW_5G | LIGCO
32798 | BRYN_TAMUGEN | GST
32883 | BRYN_DNSBY3 | GST
32884 | BRYN_DNSBY13 | GST
32886 | BRYN_ATKINS3 | GST
32887 | BRYN_ATKINS6 | GST
32888 | BRYN_ATKINS7 | GGT
32890 | BRYN_ATKINS4 | GST
32891 | BRYN_ATKINS5 | GST
32892 | BRYN_DNSBY14 | GST
36998 | RDCNYNG1 | Wind
38332 | TNWDWRDU2_8 | Wind
38437 | TNSRBNMESA9 | Wind
38580 | TNBP_CGN1_8 | Cogen
38590 | TNBP_CGN2_8 | Cogen
38600 | TNBP_CGN3_8 | Cogen
38611 | TNBPAMCG1_8 | Cogen
38612 | TNBPAMCG2_8 | Cogen
38613 | TNBPAMCG3_8 | Cogen
38614 | TNBPAMCG4_8 | Cogen
38615 | TNBPAMCG5_8 | Cogen
38690 | TNBP_CGN4_8 | Cogen
38711 | TNTXCTY1CG8 | Cogen
38712 | TNTXCTY2CG8 | Cogen
38713 | TNTXCTY3CG8 | Cogen
38714 | TNTXCTY4CG8 | Cogen
39190 | TNSLCGN1__8 | Cogen
39470 | TNDOWCGNSG8 | Cogen
39480 | TNDOWCGNGG8 | Cogen
39760 | TNSCLP1___8 | Cogen
39770 | TNSCLP2___8 | Cogen
39775 | TNSCLP4___8 | Cogen
39790 | TNSCLP3___8 | Cogen
39960 | TNTNPONE_18 | LIGCO
39970 | TNTNPONE_28 | LIGCO
48500 | APD_GT1_8005 | Cogen
48510 | AK_GT1__8040 | Cogen
48511 | LPE_GT1_8070 | GGT
48512 | LPE_GT2_8075 | GGT
48513 | LPE_GT3_8080 | GGT
48514 | LPE_GT4_8085 | GGT
48520 | BSF_GT1_8070 | Cogen
48520 | BSF_GT1_8070 | Cogen
48521 | BVE_GT1_GT1 | CC
48522 | BVE_GT2_5035 | CC
48523 | BVE_ST1_GN1 | CC
48531 | BYU_GT1_8075 | Cogen
48532 | BYU_GT2_8055 | Cogen
48533 | BYU_GT3_8060 | Cogen
48534 | BYU_GT4_8065 | Cogen
48551 | CAL_GT1_8045 | Cogen
48552 | CAL_ST1_8000 | Cogen
48561 | CTL_GT2_8130 | Cogen
48562 | CTL_GT3_8135 | Cogen
48563 | CTL_GT4_8140 | Cogen
48564 | CTL_GN1_8145 | Cogen
48565 | CTL_GN2_8155 | Cogen
48581 | CBY_GN1_1 | GSC
48582 | CBY_GN2_2 | GSC
48583 | CBY_GT4_1 | GSC
48584 | CBY_GT4_2 | CC
48585 | CBY_ST4_1 | CC
48591 | CHE_GT2_5030 | Cogen
48593 | CHE_GT1_8015 | Cogen
48594 | CHE_GN4_8025 | Cogen
48595 | BTE_GT2_8075 | CC
48596 | BTE_GT3_8045 | CC
48597 | BTE_GT4_8055 | CC
48598 | BTE_ST1_8070 | CC
48611 | DIB_GT1_8080 | Cogen
48612 | DIB_GT2_8075 | Cogen
48613 | DIB_ST1_8085 | Cogen
48614 | DIB_GT3_8090 | Cogen
48641 | DPEC_GT15040 | CC
48642 | DPEC_GT25025 | CC
48643 | DPEC_GT35010 | CC
48644 | DPEC_GT45070 | CC
48645 | DPEC_ST55065 | CC
48651 | EP_1_2 | Cogen
48651 | EP_1_2 | Cogen
48671 | FTR_GT1_5105 | CC
48672 | FTR_GT2_5110 | CC
48673 | FTR_GT3_5085 | CC
48674 | FTR_CN4_5095 | CC
48690 | GBY_GN5_5 | GSC
48691 | GBY_73741085 | GGT
48691 | GBY_73741085 | GGT
48692 | GBY_81821075 | GGT
48692 | GBY_81821075 | GGT
48693 | GBY_83841065 | GGT
48693 | GBY_83841065 | GGT
48721 | LEG_1___1 | LIGCO
48722 | LEG_2___2 | LIGCO
48730 | MNS_GT | Cogen
48731 | CBE_GT1 | CC
48732 | CBE_GT2 | CC
48733 | CBE_ST12 | CC
48734 | CBE_GT3 | CC
48735 | CBE_GT4 | CC
48736 | CBE_ST34 | CC
48740 | PSG_GN2_8050 | Cogen
48741 | PSG_GT2_8040 | Cogen
48742 | PSG_GT3_8060 | Cogen
48761 | PR_GT1__9040 | Cogen
48772 | PHR_GN2_2 | GSC
48791 | PSA_GT1_8160 | Cogen
48792 | PSA_GT2_8155 | Cogen
48793 | PSA_GT3_8150 | Cogen
48794 | PSA_GT4_8145 | Cogen
48795 | PSA_GT5_8140 | Cogen
48796 | PSA_GN1_8165 | Cogen
48797 | PSA_GT6_8135 | Cogen
48811 | CVC_GT3_5045 | Cogen
48812 | CVC_GT2_5020 | Cogen
48813 | CVC_GT1_5035 | Cogen
48814 | CVC_ST5_5040 | Cogen
48815 | CVC_GT4_8005 | Cogen
48820 | SHELLG1_3015 | Cogen
48821 | SHELLG2 | Cogen
48822 | SHELLG3_3020 | Cogen
48822 | SHELLG3_3020 | Cogen
48841 | SJS_GT1_GT1 | Cogen
48842 | SJS_GT2_GT2 | Cogen
48845 | SOL_GT1 | Solar
48851 | SRB_GN1_1 | GST
48852 | SRB_GN2_2 | GST
48853 | SRB_GN3_3 | GST
48854 | SRB_GN4_4 | GST
48855 | SRB_GT211035 | GGT
48855 | SRB_GT211035 | GGT
48873 | THW_ST3_ST_3 | CC
48874 | THW_ST4_ST_4 | CC
48875 | THW_3132 | CC
48875 | THW_3132 | CC
48877 | THW_3334 | CC
48877 | THW_3334 | CC
48879 | THW_4142 | CC
48879 | THW_4142 | CC
48881 | THW_4344 | CC
48881 | THW_4344 | CC
48883 | THW_GT1_GT_1 | GGT
48885 | THW_5152 | GGT
48885 | THW_5152 | GGT
48886 | THW_5354 | GGT
48886 | THW_5354 | GGT
48887 | THW_5556 | GGT
48887 | THW_5556 | GGT
48911 | TGF_GT1_8000 | Cogen
48921 | WAP_GN1_1 | GST
48922 | WAP_GN2_2 | GST
48923 | WAP_GN3_3 | GST
48924 | WAP_GN4_4 | GSC
48925 | WAP_GN5_5 | LIGCO
48926 | WAP_GN6_6 | LIGCO
48927 | WAP_GN7_7 | LIGCO
48928 | WAP_GN8_8 | LIGCO
48929 | WAPGT21_GT1 | GGT
48940 | WARVUE_GT1 | Cogen
49803 | EXN_15GT | Cogen
49804 | EXN_16GT | Cogen
49805 | EXN_17GT | Cogen
49826 | EXN938GT | Cogen
49828 | EXN941GT | Cogen
49829 | EXN942GT | Cogen
49830 | EXN943GT | Cogen
49831 | EXN944GT | Cogen
49832 | EXN945GT | Cogen
49837 | EXN_GT | Cogen
49838 | EXN_14GT | Cogen
49851 | DOW17000 | Cogen
49858 | DOW38100 | Cogen
49859 | DOW38200 | Cogen
49860 | DOW38300 | Cogen
49862 | DOW39100 | Cogen
49863 | DOW39200 | Cogen
49865 | DOW41000 | Cogen
49866 | DOW42000 | Cogen
49869 | DOW49000 | Cogen
49870 | DOW61000 | Cogen
49871 | DOW62000 | Cogen
49872 | DOW63000 | Cogen
49873 | DOW64000 | Cogen
49876 | DOW65000 | Cogen
49877 | DOW66000 | Cogen
49878 | DOW67000 | Cogen
49882 | DOW81000 | Cogen
49884 | DOW82000 | Cogen
49885 | DOW83000 | Cogen
49886 | DOW84000 | Cogen
58909 | PEARSALLSCG1 | Diesel
58909 | PEARSALLSCG1 | Diesel
58909 | PEARSALLSCG1 | Diesel
58909 | PEARSALLSCG1 | Diesel
58909 | PEARSALLSCG1 | Diesel
58909 | PEARSALLSCG1 | Diesel
58919 | PEARSALLSCG2 | Diesel
58919 | PEARSALLSCG2 | Diesel
58919 | PEARSALLSCG2 | Diesel
58919 | PEARSALLSCG2 | Diesel
58919 | PEARSALLSCG2 | Diesel
58919 | PEARSALLSCG2 | Diesel
58929 | PEARSALLSCG3 | Diesel
58929 | PEARSALLSCG3 | Diesel
58929 | PEARSALLSCG3 | Diesel
58929 | PEARSALLSCG3 | Diesel
58929 | PEARSALLSCG3 | Diesel
58929 | PEARSALLSCG3 | Diesel
58949 | PEARSALLSCG4 | Diesel
58949 | PEARSALLSCG4 | Diesel
58949 | PEARSALLSCG4 | Diesel
58949 | PEARSALLSCG4 | Diesel
58949 | PEARSALLSCG4 | Diesel
58949 | PEARSALLSCG4 | Diesel
60000 | DSKY2 | Wind
60003 | KING_NE1A | Wind
60005 | KING_SE1A | Wind
60007 | KING_SW1A | Wind
60016 | WOODWRD11A | Wind
60017 | ORNNWP1 | Wind
60018 | DSKY1 | Wind
60019 | KING_NW1A | Wind
60057 | CALLAHAN1A | Wind
60058 | BUFF_GAP1A | Wind
60060 | CIRELLO | Wind
60063 | BUFF_GAP1B | Wind
60066 | H_HOLLOW1A | Wind
60068 | HHOLLOW21A | Wind
60070 | HHOLLOW31A | Wind
60072 | HHOLLOW41A | Wind
60081 | WHRLWIND1A | Wind
60201 | RIO DRCS | AVR
60202 | FRNDDRCS | AVR
71051 | L_BITTCR1_1N | Wind
71054 | L_SWEETW1_1N | Wind
71057 | L_SWEETW1_2N | Wind
71059 | L_SWEETW1_3N | Wind
71060 | L_SWEETW1_4N | Wind
71061 | L_SWEETW1_5N | Wind
76031 | L_GASCCR1_1N | Wind
76091 | L_DIVIDE1_1N | Wind
76095 | L_CAPRSI1_1N | Wind
76096 | L_CAPRSI1_2N | Wind
76097 | L_CAPRGE1_1N | Wind
80003 | MILHWYS | AVR
80012 | LAR | DCTie
80051 | FOR #8 | Cogen
80052 | FOR #9 | Cogen
80053 | FOR #10 | Cogen
80080 | GWINDT11A | Wind
80080 | GWINDT11A | Wind
80080 | GWINDT11A | Wind
80080 | GWINDT11A | Wind
80081 | GWINDT21A | Wind
80081 | GWINDT21A | Wind
80081 | GWINDT21A | Wind
80081 | GWINDT21A | Wind
80137 | CSDR89 | DCTie
80137 | CSDR89 | DCTie
80138 | CSDR7 | DCTie
80139 | CSDR56 | DCTie
80139 | CSDR56 | DCTie
80140 | CSDR11 | DCTie
80180 | PNSCALT11A | Wind
80180 | PNSCALT11A | Wind
80181 | PNSCALT21A | Wind
80181 | PNSCALT21A | Wind
80223 | REYSHR G | Cogen
80224 | VISTRONG1 | Cogen
80225 | VISTRONG2 | Cogen
80226 | ALCOA G | Cogen
80227 | AIRCO G | Cogen
80263 | B_DAVIS31A | CC
80264 | B_DAVIS41A | CC
80265 | LARECU40A | GGT
80266 | LARECU50A | GGT
86104 | CID-138 | DCTie
86105 | CID-230 | DCTie
86106 | CUF-230 | DCTie
86107 | CUF-138 | DCTie
88198 | BEEVILLE | AVR
88253 | HAMILTON | BLT
88299 | ZAPATA | BLT
88508 | FALFURRI | AVR