## Set up
Step 1 | Go to the Zones worksheet in this workbook. Make sure that the source and sink zones are set correctly and the "1"s and "-1"s are correct |  | Summary of Key Data points | Value
File Description: Cont_ Cokfield to GrahamSES and LongCreek to GrahamSES1_5 OL_ Murry to Paint
Step 2 | Open Dennis' file that needs to have the data transferred, same file that is listed in cell K27 |  | Number of units | 645
|  |  | Dec PTDF cutoff point | 543
Step 3 | Copy columns J:X from an old Dennis' Sheet to the new sheet (if first round of a new alaysis) |  | Dec PTDF cutoff unit | MESQUITW_1G
|  |  | Dec 10% unit | KMICHIST3_G
Step 4 | Mark the contingencies and monitored element set by a "y" in column K of Dennis' sheet, if there are a match on the filename use something to make unique |  | Dec max cumltv zone impact - cumltv zone share | 0.022695
|  |  | Dec max cumltv zone impact - cumltv zone share pt | 144
Step 5 | Enter Dennis' file name into cell K27 |  | Dec max cumltv zone impact - cumltv zone share unit | BRYN_DNSBY14
|  |  | North Zonal weighted AWGSF | 0.0040583
Step 6 | click the step one button |  | West Zonal weighted AWGSF | -0.048981
|  |  | Inc PTDF cutoff point | 102
Step 7 | Enter the line ratings in Dennis' workbook, the Input worksheet, in the cells |  | Inc PTDF cutoff unit | OKLA0A
| X6:X30, or to the end of the selected list. |  | Inc 10% unit | MRGNCG_3G
|  |  | Inc max cumltv zone impact - cumltv zone share | 0.021315
Step 8 | Check to see that the number of generators in Dennis' file matches the length |  | Inc max cumltv zone impact - cumltv zone share pt | 28
| of the formulas in columns L:V (Distributed Slack - Dec) have been copied through to the apporpriate number of rows |  | Inc max cumltv zone impact - cumltv zone share unit | MRGNFG_6G
| If Dennis' sheet data is less than this file then clear any old unit data in columns A:K of this workbook to match the correct leng |  | North Zonal weighted AWGSF | 0.0040583
| It is only necessary to match the Distributed Slack - Dec worksheet. |  | West Zonal weighted AWGSF | -0.048981
|  |  | Min of zone correlation | 0.00082172
Step 9 | Click the step 2 button |  | Bounary gen in West Zone | 0
| The last file saved will still be open, yopu will need to close this file. |  | Bounary gen in soucre zone as % of line | 0%
| This sheet willno longer be open. |  | Bounary gen in North Zone | 0
|  |  | Bounary gen in soucre zone as % of line | 0
|  |  | OL element line rating | 155
|  |  | North Zonal weighted AWGSF | 0.0040583
|  | NW_043009automation.xls | West Zonal weighted AWGSF | -0.048981
Copy Dennis' data step 1
Copy Dennis' Data Step 2

## Distributed Slack - Dec
Number of Bus | Name of Bus | ID | Area Name of Gen | AGC | P Sensitivity of Bus | Gen MW | Min MW | Max MW | V Sensitivity of Bus | Set Volt | Tech Type | Zone Impact | Zone Correlation | Inc Max | Dec Max | Souce S.F. Weighting | Souce Capacity | Sink S.F. Weighting | Sink Capacity | PTDF Calc | PTDF Weighting | Cumulative Share of Zonal Cap | Cumulative Share of Zonal Impact | Cont_ Cokfield to GrahamSES and LongCreek to GrahamSES1_5 OL_ Murry to Paint |  | i_PTDF_DEC_pt | 543 |  | BRYN_DNSBY14 | Unit at max
1433 | GRHAMSES_1G | 1 | North | YES | 0.069024 | 242 | 60 | 242 | 0 | 1.038 | GST | 1 | 0.118 | 242 | 242 | 16.7038 | 242 |  |  | 0.118 | 28.5571 | 0.0040462 | 0.0091692 |  |  | i_10pctunit | 43 |  | 144 | # units @ max
1600 | BARTNWND_1G | 1 | North | YES | 0.039656 | 12 | 0 | 120 | 0 | 1.022 | Wind | 1 | 0.088637 | 0 | 120 | 4.7587 | 120 |  |  | 0.088637 | 10.6364 | 0.0060526 | 0.012584 |  |  | # units | 645 |  | 0.022695 | delta max
344 | MRSSHPRD | 1 | North | YES | 0.02351 | 0 | 0 | 12 |  | 1.03 | Hydro | 1 | 0.072491 | 0 | 0 | 0 | 0 |  |  | 0.072491 | 0 | 0.0060526 | 0.012584 | [5 empty] | Delta
345 | MRSSHPRD01 | 2 | North | YES | 0.02351 | 0 | 0 | 12 |  | 1.03 | Hydro | 1 | 0.072491 | 0 | 0 | 0 | 0 |  |  | 0.072491 | 0 | 0.0060526 | 0.012584 | Weighted Shift Factors |  |  |  | 1 | 0.005123
503 | NTHTEXAS01 | 1 | North | YES | 0.013693 | 0 | 5 | 18 |  | 1.015 | GST | 1 | 0.062674 | 18 | 18 | 0.24647 | 18 |  |  | 0.062674 | 1.1281 | 0.0063536 | 0.012947 | North | 0.0040583 |  |  | 2 | 0.0065318
504 | NTHTEXAS02 | 2 | North | YES | 0.013693 | 14.4 | 5 | 18 |  | 1.015 | GST | 1 | 0.062674 | 18 | 18 | 0.24647 | 18 |  |  | 0.062674 | 1.1281 | 0.0066545 | 0.013309 | West | -0.048981 |  |  | 3 | 0.0065318
505 | NTHTEXAS03 | 3 | North | YES | 0.013693 | 30.4 | 15 | 38 |  | 1.015 | GST | 1 | 0.062674 | 38 | 38 | 0.52033 | 38 |  |  | 0.062674 | 2.3816 | 0.0072899 | 0.014074 |  |  |  |  | 4 | 0.0065318
332 | RWMILLER01 | 1 | North | YES | 0.012958 | 58.4 | 18.5 | 73 | 0 | 1.04 | GST | 1 | 0.061939 | 73 | 73 | 0.94593 | 73 |  |  | 0.061939 | 4.5215 | 0.0085105 | 0.015525 |  |  |  |  | 5 | 0.006593
333 | RWMILLER02 | 2 | North | YES | 0.012958 | 95.2 | 37 | 119 | 0 | 1.04 | GST | 1 | 0.061939 | 119 | 119 | 1.542 | 119 |  |  | 0.061939 | 7.3707 | 0.0105 | 0.017892 |  |  |  |  | 6 | 0.0066543
334 | RWMILLER03 | 3 | North | YES | 0.012958 | 166.4 | 65 | 208 | 0 | 1.04 | GST | 1 | 0.061939 | 208 | 208 | 2.6953 | 208 |  |  | 0.061939 | 12.8833 | 0.013978 | 0.022029 |  |  |  |  | 7 | 0.0067836
335 | RWMILLER04 | 4 | North | YES | 0.012958 | 81.6 | 0 | 102 | 0 | 1.04 | GST | 1 | 0.061939 | 102 | 102 | 1.3217 | 102 |  |  | 0.061939 | 6.3177 | 0.015683 | 0.024057 |  |  |  |  | 8 | 0.0070149
336 | RWMILLER05 | 5 | North | YES | 0.012958 | 80.8 | 0 | 101 | 0 | 1.04 | GST | 1 | 0.061939 | 101 | 101 | 1.3088 | 101 |  |  | 0.061939 | 6.2558 | 0.017372 | 0.026066 |  |  |  |  | 9 | 0.0073918
1479 | WFCOGEN_1G | 1 | North | YES | 0.012803 | 16 | 12 | 20 | 0 | 1 | Cogen | 1 | 0.061784 | 0 | 0 | 0 | 0 |  |  | 0.061784 | 0 | 0.017372 | 0.026066 |  |  |  |  | 10 | 0.0080507
1479 | WFCOGEN_1G | 2 | North | YES | 0.012803 | 16 | 12 | 20 | 0 | 1 | Cogen | 1 | 0.061784 | 0 | 0 | 0 | 0 |  |  | 0.061784 | 0 | 0.017372 | 0.026066 |  |  |  |  | 11 | 0.0083738
1482 | WFCOGEN_2G | 2 | North | YES | 0.012803 | 13.6 | 12 | 17 | 0 | 1 | Cogen | 1 | 0.061784 | 0 | 0 | 0 | 0 |  |  | 0.061784 | 0 | 0.017372 | 0.026066 |  |  |  |  | 12 | 0.0086937
1482 | WFCOGEN_2G | 1 | North | YES | 0.012803 | 16 | 12 | 20 | 0 | 1 | Cogen | 1 | 0.061784 | 0 | 0 | 0 | 0 |  |  | 0.061784 | 0 | 0.017372 | 0.026066 |  |  |  |  | 13 | 0.0086937
580 | JCKCNTY801 | 1 | North | YES | 0.011394 | 288 | 0 | 288 | 0 | 1.022 | CC | 1 | 0.060375 | 288 | 288 | 3.2815 | 288 |  |  | 0.060375 | 17.3879 | 0.022187 | 0.031649 |  |  |  |  | 14 | 0.0086937
581 | JCKCNTY802 | 2 | North | YES | 0.011394 | 147 | 0 | 147 | 0 | 1.022 | CC | 1 | 0.060375 | 147 | 147 | 1.6749 | 147 |  |  | 0.060375 | 8.8751 | 0.024645 | 0.034498 |  |  |  |  | 15 | 0.0086937
582 | JCKCNTY803 | 3 | North | YES | 0.011394 | 147 | 0 | 147 | 0 | 1.022 | CC | 1 | 0.060375 | 147 | 147 | 1.6749 | 147 |  |  | 0.060375 | 8.8751 | 0.027103 | 0.037348 |  |  |  |  | 16 | 0.0086937
1432 | GRHAMSES_2G | 2 | North | YES | 0.011043 | 294.9 | 90 | 366 | 0 | 1.014 | GST | 1 | 0.060024 | 366 | 366 | 4.0417 | 366 |  |  | 0.060024 | 21.9687 | 0.033223 | 0.044402 |  |  |  |  | 17 | 0.0094613
728 | WOLFRIDGE801 | 1 | North | YES | 0.00861 | 11.2 | 0 | 112.5 | 0 | 0.99 | Wind | 1 | 0.057591 | 0 | 112.5 | 0.96862 | 112.5 |  |  | 0.057591 | 6.479 | 0.035104 | 0.046482 |  |  |  |  | 18 | 0.0098531
1453 | WCPWRCO_1G | 1 | North | YES | 0.007047 | 204 | 50 | 204 | 0 | 1.02 | CC | 1 | 0.056028 | 204 | 204 | 1.4376 | 204 |  |  | 0.056028 | 11.4297 | 0.038514 | 0.050152 |  |  |  |  | 19 | 0.010245
1454 | WCPWRCO_2G | 2 | North | YES | 0.007047 | 204 | 50 | 204 | 0 | 1.02 | CC | 1 | 0.056028 | 204 | 204 | 1.4376 | 204 |  |  | 0.056028 | 11.4297 | 0.041925 | 0.053822 |  |  |  |  | 20 | 0.011179
1455 | WCPWRCO_3G | 3 | North | YES | 0.007047 | 242 | 50 | 242 |  | 1.02 | CC | 1 | 0.056028 | 242 | 242 | 1.7054 | 242 |  |  | 0.056028 | 13.5587 | 0.045971 | 0.058175 |  |  |  |  | 21 | 0.011379
1861 | EAGLEMNT_1G | MB | North | YES | 0.006619 | 0 | 30 | 112 |  | 1.022 | GST | 1 | 0.0556 | 0 | 0 | 0 | 0 |  |  | 0.0556 | 0 | 0.045971 | 0.058175 |  |  |  |  | 22 | 0.011638
1862 | EAGLEMNT_2G | MB | North | YES | 0.006619 | 0 | 40 | 100 |  | 1.022 | GST | 1 | 0.0556 | 0 | 0 | 0 | 0 |  |  | 0.0556 | 0 | 0.045971 | 0.058175 |  |  |  |  | 23 | 0.011897
1863 | EAGLEMNT_3G | MB | North | YES | 0.006619 | 0 | 50 | 378 |  | 1.022 | GST | 1 | 0.0556 | 0 | 0 | 0 | 0 |  |  | 0.0556 | 0 | 0.045971 | 0.058175 |  |  |  |  | 24 | 0.012204
923 | SPENCER_G4 | 1 | North | YES | 0.006107 | 48 | 20 | 61 | 0 | 1.03 | GST | 1 | 0.055088 | 61 | 61 | 0.37253 | 61 |  |  | 0.055088 | 3.3604 | 0.046991 | 0.059254 |  |  |  |  | 25 | 0.012204
924 | SPENCER_G5 | 1 | North | YES | 0.006107 | 52 | 20 | 66 | 0 | 1.03 | GST | 1 | 0.055088 | 66 | 66 | 0.40306 | 66 |  |  | 0.055088 | 3.6358 | 0.048095 | 0.060422 |  |  |  |  | 26 | 0.012204
6948 | DENISNDM | 1 | North | YES | 0.005212 | 40 | 5 | 40 |  | 1.015 | Hydro | 1 | 0.054193 | 0 | 0 | 0 | 0 |  |  | 0.054193 | 0 | 0.048095 | 0.060422 |  |  |  |  | 27 | 0.012204
6948 | DENISNDM | 2 | North | YES | 0.005212 | 31 | 5 | 40 |  | 1.015 | Hydro | 1 | 0.054193 | 0 | 0 | 0 | 0 |  |  | 0.054193 | 0 | 0.048095 | 0.060422 |  |  |  |  | 28 | 0.012263
2371 | COLLIN_1G | MB | North | YES | 0.005194 | 0 | 40 | 138 |  | 1.022 | GST | 1 | 0.054175 | 0 | 0 | 0 | 0 |  |  | 0.054175 | 0 | 0.048095 | 0.060422 |  |  |  |  | 29 | 0.012327
1687 | VALLEY_1G | 1 | North | YES | 0.005128 | 136 | 15 | 170 | 0 | 1.029 | GST | 1 | 0.054109 | 170 | 170 | 0.87176 | 170 |  |  | 0.054109 | 9.1985 | 0.050937 | 0.063375 |  |  |  |  | 30 | 0.012327
1688 | VALLEY_2G | 2 | North | YES | 0.005128 | 527 | 90 | 527 | 0 | 1.029 | GSC | 1 | 0.054109 | 527 | 527 | 2.7025 | 527 |  |  | 0.054109 | 28.5153 | 0.059749 | 0.072531 |  |  |  |  | 31 | 0.012327
2381 | NTHLK1_G | 1 | North | YES | 0.005018 | 0 | 35 | 156 |  | 1.022 | GST | 1 | 0.053999 | 156 | 156 | 0.78281 | 156 |  |  | 0.053999 | 8.4238 | 0.062357 | 0.075236 |  |  |  |  | 32 | 0.012327
2382 | NTHLK2_G | 2 | North | YES | 0.005018 | 0 | 35 | 181 |  | 1.022 | GST | 1 | 0.053999 | 181 | 181 | 0.90826 | 181 |  |  | 0.053999 | 9.7738 | 0.065383 | 0.078374 |  |  |  |  | 33 | 0.012438
2383 | NTHLK3_G | 3 | North | YES | 0.005018 | 0 | 50 | 329 |  | 1.022 | GST | 1 | 0.053999 | 329 | 329 | 1.6509 | 329 |  |  | 0.053999 | 17.7656 | 0.070884 | 0.084078 |  |  |  |  | 34 | 0.012782
1947 | HANDLEY_3G | 3 | North | YES | 0.00501 | 316 | 100 | 395 | 0 | 1.022 | GST | 1 | 0.053991 | 395 | 395 | 1.9789 | 395 |  |  | 0.053991 | 21.3263 | 0.077489 | 0.090926 |  |  |  |  | 35 | 0.012879
1949 | HANDLEY_5G | 5 | North | YES | 0.00501 | 348 | 150 | 435 | 0 | 1.022 | GST | 1 | 0.053991 | 435 | 435 | 2.1793 | 435 |  |  | 0.053991 | 23.486 | 0.084762 | 0.098467 |  |  |  |  | 36 | 0.01299
1689 | VALLEY_3G | 3 | North | YES | 0.005008 | 0 | 25 | 375 |  | 1.003 | GST | 1 | 0.053989 | 375 | 375 | 1.878 | 375 |  |  | 0.053989 | 20.2458 | 0.091032 | 0.10497 |  |  |  |  | 37 | 0.013194
11691 | KMICHICT1_G | 1 | North | YES | 0.005008 | 144 | 80 | 144 | 0 | 1.026 | CC | 1 | 0.053989 | 144 | 144 | 0.72115 | 144 |  |  | 0.053989 | 7.7744 | 0.093439 | 0.10746 |  |  |  |  | 38 | 0.013437
11692 | KMICHICT2_G | 2 | North | YES | 0.005008 | 146 | 80 | 146 | 0 | 1.026 | CC | 1 | 0.053989 | 146 | 146 | 0.73117 | 146 |  |  | 0.053989 | 7.8824 | 0.095881 | 0.10999 |  |  |  |  | 39 | 0.013705
11693 | KMICHIST3_G | 3 | North | YES | 0.005008 | 312 | 60 | 312 | 0 | 1.026 | CC | 1 | 0.053989 | 312 | 312 | 1.5625 | 312 |  |  | 0.053989 | 16.8445 | 0.1011 | 0.1154 |  |  |  |  | 40 | 0.013935
11694 | KMICHICT4_G | 4 | North | YES | 0.005008 | 144 | 80 | 144 | 0 | 1.026 | CC | 1 | 0.053989 | 144 | 144 | 0.72115 | 144 |  |  | 0.053989 | 7.7744 | 0.1035 | 0.1179 |  |  |  |  | 41 | 0.014024
11695 | KMICHICT5_G | 5 | North | YES | 0.005008 | 148 | 80 | 148 | 0 | 1.026 | CC | 1 | 0.053989 | 148 | 148 | 0.74118 | 148 |  |  | 0.053989 | 7.9903 | 0.10598 | 0.12046 |  |  |  |  | 42 | 0.014114
11696 | KMICHIST6_G | 6 | North | YES | 0.005008 | 310 | 60 | 310 | 0 | 1.026 | CC | 1 | 0.053989 | 310 | 310 | 1.5525 | 310 |  |  | 0.053989 | 16.7365 | 0.11116 | 0.12584 |  |  |  |  | 43 | 0.014306
1948 | HANDLEY_4G | 4 | North | YES | 0.005005 | 348 | 150 | 435 | 0 | 1.022 | GST | 1 | 0.053986 | 435 | 435 | 2.1772 | 435 |  |  | 0.053986 | 23.4838 | 0.11844 | 0.13338 |  |  |  |  | 44 | 0.014394
1678 | LAMARPWR_1G | 1 | North | YES | 0.004987 | 160 | 67.7 | 160 | 0 | 1.038 | CC | 1 | 0.053968 | 160 | 160 | 0.79792 | 160 |  |  | 0.053968 | 8.6348 | 0.12111 | 0.13615 |  |  |  |  | 45 | 0.014485
1679 | LAMARPWR_2G | 2 | North | YES | 0.004987 | 156 | 67.7 | 156 | 0 | 1.038 | CC | 1 | 0.053968 | 156 | 156 | 0.77797 | 156 |  |  | 0.053968 | 8.419 | 0.12372 | 0.13885 |  |  |  |  | 46 | 0.014676
1680 | LAMARPWR_3G | 3 | North | YES | 0.004987 | 196 | 129.1 | 196 | 0 | 1.038 | CC | 1 | 0.053968 | 196 | 196 | 0.97745 | 196 |  |  | 0.053968 | 10.5777 | 0.127 | 0.14225 |  |  |  |  | 47 | 0.014943
1681 | LAMARPWR_4G | 4 | North | YES | 0.004987 | 156 | 67.7 | 156 | 0 | 1.038 | CC | 1 | 0.053968 | 156 | 156 | 0.77797 | 156 |  |  | 0.053968 | 8.419 | 0.1296 | 0.14495 |  |  |  |  | 48 | 0.01504
1682 | LAMARPWR_5G | 5 | North | YES | 0.004987 | 157 | 67.7 | 157 | 0 | 1.038 | CC | 1 | 0.053968 | 157 | 157 | 0.78296 | 157 |  |  | 0.053968 | 8.4729 | 0.13223 | 0.14767 |  |  |  |  | 49 | 0.015135
1683 | LAMARPWR_6G | 6 | North | YES | 0.004987 | 198 | 129.1 | 198 | 0 | 1.038 | CC | 1 | 0.053968 | 198 | 198 | 0.98743 | 198 |  |  | 0.053968 | 10.6856 | 0.13554 | 0.15111 |  |  |  |  | 50 | 0.015254
1675 | PEC_1G | 1 | North | YES | 0.004986 | 76.7 | 35 | 76.7 | 0 | 1.022 | Cogen | 1 | 0.053967 | 0 | 0 | 0 | 0 |  |  | 0.053967 | 0 | 0.13554 | 0.15111 |  |  |  |  | 51 | 0.015349
1676 | PEC_2G | 2 | North | YES | 0.004986 | 79.6 | 35 | 79.6 | 0 | 1.022 | Cogen | 1 | 0.053967 | 0 | 0 | 0 | 0 |  |  | 0.053967 | 0 | 0.13554 | 0.15111 |  |  |  |  | 52 | 0.015445
1677 | PEC_3G | 3 | North | YES | 0.004986 | 88.4 | 35 | 88.4 | 0 | 1.022 | Cogen | 1 | 0.053967 | 0 | 0 | 0 | 0 |  |  | 0.053967 | 0 | 0.13554 | 0.15111 |  |  |  |  | 53 | 0.015565
1701 | MOSES_1G | 1 | North | YES | 0.004937 | 558 | 175 | 558 | 0 | 1.023 | LIGCO | 1 | 0.053918 | 0 | 558 | 2.7548 | 558 |  |  | 0.053918 | 30.0861 | 0.14487 | 0.16077 |  |  |  |  | 54 | 0.015565
1702 | MOSES_2G | 2 | North | YES | 0.004937 | 579 | 175 | 579 | 0 | 1.023 | LIGCO | 1 | 0.053918 | 0 | 579 | 2.8585 | 579 |  |  | 0.053918 | 31.2184 | 0.15455 | 0.17079 |  |  |  |  | 55 | 0.015565
1703 | MOSES_3G | 3 | North | YES | 0.004937 | 808 | 463 | 808 | 0 | 1.023 | LIGCO | 1 | 0.053918 | 0 | 808 | 3.9891 | 808 |  |  | 0.053918 | 43.5655 | 0.16806 | 0.18478 |  |  |  |  | 56 | 0.015565
5925 | DCEAST | EQ | North | YES | 0.004937 | 400.3 | -600 | 600 | 0 | 1.025 | DCTie | 1 | 0.053918 | 0 | 0 | 0 | 0 |  |  | 0.053918 | 0 | 0.16806 | 0.18478 |  |  |  |  | 57 | 0.015895
842 | OLINGER_G1 | 1 | North | YES | 0.004855 | 55.4 | 20 | 79 | 0 | 1.03 | GST | 1 | 0.053836 | 79 | 79 | 0.38355 | 79 |  |  | 0.053836 | 4.253 | 0.16938 | 0.18614 |  |  |  |  | 58 | 0.016238
843 | OLINGER_G2 | 1 | North | YES | 0.004855 | 76.2 | 25 | 110 | 0 | 1.03 | GST | 1 | 0.053836 | 110 | 110 | 0.53405 | 110 |  |  | 0.053836 | 5.9219 | 0.17122 | 0.18804 |  |  |  |  | 59 | 0.016717
844 | OLINGER_G3 | 1 | North | YES | 0.004855 | 103.9 | 45 | 150 | 0 | 1.03 | GST | 1 | 0.053836 | 150 | 150 | 0.72825 | 150 |  |  | 0.053836 | 8.0754 | 0.17373 | 0.19064 |  |  |  |  | 60 | 0.016717
845 | OLINGER_G4 | 1 | North | YES | 0.004855 | 51.9 | 0 | 76 | 0 | 1.03 | GGT | 1 | 0.053836 | 76 | 76 | 0.36898 | 76 |  |  | 0.053836 | 4.0915 | 0.175 | 0.19195 |  |  |  |  | 61 | 0.016761
837 | NEWMAN_G5 | 1 | North | YES | 0.00484 | 0 | 15 | 40 |  | 1.01 | GST | 1 | 0.053821 | 40 | 40 | 0.1936 | 40 |  |  | 0.053821 | 2.1528 | 0.17567 | 0.19264 |  |  |  |  | 62 | 0.016824
948 | STEAM1 | 1 | North | YES | 0.004837 | 0 | 12 | 20 |  | 1.02 | GST | 1 | 0.053818 | 20 | 20 | 0.09674 | 20 |  |  | 0.053818 | 1.0764 | 0.176 | 0.19299 |  |  |  |  | 63 | 0.016909
949 | STEAM2 | 1 | North | YES | 0.004837 | 26 | 8 | 26 | 0 | 0.99 | GST | 1 | 0.053818 | 26 | 26 | 0.12576 | 26 |  |  | 0.053818 | 1.3993 | 0.17644 | 0.19344 |  |  |  |  | 64 | 0.016952
950 | STEAM3 | 1 | North | YES | 0.004837 | 41 | 13 | 42 | 0 | 1.02 | GST | 1 | 0.053818 | 42 | 42 | 0.20315 | 42 |  |  | 0.053818 | 2.2603 | 0.17714 | 0.19416 |  |  |  |  | 65 | 0.016974
2451 | LKHB1_G | 1 | North | YES | 0.004743 | 0 | 80 | 391 |  | 1.022 | GST | 1 | 0.053724 | 391 | 391 | 1.8545 | 391 |  |  | 0.053724 | 21.006 | 0.18368 | 0.20091 |  |  |  |  | 66 | 0.016985
2452 | LKHB2_G | 2 | North | YES | 0.004743 | 516 | 80 | 516 | 0 | 1.022 | GST | 1 | 0.053724 | 516 | 516 | 2.4474 | 516 |  |  | 0.053724 | 27.7214 | 0.1923 | 0.20981 |  |  |  |  | 67 | 0.017
12411 | FPLEFR1A_G | 1 | North | YES | 0.004725 | 161 | 72 | 161 | 0 | 1 | CC | 1 | 0.053706 | 161 | 161 | 0.76072 | 161 |  |  | 0.053706 | 8.6466 | 0.195 | 0.21258 |  |  |  |  | 68 | 0.017023
12412 | FPLEFR1B_G | 2 | North | YES | 0.004725 | 164 | 72 | 164 | 0 | 1 | CC | 1 | 0.053706 | 164 | 164 | 0.7749 | 164 |  |  | 0.053706 | 8.8077 | 0.19774 | 0.21541 |  |  |  |  | 69 | 0.01723
12413 | FPLEFR1C_G | 3 | North | YES | 0.004725 | 164 | 72 | 164 | 0 | 1 | CC | 1 | 0.053706 | 164 | 164 | 0.7749 | 164 |  |  | 0.053706 | 8.8077 | 0.20048 | 0.21824 |  |  |  |  | 70 | 0.017504
12414 | FPLEFR1S_G | 4 | North | YES | 0.004725 | 414 | 191 | 414 | 0 | 1 | CC | 1 | 0.053706 | 414 | 414 | 1.9562 | 414 |  |  | 0.053706 | 22.2342 | 0.2074 | 0.22538 |  |  |  |  | 71 | 0.017588
12421 | FPLEFR2A_G | 1 | North | YES | 0.004725 | 162 | 72 | 162 | 0 | 1 | CC | 1 | 0.053706 | 162 | 162 | 0.76545 | 162 |  |  | 0.053706 | 8.7003 | 0.21011 | 0.22817 |  |  |  |  | 72 | 0.017674
12422 | FPLEFR2B_G | 2 | North | YES | 0.004725 | 161 | 72 | 161 | 0 | 1 | CC | 1 | 0.053706 | 161 | 161 | 0.76072 | 161 |  |  | 0.053706 | 8.6466 | 0.2128 | 0.23095 |  |  |  |  | 73 | 0.01776
12423 | FPLEFR2C_G | 3 | North | YES | 0.004725 | 163 | 72 | 163 | 0 | 1 | CC | 1 | 0.053706 | 163 | 163 | 0.77018 | 163 |  |  | 0.053706 | 8.754 | 0.21553 | 0.23376 |  |  |  |  | 74 | 0.017977
12424 | FPLEFR2S_G | 4 | North | YES | 0.004725 | 415 | 191 | 415 | 0 | 1 | CC | 1 | 0.053706 | 415 | 415 | 1.9609 | 415 |  |  | 0.053706 | 22.2879 | 0.22247 | 0.24092 |  |  |  |  | 75 | 0.018062
12440 | PARKD_1SVC8 | 1 | North | YES | 0.004709 | 0 | 0 | 0 | 0 | 1.007 | GST | 1 | 0.05369 | 0 | 0 | 0 | 0 |  |  | 0.05369 | 0 | 0.22247 | 0.24092 |  |  |  |  | 76 | 0.018146
12449 | PARKD_2SVC8 | 1 | North | YES | 0.004709 | 0 | 0 | 0 | 0 | 1.007 | GST | 1 | 0.05369 | 0 | 0 | 0 | 0 |  |  | 0.05369 | 0 | 0.22247 | 0.24092 |  |  |  |  | 77 | 0.018232
2413 | MTCK6_G | 6 | North | YES | 0.004652 | 0 | 30 | 118 |  | 1.022 | GST | 1 | 0.053633 | 118 | 118 | 0.54894 | 118 |  |  | 0.053633 | 6.3287 | 0.22444 | 0.24295 |  |  |  |  | 78 | 0.018449
2414 | MTCK7_G | 7 | North | YES | 0.004652 | 0 | 30 | 115 |  | 1.022 | GST | 1 | 0.053633 | 115 | 115 | 0.53498 | 115 |  |  | 0.053633 | 6.1678 | 0.22636 | 0.24493 |  |  |  |  | 79 | 0.018449
2417 | MTCK8_G | 8 | North | YES | 0.004652 | 444.8 | 60 | 556 | 0 | 1.022 | GSC | 1 | 0.053633 | 556 | 556 | 2.5865 | 556 |  |  | 0.053633 | 29.8198 | 0.23566 | 0.2545 |  |  |  |  | 80 | 0.018449
3097 | MARTLAKE_1G | 1 | North | YES | 0.004453 | 790 | 500 | 790 | 0 | 1.017 | LIGCO | 1 | 0.053434 | 0 | 790 | 3.5179 | 790 |  |  | 0.053434 | 42.2126 | 0.24887 | 0.26806 |  |  |  |  | 81 | 0.018508
3098 | MARTLAKE_2G | 2 | North | YES | 0.004453 | 795 | 461 | 795 | 0 | 1.017 | LIGCO | 1 | 0.053434 | 0 | 795 | 3.5401 | 795 |  |  | 0.053434 | 42.4798 | 0.26216 | 0.2817 |  |  |  |  | 82 | 0.018566
3099 | MARTLAKE_3G | 3 | North | YES | 0.004453 | 804 | 500 | 804 | 0 | 1.017 | LIGCO | 1 | 0.053434 | 0 | 804 | 3.5802 | 804 |  |  | 0.053434 | 42.9607 | 0.2756 | 0.29549 |  |  |  |  | 83 | 0.018844
13116 | TGATEWAY_1G | 1 | North | YES | 0.004416 | 151 | 30 | 151 | 0 | 1.0232 | CC | 1 | 0.053397 | 151 | 151 | 0.66682 | 151 |  |  | 0.053397 | 8.0629 | 0.27813 | 0.29808 |  |  |  |  | 84 | 0.019189
13117 | TGATEWAY_2G | 2 | North | YES | 0.004416 | 130 | 30 | 130 | 0 | 1.0232 | CC | 1 | 0.053397 | 130 | 130 | 0.57408 | 130 |  |  | 0.053397 | 6.9416 | 0.2803 | 0.30031 |  |  |  |  | 85 | 0.019537
13118 | TGATEWAY_3G | 3 | North | YES | 0.004416 | 148 | 30 | 148 | 0 | 1.0232 | CC | 1 | 0.053397 | 148 | 148 | 0.65357 | 148 |  |  | 0.053397 | 7.9027 | 0.28278 | 0.30285 |  |  |  |  | 86 | 0.019888
13119 | TGATEWAY_4G | 4 | North | YES | 0.004416 | 399 | 65 | 399 | 0 | 1.0232 | CC | 1 | 0.053397 | 399 | 399 | 1.762 | 399 |  |  | 0.053397 | 21.3053 | 0.28945 | 0.30969 |  |  |  |  | 87 | 0.019952
3348 | CHAMPION_1G | MB | North | YES | 0.004384 | 0 | 42 | 42 |  | 1 | Cogen | 1 | 0.053365 | 0 | 0 | 0 | 0 |  |  | 0.053365 | 0 | 0.28945 | 0.30969 |  |  |  |  | 88 | 0.020007
3309 | ASPN_G | 1 | North | YES | 0.00438 | 50 | 0 | 50 |  | 1 | Bio | 1 | 0.053361 | 50 | 50 | 0.219 | 50 |  |  | 0.053361 | 2.668 | 0.29028 | 0.31054 |  |  |  |  | 89 | 0.02007
3107 | STRYKER_1G | 1 | North | YES | 0.004375 | 145.6 | 45 | 182 | 0 | 1.029 | GST | 1 | 0.053356 | 182 | 182 | 0.79625 | 182 |  |  | 0.053356 | 9.7107 | 0.29333 | 0.31366 |  |  |  |  | 90 | 0.020239
3108 | STRYKER_2G | 2 | North | YES | 0.004375 | 484 | 75 | 484 | 0 | 1.029 | GST | 1 | 0.053356 | 484 | 484 | 2.1175 | 484 |  |  | 0.053356 | 25.8242 | 0.30142 | 0.32195 |  |  |  |  | 91 | 0.020239
12322 | ENNSTRAC_1G | 1 | North | YES | 0.004366 | 196 | 130 | 196 | 0 | 1.036 | CC | 1 | 0.053347 | 196 | 196 | 0.85574 | 196 |  |  | 0.053347 | 10.456 | 0.3047 | 0.32531 |  |  |  |  | 92 | 0.02026
12323 | ENNSTRAC_2G | 2 | North | YES | 0.004366 | 116 | 100 | 116 | 0 | 1.036 | CC | 1 | 0.053347 | 116 | 116 | 0.50646 | 116 |  |  | 0.053347 | 6.1882 | 0.30664 | 0.3273 |  |  |  |  | 93 | 0.020335
1892 | DECRDOVA_2G | A | North | YES | 0.004358 | 65 | 65 | 70 | 0 | 1.025 | GGT | 1 | 0.053339 | 70 | 70 | 0.30506 | 70 |  |  | 0.053339 | 3.7337 | 0.30781 | 0.3285 |  |  |  |  | 94 | 0.020534
1893 | DECRDOVA_3G | B | North | YES | 0.004358 | 65 | 65 | 69 | 0 | 1.025 | GGT | 1 | 0.053339 | 69 | 69 | 0.3007 | 69 |  |  | 0.053339 | 3.6804 | 0.30896 | 0.32968 |  |  |  |  | 95 | 0.020614
1894 | DECRDOVA_4G | C | North | YES | 0.004358 | 65 | 65 | 69 | 0 | 1.025 | GGT | 1 | 0.053339 | 69 | 69 | 0.3007 | 69 |  |  | 0.053339 | 3.6804 | 0.31011 | 0.33086 |  |  |  |  | 96 | 0.020662
1895 | DECRDOVA_5G | D | North | YES | 0.004358 | 65 | 65 | 68 | 0 | 1.025 | GGT | 1 | 0.053339 | 68 | 68 | 0.29634 | 68 |  |  | 0.053339 | 3.627 | 0.31125 | 0.33202 |  |  |  |  | 97 | 0.02069
1941 | MDLTHELP_1G | 1 | North | YES | 0.004349 | 216.4 | 74 | 216.4 | 0 | 1 | CC | 1 | 0.05333 | 216.4 | 216.4 | 0.94112 | 216.4 |  |  | 0.05333 | 11.5406 | 0.31487 | 0.33573 |  |  |  |  | 98 | 0.020718
1942 | MDLTHELP_2G | 2 | North | YES | 0.004349 | 216.1 | 74 | 216.1 | 0 | 1 | CC | 1 | 0.05333 | 216.1 | 216.1 | 0.93982 | 216.1 |  |  | 0.05333 | 11.5246 | 0.31848 | 0.33943 |  |  |  |  | 99 | 0.020746
3126 | TRINIDAD_6G | 1 | North | YES | 0.004295 | 179.2 | 46 | 224 | 0 | 1 | GST | 1 | 0.053276 | 224 | 224 | 0.96208 | 224 |  |  | 0.053276 | 11.9338 | 0.32223 | 0.34326 |  |  |  |  | 100 | 0.020774
1937 | MDLTHELP_5G | 5 | North | YES | 0.004216 | 224 | 74 | 224 | 0 | 1 | CC | 1 | 0.053197 | 224 | 224 | 0.94438 | 224 |  |  | 0.053197 | 11.9161 | 0.32597 | 0.34709 |  |  |  |  | 101 | 0.020861
1938 | MDLTHELP_6G | 6 | North | YES | 0.004216 | 226 | 74 | 226 | 0 | 1 | CC | 1 | 0.053197 | 226 | 226 | 0.95282 | 226 |  |  | 0.053197 | 12.0225 | 0.32975 | 0.35095 |  |  |  |  | 102 | 0.020948
1943 | MDLTHELP_3G | 3 | North | YES | 0.004216 | 212 | 74 | 212 | 0 | 1 | CC | 1 | 0.053197 | 212 | 212 | 0.89379 | 212 |  |  | 0.053197 | 11.2777 | 0.3333 | 0.35457 |  |  |  |  | 103 | 0.021035
1944 | MDLTHELP_4G | 4 | North | YES | 0.004216 | 211 | 74 | 211 | 0 | 1 | CC | 1 | 0.053197 | 211 | 211 | 0.88958 | 211 |  |  | 0.053197 | 11.2245 | 0.33682 | 0.35817 |  |  |  |  | 104 | 0.021116
366 | JNSNCNTY802 | 1 | North | YES | 0.004068 | 168 | 20 | 168 | 0 | 1.02 | Cogen | 1 | 0.053049 | 0 | 0 | 0 | 0 |  |  | 0.053049 | 0 | 0.33682 | 0.35817 |  |  |  |  | 105 | 0.021197
367 | JNSNCNTY802 | 2 | North | YES | 0.004068 | 90 | 20 | 90 | 0 | 1.02 | Cogen | 1 | 0.053049 | 0 | 0 | 0 | 0 |  |  | 0.053049 | 0 | 0.33682 | 0.35817 |  |  |  |  | 106 | 0.021274
13134 | CALFREST_4G | 4 | North | YES | 0.004067 | 151.5 | 40 | 151.5 | 0 | 1.031 | CC | 1 | 0.053048 | 151.5 | 151.5 | 0.61615 | 151.5 |  |  | 0.053048 | 8.0367 | 0.33936 | 0.36075 |  |  |  |  | 107 | 0.02135
13135 | CALFREST_5G | 5 | North | YES | 0.004067 | 152.3 | 57 | 152.3 | 0 | 1.031 | CC | 1 | 0.053048 | 152.3 | 152.3 | 0.6194 | 152.3 |  |  | 0.053048 | 8.0792 | 0.3419 | 0.36335 |  |  |  |  | 108 | 0.02135
13136 | CALFREST_6G | 6 | North | YES | 0.004067 | 177.5 | 40 | 177.5 | 0 | 1.031 | CC | 1 | 0.053048 | 177.5 | 177.5 | 0.72189 | 177.5 |  |  | 0.053048 | 9.416 | 0.34487 | 0.36637 |  |  |  |  | 109 | 0.02135
13131 | CALFREST_1G | 1 | North | YES | 0.004051 | 150.7 | 40 | 150.7 | 0 | 1.031 | CC | 1 | 0.053032 | 150.7 | 150.7 | 0.61049 | 150.7 |  |  | 0.053032 | 7.9919 | 0.34739 | 0.36894 |  |  |  |  | 110 | 0.021397
13132 | CALFREST_2G | 2 | North | YES | 0.004051 | 151 | 57 | 151 | 0 | 1.031 | CC | 1 | 0.053032 | 151 | 151 | 0.6117 | 151 |  |  | 0.053032 | 8.0078 | 0.34992 | 0.37151 |  |  |  |  | 111 | 0.021445
13133 | CALFREST_3G | 3 | North | YES | 0.004051 | 177.4 | 40 | 177.4 | 0 | 1.031 | CC | 1 | 0.053032 | 177.4 | 177.4 | 0.71865 | 177.4 |  |  | 0.053032 | 9.4078 | 0.35288 | 0.37453 |  |  |  |  | 112 | 0.0215
3381 | BBRN_1G | 1 | North | YES | 0.003991 | 618 | 225 | 618 | 0 | 1.03 | LIGCO | 1 | 0.052972 | 0 | 618 | 2.4664 | 618 |  |  | 0.052972 | 32.7365 | 0.36321 | 0.38504 |  |  |  |  | 113 | 0.021547
3382 | BBRN_2G | 2 | North | YES | 0.003991 | 589 | 225 | 589 | 0 | 1.03 | LIGCO | 1 | 0.052972 | 0 | 589 | 2.3507 | 589 |  |  | 0.052972 | 31.2003 | 0.37306 | 0.39506 |  |  |  |  | 114 | 0.021593
1889 | DECRDOVA_1G | 1 | North | YES | 0.003967 | 779 | 255 | 779 | 0 | 1.02 | GSC | 1 | 0.052948 | 779 | 779 | 3.0903 | 779 |  |  | 0.052948 | 41.2463 | 0.38609 | 0.4083 |  |  |  |  | 115 | 0.021648
244 | WHITNYDM01 | 1 | North | YES | 0.003787 | 15 | 0 | 15 | 0 | 1.035 | Hydro | 1 | 0.052768 | 0 | 0 | 0 | 0 |  |  | 0.052768 | 0 | 0.38609 | 0.4083 |  |  |  |  | 116 | 0.021826
245 | WHITNYDM02 | 2 | North | YES | 0.003787 | 15 | 0 | 15 | 0 | 1.035 | Hydro | 1 | 0.052768 | 0 | 0 | 0 | 0 |  |  | 0.052768 | 0 | 0.38609 | 0.4083 |  |  |  |  | 117 | 0.021996
1643 | SLSTR1PP_1G | 1 | North | YES | 0.003645 | 6 | 0 | 60 | 0 | 1.022 | Wind | 1 | 0.052626 | 0 | 60 | 0.2187 | 60 |  |  | 0.052626 | 3.1575 | 0.38709 | 0.40932 |  |  |  |  | 118 | 0.022214
48721 | LEG_1___1 | 1 | North | YES | 0.003625 | 827 | 357 | 827 | 0 | 1.0348 | LIGCO | 1 | 0.052606 | 0 | 827 | 2.9979 | 827 |  |  | 0.052606 | 43.5049 | 0.40092 | 0.42328 |  |  |  |  | 119 | 0.022214
48722 | LEG_2___2 | 2 | North | YES | 0.003625 | 819 | 357 | 819 | 0 | 1.0348 | LIGCO | 1 | 0.052606 | 0 | 819 | 2.9689 | 819 |  |  | 0.052606 | 43.0841 | 0.41461 | 0.43712 |  |  |  |  | 120 | 0.022214
39960 | TNTNPONE_18 | 1 | North | YES | 0.003488 | 152.3 | 30 | 152.3 |  | 1.04 | LIGCO | 1 | 0.052469 | 0 | 152.3 | 0.53122 | 152.3 |  |  | 0.052469 | 7.991 | 0.41716 | 0.43968 |  |  |  |  | 121 | 0.022225
39970 | TNTNPONE_28 | 1 | North | YES | 0.003488 | 153 | 30 | 153 |  | 1.04 | LIGCO | 1 | 0.052469 | 0 | 153 | 0.53366 | 153 |  |  | 0.052469 | 8.0277 | 0.41972 | 0.44226 |  |  |  |  | 122 | 0.022366
251 | BOSQUESW803 | 2 | North | YES | 0.003347 | 150 | 0 | 150 | 0 | 1.032 | CC | 1 | 0.052328 | 150 | 150 | 0.50205 | 150 |  |  | 0.052328 | 7.8492 | 0.42222 | 0.44478 |  |  |  |  | 123 | 0.022506
253 | BOSQUESW804 | 2 | North | YES | 0.003347 | 80 | 0 | 80 | 0 | 1.032 | CC | 1 | 0.052328 | 80 | 80 | 0.26776 | 80 |  |  | 0.052328 | 4.1862 | 0.42356 | 0.44613 |  |  |  |  | 124 | 0.022526
238 | BOSQUESW505 | 1 | North | YES | 0.003295 | 255 | 0 | 255 | 0 | 1.02 | CC | 1 | 0.052276 | 255 | 255 | 0.84022 | 255 |  |  | 0.052276 | 13.3303 | 0.42783 | 0.45041 |  |  |  |  | 125 | 0.022545
239 | BOSQUESW502 | 1 | North | YES | 0.003295 | 119.2 | 0 | 149 | 0 | 1.02 | GGT | 1 | 0.052276 | 149 | 149 | 0.49095 | 149 |  |  | 0.052276 | 7.7891 | 0.43032 | 0.45291 |  |  |  |  | 126 | 0.022557
247 | BOSQUESW501 | 2 | North | YES | 0.003295 | 124.8 | 0 | 156 | 0 | 1.02 | GGT | 1 | 0.052276 | 156 | 156 | 0.51402 | 156 |  |  | 0.052276 | 8.155 | 0.43292 | 0.45552 |  |  |  |  | 127 | 0.022564
3403 | THOUSE_1G | 1 | North | YES | 0.003269 | 563 | 200 | 563 | 0 | 1.012 | GSC | 1 | 0.05225 | 563 | 563 | 1.8404 | 563 |  |  | 0.05225 | 29.4166 | 0.44234 | 0.46497 |  |  |  |  | 128 | 0.02258
3404 | THOUSE_2G | 2 | North | YES | 0.003269 | 807 | 250 | 807 | 0 | 1.012 | GSC | 1 | 0.05225 | 807 | 807 | 2.6381 | 807 |  |  | 0.05225 | 42.1655 | 0.45583 | 0.47851 |  |  |  |  | 129 | 0.02259
3416 | LAKE_CRK1_G | 1 | North | YES | 0.003151 | 60 | 33 | 75 |  | 1.029 | GST | 1 | 0.052132 | 75 | 75 | 0.23633 | 75 |  |  | 0.052132 | 3.9099 | 0.45708 | 0.47976 |  |  |  |  | 130 | 0.0226
3417 | LAKE_CRK2_G | 2 | North | YES | 0.003151 | 177.6 | 40 | 222 | 0 | 1.029 | GST | 1 | 0.052132 | 222 | 222 | 0.69952 | 222 |  |  | 0.052132 | 11.5732 | 0.4608 | 0.48348 |  |  |  |  | 131 | 0.022632
32798 | BRYN_TAMUGEN | 1 | North | YES | 0.003147 | 32 | 0 | 32 |  | 1.02 | GST | 1 | 0.052128 | 32 | 32 | 0.1007 | 32 |  |  | 0.052128 | 1.6681 | 0.46133 | 0.48402 |  |  |  |  | 132 | 0.022678
990 | GIBN_CREK_G1 | 1 | North | YES | 0.003146 | 463 | 200 | 463 | 0 | 1.0275 | LIGCO | 1 | 0.052127 | 0 | 463 | 1.4566 | 463 |  |  | 0.052127 | 24.1347 | 0.46907 | 0.49176 |  |  |  |  | 133 | 0.022679
32886 | BRYN_ATKINS3 | MB | North | YES | 0.003145 | 0 | 5 | 12 |  | 1 | GST | 1 | 0.052126 | 0 | 0 | 0 | 0 |  |  | 0.052126 | 0 | 0.46907 | 0.49176 |  |  |  |  | 134 | 0.022683
32887 | BRYN_ATKINS6 | MB | North | YES | 0.003145 | 0 | 12 | 51 |  | 1.028 | GST | 1 | 0.052126 | 0 | 0 | 0 | 0 |  |  | 0.052126 | 0 | 0.46907 | 0.49176 |  |  |  |  | 135 | 0.022684
32888 | BRYN_ATKINS7 | 1 | North | YES | 0.003145 | 13.6 | 4 | 17 |  | 1.028 | GGT | 1 | 0.052126 | 17 | 17 | 0.053465 | 17 |  |  | 0.052126 | 0.88614 | 0.46936 | 0.49205 |  |  |  |  | 136 | 0.022692
32890 | BRYN_ATKINS4 | MB | North | YES | 0.003145 | 0 | 5 | 22 |  | 1.031 | GST | 1 | 0.052126 | 0 | 0 | 0 | 0 |  |  | 0.052126 | 0 | 0.46936 | 0.49205 |  |  |  |  | 137 | 0.022692
32891 | BRYN_ATKINS5 | MB | North | YES | 0.003145 | 0 | 5 | 25 |  | 1.031 | GST | 1 | 0.052126 | 0 | 0 | 0 | 0 |  |  | 0.052126 | 0 | 0.46936 | 0.49205 |  |  |  |  | 138 | 0.022692
32883 | BRYN_DNSBY3 | 1 | North | YES | 0.003137 | 0 | 2 | 48 |  | 1.015 | GST | 1 | 0.052118 | 48 | 48 | 0.15058 | 48 |  |  | 0.052118 | 2.5017 | 0.47016 | 0.49285 |  |  |  |  | 139 | 0.022692
32884 | BRYN_DNSBY13 | 1 | North | YES | 0.003137 | 46 | 2 | 46 | 0 | 1.015 | GST | 1 | 0.052118 | 46 | 46 | 0.1443 | 46 |  |  | 0.052118 | 2.3974 | 0.47093 | 0.49362 |  |  |  |  | 140 | 0.022692
32892 | BRYN_DNSBY14 | 1 | North | YES | 0.003137 | 84 | 25 | 105 | 0 | 1.035 | GST | 1 | 0.052118 | 105 | 105 | 0.32938 | 105 |  |  | 0.052118 | 5.4724 | 0.47268 | 0.49538 |  |  |  |  | 141 | 0.022692
1877 | WLFHOLW_1G | 1 | North | YES | 0.003074 | 217.3 | 89.2 | 217.3 | 0 | 1.032 | CC | 1 | 0.052055 | 217.3 | 217.3 | 0.66798 | 217.3 |  |  | 0.052055 | 11.3115 | 0.47632 | 0.49901 |  |  |  |  | 142 | 0.022693
1878 | WLFHOLW_2G | 2 | North | YES | 0.003074 | 215.7 | 105 | 215.7 | 0 | 1.032 | CC | 1 | 0.052055 | 215.7 | 215.7 | 0.66306 | 215.7 |  |  | 0.052055 | 11.2282 | 0.47992 | 0.50262 |  |  |  |  | 143 | 0.022693
1879 | WLFHOLW_3G | 3 | North | YES | 0.003074 | 272.4 | 89.2 | 272.4 | 0 | 1.032 | CC | 1 | 0.052055 | 272.4 | 272.4 | 0.83736 | 272.4 |  |  | 0.052055 | 14.1797 | 0.48448 | 0.50717 |  |  |  |  | 144 | 0.022695
48671 | FTR_GT1_5105 | 1 | North | YES | 0.003039 | 154.2 | 0 | 154.2 | 0 | 1.0319 | CC | 1 | 0.05202 | 154.2 | 154.2 | 0.46861 | 154.2 |  |  | 0.05202 | 8.0214 | 0.48706 | 0.50975 |  |  |  |  | 145 | 0.022694
48672 | FTR_GT2_5110 | 2 | North | YES | 0.003039 | 159 | 0 | 159 | 0 | 1.0319 | CC | 1 | 0.05202 | 159 | 159 | 0.4832 | 159 |  |  | 0.05202 | 8.2711 | 0.48972 | 0.5124 |  |  |  |  | 146 | 0.022692
48673 | FTR_GT3_5085 | 3 | North | YES | 0.003039 | 158 | 0 | 158 | 0 | 1.0319 | CC | 1 | 0.05202 | 158 | 158 | 0.48016 | 158 |  |  | 0.05202 | 8.2191 | 0.49236 | 0.51504 |  |  |  |  | 147 | 0.022691
48674 | FTR_CN4_5095 | 4 | North | YES | 0.003039 | 380 | 0 | 380 | 0 | 1.0319 | CC | 1 | 0.05202 | 380 | 380 | 1.1548 | 380 |  |  | 0.05202 | 19.7675 | 0.49871 | 0.52139 |  |  |  |  | 148 | 0.022688
1898 | COMCHEPK_1G | 1 | North | YES | 0.00284 | 1217 | 1150 | 1217 | 0 | 1.032 | Nuc | 1 | 0.051821 | 0 | 0 | 0 | 0 |  |  | 0.051821 | 0 | 0.49871 | 0.52139 |  |  |  |  | 149 | 0.022685
1899 | COMCHEPK_2G | 2 | North | YES | 0.00284 | 1159 | 1128 | 1159 | 0 | 1.032 | Nuc | 1 | 0.051821 | 0 | 0 | 0 | 0 |  |  | 0.051821 | 0 | 0.49871 | 0.52139 |  |  |  |  | 150 | 0.022682
48591 | CHE_GT2_5030 | 2 | Houston | YES | 0.002526 | 173 | 50 | 173 | 0 | 1.029 | Cogen | 1 | 0.051507 | 0 | 0 |  |  |  |  | 0.051507 | 0 | 0.49871 | 0.52139 |  |  |  |  | 151 | 0.022676
48811 | CVC_GT3_5045 | 3 | Houston | YES | 0.002526 | 156 | 91.8 | 156 | 0 | 1.029 | Cogen | 1 | 0.051507 | 0 | 0 |  |  |  |  | 0.051507 | 0 | 0.49871 | 0.52139 |  |  |  |  | 152 | 0.022676
48812 | CVC_GT2_5020 | 2 | Houston | YES | 0.002526 | 158 | 91.8 | 158 | 0 | 1.029 | Cogen | 1 | 0.051507 | 0 | 0 |  |  |  |  | 0.051507 | 0 | 0.49871 | 0.52139 |  |  |  |  | 153 | 0.022676
48813 | CVC_GT1_5035 | 1 | Houston | YES | 0.002526 | 160 | 91.8 | 160 | 0 | 1.029 | Cogen | 1 | 0.051507 | 0 | 0 |  |  |  |  | 0.051507 | 0 | 0.49871 | 0.52139 |  |  |  |  | 154 | 0.022676
48814 | CVC_ST5_5040 | 1 | Houston | YES | 0.002526 | 162 | 91.8 | 162 | 0 | 1.029 | Cogen | 1 | 0.051507 | 0 | 0 |  |  |  |  | 0.051507 | 0 | 0.49871 | 0.52139 |  |  |  |  | 155 | 0.022676
48885 | THW_5152 | B | Houston | YES | 0.002469 | 47.2 | 5 | 59 |  | 1.0319 | GGT | 1 | 0.05145 | 59 | 59 |  |  |  |  | 0.05145 | 3.0355 | 0.4997 | 0.52236 |  |  |  |  | 156 | 0.022676
48885 | THW_5152 | A | Houston | YES | 0.002469 | 46.4 | 5 | 58 |  | 1.0319 | GGT | 1 | 0.05145 | 58 | 58 |  |  |  |  | 0.05145 | 2.9841 | 0.50067 | 0.52332 |  |  |  |  | 157 | 0.022676
48886 | THW_5354 | D | Houston | YES | 0.002469 | 46.4 | 5 | 58 |  | 1.0319 | GGT | 1 | 0.05145 | 58 | 58 |  |  |  |  | 0.05145 | 2.9841 | 0.50164 | 0.52428 |  |  |  |  | 158 | 0.022676
48886 | THW_5354 | C | Houston | YES | 0.002469 | 45.6 | 5 | 57 |  | 1.0319 | GGT | 1 | 0.05145 | 57 | 57 |  |  |  |  | 0.05145 | 2.9326 | 0.50259 | 0.52522 |  |  |  |  | 159 | 0.022664
48887 | THW_5556 | E | Houston | YES | 0.002469 | 47.2 | 5 | 59 |  | 1.0319 | GGT | 1 | 0.05145 | 59 | 59 |  |  |  |  | 0.05145 | 3.0355 | 0.50358 | 0.52619 |  |  |  |  | 160 | 0.022652
48887 | THW_5556 | F | Houston | YES | 0.002469 | 45.6 | 5 | 57 |  | 1.0319 | GGT | 1 | 0.05145 | 57 | 57 |  |  |  |  | 0.05145 | 2.9326 | 0.50453 | 0.52714 |  |  |  |  | 161 | 0.022641
48690 | GBY_GN5_5 | 5 | Houston | YES | 0.002464 | 318.4 | 81 | 398 |  | 1.0362 | GSC | 1 | 0.051445 | 398 | 398 |  |  |  |  | 0.051445 | 20.475 | 0.51118 | 0.53371 |  |  |  |  | 162 | 0.022629
48595 | BTE_GT2_8075 | 1 | Houston | YES | 0.00246 | 162.8 | 130 | 162.8 | 0 | 1.0261 | CC | 1 | 0.051441 | 162.8 | 162.8 |  |  |  |  | 0.051441 | 8.3745 | 0.51391 | 0.5364 |  |  |  |  | 163 | 0.022618
48596 | BTE_GT3_8045 | 2 | Houston | YES | 0.00246 | 161.4 | 130 | 161.4 | 0 | 1.0261 | CC | 1 | 0.051441 | 161.4 | 161.4 |  |  |  |  | 0.051441 | 8.3025 | 0.5166 | 0.53906 |  |  |  |  | 164 | 0.022606
48597 | BTE_GT4_8055 | 3 | Houston | YES | 0.00246 | 158.9 | 130 | 158.9 | 0 | 1.0261 | CC | 1 | 0.051441 | 158.9 | 158.9 |  |  |  |  | 0.051441 | 8.1739 | 0.51926 | 0.54169 |  |  |  |  | 165 | 0.022526
48598 | BTE_ST1_8070 | 4 | Houston | YES | 0.00246 | 269.2 | 60 | 269.2 | 0 | 1.0261 | CC | 1 | 0.051441 | 269.2 | 269.2 |  |  |  |  | 0.051441 | 13.8478 | 0.52376 | 0.54614 |  |  |  |  | 166 | 0.022493
48583 | CBY_GT4_1 | 1 | Houston | YES | 0.002451 | 172 | 0 | 172 | 0 | 1.027 | GSC | 1 | 0.051432 | 172 | 172 |  |  |  |  | 0.051432 | 8.8463 | 0.52664 | 0.54898 |  |  |  |  | 167 | 0.02246
48584 | CBY_GT4_2 | 2 | Houston | YES | 0.002451 | 172 | 0 | 172 | 0 | 1.027 | CC | 1 | 0.051432 | 172 | 172 |  |  |  |  | 0.051432 | 8.8463 | 0.52951 | 0.55182 |  |  |  |  | 168 | 0.022428
48585 | CBY_ST4_1 | 3 | Houston | YES | 0.002451 | 172 | 0 | 172 | 0 | 1.027 | CC | 1 | 0.051432 | 172 | 172 |  |  |  |  | 0.051432 | 8.8463 | 0.53239 | 0.55466 |  |  |  |  | 169 | 0.022373
48815 | CVC_GT4_8005 | 4 | Houston | YES | 0.00245 | 165 | 91.8 | 165 |  | 1.0362 | Cogen | 1 | 0.051431 | 0 | 0 |  |  |  |  | 0.051431 | 0 | 0.53239 | 0.55466 |  |  |  |  | 170 | 0.022338
48791 | PSA_GT1_8160 | 1 | Houston | YES | 0.002447 | 52 | 20.8 | 65 | 0 | 1.0362 | Cogen | 1 | 0.051428 | 0 | 0 |  |  |  |  | 0.051428 | 0 | 0.53239 | 0.55466 |  |  |  |  | 171 | 0.022302
48792 | PSA_GT2_8155 | 2 | Houston | YES | 0.002447 | 52.8 | 20.3 | 66 | 0 | 1.0362 | Cogen | 1 | 0.051428 | 0 | 0 |  |  |  |  | 0.051428 | 0 | 0.53239 | 0.55466 |  |  |  |  | 172 | 0.022267
48793 | PSA_GT3_8150 | 3 | Houston | YES | 0.002447 | 56 | 20.3 | 70 | 0 | 1.0362 | Cogen | 1 | 0.051428 | 0 | 0 |  |  |  |  | 0.051428 | 0 | 0.53239 | 0.55466 |  |  |  |  | 173 | 0.022267
48794 | PSA_GT4_8145 | 4 | Houston | YES | 0.002447 | 52.8 | 20.3 | 66 | 0 | 1.0362 | Cogen | 1 | 0.051428 | 0 | 0 |  |  |  |  | 0.051428 | 0 | 0.53239 | 0.55466 |  |  |  |  | 174 | 0.022267
48795 | PSA_GT5_8140 | 5 | Houston | YES | 0.002447 | 51.2 | 20.3 | 64 | 0 | 1.0362 | Cogen | 1 | 0.051428 | 0 | 0 |  |  |  |  | 0.051428 | 0 | 0.53239 | 0.55466 |  |  |  |  | 175 | 0.022267
48796 | PSA_GN1_8165 | 1 | Houston | YES | 0.002447 | 83.2 | 43.1 | 104 | 0 | 1.0362 | Cogen | 1 | 0.051428 | 0 | 0 |  |  |  |  | 0.051428 | 0 | 0.53239 | 0.55466 |  |  |  |  | 176 | 0.022267
48797 | PSA_GT6_8135 | 6 | Houston | YES | 0.002447 | 47.2 | 34.5 | 59 | 0 | 1.0362 | Cogen | 1 | 0.051428 | 0 | 0 |  |  |  |  | 0.051428 | 0 | 0.53239 | 0.55466 |  |  |  |  | 177 | 0.022267
48581 | CBY_GN1_1 | 1 | Houston | YES | 0.002446 | 595.2 | 108 | 744 | 0 | 1.0435 | GSC | 1 | 0.051427 | 744 | 744 |  |  |  |  | 0.051427 | 38.2615 | 0.54483 | 0.56694 |  |  |  |  | 178 | 0.022267
48651 | EP_1_2 | 1 | Houston | YES | 0.002446 | 4 | 0 | 5 | 0 | 1.0362 | Cogen | 1 | 0.051427 | 0 | 0 |  |  |  |  | 0.051427 | 0 | 0.54483 | 0.56694 |  |  |  |  | 179 | 0.022267
48651 | EP_1_2 | 2 | Houston | YES | 0.002446 | 17.7 | 10 | 21 | 0 | 1.0362 | Cogen | 1 | 0.051427 | 0 | 0 |  |  |  |  | 0.051427 | 0 | 0.54483 | 0.56694 |  |  |  |  | 180 | 0.022267
48940 | WARVUE_GT1 | G1 | Houston | YES | 0.002446 | 15 | 0 | 15 |  | 1.021 | Cogen | 1 | 0.051427 | 0 | 0 |  |  |  |  | 0.051427 | 0 | 0.54483 | 0.56694 |  |  |  |  | 181 | 0.022112
48883 | THW_GT1_GT_1 | B2 | Houston | YES | 0.002441 | 0 | 0 | 12 |  | 1.043 | GGT | 1 | 0.051422 | 12 | 12 |  |  |  |  | 0.051422 | 0.61706 | 0.54503 | 0.56714 |  |  |  |  | 182 | 0.022112
49803 | EXN_15GT | 1 | Houston | YES | 0.00244 | 33 | 8.3 | 34 |  | 1.0326 | Cogen | 1 | 0.051421 | 0 | 0 |  |  |  |  | 0.051421 | 0 | 0.54503 | 0.56714 |  |  |  |  | 183 | 0.022112
49804 | EXN_16GT | 2 | Houston | YES | 0.00244 | 32 | 8.3 | 34.7 |  | 1.0326 | Cogen | 1 | 0.051421 | 0 | 0 |  |  |  |  | 0.051421 | 0 | 0.54503 | 0.56714 |  |  |  |  | 184 | 0.022112
49805 | EXN_17GT | 3 | Houston | YES | 0.00244 | 31 | 8.3 | 32.7 |  | 1.0326 | Cogen | 1 | 0.051421 | 0 | 0 |  |  |  |  | 0.051421 | 0 | 0.54503 | 0.56714 |  |  |  |  | 185 | 0.02211
49826 | EXN938GT | 5 | Houston | YES | 0.00244 | 43 | 9.2 | 45.9 |  | 1.0326 | Cogen | 1 | 0.051421 | 0 | 0 |  |  |  |  | 0.051421 | 0 | 0.54503 | 0.56714 |  |  |  |  | 186 | 0.02211
49828 | EXN941GT | 10 | Houston | YES | 0.00244 | 17.7 | 5.4 | 17.7 | 0 | 1.0326 | Cogen | 1 | 0.051421 | 0 | 0 |  |  |  |  | 0.051421 | 0 | 0.54503 | 0.56714 |  |  |  |  | 187 | 0.02211
49829 | EXN942GT | 11 | Houston | YES | 0.00244 | 20 | 5.4 | 20.4 | 0 | 1.0326 | Cogen | 1 | 0.051421 | 0 | 0 |  |  |  |  | 0.051421 | 0 | 0.54503 | 0.56714 |  |  |  |  | 188 | 0.02211
49830 | EXN943GT | 12 | Houston | YES | 0.00244 | 19 | 5.4 | 19.9 | 0 | 1.0326 | Cogen | 1 | 0.051421 | 0 | 0 |  |  |  |  | 0.051421 | 0 | 0.54503 | 0.56714 |  |  |  |  | 189 | 0.02211
49831 | EXN944GT | 13 | Houston | YES | 0.00244 | 33 | 5.4 | 35 | 0 | 1.0326 | Cogen | 1 | 0.051421 | 0 | 0 |  |  |  |  | 0.051421 | 0 | 0.54503 | 0.56714 |  |  |  |  | 190 | 0.02211
49832 | EXN945GT | 9 | Houston | YES | 0.00244 | 18.5 | 9.2 | 18.5 |  | 1.0326 | Cogen | 1 | 0.051421 | 0 | 0 |  |  |  |  | 0.051421 | 0 | 0.54503 | 0.56714 |  |  |  |  | 191 | 0.02211
49837 | EXN_GT | 4 | Houston | YES | 0.00244 | 81 | 21.3 | 85.4 |  | 1.0326 | Cogen | 1 | 0.051421 | 0 | 0 |  |  |  |  | 0.051421 | 0 | 0.54503 | 0.56714 |  |  |  |  | 192 | 0.02211
49838 | EXN_14GT | 14 | Houston | YES | 0.00244 | 140 | 0 | 148 |  | 1.0326 | Cogen | 1 | 0.051421 | 0 | 0 |  |  |  |  | 0.051421 | 0 | 0.54503 | 0.56714 |  |  |  |  | 193 | 0.02211
48582 | CBY_GN2_2 | 2 | Houston | YES | 0.002434 | 596.8 | 110 | 746 | 0 | 1.0435 | GSC | 1 | 0.051415 | 746 | 746 |  |  |  |  | 0.051415 | 38.3554 | 0.5575 | 0.57946 |  |  |  |  | 194 | 0.02211
48873 | THW_ST3_ST_3 | 3 | Houston | YES | 0.002429 | 107 | 19 | 107 | 0 | 1.0435 | CC | 1 | 0.05141 | 107 | 107 |  |  |  |  | 0.05141 | 5.5008 | 0.55929 | 0.58122 |  |  |  |  | 195 | 0.02211
48874 | THW_ST4_ST_4 | 4 | Houston | YES | 0.002429 | 108 | 19 | 108 | 0 | 1.0435 | CC | 1 | 0.05141 | 108 | 108 |  |  |  |  | 0.05141 | 5.5522 | 0.5611 | 0.583 |  |  |  |  | 196 | 0.02211
48875 | THW_3132 | A | Houston | YES | 0.002429 | 55 | 5 | 55 | 0 | 1.0435 | CC | 1 | 0.05141 | 55 | 55 |  |  |  |  | 0.05141 | 2.8275 | 0.56202 | 0.58391 |  |  |  |  | 197 | 0.021952
48875 | THW_3132 | B | Houston | YES | 0.002429 | 53 | 5 | 53 | 0 | 1.0435 | CC | 1 | 0.05141 | 53 | 53 |  |  |  |  | 0.05141 | 2.7247 | 0.5629 | 0.58479 |  |  |  |  | 198 | 0.021929
48877 | THW_3334 | C | Houston | YES | 0.002429 | 55 | 5 | 55 | 0 | 1.0435 | CC | 1 | 0.05141 | 55 | 55 |  |  |  |  | 0.05141 | 2.8275 | 0.56382 | 0.58569 |  |  |  |  | 199 | 0.021906
48877 | THW_3334 | D | Houston | YES | 0.002429 | 57 | 5 | 57 | 0 | 1.0435 | CC | 1 | 0.05141 | 57 | 57 |  |  |  |  | 0.05141 | 2.9304 | 0.56478 | 0.58664 |  |  |  |  | 200 | 0.021894
48879 | THW_4142 | E | Houston | YES | 0.002429 | 56 | 5 | 56 | 0 | 1.0435 | CC | 1 | 0.05141 | 56 | 56 |  |  |  |  | 0.05141 | 2.8789 | 0.56571 | 0.58756 |  |  |  |  | 201 | 0.021883
48879 | THW_4142 | F | Houston | YES | 0.002429 | 55 | 5 | 55 | 0 | 1.0435 | CC | 1 | 0.05141 | 55 | 55 |  |  |  |  | 0.05141 | 2.8275 | 0.56663 | 0.58847 |  |  |  |  | 202 | 0.021871
48881 | THW_4344 | G | Houston | YES | 0.002429 | 58 | 5 | 58 | 0 | 1.0435 | CC | 1 | 0.05141 | 58 | 58 |  |  |  |  | 0.05141 | 2.9818 | 0.5676 | 0.58943 |  |  |  |  | 203 | 0.021859
48881 | THW_4344 | H | Houston | YES | 0.002429 | 58 | 5 | 58 | 0 | 1.0435 | CC | 1 | 0.05141 | 58 | 58 |  |  |  |  | 0.05141 | 2.9818 | 0.56857 | 0.59038 |  |  |  |  | 204 | 0.021847
48593 | CHE_GT1_8015 | 1 | Houston | YES | 0.002417 | 173 | 50 | 173 | 0 | 1.0362 | Cogen | 1 | 0.051398 | 0 | 0 |  |  |  |  | 0.051398 | 0 | 0.56857 | 0.59038 |  |  |  |  | 205 | 0.021835
48594 | CHE_GN4_8025 | 4 | Houston | YES | 0.002417 | 142 | 60 | 142 | 0 | 1.0362 | Cogen | 1 | 0.051398 | 0 | 0 |  |  |  |  | 0.051398 | 0 | 0.56857 | 0.59038 |  |  |  |  | 206 | 0.021823
48511 | LPE_GT1_8070 | 1 | Houston | YES | 0.002415 | 42 | 0 | 42 | 0 | 1.0362 | GGT | 1 | 0.051396 | 42 | 42 |  |  |  |  | 0.051396 | 2.1586 | 0.56927 | 0.59108 |  |  |  |  | 207 | 0.021811
48512 | LPE_GT2_8075 | 2 | Houston | YES | 0.002415 | 42 | 0 | 42 | 0 | 1.0362 | GGT | 1 | 0.051396 | 42 | 42 |  |  |  |  | 0.051396 | 2.1586 | 0.56998 | 0.59177 |  |  |  |  | 208 | 0.021811
48513 | LPE_GT3_8080 | 3 | Houston | YES | 0.002415 | 39 | 0 | 39 | 0 | 1.0362 | GGT | 1 | 0.051396 | 39 | 39 |  |  |  |  | 0.051396 | 2.0044 | 0.57063 | 0.59241 |  |  |  |  | 209 | 0.021811
48514 | LPE_GT4_8085 | 4 | Houston | YES | 0.002415 | 39 | 0 | 39 | 0 | 1.0362 | GGT | 1 | 0.051396 | 39 | 39 |  |  |  |  | 0.051396 | 2.0044 | 0.57128 | 0.59306 |  |  |  |  | 210 | 0.021802
48500 | APD_GT1_8005 | 1 | Houston | YES | 0.002414 | 137.6 | 54.6 | 137.6 | 0 | 1.0362 | Cogen | 1 | 0.051395 | 0 | 0 |  |  |  |  | 0.051395 | 0 | 0.57128 | 0.59306 |  |  |  |  | 211 | 0.021792
48820 | SHELLG1_3015 | 1 | Houston | YES | 0.002406 | 71 | 34.5 | 71 |  | 1.029 | Cogen | 1 | 0.051387 | 0 | 0 |  |  |  |  | 0.051387 | 0 | 0.57128 | 0.59306 |  |  |  |  | 212 | 0.021784
48821 | SHELLG2 | 2 | Houston | YES | 0.002406 | 72 | 34.5 | 72 |  | 1.029 | Cogen | 1 | 0.051387 | 0 | 0 |  |  |  |  | 0.051387 | 0 | 0.57128 | 0.59306 |  |  |  |  | 213 | 0.021776
48822 | SHELLG3_3020 | 2 | Houston | YES | 0.002406 | 30 | 0 | 30 |  | 1.029 | Cogen | 1 | 0.051387 | 0 | 0 |  |  |  |  | 0.051387 | 0 | 0.57128 | 0.59306 |  |  |  |  | 214 | 0.021776
48822 | SHELLG3_3020 | 1 | Houston | YES | 0.002406 | 39 | 0 | 39 |  | 1.029 | Cogen | 1 | 0.051387 | 0 | 0 |  |  |  |  | 0.051387 | 0 | 0.57128 | 0.59306 |  |  |  |  | 215 | 0.021776
48611 | DIB_GT1_8080 | 1 | Houston | YES | 0.002401 | 64 | 0 | 64 | 0 | 1.0326 | Cogen | 1 | 0.051382 | 0 | 0 |  |  |  |  | 0.051382 | 0 | 0.57128 | 0.59306 |  |  |  |  | 216 | 0.021776
48612 | DIB_GT2_8075 | 2 | Houston | YES | 0.002401 | 63.2 | 0 | 63.2 | 0 | 1.0326 | Cogen | 1 | 0.051382 | 0 | 0 |  |  |  |  | 0.051382 | 0 | 0.57128 | 0.59306 |  |  |  |  | 217 | 0.021776
48613 | DIB_ST1_8085 | 3 | Houston | YES | 0.002401 | 67.9 | 30 | 82.6 | 0 | 1.0326 | Cogen | 1 | 0.051382 | 0 | 0 |  |  |  |  | 0.051382 | 0 | 0.57128 | 0.59306 |  |  |  |  | 218 | 0.021776
48614 | DIB_GT3_8090 | 4 | Houston | YES | 0.002401 | 73.6 | 15 | 73.6 | 0 | 1.0326 | Cogen | 1 | 0.051382 | 0 | 0 |  |  |  |  | 0.051382 | 0 | 0.57128 | 0.59306 |  |  |  |  | 219 | 0.021776
48740 | PSG_GN2_8050 | 1 | Houston | YES | 0.002401 | 182 | 60 | 182 | 0 | 1.0326 | Cogen | 1 | 0.051382 | 0 | 0 |  |  |  |  | 0.051382 | 0 | 0.57128 | 0.59306 |  |  |  |  | 220 | 0.021776
48741 | PSG_GT2_8040 | 1 | Houston | YES | 0.002401 | 158.6 | 50 | 158.6 | 0 | 1.0326 | Cogen | 1 | 0.051382 | 0 | 0 |  |  |  |  | 0.051382 | 0 | 0.57128 | 0.59306 |  |  |  |  | 221 | 0.021776
48742 | PSG_GT3_8060 | 1 | Houston | YES | 0.002401 | 157 | 50 | 157 | 0 | 1.0326 | Cogen | 1 | 0.051382 | 0 | 0 |  |  |  |  | 0.051382 | 0 | 0.57128 | 0.59306 |  |  |  |  | 222 | 0.021776
48854 | SRB_GN4_4 | 4 | Houston | YES | 0.002401 | 182.4 | 35 | 228 | 0 | 1.0326 | GST | 1 | 0.051382 | 228 | 228 |  |  |  |  | 0.051382 | 11.715 | 0.57509 | 0.59682 |  |  |  |  | 223 | 0.021776
48551 | CAL_GT1_8045 | 1 | Houston | YES | 0.0024 | 149 | 0 | 149 | 0 | 1.0326 | Cogen | 1 | 0.051381 | 0 | 0 |  |  |  |  | 0.051381 | 0 | 0.57509 | 0.59682 |  |  |  |  | 224 | 0.021776
48552 | CAL_ST1_8000 | 2 | Houston | YES | 0.0024 | 65.1 | 0 | 65.1 | 0 | 1.0326 | Cogen | 1 | 0.051381 | 0 | 0 |  |  |  |  | 0.051381 | 0 | 0.57509 | 0.59682 |  |  |  |  | 225 | 0.021776
48845 | SOL_GT1 | 1 | Houston | YES | 0.0024 | 16.2 | 15.4 | 16.2 |  | 1.0326 | Solar | 1 | 0.051381 | 16.2 | 16.2 |  |  |  |  | 0.051381 | 0.83237 | 0.57536 | 0.59708 |  |  |  |  | 226 | 0.021725
48853 | SRB_GN3_3 | 3 | Houston | YES | 0.0024 | 170.4 | 35 | 213 |  | 1.0326 | GST | 1 | 0.051381 | 213 | 213 |  |  |  |  | 0.051381 | 10.9441 | 0.57892 | 0.6006 |  |  |  |  | 227 | 0.021725
48851 | SRB_GN1_1 | 1 | Houston | YES | 0.002399 | 132 | 26 | 165 | 0 | 1.0217 | GST | 1 | 0.05138 | 165 | 165 |  |  |  |  | 0.05138 | 8.4777 | 0.58168 | 0.60332 |  |  |  |  | 228 | 0.021725
48852 | SRB_GN2_2 | 2 | Houston | YES | 0.002399 | 140.8 | 26 | 176 | 0 | 1.0217 | GST | 1 | 0.05138 | 176 | 176 |  |  |  |  | 0.05138 | 9.0428 | 0.58463 | 0.60622 |  |  |  |  | 229 | 0.021721
48855 | SRB_GT211035 | B1 | Houston | YES | 0.002399 | 0 | 0 | 18 |  | 1.014 | GGT | 1 | 0.05138 | 18 | 18 |  |  |  |  | 0.05138 | 0.92483 | 0.58493 | 0.60652 |  |  |  |  | 230 | 0.021674
48855 | SRB_GT211035 | B2 | Houston | YES | 0.002399 | 0 | 0 | 12 |  | 1.014 | GGT | 1 | 0.05138 | 12 | 12 |  |  |  |  | 0.05138 | 0.61656 | 0.58513 | 0.60672 |  |  |  |  | 231 | 0.021637
48761 | PR_GT1__9040 | 1 | Houston | YES | 0.002396 | 26 | 0 | 35 |  | 1 | Cogen | 1 | 0.051377 | 0 | 0 |  |  |  |  | 0.051377 | 0 | 0.58513 | 0.60672 |  |  |  |  | 232 | 0.021598
48641 | DPEC_GT15040 | 1 | Houston | YES | 0.002391 | 163.2 | 98 | 163.2 | 0 | 1.0319 | CC | 1 | 0.051372 | 163.2 | 163.2 |  |  |  |  | 0.051372 | 8.3839 | 0.58786 | 0.60941 |  |  |  |  | 233 | 0.021594
48642 | DPEC_GT25025 | 2 | Houston | YES | 0.002391 | 157.1 | 98 | 157.1 | 0 | 1.0319 | CC | 1 | 0.051372 | 157.1 | 157.1 |  |  |  |  | 0.051372 | 8.0705 | 0.59048 | 0.612 |  |  |  |  | 234 | 0.021591
48643 | DPEC_GT35010 | 3 | Houston | YES | 0.002391 | 157.5 | 98 | 157.5 | 0 | 1.0319 | CC | 1 | 0.051372 | 157.5 | 157.5 |  |  |  |  | 0.051372 | 8.091 | 0.59312 | 0.6146 |  |  |  |  | 235 | 0.021591
48644 | DPEC_GT45070 | 4 | Houston | YES | 0.002391 | 157 | 98 | 157 | 0 | 1.0319 | CC | 1 | 0.051372 | 157 | 157 |  |  |  |  | 0.051372 | 8.0654 | 0.59574 | 0.61719 |  |  |  |  | 236 | 0.021554
48645 | DPEC_ST55065 | 5 | Houston | YES | 0.002391 | 282 | 0 | 282 | 0 | 1.0319 | CC | 1 | 0.051372 | 282 | 282 |  |  |  |  | 0.051372 | 14.4868 | 0.60046 | 0.62184 |  |  |  |  | 237 | 0.021519
48841 | SJS_GT1_GT1 | 1 | Houston | YES | 0.002388 | 62.4 | 49 | 78 | 0 | 1.0362 | Cogen | 1 | 0.051369 | 0 | 0 |  |  |  |  | 0.051369 | 0 | 0.60046 | 0.62184 |  |  |  |  | 238 | 0.021484
48842 | SJS_GT2_GT2 | 2 | Houston | YES | 0.002388 | 64.8 | 49 | 81 | 0 | 1.0362 | Cogen | 1 | 0.051369 | 0 | 0 |  |  |  |  | 0.051369 | 0 | 0.60046 | 0.62184 |  |  |  |  | 239 | 0.021448
48691 | GBY_73741085 | B | Houston | YES | 0.002385 | 37.6 | 20 | 47 | 0 | 1.0362 | GGT | 1 | 0.051366 | 47 | 47 |  |  |  |  | 0.051366 | 2.4142 | 0.60124 | 0.62262 |  |  |  |  | 240 | 0.021385
48691 | GBY_73741085 | A | Houston | YES | 0.002385 | 37.6 | 20 | 47 | 0 | 1.0362 | GGT | 1 | 0.051366 | 47 | 47 |  |  |  |  | 0.051366 | 2.4142 | 0.60203 | 0.62339 |  |  |  |  | 241 | 0.021385
48692 | GBY_81821075 | D | Houston | YES | 0.002385 | 44 | 20 | 55 | 0 | 1.0362 | GGT | 1 | 0.051366 | 55 | 55 |  |  |  |  | 0.051366 | 2.8251 | 0.60295 | 0.6243 |  |  |  |  | 242 | 0.021385
48692 | GBY_81821075 | C | Houston | YES | 0.002385 | 37.6 | 20 | 47 | 0 | 1.0362 | GGT | 1 | 0.051366 | 47 | 47 |  |  |  |  | 0.051366 | 2.4142 | 0.60373 | 0.62507 |  |  |  |  | 243 | 0.021374
48693 | GBY_83841065 | F | Houston | YES | 0.002385 | 43.2 | 20 | 54 | 0 | 1.0362 | GGT | 1 | 0.051366 | 54 | 54 |  |  |  |  | 0.051366 | 2.7737 | 0.60464 | 0.62596 |  |  |  |  | 244 | 0.021363
48693 | GBY_83841065 | E | Houston | YES | 0.002385 | 45.6 | 20 | 57 | 0 | 1.0362 | GGT | 1 | 0.051366 | 57 | 57 |  |  |  |  | 0.051366 | 2.9278 | 0.60559 | 0.6269 |  |  |  |  | 245 | 0.021351
48531 | BYU_GT1_8075 | 1 | Houston | YES | 0.002373 | 65 | 0 | 65 |  | 1.0362 | Cogen | 1 | 0.051354 | 0 | 0 |  |  |  |  | 0.051354 | 0 | 0.60559 | 0.6269 |  |  |  |  | 246 | 0.02134
48532 | BYU_GT2_8055 | 2 | Houston | YES | 0.002373 | 62 | 0 | 62 |  | 1.0362 | Cogen | 1 | 0.051354 | 0 | 0 |  |  |  |  | 0.051354 | 0 | 0.60559 | 0.6269 |  |  |  |  | 247 | 0.021328
48533 | BYU_GT3_8060 | 3 | Houston | YES | 0.002373 | 67 | 0 | 67 |  | 1.0362 | Cogen | 1 | 0.051354 | 0 | 0 |  |  |  |  | 0.051354 | 0 | 0.60559 | 0.6269 |  |  |  |  | 248 | 0.021315
48534 | BYU_GT4_8065 | 4 | Houston | YES | 0.002373 | 65 | 0 | 65 |  | 1.0362 | Cogen | 1 | 0.051354 | 0 | 0 |  |  |  |  | 0.051354 | 0 | 0.60559 | 0.6269 |  |  |  |  | 249 | 0.021315
48561 | CTL_GT2_8130 | 1 | Houston | YES | 0.002365 | 73.5 | 30.3 | 91.9 |  | 1.0362 | Cogen | 1 | 0.051346 | 0 | 0 |  |  |  |  | 0.051346 | 0 | 0.60559 | 0.6269 |  |  |  |  | 250 | 0.021315
48562 | CTL_GT3_8135 | 2 | Houston | YES | 0.002365 | 70.1 | 30.3 | 87.6 |  | 1.0362 | Cogen | 1 | 0.051346 | 0 | 0 |  |  |  |  | 0.051346 | 0 | 0.60559 | 0.6269 |  |  |  |  | 251 | 0.021315
48563 | CTL_GT4_8140 | 3 | Houston | YES | 0.002365 | 69.6 | 30.3 | 87 |  | 1.0362 | Cogen | 1 | 0.051346 | 0 | 0 |  |  |  |  | 0.051346 | 0 | 0.60559 | 0.6269 |  |  |  |  | 252 | 0.021315
48564 | CTL_GN1_8145 | 4 | Houston | YES | 0.002365 | 43.6 | 12.9 | 54.5 |  | 1.0362 | Cogen | 1 | 0.051346 | 0 | 0 |  |  |  |  | 0.051346 | 0 | 0.60559 | 0.6269 |  |  |  |  | 253 | 0.021315
48565 | CTL_GN2_8155 | 5 | Houston | YES | 0.002365 | 9.8 | 3.4 | 12.2 |  | 1.0362 | Cogen | 1 | 0.051346 | 0 | 0 |  |  |  |  | 0.051346 | 0 | 0.60559 | 0.6269 |  |  |  |  | 254 | 0.021315
48772 | PHR_GN2_2 | MB | Houston | YES | 0.002344 | 0 | 72 | 459 |  | 1.0362 | GSC | 1 | 0.051325 | 0 | 0 |  |  |  |  | 0.051325 | 0 | 0.60559 | 0.6269 |  |  |  |  | 255 | 0.021315
38580 | TNBP_CGN1_8 | 1 | Houston | YES | 0.002314 | 70.8 | 0 | 70.8 | 0 | 1.005 | Cogen | 1 | 0.051295 | 0 | 0 |  |  |  |  | 0.051295 | 0 | 0.60559 | 0.6269 |  |  |  |  | 256 | 0.021315
38590 | TNBP_CGN2_8 | 2 | Houston | YES | 0.002314 | 66.7 | 0 | 66.7 | 0 | 1.005 | Cogen | 1 | 0.051295 | 0 | 0 |  |  |  |  | 0.051295 | 0 | 0.60559 | 0.6269 |  |  |  |  | 257 | 0.021315
38600 | TNBP_CGN3_8 | 5 | Houston | YES | 0.002314 | 53 | 0 | 53 | 0 | 1.005 | Cogen | 1 | 0.051295 | 0 | 0 |  |  |  |  | 0.051295 | 0 | 0.60559 | 0.6269 |  |  |  |  | 258 | 0.021315
38611 | TNBPAMCG1_8 | 1 | Houston | YES | 0.002314 | 153.2 | 0 | 153.2 | 0 | 1.005 | Cogen | 1 | 0.051295 | 0 | 0 |  |  |  |  | 0.051295 | 0 | 0.60559 | 0.6269 |  |  |  |  | 259 | 0.021315
38612 | TNBPAMCG2_8 | 2 | Houston | YES | 0.002314 | 153.5 | 0 | 153.5 | 0 | 1.005 | Cogen | 1 | 0.051295 | 0 | 0 |  |  |  |  | 0.051295 | 0 | 0.60559 | 0.6269 |  |  |  |  | 260 | 0.021315
38613 | TNBPAMCG3_8 | 3 | Houston | YES | 0.002314 | 152.3 | 0 | 152.3 | 0 | 1.005 | Cogen | 1 | 0.051295 | 0 | 0 |  |  |  |  | 0.051295 | 0 | 0.60559 | 0.6269 |  |  |  |  | 261 | 0.021315
38614 | TNBPAMCG4_8 | 4 | Houston | YES | 0.002314 | 96 | 0 | 96 |  | 1.005 | Cogen | 1 | 0.051295 | 0 | 0 |  |  |  |  | 0.051295 | 0 | 0.60559 | 0.6269 |  |  |  |  | 262 | 0.021315
38615 | TNBPAMCG5_8 | 1 | Houston | YES | 0.002314 | 244 | 0 | 244 | 0 | 1.005 | Cogen | 1 | 0.051295 | 0 | 0 |  |  |  |  | 0.051295 | 0 | 0.60559 | 0.6269 |  |  |  |  | 263 | 0.021315
38690 | TNBP_CGN4_8 | 3 | Houston | YES | 0.002314 | 40 | 0 | 40 |  | 1.005 | Cogen | 1 | 0.051295 | 0 | 0 |  |  |  |  | 0.051295 | 0 | 0.60559 | 0.6269 |  |  |  |  | 264 | 0.021315
38711 | TNTXCTY1CG8 | 1 | Houston | YES | 0.002314 | 100.3 | 59 | 100.3 | 0 | 1 | Cogen | 1 | 0.051295 | 0 | 0 |  |  |  |  | 0.051295 | 0 | 0.60559 | 0.6269 |  |  |  |  | 265 | 0.021315
38712 | TNTXCTY2CG8 | 1 | Houston | YES | 0.002314 | 92.9 | 59 | 92.9 | 0 | 1 | Cogen | 1 | 0.051295 | 0 | 0 |  |  |  |  | 0.051295 | 0 | 0.60559 | 0.6269 |  |  |  |  | 266 | 0.021315
38713 | TNTXCTY3CG8 | 1 | Houston | YES | 0.002314 | 102.7 | 59 | 102.7 | 0 | 1 | Cogen | 1 | 0.051295 | 0 | 0 |  |  |  |  | 0.051295 | 0 | 0.60559 | 0.6269 |  |  |  |  | 267 | 0.021315
38714 | TNTXCTY4CG8 | 1 | Houston | YES | 0.002314 | 103 | 59 | 103 | 0 | 1 | Cogen | 1 | 0.051295 | 0 | 0 |  |  |  |  | 0.051295 | 0 | 0.60559 | 0.6269 |  |  |  |  | 268 | 0.021315
39470 | TNDOWCGNSG8 | 1 | Houston | YES | 0.002314 | 32 | 10 | 32 | 0 | 0.985 | Cogen | 1 | 0.051295 | 0 | 0 |  |  |  |  | 0.051295 | 0 | 0.60559 | 0.6269 |  |  |  |  | 269 | 0.021315
39480 | TNDOWCGNGG8 | 1 | Houston | YES | 0.002314 | 30 | 10 | 30 | 0 | 0.985 | Cogen | 1 | 0.051295 | 0 | 0 |  |  |  |  | 0.051295 | 0 | 0.60559 | 0.6269 |  |  |  |  | 270 | 0.021315
48921 | WAP_GN1_1 | 1 | Houston | YES | 0.002253 | 132.8 | 37 | 166 | 0 | 1.0362 | GST | 1 | 0.051234 | 166 | 166 |  |  |  |  | 0.051234 | 8.5048 | 0.60837 | 0.62964 |  |  |  |  | 271 | 0.021315
48922 | WAP_GN2_2 | 2 | Houston | YES | 0.002253 | 132.8 | 37 | 166 | 0 | 1.0362 | GST | 1 | 0.051234 | 166 | 166 |  |  |  |  | 0.051234 | 8.5048 | 0.61114 | 0.63237 |  |  |  |  | 272 | 0.021315
48923 | WAP_GN3_3 | 3 | Houston | YES | 0.002253 | 198.4 | 93 | 248 | 0 | 1.0362 | GST | 1 | 0.051234 | 248 | 248 |  |  |  |  | 0.051234 | 12.706 | 0.61529 | 0.63645 |  |  |  |  | 273 | 0.021315
48924 | WAP_GN4_4 | 4 | Houston | YES | 0.002253 | 546 | 217 | 546 | 0 | 1.0362 | GSC | 1 | 0.051234 | 546 | 546 |  |  |  |  | 0.051234 | 27.9736 | 0.62442 | 0.64543 |  |  |  |  | 274 | 0.02127
48925 | WAP_GN5_5 | 5 | Houston | YES | 0.002253 | 620.4 | 278 | 654 | 0 | 0.985 | LIGCO | 1 | 0.051234 | 0 | 654 |  |  |  |  | 0.051234 | 33.5069 | 0.63535 | 0.65619 |  |  |  |  | 275 | 0.021225
48929 | WAPGT21_GT1 | B1 | Houston | YES | 0.002253 | 0 | 0 | 13 |  | 1.05 | GGT | 1 | 0.051234 | 13 | 13 |  |  |  |  | 0.051234 | 0.66604 | 0.63557 | 0.6564 |  |  |  |  | 276 | 0.021158
48510 | AK_GT1__8040 | 1 | Houston | YES | 0.00224 | 33.4 | 8.1 | 34 |  | 1.029 | Cogen | 1 | 0.051221 | 0 | 0 |  |  |  |  | 0.051221 | 0 | 0.63557 | 0.6564 |  |  |  |  | 277 | 0.021011
48521 | BVE_GT1_GT1 | 1 | Houston | YES | 0.002232 | 167.7 | 0 | 167.7 |  | 1.035 | CC | 1 | 0.051213 | 167.7 | 167.7 |  |  |  |  | 0.051213 | 8.5884 | 0.63837 | 0.65916 |  |  |  |  | 278 | 0.020835
48522 | BVE_GT2_5035 | 2 | Houston | YES | 0.002232 | 166.4 | 0 | 166.4 |  | 1.035 | CC | 1 | 0.051213 | 166.4 | 166.4 |  |  |  |  | 0.051213 | 8.5218 | 0.64115 | 0.66189 |  |  |  |  | 279 | 0.020831
48523 | BVE_ST1_GN1 | 3 | Houston | YES | 0.002232 | 252.4 | 0 | 252.4 |  | 1.035 | CC | 1 | 0.051213 | 252.4 | 252.4 |  |  |  |  | 0.051213 | 12.9261 | 0.64537 | 0.66604 |  |  |  |  | 280 | 0.020831
48926 | WAP_GN6_6 | 6 | Houston | YES | 0.002231 | 651 | 280 | 651 |  | 1.035 | LIGCO | 1 | 0.051212 | 0 | 651 |  |  |  |  | 0.051212 | 33.3388 | 0.65626 | 0.67675 |  |  |  |  | 281 | 0.020785
48927 | WAP_GN7_7 | 7 | Houston | YES | 0.002231 | 564 | 277 | 564 |  | 1.035 | LIGCO | 1 | 0.051212 | 0 | 564 |  |  |  |  | 0.051212 | 28.8834 | 0.66569 | 0.68602 |  |  |  |  | 282 | 0.020739
48928 | WAP_GN8_8 | 8 | Houston | YES | 0.002231 | 603 | 275 | 603 |  | 1.035 | LIGCO | 1 | 0.051212 | 0 | 603 |  |  |  |  | 0.051212 | 30.8807 | 0.67577 | 0.69594 |  |  |  |  | 283 | 0.020669
48730 | MNS_GT | 1 | Houston | YES | 0.002223 | 43 | 0 | 46.1 |  | 1.029 | Cogen | 1 | 0.051204 | 0 | 0 |  |  |  |  | 0.051204 | 0 | 0.67577 | 0.69594 |  |  |  |  | 284 | 0.020489
39760 | TNSCLP1___8 | 1 | Houston | YES | 0.002112 | 93.4 | 20 | 116.8 | 0 | 1.04 | Cogen | 1 | 0.051093 | 0 | 0 |  |  |  |  | 0.051093 | 0 | 0.67577 | 0.69594 |  |  |  |  | 285 | 0.020333
39770 | TNSCLP2___8 | 1 | Houston | YES | 0.002112 | 91.6 | 20 | 114.5 | 0 | 1.04 | Cogen | 1 | 0.051093 | 0 | 0 |  |  |  |  | 0.051093 | 0 | 0.67577 | 0.69594 |  |  |  |  | 286 | 0.020166
39775 | TNSCLP4___8 | 1 | Houston | YES | 0.002112 | 95.2 | 20 | 119 | 0 | 1.04 | Cogen | 1 | 0.051093 | 0 | 0 |  |  |  |  | 0.051093 | 0 | 0.67577 | 0.69594 |  |  |  |  | 287 | 0.020166
39790 | TNSCLP3___8 | 1 | Houston | YES | 0.002112 | 87.6 | 20 | 109.5 | 0 | 1.027 | Cogen | 1 | 0.051093 | 0 | 0 |  |  |  |  | 0.051093 | 0 | 0.67577 | 0.69594 |  |  |  |  | 288 | 0.020166
48520 | BSF_GT1_8070 | 1 | Houston | YES | 0.002078 | 72 | 0 | 72 | 0 | 1.0326 | Cogen | 1 | 0.051059 | 0 | 0 |  |  |  |  | 0.051059 | 0 | 0.67577 | 0.69594 |  |  |  |  | 289 | 0.020166
48520 | BSF_GT1_8070 | 2 | Houston | YES | 0.002078 | 10 | 0 | 10 | 0 | 1.0326 | Cogen | 1 | 0.051059 | 0 | 0 |  |  |  |  | 0.051059 | 0 | 0.67577 | 0.69594 |  |  |  |  | 290 | 0.020166
13432 | SANDOW_5G | 5 | South | YES | 0.002071 | 581 | 225 | 581 |  | 1.029 | LIGCO | 1 | 0.051052 | 0 | 581 |  |  |  |  | 0.051052 | 29.6611 | 0.68549 | 0.70546 |  |  |  |  | 291 | 0.020166
49851 | DOW17000 | 37 | Houston | YES | 0.002037 | 39 | 0 | 62 | 0 | 1 | Cogen | 1 | 0.051018 | 0 | 0 |  |  |  |  | 0.051018 | 0 | 0.68549 | 0.70546 |  |  |  |  | 292 | 0.020166
49858 | DOW38100 | 31 | Houston | YES | 0.002037 | 45 | 0 | 71.4 |  | 1 | Cogen | 1 | 0.051018 | 0 | 0 |  |  |  |  | 0.051018 | 0 | 0.68549 | 0.70546 |  |  |  |  | 293 | 0.020166
49859 | DOW38200 | 33 | Houston | YES | 0.002037 | 28 | 0 | 45 | 0 | 1 | Cogen | 1 | 0.051018 | 0 | 0 |  |  |  |  | 0.051018 | 0 | 0.68549 | 0.70546 |  |  |  |  | 294 | 0.019976
49860 | DOW38300 | 32 | Houston | YES | 0.002037 | 63 | 0 | 101 |  | 1 | Cogen | 1 | 0.051018 | 0 | 0 |  |  |  |  | 0.051018 | 0 | 0.68549 | 0.70546 |  |  |  |  | 295 | 0.019976
49862 | DOW39100 | 36 | Houston | YES | 0.002037 | 54 | 0 | 86 | 0 | 1 | Cogen | 1 | 0.051018 | 0 | 0 |  |  |  |  | 0.051018 | 0 | 0.68549 | 0.70546 |  |  |  |  | 296 | 0.019976
49863 | DOW39200 | 35 | Houston | YES | 0.002037 | 55 | 0 | 88 | 0 | 1 | Cogen | 1 | 0.051018 | 0 | 0 |  |  |  |  | 0.051018 | 0 | 0.68549 | 0.70546 |  |  |  |  | 297 | 0.019976
49865 | DOW41000 | 41 | Houston | YES | 0.002037 | 31 | 0 | 50 |  | 1 | Cogen | 1 | 0.051018 | 0 | 0 |  |  |  |  | 0.051018 | 0 | 0.68549 | 0.70546 |  |  |  |  | 298 | 0.019976
49866 | DOW42000 | 42 | Houston | YES | 0.002037 | 11 | 0 | 18 |  | 1 | Cogen | 1 | 0.051018 | 0 | 0 |  |  |  |  | 0.051018 | 0 | 0.68549 | 0.70546 |  |  |  |  | 299 | 0.019976
49869 | DOW49000 | 45 | Houston | YES | 0.002037 | 59 | 0 | 94 |  | 1 | Cogen | 1 | 0.051018 | 0 | 0 |  |  |  |  | 0.051018 | 0 | 0.68549 | 0.70546 |  |  |  |  | 300 | 0.019976
49870 | DOW61000 | 61 | Houston | YES | 0.002037 | 44 | 0 | 70 | 0 | 1 | Cogen | 1 | 0.051018 | 0 | 0 |  |  |  |  | 0.051018 | 0 | 0.68549 | 0.70546 |  |  |  |  | 301 | 0.019976
49871 | DOW62000 | 62 | Houston | YES | 0.002037 | 40 | 0 | 63 | 0 | 1 | Cogen | 1 | 0.051018 | 0 | 0 |  |  |  |  | 0.051018 | 0 | 0.68549 | 0.70546 |  |  |  |  | 302 | 0.019976
49872 | DOW63000 | 63 | Houston | YES | 0.002037 | 45 | 0 | 72 | 0 | 1 | Cogen | 1 | 0.051018 | 0 | 0 |  |  |  |  | 0.051018 | 0 | 0.68549 | 0.70546 |  |  |  |  | 303 | 0.019976
49873 | DOW64000 | 64 | Houston | YES | 0.002037 | 41 | 0 | 64.8 | 0 | 1 | Cogen | 1 | 0.051018 | 0 | 0 |  |  |  |  | 0.051018 | 0 | 0.68549 | 0.70546 |  |  |  |  | 304 | 0.019976
49876 | DOW65000 | 65 | Houston | YES | 0.002037 | 63 | 0 | 101 | 0 | 1 | Cogen | 1 | 0.051018 | 0 | 0 |  |  |  |  | 0.051018 | 0 | 0.68549 | 0.70546 |  |  |  |  | 305 | 0.019976
49877 | DOW66000 | 66 | Houston | YES | 0.002037 | 61 | 0 | 97 | 0 | 1 | Cogen | 1 | 0.051018 | 0 | 0 |  |  |  |  | 0.051018 | 0 | 0.68549 | 0.70546 |  |  |  |  | 306 | 0.019976
49878 | DOW67000 | 67 | Houston | YES | 0.002037 | 65 | 0 | 103 | 0 | 1 | Cogen | 1 | 0.051018 | 0 | 0 |  |  |  |  | 0.051018 | 0 | 0.68549 | 0.70546 |  |  |  |  | 307 | 0.019976
49882 | DOW81000 | 81 | Houston | YES | 0.002037 | 47 | 0 | 76 | 0 | 1 | Cogen | 1 | 0.051018 | 0 | 0 |  |  |  |  | 0.051018 | 0 | 0.68549 | 0.70546 |  |  |  |  | 308 | 0.019976
49884 | DOW82000 | 82 | Houston | YES | 0.002037 | 51 | 0 | 80 | 0 | 1 | Cogen | 1 | 0.051018 | 0 | 0 |  |  |  |  | 0.051018 | 0 | 0.68549 | 0.70546 |  |  |  |  | 309 | 0.019976
49885 | DOW83000 | 83 | Houston | YES | 0.002037 | 51 | 0 | 80 | 0 | 1 | Cogen | 1 | 0.051018 | 0 | 0 |  |  |  |  | 0.051018 | 0 | 0.68549 | 0.70546 |  |  |  |  | 310 | 0.019976
49886 | DOW84000 | 84 | Houston | YES | 0.002037 | 107 | 0 | 171 | 0 | 0.98 | Cogen | 1 | 0.051018 | 0 | 0 |  |  |  |  | 0.051018 | 0 | 0.68549 | 0.70546 |  |  |  |  | 311 | 0.019976
48911 | TGF_GT1_8000 | 1 | Houston | YES | 0.001869 | 69.2 | 0 | 69.2 |  | 1.029 | Cogen | 1 | 0.05085 | 0 | 0 |  |  |  |  | 0.05085 | 0 | 0.68549 | 0.70546 |  |  |  |  | 312 | 0.019976
48731 | CBE_GT1 | 1 | Houston | YES | 0.001842 | 76 | 0 | 76 | 0 | 1.029 | CC | 1 | 0.050823 | 76 | 76 |  |  |  |  | 0.050823 | 3.8625 | 0.68676 | 0.7067 |  |  |  |  | 313 | 0.019976
48732 | CBE_GT2 | 1 | Houston | YES | 0.001842 | 76 | 0 | 76 | 0 | 1.029 | CC | 1 | 0.050823 | 76 | 76 |  |  |  |  | 0.050823 | 3.8625 | 0.68803 | 0.70794 |  |  |  |  | 314 | 0.019976
48733 | CBE_ST12 | 1 | Houston | YES | 0.001842 | 105 | 0 | 105 | 0 | 1.029 | CC | 1 | 0.050823 | 105 | 105 |  |  |  |  | 0.050823 | 5.3364 | 0.68978 | 0.70966 |  |  |  |  | 315 | 0.019976
48734 | CBE_GT3 | 1 | Houston | YES | 0.001842 | 76 | 0 | 76 | 0 | 1.029 | CC | 1 | 0.050823 | 76 | 76 |  |  |  |  | 0.050823 | 3.8625 | 0.69105 | 0.7109 |  |  |  |  | 316 | 0.019945
48735 | CBE_GT4 | 1 | Houston | YES | 0.001842 | 76 | 0 | 76 | 0 | 1.029 | CC | 1 | 0.050823 | 76 | 76 |  |  |  |  | 0.050823 | 3.8625 | 0.69232 | 0.71214 |  |  |  |  | 317 | 0.019915
48736 | CBE_ST34 | 1 | Houston | YES | 0.001842 | 105 | 0 | 105 | 0 | 1.029 | CC | 1 | 0.050823 | 105 | 105 |  |  |  |  | 0.050823 | 5.3364 | 0.69408 | 0.71385 |  |  |  |  | 318 | 0.019872
5911 | STP_GN1___1 | 1 | Houston | YES | 0.001815 | 1333 | 1249 | 1333 | 0 | 1.0406 | Nuc | 1 | 0.050796 | 0 | 0 |  |  |  |  | 0.050796 | 0 | 0.69408 | 0.71385 |  |  |  |  | 319 | 0.019842
5912 | STP_GN2___2 | 2 | Houston | YES | 0.001815 | 1332 | 1249 | 1332 | 0 | 1.0406 | Nuc | 1 | 0.050796 | 0 | 0 |  |  |  |  | 0.050796 | 0 | 0.69408 | 0.71385 |  |  |  |  | 320 | 0.019811
3432 | SANDOW_4G | 4 | South | YES | 0.001799 | 580 | 225 | 580 |  | 1.029 | LIGCO | 1 | 0.05078 | 0 | 580 |  |  |  |  | 0.05078 | 29.4522 | 0.70378 | 0.72331 |  |  |  |  | 321 | 0.019769
7010 | L_FPPYD11_1Y | 1 | South | YES | 0.00144 | 547.4 | 200 | 606 | 0 | 1.02 | LIGCO | 1 | 0.050421 | 0 | 606 |  |  |  |  | 0.050421 | 30.555 | 0.71391 | 0.73312 |  |  |  |  | 322 | 0.019769
7011 | L_FPPYD11_2Y | 2 | South | YES | 0.00144 | 552.2 | 200 | 598 | 0 | 1.02 | LIGCO | 1 | 0.050421 | 0 | 598 |  |  |  |  | 0.050421 | 30.1516 | 0.72391 | 0.7428 |  |  |  |  | 323 | 0.019769
7012 | L_FPPYD21_3Y | 3 | South | YES | 0.00144 | 427.5 | 200 | 436 | 0 | 1.02 | LIGCO | 1 | 0.050421 | 0 | 436 |  |  |  |  | 0.050421 | 21.9834 | 0.7312 | 0.74986 |  |  |  |  | 324 | 0.019528
7007 | L_LOSTPI1_1Y | 1 | South | YES | 0.001438 | 158.6 | 110 | 158 | 0 | 1 | CC | 1 | 0.050419 | 158 | 158 |  |  |  |  | 0.050419 | 7.9662 | 0.73384 | 0.75241 |  |  |  |  | 325 | 0.019207
7008 | L_LOSTPI1_2Y | 2 | South | YES | 0.001438 | 157.7 | 107 | 160 | 0 | 1 | CC | 1 | 0.050419 | 160 | 160 |  |  |  |  | 0.050419 | 8.067 | 0.73652 | 0.755 |  |  |  |  | 326 | 0.018889
7009 | L_LOSTPI1_3Y | 3 | South | YES | 0.001438 | 173.9 | 72 | 175 | 0 | 1 | CC | 1 | 0.050419 | 175 | 175 |  |  |  |  | 0.050419 | 8.8233 | 0.73944 | 0.75784 |  |  |  |  | 327 | 0.018658
7303 | L_WPPGS12_1Y | 1 | South | YES | 0.001345 | 50 | 0 | 50 | 0 | 1.025 | GGT | 1 | 0.050326 | 50 | 50 |  |  |  |  | 0.050326 | 2.5163 | 0.74028 | 0.75865 |  |  |  |  | 328 | 0.018574
7303 | L_WPPGS12_1Y | 2 | South | YES | 0.001345 | 50 | 0 | 50 | 0 | 1.025 | GGT | 1 | 0.050326 | 50 | 50 |  |  |  |  | 0.050326 | 2.5163 | 0.74111 | 0.75945 |  |  |  |  | 329 | 0.018489
7305 | L_WPPGS34_1Y | 3 | South | YES | 0.001345 | 50 | 0 | 50 | 0 | 1.025 | GGT | 1 | 0.050326 | 50 | 50 |  |  |  |  | 0.050326 | 2.5163 | 0.74195 | 0.76026 |  |  |  |  | 330 | 0.018396
7305 | L_WPPGS34_1Y | 4 | South | YES | 0.001345 | 50 | 0 | 50 | 0 | 1.025 | GGT | 1 | 0.050326 | 50 | 50 |  |  |  |  | 0.050326 | 2.5163 | 0.74279 | 0.76107 |  |  |  |  | 331 | 0.018368
7807 | L_BASTEN1_1Y | 1 | South | YES | 0.001336 | 152.5 | 83.5 | 152.5 | 0 | 1.004 | CC | 1 | 0.050317 | 152.5 | 152.5 |  |  |  |  | 0.050317 | 7.6733 | 0.74534 | 0.76353 |  |  |  |  | 332 | 0.01834
7808 | L_BASTEN1_2Y | 1 | South | YES | 0.001336 | 149.5 | 83.5 | 149.5 | 0 | 1.004 | CC | 1 | 0.050317 | 149.5 | 149.5 |  |  |  |  | 0.050317 | 7.5223 | 0.74783 | 0.76595 |  |  |  |  | 333 | 0.018312
7809 | L_BASTEN1_3Y | 1 | South | YES | 0.001336 | 232.6 | 42 | 232.6 | 0 | 1.004 | CC | 1 | 0.050317 | 232.6 | 232.6 |  |  |  |  | 0.050317 | 11.7037 | 0.75172 | 0.76971 |  |  |  |  | 334 | 0.018284
7004 | L_SIMGID1_1Y | 1 | South | YES | 0.001234 | 132 | 40 | 132 | 0 | 1.02 | GST | 1 | 0.050215 | 132 | 132 |  |  |  |  | 0.050215 | 6.6283 | 0.75393 | 0.77183 |  |  |  |  | 335 | 0.018198
7005 | L_SIMGID1_2Y | 2 | South | YES | 0.001234 | 133 | 32 | 139 | 0 | 1.02 | GST | 1 | 0.050215 | 139 | 139 |  |  |  |  | 0.050215 | 6.9798 | 0.75625 | 0.77408 |  |  |  |  | 336 | 0.018113
7006 | L_SIMGID1_3Y | 3 | South | YES | 0.001234 | 324.9 | 60 | 329 | 0 | 1.02 | GST | 1 | 0.050215 | 329 | 329 |  |  |  |  | 0.050215 | 16.5206 | 0.76176 | 0.77938 |  |  |  |  | 337 | 0.017982
8134 | FOR #1 | 1 | South | YES | 0.001143 | 54.1 | 45 | 79 | 0 | 1 | Cogen | 1 | 0.050124 | 0 | 0 |  |  |  |  | 0.050124 | 0 | 0.76176 | 0.77938 |  |  |  |  | 338 | 0.017903
8138 | FOR #2 | 2 | South | YES | 0.001143 | 63.1 | 45 | 81 | 0 | 1 | Cogen | 1 | 0.050124 | 0 | 0 |  |  |  |  | 0.050124 | 0 | 0.76176 | 0.77938 |  |  |  |  | 339 | 0.01782
8153 | FOR #3 | 3 | South | YES | 0.001143 | 63.1 | 45 | 79.9 | 0 | 1 | Cogen | 1 | 0.050124 | 0 | 0 |  |  |  |  | 0.050124 | 0 | 0.76176 | 0.77938 |  |  |  |  | 340 | 0.017624
8154 | FOR #4 | 4 | South | YES | 0.001143 | 63.1 | 60 | 80 | 0 | 1 | Cogen | 1 | 0.050124 | 0 | 0 |  |  |  |  | 0.050124 | 0 | 0.76176 | 0.77938 |  |  |  |  | 341 | 0.017624
8155 | FOR #5 | 5 | South | YES | 0.001143 | 63.1 | 60 | 78.4 | 0 | 1 | Cogen | 1 | 0.050124 | 0 | 0 |  |  |  |  | 0.050124 | 0 | 0.76176 | 0.77938 |  |  |  |  | 342 | 0.017624
8156 | FOR #6 | 6 | South | YES | 0.001143 | 24.9 | 5 | 25 | 0 | 1 | Cogen | 1 | 0.050124 | 0 | 0 |  |  |  |  | 0.050124 | 0 | 0.76176 | 0.77938 |  |  |  |  | 343 | 0.017624
8157 | FOR #7 | 7 | South | YES | 0.001143 | 28.8 | 5 | 46 | 0 | 1 | Cogen | 1 | 0.050124 | 0 | 0 |  |  |  |  | 0.050124 | 0 | 0.76176 | 0.77938 |  |  |  |  | 344 | 0.017624
80051 | FOR #8 | 8 | South | YES | 0.001143 | 28 | 28 | 28 |  | 1 | Cogen | 1 | 0.050124 | 0 | 0 |  |  |  |  | 0.050124 | 0 | 0.76176 | 0.77938 |  |  |  |  | 345 | 0.017624
80052 | FOR #9 | 9 | South | YES | 0.001143 | 29.7 | 5 | 43.6 | 0 | 1 | Cogen | 1 | 0.050124 | 0 | 0 |  |  |  |  | 0.050124 | 0 | 0.76176 | 0.77938 |  |  |  |  | 346 | 0.017624
80053 | FOR #10 | 10 | South | YES | 0.001143 | 68.4 | 45 | 75 | 0 | 1 | Cogen | 1 | 0.050124 | 0 | 0 |  |  |  |  | 0.050124 | 0 | 0.76176 | 0.77938 |  |  |  |  | 347 | 0.017624
9002 | DECKR_G3 | 3 | South | YES | 0.001133 | 0 | 24 | 42 |  | 1.015 | GGT | 1 | 0.050114 | 42 | 42 |  |  |  |  | 0.050114 | 2.1048 | 0.76246 | 0.78006 |  |  |  |  | 348 | 0.017624
9003 | DECKR_G4 | 4 | South | YES | 0.001133 | 44 | 24 | 44 | 0 | 1.015 | GGT | 1 | 0.050114 | 44 | 44 |  |  |  |  | 0.050114 | 2.205 | 0.76319 | 0.78076 |  |  |  |  | 349 | 0.017624
9004 | DECKR_G5 | 5 | South | YES | 0.001133 | 44 | 24 | 44 | 0 | 1.015 | GGT | 1 | 0.050114 | 44 | 44 |  |  |  |  | 0.050114 | 2.205 | 0.76393 | 0.78147 |  |  |  |  | 350 | 0.017624
9005 | DECKR_G6 | 6 | South | YES | 0.001133 | 44 | 24 | 47 | 0 | 1.015 | GGT | 1 | 0.050114 | 47 | 47 |  |  |  |  | 0.050114 | 2.3553 | 0.76472 | 0.78223 |  |  |  |  | 351 | 0.017598
80226 | ALCOA G | 1 | South | YES | 0.001123 | 32.3 | 5 | 48 | 0 | 1.015 | Cogen | 1 | 0.050104 | 0 | 0 |  |  |  |  | 0.050104 | 0 | 0.76472 | 0.78223 |  |  |  |  | 352 | 0.01757
9000 | DECKR_G1 | 1 | South | YES | 0.001092 | 280 | 50 | 321 | 0 | 1.015 | GST | 1 | 0.050073 | 321 | 321 |  |  |  |  | 0.050073 | 16.0733 | 0.77008 | 0.78739 |  |  |  |  | 353 | 0.017542
9001 | DECKR_G2 | 2 | South | YES | 0.001092 | 400 | 50 | 426 | 0 | 1.015 | GST | 1 | 0.050073 | 426 | 426 |  |  |  |  | 0.050073 | 21.331 | 0.77721 | 0.79424 |  |  |  |  | 354 | 0.017513
9016 | SANDH_G1 | 1 | South | YES | 0.00109 | 45 | 2 | 49 | 0 | 1.0175 | GGT | 1 | 0.050071 | 49 | 49 |  |  |  |  | 0.050071 | 2.4535 | 0.77802 | 0.79503 |  |  |  |  | 355 | 0.017513
9017 | SANDH_G2 | 2 | South | YES | 0.00109 | 45 | 2 | 46 | 0 | 1.0175 | GGT | 1 | 0.050071 | 46 | 46 |  |  |  |  | 0.050071 | 2.3033 | 0.77879 | 0.79577 |  |  |  |  | 356 | 0.017307
9018 | SANDH_G3 | 3 | South | YES | 0.00109 | 45 | 2 | 46 | 0 | 1.0175 | GGT | 1 | 0.050071 | 46 | 46 |  |  |  |  | 0.050071 | 2.3033 | 0.77956 | 0.7965 |  |  |  |  | 357 | 0.017033
9019 | SANDH_G4 | 4 | South | YES | 0.00109 | 0 | 2 | 47 |  | 1.0175 | GGT | 1 | 0.050071 | 47 | 47 |  |  |  |  | 0.050071 | 2.3533 | 0.78035 | 0.79726 |  |  |  |  | 358 | 0.017001
9020 | SANDHG5A | 5A | South | YES | 0.00109 | 150 | 84 | 155 | 0 | 1.0175 | CC | 1 | 0.050071 | 155 | 155 |  |  |  |  | 0.050071 | 7.761 | 0.78294 | 0.79975 |  |  |  |  | 359 | 0.016972
9021 | SANDHG5C | 5C | South | YES | 0.00109 | 140 | 0 | 148 | 0 | 1.0175 | CC | 1 | 0.050071 | 148 | 148 |  |  |  |  | 0.050071 | 7.4105 | 0.78541 | 0.80213 |  |  |  |  | 360 | 0.016942
8147 | UCAR #2 | 10 | South | YES | 0.001048 | 18.2 | 0 | 28 |  | 1 | Cogen | 1 | 0.050029 | 0 | 0 |  |  |  |  | 0.050029 | 0 | 0.78541 | 0.80213 |  |  |  |  | 361 | 0.016912
8148 | UCAR #1 | 2 | South | YES | 0.001048 | 6.1 | 0 | 7 | 0 | 1.009 | Cogen | 1 | 0.050029 | 0 | 0 |  |  |  |  | 0.050029 | 0 | 0.78541 | 0.80213 |  |  |  |  | 362 | 0.016812
80137 | CSDR89 | 9 | South | YES | 0.001048 | 15 | 0 | 15 | 0 | 1.003 | DCTie | 1 | 0.050029 | 0 | 0 |  |  |  |  | 0.050029 | 0 | 0.78541 | 0.80213 |  |  |  |  | 363 | 0.016717
80137 | CSDR89 | 8 | South | YES | 0.001048 | 33.9 | 0 | 39 | 0 | 1.003 | DCTie | 1 | 0.050029 | 0 | 0 |  |  |  |  | 0.050029 | 0 | 0.78541 | 0.80213 |  |  |  |  | 364 | 0.016717
80138 | CSDR7 | 7 | South | YES | 0.001048 | 6.1 | 0 | 7 | 0 | 1.014 | DCTie | 1 | 0.050029 | 0 | 0 |  |  |  |  | 0.050029 | 0 | 0.78541 | 0.80213 |  |  |  |  | 365 | 0.016717
80139 | CSDR56 | 6 | South | YES | 0.001048 | 0 | 0 | 39 |  | 1.0033 | DCTie | 1 | 0.050029 | 0 | 0 |  |  |  |  | 0.050029 | 0 | 0.78541 | 0.80213 |  |  |  |  | 366 | 0.016717
80139 | CSDR56 | 5 | South | YES | 0.001048 | 15 | 0 | 15 |  | 1.0033 | DCTie | 1 | 0.050029 | 0 | 0 |  |  |  |  | 0.050029 | 0 | 0.78541 | 0.80213 |  |  |  |  | 367 | 0.016717
80140 | CSDR11 | 11 | South | YES | 0.001048 | 33.9 | 0 | 39 | 0 | 1.03 | DCTie | 1 | 0.050029 | 0 | 0 |  |  |  |  | 0.050029 | 0 | 0.78541 | 0.80213 |  |  |  |  | 368 | 0.016717
7020 | L_AUSTPL1_1Y | 1 | South | YES | 0.001032 | 0 | 0 | 8 |  | 1 | Hydro | 1 | 0.050013 | 0 | 0 |  |  |  |  | 0.050013 | 0 | 0.78541 | 0.80213 |  |  |  |  | 369 | 0.016717
7020 | L_AUSTPL1_1Y | 2 | South | YES | 0.001032 | 0 | 0 | 8 |  | 1 | Hydro | 1 | 0.050013 | 0 | 0 |  |  |  |  | 0.050013 | 0 | 0.78541 | 0.80213 |  |  |  |  | 370 | 0.016717
80227 | AIRCO G | 1 | South | YES | 0.001031 | 7.2 | 0 | 8 | 0 | 1.0104 | Cogen | 1 | 0.050012 | 0 | 0 |  |  |  |  | 0.050012 | 0 | 0.78541 | 0.80213 |  |  |  |  | 371 | 0.016717
80224 | VISTRONG1 | 1 | South | YES | 0.001028 | 13.1 | 0 | 15 | 0 | 1.01 | Cogen | 1 | 0.050009 | 0 | 0 |  |  |  |  | 0.050009 | 0 | 0.78541 | 0.80213 |  |  |  |  | 372 | 0.016717
80225 | VISTRONG2 | 2 | South | YES | 0.001028 | 20.2 | 0 | 23 | 0 | 1.01 | Cogen | 1 | 0.050009 | 0 | 0 |  |  |  |  | 0.050009 | 0 | 0.78541 | 0.80213 |  |  |  |  | 373 | 0.016717
8066 | DUP1V#1 | 1 | South | YES | 0.001004 | 52.3 | 0 | 73 | 0 | 1.01 | Cogen | 1 | 0.049985 | 0 | 0 |  |  |  |  | 0.049985 | 0 | 0.78541 | 0.80213 |  |  |  |  | 374 | 0.016717
8173 | VICEC51A | 5 | South | YES | 0.000985 | 144 | 18 | 144 | 0 | 1.025 | CC | 1 | 0.049966 | 144 | 144 |  |  |  |  | 0.049966 | 7.1951 | 0.78782 | 0.80444 |  |  |  |  | 375 | 0.016717
8174 | VICEC61A | 6 | South | YES | 0.000985 | 188 | 42 | 188 | 0 | 1.025 | CC | 1 | 0.049966 | 188 | 188 |  |  |  |  | 0.049966 | 9.3936 | 0.79097 | 0.80746 |  |  |  |  | 376 | 0.016717
5508 | RAYBURNCC9 | 1 | South | YES | 0.000977 | 47.7 | 18.2 | 47.7 | 0 | 1.0296 | CC | 1 | 0.049958 | 47.7 | 47.7 |  |  |  |  | 0.049958 | 2.383 | 0.79176 | 0.80822 |  |  |  |  | 377 | 0.016717
5509 | RAYBURNCC10 | 1 | South | YES | 0.000977 | 37.3 | 5.2 | 37.3 | 0 | 1.0296 | CC | 1 | 0.049958 | 37.3 | 37.3 |  |  |  |  | 0.049958 | 1.8634 | 0.79239 | 0.80882 |  |  |  |  | 378 | 0.01662
5511 | RAYBURNCC7 | 1 | South | YES | 0.000977 | 47.5 | 18.2 | 47.5 | 0 | 1.0296 | CC | 1 | 0.049958 | 47.5 | 47.5 |  |  |  |  | 0.049958 | 2.373 | 0.79318 | 0.80958 |  |  |  |  | 379 | 0.016492
5512 | RAYBURNCC8 | 1 | South | YES | 0.000977 | 49.3 | 18.2 | 49.3 | 0 | 1.0296 | CC | 1 | 0.049958 | 49.3 | 49.3 |  |  |  |  | 0.049958 | 2.4629 | 0.79401 | 0.81037 |  |  |  |  | 380 | 0.01646
5503 | RAYBURNGEN3 | 1 | South | YES | 0.000937 | 17.6 | 6 | 22 | 0 | 1.0224 | GST | 1 | 0.049918 | 22 | 22 |  |  |  |  | 0.049918 | 1.0982 | 0.79437 | 0.81073 |  |  |  |  | 381 | 0.016435
5505 | RAYBURNGEN1 | 1 | South | YES | 0.000937 | 0 | 1 | 11 |  | 1.0223 | GGT | 1 | 0.049918 | 11 | 11 |  |  |  |  | 0.049918 | 0.54909 | 0.79456 | 0.8109 |  |  |  |  | 382 | 0.016402
5506 | RAYBURNGEN2 | 1 | South | YES | 0.000937 | 0 | 1 | 11 |  | 1.0223 | GGT | 1 | 0.049918 | 11 | 11 |  |  |  |  | 0.049918 | 0.54909 | 0.79474 | 0.81108 |  |  |  |  | 383 | 0.016369
7014 | L_HAYSEN1_1Y | 1 | South | YES | 0.000931 | 223.9 | 74 | 223.9 | 0 | 1.008 | CC | 1 | 0.049912 | 223.9 | 223.9 |  |  |  |  | 0.049912 | 11.1752 | 0.79848 | 0.81467 |  |  |  |  | 384 | 0.016354
7015 | L_HAYSEN1_2Y | 2 | South | YES | 0.000931 | 225 | 74 | 225 | 0 | 1.008 | CC | 1 | 0.049912 | 225 | 225 |  |  |  |  | 0.049912 | 11.2301 | 0.80225 | 0.81827 |  |  |  |  | 385 | 0.016346
7016 | L_HAYSEN1_3Y | 3 | South | YES | 0.000931 | 224.6 | 74 | 224.6 | 0 | 1.008 | CC | 1 | 0.049912 | 224.6 | 224.6 |  |  |  |  | 0.049912 | 11.2102 | 0.806 | 0.82187 |  |  |  |  | 386 | 0.016338
7017 | L_HAYSEN1_4Y | 4 | South | YES | 0.000931 | 226.7 | 74 | 226.7 | 0 | 1.008 | CC | 1 | 0.049912 | 226.7 | 226.7 |  |  |  |  | 0.049912 | 11.315 | 0.80979 | 0.82551 |  |  |  |  | 387 | 0.016183
8189 | CUECPL2A | 1 | South | YES | 0.000924 | 12 | 0 | 12 | 0 | 1.02 | Cogen | 1 | 0.049905 | 0 | 0 |  |  |  |  | 0.049905 | 0 | 0.80979 | 0.82551 |  |  |  |  | 388 | 0.016027
7624 | L_LAKEWO9_1Y | 1 | South | YES | 0.000915 | 0 | 0 | 2.4 |  | 1 | Hydro | 1 | 0.049896 | 0 | 0 |  |  |  |  | 0.049896 | 0 | 0.80979 | 0.82551 |  |  |  |  | 389 | 0.015871
7624 | L_LAKEWO9_1Y | 2 | South | YES | 0.000915 | 0 | 0 | 2.4 |  | 1 | Hydro | 1 | 0.049896 | 0 | 0 |  |  |  |  | 0.049896 | 0 | 0.80979 | 0.82551 |  |  |  |  | 390 | 0.015714
7810 | L_RIONOG1G1Y | 1 | South | YES | 0.000885 | 148 | 0 | 148 | 0 | 1.02 | CC | 1 | 0.049866 | 148 | 148 |  |  |  |  | 0.049866 | 7.3801 | 0.81227 | 0.82788
7811 | L_RIONOG1G2Y | 2 | South | YES | 0.000885 | 148 | 0 | 148 | 0 | 1.02 | CC | 1 | 0.049866 | 148 | 148 |  |  |  |  | 0.049866 | 7.3801 | 0.81474 | 0.83025
7812 | L_RIONOG1G3Y | 3 | South | YES | 0.000885 | 154 | 0 | 154 | 0 | 1.02 | CC | 1 | 0.049866 | 154 | 154 |  |  |  |  | 0.049866 | 7.6793 | 0.81732 | 0.83271
7813 | L_RIONOG1S1Y | 4 | South | YES | 0.000885 | 293 | 0 | 293 | 0 | 1.02 | CC | 1 | 0.049866 | 293 | 293 |  |  |  |  | 0.049866 | 14.6107 | 0.82222 | 0.8374
7605 | L_MCQUEE9_1Y | 1 | South | YES | 0.000853 | 0 | 0 | 2.4 |  | 1.025 | Hydro | 1 | 0.049834 | 0 | 0 |  |  |  |  | 0.049834 | 0 | 0.82222 | 0.8374
7605 | L_MCQUEE9_1Y | 2 | South | YES | 0.000853 | 0 | 0 | 2.4 |  | 1.025 | Hydro | 1 | 0.049834 | 0 | 0 |  |  |  |  | 0.049834 | 0 | 0.82222 | 0.8374
7605 | L_MCQUEE9_1Y | 3 | South | YES | 0.000853 | 0 | 0 | 2.8 |  | 1.025 | Hydro | 1 | 0.049834 | 0 | 0 |  |  |  |  | 0.049834 | 0 | 0.82222 | 0.8374
7800 | L_GUADGE1_1Y | 1 | South | YES | 0.000839 | 147 | 30 | 147 | 0 | 1.02 | CC | 1 | 0.04982 | 147 | 147 |  |  |  |  | 0.04982 | 7.3235 | 0.82467 | 0.83975
7801 | L_GUADGE1_2Y | 2 | South | YES | 0.000839 | 138 | 30 | 138 | 0 | 1.02 | CC | 1 | 0.04982 | 138 | 138 |  |  |  |  | 0.04982 | 6.8751 | 0.82698 | 0.84196
7802 | L_GUADGE1_3Y | 3 | South | YES | 0.000839 | 146 | 30 | 146 | 0 | 1.02 | CC | 1 | 0.04982 | 146 | 146 |  |  |  |  | 0.04982 | 7.2737 | 0.82942 | 0.8443
7803 | L_GUADGE1_4Y | 4 | South | YES | 0.000839 | 149 | 30 | 149 | 0 | 1.02 | CC | 1 | 0.04982 | 149 | 149 |  |  |  |  | 0.04982 | 7.4231 | 0.83191 | 0.84668
7804 | L_GUADGE1_5Y | 5 | South | YES | 0.000839 | 182 | 30 | 182 | 0 | 1.02 | CC | 1 | 0.04982 | 182 | 182 |  |  |  |  | 0.04982 | 9.0672 | 0.83496 | 0.84959
7805 | L_GUADGE1_6Y | 6 | South | YES | 0.000839 | 203 | 30 | 203 | 0 | 1.02 | CC | 1 | 0.04982 | 203 | 203 |  |  |  |  | 0.04982 | 10.1134 | 0.83835 | 0.85284
8161 | COLETO0A | 1 | South | YES | 0.000821 | 633 | 200 | 633 | 0 | 1.03 | LIGCO | 1 | 0.049802 | 0 | 633 |  |  |  |  | 0.049802 | 31.5245 | 0.84893 | 0.86296
8926 | LGE_GT10A | 1 | South | YES | 0.000813 | 158 | 0 | 158 | 0 | 1.03 | Cogen | 1 | 0.049794 | 0 | 0 |  |  |  |  | 0.049794 | 0 | 0.84893 | 0.86296
8927 | LGE_GT20A | 2 | South | YES | 0.000813 | 153 | 0 | 153 | 0 | 1.03 | Cogen | 1 | 0.049794 | 0 | 0 |  |  |  |  | 0.049794 | 0 | 0.84893 | 0.86296
8928 | LGE_STG0A | 3 | South | YES | 0.000813 | 100 | 0 | 100 | 0 | 1.03 | Cogen | 1 | 0.049794 | 0 | 0 |  |  |  |  | 0.049794 | 0 | 0.84893 | 0.86296
8930 | ICPGN10A | 1 | South | YES | 0.000813 | 149 | 0 | 149 | 0 | 1.03 | Cogen | 1 | 0.049794 | 0 | 0 |  |  |  |  | 0.049794 | 0 | 0.84893 | 0.86296
8931 | ICPGN20A | 2 | South | YES | 0.000813 | 150 | 0 | 150 | 0 | 1.03 | Cogen | 1 | 0.049794 | 0 | 0 |  |  |  |  | 0.049794 | 0 | 0.84893 | 0.86296
8932 | ICPGN30A | 3 | South | YES | 0.000813 | 127 | 0 | 127 | 0 | 1.03 | Cogen | 1 | 0.049794 | 0 | 0 |  |  |  |  | 0.049794 | 0 | 0.84893 | 0.86296
80223 | REYSHR G | 1 | South | YES | 0.000813 | 12 | 0 | 12 | 0 | 1.032 | Cogen | 1 | 0.049794 | 0 | 0 |  |  |  |  | 0.049794 | 0 | 0.84893 | 0.86296
7609 | L_SCHUMA8_1Y | 1 | South | YES | 0.000787 | 0 | 0 | 4 |  | 1 | Hydro | 1 | 0.049768 | 0 | 0 |  |  |  |  | 0.049768 | 0 | 0.84893 | 0.86296
8442 | NBEC7 | 7 | South | YES | 0.000767 | 0 | 81 | 367 |  | 1.0298 | GST | 1 | 0.049748 | 367 | 367 |  |  |  |  | 0.049748 | 18.2574 | 0.85507 | 0.86882
8442 | NBEC7 | MB | South | YES | 0.000767 | 0 | 81 | 367 |  | 1.0298 | GST | 1 | 0.049748 | 0 | 0 |  |  |  |  | 0.049748 | 0 | 0.85507 | 0.86882
8560 | CNOPGT1 | 1 | South | YES | 0.000766 | 148.3 | 0 | 148.3 | 0 | 1.03 | Cogen | 1 | 0.049747 | 0 | 0 |  |  |  |  | 0.049747 | 0 | 0.85507 | 0.86882
8561 | CNOPGT2 | 2 | South | YES | 0.000766 | 148.6 | 0 | 148.6 | 0 | 1.03 | Cogen | 1 | 0.049747 | 0 | 0 |  |  |  |  | 0.049747 | 0 | 0.85507 | 0.86882
8562 | CNOPST1 | 3 | South | YES | 0.000766 | 153 | 0 | 153 | 0 | 1.03 | Cogen | 1 | 0.049747 | 0 | 0 |  |  |  |  | 0.049747 | 0 | 0.85507 | 0.86882
8456 | COSW#1 | 1 | South | YES | 0.000764 | 20 | 0 | 20 | 0 | 1.027 | Cogen | 1 | 0.049745 | 0 | 0 |  |  |  |  | 0.049745 | 0 | 0.85507 | 0.86882
8457 | COSW#2 | 2 | South | YES | 0.000764 | 14 | 0 | 14 | 0 | 1.027 | Cogen | 1 | 0.049745 | 0 | 0 |  |  |  |  | 0.049745 | 0 | 0.85507 | 0.86882
8459 | B_DAVIS0B | MB | South | YES | 0.000761 | 0 | 50 | 339 |  | 1.03 | GSC | 1 | 0.049742 | 0 | 0 |  |  |  |  | 0.049742 | 0 | 0.85507 | 0.86882
8460 | B_DAVIS0A | MB | South | YES | 0.000761 | 0 | 50 | 340 |  | 1.03 | GSC | 1 | 0.049742 | 0 | 0 |  |  |  |  | 0.049742 | 0 | 0.85507 | 0.86882
80263 | B_DAVIS31A | 3 | South | YES | 0.000761 | 0 | 0 | 180 |  | 1.0366 | CC | 1 | 0.049742 | 180 | 180 |  |  |  |  | 0.049742 | 8.9535 | 0.85808 | 0.8717
80264 | B_DAVIS41A | 4 | South | YES | 0.000761 | 0 | 0 | 180 |  | 1.0366 | CC | 1 | 0.049742 | 180 | 180 |  |  |  |  | 0.049742 | 8.9535 | 0.86109 | 0.87457
7487 | L_CANYHY8_1Y | 1 | South | YES | 0.00076 | 0 | 0 | 6 |  | 1 | Hydro | 1 | 0.049741 | 0 | 0 |  |  |  |  | 0.049741 | 0 | 0.86109 | 0.87457
8506 | VAL #1 | 1 | South | YES | 0.00075 | 20.9 | 0 | 25 | 0 | 1.0055 | Cogen | 1 | 0.049731 | 0 | 0 |  |  |  |  | 0.049731 | 0 | 0.86109 | 0.87457
8507 | VAL #2 | 2 | South | YES | 0.00075 | 20.9 | 0 | 25 | 0 | 1.0055 | Cogen | 1 | 0.049731 | 0 | 0 |  |  |  |  | 0.049731 | 0 | 0.86109 | 0.87457
8511 | OXY_CC0A | 1 | South | YES | 0.00075 | 30.3 | 0 | 38 | 0 | 1.027 | Cogen | 1 | 0.049731 | 0 | 0 |  |  |  |  | 0.049731 | 0 | 0.86109 | 0.87457
8461 | KOCH_UP0A | 1 | South | YES | 0.000744 | 38 | 0 | 38 | 0 | 1.012 | Cogen | 1 | 0.049725 | 0 | 0 |  |  |  |  | 0.049725 | 0 | 0.86109 | 0.87457
80080 | GWINDT11A | 3 | South | YES | 0.000728 | 0 | 0 | 38 | 0 | 1.025 | Wind | 1 | 0.049709 | 0 | 38 |  |  |  |  | 0.049709 | 1.8889 | 0.86172 | 0.87518
80080 | GWINDT11A | 4 | South | YES | 0.000728 | 3.8 | 0 | 19 | 0 | 1.025 | Wind | 1 | 0.049709 | 0 | 19 |  |  |  |  | 0.049709 | 0.94447 | 0.86204 | 0.87548
80080 | GWINDT11A | 2 | South | YES | 0.000728 | 0 | 0 | 41 | 0 | 1.025 | Wind | 1 | 0.049709 | 0 | 41 |  |  |  |  | 0.049709 | 2.0381 | 0.86273 | 0.87614
80080 | GWINDT11A | 1 | South | YES | 0.000728 | 28.2 | 0 | 94 | 0 | 1.025 | Wind | 1 | 0.049709 | 0 | 94 |  |  |  |  | 0.049709 | 4.6726 | 0.8643 | 0.87764
80081 | GWINDT21A | 4 | South | YES | 0.000728 | 4.4 | 0 | 22 | 0 | 1.025 | Wind | 1 | 0.049709 | 0 | 22 |  |  |  |  | 0.049709 | 1.0936 | 0.86467 | 0.87799
80081 | GWINDT21A | 1 | South | YES | 0.000728 | 28.2 | 0 | 94 | 0 | 1.025 | Wind | 1 | 0.049709 | 0 | 94 |  |  |  |  | 0.049709 | 4.6726 | 0.86624 | 0.87949
80081 | GWINDT21A | 3 | South | YES | 0.000728 | 8.6 | 0 | 43 | 0 | 1.025 | Wind | 1 | 0.049709 | 0 | 43 |  |  |  |  | 0.049709 | 2.1375 | 0.86696 | 0.88017
80081 | GWINDT21A | 2 | South | YES | 0.000728 | 7.2 | 0 | 36 | 0 | 1.025 | Wind | 1 | 0.049709 | 0 | 36 |  |  |  |  | 0.049709 | 1.7895 | 0.86756 | 0.88075
80180 | PNSCALT11A | 2 | South | YES | 0.000728 | 10 | 0 | 50 | 0 | 1.025 | Wind | 1 | 0.049709 | 0 | 50 |  |  |  |  | 0.049709 | 2.4854 | 0.8684 | 0.88155
80180 | PNSCALT11A | 1 | South | YES | 0.000728 | 43.8 | 0 | 148 | 0 | 1.025 | Wind | 1 | 0.049709 | 0 | 148 |  |  |  |  | 0.049709 | 7.3569 | 0.87087 | 0.88391
80181 | PNSCALT21A | 2 | South | YES | 0.000728 | 10 | 0 | 50 | 0 | 1.025 | Wind | 1 | 0.049709 | 0 | 50 |  |  |  |  | 0.049709 | 2.4854 | 0.87171 | 0.88471
80181 | PNSCALT21A | 1 | South | YES | 0.000728 | 16.5 | 0 | 55 | 0 | 1.025 | Wind | 1 | 0.049709 | 0 | 55 |  |  |  |  | 0.049709 | 2.734 | 0.87263 | 0.88559
8517 | CELANEBI0A | 1 | South | YES | 0.000724 | 29 | 0 | 29 | 0 | 1.02 | Cogen | 1 | 0.049705 | 0 | 0 |  |  |  |  | 0.049705 | 0 | 0.87263 | 0.88559
5932 | SI_RAY9 | 9 | South | YES | 0.000702 | 32 | 32 | 38 | 0 | 1.035 | CC | 1 | 0.049683 | 38 | 38 |  |  |  |  | 0.049683 | 1.8879 | 0.87326 | 0.88619
5933 | SI_RAY6 | 6 | South | YES | 0.000702 | 15.4 | 10 | 19.3 | 0 | 1.035 | GST | 1 | 0.049683 | 19.3 | 19.3 |  |  |  |  | 0.049683 | 0.95888 | 0.87358 | 0.8865
5935 | SI_RAY10 | 10 | South | YES | 0.000702 | 47 | 10 | 47 | 0 | 1.03 | CC | 1 | 0.049683 | 47 | 47 |  |  |  |  | 0.049683 | 2.3351 | 0.87437 | 0.88725
80003 | MILHWYS | F | South | YES | 0.000702 | 0 | 0 | 0 | 0 | 1.0168 | AVR | 1 | 0.049683 | 0 | 0 |  |  |  |  | 0.049683 | 0 | 0.87437 | 0.88725
5401 | CALAVER_JKS1 | 1 | South | YES | 0.000676 | 562 | 100 | 562 | 0 | 1.026 | LIGCO | 1 | 0.049657 | 0 | 562 |  |  |  |  | 0.049657 | 27.9071 | 0.88377 | 0.89621
8936 | MVGN#1 | 1 | South | YES | 0.000662 | 216.6 | 0 | 216.6 | 0 | 1.0304 | CC | 1 | 0.049643 | 216.6 | 216.6 |  |  |  |  | 0.049643 | 10.7526 | 0.88739 | 0.89966
8937 | MVGN#2 | 2 | South | YES | 0.000662 | 216.7 | 0 | 216.7 | 0 | 1.0304 | CC | 1 | 0.049643 | 216.7 | 216.7 |  |  |  |  | 0.049643 | 10.7576 | 0.89101 | 0.90312
8938 | MVGN#3 | 3 | South | YES | 0.000662 | 250.9 | 0 | 250.9 | 0 | 1.0304 | CC | 1 | 0.049643 | 250.9 | 250.9 |  |  |  |  | 0.049643 | 12.4554 | 0.89521 | 0.90712
8981 | HECN1 | 1 | South | YES | 0.000662 | 144.8 | 0 | 144.8 | 0 | 1.0304 | CC | 1 | 0.049643 | 144.8 | 144.8 |  |  |  |  | 0.049643 | 7.1883 | 0.89763 | 0.90942
8982 | HECN2 | 2 | South | YES | 0.000662 | 144.1 | 0 | 144.1 | 0 | 1.0304 | CC | 1 | 0.049643 | 144.1 | 144.1 |  |  |  |  | 0.049643 | 7.1535 | 0.90004 | 0.91172
8983 | HECN3 | 3 | South | YES | 0.000662 | 171.9 | 0 | 171.9 | 0 | 1.0304 | CC | 1 | 0.049643 | 171.9 | 171.9 |  |  |  |  | 0.049643 | 8.5336 | 0.90291 | 0.91446
5476 | BRA_AVR1_CT1 | 1 | South | YES | 0.000647 | 155 | 90 | 155 | 0 | 1.025 | CC | 1 | 0.049628 | 155 | 155 |  |  |  |  | 0.049628 | 7.6923 | 0.9055 | 0.91693
5477 | BRA_AVR1_ST | 1 | South | YES | 0.000647 | 174 | 138 | 174 | 0 | 1.025 | CC | 1 | 0.049628 | 174 | 174 |  |  |  |  | 0.049628 | 8.6352 | 0.90841 | 0.9197
5478 | BRA_AVR1_CT2 | 1 | South | YES | 0.000647 | 155 | 90 | 155 | 0 | 1.025 | CC | 1 | 0.049628 | 155 | 155 |  |  |  |  | 0.049628 | 7.6923 | 0.911 | 0.92217
5436 | TUTTL_WBT1G1 | 1 | South | YES | 0.000625 | 48.8 | 20 | 61 | 0 | 1.012 | GST | 1 | 0.049606 | 61 | 61 |  |  |  |  | 0.049606 | 3.0259 | 0.91202 | 0.92314
5438 | TUTTL_WBT3G3 | 3 | South | YES | 0.000625 | 95 | 25 | 95 | 0 | 1.012 | GST | 1 | 0.049606 | 95 | 95 |  |  |  |  | 0.049606 | 4.7125 | 0.91361 | 0.92466
5439 | TUTTL_WBT4G4 | 4 | South | YES | 0.000625 | 151 | 40 | 151 | 0 | 1.012 | GST | 1 | 0.049606 | 151 | 151 |  |  |  |  | 0.049606 | 7.4905 | 0.91614 | 0.92706
5903 | SANMIGUELGEN | 1 | South | YES | 0.000619 | 396.3 | 180 | 396.3 | 0 | 1.0336 | LIGCO | 1 | 0.0496 | 0 | 396.3 |  |  |  |  | 0.0496 | 19.6564 | 0.92276 | 0.93337
88198 | BEEVILLE | F | South | YES | 0.000569 | 0 | 0 | 0 | 0 | 1.02 | AVR | 1 | 0.04955 | 0 | 0 |  |  |  |  | 0.04955 | 0 | 0.92276 | 0.93337
5111 | CALAVER_JTD1 | 1 | South | YES | 0.000566 | 430 | 80 | 430 | 0 | 1.0138 | LIGCO | 1 | 0.049547 | 0 | 430 |  |  |  |  | 0.049547 | 21.3051 | 0.92995 | 0.94021
5112 | CALAVER_JTD2 | 2 | South | YES | 0.000566 | 430 | 80 | 430 | 0 | 1.0138 | LIGCO | 1 | 0.049547 | 0 | 430 |  |  |  |  | 0.049547 | 21.3051 | 0.93714 | 0.94706
8933 | FGNTS001 | 1 | South | YES | 0.000566 | 146.5 | 0 | 146.5 | 0 | 1.03 | CC | 1 | 0.049547 | 146.5 | 146.5 |  |  |  |  | 0.049547 | 7.2586 | 0.93959 | 0.94939
8934 | FGNTS101 | 2 | South | YES | 0.000566 | 147.9 | 0 | 147.9 | 0 | 1.03 | CC | 1 | 0.049547 | 147.9 | 147.9 |  |  |  |  | 0.049547 | 7.328 | 0.94206 | 0.95174
8935 | FGNTS201 | 3 | South | YES | 0.000566 | 173 | 0 | 173 | 0 | 1.03 | CC | 1 | 0.049547 | 173 | 173 |  |  |  |  | 0.049547 | 8.5716 | 0.94496 | 0.95449
5396 | CALAVER_OWS1 | 1 | South | YES | 0.000549 | 418 | 80 | 418 | 0 | 1.0192 | GST | 1 | 0.04953 | 418 | 418 |  |  |  |  | 0.04953 | 20.7034 | 0.95195 | 0.96114
5397 | CALAVER_OWS2 | 2 | South | YES | 0.000549 | 400 | 80 | 400 | 0 | 1.0192 | GST | 1 | 0.04953 | 400 | 400 |  |  |  |  | 0.04953 | 19.8119 | 0.95863 | 0.9675
5026 | BRAUNIG_VHB1 | 1 | South | YES | 0.000548 | 215 | 40 | 215 | 0 | 1.0192 | GST | 1 | 0.049529 | 215 | 215 |  |  |  |  | 0.049529 | 10.6487 | 0.96223 | 0.97092
5027 | BRAUNIG_VHB2 | 2 | South | YES | 0.000548 | 216 | 40 | 216 | 0 | 1.0192 | GST | 1 | 0.049529 | 216 | 216 |  |  |  |  | 0.049529 | 10.6982 | 0.96584 | 0.97435
5028 | BRAUNIG_VHB3 | 3 | South | YES | 0.00052 | 407 | 60 | 407 | 0 | 1.0138 | GST | 1 | 0.049501 | 407 | 407 |  |  |  |  | 0.049501 | 20.1468 | 0.97264 | 0.98082
7031 | L_MARSFO1G1Y | 1 | South | YES | 0.000478 | 0 | 0 | 36 |  | 1 | Hydro | 1 | 0.049459 | 0 | 0 |  |  |  |  | 0.049459 | 0 | 0.97264 | 0.98082
7032 | L_MARSFO1G2Y | 2 | South | YES | 0.000478 | 0 | 0 | 35 |  | 1 | Hydro | 1 | 0.049459 | 0 | 0 |  |  |  |  | 0.049459 | 0 | 0.97264 | 0.98082
7033 | L_MARSFO1G3Y | 3 | South | YES | 0.000478 | 0 | 0 | 36 |  | 1 | Hydro | 1 | 0.049459 | 0 | 0 |  |  |  |  | 0.049459 | 0 | 0.97264 | 0.98082
5264 | LEON_LCP3G3 | 3 | South | YES | 0.000431 | 0 | 20 | 58 |  | 1.0197 | GST | 1 | 0.049412 | 58 | 58 |  |  |  |  | 0.049412 | 2.8659 | 0.97361 | 0.98174
5265 | LEON_LCP4G4 | 4 | South | YES | 0.000431 | 89 | 25 | 89 | 0 | 1.0197 | GST | 1 | 0.049412 | 89 | 89 |  |  |  |  | 0.049412 | 4.3976 | 0.9751 | 0.98315
5266 | LEON_LCPCT1 | 1 | South | YES | 0.000431 | 44 | 24 | 44 | 0 | 1.0197 | GGT | 1 | 0.049412 | 44 | 44 |  |  |  |  | 0.049412 | 2.1741 | 0.97584 | 0.98385
5267 | LEON_LCPCT2 | 2 | South | YES | 0.000431 | 44 | 24 | 44 | 0 | 1.0197 | GGT | 1 | 0.049412 | 44 | 44 |  |  |  |  | 0.049412 | 2.1741 | 0.97657 | 0.98455
5268 | LEON_LCPCT3 | 3 | South | YES | 0.000431 | 43 | 24 | 43 | 0 | 1.0197 | GGT | 1 | 0.049412 | 43 | 43 |  |  |  |  | 0.049412 | 2.1247 | 0.97729 | 0.98523
5269 | LEON_LCPCT4 | 4 | South | YES | 0.000431 | 45 | 24 | 45 | 0 | 1.0197 | GGT | 1 | 0.049412 | 45 | 45 |  |  |  |  | 0.049412 | 2.2235 | 0.97805 | 0.98595
88508 | FALFURRI | F | South | YES | 8.5e-05 | 0 | 0 | 0 | 0 | 1 | AVR | 1 | 0.049066 | 0 | 0 |  |  |  |  | 0.049066 | 0 | 0.97805 | 0.98595
5934 | SI_RAY5 | 5 | South | YES | 0 | 0 | 10 | 15 |  | 1.035 | GST | 1 | 0.048981 | 15 | 15 |  |  |  |  | 0.048981 | 0.73471 | 0.9783 | 0.98618
8139 | JOS #1 | MB | South | YES | 0 | 0 | 45 | 255 |  | 1.02 | GST | 1 | 0.048981 | 0 | 0 |  |  |  |  | 0.048981 | 0 | 0.9783 | 0.98618
8285 | LAR #1 | MB | South | YES | 0 | 0 | 9 | 32 |  | 1.0497 | GST | 1 | 0.048981 | 0 | 0 |  |  |  |  | 0.048981 | 0 | 0.9783 | 0.98618
8287 | LAR #2 | MB | South | YES | 0 | 0 | 9 | 32 |  | 1.04 | GST | 1 | 0.048981 | 0 | 0 |  |  |  |  | 0.048981 | 0 | 0.9783 | 0.98618
8288 | LAR #3 | MB | South | YES | 0 | 0 | 25 | 105 |  | 1.04 | GST | 1 | 0.048981 | 0 | 0 |  |  |  |  | 0.048981 | 0 | 0.9783 | 0.98618
8388 | BATES0A | MB | South | YES | 0 | 0 | 21 | 71 |  | 1.033 | GST | 1 | 0.048981 | 0 | 0 |  |  |  |  | 0.048981 | 0 | 0.9783 | 0.98618
8393 | BATES0B | MB | South | YES | 0 | 0 | 25 | 110 |  | 1.03 | GST | 1 | 0.048981 | 0 | 0 |  |  |  |  | 0.048981 | 0 | 0.9783 | 0.98618
8437 | NUECES_B0C | MB | South | YES | 0 | 0 | 7 | 30 |  | 1.03 | GST | 1 | 0.048981 | 0 | 0 |  |  |  |  | 0.048981 | 0 | 0.9783 | 0.98618
8438 | NUECES_B0B | MB | South | YES | 0 | 0 | 26 | 169 |  | 1.03 | GST | 1 | 0.048981 | 0 | 0 |  |  |  |  | 0.048981 | 0 | 0.9783 | 0.98618
39190 | TNSLCGN1__8 | 1 | Houston | YES | 0 | 0 | 10 | 30 |  | 1.03 | Cogen | 1 | 0.048981 | 0 | 0 |  |  |  |  | 0.048981 | 0 | 0.9783 | 0.98618
5728 | FALCONHYDRO2 | 2 | South | YES | -2e-06 | 12 | 0 | 12 | 0 | 1.0234 | Hydro | 1 | 0.048979 | 0 | 0 |  |  |  |  | 0.048979 | 0 | 0.9783 | 0.98618
5729 | FALCONHYDRO3 | 3 | South | YES | -2e-06 | 11 | 0 | 11 | 0 | 1.0234 | Hydro | 1 | 0.048979 | 0 | 0 |  |  |  |  | 0.048979 | 0 | 0.9783 | 0.98618
8048 | FALCONHYDRO1 | 1 | South | YES | -2e-06 | 12 | 0 | 12 | 0 | 1.0234 | Hydro | 1 | 0.048979 | 0 | 0 |  |  |  |  | 0.048979 | 0 | 0.9783 | 0.98618
88299 | ZAPATA | F | South | YES | -0.000545 | 0 | 0 | 0 | 0 | 1.02 | BLT | 1 | 0.048436 | 0 | 0 |  |  |  |  | 0.048436 | 0 | 0.9783 | 0.98618
7028 | L_MARBFA1_1Y | 1 | South | YES | -0.000684 | 0 | 0 | 18 |  | 1 | Hydro | 1 | 0.048297 | 0 | 0 |  |  |  |  | 0.048297 | 0 | 0.9783 | 0.98618
7029 | L_MARBFA1_2Y | 2 | South | YES | -0.000684 | 0 | 0 | 18 |  | 1 | Hydro | 1 | 0.048297 | 0 | 0 |  |  |  |  | 0.048297 | 0 | 0.9783 | 0.98618
7035 | L_WIRTZ_1G1Y | 1 | South | YES | -0.001109 | 0 | 0 | 29 |  | 1 | Hydro | 1 | 0.047872 | 0 | 0 |  |  |  |  | 0.047872 | 0 | 0.9783 | 0.98618
7036 | L_WIRTZ_1G2Y | 2 | South | YES | -0.001109 | 0 | 0 | 29.7 |  | 1 | Hydro | 1 | 0.047872 | 0 | 0 |  |  |  |  | 0.047872 | 0 | 0.9783 | 0.98618
5890 | PEARSALLGEN1 | 1 | South | YES | -0.001235 | 19.2 | 6 | 24 | 0 | 1.0226 | GST | 1 | 0.047746 | 24 | 24 |  |  |  |  | 0.047746 | 1.1459 | 0.9787 | 0.98655
5891 | PEARSALLGEN2 | 1 | South | YES | -0.001235 | 19.4 | 6 | 24.3 | 0 | 1.0226 | GST | 1 | 0.047746 | 24.3 | 24.3 |  |  |  |  | 0.047746 | 1.1602 | 0.9791 | 0.98692
5892 | PEARSALLGEN3 | 1 | South | YES | -0.001235 | 19.1 | 6 | 23.9 | 0 | 1.0226 | GST | 1 | 0.047746 | 23.9 | 23.9 |  |  |  |  | 0.047746 | 1.1411 | 0.9795 | 0.98729
7000 | L_FERGUS1_1Y | 1 | South | YES | -0.001245 | 400 | 65 | 423.3 | 0 | 1.015 | GSC | 1 | 0.047736 | 423.3 | 423.3 |  |  |  |  | 0.047736 | 20.2065 | 0.98658 | 0.99378
7022 | L_BUCHAN1_1Y | 1 | South | YES | -0.001291 | 0 | 0 | 18 |  | 1 | Hydro | 1 | 0.04769 | 0 | 0 |  |  |  |  | 0.04769 | 0 | 0.98658 | 0.99378
7023 | L_BUCHAN1_2Y | 2 | South | YES | -0.001291 | 0 | 0 | 18 |  | 1 | Hydro | 1 | 0.04769 | 0 | 0 |  |  |  |  | 0.04769 | 0 | 0.98658 | 0.99378
7024 | L_BUCHAN1_3Y | 3 | South | YES | -0.001291 | 0 | 0 | 15 |  | 1 | Hydro | 1 | 0.04769 | 0 | 0 |  |  |  |  | 0.04769 | 0 | 0.98658 | 0.99378
80012 | LAR | F | South | YES | -0.001346 | 0 | 0 | 0 | 0 | 1.04 | DCTie | 1 | 0.047635 | 0 | 0 |  |  |  |  | 0.047635 | 0 | 0.98658 | 0.99378
80265 | LARECU40A | 4 | South | YES | -0.001347 | 80 | 0 | 100 |  | 1.039 | GGT | 1 | 0.047634 | 100 | 100 |  |  |  |  | 0.047634 | 4.7634 | 0.98825 | 0.99531
80266 | LARECU50A | 5 | South | YES | -0.001347 | 80 | 0 | 100 |  | 1.039 | GGT | 1 | 0.047634 | 100 | 100 |  |  |  |  | 0.047634 | 4.7634 | 0.98992 | 0.99684
58909 | PEARSALLSCG1 | 3 | South | YES | -0.001752 | 0 | 0 | 8.4 |  | 1.027 | Diesel | 1 | 0.047229 | 8.4 | 8.4 |  |  |  |  | 0.047229 | 0.39672 | 0.99007 | 0.99696
58909 | PEARSALLSCG1 | 4 | South | YES | -0.001752 | 0 | 0 | 8.4 |  | 1.027 | Diesel | 1 | 0.047229 | 8.4 | 8.4 |  |  |  |  | 0.047229 | 0.39672 | 0.99021 | 0.99709
58909 | PEARSALLSCG1 | 6 | South | YES | -0.001752 | 0 | 0 | 8.4 |  | 1.027 | Diesel | 1 | 0.047229 | 8.4 | 8.4 |  |  |  |  | 0.047229 | 0.39672 | 0.99035 | 0.99722
58909 | PEARSALLSCG1 | 5 | South | YES | -0.001752 | 0 | 0 | 8.4 |  | 1.027 | Diesel | 1 | 0.047229 | 8.4 | 8.4 |  |  |  |  | 0.047229 | 0.39672 | 0.99049 | 0.99735
58909 | PEARSALLSCG1 | 1 | South | YES | -0.001752 | 0 | 0 | 8.4 |  | 1.027 | Diesel | 1 | 0.047229 | 8.4 | 8.4 |  |  |  |  | 0.047229 | 0.39672 | 0.99063 | 0.99747
58909 | PEARSALLSCG1 | 2 | South | YES | -0.001752 | 0 | 0 | 8.4 |  | 1.027 | Diesel | 1 | 0.047229 | 8.4 | 8.4 |  |  |  |  | 0.047229 | 0.39672 | 0.99077 | 0.9976
58919 | PEARSALLSCG2 | 5 | South | YES | -0.001752 | 0 | 0 | 8.4 |  | 1.027 | Diesel | 1 | 0.047229 | 8.4 | 8.4 |  |  |  |  | 0.047229 | 0.39672 | 0.99091 | 0.99773
58919 | PEARSALLSCG2 | 6 | South | YES | -0.001752 | 0 | 0 | 8.4 |  | 1.027 | Diesel | 1 | 0.047229 | 8.4 | 8.4 |  |  |  |  | 0.047229 | 0.39672 | 0.99105 | 0.99786
58919 | PEARSALLSCG2 | 1 | South | YES | -0.001752 | 0 | 0 | 8.4 |  | 1.027 | Diesel | 1 | 0.047229 | 8.4 | 8.4 |  |  |  |  | 0.047229 | 0.39672 | 0.99119 | 0.99798
58919 | PEARSALLSCG2 | 2 | South | YES | -0.001752 | 0 | 0 | 8.4 |  | 1.027 | Diesel | 1 | 0.047229 | 8.4 | 8.4 |  |  |  |  | 0.047229 | 0.39672 | 0.99133 | 0.99811
58919 | PEARSALLSCG2 | 4 | South | YES | -0.001752 | 0 | 0 | 8.4 |  | 1.027 | Diesel | 1 | 0.047229 | 8.4 | 8.4 |  |  |  |  | 0.047229 | 0.39672 | 0.99147 | 0.99824
58919 | PEARSALLSCG2 | 3 | South | YES | -0.001752 | 0 | 0 | 8.4 |  | 1.027 | Diesel | 1 | 0.047229 | 8.4 | 8.4 |  |  |  |  | 0.047229 | 0.39672 | 0.99161 | 0.99837
58929 | PEARSALLSCG3 | 4 | South | YES | -0.001752 | 0 | 0 | 8.4 |  | 1.027 | Diesel | 1 | 0.047229 | 8.4 | 8.4 |  |  |  |  | 0.047229 | 0.39672 | 0.99175 | 0.99849
58929 | PEARSALLSCG3 | 6 | South | YES | -0.001752 | 0 | 0 | 8.4 |  | 1.027 | Diesel | 1 | 0.047229 | 8.4 | 8.4 |  |  |  |  | 0.047229 | 0.39672 | 0.99189 | 0.99862
58929 | PEARSALLSCG3 | 2 | South | YES | -0.001752 | 0 | 0 | 8.4 |  | 1.027 | Diesel | 1 | 0.047229 | 8.4 | 8.4 |  |  |  |  | 0.047229 | 0.39672 | 0.99203 | 0.99875
58929 | PEARSALLSCG3 | 5 | South | YES | -0.001752 | 0 | 0 | 8.4 |  | 1.027 | Diesel | 1 | 0.047229 | 8.4 | 8.4 |  |  |  |  | 0.047229 | 0.39672 | 0.99217 | 0.99887
58929 | PEARSALLSCG3 | 1 | South | YES | -0.001752 | 0 | 0 | 8.4 |  | 1.027 | Diesel | 1 | 0.047229 | 8.4 | 8.4 |  |  |  |  | 0.047229 | 0.39672 | 0.99231 | 0.999
58929 | PEARSALLSCG3 | 3 | South | YES | -0.001752 | 0 | 0 | 8.4 |  | 1.027 | Diesel | 1 | 0.047229 | 8.4 | 8.4 |  |  |  |  | 0.047229 | 0.39672 | 0.99245 | 0.99913
58949 | PEARSALLSCG4 | 3 | South | YES | -0.001752 | 0 | 0 | 8.4 |  | 1.027 | Diesel | 1 | 0.047229 | 8.4 | 8.4 |  |  |  |  | 0.047229 | 0.39672 | 0.99259 | 0.99926
58949 | PEARSALLSCG4 | 2 | South | YES | -0.001752 | 0 | 0 | 8.4 |  | 1.027 | Diesel | 1 | 0.047229 | 8.4 | 8.4 |  |  |  |  | 0.047229 | 0.39672 | 0.99273 | 0.99938
58949 | PEARSALLSCG4 | 1 | South | YES | -0.001752 | 0 | 0 | 8.4 |  | 1.027 | Diesel | 1 | 0.047229 | 8.4 | 8.4 |  |  |  |  | 0.047229 | 0.39672 | 0.99287 | 0.99951
58949 | PEARSALLSCG4 | 4 | South | YES | -0.001752 | 0 | 0 | 8.4 |  | 1.027 | Diesel | 1 | 0.047229 | 8.4 | 8.4 |  |  |  |  | 0.047229 | 0.39672 | 0.99301 | 0.99964
58949 | PEARSALLSCG4 | 6 | South | YES | -0.001752 | 0 | 0 | 8.4 |  | 1.027 | Diesel | 1 | 0.047229 | 8.4 | 8.4 |  |  |  |  | 0.047229 | 0.39672 | 0.99315 | 0.99977
58949 | PEARSALLSCG4 | 5 | South | YES | -0.001752 | 0 | 0 | 8.4 |  | 1.027 | Diesel | 1 | 0.047229 | 8.4 | 8.4 |  |  |  |  | 0.047229 | 0.39672 | 0.9933 | 0.99989
7026 | L_INKSDA1_1Y | 1 | South | YES | -0.002115 | 0 | 0 | 13.7 |  | 1 | Hydro | 1 | 0.046866 | 0 | 0 |  |  |  |  | 0.046866 | 0 | 0.9933 | 0.99989
8262 | ELPS | 1 | South | YES | -0.009577 | 6 | 6 | 6 | 0 | 1.15 | Hydro | 1 | 0.039404 | 0 | 0 |  |  |  |  | 0.039404 | 0 | 0.9933 | 0.99989
8032 | AMISTADHYD1 | 1 | South | YES | -0.01335 | 33 | 13 | 33 | 0 | 1.03 | Hydro | 1 | 0.035631 | 0 | 0 |  |  |  |  | 0.035631 | 0 | 0.9933 | 0.99989
8033 | AMISTADHYD2 | 2 | South | YES | -0.01335 | 25 | 13 | 25 | 0 | 1.03 | Hydro | 1 | 0.035631 | 0 | 0 |  |  |  |  | 0.035631 | 0 | 0.9933 | 0.99989
88253 | HAMILTON | F | South | YES | -0.01335 | 0 | 0 | 0 | 0 | 1.04 | BLT | 1 | 0.035631 | 0 | 0 |  |  |  |  | 0.035631 | 0 | 0.9933 | 0.99989
1438 | MESQUITW_2G | 1 | North | YES | -0.048155 | 23.6 | 0 | 236 |  | 1.017 | Wind | 1 | 0.00082572 | 0 | 236 | -11.3646 | 236 |  |  | 0.00082572 | 0.19487 | 0.99724 | 0.99996
1442 | COKFIELD_5 | 1 | North | YES | -0.048155 | 16.5 | 0 | 165 |  | 1.029 | Wind | 1 | 0.00082572 | 0 | 165 | -7.9456 | 165 |  |  | 0.00082572 | 0.13624 | 1 | 1
1437 | MESQUITW_1G | 1 | North | YES | -0.048159 | 40 | 0 | 400 | 0 | 1.023 | Wind | 1 | 0.00082172 | 0 | 400 | -19.2636 | 400 |  |  | 0.00082172 | 0.32869 | 1.0067 | 1.0001
6100 | OKLA7A | EQ | West | YES | -0.024216 | 50 | -220 | 220 | 0 | 1.035 | DCTie | -1 | 0.028274 | 0 | 0 |  |  | 0 | 0 | -0.028274 | 0
6752 | OKLA0A | 1 | West | YES | -0.024216 | 649.7 | 175 | 649.7 | 0 | 1.035 | LIGCO | -1 | 0.028274 | 0 | 649.7 |  |  | 0 | 0 | -0.028274 | 0
11056 | ROSCOE_1G | 1 | West | YES | -0.038843 | 41.8 | 0 | 209 |  | 1 | Wind | -1 | 0.042901 | 0 | 209 |  |  | 0 | 0 | -0.042901 | 0
11057 | CHAMPION_1G | 1 | West | YES | -0.038843 | 25.3 | 0 | 126.5 |  | 1 | Wind | -1 | 0.042901 | 0 | 126.5 |  |  | 0 | 0 | -0.042901 | 0
11058 | PYRON_1G | 1 | West | YES | -0.038843 | 49.8 | 0 | 249 |  | 1 | Wind | -1 | 0.042901 | 0 | 249 |  |  | 0 | 0 | -0.042901 | 0
11059 | INADALE_1G | 1 | West | YES | -0.038843 | 39.4 | 0 | 197 |  | 1 | Wind | -1 | 0.042901 | 0 | 197 |  |  | 0 | 0 | -0.042901 | 0
60202 | FRNDDRCS | F | West | YES | -0.039073 | 0 | 0 | 0 | 0 | 0.9985 | AVR | -1 | 0.043131 | 0 | 0 |  |  | 0 | 0 | -0.043131 | 0
76091 | L_DIVIDE1_1N | W1 | West | YES | -0.043015 | 22.5 | 0 | 112.5 |  | 1.02 | Wind | -1 | 0.047073 | 0 | 112.5 |  |  | 0 | 0 | -0.047073 | 0
76095 | L_CAPRSI1_1N | W1 | West | YES | -0.043015 | 29.9 | 0 | 149.5 | 0 | 1.02 | Wind | -1 | 0.047073 | 0 | 149.5 |  |  | 0 | 0 | -0.047073 | 0
76096 | L_CAPRSI1_2N | W1 | West | YES | -0.043015 | 37.2 | 0 | 186 | 0 | 1.02 | Wind | -1 | 0.047073 | 0 | 186 |  |  | 0 | 0 | -0.047073 | 0
76097 | L_CAPRGE1_1N | W1 | West | YES | -0.043015 | 42.9 | 0 | 214.5 | 0 | 1.02 | Wind | -1 | 0.047073 | 0 | 214.5 |  |  | 0 | 0 | -0.047073 | 0
76031 | L_GASCCR1_1N | W1 | West | YES | -0.043551 | 30 | 0 | 150 |  | 1.02 | Wind | -1 | 0.047609 | 0 | 150 |  |  | 0 | 0 | -0.047609 | 0
60000 | DSKY2 | 1 | West | YES | -0.043772 | 19.1 | 0 | 76.5 |  | 1.039 | Wind | -1 | 0.04783 | 0 | 76.5 |  |  | 0 | 0 | -0.04783 | 0
60018 | DSKY1 | 1 | West | YES | -0.043812 | 21 | 0 | 84 | 0 | 1.023 | Wind | -1 | 0.04787 | 0 | 84 |  |  | 0 | 0 | -0.04787 | 0
60017 | ORNNWP1 | 1 | West | YES | -0.044126 | 20 | 0 | 80 |  | 1.027 | Wind | -1 | 0.048184 | 0 | 80 |  |  | 0 | 0 | -0.048184 | 0
38437 | TNSRBNMESA9 | 1 | West | YES | -0.045058 | 37.5 | 0 | 150 | 0 | 1.02 | Wind | -1 | 0.049116 | 0 | 150 |  |  | 0 | 0 | -0.049116 | 0
38332 | TNWDWRDU2_8 | 1 | West | YES | -0.045086 | 20 | 0 | 80 | 0 | 1.0232 | Wind | -1 | 0.049144 | 0 | 80 |  |  | 0 | 0 | -0.049144 | 0
60016 | WOODWRD11A | 1 | West | YES | -0.045093 | 20 | 0 | 80 |  | 1.033 | Wind | -1 | 0.049151 | 0 | 80 |  |  | 0 | 0 | -0.049151 | 0
6016 | SWMESA | 1 | West | YES | -0.045121 | 18.8 | 0 | 75 |  | 1.03 | Wind | -1 | 0.049179 | 0 | 75 |  |  | 0 | 0 | -0.049179 | 0
60003 | KING_NE1A | 1 | West | YES | -0.045121 | 20 | 0 | 80 |  | 1.03 | Wind | -1 | 0.049179 | 0 | 80 |  |  | 0 | 0 | -0.049179 | 0
60005 | KING_SE1A | 1 | West | YES | -0.045121 | 10 | 0 | 40 |  | 1.035 | Wind | -1 | 0.049179 | 0 | 40 |  |  | 0 | 0 | -0.049179 | 0
60058 | BUFF_GAP1A | 1 | West | YES | -0.045126 | 24 | 0 | 120 |  | 1 | Wind | -1 | 0.049184 | 0 | 120 |  |  | 0 | 0 | -0.049184 | 0
60060 | CIRELLO | 1 | West | YES | -0.045126 | 46.6 | 0 | 233 | 0 | 1 | Wind | -1 | 0.049184 | 0 | 233 |  |  | 0 | 0 | -0.049184 | 0
60063 | BUFF_GAP1B | 1 | West | YES | -0.045126 | 34 | 0 | 170.2 | 0 | 1.02 | Wind | -1 | 0.049184 | 0 | 170.2 |  |  | 0 | 0 | -0.049184 | 0
60066 | H_HOLLOW1A | 1 | West | YES | -0.045126 | 44.4 | 0 | 222 | 0 | 1.005 | Wind | -1 | 0.049184 | 0 | 222 |  |  | 0 | 0 | -0.049184 | 0
60068 | HHOLLOW21A | 1 | West | YES | -0.045126 | 36.8 | 0 | 184 | 0 | 1.025 | Wind | -1 | 0.049184 | 0 | 184 |  |  | 0 | 0 | -0.049184 | 0
60070 | HHOLLOW31A | 1 | West | YES | -0.045126 | 44.8 | 0 | 224 | 0 | 1.025 | Wind | -1 | 0.049184 | 0 | 224 |  |  | 0 | 0 | -0.049184 | 0
60072 | HHOLLOW41A | 1 | West | YES | -0.045126 | 23 | 0 | 115 | 0 | 1.025 | Wind | -1 | 0.049184 | 0 | 115 |  |  | 0 | 0 | -0.049184 | 0
60201 | RIO DRCS | F | West | YES | -0.045181 | 0 | 0 | 0 | 0 | 1.025 | AVR | -1 | 0.049239 | 0 | 0 |  |  | 0 | 0 | -0.049239 | 0
60007 | KING_SW1A | 1 | West | YES | -0.045289 | 20 | 0 | 80 |  | 1.03 | Wind | -1 | 0.049347 | 0 | 80 |  |  | 0 | 0 | -0.049347 | 0
60019 | KING_NW1A | 1 | West | YES | -0.045289 | 20 | 0 | 80 |  | 1.03 | Wind | -1 | 0.049347 | 0 | 80 |  |  | 0 | 0 | -0.049347 | 0
1058 | LONGSHORE_5 | 1 | West | YES | -0.046517 | 30 | 0 | 150 |  | 1.01 | Wind | -1 | 0.050575 | 0 | 150 |  |  | 0 | 0 | -0.050575 | 0
1058 | LONGSHORE_5 | 2 | West | YES | -0.046517 | 44 | 0 | 220 |  | 1.01 | Wind | -1 | 0.050575 | 0 | 220 |  |  | 0 | 0 | -0.050575 | 0
11065 | ELBOWCK_1G | 1 | West | YES | -0.046517 | 23.4 | 0 | 121.9 | 0 | 1 | Wind | -1 | 0.050575 | 0 | 121.9 |  |  | 0 | 0 | -0.050575 | 0
1045 | CALENG1G_1G | 1 | West | YES | -0.046803 | 73.4 | 27 | 73.4 | 0 | 1.014 | Cogen | -1 | 0.050861 | 0 | 0 |  |  | 0 | 0 | -0.050861 | 0
1046 | CALENG2G_2G | 2 | West | YES | -0.046803 | 73.4 | 27 | 73.4 | 0 | 1.014 | Cogen | -1 | 0.050861 | 0 | 0 |  |  | 0 | 0 | -0.050861 | 0
1047 | CALENG3G_3G | 3 | West | YES | -0.046803 | 70.4 | 27 | 70.4 | 0 | 1.014 | Cogen | -1 | 0.050861 | 0 | 0 |  |  | 0 | 0 | -0.050861 | 0
1416 | SWETWATR_1G | 1 | West | YES | -0.047026 | 30 | 18 | 30 | 0 | 1.026 | CC | -1 | 0.051084 | 30 | 30 |  |  | -1.4108 | 30 | -0.051084 | -1.5325
1417 | SWETWATR_2G | 2 | West | YES | -0.047026 | 72 | 36 | 72 | 0 | 1.026 | CC | -1 | 0.051084 | 72 | 72 |  |  | -3.3859 | 72 | -0.051084 | -3.6781
1418 | SWETWATR_3G | 3 | West | YES | -0.047026 | 68 | 36 | 68 | 0 | 1.026 | CC | -1 | 0.051084 | 68 | 68 |  |  | -3.1978 | 68 | -0.051084 | -3.4737
1419 | SWETWATR_4G | 4 | West | YES | -0.047026 | 61 | 36 | 61 | 0 | 1.026 | CC | -1 | 0.051084 | 61 | 61 |  |  | -2.8686 | 61 | -0.051084 | -3.1161
11001 | NAV1CT | 1 | West | YES | -0.047324 | 70.4 | 18 | 70.4 | 0 | 1.029 | CC | -1 | 0.051382 | 70.4 | 70.4 |  |  | -3.3316 | 70.4 | -0.051382 | -3.6173
11009 | NAV2CT | 1 | West | YES | -0.047324 | 71.4 | 18 | 71.4 | 0 | 1.029 | CC | -1 | 0.051382 | 71.4 | 71.4 |  |  | -3.3789 | 71.4 | -0.051382 | -3.6687
11011 | NAV3ST | 1 | West | YES | -0.047324 | 92.8 | 40 | 92.8 | 0 | 1.029 | CC | -1 | 0.051382 | 92.8 | 92.8 |  |  | -4.3917 | 92.8 | -0.051382 | -4.7683
11012 | NAV4CT | 1 | West | YES | -0.047324 | 80 | 18 | 80 | 0 | 1.029 | CC | -1 | 0.051382 | 80 | 80 |  |  | -3.7859 | 80 | -0.051382 | -4.1106
11013 | NAV5CT | 1 | West | YES | -0.047324 | 80 | 18 | 80 | 0 | 1.029 | CC | -1 | 0.051382 | 80 | 80 |  |  | -3.7859 | 80 | -0.051382 | -4.1106
11014 | NAV6ST | 1 | West | YES | -0.047324 | 115 | 40 | 115 | 0 | 1.029 | CC | -1 | 0.051382 | 115 | 115 |  |  | -5.4423 | 115 | -0.051382 | -5.909
11020 | TIEHVSG_1G | 1 | West | YES | -0.047332 | 208.2 | 63 | 208.2 | 0 | 1.012 | CC | -1 | 0.05139 | 208.2 | 208.2 |  |  | -9.8545 | 208.2 | -0.05139 | -10.6995
11021 | TIEHVCG_1G | 1 | West | YES | -0.047332 | 142.1 | 103 | 142.1 | 0 | 1.012 | CC | -1 | 0.05139 | 142.1 | 142.1 |  |  | -6.7259 | 142.1 | -0.05139 | -7.3026
11022 | TIEHVCG_2G | 1 | West | YES | -0.047332 | 132.4 | 103 | 132.4 | 0 | 1.012 | CC | -1 | 0.05139 | 132.4 | 132.4 |  |  | -6.2668 | 132.4 | -0.05139 | -6.8041
11023 | TIEHVCG_3G | 1 | West | YES | -0.047332 | 137.4 | 103 | 137.4 | 0 | 1.012 | CC | -1 | 0.05139 | 137.4 | 137.4 |  |  | -6.5034 | 137.4 | -0.05139 | -7.061
11024 | TIEHVCG_4G | 1 | West | YES | -0.047332 | 147 | 103 | 147 | 0 | 1.012 | CC | -1 | 0.05139 | 147 | 147 |  |  | -6.9578 | 147 | -0.05139 | -7.5544
11025 | TIEHVSG_2G | 1 | West | YES | -0.047332 | 213.2 | 63 | 213.2 | 0 | 1.012 | CC | -1 | 0.05139 | 213.2 | 213.2 |  |  | -10.0912 | 213.2 | -0.05139 | -10.9564
71051 | L_BITTCR1_1N | W1 | West | YES | -0.047441 | 7.5 | 0 | 37.5 |  | 1.02 | Wind | -1 | 0.051499 | 0 | 37.5 |  |  | 0 | 0 | -0.051499 | 0
71054 | L_SWEETW1_1N | W1 | West | YES | -0.047441 | 21.5 | 0 | 107.5 |  | 1.02 | Wind | -1 | 0.051499 | 0 | 107.5 |  |  | 0 | 0 | -0.051499 | 0
71057 | L_SWEETW1_2N | W1 | West | YES | -0.047441 | 27 | 0 | 135 |  | 1.02 | Wind | -1 | 0.051499 | 0 | 135 |  |  | 0 | 0 | -0.051499 | 0
71059 | L_SWEETW1_3N | W1 | West | YES | -0.047441 | 23.8 | 0 | 119 | 0 | 1.02 | Wind | -1 | 0.051499 | 0 | 119 |  |  | 0 | 0 | -0.051499 | 0
71060 | L_SWEETW1_4N | W1 | West | YES | -0.047441 | 21 | 0 | 105 | 0 | 1.02 | Wind | -1 | 0.051499 | 0 | 105 |  |  | 0 | 0 | -0.051499 | 0
71061 | L_SWEETW1_5N | W1 | West | YES | -0.047441 | 16.1 | 0 | 80.5 | 0 | 1.02 | Wind | -1 | 0.051499 | 0 | 80.5 |  |  | 0 | 0 | -0.051499 | 0
1002 | PBCTAGE_1G | A | West | YES | -0.048207 | 64 | 64 | 66 | 0 | 1.036 | GGT | -1 | 0.052265 | 66 | 66 |  |  | -3.1817 | 66 | -0.052265 | -3.4495
1003 | PBCTBGE_2G | B | West | YES | -0.048207 | 65 | 65 | 66 | 0 | 1.036 | GGT | -1 | 0.052265 | 66 | 66 |  |  | -3.1817 | 66 | -0.052265 | -3.4495
1004 | PBCTCGE_3G | C | West | YES | -0.048207 | 62 | 62 | 67 | 0 | 1.036 | GGT | -1 | 0.052265 | 67 | 67 |  |  | -3.2299 | 67 | -0.052265 | -3.5018
1005 | PBCTDGE_4G | D | West | YES | -0.048207 | 65 | 65 | 68 | 0 | 1.036 | GGT | -1 | 0.052265 | 68 | 68 |  |  | -3.2781 | 68 | -0.052265 | -3.554
1006 | PBCTEGE_5G | E | West | YES | -0.048207 | 65 | 65 | 67 | 0 | 1.036 | GGT | -1 | 0.052265 | 67 | 67 |  |  | -3.2299 | 67 | -0.052265 | -3.5018
1007 | PB5GEN_6G | 5 | West | YES | -0.048207 | 91.2 | 40 | 114 | 0 | 1.036 | GST | -1 | 0.052265 | 114 | 114 |  |  | -5.4956 | 114 | -0.052265 | -5.9582
1008 | PB6GEN_7G | 6 | West | YES | -0.048207 | 515 | 130 | 515 | 0 | 1.036 | GST | -1 | 0.052265 | 515 | 515 |  |  | -24.8266 | 515 | -0.052265 | -26.9166
7038 | L_DELAWA1_1Y | 1 | West | YES | -0.048535 | 3.5 | 0 | 35 | 0 | 1 | Wind | -1 | 0.052593 | 0 | 35 |  |  | 0 | 0 | -0.052593 | 0
7038 | L_DELAWA1_1Y | 2 | West | YES | -0.048535 | 3 | 0 | 30 | 0 | 1 | Wind | -1 | 0.052593 | 0 | 30 |  |  | 0 | 0 | -0.052593 | 0
11147 | NOTREES_1G | 1 | West | YES | -0.049251 | 29.8 | 0 | 149 | 0 | 1.017 | Wind | -1 | 0.053309 | 0 | 149 |  |  | 0 | 0 | -0.053309 | 0
1326 | STANTONW_8 | 1 | West | YES | -0.051714 | 20.1 | 0 | 100.5 |  | 1.01 | Wind | -1 | 0.055772 | 0 | 100.5 |  |  | 0 | 0 | -0.055772 | 0
1328 | OCOTILLO_1G | 1 | West | YES | -0.053815 | 11.6 | 0 | 58 |  | 1.01 | Wind | -1 | 0.057873 | 0 | 58 |  |  | 0 | 0 | -0.057873 | 0
1349 | WESTXWIN_1G | 1 | West | YES | -0.053941 | 1.3 | 0 | 6.6 |  | 1.014 | Wind | -1 | 0.057999 | 0 | 6.6 |  |  | 0 | 0 | -0.057999 | 0
1350 | NWPWRG1_1G | 1 | West | YES | -0.053941 | 6.9 | 1 | 34.3 |  | 1.014 | Wind | -1 | 0.057999 | 0 | 34.3 |  |  | 0 | 0 | -0.057999 | 0
1333 | MCDDONAL_8 | 1 | West | YES | -0.054487 | 42.8 | 0 | 214.2 |  | 1.01 | Wind | -1 | 0.058545 | 0 | 214.2 |  |  | 0 | 0 | -0.058545 | 0
1037 | MORGAN5G_5G | 5 | West | YES | -0.055618 | 109.6 | 40 | 137 | 0 | 1.029 | GST | -1 | 0.059676 | 137 | 137 |  |  | -7.6197 | 137 | -0.059676 | -8.1757
1039 | MRGNAG_1G | A | West | YES | -0.055618 | 69 | 69 | 69 | 0 | 1.029 | GGT | -1 | 0.059676 | 69 | 69 |  |  | -3.8376 | 69 | -0.059676 | -4.1177
1040 | MRGNBG_2G | B | West | YES | -0.055618 | 70 | 70 | 71 | 0 | 1.029 | GGT | -1 | 0.059676 | 71 | 71 |  |  | -3.9489 | 71 | -0.059676 | -4.237
1041 | MRGNCG_3G | C | West | YES | -0.055618 | 69 | 69 | 70 | 0 | 1.029 | GGT | -1 | 0.059676 | 70 | 70 |  |  | -3.8933 | 70 | -0.059676 | -4.1773
1042 | MRGNDG_4G | D | West | YES | -0.055618 | 68 | 68 | 68 | 0 | 1.029 | GGT | -1 | 0.059676 | 68 | 68 |  |  | -3.782 | 68 | -0.059676 | -4.058
1043 | MRGNEG_5G | E | West | YES | -0.055618 | 68 | 68 | 70 | 0 | 1.029 | GGT | -1 | 0.059676 | 70 | 70 |  |  | -3.8933 | 70 | -0.059676 | -4.1773
1044 | MRGNFG_6G | F | West | YES | -0.055618 | 66 | 66 | 66 | 0 | 1.029 | GGT | -1 | 0.059676 | 66 | 66 |  |  | -3.6708 | 66 | -0.059676 | -3.9386
1320 | BSP 1 | 1 | West | YES | -0.055978 | 25.5 | 2.9 | 25.8 | 0 | 1 | Cogen | -1 | 0.060036 | 0 | 0 |  |  | 0 | 0 | -0.060036 | 0
1327 | WILDHRSE_1G | 1 | West | YES | -0.057966 | 0 | 0 | 120 |  | 1 | Wind | -1 | 0.062024 | 0 | 120 |  |  | 0 | 0 | -0.062024 | 0
1360 | GUNSIGHT_8 | 1 | West | YES | -0.05943 | 0 | 0 | 120 |  | 1.01 | Wind | -1 | 0.063488 | 0 | 120 |  |  | 0 | 0 | -0.063488 | 0
11320 | COYOTE_1G | 1 | West | YES | -0.064215 | 22.5 | 0 | 225 |  | 1 | Wind | -1 | 0.068273 | 0 | 225 |  |  | 0 | 0 | -0.068273 | 0
11309 | BULLCREK_2G | 1 | West | YES | -0.064921 | 20.9 | 0 | 180 |  | 1 | Wind | -1 | 0.068979 | 0 | 180 |  |  | 0 | 0 | -0.068979 | 0
11310 | BULLCREK_1G | 1 | West | YES | -0.064921 | 15.1 | 0 | 180 |  | 1 | Wind | -1 | 0.068979 | 0 | 180 |  |  | 0 | 0 | -0.068979 | 0
6637 | SNYDERW1A | 1 | West | YES | -0.069234 | 12.6 | 0 | 63 | 0 | 1.025 | Wind | -1 | 0.073292 | 0 | 63 |  |  | 0 | 0 | -0.073292 | 0
1068 | SCURRYCW_1G | 1 | West | YES | -0.072728 | 28.2 | 1.3 | 141 | 0 | 1.0217 | Wind | -1 | 0.076786 | 0 | 141 |  |  | 0 | 0 | -0.076786 | 0
1073 | SCURRYCW_2G | 2 | West | YES | -0.072728 | 24 | 0 | 120 | 0 | 1.0217 | Wind | -1 | 0.076786 | 0 | 120 |  |  | 0 | 0 | -0.076786 | 0
1061 | CIELOGEN_1G | 1 | West | YES | -0.073006 | 19.8 | 0 | 99 |  | 1 | Wind | -1 | 0.077064 | 0 | 99 |  |  | 0 | 0 | -0.077064 | 0
1062 | CIELOGEN_2G | 1 | West | YES | -0.073006 | 12.2 | 0 | 61 |  | 1 | Wind | -1 | 0.077064 | 0 | 61 |  |  | 0 | 0 | -0.077064 | 0
1069 | KINDERMG_1G | 1 | West | YES | -0.073006 | 25 | 5 | 25 | 0 | 1.017 | Cogen | -1 | 0.077064 | 0 | 0 |  |  | 0 | 0 | -0.077064 | 0
1070 | KINDERMG_2G | 1 | West | YES | -0.073006 | 45.7 | 12 | 45.7 | 0 | 1.017 | Cogen | -1 | 0.077064 | 0 | 0 |  |  | 0 | 0 | -0.077064 | 0
1071 | KINDERMG_3G | 1 | West | YES | -0.073006 | 45.7 | 12 | 45.7 | 0 | 1.017 | Cogen | -1 | 0.077064 | 0 | 0 |  |  | 0 | 0 | -0.077064 | 0
60057 | CALLAHAN1A | 1 | West | YES | -0.07954 | 22.8 | 0 | 114 | 0 | 1.04 | Wind | -1 | 0.083598 | 0 | 114 |  |  | 0 | 0 | -0.083598 | 0
1343 | TRENTIPP_8 | 1 | West | YES | -0.081098 | 30 | 0 | 150 |  | 1.014 | Wind | -1 | 0.085156 | 0 | 150 |  |  | 0 | 0 | -0.085156 | 0
1354 | AEPWIND_8 | 1 | West | YES | -0.081098 | 20.2 | 0 | 101 |  | 1 | Wind | -1 | 0.085156 | 0 | 101 |  |  | 0 | 0 | -0.085156 | 0
36998 | RDCNYNG1 | 1 | West | YES | -0.083083 | 16.8 | 0 | 84 |  | 1.01 | Wind | -1 | 0.087141 | 0 | 84 |  |  | 0 | 0 | -0.087141 | 0
6407 | TURKTRAK1A | 1 | West | YES | -0.091422 | 33.9 | 0 | 169.5 | 0 | 1.025 | Wind | -1 | 0.09548 | 0 | 169.5 |  |  | 0 | 0 | -0.09548 | 0
6144 | MCADOO1A | 1 | West | YES | -0.12729 | 15 | 0 | 150 | 0 | 1.025 | Wind | -1 | 0.13134 | 0 | 150 |  |  | 0 | 0 | -0.13134 | 0
60081 | WHRLWIND1A | 1 | West | YES | -0.14211 | 12 | 0 | 60 | 0 | 1.03 | Wind | -1 | 0.14617 | 0 | 60 |  |  | 0 | 0 | -0.14617 | 0
Note on AL4: Zonal Cap - Zonal Impact

## Distributed Slack - Inc
Number of Bus | Name of Bus | ID | Area Name of Gen | AGC | P Sensitivity of Bus | Gen MW | Min MW | Max MW | V Sensitivity of Bus | Set Volt | Tech Type | Zone Impact | Zone Correlation | Inc Max | Dec Max | Souce S.F. Weighting | Souce Capacity | Sink S.F. Weighting | Sink Capacity | PTDF Calc | PTDF Weighting | Cumulative Share of Zonal Cap | Cumulative Share of Zonal Impact | Cont_ Cokfield to GrahamSES and LongCreek to GrahamSES1_5 OL_ Murry to Paint |  | i_PTDF_INC_pt | 102 |  | MRGNFG_6G | Unit at max
60081 | WHRLWIND1A | 1 | West | YES | -0.14211 | 12 | 0 | 60 | 0 | 1.03 | Wind | -1 | 0.14617 | 0 | 60 |  |  | 0 | 0 | -0.14617 | 0 | 0 | 0 |  |  | i_10pctunit | 25 |  | 28 | # units @ max
6144 | MCADOO1A | 1 | West | YES | -0.12729 | 15 | 0 | 150 | 0 | 1.025 | Wind | -1 | 0.13134 | 0 | 150 |  |  | 0 | 0 | -0.13134 | 0 | 0 | 0 | [5 empty] | 0.021315 | delta max
6407 | TURKTRAK1A | 1 | West | YES | -0.091422 | 33.9 | 0 | 169.5 | 0 | 1.025 | Wind | -1 | 0.09548 | 0 | 169.5 |  |  | 0 | 0 | -0.09548 | 0 | 0 | 0 | [5 empty] | Delta
36998 | RDCNYNG1 | 1 | West | YES | -0.083083 | 16.8 | 0 | 84 |  | 1.01 | Wind | -1 | 0.087141 | 0 | 84 |  |  | 0 | 0 | -0.087141 | 0 | 0 | 0 | Weighted Shift Factors |  |  |  | 1 | 0
1343 | TRENTIPP_8 | 1 | West | YES | -0.081098 | 30 | 0 | 150 |  | 1.014 | Wind | -1 | 0.085156 | 0 | 150 |  |  | 0 | 0 | -0.085156 | 0 | 0 | 0 | North | 0.0040583 |  |  | 2 | 0
1354 | AEPWIND_8 | 1 | West | YES | -0.081098 | 20.2 | 0 | 101 |  | 1 | Wind | -1 | 0.085156 | 0 | 101 |  |  | 0 | 0 | -0.085156 | 0 | 0 | 0 | West | -0.048981 |  |  | 3 | 0
60057 | CALLAHAN1A | 1 | West | YES | -0.07954 | 22.8 | 0 | 114 | 0 | 1.04 | Wind | -1 | 0.083598 | 0 | 114 |  |  | 0 | 0 | -0.083598 | 0 | 0 | 0 |  |  |  |  | 4 | 0
1061 | CIELOGEN_1G | 1 | West | YES | -0.073006 | 19.8 | 0 | 99 |  | 1 | Wind | -1 | 0.077064 | 0 | 99 |  |  | 0 | 0 | -0.077064 | 0 | 0 | 0 |  |  |  |  | 5 | 0
1062 | CIELOGEN_2G | 1 | West | YES | -0.073006 | 12.2 | 0 | 61 |  | 1 | Wind | -1 | 0.077064 | 0 | 61 |  |  | 0 | 0 | -0.077064 | 0 | 0 | 0 |  |  |  |  | 6 | 0
1069 | KINDERMG_1G | 1 | West | YES | -0.073006 | 25 | 5 | 25 | 0 | 1.017 | Cogen | -1 | 0.077064 | 0 | 0 |  |  | 0 | 0 | -0.077064 | 0 | 0 | 0 |  |  |  |  | 7 | 0
1070 | KINDERMG_2G | 1 | West | YES | -0.073006 | 45.7 | 12 | 45.7 | 0 | 1.017 | Cogen | -1 | 0.077064 | 0 | 0 |  |  | 0 | 0 | -0.077064 | 0 | 0 | 0 |  |  |  |  | 8 | 0
1071 | KINDERMG_3G | 1 | West | YES | -0.073006 | 45.7 | 12 | 45.7 | 0 | 1.017 | Cogen | -1 | 0.077064 | 0 | 0 |  |  | 0 | 0 | -0.077064 | 0 | 0 | 0 |  |  |  |  | 9 | 0
1068 | SCURRYCW_1G | 1 | West | YES | -0.072728 | 28.2 | 1.3 | 141 | 0 | 1.0217 | Wind | -1 | 0.076786 | 0 | 141 |  |  | 0 | 0 | -0.076786 | 0 | 0 | 0 |  |  |  |  | 10 | 0
1073 | SCURRYCW_2G | 2 | West | YES | -0.072728 | 24 | 0 | 120 | 0 | 1.0217 | Wind | -1 | 0.076786 | 0 | 120 |  |  | 0 | 0 | -0.076786 | 0 | 0 | 0 |  |  |  |  | 11 | 0
6637 | SNYDERW1A | 1 | West | YES | -0.069234 | 12.6 | 0 | 63 | 0 | 1.025 | Wind | -1 | 0.073292 | 0 | 63 |  |  | 0 | 0 | -0.073292 | 0 | 0 | 0 |  |  |  |  | 12 | 0
11309 | BULLCREK_2G | 1 | West | YES | -0.064921 | 20.9 | 0 | 180 |  | 1 | Wind | -1 | 0.068979 | 0 | 180 |  |  | 0 | 0 | -0.068979 | 0 | 0 | 0 |  |  |  |  | 13 | 0
11310 | BULLCREK_1G | 1 | West | YES | -0.064921 | 15.1 | 0 | 180 |  | 1 | Wind | -1 | 0.068979 | 0 | 180 |  |  | 0 | 0 | -0.068979 | 0 | 0 | 0 |  |  |  |  | 14 | 0
11320 | COYOTE_1G | 1 | West | YES | -0.064215 | 22.5 | 0 | 225 |  | 1 | Wind | -1 | 0.068273 | 0 | 225 |  |  | 0 | 0 | -0.068273 | 0 | 0 | 0 |  |  |  |  | 15 | 0
1360 | GUNSIGHT_8 | 1 | West | YES | -0.05943 | 0 | 0 | 120 |  | 1.01 | Wind | -1 | 0.063488 | 0 | 120 |  |  | 0 | 0 | -0.063488 | 0 | 0 | 0 |  |  |  |  | 16 | 0
1327 | WILDHRSE_1G | 1 | West | YES | -0.057966 | 0 | 0 | 120 |  | 1 | Wind | -1 | 0.062024 | 0 | 120 |  |  | 0 | 0 | -0.062024 | 0 | 0 | 0 |  |  |  |  | 17 | 0
1320 | BSP 1 | 1 | West | YES | -0.055978 | 25.5 | 2.9 | 25.8 | 0 | 1 | Cogen | -1 | 0.060036 | 0 | 0 |  |  | 0 | 0 | -0.060036 | 0 | 0 | 0 |  |  |  |  | 18 | 0
1037 | MORGAN5G_5G | 5 | West | YES | -0.055618 | 109.6 | 40 | 137 | 0 | 1.029 | GST | -1 | 0.059676 | 137 | 137 |  |  | -7.6197 | 137 | -0.059676 | -8.1757 | 0.042351 | 0.04765 |  |  |  |  | 19 | 0
1039 | MRGNAG_1G | A | West | YES | -0.055618 | 69 | 69 | 69 | 0 | 1.029 | GGT | -1 | 0.059676 | 69 | 69 |  |  | -3.8376 | 69 | -0.059676 | -4.1177 | 0.06368 | 0.071649 |  |  |  |  | 20 | 0
1040 | MRGNBG_2G | B | West | YES | -0.055618 | 70 | 70 | 71 | 0 | 1.029 | GGT | -1 | 0.059676 | 71 | 71 |  |  | -3.9489 | 71 | -0.059676 | -4.237 | 0.085629 | 0.096344 |  |  |  |  | 21 | 0
1041 | MRGNCG_3G | C | West | YES | -0.055618 | 69 | 69 | 70 | 0 | 1.029 | GGT | -1 | 0.059676 | 70 | 70 |  |  | -3.8933 | 70 | -0.059676 | -4.1773 | 0.10727 | 0.12069 |  |  |  |  | 22 | 0.0052997
1042 | MRGNDG_4G | D | West | YES | -0.055618 | 68 | 68 | 68 | 0 | 1.029 | GGT | -1 | 0.059676 | 68 | 68 |  |  | -3.782 | 68 | -0.059676 | -4.058 | 0.12829 | 0.14434 |  |  |  |  | 23 | 0.0079689
1043 | MRGNEG_5G | E | West | YES | -0.055618 | 68 | 68 | 70 | 0 | 1.029 | GGT | -1 | 0.059676 | 70 | 70 |  |  | -3.8933 | 70 | -0.059676 | -4.1773 | 0.14993 | 0.16869 |  |  |  |  | 24 | 0.010716
1044 | MRGNFG_6G | F | West | YES | -0.055618 | 66 | 66 | 66 | 0 | 1.029 | GGT | -1 | 0.059676 | 66 | 66 |  |  | -3.6708 | 66 | -0.059676 | -3.9386 | 0.17033 | 0.19164 |  |  |  |  | 25 | 0.013423
1333 | MCDDONAL_8 | 1 | West | YES | -0.054487 | 42.8 | 0 | 214.2 |  | 1.01 | Wind | -1 | 0.058545 | 0 | 214.2 |  |  | 0 | 0 | -0.058545 | 0 | 0.17033 | 0.19164 |  |  |  |  | 26 | 0.016054
1349 | WESTXWIN_1G | 1 | West | YES | -0.053941 | 1.3 | 0 | 6.6 |  | 1.014 | Wind | -1 | 0.057999 | 0 | 6.6 |  |  | 0 | 0 | -0.057999 | 0 | 0.17033 | 0.19164 |  |  |  |  | 27 | 0.018762
1350 | NWPWRG1_1G | 1 | West | YES | -0.053941 | 6.9 | 1 | 34.3 |  | 1.014 | Wind | -1 | 0.057999 | 0 | 34.3 |  |  | 0 | 0 | -0.057999 | 0 | 0.17033 | 0.19164 |  |  |  |  | 28 | 0.021315
1328 | OCOTILLO_1G | 1 | West | YES | -0.053815 | 11.6 | 0 | 58 |  | 1.01 | Wind | -1 | 0.057873 | 0 | 58 |  |  | 0 | 0 | -0.057873 | 0 | 0.17033 | 0.19164 |  |  |  |  | 29 | 0.021315
1326 | STANTONW_8 | 1 | West | YES | -0.051714 | 20.1 | 0 | 100.5 |  | 1.01 | Wind | -1 | 0.055772 | 0 | 100.5 |  |  | 0 | 0 | -0.055772 | 0 | 0.17033 | 0.19164 |  |  |  |  | 30 | 0.021315
11147 | NOTREES_1G | 1 | West | YES | -0.049251 | 29.8 | 0 | 149 | 0 | 1.017 | Wind | -1 | 0.053309 | 0 | 149 |  |  | 0 | 0 | -0.053309 | 0 | 0.17033 | 0.19164 |  |  |  |  | 31 | 0.021315
7038 | L_DELAWA1_1Y | 1 | West | YES | -0.048535 | 3.5 | 0 | 35 | 0 | 1 | Wind | -1 | 0.052593 | 0 | 35 |  |  | 0 | 0 | -0.052593 | 0 | 0.17033 | 0.19164 |  |  |  |  | 32 | 0.021315
7038 | L_DELAWA1_1Y | 2 | West | YES | -0.048535 | 3 | 0 | 30 | 0 | 1 | Wind | -1 | 0.052593 | 0 | 30 |  |  | 0 | 0 | -0.052593 | 0 | 0.17033 | 0.19164 |  |  |  |  | 33 | 0.021315
1002 | PBCTAGE_1G | A | West | YES | -0.048207 | 64 | 64 | 66 | 0 | 1.036 | GGT | -1 | 0.052265 | 66 | 66 |  |  | -3.1817 | 66 | -0.052265 | -3.4495 | 0.19073 | 0.21175 |  |  |  |  | 34 | 0.021315
1003 | PBCTBGE_2G | B | West | YES | -0.048207 | 65 | 65 | 66 | 0 | 1.036 | GGT | -1 | 0.052265 | 66 | 66 |  |  | -3.1817 | 66 | -0.052265 | -3.4495 | 0.21113 | 0.23185 |  |  |  |  | 35 | 0.021315
1004 | PBCTCGE_3G | C | West | YES | -0.048207 | 62 | 62 | 67 | 0 | 1.036 | GGT | -1 | 0.052265 | 67 | 67 |  |  | -3.2299 | 67 | -0.052265 | -3.5018 | 0.23185 | 0.25226 |  |  |  |  | 36 | 0.021315
1005 | PBCTDGE_4G | D | West | YES | -0.048207 | 65 | 65 | 68 | 0 | 1.036 | GGT | -1 | 0.052265 | 68 | 68 |  |  | -3.2781 | 68 | -0.052265 | -3.554 | 0.25287 | 0.27298 |  |  |  |  | 37 | 0.021017
1006 | PBCTEGE_5G | E | West | YES | -0.048207 | 65 | 65 | 67 | 0 | 1.036 | GGT | -1 | 0.052265 | 67 | 67 |  |  | -3.2299 | 67 | -0.052265 | -3.5018 | 0.27358 | 0.29339 |  |  |  |  | 38 | 0.02072
1007 | PB5GEN_6G | 5 | West | YES | -0.048207 | 91.2 | 40 | 114 | 0 | 1.036 | GST | -1 | 0.052265 | 114 | 114 |  |  | -5.4956 | 114 | -0.052265 | -5.9582 | 0.30882 | 0.32811 |  |  |  |  | 39 | 0.020418
1008 | PB6GEN_7G | 6 | West | YES | -0.048207 | 515 | 130 | 515 | 0 | 1.036 | GST | -1 | 0.052265 | 515 | 515 |  |  | -24.8266 | 515 | -0.052265 | -26.9166 | 0.46802 | 0.48499 |  |  |  |  | 40 | 0.020111
71051 | L_BITTCR1_1N | W1 | West | YES | -0.047441 | 7.5 | 0 | 37.5 |  | 1.02 | Wind | -1 | 0.051499 | 0 | 37.5 |  |  | 0 | 0 | -0.051499 | 0 | 0.46802 | 0.48499 |  |  |  |  | 41 | 0.019809
71054 | L_SWEETW1_1N | W1 | West | YES | -0.047441 | 21.5 | 0 | 107.5 |  | 1.02 | Wind | -1 | 0.051499 | 0 | 107.5 |  |  | 0 | 0 | -0.051499 | 0 | 0.46802 | 0.48499 |  |  |  |  | 42 | 0.019295
71057 | L_SWEETW1_2N | W1 | West | YES | -0.047441 | 27 | 0 | 135 |  | 1.02 | Wind | -1 | 0.051499 | 0 | 135 |  |  | 0 | 0 | -0.051499 | 0 | 0.46802 | 0.48499 |  |  |  |  | 43 | 0.016972
71059 | L_SWEETW1_3N | W1 | West | YES | -0.047441 | 23.8 | 0 | 119 | 0 | 1.02 | Wind | -1 | 0.051499 | 0 | 119 |  |  | 0 | 0 | -0.051499 | 0 | 0.46802 | 0.48499 |  |  |  |  | 44 | 0.016972
71060 | L_SWEETW1_4N | W1 | West | YES | -0.047441 | 21 | 0 | 105 | 0 | 1.02 | Wind | -1 | 0.051499 | 0 | 105 |  |  | 0 | 0 | -0.051499 | 0 | 0.46802 | 0.48499 |  |  |  |  | 45 | 0.016972
71061 | L_SWEETW1_5N | W1 | West | YES | -0.047441 | 16.1 | 0 | 80.5 | 0 | 1.02 | Wind | -1 | 0.051499 | 0 | 80.5 |  |  | 0 | 0 | -0.051499 | 0 | 0.46802 | 0.48499 |  |  |  |  | 46 | 0.016972
11020 | TIEHVSG_1G | 1 | West | YES | -0.047332 | 208.2 | 63 | 208.2 | 0 | 1.012 | CC | -1 | 0.05139 | 208.2 | 208.2 |  |  | -9.8545 | 208.2 | -0.05139 | -10.6995 | 0.53238 | 0.54735 |  |  |  |  | 47 | 0.016972
11021 | TIEHVCG_1G | 1 | West | YES | -0.047332 | 142.1 | 103 | 142.1 | 0 | 1.012 | CC | -1 | 0.05139 | 142.1 | 142.1 |  |  | -6.7259 | 142.1 | -0.05139 | -7.3026 | 0.57631 | 0.58991 |  |  |  |  | 48 | 0.016972
11022 | TIEHVCG_2G | 1 | West | YES | -0.047332 | 132.4 | 103 | 132.4 | 0 | 1.012 | CC | -1 | 0.05139 | 132.4 | 132.4 |  |  | -6.2668 | 132.4 | -0.05139 | -6.8041 | 0.61724 | 0.62957 |  |  |  |  | 49 | 0.016972
11023 | TIEHVCG_3G | 1 | West | YES | -0.047332 | 137.4 | 103 | 137.4 | 0 | 1.012 | CC | -1 | 0.05139 | 137.4 | 137.4 |  |  | -6.5034 | 137.4 | -0.05139 | -7.061 | 0.65971 | 0.67072 |  |  |  |  | 50 | 0.014972
11024 | TIEHVCG_4G | 1 | West | YES | -0.047332 | 147 | 103 | 147 | 0 | 1.012 | CC | -1 | 0.05139 | 147 | 147 |  |  | -6.9578 | 147 | -0.05139 | -7.5544 | 0.70515 | 0.71475 |  |  |  |  | 51 | 0.013606
11025 | TIEHVSG_2G | 1 | West | YES | -0.047332 | 213.2 | 63 | 213.2 | 0 | 1.012 | CC | -1 | 0.05139 | 213.2 | 213.2 |  |  | -10.0912 | 213.2 | -0.05139 | -10.9564 | 0.77106 | 0.77861 |  |  |  |  | 52 | 0.012334
11001 | NAV1CT | 1 | West | YES | -0.047324 | 70.4 | 18 | 70.4 | 0 | 1.029 | CC | -1 | 0.051382 | 70.4 | 70.4 |  |  | -3.3316 | 70.4 | -0.051382 | -3.6173 | 0.79282 | 0.79969 |  |  |  |  | 53 | 0.011014
11009 | NAV2CT | 1 | West | YES | -0.047324 | 71.4 | 18 | 71.4 | 0 | 1.029 | CC | -1 | 0.051382 | 71.4 | 71.4 |  |  | -3.3789 | 71.4 | -0.051382 | -3.6687 | 0.81489 | 0.82108 |  |  |  |  | 54 | 0.0096011
11011 | NAV3ST | 1 | West | YES | -0.047324 | 92.8 | 40 | 92.8 | 0 | 1.029 | CC | -1 | 0.051382 | 92.8 | 92.8 |  |  | -4.3917 | 92.8 | -0.051382 | -4.7683 | 0.84358 | 0.84887 |  |  |  |  | 55 | 0.0075524
11012 | NAV4CT | 1 | West | YES | -0.047324 | 80 | 18 | 80 | 0 | 1.029 | CC | -1 | 0.051382 | 80 | 80 |  |  | -3.7859 | 80 | -0.051382 | -4.1106 | 0.86831 | 0.87283 |  |  |  |  | 56 | 0.0068726
11013 | NAV5CT | 1 | West | YES | -0.047324 | 80 | 18 | 80 | 0 | 1.029 | CC | -1 | 0.051382 | 80 | 80 |  |  | -3.7859 | 80 | -0.051382 | -4.1106 | 0.89304 | 0.89678 |  |  |  |  | 57 | 0.0061832
11014 | NAV6ST | 1 | West | YES | -0.047324 | 115 | 40 | 115 | 0 | 1.029 | CC | -1 | 0.051382 | 115 | 115 |  |  | -5.4423 | 115 | -0.051382 | -5.909 | 0.92859 | 0.93122 |  |  |  |  | 58 | 0.0052871
1416 | SWETWATR_1G | 1 | West | YES | -0.047026 | 30 | 18 | 30 | 0 | 1.026 | CC | -1 | 0.051084 | 30 | 30 |  |  | -1.4108 | 30 | -0.051084 | -1.5325 | 0.93787 | 0.94016 |  |  |  |  | 59 | 0.0045146
1417 | SWETWATR_2G | 2 | West | YES | -0.047026 | 72 | 36 | 72 | 0 | 1.026 | CC | -1 | 0.051084 | 72 | 72 |  |  | -3.3859 | 72 | -0.051084 | -3.6781 | 0.96012 | 0.96159 |  |  |  |  | 60 | 0.0037422
1418 | SWETWATR_3G | 3 | West | YES | -0.047026 | 68 | 36 | 68 | 0 | 1.026 | CC | -1 | 0.051084 | 68 | 68 |  |  | -3.1978 | 68 | -0.051084 | -3.4737 | 0.98114 | 0.98184 |  |  |  |  | 61 | 0.0026317
1419 | SWETWATR_4G | 4 | West | YES | -0.047026 | 61 | 36 | 61 | 0 | 1.026 | CC | -1 | 0.051084 | 61 | 61 |  |  | -2.8686 | 61 | -0.051084 | -3.1161 | 1 | 1 |  |  |  |  | 62 | 0.0022899
1045 | CALENG1G_1G | 1 | West | YES | -0.046803 | 73.4 | 27 | 73.4 | 0 | 1.014 | Cogen | -1 | 0.050861 | 0 | 0 |  |  | 0 | 0 | -0.050861 | 0 | 1 | 1 |  |  |  |  | 63 | 0.0014697
1046 | CALENG2G_2G | 2 | West | YES | -0.046803 | 73.4 | 27 | 73.4 | 0 | 1.014 | Cogen | -1 | 0.050861 | 0 | 0 |  |  | 0 | 0 | -0.050861 | 0 | 1 | 1 |  |  |  |  | 64 | 0.00069496
1047 | CALENG3G_3G | 3 | West | YES | -0.046803 | 70.4 | 27 | 70.4 | 0 | 1.014 | Cogen | -1 | 0.050861 | 0 | 0 |  |  | 0 | 0 | -0.050861 | 0 | 1 | 1 |  |  |  |  | 65 | 0
1058 | LONGSHORE_5 | 1 | West | YES | -0.046517 | 30 | 0 | 150 |  | 1.01 | Wind | -1 | 0.050575 | 0 | 150 |  |  | 0 | 0 | -0.050575 | 0 | 1 | 1 |  |  |  |  | 66 | 0
1058 | LONGSHORE_5 | 2 | West | YES | -0.046517 | 44 | 0 | 220 |  | 1.01 | Wind | -1 | 0.050575 | 0 | 220 |  |  | 0 | 0 | -0.050575 | 0 | 1 | 1 |  |  |  |  | 67 | 0
11065 | ELBOWCK_1G | 1 | West | YES | -0.046517 | 23.4 | 0 | 121.9 | 0 | 1 | Wind | -1 | 0.050575 | 0 | 121.9 |  |  | 0 | 0 | -0.050575 | 0 | 1 | 1 |  |  |  |  | 68 | 0
60007 | KING_SW1A | 1 | West | YES | -0.045289 | 20 | 0 | 80 |  | 1.03 | Wind | -1 | 0.049347 | 0 | 80 |  |  | 0 | 0 | -0.049347 | 0 | 1 | 1 |  |  |  |  | 69 | 0
60019 | KING_NW1A | 1 | West | YES | -0.045289 | 20 | 0 | 80 |  | 1.03 | Wind | -1 | 0.049347 | 0 | 80 |  |  | 0 | 0 | -0.049347 | 0 | 1 | 1 |  |  |  |  | 70 | 0
60201 | RIO DRCS | F | West | YES | -0.045181 | 0 | 0 | 0 | 0 | 1.025 | AVR | -1 | 0.049239 | 0 | 0 |  |  | 0 | 0 | -0.049239 | 0 | 1 | 1 |  |  |  |  | 71 | 0
60058 | BUFF_GAP1A | 1 | West | YES | -0.045126 | 24 | 0 | 120 |  | 1 | Wind | -1 | 0.049184 | 0 | 120 |  |  | 0 | 0 | -0.049184 | 0 | 1 | 1 |  |  |  |  | 72 | 0
60060 | CIRELLO | 1 | West | YES | -0.045126 | 46.6 | 0 | 233 | 0 | 1 | Wind | -1 | 0.049184 | 0 | 233 |  |  | 0 | 0 | -0.049184 | 0 | 1 | 1 |  |  |  |  | 73 | 0
60063 | BUFF_GAP1B | 1 | West | YES | -0.045126 | 34 | 0 | 170.2 | 0 | 1.02 | Wind | -1 | 0.049184 | 0 | 170.2 |  |  | 0 | 0 | -0.049184 | 0 | 1 | 1 |  |  |  |  | 74 | 0
60066 | H_HOLLOW1A | 1 | West | YES | -0.045126 | 44.4 | 0 | 222 | 0 | 1.005 | Wind | -1 | 0.049184 | 0 | 222 |  |  | 0 | 0 | -0.049184 | 0 | 1 | 1 |  |  |  |  | 75 | 0
60068 | HHOLLOW21A | 1 | West | YES | -0.045126 | 36.8 | 0 | 184 | 0 | 1.025 | Wind | -1 | 0.049184 | 0 | 184 |  |  | 0 | 0 | -0.049184 | 0 | 1 | 1 |  |  |  |  | 76 | 0
60070 | HHOLLOW31A | 1 | West | YES | -0.045126 | 44.8 | 0 | 224 | 0 | 1.025 | Wind | -1 | 0.049184 | 0 | 224 |  |  | 0 | 0 | -0.049184 | 0 | 1 | 1 |  |  |  |  | 77 | 0
60072 | HHOLLOW41A | 1 | West | YES | -0.045126 | 23 | 0 | 115 | 0 | 1.025 | Wind | -1 | 0.049184 | 0 | 115 |  |  | 0 | 0 | -0.049184 | 0 | 1 | 1 |  |  |  |  | 78 | 0
6016 | SWMESA | 1 | West | YES | -0.045121 | 18.8 | 0 | 75 |  | 1.03 | Wind | -1 | 0.049179 | 0 | 75 |  |  | 0 | 0 | -0.049179 | 0 | 1 | 1 |  |  |  |  | 79 | 0
60003 | KING_NE1A | 1 | West | YES | -0.045121 | 20 | 0 | 80 |  | 1.03 | Wind | -1 | 0.049179 | 0 | 80 |  |  | 0 | 0 | -0.049179 | 0 | 1 | 1 |  |  |  |  | 80 | 0
60005 | KING_SE1A | 1 | West | YES | -0.045121 | 10 | 0 | 40 |  | 1.035 | Wind | -1 | 0.049179 | 0 | 40 |  |  | 0 | 0 | -0.049179 | 0 | 1 | 1 |  |  |  |  | 81 | 0
60016 | WOODWRD11A | 1 | West | YES | -0.045093 | 20 | 0 | 80 |  | 1.033 | Wind | -1 | 0.049151 | 0 | 80 |  |  | 0 | 0 | -0.049151 | 0 | 1 | 1 |  |  |  |  | 82 | 0
38332 | TNWDWRDU2_8 | 1 | West | YES | -0.045086 | 20 | 0 | 80 | 0 | 1.0232 | Wind | -1 | 0.049144 | 0 | 80 |  |  | 0 | 0 | -0.049144 | 0 | 1 | 1 |  |  |  |  | 83 | 0
38437 | TNSRBNMESA9 | 1 | West | YES | -0.045058 | 37.5 | 0 | 150 | 0 | 1.02 | Wind | -1 | 0.049116 | 0 | 150 |  |  | 0 | 0 | -0.049116 | 0 | 1 | 1 |  |  |  |  | 84 | 0
60017 | ORNNWP1 | 1 | West | YES | -0.044126 | 20 | 0 | 80 |  | 1.027 | Wind | -1 | 0.048184 | 0 | 80 |  |  | 0 | 0 | -0.048184 | 0 | 1 | 1 |  |  |  |  | 85 | 0
60018 | DSKY1 | 1 | West | YES | -0.043812 | 21 | 0 | 84 | 0 | 1.023 | Wind | -1 | 0.04787 | 0 | 84 |  |  | 0 | 0 | -0.04787 | 0 | 1 | 1 |  |  |  |  | 86 | 0
60000 | DSKY2 | 1 | West | YES | -0.043772 | 19.1 | 0 | 76.5 |  | 1.039 | Wind | -1 | 0.04783 | 0 | 76.5 |  |  | 0 | 0 | -0.04783 | 0 | 1 | 1 |  |  |  |  | 87 | 0
76031 | L_GASCCR1_1N | W1 | West | YES | -0.043551 | 30 | 0 | 150 |  | 1.02 | Wind | -1 | 0.047609 | 0 | 150 |  |  | 0 | 0 | -0.047609 | 0 | 1 | 1 |  |  |  |  | 88 | 0
76091 | L_DIVIDE1_1N | W1 | West | YES | -0.043015 | 22.5 | 0 | 112.5 |  | 1.02 | Wind | -1 | 0.047073 | 0 | 112.5 |  |  | 0 | 0 | -0.047073 | 0 | 1 | 1 |  |  |  |  | 89 | 0
76095 | L_CAPRSI1_1N | W1 | West | YES | -0.043015 | 29.9 | 0 | 149.5 | 0 | 1.02 | Wind | -1 | 0.047073 | 0 | 149.5 |  |  | 0 | 0 | -0.047073 | 0 | 1 | 1 |  |  |  |  | 90 | 0
76096 | L_CAPRSI1_2N | W1 | West | YES | -0.043015 | 37.2 | 0 | 186 | 0 | 1.02 | Wind | -1 | 0.047073 | 0 | 186 |  |  | 0 | 0 | -0.047073 | 0 | 1 | 1 |  |  |  |  | 91 | 0
76097 | L_CAPRGE1_1N | W1 | West | YES | -0.043015 | 42.9 | 0 | 214.5 | 0 | 1.02 | Wind | -1 | 0.047073 | 0 | 214.5 |  |  | 0 | 0 | -0.047073 | 0 | 1 | 1 |  |  |  |  | 92 | 0
60202 | FRNDDRCS | F | West | YES | -0.039073 | 0 | 0 | 0 | 0 | 0.9985 | AVR | -1 | 0.043131 | 0 | 0 |  |  | 0 | 0 | -0.043131 | 0 | 1 | 1 |  |  |  |  | 93 | 0
11056 | ROSCOE_1G | 1 | West | YES | -0.038843 | 41.8 | 0 | 209 |  | 1 | Wind | -1 | 0.042901 | 0 | 209 |  |  | 0 | 0 | -0.042901 | 0 | 1 | 1 |  |  |  |  | 94 | 0
11057 | CHAMPION_1G | 1 | West | YES | -0.038843 | 25.3 | 0 | 126.5 |  | 1 | Wind | -1 | 0.042901 | 0 | 126.5 |  |  | 0 | 0 | -0.042901 | 0 | 1 | 1 |  |  |  |  | 95 | 0
11058 | PYRON_1G | 1 | West | YES | -0.038843 | 49.8 | 0 | 249 |  | 1 | Wind | -1 | 0.042901 | 0 | 249 |  |  | 0 | 0 | -0.042901 | 0 | 1 | 1 |  |  |  |  | 96 | 0
11059 | INADALE_1G | 1 | West | YES | -0.038843 | 39.4 | 0 | 197 |  | 1 | Wind | -1 | 0.042901 | 0 | 197 |  |  | 0 | 0 | -0.042901 | 0 | 1 | 1 |  |  |  |  | 97 | 0
6100 | OKLA7A | EQ | West | YES | -0.024216 | 50 | -220 | 220 | 0 | 1.035 | DCTie | -1 | 0.028274 | 0 | 0 |  |  | 0 | 0 | -0.028274 | 0 | 1 | 1 |  |  |  |  | 98 | 0
6752 | OKLA0A | 1 | West | YES | -0.024216 | 649.7 | 175 | 649.7 | 0 | 1.035 | LIGCO | -1 | 0.028274 | 0 | 649.7 |  |  | 0 | 0 | -0.028274 | 0 | 1 | 1 |  |  |  |  | 99 | 0
1437 | MESQUITW_1G | 1 | North | YES | -0.048159 | 40 | 0 | 400 | 0 | 1.023 | Wind | 1 | 0.00082172 | 0 | 400 | -19.2636 | 400 |  |  | 0.00082172 | 0.32869 | [6 empty] | 100 | 0
1438 | MESQUITW_2G | 1 | North | YES | -0.048155 | 23.6 | 0 | 236 |  | 1.017 | Wind | 1 | 0.00082572 | 0 | 236 | -11.3646 | 236 |  |  | 0.00082572 | 0.19487 | [6 empty] | 101 | 0
1442 | COKFIELD_5 | 1 | North | YES | -0.048155 | 16.5 | 0 | 165 |  | 1.029 | Wind | 1 | 0.00082572 | 0 | 165 | -7.9456 | 165 |  |  | 0.00082572 | 0.13624 | [6 empty] | 102 | 0
8032 | AMISTADHYD1 | 1 | South | YES | -0.01335 | 33 | 13 | 33 | 0 | 1.03 | Hydro | 1 | 0.035631 | 0 | 0 |  |  |  |  | 0.035631 | 0 | [6 empty] | 103 | 0
8033 | AMISTADHYD2 | 2 | South | YES | -0.01335 | 25 | 13 | 25 | 0 | 1.03 | Hydro | 1 | 0.035631 | 0 | 0 |  |  |  |  | 0.035631 | 0 | [6 empty] | 104 | 0
88253 | HAMILTON | F | South | YES | -0.01335 | 0 | 0 | 0 | 0 | 1.04 | BLT | 1 | 0.035631 | 0 | 0 |  |  |  |  | 0.035631 | 0 | [6 empty] | 105 | 0
8262 | ELPS | 1 | South | YES | -0.009577 | 6 | 6 | 6 | 0 | 1.15 | Hydro | 1 | 0.039404 | 0 | 0 |  |  |  |  | 0.039404 | 0 | [6 empty] | 106 | 0
7026 | L_INKSDA1_1Y | 1 | South | YES | -0.002115 | 0 | 0 | 13.7 |  | 1 | Hydro | 1 | 0.046866 | 0 | 0 |  |  |  |  | 0.046866 | 0 | [6 empty] | 107 | 0
58909 | PEARSALLSCG1 | 3 | South | YES | -0.001752 | 0 | 0 | 8.4 |  | 1.027 | Diesel | 1 | 0.047229 | 8.4 | 8.4 |  |  |  |  | 0.047229 | 0.39672 | [6 empty] | 108 | 0
58909 | PEARSALLSCG1 | 4 | South | YES | -0.001752 | 0 | 0 | 8.4 |  | 1.027 | Diesel | 1 | 0.047229 | 8.4 | 8.4 |  |  |  |  | 0.047229 | 0.39672 | [6 empty] | 109 | 0
58909 | PEARSALLSCG1 | 6 | South | YES | -0.001752 | 0 | 0 | 8.4 |  | 1.027 | Diesel | 1 | 0.047229 | 8.4 | 8.4 |  |  |  |  | 0.047229 | 0.39672 | [6 empty] | 110 | 0
58909 | PEARSALLSCG1 | 5 | South | YES | -0.001752 | 0 | 0 | 8.4 |  | 1.027 | Diesel | 1 | 0.047229 | 8.4 | 8.4 |  |  |  |  | 0.047229 | 0.39672 | [6 empty] | 111 | 0
58909 | PEARSALLSCG1 | 1 | South | YES | -0.001752 | 0 | 0 | 8.4 |  | 1.027 | Diesel | 1 | 0.047229 | 8.4 | 8.4 |  |  |  |  | 0.047229 | 0.39672 | [6 empty] | 112 | 0
58909 | PEARSALLSCG1 | 2 | South | YES | -0.001752 | 0 | 0 | 8.4 |  | 1.027 | Diesel | 1 | 0.047229 | 8.4 | 8.4 |  |  |  |  | 0.047229 | 0.39672 | [6 empty] | 113 | 0
58919 | PEARSALLSCG2 | 5 | South | YES | -0.001752 | 0 | 0 | 8.4 |  | 1.027 | Diesel | 1 | 0.047229 | 8.4 | 8.4 |  |  |  |  | 0.047229 | 0.39672 | [6 empty] | 114 | 0
58919 | PEARSALLSCG2 | 6 | South | YES | -0.001752 | 0 | 0 | 8.4 |  | 1.027 | Diesel | 1 | 0.047229 | 8.4 | 8.4 |  |  |  |  | 0.047229 | 0.39672 | [6 empty] | 115 | 0
58919 | PEARSALLSCG2 | 1 | South | YES | -0.001752 | 0 | 0 | 8.4 |  | 1.027 | Diesel | 1 | 0.047229 | 8.4 | 8.4 |  |  |  |  | 0.047229 | 0.39672 | [6 empty] | 116 | 0
58919 | PEARSALLSCG2 | 2 | South | YES | -0.001752 | 0 | 0 | 8.4 |  | 1.027 | Diesel | 1 | 0.047229 | 8.4 | 8.4 |  |  |  |  | 0.047229 | 0.39672 | [6 empty] | 117 | 0
58919 | PEARSALLSCG2 | 4 | South | YES | -0.001752 | 0 | 0 | 8.4 |  | 1.027 | Diesel | 1 | 0.047229 | 8.4 | 8.4 |  |  |  |  | 0.047229 | 0.39672 | [6 empty] | 118 | 0
58919 | PEARSALLSCG2 | 3 | South | YES | -0.001752 | 0 | 0 | 8.4 |  | 1.027 | Diesel | 1 | 0.047229 | 8.4 | 8.4 |  |  |  |  | 0.047229 | 0.39672 | [6 empty] | 119 | 0
58929 | PEARSALLSCG3 | 4 | South | YES | -0.001752 | 0 | 0 | 8.4 |  | 1.027 | Diesel | 1 | 0.047229 | 8.4 | 8.4 |  |  |  |  | 0.047229 | 0.39672 | [6 empty] | 120 | 0
58929 | PEARSALLSCG3 | 6 | South | YES | -0.001752 | 0 | 0 | 8.4 |  | 1.027 | Diesel | 1 | 0.047229 | 8.4 | 8.4 |  |  |  |  | 0.047229 | 0.39672 | [6 empty] | 121 | 0
58929 | PEARSALLSCG3 | 2 | South | YES | -0.001752 | 0 | 0 | 8.4 |  | 1.027 | Diesel | 1 | 0.047229 | 8.4 | 8.4 |  |  |  |  | 0.047229 | 0.39672 | [6 empty] | 122 | 0
58929 | PEARSALLSCG3 | 5 | South | YES | -0.001752 | 0 | 0 | 8.4 |  | 1.027 | Diesel | 1 | 0.047229 | 8.4 | 8.4 |  |  |  |  | 0.047229 | 0.39672 | [6 empty] | 123 | 0
58929 | PEARSALLSCG3 | 1 | South | YES | -0.001752 | 0 | 0 | 8.4 |  | 1.027 | Diesel | 1 | 0.047229 | 8.4 | 8.4 |  |  |  |  | 0.047229 | 0.39672 | [6 empty] | 124 | 0
58929 | PEARSALLSCG3 | 3 | South | YES | -0.001752 | 0 | 0 | 8.4 |  | 1.027 | Diesel | 1 | 0.047229 | 8.4 | 8.4 |  |  |  |  | 0.047229 | 0.39672 | [6 empty] | 125 | 0
58949 | PEARSALLSCG4 | 3 | South | YES | -0.001752 | 0 | 0 | 8.4 |  | 1.027 | Diesel | 1 | 0.047229 | 8.4 | 8.4 |  |  |  |  | 0.047229 | 0.39672 | [6 empty] | 126 | 0
58949 | PEARSALLSCG4 | 2 | South | YES | -0.001752 | 0 | 0 | 8.4 |  | 1.027 | Diesel | 1 | 0.047229 | 8.4 | 8.4 |  |  |  |  | 0.047229 | 0.39672 | [6 empty] | 127 | 0
58949 | PEARSALLSCG4 | 1 | South | YES | -0.001752 | 0 | 0 | 8.4 |  | 1.027 | Diesel | 1 | 0.047229 | 8.4 | 8.4 |  |  |  |  | 0.047229 | 0.39672 | [6 empty] | 128 | 0
58949 | PEARSALLSCG4 | 4 | South | YES | -0.001752 | 0 | 0 | 8.4 |  | 1.027 | Diesel | 1 | 0.047229 | 8.4 | 8.4 |  |  |  |  | 0.047229 | 0.39672 | [6 empty] | 129 | 0
58949 | PEARSALLSCG4 | 6 | South | YES | -0.001752 | 0 | 0 | 8.4 |  | 1.027 | Diesel | 1 | 0.047229 | 8.4 | 8.4 |  |  |  |  | 0.047229 | 0.39672 | [6 empty] | 130 | 0
58949 | PEARSALLSCG4 | 5 | South | YES | -0.001752 | 0 | 0 | 8.4 |  | 1.027 | Diesel | 1 | 0.047229 | 8.4 | 8.4 |  |  |  |  | 0.047229 | 0.39672 | [6 empty] | 131 | 0
80265 | LARECU40A | 4 | South | YES | -0.001347 | 80 | 0 | 100 |  | 1.039 | GGT | 1 | 0.047634 | 100 | 100 |  |  |  |  | 0.047634 | 4.7634 | [6 empty] | 132 | 0
80266 | LARECU50A | 5 | South | YES | -0.001347 | 80 | 0 | 100 |  | 1.039 | GGT | 1 | 0.047634 | 100 | 100 |  |  |  |  | 0.047634 | 4.7634 | [6 empty] | 133 | 0
80012 | LAR | F | South | YES | -0.001346 | 0 | 0 | 0 | 0 | 1.04 | DCTie | 1 | 0.047635 | 0 | 0 |  |  |  |  | 0.047635 | 0 | [6 empty] | 134 | 0
7022 | L_BUCHAN1_1Y | 1 | South | YES | -0.001291 | 0 | 0 | 18 |  | 1 | Hydro | 1 | 0.04769 | 0 | 0 |  |  |  |  | 0.04769 | 0 | [6 empty] | 135 | 0
7023 | L_BUCHAN1_2Y | 2 | South | YES | -0.001291 | 0 | 0 | 18 |  | 1 | Hydro | 1 | 0.04769 | 0 | 0 |  |  |  |  | 0.04769 | 0 | [6 empty] | 136 | 0
7024 | L_BUCHAN1_3Y | 3 | South | YES | -0.001291 | 0 | 0 | 15 |  | 1 | Hydro | 1 | 0.04769 | 0 | 0 |  |  |  |  | 0.04769 | 0 | [6 empty] | 137 | 0
7000 | L_FERGUS1_1Y | 1 | South | YES | -0.001245 | 400 | 65 | 423.3 | 0 | 1.015 | GSC | 1 | 0.047736 | 423.3 | 423.3 |  |  |  |  | 0.047736 | 20.2065 | [6 empty] | 138 | 0
5890 | PEARSALLGEN1 | 1 | South | YES | -0.001235 | 19.2 | 6 | 24 | 0 | 1.0226 | GST | 1 | 0.047746 | 24 | 24 |  |  |  |  | 0.047746 | 1.1459 | [6 empty] | 139 | 0
5891 | PEARSALLGEN2 | 1 | South | YES | -0.001235 | 19.4 | 6 | 24.3 | 0 | 1.0226 | GST | 1 | 0.047746 | 24.3 | 24.3 |  |  |  |  | 0.047746 | 1.1602 | [6 empty] | 140 | 0
5892 | PEARSALLGEN3 | 1 | South | YES | -0.001235 | 19.1 | 6 | 23.9 | 0 | 1.0226 | GST | 1 | 0.047746 | 23.9 | 23.9 |  |  |  |  | 0.047746 | 1.1411 | [6 empty] | 141 | 0
7035 | L_WIRTZ_1G1Y | 1 | South | YES | -0.001109 | 0 | 0 | 29 |  | 1 | Hydro | 1 | 0.047872 | 0 | 0 |  |  |  |  | 0.047872 | 0 | [6 empty] | 142 | 0
7036 | L_WIRTZ_1G2Y | 2 | South | YES | -0.001109 | 0 | 0 | 29.7 |  | 1 | Hydro | 1 | 0.047872 | 0 | 0 |  |  |  |  | 0.047872 | 0 | [6 empty] | 143 | 0
7028 | L_MARBFA1_1Y | 1 | South | YES | -0.000684 | 0 | 0 | 18 |  | 1 | Hydro | 1 | 0.048297 | 0 | 0 |  |  |  |  | 0.048297 | 0 | [6 empty] | 144 | 0
7029 | L_MARBFA1_2Y | 2 | South | YES | -0.000684 | 0 | 0 | 18 |  | 1 | Hydro | 1 | 0.048297 | 0 | 0 |  |  |  |  | 0.048297 | 0 | [6 empty] | 145 | 0
88299 | ZAPATA | F | South | YES | -0.000545 | 0 | 0 | 0 | 0 | 1.02 | BLT | 1 | 0.048436 | 0 | 0 |  |  |  |  | 0.048436 | 0 | [6 empty] | 146 | 0
5728 | FALCONHYDRO2 | 2 | South | YES | -2e-06 | 12 | 0 | 12 | 0 | 1.0234 | Hydro | 1 | 0.048979 | 0 | 0 |  |  |  |  | 0.048979 | 0 | [6 empty] | 147 | 0
5729 | FALCONHYDRO3 | 3 | South | YES | -2e-06 | 11 | 0 | 11 | 0 | 1.0234 | Hydro | 1 | 0.048979 | 0 | 0 |  |  |  |  | 0.048979 | 0 | [6 empty] | 148 | 0
8048 | FALCONHYDRO1 | 1 | South | YES | -2e-06 | 12 | 0 | 12 | 0 | 1.0234 | Hydro | 1 | 0.048979 | 0 | 0 |  |  |  |  | 0.048979 | 0 | [6 empty] | 149 | 0
5934 | SI_RAY5 | 5 | South | YES | 0 | 0 | 10 | 15 |  | 1.035 | GST | 1 | 0.048981 | 15 | 15 |  |  |  |  | 0.048981 | 0.73471 | [6 empty] | 150 | 0
8139 | JOS #1 | MB | South | YES | 0 | 0 | 45 | 255 |  | 1.02 | GST | 1 | 0.048981 | 0 | 0 |  |  |  |  | 0.048981 | 0 | [6 empty] | 151 | 0
8285 | LAR #1 | MB | South | YES | 0 | 0 | 9 | 32 |  | 1.0497 | GST | 1 | 0.048981 | 0 | 0 |  |  |  |  | 0.048981 | 0 | [6 empty] | 152 | 0
8287 | LAR #2 | MB | South | YES | 0 | 0 | 9 | 32 |  | 1.04 | GST | 1 | 0.048981 | 0 | 0 |  |  |  |  | 0.048981 | 0 | [6 empty] | 153 | 0
8288 | LAR #3 | MB | South | YES | 0 | 0 | 25 | 105 |  | 1.04 | GST | 1 | 0.048981 | 0 | 0 |  |  |  |  | 0.048981 | 0 | [6 empty] | 154 | 0
8388 | BATES0A | MB | South | YES | 0 | 0 | 21 | 71 |  | 1.033 | GST | 1 | 0.048981 | 0 | 0 |  |  |  |  | 0.048981 | 0 | [6 empty] | 155 | 0
8393 | BATES0B | MB | South | YES | 0 | 0 | 25 | 110 |  | 1.03 | GST | 1 | 0.048981 | 0 | 0 |  |  |  |  | 0.048981 | 0 | [6 empty] | 156 | 0
8437 | NUECES_B0C | MB | South | YES | 0 | 0 | 7 | 30 |  | 1.03 | GST | 1 | 0.048981 | 0 | 0 |  |  |  |  | 0.048981 | 0 | [6 empty] | 157 | 0
8438 | NUECES_B0B | MB | South | YES | 0 | 0 | 26 | 169 |  | 1.03 | GST | 1 | 0.048981 | 0 | 0 |  |  |  |  | 0.048981 | 0 | [6 empty] | 158 | 0
39190 | TNSLCGN1__8 | 1 | Houston | YES | 0 | 0 | 10 | 30 |  | 1.03 | Cogen | 1 | 0.048981 | 0 | 0 |  |  |  |  | 0.048981 | 0 | [6 empty] | 159 | 0
88508 | FALFURRI | F | South | YES | 8.5e-05 | 0 | 0 | 0 | 0 | 1 | AVR | 1 | 0.049066 | 0 | 0 |  |  |  |  | 0.049066 | 0 | [6 empty] | 160 | 0
5264 | LEON_LCP3G3 | 3 | South | YES | 0.000431 | 0 | 20 | 58 |  | 1.0197 | GST | 1 | 0.049412 | 58 | 58 |  |  |  |  | 0.049412 | 2.8659 | [6 empty] | 161 | 0
5265 | LEON_LCP4G4 | 4 | South | YES | 0.000431 | 89 | 25 | 89 | 0 | 1.0197 | GST | 1 | 0.049412 | 89 | 89 |  |  |  |  | 0.049412 | 4.3976 | [6 empty] | 162 | 0
5266 | LEON_LCPCT1 | 1 | South | YES | 0.000431 | 44 | 24 | 44 | 0 | 1.0197 | GGT | 1 | 0.049412 | 44 | 44 |  |  |  |  | 0.049412 | 2.1741 | [6 empty] | 163 | 0
5267 | LEON_LCPCT2 | 2 | South | YES | 0.000431 | 44 | 24 | 44 | 0 | 1.0197 | GGT | 1 | 0.049412 | 44 | 44 |  |  |  |  | 0.049412 | 2.1741 | [6 empty] | 164 | 0
5268 | LEON_LCPCT3 | 3 | South | YES | 0.000431 | 43 | 24 | 43 | 0 | 1.0197 | GGT | 1 | 0.049412 | 43 | 43 |  |  |  |  | 0.049412 | 2.1247 | [6 empty] | 165 | 0
5269 | LEON_LCPCT4 | 4 | South | YES | 0.000431 | 45 | 24 | 45 | 0 | 1.0197 | GGT | 1 | 0.049412 | 45 | 45 |  |  |  |  | 0.049412 | 2.2235 | [6 empty] | 166 | 0
7031 | L_MARSFO1G1Y | 1 | South | YES | 0.000478 | 0 | 0 | 36 |  | 1 | Hydro | 1 | 0.049459 | 0 | 0 |  |  |  |  | 0.049459 | 0 | [6 empty] | 167 | 0
7032 | L_MARSFO1G2Y | 2 | South | YES | 0.000478 | 0 | 0 | 35 |  | 1 | Hydro | 1 | 0.049459 | 0 | 0 |  |  |  |  | 0.049459 | 0 | [6 empty] | 168 | 0
7033 | L_MARSFO1G3Y | 3 | South | YES | 0.000478 | 0 | 0 | 36 |  | 1 | Hydro | 1 | 0.049459 | 0 | 0 |  |  |  |  | 0.049459 | 0 | [6 empty] | 169 | 0
5028 | BRAUNIG_VHB3 | 3 | South | YES | 0.00052 | 407 | 60 | 407 | 0 | 1.0138 | GST | 1 | 0.049501 | 407 | 407 |  |  |  |  | 0.049501 | 20.1468 | [6 empty] | 170 | 0
5026 | BRAUNIG_VHB1 | 1 | South | YES | 0.000548 | 215 | 40 | 215 | 0 | 1.0192 | GST | 1 | 0.049529 | 215 | 215 |  |  |  |  | 0.049529 | 10.6487 | [6 empty] | 171 | 0
5027 | BRAUNIG_VHB2 | 2 | South | YES | 0.000548 | 216 | 40 | 216 | 0 | 1.0192 | GST | 1 | 0.049529 | 216 | 216 |  |  |  |  | 0.049529 | 10.6982 | [6 empty] | 172 | 0
5396 | CALAVER_OWS1 | 1 | South | YES | 0.000549 | 418 | 80 | 418 | 0 | 1.0192 | GST | 1 | 0.04953 | 418 | 418 |  |  |  |  | 0.04953 | 20.7034 | [6 empty] | 173 | 0
5397 | CALAVER_OWS2 | 2 | South | YES | 0.000549 | 400 | 80 | 400 | 0 | 1.0192 | GST | 1 | 0.04953 | 400 | 400 |  |  |  |  | 0.04953 | 19.8119 | [6 empty] | 174 | 0
5111 | CALAVER_JTD1 | 1 | South | YES | 0.000566 | 430 | 80 | 430 | 0 | 1.0138 | LIGCO | 1 | 0.049547 | 0 | 430 |  |  |  |  | 0.049547 | 21.3051 | [6 empty] | 175 | 0
5112 | CALAVER_JTD2 | 2 | South | YES | 0.000566 | 430 | 80 | 430 | 0 | 1.0138 | LIGCO | 1 | 0.049547 | 0 | 430 |  |  |  |  | 0.049547 | 21.3051 | [6 empty] | 176 | 0
8933 | FGNTS001 | 1 | South | YES | 0.000566 | 146.5 | 0 | 146.5 | 0 | 1.03 | CC | 1 | 0.049547 | 146.5 | 146.5 |  |  |  |  | 0.049547 | 7.2586 | [6 empty] | 177 | 0
8934 | FGNTS101 | 2 | South | YES | 0.000566 | 147.9 | 0 | 147.9 | 0 | 1.03 | CC | 1 | 0.049547 | 147.9 | 147.9 |  |  |  |  | 0.049547 | 7.328 | [6 empty] | 178 | 0
8935 | FGNTS201 | 3 | South | YES | 0.000566 | 173 | 0 | 173 | 0 | 1.03 | CC | 1 | 0.049547 | 173 | 173 |  |  |  |  | 0.049547 | 8.5716 | [6 empty] | 179 | 0
88198 | BEEVILLE | F | South | YES | 0.000569 | 0 | 0 | 0 | 0 | 1.02 | AVR | 1 | 0.04955 | 0 | 0 |  |  |  |  | 0.04955 | 0 | [6 empty] | 180 | 0
5903 | SANMIGUELGEN | 1 | South | YES | 0.000619 | 396.3 | 180 | 396.3 | 0 | 1.0336 | LIGCO | 1 | 0.0496 | 0 | 396.3 |  |  |  |  | 0.0496 | 19.6564 | [6 empty] | 181 | 0
5436 | TUTTL_WBT1G1 | 1 | South | YES | 0.000625 | 48.8 | 20 | 61 | 0 | 1.012 | GST | 1 | 0.049606 | 61 | 61 |  |  |  |  | 0.049606 | 3.0259 | [6 empty] | 182 | 0
5438 | TUTTL_WBT3G3 | 3 | South | YES | 0.000625 | 95 | 25 | 95 | 0 | 1.012 | GST | 1 | 0.049606 | 95 | 95 |  |  |  |  | 0.049606 | 4.7125 | [6 empty] | 183 | 0
5439 | TUTTL_WBT4G4 | 4 | South | YES | 0.000625 | 151 | 40 | 151 | 0 | 1.012 | GST | 1 | 0.049606 | 151 | 151 |  |  |  |  | 0.049606 | 7.4905 | [6 empty] | 184 | 0
5476 | BRA_AVR1_CT1 | 1 | South | YES | 0.000647 | 155 | 90 | 155 | 0 | 1.025 | CC | 1 | 0.049628 | 155 | 155 |  |  |  |  | 0.049628 | 7.6923 | [6 empty] | 185 | 0
5477 | BRA_AVR1_ST | 1 | South | YES | 0.000647 | 174 | 138 | 174 | 0 | 1.025 | CC | 1 | 0.049628 | 174 | 174 |  |  |  |  | 0.049628 | 8.6352 | [6 empty] | 186 | 0
5478 | BRA_AVR1_CT2 | 1 | South | YES | 0.000647 | 155 | 90 | 155 | 0 | 1.025 | CC | 1 | 0.049628 | 155 | 155 |  |  |  |  | 0.049628 | 7.6923 | [6 empty] | 187 | 0
8936 | MVGN#1 | 1 | South | YES | 0.000662 | 216.6 | 0 | 216.6 | 0 | 1.0304 | CC | 1 | 0.049643 | 216.6 | 216.6 |  |  |  |  | 0.049643 | 10.7526 | [6 empty] | 188 | 0
8937 | MVGN#2 | 2 | South | YES | 0.000662 | 216.7 | 0 | 216.7 | 0 | 1.0304 | CC | 1 | 0.049643 | 216.7 | 216.7 |  |  |  |  | 0.049643 | 10.7576 | [6 empty] | 189 | 0
8938 | MVGN#3 | 3 | South | YES | 0.000662 | 250.9 | 0 | 250.9 | 0 | 1.0304 | CC | 1 | 0.049643 | 250.9 | 250.9 |  |  |  |  | 0.049643 | 12.4554 | [6 empty] | 190 | 0
8981 | HECN1 | 1 | South | YES | 0.000662 | 144.8 | 0 | 144.8 | 0 | 1.0304 | CC | 1 | 0.049643 | 144.8 | 144.8 |  |  |  |  | 0.049643 | 7.1883 | [6 empty] | 191 | 0
8982 | HECN2 | 2 | South | YES | 0.000662 | 144.1 | 0 | 144.1 | 0 | 1.0304 | CC | 1 | 0.049643 | 144.1 | 144.1 |  |  |  |  | 0.049643 | 7.1535 | [6 empty] | 192 | 0
8983 | HECN3 | 3 | South | YES | 0.000662 | 171.9 | 0 | 171.9 | 0 | 1.0304 | CC | 1 | 0.049643 | 171.9 | 171.9 |  |  |  |  | 0.049643 | 8.5336 | [6 empty] | 193 | 0
5401 | CALAVER_JKS1 | 1 | South | YES | 0.000676 | 562 | 100 | 562 | 0 | 1.026 | LIGCO | 1 | 0.049657 | 0 | 562 |  |  |  |  | 0.049657 | 27.9071 | [6 empty] | 194 | 0
5932 | SI_RAY9 | 9 | South | YES | 0.000702 | 32 | 32 | 38 | 0 | 1.035 | CC | 1 | 0.049683 | 38 | 38 |  |  |  |  | 0.049683 | 1.8879 | [6 empty] | 195 | 0
5933 | SI_RAY6 | 6 | South | YES | 0.000702 | 15.4 | 10 | 19.3 | 0 | 1.035 | GST | 1 | 0.049683 | 19.3 | 19.3 |  |  |  |  | 0.049683 | 0.95888 | [6 empty] | 196 | 0
5935 | SI_RAY10 | 10 | South | YES | 0.000702 | 47 | 10 | 47 | 0 | 1.03 | CC | 1 | 0.049683 | 47 | 47 |  |  |  |  | 0.049683 | 2.3351 | [6 empty] | 197 | 0
80003 | MILHWYS | F | South | YES | 0.000702 | 0 | 0 | 0 | 0 | 1.0168 | AVR | 1 | 0.049683 | 0 | 0 |  |  |  |  | 0.049683 | 0 | [6 empty] | 198 | 0
8517 | CELANEBI0A | 1 | South | YES | 0.000724 | 29 | 0 | 29 | 0 | 1.02 | Cogen | 1 | 0.049705 | 0 | 0 |  |  |  |  | 0.049705 | 0 | [6 empty] | 199 | 0
80080 | GWINDT11A | 3 | South | YES | 0.000728 | 0 | 0 | 38 | 0 | 1.025 | Wind | 1 | 0.049709 | 0 | 38 |  |  |  |  | 0.049709 | 1.8889 | [6 empty] | 200 | 0
80080 | GWINDT11A | 4 | South | YES | 0.000728 | 3.8 | 0 | 19 | 0 | 1.025 | Wind | 1 | 0.049709 | 0 | 19 |  |  |  |  | 0.049709 | 0.94447 | [6 empty] | 201 | 0
80080 | GWINDT11A | 2 | South | YES | 0.000728 | 0 | 0 | 41 | 0 | 1.025 | Wind | 1 | 0.049709 | 0 | 41 |  |  |  |  | 0.049709 | 2.0381 | [6 empty] | 202 | 0
80080 | GWINDT11A | 1 | South | YES | 0.000728 | 28.2 | 0 | 94 | 0 | 1.025 | Wind | 1 | 0.049709 | 0 | 94 |  |  |  |  | 0.049709 | 4.6726 | [6 empty] | 203 | 0
80081 | GWINDT21A | 4 | South | YES | 0.000728 | 4.4 | 0 | 22 | 0 | 1.025 | Wind | 1 | 0.049709 | 0 | 22 |  |  |  |  | 0.049709 | 1.0936 | [6 empty] | 204 | 0
80081 | GWINDT21A | 1 | South | YES | 0.000728 | 28.2 | 0 | 94 | 0 | 1.025 | Wind | 1 | 0.049709 | 0 | 94 |  |  |  |  | 0.049709 | 4.6726 | [6 empty] | 205 | 0
80081 | GWINDT21A | 3 | South | YES | 0.000728 | 8.6 | 0 | 43 | 0 | 1.025 | Wind | 1 | 0.049709 | 0 | 43 |  |  |  |  | 0.049709 | 2.1375 | [6 empty] | 206 | 0
80081 | GWINDT21A | 2 | South | YES | 0.000728 | 7.2 | 0 | 36 | 0 | 1.025 | Wind | 1 | 0.049709 | 0 | 36 |  |  |  |  | 0.049709 | 1.7895 | [6 empty] | 207 | 0
80180 | PNSCALT11A | 2 | South | YES | 0.000728 | 10 | 0 | 50 | 0 | 1.025 | Wind | 1 | 0.049709 | 0 | 50 |  |  |  |  | 0.049709 | 2.4854 | [6 empty] | 208 | 0
80180 | PNSCALT11A | 1 | South | YES | 0.000728 | 43.8 | 0 | 148 | 0 | 1.025 | Wind | 1 | 0.049709 | 0 | 148 |  |  |  |  | 0.049709 | 7.3569 | [6 empty] | 209 | 0
80181 | PNSCALT21A | 2 | South | YES | 0.000728 | 10 | 0 | 50 | 0 | 1.025 | Wind | 1 | 0.049709 | 0 | 50 |  |  |  |  | 0.049709 | 2.4854 | [6 empty] | 210 | 0
80181 | PNSCALT21A | 1 | South | YES | 0.000728 | 16.5 | 0 | 55 | 0 | 1.025 | Wind | 1 | 0.049709 | 0 | 55 |  |  |  |  | 0.049709 | 2.734 | [6 empty] | 211 | 0
8461 | KOCH_UP0A | 1 | South | YES | 0.000744 | 38 | 0 | 38 | 0 | 1.012 | Cogen | 1 | 0.049725 | 0 | 0 |  |  |  |  | 0.049725 | 0 | [6 empty] | 212 | 0
8506 | VAL #1 | 1 | South | YES | 0.00075 | 20.9 | 0 | 25 | 0 | 1.0055 | Cogen | 1 | 0.049731 | 0 | 0 |  |  |  |  | 0.049731 | 0 | [6 empty] | 213 | 0
8507 | VAL #2 | 2 | South | YES | 0.00075 | 20.9 | 0 | 25 | 0 | 1.0055 | Cogen | 1 | 0.049731 | 0 | 0 |  |  |  |  | 0.049731 | 0 | [6 empty] | 214 | 0
8511 | OXY_CC0A | 1 | South | YES | 0.00075 | 30.3 | 0 | 38 | 0 | 1.027 | Cogen | 1 | 0.049731 | 0 | 0 |  |  |  |  | 0.049731 | 0 | [6 empty] | 215 | 0
7487 | L_CANYHY8_1Y | 1 | South | YES | 0.00076 | 0 | 0 | 6 |  | 1 | Hydro | 1 | 0.049741 | 0 | 0 |  |  |  |  | 0.049741 | 0 | [6 empty] | 216 | 0
8459 | B_DAVIS0B | MB | South | YES | 0.000761 | 0 | 50 | 339 |  | 1.03 | GSC | 1 | 0.049742 | 0 | 0 |  |  |  |  | 0.049742 | 0 | [6 empty] | 217 | 0
8460 | B_DAVIS0A | MB | South | YES | 0.000761 | 0 | 50 | 340 |  | 1.03 | GSC | 1 | 0.049742 | 0 | 0 |  |  |  |  | 0.049742 | 0 | [6 empty] | 218 | 0
80263 | B_DAVIS31A | 3 | South | YES | 0.000761 | 0 | 0 | 180 |  | 1.0366 | CC | 1 | 0.049742 | 180 | 180 |  |  |  |  | 0.049742 | 8.9535 | [6 empty] | 219 | 0
80264 | B_DAVIS41A | 4 | South | YES | 0.000761 | 0 | 0 | 180 |  | 1.0366 | CC | 1 | 0.049742 | 180 | 180 |  |  |  |  | 0.049742 | 8.9535 | [6 empty] | 220 | 0
8456 | COSW#1 | 1 | South | YES | 0.000764 | 20 | 0 | 20 | 0 | 1.027 | Cogen | 1 | 0.049745 | 0 | 0 |  |  |  |  | 0.049745 | 0 | [6 empty] | 221 | 0
8457 | COSW#2 | 2 | South | YES | 0.000764 | 14 | 0 | 14 | 0 | 1.027 | Cogen | 1 | 0.049745 | 0 | 0 |  |  |  |  | 0.049745 | 0 | [6 empty] | 222 | 0
8560 | CNOPGT1 | 1 | South | YES | 0.000766 | 148.3 | 0 | 148.3 | 0 | 1.03 | Cogen | 1 | 0.049747 | 0 | 0 |  |  |  |  | 0.049747 | 0 | [6 empty] | 223 | 0
8561 | CNOPGT2 | 2 | South | YES | 0.000766 | 148.6 | 0 | 148.6 | 0 | 1.03 | Cogen | 1 | 0.049747 | 0 | 0 |  |  |  |  | 0.049747 | 0 | [6 empty] | 224 | 0
8562 | CNOPST1 | 3 | South | YES | 0.000766 | 153 | 0 | 153 | 0 | 1.03 | Cogen | 1 | 0.049747 | 0 | 0 |  |  |  |  | 0.049747 | 0 | [6 empty] | 225 | 0
8442 | NBEC7 | 7 | South | YES | 0.000767 | 0 | 81 | 367 |  | 1.0298 | GST | 1 | 0.049748 | 367 | 367 |  |  |  |  | 0.049748 | 18.2574 | [6 empty] | 226 | 0
8442 | NBEC7 | MB | South | YES | 0.000767 | 0 | 81 | 367 |  | 1.0298 | GST | 1 | 0.049748 | 0 | 0 |  |  |  |  | 0.049748 | 0 | [6 empty] | 227 | 0
7609 | L_SCHUMA8_1Y | 1 | South | YES | 0.000787 | 0 | 0 | 4 |  | 1 | Hydro | 1 | 0.049768 | 0 | 0 |  |  |  |  | 0.049768 | 0 | [6 empty] | 228 | 0
8926 | LGE_GT10A | 1 | South | YES | 0.000813 | 158 | 0 | 158 | 0 | 1.03 | Cogen | 1 | 0.049794 | 0 | 0 |  |  |  |  | 0.049794 | 0 | [6 empty] | 229 | 0
8927 | LGE_GT20A | 2 | South | YES | 0.000813 | 153 | 0 | 153 | 0 | 1.03 | Cogen | 1 | 0.049794 | 0 | 0 |  |  |  |  | 0.049794 | 0 | [6 empty] | 230 | 0
8928 | LGE_STG0A | 3 | South | YES | 0.000813 | 100 | 0 | 100 | 0 | 1.03 | Cogen | 1 | 0.049794 | 0 | 0 |  |  |  |  | 0.049794 | 0 | [6 empty] | 231 | 0
8930 | ICPGN10A | 1 | South | YES | 0.000813 | 149 | 0 | 149 | 0 | 1.03 | Cogen | 1 | 0.049794 | 0 | 0 |  |  |  |  | 0.049794 | 0 | [6 empty] | 232 | 0
8931 | ICPGN20A | 2 | South | YES | 0.000813 | 150 | 0 | 150 | 0 | 1.03 | Cogen | 1 | 0.049794 | 0 | 0 |  |  |  |  | 0.049794 | 0 | [6 empty] | 233 | 0
8932 | ICPGN30A | 3 | South | YES | 0.000813 | 127 | 0 | 127 | 0 | 1.03 | Cogen | 1 | 0.049794 | 0 | 0 |  |  |  |  | 0.049794 | 0 | [6 empty] | 234 | 0
80223 | REYSHR G | 1 | South | YES | 0.000813 | 12 | 0 | 12 | 0 | 1.032 | Cogen | 1 | 0.049794 | 0 | 0 |  |  |  |  | 0.049794 | 0 | [6 empty] | 235 | 0
8161 | COLETO0A | 1 | South | YES | 0.000821 | 633 | 200 | 633 | 0 | 1.03 | LIGCO | 1 | 0.049802 | 0 | 633 |  |  |  |  | 0.049802 | 31.5245 | [6 empty] | 236 | 0
7800 | L_GUADGE1_1Y | 1 | South | YES | 0.000839 | 147 | 30 | 147 | 0 | 1.02 | CC | 1 | 0.04982 | 147 | 147 |  |  |  |  | 0.04982 | 7.3235 | [6 empty] | 237 | 0
7801 | L_GUADGE1_2Y | 2 | South | YES | 0.000839 | 138 | 30 | 138 | 0 | 1.02 | CC | 1 | 0.04982 | 138 | 138 |  |  |  |  | 0.04982 | 6.8751 | [6 empty] | 238 | 0
7802 | L_GUADGE1_3Y | 3 | South | YES | 0.000839 | 146 | 30 | 146 | 0 | 1.02 | CC | 1 | 0.04982 | 146 | 146 |  |  |  |  | 0.04982 | 7.2737 | [6 empty] | 239 | 0
7803 | L_GUADGE1_4Y | 4 | South | YES | 0.000839 | 149 | 30 | 149 | 0 | 1.02 | CC | 1 | 0.04982 | 149 | 149 |  |  |  |  | 0.04982 | 7.4231 | [6 empty] | 240 | 0
7804 | L_GUADGE1_5Y | 5 | South | YES | 0.000839 | 182 | 30 | 182 | 0 | 1.02 | CC | 1 | 0.04982 | 182 | 182 |  |  |  |  | 0.04982 | 9.0672 | [6 empty] | 241 | 0
7805 | L_GUADGE1_6Y | 6 | South | YES | 0.000839 | 203 | 30 | 203 | 0 | 1.02 | CC | 1 | 0.04982 | 203 | 203 |  |  |  |  | 0.04982 | 10.1134 | [6 empty] | 242 | 0
7605 | L_MCQUEE9_1Y | 1 | South | YES | 0.000853 | 0 | 0 | 2.4 |  | 1.025 | Hydro | 1 | 0.049834 | 0 | 0 |  |  |  |  | 0.049834 | 0 | [6 empty] | 243 | 0
7605 | L_MCQUEE9_1Y | 2 | South | YES | 0.000853 | 0 | 0 | 2.4 |  | 1.025 | Hydro | 1 | 0.049834 | 0 | 0 |  |  |  |  | 0.049834 | 0 | [6 empty] | 244 | 0
7605 | L_MCQUEE9_1Y | 3 | South | YES | 0.000853 | 0 | 0 | 2.8 |  | 1.025 | Hydro | 1 | 0.049834 | 0 | 0 |  |  |  |  | 0.049834 | 0 | [6 empty] | 245 | 0
7810 | L_RIONOG1G1Y | 1 | South | YES | 0.000885 | 148 | 0 | 148 | 0 | 1.02 | CC | 1 | 0.049866 | 148 | 148 |  |  |  |  | 0.049866 | 7.3801 | [6 empty] | 246 | 0
7811 | L_RIONOG1G2Y | 2 | South | YES | 0.000885 | 148 | 0 | 148 | 0 | 1.02 | CC | 1 | 0.049866 | 148 | 148 |  |  |  |  | 0.049866 | 7.3801 | [6 empty] | 247 | 0
7812 | L_RIONOG1G3Y | 3 | South | YES | 0.000885 | 154 | 0 | 154 | 0 | 1.02 | CC | 1 | 0.049866 | 154 | 154 |  |  |  |  | 0.049866 | 7.6793 | [6 empty] | 248 | 0
7813 | L_RIONOG1S1Y | 4 | South | YES | 0.000885 | 293 | 0 | 293 | 0 | 1.02 | CC | 1 | 0.049866 | 293 | 293 |  |  |  |  | 0.049866 | 14.6107 | [6 empty] | 249 | 0
7624 | L_LAKEWO9_1Y | 1 | South | YES | 0.000915 | 0 | 0 | 2.4 |  | 1 | Hydro | 1 | 0.049896 | 0 | 0 |  |  |  |  | 0.049896 | 0 | [6 empty] | 250 | 0
7624 | L_LAKEWO9_1Y | 2 | South | YES | 0.000915 | 0 | 0 | 2.4 |  | 1 | Hydro | 1 | 0.049896 | 0 | 0 |  |  |  |  | 0.049896 | 0 | [6 empty] | 251 | 0
8189 | CUECPL2A | 1 | South | YES | 0.000924 | 12 | 0 | 12 | 0 | 1.02 | Cogen | 1 | 0.049905 | 0 | 0 |  |  |  |  | 0.049905 | 0 | [6 empty] | 252 | 0
7014 | L_HAYSEN1_1Y | 1 | South | YES | 0.000931 | 223.9 | 74 | 223.9 | 0 | 1.008 | CC | 1 | 0.049912 | 223.9 | 223.9 |  |  |  |  | 0.049912 | 11.1752 | [6 empty] | 253 | 0
7015 | L_HAYSEN1_2Y | 2 | South | YES | 0.000931 | 225 | 74 | 225 | 0 | 1.008 | CC | 1 | 0.049912 | 225 | 225 |  |  |  |  | 0.049912 | 11.2301 | [6 empty] | 254 | 0
7016 | L_HAYSEN1_3Y | 3 | South | YES | 0.000931 | 224.6 | 74 | 224.6 | 0 | 1.008 | CC | 1 | 0.049912 | 224.6 | 224.6 |  |  |  |  | 0.049912 | 11.2102 | [6 empty] | 255 | 0
7017 | L_HAYSEN1_4Y | 4 | South | YES | 0.000931 | 226.7 | 74 | 226.7 | 0 | 1.008 | CC | 1 | 0.049912 | 226.7 | 226.7 |  |  |  |  | 0.049912 | 11.315 | [6 empty] | 256 | 0
5503 | RAYBURNGEN3 | 1 | South | YES | 0.000937 | 17.6 | 6 | 22 | 0 | 1.0224 | GST | 1 | 0.049918 | 22 | 22 |  |  |  |  | 0.049918 | 1.0982 | [6 empty] | 257 | 0
5505 | RAYBURNGEN1 | 1 | South | YES | 0.000937 | 0 | 1 | 11 |  | 1.0223 | GGT | 1 | 0.049918 | 11 | 11 |  |  |  |  | 0.049918 | 0.54909 | [6 empty] | 258 | 0
5506 | RAYBURNGEN2 | 1 | South | YES | 0.000937 | 0 | 1 | 11 |  | 1.0223 | GGT | 1 | 0.049918 | 11 | 11 |  |  |  |  | 0.049918 | 0.54909 | [6 empty] | 259 | 0
5508 | RAYBURNCC9 | 1 | South | YES | 0.000977 | 47.7 | 18.2 | 47.7 | 0 | 1.0296 | CC | 1 | 0.049958 | 47.7 | 47.7 |  |  |  |  | 0.049958 | 2.383 | [6 empty] | 260 | 0
5509 | RAYBURNCC10 | 1 | South | YES | 0.000977 | 37.3 | 5.2 | 37.3 | 0 | 1.0296 | CC | 1 | 0.049958 | 37.3 | 37.3 |  |  |  |  | 0.049958 | 1.8634 | [6 empty] | 261 | 0
5511 | RAYBURNCC7 | 1 | South | YES | 0.000977 | 47.5 | 18.2 | 47.5 | 0 | 1.0296 | CC | 1 | 0.049958 | 47.5 | 47.5 |  |  |  |  | 0.049958 | 2.373 | [6 empty] | 262 | 0
5512 | RAYBURNCC8 | 1 | South | YES | 0.000977 | 49.3 | 18.2 | 49.3 | 0 | 1.0296 | CC | 1 | 0.049958 | 49.3 | 49.3 |  |  |  |  | 0.049958 | 2.4629 | [6 empty] | 263 | 0
8173 | VICEC51A | 5 | South | YES | 0.000985 | 144 | 18 | 144 | 0 | 1.025 | CC | 1 | 0.049966 | 144 | 144 |  |  |  |  | 0.049966 | 7.1951 | [6 empty] | 264 | 0
8174 | VICEC61A | 6 | South | YES | 0.000985 | 188 | 42 | 188 | 0 | 1.025 | CC | 1 | 0.049966 | 188 | 188 |  |  |  |  | 0.049966 | 9.3936 | [6 empty] | 265 | 0
8066 | DUP1V#1 | 1 | South | YES | 0.001004 | 52.3 | 0 | 73 | 0 | 1.01 | Cogen | 1 | 0.049985 | 0 | 0 |  |  |  |  | 0.049985 | 0 | [6 empty] | 266 | 0
80224 | VISTRONG1 | 1 | South | YES | 0.001028 | 13.1 | 0 | 15 | 0 | 1.01 | Cogen | 1 | 0.050009 | 0 | 0 |  |  |  |  | 0.050009 | 0 | [6 empty] | 267 | 0
80225 | VISTRONG2 | 2 | South | YES | 0.001028 | 20.2 | 0 | 23 | 0 | 1.01 | Cogen | 1 | 0.050009 | 0 | 0 |  |  |  |  | 0.050009 | 0 | [6 empty] | 268 | 0
80227 | AIRCO G | 1 | South | YES | 0.001031 | 7.2 | 0 | 8 | 0 | 1.0104 | Cogen | 1 | 0.050012 | 0 | 0 |  |  |  |  | 0.050012 | 0 | [6 empty] | 269 | 0
7020 | L_AUSTPL1_1Y | 1 | South | YES | 0.001032 | 0 | 0 | 8 |  | 1 | Hydro | 1 | 0.050013 | 0 | 0 |  |  |  |  | 0.050013 | 0 | [6 empty] | 270 | 0
7020 | L_AUSTPL1_1Y | 2 | South | YES | 0.001032 | 0 | 0 | 8 |  | 1 | Hydro | 1 | 0.050013 | 0 | 0 |  |  |  |  | 0.050013 | 0 | [6 empty] | 271 | 0
8147 | UCAR #2 | 10 | South | YES | 0.001048 | 18.2 | 0 | 28 |  | 1 | Cogen | 1 | 0.050029 | 0 | 0 |  |  |  |  | 0.050029 | 0 | [6 empty] | 272 | 0
8148 | UCAR #1 | 2 | South | YES | 0.001048 | 6.1 | 0 | 7 | 0 | 1.009 | Cogen | 1 | 0.050029 | 0 | 0 |  |  |  |  | 0.050029 | 0 | [6 empty] | 273 | 0
80137 | CSDR89 | 9 | South | YES | 0.001048 | 15 | 0 | 15 | 0 | 1.003 | DCTie | 1 | 0.050029 | 0 | 0 |  |  |  |  | 0.050029 | 0 | [6 empty] | 274 | 0
80137 | CSDR89 | 8 | South | YES | 0.001048 | 33.9 | 0 | 39 | 0 | 1.003 | DCTie | 1 | 0.050029 | 0 | 0 |  |  |  |  | 0.050029 | 0 | [6 empty] | 275 | 0
80138 | CSDR7 | 7 | South | YES | 0.001048 | 6.1 | 0 | 7 | 0 | 1.014 | DCTie | 1 | 0.050029 | 0 | 0 |  |  |  |  | 0.050029 | 0 | [6 empty] | 276 | 0
80139 | CSDR56 | 6 | South | YES | 0.001048 | 0 | 0 | 39 |  | 1.0033 | DCTie | 1 | 0.050029 | 0 | 0 |  |  |  |  | 0.050029 | 0 | [6 empty] | 277 | 0
80139 | CSDR56 | 5 | South | YES | 0.001048 | 15 | 0 | 15 |  | 1.0033 | DCTie | 1 | 0.050029 | 0 | 0 |  |  |  |  | 0.050029 | 0 | [6 empty] | 278 | 0
80140 | CSDR11 | 11 | South | YES | 0.001048 | 33.9 | 0 | 39 | 0 | 1.03 | DCTie | 1 | 0.050029 | 0 | 0 |  |  |  |  | 0.050029 | 0 | [6 empty] | 279 | 0
9016 | SANDH_G1 | 1 | South | YES | 0.00109 | 45 | 2 | 49 | 0 | 1.0175 | GGT | 1 | 0.050071 | 49 | 49 |  |  |  |  | 0.050071 | 2.4535 | [6 empty] | 280 | 0
9017 | SANDH_G2 | 2 | South | YES | 0.00109 | 45 | 2 | 46 | 0 | 1.0175 | GGT | 1 | 0.050071 | 46 | 46 |  |  |  |  | 0.050071 | 2.3033 | [6 empty] | 281 | 0
9018 | SANDH_G3 | 3 | South | YES | 0.00109 | 45 | 2 | 46 | 0 | 1.0175 | GGT | 1 | 0.050071 | 46 | 46 |  |  |  |  | 0.050071 | 2.3033 | [6 empty] | 282 | 0
9019 | SANDH_G4 | 4 | South | YES | 0.00109 | 0 | 2 | 47 |  | 1.0175 | GGT | 1 | 0.050071 | 47 | 47 |  |  |  |  | 0.050071 | 2.3533 | [6 empty] | 283 | 0
9020 | SANDHG5A | 5A | South | YES | 0.00109 | 150 | 84 | 155 | 0 | 1.0175 | CC | 1 | 0.050071 | 155 | 155 |  |  |  |  | 0.050071 | 7.761 | [6 empty] | 284 | 0
9021 | SANDHG5C | 5C | South | YES | 0.00109 | 140 | 0 | 148 | 0 | 1.0175 | CC | 1 | 0.050071 | 148 | 148 |  |  |  |  | 0.050071 | 7.4105 | [6 empty] | 285 | 0
9000 | DECKR_G1 | 1 | South | YES | 0.001092 | 280 | 50 | 321 | 0 | 1.015 | GST | 1 | 0.050073 | 321 | 321 |  |  |  |  | 0.050073 | 16.0733 | [6 empty] | 286 | 0
9001 | DECKR_G2 | 2 | South | YES | 0.001092 | 400 | 50 | 426 | 0 | 1.015 | GST | 1 | 0.050073 | 426 | 426 |  |  |  |  | 0.050073 | 21.331 | [6 empty] | 287 | 0
80226 | ALCOA G | 1 | South | YES | 0.001123 | 32.3 | 5 | 48 | 0 | 1.015 | Cogen | 1 | 0.050104 | 0 | 0 |  |  |  |  | 0.050104 | 0 | [6 empty] | 288 | 0
9002 | DECKR_G3 | 3 | South | YES | 0.001133 | 0 | 24 | 42 |  | 1.015 | GGT | 1 | 0.050114 | 42 | 42 |  |  |  |  | 0.050114 | 2.1048 | [6 empty] | 289 | 0
9003 | DECKR_G4 | 4 | South | YES | 0.001133 | 44 | 24 | 44 | 0 | 1.015 | GGT | 1 | 0.050114 | 44 | 44 |  |  |  |  | 0.050114 | 2.205 | [6 empty] | 290 | 0
9004 | DECKR_G5 | 5 | South | YES | 0.001133 | 44 | 24 | 44 | 0 | 1.015 | GGT | 1 | 0.050114 | 44 | 44 |  |  |  |  | 0.050114 | 2.205 | [6 empty] | 291 | 0
9005 | DECKR_G6 | 6 | South | YES | 0.001133 | 44 | 24 | 47 | 0 | 1.015 | GGT | 1 | 0.050114 | 47 | 47 |  |  |  |  | 0.050114 | 2.3553 | [6 empty] | 292 | 0
8134 | FOR #1 | 1 | South | YES | 0.001143 | 54.1 | 45 | 79 | 0 | 1 | Cogen | 1 | 0.050124 | 0 | 0 |  |  |  |  | 0.050124 | 0 | [6 empty] | 293 | 0
8138 | FOR #2 | 2 | South | YES | 0.001143 | 63.1 | 45 | 81 | 0 | 1 | Cogen | 1 | 0.050124 | 0 | 0 |  |  |  |  | 0.050124 | 0 | [6 empty] | 294 | 0
8153 | FOR #3 | 3 | South | YES | 0.001143 | 63.1 | 45 | 79.9 | 0 | 1 | Cogen | 1 | 0.050124 | 0 | 0 |  |  |  |  | 0.050124 | 0 | [6 empty] | 295 | 0
8154 | FOR #4 | 4 | South | YES | 0.001143 | 63.1 | 60 | 80 | 0 | 1 | Cogen | 1 | 0.050124 | 0 | 0 |  |  |  |  | 0.050124 | 0 | [6 empty] | 296 | 0
8155 | FOR #5 | 5 | South | YES | 0.001143 | 63.1 | 60 | 78.4 | 0 | 1 | Cogen | 1 | 0.050124 | 0 | 0 |  |  |  |  | 0.050124 | 0 | [6 empty] | 297 | 0
8156 | FOR #6 | 6 | South | YES | 0.001143 | 24.9 | 5 | 25 | 0 | 1 | Cogen | 1 | 0.050124 | 0 | 0 |  |  |  |  | 0.050124 | 0 | [6 empty] | 298 | 0
8157 | FOR #7 | 7 | South | YES | 0.001143 | 28.8 | 5 | 46 | 0 | 1 | Cogen | 1 | 0.050124 | 0 | 0 |  |  |  |  | 0.050124 | 0 | [6 empty] | 299 | 0
80051 | FOR #8 | 8 | South | YES | 0.001143 | 28 | 28 | 28 |  | 1 | Cogen | 1 | 0.050124 | 0 | 0 |  |  |  |  | 0.050124 | 0 | [6 empty] | 300 | 0
80052 | FOR #9 | 9 | South | YES | 0.001143 | 29.7 | 5 | 43.6 | 0 | 1 | Cogen | 1 | 0.050124 | 0 | 0 |  |  |  |  | 0.050124 | 0 | [6 empty] | 301 | 0
80053 | FOR #10 | 10 | South | YES | 0.001143 | 68.4 | 45 | 75 | 0 | 1 | Cogen | 1 | 0.050124 | 0 | 0 |  |  |  |  | 0.050124 | 0 | [6 empty] | 302 | 0
7004 | L_SIMGID1_1Y | 1 | South | YES | 0.001234 | 132 | 40 | 132 | 0 | 1.02 | GST | 1 | 0.050215 | 132 | 132 |  |  |  |  | 0.050215 | 6.6283 | [6 empty] | 303 | 0
7005 | L_SIMGID1_2Y | 2 | South | YES | 0.001234 | 133 | 32 | 139 | 0 | 1.02 | GST | 1 | 0.050215 | 139 | 139 |  |  |  |  | 0.050215 | 6.9798 | [6 empty] | 304 | 0
7006 | L_SIMGID1_3Y | 3 | South | YES | 0.001234 | 324.9 | 60 | 329 | 0 | 1.02 | GST | 1 | 0.050215 | 329 | 329 |  |  |  |  | 0.050215 | 16.5206 | [6 empty] | 305 | 0
7807 | L_BASTEN1_1Y | 1 | South | YES | 0.001336 | 152.5 | 83.5 | 152.5 | 0 | 1.004 | CC | 1 | 0.050317 | 152.5 | 152.5 |  |  |  |  | 0.050317 | 7.6733 | [6 empty] | 306 | 0
7808 | L_BASTEN1_2Y | 1 | South | YES | 0.001336 | 149.5 | 83.5 | 149.5 | 0 | 1.004 | CC | 1 | 0.050317 | 149.5 | 149.5 |  |  |  |  | 0.050317 | 7.5223 | [6 empty] | 307 | 0
7809 | L_BASTEN1_3Y | 1 | South | YES | 0.001336 | 232.6 | 42 | 232.6 | 0 | 1.004 | CC | 1 | 0.050317 | 232.6 | 232.6 |  |  |  |  | 0.050317 | 11.7037 | [6 empty] | 308 | 0
7303 | L_WPPGS12_1Y | 1 | South | YES | 0.001345 | 50 | 0 | 50 | 0 | 1.025 | GGT | 1 | 0.050326 | 50 | 50 |  |  |  |  | 0.050326 | 2.5163 | [6 empty] | 309 | 0
7303 | L_WPPGS12_1Y | 2 | South | YES | 0.001345 | 50 | 0 | 50 | 0 | 1.025 | GGT | 1 | 0.050326 | 50 | 50 |  |  |  |  | 0.050326 | 2.5163 | [6 empty] | 310 | 0
7305 | L_WPPGS34_1Y | 3 | South | YES | 0.001345 | 50 | 0 | 50 | 0 | 1.025 | GGT | 1 | 0.050326 | 50 | 50 |  |  |  |  | 0.050326 | 2.5163 | [6 empty] | 311 | 0
7305 | L_WPPGS34_1Y | 4 | South | YES | 0.001345 | 50 | 0 | 50 | 0 | 1.025 | GGT | 1 | 0.050326 | 50 | 50 |  |  |  |  | 0.050326 | 2.5163 | [6 empty] | 312 | 0
7007 | L_LOSTPI1_1Y | 1 | South | YES | 0.001438 | 158.6 | 110 | 158 | 0 | 1 | CC | 1 | 0.050419 | 158 | 158 |  |  |  |  | 0.050419 | 7.9662 | [6 empty] | 313 | 0
7008 | L_LOSTPI1_2Y | 2 | South | YES | 0.001438 | 157.7 | 107 | 160 | 0 | 1 | CC | 1 | 0.050419 | 160 | 160 |  |  |  |  | 0.050419 | 8.067 | [6 empty] | 314 | 0
7009 | L_LOSTPI1_3Y | 3 | South | YES | 0.001438 | 173.9 | 72 | 175 | 0 | 1 | CC | 1 | 0.050419 | 175 | 175 |  |  |  |  | 0.050419 | 8.8233 | [6 empty] | 315 | 0
7010 | L_FPPYD11_1Y | 1 | South | YES | 0.00144 | 547.4 | 200 | 606 | 0 | 1.02 | LIGCO | 1 | 0.050421 | 0 | 606 |  |  |  |  | 0.050421 | 30.555 | [6 empty] | 316 | 0
7011 | L_FPPYD11_2Y | 2 | South | YES | 0.00144 | 552.2 | 200 | 598 | 0 | 1.02 | LIGCO | 1 | 0.050421 | 0 | 598 |  |  |  |  | 0.050421 | 30.1516 | [6 empty] | 317 | 0
7012 | L_FPPYD21_3Y | 3 | South | YES | 0.00144 | 427.5 | 200 | 436 | 0 | 1.02 | LIGCO | 1 | 0.050421 | 0 | 436 |  |  |  |  | 0.050421 | 21.9834 | [6 empty] | 318 | 0
3432 | SANDOW_4G | 4 | South | YES | 0.001799 | 580 | 225 | 580 |  | 1.029 | LIGCO | 1 | 0.05078 | 0 | 580 |  |  |  |  | 0.05078 | 29.4522 | [6 empty] | 319 | 0
5911 | STP_GN1___1 | 1 | Houston | YES | 0.001815 | 1333 | 1249 | 1333 | 0 | 1.0406 | Nuc | 1 | 0.050796 | 0 | 0 |  |  |  |  | 0.050796 | 0 | [6 empty] | 320 | 0
5912 | STP_GN2___2 | 2 | Houston | YES | 0.001815 | 1332 | 1249 | 1332 | 0 | 1.0406 | Nuc | 1 | 0.050796 | 0 | 0 |  |  |  |  | 0.050796 | 0 | [6 empty] | 321 | 0
48731 | CBE_GT1 | 1 | Houston | YES | 0.001842 | 76 | 0 | 76 | 0 | 1.029 | CC | 1 | 0.050823 | 76 | 76 |  |  |  |  | 0.050823 | 3.8625 | [6 empty] | 322 | 0
48732 | CBE_GT2 | 1 | Houston | YES | 0.001842 | 76 | 0 | 76 | 0 | 1.029 | CC | 1 | 0.050823 | 76 | 76 |  |  |  |  | 0.050823 | 3.8625 | [6 empty] | 323 | 0
48733 | CBE_ST12 | 1 | Houston | YES | 0.001842 | 105 | 0 | 105 | 0 | 1.029 | CC | 1 | 0.050823 | 105 | 105 |  |  |  |  | 0.050823 | 5.3364 | [6 empty] | 324 | 0
48734 | CBE_GT3 | 1 | Houston | YES | 0.001842 | 76 | 0 | 76 | 0 | 1.029 | CC | 1 | 0.050823 | 76 | 76 |  |  |  |  | 0.050823 | 3.8625 | [6 empty] | 325 | 0
48735 | CBE_GT4 | 1 | Houston | YES | 0.001842 | 76 | 0 | 76 | 0 | 1.029 | CC | 1 | 0.050823 | 76 | 76 |  |  |  |  | 0.050823 | 3.8625 | [6 empty] | 326 | 0
48736 | CBE_ST34 | 1 | Houston | YES | 0.001842 | 105 | 0 | 105 | 0 | 1.029 | CC | 1 | 0.050823 | 105 | 105 |  |  |  |  | 0.050823 | 5.3364 | [6 empty] | 327 | 0
48911 | TGF_GT1_8000 | 1 | Houston | YES | 0.001869 | 69.2 | 0 | 69.2 |  | 1.029 | Cogen | 1 | 0.05085 | 0 | 0 |  |  |  |  | 0.05085 | 0 | [6 empty] | 328 | 0
49851 | DOW17000 | 37 | Houston | YES | 0.002037 | 39 | 0 | 62 | 0 | 1 | Cogen | 1 | 0.051018 | 0 | 0 |  |  |  |  | 0.051018 | 0 | [6 empty] | 329 | 0
49858 | DOW38100 | 31 | Houston | YES | 0.002037 | 45 | 0 | 71.4 |  | 1 | Cogen | 1 | 0.051018 | 0 | 0 |  |  |  |  | 0.051018 | 0 | [6 empty] | 330 | 0
49859 | DOW38200 | 33 | Houston | YES | 0.002037 | 28 | 0 | 45 | 0 | 1 | Cogen | 1 | 0.051018 | 0 | 0 |  |  |  |  | 0.051018 | 0 | [6 empty] | 331 | 0
49860 | DOW38300 | 32 | Houston | YES | 0.002037 | 63 | 0 | 101 |  | 1 | Cogen | 1 | 0.051018 | 0 | 0 |  |  |  |  | 0.051018 | 0 | [6 empty] | 332 | 0
49862 | DOW39100 | 36 | Houston | YES | 0.002037 | 54 | 0 | 86 | 0 | 1 | Cogen | 1 | 0.051018 | 0 | 0 |  |  |  |  | 0.051018 | 0 | [6 empty] | 333 | 0
49863 | DOW39200 | 35 | Houston | YES | 0.002037 | 55 | 0 | 88 | 0 | 1 | Cogen | 1 | 0.051018 | 0 | 0 |  |  |  |  | 0.051018 | 0 | [6 empty] | 334 | 0
49865 | DOW41000 | 41 | Houston | YES | 0.002037 | 31 | 0 | 50 |  | 1 | Cogen | 1 | 0.051018 | 0 | 0 |  |  |  |  | 0.051018 | 0 | [6 empty] | 335 | 0
49866 | DOW42000 | 42 | Houston | YES | 0.002037 | 11 | 0 | 18 |  | 1 | Cogen | 1 | 0.051018 | 0 | 0 |  |  |  |  | 0.051018 | 0 | [6 empty] | 336 | 0
49869 | DOW49000 | 45 | Houston | YES | 0.002037 | 59 | 0 | 94 |  | 1 | Cogen | 1 | 0.051018 | 0 | 0 |  |  |  |  | 0.051018 | 0 | [6 empty] | 337 | 0
49870 | DOW61000 | 61 | Houston | YES | 0.002037 | 44 | 0 | 70 | 0 | 1 | Cogen | 1 | 0.051018 | 0 | 0 |  |  |  |  | 0.051018 | 0 | [6 empty] | 338 | 0
49871 | DOW62000 | 62 | Houston | YES | 0.002037 | 40 | 0 | 63 | 0 | 1 | Cogen | 1 | 0.051018 | 0 | 0 |  |  |  |  | 0.051018 | 0 | [6 empty] | 339 | 0
49872 | DOW63000 | 63 | Houston | YES | 0.002037 | 45 | 0 | 72 | 0 | 1 | Cogen | 1 | 0.051018 | 0 | 0 |  |  |  |  | 0.051018 | 0 | [6 empty] | 340 | 0
49873 | DOW64000 | 64 | Houston | YES | 0.002037 | 41 | 0 | 64.8 | 0 | 1 | Cogen | 1 | 0.051018 | 0 | 0 |  |  |  |  | 0.051018 | 0 | [6 empty] | 341 | 0
49876 | DOW65000 | 65 | Houston | YES | 0.002037 | 63 | 0 | 101 | 0 | 1 | Cogen | 1 | 0.051018 | 0 | 0 |  |  |  |  | 0.051018 | 0 | [6 empty] | 342 | 0
49877 | DOW66000 | 66 | Houston | YES | 0.002037 | 61 | 0 | 97 | 0 | 1 | Cogen | 1 | 0.051018 | 0 | 0 |  |  |  |  | 0.051018 | 0 | [6 empty] | 343 | 0
49878 | DOW67000 | 67 | Houston | YES | 0.002037 | 65 | 0 | 103 | 0 | 1 | Cogen | 1 | 0.051018 | 0 | 0 |  |  |  |  | 0.051018 | 0 | [6 empty] | 344 | 0
49882 | DOW81000 | 81 | Houston | YES | 0.002037 | 47 | 0 | 76 | 0 | 1 | Cogen | 1 | 0.051018 | 0 | 0 |  |  |  |  | 0.051018 | 0 | [6 empty] | 345 | 0
49884 | DOW82000 | 82 | Houston | YES | 0.002037 | 51 | 0 | 80 | 0 | 1 | Cogen | 1 | 0.051018 | 0 | 0 |  |  |  |  | 0.051018 | 0 | [6 empty] | 346 | 0
49885 | DOW83000 | 83 | Houston | YES | 0.002037 | 51 | 0 | 80 | 0 | 1 | Cogen | 1 | 0.051018 | 0 | 0 |  |  |  |  | 0.051018 | 0 | [6 empty] | 347 | 0
49886 | DOW84000 | 84 | Houston | YES | 0.002037 | 107 | 0 | 171 | 0 | 0.98 | Cogen | 1 | 0.051018 | 0 | 0 |  |  |  |  | 0.051018 | 0 | [6 empty] | 348 | 0
13432 | SANDOW_5G | 5 | South | YES | 0.002071 | 581 | 225 | 581 |  | 1.029 | LIGCO | 1 | 0.051052 | 0 | 581 |  |  |  |  | 0.051052 | 29.6611 | [6 empty] | 349 | 0
48520 | BSF_GT1_8070 | 1 | Houston | YES | 0.002078 | 72 | 0 | 72 | 0 | 1.0326 | Cogen | 1 | 0.051059 | 0 | 0 |  |  |  |  | 0.051059 | 0 | [6 empty] | 350 | 0
48520 | BSF_GT1_8070 | 2 | Houston | YES | 0.002078 | 10 | 0 | 10 | 0 | 1.0326 | Cogen | 1 | 0.051059 | 0 | 0 |  |  |  |  | 0.051059 | 0 | [6 empty] | 351 | 0
39760 | TNSCLP1___8 | 1 | Houston | YES | 0.002112 | 93.4 | 20 | 116.8 | 0 | 1.04 | Cogen | 1 | 0.051093 | 0 | 0 |  |  |  |  | 0.051093 | 0 | [6 empty] | 352 | 0
39770 | TNSCLP2___8 | 1 | Houston | YES | 0.002112 | 91.6 | 20 | 114.5 | 0 | 1.04 | Cogen | 1 | 0.051093 | 0 | 0 |  |  |  |  | 0.051093 | 0 | [6 empty] | 353 | 0
39775 | TNSCLP4___8 | 1 | Houston | YES | 0.002112 | 95.2 | 20 | 119 | 0 | 1.04 | Cogen | 1 | 0.051093 | 0 | 0 |  |  |  |  | 0.051093 | 0 | [6 empty] | 354 | 0
39790 | TNSCLP3___8 | 1 | Houston | YES | 0.002112 | 87.6 | 20 | 109.5 | 0 | 1.027 | Cogen | 1 | 0.051093 | 0 | 0 |  |  |  |  | 0.051093 | 0 | [6 empty] | 355 | 0
48730 | MNS_GT | 1 | Houston | YES | 0.002223 | 43 | 0 | 46.1 |  | 1.029 | Cogen | 1 | 0.051204 | 0 | 0 |  |  |  |  | 0.051204 | 0 | [6 empty] | 356 | 0
48926 | WAP_GN6_6 | 6 | Houston | YES | 0.002231 | 651 | 280 | 651 |  | 1.035 | LIGCO | 1 | 0.051212 | 0 | 651 |  |  |  |  | 0.051212 | 33.3388 | [6 empty] | 357 | 0
48927 | WAP_GN7_7 | 7 | Houston | YES | 0.002231 | 564 | 277 | 564 |  | 1.035 | LIGCO | 1 | 0.051212 | 0 | 564 |  |  |  |  | 0.051212 | 28.8834 | [6 empty] | 358 | 0
48928 | WAP_GN8_8 | 8 | Houston | YES | 0.002231 | 603 | 275 | 603 |  | 1.035 | LIGCO | 1 | 0.051212 | 0 | 603 |  |  |  |  | 0.051212 | 30.8807 | [6 empty] | 359 | 0
48521 | BVE_GT1_GT1 | 1 | Houston | YES | 0.002232 | 167.7 | 0 | 167.7 |  | 1.035 | CC | 1 | 0.051213 | 167.7 | 167.7 |  |  |  |  | 0.051213 | 8.5884 | [6 empty] | 360 | 0
48522 | BVE_GT2_5035 | 2 | Houston | YES | 0.002232 | 166.4 | 0 | 166.4 |  | 1.035 | CC | 1 | 0.051213 | 166.4 | 166.4 |  |  |  |  | 0.051213 | 8.5218 | [6 empty] | 361 | 0
48523 | BVE_ST1_GN1 | 3 | Houston | YES | 0.002232 | 252.4 | 0 | 252.4 |  | 1.035 | CC | 1 | 0.051213 | 252.4 | 252.4 |  |  |  |  | 0.051213 | 12.9261 | [6 empty] | 362 | 0
48510 | AK_GT1__8040 | 1 | Houston | YES | 0.00224 | 33.4 | 8.1 | 34 |  | 1.029 | Cogen | 1 | 0.051221 | 0 | 0 |  |  |  |  | 0.051221 | 0 | [6 empty] | 363 | 0
48921 | WAP_GN1_1 | 1 | Houston | YES | 0.002253 | 132.8 | 37 | 166 | 0 | 1.0362 | GST | 1 | 0.051234 | 166 | 166 |  |  |  |  | 0.051234 | 8.5048 | [6 empty] | 364 | 0
48922 | WAP_GN2_2 | 2 | Houston | YES | 0.002253 | 132.8 | 37 | 166 | 0 | 1.0362 | GST | 1 | 0.051234 | 166 | 166 |  |  |  |  | 0.051234 | 8.5048 | [6 empty] | 365 | 0
48923 | WAP_GN3_3 | 3 | Houston | YES | 0.002253 | 198.4 | 93 | 248 | 0 | 1.0362 | GST | 1 | 0.051234 | 248 | 248 |  |  |  |  | 0.051234 | 12.706 | [6 empty] | 366 | 0
48924 | WAP_GN4_4 | 4 | Houston | YES | 0.002253 | 546 | 217 | 546 | 0 | 1.0362 | GSC | 1 | 0.051234 | 546 | 546 |  |  |  |  | 0.051234 | 27.9736 | [6 empty] | 367 | 0
48925 | WAP_GN5_5 | 5 | Houston | YES | 0.002253 | 620.4 | 278 | 654 | 0 | 0.985 | LIGCO | 1 | 0.051234 | 0 | 654 |  |  |  |  | 0.051234 | 33.5069 | [6 empty] | 368 | 0
48929 | WAPGT21_GT1 | B1 | Houston | YES | 0.002253 | 0 | 0 | 13 |  | 1.05 | GGT | 1 | 0.051234 | 13 | 13 |  |  |  |  | 0.051234 | 0.66604 | [6 empty] | 369 | 0
38580 | TNBP_CGN1_8 | 1 | Houston | YES | 0.002314 | 70.8 | 0 | 70.8 | 0 | 1.005 | Cogen | 1 | 0.051295 | 0 | 0 |  |  |  |  | 0.051295 | 0 | [6 empty] | 370 | 0
38590 | TNBP_CGN2_8 | 2 | Houston | YES | 0.002314 | 66.7 | 0 | 66.7 | 0 | 1.005 | Cogen | 1 | 0.051295 | 0 | 0 |  |  |  |  | 0.051295 | 0 | [6 empty] | 371 | 0
38600 | TNBP_CGN3_8 | 5 | Houston | YES | 0.002314 | 53 | 0 | 53 | 0 | 1.005 | Cogen | 1 | 0.051295 | 0 | 0 |  |  |  |  | 0.051295 | 0 | [6 empty] | 372 | 0
38611 | TNBPAMCG1_8 | 1 | Houston | YES | 0.002314 | 153.2 | 0 | 153.2 | 0 | 1.005 | Cogen | 1 | 0.051295 | 0 | 0 |  |  |  |  | 0.051295 | 0 | [6 empty] | 373 | 0
38612 | TNBPAMCG2_8 | 2 | Houston | YES | 0.002314 | 153.5 | 0 | 153.5 | 0 | 1.005 | Cogen | 1 | 0.051295 | 0 | 0 |  |  |  |  | 0.051295 | 0 | [6 empty] | 374 | 0
38613 | TNBPAMCG3_8 | 3 | Houston | YES | 0.002314 | 152.3 | 0 | 152.3 | 0 | 1.005 | Cogen | 1 | 0.051295 | 0 | 0 |  |  |  |  | 0.051295 | 0 | [6 empty] | 375 | 0
38614 | TNBPAMCG4_8 | 4 | Houston | YES | 0.002314 | 96 | 0 | 96 |  | 1.005 | Cogen | 1 | 0.051295 | 0 | 0 |  |  |  |  | 0.051295 | 0 | [6 empty] | 376 | 0
38615 | TNBPAMCG5_8 | 1 | Houston | YES | 0.002314 | 244 | 0 | 244 | 0 | 1.005 | Cogen | 1 | 0.051295 | 0 | 0 |  |  |  |  | 0.051295 | 0 | [6 empty] | 377 | 0
38690 | TNBP_CGN4_8 | 3 | Houston | YES | 0.002314 | 40 | 0 | 40 |  | 1.005 | Cogen | 1 | 0.051295 | 0 | 0 |  |  |  |  | 0.051295 | 0 | [6 empty] | 378 | 0
38711 | TNTXCTY1CG8 | 1 | Houston | YES | 0.002314 | 100.3 | 59 | 100.3 | 0 | 1 | Cogen | 1 | 0.051295 | 0 | 0 |  |  |  |  | 0.051295 | 0 | [6 empty] | 379 | 0
38712 | TNTXCTY2CG8 | 1 | Houston | YES | 0.002314 | 92.9 | 59 | 92.9 | 0 | 1 | Cogen | 1 | 0.051295 | 0 | 0 |  |  |  |  | 0.051295 | 0 | [6 empty] | 380 | 0
38713 | TNTXCTY3CG8 | 1 | Houston | YES | 0.002314 | 102.7 | 59 | 102.7 | 0 | 1 | Cogen | 1 | 0.051295 | 0 | 0 |  |  |  |  | 0.051295 | 0 | [6 empty] | 381 | 0
38714 | TNTXCTY4CG8 | 1 | Houston | YES | 0.002314 | 103 | 59 | 103 | 0 | 1 | Cogen | 1 | 0.051295 | 0 | 0 |  |  |  |  | 0.051295 | 0 | [6 empty] | 382 | 0
39470 | TNDOWCGNSG8 | 1 | Houston | YES | 0.002314 | 32 | 10 | 32 | 0 | 0.985 | Cogen | 1 | 0.051295 | 0 | 0 |  |  |  |  | 0.051295 | 0 | [6 empty] | 383 | 0
39480 | TNDOWCGNGG8 | 1 | Houston | YES | 0.002314 | 30 | 10 | 30 | 0 | 0.985 | Cogen | 1 | 0.051295 | 0 | 0 |  |  |  |  | 0.051295 | 0 | [6 empty] | 384 | 0
48772 | PHR_GN2_2 | MB | Houston | YES | 0.002344 | 0 | 72 | 459 |  | 1.0362 | GSC | 1 | 0.051325 | 0 | 0 |  |  |  |  | 0.051325 | 0 | [6 empty] | 385 | 0
48561 | CTL_GT2_8130 | 1 | Houston | YES | 0.002365 | 73.5 | 30.3 | 91.9 |  | 1.0362 | Cogen | 1 | 0.051346 | 0 | 0 |  |  |  |  | 0.051346 | 0 | [6 empty] | 386 | 0
48562 | CTL_GT3_8135 | 2 | Houston | YES | 0.002365 | 70.1 | 30.3 | 87.6 |  | 1.0362 | Cogen | 1 | 0.051346 | 0 | 0 |  |  |  |  | 0.051346 | 0 | [6 empty] | 387 | 0
48563 | CTL_GT4_8140 | 3 | Houston | YES | 0.002365 | 69.6 | 30.3 | 87 |  | 1.0362 | Cogen | 1 | 0.051346 | 0 | 0 |  |  |  |  | 0.051346 | 0 | [6 empty] | 388 | 0
48564 | CTL_GN1_8145 | 4 | Houston | YES | 0.002365 | 43.6 | 12.9 | 54.5 |  | 1.0362 | Cogen | 1 | 0.051346 | 0 | 0 |  |  |  |  | 0.051346 | 0 | [6 empty] | 389 | 0
48565 | CTL_GN2_8155 | 5 | Houston | YES | 0.002365 | 9.8 | 3.4 | 12.2 |  | 1.0362 | Cogen | 1 | 0.051346 | 0 | 0 |  |  |  |  | 0.051346 | 0 | [6 empty] | 390 | 0
48531 | BYU_GT1_8075 | 1 | Houston | YES | 0.002373 | 65 | 0 | 65 |  | 1.0362 | Cogen | 1 | 0.051354 | 0 | 0 |  |  |  |  | 0.051354 | 0
48532 | BYU_GT2_8055 | 2 | Houston | YES | 0.002373 | 62 | 0 | 62 |  | 1.0362 | Cogen | 1 | 0.051354 | 0 | 0 |  |  |  |  | 0.051354 | 0
48533 | BYU_GT3_8060 | 3 | Houston | YES | 0.002373 | 67 | 0 | 67 |  | 1.0362 | Cogen | 1 | 0.051354 | 0 | 0 |  |  |  |  | 0.051354 | 0
48534 | BYU_GT4_8065 | 4 | Houston | YES | 0.002373 | 65 | 0 | 65 |  | 1.0362 | Cogen | 1 | 0.051354 | 0 | 0 |  |  |  |  | 0.051354 | 0
48691 | GBY_73741085 | B | Houston | YES | 0.002385 | 37.6 | 20 | 47 | 0 | 1.0362 | GGT | 1 | 0.051366 | 47 | 47 |  |  |  |  | 0.051366 | 2.4142
48691 | GBY_73741085 | A | Houston | YES | 0.002385 | 37.6 | 20 | 47 | 0 | 1.0362 | GGT | 1 | 0.051366 | 47 | 47 |  |  |  |  | 0.051366 | 2.4142
48692 | GBY_81821075 | D | Houston | YES | 0.002385 | 44 | 20 | 55 | 0 | 1.0362 | GGT | 1 | 0.051366 | 55 | 55 |  |  |  |  | 0.051366 | 2.8251
48692 | GBY_81821075 | C | Houston | YES | 0.002385 | 37.6 | 20 | 47 | 0 | 1.0362 | GGT | 1 | 0.051366 | 47 | 47 |  |  |  |  | 0.051366 | 2.4142
48693 | GBY_83841065 | F | Houston | YES | 0.002385 | 43.2 | 20 | 54 | 0 | 1.0362 | GGT | 1 | 0.051366 | 54 | 54 |  |  |  |  | 0.051366 | 2.7737
48693 | GBY_83841065 | E | Houston | YES | 0.002385 | 45.6 | 20 | 57 | 0 | 1.0362 | GGT | 1 | 0.051366 | 57 | 57 |  |  |  |  | 0.051366 | 2.9278
48841 | SJS_GT1_GT1 | 1 | Houston | YES | 0.002388 | 62.4 | 49 | 78 | 0 | 1.0362 | Cogen | 1 | 0.051369 | 0 | 0 |  |  |  |  | 0.051369 | 0
48842 | SJS_GT2_GT2 | 2 | Houston | YES | 0.002388 | 64.8 | 49 | 81 | 0 | 1.0362 | Cogen | 1 | 0.051369 | 0 | 0 |  |  |  |  | 0.051369 | 0
48641 | DPEC_GT15040 | 1 | Houston | YES | 0.002391 | 163.2 | 98 | 163.2 | 0 | 1.0319 | CC | 1 | 0.051372 | 163.2 | 163.2 |  |  |  |  | 0.051372 | 8.3839
48642 | DPEC_GT25025 | 2 | Houston | YES | 0.002391 | 157.1 | 98 | 157.1 | 0 | 1.0319 | CC | 1 | 0.051372 | 157.1 | 157.1 |  |  |  |  | 0.051372 | 8.0705
48643 | DPEC_GT35010 | 3 | Houston | YES | 0.002391 | 157.5 | 98 | 157.5 | 0 | 1.0319 | CC | 1 | 0.051372 | 157.5 | 157.5 |  |  |  |  | 0.051372 | 8.091
48644 | DPEC_GT45070 | 4 | Houston | YES | 0.002391 | 157 | 98 | 157 | 0 | 1.0319 | CC | 1 | 0.051372 | 157 | 157 |  |  |  |  | 0.051372 | 8.0654
48645 | DPEC_ST55065 | 5 | Houston | YES | 0.002391 | 282 | 0 | 282 | 0 | 1.0319 | CC | 1 | 0.051372 | 282 | 282 |  |  |  |  | 0.051372 | 14.4868
48761 | PR_GT1__9040 | 1 | Houston | YES | 0.002396 | 26 | 0 | 35 |  | 1 | Cogen | 1 | 0.051377 | 0 | 0 |  |  |  |  | 0.051377 | 0
48851 | SRB_GN1_1 | 1 | Houston | YES | 0.002399 | 132 | 26 | 165 | 0 | 1.0217 | GST | 1 | 0.05138 | 165 | 165 |  |  |  |  | 0.05138 | 8.4777
48852 | SRB_GN2_2 | 2 | Houston | YES | 0.002399 | 140.8 | 26 | 176 | 0 | 1.0217 | GST | 1 | 0.05138 | 176 | 176 |  |  |  |  | 0.05138 | 9.0428
48855 | SRB_GT211035 | B1 | Houston | YES | 0.002399 | 0 | 0 | 18 |  | 1.014 | GGT | 1 | 0.05138 | 18 | 18 |  |  |  |  | 0.05138 | 0.92483
48855 | SRB_GT211035 | B2 | Houston | YES | 0.002399 | 0 | 0 | 12 |  | 1.014 | GGT | 1 | 0.05138 | 12 | 12 |  |  |  |  | 0.05138 | 0.61656
48551 | CAL_GT1_8045 | 1 | Houston | YES | 0.0024 | 149 | 0 | 149 | 0 | 1.0326 | Cogen | 1 | 0.051381 | 0 | 0 |  |  |  |  | 0.051381 | 0
48552 | CAL_ST1_8000 | 2 | Houston | YES | 0.0024 | 65.1 | 0 | 65.1 | 0 | 1.0326 | Cogen | 1 | 0.051381 | 0 | 0 |  |  |  |  | 0.051381 | 0
48845 | SOL_GT1 | 1 | Houston | YES | 0.0024 | 16.2 | 15.4 | 16.2 |  | 1.0326 | Solar | 1 | 0.051381 | 16.2 | 16.2 |  |  |  |  | 0.051381 | 0.83237
48853 | SRB_GN3_3 | 3 | Houston | YES | 0.0024 | 170.4 | 35 | 213 |  | 1.0326 | GST | 1 | 0.051381 | 213 | 213 |  |  |  |  | 0.051381 | 10.9441
48611 | DIB_GT1_8080 | 1 | Houston | YES | 0.002401 | 64 | 0 | 64 | 0 | 1.0326 | Cogen | 1 | 0.051382 | 0 | 0 |  |  |  |  | 0.051382 | 0
48612 | DIB_GT2_8075 | 2 | Houston | YES | 0.002401 | 63.2 | 0 | 63.2 | 0 | 1.0326 | Cogen | 1 | 0.051382 | 0 | 0 |  |  |  |  | 0.051382 | 0
48613 | DIB_ST1_8085 | 3 | Houston | YES | 0.002401 | 67.9 | 30 | 82.6 | 0 | 1.0326 | Cogen | 1 | 0.051382 | 0 | 0 |  |  |  |  | 0.051382 | 0
48614 | DIB_GT3_8090 | 4 | Houston | YES | 0.002401 | 73.6 | 15 | 73.6 | 0 | 1.0326 | Cogen | 1 | 0.051382 | 0 | 0 |  |  |  |  | 0.051382 | 0
48740 | PSG_GN2_8050 | 1 | Houston | YES | 0.002401 | 182 | 60 | 182 | 0 | 1.0326 | Cogen | 1 | 0.051382 | 0 | 0 |  |  |  |  | 0.051382 | 0
48741 | PSG_GT2_8040 | 1 | Houston | YES | 0.002401 | 158.6 | 50 | 158.6 | 0 | 1.0326 | Cogen | 1 | 0.051382 | 0 | 0 |  |  |  |  | 0.051382 | 0
48742 | PSG_GT3_8060 | 1 | Houston | YES | 0.002401 | 157 | 50 | 157 | 0 | 1.0326 | Cogen | 1 | 0.051382 | 0 | 0 |  |  |  |  | 0.051382 | 0
48854 | SRB_GN4_4 | 4 | Houston | YES | 0.002401 | 182.4 | 35 | 228 | 0 | 1.0326 | GST | 1 | 0.051382 | 228 | 228 |  |  |  |  | 0.051382 | 11.715
48820 | SHELLG1_3015 | 1 | Houston | YES | 0.002406 | 71 | 34.5 | 71 |  | 1.029 | Cogen | 1 | 0.051387 | 0 | 0 |  |  |  |  | 0.051387 | 0
48821 | SHELLG2 | 2 | Houston | YES | 0.002406 | 72 | 34.5 | 72 |  | 1.029 | Cogen | 1 | 0.051387 | 0 | 0 |  |  |  |  | 0.051387 | 0
48822 | SHELLG3_3020 | 2 | Houston | YES | 0.002406 | 30 | 0 | 30 |  | 1.029 | Cogen | 1 | 0.051387 | 0 | 0 |  |  |  |  | 0.051387 | 0
48822 | SHELLG3_3020 | 1 | Houston | YES | 0.002406 | 39 | 0 | 39 |  | 1.029 | Cogen | 1 | 0.051387 | 0 | 0 |  |  |  |  | 0.051387 | 0
48500 | APD_GT1_8005 | 1 | Houston | YES | 0.002414 | 137.6 | 54.6 | 137.6 | 0 | 1.0362 | Cogen | 1 | 0.051395 | 0 | 0 |  |  |  |  | 0.051395 | 0
48511 | LPE_GT1_8070 | 1 | Houston | YES | 0.002415 | 42 | 0 | 42 | 0 | 1.0362 | GGT | 1 | 0.051396 | 42 | 42 |  |  |  |  | 0.051396 | 2.1586
48512 | LPE_GT2_8075 | 2 | Houston | YES | 0.002415 | 42 | 0 | 42 | 0 | 1.0362 | GGT | 1 | 0.051396 | 42 | 42 |  |  |  |  | 0.051396 | 2.1586
48513 | LPE_GT3_8080 | 3 | Houston | YES | 0.002415 | 39 | 0 | 39 | 0 | 1.0362 | GGT | 1 | 0.051396 | 39 | 39 |  |  |  |  | 0.051396 | 2.0044
48514 | LPE_GT4_8085 | 4 | Houston | YES | 0.002415 | 39 | 0 | 39 | 0 | 1.0362 | GGT | 1 | 0.051396 | 39 | 39 |  |  |  |  | 0.051396 | 2.0044
48593 | CHE_GT1_8015 | 1 | Houston | YES | 0.002417 | 173 | 50 | 173 | 0 | 1.0362 | Cogen | 1 | 0.051398 | 0 | 0 |  |  |  |  | 0.051398 | 0
48594 | CHE_GN4_8025 | 4 | Houston | YES | 0.002417 | 142 | 60 | 142 | 0 | 1.0362 | Cogen | 1 | 0.051398 | 0 | 0 |  |  |  |  | 0.051398 | 0
48873 | THW_ST3_ST_3 | 3 | Houston | YES | 0.002429 | 107 | 19 | 107 | 0 | 1.0435 | CC | 1 | 0.05141 | 107 | 107 |  |  |  |  | 0.05141 | 5.5008
48874 | THW_ST4_ST_4 | 4 | Houston | YES | 0.002429 | 108 | 19 | 108 | 0 | 1.0435 | CC | 1 | 0.05141 | 108 | 108 |  |  |  |  | 0.05141 | 5.5522
48875 | THW_3132 | A | Houston | YES | 0.002429 | 55 | 5 | 55 | 0 | 1.0435 | CC | 1 | 0.05141 | 55 | 55 |  |  |  |  | 0.05141 | 2.8275
48875 | THW_3132 | B | Houston | YES | 0.002429 | 53 | 5 | 53 | 0 | 1.0435 | CC | 1 | 0.05141 | 53 | 53 |  |  |  |  | 0.05141 | 2.7247
48877 | THW_3334 | C | Houston | YES | 0.002429 | 55 | 5 | 55 | 0 | 1.0435 | CC | 1 | 0.05141 | 55 | 55 |  |  |  |  | 0.05141 | 2.8275
48877 | THW_3334 | D | Houston | YES | 0.002429 | 57 | 5 | 57 | 0 | 1.0435 | CC | 1 | 0.05141 | 57 | 57 |  |  |  |  | 0.05141 | 2.9304
48879 | THW_4142 | E | Houston | YES | 0.002429 | 56 | 5 | 56 | 0 | 1.0435 | CC | 1 | 0.05141 | 56 | 56 |  |  |  |  | 0.05141 | 2.8789
48879 | THW_4142 | F | Houston | YES | 0.002429 | 55 | 5 | 55 | 0 | 1.0435 | CC | 1 | 0.05141 | 55 | 55 |  |  |  |  | 0.05141 | 2.8275
48881 | THW_4344 | G | Houston | YES | 0.002429 | 58 | 5 | 58 | 0 | 1.0435 | CC | 1 | 0.05141 | 58 | 58 |  |  |  |  | 0.05141 | 2.9818
48881 | THW_4344 | H | Houston | YES | 0.002429 | 58 | 5 | 58 | 0 | 1.0435 | CC | 1 | 0.05141 | 58 | 58 |  |  |  |  | 0.05141 | 2.9818
48582 | CBY_GN2_2 | 2 | Houston | YES | 0.002434 | 596.8 | 110 | 746 | 0 | 1.0435 | GSC | 1 | 0.051415 | 746 | 746 |  |  |  |  | 0.051415 | 38.3554
49803 | EXN_15GT | 1 | Houston | YES | 0.00244 | 33 | 8.3 | 34 |  | 1.0326 | Cogen | 1 | 0.051421 | 0 | 0 |  |  |  |  | 0.051421 | 0
49804 | EXN_16GT | 2 | Houston | YES | 0.00244 | 32 | 8.3 | 34.7 |  | 1.0326 | Cogen | 1 | 0.051421 | 0 | 0 |  |  |  |  | 0.051421 | 0
49805 | EXN_17GT | 3 | Houston | YES | 0.00244 | 31 | 8.3 | 32.7 |  | 1.0326 | Cogen | 1 | 0.051421 | 0 | 0 |  |  |  |  | 0.051421 | 0
49826 | EXN938GT | 5 | Houston | YES | 0.00244 | 43 | 9.2 | 45.9 |  | 1.0326 | Cogen | 1 | 0.051421 | 0 | 0 |  |  |  |  | 0.051421 | 0
49828 | EXN941GT | 10 | Houston | YES | 0.00244 | 17.7 | 5.4 | 17.7 | 0 | 1.0326 | Cogen | 1 | 0.051421 | 0 | 0 |  |  |  |  | 0.051421 | 0
49829 | EXN942GT | 11 | Houston | YES | 0.00244 | 20 | 5.4 | 20.4 | 0 | 1.0326 | Cogen | 1 | 0.051421 | 0 | 0 |  |  |  |  | 0.051421 | 0
49830 | EXN943GT | 12 | Houston | YES | 0.00244 | 19 | 5.4 | 19.9 | 0 | 1.0326 | Cogen | 1 | 0.051421 | 0 | 0 |  |  |  |  | 0.051421 | 0
49831 | EXN944GT | 13 | Houston | YES | 0.00244 | 33 | 5.4 | 35 | 0 | 1.0326 | Cogen | 1 | 0.051421 | 0 | 0 |  |  |  |  | 0.051421 | 0
49832 | EXN945GT | 9 | Houston | YES | 0.00244 | 18.5 | 9.2 | 18.5 |  | 1.0326 | Cogen | 1 | 0.051421 | 0 | 0 |  |  |  |  | 0.051421 | 0
49837 | EXN_GT | 4 | Houston | YES | 0.00244 | 81 | 21.3 | 85.4 |  | 1.0326 | Cogen | 1 | 0.051421 | 0 | 0 |  |  |  |  | 0.051421 | 0
49838 | EXN_14GT | 14 | Houston | YES | 0.00244 | 140 | 0 | 148 |  | 1.0326 | Cogen | 1 | 0.051421 | 0 | 0 |  |  |  |  | 0.051421 | 0
48883 | THW_GT1_GT_1 | B2 | Houston | YES | 0.002441 | 0 | 0 | 12 |  | 1.043 | GGT | 1 | 0.051422 | 12 | 12 |  |  |  |  | 0.051422 | 0.61706
48581 | CBY_GN1_1 | 1 | Houston | YES | 0.002446 | 595.2 | 108 | 744 | 0 | 1.0435 | GSC | 1 | 0.051427 | 744 | 744 |  |  |  |  | 0.051427 | 38.2615
48651 | EP_1_2 | 1 | Houston | YES | 0.002446 | 4 | 0 | 5 | 0 | 1.0362 | Cogen | 1 | 0.051427 | 0 | 0 |  |  |  |  | 0.051427 | 0
48651 | EP_1_2 | 2 | Houston | YES | 0.002446 | 17.7 | 10 | 21 | 0 | 1.0362 | Cogen | 1 | 0.051427 | 0 | 0 |  |  |  |  | 0.051427 | 0
48940 | WARVUE_GT1 | G1 | Houston | YES | 0.002446 | 15 | 0 | 15 |  | 1.021 | Cogen | 1 | 0.051427 | 0 | 0 |  |  |  |  | 0.051427 | 0
48791 | PSA_GT1_8160 | 1 | Houston | YES | 0.002447 | 52 | 20.8 | 65 | 0 | 1.0362 | Cogen | 1 | 0.051428 | 0 | 0 |  |  |  |  | 0.051428 | 0
48792 | PSA_GT2_8155 | 2 | Houston | YES | 0.002447 | 52.8 | 20.3 | 66 | 0 | 1.0362 | Cogen | 1 | 0.051428 | 0 | 0 |  |  |  |  | 0.051428 | 0
48793 | PSA_GT3_8150 | 3 | Houston | YES | 0.002447 | 56 | 20.3 | 70 | 0 | 1.0362 | Cogen | 1 | 0.051428 | 0 | 0 |  |  |  |  | 0.051428 | 0
48794 | PSA_GT4_8145 | 4 | Houston | YES | 0.002447 | 52.8 | 20.3 | 66 | 0 | 1.0362 | Cogen | 1 | 0.051428 | 0 | 0 |  |  |  |  | 0.051428 | 0
48795 | PSA_GT5_8140 | 5 | Houston | YES | 0.002447 | 51.2 | 20.3 | 64 | 0 | 1.0362 | Cogen | 1 | 0.051428 | 0 | 0 |  |  |  |  | 0.051428 | 0
48796 | PSA_GN1_8165 | 1 | Houston | YES | 0.002447 | 83.2 | 43.1 | 104 | 0 | 1.0362 | Cogen | 1 | 0.051428 | 0 | 0 |  |  |  |  | 0.051428 | 0
48797 | PSA_GT6_8135 | 6 | Houston | YES | 0.002447 | 47.2 | 34.5 | 59 | 0 | 1.0362 | Cogen | 1 | 0.051428 | 0 | 0 |  |  |  |  | 0.051428 | 0
48815 | CVC_GT4_8005 | 4 | Houston | YES | 0.00245 | 165 | 91.8 | 165 |  | 1.0362 | Cogen | 1 | 0.051431 | 0 | 0 |  |  |  |  | 0.051431 | 0
48583 | CBY_GT4_1 | 1 | Houston | YES | 0.002451 | 172 | 0 | 172 | 0 | 1.027 | GSC | 1 | 0.051432 | 172 | 172 |  |  |  |  | 0.051432 | 8.8463
48584 | CBY_GT4_2 | 2 | Houston | YES | 0.002451 | 172 | 0 | 172 | 0 | 1.027 | CC | 1 | 0.051432 | 172 | 172 |  |  |  |  | 0.051432 | 8.8463
48585 | CBY_ST4_1 | 3 | Houston | YES | 0.002451 | 172 | 0 | 172 | 0 | 1.027 | CC | 1 | 0.051432 | 172 | 172 |  |  |  |  | 0.051432 | 8.8463
48595 | BTE_GT2_8075 | 1 | Houston | YES | 0.00246 | 162.8 | 130 | 162.8 | 0 | 1.0261 | CC | 1 | 0.051441 | 162.8 | 162.8 |  |  |  |  | 0.051441 | 8.3745
48596 | BTE_GT3_8045 | 2 | Houston | YES | 0.00246 | 161.4 | 130 | 161.4 | 0 | 1.0261 | CC | 1 | 0.051441 | 161.4 | 161.4 |  |  |  |  | 0.051441 | 8.3025
48597 | BTE_GT4_8055 | 3 | Houston | YES | 0.00246 | 158.9 | 130 | 158.9 | 0 | 1.0261 | CC | 1 | 0.051441 | 158.9 | 158.9 |  |  |  |  | 0.051441 | 8.1739
48598 | BTE_ST1_8070 | 4 | Houston | YES | 0.00246 | 269.2 | 60 | 269.2 | 0 | 1.0261 | CC | 1 | 0.051441 | 269.2 | 269.2 |  |  |  |  | 0.051441 | 13.8478
48690 | GBY_GN5_5 | 5 | Houston | YES | 0.002464 | 318.4 | 81 | 398 |  | 1.0362 | GSC | 1 | 0.051445 | 398 | 398 |  |  |  |  | 0.051445 | 20.475
48885 | THW_5152 | B | Houston | YES | 0.002469 | 47.2 | 5 | 59 |  | 1.0319 | GGT | 1 | 0.05145 | 59 | 59 |  |  |  |  | 0.05145 | 3.0355
48885 | THW_5152 | A | Houston | YES | 0.002469 | 46.4 | 5 | 58 |  | 1.0319 | GGT | 1 | 0.05145 | 58 | 58 |  |  |  |  | 0.05145 | 2.9841
48886 | THW_5354 | D | Houston | YES | 0.002469 | 46.4 | 5 | 58 |  | 1.0319 | GGT | 1 | 0.05145 | 58 | 58 |  |  |  |  | 0.05145 | 2.9841
48886 | THW_5354 | C | Houston | YES | 0.002469 | 45.6 | 5 | 57 |  | 1.0319 | GGT | 1 | 0.05145 | 57 | 57 |  |  |  |  | 0.05145 | 2.9326
48887 | THW_5556 | E | Houston | YES | 0.002469 | 47.2 | 5 | 59 |  | 1.0319 | GGT | 1 | 0.05145 | 59 | 59 |  |  |  |  | 0.05145 | 3.0355
48887 | THW_5556 | F | Houston | YES | 0.002469 | 45.6 | 5 | 57 |  | 1.0319 | GGT | 1 | 0.05145 | 57 | 57 |  |  |  |  | 0.05145 | 2.9326
48591 | CHE_GT2_5030 | 2 | Houston | YES | 0.002526 | 173 | 50 | 173 | 0 | 1.029 | Cogen | 1 | 0.051507 | 0 | 0 |  |  |  |  | 0.051507 | 0
48811 | CVC_GT3_5045 | 3 | Houston | YES | 0.002526 | 156 | 91.8 | 156 | 0 | 1.029 | Cogen | 1 | 0.051507 | 0 | 0 |  |  |  |  | 0.051507 | 0
48812 | CVC_GT2_5020 | 2 | Houston | YES | 0.002526 | 158 | 91.8 | 158 | 0 | 1.029 | Cogen | 1 | 0.051507 | 0 | 0 |  |  |  |  | 0.051507 | 0
48813 | CVC_GT1_5035 | 1 | Houston | YES | 0.002526 | 160 | 91.8 | 160 | 0 | 1.029 | Cogen | 1 | 0.051507 | 0 | 0 |  |  |  |  | 0.051507 | 0
48814 | CVC_ST5_5040 | 1 | Houston | YES | 0.002526 | 162 | 91.8 | 162 | 0 | 1.029 | Cogen | 1 | 0.051507 | 0 | 0 |  |  |  |  | 0.051507 | 0
1898 | COMCHEPK_1G | 1 | North | YES | 0.00284 | 1217 | 1150 | 1217 | 0 | 1.032 | Nuc | 1 | 0.051821 | 0 | 0 | 0 | 0 |  |  | 0.051821 | 0
1899 | COMCHEPK_2G | 2 | North | YES | 0.00284 | 1159 | 1128 | 1159 | 0 | 1.032 | Nuc | 1 | 0.051821 | 0 | 0 | 0 | 0 |  |  | 0.051821 | 0
48671 | FTR_GT1_5105 | 1 | North | YES | 0.003039 | 154.2 | 0 | 154.2 | 0 | 1.0319 | CC | 1 | 0.05202 | 154.2 | 154.2 | 0.46861 | 154.2 |  |  | 0.05202 | 8.0214
48672 | FTR_GT2_5110 | 2 | North | YES | 0.003039 | 159 | 0 | 159 | 0 | 1.0319 | CC | 1 | 0.05202 | 159 | 159 | 0.4832 | 159 |  |  | 0.05202 | 8.2711
48673 | FTR_GT3_5085 | 3 | North | YES | 0.003039 | 158 | 0 | 158 | 0 | 1.0319 | CC | 1 | 0.05202 | 158 | 158 | 0.48016 | 158 |  |  | 0.05202 | 8.2191
48674 | FTR_CN4_5095 | 4 | North | YES | 0.003039 | 380 | 0 | 380 | 0 | 1.0319 | CC | 1 | 0.05202 | 380 | 380 | 1.1548 | 380 |  |  | 0.05202 | 19.7675
1877 | WLFHOLW_1G | 1 | North | YES | 0.003074 | 217.3 | 89.2 | 217.3 | 0 | 1.032 | CC | 1 | 0.052055 | 217.3 | 217.3 | 0.66798 | 217.3 |  |  | 0.052055 | 11.3115
1878 | WLFHOLW_2G | 2 | North | YES | 0.003074 | 215.7 | 105 | 215.7 | 0 | 1.032 | CC | 1 | 0.052055 | 215.7 | 215.7 | 0.66306 | 215.7 |  |  | 0.052055 | 11.2282
1879 | WLFHOLW_3G | 3 | North | YES | 0.003074 | 272.4 | 89.2 | 272.4 | 0 | 1.032 | CC | 1 | 0.052055 | 272.4 | 272.4 | 0.83736 | 272.4 |  |  | 0.052055 | 14.1797
32883 | BRYN_DNSBY3 | 1 | North | YES | 0.003137 | 0 | 2 | 48 |  | 1.015 | GST | 1 | 0.052118 | 48 | 48 | 0.15058 | 48 |  |  | 0.052118 | 2.5017
32884 | BRYN_DNSBY13 | 1 | North | YES | 0.003137 | 46 | 2 | 46 | 0 | 1.015 | GST | 1 | 0.052118 | 46 | 46 | 0.1443 | 46 |  |  | 0.052118 | 2.3974
32892 | BRYN_DNSBY14 | 1 | North | YES | 0.003137 | 84 | 25 | 105 | 0 | 1.035 | GST | 1 | 0.052118 | 105 | 105 | 0.32938 | 105 |  |  | 0.052118 | 5.4724
32886 | BRYN_ATKINS3 | MB | North | YES | 0.003145 | 0 | 5 | 12 |  | 1 | GST | 1 | 0.052126 | 0 | 0 | 0 | 0 |  |  | 0.052126 | 0
32887 | BRYN_ATKINS6 | MB | North | YES | 0.003145 | 0 | 12 | 51 |  | 1.028 | GST | 1 | 0.052126 | 0 | 0 | 0 | 0 |  |  | 0.052126 | 0
32888 | BRYN_ATKINS7 | 1 | North | YES | 0.003145 | 13.6 | 4 | 17 |  | 1.028 | GGT | 1 | 0.052126 | 17 | 17 | 0.053465 | 17 |  |  | 0.052126 | 0.88614
32890 | BRYN_ATKINS4 | MB | North | YES | 0.003145 | 0 | 5 | 22 |  | 1.031 | GST | 1 | 0.052126 | 0 | 0 | 0 | 0 |  |  | 0.052126 | 0
32891 | BRYN_ATKINS5 | MB | North | YES | 0.003145 | 0 | 5 | 25 |  | 1.031 | GST | 1 | 0.052126 | 0 | 0 | 0 | 0 |  |  | 0.052126 | 0
990 | GIBN_CREK_G1 | 1 | North | YES | 0.003146 | 463 | 200 | 463 | 0 | 1.0275 | LIGCO | 1 | 0.052127 | 0 | 463 | 1.4566 | 463 |  |  | 0.052127 | 24.1347
32798 | BRYN_TAMUGEN | 1 | North | YES | 0.003147 | 32 | 0 | 32 |  | 1.02 | GST | 1 | 0.052128 | 32 | 32 | 0.1007 | 32 |  |  | 0.052128 | 1.6681
3416 | LAKE_CRK1_G | 1 | North | YES | 0.003151 | 60 | 33 | 75 |  | 1.029 | GST | 1 | 0.052132 | 75 | 75 | 0.23633 | 75 |  |  | 0.052132 | 3.9099
3417 | LAKE_CRK2_G | 2 | North | YES | 0.003151 | 177.6 | 40 | 222 | 0 | 1.029 | GST | 1 | 0.052132 | 222 | 222 | 0.69952 | 222 |  |  | 0.052132 | 11.5732
3403 | THOUSE_1G | 1 | North | YES | 0.003269 | 563 | 200 | 563 | 0 | 1.012 | GSC | 1 | 0.05225 | 563 | 563 | 1.8404 | 563 |  |  | 0.05225 | 29.4166
3404 | THOUSE_2G | 2 | North | YES | 0.003269 | 807 | 250 | 807 | 0 | 1.012 | GSC | 1 | 0.05225 | 807 | 807 | 2.6381 | 807 |  |  | 0.05225 | 42.1655
238 | BOSQUESW505 | 1 | North | YES | 0.003295 | 255 | 0 | 255 | 0 | 1.02 | CC | 1 | 0.052276 | 255 | 255 | 0.84022 | 255 |  |  | 0.052276 | 13.3303
239 | BOSQUESW502 | 1 | North | YES | 0.003295 | 119.2 | 0 | 149 | 0 | 1.02 | GGT | 1 | 0.052276 | 149 | 149 | 0.49095 | 149 |  |  | 0.052276 | 7.7891
247 | BOSQUESW501 | 2 | North | YES | 0.003295 | 124.8 | 0 | 156 | 0 | 1.02 | GGT | 1 | 0.052276 | 156 | 156 | 0.51402 | 156 |  |  | 0.052276 | 8.155
251 | BOSQUESW803 | 2 | North | YES | 0.003347 | 150 | 0 | 150 | 0 | 1.032 | CC | 1 | 0.052328 | 150 | 150 | 0.50205 | 150 |  |  | 0.052328 | 7.8492
253 | BOSQUESW804 | 2 | North | YES | 0.003347 | 80 | 0 | 80 | 0 | 1.032 | CC | 1 | 0.052328 | 80 | 80 | 0.26776 | 80 |  |  | 0.052328 | 4.1862
39960 | TNTNPONE_18 | 1 | North | YES | 0.003488 | 152.3 | 30 | 152.3 |  | 1.04 | LIGCO | 1 | 0.052469 | 0 | 152.3 | 0.53122 | 152.3 |  |  | 0.052469 | 7.991
39970 | TNTNPONE_28 | 1 | North | YES | 0.003488 | 153 | 30 | 153 |  | 1.04 | LIGCO | 1 | 0.052469 | 0 | 153 | 0.53366 | 153 |  |  | 0.052469 | 8.0277
48721 | LEG_1___1 | 1 | North | YES | 0.003625 | 827 | 357 | 827 | 0 | 1.0348 | LIGCO | 1 | 0.052606 | 0 | 827 | 2.9979 | 827 |  |  | 0.052606 | 43.5049
48722 | LEG_2___2 | 2 | North | YES | 0.003625 | 819 | 357 | 819 | 0 | 1.0348 | LIGCO | 1 | 0.052606 | 0 | 819 | 2.9689 | 819 |  |  | 0.052606 | 43.0841
1643 | SLSTR1PP_1G | 1 | North | YES | 0.003645 | 6 | 0 | 60 | 0 | 1.022 | Wind | 1 | 0.052626 | 0 | 60 | 0.2187 | 60 |  |  | 0.052626 | 3.1575
244 | WHITNYDM01 | 1 | North | YES | 0.003787 | 15 | 0 | 15 | 0 | 1.035 | Hydro | 1 | 0.052768 | 0 | 0 | 0 | 0 |  |  | 0.052768 | 0
245 | WHITNYDM02 | 2 | North | YES | 0.003787 | 15 | 0 | 15 | 0 | 1.035 | Hydro | 1 | 0.052768 | 0 | 0 | 0 | 0 |  |  | 0.052768 | 0
1889 | DECRDOVA_1G | 1 | North | YES | 0.003967 | 779 | 255 | 779 | 0 | 1.02 | GSC | 1 | 0.052948 | 779 | 779 | 3.0903 | 779 |  |  | 0.052948 | 41.2463
3381 | BBRN_1G | 1 | North | YES | 0.003991 | 618 | 225 | 618 | 0 | 1.03 | LIGCO | 1 | 0.052972 | 0 | 618 | 2.4664 | 618 |  |  | 0.052972 | 32.7365
3382 | BBRN_2G | 2 | North | YES | 0.003991 | 589 | 225 | 589 | 0 | 1.03 | LIGCO | 1 | 0.052972 | 0 | 589 | 2.3507 | 589 |  |  | 0.052972 | 31.2003
13131 | CALFREST_1G | 1 | North | YES | 0.004051 | 150.7 | 40 | 150.7 | 0 | 1.031 | CC | 1 | 0.053032 | 150.7 | 150.7 | 0.61049 | 150.7 |  |  | 0.053032 | 7.9919
13132 | CALFREST_2G | 2 | North | YES | 0.004051 | 151 | 57 | 151 | 0 | 1.031 | CC | 1 | 0.053032 | 151 | 151 | 0.6117 | 151 |  |  | 0.053032 | 8.0078
13133 | CALFREST_3G | 3 | North | YES | 0.004051 | 177.4 | 40 | 177.4 | 0 | 1.031 | CC | 1 | 0.053032 | 177.4 | 177.4 | 0.71865 | 177.4 |  |  | 0.053032 | 9.4078
13134 | CALFREST_4G | 4 | North | YES | 0.004067 | 151.5 | 40 | 151.5 | 0 | 1.031 | CC | 1 | 0.053048 | 151.5 | 151.5 | 0.61615 | 151.5 |  |  | 0.053048 | 8.0367
13135 | CALFREST_5G | 5 | North | YES | 0.004067 | 152.3 | 57 | 152.3 | 0 | 1.031 | CC | 1 | 0.053048 | 152.3 | 152.3 | 0.6194 | 152.3 |  |  | 0.053048 | 8.0792
13136 | CALFREST_6G | 6 | North | YES | 0.004067 | 177.5 | 40 | 177.5 | 0 | 1.031 | CC | 1 | 0.053048 | 177.5 | 177.5 | 0.72189 | 177.5 |  |  | 0.053048 | 9.416
366 | JNSNCNTY802 | 1 | North | YES | 0.004068 | 168 | 20 | 168 | 0 | 1.02 | Cogen | 1 | 0.053049 | 0 | 0 | 0 | 0 |  |  | 0.053049 | 0
367 | JNSNCNTY802 | 2 | North | YES | 0.004068 | 90 | 20 | 90 | 0 | 1.02 | Cogen | 1 | 0.053049 | 0 | 0 | 0 | 0 |  |  | 0.053049 | 0
1937 | MDLTHELP_5G | 5 | North | YES | 0.004216 | 224 | 74 | 224 | 0 | 1 | CC | 1 | 0.053197 | 224 | 224 | 0.94438 | 224 |  |  | 0.053197 | 11.9161
1938 | MDLTHELP_6G | 6 | North | YES | 0.004216 | 226 | 74 | 226 | 0 | 1 | CC | 1 | 0.053197 | 226 | 226 | 0.95282 | 226 |  |  | 0.053197 | 12.0225
1943 | MDLTHELP_3G | 3 | North | YES | 0.004216 | 212 | 74 | 212 | 0 | 1 | CC | 1 | 0.053197 | 212 | 212 | 0.89379 | 212 |  |  | 0.053197 | 11.2777
1944 | MDLTHELP_4G | 4 | North | YES | 0.004216 | 211 | 74 | 211 | 0 | 1 | CC | 1 | 0.053197 | 211 | 211 | 0.88958 | 211 |  |  | 0.053197 | 11.2245
3126 | TRINIDAD_6G | 1 | North | YES | 0.004295 | 179.2 | 46 | 224 | 0 | 1 | GST | 1 | 0.053276 | 224 | 224 | 0.96208 | 224 |  |  | 0.053276 | 11.9338
1941 | MDLTHELP_1G | 1 | North | YES | 0.004349 | 216.4 | 74 | 216.4 | 0 | 1 | CC | 1 | 0.05333 | 216.4 | 216.4 | 0.94112 | 216.4 |  |  | 0.05333 | 11.5406
1942 | MDLTHELP_2G | 2 | North | YES | 0.004349 | 216.1 | 74 | 216.1 | 0 | 1 | CC | 1 | 0.05333 | 216.1 | 216.1 | 0.93982 | 216.1 |  |  | 0.05333 | 11.5246
1892 | DECRDOVA_2G | A | North | YES | 0.004358 | 65 | 65 | 70 | 0 | 1.025 | GGT | 1 | 0.053339 | 70 | 70 | 0.30506 | 70 |  |  | 0.053339 | 3.7337
1893 | DECRDOVA_3G | B | North | YES | 0.004358 | 65 | 65 | 69 | 0 | 1.025 | GGT | 1 | 0.053339 | 69 | 69 | 0.3007 | 69 |  |  | 0.053339 | 3.6804
1894 | DECRDOVA_4G | C | North | YES | 0.004358 | 65 | 65 | 69 | 0 | 1.025 | GGT | 1 | 0.053339 | 69 | 69 | 0.3007 | 69 |  |  | 0.053339 | 3.6804
1895 | DECRDOVA_5G | D | North | YES | 0.004358 | 65 | 65 | 68 | 0 | 1.025 | GGT | 1 | 0.053339 | 68 | 68 | 0.29634 | 68 |  |  | 0.053339 | 3.627
12322 | ENNSTRAC_1G | 1 | North | YES | 0.004366 | 196 | 130 | 196 | 0 | 1.036 | CC | 1 | 0.053347 | 196 | 196 | 0.85574 | 196 |  |  | 0.053347 | 10.456
12323 | ENNSTRAC_2G | 2 | North | YES | 0.004366 | 116 | 100 | 116 | 0 | 1.036 | CC | 1 | 0.053347 | 116 | 116 | 0.50646 | 116 |  |  | 0.053347 | 6.1882
3107 | STRYKER_1G | 1 | North | YES | 0.004375 | 145.6 | 45 | 182 | 0 | 1.029 | GST | 1 | 0.053356 | 182 | 182 | 0.79625 | 182 |  |  | 0.053356 | 9.7107
3108 | STRYKER_2G | 2 | North | YES | 0.004375 | 484 | 75 | 484 | 0 | 1.029 | GST | 1 | 0.053356 | 484 | 484 | 2.1175 | 484 |  |  | 0.053356 | 25.8242
3309 | ASPN_G | 1 | North | YES | 0.00438 | 50 | 0 | 50 |  | 1 | Bio | 1 | 0.053361 | 50 | 50 | 0.219 | 50 |  |  | 0.053361 | 2.668
3348 | CHAMPION_1G | MB | North | YES | 0.004384 | 0 | 42 | 42 |  | 1 | Cogen | 1 | 0.053365 | 0 | 0 | 0 | 0 |  |  | 0.053365 | 0
13116 | TGATEWAY_1G | 1 | North | YES | 0.004416 | 151 | 30 | 151 | 0 | 1.0232 | CC | 1 | 0.053397 | 151 | 151 | 0.66682 | 151 |  |  | 0.053397 | 8.0629
13117 | TGATEWAY_2G | 2 | North | YES | 0.004416 | 130 | 30 | 130 | 0 | 1.0232 | CC | 1 | 0.053397 | 130 | 130 | 0.57408 | 130 |  |  | 0.053397 | 6.9416
13118 | TGATEWAY_3G | 3 | North | YES | 0.004416 | 148 | 30 | 148 | 0 | 1.0232 | CC | 1 | 0.053397 | 148 | 148 | 0.65357 | 148 |  |  | 0.053397 | 7.9027
13119 | TGATEWAY_4G | 4 | North | YES | 0.004416 | 399 | 65 | 399 | 0 | 1.0232 | CC | 1 | 0.053397 | 399 | 399 | 1.762 | 399 |  |  | 0.053397 | 21.3053
3097 | MARTLAKE_1G | 1 | North | YES | 0.004453 | 790 | 500 | 790 | 0 | 1.017 | LIGCO | 1 | 0.053434 | 0 | 790 | 3.5179 | 790 |  |  | 0.053434 | 42.2126
3098 | MARTLAKE_2G | 2 | North | YES | 0.004453 | 795 | 461 | 795 | 0 | 1.017 | LIGCO | 1 | 0.053434 | 0 | 795 | 3.5401 | 795 |  |  | 0.053434 | 42.4798
3099 | MARTLAKE_3G | 3 | North | YES | 0.004453 | 804 | 500 | 804 | 0 | 1.017 | LIGCO | 1 | 0.053434 | 0 | 804 | 3.5802 | 804 |  |  | 0.053434 | 42.9607
2413 | MTCK6_G | 6 | North | YES | 0.004652 | 0 | 30 | 118 |  | 1.022 | GST | 1 | 0.053633 | 118 | 118 | 0.54894 | 118 |  |  | 0.053633 | 6.3287
2414 | MTCK7_G | 7 | North | YES | 0.004652 | 0 | 30 | 115 |  | 1.022 | GST | 1 | 0.053633 | 115 | 115 | 0.53498 | 115 |  |  | 0.053633 | 6.1678
2417 | MTCK8_G | 8 | North | YES | 0.004652 | 444.8 | 60 | 556 | 0 | 1.022 | GSC | 1 | 0.053633 | 556 | 556 | 2.5865 | 556 |  |  | 0.053633 | 29.8198
12440 | PARKD_1SVC8 | 1 | North | YES | 0.004709 | 0 | 0 | 0 | 0 | 1.007 | GST | 1 | 0.05369 | 0 | 0 | 0 | 0 |  |  | 0.05369 | 0
12449 | PARKD_2SVC8 | 1 | North | YES | 0.004709 | 0 | 0 | 0 | 0 | 1.007 | GST | 1 | 0.05369 | 0 | 0 | 0 | 0 |  |  | 0.05369 | 0
12411 | FPLEFR1A_G | 1 | North | YES | 0.004725 | 161 | 72 | 161 | 0 | 1 | CC | 1 | 0.053706 | 161 | 161 | 0.76072 | 161 |  |  | 0.053706 | 8.6466
12412 | FPLEFR1B_G | 2 | North | YES | 0.004725 | 164 | 72 | 164 | 0 | 1 | CC | 1 | 0.053706 | 164 | 164 | 0.7749 | 164 |  |  | 0.053706 | 8.8077
12413 | FPLEFR1C_G | 3 | North | YES | 0.004725 | 164 | 72 | 164 | 0 | 1 | CC | 1 | 0.053706 | 164 | 164 | 0.7749 | 164 |  |  | 0.053706 | 8.8077
12414 | FPLEFR1S_G | 4 | North | YES | 0.004725 | 414 | 191 | 414 | 0 | 1 | CC | 1 | 0.053706 | 414 | 414 | 1.9562 | 414 |  |  | 0.053706 | 22.2342
12421 | FPLEFR2A_G | 1 | North | YES | 0.004725 | 162 | 72 | 162 | 0 | 1 | CC | 1 | 0.053706 | 162 | 162 | 0.76545 | 162 |  |  | 0.053706 | 8.7003
12422 | FPLEFR2B_G | 2 | North | YES | 0.004725 | 161 | 72 | 161 | 0 | 1 | CC | 1 | 0.053706 | 161 | 161 | 0.76072 | 161 |  |  | 0.053706 | 8.6466
12423 | FPLEFR2C_G | 3 | North | YES | 0.004725 | 163 | 72 | 163 | 0 | 1 | CC | 1 | 0.053706 | 163 | 163 | 0.77018 | 163 |  |  | 0.053706 | 8.754
12424 | FPLEFR2S_G | 4 | North | YES | 0.004725 | 415 | 191 | 415 | 0 | 1 | CC | 1 | 0.053706 | 415 | 415 | 1.9609 | 415 |  |  | 0.053706 | 22.2879
2451 | LKHB1_G | 1 | North | YES | 0.004743 | 0 | 80 | 391 |  | 1.022 | GST | 1 | 0.053724 | 391 | 391 | 1.8545 | 391 |  |  | 0.053724 | 21.006
2452 | LKHB2_G | 2 | North | YES | 0.004743 | 516 | 80 | 516 | 0 | 1.022 | GST | 1 | 0.053724 | 516 | 516 | 2.4474 | 516 |  |  | 0.053724 | 27.7214
948 | STEAM1 | 1 | North | YES | 0.004837 | 0 | 12 | 20 |  | 1.02 | GST | 1 | 0.053818 | 20 | 20 | 0.09674 | 20 |  |  | 0.053818 | 1.0764
949 | STEAM2 | 1 | North | YES | 0.004837 | 26 | 8 | 26 | 0 | 0.99 | GST | 1 | 0.053818 | 26 | 26 | 0.12576 | 26 |  |  | 0.053818 | 1.3993
950 | STEAM3 | 1 | North | YES | 0.004837 | 41 | 13 | 42 | 0 | 1.02 | GST | 1 | 0.053818 | 42 | 42 | 0.20315 | 42 |  |  | 0.053818 | 2.2603
837 | NEWMAN_G5 | 1 | North | YES | 0.00484 | 0 | 15 | 40 |  | 1.01 | GST | 1 | 0.053821 | 40 | 40 | 0.1936 | 40 |  |  | 0.053821 | 2.1528
842 | OLINGER_G1 | 1 | North | YES | 0.004855 | 55.4 | 20 | 79 | 0 | 1.03 | GST | 1 | 0.053836 | 79 | 79 | 0.38355 | 79 |  |  | 0.053836 | 4.253
843 | OLINGER_G2 | 1 | North | YES | 0.004855 | 76.2 | 25 | 110 | 0 | 1.03 | GST | 1 | 0.053836 | 110 | 110 | 0.53405 | 110 |  |  | 0.053836 | 5.9219
844 | OLINGER_G3 | 1 | North | YES | 0.004855 | 103.9 | 45 | 150 | 0 | 1.03 | GST | 1 | 0.053836 | 150 | 150 | 0.72825 | 150 |  |  | 0.053836 | 8.0754
845 | OLINGER_G4 | 1 | North | YES | 0.004855 | 51.9 | 0 | 76 | 0 | 1.03 | GGT | 1 | 0.053836 | 76 | 76 | 0.36898 | 76 |  |  | 0.053836 | 4.0915
1701 | MOSES_1G | 1 | North | YES | 0.004937 | 558 | 175 | 558 | 0 | 1.023 | LIGCO | 1 | 0.053918 | 0 | 558 | 2.7548 | 558 |  |  | 0.053918 | 30.0861
1702 | MOSES_2G | 2 | North | YES | 0.004937 | 579 | 175 | 579 | 0 | 1.023 | LIGCO | 1 | 0.053918 | 0 | 579 | 2.8585 | 579 |  |  | 0.053918 | 31.2184
1703 | MOSES_3G | 3 | North | YES | 0.004937 | 808 | 463 | 808 | 0 | 1.023 | LIGCO | 1 | 0.053918 | 0 | 808 | 3.9891 | 808 |  |  | 0.053918 | 43.5655
5925 | DCEAST | EQ | North | YES | 0.004937 | 400.3 | -600 | 600 | 0 | 1.025 | DCTie | 1 | 0.053918 | 0 | 0 | 0 | 0 |  |  | 0.053918 | 0
1675 | PEC_1G | 1 | North | YES | 0.004986 | 76.7 | 35 | 76.7 | 0 | 1.022 | Cogen | 1 | 0.053967 | 0 | 0 | 0 | 0 |  |  | 0.053967 | 0
1676 | PEC_2G | 2 | North | YES | 0.004986 | 79.6 | 35 | 79.6 | 0 | 1.022 | Cogen | 1 | 0.053967 | 0 | 0 | 0 | 0 |  |  | 0.053967 | 0
1677 | PEC_3G | 3 | North | YES | 0.004986 | 88.4 | 35 | 88.4 | 0 | 1.022 | Cogen | 1 | 0.053967 | 0 | 0 | 0 | 0 |  |  | 0.053967 | 0
1678 | LAMARPWR_1G | 1 | North | YES | 0.004987 | 160 | 67.7 | 160 | 0 | 1.038 | CC | 1 | 0.053968 | 160 | 160 | 0.79792 | 160 |  |  | 0.053968 | 8.6348
1679 | LAMARPWR_2G | 2 | North | YES | 0.004987 | 156 | 67.7 | 156 | 0 | 1.038 | CC | 1 | 0.053968 | 156 | 156 | 0.77797 | 156 |  |  | 0.053968 | 8.419
1680 | LAMARPWR_3G | 3 | North | YES | 0.004987 | 196 | 129.1 | 196 | 0 | 1.038 | CC | 1 | 0.053968 | 196 | 196 | 0.97745 | 196 |  |  | 0.053968 | 10.5777
1681 | LAMARPWR_4G | 4 | North | YES | 0.004987 | 156 | 67.7 | 156 | 0 | 1.038 | CC | 1 | 0.053968 | 156 | 156 | 0.77797 | 156 |  |  | 0.053968 | 8.419
1682 | LAMARPWR_5G | 5 | North | YES | 0.004987 | 157 | 67.7 | 157 | 0 | 1.038 | CC | 1 | 0.053968 | 157 | 157 | 0.78296 | 157 |  |  | 0.053968 | 8.4729
1683 | LAMARPWR_6G | 6 | North | YES | 0.004987 | 198 | 129.1 | 198 | 0 | 1.038 | CC | 1 | 0.053968 | 198 | 198 | 0.98743 | 198 |  |  | 0.053968 | 10.6856
1948 | HANDLEY_4G | 4 | North | YES | 0.005005 | 348 | 150 | 435 | 0 | 1.022 | GST | 1 | 0.053986 | 435 | 435 | 2.1772 | 435 |  |  | 0.053986 | 23.4838
1689 | VALLEY_3G | 3 | North | YES | 0.005008 | 0 | 25 | 375 |  | 1.003 | GST | 1 | 0.053989 | 375 | 375 | 1.878 | 375 |  |  | 0.053989 | 20.2458
11691 | KMICHICT1_G | 1 | North | YES | 0.005008 | 144 | 80 | 144 | 0 | 1.026 | CC | 1 | 0.053989 | 144 | 144 | 0.72115 | 144 |  |  | 0.053989 | 7.7744
11692 | KMICHICT2_G | 2 | North | YES | 0.005008 | 146 | 80 | 146 | 0 | 1.026 | CC | 1 | 0.053989 | 146 | 146 | 0.73117 | 146 |  |  | 0.053989 | 7.8824
11693 | KMICHIST3_G | 3 | North | YES | 0.005008 | 312 | 60 | 312 | 0 | 1.026 | CC | 1 | 0.053989 | 312 | 312 | 1.5625 | 312 |  |  | 0.053989 | 16.8445
11694 | KMICHICT4_G | 4 | North | YES | 0.005008 | 144 | 80 | 144 | 0 | 1.026 | CC | 1 | 0.053989 | 144 | 144 | 0.72115 | 144 |  |  | 0.053989 | 7.7744
11695 | KMICHICT5_G | 5 | North | YES | 0.005008 | 148 | 80 | 148 | 0 | 1.026 | CC | 1 | 0.053989 | 148 | 148 | 0.74118 | 148 |  |  | 0.053989 | 7.9903
11696 | KMICHIST6_G | 6 | North | YES | 0.005008 | 310 | 60 | 310 | 0 | 1.026 | CC | 1 | 0.053989 | 310 | 310 | 1.5525 | 310 |  |  | 0.053989 | 16.7365
1947 | HANDLEY_3G | 3 | North | YES | 0.00501 | 316 | 100 | 395 | 0 | 1.022 | GST | 1 | 0.053991 | 395 | 395 | 1.9789 | 395 |  |  | 0.053991 | 21.3263
1949 | HANDLEY_5G | 5 | North | YES | 0.00501 | 348 | 150 | 435 | 0 | 1.022 | GST | 1 | 0.053991 | 435 | 435 | 2.1793 | 435 |  |  | 0.053991 | 23.486
2381 | NTHLK1_G | 1 | North | YES | 0.005018 | 0 | 35 | 156 |  | 1.022 | GST | 1 | 0.053999 | 156 | 156 | 0.78281 | 156 |  |  | 0.053999 | 8.4238
2382 | NTHLK2_G | 2 | North | YES | 0.005018 | 0 | 35 | 181 |  | 1.022 | GST | 1 | 0.053999 | 181 | 181 | 0.90826 | 181 |  |  | 0.053999 | 9.7738
2383 | NTHLK3_G | 3 | North | YES | 0.005018 | 0 | 50 | 329 |  | 1.022 | GST | 1 | 0.053999 | 329 | 329 | 1.6509 | 329 |  |  | 0.053999 | 17.7656
1687 | VALLEY_1G | 1 | North | YES | 0.005128 | 136 | 15 | 170 | 0 | 1.029 | GST | 1 | 0.054109 | 170 | 170 | 0.87176 | 170 |  |  | 0.054109 | 9.1985
1688 | VALLEY_2G | 2 | North | YES | 0.005128 | 527 | 90 | 527 | 0 | 1.029 | GSC | 1 | 0.054109 | 527 | 527 | 2.7025 | 527 |  |  | 0.054109 | 28.5153
2371 | COLLIN_1G | MB | North | YES | 0.005194 | 0 | 40 | 138 |  | 1.022 | GST | 1 | 0.054175 | 0 | 0 | 0 | 0 |  |  | 0.054175 | 0
6948 | DENISNDM | 1 | North | YES | 0.005212 | 40 | 5 | 40 |  | 1.015 | Hydro | 1 | 0.054193 | 0 | 0 | 0 | 0 |  |  | 0.054193 | 0
6948 | DENISNDM | 2 | North | YES | 0.005212 | 31 | 5 | 40 |  | 1.015 | Hydro | 1 | 0.054193 | 0 | 0 | 0 | 0 |  |  | 0.054193 | 0
923 | SPENCER_G4 | 1 | North | YES | 0.006107 | 48 | 20 | 61 | 0 | 1.03 | GST | 1 | 0.055088 | 61 | 61 | 0.37253 | 61 |  |  | 0.055088 | 3.3604
924 | SPENCER_G5 | 1 | North | YES | 0.006107 | 52 | 20 | 66 | 0 | 1.03 | GST | 1 | 0.055088 | 66 | 66 | 0.40306 | 66 |  |  | 0.055088 | 3.6358
1861 | EAGLEMNT_1G | MB | North | YES | 0.006619 | 0 | 30 | 112 |  | 1.022 | GST | 1 | 0.0556 | 0 | 0 | 0 | 0 |  |  | 0.0556 | 0
1862 | EAGLEMNT_2G | MB | North | YES | 0.006619 | 0 | 40 | 100 |  | 1.022 | GST | 1 | 0.0556 | 0 | 0 | 0 | 0 |  |  | 0.0556 | 0
1863 | EAGLEMNT_3G | MB | North | YES | 0.006619 | 0 | 50 | 378 |  | 1.022 | GST | 1 | 0.0556 | 0 | 0 | 0 | 0 |  |  | 0.0556 | 0
1453 | WCPWRCO_1G | 1 | North | YES | 0.007047 | 204 | 50 | 204 | 0 | 1.02 | CC | 1 | 0.056028 | 204 | 204 | 1.4376 | 204 |  |  | 0.056028 | 11.4297
1454 | WCPWRCO_2G | 2 | North | YES | 0.007047 | 204 | 50 | 204 | 0 | 1.02 | CC | 1 | 0.056028 | 204 | 204 | 1.4376 | 204 |  |  | 0.056028 | 11.4297
1455 | WCPWRCO_3G | 3 | North | YES | 0.007047 | 242 | 50 | 242 |  | 1.02 | CC | 1 | 0.056028 | 242 | 242 | 1.7054 | 242 |  |  | 0.056028 | 13.5587
728 | WOLFRIDGE801 | 1 | North | YES | 0.00861 | 11.2 | 0 | 112.5 | 0 | 0.99 | Wind | 1 | 0.057591 | 0 | 112.5 | 0.96862 | 112.5 |  |  | 0.057591 | 6.479
1432 | GRHAMSES_2G | 2 | North | YES | 0.011043 | 294.9 | 90 | 366 | 0 | 1.014 | GST | 1 | 0.060024 | 366 | 366 | 4.0417 | 366 |  |  | 0.060024 | 21.9687
580 | JCKCNTY801 | 1 | North | YES | 0.011394 | 288 | 0 | 288 | 0 | 1.022 | CC | 1 | 0.060375 | 288 | 288 | 3.2815 | 288 |  |  | 0.060375 | 17.3879
581 | JCKCNTY802 | 2 | North | YES | 0.011394 | 147 | 0 | 147 | 0 | 1.022 | CC | 1 | 0.060375 | 147 | 147 | 1.6749 | 147 |  |  | 0.060375 | 8.8751
582 | JCKCNTY803 | 3 | North | YES | 0.011394 | 147 | 0 | 147 | 0 | 1.022 | CC | 1 | 0.060375 | 147 | 147 | 1.6749 | 147 |  |  | 0.060375 | 8.8751
1479 | WFCOGEN_1G | 1 | North | YES | 0.012803 | 16 | 12 | 20 | 0 | 1 | Cogen | 1 | 0.061784 | 0 | 0 | 0 | 0 |  |  | 0.061784 | 0
1479 | WFCOGEN_1G | 2 | North | YES | 0.012803 | 16 | 12 | 20 | 0 | 1 | Cogen | 1 | 0.061784 | 0 | 0 | 0 | 0 |  |  | 0.061784 | 0
1482 | WFCOGEN_2G | 2 | North | YES | 0.012803 | 13.6 | 12 | 17 | 0 | 1 | Cogen | 1 | 0.061784 | 0 | 0 | 0 | 0 |  |  | 0.061784 | 0
1482 | WFCOGEN_2G | 1 | North | YES | 0.012803 | 16 | 12 | 20 | 0 | 1 | Cogen | 1 | 0.061784 | 0 | 0 | 0 | 0 |  |  | 0.061784 | 0
332 | RWMILLER01 | 1 | North | YES | 0.012958 | 58.4 | 18.5 | 73 | 0 | 1.04 | GST | 1 | 0.061939 | 73 | 73 | 0.94593 | 73 |  |  | 0.061939 | 4.5215
333 | RWMILLER02 | 2 | North | YES | 0.012958 | 95.2 | 37 | 119 | 0 | 1.04 | GST | 1 | 0.061939 | 119 | 119 | 1.542 | 119 |  |  | 0.061939 | 7.3707
334 | RWMILLER03 | 3 | North | YES | 0.012958 | 166.4 | 65 | 208 | 0 | 1.04 | GST | 1 | 0.061939 | 208 | 208 | 2.6953 | 208 |  |  | 0.061939 | 12.8833
335 | RWMILLER04 | 4 | North | YES | 0.012958 | 81.6 | 0 | 102 | 0 | 1.04 | GST | 1 | 0.061939 | 102 | 102 | 1.3217 | 102 |  |  | 0.061939 | 6.3177
336 | RWMILLER05 | 5 | North | YES | 0.012958 | 80.8 | 0 | 101 | 0 | 1.04 | GST | 1 | 0.061939 | 101 | 101 | 1.3088 | 101 |  |  | 0.061939 | 6.2558
503 | NTHTEXAS01 | 1 | North | YES | 0.013693 | 0 | 5 | 18 |  | 1.015 | GST | 1 | 0.062674 | 18 | 18 | 0.24647 | 18 |  |  | 0.062674 | 1.1281
504 | NTHTEXAS02 | 2 | North | YES | 0.013693 | 14.4 | 5 | 18 |  | 1.015 | GST | 1 | 0.062674 | 18 | 18 | 0.24647 | 18 |  |  | 0.062674 | 1.1281
505 | NTHTEXAS03 | 3 | North | YES | 0.013693 | 30.4 | 15 | 38 |  | 1.015 | GST | 1 | 0.062674 | 38 | 38 | 0.52033 | 38 |  |  | 0.062674 | 2.3816
344 | MRSSHPRD | 1 | North | YES | 0.02351 | 0 | 0 | 12 |  | 1.03 | Hydro | 1 | 0.072491 | 0 | 0 | 0 | 0 |  |  | 0.072491 | 0
345 | MRSSHPRD01 | 2 | North | YES | 0.02351 | 0 | 0 | 12 |  | 1.03 | Hydro | 1 | 0.072491 | 0 | 0 | 0 | 0 |  |  | 0.072491 | 0
1600 | BARTNWND_1G | 1 | North | YES | 0.039656 | 12 | 0 | 120 | 0 | 1.022 | Wind | 1 | 0.088637 | 0 | 120 | 4.7587 | 120 |  |  | 0.088637 | 10.6364
1433 | GRHAMSES_1G | 1 | North | YES | 0.069024 | 242 | 60 | 242 | 0 | 1.038 | GST | 1 | 0.118 | 242 | 242 | 16.7038 | 242 |  |  | 0.118 | 28.5571
Note on AL4: Zonal Cap - Zonal Impact

## Distributed Slack - Bound Gen
Number of Bus | Name of Bus | ID | Area Name of Gen | AGC | P Sensitivity of Bus | Gen MW | Min MW | Max MW | V Sensitivity of Bus | Set Volt | Tech Type | Zone Impact | Zone Correlation | Inc Max | Dec Max | Souce S.F. Weighting | Souce Capacity | Sink S.F. Weighting | Sink Capacity | PTDF Calc | PTDF Weighting | max of zone correlation | 0.00082172 |  |  | Neg PTDF weight | Pos PTDF weight
1437 | MESQUITW_1G | 1 | North | YES | -0.048159 | 40 | 0 | 400 | 0 | 1.023 | Wind | 1 | 0.00082172 | 0 | 400 | -19.2636 | 400 |  |  | 0.00082172 | 0.32869 |  |  |  |  | 0 | 0
1442 | COKFIELD_5 | 1 | North | YES | -0.048155 | 16.5 | 0 | 165 |  | 1.029 | Wind | 1 | 0.00082572 | 0 | 165 | -7.9456 | 165 |  |  | 0.00082572 | 0.13624 |  |  |  |  | 0 | 0
1438 | MESQUITW_2G | 1 | North | YES | -0.048155 | 23.6 | 0 | 236 |  | 1.017 | Wind | 1 | 0.00082572 | 0 | 236 | -11.3646 | 236 |  |  | 0.00082572 | 0.19487 |  |  |  |  | 0 | 0
6100 | OKLA7A | EQ | West | YES | -0.024216 | 50 | -220 | 220 | 0 | 1.035 | DCTie | -1 | 0.028274 | 0 | 0 |  |  | 0 | 0 | -0.028274 | 0 |  |  | Weighted Shift Factors |  | 0 | 0
6752 | OKLA0A | 1 | West | YES | -0.024216 | 649.7 | 175 | 649.7 | 0 | 1.035 | LIGCO | -1 | 0.028274 | 0 | 649.7 |  |  | 0 | 0 | -0.028274 | 0 |  |  | North | 0.0040583 | 0 | 0
8032 | AMISTADHYD1 | 1 | South | YES | -0.01335 | 33 | 13 | 33 | 0 | 1.03 | Hydro | 1 | 0.035631 | 0 | 0 |  |  |  |  | 0.035631 | 0 |  |  | West | -0.048981 | 0 | 0
8033 | AMISTADHYD2 | 2 | South | YES | -0.01335 | 25 | 13 | 25 | 0 | 1.03 | Hydro | 1 | 0.035631 | 0 | 0 |  |  |  |  | 0.035631 | 0 |  |  |  |  | 0 | 0
88253 | HAMILTON | F | South | YES | -0.01335 | 0 | 0 | 0 | 0 | 1.04 | BLT | 1 | 0.035631 | 0 | 0 |  |  |  |  | 0.035631 | 0 | West |  |  |  | 0 | 0
8262 | ELPS | 1 | South | YES | -0.009577 | 6 | 6 | 6 | 0 | 1.15 | Hydro | 1 | 0.039404 | 0 | 0 |  |  |  |  | 0.039404 | 0 | Line Rating |  | 155 |  | 0 | 0
11056 | ROSCOE_1G | 1 | West | YES | -0.038843 | 41.8 | 0 | 209 |  | 1 | Wind | -1 | 0.042901 | 0 | 209 |  |  | 0 | 0 | -0.042901 | 0 | Impact Counter to Zone: |  | 0 |  | 0 | 0
11057 | CHAMPION_1G | 1 | West | YES | -0.038843 | 25.3 | 0 | 126.5 |  | 1 | Wind | -1 | 0.042901 | 0 | 126.5 |  |  | 0 | 0 | -0.042901 | 0 |  |  | 0% |  | 0 | 0
11058 | PYRON_1G | 1 | West | YES | -0.038843 | 49.8 | 0 | 249 |  | 1 | Wind | -1 | 0.042901 | 0 | 249 |  |  | 0 | 0 | -0.042901 | 0 |  |  |  |  | 0 | 0
11059 | INADALE_1G | 1 | West | YES | -0.038843 | 39.4 | 0 | 197 |  | 1 | Wind | -1 | 0.042901 | 0 | 197 |  |  | 0 | 0 | -0.042901 | 0 | North |  |  |  | 0 | 0
60202 | FRNDDRCS | F | West | YES | -0.039073 | 0 | 0 | 0 | 0 | 0.9985 | AVR | -1 | 0.043131 | 0 | 0 |  |  | 0 | 0 | -0.043131 | 0 | Line Rating |  | 155 |  | 0 | 0
7026 | L_INKSDA1_1Y | 1 | South | YES | -0.002115 | 0 | 0 | 13.7 |  | 1 | Hydro | 1 | 0.046866 | 0 | 0 |  |  |  |  | 0.046866 | 0 | Impact Counter to Zone: |  | 0 |  | 0 | 0
76091 | L_DIVIDE1_1N | W1 | West | YES | -0.043015 | 22.5 | 0 | 112.5 |  | 1.02 | Wind | -1 | 0.047073 | 0 | 112.5 |  |  | 0 | 0 | -0.047073 | 0 |  |  | 0% |  | 0 | 0
76095 | L_CAPRSI1_1N | W1 | West | YES | -0.043015 | 29.9 | 0 | 149.5 | 0 | 1.02 | Wind | -1 | 0.047073 | 0 | 149.5 |  |  | 0 | 0 | -0.047073 | 0 |  |  |  |  | 0 | 0
76096 | L_CAPRSI1_2N | W1 | West | YES | -0.043015 | 37.2 | 0 | 186 | 0 | 1.02 | Wind | -1 | 0.047073 | 0 | 186 |  |  | 0 | 0 | -0.047073 | 0 |  |  |  |  | 0 | 0
76097 | L_CAPRGE1_1N | W1 | West | YES | -0.043015 | 42.9 | 0 | 214.5 | 0 | 1.02 | Wind | -1 | 0.047073 | 0 | 214.5 |  |  | 0 | 0 | -0.047073 | 0 |  |  |  |  | 0 | 0
58909 | PEARSALLSCG1 | 3 | South | YES | -0.001752 | 0 | 0 | 8.4 |  | 1.027 | Diesel | 1 | 0.047229 | 8.4 | 8.4 |  |  |  |  | 0.047229 | 0.39672 |  |  |  |  | 0 | 0
58909 | PEARSALLSCG1 | 4 | South | YES | -0.001752 | 0 | 0 | 8.4 |  | 1.027 | Diesel | 1 | 0.047229 | 8.4 | 8.4 |  |  |  |  | 0.047229 | 0.39672 |  |  |  |  | 0 | 0
58909 | PEARSALLSCG1 | 6 | South | YES | -0.001752 | 0 | 0 | 8.4 |  | 1.027 | Diesel | 1 | 0.047229 | 8.4 | 8.4 |  |  |  |  | 0.047229 | 0.39672 |  |  |  |  | 0 | 0
58909 | PEARSALLSCG1 | 5 | South | YES | -0.001752 | 0 | 0 | 8.4 |  | 1.027 | Diesel | 1 | 0.047229 | 8.4 | 8.4 |  |  |  |  | 0.047229 | 0.39672 |  |  |  |  | 0 | 0
58909 | PEARSALLSCG1 | 1 | South | YES | -0.001752 | 0 | 0 | 8.4 |  | 1.027 | Diesel | 1 | 0.047229 | 8.4 | 8.4 |  |  |  |  | 0.047229 | 0.39672 |  |  |  |  | 0 | 0
58909 | PEARSALLSCG1 | 2 | South | YES | -0.001752 | 0 | 0 | 8.4 |  | 1.027 | Diesel | 1 | 0.047229 | 8.4 | 8.4 |  |  |  |  | 0.047229 | 0.39672 |  |  |  |  | 0 | 0
58919 | PEARSALLSCG2 | 5 | South | YES | -0.001752 | 0 | 0 | 8.4 |  | 1.027 | Diesel | 1 | 0.047229 | 8.4 | 8.4 |  |  |  |  | 0.047229 | 0.39672 |  |  |  |  | 0 | 0
58919 | PEARSALLSCG2 | 6 | South | YES | -0.001752 | 0 | 0 | 8.4 |  | 1.027 | Diesel | 1 | 0.047229 | 8.4 | 8.4 |  |  |  |  | 0.047229 | 0.39672 |  |  |  |  | 0 | 0
58919 | PEARSALLSCG2 | 1 | South | YES | -0.001752 | 0 | 0 | 8.4 |  | 1.027 | Diesel | 1 | 0.047229 | 8.4 | 8.4 |  |  |  |  | 0.047229 | 0.39672 |  |  |  |  | 0 | 0
58919 | PEARSALLSCG2 | 2 | South | YES | -0.001752 | 0 | 0 | 8.4 |  | 1.027 | Diesel | 1 | 0.047229 | 8.4 | 8.4 |  |  |  |  | 0.047229 | 0.39672 |  |  |  |  | 0 | 0
58919 | PEARSALLSCG2 | 4 | South | YES | -0.001752 | 0 | 0 | 8.4 |  | 1.027 | Diesel | 1 | 0.047229 | 8.4 | 8.4 |  |  |  |  | 0.047229 | 0.39672 |  |  |  |  | 0 | 0
58919 | PEARSALLSCG2 | 3 | South | YES | -0.001752 | 0 | 0 | 8.4 |  | 1.027 | Diesel | 1 | 0.047229 | 8.4 | 8.4 |  |  |  |  | 0.047229 | 0.39672 |  |  |  |  | 0 | 0
58929 | PEARSALLSCG3 | 4 | South | YES | -0.001752 | 0 | 0 | 8.4 |  | 1.027 | Diesel | 1 | 0.047229 | 8.4 | 8.4 |  |  |  |  | 0.047229 | 0.39672 |  |  |  |  | 0 | 0
58929 | PEARSALLSCG3 | 6 | South | YES | -0.001752 | 0 | 0 | 8.4 |  | 1.027 | Diesel | 1 | 0.047229 | 8.4 | 8.4 |  |  |  |  | 0.047229 | 0.39672 |  |  |  |  | 0 | 0
58929 | PEARSALLSCG3 | 2 | South | YES | -0.001752 | 0 | 0 | 8.4 |  | 1.027 | Diesel | 1 | 0.047229 | 8.4 | 8.4 |  |  |  |  | 0.047229 | 0.39672 |  |  |  |  | 0 | 0
58929 | PEARSALLSCG3 | 5 | South | YES | -0.001752 | 0 | 0 | 8.4 |  | 1.027 | Diesel | 1 | 0.047229 | 8.4 | 8.4 |  |  |  |  | 0.047229 | 0.39672 |  |  |  |  | 0 | 0
58929 | PEARSALLSCG3 | 1 | South | YES | -0.001752 | 0 | 0 | 8.4 |  | 1.027 | Diesel | 1 | 0.047229 | 8.4 | 8.4 |  |  |  |  | 0.047229 | 0.39672 |  |  |  |  | 0 | 0
58929 | PEARSALLSCG3 | 3 | South | YES | -0.001752 | 0 | 0 | 8.4 |  | 1.027 | Diesel | 1 | 0.047229 | 8.4 | 8.4 |  |  |  |  | 0.047229 | 0.39672 |  |  |  |  | 0 | 0
58949 | PEARSALLSCG4 | 3 | South | YES | -0.001752 | 0 | 0 | 8.4 |  | 1.027 | Diesel | 1 | 0.047229 | 8.4 | 8.4 |  |  |  |  | 0.047229 | 0.39672 |  |  |  |  | 0 | 0
58949 | PEARSALLSCG4 | 2 | South | YES | -0.001752 | 0 | 0 | 8.4 |  | 1.027 | Diesel | 1 | 0.047229 | 8.4 | 8.4 |  |  |  |  | 0.047229 | 0.39672 |  |  |  |  | 0 | 0
58949 | PEARSALLSCG4 | 1 | South | YES | -0.001752 | 0 | 0 | 8.4 |  | 1.027 | Diesel | 1 | 0.047229 | 8.4 | 8.4 |  |  |  |  | 0.047229 | 0.39672 |  |  |  |  | 0 | 0
58949 | PEARSALLSCG4 | 4 | South | YES | -0.001752 | 0 | 0 | 8.4 |  | 1.027 | Diesel | 1 | 0.047229 | 8.4 | 8.4 |  |  |  |  | 0.047229 | 0.39672 |  |  |  |  | 0 | 0
58949 | PEARSALLSCG4 | 6 | South | YES | -0.001752 | 0 | 0 | 8.4 |  | 1.027 | Diesel | 1 | 0.047229 | 8.4 | 8.4 |  |  |  |  | 0.047229 | 0.39672 |  |  |  |  | 0 | 0
58949 | PEARSALLSCG4 | 5 | South | YES | -0.001752 | 0 | 0 | 8.4 |  | 1.027 | Diesel | 1 | 0.047229 | 8.4 | 8.4 |  |  |  |  | 0.047229 | 0.39672 |  |  |  |  | 0 | 0
76031 | L_GASCCR1_1N | W1 | West | YES | -0.043551 | 30 | 0 | 150 |  | 1.02 | Wind | -1 | 0.047609 | 0 | 150 |  |  | 0 | 0 | -0.047609 | 0 |  |  |  |  | 0 | 0
80265 | LARECU40A | 4 | South | YES | -0.001347 | 80 | 0 | 100 |  | 1.039 | GGT | 1 | 0.047634 | 100 | 100 |  |  |  |  | 0.047634 | 4.7634 |  |  |  |  | 0 | 0
80266 | LARECU50A | 5 | South | YES | -0.001347 | 80 | 0 | 100 |  | 1.039 | GGT | 1 | 0.047634 | 100 | 100 |  |  |  |  | 0.047634 | 4.7634 |  |  |  |  | 0 | 0
80012 | LAR | F | South | YES | -0.001346 | 0 | 0 | 0 | 0 | 1.04 | DCTie | 1 | 0.047635 | 0 | 0 |  |  |  |  | 0.047635 | 0 |  |  |  |  | 0 | 0
7022 | L_BUCHAN1_1Y | 1 | South | YES | -0.001291 | 0 | 0 | 18 |  | 1 | Hydro | 1 | 0.04769 | 0 | 0 |  |  |  |  | 0.04769 | 0 |  |  |  |  | 0 | 0
7023 | L_BUCHAN1_2Y | 2 | South | YES | -0.001291 | 0 | 0 | 18 |  | 1 | Hydro | 1 | 0.04769 | 0 | 0 |  |  |  |  | 0.04769 | 0 |  |  |  |  | 0 | 0
7024 | L_BUCHAN1_3Y | 3 | South | YES | -0.001291 | 0 | 0 | 15 |  | 1 | Hydro | 1 | 0.04769 | 0 | 0 |  |  |  |  | 0.04769 | 0 |  |  |  |  | 0 | 0
7000 | L_FERGUS1_1Y | 1 | South | YES | -0.001245 | 400 | 65 | 423.3 | 0 | 1.015 | GSC | 1 | 0.047736 | 423.3 | 423.3 |  |  |  |  | 0.047736 | 20.2065 |  |  |  |  | 0 | 0
5892 | PEARSALLGEN3 | 1 | South | YES | -0.001235 | 19.1 | 6 | 23.9 | 0 | 1.0226 | GST | 1 | 0.047746 | 23.9 | 23.9 |  |  |  |  | 0.047746 | 1.1411 |  |  |  |  | 0 | 0
5890 | PEARSALLGEN1 | 1 | South | YES | -0.001235 | 19.2 | 6 | 24 | 0 | 1.0226 | GST | 1 | 0.047746 | 24 | 24 |  |  |  |  | 0.047746 | 1.1459 |  |  |  |  | 0 | 0
5891 | PEARSALLGEN2 | 1 | South | YES | -0.001235 | 19.4 | 6 | 24.3 | 0 | 1.0226 | GST | 1 | 0.047746 | 24.3 | 24.3 |  |  |  |  | 0.047746 | 1.1602 |  |  |  |  | 0 | 0
60000 | DSKY2 | 1 | West | YES | -0.043772 | 19.1 | 0 | 76.5 |  | 1.039 | Wind | -1 | 0.04783 | 0 | 76.5 |  |  | 0 | 0 | -0.04783 | 0 |  |  |  |  | 0 | 0
60018 | DSKY1 | 1 | West | YES | -0.043812 | 21 | 0 | 84 | 0 | 1.023 | Wind | -1 | 0.04787 | 0 | 84 |  |  | 0 | 0 | -0.04787 | 0 |  |  |  |  | 0 | 0
7035 | L_WIRTZ_1G1Y | 1 | South | YES | -0.001109 | 0 | 0 | 29 |  | 1 | Hydro | 1 | 0.047872 | 0 | 0 |  |  |  |  | 0.047872 | 0 |  |  |  |  | 0 | 0
7036 | L_WIRTZ_1G2Y | 2 | South | YES | -0.001109 | 0 | 0 | 29.7 |  | 1 | Hydro | 1 | 0.047872 | 0 | 0 |  |  |  |  | 0.047872 | 0 |  |  |  |  | 0 | 0
60017 | ORNNWP1 | 1 | West | YES | -0.044126 | 20 | 0 | 80 |  | 1.027 | Wind | -1 | 0.048184 | 0 | 80 |  |  | 0 | 0 | -0.048184 | 0 |  |  |  |  | 0 | 0
7028 | L_MARBFA1_1Y | 1 | South | YES | -0.000684 | 0 | 0 | 18 |  | 1 | Hydro | 1 | 0.048297 | 0 | 0 |  |  |  |  | 0.048297 | 0 |  |  |  |  | 0 | 0
7029 | L_MARBFA1_2Y | 2 | South | YES | -0.000684 | 0 | 0 | 18 |  | 1 | Hydro | 1 | 0.048297 | 0 | 0 |  |  |  |  | 0.048297 | 0 |  |  |  |  | 0 | 0
88299 | ZAPATA | F | South | YES | -0.000545 | 0 | 0 | 0 | 0 | 1.02 | BLT | 1 | 0.048436 | 0 | 0 |  |  |  |  | 0.048436 | 0 |  |  |  |  | 0 | 0
5728 | FALCONHYDRO2 | 2 | South | YES | -2e-06 | 12 | 0 | 12 | 0 | 1.0234 | Hydro | 1 | 0.048979 | 0 | 0 |  |  |  |  | 0.048979 | 0 |  |  |  |  | 0 | 0
5729 | FALCONHYDRO3 | 3 | South | YES | -2e-06 | 11 | 0 | 11 | 0 | 1.0234 | Hydro | 1 | 0.048979 | 0 | 0 |  |  |  |  | 0.048979 | 0 |  |  |  |  | 0 | 0
8048 | FALCONHYDRO1 | 1 | South | YES | -2e-06 | 12 | 0 | 12 | 0 | 1.0234 | Hydro | 1 | 0.048979 | 0 | 0 |  |  |  |  | 0.048979 | 0 |  |  |  |  | 0 | 0
8139 | JOS #1 | MB | South | YES | 0 | 0 | 45 | 255 |  | 1.02 | GST | 1 | 0.048981 | 0 | 0 |  |  |  |  | 0.048981 | 0 |  |  |  |  | 0 | 0
8285 | LAR #1 | MB | South | YES | 0 | 0 | 9 | 32 |  | 1.0497 | GST | 1 | 0.048981 | 0 | 0 |  |  |  |  | 0.048981 | 0 |  |  |  |  | 0 | 0
8287 | LAR #2 | MB | South | YES | 0 | 0 | 9 | 32 |  | 1.04 | GST | 1 | 0.048981 | 0 | 0 |  |  |  |  | 0.048981 | 0 |  |  |  |  | 0 | 0
8288 | LAR #3 | MB | South | YES | 0 | 0 | 25 | 105 |  | 1.04 | GST | 1 | 0.048981 | 0 | 0 |  |  |  |  | 0.048981 | 0 |  |  |  |  | 0 | 0
8388 | BATES0A | MB | South | YES | 0 | 0 | 21 | 71 |  | 1.033 | GST | 1 | 0.048981 | 0 | 0 |  |  |  |  | 0.048981 | 0 |  |  |  |  | 0 | 0
8393 | BATES0B | MB | South | YES | 0 | 0 | 25 | 110 |  | 1.03 | GST | 1 | 0.048981 | 0 | 0 |  |  |  |  | 0.048981 | 0 |  |  |  |  | 0 | 0
8437 | NUECES_B0C | MB | South | YES | 0 | 0 | 7 | 30 |  | 1.03 | GST | 1 | 0.048981 | 0 | 0 |  |  |  |  | 0.048981 | 0 |  |  |  |  | 0 | 0
8438 | NUECES_B0B | MB | South | YES | 0 | 0 | 26 | 169 |  | 1.03 | GST | 1 | 0.048981 | 0 | 0 |  |  |  |  | 0.048981 | 0 |  |  |  |  | 0 | 0
39190 | TNSLCGN1__8 | 1 | Houston | YES | 0 | 0 | 10 | 30 |  | 1.03 | Cogen | 1 | 0.048981 | 0 | 0 |  |  |  |  | 0.048981 | 0 |  |  |  |  | 0 | 0
5934 | SI_RAY5 | 5 | South | YES | 0 | 0 | 10 | 15 |  | 1.035 | GST | 1 | 0.048981 | 15 | 15 |  |  |  |  | 0.048981 | 0.73471 |  |  |  |  | 0 | 0
88508 | FALFURRI | F | South | YES | 8.5e-05 | 0 | 0 | 0 | 0 | 1 | AVR | 1 | 0.049066 | 0 | 0 |  |  |  |  | 0.049066 | 0 |  |  |  |  | 0 | 0
38437 | TNSRBNMESA9 | 1 | West | YES | -0.045058 | 37.5 | 0 | 150 | 0 | 1.02 | Wind | -1 | 0.049116 | 0 | 150 |  |  | 0 | 0 | -0.049116 | 0 |  |  |  |  | 0 | 0
38332 | TNWDWRDU2_8 | 1 | West | YES | -0.045086 | 20 | 0 | 80 | 0 | 1.0232 | Wind | -1 | 0.049144 | 0 | 80 |  |  | 0 | 0 | -0.049144 | 0 |  |  |  |  | 0 | 0
60016 | WOODWRD11A | 1 | West | YES | -0.045093 | 20 | 0 | 80 |  | 1.033 | Wind | -1 | 0.049151 | 0 | 80 |  |  | 0 | 0 | -0.049151 | 0 |  |  |  |  | 0 | 0
6016 | SWMESA | 1 | West | YES | -0.045121 | 18.8 | 0 | 75 |  | 1.03 | Wind | -1 | 0.049179 | 0 | 75 |  |  | 0 | 0 | -0.049179 | 0 |  |  |  |  | 0 | 0
60003 | KING_NE1A | 1 | West | YES | -0.045121 | 20 | 0 | 80 |  | 1.03 | Wind | -1 | 0.049179 | 0 | 80 |  |  | 0 | 0 | -0.049179 | 0 |  |  |  |  | 0 | 0
60005 | KING_SE1A | 1 | West | YES | -0.045121 | 10 | 0 | 40 |  | 1.035 | Wind | -1 | 0.049179 | 0 | 40 |  |  | 0 | 0 | -0.049179 | 0 |  |  |  |  | 0 | 0
60058 | BUFF_GAP1A | 1 | West | YES | -0.045126 | 24 | 0 | 120 |  | 1 | Wind | -1 | 0.049184 | 0 | 120 |  |  | 0 | 0 | -0.049184 | 0 |  |  |  |  | 0 | 0
60060 | CIRELLO | 1 | West | YES | -0.045126 | 46.6 | 0 | 233 | 0 | 1 | Wind | -1 | 0.049184 | 0 | 233 |  |  | 0 | 0 | -0.049184 | 0 |  |  |  |  | 0 | 0
60063 | BUFF_GAP1B | 1 | West | YES | -0.045126 | 34 | 0 | 170.2 | 0 | 1.02 | Wind | -1 | 0.049184 | 0 | 170.2 |  |  | 0 | 0 | -0.049184 | 0 |  |  |  |  | 0 | 0
60066 | H_HOLLOW1A | 1 | West | YES | -0.045126 | 44.4 | 0 | 222 | 0 | 1.005 | Wind | -1 | 0.049184 | 0 | 222 |  |  | 0 | 0 | -0.049184 | 0 |  |  |  |  | 0 | 0
60068 | HHOLLOW21A | 1 | West | YES | -0.045126 | 36.8 | 0 | 184 | 0 | 1.025 | Wind | -1 | 0.049184 | 0 | 184 |  |  | 0 | 0 | -0.049184 | 0 |  |  |  |  | 0 | 0
60070 | HHOLLOW31A | 1 | West | YES | -0.045126 | 44.8 | 0 | 224 | 0 | 1.025 | Wind | -1 | 0.049184 | 0 | 224 |  |  | 0 | 0 | -0.049184 | 0 |  |  |  |  | 0 | 0
60072 | HHOLLOW41A | 1 | West | YES | -0.045126 | 23 | 0 | 115 | 0 | 1.025 | Wind | -1 | 0.049184 | 0 | 115 |  |  | 0 | 0 | -0.049184 | 0 |  |  |  |  | 0 | 0
60201 | RIO DRCS | F | West | YES | -0.045181 | 0 | 0 | 0 | 0 | 1.025 | AVR | -1 | 0.049239 | 0 | 0 |  |  | 0 | 0 | -0.049239 | 0 |  |  |  |  | 0 | 0
60007 | KING_SW1A | 1 | West | YES | -0.045289 | 20 | 0 | 80 |  | 1.03 | Wind | -1 | 0.049347 | 0 | 80 |  |  | 0 | 0 | -0.049347 | 0 |  |  |  |  | 0 | 0
60019 | KING_NW1A | 1 | West | YES | -0.045289 | 20 | 0 | 80 |  | 1.03 | Wind | -1 | 0.049347 | 0 | 80 |  |  | 0 | 0 | -0.049347 | 0 |  |  |  |  | 0 | 0
5268 | LEON_LCPCT3 | 3 | South | YES | 0.000431 | 43 | 24 | 43 | 0 | 1.0197 | GGT | 1 | 0.049412 | 43 | 43 |  |  |  |  | 0.049412 | 2.1247 |  |  |  |  | 0 | 0
5266 | LEON_LCPCT1 | 1 | South | YES | 0.000431 | 44 | 24 | 44 | 0 | 1.0197 | GGT | 1 | 0.049412 | 44 | 44 |  |  |  |  | 0.049412 | 2.1741 |  |  |  |  | 0 | 0
5267 | LEON_LCPCT2 | 2 | South | YES | 0.000431 | 44 | 24 | 44 | 0 | 1.0197 | GGT | 1 | 0.049412 | 44 | 44 |  |  |  |  | 0.049412 | 2.1741 |  |  |  |  | 0 | 0
5269 | LEON_LCPCT4 | 4 | South | YES | 0.000431 | 45 | 24 | 45 | 0 | 1.0197 | GGT | 1 | 0.049412 | 45 | 45 |  |  |  |  | 0.049412 | 2.2235 |  |  |  |  | 0 | 0
5264 | LEON_LCP3G3 | 3 | South | YES | 0.000431 | 0 | 20 | 58 |  | 1.0197 | GST | 1 | 0.049412 | 58 | 58 |  |  |  |  | 0.049412 | 2.8659 |  |  |  |  | 0 | 0
5265 | LEON_LCP4G4 | 4 | South | YES | 0.000431 | 89 | 25 | 89 | 0 | 1.0197 | GST | 1 | 0.049412 | 89 | 89 |  |  |  |  | 0.049412 | 4.3976 |  |  |  |  | 0 | 0
7031 | L_MARSFO1G1Y | 1 | South | YES | 0.000478 | 0 | 0 | 36 |  | 1 | Hydro | 1 | 0.049459 | 0 | 0 |  |  |  |  | 0.049459 | 0 |  |  |  |  | 0 | 0
7032 | L_MARSFO1G2Y | 2 | South | YES | 0.000478 | 0 | 0 | 35 |  | 1 | Hydro | 1 | 0.049459 | 0 | 0 |  |  |  |  | 0.049459 | 0 |  |  |  |  | 0 | 0
7033 | L_MARSFO1G3Y | 3 | South | YES | 0.000478 | 0 | 0 | 36 |  | 1 | Hydro | 1 | 0.049459 | 0 | 0 |  |  |  |  | 0.049459 | 0 |  |  |  |  | 0 | 0
5028 | BRAUNIG_VHB3 | 3 | South | YES | 0.00052 | 407 | 60 | 407 | 0 | 1.0138 | GST | 1 | 0.049501 | 407 | 407 |  |  |  |  | 0.049501 | 20.1468 |  |  |  |  | 0 | 0
5026 | BRAUNIG_VHB1 | 1 | South | YES | 0.000548 | 215 | 40 | 215 | 0 | 1.0192 | GST | 1 | 0.049529 | 215 | 215 |  |  |  |  | 0.049529 | 10.6487 |  |  |  |  | 0 | 0
5027 | BRAUNIG_VHB2 | 2 | South | YES | 0.000548 | 216 | 40 | 216 | 0 | 1.0192 | GST | 1 | 0.049529 | 216 | 216 |  |  |  |  | 0.049529 | 10.6982 |  |  |  |  | 0 | 0
5397 | CALAVER_OWS2 | 2 | South | YES | 0.000549 | 400 | 80 | 400 | 0 | 1.0192 | GST | 1 | 0.04953 | 400 | 400 |  |  |  |  | 0.04953 | 19.8119 |  |  |  |  | 0 | 0
5396 | CALAVER_OWS1 | 1 | South | YES | 0.000549 | 418 | 80 | 418 | 0 | 1.0192 | GST | 1 | 0.04953 | 418 | 418 |  |  |  |  | 0.04953 | 20.7034 |  |  |  |  | 0 | 0
8933 | FGNTS001 | 1 | South | YES | 0.000566 | 146.5 | 0 | 146.5 | 0 | 1.03 | CC | 1 | 0.049547 | 146.5 | 146.5 |  |  |  |  | 0.049547 | 7.2586 |  |  |  |  | 0 | 0
8934 | FGNTS101 | 2 | South | YES | 0.000566 | 147.9 | 0 | 147.9 | 0 | 1.03 | CC | 1 | 0.049547 | 147.9 | 147.9 |  |  |  |  | 0.049547 | 7.328 |  |  |  |  | 0 | 0
8935 | FGNTS201 | 3 | South | YES | 0.000566 | 173 | 0 | 173 | 0 | 1.03 | CC | 1 | 0.049547 | 173 | 173 |  |  |  |  | 0.049547 | 8.5716 |  |  |  |  | 0 | 0
5111 | CALAVER_JTD1 | 1 | South | YES | 0.000566 | 430 | 80 | 430 | 0 | 1.0138 | LIGCO | 1 | 0.049547 | 0 | 430 |  |  |  |  | 0.049547 | 21.3051 |  |  |  |  | 0 | 0
5112 | CALAVER_JTD2 | 2 | South | YES | 0.000566 | 430 | 80 | 430 | 0 | 1.0138 | LIGCO | 1 | 0.049547 | 0 | 430 |  |  |  |  | 0.049547 | 21.3051 |  |  |  |  | 0 | 0
88198 | BEEVILLE | F | South | YES | 0.000569 | 0 | 0 | 0 | 0 | 1.02 | AVR | 1 | 0.04955 | 0 | 0 |  |  |  |  | 0.04955 | 0 |  |  |  |  | 0 | 0
5903 | SANMIGUELGEN | 1 | South | YES | 0.000619 | 396.3 | 180 | 396.3 | 0 | 1.0336 | LIGCO | 1 | 0.0496 | 0 | 396.3 |  |  |  |  | 0.0496 | 19.6564 |  |  |  |  | 0 | 0
5436 | TUTTL_WBT1G1 | 1 | South | YES | 0.000625 | 48.8 | 20 | 61 | 0 | 1.012 | GST | 1 | 0.049606 | 61 | 61 |  |  |  |  | 0.049606 | 3.0259 |  |  |  |  | 0 | 0
5438 | TUTTL_WBT3G3 | 3 | South | YES | 0.000625 | 95 | 25 | 95 | 0 | 1.012 | GST | 1 | 0.049606 | 95 | 95 |  |  |  |  | 0.049606 | 4.7125 |  |  |  |  | 0 | 0
5439 | TUTTL_WBT4G4 | 4 | South | YES | 0.000625 | 151 | 40 | 151 | 0 | 1.012 | GST | 1 | 0.049606 | 151 | 151 |  |  |  |  | 0.049606 | 7.4905 |  |  |  |  | 0 | 0
5476 | BRA_AVR1_CT1 | 1 | South | YES | 0.000647 | 155 | 90 | 155 | 0 | 1.025 | CC | 1 | 0.049628 | 155 | 155 |  |  |  |  | 0.049628 | 7.6923 |  |  |  |  | 0 | 0
5478 | BRA_AVR1_CT2 | 1 | South | YES | 0.000647 | 155 | 90 | 155 | 0 | 1.025 | CC | 1 | 0.049628 | 155 | 155 |  |  |  |  | 0.049628 | 7.6923 |  |  |  |  | 0 | 0
5477 | BRA_AVR1_ST | 1 | South | YES | 0.000647 | 174 | 138 | 174 | 0 | 1.025 | CC | 1 | 0.049628 | 174 | 174 |  |  |  |  | 0.049628 | 8.6352 |  |  |  |  | 0 | 0
8982 | HECN2 | 2 | South | YES | 0.000662 | 144.1 | 0 | 144.1 | 0 | 1.0304 | CC | 1 | 0.049643 | 144.1 | 144.1 |  |  |  |  | 0.049643 | 7.1535 |  |  |  |  | 0 | 0
8981 | HECN1 | 1 | South | YES | 0.000662 | 144.8 | 0 | 144.8 | 0 | 1.0304 | CC | 1 | 0.049643 | 144.8 | 144.8 |  |  |  |  | 0.049643 | 7.1883 |  |  |  |  | 0 | 0
8983 | HECN3 | 3 | South | YES | 0.000662 | 171.9 | 0 | 171.9 | 0 | 1.0304 | CC | 1 | 0.049643 | 171.9 | 171.9 |  |  |  |  | 0.049643 | 8.5336 |  |  |  |  | 0 | 0
8936 | MVGN#1 | 1 | South | YES | 0.000662 | 216.6 | 0 | 216.6 | 0 | 1.0304 | CC | 1 | 0.049643 | 216.6 | 216.6 |  |  |  |  | 0.049643 | 10.7526 |  |  |  |  | 0 | 0
8937 | MVGN#2 | 2 | South | YES | 0.000662 | 216.7 | 0 | 216.7 | 0 | 1.0304 | CC | 1 | 0.049643 | 216.7 | 216.7 |  |  |  |  | 0.049643 | 10.7576 |  |  |  |  | 0 | 0
8938 | MVGN#3 | 3 | South | YES | 0.000662 | 250.9 | 0 | 250.9 | 0 | 1.0304 | CC | 1 | 0.049643 | 250.9 | 250.9 |  |  |  |  | 0.049643 | 12.4554 |  |  |  |  | 0 | 0
5401 | CALAVER_JKS1 | 1 | South | YES | 0.000676 | 562 | 100 | 562 | 0 | 1.026 | LIGCO | 1 | 0.049657 | 0 | 562 |  |  |  |  | 0.049657 | 27.9071 |  |  |  |  | 0 | 0
80003 | MILHWYS | F | South | YES | 0.000702 | 0 | 0 | 0 | 0 | 1.0168 | AVR | 1 | 0.049683 | 0 | 0 |  |  |  |  | 0.049683 | 0 |  |  |  |  | 0 | 0
5933 | SI_RAY6 | 6 | South | YES | 0.000702 | 15.4 | 10 | 19.3 | 0 | 1.035 | GST | 1 | 0.049683 | 19.3 | 19.3 |  |  |  |  | 0.049683 | 0.95888 |  |  |  |  | 0 | 0
5932 | SI_RAY9 | 9 | South | YES | 0.000702 | 32 | 32 | 38 | 0 | 1.035 | CC | 1 | 0.049683 | 38 | 38 |  |  |  |  | 0.049683 | 1.8879 |  |  |  |  | 0 | 0
5935 | SI_RAY10 | 10 | South | YES | 0.000702 | 47 | 10 | 47 | 0 | 1.03 | CC | 1 | 0.049683 | 47 | 47 |  |  |  |  | 0.049683 | 2.3351 |  |  |  |  | 0 | 0
8517 | CELANEBI0A | 1 | South | YES | 0.000724 | 29 | 0 | 29 | 0 | 1.02 | Cogen | 1 | 0.049705 | 0 | 0 |  |  |  |  | 0.049705 | 0 |  |  |  |  | 0 | 0
80080 | GWINDT11A | 4 | South | YES | 0.000728 | 3.8 | 0 | 19 | 0 | 1.025 | Wind | 1 | 0.049709 | 0 | 19 |  |  |  |  | 0.049709 | 0.94447 |  |  |  |  | 0 | 0
80081 | GWINDT21A | 4 | South | YES | 0.000728 | 4.4 | 0 | 22 | 0 | 1.025 | Wind | 1 | 0.049709 | 0 | 22 |  |  |  |  | 0.049709 | 1.0936 |  |  |  |  | 0 | 0
80081 | GWINDT21A | 2 | South | YES | 0.000728 | 7.2 | 0 | 36 | 0 | 1.025 | Wind | 1 | 0.049709 | 0 | 36 |  |  |  |  | 0.049709 | 1.7895 |  |  |  |  | 0 | 0
80080 | GWINDT11A | 3 | South | YES | 0.000728 | 0 | 0 | 38 | 0 | 1.025 | Wind | 1 | 0.049709 | 0 | 38 |  |  |  |  | 0.049709 | 1.8889 |  |  |  |  | 0 | 0
80080 | GWINDT11A | 2 | South | YES | 0.000728 | 0 | 0 | 41 | 0 | 1.025 | Wind | 1 | 0.049709 | 0 | 41 |  |  |  |  | 0.049709 | 2.0381 |  |  |  |  | 0 | 0
80081 | GWINDT21A | 3 | South | YES | 0.000728 | 8.6 | 0 | 43 | 0 | 1.025 | Wind | 1 | 0.049709 | 0 | 43 |  |  |  |  | 0.049709 | 2.1375 |  |  |  |  | 0 | 0
80180 | PNSCALT11A | 2 | South | YES | 0.000728 | 10 | 0 | 50 | 0 | 1.025 | Wind | 1 | 0.049709 | 0 | 50 |  |  |  |  | 0.049709 | 2.4854 |  |  |  |  | 0 | 0
80181 | PNSCALT21A | 2 | South | YES | 0.000728 | 10 | 0 | 50 | 0 | 1.025 | Wind | 1 | 0.049709 | 0 | 50 |  |  |  |  | 0.049709 | 2.4854 |  |  |  |  | 0 | 0
80181 | PNSCALT21A | 1 | South | YES | 0.000728 | 16.5 | 0 | 55 | 0 | 1.025 | Wind | 1 | 0.049709 | 0 | 55 |  |  |  |  | 0.049709 | 2.734 |  |  |  |  | 0 | 0
80080 | GWINDT11A | 1 | South | YES | 0.000728 | 28.2 | 0 | 94 | 0 | 1.025 | Wind | 1 | 0.049709 | 0 | 94 |  |  |  |  | 0.049709 | 4.6726 |  |  |  |  | 0 | 0
80081 | GWINDT21A | 1 | South | YES | 0.000728 | 28.2 | 0 | 94 | 0 | 1.025 | Wind | 1 | 0.049709 | 0 | 94 |  |  |  |  | 0.049709 | 4.6726 |  |  |  |  | 0 | 0
80180 | PNSCALT11A | 1 | South | YES | 0.000728 | 43.8 | 0 | 148 | 0 | 1.025 | Wind | 1 | 0.049709 | 0 | 148 |  |  |  |  | 0.049709 | 7.3569 |  |  |  |  | 0 | 0
8461 | KOCH_UP0A | 1 | South | YES | 0.000744 | 38 | 0 | 38 | 0 | 1.012 | Cogen | 1 | 0.049725 | 0 | 0 |  |  |  |  | 0.049725 | 0 |  |  |  |  | 0 | 0
8506 | VAL #1 | 1 | South | YES | 0.00075 | 20.9 | 0 | 25 | 0 | 1.0055 | Cogen | 1 | 0.049731 | 0 | 0 |  |  |  |  | 0.049731 | 0 |  |  |  |  | 0 | 0
8507 | VAL #2 | 2 | South | YES | 0.00075 | 20.9 | 0 | 25 | 0 | 1.0055 | Cogen | 1 | 0.049731 | 0 | 0 |  |  |  |  | 0.049731 | 0 |  |  |  |  | 0 | 0
8511 | OXY_CC0A | 1 | South | YES | 0.00075 | 30.3 | 0 | 38 | 0 | 1.027 | Cogen | 1 | 0.049731 | 0 | 0 |  |  |  |  | 0.049731 | 0 |  |  |  |  | 0 | 0
7487 | L_CANYHY8_1Y | 1 | South | YES | 0.00076 | 0 | 0 | 6 |  | 1 | Hydro | 1 | 0.049741 | 0 | 0 |  |  |  |  | 0.049741 | 0 |  |  |  |  | 0 | 0
8459 | B_DAVIS0B | MB | South | YES | 0.000761 | 0 | 50 | 339 |  | 1.03 | GSC | 1 | 0.049742 | 0 | 0 |  |  |  |  | 0.049742 | 0 |  |  |  |  | 0 | 0
8460 | B_DAVIS0A | MB | South | YES | 0.000761 | 0 | 50 | 340 |  | 1.03 | GSC | 1 | 0.049742 | 0 | 0 |  |  |  |  | 0.049742 | 0 |  |  |  |  | 0 | 0
80263 | B_DAVIS31A | 3 | South | YES | 0.000761 | 0 | 0 | 180 |  | 1.0366 | CC | 1 | 0.049742 | 180 | 180 |  |  |  |  | 0.049742 | 8.9535 |  |  |  |  | 0 | 0
80264 | B_DAVIS41A | 4 | South | YES | 0.000761 | 0 | 0 | 180 |  | 1.0366 | CC | 1 | 0.049742 | 180 | 180 |  |  |  |  | 0.049742 | 8.9535 |  |  |  |  | 0 | 0
8456 | COSW#1 | 1 | South | YES | 0.000764 | 20 | 0 | 20 | 0 | 1.027 | Cogen | 1 | 0.049745 | 0 | 0 |  |  |  |  | 0.049745 | 0 |  |  |  |  | 0 | 0
8457 | COSW#2 | 2 | South | YES | 0.000764 | 14 | 0 | 14 | 0 | 1.027 | Cogen | 1 | 0.049745 | 0 | 0 |  |  |  |  | 0.049745 | 0 |  |  |  |  | 0 | 0
8560 | CNOPGT1 | 1 | South | YES | 0.000766 | 148.3 | 0 | 148.3 | 0 | 1.03 | Cogen | 1 | 0.049747 | 0 | 0 |  |  |  |  | 0.049747 | 0 |  |  |  |  | 0 | 0
8561 | CNOPGT2 | 2 | South | YES | 0.000766 | 148.6 | 0 | 148.6 | 0 | 1.03 | Cogen | 1 | 0.049747 | 0 | 0 |  |  |  |  | 0.049747 | 0 |  |  |  |  | 0 | 0
8562 | CNOPST1 | 3 | South | YES | 0.000766 | 153 | 0 | 153 | 0 | 1.03 | Cogen | 1 | 0.049747 | 0 | 0 |  |  |  |  | 0.049747 | 0 |  |  |  |  | 0 | 0
8442 | NBEC7 | MB | South | YES | 0.000767 | 0 | 81 | 367 |  | 1.0298 | GST | 1 | 0.049748 | 0 | 0 |  |  |  |  | 0.049748 | 0 |  |  |  |  | 0 | 0
8442 | NBEC7 | 7 | South | YES | 0.000767 | 0 | 81 | 367 |  | 1.0298 | GST | 1 | 0.049748 | 367 | 367 |  |  |  |  | 0.049748 | 18.2574 |  |  |  |  | 0 | 0
7609 | L_SCHUMA8_1Y | 1 | South | YES | 0.000787 | 0 | 0 | 4 |  | 1 | Hydro | 1 | 0.049768 | 0 | 0 |  |  |  |  | 0.049768 | 0 |  |  |  |  | 0 | 0
8926 | LGE_GT10A | 1 | South | YES | 0.000813 | 158 | 0 | 158 | 0 | 1.03 | Cogen | 1 | 0.049794 | 0 | 0 |  |  |  |  | 0.049794 | 0 |  |  |  |  | 0 | 0
8927 | LGE_GT20A | 2 | South | YES | 0.000813 | 153 | 0 | 153 | 0 | 1.03 | Cogen | 1 | 0.049794 | 0 | 0 |  |  |  |  | 0.049794 | 0 |  |  |  |  | 0 | 0
8928 | LGE_STG0A | 3 | South | YES | 0.000813 | 100 | 0 | 100 | 0 | 1.03 | Cogen | 1 | 0.049794 | 0 | 0 |  |  |  |  | 0.049794 | 0 |  |  |  |  | 0 | 0
8930 | ICPGN10A | 1 | South | YES | 0.000813 | 149 | 0 | 149 | 0 | 1.03 | Cogen | 1 | 0.049794 | 0 | 0 |  |  |  |  | 0.049794 | 0 |  |  |  |  | 0 | 0
8931 | ICPGN20A | 2 | South | YES | 0.000813 | 150 | 0 | 150 | 0 | 1.03 | Cogen | 1 | 0.049794 | 0 | 0 |  |  |  |  | 0.049794 | 0 |  |  |  |  | 0 | 0
8932 | ICPGN30A | 3 | South | YES | 0.000813 | 127 | 0 | 127 | 0 | 1.03 | Cogen | 1 | 0.049794 | 0 | 0 |  |  |  |  | 0.049794 | 0 |  |  |  |  | 0 | 0
80223 | REYSHR G | 1 | South | YES | 0.000813 | 12 | 0 | 12 | 0 | 1.032 | Cogen | 1 | 0.049794 | 0 | 0 |  |  |  |  | 0.049794 | 0 |  |  |  |  | 0 | 0
8161 | COLETO0A | 1 | South | YES | 0.000821 | 633 | 200 | 633 | 0 | 1.03 | LIGCO | 1 | 0.049802 | 0 | 633 |  |  |  |  | 0.049802 | 31.5245 |  |  |  |  | 0 | 0
7801 | L_GUADGE1_2Y | 2 | South | YES | 0.000839 | 138 | 30 | 138 | 0 | 1.02 | CC | 1 | 0.04982 | 138 | 138 |  |  |  |  | 0.04982 | 6.8751 |  |  |  |  | 0 | 0
7802 | L_GUADGE1_3Y | 3 | South | YES | 0.000839 | 146 | 30 | 146 | 0 | 1.02 | CC | 1 | 0.04982 | 146 | 146 |  |  |  |  | 0.04982 | 7.2737 |  |  |  |  | 0 | 0
7800 | L_GUADGE1_1Y | 1 | South | YES | 0.000839 | 147 | 30 | 147 | 0 | 1.02 | CC | 1 | 0.04982 | 147 | 147 |  |  |  |  | 0.04982 | 7.3235 |  |  |  |  | 0 | 0
7803 | L_GUADGE1_4Y | 4 | South | YES | 0.000839 | 149 | 30 | 149 | 0 | 1.02 | CC | 1 | 0.04982 | 149 | 149 |  |  |  |  | 0.04982 | 7.4231 |  |  |  |  | 0 | 0
7804 | L_GUADGE1_5Y | 5 | South | YES | 0.000839 | 182 | 30 | 182 | 0 | 1.02 | CC | 1 | 0.04982 | 182 | 182 |  |  |  |  | 0.04982 | 9.0672 |  |  |  |  | 0 | 0
7805 | L_GUADGE1_6Y | 6 | South | YES | 0.000839 | 203 | 30 | 203 | 0 | 1.02 | CC | 1 | 0.04982 | 203 | 203 |  |  |  |  | 0.04982 | 10.1134 |  |  |  |  | 0 | 0
7605 | L_MCQUEE9_1Y | 1 | South | YES | 0.000853 | 0 | 0 | 2.4 |  | 1.025 | Hydro | 1 | 0.049834 | 0 | 0 |  |  |  |  | 0.049834 | 0 |  |  |  |  | 0 | 0
7605 | L_MCQUEE9_1Y | 2 | South | YES | 0.000853 | 0 | 0 | 2.4 |  | 1.025 | Hydro | 1 | 0.049834 | 0 | 0 |  |  |  |  | 0.049834 | 0 |  |  |  |  | 0 | 0
7605 | L_MCQUEE9_1Y | 3 | South | YES | 0.000853 | 0 | 0 | 2.8 |  | 1.025 | Hydro | 1 | 0.049834 | 0 | 0 |  |  |  |  | 0.049834 | 0 |  |  |  |  | 0 | 0
7810 | L_RIONOG1G1Y | 1 | South | YES | 0.000885 | 148 | 0 | 148 | 0 | 1.02 | CC | 1 | 0.049866 | 148 | 148 |  |  |  |  | 0.049866 | 7.3801 |  |  |  |  | 0 | 0
7811 | L_RIONOG1G2Y | 2 | South | YES | 0.000885 | 148 | 0 | 148 | 0 | 1.02 | CC | 1 | 0.049866 | 148 | 148 |  |  |  |  | 0.049866 | 7.3801 |  |  |  |  | 0 | 0
7812 | L_RIONOG1G3Y | 3 | South | YES | 0.000885 | 154 | 0 | 154 | 0 | 1.02 | CC | 1 | 0.049866 | 154 | 154 |  |  |  |  | 0.049866 | 7.6793 |  |  |  |  | 0 | 0
7813 | L_RIONOG1S1Y | 4 | South | YES | 0.000885 | 293 | 0 | 293 | 0 | 1.02 | CC | 1 | 0.049866 | 293 | 293 |  |  |  |  | 0.049866 | 14.6107 |  |  |  |  | 0 | 0
7624 | L_LAKEWO9_1Y | 1 | South | YES | 0.000915 | 0 | 0 | 2.4 |  | 1 | Hydro | 1 | 0.049896 | 0 | 0 |  |  |  |  | 0.049896 | 0 |  |  |  |  | 0 | 0
7624 | L_LAKEWO9_1Y | 2 | South | YES | 0.000915 | 0 | 0 | 2.4 |  | 1 | Hydro | 1 | 0.049896 | 0 | 0 |  |  |  |  | 0.049896 | 0 |  |  |  |  | 0 | 0
8189 | CUECPL2A | 1 | South | YES | 0.000924 | 12 | 0 | 12 | 0 | 1.02 | Cogen | 1 | 0.049905 | 0 | 0 |  |  |  |  | 0.049905 | 0 |  |  |  |  | 0 | 0
7014 | L_HAYSEN1_1Y | 1 | South | YES | 0.000931 | 223.9 | 74 | 223.9 | 0 | 1.008 | CC | 1 | 0.049912 | 223.9 | 223.9 |  |  |  |  | 0.049912 | 11.1752 |  |  |  |  | 0 | 0
7016 | L_HAYSEN1_3Y | 3 | South | YES | 0.000931 | 224.6 | 74 | 224.6 | 0 | 1.008 | CC | 1 | 0.049912 | 224.6 | 224.6 |  |  |  |  | 0.049912 | 11.2102 |  |  |  |  | 0 | 0
7015 | L_HAYSEN1_2Y | 2 | South | YES | 0.000931 | 225 | 74 | 225 | 0 | 1.008 | CC | 1 | 0.049912 | 225 | 225 |  |  |  |  | 0.049912 | 11.2301 |  |  |  |  | 0 | 0
7017 | L_HAYSEN1_4Y | 4 | South | YES | 0.000931 | 226.7 | 74 | 226.7 | 0 | 1.008 | CC | 1 | 0.049912 | 226.7 | 226.7 |  |  |  |  | 0.049912 | 11.315 |  |  |  |  | 0 | 0
5505 | RAYBURNGEN1 | 1 | South | YES | 0.000937 | 0 | 1 | 11 |  | 1.0223 | GGT | 1 | 0.049918 | 11 | 11 |  |  |  |  | 0.049918 | 0.54909 |  |  |  |  | 0 | 0
5506 | RAYBURNGEN2 | 1 | South | YES | 0.000937 | 0 | 1 | 11 |  | 1.0223 | GGT | 1 | 0.049918 | 11 | 11 |  |  |  |  | 0.049918 | 0.54909 |  |  |  |  | 0 | 0
5503 | RAYBURNGEN3 | 1 | South | YES | 0.000937 | 17.6 | 6 | 22 | 0 | 1.0224 | GST | 1 | 0.049918 | 22 | 22 |  |  |  |  | 0.049918 | 1.0982 |  |  |  |  | 0 | 0
5509 | RAYBURNCC10 | 1 | South | YES | 0.000977 | 37.3 | 5.2 | 37.3 | 0 | 1.0296 | CC | 1 | 0.049958 | 37.3 | 37.3 |  |  |  |  | 0.049958 | 1.8634 |  |  |  |  | 0 | 0
5511 | RAYBURNCC7 | 1 | South | YES | 0.000977 | 47.5 | 18.2 | 47.5 | 0 | 1.0296 | CC | 1 | 0.049958 | 47.5 | 47.5 |  |  |  |  | 0.049958 | 2.373 |  |  |  |  | 0 | 0
5508 | RAYBURNCC9 | 1 | South | YES | 0.000977 | 47.7 | 18.2 | 47.7 | 0 | 1.0296 | CC | 1 | 0.049958 | 47.7 | 47.7 |  |  |  |  | 0.049958 | 2.383 |  |  |  |  | 0 | 0
5512 | RAYBURNCC8 | 1 | South | YES | 0.000977 | 49.3 | 18.2 | 49.3 | 0 | 1.0296 | CC | 1 | 0.049958 | 49.3 | 49.3 |  |  |  |  | 0.049958 | 2.4629 |  |  |  |  | 0 | 0
8173 | VICEC51A | 5 | South | YES | 0.000985 | 144 | 18 | 144 | 0 | 1.025 | CC | 1 | 0.049966 | 144 | 144 |  |  |  |  | 0.049966 | 7.1951 |  |  |  |  | 0 | 0
8174 | VICEC61A | 6 | South | YES | 0.000985 | 188 | 42 | 188 | 0 | 1.025 | CC | 1 | 0.049966 | 188 | 188 |  |  |  |  | 0.049966 | 9.3936 |  |  |  |  | 0 | 0
8066 | DUP1V#1 | 1 | South | YES | 0.001004 | 52.3 | 0 | 73 | 0 | 1.01 | Cogen | 1 | 0.049985 | 0 | 0 |  |  |  |  | 0.049985 | 0 |  |  |  |  | 0 | 0
80224 | VISTRONG1 | 1 | South | YES | 0.001028 | 13.1 | 0 | 15 | 0 | 1.01 | Cogen | 1 | 0.050009 | 0 | 0 |  |  |  |  | 0.050009 | 0 |  |  |  |  | 0 | 0
80225 | VISTRONG2 | 2 | South | YES | 0.001028 | 20.2 | 0 | 23 | 0 | 1.01 | Cogen | 1 | 0.050009 | 0 | 0 |  |  |  |  | 0.050009 | 0 |  |  |  |  | 0 | 0
80227 | AIRCO G | 1 | South | YES | 0.001031 | 7.2 | 0 | 8 | 0 | 1.0104 | Cogen | 1 | 0.050012 | 0 | 0 |  |  |  |  | 0.050012 | 0 |  |  |  |  | 0 | 0
7020 | L_AUSTPL1_1Y | 1 | South | YES | 0.001032 | 0 | 0 | 8 |  | 1 | Hydro | 1 | 0.050013 | 0 | 0 |  |  |  |  | 0.050013 | 0 |  |  |  |  | 0 | 0
7020 | L_AUSTPL1_1Y | 2 | South | YES | 0.001032 | 0 | 0 | 8 |  | 1 | Hydro | 1 | 0.050013 | 0 | 0 |  |  |  |  | 0.050013 | 0 |  |  |  |  | 0 | 0
8147 | UCAR #2 | 10 | South | YES | 0.001048 | 18.2 | 0 | 28 |  | 1 | Cogen | 1 | 0.050029 | 0 | 0 |  |  |  |  | 0.050029 | 0 |  |  |  |  | 0 | 0
8148 | UCAR #1 | 2 | South | YES | 0.001048 | 6.1 | 0 | 7 | 0 | 1.009 | Cogen | 1 | 0.050029 | 0 | 0 |  |  |  |  | 0.050029 | 0 |  |  |  |  | 0 | 0
80137 | CSDR89 | 9 | South | YES | 0.001048 | 15 | 0 | 15 | 0 | 1.003 | DCTie | 1 | 0.050029 | 0 | 0 |  |  |  |  | 0.050029 | 0 |  |  |  |  | 0 | 0
80137 | CSDR89 | 8 | South | YES | 0.001048 | 33.9 | 0 | 39 | 0 | 1.003 | DCTie | 1 | 0.050029 | 0 | 0 |  |  |  |  | 0.050029 | 0 |  |  |  |  | 0 | 0
80138 | CSDR7 | 7 | South | YES | 0.001048 | 6.1 | 0 | 7 | 0 | 1.014 | DCTie | 1 | 0.050029 | 0 | 0 |  |  |  |  | 0.050029 | 0 |  |  |  |  | 0 | 0
80139 | CSDR56 | 6 | South | YES | 0.001048 | 0 | 0 | 39 |  | 1.0033 | DCTie | 1 | 0.050029 | 0 | 0 |  |  |  |  | 0.050029 | 0 |  |  |  |  | 0 | 0
80139 | CSDR56 | 5 | South | YES | 0.001048 | 15 | 0 | 15 |  | 1.0033 | DCTie | 1 | 0.050029 | 0 | 0 |  |  |  |  | 0.050029 | 0 |  |  |  |  | 0 | 0
80140 | CSDR11 | 11 | South | YES | 0.001048 | 33.9 | 0 | 39 | 0 | 1.03 | DCTie | 1 | 0.050029 | 0 | 0 |  |  |  |  | 0.050029 | 0 |  |  |  |  | 0 | 0
9017 | SANDH_G2 | 2 | South | YES | 0.00109 | 45 | 2 | 46 | 0 | 1.0175 | GGT | 1 | 0.050071 | 46 | 46 |  |  |  |  | 0.050071 | 2.3033 |  |  |  |  | 0 | 0
9018 | SANDH_G3 | 3 | South | YES | 0.00109 | 45 | 2 | 46 | 0 | 1.0175 | GGT | 1 | 0.050071 | 46 | 46 |  |  |  |  | 0.050071 | 2.3033 |  |  |  |  | 0 | 0
9019 | SANDH_G4 | 4 | South | YES | 0.00109 | 0 | 2 | 47 |  | 1.0175 | GGT | 1 | 0.050071 | 47 | 47 |  |  |  |  | 0.050071 | 2.3533 |  |  |  |  | 0 | 0
9016 | SANDH_G1 | 1 | South | YES | 0.00109 | 45 | 2 | 49 | 0 | 1.0175 | GGT | 1 | 0.050071 | 49 | 49 |  |  |  |  | 0.050071 | 2.4535 |  |  |  |  | 0 | 0
9021 | SANDHG5C | 5C | South | YES | 0.00109 | 140 | 0 | 148 | 0 | 1.0175 | CC | 1 | 0.050071 | 148 | 148 |  |  |  |  | 0.050071 | 7.4105 |  |  |  |  | 0 | 0
9020 | SANDHG5A | 5A | South | YES | 0.00109 | 150 | 84 | 155 | 0 | 1.0175 | CC | 1 | 0.050071 | 155 | 155 |  |  |  |  | 0.050071 | 7.761 |  |  |  |  | 0 | 0
9000 | DECKR_G1 | 1 | South | YES | 0.001092 | 280 | 50 | 321 | 0 | 1.015 | GST | 1 | 0.050073 | 321 | 321 |  |  |  |  | 0.050073 | 16.0733 |  |  |  |  | 0 | 0
9001 | DECKR_G2 | 2 | South | YES | 0.001092 | 400 | 50 | 426 | 0 | 1.015 | GST | 1 | 0.050073 | 426 | 426 |  |  |  |  | 0.050073 | 21.331 |  |  |  |  | 0 | 0
80226 | ALCOA G | 1 | South | YES | 0.001123 | 32.3 | 5 | 48 | 0 | 1.015 | Cogen | 1 | 0.050104 | 0 | 0 |  |  |  |  | 0.050104 | 0 |  |  |  |  | 0 | 0
9002 | DECKR_G3 | 3 | South | YES | 0.001133 | 0 | 24 | 42 |  | 1.015 | GGT | 1 | 0.050114 | 42 | 42 |  |  |  |  | 0.050114 | 2.1048 |  |  |  |  | 0 | 0
9003 | DECKR_G4 | 4 | South | YES | 0.001133 | 44 | 24 | 44 | 0 | 1.015 | GGT | 1 | 0.050114 | 44 | 44 |  |  |  |  | 0.050114 | 2.205 |  |  |  |  | 0 | 0
9004 | DECKR_G5 | 5 | South | YES | 0.001133 | 44 | 24 | 44 | 0 | 1.015 | GGT | 1 | 0.050114 | 44 | 44 |  |  |  |  | 0.050114 | 2.205 |  |  |  |  | 0 | 0
9005 | DECKR_G6 | 6 | South | YES | 0.001133 | 44 | 24 | 47 | 0 | 1.015 | GGT | 1 | 0.050114 | 47 | 47 |  |  |  |  | 0.050114 | 2.3553 |  |  |  |  | 0 | 0
8134 | FOR #1 | 1 | South | YES | 0.001143 | 54.1 | 45 | 79 | 0 | 1 | Cogen | 1 | 0.050124 | 0 | 0 |  |  |  |  | 0.050124 | 0 |  |  |  |  | 0 | 0
8138 | FOR #2 | 2 | South | YES | 0.001143 | 63.1 | 45 | 81 | 0 | 1 | Cogen | 1 | 0.050124 | 0 | 0 |  |  |  |  | 0.050124 | 0 |  |  |  |  | 0 | 0
8153 | FOR #3 | 3 | South | YES | 0.001143 | 63.1 | 45 | 79.9 | 0 | 1 | Cogen | 1 | 0.050124 | 0 | 0 |  |  |  |  | 0.050124 | 0 |  |  |  |  | 0 | 0
8154 | FOR #4 | 4 | South | YES | 0.001143 | 63.1 | 60 | 80 | 0 | 1 | Cogen | 1 | 0.050124 | 0 | 0 |  |  |  |  | 0.050124 | 0 |  |  |  |  | 0 | 0
8155 | FOR #5 | 5 | South | YES | 0.001143 | 63.1 | 60 | 78.4 | 0 | 1 | Cogen | 1 | 0.050124 | 0 | 0 |  |  |  |  | 0.050124 | 0 |  |  |  |  | 0 | 0
8156 | FOR #6 | 6 | South | YES | 0.001143 | 24.9 | 5 | 25 | 0 | 1 | Cogen | 1 | 0.050124 | 0 | 0 |  |  |  |  | 0.050124 | 0 |  |  |  |  | 0 | 0
8157 | FOR #7 | 7 | South | YES | 0.001143 | 28.8 | 5 | 46 | 0 | 1 | Cogen | 1 | 0.050124 | 0 | 0 |  |  |  |  | 0.050124 | 0 |  |  |  |  | 0 | 0
80051 | FOR #8 | 8 | South | YES | 0.001143 | 28 | 28 | 28 |  | 1 | Cogen | 1 | 0.050124 | 0 | 0 |  |  |  |  | 0.050124 | 0 |  |  |  |  | 0 | 0
80052 | FOR #9 | 9 | South | YES | 0.001143 | 29.7 | 5 | 43.6 | 0 | 1 | Cogen | 1 | 0.050124 | 0 | 0 |  |  |  |  | 0.050124 | 0 |  |  |  |  | 0 | 0
80053 | FOR #10 | 10 | South | YES | 0.001143 | 68.4 | 45 | 75 | 0 | 1 | Cogen | 1 | 0.050124 | 0 | 0 |  |  |  |  | 0.050124 | 0 |  |  |  |  | 0 | 0
7004 | L_SIMGID1_1Y | 1 | South | YES | 0.001234 | 132 | 40 | 132 | 0 | 1.02 | GST | 1 | 0.050215 | 132 | 132 |  |  |  |  | 0.050215 | 6.6283 |  |  |  |  | 0 | 0
7005 | L_SIMGID1_2Y | 2 | South | YES | 0.001234 | 133 | 32 | 139 | 0 | 1.02 | GST | 1 | 0.050215 | 139 | 139 |  |  |  |  | 0.050215 | 6.9798 |  |  |  |  | 0 | 0
7006 | L_SIMGID1_3Y | 3 | South | YES | 0.001234 | 324.9 | 60 | 329 | 0 | 1.02 | GST | 1 | 0.050215 | 329 | 329 |  |  |  |  | 0.050215 | 16.5206 |  |  |  |  | 0 | 0
7808 | L_BASTEN1_2Y | 1 | South | YES | 0.001336 | 149.5 | 83.5 | 149.5 | 0 | 1.004 | CC | 1 | 0.050317 | 149.5 | 149.5 |  |  |  |  | 0.050317 | 7.5223 |  |  |  |  | 0 | 0
7807 | L_BASTEN1_1Y | 1 | South | YES | 0.001336 | 152.5 | 83.5 | 152.5 | 0 | 1.004 | CC | 1 | 0.050317 | 152.5 | 152.5 |  |  |  |  | 0.050317 | 7.6733 |  |  |  |  | 0 | 0
7809 | L_BASTEN1_3Y | 1 | South | YES | 0.001336 | 232.6 | 42 | 232.6 | 0 | 1.004 | CC | 1 | 0.050317 | 232.6 | 232.6 |  |  |  |  | 0.050317 | 11.7037 |  |  |  |  | 0 | 0
7303 | L_WPPGS12_1Y | 1 | South | YES | 0.001345 | 50 | 0 | 50 | 0 | 1.025 | GGT | 1 | 0.050326 | 50 | 50 |  |  |  |  | 0.050326 | 2.5163 |  |  |  |  | 0 | 0
7303 | L_WPPGS12_1Y | 2 | South | YES | 0.001345 | 50 | 0 | 50 | 0 | 1.025 | GGT | 1 | 0.050326 | 50 | 50 |  |  |  |  | 0.050326 | 2.5163 |  |  |  |  | 0 | 0
7305 | L_WPPGS34_1Y | 3 | South | YES | 0.001345 | 50 | 0 | 50 | 0 | 1.025 | GGT | 1 | 0.050326 | 50 | 50 |  |  |  |  | 0.050326 | 2.5163 |  |  |  |  | 0 | 0
7305 | L_WPPGS34_1Y | 4 | South | YES | 0.001345 | 50 | 0 | 50 | 0 | 1.025 | GGT | 1 | 0.050326 | 50 | 50 |  |  |  |  | 0.050326 | 2.5163 |  |  |  |  | 0 | 0
7007 | L_LOSTPI1_1Y | 1 | South | YES | 0.001438 | 158.6 | 110 | 158 | 0 | 1 | CC | 1 | 0.050419 | 158 | 158 |  |  |  |  | 0.050419 | 7.9662 |  |  |  |  | 0 | 0
7008 | L_LOSTPI1_2Y | 2 | South | YES | 0.001438 | 157.7 | 107 | 160 | 0 | 1 | CC | 1 | 0.050419 | 160 | 160 |  |  |  |  | 0.050419 | 8.067 |  |  |  |  | 0 | 0
7009 | L_LOSTPI1_3Y | 3 | South | YES | 0.001438 | 173.9 | 72 | 175 | 0 | 1 | CC | 1 | 0.050419 | 175 | 175 |  |  |  |  | 0.050419 | 8.8233 |  |  |  |  | 0 | 0
7012 | L_FPPYD21_3Y | 3 | South | YES | 0.00144 | 427.5 | 200 | 436 | 0 | 1.02 | LIGCO | 1 | 0.050421 | 0 | 436 |  |  |  |  | 0.050421 | 21.9834 |  |  |  |  | 0 | 0
7011 | L_FPPYD11_2Y | 2 | South | YES | 0.00144 | 552.2 | 200 | 598 | 0 | 1.02 | LIGCO | 1 | 0.050421 | 0 | 598 |  |  |  |  | 0.050421 | 30.1516 |  |  |  |  | 0 | 0
7010 | L_FPPYD11_1Y | 1 | South | YES | 0.00144 | 547.4 | 200 | 606 | 0 | 1.02 | LIGCO | 1 | 0.050421 | 0 | 606 |  |  |  |  | 0.050421 | 30.555 |  |  |  |  | 0 | 0
1058 | LONGSHORE_5 | 1 | West | YES | -0.046517 | 30 | 0 | 150 |  | 1.01 | Wind | -1 | 0.050575 | 0 | 150 |  |  | 0 | 0 | -0.050575 | 0 |  |  |  |  | 0 | 0
1058 | LONGSHORE_5 | 2 | West | YES | -0.046517 | 44 | 0 | 220 |  | 1.01 | Wind | -1 | 0.050575 | 0 | 220 |  |  | 0 | 0 | -0.050575 | 0 |  |  |  |  | 0 | 0
11065 | ELBOWCK_1G | 1 | West | YES | -0.046517 | 23.4 | 0 | 121.9 | 0 | 1 | Wind | -1 | 0.050575 | 0 | 121.9 |  |  | 0 | 0 | -0.050575 | 0 |  |  |  |  | 0 | 0
3432 | SANDOW_4G | 4 | South | YES | 0.001799 | 580 | 225 | 580 |  | 1.029 | LIGCO | 1 | 0.05078 | 0 | 580 |  |  |  |  | 0.05078 | 29.4522 |  |  |  |  | 0 | 0
5911 | STP_GN1___1 | 1 | Houston | YES | 0.001815 | 1333 | 1249 | 1333 | 0 | 1.0406 | Nuc | 1 | 0.050796 | 0 | 0 |  |  |  |  | 0.050796 | 0 |  |  |  |  | 0 | 0
5912 | STP_GN2___2 | 2 | Houston | YES | 0.001815 | 1332 | 1249 | 1332 | 0 | 1.0406 | Nuc | 1 | 0.050796 | 0 | 0 |  |  |  |  | 0.050796 | 0 |  |  |  |  | 0 | 0
48731 | CBE_GT1 | 1 | Houston | YES | 0.001842 | 76 | 0 | 76 | 0 | 1.029 | CC | 1 | 0.050823 | 76 | 76 |  |  |  |  | 0.050823 | 3.8625 |  |  |  |  | 0 | 0
48732 | CBE_GT2 | 1 | Houston | YES | 0.001842 | 76 | 0 | 76 | 0 | 1.029 | CC | 1 | 0.050823 | 76 | 76 |  |  |  |  | 0.050823 | 3.8625 |  |  |  |  | 0 | 0
48734 | CBE_GT3 | 1 | Houston | YES | 0.001842 | 76 | 0 | 76 | 0 | 1.029 | CC | 1 | 0.050823 | 76 | 76 |  |  |  |  | 0.050823 | 3.8625 |  |  |  |  | 0 | 0
48735 | CBE_GT4 | 1 | Houston | YES | 0.001842 | 76 | 0 | 76 | 0 | 1.029 | CC | 1 | 0.050823 | 76 | 76 |  |  |  |  | 0.050823 | 3.8625 |  |  |  |  | 0 | 0
48733 | CBE_ST12 | 1 | Houston | YES | 0.001842 | 105 | 0 | 105 | 0 | 1.029 | CC | 1 | 0.050823 | 105 | 105 |  |  |  |  | 0.050823 | 5.3364 |  |  |  |  | 0 | 0
48736 | CBE_ST34 | 1 | Houston | YES | 0.001842 | 105 | 0 | 105 | 0 | 1.029 | CC | 1 | 0.050823 | 105 | 105 |  |  |  |  | 0.050823 | 5.3364 |  |  |  |  | 0 | 0
48911 | TGF_GT1_8000 | 1 | Houston | YES | 0.001869 | 69.2 | 0 | 69.2 |  | 1.029 | Cogen | 1 | 0.05085 | 0 | 0 |  |  |  |  | 0.05085 | 0 |  |  |  |  | 0 | 0
1045 | CALENG1G_1G | 1 | West | YES | -0.046803 | 73.4 | 27 | 73.4 | 0 | 1.014 | Cogen | -1 | 0.050861 | 0 | 0 |  |  | 0 | 0 | -0.050861 | 0 |  |  |  |  | 0 | 0
1046 | CALENG2G_2G | 2 | West | YES | -0.046803 | 73.4 | 27 | 73.4 | 0 | 1.014 | Cogen | -1 | 0.050861 | 0 | 0 |  |  | 0 | 0 | -0.050861 | 0 |  |  |  |  | 0 | 0
1047 | CALENG3G_3G | 3 | West | YES | -0.046803 | 70.4 | 27 | 70.4 | 0 | 1.014 | Cogen | -1 | 0.050861 | 0 | 0 |  |  | 0 | 0 | -0.050861 | 0 |  |  |  |  | 0 | 0
49851 | DOW17000 | 37 | Houston | YES | 0.002037 | 39 | 0 | 62 | 0 | 1 | Cogen | 1 | 0.051018 | 0 | 0 |  |  |  |  | 0.051018 | 0 |  |  |  |  | 0 | 0
49858 | DOW38100 | 31 | Houston | YES | 0.002037 | 45 | 0 | 71.4 |  | 1 | Cogen | 1 | 0.051018 | 0 | 0 |  |  |  |  | 0.051018 | 0 |  |  |  |  | 0 | 0
49859 | DOW38200 | 33 | Houston | YES | 0.002037 | 28 | 0 | 45 | 0 | 1 | Cogen | 1 | 0.051018 | 0 | 0 |  |  |  |  | 0.051018 | 0 |  |  |  |  | 0 | 0
49860 | DOW38300 | 32 | Houston | YES | 0.002037 | 63 | 0 | 101 |  | 1 | Cogen | 1 | 0.051018 | 0 | 0 |  |  |  |  | 0.051018 | 0 |  |  |  |  | 0 | 0
49862 | DOW39100 | 36 | Houston | YES | 0.002037 | 54 | 0 | 86 | 0 | 1 | Cogen | 1 | 0.051018 | 0 | 0 |  |  |  |  | 0.051018 | 0 |  |  |  |  | 0 | 0
49863 | DOW39200 | 35 | Houston | YES | 0.002037 | 55 | 0 | 88 | 0 | 1 | Cogen | 1 | 0.051018 | 0 | 0 |  |  |  |  | 0.051018 | 0 |  |  |  |  | 0 | 0
49865 | DOW41000 | 41 | Houston | YES | 0.002037 | 31 | 0 | 50 |  | 1 | Cogen | 1 | 0.051018 | 0 | 0 |  |  |  |  | 0.051018 | 0 |  |  |  |  | 0 | 0
49866 | DOW42000 | 42 | Houston | YES | 0.002037 | 11 | 0 | 18 |  | 1 | Cogen | 1 | 0.051018 | 0 | 0 |  |  |  |  | 0.051018 | 0 |  |  |  |  | 0 | 0
49869 | DOW49000 | 45 | Houston | YES | 0.002037 | 59 | 0 | 94 |  | 1 | Cogen | 1 | 0.051018 | 0 | 0 |  |  |  |  | 0.051018 | 0 |  |  |  |  | 0 | 0
49870 | DOW61000 | 61 | Houston | YES | 0.002037 | 44 | 0 | 70 | 0 | 1 | Cogen | 1 | 0.051018 | 0 | 0 |  |  |  |  | 0.051018 | 0 |  |  |  |  | 0 | 0
49871 | DOW62000 | 62 | Houston | YES | 0.002037 | 40 | 0 | 63 | 0 | 1 | Cogen | 1 | 0.051018 | 0 | 0 |  |  |  |  | 0.051018 | 0 |  |  |  |  | 0 | 0
49872 | DOW63000 | 63 | Houston | YES | 0.002037 | 45 | 0 | 72 | 0 | 1 | Cogen | 1 | 0.051018 | 0 | 0 |  |  |  |  | 0.051018 | 0 |  |  |  |  | 0 | 0
49873 | DOW64000 | 64 | Houston | YES | 0.002037 | 41 | 0 | 64.8 | 0 | 1 | Cogen | 1 | 0.051018 | 0 | 0 |  |  |  |  | 0.051018 | 0 |  |  |  |  | 0 | 0
49876 | DOW65000 | 65 | Houston | YES | 0.002037 | 63 | 0 | 101 | 0 | 1 | Cogen | 1 | 0.051018 | 0 | 0 |  |  |  |  | 0.051018 | 0 |  |  |  |  | 0 | 0
49877 | DOW66000 | 66 | Houston | YES | 0.002037 | 61 | 0 | 97 | 0 | 1 | Cogen | 1 | 0.051018 | 0 | 0 |  |  |  |  | 0.051018 | 0 |  |  |  |  | 0 | 0
49878 | DOW67000 | 67 | Houston | YES | 0.002037 | 65 | 0 | 103 | 0 | 1 | Cogen | 1 | 0.051018 | 0 | 0 |  |  |  |  | 0.051018 | 0 |  |  |  |  | 0 | 0
49882 | DOW81000 | 81 | Houston | YES | 0.002037 | 47 | 0 | 76 | 0 | 1 | Cogen | 1 | 0.051018 | 0 | 0 |  |  |  |  | 0.051018 | 0 |  |  |  |  | 0 | 0
49884 | DOW82000 | 82 | Houston | YES | 0.002037 | 51 | 0 | 80 | 0 | 1 | Cogen | 1 | 0.051018 | 0 | 0 |  |  |  |  | 0.051018 | 0 |  |  |  |  | 0 | 0
49885 | DOW83000 | 83 | Houston | YES | 0.002037 | 51 | 0 | 80 | 0 | 1 | Cogen | 1 | 0.051018 | 0 | 0 |  |  |  |  | 0.051018 | 0 |  |  |  |  | 0 | 0
49886 | DOW84000 | 84 | Houston | YES | 0.002037 | 107 | 0 | 171 | 0 | 0.98 | Cogen | 1 | 0.051018 | 0 | 0 |  |  |  |  | 0.051018 | 0 |  |  |  |  | 0 | 0
13432 | SANDOW_5G | 5 | South | YES | 0.002071 | 581 | 225 | 581 |  | 1.029 | LIGCO | 1 | 0.051052 | 0 | 581 |  |  |  |  | 0.051052 | 29.6611 |  |  |  |  | 0 | 0
48520 | BSF_GT1_8070 | 1 | Houston | YES | 0.002078 | 72 | 0 | 72 | 0 | 1.0326 | Cogen | 1 | 0.051059 | 0 | 0 |  |  |  |  | 0.051059 | 0 |  |  |  |  | 0 | 0
48520 | BSF_GT1_8070 | 2 | Houston | YES | 0.002078 | 10 | 0 | 10 | 0 | 1.0326 | Cogen | 1 | 0.051059 | 0 | 0 |  |  |  |  | 0.051059 | 0 |  |  |  |  | 0 | 0
1417 | SWETWATR_2G | 2 | West | YES | -0.047026 | 72 | 36 | 72 | 0 | 1.026 | CC | -1 | 0.051084 | 72 | 72 |  |  | -3.3859 | 72 | -0.051084 | -3.6781 |  |  |  |  | 0 | 0
1418 | SWETWATR_3G | 3 | West | YES | -0.047026 | 68 | 36 | 68 | 0 | 1.026 | CC | -1 | 0.051084 | 68 | 68 |  |  | -3.1978 | 68 | -0.051084 | -3.4737 |  |  |  |  | 0 | 0
1419 | SWETWATR_4G | 4 | West | YES | -0.047026 | 61 | 36 | 61 | 0 | 1.026 | CC | -1 | 0.051084 | 61 | 61 |  |  | -2.8686 | 61 | -0.051084 | -3.1161 |  |  |  |  | 0 | 0
1416 | SWETWATR_1G | 1 | West | YES | -0.047026 | 30 | 18 | 30 | 0 | 1.026 | CC | -1 | 0.051084 | 30 | 30 |  |  | -1.4108 | 30 | -0.051084 | -1.5325 |  |  |  |  | 0 | 0
39760 | TNSCLP1___8 | 1 | Houston | YES | 0.002112 | 93.4 | 20 | 116.8 | 0 | 1.04 | Cogen | 1 | 0.051093 | 0 | 0 |  |  |  |  | 0.051093 | 0 |  |  |  |  | 0 | 0
39770 | TNSCLP2___8 | 1 | Houston | YES | 0.002112 | 91.6 | 20 | 114.5 | 0 | 1.04 | Cogen | 1 | 0.051093 | 0 | 0 |  |  |  |  | 0.051093 | 0 |  |  |  |  | 0 | 0
39775 | TNSCLP4___8 | 1 | Houston | YES | 0.002112 | 95.2 | 20 | 119 | 0 | 1.04 | Cogen | 1 | 0.051093 | 0 | 0 |  |  |  |  | 0.051093 | 0 |  |  |  |  | 0 | 0
39790 | TNSCLP3___8 | 1 | Houston | YES | 0.002112 | 87.6 | 20 | 109.5 | 0 | 1.027 | Cogen | 1 | 0.051093 | 0 | 0 |  |  |  |  | 0.051093 | 0 |  |  |  |  | 0 | 0
48730 | MNS_GT | 1 | Houston | YES | 0.002223 | 43 | 0 | 46.1 |  | 1.029 | Cogen | 1 | 0.051204 | 0 | 0 |  |  |  |  | 0.051204 | 0 |  |  |  |  | 0 | 0
48927 | WAP_GN7_7 | 7 | Houston | YES | 0.002231 | 564 | 277 | 564 |  | 1.035 | LIGCO | 1 | 0.051212 | 0 | 564 |  |  |  |  | 0.051212 | 28.8834 |  |  |  |  | 0 | 0
48928 | WAP_GN8_8 | 8 | Houston | YES | 0.002231 | 603 | 275 | 603 |  | 1.035 | LIGCO | 1 | 0.051212 | 0 | 603 |  |  |  |  | 0.051212 | 30.8807 |  |  |  |  | 0 | 0
48926 | WAP_GN6_6 | 6 | Houston | YES | 0.002231 | 651 | 280 | 651 |  | 1.035 | LIGCO | 1 | 0.051212 | 0 | 651 |  |  |  |  | 0.051212 | 33.3388 |  |  |  |  | 0 | 0
48522 | BVE_GT2_5035 | 2 | Houston | YES | 0.002232 | 166.4 | 0 | 166.4 |  | 1.035 | CC | 1 | 0.051213 | 166.4 | 166.4 |  |  |  |  | 0.051213 | 8.5218 |  |  |  |  | 0 | 0
48521 | BVE_GT1_GT1 | 1 | Houston | YES | 0.002232 | 167.7 | 0 | 167.7 |  | 1.035 | CC | 1 | 0.051213 | 167.7 | 167.7 |  |  |  |  | 0.051213 | 8.5884 |  |  |  |  | 0 | 0
48523 | BVE_ST1_GN1 | 3 | Houston | YES | 0.002232 | 252.4 | 0 | 252.4 |  | 1.035 | CC | 1 | 0.051213 | 252.4 | 252.4 |  |  |  |  | 0.051213 | 12.9261 |  |  |  |  | 0 | 0
48510 | AK_GT1__8040 | 1 | Houston | YES | 0.00224 | 33.4 | 8.1 | 34 |  | 1.029 | Cogen | 1 | 0.051221 | 0 | 0 |  |  |  |  | 0.051221 | 0 |  |  |  |  | 0 | 0
48929 | WAPGT21_GT1 | B1 | Houston | YES | 0.002253 | 0 | 0 | 13 |  | 1.05 | GGT | 1 | 0.051234 | 13 | 13 |  |  |  |  | 0.051234 | 0.66604 |  |  |  |  | 0 | 0
48921 | WAP_GN1_1 | 1 | Houston | YES | 0.002253 | 132.8 | 37 | 166 | 0 | 1.0362 | GST | 1 | 0.051234 | 166 | 166 |  |  |  |  | 0.051234 | 8.5048 |  |  |  |  | 0 | 0
48922 | WAP_GN2_2 | 2 | Houston | YES | 0.002253 | 132.8 | 37 | 166 | 0 | 1.0362 | GST | 1 | 0.051234 | 166 | 166 |  |  |  |  | 0.051234 | 8.5048 |  |  |  |  | 0 | 0
48923 | WAP_GN3_3 | 3 | Houston | YES | 0.002253 | 198.4 | 93 | 248 | 0 | 1.0362 | GST | 1 | 0.051234 | 248 | 248 |  |  |  |  | 0.051234 | 12.706 |  |  |  |  | 0 | 0
48924 | WAP_GN4_4 | 4 | Houston | YES | 0.002253 | 546 | 217 | 546 | 0 | 1.0362 | GSC | 1 | 0.051234 | 546 | 546 |  |  |  |  | 0.051234 | 27.9736 |  |  |  |  | 0 | 0
48925 | WAP_GN5_5 | 5 | Houston | YES | 0.002253 | 620.4 | 278 | 654 | 0 | 0.985 | LIGCO | 1 | 0.051234 | 0 | 654 |  |  |  |  | 0.051234 | 33.5069 |  |  |  |  | 0 | 0
38580 | TNBP_CGN1_8 | 1 | Houston | YES | 0.002314 | 70.8 | 0 | 70.8 | 0 | 1.005 | Cogen | 1 | 0.051295 | 0 | 0 |  |  |  |  | 0.051295 | 0 |  |  |  |  | 0 | 0
38590 | TNBP_CGN2_8 | 2 | Houston | YES | 0.002314 | 66.7 | 0 | 66.7 | 0 | 1.005 | Cogen | 1 | 0.051295 | 0 | 0 |  |  |  |  | 0.051295 | 0 |  |  |  |  | 0 | 0
38600 | TNBP_CGN3_8 | 5 | Houston | YES | 0.002314 | 53 | 0 | 53 | 0 | 1.005 | Cogen | 1 | 0.051295 | 0 | 0 |  |  |  |  | 0.051295 | 0 |  |  |  |  | 0 | 0
38611 | TNBPAMCG1_8 | 1 | Houston | YES | 0.002314 | 153.2 | 0 | 153.2 | 0 | 1.005 | Cogen | 1 | 0.051295 | 0 | 0 |  |  |  |  | 0.051295 | 0 |  |  |  |  | 0 | 0
38612 | TNBPAMCG2_8 | 2 | Houston | YES | 0.002314 | 153.5 | 0 | 153.5 | 0 | 1.005 | Cogen | 1 | 0.051295 | 0 | 0 |  |  |  |  | 0.051295 | 0 |  |  |  |  | 0 | 0
38613 | TNBPAMCG3_8 | 3 | Houston | YES | 0.002314 | 152.3 | 0 | 152.3 | 0 | 1.005 | Cogen | 1 | 0.051295 | 0 | 0 |  |  |  |  | 0.051295 | 0 |  |  |  |  | 0 | 0
38614 | TNBPAMCG4_8 | 4 | Houston | YES | 0.002314 | 96 | 0 | 96 |  | 1.005 | Cogen | 1 | 0.051295 | 0 | 0 |  |  |  |  | 0.051295 | 0 |  |  |  |  | 0 | 0
38615 | TNBPAMCG5_8 | 1 | Houston | YES | 0.002314 | 244 | 0 | 244 | 0 | 1.005 | Cogen | 1 | 0.051295 | 0 | 0 |  |  |  |  | 0.051295 | 0 |  |  |  |  | 0 | 0
38690 | TNBP_CGN4_8 | 3 | Houston | YES | 0.002314 | 40 | 0 | 40 |  | 1.005 | Cogen | 1 | 0.051295 | 0 | 0 |  |  |  |  | 0.051295 | 0 |  |  |  |  | 0 | 0
38711 | TNTXCTY1CG8 | 1 | Houston | YES | 0.002314 | 100.3 | 59 | 100.3 | 0 | 1 | Cogen | 1 | 0.051295 | 0 | 0 |  |  |  |  | 0.051295 | 0 |  |  |  |  | 0 | 0
38712 | TNTXCTY2CG8 | 1 | Houston | YES | 0.002314 | 92.9 | 59 | 92.9 | 0 | 1 | Cogen | 1 | 0.051295 | 0 | 0 |  |  |  |  | 0.051295 | 0 |  |  |  |  | 0 | 0
38713 | TNTXCTY3CG8 | 1 | Houston | YES | 0.002314 | 102.7 | 59 | 102.7 | 0 | 1 | Cogen | 1 | 0.051295 | 0 | 0 |  |  |  |  | 0.051295 | 0 |  |  |  |  | 0 | 0
38714 | TNTXCTY4CG8 | 1 | Houston | YES | 0.002314 | 103 | 59 | 103 | 0 | 1 | Cogen | 1 | 0.051295 | 0 | 0 |  |  |  |  | 0.051295 | 0 |  |  |  |  | 0 | 0
39470 | TNDOWCGNSG8 | 1 | Houston | YES | 0.002314 | 32 | 10 | 32 | 0 | 0.985 | Cogen | 1 | 0.051295 | 0 | 0 |  |  |  |  | 0.051295 | 0 |  |  |  |  | 0 | 0
39480 | TNDOWCGNGG8 | 1 | Houston | YES | 0.002314 | 30 | 10 | 30 | 0 | 0.985 | Cogen | 1 | 0.051295 | 0 | 0 |  |  |  |  | 0.051295 | 0 |  |  |  |  | 0 | 0
48772 | PHR_GN2_2 | MB | Houston | YES | 0.002344 | 0 | 72 | 459 |  | 1.0362 | GSC | 1 | 0.051325 | 0 | 0 |  |  |  |  | 0.051325 | 0 |  |  |  |  | 0 | 0
48561 | CTL_GT2_8130 | 1 | Houston | YES | 0.002365 | 73.5 | 30.3 | 91.9 |  | 1.0362 | Cogen | 1 | 0.051346 | 0 | 0 |  |  |  |  | 0.051346 | 0 |  |  |  |  | 0 | 0
48562 | CTL_GT3_8135 | 2 | Houston | YES | 0.002365 | 70.1 | 30.3 | 87.6 |  | 1.0362 | Cogen | 1 | 0.051346 | 0 | 0 |  |  |  |  | 0.051346 | 0 |  |  |  |  | 0 | 0
48563 | CTL_GT4_8140 | 3 | Houston | YES | 0.002365 | 69.6 | 30.3 | 87 |  | 1.0362 | Cogen | 1 | 0.051346 | 0 | 0 |  |  |  |  | 0.051346 | 0 |  |  |  |  | 0 | 0
48564 | CTL_GN1_8145 | 4 | Houston | YES | 0.002365 | 43.6 | 12.9 | 54.5 |  | 1.0362 | Cogen | 1 | 0.051346 | 0 | 0 |  |  |  |  | 0.051346 | 0 |  |  |  |  | 0 | 0
48565 | CTL_GN2_8155 | 5 | Houston | YES | 0.002365 | 9.8 | 3.4 | 12.2 |  | 1.0362 | Cogen | 1 | 0.051346 | 0 | 0 |  |  |  |  | 0.051346 | 0 |  |  |  |  | 0 | 0
48531 | BYU_GT1_8075 | 1 | Houston | YES | 0.002373 | 65 | 0 | 65 |  | 1.0362 | Cogen | 1 | 0.051354 | 0 | 0 |  |  |  |  | 0.051354 | 0 |  |  |  |  | 0 | 0
48532 | BYU_GT2_8055 | 2 | Houston | YES | 0.002373 | 62 | 0 | 62 |  | 1.0362 | Cogen | 1 | 0.051354 | 0 | 0 |  |  |  |  | 0.051354 | 0 |  |  |  |  | 0 | 0
48533 | BYU_GT3_8060 | 3 | Houston | YES | 0.002373 | 67 | 0 | 67 |  | 1.0362 | Cogen | 1 | 0.051354 | 0 | 0 |  |  |  |  | 0.051354 | 0 |  |  |  |  | 0 | 0
48534 | BYU_GT4_8065 | 4 | Houston | YES | 0.002373 | 65 | 0 | 65 |  | 1.0362 | Cogen | 1 | 0.051354 | 0 | 0 |  |  |  |  | 0.051354 | 0 |  |  |  |  | 0 | 0
48691 | GBY_73741085 | B | Houston | YES | 0.002385 | 37.6 | 20 | 47 | 0 | 1.0362 | GGT | 1 | 0.051366 | 47 | 47 |  |  |  |  | 0.051366 | 2.4142 |  |  |  |  | 0 | 0
48691 | GBY_73741085 | A | Houston | YES | 0.002385 | 37.6 | 20 | 47 | 0 | 1.0362 | GGT | 1 | 0.051366 | 47 | 47 |  |  |  |  | 0.051366 | 2.4142 |  |  |  |  | 0 | 0
48692 | GBY_81821075 | C | Houston | YES | 0.002385 | 37.6 | 20 | 47 | 0 | 1.0362 | GGT | 1 | 0.051366 | 47 | 47 |  |  |  |  | 0.051366 | 2.4142 |  |  |  |  | 0 | 0
48693 | GBY_83841065 | F | Houston | YES | 0.002385 | 43.2 | 20 | 54 | 0 | 1.0362 | GGT | 1 | 0.051366 | 54 | 54 |  |  |  |  | 0.051366 | 2.7737 |  |  |  |  | 0 | 0
48692 | GBY_81821075 | D | Houston | YES | 0.002385 | 44 | 20 | 55 | 0 | 1.0362 | GGT | 1 | 0.051366 | 55 | 55 |  |  |  |  | 0.051366 | 2.8251 |  |  |  |  | 0 | 0
48693 | GBY_83841065 | E | Houston | YES | 0.002385 | 45.6 | 20 | 57 | 0 | 1.0362 | GGT | 1 | 0.051366 | 57 | 57 |  |  |  |  | 0.051366 | 2.9278 |  |  |  |  | 0 | 0
48841 | SJS_GT1_GT1 | 1 | Houston | YES | 0.002388 | 62.4 | 49 | 78 | 0 | 1.0362 | Cogen | 1 | 0.051369 | 0 | 0 |  |  |  |  | 0.051369 | 0 |  |  |  |  | 0 | 0
48842 | SJS_GT2_GT2 | 2 | Houston | YES | 0.002388 | 64.8 | 49 | 81 | 0 | 1.0362 | Cogen | 1 | 0.051369 | 0 | 0 |  |  |  |  | 0.051369 | 0 |  |  |  |  | 0 | 0
48644 | DPEC_GT45070 | 4 | Houston | YES | 0.002391 | 157 | 98 | 157 | 0 | 1.0319 | CC | 1 | 0.051372 | 157 | 157 |  |  |  |  | 0.051372 | 8.0654 |  |  |  |  | 0 | 0
48642 | DPEC_GT25025 | 2 | Houston | YES | 0.002391 | 157.1 | 98 | 157.1 | 0 | 1.0319 | CC | 1 | 0.051372 | 157.1 | 157.1 |  |  |  |  | 0.051372 | 8.0705 |  |  |  |  | 0 | 0
48643 | DPEC_GT35010 | 3 | Houston | YES | 0.002391 | 157.5 | 98 | 157.5 | 0 | 1.0319 | CC | 1 | 0.051372 | 157.5 | 157.5 |  |  |  |  | 0.051372 | 8.091 |  |  |  |  | 0 | 0
48641 | DPEC_GT15040 | 1 | Houston | YES | 0.002391 | 163.2 | 98 | 163.2 | 0 | 1.0319 | CC | 1 | 0.051372 | 163.2 | 163.2 |  |  |  |  | 0.051372 | 8.3839 |  |  |  |  | 0 | 0
48645 | DPEC_ST55065 | 5 | Houston | YES | 0.002391 | 282 | 0 | 282 | 0 | 1.0319 | CC | 1 | 0.051372 | 282 | 282 |  |  |  |  | 0.051372 | 14.4868 |  |  |  |  | 0 | 0
48761 | PR_GT1__9040 | 1 | Houston | YES | 0.002396 | 26 | 0 | 35 |  | 1 | Cogen | 1 | 0.051377 | 0 | 0 |  |  |  |  | 0.051377 | 0 |  |  |  |  | 0 | 0
48855 | SRB_GT211035 | B2 | Houston | YES | 0.002399 | 0 | 0 | 12 |  | 1.014 | GGT | 1 | 0.05138 | 12 | 12 |  |  |  |  | 0.05138 | 0.61656 |  |  |  |  | 0 | 0
48855 | SRB_GT211035 | B1 | Houston | YES | 0.002399 | 0 | 0 | 18 |  | 1.014 | GGT | 1 | 0.05138 | 18 | 18 |  |  |  |  | 0.05138 | 0.92483 |  |  |  |  | 0 | 0
48851 | SRB_GN1_1 | 1 | Houston | YES | 0.002399 | 132 | 26 | 165 | 0 | 1.0217 | GST | 1 | 0.05138 | 165 | 165 |  |  |  |  | 0.05138 | 8.4777 |  |  |  |  | 0 | 0
48852 | SRB_GN2_2 | 2 | Houston | YES | 0.002399 | 140.8 | 26 | 176 | 0 | 1.0217 | GST | 1 | 0.05138 | 176 | 176 |  |  |  |  | 0.05138 | 9.0428 |  |  |  |  | 0 | 0
48551 | CAL_GT1_8045 | 1 | Houston | YES | 0.0024 | 149 | 0 | 149 | 0 | 1.0326 | Cogen | 1 | 0.051381 | 0 | 0 |  |  |  |  | 0.051381 | 0 |  |  |  |  | 0 | 0
48552 | CAL_ST1_8000 | 2 | Houston | YES | 0.0024 | 65.1 | 0 | 65.1 | 0 | 1.0326 | Cogen | 1 | 0.051381 | 0 | 0 |  |  |  |  | 0.051381 | 0 |  |  |  |  | 0 | 0
48845 | SOL_GT1 | 1 | Houston | YES | 0.0024 | 16.2 | 15.4 | 16.2 |  | 1.0326 | Solar | 1 | 0.051381 | 16.2 | 16.2 |  |  |  |  | 0.051381 | 0.83237 |  |  |  |  | 0 | 0
48853 | SRB_GN3_3 | 3 | Houston | YES | 0.0024 | 170.4 | 35 | 213 |  | 1.0326 | GST | 1 | 0.051381 | 213 | 213 |  |  |  |  | 0.051381 | 10.9441 |  |  |  |  | 0 | 0
48611 | DIB_GT1_8080 | 1 | Houston | YES | 0.002401 | 64 | 0 | 64 | 0 | 1.0326 | Cogen | 1 | 0.051382 | 0 | 0 |  |  |  |  | 0.051382 | 0 |  |  |  |  | 0 | 0
48612 | DIB_GT2_8075 | 2 | Houston | YES | 0.002401 | 63.2 | 0 | 63.2 | 0 | 1.0326 | Cogen | 1 | 0.051382 | 0 | 0 |  |  |  |  | 0.051382 | 0 |  |  |  |  | 0 | 0
48613 | DIB_ST1_8085 | 3 | Houston | YES | 0.002401 | 67.9 | 30 | 82.6 | 0 | 1.0326 | Cogen | 1 | 0.051382 | 0 | 0 |  |  |  |  | 0.051382 | 0 |  |  |  |  | 0 | 0
48614 | DIB_GT3_8090 | 4 | Houston | YES | 0.002401 | 73.6 | 15 | 73.6 | 0 | 1.0326 | Cogen | 1 | 0.051382 | 0 | 0 |  |  |  |  | 0.051382 | 0 |  |  |  |  | 0 | 0
48740 | PSG_GN2_8050 | 1 | Houston | YES | 0.002401 | 182 | 60 | 182 | 0 | 1.0326 | Cogen | 1 | 0.051382 | 0 | 0 |  |  |  |  | 0.051382 | 0 |  |  |  |  | 0 | 0
48741 | PSG_GT2_8040 | 1 | Houston | YES | 0.002401 | 158.6 | 50 | 158.6 | 0 | 1.0326 | Cogen | 1 | 0.051382 | 0 | 0 |  |  |  |  | 0.051382 | 0 |  |  |  |  | 0 | 0
48742 | PSG_GT3_8060 | 1 | Houston | YES | 0.002401 | 157 | 50 | 157 | 0 | 1.0326 | Cogen | 1 | 0.051382 | 0 | 0 |  |  |  |  | 0.051382 | 0 |  |  |  |  | 0 | 0
48854 | SRB_GN4_4 | 4 | Houston | YES | 0.002401 | 182.4 | 35 | 228 | 0 | 1.0326 | GST | 1 | 0.051382 | 228 | 228 |  |  |  |  | 0.051382 | 11.715 |  |  |  |  | 0 | 0
11014 | NAV6ST | 1 | West | YES | -0.047324 | 115 | 40 | 115 | 0 | 1.029 | CC | -1 | 0.051382 | 115 | 115 |  |  | -5.4423 | 115 | -0.051382 | -5.909 |  |  |  |  | 0 | 0
11011 | NAV3ST | 1 | West | YES | -0.047324 | 92.8 | 40 | 92.8 | 0 | 1.029 | CC | -1 | 0.051382 | 92.8 | 92.8 |  |  | -4.3917 | 92.8 | -0.051382 | -4.7683 |  |  |  |  | 0 | 0
11012 | NAV4CT | 1 | West | YES | -0.047324 | 80 | 18 | 80 | 0 | 1.029 | CC | -1 | 0.051382 | 80 | 80 |  |  | -3.7859 | 80 | -0.051382 | -4.1106 |  |  |  |  | 0 | 0
11013 | NAV5CT | 1 | West | YES | -0.047324 | 80 | 18 | 80 | 0 | 1.029 | CC | -1 | 0.051382 | 80 | 80 |  |  | -3.7859 | 80 | -0.051382 | -4.1106 |  |  |  |  | 0 | 0
11009 | NAV2CT | 1 | West | YES | -0.047324 | 71.4 | 18 | 71.4 | 0 | 1.029 | CC | -1 | 0.051382 | 71.4 | 71.4 |  |  | -3.3789 | 71.4 | -0.051382 | -3.6687 |  |  |  |  | 0 | 0
11001 | NAV1CT | 1 | West | YES | -0.047324 | 70.4 | 18 | 70.4 | 0 | 1.029 | CC | -1 | 0.051382 | 70.4 | 70.4 |  |  | -3.3316 | 70.4 | -0.051382 | -3.6173 |  |  |  |  | 0 | 0
48820 | SHELLG1_3015 | 1 | Houston | YES | 0.002406 | 71 | 34.5 | 71 |  | 1.029 | Cogen | 1 | 0.051387 | 0 | 0 |  |  |  |  | 0.051387 | 0 |  |  |  |  | 0 | 0
48821 | SHELLG2 | 2 | Houston | YES | 0.002406 | 72 | 34.5 | 72 |  | 1.029 | Cogen | 1 | 0.051387 | 0 | 0 |  |  |  |  | 0.051387 | 0 |  |  |  |  | 0 | 0
48822 | SHELLG3_3020 | 2 | Houston | YES | 0.002406 | 30 | 0 | 30 |  | 1.029 | Cogen | 1 | 0.051387 | 0 | 0 |  |  |  |  | 0.051387 | 0 |  |  |  |  | 0 | 0
48822 | SHELLG3_3020 | 1 | Houston | YES | 0.002406 | 39 | 0 | 39 |  | 1.029 | Cogen | 1 | 0.051387 | 0 | 0 |  |  |  |  | 0.051387 | 0 |  |  |  |  | 0 | 0
11025 | TIEHVSG_2G | 1 | West | YES | -0.047332 | 213.2 | 63 | 213.2 | 0 | 1.012 | CC | -1 | 0.05139 | 213.2 | 213.2 |  |  | -10.0912 | 213.2 | -0.05139 | -10.9564 |  |  |  |  | 0 | 0
11020 | TIEHVSG_1G | 1 | West | YES | -0.047332 | 208.2 | 63 | 208.2 | 0 | 1.012 | CC | -1 | 0.05139 | 208.2 | 208.2 |  |  | -9.8545 | 208.2 | -0.05139 | -10.6995 |  |  |  |  | 0 | 0
11024 | TIEHVCG_4G | 1 | West | YES | -0.047332 | 147 | 103 | 147 | 0 | 1.012 | CC | -1 | 0.05139 | 147 | 147 |  |  | -6.9578 | 147 | -0.05139 | -7.5544 |  |  |  |  | 0 | 0
11021 | TIEHVCG_1G | 1 | West | YES | -0.047332 | 142.1 | 103 | 142.1 | 0 | 1.012 | CC | -1 | 0.05139 | 142.1 | 142.1 |  |  | -6.7259 | 142.1 | -0.05139 | -7.3026 |  |  |  |  | 0 | 0
11023 | TIEHVCG_3G | 1 | West | YES | -0.047332 | 137.4 | 103 | 137.4 | 0 | 1.012 | CC | -1 | 0.05139 | 137.4 | 137.4 |  |  | -6.5034 | 137.4 | -0.05139 | -7.061 |  |  |  |  | 0 | 0
11022 | TIEHVCG_2G | 1 | West | YES | -0.047332 | 132.4 | 103 | 132.4 | 0 | 1.012 | CC | -1 | 0.05139 | 132.4 | 132.4 |  |  | -6.2668 | 132.4 | -0.05139 | -6.8041 |  |  |  |  | 0 | 0
48500 | APD_GT1_8005 | 1 | Houston | YES | 0.002414 | 137.6 | 54.6 | 137.6 | 0 | 1.0362 | Cogen | 1 | 0.051395 | 0 | 0 |  |  |  |  | 0.051395 | 0 |  |  |  |  | 0 | 0
48513 | LPE_GT3_8080 | 3 | Houston | YES | 0.002415 | 39 | 0 | 39 | 0 | 1.0362 | GGT | 1 | 0.051396 | 39 | 39 |  |  |  |  | 0.051396 | 2.0044 |  |  |  |  | 0 | 0
48514 | LPE_GT4_8085 | 4 | Houston | YES | 0.002415 | 39 | 0 | 39 | 0 | 1.0362 | GGT | 1 | 0.051396 | 39 | 39 |  |  |  |  | 0.051396 | 2.0044 |  |  |  |  | 0 | 0
48511 | LPE_GT1_8070 | 1 | Houston | YES | 0.002415 | 42 | 0 | 42 | 0 | 1.0362 | GGT | 1 | 0.051396 | 42 | 42 |  |  |  |  | 0.051396 | 2.1586 |  |  |  |  | 0 | 0
48512 | LPE_GT2_8075 | 2 | Houston | YES | 0.002415 | 42 | 0 | 42 | 0 | 1.0362 | GGT | 1 | 0.051396 | 42 | 42 |  |  |  |  | 0.051396 | 2.1586 |  |  |  |  | 0 | 0
48593 | CHE_GT1_8015 | 1 | Houston | YES | 0.002417 | 173 | 50 | 173 | 0 | 1.0362 | Cogen | 1 | 0.051398 | 0 | 0 |  |  |  |  | 0.051398 | 0 |  |  |  |  | 0 | 0
48594 | CHE_GN4_8025 | 4 | Houston | YES | 0.002417 | 142 | 60 | 142 | 0 | 1.0362 | Cogen | 1 | 0.051398 | 0 | 0 |  |  |  |  | 0.051398 | 0 |  |  |  |  | 0 | 0
48875 | THW_3132 | B | Houston | YES | 0.002429 | 53 | 5 | 53 | 0 | 1.0435 | CC | 1 | 0.05141 | 53 | 53 |  |  |  |  | 0.05141 | 2.7247 |  |  |  |  | 0 | 0
48875 | THW_3132 | A | Houston | YES | 0.002429 | 55 | 5 | 55 | 0 | 1.0435 | CC | 1 | 0.05141 | 55 | 55 |  |  |  |  | 0.05141 | 2.8275 |  |  |  |  | 0 | 0
48877 | THW_3334 | C | Houston | YES | 0.002429 | 55 | 5 | 55 | 0 | 1.0435 | CC | 1 | 0.05141 | 55 | 55 |  |  |  |  | 0.05141 | 2.8275 |  |  |  |  | 0 | 0
48879 | THW_4142 | F | Houston | YES | 0.002429 | 55 | 5 | 55 | 0 | 1.0435 | CC | 1 | 0.05141 | 55 | 55 |  |  |  |  | 0.05141 | 2.8275 |  |  |  |  | 0 | 0
48879 | THW_4142 | E | Houston | YES | 0.002429 | 56 | 5 | 56 | 0 | 1.0435 | CC | 1 | 0.05141 | 56 | 56 |  |  |  |  | 0.05141 | 2.8789 |  |  |  |  | 0 | 0
48877 | THW_3334 | D | Houston | YES | 0.002429 | 57 | 5 | 57 | 0 | 1.0435 | CC | 1 | 0.05141 | 57 | 57 |  |  |  |  | 0.05141 | 2.9304 |  |  |  |  | 0 | 0
48881 | THW_4344 | G | Houston | YES | 0.002429 | 58 | 5 | 58 | 0 | 1.0435 | CC | 1 | 0.05141 | 58 | 58 |  |  |  |  | 0.05141 | 2.9818 |  |  |  |  | 0 | 0
48881 | THW_4344 | H | Houston | YES | 0.002429 | 58 | 5 | 58 | 0 | 1.0435 | CC | 1 | 0.05141 | 58 | 58 |  |  |  |  | 0.05141 | 2.9818 |  |  |  |  | 0 | 0
48873 | THW_ST3_ST_3 | 3 | Houston | YES | 0.002429 | 107 | 19 | 107 | 0 | 1.0435 | CC | 1 | 0.05141 | 107 | 107 |  |  |  |  | 0.05141 | 5.5008 |  |  |  |  | 0 | 0
48874 | THW_ST4_ST_4 | 4 | Houston | YES | 0.002429 | 108 | 19 | 108 | 0 | 1.0435 | CC | 1 | 0.05141 | 108 | 108 |  |  |  |  | 0.05141 | 5.5522 |  |  |  |  | 0 | 0
48582 | CBY_GN2_2 | 2 | Houston | YES | 0.002434 | 596.8 | 110 | 746 | 0 | 1.0435 | GSC | 1 | 0.051415 | 746 | 746 |  |  |  |  | 0.051415 | 38.3554 |  |  |  |  | 0 | 0
49803 | EXN_15GT | 1 | Houston | YES | 0.00244 | 33 | 8.3 | 34 |  | 1.0326 | Cogen | 1 | 0.051421 | 0 | 0 |  |  |  |  | 0.051421 | 0 |  |  |  |  | 0 | 0
49804 | EXN_16GT | 2 | Houston | YES | 0.00244 | 32 | 8.3 | 34.7 |  | 1.0326 | Cogen | 1 | 0.051421 | 0 | 0 |  |  |  |  | 0.051421 | 0 |  |  |  |  | 0 | 0
49805 | EXN_17GT | 3 | Houston | YES | 0.00244 | 31 | 8.3 | 32.7 |  | 1.0326 | Cogen | 1 | 0.051421 | 0 | 0 |  |  |  |  | 0.051421 | 0 |  |  |  |  | 0 | 0
49826 | EXN938GT | 5 | Houston | YES | 0.00244 | 43 | 9.2 | 45.9 |  | 1.0326 | Cogen | 1 | 0.051421 | 0 | 0 |  |  |  |  | 0.051421 | 0 |  |  |  |  | 0 | 0
49828 | EXN941GT | 10 | Houston | YES | 0.00244 | 17.7 | 5.4 | 17.7 | 0 | 1.0326 | Cogen | 1 | 0.051421 | 0 | 0 |  |  |  |  | 0.051421 | 0 |  |  |  |  | 0 | 0
49829 | EXN942GT | 11 | Houston | YES | 0.00244 | 20 | 5.4 | 20.4 | 0 | 1.0326 | Cogen | 1 | 0.051421 | 0 | 0 |  |  |  |  | 0.051421 | 0 |  |  |  |  | 0 | 0
49830 | EXN943GT | 12 | Houston | YES | 0.00244 | 19 | 5.4 | 19.9 | 0 | 1.0326 | Cogen | 1 | 0.051421 | 0 | 0 |  |  |  |  | 0.051421 | 0 |  |  |  |  | 0 | 0
49831 | EXN944GT | 13 | Houston | YES | 0.00244 | 33 | 5.4 | 35 | 0 | 1.0326 | Cogen | 1 | 0.051421 | 0 | 0 |  |  |  |  | 0.051421 | 0 |  |  |  |  | 0 | 0
49832 | EXN945GT | 9 | Houston | YES | 0.00244 | 18.5 | 9.2 | 18.5 |  | 1.0326 | Cogen | 1 | 0.051421 | 0 | 0 |  |  |  |  | 0.051421 | 0 |  |  |  |  | 0 | 0
49837 | EXN_GT | 4 | Houston | YES | 0.00244 | 81 | 21.3 | 85.4 |  | 1.0326 | Cogen | 1 | 0.051421 | 0 | 0 |  |  |  |  | 0.051421 | 0 |  |  |  |  | 0 | 0
49838 | EXN_14GT | 14 | Houston | YES | 0.00244 | 140 | 0 | 148 |  | 1.0326 | Cogen | 1 | 0.051421 | 0 | 0 |  |  |  |  | 0.051421 | 0 |  |  |  |  | 0 | 0
48883 | THW_GT1_GT_1 | B2 | Houston | YES | 0.002441 | 0 | 0 | 12 |  | 1.043 | GGT | 1 | 0.051422 | 12 | 12 |  |  |  |  | 0.051422 | 0.61706 |  |  |  |  | 0 | 0
48651 | EP_1_2 | 1 | Houston | YES | 0.002446 | 4 | 0 | 5 | 0 | 1.0362 | Cogen | 1 | 0.051427 | 0 | 0 |  |  |  |  | 0.051427 | 0 |  |  |  |  | 0 | 0
48651 | EP_1_2 | 2 | Houston | YES | 0.002446 | 17.7 | 10 | 21 | 0 | 1.0362 | Cogen | 1 | 0.051427 | 0 | 0 |  |  |  |  | 0.051427 | 0 |  |  |  |  | 0 | 0
48940 | WARVUE_GT1 | G1 | Houston | YES | 0.002446 | 15 | 0 | 15 |  | 1.021 | Cogen | 1 | 0.051427 | 0 | 0 |  |  |  |  | 0.051427 | 0 |  |  |  |  | 0 | 0
48581 | CBY_GN1_1 | 1 | Houston | YES | 0.002446 | 595.2 | 108 | 744 | 0 | 1.0435 | GSC | 1 | 0.051427 | 744 | 744 |  |  |  |  | 0.051427 | 38.2615 |  |  |  |  | 0 | 0
48791 | PSA_GT1_8160 | 1 | Houston | YES | 0.002447 | 52 | 20.8 | 65 | 0 | 1.0362 | Cogen | 1 | 0.051428 | 0 | 0 |  |  |  |  | 0.051428 | 0 |  |  |  |  | 0 | 0
48792 | PSA_GT2_8155 | 2 | Houston | YES | 0.002447 | 52.8 | 20.3 | 66 | 0 | 1.0362 | Cogen | 1 | 0.051428 | 0 | 0 |  |  |  |  | 0.051428 | 0 |  |  |  |  | 0 | 0
48793 | PSA_GT3_8150 | 3 | Houston | YES | 0.002447 | 56 | 20.3 | 70 | 0 | 1.0362 | Cogen | 1 | 0.051428 | 0 | 0 |  |  |  |  | 0.051428 | 0 |  |  |  |  | 0 | 0
48794 | PSA_GT4_8145 | 4 | Houston | YES | 0.002447 | 52.8 | 20.3 | 66 | 0 | 1.0362 | Cogen | 1 | 0.051428 | 0 | 0 |  |  |  |  | 0.051428 | 0 |  |  |  |  | 0 | 0
48795 | PSA_GT5_8140 | 5 | Houston | YES | 0.002447 | 51.2 | 20.3 | 64 | 0 | 1.0362 | Cogen | 1 | 0.051428 | 0 | 0 |  |  |  |  | 0.051428 | 0 |  |  |  |  | 0 | 0
48796 | PSA_GN1_8165 | 1 | Houston | YES | 0.002447 | 83.2 | 43.1 | 104 | 0 | 1.0362 | Cogen | 1 | 0.051428 | 0 | 0 |  |  |  |  | 0.051428 | 0 |  |  |  |  | 0 | 0
48797 | PSA_GT6_8135 | 6 | Houston | YES | 0.002447 | 47.2 | 34.5 | 59 | 0 | 1.0362 | Cogen | 1 | 0.051428 | 0 | 0 |  |  |  |  | 0.051428 | 0 |  |  |  |  | 0 | 0
48815 | CVC_GT4_8005 | 4 | Houston | YES | 0.00245 | 165 | 91.8 | 165 |  | 1.0362 | Cogen | 1 | 0.051431 | 0 | 0 |  |  |  |  | 0.051431 | 0 |  |  |  |  | 0 | 0
48583 | CBY_GT4_1 | 1 | Houston | YES | 0.002451 | 172 | 0 | 172 | 0 | 1.027 | GSC | 1 | 0.051432 | 172 | 172 |  |  |  |  | 0.051432 | 8.8463 |  |  |  |  | 0 | 0
48584 | CBY_GT4_2 | 2 | Houston | YES | 0.002451 | 172 | 0 | 172 | 0 | 1.027 | CC | 1 | 0.051432 | 172 | 172 |  |  |  |  | 0.051432 | 8.8463 |  |  |  |  | 0 | 0
48585 | CBY_ST4_1 | 3 | Houston | YES | 0.002451 | 172 | 0 | 172 | 0 | 1.027 | CC | 1 | 0.051432 | 172 | 172 |  |  |  |  | 0.051432 | 8.8463 |  |  |  |  | 0 | 0
48597 | BTE_GT4_8055 | 3 | Houston | YES | 0.00246 | 158.9 | 130 | 158.9 | 0 | 1.0261 | CC | 1 | 0.051441 | 158.9 | 158.9 |  |  |  |  | 0.051441 | 8.1739 |  |  |  |  | 0 | 0
48596 | BTE_GT3_8045 | 2 | Houston | YES | 0.00246 | 161.4 | 130 | 161.4 | 0 | 1.0261 | CC | 1 | 0.051441 | 161.4 | 161.4 |  |  |  |  | 0.051441 | 8.3025 |  |  |  |  | 0 | 0
48595 | BTE_GT2_8075 | 1 | Houston | YES | 0.00246 | 162.8 | 130 | 162.8 | 0 | 1.0261 | CC | 1 | 0.051441 | 162.8 | 162.8 |  |  |  |  | 0.051441 | 8.3745 |  |  |  |  | 0 | 0
48598 | BTE_ST1_8070 | 4 | Houston | YES | 0.00246 | 269.2 | 60 | 269.2 | 0 | 1.0261 | CC | 1 | 0.051441 | 269.2 | 269.2 |  |  |  |  | 0.051441 | 13.8478 |  |  |  |  | 0 | 0
48690 | GBY_GN5_5 | 5 | Houston | YES | 0.002464 | 318.4 | 81 | 398 |  | 1.0362 | GSC | 1 | 0.051445 | 398 | 398 |  |  |  |  | 0.051445 | 20.475 |  |  |  |  | 0 | 0
48886 | THW_5354 | C | Houston | YES | 0.002469 | 45.6 | 5 | 57 |  | 1.0319 | GGT | 1 | 0.05145 | 57 | 57 |  |  |  |  | 0.05145 | 2.9326 |  |  |  |  | 0 | 0
48887 | THW_5556 | F | Houston | YES | 0.002469 | 45.6 | 5 | 57 |  | 1.0319 | GGT | 1 | 0.05145 | 57 | 57 |  |  |  |  | 0.05145 | 2.9326 |  |  |  |  | 0 | 0
48885 | THW_5152 | A | Houston | YES | 0.002469 | 46.4 | 5 | 58 |  | 1.0319 | GGT | 1 | 0.05145 | 58 | 58 |  |  |  |  | 0.05145 | 2.9841 |  |  |  |  | 0 | 0
48886 | THW_5354 | D | Houston | YES | 0.002469 | 46.4 | 5 | 58 |  | 1.0319 | GGT | 1 | 0.05145 | 58 | 58 |  |  |  |  | 0.05145 | 2.9841 |  |  |  |  | 0 | 0
48885 | THW_5152 | B | Houston | YES | 0.002469 | 47.2 | 5 | 59 |  | 1.0319 | GGT | 1 | 0.05145 | 59 | 59 |  |  |  |  | 0.05145 | 3.0355 |  |  |  |  | 0 | 0
48887 | THW_5556 | E | Houston | YES | 0.002469 | 47.2 | 5 | 59 |  | 1.0319 | GGT | 1 | 0.05145 | 59 | 59 |  |  |  |  | 0.05145 | 3.0355 |  |  |  |  | 0 | 0
71051 | L_BITTCR1_1N | W1 | West | YES | -0.047441 | 7.5 | 0 | 37.5 |  | 1.02 | Wind | -1 | 0.051499 | 0 | 37.5 |  |  | 0 | 0 | -0.051499 | 0 |  |  |  |  | 0 | 0
71054 | L_SWEETW1_1N | W1 | West | YES | -0.047441 | 21.5 | 0 | 107.5 |  | 1.02 | Wind | -1 | 0.051499 | 0 | 107.5 |  |  | 0 | 0 | -0.051499 | 0 |  |  |  |  | 0 | 0
71057 | L_SWEETW1_2N | W1 | West | YES | -0.047441 | 27 | 0 | 135 |  | 1.02 | Wind | -1 | 0.051499 | 0 | 135 |  |  | 0 | 0 | -0.051499 | 0 |  |  |  |  | 0 | 0
71059 | L_SWEETW1_3N | W1 | West | YES | -0.047441 | 23.8 | 0 | 119 | 0 | 1.02 | Wind | -1 | 0.051499 | 0 | 119 |  |  | 0 | 0 | -0.051499 | 0 |  |  |  |  | 0 | 0
71060 | L_SWEETW1_4N | W1 | West | YES | -0.047441 | 21 | 0 | 105 | 0 | 1.02 | Wind | -1 | 0.051499 | 0 | 105 |  |  | 0 | 0 | -0.051499 | 0 |  |  |  |  | 0 | 0
71061 | L_SWEETW1_5N | W1 | West | YES | -0.047441 | 16.1 | 0 | 80.5 | 0 | 1.02 | Wind | -1 | 0.051499 | 0 | 80.5 |  |  | 0 | 0 | -0.051499 | 0 |  |  |  |  | 0 | 0
48591 | CHE_GT2_5030 | 2 | Houston | YES | 0.002526 | 173 | 50 | 173 | 0 | 1.029 | Cogen | 1 | 0.051507 | 0 | 0 |  |  |  |  | 0.051507 | 0 |  |  |  |  | 0 | 0
48811 | CVC_GT3_5045 | 3 | Houston | YES | 0.002526 | 156 | 91.8 | 156 | 0 | 1.029 | Cogen | 1 | 0.051507 | 0 | 0 |  |  |  |  | 0.051507 | 0 |  |  |  |  | 0 | 0
48812 | CVC_GT2_5020 | 2 | Houston | YES | 0.002526 | 158 | 91.8 | 158 | 0 | 1.029 | Cogen | 1 | 0.051507 | 0 | 0 |  |  |  |  | 0.051507 | 0 |  |  |  |  | 0 | 0
48813 | CVC_GT1_5035 | 1 | Houston | YES | 0.002526 | 160 | 91.8 | 160 | 0 | 1.029 | Cogen | 1 | 0.051507 | 0 | 0 |  |  |  |  | 0.051507 | 0 |  |  |  |  | 0 | 0
48814 | CVC_ST5_5040 | 1 | Houston | YES | 0.002526 | 162 | 91.8 | 162 | 0 | 1.029 | Cogen | 1 | 0.051507 | 0 | 0 |  |  |  |  | 0.051507 | 0 |  |  |  |  | 0 | 0
1898 | COMCHEPK_1G | 1 | North | YES | 0.00284 | 1217 | 1150 | 1217 | 0 | 1.032 | Nuc | 1 | 0.051821 | 0 | 0 | 0 | 0 |  |  | 0.051821 | 0 |  |  |  |  | 0 | 0
1899 | COMCHEPK_2G | 2 | North | YES | 0.00284 | 1159 | 1128 | 1159 | 0 | 1.032 | Nuc | 1 | 0.051821 | 0 | 0 | 0 | 0 |  |  | 0.051821 | 0 |  |  |  |  | 0 | 0
48671 | FTR_GT1_5105 | 1 | North | YES | 0.003039 | 154.2 | 0 | 154.2 | 0 | 1.0319 | CC | 1 | 0.05202 | 154.2 | 154.2 | 0.46861 | 154.2 |  |  | 0.05202 | 8.0214 |  |  |  |  | 0 | 0
48673 | FTR_GT3_5085 | 3 | North | YES | 0.003039 | 158 | 0 | 158 | 0 | 1.0319 | CC | 1 | 0.05202 | 158 | 158 | 0.48016 | 158 |  |  | 0.05202 | 8.2191 |  |  |  |  | 0 | 0
48672 | FTR_GT2_5110 | 2 | North | YES | 0.003039 | 159 | 0 | 159 | 0 | 1.0319 | CC | 1 | 0.05202 | 159 | 159 | 0.4832 | 159 |  |  | 0.05202 | 8.2711 |  |  |  |  | 0 | 0
48674 | FTR_CN4_5095 | 4 | North | YES | 0.003039 | 380 | 0 | 380 | 0 | 1.0319 | CC | 1 | 0.05202 | 380 | 380 | 1.1548 | 380 |  |  | 0.05202 | 19.7675 |  |  |  |  | 0 | 0
1878 | WLFHOLW_2G | 2 | North | YES | 0.003074 | 215.7 | 105 | 215.7 | 0 | 1.032 | CC | 1 | 0.052055 | 215.7 | 215.7 | 0.66306 | 215.7 |  |  | 0.052055 | 11.2282 |  |  |  |  | 0 | 0
1877 | WLFHOLW_1G | 1 | North | YES | 0.003074 | 217.3 | 89.2 | 217.3 | 0 | 1.032 | CC | 1 | 0.052055 | 217.3 | 217.3 | 0.66798 | 217.3 |  |  | 0.052055 | 11.3115 |  |  |  |  | 0 | 0
1879 | WLFHOLW_3G | 3 | North | YES | 0.003074 | 272.4 | 89.2 | 272.4 | 0 | 1.032 | CC | 1 | 0.052055 | 272.4 | 272.4 | 0.83736 | 272.4 |  |  | 0.052055 | 14.1797 |  |  |  |  | 0 | 0
32884 | BRYN_DNSBY13 | 1 | North | YES | 0.003137 | 46 | 2 | 46 | 0 | 1.015 | GST | 1 | 0.052118 | 46 | 46 | 0.1443 | 46 |  |  | 0.052118 | 2.3974 |  |  |  |  | 0 | 0
32883 | BRYN_DNSBY3 | 1 | North | YES | 0.003137 | 0 | 2 | 48 |  | 1.015 | GST | 1 | 0.052118 | 48 | 48 | 0.15058 | 48 |  |  | 0.052118 | 2.5017 |  |  |  |  | 0 | 0
32892 | BRYN_DNSBY14 | 1 | North | YES | 0.003137 | 84 | 25 | 105 | 0 | 1.035 | GST | 1 | 0.052118 | 105 | 105 | 0.32938 | 105 |  |  | 0.052118 | 5.4724 |  |  |  |  | 0 | 0
32886 | BRYN_ATKINS3 | MB | North | YES | 0.003145 | 0 | 5 | 12 |  | 1 | GST | 1 | 0.052126 | 0 | 0 | 0 | 0 |  |  | 0.052126 | 0 |  |  |  |  | 0 | 0
32887 | BRYN_ATKINS6 | MB | North | YES | 0.003145 | 0 | 12 | 51 |  | 1.028 | GST | 1 | 0.052126 | 0 | 0 | 0 | 0 |  |  | 0.052126 | 0 |  |  |  |  | 0 | 0
32890 | BRYN_ATKINS4 | MB | North | YES | 0.003145 | 0 | 5 | 22 |  | 1.031 | GST | 1 | 0.052126 | 0 | 0 | 0 | 0 |  |  | 0.052126 | 0 |  |  |  |  | 0 | 0
32891 | BRYN_ATKINS5 | MB | North | YES | 0.003145 | 0 | 5 | 25 |  | 1.031 | GST | 1 | 0.052126 | 0 | 0 | 0 | 0 |  |  | 0.052126 | 0 |  |  |  |  | 0 | 0
32888 | BRYN_ATKINS7 | 1 | North | YES | 0.003145 | 13.6 | 4 | 17 |  | 1.028 | GGT | 1 | 0.052126 | 17 | 17 | 0.053465 | 17 |  |  | 0.052126 | 0.88614 |  |  |  |  | 0 | 0
990 | GIBN_CREK_G1 | 1 | North | YES | 0.003146 | 463 | 200 | 463 | 0 | 1.0275 | LIGCO | 1 | 0.052127 | 0 | 463 | 1.4566 | 463 |  |  | 0.052127 | 24.1347 |  |  |  |  | 0 | 0
32798 | BRYN_TAMUGEN | 1 | North | YES | 0.003147 | 32 | 0 | 32 |  | 1.02 | GST | 1 | 0.052128 | 32 | 32 | 0.1007 | 32 |  |  | 0.052128 | 1.6681 |  |  |  |  | 0 | 0
3416 | LAKE_CRK1_G | 1 | North | YES | 0.003151 | 60 | 33 | 75 |  | 1.029 | GST | 1 | 0.052132 | 75 | 75 | 0.23633 | 75 |  |  | 0.052132 | 3.9099 |  |  |  |  | 0 | 0
3417 | LAKE_CRK2_G | 2 | North | YES | 0.003151 | 177.6 | 40 | 222 | 0 | 1.029 | GST | 1 | 0.052132 | 222 | 222 | 0.69952 | 222 |  |  | 0.052132 | 11.5732 |  |  |  |  | 0 | 0
3403 | THOUSE_1G | 1 | North | YES | 0.003269 | 563 | 200 | 563 | 0 | 1.012 | GSC | 1 | 0.05225 | 563 | 563 | 1.8404 | 563 |  |  | 0.05225 | 29.4166 |  |  |  |  | 0 | 0
3404 | THOUSE_2G | 2 | North | YES | 0.003269 | 807 | 250 | 807 | 0 | 1.012 | GSC | 1 | 0.05225 | 807 | 807 | 2.6381 | 807 |  |  | 0.05225 | 42.1655 |  |  |  |  | 0 | 0
1008 | PB6GEN_7G | 6 | West | YES | -0.048207 | 515 | 130 | 515 | 0 | 1.036 | GST | -1 | 0.052265 | 515 | 515 |  |  | -24.8266 | 515 | -0.052265 | -26.9166 |  |  |  |  | 0 | 0
1007 | PB5GEN_6G | 5 | West | YES | -0.048207 | 91.2 | 40 | 114 | 0 | 1.036 | GST | -1 | 0.052265 | 114 | 114 |  |  | -5.4956 | 114 | -0.052265 | -5.9582 |  |  |  |  | 0 | 0
1005 | PBCTDGE_4G | D | West | YES | -0.048207 | 65 | 65 | 68 | 0 | 1.036 | GGT | -1 | 0.052265 | 68 | 68 |  |  | -3.2781 | 68 | -0.052265 | -3.554 |  |  |  |  | 0 | 0
1004 | PBCTCGE_3G | C | West | YES | -0.048207 | 62 | 62 | 67 | 0 | 1.036 | GGT | -1 | 0.052265 | 67 | 67 |  |  | -3.2299 | 67 | -0.052265 | -3.5018 |  |  |  |  | 0 | 0
1006 | PBCTEGE_5G | E | West | YES | -0.048207 | 65 | 65 | 67 | 0 | 1.036 | GGT | -1 | 0.052265 | 67 | 67 |  |  | -3.2299 | 67 | -0.052265 | -3.5018 |  |  |  |  | 0 | 0
1002 | PBCTAGE_1G | A | West | YES | -0.048207 | 64 | 64 | 66 | 0 | 1.036 | GGT | -1 | 0.052265 | 66 | 66 |  |  | -3.1817 | 66 | -0.052265 | -3.4495 |  |  |  |  | 0 | 0
1003 | PBCTBGE_2G | B | West | YES | -0.048207 | 65 | 65 | 66 | 0 | 1.036 | GGT | -1 | 0.052265 | 66 | 66 |  |  | -3.1817 | 66 | -0.052265 | -3.4495 |  |  |  |  | 0 | 0
239 | BOSQUESW502 | 1 | North | YES | 0.003295 | 119.2 | 0 | 149 | 0 | 1.02 | GGT | 1 | 0.052276 | 149 | 149 | 0.49095 | 149 |  |  | 0.052276 | 7.7891 |  |  |  |  | 0 | 0
247 | BOSQUESW501 | 2 | North | YES | 0.003295 | 124.8 | 0 | 156 | 0 | 1.02 | GGT | 1 | 0.052276 | 156 | 156 | 0.51402 | 156 |  |  | 0.052276 | 8.155 |  |  |  |  | 0 | 0
238 | BOSQUESW505 | 1 | North | YES | 0.003295 | 255 | 0 | 255 | 0 | 1.02 | CC | 1 | 0.052276 | 255 | 255 | 0.84022 | 255 |  |  | 0.052276 | 13.3303 |  |  |  |  | 0 | 0
253 | BOSQUESW804 | 2 | North | YES | 0.003347 | 80 | 0 | 80 | 0 | 1.032 | CC | 1 | 0.052328 | 80 | 80 | 0.26776 | 80 |  |  | 0.052328 | 4.1862 |  |  |  |  | 0 | 0
251 | BOSQUESW803 | 2 | North | YES | 0.003347 | 150 | 0 | 150 | 0 | 1.032 | CC | 1 | 0.052328 | 150 | 150 | 0.50205 | 150 |  |  | 0.052328 | 7.8492 |  |  |  |  | 0 | 0
39960 | TNTNPONE_18 | 1 | North | YES | 0.003488 | 152.3 | 30 | 152.3 |  | 1.04 | LIGCO | 1 | 0.052469 | 0 | 152.3 | 0.53122 | 152.3 |  |  | 0.052469 | 7.991 |  |  |  |  | 0 | 0
39970 | TNTNPONE_28 | 1 | North | YES | 0.003488 | 153 | 30 | 153 |  | 1.04 | LIGCO | 1 | 0.052469 | 0 | 153 | 0.53366 | 153 |  |  | 0.052469 | 8.0277 |  |  |  |  | 0 | 0
7038 | L_DELAWA1_1Y | 1 | West | YES | -0.048535 | 3.5 | 0 | 35 | 0 | 1 | Wind | -1 | 0.052593 | 0 | 35 |  |  | 0 | 0 | -0.052593 | 0 |  |  |  |  | 0 | 0
7038 | L_DELAWA1_1Y | 2 | West | YES | -0.048535 | 3 | 0 | 30 | 0 | 1 | Wind | -1 | 0.052593 | 0 | 30 |  |  | 0 | 0 | -0.052593 | 0 |  |  |  |  | 0 | 0
48722 | LEG_2___2 | 2 | North | YES | 0.003625 | 819 | 357 | 819 | 0 | 1.0348 | LIGCO | 1 | 0.052606 | 0 | 819 | 2.9689 | 819 |  |  | 0.052606 | 43.0841 |  |  |  |  | 0 | 0
48721 | LEG_1___1 | 1 | North | YES | 0.003625 | 827 | 357 | 827 | 0 | 1.0348 | LIGCO | 1 | 0.052606 | 0 | 827 | 2.9979 | 827 |  |  | 0.052606 | 43.5049 |  |  |  |  | 0 | 0
1643 | SLSTR1PP_1G | 1 | North | YES | 0.003645 | 6 | 0 | 60 | 0 | 1.022 | Wind | 1 | 0.052626 | 0 | 60 | 0.2187 | 60 |  |  | 0.052626 | 3.1575 |  |  |  |  | 0 | 0
244 | WHITNYDM01 | 1 | North | YES | 0.003787 | 15 | 0 | 15 | 0 | 1.035 | Hydro | 1 | 0.052768 | 0 | 0 | 0 | 0 |  |  | 0.052768 | 0 |  |  |  |  | 0 | 0
245 | WHITNYDM02 | 2 | North | YES | 0.003787 | 15 | 0 | 15 | 0 | 1.035 | Hydro | 1 | 0.052768 | 0 | 0 | 0 | 0 |  |  | 0.052768 | 0 |  |  |  |  | 0 | 0
1889 | DECRDOVA_1G | 1 | North | YES | 0.003967 | 779 | 255 | 779 | 0 | 1.02 | GSC | 1 | 0.052948 | 779 | 779 | 3.0903 | 779 |  |  | 0.052948 | 41.2463 |  |  |  |  | 0 | 0
3382 | BBRN_2G | 2 | North | YES | 0.003991 | 589 | 225 | 589 | 0 | 1.03 | LIGCO | 1 | 0.052972 | 0 | 589 | 2.3507 | 589 |  |  | 0.052972 | 31.2003 |  |  |  |  | 0 | 0
3381 | BBRN_1G | 1 | North | YES | 0.003991 | 618 | 225 | 618 | 0 | 1.03 | LIGCO | 1 | 0.052972 | 0 | 618 | 2.4664 | 618 |  |  | 0.052972 | 32.7365 |  |  |  |  | 0 | 0
13131 | CALFREST_1G | 1 | North | YES | 0.004051 | 150.7 | 40 | 150.7 | 0 | 1.031 | CC | 1 | 0.053032 | 150.7 | 150.7 | 0.61049 | 150.7 |  |  | 0.053032 | 7.9919 |  |  |  |  | 0 | 0
13132 | CALFREST_2G | 2 | North | YES | 0.004051 | 151 | 57 | 151 | 0 | 1.031 | CC | 1 | 0.053032 | 151 | 151 | 0.6117 | 151 |  |  | 0.053032 | 8.0078 |  |  |  |  | 0 | 0
13133 | CALFREST_3G | 3 | North | YES | 0.004051 | 177.4 | 40 | 177.4 | 0 | 1.031 | CC | 1 | 0.053032 | 177.4 | 177.4 | 0.71865 | 177.4 |  |  | 0.053032 | 9.4078 |  |  |  |  | 0 | 0
13134 | CALFREST_4G | 4 | North | YES | 0.004067 | 151.5 | 40 | 151.5 | 0 | 1.031 | CC | 1 | 0.053048 | 151.5 | 151.5 | 0.61615 | 151.5 |  |  | 0.053048 | 8.0367 |  |  |  |  | 0 | 0
13135 | CALFREST_5G | 5 | North | YES | 0.004067 | 152.3 | 57 | 152.3 | 0 | 1.031 | CC | 1 | 0.053048 | 152.3 | 152.3 | 0.6194 | 152.3 |  |  | 0.053048 | 8.0792 |  |  |  |  | 0 | 0
13136 | CALFREST_6G | 6 | North | YES | 0.004067 | 177.5 | 40 | 177.5 | 0 | 1.031 | CC | 1 | 0.053048 | 177.5 | 177.5 | 0.72189 | 177.5 |  |  | 0.053048 | 9.416 |  |  |  |  | 0 | 0
366 | JNSNCNTY802 | 1 | North | YES | 0.004068 | 168 | 20 | 168 | 0 | 1.02 | Cogen | 1 | 0.053049 | 0 | 0 | 0 | 0 |  |  | 0.053049 | 0 |  |  |  |  | 0 | 0
367 | JNSNCNTY802 | 2 | North | YES | 0.004068 | 90 | 20 | 90 | 0 | 1.02 | Cogen | 1 | 0.053049 | 0 | 0 | 0 | 0 |  |  | 0.053049 | 0 |  |  |  |  | 0 | 0
1944 | MDLTHELP_4G | 4 | North | YES | 0.004216 | 211 | 74 | 211 | 0 | 1 | CC | 1 | 0.053197 | 211 | 211 | 0.88958 | 211 |  |  | 0.053197 | 11.2245 |  |  |  |  | 0 | 0
1943 | MDLTHELP_3G | 3 | North | YES | 0.004216 | 212 | 74 | 212 | 0 | 1 | CC | 1 | 0.053197 | 212 | 212 | 0.89379 | 212 |  |  | 0.053197 | 11.2777 |  |  |  |  | 0 | 0
1937 | MDLTHELP_5G | 5 | North | YES | 0.004216 | 224 | 74 | 224 | 0 | 1 | CC | 1 | 0.053197 | 224 | 224 | 0.94438 | 224 |  |  | 0.053197 | 11.9161 |  |  |  |  | 0 | 0
1938 | MDLTHELP_6G | 6 | North | YES | 0.004216 | 226 | 74 | 226 | 0 | 1 | CC | 1 | 0.053197 | 226 | 226 | 0.95282 | 226 |  |  | 0.053197 | 12.0225 |  |  |  |  | 0 | 0
3126 | TRINIDAD_6G | 1 | North | YES | 0.004295 | 179.2 | 46 | 224 | 0 | 1 | GST | 1 | 0.053276 | 224 | 224 | 0.96208 | 224 |  |  | 0.053276 | 11.9338 |  |  |  |  | 0 | 0
11147 | NOTREES_1G | 1 | West | YES | -0.049251 | 29.8 | 0 | 149 | 0 | 1.017 | Wind | -1 | 0.053309 | 0 | 149 |  |  | 0 | 0 | -0.053309 | 0 |  |  |  |  | 0 | 0
1942 | MDLTHELP_2G | 2 | North | YES | 0.004349 | 216.1 | 74 | 216.1 | 0 | 1 | CC | 1 | 0.05333 | 216.1 | 216.1 | 0.93982 | 216.1 |  |  | 0.05333 | 11.5246 |  |  |  |  | 0 | 0
1941 | MDLTHELP_1G | 1 | North | YES | 0.004349 | 216.4 | 74 | 216.4 | 0 | 1 | CC | 1 | 0.05333 | 216.4 | 216.4 | 0.94112 | 216.4 |  |  | 0.05333 | 11.5406 |  |  |  |  | 0 | 0
1895 | DECRDOVA_5G | D | North | YES | 0.004358 | 65 | 65 | 68 | 0 | 1.025 | GGT | 1 | 0.053339 | 68 | 68 | 0.29634 | 68 |  |  | 0.053339 | 3.627 |  |  |  |  | 0 | 0
1893 | DECRDOVA_3G | B | North | YES | 0.004358 | 65 | 65 | 69 | 0 | 1.025 | GGT | 1 | 0.053339 | 69 | 69 | 0.3007 | 69 |  |  | 0.053339 | 3.6804 |  |  |  |  | 0 | 0
1894 | DECRDOVA_4G | C | North | YES | 0.004358 | 65 | 65 | 69 | 0 | 1.025 | GGT | 1 | 0.053339 | 69 | 69 | 0.3007 | 69 |  |  | 0.053339 | 3.6804 |  |  |  |  | 0 | 0
1892 | DECRDOVA_2G | A | North | YES | 0.004358 | 65 | 65 | 70 | 0 | 1.025 | GGT | 1 | 0.053339 | 70 | 70 | 0.30506 | 70 |  |  | 0.053339 | 3.7337 |  |  |  |  | 0 | 0
12323 | ENNSTRAC_2G | 2 | North | YES | 0.004366 | 116 | 100 | 116 | 0 | 1.036 | CC | 1 | 0.053347 | 116 | 116 | 0.50646 | 116 |  |  | 0.053347 | 6.1882 |  |  |  |  | 0 | 0
12322 | ENNSTRAC_1G | 1 | North | YES | 0.004366 | 196 | 130 | 196 | 0 | 1.036 | CC | 1 | 0.053347 | 196 | 196 | 0.85574 | 196 |  |  | 0.053347 | 10.456 |  |  |  |  | 0 | 0
3107 | STRYKER_1G | 1 | North | YES | 0.004375 | 145.6 | 45 | 182 | 0 | 1.029 | GST | 1 | 0.053356 | 182 | 182 | 0.79625 | 182 |  |  | 0.053356 | 9.7107 |  |  |  |  | 0 | 0
3108 | STRYKER_2G | 2 | North | YES | 0.004375 | 484 | 75 | 484 | 0 | 1.029 | GST | 1 | 0.053356 | 484 | 484 | 2.1175 | 484 |  |  | 0.053356 | 25.8242 |  |  |  |  | 0 | 0
3309 | ASPN_G | 1 | North | YES | 0.00438 | 50 | 0 | 50 |  | 1 | Bio | 1 | 0.053361 | 50 | 50 | 0.219 | 50 |  |  | 0.053361 | 2.668 |  |  |  |  | 0 | 0
3348 | CHAMPION_1G | MB | North | YES | 0.004384 | 0 | 42 | 42 |  | 1 | Cogen | 1 | 0.053365 | 0 | 0 | 0 | 0 |  |  | 0.053365 | 0 |  |  |  |  | 0 | 0
13117 | TGATEWAY_2G | 2 | North | YES | 0.004416 | 130 | 30 | 130 | 0 | 1.0232 | CC | 1 | 0.053397 | 130 | 130 | 0.57408 | 130 |  |  | 0.053397 | 6.9416 |  |  |  |  | 0 | 0
13118 | TGATEWAY_3G | 3 | North | YES | 0.004416 | 148 | 30 | 148 | 0 | 1.0232 | CC | 1 | 0.053397 | 148 | 148 | 0.65357 | 148 |  |  | 0.053397 | 7.9027 |  |  |  |  | 0 | 0
13116 | TGATEWAY_1G | 1 | North | YES | 0.004416 | 151 | 30 | 151 | 0 | 1.0232 | CC | 1 | 0.053397 | 151 | 151 | 0.66682 | 151 |  |  | 0.053397 | 8.0629 |  |  |  |  | 0 | 0
13119 | TGATEWAY_4G | 4 | North | YES | 0.004416 | 399 | 65 | 399 | 0 | 1.0232 | CC | 1 | 0.053397 | 399 | 399 | 1.762 | 399 |  |  | 0.053397 | 21.3053 |  |  |  |  | 0 | 0
3097 | MARTLAKE_1G | 1 | North | YES | 0.004453 | 790 | 500 | 790 | 0 | 1.017 | LIGCO | 1 | 0.053434 | 0 | 790 | 3.5179 | 790 |  |  | 0.053434 | 42.2126 |  |  |  |  | 0 | 0
3098 | MARTLAKE_2G | 2 | North | YES | 0.004453 | 795 | 461 | 795 | 0 | 1.017 | LIGCO | 1 | 0.053434 | 0 | 795 | 3.5401 | 795 |  |  | 0.053434 | 42.4798 |  |  |  |  | 0 | 0
3099 | MARTLAKE_3G | 3 | North | YES | 0.004453 | 804 | 500 | 804 | 0 | 1.017 | LIGCO | 1 | 0.053434 | 0 | 804 | 3.5802 | 804 |  |  | 0.053434 | 42.9607 |  |  |  |  | 0 | 0
2414 | MTCK7_G | 7 | North | YES | 0.004652 | 0 | 30 | 115 |  | 1.022 | GST | 1 | 0.053633 | 115 | 115 | 0.53498 | 115 |  |  | 0.053633 | 6.1678 |  |  |  |  | 0 | 0
2413 | MTCK6_G | 6 | North | YES | 0.004652 | 0 | 30 | 118 |  | 1.022 | GST | 1 | 0.053633 | 118 | 118 | 0.54894 | 118 |  |  | 0.053633 | 6.3287 |  |  |  |  | 0 | 0
2417 | MTCK8_G | 8 | North | YES | 0.004652 | 444.8 | 60 | 556 | 0 | 1.022 | GSC | 1 | 0.053633 | 556 | 556 | 2.5865 | 556 |  |  | 0.053633 | 29.8198 |  |  |  |  | 0 | 0
12440 | PARKD_1SVC8 | 1 | North | YES | 0.004709 | 0 | 0 | 0 | 0 | 1.007 | GST | 1 | 0.05369 | 0 | 0 | 0 | 0 |  |  | 0.05369 | 0 |  |  |  |  | 0 | 0
12449 | PARKD_2SVC8 | 1 | North | YES | 0.004709 | 0 | 0 | 0 | 0 | 1.007 | GST | 1 | 0.05369 | 0 | 0 | 0 | 0 |  |  | 0.05369 | 0 |  |  |  |  | 0 | 0
12411 | FPLEFR1A_G | 1 | North | YES | 0.004725 | 161 | 72 | 161 | 0 | 1 | CC | 1 | 0.053706 | 161 | 161 | 0.76072 | 161 |  |  | 0.053706 | 8.6466 |  |  |  |  | 0 | 0
12422 | FPLEFR2B_G | 2 | North | YES | 0.004725 | 161 | 72 | 161 | 0 | 1 | CC | 1 | 0.053706 | 161 | 161 | 0.76072 | 161 |  |  | 0.053706 | 8.6466 |  |  |  |  | 0 | 0
12421 | FPLEFR2A_G | 1 | North | YES | 0.004725 | 162 | 72 | 162 | 0 | 1 | CC | 1 | 0.053706 | 162 | 162 | 0.76545 | 162 |  |  | 0.053706 | 8.7003 |  |  |  |  | 0 | 0
12423 | FPLEFR2C_G | 3 | North | YES | 0.004725 | 163 | 72 | 163 | 0 | 1 | CC | 1 | 0.053706 | 163 | 163 | 0.77018 | 163 |  |  | 0.053706 | 8.754 |  |  |  |  | 0 | 0
12412 | FPLEFR1B_G | 2 | North | YES | 0.004725 | 164 | 72 | 164 | 0 | 1 | CC | 1 | 0.053706 | 164 | 164 | 0.7749 | 164 |  |  | 0.053706 | 8.8077 |  |  |  |  | 0 | 0
12413 | FPLEFR1C_G | 3 | North | YES | 0.004725 | 164 | 72 | 164 | 0 | 1 | CC | 1 | 0.053706 | 164 | 164 | 0.7749 | 164 |  |  | 0.053706 | 8.8077 |  |  |  |  | 0 | 0
12414 | FPLEFR1S_G | 4 | North | YES | 0.004725 | 414 | 191 | 414 | 0 | 1 | CC | 1 | 0.053706 | 414 | 414 | 1.9562 | 414 |  |  | 0.053706 | 22.2342 |  |  |  |  | 0 | 0
12424 | FPLEFR2S_G | 4 | North | YES | 0.004725 | 415 | 191 | 415 | 0 | 1 | CC | 1 | 0.053706 | 415 | 415 | 1.9609 | 415 |  |  | 0.053706 | 22.2879 |  |  |  |  | 0 | 0
2451 | LKHB1_G | 1 | North | YES | 0.004743 | 0 | 80 | 391 |  | 1.022 | GST | 1 | 0.053724 | 391 | 391 | 1.8545 | 391 |  |  | 0.053724 | 21.006 |  |  |  |  | 0 | 0
2452 | LKHB2_G | 2 | North | YES | 0.004743 | 516 | 80 | 516 | 0 | 1.022 | GST | 1 | 0.053724 | 516 | 516 | 2.4474 | 516 |  |  | 0.053724 | 27.7214 |  |  |  |  | 0 | 0
948 | STEAM1 | 1 | North | YES | 0.004837 | 0 | 12 | 20 |  | 1.02 | GST | 1 | 0.053818 | 20 | 20 | 0.09674 | 20 |  |  | 0.053818 | 1.0764 |  |  |  |  | 0 | 0
949 | STEAM2 | 1 | North | YES | 0.004837 | 26 | 8 | 26 | 0 | 0.99 | GST | 1 | 0.053818 | 26 | 26 | 0.12576 | 26 |  |  | 0.053818 | 1.3993 |  |  |  |  | 0 | 0
950 | STEAM3 | 1 | North | YES | 0.004837 | 41 | 13 | 42 | 0 | 1.02 | GST | 1 | 0.053818 | 42 | 42 | 0.20315 | 42 |  |  | 0.053818 | 2.2603 |  |  |  |  | 0 | 0
837 | NEWMAN_G5 | 1 | North | YES | 0.00484 | 0 | 15 | 40 |  | 1.01 | GST | 1 | 0.053821 | 40 | 40 | 0.1936 | 40 |  |  | 0.053821 | 2.1528 |  |  |  |  | 0 | 0
845 | OLINGER_G4 | 1 | North | YES | 0.004855 | 51.9 | 0 | 76 | 0 | 1.03 | GGT | 1 | 0.053836 | 76 | 76 | 0.36898 | 76 |  |  | 0.053836 | 4.0915 |  |  |  |  | 0 | 0
842 | OLINGER_G1 | 1 | North | YES | 0.004855 | 55.4 | 20 | 79 | 0 | 1.03 | GST | 1 | 0.053836 | 79 | 79 | 0.38355 | 79 |  |  | 0.053836 | 4.253 |  |  |  |  | 0 | 0
843 | OLINGER_G2 | 1 | North | YES | 0.004855 | 76.2 | 25 | 110 | 0 | 1.03 | GST | 1 | 0.053836 | 110 | 110 | 0.53405 | 110 |  |  | 0.053836 | 5.9219 |  |  |  |  | 0 | 0
844 | OLINGER_G3 | 1 | North | YES | 0.004855 | 103.9 | 45 | 150 | 0 | 1.03 | GST | 1 | 0.053836 | 150 | 150 | 0.72825 | 150 |  |  | 0.053836 | 8.0754 |  |  |  |  | 0 | 0
5925 | DCEAST | EQ | North | YES | 0.004937 | 400.3 | -600 | 600 | 0 | 1.025 | DCTie | 1 | 0.053918 | 0 | 0 | 0 | 0 |  |  | 0.053918 | 0 |  |  |  |  | 0 | 0
1701 | MOSES_1G | 1 | North | YES | 0.004937 | 558 | 175 | 558 | 0 | 1.023 | LIGCO | 1 | 0.053918 | 0 | 558 | 2.7548 | 558 |  |  | 0.053918 | 30.0861 |  |  |  |  | 0 | 0
1702 | MOSES_2G | 2 | North | YES | 0.004937 | 579 | 175 | 579 | 0 | 1.023 | LIGCO | 1 | 0.053918 | 0 | 579 | 2.8585 | 579 |  |  | 0.053918 | 31.2184 |  |  |  |  | 0 | 0
1703 | MOSES_3G | 3 | North | YES | 0.004937 | 808 | 463 | 808 | 0 | 1.023 | LIGCO | 1 | 0.053918 | 0 | 808 | 3.9891 | 808 |  |  | 0.053918 | 43.5655 |  |  |  |  | 0 | 0
1675 | PEC_1G | 1 | North | YES | 0.004986 | 76.7 | 35 | 76.7 | 0 | 1.022 | Cogen | 1 | 0.053967 | 0 | 0 | 0 | 0 |  |  | 0.053967 | 0 |  |  |  |  | 0 | 0
1676 | PEC_2G | 2 | North | YES | 0.004986 | 79.6 | 35 | 79.6 | 0 | 1.022 | Cogen | 1 | 0.053967 | 0 | 0 | 0 | 0 |  |  | 0.053967 | 0 |  |  |  |  | 0 | 0
1677 | PEC_3G | 3 | North | YES | 0.004986 | 88.4 | 35 | 88.4 | 0 | 1.022 | Cogen | 1 | 0.053967 | 0 | 0 | 0 | 0 |  |  | 0.053967 | 0 |  |  |  |  | 0 | 0
1679 | LAMARPWR_2G | 2 | North | YES | 0.004987 | 156 | 67.7 | 156 | 0 | 1.038 | CC | 1 | 0.053968 | 156 | 156 | 0.77797 | 156 |  |  | 0.053968 | 8.419 |  |  |  |  | 0 | 0
1681 | LAMARPWR_4G | 4 | North | YES | 0.004987 | 156 | 67.7 | 156 | 0 | 1.038 | CC | 1 | 0.053968 | 156 | 156 | 0.77797 | 156 |  |  | 0.053968 | 8.419 |  |  |  |  | 0 | 0
1682 | LAMARPWR_5G | 5 | North | YES | 0.004987 | 157 | 67.7 | 157 | 0 | 1.038 | CC | 1 | 0.053968 | 157 | 157 | 0.78296 | 157 |  |  | 0.053968 | 8.4729 |  |  |  |  | 0 | 0
1678 | LAMARPWR_1G | 1 | North | YES | 0.004987 | 160 | 67.7 | 160 | 0 | 1.038 | CC | 1 | 0.053968 | 160 | 160 | 0.79792 | 160 |  |  | 0.053968 | 8.6348 |  |  |  |  | 0 | 0
1680 | LAMARPWR_3G | 3 | North | YES | 0.004987 | 196 | 129.1 | 196 | 0 | 1.038 | CC | 1 | 0.053968 | 196 | 196 | 0.97745 | 196 |  |  | 0.053968 | 10.5777 |  |  |  |  | 0 | 0
1683 | LAMARPWR_6G | 6 | North | YES | 0.004987 | 198 | 129.1 | 198 | 0 | 1.038 | CC | 1 | 0.053968 | 198 | 198 | 0.98743 | 198 |  |  | 0.053968 | 10.6856 |  |  |  |  | 0 | 0
1948 | HANDLEY_4G | 4 | North | YES | 0.005005 | 348 | 150 | 435 | 0 | 1.022 | GST | 1 | 0.053986 | 435 | 435 | 2.1772 | 435 |  |  | 0.053986 | 23.4838 |  |  |  |  | 0 | 0
11691 | KMICHICT1_G | 1 | North | YES | 0.005008 | 144 | 80 | 144 | 0 | 1.026 | CC | 1 | 0.053989 | 144 | 144 | 0.72115 | 144 |  |  | 0.053989 | 7.7744 |  |  |  |  | 0 | 0
11694 | KMICHICT4_G | 4 | North | YES | 0.005008 | 144 | 80 | 144 | 0 | 1.026 | CC | 1 | 0.053989 | 144 | 144 | 0.72115 | 144 |  |  | 0.053989 | 7.7744 |  |  |  |  | 0 | 0
11692 | KMICHICT2_G | 2 | North | YES | 0.005008 | 146 | 80 | 146 | 0 | 1.026 | CC | 1 | 0.053989 | 146 | 146 | 0.73117 | 146 |  |  | 0.053989 | 7.8824 |  |  |  |  | 0 | 0
11695 | KMICHICT5_G | 5 | North | YES | 0.005008 | 148 | 80 | 148 | 0 | 1.026 | CC | 1 | 0.053989 | 148 | 148 | 0.74118 | 148 |  |  | 0.053989 | 7.9903 |  |  |  |  | 0 | 0
11696 | KMICHIST6_G | 6 | North | YES | 0.005008 | 310 | 60 | 310 | 0 | 1.026 | CC | 1 | 0.053989 | 310 | 310 | 1.5525 | 310 |  |  | 0.053989 | 16.7365 |  |  |  |  | 0 | 0
11693 | KMICHIST3_G | 3 | North | YES | 0.005008 | 312 | 60 | 312 | 0 | 1.026 | CC | 1 | 0.053989 | 312 | 312 | 1.5625 | 312 |  |  | 0.053989 | 16.8445 |  |  |  |  | 0 | 0
1689 | VALLEY_3G | 3 | North | YES | 0.005008 | 0 | 25 | 375 |  | 1.003 | GST | 1 | 0.053989 | 375 | 375 | 1.878 | 375 |  |  | 0.053989 | 20.2458 |  |  |  |  | 0 | 0
1947 | HANDLEY_3G | 3 | North | YES | 0.00501 | 316 | 100 | 395 | 0 | 1.022 | GST | 1 | 0.053991 | 395 | 395 | 1.9789 | 395 |  |  | 0.053991 | 21.3263 |  |  |  |  | 0 | 0
1949 | HANDLEY_5G | 5 | North | YES | 0.00501 | 348 | 150 | 435 | 0 | 1.022 | GST | 1 | 0.053991 | 435 | 435 | 2.1793 | 435 |  |  | 0.053991 | 23.486 |  |  |  |  | 0 | 0
2381 | NTHLK1_G | 1 | North | YES | 0.005018 | 0 | 35 | 156 |  | 1.022 | GST | 1 | 0.053999 | 156 | 156 | 0.78281 | 156 |  |  | 0.053999 | 8.4238 |  |  |  |  | 0 | 0
2382 | NTHLK2_G | 2 | North | YES | 0.005018 | 0 | 35 | 181 |  | 1.022 | GST | 1 | 0.053999 | 181 | 181 | 0.90826 | 181 |  |  | 0.053999 | 9.7738 |  |  |  |  | 0 | 0
2383 | NTHLK3_G | 3 | North | YES | 0.005018 | 0 | 50 | 329 |  | 1.022 | GST | 1 | 0.053999 | 329 | 329 | 1.6509 | 329 |  |  | 0.053999 | 17.7656 |  |  |  |  | 0 | 0
1687 | VALLEY_1G | 1 | North | YES | 0.005128 | 136 | 15 | 170 | 0 | 1.029 | GST | 1 | 0.054109 | 170 | 170 | 0.87176 | 170 |  |  | 0.054109 | 9.1985 |  |  |  |  | 0 | 0
1688 | VALLEY_2G | 2 | North | YES | 0.005128 | 527 | 90 | 527 | 0 | 1.029 | GSC | 1 | 0.054109 | 527 | 527 | 2.7025 | 527 |  |  | 0.054109 | 28.5153 |  |  |  |  | 0 | 0
2371 | COLLIN_1G | MB | North | YES | 0.005194 | 0 | 40 | 138 |  | 1.022 | GST | 1 | 0.054175 | 0 | 0 | 0 | 0 |  |  | 0.054175 | 0 |  |  |  |  | 0 | 0
6948 | DENISNDM | 1 | North | YES | 0.005212 | 40 | 5 | 40 |  | 1.015 | Hydro | 1 | 0.054193 | 0 | 0 | 0 | 0 |  |  | 0.054193 | 0 |  |  |  |  | 0 | 0
6948 | DENISNDM | 2 | North | YES | 0.005212 | 31 | 5 | 40 |  | 1.015 | Hydro | 1 | 0.054193 | 0 | 0 | 0 | 0 |  |  | 0.054193 | 0 |  |  |  |  | 0 | 0
923 | SPENCER_G4 | 1 | North | YES | 0.006107 | 48 | 20 | 61 | 0 | 1.03 | GST | 1 | 0.055088 | 61 | 61 | 0.37253 | 61 |  |  | 0.055088 | 3.3604 |  |  |  |  | 0 | 0
924 | SPENCER_G5 | 1 | North | YES | 0.006107 | 52 | 20 | 66 | 0 | 1.03 | GST | 1 | 0.055088 | 66 | 66 | 0.40306 | 66 |  |  | 0.055088 | 3.6358 |  |  |  |  | 0 | 0
1861 | EAGLEMNT_1G | MB | North | YES | 0.006619 | 0 | 30 | 112 |  | 1.022 | GST | 1 | 0.0556 | 0 | 0 | 0 | 0 |  |  | 0.0556 | 0 |  |  |  |  | 0 | 0
1862 | EAGLEMNT_2G | MB | North | YES | 0.006619 | 0 | 40 | 100 |  | 1.022 | GST | 1 | 0.0556 | 0 | 0 | 0 | 0 |  |  | 0.0556 | 0 |  |  |  |  | 0 | 0
1863 | EAGLEMNT_3G | MB | North | YES | 0.006619 | 0 | 50 | 378 |  | 1.022 | GST | 1 | 0.0556 | 0 | 0 | 0 | 0 |  |  | 0.0556 | 0 |  |  |  |  | 0 | 0
1326 | STANTONW_8 | 1 | West | YES | -0.051714 | 20.1 | 0 | 100.5 |  | 1.01 | Wind | -1 | 0.055772 | 0 | 100.5 |  |  | 0 | 0 | -0.055772 | 0 |  |  |  |  | 0 | 0
1453 | WCPWRCO_1G | 1 | North | YES | 0.007047 | 204 | 50 | 204 | 0 | 1.02 | CC | 1 | 0.056028 | 204 | 204 | 1.4376 | 204 |  |  | 0.056028 | 11.4297 |  |  |  |  | 0 | 0
1454 | WCPWRCO_2G | 2 | North | YES | 0.007047 | 204 | 50 | 204 | 0 | 1.02 | CC | 1 | 0.056028 | 204 | 204 | 1.4376 | 204 |  |  | 0.056028 | 11.4297 |  |  |  |  | 0 | 0
1455 | WCPWRCO_3G | 3 | North | YES | 0.007047 | 242 | 50 | 242 |  | 1.02 | CC | 1 | 0.056028 | 242 | 242 | 1.7054 | 242 |  |  | 0.056028 | 13.5587 |  |  |  |  | 0 | 0
728 | WOLFRIDGE801 | 1 | North | YES | 0.00861 | 11.2 | 0 | 112.5 | 0 | 0.99 | Wind | 1 | 0.057591 | 0 | 112.5 | 0.96862 | 112.5 |  |  | 0.057591 | 6.479 |  |  |  |  | 0 | 0
1328 | OCOTILLO_1G | 1 | West | YES | -0.053815 | 11.6 | 0 | 58 |  | 1.01 | Wind | -1 | 0.057873 | 0 | 58 |  |  | 0 | 0 | -0.057873 | 0 |  |  |  |  | 0 | 0
1349 | WESTXWIN_1G | 1 | West | YES | -0.053941 | 1.3 | 0 | 6.6 |  | 1.014 | Wind | -1 | 0.057999 | 0 | 6.6 |  |  | 0 | 0 | -0.057999 | 0 |  |  |  |  | 0 | 0
1350 | NWPWRG1_1G | 1 | West | YES | -0.053941 | 6.9 | 1 | 34.3 |  | 1.014 | Wind | -1 | 0.057999 | 0 | 34.3 |  |  | 0 | 0 | -0.057999 | 0 |  |  |  |  | 0 | 0
1333 | MCDDONAL_8 | 1 | West | YES | -0.054487 | 42.8 | 0 | 214.2 |  | 1.01 | Wind | -1 | 0.058545 | 0 | 214.2 |  |  | 0 | 0 | -0.058545 | 0 |  |  |  |  | 0 | 0
1037 | MORGAN5G_5G | 5 | West | YES | -0.055618 | 109.6 | 40 | 137 | 0 | 1.029 | GST | -1 | 0.059676 | 137 | 137 |  |  | -7.6197 | 137 | -0.059676 | -8.1757 |  |  |  |  | 0 | 0
1040 | MRGNBG_2G | B | West | YES | -0.055618 | 70 | 70 | 71 | 0 | 1.029 | GGT | -1 | 0.059676 | 71 | 71 |  |  | -3.9489 | 71 | -0.059676 | -4.237 |  |  |  |  | 0 | 0
1041 | MRGNCG_3G | C | West | YES | -0.055618 | 69 | 69 | 70 | 0 | 1.029 | GGT | -1 | 0.059676 | 70 | 70 |  |  | -3.8933 | 70 | -0.059676 | -4.1773 |  |  |  |  | 0 | 0
1043 | MRGNEG_5G | E | West | YES | -0.055618 | 68 | 68 | 70 | 0 | 1.029 | GGT | -1 | 0.059676 | 70 | 70 |  |  | -3.8933 | 70 | -0.059676 | -4.1773 |  |  |  |  | 0 | 0
1039 | MRGNAG_1G | A | West | YES | -0.055618 | 69 | 69 | 69 | 0 | 1.029 | GGT | -1 | 0.059676 | 69 | 69 |  |  | -3.8376 | 69 | -0.059676 | -4.1177 |  |  |  |  | 0 | 0
1042 | MRGNDG_4G | D | West | YES | -0.055618 | 68 | 68 | 68 | 0 | 1.029 | GGT | -1 | 0.059676 | 68 | 68 |  |  | -3.782 | 68 | -0.059676 | -4.058 |  |  |  |  | 0 | 0
1044 | MRGNFG_6G | F | West | YES | -0.055618 | 66 | 66 | 66 | 0 | 1.029 | GGT | -1 | 0.059676 | 66 | 66 |  |  | -3.6708 | 66 | -0.059676 | -3.9386 |  |  |  |  | 0 | 0
1432 | GRHAMSES_2G | 2 | North | YES | 0.011043 | 294.9 | 90 | 366 | 0 | 1.014 | GST | 1 | 0.060024 | 366 | 366 | 4.0417 | 366 |  |  | 0.060024 | 21.9687 |  |  |  |  | 0 | 0
1320 | BSP 1 | 1 | West | YES | -0.055978 | 25.5 | 2.9 | 25.8 | 0 | 1 | Cogen | -1 | 0.060036 | 0 | 0 |  |  | 0 | 0 | -0.060036 | 0 |  |  |  |  | 0 | 0
581 | JCKCNTY802 | 2 | North | YES | 0.011394 | 147 | 0 | 147 | 0 | 1.022 | CC | 1 | 0.060375 | 147 | 147 | 1.6749 | 147 |  |  | 0.060375 | 8.8751 |  |  |  |  | 0 | 0
582 | JCKCNTY803 | 3 | North | YES | 0.011394 | 147 | 0 | 147 | 0 | 1.022 | CC | 1 | 0.060375 | 147 | 147 | 1.6749 | 147 |  |  | 0.060375 | 8.8751 |  |  |  |  | 0 | 0
580 | JCKCNTY801 | 1 | North | YES | 0.011394 | 288 | 0 | 288 | 0 | 1.022 | CC | 1 | 0.060375 | 288 | 288 | 3.2815 | 288 |  |  | 0.060375 | 17.3879 |  |  |  |  | 0 | 0
1479 | WFCOGEN_1G | 1 | North | YES | 0.012803 | 16 | 12 | 20 | 0 | 1 | Cogen | 1 | 0.061784 | 0 | 0 | 0 | 0 |  |  | 0.061784 | 0 |  |  |  |  | 0 | 0
1479 | WFCOGEN_1G | 2 | North | YES | 0.012803 | 16 | 12 | 20 | 0 | 1 | Cogen | 1 | 0.061784 | 0 | 0 | 0 | 0 |  |  | 0.061784 | 0 |  |  |  |  | 0 | 0
1482 | WFCOGEN_2G | 2 | North | YES | 0.012803 | 13.6 | 12 | 17 | 0 | 1 | Cogen | 1 | 0.061784 | 0 | 0 | 0 | 0 |  |  | 0.061784 | 0 |  |  |  |  | 0 | 0
1482 | WFCOGEN_2G | 1 | North | YES | 0.012803 | 16 | 12 | 20 | 0 | 1 | Cogen | 1 | 0.061784 | 0 | 0 | 0 | 0 |  |  | 0.061784 | 0 |  |  |  |  | 0 | 0
332 | RWMILLER01 | 1 | North | YES | 0.012958 | 58.4 | 18.5 | 73 | 0 | 1.04 | GST | 1 | 0.061939 | 73 | 73 | 0.94593 | 73 |  |  | 0.061939 | 4.5215 |  |  |  |  | 0 | 0
336 | RWMILLER05 | 5 | North | YES | 0.012958 | 80.8 | 0 | 101 | 0 | 1.04 | GST | 1 | 0.061939 | 101 | 101 | 1.3088 | 101 |  |  | 0.061939 | 6.2558 |  |  |  |  | 0 | 0
335 | RWMILLER04 | 4 | North | YES | 0.012958 | 81.6 | 0 | 102 | 0 | 1.04 | GST | 1 | 0.061939 | 102 | 102 | 1.3217 | 102 |  |  | 0.061939 | 6.3177 |  |  |  |  | 0 | 0
333 | RWMILLER02 | 2 | North | YES | 0.012958 | 95.2 | 37 | 119 | 0 | 1.04 | GST | 1 | 0.061939 | 119 | 119 | 1.542 | 119 |  |  | 0.061939 | 7.3707 |  |  |  |  | 0 | 0
334 | RWMILLER03 | 3 | North | YES | 0.012958 | 166.4 | 65 | 208 | 0 | 1.04 | GST | 1 | 0.061939 | 208 | 208 | 2.6953 | 208 |  |  | 0.061939 | 12.8833 |  |  |  |  | 0 | 0
1327 | WILDHRSE_1G | 1 | West | YES | -0.057966 | 0 | 0 | 120 |  | 1 | Wind | -1 | 0.062024 | 0 | 120 |  |  | 0 | 0 | -0.062024 | 0 |  |  |  |  | 0 | 0
503 | NTHTEXAS01 | 1 | North | YES | 0.013693 | 0 | 5 | 18 |  | 1.015 | GST | 1 | 0.062674 | 18 | 18 | 0.24647 | 18 |  |  | 0.062674 | 1.1281 |  |  |  |  | 0 | 0
504 | NTHTEXAS02 | 2 | North | YES | 0.013693 | 14.4 | 5 | 18 |  | 1.015 | GST | 1 | 0.062674 | 18 | 18 | 0.24647 | 18 |  |  | 0.062674 | 1.1281 |  |  |  |  | 0 | 0
505 | NTHTEXAS03 | 3 | North | YES | 0.013693 | 30.4 | 15 | 38 |  | 1.015 | GST | 1 | 0.062674 | 38 | 38 | 0.52033 | 38 |  |  | 0.062674 | 2.3816 |  |  |  |  | 0 | 0
1360 | GUNSIGHT_8 | 1 | West | YES | -0.05943 | 0 | 0 | 120 |  | 1.01 | Wind | -1 | 0.063488 | 0 | 120 |  |  | 0 | 0 | -0.063488 | 0 |  |  |  |  | 0 | 0
11320 | COYOTE_1G | 1 | West | YES | -0.064215 | 22.5 | 0 | 225 |  | 1 | Wind | -1 | 0.068273 | 0 | 225 |  |  | 0 | 0 | -0.068273 | 0 |  |  |  |  | 0 | 0
11309 | BULLCREK_2G | 1 | West | YES | -0.064921 | 20.9 | 0 | 180 |  | 1 | Wind | -1 | 0.068979 | 0 | 180 |  |  | 0 | 0 | -0.068979 | 0 |  |  |  |  | 0 | 0
11310 | BULLCREK_1G | 1 | West | YES | -0.064921 | 15.1 | 0 | 180 |  | 1 | Wind | -1 | 0.068979 | 0 | 180 |  |  | 0 | 0 | -0.068979 | 0 |  |  |  |  | 0 | 0
344 | MRSSHPRD | 1 | North | YES | 0.02351 | 0 | 0 | 12 |  | 1.03 | Hydro | 1 | 0.072491 | 0 | 0 | 0 | 0 |  |  | 0.072491 | 0 |  |  |  |  | 0 | 0
345 | MRSSHPRD01 | 2 | North | YES | 0.02351 | 0 | 0 | 12 |  | 1.03 | Hydro | 1 | 0.072491 | 0 | 0 | 0 | 0 |  |  | 0.072491 | 0 |  |  |  |  | 0 | 0
6637 | SNYDERW1A | 1 | West | YES | -0.069234 | 12.6 | 0 | 63 | 0 | 1.025 | Wind | -1 | 0.073292 | 0 | 63 |  |  | 0 | 0 | -0.073292 | 0 |  |  |  |  | 0 | 0
1068 | SCURRYCW_1G | 1 | West | YES | -0.072728 | 28.2 | 1.3 | 141 | 0 | 1.0217 | Wind | -1 | 0.076786 | 0 | 141 |  |  | 0 | 0 | -0.076786 | 0 |  |  |  |  | 0 | 0
1073 | SCURRYCW_2G | 2 | West | YES | -0.072728 | 24 | 0 | 120 | 0 | 1.0217 | Wind | -1 | 0.076786 | 0 | 120 |  |  | 0 | 0 | -0.076786 | 0 |  |  |  |  | 0 | 0
1061 | CIELOGEN_1G | 1 | West | YES | -0.073006 | 19.8 | 0 | 99 |  | 1 | Wind | -1 | 0.077064 | 0 | 99 |  |  | 0 | 0 | -0.077064 | 0 |  |  |  |  | 0 | 0
1062 | CIELOGEN_2G | 1 | West | YES | -0.073006 | 12.2 | 0 | 61 |  | 1 | Wind | -1 | 0.077064 | 0 | 61 |  |  | 0 | 0 | -0.077064 | 0 |  |  |  |  | 0 | 0
1069 | KINDERMG_1G | 1 | West | YES | -0.073006 | 25 | 5 | 25 | 0 | 1.017 | Cogen | -1 | 0.077064 | 0 | 0 |  |  | 0 | 0 | -0.077064 | 0 |  |  |  |  | 0 | 0
1070 | KINDERMG_2G | 1 | West | YES | -0.073006 | 45.7 | 12 | 45.7 | 0 | 1.017 | Cogen | -1 | 0.077064 | 0 | 0 |  |  | 0 | 0 | -0.077064 | 0 |  |  |  |  | 0 | 0
1071 | KINDERMG_3G | 1 | West | YES | -0.073006 | 45.7 | 12 | 45.7 | 0 | 1.017 | Cogen | -1 | 0.077064 | 0 | 0 |  |  | 0 | 0 | -0.077064 | 0 |  |  |  |  | 0 | 0
60057 | CALLAHAN1A | 1 | West | YES | -0.07954 | 22.8 | 0 | 114 | 0 | 1.04 | Wind | -1 | 0.083598 | 0 | 114 |  |  | 0 | 0 | -0.083598 | 0 |  |  |  |  | 0 | 0
1343 | TRENTIPP_8 | 1 | West | YES | -0.081098 | 30 | 0 | 150 |  | 1.014 | Wind | -1 | 0.085156 | 0 | 150 |  |  | 0 | 0 | -0.085156 | 0 |  |  |  |  | 0 | 0
1354 | AEPWIND_8 | 1 | West | YES | -0.081098 | 20.2 | 0 | 101 |  | 1 | Wind | -1 | 0.085156 | 0 | 101 |  |  | 0 | 0 | -0.085156 | 0 |  |  |  |  | 0 | 0
36998 | RDCNYNG1 | 1 | West | YES | -0.083083 | 16.8 | 0 | 84 |  | 1.01 | Wind | -1 | 0.087141 | 0 | 84 |  |  | 0 | 0 | -0.087141 | 0 |  |  |  |  | 0 | 0
1600 | BARTNWND_1G | 1 | North | YES | 0.039656 | 12 | 0 | 120 | 0 | 1.022 | Wind | 1 | 0.088637 | 0 | 120 | 4.7587 | 120 |  |  | 0.088637 | 10.6364 |  |  |  |  | 0 | 0
6407 | TURKTRAK1A | 1 | West | YES | -0.091422 | 33.9 | 0 | 169.5 | 0 | 1.025 | Wind | -1 | 0.09548 | 0 | 169.5 |  |  | 0 | 0 | -0.09548 | 0 |  |  |  |  | 0 | 0
1433 | GRHAMSES_1G | 1 | North | YES | 0.069024 | 242 | 60 | 242 | 0 | 1.038 | GST | 1 | 0.118 | 242 | 242 | 16.7038 | 242 |  |  | 0.118 | 28.5571 |  |  |  |  | 0 | 0
6144 | MCADOO1A | 1 | West | YES | -0.12729 | 15 | 0 | 150 | 0 | 1.025 | Wind | -1 | 0.13134 | 0 | 150 |  |  | 0 | 0 | -0.13134 | 0 |  |  |  |  | 0 | 0
60081 | WHRLWIND1A | 1 | West | YES | -0.14211 | 12 | 0 | 60 | 0 | 1.03 | Wind | -1 | 0.14617 | 0 | 60 |  |  | 0 | 0 | -0.14617 | 0 |  |  |  |  | 0 | 0
[26 empty] | 0 | 0
[26 empty] | 0 | 0
[26 empty] | 0 | 0
[26 empty] | 0 | 0
[26 empty] | 0 | 0
[26 empty] | 0 | 0
[26 empty] | 0 | 0
[26 empty] | 0 | 0
[26 empty] | 0 | 0
[26 empty] | 0 | 0
[26 empty] | 0 | 0
[26 empty] | 0 | 0
[26 empty] | 0 | 0
[26 empty] | 0 | 0
[26 empty] | 0 | 0
[26 empty] | 0 | 0
[26 empty] | 0 | 0
[26 empty] | 0 | 0
[26 empty] | 0 | 0
[26 empty] | 0 | 0
[26 empty] | 0 | 0
[26 empty] | 0 | 0
[26 empty] | 0 | 0
[26 empty] | 0 | 0
[26 empty] | 0 | 0
[26 empty] | 0 | 0
[26 empty] | 0 | 0
[26 empty] | 0 | 0
[26 empty] | 0 | 0
[26 empty] | 0 | 0
[26 empty] | 0 | 0
[26 empty] | 0 | 0
[26 empty] | 0 | 0
[26 empty] | 0 | 0
[26 empty] | 0 | 0
[26 empty] | 0 | 0
[26 empty] | 0 | 0
[26 empty] | 0 | 0
[26 empty] | 0 | 0
[26 empty] | 0 | 0
[26 empty] | 0 | 0
[26 empty] | 0 | 0
[26 empty] | 0 | 0
[26 empty] | 0 | 0
[26 empty] | 0 | 0
[26 empty] | 0 | 0
[26 empty] | 0 | 0
[26 empty] | 0 | 0
[26 empty] | 0 | 0
[26 empty] | 0 | 0
[26 empty] | 0 | 0
[26 empty] | 0 | 0
[26 empty] | 0 | 0
[26 empty] | 0 | 0
[26 empty] | 0 | 0
[26 empty] | 0 | 0
[26 empty] | 0 | 0
[26 empty] | 0 | 0
[26 empty] | 0 | 0
[26 empty] | 0 | 0
[26 empty] | 0 | 0
[26 empty] | 0 | 0
[26 empty] | 0 | 0
[26 empty] | 0 | 0
[26 empty] | 0 | 0
[26 empty] | 0 | 0
[26 empty] | 0 | 0
[26 empty] | 0 | 0
[26 empty] | 0 | 0
[26 empty] | 0 | 0
[26 empty] | 0 | 0
[26 empty] | 0 | 0
[26 empty] | 0 | 0
[26 empty] | 0 | 0
[26 empty] | 0 | 0
[26 empty] | 0 | 0
[26 empty] | 0 | 0
[26 empty] | 0 | 0
[26 empty] | 0 | 0
[26 empty] | 0 | 0
[26 empty] | 0 | 0
[26 empty] | 0 | 0
[26 empty] | 0 | 0
[26 empty] | 0 | 0
[26 empty] | 0 | 0
[26 empty] | 0 | 0
[26 empty] | 0 | 0
[26 empty] | 0 | 0
[26 empty] | 0 | 0
[26 empty] | 0 | 0
[26 empty] | 0 | 0
[26 empty] | 0 | 0
[26 empty] | 0 | 0
[26 empty] | 0 | 0
[26 empty] | 0 | 0
[26 empty] | 0 | 0
[26 empty] | 0 | 0
[26 empty] | 0 | 0
[26 empty] | 0 | 0
[26 empty] | 0 | 0
[26 empty] | 0 | 0
[26 empty] | 0 | 0
[26 empty] | 0 | 0
[26 empty] | 0 | 0
[26 empty] | 0 | 0
[26 empty] | 0 | 0
[26 empty] | 0 | 0
[26 empty] | 0 | 0
[26 empty] | 0 | 0
[26 empty] | 0 | 0
[26 empty] | 0 | 0
[26 empty] | 0 | 0
[26 empty] | 0 | 0
[26 empty] | 0 | 0
[26 empty] | 0 | 0
[26 empty] | 0 | 0
[26 empty] | 0 | 0
[26 empty] | 0 | 0
[26 empty] | 0 | 0
[26 empty] | 0 | 0
[26 empty] | 0 | 0
[26 empty] | 0 | 0
[26 empty] | 0 | 0
[26 empty] | 0 | 0
[26 empty] | 0 | 0
[26 empty] | 0 | 0
[26 empty] | 0 | 0
[26 empty] | 0 | 0
[26 empty] | 0 | 0
[26 empty] | 0 | 0
[26 empty] | 0 | 0
[26 empty] | 0 | 0
[26 empty] | 0 | 0
[26 empty] | 0 | 0
[26 empty] | 0 | 0
[26 empty] | 0 | 0
[26 empty] | 0 | 0
[26 empty] | 0 | 0
[26 empty] | 0 | 0
[26 empty] | 0 | 0
[26 empty] | 0 | 0
[26 empty] | 0 | 0
[26 empty] | 0 | 0
[26 empty] | 0 | 0
[26 empty] | 0 | 0
[26 empty] | 0 | 0
[26 empty] | 0 | 0
[26 empty] | 0 | 0
[26 empty] | 0 | 0
[26 empty] | 0 | 0
[26 empty] | 0 | 0
[26 empty] | 0 | 0
[26 empty] | 0 | 0
[26 empty] | 0 | 0
[26 empty] | 0 | 0
[26 empty] | 0 | 0
[26 empty] | 0 | 0
[26 empty] | 0 | 0
[26 empty] | 0 | 0
[26 empty] | 0 | 0
[26 empty] | 0 | 0
[26 empty] | 0 | 0
[26 empty] | 0 | 0
[26 empty] | 0 | 0
[26 empty] | 0 | 0
[26 empty] | 0 | 0
[26 empty] | 0 | 0
[26 empty] | 0 | 0
[26 empty] | 0 | 0
[26 empty] | 0 | 0
[26 empty] | 0 | 0
[26 empty] | 0 | 0
[26 empty] | 0 | 0
[26 empty] | 0 | 0
[26 empty] | 0 | 0
[26 empty] | 0 | 0
[26 empty] | 0 | 0
[26 empty] | 0 | 0
[26 empty] | 0 | 0
[26 empty] | 0 | 0
[26 empty] | 0 | 0
[26 empty] | 0 | 0
[26 empty] | 0 | 0
[26 empty] | 0 | 0
[26 empty] | 0 | 0
[26 empty] | 0 | 0
[26 empty] | 0 | 0
[26 empty] | 0 | 0
[26 empty] | 0 | 0
[26 empty] | 0 | 0
[26 empty] | 0 | 0
[26 empty] | 0 | 0
[26 empty] | 0 | 0
[26 empty] | 0 | 0
[26 empty] | 0 | 0
[26 empty] | 0 | 0
[26 empty] | 0 | 0
[26 empty] | 0 | 0
[26 empty] | 0 | 0
[26 empty] | 0 | 0
[26 empty] | 0 | 0
[26 empty] | 0 | 0
[26 empty] | 0 | 0
[26 empty] | 0 | 0
[26 empty] | 0 | 0
[26 empty] | 0 | 0
[26 empty] | 0 | 0
[26 empty] | 0 | 0
[26 empty] | 0 | 0
[26 empty] | 0 | 0
[26 empty] | 0 | 0
[26 empty] | 0 | 0
[26 empty] | 0 | 0
[26 empty] | 0 | 0
[26 empty] | 0 | 0
[26 empty] | 0 | 0
[26 empty] | 0 | 0
[26 empty] | 0 | 0
[26 empty] | 0 | 0
[26 empty] | 0 | 0
[26 empty] | 0 | 0
[26 empty] | 0 | 0
[26 empty] | 0 | 0
[26 empty] | 0 | 0
[26 empty] | 0 | 0
[26 empty] | 0 | 0
[26 empty] | 0 | 0
[26 empty] | 0 | 0
[26 empty] | 0 | 0
[26 empty] | 0 | 0
[26 empty] | 0 | 0
[26 empty] | 0 | 0
[26 empty] | 0 | 0
[26 empty] | 0 | 0
[26 empty] | 0 | 0
[26 empty] | 0 | 0
[26 empty] | 0 | 0
[26 empty] | 0 | 0
[26 empty] | 0 | 0
[26 empty] | 0 | 0
[26 empty] | 0 | 0
[26 empty] | 0 | 0
[26 empty] | 0 | 0
[26 empty] | 0 | 0
[26 empty] | 0 | 0
[26 empty] | 0 | 0
[26 empty] | 0 | 0
[26 empty] | 0 | 0
[26 empty] | 0 | 0
[26 empty] | 0 | 0
[26 empty] | 0 | 0
[26 empty] | 0 | 0
[26 empty] | 0 | 0
[26 empty] | 0 | 0
[26 empty] | 0 | 0
[26 empty] | 0 | 0
[26 empty] | 0 | 0
[26 empty] | 0 | 0
[26 empty] | 0 | 0
[26 empty] | 0 | 0
[26 empty] | 0 | 0
[26 empty] | 0 | 0
[26 empty] | 0 | 0
[26 empty] | 0 | 0
[26 empty] | 0 | 0
[26 empty] | 0 | 0
[26 empty] | 0 | 0
[26 empty] | 0 | 0
[26 empty] | 0 | 0
[26 empty] | 0 | 0
[26 empty] | 0 | 0
[26 empty] | 0 | 0
[26 empty] | 0 | 0
[26 empty] | 0 | 0
[26 empty] | 0 | 0
[26 empty] | 0 | 0
[26 empty] | 0 | 0
[26 empty] | 0 | 0
[26 empty] | 0 | 0
[26 empty] | 0 | 0
[26 empty] | 0 | 0
[26 empty] | 0 | 0
[26 empty] | 0 | 0
[26 empty] | 0 | 0
[26 empty] | 0 | 0
[26 empty] | 0 | 0
[26 empty] | 0 | 0
[26 empty] | 0 | 0
[26 empty] | 0 | 0
[26 empty] | 0 | 0
[26 empty] | 0 | 0
[26 empty] | 0 | 0
[26 empty] | 0 | 0
[26 empty] | 0 | 0
[26 empty] | 0 | 0
[26 empty] | 0 | 0
[26 empty] | 0 | 0
[26 empty] | 0 | 0
[26 empty] | 0 | 0
[26 empty] | 0 | 0
[26 empty] | 0 | 0
[26 empty] | 0 | 0
[26 empty] | 0 | 0
[26 empty] | 0 | 0
[26 empty] | 0 | 0
[26 empty] | 0 | 0
[26 empty] | 0 | 0
[26 empty] | 0 | 0
[26 empty] | 0 | 0
[26 empty] | 0 | 0
[26 empty] | 0 | 0
[26 empty] | 0 | 0
[26 empty] | 0 | 0
[26 empty] | 0 | 0
[26 empty] | 0 | 0
[26 empty] | 0 | 0
[26 empty] | 0 | 0
[26 empty] | 0 | 0
[26 empty] | 0 | 0
[26 empty] | 0 | 0
[26 empty] | 0 | 0
[26 empty] | 0 | 0
[26 empty] | 0 | 0
[26 empty] | 0 | 0
[26 empty] | 0 | 0
[26 empty] | 0 | 0
[26 empty] | 0 | 0
[26 empty] | 0 | 0
[26 empty] | 0 | 0
[26 empty] | 0 | 0
[26 empty] | 0 | 0
[26 empty] | 0 | 0
[26 empty] | 0 | 0
[26 empty] | 0 | 0
[26 empty] | 0 | 0
[26 empty] | 0 | 0
[26 empty] | 0 | 0
[26 empty] | 0 | 0
[26 empty] | 0 | 0
[26 empty] | 0 | 0
[26 empty] | 0 | 0
[26 empty] | 0 | 0
[26 empty] | 0 | 0
[26 empty] | 0 | 0
[26 empty] | 0 | 0
[26 empty] | 0 | 0
[26 empty] | 0 | 0
[26 empty] | 0 | 0
[26 empty] | 0 | 0
[26 empty] | 0 | 0
[26 empty] | 0 | 0
[26 empty] | 0 | 0
[26 empty] | 0 | 0
[26 empty] | 0 | 0
[26 empty] | 0 | 0
[26 empty] | 0 | 0
[26 empty] | 0 | 0
[26 empty] | 0 | 0
[26 empty] | 0 | 0
[26 empty] | 0 | 0
[26 empty] | 0 | 0
[26 empty] | 0 | 0
[26 empty] | 0 | 0
[26 empty] | 0 | 0
[26 empty] | 0 | 0
[26 empty] | 0 | 0
[26 empty] | 0 | 0
[26 empty] | 0 | 0
[26 empty] | 0 | 0
[26 empty] | 0 | 0
[26 empty] | 0 | 0
[26 empty] | 0 | 0
[26 empty] | 0 | 0
[26 empty] | 0 | 0
[26 empty] | 0 | 0
[26 empty] | 0 | 0
[26 empty] | 0 | 0
[26 empty] | 0 | 0
[26 empty] | 0 | 0
[26 empty] | 0 | 0
[26 empty] | 0 | 0
[26 empty] | 0 | 0
[26 empty] | 0 | 0
[26 empty] | 0 | 0
[26 empty] | 0 | 0
[26 empty] | 0 | 0
[26 empty] | 0 | 0
[26 empty] | 0 | 0
[26 empty] | 0 | 0
[26 empty] | 0 | 0
[26 empty] | 0 | 0
[26 empty] | 0 | 0
[26 empty] | 0 | 0
[26 empty] | 0 | 0
[26 empty] | 0 | 0
[26 empty] | 0 | 0
[26 empty] | 0 | 0
[26 empty] | 0 | 0
[26 empty] | 0 | 0
[26 empty] | 0 | 0
[26 empty] | 0 | 0
[26 empty] | 0 | 0
[26 empty] | 0 | 0
[26 empty] | 0 | 0
[26 empty] | 0 | 0
[26 empty] | 0 | 0
[26 empty] | 0 | 0
[26 empty] | 0 | 0
[26 empty] | 0 | 0
[26 empty] | 0 | 0
[26 empty] | 0 | 0
[26 empty] | 0 | 0
[26 empty] | 0 | 0
[26 empty] | 0 | 0
[26 empty] | 0 | 0
[26 empty] | 0 | 0
[26 empty] | 0 | 0
[26 empty] | 0 | 0
[26 empty] | 0 | 0
[26 empty] | 0 | 0
[26 empty] | 0 | 0
[26 empty] | 0 | 0
[26 empty] | 0 | 0
[26 empty] | 0 | 0
[26 empty] | 0 | 0
[26 empty] | 0 | 0
[26 empty] | 0 | 0
[26 empty] | 0 | 0
[26 empty] | 0 | 0
[26 empty] | 0 | 0
[26 empty] | 0 | 0
[26 empty] | 0 | 0
[26 empty] | 0 | 0
[26 empty] | 0 | 0
[26 empty] | 0 | 0
[26 empty] | 0 | 0
[26 empty] | 0 | 0
[26 empty] | 0 | 0
[26 empty] | 0 | 0
[26 empty] | 0 | 0
[26 empty] | 0 | 0
[26 empty] | 0 | 0
[26 empty] | 0 | 0
[26 empty] | 0 | 0
[26 empty] | 0 | 0
[26 empty] | 0 | 0
[26 empty] | 0 | 0
[26 empty] | 0 | 0
[26 empty] | 0 | 0
[26 empty] | 0 | 0
[26 empty] | 0 | 0
[26 empty] | 0 | 0
[26 empty] | 0 | 0
[26 empty] | 0 | 0
[26 empty] | 0 | 0
[26 empty] | 0 | 0
[26 empty] | 0 | 0
[26 empty] | 0 | 0
[26 empty] | 0 | 0
[26 empty] | 0 | 0
[26 empty] | 0 | 0
[26 empty] | 0 | 0
[26 empty] | 0 | 0
[26 empty] | 0 | 0
[26 empty] | 0 | 0
[26 empty] | 0 | 0
[26 empty] | 0 | 0
[26 empty] | 0 | 0
[26 empty] | 0 | 0
[26 empty] | 0 | 0
[26 empty] | 0 | 0
[26 empty] | 0 | 0
[26 empty] | 0 | 0
[26 empty] | 0 | 0
[26 empty] | 0 | 0
[26 empty] | 0 | 0
[26 empty] | 0 | 0
[26 empty] | 0 | 0
[26 empty] | 0 | 0
[26 empty] | 0 | 0
[26 empty] | 0 | 0
[26 empty] | 0 | 0
[26 empty] | 0 | 0
[26 empty] | 0 | 0
[26 empty] | 0 | 0
[26 empty] | 0 | 0
[26 empty] | 0 | 0
[26 empty] | 0 | 0
[26 empty] | 0 | 0
[26 empty] | 0 | 0
[26 empty] | 0 | 0
[26 empty] | 0 | 0
[26 empty] | 0 | 0
[26 empty] | 0 | 0
[26 empty] | 0 | 0
[26 empty] | 0 | 0
[26 empty] | 0 | 0
[26 empty] | 0 | 0
[26 empty] | 0 | 0
[26 empty] | 0 | 0
[26 empty] | 0 | 0
[26 empty] | 0 | 0
[26 empty] | 0 | 0
[26 empty] | 0 | 0
[26 empty] | 0 | 0
[26 empty] | 0 | 0
[26 empty] | 0 | 0
[26 empty] | 0 | 0
[26 empty] | 0 | 0
[26 empty] | 0 | 0
[26 empty] | 0 | 0
[26 empty] | 0 | 0
[26 empty] | 0 | 0
[26 empty] | 0 | 0
[26 empty] | 0 | 0
[26 empty] | 0 | 0
[26 empty] | 0 | 0
[26 empty] | 0 | 0
[26 empty] | 0 | 0
[26 empty] | 0 | 0
[26 empty] | 0 | 0
[26 empty] | 0 | 0
[26 empty] | 0 | 0
[26 empty] | 0 | 0
[26 empty] | 0 | 0
[26 empty] | 0 | 0
[26 empty] | 0 | 0
[26 empty] | 0 | 0
[26 empty] | 0 | 0
[26 empty] | 0 | 0
[26 empty] | 0 | 0
[26 empty] | 0 | 0
[26 empty] | 0 | 0
[26 empty] | 0 | 0
[26 empty] | 0 | 0
[26 empty] | 0 | 0
[26 empty] | 0 | 0
[26 empty] | 0 | 0
[26 empty] | 0 | 0
[26 empty] | 0 | 0
[26 empty] | 0 | 0
[26 empty] | 0 | 0
[26 empty] | 0 | 0
[26 empty] | 0 | 0
[26 empty] | 0 | 0
[26 empty] | 0 | 0
[26 empty] | 0 | 0
[26 empty] | 0 | 0
[26 empty] | 0 | 0
[26 empty] | 0 | 0
[26 empty] | 0 | 0
[26 empty] | 0 | 0
[26 empty] | 0 | 0
[26 empty] | 0 | 0
[26 empty] | 0 | 0
[26 empty] | 0 | 0
[26 empty] | 0 | 0
[26 empty] | 0 | 0
[26 empty] | 0 | 0
[26 empty] | 0 | 0
[26 empty] | 0 | 0
[26 empty] | 0 | 0
[26 empty] | 0 | 0
[26 empty] | 0 | 0
[26 empty] | 0 | 0
[26 empty] | 0 | 0
[26 empty] | 0 | 0
[26 empty] | 0 | 0
[26 empty] | 0 | 0
[26 empty] | 0 | 0
[26 empty] | 0 | 0
[26 empty] | 0 | 0
[26 empty] | 0 | 0
[26 empty] | 0 | 0
[26 empty] | 0 | 0
[26 empty] | 0 | 0
[26 empty] | 0 | 0
[26 empty] | 0 | 0
[26 empty] | 0 | 0
[26 empty] | 0 | 0
[26 empty] | 0 | 0
[26 empty] | 0 | 0
[26 empty] | 0 | 0
[26 empty] | 0 | 0
[26 empty] | 0 | 0
[26 empty] | 0 | 0
[26 empty] | 0 | 0
[26 empty] | 0 | 0
[26 empty] | 0 | 0
[26 empty] | 0 | 0
[26 empty] | 0 | 0
[26 empty] | 0 | 0
[26 empty] | 0 | 0
[26 empty] | 0 | 0
[26 empty] | 0 | 0
[26 empty] | 0 | 0
[26 empty] | 0 | 0
[26 empty] | 0 | 0
[26 empty] | 0 | 0
[26 empty] | 0 | 0
[26 empty] | 0 | 0
[26 empty] | 0 | 0
[26 empty] | 0 | 0
[26 empty] | 0 | 0
[26 empty] | 0 | 0
[26 empty] | 0 | 0
[26 empty] | 0 | 0
[26 empty] | 0 | 0
[26 empty] | 0 | 0
[26 empty] | 0 | 0
[26 empty] | 0 | 0
[26 empty] | 0 | 0
[26 empty] | 0 | 0
[26 empty] | 0 | 0
[26 empty] | 0 | 0
[26 empty] | 0 | 0
[26 empty] | 0 | 0
[26 empty] | 0 | 0
[26 empty] | 0 | 0
[26 empty] | 0 | 0
[26 empty] | 0 | 0
[26 empty] | 0 | 0
[26 empty] | 0 | 0
[26 empty] | 0 | 0
[26 empty] | 0 | 0
[26 empty] | 0 | 0
[26 empty] | 0 | 0
[26 empty] | 0 | 0
[26 empty] | 0 | 0
[26 empty] | 0 | 0
[26 empty] | 0 | 0
[26 empty] | 0 | 0
[26 empty] | 0 | 0
[26 empty] | 0 | 0
[26 empty] | 0 | 0
[26 empty] | 0 | 0
[26 empty] | 0 | 0
[26 empty] | 0 | 0
[26 empty] | 0 | 0
[26 empty] | 0 | 0
[26 empty] | 0 | 0
[26 empty] | 0 | 0
[26 empty] | 0 | 0
[26 empty] | 0 | 0
[26 empty] | 0 | 0
[26 empty] | 0 | 0
[26 empty] | 0 | 0
[26 empty] | 0 | 0
[26 empty] | 0 | 0
[26 empty] | 0 | 0
[26 empty] | 0 | 0
[26 empty] | 0 | 0
[26 empty] | 0 | 0
[26 empty] | 0 | 0
[26 empty] | 0 | 0
[26 empty] | 0 | 0
[26 empty] | 0 | 0
[26 empty] | 0 | 0
[26 empty] | 0 | 0
[26 empty] | 0 | 0
[26 empty] | 0 | 0
[26 empty] | 0 | 0
[26 empty] | 0 | 0
[26 empty] | 0 | 0
[26 empty] | 0 | 0
[26 empty] | 0 | 0
[26 empty] | 0 | 0
[26 empty] | 0 | 0
[26 empty] | 0 | 0
[26 empty] | 0 | 0
[26 empty] | 0 | 0
[26 empty] | 0 | 0
[26 empty] | 0 | 0
[26 empty] | 0 | 0
[26 empty] | 0 | 0
[26 empty] | 0 | 0
[26 empty] | 0 | 0
[26 empty] | 0 | 0
[26 empty] | 0 | 0
[26 empty] | 0 | 0
[26 empty] | 0 | 0
[26 empty] | 0 | 0
[26 empty] | 0 | 0
[26 empty] | 0 | 0
[26 empty] | 0 | 0
[26 empty] | 0 | 0
[26 empty] | 0 | 0
[26 empty] | 0 | 0
[26 empty] | 0 | 0
[26 empty] | 0 | 0
[26 empty] | 0 | 0
[26 empty] | 0 | 0
[26 empty] | 0 | 0
[26 empty] | 0 | 0
[26 empty] | 0 | 0
[26 empty] | 0 | 0
[26 empty] | 0 | 0
[26 empty] | 0 | 0
[26 empty] | 0 | 0
[26 empty] | 0 | 0
[26 empty] | 0 | 0
[26 empty] | 0 | 0
[26 empty] | 0 | 0
[26 empty] | 0 | 0
[26 empty] | 0 | 0
[26 empty] | 0 | 0
[26 empty] | 0 | 0
[26 empty] | 0 | 0
[26 empty] | 0 | 0
[26 empty] | 0 | 0
[26 empty] | 0 | 0
[26 empty] | 0 | 0
[26 empty] | 0 | 0
[26 empty] | 0 | 0
[26 empty] | 0 | 0
[26 empty] | 0 | 0
[26 empty] | 0 | 0
[26 empty] | 0 | 0
[26 empty] | 0 | 0
[26 empty] | 0 | 0
[26 empty] | 0 | 0
[26 empty] | 0 | 0
[26 empty] | 0 | 0
[26 empty] | 0 | 0
[26 empty] | 0 | 0
[26 empty] | 0 | 0
[26 empty] | 0 | 0
[26 empty] | 0 | 0
[26 empty] | 0 | 0
[26 empty] | 0 | 0
[26 empty] | 0 | 0
[26 empty] | 0 | 0
[26 empty] | 0 | 0
[26 empty] | 0 | 0
[26 empty] | 0 | 0
[26 empty] | 0 | 0
[26 empty] | 0 | 0
[26 empty] | 0 | 0
[26 empty] | 0 | 0
[26 empty] | 0 | 0
[26 empty] | 0 | 0
[26 empty] | 0 | 0
[26 empty] | 0 | 0
[26 empty] | 0 | 0
[26 empty] | 0 | 0
[26 empty] | 0 | 0
[26 empty] | 0 | 0
[26 empty] | 0 | 0
[26 empty] | 0 | 0
[26 empty] | 0 | 0
[26 empty] | 0 | 0
[26 empty] | 0 | 0
[26 empty] | 0 | 0
[26 empty] | 0 | 0
[26 empty] | 0 | 0
[26 empty] | 0 | 0
[26 empty] | 0 | 0
[26 empty] | 0 | 0
[26 empty] | 0 | 0
[26 empty] | 0 | 0
[26 empty] | 0 | 0
[26 empty] | 0 | 0
[26 empty] | 0 | 0
[26 empty] | 0 | 0
[26 empty] | 0 | 0
[26 empty] | 0 | 0
[26 empty] | 0 | 0
[26 empty] | 0 | 0
[26 empty] | 0 | 0
[26 empty] | 0 | 0
[26 empty] | 0 | 0
[26 empty] | 0 | 0
[26 empty] | 0 | 0
[26 empty] | 0 | 0
[26 empty] | 0 | 0
[26 empty] | 0 | 0
[26 empty] | 0 | 0
[26 empty] | 0 | 0
[26 empty] | 0 | 0
[26 empty] | 0 | 0
[26 empty] | 0 | 0
[26 empty] | 0 | 0
[26 empty] | 0 | 0
[26 empty] | 0 | 0
[26 empty] | 0 | 0
[26 empty] | 0 | 0
[26 empty] | 0 | 0
[26 empty] | 0 | 0
[26 empty] | 0 | 0
[26 empty] | 0 | 0
[26 empty] | 0 | 0
[26 empty] | 0 | 0
[26 empty] | 0 | 0
[26 empty] | 0 | 0
[26 empty] | 0 | 0
[26 empty] | 0 | 0
[26 empty] | 0 | 0
[26 empty] | 0 | 0
[26 empty] | 0 | 0
[26 empty] | 0 | 0
[26 empty] | 0 | 0
[26 empty] | 0 | 0
[26 empty] | 0 | 0
[26 empty] | 0 | 0
[26 empty] | 0 | 0
[26 empty] | 0 | 0
[26 empty] | 0 | 0
[26 empty] | 0 | 0
[26 empty] | 0 | 0
[26 empty] | 0 | 0
[26 empty] | 0 | 0
[26 empty] | 0 | 0
[26 empty] | 0 | 0
[26 empty] | 0 | 0
[26 empty] | 0 | 0
[26 empty] | 0 | 0
[26 empty] | 0 | 0
[26 empty] | 0 | 0
[26 empty] | 0 | 0
[26 empty] | 0 | 0
[26 empty] | 0 | 0
[26 empty] | 0 | 0
[26 empty] | 0 | 0
[26 empty] | 0 | 0
[26 empty] | 0 | 0
[26 empty] | 0 | 0
[26 empty] | 0 | 0
[26 empty] | 0 | 0
[26 empty] | 0 | 0
[26 empty] | 0 | 0
[26 empty] | 0 | 0
[26 empty] | 0 | 0
[26 empty] | 0 | 0
[26 empty] | 0 | 0
[26 empty] | 0 | 0
[26 empty] | 0 | 0
[26 empty] | 0 | 0
[26 empty] | 0 | 0
[26 empty] | 0 | 0
[26 empty] | 0 | 0
[26 empty] | 0 | 0
[26 empty] | 0 | 0
[26 empty] | 0 | 0
[26 empty] | 0 | 0
[26 empty] | 0 | 0
[26 empty] | 0 | 0
[26 empty] | 0 | 0
[26 empty] | 0 | 0
[26 empty] | 0 | 0
[26 empty] | 0 | 0
[26 empty] | 0 | 0
[26 empty] | 0 | 0
[26 empty] | 0 | 0
[26 empty] | 0 | 0
[26 empty] | 0 | 0
[26 empty] | 0 | 0
[26 empty] | 0 | 0
[26 empty] | 0 | 0
[26 empty] | 0 | 0
[26 empty] | 0 | 0
[26 empty] | 0 | 0
[26 empty] | 0 | 0
[26 empty] | 0 | 0
[26 empty] | 0 | 0
[26 empty] | 0 | 0
[26 empty] | 0 | 0
[26 empty] | 0 | 0
[26 empty] | 0 | 0
[26 empty] | 0 | 0
[26 empty] | 0 | 0
[26 empty] | 0 | 0
[26 empty] | 0 | 0
[26 empty] | 0 | 0
[26 empty] | 0 | 0
[26 empty] | 0 | 0
[26 empty] | 0 | 0
[26 empty] | 0 | 0
[26 empty] | 0 | 0
[26 empty] | 0 | 0
[26 empty] | 0 | 0
[26 empty] | 0 | 0
[26 empty] | 0 | 0
[26 empty] | 0 | 0
[26 empty] | 0 | 0
[26 empty] | 0 | 0
[26 empty] | 0 | 0
[26 empty] | 0 | 0
[26 empty] | 0 | 0
[26 empty] | 0 | 0
[26 empty] | 0 | 0
[26 empty] | 0 | 0
[26 empty] | 0 | 0
[26 empty] | 0 | 0
[26 empty] | 0 | 0
[26 empty] | 0 | 0
[26 empty] | 0 | 0
[26 empty] | 0 | 0
[26 empty] | 0 | 0
[26 empty] | 0 | 0
[26 empty] | 0 | 0
[26 empty] | 0 | 0
[26 empty] | 0 | 0
[26 empty] | 0 | 0
[26 empty] | 0 | 0
[26 empty] | 0 | 0
[26 empty] | 0 | 0
[26 empty] | 0 | 0
[26 empty] | 0 | 0
[26 empty] | 0 | 0
[26 empty] | 0 | 0
[26 empty] | 0 | 0
[26 empty] | 0 | 0
[26 empty] | 0 | 0
[26 empty] | 0 | 0
[26 empty] | 0 | 0
[26 empty] | 0 | 0
[26 empty] | 0 | 0
[26 empty] | 0 | 0
[26 empty] | 0 | 0
[26 empty] | 0 | 0
[26 empty] | 0 | 0
[26 empty] | 0 | 0
[26 empty] | 0 | 0
[26 empty] | 0 | 0
[26 empty] | 0 | 0
[26 empty] | 0 | 0
[26 empty] | 0 | 0
[26 empty] | 0 | 0
[26 empty] | 0 | 0
[26 empty] | 0 | 0
[26 empty] | 0 | 0
[26 empty] | 0 | 0
[26 empty] | 0 | 0
[26 empty] | 0 | 0
[26 empty] | 0 | 0
[26 empty] | 0 | 0
[26 empty] | 0 | 0
[26 empty] | 0 | 0
[26 empty] | 0 | 0
[26 empty] | 0 | 0
[26 empty] | 0 | 0
[26 empty] | 0 | 0
[26 empty] | 0 | 0
[26 empty] | 0 | 0
[26 empty] | 0 | 0
[26 empty] | 0 | 0
[26 empty] | 0 | 0
[26 empty] | 0 | 0
[26 empty] | 0 | 0
[26 empty] | 0 | 0
[26 empty] | 0 | 0
[26 empty] | 0 | 0
[26 empty] | 0 | 0
[26 empty] | 0 | 0
[26 empty] | 0 | 0
[26 empty] | 0 | 0
[26 empty] | 0 | 0
[26 empty] | 0 | 0
[26 empty] | 0 | 0
[26 empty] | 0 | 0
[26 empty] | 0 | 0
[26 empty] | 0 | 0
[26 empty] | 0 | 0
[26 empty] | 0 | 0
[26 empty] | 0 | 0
[26 empty] | 0 | 0
[26 empty] | 0 | 0
[26 empty] | 0 | 0
[26 empty] | 0 | 0
[26 empty] | 0 | 0
[26 empty] | 0 | 0
[26 empty] | 0 | 0
[26 empty] | 0 | 0
[26 empty] | 0 | 0
[26 empty] | 0 | 0
[26 empty] | 0 | 0
[26 empty] | 0 | 0
[26 empty] | 0 | 0
[26 empty] | 0 | 0
[26 empty] | 0 | 0
[26 empty] | 0 | 0
[26 empty] | 0 | 0
[26 empty] | 0 | 0
[26 empty] | 0 | 0
[26 empty] | 0 | 0
[26 empty] | 0 | 0
[26 empty] | 0 | 0
[26 empty] | 0 | 0
[26 empty] | 0 | 0
[26 empty] | 0 | 0
[26 empty] | 0 | 0
[26 empty] | 0 | 0
[26 empty] | 0 | 0
[26 empty] | 0 | 0
[26 empty] | 0 | 0
[26 empty] | 0 | 0
[26 empty] | 0 | 0
[26 empty] | 0 | 0
[26 empty] | 0 | 0
[26 empty] | 0 | 0
[26 empty] | 0 | 0
[26 empty] | 0 | 0
[26 empty] | 0 | 0
[26 empty] | 0 | 0
[26 empty] | 0 | 0
[26 empty] | 0 | 0
[26 empty] | 0 | 0
[26 empty] | 0 | 0
[26 empty] | 0 | 0
[26 empty] | 0 | 0
[26 empty] | 0 | 0
[26 empty] | 0 | 0
[26 empty] | 0 | 0
[26 empty] | 0 | 0
[26 empty] | 0 | 0
[26 empty] | 0 | 0
[26 empty] | 0 | 0
[26 empty] | 0 | 0
[26 empty] | 0 | 0
[26 empty] | 0 | 0
[26 empty] | 0 | 0
[26 empty] | 0 | 0
[26 empty] | 0 | 0
[26 empty] | 0 | 0
[26 empty] | 0 | 0
[26 empty] | 0 | 0
[26 empty] | 0 | 0
[26 empty] | 0 | 0
[26 empty] | 0 | 0
[26 empty] | 0 | 0
[26 empty] | 0 | 0
[26 empty] | 0 | 0
[26 empty] | 0 | 0
[26 empty] | 0 | 0
[26 empty] | 0 | 0
[26 empty] | 0 | 0
[26 empty] | 0 | 0
[26 empty] | 0 | 0
[26 empty] | 0 | 0
[26 empty] | 0 | 0
[26 empty] | 0 | 0
[26 empty] | 0 | 0
[26 empty] | 0 | 0
[26 empty] | 0 | 0
[26 empty] | 0 | 0
[26 empty] | 0 | 0
[26 empty] | 0 | 0
[26 empty] | 0 | 0
[26 empty] | 0 | 0
[26 empty] | 0 | 0
[26 empty] | 0 | 0
[26 empty] | 0 | 0
[26 empty] | 0 | 0
[26 empty] | 0 | 0
[26 empty] | 0 | 0
[26 empty] | 0 | 0
[26 empty] | 0 | 0
[26 empty] | 0 | 0
[26 empty] | 0 | 0
[26 empty] | 0 | 0
[26 empty] | 0 | 0
[26 empty] | 0 | 0
[26 empty] | 0 | 0
[26 empty] | 0 | 0
[26 empty] | 0 | 0
[26 empty] | 0 | 0
[26 empty] | 0 | 0
[26 empty] | 0 | 0
[26 empty] | 0 | 0
[26 empty] | 0 | 0
[26 empty] | 0 | 0
[26 empty] | 0 | 0
[26 empty] | 0 | 0
[26 empty] | 0 | 0
[26 empty] | 0 | 0
[26 empty] | 0 | 0
[26 empty] | 0 | 0
[26 empty] | 0 | 0
[26 empty] | 0 | 0
[26 empty] | 0 | 0
[26 empty] | 0 | 0
[26 empty] | 0 | 0
[26 empty] | 0 | 0
[26 empty] | 0 | 0
[26 empty] | 0 | 0
[26 empty] | 0 | 0
[26 empty] | 0 | 0
[26 empty] | 0 | 0
[26 empty] | 0 | 0
[26 empty] | 0 | 0
[26 empty] | 0 | 0
[26 empty] | 0 | 0
[26 empty] | 0 | 0
[26 empty] | 0 | 0
[26 empty] | 0 | 0
[26 empty] | 0 | 0
[26 empty] | 0 | 0
[26 empty] | 0 | 0
[26 empty] | 0 | 0
[26 empty] | 0 | 0
[26 empty] | 0 | 0
[26 empty] | 0 | 0
[26 empty] | 0 | 0
[26 empty] | 0 | 0
[26 empty] | 0 | 0
[26 empty] | 0 | 0
[26 empty] | 0 | 0
[26 empty] | 0 | 0
[26 empty] | 0 | 0
[26 empty] | 0 | 0
[26 empty] | 0 | 0
[26 empty] | 0 | 0
[26 empty] | 0 | 0
[26 empty] | 0 | 0
[26 empty] | 0 | 0
[26 empty] | 0 | 0
[26 empty] | 0 | 0
[26 empty] | 0 | 0
[26 empty] | 0 | 0
[26 empty] | 0 | 0
[26 empty] | 0 | 0
[26 empty] | 0 | 0
[26 empty] | 0 | 0
[26 empty] | 0 | 0
[26 empty] | 0 | 0
[26 empty] | 0 | 0
[26 empty] | 0 | 0
[26 empty] | 0 | 0
[26 empty] | 0 | 0
[26 empty] | 0 | 0
[26 empty] | 0 | 0
[26 empty] | 0 | 0
[26 empty] | 0 | 0
[26 empty] | 0 | 0
[26 empty] | 0 | 0
[26 empty] | 0 | 0
[26 empty] | 0 | 0
[26 empty] | 0 | 0
[26 empty] | 0 | 0
[26 empty] | 0 | 0
[26 empty] | 0 | 0
[26 empty] | 0 | 0
[26 empty] | 0 | 0
[26 empty] | 0 | 0
[26 empty] | 0 | 0
[26 empty] | 0 | 0
[26 empty] | 0 | 0
[26 empty] | 0 | 0
[26 empty] | 0 | 0
[26 empty] | 0 | 0
[26 empty] | 0 | 0
[26 empty] | 0 | 0
[26 empty] | 0 | 0
[26 empty] | 0 | 0
[26 empty] | 0 | 0
[26 empty] | 0 | 0
[26 empty] | 0 | 0
[26 empty] | 0 | 0
[26 empty] | 0 | 0
[26 empty] | 0 | 0
[26 empty] | 0 | 0
[26 empty] | 0 | 0
[26 empty] | 0 | 0
[26 empty] | 0 | 0
[26 empty] | 0 | 0
[26 empty] | 0 | 0
[26 empty] | 0 | 0
[26 empty] | 0 | 0
[26 empty] | 0 | 0
[26 empty] | 0 | 0
[26 empty] | 0 | 0
[26 empty] | 0 | 0
[26 empty] | 0 | 0
[26 empty] | 0 | 0
[26 empty] | 0 | 0
[26 empty] | 0 | 0
[26 empty] | 0 | 0
[26 empty] | 0 | 0
[26 empty] | 0 | 0
[26 empty] | 0 | 0
[26 empty] | 0 | 0
[26 empty] | 0 | 0
[26 empty] | 0 | 0
[26 empty] | 0 | 0
[26 empty] | 0 | 0
[26 empty] | 0 | 0
[26 empty] | 0 | 0
[26 empty] | 0 | 0
[26 empty] | 0 | 0
[26 empty] | 0 | 0
[26 empty] | 0 | 0
[26 empty] | 0 | 0
[26 empty] | 0 | 0
[26 empty] | 0 | 0
[26 empty] | 0 | 0
[26 empty] | 0 | 0
[26 empty] | 0 | 0
[26 empty] | 0 | 0
[26 empty] | 0 | 0
[26 empty] | 0 | 0
[26 empty] | 0 | 0
[26 empty] | 0 | 0
[26 empty] | 0 | 0
[26 empty] | 0 | 0
[26 empty] | 0 | 0
[26 empty] | 0 | 0
[26 empty] | 0 | 0
[26 empty] | 0 | 0
[26 empty] | 0 | 0
[26 empty] | 0 | 0
[26 empty] | 0 | 0
[26 empty] | 0 | 0
[26 empty] | 0 | 0
[26 empty] | 0 | 0
[26 empty] | 0 | 0
[26 empty] | 0 | 0
[26 empty] | 0 | 0
[26 empty] | 0 | 0
[26 empty] | 0 | 0
[26 empty] | 0 | 0
[26 empty] | 0 | 0
[26 empty] | 0 | 0
[26 empty] | 0 | 0
[26 empty] | 0 | 0
[26 empty] | 0 | 0
[26 empty] | 0 | 0
[26 empty] | 0 | 0
[26 empty] | 0 | 0
[26 empty] | 0 | 0
[26 empty] | 0 | 0
[26 empty] | 0 | 0
[26 empty] | 0 | 0
[26 empty] | 0 | 0
[26 empty] | 0 | 0
[26 empty] | 0 | 0
[26 empty] | 0 | 0
[26 empty] | 0 | 0
[26 empty] | 0 | 0
[26 empty] | 0 | 0
[26 empty] | 0 | 0
[26 empty] | 0 | 0
[26 empty] | 0 | 0
[26 empty] | 0 | 0
[26 empty] | 0 | 0
[26 empty] | 0 | 0
[26 empty] | 0 | 0
[26 empty] | 0 | 0
[26 empty] | 0 | 0
[26 empty] | 0 | 0
[26 empty] | 0 | 0
[26 empty] | 0 | 0
[26 empty] | 0 | 0
[26 empty] | 0 | 0
[26 empty] | 0 | 0
[26 empty] | 0 | 0
[26 empty] | 0 | 0
[26 empty] | 0 | 0
[26 empty] | 0 | 0
[26 empty] | 0 | 0
[26 empty] | 0 | 0
[26 empty] | 0 | 0
[26 empty] | 0 | 0
[26 empty] | 0 | 0
[26 empty] | 0 | 0
[26 empty] | 0 | 0
[26 empty] | 0 | 0
[26 empty] | 0 | 0
[26 empty] | 0 | 0
[26 empty] | 0 | 0
[26 empty] | 0 | 0
[26 empty] | 0 | 0
[26 empty] | 0 | 0
[26 empty] | 0 | 0
[26 empty] | 0 | 0
[26 empty] | 0 | 0
[26 empty] | 0 | 0
[26 empty] | 0 | 0
[26 empty] | 0 | 0
[26 empty] | 0 | 0
[26 empty] | 0 | 0
[26 empty] | 0 | 0
[26 empty] | 0 | 0
[26 empty] | 0 | 0
[26 empty] | 0 | 0
[26 empty] | 0 | 0
[26 empty] | 0 | 0
[26 empty] | 0 | 0
[26 empty] | 0 | 0
[26 empty] | 0 | 0

## Zones
Houston | 1
North | 1
South | 1
West | -1
SET UP AREA, copy & paste values to cell B1
Source | North |  | N to H | N to W | N to S | W to N | S to N | W to S
Sink | West | Houston | -1 | 1 | -1 | -1 | 1 | -1
|  | North | 1 | 1 | 1 | -1 | -1 | -1
|  | South | -1 | 1 | -1 | -1 | 1 | -1
|  | West | 1 | -1 | 1 | 1 | -1 | 1
|  | Source | North | North | North | West | South | West
|  | Sink | Houston | West | South | North | North | South

## Tech
Number of Bus | Name of Bus | Tech Type
238 | BOSQUESW505 | CC
239 | BOSQUESW502 | GGT
244 | WHITNYDM01 | Hydro
245 | WHITNYDM02 | Hydro
247 | BOSQUESW501 | GGT
251 | BOSQUESW803 | CC
253 | BOSQUESW804 | CC
332 | RWMILLER01 | GST
333 | RWMILLER02 | GST
334 | RWMILLER03 | GST
335 | RWMILLER04 | GST
336 | RWMILLER05 | GST
344 | MRSSHPRD | Hydro
345 | MRSSHPRD01 | Hydro
366 | JNSNCNTY802 | Cogen
367 | JNSNCNTY802 | Cogen
503 | NTHTEXAS01 | GST
504 | NTHTEXAS02 | GST
505 | NTHTEXAS03 | GST
580 | JCKCNTY801 | CC
581 | JCKCNTY802 | CC
582 | JCKCNTY803 | CC
728 | WOLFRIDGE801 | Wind
837 | NEWMAN_G5 | GST
842 | OLINGER_G1 | GST
843 | OLINGER_G2 | GST
844 | OLINGER_G3 | GST
845 | OLINGER_G4 | GGT
923 | SPENCER_G4 | GST
924 | SPENCER_G5 | GST
948 | STEAM1 | GST
949 | STEAM2 | GST
950 | STEAM3 | GST
990 | GIBN_CREK_G1 | LIGCO
1002 | PBCTAGE_1G | GGT
1003 | PBCTBGE_2G | GGT
1004 | PBCTCGE_3G | GGT
1005 | PBCTDGE_4G | GGT
1006 | PBCTEGE_5G | GGT
1007 | PB5GEN_6G | GST
1008 | PB6GEN_7G | GST
1037 | MORGAN5G_5G | GST
1039 | MRGNAG_1G | GGT
1040 | MRGNBG_2G | GGT
1041 | MRGNCG_3G | GGT
1042 | MRGNDG_4G | GGT
1043 | MRGNEG_5G | GGT
1044 | MRGNFG_6G | GGT
1045 | CALENG1G_1G | Cogen
1046 | CALENG2G_2G | Cogen
1047 | CALENG3G_3G | Cogen
1058 | LONGSHORE_5 | Wind
1058 | LONGSHORE_5 | Wind
1061 | CIELOGEN_1G | Wind
1062 | CIELOGEN_2G | Wind
1068 | SCURRYCW_1G | Wind
1069 | KINDERMG_1G | Cogen
1070 | KINDERMG_2G | Cogen
1071 | KINDERMG_3G | Cogen
1073 | SCURRYCW_2G | Wind
1320 | BSP 1 | Cogen
1326 | STANTONW_8 | Wind
1327 | WILDHRSE_1G | Wind
1328 | OCOTILLO_1G | Wind
1333 | MCDDONAL_8 | Wind
1343 | TRENTIPP_8 | Wind
1349 | WESTXWIN_1G | Wind
1350 | NWPWRG1_1G | Wind
1354 | AEPWIND_8 | Wind
1360 | GUNSIGHT_8 | Wind
1416 | SWETWATR_1G | CC
1417 | SWETWATR_2G | CC
1418 | SWETWATR_3G | CC
1419 | SWETWATR_4G | CC
1432 | GRHAMSES_2G | GST
1433 | GRHAMSES_1G | GST
1437 | MESQUITW_1G | Wind
1438 | MESQUITW_2G | Wind
1442 | COKFIELD_5 | Wind
1453 | WCPWRCO_1G | CC
1454 | WCPWRCO_2G | CC
1455 | WCPWRCO_3G | CC
1479 | WFCOGEN_1G | Cogen
1479 | WFCOGEN_1G | Cogen
1482 | WFCOGEN_2G | Cogen
1482 | WFCOGEN_2G | Cogen
1600 | BARTNWND_1G | Wind
1643 | SLSTR1PP_1G | Wind
1675 | PEC_1G | Cogen
1676 | PEC_2G | Cogen
1677 | PEC_3G | Cogen
1678 | LAMARPWR_1G | CC
1679 | LAMARPWR_2G | CC
1680 | LAMARPWR_3G | CC
1681 | LAMARPWR_4G | CC
1682 | LAMARPWR_5G | CC
1683 | LAMARPWR_6G | CC
1687 | VALLEY_1G | GST
1688 | VALLEY_2G | GSC
1689 | VALLEY_3G | GST
1701 | MOSES_1G | LIGCO
1702 | MOSES_2G | LIGCO
1703 | MOSES_3G | LIGCO
1861 | EAGLEMNT_1G | GST
1862 | EAGLEMNT_2G | GST
1863 | EAGLEMNT_3G | GST
1877 | WLFHOLW_1G | CC
1878 | WLFHOLW_2G | CC
1879 | WLFHOLW_3G | CC
1889 | DECRDOVA_1G | GSC
1892 | DECRDOVA_2G | GGT
1893 | DECRDOVA_3G | GGT
1894 | DECRDOVA_4G | GGT
1895 | DECRDOVA_5G | GGT
1898 | COMCHEPK_1G | Nuc
1899 | COMCHEPK_2G | Nuc
1937 | MDLTHELP_5G | CC
1938 | MDLTHELP_6G | CC
1941 | MDLTHELP_1G | CC
1942 | MDLTHELP_2G | CC
1943 | MDLTHELP_3G | CC
1944 | MDLTHELP_4G | CC
1947 | HANDLEY_3G | GST
1948 | HANDLEY_4G | GST
1949 | HANDLEY_5G | GST
2371 | COLLIN_1G | GST
2381 | NTHLK1_G | GST
2382 | NTHLK2_G | GST
2383 | NTHLK3_G | GST
2413 | MTCK6_G | GST
2414 | MTCK7_G | GST
2417 | MTCK8_G | GSC
2451 | LKHB1_G | GST
2452 | LKHB2_G | GST
3097 | MARTLAKE_1G | LIGCO
3098 | MARTLAKE_2G | LIGCO
3099 | MARTLAKE_3G | LIGCO
3107 | STRYKER_1G | GST
3108 | STRYKER_2G | GST
3126 | TRINIDAD_6G | GST
3309 | ASPN_G | Bio
3348 | CHAMPION_1G | Cogen
3381 | BBRN_1G | LIGCO
3382 | BBRN_2G | LIGCO
3403 | THOUSE_1G | GSC
3404 | THOUSE_2G | GSC
3416 | LAKE_CRK1_G | GST
3417 | LAKE_CRK2_G | GST
3432 | SANDOW_4G | LIGCO
5026 | BRAUNIG_VHB1 | GST
5027 | BRAUNIG_VHB2 | GST
5028 | BRAUNIG_VHB3 | GST
5111 | CALAVER_JTD1 | LIGCO
5112 | CALAVER_JTD2 | LIGCO
5264 | LEON_LCP3G3 | GST
5265 | LEON_LCP4G4 | GST
5266 | LEON_LCPCT1 | GGT
5267 | LEON_LCPCT2 | GGT
5268 | LEON_LCPCT3 | GGT
5269 | LEON_LCPCT4 | GGT
5396 | CALAVER_OWS1 | GST
5397 | CALAVER_OWS2 | GST
5401 | CALAVER_JKS1 | LIGCO
5436 | TUTTL_WBT1G1 | GST
5438 | TUTTL_WBT3G3 | GST
5439 | TUTTL_WBT4G4 | GST
5476 | BRA_AVR1_CT1 | CC
5477 | BRA_AVR1_ST | CC
5478 | BRA_AVR1_CT2 | CC
5503 | RAYBURNGEN3 | GST
5505 | RAYBURNGEN1 | GGT
5506 | RAYBURNGEN2 | GGT
5508 | RAYBURNCC9 | CC
5509 | RAYBURNCC10 | CC
5511 | RAYBURNCC7 | CC
5512 | RAYBURNCC8 | CC
5728 | FALCONHYDRO2 | Hydro
5729 | FALCONHYDRO3 | Hydro
5890 | PEARSALLGEN1 | GST
5891 | PEARSALLGEN2 | GST
5892 | PEARSALLGEN3 | GST
5903 | SANMIGUELGEN | LIGCO
5911 | STP_GN1___1 | Nuc
5912 | STP_GN2___2 | Nuc
5920 | WELSHDC1 | DCTie
5925 | DCEAST | DCTie
5932 | SI_RAY9 | CC
5933 | SI_RAY6 | GST
5934 | SI_RAY5 | GST
5935 | SI_RAY10 | CC
6016 | SWMESA | Wind
6096 | NORTHDC7 | DCTie
6100 | OKLA7A | DCTie
6144 | MCADOO1A | Wind
6407 | TURKTRAK1A | Wind
6637 | SNYDERW1A | Wind
6752 | OKLA0A | LIGCO
6948 | DENISNDM | Hydro
6948 | DENISNDM | Hydro
7000 | L_FERGUS1_1Y | GSC
7004 | L_SIMGID1_1Y | GST
7005 | L_SIMGID1_2Y | GST
7006 | L_SIMGID1_3Y | GST
7007 | L_LOSTPI1_1Y | CC
7008 | L_LOSTPI1_2Y | CC
7009 | L_LOSTPI1_3Y | CC
7010 | L_FPPYD11_1Y | LIGCO
7011 | L_FPPYD11_2Y | LIGCO
7012 | L_FPPYD21_3Y | LIGCO
7014 | L_HAYSEN1_1Y | CC
7015 | L_HAYSEN1_2Y | CC
7016 | L_HAYSEN1_3Y | CC
7017 | L_HAYSEN1_4Y | CC
7020 | L_AUSTPL1_1Y | Hydro
7020 | L_AUSTPL1_1Y | Hydro
7022 | L_BUCHAN1_1Y | Hydro
7023 | L_BUCHAN1_2Y | Hydro
7024 | L_BUCHAN1_3Y | Hydro
7026 | L_INKSDA1_1Y | Hydro
7028 | L_MARBFA1_1Y | Hydro
7029 | L_MARBFA1_2Y | Hydro
7031 | L_MARSFO1G1Y | Hydro
7032 | L_MARSFO1G2Y | Hydro
7033 | L_MARSFO1G3Y | Hydro
7035 | L_WIRTZ_1G1Y | Hydro
7036 | L_WIRTZ_1G2Y | Hydro
7038 | L_DELAWA1_1Y | Wind
7038 | L_DELAWA1_1Y | Wind
7303 | L_WPPGS12_1Y | GGT
7303 | L_WPPGS12_1Y | GGT
7305 | L_WPPGS34_1Y | GGT
7305 | L_WPPGS34_1Y | GGT
7487 | L_CANYHY8_1Y | Hydro
7605 | L_MCQUEE9_1Y | Hydro
7605 | L_MCQUEE9_1Y | Hydro
7605 | L_MCQUEE9_1Y | Hydro
7609 | L_SCHUMA8_1Y | Hydro
7624 | L_LAKEWO9_1Y | Hydro
7624 | L_LAKEWO9_1Y | Hydro
7800 | L_GUADGE1_1Y | CC
7801 | L_GUADGE1_2Y | CC
7802 | L_GUADGE1_3Y | CC
7803 | L_GUADGE1_4Y | CC
7804 | L_GUADGE1_5Y | CC
7805 | L_GUADGE1_6Y | CC
7807 | L_BASTEN1_1Y | CC
7808 | L_BASTEN1_2Y | CC
7809 | L_BASTEN1_3Y | CC
7810 | L_RIONOG1G1Y | CC
7811 | L_RIONOG1G2Y | CC
7812 | L_RIONOG1G3Y | CC
7813 | L_RIONOG1S1Y | CC
8032 | AMISTADHYD1 | Hydro
8033 | AMISTADHYD2 | Hydro
8048 | FALCONHYDRO1 | Hydro
8066 | DUP1V#1 | Cogen
8134 | FOR #1 | Cogen
8138 | FOR #2 | Cogen
8139 | JOS #1 | GST
8147 | UCAR #2 | Cogen
8148 | UCAR #1 | Cogen
8153 | FOR #3 | Cogen
8154 | FOR #4 | Cogen
8155 | FOR #5 | Cogen
8156 | FOR #6 | Cogen
8157 | FOR #7 | Cogen
8161 | COLETO0A | LIGCO
8173 | VICEC51A | CC
8174 | VICEC61A | CC
8189 | CUECPL2A | Cogen
8262 | ELPS | Hydro
8285 | LAR #1 | GST
8287 | LAR #2 | GST
8288 | LAR #3 | GST
8388 | BATES0A | GST
8393 | BATES0B | GST
8437 | NUECES_B0C | GST
8438 | NUECES_B0B | GST
8442 | NBEC7 | GST
8442 | NBEC7 | GST
8456 | COSW#1 | Cogen
8457 | COSW#2 | Cogen
8459 | B_DAVIS0B | GSC
8460 | B_DAVIS0A | GSC
8461 | KOCH_UP0A | Cogen
8506 | VAL #1 | Cogen
8507 | VAL #2 | Cogen
8511 | OXY_CC0A | Cogen
8517 | CELANEBI0A | Cogen
8560 | CNOPGT1 | Cogen
8561 | CNOPGT2 | Cogen
8562 | CNOPST1 | Cogen
8926 | LGE_GT10A | Cogen
8927 | LGE_GT20A | Cogen
8928 | LGE_STG0A | Cogen
8930 | ICPGN10A | Cogen
8931 | ICPGN20A | Cogen
8932 | ICPGN30A | Cogen
8933 | FGNTS001 | CC
8934 | FGNTS101 | CC
8935 | FGNTS201 | CC
8936 | MVGN#1 | CC
8937 | MVGN#2 | CC
8938 | MVGN#3 | CC
8981 | HECN1 | CC
8982 | HECN2 | CC
8983 | HECN3 | CC
9000 | DECKR_G1 | GST
9001 | DECKR_G2 | GST
9002 | DECKR_G3 | GGT
9003 | DECKR_G4 | GGT
9004 | DECKR_G5 | GGT
9005 | DECKR_G6 | GGT
9016 | SANDH_G1 | GGT
9017 | SANDH_G2 | GGT
9018 | SANDH_G3 | GGT
9019 | SANDH_G4 | GGT
9020 | SANDHG5A | CC
9021 | SANDHG5C | CC
11001 | NAV1CT | CC
11009 | NAV2CT | CC
11011 | NAV3ST | CC
11012 | NAV4CT | CC
11013 | NAV5CT | CC
11014 | NAV6ST | CC
11020 | TIEHVSG_1G | CC
11021 | TIEHVCG_1G | CC
11022 | TIEHVCG_2G | CC
11023 | TIEHVCG_3G | CC
11024 | TIEHVCG_4G | CC
11025 | TIEHVSG_2G | CC
11056 | ROSCOE_1G | Wind
11057 | CHAMPION_1G | Wind
11058 | PYRON_1G | Wind
11059 | INADALE_1G | Wind
11065 | ELBOWCK_1G | Wind
11147 | NOTREES_1G | Wind
11309 | BULLCREK_2G | Wind
11310 | BULLCREK_1G | Wind
11320 | COYOTE_1G | Wind
11691 | KMICHICT1_G | CC
11692 | KMICHICT2_G | CC
11693 | KMICHIST3_G | CC
11694 | KMICHICT4_G | CC
11695 | KMICHICT5_G | CC
11696 | KMICHIST6_G | CC
12322 | ENNSTRAC_1G | CC
12323 | ENNSTRAC_2G | CC
12411 | FPLEFR1A_G | CC
12412 | FPLEFR1B_G | CC
12413 | FPLEFR1C_G | CC
12414 | FPLEFR1S_G | CC
12421 | FPLEFR2A_G | CC
12422 | FPLEFR2B_G | CC
12423 | FPLEFR2C_G | CC
12424 | FPLEFR2S_G | CC
12440 | PARKD_1SVC8 | GST
12449 | PARKD_2SVC8 | GST
13116 | TGATEWAY_1G | CC
13117 | TGATEWAY_2G | CC
13118 | TGATEWAY_3G | CC
13119 | TGATEWAY_4G | CC
13131 | CALFREST_1G | CC
13132 | CALFREST_2G | CC
13133 | CALFREST_3G | CC
13134 | CALFREST_4G | CC
13135 | CALFREST_5G | CC
13136 | CALFREST_6G | CC
13432 | SANDOW_5G | LIGCO
32798 | BRYN_TAMUGEN | GST
32883 | BRYN_DNSBY3 | GST
32884 | BRYN_DNSBY13 | GST
32886 | BRYN_ATKINS3 | GST
32887 | BRYN_ATKINS6 | GST
32888 | BRYN_ATKINS7 | GGT
32890 | BRYN_ATKINS4 | GST
32891 | BRYN_ATKINS5 | GST
32892 | BRYN_DNSBY14 | GST
36998 | RDCNYNG1 | Wind
38332 | TNWDWRDU2_8 | Wind
38437 | TNSRBNMESA9 | Wind
38580 | TNBP_CGN1_8 | Cogen
38590 | TNBP_CGN2_8 | Cogen
38600 | TNBP_CGN3_8 | Cogen
38611 | TNBPAMCG1_8 | Cogen
38612 | TNBPAMCG2_8 | Cogen
38613 | TNBPAMCG3_8 | Cogen
38614 | TNBPAMCG4_8 | Cogen
38615 | TNBPAMCG5_8 | Cogen
38690 | TNBP_CGN4_8 | Cogen
38711 | TNTXCTY1CG8 | Cogen
38712 | TNTXCTY2CG8 | Cogen
38713 | TNTXCTY3CG8 | Cogen
38714 | TNTXCTY4CG8 | Cogen
39190 | TNSLCGN1__8 | Cogen
39470 | TNDOWCGNSG8 | Cogen
39480 | TNDOWCGNGG8 | Cogen
39760 | TNSCLP1___8 | Cogen
39770 | TNSCLP2___8 | Cogen
39775 | TNSCLP4___8 | Cogen
39790 | TNSCLP3___8 | Cogen
39960 | TNTNPONE_18 | LIGCO
39970 | TNTNPONE_28 | LIGCO
48500 | APD_GT1_8005 | Cogen
48510 | AK_GT1__8040 | Cogen
48511 | LPE_GT1_8070 | GGT
48512 | LPE_GT2_8075 | GGT
48513 | LPE_GT3_8080 | GGT
48514 | LPE_GT4_8085 | GGT
48520 | BSF_GT1_8070 | Cogen
48520 | BSF_GT1_8070 | Cogen
48521 | BVE_GT1_GT1 | CC
48522 | BVE_GT2_5035 | CC
48523 | BVE_ST1_GN1 | CC
48531 | BYU_GT1_8075 | Cogen
48532 | BYU_GT2_8055 | Cogen
48533 | BYU_GT3_8060 | Cogen
48534 | BYU_GT4_8065 | Cogen
48551 | CAL_GT1_8045 | Cogen
48552 | CAL_ST1_8000 | Cogen
48561 | CTL_GT2_8130 | Cogen
48562 | CTL_GT3_8135 | Cogen
48563 | CTL_GT4_8140 | Cogen
48564 | CTL_GN1_8145 | Cogen
48565 | CTL_GN2_8155 | Cogen
48581 | CBY_GN1_1 | GSC
48582 | CBY_GN2_2 | GSC
48583 | CBY_GT4_1 | GSC
48584 | CBY_GT4_2 | CC
48585 | CBY_ST4_1 | CC
48591 | CHE_GT2_5030 | Cogen
48593 | CHE_GT1_8015 | Cogen
48594 | CHE_GN4_8025 | Cogen
48595 | BTE_GT2_8075 | CC
48596 | BTE_GT3_8045 | CC
48597 | BTE_GT4_8055 | CC
48598 | BTE_ST1_8070 | CC
48611 | DIB_GT1_8080 | Cogen
48612 | DIB_GT2_8075 | Cogen
48613 | DIB_ST1_8085 | Cogen
48614 | DIB_GT3_8090 | Cogen
48641 | DPEC_GT15040 | CC
48642 | DPEC_GT25025 | CC
48643 | DPEC_GT35010 | CC
48644 | DPEC_GT45070 | CC
48645 | DPEC_ST55065 | CC
48651 | EP_1_2 | Cogen
48651 | EP_1_2 | Cogen
48671 | FTR_GT1_5105 | CC
48672 | FTR_GT2_5110 | CC
48673 | FTR_GT3_5085 | CC
48674 | FTR_CN4_5095 | CC
48690 | GBY_GN5_5 | GSC
48691 | GBY_73741085 | GGT
48691 | GBY_73741085 | GGT
48692 | GBY_81821075 | GGT
48692 | GBY_81821075 | GGT
48693 | GBY_83841065 | GGT
48693 | GBY_83841065 | GGT
48721 | LEG_1___1 | LIGCO
48722 | LEG_2___2 | LIGCO
48730 | MNS_GT | Cogen
48731 | CBE_GT1 | CC
48732 | CBE_GT2 | CC
48733 | CBE_ST12 | CC
48734 | CBE_GT3 | CC
48735 | CBE_GT4 | CC
48736 | CBE_ST34 | CC
48740 | PSG_GN2_8050 | Cogen
48741 | PSG_GT2_8040 | Cogen
48742 | PSG_GT3_8060 | Cogen
48761 | PR_GT1__9040 | Cogen
48772 | PHR_GN2_2 | GSC
48791 | PSA_GT1_8160 | Cogen
48792 | PSA_GT2_8155 | Cogen
48793 | PSA_GT3_8150 | Cogen
48794 | PSA_GT4_8145 | Cogen
48795 | PSA_GT5_8140 | Cogen
48796 | PSA_GN1_8165 | Cogen
48797 | PSA_GT6_8135 | Cogen
48811 | CVC_GT3_5045 | Cogen
48812 | CVC_GT2_5020 | Cogen
48813 | CVC_GT1_5035 | Cogen
48814 | CVC_ST5_5040 | Cogen
48815 | CVC_GT4_8005 | Cogen
48820 | SHELLG1_3015 | Cogen
48821 | SHELLG2 | Cogen
48822 | SHELLG3_3020 | Cogen
48822 | SHELLG3_3020 | Cogen
48841 | SJS_GT1_GT1 | Cogen
48842 | SJS_GT2_GT2 | Cogen
48845 | SOL_GT1 | Solar
48851 | SRB_GN1_1 | GST
48852 | SRB_GN2_2 | GST
48853 | SRB_GN3_3 | GST
48854 | SRB_GN4_4 | GST
48855 | SRB_GT211035 | GGT
48855 | SRB_GT211035 | GGT
48873 | THW_ST3_ST_3 | CC
48874 | THW_ST4_ST_4 | CC
48875 | THW_3132 | CC
48875 | THW_3132 | CC
48877 | THW_3334 | CC
48877 | THW_3334 | CC
48879 | THW_4142 | CC
48879 | THW_4142 | CC
48881 | THW_4344 | CC
48881 | THW_4344 | CC
48883 | THW_GT1_GT_1 | GGT
48885 | THW_5152 | GGT
48885 | THW_5152 | GGT
48886 | THW_5354 | GGT
48886 | THW_5354 | GGT
48887 | THW_5556 | GGT
48887 | THW_5556 | GGT
48911 | TGF_GT1_8000 | Cogen
48921 | WAP_GN1_1 | GST
48922 | WAP_GN2_2 | GST
48923 | WAP_GN3_3 | GST
48924 | WAP_GN4_4 | GSC
48925 | WAP_GN5_5 | LIGCO
48926 | WAP_GN6_6 | LIGCO
48927 | WAP_GN7_7 | LIGCO
48928 | WAP_GN8_8 | LIGCO
48929 | WAPGT21_GT1 | GGT
48940 | WARVUE_GT1 | Cogen
49803 | EXN_15GT | Cogen
49804 | EXN_16GT | Cogen
49805 | EXN_17GT | Cogen
49826 | EXN938GT | Cogen
49828 | EXN941GT | Cogen
49829 | EXN942GT | Cogen
49830 | EXN943GT | Cogen
49831 | EXN944GT | Cogen
49832 | EXN945GT | Cogen
49837 | EXN_GT | Cogen
49838 | EXN_14GT | Cogen
49851 | DOW17000 | Cogen
49858 | DOW38100 | Cogen
49859 | DOW38200 | Cogen
49860 | DOW38300 | Cogen
49862 | DOW39100 | Cogen
49863 | DOW39200 | Cogen
49865 | DOW41000 | Cogen
49866 | DOW42000 | Cogen
49869 | DOW49000 | Cogen
49870 | DOW61000 | Cogen
49871 | DOW62000 | Cogen
49872 | DOW63000 | Cogen
49873 | DOW64000 | Cogen
49876 | DOW65000 | Cogen
49877 | DOW66000 | Cogen
49878 | DOW67000 | Cogen
49882 | DOW81000 | Cogen
49884 | DOW82000 | Cogen
49885 | DOW83000 | Cogen
49886 | DOW84000 | Cogen
58909 | PEARSALLSCG1 | Diesel
58909 | PEARSALLSCG1 | Diesel
58909 | PEARSALLSCG1 | Diesel
58909 | PEARSALLSCG1 | Diesel
58909 | PEARSALLSCG1 | Diesel
58909 | PEARSALLSCG1 | Diesel
58919 | PEARSALLSCG2 | Diesel
58919 | PEARSALLSCG2 | Diesel
58919 | PEARSALLSCG2 | Diesel
58919 | PEARSALLSCG2 | Diesel
58919 | PEARSALLSCG2 | Diesel
58919 | PEARSALLSCG2 | Diesel
58929 | PEARSALLSCG3 | Diesel
58929 | PEARSALLSCG3 | Diesel
58929 | PEARSALLSCG3 | Diesel
58929 | PEARSALLSCG3 | Diesel
58929 | PEARSALLSCG3 | Diesel
58929 | PEARSALLSCG3 | Diesel
58949 | PEARSALLSCG4 | Diesel
58949 | PEARSALLSCG4 | Diesel
58949 | PEARSALLSCG4 | Diesel
58949 | PEARSALLSCG4 | Diesel
58949 | PEARSALLSCG4 | Diesel
58949 | PEARSALLSCG4 | Diesel
60000 | DSKY2 | Wind
60003 | KING_NE1A | Wind
60005 | KING_SE1A | Wind
60007 | KING_SW1A | Wind
60016 | WOODWRD11A | Wind
60017 | ORNNWP1 | Wind
60018 | DSKY1 | Wind
60019 | KING_NW1A | Wind
60057 | CALLAHAN1A | Wind
60058 | BUFF_GAP1A | Wind
60060 | CIRELLO | Wind
60063 | BUFF_GAP1B | Wind
60066 | H_HOLLOW1A | Wind
60068 | HHOLLOW21A | Wind
60070 | HHOLLOW31A | Wind
60072 | HHOLLOW41A | Wind
60081 | WHRLWIND1A | Wind
60201 | RIO DRCS | AVR
60202 | FRNDDRCS | AVR
71051 | L_BITTCR1_1N | Wind
71054 | L_SWEETW1_1N | Wind
71057 | L_SWEETW1_2N | Wind
71059 | L_SWEETW1_3N | Wind
71060 | L_SWEETW1_4N | Wind
71061 | L_SWEETW1_5N | Wind
76031 | L_GASCCR1_1N | Wind
76091 | L_DIVIDE1_1N | Wind
76095 | L_CAPRSI1_1N | Wind
76096 | L_CAPRSI1_2N | Wind
76097 | L_CAPRGE1_1N | Wind
80003 | MILHWYS | AVR
80012 | LAR | DCTie
80051 | FOR #8 | Cogen
80052 | FOR #9 | Cogen
80053 | FOR #10 | Cogen
80080 | GWINDT11A | Wind
80080 | GWINDT11A | Wind
80080 | GWINDT11A | Wind
80080 | GWINDT11A | Wind
80081 | GWINDT21A | Wind
80081 | GWINDT21A | Wind
80081 | GWINDT21A | Wind
80081 | GWINDT21A | Wind
80137 | CSDR89 | DCTie
80137 | CSDR89 | DCTie
80138 | CSDR7 | DCTie
80139 | CSDR56 | DCTie
80139 | CSDR56 | DCTie
80140 | CSDR11 | DCTie
80180 | PNSCALT11A | Wind
80180 | PNSCALT11A | Wind
80181 | PNSCALT21A | Wind
80181 | PNSCALT21A | Wind
80223 | REYSHR G | Cogen
80224 | VISTRONG1 | Cogen
80225 | VISTRONG2 | Cogen
80226 | ALCOA G | Cogen
80227 | AIRCO G | Cogen
80263 | B_DAVIS31A | CC
80264 | B_DAVIS41A | CC
80265 | LARECU40A | GGT
80266 | LARECU50A | GGT
86104 | CID-138 | DCTie
86105 | CID-230 | DCTie
86106 | CUF-230 | DCTie
86107 | CUF-138 | DCTie
88198 | BEEVILLE | AVR
88253 | HAMILTON | BLT
88299 | ZAPATA | BLT
88508 | FALFURRI | AVR