## Set up
Step 1 | Go to the Zones worksheet in this workbook. Make sure that the source and sink zones are set correctly and the "1"s and "-1"s are correct |  | Summary of Key Data points | Value
File Description: Cont_ Sarc to Comchess OL_ Murry to Paint
Step 2 | Open Dennis' file that needs to have the data transferred, same file that is listed in cell K27 |  | Number of units | 645
|  |  | Dec PTDF cutoff point | 543
Step 3 | Copy columns J:X from an old Dennis' Sheet to the new sheet (if first round of a new alaysis) |  | Dec PTDF cutoff unit | MESQUITW_1G
|  |  | Dec 10% unit | KMICHICT5_G
Step 4 | Mark the contingencies and monitored element set by a "y" in column K of Dennis' sheet, if there are a match on the filename use something to make unique |  | Dec max cumltv zone impact - cumltv zone share | 0.021978
|  |  | Dec max cumltv zone impact - cumltv zone share pt | 136
Step 5 | Enter Dennis' file name into cell K27 |  | Dec max cumltv zone impact - cumltv zone share unit | THOUSE_2G
|  |  | North Zonal weighted AWGSF | 0.0035868
Step 6 | click the step one button |  | West Zonal weighted AWGSF | -0.032605
|  |  | Inc PTDF cutoff point | 102
Step 7 | Enter the line ratings in Dennis' workbook, the Input worksheet, in the cells |  | Inc PTDF cutoff unit | OKLA0A
| X6:X30, or to the end of the selected list. |  | Inc 10% unit | MRGNCG_3G
|  |  | Inc max cumltv zone impact - cumltv zone share | 0.033405
Step 8 | Check to see that the number of generators in Dennis' file matches the length |  | Inc max cumltv zone impact - cumltv zone share pt | 28
| of the formulas in columns L:V (Distributed Slack - Dec) have been copied through to the apporpriate number of rows |  | Inc max cumltv zone impact - cumltv zone share unit | MRGNFG_6G
| If Dennis' sheet data is less than this file then clear any old unit data in columns A:K of this workbook to match the correct leng |  | North Zonal weighted AWGSF | 0.0035868
| It is only necessary to match the Distributed Slack - Dec worksheet. |  | West Zonal weighted AWGSF | -0.032605
|  |  | Min of zone correlation | 0.016683
Step 9 | Click the step 2 button |  | Bounary gen in West Zone | 0
| The last file saved will still be open, yopu will need to close this file. |  | Bounary gen in soucre zone as % of line | 0%
| This sheet willno longer be open. |  | Bounary gen in North Zone | 0
|  |  | Bounary gen in soucre zone as % of line | 0
|  |  | OL element line rating | 155
|  |  | North Zonal weighted AWGSF | 0.0035868
|  | NW_043009automation.xls | West Zonal weighted AWGSF | -0.032605
Copy Dennis' data step 1
Copy Dennis' Data Step 2

## Distributed Slack - Dec
Number of Bus | Name of Bus | ID | Area Name of Gen | AGC | P Sensitivity of Bus | Gen MW | Min MW | Max MW | V Sensitivity of Bus | Set Volt | Tech Type | Zone Impact | Zone Correlation | Inc Max | Dec Max | Souce S.F. Weighting | Souce Capacity | Sink S.F. Weighting | Sink Capacity | PTDF Calc | PTDF Weighting | Cumulative Share of Zonal Cap | Cumulative Share of Zonal Impact | Cont_ Sarc to Comchess OL_ Murry to Paint |  | i_PTDF_DEC_pt | 543 |  | THOUSE_2G | Unit at max
1433 | GRHAMSES_1G | 1 | North | YES | 0.065431 | 242 | 60 | 242 | 0 | 1.038 | GST | 1 | 0.098036 | 242 | 242 | 15.8343 | 242 |  |  | 0.098036 | 23.7247 | 0.0040462 | 0.011284 |  |  | i_10pctunit | 49 |  | 136 | # units @ max
1600 | BARTNWND_1G | 1 | North | YES | 0.03735 | 12 | 0 | 120 | 0 | 1.022 | Wind | 1 | 0.069955 | 0 | 120 | 4.482 | 120 |  |  | 0.069955 | 8.3946 | 0.0060526 | 0.015277 |  |  | # units | 645 |  | 0.021978 | delta max
344 | MRSSHPRD | 1 | North | YES | 0.021835 | 0 | 0 | 12 |  | 1.03 | Hydro | 1 | 0.05444 | 0 | 0 | 0 | 0 |  |  | 0.05444 | 0 | 0.0060526 | 0.015277 | [5 empty] | Delta
345 | MRSSHPRD01 | 2 | North | YES | 0.021835 | 0 | 0 | 12 |  | 1.03 | Hydro | 1 | 0.05444 | 0 | 0 | 0 | 0 |  |  | 0.05444 | 0 | 0.0060526 | 0.015277 | Weighted Shift Factors |  |  |  | 1 | 0.0072377
332 | RWMILLER01 | 1 | North | YES | 0.012582 | 58.4 | 18.5 | 73 | 0 | 1.04 | GST | 1 | 0.045187 | 73 | 73 | 0.91849 | 73 |  |  | 0.045187 | 3.2987 | 0.0072732 | 0.016845 | North | 0.0035868 |  |  | 2 | 0.009224
333 | RWMILLER02 | 2 | North | YES | 0.012582 | 95.2 | 37 | 119 | 0 | 1.04 | GST | 1 | 0.045187 | 119 | 119 | 1.4973 | 119 |  |  | 0.045187 | 5.3773 | 0.0092629 | 0.019403 | West | -0.032605 |  |  | 3 | 0.009224
334 | RWMILLER03 | 3 | North | YES | 0.012582 | 166.4 | 65 | 208 | 0 | 1.04 | GST | 1 | 0.045187 | 208 | 208 | 2.6171 | 208 |  |  | 0.045187 | 9.3989 | 0.012741 | 0.023873 |  |  |  |  | 4 | 0.009224
335 | RWMILLER04 | 4 | North | YES | 0.012582 | 81.6 | 0 | 102 | 0 | 1.04 | GST | 1 | 0.045187 | 102 | 102 | 1.2834 | 102 |  |  | 0.045187 | 4.6091 | 0.014446 | 0.026066 |  |  |  |  | 5 | 0.0095723
336 | RWMILLER05 | 5 | North | YES | 0.012582 | 80.8 | 0 | 101 | 0 | 1.04 | GST | 1 | 0.045187 | 101 | 101 | 1.2708 | 101 |  |  | 0.045187 | 4.5639 | 0.016135 | 0.028236 |  |  |  |  | 6 | 0.01014
503 | NTHTEXAS01 | 1 | North | YES | 0.012321 | 0 | 5 | 18 |  | 1.015 | GST | 1 | 0.044926 | 18 | 18 | 0.22178 | 18 |  |  | 0.044926 | 0.80867 | 0.016436 | 0.028621 |  |  |  |  | 7 | 0.011133
504 | NTHTEXAS02 | 2 | North | YES | 0.012321 | 14.4 | 5 | 18 |  | 1.015 | GST | 1 | 0.044926 | 18 | 18 | 0.22178 | 18 |  |  | 0.044926 | 0.80867 | 0.016737 | 0.029005 |  |  |  |  | 8 | 0.011619
505 | NTHTEXAS03 | 3 | North | YES | 0.012321 | 30.4 | 15 | 38 |  | 1.015 | GST | 1 | 0.044926 | 38 | 38 | 0.4682 | 38 |  |  | 0.044926 | 1.7072 | 0.017372 | 0.029817 |  |  |  |  | 9 | 0.012101
1479 | WFCOGEN_1G | 1 | North | YES | 0.009768 | 16 | 12 | 20 | 0 | 1 | Cogen | 1 | 0.042373 | 0 | 0 | 0 | 0 |  |  | 0.042373 | 0 | 0.017372 | 0.029817 |  |  |  |  | 10 | 0.012185
1479 | WFCOGEN_1G | 2 | North | YES | 0.009768 | 16 | 12 | 20 | 0 | 1 | Cogen | 1 | 0.042373 | 0 | 0 | 0 | 0 |  |  | 0.042373 | 0 | 0.017372 | 0.029817 |  |  |  |  | 11 | 0.012269
1482 | WFCOGEN_2G | 2 | North | YES | 0.009768 | 13.6 | 12 | 17 | 0 | 1 | Cogen | 1 | 0.042373 | 0 | 0 | 0 | 0 |  |  | 0.042373 | 0 | 0.017372 | 0.029817 |  |  |  |  | 12 | 0.012445
1482 | WFCOGEN_2G | 1 | North | YES | 0.009768 | 16 | 12 | 20 | 0 | 1 | Cogen | 1 | 0.042373 | 0 | 0 | 0 | 0 |  |  | 0.042373 | 0 | 0.017372 | 0.029817 |  |  |  |  | 13 | 0.012445
580 | JCKCNTY801 | 1 | North | YES | 0.009462 | 288 | 0 | 288 | 0 | 1.022 | CC | 1 | 0.042067 | 288 | 288 | 2.7251 | 288 |  |  | 0.042067 | 12.1153 | 0.022187 | 0.03558 |  |  |  |  | 14 | 0.012445
581 | JCKCNTY802 | 2 | North | YES | 0.009462 | 147 | 0 | 147 | 0 | 1.022 | CC | 1 | 0.042067 | 147 | 147 | 1.3909 | 147 |  |  | 0.042067 | 6.1838 | 0.024645 | 0.038521 |  |  |  |  | 15 | 0.012445
582 | JCKCNTY803 | 3 | North | YES | 0.009462 | 147 | 0 | 147 | 0 | 1.022 | CC | 1 | 0.042067 | 147 | 147 | 1.3909 | 147 |  |  | 0.042067 | 6.1838 | 0.027103 | 0.041462 |  |  |  |  | 16 | 0.012445
728 | WOLFRIDGE801 | 1 | North | YES | 0.006506 | 11.2 | 0 | 112.5 | 0 | 0.99 | Wind | 1 | 0.039111 | 0 | 112.5 | 0.73193 | 112.5 |  |  | 0.039111 | 4.4 | 0.028984 | 0.043555 |  |  |  |  | 17 | 0.013392
1643 | SLSTR1PP_1G | 1 | North | YES | 0.006183 | 6 | 0 | 60 | 0 | 1.022 | Wind | 1 | 0.038788 | 0 | 60 | 0.37098 | 60 |  |  | 0.038788 | 2.3273 | 0.029987 | 0.044662 |  |  |  |  | 18 | 0.013876
1861 | EAGLEMNT_1G | MB | North | YES | 0.00454 | 0 | 30 | 112 |  | 1.022 | GST | 1 | 0.037145 | 0 | 0 | 0 | 0 |  |  | 0.037145 | 0 | 0.029987 | 0.044662 |  |  |  |  | 19 | 0.014359
1862 | EAGLEMNT_2G | MB | North | YES | 0.00454 | 0 | 40 | 100 |  | 1.022 | GST | 1 | 0.037145 | 0 | 0 | 0 | 0 |  |  | 0.037145 | 0 | 0.029987 | 0.044662 |  |  |  |  | 20 | 0.014571
1863 | EAGLEMNT_3G | MB | North | YES | 0.00454 | 0 | 50 | 378 |  | 1.022 | GST | 1 | 0.037145 | 0 | 0 | 0 | 0 |  |  | 0.037145 | 0 | 0.029987 | 0.044662 |  |  |  |  | 21 | 0.014674
1892 | DECRDOVA_2G | A | North | YES | 0.003892 | 65 | 65 | 70 | 0 | 1.025 | GGT | 1 | 0.036497 | 70 | 70 | 0.27244 | 70 |  |  | 0.036497 | 2.5548 | 0.031158 | 0.045877 |  |  |  |  | 22 | 0.014674
1893 | DECRDOVA_3G | B | North | YES | 0.003892 | 65 | 65 | 69 | 0 | 1.025 | GGT | 1 | 0.036497 | 69 | 69 | 0.26855 | 69 |  |  | 0.036497 | 2.5183 | 0.032311 | 0.047074 |  |  |  |  | 23 | 0.014674
1894 | DECRDOVA_4G | C | North | YES | 0.003892 | 65 | 65 | 69 | 0 | 1.025 | GGT | 1 | 0.036497 | 69 | 69 | 0.26855 | 69 |  |  | 0.036497 | 2.5183 | 0.033465 | 0.048272 |  |  |  |  | 24 | 0.014674
1895 | DECRDOVA_5G | D | North | YES | 0.003892 | 65 | 65 | 68 | 0 | 1.025 | GGT | 1 | 0.036497 | 68 | 68 | 0.26466 | 68 |  |  | 0.036497 | 2.4818 | 0.034602 | 0.049453 |  |  |  |  | 25 | 0.014719
923 | SPENCER_G4 | 1 | North | YES | 0.003765 | 48 | 20 | 61 | 0 | 1.03 | GST | 1 | 0.03637 | 61 | 61 | 0.22967 | 61 |  |  | 0.03637 | 2.2186 | 0.035622 | 0.050508 |  |  |  |  | 26 | 0.014763
924 | SPENCER_G5 | 1 | North | YES | 0.003765 | 52 | 20 | 66 | 0 | 1.03 | GST | 1 | 0.03637 | 66 | 66 | 0.24849 | 66 |  |  | 0.03637 | 2.4004 | 0.036725 | 0.05165 |  |  |  |  | 27 | 0.014807
366 | JNSNCNTY802 | 1 | North | YES | 0.003628 | 168 | 20 | 168 | 0 | 1.02 | Cogen | 1 | 0.036233 | 0 | 0 | 0 | 0 |  |  | 0.036233 | 0 | 0.036725 | 0.05165 |  |  |  |  | 28 | 0.014851
367 | JNSNCNTY802 | 2 | North | YES | 0.003628 | 90 | 20 | 90 | 0 | 1.02 | Cogen | 1 | 0.036233 | 0 | 0 | 0 | 0 |  |  | 0.036233 | 0 | 0.036725 | 0.05165 |  |  |  |  | 29 | 0.014886
6948 | DENISNDM | 1 | North | YES | 0.003532 | 40 | 5 | 40 |  | 1.015 | Hydro | 1 | 0.036137 | 0 | 0 | 0 | 0 |  |  | 0.036137 | 0 | 0.036725 | 0.05165 |  |  |  |  | 30 | 0.014924
6948 | DENISNDM | 2 | North | YES | 0.003532 | 31 | 5 | 40 |  | 1.015 | Hydro | 1 | 0.036137 | 0 | 0 | 0 | 0 |  |  | 0.036137 | 0 | 0.036725 | 0.05165 |  |  |  |  | 31 | 0.014924
1947 | HANDLEY_3G | 3 | North | YES | 0.003483 | 316 | 100 | 395 | 0 | 1.022 | GST | 1 | 0.036088 | 395 | 395 | 1.3758 | 395 |  |  | 0.036088 | 14.2548 | 0.04333 | 0.058429 |  |  |  |  | 32 | 0.014924
1949 | HANDLEY_5G | 5 | North | YES | 0.003483 | 348 | 150 | 435 | 0 | 1.022 | GST | 1 | 0.036088 | 435 | 435 | 1.5151 | 435 |  |  | 0.036088 | 15.6983 | 0.050603 | 0.065896 |  |  |  |  | 33 | 0.014924
1948 | HANDLEY_4G | 4 | North | YES | 0.003479 | 348 | 150 | 435 | 0 | 1.022 | GST | 1 | 0.036084 | 435 | 435 | 1.5134 | 435 |  |  | 0.036084 | 15.6965 | 0.057876 | 0.073361 |  |  |  |  | 34 | 0.014924
1687 | VALLEY_1G | 1 | North | YES | 0.003473 | 136 | 15 | 170 | 0 | 1.029 | GST | 1 | 0.036078 | 170 | 170 | 0.59041 | 170 |  |  | 0.036078 | 6.1333 | 0.060718 | 0.076278 |  |  |  |  | 35 | 0.0151
1688 | VALLEY_2G | 2 | North | YES | 0.003473 | 527 | 90 | 527 | 0 | 1.029 | GSC | 1 | 0.036078 | 527 | 527 | 1.8303 | 527 |  |  | 0.036078 | 19.0131 | 0.06953 | 0.085321 |  |  |  |  | 36 | 0.015293
2371 | COLLIN_1G | MB | North | YES | 0.003449 | 0 | 40 | 138 |  | 1.022 | GST | 1 | 0.036054 | 0 | 0 | 0 | 0 |  |  | 0.036054 | 0 | 0.06953 | 0.085321 |  |  |  |  | 37 | 0.015485
2381 | NTHLK1_G | 1 | North | YES | 0.00339 | 0 | 35 | 156 |  | 1.022 | GST | 1 | 0.035995 | 156 | 156 | 0.52884 | 156 |  |  | 0.035995 | 5.6152 | 0.072138 | 0.087992 |  |  |  |  | 38 | 0.01556
2382 | NTHLK2_G | 2 | North | YES | 0.00339 | 0 | 35 | 181 |  | 1.022 | GST | 1 | 0.035995 | 181 | 181 | 0.61359 | 181 |  |  | 0.035995 | 6.5151 | 0.075165 | 0.091091 |  |  |  |  | 39 | 0.015792
2383 | NTHLK3_G | 3 | North | YES | 0.00339 | 0 | 50 | 329 |  | 1.022 | GST | 1 | 0.035995 | 329 | 329 | 1.1153 | 329 |  |  | 0.035995 | 11.8424 | 0.080665 | 0.096723 |  |  |  |  | 40 | 0.015792
1689 | VALLEY_3G | 3 | North | YES | 0.003385 | 0 | 25 | 375 |  | 1.003 | GST | 1 | 0.03599 | 375 | 375 | 1.2694 | 375 |  |  | 0.03599 | 13.4963 | 0.086935 | 0.10314 |  |  |  |  | 41 | 0.015854
11691 | KMICHICT1_G | 1 | North | YES | 0.003385 | 144 | 80 | 144 | 0 | 1.026 | CC | 1 | 0.03599 | 144 | 144 | 0.48744 | 144 |  |  | 0.03599 | 5.1826 | 0.089343 | 0.10561 |  |  |  |  | 42 | 0.015926
11692 | KMICHICT2_G | 2 | North | YES | 0.003385 | 146 | 80 | 146 | 0 | 1.026 | CC | 1 | 0.03599 | 146 | 146 | 0.49421 | 146 |  |  | 0.03599 | 5.2545 | 0.091784 | 0.10811 |  |  |  |  | 43 | 0.016058
11693 | KMICHIST3_G | 3 | North | YES | 0.003385 | 312 | 60 | 312 | 0 | 1.026 | CC | 1 | 0.03599 | 312 | 312 | 1.0561 | 312 |  |  | 0.03599 | 11.2289 | 0.097001 | 0.11345 |  |  |  |  | 44 | 0.016207
11694 | KMICHICT4_G | 4 | North | YES | 0.003385 | 144 | 80 | 144 | 0 | 1.026 | CC | 1 | 0.03599 | 144 | 144 | 0.48744 | 144 |  |  | 0.03599 | 5.1826 | 0.099408 | 0.11591 |  |  |  |  | 45 | 0.016264
11695 | KMICHICT5_G | 5 | North | YES | 0.003385 | 148 | 80 | 148 | 0 | 1.026 | CC | 1 | 0.03599 | 148 | 148 | 0.50098 | 148 |  |  | 0.03599 | 5.3265 | 0.10188 | 0.11845 |  |  |  |  | 46 | 0.016322
11696 | KMICHIST6_G | 6 | North | YES | 0.003385 | 310 | 60 | 310 | 0 | 1.026 | CC | 1 | 0.03599 | 310 | 310 | 1.0494 | 310 |  |  | 0.03599 | 11.1569 | 0.10707 | 0.12375 |  |  |  |  | 47 | 0.016446
244 | WHITNYDM01 | 1 | North | YES | 0.003384 | 15 | 0 | 15 | 0 | 1.035 | Hydro | 1 | 0.035989 | 0 | 0 | 0 | 0 |  |  | 0.035989 | 0 | 0.10707 | 0.12375 |  |  |  |  | 48 | 0.016504
245 | WHITNYDM02 | 2 | North | YES | 0.003384 | 15 | 0 | 15 | 0 | 1.035 | Hydro | 1 | 0.035989 | 0 | 0 | 0 | 0 |  |  | 0.035989 | 0 | 0.10707 | 0.12375 |  |  |  |  | 49 | 0.016563
1675 | PEC_1G | 1 | North | YES | 0.003378 | 76.7 | 35 | 76.7 | 0 | 1.022 | Cogen | 1 | 0.035983 | 0 | 0 | 0 | 0 |  |  | 0.035983 | 0 | 0.10707 | 0.12375 |  |  |  |  | 50 | 0.016686
1676 | PEC_2G | 2 | North | YES | 0.003378 | 79.6 | 35 | 79.6 | 0 | 1.022 | Cogen | 1 | 0.035983 | 0 | 0 | 0 | 0 |  |  | 0.035983 | 0 | 0.10707 | 0.12375 |  |  |  |  | 51 | 0.016686
1677 | PEC_3G | 3 | North | YES | 0.003378 | 88.4 | 35 | 88.4 | 0 | 1.022 | Cogen | 1 | 0.035983 | 0 | 0 | 0 | 0 |  |  | 0.035983 | 0 | 0.10707 | 0.12375 |  |  |  |  | 52 | 0.016686
1678 | LAMARPWR_1G | 1 | North | YES | 0.003374 | 160 | 67.7 | 160 | 0 | 1.038 | CC | 1 | 0.035979 | 160 | 160 | 0.53984 | 160 |  |  | 0.035979 | 5.7566 | 0.10974 | 0.12649 |  |  |  |  | 53 | 0.016686
1679 | LAMARPWR_2G | 2 | North | YES | 0.003374 | 156 | 67.7 | 156 | 0 | 1.038 | CC | 1 | 0.035979 | 156 | 156 | 0.52634 | 156 |  |  | 0.035979 | 5.6127 | 0.11235 | 0.12916 |  |  |  |  | 54 | 0.016686
1680 | LAMARPWR_3G | 3 | North | YES | 0.003374 | 196 | 129.1 | 196 | 0 | 1.038 | CC | 1 | 0.035979 | 196 | 196 | 0.6613 | 196 |  |  | 0.035979 | 7.0519 | 0.11563 | 0.13251 |  |  |  |  | 55 | 0.016686
1681 | LAMARPWR_4G | 4 | North | YES | 0.003374 | 156 | 67.7 | 156 | 0 | 1.038 | CC | 1 | 0.035979 | 156 | 156 | 0.52634 | 156 |  |  | 0.035979 | 5.6127 | 0.11824 | 0.13518 |  |  |  |  | 56 | 0.016749
1682 | LAMARPWR_5G | 5 | North | YES | 0.003374 | 157 | 67.7 | 157 | 0 | 1.038 | CC | 1 | 0.035979 | 157 | 157 | 0.52972 | 157 |  |  | 0.035979 | 5.6487 | 0.12086 | 0.13787 |  |  |  |  | 57 | 0.01681
1683 | LAMARPWR_6G | 6 | North | YES | 0.003374 | 198 | 129.1 | 198 | 0 | 1.038 | CC | 1 | 0.035979 | 198 | 198 | 0.66805 | 198 |  |  | 0.035979 | 7.1238 | 0.12417 | 0.14126 |  |  |  |  | 58 | 0.016887
1701 | MOSES_1G | 1 | North | YES | 0.003345 | 558 | 175 | 558 | 0 | 1.023 | LIGCO | 1 | 0.03595 | 0 | 558 | 1.8665 | 558 |  |  | 0.03595 | 20.0601 | 0.1335 | 0.1508 |  |  |  |  | 59 | 0.016948
1702 | MOSES_2G | 2 | North | YES | 0.003345 | 579 | 175 | 579 | 0 | 1.023 | LIGCO | 1 | 0.03595 | 0 | 579 | 1.9368 | 579 |  |  | 0.03595 | 20.8151 | 0.14318 | 0.1607 |  |  |  |  | 60 | 0.01701
1703 | MOSES_3G | 3 | North | YES | 0.003345 | 808 | 463 | 808 | 0 | 1.023 | LIGCO | 1 | 0.03595 | 0 | 808 | 2.7028 | 808 |  |  | 0.03595 | 29.0476 | 0.15669 | 0.17451 |  |  |  |  | 61 | 0.017087
5925 | DCEAST | EQ | North | YES | 0.003345 | 400.3 | -600 | 600 | 0 | 1.025 | DCTie | 1 | 0.03595 | 0 | 0 | 0 | 0 |  |  | 0.03595 | 0 | 0.15669 | 0.17451 |  |  |  |  | 62 | 0.017299
842 | OLINGER_G1 | 1 | North | YES | 0.00331 | 55.4 | 20 | 79 | 0 | 1.03 | GST | 1 | 0.035915 | 79 | 79 | 0.26149 | 79 |  |  | 0.035915 | 2.8373 | 0.15801 | 0.17586 |  |  |  |  | 63 | 0.017518
843 | OLINGER_G2 | 1 | North | YES | 0.00331 | 76.2 | 25 | 110 | 0 | 1.03 | GST | 1 | 0.035915 | 110 | 110 | 0.3641 | 110 |  |  | 0.035915 | 3.9507 | 0.15985 | 0.17774 |  |  |  |  | 64 | 0.017824
844 | OLINGER_G3 | 1 | North | YES | 0.00331 | 103.9 | 45 | 150 | 0 | 1.03 | GST | 1 | 0.035915 | 150 | 150 | 0.4965 | 150 |  |  | 0.035915 | 5.3873 | 0.16236 | 0.18031 |  |  |  |  | 65 | 0.017824
845 | OLINGER_G4 | 1 | North | YES | 0.00331 | 51.9 | 0 | 76 | 0 | 1.03 | GGT | 1 | 0.035915 | 76 | 76 | 0.25156 | 76 |  |  | 0.035915 | 2.7295 | 0.16363 | 0.1816 |  |  |  |  | 66 | 0.017852
837 | NEWMAN_G5 | 1 | North | YES | 0.003305 | 0 | 15 | 40 |  | 1.01 | GST | 1 | 0.03591 | 40 | 40 | 0.1322 | 40 |  |  | 0.03591 | 1.4364 | 0.1643 | 0.18229 |  |  |  |  | 67 | 0.017892
948 | STEAM1 | 1 | North | YES | 0.003303 | 0 | 12 | 20 |  | 1.02 | GST | 1 | 0.035908 | 20 | 20 | 0.06606 | 20 |  |  | 0.035908 | 0.71816 | 0.16463 | 0.18263 |  |  |  |  | 68 | 0.017946
949 | STEAM2 | 1 | North | YES | 0.003303 | 26 | 8 | 26 | 0 | 0.99 | GST | 1 | 0.035908 | 26 | 26 | 0.085878 | 26 |  |  | 0.035908 | 0.93361 | 0.16507 | 0.18307 |  |  |  |  | 69 | 0.017974
950 | STEAM3 | 1 | North | YES | 0.003303 | 41 | 13 | 42 | 0 | 1.02 | GST | 1 | 0.035908 | 42 | 42 | 0.13873 | 42 |  |  | 0.035908 | 1.5081 | 0.16577 | 0.18379 |  |  |  |  | 70 | 0.017988
2451 | LKHB1_G | 1 | North | YES | 0.003269 | 0 | 80 | 391 |  | 1.022 | GST | 1 | 0.035874 | 391 | 391 | 1.2782 | 391 |  |  | 0.035874 | 14.0267 | 0.17231 | 0.19046 |  |  |  |  | 71 | 0.017995
2452 | LKHB2_G | 2 | North | YES | 0.003269 | 516 | 80 | 516 | 0 | 1.022 | GST | 1 | 0.035874 | 516 | 516 | 1.6868 | 516 |  |  | 0.035874 | 18.511 | 0.18093 | 0.19927 |  |  |  |  | 72 | 0.018005
1889 | DECRDOVA_1G | 1 | North | YES | 0.003262 | 779 | 255 | 779 | 0 | 1.02 | GSC | 1 | 0.035867 | 779 | 779 | 2.5411 | 779 |  |  | 0.035867 | 27.9404 | 0.19396 | 0.21255 |  |  |  |  | 73 | 0.01802
12440 | PARKD_1SVC8 | 1 | North | YES | 0.003258 | 0 | 0 | 0 | 0 | 1.007 | GST | 1 | 0.035863 | 0 | 0 | 0 | 0 |  |  | 0.035863 | 0 | 0.19396 | 0.21255 |  |  |  |  | 74 | 0.018154
12449 | PARKD_2SVC8 | 1 | North | YES | 0.003258 | 0 | 0 | 0 | 0 | 1.007 | GST | 1 | 0.035863 | 0 | 0 | 0 | 0 |  |  | 0.035863 | 0 | 0.19396 | 0.21255 |  |  |  |  | 75 | 0.01833
2413 | MTCK6_G | 6 | North | YES | 0.003257 | 0 | 30 | 118 |  | 1.022 | GST | 1 | 0.035862 | 118 | 118 | 0.38433 | 118 |  |  | 0.035862 | 4.2317 | 0.19593 | 0.21457 |  |  |  |  | 76 | 0.018595
2414 | MTCK7_G | 7 | North | YES | 0.003257 | 0 | 30 | 115 |  | 1.022 | GST | 1 | 0.035862 | 115 | 115 | 0.37456 | 115 |  |  | 0.035862 | 4.1241 | 0.19786 | 0.21653 |  |  |  |  | 77 | 0.018595
2417 | MTCK8_G | 8 | North | YES | 0.003257 | 444.8 | 60 | 556 | 0 | 1.022 | GSC | 1 | 0.035862 | 556 | 556 | 1.8109 | 556 |  |  | 0.035862 | 19.9393 | 0.20715 | 0.22601 |  |  |  |  | 78 | 0.018595
12411 | FPLEFR1A_G | 1 | North | YES | 0.003257 | 161 | 72 | 161 | 0 | 1 | CC | 1 | 0.035862 | 161 | 161 | 0.52438 | 161 |  |  | 0.035862 | 5.7738 | 0.20984 | 0.22876 |  |  |  |  | 79 | 0.018634
12412 | FPLEFR1B_G | 2 | North | YES | 0.003257 | 164 | 72 | 164 | 0 | 1 | CC | 1 | 0.035862 | 164 | 164 | 0.53415 | 164 |  |  | 0.035862 | 5.8814 | 0.21259 | 0.23156 |  |  |  |  | 80 | 0.018673
12413 | FPLEFR1C_G | 3 | North | YES | 0.003257 | 164 | 72 | 164 | 0 | 1 | CC | 1 | 0.035862 | 164 | 164 | 0.53415 | 164 |  |  | 0.035862 | 5.8814 | 0.21533 | 0.23435 |  |  |  |  | 81 | 0.01886
12414 | FPLEFR1S_G | 4 | North | YES | 0.003257 | 414 | 191 | 414 | 0 | 1 | CC | 1 | 0.035862 | 414 | 414 | 1.3484 | 414 |  |  | 0.035862 | 14.8469 | 0.22225 | 0.24141 |  |  |  |  | 82 | 0.018914
12421 | FPLEFR2A_G | 1 | North | YES | 0.003257 | 162 | 72 | 162 | 0 | 1 | CC | 1 | 0.035862 | 162 | 162 | 0.52763 | 162 |  |  | 0.035862 | 5.8096 | 0.22496 | 0.24418 |  |  |  |  | 83 | 0.01897
12422 | FPLEFR2B_G | 2 | North | YES | 0.003257 | 161 | 72 | 161 | 0 | 1 | CC | 1 | 0.035862 | 161 | 161 | 0.52438 | 161 |  |  | 0.035862 | 5.7738 | 0.22765 | 0.24692 |  |  |  |  | 84 | 0.019025
12423 | FPLEFR2C_G | 3 | North | YES | 0.003257 | 163 | 72 | 163 | 0 | 1 | CC | 1 | 0.035862 | 163 | 163 | 0.53089 | 163 |  |  | 0.035862 | 5.8455 | 0.23038 | 0.2497 |  |  |  |  | 85 | 0.019164
12424 | FPLEFR2S_G | 4 | North | YES | 0.003257 | 415 | 191 | 415 | 0 | 1 | CC | 1 | 0.035862 | 415 | 415 | 1.3517 | 415 |  |  | 0.035862 | 14.8827 | 0.23731 | 0.25678 |  |  |  |  | 86 | 0.019219
12322 | ENNSTRAC_1G | 1 | North | YES | 0.003195 | 196 | 130 | 196 | 0 | 1.036 | CC | 1 | 0.0358 | 196 | 196 | 0.62622 | 196 |  |  | 0.0358 | 7.0168 | 0.24059 | 0.26012 |  |  |  |  | 87 | 0.019273
12323 | ENNSTRAC_2G | 2 | North | YES | 0.003195 | 116 | 100 | 116 | 0 | 1.036 | CC | 1 | 0.0358 | 116 | 116 | 0.37062 | 116 |  |  | 0.0358 | 4.1528 | 0.24253 | 0.26209 |  |  |  |  | 88 | 0.019328
1937 | MDLTHELP_5G | 5 | North | YES | 0.003174 | 224 | 74 | 224 | 0 | 1 | CC | 1 | 0.035779 | 224 | 224 | 0.71098 | 224 |  |  | 0.035779 | 8.0145 | 0.24628 | 0.26591 |  |  |  |  | 89 | 0.019468
1938 | MDLTHELP_6G | 6 | North | YES | 0.003174 | 226 | 74 | 226 | 0 | 1 | CC | 1 | 0.035779 | 226 | 226 | 0.71732 | 226 |  |  | 0.035779 | 8.0861 | 0.25006 | 0.26975 |  |  |  |  | 90 | 0.019528
1943 | MDLTHELP_3G | 3 | North | YES | 0.003174 | 212 | 74 | 212 | 0 | 1 | CC | 1 | 0.035779 | 212 | 212 | 0.67289 | 212 |  |  | 0.035779 | 7.5851 | 0.2536 | 0.27336 |  |  |  |  | 91 | 0.019564
1944 | MDLTHELP_4G | 4 | North | YES | 0.003174 | 211 | 74 | 211 | 0 | 1 | CC | 1 | 0.035779 | 211 | 211 | 0.66971 | 211 |  |  | 0.035779 | 7.5494 | 0.25713 | 0.27695 |  |  |  |  | 92 | 0.01963
1941 | MDLTHELP_1G | 1 | North | YES | 0.003138 | 216.4 | 74 | 216.4 | 0 | 1 | CC | 1 | 0.035743 | 216.4 | 216.4 | 0.67906 | 216.4 |  |  | 0.035743 | 7.7348 | 0.26075 | 0.28063 |  |  |  |  | 93 | 0.019697
1942 | MDLTHELP_2G | 2 | North | YES | 0.003138 | 216.1 | 74 | 216.1 | 0 | 1 | CC | 1 | 0.035743 | 216.1 | 216.1 | 0.67812 | 216.1 |  |  | 0.035743 | 7.7241 | 0.26436 | 0.2843 |  |  |  |  | 94 | 0.01976
3097 | MARTLAKE_1G | 1 | North | YES | 0.003131 | 790 | 500 | 790 | 0 | 1.017 | LIGCO | 1 | 0.035736 | 0 | 790 | 2.4735 | 790 |  |  | 0.035736 | 28.2314 | 0.27757 | 0.29773 |  |  |  |  | 95 | 0.019823
3098 | MARTLAKE_2G | 2 | North | YES | 0.003131 | 795 | 461 | 795 | 0 | 1.017 | LIGCO | 1 | 0.035736 | 0 | 795 | 2.4891 | 795 |  |  | 0.035736 | 28.4101 | 0.29086 | 0.31124 |  |  |  |  | 96 | 0.019884
3099 | MARTLAKE_3G | 3 | North | YES | 0.003131 | 804 | 500 | 804 | 0 | 1.017 | LIGCO | 1 | 0.035736 | 0 | 804 | 2.5173 | 804 |  |  | 0.035736 | 28.7317 | 0.3043 | 0.32491 |  |  |  |  | 97 | 0.019944
13116 | TGATEWAY_1G | 1 | North | YES | 0.003114 | 151 | 30 | 151 | 0 | 1.0232 | CC | 1 | 0.035719 | 151 | 151 | 0.47021 | 151 |  |  | 0.035719 | 5.3936 | 0.30683 | 0.32747 |  |  |  |  | 98 | 0.020163
13117 | TGATEWAY_2G | 2 | North | YES | 0.003114 | 130 | 30 | 130 | 0 | 1.0232 | CC | 1 | 0.035719 | 130 | 130 | 0.40482 | 130 |  |  | 0.035719 | 4.6435 | 0.309 | 0.32968 |  |  |  |  | 99 | 0.020383
13118 | TGATEWAY_3G | 3 | North | YES | 0.003114 | 148 | 30 | 148 | 0 | 1.0232 | CC | 1 | 0.035719 | 148 | 148 | 0.46087 | 148 |  |  | 0.035719 | 5.2864 | 0.31148 | 0.3322 |  |  |  |  | 100 | 0.020606
13119 | TGATEWAY_4G | 4 | North | YES | 0.003114 | 399 | 65 | 399 | 0 | 1.0232 | CC | 1 | 0.035719 | 399 | 399 | 1.2425 | 399 |  |  | 0.035719 | 14.2519 | 0.31815 | 0.33898 |  |  |  |  | 101 | 0.020646
3126 | TRINIDAD_6G | 1 | North | YES | 0.003107 | 179.2 | 46 | 224 | 0 | 1 | GST | 1 | 0.035712 | 224 | 224 | 0.69597 | 224 |  |  | 0.035712 | 7.9995 | 0.32189 | 0.34278 |  |  |  |  | 102 | 0.020681
3348 | CHAMPION_1G | MB | North | YES | 0.003099 | 0 | 42 | 42 |  | 1 | Cogen | 1 | 0.035704 | 0 | 0 | 0 | 0 |  |  | 0.035704 | 0 | 0.32189 | 0.34278 |  |  |  |  | 103 | 0.020721
3309 | ASPN_G | 1 | North | YES | 0.003097 | 50 | 0 | 50 |  | 1 | Bio | 1 | 0.035702 | 50 | 50 | 0.15485 | 50 |  |  | 0.035702 | 1.7851 | 0.32273 | 0.34363 |  |  |  |  | 104 | 0.020828
3107 | STRYKER_1G | 1 | North | YES | 0.003094 | 145.6 | 45 | 182 | 0 | 1.029 | GST | 1 | 0.035699 | 182 | 182 | 0.56311 | 182 |  |  | 0.035699 | 6.4972 | 0.32577 | 0.34672 |  |  |  |  | 105 | 0.020888
3108 | STRYKER_2G | 2 | North | YES | 0.003094 | 484 | 75 | 484 | 0 | 1.029 | GST | 1 | 0.035699 | 484 | 484 | 1.4975 | 484 |  |  | 0.035699 | 17.2783 | 0.33386 | 0.35494 |  |  |  |  | 106 | 0.020888
1877 | WLFHOLW_1G | 1 | North | YES | 0.003091 | 217.3 | 89.2 | 217.3 | 0 | 1.032 | CC | 1 | 0.035696 | 217.3 | 217.3 | 0.67167 | 217.3 |  |  | 0.035696 | 7.7567 | 0.3375 | 0.35863 |  |  |  |  | 107 | 0.020901
1878 | WLFHOLW_2G | 2 | North | YES | 0.003091 | 215.7 | 105 | 215.7 | 0 | 1.032 | CC | 1 | 0.035696 | 215.7 | 215.7 | 0.66673 | 215.7 |  |  | 0.035696 | 7.6996 | 0.3411 | 0.36229 |  |  |  |  | 108 | 0.020948
1879 | WLFHOLW_3G | 3 | North | YES | 0.003091 | 272.4 | 89.2 | 272.4 | 0 | 1.032 | CC | 1 | 0.035696 | 272.4 | 272.4 | 0.84199 | 272.4 |  |  | 0.035696 | 9.7236 | 0.34566 | 0.36691 |  |  |  |  | 109 | 0.021073
1898 | COMCHEPK_1G | 1 | North | YES | 0.003066 | 1217 | 1150 | 1217 | 0 | 1.032 | Nuc | 1 | 0.035671 | 0 | 0 | 0 | 0 |  |  | 0.035671 | 0 | 0.34566 | 0.36691 |  |  |  |  | 110 | 0.021129
1899 | COMCHEPK_2G | 2 | North | YES | 0.003066 | 1159 | 1128 | 1159 | 0 | 1.032 | Nuc | 1 | 0.035671 | 0 | 0 | 0 | 0 |  |  | 0.035671 | 0 | 0.34566 | 0.36691 |  |  |  |  | 111 | 0.021185
251 | BOSQUESW803 | 2 | North | YES | 0.00298 | 150 | 0 | 150 | 0 | 1.032 | CC | 1 | 0.035585 | 150 | 150 | 0.447 | 150 |  |  | 0.035585 | 5.3378 | 0.34817 | 0.36945 |  |  |  |  | 112 | 0.021255
253 | BOSQUESW804 | 2 | North | YES | 0.00298 | 80 | 0 | 80 | 0 | 1.032 | CC | 1 | 0.035585 | 80 | 80 | 0.2384 | 80 |  |  | 0.035585 | 2.8468 | 0.3495 | 0.37081 |  |  |  |  | 113 | 0.021255
13134 | CALFREST_4G | 4 | North | YES | 0.002945 | 151.5 | 40 | 151.5 | 0 | 1.031 | CC | 1 | 0.03555 | 151.5 | 151.5 | 0.44617 | 151.5 |  |  | 0.03555 | 5.3858 | 0.35204 | 0.37337 |  |  |  |  | 114 | 0.021255
13135 | CALFREST_5G | 5 | North | YES | 0.002945 | 152.3 | 57 | 152.3 | 0 | 1.031 | CC | 1 | 0.03555 | 152.3 | 152.3 | 0.44852 | 152.3 |  |  | 0.03555 | 5.4143 | 0.35458 | 0.37594 |  |  |  |  | 115 | 0.021286
13136 | CALFREST_6G | 6 | North | YES | 0.002945 | 177.5 | 40 | 177.5 | 0 | 1.031 | CC | 1 | 0.03555 | 177.5 | 177.5 | 0.52274 | 177.5 |  |  | 0.03555 | 6.3101 | 0.35755 | 0.37894 |  |  |  |  | 116 | 0.021302
1453 | WCPWRCO_1G | 1 | North | YES | 0.002941 | 204 | 50 | 204 | 0 | 1.02 | CC | 1 | 0.035546 | 204 | 204 | 0.59996 | 204 |  |  | 0.035546 | 7.2514 | 0.36096 | 0.38239 |  |  |  |  | 117 | 0.021331
1454 | WCPWRCO_2G | 2 | North | YES | 0.002941 | 204 | 50 | 204 | 0 | 1.02 | CC | 1 | 0.035546 | 204 | 204 | 0.59996 | 204 |  |  | 0.035546 | 7.2514 | 0.36437 | 0.38584 |  |  |  |  | 118 | 0.021359
1455 | WCPWRCO_3G | 3 | North | YES | 0.002941 | 242 | 50 | 242 |  | 1.02 | CC | 1 | 0.035546 | 242 | 242 | 0.71172 | 242 |  |  | 0.035546 | 8.6021 | 0.36842 | 0.38993 |  |  |  |  | 119 | 0.021393
13131 | CALFREST_1G | 1 | North | YES | 0.002938 | 150.7 | 40 | 150.7 | 0 | 1.031 | CC | 1 | 0.035543 | 150.7 | 150.7 | 0.44276 | 150.7 |  |  | 0.035543 | 5.3563 | 0.37094 | 0.39248 |  |  |  |  | 120 | 0.021431
13132 | CALFREST_2G | 2 | North | YES | 0.002938 | 151 | 57 | 151 | 0 | 1.031 | CC | 1 | 0.035543 | 151 | 151 | 0.44364 | 151 |  |  | 0.035543 | 5.367 | 0.37346 | 0.39503 |  |  |  |  | 121 | 0.021469
13133 | CALFREST_3G | 3 | North | YES | 0.002938 | 177.4 | 40 | 177.4 | 0 | 1.031 | CC | 1 | 0.035543 | 177.4 | 177.4 | 0.5212 | 177.4 |  |  | 0.035543 | 6.3053 | 0.37643 | 0.39803 |  |  |  |  | 122 | 0.021514
3381 | BBRN_1G | 1 | North | YES | 0.002907 | 618 | 225 | 618 | 0 | 1.03 | LIGCO | 1 | 0.035512 | 0 | 618 | 1.7965 | 618 |  |  | 0.035512 | 21.9464 | 0.38676 | 0.40847 |  |  |  |  | 123 | 0.021542
3382 | BBRN_2G | 2 | North | YES | 0.002907 | 589 | 225 | 589 | 0 | 1.03 | LIGCO | 1 | 0.035512 | 0 | 589 | 1.7122 | 589 |  |  | 0.035512 | 20.9166 | 0.39661 | 0.41842 |  |  |  |  | 124 | 0.02157
238 | BOSQUESW505 | 1 | North | YES | 0.002731 | 255 | 0 | 255 | 0 | 1.02 | CC | 1 | 0.035336 | 255 | 255 | 0.69641 | 255 |  |  | 0.035336 | 9.0107 | 0.40087 | 0.4227 |  |  |  |  | 125 | 0.021603
239 | BOSQUESW502 | 1 | North | YES | 0.002731 | 119.2 | 0 | 149 | 0 | 1.02 | GGT | 1 | 0.035336 | 149 | 149 | 0.40692 | 149 |  |  | 0.035336 | 5.2651 | 0.40337 | 0.42521 |  |  |  |  | 126 | 0.021708
247 | BOSQUESW501 | 2 | North | YES | 0.002731 | 124.8 | 0 | 156 | 0 | 1.02 | GGT | 1 | 0.035336 | 156 | 156 | 0.42604 | 156 |  |  | 0.035336 | 5.5124 | 0.40597 | 0.42783 |  |  |  |  | 127 | 0.021808
48721 | LEG_1___1 | 1 | North | YES | 0.002676 | 827 | 357 | 827 | 0 | 1.0348 | LIGCO | 1 | 0.035281 | 0 | 827 | 2.2131 | 827 |  |  | 0.035281 | 29.1774 | 0.4198 | 0.44171 |  |  |  |  | 128 | 0.02183
48722 | LEG_2___2 | 2 | North | YES | 0.002676 | 819 | 357 | 819 | 0 | 1.0348 | LIGCO | 1 | 0.035281 | 0 | 819 | 2.1916 | 819 |  |  | 0.035281 | 28.8951 | 0.43349 | 0.45545 |  |  |  |  | 129 | 0.021843
39960 | TNTNPONE_18 | 1 | North | YES | 0.002589 | 152.3 | 30 | 152.3 |  | 1.04 | LIGCO | 1 | 0.035194 | 0 | 152.3 | 0.3943 | 152.3 |  |  | 0.035194 | 5.36 | 0.43604 | 0.458 |  |  |  |  | 130 | 0.021857
39970 | TNTNPONE_28 | 1 | North | YES | 0.002589 | 153 | 30 | 153 |  | 1.04 | LIGCO | 1 | 0.035194 | 0 | 153 | 0.39612 | 153 |  |  | 0.035194 | 5.3847 | 0.4386 | 0.46056 |  |  |  |  | 131 | 0.021907
3403 | THOUSE_1G | 1 | North | YES | 0.002574 | 563 | 200 | 563 | 0 | 1.012 | GSC | 1 | 0.035179 | 563 | 563 | 1.4492 | 563 |  |  | 0.035179 | 19.8058 | 0.44801 | 0.46998 |  |  |  |  | 132 | 0.021956
3404 | THOUSE_2G | 2 | North | YES | 0.002574 | 807 | 250 | 807 | 0 | 1.012 | GSC | 1 | 0.035179 | 807 | 807 | 2.0772 | 807 |  |  | 0.035179 | 28.3895 | 0.46151 | 0.48348 |  |  |  |  | 133 | 0.021959
3416 | LAKE_CRK1_G | 1 | North | YES | 0.00251 | 60 | 33 | 75 |  | 1.029 | GST | 1 | 0.035115 | 75 | 75 | 0.18825 | 75 |  |  | 0.035115 | 2.6336 | 0.46276 | 0.48474 |  |  |  |  | 134 | 0.021962
3417 | LAKE_CRK2_G | 2 | North | YES | 0.00251 | 177.6 | 40 | 222 | 0 | 1.029 | GST | 1 | 0.035115 | 222 | 222 | 0.55722 | 222 |  |  | 0.035115 | 7.7955 | 0.46647 | 0.48844 |  |  |  |  | 135 | 0.021969
1432 | GRHAMSES_2G | 2 | North | YES | 0.002495 | 294.9 | 90 | 366 | 0 | 1.014 | GST | 1 | 0.0351 | 366 | 366 | 0.91317 | 366 |  |  | 0.0351 | 12.8466 | 0.47259 | 0.49455 |  |  |  |  | 136 | 0.021978
32798 | BRYN_TAMUGEN | 1 | North | YES | 0.002377 | 32 | 0 | 32 |  | 1.02 | GST | 1 | 0.034982 | 32 | 32 | 0.076064 | 32 |  |  | 0.034982 | 1.1194 | 0.47313 | 0.49509 |  |  |  |  | 137 | 0.021977
32886 | BRYN_ATKINS3 | MB | North | YES | 0.002377 | 0 | 5 | 12 |  | 1 | GST | 1 | 0.034982 | 0 | 0 | 0 | 0 |  |  | 0.034982 | 0 | 0.47313 | 0.49509 |  |  |  |  | 138 | 0.021973
32887 | BRYN_ATKINS6 | MB | North | YES | 0.002377 | 0 | 12 | 51 |  | 1.028 | GST | 1 | 0.034982 | 0 | 0 | 0 | 0 |  |  | 0.034982 | 0 | 0.47313 | 0.49509 |  |  |  |  | 139 | 0.021963
32888 | BRYN_ATKINS7 | 1 | North | YES | 0.002377 | 13.6 | 4 | 17 |  | 1.028 | GGT | 1 | 0.034982 | 17 | 17 | 0.040409 | 17 |  |  | 0.034982 | 0.59469 | 0.47341 | 0.49537 |  |  |  |  | 140 | 0.021961
32890 | BRYN_ATKINS4 | MB | North | YES | 0.002377 | 0 | 5 | 22 |  | 1.031 | GST | 1 | 0.034982 | 0 | 0 | 0 | 0 |  |  | 0.034982 | 0 | 0.47341 | 0.49537 |  |  |  |  | 141 | 0.021961
32891 | BRYN_ATKINS5 | MB | North | YES | 0.002377 | 0 | 5 | 25 |  | 1.031 | GST | 1 | 0.034982 | 0 | 0 | 0 | 0 |  |  | 0.034982 | 0 | 0.47341 | 0.49537 |  |  |  |  | 142 | 0.021961
32883 | BRYN_DNSBY3 | 1 | North | YES | 0.002375 | 0 | 2 | 48 |  | 1.015 | GST | 1 | 0.03498 | 48 | 48 | 0.114 | 48 |  |  | 0.03498 | 1.679 | 0.47421 | 0.49617 |  |  |  |  | 143 | 0.021959
32884 | BRYN_DNSBY13 | 1 | North | YES | 0.002375 | 46 | 2 | 46 | 0 | 1.015 | GST | 1 | 0.03498 | 46 | 46 | 0.10925 | 46 |  |  | 0.03498 | 1.6091 | 0.47498 | 0.49693 |  |  |  |  | 144 | 0.021959
32892 | BRYN_DNSBY14 | 1 | North | YES | 0.002375 | 84 | 25 | 105 | 0 | 1.035 | GST | 1 | 0.03498 | 105 | 105 | 0.24938 | 105 |  |  | 0.03498 | 3.6729 | 0.47674 | 0.49868 |  |  |  |  | 145 | 0.021959
990 | GIBN_CREK_G1 | 1 | North | YES | 0.00237 | 463 | 200 | 463 | 0 | 1.0275 | LIGCO | 1 | 0.034975 | 0 | 463 | 1.0973 | 463 |  |  | 0.034975 | 16.1934 | 0.48448 | 0.50638 |  |  |  |  | 146 | 0.021955
48671 | FTR_GT1_5105 | 1 | North | YES | 0.0023 | 154.2 | 0 | 154.2 | 0 | 1.0319 | CC | 1 | 0.034905 | 154.2 | 154.2 | 0.35466 | 154.2 |  |  | 0.034905 | 5.3824 | 0.48706 | 0.50894 |  |  |  |  | 147 | 0.021952
48672 | FTR_GT2_5110 | 2 | North | YES | 0.0023 | 159 | 0 | 159 | 0 | 1.0319 | CC | 1 | 0.034905 | 159 | 159 | 0.3657 | 159 |  |  | 0.034905 | 5.5499 | 0.48972 | 0.51158 |  |  |  |  | 148 | 0.021943
48673 | FTR_GT3_5085 | 3 | North | YES | 0.0023 | 158 | 0 | 158 | 0 | 1.0319 | CC | 1 | 0.034905 | 158 | 158 | 0.3634 | 158 |  |  | 0.034905 | 5.515 | 0.49236 | 0.5142 |  |  |  |  | 149 | 0.021903
48674 | FTR_CN4_5095 | 4 | North | YES | 0.0023 | 380 | 0 | 380 | 0 | 1.0319 | CC | 1 | 0.034905 | 380 | 380 | 0.874 | 380 |  |  | 0.034905 | 13.2639 | 0.49871 | 0.52051 |  |  |  |  | 150 | 0.021885
48591 | CHE_GT2_5030 | 2 | Houston | YES | 0.001965 | 173 | 50 | 173 | 0 | 1.029 | Cogen | 1 | 0.03457 | 0 | 0 |  |  |  |  | 0.03457 | 0 | 0.49871 | 0.52051 |  |  |  |  | 151 | 0.021866
48811 | CVC_GT3_5045 | 3 | Houston | YES | 0.001965 | 156 | 91.8 | 156 | 0 | 1.029 | Cogen | 1 | 0.03457 | 0 | 0 |  |  |  |  | 0.03457 | 0 | 0.49871 | 0.52051 |  |  |  |  | 152 | 0.021848
48812 | CVC_GT2_5020 | 2 | Houston | YES | 0.001965 | 158 | 91.8 | 158 | 0 | 1.029 | Cogen | 1 | 0.03457 | 0 | 0 |  |  |  |  | 0.03457 | 0 | 0.49871 | 0.52051 |  |  |  |  | 153 | 0.021803
48813 | CVC_GT1_5035 | 1 | Houston | YES | 0.001965 | 160 | 91.8 | 160 | 0 | 1.029 | Cogen | 1 | 0.03457 | 0 | 0 |  |  |  |  | 0.03457 | 0 | 0.49871 | 0.52051 |  |  |  |  | 154 | 0.021803
48814 | CVC_ST5_5040 | 1 | Houston | YES | 0.001965 | 162 | 91.8 | 162 | 0 | 1.029 | Cogen | 1 | 0.03457 | 0 | 0 |  |  |  |  | 0.03457 | 0 | 0.49871 | 0.52051 |  |  |  |  | 155 | 0.021803
48885 | THW_5152 | B | Houston | YES | 0.001927 | 47.2 | 5 | 59 |  | 1.0319 | GGT | 1 | 0.034532 | 59 | 59 |  |  |  |  | 0.034532 | 2.0374 | 0.4997 | 0.52148 |  |  |  |  | 156 | 0.021803
48885 | THW_5152 | A | Houston | YES | 0.001927 | 46.4 | 5 | 58 |  | 1.0319 | GGT | 1 | 0.034532 | 58 | 58 |  |  |  |  | 0.034532 | 2.0029 | 0.50067 | 0.52244 |  |  |  |  | 157 | 0.021803
48886 | THW_5354 | D | Houston | YES | 0.001927 | 46.4 | 5 | 58 |  | 1.0319 | GGT | 1 | 0.034532 | 58 | 58 |  |  |  |  | 0.034532 | 2.0029 | 0.50164 | 0.52339 |  |  |  |  | 158 | 0.021803
48886 | THW_5354 | C | Houston | YES | 0.001927 | 45.6 | 5 | 57 |  | 1.0319 | GGT | 1 | 0.034532 | 57 | 57 |  |  |  |  | 0.034532 | 1.9683 | 0.50259 | 0.52432 |  |  |  |  | 159 | 0.021785
48887 | THW_5556 | E | Houston | YES | 0.001927 | 47.2 | 5 | 59 |  | 1.0319 | GGT | 1 | 0.034532 | 59 | 59 |  |  |  |  | 0.034532 | 2.0374 | 0.50358 | 0.52529 |  |  |  |  | 160 | 0.021768
48887 | THW_5556 | F | Houston | YES | 0.001927 | 45.6 | 5 | 57 |  | 1.0319 | GGT | 1 | 0.034532 | 57 | 57 |  |  |  |  | 0.034532 | 1.9683 | 0.50453 | 0.52623 |  |  |  |  | 161 | 0.021751
48690 | GBY_GN5_5 | 5 | Houston | YES | 0.001924 | 318.4 | 81 | 398 |  | 1.0362 | GSC | 1 | 0.034529 | 398 | 398 |  |  |  |  | 0.034529 | 13.7425 | 0.51118 | 0.53277 |  |  |  |  | 162 | 0.021734
48595 | BTE_GT2_8075 | 1 | Houston | YES | 0.001921 | 162.8 | 130 | 162.8 | 0 | 1.0261 | CC | 1 | 0.034526 | 162.8 | 162.8 |  |  |  |  | 0.034526 | 5.6208 | 0.51391 | 0.53544 |  |  |  |  | 163 | 0.021717
48596 | BTE_GT3_8045 | 2 | Houston | YES | 0.001921 | 161.4 | 130 | 161.4 | 0 | 1.0261 | CC | 1 | 0.034526 | 161.4 | 161.4 |  |  |  |  | 0.034526 | 5.5725 | 0.5166 | 0.53809 |  |  |  |  | 164 | 0.0217
48597 | BTE_GT4_8055 | 3 | Houston | YES | 0.001921 | 158.9 | 130 | 158.9 | 0 | 1.0261 | CC | 1 | 0.034526 | 158.9 | 158.9 |  |  |  |  | 0.034526 | 5.4862 | 0.51926 | 0.5407 |  |  |  |  | 165 | 0.021581
48598 | BTE_ST1_8070 | 4 | Houston | YES | 0.001921 | 269.2 | 60 | 269.2 | 0 | 1.0261 | CC | 1 | 0.034526 | 269.2 | 269.2 |  |  |  |  | 0.034526 | 9.2944 | 0.52376 | 0.54512 |  |  |  |  | 166 | 0.021533
48583 | CBY_GT4_1 | 1 | Houston | YES | 0.001915 | 172 | 0 | 172 | 0 | 1.027 | GSC | 1 | 0.03452 | 172 | 172 |  |  |  |  | 0.03452 | 5.9374 | 0.52664 | 0.54794 |  |  |  |  | 167 | 0.021485
48584 | CBY_GT4_2 | 2 | Houston | YES | 0.001915 | 172 | 0 | 172 | 0 | 1.027 | CC | 1 | 0.03452 | 172 | 172 |  |  |  |  | 0.03452 | 5.9374 | 0.52951 | 0.55077 |  |  |  |  | 168 | 0.021437
48585 | CBY_ST4_1 | 3 | Houston | YES | 0.001915 | 172 | 0 | 172 | 0 | 1.027 | CC | 1 | 0.03452 | 172 | 172 |  |  |  |  | 0.03452 | 5.9374 | 0.53239 | 0.55359 |  |  |  |  | 169 | 0.021357
48815 | CVC_GT4_8005 | 4 | Houston | YES | 0.001915 | 165 | 91.8 | 165 |  | 1.0362 | Cogen | 1 | 0.03452 | 0 | 0 |  |  |  |  | 0.03452 | 0 | 0.53239 | 0.55359 |  |  |  |  | 170 | 0.021305
48791 | PSA_GT1_8160 | 1 | Houston | YES | 0.001913 | 52 | 20.8 | 65 | 0 | 1.0362 | Cogen | 1 | 0.034518 | 0 | 0 |  |  |  |  | 0.034518 | 0 | 0.53239 | 0.55359 |  |  |  |  | 171 | 0.021253
48792 | PSA_GT2_8155 | 2 | Houston | YES | 0.001913 | 52.8 | 20.3 | 66 | 0 | 1.0362 | Cogen | 1 | 0.034518 | 0 | 0 |  |  |  |  | 0.034518 | 0 | 0.53239 | 0.55359 |  |  |  |  | 172 | 0.021201
48793 | PSA_GT3_8150 | 3 | Houston | YES | 0.001913 | 56 | 20.3 | 70 | 0 | 1.0362 | Cogen | 1 | 0.034518 | 0 | 0 |  |  |  |  | 0.034518 | 0 | 0.53239 | 0.55359 |  |  |  |  | 173 | 0.021201
48794 | PSA_GT4_8145 | 4 | Houston | YES | 0.001913 | 52.8 | 20.3 | 66 | 0 | 1.0362 | Cogen | 1 | 0.034518 | 0 | 0 |  |  |  |  | 0.034518 | 0 | 0.53239 | 0.55359 |  |  |  |  | 174 | 0.021201
48795 | PSA_GT5_8140 | 5 | Houston | YES | 0.001913 | 51.2 | 20.3 | 64 | 0 | 1.0362 | Cogen | 1 | 0.034518 | 0 | 0 |  |  |  |  | 0.034518 | 0 | 0.53239 | 0.55359 |  |  |  |  | 175 | 0.021201
48796 | PSA_GN1_8165 | 1 | Houston | YES | 0.001913 | 83.2 | 43.1 | 104 | 0 | 1.0362 | Cogen | 1 | 0.034518 | 0 | 0 |  |  |  |  | 0.034518 | 0 | 0.53239 | 0.55359 |  |  |  |  | 176 | 0.021201
48797 | PSA_GT6_8135 | 6 | Houston | YES | 0.001913 | 47.2 | 34.5 | 59 | 0 | 1.0362 | Cogen | 1 | 0.034518 | 0 | 0 |  |  |  |  | 0.034518 | 0 | 0.53239 | 0.55359 |  |  |  |  | 177 | 0.021201
48581 | CBY_GN1_1 | 1 | Houston | YES | 0.001912 | 595.2 | 108 | 744 | 0 | 1.0435 | GSC | 1 | 0.034517 | 744 | 744 |  |  |  |  | 0.034517 | 25.6807 | 0.54483 | 0.56581 |  |  |  |  | 178 | 0.021201
48651 | EP_1_2 | 1 | Houston | YES | 0.001912 | 4 | 0 | 5 | 0 | 1.0362 | Cogen | 1 | 0.034517 | 0 | 0 |  |  |  |  | 0.034517 | 0 | 0.54483 | 0.56581 |  |  |  |  | 179 | 0.021201
48651 | EP_1_2 | 2 | Houston | YES | 0.001912 | 17.7 | 10 | 21 | 0 | 1.0362 | Cogen | 1 | 0.034517 | 0 | 0 |  |  |  |  | 0.034517 | 0 | 0.54483 | 0.56581 |  |  |  |  | 180 | 0.021201
48940 | WARVUE_GT1 | G1 | Houston | YES | 0.001912 | 15 | 0 | 15 |  | 1.021 | Cogen | 1 | 0.034517 | 0 | 0 |  |  |  |  | 0.034517 | 0 | 0.54483 | 0.56581 |  |  |  |  | 181 | 0.020976
48883 | THW_GT1_GT_1 | B2 | Houston | YES | 0.001909 | 0 | 0 | 12 |  | 1.043 | GGT | 1 | 0.034514 | 12 | 12 |  |  |  |  | 0.034514 | 0.41417 | 0.54503 | 0.566 |  |  |  |  | 182 | 0.020976
49803 | EXN_15GT | 1 | Houston | YES | 0.001908 | 33 | 8.3 | 34 |  | 1.0326 | Cogen | 1 | 0.034513 | 0 | 0 |  |  |  |  | 0.034513 | 0 | 0.54503 | 0.566 |  |  |  |  | 183 | 0.020976
49804 | EXN_16GT | 2 | Houston | YES | 0.001908 | 32 | 8.3 | 34.7 |  | 1.0326 | Cogen | 1 | 0.034513 | 0 | 0 |  |  |  |  | 0.034513 | 0 | 0.54503 | 0.566 |  |  |  |  | 184 | 0.020976
49805 | EXN_17GT | 3 | Houston | YES | 0.001908 | 31 | 8.3 | 32.7 |  | 1.0326 | Cogen | 1 | 0.034513 | 0 | 0 |  |  |  |  | 0.034513 | 0 | 0.54503 | 0.566 |  |  |  |  | 185 | 0.020972
49826 | EXN938GT | 5 | Houston | YES | 0.001908 | 43 | 9.2 | 45.9 |  | 1.0326 | Cogen | 1 | 0.034513 | 0 | 0 |  |  |  |  | 0.034513 | 0 | 0.54503 | 0.566 |  |  |  |  | 186 | 0.020972
49828 | EXN941GT | 10 | Houston | YES | 0.001908 | 17.7 | 5.4 | 17.7 | 0 | 1.0326 | Cogen | 1 | 0.034513 | 0 | 0 |  |  |  |  | 0.034513 | 0 | 0.54503 | 0.566 |  |  |  |  | 187 | 0.020972
49829 | EXN942GT | 11 | Houston | YES | 0.001908 | 20 | 5.4 | 20.4 | 0 | 1.0326 | Cogen | 1 | 0.034513 | 0 | 0 |  |  |  |  | 0.034513 | 0 | 0.54503 | 0.566 |  |  |  |  | 188 | 0.020972
49830 | EXN943GT | 12 | Houston | YES | 0.001908 | 19 | 5.4 | 19.9 | 0 | 1.0326 | Cogen | 1 | 0.034513 | 0 | 0 |  |  |  |  | 0.034513 | 0 | 0.54503 | 0.566 |  |  |  |  | 189 | 0.020972
49831 | EXN944GT | 13 | Houston | YES | 0.001908 | 33 | 5.4 | 35 | 0 | 1.0326 | Cogen | 1 | 0.034513 | 0 | 0 |  |  |  |  | 0.034513 | 0 | 0.54503 | 0.566 |  |  |  |  | 190 | 0.020972
49832 | EXN945GT | 9 | Houston | YES | 0.001908 | 18.5 | 9.2 | 18.5 |  | 1.0326 | Cogen | 1 | 0.034513 | 0 | 0 |  |  |  |  | 0.034513 | 0 | 0.54503 | 0.566 |  |  |  |  | 191 | 0.020972
49837 | EXN_GT | 4 | Houston | YES | 0.001908 | 81 | 21.3 | 85.4 |  | 1.0326 | Cogen | 1 | 0.034513 | 0 | 0 |  |  |  |  | 0.034513 | 0 | 0.54503 | 0.566 |  |  |  |  | 192 | 0.020972
49838 | EXN_14GT | 14 | Houston | YES | 0.001908 | 140 | 0 | 148 |  | 1.0326 | Cogen | 1 | 0.034513 | 0 | 0 |  |  |  |  | 0.034513 | 0 | 0.54503 | 0.566 |  |  |  |  | 193 | 0.020972
48582 | CBY_GN2_2 | 2 | Houston | YES | 0.001905 | 596.8 | 110 | 746 | 0 | 1.0435 | GSC | 1 | 0.03451 | 746 | 746 |  |  |  |  | 0.03451 | 25.7445 | 0.5575 | 0.57825 |  |  |  |  | 194 | 0.020972
48873 | THW_ST3_ST_3 | 3 | Houston | YES | 0.001901 | 107 | 19 | 107 | 0 | 1.0435 | CC | 1 | 0.034506 | 107 | 107 |  |  |  |  | 0.034506 | 3.6921 | 0.55929 | 0.58 |  |  |  |  | 195 | 0.020972
48874 | THW_ST4_ST_4 | 4 | Houston | YES | 0.001901 | 108 | 19 | 108 | 0 | 1.0435 | CC | 1 | 0.034506 | 108 | 108 |  |  |  |  | 0.034506 | 3.7266 | 0.5611 | 0.58178 |  |  |  |  | 196 | 0.020972
48875 | THW_3132 | A | Houston | YES | 0.001901 | 55 | 5 | 55 | 0 | 1.0435 | CC | 1 | 0.034506 | 55 | 55 |  |  |  |  | 0.034506 | 1.8978 | 0.56202 | 0.58268 |  |  |  |  | 197 | 0.020744
48875 | THW_3132 | B | Houston | YES | 0.001901 | 53 | 5 | 53 | 0 | 1.0435 | CC | 1 | 0.034506 | 53 | 53 |  |  |  |  | 0.034506 | 1.8288 | 0.5629 | 0.58355 |  |  |  |  | 198 | 0.020711
48877 | THW_3334 | C | Houston | YES | 0.001901 | 55 | 5 | 55 | 0 | 1.0435 | CC | 1 | 0.034506 | 55 | 55 |  |  |  |  | 0.034506 | 1.8978 | 0.56382 | 0.58445 |  |  |  |  | 199 | 0.020677
48877 | THW_3334 | D | Houston | YES | 0.001901 | 57 | 5 | 57 | 0 | 1.0435 | CC | 1 | 0.034506 | 57 | 57 |  |  |  |  | 0.034506 | 1.9668 | 0.56478 | 0.58539 |  |  |  |  | 200 | 0.02066
48879 | THW_4142 | E | Houston | YES | 0.001901 | 56 | 5 | 56 | 0 | 1.0435 | CC | 1 | 0.034506 | 56 | 56 |  |  |  |  | 0.034506 | 1.9323 | 0.56571 | 0.5863 |  |  |  |  | 201 | 0.020644
48879 | THW_4142 | F | Houston | YES | 0.001901 | 55 | 5 | 55 | 0 | 1.0435 | CC | 1 | 0.034506 | 55 | 55 |  |  |  |  | 0.034506 | 1.8978 | 0.56663 | 0.58721 |  |  |  |  | 202 | 0.020627
48881 | THW_4344 | G | Houston | YES | 0.001901 | 58 | 5 | 58 | 0 | 1.0435 | CC | 1 | 0.034506 | 58 | 58 |  |  |  |  | 0.034506 | 2.0013 | 0.5676 | 0.58816 |  |  |  |  | 203 | 0.020609
48881 | THW_4344 | H | Houston | YES | 0.001901 | 58 | 5 | 58 | 0 | 1.0435 | CC | 1 | 0.034506 | 58 | 58 |  |  |  |  | 0.034506 | 2.0013 | 0.56857 | 0.58911 |  |  |  |  | 204 | 0.020592
48593 | CHE_GT1_8015 | 1 | Houston | YES | 0.001893 | 173 | 50 | 173 | 0 | 1.0362 | Cogen | 1 | 0.034498 | 0 | 0 |  |  |  |  | 0.034498 | 0 | 0.56857 | 0.58911 |  |  |  |  | 205 | 0.020575
48594 | CHE_GN4_8025 | 4 | Houston | YES | 0.001893 | 142 | 60 | 142 | 0 | 1.0362 | Cogen | 1 | 0.034498 | 0 | 0 |  |  |  |  | 0.034498 | 0 | 0.56857 | 0.58911 |  |  |  |  | 206 | 0.020557
48511 | LPE_GT1_8070 | 1 | Houston | YES | 0.001892 | 42 | 0 | 42 | 0 | 1.0362 | GGT | 1 | 0.034497 | 42 | 42 |  |  |  |  | 0.034497 | 1.4489 | 0.56927 | 0.5898 |  |  |  |  | 207 | 0.02054
48512 | LPE_GT2_8075 | 2 | Houston | YES | 0.001892 | 42 | 0 | 42 | 0 | 1.0362 | GGT | 1 | 0.034497 | 42 | 42 |  |  |  |  | 0.034497 | 1.4489 | 0.56998 | 0.59049 |  |  |  |  | 208 | 0.02054
48513 | LPE_GT3_8080 | 3 | Houston | YES | 0.001892 | 39 | 0 | 39 | 0 | 1.0362 | GGT | 1 | 0.034497 | 39 | 39 |  |  |  |  | 0.034497 | 1.3454 | 0.57063 | 0.59113 |  |  |  |  | 209 | 0.02054
48514 | LPE_GT4_8085 | 4 | Houston | YES | 0.001892 | 39 | 0 | 39 | 0 | 1.0362 | GGT | 1 | 0.034497 | 39 | 39 |  |  |  |  | 0.034497 | 1.3454 | 0.57128 | 0.59177 |  |  |  |  | 210 | 0.020526
48500 | APD_GT1_8005 | 1 | Houston | YES | 0.001891 | 137.6 | 54.6 | 137.6 | 0 | 1.0362 | Cogen | 1 | 0.034496 | 0 | 0 |  |  |  |  | 0.034496 | 0 | 0.57128 | 0.59177 |  |  |  |  | 211 | 0.020513
48820 | SHELLG1_3015 | 1 | Houston | YES | 0.001886 | 71 | 34.5 | 71 |  | 1.029 | Cogen | 1 | 0.034491 | 0 | 0 |  |  |  |  | 0.034491 | 0 | 0.57128 | 0.59177 |  |  |  |  | 212 | 0.020501
48821 | SHELLG2 | 2 | Houston | YES | 0.001886 | 72 | 34.5 | 72 |  | 1.029 | Cogen | 1 | 0.034491 | 0 | 0 |  |  |  |  | 0.034491 | 0 | 0.57128 | 0.59177 |  |  |  |  | 213 | 0.020489
48822 | SHELLG3_3020 | 2 | Houston | YES | 0.001886 | 30 | 0 | 30 |  | 1.029 | Cogen | 1 | 0.034491 | 0 | 0 |  |  |  |  | 0.034491 | 0 | 0.57128 | 0.59177 |  |  |  |  | 214 | 0.020489
48822 | SHELLG3_3020 | 1 | Houston | YES | 0.001886 | 39 | 0 | 39 |  | 1.029 | Cogen | 1 | 0.034491 | 0 | 0 |  |  |  |  | 0.034491 | 0 | 0.57128 | 0.59177 |  |  |  |  | 215 | 0.020489
48740 | PSG_GN2_8050 | 1 | Houston | YES | 0.001883 | 182 | 60 | 182 | 0 | 1.0326 | Cogen | 1 | 0.034488 | 0 | 0 |  |  |  |  | 0.034488 | 0 | 0.57128 | 0.59177 |  |  |  |  | 216 | 0.020489
48741 | PSG_GT2_8040 | 1 | Houston | YES | 0.001883 | 158.6 | 50 | 158.6 | 0 | 1.0326 | Cogen | 1 | 0.034488 | 0 | 0 |  |  |  |  | 0.034488 | 0 | 0.57128 | 0.59177 |  |  |  |  | 217 | 0.020489
48742 | PSG_GT3_8060 | 1 | Houston | YES | 0.001883 | 157 | 50 | 157 | 0 | 1.0326 | Cogen | 1 | 0.034488 | 0 | 0 |  |  |  |  | 0.034488 | 0 | 0.57128 | 0.59177 |  |  |  |  | 218 | 0.020489
48551 | CAL_GT1_8045 | 1 | Houston | YES | 0.001882 | 149 | 0 | 149 | 0 | 1.0326 | Cogen | 1 | 0.034487 | 0 | 0 |  |  |  |  | 0.034487 | 0 | 0.57128 | 0.59177 |  |  |  |  | 219 | 0.020489
48552 | CAL_ST1_8000 | 2 | Houston | YES | 0.001882 | 65.1 | 0 | 65.1 | 0 | 1.0326 | Cogen | 1 | 0.034487 | 0 | 0 |  |  |  |  | 0.034487 | 0 | 0.57128 | 0.59177 |  |  |  |  | 220 | 0.020489
48611 | DIB_GT1_8080 | 1 | Houston | YES | 0.001882 | 64 | 0 | 64 | 0 | 1.0326 | Cogen | 1 | 0.034487 | 0 | 0 |  |  |  |  | 0.034487 | 0 | 0.57128 | 0.59177 |  |  |  |  | 221 | 0.020489
48612 | DIB_GT2_8075 | 2 | Houston | YES | 0.001882 | 63.2 | 0 | 63.2 | 0 | 1.0326 | Cogen | 1 | 0.034487 | 0 | 0 |  |  |  |  | 0.034487 | 0 | 0.57128 | 0.59177 |  |  |  |  | 222 | 0.020489
48613 | DIB_ST1_8085 | 3 | Houston | YES | 0.001882 | 67.9 | 30 | 82.6 | 0 | 1.0326 | Cogen | 1 | 0.034487 | 0 | 0 |  |  |  |  | 0.034487 | 0 | 0.57128 | 0.59177 |  |  |  |  | 223 | 0.020489
48614 | DIB_GT3_8090 | 4 | Houston | YES | 0.001882 | 73.6 | 15 | 73.6 | 0 | 1.0326 | Cogen | 1 | 0.034487 | 0 | 0 |  |  |  |  | 0.034487 | 0 | 0.57128 | 0.59177 |  |  |  |  | 224 | 0.020489
48845 | SOL_GT1 | 1 | Houston | YES | 0.001882 | 16.2 | 15.4 | 16.2 |  | 1.0326 | Solar | 1 | 0.034487 | 16.2 | 16.2 |  |  |  |  | 0.034487 | 0.55869 | 0.57155 | 0.59204 |  |  |  |  | 225 | 0.020489
48851 | SRB_GN1_1 | 1 | Houston | YES | 0.001882 | 132 | 26 | 165 | 0 | 1.0217 | GST | 1 | 0.034487 | 165 | 165 |  |  |  |  | 0.034487 | 5.6904 | 0.57431 | 0.59474 |  |  |  |  | 226 | 0.020489
48853 | SRB_GN3_3 | 3 | Houston | YES | 0.001882 | 170.4 | 35 | 213 |  | 1.0326 | GST | 1 | 0.034487 | 213 | 213 |  |  |  |  | 0.034487 | 7.3457 | 0.57787 | 0.59824 |  |  |  |  | 227 | 0.020489
48854 | SRB_GN4_4 | 4 | Houston | YES | 0.001882 | 182.4 | 35 | 228 | 0 | 1.0326 | GST | 1 | 0.034487 | 228 | 228 |  |  |  |  | 0.034487 | 7.863 | 0.58168 | 0.60198 |  |  |  |  | 228 | 0.020484
48852 | SRB_GN2_2 | 2 | Houston | YES | 0.001881 | 140.8 | 26 | 176 | 0 | 1.0217 | GST | 1 | 0.034486 | 176 | 176 |  |  |  |  | 0.034486 | 6.0695 | 0.58463 | 0.60486 |  |  |  |  | 229 | 0.020431
48855 | SRB_GT211035 | B1 | Houston | YES | 0.001881 | 0 | 0 | 18 |  | 1.014 | GGT | 1 | 0.034486 | 18 | 18 |  |  |  |  | 0.034486 | 0.62075 | 0.58493 | 0.60516 |  |  |  |  | 230 | 0.020364
48855 | SRB_GT211035 | B2 | Houston | YES | 0.001881 | 0 | 0 | 12 |  | 1.014 | GGT | 1 | 0.034486 | 12 | 12 |  |  |  |  | 0.034486 | 0.41383 | 0.58513 | 0.60535 |  |  |  |  | 231 | 0.020292
48761 | PR_GT1__9040 | 1 | Houston | YES | 0.001879 | 26 | 0 | 35 |  | 1 | Cogen | 1 | 0.034484 | 0 | 0 |  |  |  |  | 0.034484 | 0 | 0.58513 | 0.60535 |  |  |  |  | 232 | 0.020236
48641 | DPEC_GT15040 | 1 | Houston | YES | 0.001876 | 163.2 | 98 | 163.2 | 0 | 1.0319 | CC | 1 | 0.034481 | 163.2 | 163.2 |  |  |  |  | 0.034481 | 5.6273 | 0.58786 | 0.60803 |  |  |  |  | 233 | 0.02023
48642 | DPEC_GT25025 | 2 | Houston | YES | 0.001876 | 157.1 | 98 | 157.1 | 0 | 1.0319 | CC | 1 | 0.034481 | 157.1 | 157.1 |  |  |  |  | 0.034481 | 5.417 | 0.59048 | 0.61061 |  |  |  |  | 234 | 0.020226
48643 | DPEC_GT35010 | 3 | Houston | YES | 0.001876 | 157.5 | 98 | 157.5 | 0 | 1.0319 | CC | 1 | 0.034481 | 157.5 | 157.5 |  |  |  |  | 0.034481 | 5.4308 | 0.59312 | 0.61319 |  |  |  |  | 235 | 0.020226
48644 | DPEC_GT45070 | 4 | Houston | YES | 0.001876 | 157 | 98 | 157 | 0 | 1.0319 | CC | 1 | 0.034481 | 157 | 157 |  |  |  |  | 0.034481 | 5.4135 | 0.59574 | 0.61576 |  |  |  |  | 236 | 0.020174
48645 | DPEC_ST55065 | 5 | Houston | YES | 0.001876 | 282 | 0 | 282 | 0 | 1.0319 | CC | 1 | 0.034481 | 282 | 282 |  |  |  |  | 0.034481 | 9.7236 | 0.60046 | 0.62039 |  |  |  |  | 237 | 0.020124
48841 | SJS_GT1_GT1 | 1 | Houston | YES | 0.001874 | 62.4 | 49 | 78 | 0 | 1.0362 | Cogen | 1 | 0.034479 | 0 | 0 |  |  |  |  | 0.034479 | 0 | 0.60046 | 0.62039 |  |  |  |  | 238 | 0.020073
48842 | SJS_GT2_GT2 | 2 | Houston | YES | 0.001874 | 64.8 | 49 | 81 | 0 | 1.0362 | Cogen | 1 | 0.034479 | 0 | 0 |  |  |  |  | 0.034479 | 0 | 0.60046 | 0.62039 |  |  |  |  | 239 | 0.020023
48691 | GBY_73741085 | B | Houston | YES | 0.001872 | 37.6 | 20 | 47 | 0 | 1.0362 | GGT | 1 | 0.034477 | 47 | 47 |  |  |  |  | 0.034477 | 1.6204 | 0.60124 | 0.62116 |  |  |  |  | 240 | 0.019933
48691 | GBY_73741085 | A | Houston | YES | 0.001872 | 37.6 | 20 | 47 | 0 | 1.0362 | GGT | 1 | 0.034477 | 47 | 47 |  |  |  |  | 0.034477 | 1.6204 | 0.60203 | 0.62193 |  |  |  |  | 241 | 0.019933
48692 | GBY_81821075 | D | Houston | YES | 0.001872 | 44 | 20 | 55 | 0 | 1.0362 | GGT | 1 | 0.034477 | 55 | 55 |  |  |  |  | 0.034477 | 1.8962 | 0.60295 | 0.62283 |  |  |  |  | 242 | 0.019933
48692 | GBY_81821075 | C | Houston | YES | 0.001872 | 37.6 | 20 | 47 | 0 | 1.0362 | GGT | 1 | 0.034477 | 47 | 47 |  |  |  |  | 0.034477 | 1.6204 | 0.60373 | 0.6236 |  |  |  |  | 243 | 0.019917
48693 | GBY_83841065 | F | Houston | YES | 0.001872 | 43.2 | 20 | 54 | 0 | 1.0362 | GGT | 1 | 0.034477 | 54 | 54 |  |  |  |  | 0.034477 | 1.8618 | 0.60464 | 0.62449 |  |  |  |  | 244 | 0.019902
48693 | GBY_83841065 | E | Houston | YES | 0.001872 | 45.6 | 20 | 57 | 0 | 1.0362 | GGT | 1 | 0.034477 | 57 | 57 |  |  |  |  | 0.034477 | 1.9652 | 0.60559 | 0.62542 |  |  |  |  | 245 | 0.019885
48531 | BYU_GT1_8075 | 1 | Houston | YES | 0.001864 | 65 | 0 | 65 |  | 1.0362 | Cogen | 1 | 0.034469 | 0 | 0 |  |  |  |  | 0.034469 | 0 | 0.60559 | 0.62542 |  |  |  |  | 246 | 0.019869
48532 | BYU_GT2_8055 | 2 | Houston | YES | 0.001864 | 62 | 0 | 62 |  | 1.0362 | Cogen | 1 | 0.034469 | 0 | 0 |  |  |  |  | 0.034469 | 0 | 0.60559 | 0.62542 |  |  |  |  | 247 | 0.019852
48533 | BYU_GT3_8060 | 3 | Houston | YES | 0.001864 | 67 | 0 | 67 |  | 1.0362 | Cogen | 1 | 0.034469 | 0 | 0 |  |  |  |  | 0.034469 | 0 | 0.60559 | 0.62542 |  |  |  |  | 248 | 0.019834
48534 | BYU_GT4_8065 | 4 | Houston | YES | 0.001864 | 65 | 0 | 65 |  | 1.0362 | Cogen | 1 | 0.034469 | 0 | 0 |  |  |  |  | 0.034469 | 0 | 0.60559 | 0.62542 |  |  |  |  | 249 | 0.019834
48561 | CTL_GT2_8130 | 1 | Houston | YES | 0.001859 | 73.5 | 30.3 | 91.9 |  | 1.0362 | Cogen | 1 | 0.034464 | 0 | 0 |  |  |  |  | 0.034464 | 0 | 0.60559 | 0.62542 |  |  |  |  | 250 | 0.019834
48562 | CTL_GT3_8135 | 2 | Houston | YES | 0.001859 | 70.1 | 30.3 | 87.6 |  | 1.0362 | Cogen | 1 | 0.034464 | 0 | 0 |  |  |  |  | 0.034464 | 0 | 0.60559 | 0.62542 |  |  |  |  | 251 | 0.019834
48563 | CTL_GT4_8140 | 3 | Houston | YES | 0.001859 | 69.6 | 30.3 | 87 |  | 1.0362 | Cogen | 1 | 0.034464 | 0 | 0 |  |  |  |  | 0.034464 | 0 | 0.60559 | 0.62542 |  |  |  |  | 252 | 0.019834
48564 | CTL_GN1_8145 | 4 | Houston | YES | 0.001859 | 43.6 | 12.9 | 54.5 |  | 1.0362 | Cogen | 1 | 0.034464 | 0 | 0 |  |  |  |  | 0.034464 | 0 | 0.60559 | 0.62542 |  |  |  |  | 253 | 0.019834
48565 | CTL_GN2_8155 | 5 | Houston | YES | 0.001859 | 9.8 | 3.4 | 12.2 |  | 1.0362 | Cogen | 1 | 0.034464 | 0 | 0 |  |  |  |  | 0.034464 | 0 | 0.60559 | 0.62542 |  |  |  |  | 254 | 0.019834
48772 | PHR_GN2_2 | MB | Houston | YES | 0.001845 | 0 | 72 | 459 |  | 1.0362 | GSC | 1 | 0.03445 | 0 | 0 |  |  |  |  | 0.03445 | 0 | 0.60559 | 0.62542 |  |  |  |  | 255 | 0.019834
38580 | TNBP_CGN1_8 | 1 | Houston | YES | 0.001826 | 70.8 | 0 | 70.8 | 0 | 1.005 | Cogen | 1 | 0.034431 | 0 | 0 |  |  |  |  | 0.034431 | 0 | 0.60559 | 0.62542 |  |  |  |  | 256 | 0.019834
38590 | TNBP_CGN2_8 | 2 | Houston | YES | 0.001826 | 66.7 | 0 | 66.7 | 0 | 1.005 | Cogen | 1 | 0.034431 | 0 | 0 |  |  |  |  | 0.034431 | 0 | 0.60559 | 0.62542 |  |  |  |  | 257 | 0.019834
38600 | TNBP_CGN3_8 | 5 | Houston | YES | 0.001826 | 53 | 0 | 53 | 0 | 1.005 | Cogen | 1 | 0.034431 | 0 | 0 |  |  |  |  | 0.034431 | 0 | 0.60559 | 0.62542 |  |  |  |  | 258 | 0.019834
38611 | TNBPAMCG1_8 | 1 | Houston | YES | 0.001826 | 153.2 | 0 | 153.2 | 0 | 1.005 | Cogen | 1 | 0.034431 | 0 | 0 |  |  |  |  | 0.034431 | 0 | 0.60559 | 0.62542 |  |  |  |  | 259 | 0.019834
38612 | TNBPAMCG2_8 | 2 | Houston | YES | 0.001826 | 153.5 | 0 | 153.5 | 0 | 1.005 | Cogen | 1 | 0.034431 | 0 | 0 |  |  |  |  | 0.034431 | 0 | 0.60559 | 0.62542 |  |  |  |  | 260 | 0.019834
38613 | TNBPAMCG3_8 | 3 | Houston | YES | 0.001826 | 152.3 | 0 | 152.3 | 0 | 1.005 | Cogen | 1 | 0.034431 | 0 | 0 |  |  |  |  | 0.034431 | 0 | 0.60559 | 0.62542 |  |  |  |  | 261 | 0.019834
38614 | TNBPAMCG4_8 | 4 | Houston | YES | 0.001826 | 96 | 0 | 96 |  | 1.005 | Cogen | 1 | 0.034431 | 0 | 0 |  |  |  |  | 0.034431 | 0 | 0.60559 | 0.62542 |  |  |  |  | 262 | 0.019834
38615 | TNBPAMCG5_8 | 1 | Houston | YES | 0.001826 | 244 | 0 | 244 | 0 | 1.005 | Cogen | 1 | 0.034431 | 0 | 0 |  |  |  |  | 0.034431 | 0 | 0.60559 | 0.62542 |  |  |  |  | 263 | 0.019834
38690 | TNBP_CGN4_8 | 3 | Houston | YES | 0.001826 | 40 | 0 | 40 |  | 1.005 | Cogen | 1 | 0.034431 | 0 | 0 |  |  |  |  | 0.034431 | 0 | 0.60559 | 0.62542 |  |  |  |  | 264 | 0.019834
38711 | TNTXCTY1CG8 | 1 | Houston | YES | 0.001826 | 100.3 | 59 | 100.3 | 0 | 1 | Cogen | 1 | 0.034431 | 0 | 0 |  |  |  |  | 0.034431 | 0 | 0.60559 | 0.62542 |  |  |  |  | 265 | 0.019834
38712 | TNTXCTY2CG8 | 1 | Houston | YES | 0.001826 | 92.9 | 59 | 92.9 | 0 | 1 | Cogen | 1 | 0.034431 | 0 | 0 |  |  |  |  | 0.034431 | 0 | 0.60559 | 0.62542 |  |  |  |  | 266 | 0.019834
38713 | TNTXCTY3CG8 | 1 | Houston | YES | 0.001826 | 102.7 | 59 | 102.7 | 0 | 1 | Cogen | 1 | 0.034431 | 0 | 0 |  |  |  |  | 0.034431 | 0 | 0.60559 | 0.62542 |  |  |  |  | 267 | 0.019834
38714 | TNTXCTY4CG8 | 1 | Houston | YES | 0.001826 | 103 | 59 | 103 | 0 | 1 | Cogen | 1 | 0.034431 | 0 | 0 |  |  |  |  | 0.034431 | 0 | 0.60559 | 0.62542 |  |  |  |  | 268 | 0.019834
39470 | TNDOWCGNSG8 | 1 | Houston | YES | 0.001826 | 32 | 10 | 32 | 0 | 0.985 | Cogen | 1 | 0.034431 | 0 | 0 |  |  |  |  | 0.034431 | 0 | 0.60559 | 0.62542 |  |  |  |  | 269 | 0.019834
39480 | TNDOWCGNGG8 | 1 | Houston | YES | 0.001826 | 30 | 10 | 30 | 0 | 0.985 | Cogen | 1 | 0.034431 | 0 | 0 |  |  |  |  | 0.034431 | 0 | 0.60559 | 0.62542 |  |  |  |  | 270 | 0.019834
48921 | WAP_GN1_1 | 1 | Houston | YES | 0.001786 | 132.8 | 37 | 166 | 0 | 1.0362 | GST | 1 | 0.034391 | 166 | 166 |  |  |  |  | 0.034391 | 5.7089 | 0.60837 | 0.62814 |  |  |  |  | 271 | 0.019834
48922 | WAP_GN2_2 | 2 | Houston | YES | 0.001786 | 132.8 | 37 | 166 | 0 | 1.0362 | GST | 1 | 0.034391 | 166 | 166 |  |  |  |  | 0.034391 | 5.7089 | 0.61114 | 0.63085 |  |  |  |  | 272 | 0.019834
48923 | WAP_GN3_3 | 3 | Houston | YES | 0.001786 | 198.4 | 93 | 248 | 0 | 1.0362 | GST | 1 | 0.034391 | 248 | 248 |  |  |  |  | 0.034391 | 8.529 | 0.61529 | 0.63491 |  |  |  |  | 273 | 0.019834
48924 | WAP_GN4_4 | 4 | Houston | YES | 0.001786 | 546 | 217 | 546 | 0 | 1.0362 | GSC | 1 | 0.034391 | 546 | 546 |  |  |  |  | 0.034391 | 18.7775 | 0.62442 | 0.64384 |  |  |  |  | 274 | 0.019774
48925 | WAP_GN5_5 | 5 | Houston | YES | 0.001786 | 591.6 | 278 | 654 | 0 | 0.985 | LIGCO | 1 | 0.034391 | 0 | 654 |  |  |  |  | 0.034391 | 22.4917 | 0.63535 | 0.65454 |  |  |  |  | 275 | 0.019713
48929 | WAPGT21_GT1 | B1 | Houston | YES | 0.001786 | 0 | 0 | 13 |  | 1.05 | GGT | 1 | 0.034391 | 13 | 13 |  |  |  |  | 0.034391 | 0.44708 | 0.63557 | 0.65475 |  |  |  |  | 276 | 0.019623
48510 | AK_GT1__8040 | 1 | Houston | YES | 0.001777 | 33.4 | 8.1 | 34 |  | 1.029 | Cogen | 1 | 0.034382 | 0 | 0 |  |  |  |  | 0.034382 | 0 | 0.63557 | 0.65475 |  |  |  |  | 277 | 0.019425
48521 | BVE_GT1_GT1 | 1 | Houston | YES | 0.001772 | 167.7 | 0 | 167.7 |  | 1.035 | CC | 1 | 0.034377 | 167.7 | 167.7 |  |  |  |  | 0.034377 | 5.765 | 0.63837 | 0.65749 |  |  |  |  | 278 | 0.019188
48522 | BVE_GT2_5035 | 2 | Houston | YES | 0.001772 | 166.4 | 0 | 166.4 |  | 1.035 | CC | 1 | 0.034377 | 166.4 | 166.4 |  |  |  |  | 0.034377 | 5.7203 | 0.64115 | 0.66021 |  |  |  |  | 279 | 0.019183
48523 | BVE_ST1_GN1 | 3 | Houston | YES | 0.001772 | 252.4 | 0 | 252.4 |  | 1.035 | CC | 1 | 0.034377 | 252.4 | 252.4 |  |  |  |  | 0.034377 | 8.6768 | 0.64537 | 0.66434 |  |  |  |  | 280 | 0.019183
48926 | WAP_GN6_6 | 6 | Houston | YES | 0.001771 | 651 | 280 | 651 |  | 1.035 | LIGCO | 1 | 0.034376 | 0 | 651 |  |  |  |  | 0.034376 | 22.3788 | 0.65626 | 0.67499 |  |  |  |  | 281 | 0.019121
48927 | WAP_GN7_7 | 7 | Houston | YES | 0.001771 | 564 | 277 | 564 |  | 1.035 | LIGCO | 1 | 0.034376 | 0 | 564 |  |  |  |  | 0.034376 | 19.3881 | 0.66569 | 0.68421 |  |  |  |  | 282 | 0.01906
48928 | WAP_GN8_8 | 8 | Houston | YES | 0.001771 | 603 | 275 | 603 |  | 1.035 | LIGCO | 1 | 0.034376 | 0 | 603 |  |  |  |  | 0.034376 | 20.7287 | 0.67577 | 0.69407 |  |  |  |  | 283 | 0.018966
48730 | MNS_GT | 1 | Houston | YES | 0.001766 | 43 | 0 | 46.1 |  | 1.029 | Cogen | 1 | 0.034371 | 0 | 0 |  |  |  |  | 0.034371 | 0 | 0.67577 | 0.69407 |  |  |  |  | 284 | 0.018725
13432 | SANDOW_5G | 5 | South | YES | 0.001737 | 581 | 225 | 581 |  | 1.029 | LIGCO | 1 | 0.034342 | 0 | 581 |  |  |  |  | 0.034342 | 19.9527 | 0.68549 | 0.70356 |  |  |  |  | 285 | 0.018517
39760 | TNSCLP1___8 | 1 | Houston | YES | 0.001692 | 93.4 | 20 | 116.8 | 0 | 1.04 | Cogen | 1 | 0.034297 | 0 | 0 |  |  |  |  | 0.034297 | 0 | 0.68549 | 0.70356 |  |  |  |  | 286 | 0.018294
39770 | TNSCLP2___8 | 1 | Houston | YES | 0.001692 | 91.6 | 20 | 114.5 | 0 | 1.04 | Cogen | 1 | 0.034297 | 0 | 0 |  |  |  |  | 0.034297 | 0 | 0.68549 | 0.70356 |  |  |  |  | 287 | 0.018294
39775 | TNSCLP4___8 | 1 | Houston | YES | 0.001692 | 95.2 | 20 | 119 | 0 | 1.04 | Cogen | 1 | 0.034297 | 0 | 0 |  |  |  |  | 0.034297 | 0 | 0.68549 | 0.70356 |  |  |  |  | 288 | 0.018069
39790 | TNSCLP3___8 | 1 | Houston | YES | 0.001692 | 87.6 | 20 | 109.5 | 0 | 1.027 | Cogen | 1 | 0.034297 | 0 | 0 |  |  |  |  | 0.034297 | 0 | 0.68549 | 0.70356 |  |  |  |  | 289 | 0.018069
48520 | BSF_GT1_8070 | 1 | Houston | YES | 0.00167 | 72 | 0 | 72 | 0 | 1.0326 | Cogen | 1 | 0.034275 | 0 | 0 |  |  |  |  | 0.034275 | 0 | 0.68549 | 0.70356 |  |  |  |  | 290 | 0.018069
48520 | BSF_GT1_8070 | 2 | Houston | YES | 0.00167 | 10 | 0 | 10 | 0 | 1.0326 | Cogen | 1 | 0.034275 | 0 | 0 |  |  |  |  | 0.034275 | 0 | 0.68549 | 0.70356 |  |  |  |  | 291 | 0.018069
49851 | DOW17000 | 37 | Houston | YES | 0.001643 | 39 | 0 | 62 | 0 | 1 | Cogen | 1 | 0.034248 | 0 | 0 |  |  |  |  | 0.034248 | 0 | 0.68549 | 0.70356 |  |  |  |  | 292 | 0.018069
49858 | DOW38100 | 31 | Houston | YES | 0.001643 | 45 | 0 | 71.4 |  | 1 | Cogen | 1 | 0.034248 | 0 | 0 |  |  |  |  | 0.034248 | 0 | 0.68549 | 0.70356 |  |  |  |  | 293 | 0.018069
49859 | DOW38200 | 33 | Houston | YES | 0.001643 | 28 | 0 | 45 | 0 | 1 | Cogen | 1 | 0.034248 | 0 | 0 |  |  |  |  | 0.034248 | 0 | 0.68549 | 0.70356 |  |  |  |  | 294 | 0.018069
49860 | DOW38300 | 32 | Houston | YES | 0.001643 | 63 | 0 | 101 |  | 1 | Cogen | 1 | 0.034248 | 0 | 0 |  |  |  |  | 0.034248 | 0 | 0.68549 | 0.70356 |  |  |  |  | 295 | 0.018069
49862 | DOW39100 | 36 | Houston | YES | 0.001643 | 54 | 0 | 86 | 0 | 1 | Cogen | 1 | 0.034248 | 0 | 0 |  |  |  |  | 0.034248 | 0 | 0.68549 | 0.70356 |  |  |  |  | 296 | 0.018069
49863 | DOW39200 | 35 | Houston | YES | 0.001643 | 55 | 0 | 88 | 0 | 1 | Cogen | 1 | 0.034248 | 0 | 0 |  |  |  |  | 0.034248 | 0 | 0.68549 | 0.70356 |  |  |  |  | 297 | 0.018069
49865 | DOW41000 | 41 | Houston | YES | 0.001643 | 31 | 0 | 50 |  | 1 | Cogen | 1 | 0.034248 | 0 | 0 |  |  |  |  | 0.034248 | 0 | 0.68549 | 0.70356 |  |  |  |  | 298 | 0.018069
49866 | DOW42000 | 42 | Houston | YES | 0.001643 | 11 | 0 | 18 |  | 1 | Cogen | 1 | 0.034248 | 0 | 0 |  |  |  |  | 0.034248 | 0 | 0.68549 | 0.70356 |  |  |  |  | 299 | 0.018069
49869 | DOW49000 | 45 | Houston | YES | 0.001643 | 59 | 0 | 94 |  | 1 | Cogen | 1 | 0.034248 | 0 | 0 |  |  |  |  | 0.034248 | 0 | 0.68549 | 0.70356 |  |  |  |  | 300 | 0.018069
49870 | DOW61000 | 61 | Houston | YES | 0.001643 | 44 | 0 | 70 | 0 | 1 | Cogen | 1 | 0.034248 | 0 | 0 |  |  |  |  | 0.034248 | 0 | 0.68549 | 0.70356 |  |  |  |  | 301 | 0.018069
49871 | DOW62000 | 62 | Houston | YES | 0.001643 | 40 | 0 | 63 | 0 | 1 | Cogen | 1 | 0.034248 | 0 | 0 |  |  |  |  | 0.034248 | 0 | 0.68549 | 0.70356 |  |  |  |  | 302 | 0.018069
49872 | DOW63000 | 63 | Houston | YES | 0.001643 | 45 | 0 | 72 | 0 | 1 | Cogen | 1 | 0.034248 | 0 | 0 |  |  |  |  | 0.034248 | 0 | 0.68549 | 0.70356 |  |  |  |  | 303 | 0.018069
49873 | DOW64000 | 64 | Houston | YES | 0.001643 | 41 | 0 | 64.8 | 0 | 1 | Cogen | 1 | 0.034248 | 0 | 0 |  |  |  |  | 0.034248 | 0 | 0.68549 | 0.70356 |  |  |  |  | 304 | 0.018069
49876 | DOW65000 | 65 | Houston | YES | 0.001643 | 63 | 0 | 101 | 0 | 1 | Cogen | 1 | 0.034248 | 0 | 0 |  |  |  |  | 0.034248 | 0 | 0.68549 | 0.70356 |  |  |  |  | 305 | 0.018069
49877 | DOW66000 | 66 | Houston | YES | 0.001643 | 61 | 0 | 97 | 0 | 1 | Cogen | 1 | 0.034248 | 0 | 0 |  |  |  |  | 0.034248 | 0 | 0.68549 | 0.70356 |  |  |  |  | 306 | 0.018069
49878 | DOW67000 | 67 | Houston | YES | 0.001643 | 65 | 0 | 103 | 0 | 1 | Cogen | 1 | 0.034248 | 0 | 0 |  |  |  |  | 0.034248 | 0 | 0.68549 | 0.70356 |  |  |  |  | 307 | 0.018069
49882 | DOW81000 | 81 | Houston | YES | 0.001643 | 47 | 0 | 76 | 0 | 1 | Cogen | 1 | 0.034248 | 0 | 0 |  |  |  |  | 0.034248 | 0 | 0.68549 | 0.70356 |  |  |  |  | 308 | 0.018069
49884 | DOW82000 | 82 | Houston | YES | 0.001643 | 51 | 0 | 80 | 0 | 1 | Cogen | 1 | 0.034248 | 0 | 0 |  |  |  |  | 0.034248 | 0 | 0.68549 | 0.70356 |  |  |  |  | 309 | 0.018069
49885 | DOW83000 | 83 | Houston | YES | 0.001643 | 51 | 0 | 80 | 0 | 1 | Cogen | 1 | 0.034248 | 0 | 0 |  |  |  |  | 0.034248 | 0 | 0.68549 | 0.70356 |  |  |  |  | 310 | 0.018069
49886 | DOW84000 | 84 | Houston | YES | 0.001643 | 107 | 0 | 171 | 0 | 0.98 | Cogen | 1 | 0.034248 | 0 | 0 |  |  |  |  | 0.034248 | 0 | 0.68549 | 0.70356 |  |  |  |  | 311 | 0.018069
3432 | SANDOW_4G | 4 | South | YES | 0.001569 | 580 | 225 | 580 |  | 1.029 | LIGCO | 1 | 0.034174 | 0 | 580 |  |  |  |  | 0.034174 | 19.8209 | 0.69518 | 0.71298 |  |  |  |  | 312 | 0.018069
48911 | TGF_GT1_8000 | 1 | Houston | YES | 0.001532 | 69.2 | 0 | 69.2 |  | 1.029 | Cogen | 1 | 0.034137 | 0 | 0 |  |  |  |  | 0.034137 | 0 | 0.69518 | 0.71298 |  |  |  |  | 313 | 0.018069
48731 | CBE_GT1 | 1 | Houston | YES | 0.001516 | 76 | 0 | 76 | 0 | 1.029 | CC | 1 | 0.034121 | 76 | 76 |  |  |  |  | 0.034121 | 2.5932 | 0.69645 | 0.71422 |  |  |  |  | 314 | 0.018069
48732 | CBE_GT2 | 1 | Houston | YES | 0.001516 | 76 | 0 | 76 | 0 | 1.029 | CC | 1 | 0.034121 | 76 | 76 |  |  |  |  | 0.034121 | 2.5932 | 0.69773 | 0.71545 |  |  |  |  | 315 | 0.017799
48733 | CBE_ST12 | 1 | Houston | YES | 0.001516 | 105 | 0 | 105 | 0 | 1.029 | CC | 1 | 0.034121 | 105 | 105 |  |  |  |  | 0.034121 | 3.5827 | 0.69948 | 0.71715 |  |  |  |  | 316 | 0.017799
48734 | CBE_GT3 | 1 | Houston | YES | 0.001516 | 76 | 0 | 76 | 0 | 1.029 | CC | 1 | 0.034121 | 76 | 76 |  |  |  |  | 0.034121 | 2.5932 | 0.70075 | 0.71839 |  |  |  |  | 317 | 0.017762
48735 | CBE_GT4 | 1 | Houston | YES | 0.001516 | 76 | 0 | 76 | 0 | 1.029 | CC | 1 | 0.034121 | 76 | 76 |  |  |  |  | 0.034121 | 2.5932 | 0.70202 | 0.71962 |  |  |  |  | 318 | 0.017724
48736 | CBE_ST34 | 1 | Houston | YES | 0.001516 | 105 | 0 | 105 | 0 | 1.029 | CC | 1 | 0.034121 | 105 | 105 |  |  |  |  | 0.034121 | 3.5827 | 0.70378 | 0.72132 |  |  |  |  | 319 | 0.017673
5911 | STP_GN1___1 | 1 | Houston | YES | 0.001497 | 1333 | 1249 | 1333 | 0 | 1.0406 | Nuc | 1 | 0.034102 | 0 | 0 |  |  |  |  | 0.034102 | 0 | 0.70378 | 0.72132 |  |  |  |  | 320 | 0.017635
5912 | STP_GN2___2 | 2 | Houston | YES | 0.001497 | 1332 | 1249 | 1332 | 0 | 1.0406 | Nuc | 1 | 0.034102 | 0 | 0 |  |  |  |  | 0.034102 | 0 | 0.70378 | 0.72132 |  |  |  |  | 321 | 0.017598
7007 | L_LOSTPI1_1Y | 1 | South | YES | 0.001293 | 158.6 | 110 | 158 | 0 | 1 | CC | 1 | 0.033898 | 158 | 158 |  |  |  |  | 0.033898 | 5.3559 | 0.70642 | 0.72387 |  |  |  |  | 322 | 0.017546
7008 | L_LOSTPI1_2Y | 2 | South | YES | 0.001293 | 157.7 | 107 | 160 | 0 | 1 | CC | 1 | 0.033898 | 160 | 160 |  |  |  |  | 0.033898 | 5.4237 | 0.70909 | 0.72645 |  |  |  |  | 323 | 0.017546
7009 | L_LOSTPI1_3Y | 3 | South | YES | 0.001293 | 173.9 | 72 | 175 | 0 | 1 | CC | 1 | 0.033898 | 175 | 175 |  |  |  |  | 0.033898 | 5.9322 | 0.71202 | 0.72927 |  |  |  |  | 324 | 0.017546
7010 | L_FPPYD11_1Y | 1 | South | YES | 0.001285 | 547.4 | 200 | 606 | 0 | 1.02 | LIGCO | 1 | 0.03389 | 0 | 606 |  |  |  |  | 0.03389 | 20.5373 | 0.72215 | 0.73904 |  |  |  |  | 325 | 0.017452
7011 | L_FPPYD11_2Y | 2 | South | YES | 0.001285 | 552.2 | 200 | 598 | 0 | 1.02 | LIGCO | 1 | 0.03389 | 0 | 598 |  |  |  |  | 0.03389 | 20.2662 | 0.73215 | 0.74868 |  |  |  |  | 326 | 0.017356
7012 | L_FPPYD21_3Y | 3 | South | YES | 0.001284 | 427.5 | 200 | 436 | 0 | 1.02 | LIGCO | 1 | 0.033889 | 0 | 436 |  |  |  |  | 0.033889 | 14.7756 | 0.73944 | 0.75571 |  |  |  |  | 327 | 0.017252
7303 | L_WPPGS12_1Y | 1 | South | YES | 0.001225 | 50 | 0 | 50 | 0 | 1.025 | GGT | 1 | 0.03383 | 50 | 50 |  |  |  |  | 0.03383 | 1.6915 | 0.74028 | 0.75651 |  |  |  |  | 328 | 0.016888
7303 | L_WPPGS12_1Y | 2 | South | YES | 0.001225 | 50 | 0 | 50 | 0 | 1.025 | GGT | 1 | 0.03383 | 50 | 50 |  |  |  |  | 0.03383 | 1.6915 | 0.74111 | 0.75732 |  |  |  |  | 329 | 0.016528
7305 | L_WPPGS34_1Y | 3 | South | YES | 0.001225 | 50 | 0 | 50 | 0 | 1.025 | GGT | 1 | 0.03383 | 50 | 50 |  |  |  |  | 0.03383 | 1.6915 | 0.74195 | 0.75812 |  |  |  |  | 330 | 0.016266
7305 | L_WPPGS34_1Y | 4 | South | YES | 0.001225 | 50 | 0 | 50 | 0 | 1.025 | GGT | 1 | 0.03383 | 50 | 50 |  |  |  |  | 0.03383 | 1.6915 | 0.74279 | 0.75893 |  |  |  |  | 331 | 0.016234
7807 | L_BASTEN1_1Y | 1 | South | YES | 0.001224 | 152.5 | 83.5 | 152.5 | 0 | 1.004 | CC | 1 | 0.033829 | 152.5 | 152.5 |  |  |  |  | 0.033829 | 5.1589 | 0.74534 | 0.76138 |  |  |  |  | 332 | 0.016203
7808 | L_BASTEN1_2Y | 1 | South | YES | 0.001224 | 149.5 | 83.5 | 149.5 | 0 | 1.004 | CC | 1 | 0.033829 | 149.5 | 149.5 |  |  |  |  | 0.033829 | 5.0574 | 0.74783 | 0.76378 |  |  |  |  | 333 | 0.016171
7809 | L_BASTEN1_3Y | 1 | South | YES | 0.001224 | 232.6 | 42 | 232.6 | 0 | 1.004 | CC | 1 | 0.033829 | 232.6 | 232.6 |  |  |  |  | 0.033829 | 7.8686 | 0.75172 | 0.76753 |  |  |  |  | 334 | 0.01614
7004 | L_SIMGID1_1Y | 1 | South | YES | 0.001162 | 132 | 40 | 132 | 0 | 1.02 | GST | 1 | 0.033767 | 132 | 132 |  |  |  |  | 0.033767 | 4.4572 | 0.75393 | 0.76965 |  |  |  |  | 335 | 0.016044
7005 | L_SIMGID1_2Y | 2 | South | YES | 0.001162 | 133 | 32 | 139 | 0 | 1.02 | GST | 1 | 0.033767 | 139 | 139 |  |  |  |  | 0.033767 | 4.6936 | 0.75625 | 0.77188 |  |  |  |  | 336 | 0.015949
7006 | L_SIMGID1_3Y | 3 | South | YES | 0.001162 | 324.9 | 60 | 329 | 0 | 1.02 | GST | 1 | 0.033767 | 329 | 329 |  |  |  |  | 0.033767 | 11.1093 | 0.76176 | 0.77716 |  |  |  |  | 337 | 0.015803
9002 | DECKR_G3 | 3 | South | YES | 0.001107 | 0 | 24 | 42 |  | 1.015 | GGT | 1 | 0.033712 | 42 | 42 |  |  |  |  | 0.033712 | 1.4159 | 0.76246 | 0.77784 |  |  |  |  | 338 | 0.015716
9003 | DECKR_G4 | 4 | South | YES | 0.001107 | 44 | 24 | 44 | 0 | 1.015 | GGT | 1 | 0.033712 | 44 | 44 |  |  |  |  | 0.033712 | 1.4833 | 0.76319 | 0.77854 |  |  |  |  | 339 | 0.015624
9004 | DECKR_G5 | 5 | South | YES | 0.001107 | 44 | 24 | 44 | 0 | 1.015 | GGT | 1 | 0.033712 | 44 | 44 |  |  |  |  | 0.033712 | 1.4833 | 0.76393 | 0.77925 |  |  |  |  | 340 | 0.015407
9005 | DECKR_G6 | 6 | South | YES | 0.001107 | 44 | 24 | 47 | 0 | 1.015 | GGT | 1 | 0.033712 | 47 | 47 |  |  |  |  | 0.033712 | 1.5845 | 0.76472 | 0.78 |  |  |  |  | 341 | 0.015378
9000 | DECKR_G1 | 1 | South | YES | 0.001078 | 280 | 50 | 321 | 0 | 1.015 | GST | 1 | 0.033683 | 321 | 321 |  |  |  |  | 0.033683 | 10.8122 | 0.77008 | 0.78514 |  |  |  |  | 342 | 0.015348
9001 | DECKR_G2 | 2 | South | YES | 0.001078 | 400 | 50 | 426 | 0 | 1.015 | GST | 1 | 0.033683 | 426 | 426 |  |  |  |  | 0.033683 | 14.349 | 0.77721 | 0.79197 |  |  |  |  | 343 | 0.015318
9016 | SANDH_G1 | 1 | South | YES | 0.001075 | 45 | 2 | 49 | 0 | 1.0175 | GGT | 1 | 0.03368 | 49 | 49 |  |  |  |  | 0.03368 | 1.6503 | 0.77802 | 0.79275 |  |  |  |  | 344 | 0.015286
9017 | SANDH_G2 | 2 | South | YES | 0.001075 | 45 | 2 | 46 | 0 | 1.0175 | GGT | 1 | 0.03368 | 46 | 46 |  |  |  |  | 0.03368 | 1.5493 | 0.77879 | 0.79349 |  |  |  |  | 345 | 0.015061
9018 | SANDH_G3 | 3 | South | YES | 0.001075 | 45 | 2 | 46 | 0 | 1.0175 | GGT | 1 | 0.03368 | 46 | 46 |  |  |  |  | 0.03368 | 1.5493 | 0.77956 | 0.79423 |  |  |  |  | 346 | 0.014763
9019 | SANDH_G4 | 4 | South | YES | 0.001075 | 0 | 2 | 47 |  | 1.0175 | GGT | 1 | 0.03368 | 47 | 47 |  |  |  |  | 0.03368 | 1.583 | 0.78035 | 0.79498 |  |  |  |  | 347 | 0.014729
9020 | SANDHG5A | 5A | South | YES | 0.001075 | 150 | 84 | 155 | 0 | 1.0175 | CC | 1 | 0.03368 | 155 | 155 |  |  |  |  | 0.03368 | 5.2204 | 0.78294 | 0.79746 |  |  |  |  | 348 | 0.014696
9021 | SANDHG5C | 5C | South | YES | 0.001075 | 140 | 0 | 148 | 0 | 1.0175 | CC | 1 | 0.03368 | 148 | 148 |  |  |  |  | 0.03368 | 4.9846 | 0.78541 | 0.79983 |  |  |  |  | 349 | 0.014664
7020 | L_AUSTPL1_1Y | 1 | South | YES | 0.00104 | 0 | 0 | 8 |  | 1 | Hydro | 1 | 0.033645 | 0 | 0 |  |  |  |  | 0.033645 | 0 | 0.78541 | 0.79983 |  |  |  |  | 350 | 0.014631
7020 | L_AUSTPL1_1Y | 2 | South | YES | 0.00104 | 0 | 0 | 8 |  | 1 | Hydro | 1 | 0.033645 | 0 | 0 |  |  |  |  | 0.033645 | 0 | 0.78541 | 0.79983 |  |  |  |  | 351 | 0.014523
8134 | FOR #1 | 1 | South | YES | 0.001039 | 54.1 | 45 | 79 | 0 | 1 | Cogen | 1 | 0.033644 | 0 | 0 |  |  |  |  | 0.033644 | 0 | 0.78541 | 0.79983 |  |  |  |  | 352 | 0.014419
8138 | FOR #2 | 2 | South | YES | 0.001039 | 63.1 | 45 | 81 | 0 | 1 | Cogen | 1 | 0.033644 | 0 | 0 |  |  |  |  | 0.033644 | 0 | 0.78541 | 0.79983 |  |  |  |  | 353 | 0.014419
8153 | FOR #3 | 3 | South | YES | 0.001039 | 63.1 | 45 | 79.9 | 0 | 1 | Cogen | 1 | 0.033644 | 0 | 0 |  |  |  |  | 0.033644 | 0 | 0.78541 | 0.79983 |  |  |  |  | 354 | 0.014419
8154 | FOR #4 | 4 | South | YES | 0.001039 | 63.1 | 60 | 80 | 0 | 1 | Cogen | 1 | 0.033644 | 0 | 0 |  |  |  |  | 0.033644 | 0 | 0.78541 | 0.79983 |  |  |  |  | 355 | 0.014419
8155 | FOR #5 | 5 | South | YES | 0.001039 | 63.1 | 60 | 78.4 | 0 | 1 | Cogen | 1 | 0.033644 | 0 | 0 |  |  |  |  | 0.033644 | 0 | 0.78541 | 0.79983 |  |  |  |  | 356 | 0.014419
8156 | FOR #6 | 6 | South | YES | 0.001039 | 24.9 | 5 | 25 | 0 | 1 | Cogen | 1 | 0.033644 | 0 | 0 |  |  |  |  | 0.033644 | 0 | 0.78541 | 0.79983 |  |  |  |  | 357 | 0.014419
8157 | FOR #7 | 7 | South | YES | 0.001039 | 28.8 | 5 | 46 | 0 | 1 | Cogen | 1 | 0.033644 | 0 | 0 |  |  |  |  | 0.033644 | 0 | 0.78541 | 0.79983 |  |  |  |  | 358 | 0.014419
80051 | FOR #8 | 8 | South | YES | 0.001039 | 28 | 28 | 28 |  | 1 | Cogen | 1 | 0.033644 | 0 | 0 |  |  |  |  | 0.033644 | 0 | 0.78541 | 0.79983 |  |  |  |  | 359 | 0.014419
80052 | FOR #9 | 9 | South | YES | 0.001039 | 29.7 | 5 | 43.6 | 0 | 1 | Cogen | 1 | 0.033644 | 0 | 0 |  |  |  |  | 0.033644 | 0 | 0.78541 | 0.79983 |  |  |  |  | 360 | 0.014419
80053 | FOR #10 | 10 | South | YES | 0.001039 | 68.4 | 45 | 75 | 0 | 1 | Cogen | 1 | 0.033644 | 0 | 0 |  |  |  |  | 0.033644 | 0 | 0.78541 | 0.79983 |  |  |  |  | 361 | 0.014419
80226 | ALCOA G | 1 | South | YES | 0.001026 | 32.3 | 5 | 48 | 0 | 1.015 | Cogen | 1 | 0.033631 | 0 | 0 |  |  |  |  | 0.033631 | 0 | 0.78541 | 0.79983 |  |  |  |  | 362 | 0.014419
8147 | UCAR #2 | 10 | South | YES | 0.000974 | 18.2 | 0 | 28 |  | 1 | Cogen | 1 | 0.033579 | 0 | 0 |  |  |  |  | 0.033579 | 0 | 0.78541 | 0.79983 |  |  |  |  | 363 | 0.014419
8148 | UCAR #1 | 2 | South | YES | 0.000974 | 6.1 | 0 | 7 | 0 | 1.009 | Cogen | 1 | 0.033579 | 0 | 0 |  |  |  |  | 0.033579 | 0 | 0.78541 | 0.79983 |  |  |  |  | 364 | 0.014419
80137 | CSDR89 | 9 | South | YES | 0.000974 | 15 | 0 | 15 | 0 | 1.003 | DCTie | 1 | 0.033579 | 0 | 0 |  |  |  |  | 0.033579 | 0 | 0.78541 | 0.79983 |  |  |  |  | 365 | 0.014419
80137 | CSDR89 | 8 | South | YES | 0.000974 | 33.9 | 0 | 39 | 0 | 1.003 | DCTie | 1 | 0.033579 | 0 | 0 |  |  |  |  | 0.033579 | 0 | 0.78541 | 0.79983 |  |  |  |  | 366 | 0.014419
80138 | CSDR7 | 7 | South | YES | 0.000974 | 6.1 | 0 | 7 | 0 | 1.014 | DCTie | 1 | 0.033579 | 0 | 0 |  |  |  |  | 0.033579 | 0 | 0.78541 | 0.79983 |  |  |  |  | 367 | 0.014419
80139 | CSDR56 | 6 | South | YES | 0.000974 | 0 | 0 | 39 |  | 1.0033 | DCTie | 1 | 0.033579 | 0 | 0 |  |  |  |  | 0.033579 | 0 | 0.78541 | 0.79983 |  |  |  |  | 368 | 0.014419
80139 | CSDR56 | 5 | South | YES | 0.000974 | 15 | 0 | 15 |  | 1.0033 | DCTie | 1 | 0.033579 | 0 | 0 |  |  |  |  | 0.033579 | 0 | 0.78541 | 0.79983 |  |  |  |  | 369 | 0.014419
80140 | CSDR11 | 11 | South | YES | 0.000974 | 33.9 | 0 | 39 | 0 | 1.03 | DCTie | 1 | 0.033579 | 0 | 0 |  |  |  |  | 0.033579 | 0 | 0.78541 | 0.79983 |  |  |  |  | 370 | 0.014419
80227 | AIRCO G | 1 | South | YES | 0.000962 | 7.2 | 0 | 8 | 0 | 1.0104 | Cogen | 1 | 0.033567 | 0 | 0 |  |  |  |  | 0.033567 | 0 | 0.78541 | 0.79983 |  |  |  |  | 371 | 0.014419
80224 | VISTRONG1 | 1 | South | YES | 0.00096 | 13.1 | 0 | 15 | 0 | 1.01 | Cogen | 1 | 0.033565 | 0 | 0 |  |  |  |  | 0.033565 | 0 | 0.78541 | 0.79983 |  |  |  |  | 372 | 0.014419
80225 | VISTRONG2 | 2 | South | YES | 0.00096 | 20.2 | 0 | 23 | 0 | 1.01 | Cogen | 1 | 0.033565 | 0 | 0 |  |  |  |  | 0.033565 | 0 | 0.78541 | 0.79983 |  |  |  |  | 373 | 0.014419
8066 | DUP1V#1 | 1 | South | YES | 0.000945 | 52.3 | 0 | 73 | 0 | 1.01 | Cogen | 1 | 0.03355 | 0 | 0 |  |  |  |  | 0.03355 | 0 | 0.78541 | 0.79983 |  |  |  |  | 374 | 0.014419
8173 | VICEC51A | 5 | South | YES | 0.000933 | 144 | 18 | 144 | 0 | 1.025 | CC | 1 | 0.033538 | 144 | 144 |  |  |  |  | 0.033538 | 4.8295 | 0.78782 | 0.80213 |  |  |  |  | 375 | 0.014419
8174 | VICEC61A | 6 | South | YES | 0.000933 | 188 | 42 | 188 | 0 | 1.025 | CC | 1 | 0.033538 | 188 | 188 |  |  |  |  | 0.033538 | 6.3051 | 0.79097 | 0.80513 |  |  |  |  | 376 | 0.014419
5508 | RAYBURNCC9 | 1 | South | YES | 0.000925 | 47.7 | 18.2 | 47.7 | 0 | 1.0296 | CC | 1 | 0.03353 | 47.7 | 47.7 |  |  |  |  | 0.03353 | 1.5994 | 0.79176 | 0.80589 |  |  |  |  | 377 | 0.014419
5509 | RAYBURNCC10 | 1 | South | YES | 0.000925 | 37.3 | 5.2 | 37.3 | 0 | 1.0296 | CC | 1 | 0.03353 | 37.3 | 37.3 |  |  |  |  | 0.03353 | 1.2507 | 0.79239 | 0.80648 |  |  |  |  | 378 | 0.014308
5511 | RAYBURNCC7 | 1 | South | YES | 0.000925 | 47.5 | 18.2 | 47.5 | 0 | 1.0296 | CC | 1 | 0.03353 | 47.5 | 47.5 |  |  |  |  | 0.03353 | 1.5927 | 0.79318 | 0.80724 |  |  |  |  | 379 | 0.014164
5512 | RAYBURNCC8 | 1 | South | YES | 0.000925 | 49.3 | 18.2 | 49.3 | 0 | 1.0296 | CC | 1 | 0.03353 | 49.3 | 49.3 |  |  |  |  | 0.03353 | 1.653 | 0.79401 | 0.80803 |  |  |  |  | 380 | 0.014127
7014 | L_HAYSEN1_1Y | 1 | South | YES | 0.000924 | 223.9 | 74 | 223.9 | 0 | 1.008 | CC | 1 | 0.033529 | 223.9 | 223.9 |  |  |  |  | 0.033529 | 7.5071 | 0.79775 | 0.8116 |  |  |  |  | 381 | 0.014098
7015 | L_HAYSEN1_2Y | 2 | South | YES | 0.000924 | 225 | 74 | 225 | 0 | 1.008 | CC | 1 | 0.033529 | 225 | 225 |  |  |  |  | 0.033529 | 7.544 | 0.80151 | 0.81519 |  |  |  |  | 382 | 0.014061
7016 | L_HAYSEN1_3Y | 3 | South | YES | 0.000924 | 224.6 | 74 | 224.6 | 0 | 1.008 | CC | 1 | 0.033529 | 224.6 | 224.6 |  |  |  |  | 0.033529 | 7.5306 | 0.80527 | 0.81877 |  |  |  |  | 383 | 0.014023
7017 | L_HAYSEN1_4Y | 4 | South | YES | 0.000924 | 226.7 | 74 | 226.7 | 0 | 1.008 | CC | 1 | 0.033529 | 226.7 | 226.7 |  |  |  |  | 0.033529 | 7.601 | 0.80906 | 0.82238 |  |  |  |  | 384 | 0.01385
7624 | L_LAKEWO9_1Y | 1 | South | YES | 0.000911 | 0 | 0 | 2.4 |  | 1 | Hydro | 1 | 0.033516 | 0 | 0 |  |  |  |  | 0.033516 | 0 | 0.80906 | 0.82238 |  |  |  |  | 385 | 0.013676
7624 | L_LAKEWO9_1Y | 2 | South | YES | 0.000911 | 0 | 0 | 2.4 |  | 1 | Hydro | 1 | 0.033516 | 0 | 0 |  |  |  |  | 0.033516 | 0 | 0.80906 | 0.82238 |  |  |  |  | 386 | 0.013503
8189 | CUECPL2A | 1 | South | YES | 0.000909 | 12 | 0 | 12 | 0 | 1.02 | Cogen | 1 | 0.033514 | 0 | 0 |  |  |  |  | 0.033514 | 0 | 0.80906 | 0.82238 |  |  |  |  | 387 | 0.013327
5503 | RAYBURNGEN3 | 1 | South | YES | 0.000896 | 17.6 | 6 | 22 | 0 | 1.0224 | GST | 1 | 0.033501 | 22 | 22 |  |  |  |  | 0.033501 | 0.73702 | 0.80942 | 0.82273 |  |  |  |  | 388 | 0.013327
5505 | RAYBURNGEN1 | 1 | South | YES | 0.000896 | 0 | 1 | 11 |  | 1.0223 | GGT | 1 | 0.033501 | 11 | 11 |  |  |  |  | 0.033501 | 0.36851 | 0.80961 | 0.82291 |  |  |  |  | 389 | 0.013327
5506 | RAYBURNGEN2 | 1 | South | YES | 0.000896 | 0 | 1 | 11 |  | 1.0223 | GGT | 1 | 0.033501 | 11 | 11 |  |  |  |  | 0.033501 | 0.36851 | 0.80979 | 0.82309 |  |  |  |  | 390 | 0.013327
7810 | L_RIONOG1G1Y | 1 | South | YES | 0.000887 | 148 | 0 | 148 | 0 | 1.02 | CC | 1 | 0.033492 | 148 | 148 |  |  |  |  | 0.033492 | 4.9568 | 0.81227 | 0.82544
7811 | L_RIONOG1G2Y | 2 | South | YES | 0.000887 | 148 | 0 | 148 | 0 | 1.02 | CC | 1 | 0.033492 | 148 | 148 |  |  |  |  | 0.033492 | 4.9568 | 0.81474 | 0.8278
7812 | L_RIONOG1G3Y | 3 | South | YES | 0.000887 | 154 | 0 | 154 | 0 | 1.02 | CC | 1 | 0.033492 | 154 | 154 |  |  |  |  | 0.033492 | 5.1578 | 0.81732 | 0.83025
7813 | L_RIONOG1S1Y | 4 | South | YES | 0.000887 | 293 | 0 | 293 | 0 | 1.02 | CC | 1 | 0.033492 | 293 | 293 |  |  |  |  | 0.033492 | 9.8132 | 0.82222 | 0.83492
7605 | L_MCQUEE9_1Y | 1 | South | YES | 0.000868 | 0 | 0 | 2.4 |  | 1.025 | Hydro | 1 | 0.033473 | 0 | 0 |  |  |  |  | 0.033473 | 0 | 0.82222 | 0.83492
7605 | L_MCQUEE9_1Y | 2 | South | YES | 0.000868 | 0 | 0 | 2.4 |  | 1.025 | Hydro | 1 | 0.033473 | 0 | 0 |  |  |  |  | 0.033473 | 0 | 0.82222 | 0.83492
7605 | L_MCQUEE9_1Y | 3 | South | YES | 0.000868 | 0 | 0 | 2.8 |  | 1.025 | Hydro | 1 | 0.033473 | 0 | 0 |  |  |  |  | 0.033473 | 0 | 0.82222 | 0.83492
7800 | L_GUADGE1_1Y | 1 | South | YES | 0.00085 | 147 | 30 | 147 | 0 | 1.02 | CC | 1 | 0.033455 | 147 | 147 |  |  |  |  | 0.033455 | 4.9179 | 0.82467 | 0.83726
7801 | L_GUADGE1_2Y | 2 | South | YES | 0.00085 | 138 | 30 | 138 | 0 | 1.02 | CC | 1 | 0.033455 | 138 | 138 |  |  |  |  | 0.033455 | 4.6168 | 0.82698 | 0.83946
7802 | L_GUADGE1_3Y | 3 | South | YES | 0.00085 | 146 | 30 | 146 | 0 | 1.02 | CC | 1 | 0.033455 | 146 | 146 |  |  |  |  | 0.033455 | 4.8844 | 0.82942 | 0.84178
7803 | L_GUADGE1_4Y | 4 | South | YES | 0.00085 | 149 | 30 | 149 | 0 | 1.02 | CC | 1 | 0.033455 | 149 | 149 |  |  |  |  | 0.033455 | 4.9848 | 0.83191 | 0.84415
7804 | L_GUADGE1_5Y | 5 | South | YES | 0.00085 | 182 | 30 | 182 | 0 | 1.02 | CC | 1 | 0.033455 | 182 | 182 |  |  |  |  | 0.033455 | 6.0888 | 0.83496 | 0.84705
7805 | L_GUADGE1_6Y | 6 | South | YES | 0.00085 | 203 | 30 | 203 | 0 | 1.02 | CC | 1 | 0.033455 | 203 | 203 |  |  |  |  | 0.033455 | 6.7914 | 0.83835 | 0.85028
8161 | COLETO0A | 1 | South | YES | 0.000819 | 633 | 200 | 633 | 0 | 1.03 | LIGCO | 1 | 0.033424 | 0 | 633 |  |  |  |  | 0.033424 | 21.1574 | 0.84893 | 0.86034
7609 | L_SCHUMA8_1Y | 1 | South | YES | 0.000818 | 0 | 0 | 4 |  | 1 | Hydro | 1 | 0.033423 | 0 | 0 |  |  |  |  | 0.033423 | 0 | 0.84893 | 0.86034
7487 | L_CANYHY8_1Y | 1 | South | YES | 0.000816 | 0 | 0 | 6 |  | 1 | Hydro | 1 | 0.033421 | 0 | 0 |  |  |  |  | 0.033421 | 0 | 0.84893 | 0.86034
8926 | LGE_GT10A | 1 | South | YES | 0.000808 | 158 | 0 | 158 | 0 | 1.03 | Cogen | 1 | 0.033413 | 0 | 0 |  |  |  |  | 0.033413 | 0 | 0.84893 | 0.86034
8927 | LGE_GT20A | 2 | South | YES | 0.000808 | 153 | 0 | 153 | 0 | 1.03 | Cogen | 1 | 0.033413 | 0 | 0 |  |  |  |  | 0.033413 | 0 | 0.84893 | 0.86034
8928 | LGE_STG0A | 3 | South | YES | 0.000808 | 100 | 0 | 100 | 0 | 1.03 | Cogen | 1 | 0.033413 | 0 | 0 |  |  |  |  | 0.033413 | 0 | 0.84893 | 0.86034
8930 | ICPGN10A | 1 | South | YES | 0.000808 | 149 | 0 | 149 | 0 | 1.03 | Cogen | 1 | 0.033413 | 0 | 0 |  |  |  |  | 0.033413 | 0 | 0.84893 | 0.86034
8931 | ICPGN20A | 2 | South | YES | 0.000808 | 150 | 0 | 150 | 0 | 1.03 | Cogen | 1 | 0.033413 | 0 | 0 |  |  |  |  | 0.033413 | 0 | 0.84893 | 0.86034
8932 | ICPGN30A | 3 | South | YES | 0.000808 | 127 | 0 | 127 | 0 | 1.03 | Cogen | 1 | 0.033413 | 0 | 0 |  |  |  |  | 0.033413 | 0 | 0.84893 | 0.86034
80223 | REYSHR G | 1 | South | YES | 0.000808 | 12 | 0 | 12 | 0 | 1.032 | Cogen | 1 | 0.033413 | 0 | 0 |  |  |  |  | 0.033413 | 0 | 0.84893 | 0.86034
8442 | NBEC7 | 7 | South | YES | 0.000775 | 0 | 81 | 367 |  | 1.0298 | GST | 1 | 0.03338 | 367 | 367 |  |  |  |  | 0.03338 | 12.2505 | 0.85507 | 0.86617
8442 | NBEC7 | MB | South | YES | 0.000775 | 0 | 81 | 367 |  | 1.0298 | GST | 1 | 0.03338 | 0 | 0 |  |  |  |  | 0.03338 | 0 | 0.85507 | 0.86617
8560 | CNOPGT1 | 1 | South | YES | 0.000775 | 148.3 | 0 | 148.3 | 0 | 1.03 | Cogen | 1 | 0.03338 | 0 | 0 |  |  |  |  | 0.03338 | 0 | 0.85507 | 0.86617
8561 | CNOPGT2 | 2 | South | YES | 0.000775 | 148.6 | 0 | 148.6 | 0 | 1.03 | Cogen | 1 | 0.03338 | 0 | 0 |  |  |  |  | 0.03338 | 0 | 0.85507 | 0.86617
8562 | CNOPST1 | 3 | South | YES | 0.000775 | 153 | 0 | 153 | 0 | 1.03 | Cogen | 1 | 0.03338 | 0 | 0 |  |  |  |  | 0.03338 | 0 | 0.85507 | 0.86617
8456 | COSW#1 | 1 | South | YES | 0.000773 | 20 | 0 | 20 | 0 | 1.027 | Cogen | 1 | 0.033378 | 0 | 0 |  |  |  |  | 0.033378 | 0 | 0.85507 | 0.86617
8457 | COSW#2 | 2 | South | YES | 0.000773 | 14 | 0 | 14 | 0 | 1.027 | Cogen | 1 | 0.033378 | 0 | 0 |  |  |  |  | 0.033378 | 0 | 0.85507 | 0.86617
8459 | B_DAVIS0B | MB | South | YES | 0.000771 | 0 | 50 | 339 |  | 1.03 | GSC | 1 | 0.033376 | 0 | 0 |  |  |  |  | 0.033376 | 0 | 0.85507 | 0.86617
8460 | B_DAVIS0A | MB | South | YES | 0.000771 | 0 | 50 | 340 |  | 1.03 | GSC | 1 | 0.033376 | 0 | 0 |  |  |  |  | 0.033376 | 0 | 0.85507 | 0.86617
80263 | B_DAVIS31A | 3 | South | YES | 0.000771 | 0 | 0 | 180 |  | 1.0366 | CC | 1 | 0.033376 | 180 | 180 |  |  |  |  | 0.033376 | 6.0077 | 0.85808 | 0.86902
80264 | B_DAVIS41A | 4 | South | YES | 0.000771 | 0 | 0 | 180 |  | 1.0366 | CC | 1 | 0.033376 | 180 | 180 |  |  |  |  | 0.033376 | 6.0077 | 0.86109 | 0.87188
8506 | VAL #1 | 1 | South | YES | 0.000764 | 20.9 | 0 | 25 | 0 | 1.0055 | Cogen | 1 | 0.033369 | 0 | 0 |  |  |  |  | 0.033369 | 0 | 0.86109 | 0.87188
8507 | VAL #2 | 2 | South | YES | 0.000764 | 20.9 | 0 | 25 | 0 | 1.0055 | Cogen | 1 | 0.033369 | 0 | 0 |  |  |  |  | 0.033369 | 0 | 0.86109 | 0.87188
8511 | OXY_CC0A | 1 | South | YES | 0.000764 | 30.3 | 0 | 38 | 0 | 1.027 | Cogen | 1 | 0.033369 | 0 | 0 |  |  |  |  | 0.033369 | 0 | 0.86109 | 0.87188
8461 | KOCH_UP0A | 1 | South | YES | 0.000759 | 38 | 0 | 38 | 0 | 1.012 | Cogen | 1 | 0.033364 | 0 | 0 |  |  |  |  | 0.033364 | 0 | 0.86109 | 0.87188
80080 | GWINDT11A | 3 | South | YES | 0.000748 | 0 | 0 | 38 | 0 | 1.025 | Wind | 1 | 0.033353 | 0 | 38 |  |  |  |  | 0.033353 | 1.2674 | 0.86172 | 0.87248
80080 | GWINDT11A | 4 | South | YES | 0.000748 | 3.8 | 0 | 19 | 0 | 1.025 | Wind | 1 | 0.033353 | 0 | 19 |  |  |  |  | 0.033353 | 0.63371 | 0.86204 | 0.87278
80080 | GWINDT11A | 2 | South | YES | 0.000748 | 0 | 0 | 41 | 0 | 1.025 | Wind | 1 | 0.033353 | 0 | 41 |  |  |  |  | 0.033353 | 1.3675 | 0.86273 | 0.87343
80080 | GWINDT11A | 1 | South | YES | 0.000748 | 28.2 | 0 | 94 | 0 | 1.025 | Wind | 1 | 0.033353 | 0 | 94 |  |  |  |  | 0.033353 | 3.1352 | 0.8643 | 0.87493
80081 | GWINDT21A | 4 | South | YES | 0.000748 | 4.4 | 0 | 22 | 0 | 1.025 | Wind | 1 | 0.033353 | 0 | 22 |  |  |  |  | 0.033353 | 0.73377 | 0.86467 | 0.87527
80081 | GWINDT21A | 1 | South | YES | 0.000748 | 28.2 | 0 | 94 | 0 | 1.025 | Wind | 1 | 0.033353 | 0 | 94 |  |  |  |  | 0.033353 | 3.1352 | 0.86624 | 0.87677
80081 | GWINDT21A | 3 | South | YES | 0.000748 | 8.6 | 0 | 43 | 0 | 1.025 | Wind | 1 | 0.033353 | 0 | 43 |  |  |  |  | 0.033353 | 1.4342 | 0.86696 | 0.87745
80081 | GWINDT21A | 2 | South | YES | 0.000748 | 7.2 | 0 | 36 | 0 | 1.025 | Wind | 1 | 0.033353 | 0 | 36 |  |  |  |  | 0.033353 | 1.2007 | 0.86756 | 0.87802
80180 | PNSCALT11A | 2 | South | YES | 0.000748 | 10 | 0 | 50 | 0 | 1.025 | Wind | 1 | 0.033353 | 0 | 50 |  |  |  |  | 0.033353 | 1.6677 | 0.8684 | 0.87881
80180 | PNSCALT11A | 1 | South | YES | 0.000748 | 43.8 | 0 | 148 | 0 | 1.025 | Wind | 1 | 0.033353 | 0 | 148 |  |  |  |  | 0.033353 | 4.9362 | 0.87087 | 0.88116
80181 | PNSCALT21A | 2 | South | YES | 0.000748 | 10 | 0 | 50 | 0 | 1.025 | Wind | 1 | 0.033353 | 0 | 50 |  |  |  |  | 0.033353 | 1.6677 | 0.87171 | 0.88195
80181 | PNSCALT21A | 1 | South | YES | 0.000748 | 16.5 | 0 | 55 | 0 | 1.025 | Wind | 1 | 0.033353 | 0 | 55 |  |  |  |  | 0.033353 | 1.8344 | 0.87263 | 0.88283
8517 | CELANEBI0A | 1 | South | YES | 0.000745 | 29 | 0 | 29 | 0 | 1.02 | Cogen | 1 | 0.03335 | 0 | 0 |  |  |  |  | 0.03335 | 0 | 0.87263 | 0.88283
5401 | CALAVER_JKS1 | 1 | South | YES | 0.00073 | 562 | 100 | 562 | 0 | 1.026 | LIGCO | 1 | 0.033335 | 0 | 562 |  |  |  |  | 0.033335 | 18.7343 | 0.88202 | 0.89174
5932 | SI_RAY9 | 9 | South | YES | 0.000729 | 32 | 32 | 38 | 0 | 1.035 | CC | 1 | 0.033334 | 38 | 38 |  |  |  |  | 0.033334 | 1.2667 | 0.88266 | 0.89234
5933 | SI_RAY6 | 6 | South | YES | 0.000729 | 15.4 | 10 | 19.3 | 0 | 1.035 | GST | 1 | 0.033334 | 19.3 | 19.3 |  |  |  |  | 0.033334 | 0.64335 | 0.88298 | 0.89264
5935 | SI_RAY10 | 10 | South | YES | 0.000729 | 47 | 10 | 47 | 0 | 1.03 | CC | 1 | 0.033334 | 47 | 47 |  |  |  |  | 0.033334 | 1.5667 | 0.88377 | 0.89339
80003 | MILHWYS | F | South | YES | 0.000729 | 0 | 0 | 0 | 0 | 1.0168 | AVR | 1 | 0.033334 | 0 | 0 |  |  |  |  | 0.033334 | 0 | 0.88377 | 0.89339
5476 | BRA_AVR1_CT1 | 1 | South | YES | 0.00071 | 155 | 90 | 155 | 0 | 1.025 | CC | 1 | 0.033315 | 155 | 155 |  |  |  |  | 0.033315 | 5.1638 | 0.88636 | 0.89585
5477 | BRA_AVR1_ST | 1 | South | YES | 0.00071 | 174 | 138 | 174 | 0 | 1.025 | CC | 1 | 0.033315 | 174 | 174 |  |  |  |  | 0.033315 | 5.7968 | 0.88927 | 0.8986
5478 | BRA_AVR1_CT2 | 1 | South | YES | 0.00071 | 155 | 90 | 155 | 0 | 1.025 | CC | 1 | 0.033315 | 155 | 155 |  |  |  |  | 0.033315 | 5.1638 | 0.89186 | 0.90106
8936 | MVGN#1 | 1 | South | YES | 0.0007 | 216.6 | 0 | 216.6 | 0 | 1.0304 | CC | 1 | 0.033305 | 216.6 | 216.6 |  |  |  |  | 0.033305 | 7.2139 | 0.89548 | 0.90449
8937 | MVGN#2 | 2 | South | YES | 0.0007 | 216.7 | 0 | 216.7 | 0 | 1.0304 | CC | 1 | 0.033305 | 216.7 | 216.7 |  |  |  |  | 0.033305 | 7.2172 | 0.8991 | 0.90792
8938 | MVGN#3 | 3 | South | YES | 0.0007 | 250.9 | 0 | 250.9 | 0 | 1.0304 | CC | 1 | 0.033305 | 250.9 | 250.9 |  |  |  |  | 0.033305 | 8.3562 | 0.9033 | 0.9119
8981 | HECN1 | 1 | South | YES | 0.0007 | 144.8 | 0 | 144.8 | 0 | 1.0304 | CC | 1 | 0.033305 | 144.8 | 144.8 |  |  |  |  | 0.033305 | 4.8226 | 0.90572 | 0.91419
8982 | HECN2 | 2 | South | YES | 0.0007 | 144.1 | 0 | 144.1 | 0 | 1.0304 | CC | 1 | 0.033305 | 144.1 | 144.1 |  |  |  |  | 0.033305 | 4.7993 | 0.90813 | 0.91647
8983 | HECN3 | 3 | South | YES | 0.0007 | 171.9 | 0 | 171.9 | 0 | 1.0304 | CC | 1 | 0.033305 | 171.9 | 171.9 |  |  |  |  | 0.033305 | 5.7251 | 0.911 | 0.9192
5436 | TUTTL_WBT1G1 | 1 | South | YES | 0.000695 | 48.8 | 20 | 61 | 0 | 1.012 | GST | 1 | 0.0333 | 61 | 61 |  |  |  |  | 0.0333 | 2.0313 | 0.91202 | 0.92016
5438 | TUTTL_WBT3G3 | 3 | South | YES | 0.000695 | 95 | 25 | 95 | 0 | 1.012 | GST | 1 | 0.0333 | 95 | 95 |  |  |  |  | 0.0333 | 3.1635 | 0.91361 | 0.92167
5439 | TUTTL_WBT4G4 | 4 | South | YES | 0.000695 | 151 | 40 | 151 | 0 | 1.012 | GST | 1 | 0.0333 | 151 | 151 |  |  |  |  | 0.0333 | 5.0283 | 0.91614 | 0.92406
7031 | L_MARSFO1G1Y | 1 | South | YES | 0.000693 | 0 | 0 | 36 |  | 1 | Hydro | 1 | 0.033298 | 0 | 0 |  |  |  |  | 0.033298 | 0 | 0.91614 | 0.92406
7032 | L_MARSFO1G2Y | 2 | South | YES | 0.000693 | 0 | 0 | 35 |  | 1 | Hydro | 1 | 0.033298 | 0 | 0 |  |  |  |  | 0.033298 | 0 | 0.91614 | 0.92406
7033 | L_MARSFO1G3Y | 3 | South | YES | 0.000693 | 0 | 0 | 36 |  | 1 | Hydro | 1 | 0.033298 | 0 | 0 |  |  |  |  | 0.033298 | 0 | 0.91614 | 0.92406
5903 | SANMIGUELGEN | 1 | South | YES | 0.000683 | 396.3 | 180 | 396.3 | 0 | 1.0336 | LIGCO | 1 | 0.033288 | 0 | 396.3 |  |  |  |  | 0.033288 | 13.192 | 0.92276 | 0.93033
5111 | CALAVER_JTD1 | 1 | South | YES | 0.000652 | 430 | 80 | 430 | 0 | 1.0138 | LIGCO | 1 | 0.033257 | 0 | 430 |  |  |  |  | 0.033257 | 14.3005 | 0.92995 | 0.93713
5112 | CALAVER_JTD2 | 2 | South | YES | 0.000652 | 430 | 80 | 430 | 0 | 1.0138 | LIGCO | 1 | 0.033257 | 0 | 430 |  |  |  |  | 0.033257 | 14.3005 | 0.93714 | 0.94394
5396 | CALAVER_OWS1 | 1 | South | YES | 0.00064 | 418 | 80 | 418 | 0 | 1.0192 | GST | 1 | 0.033245 | 418 | 418 |  |  |  |  | 0.033245 | 13.8964 | 0.94413 | 0.95055
5397 | CALAVER_OWS2 | 2 | South | YES | 0.00064 | 400 | 80 | 400 | 0 | 1.0192 | GST | 1 | 0.033245 | 400 | 400 |  |  |  |  | 0.033245 | 13.298 | 0.95082 | 0.95687
5026 | BRAUNIG_VHB1 | 1 | South | YES | 0.000639 | 215 | 40 | 215 | 0 | 1.0192 | GST | 1 | 0.033244 | 215 | 215 |  |  |  |  | 0.033244 | 7.1475 | 0.95441 | 0.96027
5027 | BRAUNIG_VHB2 | 2 | South | YES | 0.000639 | 216 | 40 | 216 | 0 | 1.0192 | GST | 1 | 0.033244 | 216 | 216 |  |  |  |  | 0.033244 | 7.1807 | 0.95802 | 0.96369
88198 | BEEVILLE | F | South | YES | 0.000639 | 0 | 0 | 0 | 0 | 1.02 | AVR | 1 | 0.033244 | 0 | 0 |  |  |  |  | 0.033244 | 0 | 0.95802 | 0.96369
8933 | FGNTS001 | 1 | South | YES | 0.000631 | 146.5 | 0 | 146.5 | 0 | 1.03 | CC | 1 | 0.033236 | 146.5 | 146.5 |  |  |  |  | 0.033236 | 4.8691 | 0.96047 | 0.966
8934 | FGNTS101 | 2 | South | YES | 0.000631 | 147.9 | 0 | 147.9 | 0 | 1.03 | CC | 1 | 0.033236 | 147.9 | 147.9 |  |  |  |  | 0.033236 | 4.9156 | 0.96295 | 0.96834
8935 | FGNTS201 | 3 | South | YES | 0.000631 | 173 | 0 | 173 | 0 | 1.03 | CC | 1 | 0.033236 | 173 | 173 |  |  |  |  | 0.033236 | 5.7498 | 0.96584 | 0.97107
5028 | BRAUNIG_VHB3 | 3 | South | YES | 0.000619 | 407 | 60 | 407 | 0 | 1.0138 | GST | 1 | 0.033224 | 407 | 407 |  |  |  |  | 0.033224 | 13.5222 | 0.97264 | 0.9775
5264 | LEON_LCP3G3 | 3 | South | YES | 0.000555 | 0 | 20 | 58 |  | 1.0197 | GST | 1 | 0.03316 | 58 | 58 |  |  |  |  | 0.03316 | 1.9233 | 0.97361 | 0.97842
5265 | LEON_LCP4G4 | 4 | South | YES | 0.000555 | 89 | 25 | 89 | 0 | 1.0197 | GST | 1 | 0.03316 | 89 | 89 |  |  |  |  | 0.03316 | 2.9512 | 0.9751 | 0.97982
5266 | LEON_LCPCT1 | 1 | South | YES | 0.000555 | 44 | 24 | 44 | 0 | 1.0197 | GGT | 1 | 0.03316 | 44 | 44 |  |  |  |  | 0.03316 | 1.459 | 0.97584 | 0.98052
5267 | LEON_LCPCT2 | 2 | South | YES | 0.000555 | 44 | 24 | 44 | 0 | 1.0197 | GGT | 1 | 0.03316 | 44 | 44 |  |  |  |  | 0.03316 | 1.459 | 0.97657 | 0.98121
5268 | LEON_LCPCT3 | 3 | South | YES | 0.000555 | 43 | 24 | 43 | 0 | 1.0197 | GGT | 1 | 0.03316 | 43 | 43 |  |  |  |  | 0.03316 | 1.4259 | 0.97729 | 0.98189
5269 | LEON_LCPCT4 | 4 | South | YES | 0.000555 | 45 | 24 | 45 | 0 | 1.0197 | GGT | 1 | 0.03316 | 45 | 45 |  |  |  |  | 0.03316 | 1.4922 | 0.97805 | 0.9826
88508 | FALFURRI | F | South | YES | 0.000284 | 0 | 0 | 0 | 0 | 1 | AVR | 1 | 0.032889 | 0 | 0 |  |  |  |  | 0.032889 | 0 | 0.97805 | 0.9826
5728 | FALCONHYDRO2 | 2 | South | YES | 0.000221 | 12 | 0 | 12 | 0 | 1.0234 | Hydro | 1 | 0.032826 | 0 | 0 |  |  |  |  | 0.032826 | 0 | 0.97805 | 0.9826
5729 | FALCONHYDRO3 | 3 | South | YES | 0.000221 | 11 | 0 | 11 | 0 | 1.0234 | Hydro | 1 | 0.032826 | 0 | 0 |  |  |  |  | 0.032826 | 0 | 0.97805 | 0.9826
8048 | FALCONHYDRO1 | 1 | South | YES | 0.000221 | 12 | 0 | 12 | 0 | 1.0234 | Hydro | 1 | 0.032826 | 0 | 0 |  |  |  |  | 0.032826 | 0 | 0.97805 | 0.9826
5934 | SI_RAY5 | 5 | South | YES | 0 | 0 | 10 | 15 |  | 1.035 | GST | 1 | 0.032605 | 15 | 15 |  |  |  |  | 0.032605 | 0.48908 | 0.9783 | 0.98283
8139 | JOS #1 | MB | South | YES | 0 | 0 | 45 | 255 |  | 1.02 | GST | 1 | 0.032605 | 0 | 0 |  |  |  |  | 0.032605 | 0 | 0.9783 | 0.98283
8285 | LAR #1 | MB | South | YES | 0 | 0 | 9 | 32 |  | 1.0497 | GST | 1 | 0.032605 | 0 | 0 |  |  |  |  | 0.032605 | 0 | 0.9783 | 0.98283
8287 | LAR #2 | MB | South | YES | 0 | 0 | 9 | 32 |  | 1.04 | GST | 1 | 0.032605 | 0 | 0 |  |  |  |  | 0.032605 | 0 | 0.9783 | 0.98283
8288 | LAR #3 | MB | South | YES | 0 | 0 | 25 | 105 |  | 1.04 | GST | 1 | 0.032605 | 0 | 0 |  |  |  |  | 0.032605 | 0 | 0.9783 | 0.98283
8388 | BATES0A | MB | South | YES | 0 | 0 | 21 | 71 |  | 1.033 | GST | 1 | 0.032605 | 0 | 0 |  |  |  |  | 0.032605 | 0 | 0.9783 | 0.98283
8393 | BATES0B | MB | South | YES | 0 | 0 | 25 | 110 |  | 1.03 | GST | 1 | 0.032605 | 0 | 0 |  |  |  |  | 0.032605 | 0 | 0.9783 | 0.98283
8437 | NUECES_B0C | MB | South | YES | 0 | 0 | 7 | 30 |  | 1.03 | GST | 1 | 0.032605 | 0 | 0 |  |  |  |  | 0.032605 | 0 | 0.9783 | 0.98283
8438 | NUECES_B0B | MB | South | YES | 0 | 0 | 26 | 169 |  | 1.03 | GST | 1 | 0.032605 | 0 | 0 |  |  |  |  | 0.032605 | 0 | 0.9783 | 0.98283
39190 | TNSLCGN1__8 | 1 | Houston | YES | 0 | 0 | 10 | 30 |  | 1.03 | Cogen | 1 | 0.032605 | 0 | 0 |  |  |  |  | 0.032605 | 0 | 0.9783 | 0.98283
7028 | L_MARBFA1_1Y | 1 | South | YES | -5.7e-05 | 0 | 0 | 18 |  | 1 | Hydro | 1 | 0.032548 | 0 | 0 |  |  |  |  | 0.032548 | 0 | 0.9783 | 0.98283
7029 | L_MARBFA1_2Y | 2 | South | YES | -5.7e-05 | 0 | 0 | 18 |  | 1 | Hydro | 1 | 0.032548 | 0 | 0 |  |  |  |  | 0.032548 | 0 | 0.9783 | 0.98283
88299 | ZAPATA | F | South | YES | -0.000172 | 0 | 0 | 0 | 0 | 1.02 | BLT | 1 | 0.032433 | 0 | 0 |  |  |  |  | 0.032433 | 0 | 0.9783 | 0.98283
7022 | L_BUCHAN1_1Y | 1 | South | YES | -0.000289 | 0 | 0 | 18 |  | 1 | Hydro | 1 | 0.032316 | 0 | 0 |  |  |  |  | 0.032316 | 0 | 0.9783 | 0.98283
7023 | L_BUCHAN1_2Y | 2 | South | YES | -0.000289 | 0 | 0 | 18 |  | 1 | Hydro | 1 | 0.032316 | 0 | 0 |  |  |  |  | 0.032316 | 0 | 0.9783 | 0.98283
7024 | L_BUCHAN1_3Y | 3 | South | YES | -0.000289 | 0 | 0 | 15 |  | 1 | Hydro | 1 | 0.032316 | 0 | 0 |  |  |  |  | 0.032316 | 0 | 0.9783 | 0.98283
7035 | L_WIRTZ_1G1Y | 1 | South | YES | -0.000313 | 0 | 0 | 29 |  | 1 | Hydro | 1 | 0.032292 | 0 | 0 |  |  |  |  | 0.032292 | 0 | 0.9783 | 0.98283
7036 | L_WIRTZ_1G2Y | 2 | South | YES | -0.000313 | 0 | 0 | 29.7 |  | 1 | Hydro | 1 | 0.032292 | 0 | 0 |  |  |  |  | 0.032292 | 0 | 0.9783 | 0.98283
7000 | L_FERGUS1_1Y | 1 | South | YES | -0.00042 | 400 | 65 | 423.3 | 0 | 1.015 | GSC | 1 | 0.032185 | 423.3 | 423.3 |  |  |  |  | 0.032185 | 13.6239 | 0.98537 | 0.98931
5890 | PEARSALLGEN1 | 1 | South | YES | -0.000661 | 19.2 | 6 | 24 | 0 | 1.0226 | GST | 1 | 0.031944 | 24 | 24 |  |  |  |  | 0.031944 | 0.76666 | 0.98577 | 0.98968
5891 | PEARSALLGEN2 | 1 | South | YES | -0.000661 | 19.4 | 6 | 24.3 | 0 | 1.0226 | GST | 1 | 0.031944 | 24.3 | 24.3 |  |  |  |  | 0.031944 | 0.77624 | 0.98618 | 0.99005
5892 | PEARSALLGEN3 | 1 | South | YES | -0.000661 | 19.1 | 6 | 23.9 | 0 | 1.0226 | GST | 1 | 0.031944 | 23.9 | 23.9 |  |  |  |  | 0.031944 | 0.76346 | 0.98658 | 0.99041
80012 | LAR | F | South | YES | -0.00075 | 0 | 0 | 0 | 0 | 1.04 | DCTie | 1 | 0.031855 | 0 | 0 |  |  |  |  | 0.031855 | 0 | 0.98658 | 0.99041
80265 | LARECU40A | 4 | South | YES | -0.000751 | 80 | 0 | 100 |  | 1.039 | GGT | 1 | 0.031854 | 100 | 100 |  |  |  |  | 0.031854 | 3.1854 | 0.98825 | 0.99192
80266 | LARECU50A | 5 | South | YES | -0.000751 | 80 | 0 | 100 |  | 1.039 | GGT | 1 | 0.031854 | 100 | 100 |  |  |  |  | 0.031854 | 3.1854 | 0.98992 | 0.99344
7026 | L_INKSDA1_1Y | 1 | South | YES | -0.000956 | 0 | 0 | 13.7 |  | 1 | Hydro | 1 | 0.031649 | 0 | 0 |  |  |  |  | 0.031649 | 0 | 0.98992 | 0.99344
58909 | PEARSALLSCG1 | 3 | South | YES | -0.001036 | 0 | 0 | 8.4 |  | 1.027 | Diesel | 1 | 0.031569 | 8.4 | 8.4 |  |  |  |  | 0.031569 | 0.26518 | 0.99007 | 0.99356
58909 | PEARSALLSCG1 | 4 | South | YES | -0.001036 | 0 | 0 | 8.4 |  | 1.027 | Diesel | 1 | 0.031569 | 8.4 | 8.4 |  |  |  |  | 0.031569 | 0.26518 | 0.99021 | 0.99369
58909 | PEARSALLSCG1 | 6 | South | YES | -0.001036 | 0 | 0 | 8.4 |  | 1.027 | Diesel | 1 | 0.031569 | 8.4 | 8.4 |  |  |  |  | 0.031569 | 0.26518 | 0.99035 | 0.99382
58909 | PEARSALLSCG1 | 5 | South | YES | -0.001036 | 0 | 0 | 8.4 |  | 1.027 | Diesel | 1 | 0.031569 | 8.4 | 8.4 |  |  |  |  | 0.031569 | 0.26518 | 0.99049 | 0.99394
58909 | PEARSALLSCG1 | 1 | South | YES | -0.001036 | 0 | 0 | 8.4 |  | 1.027 | Diesel | 1 | 0.031569 | 8.4 | 8.4 |  |  |  |  | 0.031569 | 0.26518 | 0.99063 | 0.99407
58909 | PEARSALLSCG1 | 2 | South | YES | -0.001036 | 0 | 0 | 8.4 |  | 1.027 | Diesel | 1 | 0.031569 | 8.4 | 8.4 |  |  |  |  | 0.031569 | 0.26518 | 0.99077 | 0.9942
58919 | PEARSALLSCG2 | 5 | South | YES | -0.001036 | 0 | 0 | 8.4 |  | 1.027 | Diesel | 1 | 0.031569 | 8.4 | 8.4 |  |  |  |  | 0.031569 | 0.26518 | 0.99091 | 0.99432
58919 | PEARSALLSCG2 | 6 | South | YES | -0.001036 | 0 | 0 | 8.4 |  | 1.027 | Diesel | 1 | 0.031569 | 8.4 | 8.4 |  |  |  |  | 0.031569 | 0.26518 | 0.99105 | 0.99445
58919 | PEARSALLSCG2 | 1 | South | YES | -0.001036 | 0 | 0 | 8.4 |  | 1.027 | Diesel | 1 | 0.031569 | 8.4 | 8.4 |  |  |  |  | 0.031569 | 0.26518 | 0.99119 | 0.99457
58919 | PEARSALLSCG2 | 2 | South | YES | -0.001036 | 0 | 0 | 8.4 |  | 1.027 | Diesel | 1 | 0.031569 | 8.4 | 8.4 |  |  |  |  | 0.031569 | 0.26518 | 0.99133 | 0.9947
58919 | PEARSALLSCG2 | 4 | South | YES | -0.001036 | 0 | 0 | 8.4 |  | 1.027 | Diesel | 1 | 0.031569 | 8.4 | 8.4 |  |  |  |  | 0.031569 | 0.26518 | 0.99147 | 0.99483
58919 | PEARSALLSCG2 | 3 | South | YES | -0.001036 | 0 | 0 | 8.4 |  | 1.027 | Diesel | 1 | 0.031569 | 8.4 | 8.4 |  |  |  |  | 0.031569 | 0.26518 | 0.99161 | 0.99495
58929 | PEARSALLSCG3 | 4 | South | YES | -0.001036 | 0 | 0 | 8.4 |  | 1.027 | Diesel | 1 | 0.031569 | 8.4 | 8.4 |  |  |  |  | 0.031569 | 0.26518 | 0.99175 | 0.99508
58929 | PEARSALLSCG3 | 6 | South | YES | -0.001036 | 0 | 0 | 8.4 |  | 1.027 | Diesel | 1 | 0.031569 | 8.4 | 8.4 |  |  |  |  | 0.031569 | 0.26518 | 0.99189 | 0.9952
58929 | PEARSALLSCG3 | 2 | South | YES | -0.001036 | 0 | 0 | 8.4 |  | 1.027 | Diesel | 1 | 0.031569 | 8.4 | 8.4 |  |  |  |  | 0.031569 | 0.26518 | 0.99203 | 0.99533
58929 | PEARSALLSCG3 | 5 | South | YES | -0.001036 | 0 | 0 | 8.4 |  | 1.027 | Diesel | 1 | 0.031569 | 8.4 | 8.4 |  |  |  |  | 0.031569 | 0.26518 | 0.99217 | 0.99546
58929 | PEARSALLSCG3 | 1 | South | YES | -0.001036 | 0 | 0 | 8.4 |  | 1.027 | Diesel | 1 | 0.031569 | 8.4 | 8.4 |  |  |  |  | 0.031569 | 0.26518 | 0.99231 | 0.99558
58929 | PEARSALLSCG3 | 3 | South | YES | -0.001036 | 0 | 0 | 8.4 |  | 1.027 | Diesel | 1 | 0.031569 | 8.4 | 8.4 |  |  |  |  | 0.031569 | 0.26518 | 0.99245 | 0.99571
58949 | PEARSALLSCG4 | 3 | South | YES | -0.001036 | 0 | 0 | 8.4 |  | 1.027 | Diesel | 1 | 0.031569 | 8.4 | 8.4 |  |  |  |  | 0.031569 | 0.26518 | 0.99259 | 0.99583
58949 | PEARSALLSCG4 | 2 | South | YES | -0.001036 | 0 | 0 | 8.4 |  | 1.027 | Diesel | 1 | 0.031569 | 8.4 | 8.4 |  |  |  |  | 0.031569 | 0.26518 | 0.99273 | 0.99596
58949 | PEARSALLSCG4 | 1 | South | YES | -0.001036 | 0 | 0 | 8.4 |  | 1.027 | Diesel | 1 | 0.031569 | 8.4 | 8.4 |  |  |  |  | 0.031569 | 0.26518 | 0.99287 | 0.99609
58949 | PEARSALLSCG4 | 4 | South | YES | -0.001036 | 0 | 0 | 8.4 |  | 1.027 | Diesel | 1 | 0.031569 | 8.4 | 8.4 |  |  |  |  | 0.031569 | 0.26518 | 0.99301 | 0.99621
58949 | PEARSALLSCG4 | 6 | South | YES | -0.001036 | 0 | 0 | 8.4 |  | 1.027 | Diesel | 1 | 0.031569 | 8.4 | 8.4 |  |  |  |  | 0.031569 | 0.26518 | 0.99315 | 0.99634
58949 | PEARSALLSCG4 | 5 | South | YES | -0.001036 | 0 | 0 | 8.4 |  | 1.027 | Diesel | 1 | 0.031569 | 8.4 | 8.4 |  |  |  |  | 0.031569 | 0.26518 | 0.9933 | 0.99647
8262 | ELPS | 1 | South | YES | -0.006715 | 6 | 6 | 6 | 0 | 1.15 | Hydro | 1 | 0.02589 | 0 | 0 |  |  |  |  | 0.02589 | 0 | 0.9933 | 0.99647
8032 | AMISTADHYD1 | 1 | South | YES | -0.009452 | 33 | 13 | 33 | 0 | 1.03 | Hydro | 1 | 0.023153 | 0 | 0 |  |  |  |  | 0.023153 | 0 | 0.9933 | 0.99647
8033 | AMISTADHYD2 | 2 | South | YES | -0.009452 | 25 | 13 | 25 | 0 | 1.03 | Hydro | 1 | 0.023153 | 0 | 0 |  |  |  |  | 0.023153 | 0 | 0.9933 | 0.99647
88253 | HAMILTON | F | South | YES | -0.009452 | 0 | 0 | 0 | 0 | 1.04 | BLT | 1 | 0.023153 | 0 | 0 |  |  |  |  | 0.023153 | 0 | 0.9933 | 0.99647
1442 | COKFIELD_5 | 1 | North | YES | -0.011477 | 16.5 | 0 | 165 |  | 1.029 | Wind | 1 | 0.021128 | 0 | 165 | -1.8937 | 165 |  |  | 0.021128 | 3.4861 | 0.99605 | 0.99812
1438 | MESQUITW_2G | 1 | North | YES | -0.015889 | 23.6 | 0 | 236 |  | 1.017 | Wind | 1 | 0.016716 | 0 | 236 | -3.7498 | 236 |  |  | 0.016716 | 3.945 | 1 | 1
1437 | MESQUITW_1G | 1 | North | YES | -0.015922 | 40 | 0 | 400 | 0 | 1.023 | Wind | 1 | 0.016683 | 0 | 400 | -6.3688 | 400 |  |  | 0.016683 | 6.6732 | 1.0067 | 1.0032
6100 | OKLA7A | EQ | West | YES | -0.018154 | 50 | -220 | 220 | 0 | 1.035 | DCTie | -1 | 0.021741 | 0 | 0 |  |  | 0 | 0 | -0.021741 | 0
6752 | OKLA0A | 1 | West | YES | -0.018154 | 649.7 | 175 | 649.7 | 0 | 1.035 | LIGCO | -1 | 0.021741 | 0 | 649.7 |  |  | 0 | 0 | -0.021741 | 0
1416 | SWETWATR_1G | 1 | West | YES | -0.024445 | 30 | 18 | 30 | 0 | 1.026 | CC | -1 | 0.028032 | 30 | 30 |  |  | -0.73335 | 30 | -0.028032 | -0.84095
1417 | SWETWATR_2G | 2 | West | YES | -0.024445 | 72 | 36 | 72 | 0 | 1.026 | CC | -1 | 0.028032 | 72 | 72 |  |  | -1.76 | 72 | -0.028032 | -2.0183
1418 | SWETWATR_3G | 3 | West | YES | -0.024445 | 68 | 36 | 68 | 0 | 1.026 | CC | -1 | 0.028032 | 68 | 68 |  |  | -1.6623 | 68 | -0.028032 | -1.9062
1419 | SWETWATR_4G | 4 | West | YES | -0.024445 | 61 | 36 | 61 | 0 | 1.026 | CC | -1 | 0.028032 | 61 | 61 |  |  | -1.4911 | 61 | -0.028032 | -1.7099
11056 | ROSCOE_1G | 1 | West | YES | -0.025721 | 41.8 | 0 | 209 |  | 1 | Wind | -1 | 0.029308 | 0 | 209 |  |  | 0 | 0 | -0.029308 | 0
11057 | CHAMPION_1G | 1 | West | YES | -0.025721 | 25.3 | 0 | 126.5 |  | 1 | Wind | -1 | 0.029308 | 0 | 126.5 |  |  | 0 | 0 | -0.029308 | 0
11058 | PYRON_1G | 1 | West | YES | -0.025721 | 49.8 | 0 | 249 |  | 1 | Wind | -1 | 0.029308 | 0 | 249 |  |  | 0 | 0 | -0.029308 | 0
11059 | INADALE_1G | 1 | West | YES | -0.025721 | 39.4 | 0 | 197 |  | 1 | Wind | -1 | 0.029308 | 0 | 197 |  |  | 0 | 0 | -0.029308 | 0
60058 | BUFF_GAP1A | 1 | West | YES | -0.027211 | 24 | 0 | 120 |  | 1 | Wind | -1 | 0.030798 | 0 | 120 |  |  | 0 | 0 | -0.030798 | 0
60060 | CIRELLO | 1 | West | YES | -0.027211 | 46.6 | 0 | 233 | 0 | 1 | Wind | -1 | 0.030798 | 0 | 233 |  |  | 0 | 0 | -0.030798 | 0
60063 | BUFF_GAP1B | 1 | West | YES | -0.027211 | 34 | 0 | 170.2 | 0 | 1.02 | Wind | -1 | 0.030798 | 0 | 170.2 |  |  | 0 | 0 | -0.030798 | 0
60066 | H_HOLLOW1A | 1 | West | YES | -0.027211 | 44.4 | 0 | 222 | 0 | 1.005 | Wind | -1 | 0.030798 | 0 | 222 |  |  | 0 | 0 | -0.030798 | 0
60068 | HHOLLOW21A | 1 | West | YES | -0.027211 | 36.8 | 0 | 184 | 0 | 1.025 | Wind | -1 | 0.030798 | 0 | 184 |  |  | 0 | 0 | -0.030798 | 0
60070 | HHOLLOW31A | 1 | West | YES | -0.027211 | 44.8 | 0 | 224 | 0 | 1.025 | Wind | -1 | 0.030798 | 0 | 224 |  |  | 0 | 0 | -0.030798 | 0
60072 | HHOLLOW41A | 1 | West | YES | -0.027211 | 23 | 0 | 115 | 0 | 1.025 | Wind | -1 | 0.030798 | 0 | 115 |  |  | 0 | 0 | -0.030798 | 0
60202 | FRNDDRCS | F | West | YES | -0.027589 | 0 | 0 | 0 | 0 | 0.9985 | AVR | -1 | 0.031176 | 0 | 0 |  |  | 0 | 0 | -0.031176 | 0
71051 | L_BITTCR1_1N | W1 | West | YES | -0.028115 | 7.5 | 0 | 37.5 |  | 1.02 | Wind | -1 | 0.031702 | 0 | 37.5 |  |  | 0 | 0 | -0.031702 | 0
71054 | L_SWEETW1_1N | W1 | West | YES | -0.028115 | 21.5 | 0 | 107.5 |  | 1.02 | Wind | -1 | 0.031702 | 0 | 107.5 |  |  | 0 | 0 | -0.031702 | 0
71057 | L_SWEETW1_2N | W1 | West | YES | -0.028115 | 27 | 0 | 135 |  | 1.02 | Wind | -1 | 0.031702 | 0 | 135 |  |  | 0 | 0 | -0.031702 | 0
71059 | L_SWEETW1_3N | W1 | West | YES | -0.028115 | 23.8 | 0 | 119 | 0 | 1.02 | Wind | -1 | 0.031702 | 0 | 119 |  |  | 0 | 0 | -0.031702 | 0
71060 | L_SWEETW1_4N | W1 | West | YES | -0.028115 | 21 | 0 | 105 | 0 | 1.02 | Wind | -1 | 0.031702 | 0 | 105 |  |  | 0 | 0 | -0.031702 | 0
71061 | L_SWEETW1_5N | W1 | West | YES | -0.028115 | 16.1 | 0 | 80.5 | 0 | 1.02 | Wind | -1 | 0.031702 | 0 | 80.5 |  |  | 0 | 0 | -0.031702 | 0
76091 | L_DIVIDE1_1N | W1 | West | YES | -0.029521 | 22.5 | 0 | 112.5 |  | 1.02 | Wind | -1 | 0.033108 | 0 | 112.5 |  |  | 0 | 0 | -0.033108 | 0
76095 | L_CAPRSI1_1N | W1 | West | YES | -0.029521 | 29.9 | 0 | 149.5 | 0 | 1.02 | Wind | -1 | 0.033108 | 0 | 149.5 |  |  | 0 | 0 | -0.033108 | 0
76096 | L_CAPRSI1_2N | W1 | West | YES | -0.029521 | 37.2 | 0 | 186 | 0 | 1.02 | Wind | -1 | 0.033108 | 0 | 186 |  |  | 0 | 0 | -0.033108 | 0
76097 | L_CAPRGE1_1N | W1 | West | YES | -0.029521 | 42.9 | 0 | 214.5 | 0 | 1.02 | Wind | -1 | 0.033108 | 0 | 214.5 |  |  | 0 | 0 | -0.033108 | 0
76031 | L_GASCCR1_1N | W1 | West | YES | -0.029589 | 30 | 0 | 150 | 0 | 1.02 | Wind | -1 | 0.033176 | 0 | 150 |  |  | 0 | 0 | -0.033176 | 0
60018 | DSKY1 | 1 | West | YES | -0.030161 | 21 | 0 | 84 | 0 | 1.023 | Wind | -1 | 0.033748 | 0 | 84 |  |  | 0 | 0 | -0.033748 | 0
60000 | DSKY2 | 1 | West | YES | -0.030169 | 19.1 | 0 | 76.5 |  | 1.039 | Wind | -1 | 0.033756 | 0 | 76.5 |  |  | 0 | 0 | -0.033756 | 0
1058 | LONGSHORE_5 | 1 | West | YES | -0.030232 | 30 | 0 | 150 |  | 1.01 | Wind | -1 | 0.033819 | 0 | 150 |  |  | 0 | 0 | -0.033819 | 0
1058 | LONGSHORE_5 | 2 | West | YES | -0.030232 | 44 | 0 | 220 |  | 1.01 | Wind | -1 | 0.033819 | 0 | 220 |  |  | 0 | 0 | -0.033819 | 0
11065 | ELBOWCK_1G | 1 | West | YES | -0.030232 | 23.4 | 0 | 121.9 | 0 | 1 | Wind | -1 | 0.033819 | 0 | 121.9 |  |  | 0 | 0 | -0.033819 | 0
60017 | ORNNWP1 | 1 | West | YES | -0.03033 | 20 | 0 | 80 |  | 1.027 | Wind | -1 | 0.033917 | 0 | 80 |  |  | 0 | 0 | -0.033917 | 0
1045 | CALENG1G_1G | 1 | West | YES | -0.030577 | 73.4 | 27 | 73.4 | 0 | 1.014 | Cogen | -1 | 0.034164 | 0 | 0 |  |  | 0 | 0 | -0.034164 | 0
1046 | CALENG2G_2G | 2 | West | YES | -0.030577 | 73.4 | 27 | 73.4 | 0 | 1.014 | Cogen | -1 | 0.034164 | 0 | 0 |  |  | 0 | 0 | -0.034164 | 0
1047 | CALENG3G_3G | 3 | West | YES | -0.030577 | 70.4 | 27 | 70.4 | 0 | 1.014 | Cogen | -1 | 0.034164 | 0 | 0 |  |  | 0 | 0 | -0.034164 | 0
38437 | TNSRBNMESA9 | 1 | West | YES | -0.030832 | 37.5 | 0 | 150 | 0 | 1.02 | Wind | -1 | 0.034419 | 0 | 150 |  |  | 0 | 0 | -0.034419 | 0
38332 | TNWDWRDU2_8 | 1 | West | YES | -0.030847 | 20 | 0 | 80 | 0 | 1.0232 | Wind | -1 | 0.034434 | 0 | 80 |  |  | 0 | 0 | -0.034434 | 0
60016 | WOODWRD11A | 1 | West | YES | -0.03085 | 20 | 0 | 80 |  | 1.033 | Wind | -1 | 0.034437 | 0 | 80 |  |  | 0 | 0 | -0.034437 | 0
6016 | SWMESA | 1 | West | YES | -0.030866 | 18.8 | 0 | 75 |  | 1.03 | Wind | -1 | 0.034453 | 0 | 75 |  |  | 0 | 0 | -0.034453 | 0
60003 | KING_NE1A | 1 | West | YES | -0.030866 | 20 | 0 | 80 |  | 1.03 | Wind | -1 | 0.034453 | 0 | 80 |  |  | 0 | 0 | -0.034453 | 0
60005 | KING_SE1A | 1 | West | YES | -0.030866 | 10 | 0 | 40 |  | 1.035 | Wind | -1 | 0.034453 | 0 | 40 |  |  | 0 | 0 | -0.034453 | 0
60201 | RIO DRCS | F | West | YES | -0.030896 | 0 | 0 | 0 | 0 | 1.025 | AVR | -1 | 0.034483 | 0 | 0 |  |  | 0 | 0 | -0.034483 | 0
60007 | KING_SW1A | 1 | West | YES | -0.030958 | 20 | 0 | 80 |  | 1.03 | Wind | -1 | 0.034545 | 0 | 80 |  |  | 0 | 0 | -0.034545 | 0
60019 | KING_NW1A | 1 | West | YES | -0.030958 | 20 | 0 | 80 |  | 1.03 | Wind | -1 | 0.034545 | 0 | 80 |  |  | 0 | 0 | -0.034545 | 0
11001 | NAV1CT | 1 | West | YES | -0.03132 | 70.4 | 18 | 70.4 | 0 | 1.029 | CC | -1 | 0.034907 | 70.4 | 70.4 |  |  | -2.2049 | 70.4 | -0.034907 | -2.4574
11009 | NAV2CT | 1 | West | YES | -0.03132 | 71.4 | 18 | 71.4 | 0 | 1.029 | CC | -1 | 0.034907 | 71.4 | 71.4 |  |  | -2.2362 | 71.4 | -0.034907 | -2.4923
11011 | NAV3ST | 1 | West | YES | -0.03132 | 92.8 | 40 | 92.8 | 0 | 1.029 | CC | -1 | 0.034907 | 92.8 | 92.8 |  |  | -2.9065 | 92.8 | -0.034907 | -3.2394
11012 | NAV4CT | 1 | West | YES | -0.03132 | 80 | 18 | 80 | 0 | 1.029 | CC | -1 | 0.034907 | 80 | 80 |  |  | -2.5056 | 80 | -0.034907 | -2.7925
11013 | NAV5CT | 1 | West | YES | -0.03132 | 80 | 18 | 80 | 0 | 1.029 | CC | -1 | 0.034907 | 80 | 80 |  |  | -2.5056 | 80 | -0.034907 | -2.7925
11014 | NAV6ST | 1 | West | YES | -0.03132 | 115 | 40 | 115 | 0 | 1.029 | CC | -1 | 0.034907 | 115 | 115 |  |  | -3.6018 | 115 | -0.034907 | -4.0143
11020 | TIEHVSG_1G | 1 | West | YES | -0.031332 | 208.2 | 63 | 208.2 | 0 | 1.012 | CC | -1 | 0.034919 | 208.2 | 208.2 |  |  | -6.5233 | 208.2 | -0.034919 | -7.2701
11021 | TIEHVCG_1G | 1 | West | YES | -0.031332 | 142.1 | 103 | 142.1 | 0 | 1.012 | CC | -1 | 0.034919 | 142.1 | 142.1 |  |  | -4.4523 | 142.1 | -0.034919 | -4.962
11022 | TIEHVCG_2G | 1 | West | YES | -0.031332 | 132.4 | 103 | 132.4 | 0 | 1.012 | CC | -1 | 0.034919 | 132.4 | 132.4 |  |  | -4.1484 | 132.4 | -0.034919 | -4.6232
11023 | TIEHVCG_3G | 1 | West | YES | -0.031332 | 137.4 | 103 | 137.4 | 0 | 1.012 | CC | -1 | 0.034919 | 137.4 | 137.4 |  |  | -4.305 | 137.4 | -0.034919 | -4.7978
11024 | TIEHVCG_4G | 1 | West | YES | -0.031332 | 147 | 103 | 147 | 0 | 1.012 | CC | -1 | 0.034919 | 147 | 147 |  |  | -4.6058 | 147 | -0.034919 | -5.1331
11025 | TIEHVSG_2G | 1 | West | YES | -0.031332 | 213.2 | 63 | 213.2 | 0 | 1.012 | CC | -1 | 0.034919 | 213.2 | 213.2 |  |  | -6.68 | 213.2 | -0.034919 | -7.4447
1002 | PBCTAGE_1G | A | West | YES | -0.032477 | 64 | 64 | 66 | 0 | 1.036 | GGT | -1 | 0.036064 | 66 | 66 |  |  | -2.1435 | 66 | -0.036064 | -2.3802
1003 | PBCTBGE_2G | B | West | YES | -0.032477 | 65 | 65 | 66 | 0 | 1.036 | GGT | -1 | 0.036064 | 66 | 66 |  |  | -2.1435 | 66 | -0.036064 | -2.3802
1004 | PBCTCGE_3G | C | West | YES | -0.032477 | 62 | 62 | 67 | 0 | 1.036 | GGT | -1 | 0.036064 | 67 | 67 |  |  | -2.176 | 67 | -0.036064 | -2.4163
1005 | PBCTDGE_4G | D | West | YES | -0.032477 | 65 | 65 | 68 | 0 | 1.036 | GGT | -1 | 0.036064 | 68 | 68 |  |  | -2.2084 | 68 | -0.036064 | -2.4523
1006 | PBCTEGE_5G | E | West | YES | -0.032477 | 65 | 65 | 67 | 0 | 1.036 | GGT | -1 | 0.036064 | 67 | 67 |  |  | -2.176 | 67 | -0.036064 | -2.4163
1007 | PB5GEN_6G | 5 | West | YES | -0.032477 | 91.2 | 40 | 114 | 0 | 1.036 | GST | -1 | 0.036064 | 114 | 114 |  |  | -3.7024 | 114 | -0.036064 | -4.1113
1008 | PB6GEN_7G | 6 | West | YES | -0.032477 | 515 | 130 | 515 | 0 | 1.036 | GST | -1 | 0.036064 | 515 | 515 |  |  | -16.7257 | 515 | -0.036064 | -18.5729
7038 | L_DELAWA1_1Y | 1 | West | YES | -0.032804 | 3.5 | 0 | 35 | 0 | 1 | Wind | -1 | 0.036391 | 0 | 35 |  |  | 0 | 0 | -0.036391 | 0
7038 | L_DELAWA1_1Y | 2 | West | YES | -0.032804 | 3 | 0 | 30 | 0 | 1 | Wind | -1 | 0.036391 | 0 | 30 |  |  | 0 | 0 | -0.036391 | 0
11147 | NOTREES_1G | 1 | West | YES | -0.03352 | 29.8 | 0 | 149 | 0 | 1.017 | Wind | -1 | 0.037107 | 0 | 149 |  |  | 0 | 0 | -0.037107 | 0
1326 | STANTONW_8 | 1 | West | YES | -0.035947 | 20.1 | 0 | 100.5 |  | 1.01 | Wind | -1 | 0.039534 | 0 | 100.5 |  |  | 0 | 0 | -0.039534 | 0
1328 | OCOTILLO_1G | 1 | West | YES | -0.038116 | 11.6 | 0 | 58 |  | 1.01 | Wind | -1 | 0.041703 | 0 | 58 |  |  | 0 | 0 | -0.041703 | 0
1333 | MCDDONAL_8 | 1 | West | YES | -0.038777 | 42.8 | 0 | 214.2 |  | 1.01 | Wind | -1 | 0.042364 | 0 | 214.2 |  |  | 0 | 0 | -0.042364 | 0
1349 | WESTXWIN_1G | 1 | West | YES | -0.039079 | 1.3 | 0 | 6.6 |  | 1.014 | Wind | -1 | 0.042666 | 0 | 6.6 |  |  | 0 | 0 | -0.042666 | 0
1350 | NWPWRG1_1G | 1 | West | YES | -0.039079 | 6.9 | 1 | 34.3 |  | 1.014 | Wind | -1 | 0.042666 | 0 | 34.3 |  |  | 0 | 0 | -0.042666 | 0
1037 | MORGAN5G_5G | 5 | West | YES | -0.039703 | 109.6 | 40 | 137 | 0 | 1.029 | GST | -1 | 0.04329 | 137 | 137 |  |  | -5.4393 | 137 | -0.04329 | -5.9307
1039 | MRGNAG_1G | A | West | YES | -0.039703 | 69 | 69 | 69 | 0 | 1.029 | GGT | -1 | 0.04329 | 69 | 69 |  |  | -2.7395 | 69 | -0.04329 | -2.987
1040 | MRGNBG_2G | B | West | YES | -0.039703 | 70 | 70 | 71 | 0 | 1.029 | GGT | -1 | 0.04329 | 71 | 71 |  |  | -2.8189 | 71 | -0.04329 | -3.0736
1041 | MRGNCG_3G | C | West | YES | -0.039703 | 69 | 69 | 70 | 0 | 1.029 | GGT | -1 | 0.04329 | 70 | 70 |  |  | -2.7792 | 70 | -0.04329 | -3.0303
1042 | MRGNDG_4G | D | West | YES | -0.039703 | 68 | 68 | 68 | 0 | 1.029 | GGT | -1 | 0.04329 | 68 | 68 |  |  | -2.6998 | 68 | -0.04329 | -2.9437
1043 | MRGNEG_5G | E | West | YES | -0.039703 | 68 | 68 | 70 | 0 | 1.029 | GGT | -1 | 0.04329 | 70 | 70 |  |  | -2.7792 | 70 | -0.04329 | -3.0303
1044 | MRGNFG_6G | F | West | YES | -0.039703 | 66 | 66 | 66 | 0 | 1.029 | GGT | -1 | 0.04329 | 66 | 66 |  |  | -2.6204 | 66 | -0.04329 | -2.8571
1320 | BSP 1 | 1 | West | YES | -0.040587 | 25.5 | 2.9 | 25.8 | 0 | 1 | Cogen | -1 | 0.044174 | 0 | 0 |  |  | 0 | 0 | -0.044174 | 0
1327 | WILDHRSE_1G | 1 | West | YES | -0.042368 | 0 | 0 | 120 |  | 1 | Wind | -1 | 0.045955 | 0 | 120 |  |  | 0 | 0 | -0.045955 | 0
1360 | GUNSIGHT_8 | 1 | West | YES | -0.043885 | 0 | 0 | 120 |  | 1.01 | Wind | -1 | 0.047472 | 0 | 120 |  |  | 0 | 0 | -0.047472 | 0
11320 | COYOTE_1G | 1 | West | YES | -0.048759 | 22.5 | 0 | 225 |  | 1 | Wind | -1 | 0.052346 | 0 | 225 |  |  | 0 | 0 | -0.052346 | 0
11309 | BULLCREK_2G | 1 | West | YES | -0.049478 | 20.9 | 0 | 180 |  | 1 | Wind | -1 | 0.053065 | 0 | 180 |  |  | 0 | 0 | -0.053065 | 0
11310 | BULLCREK_1G | 1 | West | YES | -0.049478 | 15.1 | 0 | 180 |  | 1 | Wind | -1 | 0.053065 | 0 | 180 |  |  | 0 | 0 | -0.053065 | 0
6637 | SNYDERW1A | 1 | West | YES | -0.053887 | 12.6 | 0 | 63 | 0 | 1.025 | Wind | -1 | 0.057474 | 0 | 63 |  |  | 0 | 0 | -0.057474 | 0
1068 | SCURRYCW_1G | 1 | West | YES | -0.057525 | 28.2 | 1.3 | 141 | 0 | 1.0217 | Wind | -1 | 0.061112 | 0 | 141 |  |  | 0 | 0 | -0.061112 | 0
1073 | SCURRYCW_2G | 2 | West | YES | -0.057525 | 24 | 0 | 120 | 0 | 1.0217 | Wind | -1 | 0.061112 | 0 | 120 |  |  | 0 | 0 | -0.061112 | 0
1061 | CIELOGEN_1G | 1 | West | YES | -0.057812 | 19.8 | 0 | 99 |  | 1 | Wind | -1 | 0.061399 | 0 | 99 |  |  | 0 | 0 | -0.061399 | 0
1062 | CIELOGEN_2G | 1 | West | YES | -0.057812 | 12.2 | 0 | 61 |  | 1 | Wind | -1 | 0.061399 | 0 | 61 |  |  | 0 | 0 | -0.061399 | 0
1069 | KINDERMG_1G | 1 | West | YES | -0.057812 | 25 | 5 | 25 | 0 | 1.017 | Cogen | -1 | 0.061399 | 0 | 0 |  |  | 0 | 0 | -0.061399 | 0
1070 | KINDERMG_2G | 1 | West | YES | -0.057812 | 45.7 | 12 | 45.7 | 0 | 1.017 | Cogen | -1 | 0.061399 | 0 | 0 |  |  | 0 | 0 | -0.061399 | 0
1071 | KINDERMG_3G | 1 | West | YES | -0.057812 | 45.7 | 12 | 45.7 | 0 | 1.017 | Cogen | -1 | 0.061399 | 0 | 0 |  |  | 0 | 0 | -0.061399 | 0
60057 | CALLAHAN1A | 1 | West | YES | -0.065769 | 22.8 | 0 | 114 | 0 | 1.04 | Wind | -1 | 0.069356 | 0 | 114 |  |  | 0 | 0 | -0.069356 | 0
1343 | TRENTIPP_8 | 1 | West | YES | -0.06627 | 30 | 0 | 150 |  | 1.014 | Wind | -1 | 0.069857 | 0 | 150 |  |  | 0 | 0 | -0.069857 | 0
1354 | AEPWIND_8 | 1 | West | YES | -0.06627 | 20.2 | 0 | 101 |  | 1 | Wind | -1 | 0.069857 | 0 | 101 |  |  | 0 | 0 | -0.069857 | 0
36998 | RDCNYNG1 | 1 | West | YES | -0.068297 | 16.8 | 0 | 84 |  | 1.01 | Wind | -1 | 0.071884 | 0 | 84 |  |  | 0 | 0 | -0.071884 | 0
6407 | TURKTRAK1A | 1 | West | YES | -0.077123 | 33.9 | 0 | 169.5 | 0 | 1.025 | Wind | -1 | 0.08071 | 0 | 169.5 |  |  | 0 | 0 | -0.08071 | 0
6144 | MCADOO1A | 1 | West | YES | -0.11428 | 15 | 0 | 150 | 0 | 1.025 | Wind | -1 | 0.11787 | 0 | 150 |  |  | 0 | 0 | -0.11787 | 0
60081 | WHRLWIND1A | 1 | West | YES | -0.13121 | 12 | 0 | 60 | 0 | 1.03 | Wind | -1 | 0.13479 | 0 | 60 |  |  | 0 | 0 | -0.13479 | 0
Note on AL4: Zonal Cap - Zonal Impact

## Distributed Slack - Inc
Number of Bus | Name of Bus | ID | Area Name of Gen | AGC | P Sensitivity of Bus | Gen MW | Min MW | Max MW | V Sensitivity of Bus | Set Volt | Tech Type | Zone Impact | Zone Correlation | Inc Max | Dec Max | Souce S.F. Weighting | Souce Capacity | Sink S.F. Weighting | Sink Capacity | PTDF Calc | PTDF Weighting | Cumulative Share of Zonal Cap | Cumulative Share of Zonal Impact | Cont_ Sarc to Comchess OL_ Murry to Paint |  | i_PTDF_INC_pt | 102 |  | MRGNFG_6G | Unit at max
60081 | WHRLWIND1A | 1 | West | YES | -0.13121 | 12 | 0 | 60 | 0 | 1.03 | Wind | -1 | 0.13479 | 0 | 60 |  |  | 0 | 0 | -0.13479 | 0 | 0 | 0 |  |  | i_10pctunit | 25 |  | 28 | # units @ max
6144 | MCADOO1A | 1 | West | YES | -0.11428 | 15 | 0 | 150 | 0 | 1.025 | Wind | -1 | 0.11787 | 0 | 150 |  |  | 0 | 0 | -0.11787 | 0 | 0 | 0 | [5 empty] | 0.033405 | delta max
6407 | TURKTRAK1A | 1 | West | YES | -0.077123 | 33.9 | 0 | 169.5 | 0 | 1.025 | Wind | -1 | 0.08071 | 0 | 169.5 |  |  | 0 | 0 | -0.08071 | 0 | 0 | 0 | [5 empty] | Delta
36998 | RDCNYNG1 | 1 | West | YES | -0.068297 | 16.8 | 0 | 84 |  | 1.01 | Wind | -1 | 0.071884 | 0 | 84 |  |  | 0 | 0 | -0.071884 | 0 | 0 | 0 | Weighted Shift Factors |  |  |  | 1 | 0
1343 | TRENTIPP_8 | 1 | West | YES | -0.06627 | 30 | 0 | 150 |  | 1.014 | Wind | -1 | 0.069857 | 0 | 150 |  |  | 0 | 0 | -0.069857 | 0 | 0 | 0 | North | 0.0035868 |  |  | 2 | 0
1354 | AEPWIND_8 | 1 | West | YES | -0.06627 | 20.2 | 0 | 101 |  | 1 | Wind | -1 | 0.069857 | 0 | 101 |  |  | 0 | 0 | -0.069857 | 0 | 0 | 0 | West | -0.032605 |  |  | 3 | 0
60057 | CALLAHAN1A | 1 | West | YES | -0.065769 | 22.8 | 0 | 114 | 0 | 1.04 | Wind | -1 | 0.069356 | 0 | 114 |  |  | 0 | 0 | -0.069356 | 0 | 0 | 0 |  |  |  |  | 4 | 0
1061 | CIELOGEN_1G | 1 | West | YES | -0.057812 | 19.8 | 0 | 99 |  | 1 | Wind | -1 | 0.061399 | 0 | 99 |  |  | 0 | 0 | -0.061399 | 0 | 0 | 0 |  |  |  |  | 5 | 0
1062 | CIELOGEN_2G | 1 | West | YES | -0.057812 | 12.2 | 0 | 61 |  | 1 | Wind | -1 | 0.061399 | 0 | 61 |  |  | 0 | 0 | -0.061399 | 0 | 0 | 0 |  |  |  |  | 6 | 0
1069 | KINDERMG_1G | 1 | West | YES | -0.057812 | 25 | 5 | 25 | 0 | 1.017 | Cogen | -1 | 0.061399 | 0 | 0 |  |  | 0 | 0 | -0.061399 | 0 | 0 | 0 |  |  |  |  | 7 | 0
1070 | KINDERMG_2G | 1 | West | YES | -0.057812 | 45.7 | 12 | 45.7 | 0 | 1.017 | Cogen | -1 | 0.061399 | 0 | 0 |  |  | 0 | 0 | -0.061399 | 0 | 0 | 0 |  |  |  |  | 8 | 0
1071 | KINDERMG_3G | 1 | West | YES | -0.057812 | 45.7 | 12 | 45.7 | 0 | 1.017 | Cogen | -1 | 0.061399 | 0 | 0 |  |  | 0 | 0 | -0.061399 | 0 | 0 | 0 |  |  |  |  | 9 | 0
1068 | SCURRYCW_1G | 1 | West | YES | -0.057525 | 28.2 | 1.3 | 141 | 0 | 1.0217 | Wind | -1 | 0.061112 | 0 | 141 |  |  | 0 | 0 | -0.061112 | 0 | 0 | 0 |  |  |  |  | 10 | 0
1073 | SCURRYCW_2G | 2 | West | YES | -0.057525 | 24 | 0 | 120 | 0 | 1.0217 | Wind | -1 | 0.061112 | 0 | 120 |  |  | 0 | 0 | -0.061112 | 0 | 0 | 0 |  |  |  |  | 11 | 0
6637 | SNYDERW1A | 1 | West | YES | -0.053887 | 12.6 | 0 | 63 | 0 | 1.025 | Wind | -1 | 0.057474 | 0 | 63 |  |  | 0 | 0 | -0.057474 | 0 | 0 | 0 |  |  |  |  | 12 | 0
11309 | BULLCREK_2G | 1 | West | YES | -0.049478 | 20.9 | 0 | 180 |  | 1 | Wind | -1 | 0.053065 | 0 | 180 |  |  | 0 | 0 | -0.053065 | 0 | 0 | 0 |  |  |  |  | 13 | 0
11310 | BULLCREK_1G | 1 | West | YES | -0.049478 | 15.1 | 0 | 180 |  | 1 | Wind | -1 | 0.053065 | 0 | 180 |  |  | 0 | 0 | -0.053065 | 0 | 0 | 0 |  |  |  |  | 14 | 0
11320 | COYOTE_1G | 1 | West | YES | -0.048759 | 22.5 | 0 | 225 |  | 1 | Wind | -1 | 0.052346 | 0 | 225 |  |  | 0 | 0 | -0.052346 | 0 | 0 | 0 |  |  |  |  | 15 | 0
1360 | GUNSIGHT_8 | 1 | West | YES | -0.043885 | 0 | 0 | 120 |  | 1.01 | Wind | -1 | 0.047472 | 0 | 120 |  |  | 0 | 0 | -0.047472 | 0 | 0 | 0 |  |  |  |  | 16 | 0
1327 | WILDHRSE_1G | 1 | West | YES | -0.042368 | 0 | 0 | 120 |  | 1 | Wind | -1 | 0.045955 | 0 | 120 |  |  | 0 | 0 | -0.045955 | 0 | 0 | 0 |  |  |  |  | 17 | 0
1320 | BSP 1 | 1 | West | YES | -0.040587 | 25.5 | 2.9 | 25.8 | 0 | 1 | Cogen | -1 | 0.044174 | 0 | 0 |  |  | 0 | 0 | -0.044174 | 0 | 0 | 0 |  |  |  |  | 18 | 0
1037 | MORGAN5G_5G | 5 | West | YES | -0.039703 | 109.6 | 40 | 137 | 0 | 1.029 | GST | -1 | 0.04329 | 137 | 137 |  |  | -5.4393 | 137 | -0.04329 | -5.9307 | 0.042351 | 0.050656 |  |  |  |  | 19 | 0
1039 | MRGNAG_1G | A | West | YES | -0.039703 | 69 | 69 | 69 | 0 | 1.029 | GGT | -1 | 0.04329 | 69 | 69 |  |  | -2.7395 | 69 | -0.04329 | -2.987 | 0.06368 | 0.07617 |  |  |  |  | 20 | 0
1040 | MRGNBG_2G | B | West | YES | -0.039703 | 70 | 70 | 71 | 0 | 1.029 | GGT | -1 | 0.04329 | 71 | 71 |  |  | -2.8189 | 71 | -0.04329 | -3.0736 | 0.085629 | 0.10242 |  |  |  |  | 21 | 0
1041 | MRGNCG_3G | C | West | YES | -0.039703 | 69 | 69 | 70 | 0 | 1.029 | GGT | -1 | 0.04329 | 70 | 70 |  |  | -2.7792 | 70 | -0.04329 | -3.0303 | 0.10727 | 0.12831 |  |  |  |  | 22 | 0.0083059
1042 | MRGNDG_4G | D | West | YES | -0.039703 | 68 | 68 | 68 | 0 | 1.029 | GGT | -1 | 0.04329 | 68 | 68 |  |  | -2.6998 | 68 | -0.04329 | -2.9437 | 0.12829 | 0.15345 |  |  |  |  | 23 | 0.012489
1043 | MRGNEG_5G | E | West | YES | -0.039703 | 68 | 68 | 70 | 0 | 1.029 | GGT | -1 | 0.04329 | 70 | 70 |  |  | -2.7792 | 70 | -0.04329 | -3.0303 | 0.14993 | 0.17933 |  |  |  |  | 24 | 0.016794
1044 | MRGNFG_6G | F | West | YES | -0.039703 | 66 | 66 | 66 | 0 | 1.029 | GGT | -1 | 0.04329 | 66 | 66 |  |  | -2.6204 | 66 | -0.04329 | -2.8571 | 0.17033 | 0.20374 |  |  |  |  | 25 | 0.021037
1349 | WESTXWIN_1G | 1 | West | YES | -0.039079 | 1.3 | 0 | 6.6 |  | 1.014 | Wind | -1 | 0.042666 | 0 | 6.6 |  |  | 0 | 0 | -0.042666 | 0 | 0.17033 | 0.20374 |  |  |  |  | 26 | 0.02516
1350 | NWPWRG1_1G | 1 | West | YES | -0.039079 | 6.9 | 1 | 34.3 |  | 1.014 | Wind | -1 | 0.042666 | 0 | 34.3 |  |  | 0 | 0 | -0.042666 | 0 | 0.17033 | 0.20374 |  |  |  |  | 27 | 0.029404
1333 | MCDDONAL_8 | 1 | West | YES | -0.038777 | 42.8 | 0 | 214.2 |  | 1.01 | Wind | -1 | 0.042364 | 0 | 214.2 |  |  | 0 | 0 | -0.042364 | 0 | 0.17033 | 0.20374 |  |  |  |  | 28 | 0.033405
1328 | OCOTILLO_1G | 1 | West | YES | -0.038116 | 11.6 | 0 | 58 |  | 1.01 | Wind | -1 | 0.041703 | 0 | 58 |  |  | 0 | 0 | -0.041703 | 0 | 0.17033 | 0.20374 |  |  |  |  | 29 | 0.033405
1326 | STANTONW_8 | 1 | West | YES | -0.035947 | 20.1 | 0 | 100.5 |  | 1.01 | Wind | -1 | 0.039534 | 0 | 100.5 |  |  | 0 | 0 | -0.039534 | 0 | 0.17033 | 0.20374 |  |  |  |  | 30 | 0.033405
11147 | NOTREES_1G | 1 | West | YES | -0.03352 | 29.8 | 0 | 149 | 0 | 1.017 | Wind | -1 | 0.037107 | 0 | 149 |  |  | 0 | 0 | -0.037107 | 0 | 0.17033 | 0.20374 |  |  |  |  | 31 | 0.033405
7038 | L_DELAWA1_1Y | 1 | West | YES | -0.032804 | 3.5 | 0 | 35 | 0 | 1 | Wind | -1 | 0.036391 | 0 | 35 |  |  | 0 | 0 | -0.036391 | 0 | 0.17033 | 0.20374 |  |  |  |  | 32 | 0.033405
7038 | L_DELAWA1_1Y | 2 | West | YES | -0.032804 | 3 | 0 | 30 | 0 | 1 | Wind | -1 | 0.036391 | 0 | 30 |  |  | 0 | 0 | -0.036391 | 0 | 0.17033 | 0.20374 |  |  |  |  | 33 | 0.033405
1002 | PBCTAGE_1G | A | West | YES | -0.032477 | 64 | 64 | 66 | 0 | 1.036 | GGT | -1 | 0.036064 | 66 | 66 |  |  | -2.1435 | 66 | -0.036064 | -2.3802 | 0.19073 | 0.22407 |  |  |  |  | 34 | 0.033405
1003 | PBCTBGE_2G | B | West | YES | -0.032477 | 65 | 65 | 66 | 0 | 1.036 | GGT | -1 | 0.036064 | 66 | 66 |  |  | -2.1435 | 66 | -0.036064 | -2.3802 | 0.21113 | 0.2444 |  |  |  |  | 35 | 0.033405
1004 | PBCTCGE_3G | C | West | YES | -0.032477 | 62 | 62 | 67 | 0 | 1.036 | GGT | -1 | 0.036064 | 67 | 67 |  |  | -2.176 | 67 | -0.036064 | -2.4163 | 0.23185 | 0.26503 |  |  |  |  | 36 | 0.033405
1005 | PBCTDGE_4G | D | West | YES | -0.032477 | 65 | 65 | 68 | 0 | 1.036 | GGT | -1 | 0.036064 | 68 | 68 |  |  | -2.2084 | 68 | -0.036064 | -2.4523 | 0.25287 | 0.28598 |  |  |  |  | 37 | 0.033333
1006 | PBCTEGE_5G | E | West | YES | -0.032477 | 65 | 65 | 67 | 0 | 1.036 | GGT | -1 | 0.036064 | 67 | 67 |  |  | -2.176 | 67 | -0.036064 | -2.4163 | 0.27358 | 0.30662 |  |  |  |  | 38 | 0.033261
1007 | PB5GEN_6G | 5 | West | YES | -0.032477 | 91.2 | 40 | 114 | 0 | 1.036 | GST | -1 | 0.036064 | 114 | 114 |  |  | -3.7024 | 114 | -0.036064 | -4.1113 | 0.30882 | 0.34173 |  |  |  |  | 39 | 0.033188
1008 | PB6GEN_7G | 6 | West | YES | -0.032477 | 515 | 130 | 515 | 0 | 1.036 | GST | -1 | 0.036064 | 515 | 515 |  |  | -16.7257 | 515 | -0.036064 | -18.5729 | 0.46802 | 0.50037 |  |  |  |  | 40 | 0.033113
11020 | TIEHVSG_1G | 1 | West | YES | -0.031332 | 208.2 | 63 | 208.2 | 0 | 1.012 | CC | -1 | 0.034919 | 208.2 | 208.2 |  |  | -6.5233 | 208.2 | -0.034919 | -7.2701 | 0.53238 | 0.56247 |  |  |  |  | 41 | 0.03304
11021 | TIEHVCG_1G | 1 | West | YES | -0.031332 | 142.1 | 103 | 142.1 | 0 | 1.012 | CC | -1 | 0.034919 | 142.1 | 142.1 |  |  | -4.4523 | 142.1 | -0.034919 | -4.962 | 0.57631 | 0.60485 |  |  |  |  | 42 | 0.032916
11022 | TIEHVCG_2G | 1 | West | YES | -0.031332 | 132.4 | 103 | 132.4 | 0 | 1.012 | CC | -1 | 0.034919 | 132.4 | 132.4 |  |  | -4.1484 | 132.4 | -0.034919 | -4.6232 | 0.61724 | 0.64434 |  |  |  |  | 43 | 0.032352
11023 | TIEHVCG_3G | 1 | West | YES | -0.031332 | 137.4 | 103 | 137.4 | 0 | 1.012 | CC | -1 | 0.034919 | 137.4 | 137.4 |  |  | -4.305 | 137.4 | -0.034919 | -4.7978 | 0.65971 | 0.68532 |  |  |  |  | 44 | 0.030089
11024 | TIEHVCG_4G | 1 | West | YES | -0.031332 | 147 | 103 | 147 | 0 | 1.012 | CC | -1 | 0.034919 | 147 | 147 |  |  | -4.6058 | 147 | -0.034919 | -5.1331 | 0.70515 | 0.72916 |  |  |  |  | 45 | 0.028544
11025 | TIEHVSG_2G | 1 | West | YES | -0.031332 | 213.2 | 63 | 213.2 | 0 | 1.012 | CC | -1 | 0.034919 | 213.2 | 213.2 |  |  | -6.68 | 213.2 | -0.034919 | -7.4447 | 0.77106 | 0.79275 |  |  |  |  | 46 | 0.027104
11001 | NAV1CT | 1 | West | YES | -0.03132 | 70.4 | 18 | 70.4 | 0 | 1.029 | CC | -1 | 0.034907 | 70.4 | 70.4 |  |  | -2.2049 | 70.4 | -0.034907 | -2.4574 | 0.79282 | 0.81374 |  |  |  |  | 47 | 0.02561
11009 | NAV2CT | 1 | West | YES | -0.03132 | 71.4 | 18 | 71.4 | 0 | 1.029 | CC | -1 | 0.034907 | 71.4 | 71.4 |  |  | -2.2362 | 71.4 | -0.034907 | -2.4923 | 0.81489 | 0.83503 |  |  |  |  | 48 | 0.024012
11011 | NAV3ST | 1 | West | YES | -0.03132 | 92.8 | 40 | 92.8 | 0 | 1.029 | CC | -1 | 0.034907 | 92.8 | 92.8 |  |  | -2.9065 | 92.8 | -0.034907 | -3.2394 | 0.84358 | 0.8627 |  |  |  |  | 49 | 0.021693
11012 | NAV4CT | 1 | West | YES | -0.03132 | 80 | 18 | 80 | 0 | 1.029 | CC | -1 | 0.034907 | 80 | 80 |  |  | -2.5056 | 80 | -0.034907 | -2.7925 | 0.86831 | 0.88655 |  |  |  |  | 50 | 0.020921
11013 | NAV5CT | 1 | West | YES | -0.03132 | 80 | 18 | 80 | 0 | 1.029 | CC | -1 | 0.034907 | 80 | 80 |  |  | -2.5056 | 80 | -0.034907 | -2.7925 | 0.89304 | 0.9104 |  |  |  |  | 51 | 0.020137
11014 | NAV6ST | 1 | West | YES | -0.03132 | 115 | 40 | 115 | 0 | 1.029 | CC | -1 | 0.034907 | 115 | 115 |  |  | -3.6018 | 115 | -0.034907 | -4.0143 | 0.92859 | 0.94469 |  |  |  |  | 52 | 0.019119
60007 | KING_SW1A | 1 | West | YES | -0.030958 | 20 | 0 | 80 |  | 1.03 | Wind | -1 | 0.034545 | 0 | 80 |  |  | 0 | 0 | -0.034545 | 0 | 0.92859 | 0.94469 |  |  |  |  | 53 | 0.01824
60019 | KING_NW1A | 1 | West | YES | -0.030958 | 20 | 0 | 80 |  | 1.03 | Wind | -1 | 0.034545 | 0 | 80 |  |  | 0 | 0 | -0.034545 | 0 | 0.92859 | 0.94469 |  |  |  |  | 54 | 0.017362
60201 | RIO DRCS | F | West | YES | -0.030896 | 0 | 0 | 0 | 0 | 1.025 | AVR | -1 | 0.034483 | 0 | 0 |  |  | 0 | 0 | -0.034483 | 0 | 0.92859 | 0.94469 |  |  |  |  | 55 | 0.0161
6016 | SWMESA | 1 | West | YES | -0.030866 | 18.8 | 0 | 75 |  | 1.03 | Wind | -1 | 0.034453 | 0 | 75 |  |  | 0 | 0 | -0.034453 | 0 | 0.92859 | 0.94469 |  |  |  |  | 56 | 0.0161
60003 | KING_NE1A | 1 | West | YES | -0.030866 | 20 | 0 | 80 |  | 1.03 | Wind | -1 | 0.034453 | 0 | 80 |  |  | 0 | 0 | -0.034453 | 0 | 0.92859 | 0.94469 |  |  |  |  | 57 | 0.0161
60005 | KING_SE1A | 1 | West | YES | -0.030866 | 10 | 0 | 40 |  | 1.035 | Wind | -1 | 0.034453 | 0 | 40 |  |  | 0 | 0 | -0.034453 | 0 | 0.92859 | 0.94469 |  |  |  |  | 58 | 0.0161
60016 | WOODWRD11A | 1 | West | YES | -0.03085 | 20 | 0 | 80 |  | 1.033 | Wind | -1 | 0.034437 | 0 | 80 |  |  | 0 | 0 | -0.034437 | 0 | 0.92859 | 0.94469 |  |  |  |  | 59 | 0.0161
38332 | TNWDWRDU2_8 | 1 | West | YES | -0.030847 | 20 | 0 | 80 | 0 | 1.0232 | Wind | -1 | 0.034434 | 0 | 80 |  |  | 0 | 0 | -0.034434 | 0 | 0.92859 | 0.94469 |  |  |  |  | 60 | 0.0161
38437 | TNSRBNMESA9 | 1 | West | YES | -0.030832 | 37.5 | 0 | 150 | 0 | 1.02 | Wind | -1 | 0.034419 | 0 | 150 |  |  | 0 | 0 | -0.034419 | 0 | 0.92859 | 0.94469 |  |  |  |  | 61 | 0.0161
1045 | CALENG1G_1G | 1 | West | YES | -0.030577 | 73.4 | 27 | 73.4 | 0 | 1.014 | Cogen | -1 | 0.034164 | 0 | 0 |  |  | 0 | 0 | -0.034164 | 0 | 0.92859 | 0.94469 |  |  |  |  | 62 | 0.0161
1046 | CALENG2G_2G | 2 | West | YES | -0.030577 | 73.4 | 27 | 73.4 | 0 | 1.014 | Cogen | -1 | 0.034164 | 0 | 0 |  |  | 0 | 0 | -0.034164 | 0 | 0.92859 | 0.94469 |  |  |  |  | 63 | 0.0161
1047 | CALENG3G_3G | 3 | West | YES | -0.030577 | 70.4 | 27 | 70.4 | 0 | 1.014 | Cogen | -1 | 0.034164 | 0 | 0 |  |  | 0 | 0 | -0.034164 | 0 | 0.92859 | 0.94469 |  |  |  |  | 64 | 0.0161
60017 | ORNNWP1 | 1 | West | YES | -0.03033 | 20 | 0 | 80 |  | 1.027 | Wind | -1 | 0.033917 | 0 | 80 |  |  | 0 | 0 | -0.033917 | 0 | 0.92859 | 0.94469 |  |  |  |  | 65 | 0.0161
1058 | LONGSHORE_5 | 1 | West | YES | -0.030232 | 30 | 0 | 150 |  | 1.01 | Wind | -1 | 0.033819 | 0 | 150 |  |  | 0 | 0 | -0.033819 | 0 | 0.92859 | 0.94469 |  |  |  |  | 66 | 0.0161
1058 | LONGSHORE_5 | 2 | West | YES | -0.030232 | 44 | 0 | 220 |  | 1.01 | Wind | -1 | 0.033819 | 0 | 220 |  |  | 0 | 0 | -0.033819 | 0 | 0.92859 | 0.94469 |  |  |  |  | 67 | 0.0161
11065 | ELBOWCK_1G | 1 | West | YES | -0.030232 | 23.4 | 0 | 121.9 | 0 | 1 | Wind | -1 | 0.033819 | 0 | 121.9 |  |  | 0 | 0 | -0.033819 | 0 | 0.92859 | 0.94469 |  |  |  |  | 68 | 0.0161
60000 | DSKY2 | 1 | West | YES | -0.030169 | 19.1 | 0 | 76.5 |  | 1.039 | Wind | -1 | 0.033756 | 0 | 76.5 |  |  | 0 | 0 | -0.033756 | 0 | 0.92859 | 0.94469 |  |  |  |  | 69 | 0.0161
60018 | DSKY1 | 1 | West | YES | -0.030161 | 21 | 0 | 84 | 0 | 1.023 | Wind | -1 | 0.033748 | 0 | 84 |  |  | 0 | 0 | -0.033748 | 0 | 0.92859 | 0.94469 |  |  |  |  | 70 | 0.0161
76031 | L_GASCCR1_1N | W1 | West | YES | -0.029589 | 30 | 0 | 150 | 0 | 1.02 | Wind | -1 | 0.033176 | 0 | 150 |  |  | 0 | 0 | -0.033176 | 0 | 0.92859 | 0.94469 |  |  |  |  | 71 | 0.0161
76091 | L_DIVIDE1_1N | W1 | West | YES | -0.029521 | 22.5 | 0 | 112.5 |  | 1.02 | Wind | -1 | 0.033108 | 0 | 112.5 |  |  | 0 | 0 | -0.033108 | 0 | 0.92859 | 0.94469 |  |  |  |  | 72 | 0.0161
76095 | L_CAPRSI1_1N | W1 | West | YES | -0.029521 | 29.9 | 0 | 149.5 | 0 | 1.02 | Wind | -1 | 0.033108 | 0 | 149.5 |  |  | 0 | 0 | -0.033108 | 0 | 0.92859 | 0.94469 |  |  |  |  | 73 | 0.0161
76096 | L_CAPRSI1_2N | W1 | West | YES | -0.029521 | 37.2 | 0 | 186 | 0 | 1.02 | Wind | -1 | 0.033108 | 0 | 186 |  |  | 0 | 0 | -0.033108 | 0 | 0.92859 | 0.94469 |  |  |  |  | 74 | 0.0161
76097 | L_CAPRGE1_1N | W1 | West | YES | -0.029521 | 42.9 | 0 | 214.5 | 0 | 1.02 | Wind | -1 | 0.033108 | 0 | 214.5 |  |  | 0 | 0 | -0.033108 | 0 | 0.92859 | 0.94469 |  |  |  |  | 75 | 0.0161
71051 | L_BITTCR1_1N | W1 | West | YES | -0.028115 | 7.5 | 0 | 37.5 |  | 1.02 | Wind | -1 | 0.031702 | 0 | 37.5 |  |  | 0 | 0 | -0.031702 | 0 | 0.92859 | 0.94469 |  |  |  |  | 76 | 0.0161
71054 | L_SWEETW1_1N | W1 | West | YES | -0.028115 | 21.5 | 0 | 107.5 |  | 1.02 | Wind | -1 | 0.031702 | 0 | 107.5 |  |  | 0 | 0 | -0.031702 | 0 | 0.92859 | 0.94469 |  |  |  |  | 77 | 0.0161
71057 | L_SWEETW1_2N | W1 | West | YES | -0.028115 | 27 | 0 | 135 |  | 1.02 | Wind | -1 | 0.031702 | 0 | 135 |  |  | 0 | 0 | -0.031702 | 0 | 0.92859 | 0.94469 |  |  |  |  | 78 | 0.0161
71059 | L_SWEETW1_3N | W1 | West | YES | -0.028115 | 23.8 | 0 | 119 | 0 | 1.02 | Wind | -1 | 0.031702 | 0 | 119 |  |  | 0 | 0 | -0.031702 | 0 | 0.92859 | 0.94469 |  |  |  |  | 79 | 0.0161
71060 | L_SWEETW1_4N | W1 | West | YES | -0.028115 | 21 | 0 | 105 | 0 | 1.02 | Wind | -1 | 0.031702 | 0 | 105 |  |  | 0 | 0 | -0.031702 | 0 | 0.92859 | 0.94469 |  |  |  |  | 80 | 0.0161
71061 | L_SWEETW1_5N | W1 | West | YES | -0.028115 | 16.1 | 0 | 80.5 | 0 | 1.02 | Wind | -1 | 0.031702 | 0 | 80.5 |  |  | 0 | 0 | -0.031702 | 0 | 0.92859 | 0.94469 |  |  |  |  | 81 | 0.0161
60202 | FRNDDRCS | F | West | YES | -0.027589 | 0 | 0 | 0 | 0 | 0.9985 | AVR | -1 | 0.031176 | 0 | 0 |  |  | 0 | 0 | -0.031176 | 0 | 0.92859 | 0.94469 |  |  |  |  | 82 | 0.0161
60058 | BUFF_GAP1A | 1 | West | YES | -0.027211 | 24 | 0 | 120 |  | 1 | Wind | -1 | 0.030798 | 0 | 120 |  |  | 0 | 0 | -0.030798 | 0 | 0.92859 | 0.94469 |  |  |  |  | 83 | 0.0161
60060 | CIRELLO | 1 | West | YES | -0.027211 | 46.6 | 0 | 233 | 0 | 1 | Wind | -1 | 0.030798 | 0 | 233 |  |  | 0 | 0 | -0.030798 | 0 | 0.92859 | 0.94469 |  |  |  |  | 84 | 0.0161
60063 | BUFF_GAP1B | 1 | West | YES | -0.027211 | 34 | 0 | 170.2 | 0 | 1.02 | Wind | -1 | 0.030798 | 0 | 170.2 |  |  | 0 | 0 | -0.030798 | 0 | 0.92859 | 0.94469 |  |  |  |  | 85 | 0.0161
60066 | H_HOLLOW1A | 1 | West | YES | -0.027211 | 44.4 | 0 | 222 | 0 | 1.005 | Wind | -1 | 0.030798 | 0 | 222 |  |  | 0 | 0 | -0.030798 | 0 | 0.92859 | 0.94469 |  |  |  |  | 86 | 0.0161
60068 | HHOLLOW21A | 1 | West | YES | -0.027211 | 36.8 | 0 | 184 | 0 | 1.025 | Wind | -1 | 0.030798 | 0 | 184 |  |  | 0 | 0 | -0.030798 | 0 | 0.92859 | 0.94469 |  |  |  |  | 87 | 0.0161
60070 | HHOLLOW31A | 1 | West | YES | -0.027211 | 44.8 | 0 | 224 | 0 | 1.025 | Wind | -1 | 0.030798 | 0 | 224 |  |  | 0 | 0 | -0.030798 | 0 | 0.92859 | 0.94469 |  |  |  |  | 88 | 0.0161
60072 | HHOLLOW41A | 1 | West | YES | -0.027211 | 23 | 0 | 115 | 0 | 1.025 | Wind | -1 | 0.030798 | 0 | 115 |  |  | 0 | 0 | -0.030798 | 0 | 0.92859 | 0.94469 |  |  |  |  | 89 | 0.0161
11056 | ROSCOE_1G | 1 | West | YES | -0.025721 | 41.8 | 0 | 209 |  | 1 | Wind | -1 | 0.029308 | 0 | 209 |  |  | 0 | 0 | -0.029308 | 0 | 0.92859 | 0.94469 |  |  |  |  | 90 | 0.0161
11057 | CHAMPION_1G | 1 | West | YES | -0.025721 | 25.3 | 0 | 126.5 |  | 1 | Wind | -1 | 0.029308 | 0 | 126.5 |  |  | 0 | 0 | -0.029308 | 0 | 0.92859 | 0.94469 |  |  |  |  | 91 | 0.0161
11058 | PYRON_1G | 1 | West | YES | -0.025721 | 49.8 | 0 | 249 |  | 1 | Wind | -1 | 0.029308 | 0 | 249 |  |  | 0 | 0 | -0.029308 | 0 | 0.92859 | 0.94469 |  |  |  |  | 92 | 0.0161
11059 | INADALE_1G | 1 | West | YES | -0.025721 | 39.4 | 0 | 197 |  | 1 | Wind | -1 | 0.029308 | 0 | 197 |  |  | 0 | 0 | -0.029308 | 0 | 0.92859 | 0.94469 |  |  |  |  | 93 | 0.0161
1416 | SWETWATR_1G | 1 | West | YES | -0.024445 | 30 | 18 | 30 | 0 | 1.026 | CC | -1 | 0.028032 | 30 | 30 |  |  | -0.73335 | 30 | -0.028032 | -0.84095 | 0.93787 | 0.95187 |  |  |  |  | 94 | 0.0161
1417 | SWETWATR_2G | 2 | West | YES | -0.024445 | 72 | 36 | 72 | 0 | 1.026 | CC | -1 | 0.028032 | 72 | 72 |  |  | -1.76 | 72 | -0.028032 | -2.0183 | 0.96012 | 0.96911 |  |  |  |  | 95 | 0.0161
1418 | SWETWATR_3G | 3 | West | YES | -0.024445 | 68 | 36 | 68 | 0 | 1.026 | CC | -1 | 0.028032 | 68 | 68 |  |  | -1.6623 | 68 | -0.028032 | -1.9062 | 0.98114 | 0.98539 |  |  |  |  | 96 | 0.0161
1419 | SWETWATR_4G | 4 | West | YES | -0.024445 | 61 | 36 | 61 | 0 | 1.026 | CC | -1 | 0.028032 | 61 | 61 |  |  | -1.4911 | 61 | -0.028032 | -1.7099 | 1 | 1 |  |  |  |  | 97 | 0.014009
6100 | OKLA7A | EQ | West | YES | -0.018154 | 50 | -220 | 220 | 0 | 1.035 | DCTie | -1 | 0.021741 | 0 | 0 |  |  | 0 | 0 | -0.021741 | 0 | 1 | 1 |  |  |  |  | 98 | 0.008991
6752 | OKLA0A | 1 | West | YES | -0.018154 | 649.7 | 175 | 649.7 | 0 | 1.035 | LIGCO | -1 | 0.021741 | 0 | 649.7 |  |  | 0 | 0 | -0.021741 | 0 | 1 | 1 |  |  |  |  | 99 | 0.0042516
1437 | MESQUITW_1G | 1 | North | YES | -0.015922 | 40 | 0 | 400 | 0 | 1.023 | Wind | 1 | 0.016683 | 0 | 400 | -6.3688 | 400 |  |  | 0.016683 | 6.6732 | [6 empty] | 100 | 0
1438 | MESQUITW_2G | 1 | North | YES | -0.015889 | 23.6 | 0 | 236 |  | 1.017 | Wind | 1 | 0.016716 | 0 | 236 | -3.7498 | 236 |  |  | 0.016716 | 3.945 | [6 empty] | 101 | 0
1442 | COKFIELD_5 | 1 | North | YES | -0.011477 | 16.5 | 0 | 165 |  | 1.029 | Wind | 1 | 0.021128 | 0 | 165 | -1.8937 | 165 |  |  | 0.021128 | 3.4861 | [6 empty] | 102 | 0
8032 | AMISTADHYD1 | 1 | South | YES | -0.009452 | 33 | 13 | 33 | 0 | 1.03 | Hydro | 1 | 0.023153 | 0 | 0 |  |  |  |  | 0.023153 | 0 | [6 empty] | 103 | 0
8033 | AMISTADHYD2 | 2 | South | YES | -0.009452 | 25 | 13 | 25 | 0 | 1.03 | Hydro | 1 | 0.023153 | 0 | 0 |  |  |  |  | 0.023153 | 0 | [6 empty] | 104 | 0
88253 | HAMILTON | F | South | YES | -0.009452 | 0 | 0 | 0 | 0 | 1.04 | BLT | 1 | 0.023153 | 0 | 0 |  |  |  |  | 0.023153 | 0 | [6 empty] | 105 | 0
8262 | ELPS | 1 | South | YES | -0.006715 | 6 | 6 | 6 | 0 | 1.15 | Hydro | 1 | 0.02589 | 0 | 0 |  |  |  |  | 0.02589 | 0 | [6 empty] | 106 | 0
58909 | PEARSALLSCG1 | 3 | South | YES | -0.001036 | 0 | 0 | 8.4 |  | 1.027 | Diesel | 1 | 0.031569 | 8.4 | 8.4 |  |  |  |  | 0.031569 | 0.26518 | [6 empty] | 107 | 0
58909 | PEARSALLSCG1 | 4 | South | YES | -0.001036 | 0 | 0 | 8.4 |  | 1.027 | Diesel | 1 | 0.031569 | 8.4 | 8.4 |  |  |  |  | 0.031569 | 0.26518 | [6 empty] | 108 | 0
58909 | PEARSALLSCG1 | 6 | South | YES | -0.001036 | 0 | 0 | 8.4 |  | 1.027 | Diesel | 1 | 0.031569 | 8.4 | 8.4 |  |  |  |  | 0.031569 | 0.26518 | [6 empty] | 109 | 0
58909 | PEARSALLSCG1 | 5 | South | YES | -0.001036 | 0 | 0 | 8.4 |  | 1.027 | Diesel | 1 | 0.031569 | 8.4 | 8.4 |  |  |  |  | 0.031569 | 0.26518 | [6 empty] | 110 | 0
58909 | PEARSALLSCG1 | 1 | South | YES | -0.001036 | 0 | 0 | 8.4 |  | 1.027 | Diesel | 1 | 0.031569 | 8.4 | 8.4 |  |  |  |  | 0.031569 | 0.26518 | [6 empty] | 111 | 0
58909 | PEARSALLSCG1 | 2 | South | YES | -0.001036 | 0 | 0 | 8.4 |  | 1.027 | Diesel | 1 | 0.031569 | 8.4 | 8.4 |  |  |  |  | 0.031569 | 0.26518 | [6 empty] | 112 | 0
58919 | PEARSALLSCG2 | 5 | South | YES | -0.001036 | 0 | 0 | 8.4 |  | 1.027 | Diesel | 1 | 0.031569 | 8.4 | 8.4 |  |  |  |  | 0.031569 | 0.26518 | [6 empty] | 113 | 0
58919 | PEARSALLSCG2 | 6 | South | YES | -0.001036 | 0 | 0 | 8.4 |  | 1.027 | Diesel | 1 | 0.031569 | 8.4 | 8.4 |  |  |  |  | 0.031569 | 0.26518 | [6 empty] | 114 | 0
58919 | PEARSALLSCG2 | 1 | South | YES | -0.001036 | 0 | 0 | 8.4 |  | 1.027 | Diesel | 1 | 0.031569 | 8.4 | 8.4 |  |  |  |  | 0.031569 | 0.26518 | [6 empty] | 115 | 0
58919 | PEARSALLSCG2 | 2 | South | YES | -0.001036 | 0 | 0 | 8.4 |  | 1.027 | Diesel | 1 | 0.031569 | 8.4 | 8.4 |  |  |  |  | 0.031569 | 0.26518 | [6 empty] | 116 | 0
58919 | PEARSALLSCG2 | 4 | South | YES | -0.001036 | 0 | 0 | 8.4 |  | 1.027 | Diesel | 1 | 0.031569 | 8.4 | 8.4 |  |  |  |  | 0.031569 | 0.26518 | [6 empty] | 117 | 0
58919 | PEARSALLSCG2 | 3 | South | YES | -0.001036 | 0 | 0 | 8.4 |  | 1.027 | Diesel | 1 | 0.031569 | 8.4 | 8.4 |  |  |  |  | 0.031569 | 0.26518 | [6 empty] | 118 | 0
58929 | PEARSALLSCG3 | 4 | South | YES | -0.001036 | 0 | 0 | 8.4 |  | 1.027 | Diesel | 1 | 0.031569 | 8.4 | 8.4 |  |  |  |  | 0.031569 | 0.26518 | [6 empty] | 119 | 0
58929 | PEARSALLSCG3 | 6 | South | YES | -0.001036 | 0 | 0 | 8.4 |  | 1.027 | Diesel | 1 | 0.031569 | 8.4 | 8.4 |  |  |  |  | 0.031569 | 0.26518 | [6 empty] | 120 | 0
58929 | PEARSALLSCG3 | 2 | South | YES | -0.001036 | 0 | 0 | 8.4 |  | 1.027 | Diesel | 1 | 0.031569 | 8.4 | 8.4 |  |  |  |  | 0.031569 | 0.26518 | [6 empty] | 121 | 0
58929 | PEARSALLSCG3 | 5 | South | YES | -0.001036 | 0 | 0 | 8.4 |  | 1.027 | Diesel | 1 | 0.031569 | 8.4 | 8.4 |  |  |  |  | 0.031569 | 0.26518 | [6 empty] | 122 | 0
58929 | PEARSALLSCG3 | 1 | South | YES | -0.001036 | 0 | 0 | 8.4 |  | 1.027 | Diesel | 1 | 0.031569 | 8.4 | 8.4 |  |  |  |  | 0.031569 | 0.26518 | [6 empty] | 123 | 0
58929 | PEARSALLSCG3 | 3 | South | YES | -0.001036 | 0 | 0 | 8.4 |  | 1.027 | Diesel | 1 | 0.031569 | 8.4 | 8.4 |  |  |  |  | 0.031569 | 0.26518 | [6 empty] | 124 | 0
58949 | PEARSALLSCG4 | 3 | South | YES | -0.001036 | 0 | 0 | 8.4 |  | 1.027 | Diesel | 1 | 0.031569 | 8.4 | 8.4 |  |  |  |  | 0.031569 | 0.26518 | [6 empty] | 125 | 0
58949 | PEARSALLSCG4 | 2 | South | YES | -0.001036 | 0 | 0 | 8.4 |  | 1.027 | Diesel | 1 | 0.031569 | 8.4 | 8.4 |  |  |  |  | 0.031569 | 0.26518 | [6 empty] | 126 | 0
58949 | PEARSALLSCG4 | 1 | South | YES | -0.001036 | 0 | 0 | 8.4 |  | 1.027 | Diesel | 1 | 0.031569 | 8.4 | 8.4 |  |  |  |  | 0.031569 | 0.26518 | [6 empty] | 127 | 0
58949 | PEARSALLSCG4 | 4 | South | YES | -0.001036 | 0 | 0 | 8.4 |  | 1.027 | Diesel | 1 | 0.031569 | 8.4 | 8.4 |  |  |  |  | 0.031569 | 0.26518 | [6 empty] | 128 | 0
58949 | PEARSALLSCG4 | 6 | South | YES | -0.001036 | 0 | 0 | 8.4 |  | 1.027 | Diesel | 1 | 0.031569 | 8.4 | 8.4 |  |  |  |  | 0.031569 | 0.26518 | [6 empty] | 129 | 0
58949 | PEARSALLSCG4 | 5 | South | YES | -0.001036 | 0 | 0 | 8.4 |  | 1.027 | Diesel | 1 | 0.031569 | 8.4 | 8.4 |  |  |  |  | 0.031569 | 0.26518 | [6 empty] | 130 | 0
7026 | L_INKSDA1_1Y | 1 | South | YES | -0.000956 | 0 | 0 | 13.7 |  | 1 | Hydro | 1 | 0.031649 | 0 | 0 |  |  |  |  | 0.031649 | 0 | [6 empty] | 131 | 0
80265 | LARECU40A | 4 | South | YES | -0.000751 | 80 | 0 | 100 |  | 1.039 | GGT | 1 | 0.031854 | 100 | 100 |  |  |  |  | 0.031854 | 3.1854 | [6 empty] | 132 | 0
80266 | LARECU50A | 5 | South | YES | -0.000751 | 80 | 0 | 100 |  | 1.039 | GGT | 1 | 0.031854 | 100 | 100 |  |  |  |  | 0.031854 | 3.1854 | [6 empty] | 133 | 0
80012 | LAR | F | South | YES | -0.00075 | 0 | 0 | 0 | 0 | 1.04 | DCTie | 1 | 0.031855 | 0 | 0 |  |  |  |  | 0.031855 | 0 | [6 empty] | 134 | 0
5890 | PEARSALLGEN1 | 1 | South | YES | -0.000661 | 19.2 | 6 | 24 | 0 | 1.0226 | GST | 1 | 0.031944 | 24 | 24 |  |  |  |  | 0.031944 | 0.76666 | [6 empty] | 135 | 0
5891 | PEARSALLGEN2 | 1 | South | YES | -0.000661 | 19.4 | 6 | 24.3 | 0 | 1.0226 | GST | 1 | 0.031944 | 24.3 | 24.3 |  |  |  |  | 0.031944 | 0.77624 | [6 empty] | 136 | 0
5892 | PEARSALLGEN3 | 1 | South | YES | -0.000661 | 19.1 | 6 | 23.9 | 0 | 1.0226 | GST | 1 | 0.031944 | 23.9 | 23.9 |  |  |  |  | 0.031944 | 0.76346 | [6 empty] | 137 | 0
7000 | L_FERGUS1_1Y | 1 | South | YES | -0.00042 | 400 | 65 | 423.3 | 0 | 1.015 | GSC | 1 | 0.032185 | 423.3 | 423.3 |  |  |  |  | 0.032185 | 13.6239 | [6 empty] | 138 | 0
7035 | L_WIRTZ_1G1Y | 1 | South | YES | -0.000313 | 0 | 0 | 29 |  | 1 | Hydro | 1 | 0.032292 | 0 | 0 |  |  |  |  | 0.032292 | 0 | [6 empty] | 139 | 0
7036 | L_WIRTZ_1G2Y | 2 | South | YES | -0.000313 | 0 | 0 | 29.7 |  | 1 | Hydro | 1 | 0.032292 | 0 | 0 |  |  |  |  | 0.032292 | 0 | [6 empty] | 140 | 0
7022 | L_BUCHAN1_1Y | 1 | South | YES | -0.000289 | 0 | 0 | 18 |  | 1 | Hydro | 1 | 0.032316 | 0 | 0 |  |  |  |  | 0.032316 | 0 | [6 empty] | 141 | 0
7023 | L_BUCHAN1_2Y | 2 | South | YES | -0.000289 | 0 | 0 | 18 |  | 1 | Hydro | 1 | 0.032316 | 0 | 0 |  |  |  |  | 0.032316 | 0 | [6 empty] | 142 | 0
7024 | L_BUCHAN1_3Y | 3 | South | YES | -0.000289 | 0 | 0 | 15 |  | 1 | Hydro | 1 | 0.032316 | 0 | 0 |  |  |  |  | 0.032316 | 0 | [6 empty] | 143 | 0
88299 | ZAPATA | F | South | YES | -0.000172 | 0 | 0 | 0 | 0 | 1.02 | BLT | 1 | 0.032433 | 0 | 0 |  |  |  |  | 0.032433 | 0 | [6 empty] | 144 | 0
7028 | L_MARBFA1_1Y | 1 | South | YES | -5.7e-05 | 0 | 0 | 18 |  | 1 | Hydro | 1 | 0.032548 | 0 | 0 |  |  |  |  | 0.032548 | 0 | [6 empty] | 145 | 0
7029 | L_MARBFA1_2Y | 2 | South | YES | -5.7e-05 | 0 | 0 | 18 |  | 1 | Hydro | 1 | 0.032548 | 0 | 0 |  |  |  |  | 0.032548 | 0 | [6 empty] | 146 | 0
5934 | SI_RAY5 | 5 | South | YES | 0 | 0 | 10 | 15 |  | 1.035 | GST | 1 | 0.032605 | 15 | 15 |  |  |  |  | 0.032605 | 0.48908 | [6 empty] | 147 | 0
8139 | JOS #1 | MB | South | YES | 0 | 0 | 45 | 255 |  | 1.02 | GST | 1 | 0.032605 | 0 | 0 |  |  |  |  | 0.032605 | 0 | [6 empty] | 148 | 0
8285 | LAR #1 | MB | South | YES | 0 | 0 | 9 | 32 |  | 1.0497 | GST | 1 | 0.032605 | 0 | 0 |  |  |  |  | 0.032605 | 0 | [6 empty] | 149 | 0
8287 | LAR #2 | MB | South | YES | 0 | 0 | 9 | 32 |  | 1.04 | GST | 1 | 0.032605 | 0 | 0 |  |  |  |  | 0.032605 | 0 | [6 empty] | 150 | 0
8288 | LAR #3 | MB | South | YES | 0 | 0 | 25 | 105 |  | 1.04 | GST | 1 | 0.032605 | 0 | 0 |  |  |  |  | 0.032605 | 0 | [6 empty] | 151 | 0
8388 | BATES0A | MB | South | YES | 0 | 0 | 21 | 71 |  | 1.033 | GST | 1 | 0.032605 | 0 | 0 |  |  |  |  | 0.032605 | 0 | [6 empty] | 152 | 0
8393 | BATES0B | MB | South | YES | 0 | 0 | 25 | 110 |  | 1.03 | GST | 1 | 0.032605 | 0 | 0 |  |  |  |  | 0.032605 | 0 | [6 empty] | 153 | 0
8437 | NUECES_B0C | MB | South | YES | 0 | 0 | 7 | 30 |  | 1.03 | GST | 1 | 0.032605 | 0 | 0 |  |  |  |  | 0.032605 | 0 | [6 empty] | 154 | 0
8438 | NUECES_B0B | MB | South | YES | 0 | 0 | 26 | 169 |  | 1.03 | GST | 1 | 0.032605 | 0 | 0 |  |  |  |  | 0.032605 | 0 | [6 empty] | 155 | 0
39190 | TNSLCGN1__8 | 1 | Houston | YES | 0 | 0 | 10 | 30 |  | 1.03 | Cogen | 1 | 0.032605 | 0 | 0 |  |  |  |  | 0.032605 | 0 | [6 empty] | 156 | 0
5728 | FALCONHYDRO2 | 2 | South | YES | 0.000221 | 12 | 0 | 12 | 0 | 1.0234 | Hydro | 1 | 0.032826 | 0 | 0 |  |  |  |  | 0.032826 | 0 | [6 empty] | 157 | 0
5729 | FALCONHYDRO3 | 3 | South | YES | 0.000221 | 11 | 0 | 11 | 0 | 1.0234 | Hydro | 1 | 0.032826 | 0 | 0 |  |  |  |  | 0.032826 | 0 | [6 empty] | 158 | 0
8048 | FALCONHYDRO1 | 1 | South | YES | 0.000221 | 12 | 0 | 12 | 0 | 1.0234 | Hydro | 1 | 0.032826 | 0 | 0 |  |  |  |  | 0.032826 | 0 | [6 empty] | 159 | 0
88508 | FALFURRI | F | South | YES | 0.000284 | 0 | 0 | 0 | 0 | 1 | AVR | 1 | 0.032889 | 0 | 0 |  |  |  |  | 0.032889 | 0 | [6 empty] | 160 | 0
5264 | LEON_LCP3G3 | 3 | South | YES | 0.000555 | 0 | 20 | 58 |  | 1.0197 | GST | 1 | 0.03316 | 58 | 58 |  |  |  |  | 0.03316 | 1.9233 | [6 empty] | 161 | 0
5265 | LEON_LCP4G4 | 4 | South | YES | 0.000555 | 89 | 25 | 89 | 0 | 1.0197 | GST | 1 | 0.03316 | 89 | 89 |  |  |  |  | 0.03316 | 2.9512 | [6 empty] | 162 | 0
5266 | LEON_LCPCT1 | 1 | South | YES | 0.000555 | 44 | 24 | 44 | 0 | 1.0197 | GGT | 1 | 0.03316 | 44 | 44 |  |  |  |  | 0.03316 | 1.459 | [6 empty] | 163 | 0
5267 | LEON_LCPCT2 | 2 | South | YES | 0.000555 | 44 | 24 | 44 | 0 | 1.0197 | GGT | 1 | 0.03316 | 44 | 44 |  |  |  |  | 0.03316 | 1.459 | [6 empty] | 164 | 0
5268 | LEON_LCPCT3 | 3 | South | YES | 0.000555 | 43 | 24 | 43 | 0 | 1.0197 | GGT | 1 | 0.03316 | 43 | 43 |  |  |  |  | 0.03316 | 1.4259 | [6 empty] | 165 | 0
5269 | LEON_LCPCT4 | 4 | South | YES | 0.000555 | 45 | 24 | 45 | 0 | 1.0197 | GGT | 1 | 0.03316 | 45 | 45 |  |  |  |  | 0.03316 | 1.4922 | [6 empty] | 166 | 0
5028 | BRAUNIG_VHB3 | 3 | South | YES | 0.000619 | 407 | 60 | 407 | 0 | 1.0138 | GST | 1 | 0.033224 | 407 | 407 |  |  |  |  | 0.033224 | 13.5222 | [6 empty] | 167 | 0
8933 | FGNTS001 | 1 | South | YES | 0.000631 | 146.5 | 0 | 146.5 | 0 | 1.03 | CC | 1 | 0.033236 | 146.5 | 146.5 |  |  |  |  | 0.033236 | 4.8691 | [6 empty] | 168 | 0
8934 | FGNTS101 | 2 | South | YES | 0.000631 | 147.9 | 0 | 147.9 | 0 | 1.03 | CC | 1 | 0.033236 | 147.9 | 147.9 |  |  |  |  | 0.033236 | 4.9156 | [6 empty] | 169 | 0
8935 | FGNTS201 | 3 | South | YES | 0.000631 | 173 | 0 | 173 | 0 | 1.03 | CC | 1 | 0.033236 | 173 | 173 |  |  |  |  | 0.033236 | 5.7498 | [6 empty] | 170 | 0
5026 | BRAUNIG_VHB1 | 1 | South | YES | 0.000639 | 215 | 40 | 215 | 0 | 1.0192 | GST | 1 | 0.033244 | 215 | 215 |  |  |  |  | 0.033244 | 7.1475 | [6 empty] | 171 | 0
5027 | BRAUNIG_VHB2 | 2 | South | YES | 0.000639 | 216 | 40 | 216 | 0 | 1.0192 | GST | 1 | 0.033244 | 216 | 216 |  |  |  |  | 0.033244 | 7.1807 | [6 empty] | 172 | 0
88198 | BEEVILLE | F | South | YES | 0.000639 | 0 | 0 | 0 | 0 | 1.02 | AVR | 1 | 0.033244 | 0 | 0 |  |  |  |  | 0.033244 | 0 | [6 empty] | 173 | 0
5396 | CALAVER_OWS1 | 1 | South | YES | 0.00064 | 418 | 80 | 418 | 0 | 1.0192 | GST | 1 | 0.033245 | 418 | 418 |  |  |  |  | 0.033245 | 13.8964 | [6 empty] | 174 | 0
5397 | CALAVER_OWS2 | 2 | South | YES | 0.00064 | 400 | 80 | 400 | 0 | 1.0192 | GST | 1 | 0.033245 | 400 | 400 |  |  |  |  | 0.033245 | 13.298 | [6 empty] | 175 | 0
5111 | CALAVER_JTD1 | 1 | South | YES | 0.000652 | 430 | 80 | 430 | 0 | 1.0138 | LIGCO | 1 | 0.033257 | 0 | 430 |  |  |  |  | 0.033257 | 14.3005 | [6 empty] | 176 | 0
5112 | CALAVER_JTD2 | 2 | South | YES | 0.000652 | 430 | 80 | 430 | 0 | 1.0138 | LIGCO | 1 | 0.033257 | 0 | 430 |  |  |  |  | 0.033257 | 14.3005 | [6 empty] | 177 | 0
5903 | SANMIGUELGEN | 1 | South | YES | 0.000683 | 396.3 | 180 | 396.3 | 0 | 1.0336 | LIGCO | 1 | 0.033288 | 0 | 396.3 |  |  |  |  | 0.033288 | 13.192 | [6 empty] | 178 | 0
7031 | L_MARSFO1G1Y | 1 | South | YES | 0.000693 | 0 | 0 | 36 |  | 1 | Hydro | 1 | 0.033298 | 0 | 0 |  |  |  |  | 0.033298 | 0 | [6 empty] | 179 | 0
7032 | L_MARSFO1G2Y | 2 | South | YES | 0.000693 | 0 | 0 | 35 |  | 1 | Hydro | 1 | 0.033298 | 0 | 0 |  |  |  |  | 0.033298 | 0 | [6 empty] | 180 | 0
7033 | L_MARSFO1G3Y | 3 | South | YES | 0.000693 | 0 | 0 | 36 |  | 1 | Hydro | 1 | 0.033298 | 0 | 0 |  |  |  |  | 0.033298 | 0 | [6 empty] | 181 | 0
5436 | TUTTL_WBT1G1 | 1 | South | YES | 0.000695 | 48.8 | 20 | 61 | 0 | 1.012 | GST | 1 | 0.0333 | 61 | 61 |  |  |  |  | 0.0333 | 2.0313 | [6 empty] | 182 | 0
5438 | TUTTL_WBT3G3 | 3 | South | YES | 0.000695 | 95 | 25 | 95 | 0 | 1.012 | GST | 1 | 0.0333 | 95 | 95 |  |  |  |  | 0.0333 | 3.1635 | [6 empty] | 183 | 0
5439 | TUTTL_WBT4G4 | 4 | South | YES | 0.000695 | 151 | 40 | 151 | 0 | 1.012 | GST | 1 | 0.0333 | 151 | 151 |  |  |  |  | 0.0333 | 5.0283 | [6 empty] | 184 | 0
8936 | MVGN#1 | 1 | South | YES | 0.0007 | 216.6 | 0 | 216.6 | 0 | 1.0304 | CC | 1 | 0.033305 | 216.6 | 216.6 |  |  |  |  | 0.033305 | 7.2139 | [6 empty] | 185 | 0
8937 | MVGN#2 | 2 | South | YES | 0.0007 | 216.7 | 0 | 216.7 | 0 | 1.0304 | CC | 1 | 0.033305 | 216.7 | 216.7 |  |  |  |  | 0.033305 | 7.2172 | [6 empty] | 186 | 0
8938 | MVGN#3 | 3 | South | YES | 0.0007 | 250.9 | 0 | 250.9 | 0 | 1.0304 | CC | 1 | 0.033305 | 250.9 | 250.9 |  |  |  |  | 0.033305 | 8.3562 | [6 empty] | 187 | 0
8981 | HECN1 | 1 | South | YES | 0.0007 | 144.8 | 0 | 144.8 | 0 | 1.0304 | CC | 1 | 0.033305 | 144.8 | 144.8 |  |  |  |  | 0.033305 | 4.8226 | [6 empty] | 188 | 0
8982 | HECN2 | 2 | South | YES | 0.0007 | 144.1 | 0 | 144.1 | 0 | 1.0304 | CC | 1 | 0.033305 | 144.1 | 144.1 |  |  |  |  | 0.033305 | 4.7993 | [6 empty] | 189 | 0
8983 | HECN3 | 3 | South | YES | 0.0007 | 171.9 | 0 | 171.9 | 0 | 1.0304 | CC | 1 | 0.033305 | 171.9 | 171.9 |  |  |  |  | 0.033305 | 5.7251 | [6 empty] | 190 | 0
5476 | BRA_AVR1_CT1 | 1 | South | YES | 0.00071 | 155 | 90 | 155 | 0 | 1.025 | CC | 1 | 0.033315 | 155 | 155 |  |  |  |  | 0.033315 | 5.1638 | [6 empty] | 191 | 0
5477 | BRA_AVR1_ST | 1 | South | YES | 0.00071 | 174 | 138 | 174 | 0 | 1.025 | CC | 1 | 0.033315 | 174 | 174 |  |  |  |  | 0.033315 | 5.7968 | [6 empty] | 192 | 0
5478 | BRA_AVR1_CT2 | 1 | South | YES | 0.00071 | 155 | 90 | 155 | 0 | 1.025 | CC | 1 | 0.033315 | 155 | 155 |  |  |  |  | 0.033315 | 5.1638 | [6 empty] | 193 | 0
5932 | SI_RAY9 | 9 | South | YES | 0.000729 | 32 | 32 | 38 | 0 | 1.035 | CC | 1 | 0.033334 | 38 | 38 |  |  |  |  | 0.033334 | 1.2667 | [6 empty] | 194 | 0
5933 | SI_RAY6 | 6 | South | YES | 0.000729 | 15.4 | 10 | 19.3 | 0 | 1.035 | GST | 1 | 0.033334 | 19.3 | 19.3 |  |  |  |  | 0.033334 | 0.64335 | [6 empty] | 195 | 0
5935 | SI_RAY10 | 10 | South | YES | 0.000729 | 47 | 10 | 47 | 0 | 1.03 | CC | 1 | 0.033334 | 47 | 47 |  |  |  |  | 0.033334 | 1.5667 | [6 empty] | 196 | 0
80003 | MILHWYS | F | South | YES | 0.000729 | 0 | 0 | 0 | 0 | 1.0168 | AVR | 1 | 0.033334 | 0 | 0 |  |  |  |  | 0.033334 | 0 | [6 empty] | 197 | 0
5401 | CALAVER_JKS1 | 1 | South | YES | 0.00073 | 562 | 100 | 562 | 0 | 1.026 | LIGCO | 1 | 0.033335 | 0 | 562 |  |  |  |  | 0.033335 | 18.7343 | [6 empty] | 198 | 0
8517 | CELANEBI0A | 1 | South | YES | 0.000745 | 29 | 0 | 29 | 0 | 1.02 | Cogen | 1 | 0.03335 | 0 | 0 |  |  |  |  | 0.03335 | 0 | [6 empty] | 199 | 0
80080 | GWINDT11A | 3 | South | YES | 0.000748 | 0 | 0 | 38 | 0 | 1.025 | Wind | 1 | 0.033353 | 0 | 38 |  |  |  |  | 0.033353 | 1.2674 | [6 empty] | 200 | 0
80080 | GWINDT11A | 4 | South | YES | 0.000748 | 3.8 | 0 | 19 | 0 | 1.025 | Wind | 1 | 0.033353 | 0 | 19 |  |  |  |  | 0.033353 | 0.63371 | [6 empty] | 201 | 0
80080 | GWINDT11A | 2 | South | YES | 0.000748 | 0 | 0 | 41 | 0 | 1.025 | Wind | 1 | 0.033353 | 0 | 41 |  |  |  |  | 0.033353 | 1.3675 | [6 empty] | 202 | 0
80080 | GWINDT11A | 1 | South | YES | 0.000748 | 28.2 | 0 | 94 | 0 | 1.025 | Wind | 1 | 0.033353 | 0 | 94 |  |  |  |  | 0.033353 | 3.1352 | [6 empty] | 203 | 0
80081 | GWINDT21A | 4 | South | YES | 0.000748 | 4.4 | 0 | 22 | 0 | 1.025 | Wind | 1 | 0.033353 | 0 | 22 |  |  |  |  | 0.033353 | 0.73377 | [6 empty] | 204 | 0
80081 | GWINDT21A | 1 | South | YES | 0.000748 | 28.2 | 0 | 94 | 0 | 1.025 | Wind | 1 | 0.033353 | 0 | 94 |  |  |  |  | 0.033353 | 3.1352 | [6 empty] | 205 | 0
80081 | GWINDT21A | 3 | South | YES | 0.000748 | 8.6 | 0 | 43 | 0 | 1.025 | Wind | 1 | 0.033353 | 0 | 43 |  |  |  |  | 0.033353 | 1.4342 | [6 empty] | 206 | 0
80081 | GWINDT21A | 2 | South | YES | 0.000748 | 7.2 | 0 | 36 | 0 | 1.025 | Wind | 1 | 0.033353 | 0 | 36 |  |  |  |  | 0.033353 | 1.2007 | [6 empty] | 207 | 0
80180 | PNSCALT11A | 2 | South | YES | 0.000748 | 10 | 0 | 50 | 0 | 1.025 | Wind | 1 | 0.033353 | 0 | 50 |  |  |  |  | 0.033353 | 1.6677 | [6 empty] | 208 | 0
80180 | PNSCALT11A | 1 | South | YES | 0.000748 | 43.8 | 0 | 148 | 0 | 1.025 | Wind | 1 | 0.033353 | 0 | 148 |  |  |  |  | 0.033353 | 4.9362 | [6 empty] | 209 | 0
80181 | PNSCALT21A | 2 | South | YES | 0.000748 | 10 | 0 | 50 | 0 | 1.025 | Wind | 1 | 0.033353 | 0 | 50 |  |  |  |  | 0.033353 | 1.6677 | [6 empty] | 210 | 0
80181 | PNSCALT21A | 1 | South | YES | 0.000748 | 16.5 | 0 | 55 | 0 | 1.025 | Wind | 1 | 0.033353 | 0 | 55 |  |  |  |  | 0.033353 | 1.8344 | [6 empty] | 211 | 0
8461 | KOCH_UP0A | 1 | South | YES | 0.000759 | 38 | 0 | 38 | 0 | 1.012 | Cogen | 1 | 0.033364 | 0 | 0 |  |  |  |  | 0.033364 | 0 | [6 empty] | 212 | 0
8506 | VAL #1 | 1 | South | YES | 0.000764 | 20.9 | 0 | 25 | 0 | 1.0055 | Cogen | 1 | 0.033369 | 0 | 0 |  |  |  |  | 0.033369 | 0 | [6 empty] | 213 | 0
8507 | VAL #2 | 2 | South | YES | 0.000764 | 20.9 | 0 | 25 | 0 | 1.0055 | Cogen | 1 | 0.033369 | 0 | 0 |  |  |  |  | 0.033369 | 0 | [6 empty] | 214 | 0
8511 | OXY_CC0A | 1 | South | YES | 0.000764 | 30.3 | 0 | 38 | 0 | 1.027 | Cogen | 1 | 0.033369 | 0 | 0 |  |  |  |  | 0.033369 | 0 | [6 empty] | 215 | 0
8459 | B_DAVIS0B | MB | South | YES | 0.000771 | 0 | 50 | 339 |  | 1.03 | GSC | 1 | 0.033376 | 0 | 0 |  |  |  |  | 0.033376 | 0 | [6 empty] | 216 | 0
8460 | B_DAVIS0A | MB | South | YES | 0.000771 | 0 | 50 | 340 |  | 1.03 | GSC | 1 | 0.033376 | 0 | 0 |  |  |  |  | 0.033376 | 0 | [6 empty] | 217 | 0
80263 | B_DAVIS31A | 3 | South | YES | 0.000771 | 0 | 0 | 180 |  | 1.0366 | CC | 1 | 0.033376 | 180 | 180 |  |  |  |  | 0.033376 | 6.0077 | [6 empty] | 218 | 0
80264 | B_DAVIS41A | 4 | South | YES | 0.000771 | 0 | 0 | 180 |  | 1.0366 | CC | 1 | 0.033376 | 180 | 180 |  |  |  |  | 0.033376 | 6.0077 | [6 empty] | 219 | 0
8456 | COSW#1 | 1 | South | YES | 0.000773 | 20 | 0 | 20 | 0 | 1.027 | Cogen | 1 | 0.033378 | 0 | 0 |  |  |  |  | 0.033378 | 0 | [6 empty] | 220 | 0
8457 | COSW#2 | 2 | South | YES | 0.000773 | 14 | 0 | 14 | 0 | 1.027 | Cogen | 1 | 0.033378 | 0 | 0 |  |  |  |  | 0.033378 | 0 | [6 empty] | 221 | 0
8442 | NBEC7 | 7 | South | YES | 0.000775 | 0 | 81 | 367 |  | 1.0298 | GST | 1 | 0.03338 | 367 | 367 |  |  |  |  | 0.03338 | 12.2505 | [6 empty] | 222 | 0
8442 | NBEC7 | MB | South | YES | 0.000775 | 0 | 81 | 367 |  | 1.0298 | GST | 1 | 0.03338 | 0 | 0 |  |  |  |  | 0.03338 | 0 | [6 empty] | 223 | 0
8560 | CNOPGT1 | 1 | South | YES | 0.000775 | 148.3 | 0 | 148.3 | 0 | 1.03 | Cogen | 1 | 0.03338 | 0 | 0 |  |  |  |  | 0.03338 | 0 | [6 empty] | 224 | 0
8561 | CNOPGT2 | 2 | South | YES | 0.000775 | 148.6 | 0 | 148.6 | 0 | 1.03 | Cogen | 1 | 0.03338 | 0 | 0 |  |  |  |  | 0.03338 | 0 | [6 empty] | 225 | 0
8562 | CNOPST1 | 3 | South | YES | 0.000775 | 153 | 0 | 153 | 0 | 1.03 | Cogen | 1 | 0.03338 | 0 | 0 |  |  |  |  | 0.03338 | 0 | [6 empty] | 226 | 0
8926 | LGE_GT10A | 1 | South | YES | 0.000808 | 158 | 0 | 158 | 0 | 1.03 | Cogen | 1 | 0.033413 | 0 | 0 |  |  |  |  | 0.033413 | 0 | [6 empty] | 227 | 0
8927 | LGE_GT20A | 2 | South | YES | 0.000808 | 153 | 0 | 153 | 0 | 1.03 | Cogen | 1 | 0.033413 | 0 | 0 |  |  |  |  | 0.033413 | 0 | [6 empty] | 228 | 0
8928 | LGE_STG0A | 3 | South | YES | 0.000808 | 100 | 0 | 100 | 0 | 1.03 | Cogen | 1 | 0.033413 | 0 | 0 |  |  |  |  | 0.033413 | 0 | [6 empty] | 229 | 0
8930 | ICPGN10A | 1 | South | YES | 0.000808 | 149 | 0 | 149 | 0 | 1.03 | Cogen | 1 | 0.033413 | 0 | 0 |  |  |  |  | 0.033413 | 0 | [6 empty] | 230 | 0
8931 | ICPGN20A | 2 | South | YES | 0.000808 | 150 | 0 | 150 | 0 | 1.03 | Cogen | 1 | 0.033413 | 0 | 0 |  |  |  |  | 0.033413 | 0 | [6 empty] | 231 | 0
8932 | ICPGN30A | 3 | South | YES | 0.000808 | 127 | 0 | 127 | 0 | 1.03 | Cogen | 1 | 0.033413 | 0 | 0 |  |  |  |  | 0.033413 | 0 | [6 empty] | 232 | 0
80223 | REYSHR G | 1 | South | YES | 0.000808 | 12 | 0 | 12 | 0 | 1.032 | Cogen | 1 | 0.033413 | 0 | 0 |  |  |  |  | 0.033413 | 0 | [6 empty] | 233 | 0
7487 | L_CANYHY8_1Y | 1 | South | YES | 0.000816 | 0 | 0 | 6 |  | 1 | Hydro | 1 | 0.033421 | 0 | 0 |  |  |  |  | 0.033421 | 0 | [6 empty] | 234 | 0
7609 | L_SCHUMA8_1Y | 1 | South | YES | 0.000818 | 0 | 0 | 4 |  | 1 | Hydro | 1 | 0.033423 | 0 | 0 |  |  |  |  | 0.033423 | 0 | [6 empty] | 235 | 0
8161 | COLETO0A | 1 | South | YES | 0.000819 | 633 | 200 | 633 | 0 | 1.03 | LIGCO | 1 | 0.033424 | 0 | 633 |  |  |  |  | 0.033424 | 21.1574 | [6 empty] | 236 | 0
7800 | L_GUADGE1_1Y | 1 | South | YES | 0.00085 | 147 | 30 | 147 | 0 | 1.02 | CC | 1 | 0.033455 | 147 | 147 |  |  |  |  | 0.033455 | 4.9179 | [6 empty] | 237 | 0
7801 | L_GUADGE1_2Y | 2 | South | YES | 0.00085 | 138 | 30 | 138 | 0 | 1.02 | CC | 1 | 0.033455 | 138 | 138 |  |  |  |  | 0.033455 | 4.6168 | [6 empty] | 238 | 0
7802 | L_GUADGE1_3Y | 3 | South | YES | 0.00085 | 146 | 30 | 146 | 0 | 1.02 | CC | 1 | 0.033455 | 146 | 146 |  |  |  |  | 0.033455 | 4.8844 | [6 empty] | 239 | 0
7803 | L_GUADGE1_4Y | 4 | South | YES | 0.00085 | 149 | 30 | 149 | 0 | 1.02 | CC | 1 | 0.033455 | 149 | 149 |  |  |  |  | 0.033455 | 4.9848 | [6 empty] | 240 | 0
7804 | L_GUADGE1_5Y | 5 | South | YES | 0.00085 | 182 | 30 | 182 | 0 | 1.02 | CC | 1 | 0.033455 | 182 | 182 |  |  |  |  | 0.033455 | 6.0888 | [6 empty] | 241 | 0
7805 | L_GUADGE1_6Y | 6 | South | YES | 0.00085 | 203 | 30 | 203 | 0 | 1.02 | CC | 1 | 0.033455 | 203 | 203 |  |  |  |  | 0.033455 | 6.7914 | [6 empty] | 242 | 0
7605 | L_MCQUEE9_1Y | 1 | South | YES | 0.000868 | 0 | 0 | 2.4 |  | 1.025 | Hydro | 1 | 0.033473 | 0 | 0 |  |  |  |  | 0.033473 | 0 | [6 empty] | 243 | 0
7605 | L_MCQUEE9_1Y | 2 | South | YES | 0.000868 | 0 | 0 | 2.4 |  | 1.025 | Hydro | 1 | 0.033473 | 0 | 0 |  |  |  |  | 0.033473 | 0 | [6 empty] | 244 | 0
7605 | L_MCQUEE9_1Y | 3 | South | YES | 0.000868 | 0 | 0 | 2.8 |  | 1.025 | Hydro | 1 | 0.033473 | 0 | 0 |  |  |  |  | 0.033473 | 0 | [6 empty] | 245 | 0
7810 | L_RIONOG1G1Y | 1 | South | YES | 0.000887 | 148 | 0 | 148 | 0 | 1.02 | CC | 1 | 0.033492 | 148 | 148 |  |  |  |  | 0.033492 | 4.9568 | [6 empty] | 246 | 0
7811 | L_RIONOG1G2Y | 2 | South | YES | 0.000887 | 148 | 0 | 148 | 0 | 1.02 | CC | 1 | 0.033492 | 148 | 148 |  |  |  |  | 0.033492 | 4.9568 | [6 empty] | 247 | 0
7812 | L_RIONOG1G3Y | 3 | South | YES | 0.000887 | 154 | 0 | 154 | 0 | 1.02 | CC | 1 | 0.033492 | 154 | 154 |  |  |  |  | 0.033492 | 5.1578 | [6 empty] | 248 | 0
7813 | L_RIONOG1S1Y | 4 | South | YES | 0.000887 | 293 | 0 | 293 | 0 | 1.02 | CC | 1 | 0.033492 | 293 | 293 |  |  |  |  | 0.033492 | 9.8132 | [6 empty] | 249 | 0
5503 | RAYBURNGEN3 | 1 | South | YES | 0.000896 | 17.6 | 6 | 22 | 0 | 1.0224 | GST | 1 | 0.033501 | 22 | 22 |  |  |  |  | 0.033501 | 0.73702 | [6 empty] | 250 | 0
5505 | RAYBURNGEN1 | 1 | South | YES | 0.000896 | 0 | 1 | 11 |  | 1.0223 | GGT | 1 | 0.033501 | 11 | 11 |  |  |  |  | 0.033501 | 0.36851 | [6 empty] | 251 | 0
5506 | RAYBURNGEN2 | 1 | South | YES | 0.000896 | 0 | 1 | 11 |  | 1.0223 | GGT | 1 | 0.033501 | 11 | 11 |  |  |  |  | 0.033501 | 0.36851 | [6 empty] | 252 | 0
8189 | CUECPL2A | 1 | South | YES | 0.000909 | 12 | 0 | 12 | 0 | 1.02 | Cogen | 1 | 0.033514 | 0 | 0 |  |  |  |  | 0.033514 | 0 | [6 empty] | 253 | 0
7624 | L_LAKEWO9_1Y | 1 | South | YES | 0.000911 | 0 | 0 | 2.4 |  | 1 | Hydro | 1 | 0.033516 | 0 | 0 |  |  |  |  | 0.033516 | 0 | [6 empty] | 254 | 0
7624 | L_LAKEWO9_1Y | 2 | South | YES | 0.000911 | 0 | 0 | 2.4 |  | 1 | Hydro | 1 | 0.033516 | 0 | 0 |  |  |  |  | 0.033516 | 0 | [6 empty] | 255 | 0
7014 | L_HAYSEN1_1Y | 1 | South | YES | 0.000924 | 223.9 | 74 | 223.9 | 0 | 1.008 | CC | 1 | 0.033529 | 223.9 | 223.9 |  |  |  |  | 0.033529 | 7.5071 | [6 empty] | 256 | 0
7015 | L_HAYSEN1_2Y | 2 | South | YES | 0.000924 | 225 | 74 | 225 | 0 | 1.008 | CC | 1 | 0.033529 | 225 | 225 |  |  |  |  | 0.033529 | 7.544 | [6 empty] | 257 | 0
7016 | L_HAYSEN1_3Y | 3 | South | YES | 0.000924 | 224.6 | 74 | 224.6 | 0 | 1.008 | CC | 1 | 0.033529 | 224.6 | 224.6 |  |  |  |  | 0.033529 | 7.5306 | [6 empty] | 258 | 0
7017 | L_HAYSEN1_4Y | 4 | South | YES | 0.000924 | 226.7 | 74 | 226.7 | 0 | 1.008 | CC | 1 | 0.033529 | 226.7 | 226.7 |  |  |  |  | 0.033529 | 7.601 | [6 empty] | 259 | 0
5508 | RAYBURNCC9 | 1 | South | YES | 0.000925 | 47.7 | 18.2 | 47.7 | 0 | 1.0296 | CC | 1 | 0.03353 | 47.7 | 47.7 |  |  |  |  | 0.03353 | 1.5994 | [6 empty] | 260 | 0
5509 | RAYBURNCC10 | 1 | South | YES | 0.000925 | 37.3 | 5.2 | 37.3 | 0 | 1.0296 | CC | 1 | 0.03353 | 37.3 | 37.3 |  |  |  |  | 0.03353 | 1.2507 | [6 empty] | 261 | 0
5511 | RAYBURNCC7 | 1 | South | YES | 0.000925 | 47.5 | 18.2 | 47.5 | 0 | 1.0296 | CC | 1 | 0.03353 | 47.5 | 47.5 |  |  |  |  | 0.03353 | 1.5927 | [6 empty] | 262 | 0
5512 | RAYBURNCC8 | 1 | South | YES | 0.000925 | 49.3 | 18.2 | 49.3 | 0 | 1.0296 | CC | 1 | 0.03353 | 49.3 | 49.3 |  |  |  |  | 0.03353 | 1.653 | [6 empty] | 263 | 0
8173 | VICEC51A | 5 | South | YES | 0.000933 | 144 | 18 | 144 | 0 | 1.025 | CC | 1 | 0.033538 | 144 | 144 |  |  |  |  | 0.033538 | 4.8295 | [6 empty] | 264 | 0
8174 | VICEC61A | 6 | South | YES | 0.000933 | 188 | 42 | 188 | 0 | 1.025 | CC | 1 | 0.033538 | 188 | 188 |  |  |  |  | 0.033538 | 6.3051 | [6 empty] | 265 | 0
8066 | DUP1V#1 | 1 | South | YES | 0.000945 | 52.3 | 0 | 73 | 0 | 1.01 | Cogen | 1 | 0.03355 | 0 | 0 |  |  |  |  | 0.03355 | 0 | [6 empty] | 266 | 0
80224 | VISTRONG1 | 1 | South | YES | 0.00096 | 13.1 | 0 | 15 | 0 | 1.01 | Cogen | 1 | 0.033565 | 0 | 0 |  |  |  |  | 0.033565 | 0 | [6 empty] | 267 | 0
80225 | VISTRONG2 | 2 | South | YES | 0.00096 | 20.2 | 0 | 23 | 0 | 1.01 | Cogen | 1 | 0.033565 | 0 | 0 |  |  |  |  | 0.033565 | 0 | [6 empty] | 268 | 0
80227 | AIRCO G | 1 | South | YES | 0.000962 | 7.2 | 0 | 8 | 0 | 1.0104 | Cogen | 1 | 0.033567 | 0 | 0 |  |  |  |  | 0.033567 | 0 | [6 empty] | 269 | 0
8147 | UCAR #2 | 10 | South | YES | 0.000974 | 18.2 | 0 | 28 |  | 1 | Cogen | 1 | 0.033579 | 0 | 0 |  |  |  |  | 0.033579 | 0 | [6 empty] | 270 | 0
8148 | UCAR #1 | 2 | South | YES | 0.000974 | 6.1 | 0 | 7 | 0 | 1.009 | Cogen | 1 | 0.033579 | 0 | 0 |  |  |  |  | 0.033579 | 0 | [6 empty] | 271 | 0
80137 | CSDR89 | 9 | South | YES | 0.000974 | 15 | 0 | 15 | 0 | 1.003 | DCTie | 1 | 0.033579 | 0 | 0 |  |  |  |  | 0.033579 | 0 | [6 empty] | 272 | 0
80137 | CSDR89 | 8 | South | YES | 0.000974 | 33.9 | 0 | 39 | 0 | 1.003 | DCTie | 1 | 0.033579 | 0 | 0 |  |  |  |  | 0.033579 | 0 | [6 empty] | 273 | 0
80138 | CSDR7 | 7 | South | YES | 0.000974 | 6.1 | 0 | 7 | 0 | 1.014 | DCTie | 1 | 0.033579 | 0 | 0 |  |  |  |  | 0.033579 | 0 | [6 empty] | 274 | 0
80139 | CSDR56 | 6 | South | YES | 0.000974 | 0 | 0 | 39 |  | 1.0033 | DCTie | 1 | 0.033579 | 0 | 0 |  |  |  |  | 0.033579 | 0 | [6 empty] | 275 | 0
80139 | CSDR56 | 5 | South | YES | 0.000974 | 15 | 0 | 15 |  | 1.0033 | DCTie | 1 | 0.033579 | 0 | 0 |  |  |  |  | 0.033579 | 0 | [6 empty] | 276 | 0
80140 | CSDR11 | 11 | South | YES | 0.000974 | 33.9 | 0 | 39 | 0 | 1.03 | DCTie | 1 | 0.033579 | 0 | 0 |  |  |  |  | 0.033579 | 0 | [6 empty] | 277 | 0
80226 | ALCOA G | 1 | South | YES | 0.001026 | 32.3 | 5 | 48 | 0 | 1.015 | Cogen | 1 | 0.033631 | 0 | 0 |  |  |  |  | 0.033631 | 0 | [6 empty] | 278 | 0
8134 | FOR #1 | 1 | South | YES | 0.001039 | 54.1 | 45 | 79 | 0 | 1 | Cogen | 1 | 0.033644 | 0 | 0 |  |  |  |  | 0.033644 | 0 | [6 empty] | 279 | 0
8138 | FOR #2 | 2 | South | YES | 0.001039 | 63.1 | 45 | 81 | 0 | 1 | Cogen | 1 | 0.033644 | 0 | 0 |  |  |  |  | 0.033644 | 0 | [6 empty] | 280 | 0
8153 | FOR #3 | 3 | South | YES | 0.001039 | 63.1 | 45 | 79.9 | 0 | 1 | Cogen | 1 | 0.033644 | 0 | 0 |  |  |  |  | 0.033644 | 0 | [6 empty] | 281 | 0
8154 | FOR #4 | 4 | South | YES | 0.001039 | 63.1 | 60 | 80 | 0 | 1 | Cogen | 1 | 0.033644 | 0 | 0 |  |  |  |  | 0.033644 | 0 | [6 empty] | 282 | 0
8155 | FOR #5 | 5 | South | YES | 0.001039 | 63.1 | 60 | 78.4 | 0 | 1 | Cogen | 1 | 0.033644 | 0 | 0 |  |  |  |  | 0.033644 | 0 | [6 empty] | 283 | 0
8156 | FOR #6 | 6 | South | YES | 0.001039 | 24.9 | 5 | 25 | 0 | 1 | Cogen | 1 | 0.033644 | 0 | 0 |  |  |  |  | 0.033644 | 0 | [6 empty] | 284 | 0
8157 | FOR #7 | 7 | South | YES | 0.001039 | 28.8 | 5 | 46 | 0 | 1 | Cogen | 1 | 0.033644 | 0 | 0 |  |  |  |  | 0.033644 | 0 | [6 empty] | 285 | 0
80051 | FOR #8 | 8 | South | YES | 0.001039 | 28 | 28 | 28 |  | 1 | Cogen | 1 | 0.033644 | 0 | 0 |  |  |  |  | 0.033644 | 0 | [6 empty] | 286 | 0
80052 | FOR #9 | 9 | South | YES | 0.001039 | 29.7 | 5 | 43.6 | 0 | 1 | Cogen | 1 | 0.033644 | 0 | 0 |  |  |  |  | 0.033644 | 0 | [6 empty] | 287 | 0
80053 | FOR #10 | 10 | South | YES | 0.001039 | 68.4 | 45 | 75 | 0 | 1 | Cogen | 1 | 0.033644 | 0 | 0 |  |  |  |  | 0.033644 | 0 | [6 empty] | 288 | 0
7020 | L_AUSTPL1_1Y | 1 | South | YES | 0.00104 | 0 | 0 | 8 |  | 1 | Hydro | 1 | 0.033645 | 0 | 0 |  |  |  |  | 0.033645 | 0 | [6 empty] | 289 | 0
7020 | L_AUSTPL1_1Y | 2 | South | YES | 0.00104 | 0 | 0 | 8 |  | 1 | Hydro | 1 | 0.033645 | 0 | 0 |  |  |  |  | 0.033645 | 0 | [6 empty] | 290 | 0
9016 | SANDH_G1 | 1 | South | YES | 0.001075 | 45 | 2 | 49 | 0 | 1.0175 | GGT | 1 | 0.03368 | 49 | 49 |  |  |  |  | 0.03368 | 1.6503 | [6 empty] | 291 | 0
9017 | SANDH_G2 | 2 | South | YES | 0.001075 | 45 | 2 | 46 | 0 | 1.0175 | GGT | 1 | 0.03368 | 46 | 46 |  |  |  |  | 0.03368 | 1.5493 | [6 empty] | 292 | 0
9018 | SANDH_G3 | 3 | South | YES | 0.001075 | 45 | 2 | 46 | 0 | 1.0175 | GGT | 1 | 0.03368 | 46 | 46 |  |  |  |  | 0.03368 | 1.5493 | [6 empty] | 293 | 0
9019 | SANDH_G4 | 4 | South | YES | 0.001075 | 0 | 2 | 47 |  | 1.0175 | GGT | 1 | 0.03368 | 47 | 47 |  |  |  |  | 0.03368 | 1.583 | [6 empty] | 294 | 0
9020 | SANDHG5A | 5A | South | YES | 0.001075 | 150 | 84 | 155 | 0 | 1.0175 | CC | 1 | 0.03368 | 155 | 155 |  |  |  |  | 0.03368 | 5.2204 | [6 empty] | 295 | 0
9021 | SANDHG5C | 5C | South | YES | 0.001075 | 140 | 0 | 148 | 0 | 1.0175 | CC | 1 | 0.03368 | 148 | 148 |  |  |  |  | 0.03368 | 4.9846 | [6 empty] | 296 | 0
9000 | DECKR_G1 | 1 | South | YES | 0.001078 | 280 | 50 | 321 | 0 | 1.015 | GST | 1 | 0.033683 | 321 | 321 |  |  |  |  | 0.033683 | 10.8122 | [6 empty] | 297 | 0
9001 | DECKR_G2 | 2 | South | YES | 0.001078 | 400 | 50 | 426 | 0 | 1.015 | GST | 1 | 0.033683 | 426 | 426 |  |  |  |  | 0.033683 | 14.349 | [6 empty] | 298 | 0
9002 | DECKR_G3 | 3 | South | YES | 0.001107 | 0 | 24 | 42 |  | 1.015 | GGT | 1 | 0.033712 | 42 | 42 |  |  |  |  | 0.033712 | 1.4159 | [6 empty] | 299 | 0
9003 | DECKR_G4 | 4 | South | YES | 0.001107 | 44 | 24 | 44 | 0 | 1.015 | GGT | 1 | 0.033712 | 44 | 44 |  |  |  |  | 0.033712 | 1.4833 | [6 empty] | 300 | 0
9004 | DECKR_G5 | 5 | South | YES | 0.001107 | 44 | 24 | 44 | 0 | 1.015 | GGT | 1 | 0.033712 | 44 | 44 |  |  |  |  | 0.033712 | 1.4833 | [6 empty] | 301 | 0
9005 | DECKR_G6 | 6 | South | YES | 0.001107 | 44 | 24 | 47 | 0 | 1.015 | GGT | 1 | 0.033712 | 47 | 47 |  |  |  |  | 0.033712 | 1.5845 | [6 empty] | 302 | 0
7004 | L_SIMGID1_1Y | 1 | South | YES | 0.001162 | 132 | 40 | 132 | 0 | 1.02 | GST | 1 | 0.033767 | 132 | 132 |  |  |  |  | 0.033767 | 4.4572 | [6 empty] | 303 | 0
7005 | L_SIMGID1_2Y | 2 | South | YES | 0.001162 | 133 | 32 | 139 | 0 | 1.02 | GST | 1 | 0.033767 | 139 | 139 |  |  |  |  | 0.033767 | 4.6936 | [6 empty] | 304 | 0
7006 | L_SIMGID1_3Y | 3 | South | YES | 0.001162 | 324.9 | 60 | 329 | 0 | 1.02 | GST | 1 | 0.033767 | 329 | 329 |  |  |  |  | 0.033767 | 11.1093 | [6 empty] | 305 | 0
7807 | L_BASTEN1_1Y | 1 | South | YES | 0.001224 | 152.5 | 83.5 | 152.5 | 0 | 1.004 | CC | 1 | 0.033829 | 152.5 | 152.5 |  |  |  |  | 0.033829 | 5.1589 | [6 empty] | 306 | 0
7808 | L_BASTEN1_2Y | 1 | South | YES | 0.001224 | 149.5 | 83.5 | 149.5 | 0 | 1.004 | CC | 1 | 0.033829 | 149.5 | 149.5 |  |  |  |  | 0.033829 | 5.0574 | [6 empty] | 307 | 0
7809 | L_BASTEN1_3Y | 1 | South | YES | 0.001224 | 232.6 | 42 | 232.6 | 0 | 1.004 | CC | 1 | 0.033829 | 232.6 | 232.6 |  |  |  |  | 0.033829 | 7.8686 | [6 empty] | 308 | 0
7303 | L_WPPGS12_1Y | 1 | South | YES | 0.001225 | 50 | 0 | 50 | 0 | 1.025 | GGT | 1 | 0.03383 | 50 | 50 |  |  |  |  | 0.03383 | 1.6915 | [6 empty] | 309 | 0
7303 | L_WPPGS12_1Y | 2 | South | YES | 0.001225 | 50 | 0 | 50 | 0 | 1.025 | GGT | 1 | 0.03383 | 50 | 50 |  |  |  |  | 0.03383 | 1.6915 | [6 empty] | 310 | 0
7305 | L_WPPGS34_1Y | 3 | South | YES | 0.001225 | 50 | 0 | 50 | 0 | 1.025 | GGT | 1 | 0.03383 | 50 | 50 |  |  |  |  | 0.03383 | 1.6915 | [6 empty] | 311 | 0
7305 | L_WPPGS34_1Y | 4 | South | YES | 0.001225 | 50 | 0 | 50 | 0 | 1.025 | GGT | 1 | 0.03383 | 50 | 50 |  |  |  |  | 0.03383 | 1.6915 | [6 empty] | 312 | 0
7012 | L_FPPYD21_3Y | 3 | South | YES | 0.001284 | 427.5 | 200 | 436 | 0 | 1.02 | LIGCO | 1 | 0.033889 | 0 | 436 |  |  |  |  | 0.033889 | 14.7756 | [6 empty] | 313 | 0
7010 | L_FPPYD11_1Y | 1 | South | YES | 0.001285 | 547.4 | 200 | 606 | 0 | 1.02 | LIGCO | 1 | 0.03389 | 0 | 606 |  |  |  |  | 0.03389 | 20.5373 | [6 empty] | 314 | 0
7011 | L_FPPYD11_2Y | 2 | South | YES | 0.001285 | 552.2 | 200 | 598 | 0 | 1.02 | LIGCO | 1 | 0.03389 | 0 | 598 |  |  |  |  | 0.03389 | 20.2662 | [6 empty] | 315 | 0
7007 | L_LOSTPI1_1Y | 1 | South | YES | 0.001293 | 158.6 | 110 | 158 | 0 | 1 | CC | 1 | 0.033898 | 158 | 158 |  |  |  |  | 0.033898 | 5.3559 | [6 empty] | 316 | 0
7008 | L_LOSTPI1_2Y | 2 | South | YES | 0.001293 | 157.7 | 107 | 160 | 0 | 1 | CC | 1 | 0.033898 | 160 | 160 |  |  |  |  | 0.033898 | 5.4237 | [6 empty] | 317 | 0
7009 | L_LOSTPI1_3Y | 3 | South | YES | 0.001293 | 173.9 | 72 | 175 | 0 | 1 | CC | 1 | 0.033898 | 175 | 175 |  |  |  |  | 0.033898 | 5.9322 | [6 empty] | 318 | 0
5911 | STP_GN1___1 | 1 | Houston | YES | 0.001497 | 1333 | 1249 | 1333 | 0 | 1.0406 | Nuc | 1 | 0.034102 | 0 | 0 |  |  |  |  | 0.034102 | 0 | [6 empty] | 319 | 0
5912 | STP_GN2___2 | 2 | Houston | YES | 0.001497 | 1332 | 1249 | 1332 | 0 | 1.0406 | Nuc | 1 | 0.034102 | 0 | 0 |  |  |  |  | 0.034102 | 0 | [6 empty] | 320 | 0
48731 | CBE_GT1 | 1 | Houston | YES | 0.001516 | 76 | 0 | 76 | 0 | 1.029 | CC | 1 | 0.034121 | 76 | 76 |  |  |  |  | 0.034121 | 2.5932 | [6 empty] | 321 | 0
48732 | CBE_GT2 | 1 | Houston | YES | 0.001516 | 76 | 0 | 76 | 0 | 1.029 | CC | 1 | 0.034121 | 76 | 76 |  |  |  |  | 0.034121 | 2.5932 | [6 empty] | 322 | 0
48733 | CBE_ST12 | 1 | Houston | YES | 0.001516 | 105 | 0 | 105 | 0 | 1.029 | CC | 1 | 0.034121 | 105 | 105 |  |  |  |  | 0.034121 | 3.5827 | [6 empty] | 323 | 0
48734 | CBE_GT3 | 1 | Houston | YES | 0.001516 | 76 | 0 | 76 | 0 | 1.029 | CC | 1 | 0.034121 | 76 | 76 |  |  |  |  | 0.034121 | 2.5932 | [6 empty] | 324 | 0
48735 | CBE_GT4 | 1 | Houston | YES | 0.001516 | 76 | 0 | 76 | 0 | 1.029 | CC | 1 | 0.034121 | 76 | 76 |  |  |  |  | 0.034121 | 2.5932 | [6 empty] | 325 | 0
48736 | CBE_ST34 | 1 | Houston | YES | 0.001516 | 105 | 0 | 105 | 0 | 1.029 | CC | 1 | 0.034121 | 105 | 105 |  |  |  |  | 0.034121 | 3.5827 | [6 empty] | 326 | 0
48911 | TGF_GT1_8000 | 1 | Houston | YES | 0.001532 | 69.2 | 0 | 69.2 |  | 1.029 | Cogen | 1 | 0.034137 | 0 | 0 |  |  |  |  | 0.034137 | 0 | [6 empty] | 327 | 0
3432 | SANDOW_4G | 4 | South | YES | 0.001569 | 580 | 225 | 580 |  | 1.029 | LIGCO | 1 | 0.034174 | 0 | 580 |  |  |  |  | 0.034174 | 19.8209 | [6 empty] | 328 | 0
49851 | DOW17000 | 37 | Houston | YES | 0.001643 | 39 | 0 | 62 | 0 | 1 | Cogen | 1 | 0.034248 | 0 | 0 |  |  |  |  | 0.034248 | 0 | [6 empty] | 329 | 0
49858 | DOW38100 | 31 | Houston | YES | 0.001643 | 45 | 0 | 71.4 |  | 1 | Cogen | 1 | 0.034248 | 0 | 0 |  |  |  |  | 0.034248 | 0 | [6 empty] | 330 | 0
49859 | DOW38200 | 33 | Houston | YES | 0.001643 | 28 | 0 | 45 | 0 | 1 | Cogen | 1 | 0.034248 | 0 | 0 |  |  |  |  | 0.034248 | 0 | [6 empty] | 331 | 0
49860 | DOW38300 | 32 | Houston | YES | 0.001643 | 63 | 0 | 101 |  | 1 | Cogen | 1 | 0.034248 | 0 | 0 |  |  |  |  | 0.034248 | 0 | [6 empty] | 332 | 0
49862 | DOW39100 | 36 | Houston | YES | 0.001643 | 54 | 0 | 86 | 0 | 1 | Cogen | 1 | 0.034248 | 0 | 0 |  |  |  |  | 0.034248 | 0 | [6 empty] | 333 | 0
49863 | DOW39200 | 35 | Houston | YES | 0.001643 | 55 | 0 | 88 | 0 | 1 | Cogen | 1 | 0.034248 | 0 | 0 |  |  |  |  | 0.034248 | 0 | [6 empty] | 334 | 0
49865 | DOW41000 | 41 | Houston | YES | 0.001643 | 31 | 0 | 50 |  | 1 | Cogen | 1 | 0.034248 | 0 | 0 |  |  |  |  | 0.034248 | 0 | [6 empty] | 335 | 0
49866 | DOW42000 | 42 | Houston | YES | 0.001643 | 11 | 0 | 18 |  | 1 | Cogen | 1 | 0.034248 | 0 | 0 |  |  |  |  | 0.034248 | 0 | [6 empty] | 336 | 0
49869 | DOW49000 | 45 | Houston | YES | 0.001643 | 59 | 0 | 94 |  | 1 | Cogen | 1 | 0.034248 | 0 | 0 |  |  |  |  | 0.034248 | 0 | [6 empty] | 337 | 0
49870 | DOW61000 | 61 | Houston | YES | 0.001643 | 44 | 0 | 70 | 0 | 1 | Cogen | 1 | 0.034248 | 0 | 0 |  |  |  |  | 0.034248 | 0 | [6 empty] | 338 | 0
49871 | DOW62000 | 62 | Houston | YES | 0.001643 | 40 | 0 | 63 | 0 | 1 | Cogen | 1 | 0.034248 | 0 | 0 |  |  |  |  | 0.034248 | 0 | [6 empty] | 339 | 0
49872 | DOW63000 | 63 | Houston | YES | 0.001643 | 45 | 0 | 72 | 0 | 1 | Cogen | 1 | 0.034248 | 0 | 0 |  |  |  |  | 0.034248 | 0 | [6 empty] | 340 | 0
49873 | DOW64000 | 64 | Houston | YES | 0.001643 | 41 | 0 | 64.8 | 0 | 1 | Cogen | 1 | 0.034248 | 0 | 0 |  |  |  |  | 0.034248 | 0 | [6 empty] | 341 | 0
49876 | DOW65000 | 65 | Houston | YES | 0.001643 | 63 | 0 | 101 | 0 | 1 | Cogen | 1 | 0.034248 | 0 | 0 |  |  |  |  | 0.034248 | 0 | [6 empty] | 342 | 0
49877 | DOW66000 | 66 | Houston | YES | 0.001643 | 61 | 0 | 97 | 0 | 1 | Cogen | 1 | 0.034248 | 0 | 0 |  |  |  |  | 0.034248 | 0 | [6 empty] | 343 | 0
49878 | DOW67000 | 67 | Houston | YES | 0.001643 | 65 | 0 | 103 | 0 | 1 | Cogen | 1 | 0.034248 | 0 | 0 |  |  |  |  | 0.034248 | 0 | [6 empty] | 344 | 0
49882 | DOW81000 | 81 | Houston | YES | 0.001643 | 47 | 0 | 76 | 0 | 1 | Cogen | 1 | 0.034248 | 0 | 0 |  |  |  |  | 0.034248 | 0 | [6 empty] | 345 | 0
49884 | DOW82000 | 82 | Houston | YES | 0.001643 | 51 | 0 | 80 | 0 | 1 | Cogen | 1 | 0.034248 | 0 | 0 |  |  |  |  | 0.034248 | 0 | [6 empty] | 346 | 0
49885 | DOW83000 | 83 | Houston | YES | 0.001643 | 51 | 0 | 80 | 0 | 1 | Cogen | 1 | 0.034248 | 0 | 0 |  |  |  |  | 0.034248 | 0 | [6 empty] | 347 | 0
49886 | DOW84000 | 84 | Houston | YES | 0.001643 | 107 | 0 | 171 | 0 | 0.98 | Cogen | 1 | 0.034248 | 0 | 0 |  |  |  |  | 0.034248 | 0 | [6 empty] | 348 | 0
48520 | BSF_GT1_8070 | 1 | Houston | YES | 0.00167 | 72 | 0 | 72 | 0 | 1.0326 | Cogen | 1 | 0.034275 | 0 | 0 |  |  |  |  | 0.034275 | 0 | [6 empty] | 349 | 0
48520 | BSF_GT1_8070 | 2 | Houston | YES | 0.00167 | 10 | 0 | 10 | 0 | 1.0326 | Cogen | 1 | 0.034275 | 0 | 0 |  |  |  |  | 0.034275 | 0 | [6 empty] | 350 | 0
39760 | TNSCLP1___8 | 1 | Houston | YES | 0.001692 | 93.4 | 20 | 116.8 | 0 | 1.04 | Cogen | 1 | 0.034297 | 0 | 0 |  |  |  |  | 0.034297 | 0 | [6 empty] | 351 | 0
39770 | TNSCLP2___8 | 1 | Houston | YES | 0.001692 | 91.6 | 20 | 114.5 | 0 | 1.04 | Cogen | 1 | 0.034297 | 0 | 0 |  |  |  |  | 0.034297 | 0 | [6 empty] | 352 | 0
39775 | TNSCLP4___8 | 1 | Houston | YES | 0.001692 | 95.2 | 20 | 119 | 0 | 1.04 | Cogen | 1 | 0.034297 | 0 | 0 |  |  |  |  | 0.034297 | 0 | [6 empty] | 353 | 0
39790 | TNSCLP3___8 | 1 | Houston | YES | 0.001692 | 87.6 | 20 | 109.5 | 0 | 1.027 | Cogen | 1 | 0.034297 | 0 | 0 |  |  |  |  | 0.034297 | 0 | [6 empty] | 354 | 0
13432 | SANDOW_5G | 5 | South | YES | 0.001737 | 581 | 225 | 581 |  | 1.029 | LIGCO | 1 | 0.034342 | 0 | 581 |  |  |  |  | 0.034342 | 19.9527 | [6 empty] | 355 | 0
48730 | MNS_GT | 1 | Houston | YES | 0.001766 | 43 | 0 | 46.1 |  | 1.029 | Cogen | 1 | 0.034371 | 0 | 0 |  |  |  |  | 0.034371 | 0 | [6 empty] | 356 | 0
48926 | WAP_GN6_6 | 6 | Houston | YES | 0.001771 | 651 | 280 | 651 |  | 1.035 | LIGCO | 1 | 0.034376 | 0 | 651 |  |  |  |  | 0.034376 | 22.3788 | [6 empty] | 357 | 0
48927 | WAP_GN7_7 | 7 | Houston | YES | 0.001771 | 564 | 277 | 564 |  | 1.035 | LIGCO | 1 | 0.034376 | 0 | 564 |  |  |  |  | 0.034376 | 19.3881 | [6 empty] | 358 | 0
48928 | WAP_GN8_8 | 8 | Houston | YES | 0.001771 | 603 | 275 | 603 |  | 1.035 | LIGCO | 1 | 0.034376 | 0 | 603 |  |  |  |  | 0.034376 | 20.7287 | [6 empty] | 359 | 0
48521 | BVE_GT1_GT1 | 1 | Houston | YES | 0.001772 | 167.7 | 0 | 167.7 |  | 1.035 | CC | 1 | 0.034377 | 167.7 | 167.7 |  |  |  |  | 0.034377 | 5.765 | [6 empty] | 360 | 0
48522 | BVE_GT2_5035 | 2 | Houston | YES | 0.001772 | 166.4 | 0 | 166.4 |  | 1.035 | CC | 1 | 0.034377 | 166.4 | 166.4 |  |  |  |  | 0.034377 | 5.7203 | [6 empty] | 361 | 0
48523 | BVE_ST1_GN1 | 3 | Houston | YES | 0.001772 | 252.4 | 0 | 252.4 |  | 1.035 | CC | 1 | 0.034377 | 252.4 | 252.4 |  |  |  |  | 0.034377 | 8.6768 | [6 empty] | 362 | 0
48510 | AK_GT1__8040 | 1 | Houston | YES | 0.001777 | 33.4 | 8.1 | 34 |  | 1.029 | Cogen | 1 | 0.034382 | 0 | 0 |  |  |  |  | 0.034382 | 0 | [6 empty] | 363 | 0
48921 | WAP_GN1_1 | 1 | Houston | YES | 0.001786 | 132.8 | 37 | 166 | 0 | 1.0362 | GST | 1 | 0.034391 | 166 | 166 |  |  |  |  | 0.034391 | 5.7089 | [6 empty] | 364 | 0
48922 | WAP_GN2_2 | 2 | Houston | YES | 0.001786 | 132.8 | 37 | 166 | 0 | 1.0362 | GST | 1 | 0.034391 | 166 | 166 |  |  |  |  | 0.034391 | 5.7089 | [6 empty] | 365 | 0
48923 | WAP_GN3_3 | 3 | Houston | YES | 0.001786 | 198.4 | 93 | 248 | 0 | 1.0362 | GST | 1 | 0.034391 | 248 | 248 |  |  |  |  | 0.034391 | 8.529 | [6 empty] | 366 | 0
48924 | WAP_GN4_4 | 4 | Houston | YES | 0.001786 | 546 | 217 | 546 | 0 | 1.0362 | GSC | 1 | 0.034391 | 546 | 546 |  |  |  |  | 0.034391 | 18.7775 | [6 empty] | 367 | 0
48925 | WAP_GN5_5 | 5 | Houston | YES | 0.001786 | 591.6 | 278 | 654 | 0 | 0.985 | LIGCO | 1 | 0.034391 | 0 | 654 |  |  |  |  | 0.034391 | 22.4917 | [6 empty] | 368 | 0
48929 | WAPGT21_GT1 | B1 | Houston | YES | 0.001786 | 0 | 0 | 13 |  | 1.05 | GGT | 1 | 0.034391 | 13 | 13 |  |  |  |  | 0.034391 | 0.44708 | [6 empty] | 369 | 0
38580 | TNBP_CGN1_8 | 1 | Houston | YES | 0.001826 | 70.8 | 0 | 70.8 | 0 | 1.005 | Cogen | 1 | 0.034431 | 0 | 0 |  |  |  |  | 0.034431 | 0 | [6 empty] | 370 | 0
38590 | TNBP_CGN2_8 | 2 | Houston | YES | 0.001826 | 66.7 | 0 | 66.7 | 0 | 1.005 | Cogen | 1 | 0.034431 | 0 | 0 |  |  |  |  | 0.034431 | 0 | [6 empty] | 371 | 0
38600 | TNBP_CGN3_8 | 5 | Houston | YES | 0.001826 | 53 | 0 | 53 | 0 | 1.005 | Cogen | 1 | 0.034431 | 0 | 0 |  |  |  |  | 0.034431 | 0 | [6 empty] | 372 | 0
38611 | TNBPAMCG1_8 | 1 | Houston | YES | 0.001826 | 153.2 | 0 | 153.2 | 0 | 1.005 | Cogen | 1 | 0.034431 | 0 | 0 |  |  |  |  | 0.034431 | 0 | [6 empty] | 373 | 0
38612 | TNBPAMCG2_8 | 2 | Houston | YES | 0.001826 | 153.5 | 0 | 153.5 | 0 | 1.005 | Cogen | 1 | 0.034431 | 0 | 0 |  |  |  |  | 0.034431 | 0 | [6 empty] | 374 | 0
38613 | TNBPAMCG3_8 | 3 | Houston | YES | 0.001826 | 152.3 | 0 | 152.3 | 0 | 1.005 | Cogen | 1 | 0.034431 | 0 | 0 |  |  |  |  | 0.034431 | 0 | [6 empty] | 375 | 0
38614 | TNBPAMCG4_8 | 4 | Houston | YES | 0.001826 | 96 | 0 | 96 |  | 1.005 | Cogen | 1 | 0.034431 | 0 | 0 |  |  |  |  | 0.034431 | 0 | [6 empty] | 376 | 0
38615 | TNBPAMCG5_8 | 1 | Houston | YES | 0.001826 | 244 | 0 | 244 | 0 | 1.005 | Cogen | 1 | 0.034431 | 0 | 0 |  |  |  |  | 0.034431 | 0 | [6 empty] | 377 | 0
38690 | TNBP_CGN4_8 | 3 | Houston | YES | 0.001826 | 40 | 0 | 40 |  | 1.005 | Cogen | 1 | 0.034431 | 0 | 0 |  |  |  |  | 0.034431 | 0 | [6 empty] | 378 | 0
38711 | TNTXCTY1CG8 | 1 | Houston | YES | 0.001826 | 100.3 | 59 | 100.3 | 0 | 1 | Cogen | 1 | 0.034431 | 0 | 0 |  |  |  |  | 0.034431 | 0 | [6 empty] | 379 | 0
38712 | TNTXCTY2CG8 | 1 | Houston | YES | 0.001826 | 92.9 | 59 | 92.9 | 0 | 1 | Cogen | 1 | 0.034431 | 0 | 0 |  |  |  |  | 0.034431 | 0 | [6 empty] | 380 | 0
38713 | TNTXCTY3CG8 | 1 | Houston | YES | 0.001826 | 102.7 | 59 | 102.7 | 0 | 1 | Cogen | 1 | 0.034431 | 0 | 0 |  |  |  |  | 0.034431 | 0 | [6 empty] | 381 | 0
38714 | TNTXCTY4CG8 | 1 | Houston | YES | 0.001826 | 103 | 59 | 103 | 0 | 1 | Cogen | 1 | 0.034431 | 0 | 0 |  |  |  |  | 0.034431 | 0 | [6 empty] | 382 | 0
39470 | TNDOWCGNSG8 | 1 | Houston | YES | 0.001826 | 32 | 10 | 32 | 0 | 0.985 | Cogen | 1 | 0.034431 | 0 | 0 |  |  |  |  | 0.034431 | 0 | [6 empty] | 383 | 0
39480 | TNDOWCGNGG8 | 1 | Houston | YES | 0.001826 | 30 | 10 | 30 | 0 | 0.985 | Cogen | 1 | 0.034431 | 0 | 0 |  |  |  |  | 0.034431 | 0 | [6 empty] | 384 | 0
48772 | PHR_GN2_2 | MB | Houston | YES | 0.001845 | 0 | 72 | 459 |  | 1.0362 | GSC | 1 | 0.03445 | 0 | 0 |  |  |  |  | 0.03445 | 0 | [6 empty] | 385 | 0
48561 | CTL_GT2_8130 | 1 | Houston | YES | 0.001859 | 73.5 | 30.3 | 91.9 |  | 1.0362 | Cogen | 1 | 0.034464 | 0 | 0 |  |  |  |  | 0.034464 | 0 | [6 empty] | 386 | 0
48562 | CTL_GT3_8135 | 2 | Houston | YES | 0.001859 | 70.1 | 30.3 | 87.6 |  | 1.0362 | Cogen | 1 | 0.034464 | 0 | 0 |  |  |  |  | 0.034464 | 0 | [6 empty] | 387 | 0
48563 | CTL_GT4_8140 | 3 | Houston | YES | 0.001859 | 69.6 | 30.3 | 87 |  | 1.0362 | Cogen | 1 | 0.034464 | 0 | 0 |  |  |  |  | 0.034464 | 0 | [6 empty] | 388 | 0
48564 | CTL_GN1_8145 | 4 | Houston | YES | 0.001859 | 43.6 | 12.9 | 54.5 |  | 1.0362 | Cogen | 1 | 0.034464 | 0 | 0 |  |  |  |  | 0.034464 | 0 | [6 empty] | 389 | 0
48565 | CTL_GN2_8155 | 5 | Houston | YES | 0.001859 | 9.8 | 3.4 | 12.2 |  | 1.0362 | Cogen | 1 | 0.034464 | 0 | 0 |  |  |  |  | 0.034464 | 0 | [6 empty] | 390 | 0
48531 | BYU_GT1_8075 | 1 | Houston | YES | 0.001864 | 65 | 0 | 65 |  | 1.0362 | Cogen | 1 | 0.034469 | 0 | 0 |  |  |  |  | 0.034469 | 0
48532 | BYU_GT2_8055 | 2 | Houston | YES | 0.001864 | 62 | 0 | 62 |  | 1.0362 | Cogen | 1 | 0.034469 | 0 | 0 |  |  |  |  | 0.034469 | 0
48533 | BYU_GT3_8060 | 3 | Houston | YES | 0.001864 | 67 | 0 | 67 |  | 1.0362 | Cogen | 1 | 0.034469 | 0 | 0 |  |  |  |  | 0.034469 | 0
48534 | BYU_GT4_8065 | 4 | Houston | YES | 0.001864 | 65 | 0 | 65 |  | 1.0362 | Cogen | 1 | 0.034469 | 0 | 0 |  |  |  |  | 0.034469 | 0
48691 | GBY_73741085 | B | Houston | YES | 0.001872 | 37.6 | 20 | 47 | 0 | 1.0362 | GGT | 1 | 0.034477 | 47 | 47 |  |  |  |  | 0.034477 | 1.6204
48691 | GBY_73741085 | A | Houston | YES | 0.001872 | 37.6 | 20 | 47 | 0 | 1.0362 | GGT | 1 | 0.034477 | 47 | 47 |  |  |  |  | 0.034477 | 1.6204
48692 | GBY_81821075 | D | Houston | YES | 0.001872 | 44 | 20 | 55 | 0 | 1.0362 | GGT | 1 | 0.034477 | 55 | 55 |  |  |  |  | 0.034477 | 1.8962
48692 | GBY_81821075 | C | Houston | YES | 0.001872 | 37.6 | 20 | 47 | 0 | 1.0362 | GGT | 1 | 0.034477 | 47 | 47 |  |  |  |  | 0.034477 | 1.6204
48693 | GBY_83841065 | F | Houston | YES | 0.001872 | 43.2 | 20 | 54 | 0 | 1.0362 | GGT | 1 | 0.034477 | 54 | 54 |  |  |  |  | 0.034477 | 1.8618
48693 | GBY_83841065 | E | Houston | YES | 0.001872 | 45.6 | 20 | 57 | 0 | 1.0362 | GGT | 1 | 0.034477 | 57 | 57 |  |  |  |  | 0.034477 | 1.9652
48841 | SJS_GT1_GT1 | 1 | Houston | YES | 0.001874 | 62.4 | 49 | 78 | 0 | 1.0362 | Cogen | 1 | 0.034479 | 0 | 0 |  |  |  |  | 0.034479 | 0
48842 | SJS_GT2_GT2 | 2 | Houston | YES | 0.001874 | 64.8 | 49 | 81 | 0 | 1.0362 | Cogen | 1 | 0.034479 | 0 | 0 |  |  |  |  | 0.034479 | 0
48641 | DPEC_GT15040 | 1 | Houston | YES | 0.001876 | 163.2 | 98 | 163.2 | 0 | 1.0319 | CC | 1 | 0.034481 | 163.2 | 163.2 |  |  |  |  | 0.034481 | 5.6273
48642 | DPEC_GT25025 | 2 | Houston | YES | 0.001876 | 157.1 | 98 | 157.1 | 0 | 1.0319 | CC | 1 | 0.034481 | 157.1 | 157.1 |  |  |  |  | 0.034481 | 5.417
48643 | DPEC_GT35010 | 3 | Houston | YES | 0.001876 | 157.5 | 98 | 157.5 | 0 | 1.0319 | CC | 1 | 0.034481 | 157.5 | 157.5 |  |  |  |  | 0.034481 | 5.4308
48644 | DPEC_GT45070 | 4 | Houston | YES | 0.001876 | 157 | 98 | 157 | 0 | 1.0319 | CC | 1 | 0.034481 | 157 | 157 |  |  |  |  | 0.034481 | 5.4135
48645 | DPEC_ST55065 | 5 | Houston | YES | 0.001876 | 282 | 0 | 282 | 0 | 1.0319 | CC | 1 | 0.034481 | 282 | 282 |  |  |  |  | 0.034481 | 9.7236
48761 | PR_GT1__9040 | 1 | Houston | YES | 0.001879 | 26 | 0 | 35 |  | 1 | Cogen | 1 | 0.034484 | 0 | 0 |  |  |  |  | 0.034484 | 0
48852 | SRB_GN2_2 | 2 | Houston | YES | 0.001881 | 140.8 | 26 | 176 | 0 | 1.0217 | GST | 1 | 0.034486 | 176 | 176 |  |  |  |  | 0.034486 | 6.0695
48855 | SRB_GT211035 | B1 | Houston | YES | 0.001881 | 0 | 0 | 18 |  | 1.014 | GGT | 1 | 0.034486 | 18 | 18 |  |  |  |  | 0.034486 | 0.62075
48855 | SRB_GT211035 | B2 | Houston | YES | 0.001881 | 0 | 0 | 12 |  | 1.014 | GGT | 1 | 0.034486 | 12 | 12 |  |  |  |  | 0.034486 | 0.41383
48551 | CAL_GT1_8045 | 1 | Houston | YES | 0.001882 | 149 | 0 | 149 | 0 | 1.0326 | Cogen | 1 | 0.034487 | 0 | 0 |  |  |  |  | 0.034487 | 0
48552 | CAL_ST1_8000 | 2 | Houston | YES | 0.001882 | 65.1 | 0 | 65.1 | 0 | 1.0326 | Cogen | 1 | 0.034487 | 0 | 0 |  |  |  |  | 0.034487 | 0
48611 | DIB_GT1_8080 | 1 | Houston | YES | 0.001882 | 64 | 0 | 64 | 0 | 1.0326 | Cogen | 1 | 0.034487 | 0 | 0 |  |  |  |  | 0.034487 | 0
48612 | DIB_GT2_8075 | 2 | Houston | YES | 0.001882 | 63.2 | 0 | 63.2 | 0 | 1.0326 | Cogen | 1 | 0.034487 | 0 | 0 |  |  |  |  | 0.034487 | 0
48613 | DIB_ST1_8085 | 3 | Houston | YES | 0.001882 | 67.9 | 30 | 82.6 | 0 | 1.0326 | Cogen | 1 | 0.034487 | 0 | 0 |  |  |  |  | 0.034487 | 0
48614 | DIB_GT3_8090 | 4 | Houston | YES | 0.001882 | 73.6 | 15 | 73.6 | 0 | 1.0326 | Cogen | 1 | 0.034487 | 0 | 0 |  |  |  |  | 0.034487 | 0
48845 | SOL_GT1 | 1 | Houston | YES | 0.001882 | 16.2 | 15.4 | 16.2 |  | 1.0326 | Solar | 1 | 0.034487 | 16.2 | 16.2 |  |  |  |  | 0.034487 | 0.55869
48851 | SRB_GN1_1 | 1 | Houston | YES | 0.001882 | 132 | 26 | 165 | 0 | 1.0217 | GST | 1 | 0.034487 | 165 | 165 |  |  |  |  | 0.034487 | 5.6904
48853 | SRB_GN3_3 | 3 | Houston | YES | 0.001882 | 170.4 | 35 | 213 |  | 1.0326 | GST | 1 | 0.034487 | 213 | 213 |  |  |  |  | 0.034487 | 7.3457
48854 | SRB_GN4_4 | 4 | Houston | YES | 0.001882 | 182.4 | 35 | 228 | 0 | 1.0326 | GST | 1 | 0.034487 | 228 | 228 |  |  |  |  | 0.034487 | 7.863
48740 | PSG_GN2_8050 | 1 | Houston | YES | 0.001883 | 182 | 60 | 182 | 0 | 1.0326 | Cogen | 1 | 0.034488 | 0 | 0 |  |  |  |  | 0.034488 | 0
48741 | PSG_GT2_8040 | 1 | Houston | YES | 0.001883 | 158.6 | 50 | 158.6 | 0 | 1.0326 | Cogen | 1 | 0.034488 | 0 | 0 |  |  |  |  | 0.034488 | 0
48742 | PSG_GT3_8060 | 1 | Houston | YES | 0.001883 | 157 | 50 | 157 | 0 | 1.0326 | Cogen | 1 | 0.034488 | 0 | 0 |  |  |  |  | 0.034488 | 0
48820 | SHELLG1_3015 | 1 | Houston | YES | 0.001886 | 71 | 34.5 | 71 |  | 1.029 | Cogen | 1 | 0.034491 | 0 | 0 |  |  |  |  | 0.034491 | 0
48821 | SHELLG2 | 2 | Houston | YES | 0.001886 | 72 | 34.5 | 72 |  | 1.029 | Cogen | 1 | 0.034491 | 0 | 0 |  |  |  |  | 0.034491 | 0
48822 | SHELLG3_3020 | 2 | Houston | YES | 0.001886 | 30 | 0 | 30 |  | 1.029 | Cogen | 1 | 0.034491 | 0 | 0 |  |  |  |  | 0.034491 | 0
48822 | SHELLG3_3020 | 1 | Houston | YES | 0.001886 | 39 | 0 | 39 |  | 1.029 | Cogen | 1 | 0.034491 | 0 | 0 |  |  |  |  | 0.034491 | 0
48500 | APD_GT1_8005 | 1 | Houston | YES | 0.001891 | 137.6 | 54.6 | 137.6 | 0 | 1.0362 | Cogen | 1 | 0.034496 | 0 | 0 |  |  |  |  | 0.034496 | 0
48511 | LPE_GT1_8070 | 1 | Houston | YES | 0.001892 | 42 | 0 | 42 | 0 | 1.0362 | GGT | 1 | 0.034497 | 42 | 42 |  |  |  |  | 0.034497 | 1.4489
48512 | LPE_GT2_8075 | 2 | Houston | YES | 0.001892 | 42 | 0 | 42 | 0 | 1.0362 | GGT | 1 | 0.034497 | 42 | 42 |  |  |  |  | 0.034497 | 1.4489
48513 | LPE_GT3_8080 | 3 | Houston | YES | 0.001892 | 39 | 0 | 39 | 0 | 1.0362 | GGT | 1 | 0.034497 | 39 | 39 |  |  |  |  | 0.034497 | 1.3454
48514 | LPE_GT4_8085 | 4 | Houston | YES | 0.001892 | 39 | 0 | 39 | 0 | 1.0362 | GGT | 1 | 0.034497 | 39 | 39 |  |  |  |  | 0.034497 | 1.3454
48593 | CHE_GT1_8015 | 1 | Houston | YES | 0.001893 | 173 | 50 | 173 | 0 | 1.0362 | Cogen | 1 | 0.034498 | 0 | 0 |  |  |  |  | 0.034498 | 0
48594 | CHE_GN4_8025 | 4 | Houston | YES | 0.001893 | 142 | 60 | 142 | 0 | 1.0362 | Cogen | 1 | 0.034498 | 0 | 0 |  |  |  |  | 0.034498 | 0
48873 | THW_ST3_ST_3 | 3 | Houston | YES | 0.001901 | 107 | 19 | 107 | 0 | 1.0435 | CC | 1 | 0.034506 | 107 | 107 |  |  |  |  | 0.034506 | 3.6921
48874 | THW_ST4_ST_4 | 4 | Houston | YES | 0.001901 | 108 | 19 | 108 | 0 | 1.0435 | CC | 1 | 0.034506 | 108 | 108 |  |  |  |  | 0.034506 | 3.7266
48875 | THW_3132 | A | Houston | YES | 0.001901 | 55 | 5 | 55 | 0 | 1.0435 | CC | 1 | 0.034506 | 55 | 55 |  |  |  |  | 0.034506 | 1.8978
48875 | THW_3132 | B | Houston | YES | 0.001901 | 53 | 5 | 53 | 0 | 1.0435 | CC | 1 | 0.034506 | 53 | 53 |  |  |  |  | 0.034506 | 1.8288
48877 | THW_3334 | C | Houston | YES | 0.001901 | 55 | 5 | 55 | 0 | 1.0435 | CC | 1 | 0.034506 | 55 | 55 |  |  |  |  | 0.034506 | 1.8978
48877 | THW_3334 | D | Houston | YES | 0.001901 | 57 | 5 | 57 | 0 | 1.0435 | CC | 1 | 0.034506 | 57 | 57 |  |  |  |  | 0.034506 | 1.9668
48879 | THW_4142 | E | Houston | YES | 0.001901 | 56 | 5 | 56 | 0 | 1.0435 | CC | 1 | 0.034506 | 56 | 56 |  |  |  |  | 0.034506 | 1.9323
48879 | THW_4142 | F | Houston | YES | 0.001901 | 55 | 5 | 55 | 0 | 1.0435 | CC | 1 | 0.034506 | 55 | 55 |  |  |  |  | 0.034506 | 1.8978
48881 | THW_4344 | G | Houston | YES | 0.001901 | 58 | 5 | 58 | 0 | 1.0435 | CC | 1 | 0.034506 | 58 | 58 |  |  |  |  | 0.034506 | 2.0013
48881 | THW_4344 | H | Houston | YES | 0.001901 | 58 | 5 | 58 | 0 | 1.0435 | CC | 1 | 0.034506 | 58 | 58 |  |  |  |  | 0.034506 | 2.0013
48582 | CBY_GN2_2 | 2 | Houston | YES | 0.001905 | 596.8 | 110 | 746 | 0 | 1.0435 | GSC | 1 | 0.03451 | 746 | 746 |  |  |  |  | 0.03451 | 25.7445
49803 | EXN_15GT | 1 | Houston | YES | 0.001908 | 33 | 8.3 | 34 |  | 1.0326 | Cogen | 1 | 0.034513 | 0 | 0 |  |  |  |  | 0.034513 | 0
49804 | EXN_16GT | 2 | Houston | YES | 0.001908 | 32 | 8.3 | 34.7 |  | 1.0326 | Cogen | 1 | 0.034513 | 0 | 0 |  |  |  |  | 0.034513 | 0
49805 | EXN_17GT | 3 | Houston | YES | 0.001908 | 31 | 8.3 | 32.7 |  | 1.0326 | Cogen | 1 | 0.034513 | 0 | 0 |  |  |  |  | 0.034513 | 0
49826 | EXN938GT | 5 | Houston | YES | 0.001908 | 43 | 9.2 | 45.9 |  | 1.0326 | Cogen | 1 | 0.034513 | 0 | 0 |  |  |  |  | 0.034513 | 0
49828 | EXN941GT | 10 | Houston | YES | 0.001908 | 17.7 | 5.4 | 17.7 | 0 | 1.0326 | Cogen | 1 | 0.034513 | 0 | 0 |  |  |  |  | 0.034513 | 0
49829 | EXN942GT | 11 | Houston | YES | 0.001908 | 20 | 5.4 | 20.4 | 0 | 1.0326 | Cogen | 1 | 0.034513 | 0 | 0 |  |  |  |  | 0.034513 | 0
49830 | EXN943GT | 12 | Houston | YES | 0.001908 | 19 | 5.4 | 19.9 | 0 | 1.0326 | Cogen | 1 | 0.034513 | 0 | 0 |  |  |  |  | 0.034513 | 0
49831 | EXN944GT | 13 | Houston | YES | 0.001908 | 33 | 5.4 | 35 | 0 | 1.0326 | Cogen | 1 | 0.034513 | 0 | 0 |  |  |  |  | 0.034513 | 0
49832 | EXN945GT | 9 | Houston | YES | 0.001908 | 18.5 | 9.2 | 18.5 |  | 1.0326 | Cogen | 1 | 0.034513 | 0 | 0 |  |  |  |  | 0.034513 | 0
49837 | EXN_GT | 4 | Houston | YES | 0.001908 | 81 | 21.3 | 85.4 |  | 1.0326 | Cogen | 1 | 0.034513 | 0 | 0 |  |  |  |  | 0.034513 | 0
49838 | EXN_14GT | 14 | Houston | YES | 0.001908 | 140 | 0 | 148 |  | 1.0326 | Cogen | 1 | 0.034513 | 0 | 0 |  |  |  |  | 0.034513 | 0
48883 | THW_GT1_GT_1 | B2 | Houston | YES | 0.001909 | 0 | 0 | 12 |  | 1.043 | GGT | 1 | 0.034514 | 12 | 12 |  |  |  |  | 0.034514 | 0.41417
48581 | CBY_GN1_1 | 1 | Houston | YES | 0.001912 | 595.2 | 108 | 744 | 0 | 1.0435 | GSC | 1 | 0.034517 | 744 | 744 |  |  |  |  | 0.034517 | 25.6807
48651 | EP_1_2 | 1 | Houston | YES | 0.001912 | 4 | 0 | 5 | 0 | 1.0362 | Cogen | 1 | 0.034517 | 0 | 0 |  |  |  |  | 0.034517 | 0
48651 | EP_1_2 | 2 | Houston | YES | 0.001912 | 17.7 | 10 | 21 | 0 | 1.0362 | Cogen | 1 | 0.034517 | 0 | 0 |  |  |  |  | 0.034517 | 0
48940 | WARVUE_GT1 | G1 | Houston | YES | 0.001912 | 15 | 0 | 15 |  | 1.021 | Cogen | 1 | 0.034517 | 0 | 0 |  |  |  |  | 0.034517 | 0
48791 | PSA_GT1_8160 | 1 | Houston | YES | 0.001913 | 52 | 20.8 | 65 | 0 | 1.0362 | Cogen | 1 | 0.034518 | 0 | 0 |  |  |  |  | 0.034518 | 0
48792 | PSA_GT2_8155 | 2 | Houston | YES | 0.001913 | 52.8 | 20.3 | 66 | 0 | 1.0362 | Cogen | 1 | 0.034518 | 0 | 0 |  |  |  |  | 0.034518 | 0
48793 | PSA_GT3_8150 | 3 | Houston | YES | 0.001913 | 56 | 20.3 | 70 | 0 | 1.0362 | Cogen | 1 | 0.034518 | 0 | 0 |  |  |  |  | 0.034518 | 0
48794 | PSA_GT4_8145 | 4 | Houston | YES | 0.001913 | 52.8 | 20.3 | 66 | 0 | 1.0362 | Cogen | 1 | 0.034518 | 0 | 0 |  |  |  |  | 0.034518 | 0
48795 | PSA_GT5_8140 | 5 | Houston | YES | 0.001913 | 51.2 | 20.3 | 64 | 0 | 1.0362 | Cogen | 1 | 0.034518 | 0 | 0 |  |  |  |  | 0.034518 | 0
48796 | PSA_GN1_8165 | 1 | Houston | YES | 0.001913 | 83.2 | 43.1 | 104 | 0 | 1.0362 | Cogen | 1 | 0.034518 | 0 | 0 |  |  |  |  | 0.034518 | 0
48797 | PSA_GT6_8135 | 6 | Houston | YES | 0.001913 | 47.2 | 34.5 | 59 | 0 | 1.0362 | Cogen | 1 | 0.034518 | 0 | 0 |  |  |  |  | 0.034518 | 0
48583 | CBY_GT4_1 | 1 | Houston | YES | 0.001915 | 172 | 0 | 172 | 0 | 1.027 | GSC | 1 | 0.03452 | 172 | 172 |  |  |  |  | 0.03452 | 5.9374
48584 | CBY_GT4_2 | 2 | Houston | YES | 0.001915 | 172 | 0 | 172 | 0 | 1.027 | CC | 1 | 0.03452 | 172 | 172 |  |  |  |  | 0.03452 | 5.9374
48585 | CBY_ST4_1 | 3 | Houston | YES | 0.001915 | 172 | 0 | 172 | 0 | 1.027 | CC | 1 | 0.03452 | 172 | 172 |  |  |  |  | 0.03452 | 5.9374
48815 | CVC_GT4_8005 | 4 | Houston | YES | 0.001915 | 165 | 91.8 | 165 |  | 1.0362 | Cogen | 1 | 0.03452 | 0 | 0 |  |  |  |  | 0.03452 | 0
48595 | BTE_GT2_8075 | 1 | Houston | YES | 0.001921 | 162.8 | 130 | 162.8 | 0 | 1.0261 | CC | 1 | 0.034526 | 162.8 | 162.8 |  |  |  |  | 0.034526 | 5.6208
48596 | BTE_GT3_8045 | 2 | Houston | YES | 0.001921 | 161.4 | 130 | 161.4 | 0 | 1.0261 | CC | 1 | 0.034526 | 161.4 | 161.4 |  |  |  |  | 0.034526 | 5.5725
48597 | BTE_GT4_8055 | 3 | Houston | YES | 0.001921 | 158.9 | 130 | 158.9 | 0 | 1.0261 | CC | 1 | 0.034526 | 158.9 | 158.9 |  |  |  |  | 0.034526 | 5.4862
48598 | BTE_ST1_8070 | 4 | Houston | YES | 0.001921 | 269.2 | 60 | 269.2 | 0 | 1.0261 | CC | 1 | 0.034526 | 269.2 | 269.2 |  |  |  |  | 0.034526 | 9.2944
48690 | GBY_GN5_5 | 5 | Houston | YES | 0.001924 | 318.4 | 81 | 398 |  | 1.0362 | GSC | 1 | 0.034529 | 398 | 398 |  |  |  |  | 0.034529 | 13.7425
48885 | THW_5152 | B | Houston | YES | 0.001927 | 47.2 | 5 | 59 |  | 1.0319 | GGT | 1 | 0.034532 | 59 | 59 |  |  |  |  | 0.034532 | 2.0374
48885 | THW_5152 | A | Houston | YES | 0.001927 | 46.4 | 5 | 58 |  | 1.0319 | GGT | 1 | 0.034532 | 58 | 58 |  |  |  |  | 0.034532 | 2.0029
48886 | THW_5354 | D | Houston | YES | 0.001927 | 46.4 | 5 | 58 |  | 1.0319 | GGT | 1 | 0.034532 | 58 | 58 |  |  |  |  | 0.034532 | 2.0029
48886 | THW_5354 | C | Houston | YES | 0.001927 | 45.6 | 5 | 57 |  | 1.0319 | GGT | 1 | 0.034532 | 57 | 57 |  |  |  |  | 0.034532 | 1.9683
48887 | THW_5556 | E | Houston | YES | 0.001927 | 47.2 | 5 | 59 |  | 1.0319 | GGT | 1 | 0.034532 | 59 | 59 |  |  |  |  | 0.034532 | 2.0374
48887 | THW_5556 | F | Houston | YES | 0.001927 | 45.6 | 5 | 57 |  | 1.0319 | GGT | 1 | 0.034532 | 57 | 57 |  |  |  |  | 0.034532 | 1.9683
48591 | CHE_GT2_5030 | 2 | Houston | YES | 0.001965 | 173 | 50 | 173 | 0 | 1.029 | Cogen | 1 | 0.03457 | 0 | 0 |  |  |  |  | 0.03457 | 0
48811 | CVC_GT3_5045 | 3 | Houston | YES | 0.001965 | 156 | 91.8 | 156 | 0 | 1.029 | Cogen | 1 | 0.03457 | 0 | 0 |  |  |  |  | 0.03457 | 0
48812 | CVC_GT2_5020 | 2 | Houston | YES | 0.001965 | 158 | 91.8 | 158 | 0 | 1.029 | Cogen | 1 | 0.03457 | 0 | 0 |  |  |  |  | 0.03457 | 0
48813 | CVC_GT1_5035 | 1 | Houston | YES | 0.001965 | 160 | 91.8 | 160 | 0 | 1.029 | Cogen | 1 | 0.03457 | 0 | 0 |  |  |  |  | 0.03457 | 0
48814 | CVC_ST5_5040 | 1 | Houston | YES | 0.001965 | 162 | 91.8 | 162 | 0 | 1.029 | Cogen | 1 | 0.03457 | 0 | 0 |  |  |  |  | 0.03457 | 0
48671 | FTR_GT1_5105 | 1 | North | YES | 0.0023 | 154.2 | 0 | 154.2 | 0 | 1.0319 | CC | 1 | 0.034905 | 154.2 | 154.2 | 0.35466 | 154.2 |  |  | 0.034905 | 5.3824
48672 | FTR_GT2_5110 | 2 | North | YES | 0.0023 | 159 | 0 | 159 | 0 | 1.0319 | CC | 1 | 0.034905 | 159 | 159 | 0.3657 | 159 |  |  | 0.034905 | 5.5499
48673 | FTR_GT3_5085 | 3 | North | YES | 0.0023 | 158 | 0 | 158 | 0 | 1.0319 | CC | 1 | 0.034905 | 158 | 158 | 0.3634 | 158 |  |  | 0.034905 | 5.515
48674 | FTR_CN4_5095 | 4 | North | YES | 0.0023 | 380 | 0 | 380 | 0 | 1.0319 | CC | 1 | 0.034905 | 380 | 380 | 0.874 | 380 |  |  | 0.034905 | 13.2639
990 | GIBN_CREK_G1 | 1 | North | YES | 0.00237 | 463 | 200 | 463 | 0 | 1.0275 | LIGCO | 1 | 0.034975 | 0 | 463 | 1.0973 | 463 |  |  | 0.034975 | 16.1934
32883 | BRYN_DNSBY3 | 1 | North | YES | 0.002375 | 0 | 2 | 48 |  | 1.015 | GST | 1 | 0.03498 | 48 | 48 | 0.114 | 48 |  |  | 0.03498 | 1.679
32884 | BRYN_DNSBY13 | 1 | North | YES | 0.002375 | 46 | 2 | 46 | 0 | 1.015 | GST | 1 | 0.03498 | 46 | 46 | 0.10925 | 46 |  |  | 0.03498 | 1.6091
32892 | BRYN_DNSBY14 | 1 | North | YES | 0.002375 | 84 | 25 | 105 | 0 | 1.035 | GST | 1 | 0.03498 | 105 | 105 | 0.24938 | 105 |  |  | 0.03498 | 3.6729
32798 | BRYN_TAMUGEN | 1 | North | YES | 0.002377 | 32 | 0 | 32 |  | 1.02 | GST | 1 | 0.034982 | 32 | 32 | 0.076064 | 32 |  |  | 0.034982 | 1.1194
32886 | BRYN_ATKINS3 | MB | North | YES | 0.002377 | 0 | 5 | 12 |  | 1 | GST | 1 | 0.034982 | 0 | 0 | 0 | 0 |  |  | 0.034982 | 0
32887 | BRYN_ATKINS6 | MB | North | YES | 0.002377 | 0 | 12 | 51 |  | 1.028 | GST | 1 | 0.034982 | 0 | 0 | 0 | 0 |  |  | 0.034982 | 0
32888 | BRYN_ATKINS7 | 1 | North | YES | 0.002377 | 13.6 | 4 | 17 |  | 1.028 | GGT | 1 | 0.034982 | 17 | 17 | 0.040409 | 17 |  |  | 0.034982 | 0.59469
32890 | BRYN_ATKINS4 | MB | North | YES | 0.002377 | 0 | 5 | 22 |  | 1.031 | GST | 1 | 0.034982 | 0 | 0 | 0 | 0 |  |  | 0.034982 | 0
32891 | BRYN_ATKINS5 | MB | North | YES | 0.002377 | 0 | 5 | 25 |  | 1.031 | GST | 1 | 0.034982 | 0 | 0 | 0 | 0 |  |  | 0.034982 | 0
1432 | GRHAMSES_2G | 2 | North | YES | 0.002495 | 294.9 | 90 | 366 | 0 | 1.014 | GST | 1 | 0.0351 | 366 | 366 | 0.91317 | 366 |  |  | 0.0351 | 12.8466
3416 | LAKE_CRK1_G | 1 | North | YES | 0.00251 | 60 | 33 | 75 |  | 1.029 | GST | 1 | 0.035115 | 75 | 75 | 0.18825 | 75 |  |  | 0.035115 | 2.6336
3417 | LAKE_CRK2_G | 2 | North | YES | 0.00251 | 177.6 | 40 | 222 | 0 | 1.029 | GST | 1 | 0.035115 | 222 | 222 | 0.55722 | 222 |  |  | 0.035115 | 7.7955
3403 | THOUSE_1G | 1 | North | YES | 0.002574 | 563 | 200 | 563 | 0 | 1.012 | GSC | 1 | 0.035179 | 563 | 563 | 1.4492 | 563 |  |  | 0.035179 | 19.8058
3404 | THOUSE_2G | 2 | North | YES | 0.002574 | 807 | 250 | 807 | 0 | 1.012 | GSC | 1 | 0.035179 | 807 | 807 | 2.0772 | 807 |  |  | 0.035179 | 28.3895
39960 | TNTNPONE_18 | 1 | North | YES | 0.002589 | 152.3 | 30 | 152.3 |  | 1.04 | LIGCO | 1 | 0.035194 | 0 | 152.3 | 0.3943 | 152.3 |  |  | 0.035194 | 5.36
39970 | TNTNPONE_28 | 1 | North | YES | 0.002589 | 153 | 30 | 153 |  | 1.04 | LIGCO | 1 | 0.035194 | 0 | 153 | 0.39612 | 153 |  |  | 0.035194 | 5.3847
48721 | LEG_1___1 | 1 | North | YES | 0.002676 | 827 | 357 | 827 | 0 | 1.0348 | LIGCO | 1 | 0.035281 | 0 | 827 | 2.2131 | 827 |  |  | 0.035281 | 29.1774
48722 | LEG_2___2 | 2 | North | YES | 0.002676 | 819 | 357 | 819 | 0 | 1.0348 | LIGCO | 1 | 0.035281 | 0 | 819 | 2.1916 | 819 |  |  | 0.035281 | 28.8951
238 | BOSQUESW505 | 1 | North | YES | 0.002731 | 255 | 0 | 255 | 0 | 1.02 | CC | 1 | 0.035336 | 255 | 255 | 0.69641 | 255 |  |  | 0.035336 | 9.0107
239 | BOSQUESW502 | 1 | North | YES | 0.002731 | 119.2 | 0 | 149 | 0 | 1.02 | GGT | 1 | 0.035336 | 149 | 149 | 0.40692 | 149 |  |  | 0.035336 | 5.2651
247 | BOSQUESW501 | 2 | North | YES | 0.002731 | 124.8 | 0 | 156 | 0 | 1.02 | GGT | 1 | 0.035336 | 156 | 156 | 0.42604 | 156 |  |  | 0.035336 | 5.5124
3381 | BBRN_1G | 1 | North | YES | 0.002907 | 618 | 225 | 618 | 0 | 1.03 | LIGCO | 1 | 0.035512 | 0 | 618 | 1.7965 | 618 |  |  | 0.035512 | 21.9464
3382 | BBRN_2G | 2 | North | YES | 0.002907 | 589 | 225 | 589 | 0 | 1.03 | LIGCO | 1 | 0.035512 | 0 | 589 | 1.7122 | 589 |  |  | 0.035512 | 20.9166
13131 | CALFREST_1G | 1 | North | YES | 0.002938 | 150.7 | 40 | 150.7 | 0 | 1.031 | CC | 1 | 0.035543 | 150.7 | 150.7 | 0.44276 | 150.7 |  |  | 0.035543 | 5.3563
13132 | CALFREST_2G | 2 | North | YES | 0.002938 | 151 | 57 | 151 | 0 | 1.031 | CC | 1 | 0.035543 | 151 | 151 | 0.44364 | 151 |  |  | 0.035543 | 5.367
13133 | CALFREST_3G | 3 | North | YES | 0.002938 | 177.4 | 40 | 177.4 | 0 | 1.031 | CC | 1 | 0.035543 | 177.4 | 177.4 | 0.5212 | 177.4 |  |  | 0.035543 | 6.3053
1453 | WCPWRCO_1G | 1 | North | YES | 0.002941 | 204 | 50 | 204 | 0 | 1.02 | CC | 1 | 0.035546 | 204 | 204 | 0.59996 | 204 |  |  | 0.035546 | 7.2514
1454 | WCPWRCO_2G | 2 | North | YES | 0.002941 | 204 | 50 | 204 | 0 | 1.02 | CC | 1 | 0.035546 | 204 | 204 | 0.59996 | 204 |  |  | 0.035546 | 7.2514
1455 | WCPWRCO_3G | 3 | North | YES | 0.002941 | 242 | 50 | 242 |  | 1.02 | CC | 1 | 0.035546 | 242 | 242 | 0.71172 | 242 |  |  | 0.035546 | 8.6021
13134 | CALFREST_4G | 4 | North | YES | 0.002945 | 151.5 | 40 | 151.5 | 0 | 1.031 | CC | 1 | 0.03555 | 151.5 | 151.5 | 0.44617 | 151.5 |  |  | 0.03555 | 5.3858
13135 | CALFREST_5G | 5 | North | YES | 0.002945 | 152.3 | 57 | 152.3 | 0 | 1.031 | CC | 1 | 0.03555 | 152.3 | 152.3 | 0.44852 | 152.3 |  |  | 0.03555 | 5.4143
13136 | CALFREST_6G | 6 | North | YES | 0.002945 | 177.5 | 40 | 177.5 | 0 | 1.031 | CC | 1 | 0.03555 | 177.5 | 177.5 | 0.52274 | 177.5 |  |  | 0.03555 | 6.3101
251 | BOSQUESW803 | 2 | North | YES | 0.00298 | 150 | 0 | 150 | 0 | 1.032 | CC | 1 | 0.035585 | 150 | 150 | 0.447 | 150 |  |  | 0.035585 | 5.3378
253 | BOSQUESW804 | 2 | North | YES | 0.00298 | 80 | 0 | 80 | 0 | 1.032 | CC | 1 | 0.035585 | 80 | 80 | 0.2384 | 80 |  |  | 0.035585 | 2.8468
1898 | COMCHEPK_1G | 1 | North | YES | 0.003066 | 1217 | 1150 | 1217 | 0 | 1.032 | Nuc | 1 | 0.035671 | 0 | 0 | 0 | 0 |  |  | 0.035671 | 0
1899 | COMCHEPK_2G | 2 | North | YES | 0.003066 | 1159 | 1128 | 1159 | 0 | 1.032 | Nuc | 1 | 0.035671 | 0 | 0 | 0 | 0 |  |  | 0.035671 | 0
1877 | WLFHOLW_1G | 1 | North | YES | 0.003091 | 217.3 | 89.2 | 217.3 | 0 | 1.032 | CC | 1 | 0.035696 | 217.3 | 217.3 | 0.67167 | 217.3 |  |  | 0.035696 | 7.7567
1878 | WLFHOLW_2G | 2 | North | YES | 0.003091 | 215.7 | 105 | 215.7 | 0 | 1.032 | CC | 1 | 0.035696 | 215.7 | 215.7 | 0.66673 | 215.7 |  |  | 0.035696 | 7.6996
1879 | WLFHOLW_3G | 3 | North | YES | 0.003091 | 272.4 | 89.2 | 272.4 | 0 | 1.032 | CC | 1 | 0.035696 | 272.4 | 272.4 | 0.84199 | 272.4 |  |  | 0.035696 | 9.7236
3107 | STRYKER_1G | 1 | North | YES | 0.003094 | 145.6 | 45 | 182 | 0 | 1.029 | GST | 1 | 0.035699 | 182 | 182 | 0.56311 | 182 |  |  | 0.035699 | 6.4972
3108 | STRYKER_2G | 2 | North | YES | 0.003094 | 484 | 75 | 484 | 0 | 1.029 | GST | 1 | 0.035699 | 484 | 484 | 1.4975 | 484 |  |  | 0.035699 | 17.2783
3309 | ASPN_G | 1 | North | YES | 0.003097 | 50 | 0 | 50 |  | 1 | Bio | 1 | 0.035702 | 50 | 50 | 0.15485 | 50 |  |  | 0.035702 | 1.7851
3348 | CHAMPION_1G | MB | North | YES | 0.003099 | 0 | 42 | 42 |  | 1 | Cogen | 1 | 0.035704 | 0 | 0 | 0 | 0 |  |  | 0.035704 | 0
3126 | TRINIDAD_6G | 1 | North | YES | 0.003107 | 179.2 | 46 | 224 | 0 | 1 | GST | 1 | 0.035712 | 224 | 224 | 0.69597 | 224 |  |  | 0.035712 | 7.9995
13116 | TGATEWAY_1G | 1 | North | YES | 0.003114 | 151 | 30 | 151 | 0 | 1.0232 | CC | 1 | 0.035719 | 151 | 151 | 0.47021 | 151 |  |  | 0.035719 | 5.3936
13117 | TGATEWAY_2G | 2 | North | YES | 0.003114 | 130 | 30 | 130 | 0 | 1.0232 | CC | 1 | 0.035719 | 130 | 130 | 0.40482 | 130 |  |  | 0.035719 | 4.6435
13118 | TGATEWAY_3G | 3 | North | YES | 0.003114 | 148 | 30 | 148 | 0 | 1.0232 | CC | 1 | 0.035719 | 148 | 148 | 0.46087 | 148 |  |  | 0.035719 | 5.2864
13119 | TGATEWAY_4G | 4 | North | YES | 0.003114 | 399 | 65 | 399 | 0 | 1.0232 | CC | 1 | 0.035719 | 399 | 399 | 1.2425 | 399 |  |  | 0.035719 | 14.2519
3097 | MARTLAKE_1G | 1 | North | YES | 0.003131 | 790 | 500 | 790 | 0 | 1.017 | LIGCO | 1 | 0.035736 | 0 | 790 | 2.4735 | 790 |  |  | 0.035736 | 28.2314
3098 | MARTLAKE_2G | 2 | North | YES | 0.003131 | 795 | 461 | 795 | 0 | 1.017 | LIGCO | 1 | 0.035736 | 0 | 795 | 2.4891 | 795 |  |  | 0.035736 | 28.4101
3099 | MARTLAKE_3G | 3 | North | YES | 0.003131 | 804 | 500 | 804 | 0 | 1.017 | LIGCO | 1 | 0.035736 | 0 | 804 | 2.5173 | 804 |  |  | 0.035736 | 28.7317
1941 | MDLTHELP_1G | 1 | North | YES | 0.003138 | 216.4 | 74 | 216.4 | 0 | 1 | CC | 1 | 0.035743 | 216.4 | 216.4 | 0.67906 | 216.4 |  |  | 0.035743 | 7.7348
1942 | MDLTHELP_2G | 2 | North | YES | 0.003138 | 216.1 | 74 | 216.1 | 0 | 1 | CC | 1 | 0.035743 | 216.1 | 216.1 | 0.67812 | 216.1 |  |  | 0.035743 | 7.7241
1937 | MDLTHELP_5G | 5 | North | YES | 0.003174 | 224 | 74 | 224 | 0 | 1 | CC | 1 | 0.035779 | 224 | 224 | 0.71098 | 224 |  |  | 0.035779 | 8.0145
1938 | MDLTHELP_6G | 6 | North | YES | 0.003174 | 226 | 74 | 226 | 0 | 1 | CC | 1 | 0.035779 | 226 | 226 | 0.71732 | 226 |  |  | 0.035779 | 8.0861
1943 | MDLTHELP_3G | 3 | North | YES | 0.003174 | 212 | 74 | 212 | 0 | 1 | CC | 1 | 0.035779 | 212 | 212 | 0.67289 | 212 |  |  | 0.035779 | 7.5851
1944 | MDLTHELP_4G | 4 | North | YES | 0.003174 | 211 | 74 | 211 | 0 | 1 | CC | 1 | 0.035779 | 211 | 211 | 0.66971 | 211 |  |  | 0.035779 | 7.5494
12322 | ENNSTRAC_1G | 1 | North | YES | 0.003195 | 196 | 130 | 196 | 0 | 1.036 | CC | 1 | 0.0358 | 196 | 196 | 0.62622 | 196 |  |  | 0.0358 | 7.0168
12323 | ENNSTRAC_2G | 2 | North | YES | 0.003195 | 116 | 100 | 116 | 0 | 1.036 | CC | 1 | 0.0358 | 116 | 116 | 0.37062 | 116 |  |  | 0.0358 | 4.1528
2413 | MTCK6_G | 6 | North | YES | 0.003257 | 0 | 30 | 118 |  | 1.022 | GST | 1 | 0.035862 | 118 | 118 | 0.38433 | 118 |  |  | 0.035862 | 4.2317
2414 | MTCK7_G | 7 | North | YES | 0.003257 | 0 | 30 | 115 |  | 1.022 | GST | 1 | 0.035862 | 115 | 115 | 0.37456 | 115 |  |  | 0.035862 | 4.1241
2417 | MTCK8_G | 8 | North | YES | 0.003257 | 444.8 | 60 | 556 | 0 | 1.022 | GSC | 1 | 0.035862 | 556 | 556 | 1.8109 | 556 |  |  | 0.035862 | 19.9393
12411 | FPLEFR1A_G | 1 | North | YES | 0.003257 | 161 | 72 | 161 | 0 | 1 | CC | 1 | 0.035862 | 161 | 161 | 0.52438 | 161 |  |  | 0.035862 | 5.7738
12412 | FPLEFR1B_G | 2 | North | YES | 0.003257 | 164 | 72 | 164 | 0 | 1 | CC | 1 | 0.035862 | 164 | 164 | 0.53415 | 164 |  |  | 0.035862 | 5.8814
12413 | FPLEFR1C_G | 3 | North | YES | 0.003257 | 164 | 72 | 164 | 0 | 1 | CC | 1 | 0.035862 | 164 | 164 | 0.53415 | 164 |  |  | 0.035862 | 5.8814
12414 | FPLEFR1S_G | 4 | North | YES | 0.003257 | 414 | 191 | 414 | 0 | 1 | CC | 1 | 0.035862 | 414 | 414 | 1.3484 | 414 |  |  | 0.035862 | 14.8469
12421 | FPLEFR2A_G | 1 | North | YES | 0.003257 | 162 | 72 | 162 | 0 | 1 | CC | 1 | 0.035862 | 162 | 162 | 0.52763 | 162 |  |  | 0.035862 | 5.8096
12422 | FPLEFR2B_G | 2 | North | YES | 0.003257 | 161 | 72 | 161 | 0 | 1 | CC | 1 | 0.035862 | 161 | 161 | 0.52438 | 161 |  |  | 0.035862 | 5.7738
12423 | FPLEFR2C_G | 3 | North | YES | 0.003257 | 163 | 72 | 163 | 0 | 1 | CC | 1 | 0.035862 | 163 | 163 | 0.53089 | 163 |  |  | 0.035862 | 5.8455
12424 | FPLEFR2S_G | 4 | North | YES | 0.003257 | 415 | 191 | 415 | 0 | 1 | CC | 1 | 0.035862 | 415 | 415 | 1.3517 | 415 |  |  | 0.035862 | 14.8827
12440 | PARKD_1SVC8 | 1 | North | YES | 0.003258 | 0 | 0 | 0 | 0 | 1.007 | GST | 1 | 0.035863 | 0 | 0 | 0 | 0 |  |  | 0.035863 | 0
12449 | PARKD_2SVC8 | 1 | North | YES | 0.003258 | 0 | 0 | 0 | 0 | 1.007 | GST | 1 | 0.035863 | 0 | 0 | 0 | 0 |  |  | 0.035863 | 0
1889 | DECRDOVA_1G | 1 | North | YES | 0.003262 | 779 | 255 | 779 | 0 | 1.02 | GSC | 1 | 0.035867 | 779 | 779 | 2.5411 | 779 |  |  | 0.035867 | 27.9404
2451 | LKHB1_G | 1 | North | YES | 0.003269 | 0 | 80 | 391 |  | 1.022 | GST | 1 | 0.035874 | 391 | 391 | 1.2782 | 391 |  |  | 0.035874 | 14.0267
2452 | LKHB2_G | 2 | North | YES | 0.003269 | 516 | 80 | 516 | 0 | 1.022 | GST | 1 | 0.035874 | 516 | 516 | 1.6868 | 516 |  |  | 0.035874 | 18.511
948 | STEAM1 | 1 | North | YES | 0.003303 | 0 | 12 | 20 |  | 1.02 | GST | 1 | 0.035908 | 20 | 20 | 0.06606 | 20 |  |  | 0.035908 | 0.71816
949 | STEAM2 | 1 | North | YES | 0.003303 | 26 | 8 | 26 | 0 | 0.99 | GST | 1 | 0.035908 | 26 | 26 | 0.085878 | 26 |  |  | 0.035908 | 0.93361
950 | STEAM3 | 1 | North | YES | 0.003303 | 41 | 13 | 42 | 0 | 1.02 | GST | 1 | 0.035908 | 42 | 42 | 0.13873 | 42 |  |  | 0.035908 | 1.5081
837 | NEWMAN_G5 | 1 | North | YES | 0.003305 | 0 | 15 | 40 |  | 1.01 | GST | 1 | 0.03591 | 40 | 40 | 0.1322 | 40 |  |  | 0.03591 | 1.4364
842 | OLINGER_G1 | 1 | North | YES | 0.00331 | 55.4 | 20 | 79 | 0 | 1.03 | GST | 1 | 0.035915 | 79 | 79 | 0.26149 | 79 |  |  | 0.035915 | 2.8373
843 | OLINGER_G2 | 1 | North | YES | 0.00331 | 76.2 | 25 | 110 | 0 | 1.03 | GST | 1 | 0.035915 | 110 | 110 | 0.3641 | 110 |  |  | 0.035915 | 3.9507
844 | OLINGER_G3 | 1 | North | YES | 0.00331 | 103.9 | 45 | 150 | 0 | 1.03 | GST | 1 | 0.035915 | 150 | 150 | 0.4965 | 150 |  |  | 0.035915 | 5.3873
845 | OLINGER_G4 | 1 | North | YES | 0.00331 | 51.9 | 0 | 76 | 0 | 1.03 | GGT | 1 | 0.035915 | 76 | 76 | 0.25156 | 76 |  |  | 0.035915 | 2.7295
1701 | MOSES_1G | 1 | North | YES | 0.003345 | 558 | 175 | 558 | 0 | 1.023 | LIGCO | 1 | 0.03595 | 0 | 558 | 1.8665 | 558 |  |  | 0.03595 | 20.0601
1702 | MOSES_2G | 2 | North | YES | 0.003345 | 579 | 175 | 579 | 0 | 1.023 | LIGCO | 1 | 0.03595 | 0 | 579 | 1.9368 | 579 |  |  | 0.03595 | 20.8151
1703 | MOSES_3G | 3 | North | YES | 0.003345 | 808 | 463 | 808 | 0 | 1.023 | LIGCO | 1 | 0.03595 | 0 | 808 | 2.7028 | 808 |  |  | 0.03595 | 29.0476
5925 | DCEAST | EQ | North | YES | 0.003345 | 400.3 | -600 | 600 | 0 | 1.025 | DCTie | 1 | 0.03595 | 0 | 0 | 0 | 0 |  |  | 0.03595 | 0
1678 | LAMARPWR_1G | 1 | North | YES | 0.003374 | 160 | 67.7 | 160 | 0 | 1.038 | CC | 1 | 0.035979 | 160 | 160 | 0.53984 | 160 |  |  | 0.035979 | 5.7566
1679 | LAMARPWR_2G | 2 | North | YES | 0.003374 | 156 | 67.7 | 156 | 0 | 1.038 | CC | 1 | 0.035979 | 156 | 156 | 0.52634 | 156 |  |  | 0.035979 | 5.6127
1680 | LAMARPWR_3G | 3 | North | YES | 0.003374 | 196 | 129.1 | 196 | 0 | 1.038 | CC | 1 | 0.035979 | 196 | 196 | 0.6613 | 196 |  |  | 0.035979 | 7.0519
1681 | LAMARPWR_4G | 4 | North | YES | 0.003374 | 156 | 67.7 | 156 | 0 | 1.038 | CC | 1 | 0.035979 | 156 | 156 | 0.52634 | 156 |  |  | 0.035979 | 5.6127
1682 | LAMARPWR_5G | 5 | North | YES | 0.003374 | 157 | 67.7 | 157 | 0 | 1.038 | CC | 1 | 0.035979 | 157 | 157 | 0.52972 | 157 |  |  | 0.035979 | 5.6487
1683 | LAMARPWR_6G | 6 | North | YES | 0.003374 | 198 | 129.1 | 198 | 0 | 1.038 | CC | 1 | 0.035979 | 198 | 198 | 0.66805 | 198 |  |  | 0.035979 | 7.1238
1675 | PEC_1G | 1 | North | YES | 0.003378 | 76.7 | 35 | 76.7 | 0 | 1.022 | Cogen | 1 | 0.035983 | 0 | 0 | 0 | 0 |  |  | 0.035983 | 0
1676 | PEC_2G | 2 | North | YES | 0.003378 | 79.6 | 35 | 79.6 | 0 | 1.022 | Cogen | 1 | 0.035983 | 0 | 0 | 0 | 0 |  |  | 0.035983 | 0
1677 | PEC_3G | 3 | North | YES | 0.003378 | 88.4 | 35 | 88.4 | 0 | 1.022 | Cogen | 1 | 0.035983 | 0 | 0 | 0 | 0 |  |  | 0.035983 | 0
244 | WHITNYDM01 | 1 | North | YES | 0.003384 | 15 | 0 | 15 | 0 | 1.035 | Hydro | 1 | 0.035989 | 0 | 0 | 0 | 0 |  |  | 0.035989 | 0
245 | WHITNYDM02 | 2 | North | YES | 0.003384 | 15 | 0 | 15 | 0 | 1.035 | Hydro | 1 | 0.035989 | 0 | 0 | 0 | 0 |  |  | 0.035989 | 0
1689 | VALLEY_3G | 3 | North | YES | 0.003385 | 0 | 25 | 375 |  | 1.003 | GST | 1 | 0.03599 | 375 | 375 | 1.2694 | 375 |  |  | 0.03599 | 13.4963
11691 | KMICHICT1_G | 1 | North | YES | 0.003385 | 144 | 80 | 144 | 0 | 1.026 | CC | 1 | 0.03599 | 144 | 144 | 0.48744 | 144 |  |  | 0.03599 | 5.1826
11692 | KMICHICT2_G | 2 | North | YES | 0.003385 | 146 | 80 | 146 | 0 | 1.026 | CC | 1 | 0.03599 | 146 | 146 | 0.49421 | 146 |  |  | 0.03599 | 5.2545
11693 | KMICHIST3_G | 3 | North | YES | 0.003385 | 312 | 60 | 312 | 0 | 1.026 | CC | 1 | 0.03599 | 312 | 312 | 1.0561 | 312 |  |  | 0.03599 | 11.2289
11694 | KMICHICT4_G | 4 | North | YES | 0.003385 | 144 | 80 | 144 | 0 | 1.026 | CC | 1 | 0.03599 | 144 | 144 | 0.48744 | 144 |  |  | 0.03599 | 5.1826
11695 | KMICHICT5_G | 5 | North | YES | 0.003385 | 148 | 80 | 148 | 0 | 1.026 | CC | 1 | 0.03599 | 148 | 148 | 0.50098 | 148 |  |  | 0.03599 | 5.3265
11696 | KMICHIST6_G | 6 | North | YES | 0.003385 | 310 | 60 | 310 | 0 | 1.026 | CC | 1 | 0.03599 | 310 | 310 | 1.0494 | 310 |  |  | 0.03599 | 11.1569
2381 | NTHLK1_G | 1 | North | YES | 0.00339 | 0 | 35 | 156 |  | 1.022 | GST | 1 | 0.035995 | 156 | 156 | 0.52884 | 156 |  |  | 0.035995 | 5.6152
2382 | NTHLK2_G | 2 | North | YES | 0.00339 | 0 | 35 | 181 |  | 1.022 | GST | 1 | 0.035995 | 181 | 181 | 0.61359 | 181 |  |  | 0.035995 | 6.5151
2383 | NTHLK3_G | 3 | North | YES | 0.00339 | 0 | 50 | 329 |  | 1.022 | GST | 1 | 0.035995 | 329 | 329 | 1.1153 | 329 |  |  | 0.035995 | 11.8424
2371 | COLLIN_1G | MB | North | YES | 0.003449 | 0 | 40 | 138 |  | 1.022 | GST | 1 | 0.036054 | 0 | 0 | 0 | 0 |  |  | 0.036054 | 0
1687 | VALLEY_1G | 1 | North | YES | 0.003473 | 136 | 15 | 170 | 0 | 1.029 | GST | 1 | 0.036078 | 170 | 170 | 0.59041 | 170 |  |  | 0.036078 | 6.1333
1688 | VALLEY_2G | 2 | North | YES | 0.003473 | 527 | 90 | 527 | 0 | 1.029 | GSC | 1 | 0.036078 | 527 | 527 | 1.8303 | 527 |  |  | 0.036078 | 19.0131
1948 | HANDLEY_4G | 4 | North | YES | 0.003479 | 348 | 150 | 435 | 0 | 1.022 | GST | 1 | 0.036084 | 435 | 435 | 1.5134 | 435 |  |  | 0.036084 | 15.6965
1947 | HANDLEY_3G | 3 | North | YES | 0.003483 | 316 | 100 | 395 | 0 | 1.022 | GST | 1 | 0.036088 | 395 | 395 | 1.3758 | 395 |  |  | 0.036088 | 14.2548
1949 | HANDLEY_5G | 5 | North | YES | 0.003483 | 348 | 150 | 435 | 0 | 1.022 | GST | 1 | 0.036088 | 435 | 435 | 1.5151 | 435 |  |  | 0.036088 | 15.6983
6948 | DENISNDM | 1 | North | YES | 0.003532 | 40 | 5 | 40 |  | 1.015 | Hydro | 1 | 0.036137 | 0 | 0 | 0 | 0 |  |  | 0.036137 | 0
6948 | DENISNDM | 2 | North | YES | 0.003532 | 31 | 5 | 40 |  | 1.015 | Hydro | 1 | 0.036137 | 0 | 0 | 0 | 0 |  |  | 0.036137 | 0
366 | JNSNCNTY802 | 1 | North | YES | 0.003628 | 168 | 20 | 168 | 0 | 1.02 | Cogen | 1 | 0.036233 | 0 | 0 | 0 | 0 |  |  | 0.036233 | 0
367 | JNSNCNTY802 | 2 | North | YES | 0.003628 | 90 | 20 | 90 | 0 | 1.02 | Cogen | 1 | 0.036233 | 0 | 0 | 0 | 0 |  |  | 0.036233 | 0
923 | SPENCER_G4 | 1 | North | YES | 0.003765 | 48 | 20 | 61 | 0 | 1.03 | GST | 1 | 0.03637 | 61 | 61 | 0.22967 | 61 |  |  | 0.03637 | 2.2186
924 | SPENCER_G5 | 1 | North | YES | 0.003765 | 52 | 20 | 66 | 0 | 1.03 | GST | 1 | 0.03637 | 66 | 66 | 0.24849 | 66 |  |  | 0.03637 | 2.4004
1892 | DECRDOVA_2G | A | North | YES | 0.003892 | 65 | 65 | 70 | 0 | 1.025 | GGT | 1 | 0.036497 | 70 | 70 | 0.27244 | 70 |  |  | 0.036497 | 2.5548
1893 | DECRDOVA_3G | B | North | YES | 0.003892 | 65 | 65 | 69 | 0 | 1.025 | GGT | 1 | 0.036497 | 69 | 69 | 0.26855 | 69 |  |  | 0.036497 | 2.5183
1894 | DECRDOVA_4G | C | North | YES | 0.003892 | 65 | 65 | 69 | 0 | 1.025 | GGT | 1 | 0.036497 | 69 | 69 | 0.26855 | 69 |  |  | 0.036497 | 2.5183
1895 | DECRDOVA_5G | D | North | YES | 0.003892 | 65 | 65 | 68 | 0 | 1.025 | GGT | 1 | 0.036497 | 68 | 68 | 0.26466 | 68 |  |  | 0.036497 | 2.4818
1861 | EAGLEMNT_1G | MB | North | YES | 0.00454 | 0 | 30 | 112 |  | 1.022 | GST | 1 | 0.037145 | 0 | 0 | 0 | 0 |  |  | 0.037145 | 0
1862 | EAGLEMNT_2G | MB | North | YES | 0.00454 | 0 | 40 | 100 |  | 1.022 | GST | 1 | 0.037145 | 0 | 0 | 0 | 0 |  |  | 0.037145 | 0
1863 | EAGLEMNT_3G | MB | North | YES | 0.00454 | 0 | 50 | 378 |  | 1.022 | GST | 1 | 0.037145 | 0 | 0 | 0 | 0 |  |  | 0.037145 | 0
1643 | SLSTR1PP_1G | 1 | North | YES | 0.006183 | 6 | 0 | 60 | 0 | 1.022 | Wind | 1 | 0.038788 | 0 | 60 | 0.37098 | 60 |  |  | 0.038788 | 2.3273
728 | WOLFRIDGE801 | 1 | North | YES | 0.006506 | 11.2 | 0 | 112.5 | 0 | 0.99 | Wind | 1 | 0.039111 | 0 | 112.5 | 0.73193 | 112.5 |  |  | 0.039111 | 4.4
580 | JCKCNTY801 | 1 | North | YES | 0.009462 | 288 | 0 | 288 | 0 | 1.022 | CC | 1 | 0.042067 | 288 | 288 | 2.7251 | 288 |  |  | 0.042067 | 12.1153
581 | JCKCNTY802 | 2 | North | YES | 0.009462 | 147 | 0 | 147 | 0 | 1.022 | CC | 1 | 0.042067 | 147 | 147 | 1.3909 | 147 |  |  | 0.042067 | 6.1838
582 | JCKCNTY803 | 3 | North | YES | 0.009462 | 147 | 0 | 147 | 0 | 1.022 | CC | 1 | 0.042067 | 147 | 147 | 1.3909 | 147 |  |  | 0.042067 | 6.1838
1479 | WFCOGEN_1G | 1 | North | YES | 0.009768 | 16 | 12 | 20 | 0 | 1 | Cogen | 1 | 0.042373 | 0 | 0 | 0 | 0 |  |  | 0.042373 | 0
1479 | WFCOGEN_1G | 2 | North | YES | 0.009768 | 16 | 12 | 20 | 0 | 1 | Cogen | 1 | 0.042373 | 0 | 0 | 0 | 0 |  |  | 0.042373 | 0
1482 | WFCOGEN_2G | 2 | North | YES | 0.009768 | 13.6 | 12 | 17 | 0 | 1 | Cogen | 1 | 0.042373 | 0 | 0 | 0 | 0 |  |  | 0.042373 | 0
1482 | WFCOGEN_2G | 1 | North | YES | 0.009768 | 16 | 12 | 20 | 0 | 1 | Cogen | 1 | 0.042373 | 0 | 0 | 0 | 0 |  |  | 0.042373 | 0
503 | NTHTEXAS01 | 1 | North | YES | 0.012321 | 0 | 5 | 18 |  | 1.015 | GST | 1 | 0.044926 | 18 | 18 | 0.22178 | 18 |  |  | 0.044926 | 0.80867
504 | NTHTEXAS02 | 2 | North | YES | 0.012321 | 14.4 | 5 | 18 |  | 1.015 | GST | 1 | 0.044926 | 18 | 18 | 0.22178 | 18 |  |  | 0.044926 | 0.80867
505 | NTHTEXAS03 | 3 | North | YES | 0.012321 | 30.4 | 15 | 38 |  | 1.015 | GST | 1 | 0.044926 | 38 | 38 | 0.4682 | 38 |  |  | 0.044926 | 1.7072
332 | RWMILLER01 | 1 | North | YES | 0.012582 | 58.4 | 18.5 | 73 | 0 | 1.04 | GST | 1 | 0.045187 | 73 | 73 | 0.91849 | 73 |  |  | 0.045187 | 3.2987
333 | RWMILLER02 | 2 | North | YES | 0.012582 | 95.2 | 37 | 119 | 0 | 1.04 | GST | 1 | 0.045187 | 119 | 119 | 1.4973 | 119 |  |  | 0.045187 | 5.3773
334 | RWMILLER03 | 3 | North | YES | 0.012582 | 166.4 | 65 | 208 | 0 | 1.04 | GST | 1 | 0.045187 | 208 | 208 | 2.6171 | 208 |  |  | 0.045187 | 9.3989
335 | RWMILLER04 | 4 | North | YES | 0.012582 | 81.6 | 0 | 102 | 0 | 1.04 | GST | 1 | 0.045187 | 102 | 102 | 1.2834 | 102 |  |  | 0.045187 | 4.6091
336 | RWMILLER05 | 5 | North | YES | 0.012582 | 80.8 | 0 | 101 | 0 | 1.04 | GST | 1 | 0.045187 | 101 | 101 | 1.2708 | 101 |  |  | 0.045187 | 4.5639
344 | MRSSHPRD | 1 | North | YES | 0.021835 | 0 | 0 | 12 |  | 1.03 | Hydro | 1 | 0.05444 | 0 | 0 | 0 | 0 |  |  | 0.05444 | 0
345 | MRSSHPRD01 | 2 | North | YES | 0.021835 | 0 | 0 | 12 |  | 1.03 | Hydro | 1 | 0.05444 | 0 | 0 | 0 | 0 |  |  | 0.05444 | 0
1600 | BARTNWND_1G | 1 | North | YES | 0.03735 | 12 | 0 | 120 | 0 | 1.022 | Wind | 1 | 0.069955 | 0 | 120 | 4.482 | 120 |  |  | 0.069955 | 8.3946
1433 | GRHAMSES_1G | 1 | North | YES | 0.065431 | 242 | 60 | 242 | 0 | 1.038 | GST | 1 | 0.098036 | 242 | 242 | 15.8343 | 242 |  |  | 0.098036 | 23.7247
Note on AL4: Zonal Cap - Zonal Impact

## Distributed Slack - Bound Gen
Number of Bus | Name of Bus | ID | Area Name of Gen | AGC | P Sensitivity of Bus | Gen MW | Min MW | Max MW | V Sensitivity of Bus | Set Volt | Tech Type | Zone Impact | Zone Correlation | Inc Max | Dec Max | Souce S.F. Weighting | Souce Capacity | Sink S.F. Weighting | Sink Capacity | PTDF Calc | PTDF Weighting | max of zone correlation | 0.016683 |  |  | Neg PTDF weight | Pos PTDF weight
1437 | MESQUITW_1G | 1 | North | YES | -0.015922 | 40 | 0 | 400 | 0 | 1.023 | Wind | 1 | 0.016683 | 0 | 400 | -6.3688 | 400 |  |  | 0.016683 | 6.6732 |  |  |  |  | 0 | 0
1438 | MESQUITW_2G | 1 | North | YES | -0.015889 | 23.6 | 0 | 236 |  | 1.017 | Wind | 1 | 0.016716 | 0 | 236 | -3.7498 | 236 |  |  | 0.016716 | 3.945 |  |  |  |  | 0 | 0
1442 | COKFIELD_5 | 1 | North | YES | -0.011477 | 16.5 | 0 | 165 |  | 1.029 | Wind | 1 | 0.021128 | 0 | 165 | -1.8937 | 165 |  |  | 0.021128 | 3.4861 |  |  |  |  | 0 | 0
6100 | OKLA7A | EQ | West | YES | -0.018154 | 50 | -220 | 220 | 0 | 1.035 | DCTie | -1 | 0.021741 | 0 | 0 |  |  | 0 | 0 | -0.021741 | 0 |  |  | Weighted Shift Factors |  | 0 | 0
6752 | OKLA0A | 1 | West | YES | -0.018154 | 649.7 | 175 | 649.7 | 0 | 1.035 | LIGCO | -1 | 0.021741 | 0 | 649.7 |  |  | 0 | 0 | -0.021741 | 0 |  |  | North | 0.0035868 | 0 | 0
8032 | AMISTADHYD1 | 1 | South | YES | -0.009452 | 33 | 13 | 33 | 0 | 1.03 | Hydro | 1 | 0.023153 | 0 | 0 |  |  |  |  | 0.023153 | 0 |  |  | West | -0.032605 | 0 | 0
8033 | AMISTADHYD2 | 2 | South | YES | -0.009452 | 25 | 13 | 25 | 0 | 1.03 | Hydro | 1 | 0.023153 | 0 | 0 |  |  |  |  | 0.023153 | 0 |  |  |  |  | 0 | 0
88253 | HAMILTON | F | South | YES | -0.009452 | 0 | 0 | 0 | 0 | 1.04 | BLT | 1 | 0.023153 | 0 | 0 |  |  |  |  | 0.023153 | 0 | West |  |  |  | 0 | 0
8262 | ELPS | 1 | South | YES | -0.006715 | 6 | 6 | 6 | 0 | 1.15 | Hydro | 1 | 0.02589 | 0 | 0 |  |  |  |  | 0.02589 | 0 | Line Rating |  | 155 |  | 0 | 0
1417 | SWETWATR_2G | 2 | West | YES | -0.024445 | 72 | 36 | 72 | 0 | 1.026 | CC | -1 | 0.028032 | 72 | 72 |  |  | -1.76 | 72 | -0.028032 | -2.0183 | Impact Counter to Zone: |  | 0 |  | 0 | 0
1418 | SWETWATR_3G | 3 | West | YES | -0.024445 | 68 | 36 | 68 | 0 | 1.026 | CC | -1 | 0.028032 | 68 | 68 |  |  | -1.6623 | 68 | -0.028032 | -1.9062 |  |  | 0% |  | 0 | 0
1419 | SWETWATR_4G | 4 | West | YES | -0.024445 | 61 | 36 | 61 | 0 | 1.026 | CC | -1 | 0.028032 | 61 | 61 |  |  | -1.4911 | 61 | -0.028032 | -1.7099 |  |  |  |  | 0 | 0
1416 | SWETWATR_1G | 1 | West | YES | -0.024445 | 30 | 18 | 30 | 0 | 1.026 | CC | -1 | 0.028032 | 30 | 30 |  |  | -0.73335 | 30 | -0.028032 | -0.84095 | North |  |  |  | 0 | 0
11056 | ROSCOE_1G | 1 | West | YES | -0.025721 | 41.8 | 0 | 209 |  | 1 | Wind | -1 | 0.029308 | 0 | 209 |  |  | 0 | 0 | -0.029308 | 0 | Line Rating |  | 155 |  | 0 | 0
11057 | CHAMPION_1G | 1 | West | YES | -0.025721 | 25.3 | 0 | 126.5 |  | 1 | Wind | -1 | 0.029308 | 0 | 126.5 |  |  | 0 | 0 | -0.029308 | 0 | Impact Counter to Zone: |  | 0 |  | 0 | 0
11058 | PYRON_1G | 1 | West | YES | -0.025721 | 49.8 | 0 | 249 |  | 1 | Wind | -1 | 0.029308 | 0 | 249 |  |  | 0 | 0 | -0.029308 | 0 |  |  | 0% |  | 0 | 0
11059 | INADALE_1G | 1 | West | YES | -0.025721 | 39.4 | 0 | 197 |  | 1 | Wind | -1 | 0.029308 | 0 | 197 |  |  | 0 | 0 | -0.029308 | 0 |  |  |  |  | 0 | 0
60058 | BUFF_GAP1A | 1 | West | YES | -0.027211 | 24 | 0 | 120 |  | 1 | Wind | -1 | 0.030798 | 0 | 120 |  |  | 0 | 0 | -0.030798 | 0 |  |  |  |  | 0 | 0
60060 | CIRELLO | 1 | West | YES | -0.027211 | 46.6 | 0 | 233 | 0 | 1 | Wind | -1 | 0.030798 | 0 | 233 |  |  | 0 | 0 | -0.030798 | 0 |  |  |  |  | 0 | 0
60063 | BUFF_GAP1B | 1 | West | YES | -0.027211 | 34 | 0 | 170.2 | 0 | 1.02 | Wind | -1 | 0.030798 | 0 | 170.2 |  |  | 0 | 0 | -0.030798 | 0 |  |  |  |  | 0 | 0
60066 | H_HOLLOW1A | 1 | West | YES | -0.027211 | 44.4 | 0 | 222 | 0 | 1.005 | Wind | -1 | 0.030798 | 0 | 222 |  |  | 0 | 0 | -0.030798 | 0 |  |  |  |  | 0 | 0
60068 | HHOLLOW21A | 1 | West | YES | -0.027211 | 36.8 | 0 | 184 | 0 | 1.025 | Wind | -1 | 0.030798 | 0 | 184 |  |  | 0 | 0 | -0.030798 | 0 |  |  |  |  | 0 | 0
60070 | HHOLLOW31A | 1 | West | YES | -0.027211 | 44.8 | 0 | 224 | 0 | 1.025 | Wind | -1 | 0.030798 | 0 | 224 |  |  | 0 | 0 | -0.030798 | 0 |  |  |  |  | 0 | 0
60072 | HHOLLOW41A | 1 | West | YES | -0.027211 | 23 | 0 | 115 | 0 | 1.025 | Wind | -1 | 0.030798 | 0 | 115 |  |  | 0 | 0 | -0.030798 | 0 |  |  |  |  | 0 | 0
60202 | FRNDDRCS | F | West | YES | -0.027589 | 0 | 0 | 0 | 0 | 0.9985 | AVR | -1 | 0.031176 | 0 | 0 |  |  | 0 | 0 | -0.031176 | 0 |  |  |  |  | 0 | 0
58909 | PEARSALLSCG1 | 3 | South | YES | -0.001036 | 0 | 0 | 8.4 |  | 1.027 | Diesel | 1 | 0.031569 | 8.4 | 8.4 |  |  |  |  | 0.031569 | 0.26518 |  |  |  |  | 0 | 0
58909 | PEARSALLSCG1 | 4 | South | YES | -0.001036 | 0 | 0 | 8.4 |  | 1.027 | Diesel | 1 | 0.031569 | 8.4 | 8.4 |  |  |  |  | 0.031569 | 0.26518 |  |  |  |  | 0 | 0
58909 | PEARSALLSCG1 | 6 | South | YES | -0.001036 | 0 | 0 | 8.4 |  | 1.027 | Diesel | 1 | 0.031569 | 8.4 | 8.4 |  |  |  |  | 0.031569 | 0.26518 |  |  |  |  | 0 | 0
58909 | PEARSALLSCG1 | 5 | South | YES | -0.001036 | 0 | 0 | 8.4 |  | 1.027 | Diesel | 1 | 0.031569 | 8.4 | 8.4 |  |  |  |  | 0.031569 | 0.26518 |  |  |  |  | 0 | 0
58909 | PEARSALLSCG1 | 1 | South | YES | -0.001036 | 0 | 0 | 8.4 |  | 1.027 | Diesel | 1 | 0.031569 | 8.4 | 8.4 |  |  |  |  | 0.031569 | 0.26518 |  |  |  |  | 0 | 0
58909 | PEARSALLSCG1 | 2 | South | YES | -0.001036 | 0 | 0 | 8.4 |  | 1.027 | Diesel | 1 | 0.031569 | 8.4 | 8.4 |  |  |  |  | 0.031569 | 0.26518 |  |  |  |  | 0 | 0
58919 | PEARSALLSCG2 | 5 | South | YES | -0.001036 | 0 | 0 | 8.4 |  | 1.027 | Diesel | 1 | 0.031569 | 8.4 | 8.4 |  |  |  |  | 0.031569 | 0.26518 |  |  |  |  | 0 | 0
58919 | PEARSALLSCG2 | 6 | South | YES | -0.001036 | 0 | 0 | 8.4 |  | 1.027 | Diesel | 1 | 0.031569 | 8.4 | 8.4 |  |  |  |  | 0.031569 | 0.26518 |  |  |  |  | 0 | 0
58919 | PEARSALLSCG2 | 1 | South | YES | -0.001036 | 0 | 0 | 8.4 |  | 1.027 | Diesel | 1 | 0.031569 | 8.4 | 8.4 |  |  |  |  | 0.031569 | 0.26518 |  |  |  |  | 0 | 0
58919 | PEARSALLSCG2 | 2 | South | YES | -0.001036 | 0 | 0 | 8.4 |  | 1.027 | Diesel | 1 | 0.031569 | 8.4 | 8.4 |  |  |  |  | 0.031569 | 0.26518 |  |  |  |  | 0 | 0
58919 | PEARSALLSCG2 | 4 | South | YES | -0.001036 | 0 | 0 | 8.4 |  | 1.027 | Diesel | 1 | 0.031569 | 8.4 | 8.4 |  |  |  |  | 0.031569 | 0.26518 |  |  |  |  | 0 | 0
58919 | PEARSALLSCG2 | 3 | South | YES | -0.001036 | 0 | 0 | 8.4 |  | 1.027 | Diesel | 1 | 0.031569 | 8.4 | 8.4 |  |  |  |  | 0.031569 | 0.26518 |  |  |  |  | 0 | 0
58929 | PEARSALLSCG3 | 4 | South | YES | -0.001036 | 0 | 0 | 8.4 |  | 1.027 | Diesel | 1 | 0.031569 | 8.4 | 8.4 |  |  |  |  | 0.031569 | 0.26518 |  |  |  |  | 0 | 0
58929 | PEARSALLSCG3 | 6 | South | YES | -0.001036 | 0 | 0 | 8.4 |  | 1.027 | Diesel | 1 | 0.031569 | 8.4 | 8.4 |  |  |  |  | 0.031569 | 0.26518 |  |  |  |  | 0 | 0
58929 | PEARSALLSCG3 | 2 | South | YES | -0.001036 | 0 | 0 | 8.4 |  | 1.027 | Diesel | 1 | 0.031569 | 8.4 | 8.4 |  |  |  |  | 0.031569 | 0.26518 |  |  |  |  | 0 | 0
58929 | PEARSALLSCG3 | 5 | South | YES | -0.001036 | 0 | 0 | 8.4 |  | 1.027 | Diesel | 1 | 0.031569 | 8.4 | 8.4 |  |  |  |  | 0.031569 | 0.26518 |  |  |  |  | 0 | 0
58929 | PEARSALLSCG3 | 1 | South | YES | -0.001036 | 0 | 0 | 8.4 |  | 1.027 | Diesel | 1 | 0.031569 | 8.4 | 8.4 |  |  |  |  | 0.031569 | 0.26518 |  |  |  |  | 0 | 0
58929 | PEARSALLSCG3 | 3 | South | YES | -0.001036 | 0 | 0 | 8.4 |  | 1.027 | Diesel | 1 | 0.031569 | 8.4 | 8.4 |  |  |  |  | 0.031569 | 0.26518 |  |  |  |  | 0 | 0
58949 | PEARSALLSCG4 | 3 | South | YES | -0.001036 | 0 | 0 | 8.4 |  | 1.027 | Diesel | 1 | 0.031569 | 8.4 | 8.4 |  |  |  |  | 0.031569 | 0.26518 |  |  |  |  | 0 | 0
58949 | PEARSALLSCG4 | 2 | South | YES | -0.001036 | 0 | 0 | 8.4 |  | 1.027 | Diesel | 1 | 0.031569 | 8.4 | 8.4 |  |  |  |  | 0.031569 | 0.26518 |  |  |  |  | 0 | 0
58949 | PEARSALLSCG4 | 1 | South | YES | -0.001036 | 0 | 0 | 8.4 |  | 1.027 | Diesel | 1 | 0.031569 | 8.4 | 8.4 |  |  |  |  | 0.031569 | 0.26518 |  |  |  |  | 0 | 0
58949 | PEARSALLSCG4 | 4 | South | YES | -0.001036 | 0 | 0 | 8.4 |  | 1.027 | Diesel | 1 | 0.031569 | 8.4 | 8.4 |  |  |  |  | 0.031569 | 0.26518 |  |  |  |  | 0 | 0
58949 | PEARSALLSCG4 | 6 | South | YES | -0.001036 | 0 | 0 | 8.4 |  | 1.027 | Diesel | 1 | 0.031569 | 8.4 | 8.4 |  |  |  |  | 0.031569 | 0.26518 |  |  |  |  | 0 | 0
58949 | PEARSALLSCG4 | 5 | South | YES | -0.001036 | 0 | 0 | 8.4 |  | 1.027 | Diesel | 1 | 0.031569 | 8.4 | 8.4 |  |  |  |  | 0.031569 | 0.26518 |  |  |  |  | 0 | 0
7026 | L_INKSDA1_1Y | 1 | South | YES | -0.000956 | 0 | 0 | 13.7 |  | 1 | Hydro | 1 | 0.031649 | 0 | 0 |  |  |  |  | 0.031649 | 0 |  |  |  |  | 0 | 0
71051 | L_BITTCR1_1N | W1 | West | YES | -0.028115 | 7.5 | 0 | 37.5 |  | 1.02 | Wind | -1 | 0.031702 | 0 | 37.5 |  |  | 0 | 0 | -0.031702 | 0 |  |  |  |  | 0 | 0
71054 | L_SWEETW1_1N | W1 | West | YES | -0.028115 | 21.5 | 0 | 107.5 |  | 1.02 | Wind | -1 | 0.031702 | 0 | 107.5 |  |  | 0 | 0 | -0.031702 | 0 |  |  |  |  | 0 | 0
71057 | L_SWEETW1_2N | W1 | West | YES | -0.028115 | 27 | 0 | 135 |  | 1.02 | Wind | -1 | 0.031702 | 0 | 135 |  |  | 0 | 0 | -0.031702 | 0 |  |  |  |  | 0 | 0
71059 | L_SWEETW1_3N | W1 | West | YES | -0.028115 | 23.8 | 0 | 119 | 0 | 1.02 | Wind | -1 | 0.031702 | 0 | 119 |  |  | 0 | 0 | -0.031702 | 0 |  |  |  |  | 0 | 0
71060 | L_SWEETW1_4N | W1 | West | YES | -0.028115 | 21 | 0 | 105 | 0 | 1.02 | Wind | -1 | 0.031702 | 0 | 105 |  |  | 0 | 0 | -0.031702 | 0 |  |  |  |  | 0 | 0
71061 | L_SWEETW1_5N | W1 | West | YES | -0.028115 | 16.1 | 0 | 80.5 | 0 | 1.02 | Wind | -1 | 0.031702 | 0 | 80.5 |  |  | 0 | 0 | -0.031702 | 0 |  |  |  |  | 0 | 0
80265 | LARECU40A | 4 | South | YES | -0.000751 | 80 | 0 | 100 |  | 1.039 | GGT | 1 | 0.031854 | 100 | 100 |  |  |  |  | 0.031854 | 3.1854 |  |  |  |  | 0 | 0
80266 | LARECU50A | 5 | South | YES | -0.000751 | 80 | 0 | 100 |  | 1.039 | GGT | 1 | 0.031854 | 100 | 100 |  |  |  |  | 0.031854 | 3.1854 |  |  |  |  | 0 | 0
80012 | LAR | F | South | YES | -0.00075 | 0 | 0 | 0 | 0 | 1.04 | DCTie | 1 | 0.031855 | 0 | 0 |  |  |  |  | 0.031855 | 0 |  |  |  |  | 0 | 0
5892 | PEARSALLGEN3 | 1 | South | YES | -0.000661 | 19.1 | 6 | 23.9 | 0 | 1.0226 | GST | 1 | 0.031944 | 23.9 | 23.9 |  |  |  |  | 0.031944 | 0.76346 |  |  |  |  | 0 | 0
5890 | PEARSALLGEN1 | 1 | South | YES | -0.000661 | 19.2 | 6 | 24 | 0 | 1.0226 | GST | 1 | 0.031944 | 24 | 24 |  |  |  |  | 0.031944 | 0.76666 |  |  |  |  | 0 | 0
5891 | PEARSALLGEN2 | 1 | South | YES | -0.000661 | 19.4 | 6 | 24.3 | 0 | 1.0226 | GST | 1 | 0.031944 | 24.3 | 24.3 |  |  |  |  | 0.031944 | 0.77624 |  |  |  |  | 0 | 0
7000 | L_FERGUS1_1Y | 1 | South | YES | -0.00042 | 400 | 65 | 423.3 | 0 | 1.015 | GSC | 1 | 0.032185 | 423.3 | 423.3 |  |  |  |  | 0.032185 | 13.6239 |  |  |  |  | 0 | 0
7035 | L_WIRTZ_1G1Y | 1 | South | YES | -0.000313 | 0 | 0 | 29 |  | 1 | Hydro | 1 | 0.032292 | 0 | 0 |  |  |  |  | 0.032292 | 0 |  |  |  |  | 0 | 0
7036 | L_WIRTZ_1G2Y | 2 | South | YES | -0.000313 | 0 | 0 | 29.7 |  | 1 | Hydro | 1 | 0.032292 | 0 | 0 |  |  |  |  | 0.032292 | 0 |  |  |  |  | 0 | 0
7022 | L_BUCHAN1_1Y | 1 | South | YES | -0.000289 | 0 | 0 | 18 |  | 1 | Hydro | 1 | 0.032316 | 0 | 0 |  |  |  |  | 0.032316 | 0 |  |  |  |  | 0 | 0
7023 | L_BUCHAN1_2Y | 2 | South | YES | -0.000289 | 0 | 0 | 18 |  | 1 | Hydro | 1 | 0.032316 | 0 | 0 |  |  |  |  | 0.032316 | 0 |  |  |  |  | 0 | 0
7024 | L_BUCHAN1_3Y | 3 | South | YES | -0.000289 | 0 | 0 | 15 |  | 1 | Hydro | 1 | 0.032316 | 0 | 0 |  |  |  |  | 0.032316 | 0 |  |  |  |  | 0 | 0
88299 | ZAPATA | F | South | YES | -0.000172 | 0 | 0 | 0 | 0 | 1.02 | BLT | 1 | 0.032433 | 0 | 0 |  |  |  |  | 0.032433 | 0 |  |  |  |  | 0 | 0
7028 | L_MARBFA1_1Y | 1 | South | YES | -5.7e-05 | 0 | 0 | 18 |  | 1 | Hydro | 1 | 0.032548 | 0 | 0 |  |  |  |  | 0.032548 | 0 |  |  |  |  | 0 | 0
7029 | L_MARBFA1_2Y | 2 | South | YES | -5.7e-05 | 0 | 0 | 18 |  | 1 | Hydro | 1 | 0.032548 | 0 | 0 |  |  |  |  | 0.032548 | 0 |  |  |  |  | 0 | 0
8139 | JOS #1 | MB | South | YES | 0 | 0 | 45 | 255 |  | 1.02 | GST | 1 | 0.032605 | 0 | 0 |  |  |  |  | 0.032605 | 0 |  |  |  |  | 0 | 0
8285 | LAR #1 | MB | South | YES | 0 | 0 | 9 | 32 |  | 1.0497 | GST | 1 | 0.032605 | 0 | 0 |  |  |  |  | 0.032605 | 0 |  |  |  |  | 0 | 0
8287 | LAR #2 | MB | South | YES | 0 | 0 | 9 | 32 |  | 1.04 | GST | 1 | 0.032605 | 0 | 0 |  |  |  |  | 0.032605 | 0 |  |  |  |  | 0 | 0
8288 | LAR #3 | MB | South | YES | 0 | 0 | 25 | 105 |  | 1.04 | GST | 1 | 0.032605 | 0 | 0 |  |  |  |  | 0.032605 | 0 |  |  |  |  | 0 | 0
8388 | BATES0A | MB | South | YES | 0 | 0 | 21 | 71 |  | 1.033 | GST | 1 | 0.032605 | 0 | 0 |  |  |  |  | 0.032605 | 0 |  |  |  |  | 0 | 0
8393 | BATES0B | MB | South | YES | 0 | 0 | 25 | 110 |  | 1.03 | GST | 1 | 0.032605 | 0 | 0 |  |  |  |  | 0.032605 | 0 |  |  |  |  | 0 | 0
8437 | NUECES_B0C | MB | South | YES | 0 | 0 | 7 | 30 |  | 1.03 | GST | 1 | 0.032605 | 0 | 0 |  |  |  |  | 0.032605 | 0 |  |  |  |  | 0 | 0
8438 | NUECES_B0B | MB | South | YES | 0 | 0 | 26 | 169 |  | 1.03 | GST | 1 | 0.032605 | 0 | 0 |  |  |  |  | 0.032605 | 0 |  |  |  |  | 0 | 0
39190 | TNSLCGN1__8 | 1 | Houston | YES | 0 | 0 | 10 | 30 |  | 1.03 | Cogen | 1 | 0.032605 | 0 | 0 |  |  |  |  | 0.032605 | 0 |  |  |  |  | 0 | 0
5934 | SI_RAY5 | 5 | South | YES | 0 | 0 | 10 | 15 |  | 1.035 | GST | 1 | 0.032605 | 15 | 15 |  |  |  |  | 0.032605 | 0.48908 |  |  |  |  | 0 | 0
5728 | FALCONHYDRO2 | 2 | South | YES | 0.000221 | 12 | 0 | 12 | 0 | 1.0234 | Hydro | 1 | 0.032826 | 0 | 0 |  |  |  |  | 0.032826 | 0 |  |  |  |  | 0 | 0
5729 | FALCONHYDRO3 | 3 | South | YES | 0.000221 | 11 | 0 | 11 | 0 | 1.0234 | Hydro | 1 | 0.032826 | 0 | 0 |  |  |  |  | 0.032826 | 0 |  |  |  |  | 0 | 0
8048 | FALCONHYDRO1 | 1 | South | YES | 0.000221 | 12 | 0 | 12 | 0 | 1.0234 | Hydro | 1 | 0.032826 | 0 | 0 |  |  |  |  | 0.032826 | 0 |  |  |  |  | 0 | 0
88508 | FALFURRI | F | South | YES | 0.000284 | 0 | 0 | 0 | 0 | 1 | AVR | 1 | 0.032889 | 0 | 0 |  |  |  |  | 0.032889 | 0 |  |  |  |  | 0 | 0
76091 | L_DIVIDE1_1N | W1 | West | YES | -0.029521 | 22.5 | 0 | 112.5 |  | 1.02 | Wind | -1 | 0.033108 | 0 | 112.5 |  |  | 0 | 0 | -0.033108 | 0 |  |  |  |  | 0 | 0
76095 | L_CAPRSI1_1N | W1 | West | YES | -0.029521 | 29.9 | 0 | 149.5 | 0 | 1.02 | Wind | -1 | 0.033108 | 0 | 149.5 |  |  | 0 | 0 | -0.033108 | 0 |  |  |  |  | 0 | 0
76096 | L_CAPRSI1_2N | W1 | West | YES | -0.029521 | 37.2 | 0 | 186 | 0 | 1.02 | Wind | -1 | 0.033108 | 0 | 186 |  |  | 0 | 0 | -0.033108 | 0 |  |  |  |  | 0 | 0
76097 | L_CAPRGE1_1N | W1 | West | YES | -0.029521 | 42.9 | 0 | 214.5 | 0 | 1.02 | Wind | -1 | 0.033108 | 0 | 214.5 |  |  | 0 | 0 | -0.033108 | 0 |  |  |  |  | 0 | 0
5268 | LEON_LCPCT3 | 3 | South | YES | 0.000555 | 43 | 24 | 43 | 0 | 1.0197 | GGT | 1 | 0.03316 | 43 | 43 |  |  |  |  | 0.03316 | 1.4259 |  |  |  |  | 0 | 0
5266 | LEON_LCPCT1 | 1 | South | YES | 0.000555 | 44 | 24 | 44 | 0 | 1.0197 | GGT | 1 | 0.03316 | 44 | 44 |  |  |  |  | 0.03316 | 1.459 |  |  |  |  | 0 | 0
5267 | LEON_LCPCT2 | 2 | South | YES | 0.000555 | 44 | 24 | 44 | 0 | 1.0197 | GGT | 1 | 0.03316 | 44 | 44 |  |  |  |  | 0.03316 | 1.459 |  |  |  |  | 0 | 0
5269 | LEON_LCPCT4 | 4 | South | YES | 0.000555 | 45 | 24 | 45 | 0 | 1.0197 | GGT | 1 | 0.03316 | 45 | 45 |  |  |  |  | 0.03316 | 1.4922 |  |  |  |  | 0 | 0
5264 | LEON_LCP3G3 | 3 | South | YES | 0.000555 | 0 | 20 | 58 |  | 1.0197 | GST | 1 | 0.03316 | 58 | 58 |  |  |  |  | 0.03316 | 1.9233 |  |  |  |  | 0 | 0
5265 | LEON_LCP4G4 | 4 | South | YES | 0.000555 | 89 | 25 | 89 | 0 | 1.0197 | GST | 1 | 0.03316 | 89 | 89 |  |  |  |  | 0.03316 | 2.9512 |  |  |  |  | 0 | 0
76031 | L_GASCCR1_1N | W1 | West | YES | -0.029589 | 30 | 0 | 150 | 0 | 1.02 | Wind | -1 | 0.033176 | 0 | 150 |  |  | 0 | 0 | -0.033176 | 0 |  |  |  |  | 0 | 0
5028 | BRAUNIG_VHB3 | 3 | South | YES | 0.000619 | 407 | 60 | 407 | 0 | 1.0138 | GST | 1 | 0.033224 | 407 | 407 |  |  |  |  | 0.033224 | 13.5222 |  |  |  |  | 0 | 0
8933 | FGNTS001 | 1 | South | YES | 0.000631 | 146.5 | 0 | 146.5 | 0 | 1.03 | CC | 1 | 0.033236 | 146.5 | 146.5 |  |  |  |  | 0.033236 | 4.8691 |  |  |  |  | 0 | 0
8934 | FGNTS101 | 2 | South | YES | 0.000631 | 147.9 | 0 | 147.9 | 0 | 1.03 | CC | 1 | 0.033236 | 147.9 | 147.9 |  |  |  |  | 0.033236 | 4.9156 |  |  |  |  | 0 | 0
8935 | FGNTS201 | 3 | South | YES | 0.000631 | 173 | 0 | 173 | 0 | 1.03 | CC | 1 | 0.033236 | 173 | 173 |  |  |  |  | 0.033236 | 5.7498 |  |  |  |  | 0 | 0
88198 | BEEVILLE | F | South | YES | 0.000639 | 0 | 0 | 0 | 0 | 1.02 | AVR | 1 | 0.033244 | 0 | 0 |  |  |  |  | 0.033244 | 0 |  |  |  |  | 0 | 0
5026 | BRAUNIG_VHB1 | 1 | South | YES | 0.000639 | 215 | 40 | 215 | 0 | 1.0192 | GST | 1 | 0.033244 | 215 | 215 |  |  |  |  | 0.033244 | 7.1475 |  |  |  |  | 0 | 0
5027 | BRAUNIG_VHB2 | 2 | South | YES | 0.000639 | 216 | 40 | 216 | 0 | 1.0192 | GST | 1 | 0.033244 | 216 | 216 |  |  |  |  | 0.033244 | 7.1807 |  |  |  |  | 0 | 0
5397 | CALAVER_OWS2 | 2 | South | YES | 0.00064 | 400 | 80 | 400 | 0 | 1.0192 | GST | 1 | 0.033245 | 400 | 400 |  |  |  |  | 0.033245 | 13.298 |  |  |  |  | 0 | 0
5396 | CALAVER_OWS1 | 1 | South | YES | 0.00064 | 418 | 80 | 418 | 0 | 1.0192 | GST | 1 | 0.033245 | 418 | 418 |  |  |  |  | 0.033245 | 13.8964 |  |  |  |  | 0 | 0
5111 | CALAVER_JTD1 | 1 | South | YES | 0.000652 | 430 | 80 | 430 | 0 | 1.0138 | LIGCO | 1 | 0.033257 | 0 | 430 |  |  |  |  | 0.033257 | 14.3005 |  |  |  |  | 0 | 0
5112 | CALAVER_JTD2 | 2 | South | YES | 0.000652 | 430 | 80 | 430 | 0 | 1.0138 | LIGCO | 1 | 0.033257 | 0 | 430 |  |  |  |  | 0.033257 | 14.3005 |  |  |  |  | 0 | 0
5903 | SANMIGUELGEN | 1 | South | YES | 0.000683 | 396.3 | 180 | 396.3 | 0 | 1.0336 | LIGCO | 1 | 0.033288 | 0 | 396.3 |  |  |  |  | 0.033288 | 13.192 |  |  |  |  | 0 | 0
7031 | L_MARSFO1G1Y | 1 | South | YES | 0.000693 | 0 | 0 | 36 |  | 1 | Hydro | 1 | 0.033298 | 0 | 0 |  |  |  |  | 0.033298 | 0 |  |  |  |  | 0 | 0
7032 | L_MARSFO1G2Y | 2 | South | YES | 0.000693 | 0 | 0 | 35 |  | 1 | Hydro | 1 | 0.033298 | 0 | 0 |  |  |  |  | 0.033298 | 0 |  |  |  |  | 0 | 0
7033 | L_MARSFO1G3Y | 3 | South | YES | 0.000693 | 0 | 0 | 36 |  | 1 | Hydro | 1 | 0.033298 | 0 | 0 |  |  |  |  | 0.033298 | 0 |  |  |  |  | 0 | 0
5436 | TUTTL_WBT1G1 | 1 | South | YES | 0.000695 | 48.8 | 20 | 61 | 0 | 1.012 | GST | 1 | 0.0333 | 61 | 61 |  |  |  |  | 0.0333 | 2.0313 |  |  |  |  | 0 | 0
5438 | TUTTL_WBT3G3 | 3 | South | YES | 0.000695 | 95 | 25 | 95 | 0 | 1.012 | GST | 1 | 0.0333 | 95 | 95 |  |  |  |  | 0.0333 | 3.1635 |  |  |  |  | 0 | 0
5439 | TUTTL_WBT4G4 | 4 | South | YES | 0.000695 | 151 | 40 | 151 | 0 | 1.012 | GST | 1 | 0.0333 | 151 | 151 |  |  |  |  | 0.0333 | 5.0283 |  |  |  |  | 0 | 0
8982 | HECN2 | 2 | South | YES | 0.0007 | 144.1 | 0 | 144.1 | 0 | 1.0304 | CC | 1 | 0.033305 | 144.1 | 144.1 |  |  |  |  | 0.033305 | 4.7993 |  |  |  |  | 0 | 0
8981 | HECN1 | 1 | South | YES | 0.0007 | 144.8 | 0 | 144.8 | 0 | 1.0304 | CC | 1 | 0.033305 | 144.8 | 144.8 |  |  |  |  | 0.033305 | 4.8226 |  |  |  |  | 0 | 0
8983 | HECN3 | 3 | South | YES | 0.0007 | 171.9 | 0 | 171.9 | 0 | 1.0304 | CC | 1 | 0.033305 | 171.9 | 171.9 |  |  |  |  | 0.033305 | 5.7251 |  |  |  |  | 0 | 0
8936 | MVGN#1 | 1 | South | YES | 0.0007 | 216.6 | 0 | 216.6 | 0 | 1.0304 | CC | 1 | 0.033305 | 216.6 | 216.6 |  |  |  |  | 0.033305 | 7.2139 |  |  |  |  | 0 | 0
8937 | MVGN#2 | 2 | South | YES | 0.0007 | 216.7 | 0 | 216.7 | 0 | 1.0304 | CC | 1 | 0.033305 | 216.7 | 216.7 |  |  |  |  | 0.033305 | 7.2172 |  |  |  |  | 0 | 0
8938 | MVGN#3 | 3 | South | YES | 0.0007 | 250.9 | 0 | 250.9 | 0 | 1.0304 | CC | 1 | 0.033305 | 250.9 | 250.9 |  |  |  |  | 0.033305 | 8.3562 |  |  |  |  | 0 | 0
5476 | BRA_AVR1_CT1 | 1 | South | YES | 0.00071 | 155 | 90 | 155 | 0 | 1.025 | CC | 1 | 0.033315 | 155 | 155 |  |  |  |  | 0.033315 | 5.1638 |  |  |  |  | 0 | 0
5478 | BRA_AVR1_CT2 | 1 | South | YES | 0.00071 | 155 | 90 | 155 | 0 | 1.025 | CC | 1 | 0.033315 | 155 | 155 |  |  |  |  | 0.033315 | 5.1638 |  |  |  |  | 0 | 0
5477 | BRA_AVR1_ST | 1 | South | YES | 0.00071 | 174 | 138 | 174 | 0 | 1.025 | CC | 1 | 0.033315 | 174 | 174 |  |  |  |  | 0.033315 | 5.7968 |  |  |  |  | 0 | 0
80003 | MILHWYS | F | South | YES | 0.000729 | 0 | 0 | 0 | 0 | 1.0168 | AVR | 1 | 0.033334 | 0 | 0 |  |  |  |  | 0.033334 | 0 |  |  |  |  | 0 | 0
5933 | SI_RAY6 | 6 | South | YES | 0.000729 | 15.4 | 10 | 19.3 | 0 | 1.035 | GST | 1 | 0.033334 | 19.3 | 19.3 |  |  |  |  | 0.033334 | 0.64335 |  |  |  |  | 0 | 0
5932 | SI_RAY9 | 9 | South | YES | 0.000729 | 32 | 32 | 38 | 0 | 1.035 | CC | 1 | 0.033334 | 38 | 38 |  |  |  |  | 0.033334 | 1.2667 |  |  |  |  | 0 | 0
5935 | SI_RAY10 | 10 | South | YES | 0.000729 | 47 | 10 | 47 | 0 | 1.03 | CC | 1 | 0.033334 | 47 | 47 |  |  |  |  | 0.033334 | 1.5667 |  |  |  |  | 0 | 0
5401 | CALAVER_JKS1 | 1 | South | YES | 0.00073 | 562 | 100 | 562 | 0 | 1.026 | LIGCO | 1 | 0.033335 | 0 | 562 |  |  |  |  | 0.033335 | 18.7343 |  |  |  |  | 0 | 0
8517 | CELANEBI0A | 1 | South | YES | 0.000745 | 29 | 0 | 29 | 0 | 1.02 | Cogen | 1 | 0.03335 | 0 | 0 |  |  |  |  | 0.03335 | 0 |  |  |  |  | 0 | 0
80080 | GWINDT11A | 4 | South | YES | 0.000748 | 3.8 | 0 | 19 | 0 | 1.025 | Wind | 1 | 0.033353 | 0 | 19 |  |  |  |  | 0.033353 | 0.63371 |  |  |  |  | 0 | 0
80081 | GWINDT21A | 4 | South | YES | 0.000748 | 4.4 | 0 | 22 | 0 | 1.025 | Wind | 1 | 0.033353 | 0 | 22 |  |  |  |  | 0.033353 | 0.73377 |  |  |  |  | 0 | 0
80081 | GWINDT21A | 2 | South | YES | 0.000748 | 7.2 | 0 | 36 | 0 | 1.025 | Wind | 1 | 0.033353 | 0 | 36 |  |  |  |  | 0.033353 | 1.2007 |  |  |  |  | 0 | 0
80080 | GWINDT11A | 3 | South | YES | 0.000748 | 0 | 0 | 38 | 0 | 1.025 | Wind | 1 | 0.033353 | 0 | 38 |  |  |  |  | 0.033353 | 1.2674 |  |  |  |  | 0 | 0
80080 | GWINDT11A | 2 | South | YES | 0.000748 | 0 | 0 | 41 | 0 | 1.025 | Wind | 1 | 0.033353 | 0 | 41 |  |  |  |  | 0.033353 | 1.3675 |  |  |  |  | 0 | 0
80081 | GWINDT21A | 3 | South | YES | 0.000748 | 8.6 | 0 | 43 | 0 | 1.025 | Wind | 1 | 0.033353 | 0 | 43 |  |  |  |  | 0.033353 | 1.4342 |  |  |  |  | 0 | 0
80180 | PNSCALT11A | 2 | South | YES | 0.000748 | 10 | 0 | 50 | 0 | 1.025 | Wind | 1 | 0.033353 | 0 | 50 |  |  |  |  | 0.033353 | 1.6677 |  |  |  |  | 0 | 0
80181 | PNSCALT21A | 2 | South | YES | 0.000748 | 10 | 0 | 50 | 0 | 1.025 | Wind | 1 | 0.033353 | 0 | 50 |  |  |  |  | 0.033353 | 1.6677 |  |  |  |  | 0 | 0
80181 | PNSCALT21A | 1 | South | YES | 0.000748 | 16.5 | 0 | 55 | 0 | 1.025 | Wind | 1 | 0.033353 | 0 | 55 |  |  |  |  | 0.033353 | 1.8344 |  |  |  |  | 0 | 0
80080 | GWINDT11A | 1 | South | YES | 0.000748 | 28.2 | 0 | 94 | 0 | 1.025 | Wind | 1 | 0.033353 | 0 | 94 |  |  |  |  | 0.033353 | 3.1352 |  |  |  |  | 0 | 0
80081 | GWINDT21A | 1 | South | YES | 0.000748 | 28.2 | 0 | 94 | 0 | 1.025 | Wind | 1 | 0.033353 | 0 | 94 |  |  |  |  | 0.033353 | 3.1352 |  |  |  |  | 0 | 0
80180 | PNSCALT11A | 1 | South | YES | 0.000748 | 43.8 | 0 | 148 | 0 | 1.025 | Wind | 1 | 0.033353 | 0 | 148 |  |  |  |  | 0.033353 | 4.9362 |  |  |  |  | 0 | 0
8461 | KOCH_UP0A | 1 | South | YES | 0.000759 | 38 | 0 | 38 | 0 | 1.012 | Cogen | 1 | 0.033364 | 0 | 0 |  |  |  |  | 0.033364 | 0 |  |  |  |  | 0 | 0
8506 | VAL #1 | 1 | South | YES | 0.000764 | 20.9 | 0 | 25 | 0 | 1.0055 | Cogen | 1 | 0.033369 | 0 | 0 |  |  |  |  | 0.033369 | 0 |  |  |  |  | 0 | 0
8507 | VAL #2 | 2 | South | YES | 0.000764 | 20.9 | 0 | 25 | 0 | 1.0055 | Cogen | 1 | 0.033369 | 0 | 0 |  |  |  |  | 0.033369 | 0 |  |  |  |  | 0 | 0
8511 | OXY_CC0A | 1 | South | YES | 0.000764 | 30.3 | 0 | 38 | 0 | 1.027 | Cogen | 1 | 0.033369 | 0 | 0 |  |  |  |  | 0.033369 | 0 |  |  |  |  | 0 | 0
8459 | B_DAVIS0B | MB | South | YES | 0.000771 | 0 | 50 | 339 |  | 1.03 | GSC | 1 | 0.033376 | 0 | 0 |  |  |  |  | 0.033376 | 0 |  |  |  |  | 0 | 0
8460 | B_DAVIS0A | MB | South | YES | 0.000771 | 0 | 50 | 340 |  | 1.03 | GSC | 1 | 0.033376 | 0 | 0 |  |  |  |  | 0.033376 | 0 |  |  |  |  | 0 | 0
80263 | B_DAVIS31A | 3 | South | YES | 0.000771 | 0 | 0 | 180 |  | 1.0366 | CC | 1 | 0.033376 | 180 | 180 |  |  |  |  | 0.033376 | 6.0077 |  |  |  |  | 0 | 0
80264 | B_DAVIS41A | 4 | South | YES | 0.000771 | 0 | 0 | 180 |  | 1.0366 | CC | 1 | 0.033376 | 180 | 180 |  |  |  |  | 0.033376 | 6.0077 |  |  |  |  | 0 | 0
8456 | COSW#1 | 1 | South | YES | 0.000773 | 20 | 0 | 20 | 0 | 1.027 | Cogen | 1 | 0.033378 | 0 | 0 |  |  |  |  | 0.033378 | 0 |  |  |  |  | 0 | 0
8457 | COSW#2 | 2 | South | YES | 0.000773 | 14 | 0 | 14 | 0 | 1.027 | Cogen | 1 | 0.033378 | 0 | 0 |  |  |  |  | 0.033378 | 0 |  |  |  |  | 0 | 0
8442 | NBEC7 | MB | South | YES | 0.000775 | 0 | 81 | 367 |  | 1.0298 | GST | 1 | 0.03338 | 0 | 0 |  |  |  |  | 0.03338 | 0 |  |  |  |  | 0 | 0
8560 | CNOPGT1 | 1 | South | YES | 0.000775 | 148.3 | 0 | 148.3 | 0 | 1.03 | Cogen | 1 | 0.03338 | 0 | 0 |  |  |  |  | 0.03338 | 0 |  |  |  |  | 0 | 0
8561 | CNOPGT2 | 2 | South | YES | 0.000775 | 148.6 | 0 | 148.6 | 0 | 1.03 | Cogen | 1 | 0.03338 | 0 | 0 |  |  |  |  | 0.03338 | 0 |  |  |  |  | 0 | 0
8562 | CNOPST1 | 3 | South | YES | 0.000775 | 153 | 0 | 153 | 0 | 1.03 | Cogen | 1 | 0.03338 | 0 | 0 |  |  |  |  | 0.03338 | 0 |  |  |  |  | 0 | 0
8442 | NBEC7 | 7 | South | YES | 0.000775 | 0 | 81 | 367 |  | 1.0298 | GST | 1 | 0.03338 | 367 | 367 |  |  |  |  | 0.03338 | 12.2505 |  |  |  |  | 0 | 0
8926 | LGE_GT10A | 1 | South | YES | 0.000808 | 158 | 0 | 158 | 0 | 1.03 | Cogen | 1 | 0.033413 | 0 | 0 |  |  |  |  | 0.033413 | 0 |  |  |  |  | 0 | 0
8927 | LGE_GT20A | 2 | South | YES | 0.000808 | 153 | 0 | 153 | 0 | 1.03 | Cogen | 1 | 0.033413 | 0 | 0 |  |  |  |  | 0.033413 | 0 |  |  |  |  | 0 | 0
8928 | LGE_STG0A | 3 | South | YES | 0.000808 | 100 | 0 | 100 | 0 | 1.03 | Cogen | 1 | 0.033413 | 0 | 0 |  |  |  |  | 0.033413 | 0 |  |  |  |  | 0 | 0
8930 | ICPGN10A | 1 | South | YES | 0.000808 | 149 | 0 | 149 | 0 | 1.03 | Cogen | 1 | 0.033413 | 0 | 0 |  |  |  |  | 0.033413 | 0 |  |  |  |  | 0 | 0
8931 | ICPGN20A | 2 | South | YES | 0.000808 | 150 | 0 | 150 | 0 | 1.03 | Cogen | 1 | 0.033413 | 0 | 0 |  |  |  |  | 0.033413 | 0 |  |  |  |  | 0 | 0
8932 | ICPGN30A | 3 | South | YES | 0.000808 | 127 | 0 | 127 | 0 | 1.03 | Cogen | 1 | 0.033413 | 0 | 0 |  |  |  |  | 0.033413 | 0 |  |  |  |  | 0 | 0
80223 | REYSHR G | 1 | South | YES | 0.000808 | 12 | 0 | 12 | 0 | 1.032 | Cogen | 1 | 0.033413 | 0 | 0 |  |  |  |  | 0.033413 | 0 |  |  |  |  | 0 | 0
7487 | L_CANYHY8_1Y | 1 | South | YES | 0.000816 | 0 | 0 | 6 |  | 1 | Hydro | 1 | 0.033421 | 0 | 0 |  |  |  |  | 0.033421 | 0 |  |  |  |  | 0 | 0
7609 | L_SCHUMA8_1Y | 1 | South | YES | 0.000818 | 0 | 0 | 4 |  | 1 | Hydro | 1 | 0.033423 | 0 | 0 |  |  |  |  | 0.033423 | 0 |  |  |  |  | 0 | 0
8161 | COLETO0A | 1 | South | YES | 0.000819 | 633 | 200 | 633 | 0 | 1.03 | LIGCO | 1 | 0.033424 | 0 | 633 |  |  |  |  | 0.033424 | 21.1574 |  |  |  |  | 0 | 0
7801 | L_GUADGE1_2Y | 2 | South | YES | 0.00085 | 138 | 30 | 138 | 0 | 1.02 | CC | 1 | 0.033455 | 138 | 138 |  |  |  |  | 0.033455 | 4.6168 |  |  |  |  | 0 | 0
7802 | L_GUADGE1_3Y | 3 | South | YES | 0.00085 | 146 | 30 | 146 | 0 | 1.02 | CC | 1 | 0.033455 | 146 | 146 |  |  |  |  | 0.033455 | 4.8844 |  |  |  |  | 0 | 0
7800 | L_GUADGE1_1Y | 1 | South | YES | 0.00085 | 147 | 30 | 147 | 0 | 1.02 | CC | 1 | 0.033455 | 147 | 147 |  |  |  |  | 0.033455 | 4.9179 |  |  |  |  | 0 | 0
7803 | L_GUADGE1_4Y | 4 | South | YES | 0.00085 | 149 | 30 | 149 | 0 | 1.02 | CC | 1 | 0.033455 | 149 | 149 |  |  |  |  | 0.033455 | 4.9848 |  |  |  |  | 0 | 0
7804 | L_GUADGE1_5Y | 5 | South | YES | 0.00085 | 182 | 30 | 182 | 0 | 1.02 | CC | 1 | 0.033455 | 182 | 182 |  |  |  |  | 0.033455 | 6.0888 |  |  |  |  | 0 | 0
7805 | L_GUADGE1_6Y | 6 | South | YES | 0.00085 | 203 | 30 | 203 | 0 | 1.02 | CC | 1 | 0.033455 | 203 | 203 |  |  |  |  | 0.033455 | 6.7914 |  |  |  |  | 0 | 0
7605 | L_MCQUEE9_1Y | 1 | South | YES | 0.000868 | 0 | 0 | 2.4 |  | 1.025 | Hydro | 1 | 0.033473 | 0 | 0 |  |  |  |  | 0.033473 | 0 |  |  |  |  | 0 | 0
7605 | L_MCQUEE9_1Y | 2 | South | YES | 0.000868 | 0 | 0 | 2.4 |  | 1.025 | Hydro | 1 | 0.033473 | 0 | 0 |  |  |  |  | 0.033473 | 0 |  |  |  |  | 0 | 0
7605 | L_MCQUEE9_1Y | 3 | South | YES | 0.000868 | 0 | 0 | 2.8 |  | 1.025 | Hydro | 1 | 0.033473 | 0 | 0 |  |  |  |  | 0.033473 | 0 |  |  |  |  | 0 | 0
7810 | L_RIONOG1G1Y | 1 | South | YES | 0.000887 | 148 | 0 | 148 | 0 | 1.02 | CC | 1 | 0.033492 | 148 | 148 |  |  |  |  | 0.033492 | 4.9568 |  |  |  |  | 0 | 0
7811 | L_RIONOG1G2Y | 2 | South | YES | 0.000887 | 148 | 0 | 148 | 0 | 1.02 | CC | 1 | 0.033492 | 148 | 148 |  |  |  |  | 0.033492 | 4.9568 |  |  |  |  | 0 | 0
7812 | L_RIONOG1G3Y | 3 | South | YES | 0.000887 | 154 | 0 | 154 | 0 | 1.02 | CC | 1 | 0.033492 | 154 | 154 |  |  |  |  | 0.033492 | 5.1578 |  |  |  |  | 0 | 0
7813 | L_RIONOG1S1Y | 4 | South | YES | 0.000887 | 293 | 0 | 293 | 0 | 1.02 | CC | 1 | 0.033492 | 293 | 293 |  |  |  |  | 0.033492 | 9.8132 |  |  |  |  | 0 | 0
5505 | RAYBURNGEN1 | 1 | South | YES | 0.000896 | 0 | 1 | 11 |  | 1.0223 | GGT | 1 | 0.033501 | 11 | 11 |  |  |  |  | 0.033501 | 0.36851 |  |  |  |  | 0 | 0
5506 | RAYBURNGEN2 | 1 | South | YES | 0.000896 | 0 | 1 | 11 |  | 1.0223 | GGT | 1 | 0.033501 | 11 | 11 |  |  |  |  | 0.033501 | 0.36851 |  |  |  |  | 0 | 0
5503 | RAYBURNGEN3 | 1 | South | YES | 0.000896 | 17.6 | 6 | 22 | 0 | 1.0224 | GST | 1 | 0.033501 | 22 | 22 |  |  |  |  | 0.033501 | 0.73702 |  |  |  |  | 0 | 0
8189 | CUECPL2A | 1 | South | YES | 0.000909 | 12 | 0 | 12 | 0 | 1.02 | Cogen | 1 | 0.033514 | 0 | 0 |  |  |  |  | 0.033514 | 0 |  |  |  |  | 0 | 0
7624 | L_LAKEWO9_1Y | 1 | South | YES | 0.000911 | 0 | 0 | 2.4 |  | 1 | Hydro | 1 | 0.033516 | 0 | 0 |  |  |  |  | 0.033516 | 0 |  |  |  |  | 0 | 0
7624 | L_LAKEWO9_1Y | 2 | South | YES | 0.000911 | 0 | 0 | 2.4 |  | 1 | Hydro | 1 | 0.033516 | 0 | 0 |  |  |  |  | 0.033516 | 0 |  |  |  |  | 0 | 0
7014 | L_HAYSEN1_1Y | 1 | South | YES | 0.000924 | 223.9 | 74 | 223.9 | 0 | 1.008 | CC | 1 | 0.033529 | 223.9 | 223.9 |  |  |  |  | 0.033529 | 7.5071 |  |  |  |  | 0 | 0
7016 | L_HAYSEN1_3Y | 3 | South | YES | 0.000924 | 224.6 | 74 | 224.6 | 0 | 1.008 | CC | 1 | 0.033529 | 224.6 | 224.6 |  |  |  |  | 0.033529 | 7.5306 |  |  |  |  | 0 | 0
7015 | L_HAYSEN1_2Y | 2 | South | YES | 0.000924 | 225 | 74 | 225 | 0 | 1.008 | CC | 1 | 0.033529 | 225 | 225 |  |  |  |  | 0.033529 | 7.544 |  |  |  |  | 0 | 0
7017 | L_HAYSEN1_4Y | 4 | South | YES | 0.000924 | 226.7 | 74 | 226.7 | 0 | 1.008 | CC | 1 | 0.033529 | 226.7 | 226.7 |  |  |  |  | 0.033529 | 7.601 |  |  |  |  | 0 | 0
5509 | RAYBURNCC10 | 1 | South | YES | 0.000925 | 37.3 | 5.2 | 37.3 | 0 | 1.0296 | CC | 1 | 0.03353 | 37.3 | 37.3 |  |  |  |  | 0.03353 | 1.2507 |  |  |  |  | 0 | 0
5511 | RAYBURNCC7 | 1 | South | YES | 0.000925 | 47.5 | 18.2 | 47.5 | 0 | 1.0296 | CC | 1 | 0.03353 | 47.5 | 47.5 |  |  |  |  | 0.03353 | 1.5927 |  |  |  |  | 0 | 0
5508 | RAYBURNCC9 | 1 | South | YES | 0.000925 | 47.7 | 18.2 | 47.7 | 0 | 1.0296 | CC | 1 | 0.03353 | 47.7 | 47.7 |  |  |  |  | 0.03353 | 1.5994 |  |  |  |  | 0 | 0
5512 | RAYBURNCC8 | 1 | South | YES | 0.000925 | 49.3 | 18.2 | 49.3 | 0 | 1.0296 | CC | 1 | 0.03353 | 49.3 | 49.3 |  |  |  |  | 0.03353 | 1.653 |  |  |  |  | 0 | 0
8173 | VICEC51A | 5 | South | YES | 0.000933 | 144 | 18 | 144 | 0 | 1.025 | CC | 1 | 0.033538 | 144 | 144 |  |  |  |  | 0.033538 | 4.8295 |  |  |  |  | 0 | 0
8174 | VICEC61A | 6 | South | YES | 0.000933 | 188 | 42 | 188 | 0 | 1.025 | CC | 1 | 0.033538 | 188 | 188 |  |  |  |  | 0.033538 | 6.3051 |  |  |  |  | 0 | 0
8066 | DUP1V#1 | 1 | South | YES | 0.000945 | 52.3 | 0 | 73 | 0 | 1.01 | Cogen | 1 | 0.03355 | 0 | 0 |  |  |  |  | 0.03355 | 0 |  |  |  |  | 0 | 0
80224 | VISTRONG1 | 1 | South | YES | 0.00096 | 13.1 | 0 | 15 | 0 | 1.01 | Cogen | 1 | 0.033565 | 0 | 0 |  |  |  |  | 0.033565 | 0 |  |  |  |  | 0 | 0
80225 | VISTRONG2 | 2 | South | YES | 0.00096 | 20.2 | 0 | 23 | 0 | 1.01 | Cogen | 1 | 0.033565 | 0 | 0 |  |  |  |  | 0.033565 | 0 |  |  |  |  | 0 | 0
80227 | AIRCO G | 1 | South | YES | 0.000962 | 7.2 | 0 | 8 | 0 | 1.0104 | Cogen | 1 | 0.033567 | 0 | 0 |  |  |  |  | 0.033567 | 0 |  |  |  |  | 0 | 0
8147 | UCAR #2 | 10 | South | YES | 0.000974 | 18.2 | 0 | 28 |  | 1 | Cogen | 1 | 0.033579 | 0 | 0 |  |  |  |  | 0.033579 | 0 |  |  |  |  | 0 | 0
8148 | UCAR #1 | 2 | South | YES | 0.000974 | 6.1 | 0 | 7 | 0 | 1.009 | Cogen | 1 | 0.033579 | 0 | 0 |  |  |  |  | 0.033579 | 0 |  |  |  |  | 0 | 0
80137 | CSDR89 | 9 | South | YES | 0.000974 | 15 | 0 | 15 | 0 | 1.003 | DCTie | 1 | 0.033579 | 0 | 0 |  |  |  |  | 0.033579 | 0 |  |  |  |  | 0 | 0
80137 | CSDR89 | 8 | South | YES | 0.000974 | 33.9 | 0 | 39 | 0 | 1.003 | DCTie | 1 | 0.033579 | 0 | 0 |  |  |  |  | 0.033579 | 0 |  |  |  |  | 0 | 0
80138 | CSDR7 | 7 | South | YES | 0.000974 | 6.1 | 0 | 7 | 0 | 1.014 | DCTie | 1 | 0.033579 | 0 | 0 |  |  |  |  | 0.033579 | 0 |  |  |  |  | 0 | 0
80139 | CSDR56 | 6 | South | YES | 0.000974 | 0 | 0 | 39 |  | 1.0033 | DCTie | 1 | 0.033579 | 0 | 0 |  |  |  |  | 0.033579 | 0 |  |  |  |  | 0 | 0
80139 | CSDR56 | 5 | South | YES | 0.000974 | 15 | 0 | 15 |  | 1.0033 | DCTie | 1 | 0.033579 | 0 | 0 |  |  |  |  | 0.033579 | 0 |  |  |  |  | 0 | 0
80140 | CSDR11 | 11 | South | YES | 0.000974 | 33.9 | 0 | 39 | 0 | 1.03 | DCTie | 1 | 0.033579 | 0 | 0 |  |  |  |  | 0.033579 | 0 |  |  |  |  | 0 | 0
80226 | ALCOA G | 1 | South | YES | 0.001026 | 32.3 | 5 | 48 | 0 | 1.015 | Cogen | 1 | 0.033631 | 0 | 0 |  |  |  |  | 0.033631 | 0 |  |  |  |  | 0 | 0
8134 | FOR #1 | 1 | South | YES | 0.001039 | 54.1 | 45 | 79 | 0 | 1 | Cogen | 1 | 0.033644 | 0 | 0 |  |  |  |  | 0.033644 | 0 |  |  |  |  | 0 | 0
8138 | FOR #2 | 2 | South | YES | 0.001039 | 63.1 | 45 | 81 | 0 | 1 | Cogen | 1 | 0.033644 | 0 | 0 |  |  |  |  | 0.033644 | 0 |  |  |  |  | 0 | 0
8153 | FOR #3 | 3 | South | YES | 0.001039 | 63.1 | 45 | 79.9 | 0 | 1 | Cogen | 1 | 0.033644 | 0 | 0 |  |  |  |  | 0.033644 | 0 |  |  |  |  | 0 | 0
8154 | FOR #4 | 4 | South | YES | 0.001039 | 63.1 | 60 | 80 | 0 | 1 | Cogen | 1 | 0.033644 | 0 | 0 |  |  |  |  | 0.033644 | 0 |  |  |  |  | 0 | 0
8155 | FOR #5 | 5 | South | YES | 0.001039 | 63.1 | 60 | 78.4 | 0 | 1 | Cogen | 1 | 0.033644 | 0 | 0 |  |  |  |  | 0.033644 | 0 |  |  |  |  | 0 | 0
8156 | FOR #6 | 6 | South | YES | 0.001039 | 24.9 | 5 | 25 | 0 | 1 | Cogen | 1 | 0.033644 | 0 | 0 |  |  |  |  | 0.033644 | 0 |  |  |  |  | 0 | 0
8157 | FOR #7 | 7 | South | YES | 0.001039 | 28.8 | 5 | 46 | 0 | 1 | Cogen | 1 | 0.033644 | 0 | 0 |  |  |  |  | 0.033644 | 0 |  |  |  |  | 0 | 0
80051 | FOR #8 | 8 | South | YES | 0.001039 | 28 | 28 | 28 |  | 1 | Cogen | 1 | 0.033644 | 0 | 0 |  |  |  |  | 0.033644 | 0 |  |  |  |  | 0 | 0
80052 | FOR #9 | 9 | South | YES | 0.001039 | 29.7 | 5 | 43.6 | 0 | 1 | Cogen | 1 | 0.033644 | 0 | 0 |  |  |  |  | 0.033644 | 0 |  |  |  |  | 0 | 0
80053 | FOR #10 | 10 | South | YES | 0.001039 | 68.4 | 45 | 75 | 0 | 1 | Cogen | 1 | 0.033644 | 0 | 0 |  |  |  |  | 0.033644 | 0 |  |  |  |  | 0 | 0
7020 | L_AUSTPL1_1Y | 1 | South | YES | 0.00104 | 0 | 0 | 8 |  | 1 | Hydro | 1 | 0.033645 | 0 | 0 |  |  |  |  | 0.033645 | 0 |  |  |  |  | 0 | 0
7020 | L_AUSTPL1_1Y | 2 | South | YES | 0.00104 | 0 | 0 | 8 |  | 1 | Hydro | 1 | 0.033645 | 0 | 0 |  |  |  |  | 0.033645 | 0 |  |  |  |  | 0 | 0
9017 | SANDH_G2 | 2 | South | YES | 0.001075 | 45 | 2 | 46 | 0 | 1.0175 | GGT | 1 | 0.03368 | 46 | 46 |  |  |  |  | 0.03368 | 1.5493 |  |  |  |  | 0 | 0
9018 | SANDH_G3 | 3 | South | YES | 0.001075 | 45 | 2 | 46 | 0 | 1.0175 | GGT | 1 | 0.03368 | 46 | 46 |  |  |  |  | 0.03368 | 1.5493 |  |  |  |  | 0 | 0
9019 | SANDH_G4 | 4 | South | YES | 0.001075 | 0 | 2 | 47 |  | 1.0175 | GGT | 1 | 0.03368 | 47 | 47 |  |  |  |  | 0.03368 | 1.583 |  |  |  |  | 0 | 0
9016 | SANDH_G1 | 1 | South | YES | 0.001075 | 45 | 2 | 49 | 0 | 1.0175 | GGT | 1 | 0.03368 | 49 | 49 |  |  |  |  | 0.03368 | 1.6503 |  |  |  |  | 0 | 0
9021 | SANDHG5C | 5C | South | YES | 0.001075 | 140 | 0 | 148 | 0 | 1.0175 | CC | 1 | 0.03368 | 148 | 148 |  |  |  |  | 0.03368 | 4.9846 |  |  |  |  | 0 | 0
9020 | SANDHG5A | 5A | South | YES | 0.001075 | 150 | 84 | 155 | 0 | 1.0175 | CC | 1 | 0.03368 | 155 | 155 |  |  |  |  | 0.03368 | 5.2204 |  |  |  |  | 0 | 0
9000 | DECKR_G1 | 1 | South | YES | 0.001078 | 280 | 50 | 321 | 0 | 1.015 | GST | 1 | 0.033683 | 321 | 321 |  |  |  |  | 0.033683 | 10.8122 |  |  |  |  | 0 | 0
9001 | DECKR_G2 | 2 | South | YES | 0.001078 | 400 | 50 | 426 | 0 | 1.015 | GST | 1 | 0.033683 | 426 | 426 |  |  |  |  | 0.033683 | 14.349 |  |  |  |  | 0 | 0
9002 | DECKR_G3 | 3 | South | YES | 0.001107 | 0 | 24 | 42 |  | 1.015 | GGT | 1 | 0.033712 | 42 | 42 |  |  |  |  | 0.033712 | 1.4159 |  |  |  |  | 0 | 0
9003 | DECKR_G4 | 4 | South | YES | 0.001107 | 44 | 24 | 44 | 0 | 1.015 | GGT | 1 | 0.033712 | 44 | 44 |  |  |  |  | 0.033712 | 1.4833 |  |  |  |  | 0 | 0
9004 | DECKR_G5 | 5 | South | YES | 0.001107 | 44 | 24 | 44 | 0 | 1.015 | GGT | 1 | 0.033712 | 44 | 44 |  |  |  |  | 0.033712 | 1.4833 |  |  |  |  | 0 | 0
9005 | DECKR_G6 | 6 | South | YES | 0.001107 | 44 | 24 | 47 | 0 | 1.015 | GGT | 1 | 0.033712 | 47 | 47 |  |  |  |  | 0.033712 | 1.5845 |  |  |  |  | 0 | 0
60018 | DSKY1 | 1 | West | YES | -0.030161 | 21 | 0 | 84 | 0 | 1.023 | Wind | -1 | 0.033748 | 0 | 84 |  |  | 0 | 0 | -0.033748 | 0 |  |  |  |  | 0 | 0
60000 | DSKY2 | 1 | West | YES | -0.030169 | 19.1 | 0 | 76.5 |  | 1.039 | Wind | -1 | 0.033756 | 0 | 76.5 |  |  | 0 | 0 | -0.033756 | 0 |  |  |  |  | 0 | 0
7004 | L_SIMGID1_1Y | 1 | South | YES | 0.001162 | 132 | 40 | 132 | 0 | 1.02 | GST | 1 | 0.033767 | 132 | 132 |  |  |  |  | 0.033767 | 4.4572 |  |  |  |  | 0 | 0
7005 | L_SIMGID1_2Y | 2 | South | YES | 0.001162 | 133 | 32 | 139 | 0 | 1.02 | GST | 1 | 0.033767 | 139 | 139 |  |  |  |  | 0.033767 | 4.6936 |  |  |  |  | 0 | 0
7006 | L_SIMGID1_3Y | 3 | South | YES | 0.001162 | 324.9 | 60 | 329 | 0 | 1.02 | GST | 1 | 0.033767 | 329 | 329 |  |  |  |  | 0.033767 | 11.1093 |  |  |  |  | 0 | 0
1058 | LONGSHORE_5 | 1 | West | YES | -0.030232 | 30 | 0 | 150 |  | 1.01 | Wind | -1 | 0.033819 | 0 | 150 |  |  | 0 | 0 | -0.033819 | 0 |  |  |  |  | 0 | 0
1058 | LONGSHORE_5 | 2 | West | YES | -0.030232 | 44 | 0 | 220 |  | 1.01 | Wind | -1 | 0.033819 | 0 | 220 |  |  | 0 | 0 | -0.033819 | 0 |  |  |  |  | 0 | 0
11065 | ELBOWCK_1G | 1 | West | YES | -0.030232 | 23.4 | 0 | 121.9 | 0 | 1 | Wind | -1 | 0.033819 | 0 | 121.9 |  |  | 0 | 0 | -0.033819 | 0 |  |  |  |  | 0 | 0
7808 | L_BASTEN1_2Y | 1 | South | YES | 0.001224 | 149.5 | 83.5 | 149.5 | 0 | 1.004 | CC | 1 | 0.033829 | 149.5 | 149.5 |  |  |  |  | 0.033829 | 5.0574 |  |  |  |  | 0 | 0
7807 | L_BASTEN1_1Y | 1 | South | YES | 0.001224 | 152.5 | 83.5 | 152.5 | 0 | 1.004 | CC | 1 | 0.033829 | 152.5 | 152.5 |  |  |  |  | 0.033829 | 5.1589 |  |  |  |  | 0 | 0
7809 | L_BASTEN1_3Y | 1 | South | YES | 0.001224 | 232.6 | 42 | 232.6 | 0 | 1.004 | CC | 1 | 0.033829 | 232.6 | 232.6 |  |  |  |  | 0.033829 | 7.8686 |  |  |  |  | 0 | 0
7303 | L_WPPGS12_1Y | 1 | South | YES | 0.001225 | 50 | 0 | 50 | 0 | 1.025 | GGT | 1 | 0.03383 | 50 | 50 |  |  |  |  | 0.03383 | 1.6915 |  |  |  |  | 0 | 0
7303 | L_WPPGS12_1Y | 2 | South | YES | 0.001225 | 50 | 0 | 50 | 0 | 1.025 | GGT | 1 | 0.03383 | 50 | 50 |  |  |  |  | 0.03383 | 1.6915 |  |  |  |  | 0 | 0
7305 | L_WPPGS34_1Y | 3 | South | YES | 0.001225 | 50 | 0 | 50 | 0 | 1.025 | GGT | 1 | 0.03383 | 50 | 50 |  |  |  |  | 0.03383 | 1.6915 |  |  |  |  | 0 | 0
7305 | L_WPPGS34_1Y | 4 | South | YES | 0.001225 | 50 | 0 | 50 | 0 | 1.025 | GGT | 1 | 0.03383 | 50 | 50 |  |  |  |  | 0.03383 | 1.6915 |  |  |  |  | 0 | 0
7012 | L_FPPYD21_3Y | 3 | South | YES | 0.001284 | 427.5 | 200 | 436 | 0 | 1.02 | LIGCO | 1 | 0.033889 | 0 | 436 |  |  |  |  | 0.033889 | 14.7756 |  |  |  |  | 0 | 0
7011 | L_FPPYD11_2Y | 2 | South | YES | 0.001285 | 552.2 | 200 | 598 | 0 | 1.02 | LIGCO | 1 | 0.03389 | 0 | 598 |  |  |  |  | 0.03389 | 20.2662 |  |  |  |  | 0 | 0
7010 | L_FPPYD11_1Y | 1 | South | YES | 0.001285 | 547.4 | 200 | 606 | 0 | 1.02 | LIGCO | 1 | 0.03389 | 0 | 606 |  |  |  |  | 0.03389 | 20.5373 |  |  |  |  | 0 | 0
7007 | L_LOSTPI1_1Y | 1 | South | YES | 0.001293 | 158.6 | 110 | 158 | 0 | 1 | CC | 1 | 0.033898 | 158 | 158 |  |  |  |  | 0.033898 | 5.3559 |  |  |  |  | 0 | 0
7008 | L_LOSTPI1_2Y | 2 | South | YES | 0.001293 | 157.7 | 107 | 160 | 0 | 1 | CC | 1 | 0.033898 | 160 | 160 |  |  |  |  | 0.033898 | 5.4237 |  |  |  |  | 0 | 0
7009 | L_LOSTPI1_3Y | 3 | South | YES | 0.001293 | 173.9 | 72 | 175 | 0 | 1 | CC | 1 | 0.033898 | 175 | 175 |  |  |  |  | 0.033898 | 5.9322 |  |  |  |  | 0 | 0
60017 | ORNNWP1 | 1 | West | YES | -0.03033 | 20 | 0 | 80 |  | 1.027 | Wind | -1 | 0.033917 | 0 | 80 |  |  | 0 | 0 | -0.033917 | 0 |  |  |  |  | 0 | 0
5911 | STP_GN1___1 | 1 | Houston | YES | 0.001497 | 1333 | 1249 | 1333 | 0 | 1.0406 | Nuc | 1 | 0.034102 | 0 | 0 |  |  |  |  | 0.034102 | 0 |  |  |  |  | 0 | 0
5912 | STP_GN2___2 | 2 | Houston | YES | 0.001497 | 1332 | 1249 | 1332 | 0 | 1.0406 | Nuc | 1 | 0.034102 | 0 | 0 |  |  |  |  | 0.034102 | 0 |  |  |  |  | 0 | 0
48731 | CBE_GT1 | 1 | Houston | YES | 0.001516 | 76 | 0 | 76 | 0 | 1.029 | CC | 1 | 0.034121 | 76 | 76 |  |  |  |  | 0.034121 | 2.5932 |  |  |  |  | 0 | 0
48732 | CBE_GT2 | 1 | Houston | YES | 0.001516 | 76 | 0 | 76 | 0 | 1.029 | CC | 1 | 0.034121 | 76 | 76 |  |  |  |  | 0.034121 | 2.5932 |  |  |  |  | 0 | 0
48734 | CBE_GT3 | 1 | Houston | YES | 0.001516 | 76 | 0 | 76 | 0 | 1.029 | CC | 1 | 0.034121 | 76 | 76 |  |  |  |  | 0.034121 | 2.5932 |  |  |  |  | 0 | 0
48735 | CBE_GT4 | 1 | Houston | YES | 0.001516 | 76 | 0 | 76 | 0 | 1.029 | CC | 1 | 0.034121 | 76 | 76 |  |  |  |  | 0.034121 | 2.5932 |  |  |  |  | 0 | 0
48733 | CBE_ST12 | 1 | Houston | YES | 0.001516 | 105 | 0 | 105 | 0 | 1.029 | CC | 1 | 0.034121 | 105 | 105 |  |  |  |  | 0.034121 | 3.5827 |  |  |  |  | 0 | 0
48736 | CBE_ST34 | 1 | Houston | YES | 0.001516 | 105 | 0 | 105 | 0 | 1.029 | CC | 1 | 0.034121 | 105 | 105 |  |  |  |  | 0.034121 | 3.5827 |  |  |  |  | 0 | 0
48911 | TGF_GT1_8000 | 1 | Houston | YES | 0.001532 | 69.2 | 0 | 69.2 |  | 1.029 | Cogen | 1 | 0.034137 | 0 | 0 |  |  |  |  | 0.034137 | 0 |  |  |  |  | 0 | 0
1045 | CALENG1G_1G | 1 | West | YES | -0.030577 | 73.4 | 27 | 73.4 | 0 | 1.014 | Cogen | -1 | 0.034164 | 0 | 0 |  |  | 0 | 0 | -0.034164 | 0 |  |  |  |  | 0 | 0
1046 | CALENG2G_2G | 2 | West | YES | -0.030577 | 73.4 | 27 | 73.4 | 0 | 1.014 | Cogen | -1 | 0.034164 | 0 | 0 |  |  | 0 | 0 | -0.034164 | 0 |  |  |  |  | 0 | 0
1047 | CALENG3G_3G | 3 | West | YES | -0.030577 | 70.4 | 27 | 70.4 | 0 | 1.014 | Cogen | -1 | 0.034164 | 0 | 0 |  |  | 0 | 0 | -0.034164 | 0 |  |  |  |  | 0 | 0
3432 | SANDOW_4G | 4 | South | YES | 0.001569 | 580 | 225 | 580 |  | 1.029 | LIGCO | 1 | 0.034174 | 0 | 580 |  |  |  |  | 0.034174 | 19.8209 |  |  |  |  | 0 | 0
49851 | DOW17000 | 37 | Houston | YES | 0.001643 | 39 | 0 | 62 | 0 | 1 | Cogen | 1 | 0.034248 | 0 | 0 |  |  |  |  | 0.034248 | 0 |  |  |  |  | 0 | 0
49858 | DOW38100 | 31 | Houston | YES | 0.001643 | 45 | 0 | 71.4 |  | 1 | Cogen | 1 | 0.034248 | 0 | 0 |  |  |  |  | 0.034248 | 0 |  |  |  |  | 0 | 0
49859 | DOW38200 | 33 | Houston | YES | 0.001643 | 28 | 0 | 45 | 0 | 1 | Cogen | 1 | 0.034248 | 0 | 0 |  |  |  |  | 0.034248 | 0 |  |  |  |  | 0 | 0
49860 | DOW38300 | 32 | Houston | YES | 0.001643 | 63 | 0 | 101 |  | 1 | Cogen | 1 | 0.034248 | 0 | 0 |  |  |  |  | 0.034248 | 0 |  |  |  |  | 0 | 0
49862 | DOW39100 | 36 | Houston | YES | 0.001643 | 54 | 0 | 86 | 0 | 1 | Cogen | 1 | 0.034248 | 0 | 0 |  |  |  |  | 0.034248 | 0 |  |  |  |  | 0 | 0
49863 | DOW39200 | 35 | Houston | YES | 0.001643 | 55 | 0 | 88 | 0 | 1 | Cogen | 1 | 0.034248 | 0 | 0 |  |  |  |  | 0.034248 | 0 |  |  |  |  | 0 | 0
49865 | DOW41000 | 41 | Houston | YES | 0.001643 | 31 | 0 | 50 |  | 1 | Cogen | 1 | 0.034248 | 0 | 0 |  |  |  |  | 0.034248 | 0 |  |  |  |  | 0 | 0
49866 | DOW42000 | 42 | Houston | YES | 0.001643 | 11 | 0 | 18 |  | 1 | Cogen | 1 | 0.034248 | 0 | 0 |  |  |  |  | 0.034248 | 0 |  |  |  |  | 0 | 0
49869 | DOW49000 | 45 | Houston | YES | 0.001643 | 59 | 0 | 94 |  | 1 | Cogen | 1 | 0.034248 | 0 | 0 |  |  |  |  | 0.034248 | 0 |  |  |  |  | 0 | 0
49870 | DOW61000 | 61 | Houston | YES | 0.001643 | 44 | 0 | 70 | 0 | 1 | Cogen | 1 | 0.034248 | 0 | 0 |  |  |  |  | 0.034248 | 0 |  |  |  |  | 0 | 0
49871 | DOW62000 | 62 | Houston | YES | 0.001643 | 40 | 0 | 63 | 0 | 1 | Cogen | 1 | 0.034248 | 0 | 0 |  |  |  |  | 0.034248 | 0 |  |  |  |  | 0 | 0
49872 | DOW63000 | 63 | Houston | YES | 0.001643 | 45 | 0 | 72 | 0 | 1 | Cogen | 1 | 0.034248 | 0 | 0 |  |  |  |  | 0.034248 | 0 |  |  |  |  | 0 | 0
49873 | DOW64000 | 64 | Houston | YES | 0.001643 | 41 | 0 | 64.8 | 0 | 1 | Cogen | 1 | 0.034248 | 0 | 0 |  |  |  |  | 0.034248 | 0 |  |  |  |  | 0 | 0
49876 | DOW65000 | 65 | Houston | YES | 0.001643 | 63 | 0 | 101 | 0 | 1 | Cogen | 1 | 0.034248 | 0 | 0 |  |  |  |  | 0.034248 | 0 |  |  |  |  | 0 | 0
49877 | DOW66000 | 66 | Houston | YES | 0.001643 | 61 | 0 | 97 | 0 | 1 | Cogen | 1 | 0.034248 | 0 | 0 |  |  |  |  | 0.034248 | 0 |  |  |  |  | 0 | 0
49878 | DOW67000 | 67 | Houston | YES | 0.001643 | 65 | 0 | 103 | 0 | 1 | Cogen | 1 | 0.034248 | 0 | 0 |  |  |  |  | 0.034248 | 0 |  |  |  |  | 0 | 0
49882 | DOW81000 | 81 | Houston | YES | 0.001643 | 47 | 0 | 76 | 0 | 1 | Cogen | 1 | 0.034248 | 0 | 0 |  |  |  |  | 0.034248 | 0 |  |  |  |  | 0 | 0
49884 | DOW82000 | 82 | Houston | YES | 0.001643 | 51 | 0 | 80 | 0 | 1 | Cogen | 1 | 0.034248 | 0 | 0 |  |  |  |  | 0.034248 | 0 |  |  |  |  | 0 | 0
49885 | DOW83000 | 83 | Houston | YES | 0.001643 | 51 | 0 | 80 | 0 | 1 | Cogen | 1 | 0.034248 | 0 | 0 |  |  |  |  | 0.034248 | 0 |  |  |  |  | 0 | 0
49886 | DOW84000 | 84 | Houston | YES | 0.001643 | 107 | 0 | 171 | 0 | 0.98 | Cogen | 1 | 0.034248 | 0 | 0 |  |  |  |  | 0.034248 | 0 |  |  |  |  | 0 | 0
48520 | BSF_GT1_8070 | 1 | Houston | YES | 0.00167 | 72 | 0 | 72 | 0 | 1.0326 | Cogen | 1 | 0.034275 | 0 | 0 |  |  |  |  | 0.034275 | 0 |  |  |  |  | 0 | 0
48520 | BSF_GT1_8070 | 2 | Houston | YES | 0.00167 | 10 | 0 | 10 | 0 | 1.0326 | Cogen | 1 | 0.034275 | 0 | 0 |  |  |  |  | 0.034275 | 0 |  |  |  |  | 0 | 0
39760 | TNSCLP1___8 | 1 | Houston | YES | 0.001692 | 93.4 | 20 | 116.8 | 0 | 1.04 | Cogen | 1 | 0.034297 | 0 | 0 |  |  |  |  | 0.034297 | 0 |  |  |  |  | 0 | 0
39770 | TNSCLP2___8 | 1 | Houston | YES | 0.001692 | 91.6 | 20 | 114.5 | 0 | 1.04 | Cogen | 1 | 0.034297 | 0 | 0 |  |  |  |  | 0.034297 | 0 |  |  |  |  | 0 | 0
39775 | TNSCLP4___8 | 1 | Houston | YES | 0.001692 | 95.2 | 20 | 119 | 0 | 1.04 | Cogen | 1 | 0.034297 | 0 | 0 |  |  |  |  | 0.034297 | 0 |  |  |  |  | 0 | 0
39790 | TNSCLP3___8 | 1 | Houston | YES | 0.001692 | 87.6 | 20 | 109.5 | 0 | 1.027 | Cogen | 1 | 0.034297 | 0 | 0 |  |  |  |  | 0.034297 | 0 |  |  |  |  | 0 | 0
13432 | SANDOW_5G | 5 | South | YES | 0.001737 | 581 | 225 | 581 |  | 1.029 | LIGCO | 1 | 0.034342 | 0 | 581 |  |  |  |  | 0.034342 | 19.9527 |  |  |  |  | 0 | 0
48730 | MNS_GT | 1 | Houston | YES | 0.001766 | 43 | 0 | 46.1 |  | 1.029 | Cogen | 1 | 0.034371 | 0 | 0 |  |  |  |  | 0.034371 | 0 |  |  |  |  | 0 | 0
48927 | WAP_GN7_7 | 7 | Houston | YES | 0.001771 | 564 | 277 | 564 |  | 1.035 | LIGCO | 1 | 0.034376 | 0 | 564 |  |  |  |  | 0.034376 | 19.3881 |  |  |  |  | 0 | 0
48928 | WAP_GN8_8 | 8 | Houston | YES | 0.001771 | 603 | 275 | 603 |  | 1.035 | LIGCO | 1 | 0.034376 | 0 | 603 |  |  |  |  | 0.034376 | 20.7287 |  |  |  |  | 0 | 0
48926 | WAP_GN6_6 | 6 | Houston | YES | 0.001771 | 651 | 280 | 651 |  | 1.035 | LIGCO | 1 | 0.034376 | 0 | 651 |  |  |  |  | 0.034376 | 22.3788 |  |  |  |  | 0 | 0
48522 | BVE_GT2_5035 | 2 | Houston | YES | 0.001772 | 166.4 | 0 | 166.4 |  | 1.035 | CC | 1 | 0.034377 | 166.4 | 166.4 |  |  |  |  | 0.034377 | 5.7203 |  |  |  |  | 0 | 0
48521 | BVE_GT1_GT1 | 1 | Houston | YES | 0.001772 | 167.7 | 0 | 167.7 |  | 1.035 | CC | 1 | 0.034377 | 167.7 | 167.7 |  |  |  |  | 0.034377 | 5.765 |  |  |  |  | 0 | 0
48523 | BVE_ST1_GN1 | 3 | Houston | YES | 0.001772 | 252.4 | 0 | 252.4 |  | 1.035 | CC | 1 | 0.034377 | 252.4 | 252.4 |  |  |  |  | 0.034377 | 8.6768 |  |  |  |  | 0 | 0
48510 | AK_GT1__8040 | 1 | Houston | YES | 0.001777 | 33.4 | 8.1 | 34 |  | 1.029 | Cogen | 1 | 0.034382 | 0 | 0 |  |  |  |  | 0.034382 | 0 |  |  |  |  | 0 | 0
48929 | WAPGT21_GT1 | B1 | Houston | YES | 0.001786 | 0 | 0 | 13 |  | 1.05 | GGT | 1 | 0.034391 | 13 | 13 |  |  |  |  | 0.034391 | 0.44708 |  |  |  |  | 0 | 0
48921 | WAP_GN1_1 | 1 | Houston | YES | 0.001786 | 132.8 | 37 | 166 | 0 | 1.0362 | GST | 1 | 0.034391 | 166 | 166 |  |  |  |  | 0.034391 | 5.7089 |  |  |  |  | 0 | 0
48922 | WAP_GN2_2 | 2 | Houston | YES | 0.001786 | 132.8 | 37 | 166 | 0 | 1.0362 | GST | 1 | 0.034391 | 166 | 166 |  |  |  |  | 0.034391 | 5.7089 |  |  |  |  | 0 | 0
48923 | WAP_GN3_3 | 3 | Houston | YES | 0.001786 | 198.4 | 93 | 248 | 0 | 1.0362 | GST | 1 | 0.034391 | 248 | 248 |  |  |  |  | 0.034391 | 8.529 |  |  |  |  | 0 | 0
48924 | WAP_GN4_4 | 4 | Houston | YES | 0.001786 | 546 | 217 | 546 | 0 | 1.0362 | GSC | 1 | 0.034391 | 546 | 546 |  |  |  |  | 0.034391 | 18.7775 |  |  |  |  | 0 | 0
48925 | WAP_GN5_5 | 5 | Houston | YES | 0.001786 | 591.6 | 278 | 654 | 0 | 0.985 | LIGCO | 1 | 0.034391 | 0 | 654 |  |  |  |  | 0.034391 | 22.4917 |  |  |  |  | 0 | 0
38437 | TNSRBNMESA9 | 1 | West | YES | -0.030832 | 37.5 | 0 | 150 | 0 | 1.02 | Wind | -1 | 0.034419 | 0 | 150 |  |  | 0 | 0 | -0.034419 | 0 |  |  |  |  | 0 | 0
38580 | TNBP_CGN1_8 | 1 | Houston | YES | 0.001826 | 70.8 | 0 | 70.8 | 0 | 1.005 | Cogen | 1 | 0.034431 | 0 | 0 |  |  |  |  | 0.034431 | 0 |  |  |  |  | 0 | 0
38590 | TNBP_CGN2_8 | 2 | Houston | YES | 0.001826 | 66.7 | 0 | 66.7 | 0 | 1.005 | Cogen | 1 | 0.034431 | 0 | 0 |  |  |  |  | 0.034431 | 0 |  |  |  |  | 0 | 0
38600 | TNBP_CGN3_8 | 5 | Houston | YES | 0.001826 | 53 | 0 | 53 | 0 | 1.005 | Cogen | 1 | 0.034431 | 0 | 0 |  |  |  |  | 0.034431 | 0 |  |  |  |  | 0 | 0
38611 | TNBPAMCG1_8 | 1 | Houston | YES | 0.001826 | 153.2 | 0 | 153.2 | 0 | 1.005 | Cogen | 1 | 0.034431 | 0 | 0 |  |  |  |  | 0.034431 | 0 |  |  |  |  | 0 | 0
38612 | TNBPAMCG2_8 | 2 | Houston | YES | 0.001826 | 153.5 | 0 | 153.5 | 0 | 1.005 | Cogen | 1 | 0.034431 | 0 | 0 |  |  |  |  | 0.034431 | 0 |  |  |  |  | 0 | 0
38613 | TNBPAMCG3_8 | 3 | Houston | YES | 0.001826 | 152.3 | 0 | 152.3 | 0 | 1.005 | Cogen | 1 | 0.034431 | 0 | 0 |  |  |  |  | 0.034431 | 0 |  |  |  |  | 0 | 0
38614 | TNBPAMCG4_8 | 4 | Houston | YES | 0.001826 | 96 | 0 | 96 |  | 1.005 | Cogen | 1 | 0.034431 | 0 | 0 |  |  |  |  | 0.034431 | 0 |  |  |  |  | 0 | 0
38615 | TNBPAMCG5_8 | 1 | Houston | YES | 0.001826 | 244 | 0 | 244 | 0 | 1.005 | Cogen | 1 | 0.034431 | 0 | 0 |  |  |  |  | 0.034431 | 0 |  |  |  |  | 0 | 0
38690 | TNBP_CGN4_8 | 3 | Houston | YES | 0.001826 | 40 | 0 | 40 |  | 1.005 | Cogen | 1 | 0.034431 | 0 | 0 |  |  |  |  | 0.034431 | 0 |  |  |  |  | 0 | 0
38711 | TNTXCTY1CG8 | 1 | Houston | YES | 0.001826 | 100.3 | 59 | 100.3 | 0 | 1 | Cogen | 1 | 0.034431 | 0 | 0 |  |  |  |  | 0.034431 | 0 |  |  |  |  | 0 | 0
38712 | TNTXCTY2CG8 | 1 | Houston | YES | 0.001826 | 92.9 | 59 | 92.9 | 0 | 1 | Cogen | 1 | 0.034431 | 0 | 0 |  |  |  |  | 0.034431 | 0 |  |  |  |  | 0 | 0
38713 | TNTXCTY3CG8 | 1 | Houston | YES | 0.001826 | 102.7 | 59 | 102.7 | 0 | 1 | Cogen | 1 | 0.034431 | 0 | 0 |  |  |  |  | 0.034431 | 0 |  |  |  |  | 0 | 0
38714 | TNTXCTY4CG8 | 1 | Houston | YES | 0.001826 | 103 | 59 | 103 | 0 | 1 | Cogen | 1 | 0.034431 | 0 | 0 |  |  |  |  | 0.034431 | 0 |  |  |  |  | 0 | 0
39470 | TNDOWCGNSG8 | 1 | Houston | YES | 0.001826 | 32 | 10 | 32 | 0 | 0.985 | Cogen | 1 | 0.034431 | 0 | 0 |  |  |  |  | 0.034431 | 0 |  |  |  |  | 0 | 0
39480 | TNDOWCGNGG8 | 1 | Houston | YES | 0.001826 | 30 | 10 | 30 | 0 | 0.985 | Cogen | 1 | 0.034431 | 0 | 0 |  |  |  |  | 0.034431 | 0 |  |  |  |  | 0 | 0
38332 | TNWDWRDU2_8 | 1 | West | YES | -0.030847 | 20 | 0 | 80 | 0 | 1.0232 | Wind | -1 | 0.034434 | 0 | 80 |  |  | 0 | 0 | -0.034434 | 0 |  |  |  |  | 0 | 0
60016 | WOODWRD11A | 1 | West | YES | -0.03085 | 20 | 0 | 80 |  | 1.033 | Wind | -1 | 0.034437 | 0 | 80 |  |  | 0 | 0 | -0.034437 | 0 |  |  |  |  | 0 | 0
48772 | PHR_GN2_2 | MB | Houston | YES | 0.001845 | 0 | 72 | 459 |  | 1.0362 | GSC | 1 | 0.03445 | 0 | 0 |  |  |  |  | 0.03445 | 0 |  |  |  |  | 0 | 0
6016 | SWMESA | 1 | West | YES | -0.030866 | 18.8 | 0 | 75 |  | 1.03 | Wind | -1 | 0.034453 | 0 | 75 |  |  | 0 | 0 | -0.034453 | 0 |  |  |  |  | 0 | 0
60003 | KING_NE1A | 1 | West | YES | -0.030866 | 20 | 0 | 80 |  | 1.03 | Wind | -1 | 0.034453 | 0 | 80 |  |  | 0 | 0 | -0.034453 | 0 |  |  |  |  | 0 | 0
60005 | KING_SE1A | 1 | West | YES | -0.030866 | 10 | 0 | 40 |  | 1.035 | Wind | -1 | 0.034453 | 0 | 40 |  |  | 0 | 0 | -0.034453 | 0 |  |  |  |  | 0 | 0
48561 | CTL_GT2_8130 | 1 | Houston | YES | 0.001859 | 73.5 | 30.3 | 91.9 |  | 1.0362 | Cogen | 1 | 0.034464 | 0 | 0 |  |  |  |  | 0.034464 | 0 |  |  |  |  | 0 | 0
48562 | CTL_GT3_8135 | 2 | Houston | YES | 0.001859 | 70.1 | 30.3 | 87.6 |  | 1.0362 | Cogen | 1 | 0.034464 | 0 | 0 |  |  |  |  | 0.034464 | 0 |  |  |  |  | 0 | 0
48563 | CTL_GT4_8140 | 3 | Houston | YES | 0.001859 | 69.6 | 30.3 | 87 |  | 1.0362 | Cogen | 1 | 0.034464 | 0 | 0 |  |  |  |  | 0.034464 | 0 |  |  |  |  | 0 | 0
48564 | CTL_GN1_8145 | 4 | Houston | YES | 0.001859 | 43.6 | 12.9 | 54.5 |  | 1.0362 | Cogen | 1 | 0.034464 | 0 | 0 |  |  |  |  | 0.034464 | 0 |  |  |  |  | 0 | 0
48565 | CTL_GN2_8155 | 5 | Houston | YES | 0.001859 | 9.8 | 3.4 | 12.2 |  | 1.0362 | Cogen | 1 | 0.034464 | 0 | 0 |  |  |  |  | 0.034464 | 0 |  |  |  |  | 0 | 0
48531 | BYU_GT1_8075 | 1 | Houston | YES | 0.001864 | 65 | 0 | 65 |  | 1.0362 | Cogen | 1 | 0.034469 | 0 | 0 |  |  |  |  | 0.034469 | 0 |  |  |  |  | 0 | 0
48532 | BYU_GT2_8055 | 2 | Houston | YES | 0.001864 | 62 | 0 | 62 |  | 1.0362 | Cogen | 1 | 0.034469 | 0 | 0 |  |  |  |  | 0.034469 | 0 |  |  |  |  | 0 | 0
48533 | BYU_GT3_8060 | 3 | Houston | YES | 0.001864 | 67 | 0 | 67 |  | 1.0362 | Cogen | 1 | 0.034469 | 0 | 0 |  |  |  |  | 0.034469 | 0 |  |  |  |  | 0 | 0
48534 | BYU_GT4_8065 | 4 | Houston | YES | 0.001864 | 65 | 0 | 65 |  | 1.0362 | Cogen | 1 | 0.034469 | 0 | 0 |  |  |  |  | 0.034469 | 0 |  |  |  |  | 0 | 0
48691 | GBY_73741085 | B | Houston | YES | 0.001872 | 37.6 | 20 | 47 | 0 | 1.0362 | GGT | 1 | 0.034477 | 47 | 47 |  |  |  |  | 0.034477 | 1.6204 |  |  |  |  | 0 | 0
48691 | GBY_73741085 | A | Houston | YES | 0.001872 | 37.6 | 20 | 47 | 0 | 1.0362 | GGT | 1 | 0.034477 | 47 | 47 |  |  |  |  | 0.034477 | 1.6204 |  |  |  |  | 0 | 0
48692 | GBY_81821075 | C | Houston | YES | 0.001872 | 37.6 | 20 | 47 | 0 | 1.0362 | GGT | 1 | 0.034477 | 47 | 47 |  |  |  |  | 0.034477 | 1.6204 |  |  |  |  | 0 | 0
48693 | GBY_83841065 | F | Houston | YES | 0.001872 | 43.2 | 20 | 54 | 0 | 1.0362 | GGT | 1 | 0.034477 | 54 | 54 |  |  |  |  | 0.034477 | 1.8618 |  |  |  |  | 0 | 0
48692 | GBY_81821075 | D | Houston | YES | 0.001872 | 44 | 20 | 55 | 0 | 1.0362 | GGT | 1 | 0.034477 | 55 | 55 |  |  |  |  | 0.034477 | 1.8962 |  |  |  |  | 0 | 0
48693 | GBY_83841065 | E | Houston | YES | 0.001872 | 45.6 | 20 | 57 | 0 | 1.0362 | GGT | 1 | 0.034477 | 57 | 57 |  |  |  |  | 0.034477 | 1.9652 |  |  |  |  | 0 | 0
48841 | SJS_GT1_GT1 | 1 | Houston | YES | 0.001874 | 62.4 | 49 | 78 | 0 | 1.0362 | Cogen | 1 | 0.034479 | 0 | 0 |  |  |  |  | 0.034479 | 0 |  |  |  |  | 0 | 0
48842 | SJS_GT2_GT2 | 2 | Houston | YES | 0.001874 | 64.8 | 49 | 81 | 0 | 1.0362 | Cogen | 1 | 0.034479 | 0 | 0 |  |  |  |  | 0.034479 | 0 |  |  |  |  | 0 | 0
48644 | DPEC_GT45070 | 4 | Houston | YES | 0.001876 | 157 | 98 | 157 | 0 | 1.0319 | CC | 1 | 0.034481 | 157 | 157 |  |  |  |  | 0.034481 | 5.4135 |  |  |  |  | 0 | 0
48642 | DPEC_GT25025 | 2 | Houston | YES | 0.001876 | 157.1 | 98 | 157.1 | 0 | 1.0319 | CC | 1 | 0.034481 | 157.1 | 157.1 |  |  |  |  | 0.034481 | 5.417 |  |  |  |  | 0 | 0
48643 | DPEC_GT35010 | 3 | Houston | YES | 0.001876 | 157.5 | 98 | 157.5 | 0 | 1.0319 | CC | 1 | 0.034481 | 157.5 | 157.5 |  |  |  |  | 0.034481 | 5.4308 |  |  |  |  | 0 | 0
48641 | DPEC_GT15040 | 1 | Houston | YES | 0.001876 | 163.2 | 98 | 163.2 | 0 | 1.0319 | CC | 1 | 0.034481 | 163.2 | 163.2 |  |  |  |  | 0.034481 | 5.6273 |  |  |  |  | 0 | 0
48645 | DPEC_ST55065 | 5 | Houston | YES | 0.001876 | 282 | 0 | 282 | 0 | 1.0319 | CC | 1 | 0.034481 | 282 | 282 |  |  |  |  | 0.034481 | 9.7236 |  |  |  |  | 0 | 0
60201 | RIO DRCS | F | West | YES | -0.030896 | 0 | 0 | 0 | 0 | 1.025 | AVR | -1 | 0.034483 | 0 | 0 |  |  | 0 | 0 | -0.034483 | 0 |  |  |  |  | 0 | 0
48761 | PR_GT1__9040 | 1 | Houston | YES | 0.001879 | 26 | 0 | 35 |  | 1 | Cogen | 1 | 0.034484 | 0 | 0 |  |  |  |  | 0.034484 | 0 |  |  |  |  | 0 | 0
48855 | SRB_GT211035 | B2 | Houston | YES | 0.001881 | 0 | 0 | 12 |  | 1.014 | GGT | 1 | 0.034486 | 12 | 12 |  |  |  |  | 0.034486 | 0.41383 |  |  |  |  | 0 | 0
48855 | SRB_GT211035 | B1 | Houston | YES | 0.001881 | 0 | 0 | 18 |  | 1.014 | GGT | 1 | 0.034486 | 18 | 18 |  |  |  |  | 0.034486 | 0.62075 |  |  |  |  | 0 | 0
48852 | SRB_GN2_2 | 2 | Houston | YES | 0.001881 | 140.8 | 26 | 176 | 0 | 1.0217 | GST | 1 | 0.034486 | 176 | 176 |  |  |  |  | 0.034486 | 6.0695 |  |  |  |  | 0 | 0
48551 | CAL_GT1_8045 | 1 | Houston | YES | 0.001882 | 149 | 0 | 149 | 0 | 1.0326 | Cogen | 1 | 0.034487 | 0 | 0 |  |  |  |  | 0.034487 | 0 |  |  |  |  | 0 | 0
48552 | CAL_ST1_8000 | 2 | Houston | YES | 0.001882 | 65.1 | 0 | 65.1 | 0 | 1.0326 | Cogen | 1 | 0.034487 | 0 | 0 |  |  |  |  | 0.034487 | 0 |  |  |  |  | 0 | 0
48611 | DIB_GT1_8080 | 1 | Houston | YES | 0.001882 | 64 | 0 | 64 | 0 | 1.0326 | Cogen | 1 | 0.034487 | 0 | 0 |  |  |  |  | 0.034487 | 0 |  |  |  |  | 0 | 0
48612 | DIB_GT2_8075 | 2 | Houston | YES | 0.001882 | 63.2 | 0 | 63.2 | 0 | 1.0326 | Cogen | 1 | 0.034487 | 0 | 0 |  |  |  |  | 0.034487 | 0 |  |  |  |  | 0 | 0
48613 | DIB_ST1_8085 | 3 | Houston | YES | 0.001882 | 67.9 | 30 | 82.6 | 0 | 1.0326 | Cogen | 1 | 0.034487 | 0 | 0 |  |  |  |  | 0.034487 | 0 |  |  |  |  | 0 | 0
48614 | DIB_GT3_8090 | 4 | Houston | YES | 0.001882 | 73.6 | 15 | 73.6 | 0 | 1.0326 | Cogen | 1 | 0.034487 | 0 | 0 |  |  |  |  | 0.034487 | 0 |  |  |  |  | 0 | 0
48845 | SOL_GT1 | 1 | Houston | YES | 0.001882 | 16.2 | 15.4 | 16.2 |  | 1.0326 | Solar | 1 | 0.034487 | 16.2 | 16.2 |  |  |  |  | 0.034487 | 0.55869 |  |  |  |  | 0 | 0
48851 | SRB_GN1_1 | 1 | Houston | YES | 0.001882 | 132 | 26 | 165 | 0 | 1.0217 | GST | 1 | 0.034487 | 165 | 165 |  |  |  |  | 0.034487 | 5.6904 |  |  |  |  | 0 | 0
48853 | SRB_GN3_3 | 3 | Houston | YES | 0.001882 | 170.4 | 35 | 213 |  | 1.0326 | GST | 1 | 0.034487 | 213 | 213 |  |  |  |  | 0.034487 | 7.3457 |  |  |  |  | 0 | 0
48854 | SRB_GN4_4 | 4 | Houston | YES | 0.001882 | 182.4 | 35 | 228 | 0 | 1.0326 | GST | 1 | 0.034487 | 228 | 228 |  |  |  |  | 0.034487 | 7.863 |  |  |  |  | 0 | 0
48740 | PSG_GN2_8050 | 1 | Houston | YES | 0.001883 | 182 | 60 | 182 | 0 | 1.0326 | Cogen | 1 | 0.034488 | 0 | 0 |  |  |  |  | 0.034488 | 0 |  |  |  |  | 0 | 0
48741 | PSG_GT2_8040 | 1 | Houston | YES | 0.001883 | 158.6 | 50 | 158.6 | 0 | 1.0326 | Cogen | 1 | 0.034488 | 0 | 0 |  |  |  |  | 0.034488 | 0 |  |  |  |  | 0 | 0
48742 | PSG_GT3_8060 | 1 | Houston | YES | 0.001883 | 157 | 50 | 157 | 0 | 1.0326 | Cogen | 1 | 0.034488 | 0 | 0 |  |  |  |  | 0.034488 | 0 |  |  |  |  | 0 | 0
48820 | SHELLG1_3015 | 1 | Houston | YES | 0.001886 | 71 | 34.5 | 71 |  | 1.029 | Cogen | 1 | 0.034491 | 0 | 0 |  |  |  |  | 0.034491 | 0 |  |  |  |  | 0 | 0
48821 | SHELLG2 | 2 | Houston | YES | 0.001886 | 72 | 34.5 | 72 |  | 1.029 | Cogen | 1 | 0.034491 | 0 | 0 |  |  |  |  | 0.034491 | 0 |  |  |  |  | 0 | 0
48822 | SHELLG3_3020 | 2 | Houston | YES | 0.001886 | 30 | 0 | 30 |  | 1.029 | Cogen | 1 | 0.034491 | 0 | 0 |  |  |  |  | 0.034491 | 0 |  |  |  |  | 0 | 0
48822 | SHELLG3_3020 | 1 | Houston | YES | 0.001886 | 39 | 0 | 39 |  | 1.029 | Cogen | 1 | 0.034491 | 0 | 0 |  |  |  |  | 0.034491 | 0 |  |  |  |  | 0 | 0
48500 | APD_GT1_8005 | 1 | Houston | YES | 0.001891 | 137.6 | 54.6 | 137.6 | 0 | 1.0362 | Cogen | 1 | 0.034496 | 0 | 0 |  |  |  |  | 0.034496 | 0 |  |  |  |  | 0 | 0
48513 | LPE_GT3_8080 | 3 | Houston | YES | 0.001892 | 39 | 0 | 39 | 0 | 1.0362 | GGT | 1 | 0.034497 | 39 | 39 |  |  |  |  | 0.034497 | 1.3454 |  |  |  |  | 0 | 0
48514 | LPE_GT4_8085 | 4 | Houston | YES | 0.001892 | 39 | 0 | 39 | 0 | 1.0362 | GGT | 1 | 0.034497 | 39 | 39 |  |  |  |  | 0.034497 | 1.3454 |  |  |  |  | 0 | 0
48511 | LPE_GT1_8070 | 1 | Houston | YES | 0.001892 | 42 | 0 | 42 | 0 | 1.0362 | GGT | 1 | 0.034497 | 42 | 42 |  |  |  |  | 0.034497 | 1.4489 |  |  |  |  | 0 | 0
48512 | LPE_GT2_8075 | 2 | Houston | YES | 0.001892 | 42 | 0 | 42 | 0 | 1.0362 | GGT | 1 | 0.034497 | 42 | 42 |  |  |  |  | 0.034497 | 1.4489 |  |  |  |  | 0 | 0
48593 | CHE_GT1_8015 | 1 | Houston | YES | 0.001893 | 173 | 50 | 173 | 0 | 1.0362 | Cogen | 1 | 0.034498 | 0 | 0 |  |  |  |  | 0.034498 | 0 |  |  |  |  | 0 | 0
48594 | CHE_GN4_8025 | 4 | Houston | YES | 0.001893 | 142 | 60 | 142 | 0 | 1.0362 | Cogen | 1 | 0.034498 | 0 | 0 |  |  |  |  | 0.034498 | 0 |  |  |  |  | 0 | 0
48875 | THW_3132 | B | Houston | YES | 0.001901 | 53 | 5 | 53 | 0 | 1.0435 | CC | 1 | 0.034506 | 53 | 53 |  |  |  |  | 0.034506 | 1.8288 |  |  |  |  | 0 | 0
48875 | THW_3132 | A | Houston | YES | 0.001901 | 55 | 5 | 55 | 0 | 1.0435 | CC | 1 | 0.034506 | 55 | 55 |  |  |  |  | 0.034506 | 1.8978 |  |  |  |  | 0 | 0
48877 | THW_3334 | C | Houston | YES | 0.001901 | 55 | 5 | 55 | 0 | 1.0435 | CC | 1 | 0.034506 | 55 | 55 |  |  |  |  | 0.034506 | 1.8978 |  |  |  |  | 0 | 0
48879 | THW_4142 | F | Houston | YES | 0.001901 | 55 | 5 | 55 | 0 | 1.0435 | CC | 1 | 0.034506 | 55 | 55 |  |  |  |  | 0.034506 | 1.8978 |  |  |  |  | 0 | 0
48879 | THW_4142 | E | Houston | YES | 0.001901 | 56 | 5 | 56 | 0 | 1.0435 | CC | 1 | 0.034506 | 56 | 56 |  |  |  |  | 0.034506 | 1.9323 |  |  |  |  | 0 | 0
48877 | THW_3334 | D | Houston | YES | 0.001901 | 57 | 5 | 57 | 0 | 1.0435 | CC | 1 | 0.034506 | 57 | 57 |  |  |  |  | 0.034506 | 1.9668 |  |  |  |  | 0 | 0
48881 | THW_4344 | G | Houston | YES | 0.001901 | 58 | 5 | 58 | 0 | 1.0435 | CC | 1 | 0.034506 | 58 | 58 |  |  |  |  | 0.034506 | 2.0013 |  |  |  |  | 0 | 0
48881 | THW_4344 | H | Houston | YES | 0.001901 | 58 | 5 | 58 | 0 | 1.0435 | CC | 1 | 0.034506 | 58 | 58 |  |  |  |  | 0.034506 | 2.0013 |  |  |  |  | 0 | 0
48873 | THW_ST3_ST_3 | 3 | Houston | YES | 0.001901 | 107 | 19 | 107 | 0 | 1.0435 | CC | 1 | 0.034506 | 107 | 107 |  |  |  |  | 0.034506 | 3.6921 |  |  |  |  | 0 | 0
48874 | THW_ST4_ST_4 | 4 | Houston | YES | 0.001901 | 108 | 19 | 108 | 0 | 1.0435 | CC | 1 | 0.034506 | 108 | 108 |  |  |  |  | 0.034506 | 3.7266 |  |  |  |  | 0 | 0
48582 | CBY_GN2_2 | 2 | Houston | YES | 0.001905 | 596.8 | 110 | 746 | 0 | 1.0435 | GSC | 1 | 0.03451 | 746 | 746 |  |  |  |  | 0.03451 | 25.7445 |  |  |  |  | 0 | 0
49803 | EXN_15GT | 1 | Houston | YES | 0.001908 | 33 | 8.3 | 34 |  | 1.0326 | Cogen | 1 | 0.034513 | 0 | 0 |  |  |  |  | 0.034513 | 0 |  |  |  |  | 0 | 0
49804 | EXN_16GT | 2 | Houston | YES | 0.001908 | 32 | 8.3 | 34.7 |  | 1.0326 | Cogen | 1 | 0.034513 | 0 | 0 |  |  |  |  | 0.034513 | 0 |  |  |  |  | 0 | 0
49805 | EXN_17GT | 3 | Houston | YES | 0.001908 | 31 | 8.3 | 32.7 |  | 1.0326 | Cogen | 1 | 0.034513 | 0 | 0 |  |  |  |  | 0.034513 | 0 |  |  |  |  | 0 | 0
49826 | EXN938GT | 5 | Houston | YES | 0.001908 | 43 | 9.2 | 45.9 |  | 1.0326 | Cogen | 1 | 0.034513 | 0 | 0 |  |  |  |  | 0.034513 | 0 |  |  |  |  | 0 | 0
49828 | EXN941GT | 10 | Houston | YES | 0.001908 | 17.7 | 5.4 | 17.7 | 0 | 1.0326 | Cogen | 1 | 0.034513 | 0 | 0 |  |  |  |  | 0.034513 | 0 |  |  |  |  | 0 | 0
49829 | EXN942GT | 11 | Houston | YES | 0.001908 | 20 | 5.4 | 20.4 | 0 | 1.0326 | Cogen | 1 | 0.034513 | 0 | 0 |  |  |  |  | 0.034513 | 0 |  |  |  |  | 0 | 0
49830 | EXN943GT | 12 | Houston | YES | 0.001908 | 19 | 5.4 | 19.9 | 0 | 1.0326 | Cogen | 1 | 0.034513 | 0 | 0 |  |  |  |  | 0.034513 | 0 |  |  |  |  | 0 | 0
49831 | EXN944GT | 13 | Houston | YES | 0.001908 | 33 | 5.4 | 35 | 0 | 1.0326 | Cogen | 1 | 0.034513 | 0 | 0 |  |  |  |  | 0.034513 | 0 |  |  |  |  | 0 | 0
49832 | EXN945GT | 9 | Houston | YES | 0.001908 | 18.5 | 9.2 | 18.5 |  | 1.0326 | Cogen | 1 | 0.034513 | 0 | 0 |  |  |  |  | 0.034513 | 0 |  |  |  |  | 0 | 0
49837 | EXN_GT | 4 | Houston | YES | 0.001908 | 81 | 21.3 | 85.4 |  | 1.0326 | Cogen | 1 | 0.034513 | 0 | 0 |  |  |  |  | 0.034513 | 0 |  |  |  |  | 0 | 0
49838 | EXN_14GT | 14 | Houston | YES | 0.001908 | 140 | 0 | 148 |  | 1.0326 | Cogen | 1 | 0.034513 | 0 | 0 |  |  |  |  | 0.034513 | 0 |  |  |  |  | 0 | 0
48883 | THW_GT1_GT_1 | B2 | Houston | YES | 0.001909 | 0 | 0 | 12 |  | 1.043 | GGT | 1 | 0.034514 | 12 | 12 |  |  |  |  | 0.034514 | 0.41417 |  |  |  |  | 0 | 0
48651 | EP_1_2 | 1 | Houston | YES | 0.001912 | 4 | 0 | 5 | 0 | 1.0362 | Cogen | 1 | 0.034517 | 0 | 0 |  |  |  |  | 0.034517 | 0 |  |  |  |  | 0 | 0
48651 | EP_1_2 | 2 | Houston | YES | 0.001912 | 17.7 | 10 | 21 | 0 | 1.0362 | Cogen | 1 | 0.034517 | 0 | 0 |  |  |  |  | 0.034517 | 0 |  |  |  |  | 0 | 0
48940 | WARVUE_GT1 | G1 | Houston | YES | 0.001912 | 15 | 0 | 15 |  | 1.021 | Cogen | 1 | 0.034517 | 0 | 0 |  |  |  |  | 0.034517 | 0 |  |  |  |  | 0 | 0
48581 | CBY_GN1_1 | 1 | Houston | YES | 0.001912 | 595.2 | 108 | 744 | 0 | 1.0435 | GSC | 1 | 0.034517 | 744 | 744 |  |  |  |  | 0.034517 | 25.6807 |  |  |  |  | 0 | 0
48791 | PSA_GT1_8160 | 1 | Houston | YES | 0.001913 | 52 | 20.8 | 65 | 0 | 1.0362 | Cogen | 1 | 0.034518 | 0 | 0 |  |  |  |  | 0.034518 | 0 |  |  |  |  | 0 | 0
48792 | PSA_GT2_8155 | 2 | Houston | YES | 0.001913 | 52.8 | 20.3 | 66 | 0 | 1.0362 | Cogen | 1 | 0.034518 | 0 | 0 |  |  |  |  | 0.034518 | 0 |  |  |  |  | 0 | 0
48793 | PSA_GT3_8150 | 3 | Houston | YES | 0.001913 | 56 | 20.3 | 70 | 0 | 1.0362 | Cogen | 1 | 0.034518 | 0 | 0 |  |  |  |  | 0.034518 | 0 |  |  |  |  | 0 | 0
48794 | PSA_GT4_8145 | 4 | Houston | YES | 0.001913 | 52.8 | 20.3 | 66 | 0 | 1.0362 | Cogen | 1 | 0.034518 | 0 | 0 |  |  |  |  | 0.034518 | 0 |  |  |  |  | 0 | 0
48795 | PSA_GT5_8140 | 5 | Houston | YES | 0.001913 | 51.2 | 20.3 | 64 | 0 | 1.0362 | Cogen | 1 | 0.034518 | 0 | 0 |  |  |  |  | 0.034518 | 0 |  |  |  |  | 0 | 0
48796 | PSA_GN1_8165 | 1 | Houston | YES | 0.001913 | 83.2 | 43.1 | 104 | 0 | 1.0362 | Cogen | 1 | 0.034518 | 0 | 0 |  |  |  |  | 0.034518 | 0 |  |  |  |  | 0 | 0
48797 | PSA_GT6_8135 | 6 | Houston | YES | 0.001913 | 47.2 | 34.5 | 59 | 0 | 1.0362 | Cogen | 1 | 0.034518 | 0 | 0 |  |  |  |  | 0.034518 | 0 |  |  |  |  | 0 | 0
48815 | CVC_GT4_8005 | 4 | Houston | YES | 0.001915 | 165 | 91.8 | 165 |  | 1.0362 | Cogen | 1 | 0.03452 | 0 | 0 |  |  |  |  | 0.03452 | 0 |  |  |  |  | 0 | 0
48583 | CBY_GT4_1 | 1 | Houston | YES | 0.001915 | 172 | 0 | 172 | 0 | 1.027 | GSC | 1 | 0.03452 | 172 | 172 |  |  |  |  | 0.03452 | 5.9374 |  |  |  |  | 0 | 0
48584 | CBY_GT4_2 | 2 | Houston | YES | 0.001915 | 172 | 0 | 172 | 0 | 1.027 | CC | 1 | 0.03452 | 172 | 172 |  |  |  |  | 0.03452 | 5.9374 |  |  |  |  | 0 | 0
48585 | CBY_ST4_1 | 3 | Houston | YES | 0.001915 | 172 | 0 | 172 | 0 | 1.027 | CC | 1 | 0.03452 | 172 | 172 |  |  |  |  | 0.03452 | 5.9374 |  |  |  |  | 0 | 0
48597 | BTE_GT4_8055 | 3 | Houston | YES | 0.001921 | 158.9 | 130 | 158.9 | 0 | 1.0261 | CC | 1 | 0.034526 | 158.9 | 158.9 |  |  |  |  | 0.034526 | 5.4862 |  |  |  |  | 0 | 0
48596 | BTE_GT3_8045 | 2 | Houston | YES | 0.001921 | 161.4 | 130 | 161.4 | 0 | 1.0261 | CC | 1 | 0.034526 | 161.4 | 161.4 |  |  |  |  | 0.034526 | 5.5725 |  |  |  |  | 0 | 0
48595 | BTE_GT2_8075 | 1 | Houston | YES | 0.001921 | 162.8 | 130 | 162.8 | 0 | 1.0261 | CC | 1 | 0.034526 | 162.8 | 162.8 |  |  |  |  | 0.034526 | 5.6208 |  |  |  |  | 0 | 0
48598 | BTE_ST1_8070 | 4 | Houston | YES | 0.001921 | 269.2 | 60 | 269.2 | 0 | 1.0261 | CC | 1 | 0.034526 | 269.2 | 269.2 |  |  |  |  | 0.034526 | 9.2944 |  |  |  |  | 0 | 0
48690 | GBY_GN5_5 | 5 | Houston | YES | 0.001924 | 318.4 | 81 | 398 |  | 1.0362 | GSC | 1 | 0.034529 | 398 | 398 |  |  |  |  | 0.034529 | 13.7425 |  |  |  |  | 0 | 0
48886 | THW_5354 | C | Houston | YES | 0.001927 | 45.6 | 5 | 57 |  | 1.0319 | GGT | 1 | 0.034532 | 57 | 57 |  |  |  |  | 0.034532 | 1.9683 |  |  |  |  | 0 | 0
48887 | THW_5556 | F | Houston | YES | 0.001927 | 45.6 | 5 | 57 |  | 1.0319 | GGT | 1 | 0.034532 | 57 | 57 |  |  |  |  | 0.034532 | 1.9683 |  |  |  |  | 0 | 0
48885 | THW_5152 | A | Houston | YES | 0.001927 | 46.4 | 5 | 58 |  | 1.0319 | GGT | 1 | 0.034532 | 58 | 58 |  |  |  |  | 0.034532 | 2.0029 |  |  |  |  | 0 | 0
48886 | THW_5354 | D | Houston | YES | 0.001927 | 46.4 | 5 | 58 |  | 1.0319 | GGT | 1 | 0.034532 | 58 | 58 |  |  |  |  | 0.034532 | 2.0029 |  |  |  |  | 0 | 0
48885 | THW_5152 | B | Houston | YES | 0.001927 | 47.2 | 5 | 59 |  | 1.0319 | GGT | 1 | 0.034532 | 59 | 59 |  |  |  |  | 0.034532 | 2.0374 |  |  |  |  | 0 | 0
48887 | THW_5556 | E | Houston | YES | 0.001927 | 47.2 | 5 | 59 |  | 1.0319 | GGT | 1 | 0.034532 | 59 | 59 |  |  |  |  | 0.034532 | 2.0374 |  |  |  |  | 0 | 0
60007 | KING_SW1A | 1 | West | YES | -0.030958 | 20 | 0 | 80 |  | 1.03 | Wind | -1 | 0.034545 | 0 | 80 |  |  | 0 | 0 | -0.034545 | 0 |  |  |  |  | 0 | 0
60019 | KING_NW1A | 1 | West | YES | -0.030958 | 20 | 0 | 80 |  | 1.03 | Wind | -1 | 0.034545 | 0 | 80 |  |  | 0 | 0 | -0.034545 | 0 |  |  |  |  | 0 | 0
48591 | CHE_GT2_5030 | 2 | Houston | YES | 0.001965 | 173 | 50 | 173 | 0 | 1.029 | Cogen | 1 | 0.03457 | 0 | 0 |  |  |  |  | 0.03457 | 0 |  |  |  |  | 0 | 0
48811 | CVC_GT3_5045 | 3 | Houston | YES | 0.001965 | 156 | 91.8 | 156 | 0 | 1.029 | Cogen | 1 | 0.03457 | 0 | 0 |  |  |  |  | 0.03457 | 0 |  |  |  |  | 0 | 0
48812 | CVC_GT2_5020 | 2 | Houston | YES | 0.001965 | 158 | 91.8 | 158 | 0 | 1.029 | Cogen | 1 | 0.03457 | 0 | 0 |  |  |  |  | 0.03457 | 0 |  |  |  |  | 0 | 0
48813 | CVC_GT1_5035 | 1 | Houston | YES | 0.001965 | 160 | 91.8 | 160 | 0 | 1.029 | Cogen | 1 | 0.03457 | 0 | 0 |  |  |  |  | 0.03457 | 0 |  |  |  |  | 0 | 0
48814 | CVC_ST5_5040 | 1 | Houston | YES | 0.001965 | 162 | 91.8 | 162 | 0 | 1.029 | Cogen | 1 | 0.03457 | 0 | 0 |  |  |  |  | 0.03457 | 0 |  |  |  |  | 0 | 0
48671 | FTR_GT1_5105 | 1 | North | YES | 0.0023 | 154.2 | 0 | 154.2 | 0 | 1.0319 | CC | 1 | 0.034905 | 154.2 | 154.2 | 0.35466 | 154.2 |  |  | 0.034905 | 5.3824 |  |  |  |  | 0 | 0
48673 | FTR_GT3_5085 | 3 | North | YES | 0.0023 | 158 | 0 | 158 | 0 | 1.0319 | CC | 1 | 0.034905 | 158 | 158 | 0.3634 | 158 |  |  | 0.034905 | 5.515 |  |  |  |  | 0 | 0
48672 | FTR_GT2_5110 | 2 | North | YES | 0.0023 | 159 | 0 | 159 | 0 | 1.0319 | CC | 1 | 0.034905 | 159 | 159 | 0.3657 | 159 |  |  | 0.034905 | 5.5499 |  |  |  |  | 0 | 0
48674 | FTR_CN4_5095 | 4 | North | YES | 0.0023 | 380 | 0 | 380 | 0 | 1.0319 | CC | 1 | 0.034905 | 380 | 380 | 0.874 | 380 |  |  | 0.034905 | 13.2639 |  |  |  |  | 0 | 0
11014 | NAV6ST | 1 | West | YES | -0.03132 | 115 | 40 | 115 | 0 | 1.029 | CC | -1 | 0.034907 | 115 | 115 |  |  | -3.6018 | 115 | -0.034907 | -4.0143 |  |  |  |  | 0 | 0
11011 | NAV3ST | 1 | West | YES | -0.03132 | 92.8 | 40 | 92.8 | 0 | 1.029 | CC | -1 | 0.034907 | 92.8 | 92.8 |  |  | -2.9065 | 92.8 | -0.034907 | -3.2394 |  |  |  |  | 0 | 0
11012 | NAV4CT | 1 | West | YES | -0.03132 | 80 | 18 | 80 | 0 | 1.029 | CC | -1 | 0.034907 | 80 | 80 |  |  | -2.5056 | 80 | -0.034907 | -2.7925 |  |  |  |  | 0 | 0
11013 | NAV5CT | 1 | West | YES | -0.03132 | 80 | 18 | 80 | 0 | 1.029 | CC | -1 | 0.034907 | 80 | 80 |  |  | -2.5056 | 80 | -0.034907 | -2.7925 |  |  |  |  | 0 | 0
11009 | NAV2CT | 1 | West | YES | -0.03132 | 71.4 | 18 | 71.4 | 0 | 1.029 | CC | -1 | 0.034907 | 71.4 | 71.4 |  |  | -2.2362 | 71.4 | -0.034907 | -2.4923 |  |  |  |  | 0 | 0
11001 | NAV1CT | 1 | West | YES | -0.03132 | 70.4 | 18 | 70.4 | 0 | 1.029 | CC | -1 | 0.034907 | 70.4 | 70.4 |  |  | -2.2049 | 70.4 | -0.034907 | -2.4574 |  |  |  |  | 0 | 0
11025 | TIEHVSG_2G | 1 | West | YES | -0.031332 | 213.2 | 63 | 213.2 | 0 | 1.012 | CC | -1 | 0.034919 | 213.2 | 213.2 |  |  | -6.68 | 213.2 | -0.034919 | -7.4447 |  |  |  |  | 0 | 0
11020 | TIEHVSG_1G | 1 | West | YES | -0.031332 | 208.2 | 63 | 208.2 | 0 | 1.012 | CC | -1 | 0.034919 | 208.2 | 208.2 |  |  | -6.5233 | 208.2 | -0.034919 | -7.2701 |  |  |  |  | 0 | 0
11024 | TIEHVCG_4G | 1 | West | YES | -0.031332 | 147 | 103 | 147 | 0 | 1.012 | CC | -1 | 0.034919 | 147 | 147 |  |  | -4.6058 | 147 | -0.034919 | -5.1331 |  |  |  |  | 0 | 0
11021 | TIEHVCG_1G | 1 | West | YES | -0.031332 | 142.1 | 103 | 142.1 | 0 | 1.012 | CC | -1 | 0.034919 | 142.1 | 142.1 |  |  | -4.4523 | 142.1 | -0.034919 | -4.962 |  |  |  |  | 0 | 0
11023 | TIEHVCG_3G | 1 | West | YES | -0.031332 | 137.4 | 103 | 137.4 | 0 | 1.012 | CC | -1 | 0.034919 | 137.4 | 137.4 |  |  | -4.305 | 137.4 | -0.034919 | -4.7978 |  |  |  |  | 0 | 0
11022 | TIEHVCG_2G | 1 | West | YES | -0.031332 | 132.4 | 103 | 132.4 | 0 | 1.012 | CC | -1 | 0.034919 | 132.4 | 132.4 |  |  | -4.1484 | 132.4 | -0.034919 | -4.6232 |  |  |  |  | 0 | 0
990 | GIBN_CREK_G1 | 1 | North | YES | 0.00237 | 463 | 200 | 463 | 0 | 1.0275 | LIGCO | 1 | 0.034975 | 0 | 463 | 1.0973 | 463 |  |  | 0.034975 | 16.1934 |  |  |  |  | 0 | 0
32884 | BRYN_DNSBY13 | 1 | North | YES | 0.002375 | 46 | 2 | 46 | 0 | 1.015 | GST | 1 | 0.03498 | 46 | 46 | 0.10925 | 46 |  |  | 0.03498 | 1.6091 |  |  |  |  | 0 | 0
32883 | BRYN_DNSBY3 | 1 | North | YES | 0.002375 | 0 | 2 | 48 |  | 1.015 | GST | 1 | 0.03498 | 48 | 48 | 0.114 | 48 |  |  | 0.03498 | 1.679 |  |  |  |  | 0 | 0
32892 | BRYN_DNSBY14 | 1 | North | YES | 0.002375 | 84 | 25 | 105 | 0 | 1.035 | GST | 1 | 0.03498 | 105 | 105 | 0.24938 | 105 |  |  | 0.03498 | 3.6729 |  |  |  |  | 0 | 0
32886 | BRYN_ATKINS3 | MB | North | YES | 0.002377 | 0 | 5 | 12 |  | 1 | GST | 1 | 0.034982 | 0 | 0 | 0 | 0 |  |  | 0.034982 | 0 |  |  |  |  | 0 | 0
32887 | BRYN_ATKINS6 | MB | North | YES | 0.002377 | 0 | 12 | 51 |  | 1.028 | GST | 1 | 0.034982 | 0 | 0 | 0 | 0 |  |  | 0.034982 | 0 |  |  |  |  | 0 | 0
32890 | BRYN_ATKINS4 | MB | North | YES | 0.002377 | 0 | 5 | 22 |  | 1.031 | GST | 1 | 0.034982 | 0 | 0 | 0 | 0 |  |  | 0.034982 | 0 |  |  |  |  | 0 | 0
32891 | BRYN_ATKINS5 | MB | North | YES | 0.002377 | 0 | 5 | 25 |  | 1.031 | GST | 1 | 0.034982 | 0 | 0 | 0 | 0 |  |  | 0.034982 | 0 |  |  |  |  | 0 | 0
32888 | BRYN_ATKINS7 | 1 | North | YES | 0.002377 | 13.6 | 4 | 17 |  | 1.028 | GGT | 1 | 0.034982 | 17 | 17 | 0.040409 | 17 |  |  | 0.034982 | 0.59469 |  |  |  |  | 0 | 0
32798 | BRYN_TAMUGEN | 1 | North | YES | 0.002377 | 32 | 0 | 32 |  | 1.02 | GST | 1 | 0.034982 | 32 | 32 | 0.076064 | 32 |  |  | 0.034982 | 1.1194 |  |  |  |  | 0 | 0
1432 | GRHAMSES_2G | 2 | North | YES | 0.002495 | 294.9 | 90 | 366 | 0 | 1.014 | GST | 1 | 0.0351 | 366 | 366 | 0.91317 | 366 |  |  | 0.0351 | 12.8466 |  |  |  |  | 0 | 0
3416 | LAKE_CRK1_G | 1 | North | YES | 0.00251 | 60 | 33 | 75 |  | 1.029 | GST | 1 | 0.035115 | 75 | 75 | 0.18825 | 75 |  |  | 0.035115 | 2.6336 |  |  |  |  | 0 | 0
3417 | LAKE_CRK2_G | 2 | North | YES | 0.00251 | 177.6 | 40 | 222 | 0 | 1.029 | GST | 1 | 0.035115 | 222 | 222 | 0.55722 | 222 |  |  | 0.035115 | 7.7955 |  |  |  |  | 0 | 0
3403 | THOUSE_1G | 1 | North | YES | 0.002574 | 563 | 200 | 563 | 0 | 1.012 | GSC | 1 | 0.035179 | 563 | 563 | 1.4492 | 563 |  |  | 0.035179 | 19.8058 |  |  |  |  | 0 | 0
3404 | THOUSE_2G | 2 | North | YES | 0.002574 | 807 | 250 | 807 | 0 | 1.012 | GSC | 1 | 0.035179 | 807 | 807 | 2.0772 | 807 |  |  | 0.035179 | 28.3895 |  |  |  |  | 0 | 0
39960 | TNTNPONE_18 | 1 | North | YES | 0.002589 | 152.3 | 30 | 152.3 |  | 1.04 | LIGCO | 1 | 0.035194 | 0 | 152.3 | 0.3943 | 152.3 |  |  | 0.035194 | 5.36 |  |  |  |  | 0 | 0
39970 | TNTNPONE_28 | 1 | North | YES | 0.002589 | 153 | 30 | 153 |  | 1.04 | LIGCO | 1 | 0.035194 | 0 | 153 | 0.39612 | 153 |  |  | 0.035194 | 5.3847 |  |  |  |  | 0 | 0
48722 | LEG_2___2 | 2 | North | YES | 0.002676 | 819 | 357 | 819 | 0 | 1.0348 | LIGCO | 1 | 0.035281 | 0 | 819 | 2.1916 | 819 |  |  | 0.035281 | 28.8951 |  |  |  |  | 0 | 0
48721 | LEG_1___1 | 1 | North | YES | 0.002676 | 827 | 357 | 827 | 0 | 1.0348 | LIGCO | 1 | 0.035281 | 0 | 827 | 2.2131 | 827 |  |  | 0.035281 | 29.1774 |  |  |  |  | 0 | 0
239 | BOSQUESW502 | 1 | North | YES | 0.002731 | 119.2 | 0 | 149 | 0 | 1.02 | GGT | 1 | 0.035336 | 149 | 149 | 0.40692 | 149 |  |  | 0.035336 | 5.2651 |  |  |  |  | 0 | 0
247 | BOSQUESW501 | 2 | North | YES | 0.002731 | 124.8 | 0 | 156 | 0 | 1.02 | GGT | 1 | 0.035336 | 156 | 156 | 0.42604 | 156 |  |  | 0.035336 | 5.5124 |  |  |  |  | 0 | 0
238 | BOSQUESW505 | 1 | North | YES | 0.002731 | 255 | 0 | 255 | 0 | 1.02 | CC | 1 | 0.035336 | 255 | 255 | 0.69641 | 255 |  |  | 0.035336 | 9.0107 |  |  |  |  | 0 | 0
3382 | BBRN_2G | 2 | North | YES | 0.002907 | 589 | 225 | 589 | 0 | 1.03 | LIGCO | 1 | 0.035512 | 0 | 589 | 1.7122 | 589 |  |  | 0.035512 | 20.9166 |  |  |  |  | 0 | 0
3381 | BBRN_1G | 1 | North | YES | 0.002907 | 618 | 225 | 618 | 0 | 1.03 | LIGCO | 1 | 0.035512 | 0 | 618 | 1.7965 | 618 |  |  | 0.035512 | 21.9464 |  |  |  |  | 0 | 0
13131 | CALFREST_1G | 1 | North | YES | 0.002938 | 150.7 | 40 | 150.7 | 0 | 1.031 | CC | 1 | 0.035543 | 150.7 | 150.7 | 0.44276 | 150.7 |  |  | 0.035543 | 5.3563 |  |  |  |  | 0 | 0
13132 | CALFREST_2G | 2 | North | YES | 0.002938 | 151 | 57 | 151 | 0 | 1.031 | CC | 1 | 0.035543 | 151 | 151 | 0.44364 | 151 |  |  | 0.035543 | 5.367 |  |  |  |  | 0 | 0
13133 | CALFREST_3G | 3 | North | YES | 0.002938 | 177.4 | 40 | 177.4 | 0 | 1.031 | CC | 1 | 0.035543 | 177.4 | 177.4 | 0.5212 | 177.4 |  |  | 0.035543 | 6.3053 |  |  |  |  | 0 | 0
1453 | WCPWRCO_1G | 1 | North | YES | 0.002941 | 204 | 50 | 204 | 0 | 1.02 | CC | 1 | 0.035546 | 204 | 204 | 0.59996 | 204 |  |  | 0.035546 | 7.2514 |  |  |  |  | 0 | 0
1454 | WCPWRCO_2G | 2 | North | YES | 0.002941 | 204 | 50 | 204 | 0 | 1.02 | CC | 1 | 0.035546 | 204 | 204 | 0.59996 | 204 |  |  | 0.035546 | 7.2514 |  |  |  |  | 0 | 0
1455 | WCPWRCO_3G | 3 | North | YES | 0.002941 | 242 | 50 | 242 |  | 1.02 | CC | 1 | 0.035546 | 242 | 242 | 0.71172 | 242 |  |  | 0.035546 | 8.6021 |  |  |  |  | 0 | 0
13134 | CALFREST_4G | 4 | North | YES | 0.002945 | 151.5 | 40 | 151.5 | 0 | 1.031 | CC | 1 | 0.03555 | 151.5 | 151.5 | 0.44617 | 151.5 |  |  | 0.03555 | 5.3858 |  |  |  |  | 0 | 0
13135 | CALFREST_5G | 5 | North | YES | 0.002945 | 152.3 | 57 | 152.3 | 0 | 1.031 | CC | 1 | 0.03555 | 152.3 | 152.3 | 0.44852 | 152.3 |  |  | 0.03555 | 5.4143 |  |  |  |  | 0 | 0
13136 | CALFREST_6G | 6 | North | YES | 0.002945 | 177.5 | 40 | 177.5 | 0 | 1.031 | CC | 1 | 0.03555 | 177.5 | 177.5 | 0.52274 | 177.5 |  |  | 0.03555 | 6.3101 |  |  |  |  | 0 | 0
253 | BOSQUESW804 | 2 | North | YES | 0.00298 | 80 | 0 | 80 | 0 | 1.032 | CC | 1 | 0.035585 | 80 | 80 | 0.2384 | 80 |  |  | 0.035585 | 2.8468 |  |  |  |  | 0 | 0
251 | BOSQUESW803 | 2 | North | YES | 0.00298 | 150 | 0 | 150 | 0 | 1.032 | CC | 1 | 0.035585 | 150 | 150 | 0.447 | 150 |  |  | 0.035585 | 5.3378 |  |  |  |  | 0 | 0
1898 | COMCHEPK_1G | 1 | North | YES | 0.003066 | 1217 | 1150 | 1217 | 0 | 1.032 | Nuc | 1 | 0.035671 | 0 | 0 | 0 | 0 |  |  | 0.035671 | 0 |  |  |  |  | 0 | 0
1899 | COMCHEPK_2G | 2 | North | YES | 0.003066 | 1159 | 1128 | 1159 | 0 | 1.032 | Nuc | 1 | 0.035671 | 0 | 0 | 0 | 0 |  |  | 0.035671 | 0 |  |  |  |  | 0 | 0
1878 | WLFHOLW_2G | 2 | North | YES | 0.003091 | 215.7 | 105 | 215.7 | 0 | 1.032 | CC | 1 | 0.035696 | 215.7 | 215.7 | 0.66673 | 215.7 |  |  | 0.035696 | 7.6996 |  |  |  |  | 0 | 0
1877 | WLFHOLW_1G | 1 | North | YES | 0.003091 | 217.3 | 89.2 | 217.3 | 0 | 1.032 | CC | 1 | 0.035696 | 217.3 | 217.3 | 0.67167 | 217.3 |  |  | 0.035696 | 7.7567 |  |  |  |  | 0 | 0
1879 | WLFHOLW_3G | 3 | North | YES | 0.003091 | 272.4 | 89.2 | 272.4 | 0 | 1.032 | CC | 1 | 0.035696 | 272.4 | 272.4 | 0.84199 | 272.4 |  |  | 0.035696 | 9.7236 |  |  |  |  | 0 | 0
3107 | STRYKER_1G | 1 | North | YES | 0.003094 | 145.6 | 45 | 182 | 0 | 1.029 | GST | 1 | 0.035699 | 182 | 182 | 0.56311 | 182 |  |  | 0.035699 | 6.4972 |  |  |  |  | 0 | 0
3108 | STRYKER_2G | 2 | North | YES | 0.003094 | 484 | 75 | 484 | 0 | 1.029 | GST | 1 | 0.035699 | 484 | 484 | 1.4975 | 484 |  |  | 0.035699 | 17.2783 |  |  |  |  | 0 | 0
3309 | ASPN_G | 1 | North | YES | 0.003097 | 50 | 0 | 50 |  | 1 | Bio | 1 | 0.035702 | 50 | 50 | 0.15485 | 50 |  |  | 0.035702 | 1.7851 |  |  |  |  | 0 | 0
3348 | CHAMPION_1G | MB | North | YES | 0.003099 | 0 | 42 | 42 |  | 1 | Cogen | 1 | 0.035704 | 0 | 0 | 0 | 0 |  |  | 0.035704 | 0 |  |  |  |  | 0 | 0
3126 | TRINIDAD_6G | 1 | North | YES | 0.003107 | 179.2 | 46 | 224 | 0 | 1 | GST | 1 | 0.035712 | 224 | 224 | 0.69597 | 224 |  |  | 0.035712 | 7.9995 |  |  |  |  | 0 | 0
13117 | TGATEWAY_2G | 2 | North | YES | 0.003114 | 130 | 30 | 130 | 0 | 1.0232 | CC | 1 | 0.035719 | 130 | 130 | 0.40482 | 130 |  |  | 0.035719 | 4.6435 |  |  |  |  | 0 | 0
13118 | TGATEWAY_3G | 3 | North | YES | 0.003114 | 148 | 30 | 148 | 0 | 1.0232 | CC | 1 | 0.035719 | 148 | 148 | 0.46087 | 148 |  |  | 0.035719 | 5.2864 |  |  |  |  | 0 | 0
13116 | TGATEWAY_1G | 1 | North | YES | 0.003114 | 151 | 30 | 151 | 0 | 1.0232 | CC | 1 | 0.035719 | 151 | 151 | 0.47021 | 151 |  |  | 0.035719 | 5.3936 |  |  |  |  | 0 | 0
13119 | TGATEWAY_4G | 4 | North | YES | 0.003114 | 399 | 65 | 399 | 0 | 1.0232 | CC | 1 | 0.035719 | 399 | 399 | 1.2425 | 399 |  |  | 0.035719 | 14.2519 |  |  |  |  | 0 | 0
3097 | MARTLAKE_1G | 1 | North | YES | 0.003131 | 790 | 500 | 790 | 0 | 1.017 | LIGCO | 1 | 0.035736 | 0 | 790 | 2.4735 | 790 |  |  | 0.035736 | 28.2314 |  |  |  |  | 0 | 0
3098 | MARTLAKE_2G | 2 | North | YES | 0.003131 | 795 | 461 | 795 | 0 | 1.017 | LIGCO | 1 | 0.035736 | 0 | 795 | 2.4891 | 795 |  |  | 0.035736 | 28.4101 |  |  |  |  | 0 | 0
3099 | MARTLAKE_3G | 3 | North | YES | 0.003131 | 804 | 500 | 804 | 0 | 1.017 | LIGCO | 1 | 0.035736 | 0 | 804 | 2.5173 | 804 |  |  | 0.035736 | 28.7317 |  |  |  |  | 0 | 0
1942 | MDLTHELP_2G | 2 | North | YES | 0.003138 | 216.1 | 74 | 216.1 | 0 | 1 | CC | 1 | 0.035743 | 216.1 | 216.1 | 0.67812 | 216.1 |  |  | 0.035743 | 7.7241 |  |  |  |  | 0 | 0
1941 | MDLTHELP_1G | 1 | North | YES | 0.003138 | 216.4 | 74 | 216.4 | 0 | 1 | CC | 1 | 0.035743 | 216.4 | 216.4 | 0.67906 | 216.4 |  |  | 0.035743 | 7.7348 |  |  |  |  | 0 | 0
1944 | MDLTHELP_4G | 4 | North | YES | 0.003174 | 211 | 74 | 211 | 0 | 1 | CC | 1 | 0.035779 | 211 | 211 | 0.66971 | 211 |  |  | 0.035779 | 7.5494 |  |  |  |  | 0 | 0
1943 | MDLTHELP_3G | 3 | North | YES | 0.003174 | 212 | 74 | 212 | 0 | 1 | CC | 1 | 0.035779 | 212 | 212 | 0.67289 | 212 |  |  | 0.035779 | 7.5851 |  |  |  |  | 0 | 0
1937 | MDLTHELP_5G | 5 | North | YES | 0.003174 | 224 | 74 | 224 | 0 | 1 | CC | 1 | 0.035779 | 224 | 224 | 0.71098 | 224 |  |  | 0.035779 | 8.0145 |  |  |  |  | 0 | 0
1938 | MDLTHELP_6G | 6 | North | YES | 0.003174 | 226 | 74 | 226 | 0 | 1 | CC | 1 | 0.035779 | 226 | 226 | 0.71732 | 226 |  |  | 0.035779 | 8.0861 |  |  |  |  | 0 | 0
12323 | ENNSTRAC_2G | 2 | North | YES | 0.003195 | 116 | 100 | 116 | 0 | 1.036 | CC | 1 | 0.0358 | 116 | 116 | 0.37062 | 116 |  |  | 0.0358 | 4.1528 |  |  |  |  | 0 | 0
12322 | ENNSTRAC_1G | 1 | North | YES | 0.003195 | 196 | 130 | 196 | 0 | 1.036 | CC | 1 | 0.0358 | 196 | 196 | 0.62622 | 196 |  |  | 0.0358 | 7.0168 |  |  |  |  | 0 | 0
2414 | MTCK7_G | 7 | North | YES | 0.003257 | 0 | 30 | 115 |  | 1.022 | GST | 1 | 0.035862 | 115 | 115 | 0.37456 | 115 |  |  | 0.035862 | 4.1241 |  |  |  |  | 0 | 0
2413 | MTCK6_G | 6 | North | YES | 0.003257 | 0 | 30 | 118 |  | 1.022 | GST | 1 | 0.035862 | 118 | 118 | 0.38433 | 118 |  |  | 0.035862 | 4.2317 |  |  |  |  | 0 | 0
12411 | FPLEFR1A_G | 1 | North | YES | 0.003257 | 161 | 72 | 161 | 0 | 1 | CC | 1 | 0.035862 | 161 | 161 | 0.52438 | 161 |  |  | 0.035862 | 5.7738 |  |  |  |  | 0 | 0
12422 | FPLEFR2B_G | 2 | North | YES | 0.003257 | 161 | 72 | 161 | 0 | 1 | CC | 1 | 0.035862 | 161 | 161 | 0.52438 | 161 |  |  | 0.035862 | 5.7738 |  |  |  |  | 0 | 0
12421 | FPLEFR2A_G | 1 | North | YES | 0.003257 | 162 | 72 | 162 | 0 | 1 | CC | 1 | 0.035862 | 162 | 162 | 0.52763 | 162 |  |  | 0.035862 | 5.8096 |  |  |  |  | 0 | 0
12423 | FPLEFR2C_G | 3 | North | YES | 0.003257 | 163 | 72 | 163 | 0 | 1 | CC | 1 | 0.035862 | 163 | 163 | 0.53089 | 163 |  |  | 0.035862 | 5.8455 |  |  |  |  | 0 | 0
12412 | FPLEFR1B_G | 2 | North | YES | 0.003257 | 164 | 72 | 164 | 0 | 1 | CC | 1 | 0.035862 | 164 | 164 | 0.53415 | 164 |  |  | 0.035862 | 5.8814 |  |  |  |  | 0 | 0
12413 | FPLEFR1C_G | 3 | North | YES | 0.003257 | 164 | 72 | 164 | 0 | 1 | CC | 1 | 0.035862 | 164 | 164 | 0.53415 | 164 |  |  | 0.035862 | 5.8814 |  |  |  |  | 0 | 0
12414 | FPLEFR1S_G | 4 | North | YES | 0.003257 | 414 | 191 | 414 | 0 | 1 | CC | 1 | 0.035862 | 414 | 414 | 1.3484 | 414 |  |  | 0.035862 | 14.8469 |  |  |  |  | 0 | 0
12424 | FPLEFR2S_G | 4 | North | YES | 0.003257 | 415 | 191 | 415 | 0 | 1 | CC | 1 | 0.035862 | 415 | 415 | 1.3517 | 415 |  |  | 0.035862 | 14.8827 |  |  |  |  | 0 | 0
2417 | MTCK8_G | 8 | North | YES | 0.003257 | 444.8 | 60 | 556 | 0 | 1.022 | GSC | 1 | 0.035862 | 556 | 556 | 1.8109 | 556 |  |  | 0.035862 | 19.9393 |  |  |  |  | 0 | 0
12440 | PARKD_1SVC8 | 1 | North | YES | 0.003258 | 0 | 0 | 0 | 0 | 1.007 | GST | 1 | 0.035863 | 0 | 0 | 0 | 0 |  |  | 0.035863 | 0 |  |  |  |  | 0 | 0
12449 | PARKD_2SVC8 | 1 | North | YES | 0.003258 | 0 | 0 | 0 | 0 | 1.007 | GST | 1 | 0.035863 | 0 | 0 | 0 | 0 |  |  | 0.035863 | 0 |  |  |  |  | 0 | 0
1889 | DECRDOVA_1G | 1 | North | YES | 0.003262 | 779 | 255 | 779 | 0 | 1.02 | GSC | 1 | 0.035867 | 779 | 779 | 2.5411 | 779 |  |  | 0.035867 | 27.9404 |  |  |  |  | 0 | 0
2451 | LKHB1_G | 1 | North | YES | 0.003269 | 0 | 80 | 391 |  | 1.022 | GST | 1 | 0.035874 | 391 | 391 | 1.2782 | 391 |  |  | 0.035874 | 14.0267 |  |  |  |  | 0 | 0
2452 | LKHB2_G | 2 | North | YES | 0.003269 | 516 | 80 | 516 | 0 | 1.022 | GST | 1 | 0.035874 | 516 | 516 | 1.6868 | 516 |  |  | 0.035874 | 18.511 |  |  |  |  | 0 | 0
948 | STEAM1 | 1 | North | YES | 0.003303 | 0 | 12 | 20 |  | 1.02 | GST | 1 | 0.035908 | 20 | 20 | 0.06606 | 20 |  |  | 0.035908 | 0.71816 |  |  |  |  | 0 | 0
949 | STEAM2 | 1 | North | YES | 0.003303 | 26 | 8 | 26 | 0 | 0.99 | GST | 1 | 0.035908 | 26 | 26 | 0.085878 | 26 |  |  | 0.035908 | 0.93361 |  |  |  |  | 0 | 0
950 | STEAM3 | 1 | North | YES | 0.003303 | 41 | 13 | 42 | 0 | 1.02 | GST | 1 | 0.035908 | 42 | 42 | 0.13873 | 42 |  |  | 0.035908 | 1.5081 |  |  |  |  | 0 | 0
837 | NEWMAN_G5 | 1 | North | YES | 0.003305 | 0 | 15 | 40 |  | 1.01 | GST | 1 | 0.03591 | 40 | 40 | 0.1322 | 40 |  |  | 0.03591 | 1.4364 |  |  |  |  | 0 | 0
845 | OLINGER_G4 | 1 | North | YES | 0.00331 | 51.9 | 0 | 76 | 0 | 1.03 | GGT | 1 | 0.035915 | 76 | 76 | 0.25156 | 76 |  |  | 0.035915 | 2.7295 |  |  |  |  | 0 | 0
842 | OLINGER_G1 | 1 | North | YES | 0.00331 | 55.4 | 20 | 79 | 0 | 1.03 | GST | 1 | 0.035915 | 79 | 79 | 0.26149 | 79 |  |  | 0.035915 | 2.8373 |  |  |  |  | 0 | 0
843 | OLINGER_G2 | 1 | North | YES | 0.00331 | 76.2 | 25 | 110 | 0 | 1.03 | GST | 1 | 0.035915 | 110 | 110 | 0.3641 | 110 |  |  | 0.035915 | 3.9507 |  |  |  |  | 0 | 0
844 | OLINGER_G3 | 1 | North | YES | 0.00331 | 103.9 | 45 | 150 | 0 | 1.03 | GST | 1 | 0.035915 | 150 | 150 | 0.4965 | 150 |  |  | 0.035915 | 5.3873 |  |  |  |  | 0 | 0
5925 | DCEAST | EQ | North | YES | 0.003345 | 400.3 | -600 | 600 | 0 | 1.025 | DCTie | 1 | 0.03595 | 0 | 0 | 0 | 0 |  |  | 0.03595 | 0 |  |  |  |  | 0 | 0
1701 | MOSES_1G | 1 | North | YES | 0.003345 | 558 | 175 | 558 | 0 | 1.023 | LIGCO | 1 | 0.03595 | 0 | 558 | 1.8665 | 558 |  |  | 0.03595 | 20.0601 |  |  |  |  | 0 | 0
1702 | MOSES_2G | 2 | North | YES | 0.003345 | 579 | 175 | 579 | 0 | 1.023 | LIGCO | 1 | 0.03595 | 0 | 579 | 1.9368 | 579 |  |  | 0.03595 | 20.8151 |  |  |  |  | 0 | 0
1703 | MOSES_3G | 3 | North | YES | 0.003345 | 808 | 463 | 808 | 0 | 1.023 | LIGCO | 1 | 0.03595 | 0 | 808 | 2.7028 | 808 |  |  | 0.03595 | 29.0476 |  |  |  |  | 0 | 0
1679 | LAMARPWR_2G | 2 | North | YES | 0.003374 | 156 | 67.7 | 156 | 0 | 1.038 | CC | 1 | 0.035979 | 156 | 156 | 0.52634 | 156 |  |  | 0.035979 | 5.6127 |  |  |  |  | 0 | 0
1681 | LAMARPWR_4G | 4 | North | YES | 0.003374 | 156 | 67.7 | 156 | 0 | 1.038 | CC | 1 | 0.035979 | 156 | 156 | 0.52634 | 156 |  |  | 0.035979 | 5.6127 |  |  |  |  | 0 | 0
1682 | LAMARPWR_5G | 5 | North | YES | 0.003374 | 157 | 67.7 | 157 | 0 | 1.038 | CC | 1 | 0.035979 | 157 | 157 | 0.52972 | 157 |  |  | 0.035979 | 5.6487 |  |  |  |  | 0 | 0
1678 | LAMARPWR_1G | 1 | North | YES | 0.003374 | 160 | 67.7 | 160 | 0 | 1.038 | CC | 1 | 0.035979 | 160 | 160 | 0.53984 | 160 |  |  | 0.035979 | 5.7566 |  |  |  |  | 0 | 0
1680 | LAMARPWR_3G | 3 | North | YES | 0.003374 | 196 | 129.1 | 196 | 0 | 1.038 | CC | 1 | 0.035979 | 196 | 196 | 0.6613 | 196 |  |  | 0.035979 | 7.0519 |  |  |  |  | 0 | 0
1683 | LAMARPWR_6G | 6 | North | YES | 0.003374 | 198 | 129.1 | 198 | 0 | 1.038 | CC | 1 | 0.035979 | 198 | 198 | 0.66805 | 198 |  |  | 0.035979 | 7.1238 |  |  |  |  | 0 | 0
1675 | PEC_1G | 1 | North | YES | 0.003378 | 76.7 | 35 | 76.7 | 0 | 1.022 | Cogen | 1 | 0.035983 | 0 | 0 | 0 | 0 |  |  | 0.035983 | 0 |  |  |  |  | 0 | 0
1676 | PEC_2G | 2 | North | YES | 0.003378 | 79.6 | 35 | 79.6 | 0 | 1.022 | Cogen | 1 | 0.035983 | 0 | 0 | 0 | 0 |  |  | 0.035983 | 0 |  |  |  |  | 0 | 0
1677 | PEC_3G | 3 | North | YES | 0.003378 | 88.4 | 35 | 88.4 | 0 | 1.022 | Cogen | 1 | 0.035983 | 0 | 0 | 0 | 0 |  |  | 0.035983 | 0 |  |  |  |  | 0 | 0
244 | WHITNYDM01 | 1 | North | YES | 0.003384 | 15 | 0 | 15 | 0 | 1.035 | Hydro | 1 | 0.035989 | 0 | 0 | 0 | 0 |  |  | 0.035989 | 0 |  |  |  |  | 0 | 0
245 | WHITNYDM02 | 2 | North | YES | 0.003384 | 15 | 0 | 15 | 0 | 1.035 | Hydro | 1 | 0.035989 | 0 | 0 | 0 | 0 |  |  | 0.035989 | 0 |  |  |  |  | 0 | 0
11691 | KMICHICT1_G | 1 | North | YES | 0.003385 | 144 | 80 | 144 | 0 | 1.026 | CC | 1 | 0.03599 | 144 | 144 | 0.48744 | 144 |  |  | 0.03599 | 5.1826 |  |  |  |  | 0 | 0
11694 | KMICHICT4_G | 4 | North | YES | 0.003385 | 144 | 80 | 144 | 0 | 1.026 | CC | 1 | 0.03599 | 144 | 144 | 0.48744 | 144 |  |  | 0.03599 | 5.1826 |  |  |  |  | 0 | 0
11692 | KMICHICT2_G | 2 | North | YES | 0.003385 | 146 | 80 | 146 | 0 | 1.026 | CC | 1 | 0.03599 | 146 | 146 | 0.49421 | 146 |  |  | 0.03599 | 5.2545 |  |  |  |  | 0 | 0
11695 | KMICHICT5_G | 5 | North | YES | 0.003385 | 148 | 80 | 148 | 0 | 1.026 | CC | 1 | 0.03599 | 148 | 148 | 0.50098 | 148 |  |  | 0.03599 | 5.3265 |  |  |  |  | 0 | 0
11696 | KMICHIST6_G | 6 | North | YES | 0.003385 | 310 | 60 | 310 | 0 | 1.026 | CC | 1 | 0.03599 | 310 | 310 | 1.0494 | 310 |  |  | 0.03599 | 11.1569 |  |  |  |  | 0 | 0
11693 | KMICHIST3_G | 3 | North | YES | 0.003385 | 312 | 60 | 312 | 0 | 1.026 | CC | 1 | 0.03599 | 312 | 312 | 1.0561 | 312 |  |  | 0.03599 | 11.2289 |  |  |  |  | 0 | 0
1689 | VALLEY_3G | 3 | North | YES | 0.003385 | 0 | 25 | 375 |  | 1.003 | GST | 1 | 0.03599 | 375 | 375 | 1.2694 | 375 |  |  | 0.03599 | 13.4963 |  |  |  |  | 0 | 0
2381 | NTHLK1_G | 1 | North | YES | 0.00339 | 0 | 35 | 156 |  | 1.022 | GST | 1 | 0.035995 | 156 | 156 | 0.52884 | 156 |  |  | 0.035995 | 5.6152 |  |  |  |  | 0 | 0
2382 | NTHLK2_G | 2 | North | YES | 0.00339 | 0 | 35 | 181 |  | 1.022 | GST | 1 | 0.035995 | 181 | 181 | 0.61359 | 181 |  |  | 0.035995 | 6.5151 |  |  |  |  | 0 | 0
2383 | NTHLK3_G | 3 | North | YES | 0.00339 | 0 | 50 | 329 |  | 1.022 | GST | 1 | 0.035995 | 329 | 329 | 1.1153 | 329 |  |  | 0.035995 | 11.8424 |  |  |  |  | 0 | 0
2371 | COLLIN_1G | MB | North | YES | 0.003449 | 0 | 40 | 138 |  | 1.022 | GST | 1 | 0.036054 | 0 | 0 | 0 | 0 |  |  | 0.036054 | 0 |  |  |  |  | 0 | 0
1008 | PB6GEN_7G | 6 | West | YES | -0.032477 | 515 | 130 | 515 | 0 | 1.036 | GST | -1 | 0.036064 | 515 | 515 |  |  | -16.7257 | 515 | -0.036064 | -18.5729 |  |  |  |  | 0 | 0
1007 | PB5GEN_6G | 5 | West | YES | -0.032477 | 91.2 | 40 | 114 | 0 | 1.036 | GST | -1 | 0.036064 | 114 | 114 |  |  | -3.7024 | 114 | -0.036064 | -4.1113 |  |  |  |  | 0 | 0
1005 | PBCTDGE_4G | D | West | YES | -0.032477 | 65 | 65 | 68 | 0 | 1.036 | GGT | -1 | 0.036064 | 68 | 68 |  |  | -2.2084 | 68 | -0.036064 | -2.4523 |  |  |  |  | 0 | 0
1004 | PBCTCGE_3G | C | West | YES | -0.032477 | 62 | 62 | 67 | 0 | 1.036 | GGT | -1 | 0.036064 | 67 | 67 |  |  | -2.176 | 67 | -0.036064 | -2.4163 |  |  |  |  | 0 | 0
1006 | PBCTEGE_5G | E | West | YES | -0.032477 | 65 | 65 | 67 | 0 | 1.036 | GGT | -1 | 0.036064 | 67 | 67 |  |  | -2.176 | 67 | -0.036064 | -2.4163 |  |  |  |  | 0 | 0
1002 | PBCTAGE_1G | A | West | YES | -0.032477 | 64 | 64 | 66 | 0 | 1.036 | GGT | -1 | 0.036064 | 66 | 66 |  |  | -2.1435 | 66 | -0.036064 | -2.3802 |  |  |  |  | 0 | 0
1003 | PBCTBGE_2G | B | West | YES | -0.032477 | 65 | 65 | 66 | 0 | 1.036 | GGT | -1 | 0.036064 | 66 | 66 |  |  | -2.1435 | 66 | -0.036064 | -2.3802 |  |  |  |  | 0 | 0
1687 | VALLEY_1G | 1 | North | YES | 0.003473 | 136 | 15 | 170 | 0 | 1.029 | GST | 1 | 0.036078 | 170 | 170 | 0.59041 | 170 |  |  | 0.036078 | 6.1333 |  |  |  |  | 0 | 0
1688 | VALLEY_2G | 2 | North | YES | 0.003473 | 527 | 90 | 527 | 0 | 1.029 | GSC | 1 | 0.036078 | 527 | 527 | 1.8303 | 527 |  |  | 0.036078 | 19.0131 |  |  |  |  | 0 | 0
1948 | HANDLEY_4G | 4 | North | YES | 0.003479 | 348 | 150 | 435 | 0 | 1.022 | GST | 1 | 0.036084 | 435 | 435 | 1.5134 | 435 |  |  | 0.036084 | 15.6965 |  |  |  |  | 0 | 0
1947 | HANDLEY_3G | 3 | North | YES | 0.003483 | 316 | 100 | 395 | 0 | 1.022 | GST | 1 | 0.036088 | 395 | 395 | 1.3758 | 395 |  |  | 0.036088 | 14.2548 |  |  |  |  | 0 | 0
1949 | HANDLEY_5G | 5 | North | YES | 0.003483 | 348 | 150 | 435 | 0 | 1.022 | GST | 1 | 0.036088 | 435 | 435 | 1.5151 | 435 |  |  | 0.036088 | 15.6983 |  |  |  |  | 0 | 0
6948 | DENISNDM | 1 | North | YES | 0.003532 | 40 | 5 | 40 |  | 1.015 | Hydro | 1 | 0.036137 | 0 | 0 | 0 | 0 |  |  | 0.036137 | 0 |  |  |  |  | 0 | 0
6948 | DENISNDM | 2 | North | YES | 0.003532 | 31 | 5 | 40 |  | 1.015 | Hydro | 1 | 0.036137 | 0 | 0 | 0 | 0 |  |  | 0.036137 | 0 |  |  |  |  | 0 | 0
366 | JNSNCNTY802 | 1 | North | YES | 0.003628 | 168 | 20 | 168 | 0 | 1.02 | Cogen | 1 | 0.036233 | 0 | 0 | 0 | 0 |  |  | 0.036233 | 0 |  |  |  |  | 0 | 0
367 | JNSNCNTY802 | 2 | North | YES | 0.003628 | 90 | 20 | 90 | 0 | 1.02 | Cogen | 1 | 0.036233 | 0 | 0 | 0 | 0 |  |  | 0.036233 | 0 |  |  |  |  | 0 | 0
923 | SPENCER_G4 | 1 | North | YES | 0.003765 | 48 | 20 | 61 | 0 | 1.03 | GST | 1 | 0.03637 | 61 | 61 | 0.22967 | 61 |  |  | 0.03637 | 2.2186 |  |  |  |  | 0 | 0
924 | SPENCER_G5 | 1 | North | YES | 0.003765 | 52 | 20 | 66 | 0 | 1.03 | GST | 1 | 0.03637 | 66 | 66 | 0.24849 | 66 |  |  | 0.03637 | 2.4004 |  |  |  |  | 0 | 0
7038 | L_DELAWA1_1Y | 1 | West | YES | -0.032804 | 3.5 | 0 | 35 | 0 | 1 | Wind | -1 | 0.036391 | 0 | 35 |  |  | 0 | 0 | -0.036391 | 0 |  |  |  |  | 0 | 0
7038 | L_DELAWA1_1Y | 2 | West | YES | -0.032804 | 3 | 0 | 30 | 0 | 1 | Wind | -1 | 0.036391 | 0 | 30 |  |  | 0 | 0 | -0.036391 | 0 |  |  |  |  | 0 | 0
1895 | DECRDOVA_5G | D | North | YES | 0.003892 | 65 | 65 | 68 | 0 | 1.025 | GGT | 1 | 0.036497 | 68 | 68 | 0.26466 | 68 |  |  | 0.036497 | 2.4818 |  |  |  |  | 0 | 0
1893 | DECRDOVA_3G | B | North | YES | 0.003892 | 65 | 65 | 69 | 0 | 1.025 | GGT | 1 | 0.036497 | 69 | 69 | 0.26855 | 69 |  |  | 0.036497 | 2.5183 |  |  |  |  | 0 | 0
1894 | DECRDOVA_4G | C | North | YES | 0.003892 | 65 | 65 | 69 | 0 | 1.025 | GGT | 1 | 0.036497 | 69 | 69 | 0.26855 | 69 |  |  | 0.036497 | 2.5183 |  |  |  |  | 0 | 0
1892 | DECRDOVA_2G | A | North | YES | 0.003892 | 65 | 65 | 70 | 0 | 1.025 | GGT | 1 | 0.036497 | 70 | 70 | 0.27244 | 70 |  |  | 0.036497 | 2.5548 |  |  |  |  | 0 | 0
11147 | NOTREES_1G | 1 | West | YES | -0.03352 | 29.8 | 0 | 149 | 0 | 1.017 | Wind | -1 | 0.037107 | 0 | 149 |  |  | 0 | 0 | -0.037107 | 0 |  |  |  |  | 0 | 0
1861 | EAGLEMNT_1G | MB | North | YES | 0.00454 | 0 | 30 | 112 |  | 1.022 | GST | 1 | 0.037145 | 0 | 0 | 0 | 0 |  |  | 0.037145 | 0 |  |  |  |  | 0 | 0
1862 | EAGLEMNT_2G | MB | North | YES | 0.00454 | 0 | 40 | 100 |  | 1.022 | GST | 1 | 0.037145 | 0 | 0 | 0 | 0 |  |  | 0.037145 | 0 |  |  |  |  | 0 | 0
1863 | EAGLEMNT_3G | MB | North | YES | 0.00454 | 0 | 50 | 378 |  | 1.022 | GST | 1 | 0.037145 | 0 | 0 | 0 | 0 |  |  | 0.037145 | 0 |  |  |  |  | 0 | 0
1643 | SLSTR1PP_1G | 1 | North | YES | 0.006183 | 6 | 0 | 60 | 0 | 1.022 | Wind | 1 | 0.038788 | 0 | 60 | 0.37098 | 60 |  |  | 0.038788 | 2.3273 |  |  |  |  | 0 | 0
728 | WOLFRIDGE801 | 1 | North | YES | 0.006506 | 11.2 | 0 | 112.5 | 0 | 0.99 | Wind | 1 | 0.039111 | 0 | 112.5 | 0.73193 | 112.5 |  |  | 0.039111 | 4.4 |  |  |  |  | 0 | 0
1326 | STANTONW_8 | 1 | West | YES | -0.035947 | 20.1 | 0 | 100.5 |  | 1.01 | Wind | -1 | 0.039534 | 0 | 100.5 |  |  | 0 | 0 | -0.039534 | 0 |  |  |  |  | 0 | 0
1328 | OCOTILLO_1G | 1 | West | YES | -0.038116 | 11.6 | 0 | 58 |  | 1.01 | Wind | -1 | 0.041703 | 0 | 58 |  |  | 0 | 0 | -0.041703 | 0 |  |  |  |  | 0 | 0
581 | JCKCNTY802 | 2 | North | YES | 0.009462 | 147 | 0 | 147 | 0 | 1.022 | CC | 1 | 0.042067 | 147 | 147 | 1.3909 | 147 |  |  | 0.042067 | 6.1838 |  |  |  |  | 0 | 0
582 | JCKCNTY803 | 3 | North | YES | 0.009462 | 147 | 0 | 147 | 0 | 1.022 | CC | 1 | 0.042067 | 147 | 147 | 1.3909 | 147 |  |  | 0.042067 | 6.1838 |  |  |  |  | 0 | 0
580 | JCKCNTY801 | 1 | North | YES | 0.009462 | 288 | 0 | 288 | 0 | 1.022 | CC | 1 | 0.042067 | 288 | 288 | 2.7251 | 288 |  |  | 0.042067 | 12.1153 |  |  |  |  | 0 | 0
1333 | MCDDONAL_8 | 1 | West | YES | -0.038777 | 42.8 | 0 | 214.2 |  | 1.01 | Wind | -1 | 0.042364 | 0 | 214.2 |  |  | 0 | 0 | -0.042364 | 0 |  |  |  |  | 0 | 0
1479 | WFCOGEN_1G | 1 | North | YES | 0.009768 | 16 | 12 | 20 | 0 | 1 | Cogen | 1 | 0.042373 | 0 | 0 | 0 | 0 |  |  | 0.042373 | 0 |  |  |  |  | 0 | 0
1479 | WFCOGEN_1G | 2 | North | YES | 0.009768 | 16 | 12 | 20 | 0 | 1 | Cogen | 1 | 0.042373 | 0 | 0 | 0 | 0 |  |  | 0.042373 | 0 |  |  |  |  | 0 | 0
1482 | WFCOGEN_2G | 2 | North | YES | 0.009768 | 13.6 | 12 | 17 | 0 | 1 | Cogen | 1 | 0.042373 | 0 | 0 | 0 | 0 |  |  | 0.042373 | 0 |  |  |  |  | 0 | 0
1482 | WFCOGEN_2G | 1 | North | YES | 0.009768 | 16 | 12 | 20 | 0 | 1 | Cogen | 1 | 0.042373 | 0 | 0 | 0 | 0 |  |  | 0.042373 | 0 |  |  |  |  | 0 | 0
1349 | WESTXWIN_1G | 1 | West | YES | -0.039079 | 1.3 | 0 | 6.6 |  | 1.014 | Wind | -1 | 0.042666 | 0 | 6.6 |  |  | 0 | 0 | -0.042666 | 0 |  |  |  |  | 0 | 0
1350 | NWPWRG1_1G | 1 | West | YES | -0.039079 | 6.9 | 1 | 34.3 |  | 1.014 | Wind | -1 | 0.042666 | 0 | 34.3 |  |  | 0 | 0 | -0.042666 | 0 |  |  |  |  | 0 | 0
1037 | MORGAN5G_5G | 5 | West | YES | -0.039703 | 109.6 | 40 | 137 | 0 | 1.029 | GST | -1 | 0.04329 | 137 | 137 |  |  | -5.4393 | 137 | -0.04329 | -5.9307 |  |  |  |  | 0 | 0
1040 | MRGNBG_2G | B | West | YES | -0.039703 | 70 | 70 | 71 | 0 | 1.029 | GGT | -1 | 0.04329 | 71 | 71 |  |  | -2.8189 | 71 | -0.04329 | -3.0736 |  |  |  |  | 0 | 0
1041 | MRGNCG_3G | C | West | YES | -0.039703 | 69 | 69 | 70 | 0 | 1.029 | GGT | -1 | 0.04329 | 70 | 70 |  |  | -2.7792 | 70 | -0.04329 | -3.0303 |  |  |  |  | 0 | 0
1043 | MRGNEG_5G | E | West | YES | -0.039703 | 68 | 68 | 70 | 0 | 1.029 | GGT | -1 | 0.04329 | 70 | 70 |  |  | -2.7792 | 70 | -0.04329 | -3.0303 |  |  |  |  | 0 | 0
1039 | MRGNAG_1G | A | West | YES | -0.039703 | 69 | 69 | 69 | 0 | 1.029 | GGT | -1 | 0.04329 | 69 | 69 |  |  | -2.7395 | 69 | -0.04329 | -2.987 |  |  |  |  | 0 | 0
1042 | MRGNDG_4G | D | West | YES | -0.039703 | 68 | 68 | 68 | 0 | 1.029 | GGT | -1 | 0.04329 | 68 | 68 |  |  | -2.6998 | 68 | -0.04329 | -2.9437 |  |  |  |  | 0 | 0
1044 | MRGNFG_6G | F | West | YES | -0.039703 | 66 | 66 | 66 | 0 | 1.029 | GGT | -1 | 0.04329 | 66 | 66 |  |  | -2.6204 | 66 | -0.04329 | -2.8571 |  |  |  |  | 0 | 0
1320 | BSP 1 | 1 | West | YES | -0.040587 | 25.5 | 2.9 | 25.8 | 0 | 1 | Cogen | -1 | 0.044174 | 0 | 0 |  |  | 0 | 0 | -0.044174 | 0 |  |  |  |  | 0 | 0
503 | NTHTEXAS01 | 1 | North | YES | 0.012321 | 0 | 5 | 18 |  | 1.015 | GST | 1 | 0.044926 | 18 | 18 | 0.22178 | 18 |  |  | 0.044926 | 0.80867 |  |  |  |  | 0 | 0
504 | NTHTEXAS02 | 2 | North | YES | 0.012321 | 14.4 | 5 | 18 |  | 1.015 | GST | 1 | 0.044926 | 18 | 18 | 0.22178 | 18 |  |  | 0.044926 | 0.80867 |  |  |  |  | 0 | 0
505 | NTHTEXAS03 | 3 | North | YES | 0.012321 | 30.4 | 15 | 38 |  | 1.015 | GST | 1 | 0.044926 | 38 | 38 | 0.4682 | 38 |  |  | 0.044926 | 1.7072 |  |  |  |  | 0 | 0
332 | RWMILLER01 | 1 | North | YES | 0.012582 | 58.4 | 18.5 | 73 | 0 | 1.04 | GST | 1 | 0.045187 | 73 | 73 | 0.91849 | 73 |  |  | 0.045187 | 3.2987 |  |  |  |  | 0 | 0
336 | RWMILLER05 | 5 | North | YES | 0.012582 | 80.8 | 0 | 101 | 0 | 1.04 | GST | 1 | 0.045187 | 101 | 101 | 1.2708 | 101 |  |  | 0.045187 | 4.5639 |  |  |  |  | 0 | 0
335 | RWMILLER04 | 4 | North | YES | 0.012582 | 81.6 | 0 | 102 | 0 | 1.04 | GST | 1 | 0.045187 | 102 | 102 | 1.2834 | 102 |  |  | 0.045187 | 4.6091 |  |  |  |  | 0 | 0
333 | RWMILLER02 | 2 | North | YES | 0.012582 | 95.2 | 37 | 119 | 0 | 1.04 | GST | 1 | 0.045187 | 119 | 119 | 1.4973 | 119 |  |  | 0.045187 | 5.3773 |  |  |  |  | 0 | 0
334 | RWMILLER03 | 3 | North | YES | 0.012582 | 166.4 | 65 | 208 | 0 | 1.04 | GST | 1 | 0.045187 | 208 | 208 | 2.6171 | 208 |  |  | 0.045187 | 9.3989 |  |  |  |  | 0 | 0
1327 | WILDHRSE_1G | 1 | West | YES | -0.042368 | 0 | 0 | 120 |  | 1 | Wind | -1 | 0.045955 | 0 | 120 |  |  | 0 | 0 | -0.045955 | 0 |  |  |  |  | 0 | 0
1360 | GUNSIGHT_8 | 1 | West | YES | -0.043885 | 0 | 0 | 120 |  | 1.01 | Wind | -1 | 0.047472 | 0 | 120 |  |  | 0 | 0 | -0.047472 | 0 |  |  |  |  | 0 | 0
11320 | COYOTE_1G | 1 | West | YES | -0.048759 | 22.5 | 0 | 225 |  | 1 | Wind | -1 | 0.052346 | 0 | 225 |  |  | 0 | 0 | -0.052346 | 0 |  |  |  |  | 0 | 0
11309 | BULLCREK_2G | 1 | West | YES | -0.049478 | 20.9 | 0 | 180 |  | 1 | Wind | -1 | 0.053065 | 0 | 180 |  |  | 0 | 0 | -0.053065 | 0 |  |  |  |  | 0 | 0
11310 | BULLCREK_1G | 1 | West | YES | -0.049478 | 15.1 | 0 | 180 |  | 1 | Wind | -1 | 0.053065 | 0 | 180 |  |  | 0 | 0 | -0.053065 | 0 |  |  |  |  | 0 | 0
344 | MRSSHPRD | 1 | North | YES | 0.021835 | 0 | 0 | 12 |  | 1.03 | Hydro | 1 | 0.05444 | 0 | 0 | 0 | 0 |  |  | 0.05444 | 0 |  |  |  |  | 0 | 0
345 | MRSSHPRD01 | 2 | North | YES | 0.021835 | 0 | 0 | 12 |  | 1.03 | Hydro | 1 | 0.05444 | 0 | 0 | 0 | 0 |  |  | 0.05444 | 0 |  |  |  |  | 0 | 0
6637 | SNYDERW1A | 1 | West | YES | -0.053887 | 12.6 | 0 | 63 | 0 | 1.025 | Wind | -1 | 0.057474 | 0 | 63 |  |  | 0 | 0 | -0.057474 | 0 |  |  |  |  | 0 | 0
1068 | SCURRYCW_1G | 1 | West | YES | -0.057525 | 28.2 | 1.3 | 141 | 0 | 1.0217 | Wind | -1 | 0.061112 | 0 | 141 |  |  | 0 | 0 | -0.061112 | 0 |  |  |  |  | 0 | 0
1073 | SCURRYCW_2G | 2 | West | YES | -0.057525 | 24 | 0 | 120 | 0 | 1.0217 | Wind | -1 | 0.061112 | 0 | 120 |  |  | 0 | 0 | -0.061112 | 0 |  |  |  |  | 0 | 0
1061 | CIELOGEN_1G | 1 | West | YES | -0.057812 | 19.8 | 0 | 99 |  | 1 | Wind | -1 | 0.061399 | 0 | 99 |  |  | 0 | 0 | -0.061399 | 0 |  |  |  |  | 0 | 0
1062 | CIELOGEN_2G | 1 | West | YES | -0.057812 | 12.2 | 0 | 61 |  | 1 | Wind | -1 | 0.061399 | 0 | 61 |  |  | 0 | 0 | -0.061399 | 0 |  |  |  |  | 0 | 0
1069 | KINDERMG_1G | 1 | West | YES | -0.057812 | 25 | 5 | 25 | 0 | 1.017 | Cogen | -1 | 0.061399 | 0 | 0 |  |  | 0 | 0 | -0.061399 | 0 |  |  |  |  | 0 | 0
1070 | KINDERMG_2G | 1 | West | YES | -0.057812 | 45.7 | 12 | 45.7 | 0 | 1.017 | Cogen | -1 | 0.061399 | 0 | 0 |  |  | 0 | 0 | -0.061399 | 0 |  |  |  |  | 0 | 0
1071 | KINDERMG_3G | 1 | West | YES | -0.057812 | 45.7 | 12 | 45.7 | 0 | 1.017 | Cogen | -1 | 0.061399 | 0 | 0 |  |  | 0 | 0 | -0.061399 | 0 |  |  |  |  | 0 | 0
60057 | CALLAHAN1A | 1 | West | YES | -0.065769 | 22.8 | 0 | 114 | 0 | 1.04 | Wind | -1 | 0.069356 | 0 | 114 |  |  | 0 | 0 | -0.069356 | 0 |  |  |  |  | 0 | 0
1343 | TRENTIPP_8 | 1 | West | YES | -0.06627 | 30 | 0 | 150 |  | 1.014 | Wind | -1 | 0.069857 | 0 | 150 |  |  | 0 | 0 | -0.069857 | 0 |  |  |  |  | 0 | 0
1354 | AEPWIND_8 | 1 | West | YES | -0.06627 | 20.2 | 0 | 101 |  | 1 | Wind | -1 | 0.069857 | 0 | 101 |  |  | 0 | 0 | -0.069857 | 0 |  |  |  |  | 0 | 0
1600 | BARTNWND_1G | 1 | North | YES | 0.03735 | 12 | 0 | 120 | 0 | 1.022 | Wind | 1 | 0.069955 | 0 | 120 | 4.482 | 120 |  |  | 0.069955 | 8.3946 |  |  |  |  | 0 | 0
36998 | RDCNYNG1 | 1 | West | YES | -0.068297 | 16.8 | 0 | 84 |  | 1.01 | Wind | -1 | 0.071884 | 0 | 84 |  |  | 0 | 0 | -0.071884 | 0 |  |  |  |  | 0 | 0
6407 | TURKTRAK1A | 1 | West | YES | -0.077123 | 33.9 | 0 | 169.5 | 0 | 1.025 | Wind | -1 | 0.08071 | 0 | 169.5 |  |  | 0 | 0 | -0.08071 | 0 |  |  |  |  | 0 | 0
1433 | GRHAMSES_1G | 1 | North | YES | 0.065431 | 242 | 60 | 242 | 0 | 1.038 | GST | 1 | 0.098036 | 242 | 242 | 15.8343 | 242 |  |  | 0.098036 | 23.7247 |  |  |  |  | 0 | 0
6144 | MCADOO1A | 1 | West | YES | -0.11428 | 15 | 0 | 150 | 0 | 1.025 | Wind | -1 | 0.11787 | 0 | 150 |  |  | 0 | 0 | -0.11787 | 0 |  |  |  |  | 0 | 0
60081 | WHRLWIND1A | 1 | West | YES | -0.13121 | 12 | 0 | 60 | 0 | 1.03 | Wind | -1 | 0.13479 | 0 | 60 |  |  | 0 | 0 | -0.13479 | 0 |  |  |  |  | 0 | 0
[26 empty] | 0 | 0
[26 empty] | 0 | 0
[26 empty] | 0 | 0
[26 empty] | 0 | 0
[26 empty] | 0 | 0
[26 empty] | 0 | 0
[26 empty] | 0 | 0
[26 empty] | 0 | 0
[26 empty] | 0 | 0
[26 empty] | 0 | 0
[26 empty] | 0 | 0
[26 empty] | 0 | 0
[26 empty] | 0 | 0
[26 empty] | 0 | 0
[26 empty] | 0 | 0
[26 empty] | 0 | 0
[26 empty] | 0 | 0
[26 empty] | 0 | 0
[26 empty] | 0 | 0
[26 empty] | 0 | 0
[26 empty] | 0 | 0
[26 empty] | 0 | 0
[26 empty] | 0 | 0
[26 empty] | 0 | 0
[26 empty] | 0 | 0
[26 empty] | 0 | 0
[26 empty] | 0 | 0
[26 empty] | 0 | 0
[26 empty] | 0 | 0
[26 empty] | 0 | 0
[26 empty] | 0 | 0
[26 empty] | 0 | 0
[26 empty] | 0 | 0
[26 empty] | 0 | 0
[26 empty] | 0 | 0
[26 empty] | 0 | 0
[26 empty] | 0 | 0
[26 empty] | 0 | 0
[26 empty] | 0 | 0
[26 empty] | 0 | 0
[26 empty] | 0 | 0
[26 empty] | 0 | 0
[26 empty] | 0 | 0
[26 empty] | 0 | 0
[26 empty] | 0 | 0
[26 empty] | 0 | 0
[26 empty] | 0 | 0
[26 empty] | 0 | 0
[26 empty] | 0 | 0
[26 empty] | 0 | 0
[26 empty] | 0 | 0
[26 empty] | 0 | 0
[26 empty] | 0 | 0
[26 empty] | 0 | 0
[26 empty] | 0 | 0
[26 empty] | 0 | 0
[26 empty] | 0 | 0
[26 empty] | 0 | 0
[26 empty] | 0 | 0
[26 empty] | 0 | 0
[26 empty] | 0 | 0
[26 empty] | 0 | 0
[26 empty] | 0 | 0
[26 empty] | 0 | 0
[26 empty] | 0 | 0
[26 empty] | 0 | 0
[26 empty] | 0 | 0
[26 empty] | 0 | 0
[26 empty] | 0 | 0
[26 empty] | 0 | 0
[26 empty] | 0 | 0
[26 empty] | 0 | 0
[26 empty] | 0 | 0
[26 empty] | 0 | 0
[26 empty] | 0 | 0
[26 empty] | 0 | 0
[26 empty] | 0 | 0
[26 empty] | 0 | 0
[26 empty] | 0 | 0
[26 empty] | 0 | 0
[26 empty] | 0 | 0
[26 empty] | 0 | 0
[26 empty] | 0 | 0
[26 empty] | 0 | 0
[26 empty] | 0 | 0
[26 empty] | 0 | 0
[26 empty] | 0 | 0
[26 empty] | 0 | 0
[26 empty] | 0 | 0
[26 empty] | 0 | 0
[26 empty] | 0 | 0
[26 empty] | 0 | 0
[26 empty] | 0 | 0
[26 empty] | 0 | 0
[26 empty] | 0 | 0
[26 empty] | 0 | 0
[26 empty] | 0 | 0
[26 empty] | 0 | 0
[26 empty] | 0 | 0
[26 empty] | 0 | 0
[26 empty] | 0 | 0
[26 empty] | 0 | 0
[26 empty] | 0 | 0
[26 empty] | 0 | 0
[26 empty] | 0 | 0
[26 empty] | 0 | 0
[26 empty] | 0 | 0
[26 empty] | 0 | 0
[26 empty] | 0 | 0
[26 empty] | 0 | 0
[26 empty] | 0 | 0
[26 empty] | 0 | 0
[26 empty] | 0 | 0
[26 empty] | 0 | 0
[26 empty] | 0 | 0
[26 empty] | 0 | 0
[26 empty] | 0 | 0
[26 empty] | 0 | 0
[26 empty] | 0 | 0
[26 empty] | 0 | 0
[26 empty] | 0 | 0
[26 empty] | 0 | 0
[26 empty] | 0 | 0
[26 empty] | 0 | 0
[26 empty] | 0 | 0
[26 empty] | 0 | 0
[26 empty] | 0 | 0
[26 empty] | 0 | 0
[26 empty] | 0 | 0
[26 empty] | 0 | 0
[26 empty] | 0 | 0
[26 empty] | 0 | 0
[26 empty] | 0 | 0
[26 empty] | 0 | 0
[26 empty] | 0 | 0
[26 empty] | 0 | 0
[26 empty] | 0 | 0
[26 empty] | 0 | 0
[26 empty] | 0 | 0
[26 empty] | 0 | 0
[26 empty] | 0 | 0
[26 empty] | 0 | 0
[26 empty] | 0 | 0
[26 empty] | 0 | 0
[26 empty] | 0 | 0
[26 empty] | 0 | 0
[26 empty] | 0 | 0
[26 empty] | 0 | 0
[26 empty] | 0 | 0
[26 empty] | 0 | 0
[26 empty] | 0 | 0
[26 empty] | 0 | 0
[26 empty] | 0 | 0
[26 empty] | 0 | 0
[26 empty] | 0 | 0
[26 empty] | 0 | 0
[26 empty] | 0 | 0
[26 empty] | 0 | 0
[26 empty] | 0 | 0
[26 empty] | 0 | 0
[26 empty] | 0 | 0
[26 empty] | 0 | 0
[26 empty] | 0 | 0
[26 empty] | 0 | 0
[26 empty] | 0 | 0
[26 empty] | 0 | 0
[26 empty] | 0 | 0
[26 empty] | 0 | 0
[26 empty] | 0 | 0
[26 empty] | 0 | 0
[26 empty] | 0 | 0
[26 empty] | 0 | 0
[26 empty] | 0 | 0
[26 empty] | 0 | 0
[26 empty] | 0 | 0
[26 empty] | 0 | 0
[26 empty] | 0 | 0
[26 empty] | 0 | 0
[26 empty] | 0 | 0
[26 empty] | 0 | 0
[26 empty] | 0 | 0
[26 empty] | 0 | 0
[26 empty] | 0 | 0
[26 empty] | 0 | 0
[26 empty] | 0 | 0
[26 empty] | 0 | 0
[26 empty] | 0 | 0
[26 empty] | 0 | 0
[26 empty] | 0 | 0
[26 empty] | 0 | 0
[26 empty] | 0 | 0
[26 empty] | 0 | 0
[26 empty] | 0 | 0
[26 empty] | 0 | 0
[26 empty] | 0 | 0
[26 empty] | 0 | 0
[26 empty] | 0 | 0
[26 empty] | 0 | 0
[26 empty] | 0 | 0
[26 empty] | 0 | 0
[26 empty] | 0 | 0
[26 empty] | 0 | 0
[26 empty] | 0 | 0
[26 empty] | 0 | 0
[26 empty] | 0 | 0
[26 empty] | 0 | 0
[26 empty] | 0 | 0
[26 empty] | 0 | 0
[26 empty] | 0 | 0
[26 empty] | 0 | 0
[26 empty] | 0 | 0
[26 empty] | 0 | 0
[26 empty] | 0 | 0
[26 empty] | 0 | 0
[26 empty] | 0 | 0
[26 empty] | 0 | 0
[26 empty] | 0 | 0
[26 empty] | 0 | 0
[26 empty] | 0 | 0
[26 empty] | 0 | 0
[26 empty] | 0 | 0
[26 empty] | 0 | 0
[26 empty] | 0 | 0
[26 empty] | 0 | 0
[26 empty] | 0 | 0
[26 empty] | 0 | 0
[26 empty] | 0 | 0
[26 empty] | 0 | 0
[26 empty] | 0 | 0
[26 empty] | 0 | 0
[26 empty] | 0 | 0
[26 empty] | 0 | 0
[26 empty] | 0 | 0
[26 empty] | 0 | 0
[26 empty] | 0 | 0
[26 empty] | 0 | 0
[26 empty] | 0 | 0
[26 empty] | 0 | 0
[26 empty] | 0 | 0
[26 empty] | 0 | 0
[26 empty] | 0 | 0
[26 empty] | 0 | 0
[26 empty] | 0 | 0
[26 empty] | 0 | 0
[26 empty] | 0 | 0
[26 empty] | 0 | 0
[26 empty] | 0 | 0
[26 empty] | 0 | 0
[26 empty] | 0 | 0
[26 empty] | 0 | 0
[26 empty] | 0 | 0
[26 empty] | 0 | 0
[26 empty] | 0 | 0
[26 empty] | 0 | 0
[26 empty] | 0 | 0
[26 empty] | 0 | 0
[26 empty] | 0 | 0
[26 empty] | 0 | 0
[26 empty] | 0 | 0
[26 empty] | 0 | 0
[26 empty] | 0 | 0
[26 empty] | 0 | 0
[26 empty] | 0 | 0
[26 empty] | 0 | 0
[26 empty] | 0 | 0
[26 empty] | 0 | 0
[26 empty] | 0 | 0
[26 empty] | 0 | 0
[26 empty] | 0 | 0
[26 empty] | 0 | 0
[26 empty] | 0 | 0
[26 empty] | 0 | 0
[26 empty] | 0 | 0
[26 empty] | 0 | 0
[26 empty] | 0 | 0
[26 empty] | 0 | 0
[26 empty] | 0 | 0
[26 empty] | 0 | 0
[26 empty] | 0 | 0
[26 empty] | 0 | 0
[26 empty] | 0 | 0
[26 empty] | 0 | 0
[26 empty] | 0 | 0
[26 empty] | 0 | 0
[26 empty] | 0 | 0
[26 empty] | 0 | 0
[26 empty] | 0 | 0
[26 empty] | 0 | 0
[26 empty] | 0 | 0
[26 empty] | 0 | 0
[26 empty] | 0 | 0
[26 empty] | 0 | 0
[26 empty] | 0 | 0
[26 empty] | 0 | 0
[26 empty] | 0 | 0
[26 empty] | 0 | 0
[26 empty] | 0 | 0
[26 empty] | 0 | 0
[26 empty] | 0 | 0
[26 empty] | 0 | 0
[26 empty] | 0 | 0
[26 empty] | 0 | 0
[26 empty] | 0 | 0
[26 empty] | 0 | 0
[26 empty] | 0 | 0
[26 empty] | 0 | 0
[26 empty] | 0 | 0
[26 empty] | 0 | 0
[26 empty] | 0 | 0
[26 empty] | 0 | 0
[26 empty] | 0 | 0
[26 empty] | 0 | 0
[26 empty] | 0 | 0
[26 empty] | 0 | 0
[26 empty] | 0 | 0
[26 empty] | 0 | 0
[26 empty] | 0 | 0
[26 empty] | 0 | 0
[26 empty] | 0 | 0
[26 empty] | 0 | 0
[26 empty] | 0 | 0
[26 empty] | 0 | 0
[26 empty] | 0 | 0
[26 empty] | 0 | 0
[26 empty] | 0 | 0
[26 empty] | 0 | 0
[26 empty] | 0 | 0
[26 empty] | 0 | 0
[26 empty] | 0 | 0
[26 empty] | 0 | 0
[26 empty] | 0 | 0
[26 empty] | 0 | 0
[26 empty] | 0 | 0
[26 empty] | 0 | 0
[26 empty] | 0 | 0
[26 empty] | 0 | 0
[26 empty] | 0 | 0
[26 empty] | 0 | 0
[26 empty] | 0 | 0
[26 empty] | 0 | 0
[26 empty] | 0 | 0
[26 empty] | 0 | 0
[26 empty] | 0 | 0
[26 empty] | 0 | 0
[26 empty] | 0 | 0
[26 empty] | 0 | 0
[26 empty] | 0 | 0
[26 empty] | 0 | 0
[26 empty] | 0 | 0
[26 empty] | 0 | 0
[26 empty] | 0 | 0
[26 empty] | 0 | 0
[26 empty] | 0 | 0
[26 empty] | 0 | 0
[26 empty] | 0 | 0
[26 empty] | 0 | 0
[26 empty] | 0 | 0
[26 empty] | 0 | 0
[26 empty] | 0 | 0
[26 empty] | 0 | 0
[26 empty] | 0 | 0
[26 empty] | 0 | 0
[26 empty] | 0 | 0
[26 empty] | 0 | 0
[26 empty] | 0 | 0
[26 empty] | 0 | 0
[26 empty] | 0 | 0
[26 empty] | 0 | 0
[26 empty] | 0 | 0
[26 empty] | 0 | 0
[26 empty] | 0 | 0
[26 empty] | 0 | 0
[26 empty] | 0 | 0
[26 empty] | 0 | 0
[26 empty] | 0 | 0
[26 empty] | 0 | 0
[26 empty] | 0 | 0
[26 empty] | 0 | 0
[26 empty] | 0 | 0
[26 empty] | 0 | 0
[26 empty] | 0 | 0
[26 empty] | 0 | 0
[26 empty] | 0 | 0
[26 empty] | 0 | 0
[26 empty] | 0 | 0
[26 empty] | 0 | 0
[26 empty] | 0 | 0
[26 empty] | 0 | 0
[26 empty] | 0 | 0
[26 empty] | 0 | 0
[26 empty] | 0 | 0
[26 empty] | 0 | 0
[26 empty] | 0 | 0
[26 empty] | 0 | 0
[26 empty] | 0 | 0
[26 empty] | 0 | 0
[26 empty] | 0 | 0
[26 empty] | 0 | 0
[26 empty] | 0 | 0
[26 empty] | 0 | 0
[26 empty] | 0 | 0
[26 empty] | 0 | 0
[26 empty] | 0 | 0
[26 empty] | 0 | 0
[26 empty] | 0 | 0
[26 empty] | 0 | 0
[26 empty] | 0 | 0
[26 empty] | 0 | 0
[26 empty] | 0 | 0
[26 empty] | 0 | 0
[26 empty] | 0 | 0
[26 empty] | 0 | 0
[26 empty] | 0 | 0
[26 empty] | 0 | 0
[26 empty] | 0 | 0
[26 empty] | 0 | 0
[26 empty] | 0 | 0
[26 empty] | 0 | 0
[26 empty] | 0 | 0
[26 empty] | 0 | 0
[26 empty] | 0 | 0
[26 empty] | 0 | 0
[26 empty] | 0 | 0
[26 empty] | 0 | 0
[26 empty] | 0 | 0
[26 empty] | 0 | 0
[26 empty] | 0 | 0
[26 empty] | 0 | 0
[26 empty] | 0 | 0
[26 empty] | 0 | 0
[26 empty] | 0 | 0
[26 empty] | 0 | 0
[26 empty] | 0 | 0
[26 empty] | 0 | 0
[26 empty] | 0 | 0
[26 empty] | 0 | 0
[26 empty] | 0 | 0
[26 empty] | 0 | 0
[26 empty] | 0 | 0
[26 empty] | 0 | 0
[26 empty] | 0 | 0
[26 empty] | 0 | 0
[26 empty] | 0 | 0
[26 empty] | 0 | 0
[26 empty] | 0 | 0
[26 empty] | 0 | 0
[26 empty] | 0 | 0
[26 empty] | 0 | 0
[26 empty] | 0 | 0
[26 empty] | 0 | 0
[26 empty] | 0 | 0
[26 empty] | 0 | 0
[26 empty] | 0 | 0
[26 empty] | 0 | 0
[26 empty] | 0 | 0
[26 empty] | 0 | 0
[26 empty] | 0 | 0
[26 empty] | 0 | 0
[26 empty] | 0 | 0
[26 empty] | 0 | 0
[26 empty] | 0 | 0
[26 empty] | 0 | 0
[26 empty] | 0 | 0
[26 empty] | 0 | 0
[26 empty] | 0 | 0
[26 empty] | 0 | 0
[26 empty] | 0 | 0
[26 empty] | 0 | 0
[26 empty] | 0 | 0
[26 empty] | 0 | 0
[26 empty] | 0 | 0
[26 empty] | 0 | 0
[26 empty] | 0 | 0
[26 empty] | 0 | 0
[26 empty] | 0 | 0
[26 empty] | 0 | 0
[26 empty] | 0 | 0
[26 empty] | 0 | 0
[26 empty] | 0 | 0
[26 empty] | 0 | 0
[26 empty] | 0 | 0
[26 empty] | 0 | 0
[26 empty] | 0 | 0
[26 empty] | 0 | 0
[26 empty] | 0 | 0
[26 empty] | 0 | 0
[26 empty] | 0 | 0
[26 empty] | 0 | 0
[26 empty] | 0 | 0
[26 empty] | 0 | 0
[26 empty] | 0 | 0
[26 empty] | 0 | 0
[26 empty] | 0 | 0
[26 empty] | 0 | 0
[26 empty] | 0 | 0
[26 empty] | 0 | 0
[26 empty] | 0 | 0
[26 empty] | 0 | 0
[26 empty] | 0 | 0
[26 empty] | 0 | 0
[26 empty] | 0 | 0
[26 empty] | 0 | 0
[26 empty] | 0 | 0
[26 empty] | 0 | 0
[26 empty] | 0 | 0
[26 empty] | 0 | 0
[26 empty] | 0 | 0
[26 empty] | 0 | 0
[26 empty] | 0 | 0
[26 empty] | 0 | 0
[26 empty] | 0 | 0
[26 empty] | 0 | 0
[26 empty] | 0 | 0
[26 empty] | 0 | 0
[26 empty] | 0 | 0
[26 empty] | 0 | 0
[26 empty] | 0 | 0
[26 empty] | 0 | 0
[26 empty] | 0 | 0
[26 empty] | 0 | 0
[26 empty] | 0 | 0
[26 empty] | 0 | 0
[26 empty] | 0 | 0
[26 empty] | 0 | 0
[26 empty] | 0 | 0
[26 empty] | 0 | 0
[26 empty] | 0 | 0
[26 empty] | 0 | 0
[26 empty] | 0 | 0
[26 empty] | 0 | 0
[26 empty] | 0 | 0
[26 empty] | 0 | 0
[26 empty] | 0 | 0
[26 empty] | 0 | 0
[26 empty] | 0 | 0
[26 empty] | 0 | 0
[26 empty] | 0 | 0
[26 empty] | 0 | 0
[26 empty] | 0 | 0
[26 empty] | 0 | 0
[26 empty] | 0 | 0
[26 empty] | 0 | 0
[26 empty] | 0 | 0
[26 empty] | 0 | 0
[26 empty] | 0 | 0
[26 empty] | 0 | 0
[26 empty] | 0 | 0
[26 empty] | 0 | 0
[26 empty] | 0 | 0
[26 empty] | 0 | 0
[26 empty] | 0 | 0
[26 empty] | 0 | 0
[26 empty] | 0 | 0
[26 empty] | 0 | 0
[26 empty] | 0 | 0
[26 empty] | 0 | 0
[26 empty] | 0 | 0
[26 empty] | 0 | 0
[26 empty] | 0 | 0
[26 empty] | 0 | 0
[26 empty] | 0 | 0
[26 empty] | 0 | 0
[26 empty] | 0 | 0
[26 empty] | 0 | 0
[26 empty] | 0 | 0
[26 empty] | 0 | 0
[26 empty] | 0 | 0
[26 empty] | 0 | 0
[26 empty] | 0 | 0
[26 empty] | 0 | 0
[26 empty] | 0 | 0
[26 empty] | 0 | 0
[26 empty] | 0 | 0
[26 empty] | 0 | 0
[26 empty] | 0 | 0
[26 empty] | 0 | 0
[26 empty] | 0 | 0
[26 empty] | 0 | 0
[26 empty] | 0 | 0
[26 empty] | 0 | 0
[26 empty] | 0 | 0
[26 empty] | 0 | 0
[26 empty] | 0 | 0
[26 empty] | 0 | 0
[26 empty] | 0 | 0
[26 empty] | 0 | 0
[26 empty] | 0 | 0
[26 empty] | 0 | 0
[26 empty] | 0 | 0
[26 empty] | 0 | 0
[26 empty] | 0 | 0
[26 empty] | 0 | 0
[26 empty] | 0 | 0
[26 empty] | 0 | 0
[26 empty] | 0 | 0
[26 empty] | 0 | 0
[26 empty] | 0 | 0
[26 empty] | 0 | 0
[26 empty] | 0 | 0
[26 empty] | 0 | 0
[26 empty] | 0 | 0
[26 empty] | 0 | 0
[26 empty] | 0 | 0
[26 empty] | 0 | 0
[26 empty] | 0 | 0
[26 empty] | 0 | 0
[26 empty] | 0 | 0
[26 empty] | 0 | 0
[26 empty] | 0 | 0
[26 empty] | 0 | 0
[26 empty] | 0 | 0
[26 empty] | 0 | 0
[26 empty] | 0 | 0
[26 empty] | 0 | 0
[26 empty] | 0 | 0
[26 empty] | 0 | 0
[26 empty] | 0 | 0
[26 empty] | 0 | 0
[26 empty] | 0 | 0
[26 empty] | 0 | 0
[26 empty] | 0 | 0
[26 empty] | 0 | 0
[26 empty] | 0 | 0
[26 empty] | 0 | 0
[26 empty] | 0 | 0
[26 empty] | 0 | 0
[26 empty] | 0 | 0
[26 empty] | 0 | 0
[26 empty] | 0 | 0
[26 empty] | 0 | 0
[26 empty] | 0 | 0
[26 empty] | 0 | 0
[26 empty] | 0 | 0
[26 empty] | 0 | 0
[26 empty] | 0 | 0
[26 empty] | 0 | 0
[26 empty] | 0 | 0
[26 empty] | 0 | 0
[26 empty] | 0 | 0
[26 empty] | 0 | 0
[26 empty] | 0 | 0
[26 empty] | 0 | 0
[26 empty] | 0 | 0
[26 empty] | 0 | 0
[26 empty] | 0 | 0
[26 empty] | 0 | 0
[26 empty] | 0 | 0
[26 empty] | 0 | 0
[26 empty] | 0 | 0
[26 empty] | 0 | 0
[26 empty] | 0 | 0
[26 empty] | 0 | 0
[26 empty] | 0 | 0
[26 empty] | 0 | 0
[26 empty] | 0 | 0
[26 empty] | 0 | 0
[26 empty] | 0 | 0
[26 empty] | 0 | 0
[26 empty] | 0 | 0
[26 empty] | 0 | 0
[26 empty] | 0 | 0
[26 empty] | 0 | 0
[26 empty] | 0 | 0
[26 empty] | 0 | 0
[26 empty] | 0 | 0
[26 empty] | 0 | 0
[26 empty] | 0 | 0
[26 empty] | 0 | 0
[26 empty] | 0 | 0
[26 empty] | 0 | 0
[26 empty] | 0 | 0
[26 empty] | 0 | 0
[26 empty] | 0 | 0
[26 empty] | 0 | 0
[26 empty] | 0 | 0
[26 empty] | 0 | 0
[26 empty] | 0 | 0
[26 empty] | 0 | 0
[26 empty] | 0 | 0
[26 empty] | 0 | 0
[26 empty] | 0 | 0
[26 empty] | 0 | 0
[26 empty] | 0 | 0
[26 empty] | 0 | 0
[26 empty] | 0 | 0
[26 empty] | 0 | 0
[26 empty] | 0 | 0
[26 empty] | 0 | 0
[26 empty] | 0 | 0
[26 empty] | 0 | 0
[26 empty] | 0 | 0
[26 empty] | 0 | 0
[26 empty] | 0 | 0
[26 empty] | 0 | 0
[26 empty] | 0 | 0
[26 empty] | 0 | 0
[26 empty] | 0 | 0
[26 empty] | 0 | 0
[26 empty] | 0 | 0
[26 empty] | 0 | 0
[26 empty] | 0 | 0
[26 empty] | 0 | 0
[26 empty] | 0 | 0
[26 empty] | 0 | 0
[26 empty] | 0 | 0
[26 empty] | 0 | 0
[26 empty] | 0 | 0
[26 empty] | 0 | 0
[26 empty] | 0 | 0
[26 empty] | 0 | 0
[26 empty] | 0 | 0
[26 empty] | 0 | 0
[26 empty] | 0 | 0
[26 empty] | 0 | 0
[26 empty] | 0 | 0
[26 empty] | 0 | 0
[26 empty] | 0 | 0
[26 empty] | 0 | 0
[26 empty] | 0 | 0
[26 empty] | 0 | 0
[26 empty] | 0 | 0
[26 empty] | 0 | 0
[26 empty] | 0 | 0
[26 empty] | 0 | 0
[26 empty] | 0 | 0
[26 empty] | 0 | 0
[26 empty] | 0 | 0
[26 empty] | 0 | 0
[26 empty] | 0 | 0
[26 empty] | 0 | 0
[26 empty] | 0 | 0
[26 empty] | 0 | 0
[26 empty] | 0 | 0
[26 empty] | 0 | 0
[26 empty] | 0 | 0
[26 empty] | 0 | 0
[26 empty] | 0 | 0
[26 empty] | 0 | 0
[26 empty] | 0 | 0
[26 empty] | 0 | 0
[26 empty] | 0 | 0
[26 empty] | 0 | 0
[26 empty] | 0 | 0
[26 empty] | 0 | 0
[26 empty] | 0 | 0
[26 empty] | 0 | 0
[26 empty] | 0 | 0
[26 empty] | 0 | 0
[26 empty] | 0 | 0
[26 empty] | 0 | 0
[26 empty] | 0 | 0
[26 empty] | 0 | 0
[26 empty] | 0 | 0
[26 empty] | 0 | 0
[26 empty] | 0 | 0
[26 empty] | 0 | 0
[26 empty] | 0 | 0
[26 empty] | 0 | 0
[26 empty] | 0 | 0
[26 empty] | 0 | 0
[26 empty] | 0 | 0
[26 empty] | 0 | 0
[26 empty] | 0 | 0
[26 empty] | 0 | 0
[26 empty] | 0 | 0
[26 empty] | 0 | 0
[26 empty] | 0 | 0
[26 empty] | 0 | 0
[26 empty] | 0 | 0
[26 empty] | 0 | 0
[26 empty] | 0 | 0
[26 empty] | 0 | 0
[26 empty] | 0 | 0
[26 empty] | 0 | 0
[26 empty] | 0 | 0
[26 empty] | 0 | 0
[26 empty] | 0 | 0
[26 empty] | 0 | 0
[26 empty] | 0 | 0
[26 empty] | 0 | 0
[26 empty] | 0 | 0
[26 empty] | 0 | 0
[26 empty] | 0 | 0
[26 empty] | 0 | 0
[26 empty] | 0 | 0
[26 empty] | 0 | 0
[26 empty] | 0 | 0
[26 empty] | 0 | 0
[26 empty] | 0 | 0
[26 empty] | 0 | 0
[26 empty] | 0 | 0
[26 empty] | 0 | 0
[26 empty] | 0 | 0
[26 empty] | 0 | 0
[26 empty] | 0 | 0
[26 empty] | 0 | 0
[26 empty] | 0 | 0
[26 empty] | 0 | 0
[26 empty] | 0 | 0
[26 empty] | 0 | 0
[26 empty] | 0 | 0
[26 empty] | 0 | 0
[26 empty] | 0 | 0
[26 empty] | 0 | 0
[26 empty] | 0 | 0
[26 empty] | 0 | 0
[26 empty] | 0 | 0
[26 empty] | 0 | 0
[26 empty] | 0 | 0
[26 empty] | 0 | 0
[26 empty] | 0 | 0
[26 empty] | 0 | 0
[26 empty] | 0 | 0
[26 empty] | 0 | 0
[26 empty] | 0 | 0
[26 empty] | 0 | 0
[26 empty] | 0 | 0
[26 empty] | 0 | 0
[26 empty] | 0 | 0
[26 empty] | 0 | 0
[26 empty] | 0 | 0
[26 empty] | 0 | 0
[26 empty] | 0 | 0
[26 empty] | 0 | 0
[26 empty] | 0 | 0
[26 empty] | 0 | 0
[26 empty] | 0 | 0
[26 empty] | 0 | 0
[26 empty] | 0 | 0
[26 empty] | 0 | 0
[26 empty] | 0 | 0
[26 empty] | 0 | 0
[26 empty] | 0 | 0
[26 empty] | 0 | 0
[26 empty] | 0 | 0
[26 empty] | 0 | 0
[26 empty] | 0 | 0
[26 empty] | 0 | 0
[26 empty] | 0 | 0
[26 empty] | 0 | 0
[26 empty] | 0 | 0
[26 empty] | 0 | 0
[26 empty] | 0 | 0
[26 empty] | 0 | 0
[26 empty] | 0 | 0
[26 empty] | 0 | 0
[26 empty] | 0 | 0
[26 empty] | 0 | 0
[26 empty] | 0 | 0
[26 empty] | 0 | 0
[26 empty] | 0 | 0
[26 empty] | 0 | 0
[26 empty] | 0 | 0
[26 empty] | 0 | 0
[26 empty] | 0 | 0
[26 empty] | 0 | 0
[26 empty] | 0 | 0
[26 empty] | 0 | 0
[26 empty] | 0 | 0
[26 empty] | 0 | 0
[26 empty] | 0 | 0
[26 empty] | 0 | 0
[26 empty] | 0 | 0
[26 empty] | 0 | 0
[26 empty] | 0 | 0
[26 empty] | 0 | 0
[26 empty] | 0 | 0
[26 empty] | 0 | 0
[26 empty] | 0 | 0
[26 empty] | 0 | 0
[26 empty] | 0 | 0
[26 empty] | 0 | 0
[26 empty] | 0 | 0
[26 empty] | 0 | 0
[26 empty] | 0 | 0
[26 empty] | 0 | 0
[26 empty] | 0 | 0
[26 empty] | 0 | 0
[26 empty] | 0 | 0
[26 empty] | 0 | 0
[26 empty] | 0 | 0
[26 empty] | 0 | 0
[26 empty] | 0 | 0
[26 empty] | 0 | 0
[26 empty] | 0 | 0
[26 empty] | 0 | 0
[26 empty] | 0 | 0
[26 empty] | 0 | 0
[26 empty] | 0 | 0
[26 empty] | 0 | 0
[26 empty] | 0 | 0
[26 empty] | 0 | 0
[26 empty] | 0 | 0
[26 empty] | 0 | 0
[26 empty] | 0 | 0
[26 empty] | 0 | 0
[26 empty] | 0 | 0
[26 empty] | 0 | 0
[26 empty] | 0 | 0
[26 empty] | 0 | 0
[26 empty] | 0 | 0
[26 empty] | 0 | 0
[26 empty] | 0 | 0
[26 empty] | 0 | 0
[26 empty] | 0 | 0
[26 empty] | 0 | 0
[26 empty] | 0 | 0
[26 empty] | 0 | 0
[26 empty] | 0 | 0
[26 empty] | 0 | 0
[26 empty] | 0 | 0
[26 empty] | 0 | 0
[26 empty] | 0 | 0
[26 empty] | 0 | 0
[26 empty] | 0 | 0
[26 empty] | 0 | 0
[26 empty] | 0 | 0
[26 empty] | 0 | 0
[26 empty] | 0 | 0
[26 empty] | 0 | 0
[26 empty] | 0 | 0
[26 empty] | 0 | 0
[26 empty] | 0 | 0
[26 empty] | 0 | 0
[26 empty] | 0 | 0
[26 empty] | 0 | 0
[26 empty] | 0 | 0
[26 empty] | 0 | 0
[26 empty] | 0 | 0
[26 empty] | 0 | 0
[26 empty] | 0 | 0
[26 empty] | 0 | 0
[26 empty] | 0 | 0
[26 empty] | 0 | 0
[26 empty] | 0 | 0
[26 empty] | 0 | 0
[26 empty] | 0 | 0
[26 empty] | 0 | 0
[26 empty] | 0 | 0
[26 empty] | 0 | 0
[26 empty] | 0 | 0
[26 empty] | 0 | 0
[26 empty] | 0 | 0
[26 empty] | 0 | 0
[26 empty] | 0 | 0
[26 empty] | 0 | 0
[26 empty] | 0 | 0
[26 empty] | 0 | 0
[26 empty] | 0 | 0
[26 empty] | 0 | 0
[26 empty] | 0 | 0
[26 empty] | 0 | 0
[26 empty] | 0 | 0
[26 empty] | 0 | 0
[26 empty] | 0 | 0
[26 empty] | 0 | 0
[26 empty] | 0 | 0
[26 empty] | 0 | 0
[26 empty] | 0 | 0
[26 empty] | 0 | 0
[26 empty] | 0 | 0
[26 empty] | 0 | 0
[26 empty] | 0 | 0
[26 empty] | 0 | 0
[26 empty] | 0 | 0
[26 empty] | 0 | 0
[26 empty] | 0 | 0
[26 empty] | 0 | 0
[26 empty] | 0 | 0
[26 empty] | 0 | 0
[26 empty] | 0 | 0
[26 empty] | 0 | 0
[26 empty] | 0 | 0
[26 empty] | 0 | 0
[26 empty] | 0 | 0
[26 empty] | 0 | 0
[26 empty] | 0 | 0
[26 empty] | 0 | 0
[26 empty] | 0 | 0
[26 empty] | 0 | 0
[26 empty] | 0 | 0
[26 empty] | 0 | 0
[26 empty] | 0 | 0
[26 empty] | 0 | 0
[26 empty] | 0 | 0
[26 empty] | 0 | 0
[26 empty] | 0 | 0
[26 empty] | 0 | 0
[26 empty] | 0 | 0
[26 empty] | 0 | 0
[26 empty] | 0 | 0
[26 empty] | 0 | 0
[26 empty] | 0 | 0
[26 empty] | 0 | 0
[26 empty] | 0 | 0
[26 empty] | 0 | 0
[26 empty] | 0 | 0
[26 empty] | 0 | 0
[26 empty] | 0 | 0
[26 empty] | 0 | 0
[26 empty] | 0 | 0
[26 empty] | 0 | 0
[26 empty] | 0 | 0
[26 empty] | 0 | 0
[26 empty] | 0 | 0
[26 empty] | 0 | 0
[26 empty] | 0 | 0
[26 empty] | 0 | 0
[26 empty] | 0 | 0
[26 empty] | 0 | 0
[26 empty] | 0 | 0
[26 empty] | 0 | 0
[26 empty] | 0 | 0
[26 empty] | 0 | 0
[26 empty] | 0 | 0
[26 empty] | 0 | 0
[26 empty] | 0 | 0
[26 empty] | 0 | 0
[26 empty] | 0 | 0
[26 empty] | 0 | 0
[26 empty] | 0 | 0
[26 empty] | 0 | 0
[26 empty] | 0 | 0
[26 empty] | 0 | 0
[26 empty] | 0 | 0
[26 empty] | 0 | 0
[26 empty] | 0 | 0
[26 empty] | 0 | 0
[26 empty] | 0 | 0
[26 empty] | 0 | 0
[26 empty] | 0 | 0
[26 empty] | 0 | 0
[26 empty] | 0 | 0
[26 empty] | 0 | 0
[26 empty] | 0 | 0
[26 empty] | 0 | 0
[26 empty] | 0 | 0
[26 empty] | 0 | 0
[26 empty] | 0 | 0
[26 empty] | 0 | 0
[26 empty] | 0 | 0
[26 empty] | 0 | 0
[26 empty] | 0 | 0
[26 empty] | 0 | 0
[26 empty] | 0 | 0
[26 empty] | 0 | 0
[26 empty] | 0 | 0
[26 empty] | 0 | 0
[26 empty] | 0 | 0
[26 empty] | 0 | 0
[26 empty] | 0 | 0
[26 empty] | 0 | 0
[26 empty] | 0 | 0
[26 empty] | 0 | 0
[26 empty] | 0 | 0
[26 empty] | 0 | 0
[26 empty] | 0 | 0
[26 empty] | 0 | 0
[26 empty] | 0 | 0
[26 empty] | 0 | 0
[26 empty] | 0 | 0
[26 empty] | 0 | 0
[26 empty] | 0 | 0
[26 empty] | 0 | 0
[26 empty] | 0 | 0
[26 empty] | 0 | 0
[26 empty] | 0 | 0
[26 empty] | 0 | 0
[26 empty] | 0 | 0
[26 empty] | 0 | 0
[26 empty] | 0 | 0
[26 empty] | 0 | 0
[26 empty] | 0 | 0
[26 empty] | 0 | 0
[26 empty] | 0 | 0
[26 empty] | 0 | 0
[26 empty] | 0 | 0
[26 empty] | 0 | 0
[26 empty] | 0 | 0
[26 empty] | 0 | 0
[26 empty] | 0 | 0
[26 empty] | 0 | 0
[26 empty] | 0 | 0
[26 empty] | 0 | 0
[26 empty] | 0 | 0
[26 empty] | 0 | 0
[26 empty] | 0 | 0
[26 empty] | 0 | 0
[26 empty] | 0 | 0
[26 empty] | 0 | 0
[26 empty] | 0 | 0
[26 empty] | 0 | 0
[26 empty] | 0 | 0
[26 empty] | 0 | 0
[26 empty] | 0 | 0
[26 empty] | 0 | 0
[26 empty] | 0 | 0
[26 empty] | 0 | 0
[26 empty] | 0 | 0
[26 empty] | 0 | 0
[26 empty] | 0 | 0
[26 empty] | 0 | 0
[26 empty] | 0 | 0
[26 empty] | 0 | 0
[26 empty] | 0 | 0
[26 empty] | 0 | 0
[26 empty] | 0 | 0
[26 empty] | 0 | 0
[26 empty] | 0 | 0
[26 empty] | 0 | 0
[26 empty] | 0 | 0
[26 empty] | 0 | 0
[26 empty] | 0 | 0
[26 empty] | 0 | 0
[26 empty] | 0 | 0
[26 empty] | 0 | 0
[26 empty] | 0 | 0
[26 empty] | 0 | 0
[26 empty] | 0 | 0
[26 empty] | 0 | 0
[26 empty] | 0 | 0
[26 empty] | 0 | 0
[26 empty] | 0 | 0
[26 empty] | 0 | 0
[26 empty] | 0 | 0
[26 empty] | 0 | 0
[26 empty] | 0 | 0
[26 empty] | 0 | 0
[26 empty] | 0 | 0
[26 empty] | 0 | 0
[26 empty] | 0 | 0
[26 empty] | 0 | 0
[26 empty] | 0 | 0
[26 empty] | 0 | 0
[26 empty] | 0 | 0
[26 empty] | 0 | 0
[26 empty] | 0 | 0
[26 empty] | 0 | 0
[26 empty] | 0 | 0
[26 empty] | 0 | 0
[26 empty] | 0 | 0
[26 empty] | 0 | 0
[26 empty] | 0 | 0
[26 empty] | 0 | 0
[26 empty] | 0 | 0
[26 empty] | 0 | 0
[26 empty] | 0 | 0
[26 empty] | 0 | 0
[26 empty] | 0 | 0
[26 empty] | 0 | 0
[26 empty] | 0 | 0
[26 empty] | 0 | 0
[26 empty] | 0 | 0
[26 empty] | 0 | 0
[26 empty] | 0 | 0
[26 empty] | 0 | 0
[26 empty] | 0 | 0
[26 empty] | 0 | 0
[26 empty] | 0 | 0
[26 empty] | 0 | 0
[26 empty] | 0 | 0
[26 empty] | 0 | 0
[26 empty] | 0 | 0
[26 empty] | 0 | 0
[26 empty] | 0 | 0
[26 empty] | 0 | 0
[26 empty] | 0 | 0
[26 empty] | 0 | 0
[26 empty] | 0 | 0
[26 empty] | 0 | 0
[26 empty] | 0 | 0
[26 empty] | 0 | 0
[26 empty] | 0 | 0
[26 empty] | 0 | 0
[26 empty] | 0 | 0
[26 empty] | 0 | 0
[26 empty] | 0 | 0
[26 empty] | 0 | 0
[26 empty] | 0 | 0
[26 empty] | 0 | 0
[26 empty] | 0 | 0
[26 empty] | 0 | 0
[26 empty] | 0 | 0
[26 empty] | 0 | 0
[26 empty] | 0 | 0
[26 empty] | 0 | 0
[26 empty] | 0 | 0
[26 empty] | 0 | 0
[26 empty] | 0 | 0
[26 empty] | 0 | 0
[26 empty] | 0 | 0
[26 empty] | 0 | 0
[26 empty] | 0 | 0
[26 empty] | 0 | 0
[26 empty] | 0 | 0
[26 empty] | 0 | 0
[26 empty] | 0 | 0
[26 empty] | 0 | 0
[26 empty] | 0 | 0
[26 empty] | 0 | 0
[26 empty] | 0 | 0
[26 empty] | 0 | 0
[26 empty] | 0 | 0
[26 empty] | 0 | 0
[26 empty] | 0 | 0
[26 empty] | 0 | 0
[26 empty] | 0 | 0
[26 empty] | 0 | 0
[26 empty] | 0 | 0
[26 empty] | 0 | 0
[26 empty] | 0 | 0
[26 empty] | 0 | 0
[26 empty] | 0 | 0
[26 empty] | 0 | 0
[26 empty] | 0 | 0
[26 empty] | 0 | 0
[26 empty] | 0 | 0
[26 empty] | 0 | 0
[26 empty] | 0 | 0
[26 empty] | 0 | 0
[26 empty] | 0 | 0
[26 empty] | 0 | 0
[26 empty] | 0 | 0
[26 empty] | 0 | 0
[26 empty] | 0 | 0
[26 empty] | 0 | 0
[26 empty] | 0 | 0
[26 empty] | 0 | 0
[26 empty] | 0 | 0
[26 empty] | 0 | 0
[26 empty] | 0 | 0
[26 empty] | 0 | 0
[26 empty] | 0 | 0
[26 empty] | 0 | 0
[26 empty] | 0 | 0
[26 empty] | 0 | 0
[26 empty] | 0 | 0
[26 empty] | 0 | 0
[26 empty] | 0 | 0
[26 empty] | 0 | 0
[26 empty] | 0 | 0
[26 empty] | 0 | 0
[26 empty] | 0 | 0
[26 empty] | 0 | 0
[26 empty] | 0 | 0
[26 empty] | 0 | 0
[26 empty] | 0 | 0
[26 empty] | 0 | 0
[26 empty] | 0 | 0
[26 empty] | 0 | 0
[26 empty] | 0 | 0
[26 empty] | 0 | 0
[26 empty] | 0 | 0
[26 empty] | 0 | 0
[26 empty] | 0 | 0
[26 empty] | 0 | 0
[26 empty] | 0 | 0
[26 empty] | 0 | 0
[26 empty] | 0 | 0
[26 empty] | 0 | 0
[26 empty] | 0 | 0
[26 empty] | 0 | 0
[26 empty] | 0 | 0
[26 empty] | 0 | 0
[26 empty] | 0 | 0
[26 empty] | 0 | 0
[26 empty] | 0 | 0
[26 empty] | 0 | 0
[26 empty] | 0 | 0
[26 empty] | 0 | 0
[26 empty] | 0 | 0
[26 empty] | 0 | 0
[26 empty] | 0 | 0
[26 empty] | 0 | 0
[26 empty] | 0 | 0
[26 empty] | 0 | 0
[26 empty] | 0 | 0
[26 empty] | 0 | 0
[26 empty] | 0 | 0
[26 empty] | 0 | 0
[26 empty] | 0 | 0
[26 empty] | 0 | 0
[26 empty] | 0 | 0
[26 empty] | 0 | 0
[26 empty] | 0 | 0
[26 empty] | 0 | 0
[26 empty] | 0 | 0
[26 empty] | 0 | 0
[26 empty] | 0 | 0

## Zones
Houston | 1
North | 1
South | 1
West | -1
SET UP AREA, copy & paste values to cell B1
Source | North |  | N to H | N to W | N to S | W to N | S to N | W to S
Sink | West | Houston | -1 | 1 | -1 | -1 | 1 | -1
|  | North | 1 | 1 | 1 | -1 | -1 | -1
|  | South | -1 | 1 | -1 | -1 | 1 | -1
|  | West | 1 | -1 | 1 | 1 | -1 | 1
|  | Source | North | North | North | West | South | West
|  | Sink | Houston | West | South | North | North | South

## Tech
Number of Bus | Name of Bus | Tech Type
238 | BOSQUESW505 | CC
239 | BOSQUESW502 | GGT
244 | WHITNYDM01 | Hydro
245 | WHITNYDM02 | Hydro
247 | BOSQUESW501 | GGT
251 | BOSQUESW803 | CC
253 | BOSQUESW804 | CC
332 | RWMILLER01 | GST
333 | RWMILLER02 | GST
334 | RWMILLER03 | GST
335 | RWMILLER04 | GST
336 | RWMILLER05 | GST
344 | MRSSHPRD | Hydro
345 | MRSSHPRD01 | Hydro
366 | JNSNCNTY802 | Cogen
367 | JNSNCNTY802 | Cogen
503 | NTHTEXAS01 | GST
504 | NTHTEXAS02 | GST
505 | NTHTEXAS03 | GST
580 | JCKCNTY801 | CC
581 | JCKCNTY802 | CC
582 | JCKCNTY803 | CC
728 | WOLFRIDGE801 | Wind
837 | NEWMAN_G5 | GST
842 | OLINGER_G1 | GST
843 | OLINGER_G2 | GST
844 | OLINGER_G3 | GST
845 | OLINGER_G4 | GGT
923 | SPENCER_G4 | GST
924 | SPENCER_G5 | GST
948 | STEAM1 | GST
949 | STEAM2 | GST
950 | STEAM3 | GST
990 | GIBN_CREK_G1 | LIGCO
1002 | PBCTAGE_1G | GGT
1003 | PBCTBGE_2G | GGT
1004 | PBCTCGE_3G | GGT
1005 | PBCTDGE_4G | GGT
1006 | PBCTEGE_5G | GGT
1007 | PB5GEN_6G | GST
1008 | PB6GEN_7G | GST
1037 | MORGAN5G_5G | GST
1039 | MRGNAG_1G | GGT
1040 | MRGNBG_2G | GGT
1041 | MRGNCG_3G | GGT
1042 | MRGNDG_4G | GGT
1043 | MRGNEG_5G | GGT
1044 | MRGNFG_6G | GGT
1045 | CALENG1G_1G | Cogen
1046 | CALENG2G_2G | Cogen
1047 | CALENG3G_3G | Cogen
1058 | LONGSHORE_5 | Wind
1058 | LONGSHORE_5 | Wind
1061 | CIELOGEN_1G | Wind
1062 | CIELOGEN_2G | Wind
1068 | SCURRYCW_1G | Wind
1069 | KINDERMG_1G | Cogen
1070 | KINDERMG_2G | Cogen
1071 | KINDERMG_3G | Cogen
1073 | SCURRYCW_2G | Wind
1320 | BSP 1 | Cogen
1326 | STANTONW_8 | Wind
1327 | WILDHRSE_1G | Wind
1328 | OCOTILLO_1G | Wind
1333 | MCDDONAL_8 | Wind
1343 | TRENTIPP_8 | Wind
1349 | WESTXWIN_1G | Wind
1350 | NWPWRG1_1G | Wind
1354 | AEPWIND_8 | Wind
1360 | GUNSIGHT_8 | Wind
1416 | SWETWATR_1G | CC
1417 | SWETWATR_2G | CC
1418 | SWETWATR_3G | CC
1419 | SWETWATR_4G | CC
1432 | GRHAMSES_2G | GST
1433 | GRHAMSES_1G | GST
1437 | MESQUITW_1G | Wind
1438 | MESQUITW_2G | Wind
1442 | COKFIELD_5 | Wind
1453 | WCPWRCO_1G | CC
1454 | WCPWRCO_2G | CC
1455 | WCPWRCO_3G | CC
1479 | WFCOGEN_1G | Cogen
1479 | WFCOGEN_1G | Cogen
1482 | WFCOGEN_2G | Cogen
1482 | WFCOGEN_2G | Cogen
1600 | BARTNWND_1G | Wind
1643 | SLSTR1PP_1G | Wind
1675 | PEC_1G | Cogen
1676 | PEC_2G | Cogen
1677 | PEC_3G | Cogen
1678 | LAMARPWR_1G | CC
1679 | LAMARPWR_2G | CC
1680 | LAMARPWR_3G | CC
1681 | LAMARPWR_4G | CC
1682 | LAMARPWR_5G | CC
1683 | LAMARPWR_6G | CC
1687 | VALLEY_1G | GST
1688 | VALLEY_2G | GSC
1689 | VALLEY_3G | GST
1701 | MOSES_1G | LIGCO
1702 | MOSES_2G | LIGCO
1703 | MOSES_3G | LIGCO
1861 | EAGLEMNT_1G | GST
1862 | EAGLEMNT_2G | GST
1863 | EAGLEMNT_3G | GST
1877 | WLFHOLW_1G | CC
1878 | WLFHOLW_2G | CC
1879 | WLFHOLW_3G | CC
1889 | DECRDOVA_1G | GSC
1892 | DECRDOVA_2G | GGT
1893 | DECRDOVA_3G | GGT
1894 | DECRDOVA_4G | GGT
1895 | DECRDOVA_5G | GGT
1898 | COMCHEPK_1G | Nuc
1899 | COMCHEPK_2G | Nuc
1937 | MDLTHELP_5G | CC
1938 | MDLTHELP_6G | CC
1941 | MDLTHELP_1G | CC
1942 | MDLTHELP_2G | CC
1943 | MDLTHELP_3G | CC
1944 | MDLTHELP_4G | CC
1947 | HANDLEY_3G | GST
1948 | HANDLEY_4G | GST
1949 | HANDLEY_5G | GST
2371 | COLLIN_1G | GST
2381 | NTHLK1_G | GST
2382 | NTHLK2_G | GST
2383 | NTHLK3_G | GST
2413 | MTCK6_G | GST
2414 | MTCK7_G | GST
2417 | MTCK8_G | GSC
2451 | LKHB1_G | GST
2452 | LKHB2_G | GST
3097 | MARTLAKE_1G | LIGCO
3098 | MARTLAKE_2G | LIGCO
3099 | MARTLAKE_3G | LIGCO
3107 | STRYKER_1G | GST
3108 | STRYKER_2G | GST
3126 | TRINIDAD_6G | GST
3309 | ASPN_G | Bio
3348 | CHAMPION_1G | Cogen
3381 | BBRN_1G | LIGCO
3382 | BBRN_2G | LIGCO
3403 | THOUSE_1G | GSC
3404 | THOUSE_2G | GSC
3416 | LAKE_CRK1_G | GST
3417 | LAKE_CRK2_G | GST
3432 | SANDOW_4G | LIGCO
5026 | BRAUNIG_VHB1 | GST
5027 | BRAUNIG_VHB2 | GST
5028 | BRAUNIG_VHB3 | GST
5111 | CALAVER_JTD1 | LIGCO
5112 | CALAVER_JTD2 | LIGCO
5264 | LEON_LCP3G3 | GST
5265 | LEON_LCP4G4 | GST
5266 | LEON_LCPCT1 | GGT
5267 | LEON_LCPCT2 | GGT
5268 | LEON_LCPCT3 | GGT
5269 | LEON_LCPCT4 | GGT
5396 | CALAVER_OWS1 | GST
5397 | CALAVER_OWS2 | GST
5401 | CALAVER_JKS1 | LIGCO
5436 | TUTTL_WBT1G1 | GST
5438 | TUTTL_WBT3G3 | GST
5439 | TUTTL_WBT4G4 | GST
5476 | BRA_AVR1_CT1 | CC
5477 | BRA_AVR1_ST | CC
5478 | BRA_AVR1_CT2 | CC
5503 | RAYBURNGEN3 | GST
5505 | RAYBURNGEN1 | GGT
5506 | RAYBURNGEN2 | GGT
5508 | RAYBURNCC9 | CC
5509 | RAYBURNCC10 | CC
5511 | RAYBURNCC7 | CC
5512 | RAYBURNCC8 | CC
5728 | FALCONHYDRO2 | Hydro
5729 | FALCONHYDRO3 | Hydro
5890 | PEARSALLGEN1 | GST
5891 | PEARSALLGEN2 | GST
5892 | PEARSALLGEN3 | GST
5903 | SANMIGUELGEN | LIGCO
5911 | STP_GN1___1 | Nuc
5912 | STP_GN2___2 | Nuc
5920 | WELSHDC1 | DCTie
5925 | DCEAST | DCTie
5932 | SI_RAY9 | CC
5933 | SI_RAY6 | GST
5934 | SI_RAY5 | GST
5935 | SI_RAY10 | CC
6016 | SWMESA | Wind
6096 | NORTHDC7 | DCTie
6100 | OKLA7A | DCTie
6144 | MCADOO1A | Wind
6407 | TURKTRAK1A | Wind
6637 | SNYDERW1A | Wind
6752 | OKLA0A | LIGCO
6948 | DENISNDM | Hydro
6948 | DENISNDM | Hydro
7000 | L_FERGUS1_1Y | GSC
7004 | L_SIMGID1_1Y | GST
7005 | L_SIMGID1_2Y | GST
7006 | L_SIMGID1_3Y | GST
7007 | L_LOSTPI1_1Y | CC
7008 | L_LOSTPI1_2Y | CC
7009 | L_LOSTPI1_3Y | CC
7010 | L_FPPYD11_1Y | LIGCO
7011 | L_FPPYD11_2Y | LIGCO
7012 | L_FPPYD21_3Y | LIGCO
7014 | L_HAYSEN1_1Y | CC
7015 | L_HAYSEN1_2Y | CC
7016 | L_HAYSEN1_3Y | CC
7017 | L_HAYSEN1_4Y | CC
7020 | L_AUSTPL1_1Y | Hydro
7020 | L_AUSTPL1_1Y | Hydro
7022 | L_BUCHAN1_1Y | Hydro
7023 | L_BUCHAN1_2Y | Hydro
7024 | L_BUCHAN1_3Y | Hydro
7026 | L_INKSDA1_1Y | Hydro
7028 | L_MARBFA1_1Y | Hydro
7029 | L_MARBFA1_2Y | Hydro
7031 | L_MARSFO1G1Y | Hydro
7032 | L_MARSFO1G2Y | Hydro
7033 | L_MARSFO1G3Y | Hydro
7035 | L_WIRTZ_1G1Y | Hydro
7036 | L_WIRTZ_1G2Y | Hydro
7038 | L_DELAWA1_1Y | Wind
7038 | L_DELAWA1_1Y | Wind
7303 | L_WPPGS12_1Y | GGT
7303 | L_WPPGS12_1Y | GGT
7305 | L_WPPGS34_1Y | GGT
7305 | L_WPPGS34_1Y | GGT
7487 | L_CANYHY8_1Y | Hydro
7605 | L_MCQUEE9_1Y | Hydro
7605 | L_MCQUEE9_1Y | Hydro
7605 | L_MCQUEE9_1Y | Hydro
7609 | L_SCHUMA8_1Y | Hydro
7624 | L_LAKEWO9_1Y | Hydro
7624 | L_LAKEWO9_1Y | Hydro
7800 | L_GUADGE1_1Y | CC
7801 | L_GUADGE1_2Y | CC
7802 | L_GUADGE1_3Y | CC
7803 | L_GUADGE1_4Y | CC
7804 | L_GUADGE1_5Y | CC
7805 | L_GUADGE1_6Y | CC
7807 | L_BASTEN1_1Y | CC
7808 | L_BASTEN1_2Y | CC
7809 | L_BASTEN1_3Y | CC
7810 | L_RIONOG1G1Y | CC
7811 | L_RIONOG1G2Y | CC
7812 | L_RIONOG1G3Y | CC
7813 | L_RIONOG1S1Y | CC
8032 | AMISTADHYD1 | Hydro
8033 | AMISTADHYD2 | Hydro
8048 | FALCONHYDRO1 | Hydro
8066 | DUP1V#1 | Cogen
8134 | FOR #1 | Cogen
8138 | FOR #2 | Cogen
8139 | JOS #1 | GST
8147 | UCAR #2 | Cogen
8148 | UCAR #1 | Cogen
8153 | FOR #3 | Cogen
8154 | FOR #4 | Cogen
8155 | FOR #5 | Cogen
8156 | FOR #6 | Cogen
8157 | FOR #7 | Cogen
8161 | COLETO0A | LIGCO
8173 | VICEC51A | CC
8174 | VICEC61A | CC
8189 | CUECPL2A | Cogen
8262 | ELPS | Hydro
8285 | LAR #1 | GST
8287 | LAR #2 | GST
8288 | LAR #3 | GST
8388 | BATES0A | GST
8393 | BATES0B | GST
8437 | NUECES_B0C | GST
8438 | NUECES_B0B | GST
8442 | NBEC7 | GST
8442 | NBEC7 | GST
8456 | COSW#1 | Cogen
8457 | COSW#2 | Cogen
8459 | B_DAVIS0B | GSC
8460 | B_DAVIS0A | GSC
8461 | KOCH_UP0A | Cogen
8506 | VAL #1 | Cogen
8507 | VAL #2 | Cogen
8511 | OXY_CC0A | Cogen
8517 | CELANEBI0A | Cogen
8560 | CNOPGT1 | Cogen
8561 | CNOPGT2 | Cogen
8562 | CNOPST1 | Cogen
8926 | LGE_GT10A | Cogen
8927 | LGE_GT20A | Cogen
8928 | LGE_STG0A | Cogen
8930 | ICPGN10A | Cogen
8931 | ICPGN20A | Cogen
8932 | ICPGN30A | Cogen
8933 | FGNTS001 | CC
8934 | FGNTS101 | CC
8935 | FGNTS201 | CC
8936 | MVGN#1 | CC
8937 | MVGN#2 | CC
8938 | MVGN#3 | CC
8981 | HECN1 | CC
8982 | HECN2 | CC
8983 | HECN3 | CC
9000 | DECKR_G1 | GST
9001 | DECKR_G2 | GST
9002 | DECKR_G3 | GGT
9003 | DECKR_G4 | GGT
9004 | DECKR_G5 | GGT
9005 | DECKR_G6 | GGT
9016 | SANDH_G1 | GGT
9017 | SANDH_G2 | GGT
9018 | SANDH_G3 | GGT
9019 | SANDH_G4 | GGT
9020 | SANDHG5A | CC
9021 | SANDHG5C | CC
11001 | NAV1CT | CC
11009 | NAV2CT | CC
11011 | NAV3ST | CC
11012 | NAV4CT | CC
11013 | NAV5CT | CC
11014 | NAV6ST | CC
11020 | TIEHVSG_1G | CC
11021 | TIEHVCG_1G | CC
11022 | TIEHVCG_2G | CC
11023 | TIEHVCG_3G | CC
11024 | TIEHVCG_4G | CC
11025 | TIEHVSG_2G | CC
11056 | ROSCOE_1G | Wind
11057 | CHAMPION_1G | Wind
11058 | PYRON_1G | Wind
11059 | INADALE_1G | Wind
11065 | ELBOWCK_1G | Wind
11147 | NOTREES_1G | Wind
11309 | BULLCREK_2G | Wind
11310 | BULLCREK_1G | Wind
11320 | COYOTE_1G | Wind
11691 | KMICHICT1_G | CC
11692 | KMICHICT2_G | CC
11693 | KMICHIST3_G | CC
11694 | KMICHICT4_G | CC
11695 | KMICHICT5_G | CC
11696 | KMICHIST6_G | CC
12322 | ENNSTRAC_1G | CC
12323 | ENNSTRAC_2G | CC
12411 | FPLEFR1A_G | CC
12412 | FPLEFR1B_G | CC
12413 | FPLEFR1C_G | CC
12414 | FPLEFR1S_G | CC
12421 | FPLEFR2A_G | CC
12422 | FPLEFR2B_G | CC
12423 | FPLEFR2C_G | CC
12424 | FPLEFR2S_G | CC
12440 | PARKD_1SVC8 | GST
12449 | PARKD_2SVC8 | GST
13116 | TGATEWAY_1G | CC
13117 | TGATEWAY_2G | CC
13118 | TGATEWAY_3G | CC
13119 | TGATEWAY_4G | CC
13131 | CALFREST_1G | CC
13132 | CALFREST_2G | CC
13133 | CALFREST_3G | CC
13134 | CALFREST_4G | CC
13135 | CALFREST_5G | CC
13136 | CALFREST_6G | CC
13432 | SANDOW_5G | LIGCO
32798 | BRYN_TAMUGEN | GST
32883 | BRYN_DNSBY3 | GST
32884 | BRYN_DNSBY13 | GST
32886 | BRYN_ATKINS3 | GST
32887 | BRYN_ATKINS6 | GST
32888 | BRYN_ATKINS7 | GGT
32890 | BRYN_ATKINS4 | GST
32891 | BRYN_ATKINS5 | GST
32892 | BRYN_DNSBY14 | GST
36998 | RDCNYNG1 | Wind
38332 | TNWDWRDU2_8 | Wind
38437 | TNSRBNMESA9 | Wind
38580 | TNBP_CGN1_8 | Cogen
38590 | TNBP_CGN2_8 | Cogen
38600 | TNBP_CGN3_8 | Cogen
38611 | TNBPAMCG1_8 | Cogen
38612 | TNBPAMCG2_8 | Cogen
38613 | TNBPAMCG3_8 | Cogen
38614 | TNBPAMCG4_8 | Cogen
38615 | TNBPAMCG5_8 | Cogen
38690 | TNBP_CGN4_8 | Cogen
38711 | TNTXCTY1CG8 | Cogen
38712 | TNTXCTY2CG8 | Cogen
38713 | TNTXCTY3CG8 | Cogen
38714 | TNTXCTY4CG8 | Cogen
39190 | TNSLCGN1__8 | Cogen
39470 | TNDOWCGNSG8 | Cogen
39480 | TNDOWCGNGG8 | Cogen
39760 | TNSCLP1___8 | Cogen
39770 | TNSCLP2___8 | Cogen
39775 | TNSCLP4___8 | Cogen
39790 | TNSCLP3___8 | Cogen
39960 | TNTNPONE_18 | LIGCO
39970 | TNTNPONE_28 | LIGCO
48500 | APD_GT1_8005 | Cogen
48510 | AK_GT1__8040 | Cogen
48511 | LPE_GT1_8070 | GGT
48512 | LPE_GT2_8075 | GGT
48513 | LPE_GT3_8080 | GGT
48514 | LPE_GT4_8085 | GGT
48520 | BSF_GT1_8070 | Cogen
48520 | BSF_GT1_8070 | Cogen
48521 | BVE_GT1_GT1 | CC
48522 | BVE_GT2_5035 | CC
48523 | BVE_ST1_GN1 | CC
48531 | BYU_GT1_8075 | Cogen
48532 | BYU_GT2_8055 | Cogen
48533 | BYU_GT3_8060 | Cogen
48534 | BYU_GT4_8065 | Cogen
48551 | CAL_GT1_8045 | Cogen
48552 | CAL_ST1_8000 | Cogen
48561 | CTL_GT2_8130 | Cogen
48562 | CTL_GT3_8135 | Cogen
48563 | CTL_GT4_8140 | Cogen
48564 | CTL_GN1_8145 | Cogen
48565 | CTL_GN2_8155 | Cogen
48581 | CBY_GN1_1 | GSC
48582 | CBY_GN2_2 | GSC
48583 | CBY_GT4_1 | GSC
48584 | CBY_GT4_2 | CC
48585 | CBY_ST4_1 | CC
48591 | CHE_GT2_5030 | Cogen
48593 | CHE_GT1_8015 | Cogen
48594 | CHE_GN4_8025 | Cogen
48595 | BTE_GT2_8075 | CC
48596 | BTE_GT3_8045 | CC
48597 | BTE_GT4_8055 | CC
48598 | BTE_ST1_8070 | CC
48611 | DIB_GT1_8080 | Cogen
48612 | DIB_GT2_8075 | Cogen
48613 | DIB_ST1_8085 | Cogen
48614 | DIB_GT3_8090 | Cogen
48641 | DPEC_GT15040 | CC
48642 | DPEC_GT25025 | CC
48643 | DPEC_GT35010 | CC
48644 | DPEC_GT45070 | CC
48645 | DPEC_ST55065 | CC
48651 | EP_1_2 | Cogen
48651 | EP_1_2 | Cogen
48671 | FTR_GT1_5105 | CC
48672 | FTR_GT2_5110 | CC
48673 | FTR_GT3_5085 | CC
48674 | FTR_CN4_5095 | CC
48690 | GBY_GN5_5 | GSC
48691 | GBY_73741085 | GGT
48691 | GBY_73741085 | GGT
48692 | GBY_81821075 | GGT
48692 | GBY_81821075 | GGT
48693 | GBY_83841065 | GGT
48693 | GBY_83841065 | GGT
48721 | LEG_1___1 | LIGCO
48722 | LEG_2___2 | LIGCO
48730 | MNS_GT | Cogen
48731 | CBE_GT1 | CC
48732 | CBE_GT2 | CC
48733 | CBE_ST12 | CC
48734 | CBE_GT3 | CC
48735 | CBE_GT4 | CC
48736 | CBE_ST34 | CC
48740 | PSG_GN2_8050 | Cogen
48741 | PSG_GT2_8040 | Cogen
48742 | PSG_GT3_8060 | Cogen
48761 | PR_GT1__9040 | Cogen
48772 | PHR_GN2_2 | GSC
48791 | PSA_GT1_8160 | Cogen
48792 | PSA_GT2_8155 | Cogen
48793 | PSA_GT3_8150 | Cogen
48794 | PSA_GT4_8145 | Cogen
48795 | PSA_GT5_8140 | Cogen
48796 | PSA_GN1_8165 | Cogen
48797 | PSA_GT6_8135 | Cogen
48811 | CVC_GT3_5045 | Cogen
48812 | CVC_GT2_5020 | Cogen
48813 | CVC_GT1_5035 | Cogen
48814 | CVC_ST5_5040 | Cogen
48815 | CVC_GT4_8005 | Cogen
48820 | SHELLG1_3015 | Cogen
48821 | SHELLG2 | Cogen
48822 | SHELLG3_3020 | Cogen
48822 | SHELLG3_3020 | Cogen
48841 | SJS_GT1_GT1 | Cogen
48842 | SJS_GT2_GT2 | Cogen
48845 | SOL_GT1 | Solar
48851 | SRB_GN1_1 | GST
48852 | SRB_GN2_2 | GST
48853 | SRB_GN3_3 | GST
48854 | SRB_GN4_4 | GST
48855 | SRB_GT211035 | GGT
48855 | SRB_GT211035 | GGT
48873 | THW_ST3_ST_3 | CC
48874 | THW_ST4_ST_4 | CC
48875 | THW_3132 | CC
48875 | THW_3132 | CC
48877 | THW_3334 | CC
48877 | THW_3334 | CC
48879 | THW_4142 | CC
48879 | THW_4142 | CC
48881 | THW_4344 | CC
48881 | THW_4344 | CC
48883 | THW_GT1_GT_1 | GGT
48885 | THW_5152 | GGT
48885 | THW_5152 | GGT
48886 | THW_5354 | GGT
48886 | THW_5354 | GGT
48887 | THW_5556 | GGT
48887 | THW_5556 | GGT
48911 | TGF_GT1_8000 | Cogen
48921 | WAP_GN1_1 | GST
48922 | WAP_GN2_2 | GST
48923 | WAP_GN3_3 | GST
48924 | WAP_GN4_4 | GSC
48925 | WAP_GN5_5 | LIGCO
48926 | WAP_GN6_6 | LIGCO
48927 | WAP_GN7_7 | LIGCO
48928 | WAP_GN8_8 | LIGCO
48929 | WAPGT21_GT1 | GGT
48940 | WARVUE_GT1 | Cogen
49803 | EXN_15GT | Cogen
49804 | EXN_16GT | Cogen
49805 | EXN_17GT | Cogen
49826 | EXN938GT | Cogen
49828 | EXN941GT | Cogen
49829 | EXN942GT | Cogen
49830 | EXN943GT | Cogen
49831 | EXN944GT | Cogen
49832 | EXN945GT | Cogen
49837 | EXN_GT | Cogen
49838 | EXN_14GT | Cogen
49851 | DOW17000 | Cogen
49858 | DOW38100 | Cogen
49859 | DOW38200 | Cogen
49860 | DOW38300 | Cogen
49862 | DOW39100 | Cogen
49863 | DOW39200 | Cogen
49865 | DOW41000 | Cogen
49866 | DOW42000 | Cogen
49869 | DOW49000 | Cogen
49870 | DOW61000 | Cogen
49871 | DOW62000 | Cogen
49872 | DOW63000 | Cogen
49873 | DOW64000 | Cogen
49876 | DOW65000 | Cogen
49877 | DOW66000 | Cogen
49878 | DOW67000 | Cogen
49882 | DOW81000 | Cogen
49884 | DOW82000 | Cogen
49885 | DOW83000 | Cogen
49886 | DOW84000 | Cogen
58909 | PEARSALLSCG1 | Diesel
58909 | PEARSALLSCG1 | Diesel
58909 | PEARSALLSCG1 | Diesel
58909 | PEARSALLSCG1 | Diesel
58909 | PEARSALLSCG1 | Diesel
58909 | PEARSALLSCG1 | Diesel
58919 | PEARSALLSCG2 | Diesel
58919 | PEARSALLSCG2 | Diesel
58919 | PEARSALLSCG2 | Diesel
58919 | PEARSALLSCG2 | Diesel
58919 | PEARSALLSCG2 | Diesel
58919 | PEARSALLSCG2 | Diesel
58929 | PEARSALLSCG3 | Diesel
58929 | PEARSALLSCG3 | Diesel
58929 | PEARSALLSCG3 | Diesel
58929 | PEARSALLSCG3 | Diesel
58929 | PEARSALLSCG3 | Diesel
58929 | PEARSALLSCG3 | Diesel
58949 | PEARSALLSCG4 | Diesel
58949 | PEARSALLSCG4 | Diesel
58949 | PEARSALLSCG4 | Diesel
58949 | PEARSALLSCG4 | Diesel
58949 | PEARSALLSCG4 | Diesel
58949 | PEARSALLSCG4 | Diesel
60000 | DSKY2 | Wind
60003 | KING_NE1A | Wind
60005 | KING_SE1A | Wind
60007 | KING_SW1A | Wind
60016 | WOODWRD11A | Wind
60017 | ORNNWP1 | Wind
60018 | DSKY1 | Wind
60019 | KING_NW1A | Wind
60057 | CALLAHAN1A | Wind
60058 | BUFF_GAP1A | Wind
60060 | CIRELLO | Wind
60063 | BUFF_GAP1B | Wind
60066 | H_HOLLOW1A | Wind
60068 | HHOLLOW21A | Wind
60070 | HHOLLOW31A | Wind
60072 | HHOLLOW41A | Wind
60081 | WHRLWIND1A | Wind
60201 | RIO DRCS | AVR
60202 | FRNDDRCS | AVR
71051 | L_BITTCR1_1N | Wind
71054 | L_SWEETW1_1N | Wind
71057 | L_SWEETW1_2N | Wind
71059 | L_SWEETW1_3N | Wind
71060 | L_SWEETW1_4N | Wind
71061 | L_SWEETW1_5N | Wind
76031 | L_GASCCR1_1N | Wind
76091 | L_DIVIDE1_1N | Wind
76095 | L_CAPRSI1_1N | Wind
76096 | L_CAPRSI1_2N | Wind
76097 | L_CAPRGE1_1N | Wind
80003 | MILHWYS | AVR
80012 | LAR | DCTie
80051 | FOR #8 | Cogen
80052 | FOR #9 | Cogen
80053 | FOR #10 | Cogen
80080 | GWINDT11A | Wind
80080 | GWINDT11A | Wind
80080 | GWINDT11A | Wind
80080 | GWINDT11A | Wind
80081 | GWINDT21A | Wind
80081 | GWINDT21A | Wind
80081 | GWINDT21A | Wind
80081 | GWINDT21A | Wind
80137 | CSDR89 | DCTie
80137 | CSDR89 | DCTie
80138 | CSDR7 | DCTie
80139 | CSDR56 | DCTie
80139 | CSDR56 | DCTie
80140 | CSDR11 | DCTie
80180 | PNSCALT11A | Wind
80180 | PNSCALT11A | Wind
80181 | PNSCALT21A | Wind
80181 | PNSCALT21A | Wind
80223 | REYSHR G | Cogen
80224 | VISTRONG1 | Cogen
80225 | VISTRONG2 | Cogen
80226 | ALCOA G | Cogen
80227 | AIRCO G | Cogen
80263 | B_DAVIS31A | CC
80264 | B_DAVIS41A | CC
80265 | LARECU40A | GGT
80266 | LARECU50A | GGT
86104 | CID-138 | DCTie
86105 | CID-230 | DCTie
86106 | CUF-230 | DCTie
86107 | CUF-138 | DCTie
88198 | BEEVILLE | AVR
88253 | HAMILTON | BLT
88299 | ZAPATA | BLT
88508 | FALFURRI | AVR