## Set up
Step 1 | Go to the Zones worksheet in this workbook. Make sure that the source and sink zones are set correctly and the "1"s and "-1"s are correct |  | Summary of Key Data points | Value
File Description: Cont_ LongCreek to Sweetwater and LongCreek to AbileneMulberry OL_ Comchess to Comchpk
Step 2 | Open Dennis' file that needs to have the data transferred, same file that is listed in cell K27 |  | Number of units | 645
|  |  | Dec PTDF cutoff point | 543
Step 3 | Copy columns J:X from an old Dennis' Sheet to the new sheet (if first round of a new alaysis) |  | Dec PTDF cutoff unit | SLSTR1PP_1G
|  |  | Dec 10% unit | NTHLK3_G
Step 4 | Mark the contingencies and monitored element set by a "y" in column K of Dennis' sheet, if there are a match on the filename use something to make unique |  | Dec max cumltv zone impact - cumltv zone share | 0.035588
|  |  | Dec max cumltv zone impact - cumltv zone share pt | 121
Step 5 | Enter Dennis' file name into cell K27 |  | Dec max cumltv zone impact - cumltv zone share unit | LAKE_CRK2_G
|  |  | North Zonal weighted AWGSF | 0.025464
Step 6 | click the step one button |  | West Zonal weighted AWGSF | -0.21047
|  |  | Inc PTDF cutoff point | 102
Step 7 | Enter the line ratings in Dennis' workbook, the Input worksheet, in the cells |  | Inc PTDF cutoff unit | OKLA0A
| X6:X30, or to the end of the selected list. |  | Inc 10% unit | PBCTEGE_5G
|  |  | Inc max cumltv zone impact - cumltv zone share | 0.0022113
Step 8 | Check to see that the number of generators in Dennis' file matches the length |  | Inc max cumltv zone impact - cumltv zone share pt | 57
| of the formulas in columns L:V (Distributed Slack - Dec) have been copied through to the apporpriate number of rows |  | Inc max cumltv zone impact - cumltv zone share unit | NAV6ST
| If Dennis' sheet data is less than this file then clear any old unit data in columns A:K of this workbook to match the correct leng |  | North Zonal weighted AWGSF | 0.025464
| It is only necessary to match the Distributed Slack - Dec worksheet. |  | West Zonal weighted AWGSF | -0.21047
|  |  | Min of zone correlation | 0.079433
Step 9 | Click the step 2 button |  | Bounary gen in West Zone | 0
| The last file saved will still be open, yopu will need to close this file. |  | Bounary gen in soucre zone as % of line | 0%
| This sheet willno longer be open. |  | Bounary gen in North Zone | 0
|  |  | Bounary gen in soucre zone as % of line | 0
|  |  | OL element line rating | 1072
|  |  | North Zonal weighted AWGSF | 0.025464
|  | NW_043009automation.xls | West Zonal weighted AWGSF | -0.21047
Copy Dennis' data step 1
Copy Dennis' Data Step 2

## Distributed Slack - Dec
Number of Bus | Name of Bus | ID | Area Name of Gen | AGC | P Sensitivity of Bus | Gen MW | Min MW | Max MW | V Sensitivity of Bus | Set Volt | Tech Type | Zone Impact | Zone Correlation | Inc Max | Dec Max | Souce S.F. Weighting | Souce Capacity | Sink S.F. Weighting | Sink Capacity | PTDF Calc | PTDF Weighting | Cumulative Share of Zonal Cap | Cumulative Share of Zonal Impact | Cont_ LongCreek to Sweetwater and LongCreek to AbileneMulberry OL_ Comchess to Comchpk |  | i_PTDF_DEC_pt | 543 |  | LAKE_CRK2_G | Unit at max
1898 | COMCHEPK_1G | 1 | North | YES | 0.083235 | 1217 | 1150 | 1217 | 0 | 1.032 | Nuc | 1 | 0.29371 | 0 | 0 | 0 | 0 |  |  | 0.29371 | 0 | 0 | 0 |  |  | i_10pctunit | 31 |  | 121 | # units @ max
1899 | COMCHEPK_2G | 2 | North | YES | 0.083235 | 1159 | 1128 | 1159 | 0 | 1.032 | Nuc | 1 | 0.29371 | 0 | 0 | 0 | 0 |  |  | 0.29371 | 0 | 0 | 0 |  |  | # units | 645 |  | 0.035588 | delta max
1877 | WLFHOLW_1G | 1 | North | YES | 0.077421 | 217.3 | 89.2 | 217.3 | 0 | 1.032 | CC | 1 | 0.28789 | 217.3 | 217.3 | 16.8236 | 217.3 |  |  | 0.28789 | 62.5593 | 0.0036127 | 0.0046507 | [5 empty] | Delta
1878 | WLFHOLW_2G | 2 | North | YES | 0.077421 | 215.7 | 105 | 215.7 | 0 | 1.032 | CC | 1 | 0.28789 | 215.7 | 215.7 | 16.6997 | 215.7 |  |  | 0.28789 | 62.0987 | 0.0071988 | 0.0092671 | Weighted Shift Factors |  |  |  | 1 | 0
1879 | WLFHOLW_3G | 3 | North | YES | 0.077421 | 272.4 | 89.2 | 272.4 | 0 | 1.032 | CC | 1 | 0.28789 | 272.4 | 272.4 | 21.0895 | 272.4 |  |  | 0.28789 | 78.4222 | 0.011728 | 0.015097 | North | 0.025464 |  |  | 2 | 0
1889 | DECRDOVA_1G | 1 | North | YES | 0.057895 | 779 | 255 | 779 | 0 | 1.02 | GSC | 1 | 0.26837 | 779 | 779 | 45.1002 | 779 |  |  | 0.26837 | 209.0585 | 0.024679 | 0.030638 | West | -0.21047 |  |  | 3 | 0.0010379
366 | JNSNCNTY802 | 1 | North | YES | 0.045286 | 168 | 20 | 168 | 0 | 1.02 | Cogen | 1 | 0.25576 | 0 | 0 | 0 | 0 |  |  | 0.25576 | 0 | 0.024679 | 0.030638 |  |  |  |  | 4 | 0.0020683
367 | JNSNCNTY802 | 2 | North | YES | 0.045286 | 90 | 20 | 90 | 0 | 1.02 | Cogen | 1 | 0.25576 | 0 | 0 | 0 | 0 |  |  | 0.25576 | 0 | 0.024679 | 0.030638 |  |  |  |  | 5 | 0.0033694
1937 | MDLTHELP_5G | 5 | North | YES | 0.040675 | 224 | 74 | 224 | 0 | 1 | CC | 1 | 0.25115 | 224 | 224 | 9.1112 | 224 |  |  | 0.25115 | 56.2571 | 0.028403 | 0.034821 |  |  |  |  | 6 | 0.0059596
1938 | MDLTHELP_6G | 6 | North | YES | 0.040675 | 226 | 74 | 226 | 0 | 1 | CC | 1 | 0.25115 | 226 | 226 | 9.1926 | 226 |  |  | 0.25115 | 56.7594 | 0.03216 | 0.03904 |  |  |  |  | 7 | 0.0059596
1943 | MDLTHELP_3G | 3 | North | YES | 0.040675 | 212 | 74 | 212 | 0 | 1 | CC | 1 | 0.25115 | 212 | 212 | 8.6231 | 212 |  |  | 0.25115 | 53.2433 | 0.035685 | 0.042998 |  |  |  |  | 8 | 0.0059596
1944 | MDLTHELP_4G | 4 | North | YES | 0.040675 | 211 | 74 | 211 | 0 | 1 | CC | 1 | 0.25115 | 211 | 211 | 8.5824 | 211 |  |  | 0.25115 | 52.9922 | 0.039193 | 0.046938 |  |  |  |  | 9 | 0.0064176
1947 | HANDLEY_3G | 3 | North | YES | 0.037101 | 316 | 100 | 395 | 0 | 1.022 | GST | 1 | 0.24757 | 395 | 395 | 14.6549 | 395 |  |  | 0.24757 | 97.7916 | 0.04576 | 0.054207 |  |  |  |  | 10 | 0.0068798
1949 | HANDLEY_5G | 5 | North | YES | 0.037101 | 348 | 150 | 435 | 0 | 1.022 | GST | 1 | 0.24757 | 435 | 435 | 16.1389 | 435 |  |  | 0.24757 | 107.6946 | 0.052992 | 0.062213 |  |  |  |  | 11 | 0.0073133
1948 | HANDLEY_4G | 4 | North | YES | 0.036486 | 348 | 150 | 435 | 0 | 1.022 | GST | 1 | 0.24696 | 435 | 435 | 15.8714 | 435 |  |  | 0.24696 | 107.427 | 0.060224 | 0.0702 |  |  |  |  | 12 | 0.0077447
1941 | MDLTHELP_1G | 1 | North | YES | 0.035286 | 216.4 | 74 | 216.4 | 0 | 1 | CC | 1 | 0.24576 | 216.4 | 216.4 | 7.6359 | 216.4 |  |  | 0.24576 | 53.1822 | 0.063822 | 0.074153 |  |  |  |  | 13 | 0.0084475
1942 | MDLTHELP_2G | 2 | North | YES | 0.035286 | 216.1 | 74 | 216.1 | 0 | 1 | CC | 1 | 0.24576 | 216.1 | 216.1 | 7.6253 | 216.1 |  |  | 0.24576 | 53.1085 | 0.067414 | 0.078101 |  |  |  |  | 14 | 0.0092215
1892 | DECRDOVA_2G | A | North | YES | 0.035033 | 65 | 65 | 70 | 0 | 1.025 | GGT | 1 | 0.24551 | 70 | 70 | 2.4523 | 70 |  |  | 0.24551 | 17.1854 | 0.068578 | 0.079379 |  |  |  |  | 15 | 0.0099755
1893 | DECRDOVA_3G | B | North | YES | 0.035033 | 65 | 65 | 69 | 0 | 1.025 | GGT | 1 | 0.24551 | 69 | 69 | 2.4173 | 69 |  |  | 0.24551 | 16.9399 | 0.069725 | 0.080638 |  |  |  |  | 16 | 0.010331
1894 | DECRDOVA_4G | C | North | YES | 0.035033 | 65 | 65 | 69 | 0 | 1.025 | GGT | 1 | 0.24551 | 69 | 69 | 2.4173 | 69 |  |  | 0.24551 | 16.9399 | 0.070873 | 0.081897 |  |  |  |  | 17 | 0.010687
1895 | DECRDOVA_5G | D | North | YES | 0.035033 | 65 | 65 | 68 | 0 | 1.025 | GGT | 1 | 0.24551 | 68 | 68 | 2.3822 | 68 |  |  | 0.24551 | 16.6944 | 0.072003 | 0.083138 |  |  |  |  | 18 | 0.0108
2413 | MTCK6_G | 6 | North | YES | 0.033521 | 0 | 30 | 118 |  | 1.022 | GST | 1 | 0.24399 | 118 | 118 | 3.9555 | 118 |  |  | 0.24399 | 28.7913 | 0.073965 | 0.085279 |  |  |  |  | 19 | 0.010913
2414 | MTCK7_G | 7 | North | YES | 0.033521 | 0 | 30 | 115 |  | 1.022 | GST | 1 | 0.24399 | 115 | 115 | 3.8549 | 115 |  |  | 0.24399 | 28.0593 | 0.075877 | 0.087365 |  |  |  |  | 20 | 0.011025
2417 | MTCK8_G | 8 | North | YES | 0.033521 | 444.8 | 60 | 556 | 0 | 1.022 | GSC | 1 | 0.24399 | 556 | 556 | 18.6377 | 556 |  |  | 0.24399 | 135.6605 | 0.085121 | 0.09745 |  |  |  |  | 21 | 0.011135
12322 | ENNSTRAC_1G | 1 | North | YES | 0.0326 | 196 | 130 | 196 | 0 | 1.036 | CC | 1 | 0.24307 | 196 | 196 | 6.3896 | 196 |  |  | 0.24307 | 47.6423 | 0.088379 | 0.10099 |  |  |  |  | 22 | 0.011314
12323 | ENNSTRAC_2G | 2 | North | YES | 0.0326 | 116 | 100 | 116 | 0 | 1.036 | CC | 1 | 0.24307 | 116 | 116 | 3.7816 | 116 |  |  | 0.24307 | 28.1964 | 0.090308 | 0.10309 |  |  |  |  | 23 | 0.011488
12440 | PARKD_1SVC8 | 1 | North | YES | 0.032001 | 0 | 0 | 0 | 0 | 1.007 | GST | 1 | 0.24247 | 0 | 0 | 0 | 0 |  |  | 0.24247 | 0 | 0.090308 | 0.10309 |  |  |  |  | 24 | 0.012329
12449 | PARKD_2SVC8 | 1 | North | YES | 0.032001 | 0 | 0 | 0 | 0 | 1.007 | GST | 1 | 0.24247 | 0 | 0 | 0 | 0 |  |  | 0.24247 | 0 | 0.090308 | 0.10309 |  |  |  |  | 25 | 0.012612
2381 | NTHLK1_G | 1 | North | YES | 0.031809 | 0 | 35 | 156 |  | 1.022 | GST | 1 | 0.24228 | 156 | 156 | 4.9622 | 156 |  |  | 0.24228 | 37.7959 | 0.092901 | 0.1059 |  |  |  |  | 26 | 0.01278
2382 | NTHLK2_G | 2 | North | YES | 0.031809 | 0 | 35 | 181 |  | 1.022 | GST | 1 | 0.24228 | 181 | 181 | 5.7574 | 181 |  |  | 0.24228 | 43.853 | 0.09591 | 0.10916 |  |  |  |  | 27 | 0.01278
2383 | NTHLK3_G | 3 | North | YES | 0.031809 | 0 | 50 | 329 |  | 1.022 | GST | 1 | 0.24228 | 329 | 329 | 10.4652 | 329 |  |  | 0.24228 | 79.7107 | 0.10138 | 0.11508 |  |  |  |  | 28 | 0.01278
2451 | LKHB1_G | 1 | North | YES | 0.031675 | 0 | 80 | 391 |  | 1.022 | GST | 1 | 0.24215 | 391 | 391 | 12.3849 | 391 |  |  | 0.24215 | 94.6798 | 0.10788 | 0.12212 |  |  |  |  | 29 | 0.012996
2452 | LKHB2_G | 2 | North | YES | 0.031675 | 516 | 80 | 516 | 0 | 1.022 | GST | 1 | 0.24215 | 516 | 516 | 16.3443 | 516 |  |  | 0.24215 | 124.9482 | 0.11646 | 0.13141 |  |  |  |  | 30 | 0.013247
12411 | FPLEFR1A_G | 1 | North | YES | 0.031314 | 161 | 72 | 161 | 0 | 1 | CC | 1 | 0.24179 | 161 | 161 | 5.0416 | 161 |  |  | 0.24179 | 38.9277 | 0.11914 | 0.1343 |  |  |  |  | 31 | 0.013703
12412 | FPLEFR1B_G | 2 | North | YES | 0.031314 | 164 | 72 | 164 | 0 | 1 | CC | 1 | 0.24179 | 164 | 164 | 5.1355 | 164 |  |  | 0.24179 | 39.653 | 0.12186 | 0.13725 |  |  |  |  | 32 | 0.014241
12413 | FPLEFR1C_G | 3 | North | YES | 0.031314 | 164 | 72 | 164 | 0 | 1 | CC | 1 | 0.24179 | 164 | 164 | 5.1355 | 164 |  |  | 0.24179 | 39.653 | 0.12459 | 0.1402 |  |  |  |  | 33 | 0.014951
12414 | FPLEFR1S_G | 4 | North | YES | 0.031314 | 414 | 191 | 414 | 0 | 1 | CC | 1 | 0.24179 | 414 | 414 | 12.964 | 414 |  |  | 0.24179 | 100.0997 | 0.13147 | 0.14764 |  |  |  |  | 34 | 0.015168
12421 | FPLEFR2A_G | 1 | North | YES | 0.031314 | 162 | 72 | 162 | 0 | 1 | CC | 1 | 0.24179 | 162 | 162 | 5.0729 | 162 |  |  | 0.24179 | 39.1694 | 0.13417 | 0.15055 |  |  |  |  | 35 | 0.015389
12422 | FPLEFR2B_G | 2 | North | YES | 0.031314 | 161 | 72 | 161 | 0 | 1 | CC | 1 | 0.24179 | 161 | 161 | 5.0416 | 161 |  |  | 0.24179 | 38.9277 | 0.13684 | 0.15345 |  |  |  |  | 36 | 0.01561
12423 | FPLEFR2C_G | 3 | North | YES | 0.031314 | 163 | 72 | 163 | 0 | 1 | CC | 1 | 0.24179 | 163 | 163 | 5.1042 | 163 |  |  | 0.24179 | 39.4112 | 0.13955 | 0.15638 |  |  |  |  | 37 | 0.016169
12424 | FPLEFR2S_G | 4 | North | YES | 0.031314 | 415 | 191 | 415 | 0 | 1 | CC | 1 | 0.24179 | 415 | 415 | 12.9953 | 415 |  |  | 0.24179 | 100.3415 | 0.14645 | 0.16384 |  |  |  |  | 38 | 0.016387
837 | NEWMAN_G5 | 1 | North | YES | 0.031267 | 0 | 15 | 40 |  | 1.01 | GST | 1 | 0.24174 | 40 | 40 | 1.2507 | 40 |  |  | 0.24174 | 9.6696 | 0.14712 | 0.16455 |  |  |  |  | 39 | 0.016604
842 | OLINGER_G1 | 1 | North | YES | 0.031233 | 55.4 | 20 | 79 | 0 | 1.03 | GST | 1 | 0.24171 | 79 | 79 | 2.4674 | 79 |  |  | 0.24171 | 19.0948 | 0.14843 | 0.16597 |  |  |  |  | 40 | 0.016824
843 | OLINGER_G2 | 1 | North | YES | 0.031233 | 76.2 | 25 | 110 | 0 | 1.03 | GST | 1 | 0.24171 | 110 | 110 | 3.4356 | 110 |  |  | 0.24171 | 26.5876 | 0.15026 | 0.16795 |  |  |  |  | 41 | 0.017384
844 | OLINGER_G3 | 1 | North | YES | 0.031233 | 103.9 | 45 | 150 | 0 | 1.03 | GST | 1 | 0.24171 | 150 | 150 | 4.6849 | 150 |  |  | 0.24171 | 36.2559 | 0.15275 | 0.17065 |  |  |  |  | 42 | 0.017438
845 | OLINGER_G4 | 1 | North | YES | 0.031233 | 51.9 | 0 | 76 | 0 | 1.03 | GGT | 1 | 0.24171 | 76 | 76 | 2.3737 | 76 |  |  | 0.24171 | 18.3696 | 0.15402 | 0.17201 |  |  |  |  | 43 | 0.017544
949 | STEAM2 | 1 | North | YES | 0.031219 | 26 | 8 | 26 | 0 | 0.99 | GST | 1 | 0.24169 | 26 | 26 | 0.81169 | 26 |  |  | 0.24169 | 6.284 | 0.15445 | 0.17248 |  |  |  |  | 44 | 0.017692
950 | STEAM3 | 1 | North | YES | 0.031219 | 41 | 13 | 42 | 0 | 1.02 | GST | 1 | 0.24169 | 42 | 42 | 1.3112 | 42 |  |  | 0.24169 | 10.1511 | 0.15515 | 0.17323 |  |  |  |  | 45 | 0.017893
948 | STEAM1 | 1 | North | YES | 0.031218 | 0 | 12 | 20 |  | 1.02 | GST | 1 | 0.24169 | 20 | 20 | 0.62436 | 20 |  |  | 0.24169 | 4.8338 | 0.15548 | 0.17359 |  |  |  |  | 46 | 0.017995
1701 | MOSES_1G | 1 | North | YES | 0.03096 | 558 | 175 | 558 | 0 | 1.023 | LIGCO | 1 | 0.24143 | 0 | 558 | 17.2757 | 558 |  |  | 0.24143 | 134.7195 | 0.16476 | 0.18361 |  |  |  |  | 47 | 0.01803
1702 | MOSES_2G | 2 | North | YES | 0.03096 | 579 | 175 | 579 | 0 | 1.023 | LIGCO | 1 | 0.24143 | 0 | 579 | 17.9258 | 579 |  |  | 0.24143 | 139.7895 | 0.17438 | 0.194 |  |  |  |  | 48 | 0.018087
1703 | MOSES_3G | 3 | North | YES | 0.03096 | 808 | 463 | 808 | 0 | 1.023 | LIGCO | 1 | 0.24143 | 0 | 808 | 25.0157 | 808 |  |  | 0.24143 | 195.0776 | 0.18782 | 0.2085 |  |  |  |  | 49 | 0.018113
5925 | DCEAST | EQ | North | YES | 0.03096 | 400.3 | -600 | 600 | 0 | 1.025 | DCTie | 1 | 0.24143 | 0 | 0 | 0 | 0 |  |  | 0.24143 | 0 | 0.18782 | 0.2085 |  |  |  |  | 50 | 0.018851
1678 | LAMARPWR_1G | 1 | North | YES | 0.030804 | 160 | 67.7 | 160 | 0 | 1.038 | CC | 1 | 0.24128 | 160 | 160 | 4.9286 | 160 |  |  | 0.24128 | 38.6043 | 0.19048 | 0.21137 |  |  |  |  | 51 | 0.019617
1679 | LAMARPWR_2G | 2 | North | YES | 0.030804 | 156 | 67.7 | 156 | 0 | 1.038 | CC | 1 | 0.24128 | 156 | 156 | 4.8054 | 156 |  |  | 0.24128 | 37.6392 | 0.19307 | 0.21417 |  |  |  |  | 52 | 0.020686
1680 | LAMARPWR_3G | 3 | North | YES | 0.030804 | 196 | 129.1 | 196 | 0 | 1.038 | CC | 1 | 0.24128 | 196 | 196 | 6.0376 | 196 |  |  | 0.24128 | 47.2902 | 0.19633 | 0.21769 |  |  |  |  | 53 | 0.020686
1681 | LAMARPWR_4G | 4 | North | YES | 0.030804 | 156 | 67.7 | 156 | 0 | 1.038 | CC | 1 | 0.24128 | 156 | 156 | 4.8054 | 156 |  |  | 0.24128 | 37.6392 | 0.19892 | 0.22048 |  |  |  |  | 54 | 0.020896
1682 | LAMARPWR_5G | 5 | North | YES | 0.030804 | 157 | 67.7 | 157 | 0 | 1.038 | CC | 1 | 0.24128 | 157 | 157 | 4.8362 | 157 |  |  | 0.24128 | 37.8804 | 0.20153 | 0.2233 |  |  |  |  | 55 | 0.0211
1683 | LAMARPWR_6G | 6 | North | YES | 0.030804 | 198 | 129.1 | 198 | 0 | 1.038 | CC | 1 | 0.24128 | 198 | 198 | 6.0992 | 198 |  |  | 0.24128 | 47.7728 | 0.20482 | 0.22685 |  |  |  |  | 56 | 0.021357
1689 | VALLEY_3G | 3 | North | YES | 0.030761 | 0 | 25 | 375 |  | 1.003 | GST | 1 | 0.24123 | 375 | 375 | 11.5354 | 375 |  |  | 0.24123 | 90.4626 | 0.21106 | 0.23358 |  |  |  |  | 57 | 0.021562
11691 | KMICHICT1_G | 1 | North | YES | 0.030761 | 144 | 80 | 144 | 0 | 1.026 | CC | 1 | 0.24123 | 144 | 144 | 4.4296 | 144 |  |  | 0.24123 | 34.7377 | 0.21345 | 0.23616 |  |  |  |  | 58 | 0.021768
11692 | KMICHICT2_G | 2 | North | YES | 0.030761 | 146 | 80 | 146 | 0 | 1.026 | CC | 1 | 0.24123 | 146 | 146 | 4.4911 | 146 |  |  | 0.24123 | 35.2201 | 0.21588 | 0.23878 |  |  |  |  | 59 | 0.022027
11693 | KMICHIST3_G | 3 | North | YES | 0.030761 | 312 | 60 | 312 | 0 | 1.026 | CC | 1 | 0.24123 | 312 | 312 | 9.5974 | 312 |  |  | 0.24123 | 75.2649 | 0.22107 | 0.24437 |  |  |  |  | 60 | 0.022518
11694 | KMICHICT4_G | 4 | North | YES | 0.030761 | 144 | 80 | 144 | 0 | 1.026 | CC | 1 | 0.24123 | 144 | 144 | 4.4296 | 144 |  |  | 0.24123 | 34.7377 | 0.22346 | 0.24695 |  |  |  |  | 61 | 0.022706
11695 | KMICHICT5_G | 5 | North | YES | 0.030761 | 148 | 80 | 148 | 0 | 1.026 | CC | 1 | 0.24123 | 148 | 148 | 4.5526 | 148 |  |  | 0.24123 | 35.7026 | 0.22592 | 0.24961 |  |  |  |  | 62 | 0.022897
11696 | KMICHIST6_G | 6 | North | YES | 0.030761 | 310 | 60 | 310 | 0 | 1.026 | CC | 1 | 0.24123 | 310 | 310 | 9.5359 | 310 |  |  | 0.24123 | 74.7825 | 0.23108 | 0.25517 |  |  |  |  | 63 | 0.023305
1675 | PEC_1G | 1 | North | YES | 0.030743 | 76.7 | 35 | 76.7 | 0 | 1.022 | Cogen | 1 | 0.24122 | 0 | 0 | 0 | 0 |  |  | 0.24122 | 0 | 0.23108 | 0.25517 |  |  |  |  | 64 | 0.023493
1676 | PEC_2G | 2 | North | YES | 0.030743 | 79.6 | 35 | 79.6 | 0 | 1.022 | Cogen | 1 | 0.24122 | 0 | 0 | 0 | 0 |  |  | 0.24122 | 0 | 0.23108 | 0.25517 |  |  |  |  | 65 | 0.023687
1677 | PEC_3G | 3 | North | YES | 0.030743 | 88.4 | 35 | 88.4 | 0 | 1.022 | Cogen | 1 | 0.24122 | 0 | 0 | 0 | 0 |  |  | 0.24122 | 0 | 0.23108 | 0.25517 |  |  |  |  | 66 | 0.024092
3097 | MARTLAKE_1G | 1 | North | YES | 0.030505 | 790 | 500 | 790 | 0 | 1.017 | LIGCO | 1 | 0.24098 | 0 | 790 | 24.0989 | 790 |  |  | 0.24098 | 190.3724 | 0.24421 | 0.26932 |  |  |  |  | 67 | 0.024092
3098 | MARTLAKE_2G | 2 | North | YES | 0.030505 | 795 | 461 | 795 | 0 | 1.017 | LIGCO | 1 | 0.24098 | 0 | 795 | 24.2515 | 795 |  |  | 0.24098 | 191.5773 | 0.25743 | 0.28356 |  |  |  |  | 68 | 0.024092
3099 | MARTLAKE_3G | 3 | North | YES | 0.030505 | 804 | 500 | 804 | 0 | 1.017 | LIGCO | 1 | 0.24098 | 0 | 804 | 24.526 | 804 |  |  | 0.24098 | 193.7461 | 0.27079 | 0.29796 |  |  |  |  | 69 | 0.024092
13116 | TGATEWAY_1G | 1 | North | YES | 0.030397 | 151 | 30 | 151 | 0 | 1.0232 | CC | 1 | 0.24087 | 151 | 151 | 4.5899 | 151 |  |  | 0.24087 | 36.3713 | 0.2733 | 0.30067 |  |  |  |  | 70 | 0.02511
13117 | TGATEWAY_2G | 2 | North | YES | 0.030397 | 130 | 30 | 130 | 0 | 1.0232 | CC | 1 | 0.24087 | 130 | 130 | 3.9516 | 130 |  |  | 0.24087 | 31.3131 | 0.27547 | 0.303 |  |  |  |  | 71 | 0.026135
13118 | TGATEWAY_3G | 3 | North | YES | 0.030397 | 148 | 30 | 148 | 0 | 1.0232 | CC | 1 | 0.24087 | 148 | 148 | 4.4988 | 148 |  |  | 0.24087 | 35.6487 | 0.27793 | 0.30565 |  |  |  |  | 72 | 0.027171
13119 | TGATEWAY_4G | 4 | North | YES | 0.030397 | 399 | 65 | 399 | 0 | 1.0232 | CC | 1 | 0.24087 | 399 | 399 | 12.1284 | 399 |  |  | 0.24087 | 96.107 | 0.28456 | 0.31279 |  |  |  |  | 73 | 0.027365
2371 | COLLIN_1G | MB | North | YES | 0.030282 | 0 | 40 | 138 |  | 1.022 | GST | 1 | 0.24075 | 0 | 0 | 0 | 0 |  |  | 0.24075 | 0 | 0.28456 | 0.31279 |  |  |  |  | 74 | 0.027531
3348 | CHAMPION_1G | MB | North | YES | 0.030268 | 0 | 42 | 42 |  | 1 | Cogen | 1 | 0.24074 | 0 | 0 | 0 | 0 |  |  | 0.24074 | 0 | 0.28456 | 0.31279 |  |  |  |  | 75 | 0.027721
3309 | ASPN_G | 1 | North | YES | 0.030266 | 50 | 0 | 50 |  | 1 | Bio | 1 | 0.24074 | 50 | 50 | 1.5133 | 50 |  |  | 0.24074 | 12.0369 | 0.28539 | 0.31369 |  |  |  |  | 76 | 0.028232
1687 | VALLEY_1G | 1 | North | YES | 0.030222 | 136 | 15 | 170 | 0 | 1.029 | GST | 1 | 0.24069 | 170 | 170 | 5.1377 | 170 |  |  | 0.24069 | 40.9181 | 0.28822 | 0.31673 |  |  |  |  | 77 | 0.028232
1688 | VALLEY_2G | 2 | North | YES | 0.030222 | 527 | 90 | 527 | 0 | 1.029 | GSC | 1 | 0.24069 | 527 | 527 | 15.927 | 527 |  |  | 0.24069 | 126.8461 | 0.29698 | 0.32616 |  |  |  |  | 78 | 0.028232
3107 | STRYKER_1G | 1 | North | YES | 0.030087 | 145.6 | 45 | 182 | 0 | 1.029 | GST | 1 | 0.24056 | 182 | 182 | 5.4758 | 182 |  |  | 0.24056 | 43.7819 | 0.3 | 0.32941 |  |  |  |  | 79 | 0.028295
3108 | STRYKER_2G | 2 | North | YES | 0.030087 | 484 | 75 | 484 | 0 | 1.029 | GST | 1 | 0.24056 | 484 | 484 | 14.5621 | 484 |  |  | 0.24056 | 116.4309 | 0.30805 | 0.33807 |  |  |  |  | 80 | 0.028511
6948 | DENISNDM | 1 | North | YES | 0.029872 | 40 | 5 | 40 |  | 1.015 | Hydro | 1 | 0.24034 | 0 | 0 | 0 | 0 |  |  | 0.24034 | 0 | 0.30805 | 0.33807 |  |  |  |  | 81 | 0.029179
6948 | DENISNDM | 2 | North | YES | 0.029872 | 31 | 5 | 40 |  | 1.015 | Hydro | 1 | 0.24034 | 0 | 0 | 0 | 0 |  |  | 0.24034 | 0 | 0.30805 | 0.33807 |  |  |  |  | 82 | 0.029408
13131 | CALFREST_1G | 1 | North | YES | 0.029179 | 150.7 | 40 | 150.7 | 0 | 1.031 | CC | 1 | 0.23965 | 150.7 | 150.7 | 4.3973 | 150.7 |  |  | 0.23965 | 36.1155 | 0.31056 | 0.34075 |  |  |  |  | 83 | 0.030017
13132 | CALFREST_2G | 2 | North | YES | 0.029179 | 151 | 57 | 151 | 0 | 1.031 | CC | 1 | 0.23965 | 151 | 151 | 4.406 | 151 |  |  | 0.23965 | 36.1874 | 0.31307 | 0.34344 |  |  |  |  | 84 | 0.030017
13133 | CALFREST_3G | 3 | North | YES | 0.029179 | 177.4 | 40 | 177.4 | 0 | 1.031 | CC | 1 | 0.23965 | 177.4 | 177.4 | 5.1764 | 177.4 |  |  | 0.23965 | 42.5142 | 0.31602 | 0.3466 |  |  |  |  | 85 | 0.030017
13134 | CALFREST_4G | 4 | North | YES | 0.029143 | 151.5 | 40 | 151.5 | 0 | 1.031 | CC | 1 | 0.23962 | 151.5 | 151.5 | 4.4152 | 151.5 |  |  | 0.23962 | 36.3018 | 0.31854 | 0.3493 |  |  |  |  | 86 | 0.030196
13135 | CALFREST_5G | 5 | North | YES | 0.029143 | 152.3 | 57 | 152.3 | 0 | 1.031 | CC | 1 | 0.23962 | 152.3 | 152.3 | 4.4385 | 152.3 |  |  | 0.23962 | 36.4935 | 0.32107 | 0.35201 |  |  |  |  | 87 | 0.030376
13136 | CALFREST_6G | 6 | North | YES | 0.029143 | 177.5 | 40 | 177.5 | 0 | 1.031 | CC | 1 | 0.23962 | 177.5 | 177.5 | 5.1729 | 177.5 |  |  | 0.23962 | 42.5318 | 0.32402 | 0.35518 |  |  |  |  | 88 | 0.030587
3126 | TRINIDAD_6G | 1 | North | YES | 0.029099 | 179.2 | 46 | 224 | 0 | 1 | GST | 1 | 0.23957 | 224 | 224 | 6.5182 | 224 |  |  | 0.23957 | 53.6641 | 0.32774 | 0.35917 |  |  |  |  | 89 | 0.030767
3381 | BBRN_1G | 1 | North | YES | 0.028804 | 618 | 225 | 618 | 0 | 1.03 | LIGCO | 1 | 0.23928 | 0 | 618 | 17.8009 | 618 |  |  | 0.23928 | 147.873 | 0.33802 | 0.37016 |  |  |  |  | 90 | 0.030948
3382 | BBRN_2G | 2 | North | YES | 0.028804 | 589 | 225 | 589 | 0 | 1.03 | LIGCO | 1 | 0.23928 | 0 | 589 | 16.9656 | 589 |  |  | 0.23928 | 140.934 | 0.34781 | 0.38064 |  |  |  |  | 91 | 0.031159
1861 | EAGLEMNT_1G | MB | North | YES | 0.028218 | 0 | 30 | 112 |  | 1.022 | GST | 1 | 0.23869 | 0 | 0 | 0 | 0 |  |  | 0.23869 | 0 | 0.34781 | 0.38064 |  |  |  |  | 92 | 0.031424
1862 | EAGLEMNT_2G | MB | North | YES | 0.028218 | 0 | 40 | 100 |  | 1.022 | GST | 1 | 0.23869 | 0 | 0 | 0 | 0 |  |  | 0.23869 | 0 | 0.34781 | 0.38064 |  |  |  |  | 93 | 0.032142
1863 | EAGLEMNT_3G | MB | North | YES | 0.028218 | 0 | 50 | 378 |  | 1.022 | GST | 1 | 0.23869 | 0 | 0 | 0 | 0 |  |  | 0.23869 | 0 | 0.34781 | 0.38064 |  |  |  |  | 94 | 0.032827
923 | SPENCER_G4 | 1 | North | YES | 0.024985 | 48 | 20 | 61 | 0 | 1.03 | GST | 1 | 0.23546 | 61 | 61 | 1.5241 | 61 |  |  | 0.23546 | 14.3629 | 0.34882 | 0.3817 |  |  |  |  | 95 | 0.032827
924 | SPENCER_G5 | 1 | North | YES | 0.024985 | 52 | 20 | 66 | 0 | 1.03 | GST | 1 | 0.23546 | 66 | 66 | 1.649 | 66 |  |  | 0.23546 | 15.5402 | 0.34992 | 0.38286 |  |  |  |  | 96 | 0.032827
48721 | LEG_1___1 | 1 | North | YES | 0.023807 | 827 | 357 | 827 | 0 | 1.0348 | LIGCO | 1 | 0.23428 | 0 | 827 | 19.6884 | 827 |  |  | 0.23428 | 193.7493 | 0.36367 | 0.39726 |  |  |  |  | 97 | 0.032827
48722 | LEG_2___2 | 2 | North | YES | 0.023807 | 819 | 357 | 819 | 0 | 1.0348 | LIGCO | 1 | 0.23428 | 0 | 819 | 19.4979 | 819 |  |  | 0.23428 | 191.8751 | 0.37729 | 0.41153 |  |  |  |  | 98 | 0.03288
39960 | TNTNPONE_18 | 1 | North | YES | 0.02234 | 152.3 | 30 | 152.3 |  | 1.04 | LIGCO | 1 | 0.23281 | 0 | 152.3 | 3.4024 | 152.3 |  |  | 0.23281 | 35.4574 | 0.37982 | 0.41416 |  |  |  |  | 99 | 0.032938
39970 | TNTNPONE_28 | 1 | North | YES | 0.02234 | 153 | 30 | 153 |  | 1.04 | LIGCO | 1 | 0.23281 | 0 | 153 | 3.418 | 153 |  |  | 0.23281 | 35.6203 | 0.38236 | 0.41681 |  |  |  |  | 100 | 0.033592
990 | GIBN_CREK_G1 | 1 | North | YES | 0.018624 | 463 | 200 | 463 | 0 | 1.0275 | LIGCO | 1 | 0.2291 | 0 | 463 | 8.6229 | 463 |  |  | 0.2291 | 106.0718 | 0.39006 | 0.4247 |  |  |  |  | 101 | 0.03424
3403 | THOUSE_1G | 1 | North | YES | 0.018381 | 563 | 200 | 563 | 0 | 1.012 | GSC | 1 | 0.22885 | 563 | 563 | 10.3485 | 563 |  |  | 0.22885 | 128.8446 | 0.39942 | 0.43427 |  |  |  |  | 102 | 0.034344
3404 | THOUSE_2G | 2 | North | YES | 0.018381 | 807 | 250 | 807 | 0 | 1.012 | GSC | 1 | 0.22885 | 807 | 807 | 14.8335 | 807 |  |  | 0.22885 | 184.685 | 0.41284 | 0.448 |  |  |  |  | 103 | 0.034448
32798 | BRYN_TAMUGEN | 1 | North | YES | 0.018367 | 32 | 0 | 32 |  | 1.02 | GST | 1 | 0.22884 | 32 | 32 | 0.58774 | 32 |  |  | 0.22884 | 7.3229 | 0.41337 | 0.44855 |  |  |  |  | 104 | 0.034636
32886 | BRYN_ATKINS3 | MB | North | YES | 0.018277 | 0 | 5 | 12 |  | 1 | GST | 1 | 0.22875 | 0 | 0 | 0 | 0 |  |  | 0.22875 | 0 | 0.41337 | 0.44855 |  |  |  |  | 105 | 0.034854
32887 | BRYN_ATKINS6 | MB | North | YES | 0.018277 | 0 | 12 | 51 |  | 1.028 | GST | 1 | 0.22875 | 0 | 0 | 0 | 0 |  |  | 0.22875 | 0 | 0.41337 | 0.44855 |  |  |  |  | 106 | 0.035167
32888 | BRYN_ATKINS7 | 1 | North | YES | 0.018277 | 13.6 | 4 | 17 |  | 1.028 | GGT | 1 | 0.22875 | 17 | 17 | 0.31071 | 17 |  |  | 0.22875 | 3.8887 | 0.41365 | 0.44884 |  |  |  |  | 107 | 0.035179
32890 | BRYN_ATKINS4 | MB | North | YES | 0.018277 | 0 | 5 | 22 |  | 1.031 | GST | 1 | 0.22875 | 0 | 0 | 0 | 0 |  |  | 0.22875 | 0 | 0.41365 | 0.44884 |  |  |  |  | 108 | 0.035179
32891 | BRYN_ATKINS5 | MB | North | YES | 0.018277 | 0 | 5 | 25 |  | 1.031 | GST | 1 | 0.22875 | 0 | 0 | 0 | 0 |  |  | 0.22875 | 0 | 0.41365 | 0.44884 |  |  |  |  | 109 | 0.035179
32883 | BRYN_DNSBY3 | 1 | North | YES | 0.018113 | 0 | 2 | 48 |  | 1.015 | GST | 1 | 0.22859 | 48 | 48 | 0.86942 | 48 |  |  | 0.22859 | 10.9721 | 0.41445 | 0.44965 |  |  |  |  | 110 | 0.035186
32884 | BRYN_DNSBY13 | 1 | North | YES | 0.018113 | 46 | 2 | 46 | 0 | 1.015 | GST | 1 | 0.22859 | 46 | 46 | 0.8332 | 46 |  |  | 0.22859 | 10.5149 | 0.41521 | 0.45043 |  |  |  |  | 111 | 0.035186
32892 | BRYN_DNSBY14 | 1 | North | YES | 0.018113 | 84 | 25 | 105 | 0 | 1.035 | GST | 1 | 0.22859 | 105 | 105 | 1.9019 | 105 |  |  | 0.22859 | 24.0015 | 0.41696 | 0.45222 |  |  |  |  | 112 | 0.035186
48671 | FTR_GT1_5105 | 1 | North | YES | 0.017504 | 154.2 | 0 | 154.2 | 0 | 1.0319 | CC | 1 | 0.22798 | 154.2 | 154.2 | 2.6991 | 154.2 |  |  | 0.22798 | 35.154 | 0.41952 | 0.45483 |  |  |  |  | 113 | 0.035204
48672 | FTR_GT2_5110 | 2 | North | YES | 0.017504 | 159 | 0 | 159 | 0 | 1.0319 | CC | 1 | 0.22798 | 159 | 159 | 2.7831 | 159 |  |  | 0.22798 | 36.2483 | 0.42217 | 0.45753 |  |  |  |  | 114 | 0.03522
48673 | FTR_GT3_5085 | 3 | North | YES | 0.017504 | 158 | 0 | 158 | 0 | 1.0319 | CC | 1 | 0.22798 | 158 | 158 | 2.7656 | 158 |  |  | 0.22798 | 36.0203 | 0.42479 | 0.4602 |  |  |  |  | 115 | 0.035259
48674 | FTR_CN4_5095 | 4 | North | YES | 0.017504 | 380 | 0 | 380 | 0 | 1.0319 | CC | 1 | 0.22798 | 380 | 380 | 6.6515 | 380 |  |  | 0.22798 | 86.6312 | 0.43111 | 0.46664 |  |  |  |  | 116 | 0.035309
3416 | LAKE_CRK1_G | 1 | North | YES | 0.015639 | 60 | 33 | 75 |  | 1.029 | GST | 1 | 0.22611 | 75 | 75 | 1.1729 | 75 |  |  | 0.22611 | 16.9584 | 0.43236 | 0.4679 |  |  |  |  | 117 | 0.03536
3417 | LAKE_CRK2_G | 2 | North | YES | 0.015639 | 177.6 | 40 | 222 | 0 | 1.029 | GST | 1 | 0.22611 | 222 | 222 | 3.4719 | 222 |  |  | 0.22611 | 50.1968 | 0.43605 | 0.47164 |  |  |  |  | 118 | 0.035411
1453 | WCPWRCO_1G | 1 | North | YES | 0.013106 | 204 | 50 | 204 | 0 | 1.02 | CC | 1 | 0.22358 | 204 | 204 | 2.6736 | 204 |  |  | 0.22358 | 45.6101 | 0.43944 | 0.47503 |  |  |  |  | 119 | 0.035533
1454 | WCPWRCO_2G | 2 | North | YES | 0.013106 | 204 | 50 | 204 | 0 | 1.02 | CC | 1 | 0.22358 | 204 | 204 | 2.6736 | 204 |  |  | 0.22358 | 45.6101 | 0.44283 | 0.47842 |  |  |  |  | 120 | 0.035547
1455 | WCPWRCO_3G | 3 | North | YES | 0.013106 | 242 | 50 | 242 |  | 1.02 | CC | 1 | 0.22358 | 242 | 242 | 3.1717 | 242 |  |  | 0.22358 | 54.1061 | 0.44686 | 0.48244 |  |  |  |  | 121 | 0.035588
238 | BOSQUESW505 | 1 | North | YES | 0.012654 | 255 | 0 | 255 | 0 | 1.02 | CC | 1 | 0.22313 | 255 | 255 | 3.2268 | 255 |  |  | 0.22313 | 56.8973 | 0.45109 | 0.48667 |  |  |  |  | 122 | 0.035587
239 | BOSQUESW502 | 1 | North | YES | 0.012654 | 119.2 | 0 | 149 | 0 | 1.02 | GGT | 1 | 0.22313 | 149 | 149 | 1.8854 | 149 |  |  | 0.22313 | 33.2459 | 0.45357 | 0.48914 |  |  |  |  | 123 | 0.035586
247 | BOSQUESW501 | 2 | North | YES | 0.012654 | 124.8 | 0 | 156 | 0 | 1.02 | GGT | 1 | 0.22313 | 156 | 156 | 1.974 | 156 |  |  | 0.22313 | 34.8078 | 0.45617 | 0.49173 |  |  |  |  | 124 | 0.035585
728 | WOLFRIDGE801 | 1 | North | YES | 0.012357 | 11.2 | 0 | 112.5 | 0 | 0.99 | Wind | 1 | 0.22283 | 0 | 112.5 | 1.3902 | 112.5 |  |  | 0.22283 | 25.0683 | 0.45804 | 0.49359 |  |  |  |  | 125 | 0.035575
48591 | CHE_GT2_5030 | 2 | Houston | YES | 0.01203 | 173 | 50 | 173 | 0 | 1.029 | Cogen | 1 | 0.2225 | 0 | 0 |  |  |  |  | 0.2225 | 0 | 0.45804 | 0.49359 |  |  |  |  | 126 | 0.03557
48811 | CVC_GT3_5045 | 3 | Houston | YES | 0.01203 | 156 | 91.8 | 156 | 0 | 1.029 | Cogen | 1 | 0.2225 | 0 | 0 |  |  |  |  | 0.2225 | 0 | 0.45804 | 0.49359 |  |  |  |  | 127 | 0.035564
48812 | CVC_GT2_5020 | 2 | Houston | YES | 0.01203 | 158 | 91.8 | 158 | 0 | 1.029 | Cogen | 1 | 0.2225 | 0 | 0 |  |  |  |  | 0.2225 | 0 | 0.45804 | 0.49359 |  |  |  |  | 128 | 0.035557
48813 | CVC_GT1_5035 | 1 | Houston | YES | 0.01203 | 160 | 91.8 | 160 | 0 | 1.029 | Cogen | 1 | 0.2225 | 0 | 0 |  |  |  |  | 0.2225 | 0 | 0.45804 | 0.49359 |  |  |  |  | 129 | 0.035557
48814 | CVC_ST5_5040 | 1 | Houston | YES | 0.01203 | 162 | 91.8 | 162 | 0 | 1.029 | Cogen | 1 | 0.2225 | 0 | 0 |  |  |  |  | 0.2225 | 0 | 0.45804 | 0.49359 |  |  |  |  | 130 | 0.035557
48885 | THW_5152 | B | Houston | YES | 0.011422 | 47.2 | 5 | 59 |  | 1.0319 | GGT | 1 | 0.22189 | 59 | 59 |  |  |  |  | 0.22189 | 13.0918 | 0.45902 | 0.49457 |  |  |  |  | 131 | 0.035557
48885 | THW_5152 | A | Houston | YES | 0.011422 | 46.4 | 5 | 58 |  | 1.0319 | GGT | 1 | 0.22189 | 58 | 58 |  |  |  |  | 0.22189 | 12.8699 | 0.45998 | 0.49552 |  |  |  |  | 132 | 0.035557
48886 | THW_5354 | D | Houston | YES | 0.011422 | 46.4 | 5 | 58 |  | 1.0319 | GGT | 1 | 0.22189 | 58 | 58 |  |  |  |  | 0.22189 | 12.8699 | 0.46095 | 0.49648 |  |  |  |  | 133 | 0.035557
48886 | THW_5354 | C | Houston | YES | 0.011422 | 45.6 | 5 | 57 |  | 1.0319 | GGT | 1 | 0.22189 | 57 | 57 |  |  |  |  | 0.22189 | 12.648 | 0.46189 | 0.49742 |  |  |  |  | 134 | 0.035549
48887 | THW_5556 | E | Houston | YES | 0.011422 | 47.2 | 5 | 59 |  | 1.0319 | GGT | 1 | 0.22189 | 59 | 59 |  |  |  |  | 0.22189 | 13.0918 | 0.46287 | 0.49839 |  |  |  |  | 135 | 0.035542
48887 | THW_5556 | F | Houston | YES | 0.011422 | 45.6 | 5 | 57 |  | 1.0319 | GGT | 1 | 0.22189 | 57 | 57 |  |  |  |  | 0.22189 | 12.648 | 0.46382 | 0.49933 |  |  |  |  | 136 | 0.035534
48690 | GBY_GN5_5 | 5 | Houston | YES | 0.011375 | 318.4 | 81 | 398 |  | 1.0362 | GSC | 1 | 0.22185 | 398 | 398 |  |  |  |  | 0.22185 | 88.2954 | 0.47044 | 0.5059 |  |  |  |  | 137 | 0.035527
48595 | BTE_GT2_8075 | 1 | Houston | YES | 0.011335 | 162.8 | 130 | 162.8 | 0 | 1.0261 | CC | 1 | 0.22181 | 162.8 | 162.8 |  |  |  |  | 0.22181 | 36.1103 | 0.47314 | 0.50858 |  |  |  |  | 138 | 0.035519
48596 | BTE_GT3_8045 | 2 | Houston | YES | 0.011335 | 161.4 | 130 | 161.4 | 0 | 1.0261 | CC | 1 | 0.22181 | 161.4 | 161.4 |  |  |  |  | 0.22181 | 35.7998 | 0.47583 | 0.51124 |  |  |  |  | 139 | 0.035512
48597 | BTE_GT4_8055 | 3 | Houston | YES | 0.011335 | 158.9 | 130 | 158.9 | 0 | 1.0261 | CC | 1 | 0.22181 | 158.9 | 158.9 |  |  |  |  | 0.22181 | 35.2452 | 0.47847 | 0.51386 |  |  |  |  | 140 | 0.035459
48598 | BTE_ST1_8070 | 4 | Houston | YES | 0.011335 | 269.2 | 60 | 269.2 | 0 | 1.0261 | CC | 1 | 0.22181 | 269.2 | 269.2 |  |  |  |  | 0.22181 | 59.7106 | 0.48295 | 0.5183 |  |  |  |  | 141 | 0.035436
48583 | CBY_GT4_1 | 1 | Houston | YES | 0.011234 | 172 | 0 | 172 | 0 | 1.027 | GSC | 1 | 0.22171 | 172 | 172 |  |  |  |  | 0.22171 | 38.1336 | 0.48581 | 0.52114 |  |  |  |  | 142 | 0.035414
48584 | CBY_GT4_2 | 2 | Houston | YES | 0.011234 | 172 | 0 | 172 | 0 | 1.027 | CC | 1 | 0.22171 | 172 | 172 |  |  |  |  | 0.22171 | 38.1336 | 0.48866 | 0.52397 |  |  |  |  | 143 | 0.035393
48585 | CBY_ST4_1 | 3 | Houston | YES | 0.011234 | 172 | 0 | 172 | 0 | 1.027 | CC | 1 | 0.22171 | 172 | 172 |  |  |  |  | 0.22171 | 38.1336 | 0.49152 | 0.52681 |  |  |  |  | 144 | 0.035356
48815 | CVC_GT4_8005 | 4 | Houston | YES | 0.011223 | 165 | 91.8 | 165 |  | 1.0362 | Cogen | 1 | 0.2217 | 0 | 0 |  |  |  |  | 0.2217 | 0 | 0.49152 | 0.52681 |  |  |  |  | 145 | 0.035331
48791 | PSA_GT1_8160 | 1 | Houston | YES | 0.01119 | 52 | 20.8 | 65 | 0 | 1.0362 | Cogen | 1 | 0.22166 | 0 | 0 |  |  |  |  | 0.22166 | 0 | 0.49152 | 0.52681 |  |  |  |  | 146 | 0.035307
48792 | PSA_GT2_8155 | 2 | Houston | YES | 0.01119 | 52.8 | 20.3 | 66 | 0 | 1.0362 | Cogen | 1 | 0.22166 | 0 | 0 |  |  |  |  | 0.22166 | 0 | 0.49152 | 0.52681 |  |  |  |  | 147 | 0.035282
48793 | PSA_GT3_8150 | 3 | Houston | YES | 0.01119 | 56 | 20.3 | 70 | 0 | 1.0362 | Cogen | 1 | 0.22166 | 0 | 0 |  |  |  |  | 0.22166 | 0 | 0.49152 | 0.52681 |  |  |  |  | 148 | 0.035282
48794 | PSA_GT4_8145 | 4 | Houston | YES | 0.01119 | 52.8 | 20.3 | 66 | 0 | 1.0362 | Cogen | 1 | 0.22166 | 0 | 0 |  |  |  |  | 0.22166 | 0 | 0.49152 | 0.52681 |  |  |  |  | 149 | 0.035282
48795 | PSA_GT5_8140 | 5 | Houston | YES | 0.01119 | 51.2 | 20.3 | 64 | 0 | 1.0362 | Cogen | 1 | 0.22166 | 0 | 0 |  |  |  |  | 0.22166 | 0 | 0.49152 | 0.52681 |  |  |  |  | 150 | 0.035282
48796 | PSA_GN1_8165 | 1 | Houston | YES | 0.01119 | 83.2 | 43.1 | 104 | 0 | 1.0362 | Cogen | 1 | 0.22166 | 0 | 0 |  |  |  |  | 0.22166 | 0 | 0.49152 | 0.52681 |  |  |  |  | 151 | 0.035282
48797 | PSA_GT6_8135 | 6 | Houston | YES | 0.01119 | 47.2 | 34.5 | 59 | 0 | 1.0362 | Cogen | 1 | 0.22166 | 0 | 0 |  |  |  |  | 0.22166 | 0 | 0.49152 | 0.52681 |  |  |  |  | 152 | 0.035282
48581 | CBY_GN1_1 | 1 | Houston | YES | 0.011183 | 595.2 | 108 | 744 | 0 | 1.0435 | GSC | 1 | 0.22166 | 744 | 744 |  |  |  |  | 0.22166 | 164.9119 | 0.50389 | 0.53907 |  |  |  |  | 153 | 0.035282
48940 | WARVUE_GT1 | G1 | Houston | YES | 0.011183 | 15 | 0 | 15 |  | 1.021 | Cogen | 1 | 0.22166 | 0 | 0 |  |  |  |  | 0.22166 | 0 | 0.50389 | 0.53907 |  |  |  |  | 154 | 0.035282
48651 | EP_1_2 | 1 | Houston | YES | 0.011182 | 4 | 0 | 5 | 0 | 1.0362 | Cogen | 1 | 0.22165 | 0 | 0 |  |  |  |  | 0.22165 | 0 | 0.50389 | 0.53907 |  |  |  |  | 155 | 0.035282
48651 | EP_1_2 | 2 | Houston | YES | 0.011182 | 17.7 | 10 | 21 | 0 | 1.0362 | Cogen | 1 | 0.22165 | 0 | 0 |  |  |  |  | 0.22165 | 0 | 0.50389 | 0.53907 |  |  |  |  | 156 | 0.035172
48883 | THW_GT1_GT_1 | B2 | Houston | YES | 0.011123 | 0 | 0 | 12 |  | 1.043 | GGT | 1 | 0.2216 | 12 | 12 |  |  |  |  | 0.2216 | 2.6591 | 0.50409 | 0.53926 |  |  |  |  | 157 | 0.035172
49803 | EXN_15GT | 1 | Houston | YES | 0.011122 | 33 | 8.3 | 34 |  | 1.0326 | Cogen | 1 | 0.22159 | 0 | 0 |  |  |  |  | 0.22159 | 0 | 0.50409 | 0.53926 |  |  |  |  | 158 | 0.035172
49804 | EXN_16GT | 2 | Houston | YES | 0.011122 | 32 | 8.3 | 34.7 |  | 1.0326 | Cogen | 1 | 0.22159 | 0 | 0 |  |  |  |  | 0.22159 | 0 | 0.50409 | 0.53926 |  |  |  |  | 159 | 0.035172
49805 | EXN_17GT | 3 | Houston | YES | 0.011122 | 31 | 8.3 | 32.7 |  | 1.0326 | Cogen | 1 | 0.22159 | 0 | 0 |  |  |  |  | 0.22159 | 0 | 0.50409 | 0.53926 |  |  |  |  | 160 | 0.03517
49826 | EXN938GT | 5 | Houston | YES | 0.011122 | 43 | 9.2 | 45.9 |  | 1.0326 | Cogen | 1 | 0.22159 | 0 | 0 |  |  |  |  | 0.22159 | 0 | 0.50409 | 0.53926 |  |  |  |  | 161 | 0.03517
49828 | EXN941GT | 10 | Houston | YES | 0.011122 | 17.7 | 5.4 | 17.7 | 0 | 1.0326 | Cogen | 1 | 0.22159 | 0 | 0 |  |  |  |  | 0.22159 | 0 | 0.50409 | 0.53926 |  |  |  |  | 162 | 0.03517
49829 | EXN942GT | 11 | Houston | YES | 0.011122 | 20 | 5.4 | 20.4 | 0 | 1.0326 | Cogen | 1 | 0.22159 | 0 | 0 |  |  |  |  | 0.22159 | 0 | 0.50409 | 0.53926 |  |  |  |  | 163 | 0.03517
49830 | EXN943GT | 12 | Houston | YES | 0.011122 | 19 | 5.4 | 19.9 | 0 | 1.0326 | Cogen | 1 | 0.22159 | 0 | 0 |  |  |  |  | 0.22159 | 0 | 0.50409 | 0.53926 |  |  |  |  | 164 | 0.03517
49831 | EXN944GT | 13 | Houston | YES | 0.011122 | 33 | 5.4 | 35 | 0 | 1.0326 | Cogen | 1 | 0.22159 | 0 | 0 |  |  |  |  | 0.22159 | 0 | 0.50409 | 0.53926 |  |  |  |  | 165 | 0.03517
49832 | EXN945GT | 9 | Houston | YES | 0.011122 | 18.5 | 9.2 | 18.5 |  | 1.0326 | Cogen | 1 | 0.22159 | 0 | 0 |  |  |  |  | 0.22159 | 0 | 0.50409 | 0.53926 |  |  |  |  | 166 | 0.03517
49837 | EXN_GT | 4 | Houston | YES | 0.011122 | 81 | 21.3 | 85.4 |  | 1.0326 | Cogen | 1 | 0.22159 | 0 | 0 |  |  |  |  | 0.22159 | 0 | 0.50409 | 0.53926 |  |  |  |  | 167 | 0.03517
49838 | EXN_14GT | 14 | Houston | YES | 0.011122 | 140 | 0 | 148 |  | 1.0326 | Cogen | 1 | 0.22159 | 0 | 0 |  |  |  |  | 0.22159 | 0 | 0.50409 | 0.53926 |  |  |  |  | 168 | 0.03517
48582 | CBY_GN2_2 | 2 | Houston | YES | 0.011061 | 596.8 | 110 | 746 | 0 | 1.0435 | GSC | 1 | 0.22153 | 746 | 746 |  |  |  |  | 0.22153 | 165.2642 | 0.5165 | 0.55155 |  |  |  |  | 169 | 0.03517
48873 | THW_ST3_ST_3 | 3 | Houston | YES | 0.010991 | 107 | 19 | 107 | 0 | 1.0435 | CC | 1 | 0.22146 | 107 | 107 |  |  |  |  | 0.22146 | 23.6966 | 0.51827 | 0.55331 |  |  |  |  | 170 | 0.03517
48874 | THW_ST4_ST_4 | 4 | Houston | YES | 0.010991 | 108 | 19 | 108 | 0 | 1.0435 | CC | 1 | 0.22146 | 108 | 108 |  |  |  |  | 0.22146 | 23.9181 | 0.52007 | 0.55509 |  |  |  |  | 171 | 0.03517
48875 | THW_3132 | A | Houston | YES | 0.010991 | 55 | 5 | 55 | 0 | 1.0435 | CC | 1 | 0.22146 | 55 | 55 |  |  |  |  | 0.22146 | 12.1805 | 0.52098 | 0.55599 |  |  |  |  | 172 | 0.035053
48875 | THW_3132 | B | Houston | YES | 0.010991 | 53 | 5 | 53 | 0 | 1.0435 | CC | 1 | 0.22146 | 53 | 53 |  |  |  |  | 0.22146 | 11.7376 | 0.52187 | 0.55687 |  |  |  |  | 173 | 0.035036
48877 | THW_3334 | C | Houston | YES | 0.010991 | 55 | 5 | 55 | 0 | 1.0435 | CC | 1 | 0.22146 | 55 | 55 |  |  |  |  | 0.22146 | 12.1805 | 0.52278 | 0.55777 |  |  |  |  | 174 | 0.035019
48877 | THW_3334 | D | Houston | YES | 0.010991 | 57 | 5 | 57 | 0 | 1.0435 | CC | 1 | 0.22146 | 57 | 57 |  |  |  |  | 0.22146 | 12.6234 | 0.52373 | 0.55871 |  |  |  |  | 175 | 0.03501
48879 | THW_4142 | E | Houston | YES | 0.010991 | 56 | 5 | 56 | 0 | 1.0435 | CC | 1 | 0.22146 | 56 | 56 |  |  |  |  | 0.22146 | 12.402 | 0.52466 | 0.55963 |  |  |  |  | 176 | 0.035001
48879 | THW_4142 | F | Houston | YES | 0.010991 | 55 | 5 | 55 | 0 | 1.0435 | CC | 1 | 0.22146 | 55 | 55 |  |  |  |  | 0.22146 | 12.1805 | 0.52557 | 0.56054 |  |  |  |  | 177 | 0.034992
48881 | THW_4344 | G | Houston | YES | 0.010991 | 58 | 5 | 58 | 0 | 1.0435 | CC | 1 | 0.22146 | 58 | 58 |  |  |  |  | 0.22146 | 12.8449 | 0.52654 | 0.56149 |  |  |  |  | 178 | 0.034983
48881 | THW_4344 | H | Houston | YES | 0.010991 | 58 | 5 | 58 | 0 | 1.0435 | CC | 1 | 0.22146 | 58 | 58 |  |  |  |  | 0.22146 | 12.8449 | 0.5275 | 0.56245 |  |  |  |  | 179 | 0.034974
48593 | CHE_GT1_8015 | 1 | Houston | YES | 0.010869 | 173 | 50 | 173 | 0 | 1.0362 | Cogen | 1 | 0.22134 | 0 | 0 |  |  |  |  | 0.22134 | 0 | 0.5275 | 0.56245 |  |  |  |  | 180 | 0.034965
48594 | CHE_GN4_8025 | 4 | Houston | YES | 0.010869 | 142 | 60 | 142 | 0 | 1.0362 | Cogen | 1 | 0.22134 | 0 | 0 |  |  |  |  | 0.22134 | 0 | 0.5275 | 0.56245 |  |  |  |  | 181 | 0.034956
48511 | LPE_GT1_8070 | 1 | Houston | YES | 0.01085 | 42 | 0 | 42 | 0 | 1.0362 | GGT | 1 | 0.22132 | 42 | 42 |  |  |  |  | 0.22132 | 9.2956 | 0.5282 | 0.56314 |  |  |  |  | 182 | 0.034946
48512 | LPE_GT2_8075 | 2 | Houston | YES | 0.01085 | 42 | 0 | 42 | 0 | 1.0362 | GGT | 1 | 0.22132 | 42 | 42 |  |  |  |  | 0.22132 | 9.2956 | 0.5289 | 0.56383 |  |  |  |  | 183 | 0.034946
48513 | LPE_GT3_8080 | 3 | Houston | YES | 0.01085 | 39 | 0 | 39 | 0 | 1.0362 | GGT | 1 | 0.22132 | 39 | 39 |  |  |  |  | 0.22132 | 8.6316 | 0.52955 | 0.56447 |  |  |  |  | 184 | 0.034946
48514 | LPE_GT4_8085 | 4 | Houston | YES | 0.01085 | 39 | 0 | 39 | 0 | 1.0362 | GGT | 1 | 0.22132 | 39 | 39 |  |  |  |  | 0.22132 | 8.6316 | 0.5302 | 0.56511 |  |  |  |  | 185 | 0.034939
48500 | APD_GT1_8005 | 1 | Houston | YES | 0.01084 | 137.6 | 54.6 | 137.6 | 0 | 1.0362 | Cogen | 1 | 0.22131 | 0 | 0 |  |  |  |  | 0.22131 | 0 | 0.5302 | 0.56511 |  |  |  |  | 186 | 0.034932
48820 | SHELLG1_3015 | 1 | Houston | YES | 0.010758 | 71 | 34.5 | 71 |  | 1.029 | Cogen | 1 | 0.22123 | 0 | 0 |  |  |  |  | 0.22123 | 0 | 0.5302 | 0.56511 |  |  |  |  | 187 | 0.034925
48821 | SHELLG2 | 2 | Houston | YES | 0.010758 | 72 | 34.5 | 72 |  | 1.029 | Cogen | 1 | 0.22123 | 0 | 0 |  |  |  |  | 0.22123 | 0 | 0.5302 | 0.56511 |  |  |  |  | 188 | 0.034918
48822 | SHELLG3_3020 | 2 | Houston | YES | 0.010758 | 30 | 0 | 30 |  | 1.029 | Cogen | 1 | 0.22123 | 0 | 0 |  |  |  |  | 0.22123 | 0 | 0.5302 | 0.56511 |  |  |  |  | 189 | 0.034918
48822 | SHELLG3_3020 | 1 | Houston | YES | 0.010758 | 39 | 0 | 39 |  | 1.029 | Cogen | 1 | 0.22123 | 0 | 0 |  |  |  |  | 0.22123 | 0 | 0.5302 | 0.56511 |  |  |  |  | 190 | 0.034918
48740 | PSG_GN2_8050 | 1 | Houston | YES | 0.010705 | 182 | 60 | 182 | 0 | 1.0326 | Cogen | 1 | 0.22118 | 0 | 0 |  |  |  |  | 0.22118 | 0 | 0.5302 | 0.56511 |  |  |  |  | 191 | 0.034918
48741 | PSG_GT2_8040 | 1 | Houston | YES | 0.010705 | 158.6 | 50 | 158.6 | 0 | 1.0326 | Cogen | 1 | 0.22118 | 0 | 0 |  |  |  |  | 0.22118 | 0 | 0.5302 | 0.56511 |  |  |  |  | 192 | 0.034918
48742 | PSG_GT3_8060 | 1 | Houston | YES | 0.010705 | 157 | 50 | 157 | 0 | 1.0326 | Cogen | 1 | 0.22118 | 0 | 0 |  |  |  |  | 0.22118 | 0 | 0.5302 | 0.56511 |  |  |  |  | 193 | 0.034918
48854 | SRB_GN4_4 | 4 | Houston | YES | 0.010704 | 182.4 | 35 | 228 | 0 | 1.0326 | GST | 1 | 0.22118 | 228 | 228 |  |  |  |  | 0.22118 | 50.4283 | 0.53399 | 0.56886 |  |  |  |  | 194 | 0.034918
48611 | DIB_GT1_8080 | 1 | Houston | YES | 0.010703 | 64 | 0 | 64 | 0 | 1.0326 | Cogen | 1 | 0.22118 | 0 | 0 |  |  |  |  | 0.22118 | 0 | 0.53399 | 0.56886 |  |  |  |  | 195 | 0.034918
48612 | DIB_GT2_8075 | 2 | Houston | YES | 0.010703 | 63.2 | 0 | 63.2 | 0 | 1.0326 | Cogen | 1 | 0.22118 | 0 | 0 |  |  |  |  | 0.22118 | 0 | 0.53399 | 0.56886 |  |  |  |  | 196 | 0.034918
48613 | DIB_ST1_8085 | 3 | Houston | YES | 0.010703 | 67.9 | 30 | 82.6 | 0 | 1.0326 | Cogen | 1 | 0.22118 | 0 | 0 |  |  |  |  | 0.22118 | 0 | 0.53399 | 0.56886 |  |  |  |  | 197 | 0.034877
48614 | DIB_GT3_8090 | 4 | Houston | YES | 0.010703 | 73.6 | 15 | 73.6 | 0 | 1.0326 | Cogen | 1 | 0.22118 | 0 | 0 |  |  |  |  | 0.22118 | 0 | 0.53399 | 0.56886 |  |  |  |  | 198 | 0.034877
48845 | SOL_GT1 | 1 | Houston | YES | 0.010702 | 16.2 | 15.4 | 16.2 |  | 1.0326 | Solar | 1 | 0.22117 | 16.2 | 16.2 |  |  |  |  | 0.22117 | 3.583 | 0.53426 | 0.56913 |  |  |  |  | 199 | 0.034877
48853 | SRB_GN3_3 | 3 | Houston | YES | 0.010701 | 170.4 | 35 | 213 |  | 1.0326 | GST | 1 | 0.22117 | 213 | 213 |  |  |  |  | 0.22117 | 47.11 | 0.5378 | 0.57263 |  |  |  |  | 200 | 0.034877
48551 | CAL_GT1_8045 | 1 | Houston | YES | 0.010693 | 149 | 0 | 149 | 0 | 1.0326 | Cogen | 1 | 0.22117 | 0 | 0 |  |  |  |  | 0.22117 | 0 | 0.5378 | 0.57263 |  |  |  |  | 201 | 0.034877
48552 | CAL_ST1_8000 | 2 | Houston | YES | 0.010693 | 65.1 | 0 | 65.1 | 0 | 1.0326 | Cogen | 1 | 0.22117 | 0 | 0 |  |  |  |  | 0.22117 | 0 | 0.5378 | 0.57263 |  |  |  |  | 202 | 0.034874
48851 | SRB_GN1_1 | 1 | Houston | YES | 0.010691 | 132 | 26 | 165 | 0 | 1.0217 | GST | 1 | 0.22116 | 165 | 165 |  |  |  |  | 0.22116 | 36.492 | 0.54054 | 0.57534 |  |  |  |  | 203 | 0.034835
48852 | SRB_GN2_2 | 2 | Houston | YES | 0.010688 | 140.8 | 26 | 176 | 0 | 1.0217 | GST | 1 | 0.22116 | 176 | 176 |  |  |  |  | 0.22116 | 38.9243 | 0.54347 | 0.57824 |  |  |  |  | 204 | 0.034835
48855 | SRB_GT211035 | B1 | Houston | YES | 0.010686 | 0 | 0 | 18 |  | 1.014 | GGT | 1 | 0.22116 | 18 | 18 |  |  |  |  | 0.22116 | 3.9809 | 0.54376 | 0.57853 |  |  |  |  | 205 | 0.034835
48855 | SRB_GT211035 | B2 | Houston | YES | 0.010686 | 0 | 0 | 12 |  | 1.014 | GGT | 1 | 0.22116 | 12 | 12 |  |  |  |  | 0.22116 | 2.6539 | 0.54396 | 0.57873 |  |  |  |  | 206 | 0.034804
48761 | PR_GT1__9040 | 1 | Houston | YES | 0.010649 | 26 | 0 | 35 |  | 1 | Cogen | 1 | 0.22112 | 0 | 0 |  |  |  |  | 0.22112 | 0 | 0.54396 | 0.57873 |  |  |  |  | 207 | 0.034772
48641 | DPEC_GT15040 | 1 | Houston | YES | 0.010602 | 163.2 | 98 | 163.2 | 0 | 1.0319 | CC | 1 | 0.22107 | 163.2 | 163.2 |  |  |  |  | 0.22107 | 36.0794 | 0.54668 | 0.58141 |  |  |  |  | 208 | 0.034768
48642 | DPEC_GT25025 | 2 | Houston | YES | 0.010602 | 157.1 | 98 | 157.1 | 0 | 1.0319 | CC | 1 | 0.22107 | 157.1 | 157.1 |  |  |  |  | 0.22107 | 34.7308 | 0.54929 | 0.58399 |  |  |  |  | 209 | 0.034766
48643 | DPEC_GT35010 | 3 | Houston | YES | 0.010602 | 157.5 | 98 | 157.5 | 0 | 1.0319 | CC | 1 | 0.22107 | 157.5 | 157.5 |  |  |  |  | 0.22107 | 34.8193 | 0.55191 | 0.58658 |  |  |  |  | 210 | 0.034766
48644 | DPEC_GT45070 | 4 | Houston | YES | 0.010602 | 157 | 98 | 157 | 0 | 1.0319 | CC | 1 | 0.22107 | 157 | 157 |  |  |  |  | 0.22107 | 34.7087 | 0.55452 | 0.58916 |  |  |  |  | 211 | 0.034735
48645 | DPEC_ST55065 | 5 | Houston | YES | 0.010602 | 282 | 0 | 282 | 0 | 1.0319 | CC | 1 | 0.22107 | 282 | 282 |  |  |  |  | 0.22107 | 62.3431 | 0.55921 | 0.5938 |  |  |  |  | 212 | 0.034705
48841 | SJS_GT1_GT1 | 1 | Houston | YES | 0.010567 | 62.4 | 49 | 78 | 0 | 1.0362 | Cogen | 1 | 0.22104 | 0 | 0 |  |  |  |  | 0.22104 | 0 | 0.55921 | 0.5938 |  |  |  |  | 213 | 0.034675
48842 | SJS_GT2_GT2 | 2 | Houston | YES | 0.010567 | 64.8 | 49 | 81 | 0 | 1.0362 | Cogen | 1 | 0.22104 | 0 | 0 |  |  |  |  | 0.22104 | 0 | 0.55921 | 0.5938 |  |  |  |  | 214 | 0.034645
48691 | GBY_73741085 | B | Houston | YES | 0.010533 | 37.6 | 20 | 47 | 0 | 1.0362 | GGT | 1 | 0.22101 | 47 | 47 |  |  |  |  | 0.22101 | 10.3873 | 0.55999 | 0.59457 |  |  |  |  | 215 | 0.034591
48691 | GBY_73741085 | A | Houston | YES | 0.010533 | 37.6 | 20 | 47 | 0 | 1.0362 | GGT | 1 | 0.22101 | 47 | 47 |  |  |  |  | 0.22101 | 10.3873 | 0.56077 | 0.59534 |  |  |  |  | 216 | 0.034591
48692 | GBY_81821075 | D | Houston | YES | 0.010533 | 44 | 20 | 55 | 0 | 1.0362 | GGT | 1 | 0.22101 | 55 | 55 |  |  |  |  | 0.22101 | 12.1553 | 0.56168 | 0.59625 |  |  |  |  | 217 | 0.034591
48692 | GBY_81821075 | C | Houston | YES | 0.010533 | 37.6 | 20 | 47 | 0 | 1.0362 | GGT | 1 | 0.22101 | 47 | 47 |  |  |  |  | 0.22101 | 10.3873 | 0.56247 | 0.59702 |  |  |  |  | 218 | 0.034582
48693 | GBY_83841065 | F | Houston | YES | 0.010533 | 43.2 | 20 | 54 | 0 | 1.0362 | GGT | 1 | 0.22101 | 54 | 54 |  |  |  |  | 0.22101 | 11.9343 | 0.56336 | 0.59791 |  |  |  |  | 219 | 0.034573
48693 | GBY_83841065 | E | Houston | YES | 0.010533 | 45.6 | 20 | 57 | 0 | 1.0362 | GGT | 1 | 0.22101 | 57 | 57 |  |  |  |  | 0.22101 | 12.5973 | 0.56431 | 0.59884 |  |  |  |  | 220 | 0.034562
48531 | BYU_GT1_8075 | 1 | Houston | YES | 0.01041 | 65 | 0 | 65 |  | 1.0362 | Cogen | 1 | 0.22088 | 0 | 0 |  |  |  |  | 0.22088 | 0 | 0.56431 | 0.59884 |  |  |  |  | 221 | 0.034553
48532 | BYU_GT2_8055 | 2 | Houston | YES | 0.01041 | 62 | 0 | 62 |  | 1.0362 | Cogen | 1 | 0.22088 | 0 | 0 |  |  |  |  | 0.22088 | 0 | 0.56431 | 0.59884 |  |  |  |  | 222 | 0.034542
48533 | BYU_GT3_8060 | 3 | Houston | YES | 0.01041 | 67 | 0 | 67 |  | 1.0362 | Cogen | 1 | 0.22088 | 0 | 0 |  |  |  |  | 0.22088 | 0 | 0.56431 | 0.59884 |  |  |  |  | 223 | 0.034531
48534 | BYU_GT4_8065 | 4 | Houston | YES | 0.01041 | 65 | 0 | 65 |  | 1.0362 | Cogen | 1 | 0.22088 | 0 | 0 |  |  |  |  | 0.22088 | 0 | 0.56431 | 0.59884 |  |  |  |  | 224 | 0.034531
48561 | CTL_GT2_8130 | 1 | Houston | YES | 0.010327 | 73.5 | 30.3 | 91.9 |  | 1.0362 | Cogen | 1 | 0.2208 | 0 | 0 |  |  |  |  | 0.2208 | 0 | 0.56431 | 0.59884 |  |  |  |  | 225 | 0.034531
48562 | CTL_GT3_8135 | 2 | Houston | YES | 0.010327 | 70.1 | 30.3 | 87.6 |  | 1.0362 | Cogen | 1 | 0.2208 | 0 | 0 |  |  |  |  | 0.2208 | 0 | 0.56431 | 0.59884 |  |  |  |  | 226 | 0.034531
48563 | CTL_GT4_8140 | 3 | Houston | YES | 0.010327 | 69.6 | 30.3 | 87 |  | 1.0362 | Cogen | 1 | 0.2208 | 0 | 0 |  |  |  |  | 0.2208 | 0 | 0.56431 | 0.59884 |  |  |  |  | 227 | 0.034531
48564 | CTL_GN1_8145 | 4 | Houston | YES | 0.010327 | 43.6 | 12.9 | 54.5 |  | 1.0362 | Cogen | 1 | 0.2208 | 0 | 0 |  |  |  |  | 0.2208 | 0 | 0.56431 | 0.59884 |  |  |  |  | 228 | 0.034531
48565 | CTL_GN2_8155 | 5 | Houston | YES | 0.010327 | 9.8 | 3.4 | 12.2 |  | 1.0362 | Cogen | 1 | 0.2208 | 0 | 0 |  |  |  |  | 0.2208 | 0 | 0.56431 | 0.59884 |  |  |  |  | 229 | 0.034531
48772 | PHR_GN2_2 | MB | Houston | YES | 0.010107 | 0 | 72 | 459 |  | 1.0362 | GSC | 1 | 0.22058 | 0 | 0 |  |  |  |  | 0.22058 | 0 | 0.56431 | 0.59884 |  |  |  |  | 230 | 0.034531
38580 | TNBP_CGN1_8 | 1 | Houston | YES | 0.009794 | 70.8 | 0 | 70.8 | 0 | 1.005 | Cogen | 1 | 0.22027 | 0 | 0 |  |  |  |  | 0.22027 | 0 | 0.56431 | 0.59884 |  |  |  |  | 231 | 0.034531
38590 | TNBP_CGN2_8 | 2 | Houston | YES | 0.009794 | 66.7 | 0 | 66.7 | 0 | 1.005 | Cogen | 1 | 0.22027 | 0 | 0 |  |  |  |  | 0.22027 | 0 | 0.56431 | 0.59884 |  |  |  |  | 232 | 0.034531
38600 | TNBP_CGN3_8 | 5 | Houston | YES | 0.009794 | 53 | 0 | 53 | 0 | 1.005 | Cogen | 1 | 0.22027 | 0 | 0 |  |  |  |  | 0.22027 | 0 | 0.56431 | 0.59884 |  |  |  |  | 233 | 0.034531
38611 | TNBPAMCG1_8 | 1 | Houston | YES | 0.009794 | 153.2 | 0 | 153.2 | 0 | 1.005 | Cogen | 1 | 0.22027 | 0 | 0 |  |  |  |  | 0.22027 | 0 | 0.56431 | 0.59884 |  |  |  |  | 234 | 0.034531
38612 | TNBPAMCG2_8 | 2 | Houston | YES | 0.009794 | 153.5 | 0 | 153.5 | 0 | 1.005 | Cogen | 1 | 0.22027 | 0 | 0 |  |  |  |  | 0.22027 | 0 | 0.56431 | 0.59884 |  |  |  |  | 235 | 0.034531
38613 | TNBPAMCG3_8 | 3 | Houston | YES | 0.009794 | 152.3 | 0 | 152.3 | 0 | 1.005 | Cogen | 1 | 0.22027 | 0 | 0 |  |  |  |  | 0.22027 | 0 | 0.56431 | 0.59884 |  |  |  |  | 236 | 0.034531
38614 | TNBPAMCG4_8 | 4 | Houston | YES | 0.009794 | 96 | 0 | 96 |  | 1.005 | Cogen | 1 | 0.22027 | 0 | 0 |  |  |  |  | 0.22027 | 0 | 0.56431 | 0.59884 |  |  |  |  | 237 | 0.034531
38615 | TNBPAMCG5_8 | 1 | Houston | YES | 0.009794 | 244 | 0 | 244 | 0 | 1.005 | Cogen | 1 | 0.22027 | 0 | 0 |  |  |  |  | 0.22027 | 0 | 0.56431 | 0.59884 |  |  |  |  | 238 | 0.034531
38690 | TNBP_CGN4_8 | 3 | Houston | YES | 0.009794 | 40 | 0 | 40 |  | 1.005 | Cogen | 1 | 0.22027 | 0 | 0 |  |  |  |  | 0.22027 | 0 | 0.56431 | 0.59884 |  |  |  |  | 239 | 0.034531
38711 | TNTXCTY1CG8 | 1 | Houston | YES | 0.009794 | 100.3 | 59 | 100.3 | 0 | 1 | Cogen | 1 | 0.22027 | 0 | 0 |  |  |  |  | 0.22027 | 0 | 0.56431 | 0.59884 |  |  |  |  | 240 | 0.034531
38712 | TNTXCTY2CG8 | 1 | Houston | YES | 0.009794 | 92.9 | 59 | 92.9 | 0 | 1 | Cogen | 1 | 0.22027 | 0 | 0 |  |  |  |  | 0.22027 | 0 | 0.56431 | 0.59884 |  |  |  |  | 241 | 0.034531
38713 | TNTXCTY3CG8 | 1 | Houston | YES | 0.009794 | 102.7 | 59 | 102.7 | 0 | 1 | Cogen | 1 | 0.22027 | 0 | 0 |  |  |  |  | 0.22027 | 0 | 0.56431 | 0.59884 |  |  |  |  | 242 | 0.034531
38714 | TNTXCTY4CG8 | 1 | Houston | YES | 0.009794 | 103 | 59 | 103 | 0 | 1 | Cogen | 1 | 0.22027 | 0 | 0 |  |  |  |  | 0.22027 | 0 | 0.56431 | 0.59884 |  |  |  |  | 243 | 0.034531
39470 | TNDOWCGNSG8 | 1 | Houston | YES | 0.009794 | 32 | 10 | 32 | 0 | 0.985 | Cogen | 1 | 0.22027 | 0 | 0 |  |  |  |  | 0.22027 | 0 | 0.56431 | 0.59884 |  |  |  |  | 244 | 0.034531
39480 | TNDOWCGNGG8 | 1 | Houston | YES | 0.009794 | 30 | 10 | 30 | 0 | 0.985 | Cogen | 1 | 0.22027 | 0 | 0 |  |  |  |  | 0.22027 | 0 | 0.56431 | 0.59884 |  |  |  |  | 245 | 0.034531
48921 | WAP_GN1_1 | 1 | Houston | YES | 0.009122 | 132.8 | 37 | 166 | 0 | 1.0362 | GST | 1 | 0.21959 | 166 | 166 |  |  |  |  | 0.21959 | 36.4527 | 0.56707 | 0.60155 |  |  |  |  | 246 | 0.034531
48922 | WAP_GN2_2 | 2 | Houston | YES | 0.009122 | 132.8 | 37 | 166 | 0 | 1.0362 | GST | 1 | 0.21959 | 166 | 166 |  |  |  |  | 0.21959 | 36.4527 | 0.56983 | 0.60426 |  |  |  |  | 247 | 0.034531
48923 | WAP_GN3_3 | 3 | Houston | YES | 0.009122 | 198.4 | 93 | 248 | 0 | 1.0362 | GST | 1 | 0.21959 | 248 | 248 |  |  |  |  | 0.21959 | 54.4595 | 0.57395 | 0.60831 |  |  |  |  | 248 | 0.034531
48924 | WAP_GN4_4 | 4 | Houston | YES | 0.009122 | 546 | 217 | 546 | 0 | 1.0362 | GSC | 1 | 0.21959 | 546 | 546 |  |  |  |  | 0.21959 | 119.8987 | 0.58303 | 0.61722 |  |  |  |  | 249 | 0.034481
48925 | WAP_GN5_5 | 5 | Houston | YES | 0.009122 | 618.1 | 278 | 654 | 0 | 0.985 | LIGCO | 1 | 0.21959 | 0 | 654 |  |  |  |  | 0.21959 | 143.6149 | 0.5939 | 0.6279 |  |  |  |  | 250 | 0.034431
48929 | WAPGT21_GT1 | B1 | Houston | YES | 0.009122 | 0 | 0 | 13 |  | 1.05 | GGT | 1 | 0.21959 | 13 | 13 |  |  |  |  | 0.21959 | 2.8547 | 0.59412 | 0.62811 |  |  |  |  | 251 | 0.034357
48510 | AK_GT1__8040 | 1 | Houston | YES | 0.009019 | 33.4 | 8.1 | 34 |  | 1.029 | Cogen | 1 | 0.21949 | 0 | 0 |  |  |  |  | 0.21949 | 0 | 0.59412 | 0.62811 |  |  |  |  | 252 | 0.034193
48521 | BVE_GT1_GT1 | 1 | Houston | YES | 0.008914 | 167.7 | 0 | 167.7 |  | 1.035 | CC | 1 | 0.21939 | 167.7 | 167.7 |  |  |  |  | 0.21939 | 36.7912 | 0.59691 | 0.63085 |  |  |  |  | 253 | 0.033996
48522 | BVE_GT2_5035 | 2 | Houston | YES | 0.008914 | 166.4 | 0 | 166.4 |  | 1.035 | CC | 1 | 0.21939 | 166.4 | 166.4 |  |  |  |  | 0.21939 | 36.506 | 0.59967 | 0.63356 |  |  |  |  | 254 | 0.033992
48523 | BVE_ST1_GN1 | 3 | Houston | YES | 0.008914 | 252.4 | 0 | 252.4 |  | 1.035 | CC | 1 | 0.21939 | 252.4 | 252.4 |  |  |  |  | 0.21939 | 55.3732 | 0.60387 | 0.63768 |  |  |  |  | 255 | 0.033992
48926 | WAP_GN6_6 | 6 | Houston | YES | 0.008905 | 651 | 280 | 651 |  | 1.035 | LIGCO | 1 | 0.21938 | 0 | 651 |  |  |  |  | 0.21938 | 142.8149 | 0.61469 | 0.64829 |  |  |  |  | 256 | 0.033939
48927 | WAP_GN7_7 | 7 | Houston | YES | 0.008905 | 564 | 277 | 564 |  | 1.035 | LIGCO | 1 | 0.21938 | 0 | 564 |  |  |  |  | 0.21938 | 123.729 | 0.62407 | 0.65749 |  |  |  |  | 257 | 0.033886
48928 | WAP_GN8_8 | 8 | Houston | YES | 0.008905 | 603 | 275 | 603 |  | 1.035 | LIGCO | 1 | 0.21938 | 0 | 603 |  |  |  |  | 0.21938 | 132.2848 | 0.6341 | 0.66733 |  |  |  |  | 258 | 0.033806
48730 | MNS_GT | 1 | Houston | YES | 0.008844 | 43 | 0 | 46.1 |  | 1.029 | Cogen | 1 | 0.21932 | 0 | 0 |  |  |  |  | 0.21932 | 0 | 0.6341 | 0.66733 |  |  |  |  | 259 | 0.0336
39760 | TNSCLP1___8 | 1 | Houston | YES | 0.00768 | 93.4 | 20 | 116.8 | 0 | 1.04 | Cogen | 1 | 0.21815 | 0 | 0 |  |  |  |  | 0.21815 | 0 | 0.6341 | 0.66733 |  |  |  |  | 260 | 0.033421
39770 | TNSCLP2___8 | 1 | Houston | YES | 0.00768 | 91.6 | 20 | 114.5 | 0 | 1.04 | Cogen | 1 | 0.21815 | 0 | 0 |  |  |  |  | 0.21815 | 0 | 0.6341 | 0.66733 |  |  |  |  | 261 | 0.03323
39775 | TNSCLP4___8 | 1 | Houston | YES | 0.00768 | 95.2 | 20 | 119 | 0 | 1.04 | Cogen | 1 | 0.21815 | 0 | 0 |  |  |  |  | 0.21815 | 0 | 0.6341 | 0.66733 |  |  |  |  | 262 | 0.03323
39790 | TNSCLP3___8 | 1 | Houston | YES | 0.00768 | 87.6 | 20 | 109.5 | 0 | 1.027 | Cogen | 1 | 0.21815 | 0 | 0 |  |  |  |  | 0.21815 | 0 | 0.6341 | 0.66733 |  |  |  |  | 263 | 0.03323
48520 | BSF_GT1_8070 | 1 | Houston | YES | 0.007333 | 72 | 0 | 72 | 0 | 1.0326 | Cogen | 1 | 0.21781 | 0 | 0 |  |  |  |  | 0.21781 | 0 | 0.6341 | 0.66733 |  |  |  |  | 264 | 0.03323
48520 | BSF_GT1_8070 | 2 | Houston | YES | 0.007333 | 10 | 0 | 10 | 0 | 1.0326 | Cogen | 1 | 0.21781 | 0 | 0 |  |  |  |  | 0.21781 | 0 | 0.6341 | 0.66733 |  |  |  |  | 265 | 0.03323
49851 | DOW17000 | 37 | Houston | YES | 0.006912 | 39 | 0 | 62 | 0 | 1 | Cogen | 1 | 0.21738 | 0 | 0 |  |  |  |  | 0.21738 | 0 | 0.6341 | 0.66733 |  |  |  |  | 266 | 0.03323
49858 | DOW38100 | 31 | Houston | YES | 0.006912 | 45 | 0 | 71.4 |  | 1 | Cogen | 1 | 0.21738 | 0 | 0 |  |  |  |  | 0.21738 | 0 | 0.6341 | 0.66733 |  |  |  |  | 267 | 0.03323
49859 | DOW38200 | 33 | Houston | YES | 0.006912 | 28 | 0 | 45 | 0 | 1 | Cogen | 1 | 0.21738 | 0 | 0 |  |  |  |  | 0.21738 | 0 | 0.6341 | 0.66733 |  |  |  |  | 268 | 0.03323
49860 | DOW38300 | 32 | Houston | YES | 0.006912 | 63 | 0 | 101 |  | 1 | Cogen | 1 | 0.21738 | 0 | 0 |  |  |  |  | 0.21738 | 0 | 0.6341 | 0.66733 |  |  |  |  | 269 | 0.03323
49862 | DOW39100 | 36 | Houston | YES | 0.006912 | 54 | 0 | 86 | 0 | 1 | Cogen | 1 | 0.21738 | 0 | 0 |  |  |  |  | 0.21738 | 0 | 0.6341 | 0.66733 |  |  |  |  | 270 | 0.03323
49863 | DOW39200 | 35 | Houston | YES | 0.006912 | 55 | 0 | 88 | 0 | 1 | Cogen | 1 | 0.21738 | 0 | 0 |  |  |  |  | 0.21738 | 0 | 0.6341 | 0.66733 |  |  |  |  | 271 | 0.03323
49865 | DOW41000 | 41 | Houston | YES | 0.006912 | 31 | 0 | 50 |  | 1 | Cogen | 1 | 0.21738 | 0 | 0 |  |  |  |  | 0.21738 | 0 | 0.6341 | 0.66733 |  |  |  |  | 272 | 0.03323
49866 | DOW42000 | 42 | Houston | YES | 0.006912 | 11 | 0 | 18 |  | 1 | Cogen | 1 | 0.21738 | 0 | 0 |  |  |  |  | 0.21738 | 0 | 0.6341 | 0.66733 |  |  |  |  | 273 | 0.03323
49869 | DOW49000 | 45 | Houston | YES | 0.006912 | 59 | 0 | 94 |  | 1 | Cogen | 1 | 0.21738 | 0 | 0 |  |  |  |  | 0.21738 | 0 | 0.6341 | 0.66733 |  |  |  |  | 274 | 0.03323
49870 | DOW61000 | 61 | Houston | YES | 0.006912 | 44 | 0 | 70 | 0 | 1 | Cogen | 1 | 0.21738 | 0 | 0 |  |  |  |  | 0.21738 | 0 | 0.6341 | 0.66733 |  |  |  |  | 275 | 0.03323
49871 | DOW62000 | 62 | Houston | YES | 0.006912 | 40 | 0 | 63 | 0 | 1 | Cogen | 1 | 0.21738 | 0 | 0 |  |  |  |  | 0.21738 | 0 | 0.6341 | 0.66733 |  |  |  |  | 276 | 0.03323
49872 | DOW63000 | 63 | Houston | YES | 0.006912 | 45 | 0 | 72 | 0 | 1 | Cogen | 1 | 0.21738 | 0 | 0 |  |  |  |  | 0.21738 | 0 | 0.6341 | 0.66733 |  |  |  |  | 277 | 0.03323
49873 | DOW64000 | 64 | Houston | YES | 0.006912 | 41 | 0 | 64.8 | 0 | 1 | Cogen | 1 | 0.21738 | 0 | 0 |  |  |  |  | 0.21738 | 0 | 0.6341 | 0.66733 |  |  |  |  | 278 | 0.03323
49876 | DOW65000 | 65 | Houston | YES | 0.006912 | 63 | 0 | 101 | 0 | 1 | Cogen | 1 | 0.21738 | 0 | 0 |  |  |  |  | 0.21738 | 0 | 0.6341 | 0.66733 |  |  |  |  | 279 | 0.03323
49877 | DOW66000 | 66 | Houston | YES | 0.006912 | 61 | 0 | 97 | 0 | 1 | Cogen | 1 | 0.21738 | 0 | 0 |  |  |  |  | 0.21738 | 0 | 0.6341 | 0.66733 |  |  |  |  | 280 | 0.03323
49878 | DOW67000 | 67 | Houston | YES | 0.006912 | 65 | 0 | 103 | 0 | 1 | Cogen | 1 | 0.21738 | 0 | 0 |  |  |  |  | 0.21738 | 0 | 0.6341 | 0.66733 |  |  |  |  | 281 | 0.03323
49882 | DOW81000 | 81 | Houston | YES | 0.006912 | 47 | 0 | 76 | 0 | 1 | Cogen | 1 | 0.21738 | 0 | 0 |  |  |  |  | 0.21738 | 0 | 0.6341 | 0.66733 |  |  |  |  | 282 | 0.03323
49884 | DOW82000 | 82 | Houston | YES | 0.006912 | 51 | 0 | 80 | 0 | 1 | Cogen | 1 | 0.21738 | 0 | 0 |  |  |  |  | 0.21738 | 0 | 0.6341 | 0.66733 |  |  |  |  | 283 | 0.03323
49885 | DOW83000 | 83 | Houston | YES | 0.006912 | 51 | 0 | 80 | 0 | 1 | Cogen | 1 | 0.21738 | 0 | 0 |  |  |  |  | 0.21738 | 0 | 0.6341 | 0.66733 |  |  |  |  | 284 | 0.03323
49886 | DOW84000 | 84 | Houston | YES | 0.006912 | 107 | 0 | 171 | 0 | 0.98 | Cogen | 1 | 0.21738 | 0 | 0 |  |  |  |  | 0.21738 | 0 | 0.6341 | 0.66733 |  |  |  |  | 285 | 0.03323
48911 | TGF_GT1_8000 | 1 | Houston | YES | 0.00521 | 69.2 | 0 | 69.2 |  | 1.029 | Cogen | 1 | 0.21568 | 0 | 0 |  |  |  |  | 0.21568 | 0 | 0.6341 | 0.66733 |  |  |  |  | 286 | 0.03323
48731 | CBE_GT1 | 1 | Houston | YES | 0.004861 | 76 | 0 | 76 | 0 | 1.029 | CC | 1 | 0.21533 | 76 | 76 |  |  |  |  | 0.21533 | 16.3654 | 0.63536 | 0.66854 |  |  |  |  | 287 | 0.03323
48732 | CBE_GT2 | 1 | Houston | YES | 0.004861 | 76 | 0 | 76 | 0 | 1.029 | CC | 1 | 0.21533 | 76 | 76 |  |  |  |  | 0.21533 | 16.3654 | 0.63662 | 0.66976 |  |  |  |  | 288 | 0.03323
48733 | CBE_ST12 | 1 | Houston | YES | 0.004861 | 105 | 0 | 105 | 0 | 1.029 | CC | 1 | 0.21533 | 105 | 105 |  |  |  |  | 0.21533 | 22.61 | 0.63837 | 0.67144 |  |  |  |  | 289 | 0.03323
48734 | CBE_GT3 | 1 | Houston | YES | 0.004861 | 76 | 0 | 76 | 0 | 1.029 | CC | 1 | 0.21533 | 76 | 76 |  |  |  |  | 0.21533 | 16.3654 | 0.63963 | 0.67266 |  |  |  |  | 290 | 0.033183
48735 | CBE_GT4 | 1 | Houston | YES | 0.004861 | 76 | 0 | 76 | 0 | 1.029 | CC | 1 | 0.21533 | 76 | 76 |  |  |  |  | 0.21533 | 16.3654 | 0.6409 | 0.67387 |  |  |  |  | 291 | 0.033136
48736 | CBE_ST34 | 1 | Houston | YES | 0.004861 | 105 | 0 | 105 | 0 | 1.029 | CC | 1 | 0.21533 | 105 | 105 |  |  |  |  | 0.21533 | 22.61 | 0.64264 | 0.67555 |  |  |  |  | 292 | 0.033072
13432 | SANDOW_5G | 5 | South | YES | 0.004683 | 581 | 225 | 581 |  | 1.029 | LIGCO | 1 | 0.21516 | 0 | 581 |  |  |  |  | 0.21516 | 125.0055 | 0.6523 | 0.68485 |  |  |  |  | 293 | 0.033025
5911 | STP_GN1___1 | 1 | Houston | YES | 0.004621 | 1333 | 1249 | 1333 | 0 | 1.0406 | Nuc | 1 | 0.21509 | 0 | 0 |  |  |  |  | 0.21509 | 0 | 0.6523 | 0.68485 |  |  |  |  | 294 | 0.032978
5912 | STP_GN2___2 | 2 | Houston | YES | 0.004621 | 1332 | 1249 | 1332 | 0 | 1.0406 | Nuc | 1 | 0.21509 | 0 | 0 |  |  |  |  | 0.21509 | 0 | 0.6523 | 0.68485 |  |  |  |  | 295 | 0.032913
244 | WHITNYDM01 | 1 | North | YES | 0.004418 | 15 | 0 | 15 | 0 | 1.035 | Hydro | 1 | 0.21489 | 0 | 0 | 0 | 0 |  |  | 0.21489 | 0 | 0.6523 | 0.68485 |  |  |  |  | 296 | 0.032546
245 | WHITNYDM02 | 2 | North | YES | 0.004418 | 15 | 0 | 15 | 0 | 1.035 | Hydro | 1 | 0.21489 | 0 | 0 | 0 | 0 |  |  | 0.21489 | 0 | 0.6523 | 0.68485 |  |  |  |  | 297 | 0.032546
251 | BOSQUESW803 | 2 | North | YES | 0.004049 | 150 | 0 | 150 | 0 | 1.032 | CC | 1 | 0.21452 | 150 | 150 | 0.60735 | 150 |  |  | 0.21452 | 32.1783 | 0.65479 | 0.68724 |  |  |  |  | 298 | 0.032546
253 | BOSQUESW804 | 2 | North | YES | 0.004049 | 80 | 0 | 80 | 0 | 1.032 | CC | 1 | 0.21452 | 80 | 80 | 0.32392 | 80 |  |  | 0.21452 | 17.1617 | 0.65612 | 0.68852 |  |  |  |  | 299 | 0.032546
580 | JCKCNTY801 | 1 | North | YES | 0.00357 | 288 | 0 | 288 | 0 | 1.022 | CC | 1 | 0.21404 | 288 | 288 | 1.0282 | 288 |  |  | 0.21404 | 61.6443 | 0.66091 | 0.6931 |  |  |  |  | 300 | 0.032546
581 | JCKCNTY802 | 2 | North | YES | 0.00357 | 147 | 0 | 147 | 0 | 1.022 | CC | 1 | 0.21404 | 147 | 147 | 0.52479 | 147 |  |  | 0.21404 | 31.4643 | 0.66336 | 0.69544 |  |  |  |  | 301 | 0.032445
582 | JCKCNTY803 | 3 | North | YES | 0.00357 | 147 | 0 | 147 | 0 | 1.022 | CC | 1 | 0.21404 | 147 | 147 | 0.52479 | 147 |  |  | 0.21404 | 31.4643 | 0.6658 | 0.69778 |  |  |  |  | 302 | 0.032391
3432 | SANDOW_4G | 4 | South | YES | 0.001022 | 580 | 225 | 580 |  | 1.029 | LIGCO | 1 | 0.21149 | 0 | 580 |  |  |  |  | 0.21149 | 122.6669 | 0.67544 | 0.70689 |  |  |  |  | 303 | 0.032185
5934 | SI_RAY5 | 5 | South | YES | 0 | 0 | 10 | 15 |  | 1.035 | GST | 1 | 0.21047 | 15 | 15 |  |  |  |  | 0.21047 | 3.1571 | 0.67569 | 0.70713 |  |  |  |  | 304 | 0.03208
8139 | JOS #1 | MB | South | YES | 0 | 0 | 45 | 255 |  | 1.02 | GST | 1 | 0.21047 | 0 | 0 |  |  |  |  | 0.21047 | 0 | 0.67569 | 0.70713 |  |  |  |  | 305 | 0.031975
8285 | LAR #1 | MB | South | YES | 0 | 0 | 9 | 32 |  | 1.0497 | GST | 1 | 0.21047 | 0 | 0 |  |  |  |  | 0.21047 | 0 | 0.67569 | 0.70713 |  |  |  |  | 306 | 0.031452
8287 | LAR #2 | MB | South | YES | 0 | 0 | 9 | 32 |  | 1.04 | GST | 1 | 0.21047 | 0 | 0 |  |  |  |  | 0.21047 | 0 | 0.67569 | 0.70713 |  |  |  |  | 307 | 0.031437
8288 | LAR #3 | MB | South | YES | 0 | 0 | 25 | 105 |  | 1.04 | GST | 1 | 0.21047 | 0 | 0 |  |  |  |  | 0.21047 | 0 | 0.67569 | 0.70713 |  |  |  |  | 308 | 0.031437
8388 | BATES0A | MB | South | YES | 0 | 0 | 21 | 71 |  | 1.033 | GST | 1 | 0.21047 | 0 | 0 |  |  |  |  | 0.21047 | 0 | 0.67569 | 0.70713 |  |  |  |  | 309 | 0.031437
8393 | BATES0B | MB | South | YES | 0 | 0 | 25 | 110 |  | 1.03 | GST | 1 | 0.21047 | 0 | 0 |  |  |  |  | 0.21047 | 0 | 0.67569 | 0.70713 |  |  |  |  | 310 | 0.031437
8437 | NUECES_B0C | MB | South | YES | 0 | 0 | 7 | 30 |  | 1.03 | GST | 1 | 0.21047 | 0 | 0 |  |  |  |  | 0.21047 | 0 | 0.67569 | 0.70713 |  |  |  |  | 311 | 0.031437
8438 | NUECES_B0B | MB | South | YES | 0 | 0 | 26 | 169 |  | 1.03 | GST | 1 | 0.21047 | 0 | 0 |  |  |  |  | 0.21047 | 0 | 0.67569 | 0.70713 |  |  |  |  | 312 | 0.031437
39190 | TNSLCGN1__8 | 1 | Houston | YES | 0 | 0 | 10 | 30 |  | 1.03 | Cogen | 1 | 0.21047 | 0 | 0 |  |  |  |  | 0.21047 | 0 | 0.67569 | 0.70713 |  |  |  |  | 313 | 0.031437
7010 | L_FPPYD11_1Y | 1 | South | YES | -0.001081 | 547.4 | 200 | 606 | 0 | 1.02 | LIGCO | 1 | 0.20939 | 0 | 606 |  |  |  |  | 0.20939 | 126.8914 | 0.68577 | 0.71656 |  |  |  |  | 314 | 0.031437
7011 | L_FPPYD11_2Y | 2 | South | YES | -0.001081 | 552.2 | 200 | 598 | 0 | 1.02 | LIGCO | 1 | 0.20939 | 0 | 598 |  |  |  |  | 0.20939 | 125.2162 | 0.69571 | 0.72587 |  |  |  |  | 315 | 0.031437
7012 | L_FPPYD21_3Y | 3 | South | YES | -0.001081 | 427.5 | 200 | 436 | 0 | 1.02 | LIGCO | 1 | 0.20939 | 0 | 436 |  |  |  |  | 0.20939 | 91.2948 | 0.70296 | 0.73266 |  |  |  |  | 316 | 0.031437
7007 | L_LOSTPI1_1Y | 1 | South | YES | -0.001442 | 158.6 | 110 | 158 | 0 | 1 | CC | 1 | 0.20903 | 158 | 158 |  |  |  |  | 0.20903 | 33.0269 | 0.70559 | 0.73511 |  |  |  |  | 317 | 0.030795
7008 | L_LOSTPI1_2Y | 2 | South | YES | -0.001442 | 157.7 | 107 | 160 | 0 | 1 | CC | 1 | 0.20903 | 160 | 160 |  |  |  |  | 0.20903 | 33.4449 | 0.70825 | 0.7376 |  |  |  |  | 318 | 0.030162
7009 | L_LOSTPI1_3Y | 3 | South | YES | -0.001442 | 173.9 | 72 | 175 | 0 | 1 | CC | 1 | 0.20903 | 175 | 175 |  |  |  |  | 0.20903 | 36.5804 | 0.71115 | 0.74032 |  |  |  |  | 319 | 0.0297
8134 | FOR #1 | 1 | South | YES | -0.001539 | 54.1 | 45 | 79 | 0 | 1 | Cogen | 1 | 0.20893 | 0 | 0 |  |  |  |  | 0.20893 | 0 | 0.71115 | 0.74032 |  |  |  |  | 320 | 0.029528
8138 | FOR #2 | 2 | South | YES | -0.001539 | 63.1 | 45 | 81 | 0 | 1 | Cogen | 1 | 0.20893 | 0 | 0 |  |  |  |  | 0.20893 | 0 | 0.71115 | 0.74032 |  |  |  |  | 321 | 0.029354
8153 | FOR #3 | 3 | South | YES | -0.001539 | 63.1 | 45 | 79.9 | 0 | 1 | Cogen | 1 | 0.20893 | 0 | 0 |  |  |  |  | 0.20893 | 0 | 0.71115 | 0.74032 |  |  |  |  | 322 | 0.029164
8154 | FOR #4 | 4 | South | YES | -0.001539 | 63.1 | 60 | 80 | 0 | 1 | Cogen | 1 | 0.20893 | 0 | 0 |  |  |  |  | 0.20893 | 0 | 0.71115 | 0.74032 |  |  |  |  | 323 | 0.029164
8155 | FOR #5 | 5 | South | YES | -0.001539 | 63.1 | 60 | 78.4 | 0 | 1 | Cogen | 1 | 0.20893 | 0 | 0 |  |  |  |  | 0.20893 | 0 | 0.71115 | 0.74032 |  |  |  |  | 324 | 0.029164
8156 | FOR #6 | 6 | South | YES | -0.001539 | 24.9 | 5 | 25 | 0 | 1 | Cogen | 1 | 0.20893 | 0 | 0 |  |  |  |  | 0.20893 | 0 | 0.71115 | 0.74032 |  |  |  |  | 325 | 0.029164
8157 | FOR #7 | 7 | South | YES | -0.001539 | 28.8 | 5 | 46 | 0 | 1 | Cogen | 1 | 0.20893 | 0 | 0 |  |  |  |  | 0.20893 | 0 | 0.71115 | 0.74032 |  |  |  |  | 326 | 0.029164
80051 | FOR #8 | 8 | South | YES | -0.001539 | 28 | 28 | 28 |  | 1 | Cogen | 1 | 0.20893 | 0 | 0 |  |  |  |  | 0.20893 | 0 | 0.71115 | 0.74032 |  |  |  |  | 327 | 0.029164
80052 | FOR #9 | 9 | South | YES | -0.001539 | 29.7 | 5 | 43.6 | 0 | 1 | Cogen | 1 | 0.20893 | 0 | 0 |  |  |  |  | 0.20893 | 0 | 0.71115 | 0.74032 |  |  |  |  | 328 | 0.029164
80053 | FOR #10 | 10 | South | YES | -0.001539 | 68.4 | 45 | 75 | 0 | 1 | Cogen | 1 | 0.20893 | 0 | 0 |  |  |  |  | 0.20893 | 0 | 0.71115 | 0.74032 |  |  |  |  | 329 | 0.029164
80226 | ALCOA G | 1 | South | YES | -0.00172 | 32.3 | 5 | 48 | 0 | 1.015 | Cogen | 1 | 0.20875 | 0 | 0 |  |  |  |  | 0.20875 | 0 | 0.71115 | 0.74032 |  |  |  |  | 330 | 0.029164
8147 | UCAR #2 | 10 | South | YES | -0.002371 | 18.2 | 0 | 28 |  | 1 | Cogen | 1 | 0.2081 | 0 | 0 |  |  |  |  | 0.2081 | 0 | 0.71115 | 0.74032 |  |  |  |  | 331 | 0.029164
8148 | UCAR #1 | 2 | South | YES | -0.002371 | 6.1 | 0 | 7 | 0 | 1.009 | Cogen | 1 | 0.2081 | 0 | 0 |  |  |  |  | 0.2081 | 0 | 0.71115 | 0.74032 |  |  |  |  | 332 | 0.029164
80137 | CSDR89 | 9 | South | YES | -0.002371 | 15 | 0 | 15 | 0 | 1.003 | DCTie | 1 | 0.2081 | 0 | 0 |  |  |  |  | 0.2081 | 0 | 0.71115 | 0.74032 |  |  |  |  | 333 | 0.029164
80137 | CSDR89 | 8 | South | YES | -0.002371 | 33.9 | 0 | 39 | 0 | 1.003 | DCTie | 1 | 0.2081 | 0 | 0 |  |  |  |  | 0.2081 | 0 | 0.71115 | 0.74032 |  |  |  |  | 334 | 0.029164
80138 | CSDR7 | 7 | South | YES | -0.002371 | 6.1 | 0 | 7 | 0 | 1.014 | DCTie | 1 | 0.2081 | 0 | 0 |  |  |  |  | 0.2081 | 0 | 0.71115 | 0.74032 |  |  |  |  | 335 | 0.029164
80139 | CSDR56 | 6 | South | YES | -0.002371 | 0 | 0 | 39 |  | 1.0033 | DCTie | 1 | 0.2081 | 0 | 0 |  |  |  |  | 0.2081 | 0 | 0.71115 | 0.74032 |  |  |  |  | 336 | 0.029164
80139 | CSDR56 | 5 | South | YES | -0.002371 | 15 | 0 | 15 |  | 1.0033 | DCTie | 1 | 0.2081 | 0 | 0 |  |  |  |  | 0.2081 | 0 | 0.71115 | 0.74032 |  |  |  |  | 337 | 0.029164
80140 | CSDR11 | 11 | South | YES | -0.002371 | 33.9 | 0 | 39 | 0 | 1.03 | DCTie | 1 | 0.2081 | 0 | 0 |  |  |  |  | 0.2081 | 0 | 0.71115 | 0.74032 |  |  |  |  | 338 | 0.029164
7303 | L_WPPGS12_1Y | 1 | South | YES | -0.002456 | 50 | 0 | 50 | 0 | 1.025 | GGT | 1 | 0.20802 | 50 | 50 |  |  |  |  | 0.20802 | 10.4008 | 0.71199 | 0.74109 |  |  |  |  | 339 | 0.029164
7303 | L_WPPGS12_1Y | 2 | South | YES | -0.002456 | 50 | 0 | 50 | 0 | 1.025 | GGT | 1 | 0.20802 | 50 | 50 |  |  |  |  | 0.20802 | 10.4008 | 0.71282 | 0.74187 |  |  |  |  | 340 | 0.029164
7305 | L_WPPGS34_1Y | 3 | South | YES | -0.002456 | 50 | 0 | 50 | 0 | 1.025 | GGT | 1 | 0.20802 | 50 | 50 |  |  |  |  | 0.20802 | 10.4008 | 0.71365 | 0.74264 |  |  |  |  | 341 | 0.029164
7305 | L_WPPGS34_1Y | 4 | South | YES | -0.002456 | 50 | 0 | 50 | 0 | 1.025 | GGT | 1 | 0.20802 | 50 | 50 |  |  |  |  | 0.20802 | 10.4008 | 0.71448 | 0.74341 |  |  |  |  | 342 | 0.029106
80227 | AIRCO G | 1 | South | YES | -0.002499 | 7.2 | 0 | 8 | 0 | 1.0104 | Cogen | 1 | 0.20797 | 0 | 0 |  |  |  |  | 0.20797 | 0 | 0.71448 | 0.74341 |  |  |  |  | 343 | 0.029048
80224 | VISTRONG1 | 1 | South | YES | -0.002571 | 13.1 | 0 | 15 | 0 | 1.01 | Cogen | 1 | 0.2079 | 0 | 0 |  |  |  |  | 0.2079 | 0 | 0.71448 | 0.74341 |  |  |  |  | 344 | 0.02899
80225 | VISTRONG2 | 2 | South | YES | -0.002571 | 20.2 | 0 | 23 | 0 | 1.01 | Cogen | 1 | 0.2079 | 0 | 0 |  |  |  |  | 0.2079 | 0 | 0.71448 | 0.74341 |  |  |  |  | 345 | 0.028932
7807 | L_BASTEN1_1Y | 1 | South | YES | -0.002589 | 152.5 | 83.5 | 152.5 | 0 | 1.004 | CC | 1 | 0.20788 | 152.5 | 152.5 |  |  |  |  | 0.20788 | 31.7023 | 0.71702 | 0.74577 |  |  |  |  | 346 | 0.028932
7808 | L_BASTEN1_2Y | 1 | South | YES | -0.002589 | 149.5 | 83.5 | 149.5 | 0 | 1.004 | CC | 1 | 0.20788 | 149.5 | 149.5 |  |  |  |  | 0.20788 | 31.0786 | 0.7195 | 0.74808 |  |  |  |  | 347 | 0.028932
7809 | L_BASTEN1_3Y | 1 | South | YES | -0.002589 | 232.6 | 42 | 232.6 | 0 | 1.004 | CC | 1 | 0.20788 | 232.6 | 232.6 |  |  |  |  | 0.20788 | 48.3538 | 0.72337 | 0.75167 |  |  |  |  | 348 | 0.028932
8066 | DUP1V#1 | 1 | South | YES | -0.002851 | 52.3 | 0 | 73 | 0 | 1.01 | Cogen | 1 | 0.20762 | 0 | 0 |  |  |  |  | 0.20762 | 0 | 0.72337 | 0.75167 |  |  |  |  | 349 | 0.028753
5508 | RAYBURNCC9 | 1 | South | YES | -0.003017 | 47.7 | 18.2 | 47.7 | 0 | 1.0296 | CC | 1 | 0.20746 | 47.7 | 47.7 |  |  |  |  | 0.20746 | 9.8956 | 0.72416 | 0.75241 |  |  |  |  | 350 | 0.028578
5509 | RAYBURNCC10 | 1 | South | YES | -0.003017 | 37.3 | 5.2 | 37.3 | 0 | 1.0296 | CC | 1 | 0.20746 | 37.3 | 37.3 |  |  |  |  | 0.20746 | 7.7381 | 0.72478 | 0.75298 |  |  |  |  | 351 | 0.028306
5511 | RAYBURNCC7 | 1 | South | YES | -0.003017 | 47.5 | 18.2 | 47.5 | 0 | 1.0296 | CC | 1 | 0.20746 | 47.5 | 47.5 |  |  |  |  | 0.20746 | 9.8541 | 0.72557 | 0.75372 |  |  |  |  | 352 | 0.028306
5512 | RAYBURNCC8 | 1 | South | YES | -0.003017 | 49.3 | 18.2 | 49.3 | 0 | 1.0296 | CC | 1 | 0.20746 | 49.3 | 49.3 |  |  |  |  | 0.20746 | 10.2276 | 0.72639 | 0.75448 |  |  |  |  | 353 | 0.028248
8173 | VICEC51A | 5 | South | YES | -0.003046 | 144 | 18 | 144 | 0 | 1.025 | CC | 1 | 0.20743 | 144 | 144 |  |  |  |  | 0.20743 | 29.8694 | 0.72878 | 0.7567 |  |  |  |  | 354 | 0.028203
8174 | VICEC61A | 6 | South | YES | -0.003046 | 188 | 42 | 188 | 0 | 1.025 | CC | 1 | 0.20743 | 188 | 188 |  |  |  |  | 0.20743 | 38.9962 | 0.73191 | 0.7596 |  |  |  |  | 355 | 0.028146
5503 | RAYBURNGEN3 | 1 | South | YES | -0.003199 | 17.6 | 6 | 22 | 0 | 1.0224 | GST | 1 | 0.20727 | 22 | 22 |  |  |  |  | 0.20727 | 4.56 | 0.73228 | 0.75994 |  |  |  |  | 356 | 0.028087
5505 | RAYBURNGEN1 | 1 | South | YES | -0.003199 | 0 | 1 | 11 |  | 1.0223 | GGT | 1 | 0.20727 | 11 | 11 |  |  |  |  | 0.20727 | 2.28 | 0.73246 | 0.76011 |  |  |  |  | 357 | 0.027913
5506 | RAYBURNGEN2 | 1 | South | YES | -0.003199 | 0 | 1 | 11 |  | 1.0223 | GGT | 1 | 0.20727 | 11 | 11 |  |  |  |  | 0.20727 | 2.28 | 0.73264 | 0.76027 |  |  |  |  | 358 | 0.027687
8926 | LGE_GT10A | 1 | South | YES | -0.004088 | 158 | 0 | 158 | 0 | 1.03 | Cogen | 1 | 0.20638 | 0 | 0 |  |  |  |  | 0.20638 | 0 | 0.73264 | 0.76027 |  |  |  |  | 359 | 0.02766
8927 | LGE_GT20A | 2 | South | YES | -0.004088 | 153 | 0 | 153 | 0 | 1.03 | Cogen | 1 | 0.20638 | 0 | 0 |  |  |  |  | 0.20638 | 0 | 0.73264 | 0.76027 |  |  |  |  | 360 | 0.027647
8928 | LGE_STG0A | 3 | South | YES | -0.004088 | 100 | 0 | 100 | 0 | 1.03 | Cogen | 1 | 0.20638 | 0 | 0 |  |  |  |  | 0.20638 | 0 | 0.73264 | 0.76027 |  |  |  |  | 361 | 0.027633
8930 | ICPGN10A | 1 | South | YES | -0.004088 | 149 | 0 | 149 | 0 | 1.03 | Cogen | 1 | 0.20638 | 0 | 0 |  |  |  |  | 0.20638 | 0 | 0.73264 | 0.76027 |  |  |  |  | 362 | 0.027633
8931 | ICPGN20A | 2 | South | YES | -0.004088 | 150 | 0 | 150 | 0 | 1.03 | Cogen | 1 | 0.20638 | 0 | 0 |  |  |  |  | 0.20638 | 0 | 0.73264 | 0.76027 |  |  |  |  | 363 | 0.027633
8932 | ICPGN30A | 3 | South | YES | -0.004088 | 127 | 0 | 127 | 0 | 1.03 | Cogen | 1 | 0.20638 | 0 | 0 |  |  |  |  | 0.20638 | 0 | 0.73264 | 0.76027 |  |  |  |  | 364 | 0.027633
80223 | REYSHR G | 1 | South | YES | -0.004088 | 12 | 0 | 12 | 0 | 1.032 | Cogen | 1 | 0.20638 | 0 | 0 |  |  |  |  | 0.20638 | 0 | 0.73264 | 0.76027 |  |  |  |  | 365 | 0.027633
7004 | L_SIMGID1_1Y | 1 | South | YES | -0.004347 | 132 | 40 | 132 | 0 | 1.02 | GST | 1 | 0.20613 | 132 | 132 |  |  |  |  | 0.20613 | 27.2086 | 0.73484 | 0.7623 |  |  |  |  | 366 | 0.027633
7005 | L_SIMGID1_2Y | 2 | South | YES | -0.004347 | 133 | 32 | 139 | 0 | 1.02 | GST | 1 | 0.20613 | 139 | 139 |  |  |  |  | 0.20613 | 28.6515 | 0.73715 | 0.76443 |  |  |  |  | 367 | 0.027633
7006 | L_SIMGID1_3Y | 3 | South | YES | -0.004347 | 324.9 | 60 | 329 | 0 | 1.02 | GST | 1 | 0.20613 | 329 | 329 |  |  |  |  | 0.20613 | 67.8154 | 0.74262 | 0.76947 |  |  |  |  | 368 | 0.027633
8161 | COLETO0A | 1 | South | YES | -0.004431 | 633 | 200 | 633 | 0 | 1.03 | LIGCO | 1 | 0.20604 | 0 | 633 |  |  |  |  | 0.20604 | 130.4244 | 0.75314 | 0.77916 |  |  |  |  | 369 | 0.027461
8442 | NBEC7 | 7 | South | YES | -0.004444 | 0 | 81 | 367 |  | 1.0298 | GST | 1 | 0.20603 | 367 | 367 |  |  |  |  | 0.20603 | 75.6125 | 0.75924 | 0.78479 |  |  |  |  | 370 | 0.02728
8442 | NBEC7 | MB | South | YES | -0.004444 | 0 | 81 | 367 |  | 1.0298 | GST | 1 | 0.20603 | 0 | 0 |  |  |  |  | 0.20603 | 0 | 0.75924 | 0.78479 |  |  |  |  | 371 | 0.026852
8560 | CNOPGT1 | 1 | South | YES | -0.004448 | 148.3 | 0 | 148.3 | 0 | 1.03 | Cogen | 1 | 0.20602 | 0 | 0 |  |  |  |  | 0.20602 | 0 | 0.75924 | 0.78479 |  |  |  |  | 372 | 0.026024
8561 | CNOPGT2 | 2 | South | YES | -0.004448 | 148.6 | 0 | 148.6 | 0 | 1.03 | Cogen | 1 | 0.20602 | 0 | 0 |  |  |  |  | 0.20602 | 0 | 0.75924 | 0.78479 |  |  |  |  | 373 | 0.025543
8562 | CNOPST1 | 3 | South | YES | -0.004448 | 153 | 0 | 153 | 0 | 1.03 | Cogen | 1 | 0.20602 | 0 | 0 |  |  |  |  | 0.20602 | 0 | 0.75924 | 0.78479 |  |  |  |  | 374 | 0.025543
8456 | COSW#1 | 1 | South | YES | -0.004467 | 20 | 0 | 20 | 0 | 1.027 | Cogen | 1 | 0.20601 | 0 | 0 |  |  |  |  | 0.20601 | 0 | 0.75924 | 0.78479 |  |  |  |  | 375 | 0.025543
8457 | COSW#2 | 2 | South | YES | -0.004467 | 14 | 0 | 14 | 0 | 1.027 | Cogen | 1 | 0.20601 | 0 | 0 |  |  |  |  | 0.20601 | 0 | 0.75924 | 0.78479 |  |  |  |  | 376 | 0.025543
8459 | B_DAVIS0B | MB | South | YES | -0.004494 | 0 | 50 | 339 |  | 1.03 | GSC | 1 | 0.20598 | 0 | 0 |  |  |  |  | 0.20598 | 0 | 0.75924 | 0.78479 |  |  |  |  | 377 | 0.025543
8460 | B_DAVIS0A | MB | South | YES | -0.004494 | 0 | 50 | 340 |  | 1.03 | GSC | 1 | 0.20598 | 0 | 0 |  |  |  |  | 0.20598 | 0 | 0.75924 | 0.78479 |  |  |  |  | 378 | 0.025543
80263 | B_DAVIS31A | 3 | South | YES | -0.004494 | 0 | 0 | 180 |  | 1.0366 | CC | 1 | 0.20598 | 180 | 180 |  |  |  |  | 0.20598 | 37.0762 | 0.76223 | 0.78754 |  |  |  |  | 379 | 0.025543
80264 | B_DAVIS41A | 4 | South | YES | -0.004494 | 0 | 0 | 180 |  | 1.0366 | CC | 1 | 0.20598 | 180 | 180 |  |  |  |  | 0.20598 | 37.0762 | 0.76523 | 0.7903 |  |  |  |  | 380 | 0.025543
8506 | VAL #1 | 1 | South | YES | -0.004561 | 20.9 | 0 | 25 | 0 | 1.0055 | Cogen | 1 | 0.20591 | 0 | 0 |  |  |  |  | 0.20591 | 0 | 0.76523 | 0.7903 |  |  |  |  | 381 | 0.025543
8507 | VAL #2 | 2 | South | YES | -0.004561 | 20.9 | 0 | 25 | 0 | 1.0055 | Cogen | 1 | 0.20591 | 0 | 0 |  |  |  |  | 0.20591 | 0 | 0.76523 | 0.7903 |  |  |  |  | 382 | 0.025307
8511 | OXY_CC0A | 1 | South | YES | -0.004569 | 30.3 | 0 | 38 | 0 | 1.027 | Cogen | 1 | 0.2059 | 0 | 0 |  |  |  |  | 0.2059 | 0 | 0.76523 | 0.7903 |  |  |  |  | 383 | 0.025071
8461 | KOCH_UP0A | 1 | South | YES | -0.00461 | 38 | 0 | 38 | 0 | 1.012 | Cogen | 1 | 0.20586 | 0 | 0 |  |  |  |  | 0.20586 | 0 | 0.76523 | 0.7903 |  |  |  |  | 384 | 0.025071
80080 | GWINDT11A | 3 | South | YES | -0.004748 | 0 | 0 | 38 | 0 | 1.025 | Wind | 1 | 0.20572 | 0 | 38 |  |  |  |  | 0.20572 | 7.8175 | 0.76586 | 0.79088 |  |  |  |  | 385 | 0.025071
80080 | GWINDT11A | 4 | South | YES | -0.004748 | 3.8 | 0 | 19 | 0 | 1.025 | Wind | 1 | 0.20572 | 0 | 19 |  |  |  |  | 0.20572 | 3.9088 | 0.76617 | 0.79117 |  |  |  |  | 386 | 0.025071
80080 | GWINDT11A | 2 | South | YES | -0.004748 | 0 | 0 | 41 | 0 | 1.025 | Wind | 1 | 0.20572 | 0 | 41 |  |  |  |  | 0.20572 | 8.4347 | 0.76686 | 0.7918 |  |  |  |  | 387 | 0.025071
80080 | GWINDT11A | 1 | South | YES | -0.004748 | 28.2 | 0 | 94 | 0 | 1.025 | Wind | 1 | 0.20572 | 0 | 94 |  |  |  |  | 0.20572 | 19.3381 | 0.76842 | 0.79323 |  |  |  |  | 388 | 0.02502
80081 | GWINDT21A | 4 | South | YES | -0.004748 | 4.4 | 0 | 22 | 0 | 1.025 | Wind | 1 | 0.20572 | 0 | 22 |  |  |  |  | 0.20572 | 4.5259 | 0.76879 | 0.79357 |  |  |  |  | 389 | 0.024995
80081 | GWINDT21A | 1 | South | YES | -0.004748 | 28.2 | 0 | 94 | 0 | 1.025 | Wind | 1 | 0.20572 | 0 | 94 |  |  |  |  | 0.20572 | 19.3381 | 0.77035 | 0.79501 |  |  |  |  | 390 | 0.02494
80081 | GWINDT21A | 3 | South | YES | -0.004748 | 8.6 | 0 | 43 | 0 | 1.025 | Wind | 1 | 0.20572 | 0 | 43 |  |  |  |  | 0.20572 | 8.8462 | 0.77106 | 0.79567
80081 | GWINDT21A | 2 | South | YES | -0.004748 | 7.2 | 0 | 36 | 0 | 1.025 | Wind | 1 | 0.20572 | 0 | 36 |  |  |  |  | 0.20572 | 7.4061 | 0.77166 | 0.79622
80180 | PNSCALT11A | 2 | South | YES | -0.004748 | 10 | 0 | 50 | 0 | 1.025 | Wind | 1 | 0.20572 | 0 | 50 |  |  |  |  | 0.20572 | 10.2862 | 0.77249 | 0.79698
80180 | PNSCALT11A | 1 | South | YES | -0.004748 | 43.8 | 0 | 148 | 0 | 1.025 | Wind | 1 | 0.20572 | 0 | 148 |  |  |  |  | 0.20572 | 30.4473 | 0.77495 | 0.79924
80181 | PNSCALT21A | 2 | South | YES | -0.004748 | 10 | 0 | 50 | 0 | 1.025 | Wind | 1 | 0.20572 | 0 | 50 |  |  |  |  | 0.20572 | 10.2862 | 0.77578 | 0.80001
80181 | PNSCALT21A | 1 | South | YES | -0.004748 | 16.5 | 0 | 55 | 0 | 1.025 | Wind | 1 | 0.20572 | 0 | 55 |  |  |  |  | 0.20572 | 11.3149 | 0.7767 | 0.80085
8517 | CELANEBI0A | 1 | South | YES | -0.004762 | 29 | 0 | 29 | 0 | 1.02 | Cogen | 1 | 0.20571 | 0 | 0 |  |  |  |  | 0.20571 | 0 | 0.7767 | 0.80085
8189 | CUECPL2A | 1 | South | YES | -0.004766 | 12 | 0 | 12 | 0 | 1.02 | Cogen | 1 | 0.20571 | 0 | 0 |  |  |  |  | 0.20571 | 0 | 0.7767 | 0.80085
5932 | SI_RAY9 | 9 | South | YES | -0.004904 | 32 | 32 | 38 | 0 | 1.035 | CC | 1 | 0.20557 | 38 | 38 |  |  |  |  | 0.20557 | 7.8116 | 0.77733 | 0.80143
5933 | SI_RAY6 | 6 | South | YES | -0.004904 | 15.4 | 10 | 19.3 | 0 | 1.035 | GST | 1 | 0.20557 | 19.3 | 19.3 |  |  |  |  | 0.20557 | 3.9675 | 0.77765 | 0.80173
5935 | SI_RAY10 | 10 | South | YES | -0.004904 | 47 | 10 | 47 | 0 | 1.03 | CC | 1 | 0.20557 | 47 | 47 |  |  |  |  | 0.20557 | 9.6617 | 0.77843 | 0.80244
80003 | MILHWYS | F | South | YES | -0.004904 | 0 | 0 | 0 | 0 | 1.0168 | AVR | 1 | 0.20557 | 0 | 0 |  |  |  |  | 0.20557 | 0 | 0.77843 | 0.80244
8936 | MVGN#1 | 1 | South | YES | -0.005155 | 216.6 | 0 | 216.6 | 0 | 1.0304 | CC | 1 | 0.20532 | 216.6 | 216.6 |  |  |  |  | 0.20532 | 44.4718 | 0.78203 | 0.80575
8937 | MVGN#2 | 2 | South | YES | -0.005155 | 216.7 | 0 | 216.7 | 0 | 1.0304 | CC | 1 | 0.20532 | 216.7 | 216.7 |  |  |  |  | 0.20532 | 44.4924 | 0.78564 | 0.80906
8938 | MVGN#3 | 3 | South | YES | -0.005155 | 250.9 | 0 | 250.9 | 0 | 1.0304 | CC | 1 | 0.20532 | 250.9 | 250.9 |  |  |  |  | 0.20532 | 51.5142 | 0.78981 | 0.81289
8981 | HECN1 | 1 | South | YES | -0.005156 | 144.8 | 0 | 144.8 | 0 | 1.0304 | CC | 1 | 0.20532 | 144.8 | 144.8 |  |  |  |  | 0.20532 | 29.7299 | 0.79222 | 0.8151
8982 | HECN2 | 2 | South | YES | -0.005156 | 144.1 | 0 | 144.1 | 0 | 1.0304 | CC | 1 | 0.20532 | 144.1 | 144.1 |  |  |  |  | 0.20532 | 29.5861 | 0.79461 | 0.8173
8983 | HECN3 | 3 | South | YES | -0.005156 | 171.9 | 0 | 171.9 | 0 | 1.0304 | CC | 1 | 0.20532 | 171.9 | 171.9 |  |  |  |  | 0.20532 | 35.2939 | 0.79747 | 0.81992
7014 | L_HAYSEN1_1Y | 1 | South | YES | -0.005307 | 223.9 | 74 | 223.9 | 0 | 1.008 | CC | 1 | 0.20517 | 223.9 | 223.9 |  |  |  |  | 0.20517 | 45.9366 | 0.80119 | 0.82334
7015 | L_HAYSEN1_2Y | 2 | South | YES | -0.005307 | 225 | 74 | 225 | 0 | 1.008 | CC | 1 | 0.20517 | 225 | 225 |  |  |  |  | 0.20517 | 46.1623 | 0.80493 | 0.82677
7016 | L_HAYSEN1_3Y | 3 | South | YES | -0.005307 | 224.6 | 74 | 224.6 | 0 | 1.008 | CC | 1 | 0.20517 | 224.6 | 224.6 |  |  |  |  | 0.20517 | 46.0802 | 0.80867 | 0.83019
7017 | L_HAYSEN1_4Y | 4 | South | YES | -0.005307 | 226.7 | 74 | 226.7 | 0 | 1.008 | CC | 1 | 0.20517 | 226.7 | 226.7 |  |  |  |  | 0.20517 | 46.5111 | 0.81244 | 0.83365
7624 | L_LAKEWO9_1Y | 1 | South | YES | -0.005418 | 0 | 0 | 2.4 |  | 1 | Hydro | 1 | 0.20505 | 0 | 0 |  |  |  |  | 0.20505 | 0 | 0.81244 | 0.83365
7624 | L_LAKEWO9_1Y | 2 | South | YES | -0.005418 | 0 | 0 | 2.4 |  | 1 | Hydro | 1 | 0.20505 | 0 | 0 |  |  |  |  | 0.20505 | 0 | 0.81244 | 0.83365
7810 | L_RIONOG1G1Y | 1 | South | YES | -0.005428 | 148 | 0 | 148 | 0 | 1.02 | CC | 1 | 0.20504 | 148 | 148 |  |  |  |  | 0.20504 | 30.3466 | 0.8149 | 0.83591
7811 | L_RIONOG1G2Y | 2 | South | YES | -0.005428 | 148 | 0 | 148 | 0 | 1.02 | CC | 1 | 0.20504 | 148 | 148 |  |  |  |  | 0.20504 | 30.3466 | 0.81736 | 0.83816
7812 | L_RIONOG1G3Y | 3 | South | YES | -0.005428 | 154 | 0 | 154 | 0 | 1.02 | CC | 1 | 0.20504 | 154 | 154 |  |  |  |  | 0.20504 | 31.5769 | 0.81992 | 0.84051
7813 | L_RIONOG1S1Y | 4 | South | YES | -0.005428 | 293 | 0 | 293 | 0 | 1.02 | CC | 1 | 0.20504 | 293 | 293 |  |  |  |  | 0.20504 | 60.0781 | 0.82479 | 0.84498
7800 | L_GUADGE1_1Y | 1 | South | YES | -0.005559 | 147 | 30 | 147 | 0 | 1.02 | CC | 1 | 0.20491 | 147 | 147 |  |  |  |  | 0.20491 | 30.1223 | 0.82723 | 0.84722
7801 | L_GUADGE1_2Y | 2 | South | YES | -0.005559 | 138 | 30 | 138 | 0 | 1.02 | CC | 1 | 0.20491 | 138 | 138 |  |  |  |  | 0.20491 | 28.2781 | 0.82953 | 0.84932
7802 | L_GUADGE1_3Y | 3 | South | YES | -0.005559 | 146 | 30 | 146 | 0 | 1.02 | CC | 1 | 0.20491 | 146 | 146 |  |  |  |  | 0.20491 | 29.9174 | 0.83195 | 0.85154
7803 | L_GUADGE1_4Y | 4 | South | YES | -0.005559 | 149 | 30 | 149 | 0 | 1.02 | CC | 1 | 0.20491 | 149 | 149 |  |  |  |  | 0.20491 | 30.5321 | 0.83443 | 0.85381
7804 | L_GUADGE1_5Y | 5 | South | YES | -0.005559 | 182 | 30 | 182 | 0 | 1.02 | CC | 1 | 0.20491 | 182 | 182 |  |  |  |  | 0.20491 | 37.2943 | 0.83746 | 0.85658
7805 | L_GUADGE1_6Y | 6 | South | YES | -0.005559 | 203 | 30 | 203 | 0 | 1.02 | CC | 1 | 0.20491 | 203 | 203 |  |  |  |  | 0.20491 | 41.5975 | 0.84083 | 0.85968
8933 | FGNTS001 | 1 | South | YES | -0.005748 | 146.5 | 0 | 146.5 | 0 | 1.03 | CC | 1 | 0.20472 | 146.5 | 146.5 |  |  |  |  | 0.20472 | 29.9922 | 0.84327 | 0.86191
8934 | FGNTS101 | 2 | South | YES | -0.005748 | 147.9 | 0 | 147.9 | 0 | 1.03 | CC | 1 | 0.20472 | 147.9 | 147.9 |  |  |  |  | 0.20472 | 30.2788 | 0.84573 | 0.86416
8935 | FGNTS201 | 3 | South | YES | -0.005748 | 173 | 0 | 173 | 0 | 1.03 | CC | 1 | 0.20472 | 173 | 173 |  |  |  |  | 0.20472 | 35.4174 | 0.8486 | 0.86679
7605 | L_MCQUEE9_1Y | 1 | South | YES | -0.005986 | 0 | 0 | 2.4 |  | 1.025 | Hydro | 1 | 0.20449 | 0 | 0 |  |  |  |  | 0.20449 | 0 | 0.8486 | 0.86679
7605 | L_MCQUEE9_1Y | 2 | South | YES | -0.005986 | 0 | 0 | 2.4 |  | 1.025 | Hydro | 1 | 0.20449 | 0 | 0 |  |  |  |  | 0.20449 | 0 | 0.8486 | 0.86679
7605 | L_MCQUEE9_1Y | 3 | South | YES | -0.005986 | 0 | 0 | 2.8 |  | 1.025 | Hydro | 1 | 0.20449 | 0 | 0 |  |  |  |  | 0.20449 | 0 | 0.8486 | 0.86679
88198 | BEEVILLE | F | South | YES | -0.006092 | 0 | 0 | 0 | 0 | 1.02 | AVR | 1 | 0.20438 | 0 | 0 |  |  |  |  | 0.20438 | 0 | 0.8486 | 0.86679
9002 | DECKR_G3 | 3 | South | YES | -0.006262 | 0 | 24 | 42 |  | 1.015 | GGT | 1 | 0.20421 | 42 | 42 |  |  |  |  | 0.20421 | 8.5769 | 0.8493 | 0.86743
9003 | DECKR_G4 | 4 | South | YES | -0.006262 | 44 | 24 | 44 | 0 | 1.015 | GGT | 1 | 0.20421 | 44 | 44 |  |  |  |  | 0.20421 | 8.9853 | 0.85003 | 0.8681
9004 | DECKR_G5 | 5 | South | YES | -0.006262 | 44 | 24 | 44 | 0 | 1.015 | GGT | 1 | 0.20421 | 44 | 44 |  |  |  |  | 0.20421 | 8.9853 | 0.85076 | 0.86876
9005 | DECKR_G6 | 6 | South | YES | -0.006262 | 44 | 24 | 47 | 0 | 1.015 | GGT | 1 | 0.20421 | 47 | 47 |  |  |  |  | 0.20421 | 9.5979 | 0.85154 | 0.86948
7609 | L_SCHUMA8_1Y | 1 | South | YES | -0.006302 | 0 | 0 | 4 |  | 1 | Hydro | 1 | 0.20417 | 0 | 0 |  |  |  |  | 0.20417 | 0 | 0.85154 | 0.86948
5903 | SANMIGUELGEN | 1 | South | YES | -0.006363 | 396.3 | 180 | 396.3 | 0 | 1.0336 | LIGCO | 1 | 0.20411 | 0 | 396.3 |  |  |  |  | 0.20411 | 80.8887 | 0.85813 | 0.87549
9016 | SANDH_G1 | 1 | South | YES | -0.00657 | 45 | 2 | 49 | 0 | 1.0175 | GGT | 1 | 0.2039 | 49 | 49 |  |  |  |  | 0.2039 | 9.9912 | 0.85895 | 0.87623
9017 | SANDH_G2 | 2 | South | YES | -0.00657 | 45 | 2 | 46 | 0 | 1.0175 | GGT | 1 | 0.2039 | 46 | 46 |  |  |  |  | 0.2039 | 9.3795 | 0.85971 | 0.87693
9018 | SANDH_G3 | 3 | South | YES | -0.00657 | 45 | 2 | 46 | 0 | 1.0175 | GGT | 1 | 0.2039 | 46 | 46 |  |  |  |  | 0.2039 | 9.3795 | 0.86048 | 0.87763
9019 | SANDH_G4 | 4 | South | YES | -0.00657 | 0 | 2 | 47 |  | 1.0175 | GGT | 1 | 0.2039 | 47 | 47 |  |  |  |  | 0.2039 | 9.5834 | 0.86126 | 0.87834
9020 | SANDHG5A | 5A | South | YES | -0.00657 | 150 | 84 | 155 | 0 | 1.0175 | CC | 1 | 0.2039 | 155 | 155 |  |  |  |  | 0.2039 | 31.6049 | 0.86384 | 0.88069
9021 | SANDHG5C | 5C | South | YES | -0.00657 | 140 | 0 | 148 | 0 | 1.0175 | CC | 1 | 0.2039 | 148 | 148 |  |  |  |  | 0.2039 | 30.1776 | 0.8663 | 0.88293
5401 | CALAVER_JKS1 | 1 | South | YES | -0.006583 | 562 | 100 | 562 | 0 | 1.026 | LIGCO | 1 | 0.20389 | 0 | 562 |  |  |  |  | 0.20389 | 114.586 | 0.87564 | 0.89145
9000 | DECKR_G1 | 1 | South | YES | -0.006721 | 280 | 50 | 321 | 0 | 1.015 | GST | 1 | 0.20375 | 321 | 321 |  |  |  |  | 0.20375 | 65.4043 | 0.88098 | 0.89631
9001 | DECKR_G2 | 2 | South | YES | -0.006721 | 400 | 50 | 426 | 0 | 1.015 | GST | 1 | 0.20375 | 426 | 426 |  |  |  |  | 0.20375 | 86.7982 | 0.88806 | 0.90277
5476 | BRA_AVR1_CT1 | 1 | South | YES | -0.006884 | 155 | 90 | 155 | 0 | 1.025 | CC | 1 | 0.20359 | 155 | 155 |  |  |  |  | 0.20359 | 31.5563 | 0.89064 | 0.90511
5477 | BRA_AVR1_ST | 1 | South | YES | -0.006884 | 174 | 138 | 174 | 0 | 1.025 | CC | 1 | 0.20359 | 174 | 174 |  |  |  |  | 0.20359 | 35.4244 | 0.89353 | 0.90775
5478 | BRA_AVR1_CT2 | 1 | South | YES | -0.006884 | 155 | 90 | 155 | 0 | 1.025 | CC | 1 | 0.20359 | 155 | 155 |  |  |  |  | 0.20359 | 31.5563 | 0.89611 | 0.91009
5436 | TUTTL_WBT1G1 | 1 | South | YES | -0.007039 | 48.8 | 20 | 61 | 0 | 1.012 | GST | 1 | 0.20343 | 61 | 61 |  |  |  |  | 0.20343 | 12.4095 | 0.89712 | 0.91101
5438 | TUTTL_WBT3G3 | 3 | South | YES | -0.007039 | 95 | 25 | 95 | 0 | 1.012 | GST | 1 | 0.20343 | 95 | 95 |  |  |  |  | 0.20343 | 19.3262 | 0.8987 | 0.91245
5439 | TUTTL_WBT4G4 | 4 | South | YES | -0.007039 | 151 | 40 | 151 | 0 | 1.012 | GST | 1 | 0.20343 | 151 | 151 |  |  |  |  | 0.20343 | 30.7185 | 0.90121 | 0.91473
5111 | CALAVER_JTD1 | 1 | South | YES | -0.007422 | 430 | 80 | 430 | 0 | 1.0138 | LIGCO | 1 | 0.20305 | 0 | 430 |  |  |  |  | 0.20305 | 87.3118 | 0.90836 | 0.92122
5112 | CALAVER_JTD2 | 2 | South | YES | -0.007422 | 430 | 80 | 430 | 0 | 1.0138 | LIGCO | 1 | 0.20305 | 0 | 430 |  |  |  |  | 0.20305 | 87.3118 | 0.91551 | 0.92772
5026 | BRAUNIG_VHB1 | 1 | South | YES | -0.007502 | 215 | 40 | 215 | 0 | 1.0192 | GST | 1 | 0.20297 | 215 | 215 |  |  |  |  | 0.20297 | 43.6387 | 0.91908 | 0.93096
5027 | BRAUNIG_VHB2 | 2 | South | YES | -0.007502 | 216 | 40 | 216 | 0 | 1.0192 | GST | 1 | 0.20297 | 216 | 216 |  |  |  |  | 0.20297 | 43.8417 | 0.92267 | 0.93422
5396 | CALAVER_OWS1 | 1 | South | YES | -0.007511 | 418 | 80 | 418 | 0 | 1.0192 | GST | 1 | 0.20296 | 418 | 418 |  |  |  |  | 0.20296 | 84.838 | 0.92962 | 0.94053
5397 | CALAVER_OWS2 | 2 | South | YES | -0.007511 | 400 | 80 | 400 | 0 | 1.0192 | GST | 1 | 0.20296 | 400 | 400 |  |  |  |  | 0.20296 | 81.1847 | 0.93627 | 0.94656
7020 | L_AUSTPL1_1Y | 1 | South | YES | -0.007553 | 0 | 0 | 8 |  | 1 | Hydro | 1 | 0.20292 | 0 | 0 |  |  |  |  | 0.20292 | 0 | 0.93627 | 0.94656
7020 | L_AUSTPL1_1Y | 2 | South | YES | -0.007553 | 0 | 0 | 8 |  | 1 | Hydro | 1 | 0.20292 | 0 | 0 |  |  |  |  | 0.20292 | 0 | 0.93627 | 0.94656
5028 | BRAUNIG_VHB3 | 3 | South | YES | -0.007703 | 407 | 60 | 407 | 0 | 1.0138 | GST | 1 | 0.20277 | 407 | 407 |  |  |  |  | 0.20277 | 82.5273 | 0.94304 | 0.9527
7487 | L_CANYHY8_1Y | 1 | South | YES | -0.007878 | 0 | 0 | 6 |  | 1 | Hydro | 1 | 0.20259 | 0 | 0 |  |  |  |  | 0.20259 | 0 | 0.94304 | 0.9527
5264 | LEON_LCP3G3 | 3 | South | YES | -0.008222 | 0 | 20 | 58 |  | 1.0197 | GST | 1 | 0.20225 | 58 | 58 |  |  |  |  | 0.20225 | 11.7305 | 0.944 | 0.95357
5265 | LEON_LCP4G4 | 4 | South | YES | -0.008222 | 89 | 25 | 89 | 0 | 1.0197 | GST | 1 | 0.20225 | 89 | 89 |  |  |  |  | 0.20225 | 18.0003 | 0.94548 | 0.95491
5266 | LEON_LCPCT1 | 1 | South | YES | -0.008222 | 44 | 24 | 44 | 0 | 1.0197 | GGT | 1 | 0.20225 | 44 | 44 |  |  |  |  | 0.20225 | 8.899 | 0.94622 | 0.95557
5267 | LEON_LCPCT2 | 2 | South | YES | -0.008222 | 44 | 24 | 44 | 0 | 1.0197 | GGT | 1 | 0.20225 | 44 | 44 |  |  |  |  | 0.20225 | 8.899 | 0.94695 | 0.95623
5268 | LEON_LCPCT3 | 3 | South | YES | -0.008222 | 43 | 24 | 43 | 0 | 1.0197 | GGT | 1 | 0.20225 | 43 | 43 |  |  |  |  | 0.20225 | 8.6968 | 0.94766 | 0.95688
5269 | LEON_LCPCT4 | 4 | South | YES | -0.008222 | 45 | 24 | 45 | 0 | 1.0197 | GGT | 1 | 0.20225 | 45 | 45 |  |  |  |  | 0.20225 | 9.1013 | 0.94841 | 0.95755
88508 | FALFURRI | F | South | YES | -0.008714 | 0 | 0 | 0 | 0 | 1 | AVR | 1 | 0.20176 | 0 | 0 |  |  |  |  | 0.20176 | 0 | 0.94841 | 0.95755
503 | NTHTEXAS01 | 1 | North | YES | -0.009013 | 0 | 5 | 18 |  | 1.015 | GST | 1 | 0.20146 | 18 | 18 | -0.16223 | 18 |  |  | 0.20146 | 3.6263 | 0.94871 | 0.95782
504 | NTHTEXAS02 | 2 | North | YES | -0.009013 | 14.4 | 5 | 18 |  | 1.015 | GST | 1 | 0.20146 | 18 | 18 | -0.16223 | 18 |  |  | 0.20146 | 3.6263 | 0.94901 | 0.95809
505 | NTHTEXAS03 | 3 | North | YES | -0.009013 | 30.4 | 15 | 38 |  | 1.015 | GST | 1 | 0.20146 | 38 | 38 | -0.34249 | 38 |  |  | 0.20146 | 7.6555 | 0.94964 | 0.95866
5728 | FALCONHYDRO2 | 2 | South | YES | -0.00926 | 12 | 0 | 12 | 0 | 1.0234 | Hydro | 1 | 0.20121 | 0 | 0 |  |  |  |  | 0.20121 | 0 | 0.94964 | 0.95866
5729 | FALCONHYDRO3 | 3 | South | YES | -0.00926 | 11 | 0 | 11 | 0 | 1.0234 | Hydro | 1 | 0.20121 | 0 | 0 |  |  |  |  | 0.20121 | 0 | 0.94964 | 0.95866
8048 | FALCONHYDRO1 | 1 | South | YES | -0.00926 | 12 | 0 | 12 | 0 | 1.0234 | Hydro | 1 | 0.20121 | 0 | 0 |  |  |  |  | 0.20121 | 0 | 0.94964 | 0.95866
88299 | ZAPATA | F | South | YES | -0.012621 | 0 | 0 | 0 | 0 | 1.02 | BLT | 1 | 0.19785 | 0 | 0 |  |  |  |  | 0.19785 | 0 | 0.94964 | 0.95866
7031 | L_MARSFO1G1Y | 1 | South | YES | -0.015963 | 0 | 0 | 36 |  | 1 | Hydro | 1 | 0.19451 | 0 | 0 |  |  |  |  | 0.19451 | 0 | 0.94964 | 0.95866
7032 | L_MARSFO1G2Y | 2 | South | YES | -0.015963 | 0 | 0 | 35 |  | 1 | Hydro | 1 | 0.19451 | 0 | 0 |  |  |  |  | 0.19451 | 0 | 0.94964 | 0.95866
7033 | L_MARSFO1G3Y | 3 | South | YES | -0.015963 | 0 | 0 | 36 |  | 1 | Hydro | 1 | 0.19451 | 0 | 0 |  |  |  |  | 0.19451 | 0 | 0.94964 | 0.95866
1432 | GRHAMSES_2G | 2 | North | YES | -0.016232 | 294.9 | 90 | 366 | 0 | 1.014 | GST | 1 | 0.19424 | 366 | 366 | -5.9409 | 366 |  |  | 0.19424 | 71.0921 | 0.95572 | 0.96395
1437 | MESQUITW_1G | 1 | North | YES | -0.016232 | 40 | 0 | 400 | 0 | 1.023 | Wind | 1 | 0.19424 | 0 | 400 | -6.4928 | 400 |  |  | 0.19424 | 77.6963 | 0.96237 | 0.96972
1438 | MESQUITW_2G | 1 | North | YES | -0.016232 | 23.6 | 0 | 236 |  | 1.017 | Wind | 1 | 0.19424 | 0 | 236 | -3.8308 | 236 |  |  | 0.19424 | 45.8408 | 0.9663 | 0.97313
1442 | COKFIELD_5 | 1 | North | YES | -0.016232 | 16.5 | 0 | 165 |  | 1.029 | Wind | 1 | 0.19424 | 0 | 165 | -2.6783 | 165 |  |  | 0.19424 | 32.0497 | 0.96904 | 0.97551
5890 | PEARSALLGEN1 | 1 | South | YES | -0.017571 | 19.2 | 6 | 24 | 0 | 1.0226 | GST | 1 | 0.1929 | 24 | 24 |  |  |  |  | 0.1929 | 4.6296 | 0.96944 | 0.97586
5891 | PEARSALLGEN2 | 1 | South | YES | -0.017571 | 19.4 | 6 | 24.3 | 0 | 1.0226 | GST | 1 | 0.1929 | 24.3 | 24.3 |  |  |  |  | 0.1929 | 4.6875 | 0.96984 | 0.9762
5892 | PEARSALLGEN3 | 1 | South | YES | -0.017571 | 19.1 | 6 | 23.9 | 0 | 1.0226 | GST | 1 | 0.1929 | 23.9 | 23.9 |  |  |  |  | 0.1929 | 4.6104 | 0.97024 | 0.97655
80012 | LAR | F | South | YES | -0.017578 | 0 | 0 | 0 | 0 | 1.04 | DCTie | 1 | 0.19289 | 0 | 0 |  |  |  |  | 0.19289 | 0 | 0.97024 | 0.97655
80265 | LARECU40A | 4 | South | YES | -0.01758 | 80 | 0 | 100 |  | 1.039 | GGT | 1 | 0.19289 | 100 | 100 |  |  |  |  | 0.19289 | 19.2893 | 0.9719 | 0.97798
80266 | LARECU50A | 5 | South | YES | -0.01758 | 80 | 0 | 100 |  | 1.039 | GGT | 1 | 0.19289 | 100 | 100 |  |  |  |  | 0.19289 | 19.2893 | 0.97357 | 0.97942
58909 | PEARSALLSCG1 | 3 | South | YES | -0.020651 | 0 | 0 | 8.4 |  | 1.027 | Diesel | 1 | 0.18982 | 8.4 | 8.4 |  |  |  |  | 0.18982 | 1.5945 | 0.97371 | 0.97953
58909 | PEARSALLSCG1 | 4 | South | YES | -0.020651 | 0 | 0 | 8.4 |  | 1.027 | Diesel | 1 | 0.18982 | 8.4 | 8.4 |  |  |  |  | 0.18982 | 1.5945 | 0.97385 | 0.97965
58909 | PEARSALLSCG1 | 6 | South | YES | -0.020651 | 0 | 0 | 8.4 |  | 1.027 | Diesel | 1 | 0.18982 | 8.4 | 8.4 |  |  |  |  | 0.18982 | 1.5945 | 0.97399 | 0.97977
58909 | PEARSALLSCG1 | 5 | South | YES | -0.020651 | 0 | 0 | 8.4 |  | 1.027 | Diesel | 1 | 0.18982 | 8.4 | 8.4 |  |  |  |  | 0.18982 | 1.5945 | 0.97413 | 0.97989
58909 | PEARSALLSCG1 | 1 | South | YES | -0.020651 | 0 | 0 | 8.4 |  | 1.027 | Diesel | 1 | 0.18982 | 8.4 | 8.4 |  |  |  |  | 0.18982 | 1.5945 | 0.97427 | 0.98001
58909 | PEARSALLSCG1 | 2 | South | YES | -0.020651 | 0 | 0 | 8.4 |  | 1.027 | Diesel | 1 | 0.18982 | 8.4 | 8.4 |  |  |  |  | 0.18982 | 1.5945 | 0.97441 | 0.98013
58919 | PEARSALLSCG2 | 5 | South | YES | -0.020651 | 0 | 0 | 8.4 |  | 1.027 | Diesel | 1 | 0.18982 | 8.4 | 8.4 |  |  |  |  | 0.18982 | 1.5945 | 0.97454 | 0.98024
58919 | PEARSALLSCG2 | 6 | South | YES | -0.020651 | 0 | 0 | 8.4 |  | 1.027 | Diesel | 1 | 0.18982 | 8.4 | 8.4 |  |  |  |  | 0.18982 | 1.5945 | 0.97468 | 0.98036
58919 | PEARSALLSCG2 | 1 | South | YES | -0.020651 | 0 | 0 | 8.4 |  | 1.027 | Diesel | 1 | 0.18982 | 8.4 | 8.4 |  |  |  |  | 0.18982 | 1.5945 | 0.97482 | 0.98048
58919 | PEARSALLSCG2 | 2 | South | YES | -0.020651 | 0 | 0 | 8.4 |  | 1.027 | Diesel | 1 | 0.18982 | 8.4 | 8.4 |  |  |  |  | 0.18982 | 1.5945 | 0.97496 | 0.9806
58919 | PEARSALLSCG2 | 4 | South | YES | -0.020651 | 0 | 0 | 8.4 |  | 1.027 | Diesel | 1 | 0.18982 | 8.4 | 8.4 |  |  |  |  | 0.18982 | 1.5945 | 0.9751 | 0.98072
58919 | PEARSALLSCG2 | 3 | South | YES | -0.020651 | 0 | 0 | 8.4 |  | 1.027 | Diesel | 1 | 0.18982 | 8.4 | 8.4 |  |  |  |  | 0.18982 | 1.5945 | 0.97524 | 0.98084
58929 | PEARSALLSCG3 | 4 | South | YES | -0.020651 | 0 | 0 | 8.4 |  | 1.027 | Diesel | 1 | 0.18982 | 8.4 | 8.4 |  |  |  |  | 0.18982 | 1.5945 | 0.97538 | 0.98096
58929 | PEARSALLSCG3 | 6 | South | YES | -0.020651 | 0 | 0 | 8.4 |  | 1.027 | Diesel | 1 | 0.18982 | 8.4 | 8.4 |  |  |  |  | 0.18982 | 1.5945 | 0.97552 | 0.98107
58929 | PEARSALLSCG3 | 2 | South | YES | -0.020651 | 0 | 0 | 8.4 |  | 1.027 | Diesel | 1 | 0.18982 | 8.4 | 8.4 |  |  |  |  | 0.18982 | 1.5945 | 0.97566 | 0.98119
58929 | PEARSALLSCG3 | 5 | South | YES | -0.020651 | 0 | 0 | 8.4 |  | 1.027 | Diesel | 1 | 0.18982 | 8.4 | 8.4 |  |  |  |  | 0.18982 | 1.5945 | 0.9758 | 0.98131
58929 | PEARSALLSCG3 | 1 | South | YES | -0.020651 | 0 | 0 | 8.4 |  | 1.027 | Diesel | 1 | 0.18982 | 8.4 | 8.4 |  |  |  |  | 0.18982 | 1.5945 | 0.97594 | 0.98143
58929 | PEARSALLSCG3 | 3 | South | YES | -0.020651 | 0 | 0 | 8.4 |  | 1.027 | Diesel | 1 | 0.18982 | 8.4 | 8.4 |  |  |  |  | 0.18982 | 1.5945 | 0.97608 | 0.98155
58949 | PEARSALLSCG4 | 3 | South | YES | -0.020651 | 0 | 0 | 8.4 |  | 1.027 | Diesel | 1 | 0.18982 | 8.4 | 8.4 |  |  |  |  | 0.18982 | 1.5945 | 0.97622 | 0.98167
58949 | PEARSALLSCG4 | 2 | South | YES | -0.020651 | 0 | 0 | 8.4 |  | 1.027 | Diesel | 1 | 0.18982 | 8.4 | 8.4 |  |  |  |  | 0.18982 | 1.5945 | 0.97636 | 0.98179
58949 | PEARSALLSCG4 | 1 | South | YES | -0.020651 | 0 | 0 | 8.4 |  | 1.027 | Diesel | 1 | 0.18982 | 8.4 | 8.4 |  |  |  |  | 0.18982 | 1.5945 | 0.9765 | 0.9819
58949 | PEARSALLSCG4 | 4 | South | YES | -0.020651 | 0 | 0 | 8.4 |  | 1.027 | Diesel | 1 | 0.18982 | 8.4 | 8.4 |  |  |  |  | 0.18982 | 1.5945 | 0.97664 | 0.98202
58949 | PEARSALLSCG4 | 6 | South | YES | -0.020651 | 0 | 0 | 8.4 |  | 1.027 | Diesel | 1 | 0.18982 | 8.4 | 8.4 |  |  |  |  | 0.18982 | 1.5945 | 0.97678 | 0.98214
58949 | PEARSALLSCG4 | 5 | South | YES | -0.020651 | 0 | 0 | 8.4 |  | 1.027 | Diesel | 1 | 0.18982 | 8.4 | 8.4 |  |  |  |  | 0.18982 | 1.5945 | 0.97692 | 0.98226
1600 | BARTNWND_1G | 1 | North | YES | -0.03044 | 12 | 0 | 120 | 0 | 1.022 | Wind | 1 | 0.18003 | 0 | 120 | -3.6528 | 120 |  |  | 0.18003 | 21.6039 | 0.97891 | 0.98387
344 | MRSSHPRD | 1 | North | YES | -0.030581 | 0 | 0 | 12 |  | 1.03 | Hydro | 1 | 0.17989 | 0 | 0 | 0 | 0 |  |  | 0.17989 | 0 | 0.97891 | 0.98387
345 | MRSSHPRD01 | 2 | North | YES | -0.030581 | 0 | 0 | 12 |  | 1.03 | Hydro | 1 | 0.17989 | 0 | 0 | 0 | 0 |  |  | 0.17989 | 0 | 0.97891 | 0.98387
7028 | L_MARBFA1_1Y | 1 | South | YES | -0.032055 | 0 | 0 | 18 |  | 1 | Hydro | 1 | 0.17842 | 0 | 0 |  |  |  |  | 0.17842 | 0 | 0.97891 | 0.98387
7029 | L_MARBFA1_2Y | 2 | South | YES | -0.032055 | 0 | 0 | 18 |  | 1 | Hydro | 1 | 0.17842 | 0 | 0 |  |  |  |  | 0.17842 | 0 | 0.97891 | 0.98387
1479 | WFCOGEN_1G | 1 | North | YES | -0.036218 | 16 | 12 | 20 | 0 | 1 | Cogen | 1 | 0.17425 | 0 | 0 | 0 | 0 |  |  | 0.17425 | 0 | 0.97891 | 0.98387
1479 | WFCOGEN_1G | 2 | North | YES | -0.036218 | 16 | 12 | 20 | 0 | 1 | Cogen | 1 | 0.17425 | 0 | 0 | 0 | 0 |  |  | 0.17425 | 0 | 0.97891 | 0.98387
1482 | WFCOGEN_2G | 2 | North | YES | -0.036218 | 13.6 | 12 | 17 | 0 | 1 | Cogen | 1 | 0.17425 | 0 | 0 | 0 | 0 |  |  | 0.17425 | 0 | 0.97891 | 0.98387
1482 | WFCOGEN_2G | 1 | North | YES | -0.036218 | 16 | 12 | 20 | 0 | 1 | Cogen | 1 | 0.17425 | 0 | 0 | 0 | 0 |  |  | 0.17425 | 0 | 0.97891 | 0.98387
332 | RWMILLER01 | 1 | North | YES | -0.036916 | 58.4 | 18.5 | 73 | 0 | 1.04 | GST | 1 | 0.17356 | 73 | 73 | -2.6949 | 73 |  |  | 0.17356 | 12.6696 | 0.98013 | 0.98481
333 | RWMILLER02 | 2 | North | YES | -0.036916 | 95.2 | 37 | 119 | 0 | 1.04 | GST | 1 | 0.17356 | 119 | 119 | -4.393 | 119 |  |  | 0.17356 | 20.6532 | 0.98211 | 0.98634
334 | RWMILLER03 | 3 | North | YES | -0.036916 | 166.4 | 65 | 208 | 0 | 1.04 | GST | 1 | 0.17356 | 208 | 208 | -7.6785 | 208 |  |  | 0.17356 | 36.0998 | 0.98556 | 0.98903
335 | RWMILLER04 | 4 | North | YES | -0.036916 | 81.6 | 0 | 102 | 0 | 1.04 | GST | 1 | 0.17356 | 102 | 102 | -3.7654 | 102 |  |  | 0.17356 | 17.7028 | 0.98726 | 0.99034
336 | RWMILLER05 | 5 | North | YES | -0.036916 | 80.8 | 0 | 101 | 0 | 1.04 | GST | 1 | 0.17356 | 101 | 101 | -3.7285 | 101 |  |  | 0.17356 | 17.5292 | 0.98894 | 0.99165
7035 | L_WIRTZ_1G1Y | 1 | South | YES | -0.039294 | 0 | 0 | 29 |  | 1 | Hydro | 1 | 0.17118 | 0 | 0 |  |  |  |  | 0.17118 | 0 | 0.98894 | 0.99165
7036 | L_WIRTZ_1G2Y | 2 | South | YES | -0.039294 | 0 | 0 | 29.7 |  | 1 | Hydro | 1 | 0.17118 | 0 | 0 |  |  |  |  | 0.17118 | 0 | 0.98894 | 0.99165
7000 | L_FERGUS1_1Y | 1 | South | YES | -0.039834 | 400 | 65 | 423.3 | 0 | 1.015 | GSC | 1 | 0.17064 | 423.3 | 423.3 |  |  |  |  | 0.17064 | 72.2314 | 0.99598 | 0.99702
1433 | GRHAMSES_1G | 1 | North | YES | -0.044592 | 242 | 60 | 242 | 0 | 1.038 | GST | 1 | 0.16588 | 242 | 242 | -10.7913 | 242 |  |  | 0.16588 | 40.1431 | 1 | 1
7022 | L_BUCHAN1_1Y | 1 | South | YES | -0.051675 | 0 | 0 | 18 |  | 1 | Hydro | 1 | 0.1588 | 0 | 0 |  |  |  |  | 0.1588 | 0 | 1 | 1
7023 | L_BUCHAN1_2Y | 2 | South | YES | -0.051675 | 0 | 0 | 18 |  | 1 | Hydro | 1 | 0.1588 | 0 | 0 |  |  |  |  | 0.1588 | 0 | 1 | 1
7024 | L_BUCHAN1_3Y | 3 | South | YES | -0.051675 | 0 | 0 | 15 |  | 1 | Hydro | 1 | 0.1588 | 0 | 0 |  |  |  |  | 0.1588 | 0 | 1 | 1
7026 | L_INKSDA1_1Y | 1 | South | YES | -0.053768 | 0 | 0 | 13.7 |  | 1 | Hydro | 1 | 0.1567 | 0 | 0 |  |  |  |  | 0.1567 | 0 | 1 | 1
8262 | ELPS | 1 | South | YES | -0.066907 | 6 | 6 | 6 | 0 | 1.15 | Hydro | 1 | 0.14357 | 0 | 0 |  |  |  |  | 0.14357 | 0 | 1 | 1
8032 | AMISTADHYD1 | 1 | South | YES | -0.089337 | 33 | 13 | 33 | 0 | 1.03 | Hydro | 1 | 0.12114 | 0 | 0 |  |  |  |  | 0.12114 | 0 | 1 | 1
8033 | AMISTADHYD2 | 2 | South | YES | -0.089337 | 25 | 13 | 25 | 0 | 1.03 | Hydro | 1 | 0.12114 | 0 | 0 |  |  |  |  | 0.12114 | 0 | 1 | 1
88253 | HAMILTON | F | South | YES | -0.089337 | 0 | 0 | 0 | 0 | 1.04 | BLT | 1 | 0.12114 | 0 | 0 |  |  |  |  | 0.12114 | 0 | 1 | 1
1643 | SLSTR1PP_1G | 1 | North | YES | -0.13104 | 6 | 0 | 60 | 0 | 1.022 | Wind | 1 | 0.079433 | 0 | 60 | -7.8624 | 60 |  |  | 0.079433 | 4.766 | 1.001 | 1.0004
6100 | OKLA7A | EQ | West | YES | -0.10263 | 50 | -220 | 220 | 0 | 1.035 | DCTie | -1 | 0.12809 | 0 | 0 |  |  | 0 | 0 | -0.12809 | 0
6752 | OKLA0A | 1 | West | YES | -0.10263 | 649.7 | 175 | 649.7 | 0 | 1.035 | LIGCO | -1 | 0.12809 | 0 | 649.7 |  |  | 0 | 0 | -0.12809 | 0
60081 | WHRLWIND1A | 1 | West | YES | -0.16148 | 12 | 0 | 60 | 0 | 1.03 | Wind | -1 | 0.18695 | 0 | 60 |  |  | 0 | 0 | -0.18695 | 0
6144 | MCADOO1A | 1 | West | YES | -0.18213 | 15 | 0 | 150 | 0 | 1.025 | Wind | -1 | 0.2076 | 0 | 150 |  |  | 0 | 0 | -0.2076 | 0
11056 | ROSCOE_1G | 1 | West | YES | -0.1848 | 41.8 | 0 | 209 |  | 1 | Wind | -1 | 0.21027 | 0 | 209 |  |  | 0 | 0 | -0.21027 | 0
11057 | CHAMPION_1G | 1 | West | YES | -0.1848 | 25.3 | 0 | 126.5 |  | 1 | Wind | -1 | 0.21027 | 0 | 126.5 |  |  | 0 | 0 | -0.21027 | 0
11058 | PYRON_1G | 1 | West | YES | -0.1848 | 49.8 | 0 | 249 |  | 1 | Wind | -1 | 0.21027 | 0 | 249 |  |  | 0 | 0 | -0.21027 | 0
11059 | INADALE_1G | 1 | West | YES | -0.1848 | 39.4 | 0 | 197 |  | 1 | Wind | -1 | 0.21027 | 0 | 197 |  |  | 0 | 0 | -0.21027 | 0
6407 | TURKTRAK1A | 1 | West | YES | -0.19587 | 33.9 | 0 | 169.5 | 0 | 1.025 | Wind | -1 | 0.22133 | 0 | 169.5 |  |  | 0 | 0 | -0.22133 | 0
36998 | RDCNYNG1 | 1 | West | YES | -0.19822 | 16.8 | 0 | 84 |  | 1.01 | Wind | -1 | 0.22369 | 0 | 84 |  |  | 0 | 0 | -0.22369 | 0
1343 | TRENTIPP_8 | 1 | West | YES | -0.19945 | 30 | 0 | 150 |  | 1.014 | Wind | -1 | 0.22491 | 0 | 150 |  |  | 0 | 0 | -0.22491 | 0
1354 | AEPWIND_8 | 1 | West | YES | -0.19945 | 20.2 | 0 | 101 |  | 1 | Wind | -1 | 0.22491 | 0 | 101 |  |  | 0 | 0 | -0.22491 | 0
1061 | CIELOGEN_1G | 1 | West | YES | -0.20189 | 19.8 | 0 | 99 |  | 1 | Wind | -1 | 0.22736 | 0 | 99 |  |  | 0 | 0 | -0.22736 | 0
1062 | CIELOGEN_2G | 1 | West | YES | -0.20189 | 12.2 | 0 | 61 |  | 1 | Wind | -1 | 0.22736 | 0 | 61 |  |  | 0 | 0 | -0.22736 | 0
1069 | KINDERMG_1G | 1 | West | YES | -0.20189 | 25 | 5 | 25 | 0 | 1.017 | Cogen | -1 | 0.22736 | 0 | 0 |  |  | 0 | 0 | -0.22736 | 0
1070 | KINDERMG_2G | 1 | West | YES | -0.20189 | 45.7 | 12 | 45.7 | 0 | 1.017 | Cogen | -1 | 0.22736 | 0 | 0 |  |  | 0 | 0 | -0.22736 | 0
1071 | KINDERMG_3G | 1 | West | YES | -0.20189 | 45.7 | 12 | 45.7 | 0 | 1.017 | Cogen | -1 | 0.22736 | 0 | 0 |  |  | 0 | 0 | -0.22736 | 0
1068 | SCURRYCW_1G | 1 | West | YES | -0.202 | 28.2 | 1.3 | 141 | 0 | 1.0217 | Wind | -1 | 0.22747 | 0 | 141 |  |  | 0 | 0 | -0.22747 | 0
1073 | SCURRYCW_2G | 2 | West | YES | -0.202 | 24 | 0 | 120 | 0 | 1.0217 | Wind | -1 | 0.22747 | 0 | 120 |  |  | 0 | 0 | -0.22747 | 0
6637 | SNYDERW1A | 1 | West | YES | -0.20341 | 12.6 | 0 | 63 | 0 | 1.025 | Wind | -1 | 0.22888 | 0 | 63 |  |  | 0 | 0 | -0.22888 | 0
11309 | BULLCREK_2G | 1 | West | YES | -0.20516 | 20.9 | 0 | 180 |  | 1 | Wind | -1 | 0.23062 | 0 | 180 |  |  | 0 | 0 | -0.23062 | 0
11310 | BULLCREK_1G | 1 | West | YES | -0.20516 | 15.1 | 0 | 180 |  | 1 | Wind | -1 | 0.23062 | 0 | 180 |  |  | 0 | 0 | -0.23062 | 0
11320 | COYOTE_1G | 1 | West | YES | -0.20545 | 22.5 | 0 | 225 |  | 1 | Wind | -1 | 0.23091 | 0 | 225 |  |  | 0 | 0 | -0.23091 | 0
1037 | MORGAN5G_5G | 5 | West | YES | -0.20761 | 109.6 | 40 | 137 | 0 | 1.029 | GST | -1 | 0.23307 | 137 | 137 |  |  | -28.4419 | 137 | -0.23307 | -31.9304
1039 | MRGNAG_1G | A | West | YES | -0.20761 | 69 | 69 | 69 | 0 | 1.029 | GGT | -1 | 0.23307 | 69 | 69 |  |  | -14.3247 | 69 | -0.23307 | -16.0817
1040 | MRGNBG_2G | B | West | YES | -0.20761 | 70 | 70 | 71 | 0 | 1.029 | GGT | -1 | 0.23307 | 71 | 71 |  |  | -14.74 | 71 | -0.23307 | -16.5479
1041 | MRGNCG_3G | C | West | YES | -0.20761 | 69 | 69 | 70 | 0 | 1.029 | GGT | -1 | 0.23307 | 70 | 70 |  |  | -14.5323 | 70 | -0.23307 | -16.3148
1042 | MRGNDG_4G | D | West | YES | -0.20761 | 68 | 68 | 68 | 0 | 1.029 | GGT | -1 | 0.23307 | 68 | 68 |  |  | -14.1171 | 68 | -0.23307 | -15.8487
1043 | MRGNEG_5G | E | West | YES | -0.20761 | 68 | 68 | 70 | 0 | 1.029 | GGT | -1 | 0.23307 | 70 | 70 |  |  | -14.5323 | 70 | -0.23307 | -16.3148
1044 | MRGNFG_6G | F | West | YES | -0.20761 | 66 | 66 | 66 | 0 | 1.029 | GGT | -1 | 0.23307 | 66 | 66 |  |  | -13.7019 | 66 | -0.23307 | -15.3825
1360 | GUNSIGHT_8 | 1 | West | YES | -0.20813 | 0 | 0 | 120 |  | 1.01 | Wind | -1 | 0.2336 | 0 | 120 |  |  | 0 | 0 | -0.2336 | 0
1327 | WILDHRSE_1G | 1 | West | YES | -0.20857 | 0 | 0 | 120 |  | 1 | Wind | -1 | 0.23403 | 0 | 120 |  |  | 0 | 0 | -0.23403 | 0
1333 | MCDDONAL_8 | 1 | West | YES | -0.20944 | 42.8 | 0 | 214.2 |  | 1.01 | Wind | -1 | 0.2349 | 0 | 214.2 |  |  | 0 | 0 | -0.2349 | 0
1328 | OCOTILLO_1G | 1 | West | YES | -0.20975 | 11.6 | 0 | 58 |  | 1.01 | Wind | -1 | 0.23521 | 0 | 58 |  |  | 0 | 0 | -0.23521 | 0
1416 | SWETWATR_1G | 1 | West | YES | -0.21001 | 30 | 18 | 30 | 0 | 1.026 | CC | -1 | 0.23547 | 30 | 30 |  |  | -6.3002 | 30 | -0.23547 | -7.0641
1417 | SWETWATR_2G | 2 | West | YES | -0.21001 | 72 | 36 | 72 | 0 | 1.026 | CC | -1 | 0.23547 | 72 | 72 |  |  | -15.1205 | 72 | -0.23547 | -16.9539
1418 | SWETWATR_3G | 3 | West | YES | -0.21001 | 68 | 36 | 68 | 0 | 1.026 | CC | -1 | 0.23547 | 68 | 68 |  |  | -14.2805 | 68 | -0.23547 | -16.012
1419 | SWETWATR_4G | 4 | West | YES | -0.21001 | 61 | 36 | 61 | 0 | 1.026 | CC | -1 | 0.23547 | 61 | 61 |  |  | -12.8104 | 61 | -0.23547 | -14.3637
1058 | LONGSHORE_5 | 1 | West | YES | -0.2102 | 30 | 0 | 150 |  | 1.01 | Wind | -1 | 0.23567 | 0 | 150 |  |  | 0 | 0 | -0.23567 | 0
1058 | LONGSHORE_5 | 2 | West | YES | -0.2102 | 44 | 0 | 220 |  | 1.01 | Wind | -1 | 0.23567 | 0 | 220 |  |  | 0 | 0 | -0.23567 | 0
11065 | ELBOWCK_1G | 1 | West | YES | -0.2102 | 23.4 | 0 | 121.9 | 0 | 1 | Wind | -1 | 0.23567 | 0 | 121.9 |  |  | 0 | 0 | -0.23567 | 0
1045 | CALENG1G_1G | 1 | West | YES | -0.21033 | 73.4 | 27 | 73.4 | 0 | 1.014 | Cogen | -1 | 0.23579 | 0 | 0 |  |  | 0 | 0 | -0.23579 | 0
1046 | CALENG2G_2G | 2 | West | YES | -0.21033 | 73.4 | 27 | 73.4 | 0 | 1.014 | Cogen | -1 | 0.23579 | 0 | 0 |  |  | 0 | 0 | -0.23579 | 0
1047 | CALENG3G_3G | 3 | West | YES | -0.21033 | 70.4 | 27 | 70.4 | 0 | 1.014 | Cogen | -1 | 0.23579 | 0 | 0 |  |  | 0 | 0 | -0.23579 | 0
1326 | STANTONW_8 | 1 | West | YES | -0.21038 | 20.1 | 0 | 100.5 |  | 1.01 | Wind | -1 | 0.23585 | 0 | 100.5 |  |  | 0 | 0 | -0.23585 | 0
11001 | NAV1CT | 1 | West | YES | -0.21093 | 70.4 | 18 | 70.4 | 0 | 1.029 | CC | -1 | 0.2364 | 70.4 | 70.4 |  |  | -14.8497 | 70.4 | -0.2364 | -16.6423
11009 | NAV2CT | 1 | West | YES | -0.21093 | 71.4 | 18 | 71.4 | 0 | 1.029 | CC | -1 | 0.2364 | 71.4 | 71.4 |  |  | -15.0606 | 71.4 | -0.2364 | -16.8787
11011 | NAV3ST | 1 | West | YES | -0.21093 | 92.8 | 40 | 92.8 | 0 | 1.029 | CC | -1 | 0.2364 | 92.8 | 92.8 |  |  | -19.5746 | 92.8 | -0.2364 | -21.9376
11012 | NAV4CT | 1 | West | YES | -0.21093 | 80 | 18 | 80 | 0 | 1.029 | CC | -1 | 0.2364 | 80 | 80 |  |  | -16.8746 | 80 | -0.2364 | -18.9117
11013 | NAV5CT | 1 | West | YES | -0.21093 | 80 | 18 | 80 | 0 | 1.029 | CC | -1 | 0.2364 | 80 | 80 |  |  | -16.8746 | 80 | -0.2364 | -18.9117
11014 | NAV6ST | 1 | West | YES | -0.21093 | 115 | 40 | 115 | 0 | 1.029 | CC | -1 | 0.2364 | 115 | 115 |  |  | -24.2573 | 115 | -0.2364 | -27.1856
11020 | TIEHVSG_1G | 1 | West | YES | -0.21094 | 208.2 | 63 | 208.2 | 0 | 1.012 | CC | -1 | 0.2364 | 208.2 | 208.2 |  |  | -43.9179 | 208.2 | -0.2364 | -49.2195
11021 | TIEHVCG_1G | 1 | West | YES | -0.21094 | 142.1 | 103 | 142.1 | 0 | 1.012 | CC | -1 | 0.2364 | 142.1 | 142.1 |  |  | -29.9747 | 142.1 | -0.2364 | -33.5931
11022 | TIEHVCG_2G | 1 | West | YES | -0.21094 | 132.4 | 103 | 132.4 | 0 | 1.012 | CC | -1 | 0.2364 | 132.4 | 132.4 |  |  | -27.9286 | 132.4 | -0.2364 | -31.3
11023 | TIEHVCG_3G | 1 | West | YES | -0.21094 | 137.4 | 103 | 137.4 | 0 | 1.012 | CC | -1 | 0.2364 | 137.4 | 137.4 |  |  | -28.9833 | 137.4 | -0.2364 | -32.482
11024 | TIEHVCG_4G | 1 | West | YES | -0.21094 | 147 | 103 | 147 | 0 | 1.012 | CC | -1 | 0.2364 | 147 | 147 |  |  | -31.0083 | 147 | -0.2364 | -34.7515
11025 | TIEHVSG_2G | 1 | West | YES | -0.21094 | 213.2 | 63 | 213.2 | 0 | 1.012 | CC | -1 | 0.2364 | 213.2 | 213.2 |  |  | -44.9726 | 213.2 | -0.2364 | -50.4015
11147 | NOTREES_1G | 1 | West | YES | -0.21107 | 29.8 | 0 | 149 | 0 | 1.017 | Wind | -1 | 0.23653 | 0 | 149 |  |  | 0 | 0 | -0.23653 | 0
7038 | L_DELAWA1_1Y | 1 | West | YES | -0.21136 | 3.5 | 0 | 35 | 0 | 1 | Wind | -1 | 0.23683 | 0 | 35 |  |  | 0 | 0 | -0.23683 | 0
7038 | L_DELAWA1_1Y | 2 | West | YES | -0.21136 | 3 | 0 | 30 | 0 | 1 | Wind | -1 | 0.23683 | 0 | 30 |  |  | 0 | 0 | -0.23683 | 0
1002 | PBCTAGE_1G | A | West | YES | -0.2115 | 64 | 64 | 66 | 0 | 1.036 | GGT | -1 | 0.23697 | 66 | 66 |  |  | -13.9593 | 66 | -0.23697 | -15.6399
1003 | PBCTBGE_2G | B | West | YES | -0.2115 | 65 | 65 | 66 | 0 | 1.036 | GGT | -1 | 0.23697 | 66 | 66 |  |  | -13.9593 | 66 | -0.23697 | -15.6399
1004 | PBCTCGE_3G | C | West | YES | -0.2115 | 62 | 62 | 67 | 0 | 1.036 | GGT | -1 | 0.23697 | 67 | 67 |  |  | -14.1708 | 67 | -0.23697 | -15.8769
1005 | PBCTDGE_4G | D | West | YES | -0.2115 | 65 | 65 | 68 | 0 | 1.036 | GGT | -1 | 0.23697 | 68 | 68 |  |  | -14.3823 | 68 | -0.23697 | -16.1139
1006 | PBCTEGE_5G | E | West | YES | -0.2115 | 65 | 65 | 67 | 0 | 1.036 | GGT | -1 | 0.23697 | 67 | 67 |  |  | -14.1708 | 67 | -0.23697 | -15.8769
1007 | PB5GEN_6G | 5 | West | YES | -0.2115 | 91.2 | 40 | 114 | 0 | 1.036 | GST | -1 | 0.23697 | 114 | 114 |  |  | -24.1116 | 114 | -0.23697 | -27.0144
1008 | PB6GEN_7G | 6 | West | YES | -0.2115 | 515 | 130 | 515 | 0 | 1.036 | GST | -1 | 0.23697 | 515 | 515 |  |  | -108.9251 | 515 | -0.23697 | -122.039
1320 | BSP 1 | 1 | West | YES | -0.21213 | 25.5 | 2.9 | 25.8 | 0 | 1 | Cogen | -1 | 0.2376 | 0 | 0 |  |  | 0 | 0 | -0.2376 | 0
71051 | L_BITTCR1_1N | W1 | West | YES | -0.2129 | 7.5 | 0 | 37.5 |  | 1.02 | Wind | -1 | 0.23837 | 0 | 37.5 |  |  | 0 | 0 | -0.23837 | 0
71054 | L_SWEETW1_1N | W1 | West | YES | -0.2129 | 21.5 | 0 | 107.5 |  | 1.02 | Wind | -1 | 0.23837 | 0 | 107.5 |  |  | 0 | 0 | -0.23837 | 0
71057 | L_SWEETW1_2N | W1 | West | YES | -0.2129 | 27 | 0 | 135 |  | 1.02 | Wind | -1 | 0.23837 | 0 | 135 |  |  | 0 | 0 | -0.23837 | 0
71059 | L_SWEETW1_3N | W1 | West | YES | -0.2129 | 23.8 | 0 | 119 | 0 | 1.02 | Wind | -1 | 0.23837 | 0 | 119 |  |  | 0 | 0 | -0.23837 | 0
71060 | L_SWEETW1_4N | W1 | West | YES | -0.2129 | 21 | 0 | 105 | 0 | 1.02 | Wind | -1 | 0.23837 | 0 | 105 |  |  | 0 | 0 | -0.23837 | 0
71061 | L_SWEETW1_5N | W1 | West | YES | -0.2129 | 16.1 | 0 | 80.5 | 0 | 1.02 | Wind | -1 | 0.23837 | 0 | 80.5 |  |  | 0 | 0 | -0.23837 | 0
60201 | RIO DRCS | F | West | YES | -0.21733 | 0 | 0 | 0 | 0 | 1.025 | AVR | -1 | 0.2428 | 0 | 0 |  |  | 0 | 0 | -0.2428 | 0
60007 | KING_SW1A | 1 | West | YES | -0.21739 | 20 | 0 | 80 |  | 1.03 | Wind | -1 | 0.24285 | 0 | 80 |  |  | 0 | 0 | -0.24285 | 0
60019 | KING_NW1A | 1 | West | YES | -0.21739 | 20 | 0 | 80 |  | 1.03 | Wind | -1 | 0.24285 | 0 | 80 |  |  | 0 | 0 | -0.24285 | 0
60016 | WOODWRD11A | 1 | West | YES | -0.2175 | 20 | 0 | 80 |  | 1.033 | Wind | -1 | 0.24297 | 0 | 80 |  |  | 0 | 0 | -0.24297 | 0
38332 | TNWDWRDU2_8 | 1 | West | YES | -0.21752 | 20 | 0 | 80 | 0 | 1.0232 | Wind | -1 | 0.24298 | 0 | 80 |  |  | 0 | 0 | -0.24298 | 0
6016 | SWMESA | 1 | West | YES | -0.21752 | 18.8 | 0 | 75 |  | 1.03 | Wind | -1 | 0.24298 | 0 | 75 |  |  | 0 | 0 | -0.24298 | 0
60003 | KING_NE1A | 1 | West | YES | -0.21752 | 20 | 0 | 80 |  | 1.03 | Wind | -1 | 0.24298 | 0 | 80 |  |  | 0 | 0 | -0.24298 | 0
60005 | KING_SE1A | 1 | West | YES | -0.21752 | 10 | 0 | 40 |  | 1.035 | Wind | -1 | 0.24298 | 0 | 40 |  |  | 0 | 0 | -0.24298 | 0
38437 | TNSRBNMESA9 | 1 | West | YES | -0.21757 | 37.5 | 0 | 150 | 0 | 1.02 | Wind | -1 | 0.24303 | 0 | 150 |  |  | 0 | 0 | -0.24303 | 0
60017 | ORNNWP1 | 1 | West | YES | -0.21873 | 20 | 0 | 80 |  | 1.027 | Wind | -1 | 0.24419 | 0 | 80 |  |  | 0 | 0 | -0.24419 | 0
60018 | DSKY1 | 1 | West | YES | -0.21912 | 21 | 0 | 84 | 0 | 1.023 | Wind | -1 | 0.24458 | 0 | 84 |  |  | 0 | 0 | -0.24458 | 0
1349 | WESTXWIN_1G | 1 | West | YES | -0.21936 | 1.3 | 0 | 6.6 |  | 1.014 | Wind | -1 | 0.24482 | 0 | 6.6 |  |  | 0 | 0 | -0.24482 | 0
1350 | NWPWRG1_1G | 1 | West | YES | -0.21936 | 6.9 | 1 | 34.3 |  | 1.014 | Wind | -1 | 0.24482 | 0 | 34.3 |  |  | 0 | 0 | -0.24482 | 0
60000 | DSKY2 | 1 | West | YES | -0.22044 | 19.1 | 0 | 76.5 |  | 1.039 | Wind | -1 | 0.2459 | 0 | 76.5 |  |  | 0 | 0 | -0.2459 | 0
60202 | FRNDDRCS | F | West | YES | -0.22381 | 0 | 0 | 0 | 0 | 0.9985 | AVR | -1 | 0.24928 | 0 | 0 |  |  | 0 | 0 | -0.24928 | 0
60057 | CALLAHAN1A | 1 | West | YES | -0.22832 | 22.8 | 0 | 114 |  | 1.04 | Wind | -1 | 0.25378 | 0 | 114 |  |  | 0 | 0 | -0.25378 | 0
76031 | L_GASCCR1_1N | W1 | West | YES | -0.24447 | 30 | 0 | 150 |  | 1.02 | Wind | -1 | 0.26993 | 0 | 150 |  |  | 0 | 0 | -0.26993 | 0
60058 | BUFF_GAP1A | 1 | West | YES | -0.24853 | 24 | 0 | 120 |  | 1 | Wind | -1 | 0.27399 | 0 | 120 |  |  | 0 | 0 | -0.27399 | 0
60060 | CIRELLO | 1 | West | YES | -0.24853 | 46.6 | 0 | 233 | 0 | 1 | Wind | -1 | 0.27399 | 0 | 233 |  |  | 0 | 0 | -0.27399 | 0
60063 | BUFF_GAP1B | 1 | West | YES | -0.24853 | 34 | 0 | 170.2 | 0 | 1.02 | Wind | -1 | 0.27399 | 0 | 170.2 |  |  | 0 | 0 | -0.27399 | 0
60066 | H_HOLLOW1A | 1 | West | YES | -0.24853 | 44.4 | 0 | 222 | 0 | 1.005 | Wind | -1 | 0.27399 | 0 | 222 |  |  | 0 | 0 | -0.27399 | 0
60068 | HHOLLOW21A | 1 | West | YES | -0.24853 | 36.8 | 0 | 184 | 0 | 1.025 | Wind | -1 | 0.27399 | 0 | 184 |  |  | 0 | 0 | -0.27399 | 0
60070 | HHOLLOW31A | 1 | West | YES | -0.24853 | 44.8 | 0 | 224 | 0 | 1.025 | Wind | -1 | 0.27399 | 0 | 224 |  |  | 0 | 0 | -0.27399 | 0
60072 | HHOLLOW41A | 1 | West | YES | -0.24853 | 23 | 0 | 115 | 0 | 1.025 | Wind | -1 | 0.27399 | 0 | 115 |  |  | 0 | 0 | -0.27399 | 0
76091 | L_DIVIDE1_1N | W1 | West | YES | -0.25118 | 22.5 | 0 | 112.5 |  | 1.02 | Wind | -1 | 0.27665 | 0 | 112.5 |  |  | 0 | 0 | -0.27665 | 0
76095 | L_CAPRSI1_1N | W1 | West | YES | -0.25118 | 29.9 | 0 | 149.5 | 0 | 1.02 | Wind | -1 | 0.27665 | 0 | 149.5 |  |  | 0 | 0 | -0.27665 | 0
76096 | L_CAPRSI1_2N | W1 | West | YES | -0.25118 | 37.2 | 0 | 186 | 0 | 1.02 | Wind | -1 | 0.27665 | 0 | 186 |  |  | 0 | 0 | -0.27665 | 0
76097 | L_CAPRGE1_1N | W1 | West | YES | -0.25118 | 42.9 | 0 | 214.5 | 0 | 1.02 | Wind | -1 | 0.27665 | 0 | 214.5 |  |  | 0 | 0 | -0.27665 | 0
Note on AL4: Zonal Cap - Zonal Impact

## Distributed Slack - Inc
Number of Bus | Name of Bus | ID | Area Name of Gen | AGC | P Sensitivity of Bus | Gen MW | Min MW | Max MW | V Sensitivity of Bus | Set Volt | Tech Type | Zone Impact | Zone Correlation | Inc Max | Dec Max | Souce S.F. Weighting | Souce Capacity | Sink S.F. Weighting | Sink Capacity | PTDF Calc | PTDF Weighting | Cumulative Share of Zonal Cap | Cumulative Share of Zonal Impact | Cont_ LongCreek to Sweetwater and LongCreek to AbileneMulberry OL_ Comchess to Comchpk |  | i_PTDF_INC_pt | 102 |  | NAV6ST | Unit at max
76091 | L_DIVIDE1_1N | W1 | West | YES | -0.25118 | 22.5 | 0 | 112.5 |  | 1.02 | Wind | -1 | 0.27665 | 0 | 112.5 |  |  | 0 | 0 | -0.27665 | 0 | 0 | 0 |  |  | i_10pctunit | 40 |  | 57 | # units @ max
76095 | L_CAPRSI1_1N | W1 | West | YES | -0.25118 | 29.9 | 0 | 149.5 | 0 | 1.02 | Wind | -1 | 0.27665 | 0 | 149.5 |  |  | 0 | 0 | -0.27665 | 0 | 0 | 0 | [5 empty] | 0.0022113 | delta max
76096 | L_CAPRSI1_2N | W1 | West | YES | -0.25118 | 37.2 | 0 | 186 | 0 | 1.02 | Wind | -1 | 0.27665 | 0 | 186 |  |  | 0 | 0 | -0.27665 | 0 | 0 | 0 | [5 empty] | Delta
76097 | L_CAPRGE1_1N | W1 | West | YES | -0.25118 | 42.9 | 0 | 214.5 | 0 | 1.02 | Wind | -1 | 0.27665 | 0 | 214.5 |  |  | 0 | 0 | -0.27665 | 0 | 0 | 0 | Weighted Shift Factors |  |  |  | 1 | 0
60058 | BUFF_GAP1A | 1 | West | YES | -0.24853 | 24 | 0 | 120 |  | 1 | Wind | -1 | 0.27399 | 0 | 120 |  |  | 0 | 0 | -0.27399 | 0 | 0 | 0 | North | 0.025464 |  |  | 2 | 0
60060 | CIRELLO | 1 | West | YES | -0.24853 | 46.6 | 0 | 233 | 0 | 1 | Wind | -1 | 0.27399 | 0 | 233 |  |  | 0 | 0 | -0.27399 | 0 | 0 | 0 | West | -0.21047 |  |  | 3 | 0
60063 | BUFF_GAP1B | 1 | West | YES | -0.24853 | 34 | 0 | 170.2 | 0 | 1.02 | Wind | -1 | 0.27399 | 0 | 170.2 |  |  | 0 | 0 | -0.27399 | 0 | 0 | 0 |  |  |  |  | 4 | 0
60066 | H_HOLLOW1A | 1 | West | YES | -0.24853 | 44.4 | 0 | 222 | 0 | 1.005 | Wind | -1 | 0.27399 | 0 | 222 |  |  | 0 | 0 | -0.27399 | 0 | 0 | 0 |  |  |  |  | 5 | 0
60068 | HHOLLOW21A | 1 | West | YES | -0.24853 | 36.8 | 0 | 184 | 0 | 1.025 | Wind | -1 | 0.27399 | 0 | 184 |  |  | 0 | 0 | -0.27399 | 0 | 0 | 0 |  |  |  |  | 6 | 0
60070 | HHOLLOW31A | 1 | West | YES | -0.24853 | 44.8 | 0 | 224 | 0 | 1.025 | Wind | -1 | 0.27399 | 0 | 224 |  |  | 0 | 0 | -0.27399 | 0 | 0 | 0 |  |  |  |  | 7 | 0
60072 | HHOLLOW41A | 1 | West | YES | -0.24853 | 23 | 0 | 115 | 0 | 1.025 | Wind | -1 | 0.27399 | 0 | 115 |  |  | 0 | 0 | -0.27399 | 0 | 0 | 0 |  |  |  |  | 8 | 0
76031 | L_GASCCR1_1N | W1 | West | YES | -0.24447 | 30 | 0 | 150 |  | 1.02 | Wind | -1 | 0.26993 | 0 | 150 |  |  | 0 | 0 | -0.26993 | 0 | 0 | 0 |  |  |  |  | 9 | 0
60057 | CALLAHAN1A | 1 | West | YES | -0.22832 | 22.8 | 0 | 114 |  | 1.04 | Wind | -1 | 0.25378 | 0 | 114 |  |  | 0 | 0 | -0.25378 | 0 | 0 | 0 |  |  |  |  | 10 | 0
60202 | FRNDDRCS | F | West | YES | -0.22381 | 0 | 0 | 0 | 0 | 0.9985 | AVR | -1 | 0.24928 | 0 | 0 |  |  | 0 | 0 | -0.24928 | 0 | 0 | 0 |  |  |  |  | 11 | 0
60000 | DSKY2 | 1 | West | YES | -0.22044 | 19.1 | 0 | 76.5 |  | 1.039 | Wind | -1 | 0.2459 | 0 | 76.5 |  |  | 0 | 0 | -0.2459 | 0 | 0 | 0 |  |  |  |  | 12 | 0
1349 | WESTXWIN_1G | 1 | West | YES | -0.21936 | 1.3 | 0 | 6.6 |  | 1.014 | Wind | -1 | 0.24482 | 0 | 6.6 |  |  | 0 | 0 | -0.24482 | 0 | 0 | 0 |  |  |  |  | 13 | 0
1350 | NWPWRG1_1G | 1 | West | YES | -0.21936 | 6.9 | 1 | 34.3 |  | 1.014 | Wind | -1 | 0.24482 | 0 | 34.3 |  |  | 0 | 0 | -0.24482 | 0 | 0 | 0 |  |  |  |  | 14 | 0
60018 | DSKY1 | 1 | West | YES | -0.21912 | 21 | 0 | 84 | 0 | 1.023 | Wind | -1 | 0.24458 | 0 | 84 |  |  | 0 | 0 | -0.24458 | 0 | 0 | 0 |  |  |  |  | 15 | 0
60017 | ORNNWP1 | 1 | West | YES | -0.21873 | 20 | 0 | 80 |  | 1.027 | Wind | -1 | 0.24419 | 0 | 80 |  |  | 0 | 0 | -0.24419 | 0 | 0 | 0 |  |  |  |  | 16 | 0
38437 | TNSRBNMESA9 | 1 | West | YES | -0.21757 | 37.5 | 0 | 150 | 0 | 1.02 | Wind | -1 | 0.24303 | 0 | 150 |  |  | 0 | 0 | -0.24303 | 0 | 0 | 0 |  |  |  |  | 17 | 0
6016 | SWMESA | 1 | West | YES | -0.21752 | 18.8 | 0 | 75 |  | 1.03 | Wind | -1 | 0.24298 | 0 | 75 |  |  | 0 | 0 | -0.24298 | 0 | 0 | 0 |  |  |  |  | 18 | 0
60003 | KING_NE1A | 1 | West | YES | -0.21752 | 20 | 0 | 80 |  | 1.03 | Wind | -1 | 0.24298 | 0 | 80 |  |  | 0 | 0 | -0.24298 | 0 | 0 | 0 |  |  |  |  | 19 | 0
60005 | KING_SE1A | 1 | West | YES | -0.21752 | 10 | 0 | 40 |  | 1.035 | Wind | -1 | 0.24298 | 0 | 40 |  |  | 0 | 0 | -0.24298 | 0 | 0 | 0 |  |  |  |  | 20 | 0
38332 | TNWDWRDU2_8 | 1 | West | YES | -0.21752 | 20 | 0 | 80 | 0 | 1.0232 | Wind | -1 | 0.24298 | 0 | 80 |  |  | 0 | 0 | -0.24298 | 0 | 0 | 0 |  |  |  |  | 21 | 0
60016 | WOODWRD11A | 1 | West | YES | -0.2175 | 20 | 0 | 80 |  | 1.033 | Wind | -1 | 0.24297 | 0 | 80 |  |  | 0 | 0 | -0.24297 | 0 | 0 | 0 |  |  |  |  | 22 | 0
60007 | KING_SW1A | 1 | West | YES | -0.21739 | 20 | 0 | 80 |  | 1.03 | Wind | -1 | 0.24285 | 0 | 80 |  |  | 0 | 0 | -0.24285 | 0 | 0 | 0 |  |  |  |  | 23 | 0
60019 | KING_NW1A | 1 | West | YES | -0.21739 | 20 | 0 | 80 |  | 1.03 | Wind | -1 | 0.24285 | 0 | 80 |  |  | 0 | 0 | -0.24285 | 0 | 0 | 0 |  |  |  |  | 24 | 0
60201 | RIO DRCS | F | West | YES | -0.21733 | 0 | 0 | 0 | 0 | 1.025 | AVR | -1 | 0.2428 | 0 | 0 |  |  | 0 | 0 | -0.2428 | 0 | 0 | 0 |  |  |  |  | 25 | 0
71051 | L_BITTCR1_1N | W1 | West | YES | -0.2129 | 7.5 | 0 | 37.5 |  | 1.02 | Wind | -1 | 0.23837 | 0 | 37.5 |  |  | 0 | 0 | -0.23837 | 0 | 0 | 0 |  |  |  |  | 26 | 0
71054 | L_SWEETW1_1N | W1 | West | YES | -0.2129 | 21.5 | 0 | 107.5 |  | 1.02 | Wind | -1 | 0.23837 | 0 | 107.5 |  |  | 0 | 0 | -0.23837 | 0 | 0 | 0 |  |  |  |  | 27 | 0
71057 | L_SWEETW1_2N | W1 | West | YES | -0.2129 | 27 | 0 | 135 |  | 1.02 | Wind | -1 | 0.23837 | 0 | 135 |  |  | 0 | 0 | -0.23837 | 0 | 0 | 0 |  |  |  |  | 28 | 0
71059 | L_SWEETW1_3N | W1 | West | YES | -0.2129 | 23.8 | 0 | 119 | 0 | 1.02 | Wind | -1 | 0.23837 | 0 | 119 |  |  | 0 | 0 | -0.23837 | 0 | 0 | 0 |  |  |  |  | 29 | 0
71060 | L_SWEETW1_4N | W1 | West | YES | -0.2129 | 21 | 0 | 105 | 0 | 1.02 | Wind | -1 | 0.23837 | 0 | 105 |  |  | 0 | 0 | -0.23837 | 0 | 0 | 0 |  |  |  |  | 30 | 0
71061 | L_SWEETW1_5N | W1 | West | YES | -0.2129 | 16.1 | 0 | 80.5 | 0 | 1.02 | Wind | -1 | 0.23837 | 0 | 80.5 |  |  | 0 | 0 | -0.23837 | 0 | 0 | 0 |  |  |  |  | 31 | 0
1320 | BSP 1 | 1 | West | YES | -0.21213 | 25.5 | 2.9 | 25.8 | 0 | 1 | Cogen | -1 | 0.2376 | 0 | 0 |  |  | 0 | 0 | -0.2376 | 0 | 0 | 0 |  |  |  |  | 32 | 0
1002 | PBCTAGE_1G | A | West | YES | -0.2115 | 64 | 64 | 66 | 0 | 1.036 | GGT | -1 | 0.23697 | 66 | 66 |  |  | -13.9593 | 66 | -0.23697 | -15.6399 | 0.020402 | 0.020492 |  |  |  |  | 33 | 0
1003 | PBCTBGE_2G | B | West | YES | -0.2115 | 65 | 65 | 66 | 0 | 1.036 | GGT | -1 | 0.23697 | 66 | 66 |  |  | -13.9593 | 66 | -0.23697 | -15.6399 | 0.040805 | 0.040984 |  |  |  |  | 34 | 0
1004 | PBCTCGE_3G | C | West | YES | -0.2115 | 62 | 62 | 67 | 0 | 1.036 | GGT | -1 | 0.23697 | 67 | 67 |  |  | -14.1708 | 67 | -0.23697 | -15.8769 | 0.061517 | 0.061786 |  |  |  |  | 35 | 0
1005 | PBCTDGE_4G | D | West | YES | -0.2115 | 65 | 65 | 68 | 0 | 1.036 | GGT | -1 | 0.23697 | 68 | 68 |  |  | -14.3823 | 68 | -0.23697 | -16.1139 | 0.082537 | 0.082898 |  |  |  |  | 36 | 8.9266e-05
1006 | PBCTEGE_5G | E | West | YES | -0.2115 | 65 | 65 | 67 | 0 | 1.036 | GGT | -1 | 0.23697 | 67 | 67 |  |  | -14.1708 | 67 | -0.23697 | -15.8769 | 0.10325 | 0.1037 |  |  |  |  | 37 | 0.00017853
1007 | PB5GEN_6G | 5 | West | YES | -0.2115 | 91.2 | 40 | 114 | 0 | 1.036 | GST | -1 | 0.23697 | 114 | 114 |  |  | -24.1116 | 114 | -0.23697 | -27.0144 | 0.13849 | 0.1391 |  |  |  |  | 38 | 0.00026915
1008 | PB6GEN_7G | 6 | West | YES | -0.2115 | 515 | 130 | 515 | 0 | 1.036 | GST | -1 | 0.23697 | 515 | 515 |  |  | -108.9251 | 515 | -0.23697 | -122.039 | 0.29769 | 0.29899 |  |  |  |  | 39 | 0.00036112
7038 | L_DELAWA1_1Y | 1 | West | YES | -0.21136 | 3.5 | 0 | 35 | 0 | 1 | Wind | -1 | 0.23683 | 0 | 35 |  |  | 0 | 0 | -0.23683 | 0 | 0.29769 | 0.29899 |  |  |  |  | 40 | 0.00045174
7038 | L_DELAWA1_1Y | 2 | West | YES | -0.21136 | 3 | 0 | 30 | 0 | 1 | Wind | -1 | 0.23683 | 0 | 30 |  |  | 0 | 0 | -0.23683 | 0 | 0.29769 | 0.29899 |  |  |  |  | 41 | 0.00060593
11147 | NOTREES_1G | 1 | West | YES | -0.21107 | 29.8 | 0 | 149 | 0 | 1.017 | Wind | -1 | 0.23653 | 0 | 149 |  |  | 0 | 0 | -0.23653 | 0 | 0.29769 | 0.29899 |  |  |  |  | 42 | 0.0013025
11020 | TIEHVSG_1G | 1 | West | YES | -0.21094 | 208.2 | 63 | 208.2 | 0 | 1.012 | CC | -1 | 0.2364 | 208.2 | 208.2 |  |  | -43.9179 | 208.2 | -0.2364 | -49.2195 | 0.36205 | 0.36348 |  |  |  |  | 43 | 0.0013025
11021 | TIEHVCG_1G | 1 | West | YES | -0.21094 | 142.1 | 103 | 142.1 | 0 | 1.012 | CC | -1 | 0.2364 | 142.1 | 142.1 |  |  | -29.9747 | 142.1 | -0.2364 | -33.5931 | 0.40598 | 0.4075 |  |  |  |  | 44 | 0.0013025
11022 | TIEHVCG_2G | 1 | West | YES | -0.21094 | 132.4 | 103 | 132.4 | 0 | 1.012 | CC | -1 | 0.2364 | 132.4 | 132.4 |  |  | -27.9286 | 132.4 | -0.2364 | -31.3 | 0.44691 | 0.44851 |  |  |  |  | 45 | 0.0013025
11023 | TIEHVCG_3G | 1 | West | YES | -0.21094 | 137.4 | 103 | 137.4 | 0 | 1.012 | CC | -1 | 0.2364 | 137.4 | 137.4 |  |  | -28.9833 | 137.4 | -0.2364 | -32.482 | 0.48938 | 0.49106 |  |  |  |  | 46 | 0.0014302
11024 | TIEHVCG_4G | 1 | West | YES | -0.21094 | 147 | 103 | 147 | 0 | 1.012 | CC | -1 | 0.2364 | 147 | 147 |  |  | -31.0083 | 147 | -0.2364 | -34.7515 | 0.53482 | 0.5366 |  |  |  |  | 47 | 0.0015174
11025 | TIEHVSG_2G | 1 | West | YES | -0.21094 | 213.2 | 63 | 213.2 | 0 | 1.012 | CC | -1 | 0.2364 | 213.2 | 213.2 |  |  | -44.9726 | 213.2 | -0.2364 | -50.4015 | 0.60073 | 0.60263 |  |  |  |  | 48 | 0.0015986
11001 | NAV1CT | 1 | West | YES | -0.21093 | 70.4 | 18 | 70.4 | 0 | 1.029 | CC | -1 | 0.2364 | 70.4 | 70.4 |  |  | -14.8497 | 70.4 | -0.2364 | -16.6423 | 0.62249 | 0.62444 |  |  |  |  | 49 | 0.0016829
11009 | NAV2CT | 1 | West | YES | -0.21093 | 71.4 | 18 | 71.4 | 0 | 1.029 | CC | -1 | 0.2364 | 71.4 | 71.4 |  |  | -15.0606 | 71.4 | -0.2364 | -16.8787 | 0.64456 | 0.64655 |  |  |  |  | 50 | 0.0017731
11011 | NAV3ST | 1 | West | YES | -0.21093 | 92.8 | 40 | 92.8 | 0 | 1.029 | CC | -1 | 0.2364 | 92.8 | 92.8 |  |  | -19.5746 | 92.8 | -0.2364 | -21.9376 | 0.67325 | 0.6753 |  |  |  |  | 51 | 0.0019039
11012 | NAV4CT | 1 | West | YES | -0.21093 | 80 | 18 | 80 | 0 | 1.029 | CC | -1 | 0.2364 | 80 | 80 |  |  | -16.8746 | 80 | -0.2364 | -18.9117 | 0.69798 | 0.70008 |  |  |  |  | 52 | 0.0019464
11013 | NAV5CT | 1 | West | YES | -0.21093 | 80 | 18 | 80 | 0 | 1.029 | CC | -1 | 0.2364 | 80 | 80 |  |  | -16.8746 | 80 | -0.2364 | -18.9117 | 0.72271 | 0.72485 |  |  |  |  | 53 | 0.0019894
11014 | NAV6ST | 1 | West | YES | -0.21093 | 115 | 40 | 115 | 0 | 1.029 | CC | -1 | 0.2364 | 115 | 115 |  |  | -24.2573 | 115 | -0.2364 | -27.1856 | 0.75826 | 0.76047 |  |  |  |  | 54 | 0.0020454
1326 | STANTONW_8 | 1 | West | YES | -0.21038 | 20.1 | 0 | 100.5 |  | 1.01 | Wind | -1 | 0.23585 | 0 | 100.5 |  |  | 0 | 0 | -0.23585 | 0 | 0.75826 | 0.76047 |  |  |  |  | 55 | 0.0020937
1045 | CALENG1G_1G | 1 | West | YES | -0.21033 | 73.4 | 27 | 73.4 | 0 | 1.014 | Cogen | -1 | 0.23579 | 0 | 0 |  |  | 0 | 0 | -0.23579 | 0 | 0.75826 | 0.76047 |  |  |  |  | 56 | 0.0021419
1046 | CALENG2G_2G | 2 | West | YES | -0.21033 | 73.4 | 27 | 73.4 | 0 | 1.014 | Cogen | -1 | 0.23579 | 0 | 0 |  |  | 0 | 0 | -0.23579 | 0 | 0.75826 | 0.76047 |  |  |  |  | 57 | 0.0022113
1047 | CALENG3G_3G | 3 | West | YES | -0.21033 | 70.4 | 27 | 70.4 | 0 | 1.014 | Cogen | -1 | 0.23579 | 0 | 0 |  |  | 0 | 0 | -0.23579 | 0 | 0.75826 | 0.76047 |  |  |  |  | 58 | 0.0022113
1058 | LONGSHORE_5 | 1 | West | YES | -0.2102 | 30 | 0 | 150 |  | 1.01 | Wind | -1 | 0.23567 | 0 | 150 |  |  | 0 | 0 | -0.23567 | 0 | 0.75826 | 0.76047 |  |  |  |  | 59 | 0.0022113
1058 | LONGSHORE_5 | 2 | West | YES | -0.2102 | 44 | 0 | 220 |  | 1.01 | Wind | -1 | 0.23567 | 0 | 220 |  |  | 0 | 0 | -0.23567 | 0 | 0.75826 | 0.76047 |  |  |  |  | 60 | 0.0022113
11065 | ELBOWCK_1G | 1 | West | YES | -0.2102 | 23.4 | 0 | 121.9 | 0 | 1 | Wind | -1 | 0.23567 | 0 | 121.9 |  |  | 0 | 0 | -0.23567 | 0 | 0.75826 | 0.76047 |  |  |  |  | 61 | 0.0022113
1416 | SWETWATR_1G | 1 | West | YES | -0.21001 | 30 | 18 | 30 | 0 | 1.026 | CC | -1 | 0.23547 | 30 | 30 |  |  | -6.3002 | 30 | -0.23547 | -7.0641 | 0.76754 | 0.76973 |  |  |  |  | 62 | 0.0022113
1417 | SWETWATR_2G | 2 | West | YES | -0.21001 | 72 | 36 | 72 | 0 | 1.026 | CC | -1 | 0.23547 | 72 | 72 |  |  | -15.1205 | 72 | -0.23547 | -16.9539 | 0.78979 | 0.79194 |  |  |  |  | 63 | 0.0022113
1418 | SWETWATR_3G | 3 | West | YES | -0.21001 | 68 | 36 | 68 | 0 | 1.026 | CC | -1 | 0.23547 | 68 | 68 |  |  | -14.2805 | 68 | -0.23547 | -16.012 | 0.81081 | 0.81292 |  |  |  |  | 64 | 0.0022113
1419 | SWETWATR_4G | 4 | West | YES | -0.21001 | 61 | 36 | 61 | 0 | 1.026 | CC | -1 | 0.23547 | 61 | 61 |  |  | -12.8104 | 61 | -0.23547 | -14.3637 | 0.82967 | 0.83174 |  |  |  |  | 65 | 0.0021929
1328 | OCOTILLO_1G | 1 | West | YES | -0.20975 | 11.6 | 0 | 58 |  | 1.01 | Wind | -1 | 0.23521 | 0 | 58 |  |  | 0 | 0 | -0.23521 | 0 | 0.82967 | 0.83174 |  |  |  |  | 66 | 0.002149
1333 | MCDDONAL_8 | 1 | West | YES | -0.20944 | 42.8 | 0 | 214.2 |  | 1.01 | Wind | -1 | 0.2349 | 0 | 214.2 |  |  | 0 | 0 | -0.2349 | 0 | 0.82967 | 0.83174 |  |  |  |  | 67 | 0.0021075
1327 | WILDHRSE_1G | 1 | West | YES | -0.20857 | 0 | 0 | 120 |  | 1 | Wind | -1 | 0.23403 | 0 | 120 |  |  | 0 | 0 | -0.23403 | 0 | 0.82967 | 0.83174 |  |  |  |  | 68 | 0.0020703
1360 | GUNSIGHT_8 | 1 | West | YES | -0.20813 | 0 | 0 | 120 |  | 1.01 | Wind | -1 | 0.2336 | 0 | 120 |  |  | 0 | 0 | -0.2336 | 0 | 0.82967 | 0.83174 |  |  |  |  | 69 | 0.0020703
1037 | MORGAN5G_5G | 5 | West | YES | -0.20761 | 109.6 | 40 | 137 | 0 | 1.029 | GST | -1 | 0.23307 | 137 | 137 |  |  | -28.4419 | 137 | -0.23307 | -31.9304 | 0.87202 | 0.87358 |  |  |  |  | 70 | 0.0020703
1039 | MRGNAG_1G | A | West | YES | -0.20761 | 69 | 69 | 69 | 0 | 1.029 | GGT | -1 | 0.23307 | 69 | 69 |  |  | -14.3247 | 69 | -0.23307 | -16.0817 | 0.89335 | 0.89465 |  |  |  |  | 71 | 0.0020703
1040 | MRGNBG_2G | B | West | YES | -0.20761 | 70 | 70 | 71 | 0 | 1.029 | GGT | -1 | 0.23307 | 71 | 71 |  |  | -14.74 | 71 | -0.23307 | -16.5479 | 0.9153 | 0.91633 |  |  |  |  | 72 | 0.0020703
1041 | MRGNCG_3G | C | West | YES | -0.20761 | 69 | 69 | 70 | 0 | 1.029 | GGT | -1 | 0.23307 | 70 | 70 |  |  | -14.5323 | 70 | -0.23307 | -16.3148 | 0.93694 | 0.9377 |  |  |  |  | 73 | 0.0015555
1042 | MRGNDG_4G | D | West | YES | -0.20761 | 68 | 68 | 68 | 0 | 1.029 | GGT | -1 | 0.23307 | 68 | 68 |  |  | -14.1171 | 68 | -0.23307 | -15.8487 | 0.95796 | 0.95847 |  |  |  |  | 74 | 0.0012963
1043 | MRGNEG_5G | E | West | YES | -0.20761 | 68 | 68 | 70 | 0 | 1.029 | GGT | -1 | 0.23307 | 70 | 70 |  |  | -14.5323 | 70 | -0.23307 | -16.3148 | 0.9796 | 0.97985 |  |  |  |  | 75 | 0.0010295
1044 | MRGNFG_6G | F | West | YES | -0.20761 | 66 | 66 | 66 | 0 | 1.029 | GGT | -1 | 0.23307 | 66 | 66 |  |  | -13.7019 | 66 | -0.23307 | -15.3825 | 1 | 1 |  |  |  |  | 76 | 0.0007665
11320 | COYOTE_1G | 1 | West | YES | -0.20545 | 22.5 | 0 | 225 |  | 1 | Wind | -1 | 0.23091 | 0 | 225 |  |  | 0 | 0 | -0.23091 | 0 | 1 | 1 |  |  |  |  | 77 | 0.000511
11309 | BULLCREK_2G | 1 | West | YES | -0.20516 | 20.9 | 0 | 180 |  | 1 | Wind | -1 | 0.23062 | 0 | 180 |  |  | 0 | 0 | -0.23062 | 0 | 1 | 1 |  |  |  |  | 78 | 0.00024798
11310 | BULLCREK_1G | 1 | West | YES | -0.20516 | 15.1 | 0 | 180 |  | 1 | Wind | -1 | 0.23062 | 0 | 180 |  |  | 0 | 0 | -0.23062 | 0 | 1 | 1 |  |  |  |  | 79 | 0
6637 | SNYDERW1A | 1 | West | YES | -0.20341 | 12.6 | 0 | 63 | 0 | 1.025 | Wind | -1 | 0.22888 | 0 | 63 |  |  | 0 | 0 | -0.22888 | 0 | 1 | 1 |  |  |  |  | 80 | 0
1068 | SCURRYCW_1G | 1 | West | YES | -0.202 | 28.2 | 1.3 | 141 | 0 | 1.0217 | Wind | -1 | 0.22747 | 0 | 141 |  |  | 0 | 0 | -0.22747 | 0 | 1 | 1 |  |  |  |  | 81 | 0
1073 | SCURRYCW_2G | 2 | West | YES | -0.202 | 24 | 0 | 120 | 0 | 1.0217 | Wind | -1 | 0.22747 | 0 | 120 |  |  | 0 | 0 | -0.22747 | 0 | 1 | 1 |  |  |  |  | 82 | 0
1061 | CIELOGEN_1G | 1 | West | YES | -0.20189 | 19.8 | 0 | 99 |  | 1 | Wind | -1 | 0.22736 | 0 | 99 |  |  | 0 | 0 | -0.22736 | 0 | 1 | 1 |  |  |  |  | 83 | 0
1062 | CIELOGEN_2G | 1 | West | YES | -0.20189 | 12.2 | 0 | 61 |  | 1 | Wind | -1 | 0.22736 | 0 | 61 |  |  | 0 | 0 | -0.22736 | 0 | 1 | 1 |  |  |  |  | 84 | 0
1069 | KINDERMG_1G | 1 | West | YES | -0.20189 | 25 | 5 | 25 | 0 | 1.017 | Cogen | -1 | 0.22736 | 0 | 0 |  |  | 0 | 0 | -0.22736 | 0 | 1 | 1 |  |  |  |  | 85 | 0
1070 | KINDERMG_2G | 1 | West | YES | -0.20189 | 45.7 | 12 | 45.7 | 0 | 1.017 | Cogen | -1 | 0.22736 | 0 | 0 |  |  | 0 | 0 | -0.22736 | 0 | 1 | 1 |  |  |  |  | 86 | 0
1071 | KINDERMG_3G | 1 | West | YES | -0.20189 | 45.7 | 12 | 45.7 | 0 | 1.017 | Cogen | -1 | 0.22736 | 0 | 0 |  |  | 0 | 0 | -0.22736 | 0 | 1 | 1 |  |  |  |  | 87 | 0
1343 | TRENTIPP_8 | 1 | West | YES | -0.19945 | 30 | 0 | 150 |  | 1.014 | Wind | -1 | 0.22491 | 0 | 150 |  |  | 0 | 0 | -0.22491 | 0 | 1 | 1 |  |  |  |  | 88 | 0
1354 | AEPWIND_8 | 1 | West | YES | -0.19945 | 20.2 | 0 | 101 |  | 1 | Wind | -1 | 0.22491 | 0 | 101 |  |  | 0 | 0 | -0.22491 | 0 | 1 | 1 |  |  |  |  | 89 | 0
36998 | RDCNYNG1 | 1 | West | YES | -0.19822 | 16.8 | 0 | 84 |  | 1.01 | Wind | -1 | 0.22369 | 0 | 84 |  |  | 0 | 0 | -0.22369 | 0 | 1 | 1 |  |  |  |  | 90 | 0
6407 | TURKTRAK1A | 1 | West | YES | -0.19587 | 33.9 | 0 | 169.5 | 0 | 1.025 | Wind | -1 | 0.22133 | 0 | 169.5 |  |  | 0 | 0 | -0.22133 | 0 | 1 | 1 |  |  |  |  | 91 | 0
11056 | ROSCOE_1G | 1 | West | YES | -0.1848 | 41.8 | 0 | 209 |  | 1 | Wind | -1 | 0.21027 | 0 | 209 |  |  | 0 | 0 | -0.21027 | 0 | 1 | 1 |  |  |  |  | 92 | 0
11057 | CHAMPION_1G | 1 | West | YES | -0.1848 | 25.3 | 0 | 126.5 |  | 1 | Wind | -1 | 0.21027 | 0 | 126.5 |  |  | 0 | 0 | -0.21027 | 0 | 1 | 1 |  |  |  |  | 93 | 0
11058 | PYRON_1G | 1 | West | YES | -0.1848 | 49.8 | 0 | 249 |  | 1 | Wind | -1 | 0.21027 | 0 | 249 |  |  | 0 | 0 | -0.21027 | 0 | 1 | 1 |  |  |  |  | 94 | 0
11059 | INADALE_1G | 1 | West | YES | -0.1848 | 39.4 | 0 | 197 |  | 1 | Wind | -1 | 0.21027 | 0 | 197 |  |  | 0 | 0 | -0.21027 | 0 | 1 | 1 |  |  |  |  | 95 | 0
6144 | MCADOO1A | 1 | West | YES | -0.18213 | 15 | 0 | 150 | 0 | 1.025 | Wind | -1 | 0.2076 | 0 | 150 |  |  | 0 | 0 | -0.2076 | 0 | 1 | 1 |  |  |  |  | 96 | 0
60081 | WHRLWIND1A | 1 | West | YES | -0.16148 | 12 | 0 | 60 | 0 | 1.03 | Wind | -1 | 0.18695 | 0 | 60 |  |  | 0 | 0 | -0.18695 | 0 | 1 | 1 |  |  |  |  | 97 | 0
6100 | OKLA7A | EQ | West | YES | -0.10263 | 50 | -220 | 220 | 0 | 1.035 | DCTie | -1 | 0.12809 | 0 | 0 |  |  | 0 | 0 | -0.12809 | 0 | 1 | 1 |  |  |  |  | 98 | 0
6752 | OKLA0A | 1 | West | YES | -0.10263 | 649.7 | 175 | 649.7 | 0 | 1.035 | LIGCO | -1 | 0.12809 | 0 | 649.7 |  |  | 0 | 0 | -0.12809 | 0 | 1 | 1 |  |  |  |  | 99 | 0
1643 | SLSTR1PP_1G | 1 | North | YES | -0.13104 | 6 | 0 | 60 | 0 | 1.022 | Wind | 1 | 0.079433 | 0 | 60 | -7.8624 | 60 |  |  | 0.079433 | 4.766 | [6 empty] | 100 | 0
8032 | AMISTADHYD1 | 1 | South | YES | -0.089337 | 33 | 13 | 33 | 0 | 1.03 | Hydro | 1 | 0.12114 | 0 | 0 |  |  |  |  | 0.12114 | 0 | [6 empty] | 101 | 0
8033 | AMISTADHYD2 | 2 | South | YES | -0.089337 | 25 | 13 | 25 | 0 | 1.03 | Hydro | 1 | 0.12114 | 0 | 0 |  |  |  |  | 0.12114 | 0 | [6 empty] | 102 | 0
88253 | HAMILTON | F | South | YES | -0.089337 | 0 | 0 | 0 | 0 | 1.04 | BLT | 1 | 0.12114 | 0 | 0 |  |  |  |  | 0.12114 | 0 | [6 empty] | 103 | 0
8262 | ELPS | 1 | South | YES | -0.066907 | 6 | 6 | 6 | 0 | 1.15 | Hydro | 1 | 0.14357 | 0 | 0 |  |  |  |  | 0.14357 | 0 | [6 empty] | 104 | 0
7026 | L_INKSDA1_1Y | 1 | South | YES | -0.053768 | 0 | 0 | 13.7 |  | 1 | Hydro | 1 | 0.1567 | 0 | 0 |  |  |  |  | 0.1567 | 0 | [6 empty] | 105 | 0
7022 | L_BUCHAN1_1Y | 1 | South | YES | -0.051675 | 0 | 0 | 18 |  | 1 | Hydro | 1 | 0.1588 | 0 | 0 |  |  |  |  | 0.1588 | 0 | [6 empty] | 106 | 0
7023 | L_BUCHAN1_2Y | 2 | South | YES | -0.051675 | 0 | 0 | 18 |  | 1 | Hydro | 1 | 0.1588 | 0 | 0 |  |  |  |  | 0.1588 | 0 | [6 empty] | 107 | 0
7024 | L_BUCHAN1_3Y | 3 | South | YES | -0.051675 | 0 | 0 | 15 |  | 1 | Hydro | 1 | 0.1588 | 0 | 0 |  |  |  |  | 0.1588 | 0 | [6 empty] | 108 | 0
1433 | GRHAMSES_1G | 1 | North | YES | -0.044592 | 242 | 60 | 242 | 0 | 1.038 | GST | 1 | 0.16588 | 242 | 242 | -10.7913 | 242 |  |  | 0.16588 | 40.1431 | [6 empty] | 109 | 0
7000 | L_FERGUS1_1Y | 1 | South | YES | -0.039834 | 400 | 65 | 423.3 | 0 | 1.015 | GSC | 1 | 0.17064 | 423.3 | 423.3 |  |  |  |  | 0.17064 | 72.2314 | [6 empty] | 110 | 0
7035 | L_WIRTZ_1G1Y | 1 | South | YES | -0.039294 | 0 | 0 | 29 |  | 1 | Hydro | 1 | 0.17118 | 0 | 0 |  |  |  |  | 0.17118 | 0 | [6 empty] | 111 | 0
7036 | L_WIRTZ_1G2Y | 2 | South | YES | -0.039294 | 0 | 0 | 29.7 |  | 1 | Hydro | 1 | 0.17118 | 0 | 0 |  |  |  |  | 0.17118 | 0 | [6 empty] | 112 | 0
332 | RWMILLER01 | 1 | North | YES | -0.036916 | 58.4 | 18.5 | 73 | 0 | 1.04 | GST | 1 | 0.17356 | 73 | 73 | -2.6949 | 73 |  |  | 0.17356 | 12.6696 | [6 empty] | 113 | 0
333 | RWMILLER02 | 2 | North | YES | -0.036916 | 95.2 | 37 | 119 | 0 | 1.04 | GST | 1 | 0.17356 | 119 | 119 | -4.393 | 119 |  |  | 0.17356 | 20.6532 | [6 empty] | 114 | 0
334 | RWMILLER03 | 3 | North | YES | -0.036916 | 166.4 | 65 | 208 | 0 | 1.04 | GST | 1 | 0.17356 | 208 | 208 | -7.6785 | 208 |  |  | 0.17356 | 36.0998 | [6 empty] | 115 | 0
335 | RWMILLER04 | 4 | North | YES | -0.036916 | 81.6 | 0 | 102 | 0 | 1.04 | GST | 1 | 0.17356 | 102 | 102 | -3.7654 | 102 |  |  | 0.17356 | 17.7028 | [6 empty] | 116 | 0
336 | RWMILLER05 | 5 | North | YES | -0.036916 | 80.8 | 0 | 101 | 0 | 1.04 | GST | 1 | 0.17356 | 101 | 101 | -3.7285 | 101 |  |  | 0.17356 | 17.5292 | [6 empty] | 117 | 0
1479 | WFCOGEN_1G | 1 | North | YES | -0.036218 | 16 | 12 | 20 | 0 | 1 | Cogen | 1 | 0.17425 | 0 | 0 | 0 | 0 |  |  | 0.17425 | 0 | [6 empty] | 118 | 0
1479 | WFCOGEN_1G | 2 | North | YES | -0.036218 | 16 | 12 | 20 | 0 | 1 | Cogen | 1 | 0.17425 | 0 | 0 | 0 | 0 |  |  | 0.17425 | 0 | [6 empty] | 119 | 0
1482 | WFCOGEN_2G | 2 | North | YES | -0.036218 | 13.6 | 12 | 17 | 0 | 1 | Cogen | 1 | 0.17425 | 0 | 0 | 0 | 0 |  |  | 0.17425 | 0 | [6 empty] | 120 | 0
1482 | WFCOGEN_2G | 1 | North | YES | -0.036218 | 16 | 12 | 20 | 0 | 1 | Cogen | 1 | 0.17425 | 0 | 0 | 0 | 0 |  |  | 0.17425 | 0 | [6 empty] | 121 | 0
7028 | L_MARBFA1_1Y | 1 | South | YES | -0.032055 | 0 | 0 | 18 |  | 1 | Hydro | 1 | 0.17842 | 0 | 0 |  |  |  |  | 0.17842 | 0 | [6 empty] | 122 | 0
7029 | L_MARBFA1_2Y | 2 | South | YES | -0.032055 | 0 | 0 | 18 |  | 1 | Hydro | 1 | 0.17842 | 0 | 0 |  |  |  |  | 0.17842 | 0 | [6 empty] | 123 | 0
344 | MRSSHPRD | 1 | North | YES | -0.030581 | 0 | 0 | 12 |  | 1.03 | Hydro | 1 | 0.17989 | 0 | 0 | 0 | 0 |  |  | 0.17989 | 0 | [6 empty] | 124 | 0
345 | MRSSHPRD01 | 2 | North | YES | -0.030581 | 0 | 0 | 12 |  | 1.03 | Hydro | 1 | 0.17989 | 0 | 0 | 0 | 0 |  |  | 0.17989 | 0 | [6 empty] | 125 | 0
1600 | BARTNWND_1G | 1 | North | YES | -0.03044 | 12 | 0 | 120 | 0 | 1.022 | Wind | 1 | 0.18003 | 0 | 120 | -3.6528 | 120 |  |  | 0.18003 | 21.6039 | [6 empty] | 126 | 0
58909 | PEARSALLSCG1 | 3 | South | YES | -0.020651 | 0 | 0 | 8.4 |  | 1.027 | Diesel | 1 | 0.18982 | 8.4 | 8.4 |  |  |  |  | 0.18982 | 1.5945 | [6 empty] | 127 | 0
58909 | PEARSALLSCG1 | 4 | South | YES | -0.020651 | 0 | 0 | 8.4 |  | 1.027 | Diesel | 1 | 0.18982 | 8.4 | 8.4 |  |  |  |  | 0.18982 | 1.5945 | [6 empty] | 128 | 0
58909 | PEARSALLSCG1 | 6 | South | YES | -0.020651 | 0 | 0 | 8.4 |  | 1.027 | Diesel | 1 | 0.18982 | 8.4 | 8.4 |  |  |  |  | 0.18982 | 1.5945 | [6 empty] | 129 | 0
58909 | PEARSALLSCG1 | 5 | South | YES | -0.020651 | 0 | 0 | 8.4 |  | 1.027 | Diesel | 1 | 0.18982 | 8.4 | 8.4 |  |  |  |  | 0.18982 | 1.5945 | [6 empty] | 130 | 0
58909 | PEARSALLSCG1 | 1 | South | YES | -0.020651 | 0 | 0 | 8.4 |  | 1.027 | Diesel | 1 | 0.18982 | 8.4 | 8.4 |  |  |  |  | 0.18982 | 1.5945 | [6 empty] | 131 | 0
58909 | PEARSALLSCG1 | 2 | South | YES | -0.020651 | 0 | 0 | 8.4 |  | 1.027 | Diesel | 1 | 0.18982 | 8.4 | 8.4 |  |  |  |  | 0.18982 | 1.5945 | [6 empty] | 132 | 0
58919 | PEARSALLSCG2 | 5 | South | YES | -0.020651 | 0 | 0 | 8.4 |  | 1.027 | Diesel | 1 | 0.18982 | 8.4 | 8.4 |  |  |  |  | 0.18982 | 1.5945 | [6 empty] | 133 | 0
58919 | PEARSALLSCG2 | 6 | South | YES | -0.020651 | 0 | 0 | 8.4 |  | 1.027 | Diesel | 1 | 0.18982 | 8.4 | 8.4 |  |  |  |  | 0.18982 | 1.5945 | [6 empty] | 134 | 0
58919 | PEARSALLSCG2 | 1 | South | YES | -0.020651 | 0 | 0 | 8.4 |  | 1.027 | Diesel | 1 | 0.18982 | 8.4 | 8.4 |  |  |  |  | 0.18982 | 1.5945 | [6 empty] | 135 | 0
58919 | PEARSALLSCG2 | 2 | South | YES | -0.020651 | 0 | 0 | 8.4 |  | 1.027 | Diesel | 1 | 0.18982 | 8.4 | 8.4 |  |  |  |  | 0.18982 | 1.5945 | [6 empty] | 136 | 0
58919 | PEARSALLSCG2 | 4 | South | YES | -0.020651 | 0 | 0 | 8.4 |  | 1.027 | Diesel | 1 | 0.18982 | 8.4 | 8.4 |  |  |  |  | 0.18982 | 1.5945 | [6 empty] | 137 | 0
58919 | PEARSALLSCG2 | 3 | South | YES | -0.020651 | 0 | 0 | 8.4 |  | 1.027 | Diesel | 1 | 0.18982 | 8.4 | 8.4 |  |  |  |  | 0.18982 | 1.5945 | [6 empty] | 138 | 0
58929 | PEARSALLSCG3 | 4 | South | YES | -0.020651 | 0 | 0 | 8.4 |  | 1.027 | Diesel | 1 | 0.18982 | 8.4 | 8.4 |  |  |  |  | 0.18982 | 1.5945 | [6 empty] | 139 | 0
58929 | PEARSALLSCG3 | 6 | South | YES | -0.020651 | 0 | 0 | 8.4 |  | 1.027 | Diesel | 1 | 0.18982 | 8.4 | 8.4 |  |  |  |  | 0.18982 | 1.5945 | [6 empty] | 140 | 0
58929 | PEARSALLSCG3 | 2 | South | YES | -0.020651 | 0 | 0 | 8.4 |  | 1.027 | Diesel | 1 | 0.18982 | 8.4 | 8.4 |  |  |  |  | 0.18982 | 1.5945 | [6 empty] | 141 | 0
58929 | PEARSALLSCG3 | 5 | South | YES | -0.020651 | 0 | 0 | 8.4 |  | 1.027 | Diesel | 1 | 0.18982 | 8.4 | 8.4 |  |  |  |  | 0.18982 | 1.5945 | [6 empty] | 142 | 0
58929 | PEARSALLSCG3 | 1 | South | YES | -0.020651 | 0 | 0 | 8.4 |  | 1.027 | Diesel | 1 | 0.18982 | 8.4 | 8.4 |  |  |  |  | 0.18982 | 1.5945 | [6 empty] | 143 | 0
58929 | PEARSALLSCG3 | 3 | South | YES | -0.020651 | 0 | 0 | 8.4 |  | 1.027 | Diesel | 1 | 0.18982 | 8.4 | 8.4 |  |  |  |  | 0.18982 | 1.5945 | [6 empty] | 144 | 0
58949 | PEARSALLSCG4 | 3 | South | YES | -0.020651 | 0 | 0 | 8.4 |  | 1.027 | Diesel | 1 | 0.18982 | 8.4 | 8.4 |  |  |  |  | 0.18982 | 1.5945 | [6 empty] | 145 | 0
58949 | PEARSALLSCG4 | 2 | South | YES | -0.020651 | 0 | 0 | 8.4 |  | 1.027 | Diesel | 1 | 0.18982 | 8.4 | 8.4 |  |  |  |  | 0.18982 | 1.5945 | [6 empty] | 146 | 0
58949 | PEARSALLSCG4 | 1 | South | YES | -0.020651 | 0 | 0 | 8.4 |  | 1.027 | Diesel | 1 | 0.18982 | 8.4 | 8.4 |  |  |  |  | 0.18982 | 1.5945 | [6 empty] | 147 | 0
58949 | PEARSALLSCG4 | 4 | South | YES | -0.020651 | 0 | 0 | 8.4 |  | 1.027 | Diesel | 1 | 0.18982 | 8.4 | 8.4 |  |  |  |  | 0.18982 | 1.5945 | [6 empty] | 148 | 0
58949 | PEARSALLSCG4 | 6 | South | YES | -0.020651 | 0 | 0 | 8.4 |  | 1.027 | Diesel | 1 | 0.18982 | 8.4 | 8.4 |  |  |  |  | 0.18982 | 1.5945 | [6 empty] | 149 | 0
58949 | PEARSALLSCG4 | 5 | South | YES | -0.020651 | 0 | 0 | 8.4 |  | 1.027 | Diesel | 1 | 0.18982 | 8.4 | 8.4 |  |  |  |  | 0.18982 | 1.5945 | [6 empty] | 150 | 0
80265 | LARECU40A | 4 | South | YES | -0.01758 | 80 | 0 | 100 |  | 1.039 | GGT | 1 | 0.19289 | 100 | 100 |  |  |  |  | 0.19289 | 19.2893 | [6 empty] | 151 | 0
80266 | LARECU50A | 5 | South | YES | -0.01758 | 80 | 0 | 100 |  | 1.039 | GGT | 1 | 0.19289 | 100 | 100 |  |  |  |  | 0.19289 | 19.2893 | [6 empty] | 152 | 0
80012 | LAR | F | South | YES | -0.017578 | 0 | 0 | 0 | 0 | 1.04 | DCTie | 1 | 0.19289 | 0 | 0 |  |  |  |  | 0.19289 | 0 | [6 empty] | 153 | 0
5890 | PEARSALLGEN1 | 1 | South | YES | -0.017571 | 19.2 | 6 | 24 | 0 | 1.0226 | GST | 1 | 0.1929 | 24 | 24 |  |  |  |  | 0.1929 | 4.6296 | [6 empty] | 154 | 0
5891 | PEARSALLGEN2 | 1 | South | YES | -0.017571 | 19.4 | 6 | 24.3 | 0 | 1.0226 | GST | 1 | 0.1929 | 24.3 | 24.3 |  |  |  |  | 0.1929 | 4.6875 | [6 empty] | 155 | 0
5892 | PEARSALLGEN3 | 1 | South | YES | -0.017571 | 19.1 | 6 | 23.9 | 0 | 1.0226 | GST | 1 | 0.1929 | 23.9 | 23.9 |  |  |  |  | 0.1929 | 4.6104 | [6 empty] | 156 | 0
1432 | GRHAMSES_2G | 2 | North | YES | -0.016232 | 294.9 | 90 | 366 | 0 | 1.014 | GST | 1 | 0.19424 | 366 | 366 | -5.9409 | 366 |  |  | 0.19424 | 71.0921 | [6 empty] | 157 | 0
1437 | MESQUITW_1G | 1 | North | YES | -0.016232 | 40 | 0 | 400 | 0 | 1.023 | Wind | 1 | 0.19424 | 0 | 400 | -6.4928 | 400 |  |  | 0.19424 | 77.6963 | [6 empty] | 158 | 0
1438 | MESQUITW_2G | 1 | North | YES | -0.016232 | 23.6 | 0 | 236 |  | 1.017 | Wind | 1 | 0.19424 | 0 | 236 | -3.8308 | 236 |  |  | 0.19424 | 45.8408 | [6 empty] | 159 | 0
1442 | COKFIELD_5 | 1 | North | YES | -0.016232 | 16.5 | 0 | 165 |  | 1.029 | Wind | 1 | 0.19424 | 0 | 165 | -2.6783 | 165 |  |  | 0.19424 | 32.0497 | [6 empty] | 160 | 0
7031 | L_MARSFO1G1Y | 1 | South | YES | -0.015963 | 0 | 0 | 36 |  | 1 | Hydro | 1 | 0.19451 | 0 | 0 |  |  |  |  | 0.19451 | 0 | [6 empty] | 161 | 0
7032 | L_MARSFO1G2Y | 2 | South | YES | -0.015963 | 0 | 0 | 35 |  | 1 | Hydro | 1 | 0.19451 | 0 | 0 |  |  |  |  | 0.19451 | 0 | [6 empty] | 162 | 0
7033 | L_MARSFO1G3Y | 3 | South | YES | -0.015963 | 0 | 0 | 36 |  | 1 | Hydro | 1 | 0.19451 | 0 | 0 |  |  |  |  | 0.19451 | 0 | [6 empty] | 163 | 0
88299 | ZAPATA | F | South | YES | -0.012621 | 0 | 0 | 0 | 0 | 1.02 | BLT | 1 | 0.19785 | 0 | 0 |  |  |  |  | 0.19785 | 0 | [6 empty] | 164 | 0
5728 | FALCONHYDRO2 | 2 | South | YES | -0.00926 | 12 | 0 | 12 | 0 | 1.0234 | Hydro | 1 | 0.20121 | 0 | 0 |  |  |  |  | 0.20121 | 0 | [6 empty] | 165 | 0
5729 | FALCONHYDRO3 | 3 | South | YES | -0.00926 | 11 | 0 | 11 | 0 | 1.0234 | Hydro | 1 | 0.20121 | 0 | 0 |  |  |  |  | 0.20121 | 0 | [6 empty] | 166 | 0
8048 | FALCONHYDRO1 | 1 | South | YES | -0.00926 | 12 | 0 | 12 | 0 | 1.0234 | Hydro | 1 | 0.20121 | 0 | 0 |  |  |  |  | 0.20121 | 0 | [6 empty] | 167 | 0
503 | NTHTEXAS01 | 1 | North | YES | -0.009013 | 0 | 5 | 18 |  | 1.015 | GST | 1 | 0.20146 | 18 | 18 | -0.16223 | 18 |  |  | 0.20146 | 3.6263 | [6 empty] | 168 | 0
504 | NTHTEXAS02 | 2 | North | YES | -0.009013 | 14.4 | 5 | 18 |  | 1.015 | GST | 1 | 0.20146 | 18 | 18 | -0.16223 | 18 |  |  | 0.20146 | 3.6263 | [6 empty] | 169 | 0
505 | NTHTEXAS03 | 3 | North | YES | -0.009013 | 30.4 | 15 | 38 |  | 1.015 | GST | 1 | 0.20146 | 38 | 38 | -0.34249 | 38 |  |  | 0.20146 | 7.6555 | [6 empty] | 170 | 0
88508 | FALFURRI | F | South | YES | -0.008714 | 0 | 0 | 0 | 0 | 1 | AVR | 1 | 0.20176 | 0 | 0 |  |  |  |  | 0.20176 | 0 | [6 empty] | 171 | 0
5264 | LEON_LCP3G3 | 3 | South | YES | -0.008222 | 0 | 20 | 58 |  | 1.0197 | GST | 1 | 0.20225 | 58 | 58 |  |  |  |  | 0.20225 | 11.7305 | [6 empty] | 172 | 0
5265 | LEON_LCP4G4 | 4 | South | YES | -0.008222 | 89 | 25 | 89 | 0 | 1.0197 | GST | 1 | 0.20225 | 89 | 89 |  |  |  |  | 0.20225 | 18.0003 | [6 empty] | 173 | 0
5266 | LEON_LCPCT1 | 1 | South | YES | -0.008222 | 44 | 24 | 44 | 0 | 1.0197 | GGT | 1 | 0.20225 | 44 | 44 |  |  |  |  | 0.20225 | 8.899 | [6 empty] | 174 | 0
5267 | LEON_LCPCT2 | 2 | South | YES | -0.008222 | 44 | 24 | 44 | 0 | 1.0197 | GGT | 1 | 0.20225 | 44 | 44 |  |  |  |  | 0.20225 | 8.899 | [6 empty] | 175 | 0
5268 | LEON_LCPCT3 | 3 | South | YES | -0.008222 | 43 | 24 | 43 | 0 | 1.0197 | GGT | 1 | 0.20225 | 43 | 43 |  |  |  |  | 0.20225 | 8.6968 | [6 empty] | 176 | 0
5269 | LEON_LCPCT4 | 4 | South | YES | -0.008222 | 45 | 24 | 45 | 0 | 1.0197 | GGT | 1 | 0.20225 | 45 | 45 |  |  |  |  | 0.20225 | 9.1013 | [6 empty] | 177 | 0
7487 | L_CANYHY8_1Y | 1 | South | YES | -0.007878 | 0 | 0 | 6 |  | 1 | Hydro | 1 | 0.20259 | 0 | 0 |  |  |  |  | 0.20259 | 0 | [6 empty] | 178 | 0
5028 | BRAUNIG_VHB3 | 3 | South | YES | -0.007703 | 407 | 60 | 407 | 0 | 1.0138 | GST | 1 | 0.20277 | 407 | 407 |  |  |  |  | 0.20277 | 82.5273 | [6 empty] | 179 | 0
7020 | L_AUSTPL1_1Y | 1 | South | YES | -0.007553 | 0 | 0 | 8 |  | 1 | Hydro | 1 | 0.20292 | 0 | 0 |  |  |  |  | 0.20292 | 0 | [6 empty] | 180 | 0
7020 | L_AUSTPL1_1Y | 2 | South | YES | -0.007553 | 0 | 0 | 8 |  | 1 | Hydro | 1 | 0.20292 | 0 | 0 |  |  |  |  | 0.20292 | 0 | [6 empty] | 181 | 0
5396 | CALAVER_OWS1 | 1 | South | YES | -0.007511 | 418 | 80 | 418 | 0 | 1.0192 | GST | 1 | 0.20296 | 418 | 418 |  |  |  |  | 0.20296 | 84.838 | [6 empty] | 182 | 0
5397 | CALAVER_OWS2 | 2 | South | YES | -0.007511 | 400 | 80 | 400 | 0 | 1.0192 | GST | 1 | 0.20296 | 400 | 400 |  |  |  |  | 0.20296 | 81.1847 | [6 empty] | 183 | 0
5026 | BRAUNIG_VHB1 | 1 | South | YES | -0.007502 | 215 | 40 | 215 | 0 | 1.0192 | GST | 1 | 0.20297 | 215 | 215 |  |  |  |  | 0.20297 | 43.6387 | [6 empty] | 184 | 0
5027 | BRAUNIG_VHB2 | 2 | South | YES | -0.007502 | 216 | 40 | 216 | 0 | 1.0192 | GST | 1 | 0.20297 | 216 | 216 |  |  |  |  | 0.20297 | 43.8417 | [6 empty] | 185 | 0
5111 | CALAVER_JTD1 | 1 | South | YES | -0.007422 | 430 | 80 | 430 | 0 | 1.0138 | LIGCO | 1 | 0.20305 | 0 | 430 |  |  |  |  | 0.20305 | 87.3118 | [6 empty] | 186 | 0
5112 | CALAVER_JTD2 | 2 | South | YES | -0.007422 | 430 | 80 | 430 | 0 | 1.0138 | LIGCO | 1 | 0.20305 | 0 | 430 |  |  |  |  | 0.20305 | 87.3118 | [6 empty] | 187 | 0
5436 | TUTTL_WBT1G1 | 1 | South | YES | -0.007039 | 48.8 | 20 | 61 | 0 | 1.012 | GST | 1 | 0.20343 | 61 | 61 |  |  |  |  | 0.20343 | 12.4095 | [6 empty] | 188 | 0
5438 | TUTTL_WBT3G3 | 3 | South | YES | -0.007039 | 95 | 25 | 95 | 0 | 1.012 | GST | 1 | 0.20343 | 95 | 95 |  |  |  |  | 0.20343 | 19.3262 | [6 empty] | 189 | 0
5439 | TUTTL_WBT4G4 | 4 | South | YES | -0.007039 | 151 | 40 | 151 | 0 | 1.012 | GST | 1 | 0.20343 | 151 | 151 |  |  |  |  | 0.20343 | 30.7185 | [6 empty] | 190 | 0
5476 | BRA_AVR1_CT1 | 1 | South | YES | -0.006884 | 155 | 90 | 155 | 0 | 1.025 | CC | 1 | 0.20359 | 155 | 155 |  |  |  |  | 0.20359 | 31.5563 | [6 empty] | 191 | 0
5477 | BRA_AVR1_ST | 1 | South | YES | -0.006884 | 174 | 138 | 174 | 0 | 1.025 | CC | 1 | 0.20359 | 174 | 174 |  |  |  |  | 0.20359 | 35.4244 | [6 empty] | 192 | 0
5478 | BRA_AVR1_CT2 | 1 | South | YES | -0.006884 | 155 | 90 | 155 | 0 | 1.025 | CC | 1 | 0.20359 | 155 | 155 |  |  |  |  | 0.20359 | 31.5563 | [6 empty] | 193 | 0
9000 | DECKR_G1 | 1 | South | YES | -0.006721 | 280 | 50 | 321 | 0 | 1.015 | GST | 1 | 0.20375 | 321 | 321 |  |  |  |  | 0.20375 | 65.4043 | [6 empty] | 194 | 0
9001 | DECKR_G2 | 2 | South | YES | -0.006721 | 400 | 50 | 426 | 0 | 1.015 | GST | 1 | 0.20375 | 426 | 426 |  |  |  |  | 0.20375 | 86.7982 | [6 empty] | 195 | 0
5401 | CALAVER_JKS1 | 1 | South | YES | -0.006583 | 562 | 100 | 562 | 0 | 1.026 | LIGCO | 1 | 0.20389 | 0 | 562 |  |  |  |  | 0.20389 | 114.586 | [6 empty] | 196 | 0
9016 | SANDH_G1 | 1 | South | YES | -0.00657 | 45 | 2 | 49 | 0 | 1.0175 | GGT | 1 | 0.2039 | 49 | 49 |  |  |  |  | 0.2039 | 9.9912 | [6 empty] | 197 | 0
9017 | SANDH_G2 | 2 | South | YES | -0.00657 | 45 | 2 | 46 | 0 | 1.0175 | GGT | 1 | 0.2039 | 46 | 46 |  |  |  |  | 0.2039 | 9.3795 | [6 empty] | 198 | 0
9018 | SANDH_G3 | 3 | South | YES | -0.00657 | 45 | 2 | 46 | 0 | 1.0175 | GGT | 1 | 0.2039 | 46 | 46 |  |  |  |  | 0.2039 | 9.3795 | [6 empty] | 199 | 0
9019 | SANDH_G4 | 4 | South | YES | -0.00657 | 0 | 2 | 47 |  | 1.0175 | GGT | 1 | 0.2039 | 47 | 47 |  |  |  |  | 0.2039 | 9.5834 | [6 empty] | 200 | 0
9020 | SANDHG5A | 5A | South | YES | -0.00657 | 150 | 84 | 155 | 0 | 1.0175 | CC | 1 | 0.2039 | 155 | 155 |  |  |  |  | 0.2039 | 31.6049 | [6 empty] | 201 | 0
9021 | SANDHG5C | 5C | South | YES | -0.00657 | 140 | 0 | 148 | 0 | 1.0175 | CC | 1 | 0.2039 | 148 | 148 |  |  |  |  | 0.2039 | 30.1776 | [6 empty] | 202 | 0
5903 | SANMIGUELGEN | 1 | South | YES | -0.006363 | 396.3 | 180 | 396.3 | 0 | 1.0336 | LIGCO | 1 | 0.20411 | 0 | 396.3 |  |  |  |  | 0.20411 | 80.8887 | [6 empty] | 203 | 0
7609 | L_SCHUMA8_1Y | 1 | South | YES | -0.006302 | 0 | 0 | 4 |  | 1 | Hydro | 1 | 0.20417 | 0 | 0 |  |  |  |  | 0.20417 | 0 | [6 empty] | 204 | 0
9002 | DECKR_G3 | 3 | South | YES | -0.006262 | 0 | 24 | 42 |  | 1.015 | GGT | 1 | 0.20421 | 42 | 42 |  |  |  |  | 0.20421 | 8.5769 | [6 empty] | 205 | 0
9003 | DECKR_G4 | 4 | South | YES | -0.006262 | 44 | 24 | 44 | 0 | 1.015 | GGT | 1 | 0.20421 | 44 | 44 |  |  |  |  | 0.20421 | 8.9853 | [6 empty] | 206 | 0
9004 | DECKR_G5 | 5 | South | YES | -0.006262 | 44 | 24 | 44 | 0 | 1.015 | GGT | 1 | 0.20421 | 44 | 44 |  |  |  |  | 0.20421 | 8.9853 | [6 empty] | 207 | 0
9005 | DECKR_G6 | 6 | South | YES | -0.006262 | 44 | 24 | 47 | 0 | 1.015 | GGT | 1 | 0.20421 | 47 | 47 |  |  |  |  | 0.20421 | 9.5979 | [6 empty] | 208 | 0
88198 | BEEVILLE | F | South | YES | -0.006092 | 0 | 0 | 0 | 0 | 1.02 | AVR | 1 | 0.20438 | 0 | 0 |  |  |  |  | 0.20438 | 0 | [6 empty] | 209 | 0
7605 | L_MCQUEE9_1Y | 1 | South | YES | -0.005986 | 0 | 0 | 2.4 |  | 1.025 | Hydro | 1 | 0.20449 | 0 | 0 |  |  |  |  | 0.20449 | 0 | [6 empty] | 210 | 0
7605 | L_MCQUEE9_1Y | 2 | South | YES | -0.005986 | 0 | 0 | 2.4 |  | 1.025 | Hydro | 1 | 0.20449 | 0 | 0 |  |  |  |  | 0.20449 | 0 | [6 empty] | 211 | 0
7605 | L_MCQUEE9_1Y | 3 | South | YES | -0.005986 | 0 | 0 | 2.8 |  | 1.025 | Hydro | 1 | 0.20449 | 0 | 0 |  |  |  |  | 0.20449 | 0 | [6 empty] | 212 | 0
8933 | FGNTS001 | 1 | South | YES | -0.005748 | 146.5 | 0 | 146.5 | 0 | 1.03 | CC | 1 | 0.20472 | 146.5 | 146.5 |  |  |  |  | 0.20472 | 29.9922 | [6 empty] | 213 | 0
8934 | FGNTS101 | 2 | South | YES | -0.005748 | 147.9 | 0 | 147.9 | 0 | 1.03 | CC | 1 | 0.20472 | 147.9 | 147.9 |  |  |  |  | 0.20472 | 30.2788 | [6 empty] | 214 | 0
8935 | FGNTS201 | 3 | South | YES | -0.005748 | 173 | 0 | 173 | 0 | 1.03 | CC | 1 | 0.20472 | 173 | 173 |  |  |  |  | 0.20472 | 35.4174 | [6 empty] | 215 | 0
7800 | L_GUADGE1_1Y | 1 | South | YES | -0.005559 | 147 | 30 | 147 | 0 | 1.02 | CC | 1 | 0.20491 | 147 | 147 |  |  |  |  | 0.20491 | 30.1223 | [6 empty] | 216 | 0
7801 | L_GUADGE1_2Y | 2 | South | YES | -0.005559 | 138 | 30 | 138 | 0 | 1.02 | CC | 1 | 0.20491 | 138 | 138 |  |  |  |  | 0.20491 | 28.2781 | [6 empty] | 217 | 0
7802 | L_GUADGE1_3Y | 3 | South | YES | -0.005559 | 146 | 30 | 146 | 0 | 1.02 | CC | 1 | 0.20491 | 146 | 146 |  |  |  |  | 0.20491 | 29.9174 | [6 empty] | 218 | 0
7803 | L_GUADGE1_4Y | 4 | South | YES | -0.005559 | 149 | 30 | 149 | 0 | 1.02 | CC | 1 | 0.20491 | 149 | 149 |  |  |  |  | 0.20491 | 30.5321 | [6 empty] | 219 | 0
7804 | L_GUADGE1_5Y | 5 | South | YES | -0.005559 | 182 | 30 | 182 | 0 | 1.02 | CC | 1 | 0.20491 | 182 | 182 |  |  |  |  | 0.20491 | 37.2943 | [6 empty] | 220 | 0
7805 | L_GUADGE1_6Y | 6 | South | YES | -0.005559 | 203 | 30 | 203 | 0 | 1.02 | CC | 1 | 0.20491 | 203 | 203 |  |  |  |  | 0.20491 | 41.5975 | [6 empty] | 221 | 0
7810 | L_RIONOG1G1Y | 1 | South | YES | -0.005428 | 148 | 0 | 148 | 0 | 1.02 | CC | 1 | 0.20504 | 148 | 148 |  |  |  |  | 0.20504 | 30.3466 | [6 empty] | 222 | 0
7811 | L_RIONOG1G2Y | 2 | South | YES | -0.005428 | 148 | 0 | 148 | 0 | 1.02 | CC | 1 | 0.20504 | 148 | 148 |  |  |  |  | 0.20504 | 30.3466 | [6 empty] | 223 | 0
7812 | L_RIONOG1G3Y | 3 | South | YES | -0.005428 | 154 | 0 | 154 | 0 | 1.02 | CC | 1 | 0.20504 | 154 | 154 |  |  |  |  | 0.20504 | 31.5769 | [6 empty] | 224 | 0
7813 | L_RIONOG1S1Y | 4 | South | YES | -0.005428 | 293 | 0 | 293 | 0 | 1.02 | CC | 1 | 0.20504 | 293 | 293 |  |  |  |  | 0.20504 | 60.0781 | [6 empty] | 225 | 0
7624 | L_LAKEWO9_1Y | 1 | South | YES | -0.005418 | 0 | 0 | 2.4 |  | 1 | Hydro | 1 | 0.20505 | 0 | 0 |  |  |  |  | 0.20505 | 0 | [6 empty] | 226 | 0
7624 | L_LAKEWO9_1Y | 2 | South | YES | -0.005418 | 0 | 0 | 2.4 |  | 1 | Hydro | 1 | 0.20505 | 0 | 0 |  |  |  |  | 0.20505 | 0 | [6 empty] | 227 | 0
7014 | L_HAYSEN1_1Y | 1 | South | YES | -0.005307 | 223.9 | 74 | 223.9 | 0 | 1.008 | CC | 1 | 0.20517 | 223.9 | 223.9 |  |  |  |  | 0.20517 | 45.9366 | [6 empty] | 228 | 0
7015 | L_HAYSEN1_2Y | 2 | South | YES | -0.005307 | 225 | 74 | 225 | 0 | 1.008 | CC | 1 | 0.20517 | 225 | 225 |  |  |  |  | 0.20517 | 46.1623 | [6 empty] | 229 | 0
7016 | L_HAYSEN1_3Y | 3 | South | YES | -0.005307 | 224.6 | 74 | 224.6 | 0 | 1.008 | CC | 1 | 0.20517 | 224.6 | 224.6 |  |  |  |  | 0.20517 | 46.0802 | [6 empty] | 230 | 0
7017 | L_HAYSEN1_4Y | 4 | South | YES | -0.005307 | 226.7 | 74 | 226.7 | 0 | 1.008 | CC | 1 | 0.20517 | 226.7 | 226.7 |  |  |  |  | 0.20517 | 46.5111 | [6 empty] | 231 | 0
8981 | HECN1 | 1 | South | YES | -0.005156 | 144.8 | 0 | 144.8 | 0 | 1.0304 | CC | 1 | 0.20532 | 144.8 | 144.8 |  |  |  |  | 0.20532 | 29.7299 | [6 empty] | 232 | 0
8982 | HECN2 | 2 | South | YES | -0.005156 | 144.1 | 0 | 144.1 | 0 | 1.0304 | CC | 1 | 0.20532 | 144.1 | 144.1 |  |  |  |  | 0.20532 | 29.5861 | [6 empty] | 233 | 0
8983 | HECN3 | 3 | South | YES | -0.005156 | 171.9 | 0 | 171.9 | 0 | 1.0304 | CC | 1 | 0.20532 | 171.9 | 171.9 |  |  |  |  | 0.20532 | 35.2939 | [6 empty] | 234 | 0
8936 | MVGN#1 | 1 | South | YES | -0.005155 | 216.6 | 0 | 216.6 | 0 | 1.0304 | CC | 1 | 0.20532 | 216.6 | 216.6 |  |  |  |  | 0.20532 | 44.4718 | [6 empty] | 235 | 0
8937 | MVGN#2 | 2 | South | YES | -0.005155 | 216.7 | 0 | 216.7 | 0 | 1.0304 | CC | 1 | 0.20532 | 216.7 | 216.7 |  |  |  |  | 0.20532 | 44.4924 | [6 empty] | 236 | 0
8938 | MVGN#3 | 3 | South | YES | -0.005155 | 250.9 | 0 | 250.9 | 0 | 1.0304 | CC | 1 | 0.20532 | 250.9 | 250.9 |  |  |  |  | 0.20532 | 51.5142 | [6 empty] | 237 | 0
5932 | SI_RAY9 | 9 | South | YES | -0.004904 | 32 | 32 | 38 | 0 | 1.035 | CC | 1 | 0.20557 | 38 | 38 |  |  |  |  | 0.20557 | 7.8116 | [6 empty] | 238 | 0
5933 | SI_RAY6 | 6 | South | YES | -0.004904 | 15.4 | 10 | 19.3 | 0 | 1.035 | GST | 1 | 0.20557 | 19.3 | 19.3 |  |  |  |  | 0.20557 | 3.9675 | [6 empty] | 239 | 0
5935 | SI_RAY10 | 10 | South | YES | -0.004904 | 47 | 10 | 47 | 0 | 1.03 | CC | 1 | 0.20557 | 47 | 47 |  |  |  |  | 0.20557 | 9.6617 | [6 empty] | 240 | 0
80003 | MILHWYS | F | South | YES | -0.004904 | 0 | 0 | 0 | 0 | 1.0168 | AVR | 1 | 0.20557 | 0 | 0 |  |  |  |  | 0.20557 | 0 | [6 empty] | 241 | 0
8189 | CUECPL2A | 1 | South | YES | -0.004766 | 12 | 0 | 12 | 0 | 1.02 | Cogen | 1 | 0.20571 | 0 | 0 |  |  |  |  | 0.20571 | 0 | [6 empty] | 242 | 0
8517 | CELANEBI0A | 1 | South | YES | -0.004762 | 29 | 0 | 29 | 0 | 1.02 | Cogen | 1 | 0.20571 | 0 | 0 |  |  |  |  | 0.20571 | 0 | [6 empty] | 243 | 0
80080 | GWINDT11A | 3 | South | YES | -0.004748 | 0 | 0 | 38 | 0 | 1.025 | Wind | 1 | 0.20572 | 0 | 38 |  |  |  |  | 0.20572 | 7.8175 | [6 empty] | 244 | 0
80080 | GWINDT11A | 4 | South | YES | -0.004748 | 3.8 | 0 | 19 | 0 | 1.025 | Wind | 1 | 0.20572 | 0 | 19 |  |  |  |  | 0.20572 | 3.9088 | [6 empty] | 245 | 0
80080 | GWINDT11A | 2 | South | YES | -0.004748 | 0 | 0 | 41 | 0 | 1.025 | Wind | 1 | 0.20572 | 0 | 41 |  |  |  |  | 0.20572 | 8.4347 | [6 empty] | 246 | 0
80080 | GWINDT11A | 1 | South | YES | -0.004748 | 28.2 | 0 | 94 | 0 | 1.025 | Wind | 1 | 0.20572 | 0 | 94 |  |  |  |  | 0.20572 | 19.3381 | [6 empty] | 247 | 0
80081 | GWINDT21A | 4 | South | YES | -0.004748 | 4.4 | 0 | 22 | 0 | 1.025 | Wind | 1 | 0.20572 | 0 | 22 |  |  |  |  | 0.20572 | 4.5259 | [6 empty] | 248 | 0
80081 | GWINDT21A | 1 | South | YES | -0.004748 | 28.2 | 0 | 94 | 0 | 1.025 | Wind | 1 | 0.20572 | 0 | 94 |  |  |  |  | 0.20572 | 19.3381 | [6 empty] | 249 | 0
80081 | GWINDT21A | 3 | South | YES | -0.004748 | 8.6 | 0 | 43 | 0 | 1.025 | Wind | 1 | 0.20572 | 0 | 43 |  |  |  |  | 0.20572 | 8.8462 | [6 empty] | 250 | 0
80081 | GWINDT21A | 2 | South | YES | -0.004748 | 7.2 | 0 | 36 | 0 | 1.025 | Wind | 1 | 0.20572 | 0 | 36 |  |  |  |  | 0.20572 | 7.4061 | [6 empty] | 251 | 0
80180 | PNSCALT11A | 2 | South | YES | -0.004748 | 10 | 0 | 50 | 0 | 1.025 | Wind | 1 | 0.20572 | 0 | 50 |  |  |  |  | 0.20572 | 10.2862 | [6 empty] | 252 | 0
80180 | PNSCALT11A | 1 | South | YES | -0.004748 | 43.8 | 0 | 148 | 0 | 1.025 | Wind | 1 | 0.20572 | 0 | 148 |  |  |  |  | 0.20572 | 30.4473 | [6 empty] | 253 | 0
80181 | PNSCALT21A | 2 | South | YES | -0.004748 | 10 | 0 | 50 | 0 | 1.025 | Wind | 1 | 0.20572 | 0 | 50 |  |  |  |  | 0.20572 | 10.2862 | [6 empty] | 254 | 0
80181 | PNSCALT21A | 1 | South | YES | -0.004748 | 16.5 | 0 | 55 | 0 | 1.025 | Wind | 1 | 0.20572 | 0 | 55 |  |  |  |  | 0.20572 | 11.3149 | [6 empty] | 255 | 0
8461 | KOCH_UP0A | 1 | South | YES | -0.00461 | 38 | 0 | 38 | 0 | 1.012 | Cogen | 1 | 0.20586 | 0 | 0 |  |  |  |  | 0.20586 | 0 | [6 empty] | 256 | 0
8511 | OXY_CC0A | 1 | South | YES | -0.004569 | 30.3 | 0 | 38 | 0 | 1.027 | Cogen | 1 | 0.2059 | 0 | 0 |  |  |  |  | 0.2059 | 0 | [6 empty] | 257 | 0
8506 | VAL #1 | 1 | South | YES | -0.004561 | 20.9 | 0 | 25 | 0 | 1.0055 | Cogen | 1 | 0.20591 | 0 | 0 |  |  |  |  | 0.20591 | 0 | [6 empty] | 258 | 0
8507 | VAL #2 | 2 | South | YES | -0.004561 | 20.9 | 0 | 25 | 0 | 1.0055 | Cogen | 1 | 0.20591 | 0 | 0 |  |  |  |  | 0.20591 | 0 | [6 empty] | 259 | 0
8459 | B_DAVIS0B | MB | South | YES | -0.004494 | 0 | 50 | 339 |  | 1.03 | GSC | 1 | 0.20598 | 0 | 0 |  |  |  |  | 0.20598 | 0 | [6 empty] | 260 | 0
8460 | B_DAVIS0A | MB | South | YES | -0.004494 | 0 | 50 | 340 |  | 1.03 | GSC | 1 | 0.20598 | 0 | 0 |  |  |  |  | 0.20598 | 0 | [6 empty] | 261 | 0
80263 | B_DAVIS31A | 3 | South | YES | -0.004494 | 0 | 0 | 180 |  | 1.0366 | CC | 1 | 0.20598 | 180 | 180 |  |  |  |  | 0.20598 | 37.0762 | [6 empty] | 262 | 0
80264 | B_DAVIS41A | 4 | South | YES | -0.004494 | 0 | 0 | 180 |  | 1.0366 | CC | 1 | 0.20598 | 180 | 180 |  |  |  |  | 0.20598 | 37.0762 | [6 empty] | 263 | 0
8456 | COSW#1 | 1 | South | YES | -0.004467 | 20 | 0 | 20 | 0 | 1.027 | Cogen | 1 | 0.20601 | 0 | 0 |  |  |  |  | 0.20601 | 0 | [6 empty] | 264 | 0
8457 | COSW#2 | 2 | South | YES | -0.004467 | 14 | 0 | 14 | 0 | 1.027 | Cogen | 1 | 0.20601 | 0 | 0 |  |  |  |  | 0.20601 | 0 | [6 empty] | 265 | 0
8560 | CNOPGT1 | 1 | South | YES | -0.004448 | 148.3 | 0 | 148.3 | 0 | 1.03 | Cogen | 1 | 0.20602 | 0 | 0 |  |  |  |  | 0.20602 | 0 | [6 empty] | 266 | 0
8561 | CNOPGT2 | 2 | South | YES | -0.004448 | 148.6 | 0 | 148.6 | 0 | 1.03 | Cogen | 1 | 0.20602 | 0 | 0 |  |  |  |  | 0.20602 | 0 | [6 empty] | 267 | 0
8562 | CNOPST1 | 3 | South | YES | -0.004448 | 153 | 0 | 153 | 0 | 1.03 | Cogen | 1 | 0.20602 | 0 | 0 |  |  |  |  | 0.20602 | 0 | [6 empty] | 268 | 0
8442 | NBEC7 | 7 | South | YES | -0.004444 | 0 | 81 | 367 |  | 1.0298 | GST | 1 | 0.20603 | 367 | 367 |  |  |  |  | 0.20603 | 75.6125 | [6 empty] | 269 | 0
8442 | NBEC7 | MB | South | YES | -0.004444 | 0 | 81 | 367 |  | 1.0298 | GST | 1 | 0.20603 | 0 | 0 |  |  |  |  | 0.20603 | 0 | [6 empty] | 270 | 0
8161 | COLETO0A | 1 | South | YES | -0.004431 | 633 | 200 | 633 | 0 | 1.03 | LIGCO | 1 | 0.20604 | 0 | 633 |  |  |  |  | 0.20604 | 130.4244 | [6 empty] | 271 | 0
7004 | L_SIMGID1_1Y | 1 | South | YES | -0.004347 | 132 | 40 | 132 | 0 | 1.02 | GST | 1 | 0.20613 | 132 | 132 |  |  |  |  | 0.20613 | 27.2086 | [6 empty] | 272 | 0
7005 | L_SIMGID1_2Y | 2 | South | YES | -0.004347 | 133 | 32 | 139 | 0 | 1.02 | GST | 1 | 0.20613 | 139 | 139 |  |  |  |  | 0.20613 | 28.6515 | [6 empty] | 273 | 0
7006 | L_SIMGID1_3Y | 3 | South | YES | -0.004347 | 324.9 | 60 | 329 | 0 | 1.02 | GST | 1 | 0.20613 | 329 | 329 |  |  |  |  | 0.20613 | 67.8154 | [6 empty] | 274 | 0
8926 | LGE_GT10A | 1 | South | YES | -0.004088 | 158 | 0 | 158 | 0 | 1.03 | Cogen | 1 | 0.20638 | 0 | 0 |  |  |  |  | 0.20638 | 0 | [6 empty] | 275 | 0
8927 | LGE_GT20A | 2 | South | YES | -0.004088 | 153 | 0 | 153 | 0 | 1.03 | Cogen | 1 | 0.20638 | 0 | 0 |  |  |  |  | 0.20638 | 0 | [6 empty] | 276 | 0
8928 | LGE_STG0A | 3 | South | YES | -0.004088 | 100 | 0 | 100 | 0 | 1.03 | Cogen | 1 | 0.20638 | 0 | 0 |  |  |  |  | 0.20638 | 0 | [6 empty] | 277 | 0
8930 | ICPGN10A | 1 | South | YES | -0.004088 | 149 | 0 | 149 | 0 | 1.03 | Cogen | 1 | 0.20638 | 0 | 0 |  |  |  |  | 0.20638 | 0 | [6 empty] | 278 | 0
8931 | ICPGN20A | 2 | South | YES | -0.004088 | 150 | 0 | 150 | 0 | 1.03 | Cogen | 1 | 0.20638 | 0 | 0 |  |  |  |  | 0.20638 | 0 | [6 empty] | 279 | 0
8932 | ICPGN30A | 3 | South | YES | -0.004088 | 127 | 0 | 127 | 0 | 1.03 | Cogen | 1 | 0.20638 | 0 | 0 |  |  |  |  | 0.20638 | 0 | [6 empty] | 280 | 0
80223 | REYSHR G | 1 | South | YES | -0.004088 | 12 | 0 | 12 | 0 | 1.032 | Cogen | 1 | 0.20638 | 0 | 0 |  |  |  |  | 0.20638 | 0 | [6 empty] | 281 | 0
5503 | RAYBURNGEN3 | 1 | South | YES | -0.003199 | 17.6 | 6 | 22 | 0 | 1.0224 | GST | 1 | 0.20727 | 22 | 22 |  |  |  |  | 0.20727 | 4.56 | [6 empty] | 282 | 0
5505 | RAYBURNGEN1 | 1 | South | YES | -0.003199 | 0 | 1 | 11 |  | 1.0223 | GGT | 1 | 0.20727 | 11 | 11 |  |  |  |  | 0.20727 | 2.28 | [6 empty] | 283 | 0
5506 | RAYBURNGEN2 | 1 | South | YES | -0.003199 | 0 | 1 | 11 |  | 1.0223 | GGT | 1 | 0.20727 | 11 | 11 |  |  |  |  | 0.20727 | 2.28 | [6 empty] | 284 | 0
8173 | VICEC51A | 5 | South | YES | -0.003046 | 144 | 18 | 144 | 0 | 1.025 | CC | 1 | 0.20743 | 144 | 144 |  |  |  |  | 0.20743 | 29.8694 | [6 empty] | 285 | 0
8174 | VICEC61A | 6 | South | YES | -0.003046 | 188 | 42 | 188 | 0 | 1.025 | CC | 1 | 0.20743 | 188 | 188 |  |  |  |  | 0.20743 | 38.9962 | [6 empty] | 286 | 0
5508 | RAYBURNCC9 | 1 | South | YES | -0.003017 | 47.7 | 18.2 | 47.7 | 0 | 1.0296 | CC | 1 | 0.20746 | 47.7 | 47.7 |  |  |  |  | 0.20746 | 9.8956 | [6 empty] | 287 | 0
5509 | RAYBURNCC10 | 1 | South | YES | -0.003017 | 37.3 | 5.2 | 37.3 | 0 | 1.0296 | CC | 1 | 0.20746 | 37.3 | 37.3 |  |  |  |  | 0.20746 | 7.7381 | [6 empty] | 288 | 0
5511 | RAYBURNCC7 | 1 | South | YES | -0.003017 | 47.5 | 18.2 | 47.5 | 0 | 1.0296 | CC | 1 | 0.20746 | 47.5 | 47.5 |  |  |  |  | 0.20746 | 9.8541 | [6 empty] | 289 | 0
5512 | RAYBURNCC8 | 1 | South | YES | -0.003017 | 49.3 | 18.2 | 49.3 | 0 | 1.0296 | CC | 1 | 0.20746 | 49.3 | 49.3 |  |  |  |  | 0.20746 | 10.2276 | [6 empty] | 290 | 0
8066 | DUP1V#1 | 1 | South | YES | -0.002851 | 52.3 | 0 | 73 | 0 | 1.01 | Cogen | 1 | 0.20762 | 0 | 0 |  |  |  |  | 0.20762 | 0 | [6 empty] | 291 | 0
7807 | L_BASTEN1_1Y | 1 | South | YES | -0.002589 | 152.5 | 83.5 | 152.5 | 0 | 1.004 | CC | 1 | 0.20788 | 152.5 | 152.5 |  |  |  |  | 0.20788 | 31.7023 | [6 empty] | 292 | 0
7808 | L_BASTEN1_2Y | 1 | South | YES | -0.002589 | 149.5 | 83.5 | 149.5 | 0 | 1.004 | CC | 1 | 0.20788 | 149.5 | 149.5 |  |  |  |  | 0.20788 | 31.0786 | [6 empty] | 293 | 0
7809 | L_BASTEN1_3Y | 1 | South | YES | -0.002589 | 232.6 | 42 | 232.6 | 0 | 1.004 | CC | 1 | 0.20788 | 232.6 | 232.6 |  |  |  |  | 0.20788 | 48.3538 | [6 empty] | 294 | 0
80224 | VISTRONG1 | 1 | South | YES | -0.002571 | 13.1 | 0 | 15 | 0 | 1.01 | Cogen | 1 | 0.2079 | 0 | 0 |  |  |  |  | 0.2079 | 0 | [6 empty] | 295 | 0
80225 | VISTRONG2 | 2 | South | YES | -0.002571 | 20.2 | 0 | 23 | 0 | 1.01 | Cogen | 1 | 0.2079 | 0 | 0 |  |  |  |  | 0.2079 | 0 | [6 empty] | 296 | 0
80227 | AIRCO G | 1 | South | YES | -0.002499 | 7.2 | 0 | 8 | 0 | 1.0104 | Cogen | 1 | 0.20797 | 0 | 0 |  |  |  |  | 0.20797 | 0 | [6 empty] | 297 | 0
7303 | L_WPPGS12_1Y | 1 | South | YES | -0.002456 | 50 | 0 | 50 | 0 | 1.025 | GGT | 1 | 0.20802 | 50 | 50 |  |  |  |  | 0.20802 | 10.4008 | [6 empty] | 298 | 0
7303 | L_WPPGS12_1Y | 2 | South | YES | -0.002456 | 50 | 0 | 50 | 0 | 1.025 | GGT | 1 | 0.20802 | 50 | 50 |  |  |  |  | 0.20802 | 10.4008 | [6 empty] | 299 | 0
7305 | L_WPPGS34_1Y | 3 | South | YES | -0.002456 | 50 | 0 | 50 | 0 | 1.025 | GGT | 1 | 0.20802 | 50 | 50 |  |  |  |  | 0.20802 | 10.4008 | [6 empty] | 300 | 0
7305 | L_WPPGS34_1Y | 4 | South | YES | -0.002456 | 50 | 0 | 50 | 0 | 1.025 | GGT | 1 | 0.20802 | 50 | 50 |  |  |  |  | 0.20802 | 10.4008 | [6 empty] | 301 | 0
8147 | UCAR #2 | 10 | South | YES | -0.002371 | 18.2 | 0 | 28 |  | 1 | Cogen | 1 | 0.2081 | 0 | 0 |  |  |  |  | 0.2081 | 0 | [6 empty] | 302 | 0
8148 | UCAR #1 | 2 | South | YES | -0.002371 | 6.1 | 0 | 7 | 0 | 1.009 | Cogen | 1 | 0.2081 | 0 | 0 |  |  |  |  | 0.2081 | 0 | [6 empty] | 303 | 0
80137 | CSDR89 | 9 | South | YES | -0.002371 | 15 | 0 | 15 | 0 | 1.003 | DCTie | 1 | 0.2081 | 0 | 0 |  |  |  |  | 0.2081 | 0 | [6 empty] | 304 | 0
80137 | CSDR89 | 8 | South | YES | -0.002371 | 33.9 | 0 | 39 | 0 | 1.003 | DCTie | 1 | 0.2081 | 0 | 0 |  |  |  |  | 0.2081 | 0 | [6 empty] | 305 | 0
80138 | CSDR7 | 7 | South | YES | -0.002371 | 6.1 | 0 | 7 | 0 | 1.014 | DCTie | 1 | 0.2081 | 0 | 0 |  |  |  |  | 0.2081 | 0 | [6 empty] | 306 | 0
80139 | CSDR56 | 6 | South | YES | -0.002371 | 0 | 0 | 39 |  | 1.0033 | DCTie | 1 | 0.2081 | 0 | 0 |  |  |  |  | 0.2081 | 0 | [6 empty] | 307 | 0
80139 | CSDR56 | 5 | South | YES | -0.002371 | 15 | 0 | 15 |  | 1.0033 | DCTie | 1 | 0.2081 | 0 | 0 |  |  |  |  | 0.2081 | 0 | [6 empty] | 308 | 0
80140 | CSDR11 | 11 | South | YES | -0.002371 | 33.9 | 0 | 39 | 0 | 1.03 | DCTie | 1 | 0.2081 | 0 | 0 |  |  |  |  | 0.2081 | 0 | [6 empty] | 309 | 0
80226 | ALCOA G | 1 | South | YES | -0.00172 | 32.3 | 5 | 48 | 0 | 1.015 | Cogen | 1 | 0.20875 | 0 | 0 |  |  |  |  | 0.20875 | 0 | [6 empty] | 310 | 0
8134 | FOR #1 | 1 | South | YES | -0.001539 | 54.1 | 45 | 79 | 0 | 1 | Cogen | 1 | 0.20893 | 0 | 0 |  |  |  |  | 0.20893 | 0 | [6 empty] | 311 | 0
8138 | FOR #2 | 2 | South | YES | -0.001539 | 63.1 | 45 | 81 | 0 | 1 | Cogen | 1 | 0.20893 | 0 | 0 |  |  |  |  | 0.20893 | 0 | [6 empty] | 312 | 0
8153 | FOR #3 | 3 | South | YES | -0.001539 | 63.1 | 45 | 79.9 | 0 | 1 | Cogen | 1 | 0.20893 | 0 | 0 |  |  |  |  | 0.20893 | 0 | [6 empty] | 313 | 0
8154 | FOR #4 | 4 | South | YES | -0.001539 | 63.1 | 60 | 80 | 0 | 1 | Cogen | 1 | 0.20893 | 0 | 0 |  |  |  |  | 0.20893 | 0 | [6 empty] | 314 | 0
8155 | FOR #5 | 5 | South | YES | -0.001539 | 63.1 | 60 | 78.4 | 0 | 1 | Cogen | 1 | 0.20893 | 0 | 0 |  |  |  |  | 0.20893 | 0 | [6 empty] | 315 | 0
8156 | FOR #6 | 6 | South | YES | -0.001539 | 24.9 | 5 | 25 | 0 | 1 | Cogen | 1 | 0.20893 | 0 | 0 |  |  |  |  | 0.20893 | 0 | [6 empty] | 316 | 0
8157 | FOR #7 | 7 | South | YES | -0.001539 | 28.8 | 5 | 46 | 0 | 1 | Cogen | 1 | 0.20893 | 0 | 0 |  |  |  |  | 0.20893 | 0 | [6 empty] | 317 | 0
80051 | FOR #8 | 8 | South | YES | -0.001539 | 28 | 28 | 28 |  | 1 | Cogen | 1 | 0.20893 | 0 | 0 |  |  |  |  | 0.20893 | 0 | [6 empty] | 318 | 0
80052 | FOR #9 | 9 | South | YES | -0.001539 | 29.7 | 5 | 43.6 | 0 | 1 | Cogen | 1 | 0.20893 | 0 | 0 |  |  |  |  | 0.20893 | 0 | [6 empty] | 319 | 0
80053 | FOR #10 | 10 | South | YES | -0.001539 | 68.4 | 45 | 75 | 0 | 1 | Cogen | 1 | 0.20893 | 0 | 0 |  |  |  |  | 0.20893 | 0 | [6 empty] | 320 | 0
7007 | L_LOSTPI1_1Y | 1 | South | YES | -0.001442 | 158.6 | 110 | 158 | 0 | 1 | CC | 1 | 0.20903 | 158 | 158 |  |  |  |  | 0.20903 | 33.0269 | [6 empty] | 321 | 0
7008 | L_LOSTPI1_2Y | 2 | South | YES | -0.001442 | 157.7 | 107 | 160 | 0 | 1 | CC | 1 | 0.20903 | 160 | 160 |  |  |  |  | 0.20903 | 33.4449 | [6 empty] | 322 | 0
7009 | L_LOSTPI1_3Y | 3 | South | YES | -0.001442 | 173.9 | 72 | 175 | 0 | 1 | CC | 1 | 0.20903 | 175 | 175 |  |  |  |  | 0.20903 | 36.5804 | [6 empty] | 323 | 0
7010 | L_FPPYD11_1Y | 1 | South | YES | -0.001081 | 547.4 | 200 | 606 | 0 | 1.02 | LIGCO | 1 | 0.20939 | 0 | 606 |  |  |  |  | 0.20939 | 126.8914 | [6 empty] | 324 | 0
7011 | L_FPPYD11_2Y | 2 | South | YES | -0.001081 | 552.2 | 200 | 598 | 0 | 1.02 | LIGCO | 1 | 0.20939 | 0 | 598 |  |  |  |  | 0.20939 | 125.2162 | [6 empty] | 325 | 0
7012 | L_FPPYD21_3Y | 3 | South | YES | -0.001081 | 427.5 | 200 | 436 | 0 | 1.02 | LIGCO | 1 | 0.20939 | 0 | 436 |  |  |  |  | 0.20939 | 91.2948 | [6 empty] | 326 | 0
5934 | SI_RAY5 | 5 | South | YES | 0 | 0 | 10 | 15 |  | 1.035 | GST | 1 | 0.21047 | 15 | 15 |  |  |  |  | 0.21047 | 3.1571 | [6 empty] | 327 | 0
8139 | JOS #1 | MB | South | YES | 0 | 0 | 45 | 255 |  | 1.02 | GST | 1 | 0.21047 | 0 | 0 |  |  |  |  | 0.21047 | 0 | [6 empty] | 328 | 0
8285 | LAR #1 | MB | South | YES | 0 | 0 | 9 | 32 |  | 1.0497 | GST | 1 | 0.21047 | 0 | 0 |  |  |  |  | 0.21047 | 0 | [6 empty] | 329 | 0
8287 | LAR #2 | MB | South | YES | 0 | 0 | 9 | 32 |  | 1.04 | GST | 1 | 0.21047 | 0 | 0 |  |  |  |  | 0.21047 | 0 | [6 empty] | 330 | 0
8288 | LAR #3 | MB | South | YES | 0 | 0 | 25 | 105 |  | 1.04 | GST | 1 | 0.21047 | 0 | 0 |  |  |  |  | 0.21047 | 0 | [6 empty] | 331 | 0
8388 | BATES0A | MB | South | YES | 0 | 0 | 21 | 71 |  | 1.033 | GST | 1 | 0.21047 | 0 | 0 |  |  |  |  | 0.21047 | 0 | [6 empty] | 332 | 0
8393 | BATES0B | MB | South | YES | 0 | 0 | 25 | 110 |  | 1.03 | GST | 1 | 0.21047 | 0 | 0 |  |  |  |  | 0.21047 | 0 | [6 empty] | 333 | 0
8437 | NUECES_B0C | MB | South | YES | 0 | 0 | 7 | 30 |  | 1.03 | GST | 1 | 0.21047 | 0 | 0 |  |  |  |  | 0.21047 | 0 | [6 empty] | 334 | 0
8438 | NUECES_B0B | MB | South | YES | 0 | 0 | 26 | 169 |  | 1.03 | GST | 1 | 0.21047 | 0 | 0 |  |  |  |  | 0.21047 | 0 | [6 empty] | 335 | 0
39190 | TNSLCGN1__8 | 1 | Houston | YES | 0 | 0 | 10 | 30 |  | 1.03 | Cogen | 1 | 0.21047 | 0 | 0 |  |  |  |  | 0.21047 | 0 | [6 empty] | 336 | 0
3432 | SANDOW_4G | 4 | South | YES | 0.001022 | 580 | 225 | 580 |  | 1.029 | LIGCO | 1 | 0.21149 | 0 | 580 |  |  |  |  | 0.21149 | 122.6669 | [6 empty] | 337 | 0
580 | JCKCNTY801 | 1 | North | YES | 0.00357 | 288 | 0 | 288 | 0 | 1.022 | CC | 1 | 0.21404 | 288 | 288 | 1.0282 | 288 |  |  | 0.21404 | 61.6443 | [6 empty] | 338 | 0
581 | JCKCNTY802 | 2 | North | YES | 0.00357 | 147 | 0 | 147 | 0 | 1.022 | CC | 1 | 0.21404 | 147 | 147 | 0.52479 | 147 |  |  | 0.21404 | 31.4643 | [6 empty] | 339 | 0
582 | JCKCNTY803 | 3 | North | YES | 0.00357 | 147 | 0 | 147 | 0 | 1.022 | CC | 1 | 0.21404 | 147 | 147 | 0.52479 | 147 |  |  | 0.21404 | 31.4643 | [6 empty] | 340 | 0
251 | BOSQUESW803 | 2 | North | YES | 0.004049 | 150 | 0 | 150 | 0 | 1.032 | CC | 1 | 0.21452 | 150 | 150 | 0.60735 | 150 |  |  | 0.21452 | 32.1783 | [6 empty] | 341 | 0
253 | BOSQUESW804 | 2 | North | YES | 0.004049 | 80 | 0 | 80 | 0 | 1.032 | CC | 1 | 0.21452 | 80 | 80 | 0.32392 | 80 |  |  | 0.21452 | 17.1617 | [6 empty] | 342 | 0
244 | WHITNYDM01 | 1 | North | YES | 0.004418 | 15 | 0 | 15 | 0 | 1.035 | Hydro | 1 | 0.21489 | 0 | 0 | 0 | 0 |  |  | 0.21489 | 0 | [6 empty] | 343 | 0
245 | WHITNYDM02 | 2 | North | YES | 0.004418 | 15 | 0 | 15 | 0 | 1.035 | Hydro | 1 | 0.21489 | 0 | 0 | 0 | 0 |  |  | 0.21489 | 0 | [6 empty] | 344 | 0
5911 | STP_GN1___1 | 1 | Houston | YES | 0.004621 | 1333 | 1249 | 1333 | 0 | 1.0406 | Nuc | 1 | 0.21509 | 0 | 0 |  |  |  |  | 0.21509 | 0 | [6 empty] | 345 | 0
5912 | STP_GN2___2 | 2 | Houston | YES | 0.004621 | 1332 | 1249 | 1332 | 0 | 1.0406 | Nuc | 1 | 0.21509 | 0 | 0 |  |  |  |  | 0.21509 | 0 | [6 empty] | 346 | 0
13432 | SANDOW_5G | 5 | South | YES | 0.004683 | 581 | 225 | 581 |  | 1.029 | LIGCO | 1 | 0.21516 | 0 | 581 |  |  |  |  | 0.21516 | 125.0055 | [6 empty] | 347 | 0
48731 | CBE_GT1 | 1 | Houston | YES | 0.004861 | 76 | 0 | 76 | 0 | 1.029 | CC | 1 | 0.21533 | 76 | 76 |  |  |  |  | 0.21533 | 16.3654 | [6 empty] | 348 | 0
48732 | CBE_GT2 | 1 | Houston | YES | 0.004861 | 76 | 0 | 76 | 0 | 1.029 | CC | 1 | 0.21533 | 76 | 76 |  |  |  |  | 0.21533 | 16.3654 | [6 empty] | 349 | 0
48733 | CBE_ST12 | 1 | Houston | YES | 0.004861 | 105 | 0 | 105 | 0 | 1.029 | CC | 1 | 0.21533 | 105 | 105 |  |  |  |  | 0.21533 | 22.61 | [6 empty] | 350 | 0
48734 | CBE_GT3 | 1 | Houston | YES | 0.004861 | 76 | 0 | 76 | 0 | 1.029 | CC | 1 | 0.21533 | 76 | 76 |  |  |  |  | 0.21533 | 16.3654 | [6 empty] | 351 | 0
48735 | CBE_GT4 | 1 | Houston | YES | 0.004861 | 76 | 0 | 76 | 0 | 1.029 | CC | 1 | 0.21533 | 76 | 76 |  |  |  |  | 0.21533 | 16.3654 | [6 empty] | 352 | 0
48736 | CBE_ST34 | 1 | Houston | YES | 0.004861 | 105 | 0 | 105 | 0 | 1.029 | CC | 1 | 0.21533 | 105 | 105 |  |  |  |  | 0.21533 | 22.61 | [6 empty] | 353 | 0
48911 | TGF_GT1_8000 | 1 | Houston | YES | 0.00521 | 69.2 | 0 | 69.2 |  | 1.029 | Cogen | 1 | 0.21568 | 0 | 0 |  |  |  |  | 0.21568 | 0 | [6 empty] | 354 | 0
49851 | DOW17000 | 37 | Houston | YES | 0.006912 | 39 | 0 | 62 | 0 | 1 | Cogen | 1 | 0.21738 | 0 | 0 |  |  |  |  | 0.21738 | 0 | [6 empty] | 355 | 0
49858 | DOW38100 | 31 | Houston | YES | 0.006912 | 45 | 0 | 71.4 |  | 1 | Cogen | 1 | 0.21738 | 0 | 0 |  |  |  |  | 0.21738 | 0 | [6 empty] | 356 | 0
49859 | DOW38200 | 33 | Houston | YES | 0.006912 | 28 | 0 | 45 | 0 | 1 | Cogen | 1 | 0.21738 | 0 | 0 |  |  |  |  | 0.21738 | 0 | [6 empty] | 357 | 0
49860 | DOW38300 | 32 | Houston | YES | 0.006912 | 63 | 0 | 101 |  | 1 | Cogen | 1 | 0.21738 | 0 | 0 |  |  |  |  | 0.21738 | 0 | [6 empty] | 358 | 0
49862 | DOW39100 | 36 | Houston | YES | 0.006912 | 54 | 0 | 86 | 0 | 1 | Cogen | 1 | 0.21738 | 0 | 0 |  |  |  |  | 0.21738 | 0 | [6 empty] | 359 | 0
49863 | DOW39200 | 35 | Houston | YES | 0.006912 | 55 | 0 | 88 | 0 | 1 | Cogen | 1 | 0.21738 | 0 | 0 |  |  |  |  | 0.21738 | 0 | [6 empty] | 360 | 0
49865 | DOW41000 | 41 | Houston | YES | 0.006912 | 31 | 0 | 50 |  | 1 | Cogen | 1 | 0.21738 | 0 | 0 |  |  |  |  | 0.21738 | 0 | [6 empty] | 361 | 0
49866 | DOW42000 | 42 | Houston | YES | 0.006912 | 11 | 0 | 18 |  | 1 | Cogen | 1 | 0.21738 | 0 | 0 |  |  |  |  | 0.21738 | 0 | [6 empty] | 362 | 0
49869 | DOW49000 | 45 | Houston | YES | 0.006912 | 59 | 0 | 94 |  | 1 | Cogen | 1 | 0.21738 | 0 | 0 |  |  |  |  | 0.21738 | 0 | [6 empty] | 363 | 0
49870 | DOW61000 | 61 | Houston | YES | 0.006912 | 44 | 0 | 70 | 0 | 1 | Cogen | 1 | 0.21738 | 0 | 0 |  |  |  |  | 0.21738 | 0 | [6 empty] | 364 | 0
49871 | DOW62000 | 62 | Houston | YES | 0.006912 | 40 | 0 | 63 | 0 | 1 | Cogen | 1 | 0.21738 | 0 | 0 |  |  |  |  | 0.21738 | 0 | [6 empty] | 365 | 0
49872 | DOW63000 | 63 | Houston | YES | 0.006912 | 45 | 0 | 72 | 0 | 1 | Cogen | 1 | 0.21738 | 0 | 0 |  |  |  |  | 0.21738 | 0 | [6 empty] | 366 | 0
49873 | DOW64000 | 64 | Houston | YES | 0.006912 | 41 | 0 | 64.8 | 0 | 1 | Cogen | 1 | 0.21738 | 0 | 0 |  |  |  |  | 0.21738 | 0 | [6 empty] | 367 | 0
49876 | DOW65000 | 65 | Houston | YES | 0.006912 | 63 | 0 | 101 | 0 | 1 | Cogen | 1 | 0.21738 | 0 | 0 |  |  |  |  | 0.21738 | 0 | [6 empty] | 368 | 0
49877 | DOW66000 | 66 | Houston | YES | 0.006912 | 61 | 0 | 97 | 0 | 1 | Cogen | 1 | 0.21738 | 0 | 0 |  |  |  |  | 0.21738 | 0 | [6 empty] | 369 | 0
49878 | DOW67000 | 67 | Houston | YES | 0.006912 | 65 | 0 | 103 | 0 | 1 | Cogen | 1 | 0.21738 | 0 | 0 |  |  |  |  | 0.21738 | 0 | [6 empty] | 370 | 0
49882 | DOW81000 | 81 | Houston | YES | 0.006912 | 47 | 0 | 76 | 0 | 1 | Cogen | 1 | 0.21738 | 0 | 0 |  |  |  |  | 0.21738 | 0 | [6 empty] | 371 | 0
49884 | DOW82000 | 82 | Houston | YES | 0.006912 | 51 | 0 | 80 | 0 | 1 | Cogen | 1 | 0.21738 | 0 | 0 |  |  |  |  | 0.21738 | 0 | [6 empty] | 372 | 0
49885 | DOW83000 | 83 | Houston | YES | 0.006912 | 51 | 0 | 80 | 0 | 1 | Cogen | 1 | 0.21738 | 0 | 0 |  |  |  |  | 0.21738 | 0 | [6 empty] | 373 | 0
49886 | DOW84000 | 84 | Houston | YES | 0.006912 | 107 | 0 | 171 | 0 | 0.98 | Cogen | 1 | 0.21738 | 0 | 0 |  |  |  |  | 0.21738 | 0 | [6 empty] | 374 | 0
48520 | BSF_GT1_8070 | 1 | Houston | YES | 0.007333 | 72 | 0 | 72 | 0 | 1.0326 | Cogen | 1 | 0.21781 | 0 | 0 |  |  |  |  | 0.21781 | 0 | [6 empty] | 375 | 0
48520 | BSF_GT1_8070 | 2 | Houston | YES | 0.007333 | 10 | 0 | 10 | 0 | 1.0326 | Cogen | 1 | 0.21781 | 0 | 0 |  |  |  |  | 0.21781 | 0 | [6 empty] | 376 | 0
39760 | TNSCLP1___8 | 1 | Houston | YES | 0.00768 | 93.4 | 20 | 116.8 | 0 | 1.04 | Cogen | 1 | 0.21815 | 0 | 0 |  |  |  |  | 0.21815 | 0 | [6 empty] | 377 | 0
39770 | TNSCLP2___8 | 1 | Houston | YES | 0.00768 | 91.6 | 20 | 114.5 | 0 | 1.04 | Cogen | 1 | 0.21815 | 0 | 0 |  |  |  |  | 0.21815 | 0 | [6 empty] | 378 | 0
39775 | TNSCLP4___8 | 1 | Houston | YES | 0.00768 | 95.2 | 20 | 119 | 0 | 1.04 | Cogen | 1 | 0.21815 | 0 | 0 |  |  |  |  | 0.21815 | 0 | [6 empty] | 379 | 0
39790 | TNSCLP3___8 | 1 | Houston | YES | 0.00768 | 87.6 | 20 | 109.5 | 0 | 1.027 | Cogen | 1 | 0.21815 | 0 | 0 |  |  |  |  | 0.21815 | 0 | [6 empty] | 380 | 0
48730 | MNS_GT | 1 | Houston | YES | 0.008844 | 43 | 0 | 46.1 |  | 1.029 | Cogen | 1 | 0.21932 | 0 | 0 |  |  |  |  | 0.21932 | 0 | [6 empty] | 381 | 0
48926 | WAP_GN6_6 | 6 | Houston | YES | 0.008905 | 651 | 280 | 651 |  | 1.035 | LIGCO | 1 | 0.21938 | 0 | 651 |  |  |  |  | 0.21938 | 142.8149 | [6 empty] | 382 | 0
48927 | WAP_GN7_7 | 7 | Houston | YES | 0.008905 | 564 | 277 | 564 |  | 1.035 | LIGCO | 1 | 0.21938 | 0 | 564 |  |  |  |  | 0.21938 | 123.729 | [6 empty] | 383 | 0
48928 | WAP_GN8_8 | 8 | Houston | YES | 0.008905 | 603 | 275 | 603 |  | 1.035 | LIGCO | 1 | 0.21938 | 0 | 603 |  |  |  |  | 0.21938 | 132.2848 | [6 empty] | 384 | 0
48521 | BVE_GT1_GT1 | 1 | Houston | YES | 0.008914 | 167.7 | 0 | 167.7 |  | 1.035 | CC | 1 | 0.21939 | 167.7 | 167.7 |  |  |  |  | 0.21939 | 36.7912 | [6 empty] | 385 | 0
48522 | BVE_GT2_5035 | 2 | Houston | YES | 0.008914 | 166.4 | 0 | 166.4 |  | 1.035 | CC | 1 | 0.21939 | 166.4 | 166.4 |  |  |  |  | 0.21939 | 36.506 | [6 empty] | 386 | 0
48523 | BVE_ST1_GN1 | 3 | Houston | YES | 0.008914 | 252.4 | 0 | 252.4 |  | 1.035 | CC | 1 | 0.21939 | 252.4 | 252.4 |  |  |  |  | 0.21939 | 55.3732 | [6 empty] | 387 | 0
48510 | AK_GT1__8040 | 1 | Houston | YES | 0.009019 | 33.4 | 8.1 | 34 |  | 1.029 | Cogen | 1 | 0.21949 | 0 | 0 |  |  |  |  | 0.21949 | 0 | [6 empty] | 388 | 0
48921 | WAP_GN1_1 | 1 | Houston | YES | 0.009122 | 132.8 | 37 | 166 | 0 | 1.0362 | GST | 1 | 0.21959 | 166 | 166 |  |  |  |  | 0.21959 | 36.4527 | [6 empty] | 389 | 0
48922 | WAP_GN2_2 | 2 | Houston | YES | 0.009122 | 132.8 | 37 | 166 | 0 | 1.0362 | GST | 1 | 0.21959 | 166 | 166 |  |  |  |  | 0.21959 | 36.4527 | [6 empty] | 390 | 0
48923 | WAP_GN3_3 | 3 | Houston | YES | 0.009122 | 198.4 | 93 | 248 | 0 | 1.0362 | GST | 1 | 0.21959 | 248 | 248 |  |  |  |  | 0.21959 | 54.4595
48924 | WAP_GN4_4 | 4 | Houston | YES | 0.009122 | 546 | 217 | 546 | 0 | 1.0362 | GSC | 1 | 0.21959 | 546 | 546 |  |  |  |  | 0.21959 | 119.8987
48925 | WAP_GN5_5 | 5 | Houston | YES | 0.009122 | 618.1 | 278 | 654 | 0 | 0.985 | LIGCO | 1 | 0.21959 | 0 | 654 |  |  |  |  | 0.21959 | 143.6149
48929 | WAPGT21_GT1 | B1 | Houston | YES | 0.009122 | 0 | 0 | 13 |  | 1.05 | GGT | 1 | 0.21959 | 13 | 13 |  |  |  |  | 0.21959 | 2.8547
38580 | TNBP_CGN1_8 | 1 | Houston | YES | 0.009794 | 70.8 | 0 | 70.8 | 0 | 1.005 | Cogen | 1 | 0.22027 | 0 | 0 |  |  |  |  | 0.22027 | 0
38590 | TNBP_CGN2_8 | 2 | Houston | YES | 0.009794 | 66.7 | 0 | 66.7 | 0 | 1.005 | Cogen | 1 | 0.22027 | 0 | 0 |  |  |  |  | 0.22027 | 0
38600 | TNBP_CGN3_8 | 5 | Houston | YES | 0.009794 | 53 | 0 | 53 | 0 | 1.005 | Cogen | 1 | 0.22027 | 0 | 0 |  |  |  |  | 0.22027 | 0
38611 | TNBPAMCG1_8 | 1 | Houston | YES | 0.009794 | 153.2 | 0 | 153.2 | 0 | 1.005 | Cogen | 1 | 0.22027 | 0 | 0 |  |  |  |  | 0.22027 | 0
38612 | TNBPAMCG2_8 | 2 | Houston | YES | 0.009794 | 153.5 | 0 | 153.5 | 0 | 1.005 | Cogen | 1 | 0.22027 | 0 | 0 |  |  |  |  | 0.22027 | 0
38613 | TNBPAMCG3_8 | 3 | Houston | YES | 0.009794 | 152.3 | 0 | 152.3 | 0 | 1.005 | Cogen | 1 | 0.22027 | 0 | 0 |  |  |  |  | 0.22027 | 0
38614 | TNBPAMCG4_8 | 4 | Houston | YES | 0.009794 | 96 | 0 | 96 |  | 1.005 | Cogen | 1 | 0.22027 | 0 | 0 |  |  |  |  | 0.22027 | 0
38615 | TNBPAMCG5_8 | 1 | Houston | YES | 0.009794 | 244 | 0 | 244 | 0 | 1.005 | Cogen | 1 | 0.22027 | 0 | 0 |  |  |  |  | 0.22027 | 0
38690 | TNBP_CGN4_8 | 3 | Houston | YES | 0.009794 | 40 | 0 | 40 |  | 1.005 | Cogen | 1 | 0.22027 | 0 | 0 |  |  |  |  | 0.22027 | 0
38711 | TNTXCTY1CG8 | 1 | Houston | YES | 0.009794 | 100.3 | 59 | 100.3 | 0 | 1 | Cogen | 1 | 0.22027 | 0 | 0 |  |  |  |  | 0.22027 | 0
38712 | TNTXCTY2CG8 | 1 | Houston | YES | 0.009794 | 92.9 | 59 | 92.9 | 0 | 1 | Cogen | 1 | 0.22027 | 0 | 0 |  |  |  |  | 0.22027 | 0
38713 | TNTXCTY3CG8 | 1 | Houston | YES | 0.009794 | 102.7 | 59 | 102.7 | 0 | 1 | Cogen | 1 | 0.22027 | 0 | 0 |  |  |  |  | 0.22027 | 0
38714 | TNTXCTY4CG8 | 1 | Houston | YES | 0.009794 | 103 | 59 | 103 | 0 | 1 | Cogen | 1 | 0.22027 | 0 | 0 |  |  |  |  | 0.22027 | 0
39470 | TNDOWCGNSG8 | 1 | Houston | YES | 0.009794 | 32 | 10 | 32 | 0 | 0.985 | Cogen | 1 | 0.22027 | 0 | 0 |  |  |  |  | 0.22027 | 0
39480 | TNDOWCGNGG8 | 1 | Houston | YES | 0.009794 | 30 | 10 | 30 | 0 | 0.985 | Cogen | 1 | 0.22027 | 0 | 0 |  |  |  |  | 0.22027 | 0
48772 | PHR_GN2_2 | MB | Houston | YES | 0.010107 | 0 | 72 | 459 |  | 1.0362 | GSC | 1 | 0.22058 | 0 | 0 |  |  |  |  | 0.22058 | 0
48561 | CTL_GT2_8130 | 1 | Houston | YES | 0.010327 | 73.5 | 30.3 | 91.9 |  | 1.0362 | Cogen | 1 | 0.2208 | 0 | 0 |  |  |  |  | 0.2208 | 0
48562 | CTL_GT3_8135 | 2 | Houston | YES | 0.010327 | 70.1 | 30.3 | 87.6 |  | 1.0362 | Cogen | 1 | 0.2208 | 0 | 0 |  |  |  |  | 0.2208 | 0
48563 | CTL_GT4_8140 | 3 | Houston | YES | 0.010327 | 69.6 | 30.3 | 87 |  | 1.0362 | Cogen | 1 | 0.2208 | 0 | 0 |  |  |  |  | 0.2208 | 0
48564 | CTL_GN1_8145 | 4 | Houston | YES | 0.010327 | 43.6 | 12.9 | 54.5 |  | 1.0362 | Cogen | 1 | 0.2208 | 0 | 0 |  |  |  |  | 0.2208 | 0
48565 | CTL_GN2_8155 | 5 | Houston | YES | 0.010327 | 9.8 | 3.4 | 12.2 |  | 1.0362 | Cogen | 1 | 0.2208 | 0 | 0 |  |  |  |  | 0.2208 | 0
48531 | BYU_GT1_8075 | 1 | Houston | YES | 0.01041 | 65 | 0 | 65 |  | 1.0362 | Cogen | 1 | 0.22088 | 0 | 0 |  |  |  |  | 0.22088 | 0
48532 | BYU_GT2_8055 | 2 | Houston | YES | 0.01041 | 62 | 0 | 62 |  | 1.0362 | Cogen | 1 | 0.22088 | 0 | 0 |  |  |  |  | 0.22088 | 0
48533 | BYU_GT3_8060 | 3 | Houston | YES | 0.01041 | 67 | 0 | 67 |  | 1.0362 | Cogen | 1 | 0.22088 | 0 | 0 |  |  |  |  | 0.22088 | 0
48534 | BYU_GT4_8065 | 4 | Houston | YES | 0.01041 | 65 | 0 | 65 |  | 1.0362 | Cogen | 1 | 0.22088 | 0 | 0 |  |  |  |  | 0.22088 | 0
48691 | GBY_73741085 | B | Houston | YES | 0.010533 | 37.6 | 20 | 47 | 0 | 1.0362 | GGT | 1 | 0.22101 | 47 | 47 |  |  |  |  | 0.22101 | 10.3873
48691 | GBY_73741085 | A | Houston | YES | 0.010533 | 37.6 | 20 | 47 | 0 | 1.0362 | GGT | 1 | 0.22101 | 47 | 47 |  |  |  |  | 0.22101 | 10.3873
48692 | GBY_81821075 | D | Houston | YES | 0.010533 | 44 | 20 | 55 | 0 | 1.0362 | GGT | 1 | 0.22101 | 55 | 55 |  |  |  |  | 0.22101 | 12.1553
48692 | GBY_81821075 | C | Houston | YES | 0.010533 | 37.6 | 20 | 47 | 0 | 1.0362 | GGT | 1 | 0.22101 | 47 | 47 |  |  |  |  | 0.22101 | 10.3873
48693 | GBY_83841065 | F | Houston | YES | 0.010533 | 43.2 | 20 | 54 | 0 | 1.0362 | GGT | 1 | 0.22101 | 54 | 54 |  |  |  |  | 0.22101 | 11.9343
48693 | GBY_83841065 | E | Houston | YES | 0.010533 | 45.6 | 20 | 57 | 0 | 1.0362 | GGT | 1 | 0.22101 | 57 | 57 |  |  |  |  | 0.22101 | 12.5973
48841 | SJS_GT1_GT1 | 1 | Houston | YES | 0.010567 | 62.4 | 49 | 78 | 0 | 1.0362 | Cogen | 1 | 0.22104 | 0 | 0 |  |  |  |  | 0.22104 | 0
48842 | SJS_GT2_GT2 | 2 | Houston | YES | 0.010567 | 64.8 | 49 | 81 | 0 | 1.0362 | Cogen | 1 | 0.22104 | 0 | 0 |  |  |  |  | 0.22104 | 0
48641 | DPEC_GT15040 | 1 | Houston | YES | 0.010602 | 163.2 | 98 | 163.2 | 0 | 1.0319 | CC | 1 | 0.22107 | 163.2 | 163.2 |  |  |  |  | 0.22107 | 36.0794
48642 | DPEC_GT25025 | 2 | Houston | YES | 0.010602 | 157.1 | 98 | 157.1 | 0 | 1.0319 | CC | 1 | 0.22107 | 157.1 | 157.1 |  |  |  |  | 0.22107 | 34.7308
48643 | DPEC_GT35010 | 3 | Houston | YES | 0.010602 | 157.5 | 98 | 157.5 | 0 | 1.0319 | CC | 1 | 0.22107 | 157.5 | 157.5 |  |  |  |  | 0.22107 | 34.8193
48644 | DPEC_GT45070 | 4 | Houston | YES | 0.010602 | 157 | 98 | 157 | 0 | 1.0319 | CC | 1 | 0.22107 | 157 | 157 |  |  |  |  | 0.22107 | 34.7087
48645 | DPEC_ST55065 | 5 | Houston | YES | 0.010602 | 282 | 0 | 282 | 0 | 1.0319 | CC | 1 | 0.22107 | 282 | 282 |  |  |  |  | 0.22107 | 62.3431
48761 | PR_GT1__9040 | 1 | Houston | YES | 0.010649 | 26 | 0 | 35 |  | 1 | Cogen | 1 | 0.22112 | 0 | 0 |  |  |  |  | 0.22112 | 0
48855 | SRB_GT211035 | B1 | Houston | YES | 0.010686 | 0 | 0 | 18 |  | 1.014 | GGT | 1 | 0.22116 | 18 | 18 |  |  |  |  | 0.22116 | 3.9809
48855 | SRB_GT211035 | B2 | Houston | YES | 0.010686 | 0 | 0 | 12 |  | 1.014 | GGT | 1 | 0.22116 | 12 | 12 |  |  |  |  | 0.22116 | 2.6539
48852 | SRB_GN2_2 | 2 | Houston | YES | 0.010688 | 140.8 | 26 | 176 | 0 | 1.0217 | GST | 1 | 0.22116 | 176 | 176 |  |  |  |  | 0.22116 | 38.9243
48851 | SRB_GN1_1 | 1 | Houston | YES | 0.010691 | 132 | 26 | 165 | 0 | 1.0217 | GST | 1 | 0.22116 | 165 | 165 |  |  |  |  | 0.22116 | 36.492
48551 | CAL_GT1_8045 | 1 | Houston | YES | 0.010693 | 149 | 0 | 149 | 0 | 1.0326 | Cogen | 1 | 0.22117 | 0 | 0 |  |  |  |  | 0.22117 | 0
48552 | CAL_ST1_8000 | 2 | Houston | YES | 0.010693 | 65.1 | 0 | 65.1 | 0 | 1.0326 | Cogen | 1 | 0.22117 | 0 | 0 |  |  |  |  | 0.22117 | 0
48853 | SRB_GN3_3 | 3 | Houston | YES | 0.010701 | 170.4 | 35 | 213 |  | 1.0326 | GST | 1 | 0.22117 | 213 | 213 |  |  |  |  | 0.22117 | 47.11
48845 | SOL_GT1 | 1 | Houston | YES | 0.010702 | 16.2 | 15.4 | 16.2 |  | 1.0326 | Solar | 1 | 0.22117 | 16.2 | 16.2 |  |  |  |  | 0.22117 | 3.583
48611 | DIB_GT1_8080 | 1 | Houston | YES | 0.010703 | 64 | 0 | 64 | 0 | 1.0326 | Cogen | 1 | 0.22118 | 0 | 0 |  |  |  |  | 0.22118 | 0
48612 | DIB_GT2_8075 | 2 | Houston | YES | 0.010703 | 63.2 | 0 | 63.2 | 0 | 1.0326 | Cogen | 1 | 0.22118 | 0 | 0 |  |  |  |  | 0.22118 | 0
48613 | DIB_ST1_8085 | 3 | Houston | YES | 0.010703 | 67.9 | 30 | 82.6 | 0 | 1.0326 | Cogen | 1 | 0.22118 | 0 | 0 |  |  |  |  | 0.22118 | 0
48614 | DIB_GT3_8090 | 4 | Houston | YES | 0.010703 | 73.6 | 15 | 73.6 | 0 | 1.0326 | Cogen | 1 | 0.22118 | 0 | 0 |  |  |  |  | 0.22118 | 0
48854 | SRB_GN4_4 | 4 | Houston | YES | 0.010704 | 182.4 | 35 | 228 | 0 | 1.0326 | GST | 1 | 0.22118 | 228 | 228 |  |  |  |  | 0.22118 | 50.4283
48740 | PSG_GN2_8050 | 1 | Houston | YES | 0.010705 | 182 | 60 | 182 | 0 | 1.0326 | Cogen | 1 | 0.22118 | 0 | 0 |  |  |  |  | 0.22118 | 0
48741 | PSG_GT2_8040 | 1 | Houston | YES | 0.010705 | 158.6 | 50 | 158.6 | 0 | 1.0326 | Cogen | 1 | 0.22118 | 0 | 0 |  |  |  |  | 0.22118 | 0
48742 | PSG_GT3_8060 | 1 | Houston | YES | 0.010705 | 157 | 50 | 157 | 0 | 1.0326 | Cogen | 1 | 0.22118 | 0 | 0 |  |  |  |  | 0.22118 | 0
48820 | SHELLG1_3015 | 1 | Houston | YES | 0.010758 | 71 | 34.5 | 71 |  | 1.029 | Cogen | 1 | 0.22123 | 0 | 0 |  |  |  |  | 0.22123 | 0
48821 | SHELLG2 | 2 | Houston | YES | 0.010758 | 72 | 34.5 | 72 |  | 1.029 | Cogen | 1 | 0.22123 | 0 | 0 |  |  |  |  | 0.22123 | 0
48822 | SHELLG3_3020 | 2 | Houston | YES | 0.010758 | 30 | 0 | 30 |  | 1.029 | Cogen | 1 | 0.22123 | 0 | 0 |  |  |  |  | 0.22123 | 0
48822 | SHELLG3_3020 | 1 | Houston | YES | 0.010758 | 39 | 0 | 39 |  | 1.029 | Cogen | 1 | 0.22123 | 0 | 0 |  |  |  |  | 0.22123 | 0
48500 | APD_GT1_8005 | 1 | Houston | YES | 0.01084 | 137.6 | 54.6 | 137.6 | 0 | 1.0362 | Cogen | 1 | 0.22131 | 0 | 0 |  |  |  |  | 0.22131 | 0
48511 | LPE_GT1_8070 | 1 | Houston | YES | 0.01085 | 42 | 0 | 42 | 0 | 1.0362 | GGT | 1 | 0.22132 | 42 | 42 |  |  |  |  | 0.22132 | 9.2956
48512 | LPE_GT2_8075 | 2 | Houston | YES | 0.01085 | 42 | 0 | 42 | 0 | 1.0362 | GGT | 1 | 0.22132 | 42 | 42 |  |  |  |  | 0.22132 | 9.2956
48513 | LPE_GT3_8080 | 3 | Houston | YES | 0.01085 | 39 | 0 | 39 | 0 | 1.0362 | GGT | 1 | 0.22132 | 39 | 39 |  |  |  |  | 0.22132 | 8.6316
48514 | LPE_GT4_8085 | 4 | Houston | YES | 0.01085 | 39 | 0 | 39 | 0 | 1.0362 | GGT | 1 | 0.22132 | 39 | 39 |  |  |  |  | 0.22132 | 8.6316
48593 | CHE_GT1_8015 | 1 | Houston | YES | 0.010869 | 173 | 50 | 173 | 0 | 1.0362 | Cogen | 1 | 0.22134 | 0 | 0 |  |  |  |  | 0.22134 | 0
48594 | CHE_GN4_8025 | 4 | Houston | YES | 0.010869 | 142 | 60 | 142 | 0 | 1.0362 | Cogen | 1 | 0.22134 | 0 | 0 |  |  |  |  | 0.22134 | 0
48873 | THW_ST3_ST_3 | 3 | Houston | YES | 0.010991 | 107 | 19 | 107 | 0 | 1.0435 | CC | 1 | 0.22146 | 107 | 107 |  |  |  |  | 0.22146 | 23.6966
48874 | THW_ST4_ST_4 | 4 | Houston | YES | 0.010991 | 108 | 19 | 108 | 0 | 1.0435 | CC | 1 | 0.22146 | 108 | 108 |  |  |  |  | 0.22146 | 23.9181
48875 | THW_3132 | A | Houston | YES | 0.010991 | 55 | 5 | 55 | 0 | 1.0435 | CC | 1 | 0.22146 | 55 | 55 |  |  |  |  | 0.22146 | 12.1805
48875 | THW_3132 | B | Houston | YES | 0.010991 | 53 | 5 | 53 | 0 | 1.0435 | CC | 1 | 0.22146 | 53 | 53 |  |  |  |  | 0.22146 | 11.7376
48877 | THW_3334 | C | Houston | YES | 0.010991 | 55 | 5 | 55 | 0 | 1.0435 | CC | 1 | 0.22146 | 55 | 55 |  |  |  |  | 0.22146 | 12.1805
48877 | THW_3334 | D | Houston | YES | 0.010991 | 57 | 5 | 57 | 0 | 1.0435 | CC | 1 | 0.22146 | 57 | 57 |  |  |  |  | 0.22146 | 12.6234
48879 | THW_4142 | E | Houston | YES | 0.010991 | 56 | 5 | 56 | 0 | 1.0435 | CC | 1 | 0.22146 | 56 | 56 |  |  |  |  | 0.22146 | 12.402
48879 | THW_4142 | F | Houston | YES | 0.010991 | 55 | 5 | 55 | 0 | 1.0435 | CC | 1 | 0.22146 | 55 | 55 |  |  |  |  | 0.22146 | 12.1805
48881 | THW_4344 | G | Houston | YES | 0.010991 | 58 | 5 | 58 | 0 | 1.0435 | CC | 1 | 0.22146 | 58 | 58 |  |  |  |  | 0.22146 | 12.8449
48881 | THW_4344 | H | Houston | YES | 0.010991 | 58 | 5 | 58 | 0 | 1.0435 | CC | 1 | 0.22146 | 58 | 58 |  |  |  |  | 0.22146 | 12.8449
48582 | CBY_GN2_2 | 2 | Houston | YES | 0.011061 | 596.8 | 110 | 746 | 0 | 1.0435 | GSC | 1 | 0.22153 | 746 | 746 |  |  |  |  | 0.22153 | 165.2642
49803 | EXN_15GT | 1 | Houston | YES | 0.011122 | 33 | 8.3 | 34 |  | 1.0326 | Cogen | 1 | 0.22159 | 0 | 0 |  |  |  |  | 0.22159 | 0
49804 | EXN_16GT | 2 | Houston | YES | 0.011122 | 32 | 8.3 | 34.7 |  | 1.0326 | Cogen | 1 | 0.22159 | 0 | 0 |  |  |  |  | 0.22159 | 0
49805 | EXN_17GT | 3 | Houston | YES | 0.011122 | 31 | 8.3 | 32.7 |  | 1.0326 | Cogen | 1 | 0.22159 | 0 | 0 |  |  |  |  | 0.22159 | 0
49826 | EXN938GT | 5 | Houston | YES | 0.011122 | 43 | 9.2 | 45.9 |  | 1.0326 | Cogen | 1 | 0.22159 | 0 | 0 |  |  |  |  | 0.22159 | 0
49828 | EXN941GT | 10 | Houston | YES | 0.011122 | 17.7 | 5.4 | 17.7 | 0 | 1.0326 | Cogen | 1 | 0.22159 | 0 | 0 |  |  |  |  | 0.22159 | 0
49829 | EXN942GT | 11 | Houston | YES | 0.011122 | 20 | 5.4 | 20.4 | 0 | 1.0326 | Cogen | 1 | 0.22159 | 0 | 0 |  |  |  |  | 0.22159 | 0
49830 | EXN943GT | 12 | Houston | YES | 0.011122 | 19 | 5.4 | 19.9 | 0 | 1.0326 | Cogen | 1 | 0.22159 | 0 | 0 |  |  |  |  | 0.22159 | 0
49831 | EXN944GT | 13 | Houston | YES | 0.011122 | 33 | 5.4 | 35 | 0 | 1.0326 | Cogen | 1 | 0.22159 | 0 | 0 |  |  |  |  | 0.22159 | 0
49832 | EXN945GT | 9 | Houston | YES | 0.011122 | 18.5 | 9.2 | 18.5 |  | 1.0326 | Cogen | 1 | 0.22159 | 0 | 0 |  |  |  |  | 0.22159 | 0
49837 | EXN_GT | 4 | Houston | YES | 0.011122 | 81 | 21.3 | 85.4 |  | 1.0326 | Cogen | 1 | 0.22159 | 0 | 0 |  |  |  |  | 0.22159 | 0
49838 | EXN_14GT | 14 | Houston | YES | 0.011122 | 140 | 0 | 148 |  | 1.0326 | Cogen | 1 | 0.22159 | 0 | 0 |  |  |  |  | 0.22159 | 0
48883 | THW_GT1_GT_1 | B2 | Houston | YES | 0.011123 | 0 | 0 | 12 |  | 1.043 | GGT | 1 | 0.2216 | 12 | 12 |  |  |  |  | 0.2216 | 2.6591
48651 | EP_1_2 | 1 | Houston | YES | 0.011182 | 4 | 0 | 5 | 0 | 1.0362 | Cogen | 1 | 0.22165 | 0 | 0 |  |  |  |  | 0.22165 | 0
48651 | EP_1_2 | 2 | Houston | YES | 0.011182 | 17.7 | 10 | 21 | 0 | 1.0362 | Cogen | 1 | 0.22165 | 0 | 0 |  |  |  |  | 0.22165 | 0
48581 | CBY_GN1_1 | 1 | Houston | YES | 0.011183 | 595.2 | 108 | 744 | 0 | 1.0435 | GSC | 1 | 0.22166 | 744 | 744 |  |  |  |  | 0.22166 | 164.9119
48940 | WARVUE_GT1 | G1 | Houston | YES | 0.011183 | 15 | 0 | 15 |  | 1.021 | Cogen | 1 | 0.22166 | 0 | 0 |  |  |  |  | 0.22166 | 0
48791 | PSA_GT1_8160 | 1 | Houston | YES | 0.01119 | 52 | 20.8 | 65 | 0 | 1.0362 | Cogen | 1 | 0.22166 | 0 | 0 |  |  |  |  | 0.22166 | 0
48792 | PSA_GT2_8155 | 2 | Houston | YES | 0.01119 | 52.8 | 20.3 | 66 | 0 | 1.0362 | Cogen | 1 | 0.22166 | 0 | 0 |  |  |  |  | 0.22166 | 0
48793 | PSA_GT3_8150 | 3 | Houston | YES | 0.01119 | 56 | 20.3 | 70 | 0 | 1.0362 | Cogen | 1 | 0.22166 | 0 | 0 |  |  |  |  | 0.22166 | 0
48794 | PSA_GT4_8145 | 4 | Houston | YES | 0.01119 | 52.8 | 20.3 | 66 | 0 | 1.0362 | Cogen | 1 | 0.22166 | 0 | 0 |  |  |  |  | 0.22166 | 0
48795 | PSA_GT5_8140 | 5 | Houston | YES | 0.01119 | 51.2 | 20.3 | 64 | 0 | 1.0362 | Cogen | 1 | 0.22166 | 0 | 0 |  |  |  |  | 0.22166 | 0
48796 | PSA_GN1_8165 | 1 | Houston | YES | 0.01119 | 83.2 | 43.1 | 104 | 0 | 1.0362 | Cogen | 1 | 0.22166 | 0 | 0 |  |  |  |  | 0.22166 | 0
48797 | PSA_GT6_8135 | 6 | Houston | YES | 0.01119 | 47.2 | 34.5 | 59 | 0 | 1.0362 | Cogen | 1 | 0.22166 | 0 | 0 |  |  |  |  | 0.22166 | 0
48815 | CVC_GT4_8005 | 4 | Houston | YES | 0.011223 | 165 | 91.8 | 165 |  | 1.0362 | Cogen | 1 | 0.2217 | 0 | 0 |  |  |  |  | 0.2217 | 0
48583 | CBY_GT4_1 | 1 | Houston | YES | 0.011234 | 172 | 0 | 172 | 0 | 1.027 | GSC | 1 | 0.22171 | 172 | 172 |  |  |  |  | 0.22171 | 38.1336
48584 | CBY_GT4_2 | 2 | Houston | YES | 0.011234 | 172 | 0 | 172 | 0 | 1.027 | CC | 1 | 0.22171 | 172 | 172 |  |  |  |  | 0.22171 | 38.1336
48585 | CBY_ST4_1 | 3 | Houston | YES | 0.011234 | 172 | 0 | 172 | 0 | 1.027 | CC | 1 | 0.22171 | 172 | 172 |  |  |  |  | 0.22171 | 38.1336
48595 | BTE_GT2_8075 | 1 | Houston | YES | 0.011335 | 162.8 | 130 | 162.8 | 0 | 1.0261 | CC | 1 | 0.22181 | 162.8 | 162.8 |  |  |  |  | 0.22181 | 36.1103
48596 | BTE_GT3_8045 | 2 | Houston | YES | 0.011335 | 161.4 | 130 | 161.4 | 0 | 1.0261 | CC | 1 | 0.22181 | 161.4 | 161.4 |  |  |  |  | 0.22181 | 35.7998
48597 | BTE_GT4_8055 | 3 | Houston | YES | 0.011335 | 158.9 | 130 | 158.9 | 0 | 1.0261 | CC | 1 | 0.22181 | 158.9 | 158.9 |  |  |  |  | 0.22181 | 35.2452
48598 | BTE_ST1_8070 | 4 | Houston | YES | 0.011335 | 269.2 | 60 | 269.2 | 0 | 1.0261 | CC | 1 | 0.22181 | 269.2 | 269.2 |  |  |  |  | 0.22181 | 59.7106
48690 | GBY_GN5_5 | 5 | Houston | YES | 0.011375 | 318.4 | 81 | 398 |  | 1.0362 | GSC | 1 | 0.22185 | 398 | 398 |  |  |  |  | 0.22185 | 88.2954
48885 | THW_5152 | B | Houston | YES | 0.011422 | 47.2 | 5 | 59 |  | 1.0319 | GGT | 1 | 0.22189 | 59 | 59 |  |  |  |  | 0.22189 | 13.0918
48885 | THW_5152 | A | Houston | YES | 0.011422 | 46.4 | 5 | 58 |  | 1.0319 | GGT | 1 | 0.22189 | 58 | 58 |  |  |  |  | 0.22189 | 12.8699
48886 | THW_5354 | D | Houston | YES | 0.011422 | 46.4 | 5 | 58 |  | 1.0319 | GGT | 1 | 0.22189 | 58 | 58 |  |  |  |  | 0.22189 | 12.8699
48886 | THW_5354 | C | Houston | YES | 0.011422 | 45.6 | 5 | 57 |  | 1.0319 | GGT | 1 | 0.22189 | 57 | 57 |  |  |  |  | 0.22189 | 12.648
48887 | THW_5556 | E | Houston | YES | 0.011422 | 47.2 | 5 | 59 |  | 1.0319 | GGT | 1 | 0.22189 | 59 | 59 |  |  |  |  | 0.22189 | 13.0918
48887 | THW_5556 | F | Houston | YES | 0.011422 | 45.6 | 5 | 57 |  | 1.0319 | GGT | 1 | 0.22189 | 57 | 57 |  |  |  |  | 0.22189 | 12.648
48591 | CHE_GT2_5030 | 2 | Houston | YES | 0.01203 | 173 | 50 | 173 | 0 | 1.029 | Cogen | 1 | 0.2225 | 0 | 0 |  |  |  |  | 0.2225 | 0
48811 | CVC_GT3_5045 | 3 | Houston | YES | 0.01203 | 156 | 91.8 | 156 | 0 | 1.029 | Cogen | 1 | 0.2225 | 0 | 0 |  |  |  |  | 0.2225 | 0
48812 | CVC_GT2_5020 | 2 | Houston | YES | 0.01203 | 158 | 91.8 | 158 | 0 | 1.029 | Cogen | 1 | 0.2225 | 0 | 0 |  |  |  |  | 0.2225 | 0
48813 | CVC_GT1_5035 | 1 | Houston | YES | 0.01203 | 160 | 91.8 | 160 | 0 | 1.029 | Cogen | 1 | 0.2225 | 0 | 0 |  |  |  |  | 0.2225 | 0
48814 | CVC_ST5_5040 | 1 | Houston | YES | 0.01203 | 162 | 91.8 | 162 | 0 | 1.029 | Cogen | 1 | 0.2225 | 0 | 0 |  |  |  |  | 0.2225 | 0
728 | WOLFRIDGE801 | 1 | North | YES | 0.012357 | 11.2 | 0 | 112.5 | 0 | 0.99 | Wind | 1 | 0.22283 | 0 | 112.5 | 1.3902 | 112.5 |  |  | 0.22283 | 25.0683
238 | BOSQUESW505 | 1 | North | YES | 0.012654 | 255 | 0 | 255 | 0 | 1.02 | CC | 1 | 0.22313 | 255 | 255 | 3.2268 | 255 |  |  | 0.22313 | 56.8973
239 | BOSQUESW502 | 1 | North | YES | 0.012654 | 119.2 | 0 | 149 | 0 | 1.02 | GGT | 1 | 0.22313 | 149 | 149 | 1.8854 | 149 |  |  | 0.22313 | 33.2459
247 | BOSQUESW501 | 2 | North | YES | 0.012654 | 124.8 | 0 | 156 | 0 | 1.02 | GGT | 1 | 0.22313 | 156 | 156 | 1.974 | 156 |  |  | 0.22313 | 34.8078
1453 | WCPWRCO_1G | 1 | North | YES | 0.013106 | 204 | 50 | 204 | 0 | 1.02 | CC | 1 | 0.22358 | 204 | 204 | 2.6736 | 204 |  |  | 0.22358 | 45.6101
1454 | WCPWRCO_2G | 2 | North | YES | 0.013106 | 204 | 50 | 204 | 0 | 1.02 | CC | 1 | 0.22358 | 204 | 204 | 2.6736 | 204 |  |  | 0.22358 | 45.6101
1455 | WCPWRCO_3G | 3 | North | YES | 0.013106 | 242 | 50 | 242 |  | 1.02 | CC | 1 | 0.22358 | 242 | 242 | 3.1717 | 242 |  |  | 0.22358 | 54.1061
3416 | LAKE_CRK1_G | 1 | North | YES | 0.015639 | 60 | 33 | 75 |  | 1.029 | GST | 1 | 0.22611 | 75 | 75 | 1.1729 | 75 |  |  | 0.22611 | 16.9584
3417 | LAKE_CRK2_G | 2 | North | YES | 0.015639 | 177.6 | 40 | 222 | 0 | 1.029 | GST | 1 | 0.22611 | 222 | 222 | 3.4719 | 222 |  |  | 0.22611 | 50.1968
48671 | FTR_GT1_5105 | 1 | North | YES | 0.017504 | 154.2 | 0 | 154.2 | 0 | 1.0319 | CC | 1 | 0.22798 | 154.2 | 154.2 | 2.6991 | 154.2 |  |  | 0.22798 | 35.154
48672 | FTR_GT2_5110 | 2 | North | YES | 0.017504 | 159 | 0 | 159 | 0 | 1.0319 | CC | 1 | 0.22798 | 159 | 159 | 2.7831 | 159 |  |  | 0.22798 | 36.2483
48673 | FTR_GT3_5085 | 3 | North | YES | 0.017504 | 158 | 0 | 158 | 0 | 1.0319 | CC | 1 | 0.22798 | 158 | 158 | 2.7656 | 158 |  |  | 0.22798 | 36.0203
48674 | FTR_CN4_5095 | 4 | North | YES | 0.017504 | 380 | 0 | 380 | 0 | 1.0319 | CC | 1 | 0.22798 | 380 | 380 | 6.6515 | 380 |  |  | 0.22798 | 86.6312
32883 | BRYN_DNSBY3 | 1 | North | YES | 0.018113 | 0 | 2 | 48 |  | 1.015 | GST | 1 | 0.22859 | 48 | 48 | 0.86942 | 48 |  |  | 0.22859 | 10.9721
32884 | BRYN_DNSBY13 | 1 | North | YES | 0.018113 | 46 | 2 | 46 | 0 | 1.015 | GST | 1 | 0.22859 | 46 | 46 | 0.8332 | 46 |  |  | 0.22859 | 10.5149
32892 | BRYN_DNSBY14 | 1 | North | YES | 0.018113 | 84 | 25 | 105 | 0 | 1.035 | GST | 1 | 0.22859 | 105 | 105 | 1.9019 | 105 |  |  | 0.22859 | 24.0015
32886 | BRYN_ATKINS3 | MB | North | YES | 0.018277 | 0 | 5 | 12 |  | 1 | GST | 1 | 0.22875 | 0 | 0 | 0 | 0 |  |  | 0.22875 | 0
32887 | BRYN_ATKINS6 | MB | North | YES | 0.018277 | 0 | 12 | 51 |  | 1.028 | GST | 1 | 0.22875 | 0 | 0 | 0 | 0 |  |  | 0.22875 | 0
32888 | BRYN_ATKINS7 | 1 | North | YES | 0.018277 | 13.6 | 4 | 17 |  | 1.028 | GGT | 1 | 0.22875 | 17 | 17 | 0.31071 | 17 |  |  | 0.22875 | 3.8887
32890 | BRYN_ATKINS4 | MB | North | YES | 0.018277 | 0 | 5 | 22 |  | 1.031 | GST | 1 | 0.22875 | 0 | 0 | 0 | 0 |  |  | 0.22875 | 0
32891 | BRYN_ATKINS5 | MB | North | YES | 0.018277 | 0 | 5 | 25 |  | 1.031 | GST | 1 | 0.22875 | 0 | 0 | 0 | 0 |  |  | 0.22875 | 0
32798 | BRYN_TAMUGEN | 1 | North | YES | 0.018367 | 32 | 0 | 32 |  | 1.02 | GST | 1 | 0.22884 | 32 | 32 | 0.58774 | 32 |  |  | 0.22884 | 7.3229
3403 | THOUSE_1G | 1 | North | YES | 0.018381 | 563 | 200 | 563 | 0 | 1.012 | GSC | 1 | 0.22885 | 563 | 563 | 10.3485 | 563 |  |  | 0.22885 | 128.8446
3404 | THOUSE_2G | 2 | North | YES | 0.018381 | 807 | 250 | 807 | 0 | 1.012 | GSC | 1 | 0.22885 | 807 | 807 | 14.8335 | 807 |  |  | 0.22885 | 184.685
990 | GIBN_CREK_G1 | 1 | North | YES | 0.018624 | 463 | 200 | 463 | 0 | 1.0275 | LIGCO | 1 | 0.2291 | 0 | 463 | 8.6229 | 463 |  |  | 0.2291 | 106.0718
39960 | TNTNPONE_18 | 1 | North | YES | 0.02234 | 152.3 | 30 | 152.3 |  | 1.04 | LIGCO | 1 | 0.23281 | 0 | 152.3 | 3.4024 | 152.3 |  |  | 0.23281 | 35.4574
39970 | TNTNPONE_28 | 1 | North | YES | 0.02234 | 153 | 30 | 153 |  | 1.04 | LIGCO | 1 | 0.23281 | 0 | 153 | 3.418 | 153 |  |  | 0.23281 | 35.6203
48721 | LEG_1___1 | 1 | North | YES | 0.023807 | 827 | 357 | 827 | 0 | 1.0348 | LIGCO | 1 | 0.23428 | 0 | 827 | 19.6884 | 827 |  |  | 0.23428 | 193.7493
48722 | LEG_2___2 | 2 | North | YES | 0.023807 | 819 | 357 | 819 | 0 | 1.0348 | LIGCO | 1 | 0.23428 | 0 | 819 | 19.4979 | 819 |  |  | 0.23428 | 191.8751
923 | SPENCER_G4 | 1 | North | YES | 0.024985 | 48 | 20 | 61 | 0 | 1.03 | GST | 1 | 0.23546 | 61 | 61 | 1.5241 | 61 |  |  | 0.23546 | 14.3629
924 | SPENCER_G5 | 1 | North | YES | 0.024985 | 52 | 20 | 66 | 0 | 1.03 | GST | 1 | 0.23546 | 66 | 66 | 1.649 | 66 |  |  | 0.23546 | 15.5402
1861 | EAGLEMNT_1G | MB | North | YES | 0.028218 | 0 | 30 | 112 |  | 1.022 | GST | 1 | 0.23869 | 0 | 0 | 0 | 0 |  |  | 0.23869 | 0
1862 | EAGLEMNT_2G | MB | North | YES | 0.028218 | 0 | 40 | 100 |  | 1.022 | GST | 1 | 0.23869 | 0 | 0 | 0 | 0 |  |  | 0.23869 | 0
1863 | EAGLEMNT_3G | MB | North | YES | 0.028218 | 0 | 50 | 378 |  | 1.022 | GST | 1 | 0.23869 | 0 | 0 | 0 | 0 |  |  | 0.23869 | 0
3381 | BBRN_1G | 1 | North | YES | 0.028804 | 618 | 225 | 618 | 0 | 1.03 | LIGCO | 1 | 0.23928 | 0 | 618 | 17.8009 | 618 |  |  | 0.23928 | 147.873
3382 | BBRN_2G | 2 | North | YES | 0.028804 | 589 | 225 | 589 | 0 | 1.03 | LIGCO | 1 | 0.23928 | 0 | 589 | 16.9656 | 589 |  |  | 0.23928 | 140.934
3126 | TRINIDAD_6G | 1 | North | YES | 0.029099 | 179.2 | 46 | 224 | 0 | 1 | GST | 1 | 0.23957 | 224 | 224 | 6.5182 | 224 |  |  | 0.23957 | 53.6641
13134 | CALFREST_4G | 4 | North | YES | 0.029143 | 151.5 | 40 | 151.5 | 0 | 1.031 | CC | 1 | 0.23962 | 151.5 | 151.5 | 4.4152 | 151.5 |  |  | 0.23962 | 36.3018
13135 | CALFREST_5G | 5 | North | YES | 0.029143 | 152.3 | 57 | 152.3 | 0 | 1.031 | CC | 1 | 0.23962 | 152.3 | 152.3 | 4.4385 | 152.3 |  |  | 0.23962 | 36.4935
13136 | CALFREST_6G | 6 | North | YES | 0.029143 | 177.5 | 40 | 177.5 | 0 | 1.031 | CC | 1 | 0.23962 | 177.5 | 177.5 | 5.1729 | 177.5 |  |  | 0.23962 | 42.5318
13131 | CALFREST_1G | 1 | North | YES | 0.029179 | 150.7 | 40 | 150.7 | 0 | 1.031 | CC | 1 | 0.23965 | 150.7 | 150.7 | 4.3973 | 150.7 |  |  | 0.23965 | 36.1155
13132 | CALFREST_2G | 2 | North | YES | 0.029179 | 151 | 57 | 151 | 0 | 1.031 | CC | 1 | 0.23965 | 151 | 151 | 4.406 | 151 |  |  | 0.23965 | 36.1874
13133 | CALFREST_3G | 3 | North | YES | 0.029179 | 177.4 | 40 | 177.4 | 0 | 1.031 | CC | 1 | 0.23965 | 177.4 | 177.4 | 5.1764 | 177.4 |  |  | 0.23965 | 42.5142
6948 | DENISNDM | 1 | North | YES | 0.029872 | 40 | 5 | 40 |  | 1.015 | Hydro | 1 | 0.24034 | 0 | 0 | 0 | 0 |  |  | 0.24034 | 0
6948 | DENISNDM | 2 | North | YES | 0.029872 | 31 | 5 | 40 |  | 1.015 | Hydro | 1 | 0.24034 | 0 | 0 | 0 | 0 |  |  | 0.24034 | 0
3107 | STRYKER_1G | 1 | North | YES | 0.030087 | 145.6 | 45 | 182 | 0 | 1.029 | GST | 1 | 0.24056 | 182 | 182 | 5.4758 | 182 |  |  | 0.24056 | 43.7819
3108 | STRYKER_2G | 2 | North | YES | 0.030087 | 484 | 75 | 484 | 0 | 1.029 | GST | 1 | 0.24056 | 484 | 484 | 14.5621 | 484 |  |  | 0.24056 | 116.4309
1687 | VALLEY_1G | 1 | North | YES | 0.030222 | 136 | 15 | 170 | 0 | 1.029 | GST | 1 | 0.24069 | 170 | 170 | 5.1377 | 170 |  |  | 0.24069 | 40.9181
1688 | VALLEY_2G | 2 | North | YES | 0.030222 | 527 | 90 | 527 | 0 | 1.029 | GSC | 1 | 0.24069 | 527 | 527 | 15.927 | 527 |  |  | 0.24069 | 126.8461
3309 | ASPN_G | 1 | North | YES | 0.030266 | 50 | 0 | 50 |  | 1 | Bio | 1 | 0.24074 | 50 | 50 | 1.5133 | 50 |  |  | 0.24074 | 12.0369
3348 | CHAMPION_1G | MB | North | YES | 0.030268 | 0 | 42 | 42 |  | 1 | Cogen | 1 | 0.24074 | 0 | 0 | 0 | 0 |  |  | 0.24074 | 0
2371 | COLLIN_1G | MB | North | YES | 0.030282 | 0 | 40 | 138 |  | 1.022 | GST | 1 | 0.24075 | 0 | 0 | 0 | 0 |  |  | 0.24075 | 0
13116 | TGATEWAY_1G | 1 | North | YES | 0.030397 | 151 | 30 | 151 | 0 | 1.0232 | CC | 1 | 0.24087 | 151 | 151 | 4.5899 | 151 |  |  | 0.24087 | 36.3713
13117 | TGATEWAY_2G | 2 | North | YES | 0.030397 | 130 | 30 | 130 | 0 | 1.0232 | CC | 1 | 0.24087 | 130 | 130 | 3.9516 | 130 |  |  | 0.24087 | 31.3131
13118 | TGATEWAY_3G | 3 | North | YES | 0.030397 | 148 | 30 | 148 | 0 | 1.0232 | CC | 1 | 0.24087 | 148 | 148 | 4.4988 | 148 |  |  | 0.24087 | 35.6487
13119 | TGATEWAY_4G | 4 | North | YES | 0.030397 | 399 | 65 | 399 | 0 | 1.0232 | CC | 1 | 0.24087 | 399 | 399 | 12.1284 | 399 |  |  | 0.24087 | 96.107
3097 | MARTLAKE_1G | 1 | North | YES | 0.030505 | 790 | 500 | 790 | 0 | 1.017 | LIGCO | 1 | 0.24098 | 0 | 790 | 24.0989 | 790 |  |  | 0.24098 | 190.3724
3098 | MARTLAKE_2G | 2 | North | YES | 0.030505 | 795 | 461 | 795 | 0 | 1.017 | LIGCO | 1 | 0.24098 | 0 | 795 | 24.2515 | 795 |  |  | 0.24098 | 191.5773
3099 | MARTLAKE_3G | 3 | North | YES | 0.030505 | 804 | 500 | 804 | 0 | 1.017 | LIGCO | 1 | 0.24098 | 0 | 804 | 24.526 | 804 |  |  | 0.24098 | 193.7461
1675 | PEC_1G | 1 | North | YES | 0.030743 | 76.7 | 35 | 76.7 | 0 | 1.022 | Cogen | 1 | 0.24122 | 0 | 0 | 0 | 0 |  |  | 0.24122 | 0
1676 | PEC_2G | 2 | North | YES | 0.030743 | 79.6 | 35 | 79.6 | 0 | 1.022 | Cogen | 1 | 0.24122 | 0 | 0 | 0 | 0 |  |  | 0.24122 | 0
1677 | PEC_3G | 3 | North | YES | 0.030743 | 88.4 | 35 | 88.4 | 0 | 1.022 | Cogen | 1 | 0.24122 | 0 | 0 | 0 | 0 |  |  | 0.24122 | 0
1689 | VALLEY_3G | 3 | North | YES | 0.030761 | 0 | 25 | 375 |  | 1.003 | GST | 1 | 0.24123 | 375 | 375 | 11.5354 | 375 |  |  | 0.24123 | 90.4626
11691 | KMICHICT1_G | 1 | North | YES | 0.030761 | 144 | 80 | 144 | 0 | 1.026 | CC | 1 | 0.24123 | 144 | 144 | 4.4296 | 144 |  |  | 0.24123 | 34.7377
11692 | KMICHICT2_G | 2 | North | YES | 0.030761 | 146 | 80 | 146 | 0 | 1.026 | CC | 1 | 0.24123 | 146 | 146 | 4.4911 | 146 |  |  | 0.24123 | 35.2201
11693 | KMICHIST3_G | 3 | North | YES | 0.030761 | 312 | 60 | 312 | 0 | 1.026 | CC | 1 | 0.24123 | 312 | 312 | 9.5974 | 312 |  |  | 0.24123 | 75.2649
11694 | KMICHICT4_G | 4 | North | YES | 0.030761 | 144 | 80 | 144 | 0 | 1.026 | CC | 1 | 0.24123 | 144 | 144 | 4.4296 | 144 |  |  | 0.24123 | 34.7377
11695 | KMICHICT5_G | 5 | North | YES | 0.030761 | 148 | 80 | 148 | 0 | 1.026 | CC | 1 | 0.24123 | 148 | 148 | 4.5526 | 148 |  |  | 0.24123 | 35.7026
11696 | KMICHIST6_G | 6 | North | YES | 0.030761 | 310 | 60 | 310 | 0 | 1.026 | CC | 1 | 0.24123 | 310 | 310 | 9.5359 | 310 |  |  | 0.24123 | 74.7825
1678 | LAMARPWR_1G | 1 | North | YES | 0.030804 | 160 | 67.7 | 160 | 0 | 1.038 | CC | 1 | 0.24128 | 160 | 160 | 4.9286 | 160 |  |  | 0.24128 | 38.6043
1679 | LAMARPWR_2G | 2 | North | YES | 0.030804 | 156 | 67.7 | 156 | 0 | 1.038 | CC | 1 | 0.24128 | 156 | 156 | 4.8054 | 156 |  |  | 0.24128 | 37.6392
1680 | LAMARPWR_3G | 3 | North | YES | 0.030804 | 196 | 129.1 | 196 | 0 | 1.038 | CC | 1 | 0.24128 | 196 | 196 | 6.0376 | 196 |  |  | 0.24128 | 47.2902
1681 | LAMARPWR_4G | 4 | North | YES | 0.030804 | 156 | 67.7 | 156 | 0 | 1.038 | CC | 1 | 0.24128 | 156 | 156 | 4.8054 | 156 |  |  | 0.24128 | 37.6392
1682 | LAMARPWR_5G | 5 | North | YES | 0.030804 | 157 | 67.7 | 157 | 0 | 1.038 | CC | 1 | 0.24128 | 157 | 157 | 4.8362 | 157 |  |  | 0.24128 | 37.8804
1683 | LAMARPWR_6G | 6 | North | YES | 0.030804 | 198 | 129.1 | 198 | 0 | 1.038 | CC | 1 | 0.24128 | 198 | 198 | 6.0992 | 198 |  |  | 0.24128 | 47.7728
1701 | MOSES_1G | 1 | North | YES | 0.03096 | 558 | 175 | 558 | 0 | 1.023 | LIGCO | 1 | 0.24143 | 0 | 558 | 17.2757 | 558 |  |  | 0.24143 | 134.7195
1702 | MOSES_2G | 2 | North | YES | 0.03096 | 579 | 175 | 579 | 0 | 1.023 | LIGCO | 1 | 0.24143 | 0 | 579 | 17.9258 | 579 |  |  | 0.24143 | 139.7895
1703 | MOSES_3G | 3 | North | YES | 0.03096 | 808 | 463 | 808 | 0 | 1.023 | LIGCO | 1 | 0.24143 | 0 | 808 | 25.0157 | 808 |  |  | 0.24143 | 195.0776
5925 | DCEAST | EQ | North | YES | 0.03096 | 400.3 | -600 | 600 | 0 | 1.025 | DCTie | 1 | 0.24143 | 0 | 0 | 0 | 0 |  |  | 0.24143 | 0
948 | STEAM1 | 1 | North | YES | 0.031218 | 0 | 12 | 20 |  | 1.02 | GST | 1 | 0.24169 | 20 | 20 | 0.62436 | 20 |  |  | 0.24169 | 4.8338
949 | STEAM2 | 1 | North | YES | 0.031219 | 26 | 8 | 26 | 0 | 0.99 | GST | 1 | 0.24169 | 26 | 26 | 0.81169 | 26 |  |  | 0.24169 | 6.284
950 | STEAM3 | 1 | North | YES | 0.031219 | 41 | 13 | 42 | 0 | 1.02 | GST | 1 | 0.24169 | 42 | 42 | 1.3112 | 42 |  |  | 0.24169 | 10.1511
842 | OLINGER_G1 | 1 | North | YES | 0.031233 | 55.4 | 20 | 79 | 0 | 1.03 | GST | 1 | 0.24171 | 79 | 79 | 2.4674 | 79 |  |  | 0.24171 | 19.0948
843 | OLINGER_G2 | 1 | North | YES | 0.031233 | 76.2 | 25 | 110 | 0 | 1.03 | GST | 1 | 0.24171 | 110 | 110 | 3.4356 | 110 |  |  | 0.24171 | 26.5876
844 | OLINGER_G3 | 1 | North | YES | 0.031233 | 103.9 | 45 | 150 | 0 | 1.03 | GST | 1 | 0.24171 | 150 | 150 | 4.6849 | 150 |  |  | 0.24171 | 36.2559
845 | OLINGER_G4 | 1 | North | YES | 0.031233 | 51.9 | 0 | 76 | 0 | 1.03 | GGT | 1 | 0.24171 | 76 | 76 | 2.3737 | 76 |  |  | 0.24171 | 18.3696
837 | NEWMAN_G5 | 1 | North | YES | 0.031267 | 0 | 15 | 40 |  | 1.01 | GST | 1 | 0.24174 | 40 | 40 | 1.2507 | 40 |  |  | 0.24174 | 9.6696
12411 | FPLEFR1A_G | 1 | North | YES | 0.031314 | 161 | 72 | 161 | 0 | 1 | CC | 1 | 0.24179 | 161 | 161 | 5.0416 | 161 |  |  | 0.24179 | 38.9277
12412 | FPLEFR1B_G | 2 | North | YES | 0.031314 | 164 | 72 | 164 | 0 | 1 | CC | 1 | 0.24179 | 164 | 164 | 5.1355 | 164 |  |  | 0.24179 | 39.653
12413 | FPLEFR1C_G | 3 | North | YES | 0.031314 | 164 | 72 | 164 | 0 | 1 | CC | 1 | 0.24179 | 164 | 164 | 5.1355 | 164 |  |  | 0.24179 | 39.653
12414 | FPLEFR1S_G | 4 | North | YES | 0.031314 | 414 | 191 | 414 | 0 | 1 | CC | 1 | 0.24179 | 414 | 414 | 12.964 | 414 |  |  | 0.24179 | 100.0997
12421 | FPLEFR2A_G | 1 | North | YES | 0.031314 | 162 | 72 | 162 | 0 | 1 | CC | 1 | 0.24179 | 162 | 162 | 5.0729 | 162 |  |  | 0.24179 | 39.1694
12422 | FPLEFR2B_G | 2 | North | YES | 0.031314 | 161 | 72 | 161 | 0 | 1 | CC | 1 | 0.24179 | 161 | 161 | 5.0416 | 161 |  |  | 0.24179 | 38.9277
12423 | FPLEFR2C_G | 3 | North | YES | 0.031314 | 163 | 72 | 163 | 0 | 1 | CC | 1 | 0.24179 | 163 | 163 | 5.1042 | 163 |  |  | 0.24179 | 39.4112
12424 | FPLEFR2S_G | 4 | North | YES | 0.031314 | 415 | 191 | 415 | 0 | 1 | CC | 1 | 0.24179 | 415 | 415 | 12.9953 | 415 |  |  | 0.24179 | 100.3415
2451 | LKHB1_G | 1 | North | YES | 0.031675 | 0 | 80 | 391 |  | 1.022 | GST | 1 | 0.24215 | 391 | 391 | 12.3849 | 391 |  |  | 0.24215 | 94.6798
2452 | LKHB2_G | 2 | North | YES | 0.031675 | 516 | 80 | 516 | 0 | 1.022 | GST | 1 | 0.24215 | 516 | 516 | 16.3443 | 516 |  |  | 0.24215 | 124.9482
2381 | NTHLK1_G | 1 | North | YES | 0.031809 | 0 | 35 | 156 |  | 1.022 | GST | 1 | 0.24228 | 156 | 156 | 4.9622 | 156 |  |  | 0.24228 | 37.7959
2382 | NTHLK2_G | 2 | North | YES | 0.031809 | 0 | 35 | 181 |  | 1.022 | GST | 1 | 0.24228 | 181 | 181 | 5.7574 | 181 |  |  | 0.24228 | 43.853
2383 | NTHLK3_G | 3 | North | YES | 0.031809 | 0 | 50 | 329 |  | 1.022 | GST | 1 | 0.24228 | 329 | 329 | 10.4652 | 329 |  |  | 0.24228 | 79.7107
12440 | PARKD_1SVC8 | 1 | North | YES | 0.032001 | 0 | 0 | 0 | 0 | 1.007 | GST | 1 | 0.24247 | 0 | 0 | 0 | 0 |  |  | 0.24247 | 0
12449 | PARKD_2SVC8 | 1 | North | YES | 0.032001 | 0 | 0 | 0 | 0 | 1.007 | GST | 1 | 0.24247 | 0 | 0 | 0 | 0 |  |  | 0.24247 | 0
12322 | ENNSTRAC_1G | 1 | North | YES | 0.0326 | 196 | 130 | 196 | 0 | 1.036 | CC | 1 | 0.24307 | 196 | 196 | 6.3896 | 196 |  |  | 0.24307 | 47.6423
12323 | ENNSTRAC_2G | 2 | North | YES | 0.0326 | 116 | 100 | 116 | 0 | 1.036 | CC | 1 | 0.24307 | 116 | 116 | 3.7816 | 116 |  |  | 0.24307 | 28.1964
2413 | MTCK6_G | 6 | North | YES | 0.033521 | 0 | 30 | 118 |  | 1.022 | GST | 1 | 0.24399 | 118 | 118 | 3.9555 | 118 |  |  | 0.24399 | 28.7913
2414 | MTCK7_G | 7 | North | YES | 0.033521 | 0 | 30 | 115 |  | 1.022 | GST | 1 | 0.24399 | 115 | 115 | 3.8549 | 115 |  |  | 0.24399 | 28.0593
2417 | MTCK8_G | 8 | North | YES | 0.033521 | 444.8 | 60 | 556 | 0 | 1.022 | GSC | 1 | 0.24399 | 556 | 556 | 18.6377 | 556 |  |  | 0.24399 | 135.6605
1892 | DECRDOVA_2G | A | North | YES | 0.035033 | 65 | 65 | 70 | 0 | 1.025 | GGT | 1 | 0.24551 | 70 | 70 | 2.4523 | 70 |  |  | 0.24551 | 17.1854
1893 | DECRDOVA_3G | B | North | YES | 0.035033 | 65 | 65 | 69 | 0 | 1.025 | GGT | 1 | 0.24551 | 69 | 69 | 2.4173 | 69 |  |  | 0.24551 | 16.9399
1894 | DECRDOVA_4G | C | North | YES | 0.035033 | 65 | 65 | 69 | 0 | 1.025 | GGT | 1 | 0.24551 | 69 | 69 | 2.4173 | 69 |  |  | 0.24551 | 16.9399
1895 | DECRDOVA_5G | D | North | YES | 0.035033 | 65 | 65 | 68 | 0 | 1.025 | GGT | 1 | 0.24551 | 68 | 68 | 2.3822 | 68 |  |  | 0.24551 | 16.6944
1941 | MDLTHELP_1G | 1 | North | YES | 0.035286 | 216.4 | 74 | 216.4 | 0 | 1 | CC | 1 | 0.24576 | 216.4 | 216.4 | 7.6359 | 216.4 |  |  | 0.24576 | 53.1822
1942 | MDLTHELP_2G | 2 | North | YES | 0.035286 | 216.1 | 74 | 216.1 | 0 | 1 | CC | 1 | 0.24576 | 216.1 | 216.1 | 7.6253 | 216.1 |  |  | 0.24576 | 53.1085
1948 | HANDLEY_4G | 4 | North | YES | 0.036486 | 348 | 150 | 435 | 0 | 1.022 | GST | 1 | 0.24696 | 435 | 435 | 15.8714 | 435 |  |  | 0.24696 | 107.427
1947 | HANDLEY_3G | 3 | North | YES | 0.037101 | 316 | 100 | 395 | 0 | 1.022 | GST | 1 | 0.24757 | 395 | 395 | 14.6549 | 395 |  |  | 0.24757 | 97.7916
1949 | HANDLEY_5G | 5 | North | YES | 0.037101 | 348 | 150 | 435 | 0 | 1.022 | GST | 1 | 0.24757 | 435 | 435 | 16.1389 | 435 |  |  | 0.24757 | 107.6946
1937 | MDLTHELP_5G | 5 | North | YES | 0.040675 | 224 | 74 | 224 | 0 | 1 | CC | 1 | 0.25115 | 224 | 224 | 9.1112 | 224 |  |  | 0.25115 | 56.2571
1938 | MDLTHELP_6G | 6 | North | YES | 0.040675 | 226 | 74 | 226 | 0 | 1 | CC | 1 | 0.25115 | 226 | 226 | 9.1926 | 226 |  |  | 0.25115 | 56.7594
1943 | MDLTHELP_3G | 3 | North | YES | 0.040675 | 212 | 74 | 212 | 0 | 1 | CC | 1 | 0.25115 | 212 | 212 | 8.6231 | 212 |  |  | 0.25115 | 53.2433
1944 | MDLTHELP_4G | 4 | North | YES | 0.040675 | 211 | 74 | 211 | 0 | 1 | CC | 1 | 0.25115 | 211 | 211 | 8.5824 | 211 |  |  | 0.25115 | 52.9922
366 | JNSNCNTY802 | 1 | North | YES | 0.045286 | 168 | 20 | 168 | 0 | 1.02 | Cogen | 1 | 0.25576 | 0 | 0 | 0 | 0 |  |  | 0.25576 | 0
367 | JNSNCNTY802 | 2 | North | YES | 0.045286 | 90 | 20 | 90 | 0 | 1.02 | Cogen | 1 | 0.25576 | 0 | 0 | 0 | 0 |  |  | 0.25576 | 0
1889 | DECRDOVA_1G | 1 | North | YES | 0.057895 | 779 | 255 | 779 | 0 | 1.02 | GSC | 1 | 0.26837 | 779 | 779 | 45.1002 | 779 |  |  | 0.26837 | 209.0585
1877 | WLFHOLW_1G | 1 | North | YES | 0.077421 | 217.3 | 89.2 | 217.3 | 0 | 1.032 | CC | 1 | 0.28789 | 217.3 | 217.3 | 16.8236 | 217.3 |  |  | 0.28789 | 62.5593
1878 | WLFHOLW_2G | 2 | North | YES | 0.077421 | 215.7 | 105 | 215.7 | 0 | 1.032 | CC | 1 | 0.28789 | 215.7 | 215.7 | 16.6997 | 215.7 |  |  | 0.28789 | 62.0987
1879 | WLFHOLW_3G | 3 | North | YES | 0.077421 | 272.4 | 89.2 | 272.4 | 0 | 1.032 | CC | 1 | 0.28789 | 272.4 | 272.4 | 21.0895 | 272.4 |  |  | 0.28789 | 78.4222
1898 | COMCHEPK_1G | 1 | North | YES | 0.083235 | 1217 | 1150 | 1217 | 0 | 1.032 | Nuc | 1 | 0.29371 | 0 | 0 | 0 | 0 |  |  | 0.29371 | 0
1899 | COMCHEPK_2G | 2 | North | YES | 0.083235 | 1159 | 1128 | 1159 | 0 | 1.032 | Nuc | 1 | 0.29371 | 0 | 0 | 0 | 0 |  |  | 0.29371 | 0
Note on AL4: Zonal Cap - Zonal Impact

## Distributed Slack - Bound Gen
Number of Bus | Name of Bus | ID | Area Name of Gen | AGC | P Sensitivity of Bus | Gen MW | Min MW | Max MW | V Sensitivity of Bus | Set Volt | Tech Type | Zone Impact | Zone Correlation | Inc Max | Dec Max | Souce S.F. Weighting | Souce Capacity | Sink S.F. Weighting | Sink Capacity | PTDF Calc | PTDF Weighting | max of zone correlation | 0.079433 |  |  | Neg PTDF weight | Pos PTDF weight
1643 | SLSTR1PP_1G | 1 | North | YES | -0.13104 | 6 | 0 | 60 | 0 | 1.022 | Wind | 1 | 0.079433 | 0 | 60 | -7.8624 | 60 |  |  | 0.079433 | 4.766 |  |  |  |  | 0 | 0
8032 | AMISTADHYD1 | 1 | South | YES | -0.089337 | 33 | 13 | 33 | 0 | 1.03 | Hydro | 1 | 0.12114 | 0 | 0 |  |  |  |  | 0.12114 | 0 |  |  |  |  | 0 | 0
8033 | AMISTADHYD2 | 2 | South | YES | -0.089337 | 25 | 13 | 25 | 0 | 1.03 | Hydro | 1 | 0.12114 | 0 | 0 |  |  |  |  | 0.12114 | 0 |  |  |  |  | 0 | 0
88253 | HAMILTON | F | South | YES | -0.089337 | 0 | 0 | 0 | 0 | 1.04 | BLT | 1 | 0.12114 | 0 | 0 |  |  |  |  | 0.12114 | 0 |  |  | Weighted Shift Factors |  | 0 | 0
6100 | OKLA7A | EQ | West | YES | -0.10263 | 50 | -220 | 220 | 0 | 1.035 | DCTie | -1 | 0.12809 | 0 | 0 |  |  | 0 | 0 | -0.12809 | 0 |  |  | North | 0.025464 | 0 | 0
6752 | OKLA0A | 1 | West | YES | -0.10263 | 649.7 | 175 | 649.7 | 0 | 1.035 | LIGCO | -1 | 0.12809 | 0 | 649.7 |  |  | 0 | 0 | -0.12809 | 0 |  |  | West | -0.21047 | 0 | 0
8262 | ELPS | 1 | South | YES | -0.066907 | 6 | 6 | 6 | 0 | 1.15 | Hydro | 1 | 0.14357 | 0 | 0 |  |  |  |  | 0.14357 | 0 |  |  |  |  | 0 | 0
7026 | L_INKSDA1_1Y | 1 | South | YES | -0.053768 | 0 | 0 | 13.7 |  | 1 | Hydro | 1 | 0.1567 | 0 | 0 |  |  |  |  | 0.1567 | 0 | West |  |  |  | 0 | 0
7022 | L_BUCHAN1_1Y | 1 | South | YES | -0.051675 | 0 | 0 | 18 |  | 1 | Hydro | 1 | 0.1588 | 0 | 0 |  |  |  |  | 0.1588 | 0 | Line Rating |  | 1072 |  | 0 | 0
7023 | L_BUCHAN1_2Y | 2 | South | YES | -0.051675 | 0 | 0 | 18 |  | 1 | Hydro | 1 | 0.1588 | 0 | 0 |  |  |  |  | 0.1588 | 0 | Impact Counter to Zone: |  | 0 |  | 0 | 0
7024 | L_BUCHAN1_3Y | 3 | South | YES | -0.051675 | 0 | 0 | 15 |  | 1 | Hydro | 1 | 0.1588 | 0 | 0 |  |  |  |  | 0.1588 | 0 |  |  | 0% |  | 0 | 0
1433 | GRHAMSES_1G | 1 | North | YES | -0.044592 | 242 | 60 | 242 | 0 | 1.038 | GST | 1 | 0.16588 | 242 | 242 | -10.7913 | 242 |  |  | 0.16588 | 40.1431 |  |  |  |  | 0 | 0
7000 | L_FERGUS1_1Y | 1 | South | YES | -0.039834 | 400 | 65 | 423.3 | 0 | 1.015 | GSC | 1 | 0.17064 | 423.3 | 423.3 |  |  |  |  | 0.17064 | 72.2314 | North |  |  |  | 0 | 0
7035 | L_WIRTZ_1G1Y | 1 | South | YES | -0.039294 | 0 | 0 | 29 |  | 1 | Hydro | 1 | 0.17118 | 0 | 0 |  |  |  |  | 0.17118 | 0 | Line Rating |  | 1072 |  | 0 | 0
7036 | L_WIRTZ_1G2Y | 2 | South | YES | -0.039294 | 0 | 0 | 29.7 |  | 1 | Hydro | 1 | 0.17118 | 0 | 0 |  |  |  |  | 0.17118 | 0 | Impact Counter to Zone: |  | 0 |  | 0 | 0
332 | RWMILLER01 | 1 | North | YES | -0.036916 | 58.4 | 18.5 | 73 | 0 | 1.04 | GST | 1 | 0.17356 | 73 | 73 | -2.6949 | 73 |  |  | 0.17356 | 12.6696 |  |  | 0% |  | 0 | 0
336 | RWMILLER05 | 5 | North | YES | -0.036916 | 80.8 | 0 | 101 | 0 | 1.04 | GST | 1 | 0.17356 | 101 | 101 | -3.7285 | 101 |  |  | 0.17356 | 17.5292 |  |  |  |  | 0 | 0
335 | RWMILLER04 | 4 | North | YES | -0.036916 | 81.6 | 0 | 102 | 0 | 1.04 | GST | 1 | 0.17356 | 102 | 102 | -3.7654 | 102 |  |  | 0.17356 | 17.7028 |  |  |  |  | 0 | 0
333 | RWMILLER02 | 2 | North | YES | -0.036916 | 95.2 | 37 | 119 | 0 | 1.04 | GST | 1 | 0.17356 | 119 | 119 | -4.393 | 119 |  |  | 0.17356 | 20.6532 |  |  |  |  | 0 | 0
334 | RWMILLER03 | 3 | North | YES | -0.036916 | 166.4 | 65 | 208 | 0 | 1.04 | GST | 1 | 0.17356 | 208 | 208 | -7.6785 | 208 |  |  | 0.17356 | 36.0998 |  |  |  |  | 0 | 0
1479 | WFCOGEN_1G | 1 | North | YES | -0.036218 | 16 | 12 | 20 | 0 | 1 | Cogen | 1 | 0.17425 | 0 | 0 | 0 | 0 |  |  | 0.17425 | 0 |  |  |  |  | 0 | 0
1479 | WFCOGEN_1G | 2 | North | YES | -0.036218 | 16 | 12 | 20 | 0 | 1 | Cogen | 1 | 0.17425 | 0 | 0 | 0 | 0 |  |  | 0.17425 | 0 |  |  |  |  | 0 | 0
1482 | WFCOGEN_2G | 2 | North | YES | -0.036218 | 13.6 | 12 | 17 | 0 | 1 | Cogen | 1 | 0.17425 | 0 | 0 | 0 | 0 |  |  | 0.17425 | 0 |  |  |  |  | 0 | 0
1482 | WFCOGEN_2G | 1 | North | YES | -0.036218 | 16 | 12 | 20 | 0 | 1 | Cogen | 1 | 0.17425 | 0 | 0 | 0 | 0 |  |  | 0.17425 | 0 |  |  |  |  | 0 | 0
7028 | L_MARBFA1_1Y | 1 | South | YES | -0.032055 | 0 | 0 | 18 |  | 1 | Hydro | 1 | 0.17842 | 0 | 0 |  |  |  |  | 0.17842 | 0 |  |  |  |  | 0 | 0
7029 | L_MARBFA1_2Y | 2 | South | YES | -0.032055 | 0 | 0 | 18 |  | 1 | Hydro | 1 | 0.17842 | 0 | 0 |  |  |  |  | 0.17842 | 0 |  |  |  |  | 0 | 0
344 | MRSSHPRD | 1 | North | YES | -0.030581 | 0 | 0 | 12 |  | 1.03 | Hydro | 1 | 0.17989 | 0 | 0 | 0 | 0 |  |  | 0.17989 | 0 |  |  |  |  | 0 | 0
345 | MRSSHPRD01 | 2 | North | YES | -0.030581 | 0 | 0 | 12 |  | 1.03 | Hydro | 1 | 0.17989 | 0 | 0 | 0 | 0 |  |  | 0.17989 | 0 |  |  |  |  | 0 | 0
1600 | BARTNWND_1G | 1 | North | YES | -0.03044 | 12 | 0 | 120 | 0 | 1.022 | Wind | 1 | 0.18003 | 0 | 120 | -3.6528 | 120 |  |  | 0.18003 | 21.6039 |  |  |  |  | 0 | 0
60081 | WHRLWIND1A | 1 | West | YES | -0.16148 | 12 | 0 | 60 | 0 | 1.03 | Wind | -1 | 0.18695 | 0 | 60 |  |  | 0 | 0 | -0.18695 | 0 |  |  |  |  | 0 | 0
58909 | PEARSALLSCG1 | 3 | South | YES | -0.020651 | 0 | 0 | 8.4 |  | 1.027 | Diesel | 1 | 0.18982 | 8.4 | 8.4 |  |  |  |  | 0.18982 | 1.5945 |  |  |  |  | 0 | 0
58909 | PEARSALLSCG1 | 4 | South | YES | -0.020651 | 0 | 0 | 8.4 |  | 1.027 | Diesel | 1 | 0.18982 | 8.4 | 8.4 |  |  |  |  | 0.18982 | 1.5945 |  |  |  |  | 0 | 0
58909 | PEARSALLSCG1 | 6 | South | YES | -0.020651 | 0 | 0 | 8.4 |  | 1.027 | Diesel | 1 | 0.18982 | 8.4 | 8.4 |  |  |  |  | 0.18982 | 1.5945 |  |  |  |  | 0 | 0
58909 | PEARSALLSCG1 | 5 | South | YES | -0.020651 | 0 | 0 | 8.4 |  | 1.027 | Diesel | 1 | 0.18982 | 8.4 | 8.4 |  |  |  |  | 0.18982 | 1.5945 |  |  |  |  | 0 | 0
58909 | PEARSALLSCG1 | 1 | South | YES | -0.020651 | 0 | 0 | 8.4 |  | 1.027 | Diesel | 1 | 0.18982 | 8.4 | 8.4 |  |  |  |  | 0.18982 | 1.5945 |  |  |  |  | 0 | 0
58909 | PEARSALLSCG1 | 2 | South | YES | -0.020651 | 0 | 0 | 8.4 |  | 1.027 | Diesel | 1 | 0.18982 | 8.4 | 8.4 |  |  |  |  | 0.18982 | 1.5945 |  |  |  |  | 0 | 0
58919 | PEARSALLSCG2 | 5 | South | YES | -0.020651 | 0 | 0 | 8.4 |  | 1.027 | Diesel | 1 | 0.18982 | 8.4 | 8.4 |  |  |  |  | 0.18982 | 1.5945 |  |  |  |  | 0 | 0
58919 | PEARSALLSCG2 | 6 | South | YES | -0.020651 | 0 | 0 | 8.4 |  | 1.027 | Diesel | 1 | 0.18982 | 8.4 | 8.4 |  |  |  |  | 0.18982 | 1.5945 |  |  |  |  | 0 | 0
58919 | PEARSALLSCG2 | 1 | South | YES | -0.020651 | 0 | 0 | 8.4 |  | 1.027 | Diesel | 1 | 0.18982 | 8.4 | 8.4 |  |  |  |  | 0.18982 | 1.5945 |  |  |  |  | 0 | 0
58919 | PEARSALLSCG2 | 2 | South | YES | -0.020651 | 0 | 0 | 8.4 |  | 1.027 | Diesel | 1 | 0.18982 | 8.4 | 8.4 |  |  |  |  | 0.18982 | 1.5945 |  |  |  |  | 0 | 0
58919 | PEARSALLSCG2 | 4 | South | YES | -0.020651 | 0 | 0 | 8.4 |  | 1.027 | Diesel | 1 | 0.18982 | 8.4 | 8.4 |  |  |  |  | 0.18982 | 1.5945 |  |  |  |  | 0 | 0
58919 | PEARSALLSCG2 | 3 | South | YES | -0.020651 | 0 | 0 | 8.4 |  | 1.027 | Diesel | 1 | 0.18982 | 8.4 | 8.4 |  |  |  |  | 0.18982 | 1.5945 |  |  |  |  | 0 | 0
58929 | PEARSALLSCG3 | 4 | South | YES | -0.020651 | 0 | 0 | 8.4 |  | 1.027 | Diesel | 1 | 0.18982 | 8.4 | 8.4 |  |  |  |  | 0.18982 | 1.5945 |  |  |  |  | 0 | 0
58929 | PEARSALLSCG3 | 6 | South | YES | -0.020651 | 0 | 0 | 8.4 |  | 1.027 | Diesel | 1 | 0.18982 | 8.4 | 8.4 |  |  |  |  | 0.18982 | 1.5945 |  |  |  |  | 0 | 0
58929 | PEARSALLSCG3 | 2 | South | YES | -0.020651 | 0 | 0 | 8.4 |  | 1.027 | Diesel | 1 | 0.18982 | 8.4 | 8.4 |  |  |  |  | 0.18982 | 1.5945 |  |  |  |  | 0 | 0
58929 | PEARSALLSCG3 | 5 | South | YES | -0.020651 | 0 | 0 | 8.4 |  | 1.027 | Diesel | 1 | 0.18982 | 8.4 | 8.4 |  |  |  |  | 0.18982 | 1.5945 |  |  |  |  | 0 | 0
58929 | PEARSALLSCG3 | 1 | South | YES | -0.020651 | 0 | 0 | 8.4 |  | 1.027 | Diesel | 1 | 0.18982 | 8.4 | 8.4 |  |  |  |  | 0.18982 | 1.5945 |  |  |  |  | 0 | 0
58929 | PEARSALLSCG3 | 3 | South | YES | -0.020651 | 0 | 0 | 8.4 |  | 1.027 | Diesel | 1 | 0.18982 | 8.4 | 8.4 |  |  |  |  | 0.18982 | 1.5945 |  |  |  |  | 0 | 0
58949 | PEARSALLSCG4 | 3 | South | YES | -0.020651 | 0 | 0 | 8.4 |  | 1.027 | Diesel | 1 | 0.18982 | 8.4 | 8.4 |  |  |  |  | 0.18982 | 1.5945 |  |  |  |  | 0 | 0
58949 | PEARSALLSCG4 | 2 | South | YES | -0.020651 | 0 | 0 | 8.4 |  | 1.027 | Diesel | 1 | 0.18982 | 8.4 | 8.4 |  |  |  |  | 0.18982 | 1.5945 |  |  |  |  | 0 | 0
58949 | PEARSALLSCG4 | 1 | South | YES | -0.020651 | 0 | 0 | 8.4 |  | 1.027 | Diesel | 1 | 0.18982 | 8.4 | 8.4 |  |  |  |  | 0.18982 | 1.5945 |  |  |  |  | 0 | 0
58949 | PEARSALLSCG4 | 4 | South | YES | -0.020651 | 0 | 0 | 8.4 |  | 1.027 | Diesel | 1 | 0.18982 | 8.4 | 8.4 |  |  |  |  | 0.18982 | 1.5945 |  |  |  |  | 0 | 0
58949 | PEARSALLSCG4 | 6 | South | YES | -0.020651 | 0 | 0 | 8.4 |  | 1.027 | Diesel | 1 | 0.18982 | 8.4 | 8.4 |  |  |  |  | 0.18982 | 1.5945 |  |  |  |  | 0 | 0
58949 | PEARSALLSCG4 | 5 | South | YES | -0.020651 | 0 | 0 | 8.4 |  | 1.027 | Diesel | 1 | 0.18982 | 8.4 | 8.4 |  |  |  |  | 0.18982 | 1.5945 |  |  |  |  | 0 | 0
80265 | LARECU40A | 4 | South | YES | -0.01758 | 80 | 0 | 100 |  | 1.039 | GGT | 1 | 0.19289 | 100 | 100 |  |  |  |  | 0.19289 | 19.2893 |  |  |  |  | 0 | 0
80266 | LARECU50A | 5 | South | YES | -0.01758 | 80 | 0 | 100 |  | 1.039 | GGT | 1 | 0.19289 | 100 | 100 |  |  |  |  | 0.19289 | 19.2893 |  |  |  |  | 0 | 0
80012 | LAR | F | South | YES | -0.017578 | 0 | 0 | 0 | 0 | 1.04 | DCTie | 1 | 0.19289 | 0 | 0 |  |  |  |  | 0.19289 | 0 |  |  |  |  | 0 | 0
5892 | PEARSALLGEN3 | 1 | South | YES | -0.017571 | 19.1 | 6 | 23.9 | 0 | 1.0226 | GST | 1 | 0.1929 | 23.9 | 23.9 |  |  |  |  | 0.1929 | 4.6104 |  |  |  |  | 0 | 0
5890 | PEARSALLGEN1 | 1 | South | YES | -0.017571 | 19.2 | 6 | 24 | 0 | 1.0226 | GST | 1 | 0.1929 | 24 | 24 |  |  |  |  | 0.1929 | 4.6296 |  |  |  |  | 0 | 0
5891 | PEARSALLGEN2 | 1 | South | YES | -0.017571 | 19.4 | 6 | 24.3 | 0 | 1.0226 | GST | 1 | 0.1929 | 24.3 | 24.3 |  |  |  |  | 0.1929 | 4.6875 |  |  |  |  | 0 | 0
1442 | COKFIELD_5 | 1 | North | YES | -0.016232 | 16.5 | 0 | 165 |  | 1.029 | Wind | 1 | 0.19424 | 0 | 165 | -2.6783 | 165 |  |  | 0.19424 | 32.0497 |  |  |  |  | 0 | 0
1438 | MESQUITW_2G | 1 | North | YES | -0.016232 | 23.6 | 0 | 236 |  | 1.017 | Wind | 1 | 0.19424 | 0 | 236 | -3.8308 | 236 |  |  | 0.19424 | 45.8408 |  |  |  |  | 0 | 0
1432 | GRHAMSES_2G | 2 | North | YES | -0.016232 | 294.9 | 90 | 366 | 0 | 1.014 | GST | 1 | 0.19424 | 366 | 366 | -5.9409 | 366 |  |  | 0.19424 | 71.0921 |  |  |  |  | 0 | 0
1437 | MESQUITW_1G | 1 | North | YES | -0.016232 | 40 | 0 | 400 | 0 | 1.023 | Wind | 1 | 0.19424 | 0 | 400 | -6.4928 | 400 |  |  | 0.19424 | 77.6963 |  |  |  |  | 0 | 0
7031 | L_MARSFO1G1Y | 1 | South | YES | -0.015963 | 0 | 0 | 36 |  | 1 | Hydro | 1 | 0.19451 | 0 | 0 |  |  |  |  | 0.19451 | 0 |  |  |  |  | 0 | 0
7032 | L_MARSFO1G2Y | 2 | South | YES | -0.015963 | 0 | 0 | 35 |  | 1 | Hydro | 1 | 0.19451 | 0 | 0 |  |  |  |  | 0.19451 | 0 |  |  |  |  | 0 | 0
7033 | L_MARSFO1G3Y | 3 | South | YES | -0.015963 | 0 | 0 | 36 |  | 1 | Hydro | 1 | 0.19451 | 0 | 0 |  |  |  |  | 0.19451 | 0 |  |  |  |  | 0 | 0
88299 | ZAPATA | F | South | YES | -0.012621 | 0 | 0 | 0 | 0 | 1.02 | BLT | 1 | 0.19785 | 0 | 0 |  |  |  |  | 0.19785 | 0 |  |  |  |  | 0 | 0
5728 | FALCONHYDRO2 | 2 | South | YES | -0.00926 | 12 | 0 | 12 | 0 | 1.0234 | Hydro | 1 | 0.20121 | 0 | 0 |  |  |  |  | 0.20121 | 0 |  |  |  |  | 0 | 0
5729 | FALCONHYDRO3 | 3 | South | YES | -0.00926 | 11 | 0 | 11 | 0 | 1.0234 | Hydro | 1 | 0.20121 | 0 | 0 |  |  |  |  | 0.20121 | 0 |  |  |  |  | 0 | 0
8048 | FALCONHYDRO1 | 1 | South | YES | -0.00926 | 12 | 0 | 12 | 0 | 1.0234 | Hydro | 1 | 0.20121 | 0 | 0 |  |  |  |  | 0.20121 | 0 |  |  |  |  | 0 | 0
503 | NTHTEXAS01 | 1 | North | YES | -0.009013 | 0 | 5 | 18 |  | 1.015 | GST | 1 | 0.20146 | 18 | 18 | -0.16223 | 18 |  |  | 0.20146 | 3.6263 |  |  |  |  | 0 | 0
504 | NTHTEXAS02 | 2 | North | YES | -0.009013 | 14.4 | 5 | 18 |  | 1.015 | GST | 1 | 0.20146 | 18 | 18 | -0.16223 | 18 |  |  | 0.20146 | 3.6263 |  |  |  |  | 0 | 0
505 | NTHTEXAS03 | 3 | North | YES | -0.009013 | 30.4 | 15 | 38 |  | 1.015 | GST | 1 | 0.20146 | 38 | 38 | -0.34249 | 38 |  |  | 0.20146 | 7.6555 |  |  |  |  | 0 | 0
88508 | FALFURRI | F | South | YES | -0.008714 | 0 | 0 | 0 | 0 | 1 | AVR | 1 | 0.20176 | 0 | 0 |  |  |  |  | 0.20176 | 0 |  |  |  |  | 0 | 0
5268 | LEON_LCPCT3 | 3 | South | YES | -0.008222 | 43 | 24 | 43 | 0 | 1.0197 | GGT | 1 | 0.20225 | 43 | 43 |  |  |  |  | 0.20225 | 8.6968 |  |  |  |  | 0 | 0
5266 | LEON_LCPCT1 | 1 | South | YES | -0.008222 | 44 | 24 | 44 | 0 | 1.0197 | GGT | 1 | 0.20225 | 44 | 44 |  |  |  |  | 0.20225 | 8.899 |  |  |  |  | 0 | 0
5267 | LEON_LCPCT2 | 2 | South | YES | -0.008222 | 44 | 24 | 44 | 0 | 1.0197 | GGT | 1 | 0.20225 | 44 | 44 |  |  |  |  | 0.20225 | 8.899 |  |  |  |  | 0 | 0
5269 | LEON_LCPCT4 | 4 | South | YES | -0.008222 | 45 | 24 | 45 | 0 | 1.0197 | GGT | 1 | 0.20225 | 45 | 45 |  |  |  |  | 0.20225 | 9.1013 |  |  |  |  | 0 | 0
5264 | LEON_LCP3G3 | 3 | South | YES | -0.008222 | 0 | 20 | 58 |  | 1.0197 | GST | 1 | 0.20225 | 58 | 58 |  |  |  |  | 0.20225 | 11.7305 |  |  |  |  | 0 | 0
5265 | LEON_LCP4G4 | 4 | South | YES | -0.008222 | 89 | 25 | 89 | 0 | 1.0197 | GST | 1 | 0.20225 | 89 | 89 |  |  |  |  | 0.20225 | 18.0003 |  |  |  |  | 0 | 0
7487 | L_CANYHY8_1Y | 1 | South | YES | -0.007878 | 0 | 0 | 6 |  | 1 | Hydro | 1 | 0.20259 | 0 | 0 |  |  |  |  | 0.20259 | 0 |  |  |  |  | 0 | 0
5028 | BRAUNIG_VHB3 | 3 | South | YES | -0.007703 | 407 | 60 | 407 | 0 | 1.0138 | GST | 1 | 0.20277 | 407 | 407 |  |  |  |  | 0.20277 | 82.5273 |  |  |  |  | 0 | 0
7020 | L_AUSTPL1_1Y | 1 | South | YES | -0.007553 | 0 | 0 | 8 |  | 1 | Hydro | 1 | 0.20292 | 0 | 0 |  |  |  |  | 0.20292 | 0 |  |  |  |  | 0 | 0
7020 | L_AUSTPL1_1Y | 2 | South | YES | -0.007553 | 0 | 0 | 8 |  | 1 | Hydro | 1 | 0.20292 | 0 | 0 |  |  |  |  | 0.20292 | 0 |  |  |  |  | 0 | 0
5397 | CALAVER_OWS2 | 2 | South | YES | -0.007511 | 400 | 80 | 400 | 0 | 1.0192 | GST | 1 | 0.20296 | 400 | 400 |  |  |  |  | 0.20296 | 81.1847 |  |  |  |  | 0 | 0
5396 | CALAVER_OWS1 | 1 | South | YES | -0.007511 | 418 | 80 | 418 | 0 | 1.0192 | GST | 1 | 0.20296 | 418 | 418 |  |  |  |  | 0.20296 | 84.838 |  |  |  |  | 0 | 0
5026 | BRAUNIG_VHB1 | 1 | South | YES | -0.007502 | 215 | 40 | 215 | 0 | 1.0192 | GST | 1 | 0.20297 | 215 | 215 |  |  |  |  | 0.20297 | 43.6387 |  |  |  |  | 0 | 0
5027 | BRAUNIG_VHB2 | 2 | South | YES | -0.007502 | 216 | 40 | 216 | 0 | 1.0192 | GST | 1 | 0.20297 | 216 | 216 |  |  |  |  | 0.20297 | 43.8417 |  |  |  |  | 0 | 0
5111 | CALAVER_JTD1 | 1 | South | YES | -0.007422 | 430 | 80 | 430 | 0 | 1.0138 | LIGCO | 1 | 0.20305 | 0 | 430 |  |  |  |  | 0.20305 | 87.3118 |  |  |  |  | 0 | 0
5112 | CALAVER_JTD2 | 2 | South | YES | -0.007422 | 430 | 80 | 430 | 0 | 1.0138 | LIGCO | 1 | 0.20305 | 0 | 430 |  |  |  |  | 0.20305 | 87.3118 |  |  |  |  | 0 | 0
5436 | TUTTL_WBT1G1 | 1 | South | YES | -0.007039 | 48.8 | 20 | 61 | 0 | 1.012 | GST | 1 | 0.20343 | 61 | 61 |  |  |  |  | 0.20343 | 12.4095 |  |  |  |  | 0 | 0
5438 | TUTTL_WBT3G3 | 3 | South | YES | -0.007039 | 95 | 25 | 95 | 0 | 1.012 | GST | 1 | 0.20343 | 95 | 95 |  |  |  |  | 0.20343 | 19.3262 |  |  |  |  | 0 | 0
5439 | TUTTL_WBT4G4 | 4 | South | YES | -0.007039 | 151 | 40 | 151 | 0 | 1.012 | GST | 1 | 0.20343 | 151 | 151 |  |  |  |  | 0.20343 | 30.7185 |  |  |  |  | 0 | 0
5476 | BRA_AVR1_CT1 | 1 | South | YES | -0.006884 | 155 | 90 | 155 | 0 | 1.025 | CC | 1 | 0.20359 | 155 | 155 |  |  |  |  | 0.20359 | 31.5563 |  |  |  |  | 0 | 0
5478 | BRA_AVR1_CT2 | 1 | South | YES | -0.006884 | 155 | 90 | 155 | 0 | 1.025 | CC | 1 | 0.20359 | 155 | 155 |  |  |  |  | 0.20359 | 31.5563 |  |  |  |  | 0 | 0
5477 | BRA_AVR1_ST | 1 | South | YES | -0.006884 | 174 | 138 | 174 | 0 | 1.025 | CC | 1 | 0.20359 | 174 | 174 |  |  |  |  | 0.20359 | 35.4244 |  |  |  |  | 0 | 0
9000 | DECKR_G1 | 1 | South | YES | -0.006721 | 280 | 50 | 321 | 0 | 1.015 | GST | 1 | 0.20375 | 321 | 321 |  |  |  |  | 0.20375 | 65.4043 |  |  |  |  | 0 | 0
9001 | DECKR_G2 | 2 | South | YES | -0.006721 | 400 | 50 | 426 | 0 | 1.015 | GST | 1 | 0.20375 | 426 | 426 |  |  |  |  | 0.20375 | 86.7982 |  |  |  |  | 0 | 0
5401 | CALAVER_JKS1 | 1 | South | YES | -0.006583 | 562 | 100 | 562 | 0 | 1.026 | LIGCO | 1 | 0.20389 | 0 | 562 |  |  |  |  | 0.20389 | 114.586 |  |  |  |  | 0 | 0
9017 | SANDH_G2 | 2 | South | YES | -0.00657 | 45 | 2 | 46 | 0 | 1.0175 | GGT | 1 | 0.2039 | 46 | 46 |  |  |  |  | 0.2039 | 9.3795 |  |  |  |  | 0 | 0
9018 | SANDH_G3 | 3 | South | YES | -0.00657 | 45 | 2 | 46 | 0 | 1.0175 | GGT | 1 | 0.2039 | 46 | 46 |  |  |  |  | 0.2039 | 9.3795 |  |  |  |  | 0 | 0
9019 | SANDH_G4 | 4 | South | YES | -0.00657 | 0 | 2 | 47 |  | 1.0175 | GGT | 1 | 0.2039 | 47 | 47 |  |  |  |  | 0.2039 | 9.5834 |  |  |  |  | 0 | 0
9016 | SANDH_G1 | 1 | South | YES | -0.00657 | 45 | 2 | 49 | 0 | 1.0175 | GGT | 1 | 0.2039 | 49 | 49 |  |  |  |  | 0.2039 | 9.9912 |  |  |  |  | 0 | 0
9021 | SANDHG5C | 5C | South | YES | -0.00657 | 140 | 0 | 148 | 0 | 1.0175 | CC | 1 | 0.2039 | 148 | 148 |  |  |  |  | 0.2039 | 30.1776 |  |  |  |  | 0 | 0
9020 | SANDHG5A | 5A | South | YES | -0.00657 | 150 | 84 | 155 | 0 | 1.0175 | CC | 1 | 0.2039 | 155 | 155 |  |  |  |  | 0.2039 | 31.6049 |  |  |  |  | 0 | 0
5903 | SANMIGUELGEN | 1 | South | YES | -0.006363 | 396.3 | 180 | 396.3 | 0 | 1.0336 | LIGCO | 1 | 0.20411 | 0 | 396.3 |  |  |  |  | 0.20411 | 80.8887 |  |  |  |  | 0 | 0
7609 | L_SCHUMA8_1Y | 1 | South | YES | -0.006302 | 0 | 0 | 4 |  | 1 | Hydro | 1 | 0.20417 | 0 | 0 |  |  |  |  | 0.20417 | 0 |  |  |  |  | 0 | 0
9002 | DECKR_G3 | 3 | South | YES | -0.006262 | 0 | 24 | 42 |  | 1.015 | GGT | 1 | 0.20421 | 42 | 42 |  |  |  |  | 0.20421 | 8.5769 |  |  |  |  | 0 | 0
9003 | DECKR_G4 | 4 | South | YES | -0.006262 | 44 | 24 | 44 | 0 | 1.015 | GGT | 1 | 0.20421 | 44 | 44 |  |  |  |  | 0.20421 | 8.9853 |  |  |  |  | 0 | 0
9004 | DECKR_G5 | 5 | South | YES | -0.006262 | 44 | 24 | 44 | 0 | 1.015 | GGT | 1 | 0.20421 | 44 | 44 |  |  |  |  | 0.20421 | 8.9853 |  |  |  |  | 0 | 0
9005 | DECKR_G6 | 6 | South | YES | -0.006262 | 44 | 24 | 47 | 0 | 1.015 | GGT | 1 | 0.20421 | 47 | 47 |  |  |  |  | 0.20421 | 9.5979 |  |  |  |  | 0 | 0
88198 | BEEVILLE | F | South | YES | -0.006092 | 0 | 0 | 0 | 0 | 1.02 | AVR | 1 | 0.20438 | 0 | 0 |  |  |  |  | 0.20438 | 0 |  |  |  |  | 0 | 0
7605 | L_MCQUEE9_1Y | 1 | South | YES | -0.005986 | 0 | 0 | 2.4 |  | 1.025 | Hydro | 1 | 0.20449 | 0 | 0 |  |  |  |  | 0.20449 | 0 |  |  |  |  | 0 | 0
7605 | L_MCQUEE9_1Y | 2 | South | YES | -0.005986 | 0 | 0 | 2.4 |  | 1.025 | Hydro | 1 | 0.20449 | 0 | 0 |  |  |  |  | 0.20449 | 0 |  |  |  |  | 0 | 0
7605 | L_MCQUEE9_1Y | 3 | South | YES | -0.005986 | 0 | 0 | 2.8 |  | 1.025 | Hydro | 1 | 0.20449 | 0 | 0 |  |  |  |  | 0.20449 | 0 |  |  |  |  | 0 | 0
8933 | FGNTS001 | 1 | South | YES | -0.005748 | 146.5 | 0 | 146.5 | 0 | 1.03 | CC | 1 | 0.20472 | 146.5 | 146.5 |  |  |  |  | 0.20472 | 29.9922 |  |  |  |  | 0 | 0
8934 | FGNTS101 | 2 | South | YES | -0.005748 | 147.9 | 0 | 147.9 | 0 | 1.03 | CC | 1 | 0.20472 | 147.9 | 147.9 |  |  |  |  | 0.20472 | 30.2788 |  |  |  |  | 0 | 0
8935 | FGNTS201 | 3 | South | YES | -0.005748 | 173 | 0 | 173 | 0 | 1.03 | CC | 1 | 0.20472 | 173 | 173 |  |  |  |  | 0.20472 | 35.4174 |  |  |  |  | 0 | 0
7801 | L_GUADGE1_2Y | 2 | South | YES | -0.005559 | 138 | 30 | 138 | 0 | 1.02 | CC | 1 | 0.20491 | 138 | 138 |  |  |  |  | 0.20491 | 28.2781 |  |  |  |  | 0 | 0
7802 | L_GUADGE1_3Y | 3 | South | YES | -0.005559 | 146 | 30 | 146 | 0 | 1.02 | CC | 1 | 0.20491 | 146 | 146 |  |  |  |  | 0.20491 | 29.9174 |  |  |  |  | 0 | 0
7800 | L_GUADGE1_1Y | 1 | South | YES | -0.005559 | 147 | 30 | 147 | 0 | 1.02 | CC | 1 | 0.20491 | 147 | 147 |  |  |  |  | 0.20491 | 30.1223 |  |  |  |  | 0 | 0
7803 | L_GUADGE1_4Y | 4 | South | YES | -0.005559 | 149 | 30 | 149 | 0 | 1.02 | CC | 1 | 0.20491 | 149 | 149 |  |  |  |  | 0.20491 | 30.5321 |  |  |  |  | 0 | 0
7804 | L_GUADGE1_5Y | 5 | South | YES | -0.005559 | 182 | 30 | 182 | 0 | 1.02 | CC | 1 | 0.20491 | 182 | 182 |  |  |  |  | 0.20491 | 37.2943 |  |  |  |  | 0 | 0
7805 | L_GUADGE1_6Y | 6 | South | YES | -0.005559 | 203 | 30 | 203 | 0 | 1.02 | CC | 1 | 0.20491 | 203 | 203 |  |  |  |  | 0.20491 | 41.5975 |  |  |  |  | 0 | 0
7810 | L_RIONOG1G1Y | 1 | South | YES | -0.005428 | 148 | 0 | 148 | 0 | 1.02 | CC | 1 | 0.20504 | 148 | 148 |  |  |  |  | 0.20504 | 30.3466 |  |  |  |  | 0 | 0
7811 | L_RIONOG1G2Y | 2 | South | YES | -0.005428 | 148 | 0 | 148 | 0 | 1.02 | CC | 1 | 0.20504 | 148 | 148 |  |  |  |  | 0.20504 | 30.3466 |  |  |  |  | 0 | 0
7812 | L_RIONOG1G3Y | 3 | South | YES | -0.005428 | 154 | 0 | 154 | 0 | 1.02 | CC | 1 | 0.20504 | 154 | 154 |  |  |  |  | 0.20504 | 31.5769 |  |  |  |  | 0 | 0
7813 | L_RIONOG1S1Y | 4 | South | YES | -0.005428 | 293 | 0 | 293 | 0 | 1.02 | CC | 1 | 0.20504 | 293 | 293 |  |  |  |  | 0.20504 | 60.0781 |  |  |  |  | 0 | 0
7624 | L_LAKEWO9_1Y | 1 | South | YES | -0.005418 | 0 | 0 | 2.4 |  | 1 | Hydro | 1 | 0.20505 | 0 | 0 |  |  |  |  | 0.20505 | 0 |  |  |  |  | 0 | 0
7624 | L_LAKEWO9_1Y | 2 | South | YES | -0.005418 | 0 | 0 | 2.4 |  | 1 | Hydro | 1 | 0.20505 | 0 | 0 |  |  |  |  | 0.20505 | 0 |  |  |  |  | 0 | 0
7014 | L_HAYSEN1_1Y | 1 | South | YES | -0.005307 | 223.9 | 74 | 223.9 | 0 | 1.008 | CC | 1 | 0.20517 | 223.9 | 223.9 |  |  |  |  | 0.20517 | 45.9366 |  |  |  |  | 0 | 0
7016 | L_HAYSEN1_3Y | 3 | South | YES | -0.005307 | 224.6 | 74 | 224.6 | 0 | 1.008 | CC | 1 | 0.20517 | 224.6 | 224.6 |  |  |  |  | 0.20517 | 46.0802 |  |  |  |  | 0 | 0
7015 | L_HAYSEN1_2Y | 2 | South | YES | -0.005307 | 225 | 74 | 225 | 0 | 1.008 | CC | 1 | 0.20517 | 225 | 225 |  |  |  |  | 0.20517 | 46.1623 |  |  |  |  | 0 | 0
7017 | L_HAYSEN1_4Y | 4 | South | YES | -0.005307 | 226.7 | 74 | 226.7 | 0 | 1.008 | CC | 1 | 0.20517 | 226.7 | 226.7 |  |  |  |  | 0.20517 | 46.5111 |  |  |  |  | 0 | 0
8982 | HECN2 | 2 | South | YES | -0.005156 | 144.1 | 0 | 144.1 | 0 | 1.0304 | CC | 1 | 0.20532 | 144.1 | 144.1 |  |  |  |  | 0.20532 | 29.5861 |  |  |  |  | 0 | 0
8981 | HECN1 | 1 | South | YES | -0.005156 | 144.8 | 0 | 144.8 | 0 | 1.0304 | CC | 1 | 0.20532 | 144.8 | 144.8 |  |  |  |  | 0.20532 | 29.7299 |  |  |  |  | 0 | 0
8983 | HECN3 | 3 | South | YES | -0.005156 | 171.9 | 0 | 171.9 | 0 | 1.0304 | CC | 1 | 0.20532 | 171.9 | 171.9 |  |  |  |  | 0.20532 | 35.2939 |  |  |  |  | 0 | 0
8936 | MVGN#1 | 1 | South | YES | -0.005155 | 216.6 | 0 | 216.6 | 0 | 1.0304 | CC | 1 | 0.20532 | 216.6 | 216.6 |  |  |  |  | 0.20532 | 44.4718 |  |  |  |  | 0 | 0
8937 | MVGN#2 | 2 | South | YES | -0.005155 | 216.7 | 0 | 216.7 | 0 | 1.0304 | CC | 1 | 0.20532 | 216.7 | 216.7 |  |  |  |  | 0.20532 | 44.4924 |  |  |  |  | 0 | 0
8938 | MVGN#3 | 3 | South | YES | -0.005155 | 250.9 | 0 | 250.9 | 0 | 1.0304 | CC | 1 | 0.20532 | 250.9 | 250.9 |  |  |  |  | 0.20532 | 51.5142 |  |  |  |  | 0 | 0
80003 | MILHWYS | F | South | YES | -0.004904 | 0 | 0 | 0 | 0 | 1.0168 | AVR | 1 | 0.20557 | 0 | 0 |  |  |  |  | 0.20557 | 0 |  |  |  |  | 0 | 0
5933 | SI_RAY6 | 6 | South | YES | -0.004904 | 15.4 | 10 | 19.3 | 0 | 1.035 | GST | 1 | 0.20557 | 19.3 | 19.3 |  |  |  |  | 0.20557 | 3.9675 |  |  |  |  | 0 | 0
5932 | SI_RAY9 | 9 | South | YES | -0.004904 | 32 | 32 | 38 | 0 | 1.035 | CC | 1 | 0.20557 | 38 | 38 |  |  |  |  | 0.20557 | 7.8116 |  |  |  |  | 0 | 0
5935 | SI_RAY10 | 10 | South | YES | -0.004904 | 47 | 10 | 47 | 0 | 1.03 | CC | 1 | 0.20557 | 47 | 47 |  |  |  |  | 0.20557 | 9.6617 |  |  |  |  | 0 | 0
8189 | CUECPL2A | 1 | South | YES | -0.004766 | 12 | 0 | 12 | 0 | 1.02 | Cogen | 1 | 0.20571 | 0 | 0 |  |  |  |  | 0.20571 | 0 |  |  |  |  | 0 | 0
8517 | CELANEBI0A | 1 | South | YES | -0.004762 | 29 | 0 | 29 | 0 | 1.02 | Cogen | 1 | 0.20571 | 0 | 0 |  |  |  |  | 0.20571 | 0 |  |  |  |  | 0 | 0
80080 | GWINDT11A | 4 | South | YES | -0.004748 | 3.8 | 0 | 19 | 0 | 1.025 | Wind | 1 | 0.20572 | 0 | 19 |  |  |  |  | 0.20572 | 3.9088 |  |  |  |  | 0 | 0
80081 | GWINDT21A | 4 | South | YES | -0.004748 | 4.4 | 0 | 22 | 0 | 1.025 | Wind | 1 | 0.20572 | 0 | 22 |  |  |  |  | 0.20572 | 4.5259 |  |  |  |  | 0 | 0
80081 | GWINDT21A | 2 | South | YES | -0.004748 | 7.2 | 0 | 36 | 0 | 1.025 | Wind | 1 | 0.20572 | 0 | 36 |  |  |  |  | 0.20572 | 7.4061 |  |  |  |  | 0 | 0
80080 | GWINDT11A | 3 | South | YES | -0.004748 | 0 | 0 | 38 | 0 | 1.025 | Wind | 1 | 0.20572 | 0 | 38 |  |  |  |  | 0.20572 | 7.8175 |  |  |  |  | 0 | 0
80080 | GWINDT11A | 2 | South | YES | -0.004748 | 0 | 0 | 41 | 0 | 1.025 | Wind | 1 | 0.20572 | 0 | 41 |  |  |  |  | 0.20572 | 8.4347 |  |  |  |  | 0 | 0
80081 | GWINDT21A | 3 | South | YES | -0.004748 | 8.6 | 0 | 43 | 0 | 1.025 | Wind | 1 | 0.20572 | 0 | 43 |  |  |  |  | 0.20572 | 8.8462 |  |  |  |  | 0 | 0
80180 | PNSCALT11A | 2 | South | YES | -0.004748 | 10 | 0 | 50 | 0 | 1.025 | Wind | 1 | 0.20572 | 0 | 50 |  |  |  |  | 0.20572 | 10.2862 |  |  |  |  | 0 | 0
80181 | PNSCALT21A | 2 | South | YES | -0.004748 | 10 | 0 | 50 | 0 | 1.025 | Wind | 1 | 0.20572 | 0 | 50 |  |  |  |  | 0.20572 | 10.2862 |  |  |  |  | 0 | 0
80181 | PNSCALT21A | 1 | South | YES | -0.004748 | 16.5 | 0 | 55 | 0 | 1.025 | Wind | 1 | 0.20572 | 0 | 55 |  |  |  |  | 0.20572 | 11.3149 |  |  |  |  | 0 | 0
80080 | GWINDT11A | 1 | South | YES | -0.004748 | 28.2 | 0 | 94 | 0 | 1.025 | Wind | 1 | 0.20572 | 0 | 94 |  |  |  |  | 0.20572 | 19.3381 |  |  |  |  | 0 | 0
80081 | GWINDT21A | 1 | South | YES | -0.004748 | 28.2 | 0 | 94 | 0 | 1.025 | Wind | 1 | 0.20572 | 0 | 94 |  |  |  |  | 0.20572 | 19.3381 |  |  |  |  | 0 | 0
80180 | PNSCALT11A | 1 | South | YES | -0.004748 | 43.8 | 0 | 148 | 0 | 1.025 | Wind | 1 | 0.20572 | 0 | 148 |  |  |  |  | 0.20572 | 30.4473 |  |  |  |  | 0 | 0
8461 | KOCH_UP0A | 1 | South | YES | -0.00461 | 38 | 0 | 38 | 0 | 1.012 | Cogen | 1 | 0.20586 | 0 | 0 |  |  |  |  | 0.20586 | 0 |  |  |  |  | 0 | 0
8511 | OXY_CC0A | 1 | South | YES | -0.004569 | 30.3 | 0 | 38 | 0 | 1.027 | Cogen | 1 | 0.2059 | 0 | 0 |  |  |  |  | 0.2059 | 0 |  |  |  |  | 0 | 0
8506 | VAL #1 | 1 | South | YES | -0.004561 | 20.9 | 0 | 25 | 0 | 1.0055 | Cogen | 1 | 0.20591 | 0 | 0 |  |  |  |  | 0.20591 | 0 |  |  |  |  | 0 | 0
8507 | VAL #2 | 2 | South | YES | -0.004561 | 20.9 | 0 | 25 | 0 | 1.0055 | Cogen | 1 | 0.20591 | 0 | 0 |  |  |  |  | 0.20591 | 0 |  |  |  |  | 0 | 0
8459 | B_DAVIS0B | MB | South | YES | -0.004494 | 0 | 50 | 339 |  | 1.03 | GSC | 1 | 0.20598 | 0 | 0 |  |  |  |  | 0.20598 | 0 |  |  |  |  | 0 | 0
8460 | B_DAVIS0A | MB | South | YES | -0.004494 | 0 | 50 | 340 |  | 1.03 | GSC | 1 | 0.20598 | 0 | 0 |  |  |  |  | 0.20598 | 0 |  |  |  |  | 0 | 0
80263 | B_DAVIS31A | 3 | South | YES | -0.004494 | 0 | 0 | 180 |  | 1.0366 | CC | 1 | 0.20598 | 180 | 180 |  |  |  |  | 0.20598 | 37.0762 |  |  |  |  | 0 | 0
80264 | B_DAVIS41A | 4 | South | YES | -0.004494 | 0 | 0 | 180 |  | 1.0366 | CC | 1 | 0.20598 | 180 | 180 |  |  |  |  | 0.20598 | 37.0762 |  |  |  |  | 0 | 0
8456 | COSW#1 | 1 | South | YES | -0.004467 | 20 | 0 | 20 | 0 | 1.027 | Cogen | 1 | 0.20601 | 0 | 0 |  |  |  |  | 0.20601 | 0 |  |  |  |  | 0 | 0
8457 | COSW#2 | 2 | South | YES | -0.004467 | 14 | 0 | 14 | 0 | 1.027 | Cogen | 1 | 0.20601 | 0 | 0 |  |  |  |  | 0.20601 | 0 |  |  |  |  | 0 | 0
8560 | CNOPGT1 | 1 | South | YES | -0.004448 | 148.3 | 0 | 148.3 | 0 | 1.03 | Cogen | 1 | 0.20602 | 0 | 0 |  |  |  |  | 0.20602 | 0 |  |  |  |  | 0 | 0
8561 | CNOPGT2 | 2 | South | YES | -0.004448 | 148.6 | 0 | 148.6 | 0 | 1.03 | Cogen | 1 | 0.20602 | 0 | 0 |  |  |  |  | 0.20602 | 0 |  |  |  |  | 0 | 0
8562 | CNOPST1 | 3 | South | YES | -0.004448 | 153 | 0 | 153 | 0 | 1.03 | Cogen | 1 | 0.20602 | 0 | 0 |  |  |  |  | 0.20602 | 0 |  |  |  |  | 0 | 0
8442 | NBEC7 | MB | South | YES | -0.004444 | 0 | 81 | 367 |  | 1.0298 | GST | 1 | 0.20603 | 0 | 0 |  |  |  |  | 0.20603 | 0 |  |  |  |  | 0 | 0
8442 | NBEC7 | 7 | South | YES | -0.004444 | 0 | 81 | 367 |  | 1.0298 | GST | 1 | 0.20603 | 367 | 367 |  |  |  |  | 0.20603 | 75.6125 |  |  |  |  | 0 | 0
8161 | COLETO0A | 1 | South | YES | -0.004431 | 633 | 200 | 633 | 0 | 1.03 | LIGCO | 1 | 0.20604 | 0 | 633 |  |  |  |  | 0.20604 | 130.4244 |  |  |  |  | 0 | 0
7004 | L_SIMGID1_1Y | 1 | South | YES | -0.004347 | 132 | 40 | 132 | 0 | 1.02 | GST | 1 | 0.20613 | 132 | 132 |  |  |  |  | 0.20613 | 27.2086 |  |  |  |  | 0 | 0
7005 | L_SIMGID1_2Y | 2 | South | YES | -0.004347 | 133 | 32 | 139 | 0 | 1.02 | GST | 1 | 0.20613 | 139 | 139 |  |  |  |  | 0.20613 | 28.6515 |  |  |  |  | 0 | 0
7006 | L_SIMGID1_3Y | 3 | South | YES | -0.004347 | 324.9 | 60 | 329 | 0 | 1.02 | GST | 1 | 0.20613 | 329 | 329 |  |  |  |  | 0.20613 | 67.8154 |  |  |  |  | 0 | 0
8926 | LGE_GT10A | 1 | South | YES | -0.004088 | 158 | 0 | 158 | 0 | 1.03 | Cogen | 1 | 0.20638 | 0 | 0 |  |  |  |  | 0.20638 | 0 |  |  |  |  | 0 | 0
8927 | LGE_GT20A | 2 | South | YES | -0.004088 | 153 | 0 | 153 | 0 | 1.03 | Cogen | 1 | 0.20638 | 0 | 0 |  |  |  |  | 0.20638 | 0 |  |  |  |  | 0 | 0
8928 | LGE_STG0A | 3 | South | YES | -0.004088 | 100 | 0 | 100 | 0 | 1.03 | Cogen | 1 | 0.20638 | 0 | 0 |  |  |  |  | 0.20638 | 0 |  |  |  |  | 0 | 0
8930 | ICPGN10A | 1 | South | YES | -0.004088 | 149 | 0 | 149 | 0 | 1.03 | Cogen | 1 | 0.20638 | 0 | 0 |  |  |  |  | 0.20638 | 0 |  |  |  |  | 0 | 0
8931 | ICPGN20A | 2 | South | YES | -0.004088 | 150 | 0 | 150 | 0 | 1.03 | Cogen | 1 | 0.20638 | 0 | 0 |  |  |  |  | 0.20638 | 0 |  |  |  |  | 0 | 0
8932 | ICPGN30A | 3 | South | YES | -0.004088 | 127 | 0 | 127 | 0 | 1.03 | Cogen | 1 | 0.20638 | 0 | 0 |  |  |  |  | 0.20638 | 0 |  |  |  |  | 0 | 0
80223 | REYSHR G | 1 | South | YES | -0.004088 | 12 | 0 | 12 | 0 | 1.032 | Cogen | 1 | 0.20638 | 0 | 0 |  |  |  |  | 0.20638 | 0 |  |  |  |  | 0 | 0
5505 | RAYBURNGEN1 | 1 | South | YES | -0.003199 | 0 | 1 | 11 |  | 1.0223 | GGT | 1 | 0.20727 | 11 | 11 |  |  |  |  | 0.20727 | 2.28 |  |  |  |  | 0 | 0
5506 | RAYBURNGEN2 | 1 | South | YES | -0.003199 | 0 | 1 | 11 |  | 1.0223 | GGT | 1 | 0.20727 | 11 | 11 |  |  |  |  | 0.20727 | 2.28 |  |  |  |  | 0 | 0
5503 | RAYBURNGEN3 | 1 | South | YES | -0.003199 | 17.6 | 6 | 22 | 0 | 1.0224 | GST | 1 | 0.20727 | 22 | 22 |  |  |  |  | 0.20727 | 4.56 |  |  |  |  | 0 | 0
8173 | VICEC51A | 5 | South | YES | -0.003046 | 144 | 18 | 144 | 0 | 1.025 | CC | 1 | 0.20743 | 144 | 144 |  |  |  |  | 0.20743 | 29.8694 |  |  |  |  | 0 | 0
8174 | VICEC61A | 6 | South | YES | -0.003046 | 188 | 42 | 188 | 0 | 1.025 | CC | 1 | 0.20743 | 188 | 188 |  |  |  |  | 0.20743 | 38.9962 |  |  |  |  | 0 | 0
5509 | RAYBURNCC10 | 1 | South | YES | -0.003017 | 37.3 | 5.2 | 37.3 | 0 | 1.0296 | CC | 1 | 0.20746 | 37.3 | 37.3 |  |  |  |  | 0.20746 | 7.7381 |  |  |  |  | 0 | 0
5511 | RAYBURNCC7 | 1 | South | YES | -0.003017 | 47.5 | 18.2 | 47.5 | 0 | 1.0296 | CC | 1 | 0.20746 | 47.5 | 47.5 |  |  |  |  | 0.20746 | 9.8541 |  |  |  |  | 0 | 0
5508 | RAYBURNCC9 | 1 | South | YES | -0.003017 | 47.7 | 18.2 | 47.7 | 0 | 1.0296 | CC | 1 | 0.20746 | 47.7 | 47.7 |  |  |  |  | 0.20746 | 9.8956 |  |  |  |  | 0 | 0
5512 | RAYBURNCC8 | 1 | South | YES | -0.003017 | 49.3 | 18.2 | 49.3 | 0 | 1.0296 | CC | 1 | 0.20746 | 49.3 | 49.3 |  |  |  |  | 0.20746 | 10.2276 |  |  |  |  | 0 | 0
6144 | MCADOO1A | 1 | West | YES | -0.18213 | 15 | 0 | 150 | 0 | 1.025 | Wind | -1 | 0.2076 | 0 | 150 |  |  | 0 | 0 | -0.2076 | 0 |  |  |  |  | 0 | 0
8066 | DUP1V#1 | 1 | South | YES | -0.002851 | 52.3 | 0 | 73 | 0 | 1.01 | Cogen | 1 | 0.20762 | 0 | 0 |  |  |  |  | 0.20762 | 0 |  |  |  |  | 0 | 0
7808 | L_BASTEN1_2Y | 1 | South | YES | -0.002589 | 149.5 | 83.5 | 149.5 | 0 | 1.004 | CC | 1 | 0.20788 | 149.5 | 149.5 |  |  |  |  | 0.20788 | 31.0786 |  |  |  |  | 0 | 0
7807 | L_BASTEN1_1Y | 1 | South | YES | -0.002589 | 152.5 | 83.5 | 152.5 | 0 | 1.004 | CC | 1 | 0.20788 | 152.5 | 152.5 |  |  |  |  | 0.20788 | 31.7023 |  |  |  |  | 0 | 0
7809 | L_BASTEN1_3Y | 1 | South | YES | -0.002589 | 232.6 | 42 | 232.6 | 0 | 1.004 | CC | 1 | 0.20788 | 232.6 | 232.6 |  |  |  |  | 0.20788 | 48.3538 |  |  |  |  | 0 | 0
80224 | VISTRONG1 | 1 | South | YES | -0.002571 | 13.1 | 0 | 15 | 0 | 1.01 | Cogen | 1 | 0.2079 | 0 | 0 |  |  |  |  | 0.2079 | 0 |  |  |  |  | 0 | 0
80225 | VISTRONG2 | 2 | South | YES | -0.002571 | 20.2 | 0 | 23 | 0 | 1.01 | Cogen | 1 | 0.2079 | 0 | 0 |  |  |  |  | 0.2079 | 0 |  |  |  |  | 0 | 0
80227 | AIRCO G | 1 | South | YES | -0.002499 | 7.2 | 0 | 8 | 0 | 1.0104 | Cogen | 1 | 0.20797 | 0 | 0 |  |  |  |  | 0.20797 | 0 |  |  |  |  | 0 | 0
7303 | L_WPPGS12_1Y | 1 | South | YES | -0.002456 | 50 | 0 | 50 | 0 | 1.025 | GGT | 1 | 0.20802 | 50 | 50 |  |  |  |  | 0.20802 | 10.4008 |  |  |  |  | 0 | 0
7303 | L_WPPGS12_1Y | 2 | South | YES | -0.002456 | 50 | 0 | 50 | 0 | 1.025 | GGT | 1 | 0.20802 | 50 | 50 |  |  |  |  | 0.20802 | 10.4008 |  |  |  |  | 0 | 0
7305 | L_WPPGS34_1Y | 3 | South | YES | -0.002456 | 50 | 0 | 50 | 0 | 1.025 | GGT | 1 | 0.20802 | 50 | 50 |  |  |  |  | 0.20802 | 10.4008 |  |  |  |  | 0 | 0
7305 | L_WPPGS34_1Y | 4 | South | YES | -0.002456 | 50 | 0 | 50 | 0 | 1.025 | GGT | 1 | 0.20802 | 50 | 50 |  |  |  |  | 0.20802 | 10.4008 |  |  |  |  | 0 | 0
8147 | UCAR #2 | 10 | South | YES | -0.002371 | 18.2 | 0 | 28 |  | 1 | Cogen | 1 | 0.2081 | 0 | 0 |  |  |  |  | 0.2081 | 0 |  |  |  |  | 0 | 0
8148 | UCAR #1 | 2 | South | YES | -0.002371 | 6.1 | 0 | 7 | 0 | 1.009 | Cogen | 1 | 0.2081 | 0 | 0 |  |  |  |  | 0.2081 | 0 |  |  |  |  | 0 | 0
80137 | CSDR89 | 9 | South | YES | -0.002371 | 15 | 0 | 15 | 0 | 1.003 | DCTie | 1 | 0.2081 | 0 | 0 |  |  |  |  | 0.2081 | 0 |  |  |  |  | 0 | 0
80137 | CSDR89 | 8 | South | YES | -0.002371 | 33.9 | 0 | 39 | 0 | 1.003 | DCTie | 1 | 0.2081 | 0 | 0 |  |  |  |  | 0.2081 | 0 |  |  |  |  | 0 | 0
80138 | CSDR7 | 7 | South | YES | -0.002371 | 6.1 | 0 | 7 | 0 | 1.014 | DCTie | 1 | 0.2081 | 0 | 0 |  |  |  |  | 0.2081 | 0 |  |  |  |  | 0 | 0
80139 | CSDR56 | 6 | South | YES | -0.002371 | 0 | 0 | 39 |  | 1.0033 | DCTie | 1 | 0.2081 | 0 | 0 |  |  |  |  | 0.2081 | 0 |  |  |  |  | 0 | 0
80139 | CSDR56 | 5 | South | YES | -0.002371 | 15 | 0 | 15 |  | 1.0033 | DCTie | 1 | 0.2081 | 0 | 0 |  |  |  |  | 0.2081 | 0 |  |  |  |  | 0 | 0
80140 | CSDR11 | 11 | South | YES | -0.002371 | 33.9 | 0 | 39 | 0 | 1.03 | DCTie | 1 | 0.2081 | 0 | 0 |  |  |  |  | 0.2081 | 0 |  |  |  |  | 0 | 0
80226 | ALCOA G | 1 | South | YES | -0.00172 | 32.3 | 5 | 48 | 0 | 1.015 | Cogen | 1 | 0.20875 | 0 | 0 |  |  |  |  | 0.20875 | 0 |  |  |  |  | 0 | 0
8134 | FOR #1 | 1 | South | YES | -0.001539 | 54.1 | 45 | 79 | 0 | 1 | Cogen | 1 | 0.20893 | 0 | 0 |  |  |  |  | 0.20893 | 0 |  |  |  |  | 0 | 0
8138 | FOR #2 | 2 | South | YES | -0.001539 | 63.1 | 45 | 81 | 0 | 1 | Cogen | 1 | 0.20893 | 0 | 0 |  |  |  |  | 0.20893 | 0 |  |  |  |  | 0 | 0
8153 | FOR #3 | 3 | South | YES | -0.001539 | 63.1 | 45 | 79.9 | 0 | 1 | Cogen | 1 | 0.20893 | 0 | 0 |  |  |  |  | 0.20893 | 0 |  |  |  |  | 0 | 0
8154 | FOR #4 | 4 | South | YES | -0.001539 | 63.1 | 60 | 80 | 0 | 1 | Cogen | 1 | 0.20893 | 0 | 0 |  |  |  |  | 0.20893 | 0 |  |  |  |  | 0 | 0
8155 | FOR #5 | 5 | South | YES | -0.001539 | 63.1 | 60 | 78.4 | 0 | 1 | Cogen | 1 | 0.20893 | 0 | 0 |  |  |  |  | 0.20893 | 0 |  |  |  |  | 0 | 0
8156 | FOR #6 | 6 | South | YES | -0.001539 | 24.9 | 5 | 25 | 0 | 1 | Cogen | 1 | 0.20893 | 0 | 0 |  |  |  |  | 0.20893 | 0 |  |  |  |  | 0 | 0
8157 | FOR #7 | 7 | South | YES | -0.001539 | 28.8 | 5 | 46 | 0 | 1 | Cogen | 1 | 0.20893 | 0 | 0 |  |  |  |  | 0.20893 | 0 |  |  |  |  | 0 | 0
80051 | FOR #8 | 8 | South | YES | -0.001539 | 28 | 28 | 28 |  | 1 | Cogen | 1 | 0.20893 | 0 | 0 |  |  |  |  | 0.20893 | 0 |  |  |  |  | 0 | 0
80052 | FOR #9 | 9 | South | YES | -0.001539 | 29.7 | 5 | 43.6 | 0 | 1 | Cogen | 1 | 0.20893 | 0 | 0 |  |  |  |  | 0.20893 | 0 |  |  |  |  | 0 | 0
80053 | FOR #10 | 10 | South | YES | -0.001539 | 68.4 | 45 | 75 | 0 | 1 | Cogen | 1 | 0.20893 | 0 | 0 |  |  |  |  | 0.20893 | 0 |  |  |  |  | 0 | 0
7007 | L_LOSTPI1_1Y | 1 | South | YES | -0.001442 | 158.6 | 110 | 158 | 0 | 1 | CC | 1 | 0.20903 | 158 | 158 |  |  |  |  | 0.20903 | 33.0269 |  |  |  |  | 0 | 0
7008 | L_LOSTPI1_2Y | 2 | South | YES | -0.001442 | 157.7 | 107 | 160 | 0 | 1 | CC | 1 | 0.20903 | 160 | 160 |  |  |  |  | 0.20903 | 33.4449 |  |  |  |  | 0 | 0
7009 | L_LOSTPI1_3Y | 3 | South | YES | -0.001442 | 173.9 | 72 | 175 | 0 | 1 | CC | 1 | 0.20903 | 175 | 175 |  |  |  |  | 0.20903 | 36.5804 |  |  |  |  | 0 | 0
7012 | L_FPPYD21_3Y | 3 | South | YES | -0.001081 | 427.5 | 200 | 436 | 0 | 1.02 | LIGCO | 1 | 0.20939 | 0 | 436 |  |  |  |  | 0.20939 | 91.2948 |  |  |  |  | 0 | 0
7011 | L_FPPYD11_2Y | 2 | South | YES | -0.001081 | 552.2 | 200 | 598 | 0 | 1.02 | LIGCO | 1 | 0.20939 | 0 | 598 |  |  |  |  | 0.20939 | 125.2162 |  |  |  |  | 0 | 0
7010 | L_FPPYD11_1Y | 1 | South | YES | -0.001081 | 547.4 | 200 | 606 | 0 | 1.02 | LIGCO | 1 | 0.20939 | 0 | 606 |  |  |  |  | 0.20939 | 126.8914 |  |  |  |  | 0 | 0
11056 | ROSCOE_1G | 1 | West | YES | -0.1848 | 41.8 | 0 | 209 |  | 1 | Wind | -1 | 0.21027 | 0 | 209 |  |  | 0 | 0 | -0.21027 | 0 |  |  |  |  | 0 | 0
11057 | CHAMPION_1G | 1 | West | YES | -0.1848 | 25.3 | 0 | 126.5 |  | 1 | Wind | -1 | 0.21027 | 0 | 126.5 |  |  | 0 | 0 | -0.21027 | 0 |  |  |  |  | 0 | 0
11058 | PYRON_1G | 1 | West | YES | -0.1848 | 49.8 | 0 | 249 |  | 1 | Wind | -1 | 0.21027 | 0 | 249 |  |  | 0 | 0 | -0.21027 | 0 |  |  |  |  | 0 | 0
11059 | INADALE_1G | 1 | West | YES | -0.1848 | 39.4 | 0 | 197 |  | 1 | Wind | -1 | 0.21027 | 0 | 197 |  |  | 0 | 0 | -0.21027 | 0 |  |  |  |  | 0 | 0
8139 | JOS #1 | MB | South | YES | 0 | 0 | 45 | 255 |  | 1.02 | GST | 1 | 0.21047 | 0 | 0 |  |  |  |  | 0.21047 | 0 |  |  |  |  | 0 | 0
8285 | LAR #1 | MB | South | YES | 0 | 0 | 9 | 32 |  | 1.0497 | GST | 1 | 0.21047 | 0 | 0 |  |  |  |  | 0.21047 | 0 |  |  |  |  | 0 | 0
8287 | LAR #2 | MB | South | YES | 0 | 0 | 9 | 32 |  | 1.04 | GST | 1 | 0.21047 | 0 | 0 |  |  |  |  | 0.21047 | 0 |  |  |  |  | 0 | 0
8288 | LAR #3 | MB | South | YES | 0 | 0 | 25 | 105 |  | 1.04 | GST | 1 | 0.21047 | 0 | 0 |  |  |  |  | 0.21047 | 0 |  |  |  |  | 0 | 0
8388 | BATES0A | MB | South | YES | 0 | 0 | 21 | 71 |  | 1.033 | GST | 1 | 0.21047 | 0 | 0 |  |  |  |  | 0.21047 | 0 |  |  |  |  | 0 | 0
8393 | BATES0B | MB | South | YES | 0 | 0 | 25 | 110 |  | 1.03 | GST | 1 | 0.21047 | 0 | 0 |  |  |  |  | 0.21047 | 0 |  |  |  |  | 0 | 0
8437 | NUECES_B0C | MB | South | YES | 0 | 0 | 7 | 30 |  | 1.03 | GST | 1 | 0.21047 | 0 | 0 |  |  |  |  | 0.21047 | 0 |  |  |  |  | 0 | 0
8438 | NUECES_B0B | MB | South | YES | 0 | 0 | 26 | 169 |  | 1.03 | GST | 1 | 0.21047 | 0 | 0 |  |  |  |  | 0.21047 | 0 |  |  |  |  | 0 | 0
39190 | TNSLCGN1__8 | 1 | Houston | YES | 0 | 0 | 10 | 30 |  | 1.03 | Cogen | 1 | 0.21047 | 0 | 0 |  |  |  |  | 0.21047 | 0 |  |  |  |  | 0 | 0
5934 | SI_RAY5 | 5 | South | YES | 0 | 0 | 10 | 15 |  | 1.035 | GST | 1 | 0.21047 | 15 | 15 |  |  |  |  | 0.21047 | 3.1571 |  |  |  |  | 0 | 0
3432 | SANDOW_4G | 4 | South | YES | 0.001022 | 580 | 225 | 580 |  | 1.029 | LIGCO | 1 | 0.21149 | 0 | 580 |  |  |  |  | 0.21149 | 122.6669 |  |  |  |  | 0 | 0
581 | JCKCNTY802 | 2 | North | YES | 0.00357 | 147 | 0 | 147 | 0 | 1.022 | CC | 1 | 0.21404 | 147 | 147 | 0.52479 | 147 |  |  | 0.21404 | 31.4643 |  |  |  |  | 0 | 0
582 | JCKCNTY803 | 3 | North | YES | 0.00357 | 147 | 0 | 147 | 0 | 1.022 | CC | 1 | 0.21404 | 147 | 147 | 0.52479 | 147 |  |  | 0.21404 | 31.4643 |  |  |  |  | 0 | 0
580 | JCKCNTY801 | 1 | North | YES | 0.00357 | 288 | 0 | 288 | 0 | 1.022 | CC | 1 | 0.21404 | 288 | 288 | 1.0282 | 288 |  |  | 0.21404 | 61.6443 |  |  |  |  | 0 | 0
253 | BOSQUESW804 | 2 | North | YES | 0.004049 | 80 | 0 | 80 | 0 | 1.032 | CC | 1 | 0.21452 | 80 | 80 | 0.32392 | 80 |  |  | 0.21452 | 17.1617 |  |  |  |  | 0 | 0
251 | BOSQUESW803 | 2 | North | YES | 0.004049 | 150 | 0 | 150 | 0 | 1.032 | CC | 1 | 0.21452 | 150 | 150 | 0.60735 | 150 |  |  | 0.21452 | 32.1783 |  |  |  |  | 0 | 0
244 | WHITNYDM01 | 1 | North | YES | 0.004418 | 15 | 0 | 15 | 0 | 1.035 | Hydro | 1 | 0.21489 | 0 | 0 | 0 | 0 |  |  | 0.21489 | 0 |  |  |  |  | 0 | 0
245 | WHITNYDM02 | 2 | North | YES | 0.004418 | 15 | 0 | 15 | 0 | 1.035 | Hydro | 1 | 0.21489 | 0 | 0 | 0 | 0 |  |  | 0.21489 | 0 |  |  |  |  | 0 | 0
5911 | STP_GN1___1 | 1 | Houston | YES | 0.004621 | 1333 | 1249 | 1333 | 0 | 1.0406 | Nuc | 1 | 0.21509 | 0 | 0 |  |  |  |  | 0.21509 | 0 |  |  |  |  | 0 | 0
5912 | STP_GN2___2 | 2 | Houston | YES | 0.004621 | 1332 | 1249 | 1332 | 0 | 1.0406 | Nuc | 1 | 0.21509 | 0 | 0 |  |  |  |  | 0.21509 | 0 |  |  |  |  | 0 | 0
13432 | SANDOW_5G | 5 | South | YES | 0.004683 | 581 | 225 | 581 |  | 1.029 | LIGCO | 1 | 0.21516 | 0 | 581 |  |  |  |  | 0.21516 | 125.0055 |  |  |  |  | 0 | 0
48731 | CBE_GT1 | 1 | Houston | YES | 0.004861 | 76 | 0 | 76 | 0 | 1.029 | CC | 1 | 0.21533 | 76 | 76 |  |  |  |  | 0.21533 | 16.3654 |  |  |  |  | 0 | 0
48732 | CBE_GT2 | 1 | Houston | YES | 0.004861 | 76 | 0 | 76 | 0 | 1.029 | CC | 1 | 0.21533 | 76 | 76 |  |  |  |  | 0.21533 | 16.3654 |  |  |  |  | 0 | 0
48734 | CBE_GT3 | 1 | Houston | YES | 0.004861 | 76 | 0 | 76 | 0 | 1.029 | CC | 1 | 0.21533 | 76 | 76 |  |  |  |  | 0.21533 | 16.3654 |  |  |  |  | 0 | 0
48735 | CBE_GT4 | 1 | Houston | YES | 0.004861 | 76 | 0 | 76 | 0 | 1.029 | CC | 1 | 0.21533 | 76 | 76 |  |  |  |  | 0.21533 | 16.3654 |  |  |  |  | 0 | 0
48733 | CBE_ST12 | 1 | Houston | YES | 0.004861 | 105 | 0 | 105 | 0 | 1.029 | CC | 1 | 0.21533 | 105 | 105 |  |  |  |  | 0.21533 | 22.61 |  |  |  |  | 0 | 0
48736 | CBE_ST34 | 1 | Houston | YES | 0.004861 | 105 | 0 | 105 | 0 | 1.029 | CC | 1 | 0.21533 | 105 | 105 |  |  |  |  | 0.21533 | 22.61 |  |  |  |  | 0 | 0
48911 | TGF_GT1_8000 | 1 | Houston | YES | 0.00521 | 69.2 | 0 | 69.2 |  | 1.029 | Cogen | 1 | 0.21568 | 0 | 0 |  |  |  |  | 0.21568 | 0 |  |  |  |  | 0 | 0
49851 | DOW17000 | 37 | Houston | YES | 0.006912 | 39 | 0 | 62 | 0 | 1 | Cogen | 1 | 0.21738 | 0 | 0 |  |  |  |  | 0.21738 | 0 |  |  |  |  | 0 | 0
49858 | DOW38100 | 31 | Houston | YES | 0.006912 | 45 | 0 | 71.4 |  | 1 | Cogen | 1 | 0.21738 | 0 | 0 |  |  |  |  | 0.21738 | 0 |  |  |  |  | 0 | 0
49859 | DOW38200 | 33 | Houston | YES | 0.006912 | 28 | 0 | 45 | 0 | 1 | Cogen | 1 | 0.21738 | 0 | 0 |  |  |  |  | 0.21738 | 0 |  |  |  |  | 0 | 0
49860 | DOW38300 | 32 | Houston | YES | 0.006912 | 63 | 0 | 101 |  | 1 | Cogen | 1 | 0.21738 | 0 | 0 |  |  |  |  | 0.21738 | 0 |  |  |  |  | 0 | 0
49862 | DOW39100 | 36 | Houston | YES | 0.006912 | 54 | 0 | 86 | 0 | 1 | Cogen | 1 | 0.21738 | 0 | 0 |  |  |  |  | 0.21738 | 0 |  |  |  |  | 0 | 0
49863 | DOW39200 | 35 | Houston | YES | 0.006912 | 55 | 0 | 88 | 0 | 1 | Cogen | 1 | 0.21738 | 0 | 0 |  |  |  |  | 0.21738 | 0 |  |  |  |  | 0 | 0
49865 | DOW41000 | 41 | Houston | YES | 0.006912 | 31 | 0 | 50 |  | 1 | Cogen | 1 | 0.21738 | 0 | 0 |  |  |  |  | 0.21738 | 0 |  |  |  |  | 0 | 0
49866 | DOW42000 | 42 | Houston | YES | 0.006912 | 11 | 0 | 18 |  | 1 | Cogen | 1 | 0.21738 | 0 | 0 |  |  |  |  | 0.21738 | 0 |  |  |  |  | 0 | 0
49869 | DOW49000 | 45 | Houston | YES | 0.006912 | 59 | 0 | 94 |  | 1 | Cogen | 1 | 0.21738 | 0 | 0 |  |  |  |  | 0.21738 | 0 |  |  |  |  | 0 | 0
49870 | DOW61000 | 61 | Houston | YES | 0.006912 | 44 | 0 | 70 | 0 | 1 | Cogen | 1 | 0.21738 | 0 | 0 |  |  |  |  | 0.21738 | 0 |  |  |  |  | 0 | 0
49871 | DOW62000 | 62 | Houston | YES | 0.006912 | 40 | 0 | 63 | 0 | 1 | Cogen | 1 | 0.21738 | 0 | 0 |  |  |  |  | 0.21738 | 0 |  |  |  |  | 0 | 0
49872 | DOW63000 | 63 | Houston | YES | 0.006912 | 45 | 0 | 72 | 0 | 1 | Cogen | 1 | 0.21738 | 0 | 0 |  |  |  |  | 0.21738 | 0 |  |  |  |  | 0 | 0
49873 | DOW64000 | 64 | Houston | YES | 0.006912 | 41 | 0 | 64.8 | 0 | 1 | Cogen | 1 | 0.21738 | 0 | 0 |  |  |  |  | 0.21738 | 0 |  |  |  |  | 0 | 0
49876 | DOW65000 | 65 | Houston | YES | 0.006912 | 63 | 0 | 101 | 0 | 1 | Cogen | 1 | 0.21738 | 0 | 0 |  |  |  |  | 0.21738 | 0 |  |  |  |  | 0 | 0
49877 | DOW66000 | 66 | Houston | YES | 0.006912 | 61 | 0 | 97 | 0 | 1 | Cogen | 1 | 0.21738 | 0 | 0 |  |  |  |  | 0.21738 | 0 |  |  |  |  | 0 | 0
49878 | DOW67000 | 67 | Houston | YES | 0.006912 | 65 | 0 | 103 | 0 | 1 | Cogen | 1 | 0.21738 | 0 | 0 |  |  |  |  | 0.21738 | 0 |  |  |  |  | 0 | 0
49882 | DOW81000 | 81 | Houston | YES | 0.006912 | 47 | 0 | 76 | 0 | 1 | Cogen | 1 | 0.21738 | 0 | 0 |  |  |  |  | 0.21738 | 0 |  |  |  |  | 0 | 0
49884 | DOW82000 | 82 | Houston | YES | 0.006912 | 51 | 0 | 80 | 0 | 1 | Cogen | 1 | 0.21738 | 0 | 0 |  |  |  |  | 0.21738 | 0 |  |  |  |  | 0 | 0
49885 | DOW83000 | 83 | Houston | YES | 0.006912 | 51 | 0 | 80 | 0 | 1 | Cogen | 1 | 0.21738 | 0 | 0 |  |  |  |  | 0.21738 | 0 |  |  |  |  | 0 | 0
49886 | DOW84000 | 84 | Houston | YES | 0.006912 | 107 | 0 | 171 | 0 | 0.98 | Cogen | 1 | 0.21738 | 0 | 0 |  |  |  |  | 0.21738 | 0 |  |  |  |  | 0 | 0
48520 | BSF_GT1_8070 | 1 | Houston | YES | 0.007333 | 72 | 0 | 72 | 0 | 1.0326 | Cogen | 1 | 0.21781 | 0 | 0 |  |  |  |  | 0.21781 | 0 |  |  |  |  | 0 | 0
48520 | BSF_GT1_8070 | 2 | Houston | YES | 0.007333 | 10 | 0 | 10 | 0 | 1.0326 | Cogen | 1 | 0.21781 | 0 | 0 |  |  |  |  | 0.21781 | 0 |  |  |  |  | 0 | 0
39760 | TNSCLP1___8 | 1 | Houston | YES | 0.00768 | 93.4 | 20 | 116.8 | 0 | 1.04 | Cogen | 1 | 0.21815 | 0 | 0 |  |  |  |  | 0.21815 | 0 |  |  |  |  | 0 | 0
39770 | TNSCLP2___8 | 1 | Houston | YES | 0.00768 | 91.6 | 20 | 114.5 | 0 | 1.04 | Cogen | 1 | 0.21815 | 0 | 0 |  |  |  |  | 0.21815 | 0 |  |  |  |  | 0 | 0
39775 | TNSCLP4___8 | 1 | Houston | YES | 0.00768 | 95.2 | 20 | 119 | 0 | 1.04 | Cogen | 1 | 0.21815 | 0 | 0 |  |  |  |  | 0.21815 | 0 |  |  |  |  | 0 | 0
39790 | TNSCLP3___8 | 1 | Houston | YES | 0.00768 | 87.6 | 20 | 109.5 | 0 | 1.027 | Cogen | 1 | 0.21815 | 0 | 0 |  |  |  |  | 0.21815 | 0 |  |  |  |  | 0 | 0
48730 | MNS_GT | 1 | Houston | YES | 0.008844 | 43 | 0 | 46.1 |  | 1.029 | Cogen | 1 | 0.21932 | 0 | 0 |  |  |  |  | 0.21932 | 0 |  |  |  |  | 0 | 0
48927 | WAP_GN7_7 | 7 | Houston | YES | 0.008905 | 564 | 277 | 564 |  | 1.035 | LIGCO | 1 | 0.21938 | 0 | 564 |  |  |  |  | 0.21938 | 123.729 |  |  |  |  | 0 | 0
48928 | WAP_GN8_8 | 8 | Houston | YES | 0.008905 | 603 | 275 | 603 |  | 1.035 | LIGCO | 1 | 0.21938 | 0 | 603 |  |  |  |  | 0.21938 | 132.2848 |  |  |  |  | 0 | 0
48926 | WAP_GN6_6 | 6 | Houston | YES | 0.008905 | 651 | 280 | 651 |  | 1.035 | LIGCO | 1 | 0.21938 | 0 | 651 |  |  |  |  | 0.21938 | 142.8149 |  |  |  |  | 0 | 0
48522 | BVE_GT2_5035 | 2 | Houston | YES | 0.008914 | 166.4 | 0 | 166.4 |  | 1.035 | CC | 1 | 0.21939 | 166.4 | 166.4 |  |  |  |  | 0.21939 | 36.506 |  |  |  |  | 0 | 0
48521 | BVE_GT1_GT1 | 1 | Houston | YES | 0.008914 | 167.7 | 0 | 167.7 |  | 1.035 | CC | 1 | 0.21939 | 167.7 | 167.7 |  |  |  |  | 0.21939 | 36.7912 |  |  |  |  | 0 | 0
48523 | BVE_ST1_GN1 | 3 | Houston | YES | 0.008914 | 252.4 | 0 | 252.4 |  | 1.035 | CC | 1 | 0.21939 | 252.4 | 252.4 |  |  |  |  | 0.21939 | 55.3732 |  |  |  |  | 0 | 0
48510 | AK_GT1__8040 | 1 | Houston | YES | 0.009019 | 33.4 | 8.1 | 34 |  | 1.029 | Cogen | 1 | 0.21949 | 0 | 0 |  |  |  |  | 0.21949 | 0 |  |  |  |  | 0 | 0
48929 | WAPGT21_GT1 | B1 | Houston | YES | 0.009122 | 0 | 0 | 13 |  | 1.05 | GGT | 1 | 0.21959 | 13 | 13 |  |  |  |  | 0.21959 | 2.8547 |  |  |  |  | 0 | 0
48921 | WAP_GN1_1 | 1 | Houston | YES | 0.009122 | 132.8 | 37 | 166 | 0 | 1.0362 | GST | 1 | 0.21959 | 166 | 166 |  |  |  |  | 0.21959 | 36.4527 |  |  |  |  | 0 | 0
48922 | WAP_GN2_2 | 2 | Houston | YES | 0.009122 | 132.8 | 37 | 166 | 0 | 1.0362 | GST | 1 | 0.21959 | 166 | 166 |  |  |  |  | 0.21959 | 36.4527 |  |  |  |  | 0 | 0
48923 | WAP_GN3_3 | 3 | Houston | YES | 0.009122 | 198.4 | 93 | 248 | 0 | 1.0362 | GST | 1 | 0.21959 | 248 | 248 |  |  |  |  | 0.21959 | 54.4595 |  |  |  |  | 0 | 0
48924 | WAP_GN4_4 | 4 | Houston | YES | 0.009122 | 546 | 217 | 546 | 0 | 1.0362 | GSC | 1 | 0.21959 | 546 | 546 |  |  |  |  | 0.21959 | 119.8987 |  |  |  |  | 0 | 0
48925 | WAP_GN5_5 | 5 | Houston | YES | 0.009122 | 618.1 | 278 | 654 | 0 | 0.985 | LIGCO | 1 | 0.21959 | 0 | 654 |  |  |  |  | 0.21959 | 143.6149 |  |  |  |  | 0 | 0
38580 | TNBP_CGN1_8 | 1 | Houston | YES | 0.009794 | 70.8 | 0 | 70.8 | 0 | 1.005 | Cogen | 1 | 0.22027 | 0 | 0 |  |  |  |  | 0.22027 | 0 |  |  |  |  | 0 | 0
38590 | TNBP_CGN2_8 | 2 | Houston | YES | 0.009794 | 66.7 | 0 | 66.7 | 0 | 1.005 | Cogen | 1 | 0.22027 | 0 | 0 |  |  |  |  | 0.22027 | 0 |  |  |  |  | 0 | 0
38600 | TNBP_CGN3_8 | 5 | Houston | YES | 0.009794 | 53 | 0 | 53 | 0 | 1.005 | Cogen | 1 | 0.22027 | 0 | 0 |  |  |  |  | 0.22027 | 0 |  |  |  |  | 0 | 0
38611 | TNBPAMCG1_8 | 1 | Houston | YES | 0.009794 | 153.2 | 0 | 153.2 | 0 | 1.005 | Cogen | 1 | 0.22027 | 0 | 0 |  |  |  |  | 0.22027 | 0 |  |  |  |  | 0 | 0
38612 | TNBPAMCG2_8 | 2 | Houston | YES | 0.009794 | 153.5 | 0 | 153.5 | 0 | 1.005 | Cogen | 1 | 0.22027 | 0 | 0 |  |  |  |  | 0.22027 | 0 |  |  |  |  | 0 | 0
38613 | TNBPAMCG3_8 | 3 | Houston | YES | 0.009794 | 152.3 | 0 | 152.3 | 0 | 1.005 | Cogen | 1 | 0.22027 | 0 | 0 |  |  |  |  | 0.22027 | 0 |  |  |  |  | 0 | 0
38614 | TNBPAMCG4_8 | 4 | Houston | YES | 0.009794 | 96 | 0 | 96 |  | 1.005 | Cogen | 1 | 0.22027 | 0 | 0 |  |  |  |  | 0.22027 | 0 |  |  |  |  | 0 | 0
38615 | TNBPAMCG5_8 | 1 | Houston | YES | 0.009794 | 244 | 0 | 244 | 0 | 1.005 | Cogen | 1 | 0.22027 | 0 | 0 |  |  |  |  | 0.22027 | 0 |  |  |  |  | 0 | 0
38690 | TNBP_CGN4_8 | 3 | Houston | YES | 0.009794 | 40 | 0 | 40 |  | 1.005 | Cogen | 1 | 0.22027 | 0 | 0 |  |  |  |  | 0.22027 | 0 |  |  |  |  | 0 | 0
38711 | TNTXCTY1CG8 | 1 | Houston | YES | 0.009794 | 100.3 | 59 | 100.3 | 0 | 1 | Cogen | 1 | 0.22027 | 0 | 0 |  |  |  |  | 0.22027 | 0 |  |  |  |  | 0 | 0
38712 | TNTXCTY2CG8 | 1 | Houston | YES | 0.009794 | 92.9 | 59 | 92.9 | 0 | 1 | Cogen | 1 | 0.22027 | 0 | 0 |  |  |  |  | 0.22027 | 0 |  |  |  |  | 0 | 0
38713 | TNTXCTY3CG8 | 1 | Houston | YES | 0.009794 | 102.7 | 59 | 102.7 | 0 | 1 | Cogen | 1 | 0.22027 | 0 | 0 |  |  |  |  | 0.22027 | 0 |  |  |  |  | 0 | 0
38714 | TNTXCTY4CG8 | 1 | Houston | YES | 0.009794 | 103 | 59 | 103 | 0 | 1 | Cogen | 1 | 0.22027 | 0 | 0 |  |  |  |  | 0.22027 | 0 |  |  |  |  | 0 | 0
39470 | TNDOWCGNSG8 | 1 | Houston | YES | 0.009794 | 32 | 10 | 32 | 0 | 0.985 | Cogen | 1 | 0.22027 | 0 | 0 |  |  |  |  | 0.22027 | 0 |  |  |  |  | 0 | 0
39480 | TNDOWCGNGG8 | 1 | Houston | YES | 0.009794 | 30 | 10 | 30 | 0 | 0.985 | Cogen | 1 | 0.22027 | 0 | 0 |  |  |  |  | 0.22027 | 0 |  |  |  |  | 0 | 0
48772 | PHR_GN2_2 | MB | Houston | YES | 0.010107 | 0 | 72 | 459 |  | 1.0362 | GSC | 1 | 0.22058 | 0 | 0 |  |  |  |  | 0.22058 | 0 |  |  |  |  | 0 | 0
48561 | CTL_GT2_8130 | 1 | Houston | YES | 0.010327 | 73.5 | 30.3 | 91.9 |  | 1.0362 | Cogen | 1 | 0.2208 | 0 | 0 |  |  |  |  | 0.2208 | 0 |  |  |  |  | 0 | 0
48562 | CTL_GT3_8135 | 2 | Houston | YES | 0.010327 | 70.1 | 30.3 | 87.6 |  | 1.0362 | Cogen | 1 | 0.2208 | 0 | 0 |  |  |  |  | 0.2208 | 0 |  |  |  |  | 0 | 0
48563 | CTL_GT4_8140 | 3 | Houston | YES | 0.010327 | 69.6 | 30.3 | 87 |  | 1.0362 | Cogen | 1 | 0.2208 | 0 | 0 |  |  |  |  | 0.2208 | 0 |  |  |  |  | 0 | 0
48564 | CTL_GN1_8145 | 4 | Houston | YES | 0.010327 | 43.6 | 12.9 | 54.5 |  | 1.0362 | Cogen | 1 | 0.2208 | 0 | 0 |  |  |  |  | 0.2208 | 0 |  |  |  |  | 0 | 0
48565 | CTL_GN2_8155 | 5 | Houston | YES | 0.010327 | 9.8 | 3.4 | 12.2 |  | 1.0362 | Cogen | 1 | 0.2208 | 0 | 0 |  |  |  |  | 0.2208 | 0 |  |  |  |  | 0 | 0
48531 | BYU_GT1_8075 | 1 | Houston | YES | 0.01041 | 65 | 0 | 65 |  | 1.0362 | Cogen | 1 | 0.22088 | 0 | 0 |  |  |  |  | 0.22088 | 0 |  |  |  |  | 0 | 0
48532 | BYU_GT2_8055 | 2 | Houston | YES | 0.01041 | 62 | 0 | 62 |  | 1.0362 | Cogen | 1 | 0.22088 | 0 | 0 |  |  |  |  | 0.22088 | 0 |  |  |  |  | 0 | 0
48533 | BYU_GT3_8060 | 3 | Houston | YES | 0.01041 | 67 | 0 | 67 |  | 1.0362 | Cogen | 1 | 0.22088 | 0 | 0 |  |  |  |  | 0.22088 | 0 |  |  |  |  | 0 | 0
48534 | BYU_GT4_8065 | 4 | Houston | YES | 0.01041 | 65 | 0 | 65 |  | 1.0362 | Cogen | 1 | 0.22088 | 0 | 0 |  |  |  |  | 0.22088 | 0 |  |  |  |  | 0 | 0
48691 | GBY_73741085 | B | Houston | YES | 0.010533 | 37.6 | 20 | 47 | 0 | 1.0362 | GGT | 1 | 0.22101 | 47 | 47 |  |  |  |  | 0.22101 | 10.3873 |  |  |  |  | 0 | 0
48691 | GBY_73741085 | A | Houston | YES | 0.010533 | 37.6 | 20 | 47 | 0 | 1.0362 | GGT | 1 | 0.22101 | 47 | 47 |  |  |  |  | 0.22101 | 10.3873 |  |  |  |  | 0 | 0
48692 | GBY_81821075 | C | Houston | YES | 0.010533 | 37.6 | 20 | 47 | 0 | 1.0362 | GGT | 1 | 0.22101 | 47 | 47 |  |  |  |  | 0.22101 | 10.3873 |  |  |  |  | 0 | 0
48693 | GBY_83841065 | F | Houston | YES | 0.010533 | 43.2 | 20 | 54 | 0 | 1.0362 | GGT | 1 | 0.22101 | 54 | 54 |  |  |  |  | 0.22101 | 11.9343 |  |  |  |  | 0 | 0
48692 | GBY_81821075 | D | Houston | YES | 0.010533 | 44 | 20 | 55 | 0 | 1.0362 | GGT | 1 | 0.22101 | 55 | 55 |  |  |  |  | 0.22101 | 12.1553 |  |  |  |  | 0 | 0
48693 | GBY_83841065 | E | Houston | YES | 0.010533 | 45.6 | 20 | 57 | 0 | 1.0362 | GGT | 1 | 0.22101 | 57 | 57 |  |  |  |  | 0.22101 | 12.5973 |  |  |  |  | 0 | 0
48841 | SJS_GT1_GT1 | 1 | Houston | YES | 0.010567 | 62.4 | 49 | 78 | 0 | 1.0362 | Cogen | 1 | 0.22104 | 0 | 0 |  |  |  |  | 0.22104 | 0 |  |  |  |  | 0 | 0
48842 | SJS_GT2_GT2 | 2 | Houston | YES | 0.010567 | 64.8 | 49 | 81 | 0 | 1.0362 | Cogen | 1 | 0.22104 | 0 | 0 |  |  |  |  | 0.22104 | 0 |  |  |  |  | 0 | 0
48644 | DPEC_GT45070 | 4 | Houston | YES | 0.010602 | 157 | 98 | 157 | 0 | 1.0319 | CC | 1 | 0.22107 | 157 | 157 |  |  |  |  | 0.22107 | 34.7087 |  |  |  |  | 0 | 0
48642 | DPEC_GT25025 | 2 | Houston | YES | 0.010602 | 157.1 | 98 | 157.1 | 0 | 1.0319 | CC | 1 | 0.22107 | 157.1 | 157.1 |  |  |  |  | 0.22107 | 34.7308 |  |  |  |  | 0 | 0
48643 | DPEC_GT35010 | 3 | Houston | YES | 0.010602 | 157.5 | 98 | 157.5 | 0 | 1.0319 | CC | 1 | 0.22107 | 157.5 | 157.5 |  |  |  |  | 0.22107 | 34.8193 |  |  |  |  | 0 | 0
48641 | DPEC_GT15040 | 1 | Houston | YES | 0.010602 | 163.2 | 98 | 163.2 | 0 | 1.0319 | CC | 1 | 0.22107 | 163.2 | 163.2 |  |  |  |  | 0.22107 | 36.0794 |  |  |  |  | 0 | 0
48645 | DPEC_ST55065 | 5 | Houston | YES | 0.010602 | 282 | 0 | 282 | 0 | 1.0319 | CC | 1 | 0.22107 | 282 | 282 |  |  |  |  | 0.22107 | 62.3431 |  |  |  |  | 0 | 0
48761 | PR_GT1__9040 | 1 | Houston | YES | 0.010649 | 26 | 0 | 35 |  | 1 | Cogen | 1 | 0.22112 | 0 | 0 |  |  |  |  | 0.22112 | 0 |  |  |  |  | 0 | 0
48855 | SRB_GT211035 | B2 | Houston | YES | 0.010686 | 0 | 0 | 12 |  | 1.014 | GGT | 1 | 0.22116 | 12 | 12 |  |  |  |  | 0.22116 | 2.6539 |  |  |  |  | 0 | 0
48855 | SRB_GT211035 | B1 | Houston | YES | 0.010686 | 0 | 0 | 18 |  | 1.014 | GGT | 1 | 0.22116 | 18 | 18 |  |  |  |  | 0.22116 | 3.9809 |  |  |  |  | 0 | 0
48852 | SRB_GN2_2 | 2 | Houston | YES | 0.010688 | 140.8 | 26 | 176 | 0 | 1.0217 | GST | 1 | 0.22116 | 176 | 176 |  |  |  |  | 0.22116 | 38.9243 |  |  |  |  | 0 | 0
48851 | SRB_GN1_1 | 1 | Houston | YES | 0.010691 | 132 | 26 | 165 | 0 | 1.0217 | GST | 1 | 0.22116 | 165 | 165 |  |  |  |  | 0.22116 | 36.492 |  |  |  |  | 0 | 0
48551 | CAL_GT1_8045 | 1 | Houston | YES | 0.010693 | 149 | 0 | 149 | 0 | 1.0326 | Cogen | 1 | 0.22117 | 0 | 0 |  |  |  |  | 0.22117 | 0 |  |  |  |  | 0 | 0
48552 | CAL_ST1_8000 | 2 | Houston | YES | 0.010693 | 65.1 | 0 | 65.1 | 0 | 1.0326 | Cogen | 1 | 0.22117 | 0 | 0 |  |  |  |  | 0.22117 | 0 |  |  |  |  | 0 | 0
48853 | SRB_GN3_3 | 3 | Houston | YES | 0.010701 | 170.4 | 35 | 213 |  | 1.0326 | GST | 1 | 0.22117 | 213 | 213 |  |  |  |  | 0.22117 | 47.11 |  |  |  |  | 0 | 0
48845 | SOL_GT1 | 1 | Houston | YES | 0.010702 | 16.2 | 15.4 | 16.2 |  | 1.0326 | Solar | 1 | 0.22117 | 16.2 | 16.2 |  |  |  |  | 0.22117 | 3.583 |  |  |  |  | 0 | 0
48611 | DIB_GT1_8080 | 1 | Houston | YES | 0.010703 | 64 | 0 | 64 | 0 | 1.0326 | Cogen | 1 | 0.22118 | 0 | 0 |  |  |  |  | 0.22118 | 0 |  |  |  |  | 0 | 0
48612 | DIB_GT2_8075 | 2 | Houston | YES | 0.010703 | 63.2 | 0 | 63.2 | 0 | 1.0326 | Cogen | 1 | 0.22118 | 0 | 0 |  |  |  |  | 0.22118 | 0 |  |  |  |  | 0 | 0
48613 | DIB_ST1_8085 | 3 | Houston | YES | 0.010703 | 67.9 | 30 | 82.6 | 0 | 1.0326 | Cogen | 1 | 0.22118 | 0 | 0 |  |  |  |  | 0.22118 | 0 |  |  |  |  | 0 | 0
48614 | DIB_GT3_8090 | 4 | Houston | YES | 0.010703 | 73.6 | 15 | 73.6 | 0 | 1.0326 | Cogen | 1 | 0.22118 | 0 | 0 |  |  |  |  | 0.22118 | 0 |  |  |  |  | 0 | 0
48854 | SRB_GN4_4 | 4 | Houston | YES | 0.010704 | 182.4 | 35 | 228 | 0 | 1.0326 | GST | 1 | 0.22118 | 228 | 228 |  |  |  |  | 0.22118 | 50.4283 |  |  |  |  | 0 | 0
48740 | PSG_GN2_8050 | 1 | Houston | YES | 0.010705 | 182 | 60 | 182 | 0 | 1.0326 | Cogen | 1 | 0.22118 | 0 | 0 |  |  |  |  | 0.22118 | 0 |  |  |  |  | 0 | 0
48741 | PSG_GT2_8040 | 1 | Houston | YES | 0.010705 | 158.6 | 50 | 158.6 | 0 | 1.0326 | Cogen | 1 | 0.22118 | 0 | 0 |  |  |  |  | 0.22118 | 0 |  |  |  |  | 0 | 0
48742 | PSG_GT3_8060 | 1 | Houston | YES | 0.010705 | 157 | 50 | 157 | 0 | 1.0326 | Cogen | 1 | 0.22118 | 0 | 0 |  |  |  |  | 0.22118 | 0 |  |  |  |  | 0 | 0
48820 | SHELLG1_3015 | 1 | Houston | YES | 0.010758 | 71 | 34.5 | 71 |  | 1.029 | Cogen | 1 | 0.22123 | 0 | 0 |  |  |  |  | 0.22123 | 0 |  |  |  |  | 0 | 0
48821 | SHELLG2 | 2 | Houston | YES | 0.010758 | 72 | 34.5 | 72 |  | 1.029 | Cogen | 1 | 0.22123 | 0 | 0 |  |  |  |  | 0.22123 | 0 |  |  |  |  | 0 | 0
48822 | SHELLG3_3020 | 2 | Houston | YES | 0.010758 | 30 | 0 | 30 |  | 1.029 | Cogen | 1 | 0.22123 | 0 | 0 |  |  |  |  | 0.22123 | 0 |  |  |  |  | 0 | 0
48822 | SHELLG3_3020 | 1 | Houston | YES | 0.010758 | 39 | 0 | 39 |  | 1.029 | Cogen | 1 | 0.22123 | 0 | 0 |  |  |  |  | 0.22123 | 0 |  |  |  |  | 0 | 0
48500 | APD_GT1_8005 | 1 | Houston | YES | 0.01084 | 137.6 | 54.6 | 137.6 | 0 | 1.0362 | Cogen | 1 | 0.22131 | 0 | 0 |  |  |  |  | 0.22131 | 0 |  |  |  |  | 0 | 0
48513 | LPE_GT3_8080 | 3 | Houston | YES | 0.01085 | 39 | 0 | 39 | 0 | 1.0362 | GGT | 1 | 0.22132 | 39 | 39 |  |  |  |  | 0.22132 | 8.6316 |  |  |  |  | 0 | 0
48514 | LPE_GT4_8085 | 4 | Houston | YES | 0.01085 | 39 | 0 | 39 | 0 | 1.0362 | GGT | 1 | 0.22132 | 39 | 39 |  |  |  |  | 0.22132 | 8.6316 |  |  |  |  | 0 | 0
48511 | LPE_GT1_8070 | 1 | Houston | YES | 0.01085 | 42 | 0 | 42 | 0 | 1.0362 | GGT | 1 | 0.22132 | 42 | 42 |  |  |  |  | 0.22132 | 9.2956 |  |  |  |  | 0 | 0
48512 | LPE_GT2_8075 | 2 | Houston | YES | 0.01085 | 42 | 0 | 42 | 0 | 1.0362 | GGT | 1 | 0.22132 | 42 | 42 |  |  |  |  | 0.22132 | 9.2956 |  |  |  |  | 0 | 0
6407 | TURKTRAK1A | 1 | West | YES | -0.19587 | 33.9 | 0 | 169.5 | 0 | 1.025 | Wind | -1 | 0.22133 | 0 | 169.5 |  |  | 0 | 0 | -0.22133 | 0 |  |  |  |  | 0 | 0
48593 | CHE_GT1_8015 | 1 | Houston | YES | 0.010869 | 173 | 50 | 173 | 0 | 1.0362 | Cogen | 1 | 0.22134 | 0 | 0 |  |  |  |  | 0.22134 | 0 |  |  |  |  | 0 | 0
48594 | CHE_GN4_8025 | 4 | Houston | YES | 0.010869 | 142 | 60 | 142 | 0 | 1.0362 | Cogen | 1 | 0.22134 | 0 | 0 |  |  |  |  | 0.22134 | 0 |  |  |  |  | 0 | 0
48875 | THW_3132 | B | Houston | YES | 0.010991 | 53 | 5 | 53 | 0 | 1.0435 | CC | 1 | 0.22146 | 53 | 53 |  |  |  |  | 0.22146 | 11.7376 |  |  |  |  | 0 | 0
48875 | THW_3132 | A | Houston | YES | 0.010991 | 55 | 5 | 55 | 0 | 1.0435 | CC | 1 | 0.22146 | 55 | 55 |  |  |  |  | 0.22146 | 12.1805 |  |  |  |  | 0 | 0
48877 | THW_3334 | C | Houston | YES | 0.010991 | 55 | 5 | 55 | 0 | 1.0435 | CC | 1 | 0.22146 | 55 | 55 |  |  |  |  | 0.22146 | 12.1805 |  |  |  |  | 0 | 0
48879 | THW_4142 | F | Houston | YES | 0.010991 | 55 | 5 | 55 | 0 | 1.0435 | CC | 1 | 0.22146 | 55 | 55 |  |  |  |  | 0.22146 | 12.1805 |  |  |  |  | 0 | 0
48879 | THW_4142 | E | Houston | YES | 0.010991 | 56 | 5 | 56 | 0 | 1.0435 | CC | 1 | 0.22146 | 56 | 56 |  |  |  |  | 0.22146 | 12.402 |  |  |  |  | 0 | 0
48877 | THW_3334 | D | Houston | YES | 0.010991 | 57 | 5 | 57 | 0 | 1.0435 | CC | 1 | 0.22146 | 57 | 57 |  |  |  |  | 0.22146 | 12.6234 |  |  |  |  | 0 | 0
48881 | THW_4344 | G | Houston | YES | 0.010991 | 58 | 5 | 58 | 0 | 1.0435 | CC | 1 | 0.22146 | 58 | 58 |  |  |  |  | 0.22146 | 12.8449 |  |  |  |  | 0 | 0
48881 | THW_4344 | H | Houston | YES | 0.010991 | 58 | 5 | 58 | 0 | 1.0435 | CC | 1 | 0.22146 | 58 | 58 |  |  |  |  | 0.22146 | 12.8449 |  |  |  |  | 0 | 0
48873 | THW_ST3_ST_3 | 3 | Houston | YES | 0.010991 | 107 | 19 | 107 | 0 | 1.0435 | CC | 1 | 0.22146 | 107 | 107 |  |  |  |  | 0.22146 | 23.6966 |  |  |  |  | 0 | 0
48874 | THW_ST4_ST_4 | 4 | Houston | YES | 0.010991 | 108 | 19 | 108 | 0 | 1.0435 | CC | 1 | 0.22146 | 108 | 108 |  |  |  |  | 0.22146 | 23.9181 |  |  |  |  | 0 | 0
48582 | CBY_GN2_2 | 2 | Houston | YES | 0.011061 | 596.8 | 110 | 746 | 0 | 1.0435 | GSC | 1 | 0.22153 | 746 | 746 |  |  |  |  | 0.22153 | 165.2642 |  |  |  |  | 0 | 0
49803 | EXN_15GT | 1 | Houston | YES | 0.011122 | 33 | 8.3 | 34 |  | 1.0326 | Cogen | 1 | 0.22159 | 0 | 0 |  |  |  |  | 0.22159 | 0 |  |  |  |  | 0 | 0
49804 | EXN_16GT | 2 | Houston | YES | 0.011122 | 32 | 8.3 | 34.7 |  | 1.0326 | Cogen | 1 | 0.22159 | 0 | 0 |  |  |  |  | 0.22159 | 0 |  |  |  |  | 0 | 0
49805 | EXN_17GT | 3 | Houston | YES | 0.011122 | 31 | 8.3 | 32.7 |  | 1.0326 | Cogen | 1 | 0.22159 | 0 | 0 |  |  |  |  | 0.22159 | 0 |  |  |  |  | 0 | 0
49826 | EXN938GT | 5 | Houston | YES | 0.011122 | 43 | 9.2 | 45.9 |  | 1.0326 | Cogen | 1 | 0.22159 | 0 | 0 |  |  |  |  | 0.22159 | 0 |  |  |  |  | 0 | 0
49828 | EXN941GT | 10 | Houston | YES | 0.011122 | 17.7 | 5.4 | 17.7 | 0 | 1.0326 | Cogen | 1 | 0.22159 | 0 | 0 |  |  |  |  | 0.22159 | 0 |  |  |  |  | 0 | 0
49829 | EXN942GT | 11 | Houston | YES | 0.011122 | 20 | 5.4 | 20.4 | 0 | 1.0326 | Cogen | 1 | 0.22159 | 0 | 0 |  |  |  |  | 0.22159 | 0 |  |  |  |  | 0 | 0
49830 | EXN943GT | 12 | Houston | YES | 0.011122 | 19 | 5.4 | 19.9 | 0 | 1.0326 | Cogen | 1 | 0.22159 | 0 | 0 |  |  |  |  | 0.22159 | 0 |  |  |  |  | 0 | 0
49831 | EXN944GT | 13 | Houston | YES | 0.011122 | 33 | 5.4 | 35 | 0 | 1.0326 | Cogen | 1 | 0.22159 | 0 | 0 |  |  |  |  | 0.22159 | 0 |  |  |  |  | 0 | 0
49832 | EXN945GT | 9 | Houston | YES | 0.011122 | 18.5 | 9.2 | 18.5 |  | 1.0326 | Cogen | 1 | 0.22159 | 0 | 0 |  |  |  |  | 0.22159 | 0 |  |  |  |  | 0 | 0
49837 | EXN_GT | 4 | Houston | YES | 0.011122 | 81 | 21.3 | 85.4 |  | 1.0326 | Cogen | 1 | 0.22159 | 0 | 0 |  |  |  |  | 0.22159 | 0 |  |  |  |  | 0 | 0
49838 | EXN_14GT | 14 | Houston | YES | 0.011122 | 140 | 0 | 148 |  | 1.0326 | Cogen | 1 | 0.22159 | 0 | 0 |  |  |  |  | 0.22159 | 0 |  |  |  |  | 0 | 0
48883 | THW_GT1_GT_1 | B2 | Houston | YES | 0.011123 | 0 | 0 | 12 |  | 1.043 | GGT | 1 | 0.2216 | 12 | 12 |  |  |  |  | 0.2216 | 2.6591 |  |  |  |  | 0 | 0
48651 | EP_1_2 | 1 | Houston | YES | 0.011182 | 4 | 0 | 5 | 0 | 1.0362 | Cogen | 1 | 0.22165 | 0 | 0 |  |  |  |  | 0.22165 | 0 |  |  |  |  | 0 | 0
48651 | EP_1_2 | 2 | Houston | YES | 0.011182 | 17.7 | 10 | 21 | 0 | 1.0362 | Cogen | 1 | 0.22165 | 0 | 0 |  |  |  |  | 0.22165 | 0 |  |  |  |  | 0 | 0
48940 | WARVUE_GT1 | G1 | Houston | YES | 0.011183 | 15 | 0 | 15 |  | 1.021 | Cogen | 1 | 0.22166 | 0 | 0 |  |  |  |  | 0.22166 | 0 |  |  |  |  | 0 | 0
48581 | CBY_GN1_1 | 1 | Houston | YES | 0.011183 | 595.2 | 108 | 744 | 0 | 1.0435 | GSC | 1 | 0.22166 | 744 | 744 |  |  |  |  | 0.22166 | 164.9119 |  |  |  |  | 0 | 0
48791 | PSA_GT1_8160 | 1 | Houston | YES | 0.01119 | 52 | 20.8 | 65 | 0 | 1.0362 | Cogen | 1 | 0.22166 | 0 | 0 |  |  |  |  | 0.22166 | 0 |  |  |  |  | 0 | 0
48792 | PSA_GT2_8155 | 2 | Houston | YES | 0.01119 | 52.8 | 20.3 | 66 | 0 | 1.0362 | Cogen | 1 | 0.22166 | 0 | 0 |  |  |  |  | 0.22166 | 0 |  |  |  |  | 0 | 0
48793 | PSA_GT3_8150 | 3 | Houston | YES | 0.01119 | 56 | 20.3 | 70 | 0 | 1.0362 | Cogen | 1 | 0.22166 | 0 | 0 |  |  |  |  | 0.22166 | 0 |  |  |  |  | 0 | 0
48794 | PSA_GT4_8145 | 4 | Houston | YES | 0.01119 | 52.8 | 20.3 | 66 | 0 | 1.0362 | Cogen | 1 | 0.22166 | 0 | 0 |  |  |  |  | 0.22166 | 0 |  |  |  |  | 0 | 0
48795 | PSA_GT5_8140 | 5 | Houston | YES | 0.01119 | 51.2 | 20.3 | 64 | 0 | 1.0362 | Cogen | 1 | 0.22166 | 0 | 0 |  |  |  |  | 0.22166 | 0 |  |  |  |  | 0 | 0
48796 | PSA_GN1_8165 | 1 | Houston | YES | 0.01119 | 83.2 | 43.1 | 104 | 0 | 1.0362 | Cogen | 1 | 0.22166 | 0 | 0 |  |  |  |  | 0.22166 | 0 |  |  |  |  | 0 | 0
48797 | PSA_GT6_8135 | 6 | Houston | YES | 0.01119 | 47.2 | 34.5 | 59 | 0 | 1.0362 | Cogen | 1 | 0.22166 | 0 | 0 |  |  |  |  | 0.22166 | 0 |  |  |  |  | 0 | 0
48815 | CVC_GT4_8005 | 4 | Houston | YES | 0.011223 | 165 | 91.8 | 165 |  | 1.0362 | Cogen | 1 | 0.2217 | 0 | 0 |  |  |  |  | 0.2217 | 0 |  |  |  |  | 0 | 0
48583 | CBY_GT4_1 | 1 | Houston | YES | 0.011234 | 172 | 0 | 172 | 0 | 1.027 | GSC | 1 | 0.22171 | 172 | 172 |  |  |  |  | 0.22171 | 38.1336 |  |  |  |  | 0 | 0
48584 | CBY_GT4_2 | 2 | Houston | YES | 0.011234 | 172 | 0 | 172 | 0 | 1.027 | CC | 1 | 0.22171 | 172 | 172 |  |  |  |  | 0.22171 | 38.1336 |  |  |  |  | 0 | 0
48585 | CBY_ST4_1 | 3 | Houston | YES | 0.011234 | 172 | 0 | 172 | 0 | 1.027 | CC | 1 | 0.22171 | 172 | 172 |  |  |  |  | 0.22171 | 38.1336 |  |  |  |  | 0 | 0
48597 | BTE_GT4_8055 | 3 | Houston | YES | 0.011335 | 158.9 | 130 | 158.9 | 0 | 1.0261 | CC | 1 | 0.22181 | 158.9 | 158.9 |  |  |  |  | 0.22181 | 35.2452 |  |  |  |  | 0 | 0
48596 | BTE_GT3_8045 | 2 | Houston | YES | 0.011335 | 161.4 | 130 | 161.4 | 0 | 1.0261 | CC | 1 | 0.22181 | 161.4 | 161.4 |  |  |  |  | 0.22181 | 35.7998 |  |  |  |  | 0 | 0
48595 | BTE_GT2_8075 | 1 | Houston | YES | 0.011335 | 162.8 | 130 | 162.8 | 0 | 1.0261 | CC | 1 | 0.22181 | 162.8 | 162.8 |  |  |  |  | 0.22181 | 36.1103 |  |  |  |  | 0 | 0
48598 | BTE_ST1_8070 | 4 | Houston | YES | 0.011335 | 269.2 | 60 | 269.2 | 0 | 1.0261 | CC | 1 | 0.22181 | 269.2 | 269.2 |  |  |  |  | 0.22181 | 59.7106 |  |  |  |  | 0 | 0
48690 | GBY_GN5_5 | 5 | Houston | YES | 0.011375 | 318.4 | 81 | 398 |  | 1.0362 | GSC | 1 | 0.22185 | 398 | 398 |  |  |  |  | 0.22185 | 88.2954 |  |  |  |  | 0 | 0
48886 | THW_5354 | C | Houston | YES | 0.011422 | 45.6 | 5 | 57 |  | 1.0319 | GGT | 1 | 0.22189 | 57 | 57 |  |  |  |  | 0.22189 | 12.648 |  |  |  |  | 0 | 0
48887 | THW_5556 | F | Houston | YES | 0.011422 | 45.6 | 5 | 57 |  | 1.0319 | GGT | 1 | 0.22189 | 57 | 57 |  |  |  |  | 0.22189 | 12.648 |  |  |  |  | 0 | 0
48885 | THW_5152 | A | Houston | YES | 0.011422 | 46.4 | 5 | 58 |  | 1.0319 | GGT | 1 | 0.22189 | 58 | 58 |  |  |  |  | 0.22189 | 12.8699 |  |  |  |  | 0 | 0
48886 | THW_5354 | D | Houston | YES | 0.011422 | 46.4 | 5 | 58 |  | 1.0319 | GGT | 1 | 0.22189 | 58 | 58 |  |  |  |  | 0.22189 | 12.8699 |  |  |  |  | 0 | 0
48885 | THW_5152 | B | Houston | YES | 0.011422 | 47.2 | 5 | 59 |  | 1.0319 | GGT | 1 | 0.22189 | 59 | 59 |  |  |  |  | 0.22189 | 13.0918 |  |  |  |  | 0 | 0
48887 | THW_5556 | E | Houston | YES | 0.011422 | 47.2 | 5 | 59 |  | 1.0319 | GGT | 1 | 0.22189 | 59 | 59 |  |  |  |  | 0.22189 | 13.0918 |  |  |  |  | 0 | 0
48591 | CHE_GT2_5030 | 2 | Houston | YES | 0.01203 | 173 | 50 | 173 | 0 | 1.029 | Cogen | 1 | 0.2225 | 0 | 0 |  |  |  |  | 0.2225 | 0 |  |  |  |  | 0 | 0
48811 | CVC_GT3_5045 | 3 | Houston | YES | 0.01203 | 156 | 91.8 | 156 | 0 | 1.029 | Cogen | 1 | 0.2225 | 0 | 0 |  |  |  |  | 0.2225 | 0 |  |  |  |  | 0 | 0
48812 | CVC_GT2_5020 | 2 | Houston | YES | 0.01203 | 158 | 91.8 | 158 | 0 | 1.029 | Cogen | 1 | 0.2225 | 0 | 0 |  |  |  |  | 0.2225 | 0 |  |  |  |  | 0 | 0
48813 | CVC_GT1_5035 | 1 | Houston | YES | 0.01203 | 160 | 91.8 | 160 | 0 | 1.029 | Cogen | 1 | 0.2225 | 0 | 0 |  |  |  |  | 0.2225 | 0 |  |  |  |  | 0 | 0
48814 | CVC_ST5_5040 | 1 | Houston | YES | 0.01203 | 162 | 91.8 | 162 | 0 | 1.029 | Cogen | 1 | 0.2225 | 0 | 0 |  |  |  |  | 0.2225 | 0 |  |  |  |  | 0 | 0
728 | WOLFRIDGE801 | 1 | North | YES | 0.012357 | 11.2 | 0 | 112.5 | 0 | 0.99 | Wind | 1 | 0.22283 | 0 | 112.5 | 1.3902 | 112.5 |  |  | 0.22283 | 25.0683 |  |  |  |  | 0 | 0
239 | BOSQUESW502 | 1 | North | YES | 0.012654 | 119.2 | 0 | 149 | 0 | 1.02 | GGT | 1 | 0.22313 | 149 | 149 | 1.8854 | 149 |  |  | 0.22313 | 33.2459 |  |  |  |  | 0 | 0
247 | BOSQUESW501 | 2 | North | YES | 0.012654 | 124.8 | 0 | 156 | 0 | 1.02 | GGT | 1 | 0.22313 | 156 | 156 | 1.974 | 156 |  |  | 0.22313 | 34.8078 |  |  |  |  | 0 | 0
238 | BOSQUESW505 | 1 | North | YES | 0.012654 | 255 | 0 | 255 | 0 | 1.02 | CC | 1 | 0.22313 | 255 | 255 | 3.2268 | 255 |  |  | 0.22313 | 56.8973 |  |  |  |  | 0 | 0
1453 | WCPWRCO_1G | 1 | North | YES | 0.013106 | 204 | 50 | 204 | 0 | 1.02 | CC | 1 | 0.22358 | 204 | 204 | 2.6736 | 204 |  |  | 0.22358 | 45.6101 |  |  |  |  | 0 | 0
1454 | WCPWRCO_2G | 2 | North | YES | 0.013106 | 204 | 50 | 204 | 0 | 1.02 | CC | 1 | 0.22358 | 204 | 204 | 2.6736 | 204 |  |  | 0.22358 | 45.6101 |  |  |  |  | 0 | 0
1455 | WCPWRCO_3G | 3 | North | YES | 0.013106 | 242 | 50 | 242 |  | 1.02 | CC | 1 | 0.22358 | 242 | 242 | 3.1717 | 242 |  |  | 0.22358 | 54.1061 |  |  |  |  | 0 | 0
36998 | RDCNYNG1 | 1 | West | YES | -0.19822 | 16.8 | 0 | 84 |  | 1.01 | Wind | -1 | 0.22369 | 0 | 84 |  |  | 0 | 0 | -0.22369 | 0 |  |  |  |  | 0 | 0
1343 | TRENTIPP_8 | 1 | West | YES | -0.19945 | 30 | 0 | 150 |  | 1.014 | Wind | -1 | 0.22491 | 0 | 150 |  |  | 0 | 0 | -0.22491 | 0 |  |  |  |  | 0 | 0
1354 | AEPWIND_8 | 1 | West | YES | -0.19945 | 20.2 | 0 | 101 |  | 1 | Wind | -1 | 0.22491 | 0 | 101 |  |  | 0 | 0 | -0.22491 | 0 |  |  |  |  | 0 | 0
3416 | LAKE_CRK1_G | 1 | North | YES | 0.015639 | 60 | 33 | 75 |  | 1.029 | GST | 1 | 0.22611 | 75 | 75 | 1.1729 | 75 |  |  | 0.22611 | 16.9584 |  |  |  |  | 0 | 0
3417 | LAKE_CRK2_G | 2 | North | YES | 0.015639 | 177.6 | 40 | 222 | 0 | 1.029 | GST | 1 | 0.22611 | 222 | 222 | 3.4719 | 222 |  |  | 0.22611 | 50.1968 |  |  |  |  | 0 | 0
1061 | CIELOGEN_1G | 1 | West | YES | -0.20189 | 19.8 | 0 | 99 |  | 1 | Wind | -1 | 0.22736 | 0 | 99 |  |  | 0 | 0 | -0.22736 | 0 |  |  |  |  | 0 | 0
1062 | CIELOGEN_2G | 1 | West | YES | -0.20189 | 12.2 | 0 | 61 |  | 1 | Wind | -1 | 0.22736 | 0 | 61 |  |  | 0 | 0 | -0.22736 | 0 |  |  |  |  | 0 | 0
1069 | KINDERMG_1G | 1 | West | YES | -0.20189 | 25 | 5 | 25 | 0 | 1.017 | Cogen | -1 | 0.22736 | 0 | 0 |  |  | 0 | 0 | -0.22736 | 0 |  |  |  |  | 0 | 0
1070 | KINDERMG_2G | 1 | West | YES | -0.20189 | 45.7 | 12 | 45.7 | 0 | 1.017 | Cogen | -1 | 0.22736 | 0 | 0 |  |  | 0 | 0 | -0.22736 | 0 |  |  |  |  | 0 | 0
1071 | KINDERMG_3G | 1 | West | YES | -0.20189 | 45.7 | 12 | 45.7 | 0 | 1.017 | Cogen | -1 | 0.22736 | 0 | 0 |  |  | 0 | 0 | -0.22736 | 0 |  |  |  |  | 0 | 0
1068 | SCURRYCW_1G | 1 | West | YES | -0.202 | 28.2 | 1.3 | 141 | 0 | 1.0217 | Wind | -1 | 0.22747 | 0 | 141 |  |  | 0 | 0 | -0.22747 | 0 |  |  |  |  | 0 | 0
1073 | SCURRYCW_2G | 2 | West | YES | -0.202 | 24 | 0 | 120 | 0 | 1.0217 | Wind | -1 | 0.22747 | 0 | 120 |  |  | 0 | 0 | -0.22747 | 0 |  |  |  |  | 0 | 0
48671 | FTR_GT1_5105 | 1 | North | YES | 0.017504 | 154.2 | 0 | 154.2 | 0 | 1.0319 | CC | 1 | 0.22798 | 154.2 | 154.2 | 2.6991 | 154.2 |  |  | 0.22798 | 35.154 |  |  |  |  | 0 | 0
48673 | FTR_GT3_5085 | 3 | North | YES | 0.017504 | 158 | 0 | 158 | 0 | 1.0319 | CC | 1 | 0.22798 | 158 | 158 | 2.7656 | 158 |  |  | 0.22798 | 36.0203 |  |  |  |  | 0 | 0
48672 | FTR_GT2_5110 | 2 | North | YES | 0.017504 | 159 | 0 | 159 | 0 | 1.0319 | CC | 1 | 0.22798 | 159 | 159 | 2.7831 | 159 |  |  | 0.22798 | 36.2483 |  |  |  |  | 0 | 0
48674 | FTR_CN4_5095 | 4 | North | YES | 0.017504 | 380 | 0 | 380 | 0 | 1.0319 | CC | 1 | 0.22798 | 380 | 380 | 6.6515 | 380 |  |  | 0.22798 | 86.6312 |  |  |  |  | 0 | 0
32884 | BRYN_DNSBY13 | 1 | North | YES | 0.018113 | 46 | 2 | 46 | 0 | 1.015 | GST | 1 | 0.22859 | 46 | 46 | 0.8332 | 46 |  |  | 0.22859 | 10.5149 |  |  |  |  | 0 | 0
32883 | BRYN_DNSBY3 | 1 | North | YES | 0.018113 | 0 | 2 | 48 |  | 1.015 | GST | 1 | 0.22859 | 48 | 48 | 0.86942 | 48 |  |  | 0.22859 | 10.9721 |  |  |  |  | 0 | 0
32892 | BRYN_DNSBY14 | 1 | North | YES | 0.018113 | 84 | 25 | 105 | 0 | 1.035 | GST | 1 | 0.22859 | 105 | 105 | 1.9019 | 105 |  |  | 0.22859 | 24.0015 |  |  |  |  | 0 | 0
32886 | BRYN_ATKINS3 | MB | North | YES | 0.018277 | 0 | 5 | 12 |  | 1 | GST | 1 | 0.22875 | 0 | 0 | 0 | 0 |  |  | 0.22875 | 0 |  |  |  |  | 0 | 0
32887 | BRYN_ATKINS6 | MB | North | YES | 0.018277 | 0 | 12 | 51 |  | 1.028 | GST | 1 | 0.22875 | 0 | 0 | 0 | 0 |  |  | 0.22875 | 0 |  |  |  |  | 0 | 0
32890 | BRYN_ATKINS4 | MB | North | YES | 0.018277 | 0 | 5 | 22 |  | 1.031 | GST | 1 | 0.22875 | 0 | 0 | 0 | 0 |  |  | 0.22875 | 0 |  |  |  |  | 0 | 0
32891 | BRYN_ATKINS5 | MB | North | YES | 0.018277 | 0 | 5 | 25 |  | 1.031 | GST | 1 | 0.22875 | 0 | 0 | 0 | 0 |  |  | 0.22875 | 0 |  |  |  |  | 0 | 0
32888 | BRYN_ATKINS7 | 1 | North | YES | 0.018277 | 13.6 | 4 | 17 |  | 1.028 | GGT | 1 | 0.22875 | 17 | 17 | 0.31071 | 17 |  |  | 0.22875 | 3.8887 |  |  |  |  | 0 | 0
32798 | BRYN_TAMUGEN | 1 | North | YES | 0.018367 | 32 | 0 | 32 |  | 1.02 | GST | 1 | 0.22884 | 32 | 32 | 0.58774 | 32 |  |  | 0.22884 | 7.3229 |  |  |  |  | 0 | 0
3403 | THOUSE_1G | 1 | North | YES | 0.018381 | 563 | 200 | 563 | 0 | 1.012 | GSC | 1 | 0.22885 | 563 | 563 | 10.3485 | 563 |  |  | 0.22885 | 128.8446 |  |  |  |  | 0 | 0
3404 | THOUSE_2G | 2 | North | YES | 0.018381 | 807 | 250 | 807 | 0 | 1.012 | GSC | 1 | 0.22885 | 807 | 807 | 14.8335 | 807 |  |  | 0.22885 | 184.685 |  |  |  |  | 0 | 0
6637 | SNYDERW1A | 1 | West | YES | -0.20341 | 12.6 | 0 | 63 | 0 | 1.025 | Wind | -1 | 0.22888 | 0 | 63 |  |  | 0 | 0 | -0.22888 | 0 |  |  |  |  | 0 | 0
990 | GIBN_CREK_G1 | 1 | North | YES | 0.018624 | 463 | 200 | 463 | 0 | 1.0275 | LIGCO | 1 | 0.2291 | 0 | 463 | 8.6229 | 463 |  |  | 0.2291 | 106.0718 |  |  |  |  | 0 | 0
11309 | BULLCREK_2G | 1 | West | YES | -0.20516 | 20.9 | 0 | 180 |  | 1 | Wind | -1 | 0.23062 | 0 | 180 |  |  | 0 | 0 | -0.23062 | 0 |  |  |  |  | 0 | 0
11310 | BULLCREK_1G | 1 | West | YES | -0.20516 | 15.1 | 0 | 180 |  | 1 | Wind | -1 | 0.23062 | 0 | 180 |  |  | 0 | 0 | -0.23062 | 0 |  |  |  |  | 0 | 0
11320 | COYOTE_1G | 1 | West | YES | -0.20545 | 22.5 | 0 | 225 |  | 1 | Wind | -1 | 0.23091 | 0 | 225 |  |  | 0 | 0 | -0.23091 | 0 |  |  |  |  | 0 | 0
39960 | TNTNPONE_18 | 1 | North | YES | 0.02234 | 152.3 | 30 | 152.3 |  | 1.04 | LIGCO | 1 | 0.23281 | 0 | 152.3 | 3.4024 | 152.3 |  |  | 0.23281 | 35.4574 |  |  |  |  | 0 | 0
39970 | TNTNPONE_28 | 1 | North | YES | 0.02234 | 153 | 30 | 153 |  | 1.04 | LIGCO | 1 | 0.23281 | 0 | 153 | 3.418 | 153 |  |  | 0.23281 | 35.6203 |  |  |  |  | 0 | 0
1037 | MORGAN5G_5G | 5 | West | YES | -0.20761 | 109.6 | 40 | 137 | 0 | 1.029 | GST | -1 | 0.23307 | 137 | 137 |  |  | -28.4419 | 137 | -0.23307 | -31.9304 |  |  |  |  | 0 | 0
1040 | MRGNBG_2G | B | West | YES | -0.20761 | 70 | 70 | 71 | 0 | 1.029 | GGT | -1 | 0.23307 | 71 | 71 |  |  | -14.74 | 71 | -0.23307 | -16.5479 |  |  |  |  | 0 | 0
1041 | MRGNCG_3G | C | West | YES | -0.20761 | 69 | 69 | 70 | 0 | 1.029 | GGT | -1 | 0.23307 | 70 | 70 |  |  | -14.5323 | 70 | -0.23307 | -16.3148 |  |  |  |  | 0 | 0
1043 | MRGNEG_5G | E | West | YES | -0.20761 | 68 | 68 | 70 | 0 | 1.029 | GGT | -1 | 0.23307 | 70 | 70 |  |  | -14.5323 | 70 | -0.23307 | -16.3148 |  |  |  |  | 0 | 0
1039 | MRGNAG_1G | A | West | YES | -0.20761 | 69 | 69 | 69 | 0 | 1.029 | GGT | -1 | 0.23307 | 69 | 69 |  |  | -14.3247 | 69 | -0.23307 | -16.0817 |  |  |  |  | 0 | 0
1042 | MRGNDG_4G | D | West | YES | -0.20761 | 68 | 68 | 68 | 0 | 1.029 | GGT | -1 | 0.23307 | 68 | 68 |  |  | -14.1171 | 68 | -0.23307 | -15.8487 |  |  |  |  | 0 | 0
1044 | MRGNFG_6G | F | West | YES | -0.20761 | 66 | 66 | 66 | 0 | 1.029 | GGT | -1 | 0.23307 | 66 | 66 |  |  | -13.7019 | 66 | -0.23307 | -15.3825 |  |  |  |  | 0 | 0
1360 | GUNSIGHT_8 | 1 | West | YES | -0.20813 | 0 | 0 | 120 |  | 1.01 | Wind | -1 | 0.2336 | 0 | 120 |  |  | 0 | 0 | -0.2336 | 0 |  |  |  |  | 0 | 0
1327 | WILDHRSE_1G | 1 | West | YES | -0.20857 | 0 | 0 | 120 |  | 1 | Wind | -1 | 0.23403 | 0 | 120 |  |  | 0 | 0 | -0.23403 | 0 |  |  |  |  | 0 | 0
48722 | LEG_2___2 | 2 | North | YES | 0.023807 | 819 | 357 | 819 | 0 | 1.0348 | LIGCO | 1 | 0.23428 | 0 | 819 | 19.4979 | 819 |  |  | 0.23428 | 191.8751 |  |  |  |  | 0 | 0
48721 | LEG_1___1 | 1 | North | YES | 0.023807 | 827 | 357 | 827 | 0 | 1.0348 | LIGCO | 1 | 0.23428 | 0 | 827 | 19.6884 | 827 |  |  | 0.23428 | 193.7493 |  |  |  |  | 0 | 0
1333 | MCDDONAL_8 | 1 | West | YES | -0.20944 | 42.8 | 0 | 214.2 |  | 1.01 | Wind | -1 | 0.2349 | 0 | 214.2 |  |  | 0 | 0 | -0.2349 | 0 |  |  |  |  | 0 | 0
1328 | OCOTILLO_1G | 1 | West | YES | -0.20975 | 11.6 | 0 | 58 |  | 1.01 | Wind | -1 | 0.23521 | 0 | 58 |  |  | 0 | 0 | -0.23521 | 0 |  |  |  |  | 0 | 0
923 | SPENCER_G4 | 1 | North | YES | 0.024985 | 48 | 20 | 61 | 0 | 1.03 | GST | 1 | 0.23546 | 61 | 61 | 1.5241 | 61 |  |  | 0.23546 | 14.3629 |  |  |  |  | 0 | 0
924 | SPENCER_G5 | 1 | North | YES | 0.024985 | 52 | 20 | 66 | 0 | 1.03 | GST | 1 | 0.23546 | 66 | 66 | 1.649 | 66 |  |  | 0.23546 | 15.5402 |  |  |  |  | 0 | 0
1417 | SWETWATR_2G | 2 | West | YES | -0.21001 | 72 | 36 | 72 | 0 | 1.026 | CC | -1 | 0.23547 | 72 | 72 |  |  | -15.1205 | 72 | -0.23547 | -16.9539 |  |  |  |  | 0 | 0
1418 | SWETWATR_3G | 3 | West | YES | -0.21001 | 68 | 36 | 68 | 0 | 1.026 | CC | -1 | 0.23547 | 68 | 68 |  |  | -14.2805 | 68 | -0.23547 | -16.012 |  |  |  |  | 0 | 0
1419 | SWETWATR_4G | 4 | West | YES | -0.21001 | 61 | 36 | 61 | 0 | 1.026 | CC | -1 | 0.23547 | 61 | 61 |  |  | -12.8104 | 61 | -0.23547 | -14.3637 |  |  |  |  | 0 | 0
1416 | SWETWATR_1G | 1 | West | YES | -0.21001 | 30 | 18 | 30 | 0 | 1.026 | CC | -1 | 0.23547 | 30 | 30 |  |  | -6.3002 | 30 | -0.23547 | -7.0641 |  |  |  |  | 0 | 0
1058 | LONGSHORE_5 | 1 | West | YES | -0.2102 | 30 | 0 | 150 |  | 1.01 | Wind | -1 | 0.23567 | 0 | 150 |  |  | 0 | 0 | -0.23567 | 0 |  |  |  |  | 0 | 0
1058 | LONGSHORE_5 | 2 | West | YES | -0.2102 | 44 | 0 | 220 |  | 1.01 | Wind | -1 | 0.23567 | 0 | 220 |  |  | 0 | 0 | -0.23567 | 0 |  |  |  |  | 0 | 0
11065 | ELBOWCK_1G | 1 | West | YES | -0.2102 | 23.4 | 0 | 121.9 | 0 | 1 | Wind | -1 | 0.23567 | 0 | 121.9 |  |  | 0 | 0 | -0.23567 | 0 |  |  |  |  | 0 | 0
1045 | CALENG1G_1G | 1 | West | YES | -0.21033 | 73.4 | 27 | 73.4 | 0 | 1.014 | Cogen | -1 | 0.23579 | 0 | 0 |  |  | 0 | 0 | -0.23579 | 0 |  |  |  |  | 0 | 0
1046 | CALENG2G_2G | 2 | West | YES | -0.21033 | 73.4 | 27 | 73.4 | 0 | 1.014 | Cogen | -1 | 0.23579 | 0 | 0 |  |  | 0 | 0 | -0.23579 | 0 |  |  |  |  | 0 | 0
1047 | CALENG3G_3G | 3 | West | YES | -0.21033 | 70.4 | 27 | 70.4 | 0 | 1.014 | Cogen | -1 | 0.23579 | 0 | 0 |  |  | 0 | 0 | -0.23579 | 0 |  |  |  |  | 0 | 0
1326 | STANTONW_8 | 1 | West | YES | -0.21038 | 20.1 | 0 | 100.5 |  | 1.01 | Wind | -1 | 0.23585 | 0 | 100.5 |  |  | 0 | 0 | -0.23585 | 0 |  |  |  |  | 0 | 0
11014 | NAV6ST | 1 | West | YES | -0.21093 | 115 | 40 | 115 | 0 | 1.029 | CC | -1 | 0.2364 | 115 | 115 |  |  | -24.2573 | 115 | -0.2364 | -27.1856 |  |  |  |  | 0 | 0
11011 | NAV3ST | 1 | West | YES | -0.21093 | 92.8 | 40 | 92.8 | 0 | 1.029 | CC | -1 | 0.2364 | 92.8 | 92.8 |  |  | -19.5746 | 92.8 | -0.2364 | -21.9376 |  |  |  |  | 0 | 0
11012 | NAV4CT | 1 | West | YES | -0.21093 | 80 | 18 | 80 | 0 | 1.029 | CC | -1 | 0.2364 | 80 | 80 |  |  | -16.8746 | 80 | -0.2364 | -18.9117 |  |  |  |  | 0 | 0
11013 | NAV5CT | 1 | West | YES | -0.21093 | 80 | 18 | 80 | 0 | 1.029 | CC | -1 | 0.2364 | 80 | 80 |  |  | -16.8746 | 80 | -0.2364 | -18.9117 |  |  |  |  | 0 | 0
11009 | NAV2CT | 1 | West | YES | -0.21093 | 71.4 | 18 | 71.4 | 0 | 1.029 | CC | -1 | 0.2364 | 71.4 | 71.4 |  |  | -15.0606 | 71.4 | -0.2364 | -16.8787 |  |  |  |  | 0 | 0
11001 | NAV1CT | 1 | West | YES | -0.21093 | 70.4 | 18 | 70.4 | 0 | 1.029 | CC | -1 | 0.2364 | 70.4 | 70.4 |  |  | -14.8497 | 70.4 | -0.2364 | -16.6423 |  |  |  |  | 0 | 0
11025 | TIEHVSG_2G | 1 | West | YES | -0.21094 | 213.2 | 63 | 213.2 | 0 | 1.012 | CC | -1 | 0.2364 | 213.2 | 213.2 |  |  | -44.9726 | 213.2 | -0.2364 | -50.4015 |  |  |  |  | 0 | 0
11020 | TIEHVSG_1G | 1 | West | YES | -0.21094 | 208.2 | 63 | 208.2 | 0 | 1.012 | CC | -1 | 0.2364 | 208.2 | 208.2 |  |  | -43.9179 | 208.2 | -0.2364 | -49.2195 |  |  |  |  | 0 | 0
11024 | TIEHVCG_4G | 1 | West | YES | -0.21094 | 147 | 103 | 147 | 0 | 1.012 | CC | -1 | 0.2364 | 147 | 147 |  |  | -31.0083 | 147 | -0.2364 | -34.7515 |  |  |  |  | 0 | 0
11021 | TIEHVCG_1G | 1 | West | YES | -0.21094 | 142.1 | 103 | 142.1 | 0 | 1.012 | CC | -1 | 0.2364 | 142.1 | 142.1 |  |  | -29.9747 | 142.1 | -0.2364 | -33.5931 |  |  |  |  | 0 | 0
11023 | TIEHVCG_3G | 1 | West | YES | -0.21094 | 137.4 | 103 | 137.4 | 0 | 1.012 | CC | -1 | 0.2364 | 137.4 | 137.4 |  |  | -28.9833 | 137.4 | -0.2364 | -32.482 |  |  |  |  | 0 | 0
11022 | TIEHVCG_2G | 1 | West | YES | -0.21094 | 132.4 | 103 | 132.4 | 0 | 1.012 | CC | -1 | 0.2364 | 132.4 | 132.4 |  |  | -27.9286 | 132.4 | -0.2364 | -31.3 |  |  |  |  | 0 | 0
11147 | NOTREES_1G | 1 | West | YES | -0.21107 | 29.8 | 0 | 149 | 0 | 1.017 | Wind | -1 | 0.23653 | 0 | 149 |  |  | 0 | 0 | -0.23653 | 0 |  |  |  |  | 0 | 0
7038 | L_DELAWA1_1Y | 1 | West | YES | -0.21136 | 3.5 | 0 | 35 | 0 | 1 | Wind | -1 | 0.23683 | 0 | 35 |  |  | 0 | 0 | -0.23683 | 0 |  |  |  |  | 0 | 0
7038 | L_DELAWA1_1Y | 2 | West | YES | -0.21136 | 3 | 0 | 30 | 0 | 1 | Wind | -1 | 0.23683 | 0 | 30 |  |  | 0 | 0 | -0.23683 | 0 |  |  |  |  | 0 | 0
1008 | PB6GEN_7G | 6 | West | YES | -0.2115 | 515 | 130 | 515 | 0 | 1.036 | GST | -1 | 0.23697 | 515 | 515 |  |  | -108.9251 | 515 | -0.23697 | -122.039 |  |  |  |  | 0 | 0
1007 | PB5GEN_6G | 5 | West | YES | -0.2115 | 91.2 | 40 | 114 | 0 | 1.036 | GST | -1 | 0.23697 | 114 | 114 |  |  | -24.1116 | 114 | -0.23697 | -27.0144 |  |  |  |  | 0 | 0
1005 | PBCTDGE_4G | D | West | YES | -0.2115 | 65 | 65 | 68 | 0 | 1.036 | GGT | -1 | 0.23697 | 68 | 68 |  |  | -14.3823 | 68 | -0.23697 | -16.1139 |  |  |  |  | 0 | 0
1004 | PBCTCGE_3G | C | West | YES | -0.2115 | 62 | 62 | 67 | 0 | 1.036 | GGT | -1 | 0.23697 | 67 | 67 |  |  | -14.1708 | 67 | -0.23697 | -15.8769 |  |  |  |  | 0 | 0
1006 | PBCTEGE_5G | E | West | YES | -0.2115 | 65 | 65 | 67 | 0 | 1.036 | GGT | -1 | 0.23697 | 67 | 67 |  |  | -14.1708 | 67 | -0.23697 | -15.8769 |  |  |  |  | 0 | 0
1002 | PBCTAGE_1G | A | West | YES | -0.2115 | 64 | 64 | 66 | 0 | 1.036 | GGT | -1 | 0.23697 | 66 | 66 |  |  | -13.9593 | 66 | -0.23697 | -15.6399 |  |  |  |  | 0 | 0
1003 | PBCTBGE_2G | B | West | YES | -0.2115 | 65 | 65 | 66 | 0 | 1.036 | GGT | -1 | 0.23697 | 66 | 66 |  |  | -13.9593 | 66 | -0.23697 | -15.6399 |  |  |  |  | 0 | 0
1320 | BSP 1 | 1 | West | YES | -0.21213 | 25.5 | 2.9 | 25.8 | 0 | 1 | Cogen | -1 | 0.2376 | 0 | 0 |  |  | 0 | 0 | -0.2376 | 0 |  |  |  |  | 0 | 0
71051 | L_BITTCR1_1N | W1 | West | YES | -0.2129 | 7.5 | 0 | 37.5 |  | 1.02 | Wind | -1 | 0.23837 | 0 | 37.5 |  |  | 0 | 0 | -0.23837 | 0 |  |  |  |  | 0 | 0
71054 | L_SWEETW1_1N | W1 | West | YES | -0.2129 | 21.5 | 0 | 107.5 |  | 1.02 | Wind | -1 | 0.23837 | 0 | 107.5 |  |  | 0 | 0 | -0.23837 | 0 |  |  |  |  | 0 | 0
71057 | L_SWEETW1_2N | W1 | West | YES | -0.2129 | 27 | 0 | 135 |  | 1.02 | Wind | -1 | 0.23837 | 0 | 135 |  |  | 0 | 0 | -0.23837 | 0 |  |  |  |  | 0 | 0
71059 | L_SWEETW1_3N | W1 | West | YES | -0.2129 | 23.8 | 0 | 119 | 0 | 1.02 | Wind | -1 | 0.23837 | 0 | 119 |  |  | 0 | 0 | -0.23837 | 0 |  |  |  |  | 0 | 0
71060 | L_SWEETW1_4N | W1 | West | YES | -0.2129 | 21 | 0 | 105 | 0 | 1.02 | Wind | -1 | 0.23837 | 0 | 105 |  |  | 0 | 0 | -0.23837 | 0 |  |  |  |  | 0 | 0
71061 | L_SWEETW1_5N | W1 | West | YES | -0.2129 | 16.1 | 0 | 80.5 | 0 | 1.02 | Wind | -1 | 0.23837 | 0 | 80.5 |  |  | 0 | 0 | -0.23837 | 0 |  |  |  |  | 0 | 0
1861 | EAGLEMNT_1G | MB | North | YES | 0.028218 | 0 | 30 | 112 |  | 1.022 | GST | 1 | 0.23869 | 0 | 0 | 0 | 0 |  |  | 0.23869 | 0 |  |  |  |  | 0 | 0
1862 | EAGLEMNT_2G | MB | North | YES | 0.028218 | 0 | 40 | 100 |  | 1.022 | GST | 1 | 0.23869 | 0 | 0 | 0 | 0 |  |  | 0.23869 | 0 |  |  |  |  | 0 | 0
1863 | EAGLEMNT_3G | MB | North | YES | 0.028218 | 0 | 50 | 378 |  | 1.022 | GST | 1 | 0.23869 | 0 | 0 | 0 | 0 |  |  | 0.23869 | 0 |  |  |  |  | 0 | 0
3382 | BBRN_2G | 2 | North | YES | 0.028804 | 589 | 225 | 589 | 0 | 1.03 | LIGCO | 1 | 0.23928 | 0 | 589 | 16.9656 | 589 |  |  | 0.23928 | 140.934 |  |  |  |  | 0 | 0
3381 | BBRN_1G | 1 | North | YES | 0.028804 | 618 | 225 | 618 | 0 | 1.03 | LIGCO | 1 | 0.23928 | 0 | 618 | 17.8009 | 618 |  |  | 0.23928 | 147.873 |  |  |  |  | 0 | 0
3126 | TRINIDAD_6G | 1 | North | YES | 0.029099 | 179.2 | 46 | 224 | 0 | 1 | GST | 1 | 0.23957 | 224 | 224 | 6.5182 | 224 |  |  | 0.23957 | 53.6641 |  |  |  |  | 0 | 0
13134 | CALFREST_4G | 4 | North | YES | 0.029143 | 151.5 | 40 | 151.5 | 0 | 1.031 | CC | 1 | 0.23962 | 151.5 | 151.5 | 4.4152 | 151.5 |  |  | 0.23962 | 36.3018 |  |  |  |  | 0 | 0
13135 | CALFREST_5G | 5 | North | YES | 0.029143 | 152.3 | 57 | 152.3 | 0 | 1.031 | CC | 1 | 0.23962 | 152.3 | 152.3 | 4.4385 | 152.3 |  |  | 0.23962 | 36.4935 |  |  |  |  | 0 | 0
13136 | CALFREST_6G | 6 | North | YES | 0.029143 | 177.5 | 40 | 177.5 | 0 | 1.031 | CC | 1 | 0.23962 | 177.5 | 177.5 | 5.1729 | 177.5 |  |  | 0.23962 | 42.5318 |  |  |  |  | 0 | 0
13131 | CALFREST_1G | 1 | North | YES | 0.029179 | 150.7 | 40 | 150.7 | 0 | 1.031 | CC | 1 | 0.23965 | 150.7 | 150.7 | 4.3973 | 150.7 |  |  | 0.23965 | 36.1155 |  |  |  |  | 0 | 0
13132 | CALFREST_2G | 2 | North | YES | 0.029179 | 151 | 57 | 151 | 0 | 1.031 | CC | 1 | 0.23965 | 151 | 151 | 4.406 | 151 |  |  | 0.23965 | 36.1874 |  |  |  |  | 0 | 0
13133 | CALFREST_3G | 3 | North | YES | 0.029179 | 177.4 | 40 | 177.4 | 0 | 1.031 | CC | 1 | 0.23965 | 177.4 | 177.4 | 5.1764 | 177.4 |  |  | 0.23965 | 42.5142 |  |  |  |  | 0 | 0
6948 | DENISNDM | 1 | North | YES | 0.029872 | 40 | 5 | 40 |  | 1.015 | Hydro | 1 | 0.24034 | 0 | 0 | 0 | 0 |  |  | 0.24034 | 0 |  |  |  |  | 0 | 0
6948 | DENISNDM | 2 | North | YES | 0.029872 | 31 | 5 | 40 |  | 1.015 | Hydro | 1 | 0.24034 | 0 | 0 | 0 | 0 |  |  | 0.24034 | 0 |  |  |  |  | 0 | 0
3107 | STRYKER_1G | 1 | North | YES | 0.030087 | 145.6 | 45 | 182 | 0 | 1.029 | GST | 1 | 0.24056 | 182 | 182 | 5.4758 | 182 |  |  | 0.24056 | 43.7819 |  |  |  |  | 0 | 0
3108 | STRYKER_2G | 2 | North | YES | 0.030087 | 484 | 75 | 484 | 0 | 1.029 | GST | 1 | 0.24056 | 484 | 484 | 14.5621 | 484 |  |  | 0.24056 | 116.4309 |  |  |  |  | 0 | 0
1687 | VALLEY_1G | 1 | North | YES | 0.030222 | 136 | 15 | 170 | 0 | 1.029 | GST | 1 | 0.24069 | 170 | 170 | 5.1377 | 170 |  |  | 0.24069 | 40.9181 |  |  |  |  | 0 | 0
1688 | VALLEY_2G | 2 | North | YES | 0.030222 | 527 | 90 | 527 | 0 | 1.029 | GSC | 1 | 0.24069 | 527 | 527 | 15.927 | 527 |  |  | 0.24069 | 126.8461 |  |  |  |  | 0 | 0
3309 | ASPN_G | 1 | North | YES | 0.030266 | 50 | 0 | 50 |  | 1 | Bio | 1 | 0.24074 | 50 | 50 | 1.5133 | 50 |  |  | 0.24074 | 12.0369 |  |  |  |  | 0 | 0
3348 | CHAMPION_1G | MB | North | YES | 0.030268 | 0 | 42 | 42 |  | 1 | Cogen | 1 | 0.24074 | 0 | 0 | 0 | 0 |  |  | 0.24074 | 0 |  |  |  |  | 0 | 0
2371 | COLLIN_1G | MB | North | YES | 0.030282 | 0 | 40 | 138 |  | 1.022 | GST | 1 | 0.24075 | 0 | 0 | 0 | 0 |  |  | 0.24075 | 0 |  |  |  |  | 0 | 0
13117 | TGATEWAY_2G | 2 | North | YES | 0.030397 | 130 | 30 | 130 | 0 | 1.0232 | CC | 1 | 0.24087 | 130 | 130 | 3.9516 | 130 |  |  | 0.24087 | 31.3131 |  |  |  |  | 0 | 0
13118 | TGATEWAY_3G | 3 | North | YES | 0.030397 | 148 | 30 | 148 | 0 | 1.0232 | CC | 1 | 0.24087 | 148 | 148 | 4.4988 | 148 |  |  | 0.24087 | 35.6487 |  |  |  |  | 0 | 0
13116 | TGATEWAY_1G | 1 | North | YES | 0.030397 | 151 | 30 | 151 | 0 | 1.0232 | CC | 1 | 0.24087 | 151 | 151 | 4.5899 | 151 |  |  | 0.24087 | 36.3713 |  |  |  |  | 0 | 0
13119 | TGATEWAY_4G | 4 | North | YES | 0.030397 | 399 | 65 | 399 | 0 | 1.0232 | CC | 1 | 0.24087 | 399 | 399 | 12.1284 | 399 |  |  | 0.24087 | 96.107 |  |  |  |  | 0 | 0
3097 | MARTLAKE_1G | 1 | North | YES | 0.030505 | 790 | 500 | 790 | 0 | 1.017 | LIGCO | 1 | 0.24098 | 0 | 790 | 24.0989 | 790 |  |  | 0.24098 | 190.3724 |  |  |  |  | 0 | 0
3098 | MARTLAKE_2G | 2 | North | YES | 0.030505 | 795 | 461 | 795 | 0 | 1.017 | LIGCO | 1 | 0.24098 | 0 | 795 | 24.2515 | 795 |  |  | 0.24098 | 191.5773 |  |  |  |  | 0 | 0
3099 | MARTLAKE_3G | 3 | North | YES | 0.030505 | 804 | 500 | 804 | 0 | 1.017 | LIGCO | 1 | 0.24098 | 0 | 804 | 24.526 | 804 |  |  | 0.24098 | 193.7461 |  |  |  |  | 0 | 0
1675 | PEC_1G | 1 | North | YES | 0.030743 | 76.7 | 35 | 76.7 | 0 | 1.022 | Cogen | 1 | 0.24122 | 0 | 0 | 0 | 0 |  |  | 0.24122 | 0 |  |  |  |  | 0 | 0
1676 | PEC_2G | 2 | North | YES | 0.030743 | 79.6 | 35 | 79.6 | 0 | 1.022 | Cogen | 1 | 0.24122 | 0 | 0 | 0 | 0 |  |  | 0.24122 | 0 |  |  |  |  | 0 | 0
1677 | PEC_3G | 3 | North | YES | 0.030743 | 88.4 | 35 | 88.4 | 0 | 1.022 | Cogen | 1 | 0.24122 | 0 | 0 | 0 | 0 |  |  | 0.24122 | 0 |  |  |  |  | 0 | 0
11691 | KMICHICT1_G | 1 | North | YES | 0.030761 | 144 | 80 | 144 | 0 | 1.026 | CC | 1 | 0.24123 | 144 | 144 | 4.4296 | 144 |  |  | 0.24123 | 34.7377 |  |  |  |  | 0 | 0
11694 | KMICHICT4_G | 4 | North | YES | 0.030761 | 144 | 80 | 144 | 0 | 1.026 | CC | 1 | 0.24123 | 144 | 144 | 4.4296 | 144 |  |  | 0.24123 | 34.7377 |  |  |  |  | 0 | 0
11692 | KMICHICT2_G | 2 | North | YES | 0.030761 | 146 | 80 | 146 | 0 | 1.026 | CC | 1 | 0.24123 | 146 | 146 | 4.4911 | 146 |  |  | 0.24123 | 35.2201 |  |  |  |  | 0 | 0
11695 | KMICHICT5_G | 5 | North | YES | 0.030761 | 148 | 80 | 148 | 0 | 1.026 | CC | 1 | 0.24123 | 148 | 148 | 4.5526 | 148 |  |  | 0.24123 | 35.7026 |  |  |  |  | 0 | 0
11696 | KMICHIST6_G | 6 | North | YES | 0.030761 | 310 | 60 | 310 | 0 | 1.026 | CC | 1 | 0.24123 | 310 | 310 | 9.5359 | 310 |  |  | 0.24123 | 74.7825 |  |  |  |  | 0 | 0
11693 | KMICHIST3_G | 3 | North | YES | 0.030761 | 312 | 60 | 312 | 0 | 1.026 | CC | 1 | 0.24123 | 312 | 312 | 9.5974 | 312 |  |  | 0.24123 | 75.2649 |  |  |  |  | 0 | 0
1689 | VALLEY_3G | 3 | North | YES | 0.030761 | 0 | 25 | 375 |  | 1.003 | GST | 1 | 0.24123 | 375 | 375 | 11.5354 | 375 |  |  | 0.24123 | 90.4626 |  |  |  |  | 0 | 0
1679 | LAMARPWR_2G | 2 | North | YES | 0.030804 | 156 | 67.7 | 156 | 0 | 1.038 | CC | 1 | 0.24128 | 156 | 156 | 4.8054 | 156 |  |  | 0.24128 | 37.6392 |  |  |  |  | 0 | 0
1681 | LAMARPWR_4G | 4 | North | YES | 0.030804 | 156 | 67.7 | 156 | 0 | 1.038 | CC | 1 | 0.24128 | 156 | 156 | 4.8054 | 156 |  |  | 0.24128 | 37.6392 |  |  |  |  | 0 | 0
1682 | LAMARPWR_5G | 5 | North | YES | 0.030804 | 157 | 67.7 | 157 | 0 | 1.038 | CC | 1 | 0.24128 | 157 | 157 | 4.8362 | 157 |  |  | 0.24128 | 37.8804 |  |  |  |  | 0 | 0
1678 | LAMARPWR_1G | 1 | North | YES | 0.030804 | 160 | 67.7 | 160 | 0 | 1.038 | CC | 1 | 0.24128 | 160 | 160 | 4.9286 | 160 |  |  | 0.24128 | 38.6043 |  |  |  |  | 0 | 0
1680 | LAMARPWR_3G | 3 | North | YES | 0.030804 | 196 | 129.1 | 196 | 0 | 1.038 | CC | 1 | 0.24128 | 196 | 196 | 6.0376 | 196 |  |  | 0.24128 | 47.2902 |  |  |  |  | 0 | 0
1683 | LAMARPWR_6G | 6 | North | YES | 0.030804 | 198 | 129.1 | 198 | 0 | 1.038 | CC | 1 | 0.24128 | 198 | 198 | 6.0992 | 198 |  |  | 0.24128 | 47.7728 |  |  |  |  | 0 | 0
5925 | DCEAST | EQ | North | YES | 0.03096 | 400.3 | -600 | 600 | 0 | 1.025 | DCTie | 1 | 0.24143 | 0 | 0 | 0 | 0 |  |  | 0.24143 | 0 |  |  |  |  | 0 | 0
1701 | MOSES_1G | 1 | North | YES | 0.03096 | 558 | 175 | 558 | 0 | 1.023 | LIGCO | 1 | 0.24143 | 0 | 558 | 17.2757 | 558 |  |  | 0.24143 | 134.7195 |  |  |  |  | 0 | 0
1702 | MOSES_2G | 2 | North | YES | 0.03096 | 579 | 175 | 579 | 0 | 1.023 | LIGCO | 1 | 0.24143 | 0 | 579 | 17.9258 | 579 |  |  | 0.24143 | 139.7895 |  |  |  |  | 0 | 0
1703 | MOSES_3G | 3 | North | YES | 0.03096 | 808 | 463 | 808 | 0 | 1.023 | LIGCO | 1 | 0.24143 | 0 | 808 | 25.0157 | 808 |  |  | 0.24143 | 195.0776 |  |  |  |  | 0 | 0
948 | STEAM1 | 1 | North | YES | 0.031218 | 0 | 12 | 20 |  | 1.02 | GST | 1 | 0.24169 | 20 | 20 | 0.62436 | 20 |  |  | 0.24169 | 4.8338 |  |  |  |  | 0 | 0
949 | STEAM2 | 1 | North | YES | 0.031219 | 26 | 8 | 26 | 0 | 0.99 | GST | 1 | 0.24169 | 26 | 26 | 0.81169 | 26 |  |  | 0.24169 | 6.284 |  |  |  |  | 0 | 0
950 | STEAM3 | 1 | North | YES | 0.031219 | 41 | 13 | 42 | 0 | 1.02 | GST | 1 | 0.24169 | 42 | 42 | 1.3112 | 42 |  |  | 0.24169 | 10.1511 |  |  |  |  | 0 | 0
845 | OLINGER_G4 | 1 | North | YES | 0.031233 | 51.9 | 0 | 76 | 0 | 1.03 | GGT | 1 | 0.24171 | 76 | 76 | 2.3737 | 76 |  |  | 0.24171 | 18.3696 |  |  |  |  | 0 | 0
842 | OLINGER_G1 | 1 | North | YES | 0.031233 | 55.4 | 20 | 79 | 0 | 1.03 | GST | 1 | 0.24171 | 79 | 79 | 2.4674 | 79 |  |  | 0.24171 | 19.0948 |  |  |  |  | 0 | 0
843 | OLINGER_G2 | 1 | North | YES | 0.031233 | 76.2 | 25 | 110 | 0 | 1.03 | GST | 1 | 0.24171 | 110 | 110 | 3.4356 | 110 |  |  | 0.24171 | 26.5876 |  |  |  |  | 0 | 0
844 | OLINGER_G3 | 1 | North | YES | 0.031233 | 103.9 | 45 | 150 | 0 | 1.03 | GST | 1 | 0.24171 | 150 | 150 | 4.6849 | 150 |  |  | 0.24171 | 36.2559 |  |  |  |  | 0 | 0
837 | NEWMAN_G5 | 1 | North | YES | 0.031267 | 0 | 15 | 40 |  | 1.01 | GST | 1 | 0.24174 | 40 | 40 | 1.2507 | 40 |  |  | 0.24174 | 9.6696 |  |  |  |  | 0 | 0
12411 | FPLEFR1A_G | 1 | North | YES | 0.031314 | 161 | 72 | 161 | 0 | 1 | CC | 1 | 0.24179 | 161 | 161 | 5.0416 | 161 |  |  | 0.24179 | 38.9277 |  |  |  |  | 0 | 0
12422 | FPLEFR2B_G | 2 | North | YES | 0.031314 | 161 | 72 | 161 | 0 | 1 | CC | 1 | 0.24179 | 161 | 161 | 5.0416 | 161 |  |  | 0.24179 | 38.9277 |  |  |  |  | 0 | 0
12421 | FPLEFR2A_G | 1 | North | YES | 0.031314 | 162 | 72 | 162 | 0 | 1 | CC | 1 | 0.24179 | 162 | 162 | 5.0729 | 162 |  |  | 0.24179 | 39.1694 |  |  |  |  | 0 | 0
12423 | FPLEFR2C_G | 3 | North | YES | 0.031314 | 163 | 72 | 163 | 0 | 1 | CC | 1 | 0.24179 | 163 | 163 | 5.1042 | 163 |  |  | 0.24179 | 39.4112 |  |  |  |  | 0 | 0
12412 | FPLEFR1B_G | 2 | North | YES | 0.031314 | 164 | 72 | 164 | 0 | 1 | CC | 1 | 0.24179 | 164 | 164 | 5.1355 | 164 |  |  | 0.24179 | 39.653 |  |  |  |  | 0 | 0
12413 | FPLEFR1C_G | 3 | North | YES | 0.031314 | 164 | 72 | 164 | 0 | 1 | CC | 1 | 0.24179 | 164 | 164 | 5.1355 | 164 |  |  | 0.24179 | 39.653 |  |  |  |  | 0 | 0
12414 | FPLEFR1S_G | 4 | North | YES | 0.031314 | 414 | 191 | 414 | 0 | 1 | CC | 1 | 0.24179 | 414 | 414 | 12.964 | 414 |  |  | 0.24179 | 100.0997 |  |  |  |  | 0 | 0
12424 | FPLEFR2S_G | 4 | North | YES | 0.031314 | 415 | 191 | 415 | 0 | 1 | CC | 1 | 0.24179 | 415 | 415 | 12.9953 | 415 |  |  | 0.24179 | 100.3415 |  |  |  |  | 0 | 0
2451 | LKHB1_G | 1 | North | YES | 0.031675 | 0 | 80 | 391 |  | 1.022 | GST | 1 | 0.24215 | 391 | 391 | 12.3849 | 391 |  |  | 0.24215 | 94.6798 |  |  |  |  | 0 | 0
2452 | LKHB2_G | 2 | North | YES | 0.031675 | 516 | 80 | 516 | 0 | 1.022 | GST | 1 | 0.24215 | 516 | 516 | 16.3443 | 516 |  |  | 0.24215 | 124.9482 |  |  |  |  | 0 | 0
2381 | NTHLK1_G | 1 | North | YES | 0.031809 | 0 | 35 | 156 |  | 1.022 | GST | 1 | 0.24228 | 156 | 156 | 4.9622 | 156 |  |  | 0.24228 | 37.7959 |  |  |  |  | 0 | 0
2382 | NTHLK2_G | 2 | North | YES | 0.031809 | 0 | 35 | 181 |  | 1.022 | GST | 1 | 0.24228 | 181 | 181 | 5.7574 | 181 |  |  | 0.24228 | 43.853 |  |  |  |  | 0 | 0
2383 | NTHLK3_G | 3 | North | YES | 0.031809 | 0 | 50 | 329 |  | 1.022 | GST | 1 | 0.24228 | 329 | 329 | 10.4652 | 329 |  |  | 0.24228 | 79.7107 |  |  |  |  | 0 | 0
12440 | PARKD_1SVC8 | 1 | North | YES | 0.032001 | 0 | 0 | 0 | 0 | 1.007 | GST | 1 | 0.24247 | 0 | 0 | 0 | 0 |  |  | 0.24247 | 0 |  |  |  |  | 0 | 0
12449 | PARKD_2SVC8 | 1 | North | YES | 0.032001 | 0 | 0 | 0 | 0 | 1.007 | GST | 1 | 0.24247 | 0 | 0 | 0 | 0 |  |  | 0.24247 | 0 |  |  |  |  | 0 | 0
60201 | RIO DRCS | F | West | YES | -0.21733 | 0 | 0 | 0 | 0 | 1.025 | AVR | -1 | 0.2428 | 0 | 0 |  |  | 0 | 0 | -0.2428 | 0 |  |  |  |  | 0 | 0
60007 | KING_SW1A | 1 | West | YES | -0.21739 | 20 | 0 | 80 |  | 1.03 | Wind | -1 | 0.24285 | 0 | 80 |  |  | 0 | 0 | -0.24285 | 0 |  |  |  |  | 0 | 0
60019 | KING_NW1A | 1 | West | YES | -0.21739 | 20 | 0 | 80 |  | 1.03 | Wind | -1 | 0.24285 | 0 | 80 |  |  | 0 | 0 | -0.24285 | 0 |  |  |  |  | 0 | 0
60016 | WOODWRD11A | 1 | West | YES | -0.2175 | 20 | 0 | 80 |  | 1.033 | Wind | -1 | 0.24297 | 0 | 80 |  |  | 0 | 0 | -0.24297 | 0 |  |  |  |  | 0 | 0
38332 | TNWDWRDU2_8 | 1 | West | YES | -0.21752 | 20 | 0 | 80 | 0 | 1.0232 | Wind | -1 | 0.24298 | 0 | 80 |  |  | 0 | 0 | -0.24298 | 0 |  |  |  |  | 0 | 0
6016 | SWMESA | 1 | West | YES | -0.21752 | 18.8 | 0 | 75 |  | 1.03 | Wind | -1 | 0.24298 | 0 | 75 |  |  | 0 | 0 | -0.24298 | 0 |  |  |  |  | 0 | 0
60003 | KING_NE1A | 1 | West | YES | -0.21752 | 20 | 0 | 80 |  | 1.03 | Wind | -1 | 0.24298 | 0 | 80 |  |  | 0 | 0 | -0.24298 | 0 |  |  |  |  | 0 | 0
60005 | KING_SE1A | 1 | West | YES | -0.21752 | 10 | 0 | 40 |  | 1.035 | Wind | -1 | 0.24298 | 0 | 40 |  |  | 0 | 0 | -0.24298 | 0 |  |  |  |  | 0 | 0
38437 | TNSRBNMESA9 | 1 | West | YES | -0.21757 | 37.5 | 0 | 150 | 0 | 1.02 | Wind | -1 | 0.24303 | 0 | 150 |  |  | 0 | 0 | -0.24303 | 0 |  |  |  |  | 0 | 0
12323 | ENNSTRAC_2G | 2 | North | YES | 0.0326 | 116 | 100 | 116 | 0 | 1.036 | CC | 1 | 0.24307 | 116 | 116 | 3.7816 | 116 |  |  | 0.24307 | 28.1964 |  |  |  |  | 0 | 0
12322 | ENNSTRAC_1G | 1 | North | YES | 0.0326 | 196 | 130 | 196 | 0 | 1.036 | CC | 1 | 0.24307 | 196 | 196 | 6.3896 | 196 |  |  | 0.24307 | 47.6423 |  |  |  |  | 0 | 0
2414 | MTCK7_G | 7 | North | YES | 0.033521 | 0 | 30 | 115 |  | 1.022 | GST | 1 | 0.24399 | 115 | 115 | 3.8549 | 115 |  |  | 0.24399 | 28.0593 |  |  |  |  | 0 | 0
2413 | MTCK6_G | 6 | North | YES | 0.033521 | 0 | 30 | 118 |  | 1.022 | GST | 1 | 0.24399 | 118 | 118 | 3.9555 | 118 |  |  | 0.24399 | 28.7913 |  |  |  |  | 0 | 0
2417 | MTCK8_G | 8 | North | YES | 0.033521 | 444.8 | 60 | 556 | 0 | 1.022 | GSC | 1 | 0.24399 | 556 | 556 | 18.6377 | 556 |  |  | 0.24399 | 135.6605 |  |  |  |  | 0 | 0
60017 | ORNNWP1 | 1 | West | YES | -0.21873 | 20 | 0 | 80 |  | 1.027 | Wind | -1 | 0.24419 | 0 | 80 |  |  | 0 | 0 | -0.24419 | 0 |  |  |  |  | 0 | 0
60018 | DSKY1 | 1 | West | YES | -0.21912 | 21 | 0 | 84 | 0 | 1.023 | Wind | -1 | 0.24458 | 0 | 84 |  |  | 0 | 0 | -0.24458 | 0 |  |  |  |  | 0 | 0
1349 | WESTXWIN_1G | 1 | West | YES | -0.21936 | 1.3 | 0 | 6.6 |  | 1.014 | Wind | -1 | 0.24482 | 0 | 6.6 |  |  | 0 | 0 | -0.24482 | 0 |  |  |  |  | 0 | 0
1350 | NWPWRG1_1G | 1 | West | YES | -0.21936 | 6.9 | 1 | 34.3 |  | 1.014 | Wind | -1 | 0.24482 | 0 | 34.3 |  |  | 0 | 0 | -0.24482 | 0 |  |  |  |  | 0 | 0
1895 | DECRDOVA_5G | D | North | YES | 0.035033 | 65 | 65 | 68 | 0 | 1.025 | GGT | 1 | 0.24551 | 68 | 68 | 2.3822 | 68 |  |  | 0.24551 | 16.6944 |  |  |  |  | 0 | 0
1893 | DECRDOVA_3G | B | North | YES | 0.035033 | 65 | 65 | 69 | 0 | 1.025 | GGT | 1 | 0.24551 | 69 | 69 | 2.4173 | 69 |  |  | 0.24551 | 16.9399 |  |  |  |  | 0 | 0
1894 | DECRDOVA_4G | C | North | YES | 0.035033 | 65 | 65 | 69 | 0 | 1.025 | GGT | 1 | 0.24551 | 69 | 69 | 2.4173 | 69 |  |  | 0.24551 | 16.9399 |  |  |  |  | 0 | 0
1892 | DECRDOVA_2G | A | North | YES | 0.035033 | 65 | 65 | 70 | 0 | 1.025 | GGT | 1 | 0.24551 | 70 | 70 | 2.4523 | 70 |  |  | 0.24551 | 17.1854 |  |  |  |  | 0 | 0
1942 | MDLTHELP_2G | 2 | North | YES | 0.035286 | 216.1 | 74 | 216.1 | 0 | 1 | CC | 1 | 0.24576 | 216.1 | 216.1 | 7.6253 | 216.1 |  |  | 0.24576 | 53.1085 |  |  |  |  | 0 | 0
1941 | MDLTHELP_1G | 1 | North | YES | 0.035286 | 216.4 | 74 | 216.4 | 0 | 1 | CC | 1 | 0.24576 | 216.4 | 216.4 | 7.6359 | 216.4 |  |  | 0.24576 | 53.1822 |  |  |  |  | 0 | 0
60000 | DSKY2 | 1 | West | YES | -0.22044 | 19.1 | 0 | 76.5 |  | 1.039 | Wind | -1 | 0.2459 | 0 | 76.5 |  |  | 0 | 0 | -0.2459 | 0 |  |  |  |  | 0 | 0
1948 | HANDLEY_4G | 4 | North | YES | 0.036486 | 348 | 150 | 435 | 0 | 1.022 | GST | 1 | 0.24696 | 435 | 435 | 15.8714 | 435 |  |  | 0.24696 | 107.427 |  |  |  |  | 0 | 0
1947 | HANDLEY_3G | 3 | North | YES | 0.037101 | 316 | 100 | 395 | 0 | 1.022 | GST | 1 | 0.24757 | 395 | 395 | 14.6549 | 395 |  |  | 0.24757 | 97.7916 |  |  |  |  | 0 | 0
1949 | HANDLEY_5G | 5 | North | YES | 0.037101 | 348 | 150 | 435 | 0 | 1.022 | GST | 1 | 0.24757 | 435 | 435 | 16.1389 | 435 |  |  | 0.24757 | 107.6946 |  |  |  |  | 0 | 0
60202 | FRNDDRCS | F | West | YES | -0.22381 | 0 | 0 | 0 | 0 | 0.9985 | AVR | -1 | 0.24928 | 0 | 0 |  |  | 0 | 0 | -0.24928 | 0 |  |  |  |  | 0 | 0
1944 | MDLTHELP_4G | 4 | North | YES | 0.040675 | 211 | 74 | 211 | 0 | 1 | CC | 1 | 0.25115 | 211 | 211 | 8.5824 | 211 |  |  | 0.25115 | 52.9922 |  |  |  |  | 0 | 0
1943 | MDLTHELP_3G | 3 | North | YES | 0.040675 | 212 | 74 | 212 | 0 | 1 | CC | 1 | 0.25115 | 212 | 212 | 8.6231 | 212 |  |  | 0.25115 | 53.2433 |  |  |  |  | 0 | 0
1937 | MDLTHELP_5G | 5 | North | YES | 0.040675 | 224 | 74 | 224 | 0 | 1 | CC | 1 | 0.25115 | 224 | 224 | 9.1112 | 224 |  |  | 0.25115 | 56.2571 |  |  |  |  | 0 | 0
1938 | MDLTHELP_6G | 6 | North | YES | 0.040675 | 226 | 74 | 226 | 0 | 1 | CC | 1 | 0.25115 | 226 | 226 | 9.1926 | 226 |  |  | 0.25115 | 56.7594 |  |  |  |  | 0 | 0
60057 | CALLAHAN1A | 1 | West | YES | -0.22832 | 22.8 | 0 | 114 |  | 1.04 | Wind | -1 | 0.25378 | 0 | 114 |  |  | 0 | 0 | -0.25378 | 0 |  |  |  |  | 0 | 0
366 | JNSNCNTY802 | 1 | North | YES | 0.045286 | 168 | 20 | 168 | 0 | 1.02 | Cogen | 1 | 0.25576 | 0 | 0 | 0 | 0 |  |  | 0.25576 | 0 |  |  |  |  | 0 | 0
367 | JNSNCNTY802 | 2 | North | YES | 0.045286 | 90 | 20 | 90 | 0 | 1.02 | Cogen | 1 | 0.25576 | 0 | 0 | 0 | 0 |  |  | 0.25576 | 0 |  |  |  |  | 0 | 0
1889 | DECRDOVA_1G | 1 | North | YES | 0.057895 | 779 | 255 | 779 | 0 | 1.02 | GSC | 1 | 0.26837 | 779 | 779 | 45.1002 | 779 |  |  | 0.26837 | 209.0585 |  |  |  |  | 0 | 0
76031 | L_GASCCR1_1N | W1 | West | YES | -0.24447 | 30 | 0 | 150 |  | 1.02 | Wind | -1 | 0.26993 | 0 | 150 |  |  | 0 | 0 | -0.26993 | 0 |  |  |  |  | 0 | 0
60058 | BUFF_GAP1A | 1 | West | YES | -0.24853 | 24 | 0 | 120 |  | 1 | Wind | -1 | 0.27399 | 0 | 120 |  |  | 0 | 0 | -0.27399 | 0 |  |  |  |  | 0 | 0
60060 | CIRELLO | 1 | West | YES | -0.24853 | 46.6 | 0 | 233 | 0 | 1 | Wind | -1 | 0.27399 | 0 | 233 |  |  | 0 | 0 | -0.27399 | 0 |  |  |  |  | 0 | 0
60063 | BUFF_GAP1B | 1 | West | YES | -0.24853 | 34 | 0 | 170.2 | 0 | 1.02 | Wind | -1 | 0.27399 | 0 | 170.2 |  |  | 0 | 0 | -0.27399 | 0 |  |  |  |  | 0 | 0
60066 | H_HOLLOW1A | 1 | West | YES | -0.24853 | 44.4 | 0 | 222 | 0 | 1.005 | Wind | -1 | 0.27399 | 0 | 222 |  |  | 0 | 0 | -0.27399 | 0 |  |  |  |  | 0 | 0
60068 | HHOLLOW21A | 1 | West | YES | -0.24853 | 36.8 | 0 | 184 | 0 | 1.025 | Wind | -1 | 0.27399 | 0 | 184 |  |  | 0 | 0 | -0.27399 | 0 |  |  |  |  | 0 | 0
60070 | HHOLLOW31A | 1 | West | YES | -0.24853 | 44.8 | 0 | 224 | 0 | 1.025 | Wind | -1 | 0.27399 | 0 | 224 |  |  | 0 | 0 | -0.27399 | 0 |  |  |  |  | 0 | 0
60072 | HHOLLOW41A | 1 | West | YES | -0.24853 | 23 | 0 | 115 | 0 | 1.025 | Wind | -1 | 0.27399 | 0 | 115 |  |  | 0 | 0 | -0.27399 | 0 |  |  |  |  | 0 | 0
76091 | L_DIVIDE1_1N | W1 | West | YES | -0.25118 | 22.5 | 0 | 112.5 |  | 1.02 | Wind | -1 | 0.27665 | 0 | 112.5 |  |  | 0 | 0 | -0.27665 | 0 |  |  |  |  | 0 | 0
76095 | L_CAPRSI1_1N | W1 | West | YES | -0.25118 | 29.9 | 0 | 149.5 | 0 | 1.02 | Wind | -1 | 0.27665 | 0 | 149.5 |  |  | 0 | 0 | -0.27665 | 0 |  |  |  |  | 0 | 0
76096 | L_CAPRSI1_2N | W1 | West | YES | -0.25118 | 37.2 | 0 | 186 | 0 | 1.02 | Wind | -1 | 0.27665 | 0 | 186 |  |  | 0 | 0 | -0.27665 | 0 |  |  |  |  | 0 | 0
76097 | L_CAPRGE1_1N | W1 | West | YES | -0.25118 | 42.9 | 0 | 214.5 | 0 | 1.02 | Wind | -1 | 0.27665 | 0 | 214.5 |  |  | 0 | 0 | -0.27665 | 0 |  |  |  |  | 0 | 0
1878 | WLFHOLW_2G | 2 | North | YES | 0.077421 | 215.7 | 105 | 215.7 | 0 | 1.032 | CC | 1 | 0.28789 | 215.7 | 215.7 | 16.6997 | 215.7 |  |  | 0.28789 | 62.0987 |  |  |  |  | 0 | 0
1877 | WLFHOLW_1G | 1 | North | YES | 0.077421 | 217.3 | 89.2 | 217.3 | 0 | 1.032 | CC | 1 | 0.28789 | 217.3 | 217.3 | 16.8236 | 217.3 |  |  | 0.28789 | 62.5593 |  |  |  |  | 0 | 0
1879 | WLFHOLW_3G | 3 | North | YES | 0.077421 | 272.4 | 89.2 | 272.4 | 0 | 1.032 | CC | 1 | 0.28789 | 272.4 | 272.4 | 21.0895 | 272.4 |  |  | 0.28789 | 78.4222 |  |  |  |  | 0 | 0
1898 | COMCHEPK_1G | 1 | North | YES | 0.083235 | 1217 | 1150 | 1217 | 0 | 1.032 | Nuc | 1 | 0.29371 | 0 | 0 | 0 | 0 |  |  | 0.29371 | 0 |  |  |  |  | 0 | 0
1899 | COMCHEPK_2G | 2 | North | YES | 0.083235 | 1159 | 1128 | 1159 | 0 | 1.032 | Nuc | 1 | 0.29371 | 0 | 0 | 0 | 0 |  |  | 0.29371 | 0 |  |  |  |  | 0 | 0
[26 empty] | 0 | 0
[26 empty] | 0 | 0
[26 empty] | 0 | 0
[26 empty] | 0 | 0
[26 empty] | 0 | 0
[26 empty] | 0 | 0
[26 empty] | 0 | 0
[26 empty] | 0 | 0
[26 empty] | 0 | 0
[26 empty] | 0 | 0
[26 empty] | 0 | 0
[26 empty] | 0 | 0
[26 empty] | 0 | 0
[26 empty] | 0 | 0
[26 empty] | 0 | 0
[26 empty] | 0 | 0
[26 empty] | 0 | 0
[26 empty] | 0 | 0
[26 empty] | 0 | 0
[26 empty] | 0 | 0
[26 empty] | 0 | 0
[26 empty] | 0 | 0
[26 empty] | 0 | 0
[26 empty] | 0 | 0
[26 empty] | 0 | 0
[26 empty] | 0 | 0
[26 empty] | 0 | 0
[26 empty] | 0 | 0
[26 empty] | 0 | 0
[26 empty] | 0 | 0
[26 empty] | 0 | 0
[26 empty] | 0 | 0
[26 empty] | 0 | 0
[26 empty] | 0 | 0
[26 empty] | 0 | 0
[26 empty] | 0 | 0
[26 empty] | 0 | 0
[26 empty] | 0 | 0
[26 empty] | 0 | 0
[26 empty] | 0 | 0
[26 empty] | 0 | 0
[26 empty] | 0 | 0
[26 empty] | 0 | 0
[26 empty] | 0 | 0
[26 empty] | 0 | 0
[26 empty] | 0 | 0
[26 empty] | 0 | 0
[26 empty] | 0 | 0
[26 empty] | 0 | 0
[26 empty] | 0 | 0
[26 empty] | 0 | 0
[26 empty] | 0 | 0
[26 empty] | 0 | 0
[26 empty] | 0 | 0
[26 empty] | 0 | 0
[26 empty] | 0 | 0
[26 empty] | 0 | 0
[26 empty] | 0 | 0
[26 empty] | 0 | 0
[26 empty] | 0 | 0
[26 empty] | 0 | 0
[26 empty] | 0 | 0
[26 empty] | 0 | 0
[26 empty] | 0 | 0
[26 empty] | 0 | 0
[26 empty] | 0 | 0
[26 empty] | 0 | 0
[26 empty] | 0 | 0
[26 empty] | 0 | 0
[26 empty] | 0 | 0
[26 empty] | 0 | 0
[26 empty] | 0 | 0
[26 empty] | 0 | 0
[26 empty] | 0 | 0
[26 empty] | 0 | 0
[26 empty] | 0 | 0
[26 empty] | 0 | 0
[26 empty] | 0 | 0
[26 empty] | 0 | 0
[26 empty] | 0 | 0
[26 empty] | 0 | 0
[26 empty] | 0 | 0
[26 empty] | 0 | 0
[26 empty] | 0 | 0
[26 empty] | 0 | 0
[26 empty] | 0 | 0
[26 empty] | 0 | 0
[26 empty] | 0 | 0
[26 empty] | 0 | 0
[26 empty] | 0 | 0
[26 empty] | 0 | 0
[26 empty] | 0 | 0
[26 empty] | 0 | 0
[26 empty] | 0 | 0
[26 empty] | 0 | 0
[26 empty] | 0 | 0
[26 empty] | 0 | 0
[26 empty] | 0 | 0
[26 empty] | 0 | 0
[26 empty] | 0 | 0
[26 empty] | 0 | 0
[26 empty] | 0 | 0
[26 empty] | 0 | 0
[26 empty] | 0 | 0
[26 empty] | 0 | 0
[26 empty] | 0 | 0
[26 empty] | 0 | 0
[26 empty] | 0 | 0
[26 empty] | 0 | 0
[26 empty] | 0 | 0
[26 empty] | 0 | 0
[26 empty] | 0 | 0
[26 empty] | 0 | 0
[26 empty] | 0 | 0
[26 empty] | 0 | 0
[26 empty] | 0 | 0
[26 empty] | 0 | 0
[26 empty] | 0 | 0
[26 empty] | 0 | 0
[26 empty] | 0 | 0
[26 empty] | 0 | 0
[26 empty] | 0 | 0
[26 empty] | 0 | 0
[26 empty] | 0 | 0
[26 empty] | 0 | 0
[26 empty] | 0 | 0
[26 empty] | 0 | 0
[26 empty] | 0 | 0
[26 empty] | 0 | 0
[26 empty] | 0 | 0
[26 empty] | 0 | 0
[26 empty] | 0 | 0
[26 empty] | 0 | 0
[26 empty] | 0 | 0
[26 empty] | 0 | 0
[26 empty] | 0 | 0
[26 empty] | 0 | 0
[26 empty] | 0 | 0
[26 empty] | 0 | 0
[26 empty] | 0 | 0
[26 empty] | 0 | 0
[26 empty] | 0 | 0
[26 empty] | 0 | 0
[26 empty] | 0 | 0
[26 empty] | 0 | 0
[26 empty] | 0 | 0
[26 empty] | 0 | 0
[26 empty] | 0 | 0
[26 empty] | 0 | 0
[26 empty] | 0 | 0
[26 empty] | 0 | 0
[26 empty] | 0 | 0
[26 empty] | 0 | 0
[26 empty] | 0 | 0
[26 empty] | 0 | 0
[26 empty] | 0 | 0
[26 empty] | 0 | 0
[26 empty] | 0 | 0
[26 empty] | 0 | 0
[26 empty] | 0 | 0
[26 empty] | 0 | 0
[26 empty] | 0 | 0
[26 empty] | 0 | 0
[26 empty] | 0 | 0
[26 empty] | 0 | 0
[26 empty] | 0 | 0
[26 empty] | 0 | 0
[26 empty] | 0 | 0
[26 empty] | 0 | 0
[26 empty] | 0 | 0
[26 empty] | 0 | 0
[26 empty] | 0 | 0
[26 empty] | 0 | 0
[26 empty] | 0 | 0
[26 empty] | 0 | 0
[26 empty] | 0 | 0
[26 empty] | 0 | 0
[26 empty] | 0 | 0
[26 empty] | 0 | 0
[26 empty] | 0 | 0
[26 empty] | 0 | 0
[26 empty] | 0 | 0
[26 empty] | 0 | 0
[26 empty] | 0 | 0
[26 empty] | 0 | 0
[26 empty] | 0 | 0
[26 empty] | 0 | 0
[26 empty] | 0 | 0
[26 empty] | 0 | 0
[26 empty] | 0 | 0
[26 empty] | 0 | 0
[26 empty] | 0 | 0
[26 empty] | 0 | 0
[26 empty] | 0 | 0
[26 empty] | 0 | 0
[26 empty] | 0 | 0
[26 empty] | 0 | 0
[26 empty] | 0 | 0
[26 empty] | 0 | 0
[26 empty] | 0 | 0
[26 empty] | 0 | 0
[26 empty] | 0 | 0
[26 empty] | 0 | 0
[26 empty] | 0 | 0
[26 empty] | 0 | 0
[26 empty] | 0 | 0
[26 empty] | 0 | 0
[26 empty] | 0 | 0
[26 empty] | 0 | 0
[26 empty] | 0 | 0
[26 empty] | 0 | 0
[26 empty] | 0 | 0
[26 empty] | 0 | 0
[26 empty] | 0 | 0
[26 empty] | 0 | 0
[26 empty] | 0 | 0
[26 empty] | 0 | 0
[26 empty] | 0 | 0
[26 empty] | 0 | 0
[26 empty] | 0 | 0
[26 empty] | 0 | 0
[26 empty] | 0 | 0
[26 empty] | 0 | 0
[26 empty] | 0 | 0
[26 empty] | 0 | 0
[26 empty] | 0 | 0
[26 empty] | 0 | 0
[26 empty] | 0 | 0
[26 empty] | 0 | 0
[26 empty] | 0 | 0
[26 empty] | 0 | 0
[26 empty] | 0 | 0
[26 empty] | 0 | 0
[26 empty] | 0 | 0
[26 empty] | 0 | 0
[26 empty] | 0 | 0
[26 empty] | 0 | 0
[26 empty] | 0 | 0
[26 empty] | 0 | 0
[26 empty] | 0 | 0
[26 empty] | 0 | 0
[26 empty] | 0 | 0
[26 empty] | 0 | 0
[26 empty] | 0 | 0
[26 empty] | 0 | 0
[26 empty] | 0 | 0
[26 empty] | 0 | 0
[26 empty] | 0 | 0
[26 empty] | 0 | 0
[26 empty] | 0 | 0
[26 empty] | 0 | 0
[26 empty] | 0 | 0
[26 empty] | 0 | 0
[26 empty] | 0 | 0
[26 empty] | 0 | 0
[26 empty] | 0 | 0
[26 empty] | 0 | 0
[26 empty] | 0 | 0
[26 empty] | 0 | 0
[26 empty] | 0 | 0
[26 empty] | 0 | 0
[26 empty] | 0 | 0
[26 empty] | 0 | 0
[26 empty] | 0 | 0
[26 empty] | 0 | 0
[26 empty] | 0 | 0
[26 empty] | 0 | 0
[26 empty] | 0 | 0
[26 empty] | 0 | 0
[26 empty] | 0 | 0
[26 empty] | 0 | 0
[26 empty] | 0 | 0
[26 empty] | 0 | 0
[26 empty] | 0 | 0
[26 empty] | 0 | 0
[26 empty] | 0 | 0
[26 empty] | 0 | 0
[26 empty] | 0 | 0
[26 empty] | 0 | 0
[26 empty] | 0 | 0
[26 empty] | 0 | 0
[26 empty] | 0 | 0
[26 empty] | 0 | 0
[26 empty] | 0 | 0
[26 empty] | 0 | 0
[26 empty] | 0 | 0
[26 empty] | 0 | 0
[26 empty] | 0 | 0
[26 empty] | 0 | 0
[26 empty] | 0 | 0
[26 empty] | 0 | 0
[26 empty] | 0 | 0
[26 empty] | 0 | 0
[26 empty] | 0 | 0
[26 empty] | 0 | 0
[26 empty] | 0 | 0
[26 empty] | 0 | 0
[26 empty] | 0 | 0
[26 empty] | 0 | 0
[26 empty] | 0 | 0
[26 empty] | 0 | 0
[26 empty] | 0 | 0
[26 empty] | 0 | 0
[26 empty] | 0 | 0
[26 empty] | 0 | 0
[26 empty] | 0 | 0
[26 empty] | 0 | 0
[26 empty] | 0 | 0
[26 empty] | 0 | 0
[26 empty] | 0 | 0
[26 empty] | 0 | 0
[26 empty] | 0 | 0
[26 empty] | 0 | 0
[26 empty] | 0 | 0
[26 empty] | 0 | 0
[26 empty] | 0 | 0
[26 empty] | 0 | 0
[26 empty] | 0 | 0
[26 empty] | 0 | 0
[26 empty] | 0 | 0
[26 empty] | 0 | 0
[26 empty] | 0 | 0
[26 empty] | 0 | 0
[26 empty] | 0 | 0
[26 empty] | 0 | 0
[26 empty] | 0 | 0
[26 empty] | 0 | 0
[26 empty] | 0 | 0
[26 empty] | 0 | 0
[26 empty] | 0 | 0
[26 empty] | 0 | 0
[26 empty] | 0 | 0
[26 empty] | 0 | 0
[26 empty] | 0 | 0
[26 empty] | 0 | 0
[26 empty] | 0 | 0
[26 empty] | 0 | 0
[26 empty] | 0 | 0
[26 empty] | 0 | 0
[26 empty] | 0 | 0
[26 empty] | 0 | 0
[26 empty] | 0 | 0
[26 empty] | 0 | 0
[26 empty] | 0 | 0
[26 empty] | 0 | 0
[26 empty] | 0 | 0
[26 empty] | 0 | 0
[26 empty] | 0 | 0
[26 empty] | 0 | 0
[26 empty] | 0 | 0
[26 empty] | 0 | 0
[26 empty] | 0 | 0
[26 empty] | 0 | 0
[26 empty] | 0 | 0
[26 empty] | 0 | 0
[26 empty] | 0 | 0
[26 empty] | 0 | 0
[26 empty] | 0 | 0
[26 empty] | 0 | 0
[26 empty] | 0 | 0
[26 empty] | 0 | 0
[26 empty] | 0 | 0
[26 empty] | 0 | 0
[26 empty] | 0 | 0
[26 empty] | 0 | 0
[26 empty] | 0 | 0
[26 empty] | 0 | 0
[26 empty] | 0 | 0
[26 empty] | 0 | 0
[26 empty] | 0 | 0
[26 empty] | 0 | 0
[26 empty] | 0 | 0
[26 empty] | 0 | 0
[26 empty] | 0 | 0
[26 empty] | 0 | 0
[26 empty] | 0 | 0
[26 empty] | 0 | 0
[26 empty] | 0 | 0
[26 empty] | 0 | 0
[26 empty] | 0 | 0
[26 empty] | 0 | 0
[26 empty] | 0 | 0
[26 empty] | 0 | 0
[26 empty] | 0 | 0
[26 empty] | 0 | 0
[26 empty] | 0 | 0
[26 empty] | 0 | 0
[26 empty] | 0 | 0
[26 empty] | 0 | 0
[26 empty] | 0 | 0
[26 empty] | 0 | 0
[26 empty] | 0 | 0
[26 empty] | 0 | 0
[26 empty] | 0 | 0
[26 empty] | 0 | 0
[26 empty] | 0 | 0
[26 empty] | 0 | 0
[26 empty] | 0 | 0
[26 empty] | 0 | 0
[26 empty] | 0 | 0
[26 empty] | 0 | 0
[26 empty] | 0 | 0
[26 empty] | 0 | 0
[26 empty] | 0 | 0
[26 empty] | 0 | 0
[26 empty] | 0 | 0
[26 empty] | 0 | 0
[26 empty] | 0 | 0
[26 empty] | 0 | 0
[26 empty] | 0 | 0
[26 empty] | 0 | 0
[26 empty] | 0 | 0
[26 empty] | 0 | 0
[26 empty] | 0 | 0
[26 empty] | 0 | 0
[26 empty] | 0 | 0
[26 empty] | 0 | 0
[26 empty] | 0 | 0
[26 empty] | 0 | 0
[26 empty] | 0 | 0
[26 empty] | 0 | 0
[26 empty] | 0 | 0
[26 empty] | 0 | 0
[26 empty] | 0 | 0
[26 empty] | 0 | 0
[26 empty] | 0 | 0
[26 empty] | 0 | 0
[26 empty] | 0 | 0
[26 empty] | 0 | 0
[26 empty] | 0 | 0
[26 empty] | 0 | 0
[26 empty] | 0 | 0
[26 empty] | 0 | 0
[26 empty] | 0 | 0
[26 empty] | 0 | 0
[26 empty] | 0 | 0
[26 empty] | 0 | 0
[26 empty] | 0 | 0
[26 empty] | 0 | 0
[26 empty] | 0 | 0
[26 empty] | 0 | 0
[26 empty] | 0 | 0
[26 empty] | 0 | 0
[26 empty] | 0 | 0
[26 empty] | 0 | 0
[26 empty] | 0 | 0
[26 empty] | 0 | 0
[26 empty] | 0 | 0
[26 empty] | 0 | 0
[26 empty] | 0 | 0
[26 empty] | 0 | 0
[26 empty] | 0 | 0
[26 empty] | 0 | 0
[26 empty] | 0 | 0
[26 empty] | 0 | 0
[26 empty] | 0 | 0
[26 empty] | 0 | 0
[26 empty] | 0 | 0
[26 empty] | 0 | 0
[26 empty] | 0 | 0
[26 empty] | 0 | 0
[26 empty] | 0 | 0
[26 empty] | 0 | 0
[26 empty] | 0 | 0
[26 empty] | 0 | 0
[26 empty] | 0 | 0
[26 empty] | 0 | 0
[26 empty] | 0 | 0
[26 empty] | 0 | 0
[26 empty] | 0 | 0
[26 empty] | 0 | 0
[26 empty] | 0 | 0
[26 empty] | 0 | 0
[26 empty] | 0 | 0
[26 empty] | 0 | 0
[26 empty] | 0 | 0
[26 empty] | 0 | 0
[26 empty] | 0 | 0
[26 empty] | 0 | 0
[26 empty] | 0 | 0
[26 empty] | 0 | 0
[26 empty] | 0 | 0
[26 empty] | 0 | 0
[26 empty] | 0 | 0
[26 empty] | 0 | 0
[26 empty] | 0 | 0
[26 empty] | 0 | 0
[26 empty] | 0 | 0
[26 empty] | 0 | 0
[26 empty] | 0 | 0
[26 empty] | 0 | 0
[26 empty] | 0 | 0
[26 empty] | 0 | 0
[26 empty] | 0 | 0
[26 empty] | 0 | 0
[26 empty] | 0 | 0
[26 empty] | 0 | 0
[26 empty] | 0 | 0
[26 empty] | 0 | 0
[26 empty] | 0 | 0
[26 empty] | 0 | 0
[26 empty] | 0 | 0
[26 empty] | 0 | 0
[26 empty] | 0 | 0
[26 empty] | 0 | 0
[26 empty] | 0 | 0
[26 empty] | 0 | 0
[26 empty] | 0 | 0
[26 empty] | 0 | 0
[26 empty] | 0 | 0
[26 empty] | 0 | 0
[26 empty] | 0 | 0
[26 empty] | 0 | 0
[26 empty] | 0 | 0
[26 empty] | 0 | 0
[26 empty] | 0 | 0
[26 empty] | 0 | 0
[26 empty] | 0 | 0
[26 empty] | 0 | 0
[26 empty] | 0 | 0
[26 empty] | 0 | 0
[26 empty] | 0 | 0
[26 empty] | 0 | 0
[26 empty] | 0 | 0
[26 empty] | 0 | 0
[26 empty] | 0 | 0
[26 empty] | 0 | 0
[26 empty] | 0 | 0
[26 empty] | 0 | 0
[26 empty] | 0 | 0
[26 empty] | 0 | 0
[26 empty] | 0 | 0
[26 empty] | 0 | 0
[26 empty] | 0 | 0
[26 empty] | 0 | 0
[26 empty] | 0 | 0
[26 empty] | 0 | 0
[26 empty] | 0 | 0
[26 empty] | 0 | 0
[26 empty] | 0 | 0
[26 empty] | 0 | 0
[26 empty] | 0 | 0
[26 empty] | 0 | 0
[26 empty] | 0 | 0
[26 empty] | 0 | 0
[26 empty] | 0 | 0
[26 empty] | 0 | 0
[26 empty] | 0 | 0
[26 empty] | 0 | 0
[26 empty] | 0 | 0
[26 empty] | 0 | 0
[26 empty] | 0 | 0
[26 empty] | 0 | 0
[26 empty] | 0 | 0
[26 empty] | 0 | 0
[26 empty] | 0 | 0
[26 empty] | 0 | 0
[26 empty] | 0 | 0
[26 empty] | 0 | 0
[26 empty] | 0 | 0
[26 empty] | 0 | 0
[26 empty] | 0 | 0
[26 empty] | 0 | 0
[26 empty] | 0 | 0
[26 empty] | 0 | 0
[26 empty] | 0 | 0
[26 empty] | 0 | 0
[26 empty] | 0 | 0
[26 empty] | 0 | 0
[26 empty] | 0 | 0
[26 empty] | 0 | 0
[26 empty] | 0 | 0
[26 empty] | 0 | 0
[26 empty] | 0 | 0
[26 empty] | 0 | 0
[26 empty] | 0 | 0
[26 empty] | 0 | 0
[26 empty] | 0 | 0
[26 empty] | 0 | 0
[26 empty] | 0 | 0
[26 empty] | 0 | 0
[26 empty] | 0 | 0
[26 empty] | 0 | 0
[26 empty] | 0 | 0
[26 empty] | 0 | 0
[26 empty] | 0 | 0
[26 empty] | 0 | 0
[26 empty] | 0 | 0
[26 empty] | 0 | 0
[26 empty] | 0 | 0
[26 empty] | 0 | 0
[26 empty] | 0 | 0
[26 empty] | 0 | 0
[26 empty] | 0 | 0
[26 empty] | 0 | 0
[26 empty] | 0 | 0
[26 empty] | 0 | 0
[26 empty] | 0 | 0
[26 empty] | 0 | 0
[26 empty] | 0 | 0
[26 empty] | 0 | 0
[26 empty] | 0 | 0
[26 empty] | 0 | 0
[26 empty] | 0 | 0
[26 empty] | 0 | 0
[26 empty] | 0 | 0
[26 empty] | 0 | 0
[26 empty] | 0 | 0
[26 empty] | 0 | 0
[26 empty] | 0 | 0
[26 empty] | 0 | 0
[26 empty] | 0 | 0
[26 empty] | 0 | 0
[26 empty] | 0 | 0
[26 empty] | 0 | 0
[26 empty] | 0 | 0
[26 empty] | 0 | 0
[26 empty] | 0 | 0
[26 empty] | 0 | 0
[26 empty] | 0 | 0
[26 empty] | 0 | 0
[26 empty] | 0 | 0
[26 empty] | 0 | 0
[26 empty] | 0 | 0
[26 empty] | 0 | 0
[26 empty] | 0 | 0
[26 empty] | 0 | 0
[26 empty] | 0 | 0
[26 empty] | 0 | 0
[26 empty] | 0 | 0
[26 empty] | 0 | 0
[26 empty] | 0 | 0
[26 empty] | 0 | 0
[26 empty] | 0 | 0
[26 empty] | 0 | 0
[26 empty] | 0 | 0
[26 empty] | 0 | 0
[26 empty] | 0 | 0
[26 empty] | 0 | 0
[26 empty] | 0 | 0
[26 empty] | 0 | 0
[26 empty] | 0 | 0
[26 empty] | 0 | 0
[26 empty] | 0 | 0
[26 empty] | 0 | 0
[26 empty] | 0 | 0
[26 empty] | 0 | 0
[26 empty] | 0 | 0
[26 empty] | 0 | 0
[26 empty] | 0 | 0
[26 empty] | 0 | 0
[26 empty] | 0 | 0
[26 empty] | 0 | 0
[26 empty] | 0 | 0
[26 empty] | 0 | 0
[26 empty] | 0 | 0
[26 empty] | 0 | 0
[26 empty] | 0 | 0
[26 empty] | 0 | 0
[26 empty] | 0 | 0
[26 empty] | 0 | 0
[26 empty] | 0 | 0
[26 empty] | 0 | 0
[26 empty] | 0 | 0
[26 empty] | 0 | 0
[26 empty] | 0 | 0
[26 empty] | 0 | 0
[26 empty] | 0 | 0
[26 empty] | 0 | 0
[26 empty] | 0 | 0
[26 empty] | 0 | 0
[26 empty] | 0 | 0
[26 empty] | 0 | 0
[26 empty] | 0 | 0
[26 empty] | 0 | 0
[26 empty] | 0 | 0
[26 empty] | 0 | 0
[26 empty] | 0 | 0
[26 empty] | 0 | 0
[26 empty] | 0 | 0
[26 empty] | 0 | 0
[26 empty] | 0 | 0
[26 empty] | 0 | 0
[26 empty] | 0 | 0
[26 empty] | 0 | 0
[26 empty] | 0 | 0
[26 empty] | 0 | 0
[26 empty] | 0 | 0
[26 empty] | 0 | 0
[26 empty] | 0 | 0
[26 empty] | 0 | 0
[26 empty] | 0 | 0
[26 empty] | 0 | 0
[26 empty] | 0 | 0
[26 empty] | 0 | 0
[26 empty] | 0 | 0
[26 empty] | 0 | 0
[26 empty] | 0 | 0
[26 empty] | 0 | 0
[26 empty] | 0 | 0
[26 empty] | 0 | 0
[26 empty] | 0 | 0
[26 empty] | 0 | 0
[26 empty] | 0 | 0
[26 empty] | 0 | 0
[26 empty] | 0 | 0
[26 empty] | 0 | 0
[26 empty] | 0 | 0
[26 empty] | 0 | 0
[26 empty] | 0 | 0
[26 empty] | 0 | 0
[26 empty] | 0 | 0
[26 empty] | 0 | 0
[26 empty] | 0 | 0
[26 empty] | 0 | 0
[26 empty] | 0 | 0
[26 empty] | 0 | 0
[26 empty] | 0 | 0
[26 empty] | 0 | 0
[26 empty] | 0 | 0
[26 empty] | 0 | 0
[26 empty] | 0 | 0
[26 empty] | 0 | 0
[26 empty] | 0 | 0
[26 empty] | 0 | 0
[26 empty] | 0 | 0
[26 empty] | 0 | 0
[26 empty] | 0 | 0
[26 empty] | 0 | 0
[26 empty] | 0 | 0
[26 empty] | 0 | 0
[26 empty] | 0 | 0
[26 empty] | 0 | 0
[26 empty] | 0 | 0
[26 empty] | 0 | 0
[26 empty] | 0 | 0
[26 empty] | 0 | 0
[26 empty] | 0 | 0
[26 empty] | 0 | 0
[26 empty] | 0 | 0
[26 empty] | 0 | 0
[26 empty] | 0 | 0
[26 empty] | 0 | 0
[26 empty] | 0 | 0
[26 empty] | 0 | 0
[26 empty] | 0 | 0
[26 empty] | 0 | 0
[26 empty] | 0 | 0
[26 empty] | 0 | 0
[26 empty] | 0 | 0
[26 empty] | 0 | 0
[26 empty] | 0 | 0
[26 empty] | 0 | 0
[26 empty] | 0 | 0
[26 empty] | 0 | 0
[26 empty] | 0 | 0
[26 empty] | 0 | 0
[26 empty] | 0 | 0
[26 empty] | 0 | 0
[26 empty] | 0 | 0
[26 empty] | 0 | 0
[26 empty] | 0 | 0
[26 empty] | 0 | 0
[26 empty] | 0 | 0
[26 empty] | 0 | 0
[26 empty] | 0 | 0
[26 empty] | 0 | 0
[26 empty] | 0 | 0
[26 empty] | 0 | 0
[26 empty] | 0 | 0
[26 empty] | 0 | 0
[26 empty] | 0 | 0
[26 empty] | 0 | 0
[26 empty] | 0 | 0
[26 empty] | 0 | 0
[26 empty] | 0 | 0
[26 empty] | 0 | 0
[26 empty] | 0 | 0
[26 empty] | 0 | 0
[26 empty] | 0 | 0
[26 empty] | 0 | 0
[26 empty] | 0 | 0
[26 empty] | 0 | 0
[26 empty] | 0 | 0
[26 empty] | 0 | 0
[26 empty] | 0 | 0
[26 empty] | 0 | 0
[26 empty] | 0 | 0
[26 empty] | 0 | 0
[26 empty] | 0 | 0
[26 empty] | 0 | 0
[26 empty] | 0 | 0
[26 empty] | 0 | 0
[26 empty] | 0 | 0
[26 empty] | 0 | 0
[26 empty] | 0 | 0
[26 empty] | 0 | 0
[26 empty] | 0 | 0
[26 empty] | 0 | 0
[26 empty] | 0 | 0
[26 empty] | 0 | 0
[26 empty] | 0 | 0
[26 empty] | 0 | 0
[26 empty] | 0 | 0
[26 empty] | 0 | 0
[26 empty] | 0 | 0
[26 empty] | 0 | 0
[26 empty] | 0 | 0
[26 empty] | 0 | 0
[26 empty] | 0 | 0
[26 empty] | 0 | 0
[26 empty] | 0 | 0
[26 empty] | 0 | 0
[26 empty] | 0 | 0
[26 empty] | 0 | 0
[26 empty] | 0 | 0
[26 empty] | 0 | 0
[26 empty] | 0 | 0
[26 empty] | 0 | 0
[26 empty] | 0 | 0
[26 empty] | 0 | 0
[26 empty] | 0 | 0
[26 empty] | 0 | 0
[26 empty] | 0 | 0
[26 empty] | 0 | 0
[26 empty] | 0 | 0
[26 empty] | 0 | 0
[26 empty] | 0 | 0
[26 empty] | 0 | 0
[26 empty] | 0 | 0
[26 empty] | 0 | 0
[26 empty] | 0 | 0
[26 empty] | 0 | 0
[26 empty] | 0 | 0
[26 empty] | 0 | 0
[26 empty] | 0 | 0
[26 empty] | 0 | 0
[26 empty] | 0 | 0
[26 empty] | 0 | 0
[26 empty] | 0 | 0
[26 empty] | 0 | 0
[26 empty] | 0 | 0
[26 empty] | 0 | 0
[26 empty] | 0 | 0
[26 empty] | 0 | 0
[26 empty] | 0 | 0
[26 empty] | 0 | 0
[26 empty] | 0 | 0
[26 empty] | 0 | 0
[26 empty] | 0 | 0
[26 empty] | 0 | 0
[26 empty] | 0 | 0
[26 empty] | 0 | 0
[26 empty] | 0 | 0
[26 empty] | 0 | 0
[26 empty] | 0 | 0
[26 empty] | 0 | 0
[26 empty] | 0 | 0
[26 empty] | 0 | 0
[26 empty] | 0 | 0
[26 empty] | 0 | 0
[26 empty] | 0 | 0
[26 empty] | 0 | 0
[26 empty] | 0 | 0
[26 empty] | 0 | 0
[26 empty] | 0 | 0
[26 empty] | 0 | 0
[26 empty] | 0 | 0
[26 empty] | 0 | 0
[26 empty] | 0 | 0
[26 empty] | 0 | 0
[26 empty] | 0 | 0
[26 empty] | 0 | 0
[26 empty] | 0 | 0
[26 empty] | 0 | 0
[26 empty] | 0 | 0
[26 empty] | 0 | 0
[26 empty] | 0 | 0
[26 empty] | 0 | 0
[26 empty] | 0 | 0
[26 empty] | 0 | 0
[26 empty] | 0 | 0
[26 empty] | 0 | 0
[26 empty] | 0 | 0
[26 empty] | 0 | 0
[26 empty] | 0 | 0
[26 empty] | 0 | 0
[26 empty] | 0 | 0
[26 empty] | 0 | 0
[26 empty] | 0 | 0
[26 empty] | 0 | 0
[26 empty] | 0 | 0
[26 empty] | 0 | 0
[26 empty] | 0 | 0
[26 empty] | 0 | 0
[26 empty] | 0 | 0
[26 empty] | 0 | 0
[26 empty] | 0 | 0
[26 empty] | 0 | 0
[26 empty] | 0 | 0
[26 empty] | 0 | 0
[26 empty] | 0 | 0
[26 empty] | 0 | 0
[26 empty] | 0 | 0
[26 empty] | 0 | 0
[26 empty] | 0 | 0
[26 empty] | 0 | 0
[26 empty] | 0 | 0
[26 empty] | 0 | 0
[26 empty] | 0 | 0
[26 empty] | 0 | 0
[26 empty] | 0 | 0
[26 empty] | 0 | 0
[26 empty] | 0 | 0
[26 empty] | 0 | 0
[26 empty] | 0 | 0
[26 empty] | 0 | 0
[26 empty] | 0 | 0
[26 empty] | 0 | 0
[26 empty] | 0 | 0
[26 empty] | 0 | 0
[26 empty] | 0 | 0
[26 empty] | 0 | 0
[26 empty] | 0 | 0
[26 empty] | 0 | 0
[26 empty] | 0 | 0
[26 empty] | 0 | 0
[26 empty] | 0 | 0
[26 empty] | 0 | 0
[26 empty] | 0 | 0
[26 empty] | 0 | 0
[26 empty] | 0 | 0
[26 empty] | 0 | 0
[26 empty] | 0 | 0
[26 empty] | 0 | 0
[26 empty] | 0 | 0
[26 empty] | 0 | 0
[26 empty] | 0 | 0
[26 empty] | 0 | 0
[26 empty] | 0 | 0
[26 empty] | 0 | 0
[26 empty] | 0 | 0
[26 empty] | 0 | 0
[26 empty] | 0 | 0
[26 empty] | 0 | 0
[26 empty] | 0 | 0
[26 empty] | 0 | 0
[26 empty] | 0 | 0
[26 empty] | 0 | 0
[26 empty] | 0 | 0
[26 empty] | 0 | 0
[26 empty] | 0 | 0
[26 empty] | 0 | 0
[26 empty] | 0 | 0
[26 empty] | 0 | 0
[26 empty] | 0 | 0
[26 empty] | 0 | 0
[26 empty] | 0 | 0
[26 empty] | 0 | 0
[26 empty] | 0 | 0
[26 empty] | 0 | 0
[26 empty] | 0 | 0
[26 empty] | 0 | 0
[26 empty] | 0 | 0
[26 empty] | 0 | 0
[26 empty] | 0 | 0
[26 empty] | 0 | 0
[26 empty] | 0 | 0
[26 empty] | 0 | 0
[26 empty] | 0 | 0
[26 empty] | 0 | 0
[26 empty] | 0 | 0
[26 empty] | 0 | 0
[26 empty] | 0 | 0
[26 empty] | 0 | 0
[26 empty] | 0 | 0
[26 empty] | 0 | 0
[26 empty] | 0 | 0
[26 empty] | 0 | 0
[26 empty] | 0 | 0
[26 empty] | 0 | 0
[26 empty] | 0 | 0
[26 empty] | 0 | 0
[26 empty] | 0 | 0
[26 empty] | 0 | 0
[26 empty] | 0 | 0
[26 empty] | 0 | 0
[26 empty] | 0 | 0
[26 empty] | 0 | 0
[26 empty] | 0 | 0
[26 empty] | 0 | 0
[26 empty] | 0 | 0
[26 empty] | 0 | 0
[26 empty] | 0 | 0
[26 empty] | 0 | 0
[26 empty] | 0 | 0
[26 empty] | 0 | 0
[26 empty] | 0 | 0
[26 empty] | 0 | 0
[26 empty] | 0 | 0
[26 empty] | 0 | 0
[26 empty] | 0 | 0
[26 empty] | 0 | 0
[26 empty] | 0 | 0
[26 empty] | 0 | 0
[26 empty] | 0 | 0
[26 empty] | 0 | 0
[26 empty] | 0 | 0
[26 empty] | 0 | 0
[26 empty] | 0 | 0
[26 empty] | 0 | 0
[26 empty] | 0 | 0
[26 empty] | 0 | 0
[26 empty] | 0 | 0
[26 empty] | 0 | 0
[26 empty] | 0 | 0
[26 empty] | 0 | 0
[26 empty] | 0 | 0
[26 empty] | 0 | 0
[26 empty] | 0 | 0
[26 empty] | 0 | 0
[26 empty] | 0 | 0
[26 empty] | 0 | 0
[26 empty] | 0 | 0
[26 empty] | 0 | 0
[26 empty] | 0 | 0
[26 empty] | 0 | 0
[26 empty] | 0 | 0
[26 empty] | 0 | 0
[26 empty] | 0 | 0
[26 empty] | 0 | 0
[26 empty] | 0 | 0
[26 empty] | 0 | 0
[26 empty] | 0 | 0
[26 empty] | 0 | 0
[26 empty] | 0 | 0
[26 empty] | 0 | 0
[26 empty] | 0 | 0
[26 empty] | 0 | 0
[26 empty] | 0 | 0
[26 empty] | 0 | 0
[26 empty] | 0 | 0
[26 empty] | 0 | 0
[26 empty] | 0 | 0
[26 empty] | 0 | 0
[26 empty] | 0 | 0
[26 empty] | 0 | 0
[26 empty] | 0 | 0
[26 empty] | 0 | 0
[26 empty] | 0 | 0
[26 empty] | 0 | 0
[26 empty] | 0 | 0
[26 empty] | 0 | 0
[26 empty] | 0 | 0
[26 empty] | 0 | 0
[26 empty] | 0 | 0
[26 empty] | 0 | 0
[26 empty] | 0 | 0
[26 empty] | 0 | 0
[26 empty] | 0 | 0
[26 empty] | 0 | 0
[26 empty] | 0 | 0
[26 empty] | 0 | 0
[26 empty] | 0 | 0
[26 empty] | 0 | 0
[26 empty] | 0 | 0
[26 empty] | 0 | 0
[26 empty] | 0 | 0
[26 empty] | 0 | 0
[26 empty] | 0 | 0
[26 empty] | 0 | 0
[26 empty] | 0 | 0
[26 empty] | 0 | 0
[26 empty] | 0 | 0
[26 empty] | 0 | 0
[26 empty] | 0 | 0
[26 empty] | 0 | 0
[26 empty] | 0 | 0
[26 empty] | 0 | 0
[26 empty] | 0 | 0
[26 empty] | 0 | 0
[26 empty] | 0 | 0
[26 empty] | 0 | 0
[26 empty] | 0 | 0
[26 empty] | 0 | 0
[26 empty] | 0 | 0
[26 empty] | 0 | 0
[26 empty] | 0 | 0
[26 empty] | 0 | 0
[26 empty] | 0 | 0
[26 empty] | 0 | 0
[26 empty] | 0 | 0
[26 empty] | 0 | 0
[26 empty] | 0 | 0
[26 empty] | 0 | 0
[26 empty] | 0 | 0
[26 empty] | 0 | 0
[26 empty] | 0 | 0
[26 empty] | 0 | 0
[26 empty] | 0 | 0
[26 empty] | 0 | 0
[26 empty] | 0 | 0
[26 empty] | 0 | 0
[26 empty] | 0 | 0
[26 empty] | 0 | 0
[26 empty] | 0 | 0
[26 empty] | 0 | 0
[26 empty] | 0 | 0
[26 empty] | 0 | 0
[26 empty] | 0 | 0
[26 empty] | 0 | 0
[26 empty] | 0 | 0
[26 empty] | 0 | 0
[26 empty] | 0 | 0
[26 empty] | 0 | 0
[26 empty] | 0 | 0
[26 empty] | 0 | 0
[26 empty] | 0 | 0
[26 empty] | 0 | 0
[26 empty] | 0 | 0
[26 empty] | 0 | 0
[26 empty] | 0 | 0
[26 empty] | 0 | 0
[26 empty] | 0 | 0
[26 empty] | 0 | 0
[26 empty] | 0 | 0
[26 empty] | 0 | 0
[26 empty] | 0 | 0
[26 empty] | 0 | 0
[26 empty] | 0 | 0
[26 empty] | 0 | 0
[26 empty] | 0 | 0
[26 empty] | 0 | 0
[26 empty] | 0 | 0
[26 empty] | 0 | 0
[26 empty] | 0 | 0
[26 empty] | 0 | 0
[26 empty] | 0 | 0
[26 empty] | 0 | 0
[26 empty] | 0 | 0
[26 empty] | 0 | 0
[26 empty] | 0 | 0
[26 empty] | 0 | 0
[26 empty] | 0 | 0
[26 empty] | 0 | 0
[26 empty] | 0 | 0
[26 empty] | 0 | 0
[26 empty] | 0 | 0
[26 empty] | 0 | 0
[26 empty] | 0 | 0
[26 empty] | 0 | 0
[26 empty] | 0 | 0
[26 empty] | 0 | 0
[26 empty] | 0 | 0
[26 empty] | 0 | 0
[26 empty] | 0 | 0
[26 empty] | 0 | 0
[26 empty] | 0 | 0
[26 empty] | 0 | 0
[26 empty] | 0 | 0
[26 empty] | 0 | 0
[26 empty] | 0 | 0
[26 empty] | 0 | 0
[26 empty] | 0 | 0
[26 empty] | 0 | 0
[26 empty] | 0 | 0
[26 empty] | 0 | 0
[26 empty] | 0 | 0
[26 empty] | 0 | 0
[26 empty] | 0 | 0
[26 empty] | 0 | 0
[26 empty] | 0 | 0
[26 empty] | 0 | 0
[26 empty] | 0 | 0
[26 empty] | 0 | 0
[26 empty] | 0 | 0
[26 empty] | 0 | 0
[26 empty] | 0 | 0
[26 empty] | 0 | 0
[26 empty] | 0 | 0
[26 empty] | 0 | 0
[26 empty] | 0 | 0
[26 empty] | 0 | 0
[26 empty] | 0 | 0
[26 empty] | 0 | 0
[26 empty] | 0 | 0
[26 empty] | 0 | 0
[26 empty] | 0 | 0
[26 empty] | 0 | 0
[26 empty] | 0 | 0
[26 empty] | 0 | 0
[26 empty] | 0 | 0
[26 empty] | 0 | 0
[26 empty] | 0 | 0
[26 empty] | 0 | 0
[26 empty] | 0 | 0
[26 empty] | 0 | 0
[26 empty] | 0 | 0
[26 empty] | 0 | 0
[26 empty] | 0 | 0
[26 empty] | 0 | 0
[26 empty] | 0 | 0
[26 empty] | 0 | 0
[26 empty] | 0 | 0
[26 empty] | 0 | 0
[26 empty] | 0 | 0
[26 empty] | 0 | 0
[26 empty] | 0 | 0
[26 empty] | 0 | 0
[26 empty] | 0 | 0
[26 empty] | 0 | 0
[26 empty] | 0 | 0
[26 empty] | 0 | 0
[26 empty] | 0 | 0
[26 empty] | 0 | 0
[26 empty] | 0 | 0
[26 empty] | 0 | 0
[26 empty] | 0 | 0
[26 empty] | 0 | 0
[26 empty] | 0 | 0
[26 empty] | 0 | 0
[26 empty] | 0 | 0
[26 empty] | 0 | 0
[26 empty] | 0 | 0
[26 empty] | 0 | 0
[26 empty] | 0 | 0
[26 empty] | 0 | 0
[26 empty] | 0 | 0
[26 empty] | 0 | 0
[26 empty] | 0 | 0
[26 empty] | 0 | 0
[26 empty] | 0 | 0
[26 empty] | 0 | 0
[26 empty] | 0 | 0
[26 empty] | 0 | 0
[26 empty] | 0 | 0
[26 empty] | 0 | 0
[26 empty] | 0 | 0
[26 empty] | 0 | 0
[26 empty] | 0 | 0
[26 empty] | 0 | 0
[26 empty] | 0 | 0
[26 empty] | 0 | 0
[26 empty] | 0 | 0
[26 empty] | 0 | 0
[26 empty] | 0 | 0
[26 empty] | 0 | 0
[26 empty] | 0 | 0
[26 empty] | 0 | 0
[26 empty] | 0 | 0
[26 empty] | 0 | 0
[26 empty] | 0 | 0
[26 empty] | 0 | 0
[26 empty] | 0 | 0
[26 empty] | 0 | 0
[26 empty] | 0 | 0
[26 empty] | 0 | 0
[26 empty] | 0 | 0
[26 empty] | 0 | 0
[26 empty] | 0 | 0
[26 empty] | 0 | 0
[26 empty] | 0 | 0
[26 empty] | 0 | 0
[26 empty] | 0 | 0
[26 empty] | 0 | 0
[26 empty] | 0 | 0
[26 empty] | 0 | 0
[26 empty] | 0 | 0
[26 empty] | 0 | 0
[26 empty] | 0 | 0
[26 empty] | 0 | 0
[26 empty] | 0 | 0
[26 empty] | 0 | 0
[26 empty] | 0 | 0
[26 empty] | 0 | 0
[26 empty] | 0 | 0
[26 empty] | 0 | 0
[26 empty] | 0 | 0
[26 empty] | 0 | 0
[26 empty] | 0 | 0
[26 empty] | 0 | 0
[26 empty] | 0 | 0
[26 empty] | 0 | 0
[26 empty] | 0 | 0
[26 empty] | 0 | 0
[26 empty] | 0 | 0
[26 empty] | 0 | 0
[26 empty] | 0 | 0
[26 empty] | 0 | 0

## Zones
Houston | 1
North | 1
South | 1
West | -1
SET UP AREA, copy & paste values to cell B1
Source | North |  | N to H | N to W | N to S | W to N | S to N | W to S
Sink | West | Houston | -1 | 1 | -1 | -1 | 1 | -1
|  | North | 1 | 1 | 1 | -1 | -1 | -1
|  | South | -1 | 1 | -1 | -1 | 1 | -1
|  | West | 1 | -1 | 1 | 1 | -1 | 1
|  | Source | North | North | North | West | South | West
|  | Sink | Houston | West | South | North | North | South

## Tech
Number of Bus | Name of Bus | Tech Type
238 | BOSQUESW505 | CC
239 | BOSQUESW502 | GGT
244 | WHITNYDM01 | Hydro
245 | WHITNYDM02 | Hydro
247 | BOSQUESW501 | GGT
251 | BOSQUESW803 | CC
253 | BOSQUESW804 | CC
332 | RWMILLER01 | GST
333 | RWMILLER02 | GST
334 | RWMILLER03 | GST
335 | RWMILLER04 | GST
336 | RWMILLER05 | GST
344 | MRSSHPRD | Hydro
345 | MRSSHPRD01 | Hydro
366 | JNSNCNTY802 | Cogen
367 | JNSNCNTY802 | Cogen
503 | NTHTEXAS01 | GST
504 | NTHTEXAS02 | GST
505 | NTHTEXAS03 | GST
580 | JCKCNTY801 | CC
581 | JCKCNTY802 | CC
582 | JCKCNTY803 | CC
728 | WOLFRIDGE801 | Wind
837 | NEWMAN_G5 | GST
842 | OLINGER_G1 | GST
843 | OLINGER_G2 | GST
844 | OLINGER_G3 | GST
845 | OLINGER_G4 | GGT
923 | SPENCER_G4 | GST
924 | SPENCER_G5 | GST
948 | STEAM1 | GST
949 | STEAM2 | GST
950 | STEAM3 | GST
990 | GIBN_CREK_G1 | LIGCO
1002 | PBCTAGE_1G | GGT
1003 | PBCTBGE_2G | GGT
1004 | PBCTCGE_3G | GGT
1005 | PBCTDGE_4G | GGT
1006 | PBCTEGE_5G | GGT
1007 | PB5GEN_6G | GST
1008 | PB6GEN_7G | GST
1037 | MORGAN5G_5G | GST
1039 | MRGNAG_1G | GGT
1040 | MRGNBG_2G | GGT
1041 | MRGNCG_3G | GGT
1042 | MRGNDG_4G | GGT
1043 | MRGNEG_5G | GGT
1044 | MRGNFG_6G | GGT
1045 | CALENG1G_1G | Cogen
1046 | CALENG2G_2G | Cogen
1047 | CALENG3G_3G | Cogen
1058 | LONGSHORE_5 | Wind
1058 | LONGSHORE_5 | Wind
1061 | CIELOGEN_1G | Wind
1062 | CIELOGEN_2G | Wind
1068 | SCURRYCW_1G | Wind
1069 | KINDERMG_1G | Cogen
1070 | KINDERMG_2G | Cogen
1071 | KINDERMG_3G | Cogen
1073 | SCURRYCW_2G | Wind
1320 | BSP 1 | Cogen
1326 | STANTONW_8 | Wind
1327 | WILDHRSE_1G | Wind
1328 | OCOTILLO_1G | Wind
1333 | MCDDONAL_8 | Wind
1343 | TRENTIPP_8 | Wind
1349 | WESTXWIN_1G | Wind
1350 | NWPWRG1_1G | Wind
1354 | AEPWIND_8 | Wind
1360 | GUNSIGHT_8 | Wind
1416 | SWETWATR_1G | CC
1417 | SWETWATR_2G | CC
1418 | SWETWATR_3G | CC
1419 | SWETWATR_4G | CC
1432 | GRHAMSES_2G | GST
1433 | GRHAMSES_1G | GST
1437 | MESQUITW_1G | Wind
1438 | MESQUITW_2G | Wind
1442 | COKFIELD_5 | Wind
1453 | WCPWRCO_1G | CC
1454 | WCPWRCO_2G | CC
1455 | WCPWRCO_3G | CC
1479 | WFCOGEN_1G | Cogen
1479 | WFCOGEN_1G | Cogen
1482 | WFCOGEN_2G | Cogen
1482 | WFCOGEN_2G | Cogen
1600 | BARTNWND_1G | Wind
1643 | SLSTR1PP_1G | Wind
1675 | PEC_1G | Cogen
1676 | PEC_2G | Cogen
1677 | PEC_3G | Cogen
1678 | LAMARPWR_1G | CC
1679 | LAMARPWR_2G | CC
1680 | LAMARPWR_3G | CC
1681 | LAMARPWR_4G | CC
1682 | LAMARPWR_5G | CC
1683 | LAMARPWR_6G | CC
1687 | VALLEY_1G | GST
1688 | VALLEY_2G | GSC
1689 | VALLEY_3G | GST
1701 | MOSES_1G | LIGCO
1702 | MOSES_2G | LIGCO
1703 | MOSES_3G | LIGCO
1861 | EAGLEMNT_1G | GST
1862 | EAGLEMNT_2G | GST
1863 | EAGLEMNT_3G | GST
1877 | WLFHOLW_1G | CC
1878 | WLFHOLW_2G | CC
1879 | WLFHOLW_3G | CC
1889 | DECRDOVA_1G | GSC
1892 | DECRDOVA_2G | GGT
1893 | DECRDOVA_3G | GGT
1894 | DECRDOVA_4G | GGT
1895 | DECRDOVA_5G | GGT
1898 | COMCHEPK_1G | Nuc
1899 | COMCHEPK_2G | Nuc
1937 | MDLTHELP_5G | CC
1938 | MDLTHELP_6G | CC
1941 | MDLTHELP_1G | CC
1942 | MDLTHELP_2G | CC
1943 | MDLTHELP_3G | CC
1944 | MDLTHELP_4G | CC
1947 | HANDLEY_3G | GST
1948 | HANDLEY_4G | GST
1949 | HANDLEY_5G | GST
2371 | COLLIN_1G | GST
2381 | NTHLK1_G | GST
2382 | NTHLK2_G | GST
2383 | NTHLK3_G | GST
2413 | MTCK6_G | GST
2414 | MTCK7_G | GST
2417 | MTCK8_G | GSC
2451 | LKHB1_G | GST
2452 | LKHB2_G | GST
3097 | MARTLAKE_1G | LIGCO
3098 | MARTLAKE_2G | LIGCO
3099 | MARTLAKE_3G | LIGCO
3107 | STRYKER_1G | GST
3108 | STRYKER_2G | GST
3126 | TRINIDAD_6G | GST
3309 | ASPN_G | Bio
3348 | CHAMPION_1G | Cogen
3381 | BBRN_1G | LIGCO
3382 | BBRN_2G | LIGCO
3403 | THOUSE_1G | GSC
3404 | THOUSE_2G | GSC
3416 | LAKE_CRK1_G | GST
3417 | LAKE_CRK2_G | GST
3432 | SANDOW_4G | LIGCO
5026 | BRAUNIG_VHB1 | GST
5027 | BRAUNIG_VHB2 | GST
5028 | BRAUNIG_VHB3 | GST
5111 | CALAVER_JTD1 | LIGCO
5112 | CALAVER_JTD2 | LIGCO
5264 | LEON_LCP3G3 | GST
5265 | LEON_LCP4G4 | GST
5266 | LEON_LCPCT1 | GGT
5267 | LEON_LCPCT2 | GGT
5268 | LEON_LCPCT3 | GGT
5269 | LEON_LCPCT4 | GGT
5396 | CALAVER_OWS1 | GST
5397 | CALAVER_OWS2 | GST
5401 | CALAVER_JKS1 | LIGCO
5436 | TUTTL_WBT1G1 | GST
5438 | TUTTL_WBT3G3 | GST
5439 | TUTTL_WBT4G4 | GST
5476 | BRA_AVR1_CT1 | CC
5477 | BRA_AVR1_ST | CC
5478 | BRA_AVR1_CT2 | CC
5503 | RAYBURNGEN3 | GST
5505 | RAYBURNGEN1 | GGT
5506 | RAYBURNGEN2 | GGT
5508 | RAYBURNCC9 | CC
5509 | RAYBURNCC10 | CC
5511 | RAYBURNCC7 | CC
5512 | RAYBURNCC8 | CC
5728 | FALCONHYDRO2 | Hydro
5729 | FALCONHYDRO3 | Hydro
5890 | PEARSALLGEN1 | GST
5891 | PEARSALLGEN2 | GST
5892 | PEARSALLGEN3 | GST
5903 | SANMIGUELGEN | LIGCO
5911 | STP_GN1___1 | Nuc
5912 | STP_GN2___2 | Nuc
5920 | WELSHDC1 | DCTie
5925 | DCEAST | DCTie
5932 | SI_RAY9 | CC
5933 | SI_RAY6 | GST
5934 | SI_RAY5 | GST
5935 | SI_RAY10 | CC
6016 | SWMESA | Wind
6096 | NORTHDC7 | DCTie
6100 | OKLA7A | DCTie
6144 | MCADOO1A | Wind
6407 | TURKTRAK1A | Wind
6637 | SNYDERW1A | Wind
6752 | OKLA0A | LIGCO
6948 | DENISNDM | Hydro
6948 | DENISNDM | Hydro
7000 | L_FERGUS1_1Y | GSC
7004 | L_SIMGID1_1Y | GST
7005 | L_SIMGID1_2Y | GST
7006 | L_SIMGID1_3Y | GST
7007 | L_LOSTPI1_1Y | CC
7008 | L_LOSTPI1_2Y | CC
7009 | L_LOSTPI1_3Y | CC
7010 | L_FPPYD11_1Y | LIGCO
7011 | L_FPPYD11_2Y | LIGCO
7012 | L_FPPYD21_3Y | LIGCO
7014 | L_HAYSEN1_1Y | CC
7015 | L_HAYSEN1_2Y | CC
7016 | L_HAYSEN1_3Y | CC
7017 | L_HAYSEN1_4Y | CC
7020 | L_AUSTPL1_1Y | Hydro
7020 | L_AUSTPL1_1Y | Hydro
7022 | L_BUCHAN1_1Y | Hydro
7023 | L_BUCHAN1_2Y | Hydro
7024 | L_BUCHAN1_3Y | Hydro
7026 | L_INKSDA1_1Y | Hydro
7028 | L_MARBFA1_1Y | Hydro
7029 | L_MARBFA1_2Y | Hydro
7031 | L_MARSFO1G1Y | Hydro
7032 | L_MARSFO1G2Y | Hydro
7033 | L_MARSFO1G3Y | Hydro
7035 | L_WIRTZ_1G1Y | Hydro
7036 | L_WIRTZ_1G2Y | Hydro
7038 | L_DELAWA1_1Y | Wind
7038 | L_DELAWA1_1Y | Wind
7303 | L_WPPGS12_1Y | GGT
7303 | L_WPPGS12_1Y | GGT
7305 | L_WPPGS34_1Y | GGT
7305 | L_WPPGS34_1Y | GGT
7487 | L_CANYHY8_1Y | Hydro
7605 | L_MCQUEE9_1Y | Hydro
7605 | L_MCQUEE9_1Y | Hydro
7605 | L_MCQUEE9_1Y | Hydro
7609 | L_SCHUMA8_1Y | Hydro
7624 | L_LAKEWO9_1Y | Hydro
7624 | L_LAKEWO9_1Y | Hydro
7800 | L_GUADGE1_1Y | CC
7801 | L_GUADGE1_2Y | CC
7802 | L_GUADGE1_3Y | CC
7803 | L_GUADGE1_4Y | CC
7804 | L_GUADGE1_5Y | CC
7805 | L_GUADGE1_6Y | CC
7807 | L_BASTEN1_1Y | CC
7808 | L_BASTEN1_2Y | CC
7809 | L_BASTEN1_3Y | CC
7810 | L_RIONOG1G1Y | CC
7811 | L_RIONOG1G2Y | CC
7812 | L_RIONOG1G3Y | CC
7813 | L_RIONOG1S1Y | CC
8032 | AMISTADHYD1 | Hydro
8033 | AMISTADHYD2 | Hydro
8048 | FALCONHYDRO1 | Hydro
8066 | DUP1V#1 | Cogen
8134 | FOR #1 | Cogen
8138 | FOR #2 | Cogen
8139 | JOS #1 | GST
8147 | UCAR #2 | Cogen
8148 | UCAR #1 | Cogen
8153 | FOR #3 | Cogen
8154 | FOR #4 | Cogen
8155 | FOR #5 | Cogen
8156 | FOR #6 | Cogen
8157 | FOR #7 | Cogen
8161 | COLETO0A | LIGCO
8173 | VICEC51A | CC
8174 | VICEC61A | CC
8189 | CUECPL2A | Cogen
8262 | ELPS | Hydro
8285 | LAR #1 | GST
8287 | LAR #2 | GST
8288 | LAR #3 | GST
8388 | BATES0A | GST
8393 | BATES0B | GST
8437 | NUECES_B0C | GST
8438 | NUECES_B0B | GST
8442 | NBEC7 | GST
8442 | NBEC7 | GST
8456 | COSW#1 | Cogen
8457 | COSW#2 | Cogen
8459 | B_DAVIS0B | GSC
8460 | B_DAVIS0A | GSC
8461 | KOCH_UP0A | Cogen
8506 | VAL #1 | Cogen
8507 | VAL #2 | Cogen
8511 | OXY_CC0A | Cogen
8517 | CELANEBI0A | Cogen
8560 | CNOPGT1 | Cogen
8561 | CNOPGT2 | Cogen
8562 | CNOPST1 | Cogen
8926 | LGE_GT10A | Cogen
8927 | LGE_GT20A | Cogen
8928 | LGE_STG0A | Cogen
8930 | ICPGN10A | Cogen
8931 | ICPGN20A | Cogen
8932 | ICPGN30A | Cogen
8933 | FGNTS001 | CC
8934 | FGNTS101 | CC
8935 | FGNTS201 | CC
8936 | MVGN#1 | CC
8937 | MVGN#2 | CC
8938 | MVGN#3 | CC
8981 | HECN1 | CC
8982 | HECN2 | CC
8983 | HECN3 | CC
9000 | DECKR_G1 | GST
9001 | DECKR_G2 | GST
9002 | DECKR_G3 | GGT
9003 | DECKR_G4 | GGT
9004 | DECKR_G5 | GGT
9005 | DECKR_G6 | GGT
9016 | SANDH_G1 | GGT
9017 | SANDH_G2 | GGT
9018 | SANDH_G3 | GGT
9019 | SANDH_G4 | GGT
9020 | SANDHG5A | CC
9021 | SANDHG5C | CC
11001 | NAV1CT | CC
11009 | NAV2CT | CC
11011 | NAV3ST | CC
11012 | NAV4CT | CC
11013 | NAV5CT | CC
11014 | NAV6ST | CC
11020 | TIEHVSG_1G | CC
11021 | TIEHVCG_1G | CC
11022 | TIEHVCG_2G | CC
11023 | TIEHVCG_3G | CC
11024 | TIEHVCG_4G | CC
11025 | TIEHVSG_2G | CC
11056 | ROSCOE_1G | Wind
11057 | CHAMPION_1G | Wind
11058 | PYRON_1G | Wind
11059 | INADALE_1G | Wind
11065 | ELBOWCK_1G | Wind
11147 | NOTREES_1G | Wind
11309 | BULLCREK_2G | Wind
11310 | BULLCREK_1G | Wind
11320 | COYOTE_1G | Wind
11691 | KMICHICT1_G | CC
11692 | KMICHICT2_G | CC
11693 | KMICHIST3_G | CC
11694 | KMICHICT4_G | CC
11695 | KMICHICT5_G | CC
11696 | KMICHIST6_G | CC
12322 | ENNSTRAC_1G | CC
12323 | ENNSTRAC_2G | CC
12411 | FPLEFR1A_G | CC
12412 | FPLEFR1B_G | CC
12413 | FPLEFR1C_G | CC
12414 | FPLEFR1S_G | CC
12421 | FPLEFR2A_G | CC
12422 | FPLEFR2B_G | CC
12423 | FPLEFR2C_G | CC
12424 | FPLEFR2S_G | CC
12440 | PARKD_1SVC8 | GST
12449 | PARKD_2SVC8 | GST
13116 | TGATEWAY_1G | CC
13117 | TGATEWAY_2G | CC
13118 | TGATEWAY_3G | CC
13119 | TGATEWAY_4G | CC
13131 | CALFREST_1G | CC
13132 | CALFREST_2G | CC
13133 | CALFREST_3G | CC
13134 | CALFREST_4G | CC
13135 | CALFREST_5G | CC
13136 | CALFREST_6G | CC
13432 | SANDOW_5G | LIGCO
32798 | BRYN_TAMUGEN | GST
32883 | BRYN_DNSBY3 | GST
32884 | BRYN_DNSBY13 | GST
32886 | BRYN_ATKINS3 | GST
32887 | BRYN_ATKINS6 | GST
32888 | BRYN_ATKINS7 | GGT
32890 | BRYN_ATKINS4 | GST
32891 | BRYN_ATKINS5 | GST
32892 | BRYN_DNSBY14 | GST
36998 | RDCNYNG1 | Wind
38332 | TNWDWRDU2_8 | Wind
38437 | TNSRBNMESA9 | Wind
38580 | TNBP_CGN1_8 | Cogen
38590 | TNBP_CGN2_8 | Cogen
38600 | TNBP_CGN3_8 | Cogen
38611 | TNBPAMCG1_8 | Cogen
38612 | TNBPAMCG2_8 | Cogen
38613 | TNBPAMCG3_8 | Cogen
38614 | TNBPAMCG4_8 | Cogen
38615 | TNBPAMCG5_8 | Cogen
38690 | TNBP_CGN4_8 | Cogen
38711 | TNTXCTY1CG8 | Cogen
38712 | TNTXCTY2CG8 | Cogen
38713 | TNTXCTY3CG8 | Cogen
38714 | TNTXCTY4CG8 | Cogen
39190 | TNSLCGN1__8 | Cogen
39470 | TNDOWCGNSG8 | Cogen
39480 | TNDOWCGNGG8 | Cogen
39760 | TNSCLP1___8 | Cogen
39770 | TNSCLP2___8 | Cogen
39775 | TNSCLP4___8 | Cogen
39790 | TNSCLP3___8 | Cogen
39960 | TNTNPONE_18 | LIGCO
39970 | TNTNPONE_28 | LIGCO
48500 | APD_GT1_8005 | Cogen
48510 | AK_GT1__8040 | Cogen
48511 | LPE_GT1_8070 | GGT
48512 | LPE_GT2_8075 | GGT
48513 | LPE_GT3_8080 | GGT
48514 | LPE_GT4_8085 | GGT
48520 | BSF_GT1_8070 | Cogen
48520 | BSF_GT1_8070 | Cogen
48521 | BVE_GT1_GT1 | CC
48522 | BVE_GT2_5035 | CC
48523 | BVE_ST1_GN1 | CC
48531 | BYU_GT1_8075 | Cogen
48532 | BYU_GT2_8055 | Cogen
48533 | BYU_GT3_8060 | Cogen
48534 | BYU_GT4_8065 | Cogen
48551 | CAL_GT1_8045 | Cogen
48552 | CAL_ST1_8000 | Cogen
48561 | CTL_GT2_8130 | Cogen
48562 | CTL_GT3_8135 | Cogen
48563 | CTL_GT4_8140 | Cogen
48564 | CTL_GN1_8145 | Cogen
48565 | CTL_GN2_8155 | Cogen
48581 | CBY_GN1_1 | GSC
48582 | CBY_GN2_2 | GSC
48583 | CBY_GT4_1 | GSC
48584 | CBY_GT4_2 | CC
48585 | CBY_ST4_1 | CC
48591 | CHE_GT2_5030 | Cogen
48593 | CHE_GT1_8015 | Cogen
48594 | CHE_GN4_8025 | Cogen
48595 | BTE_GT2_8075 | CC
48596 | BTE_GT3_8045 | CC
48597 | BTE_GT4_8055 | CC
48598 | BTE_ST1_8070 | CC
48611 | DIB_GT1_8080 | Cogen
48612 | DIB_GT2_8075 | Cogen
48613 | DIB_ST1_8085 | Cogen
48614 | DIB_GT3_8090 | Cogen
48641 | DPEC_GT15040 | CC
48642 | DPEC_GT25025 | CC
48643 | DPEC_GT35010 | CC
48644 | DPEC_GT45070 | CC
48645 | DPEC_ST55065 | CC
48651 | EP_1_2 | Cogen
48651 | EP_1_2 | Cogen
48671 | FTR_GT1_5105 | CC
48672 | FTR_GT2_5110 | CC
48673 | FTR_GT3_5085 | CC
48674 | FTR_CN4_5095 | CC
48690 | GBY_GN5_5 | GSC
48691 | GBY_73741085 | GGT
48691 | GBY_73741085 | GGT
48692 | GBY_81821075 | GGT
48692 | GBY_81821075 | GGT
48693 | GBY_83841065 | GGT
48693 | GBY_83841065 | GGT
48721 | LEG_1___1 | LIGCO
48722 | LEG_2___2 | LIGCO
48730 | MNS_GT | Cogen
48731 | CBE_GT1 | CC
48732 | CBE_GT2 | CC
48733 | CBE_ST12 | CC
48734 | CBE_GT3 | CC
48735 | CBE_GT4 | CC
48736 | CBE_ST34 | CC
48740 | PSG_GN2_8050 | Cogen
48741 | PSG_GT2_8040 | Cogen
48742 | PSG_GT3_8060 | Cogen
48761 | PR_GT1__9040 | Cogen
48772 | PHR_GN2_2 | GSC
48791 | PSA_GT1_8160 | Cogen
48792 | PSA_GT2_8155 | Cogen
48793 | PSA_GT3_8150 | Cogen
48794 | PSA_GT4_8145 | Cogen
48795 | PSA_GT5_8140 | Cogen
48796 | PSA_GN1_8165 | Cogen
48797 | PSA_GT6_8135 | Cogen
48811 | CVC_GT3_5045 | Cogen
48812 | CVC_GT2_5020 | Cogen
48813 | CVC_GT1_5035 | Cogen
48814 | CVC_ST5_5040 | Cogen
48815 | CVC_GT4_8005 | Cogen
48820 | SHELLG1_3015 | Cogen
48821 | SHELLG2 | Cogen
48822 | SHELLG3_3020 | Cogen
48822 | SHELLG3_3020 | Cogen
48841 | SJS_GT1_GT1 | Cogen
48842 | SJS_GT2_GT2 | Cogen
48845 | SOL_GT1 | Solar
48851 | SRB_GN1_1 | GST
48852 | SRB_GN2_2 | GST
48853 | SRB_GN3_3 | GST
48854 | SRB_GN4_4 | GST
48855 | SRB_GT211035 | GGT
48855 | SRB_GT211035 | GGT
48873 | THW_ST3_ST_3 | CC
48874 | THW_ST4_ST_4 | CC
48875 | THW_3132 | CC
48875 | THW_3132 | CC
48877 | THW_3334 | CC
48877 | THW_3334 | CC
48879 | THW_4142 | CC
48879 | THW_4142 | CC
48881 | THW_4344 | CC
48881 | THW_4344 | CC
48883 | THW_GT1_GT_1 | GGT
48885 | THW_5152 | GGT
48885 | THW_5152 | GGT
48886 | THW_5354 | GGT
48886 | THW_5354 | GGT
48887 | THW_5556 | GGT
48887 | THW_5556 | GGT
48911 | TGF_GT1_8000 | Cogen
48921 | WAP_GN1_1 | GST
48922 | WAP_GN2_2 | GST
48923 | WAP_GN3_3 | GST
48924 | WAP_GN4_4 | GSC
48925 | WAP_GN5_5 | LIGCO
48926 | WAP_GN6_6 | LIGCO
48927 | WAP_GN7_7 | LIGCO
48928 | WAP_GN8_8 | LIGCO
48929 | WAPGT21_GT1 | GGT
48940 | WARVUE_GT1 | Cogen
49803 | EXN_15GT | Cogen
49804 | EXN_16GT | Cogen
49805 | EXN_17GT | Cogen
49826 | EXN938GT | Cogen
49828 | EXN941GT | Cogen
49829 | EXN942GT | Cogen
49830 | EXN943GT | Cogen
49831 | EXN944GT | Cogen
49832 | EXN945GT | Cogen
49837 | EXN_GT | Cogen
49838 | EXN_14GT | Cogen
49851 | DOW17000 | Cogen
49858 | DOW38100 | Cogen
49859 | DOW38200 | Cogen
49860 | DOW38300 | Cogen
49862 | DOW39100 | Cogen
49863 | DOW39200 | Cogen
49865 | DOW41000 | Cogen
49866 | DOW42000 | Cogen
49869 | DOW49000 | Cogen
49870 | DOW61000 | Cogen
49871 | DOW62000 | Cogen
49872 | DOW63000 | Cogen
49873 | DOW64000 | Cogen
49876 | DOW65000 | Cogen
49877 | DOW66000 | Cogen
49878 | DOW67000 | Cogen
49882 | DOW81000 | Cogen
49884 | DOW82000 | Cogen
49885 | DOW83000 | Cogen
49886 | DOW84000 | Cogen
58909 | PEARSALLSCG1 | Diesel
58909 | PEARSALLSCG1 | Diesel
58909 | PEARSALLSCG1 | Diesel
58909 | PEARSALLSCG1 | Diesel
58909 | PEARSALLSCG1 | Diesel
58909 | PEARSALLSCG1 | Diesel
58919 | PEARSALLSCG2 | Diesel
58919 | PEARSALLSCG2 | Diesel
58919 | PEARSALLSCG2 | Diesel
58919 | PEARSALLSCG2 | Diesel
58919 | PEARSALLSCG2 | Diesel
58919 | PEARSALLSCG2 | Diesel
58929 | PEARSALLSCG3 | Diesel
58929 | PEARSALLSCG3 | Diesel
58929 | PEARSALLSCG3 | Diesel
58929 | PEARSALLSCG3 | Diesel
58929 | PEARSALLSCG3 | Diesel
58929 | PEARSALLSCG3 | Diesel
58949 | PEARSALLSCG4 | Diesel
58949 | PEARSALLSCG4 | Diesel
58949 | PEARSALLSCG4 | Diesel
58949 | PEARSALLSCG4 | Diesel
58949 | PEARSALLSCG4 | Diesel
58949 | PEARSALLSCG4 | Diesel
60000 | DSKY2 | Wind
60003 | KING_NE1A | Wind
60005 | KING_SE1A | Wind
60007 | KING_SW1A | Wind
60016 | WOODWRD11A | Wind
60017 | ORNNWP1 | Wind
60018 | DSKY1 | Wind
60019 | KING_NW1A | Wind
60057 | CALLAHAN1A | Wind
60058 | BUFF_GAP1A | Wind
60060 | CIRELLO | Wind
60063 | BUFF_GAP1B | Wind
60066 | H_HOLLOW1A | Wind
60068 | HHOLLOW21A | Wind
60070 | HHOLLOW31A | Wind
60072 | HHOLLOW41A | Wind
60081 | WHRLWIND1A | Wind
60201 | RIO DRCS | AVR
60202 | FRNDDRCS | AVR
71051 | L_BITTCR1_1N | Wind
71054 | L_SWEETW1_1N | Wind
71057 | L_SWEETW1_2N | Wind
71059 | L_SWEETW1_3N | Wind
71060 | L_SWEETW1_4N | Wind
71061 | L_SWEETW1_5N | Wind
76031 | L_GASCCR1_1N | Wind
76091 | L_DIVIDE1_1N | Wind
76095 | L_CAPRSI1_1N | Wind
76096 | L_CAPRSI1_2N | Wind
76097 | L_CAPRGE1_1N | Wind
80003 | MILHWYS | AVR
80012 | LAR | DCTie
80051 | FOR #8 | Cogen
80052 | FOR #9 | Cogen
80053 | FOR #10 | Cogen
80080 | GWINDT11A | Wind
80080 | GWINDT11A | Wind
80080 | GWINDT11A | Wind
80080 | GWINDT11A | Wind
80081 | GWINDT21A | Wind
80081 | GWINDT21A | Wind
80081 | GWINDT21A | Wind
80081 | GWINDT21A | Wind
80137 | CSDR89 | DCTie
80137 | CSDR89 | DCTie
80138 | CSDR7 | DCTie
80139 | CSDR56 | DCTie
80139 | CSDR56 | DCTie
80140 | CSDR11 | DCTie
80180 | PNSCALT11A | Wind
80180 | PNSCALT11A | Wind
80181 | PNSCALT21A | Wind
80181 | PNSCALT21A | Wind
80223 | REYSHR G | Cogen
80224 | VISTRONG1 | Cogen
80225 | VISTRONG2 | Cogen
80226 | ALCOA G | Cogen
80227 | AIRCO G | Cogen
80263 | B_DAVIS31A | CC
80264 | B_DAVIS41A | CC
80265 | LARECU40A | GGT
80266 | LARECU50A | GGT
86104 | CID-138 | DCTie
86105 | CID-230 | DCTie
86106 | CUF-230 | DCTie
86107 | CUF-138 | DCTie
88198 | BEEVILLE | AVR
88253 | HAMILTON | BLT
88299 | ZAPATA | BLT
88508 | FALFURRI | AVR