## Set up
Step 1 | Go to the Zones worksheet in this workbook. Make sure that the source and sink zones are set correctly and the "1"s and "-1"s are correct |  | Summary of Key Data points | Value
File Description: Cont_TempleSS to LakeCreek and TemplePEC to Tradinghouse OL_ WacoAtco to Cottonwood
Step 2 | Open Dennis' file that needs to have the data transferred, same file that is listed in cell K27 |  | Number of units | 645
|  |  | Dec PTDF cutoff point | 387
Step 3 | Copy columns J:X from an old Dennis' Sheet to the new sheet (if first round of a new alaysis) |  | Dec PTDF cutoff unit | TNSLCGN1__8
|  |  | Dec 10% unit | L_BASTEN1_3Y
Step 4 | Mark the contingencies and monitored element set by a "y" in column K of Dennis' sheet, if there are a match on the filename use something to make unique |  | Dec max cumltv zone impact - cumltv zone share | 0.12653
|  |  | Dec max cumltv zone impact - cumltv zone share pt | 182
Step 5 | Enter Dennis' file name into cell K27 |  | Dec max cumltv zone impact - cumltv zone share unit | RAYBURNGEN2
|  |  | South Zonal weighted AWGSF | 0.040577
Step 6 | click the step one button |  | North Zonal weighted AWGSF | -0.031531
|  |  | Inc PTDF cutoff point | 258
Step 7 | Enter the line ratings in Dennis' workbook, the Input worksheet, in the cells |  | Inc PTDF cutoff unit | BRYN_DNSBY14
| X6:X30, or to the end of the selected list. |  | Inc 10% unit | MDLTHELP_1G
|  |  | Inc max cumltv zone impact - cumltv zone share | 0.029352
Step 8 | Check to see that the number of generators in Dennis' file matches the length |  | Inc max cumltv zone impact - cumltv zone share pt | 32
| of the formulas in columns L:V (Distributed Slack - Dec) have been copied through to the apporpriate number of rows |  | Inc max cumltv zone impact - cumltv zone share unit | WLFHOLW_3G
| If Dennis' sheet data is less than this file then clear any old unit data in columns A:K of this workbook to match the correct leng |  | South Zonal weighted AWGSF | 0.040577
| It is only necessary to match the Distributed Slack - Dec worksheet. |  | North Zonal weighted AWGSF | -0.031531
|  |  | Min of zone correlation | 0.031531
Step 9 | Click the step 2 button |  | Bounary gen in North Zone | 0
| The last file saved will still be open, yopu will need to close this file. |  | Bounary gen in soucre zone as % of line | 0%
| This sheet willno longer be open. |  | Bounary gen in South Zone | 0
|  |  | Bounary gen in soucre zone as % of line | 0
|  |  | OL element line rating | 214
|  |  | South Zonal weighted AWGSF | 0.040577
|  | SN_043009automation.xls | North Zonal weighted AWGSF | -0.031531
Copy Dennis' data step 1
Copy Dennis' Data Step 2

## Distributed Slack - Dec
Number of Bus | Name of Bus | ID | Area Name of Gen | AGC | P Sensitivity of Bus | Gen MW | Min MW | Max MW | V Sensitivity of Bus | Set Volt | Tech Type | Zone Impact | Zone Correlation | Inc Max | Dec Max | Souce S.F. Weighting | Souce Capacity | Sink S.F. Weighting | Sink Capacity | PTDF Calc | PTDF Weighting | Cumulative Share of Zonal Cap | Cumulative Share of Zonal Impact | Cont_TempleSS to LakeCreek and TemplePEC to Tradinghouse OL_ WacoAtco to Cottonwood |  | i_PTDF_DEC_pt | 387 |  | RAYBURNGEN2 | Unit at max
3432 | SANDOW_4G | 4 | South | YES | 0.06478 | 580 | 225 | 580 | 0 | 1.029 | LIGCO | 1 | 0.096311 | 0 | 580 | 37.5724 | 580 |  |  | 0.096311 | 55.8602 | 0.019608 | 0.031484 |  |  | i_10pctunit | 19 |  | 182 | # units @ max
13432 | SANDOW_5G | 5 | South | YES | 0.056524 | 581 | 225 | 581 | 0 | 1.029 | LIGCO | 1 | 0.088055 | 0 | 581 | 32.8404 | 581 |  |  | 0.088055 | 51.1598 | 0.039249 | 0.060318 |  |  | # units | 645 |  | 0.12653 | delta max
9002 | DECKR_G3 | 3 | South | YES | 0.050592 | 0 | 24 | 42 |  | 1.015 | GGT | 1 | 0.082123 | 42 | 42 | 2.1249 | 42 |  |  | 0.082123 | 3.4492 | 0.040669 | 0.062262 | [5 empty] | Delta
9003 | DECKR_G4 | 4 | South | YES | 0.050592 | 44 | 24 | 44 | 0 | 1.015 | GGT | 1 | 0.082123 | 44 | 44 | 2.226 | 44 |  |  | 0.082123 | 3.6134 | 0.042156 | 0.064299 | Weighted Shift Factors |  |  |  | 1 | 0.011876
9004 | DECKR_G5 | 5 | South | YES | 0.050592 | 44 | 24 | 44 | 0 | 1.015 | GGT | 1 | 0.082123 | 44 | 44 | 2.226 | 44 |  |  | 0.082123 | 3.6134 | 0.043644 | 0.066335 | South | 0.040577 |  |  | 2 | 0.021069
9005 | DECKR_G6 | 6 | South | YES | 0.050592 | 44 | 24 | 47 | 0 | 1.015 | GGT | 1 | 0.082123 | 47 | 47 | 2.3778 | 47 |  |  | 0.082123 | 3.8598 | 0.045233 | 0.068511 | North | -0.031531 |  |  | 3 | 0.021593
9000 | DECKR_G1 | 1 | South | YES | 0.050153 | 280 | 50 | 321 | 0 | 1.015 | GST | 1 | 0.081684 | 321 | 321 | 16.0991 | 321 |  |  | 0.081684 | 26.2205 | 0.056084 | 0.083289 |  |  |  |  | 4 | 0.022143
9001 | DECKR_G2 | 2 | South | YES | 0.050153 | 400 | 50 | 426 | 0 | 1.015 | GST | 1 | 0.081684 | 426 | 426 | 21.3652 | 426 |  |  | 0.081684 | 34.7972 | 0.070486 | 0.1029 |  |  |  |  | 5 | 0.022692
7020 | L_AUSTPL1_1Y | 1 | South | YES | 0.049963 | 0 | 0 | 8 |  | 1 | Hydro | 1 | 0.081494 | 0 | 0 | 0 | 0 |  |  | 0.081494 | 0 | 0.070486 | 0.1029 |  |  |  |  | 6 | 0.023278
7020 | L_AUSTPL1_1Y | 2 | South | YES | 0.049963 | 0 | 0 | 8 |  | 1 | Hydro | 1 | 0.081494 | 0 | 0 | 0 | 0 |  |  | 0.081494 | 0 | 0.070486 | 0.1029 |  |  |  |  | 7 | 0.027205
9016 | SANDH_G1 | 1 | South | YES | 0.049648 | 45 | 2 | 49 | 0 | 1.0175 | GGT | 1 | 0.081179 | 49 | 49 | 2.4328 | 49 |  |  | 0.081179 | 3.9778 | 0.072142 | 0.10514 |  |  |  |  | 8 | 0.032416
9017 | SANDH_G2 | 2 | South | YES | 0.049648 | 45 | 2 | 46 | 0 | 1.0175 | GGT | 1 | 0.081179 | 46 | 46 | 2.2838 | 46 |  |  | 0.081179 | 3.7342 | 0.073697 | 0.10725 |  |  |  |  | 9 | 0.032416
9018 | SANDH_G3 | 3 | South | YES | 0.049648 | 45 | 2 | 46 | 0 | 1.0175 | GGT | 1 | 0.081179 | 46 | 46 | 2.2838 | 46 |  |  | 0.081179 | 3.7342 | 0.075252 | 0.10935 |  |  |  |  | 10 | 0.032416
9019 | SANDH_G4 | 4 | South | YES | 0.049648 | 0 | 2 | 47 |  | 1.0175 | GGT | 1 | 0.081179 | 47 | 47 | 2.3335 | 47 |  |  | 0.081179 | 3.8154 | 0.076841 | 0.1115 |  |  |  |  | 11 | 0.033001
9020 | SANDHG5A | 5A | South | YES | 0.049648 | 150 | 84 | 155 | 0 | 1.0175 | CC | 1 | 0.081179 | 155 | 155 | 7.6954 | 155 |  |  | 0.081179 | 12.5827 | 0.082081 | 0.11859 |  |  |  |  | 12 | 0.033551
9021 | SANDHG5C | 5C | South | YES | 0.049648 | 140 | 0 | 148 | 0 | 1.0175 | CC | 1 | 0.081179 | 148 | 148 | 7.3479 | 148 |  |  | 0.081179 | 12.0144 | 0.087084 | 0.12537 |  |  |  |  | 13 | 0.0341
7807 | L_BASTEN1_1Y | 1 | South | YES | 0.048897 | 152.5 | 83.5 | 152.5 |  | 1.004 | CC | 1 | 0.080428 | 152.5 | 152.5 | 7.4568 | 152.5 |  |  | 0.080428 | 12.2652 | 0.09224 | 0.13228 |  |  |  |  | 14 | 0.034662
7808 | L_BASTEN1_2Y | 1 | South | YES | 0.048897 | 149.5 | 83.5 | 149.5 |  | 1.004 | CC | 1 | 0.080428 | 149.5 | 149.5 | 7.3101 | 149.5 |  |  | 0.080428 | 12.0239 | 0.097294 | 0.13906 |  |  |  |  | 15 | 0.036514
7809 | L_BASTEN1_3Y | 1 | South | YES | 0.048897 | 232.6 | 42 | 232.6 |  | 1.004 | CC | 1 | 0.080428 | 232.6 | 232.6 | 11.3734 | 232.6 |  |  | 0.080428 | 18.7075 | 0.10516 | 0.1496 |  |  |  |  | 16 | 0.038282
7031 | L_MARSFO1G1Y | 1 | South | YES | 0.048821 | 0 | 0 | 36 |  | 1 | Hydro | 1 | 0.080352 | 0 | 0 | 0 | 0 |  |  | 0.080352 | 0 | 0.10516 | 0.1496 |  |  |  |  | 17 | 0.040039
7032 | L_MARSFO1G2Y | 2 | South | YES | 0.048821 | 0 | 0 | 35 |  | 1 | Hydro | 1 | 0.080352 | 0 | 0 | 0 | 0 |  |  | 0.080352 | 0 | 0.10516 | 0.1496 |  |  |  |  | 18 | 0.041762
7033 | L_MARSFO1G3Y | 3 | South | YES | 0.048821 | 0 | 0 | 36 |  | 1 | Hydro | 1 | 0.080352 | 0 | 0 | 0 | 0 |  |  | 0.080352 | 0 | 0.10516 | 0.1496 |  |  |  |  | 19 | 0.044443
7007 | L_LOSTPI1_1Y | 1 | South | YES | 0.048531 | 158.6 | 110 | 158 | 0 | 1 | CC | 1 | 0.080062 | 158 | 158 | 7.6679 | 158 |  |  | 0.080062 | 12.6497 | 0.1105 | 0.15673 |  |  |  |  | 20 | 0.044443
7008 | L_LOSTPI1_2Y | 2 | South | YES | 0.048531 | 157.7 | 107 | 160 | 0 | 1 | CC | 1 | 0.080062 | 160 | 160 | 7.765 | 160 |  |  | 0.080062 | 12.8099 | 0.11591 | 0.16395 |  |  |  |  | 21 | 0.044443
7009 | L_LOSTPI1_3Y | 3 | South | YES | 0.048531 | 173.9 | 72 | 175 | 0 | 1 | CC | 1 | 0.080062 | 175 | 175 | 8.4929 | 175 |  |  | 0.080062 | 14.0108 | 0.12182 | 0.17185 |  |  |  |  | 22 | 0.044443
7004 | L_SIMGID1_1Y | 1 | South | YES | 0.04785 | 132 | 40 | 132 | 0 | 1.02 | GST | 1 | 0.079381 | 132 | 132 | 6.3162 | 132 |  |  | 0.079381 | 10.4782 | 0.12629 | 0.17775 |  |  |  |  | 23 | 0.046231
7005 | L_SIMGID1_2Y | 2 | South | YES | 0.04785 | 133 | 32 | 139 | 0 | 1.02 | GST | 1 | 0.079381 | 139 | 139 | 6.6512 | 139 |  |  | 0.079381 | 11.0339 | 0.13098 | 0.18397 |  |  |  |  | 24 | 0.048042
7006 | L_SIMGID1_3Y | 3 | South | YES | 0.04785 | 324.9 | 60 | 329 | 0 | 1.02 | GST | 1 | 0.079381 | 329 | 329 | 15.7426 | 329 |  |  | 0.079381 | 26.1162 | 0.14211 | 0.19869 |  |  |  |  | 25 | 0.050022
7028 | L_MARBFA1_1Y | 1 | South | YES | 0.046048 | 0 | 0 | 18 |  | 1 | Hydro | 1 | 0.077579 | 0 | 0 | 0 | 0 |  |  | 0.077579 | 0 | 0.14211 | 0.19869 |  |  |  |  | 26 | 0.051466
7029 | L_MARBFA1_2Y | 2 | South | YES | 0.046048 | 0 | 0 | 18 |  | 1 | Hydro | 1 | 0.077579 | 0 | 0 | 0 | 0 |  |  | 0.077579 | 0 | 0.14211 | 0.19869 |  |  |  |  | 27 | 0.052986
7022 | L_BUCHAN1_1Y | 1 | South | YES | 0.04585 | 0 | 0 | 18 |  | 1 | Hydro | 1 | 0.077381 | 0 | 0 | 0 | 0 |  |  | 0.077381 | 0 | 0.14211 | 0.19869 |  |  |  |  | 28 | 0.056583
7023 | L_BUCHAN1_2Y | 2 | South | YES | 0.04585 | 0 | 0 | 18 |  | 1 | Hydro | 1 | 0.077381 | 0 | 0 | 0 | 0 |  |  | 0.077381 | 0 | 0.14211 | 0.19869 |  |  |  |  | 29 | 0.056583
7024 | L_BUCHAN1_3Y | 3 | South | YES | 0.04585 | 0 | 0 | 15 |  | 1 | Hydro | 1 | 0.077381 | 0 | 0 | 0 | 0 |  |  | 0.077381 | 0 | 0.14211 | 0.19869 |  |  |  |  | 30 | 0.056583
7035 | L_WIRTZ_1G1Y | 1 | South | YES | 0.045098 | 0 | 0 | 29 |  | 1 | Hydro | 1 | 0.076629 | 0 | 0 | 0 | 0 |  |  | 0.076629 | 0 | 0.14211 | 0.19869 |  |  |  |  | 31 | 0.056583
7036 | L_WIRTZ_1G2Y | 2 | South | YES | 0.045098 | 0 | 0 | 29.7 |  | 1 | Hydro | 1 | 0.076629 | 0 | 0 | 0 | 0 |  |  | 0.076629 | 0 | 0.14211 | 0.19869 |  |  |  |  | 32 | 0.056583
7000 | L_FERGUS1_1Y | 1 | South | YES | 0.044707 | 400 | 65 | 423.3 | 0 | 1.015 | GSC | 1 | 0.076238 | 423.3 | 423.3 | 18.9245 | 423.3 |  |  | 0.076238 | 32.2714 | 0.15642 | 0.21688 |  |  |  |  | 33 | 0.056583
7026 | L_INKSDA1_1Y | 1 | South | YES | 0.043899 | 0 | 0 | 13.7 |  | 1 | Hydro | 1 | 0.07543 | 0 | 0 | 0 | 0 |  |  | 0.07543 | 0 | 0.15642 | 0.21688 |  |  |  |  | 34 | 0.056583
7303 | L_WPPGS12_1Y | 1 | South | YES | 0.043523 | 50 | 0 | 50 | 0 | 1.025 | GGT | 1 | 0.075054 | 50 | 50 | 2.1761 | 50 |  |  | 0.075054 | 3.7527 | 0.15811 | 0.21899 |  |  |  |  | 35 | 0.056583
7303 | L_WPPGS12_1Y | 2 | South | YES | 0.043523 | 50 | 0 | 50 | 0 | 1.025 | GGT | 1 | 0.075054 | 50 | 50 | 2.1761 | 50 |  |  | 0.075054 | 3.7527 | 0.1598 | 0.22111 |  |  |  |  | 36 | 0.060462
7305 | L_WPPGS34_1Y | 3 | South | YES | 0.043523 | 50 | 0 | 50 | 0 | 1.025 | GGT | 1 | 0.075054 | 50 | 50 | 2.1761 | 50 |  |  | 0.075054 | 3.7527 | 0.16149 | 0.22322 |  |  |  |  | 37 | 0.060462
7305 | L_WPPGS34_1Y | 4 | South | YES | 0.043523 | 50 | 0 | 50 | 0 | 1.025 | GGT | 1 | 0.075054 | 50 | 50 | 2.1761 | 50 |  |  | 0.075054 | 3.7527 | 0.16318 | 0.22534 |  |  |  |  | 38 | 0.060886
7487 | L_CANYHY8_1Y | 1 | South | YES | 0.043211 | 0 | 0 | 6 |  | 1 | Hydro | 1 | 0.074742 | 0 | 0 | 0 | 0 |  |  | 0.074742 | 0 | 0.16318 | 0.22534 |  |  |  |  | 39 | 0.061311
7010 | L_FPPYD11_1Y | 1 | South | YES | 0.043151 | 547.4 | 200 | 606 | 0 | 1.02 | LIGCO | 1 | 0.074682 | 0 | 606 | 26.1495 | 606 |  |  | 0.074682 | 45.2571 | 0.18366 | 0.25085 |  |  |  |  | 40 | 0.061736
7011 | L_FPPYD11_2Y | 2 | South | YES | 0.043151 | 552.2 | 200 | 598 | 0 | 1.02 | LIGCO | 1 | 0.074682 | 0 | 598 | 25.8043 | 598 |  |  | 0.074682 | 44.6596 | 0.20388 | 0.27602 |  |  |  |  | 41 | 0.062161
7012 | L_FPPYD21_3Y | 3 | South | YES | 0.043108 | 427.5 | 200 | 436 | 0 | 1.02 | LIGCO | 1 | 0.074639 | 0 | 436 | 18.7951 | 436 |  |  | 0.074639 | 32.5425 | 0.21862 | 0.29436 |  |  |  |  | 42 | 0.062161
7014 | L_HAYSEN1_1Y | 1 | South | YES | 0.042222 | 223.9 | 74 | 223.9 | 0 | 1.008 | CC | 1 | 0.073753 | 223.9 | 223.9 | 9.4535 | 223.9 |  |  | 0.073753 | 16.5132 | 0.22619 | 0.30367 |  |  |  |  | 43 | 0.067182
7015 | L_HAYSEN1_2Y | 2 | South | YES | 0.042222 | 225 | 74 | 225 | 0 | 1.008 | CC | 1 | 0.073753 | 225 | 225 | 9.5 | 225 |  |  | 0.073753 | 16.5943 | 0.2338 | 0.31302 |  |  |  |  | 44 | 0.072137
7016 | L_HAYSEN1_3Y | 3 | South | YES | 0.042222 | 224.6 | 74 | 224.6 | 0 | 1.008 | CC | 1 | 0.073753 | 224.6 | 224.6 | 9.4831 | 224.6 |  |  | 0.073753 | 16.5648 | 0.24139 | 0.32236 |  |  |  |  | 45 | 0.075739
7017 | L_HAYSEN1_4Y | 4 | South | YES | 0.042222 | 226.7 | 74 | 226.7 | 0 | 1.008 | CC | 1 | 0.073753 | 226.7 | 226.7 | 9.5717 | 226.7 |  |  | 0.073753 | 16.7197 | 0.24905 | 0.33178 |  |  |  |  | 46 | 0.077477
7605 | L_MCQUEE9_1Y | 1 | South | YES | 0.040791 | 0 | 0 | 2.4 |  | 1.025 | Hydro | 1 | 0.072322 | 0 | 0 | 0 | 0 |  |  | 0.072322 | 0 | 0.24905 | 0.33178 |  |  |  |  | 47 | 0.079223
7605 | L_MCQUEE9_1Y | 2 | South | YES | 0.040791 | 0 | 0 | 2.4 |  | 1.025 | Hydro | 1 | 0.072322 | 0 | 0 | 0 | 0 |  |  | 0.072322 | 0 | 0.24905 | 0.33178 |  |  |  |  | 48 | 0.080966
7605 | L_MCQUEE9_1Y | 3 | South | YES | 0.040791 | 0 | 0 | 2.8 |  | 1.025 | Hydro | 1 | 0.072322 | 0 | 0 | 0 | 0 |  |  | 0.072322 | 0 | 0.24905 | 0.33178 |  |  |  |  | 49 | 0.082726
7810 | L_RIONOG1G1Y | 1 | South | YES | 0.040702 | 148 | 0 | 148 | 0 | 1.02 | CC | 1 | 0.072233 | 148 | 148 | 6.0239 | 148 |  |  | 0.072233 | 10.6904 | 0.25406 | 0.3378 |  |  |  |  | 50 | 0.082726
7811 | L_RIONOG1G2Y | 2 | South | YES | 0.040702 | 148 | 0 | 148 | 0 | 1.02 | CC | 1 | 0.072233 | 148 | 148 | 6.0239 | 148 |  |  | 0.072233 | 10.6904 | 0.25906 | 0.34383 |  |  |  |  | 51 | 0.082726
7812 | L_RIONOG1G3Y | 3 | South | YES | 0.040702 | 154 | 0 | 154 | 0 | 1.02 | CC | 1 | 0.072233 | 154 | 154 | 6.2681 | 154 |  |  | 0.072233 | 11.1238 | 0.26427 | 0.3501 |  |  |  |  | 52 | 0.082726
7813 | L_RIONOG1S1Y | 4 | South | YES | 0.040702 | 293 | 0 | 293 | 0 | 1.02 | CC | 1 | 0.072233 | 293 | 293 | 11.9257 | 293 |  |  | 0.072233 | 21.1642 | 0.27417 | 0.36203 |  |  |  |  | 53 | 0.083748
7609 | L_SCHUMA8_1Y | 1 | South | YES | 0.040246 | 0 | 0 | 4 |  | 1 | Hydro | 1 | 0.071777 | 0 | 0 | 0 | 0 |  |  | 0.071777 | 0 | 0.27417 | 0.36203 |  |  |  |  | 54 | 0.08477
7624 | L_LAKEWO9_1Y | 1 | South | YES | 0.040127 | 0 | 0 | 2.4 |  | 1 | Hydro | 1 | 0.071658 | 0 | 0 | 0 | 0 |  |  | 0.071658 | 0 | 0.27417 | 0.36203 |  |  |  |  | 55 | 0.085834
7624 | L_LAKEWO9_1Y | 2 | South | YES | 0.040127 | 0 | 0 | 2.4 |  | 1 | Hydro | 1 | 0.071658 | 0 | 0 | 0 | 0 |  |  | 0.071658 | 0 | 0.27417 | 0.36203 |  |  |  |  | 56 | 0.087857
7800 | L_GUADGE1_1Y | 1 | South | YES | 0.039262 | 147 | 30 | 147 | 0 | 1.02 | CC | 1 | 0.070793 | 147 | 147 | 5.7715 | 147 |  |  | 0.070793 | 10.4065 | 0.27914 | 0.36789 |  |  |  |  | 57 | 0.087857
7801 | L_GUADGE1_2Y | 2 | South | YES | 0.039262 | 138 | 30 | 138 | 0 | 1.02 | CC | 1 | 0.070793 | 138 | 138 | 5.4182 | 138 |  |  | 0.070793 | 9.7694 | 0.28381 | 0.3734 |  |  |  |  | 58 | 0.087857
7802 | L_GUADGE1_3Y | 3 | South | YES | 0.039262 | 146 | 30 | 146 | 0 | 1.02 | CC | 1 | 0.070793 | 146 | 146 | 5.7323 | 146 |  |  | 0.070793 | 10.3357 | 0.28874 | 0.37922 |  |  |  |  | 59 | 0.087857
7803 | L_GUADGE1_4Y | 4 | South | YES | 0.039262 | 149 | 30 | 149 | 0 | 1.02 | CC | 1 | 0.070793 | 149 | 149 | 5.85 | 149 |  |  | 0.070793 | 10.5481 | 0.29378 | 0.38517 |  |  |  |  | 60 | 0.088753
7804 | L_GUADGE1_5Y | 5 | South | YES | 0.039262 | 182 | 30 | 182 | 0 | 1.02 | CC | 1 | 0.070793 | 182 | 182 | 7.1457 | 182 |  |  | 0.070793 | 12.8843 | 0.29993 | 0.39243 |  |  |  |  | 61 | 0.089594
7805 | L_GUADGE1_6Y | 6 | South | YES | 0.039262 | 203 | 30 | 203 | 0 | 1.02 | CC | 1 | 0.070793 | 203 | 203 | 7.9702 | 203 |  |  | 0.070793 | 14.3709 | 0.30679 | 0.40053 |  |  |  |  | 62 | 0.090483
5436 | TUTTL_WBT1G1 | 1 | South | YES | 0.038379 | 48.8 | 20 | 61 | 0 | 1.012 | GST | 1 | 0.06991 | 61 | 61 | 2.3411 | 61 |  |  | 0.06991 | 4.2645 | 0.30886 | 0.40293 |  |  |  |  | 63 | 0.091391
5438 | TUTTL_WBT3G3 | 3 | South | YES | 0.038379 | 95 | 25 | 95 | 0 | 1.012 | GST | 1 | 0.06991 | 95 | 95 | 3.646 | 95 |  |  | 0.06991 | 6.6414 | 0.31207 | 0.40668 |  |  |  |  | 64 | 0.0925
5439 | TUTTL_WBT4G4 | 4 | South | YES | 0.038379 | 151 | 40 | 151 | 0 | 1.012 | GST | 1 | 0.06991 | 151 | 151 | 5.7952 | 151 |  |  | 0.06991 | 10.5564 | 0.31717 | 0.41263 |  |  |  |  | 65 | 0.093737
5111 | CALAVER_JTD1 | 1 | South | YES | 0.038236 | 430 | 80 | 430 | 0 | 1.0138 | LIGCO | 1 | 0.069767 | 0 | 430 | 16.4415 | 430 |  |  | 0.069767 | 29.9997 | 0.33171 | 0.42954 |  |  |  |  | 66 | 0.094079
5112 | CALAVER_JTD2 | 2 | South | YES | 0.038236 | 430 | 80 | 430 | 0 | 1.0138 | LIGCO | 1 | 0.069767 | 0 | 430 | 16.4415 | 430 |  |  | 0.069767 | 29.9997 | 0.34624 | 0.44644 |  |  |  |  | 67 | 0.09461
5396 | CALAVER_OWS1 | 1 | South | YES | 0.038199 | 418 | 80 | 418 | 0 | 1.0192 | GST | 1 | 0.06973 | 418 | 418 | 15.9672 | 418 |  |  | 0.06973 | 29.147 | 0.36038 | 0.46287 |  |  |  |  | 68 | 0.095455
5397 | CALAVER_OWS2 | 2 | South | YES | 0.038199 | 400 | 80 | 400 | 0 | 1.0192 | GST | 1 | 0.06973 | 400 | 400 | 15.2796 | 400 |  |  | 0.06973 | 27.8919 | 0.3739 | 0.47859 |  |  |  |  | 69 | 0.097827
5026 | BRAUNIG_VHB1 | 1 | South | YES | 0.03815 | 215 | 40 | 215 | 0 | 1.0192 | GST | 1 | 0.069681 | 215 | 215 | 8.2022 | 215 |  |  | 0.069681 | 14.9813 | 0.38117 | 0.48704 |  |  |  |  | 70 | 0.1002
5027 | BRAUNIG_VHB2 | 2 | South | YES | 0.03815 | 216 | 40 | 216 | 0 | 1.0192 | GST | 1 | 0.069681 | 216 | 216 | 8.2404 | 216 |  |  | 0.069681 | 15.051 | 0.38847 | 0.49552 |  |  |  |  | 71 | 0.1025
5028 | BRAUNIG_VHB3 | 3 | South | YES | 0.038129 | 407 | 60 | 407 | 0 | 1.0138 | GST | 1 | 0.06966 | 407 | 407 | 15.5185 | 407 |  |  | 0.06966 | 28.3515 | 0.40223 | 0.5115 |  |  |  |  | 72 | 0.10469
5476 | BRA_AVR1_CT1 | 1 | South | YES | 0.03796 | 155 | 90 | 155 | 0 | 1.025 | CC | 1 | 0.069491 | 155 | 155 | 5.8838 | 155 |  |  | 0.069491 | 10.7711 | 0.40747 | 0.51757 |  |  |  |  | 73 | 0.10587
5477 | BRA_AVR1_ST | 1 | South | YES | 0.03796 | 174 | 138 | 174 | 0 | 1.025 | CC | 1 | 0.069491 | 174 | 174 | 6.605 | 174 |  |  | 0.069491 | 12.0914 | 0.41335 | 0.52438 |  |  |  |  | 74 | 0.10705
5478 | BRA_AVR1_CT2 | 1 | South | YES | 0.03796 | 155 | 90 | 155 | 0 | 1.025 | CC | 1 | 0.069491 | 155 | 155 | 5.8838 | 155 |  |  | 0.069491 | 10.7711 | 0.41859 | 0.53045 |  |  |  |  | 75 | 0.10927
5264 | LEON_LCP3G3 | 3 | South | YES | 0.037885 | 0 | 20 | 58 |  | 1.0197 | GST | 1 | 0.069416 | 58 | 58 | 2.1973 | 58 |  |  | 0.069416 | 4.0261 | 0.42055 | 0.53272 |  |  |  |  | 76 | 0.1101
5265 | LEON_LCP4G4 | 4 | South | YES | 0.037885 | 89 | 25 | 89 | 0 | 1.0197 | GST | 1 | 0.069416 | 89 | 89 | 3.3718 | 89 |  |  | 0.069416 | 6.178 | 0.42356 | 0.53621 |  |  |  |  | 77 | 0.11103
5266 | LEON_LCPCT1 | 1 | South | YES | 0.037885 | 44 | 24 | 44 | 0 | 1.0197 | GGT | 1 | 0.069416 | 44 | 44 | 1.6669 | 44 |  |  | 0.069416 | 3.0543 | 0.42505 | 0.53793 |  |  |  |  | 78 | 0.11186
5267 | LEON_LCPCT2 | 2 | South | YES | 0.037885 | 44 | 24 | 44 | 0 | 1.0197 | GGT | 1 | 0.069416 | 44 | 44 | 1.6669 | 44 |  |  | 0.069416 | 3.0543 | 0.42653 | 0.53965 |  |  |  |  | 79 | 0.11217
5268 | LEON_LCPCT3 | 3 | South | YES | 0.037885 | 43 | 24 | 43 | 0 | 1.0197 | GGT | 1 | 0.069416 | 43 | 43 | 1.6291 | 43 |  |  | 0.069416 | 2.9849 | 0.42799 | 0.54133 |  |  |  |  | 80 | 0.11265
5269 | LEON_LCPCT4 | 4 | South | YES | 0.037885 | 45 | 24 | 45 | 0 | 1.0197 | GGT | 1 | 0.069416 | 45 | 45 | 1.7048 | 45 |  |  | 0.069416 | 3.1237 | 0.42951 | 0.54309 |  |  |  |  | 81 | 0.11288
5401 | CALAVER_JKS1 | 1 | South | YES | 0.037718 | 562 | 100 | 562 | 0 | 1.026 | LIGCO | 1 | 0.069249 | 0 | 562 | 21.1975 | 562 |  |  | 0.069249 | 38.9177 | 0.44851 | 0.56503 |  |  |  |  | 82 | 0.11311
8189 | CUECPL2A | 1 | South | YES | 0.037631 | 12 | 0 | 12 | 0 | 1.02 | Cogen | 1 | 0.069162 | 0 | 0 | 0 | 0 |  |  | 0.069162 | 0 | 0.44851 | 0.56503 |  |  |  |  | 83 | 0.11334
5903 | SANMIGUELGEN | 1 | South | YES | 0.035937 | 396.3 | 180 | 396.3 | 0 | 1.0336 | LIGCO | 1 | 0.067468 | 0 | 396.3 | 14.2418 | 396.3 |  |  | 0.067468 | 26.7374 | 0.46191 | 0.5801 |  |  |  |  | 84 | 0.11358
5890 | PEARSALLGEN1 | 1 | South | YES | 0.03366 | 19.2 | 6 | 24 | 0 | 1.0226 | GST | 1 | 0.065191 | 24 | 24 | 0.80784 | 24 |  |  | 0.065191 | 1.5646 | 0.46272 | 0.58098 |  |  |  |  | 85 | 0.11652
5891 | PEARSALLGEN2 | 1 | South | YES | 0.03366 | 19.4 | 6 | 24.3 | 0 | 1.0226 | GST | 1 | 0.065191 | 24.3 | 24.3 | 0.81794 | 24.3 |  |  | 0.065191 | 1.5841 | 0.46354 | 0.58187 |  |  |  |  | 86 | 0.11652
5892 | PEARSALLGEN3 | 1 | South | YES | 0.03366 | 19.1 | 6 | 23.9 | 0 | 1.0226 | GST | 1 | 0.065191 | 23.9 | 23.9 | 0.80447 | 23.9 |  |  | 0.065191 | 1.5581 | 0.46435 | 0.58275 |  |  |  |  | 87 | 0.11819
88198 | BEEVILLE | F | South | YES | 0.03302 | 0 | 0 | 0 | 0 | 1.02 | AVR | 1 | 0.064551 | 0 | 0 | 0 | 0 |  |  | 0.064551 | 0 | 0.46435 | 0.58275 |  |  |  |  | 88 | 0.11826
58909 | PEARSALLSCG1 | 3 | South | YES | 0.033014 | 0 | 0 | 8.4 |  | 1.027 | Diesel | 1 | 0.064545 | 8.4 | 8.4 | 0.27732 | 8.4 |  |  | 0.064545 | 0.54218 | 0.46463 | 0.58305 |  |  |  |  | 89 | 0.11833
58909 | PEARSALLSCG1 | 4 | South | YES | 0.033014 | 0 | 0 | 8.4 |  | 1.027 | Diesel | 1 | 0.064545 | 8.4 | 8.4 | 0.27732 | 8.4 |  |  | 0.064545 | 0.54218 | 0.46491 | 0.58336 |  |  |  |  | 90 | 0.1184
58909 | PEARSALLSCG1 | 6 | South | YES | 0.033014 | 0 | 0 | 8.4 |  | 1.027 | Diesel | 1 | 0.064545 | 8.4 | 8.4 | 0.27732 | 8.4 |  |  | 0.064545 | 0.54218 | 0.4652 | 0.58366 |  |  |  |  | 91 | 0.1184
58909 | PEARSALLSCG1 | 5 | South | YES | 0.033014 | 0 | 0 | 8.4 |  | 1.027 | Diesel | 1 | 0.064545 | 8.4 | 8.4 | 0.27732 | 8.4 |  |  | 0.064545 | 0.54218 | 0.46548 | 0.58397 |  |  |  |  | 92 | 0.11842
58909 | PEARSALLSCG1 | 1 | South | YES | 0.033014 | 0 | 0 | 8.4 |  | 1.027 | Diesel | 1 | 0.064545 | 8.4 | 8.4 | 0.27732 | 8.4 |  |  | 0.064545 | 0.54218 | 0.46577 | 0.58428 |  |  |  |  | 93 | 0.11845
58909 | PEARSALLSCG1 | 2 | South | YES | 0.033014 | 0 | 0 | 8.4 |  | 1.027 | Diesel | 1 | 0.064545 | 8.4 | 8.4 | 0.27732 | 8.4 |  |  | 0.064545 | 0.54218 | 0.46605 | 0.58458 |  |  |  |  | 94 | 0.11847
58919 | PEARSALLSCG2 | 5 | South | YES | 0.033014 | 0 | 0 | 8.4 |  | 1.027 | Diesel | 1 | 0.064545 | 8.4 | 8.4 | 0.27732 | 8.4 |  |  | 0.064545 | 0.54218 | 0.46633 | 0.58489 |  |  |  |  | 95 | 0.11849
58919 | PEARSALLSCG2 | 6 | South | YES | 0.033014 | 0 | 0 | 8.4 |  | 1.027 | Diesel | 1 | 0.064545 | 8.4 | 8.4 | 0.27732 | 8.4 |  |  | 0.064545 | 0.54218 | 0.46662 | 0.58519 |  |  |  |  | 96 | 0.11851
58919 | PEARSALLSCG2 | 1 | South | YES | 0.033014 | 0 | 0 | 8.4 |  | 1.027 | Diesel | 1 | 0.064545 | 8.4 | 8.4 | 0.27732 | 8.4 |  |  | 0.064545 | 0.54218 | 0.4669 | 0.5855 |  |  |  |  | 97 | 0.11853
58919 | PEARSALLSCG2 | 2 | South | YES | 0.033014 | 0 | 0 | 8.4 |  | 1.027 | Diesel | 1 | 0.064545 | 8.4 | 8.4 | 0.27732 | 8.4 |  |  | 0.064545 | 0.54218 | 0.46719 | 0.5858 |  |  |  |  | 98 | 0.11855
58919 | PEARSALLSCG2 | 4 | South | YES | 0.033014 | 0 | 0 | 8.4 |  | 1.027 | Diesel | 1 | 0.064545 | 8.4 | 8.4 | 0.27732 | 8.4 |  |  | 0.064545 | 0.54218 | 0.46747 | 0.58611 |  |  |  |  | 99 | 0.11857
58919 | PEARSALLSCG2 | 3 | South | YES | 0.033014 | 0 | 0 | 8.4 |  | 1.027 | Diesel | 1 | 0.064545 | 8.4 | 8.4 | 0.27732 | 8.4 |  |  | 0.064545 | 0.54218 | 0.46775 | 0.58642 |  |  |  |  | 100 | 0.1186
58929 | PEARSALLSCG3 | 4 | South | YES | 0.033014 | 0 | 0 | 8.4 |  | 1.027 | Diesel | 1 | 0.064545 | 8.4 | 8.4 | 0.27732 | 8.4 |  |  | 0.064545 | 0.54218 | 0.46804 | 0.58672 |  |  |  |  | 101 | 0.11862
58929 | PEARSALLSCG3 | 6 | South | YES | 0.033014 | 0 | 0 | 8.4 |  | 1.027 | Diesel | 1 | 0.064545 | 8.4 | 8.4 | 0.27732 | 8.4 |  |  | 0.064545 | 0.54218 | 0.46832 | 0.58703 |  |  |  |  | 102 | 0.11864
58929 | PEARSALLSCG3 | 2 | South | YES | 0.033014 | 0 | 0 | 8.4 |  | 1.027 | Diesel | 1 | 0.064545 | 8.4 | 8.4 | 0.27732 | 8.4 |  |  | 0.064545 | 0.54218 | 0.46861 | 0.58733 |  |  |  |  | 103 | 0.11866
58929 | PEARSALLSCG3 | 5 | South | YES | 0.033014 | 0 | 0 | 8.4 |  | 1.027 | Diesel | 1 | 0.064545 | 8.4 | 8.4 | 0.27732 | 8.4 |  |  | 0.064545 | 0.54218 | 0.46889 | 0.58764 |  |  |  |  | 104 | 0.11868
58929 | PEARSALLSCG3 | 1 | South | YES | 0.033014 | 0 | 0 | 8.4 |  | 1.027 | Diesel | 1 | 0.064545 | 8.4 | 8.4 | 0.27732 | 8.4 |  |  | 0.064545 | 0.54218 | 0.46917 | 0.58794 |  |  |  |  | 105 | 0.1187
58929 | PEARSALLSCG3 | 3 | South | YES | 0.033014 | 0 | 0 | 8.4 |  | 1.027 | Diesel | 1 | 0.064545 | 8.4 | 8.4 | 0.27732 | 8.4 |  |  | 0.064545 | 0.54218 | 0.46946 | 0.58825 |  |  |  |  | 106 | 0.11873
58949 | PEARSALLSCG4 | 3 | South | YES | 0.033014 | 0 | 0 | 8.4 |  | 1.027 | Diesel | 1 | 0.064545 | 8.4 | 8.4 | 0.27732 | 8.4 |  |  | 0.064545 | 0.54218 | 0.46974 | 0.58855 |  |  |  |  | 107 | 0.11875
58949 | PEARSALLSCG4 | 2 | South | YES | 0.033014 | 0 | 0 | 8.4 |  | 1.027 | Diesel | 1 | 0.064545 | 8.4 | 8.4 | 0.27732 | 8.4 |  |  | 0.064545 | 0.54218 | 0.47003 | 0.58886 |  |  |  |  | 108 | 0.11877
58949 | PEARSALLSCG4 | 1 | South | YES | 0.033014 | 0 | 0 | 8.4 |  | 1.027 | Diesel | 1 | 0.064545 | 8.4 | 8.4 | 0.27732 | 8.4 |  |  | 0.064545 | 0.54218 | 0.47031 | 0.58917 |  |  |  |  | 109 | 0.11879
58949 | PEARSALLSCG4 | 4 | South | YES | 0.033014 | 0 | 0 | 8.4 |  | 1.027 | Diesel | 1 | 0.064545 | 8.4 | 8.4 | 0.27732 | 8.4 |  |  | 0.064545 | 0.54218 | 0.47059 | 0.58947 |  |  |  |  | 110 | 0.11881
58949 | PEARSALLSCG4 | 6 | South | YES | 0.033014 | 0 | 0 | 8.4 |  | 1.027 | Diesel | 1 | 0.064545 | 8.4 | 8.4 | 0.27732 | 8.4 |  |  | 0.064545 | 0.54218 | 0.47088 | 0.58978 |  |  |  |  | 111 | 0.11883
58949 | PEARSALLSCG4 | 5 | South | YES | 0.033014 | 0 | 0 | 8.4 |  | 1.027 | Diesel | 1 | 0.064545 | 8.4 | 8.4 | 0.27732 | 8.4 |  |  | 0.064545 | 0.54218 | 0.47116 | 0.59008 |  |  |  |  | 112 | 0.11886
8161 | COLETO0A | 1 | South | YES | 0.032653 | 633 | 200 | 633 | 0 | 1.03 | LIGCO | 1 | 0.064184 | 0 | 633 | 20.6693 | 633 |  |  | 0.064184 | 40.6283 | 0.49256 | 0.61298 |  |  |  |  | 113 | 0.11888
80080 | GWINDT11A | 3 | South | YES | 0.031377 | 0 | 0 | 38 | 0 | 1.025 | Wind | 1 | 0.062908 | 0 | 38 | 1.1923 | 38 |  |  | 0.062908 | 2.3905 | 0.49385 | 0.61433 |  |  |  |  | 114 | 0.1189
80080 | GWINDT11A | 4 | South | YES | 0.031377 | 3.8 | 0 | 19 | 0 | 1.025 | Wind | 1 | 0.062908 | 0 | 19 | 0.59616 | 19 |  |  | 0.062908 | 1.1952 | 0.49449 | 0.615 |  |  |  |  | 115 | 0.11892
80080 | GWINDT11A | 2 | South | YES | 0.031377 | 0 | 0 | 41 | 0 | 1.025 | Wind | 1 | 0.062908 | 0 | 41 | 1.2865 | 41 |  |  | 0.062908 | 2.5792 | 0.49587 | 0.61646 |  |  |  |  | 116 | 0.12042
80080 | GWINDT11A | 1 | South | YES | 0.031377 | 28.2 | 0 | 94 | 0 | 1.025 | Wind | 1 | 0.062908 | 0 | 94 | 2.9494 | 94 |  |  | 0.062908 | 5.9133 | 0.49905 | 0.61979 |  |  |  |  | 117 | 0.12048
80081 | GWINDT21A | 4 | South | YES | 0.031377 | 4.4 | 0 | 22 | 0 | 1.025 | Wind | 1 | 0.062908 | 0 | 22 | 0.69029 | 22 |  |  | 0.062908 | 1.384 | 0.4998 | 0.62057 |  |  |  |  | 118 | 0.12051
80081 | GWINDT21A | 1 | South | YES | 0.031377 | 28.2 | 0 | 94 | 0 | 1.025 | Wind | 1 | 0.062908 | 0 | 94 | 2.9494 | 94 |  |  | 0.062908 | 5.9133 | 0.50297 | 0.6239 |  |  |  |  | 119 | 0.12058
80081 | GWINDT21A | 3 | South | YES | 0.031377 | 8.6 | 0 | 43 | 0 | 1.025 | Wind | 1 | 0.062908 | 0 | 43 | 1.3492 | 43 |  |  | 0.062908 | 2.705 | 0.50443 | 0.62543 |  |  |  |  | 120 | 0.12074
80081 | GWINDT21A | 2 | South | YES | 0.031377 | 7.2 | 0 | 36 | 0 | 1.025 | Wind | 1 | 0.062908 | 0 | 36 | 1.1296 | 36 |  |  | 0.062908 | 2.2647 | 0.50564 | 0.6267 |  |  |  |  | 121 | 0.12077
80180 | PNSCALT11A | 2 | South | YES | 0.031377 | 10 | 0 | 50 | 0 | 1.025 | Wind | 1 | 0.062908 | 0 | 50 | 1.5689 | 50 |  |  | 0.062908 | 3.1454 | 0.50733 | 0.62848 |  |  |  |  | 122 | 0.12093
80180 | PNSCALT11A | 1 | South | YES | 0.031377 | 43.8 | 0 | 148 | 0 | 1.025 | Wind | 1 | 0.062908 | 0 | 148 | 4.6438 | 148 |  |  | 0.062908 | 9.3103 | 0.51234 | 0.63372 |  |  |  |  | 123 | 0.121
80181 | PNSCALT21A | 2 | South | YES | 0.031377 | 10 | 0 | 50 | 0 | 1.025 | Wind | 1 | 0.062908 | 0 | 50 | 1.5689 | 50 |  |  | 0.062908 | 3.1454 | 0.51403 | 0.6355 |  |  |  |  | 124 | 0.12106
80181 | PNSCALT21A | 1 | South | YES | 0.031377 | 16.5 | 0 | 55 | 0 | 1.025 | Wind | 1 | 0.062908 | 0 | 55 | 1.7257 | 55 |  |  | 0.062908 | 3.4599 | 0.51589 | 0.63745 |  |  |  |  | 125 | 0.12114
5932 | SI_RAY9 | 9 | South | YES | 0.031371 | 32 | 32 | 38 | 0 | 1.035 | CC | 1 | 0.062902 | 38 | 38 | 1.1921 | 38 |  |  | 0.062902 | 2.3903 | 0.51717 | 0.63879 |  |  |  |  | 126 | 0.12138
5933 | SI_RAY6 | 6 | South | YES | 0.031371 | 15.4 | 10 | 19.3 | 0 | 1.035 | GST | 1 | 0.062902 | 19.3 | 19.3 | 0.60546 | 19.3 |  |  | 0.062902 | 1.214 | 0.51782 | 0.63948 |  |  |  |  | 127 | 0.12147
5935 | SI_RAY10 | 10 | South | YES | 0.031371 | 47 | 10 | 47 | 0 | 1.03 | CC | 1 | 0.062902 | 47 | 47 | 1.4744 | 47 |  |  | 0.062902 | 2.9564 | 0.51941 | 0.64114 |  |  |  |  | 128 | 0.12156
80003 | MILHWYS | F | South | YES | 0.031371 | 0 | 0 | 0 | 0 | 1.0168 | AVR | 1 | 0.062902 | 0 | 0 | 0 | 0 |  |  | 0.062902 | 0 | 0.51941 | 0.64114 |  |  |  |  | 129 | 0.12162
8936 | MVGN#1 | 1 | South | YES | 0.031363 | 216.6 | 0 | 216.6 | 0 | 1.0304 | CC | 1 | 0.062894 | 216.6 | 216.6 | 6.7932 | 216.6 |  |  | 0.062894 | 13.6228 | 0.52674 | 0.64882 |  |  |  |  | 130 | 0.12165
8937 | MVGN#2 | 2 | South | YES | 0.031363 | 216.7 | 0 | 216.7 | 0 | 1.0304 | CC | 1 | 0.062894 | 216.7 | 216.7 | 6.7964 | 216.7 |  |  | 0.062894 | 13.6291 | 0.53406 | 0.6565 |  |  |  |  | 131 | 0.12173
8938 | MVGN#3 | 3 | South | YES | 0.031363 | 250.9 | 0 | 250.9 | 0 | 1.0304 | CC | 1 | 0.062894 | 250.9 | 250.9 | 7.869 | 250.9 |  |  | 0.062894 | 15.78 | 0.54254 | 0.6654 |  |  |  |  | 132 | 0.12173
8981 | HECN1 | 1 | South | YES | 0.031363 | 144.8 | 0 | 144.8 | 0 | 1.0304 | CC | 1 | 0.062894 | 144.8 | 144.8 | 4.5414 | 144.8 |  |  | 0.062894 | 9.107 | 0.54744 | 0.67053 |  |  |  |  | 133 | 0.12209
8982 | HECN2 | 2 | South | YES | 0.031363 | 144.1 | 0 | 144.1 | 0 | 1.0304 | CC | 1 | 0.062894 | 144.1 | 144.1 | 4.5194 | 144.1 |  |  | 0.062894 | 9.063 | 0.55231 | 0.67564 |  |  |  |  | 134 | 0.12244
8983 | HECN3 | 3 | South | YES | 0.031363 | 171.9 | 0 | 171.9 | 0 | 1.0304 | CC | 1 | 0.062894 | 171.9 | 171.9 | 5.3913 | 171.9 |  |  | 0.062894 | 10.8114 | 0.55812 | 0.68173 |  |  |  |  | 135 | 0.12285
8517 | CELANEBI0A | 1 | South | YES | 0.031342 | 29 | 0 | 29 | 0 | 1.02 | Cogen | 1 | 0.062873 | 0 | 0 | 0 | 0 |  |  | 0.062873 | 0 | 0.55812 | 0.68173 |  |  |  |  | 136 | 0.12309
8933 | FGNTS001 | 1 | South | YES | 0.031336 | 146.5 | 0 | 146.5 | 0 | 1.03 | CC | 1 | 0.062867 | 146.5 | 146.5 | 4.5907 | 146.5 |  |  | 0.062867 | 9.21 | 0.56307 | 0.68692 |  |  |  |  | 137 | 0.12333
8934 | FGNTS101 | 2 | South | YES | 0.031336 | 147.9 | 0 | 147.9 | 0 | 1.03 | CC | 1 | 0.062867 | 147.9 | 147.9 | 4.6346 | 147.9 |  |  | 0.062867 | 9.298 | 0.56807 | 0.69216 |  |  |  |  | 138 | 0.12361
8935 | FGNTS201 | 3 | South | YES | 0.031336 | 173 | 0 | 173 | 0 | 1.03 | CC | 1 | 0.062867 | 173 | 173 | 5.4211 | 173 |  |  | 0.062867 | 10.8759 | 0.57392 | 0.69829 |  |  |  |  | 139 | 0.12361
8461 | KOCH_UP0A | 1 | South | YES | 0.031226 | 38 | 0 | 38 | 0 | 1.012 | Cogen | 1 | 0.062757 | 0 | 0 | 0 | 0 |  |  | 0.062757 | 0 | 0.57392 | 0.69829 |  |  |  |  | 140 | 0.12385
8511 | OXY_CC0A | 1 | South | YES | 0.031225 | 30.3 | 0 | 38 | 0 | 1.027 | Cogen | 1 | 0.062756 | 0 | 0 | 0 | 0 |  |  | 0.062756 | 0 | 0.57392 | 0.69829 |  |  |  |  | 141 | 0.12409
8506 | VAL #1 | 1 | South | YES | 0.031195 | 20.9 | 0 | 25 | 0 | 1.0055 | Cogen | 1 | 0.062726 | 0 | 0 | 0 | 0 |  |  | 0.062726 | 0 | 0.57392 | 0.69829 |  |  |  |  | 142 | 0.12437
8507 | VAL #2 | 2 | South | YES | 0.031195 | 20.9 | 0 | 25 | 0 | 1.0055 | Cogen | 1 | 0.062726 | 0 | 0 | 0 | 0 |  |  | 0.062726 | 0 | 0.57392 | 0.69829 |  |  |  |  | 143 | 0.12437
5728 | FALCONHYDRO2 | 2 | South | YES | 0.031183 | 12 | 0 | 12 | 0 | 1.0234 | Hydro | 1 | 0.062714 | 0 | 0 | 0 | 0 |  |  | 0.062714 | 0 | 0.57392 | 0.69829 |  |  |  |  | 144 | 0.12437
5729 | FALCONHYDRO3 | 3 | South | YES | 0.031183 | 11 | 0 | 11 | 0 | 1.0234 | Hydro | 1 | 0.062714 | 0 | 0 | 0 | 0 |  |  | 0.062714 | 0 | 0.57392 | 0.69829 |  |  |  |  | 145 | 0.12437
8048 | FALCONHYDRO1 | 1 | South | YES | 0.031183 | 12 | 0 | 12 | 0 | 1.0234 | Hydro | 1 | 0.062714 | 0 | 0 | 0 | 0 |  |  | 0.062714 | 0 | 0.57392 | 0.69829 |  |  |  |  | 146 | 0.12437
8459 | B_DAVIS0B | MB | South | YES | 0.031178 | 0 | 50 | 339 |  | 1.03 | GSC | 1 | 0.062709 | 0 | 0 | 0 | 0 |  |  | 0.062709 | 0 | 0.57392 | 0.69829 |  |  |  |  | 147 | 0.12437
8460 | B_DAVIS0A | MB | South | YES | 0.031178 | 0 | 50 | 340 |  | 1.03 | GSC | 1 | 0.062709 | 0 | 0 | 0 | 0 |  |  | 0.062709 | 0 | 0.57392 | 0.69829 |  |  |  |  | 148 | 0.12437
80263 | B_DAVIS31A | 3 | South | YES | 0.031178 | 0 | 0 | 180 |  | 1.0366 | CC | 1 | 0.062709 | 180 | 180 | 5.612 | 180 |  |  | 0.062709 | 11.2876 | 0.58001 | 0.70465 |  |  |  |  | 149 | 0.12437
80264 | B_DAVIS41A | 4 | South | YES | 0.031178 | 0 | 0 | 180 |  | 1.0366 | CC | 1 | 0.062709 | 180 | 180 | 5.612 | 180 |  |  | 0.062709 | 11.2876 | 0.58609 | 0.71102 |  |  |  |  | 150 | 0.12437
88508 | FALFURRI | F | South | YES | 0.031178 | 0 | 0 | 0 | 0 | 1 | AVR | 1 | 0.062709 | 0 | 0 | 0 | 0 |  |  | 0.062709 | 0 | 0.58609 | 0.71102 |  |  |  |  | 151 | 0.12437
8173 | VICEC51A | 5 | South | YES | 0.031145 | 144 | 18 | 144 | 0 | 1.025 | CC | 1 | 0.062676 | 144 | 144 | 4.4849 | 144 |  |  | 0.062676 | 9.0253 | 0.59096 | 0.7161 |  |  |  |  | 152 | 0.12465
8174 | VICEC61A | 6 | South | YES | 0.031145 | 188 | 42 | 188 | 0 | 1.025 | CC | 1 | 0.062676 | 188 | 188 | 5.8553 | 188 |  |  | 0.062676 | 11.783 | 0.59732 | 0.72274 |  |  |  |  | 153 | 0.12492
8456 | COSW#1 | 1 | South | YES | 0.031137 | 20 | 0 | 20 | 0 | 1.027 | Cogen | 1 | 0.062668 | 0 | 0 | 0 | 0 |  |  | 0.062668 | 0 | 0.59732 | 0.72274 |  |  |  |  | 154 | 0.12492
8457 | COSW#2 | 2 | South | YES | 0.031137 | 14 | 0 | 14 | 0 | 1.027 | Cogen | 1 | 0.062668 | 0 | 0 | 0 | 0 |  |  | 0.062668 | 0 | 0.59732 | 0.72274 |  |  |  |  | 155 | 0.12514
8560 | CNOPGT1 | 1 | South | YES | 0.031121 | 148.3 | 0 | 148.3 | 0 | 1.03 | Cogen | 1 | 0.062652 | 0 | 0 | 0 | 0 |  |  | 0.062652 | 0 | 0.59732 | 0.72274 |  |  |  |  | 156 | 0.12543
8561 | CNOPGT2 | 2 | South | YES | 0.031121 | 148.6 | 0 | 148.6 | 0 | 1.03 | Cogen | 1 | 0.062652 | 0 | 0 | 0 | 0 |  |  | 0.062652 | 0 | 0.59732 | 0.72274 |  |  |  |  | 157 | 0.12543
8562 | CNOPST1 | 3 | South | YES | 0.031121 | 153 | 0 | 153 | 0 | 1.03 | Cogen | 1 | 0.062652 | 0 | 0 | 0 | 0 |  |  | 0.062652 | 0 | 0.59732 | 0.72274 |  |  |  |  | 158 | 0.12543
8442 | NBEC7 | 7 | South | YES | 0.031117 | 0 | 81 | 367 |  | 1.0298 | GST | 1 | 0.062648 | 367 | 367 | 11.4199 | 367 |  |  | 0.062648 | 22.9917 | 0.60972 | 0.7357 |  |  |  |  | 159 | 0.12543
8442 | NBEC7 | MB | South | YES | 0.031117 | 0 | 81 | 367 |  | 1.0298 | GST | 1 | 0.062648 | 0 | 0 | 0 | 0 |  |  | 0.062648 | 0 | 0.60972 | 0.7357 |  |  |  |  | 160 | 0.12543
88299 | ZAPATA | F | South | YES | 0.031036 | 0 | 0 | 0 | 0 | 1.02 | BLT | 1 | 0.062567 | 0 | 0 | 0 | 0 |  |  | 0.062567 | 0 | 0.60972 | 0.7357 |  |  |  |  | 161 | 0.12543
8926 | LGE_GT10A | 1 | South | YES | 0.030821 | 158 | 0 | 158 | 0 | 1.03 | Cogen | 1 | 0.062352 | 0 | 0 | 0 | 0 |  |  | 0.062352 | 0 | 0.60972 | 0.7357 |  |  |  |  | 162 | 0.12598
8927 | LGE_GT20A | 2 | South | YES | 0.030821 | 153 | 0 | 153 | 0 | 1.03 | Cogen | 1 | 0.062352 | 0 | 0 | 0 | 0 |  |  | 0.062352 | 0 | 0.60972 | 0.7357 |  |  |  |  | 163 | 0.12598
8928 | LGE_STG0A | 3 | South | YES | 0.030821 | 100 | 0 | 100 | 0 | 1.03 | Cogen | 1 | 0.062352 | 0 | 0 | 0 | 0 |  |  | 0.062352 | 0 | 0.60972 | 0.7357 |  |  |  |  | 164 | 0.12598
8930 | ICPGN10A | 1 | South | YES | 0.030821 | 149 | 0 | 149 | 0 | 1.03 | Cogen | 1 | 0.062352 | 0 | 0 | 0 | 0 |  |  | 0.062352 | 0 | 0.60972 | 0.7357 |  |  |  |  | 165 | 0.12598
8931 | ICPGN20A | 2 | South | YES | 0.030821 | 150 | 0 | 150 | 0 | 1.03 | Cogen | 1 | 0.062352 | 0 | 0 | 0 | 0 |  |  | 0.062352 | 0 | 0.60972 | 0.7357 |  |  |  |  | 166 | 0.12598
8932 | ICPGN30A | 3 | South | YES | 0.030821 | 127 | 0 | 127 | 0 | 1.03 | Cogen | 1 | 0.062352 | 0 | 0 | 0 | 0 |  |  | 0.062352 | 0 | 0.60972 | 0.7357 |  |  |  |  | 167 | 0.12598
80223 | REYSHR G | 1 | South | YES | 0.030821 | 12 | 0 | 12 | 0 | 1.032 | Cogen | 1 | 0.062352 | 0 | 0 | 0 | 0 |  |  | 0.062352 | 0 | 0.60972 | 0.7357 |  |  |  |  | 168 | 0.12598
80012 | LAR | F | South | YES | 0.030819 | 0 | 0 | 0 | 0 | 1.04 | DCTie | 1 | 0.06235 | 0 | 0 | 0 | 0 |  |  | 0.06235 | 0 | 0.60972 | 0.7357 |  |  |  |  | 169 | 0.12598
80265 | LARECU40A | 4 | South | YES | 0.030819 | 80 | 0 | 100 |  | 1.039 | GGT | 1 | 0.06235 | 100 | 100 | 3.0819 | 100 |  |  | 0.06235 | 6.235 | 0.6131 | 0.73922 |  |  |  |  | 170 | 0.12598
80266 | LARECU50A | 5 | South | YES | 0.030819 | 80 | 0 | 100 |  | 1.039 | GGT | 1 | 0.06235 | 100 | 100 | 3.0819 | 100 |  |  | 0.06235 | 6.235 | 0.61648 | 0.74273 |  |  |  |  | 171 | 0.12598
8066 | DUP1V#1 | 1 | South | YES | 0.03079 | 52.3 | 0 | 73 | 0 | 1.01 | Cogen | 1 | 0.062321 | 0 | 0 | 0 | 0 |  |  | 0.062321 | 0 | 0.61648 | 0.74273 |  |  |  |  | 172 | 0.12598
5508 | RAYBURNCC9 | 1 | South | YES | 0.030745 | 47.7 | 18.2 | 47.7 | 0 | 1.0296 | CC | 1 | 0.062276 | 47.7 | 47.7 | 1.4665 | 47.7 |  |  | 0.062276 | 2.9705 | 0.6181 | 0.7444 |  |  |  |  | 173 | 0.12611
5509 | RAYBURNCC10 | 1 | South | YES | 0.030745 | 37.3 | 5.2 | 37.3 | 0 | 1.0296 | CC | 1 | 0.062276 | 37.3 | 37.3 | 1.1468 | 37.3 |  |  | 0.062276 | 2.3229 | 0.61936 | 0.74571 |  |  |  |  | 174 | 0.12625
5511 | RAYBURNCC7 | 1 | South | YES | 0.030745 | 47.5 | 18.2 | 47.5 | 0 | 1.0296 | CC | 1 | 0.062276 | 47.5 | 47.5 | 1.4604 | 47.5 |  |  | 0.062276 | 2.9581 | 0.62096 | 0.74738 |  |  |  |  | 175 | 0.12625
5512 | RAYBURNCC8 | 1 | South | YES | 0.030745 | 49.3 | 18.2 | 49.3 | 0 | 1.0296 | CC | 1 | 0.062276 | 49.3 | 49.3 | 1.5157 | 49.3 |  |  | 0.062276 | 3.0702 | 0.62263 | 0.74911 |  |  |  |  | 176 | 0.12631
5503 | RAYBURNGEN3 | 1 | South | YES | 0.030452 | 17.6 | 6 | 22 | 0 | 1.0224 | GST | 1 | 0.061983 | 22 | 22 | 0.66994 | 22 |  |  | 0.061983 | 1.3636 | 0.62337 | 0.74988 |  |  |  |  | 177 | 0.12636
5505 | RAYBURNGEN1 | 1 | South | YES | 0.030452 | 0 | 1 | 11 |  | 1.0223 | GGT | 1 | 0.061983 | 11 | 11 | 0.33497 | 11 |  |  | 0.061983 | 0.68181 | 0.62375 | 0.75026 |  |  |  |  | 178 | 0.12642
5506 | RAYBURNGEN2 | 1 | South | YES | 0.030452 | 0 | 1 | 11 |  | 1.0223 | GGT | 1 | 0.061983 | 11 | 11 | 0.33497 | 11 |  |  | 0.061983 | 0.68181 | 0.62412 | 0.75065 |  |  |  |  | 179 | 0.12648
80224 | VISTRONG1 | 1 | South | YES | 0.030162 | 13.1 | 0 | 15 | 0 | 1.01 | Cogen | 1 | 0.061693 | 0 | 0 | 0 | 0 |  |  | 0.061693 | 0 | 0.62412 | 0.75065 |  |  |  |  | 180 | 0.12651
80225 | VISTRONG2 | 2 | South | YES | 0.030162 | 20.2 | 0 | 23 | 0 | 1.01 | Cogen | 1 | 0.061693 | 0 | 0 | 0 | 0 |  |  | 0.061693 | 0 | 0.62412 | 0.75065 |  |  |  |  | 181 | 0.12652
80227 | AIRCO G | 1 | South | YES | 0.029929 | 7.2 | 0 | 8 | 0 | 1.0104 | Cogen | 1 | 0.06146 | 0 | 0 | 0 | 0 |  |  | 0.06146 | 0 | 0.62412 | 0.75065 |  |  |  |  | 182 | 0.12653
8147 | UCAR #2 | 10 | South | YES | 0.029812 | 18.2 | 0 | 28 |  | 1 | Cogen | 1 | 0.061343 | 0 | 0 | 0 | 0 |  |  | 0.061343 | 0 | 0.62412 | 0.75065 |  |  |  |  | 183 | 0.12653
8148 | UCAR #1 | 2 | South | YES | 0.029812 | 6.1 | 0 | 7 | 0 | 1.009 | Cogen | 1 | 0.061343 | 0 | 0 | 0 | 0 |  |  | 0.061343 | 0 | 0.62412 | 0.75065 |  |  |  |  | 184 | 0.12653
80137 | CSDR89 | 9 | South | YES | 0.029812 | 15 | 0 | 15 | 0 | 1.003 | DCTie | 1 | 0.061343 | 0 | 0 | 0 | 0 |  |  | 0.061343 | 0 | 0.62412 | 0.75065 |  |  |  |  | 185 | 0.12653
80137 | CSDR89 | 8 | South | YES | 0.029812 | 33.9 | 0 | 39 | 0 | 1.003 | DCTie | 1 | 0.061343 | 0 | 0 | 0 | 0 |  |  | 0.061343 | 0 | 0.62412 | 0.75065 |  |  |  |  | 186 | 0.12653
80138 | CSDR7 | 7 | South | YES | 0.029812 | 6.1 | 0 | 7 | 0 | 1.014 | DCTie | 1 | 0.061343 | 0 | 0 | 0 | 0 |  |  | 0.061343 | 0 | 0.62412 | 0.75065 |  |  |  |  | 187 | 0.12653
80139 | CSDR56 | 6 | South | YES | 0.029812 | 0 | 0 | 39 |  | 1.0033 | DCTie | 1 | 0.061343 | 0 | 0 | 0 | 0 |  |  | 0.061343 | 0 | 0.62412 | 0.75065 |  |  |  |  | 188 | 0.12653
80139 | CSDR56 | 5 | South | YES | 0.029812 | 15 | 0 | 15 |  | 1.0033 | DCTie | 1 | 0.061343 | 0 | 0 | 0 | 0 |  |  | 0.061343 | 0 | 0.62412 | 0.75065 |  |  |  |  | 189 | 0.12653
80140 | CSDR11 | 11 | South | YES | 0.029812 | 33.9 | 0 | 39 | 0 | 1.03 | DCTie | 1 | 0.061343 | 0 | 0 | 0 | 0 |  |  | 0.061343 | 0 | 0.62412 | 0.75065 |  |  |  |  | 190 | 0.12653
80226 | ALCOA G | 1 | South | YES | 0.028988 | 32.3 | 5 | 48 | 0 | 1.015 | Cogen | 1 | 0.060519 | 0 | 0 | 0 | 0 |  |  | 0.060519 | 0 | 0.62412 | 0.75065 |  |  |  |  | 191 | 0.12653
8134 | FOR #1 | 1 | South | YES | 0.028733 | 54.1 | 45 | 79 | 0 | 1 | Cogen | 1 | 0.060264 | 0 | 0 | 0 | 0 |  |  | 0.060264 | 0 | 0.62412 | 0.75065 |  |  |  |  | 192 | 0.12653
8138 | FOR #2 | 2 | South | YES | 0.028733 | 63.1 | 45 | 81 | 0 | 1 | Cogen | 1 | 0.060264 | 0 | 0 | 0 | 0 |  |  | 0.060264 | 0 | 0.62412 | 0.75065 |  |  |  |  | 193 | 0.12653
8153 | FOR #3 | 3 | South | YES | 0.028733 | 63.1 | 45 | 79.9 | 0 | 1 | Cogen | 1 | 0.060264 | 0 | 0 | 0 | 0 |  |  | 0.060264 | 0 | 0.62412 | 0.75065 |  |  |  |  | 194 | 0.12653
8154 | FOR #4 | 4 | South | YES | 0.028733 | 63.1 | 60 | 80 | 0 | 1 | Cogen | 1 | 0.060264 | 0 | 0 | 0 | 0 |  |  | 0.060264 | 0 | 0.62412 | 0.75065 |  |  |  |  | 195 | 0.12653
8155 | FOR #5 | 5 | South | YES | 0.028733 | 63.1 | 60 | 78.4 | 0 | 1 | Cogen | 1 | 0.060264 | 0 | 0 | 0 | 0 |  |  | 0.060264 | 0 | 0.62412 | 0.75065 |  |  |  |  | 196 | 0.12653
8156 | FOR #6 | 6 | South | YES | 0.028733 | 24.9 | 5 | 25 | 0 | 1 | Cogen | 1 | 0.060264 | 0 | 0 | 0 | 0 |  |  | 0.060264 | 0 | 0.62412 | 0.75065 |  |  |  |  | 197 | 0.12653
8157 | FOR #7 | 7 | South | YES | 0.028733 | 28.8 | 5 | 46 | 0 | 1 | Cogen | 1 | 0.060264 | 0 | 0 | 0 | 0 |  |  | 0.060264 | 0 | 0.62412 | 0.75065 |  |  |  |  | 198 | 0.12653
80051 | FOR #8 | 8 | South | YES | 0.028733 | 28 | 28 | 28 |  | 1 | Cogen | 1 | 0.060264 | 0 | 0 | 0 | 0 |  |  | 0.060264 | 0 | 0.62412 | 0.75065 |  |  |  |  | 199 | 0.12653
80052 | FOR #9 | 9 | South | YES | 0.028733 | 29.7 | 5 | 43.6 | 0 | 1 | Cogen | 1 | 0.060264 | 0 | 0 | 0 | 0 |  |  | 0.060264 | 0 | 0.62412 | 0.75065 |  |  |  |  | 200 | 0.12653
80053 | FOR #10 | 10 | South | YES | 0.028733 | 68.4 | 45 | 75 | 0 | 1 | Cogen | 1 | 0.060264 | 0 | 0 | 0 | 0 |  |  | 0.060264 | 0 | 0.62412 | 0.75065 |  |  |  |  | 201 | 0.12653
8262 | ELPS | 1 | South | YES | 0.021831 | 6 | 6 | 6 | 0 | 1.15 | Hydro | 1 | 0.053362 | 0 | 0 | 0 | 0 |  |  | 0.053362 | 0 | 0.62412 | 0.75065 |  |  |  |  | 202 | 0.12653
5911 | STP_GN1___1 | 1 | Houston | YES | 0.019565 | 1333 | 1249 | 1333 | 0 | 1.0406 | Nuc | 1 | 0.051096 | 0 | 0 |  |  |  |  | 0.051096 | 0 | 0.62412 | 0.75065 |  |  |  |  | 203 | 0.12653
5912 | STP_GN2___2 | 2 | Houston | YES | 0.019565 | 1332 | 1249 | 1332 | 0 | 1.0406 | Nuc | 1 | 0.051096 | 0 | 0 |  |  |  |  | 0.051096 | 0 | 0.62412 | 0.75065 |  |  |  |  | 204 | 0.12653
48731 | CBE_GT1 | 1 | Houston | YES | 0.019404 | 76 | 0 | 76 | 0 | 1.029 | CC | 1 | 0.050935 | 76 | 76 |  |  |  |  | 0.050935 | 3.871 | 0.62669 | 0.75283 |  |  |  |  | 205 | 0.12653
48732 | CBE_GT2 | 1 | Houston | YES | 0.019404 | 76 | 0 | 76 | 0 | 1.029 | CC | 1 | 0.050935 | 76 | 76 |  |  |  |  | 0.050935 | 3.871 | 0.62926 | 0.75501 |  |  |  |  | 206 | 0.12653
48733 | CBE_ST12 | 1 | Houston | YES | 0.019404 | 105 | 0 | 105 | 0 | 1.029 | CC | 1 | 0.050935 | 105 | 105 |  |  |  |  | 0.050935 | 5.3481 | 0.63281 | 0.75803 |  |  |  |  | 207 | 0.12653
48734 | CBE_GT3 | 1 | Houston | YES | 0.019404 | 76 | 0 | 76 | 0 | 1.029 | CC | 1 | 0.050935 | 76 | 76 |  |  |  |  | 0.050935 | 3.871 | 0.63537 | 0.76021 |  |  |  |  | 208 | 0.12614
48735 | CBE_GT4 | 1 | Houston | YES | 0.019404 | 76 | 0 | 76 | 0 | 1.029 | CC | 1 | 0.050935 | 76 | 76 |  |  |  |  | 0.050935 | 3.871 | 0.63794 | 0.76239 |  |  |  |  | 209 | 0.12576
48736 | CBE_ST34 | 1 | Houston | YES | 0.019404 | 105 | 0 | 105 | 0 | 1.029 | CC | 1 | 0.050935 | 105 | 105 |  |  |  |  | 0.050935 | 5.3481 | 0.64149 | 0.7654 |  |  |  |  | 210 | 0.12522
48911 | TGF_GT1_8000 | 1 | Houston | YES | 0.018258 | 69.2 | 0 | 69.2 |  | 1.029 | Cogen | 1 | 0.049789 | 0 | 0 |  |  |  |  | 0.049789 | 0 | 0.64149 | 0.7654 |  |  |  |  | 211 | 0.12483
8032 | AMISTADHYD1 | 1 | South | YES | 0.016956 | 33 | 13 | 33 | 0 | 1.03 | Hydro | 1 | 0.048487 | 0 | 0 | 0 | 0 |  |  | 0.048487 | 0 | 0.64149 | 0.7654 |  |  |  |  | 212 | 0.12445
8033 | AMISTADHYD2 | 2 | South | YES | 0.016956 | 25 | 13 | 25 | 0 | 1.03 | Hydro | 1 | 0.048487 | 0 | 0 | 0 | 0 |  |  | 0.048487 | 0 | 0.64149 | 0.7654 |  |  |  |  | 213 | 0.12391
88253 | HAMILTON | F | South | YES | 0.016956 | 0 | 0 | 0 | 0 | 1.04 | BLT | 1 | 0.048487 | 0 | 0 | 0 | 0 |  |  | 0.048487 | 0 | 0.64149 | 0.7654 |  |  |  |  | 214 | 0.12391
49851 | DOW17000 | 37 | Houston | YES | 0.014768 | 39 | 0 | 62 | 0 | 1 | Cogen | 1 | 0.046299 | 0 | 0 |  |  |  |  | 0.046299 | 0 | 0.64149 | 0.7654 |  |  |  |  | 215 | 0.12391
49858 | DOW38100 | 31 | Houston | YES | 0.014768 | 45 | 0 | 71.4 |  | 1 | Cogen | 1 | 0.046299 | 0 | 0 |  |  |  |  | 0.046299 | 0 | 0.64149 | 0.7654 |  |  |  |  | 216 | 0.12391
49859 | DOW38200 | 33 | Houston | YES | 0.014768 | 28 | 0 | 45 | 0 | 1 | Cogen | 1 | 0.046299 | 0 | 0 |  |  |  |  | 0.046299 | 0 | 0.64149 | 0.7654 |  |  |  |  | 217 | 0.12391
49860 | DOW38300 | 32 | Houston | YES | 0.014768 | 63 | 0 | 101 |  | 1 | Cogen | 1 | 0.046299 | 0 | 0 |  |  |  |  | 0.046299 | 0 | 0.64149 | 0.7654 |  |  |  |  | 218 | 0.12391
49862 | DOW39100 | 36 | Houston | YES | 0.014768 | 54 | 0 | 86 | 0 | 1 | Cogen | 1 | 0.046299 | 0 | 0 |  |  |  |  | 0.046299 | 0 | 0.64149 | 0.7654 |  |  |  |  | 219 | 0.12391
49863 | DOW39200 | 35 | Houston | YES | 0.014768 | 55 | 0 | 88 | 0 | 1 | Cogen | 1 | 0.046299 | 0 | 0 |  |  |  |  | 0.046299 | 0 | 0.64149 | 0.7654 |  |  |  |  | 220 | 0.12391
49865 | DOW41000 | 41 | Houston | YES | 0.014768 | 31 | 0 | 50 |  | 1 | Cogen | 1 | 0.046299 | 0 | 0 |  |  |  |  | 0.046299 | 0 | 0.64149 | 0.7654 |  |  |  |  | 221 | 0.12391
49866 | DOW42000 | 42 | Houston | YES | 0.014768 | 11 | 0 | 18 |  | 1 | Cogen | 1 | 0.046299 | 0 | 0 |  |  |  |  | 0.046299 | 0 | 0.64149 | 0.7654 |  |  |  |  | 222 | 0.12391
49869 | DOW49000 | 45 | Houston | YES | 0.014768 | 59 | 0 | 94 |  | 1 | Cogen | 1 | 0.046299 | 0 | 0 |  |  |  |  | 0.046299 | 0 | 0.64149 | 0.7654 |  |  |  |  | 223 | 0.12391
49870 | DOW61000 | 61 | Houston | YES | 0.014768 | 44 | 0 | 70 | 0 | 1 | Cogen | 1 | 0.046299 | 0 | 0 |  |  |  |  | 0.046299 | 0 | 0.64149 | 0.7654 |  |  |  |  | 224 | 0.12391
49871 | DOW62000 | 62 | Houston | YES | 0.014768 | 40 | 0 | 63 | 0 | 1 | Cogen | 1 | 0.046299 | 0 | 0 |  |  |  |  | 0.046299 | 0 | 0.64149 | 0.7654 |  |  |  |  | 225 | 0.12391
49872 | DOW63000 | 63 | Houston | YES | 0.014768 | 45 | 0 | 72 | 0 | 1 | Cogen | 1 | 0.046299 | 0 | 0 |  |  |  |  | 0.046299 | 0 | 0.64149 | 0.7654 |  |  |  |  | 226 | 0.12391
49873 | DOW64000 | 64 | Houston | YES | 0.014768 | 41 | 0 | 64.8 | 0 | 1 | Cogen | 1 | 0.046299 | 0 | 0 |  |  |  |  | 0.046299 | 0 | 0.64149 | 0.7654 |  |  |  |  | 227 | 0.12391
49876 | DOW65000 | 65 | Houston | YES | 0.014768 | 63 | 0 | 101 | 0 | 1 | Cogen | 1 | 0.046299 | 0 | 0 |  |  |  |  | 0.046299 | 0 | 0.64149 | 0.7654 |  |  |  |  | 228 | 0.12391
49877 | DOW66000 | 66 | Houston | YES | 0.014768 | 61 | 0 | 97 | 0 | 1 | Cogen | 1 | 0.046299 | 0 | 0 |  |  |  |  | 0.046299 | 0 | 0.64149 | 0.7654 |  |  |  |  | 229 | 0.12391
49878 | DOW67000 | 67 | Houston | YES | 0.014768 | 65 | 0 | 103 | 0 | 1 | Cogen | 1 | 0.046299 | 0 | 0 |  |  |  |  | 0.046299 | 0 | 0.64149 | 0.7654 |  |  |  |  | 230 | 0.12391
49882 | DOW81000 | 81 | Houston | YES | 0.014768 | 47 | 0 | 76 | 0 | 1 | Cogen | 1 | 0.046299 | 0 | 0 |  |  |  |  | 0.046299 | 0 | 0.64149 | 0.7654 |  |  |  |  | 231 | 0.12391
49884 | DOW82000 | 82 | Houston | YES | 0.014768 | 51 | 0 | 80 | 0 | 1 | Cogen | 1 | 0.046299 | 0 | 0 |  |  |  |  | 0.046299 | 0 | 0.64149 | 0.7654 |  |  |  |  | 232 | 0.12391
49885 | DOW83000 | 83 | Houston | YES | 0.014768 | 51 | 0 | 80 | 0 | 1 | Cogen | 1 | 0.046299 | 0 | 0 |  |  |  |  | 0.046299 | 0 | 0.64149 | 0.7654 |  |  |  |  | 233 | 0.12391
49886 | DOW84000 | 84 | Houston | YES | 0.014768 | 107 | 0 | 171 | 0 | 0.98 | Cogen | 1 | 0.046299 | 0 | 0 |  |  |  |  | 0.046299 | 0 | 0.64149 | 0.7654 |  |  |  |  | 234 | 0.12391
48520 | BSF_GT1_8070 | 1 | Houston | YES | 0.013886 | 72 | 0 | 72 | 0 | 1.0326 | Cogen | 1 | 0.045417 | 0 | 0 |  |  |  |  | 0.045417 | 0 | 0.64149 | 0.7654 |  |  |  |  | 235 | 0.12391
48520 | BSF_GT1_8070 | 2 | Houston | YES | 0.013886 | 10 | 0 | 10 | 0 | 1.0326 | Cogen | 1 | 0.045417 | 0 | 0 |  |  |  |  | 0.045417 | 0 | 0.64149 | 0.7654 |  |  |  |  | 236 | 0.12391
39760 | TNSCLP1___8 | 1 | Houston | YES | 0.013189 | 93.4 | 20 | 116.8 | 0 | 1.04 | Cogen | 1 | 0.04472 | 0 | 0 |  |  |  |  | 0.04472 | 0 | 0.64149 | 0.7654 |  |  |  |  | 237 | 0.12391
39770 | TNSCLP2___8 | 1 | Houston | YES | 0.013189 | 91.6 | 20 | 114.5 | 0 | 1.04 | Cogen | 1 | 0.04472 | 0 | 0 |  |  |  |  | 0.04472 | 0 | 0.64149 | 0.7654 |  |  |  |  | 238 | 0.12391
39775 | TNSCLP4___8 | 1 | Houston | YES | 0.013189 | 95.2 | 20 | 119 | 0 | 1.04 | Cogen | 1 | 0.04472 | 0 | 0 |  |  |  |  | 0.04472 | 0 | 0.64149 | 0.7654 |  |  |  |  | 239 | 0.12391
39790 | TNSCLP3___8 | 1 | Houston | YES | 0.013189 | 87.6 | 20 | 109.5 | 0 | 1.027 | Cogen | 1 | 0.04472 | 0 | 0 |  |  |  |  | 0.04472 | 0 | 0.64149 | 0.7654 |  |  |  |  | 240 | 0.12391
48730 | MNS_GT | 1 | Houston | YES | 0.010674 | 43 | 0 | 46.1 |  | 1.029 | Cogen | 1 | 0.042205 | 0 | 0 |  |  |  |  | 0.042205 | 0 | 0.64149 | 0.7654 |  |  |  |  | 241 | 0.12391
48926 | WAP_GN6_6 | 6 | Houston | YES | 0.010663 | 651 | 280 | 651 |  | 1.035 | LIGCO | 1 | 0.042194 | 0 | 651 |  |  |  |  | 0.042194 | 27.4681 | 0.6635 | 0.78089 |  |  |  |  | 242 | 0.12391
48927 | WAP_GN7_7 | 7 | Houston | YES | 0.010663 | 564 | 277 | 564 |  | 1.035 | LIGCO | 1 | 0.042194 | 0 | 564 |  |  |  |  | 0.042194 | 23.7972 | 0.68257 | 0.7943 |  |  |  |  | 243 | 0.12391
48928 | WAP_GN8_8 | 8 | Houston | YES | 0.010663 | 603 | 275 | 603 |  | 1.035 | LIGCO | 1 | 0.042194 | 0 | 603 |  |  |  |  | 0.042194 | 25.4428 | 0.70295 | 0.80864 |  |  |  |  | 244 | 0.12391
48521 | BVE_GT1_GT1 | 1 | Houston | YES | 0.010642 | 167.7 | 0 | 167.7 |  | 1.035 | CC | 1 | 0.042173 | 167.7 | 167.7 |  |  |  |  | 0.042173 | 7.0724 | 0.70862 | 0.81262 |  |  |  |  | 245 | 0.11738
48522 | BVE_GT2_5035 | 2 | Houston | YES | 0.010642 | 166.4 | 0 | 166.4 |  | 1.035 | CC | 1 | 0.042173 | 166.4 | 166.4 |  |  |  |  | 0.042173 | 7.0175 | 0.71425 | 0.81658 |  |  |  |  | 246 | 0.11173
48523 | BVE_ST1_GN1 | 3 | Houston | YES | 0.010642 | 252.4 | 0 | 252.4 |  | 1.035 | CC | 1 | 0.042173 | 252.4 | 252.4 |  |  |  |  | 0.042173 | 10.6444 | 0.72278 | 0.82258 |  |  |  |  | 247 | 0.10569
48510 | AK_GT1__8040 | 1 | Houston | YES | 0.010296 | 33.4 | 8.1 | 34 |  | 1.029 | Cogen | 1 | 0.041827 | 0 | 0 |  |  |  |  | 0.041827 | 0 | 0.72278 | 0.82258 |  |  |  |  | 248 | 0.104
48921 | WAP_GN1_1 | 1 | Houston | YES | 0.010249 | 132.8 | 37 | 166 | 0 | 1.0362 | GST | 1 | 0.04178 | 166 | 166 |  |  |  |  | 0.04178 | 6.9354 | 0.72839 | 0.82649 |  |  |  |  | 249 | 0.10233
48922 | WAP_GN2_2 | 2 | Houston | YES | 0.010249 | 132.8 | 37 | 166 | 0 | 1.0362 | GST | 1 | 0.04178 | 166 | 166 |  |  |  |  | 0.04178 | 6.9354 | 0.734 | 0.8304 |  |  |  |  | 250 | 0.099799
48923 | WAP_GN3_3 | 3 | Houston | YES | 0.010249 | 198.4 | 93 | 248 | 0 | 1.0362 | GST | 1 | 0.04178 | 248 | 248 |  |  |  |  | 0.04178 | 10.3614 | 0.74239 | 0.83624 |  |  |  |  | 251 | 0.099799
48924 | WAP_GN4_4 | 4 | Houston | YES | 0.010249 | 546 | 217 | 546 | 0 | 1.0362 | GSC | 1 | 0.04178 | 546 | 546 |  |  |  |  | 0.04178 | 22.8117 | 0.76085 | 0.84909 |  |  |  |  | 252 | 0.098096
48925 | WAP_GN5_5 | 5 | Houston | YES | 0.010249 | 607.1 | 278 | 654 | 0 | 0.985 | LIGCO | 1 | 0.04178 | 0 | 654 |  |  |  |  | 0.04178 | 27.3239 | 0.78295 | 0.86449 |  |  |  |  | 253 | 0.096393
48929 | WAPGT21_GT1 | B1 | Houston | YES | 0.010249 | 0 | 0 | 13 |  | 1.05 | GGT | 1 | 0.04178 | 13 | 13 |  |  |  |  | 0.04178 | 0.54314 | 0.78339 | 0.8648 |  |  |  |  | 254 | 0.093849
38580 | TNBP_CGN1_8 | 1 | Houston | YES | 0.008613 | 70.8 | 0 | 70.8 | 0 | 1.005 | Cogen | 1 | 0.040144 | 0 | 0 |  |  |  |  | 0.040144 | 0 | 0.78339 | 0.8648 |  |  |  |  | 255 | 0.088248
38590 | TNBP_CGN2_8 | 2 | Houston | YES | 0.008613 | 66.7 | 0 | 66.7 | 0 | 1.005 | Cogen | 1 | 0.040144 | 0 | 0 |  |  |  |  | 0.040144 | 0 | 0.78339 | 0.8648 |  |  |  |  | 256 | 0.081539
38600 | TNBP_CGN3_8 | 5 | Houston | YES | 0.008613 | 53 | 0 | 53 | 0 | 1.005 | Cogen | 1 | 0.040144 | 0 | 0 |  |  |  |  | 0.040144 | 0 | 0.78339 | 0.8648 |  |  |  |  | 257 | 0.081405
38611 | TNBPAMCG1_8 | 1 | Houston | YES | 0.008613 | 153.2 | 0 | 153.2 | 0 | 1.005 | Cogen | 1 | 0.040144 | 0 | 0 |  |  |  |  | 0.040144 | 0 | 0.78339 | 0.8648 |  |  |  |  | 258 | 0.081405
38612 | TNBPAMCG2_8 | 2 | Houston | YES | 0.008613 | 153.5 | 0 | 153.5 | 0 | 1.005 | Cogen | 1 | 0.040144 | 0 | 0 |  |  |  |  | 0.040144 | 0 | 0.78339 | 0.8648 |  |  |  |  | 259 | 0.081405
38613 | TNBPAMCG3_8 | 3 | Houston | YES | 0.008613 | 152.3 | 0 | 152.3 | 0 | 1.005 | Cogen | 1 | 0.040144 | 0 | 0 |  |  |  |  | 0.040144 | 0 | 0.78339 | 0.8648 |  |  |  |  | 260 | 0.081405
38614 | TNBPAMCG4_8 | 4 | Houston | YES | 0.008613 | 96 | 0 | 96 |  | 1.005 | Cogen | 1 | 0.040144 | 0 | 0 |  |  |  |  | 0.040144 | 0 | 0.78339 | 0.8648 |  |  |  |  | 261 | 0.081405
38615 | TNBPAMCG5_8 | 1 | Houston | YES | 0.008613 | 244 | 0 | 244 | 0 | 1.005 | Cogen | 1 | 0.040144 | 0 | 0 |  |  |  |  | 0.040144 | 0 | 0.78339 | 0.8648 |  |  |  |  | 262 | 0.081405
38690 | TNBP_CGN4_8 | 3 | Houston | YES | 0.008613 | 40 | 0 | 40 |  | 1.005 | Cogen | 1 | 0.040144 | 0 | 0 |  |  |  |  | 0.040144 | 0 | 0.78339 | 0.8648 |  |  |  |  | 263 | 0.081405
38711 | TNTXCTY1CG8 | 1 | Houston | YES | 0.008613 | 100.3 | 59 | 100.3 | 0 | 1 | Cogen | 1 | 0.040144 | 0 | 0 |  |  |  |  | 0.040144 | 0 | 0.78339 | 0.8648 |  |  |  |  | 264 | 0.081405
38712 | TNTXCTY2CG8 | 1 | Houston | YES | 0.008613 | 92.9 | 59 | 92.9 | 0 | 1 | Cogen | 1 | 0.040144 | 0 | 0 |  |  |  |  | 0.040144 | 0 | 0.78339 | 0.8648 |  |  |  |  | 265 | 0.081405
38713 | TNTXCTY3CG8 | 1 | Houston | YES | 0.008613 | 102.7 | 59 | 102.7 | 0 | 1 | Cogen | 1 | 0.040144 | 0 | 0 |  |  |  |  | 0.040144 | 0 | 0.78339 | 0.8648 |  |  |  |  | 266 | 0.081405
38714 | TNTXCTY4CG8 | 1 | Houston | YES | 0.008613 | 103 | 59 | 103 | 0 | 1 | Cogen | 1 | 0.040144 | 0 | 0 |  |  |  |  | 0.040144 | 0 | 0.78339 | 0.8648 |  |  |  |  | 267 | 0.081405
39470 | TNDOWCGNSG8 | 1 | Houston | YES | 0.008613 | 32 | 10 | 32 | 0 | 0.985 | Cogen | 1 | 0.040144 | 0 | 0 |  |  |  |  | 0.040144 | 0 | 0.78339 | 0.8648 |  |  |  |  | 268 | 0.081405
39480 | TNDOWCGNGG8 | 1 | Houston | YES | 0.008613 | 30 | 10 | 30 | 0 | 0.985 | Cogen | 1 | 0.040144 | 0 | 0 |  |  |  |  | 0.040144 | 0 | 0.78339 | 0.8648 |  |  |  |  | 269 | 0.081405
48772 | PHR_GN2_2 | MB | Houston | YES | 0.00792 | 0 | 72 | 459 |  | 1.0362 | GSC | 1 | 0.039451 | 0 | 0 |  |  |  |  | 0.039451 | 0 | 0.78339 | 0.8648 |  |  |  |  | 270 | 0.081405
48561 | CTL_GT2_8130 | 1 | Houston | YES | 0.007437 | 73.5 | 30.3 | 91.9 |  | 1.0362 | Cogen | 1 | 0.038968 | 0 | 0 |  |  |  |  | 0.038968 | 0 | 0.78339 | 0.8648 |  |  |  |  | 271 | 0.081405
48562 | CTL_GT3_8135 | 2 | Houston | YES | 0.007437 | 70.1 | 30.3 | 87.6 |  | 1.0362 | Cogen | 1 | 0.038968 | 0 | 0 |  |  |  |  | 0.038968 | 0 | 0.78339 | 0.8648 |  |  |  |  | 272 | 0.081405
48563 | CTL_GT4_8140 | 3 | Houston | YES | 0.007437 | 69.6 | 30.3 | 87 |  | 1.0362 | Cogen | 1 | 0.038968 | 0 | 0 |  |  |  |  | 0.038968 | 0 | 0.78339 | 0.8648 |  |  |  |  | 273 | 0.081405
48564 | CTL_GN1_8145 | 4 | Houston | YES | 0.007437 | 43.6 | 12.9 | 54.5 |  | 1.0362 | Cogen | 1 | 0.038968 | 0 | 0 |  |  |  |  | 0.038968 | 0 | 0.78339 | 0.8648 |  |  |  |  | 274 | 0.081405
48565 | CTL_GN2_8155 | 5 | Houston | YES | 0.007437 | 9.8 | 3.4 | 12.2 |  | 1.0362 | Cogen | 1 | 0.038968 | 0 | 0 |  |  |  |  | 0.038968 | 0 | 0.78339 | 0.8648 |  |  |  |  | 275 | 0.081405
48531 | BYU_GT1_8075 | 1 | Houston | YES | 0.007252 | 65 | 0 | 65 |  | 1.0362 | Cogen | 1 | 0.038783 | 0 | 0 |  |  |  |  | 0.038783 | 0 | 0.78339 | 0.8648 |  |  |  |  | 276 | 0.081405
48532 | BYU_GT2_8055 | 2 | Houston | YES | 0.007252 | 62 | 0 | 62 |  | 1.0362 | Cogen | 1 | 0.038783 | 0 | 0 |  |  |  |  | 0.038783 | 0 | 0.78339 | 0.8648 |  |  |  |  | 277 | 0.081405
48533 | BYU_GT3_8060 | 3 | Houston | YES | 0.007252 | 67 | 0 | 67 |  | 1.0362 | Cogen | 1 | 0.038783 | 0 | 0 |  |  |  |  | 0.038783 | 0 | 0.78339 | 0.8648 |  |  |  |  | 278 | 0.081405
48534 | BYU_GT4_8065 | 4 | Houston | YES | 0.007252 | 65 | 0 | 65 |  | 1.0362 | Cogen | 1 | 0.038783 | 0 | 0 |  |  |  |  | 0.038783 | 0 | 0.78339 | 0.8648 |  |  |  |  | 279 | 0.081405
48691 | GBY_73741085 | B | Houston | YES | 0.007017 | 37.6 | 20 | 47 | 0 | 1.0362 | GGT | 1 | 0.038548 | 47 | 47 |  |  |  |  | 0.038548 | 1.8117 | 0.78498 | 0.86582 |  |  |  |  | 280 | 0.081405
48691 | GBY_73741085 | A | Houston | YES | 0.007017 | 37.6 | 20 | 47 | 0 | 1.0362 | GGT | 1 | 0.038548 | 47 | 47 |  |  |  |  | 0.038548 | 1.8117 | 0.78657 | 0.86684 |  |  |  |  | 281 | 0.081405
48692 | GBY_81821075 | D | Houston | YES | 0.007017 | 44 | 20 | 55 | 0 | 1.0362 | GGT | 1 | 0.038548 | 55 | 55 |  |  |  |  | 0.038548 | 2.1201 | 0.78843 | 0.86804 |  |  |  |  | 282 | 0.081405
48692 | GBY_81821075 | C | Houston | YES | 0.007017 | 37.6 | 20 | 47 | 0 | 1.0362 | GGT | 1 | 0.038548 | 47 | 47 |  |  |  |  | 0.038548 | 1.8117 | 0.79002 | 0.86906 |  |  |  |  | 283 | 0.080838
48693 | GBY_83841065 | F | Houston | YES | 0.007017 | 43.2 | 20 | 54 | 0 | 1.0362 | GGT | 1 | 0.038548 | 54 | 54 |  |  |  |  | 0.038548 | 2.0816 | 0.79185 | 0.87023 |  |  |  |  | 284 | 0.08027
48693 | GBY_83841065 | E | Houston | YES | 0.007017 | 45.6 | 20 | 57 | 0 | 1.0362 | GGT | 1 | 0.038548 | 57 | 57 |  |  |  |  | 0.038548 | 2.1972 | 0.79377 | 0.87147 |  |  |  |  | 285 | 0.079605
48841 | SJS_GT1_GT1 | 1 | Houston | YES | 0.006904 | 62.4 | 49 | 78 | 0 | 1.0362 | Cogen | 1 | 0.038435 | 0 | 0 |  |  |  |  | 0.038435 | 0 | 0.79377 | 0.87147 |  |  |  |  | 286 | 0.079038
48842 | SJS_GT2_GT2 | 2 | Houston | YES | 0.006904 | 64.8 | 49 | 81 | 0 | 1.0362 | Cogen | 1 | 0.038435 | 0 | 0 |  |  |  |  | 0.038435 | 0 | 0.79377 | 0.87147 |  |  |  |  | 287 | 0.078385
48641 | DPEC_GT15040 | 1 | Houston | YES | 0.006814 | 163.2 | 98 | 163.2 | 0 | 1.0319 | CC | 1 | 0.038345 | 163.2 | 163.2 |  |  |  |  | 0.038345 | 6.2578 | 0.79929 | 0.875 |  |  |  |  | 288 | 0.077697
48642 | DPEC_GT25025 | 2 | Houston | YES | 0.006814 | 157.1 | 98 | 157.1 | 0 | 1.0319 | CC | 1 | 0.038345 | 157.1 | 157.1 |  |  |  |  | 0.038345 | 6.0239 | 0.8046 | 0.87839 |  |  |  |  | 289 | 0.077697
48643 | DPEC_GT35010 | 3 | Houston | YES | 0.006814 | 157.5 | 98 | 157.5 | 0 | 1.0319 | CC | 1 | 0.038345 | 157.5 | 157.5 |  |  |  |  | 0.038345 | 6.0393 | 0.80993 | 0.8818 |  |  |  |  | 290 | 0.077697
48644 | DPEC_GT45070 | 4 | Houston | YES | 0.006814 | 157 | 98 | 157 | 0 | 1.0319 | CC | 1 | 0.038345 | 157 | 157 |  |  |  |  | 0.038345 | 6.0201 | 0.81523 | 0.88519 |  |  |  |  | 291 | 0.075707
48645 | DPEC_ST55065 | 5 | Houston | YES | 0.006814 | 282 | 0 | 282 | 0 | 1.0319 | CC | 1 | 0.038345 | 282 | 282 |  |  |  |  | 0.038345 | 10.8132 | 0.82477 | 0.89128 |  |  |  |  | 292 | 0.073791
48761 | PR_GT1__9040 | 1 | Houston | YES | 0.006728 | 26 | 0 | 35 |  | 1 | Cogen | 1 | 0.038259 | 0 | 0 |  |  |  |  | 0.038259 | 0 | 0.82477 | 0.89128 |  |  |  |  | 293 | 0.07187
48855 | SRB_GT211035 | B1 | Houston | YES | 0.006642 | 0 | 0 | 18 |  | 1.014 | GGT | 1 | 0.038173 | 18 | 18 |  |  |  |  | 0.038173 | 0.68711 | 0.82537 | 0.89167 |  |  |  |  | 294 | 0.069956
48855 | SRB_GT211035 | B2 | Houston | YES | 0.006642 | 0 | 0 | 12 |  | 1.014 | GGT | 1 | 0.038173 | 12 | 12 |  |  |  |  | 0.038173 | 0.45807 | 0.82578 | 0.89193 |  |  |  |  | 295 | 0.066517
48852 | SRB_GN2_2 | 2 | Houston | YES | 0.006637 | 140.8 | 26 | 176 | 0 | 1.0217 | GST | 1 | 0.038168 | 176 | 176 |  |  |  |  | 0.038168 | 6.7175 | 0.83173 | 0.89571 |  |  |  |  | 296 | 0.066517
48851 | SRB_GN1_1 | 1 | Houston | YES | 0.00663 | 132 | 26 | 165 | 0 | 1.0217 | GST | 1 | 0.038161 | 165 | 165 |  |  |  |  | 0.038161 | 6.2965 | 0.83731 | 0.89926 |  |  |  |  | 297 | 0.066296
48551 | CAL_GT1_8045 | 1 | Houston | YES | 0.006628 | 149 | 0 | 149 | 0 | 1.0326 | Cogen | 1 | 0.038159 | 0 | 0 |  |  |  |  | 0.038159 | 0 | 0.83731 | 0.89926 |  |  |  |  | 298 | 0.066148
48552 | CAL_ST1_8000 | 2 | Houston | YES | 0.006628 | 65.1 | 0 | 65.1 | 0 | 1.0326 | Cogen | 1 | 0.038159 | 0 | 0 |  |  |  |  | 0.038159 | 0 | 0.83731 | 0.89926 |  |  |  |  | 299 | 0.063984
48853 | SRB_GN3_3 | 3 | Houston | YES | 0.006608 | 170.4 | 35 | 213 |  | 1.0326 | GST | 1 | 0.038139 | 213 | 213 |  |  |  |  | 0.038139 | 8.1235 | 0.84451 | 0.90384 |  |  |  |  | 300 | 0.061955
48845 | SOL_GT1 | 1 | Houston | YES | 0.006606 | 16.2 | 15.4 | 16.2 |  | 1.0326 | Solar | 1 | 0.038137 | 16.2 | 16.2 |  |  |  |  | 0.038137 | 0.61781 | 0.84506 | 0.90419 |  |  |  |  | 301 | 0.061955
48611 | DIB_GT1_8080 | 1 | Houston | YES | 0.006605 | 64 | 0 | 64 | 0 | 1.0326 | Cogen | 1 | 0.038136 | 0 | 0 |  |  |  |  | 0.038136 | 0 | 0.84506 | 0.90419 |  |  |  |  | 302 | 0.061955
48612 | DIB_GT2_8075 | 2 | Houston | YES | 0.006605 | 63.2 | 0 | 63.2 | 0 | 1.0326 | Cogen | 1 | 0.038136 | 0 | 0 |  |  |  |  | 0.038136 | 0 | 0.84506 | 0.90419 |  |  |  |  | 303 | 0.059333
48613 | DIB_ST1_8085 | 3 | Houston | YES | 0.006605 | 67.9 | 30 | 82.6 | 0 | 1.0326 | Cogen | 1 | 0.038136 | 0 | 0 |  |  |  |  | 0.038136 | 0 | 0.84506 | 0.90419 |  |  |  |  | 304 | 0.059134
48614 | DIB_GT3_8090 | 4 | Houston | YES | 0.006605 | 73.6 | 15 | 73.6 | 0 | 1.0326 | Cogen | 1 | 0.038136 | 0 | 0 |  |  |  |  | 0.038136 | 0 | 0.84506 | 0.90419 |  |  |  |  | 305 | 0.059134
48854 | SRB_GN4_4 | 4 | Houston | YES | 0.006603 | 182.4 | 35 | 228 | 0 | 1.0326 | GST | 1 | 0.038134 | 228 | 228 |  |  |  |  | 0.038134 | 8.6945 | 0.85276 | 0.90909 |  |  |  |  | 306 | 0.059134
48740 | PSG_GN2_8050 | 1 | Houston | YES | 0.006602 | 182 | 60 | 182 | 0 | 1.0326 | Cogen | 1 | 0.038133 | 0 | 0 |  |  |  |  | 0.038133 | 0 | 0.85276 | 0.90909 |  |  |  |  | 307 | 0.059134
48741 | PSG_GT2_8040 | 1 | Houston | YES | 0.006602 | 158.6 | 50 | 158.6 | 0 | 1.0326 | Cogen | 1 | 0.038133 | 0 | 0 |  |  |  |  | 0.038133 | 0 | 0.85276 | 0.90909 |  |  |  |  | 308 | 0.059134
48742 | PSG_GT3_8060 | 1 | Houston | YES | 0.006602 | 157 | 50 | 157 | 0 | 1.0326 | Cogen | 1 | 0.038133 | 0 | 0 |  |  |  |  | 0.038133 | 0 | 0.85276 | 0.90909 |  |  |  |  | 309 | 0.056326
48820 | SHELLG1_3015 | 1 | Houston | YES | 0.006481 | 71 | 34.5 | 71 |  | 1.029 | Cogen | 1 | 0.038012 | 0 | 0 |  |  |  |  | 0.038012 | 0 | 0.85276 | 0.90909 |  |  |  |  | 310 | 0.056326
48821 | SHELLG2 | 2 | Houston | YES | 0.006481 | 72 | 34.5 | 72 |  | 1.029 | Cogen | 1 | 0.038012 | 0 | 0 |  |  |  |  | 0.038012 | 0 | 0.85276 | 0.90909 |  |  |  |  | 311 | 0.056326
48822 | SHELLG3_3020 | 2 | Houston | YES | 0.006481 | 30 | 0 | 30 |  | 1.029 | Cogen | 1 | 0.038012 | 0 | 0 |  |  |  |  | 0.038012 | 0 | 0.85276 | 0.90909 |  |  |  |  | 312 | 0.056326
48822 | SHELLG3_3020 | 1 | Houston | YES | 0.006481 | 39 | 0 | 39 |  | 1.029 | Cogen | 1 | 0.038012 | 0 | 0 |  |  |  |  | 0.038012 | 0 | 0.85276 | 0.90909 |  |  |  |  | 313 | 0.056326
48500 | APD_GT1_8005 | 1 | Houston | YES | 0.006313 | 137.6 | 54.6 | 137.6 | 0 | 1.0362 | Cogen | 1 | 0.037844 | 0 | 0 |  |  |  |  | 0.037844 | 0 | 0.85276 | 0.90909 |  |  |  |  | 314 | 0.056326
48511 | LPE_GT1_8070 | 1 | Houston | YES | 0.006275 | 42 | 0 | 42 | 0 | 1.0362 | GGT | 1 | 0.037806 | 42 | 42 |  |  |  |  | 0.037806 | 1.5878 | 0.85418 | 0.90999 |  |  |  |  | 315 | 0.056326
48512 | LPE_GT2_8075 | 2 | Houston | YES | 0.006275 | 42 | 0 | 42 | 0 | 1.0362 | GGT | 1 | 0.037806 | 42 | 42 |  |  |  |  | 0.037806 | 1.5878 | 0.8556 | 0.91088 |  |  |  |  | 316 | 0.056326
48513 | LPE_GT3_8080 | 3 | Houston | YES | 0.006275 | 39 | 0 | 39 | 0 | 1.0362 | GGT | 1 | 0.037806 | 39 | 39 |  |  |  |  | 0.037806 | 1.4744 | 0.85692 | 0.91171 |  |  |  |  | 317 | 0.056326
48514 | LPE_GT4_8085 | 4 | Houston | YES | 0.006275 | 39 | 0 | 39 | 0 | 1.0362 | GGT | 1 | 0.037806 | 39 | 39 |  |  |  |  | 0.037806 | 1.4744 | 0.85824 | 0.91254 |  |  |  |  | 318 | 0.055801
48593 | CHE_GT1_8015 | 1 | Houston | YES | 0.00625 | 173 | 50 | 173 | 0 | 1.0362 | Cogen | 1 | 0.037781 | 0 | 0 |  |  |  |  | 0.037781 | 0 | 0.85824 | 0.91254 |  |  |  |  | 319 | 0.055276
48594 | CHE_GN4_8025 | 4 | Houston | YES | 0.00625 | 142 | 60 | 142 | 0 | 1.0362 | Cogen | 1 | 0.037781 | 0 | 0 |  |  |  |  | 0.037781 | 0 | 0.85824 | 0.91254 |  |  |  |  | 320 | 0.054789
48873 | THW_ST3_ST_3 | 3 | Houston | YES | 0.006002 | 107 | 19 | 107 | 0 | 1.0435 | CC | 1 | 0.037533 | 107 | 107 |  |  |  |  | 0.037533 | 4.016 | 0.86186 | 0.91481 |  |  |  |  | 321 | 0.054302
48874 | THW_ST4_ST_4 | 4 | Houston | YES | 0.006002 | 108 | 19 | 108 | 0 | 1.0435 | CC | 1 | 0.037533 | 108 | 108 |  |  |  |  | 0.037533 | 4.0535 | 0.86551 | 0.91709 |  |  |  |  | 322 | 0.054302
48875 | THW_3132 | A | Houston | YES | 0.006002 | 55 | 5 | 55 | 0 | 1.0435 | CC | 1 | 0.037533 | 55 | 55 |  |  |  |  | 0.037533 | 2.0643 | 0.86737 | 0.91825 |  |  |  |  | 323 | 0.054302
48875 | THW_3132 | B | Houston | YES | 0.006002 | 53 | 5 | 53 | 0 | 1.0435 | CC | 1 | 0.037533 | 53 | 53 |  |  |  |  | 0.037533 | 1.9892 | 0.86916 | 0.91938 |  |  |  |  | 324 | 0.052948
48877 | THW_3334 | C | Houston | YES | 0.006002 | 55 | 5 | 55 | 0 | 1.0435 | CC | 1 | 0.037533 | 55 | 55 |  |  |  |  | 0.037533 | 2.0643 | 0.87102 | 0.92054 |  |  |  |  | 325 | 0.051581
48877 | THW_3334 | D | Houston | YES | 0.006002 | 57 | 5 | 57 | 0 | 1.0435 | CC | 1 | 0.037533 | 57 | 57 |  |  |  |  | 0.037533 | 2.1394 | 0.87295 | 0.92174 |  |  |  |  | 326 | 0.050885
48879 | THW_4142 | E | Houston | YES | 0.006002 | 56 | 5 | 56 | 0 | 1.0435 | CC | 1 | 0.037533 | 56 | 56 |  |  |  |  | 0.037533 | 2.1018 | 0.87484 | 0.92293 |  |  |  |  | 327 | 0.050215
48879 | THW_4142 | F | Houston | YES | 0.006002 | 55 | 5 | 55 | 0 | 1.0435 | CC | 1 | 0.037533 | 55 | 55 |  |  |  |  | 0.037533 | 2.0643 | 0.8767 | 0.92409 |  |  |  |  | 328 | 0.049519
48881 | THW_4344 | G | Houston | YES | 0.006002 | 58 | 5 | 58 | 0 | 1.0435 | CC | 1 | 0.037533 | 58 | 58 |  |  |  |  | 0.037533 | 2.1769 | 0.87866 | 0.92532 |  |  |  |  | 329 | 0.048798
48881 | THW_4344 | H | Houston | YES | 0.006002 | 58 | 5 | 58 | 0 | 1.0435 | CC | 1 | 0.037533 | 58 | 58 |  |  |  |  | 0.037533 | 2.1769 | 0.88062 | 0.92655 |  |  |  |  | 330 | 0.048089
48582 | CBY_GN2_2 | 2 | Houston | YES | 0.005801 | 596.8 | 110 | 746 | 0 | 1.0435 | GSC | 1 | 0.037332 | 746 | 746 |  |  |  |  | 0.037332 | 27.8494 | 0.90584 | 0.94224 |  |  |  |  | 331 | 0.047394
48883 | THW_GT1_GT_1 | B2 | Houston | YES | 0.005701 | 0 | 0 | 12 |  | 1.043 | GGT | 1 | 0.037232 | 12 | 12 |  |  |  |  | 0.037232 | 0.44678 | 0.90625 | 0.94249 |  |  |  |  | 332 | 0.04666
49803 | EXN_15GT | 1 | Houston | YES | 0.005666 | 33 | 8.3 | 34 |  | 1.0326 | Cogen | 1 | 0.037197 | 0 | 0 |  |  |  |  | 0.037197 | 0 | 0.90625 | 0.94249 |  |  |  |  | 333 | 0.045926
49804 | EXN_16GT | 2 | Houston | YES | 0.005666 | 32 | 8.3 | 34.7 |  | 1.0326 | Cogen | 1 | 0.037197 | 0 | 0 |  |  |  |  | 0.037197 | 0 | 0.90625 | 0.94249 |  |  |  |  | 334 | 0.036403
49805 | EXN_17GT | 3 | Houston | YES | 0.005666 | 31 | 8.3 | 32.7 |  | 1.0326 | Cogen | 1 | 0.037197 | 0 | 0 |  |  |  |  | 0.037197 | 0 | 0.90625 | 0.94249 |  |  |  |  | 335 | 0.036249
49826 | EXN938GT | 5 | Houston | YES | 0.005666 | 43 | 9.2 | 45.9 |  | 1.0326 | Cogen | 1 | 0.037197 | 0 | 0 |  |  |  |  | 0.037197 | 0 | 0.90625 | 0.94249 |  |  |  |  | 336 | 0.036249
49828 | EXN941GT | 10 | Houston | YES | 0.005666 | 17.7 | 5.4 | 17.7 | 0 | 1.0326 | Cogen | 1 | 0.037197 | 0 | 0 |  |  |  |  | 0.037197 | 0 | 0.90625 | 0.94249 |  |  |  |  | 337 | 0.036249
49829 | EXN942GT | 11 | Houston | YES | 0.005666 | 20 | 5.4 | 20.4 | 0 | 1.0326 | Cogen | 1 | 0.037197 | 0 | 0 |  |  |  |  | 0.037197 | 0 | 0.90625 | 0.94249 |  |  |  |  | 338 | 0.036249
49830 | EXN943GT | 12 | Houston | YES | 0.005666 | 19 | 5.4 | 19.9 | 0 | 1.0326 | Cogen | 1 | 0.037197 | 0 | 0 |  |  |  |  | 0.037197 | 0 | 0.90625 | 0.94249 |  |  |  |  | 339 | 0.036249
49831 | EXN944GT | 13 | Houston | YES | 0.005666 | 33 | 5.4 | 35 | 0 | 1.0326 | Cogen | 1 | 0.037197 | 0 | 0 |  |  |  |  | 0.037197 | 0 | 0.90625 | 0.94249 |  |  |  |  | 340 | 0.036249
49832 | EXN945GT | 9 | Houston | YES | 0.005666 | 18.5 | 9.2 | 18.5 |  | 1.0326 | Cogen | 1 | 0.037197 | 0 | 0 |  |  |  |  | 0.037197 | 0 | 0.90625 | 0.94249 |  |  |  |  | 341 | 0.036249
49837 | EXN_GT | 4 | Houston | YES | 0.005666 | 81 | 21.3 | 85.4 |  | 1.0326 | Cogen | 1 | 0.037197 | 0 | 0 |  |  |  |  | 0.037197 | 0 | 0.90625 | 0.94249 |  |  |  |  | 342 | 0.036249
49838 | EXN_14GT | 14 | Houston | YES | 0.005666 | 140 | 0 | 148 |  | 1.0326 | Cogen | 1 | 0.037197 | 0 | 0 |  |  |  |  | 0.037197 | 0 | 0.90625 | 0.94249 |  |  |  |  | 343 | 0.036249
48651 | EP_1_2 | 1 | Houston | YES | 0.005536 | 4 | 0 | 5 | 0 | 1.0362 | Cogen | 1 | 0.037067 | 0 | 0 |  |  |  |  | 0.037067 | 0 | 0.90625 | 0.94249 |  |  |  |  | 344 | 0.036249
48651 | EP_1_2 | 2 | Houston | YES | 0.005536 | 17.7 | 10 | 21 | 0 | 1.0362 | Cogen | 1 | 0.037067 | 0 | 0 |  |  |  |  | 0.037067 | 0 | 0.90625 | 0.94249 |  |  |  |  | 345 | 0.036249
48940 | WARVUE_GT1 | G1 | Houston | YES | 0.005532 | 15 | 0 | 15 |  | 1.021 | Cogen | 1 | 0.037063 | 0 | 0 |  |  |  |  | 0.037063 | 0 | 0.90625 | 0.94249 |  |  |  |  | 346 | 0.036249
48581 | CBY_GN1_1 | 1 | Houston | YES | 0.005527 | 595.2 | 108 | 744 | 0 | 1.0435 | GSC | 1 | 0.037058 | 744 | 744 |  |  |  |  | 0.037058 | 27.5709 | 0.9314 | 0.95803 |  |  |  |  | 347 | 0.036249
48791 | PSA_GT1_8160 | 1 | Houston | YES | 0.005523 | 52 | 20.8 | 65 | 0 | 1.0362 | Cogen | 1 | 0.037054 | 0 | 0 |  |  |  |  | 0.037054 | 0 | 0.9314 | 0.95803 |  |  |  |  | 348 | 0.036249
48792 | PSA_GT2_8155 | 2 | Houston | YES | 0.005523 | 52.8 | 20.3 | 66 | 0 | 1.0362 | Cogen | 1 | 0.037054 | 0 | 0 |  |  |  |  | 0.037054 | 0 | 0.9314 | 0.95803 |  |  |  |  | 349 | 0.036249
48793 | PSA_GT3_8150 | 3 | Houston | YES | 0.005523 | 56 | 20.3 | 70 | 0 | 1.0362 | Cogen | 1 | 0.037054 | 0 | 0 |  |  |  |  | 0.037054 | 0 | 0.9314 | 0.95803 |  |  |  |  | 350 | 0.026637
48794 | PSA_GT4_8145 | 4 | Houston | YES | 0.005523 | 52.8 | 20.3 | 66 | 0 | 1.0362 | Cogen | 1 | 0.037054 | 0 | 0 |  |  |  |  | 0.037054 | 0 | 0.9314 | 0.95803 |  |  |  |  | 351 | 0.026637
48795 | PSA_GT5_8140 | 5 | Houston | YES | 0.005523 | 51.2 | 20.3 | 64 | 0 | 1.0362 | Cogen | 1 | 0.037054 | 0 | 0 |  |  |  |  | 0.037054 | 0 | 0.9314 | 0.95803 |  |  |  |  | 352 | 0.026637
48796 | PSA_GN1_8165 | 1 | Houston | YES | 0.005523 | 83.2 | 43.1 | 104 | 0 | 1.0362 | Cogen | 1 | 0.037054 | 0 | 0 |  |  |  |  | 0.037054 | 0 | 0.9314 | 0.95803 |  |  |  |  | 353 | 0.026637
48797 | PSA_GT6_8135 | 6 | Houston | YES | 0.005523 | 47.2 | 34.5 | 59 | 0 | 1.0362 | Cogen | 1 | 0.037054 | 0 | 0 |  |  |  |  | 0.037054 | 0 | 0.9314 | 0.95803 |  |  |  |  | 354 | 0.026637
48815 | CVC_GT4_8005 | 4 | Houston | YES | 0.005451 | 165 | 91.8 | 165 |  | 1.0362 | Cogen | 1 | 0.036982 | 0 | 0 |  |  |  |  | 0.036982 | 0 | 0.9314 | 0.95803 |  |  |  |  | 355 | 0.026637
48583 | CBY_GT4_1 | 1 | Houston | YES | 0.005412 | 172 | 0 | 172 | 0 | 1.027 | GSC | 1 | 0.036943 | 172 | 172 |  |  |  |  | 0.036943 | 6.3541 | 0.93721 | 0.96162 |  |  |  |  | 356 | 0.026637
48584 | CBY_GT4_2 | 2 | Houston | YES | 0.005412 | 172 | 0 | 172 | 0 | 1.027 | CC | 1 | 0.036943 | 172 | 172 |  |  |  |  | 0.036943 | 6.3541 | 0.94303 | 0.9652 |  |  |  |  | 357 | 0.026637
48585 | CBY_ST4_1 | 3 | Houston | YES | 0.005412 | 172 | 0 | 172 | 0 | 1.027 | CC | 1 | 0.036943 | 172 | 172 |  |  |  |  | 0.036943 | 6.3541 | 0.94884 | 0.96878 |  |  |  |  | 358 | 0.026637
48595 | BTE_GT2_8075 | 1 | Houston | YES | 0.005185 | 162.8 | 130 | 162.8 | 0 | 1.0261 | CC | 1 | 0.036716 | 162.8 | 162.8 |  |  |  |  | 0.036716 | 5.9773 | 0.95434 | 0.97215 |  |  |  |  | 359 | 0.024403
48596 | BTE_GT3_8045 | 2 | Houston | YES | 0.005185 | 161.4 | 130 | 161.4 | 0 | 1.0261 | CC | 1 | 0.036716 | 161.4 | 161.4 |  |  |  |  | 0.036716 | 5.9259 | 0.9598 | 0.97549 |  |  |  |  | 360 | 0.02217
48597 | BTE_GT4_8055 | 3 | Houston | YES | 0.005185 | 158.9 | 130 | 158.9 | 0 | 1.0261 | CC | 1 | 0.036716 | 158.9 | 158.9 |  |  |  |  | 0.036716 | 5.8341 | 0.96517 | 0.97878 |  |  |  |  | 361 | 0.019937
48598 | BTE_ST1_8070 | 4 | Houston | YES | 0.005185 | 269.2 | 60 | 269.2 | 0 | 1.0261 | CC | 1 | 0.036716 | 269.2 | 269.2 |  |  |  |  | 0.036716 | 9.8839 | 0.97427 | 0.98435 |  |  |  |  | 362 | 0.017802
48690 | GBY_GN5_5 | 5 | Houston | YES | 0.005113 | 318.4 | 81 | 398 |  | 1.0362 | GSC | 1 | 0.036644 | 398 | 398 |  |  |  |  | 0.036644 | 14.5842 | 0.98773 | 0.99257 |  |  |  |  | 363 | 0.015686
48885 | THW_5152 | B | Houston | YES | 0.005014 | 47.2 | 5 | 59 |  | 1.0319 | GGT | 1 | 0.036545 | 59 | 59 |  |  |  |  | 0.036545 | 2.1561 | 0.98972 | 0.99378 |  |  |  |  | 364 | 0.013602
48885 | THW_5152 | A | Houston | YES | 0.005014 | 46.4 | 5 | 58 |  | 1.0319 | GGT | 1 | 0.036545 | 58 | 58 |  |  |  |  | 0.036545 | 2.1196 | 0.99168 | 0.99498 |  |  |  |  | 365 | 0.010072
48886 | THW_5354 | D | Houston | YES | 0.005014 | 46.4 | 5 | 58 |  | 1.0319 | GGT | 1 | 0.036545 | 58 | 58 |  |  |  |  | 0.036545 | 2.1196 | 0.99364 | 0.99617 |  |  |  |  | 366 | 0.0048372
48886 | THW_5354 | C | Houston | YES | 0.005014 | 45.6 | 5 | 57 |  | 1.0319 | GGT | 1 | 0.036545 | 57 | 57 |  |  |  |  | 0.036545 | 2.083 | 0.99557 | 0.99734 |  |  |  |  | 367 | 0.0040579
48887 | THW_5556 | E | Houston | YES | 0.005014 | 47.2 | 5 | 59 |  | 1.0319 | GGT | 1 | 0.036545 | 59 | 59 |  |  |  |  | 0.036545 | 2.1561 | 0.99757 | 0.99856 |  |  |  |  | 368 | 0.0032918
48887 | THW_5556 | F | Houston | YES | 0.005014 | 45.6 | 5 | 57 |  | 1.0319 | GGT | 1 | 0.036545 | 57 | 57 |  |  |  |  | 0.036545 | 2.083 | 0.99949 | 0.99973 |  |  |  |  | 369 | 0.0025257
48591 | CHE_GT2_5030 | 2 | Houston | YES | 0.003633 | 173 | 50 | 173 | 0 | 1.029 | Cogen | 1 | 0.035164 | 0 | 0 |  |  |  |  | 0.035164 | 0 | 0.99949 | 0.99973 |  |  |  |  | 370 | 0.0017728
48811 | CVC_GT3_5045 | 3 | Houston | YES | 0.003633 | 156 | 91.8 | 156 | 0 | 1.029 | Cogen | 1 | 0.035164 | 0 | 0 |  |  |  |  | 0.035164 | 0 | 0.99949 | 0.99973 |  |  |  |  | 371 | 0.00099343
48812 | CVC_GT2_5020 | 2 | Houston | YES | 0.003633 | 158 | 91.8 | 158 | 0 | 1.029 | Cogen | 1 | 0.035164 | 0 | 0 |  |  |  |  | 0.035164 | 0 | 0.99949 | 0.99973 |  |  |  |  | 372 | 0.00024052
48813 | CVC_GT1_5035 | 1 | Houston | YES | 0.003633 | 160 | 91.8 | 160 | 0 | 1.029 | Cogen | 1 | 0.035164 | 0 | 0 |  |  |  |  | 0.035164 | 0 | 0.99949 | 0.99973 |  |  |  |  | 373 | 0.00024052
48814 | CVC_ST5_5040 | 1 | Houston | YES | 0.003633 | 162 | 91.8 | 162 | 0 | 1.029 | Cogen | 1 | 0.035164 | 0 | 0 |  |  |  |  | 0.035164 | 0 | 0.99949 | 0.99973 |  |  |  |  | 374 | 0.00024052
5934 | SI_RAY5 | 5 | South | YES | 0 | 0 | 10 | 15 |  | 1.035 | GST | 1 | 0.031531 | 15 | 15 | 0 | 15 |  |  | 0.031531 | 0.47296 | 1 | 1 |  |  |  |  | 375 | 0.00024052
8139 | JOS #1 | MB | South | YES | 0 | 0 | 45 | 255 |  | 1.02 | GST | 1 | 0.031531 | 0 | 0 | 0 | 0 |  |  | 0.031531 | 0 | 1 | 1 |  |  |  |  | 376 | 0.00024052
8285 | LAR #1 | MB | South | YES | 0 | 0 | 9 | 32 |  | 1.0497 | GST | 1 | 0.031531 | 0 | 0 | 0 | 0 |  |  | 0.031531 | 0 | 1 | 1 |  |  |  |  | 377 | 0.00024052
8287 | LAR #2 | MB | South | YES | 0 | 0 | 9 | 32 |  | 1.04 | GST | 1 | 0.031531 | 0 | 0 | 0 | 0 |  |  | 0.031531 | 0 | 1 | 1 |  |  |  |  | 378 | 0
8288 | LAR #3 | MB | South | YES | 0 | 0 | 25 | 105 |  | 1.04 | GST | 1 | 0.031531 | 0 | 0 | 0 | 0 |  |  | 0.031531 | 0 | 1 | 1 |  |  |  |  | 379 | 0
8388 | BATES0A | MB | South | YES | 0 | 0 | 21 | 71 |  | 1.033 | GST | 1 | 0.031531 | 0 | 0 | 0 | 0 |  |  | 0.031531 | 0 | 1 | 1 |  |  |  |  | 380 | 0
8393 | BATES0B | MB | South | YES | 0 | 0 | 25 | 110 |  | 1.03 | GST | 1 | 0.031531 | 0 | 0 | 0 | 0 |  |  | 0.031531 | 0 | 1 | 1 |  |  |  |  | 381 | 0
8437 | NUECES_B0C | MB | South | YES | 0 | 0 | 7 | 30 |  | 1.03 | GST | 1 | 0.031531 | 0 | 0 | 0 | 0 |  |  | 0.031531 | 0 | 1 | 1 |  |  |  |  | 382 | 0
8438 | NUECES_B0B | MB | South | YES | 0 | 0 | 26 | 169 |  | 1.03 | GST | 1 | 0.031531 | 0 | 0 | 0 | 0 |  |  | 0.031531 | 0 | 1 | 1 |  |  |  |  | 383 | 0
39190 | TNSLCGN1__8 | 1 | Houston | YES | 0 | 0 | 10 | 30 |  | 1.03 | Cogen | 1 | 0.031531 | 0 | 0 |  |  |  |  | 0.031531 | 0 | 1 | 1 |  |  |  |  | 384 | 0
32883 | BRYN_DNSBY3 | 1 | North | YES | -0.008215 | 0 | 2 | 48 |  | 1.015 | GST | -1 | 0.048792 | 48 | 48 |  |  | -0.39432 | 48 | -0.048792 | -2.342 | [6 empty] | 385 | 0
32884 | BRYN_DNSBY13 | 1 | North | YES | -0.008215 | 46 | 2 | 46 | 0 | 1.015 | GST | -1 | 0.048792 | 46 | 46 |  |  | -0.37789 | 46 | -0.048792 | -2.2444 | [6 empty] | 386 | 0
32892 | BRYN_DNSBY14 | 1 | North | YES | -0.008215 | 84 | 25 | 105 | 0 | 1.035 | GST | -1 | 0.048792 | 105 | 105 |  |  | -0.86257 | 105 | -0.048792 | -5.1232 | [6 empty] | 387 | 0
48671 | FTR_GT1_5105 | 1 | North | YES | -0.00886 | 154.2 | 0 | 154.2 | 0 | 1.0319 | CC | -1 | 0.049437 | 154.2 | 154.2 |  |  | -1.3662 | 154.2 | -0.049437 | -7.6232 | [6 empty] | 388 | 0
48672 | FTR_GT2_5110 | 2 | North | YES | -0.00886 | 159 | 0 | 159 | 0 | 1.0319 | CC | -1 | 0.049437 | 159 | 159 |  |  | -1.4087 | 159 | -0.049437 | -7.8605 | [6 empty] | 389 | 0
48673 | FTR_GT3_5085 | 3 | North | YES | -0.00886 | 158 | 0 | 158 | 0 | 1.0319 | CC | -1 | 0.049437 | 158 | 158 |  |  | -1.3999 | 158 | -0.049437 | -7.8111 | [6 empty] | 390 | 0
48674 | FTR_CN4_5095 | 4 | North | YES | -0.00886 | 380 | 0 | 380 | 0 | 1.0319 | CC | -1 | 0.049437 | 380 | 380 |  |  | -3.3668 | 380 | -0.049437 | -18.7862
32886 | BRYN_ATKINS3 | MB | North | YES | -0.0091 | 0 | 5 | 12 |  | 1 | GST | -1 | 0.049677 | 0 | 0 |  |  | 0 | 0 | -0.049677 | 0
32887 | BRYN_ATKINS6 | MB | North | YES | -0.0091 | 0 | 12 | 51 |  | 1.028 | GST | -1 | 0.049677 | 0 | 0 |  |  | 0 | 0 | -0.049677 | 0
32888 | BRYN_ATKINS7 | 1 | North | YES | -0.0091 | 13.6 | 4 | 17 |  | 1.028 | GGT | -1 | 0.049677 | 17 | 17 |  |  | -0.1547 | 17 | -0.049677 | -0.84451
32890 | BRYN_ATKINS4 | MB | North | YES | -0.0091 | 0 | 5 | 22 |  | 1.031 | GST | -1 | 0.049677 | 0 | 0 |  |  | 0 | 0 | -0.049677 | 0
32891 | BRYN_ATKINS5 | MB | North | YES | -0.0091 | 0 | 5 | 25 |  | 1.031 | GST | -1 | 0.049677 | 0 | 0 |  |  | 0 | 0 | -0.049677 | 0
32798 | BRYN_TAMUGEN | 1 | North | YES | -0.009403 | 32 | 0 | 32 |  | 1.02 | GST | -1 | 0.04998 | 32 | 32 |  |  | -0.3009 | 32 | -0.04998 | -1.5994
990 | GIBN_CREK_G1 | 1 | North | YES | -0.011247 | 463 | 200 | 463 | 0 | 1.0275 | LIGCO | -1 | 0.051824 | 0 | 463 |  |  | 0 | 0 | -0.051824 | 0
60202 | FRNDDRCS | F | West | YES | -0.016757 | 0 | 0 | 0 | 0 | 0.9985 | AVR | -1 | 0.057334 | 0 | 0 |  |  |  |  | -0.057334 | 0
39960 | TNTNPONE_18 | 1 | North | YES | -0.019373 | 152.3 | 30 | 152.3 |  | 1.04 | LIGCO | -1 | 0.05995 | 0 | 152.3 |  |  | 0 | 0 | -0.05995 | 0
39970 | TNTNPONE_28 | 1 | North | YES | -0.019373 | 153 | 30 | 153 |  | 1.04 | LIGCO | -1 | 0.05995 | 0 | 153 |  |  | 0 | 0 | -0.05995 | 0
60018 | DSKY1 | 1 | West | YES | -0.02116 | 21 | 0 | 84 | 0 | 1.023 | Wind | -1 | 0.061737 | 0 | 84 |  |  |  |  | -0.061737 | 0
60000 | DSKY2 | 1 | West | YES | -0.021216 | 19.1 | 0 | 76.5 |  | 1.039 | Wind | -1 | 0.061793 | 0 | 76.5 |  |  |  |  | -0.061793 | 0
60017 | ORNNWP1 | 1 | West | YES | -0.021445 | 20 | 0 | 80 |  | 1.027 | Wind | -1 | 0.062022 | 0 | 80 |  |  |  |  | -0.062022 | 0
38437 | TNSRBNMESA9 | 1 | West | YES | -0.022291 | 37.5 | 0 | 150 | 0 | 1.02 | Wind | -1 | 0.062868 | 0 | 150 |  |  |  |  | -0.062868 | 0
38332 | TNWDWRDU2_8 | 1 | West | YES | -0.022315 | 20 | 0 | 80 | 0 | 1.0232 | Wind | -1 | 0.062892 | 0 | 80 |  |  |  |  | -0.062892 | 0
60016 | WOODWRD11A | 1 | West | YES | -0.022321 | 20 | 0 | 80 |  | 1.033 | Wind | -1 | 0.062898 | 0 | 80 |  |  |  |  | -0.062898 | 0
6016 | SWMESA | 1 | West | YES | -0.02235 | 18.8 | 0 | 75 |  | 1.03 | Wind | -1 | 0.062927 | 0 | 75 |  |  |  |  | -0.062927 | 0
60003 | KING_NE1A | 1 | West | YES | -0.02235 | 20 | 0 | 80 |  | 1.03 | Wind | -1 | 0.062927 | 0 | 80 |  |  |  |  | -0.062927 | 0
60005 | KING_SE1A | 1 | West | YES | -0.02235 | 10 | 0 | 40 |  | 1.035 | Wind | -1 | 0.062927 | 0 | 40 |  |  |  |  | -0.062927 | 0
60201 | RIO DRCS | F | West | YES | -0.022397 | 0 | 0 | 0 | 0 | 1.025 | AVR | -1 | 0.062974 | 0 | 0 |  |  |  |  | -0.062974 | 0
60007 | KING_SW1A | 1 | West | YES | -0.022508 | 20 | 0 | 80 |  | 1.03 | Wind | -1 | 0.063085 | 0 | 80 |  |  |  |  | -0.063085 | 0
60019 | KING_NW1A | 1 | West | YES | -0.022508 | 20 | 0 | 80 |  | 1.03 | Wind | -1 | 0.063085 | 0 | 80 |  |  |  |  | -0.063085 | 0
48721 | LEG_1___1 | 1 | North | YES | -0.022783 | 827 | 357 | 827 | 0 | 1.0348 | LIGCO | -1 | 0.06336 | 0 | 827 |  |  | 0 | 0 | -0.06336 | 0
48722 | LEG_2___2 | 2 | North | YES | -0.022783 | 819 | 357 | 819 | 0 | 1.0348 | LIGCO | -1 | 0.06336 | 0 | 819 |  |  | 0 | 0 | -0.06336 | 0
60057 | CALLAHAN1A | 1 | West | YES | -0.024604 | 22.8 | 0 | 114 | 0 | 1.04 | Wind | -1 | 0.065181 | 0 | 114 |  |  |  |  | -0.065181 | 0
1349 | WESTXWIN_1G | 1 | West | YES | -0.024677 | 1.3 | 0 | 6.6 |  | 1.014 | Wind | -1 | 0.065254 | 0 | 6.6 |  |  |  |  | -0.065254 | 0
1350 | NWPWRG1_1G | 1 | West | YES | -0.024677 | 6.9 | 1 | 34.3 |  | 1.014 | Wind | -1 | 0.065254 | 0 | 34.3 |  |  |  |  | -0.065254 | 0
76091 | L_DIVIDE1_1N | W1 | West | YES | -0.024899 | 22.5 | 0 | 112.5 |  | 1.02 | Wind | -1 | 0.065476 | 0 | 112.5 |  |  |  |  | -0.065476 | 0
76095 | L_CAPRSI1_1N | W1 | West | YES | -0.024899 | 29.9 | 0 | 149.5 | 0 | 1.02 | Wind | -1 | 0.065476 | 0 | 149.5 |  |  |  |  | -0.065476 | 0
76096 | L_CAPRSI1_2N | W1 | West | YES | -0.024899 | 37.2 | 0 | 186 | 0 | 1.02 | Wind | -1 | 0.065476 | 0 | 186 |  |  |  |  | -0.065476 | 0
76097 | L_CAPRGE1_1N | W1 | West | YES | -0.024899 | 42.9 | 0 | 214.5 | 0 | 1.02 | Wind | -1 | 0.065476 | 0 | 214.5 |  |  |  |  | -0.065476 | 0
1002 | PBCTAGE_1G | A | West | YES | -0.024997 | 64 | 64 | 66 | 0 | 1.036 | GGT | -1 | 0.065574 | 66 | 66 |  |  |  |  | -0.065574 | -4.3279
1003 | PBCTBGE_2G | B | West | YES | -0.024997 | 65 | 65 | 66 | 0 | 1.036 | GGT | -1 | 0.065574 | 66 | 66 |  |  |  |  | -0.065574 | -4.3279
1004 | PBCTCGE_3G | C | West | YES | -0.024997 | 62 | 62 | 67 | 0 | 1.036 | GGT | -1 | 0.065574 | 67 | 67 |  |  |  |  | -0.065574 | -4.3935
1005 | PBCTDGE_4G | D | West | YES | -0.024997 | 65 | 65 | 68 | 0 | 1.036 | GGT | -1 | 0.065574 | 68 | 68 |  |  |  |  | -0.065574 | -4.4591
1006 | PBCTEGE_5G | E | West | YES | -0.024997 | 65 | 65 | 67 | 0 | 1.036 | GGT | -1 | 0.065574 | 67 | 67 |  |  |  |  | -0.065574 | -4.3935
1007 | PB5GEN_6G | 5 | West | YES | -0.024997 | 91.2 | 40 | 114 | 0 | 1.036 | GST | -1 | 0.065574 | 114 | 114 |  |  |  |  | -0.065574 | -7.4755
1008 | PB6GEN_7G | 6 | West | YES | -0.024997 | 515 | 130 | 515 | 0 | 1.036 | GST | -1 | 0.065574 | 515 | 515 |  |  |  |  | -0.065574 | -33.7708
7038 | L_DELAWA1_1Y | 1 | West | YES | -0.025023 | 3.5 | 0 | 35 | 0 | 1 | Wind | -1 | 0.0656 | 0 | 35 |  |  |  |  | -0.0656 | 0
7038 | L_DELAWA1_1Y | 2 | West | YES | -0.025023 | 3 | 0 | 30 | 0 | 1 | Wind | -1 | 0.0656 | 0 | 30 |  |  |  |  | -0.0656 | 0
76031 | L_GASCCR1_1N | W1 | West | YES | -0.025058 | 30 | 0 | 150 | 0 | 1.02 | Wind | -1 | 0.065635 | 0 | 150 |  |  |  |  | -0.065635 | 0
11147 | NOTREES_1G | 1 | West | YES | -0.025072 | 29.8 | 0 | 149 | 0 | 1.017 | Wind | -1 | 0.065649 | 0 | 149 |  |  |  |  | -0.065649 | 0
1320 | BSP 1 | 1 | West | YES | -0.025254 | 25.5 | 2.9 | 25.8 | 0 | 1 | Cogen | -1 | 0.065831 | 0 | 0 |  |  |  |  | -0.065831 | 0
1326 | STANTONW_8 | 1 | West | YES | -0.025347 | 20.1 | 0 | 100.5 |  | 1.01 | Wind | -1 | 0.065924 | 0 | 100.5 |  |  |  |  | -0.065924 | 0
11020 | TIEHVSG_1G | 1 | West | YES | -0.025374 | 208.2 | 63 | 208.2 | 0 | 1.012 | CC | -1 | 0.065951 | 208.2 | 208.2 |  |  |  |  | -0.065951 | -13.7311
11021 | TIEHVCG_1G | 1 | West | YES | -0.025374 | 142.1 | 103 | 142.1 | 0 | 1.012 | CC | -1 | 0.065951 | 142.1 | 142.1 |  |  |  |  | -0.065951 | -9.3717
11022 | TIEHVCG_2G | 1 | West | YES | -0.025374 | 132.4 | 103 | 132.4 | 0 | 1.012 | CC | -1 | 0.065951 | 132.4 | 132.4 |  |  |  |  | -0.065951 | -8.732
11023 | TIEHVCG_3G | 1 | West | YES | -0.025374 | 137.4 | 103 | 137.4 | 0 | 1.012 | CC | -1 | 0.065951 | 137.4 | 137.4 |  |  |  |  | -0.065951 | -9.0617
11024 | TIEHVCG_4G | 1 | West | YES | -0.025374 | 147 | 103 | 147 | 0 | 1.012 | CC | -1 | 0.065951 | 147 | 147 |  |  |  |  | -0.065951 | -9.6948
11025 | TIEHVSG_2G | 1 | West | YES | -0.025374 | 213.2 | 63 | 213.2 | 0 | 1.012 | CC | -1 | 0.065951 | 213.2 | 213.2 |  |  |  |  | -0.065951 | -14.0608
11001 | NAV1CT | 1 | West | YES | -0.025378 | 70.4 | 18 | 70.4 | 0 | 1.029 | CC | -1 | 0.065955 | 70.4 | 70.4 |  |  |  |  | -0.065955 | -4.6433
11009 | NAV2CT | 1 | West | YES | -0.025378 | 71.4 | 18 | 71.4 | 0 | 1.029 | CC | -1 | 0.065955 | 71.4 | 71.4 |  |  |  |  | -0.065955 | -4.7092
11011 | NAV3ST | 1 | West | YES | -0.025378 | 92.8 | 40 | 92.8 | 0 | 1.029 | CC | -1 | 0.065955 | 92.8 | 92.8 |  |  |  |  | -0.065955 | -6.1207
11012 | NAV4CT | 1 | West | YES | -0.025378 | 80 | 18 | 80 | 0 | 1.029 | CC | -1 | 0.065955 | 80 | 80 |  |  |  |  | -0.065955 | -5.2764
11013 | NAV5CT | 1 | West | YES | -0.025378 | 80 | 18 | 80 | 0 | 1.029 | CC | -1 | 0.065955 | 80 | 80 |  |  |  |  | -0.065955 | -5.2764
11014 | NAV6ST | 1 | West | YES | -0.025378 | 115 | 40 | 115 | 0 | 1.029 | CC | -1 | 0.065955 | 115 | 115 |  |  |  |  | -0.065955 | -7.5849
1328 | OCOTILLO_1G | 1 | West | YES | -0.025391 | 11.6 | 0 | 58 |  | 1.01 | Wind | -1 | 0.065968 | 0 | 58 |  |  |  |  | -0.065968 | 0
1333 | MCDDONAL_8 | 1 | West | YES | -0.025457 | 42.8 | 0 | 214.2 |  | 1.01 | Wind | -1 | 0.066034 | 0 | 214.2 |  |  |  |  | -0.066034 | 0
1327 | WILDHRSE_1G | 1 | West | YES | -0.025534 | 0 | 0 | 120 |  | 1 | Wind | -1 | 0.066111 | 0 | 120 |  |  |  |  | -0.066111 | 0
1360 | GUNSIGHT_8 | 1 | West | YES | -0.025548 | 0 | 0 | 120 |  | 1.01 | Wind | -1 | 0.066125 | 0 | 120 |  |  |  |  | -0.066125 | 0
11320 | COYOTE_1G | 1 | West | YES | -0.025668 | 22.5 | 0 | 225 |  | 1 | Wind | -1 | 0.066245 | 0 | 225 |  |  |  |  | -0.066245 | 0
11309 | BULLCREK_2G | 1 | West | YES | -0.025692 | 20.9 | 0 | 180 |  | 1 | Wind | -1 | 0.066269 | 0 | 180 |  |  |  |  | -0.066269 | 0
11310 | BULLCREK_1G | 1 | West | YES | -0.025692 | 15.1 | 0 | 180 |  | 1 | Wind | -1 | 0.066269 | 0 | 180 |  |  |  |  | -0.066269 | 0
1045 | CALENG1G_1G | 1 | West | YES | -0.025694 | 73.4 | 27 | 73.4 | 0 | 1.014 | Cogen | -1 | 0.066271 | 0 | 0 |  |  |  |  | -0.066271 | 0
1046 | CALENG2G_2G | 2 | West | YES | -0.025694 | 73.4 | 27 | 73.4 | 0 | 1.014 | Cogen | -1 | 0.066271 | 0 | 0 |  |  |  |  | -0.066271 | 0
1047 | CALENG3G_3G | 3 | West | YES | -0.025694 | 70.4 | 27 | 70.4 | 0 | 1.014 | Cogen | -1 | 0.066271 | 0 | 0 |  |  |  |  | -0.066271 | 0
60058 | BUFF_GAP1A | 1 | West | YES | -0.025706 | 24 | 0 | 120 |  | 1 | Wind | -1 | 0.066283 | 0 | 120 |  |  |  |  | -0.066283 | 0
60060 | CIRELLO | 1 | West | YES | -0.025706 | 46.6 | 0 | 233 | 0 | 1 | Wind | -1 | 0.066283 | 0 | 233 |  |  |  |  | -0.066283 | 0
60063 | BUFF_GAP1B | 1 | West | YES | -0.025706 | 34 | 0 | 170.2 | 0 | 1.02 | Wind | -1 | 0.066283 | 0 | 170.2 |  |  |  |  | -0.066283 | 0
60066 | H_HOLLOW1A | 1 | West | YES | -0.025706 | 44.4 | 0 | 222 | 0 | 1.005 | Wind | -1 | 0.066283 | 0 | 222 |  |  |  |  | -0.066283 | 0
60068 | HHOLLOW21A | 1 | West | YES | -0.025706 | 36.8 | 0 | 184 | 0 | 1.025 | Wind | -1 | 0.066283 | 0 | 184 |  |  |  |  | -0.066283 | 0
60070 | HHOLLOW31A | 1 | West | YES | -0.025706 | 44.8 | 0 | 224 | 0 | 1.025 | Wind | -1 | 0.066283 | 0 | 224 |  |  |  |  | -0.066283 | 0
60072 | HHOLLOW41A | 1 | West | YES | -0.025706 | 23 | 0 | 115 | 0 | 1.025 | Wind | -1 | 0.066283 | 0 | 115 |  |  |  |  | -0.066283 | 0
1058 | LONGSHORE_5 | 1 | West | YES | -0.025768 | 30 | 0 | 150 |  | 1.01 | Wind | -1 | 0.066345 | 0 | 150 |  |  |  |  | -0.066345 | 0
1058 | LONGSHORE_5 | 2 | West | YES | -0.025768 | 44 | 0 | 220 |  | 1.01 | Wind | -1 | 0.066345 | 0 | 220 |  |  |  |  | -0.066345 | 0
11065 | ELBOWCK_1G | 1 | West | YES | -0.025768 | 23.4 | 0 | 121.9 | 0 | 1 | Wind | -1 | 0.066345 | 0 | 121.9 |  |  |  |  | -0.066345 | 0
1037 | MORGAN5G_5G | 5 | West | YES | -0.025814 | 109.6 | 40 | 137 | 0 | 1.029 | GST | -1 | 0.066391 | 137 | 137 |  |  |  |  | -0.066391 | -9.0956
1039 | MRGNAG_1G | A | West | YES | -0.025814 | 69 | 69 | 69 | 0 | 1.029 | GGT | -1 | 0.066391 | 69 | 69 |  |  |  |  | -0.066391 | -4.581
1040 | MRGNBG_2G | B | West | YES | -0.025814 | 70 | 70 | 71 | 0 | 1.029 | GGT | -1 | 0.066391 | 71 | 71 |  |  |  |  | -0.066391 | -4.7138
1041 | MRGNCG_3G | C | West | YES | -0.025814 | 69 | 69 | 70 | 0 | 1.029 | GGT | -1 | 0.066391 | 70 | 70 |  |  |  |  | -0.066391 | -4.6474
1042 | MRGNDG_4G | D | West | YES | -0.025814 | 68 | 68 | 68 | 0 | 1.029 | GGT | -1 | 0.066391 | 68 | 68 |  |  |  |  | -0.066391 | -4.5146
1043 | MRGNEG_5G | E | West | YES | -0.025814 | 68 | 68 | 70 | 0 | 1.029 | GGT | -1 | 0.066391 | 70 | 70 |  |  |  |  | -0.066391 | -4.6474
1044 | MRGNFG_6G | F | West | YES | -0.025814 | 66 | 66 | 66 | 0 | 1.029 | GGT | -1 | 0.066391 | 66 | 66 |  |  |  |  | -0.066391 | -4.3818
6637 | SNYDERW1A | 1 | West | YES | -0.025835 | 12.6 | 0 | 63 | 0 | 1.025 | Wind | -1 | 0.066412 | 0 | 63 |  |  |  |  | -0.066412 | 0
1068 | SCURRYCW_1G | 1 | West | YES | -0.025865 | 28.2 | 1.3 | 141 | 0 | 1.0217 | Wind | -1 | 0.066442 | 0 | 141 |  |  |  |  | -0.066442 | 0
1073 | SCURRYCW_2G | 2 | West | YES | -0.025865 | 24 | 0 | 120 | 0 | 1.0217 | Wind | -1 | 0.066442 | 0 | 120 |  |  |  |  | -0.066442 | 0
1061 | CIELOGEN_1G | 1 | West | YES | -0.025869 | 19.8 | 0 | 99 |  | 1 | Wind | -1 | 0.066446 | 0 | 99 |  |  |  |  | -0.066446 | 0
1062 | CIELOGEN_2G | 1 | West | YES | -0.025869 | 12.2 | 0 | 61 |  | 1 | Wind | -1 | 0.066446 | 0 | 61 |  |  |  |  | -0.066446 | 0
1069 | KINDERMG_1G | 1 | West | YES | -0.025869 | 25 | 5 | 25 | 0 | 1.017 | Cogen | -1 | 0.066446 | 0 | 0 |  |  |  |  | -0.066446 | 0
1070 | KINDERMG_2G | 1 | West | YES | -0.025869 | 45.7 | 12 | 45.7 | 0 | 1.017 | Cogen | -1 | 0.066446 | 0 | 0 |  |  |  |  | -0.066446 | 0
1071 | KINDERMG_3G | 1 | West | YES | -0.025869 | 45.7 | 12 | 45.7 | 0 | 1.017 | Cogen | -1 | 0.066446 | 0 | 0 |  |  |  |  | -0.066446 | 0
36998 | RDCNYNG1 | 1 | West | YES | -0.025943 | 16.8 | 0 | 84 |  | 1.01 | Wind | -1 | 0.06652 | 0 | 84 |  |  |  |  | -0.06652 | 0
1343 | TRENTIPP_8 | 1 | West | YES | -0.025979 | 30 | 0 | 150 |  | 1.014 | Wind | -1 | 0.066556 | 0 | 150 |  |  |  |  | -0.066556 | 0
1354 | AEPWIND_8 | 1 | West | YES | -0.025979 | 20.2 | 0 | 101 |  | 1 | Wind | -1 | 0.066556 | 0 | 101 |  |  |  |  | -0.066556 | 0
6407 | TURKTRAK1A | 1 | West | YES | -0.026064 | 33.9 | 0 | 169.5 | 0 | 1.025 | Wind | -1 | 0.066641 | 0 | 169.5 |  |  |  |  | -0.066641 | 0
71051 | L_BITTCR1_1N | W1 | West | YES | -0.026228 | 7.5 | 0 | 37.5 |  | 1.02 | Wind | -1 | 0.066805 | 0 | 37.5 |  |  |  |  | -0.066805 | 0
71054 | L_SWEETW1_1N | W1 | West | YES | -0.026228 | 21.5 | 0 | 107.5 |  | 1.02 | Wind | -1 | 0.066805 | 0 | 107.5 |  |  |  |  | -0.066805 | 0
71057 | L_SWEETW1_2N | W1 | West | YES | -0.026228 | 27 | 0 | 135 |  | 1.02 | Wind | -1 | 0.066805 | 0 | 135 |  |  |  |  | -0.066805 | 0
71059 | L_SWEETW1_3N | W1 | West | YES | -0.026228 | 23.8 | 0 | 119 | 0 | 1.02 | Wind | -1 | 0.066805 | 0 | 119 |  |  |  |  | -0.066805 | 0
71060 | L_SWEETW1_4N | W1 | West | YES | -0.026228 | 21 | 0 | 105 | 0 | 1.02 | Wind | -1 | 0.066805 | 0 | 105 |  |  |  |  | -0.066805 | 0
71061 | L_SWEETW1_5N | W1 | West | YES | -0.026228 | 16.1 | 0 | 80.5 | 0 | 1.02 | Wind | -1 | 0.066805 | 0 | 80.5 |  |  |  |  | -0.066805 | 0
11056 | ROSCOE_1G | 1 | West | YES | -0.026268 | 41.8 | 0 | 209 |  | 1 | Wind | -1 | 0.066845 | 0 | 209 |  |  |  |  | -0.066845 | 0
11057 | CHAMPION_1G | 1 | West | YES | -0.026268 | 25.3 | 0 | 126.5 |  | 1 | Wind | -1 | 0.066845 | 0 | 126.5 |  |  |  |  | -0.066845 | 0
11058 | PYRON_1G | 1 | West | YES | -0.026268 | 49.8 | 0 | 249 |  | 1 | Wind | -1 | 0.066845 | 0 | 249 |  |  |  |  | -0.066845 | 0
11059 | INADALE_1G | 1 | West | YES | -0.026268 | 39.4 | 0 | 197 |  | 1 | Wind | -1 | 0.066845 | 0 | 197 |  |  |  |  | -0.066845 | 0
6144 | MCADOO1A | 1 | West | YES | -0.026271 | 15 | 0 | 150 | 0 | 1.025 | Wind | -1 | 0.066848 | 0 | 150 |  |  |  |  | -0.066848 | 0
1416 | SWETWATR_1G | 1 | West | YES | -0.026459 | 30 | 18 | 30 | 0 | 1.026 | CC | -1 | 0.067036 | 30 | 30 |  |  |  |  | -0.067036 | -2.0111
1417 | SWETWATR_2G | 2 | West | YES | -0.026459 | 72 | 36 | 72 | 0 | 1.026 | CC | -1 | 0.067036 | 72 | 72 |  |  |  |  | -0.067036 | -4.8266
1418 | SWETWATR_3G | 3 | West | YES | -0.026459 | 68 | 36 | 68 | 0 | 1.026 | CC | -1 | 0.067036 | 68 | 68 |  |  |  |  | -0.067036 | -4.5585
1419 | SWETWATR_4G | 4 | West | YES | -0.026459 | 61 | 36 | 61 | 0 | 1.026 | CC | -1 | 0.067036 | 61 | 61 |  |  |  |  | -0.067036 | -4.0892
60081 | WHRLWIND1A | 1 | West | YES | -0.026698 | 12 | 0 | 60 | 0 | 1.03 | Wind | -1 | 0.067275 | 0 | 60 |  |  |  |  | -0.067275 | 0
3381 | BBRN_1G | 1 | North | YES | -0.027265 | 618 | 225 | 618 | 0 | 1.03 | LIGCO | -1 | 0.067842 | 0 | 618 |  |  | 0 | 0 | -0.067842 | 0
3382 | BBRN_2G | 2 | North | YES | -0.027265 | 589 | 225 | 589 | 0 | 1.03 | LIGCO | -1 | 0.067842 | 0 | 589 |  |  | 0 | 0 | -0.067842 | 0
1437 | MESQUITW_1G | 1 | North | YES | -0.027369 | 40 | 0 | 400 | 0 | 1.023 | Wind | -1 | 0.067946 | 0 | 400 |  |  | 0 | 0 | -0.067946 | 0
1438 | MESQUITW_2G | 1 | North | YES | -0.027371 | 23.6 | 0 | 236 |  | 1.017 | Wind | -1 | 0.067948 | 0 | 236 |  |  | 0 | 0 | -0.067948 | 0
13131 | CALFREST_1G | 1 | North | YES | -0.027569 | 150.7 | 40 | 150.7 | 0 | 1.031 | CC | -1 | 0.068146 | 150.7 | 150.7 |  |  | -4.1546 | 150.7 | -0.068146 | -10.2696
13132 | CALFREST_2G | 2 | North | YES | -0.027569 | 151 | 57 | 151 | 0 | 1.031 | CC | -1 | 0.068146 | 151 | 151 |  |  | -4.1629 | 151 | -0.068146 | -10.2901
13133 | CALFREST_3G | 3 | North | YES | -0.027569 | 177.4 | 40 | 177.4 | 0 | 1.031 | CC | -1 | 0.068146 | 177.4 | 177.4 |  |  | -4.8907 | 177.4 | -0.068146 | -12.0892
13134 | CALFREST_4G | 4 | North | YES | -0.027641 | 151.5 | 40 | 151.5 | 0 | 1.031 | CC | -1 | 0.068218 | 151.5 | 151.5 |  |  | -4.1876 | 151.5 | -0.068218 | -10.3351
13135 | CALFREST_5G | 5 | North | YES | -0.027641 | 152.3 | 57 | 152.3 | 0 | 1.031 | CC | -1 | 0.068218 | 152.3 | 152.3 |  |  | -4.2097 | 152.3 | -0.068218 | -10.3896
13136 | CALFREST_6G | 6 | North | YES | -0.027641 | 177.5 | 40 | 177.5 | 0 | 1.031 | CC | -1 | 0.068218 | 177.5 | 177.5 |  |  | -4.9063 | 177.5 | -0.068218 | -12.1087
1442 | COKFIELD_5 | 1 | North | YES | -0.02774 | 16.5 | 0 | 165 |  | 1.029 | Wind | -1 | 0.068317 | 0 | 165 |  |  | 0 | 0 | -0.068317 | 0
6100 | OKLA7A | EQ | West | YES | -0.028 | 50 | -220 | 220 | 0 | 1.035 | DCTie | -1 | 0.068577 | 0 | 0 |  |  |  |  | -0.068577 | 0
6752 | OKLA0A | 1 | West | YES | -0.028 | 649.7 | 175 | 649.7 | 0 | 1.035 | LIGCO | -1 | 0.068577 | 0 | 649.7 |  |  |  |  | -0.068577 | 0
1643 | SLSTR1PP_1G | 1 | North | YES | -0.028486 | 6 | 0 | 60 | 0 | 1.022 | Wind | -1 | 0.069063 | 0 | 60 |  |  | 0 | 0 | -0.069063 | 0
1433 | GRHAMSES_1G | 1 | North | YES | -0.028752 | 242 | 60 | 242 | 0 | 1.038 | GST | -1 | 0.069329 | 242 | 242 |  |  | -6.958 | 242 | -0.069329 | -16.7777
3107 | STRYKER_1G | 1 | North | YES | -0.028881 | 145.6 | 45 | 182 | 0 | 1.029 | GST | -1 | 0.069458 | 182 | 182 |  |  | -5.2563 | 182 | -0.069458 | -12.6414
3108 | STRYKER_2G | 2 | North | YES | -0.028881 | 484 | 75 | 484 | 0 | 1.029 | GST | -1 | 0.069458 | 484 | 484 |  |  | -13.9784 | 484 | -0.069458 | -33.6178
1432 | GRHAMSES_2G | 2 | North | YES | -0.028907 | 294.9 | 90 | 366 | 0 | 1.014 | GST | -1 | 0.069484 | 366 | 366 |  |  | -10.58 | 366 | -0.069484 | -25.4313
1479 | WFCOGEN_1G | 1 | North | YES | -0.028915 | 16 | 12 | 20 | 0 | 1 | Cogen | -1 | 0.069492 | 0 | 0 |  |  | 0 | 0 | -0.069492 | 0
1479 | WFCOGEN_1G | 2 | North | YES | -0.028915 | 16 | 12 | 20 | 0 | 1 | Cogen | -1 | 0.069492 | 0 | 0 |  |  | 0 | 0 | -0.069492 | 0
1482 | WFCOGEN_2G | 2 | North | YES | -0.028915 | 13.6 | 12 | 17 | 0 | 1 | Cogen | -1 | 0.069492 | 0 | 0 |  |  | 0 | 0 | -0.069492 | 0
1482 | WFCOGEN_2G | 1 | North | YES | -0.028915 | 16 | 12 | 20 | 0 | 1 | Cogen | -1 | 0.069492 | 0 | 0 |  |  | 0 | 0 | -0.069492 | 0
3309 | ASPN_G | 1 | North | YES | -0.028925 | 50 | 0 | 50 |  | 1 | Bio | -1 | 0.069502 | 50 | 50 |  |  | -1.4463 | 50 | -0.069502 | -3.4751
3348 | CHAMPION_1G | MB | North | YES | -0.028939 | 0 | 42 | 42 |  | 1 | Cogen | -1 | 0.069516 | 0 | 0 |  |  | 0 | 0 | -0.069516 | 0
13116 | TGATEWAY_1G | 1 | North | YES | -0.029069 | 151 | 30 | 151 | 0 | 1.0232 | CC | -1 | 0.069646 | 151 | 151 |  |  | -4.3894 | 151 | -0.069646 | -10.5166
13117 | TGATEWAY_2G | 2 | North | YES | -0.029069 | 130 | 30 | 130 | 0 | 1.0232 | CC | -1 | 0.069646 | 130 | 130 |  |  | -3.779 | 130 | -0.069646 | -9.054
13118 | TGATEWAY_3G | 3 | North | YES | -0.029069 | 148 | 30 | 148 | 0 | 1.0232 | CC | -1 | 0.069646 | 148 | 148 |  |  | -4.3022 | 148 | -0.069646 | -10.3077
13119 | TGATEWAY_4G | 4 | North | YES | -0.029069 | 399 | 65 | 399 | 0 | 1.0232 | CC | -1 | 0.069646 | 399 | 399 |  |  | -11.5985 | 399 | -0.069646 | -27.7889
3097 | MARTLAKE_1G | 1 | North | YES | -0.029191 | 790 | 500 | 790 | 0 | 1.017 | LIGCO | -1 | 0.069768 | 0 | 790 |  |  | 0 | 0 | -0.069768 | 0
3098 | MARTLAKE_2G | 2 | North | YES | -0.029191 | 795 | 461 | 795 | 0 | 1.017 | LIGCO | -1 | 0.069768 | 0 | 795 |  |  | 0 | 0 | -0.069768 | 0
3099 | MARTLAKE_3G | 3 | North | YES | -0.029191 | 804 | 500 | 804 | 0 | 1.017 | LIGCO | -1 | 0.069768 | 0 | 804 |  |  | 0 | 0 | -0.069768 | 0
1600 | BARTNWND_1G | 1 | North | YES | -0.029474 | 12 | 0 | 120 | 0 | 1.022 | Wind | -1 | 0.070051 | 0 | 120 |  |  | 0 | 0 | -0.070051 | 0
344 | MRSSHPRD | 1 | North | YES | -0.029515 | 0 | 0 | 12 |  | 1.03 | Hydro | -1 | 0.070092 | 0 | 0 |  |  | 0 | 0 | -0.070092 | 0
345 | MRSSHPRD01 | 2 | North | YES | -0.029515 | 0 | 0 | 12 |  | 1.03 | Hydro | -1 | 0.070092 | 0 | 0 |  |  | 0 | 0 | -0.070092 | 0
1453 | WCPWRCO_1G | 1 | North | YES | -0.029945 | 204 | 50 | 204 | 0 | 1.02 | CC | -1 | 0.070522 | 204 | 204 |  |  | -6.1088 | 204 | -0.070522 | -14.3865
1454 | WCPWRCO_2G | 2 | North | YES | -0.029945 | 204 | 50 | 204 | 0 | 1.02 | CC | -1 | 0.070522 | 204 | 204 |  |  | -6.1088 | 204 | -0.070522 | -14.3865
1455 | WCPWRCO_3G | 3 | North | YES | -0.029945 | 242 | 50 | 242 |  | 1.02 | CC | -1 | 0.070522 | 242 | 242 |  |  | -7.2467 | 242 | -0.070522 | -17.0664
332 | RWMILLER01 | 1 | North | YES | -0.030033 | 58.4 | 18.5 | 73 | 0 | 1.04 | GST | -1 | 0.07061 | 73 | 73 |  |  | -2.1924 | 73 | -0.07061 | -5.1546
333 | RWMILLER02 | 2 | North | YES | -0.030033 | 95.2 | 37 | 119 | 0 | 1.04 | GST | -1 | 0.07061 | 119 | 119 |  |  | -3.5739 | 119 | -0.07061 | -8.4026
334 | RWMILLER03 | 3 | North | YES | -0.030033 | 166.4 | 65 | 208 | 0 | 1.04 | GST | -1 | 0.07061 | 208 | 208 |  |  | -6.2469 | 208 | -0.07061 | -14.6869
335 | RWMILLER04 | 4 | North | YES | -0.030033 | 81.6 | 0 | 102 | 0 | 1.04 | GST | -1 | 0.07061 | 102 | 102 |  |  | -3.0634 | 102 | -0.07061 | -7.2023
336 | RWMILLER05 | 5 | North | YES | -0.030033 | 80.8 | 0 | 101 | 0 | 1.04 | GST | -1 | 0.07061 | 101 | 101 |  |  | -3.0333 | 101 | -0.07061 | -7.1316
12411 | FPLEFR1A_G | 1 | North | YES | -0.030066 | 161 | 72 | 161 | 0 | 1 | CC | -1 | 0.070643 | 161 | 161 |  |  | -4.8406 | 161 | -0.070643 | -11.3736
12412 | FPLEFR1B_G | 2 | North | YES | -0.030066 | 164 | 72 | 164 | 0 | 1 | CC | -1 | 0.070643 | 164 | 164 |  |  | -4.9308 | 164 | -0.070643 | -11.5855
12413 | FPLEFR1C_G | 3 | North | YES | -0.030066 | 164 | 72 | 164 | 0 | 1 | CC | -1 | 0.070643 | 164 | 164 |  |  | -4.9308 | 164 | -0.070643 | -11.5855
12414 | FPLEFR1S_G | 4 | North | YES | -0.030066 | 414 | 191 | 414 | 0 | 1 | CC | -1 | 0.070643 | 414 | 414 |  |  | -12.4473 | 414 | -0.070643 | -29.2463
12421 | FPLEFR2A_G | 1 | North | YES | -0.030066 | 162 | 72 | 162 | 0 | 1 | CC | -1 | 0.070643 | 162 | 162 |  |  | -4.8707 | 162 | -0.070643 | -11.4442
12422 | FPLEFR2B_G | 2 | North | YES | -0.030066 | 161 | 72 | 161 | 0 | 1 | CC | -1 | 0.070643 | 161 | 161 |  |  | -4.8406 | 161 | -0.070643 | -11.3736
12423 | FPLEFR2C_G | 3 | North | YES | -0.030066 | 163 | 72 | 163 | 0 | 1 | CC | -1 | 0.070643 | 163 | 163 |  |  | -4.9008 | 163 | -0.070643 | -11.5149
12424 | FPLEFR2S_G | 4 | North | YES | -0.030066 | 415 | 191 | 415 | 0 | 1 | CC | -1 | 0.070643 | 415 | 415 |  |  | -12.4774 | 415 | -0.070643 | -29.317
2451 | LKHB1_G | 1 | North | YES | -0.030256 | 0 | 80 | 391 |  | 1.022 | GST | -1 | 0.070833 | 391 | 391 |  |  | -11.8301 | 391 | -0.070833 | -27.6958
2452 | LKHB2_G | 2 | North | YES | -0.030256 | 516 | 80 | 516 | 0 | 1.022 | GST | -1 | 0.070833 | 516 | 516 |  |  | -15.6121 | 516 | -0.070833 | -36.55
728 | WOLFRIDGE801 | 1 | North | YES | -0.030281 | 11.2 | 0 | 112.5 | 0 | 0.99 | Wind | -1 | 0.070858 | 0 | 112.5 |  |  | 0 | 0 | -0.070858 | 0
580 | JCKCNTY801 | 1 | North | YES | -0.030282 | 288 | 0 | 288 | 0 | 1.022 | CC | -1 | 0.070859 | 288 | 288 |  |  | -8.7212 | 288 | -0.070859 | -20.4075
581 | JCKCNTY802 | 2 | North | YES | -0.030282 | 147 | 0 | 147 | 0 | 1.022 | CC | -1 | 0.070859 | 147 | 147 |  |  | -4.4515 | 147 | -0.070859 | -10.4163
582 | JCKCNTY803 | 3 | North | YES | -0.030282 | 147 | 0 | 147 | 0 | 1.022 | CC | -1 | 0.070859 | 147 | 147 |  |  | -4.4515 | 147 | -0.070859 | -10.4163
948 | STEAM1 | 1 | North | YES | -0.03029 | 0 | 12 | 20 |  | 1.02 | GST | -1 | 0.070867 | 20 | 20 |  |  | -0.6058 | 20 | -0.070867 | -1.4173
949 | STEAM2 | 1 | North | YES | -0.030291 | 26 | 8 | 26 | 0 | 0.99 | GST | -1 | 0.070868 | 26 | 26 |  |  | -0.78757 | 26 | -0.070868 | -1.8426
950 | STEAM3 | 1 | North | YES | -0.030291 | 41 | 13 | 42 | 0 | 1.02 | GST | -1 | 0.070868 | 42 | 42 |  |  | -1.2722 | 42 | -0.070868 | -2.9765
503 | NTHTEXAS01 | 1 | North | YES | -0.030295 | 0 | 5 | 18 |  | 1.015 | GST | -1 | 0.070872 | 18 | 18 |  |  | -0.54531 | 18 | -0.070872 | -1.2757
504 | NTHTEXAS02 | 2 | North | YES | -0.030295 | 14.4 | 5 | 18 |  | 1.015 | GST | -1 | 0.070872 | 18 | 18 |  |  | -0.54531 | 18 | -0.070872 | -1.2757
505 | NTHTEXAS03 | 3 | North | YES | -0.030295 | 30.4 | 15 | 38 |  | 1.015 | GST | -1 | 0.070872 | 38 | 38 |  |  | -1.1512 | 38 | -0.070872 | -2.6931
12440 | PARKD_1SVC8 | 1 | North | YES | -0.030302 | 0 | 0 | 0 | 0 | 1.007 | GST | -1 | 0.070879 | 0 | 0 |  |  | 0 | 0 | -0.070879 | 0
12449 | PARKD_2SVC8 | 1 | North | YES | -0.030302 | 0 | 0 | 0 | 0 | 1.007 | GST | -1 | 0.070879 | 0 | 0 |  |  | 0 | 0 | -0.070879 | 0
842 | OLINGER_G1 | 1 | North | YES | -0.030323 | 55.4 | 20 | 79 | 0 | 1.03 | GST | -1 | 0.0709 | 79 | 79 |  |  | -2.3955 | 79 | -0.0709 | -5.6011
843 | OLINGER_G2 | 1 | North | YES | -0.030323 | 76.2 | 25 | 110 | 0 | 1.03 | GST | -1 | 0.0709 | 110 | 110 |  |  | -3.3355 | 110 | -0.0709 | -7.799
844 | OLINGER_G3 | 1 | North | YES | -0.030323 | 103.9 | 45 | 150 | 0 | 1.03 | GST | -1 | 0.0709 | 150 | 150 |  |  | -4.5484 | 150 | -0.0709 | -10.635
845 | OLINGER_G4 | 1 | North | YES | -0.030323 | 51.9 | 0 | 76 | 0 | 1.03 | GGT | -1 | 0.0709 | 76 | 76 |  |  | -2.3045 | 76 | -0.0709 | -5.3884
1701 | MOSES_1G | 1 | North | YES | -0.030328 | 558 | 175 | 558 | 0 | 1.023 | LIGCO | -1 | 0.070905 | 0 | 558 |  |  | 0 | 0 | -0.070905 | 0
1702 | MOSES_2G | 2 | North | YES | -0.030328 | 579 | 175 | 579 | 0 | 1.023 | LIGCO | -1 | 0.070905 | 0 | 579 |  |  | 0 | 0 | -0.070905 | 0
1703 | MOSES_3G | 3 | North | YES | -0.030328 | 808 | 463 | 808 | 0 | 1.023 | LIGCO | -1 | 0.070905 | 0 | 808 |  |  | 0 | 0 | -0.070905 | 0
5925 | DCEAST | EQ | North | YES | -0.030328 | 400.3 | -600 | 600 | 0 | 1.025 | DCTie | -1 | 0.070905 | 0 | 0 |  |  | 0 | 0 | -0.070905 | 0
837 | NEWMAN_G5 | 1 | North | YES | -0.03033 | 0 | 15 | 40 |  | 1.01 | GST | -1 | 0.070907 | 40 | 40 |  |  | -1.2132 | 40 | -0.070907 | -2.8363
1675 | PEC_1G | 1 | North | YES | -0.030339 | 76.7 | 35 | 76.7 | 0 | 1.022 | Cogen | -1 | 0.070916 | 0 | 0 |  |  | 0 | 0 | -0.070916 | 0
1676 | PEC_2G | 2 | North | YES | -0.030339 | 79.6 | 35 | 79.6 | 0 | 1.022 | Cogen | -1 | 0.070916 | 0 | 0 |  |  | 0 | 0 | -0.070916 | 0
1677 | PEC_3G | 3 | North | YES | -0.030339 | 88.4 | 35 | 88.4 | 0 | 1.022 | Cogen | -1 | 0.070916 | 0 | 0 |  |  | 0 | 0 | -0.070916 | 0
1678 | LAMARPWR_1G | 1 | North | YES | -0.030357 | 160 | 67.7 | 160 | 0 | 1.038 | CC | -1 | 0.070934 | 160 | 160 |  |  | -4.8571 | 160 | -0.070934 | -11.3495
1679 | LAMARPWR_2G | 2 | North | YES | -0.030357 | 156 | 67.7 | 156 | 0 | 1.038 | CC | -1 | 0.070934 | 156 | 156 |  |  | -4.7357 | 156 | -0.070934 | -11.0658
1680 | LAMARPWR_3G | 3 | North | YES | -0.030357 | 196 | 129.1 | 196 | 0 | 1.038 | CC | -1 | 0.070934 | 196 | 196 |  |  | -5.95 | 196 | -0.070934 | -13.9031
1681 | LAMARPWR_4G | 4 | North | YES | -0.030357 | 156 | 67.7 | 156 | 0 | 1.038 | CC | -1 | 0.070934 | 156 | 156 |  |  | -4.7357 | 156 | -0.070934 | -11.0658
1682 | LAMARPWR_5G | 5 | North | YES | -0.030357 | 157 | 67.7 | 157 | 0 | 1.038 | CC | -1 | 0.070934 | 157 | 157 |  |  | -4.766 | 157 | -0.070934 | -11.1367
1683 | LAMARPWR_6G | 6 | North | YES | -0.030357 | 198 | 129.1 | 198 | 0 | 1.038 | CC | -1 | 0.070934 | 198 | 198 |  |  | -6.0107 | 198 | -0.070934 | -14.045
1689 | VALLEY_3G | 3 | North | YES | -0.030376 | 0 | 25 | 375 |  | 1.003 | GST | -1 | 0.070953 | 375 | 375 |  |  | -11.391 | 375 | -0.070953 | -26.6075
11691 | KMICHICT1_G | 1 | North | YES | -0.030376 | 144 | 80 | 144 | 0 | 1.026 | CC | -1 | 0.070953 | 144 | 144 |  |  | -4.3741 | 144 | -0.070953 | -10.2173
11692 | KMICHICT2_G | 2 | North | YES | -0.030376 | 146 | 80 | 146 | 0 | 1.026 | CC | -1 | 0.070953 | 146 | 146 |  |  | -4.4349 | 146 | -0.070953 | -10.3592
11693 | KMICHIST3_G | 3 | North | YES | -0.030376 | 312 | 60 | 312 | 0 | 1.026 | CC | -1 | 0.070953 | 312 | 312 |  |  | -9.4773 | 312 | -0.070953 | -22.1374
11694 | KMICHICT4_G | 4 | North | YES | -0.030376 | 144 | 80 | 144 | 0 | 1.026 | CC | -1 | 0.070953 | 144 | 144 |  |  | -4.3741 | 144 | -0.070953 | -10.2173
11695 | KMICHICT5_G | 5 | North | YES | -0.030376 | 148 | 80 | 148 | 0 | 1.026 | CC | -1 | 0.070953 | 148 | 148 |  |  | -4.4956 | 148 | -0.070953 | -10.5011
11696 | KMICHIST6_G | 6 | North | YES | -0.030376 | 310 | 60 | 310 | 0 | 1.026 | CC | -1 | 0.070953 | 310 | 310 |  |  | -9.4166 | 310 | -0.070953 | -21.9955
1687 | VALLEY_1G | 1 | North | YES | -0.030392 | 136 | 15 | 170 | 0 | 1.029 | GST | -1 | 0.070969 | 170 | 170 |  |  | -5.1666 | 170 | -0.070969 | -12.0648
1688 | VALLEY_2G | 2 | North | YES | -0.030392 | 527 | 90 | 527 | 0 | 1.029 | GSC | -1 | 0.070969 | 527 | 527 |  |  | -16.0166 | 527 | -0.070969 | -37.4008
6948 | DENISNDM | 1 | North | YES | -0.030409 | 40 | 5 | 40 |  | 1.015 | Hydro | -1 | 0.070986 | 0 | 0 |  |  | 0 | 0 | -0.070986 | 0
6948 | DENISNDM | 2 | North | YES | -0.030409 | 31 | 5 | 40 |  | 1.015 | Hydro | -1 | 0.070986 | 0 | 0 |  |  | 0 | 0 | -0.070986 | 0
923 | SPENCER_G4 | 1 | North | YES | -0.030493 | 48 | 20 | 61 | 0 | 1.03 | GST | -1 | 0.07107 | 61 | 61 |  |  | -1.8601 | 61 | -0.07107 | -4.3353
924 | SPENCER_G5 | 1 | North | YES | -0.030493 | 52 | 20 | 66 | 0 | 1.03 | GST | -1 | 0.07107 | 66 | 66 |  |  | -2.0125 | 66 | -0.07107 | -4.6906
2371 | COLLIN_1G | MB | North | YES | -0.030547 | 0 | 40 | 138 |  | 1.022 | GST | -1 | 0.071124 | 0 | 0 |  |  | 0 | 0 | -0.071124 | 0
2413 | MTCK6_G | 6 | North | YES | -0.03075 | 0 | 30 | 118 |  | 1.022 | GST | -1 | 0.071327 | 118 | 118 |  |  | -3.6285 | 118 | -0.071327 | -8.4166
2414 | MTCK7_G | 7 | North | YES | -0.03075 | 0 | 30 | 115 |  | 1.022 | GST | -1 | 0.071327 | 115 | 115 |  |  | -3.5362 | 115 | -0.071327 | -8.2026
2417 | MTCK8_G | 8 | North | YES | -0.03075 | 444.8 | 60 | 556 | 0 | 1.022 | GSC | -1 | 0.071327 | 556 | 556 |  |  | -17.097 | 556 | -0.071327 | -39.658
2381 | NTHLK1_G | 1 | North | YES | -0.030767 | 0 | 35 | 156 |  | 1.022 | GST | -1 | 0.071344 | 156 | 156 |  |  | -4.7997 | 156 | -0.071344 | -11.1297
2382 | NTHLK2_G | 2 | North | YES | -0.030767 | 0 | 35 | 181 |  | 1.022 | GST | -1 | 0.071344 | 181 | 181 |  |  | -5.5688 | 181 | -0.071344 | -12.9133
2383 | NTHLK3_G | 3 | North | YES | -0.030767 | 0 | 50 | 329 |  | 1.022 | GST | -1 | 0.071344 | 329 | 329 |  |  | -10.1223 | 329 | -0.071344 | -23.4723
1898 | COMCHEPK_1G | 1 | North | YES | -0.030794 | 1217 | 1150 | 1217 | 0 | 1.032 | Nuc | -1 | 0.071371 | 0 | 0 |  |  | 0 | 0 | -0.071371 | 0
1899 | COMCHEPK_2G | 2 | North | YES | -0.030794 | 1159 | 1128 | 1159 | 0 | 1.032 | Nuc | -1 | 0.071371 | 0 | 0 |  |  | 0 | 0 | -0.071371 | 0
3126 | TRINIDAD_6G | 1 | North | YES | -0.030804 | 179.2 | 46 | 224 | 0 | 1 | GST | -1 | 0.071381 | 224 | 224 |  |  | -6.9001 | 224 | -0.071381 | -15.9894
1861 | EAGLEMNT_1G | MB | North | YES | -0.030869 | 0 | 30 | 112 |  | 1.022 | GST | -1 | 0.071446 | 0 | 0 |  |  | 0 | 0 | -0.071446 | 0
1862 | EAGLEMNT_2G | MB | North | YES | -0.030869 | 0 | 40 | 100 |  | 1.022 | GST | -1 | 0.071446 | 0 | 0 |  |  | 0 | 0 | -0.071446 | 0
1863 | EAGLEMNT_3G | MB | North | YES | -0.030869 | 0 | 50 | 378 |  | 1.022 | GST | -1 | 0.071446 | 0 | 0 |  |  | 0 | 0 | -0.071446 | 0
1877 | WLFHOLW_1G | 1 | North | YES | -0.03094 | 217.3 | 89.2 | 217.3 | 0 | 1.032 | CC | -1 | 0.071517 | 217.3 | 217.3 |  |  | -6.7233 | 217.3 | -0.071517 | -15.5407
1878 | WLFHOLW_2G | 2 | North | YES | -0.03094 | 215.7 | 105 | 215.7 | 0 | 1.032 | CC | -1 | 0.071517 | 215.7 | 215.7 |  |  | -6.6738 | 215.7 | -0.071517 | -15.4263
1879 | WLFHOLW_3G | 3 | North | YES | -0.03094 | 272.4 | 89.2 | 272.4 | 0 | 1.032 | CC | -1 | 0.071517 | 272.4 | 272.4 |  |  | -8.4281 | 272.4 | -0.071517 | -19.4813
1889 | DECRDOVA_1G | 1 | North | YES | -0.031095 | 779 | 255 | 779 | 0 | 1.02 | GSC | -1 | 0.071672 | 779 | 779 |  |  | -24.223 | 779 | -0.071672 | -55.8327
1892 | DECRDOVA_2G | A | North | YES | -0.031316 | 65 | 65 | 70 | 0 | 1.025 | GGT | -1 | 0.071893 | 70 | 70 |  |  | -2.1921 | 70 | -0.071893 | -5.0325
1893 | DECRDOVA_3G | B | North | YES | -0.031316 | 65 | 65 | 69 | 0 | 1.025 | GGT | -1 | 0.071893 | 69 | 69 |  |  | -2.1608 | 69 | -0.071893 | -4.9606
1894 | DECRDOVA_4G | C | North | YES | -0.031316 | 65 | 65 | 69 | 0 | 1.025 | GGT | -1 | 0.071893 | 69 | 69 |  |  | -2.1608 | 69 | -0.071893 | -4.9606
1895 | DECRDOVA_5G | D | North | YES | -0.031316 | 65 | 65 | 68 | 0 | 1.025 | GGT | -1 | 0.071893 | 68 | 68 |  |  | -2.1295 | 68 | -0.071893 | -4.8887
1948 | HANDLEY_4G | 4 | North | YES | -0.031517 | 348 | 150 | 435 | 0 | 1.022 | GST | -1 | 0.072094 | 435 | 435 |  |  | -13.7099 | 435 | -0.072094 | -31.361
1947 | HANDLEY_3G | 3 | North | YES | -0.03154 | 316 | 100 | 395 | 0 | 1.022 | GST | -1 | 0.072117 | 395 | 395 |  |  | -12.4583 | 395 | -0.072117 | -28.4863
1949 | HANDLEY_5G | 5 | North | YES | -0.03154 | 348 | 150 | 435 | 0 | 1.022 | GST | -1 | 0.072117 | 435 | 435 |  |  | -13.7199 | 435 | -0.072117 | -31.371
12322 | ENNSTRAC_1G | 1 | North | YES | -0.031587 | 196 | 130 | 196 | 0 | 1.036 | CC | -1 | 0.072164 | 196 | 196 |  |  | -6.1911 | 196 | -0.072164 | -14.1442
12323 | ENNSTRAC_2G | 2 | North | YES | -0.031587 | 116 | 100 | 116 | 0 | 1.036 | CC | -1 | 0.072164 | 116 | 116 |  |  | -3.6641 | 116 | -0.072164 | -8.3711
366 | JNSNCNTY802 | 1 | North | YES | -0.032294 | 168 | 20 | 168 | 0 | 1.02 | Cogen | -1 | 0.072871 | 0 | 0 |  |  | 0 | 0 | -0.072871 | 0
367 | JNSNCNTY802 | 2 | North | YES | -0.032294 | 90 | 20 | 90 | 0 | 1.02 | Cogen | -1 | 0.072871 | 0 | 0 |  |  | 0 | 0 | -0.072871 | 0
1937 | MDLTHELP_5G | 5 | North | YES | -0.032906 | 224 | 74 | 224 | 0 | 1 | CC | -1 | 0.073483 | 224 | 224 |  |  | -7.3709 | 224 | -0.073483 | -16.4603
1938 | MDLTHELP_6G | 6 | North | YES | -0.032906 | 226 | 74 | 226 | 0 | 1 | CC | -1 | 0.073483 | 226 | 226 |  |  | -7.4368 | 226 | -0.073483 | -16.6072
1943 | MDLTHELP_3G | 3 | North | YES | -0.032906 | 212 | 74 | 212 | 0 | 1 | CC | -1 | 0.073483 | 212 | 212 |  |  | -6.9761 | 212 | -0.073483 | -15.5785
1944 | MDLTHELP_4G | 4 | North | YES | -0.032906 | 211 | 74 | 211 | 0 | 1 | CC | -1 | 0.073483 | 211 | 211 |  |  | -6.9432 | 211 | -0.073483 | -15.505
1941 | MDLTHELP_1G | 1 | North | YES | -0.032912 | 216.4 | 74 | 216.4 | 0 | 1 | CC | -1 | 0.073489 | 216.4 | 216.4 |  |  | -7.1222 | 216.4 | -0.073489 | -15.9031
1942 | MDLTHELP_2G | 2 | North | YES | -0.032912 | 216.1 | 74 | 216.1 | 0 | 1 | CC | -1 | 0.073489 | 216.1 | 216.1 |  |  | -7.1123 | 216.1 | -0.073489 | -15.881
244 | WHITNYDM01 | 1 | North | YES | -0.037278 | 15 | 0 | 15 | 0 | 1.035 | Hydro | -1 | 0.077855 | 0 | 0 |  |  | 0 | 0 | -0.077855 | 0
245 | WHITNYDM02 | 2 | North | YES | -0.037278 | 15 | 0 | 15 | 0 | 1.035 | Hydro | -1 | 0.077855 | 0 | 0 |  |  | 0 | 0 | -0.077855 | 0
251 | BOSQUESW803 | 2 | North | YES | -0.039132 | 150 | 0 | 150 | 0 | 1.032 | CC | -1 | 0.079709 | 150 | 150 |  |  | -5.8698 | 150 | -0.079709 | -11.9564
253 | BOSQUESW804 | 2 | North | YES | -0.039132 | 80 | 0 | 80 | 0 | 1.032 | CC | -1 | 0.079709 | 80 | 80 |  |  | -3.1306 | 80 | -0.079709 | -6.3767
238 | BOSQUESW505 | 1 | North | YES | -0.048096 | 255 | 0 | 255 | 0 | 1.02 | CC | -1 | 0.088673 | 255 | 255 |  |  | -12.2645 | 255 | -0.088673 | -22.6117
239 | BOSQUESW502 | 1 | North | YES | -0.048096 | 119.2 | 0 | 149 | 0 | 1.02 | GGT | -1 | 0.088673 | 149 | 149 |  |  | -7.1663 | 149 | -0.088673 | -13.2123
247 | BOSQUESW501 | 2 | North | YES | -0.048096 | 124.8 | 0 | 156 | 0 | 1.02 | GGT | -1 | 0.088673 | 156 | 156 |  |  | -7.503 | 156 | -0.088673 | -13.833
3403 | THOUSE_1G | 1 | North | YES | -0.048455 | 563 | 200 | 563 | 0 | 1.012 | GSC | -1 | 0.089032 | 563 | 563 |  |  | -27.2802 | 563 | -0.089032 | -50.1252
3404 | THOUSE_2G | 2 | North | YES | -0.048455 | 807 | 250 | 807 | 0 | 1.012 | GSC | -1 | 0.089032 | 807 | 807 |  |  | -39.1032 | 807 | -0.089032 | -71.8491
3416 | LAKE_CRK1_G | 1 | North | YES | -0.070568 | 60 | 33 | 75 |  | 1.029 | GST | -1 | 0.11115 | 75 | 75 |  |  | -5.2926 | 75 | -0.11115 | -8.3359
3417 | LAKE_CRK2_G | 2 | North | YES | -0.070568 | 177.6 | 40 | 222 | 0 | 1.029 | GST | -1 | 0.11115 | 222 | 222 |  |  | -15.6661 | 222 | -0.11115 | -24.6743
Note on AL4: Zonal Cap - Zonal Impact

## Distributed Slack - Inc
Number of Bus | Name of Bus | ID | Area Name of Gen | AGC | P Sensitivity of Bus | Gen MW | Min MW | Max MW | V Sensitivity of Bus | Set Volt | Tech Type | Zone Impact | Zone Correlation | Inc Max | Dec Max | Souce S.F. Weighting | Souce Capacity | Sink S.F. Weighting | Sink Capacity | PTDF Calc | PTDF Weighting | Cumulative Share of Zonal Cap | Cumulative Share of Zonal Impact | Cont_TempleSS to LakeCreek and TemplePEC to Tradinghouse OL_ WacoAtco to Cottonwood |  | i_PTDF_INC_pt | 258 |  | WLFHOLW_3G | Unit at max
3416 | LAKE_CRK1_G | 1 | North | YES | -0.070568 | 60 | 33 | 75 |  | 1.029 | GST | -1 | 0.11115 | 75 | 75 |  |  | -5.2926 | 75 | -0.11115 | -8.3359 | 0.0030353 | 0.0047245 |  |  | i_10pctunit | 12 |  | 32 | # units @ max
3417 | LAKE_CRK2_G | 2 | North | YES | -0.070568 | 177.6 | 40 | 222 | 0 | 1.029 | GST | -1 | 0.11115 | 222 | 222 |  |  | -15.6661 | 222 | -0.11115 | -24.6743 | 0.01202 | 0.018709 | [5 empty] | 0.029352 | delta max
3403 | THOUSE_1G | 1 | North | YES | -0.048455 | 563 | 200 | 563 | 0 | 1.012 | GSC | -1 | 0.089032 | 563 | 563 |  |  | -27.2802 | 563 | -0.089032 | -50.1252 | 0.034805 | 0.047118 | [5 empty] | Delta
3404 | THOUSE_2G | 2 | North | YES | -0.048455 | 807 | 250 | 807 | 0 | 1.012 | GSC | -1 | 0.089032 | 807 | 807 |  |  | -39.1032 | 807 | -0.089032 | -71.8491 | 0.067464 | 0.087839 | Weighted Shift Factors |  |  |  | 1 | 0.0016892
238 | BOSQUESW505 | 1 | North | YES | -0.048096 | 255 | 0 | 255 | 0 | 1.02 | CC | -1 | 0.088673 | 255 | 255 |  |  | -12.2645 | 255 | -0.088673 | -22.6117 | 0.077784 | 0.10065 | South | 0.040577 |  |  | 2 | 0.0066892
239 | BOSQUESW502 | 1 | North | YES | -0.048096 | 119.2 | 0 | 149 | 0 | 1.02 | GGT | -1 | 0.088673 | 149 | 149 |  |  | -7.1663 | 149 | -0.088673 | -13.2123 | 0.083814 | 0.10814 | North | -0.031531 |  |  | 3 | 0.012313
247 | BOSQUESW501 | 2 | North | YES | -0.048096 | 124.8 | 0 | 156 | 0 | 1.02 | GGT | -1 | 0.088673 | 156 | 156 |  |  | -7.503 | 156 | -0.088673 | -13.833 | 0.090128 | 0.11598 |  |  |  |  | 4 | 0.020375
251 | BOSQUESW803 | 2 | North | YES | -0.039132 | 150 | 0 | 150 | 0 | 1.032 | CC | -1 | 0.079709 | 150 | 150 |  |  | -5.8698 | 150 | -0.079709 | -11.9564 | 0.096198 | 0.12276 |  |  |  |  | 5 | 0.022871
253 | BOSQUESW804 | 2 | North | YES | -0.039132 | 80 | 0 | 80 | 0 | 1.032 | CC | -1 | 0.079709 | 80 | 80 |  |  | -3.1306 | 80 | -0.079709 | -6.3767 | 0.099436 | 0.12637 |  |  |  |  | 6 | 0.024329
244 | WHITNYDM01 | 1 | North | YES | -0.037278 | 15 | 0 | 15 | 0 | 1.035 | Hydro | -1 | 0.077855 | 0 | 0 |  |  | 0 | 0 | -0.077855 | 0 | 0.099436 | 0.12637 |  |  |  |  | 7 | 0.025855
245 | WHITNYDM02 | 2 | North | YES | -0.037278 | 15 | 0 | 15 | 0 | 1.035 | Hydro | -1 | 0.077855 | 0 | 0 |  |  | 0 | 0 | -0.077855 | 0 | 0.099436 | 0.12637 |  |  |  |  | 8 | 0.026561
1941 | MDLTHELP_1G | 1 | North | YES | -0.032912 | 216.4 | 74 | 216.4 | 0 | 1 | CC | -1 | 0.073489 | 216.4 | 216.4 |  |  | -7.1222 | 216.4 | -0.073489 | -15.9031 | 0.10819 | 0.13539 |  |  |  |  | 9 | 0.026938
1942 | MDLTHELP_2G | 2 | North | YES | -0.032912 | 216.1 | 74 | 216.1 | 0 | 1 | CC | -1 | 0.073489 | 216.1 | 216.1 |  |  | -7.1123 | 216.1 | -0.073489 | -15.881 | 0.11694 | 0.14439 |  |  |  |  | 10 | 0.026938
1937 | MDLTHELP_5G | 5 | North | YES | -0.032906 | 224 | 74 | 224 | 0 | 1 | CC | -1 | 0.073483 | 224 | 224 |  |  | -7.3709 | 224 | -0.073483 | -16.4603 | 0.126 | 0.15372 |  |  |  |  | 11 | 0.026938
1938 | MDLTHELP_6G | 6 | North | YES | -0.032906 | 226 | 74 | 226 | 0 | 1 | CC | -1 | 0.073483 | 226 | 226 |  |  | -7.4368 | 226 | -0.073483 | -16.6072 | 0.13515 | 0.16313 |  |  |  |  | 12 | 0.027193
1943 | MDLTHELP_3G | 3 | North | YES | -0.032906 | 212 | 74 | 212 | 0 | 1 | CC | -1 | 0.073483 | 212 | 212 |  |  | -6.9761 | 212 | -0.073483 | -15.5785 | 0.14373 | 0.17196 |  |  |  |  | 13 | 0.027448
1944 | MDLTHELP_4G | 4 | North | YES | -0.032906 | 211 | 74 | 211 | 0 | 1 | CC | -1 | 0.073483 | 211 | 211 |  |  | -6.9432 | 211 | -0.073483 | -15.505 | 0.15227 | 0.18075 |  |  |  |  | 14 | 0.027712
366 | JNSNCNTY802 | 1 | North | YES | -0.032294 | 168 | 20 | 168 | 0 | 1.02 | Cogen | -1 | 0.072871 | 0 | 0 |  |  | 0 | 0 | -0.072871 | 0 | 0.15227 | 0.18075 |  |  |  |  | 15 | 0.027978
367 | JNSNCNTY802 | 2 | North | YES | -0.032294 | 90 | 20 | 90 | 0 | 1.02 | Cogen | -1 | 0.072871 | 0 | 0 |  |  | 0 | 0 | -0.072871 | 0 | 0.15227 | 0.18075 |  |  |  |  | 16 | 0.028228
12322 | ENNSTRAC_1G | 1 | North | YES | -0.031587 | 196 | 130 | 196 | 0 | 1.036 | CC | -1 | 0.072164 | 196 | 196 |  |  | -6.1911 | 196 | -0.072164 | -14.1442 | 0.1602 | 0.18876 |  |  |  |  | 17 | 0.028476
12323 | ENNSTRAC_2G | 2 | North | YES | -0.031587 | 116 | 100 | 116 | 0 | 1.036 | CC | -1 | 0.072164 | 116 | 116 |  |  | -3.6641 | 116 | -0.072164 | -8.3711 | 0.1649 | 0.19351 |  |  |  |  | 18 | 0.028476
1947 | HANDLEY_3G | 3 | North | YES | -0.03154 | 316 | 100 | 395 | 0 | 1.022 | GST | -1 | 0.072117 | 395 | 395 |  |  | -12.4583 | 395 | -0.072117 | -28.4863 | 0.18088 | 0.20965 |  |  |  |  | 19 | 0.028476
1949 | HANDLEY_5G | 5 | North | YES | -0.03154 | 348 | 150 | 435 | 0 | 1.022 | GST | -1 | 0.072117 | 435 | 435 |  |  | -13.7199 | 435 | -0.072117 | -31.371 | 0.19849 | 0.22743 |  |  |  |  | 20 | 0.02856
1948 | HANDLEY_4G | 4 | North | YES | -0.031517 | 348 | 150 | 435 | 0 | 1.022 | GST | -1 | 0.072094 | 435 | 435 |  |  | -13.7099 | 435 | -0.072094 | -31.361 | 0.21609 | 0.24521 |  |  |  |  | 21 | 0.02861
1892 | DECRDOVA_2G | A | North | YES | -0.031316 | 65 | 65 | 70 | 0 | 1.025 | GGT | -1 | 0.071893 | 70 | 70 |  |  | -2.1921 | 70 | -0.071893 | -5.0325 | 0.21892 | 0.24806 |  |  |  |  | 22 | 0.028769
1893 | DECRDOVA_3G | B | North | YES | -0.031316 | 65 | 65 | 69 | 0 | 1.025 | GGT | -1 | 0.071893 | 69 | 69 |  |  | -2.1608 | 69 | -0.071893 | -4.9606 | 0.22172 | 0.25087 |  |  |  |  | 23 | 0.028944
1894 | DECRDOVA_4G | C | North | YES | -0.031316 | 65 | 65 | 69 | 0 | 1.025 | GGT | -1 | 0.071893 | 69 | 69 |  |  | -2.1608 | 69 | -0.071893 | -4.9606 | 0.22451 | 0.25368 |  |  |  |  | 24 | 0.029114
1895 | DECRDOVA_5G | D | North | YES | -0.031316 | 65 | 65 | 68 | 0 | 1.025 | GGT | -1 | 0.071893 | 68 | 68 |  |  | -2.1295 | 68 | -0.071893 | -4.8887 | 0.22726 | 0.25645 |  |  |  |  | 25 | 0.029133
1889 | DECRDOVA_1G | 1 | North | YES | -0.031095 | 779 | 255 | 779 | 0 | 1.02 | GSC | -1 | 0.071672 | 779 | 779 |  |  | -24.223 | 779 | -0.071672 | -55.8327 | 0.25879 | 0.2881 |  |  |  |  | 26 | 0.029152
1877 | WLFHOLW_1G | 1 | North | YES | -0.03094 | 217.3 | 89.2 | 217.3 | 0 | 1.032 | CC | -1 | 0.071517 | 217.3 | 217.3 |  |  | -6.7233 | 217.3 | -0.071517 | -15.5407 | 0.26758 | 0.2969 |  |  |  |  | 27 | 0.029171
1878 | WLFHOLW_2G | 2 | North | YES | -0.03094 | 215.7 | 105 | 215.7 | 0 | 1.032 | CC | -1 | 0.071517 | 215.7 | 215.7 |  |  | -6.6738 | 215.7 | -0.071517 | -15.4263 | 0.27631 | 0.30565 |  |  |  |  | 28 | 0.02919
1879 | WLFHOLW_3G | 3 | North | YES | -0.03094 | 272.4 | 89.2 | 272.4 | 0 | 1.032 | CC | -1 | 0.071517 | 272.4 | 272.4 |  |  | -8.4281 | 272.4 | -0.071517 | -19.4813 | 0.28734 | 0.31669 |  |  |  |  | 29 | 0.029308
1861 | EAGLEMNT_1G | MB | North | YES | -0.030869 | 0 | 30 | 112 |  | 1.022 | GST | -1 | 0.071446 | 0 | 0 |  |  | 0 | 0 | -0.071446 | 0 | 0.28734 | 0.31669 |  |  |  |  | 30 | 0.029321
1862 | EAGLEMNT_2G | MB | North | YES | -0.030869 | 0 | 40 | 100 |  | 1.022 | GST | -1 | 0.071446 | 0 | 0 |  |  | 0 | 0 | -0.071446 | 0 | 0.28734 | 0.31669 |  |  |  |  | 31 | 0.029335
1863 | EAGLEMNT_3G | MB | North | YES | -0.030869 | 0 | 50 | 378 |  | 1.022 | GST | -1 | 0.071446 | 0 | 0 |  |  | 0 | 0 | -0.071446 | 0 | 0.28734 | 0.31669 |  |  |  |  | 32 | 0.029352
3126 | TRINIDAD_6G | 1 | North | YES | -0.030804 | 179.2 | 46 | 224 | 0 | 1 | GST | -1 | 0.071381 | 224 | 224 |  |  | -6.9001 | 224 | -0.071381 | -15.9894 | 0.2964 | 0.32575 |  |  |  |  | 33 | 0.029352
1898 | COMCHEPK_1G | 1 | North | YES | -0.030794 | 1217 | 1150 | 1217 | 0 | 1.032 | Nuc | -1 | 0.071371 | 0 | 0 |  |  | 0 | 0 | -0.071371 | 0 | 0.2964 | 0.32575 |  |  |  |  | 34 | 0.029352
1899 | COMCHEPK_2G | 2 | North | YES | -0.030794 | 1159 | 1128 | 1159 | 0 | 1.032 | Nuc | -1 | 0.071371 | 0 | 0 |  |  | 0 | 0 | -0.071371 | 0 | 0.2964 | 0.32575 |  |  |  |  | 35 | 0.029352
2381 | NTHLK1_G | 1 | North | YES | -0.030767 | 0 | 35 | 156 |  | 1.022 | GST | -1 | 0.071344 | 156 | 156 |  |  | -4.7997 | 156 | -0.071344 | -11.1297 | 0.30271 | 0.33206 |  |  |  |  | 36 | 0.029349
2382 | NTHLK2_G | 2 | North | YES | -0.030767 | 0 | 35 | 181 |  | 1.022 | GST | -1 | 0.071344 | 181 | 181 |  |  | -5.5688 | 181 | -0.071344 | -12.9133 | 0.31004 | 0.33938 |  |  |  |  | 37 | 0.029349
2383 | NTHLK3_G | 3 | North | YES | -0.030767 | 0 | 50 | 329 |  | 1.022 | GST | -1 | 0.071344 | 329 | 329 |  |  | -10.1223 | 329 | -0.071344 | -23.4723 | 0.32335 | 0.35268 |  |  |  |  | 38 | 0.029349
2413 | MTCK6_G | 6 | North | YES | -0.03075 | 0 | 30 | 118 |  | 1.022 | GST | -1 | 0.071327 | 118 | 118 |  |  | -3.6285 | 118 | -0.071327 | -8.4166 | 0.32813 | 0.35745 |  |  |  |  | 39 | 0.029343
2414 | MTCK7_G | 7 | North | YES | -0.03075 | 0 | 30 | 115 |  | 1.022 | GST | -1 | 0.071327 | 115 | 115 |  |  | -3.5362 | 115 | -0.071327 | -8.2026 | 0.33278 | 0.3621 |  |  |  |  | 40 | 0.029337
2417 | MTCK8_G | 8 | North | YES | -0.03075 | 444.8 | 60 | 556 | 0 | 1.022 | GSC | -1 | 0.071327 | 556 | 556 |  |  | -17.097 | 556 | -0.071327 | -39.658 | 0.35529 | 0.38458 |  |  |  |  | 41 | 0.029325
2371 | COLLIN_1G | MB | North | YES | -0.030547 | 0 | 40 | 138 |  | 1.022 | GST | -1 | 0.071124 | 0 | 0 |  |  | 0 | 0 | -0.071124 | 0 | 0.35529 | 0.38458 |  |  |  |  | 42 | 0.02932
923 | SPENCER_G4 | 1 | North | YES | -0.030493 | 48 | 20 | 61 | 0 | 1.03 | GST | -1 | 0.07107 | 61 | 61 |  |  | -1.8601 | 61 | -0.07107 | -4.3353 | 0.35775 | 0.38703 |  |  |  |  | 43 | 0.029315
924 | SPENCER_G5 | 1 | North | YES | -0.030493 | 52 | 20 | 66 | 0 | 1.03 | GST | -1 | 0.07107 | 66 | 66 |  |  | -2.0125 | 66 | -0.07107 | -4.6906 | 0.36043 | 0.38969 |  |  |  |  | 44 | 0.02929
6948 | DENISNDM | 1 | North | YES | -0.030409 | 40 | 5 | 40 |  | 1.015 | Hydro | -1 | 0.070986 | 0 | 0 |  |  | 0 | 0 | -0.070986 | 0 | 0.36043 | 0.38969 |  |  |  |  | 45 | 0.02929
6948 | DENISNDM | 2 | North | YES | -0.030409 | 31 | 5 | 40 |  | 1.015 | Hydro | -1 | 0.070986 | 0 | 0 |  |  | 0 | 0 | -0.070986 | 0 | 0.36043 | 0.38969 |  |  |  |  | 46 | 0.029278
1687 | VALLEY_1G | 1 | North | YES | -0.030392 | 136 | 15 | 170 | 0 | 1.029 | GST | -1 | 0.070969 | 170 | 170 |  |  | -5.1666 | 170 | -0.070969 | -12.0648 | 0.36731 | 0.39653 |  |  |  |  | 47 | 0.029266
1688 | VALLEY_2G | 2 | North | YES | -0.030392 | 527 | 90 | 527 | 0 | 1.029 | GSC | -1 | 0.070969 | 527 | 527 |  |  | -16.0166 | 527 | -0.070969 | -37.4008 | 0.38863 | 0.41773 |  |  |  |  | 48 | 0.029266
1689 | VALLEY_3G | 3 | North | YES | -0.030376 | 0 | 25 | 375 |  | 1.003 | GST | -1 | 0.070953 | 375 | 375 |  |  | -11.391 | 375 | -0.070953 | -26.6075 | 0.40381 | 0.43281 |  |  |  |  | 49 | 0.029266
11691 | KMICHICT1_G | 1 | North | YES | -0.030376 | 144 | 80 | 144 | 0 | 1.026 | CC | -1 | 0.070953 | 144 | 144 |  |  | -4.3741 | 144 | -0.070953 | -10.2173 | 0.40964 | 0.4386 |  |  |  |  | 50 | 0.029224
11692 | KMICHICT2_G | 2 | North | YES | -0.030376 | 146 | 80 | 146 | 0 | 1.026 | CC | -1 | 0.070953 | 146 | 146 |  |  | -4.4349 | 146 | -0.070953 | -10.3592 | 0.41555 | 0.44447 |  |  |  |  | 51 | 0.029093
11693 | KMICHIST3_G | 3 | North | YES | -0.030376 | 312 | 60 | 312 | 0 | 1.026 | CC | -1 | 0.070953 | 312 | 312 |  |  | -9.4773 | 312 | -0.070953 | -22.1374 | 0.42817 | 0.45702 |  |  |  |  | 52 | 0.028997
11694 | KMICHICT4_G | 4 | North | YES | -0.030376 | 144 | 80 | 144 | 0 | 1.026 | CC | -1 | 0.070953 | 144 | 144 |  |  | -4.3741 | 144 | -0.070953 | -10.2173 | 0.434 | 0.46281 |  |  |  |  | 53 | 0.02896
11695 | KMICHICT5_G | 5 | North | YES | -0.030376 | 148 | 80 | 148 | 0 | 1.026 | CC | -1 | 0.070953 | 148 | 148 |  |  | -4.4956 | 148 | -0.070953 | -10.5011 | 0.43999 | 0.46876 |  |  |  |  | 54 | 0.028922
11696 | KMICHIST6_G | 6 | North | YES | -0.030376 | 310 | 60 | 310 | 0 | 1.026 | CC | -1 | 0.070953 | 310 | 310 |  |  | -9.4166 | 310 | -0.070953 | -21.9955 | 0.45254 | 0.48122 |  |  |  |  | 55 | 0.028842
1678 | LAMARPWR_1G | 1 | North | YES | -0.030357 | 160 | 67.7 | 160 | 0 | 1.038 | CC | -1 | 0.070934 | 160 | 160 |  |  | -4.8571 | 160 | -0.070934 | -11.3495 | 0.45901 | 0.48766 |  |  |  |  | 56 | 0.028805
1679 | LAMARPWR_2G | 2 | North | YES | -0.030357 | 156 | 67.7 | 156 | 0 | 1.038 | CC | -1 | 0.070934 | 156 | 156 |  |  | -4.7357 | 156 | -0.070934 | -11.0658 | 0.46532 | 0.49393 |  |  |  |  | 57 | 0.028767
1680 | LAMARPWR_3G | 3 | North | YES | -0.030357 | 196 | 129.1 | 196 | 0 | 1.038 | CC | -1 | 0.070934 | 196 | 196 |  |  | -5.95 | 196 | -0.070934 | -13.9031 | 0.47326 | 0.50181 |  |  |  |  | 58 | 0.028688
1681 | LAMARPWR_4G | 4 | North | YES | -0.030357 | 156 | 67.7 | 156 | 0 | 1.038 | CC | -1 | 0.070934 | 156 | 156 |  |  | -4.7357 | 156 | -0.070934 | -11.0658 | 0.47957 | 0.50808 |  |  |  |  | 59 | 0.028645
1682 | LAMARPWR_5G | 5 | North | YES | -0.030357 | 157 | 67.7 | 157 | 0 | 1.038 | CC | -1 | 0.070934 | 157 | 157 |  |  | -4.766 | 157 | -0.070934 | -11.1367 | 0.48592 | 0.51439 |  |  |  |  | 60 | 0.028603
1683 | LAMARPWR_6G | 6 | North | YES | -0.030357 | 198 | 129.1 | 198 | 0 | 1.038 | CC | -1 | 0.070934 | 198 | 198 |  |  | -6.0107 | 198 | -0.070934 | -14.045 | 0.49394 | 0.52235 |  |  |  |  | 61 | 0.028551
1675 | PEC_1G | 1 | North | YES | -0.030339 | 76.7 | 35 | 76.7 | 0 | 1.022 | Cogen | -1 | 0.070916 | 0 | 0 |  |  | 0 | 0 | -0.070916 | 0 | 0.49394 | 0.52235 |  |  |  |  | 62 | 0.028509
1676 | PEC_2G | 2 | North | YES | -0.030339 | 79.6 | 35 | 79.6 | 0 | 1.022 | Cogen | -1 | 0.070916 | 0 | 0 |  |  | 0 | 0 | -0.070916 | 0 | 0.49394 | 0.52235 |  |  |  |  | 63 | 0.028467
1677 | PEC_3G | 3 | North | YES | -0.030339 | 88.4 | 35 | 88.4 | 0 | 1.022 | Cogen | -1 | 0.070916 | 0 | 0 |  |  | 0 | 0 | -0.070916 | 0 | 0.49394 | 0.52235 |  |  |  |  | 64 | 0.028414
837 | NEWMAN_G5 | 1 | North | YES | -0.03033 | 0 | 15 | 40 |  | 1.01 | GST | -1 | 0.070907 | 40 | 40 |  |  | -1.2132 | 40 | -0.070907 | -2.8363 | 0.49556 | 0.52396 |  |  |  |  | 65 | 0.028414
1701 | MOSES_1G | 1 | North | YES | -0.030328 | 558 | 175 | 558 | 0 | 1.023 | LIGCO | -1 | 0.070905 | 0 | 558 |  |  | 0 | 0 | -0.070905 | 0 | 0.49556 | 0.52396 |  |  |  |  | 66 | 0.028414
1702 | MOSES_2G | 2 | North | YES | -0.030328 | 579 | 175 | 579 | 0 | 1.023 | LIGCO | -1 | 0.070905 | 0 | 579 |  |  | 0 | 0 | -0.070905 | 0 | 0.49556 | 0.52396 |  |  |  |  | 67 | 0.028414
1703 | MOSES_3G | 3 | North | YES | -0.030328 | 808 | 463 | 808 | 0 | 1.023 | LIGCO | -1 | 0.070905 | 0 | 808 |  |  | 0 | 0 | -0.070905 | 0 | 0.49556 | 0.52396 |  |  |  |  | 68 | 0.028403
5925 | DCEAST | EQ | North | YES | -0.030328 | 400.3 | -600 | 600 | 0 | 1.025 | DCTie | -1 | 0.070905 | 0 | 0 |  |  | 0 | 0 | -0.070905 | 0 | 0.49556 | 0.52396 |  |  |  |  | 69 | 0.028403
842 | OLINGER_G1 | 1 | North | YES | -0.030323 | 55.4 | 20 | 79 | 0 | 1.03 | GST | -1 | 0.0709 | 79 | 79 |  |  | -2.3955 | 79 | -0.0709 | -5.6011 | 0.49875 | 0.52713 |  |  |  |  | 70 | 0.028403
843 | OLINGER_G2 | 1 | North | YES | -0.030323 | 76.2 | 25 | 110 | 0 | 1.03 | GST | -1 | 0.0709 | 110 | 110 |  |  | -3.3355 | 110 | -0.0709 | -7.799 | 0.50321 | 0.53155 |  |  |  |  | 71 | 0.028403
844 | OLINGER_G3 | 1 | North | YES | -0.030323 | 103.9 | 45 | 150 | 0 | 1.03 | GST | -1 | 0.0709 | 150 | 150 |  |  | -4.5484 | 150 | -0.0709 | -10.635 | 0.50928 | 0.53758 |  |  |  |  | 72 | 0.028403
845 | OLINGER_G4 | 1 | North | YES | -0.030323 | 51.9 | 0 | 76 | 0 | 1.03 | GGT | -1 | 0.0709 | 76 | 76 |  |  | -2.3045 | 76 | -0.0709 | -5.3884 | 0.51235 | 0.54064 |  |  |  |  | 73 | 0.02838
12440 | PARKD_1SVC8 | 1 | North | YES | -0.030302 | 0 | 0 | 0 | 0 | 1.007 | GST | -1 | 0.070879 | 0 | 0 |  |  | 0 | 0 | -0.070879 | 0 | 0.51235 | 0.54064 |  |  |  |  | 74 | 0.028348
12449 | PARKD_2SVC8 | 1 | North | YES | -0.030302 | 0 | 0 | 0 | 0 | 1.007 | GST | -1 | 0.070879 | 0 | 0 |  |  | 0 | 0 | -0.070879 | 0 | 0.51235 | 0.54064 |  |  |  |  | 75 | 0.028305
503 | NTHTEXAS01 | 1 | North | YES | -0.030295 | 0 | 5 | 18 |  | 1.015 | GST | -1 | 0.070872 | 18 | 18 |  |  | -0.54531 | 18 | -0.070872 | -1.2757 | 0.51308 | 0.54136 |  |  |  |  | 76 | 0.028284
504 | NTHTEXAS02 | 2 | North | YES | -0.030295 | 14.4 | 5 | 18 |  | 1.015 | GST | -1 | 0.070872 | 18 | 18 |  |  | -0.54531 | 18 | -0.070872 | -1.2757 | 0.51381 | 0.54208 |  |  |  |  | 77 | 0.028284
505 | NTHTEXAS03 | 3 | North | YES | -0.030295 | 30.4 | 15 | 38 |  | 1.015 | GST | -1 | 0.070872 | 38 | 38 |  |  | -1.1512 | 38 | -0.070872 | -2.6931 | 0.51535 | 0.54361 |  |  |  |  | 78 | 0.028284
949 | STEAM2 | 1 | North | YES | -0.030291 | 26 | 8 | 26 | 0 | 0.99 | GST | -1 | 0.070868 | 26 | 26 |  |  | -0.78757 | 26 | -0.070868 | -1.8426 | 0.5164 | 0.54465 |  |  |  |  | 79 | 0.028278
950 | STEAM3 | 1 | North | YES | -0.030291 | 41 | 13 | 42 | 0 | 1.02 | GST | -1 | 0.070868 | 42 | 42 |  |  | -1.2722 | 42 | -0.070868 | -2.9765 | 0.5181 | 0.54634 |  |  |  |  | 80 | 0.028273
948 | STEAM1 | 1 | North | YES | -0.03029 | 0 | 12 | 20 |  | 1.02 | GST | -1 | 0.070867 | 20 | 20 |  |  | -0.6058 | 20 | -0.070867 | -1.4173 | 0.51891 | 0.54714 |  |  |  |  | 81 | 0.028261
580 | JCKCNTY801 | 1 | North | YES | -0.030282 | 288 | 0 | 288 | 0 | 1.022 | CC | -1 | 0.070859 | 288 | 288 |  |  | -8.7212 | 288 | -0.070859 | -20.4075 | 0.53056 | 0.55871 |  |  |  |  | 82 | 0.028253
581 | JCKCNTY802 | 2 | North | YES | -0.030282 | 147 | 0 | 147 | 0 | 1.022 | CC | -1 | 0.070859 | 147 | 147 |  |  | -4.4515 | 147 | -0.070859 | -10.4163 | 0.53651 | 0.56461 |  |  |  |  | 83 | 0.028241
582 | JCKCNTY803 | 3 | North | YES | -0.030282 | 147 | 0 | 147 | 0 | 1.022 | CC | -1 | 0.070859 | 147 | 147 |  |  | -4.4515 | 147 | -0.070859 | -10.4163 | 0.54246 | 0.57052 |  |  |  |  | 84 | 0.028234
728 | WOLFRIDGE801 | 1 | North | YES | -0.030281 | 11.2 | 0 | 112.5 | 0 | 0.99 | Wind | -1 | 0.070858 | 0 | 112.5 |  |  | 0 | 0 | -0.070858 | 0 | 0.54246 | 0.57052 |  |  |  |  | 85 | 0.028145
2451 | LKHB1_G | 1 | North | YES | -0.030256 | 0 | 80 | 391 |  | 1.022 | GST | -1 | 0.070833 | 391 | 391 |  |  | -11.8301 | 391 | -0.070833 | -27.6958 | 0.55829 | 0.58621 |  |  |  |  | 86 | 0.0281
2452 | LKHB2_G | 2 | North | YES | -0.030256 | 516 | 80 | 516 | 0 | 1.022 | GST | -1 | 0.070833 | 516 | 516 |  |  | -15.6121 | 516 | -0.070833 | -36.55 | 0.57917 | 0.60693 |  |  |  |  | 87 | 0.028054
12411 | FPLEFR1A_G | 1 | North | YES | -0.030066 | 161 | 72 | 161 | 0 | 1 | CC | -1 | 0.070643 | 161 | 161 |  |  | -4.8406 | 161 | -0.070643 | -11.3736 | 0.58568 | 0.61337 |  |  |  |  | 88 | 0.028054
12412 | FPLEFR1B_G | 2 | North | YES | -0.030066 | 164 | 72 | 164 | 0 | 1 | CC | -1 | 0.070643 | 164 | 164 |  |  | -4.9308 | 164 | -0.070643 | -11.5855 | 0.59232 | 0.61994 |  |  |  |  | 89 | 0.027927
12413 | FPLEFR1C_G | 3 | North | YES | -0.030066 | 164 | 72 | 164 | 0 | 1 | CC | -1 | 0.070643 | 164 | 164 |  |  | -4.9308 | 164 | -0.070643 | -11.5855 | 0.59896 | 0.62651 |  |  |  |  | 90 | 0.027759
12414 | FPLEFR1S_G | 4 | North | YES | -0.030066 | 414 | 191 | 414 | 0 | 1 | CC | -1 | 0.070643 | 414 | 414 |  |  | -12.4473 | 414 | -0.070643 | -29.2463 | 0.61571 | 0.64308 |  |  |  |  | 91 | 0.02769
12421 | FPLEFR2A_G | 1 | North | YES | -0.030066 | 162 | 72 | 162 | 0 | 1 | CC | -1 | 0.070643 | 162 | 162 |  |  | -4.8707 | 162 | -0.070643 | -11.4442 | 0.62227 | 0.64957 |  |  |  |  | 92 | 0.027619
12422 | FPLEFR2B_G | 2 | North | YES | -0.030066 | 161 | 72 | 161 | 0 | 1 | CC | -1 | 0.070643 | 161 | 161 |  |  | -4.8406 | 161 | -0.070643 | -11.3736 | 0.62878 | 0.65601 |  |  |  |  | 93 | 0.027548
12423 | FPLEFR2C_G | 3 | North | YES | -0.030066 | 163 | 72 | 163 | 0 | 1 | CC | -1 | 0.070643 | 163 | 163 |  |  | -4.9008 | 163 | -0.070643 | -11.5149 | 0.63538 | 0.66254 |  |  |  |  | 94 | 0.027369
12424 | FPLEFR2S_G | 4 | North | YES | -0.030066 | 415 | 191 | 415 | 0 | 1 | CC | -1 | 0.070643 | 415 | 415 |  |  | -12.4774 | 415 | -0.070643 | -29.317 | 0.65218 | 0.67916 |  |  |  |  | 95 | 0.027299
332 | RWMILLER01 | 1 | North | YES | -0.030033 | 58.4 | 18.5 | 73 | 0 | 1.04 | GST | -1 | 0.07061 | 73 | 73 |  |  | -2.1924 | 73 | -0.07061 | -5.1546 | 0.65513 | 0.68208 |  |  |  |  | 96 | 0.027229
333 | RWMILLER02 | 2 | North | YES | -0.030033 | 95.2 | 37 | 119 | 0 | 1.04 | GST | -1 | 0.07061 | 119 | 119 |  |  | -3.5739 | 119 | -0.07061 | -8.4026 | 0.65995 | 0.68684 |  |  |  |  | 97 | 0.027159
334 | RWMILLER03 | 3 | North | YES | -0.030033 | 166.4 | 65 | 208 | 0 | 1.04 | GST | -1 | 0.07061 | 208 | 208 |  |  | -6.2469 | 208 | -0.07061 | -14.6869 | 0.66837 | 0.69516 |  |  |  |  | 98 | 0.026979
335 | RWMILLER04 | 4 | North | YES | -0.030033 | 81.6 | 0 | 102 | 0 | 1.04 | GST | -1 | 0.07061 | 102 | 102 |  |  | -3.0634 | 102 | -0.07061 | -7.2023 | 0.67249 | 0.69925 |  |  |  |  | 99 | 0.026946
336 | RWMILLER05 | 5 | North | YES | -0.030033 | 80.8 | 0 | 101 | 0 | 1.04 | GST | -1 | 0.07061 | 101 | 101 |  |  | -3.0333 | 101 | -0.07061 | -7.1316 | 0.67658 | 0.70329 |  |  |  |  | 100 | 0.026893
1453 | WCPWRCO_1G | 1 | North | YES | -0.029945 | 204 | 50 | 204 | 0 | 1.02 | CC | -1 | 0.070522 | 204 | 204 |  |  | -6.1088 | 204 | -0.070522 | -14.3865 | 0.68484 | 0.71144 |  |  |  |  | 101 | 0.026799
1454 | WCPWRCO_2G | 2 | North | YES | -0.029945 | 204 | 50 | 204 | 0 | 1.02 | CC | -1 | 0.070522 | 204 | 204 |  |  | -6.1088 | 204 | -0.070522 | -14.3865 | 0.69309 | 0.7196 |  |  |  |  | 102 | 0.026753
1455 | WCPWRCO_3G | 3 | North | YES | -0.029945 | 242 | 50 | 242 |  | 1.02 | CC | -1 | 0.070522 | 242 | 242 |  |  | -7.2467 | 242 | -0.070522 | -17.0664 | 0.70289 | 0.72927 |  |  |  |  | 103 | 0.026707
344 | MRSSHPRD | 1 | North | YES | -0.029515 | 0 | 0 | 12 |  | 1.03 | Hydro | -1 | 0.070092 | 0 | 0 |  |  | 0 | 0 | -0.070092 | 0 | 0.70289 | 0.72927 |  |  |  |  | 104 | 0.026605
345 | MRSSHPRD01 | 2 | North | YES | -0.029515 | 0 | 0 | 12 |  | 1.03 | Hydro | -1 | 0.070092 | 0 | 0 |  |  | 0 | 0 | -0.070092 | 0 | 0.70289 | 0.72927 |  |  |  |  | 105 | 0.026503
1600 | BARTNWND_1G | 1 | North | YES | -0.029474 | 12 | 0 | 120 | 0 | 1.022 | Wind | -1 | 0.070051 | 0 | 120 |  |  | 0 | 0 | -0.070051 | 0 | 0.70289 | 0.72927 |  |  |  |  | 106 | 0.026381
3097 | MARTLAKE_1G | 1 | North | YES | -0.029191 | 790 | 500 | 790 | 0 | 1.017 | LIGCO | -1 | 0.069768 | 0 | 790 |  |  | 0 | 0 | -0.069768 | 0 | 0.70289 | 0.72927 |  |  |  |  | 107 | 0.026381
3098 | MARTLAKE_2G | 2 | North | YES | -0.029191 | 795 | 461 | 795 | 0 | 1.017 | LIGCO | -1 | 0.069768 | 0 | 795 |  |  | 0 | 0 | -0.069768 | 0 | 0.70289 | 0.72927 |  |  |  |  | 108 | 0.026381
3099 | MARTLAKE_3G | 3 | North | YES | -0.029191 | 804 | 500 | 804 | 0 | 1.017 | LIGCO | -1 | 0.069768 | 0 | 804 |  |  | 0 | 0 | -0.069768 | 0 | 0.70289 | 0.72927 |  |  |  |  | 109 | 0.026381
13116 | TGATEWAY_1G | 1 | North | YES | -0.029069 | 151 | 30 | 151 | 0 | 1.0232 | CC | -1 | 0.069646 | 151 | 151 |  |  | -4.3894 | 151 | -0.069646 | -10.5166 | 0.709 | 0.73523 |  |  |  |  | 110 | 0.026381
13117 | TGATEWAY_2G | 2 | North | YES | -0.029069 | 130 | 30 | 130 | 0 | 1.0232 | CC | -1 | 0.069646 | 130 | 130 |  |  | -3.779 | 130 | -0.069646 | -9.054 | 0.71426 | 0.74036 |  |  |  |  | 111 | 0.026381
13118 | TGATEWAY_3G | 3 | North | YES | -0.029069 | 148 | 30 | 148 | 0 | 1.0232 | CC | -1 | 0.069646 | 148 | 148 |  |  | -4.3022 | 148 | -0.069646 | -10.3077 | 0.72025 | 0.7462 |  |  |  |  | 112 | 0.026381
13119 | TGATEWAY_4G | 4 | North | YES | -0.029069 | 399 | 65 | 399 | 0 | 1.0232 | CC | -1 | 0.069646 | 399 | 399 |  |  | -11.5985 | 399 | -0.069646 | -27.7889 | 0.7364 | 0.76195 |  |  |  |  | 113 | 0.026231
3348 | CHAMPION_1G | MB | North | YES | -0.028939 | 0 | 42 | 42 |  | 1 | Cogen | -1 | 0.069516 | 0 | 0 |  |  | 0 | 0 | -0.069516 | 0 | 0.7364 | 0.76195 |  |  |  |  | 114 | 0.026101
3309 | ASPN_G | 1 | North | YES | -0.028925 | 50 | 0 | 50 |  | 1 | Bio | -1 | 0.069502 | 50 | 50 |  |  | -1.4463 | 50 | -0.069502 | -3.4751 | 0.73842 | 0.76392 |  |  |  |  | 115 | 0.025954
1479 | WFCOGEN_1G | 1 | North | YES | -0.028915 | 16 | 12 | 20 | 0 | 1 | Cogen | -1 | 0.069492 | 0 | 0 |  |  | 0 | 0 | -0.069492 | 0 | 0.73842 | 0.76392 |  |  |  |  | 116 | 0.025556
1479 | WFCOGEN_1G | 2 | North | YES | -0.028915 | 16 | 12 | 20 | 0 | 1 | Cogen | -1 | 0.069492 | 0 | 0 |  |  | 0 | 0 | -0.069492 | 0 | 0.73842 | 0.76392 |  |  |  |  | 117 | 0.025556
1482 | WFCOGEN_2G | 2 | North | YES | -0.028915 | 13.6 | 12 | 17 | 0 | 1 | Cogen | -1 | 0.069492 | 0 | 0 |  |  | 0 | 0 | -0.069492 | 0 | 0.73842 | 0.76392 |  |  |  |  | 118 | 0.025502
1482 | WFCOGEN_2G | 1 | North | YES | -0.028915 | 16 | 12 | 20 | 0 | 1 | Cogen | -1 | 0.069492 | 0 | 0 |  |  | 0 | 0 | -0.069492 | 0 | 0.73842 | 0.76392 |  |  |  |  | 119 | 0.025502
1432 | GRHAMSES_2G | 2 | North | YES | -0.028907 | 294.9 | 90 | 366 | 0 | 1.014 | GST | -1 | 0.069484 | 366 | 366 |  |  | -10.58 | 366 | -0.069484 | -25.4313 | 0.75323 | 0.77833 |  |  |  |  | 120 | 0.025502
3107 | STRYKER_1G | 1 | North | YES | -0.028881 | 145.6 | 45 | 182 | 0 | 1.029 | GST | -1 | 0.069458 | 182 | 182 |  |  | -5.2563 | 182 | -0.069458 | -12.6414 | 0.7606 | 0.7855 |  |  |  |  | 121 | 0.025502
3108 | STRYKER_2G | 2 | North | YES | -0.028881 | 484 | 75 | 484 | 0 | 1.029 | GST | -1 | 0.069458 | 484 | 484 |  |  | -13.9784 | 484 | -0.069458 | -33.6178 | 0.78018 | 0.80455 |  |  |  |  | 122 | 0.025502
1433 | GRHAMSES_1G | 1 | North | YES | -0.028752 | 242 | 60 | 242 | 0 | 1.038 | GST | -1 | 0.069329 | 242 | 242 |  |  | -6.958 | 242 | -0.069329 | -16.7777 | 0.78998 | 0.81406 |  |  |  |  | 123 | 0.025103
1643 | SLSTR1PP_1G | 1 | North | YES | -0.028486 | 6 | 0 | 60 | 0 | 1.022 | Wind | -1 | 0.069063 | 0 | 60 |  |  | 0 | 0 | -0.069063 | 0 | 0.78998 | 0.81406 |  |  |  |  | 124 | 0.024902
6100 | OKLA7A | EQ | West | YES | -0.028 | 50 | -220 | 220 | 0 | 1.035 | DCTie | -1 | 0.068577 | 0 | 0 |  |  |  |  | -0.068577 | 0 | 0.78998 | 0.81406 |  |  |  |  | 125 | 0.024368
6752 | OKLA0A | 1 | West | YES | -0.028 | 649.7 | 175 | 649.7 | 0 | 1.035 | LIGCO | -1 | 0.068577 | 0 | 649.7 |  |  |  |  | -0.068577 | 0 | 0.78998 | 0.81406 |  |  |  |  | 126 | 0.024083
1442 | COKFIELD_5 | 1 | North | YES | -0.02774 | 16.5 | 0 | 165 |  | 1.029 | Wind | -1 | 0.068317 | 0 | 165 |  |  | 0 | 0 | -0.068317 | 0 | 0.78998 | 0.81406 |  |  |  |  | 127 | 0.024083
13134 | CALFREST_4G | 4 | North | YES | -0.027641 | 151.5 | 40 | 151.5 | 0 | 1.031 | CC | -1 | 0.068218 | 151.5 | 151.5 |  |  | -4.1876 | 151.5 | -0.068218 | -10.3351 | 0.79611 | 0.81992 |  |  |  |  | 128 | 0.024083
13135 | CALFREST_5G | 5 | North | YES | -0.027641 | 152.3 | 57 | 152.3 | 0 | 1.031 | CC | -1 | 0.068218 | 152.3 | 152.3 |  |  | -4.2097 | 152.3 | -0.068218 | -10.3896 | 0.80227 | 0.82581 |  |  |  |  | 129 | 0.024083
13136 | CALFREST_6G | 6 | North | YES | -0.027641 | 177.5 | 40 | 177.5 | 0 | 1.031 | CC | -1 | 0.068218 | 177.5 | 177.5 |  |  | -4.9063 | 177.5 | -0.068218 | -12.1087 | 0.80946 | 0.83267 |  |  |  |  | 130 | 0.024083
13131 | CALFREST_1G | 1 | North | YES | -0.027569 | 150.7 | 40 | 150.7 | 0 | 1.031 | CC | -1 | 0.068146 | 150.7 | 150.7 |  |  | -4.1546 | 150.7 | -0.068146 | -10.2696 | 0.81556 | 0.83849 |  |  |  |  | 131 | 0.023809
13132 | CALFREST_2G | 2 | North | YES | -0.027569 | 151 | 57 | 151 | 0 | 1.031 | CC | -1 | 0.068146 | 151 | 151 |  |  | -4.1629 | 151 | -0.068146 | -10.2901 | 0.82167 | 0.84432 |  |  |  |  | 132 | 0.023534
13133 | CALFREST_3G | 3 | North | YES | -0.027569 | 177.4 | 40 | 177.4 | 0 | 1.031 | CC | -1 | 0.068146 | 177.4 | 177.4 |  |  | -4.8907 | 177.4 | -0.068146 | -12.0892 | 0.82885 | 0.85117 |  |  |  |  | 133 | 0.023213
1438 | MESQUITW_2G | 1 | North | YES | -0.027371 | 23.6 | 0 | 236 |  | 1.017 | Wind | -1 | 0.067948 | 0 | 236 |  |  | 0 | 0 | -0.067948 | 0 | 0.82885 | 0.85117 |  |  |  |  | 134 | 0.022935
1437 | MESQUITW_1G | 1 | North | YES | -0.027369 | 40 | 0 | 400 | 0 | 1.023 | Wind | -1 | 0.067946 | 0 | 400 |  |  | 0 | 0 | -0.067946 | 0 | 0.82885 | 0.85117 |  |  |  |  | 135 | 0.022656
3381 | BBRN_1G | 1 | North | YES | -0.027265 | 618 | 225 | 618 | 0 | 1.03 | LIGCO | -1 | 0.067842 | 0 | 618 |  |  | 0 | 0 | -0.067842 | 0 | 0.82885 | 0.85117 |  |  |  |  | 136 | 0.022328
3382 | BBRN_2G | 2 | North | YES | -0.027265 | 589 | 225 | 589 | 0 | 1.03 | LIGCO | -1 | 0.067842 | 0 | 589 |  |  | 0 | 0 | -0.067842 | 0 | 0.82885 | 0.85117 |  |  |  |  | 137 | 0.022328
60081 | WHRLWIND1A | 1 | West | YES | -0.026698 | 12 | 0 | 60 | 0 | 1.03 | Wind | -1 | 0.067275 | 0 | 60 |  |  |  |  | -0.067275 | 0 | 0.82885 | 0.85117 |  |  |  |  | 138 | 0.022328
1416 | SWETWATR_1G | 1 | West | YES | -0.026459 | 30 | 18 | 30 | 0 | 1.026 | CC | -1 | 0.067036 | 30 | 30 |  |  |  |  | -0.067036 | -2.0111 | 0.83006 | 0.85231 |  |  |  |  | 139 | 0.022328
1417 | SWETWATR_2G | 2 | West | YES | -0.026459 | 72 | 36 | 72 | 0 | 1.026 | CC | -1 | 0.067036 | 72 | 72 |  |  |  |  | -0.067036 | -4.8266 | 0.83297 | 0.85505 |  |  |  |  | 140 | 0.022328
1418 | SWETWATR_3G | 3 | West | YES | -0.026459 | 68 | 36 | 68 | 0 | 1.026 | CC | -1 | 0.067036 | 68 | 68 |  |  |  |  | -0.067036 | -4.5585 | 0.83573 | 0.85763 |  |  |  |  | 141 | 0.022328
1419 | SWETWATR_4G | 4 | West | YES | -0.026459 | 61 | 36 | 61 | 0 | 1.026 | CC | -1 | 0.067036 | 61 | 61 |  |  |  |  | -0.067036 | -4.0892 | 0.8382 | 0.85995 |  |  |  |  | 142 | 0.022253
6144 | MCADOO1A | 1 | West | YES | -0.026271 | 15 | 0 | 150 | 0 | 1.025 | Wind | -1 | 0.066848 | 0 | 150 |  |  |  |  | -0.066848 | 0 | 0.8382 | 0.85995 |  |  |  |  | 143 | 0.022075
11056 | ROSCOE_1G | 1 | West | YES | -0.026268 | 41.8 | 0 | 209 |  | 1 | Wind | -1 | 0.066845 | 0 | 209 |  |  |  |  | -0.066845 | 0 | 0.8382 | 0.85995 |  |  |  |  | 144 | 0.021907
11057 | CHAMPION_1G | 1 | West | YES | -0.026268 | 25.3 | 0 | 126.5 |  | 1 | Wind | -1 | 0.066845 | 0 | 126.5 |  |  |  |  | -0.066845 | 0 | 0.8382 | 0.85995 |  |  |  |  | 145 | 0.021756
11058 | PYRON_1G | 1 | West | YES | -0.026268 | 49.8 | 0 | 249 |  | 1 | Wind | -1 | 0.066845 | 0 | 249 |  |  |  |  | -0.066845 | 0 | 0.8382 | 0.85995 |  |  |  |  | 146 | 0.021756
11059 | INADALE_1G | 1 | West | YES | -0.026268 | 39.4 | 0 | 197 |  | 1 | Wind | -1 | 0.066845 | 0 | 197 |  |  |  |  | -0.066845 | 0 | 0.8382 | 0.85995 |  |  |  |  | 147 | 0.021756
71051 | L_BITTCR1_1N | W1 | West | YES | -0.026228 | 7.5 | 0 | 37.5 |  | 1.02 | Wind | -1 | 0.066805 | 0 | 37.5 |  |  |  |  | -0.066805 | 0 | 0.8382 | 0.85995 |  |  |  |  | 148 | 0.021756
71054 | L_SWEETW1_1N | W1 | West | YES | -0.026228 | 21.5 | 0 | 107.5 |  | 1.02 | Wind | -1 | 0.066805 | 0 | 107.5 |  |  |  |  | -0.066805 | 0 | 0.8382 | 0.85995 |  |  |  |  | 149 | 0.021756
71057 | L_SWEETW1_2N | W1 | West | YES | -0.026228 | 27 | 0 | 135 |  | 1.02 | Wind | -1 | 0.066805 | 0 | 135 |  |  |  |  | -0.066805 | 0 | 0.8382 | 0.85995 |  |  |  |  | 150 | 0.021756
71059 | L_SWEETW1_3N | W1 | West | YES | -0.026228 | 23.8 | 0 | 119 | 0 | 1.02 | Wind | -1 | 0.066805 | 0 | 119 |  |  |  |  | -0.066805 | 0 | 0.8382 | 0.85995 |  |  |  |  | 151 | 0.021756
71060 | L_SWEETW1_4N | W1 | West | YES | -0.026228 | 21 | 0 | 105 | 0 | 1.02 | Wind | -1 | 0.066805 | 0 | 105 |  |  |  |  | -0.066805 | 0 | 0.8382 | 0.85995 |  |  |  |  | 152 | 0.021756
71061 | L_SWEETW1_5N | W1 | West | YES | -0.026228 | 16.1 | 0 | 80.5 | 0 | 1.02 | Wind | -1 | 0.066805 | 0 | 80.5 |  |  |  |  | -0.066805 | 0 | 0.8382 | 0.85995 |  |  |  |  | 153 | 0.021756
6407 | TURKTRAK1A | 1 | West | YES | -0.026064 | 33.9 | 0 | 169.5 | 0 | 1.025 | Wind | -1 | 0.066641 | 0 | 169.5 |  |  |  |  | -0.066641 | 0 | 0.8382 | 0.85995 |  |  |  |  | 154 | 0.021756
1343 | TRENTIPP_8 | 1 | West | YES | -0.025979 | 30 | 0 | 150 |  | 1.014 | Wind | -1 | 0.066556 | 0 | 150 |  |  |  |  | -0.066556 | 0 | 0.8382 | 0.85995 |  |  |  |  | 155 | 0.021756
1354 | AEPWIND_8 | 1 | West | YES | -0.025979 | 20.2 | 0 | 101 |  | 1 | Wind | -1 | 0.066556 | 0 | 101 |  |  |  |  | -0.066556 | 0 | 0.8382 | 0.85995 |  |  |  |  | 156 | 0.021756
36998 | RDCNYNG1 | 1 | West | YES | -0.025943 | 16.8 | 0 | 84 |  | 1.01 | Wind | -1 | 0.06652 | 0 | 84 |  |  |  |  | -0.06652 | 0 | 0.8382 | 0.85995 |  |  |  |  | 157 | 0.021756
1061 | CIELOGEN_1G | 1 | West | YES | -0.025869 | 19.8 | 0 | 99 |  | 1 | Wind | -1 | 0.066446 | 0 | 99 |  |  |  |  | -0.066446 | 0 | 0.8382 | 0.85995 |  |  |  |  | 158 | 0.021756
1062 | CIELOGEN_2G | 1 | West | YES | -0.025869 | 12.2 | 0 | 61 |  | 1 | Wind | -1 | 0.066446 | 0 | 61 |  |  |  |  | -0.066446 | 0 | 0.8382 | 0.85995 |  |  |  |  | 159 | 0.021756
1069 | KINDERMG_1G | 1 | West | YES | -0.025869 | 25 | 5 | 25 | 0 | 1.017 | Cogen | -1 | 0.066446 | 0 | 0 |  |  |  |  | -0.066446 | 0 | 0.8382 | 0.85995 |  |  |  |  | 160 | 0.021756
1070 | KINDERMG_2G | 1 | West | YES | -0.025869 | 45.7 | 12 | 45.7 | 0 | 1.017 | Cogen | -1 | 0.066446 | 0 | 0 |  |  |  |  | -0.066446 | 0 | 0.8382 | 0.85995 |  |  |  |  | 161 | 0.021756
1071 | KINDERMG_3G | 1 | West | YES | -0.025869 | 45.7 | 12 | 45.7 | 0 | 1.017 | Cogen | -1 | 0.066446 | 0 | 0 |  |  |  |  | -0.066446 | 0 | 0.8382 | 0.85995 |  |  |  |  | 162 | 0.021756
1068 | SCURRYCW_1G | 1 | West | YES | -0.025865 | 28.2 | 1.3 | 141 | 0 | 1.0217 | Wind | -1 | 0.066442 | 0 | 141 |  |  |  |  | -0.066442 | 0 | 0.8382 | 0.85995 |  |  |  |  | 163 | 0.021756
1073 | SCURRYCW_2G | 2 | West | YES | -0.025865 | 24 | 0 | 120 | 0 | 1.0217 | Wind | -1 | 0.066442 | 0 | 120 |  |  |  |  | -0.066442 | 0 | 0.8382 | 0.85995 |  |  |  |  | 164 | 0.021756
6637 | SNYDERW1A | 1 | West | YES | -0.025835 | 12.6 | 0 | 63 | 0 | 1.025 | Wind | -1 | 0.066412 | 0 | 63 |  |  |  |  | -0.066412 | 0 | 0.8382 | 0.85995 |  |  |  |  | 165 | 0.021756
1037 | MORGAN5G_5G | 5 | West | YES | -0.025814 | 109.6 | 40 | 137 | 0 | 1.029 | GST | -1 | 0.066391 | 137 | 137 |  |  |  |  | -0.066391 | -9.0956 | 0.84374 | 0.86511 |  |  |  |  | 166 | 0.021756
1039 | MRGNAG_1G | A | West | YES | -0.025814 | 69 | 69 | 69 | 0 | 1.029 | GGT | -1 | 0.066391 | 69 | 69 |  |  |  |  | -0.066391 | -4.581 | 0.84653 | 0.8677 |  |  |  |  | 167 | 0.021756
1040 | MRGNBG_2G | B | West | YES | -0.025814 | 70 | 70 | 71 | 0 | 1.029 | GGT | -1 | 0.066391 | 71 | 71 |  |  |  |  | -0.066391 | -4.7138 | 0.84941 | 0.87037 |  |  |  |  | 168 | 0.021756
1041 | MRGNCG_3G | C | West | YES | -0.025814 | 69 | 69 | 70 | 0 | 1.029 | GGT | -1 | 0.066391 | 70 | 70 |  |  |  |  | -0.066391 | -4.6474 | 0.85224 | 0.87301 |  |  |  |  | 169 | 0.021366
1042 | MRGNDG_4G | D | West | YES | -0.025814 | 68 | 68 | 68 | 0 | 1.029 | GGT | -1 | 0.066391 | 68 | 68 |  |  |  |  | -0.066391 | -4.5146 | 0.85499 | 0.87557 |  |  |  |  | 170 | 0.02117
1043 | MRGNEG_5G | E | West | YES | -0.025814 | 68 | 68 | 70 | 0 | 1.029 | GGT | -1 | 0.066391 | 70 | 70 |  |  |  |  | -0.066391 | -4.6474 | 0.85782 | 0.8782 |  |  |  |  | 171 | 0.020968
1044 | MRGNFG_6G | F | West | YES | -0.025814 | 66 | 66 | 66 | 0 | 1.029 | GGT | -1 | 0.066391 | 66 | 66 |  |  |  |  | -0.066391 | -4.3818 | 0.86049 | 0.88068 |  |  |  |  | 172 | 0.020769
1058 | LONGSHORE_5 | 1 | West | YES | -0.025768 | 30 | 0 | 150 |  | 1.01 | Wind | -1 | 0.066345 | 0 | 150 |  |  |  |  | -0.066345 | 0 | 0.86049 | 0.88068 |  |  |  |  | 173 | 0.020576
1058 | LONGSHORE_5 | 2 | West | YES | -0.025768 | 44 | 0 | 220 |  | 1.01 | Wind | -1 | 0.066345 | 0 | 220 |  |  |  |  | -0.066345 | 0 | 0.86049 | 0.88068 |  |  |  |  | 174 | 0.020377
11065 | ELBOWCK_1G | 1 | West | YES | -0.025768 | 23.4 | 0 | 121.9 | 0 | 1 | Wind | -1 | 0.066345 | 0 | 121.9 |  |  |  |  | -0.066345 | 0 | 0.86049 | 0.88068 |  |  |  |  | 175 | 0.02019
60058 | BUFF_GAP1A | 1 | West | YES | -0.025706 | 24 | 0 | 120 |  | 1 | Wind | -1 | 0.066283 | 0 | 120 |  |  |  |  | -0.066283 | 0 | 0.86049 | 0.88068 |  |  |  |  | 176 | 0.02019
60060 | CIRELLO | 1 | West | YES | -0.025706 | 46.6 | 0 | 233 | 0 | 1 | Wind | -1 | 0.066283 | 0 | 233 |  |  |  |  | -0.066283 | 0 | 0.86049 | 0.88068 |  |  |  |  | 177 | 0.02019
60063 | BUFF_GAP1B | 1 | West | YES | -0.025706 | 34 | 0 | 170.2 | 0 | 1.02 | Wind | -1 | 0.066283 | 0 | 170.2 |  |  |  |  | -0.066283 | 0 | 0.86049 | 0.88068 |  |  |  |  | 178 | 0.02019
60066 | H_HOLLOW1A | 1 | West | YES | -0.025706 | 44.4 | 0 | 222 | 0 | 1.005 | Wind | -1 | 0.066283 | 0 | 222 |  |  |  |  | -0.066283 | 0 | 0.86049 | 0.88068 |  |  |  |  | 179 | 0.02019
60068 | HHOLLOW21A | 1 | West | YES | -0.025706 | 36.8 | 0 | 184 | 0 | 1.025 | Wind | -1 | 0.066283 | 0 | 184 |  |  |  |  | -0.066283 | 0 | 0.86049 | 0.88068 |  |  |  |  | 180 | 0.02019
60070 | HHOLLOW31A | 1 | West | YES | -0.025706 | 44.8 | 0 | 224 | 0 | 1.025 | Wind | -1 | 0.066283 | 0 | 224 |  |  |  |  | -0.066283 | 0 | 0.86049 | 0.88068 |  |  |  |  | 181 | 0.02019
60072 | HHOLLOW41A | 1 | West | YES | -0.025706 | 23 | 0 | 115 | 0 | 1.025 | Wind | -1 | 0.066283 | 0 | 115 |  |  |  |  | -0.066283 | 0 | 0.86049 | 0.88068 |  |  |  |  | 182 | 0.02019
1045 | CALENG1G_1G | 1 | West | YES | -0.025694 | 73.4 | 27 | 73.4 | 0 | 1.014 | Cogen | -1 | 0.066271 | 0 | 0 |  |  |  |  | -0.066271 | 0 | 0.86049 | 0.88068 |  |  |  |  | 183 | 0.02019
1046 | CALENG2G_2G | 2 | West | YES | -0.025694 | 73.4 | 27 | 73.4 | 0 | 1.014 | Cogen | -1 | 0.066271 | 0 | 0 |  |  |  |  | -0.066271 | 0 | 0.86049 | 0.88068 |  |  |  |  | 184 | 0.02019
1047 | CALENG3G_3G | 3 | West | YES | -0.025694 | 70.4 | 27 | 70.4 | 0 | 1.014 | Cogen | -1 | 0.066271 | 0 | 0 |  |  |  |  | -0.066271 | 0 | 0.86049 | 0.88068 |  |  |  |  | 185 | 0.02019
11309 | BULLCREK_2G | 1 | West | YES | -0.025692 | 20.9 | 0 | 180 |  | 1 | Wind | -1 | 0.066269 | 0 | 180 |  |  |  |  | -0.066269 | 0 | 0.86049 | 0.88068 |  |  |  |  | 186 | 0.02019
11310 | BULLCREK_1G | 1 | West | YES | -0.025692 | 15.1 | 0 | 180 |  | 1 | Wind | -1 | 0.066269 | 0 | 180 |  |  |  |  | -0.066269 | 0 | 0.86049 | 0.88068 |  |  |  |  | 187 | 0.02019
11320 | COYOTE_1G | 1 | West | YES | -0.025668 | 22.5 | 0 | 225 |  | 1 | Wind | -1 | 0.066245 | 0 | 225 |  |  |  |  | -0.066245 | 0 | 0.86049 | 0.88068 |  |  |  |  | 188 | 0.02019
1360 | GUNSIGHT_8 | 1 | West | YES | -0.025548 | 0 | 0 | 120 |  | 1.01 | Wind | -1 | 0.066125 | 0 | 120 |  |  |  |  | -0.066125 | 0 | 0.86049 | 0.88068 |  |  |  |  | 189 | 0.02019
1327 | WILDHRSE_1G | 1 | West | YES | -0.025534 | 0 | 0 | 120 |  | 1 | Wind | -1 | 0.066111 | 0 | 120 |  |  |  |  | -0.066111 | 0 | 0.86049 | 0.88068 |  |  |  |  | 190 | 0.02019
1333 | MCDDONAL_8 | 1 | West | YES | -0.025457 | 42.8 | 0 | 214.2 |  | 1.01 | Wind | -1 | 0.066034 | 0 | 214.2 |  |  |  |  | -0.066034 | 0 | 0.86049 | 0.88068 |  |  |  |  | 191 | 0.02019
1328 | OCOTILLO_1G | 1 | West | YES | -0.025391 | 11.6 | 0 | 58 |  | 1.01 | Wind | -1 | 0.065968 | 0 | 58 |  |  |  |  | -0.065968 | 0 | 0.86049 | 0.88068 |  |  |  |  | 192 | 0.02019
11001 | NAV1CT | 1 | West | YES | -0.025378 | 70.4 | 18 | 70.4 | 0 | 1.029 | CC | -1 | 0.065955 | 70.4 | 70.4 |  |  |  |  | -0.065955 | -4.6433 | 0.86334 | 0.88332 |  |  |  |  | 193 | 0.02019
11009 | NAV2CT | 1 | West | YES | -0.025378 | 71.4 | 18 | 71.4 | 0 | 1.029 | CC | -1 | 0.065955 | 71.4 | 71.4 |  |  |  |  | -0.065955 | -4.7092 | 0.86623 | 0.88598 |  |  |  |  | 194 | 0.02019
11011 | NAV3ST | 1 | West | YES | -0.025378 | 92.8 | 40 | 92.8 | 0 | 1.029 | CC | -1 | 0.065955 | 92.8 | 92.8 |  |  |  |  | -0.065955 | -6.1207 | 0.86999 | 0.88945 |  |  |  |  | 195 | 0.02019
11012 | NAV4CT | 1 | West | YES | -0.025378 | 80 | 18 | 80 | 0 | 1.029 | CC | -1 | 0.065955 | 80 | 80 |  |  |  |  | -0.065955 | -5.2764 | 0.87323 | 0.89244 |  |  |  |  | 196 | 0.019972
11013 | NAV5CT | 1 | West | YES | -0.025378 | 80 | 18 | 80 | 0 | 1.029 | CC | -1 | 0.065955 | 80 | 80 |  |  |  |  | -0.065955 | -5.2764 | 0.87646 | 0.89543 |  |  |  |  | 197 | 0.019751
11014 | NAV6ST | 1 | West | YES | -0.025378 | 115 | 40 | 115 | 0 | 1.029 | CC | -1 | 0.065955 | 115 | 115 |  |  |  |  | -0.065955 | -7.5849 | 0.88112 | 0.89973 |  |  |  |  | 198 | 0.019465
11020 | TIEHVSG_1G | 1 | West | YES | -0.025374 | 208.2 | 63 | 208.2 | 0 | 1.012 | CC | -1 | 0.065951 | 208.2 | 208.2 |  |  |  |  | -0.065951 | -13.7311 | 0.88954 | 0.90752 |  |  |  |  | 199 | 0.019218
11021 | TIEHVCG_1G | 1 | West | YES | -0.025374 | 142.1 | 103 | 142.1 | 0 | 1.012 | CC | -1 | 0.065951 | 142.1 | 142.1 |  |  |  |  | -0.065951 | -9.3717 | 0.89529 | 0.91283 |  |  |  |  | 200 | 0.01897
11022 | TIEHVCG_2G | 1 | West | YES | -0.025374 | 132.4 | 103 | 132.4 | 0 | 1.012 | CC | -1 | 0.065951 | 132.4 | 132.4 |  |  |  |  | -0.065951 | -8.732 | 0.90065 | 0.91778 |  |  |  |  | 201 | 0.018615
11023 | TIEHVCG_3G | 1 | West | YES | -0.025374 | 137.4 | 103 | 137.4 | 0 | 1.012 | CC | -1 | 0.065951 | 137.4 | 137.4 |  |  |  |  | -0.065951 | -9.0617 | 0.90621 | 0.92291 |  |  |  |  | 202 | 0.017971
11024 | TIEHVCG_4G | 1 | West | YES | -0.025374 | 147 | 103 | 147 | 0 | 1.012 | CC | -1 | 0.065951 | 147 | 147 |  |  |  |  | -0.065951 | -9.6948 | 0.91216 | 0.92841 |  |  |  |  | 203 | 0.017532
11025 | TIEHVSG_2G | 1 | West | YES | -0.025374 | 213.2 | 63 | 213.2 | 0 | 1.012 | CC | -1 | 0.065951 | 213.2 | 213.2 |  |  |  |  | -0.065951 | -14.0608 | 0.92079 | 0.93638 |  |  |  |  | 204 | 0.017123
1326 | STANTONW_8 | 1 | West | YES | -0.025347 | 20.1 | 0 | 100.5 |  | 1.01 | Wind | -1 | 0.065924 | 0 | 100.5 |  |  |  |  | -0.065924 | 0 | 0.92079 | 0.93638 |  |  |  |  | 205 | 0.016698
1320 | BSP 1 | 1 | West | YES | -0.025254 | 25.5 | 2.9 | 25.8 | 0 | 1 | Cogen | -1 | 0.065831 | 0 | 0 |  |  |  |  | -0.065831 | 0 | 0.92079 | 0.93638 |  |  |  |  | 206 | 0.016243
11147 | NOTREES_1G | 1 | West | YES | -0.025072 | 29.8 | 0 | 149 | 0 | 1.017 | Wind | -1 | 0.065649 | 0 | 149 |  |  |  |  | -0.065649 | 0 | 0.92079 | 0.93638 |  |  |  |  | 207 | 0.015584
76031 | L_GASCCR1_1N | W1 | West | YES | -0.025058 | 30 | 0 | 150 | 0 | 1.02 | Wind | -1 | 0.065635 | 0 | 150 |  |  |  |  | -0.065635 | 0 | 0.92079 | 0.93638 |  |  |  |  | 208 | 0.015584
7038 | L_DELAWA1_1Y | 1 | West | YES | -0.025023 | 3.5 | 0 | 35 | 0 | 1 | Wind | -1 | 0.0656 | 0 | 35 |  |  |  |  | -0.0656 | 0 | 0.92079 | 0.93638 |  |  |  |  | 209 | 0.015584
7038 | L_DELAWA1_1Y | 2 | West | YES | -0.025023 | 3 | 0 | 30 | 0 | 1 | Wind | -1 | 0.0656 | 0 | 30 |  |  |  |  | -0.0656 | 0 | 0.92079 | 0.93638 |  |  |  |  | 210 | 0.015584
1002 | PBCTAGE_1G | A | West | YES | -0.024997 | 64 | 64 | 66 | 0 | 1.036 | GGT | -1 | 0.065574 | 66 | 66 |  |  |  |  | -0.065574 | -4.3279 | 0.92346 | 0.93883 |  |  |  |  | 211 | 0.015584
1003 | PBCTBGE_2G | B | West | YES | -0.024997 | 65 | 65 | 66 | 0 | 1.036 | GGT | -1 | 0.065574 | 66 | 66 |  |  |  |  | -0.065574 | -4.3279 | 0.92613 | 0.94128 |  |  |  |  | 212 | 0.015584
1004 | PBCTCGE_3G | C | West | YES | -0.024997 | 62 | 62 | 67 | 0 | 1.036 | GGT | -1 | 0.065574 | 67 | 67 |  |  |  |  | -0.065574 | -4.3935 | 0.92884 | 0.94377 |  |  |  |  | 213 | 0.015584
1005 | PBCTDGE_4G | D | West | YES | -0.024997 | 65 | 65 | 68 | 0 | 1.036 | GGT | -1 | 0.065574 | 68 | 68 |  |  |  |  | -0.065574 | -4.4591 | 0.9316 | 0.9463 |  |  |  |  | 214 | 0.015366
1006 | PBCTEGE_5G | E | West | YES | -0.024997 | 65 | 65 | 67 | 0 | 1.036 | GGT | -1 | 0.065574 | 67 | 67 |  |  |  |  | -0.065574 | -4.3935 | 0.93431 | 0.94879 |  |  |  |  | 215 | 0.015148
1007 | PB5GEN_6G | 5 | West | YES | -0.024997 | 91.2 | 40 | 114 | 0 | 1.036 | GST | -1 | 0.065574 | 114 | 114 |  |  |  |  | -0.065574 | -7.4755 | 0.93892 | 0.95303 |  |  |  |  | 216 | 0.014927
1008 | PB6GEN_7G | 6 | West | YES | -0.024997 | 515 | 130 | 515 | 0 | 1.036 | GST | -1 | 0.065574 | 515 | 515 |  |  |  |  | -0.065574 | -33.7708 | 0.95976 | 0.97217 |  |  |  |  | 217 | 0.014702
76091 | L_DIVIDE1_1N | W1 | West | YES | -0.024899 | 22.5 | 0 | 112.5 |  | 1.02 | Wind | -1 | 0.065476 | 0 | 112.5 |  |  |  |  | -0.065476 | 0 | 0.95976 | 0.97217 |  |  |  |  | 218 | 0.01448
76095 | L_CAPRSI1_1N | W1 | West | YES | -0.024899 | 29.9 | 0 | 149.5 | 0 | 1.02 | Wind | -1 | 0.065476 | 0 | 149.5 |  |  |  |  | -0.065476 | 0 | 0.95976 | 0.97217 |  |  |  |  | 219 | 0.014103
76096 | L_CAPRSI1_2N | W1 | West | YES | -0.024899 | 37.2 | 0 | 186 | 0 | 1.02 | Wind | -1 | 0.065476 | 0 | 186 |  |  |  |  | -0.065476 | 0 | 0.95976 | 0.97217 |  |  |  |  | 220 | 0.012401
76097 | L_CAPRGE1_1N | W1 | West | YES | -0.024899 | 42.9 | 0 | 214.5 | 0 | 1.02 | Wind | -1 | 0.065476 | 0 | 214.5 |  |  |  |  | -0.065476 | 0 | 0.95976 | 0.97217 |  |  |  |  | 221 | 0.012401
1349 | WESTXWIN_1G | 1 | West | YES | -0.024677 | 1.3 | 0 | 6.6 |  | 1.014 | Wind | -1 | 0.065254 | 0 | 6.6 |  |  |  |  | -0.065254 | 0 | 0.95976 | 0.97217 |  |  |  |  | 222 | 0.012401
1350 | NWPWRG1_1G | 1 | West | YES | -0.024677 | 6.9 | 1 | 34.3 |  | 1.014 | Wind | -1 | 0.065254 | 0 | 34.3 |  |  |  |  | -0.065254 | 0 | 0.95976 | 0.97217 |  |  |  |  | 223 | 0.012401
60057 | CALLAHAN1A | 1 | West | YES | -0.024604 | 22.8 | 0 | 114 | 0 | 1.04 | Wind | -1 | 0.065181 | 0 | 114 |  |  |  |  | -0.065181 | 0 | 0.95976 | 0.97217 |  |  |  |  | 224 | 0.012401
48721 | LEG_1___1 | 1 | North | YES | -0.022783 | 827 | 357 | 827 | 0 | 1.0348 | LIGCO | -1 | 0.06336 | 0 | 827 |  |  | 0 | 0 | -0.06336 | 0 | 0.95976 | 0.97217 |  |  |  |  | 225 | 0.012401
48722 | LEG_2___2 | 2 | North | YES | -0.022783 | 819 | 357 | 819 | 0 | 1.0348 | LIGCO | -1 | 0.06336 | 0 | 819 |  |  | 0 | 0 | -0.06336 | 0 | 0.95976 | 0.97217 |  |  |  |  | 226 | 0.012401
60007 | KING_SW1A | 1 | West | YES | -0.022508 | 20 | 0 | 80 |  | 1.03 | Wind | -1 | 0.063085 | 0 | 80 |  |  |  |  | -0.063085 | 0 | 0.95976 | 0.97217 |  |  |  |  | 227 | 0.012401
60019 | KING_NW1A | 1 | West | YES | -0.022508 | 20 | 0 | 80 |  | 1.03 | Wind | -1 | 0.063085 | 0 | 80 |  |  |  |  | -0.063085 | 0 | 0.95976 | 0.97217 |  |  |  |  | 228 | 0.012401
60201 | RIO DRCS | F | West | YES | -0.022397 | 0 | 0 | 0 | 0 | 1.025 | AVR | -1 | 0.062974 | 0 | 0 |  |  |  |  | -0.062974 | 0 | 0.95976 | 0.97217 |  |  |  |  | 229 | 0.012401
6016 | SWMESA | 1 | West | YES | -0.02235 | 18.8 | 0 | 75 |  | 1.03 | Wind | -1 | 0.062927 | 0 | 75 |  |  |  |  | -0.062927 | 0 | 0.95976 | 0.97217 |  |  |  |  | 230 | 0.012401
60003 | KING_NE1A | 1 | West | YES | -0.02235 | 20 | 0 | 80 |  | 1.03 | Wind | -1 | 0.062927 | 0 | 80 |  |  |  |  | -0.062927 | 0 | 0.95976 | 0.97217 |  |  |  |  | 231 | 0.012401
60005 | KING_SE1A | 1 | West | YES | -0.02235 | 10 | 0 | 40 |  | 1.035 | Wind | -1 | 0.062927 | 0 | 40 |  |  |  |  | -0.062927 | 0 | 0.95976 | 0.97217 |  |  |  |  | 232 | 0.012401
60016 | WOODWRD11A | 1 | West | YES | -0.022321 | 20 | 0 | 80 |  | 1.033 | Wind | -1 | 0.062898 | 0 | 80 |  |  |  |  | -0.062898 | 0 | 0.95976 | 0.97217 |  |  |  |  | 233 | 0.012401
38332 | TNWDWRDU2_8 | 1 | West | YES | -0.022315 | 20 | 0 | 80 | 0 | 1.0232 | Wind | -1 | 0.062892 | 0 | 80 |  |  |  |  | -0.062892 | 0 | 0.95976 | 0.97217 |  |  |  |  | 234 | 0.012401
38437 | TNSRBNMESA9 | 1 | West | YES | -0.022291 | 37.5 | 0 | 150 | 0 | 1.02 | Wind | -1 | 0.062868 | 0 | 150 |  |  |  |  | -0.062868 | 0 | 0.95976 | 0.97217 |  |  |  |  | 235 | 0.012401
60017 | ORNNWP1 | 1 | West | YES | -0.021445 | 20 | 0 | 80 |  | 1.027 | Wind | -1 | 0.062022 | 0 | 80 |  |  |  |  | -0.062022 | 0 | 0.95976 | 0.97217 |  |  |  |  | 236 | 0.012401
60000 | DSKY2 | 1 | West | YES | -0.021216 | 19.1 | 0 | 76.5 |  | 1.039 | Wind | -1 | 0.061793 | 0 | 76.5 |  |  |  |  | -0.061793 | 0 | 0.95976 | 0.97217 |  |  |  |  | 237 | 0.012401
60018 | DSKY1 | 1 | West | YES | -0.02116 | 21 | 0 | 84 | 0 | 1.023 | Wind | -1 | 0.061737 | 0 | 84 |  |  |  |  | -0.061737 | 0 | 0.95976 | 0.97217 |  |  |  |  | 238 | 0.012401
39960 | TNTNPONE_18 | 1 | North | YES | -0.019373 | 152.3 | 30 | 152.3 |  | 1.04 | LIGCO | -1 | 0.05995 | 0 | 152.3 |  |  | 0 | 0 | -0.05995 | 0 | 0.95976 | 0.97217 |  |  |  |  | 239 | 0.012401
39970 | TNTNPONE_28 | 1 | North | YES | -0.019373 | 153 | 30 | 153 |  | 1.04 | LIGCO | -1 | 0.05995 | 0 | 153 |  |  | 0 | 0 | -0.05995 | 0 | 0.95976 | 0.97217 |  |  |  |  | 240 | 0.012401
60202 | FRNDDRCS | F | West | YES | -0.016757 | 0 | 0 | 0 | 0 | 0.9985 | AVR | -1 | 0.057334 | 0 | 0 |  |  |  |  | -0.057334 | 0 | 0.95976 | 0.97217 |  |  |  |  | 241 | 0.012401
990 | GIBN_CREK_G1 | 1 | North | YES | -0.011247 | 463 | 200 | 463 | 0 | 1.0275 | LIGCO | -1 | 0.051824 | 0 | 463 |  |  | 0 | 0 | -0.051824 | 0 | 0.95976 | 0.97217 |  |  |  |  | 242 | 0.012401
32798 | BRYN_TAMUGEN | 1 | North | YES | -0.009403 | 32 | 0 | 32 |  | 1.02 | GST | -1 | 0.04998 | 32 | 32 |  |  | -0.3009 | 32 | -0.04998 | -1.5994 | 0.96106 | 0.97307 |  |  |  |  | 243 | 0.012401
32886 | BRYN_ATKINS3 | MB | North | YES | -0.0091 | 0 | 5 | 12 |  | 1 | GST | -1 | 0.049677 | 0 | 0 |  |  | 0 | 0 | -0.049677 | 0 | 0.96106 | 0.97307 |  |  |  |  | 244 | 0.012401
32887 | BRYN_ATKINS6 | MB | North | YES | -0.0091 | 0 | 12 | 51 |  | 1.028 | GST | -1 | 0.049677 | 0 | 0 |  |  | 0 | 0 | -0.049677 | 0 | 0.96106 | 0.97307 |  |  |  |  | 245 | 0.012401
32888 | BRYN_ATKINS7 | 1 | North | YES | -0.0091 | 13.6 | 4 | 17 |  | 1.028 | GGT | -1 | 0.049677 | 17 | 17 |  |  | -0.1547 | 17 | -0.049677 | -0.84451 | 0.96175 | 0.97355 |  |  |  |  | 246 | 0.012013
32890 | BRYN_ATKINS4 | MB | North | YES | -0.0091 | 0 | 5 | 22 |  | 1.031 | GST | -1 | 0.049677 | 0 | 0 |  |  | 0 | 0 | -0.049677 | 0 | 0.96175 | 0.97355 |  |  |  |  | 247 | 0.012013
32891 | BRYN_ATKINS5 | MB | North | YES | -0.0091 | 0 | 5 | 25 |  | 1.031 | GST | -1 | 0.049677 | 0 | 0 |  |  | 0 | 0 | -0.049677 | 0 | 0.96175 | 0.97355 |  |  |  |  | 248 | 0.012013
48671 | FTR_GT1_5105 | 1 | North | YES | -0.00886 | 154.2 | 0 | 154.2 | 0 | 1.0319 | CC | -1 | 0.049437 | 154.2 | 154.2 |  |  | -1.3662 | 154.2 | -0.049437 | -7.6232 | 0.96799 | 0.97787 |  |  |  |  | 249 | 0.011803
48672 | FTR_GT2_5110 | 2 | North | YES | -0.00886 | 159 | 0 | 159 | 0 | 1.0319 | CC | -1 | 0.049437 | 159 | 159 |  |  | -1.4087 | 159 | -0.049437 | -7.8605 | 0.97442 | 0.98233 |  |  |  |  | 250 | 0.011803
48673 | FTR_GT3_5085 | 3 | North | YES | -0.00886 | 158 | 0 | 158 | 0 | 1.0319 | CC | -1 | 0.049437 | 158 | 158 |  |  | -1.3999 | 158 | -0.049437 | -7.8111 | 0.98082 | 0.98675 |  |  |  |  | 251 | 0.011803
48674 | FTR_CN4_5095 | 4 | North | YES | -0.00886 | 380 | 0 | 380 | 0 | 1.0319 | CC | -1 | 0.049437 | 380 | 380 |  |  | -3.3668 | 380 | -0.049437 | -18.7862 | 0.9962 | 0.9974 |  |  |  |  | 252 | 0.0098833
32883 | BRYN_DNSBY3 | 1 | North | YES | -0.008215 | 0 | 2 | 48 |  | 1.015 | GST | -1 | 0.048792 | 48 | 48 |  |  | -0.39432 | 48 | -0.048792 | -2.342 | 0.99814 | 0.99873 |  |  |  |  | 253 | 0.0079035
32884 | BRYN_DNSBY13 | 1 | North | YES | -0.008215 | 46 | 2 | 46 | 0 | 1.015 | GST | -1 | 0.048792 | 46 | 46 |  |  | -0.37789 | 46 | -0.048792 | -2.2444 | 1 | 1 |  |  |  |  | 254 | 0.0059362
32892 | BRYN_DNSBY14 | 1 | North | YES | -0.008215 | 84 | 25 | 105 | 0 | 1.035 | GST | -1 | 0.048792 | 105 | 105 |  |  | -0.86257 | 105 | -0.048792 | -5.1232 | 1.0042 | 1.0029 |  |  |  |  | 255 | 0.0012048
5934 | SI_RAY5 | 5 | South | YES | 0 | 0 | 10 | 15 |  | 1.035 | GST | 1 | 0.031531 | 15 | 15 | 0 | 15 |  |  | 0.031531 | 0.47296 | [6 empty] | 256 | 0.00058957
8139 | JOS #1 | MB | South | YES | 0 | 0 | 45 | 255 |  | 1.02 | GST | 1 | 0.031531 | 0 | 0 | 0 | 0 |  |  | 0.031531 | 0 | [6 empty] | 257 | 0
8285 | LAR #1 | MB | South | YES | 0 | 0 | 9 | 32 |  | 1.0497 | GST | 1 | 0.031531 | 0 | 0 | 0 | 0 |  |  | 0.031531 | 0 | [6 empty] | 258 | -0.0013458
8287 | LAR #2 | MB | South | YES | 0 | 0 | 9 | 32 |  | 1.04 | GST | 1 | 0.031531 | 0 | 0 | 0 | 0 |  |  | 0.031531 | 0 | [6 empty] | 259 | 0
8288 | LAR #3 | MB | South | YES | 0 | 0 | 25 | 105 |  | 1.04 | GST | 1 | 0.031531 | 0 | 0 | 0 | 0 |  |  | 0.031531 | 0 | [6 empty] | 260 | 0
8388 | BATES0A | MB | South | YES | 0 | 0 | 21 | 71 |  | 1.033 | GST | 1 | 0.031531 | 0 | 0 | 0 | 0 |  |  | 0.031531 | 0 | [6 empty] | 261 | 0
8393 | BATES0B | MB | South | YES | 0 | 0 | 25 | 110 |  | 1.03 | GST | 1 | 0.031531 | 0 | 0 | 0 | 0 |  |  | 0.031531 | 0 | [6 empty] | 262 | 0
8437 | NUECES_B0C | MB | South | YES | 0 | 0 | 7 | 30 |  | 1.03 | GST | 1 | 0.031531 | 0 | 0 | 0 | 0 |  |  | 0.031531 | 0 | [6 empty] | 263 | 0
8438 | NUECES_B0B | MB | South | YES | 0 | 0 | 26 | 169 |  | 1.03 | GST | 1 | 0.031531 | 0 | 0 | 0 | 0 |  |  | 0.031531 | 0 | [6 empty] | 264 | 0
39190 | TNSLCGN1__8 | 1 | Houston | YES | 0 | 0 | 10 | 30 |  | 1.03 | Cogen | 1 | 0.031531 | 0 | 0 |  |  |  |  | 0.031531 | 0 | [6 empty] | 265 | 0
48591 | CHE_GT2_5030 | 2 | Houston | YES | 0.003633 | 173 | 50 | 173 | 0 | 1.029 | Cogen | 1 | 0.035164 | 0 | 0 |  |  |  |  | 0.035164 | 0 | [6 empty] | 266 | 0
48811 | CVC_GT3_5045 | 3 | Houston | YES | 0.003633 | 156 | 91.8 | 156 | 0 | 1.029 | Cogen | 1 | 0.035164 | 0 | 0 |  |  |  |  | 0.035164 | 0 | [6 empty] | 267 | 0
48812 | CVC_GT2_5020 | 2 | Houston | YES | 0.003633 | 158 | 91.8 | 158 | 0 | 1.029 | Cogen | 1 | 0.035164 | 0 | 0 |  |  |  |  | 0.035164 | 0 | [6 empty] | 268 | 0
48813 | CVC_GT1_5035 | 1 | Houston | YES | 0.003633 | 160 | 91.8 | 160 | 0 | 1.029 | Cogen | 1 | 0.035164 | 0 | 0 |  |  |  |  | 0.035164 | 0 | [6 empty] | 269 | 0
48814 | CVC_ST5_5040 | 1 | Houston | YES | 0.003633 | 162 | 91.8 | 162 | 0 | 1.029 | Cogen | 1 | 0.035164 | 0 | 0 |  |  |  |  | 0.035164 | 0 | [6 empty] | 270 | 0
48885 | THW_5152 | B | Houston | YES | 0.005014 | 47.2 | 5 | 59 |  | 1.0319 | GGT | 1 | 0.036545 | 59 | 59 |  |  |  |  | 0.036545 | 2.1561 | [6 empty] | 271 | 0
48885 | THW_5152 | A | Houston | YES | 0.005014 | 46.4 | 5 | 58 |  | 1.0319 | GGT | 1 | 0.036545 | 58 | 58 |  |  |  |  | 0.036545 | 2.1196 | [6 empty] | 272 | 0
48886 | THW_5354 | D | Houston | YES | 0.005014 | 46.4 | 5 | 58 |  | 1.0319 | GGT | 1 | 0.036545 | 58 | 58 |  |  |  |  | 0.036545 | 2.1196 | [6 empty] | 273 | 0
48886 | THW_5354 | C | Houston | YES | 0.005014 | 45.6 | 5 | 57 |  | 1.0319 | GGT | 1 | 0.036545 | 57 | 57 |  |  |  |  | 0.036545 | 2.083 | [6 empty] | 274 | 0
48887 | THW_5556 | E | Houston | YES | 0.005014 | 47.2 | 5 | 59 |  | 1.0319 | GGT | 1 | 0.036545 | 59 | 59 |  |  |  |  | 0.036545 | 2.1561 | [6 empty] | 275 | 0
48887 | THW_5556 | F | Houston | YES | 0.005014 | 45.6 | 5 | 57 |  | 1.0319 | GGT | 1 | 0.036545 | 57 | 57 |  |  |  |  | 0.036545 | 2.083 | [6 empty] | 276 | 0
48690 | GBY_GN5_5 | 5 | Houston | YES | 0.005113 | 318.4 | 81 | 398 |  | 1.0362 | GSC | 1 | 0.036644 | 398 | 398 |  |  |  |  | 0.036644 | 14.5842 | [6 empty] | 277 | 0
48595 | BTE_GT2_8075 | 1 | Houston | YES | 0.005185 | 162.8 | 130 | 162.8 | 0 | 1.0261 | CC | 1 | 0.036716 | 162.8 | 162.8 |  |  |  |  | 0.036716 | 5.9773 | [6 empty] | 278 | 0
48596 | BTE_GT3_8045 | 2 | Houston | YES | 0.005185 | 161.4 | 130 | 161.4 | 0 | 1.0261 | CC | 1 | 0.036716 | 161.4 | 161.4 |  |  |  |  | 0.036716 | 5.9259 | [6 empty] | 279 | 0
48597 | BTE_GT4_8055 | 3 | Houston | YES | 0.005185 | 158.9 | 130 | 158.9 | 0 | 1.0261 | CC | 1 | 0.036716 | 158.9 | 158.9 |  |  |  |  | 0.036716 | 5.8341 | [6 empty] | 280 | 0
48598 | BTE_ST1_8070 | 4 | Houston | YES | 0.005185 | 269.2 | 60 | 269.2 | 0 | 1.0261 | CC | 1 | 0.036716 | 269.2 | 269.2 |  |  |  |  | 0.036716 | 9.8839 | [6 empty] | 281 | 0
48583 | CBY_GT4_1 | 1 | Houston | YES | 0.005412 | 172 | 0 | 172 | 0 | 1.027 | GSC | 1 | 0.036943 | 172 | 172 |  |  |  |  | 0.036943 | 6.3541 | [6 empty] | 282 | 0
48584 | CBY_GT4_2 | 2 | Houston | YES | 0.005412 | 172 | 0 | 172 | 0 | 1.027 | CC | 1 | 0.036943 | 172 | 172 |  |  |  |  | 0.036943 | 6.3541 | [6 empty] | 283 | 0
48585 | CBY_ST4_1 | 3 | Houston | YES | 0.005412 | 172 | 0 | 172 | 0 | 1.027 | CC | 1 | 0.036943 | 172 | 172 |  |  |  |  | 0.036943 | 6.3541 | [6 empty] | 284 | 0
48815 | CVC_GT4_8005 | 4 | Houston | YES | 0.005451 | 165 | 91.8 | 165 |  | 1.0362 | Cogen | 1 | 0.036982 | 0 | 0 |  |  |  |  | 0.036982 | 0 | [6 empty] | 285 | 0
48791 | PSA_GT1_8160 | 1 | Houston | YES | 0.005523 | 52 | 20.8 | 65 | 0 | 1.0362 | Cogen | 1 | 0.037054 | 0 | 0 |  |  |  |  | 0.037054 | 0 | [6 empty] | 286 | 0
48792 | PSA_GT2_8155 | 2 | Houston | YES | 0.005523 | 52.8 | 20.3 | 66 | 0 | 1.0362 | Cogen | 1 | 0.037054 | 0 | 0 |  |  |  |  | 0.037054 | 0 | [6 empty] | 287 | 0
48793 | PSA_GT3_8150 | 3 | Houston | YES | 0.005523 | 56 | 20.3 | 70 | 0 | 1.0362 | Cogen | 1 | 0.037054 | 0 | 0 |  |  |  |  | 0.037054 | 0 | [6 empty] | 288 | 0
48794 | PSA_GT4_8145 | 4 | Houston | YES | 0.005523 | 52.8 | 20.3 | 66 | 0 | 1.0362 | Cogen | 1 | 0.037054 | 0 | 0 |  |  |  |  | 0.037054 | 0 | [6 empty] | 289 | 0
48795 | PSA_GT5_8140 | 5 | Houston | YES | 0.005523 | 51.2 | 20.3 | 64 | 0 | 1.0362 | Cogen | 1 | 0.037054 | 0 | 0 |  |  |  |  | 0.037054 | 0 | [6 empty] | 290 | 0
48796 | PSA_GN1_8165 | 1 | Houston | YES | 0.005523 | 83.2 | 43.1 | 104 | 0 | 1.0362 | Cogen | 1 | 0.037054 | 0 | 0 |  |  |  |  | 0.037054 | 0 | [6 empty] | 291 | 0
48797 | PSA_GT6_8135 | 6 | Houston | YES | 0.005523 | 47.2 | 34.5 | 59 | 0 | 1.0362 | Cogen | 1 | 0.037054 | 0 | 0 |  |  |  |  | 0.037054 | 0 | [6 empty] | 292 | 0
48581 | CBY_GN1_1 | 1 | Houston | YES | 0.005527 | 595.2 | 108 | 744 | 0 | 1.0435 | GSC | 1 | 0.037058 | 744 | 744 |  |  |  |  | 0.037058 | 27.5709 | [6 empty] | 293 | 0
48940 | WARVUE_GT1 | G1 | Houston | YES | 0.005532 | 15 | 0 | 15 |  | 1.021 | Cogen | 1 | 0.037063 | 0 | 0 |  |  |  |  | 0.037063 | 0 | [6 empty] | 294 | 0
48651 | EP_1_2 | 1 | Houston | YES | 0.005536 | 4 | 0 | 5 | 0 | 1.0362 | Cogen | 1 | 0.037067 | 0 | 0 |  |  |  |  | 0.037067 | 0 | [6 empty] | 295 | 0
48651 | EP_1_2 | 2 | Houston | YES | 0.005536 | 17.7 | 10 | 21 | 0 | 1.0362 | Cogen | 1 | 0.037067 | 0 | 0 |  |  |  |  | 0.037067 | 0 | [6 empty] | 296 | 0
49803 | EXN_15GT | 1 | Houston | YES | 0.005666 | 33 | 8.3 | 34 |  | 1.0326 | Cogen | 1 | 0.037197 | 0 | 0 |  |  |  |  | 0.037197 | 0 | [6 empty] | 297 | 0
49804 | EXN_16GT | 2 | Houston | YES | 0.005666 | 32 | 8.3 | 34.7 |  | 1.0326 | Cogen | 1 | 0.037197 | 0 | 0 |  |  |  |  | 0.037197 | 0 | [6 empty] | 298 | 0
49805 | EXN_17GT | 3 | Houston | YES | 0.005666 | 31 | 8.3 | 32.7 |  | 1.0326 | Cogen | 1 | 0.037197 | 0 | 0 |  |  |  |  | 0.037197 | 0 | [6 empty] | 299 | 0
49826 | EXN938GT | 5 | Houston | YES | 0.005666 | 43 | 9.2 | 45.9 |  | 1.0326 | Cogen | 1 | 0.037197 | 0 | 0 |  |  |  |  | 0.037197 | 0 | [6 empty] | 300 | 0
49828 | EXN941GT | 10 | Houston | YES | 0.005666 | 17.7 | 5.4 | 17.7 | 0 | 1.0326 | Cogen | 1 | 0.037197 | 0 | 0 |  |  |  |  | 0.037197 | 0 | [6 empty] | 301 | 0
49829 | EXN942GT | 11 | Houston | YES | 0.005666 | 20 | 5.4 | 20.4 | 0 | 1.0326 | Cogen | 1 | 0.037197 | 0 | 0 |  |  |  |  | 0.037197 | 0 | [6 empty] | 302 | 0
49830 | EXN943GT | 12 | Houston | YES | 0.005666 | 19 | 5.4 | 19.9 | 0 | 1.0326 | Cogen | 1 | 0.037197 | 0 | 0 |  |  |  |  | 0.037197 | 0 | [6 empty] | 303 | 0
49831 | EXN944GT | 13 | Houston | YES | 0.005666 | 33 | 5.4 | 35 | 0 | 1.0326 | Cogen | 1 | 0.037197 | 0 | 0 |  |  |  |  | 0.037197 | 0 | [6 empty] | 304 | 0
49832 | EXN945GT | 9 | Houston | YES | 0.005666 | 18.5 | 9.2 | 18.5 |  | 1.0326 | Cogen | 1 | 0.037197 | 0 | 0 |  |  |  |  | 0.037197 | 0 | [6 empty] | 305 | 0
49837 | EXN_GT | 4 | Houston | YES | 0.005666 | 81 | 21.3 | 85.4 |  | 1.0326 | Cogen | 1 | 0.037197 | 0 | 0 |  |  |  |  | 0.037197 | 0 | [6 empty] | 306 | 0
49838 | EXN_14GT | 14 | Houston | YES | 0.005666 | 140 | 0 | 148 |  | 1.0326 | Cogen | 1 | 0.037197 | 0 | 0 |  |  |  |  | 0.037197 | 0 | [6 empty] | 307 | 0
48883 | THW_GT1_GT_1 | B2 | Houston | YES | 0.005701 | 0 | 0 | 12 |  | 1.043 | GGT | 1 | 0.037232 | 12 | 12 |  |  |  |  | 0.037232 | 0.44678 | [6 empty] | 308 | 0
48582 | CBY_GN2_2 | 2 | Houston | YES | 0.005801 | 596.8 | 110 | 746 | 0 | 1.0435 | GSC | 1 | 0.037332 | 746 | 746 |  |  |  |  | 0.037332 | 27.8494 | [6 empty] | 309 | 0
48873 | THW_ST3_ST_3 | 3 | Houston | YES | 0.006002 | 107 | 19 | 107 | 0 | 1.0435 | CC | 1 | 0.037533 | 107 | 107 |  |  |  |  | 0.037533 | 4.016 | [6 empty] | 310 | 0
48874 | THW_ST4_ST_4 | 4 | Houston | YES | 0.006002 | 108 | 19 | 108 | 0 | 1.0435 | CC | 1 | 0.037533 | 108 | 108 |  |  |  |  | 0.037533 | 4.0535 | [6 empty] | 311 | 0
48875 | THW_3132 | A | Houston | YES | 0.006002 | 55 | 5 | 55 | 0 | 1.0435 | CC | 1 | 0.037533 | 55 | 55 |  |  |  |  | 0.037533 | 2.0643 | [6 empty] | 312 | 0
48875 | THW_3132 | B | Houston | YES | 0.006002 | 53 | 5 | 53 | 0 | 1.0435 | CC | 1 | 0.037533 | 53 | 53 |  |  |  |  | 0.037533 | 1.9892 | [6 empty] | 313 | 0
48877 | THW_3334 | C | Houston | YES | 0.006002 | 55 | 5 | 55 | 0 | 1.0435 | CC | 1 | 0.037533 | 55 | 55 |  |  |  |  | 0.037533 | 2.0643 | [6 empty] | 314 | 0
48877 | THW_3334 | D | Houston | YES | 0.006002 | 57 | 5 | 57 | 0 | 1.0435 | CC | 1 | 0.037533 | 57 | 57 |  |  |  |  | 0.037533 | 2.1394 | [6 empty] | 315 | 0
48879 | THW_4142 | E | Houston | YES | 0.006002 | 56 | 5 | 56 | 0 | 1.0435 | CC | 1 | 0.037533 | 56 | 56 |  |  |  |  | 0.037533 | 2.1018 | [6 empty] | 316 | 0
48879 | THW_4142 | F | Houston | YES | 0.006002 | 55 | 5 | 55 | 0 | 1.0435 | CC | 1 | 0.037533 | 55 | 55 |  |  |  |  | 0.037533 | 2.0643 | [6 empty] | 317 | 0
48881 | THW_4344 | G | Houston | YES | 0.006002 | 58 | 5 | 58 | 0 | 1.0435 | CC | 1 | 0.037533 | 58 | 58 |  |  |  |  | 0.037533 | 2.1769 | [6 empty] | 318 | 0
48881 | THW_4344 | H | Houston | YES | 0.006002 | 58 | 5 | 58 | 0 | 1.0435 | CC | 1 | 0.037533 | 58 | 58 |  |  |  |  | 0.037533 | 2.1769 | [6 empty] | 319 | 0
48593 | CHE_GT1_8015 | 1 | Houston | YES | 0.00625 | 173 | 50 | 173 | 0 | 1.0362 | Cogen | 1 | 0.037781 | 0 | 0 |  |  |  |  | 0.037781 | 0 | [6 empty] | 320 | 0
48594 | CHE_GN4_8025 | 4 | Houston | YES | 0.00625 | 142 | 60 | 142 | 0 | 1.0362 | Cogen | 1 | 0.037781 | 0 | 0 |  |  |  |  | 0.037781 | 0 | [6 empty] | 321 | 0
48511 | LPE_GT1_8070 | 1 | Houston | YES | 0.006275 | 42 | 0 | 42 | 0 | 1.0362 | GGT | 1 | 0.037806 | 42 | 42 |  |  |  |  | 0.037806 | 1.5878 | [6 empty] | 322 | 0
48512 | LPE_GT2_8075 | 2 | Houston | YES | 0.006275 | 42 | 0 | 42 | 0 | 1.0362 | GGT | 1 | 0.037806 | 42 | 42 |  |  |  |  | 0.037806 | 1.5878 | [6 empty] | 323 | 0
48513 | LPE_GT3_8080 | 3 | Houston | YES | 0.006275 | 39 | 0 | 39 | 0 | 1.0362 | GGT | 1 | 0.037806 | 39 | 39 |  |  |  |  | 0.037806 | 1.4744 | [6 empty] | 324 | 0
48514 | LPE_GT4_8085 | 4 | Houston | YES | 0.006275 | 39 | 0 | 39 | 0 | 1.0362 | GGT | 1 | 0.037806 | 39 | 39 |  |  |  |  | 0.037806 | 1.4744 | [6 empty] | 325 | 0
48500 | APD_GT1_8005 | 1 | Houston | YES | 0.006313 | 137.6 | 54.6 | 137.6 | 0 | 1.0362 | Cogen | 1 | 0.037844 | 0 | 0 |  |  |  |  | 0.037844 | 0 | [6 empty] | 326 | 0
48820 | SHELLG1_3015 | 1 | Houston | YES | 0.006481 | 71 | 34.5 | 71 |  | 1.029 | Cogen | 1 | 0.038012 | 0 | 0 |  |  |  |  | 0.038012 | 0 | [6 empty] | 327 | 0
48821 | SHELLG2 | 2 | Houston | YES | 0.006481 | 72 | 34.5 | 72 |  | 1.029 | Cogen | 1 | 0.038012 | 0 | 0 |  |  |  |  | 0.038012 | 0 | [6 empty] | 328 | 0
48822 | SHELLG3_3020 | 2 | Houston | YES | 0.006481 | 30 | 0 | 30 |  | 1.029 | Cogen | 1 | 0.038012 | 0 | 0 |  |  |  |  | 0.038012 | 0 | [6 empty] | 329 | 0
48822 | SHELLG3_3020 | 1 | Houston | YES | 0.006481 | 39 | 0 | 39 |  | 1.029 | Cogen | 1 | 0.038012 | 0 | 0 |  |  |  |  | 0.038012 | 0 | [6 empty] | 330 | 0
48740 | PSG_GN2_8050 | 1 | Houston | YES | 0.006602 | 182 | 60 | 182 | 0 | 1.0326 | Cogen | 1 | 0.038133 | 0 | 0 |  |  |  |  | 0.038133 | 0 | [6 empty] | 331 | 0
48741 | PSG_GT2_8040 | 1 | Houston | YES | 0.006602 | 158.6 | 50 | 158.6 | 0 | 1.0326 | Cogen | 1 | 0.038133 | 0 | 0 |  |  |  |  | 0.038133 | 0 | [6 empty] | 332 | 0
48742 | PSG_GT3_8060 | 1 | Houston | YES | 0.006602 | 157 | 50 | 157 | 0 | 1.0326 | Cogen | 1 | 0.038133 | 0 | 0 |  |  |  |  | 0.038133 | 0 | [6 empty] | 333 | 0
48854 | SRB_GN4_4 | 4 | Houston | YES | 0.006603 | 182.4 | 35 | 228 | 0 | 1.0326 | GST | 1 | 0.038134 | 228 | 228 |  |  |  |  | 0.038134 | 8.6945 | [6 empty] | 334 | 0
48611 | DIB_GT1_8080 | 1 | Houston | YES | 0.006605 | 64 | 0 | 64 | 0 | 1.0326 | Cogen | 1 | 0.038136 | 0 | 0 |  |  |  |  | 0.038136 | 0 | [6 empty] | 335 | 0
48612 | DIB_GT2_8075 | 2 | Houston | YES | 0.006605 | 63.2 | 0 | 63.2 | 0 | 1.0326 | Cogen | 1 | 0.038136 | 0 | 0 |  |  |  |  | 0.038136 | 0 | [6 empty] | 336 | 0
48613 | DIB_ST1_8085 | 3 | Houston | YES | 0.006605 | 67.9 | 30 | 82.6 | 0 | 1.0326 | Cogen | 1 | 0.038136 | 0 | 0 |  |  |  |  | 0.038136 | 0 | [6 empty] | 337 | 0
48614 | DIB_GT3_8090 | 4 | Houston | YES | 0.006605 | 73.6 | 15 | 73.6 | 0 | 1.0326 | Cogen | 1 | 0.038136 | 0 | 0 |  |  |  |  | 0.038136 | 0 | [6 empty] | 338 | 0
48845 | SOL_GT1 | 1 | Houston | YES | 0.006606 | 16.2 | 15.4 | 16.2 |  | 1.0326 | Solar | 1 | 0.038137 | 16.2 | 16.2 |  |  |  |  | 0.038137 | 0.61781 | [6 empty] | 339 | 0
48853 | SRB_GN3_3 | 3 | Houston | YES | 0.006608 | 170.4 | 35 | 213 |  | 1.0326 | GST | 1 | 0.038139 | 213 | 213 |  |  |  |  | 0.038139 | 8.1235 | [6 empty] | 340 | 0
48551 | CAL_GT1_8045 | 1 | Houston | YES | 0.006628 | 149 | 0 | 149 | 0 | 1.0326 | Cogen | 1 | 0.038159 | 0 | 0 |  |  |  |  | 0.038159 | 0 | [6 empty] | 341 | 0
48552 | CAL_ST1_8000 | 2 | Houston | YES | 0.006628 | 65.1 | 0 | 65.1 | 0 | 1.0326 | Cogen | 1 | 0.038159 | 0 | 0 |  |  |  |  | 0.038159 | 0 | [6 empty] | 342 | 0
48851 | SRB_GN1_1 | 1 | Houston | YES | 0.00663 | 132 | 26 | 165 | 0 | 1.0217 | GST | 1 | 0.038161 | 165 | 165 |  |  |  |  | 0.038161 | 6.2965 | [6 empty] | 343 | 0
48852 | SRB_GN2_2 | 2 | Houston | YES | 0.006637 | 140.8 | 26 | 176 | 0 | 1.0217 | GST | 1 | 0.038168 | 176 | 176 |  |  |  |  | 0.038168 | 6.7175 | [6 empty] | 344 | 0
48855 | SRB_GT211035 | B1 | Houston | YES | 0.006642 | 0 | 0 | 18 |  | 1.014 | GGT | 1 | 0.038173 | 18 | 18 |  |  |  |  | 0.038173 | 0.68711 | [6 empty] | 345 | 0
48855 | SRB_GT211035 | B2 | Houston | YES | 0.006642 | 0 | 0 | 12 |  | 1.014 | GGT | 1 | 0.038173 | 12 | 12 |  |  |  |  | 0.038173 | 0.45807 | [6 empty] | 346 | 0
48761 | PR_GT1__9040 | 1 | Houston | YES | 0.006728 | 26 | 0 | 35 |  | 1 | Cogen | 1 | 0.038259 | 0 | 0 |  |  |  |  | 0.038259 | 0 | [6 empty] | 347 | 0
48641 | DPEC_GT15040 | 1 | Houston | YES | 0.006814 | 163.2 | 98 | 163.2 | 0 | 1.0319 | CC | 1 | 0.038345 | 163.2 | 163.2 |  |  |  |  | 0.038345 | 6.2578 | [6 empty] | 348 | 0
48642 | DPEC_GT25025 | 2 | Houston | YES | 0.006814 | 157.1 | 98 | 157.1 | 0 | 1.0319 | CC | 1 | 0.038345 | 157.1 | 157.1 |  |  |  |  | 0.038345 | 6.0239 | [6 empty] | 349 | 0
48643 | DPEC_GT35010 | 3 | Houston | YES | 0.006814 | 157.5 | 98 | 157.5 | 0 | 1.0319 | CC | 1 | 0.038345 | 157.5 | 157.5 |  |  |  |  | 0.038345 | 6.0393 | [6 empty] | 350 | 0
48644 | DPEC_GT45070 | 4 | Houston | YES | 0.006814 | 157 | 98 | 157 | 0 | 1.0319 | CC | 1 | 0.038345 | 157 | 157 |  |  |  |  | 0.038345 | 6.0201 | [6 empty] | 351 | 0
48645 | DPEC_ST55065 | 5 | Houston | YES | 0.006814 | 282 | 0 | 282 | 0 | 1.0319 | CC | 1 | 0.038345 | 282 | 282 |  |  |  |  | 0.038345 | 10.8132 | [6 empty] | 352 | 0
48841 | SJS_GT1_GT1 | 1 | Houston | YES | 0.006904 | 62.4 | 49 | 78 | 0 | 1.0362 | Cogen | 1 | 0.038435 | 0 | 0 |  |  |  |  | 0.038435 | 0 | [6 empty] | 353 | 0
48842 | SJS_GT2_GT2 | 2 | Houston | YES | 0.006904 | 64.8 | 49 | 81 | 0 | 1.0362 | Cogen | 1 | 0.038435 | 0 | 0 |  |  |  |  | 0.038435 | 0 | [6 empty] | 354 | 0
48691 | GBY_73741085 | B | Houston | YES | 0.007017 | 37.6 | 20 | 47 | 0 | 1.0362 | GGT | 1 | 0.038548 | 47 | 47 |  |  |  |  | 0.038548 | 1.8117 | [6 empty] | 355 | 0
48691 | GBY_73741085 | A | Houston | YES | 0.007017 | 37.6 | 20 | 47 | 0 | 1.0362 | GGT | 1 | 0.038548 | 47 | 47 |  |  |  |  | 0.038548 | 1.8117 | [6 empty] | 356 | 0
48692 | GBY_81821075 | D | Houston | YES | 0.007017 | 44 | 20 | 55 | 0 | 1.0362 | GGT | 1 | 0.038548 | 55 | 55 |  |  |  |  | 0.038548 | 2.1201 | [6 empty] | 357 | 0
48692 | GBY_81821075 | C | Houston | YES | 0.007017 | 37.6 | 20 | 47 | 0 | 1.0362 | GGT | 1 | 0.038548 | 47 | 47 |  |  |  |  | 0.038548 | 1.8117 | [6 empty] | 358 | 0
48693 | GBY_83841065 | F | Houston | YES | 0.007017 | 43.2 | 20 | 54 | 0 | 1.0362 | GGT | 1 | 0.038548 | 54 | 54 |  |  |  |  | 0.038548 | 2.0816 | [6 empty] | 359 | 0
48693 | GBY_83841065 | E | Houston | YES | 0.007017 | 45.6 | 20 | 57 | 0 | 1.0362 | GGT | 1 | 0.038548 | 57 | 57 |  |  |  |  | 0.038548 | 2.1972 | [6 empty] | 360 | 0
48531 | BYU_GT1_8075 | 1 | Houston | YES | 0.007252 | 65 | 0 | 65 |  | 1.0362 | Cogen | 1 | 0.038783 | 0 | 0 |  |  |  |  | 0.038783 | 0 | [6 empty] | 361 | 0
48532 | BYU_GT2_8055 | 2 | Houston | YES | 0.007252 | 62 | 0 | 62 |  | 1.0362 | Cogen | 1 | 0.038783 | 0 | 0 |  |  |  |  | 0.038783 | 0 | [6 empty] | 362 | 0
48533 | BYU_GT3_8060 | 3 | Houston | YES | 0.007252 | 67 | 0 | 67 |  | 1.0362 | Cogen | 1 | 0.038783 | 0 | 0 |  |  |  |  | 0.038783 | 0 | [6 empty] | 363 | 0
48534 | BYU_GT4_8065 | 4 | Houston | YES | 0.007252 | 65 | 0 | 65 |  | 1.0362 | Cogen | 1 | 0.038783 | 0 | 0 |  |  |  |  | 0.038783 | 0 | [6 empty] | 364 | 0
48561 | CTL_GT2_8130 | 1 | Houston | YES | 0.007437 | 73.5 | 30.3 | 91.9 |  | 1.0362 | Cogen | 1 | 0.038968 | 0 | 0 |  |  |  |  | 0.038968 | 0 | [6 empty] | 365 | 0
48562 | CTL_GT3_8135 | 2 | Houston | YES | 0.007437 | 70.1 | 30.3 | 87.6 |  | 1.0362 | Cogen | 1 | 0.038968 | 0 | 0 |  |  |  |  | 0.038968 | 0 | [6 empty] | 366 | 0
48563 | CTL_GT4_8140 | 3 | Houston | YES | 0.007437 | 69.6 | 30.3 | 87 |  | 1.0362 | Cogen | 1 | 0.038968 | 0 | 0 |  |  |  |  | 0.038968 | 0 | [6 empty] | 367 | 0
48564 | CTL_GN1_8145 | 4 | Houston | YES | 0.007437 | 43.6 | 12.9 | 54.5 |  | 1.0362 | Cogen | 1 | 0.038968 | 0 | 0 |  |  |  |  | 0.038968 | 0 | [6 empty] | 368 | 0
48565 | CTL_GN2_8155 | 5 | Houston | YES | 0.007437 | 9.8 | 3.4 | 12.2 |  | 1.0362 | Cogen | 1 | 0.038968 | 0 | 0 |  |  |  |  | 0.038968 | 0 | [6 empty] | 369 | 0
48772 | PHR_GN2_2 | MB | Houston | YES | 0.00792 | 0 | 72 | 459 |  | 1.0362 | GSC | 1 | 0.039451 | 0 | 0 |  |  |  |  | 0.039451 | 0 | [6 empty] | 370 | 0
38580 | TNBP_CGN1_8 | 1 | Houston | YES | 0.008613 | 70.8 | 0 | 70.8 | 0 | 1.005 | Cogen | 1 | 0.040144 | 0 | 0 |  |  |  |  | 0.040144 | 0 | [6 empty] | 371 | 0
38590 | TNBP_CGN2_8 | 2 | Houston | YES | 0.008613 | 66.7 | 0 | 66.7 | 0 | 1.005 | Cogen | 1 | 0.040144 | 0 | 0 |  |  |  |  | 0.040144 | 0 | [6 empty] | 372 | 0
38600 | TNBP_CGN3_8 | 5 | Houston | YES | 0.008613 | 53 | 0 | 53 | 0 | 1.005 | Cogen | 1 | 0.040144 | 0 | 0 |  |  |  |  | 0.040144 | 0 | [6 empty] | 373 | 0
38611 | TNBPAMCG1_8 | 1 | Houston | YES | 0.008613 | 153.2 | 0 | 153.2 | 0 | 1.005 | Cogen | 1 | 0.040144 | 0 | 0 |  |  |  |  | 0.040144 | 0 | [6 empty] | 374 | 0
38612 | TNBPAMCG2_8 | 2 | Houston | YES | 0.008613 | 153.5 | 0 | 153.5 | 0 | 1.005 | Cogen | 1 | 0.040144 | 0 | 0 |  |  |  |  | 0.040144 | 0 | [6 empty] | 375 | 0
38613 | TNBPAMCG3_8 | 3 | Houston | YES | 0.008613 | 152.3 | 0 | 152.3 | 0 | 1.005 | Cogen | 1 | 0.040144 | 0 | 0 |  |  |  |  | 0.040144 | 0 | [6 empty] | 376 | 0
38614 | TNBPAMCG4_8 | 4 | Houston | YES | 0.008613 | 96 | 0 | 96 |  | 1.005 | Cogen | 1 | 0.040144 | 0 | 0 |  |  |  |  | 0.040144 | 0 | [6 empty] | 377 | 0
38615 | TNBPAMCG5_8 | 1 | Houston | YES | 0.008613 | 244 | 0 | 244 | 0 | 1.005 | Cogen | 1 | 0.040144 | 0 | 0 |  |  |  |  | 0.040144 | 0 | [6 empty] | 378 | 0
38690 | TNBP_CGN4_8 | 3 | Houston | YES | 0.008613 | 40 | 0 | 40 |  | 1.005 | Cogen | 1 | 0.040144 | 0 | 0 |  |  |  |  | 0.040144 | 0 | [6 empty] | 379 | 0
38711 | TNTXCTY1CG8 | 1 | Houston | YES | 0.008613 | 100.3 | 59 | 100.3 | 0 | 1 | Cogen | 1 | 0.040144 | 0 | 0 |  |  |  |  | 0.040144 | 0 | [6 empty] | 380 | 0
38712 | TNTXCTY2CG8 | 1 | Houston | YES | 0.008613 | 92.9 | 59 | 92.9 | 0 | 1 | Cogen | 1 | 0.040144 | 0 | 0 |  |  |  |  | 0.040144 | 0 | [6 empty] | 381 | 0
38713 | TNTXCTY3CG8 | 1 | Houston | YES | 0.008613 | 102.7 | 59 | 102.7 | 0 | 1 | Cogen | 1 | 0.040144 | 0 | 0 |  |  |  |  | 0.040144 | 0 | [6 empty] | 382 | 0
38714 | TNTXCTY4CG8 | 1 | Houston | YES | 0.008613 | 103 | 59 | 103 | 0 | 1 | Cogen | 1 | 0.040144 | 0 | 0 |  |  |  |  | 0.040144 | 0 | [6 empty] | 383 | 0
39470 | TNDOWCGNSG8 | 1 | Houston | YES | 0.008613 | 32 | 10 | 32 | 0 | 0.985 | Cogen | 1 | 0.040144 | 0 | 0 |  |  |  |  | 0.040144 | 0 | [6 empty] | 384 | 0
39480 | TNDOWCGNGG8 | 1 | Houston | YES | 0.008613 | 30 | 10 | 30 | 0 | 0.985 | Cogen | 1 | 0.040144 | 0 | 0 |  |  |  |  | 0.040144 | 0 | [6 empty] | 385 | 0
48921 | WAP_GN1_1 | 1 | Houston | YES | 0.010249 | 132.8 | 37 | 166 | 0 | 1.0362 | GST | 1 | 0.04178 | 166 | 166 |  |  |  |  | 0.04178 | 6.9354 | [6 empty] | 386 | 0
48922 | WAP_GN2_2 | 2 | Houston | YES | 0.010249 | 132.8 | 37 | 166 | 0 | 1.0362 | GST | 1 | 0.04178 | 166 | 166 |  |  |  |  | 0.04178 | 6.9354 | [6 empty] | 387 | 0
48923 | WAP_GN3_3 | 3 | Houston | YES | 0.010249 | 198.4 | 93 | 248 | 0 | 1.0362 | GST | 1 | 0.04178 | 248 | 248 |  |  |  |  | 0.04178 | 10.3614 | [6 empty] | 388 | 0
48924 | WAP_GN4_4 | 4 | Houston | YES | 0.010249 | 546 | 217 | 546 | 0 | 1.0362 | GSC | 1 | 0.04178 | 546 | 546 |  |  |  |  | 0.04178 | 22.8117 | [6 empty] | 389 | 0
48925 | WAP_GN5_5 | 5 | Houston | YES | 0.010249 | 607.1 | 278 | 654 | 0 | 0.985 | LIGCO | 1 | 0.04178 | 0 | 654 |  |  |  |  | 0.04178 | 27.3239 | [6 empty] | 390 | 0
48929 | WAPGT21_GT1 | B1 | Houston | YES | 0.010249 | 0 | 0 | 13 |  | 1.05 | GGT | 1 | 0.04178 | 13 | 13 |  |  |  |  | 0.04178 | 0.54314
48510 | AK_GT1__8040 | 1 | Houston | YES | 0.010296 | 33.4 | 8.1 | 34 |  | 1.029 | Cogen | 1 | 0.041827 | 0 | 0 |  |  |  |  | 0.041827 | 0
48521 | BVE_GT1_GT1 | 1 | Houston | YES | 0.010642 | 167.7 | 0 | 167.7 |  | 1.035 | CC | 1 | 0.042173 | 167.7 | 167.7 |  |  |  |  | 0.042173 | 7.0724
48522 | BVE_GT2_5035 | 2 | Houston | YES | 0.010642 | 166.4 | 0 | 166.4 |  | 1.035 | CC | 1 | 0.042173 | 166.4 | 166.4 |  |  |  |  | 0.042173 | 7.0175
48523 | BVE_ST1_GN1 | 3 | Houston | YES | 0.010642 | 252.4 | 0 | 252.4 |  | 1.035 | CC | 1 | 0.042173 | 252.4 | 252.4 |  |  |  |  | 0.042173 | 10.6444
48926 | WAP_GN6_6 | 6 | Houston | YES | 0.010663 | 651 | 280 | 651 |  | 1.035 | LIGCO | 1 | 0.042194 | 0 | 651 |  |  |  |  | 0.042194 | 27.4681
48927 | WAP_GN7_7 | 7 | Houston | YES | 0.010663 | 564 | 277 | 564 |  | 1.035 | LIGCO | 1 | 0.042194 | 0 | 564 |  |  |  |  | 0.042194 | 23.7972
48928 | WAP_GN8_8 | 8 | Houston | YES | 0.010663 | 603 | 275 | 603 |  | 1.035 | LIGCO | 1 | 0.042194 | 0 | 603 |  |  |  |  | 0.042194 | 25.4428
48730 | MNS_GT | 1 | Houston | YES | 0.010674 | 43 | 0 | 46.1 |  | 1.029 | Cogen | 1 | 0.042205 | 0 | 0 |  |  |  |  | 0.042205 | 0
39760 | TNSCLP1___8 | 1 | Houston | YES | 0.013189 | 93.4 | 20 | 116.8 | 0 | 1.04 | Cogen | 1 | 0.04472 | 0 | 0 |  |  |  |  | 0.04472 | 0
39770 | TNSCLP2___8 | 1 | Houston | YES | 0.013189 | 91.6 | 20 | 114.5 | 0 | 1.04 | Cogen | 1 | 0.04472 | 0 | 0 |  |  |  |  | 0.04472 | 0
39775 | TNSCLP4___8 | 1 | Houston | YES | 0.013189 | 95.2 | 20 | 119 | 0 | 1.04 | Cogen | 1 | 0.04472 | 0 | 0 |  |  |  |  | 0.04472 | 0
39790 | TNSCLP3___8 | 1 | Houston | YES | 0.013189 | 87.6 | 20 | 109.5 | 0 | 1.027 | Cogen | 1 | 0.04472 | 0 | 0 |  |  |  |  | 0.04472 | 0
48520 | BSF_GT1_8070 | 1 | Houston | YES | 0.013886 | 72 | 0 | 72 | 0 | 1.0326 | Cogen | 1 | 0.045417 | 0 | 0 |  |  |  |  | 0.045417 | 0
48520 | BSF_GT1_8070 | 2 | Houston | YES | 0.013886 | 10 | 0 | 10 | 0 | 1.0326 | Cogen | 1 | 0.045417 | 0 | 0 |  |  |  |  | 0.045417 | 0
49851 | DOW17000 | 37 | Houston | YES | 0.014768 | 39 | 0 | 62 | 0 | 1 | Cogen | 1 | 0.046299 | 0 | 0 |  |  |  |  | 0.046299 | 0
49858 | DOW38100 | 31 | Houston | YES | 0.014768 | 45 | 0 | 71.4 |  | 1 | Cogen | 1 | 0.046299 | 0 | 0 |  |  |  |  | 0.046299 | 0
49859 | DOW38200 | 33 | Houston | YES | 0.014768 | 28 | 0 | 45 | 0 | 1 | Cogen | 1 | 0.046299 | 0 | 0 |  |  |  |  | 0.046299 | 0
49860 | DOW38300 | 32 | Houston | YES | 0.014768 | 63 | 0 | 101 |  | 1 | Cogen | 1 | 0.046299 | 0 | 0 |  |  |  |  | 0.046299 | 0
49862 | DOW39100 | 36 | Houston | YES | 0.014768 | 54 | 0 | 86 | 0 | 1 | Cogen | 1 | 0.046299 | 0 | 0 |  |  |  |  | 0.046299 | 0
49863 | DOW39200 | 35 | Houston | YES | 0.014768 | 55 | 0 | 88 | 0 | 1 | Cogen | 1 | 0.046299 | 0 | 0 |  |  |  |  | 0.046299 | 0
49865 | DOW41000 | 41 | Houston | YES | 0.014768 | 31 | 0 | 50 |  | 1 | Cogen | 1 | 0.046299 | 0 | 0 |  |  |  |  | 0.046299 | 0
49866 | DOW42000 | 42 | Houston | YES | 0.014768 | 11 | 0 | 18 |  | 1 | Cogen | 1 | 0.046299 | 0 | 0 |  |  |  |  | 0.046299 | 0
49869 | DOW49000 | 45 | Houston | YES | 0.014768 | 59 | 0 | 94 |  | 1 | Cogen | 1 | 0.046299 | 0 | 0 |  |  |  |  | 0.046299 | 0
49870 | DOW61000 | 61 | Houston | YES | 0.014768 | 44 | 0 | 70 | 0 | 1 | Cogen | 1 | 0.046299 | 0 | 0 |  |  |  |  | 0.046299 | 0
49871 | DOW62000 | 62 | Houston | YES | 0.014768 | 40 | 0 | 63 | 0 | 1 | Cogen | 1 | 0.046299 | 0 | 0 |  |  |  |  | 0.046299 | 0
49872 | DOW63000 | 63 | Houston | YES | 0.014768 | 45 | 0 | 72 | 0 | 1 | Cogen | 1 | 0.046299 | 0 | 0 |  |  |  |  | 0.046299 | 0
49873 | DOW64000 | 64 | Houston | YES | 0.014768 | 41 | 0 | 64.8 | 0 | 1 | Cogen | 1 | 0.046299 | 0 | 0 |  |  |  |  | 0.046299 | 0
49876 | DOW65000 | 65 | Houston | YES | 0.014768 | 63 | 0 | 101 | 0 | 1 | Cogen | 1 | 0.046299 | 0 | 0 |  |  |  |  | 0.046299 | 0
49877 | DOW66000 | 66 | Houston | YES | 0.014768 | 61 | 0 | 97 | 0 | 1 | Cogen | 1 | 0.046299 | 0 | 0 |  |  |  |  | 0.046299 | 0
49878 | DOW67000 | 67 | Houston | YES | 0.014768 | 65 | 0 | 103 | 0 | 1 | Cogen | 1 | 0.046299 | 0 | 0 |  |  |  |  | 0.046299 | 0
49882 | DOW81000 | 81 | Houston | YES | 0.014768 | 47 | 0 | 76 | 0 | 1 | Cogen | 1 | 0.046299 | 0 | 0 |  |  |  |  | 0.046299 | 0
49884 | DOW82000 | 82 | Houston | YES | 0.014768 | 51 | 0 | 80 | 0 | 1 | Cogen | 1 | 0.046299 | 0 | 0 |  |  |  |  | 0.046299 | 0
49885 | DOW83000 | 83 | Houston | YES | 0.014768 | 51 | 0 | 80 | 0 | 1 | Cogen | 1 | 0.046299 | 0 | 0 |  |  |  |  | 0.046299 | 0
49886 | DOW84000 | 84 | Houston | YES | 0.014768 | 107 | 0 | 171 | 0 | 0.98 | Cogen | 1 | 0.046299 | 0 | 0 |  |  |  |  | 0.046299 | 0
8032 | AMISTADHYD1 | 1 | South | YES | 0.016956 | 33 | 13 | 33 | 0 | 1.03 | Hydro | 1 | 0.048487 | 0 | 0 | 0 | 0 |  |  | 0.048487 | 0
8033 | AMISTADHYD2 | 2 | South | YES | 0.016956 | 25 | 13 | 25 | 0 | 1.03 | Hydro | 1 | 0.048487 | 0 | 0 | 0 | 0 |  |  | 0.048487 | 0
88253 | HAMILTON | F | South | YES | 0.016956 | 0 | 0 | 0 | 0 | 1.04 | BLT | 1 | 0.048487 | 0 | 0 | 0 | 0 |  |  | 0.048487 | 0
48911 | TGF_GT1_8000 | 1 | Houston | YES | 0.018258 | 69.2 | 0 | 69.2 |  | 1.029 | Cogen | 1 | 0.049789 | 0 | 0 |  |  |  |  | 0.049789 | 0
48731 | CBE_GT1 | 1 | Houston | YES | 0.019404 | 76 | 0 | 76 | 0 | 1.029 | CC | 1 | 0.050935 | 76 | 76 |  |  |  |  | 0.050935 | 3.871
48732 | CBE_GT2 | 1 | Houston | YES | 0.019404 | 76 | 0 | 76 | 0 | 1.029 | CC | 1 | 0.050935 | 76 | 76 |  |  |  |  | 0.050935 | 3.871
48733 | CBE_ST12 | 1 | Houston | YES | 0.019404 | 105 | 0 | 105 | 0 | 1.029 | CC | 1 | 0.050935 | 105 | 105 |  |  |  |  | 0.050935 | 5.3481
48734 | CBE_GT3 | 1 | Houston | YES | 0.019404 | 76 | 0 | 76 | 0 | 1.029 | CC | 1 | 0.050935 | 76 | 76 |  |  |  |  | 0.050935 | 3.871
48735 | CBE_GT4 | 1 | Houston | YES | 0.019404 | 76 | 0 | 76 | 0 | 1.029 | CC | 1 | 0.050935 | 76 | 76 |  |  |  |  | 0.050935 | 3.871
48736 | CBE_ST34 | 1 | Houston | YES | 0.019404 | 105 | 0 | 105 | 0 | 1.029 | CC | 1 | 0.050935 | 105 | 105 |  |  |  |  | 0.050935 | 5.3481
5911 | STP_GN1___1 | 1 | Houston | YES | 0.019565 | 1333 | 1249 | 1333 | 0 | 1.0406 | Nuc | 1 | 0.051096 | 0 | 0 |  |  |  |  | 0.051096 | 0
5912 | STP_GN2___2 | 2 | Houston | YES | 0.019565 | 1332 | 1249 | 1332 | 0 | 1.0406 | Nuc | 1 | 0.051096 | 0 | 0 |  |  |  |  | 0.051096 | 0
8262 | ELPS | 1 | South | YES | 0.021831 | 6 | 6 | 6 | 0 | 1.15 | Hydro | 1 | 0.053362 | 0 | 0 | 0 | 0 |  |  | 0.053362 | 0
8134 | FOR #1 | 1 | South | YES | 0.028733 | 54.1 | 45 | 79 | 0 | 1 | Cogen | 1 | 0.060264 | 0 | 0 | 0 | 0 |  |  | 0.060264 | 0
8138 | FOR #2 | 2 | South | YES | 0.028733 | 63.1 | 45 | 81 | 0 | 1 | Cogen | 1 | 0.060264 | 0 | 0 | 0 | 0 |  |  | 0.060264 | 0
8153 | FOR #3 | 3 | South | YES | 0.028733 | 63.1 | 45 | 79.9 | 0 | 1 | Cogen | 1 | 0.060264 | 0 | 0 | 0 | 0 |  |  | 0.060264 | 0
8154 | FOR #4 | 4 | South | YES | 0.028733 | 63.1 | 60 | 80 | 0 | 1 | Cogen | 1 | 0.060264 | 0 | 0 | 0 | 0 |  |  | 0.060264 | 0
8155 | FOR #5 | 5 | South | YES | 0.028733 | 63.1 | 60 | 78.4 | 0 | 1 | Cogen | 1 | 0.060264 | 0 | 0 | 0 | 0 |  |  | 0.060264 | 0
8156 | FOR #6 | 6 | South | YES | 0.028733 | 24.9 | 5 | 25 | 0 | 1 | Cogen | 1 | 0.060264 | 0 | 0 | 0 | 0 |  |  | 0.060264 | 0
8157 | FOR #7 | 7 | South | YES | 0.028733 | 28.8 | 5 | 46 | 0 | 1 | Cogen | 1 | 0.060264 | 0 | 0 | 0 | 0 |  |  | 0.060264 | 0
80051 | FOR #8 | 8 | South | YES | 0.028733 | 28 | 28 | 28 |  | 1 | Cogen | 1 | 0.060264 | 0 | 0 | 0 | 0 |  |  | 0.060264 | 0
80052 | FOR #9 | 9 | South | YES | 0.028733 | 29.7 | 5 | 43.6 | 0 | 1 | Cogen | 1 | 0.060264 | 0 | 0 | 0 | 0 |  |  | 0.060264 | 0
80053 | FOR #10 | 10 | South | YES | 0.028733 | 68.4 | 45 | 75 | 0 | 1 | Cogen | 1 | 0.060264 | 0 | 0 | 0 | 0 |  |  | 0.060264 | 0
80226 | ALCOA G | 1 | South | YES | 0.028988 | 32.3 | 5 | 48 | 0 | 1.015 | Cogen | 1 | 0.060519 | 0 | 0 | 0 | 0 |  |  | 0.060519 | 0
8147 | UCAR #2 | 10 | South | YES | 0.029812 | 18.2 | 0 | 28 |  | 1 | Cogen | 1 | 0.061343 | 0 | 0 | 0 | 0 |  |  | 0.061343 | 0
8148 | UCAR #1 | 2 | South | YES | 0.029812 | 6.1 | 0 | 7 | 0 | 1.009 | Cogen | 1 | 0.061343 | 0 | 0 | 0 | 0 |  |  | 0.061343 | 0
80137 | CSDR89 | 9 | South | YES | 0.029812 | 15 | 0 | 15 | 0 | 1.003 | DCTie | 1 | 0.061343 | 0 | 0 | 0 | 0 |  |  | 0.061343 | 0
80137 | CSDR89 | 8 | South | YES | 0.029812 | 33.9 | 0 | 39 | 0 | 1.003 | DCTie | 1 | 0.061343 | 0 | 0 | 0 | 0 |  |  | 0.061343 | 0
80138 | CSDR7 | 7 | South | YES | 0.029812 | 6.1 | 0 | 7 | 0 | 1.014 | DCTie | 1 | 0.061343 | 0 | 0 | 0 | 0 |  |  | 0.061343 | 0
80139 | CSDR56 | 6 | South | YES | 0.029812 | 0 | 0 | 39 |  | 1.0033 | DCTie | 1 | 0.061343 | 0 | 0 | 0 | 0 |  |  | 0.061343 | 0
80139 | CSDR56 | 5 | South | YES | 0.029812 | 15 | 0 | 15 |  | 1.0033 | DCTie | 1 | 0.061343 | 0 | 0 | 0 | 0 |  |  | 0.061343 | 0
80140 | CSDR11 | 11 | South | YES | 0.029812 | 33.9 | 0 | 39 | 0 | 1.03 | DCTie | 1 | 0.061343 | 0 | 0 | 0 | 0 |  |  | 0.061343 | 0
80227 | AIRCO G | 1 | South | YES | 0.029929 | 7.2 | 0 | 8 | 0 | 1.0104 | Cogen | 1 | 0.06146 | 0 | 0 | 0 | 0 |  |  | 0.06146 | 0
80224 | VISTRONG1 | 1 | South | YES | 0.030162 | 13.1 | 0 | 15 | 0 | 1.01 | Cogen | 1 | 0.061693 | 0 | 0 | 0 | 0 |  |  | 0.061693 | 0
80225 | VISTRONG2 | 2 | South | YES | 0.030162 | 20.2 | 0 | 23 | 0 | 1.01 | Cogen | 1 | 0.061693 | 0 | 0 | 0 | 0 |  |  | 0.061693 | 0
5503 | RAYBURNGEN3 | 1 | South | YES | 0.030452 | 17.6 | 6 | 22 | 0 | 1.0224 | GST | 1 | 0.061983 | 22 | 22 | 0.66994 | 22 |  |  | 0.061983 | 1.3636
5505 | RAYBURNGEN1 | 1 | South | YES | 0.030452 | 0 | 1 | 11 |  | 1.0223 | GGT | 1 | 0.061983 | 11 | 11 | 0.33497 | 11 |  |  | 0.061983 | 0.68181
5506 | RAYBURNGEN2 | 1 | South | YES | 0.030452 | 0 | 1 | 11 |  | 1.0223 | GGT | 1 | 0.061983 | 11 | 11 | 0.33497 | 11 |  |  | 0.061983 | 0.68181
5508 | RAYBURNCC9 | 1 | South | YES | 0.030745 | 47.7 | 18.2 | 47.7 | 0 | 1.0296 | CC | 1 | 0.062276 | 47.7 | 47.7 | 1.4665 | 47.7 |  |  | 0.062276 | 2.9705
5509 | RAYBURNCC10 | 1 | South | YES | 0.030745 | 37.3 | 5.2 | 37.3 | 0 | 1.0296 | CC | 1 | 0.062276 | 37.3 | 37.3 | 1.1468 | 37.3 |  |  | 0.062276 | 2.3229
5511 | RAYBURNCC7 | 1 | South | YES | 0.030745 | 47.5 | 18.2 | 47.5 | 0 | 1.0296 | CC | 1 | 0.062276 | 47.5 | 47.5 | 1.4604 | 47.5 |  |  | 0.062276 | 2.9581
5512 | RAYBURNCC8 | 1 | South | YES | 0.030745 | 49.3 | 18.2 | 49.3 | 0 | 1.0296 | CC | 1 | 0.062276 | 49.3 | 49.3 | 1.5157 | 49.3 |  |  | 0.062276 | 3.0702
8066 | DUP1V#1 | 1 | South | YES | 0.03079 | 52.3 | 0 | 73 | 0 | 1.01 | Cogen | 1 | 0.062321 | 0 | 0 | 0 | 0 |  |  | 0.062321 | 0
80012 | LAR | F | South | YES | 0.030819 | 0 | 0 | 0 | 0 | 1.04 | DCTie | 1 | 0.06235 | 0 | 0 | 0 | 0 |  |  | 0.06235 | 0
80265 | LARECU40A | 4 | South | YES | 0.030819 | 80 | 0 | 100 |  | 1.039 | GGT | 1 | 0.06235 | 100 | 100 | 3.0819 | 100 |  |  | 0.06235 | 6.235
80266 | LARECU50A | 5 | South | YES | 0.030819 | 80 | 0 | 100 |  | 1.039 | GGT | 1 | 0.06235 | 100 | 100 | 3.0819 | 100 |  |  | 0.06235 | 6.235
8926 | LGE_GT10A | 1 | South | YES | 0.030821 | 158 | 0 | 158 | 0 | 1.03 | Cogen | 1 | 0.062352 | 0 | 0 | 0 | 0 |  |  | 0.062352 | 0
8927 | LGE_GT20A | 2 | South | YES | 0.030821 | 153 | 0 | 153 | 0 | 1.03 | Cogen | 1 | 0.062352 | 0 | 0 | 0 | 0 |  |  | 0.062352 | 0
8928 | LGE_STG0A | 3 | South | YES | 0.030821 | 100 | 0 | 100 | 0 | 1.03 | Cogen | 1 | 0.062352 | 0 | 0 | 0 | 0 |  |  | 0.062352 | 0
8930 | ICPGN10A | 1 | South | YES | 0.030821 | 149 | 0 | 149 | 0 | 1.03 | Cogen | 1 | 0.062352 | 0 | 0 | 0 | 0 |  |  | 0.062352 | 0
8931 | ICPGN20A | 2 | South | YES | 0.030821 | 150 | 0 | 150 | 0 | 1.03 | Cogen | 1 | 0.062352 | 0 | 0 | 0 | 0 |  |  | 0.062352 | 0
8932 | ICPGN30A | 3 | South | YES | 0.030821 | 127 | 0 | 127 | 0 | 1.03 | Cogen | 1 | 0.062352 | 0 | 0 | 0 | 0 |  |  | 0.062352 | 0
80223 | REYSHR G | 1 | South | YES | 0.030821 | 12 | 0 | 12 | 0 | 1.032 | Cogen | 1 | 0.062352 | 0 | 0 | 0 | 0 |  |  | 0.062352 | 0
88299 | ZAPATA | F | South | YES | 0.031036 | 0 | 0 | 0 | 0 | 1.02 | BLT | 1 | 0.062567 | 0 | 0 | 0 | 0 |  |  | 0.062567 | 0
8442 | NBEC7 | 7 | South | YES | 0.031117 | 0 | 81 | 367 |  | 1.0298 | GST | 1 | 0.062648 | 367 | 367 | 11.4199 | 367 |  |  | 0.062648 | 22.9917
8442 | NBEC7 | MB | South | YES | 0.031117 | 0 | 81 | 367 |  | 1.0298 | GST | 1 | 0.062648 | 0 | 0 | 0 | 0 |  |  | 0.062648 | 0
8560 | CNOPGT1 | 1 | South | YES | 0.031121 | 148.3 | 0 | 148.3 | 0 | 1.03 | Cogen | 1 | 0.062652 | 0 | 0 | 0 | 0 |  |  | 0.062652 | 0
8561 | CNOPGT2 | 2 | South | YES | 0.031121 | 148.6 | 0 | 148.6 | 0 | 1.03 | Cogen | 1 | 0.062652 | 0 | 0 | 0 | 0 |  |  | 0.062652 | 0
8562 | CNOPST1 | 3 | South | YES | 0.031121 | 153 | 0 | 153 | 0 | 1.03 | Cogen | 1 | 0.062652 | 0 | 0 | 0 | 0 |  |  | 0.062652 | 0
8456 | COSW#1 | 1 | South | YES | 0.031137 | 20 | 0 | 20 | 0 | 1.027 | Cogen | 1 | 0.062668 | 0 | 0 | 0 | 0 |  |  | 0.062668 | 0
8457 | COSW#2 | 2 | South | YES | 0.031137 | 14 | 0 | 14 | 0 | 1.027 | Cogen | 1 | 0.062668 | 0 | 0 | 0 | 0 |  |  | 0.062668 | 0
8173 | VICEC51A | 5 | South | YES | 0.031145 | 144 | 18 | 144 | 0 | 1.025 | CC | 1 | 0.062676 | 144 | 144 | 4.4849 | 144 |  |  | 0.062676 | 9.0253
8174 | VICEC61A | 6 | South | YES | 0.031145 | 188 | 42 | 188 | 0 | 1.025 | CC | 1 | 0.062676 | 188 | 188 | 5.8553 | 188 |  |  | 0.062676 | 11.783
8459 | B_DAVIS0B | MB | South | YES | 0.031178 | 0 | 50 | 339 |  | 1.03 | GSC | 1 | 0.062709 | 0 | 0 | 0 | 0 |  |  | 0.062709 | 0
8460 | B_DAVIS0A | MB | South | YES | 0.031178 | 0 | 50 | 340 |  | 1.03 | GSC | 1 | 0.062709 | 0 | 0 | 0 | 0 |  |  | 0.062709 | 0
80263 | B_DAVIS31A | 3 | South | YES | 0.031178 | 0 | 0 | 180 |  | 1.0366 | CC | 1 | 0.062709 | 180 | 180 | 5.612 | 180 |  |  | 0.062709 | 11.2876
80264 | B_DAVIS41A | 4 | South | YES | 0.031178 | 0 | 0 | 180 |  | 1.0366 | CC | 1 | 0.062709 | 180 | 180 | 5.612 | 180 |  |  | 0.062709 | 11.2876
88508 | FALFURRI | F | South | YES | 0.031178 | 0 | 0 | 0 | 0 | 1 | AVR | 1 | 0.062709 | 0 | 0 | 0 | 0 |  |  | 0.062709 | 0
5728 | FALCONHYDRO2 | 2 | South | YES | 0.031183 | 12 | 0 | 12 | 0 | 1.0234 | Hydro | 1 | 0.062714 | 0 | 0 | 0 | 0 |  |  | 0.062714 | 0
5729 | FALCONHYDRO3 | 3 | South | YES | 0.031183 | 11 | 0 | 11 | 0 | 1.0234 | Hydro | 1 | 0.062714 | 0 | 0 | 0 | 0 |  |  | 0.062714 | 0
8048 | FALCONHYDRO1 | 1 | South | YES | 0.031183 | 12 | 0 | 12 | 0 | 1.0234 | Hydro | 1 | 0.062714 | 0 | 0 | 0 | 0 |  |  | 0.062714 | 0
8506 | VAL #1 | 1 | South | YES | 0.031195 | 20.9 | 0 | 25 | 0 | 1.0055 | Cogen | 1 | 0.062726 | 0 | 0 | 0 | 0 |  |  | 0.062726 | 0
8507 | VAL #2 | 2 | South | YES | 0.031195 | 20.9 | 0 | 25 | 0 | 1.0055 | Cogen | 1 | 0.062726 | 0 | 0 | 0 | 0 |  |  | 0.062726 | 0
8511 | OXY_CC0A | 1 | South | YES | 0.031225 | 30.3 | 0 | 38 | 0 | 1.027 | Cogen | 1 | 0.062756 | 0 | 0 | 0 | 0 |  |  | 0.062756 | 0
8461 | KOCH_UP0A | 1 | South | YES | 0.031226 | 38 | 0 | 38 | 0 | 1.012 | Cogen | 1 | 0.062757 | 0 | 0 | 0 | 0 |  |  | 0.062757 | 0
8933 | FGNTS001 | 1 | South | YES | 0.031336 | 146.5 | 0 | 146.5 | 0 | 1.03 | CC | 1 | 0.062867 | 146.5 | 146.5 | 4.5907 | 146.5 |  |  | 0.062867 | 9.21
8934 | FGNTS101 | 2 | South | YES | 0.031336 | 147.9 | 0 | 147.9 | 0 | 1.03 | CC | 1 | 0.062867 | 147.9 | 147.9 | 4.6346 | 147.9 |  |  | 0.062867 | 9.298
8935 | FGNTS201 | 3 | South | YES | 0.031336 | 173 | 0 | 173 | 0 | 1.03 | CC | 1 | 0.062867 | 173 | 173 | 5.4211 | 173 |  |  | 0.062867 | 10.8759
8517 | CELANEBI0A | 1 | South | YES | 0.031342 | 29 | 0 | 29 | 0 | 1.02 | Cogen | 1 | 0.062873 | 0 | 0 | 0 | 0 |  |  | 0.062873 | 0
8936 | MVGN#1 | 1 | South | YES | 0.031363 | 216.6 | 0 | 216.6 | 0 | 1.0304 | CC | 1 | 0.062894 | 216.6 | 216.6 | 6.7932 | 216.6 |  |  | 0.062894 | 13.6228
8937 | MVGN#2 | 2 | South | YES | 0.031363 | 216.7 | 0 | 216.7 | 0 | 1.0304 | CC | 1 | 0.062894 | 216.7 | 216.7 | 6.7964 | 216.7 |  |  | 0.062894 | 13.6291
8938 | MVGN#3 | 3 | South | YES | 0.031363 | 250.9 | 0 | 250.9 | 0 | 1.0304 | CC | 1 | 0.062894 | 250.9 | 250.9 | 7.869 | 250.9 |  |  | 0.062894 | 15.78
8981 | HECN1 | 1 | South | YES | 0.031363 | 144.8 | 0 | 144.8 | 0 | 1.0304 | CC | 1 | 0.062894 | 144.8 | 144.8 | 4.5414 | 144.8 |  |  | 0.062894 | 9.107
8982 | HECN2 | 2 | South | YES | 0.031363 | 144.1 | 0 | 144.1 | 0 | 1.0304 | CC | 1 | 0.062894 | 144.1 | 144.1 | 4.5194 | 144.1 |  |  | 0.062894 | 9.063
8983 | HECN3 | 3 | South | YES | 0.031363 | 171.9 | 0 | 171.9 | 0 | 1.0304 | CC | 1 | 0.062894 | 171.9 | 171.9 | 5.3913 | 171.9 |  |  | 0.062894 | 10.8114
5932 | SI_RAY9 | 9 | South | YES | 0.031371 | 32 | 32 | 38 | 0 | 1.035 | CC | 1 | 0.062902 | 38 | 38 | 1.1921 | 38 |  |  | 0.062902 | 2.3903
5933 | SI_RAY6 | 6 | South | YES | 0.031371 | 15.4 | 10 | 19.3 | 0 | 1.035 | GST | 1 | 0.062902 | 19.3 | 19.3 | 0.60546 | 19.3 |  |  | 0.062902 | 1.214
5935 | SI_RAY10 | 10 | South | YES | 0.031371 | 47 | 10 | 47 | 0 | 1.03 | CC | 1 | 0.062902 | 47 | 47 | 1.4744 | 47 |  |  | 0.062902 | 2.9564
80003 | MILHWYS | F | South | YES | 0.031371 | 0 | 0 | 0 | 0 | 1.0168 | AVR | 1 | 0.062902 | 0 | 0 | 0 | 0 |  |  | 0.062902 | 0
80080 | GWINDT11A | 3 | South | YES | 0.031377 | 0 | 0 | 38 | 0 | 1.025 | Wind | 1 | 0.062908 | 0 | 38 | 1.1923 | 38 |  |  | 0.062908 | 2.3905
80080 | GWINDT11A | 4 | South | YES | 0.031377 | 3.8 | 0 | 19 | 0 | 1.025 | Wind | 1 | 0.062908 | 0 | 19 | 0.59616 | 19 |  |  | 0.062908 | 1.1952
80080 | GWINDT11A | 2 | South | YES | 0.031377 | 0 | 0 | 41 | 0 | 1.025 | Wind | 1 | 0.062908 | 0 | 41 | 1.2865 | 41 |  |  | 0.062908 | 2.5792
80080 | GWINDT11A | 1 | South | YES | 0.031377 | 28.2 | 0 | 94 | 0 | 1.025 | Wind | 1 | 0.062908 | 0 | 94 | 2.9494 | 94 |  |  | 0.062908 | 5.9133
80081 | GWINDT21A | 4 | South | YES | 0.031377 | 4.4 | 0 | 22 | 0 | 1.025 | Wind | 1 | 0.062908 | 0 | 22 | 0.69029 | 22 |  |  | 0.062908 | 1.384
80081 | GWINDT21A | 1 | South | YES | 0.031377 | 28.2 | 0 | 94 | 0 | 1.025 | Wind | 1 | 0.062908 | 0 | 94 | 2.9494 | 94 |  |  | 0.062908 | 5.9133
80081 | GWINDT21A | 3 | South | YES | 0.031377 | 8.6 | 0 | 43 | 0 | 1.025 | Wind | 1 | 0.062908 | 0 | 43 | 1.3492 | 43 |  |  | 0.062908 | 2.705
80081 | GWINDT21A | 2 | South | YES | 0.031377 | 7.2 | 0 | 36 | 0 | 1.025 | Wind | 1 | 0.062908 | 0 | 36 | 1.1296 | 36 |  |  | 0.062908 | 2.2647
80180 | PNSCALT11A | 2 | South | YES | 0.031377 | 10 | 0 | 50 | 0 | 1.025 | Wind | 1 | 0.062908 | 0 | 50 | 1.5689 | 50 |  |  | 0.062908 | 3.1454
80180 | PNSCALT11A | 1 | South | YES | 0.031377 | 43.8 | 0 | 148 | 0 | 1.025 | Wind | 1 | 0.062908 | 0 | 148 | 4.6438 | 148 |  |  | 0.062908 | 9.3103
80181 | PNSCALT21A | 2 | South | YES | 0.031377 | 10 | 0 | 50 | 0 | 1.025 | Wind | 1 | 0.062908 | 0 | 50 | 1.5689 | 50 |  |  | 0.062908 | 3.1454
80181 | PNSCALT21A | 1 | South | YES | 0.031377 | 16.5 | 0 | 55 | 0 | 1.025 | Wind | 1 | 0.062908 | 0 | 55 | 1.7257 | 55 |  |  | 0.062908 | 3.4599
8161 | COLETO0A | 1 | South | YES | 0.032653 | 633 | 200 | 633 | 0 | 1.03 | LIGCO | 1 | 0.064184 | 0 | 633 | 20.6693 | 633 |  |  | 0.064184 | 40.6283
58909 | PEARSALLSCG1 | 3 | South | YES | 0.033014 | 0 | 0 | 8.4 |  | 1.027 | Diesel | 1 | 0.064545 | 8.4 | 8.4 | 0.27732 | 8.4 |  |  | 0.064545 | 0.54218
58909 | PEARSALLSCG1 | 4 | South | YES | 0.033014 | 0 | 0 | 8.4 |  | 1.027 | Diesel | 1 | 0.064545 | 8.4 | 8.4 | 0.27732 | 8.4 |  |  | 0.064545 | 0.54218
58909 | PEARSALLSCG1 | 6 | South | YES | 0.033014 | 0 | 0 | 8.4 |  | 1.027 | Diesel | 1 | 0.064545 | 8.4 | 8.4 | 0.27732 | 8.4 |  |  | 0.064545 | 0.54218
58909 | PEARSALLSCG1 | 5 | South | YES | 0.033014 | 0 | 0 | 8.4 |  | 1.027 | Diesel | 1 | 0.064545 | 8.4 | 8.4 | 0.27732 | 8.4 |  |  | 0.064545 | 0.54218
58909 | PEARSALLSCG1 | 1 | South | YES | 0.033014 | 0 | 0 | 8.4 |  | 1.027 | Diesel | 1 | 0.064545 | 8.4 | 8.4 | 0.27732 | 8.4 |  |  | 0.064545 | 0.54218
58909 | PEARSALLSCG1 | 2 | South | YES | 0.033014 | 0 | 0 | 8.4 |  | 1.027 | Diesel | 1 | 0.064545 | 8.4 | 8.4 | 0.27732 | 8.4 |  |  | 0.064545 | 0.54218
58919 | PEARSALLSCG2 | 5 | South | YES | 0.033014 | 0 | 0 | 8.4 |  | 1.027 | Diesel | 1 | 0.064545 | 8.4 | 8.4 | 0.27732 | 8.4 |  |  | 0.064545 | 0.54218
58919 | PEARSALLSCG2 | 6 | South | YES | 0.033014 | 0 | 0 | 8.4 |  | 1.027 | Diesel | 1 | 0.064545 | 8.4 | 8.4 | 0.27732 | 8.4 |  |  | 0.064545 | 0.54218
58919 | PEARSALLSCG2 | 1 | South | YES | 0.033014 | 0 | 0 | 8.4 |  | 1.027 | Diesel | 1 | 0.064545 | 8.4 | 8.4 | 0.27732 | 8.4 |  |  | 0.064545 | 0.54218
58919 | PEARSALLSCG2 | 2 | South | YES | 0.033014 | 0 | 0 | 8.4 |  | 1.027 | Diesel | 1 | 0.064545 | 8.4 | 8.4 | 0.27732 | 8.4 |  |  | 0.064545 | 0.54218
58919 | PEARSALLSCG2 | 4 | South | YES | 0.033014 | 0 | 0 | 8.4 |  | 1.027 | Diesel | 1 | 0.064545 | 8.4 | 8.4 | 0.27732 | 8.4 |  |  | 0.064545 | 0.54218
58919 | PEARSALLSCG2 | 3 | South | YES | 0.033014 | 0 | 0 | 8.4 |  | 1.027 | Diesel | 1 | 0.064545 | 8.4 | 8.4 | 0.27732 | 8.4 |  |  | 0.064545 | 0.54218
58929 | PEARSALLSCG3 | 4 | South | YES | 0.033014 | 0 | 0 | 8.4 |  | 1.027 | Diesel | 1 | 0.064545 | 8.4 | 8.4 | 0.27732 | 8.4 |  |  | 0.064545 | 0.54218
58929 | PEARSALLSCG3 | 6 | South | YES | 0.033014 | 0 | 0 | 8.4 |  | 1.027 | Diesel | 1 | 0.064545 | 8.4 | 8.4 | 0.27732 | 8.4 |  |  | 0.064545 | 0.54218
58929 | PEARSALLSCG3 | 2 | South | YES | 0.033014 | 0 | 0 | 8.4 |  | 1.027 | Diesel | 1 | 0.064545 | 8.4 | 8.4 | 0.27732 | 8.4 |  |  | 0.064545 | 0.54218
58929 | PEARSALLSCG3 | 5 | South | YES | 0.033014 | 0 | 0 | 8.4 |  | 1.027 | Diesel | 1 | 0.064545 | 8.4 | 8.4 | 0.27732 | 8.4 |  |  | 0.064545 | 0.54218
58929 | PEARSALLSCG3 | 1 | South | YES | 0.033014 | 0 | 0 | 8.4 |  | 1.027 | Diesel | 1 | 0.064545 | 8.4 | 8.4 | 0.27732 | 8.4 |  |  | 0.064545 | 0.54218
58929 | PEARSALLSCG3 | 3 | South | YES | 0.033014 | 0 | 0 | 8.4 |  | 1.027 | Diesel | 1 | 0.064545 | 8.4 | 8.4 | 0.27732 | 8.4 |  |  | 0.064545 | 0.54218
58949 | PEARSALLSCG4 | 3 | South | YES | 0.033014 | 0 | 0 | 8.4 |  | 1.027 | Diesel | 1 | 0.064545 | 8.4 | 8.4 | 0.27732 | 8.4 |  |  | 0.064545 | 0.54218
58949 | PEARSALLSCG4 | 2 | South | YES | 0.033014 | 0 | 0 | 8.4 |  | 1.027 | Diesel | 1 | 0.064545 | 8.4 | 8.4 | 0.27732 | 8.4 |  |  | 0.064545 | 0.54218
58949 | PEARSALLSCG4 | 1 | South | YES | 0.033014 | 0 | 0 | 8.4 |  | 1.027 | Diesel | 1 | 0.064545 | 8.4 | 8.4 | 0.27732 | 8.4 |  |  | 0.064545 | 0.54218
58949 | PEARSALLSCG4 | 4 | South | YES | 0.033014 | 0 | 0 | 8.4 |  | 1.027 | Diesel | 1 | 0.064545 | 8.4 | 8.4 | 0.27732 | 8.4 |  |  | 0.064545 | 0.54218
58949 | PEARSALLSCG4 | 6 | South | YES | 0.033014 | 0 | 0 | 8.4 |  | 1.027 | Diesel | 1 | 0.064545 | 8.4 | 8.4 | 0.27732 | 8.4 |  |  | 0.064545 | 0.54218
58949 | PEARSALLSCG4 | 5 | South | YES | 0.033014 | 0 | 0 | 8.4 |  | 1.027 | Diesel | 1 | 0.064545 | 8.4 | 8.4 | 0.27732 | 8.4 |  |  | 0.064545 | 0.54218
88198 | BEEVILLE | F | South | YES | 0.03302 | 0 | 0 | 0 | 0 | 1.02 | AVR | 1 | 0.064551 | 0 | 0 | 0 | 0 |  |  | 0.064551 | 0
5890 | PEARSALLGEN1 | 1 | South | YES | 0.03366 | 19.2 | 6 | 24 | 0 | 1.0226 | GST | 1 | 0.065191 | 24 | 24 | 0.80784 | 24 |  |  | 0.065191 | 1.5646
5891 | PEARSALLGEN2 | 1 | South | YES | 0.03366 | 19.4 | 6 | 24.3 | 0 | 1.0226 | GST | 1 | 0.065191 | 24.3 | 24.3 | 0.81794 | 24.3 |  |  | 0.065191 | 1.5841
5892 | PEARSALLGEN3 | 1 | South | YES | 0.03366 | 19.1 | 6 | 23.9 | 0 | 1.0226 | GST | 1 | 0.065191 | 23.9 | 23.9 | 0.80447 | 23.9 |  |  | 0.065191 | 1.5581
5903 | SANMIGUELGEN | 1 | South | YES | 0.035937 | 396.3 | 180 | 396.3 | 0 | 1.0336 | LIGCO | 1 | 0.067468 | 0 | 396.3 | 14.2418 | 396.3 |  |  | 0.067468 | 26.7374
8189 | CUECPL2A | 1 | South | YES | 0.037631 | 12 | 0 | 12 | 0 | 1.02 | Cogen | 1 | 0.069162 | 0 | 0 | 0 | 0 |  |  | 0.069162 | 0
5401 | CALAVER_JKS1 | 1 | South | YES | 0.037718 | 562 | 100 | 562 | 0 | 1.026 | LIGCO | 1 | 0.069249 | 0 | 562 | 21.1975 | 562 |  |  | 0.069249 | 38.9177
5264 | LEON_LCP3G3 | 3 | South | YES | 0.037885 | 0 | 20 | 58 |  | 1.0197 | GST | 1 | 0.069416 | 58 | 58 | 2.1973 | 58 |  |  | 0.069416 | 4.0261
5265 | LEON_LCP4G4 | 4 | South | YES | 0.037885 | 89 | 25 | 89 | 0 | 1.0197 | GST | 1 | 0.069416 | 89 | 89 | 3.3718 | 89 |  |  | 0.069416 | 6.178
5266 | LEON_LCPCT1 | 1 | South | YES | 0.037885 | 44 | 24 | 44 | 0 | 1.0197 | GGT | 1 | 0.069416 | 44 | 44 | 1.6669 | 44 |  |  | 0.069416 | 3.0543
5267 | LEON_LCPCT2 | 2 | South | YES | 0.037885 | 44 | 24 | 44 | 0 | 1.0197 | GGT | 1 | 0.069416 | 44 | 44 | 1.6669 | 44 |  |  | 0.069416 | 3.0543
5268 | LEON_LCPCT3 | 3 | South | YES | 0.037885 | 43 | 24 | 43 | 0 | 1.0197 | GGT | 1 | 0.069416 | 43 | 43 | 1.6291 | 43 |  |  | 0.069416 | 2.9849
5269 | LEON_LCPCT4 | 4 | South | YES | 0.037885 | 45 | 24 | 45 | 0 | 1.0197 | GGT | 1 | 0.069416 | 45 | 45 | 1.7048 | 45 |  |  | 0.069416 | 3.1237
5476 | BRA_AVR1_CT1 | 1 | South | YES | 0.03796 | 155 | 90 | 155 | 0 | 1.025 | CC | 1 | 0.069491 | 155 | 155 | 5.8838 | 155 |  |  | 0.069491 | 10.7711
5477 | BRA_AVR1_ST | 1 | South | YES | 0.03796 | 174 | 138 | 174 | 0 | 1.025 | CC | 1 | 0.069491 | 174 | 174 | 6.605 | 174 |  |  | 0.069491 | 12.0914
5478 | BRA_AVR1_CT2 | 1 | South | YES | 0.03796 | 155 | 90 | 155 | 0 | 1.025 | CC | 1 | 0.069491 | 155 | 155 | 5.8838 | 155 |  |  | 0.069491 | 10.7711
5028 | BRAUNIG_VHB3 | 3 | South | YES | 0.038129 | 407 | 60 | 407 | 0 | 1.0138 | GST | 1 | 0.06966 | 407 | 407 | 15.5185 | 407 |  |  | 0.06966 | 28.3515
5026 | BRAUNIG_VHB1 | 1 | South | YES | 0.03815 | 215 | 40 | 215 | 0 | 1.0192 | GST | 1 | 0.069681 | 215 | 215 | 8.2022 | 215 |  |  | 0.069681 | 14.9813
5027 | BRAUNIG_VHB2 | 2 | South | YES | 0.03815 | 216 | 40 | 216 | 0 | 1.0192 | GST | 1 | 0.069681 | 216 | 216 | 8.2404 | 216 |  |  | 0.069681 | 15.051
5396 | CALAVER_OWS1 | 1 | South | YES | 0.038199 | 418 | 80 | 418 | 0 | 1.0192 | GST | 1 | 0.06973 | 418 | 418 | 15.9672 | 418 |  |  | 0.06973 | 29.147
5397 | CALAVER_OWS2 | 2 | South | YES | 0.038199 | 400 | 80 | 400 | 0 | 1.0192 | GST | 1 | 0.06973 | 400 | 400 | 15.2796 | 400 |  |  | 0.06973 | 27.8919
5111 | CALAVER_JTD1 | 1 | South | YES | 0.038236 | 430 | 80 | 430 | 0 | 1.0138 | LIGCO | 1 | 0.069767 | 0 | 430 | 16.4415 | 430 |  |  | 0.069767 | 29.9997
5112 | CALAVER_JTD2 | 2 | South | YES | 0.038236 | 430 | 80 | 430 | 0 | 1.0138 | LIGCO | 1 | 0.069767 | 0 | 430 | 16.4415 | 430 |  |  | 0.069767 | 29.9997
5436 | TUTTL_WBT1G1 | 1 | South | YES | 0.038379 | 48.8 | 20 | 61 | 0 | 1.012 | GST | 1 | 0.06991 | 61 | 61 | 2.3411 | 61 |  |  | 0.06991 | 4.2645
5438 | TUTTL_WBT3G3 | 3 | South | YES | 0.038379 | 95 | 25 | 95 | 0 | 1.012 | GST | 1 | 0.06991 | 95 | 95 | 3.646 | 95 |  |  | 0.06991 | 6.6414
5439 | TUTTL_WBT4G4 | 4 | South | YES | 0.038379 | 151 | 40 | 151 | 0 | 1.012 | GST | 1 | 0.06991 | 151 | 151 | 5.7952 | 151 |  |  | 0.06991 | 10.5564
7800 | L_GUADGE1_1Y | 1 | South | YES | 0.039262 | 147 | 30 | 147 | 0 | 1.02 | CC | 1 | 0.070793 | 147 | 147 | 5.7715 | 147 |  |  | 0.070793 | 10.4065
7801 | L_GUADGE1_2Y | 2 | South | YES | 0.039262 | 138 | 30 | 138 | 0 | 1.02 | CC | 1 | 0.070793 | 138 | 138 | 5.4182 | 138 |  |  | 0.070793 | 9.7694
7802 | L_GUADGE1_3Y | 3 | South | YES | 0.039262 | 146 | 30 | 146 | 0 | 1.02 | CC | 1 | 0.070793 | 146 | 146 | 5.7323 | 146 |  |  | 0.070793 | 10.3357
7803 | L_GUADGE1_4Y | 4 | South | YES | 0.039262 | 149 | 30 | 149 | 0 | 1.02 | CC | 1 | 0.070793 | 149 | 149 | 5.85 | 149 |  |  | 0.070793 | 10.5481
7804 | L_GUADGE1_5Y | 5 | South | YES | 0.039262 | 182 | 30 | 182 | 0 | 1.02 | CC | 1 | 0.070793 | 182 | 182 | 7.1457 | 182 |  |  | 0.070793 | 12.8843
7805 | L_GUADGE1_6Y | 6 | South | YES | 0.039262 | 203 | 30 | 203 | 0 | 1.02 | CC | 1 | 0.070793 | 203 | 203 | 7.9702 | 203 |  |  | 0.070793 | 14.3709
7624 | L_LAKEWO9_1Y | 1 | South | YES | 0.040127 | 0 | 0 | 2.4 |  | 1 | Hydro | 1 | 0.071658 | 0 | 0 | 0 | 0 |  |  | 0.071658 | 0
7624 | L_LAKEWO9_1Y | 2 | South | YES | 0.040127 | 0 | 0 | 2.4 |  | 1 | Hydro | 1 | 0.071658 | 0 | 0 | 0 | 0 |  |  | 0.071658 | 0
7609 | L_SCHUMA8_1Y | 1 | South | YES | 0.040246 | 0 | 0 | 4 |  | 1 | Hydro | 1 | 0.071777 | 0 | 0 | 0 | 0 |  |  | 0.071777 | 0
7810 | L_RIONOG1G1Y | 1 | South | YES | 0.040702 | 148 | 0 | 148 | 0 | 1.02 | CC | 1 | 0.072233 | 148 | 148 | 6.0239 | 148 |  |  | 0.072233 | 10.6904
7811 | L_RIONOG1G2Y | 2 | South | YES | 0.040702 | 148 | 0 | 148 | 0 | 1.02 | CC | 1 | 0.072233 | 148 | 148 | 6.0239 | 148 |  |  | 0.072233 | 10.6904
7812 | L_RIONOG1G3Y | 3 | South | YES | 0.040702 | 154 | 0 | 154 | 0 | 1.02 | CC | 1 | 0.072233 | 154 | 154 | 6.2681 | 154 |  |  | 0.072233 | 11.1238
7813 | L_RIONOG1S1Y | 4 | South | YES | 0.040702 | 293 | 0 | 293 | 0 | 1.02 | CC | 1 | 0.072233 | 293 | 293 | 11.9257 | 293 |  |  | 0.072233 | 21.1642
7605 | L_MCQUEE9_1Y | 1 | South | YES | 0.040791 | 0 | 0 | 2.4 |  | 1.025 | Hydro | 1 | 0.072322 | 0 | 0 | 0 | 0 |  |  | 0.072322 | 0
7605 | L_MCQUEE9_1Y | 2 | South | YES | 0.040791 | 0 | 0 | 2.4 |  | 1.025 | Hydro | 1 | 0.072322 | 0 | 0 | 0 | 0 |  |  | 0.072322 | 0
7605 | L_MCQUEE9_1Y | 3 | South | YES | 0.040791 | 0 | 0 | 2.8 |  | 1.025 | Hydro | 1 | 0.072322 | 0 | 0 | 0 | 0 |  |  | 0.072322 | 0
7014 | L_HAYSEN1_1Y | 1 | South | YES | 0.042222 | 223.9 | 74 | 223.9 | 0 | 1.008 | CC | 1 | 0.073753 | 223.9 | 223.9 | 9.4535 | 223.9 |  |  | 0.073753 | 16.5132
7015 | L_HAYSEN1_2Y | 2 | South | YES | 0.042222 | 225 | 74 | 225 | 0 | 1.008 | CC | 1 | 0.073753 | 225 | 225 | 9.5 | 225 |  |  | 0.073753 | 16.5943
7016 | L_HAYSEN1_3Y | 3 | South | YES | 0.042222 | 224.6 | 74 | 224.6 | 0 | 1.008 | CC | 1 | 0.073753 | 224.6 | 224.6 | 9.4831 | 224.6 |  |  | 0.073753 | 16.5648
7017 | L_HAYSEN1_4Y | 4 | South | YES | 0.042222 | 226.7 | 74 | 226.7 | 0 | 1.008 | CC | 1 | 0.073753 | 226.7 | 226.7 | 9.5717 | 226.7 |  |  | 0.073753 | 16.7197
7012 | L_FPPYD21_3Y | 3 | South | YES | 0.043108 | 427.5 | 200 | 436 | 0 | 1.02 | LIGCO | 1 | 0.074639 | 0 | 436 | 18.7951 | 436 |  |  | 0.074639 | 32.5425
7010 | L_FPPYD11_1Y | 1 | South | YES | 0.043151 | 547.4 | 200 | 606 | 0 | 1.02 | LIGCO | 1 | 0.074682 | 0 | 606 | 26.1495 | 606 |  |  | 0.074682 | 45.2571
7011 | L_FPPYD11_2Y | 2 | South | YES | 0.043151 | 552.2 | 200 | 598 | 0 | 1.02 | LIGCO | 1 | 0.074682 | 0 | 598 | 25.8043 | 598 |  |  | 0.074682 | 44.6596
7487 | L_CANYHY8_1Y | 1 | South | YES | 0.043211 | 0 | 0 | 6 |  | 1 | Hydro | 1 | 0.074742 | 0 | 0 | 0 | 0 |  |  | 0.074742 | 0
7303 | L_WPPGS12_1Y | 1 | South | YES | 0.043523 | 50 | 0 | 50 | 0 | 1.025 | GGT | 1 | 0.075054 | 50 | 50 | 2.1761 | 50 |  |  | 0.075054 | 3.7527
7303 | L_WPPGS12_1Y | 2 | South | YES | 0.043523 | 50 | 0 | 50 | 0 | 1.025 | GGT | 1 | 0.075054 | 50 | 50 | 2.1761 | 50 |  |  | 0.075054 | 3.7527
7305 | L_WPPGS34_1Y | 3 | South | YES | 0.043523 | 50 | 0 | 50 | 0 | 1.025 | GGT | 1 | 0.075054 | 50 | 50 | 2.1761 | 50 |  |  | 0.075054 | 3.7527
7305 | L_WPPGS34_1Y | 4 | South | YES | 0.043523 | 50 | 0 | 50 | 0 | 1.025 | GGT | 1 | 0.075054 | 50 | 50 | 2.1761 | 50 |  |  | 0.075054 | 3.7527
7026 | L_INKSDA1_1Y | 1 | South | YES | 0.043899 | 0 | 0 | 13.7 |  | 1 | Hydro | 1 | 0.07543 | 0 | 0 | 0 | 0 |  |  | 0.07543 | 0
7000 | L_FERGUS1_1Y | 1 | South | YES | 0.044707 | 400 | 65 | 423.3 | 0 | 1.015 | GSC | 1 | 0.076238 | 423.3 | 423.3 | 18.9245 | 423.3 |  |  | 0.076238 | 32.2714
7035 | L_WIRTZ_1G1Y | 1 | South | YES | 0.045098 | 0 | 0 | 29 |  | 1 | Hydro | 1 | 0.076629 | 0 | 0 | 0 | 0 |  |  | 0.076629 | 0
7036 | L_WIRTZ_1G2Y | 2 | South | YES | 0.045098 | 0 | 0 | 29.7 |  | 1 | Hydro | 1 | 0.076629 | 0 | 0 | 0 | 0 |  |  | 0.076629 | 0
7022 | L_BUCHAN1_1Y | 1 | South | YES | 0.04585 | 0 | 0 | 18 |  | 1 | Hydro | 1 | 0.077381 | 0 | 0 | 0 | 0 |  |  | 0.077381 | 0
7023 | L_BUCHAN1_2Y | 2 | South | YES | 0.04585 | 0 | 0 | 18 |  | 1 | Hydro | 1 | 0.077381 | 0 | 0 | 0 | 0 |  |  | 0.077381 | 0
7024 | L_BUCHAN1_3Y | 3 | South | YES | 0.04585 | 0 | 0 | 15 |  | 1 | Hydro | 1 | 0.077381 | 0 | 0 | 0 | 0 |  |  | 0.077381 | 0
7028 | L_MARBFA1_1Y | 1 | South | YES | 0.046048 | 0 | 0 | 18 |  | 1 | Hydro | 1 | 0.077579 | 0 | 0 | 0 | 0 |  |  | 0.077579 | 0
7029 | L_MARBFA1_2Y | 2 | South | YES | 0.046048 | 0 | 0 | 18 |  | 1 | Hydro | 1 | 0.077579 | 0 | 0 | 0 | 0 |  |  | 0.077579 | 0
7004 | L_SIMGID1_1Y | 1 | South | YES | 0.04785 | 132 | 40 | 132 | 0 | 1.02 | GST | 1 | 0.079381 | 132 | 132 | 6.3162 | 132 |  |  | 0.079381 | 10.4782
7005 | L_SIMGID1_2Y | 2 | South | YES | 0.04785 | 133 | 32 | 139 | 0 | 1.02 | GST | 1 | 0.079381 | 139 | 139 | 6.6512 | 139 |  |  | 0.079381 | 11.0339
7006 | L_SIMGID1_3Y | 3 | South | YES | 0.04785 | 324.9 | 60 | 329 | 0 | 1.02 | GST | 1 | 0.079381 | 329 | 329 | 15.7426 | 329 |  |  | 0.079381 | 26.1162
7007 | L_LOSTPI1_1Y | 1 | South | YES | 0.048531 | 158.6 | 110 | 158 | 0 | 1 | CC | 1 | 0.080062 | 158 | 158 | 7.6679 | 158 |  |  | 0.080062 | 12.6497
7008 | L_LOSTPI1_2Y | 2 | South | YES | 0.048531 | 157.7 | 107 | 160 | 0 | 1 | CC | 1 | 0.080062 | 160 | 160 | 7.765 | 160 |  |  | 0.080062 | 12.8099
7009 | L_LOSTPI1_3Y | 3 | South | YES | 0.048531 | 173.9 | 72 | 175 | 0 | 1 | CC | 1 | 0.080062 | 175 | 175 | 8.4929 | 175 |  |  | 0.080062 | 14.0108
7031 | L_MARSFO1G1Y | 1 | South | YES | 0.048821 | 0 | 0 | 36 |  | 1 | Hydro | 1 | 0.080352 | 0 | 0 | 0 | 0 |  |  | 0.080352 | 0
7032 | L_MARSFO1G2Y | 2 | South | YES | 0.048821 | 0 | 0 | 35 |  | 1 | Hydro | 1 | 0.080352 | 0 | 0 | 0 | 0 |  |  | 0.080352 | 0
7033 | L_MARSFO1G3Y | 3 | South | YES | 0.048821 | 0 | 0 | 36 |  | 1 | Hydro | 1 | 0.080352 | 0 | 0 | 0 | 0 |  |  | 0.080352 | 0
7807 | L_BASTEN1_1Y | 1 | South | YES | 0.048897 | 152.5 | 83.5 | 152.5 |  | 1.004 | CC | 1 | 0.080428 | 152.5 | 152.5 | 7.4568 | 152.5 |  |  | 0.080428 | 12.2652
7808 | L_BASTEN1_2Y | 1 | South | YES | 0.048897 | 149.5 | 83.5 | 149.5 |  | 1.004 | CC | 1 | 0.080428 | 149.5 | 149.5 | 7.3101 | 149.5 |  |  | 0.080428 | 12.0239
7809 | L_BASTEN1_3Y | 1 | South | YES | 0.048897 | 232.6 | 42 | 232.6 |  | 1.004 | CC | 1 | 0.080428 | 232.6 | 232.6 | 11.3734 | 232.6 |  |  | 0.080428 | 18.7075
9016 | SANDH_G1 | 1 | South | YES | 0.049648 | 45 | 2 | 49 | 0 | 1.0175 | GGT | 1 | 0.081179 | 49 | 49 | 2.4328 | 49 |  |  | 0.081179 | 3.9778
9017 | SANDH_G2 | 2 | South | YES | 0.049648 | 45 | 2 | 46 | 0 | 1.0175 | GGT | 1 | 0.081179 | 46 | 46 | 2.2838 | 46 |  |  | 0.081179 | 3.7342
9018 | SANDH_G3 | 3 | South | YES | 0.049648 | 45 | 2 | 46 | 0 | 1.0175 | GGT | 1 | 0.081179 | 46 | 46 | 2.2838 | 46 |  |  | 0.081179 | 3.7342
9019 | SANDH_G4 | 4 | South | YES | 0.049648 | 0 | 2 | 47 |  | 1.0175 | GGT | 1 | 0.081179 | 47 | 47 | 2.3335 | 47 |  |  | 0.081179 | 3.8154
9020 | SANDHG5A | 5A | South | YES | 0.049648 | 150 | 84 | 155 | 0 | 1.0175 | CC | 1 | 0.081179 | 155 | 155 | 7.6954 | 155 |  |  | 0.081179 | 12.5827
9021 | SANDHG5C | 5C | South | YES | 0.049648 | 140 | 0 | 148 | 0 | 1.0175 | CC | 1 | 0.081179 | 148 | 148 | 7.3479 | 148 |  |  | 0.081179 | 12.0144
7020 | L_AUSTPL1_1Y | 1 | South | YES | 0.049963 | 0 | 0 | 8 |  | 1 | Hydro | 1 | 0.081494 | 0 | 0 | 0 | 0 |  |  | 0.081494 | 0
7020 | L_AUSTPL1_1Y | 2 | South | YES | 0.049963 | 0 | 0 | 8 |  | 1 | Hydro | 1 | 0.081494 | 0 | 0 | 0 | 0 |  |  | 0.081494 | 0
9000 | DECKR_G1 | 1 | South | YES | 0.050153 | 280 | 50 | 321 | 0 | 1.015 | GST | 1 | 0.081684 | 321 | 321 | 16.0991 | 321 |  |  | 0.081684 | 26.2205
9001 | DECKR_G2 | 2 | South | YES | 0.050153 | 400 | 50 | 426 | 0 | 1.015 | GST | 1 | 0.081684 | 426 | 426 | 21.3652 | 426 |  |  | 0.081684 | 34.7972
9002 | DECKR_G3 | 3 | South | YES | 0.050592 | 0 | 24 | 42 |  | 1.015 | GGT | 1 | 0.082123 | 42 | 42 | 2.1249 | 42 |  |  | 0.082123 | 3.4492
9003 | DECKR_G4 | 4 | South | YES | 0.050592 | 44 | 24 | 44 | 0 | 1.015 | GGT | 1 | 0.082123 | 44 | 44 | 2.226 | 44 |  |  | 0.082123 | 3.6134
9004 | DECKR_G5 | 5 | South | YES | 0.050592 | 44 | 24 | 44 | 0 | 1.015 | GGT | 1 | 0.082123 | 44 | 44 | 2.226 | 44 |  |  | 0.082123 | 3.6134
9005 | DECKR_G6 | 6 | South | YES | 0.050592 | 44 | 24 | 47 | 0 | 1.015 | GGT | 1 | 0.082123 | 47 | 47 | 2.3778 | 47 |  |  | 0.082123 | 3.8598
13432 | SANDOW_5G | 5 | South | YES | 0.056524 | 581 | 225 | 581 | 0 | 1.029 | LIGCO | 1 | 0.088055 | 0 | 581 | 32.8404 | 581 |  |  | 0.088055 | 51.1598
3432 | SANDOW_4G | 4 | South | YES | 0.06478 | 580 | 225 | 580 | 0 | 1.029 | LIGCO | 1 | 0.096311 | 0 | 580 | 37.5724 | 580 |  |  | 0.096311 | 55.8602
Note on AL4: Zonal Cap - Zonal Impact

## Distributed Slack - Bound Gen
Number of Bus | Name of Bus | ID | Area Name of Gen | AGC | P Sensitivity of Bus | Gen MW | Min MW | Max MW | V Sensitivity of Bus | Set Volt | Tech Type | Zone Impact | Zone Correlation | Inc Max | Dec Max | Souce S.F. Weighting | Souce Capacity | Sink S.F. Weighting | Sink Capacity | PTDF Calc | PTDF Weighting | max of zone correlation | 0.031531 |  |  | Neg PTDF weight | Pos PTDF weight
8139 | JOS #1 | MB | South | YES | 0 | 0 | 45 | 255 |  | 1.02 | GST | 1 | 0.031531 | 0 | 0 | 0 | 0 |  |  | 0.031531 | 0 |  |  |  |  | 0 | 0
8285 | LAR #1 | MB | South | YES | 0 | 0 | 9 | 32 |  | 1.0497 | GST | 1 | 0.031531 | 0 | 0 | 0 | 0 |  |  | 0.031531 | 0 |  |  |  |  | 0 | 0
8287 | LAR #2 | MB | South | YES | 0 | 0 | 9 | 32 |  | 1.04 | GST | 1 | 0.031531 | 0 | 0 | 0 | 0 |  |  | 0.031531 | 0 |  |  |  |  | 0 | 0
8288 | LAR #3 | MB | South | YES | 0 | 0 | 25 | 105 |  | 1.04 | GST | 1 | 0.031531 | 0 | 0 | 0 | 0 |  |  | 0.031531 | 0 |  |  | Weighted Shift Factors |  | 0 | 0
8388 | BATES0A | MB | South | YES | 0 | 0 | 21 | 71 |  | 1.033 | GST | 1 | 0.031531 | 0 | 0 | 0 | 0 |  |  | 0.031531 | 0 |  |  | South | 0.040577 | 0 | 0
8393 | BATES0B | MB | South | YES | 0 | 0 | 25 | 110 |  | 1.03 | GST | 1 | 0.031531 | 0 | 0 | 0 | 0 |  |  | 0.031531 | 0 |  |  | North | -0.031531 | 0 | 0
8437 | NUECES_B0C | MB | South | YES | 0 | 0 | 7 | 30 |  | 1.03 | GST | 1 | 0.031531 | 0 | 0 | 0 | 0 |  |  | 0.031531 | 0 |  |  |  |  | 0 | 0
8438 | NUECES_B0B | MB | South | YES | 0 | 0 | 26 | 169 |  | 1.03 | GST | 1 | 0.031531 | 0 | 0 | 0 | 0 |  |  | 0.031531 | 0 | North |  |  |  | 0 | 0
39190 | TNSLCGN1__8 | 1 | Houston | YES | 0 | 0 | 10 | 30 |  | 1.03 | Cogen | 1 | 0.031531 | 0 | 0 |  |  |  |  | 0.031531 | 0 | Line Rating |  | 214 |  | 0 | 0
5934 | SI_RAY5 | 5 | South | YES | 0 | 0 | 10 | 15 |  | 1.035 | GST | 1 | 0.031531 | 15 | 15 | 0 | 15 |  |  | 0.031531 | 0.47296 | Impact Counter to Zone: |  | 0 |  | 0 | 0
48591 | CHE_GT2_5030 | 2 | Houston | YES | 0.003633 | 173 | 50 | 173 | 0 | 1.029 | Cogen | 1 | 0.035164 | 0 | 0 |  |  |  |  | 0.035164 | 0 |  |  | 0% |  | 0 | 0
48811 | CVC_GT3_5045 | 3 | Houston | YES | 0.003633 | 156 | 91.8 | 156 | 0 | 1.029 | Cogen | 1 | 0.035164 | 0 | 0 |  |  |  |  | 0.035164 | 0 |  |  |  |  | 0 | 0
48812 | CVC_GT2_5020 | 2 | Houston | YES | 0.003633 | 158 | 91.8 | 158 | 0 | 1.029 | Cogen | 1 | 0.035164 | 0 | 0 |  |  |  |  | 0.035164 | 0 | South |  |  |  | 0 | 0
48813 | CVC_GT1_5035 | 1 | Houston | YES | 0.003633 | 160 | 91.8 | 160 | 0 | 1.029 | Cogen | 1 | 0.035164 | 0 | 0 |  |  |  |  | 0.035164 | 0 | Line Rating |  | 214 |  | 0 | 0
48814 | CVC_ST5_5040 | 1 | Houston | YES | 0.003633 | 162 | 91.8 | 162 | 0 | 1.029 | Cogen | 1 | 0.035164 | 0 | 0 |  |  |  |  | 0.035164 | 0 | Impact Counter to Zone: |  | 0 |  | 0 | 0
48886 | THW_5354 | C | Houston | YES | 0.005014 | 45.6 | 5 | 57 |  | 1.0319 | GGT | 1 | 0.036545 | 57 | 57 |  |  |  |  | 0.036545 | 2.083 |  |  | 0% |  | 0 | 0
48887 | THW_5556 | F | Houston | YES | 0.005014 | 45.6 | 5 | 57 |  | 1.0319 | GGT | 1 | 0.036545 | 57 | 57 |  |  |  |  | 0.036545 | 2.083 |  |  |  |  | 0 | 0
48885 | THW_5152 | A | Houston | YES | 0.005014 | 46.4 | 5 | 58 |  | 1.0319 | GGT | 1 | 0.036545 | 58 | 58 |  |  |  |  | 0.036545 | 2.1196 |  |  |  |  | 0 | 0
48886 | THW_5354 | D | Houston | YES | 0.005014 | 46.4 | 5 | 58 |  | 1.0319 | GGT | 1 | 0.036545 | 58 | 58 |  |  |  |  | 0.036545 | 2.1196 |  |  |  |  | 0 | 0
48885 | THW_5152 | B | Houston | YES | 0.005014 | 47.2 | 5 | 59 |  | 1.0319 | GGT | 1 | 0.036545 | 59 | 59 |  |  |  |  | 0.036545 | 2.1561 |  |  |  |  | 0 | 0
48887 | THW_5556 | E | Houston | YES | 0.005014 | 47.2 | 5 | 59 |  | 1.0319 | GGT | 1 | 0.036545 | 59 | 59 |  |  |  |  | 0.036545 | 2.1561 |  |  |  |  | 0 | 0
48690 | GBY_GN5_5 | 5 | Houston | YES | 0.005113 | 318.4 | 81 | 398 |  | 1.0362 | GSC | 1 | 0.036644 | 398 | 398 |  |  |  |  | 0.036644 | 14.5842 |  |  |  |  | 0 | 0
48597 | BTE_GT4_8055 | 3 | Houston | YES | 0.005185 | 158.9 | 130 | 158.9 | 0 | 1.0261 | CC | 1 | 0.036716 | 158.9 | 158.9 |  |  |  |  | 0.036716 | 5.8341 |  |  |  |  | 0 | 0
48596 | BTE_GT3_8045 | 2 | Houston | YES | 0.005185 | 161.4 | 130 | 161.4 | 0 | 1.0261 | CC | 1 | 0.036716 | 161.4 | 161.4 |  |  |  |  | 0.036716 | 5.9259 |  |  |  |  | 0 | 0
48595 | BTE_GT2_8075 | 1 | Houston | YES | 0.005185 | 162.8 | 130 | 162.8 | 0 | 1.0261 | CC | 1 | 0.036716 | 162.8 | 162.8 |  |  |  |  | 0.036716 | 5.9773 |  |  |  |  | 0 | 0
48598 | BTE_ST1_8070 | 4 | Houston | YES | 0.005185 | 269.2 | 60 | 269.2 | 0 | 1.0261 | CC | 1 | 0.036716 | 269.2 | 269.2 |  |  |  |  | 0.036716 | 9.8839 |  |  |  |  | 0 | 0
48583 | CBY_GT4_1 | 1 | Houston | YES | 0.005412 | 172 | 0 | 172 | 0 | 1.027 | GSC | 1 | 0.036943 | 172 | 172 |  |  |  |  | 0.036943 | 6.3541 |  |  |  |  | 0 | 0
48584 | CBY_GT4_2 | 2 | Houston | YES | 0.005412 | 172 | 0 | 172 | 0 | 1.027 | CC | 1 | 0.036943 | 172 | 172 |  |  |  |  | 0.036943 | 6.3541 |  |  |  |  | 0 | 0
48585 | CBY_ST4_1 | 3 | Houston | YES | 0.005412 | 172 | 0 | 172 | 0 | 1.027 | CC | 1 | 0.036943 | 172 | 172 |  |  |  |  | 0.036943 | 6.3541 |  |  |  |  | 0 | 0
48815 | CVC_GT4_8005 | 4 | Houston | YES | 0.005451 | 165 | 91.8 | 165 |  | 1.0362 | Cogen | 1 | 0.036982 | 0 | 0 |  |  |  |  | 0.036982 | 0 |  |  |  |  | 0 | 0
48791 | PSA_GT1_8160 | 1 | Houston | YES | 0.005523 | 52 | 20.8 | 65 | 0 | 1.0362 | Cogen | 1 | 0.037054 | 0 | 0 |  |  |  |  | 0.037054 | 0 |  |  |  |  | 0 | 0
48792 | PSA_GT2_8155 | 2 | Houston | YES | 0.005523 | 52.8 | 20.3 | 66 | 0 | 1.0362 | Cogen | 1 | 0.037054 | 0 | 0 |  |  |  |  | 0.037054 | 0 |  |  |  |  | 0 | 0
48793 | PSA_GT3_8150 | 3 | Houston | YES | 0.005523 | 56 | 20.3 | 70 | 0 | 1.0362 | Cogen | 1 | 0.037054 | 0 | 0 |  |  |  |  | 0.037054 | 0 |  |  |  |  | 0 | 0
48794 | PSA_GT4_8145 | 4 | Houston | YES | 0.005523 | 52.8 | 20.3 | 66 | 0 | 1.0362 | Cogen | 1 | 0.037054 | 0 | 0 |  |  |  |  | 0.037054 | 0 |  |  |  |  | 0 | 0
48795 | PSA_GT5_8140 | 5 | Houston | YES | 0.005523 | 51.2 | 20.3 | 64 | 0 | 1.0362 | Cogen | 1 | 0.037054 | 0 | 0 |  |  |  |  | 0.037054 | 0 |  |  |  |  | 0 | 0
48796 | PSA_GN1_8165 | 1 | Houston | YES | 0.005523 | 83.2 | 43.1 | 104 | 0 | 1.0362 | Cogen | 1 | 0.037054 | 0 | 0 |  |  |  |  | 0.037054 | 0 |  |  |  |  | 0 | 0
48797 | PSA_GT6_8135 | 6 | Houston | YES | 0.005523 | 47.2 | 34.5 | 59 | 0 | 1.0362 | Cogen | 1 | 0.037054 | 0 | 0 |  |  |  |  | 0.037054 | 0 |  |  |  |  | 0 | 0
48581 | CBY_GN1_1 | 1 | Houston | YES | 0.005527 | 595.2 | 108 | 744 | 0 | 1.0435 | GSC | 1 | 0.037058 | 744 | 744 |  |  |  |  | 0.037058 | 27.5709 |  |  |  |  | 0 | 0
48940 | WARVUE_GT1 | G1 | Houston | YES | 0.005532 | 15 | 0 | 15 |  | 1.021 | Cogen | 1 | 0.037063 | 0 | 0 |  |  |  |  | 0.037063 | 0 |  |  |  |  | 0 | 0
48651 | EP_1_2 | 1 | Houston | YES | 0.005536 | 4 | 0 | 5 | 0 | 1.0362 | Cogen | 1 | 0.037067 | 0 | 0 |  |  |  |  | 0.037067 | 0 |  |  |  |  | 0 | 0
48651 | EP_1_2 | 2 | Houston | YES | 0.005536 | 17.7 | 10 | 21 | 0 | 1.0362 | Cogen | 1 | 0.037067 | 0 | 0 |  |  |  |  | 0.037067 | 0 |  |  |  |  | 0 | 0
49803 | EXN_15GT | 1 | Houston | YES | 0.005666 | 33 | 8.3 | 34 |  | 1.0326 | Cogen | 1 | 0.037197 | 0 | 0 |  |  |  |  | 0.037197 | 0 |  |  |  |  | 0 | 0
49804 | EXN_16GT | 2 | Houston | YES | 0.005666 | 32 | 8.3 | 34.7 |  | 1.0326 | Cogen | 1 | 0.037197 | 0 | 0 |  |  |  |  | 0.037197 | 0 |  |  |  |  | 0 | 0
49805 | EXN_17GT | 3 | Houston | YES | 0.005666 | 31 | 8.3 | 32.7 |  | 1.0326 | Cogen | 1 | 0.037197 | 0 | 0 |  |  |  |  | 0.037197 | 0 |  |  |  |  | 0 | 0
49826 | EXN938GT | 5 | Houston | YES | 0.005666 | 43 | 9.2 | 45.9 |  | 1.0326 | Cogen | 1 | 0.037197 | 0 | 0 |  |  |  |  | 0.037197 | 0 |  |  |  |  | 0 | 0
49828 | EXN941GT | 10 | Houston | YES | 0.005666 | 17.7 | 5.4 | 17.7 | 0 | 1.0326 | Cogen | 1 | 0.037197 | 0 | 0 |  |  |  |  | 0.037197 | 0 |  |  |  |  | 0 | 0
49829 | EXN942GT | 11 | Houston | YES | 0.005666 | 20 | 5.4 | 20.4 | 0 | 1.0326 | Cogen | 1 | 0.037197 | 0 | 0 |  |  |  |  | 0.037197 | 0 |  |  |  |  | 0 | 0
49830 | EXN943GT | 12 | Houston | YES | 0.005666 | 19 | 5.4 | 19.9 | 0 | 1.0326 | Cogen | 1 | 0.037197 | 0 | 0 |  |  |  |  | 0.037197 | 0 |  |  |  |  | 0 | 0
49831 | EXN944GT | 13 | Houston | YES | 0.005666 | 33 | 5.4 | 35 | 0 | 1.0326 | Cogen | 1 | 0.037197 | 0 | 0 |  |  |  |  | 0.037197 | 0 |  |  |  |  | 0 | 0
49832 | EXN945GT | 9 | Houston | YES | 0.005666 | 18.5 | 9.2 | 18.5 |  | 1.0326 | Cogen | 1 | 0.037197 | 0 | 0 |  |  |  |  | 0.037197 | 0 |  |  |  |  | 0 | 0
49837 | EXN_GT | 4 | Houston | YES | 0.005666 | 81 | 21.3 | 85.4 |  | 1.0326 | Cogen | 1 | 0.037197 | 0 | 0 |  |  |  |  | 0.037197 | 0 |  |  |  |  | 0 | 0
49838 | EXN_14GT | 14 | Houston | YES | 0.005666 | 140 | 0 | 148 |  | 1.0326 | Cogen | 1 | 0.037197 | 0 | 0 |  |  |  |  | 0.037197 | 0 |  |  |  |  | 0 | 0
48883 | THW_GT1_GT_1 | B2 | Houston | YES | 0.005701 | 0 | 0 | 12 |  | 1.043 | GGT | 1 | 0.037232 | 12 | 12 |  |  |  |  | 0.037232 | 0.44678 |  |  |  |  | 0 | 0
48582 | CBY_GN2_2 | 2 | Houston | YES | 0.005801 | 596.8 | 110 | 746 | 0 | 1.0435 | GSC | 1 | 0.037332 | 746 | 746 |  |  |  |  | 0.037332 | 27.8494 |  |  |  |  | 0 | 0
48875 | THW_3132 | B | Houston | YES | 0.006002 | 53 | 5 | 53 | 0 | 1.0435 | CC | 1 | 0.037533 | 53 | 53 |  |  |  |  | 0.037533 | 1.9892 |  |  |  |  | 0 | 0
48875 | THW_3132 | A | Houston | YES | 0.006002 | 55 | 5 | 55 | 0 | 1.0435 | CC | 1 | 0.037533 | 55 | 55 |  |  |  |  | 0.037533 | 2.0643 |  |  |  |  | 0 | 0
48877 | THW_3334 | C | Houston | YES | 0.006002 | 55 | 5 | 55 | 0 | 1.0435 | CC | 1 | 0.037533 | 55 | 55 |  |  |  |  | 0.037533 | 2.0643 |  |  |  |  | 0 | 0
48879 | THW_4142 | F | Houston | YES | 0.006002 | 55 | 5 | 55 | 0 | 1.0435 | CC | 1 | 0.037533 | 55 | 55 |  |  |  |  | 0.037533 | 2.0643 |  |  |  |  | 0 | 0
48879 | THW_4142 | E | Houston | YES | 0.006002 | 56 | 5 | 56 | 0 | 1.0435 | CC | 1 | 0.037533 | 56 | 56 |  |  |  |  | 0.037533 | 2.1018 |  |  |  |  | 0 | 0
48877 | THW_3334 | D | Houston | YES | 0.006002 | 57 | 5 | 57 | 0 | 1.0435 | CC | 1 | 0.037533 | 57 | 57 |  |  |  |  | 0.037533 | 2.1394 |  |  |  |  | 0 | 0
48881 | THW_4344 | G | Houston | YES | 0.006002 | 58 | 5 | 58 | 0 | 1.0435 | CC | 1 | 0.037533 | 58 | 58 |  |  |  |  | 0.037533 | 2.1769 |  |  |  |  | 0 | 0
48881 | THW_4344 | H | Houston | YES | 0.006002 | 58 | 5 | 58 | 0 | 1.0435 | CC | 1 | 0.037533 | 58 | 58 |  |  |  |  | 0.037533 | 2.1769 |  |  |  |  | 0 | 0
48873 | THW_ST3_ST_3 | 3 | Houston | YES | 0.006002 | 107 | 19 | 107 | 0 | 1.0435 | CC | 1 | 0.037533 | 107 | 107 |  |  |  |  | 0.037533 | 4.016 |  |  |  |  | 0 | 0
48874 | THW_ST4_ST_4 | 4 | Houston | YES | 0.006002 | 108 | 19 | 108 | 0 | 1.0435 | CC | 1 | 0.037533 | 108 | 108 |  |  |  |  | 0.037533 | 4.0535 |  |  |  |  | 0 | 0
48593 | CHE_GT1_8015 | 1 | Houston | YES | 0.00625 | 173 | 50 | 173 | 0 | 1.0362 | Cogen | 1 | 0.037781 | 0 | 0 |  |  |  |  | 0.037781 | 0 |  |  |  |  | 0 | 0
48594 | CHE_GN4_8025 | 4 | Houston | YES | 0.00625 | 142 | 60 | 142 | 0 | 1.0362 | Cogen | 1 | 0.037781 | 0 | 0 |  |  |  |  | 0.037781 | 0 |  |  |  |  | 0 | 0
48513 | LPE_GT3_8080 | 3 | Houston | YES | 0.006275 | 39 | 0 | 39 | 0 | 1.0362 | GGT | 1 | 0.037806 | 39 | 39 |  |  |  |  | 0.037806 | 1.4744 |  |  |  |  | 0 | 0
48514 | LPE_GT4_8085 | 4 | Houston | YES | 0.006275 | 39 | 0 | 39 | 0 | 1.0362 | GGT | 1 | 0.037806 | 39 | 39 |  |  |  |  | 0.037806 | 1.4744 |  |  |  |  | 0 | 0
48511 | LPE_GT1_8070 | 1 | Houston | YES | 0.006275 | 42 | 0 | 42 | 0 | 1.0362 | GGT | 1 | 0.037806 | 42 | 42 |  |  |  |  | 0.037806 | 1.5878 |  |  |  |  | 0 | 0
48512 | LPE_GT2_8075 | 2 | Houston | YES | 0.006275 | 42 | 0 | 42 | 0 | 1.0362 | GGT | 1 | 0.037806 | 42 | 42 |  |  |  |  | 0.037806 | 1.5878 |  |  |  |  | 0 | 0
48500 | APD_GT1_8005 | 1 | Houston | YES | 0.006313 | 137.6 | 54.6 | 137.6 | 0 | 1.0362 | Cogen | 1 | 0.037844 | 0 | 0 |  |  |  |  | 0.037844 | 0 |  |  |  |  | 0 | 0
48820 | SHELLG1_3015 | 1 | Houston | YES | 0.006481 | 71 | 34.5 | 71 |  | 1.029 | Cogen | 1 | 0.038012 | 0 | 0 |  |  |  |  | 0.038012 | 0 |  |  |  |  | 0 | 0
48821 | SHELLG2 | 2 | Houston | YES | 0.006481 | 72 | 34.5 | 72 |  | 1.029 | Cogen | 1 | 0.038012 | 0 | 0 |  |  |  |  | 0.038012 | 0 |  |  |  |  | 0 | 0
48822 | SHELLG3_3020 | 2 | Houston | YES | 0.006481 | 30 | 0 | 30 |  | 1.029 | Cogen | 1 | 0.038012 | 0 | 0 |  |  |  |  | 0.038012 | 0 |  |  |  |  | 0 | 0
48822 | SHELLG3_3020 | 1 | Houston | YES | 0.006481 | 39 | 0 | 39 |  | 1.029 | Cogen | 1 | 0.038012 | 0 | 0 |  |  |  |  | 0.038012 | 0 |  |  |  |  | 0 | 0
48740 | PSG_GN2_8050 | 1 | Houston | YES | 0.006602 | 182 | 60 | 182 | 0 | 1.0326 | Cogen | 1 | 0.038133 | 0 | 0 |  |  |  |  | 0.038133 | 0 |  |  |  |  | 0 | 0
48741 | PSG_GT2_8040 | 1 | Houston | YES | 0.006602 | 158.6 | 50 | 158.6 | 0 | 1.0326 | Cogen | 1 | 0.038133 | 0 | 0 |  |  |  |  | 0.038133 | 0 |  |  |  |  | 0 | 0
48742 | PSG_GT3_8060 | 1 | Houston | YES | 0.006602 | 157 | 50 | 157 | 0 | 1.0326 | Cogen | 1 | 0.038133 | 0 | 0 |  |  |  |  | 0.038133 | 0 |  |  |  |  | 0 | 0
48854 | SRB_GN4_4 | 4 | Houston | YES | 0.006603 | 182.4 | 35 | 228 | 0 | 1.0326 | GST | 1 | 0.038134 | 228 | 228 |  |  |  |  | 0.038134 | 8.6945 |  |  |  |  | 0 | 0
48611 | DIB_GT1_8080 | 1 | Houston | YES | 0.006605 | 64 | 0 | 64 | 0 | 1.0326 | Cogen | 1 | 0.038136 | 0 | 0 |  |  |  |  | 0.038136 | 0 |  |  |  |  | 0 | 0
48612 | DIB_GT2_8075 | 2 | Houston | YES | 0.006605 | 63.2 | 0 | 63.2 | 0 | 1.0326 | Cogen | 1 | 0.038136 | 0 | 0 |  |  |  |  | 0.038136 | 0 |  |  |  |  | 0 | 0
48613 | DIB_ST1_8085 | 3 | Houston | YES | 0.006605 | 67.9 | 30 | 82.6 | 0 | 1.0326 | Cogen | 1 | 0.038136 | 0 | 0 |  |  |  |  | 0.038136 | 0 |  |  |  |  | 0 | 0
48614 | DIB_GT3_8090 | 4 | Houston | YES | 0.006605 | 73.6 | 15 | 73.6 | 0 | 1.0326 | Cogen | 1 | 0.038136 | 0 | 0 |  |  |  |  | 0.038136 | 0 |  |  |  |  | 0 | 0
48845 | SOL_GT1 | 1 | Houston | YES | 0.006606 | 16.2 | 15.4 | 16.2 |  | 1.0326 | Solar | 1 | 0.038137 | 16.2 | 16.2 |  |  |  |  | 0.038137 | 0.61781 |  |  |  |  | 0 | 0
48853 | SRB_GN3_3 | 3 | Houston | YES | 0.006608 | 170.4 | 35 | 213 |  | 1.0326 | GST | 1 | 0.038139 | 213 | 213 |  |  |  |  | 0.038139 | 8.1235 |  |  |  |  | 0 | 0
48551 | CAL_GT1_8045 | 1 | Houston | YES | 0.006628 | 149 | 0 | 149 | 0 | 1.0326 | Cogen | 1 | 0.038159 | 0 | 0 |  |  |  |  | 0.038159 | 0 |  |  |  |  | 0 | 0
48552 | CAL_ST1_8000 | 2 | Houston | YES | 0.006628 | 65.1 | 0 | 65.1 | 0 | 1.0326 | Cogen | 1 | 0.038159 | 0 | 0 |  |  |  |  | 0.038159 | 0 |  |  |  |  | 0 | 0
48851 | SRB_GN1_1 | 1 | Houston | YES | 0.00663 | 132 | 26 | 165 | 0 | 1.0217 | GST | 1 | 0.038161 | 165 | 165 |  |  |  |  | 0.038161 | 6.2965 |  |  |  |  | 0 | 0
48852 | SRB_GN2_2 | 2 | Houston | YES | 0.006637 | 140.8 | 26 | 176 | 0 | 1.0217 | GST | 1 | 0.038168 | 176 | 176 |  |  |  |  | 0.038168 | 6.7175 |  |  |  |  | 0 | 0
48855 | SRB_GT211035 | B2 | Houston | YES | 0.006642 | 0 | 0 | 12 |  | 1.014 | GGT | 1 | 0.038173 | 12 | 12 |  |  |  |  | 0.038173 | 0.45807 |  |  |  |  | 0 | 0
48855 | SRB_GT211035 | B1 | Houston | YES | 0.006642 | 0 | 0 | 18 |  | 1.014 | GGT | 1 | 0.038173 | 18 | 18 |  |  |  |  | 0.038173 | 0.68711 |  |  |  |  | 0 | 0
48761 | PR_GT1__9040 | 1 | Houston | YES | 0.006728 | 26 | 0 | 35 |  | 1 | Cogen | 1 | 0.038259 | 0 | 0 |  |  |  |  | 0.038259 | 0 |  |  |  |  | 0 | 0
48644 | DPEC_GT45070 | 4 | Houston | YES | 0.006814 | 157 | 98 | 157 | 0 | 1.0319 | CC | 1 | 0.038345 | 157 | 157 |  |  |  |  | 0.038345 | 6.0201 |  |  |  |  | 0 | 0
48642 | DPEC_GT25025 | 2 | Houston | YES | 0.006814 | 157.1 | 98 | 157.1 | 0 | 1.0319 | CC | 1 | 0.038345 | 157.1 | 157.1 |  |  |  |  | 0.038345 | 6.0239 |  |  |  |  | 0 | 0
48643 | DPEC_GT35010 | 3 | Houston | YES | 0.006814 | 157.5 | 98 | 157.5 | 0 | 1.0319 | CC | 1 | 0.038345 | 157.5 | 157.5 |  |  |  |  | 0.038345 | 6.0393 |  |  |  |  | 0 | 0
48641 | DPEC_GT15040 | 1 | Houston | YES | 0.006814 | 163.2 | 98 | 163.2 | 0 | 1.0319 | CC | 1 | 0.038345 | 163.2 | 163.2 |  |  |  |  | 0.038345 | 6.2578 |  |  |  |  | 0 | 0
48645 | DPEC_ST55065 | 5 | Houston | YES | 0.006814 | 282 | 0 | 282 | 0 | 1.0319 | CC | 1 | 0.038345 | 282 | 282 |  |  |  |  | 0.038345 | 10.8132 |  |  |  |  | 0 | 0
48841 | SJS_GT1_GT1 | 1 | Houston | YES | 0.006904 | 62.4 | 49 | 78 | 0 | 1.0362 | Cogen | 1 | 0.038435 | 0 | 0 |  |  |  |  | 0.038435 | 0 |  |  |  |  | 0 | 0
48842 | SJS_GT2_GT2 | 2 | Houston | YES | 0.006904 | 64.8 | 49 | 81 | 0 | 1.0362 | Cogen | 1 | 0.038435 | 0 | 0 |  |  |  |  | 0.038435 | 0 |  |  |  |  | 0 | 0
48691 | GBY_73741085 | B | Houston | YES | 0.007017 | 37.6 | 20 | 47 | 0 | 1.0362 | GGT | 1 | 0.038548 | 47 | 47 |  |  |  |  | 0.038548 | 1.8117 |  |  |  |  | 0 | 0
48691 | GBY_73741085 | A | Houston | YES | 0.007017 | 37.6 | 20 | 47 | 0 | 1.0362 | GGT | 1 | 0.038548 | 47 | 47 |  |  |  |  | 0.038548 | 1.8117 |  |  |  |  | 0 | 0
48692 | GBY_81821075 | C | Houston | YES | 0.007017 | 37.6 | 20 | 47 | 0 | 1.0362 | GGT | 1 | 0.038548 | 47 | 47 |  |  |  |  | 0.038548 | 1.8117 |  |  |  |  | 0 | 0
48693 | GBY_83841065 | F | Houston | YES | 0.007017 | 43.2 | 20 | 54 | 0 | 1.0362 | GGT | 1 | 0.038548 | 54 | 54 |  |  |  |  | 0.038548 | 2.0816 |  |  |  |  | 0 | 0
48692 | GBY_81821075 | D | Houston | YES | 0.007017 | 44 | 20 | 55 | 0 | 1.0362 | GGT | 1 | 0.038548 | 55 | 55 |  |  |  |  | 0.038548 | 2.1201 |  |  |  |  | 0 | 0
48693 | GBY_83841065 | E | Houston | YES | 0.007017 | 45.6 | 20 | 57 | 0 | 1.0362 | GGT | 1 | 0.038548 | 57 | 57 |  |  |  |  | 0.038548 | 2.1972 |  |  |  |  | 0 | 0
48531 | BYU_GT1_8075 | 1 | Houston | YES | 0.007252 | 65 | 0 | 65 |  | 1.0362 | Cogen | 1 | 0.038783 | 0 | 0 |  |  |  |  | 0.038783 | 0 |  |  |  |  | 0 | 0
48532 | BYU_GT2_8055 | 2 | Houston | YES | 0.007252 | 62 | 0 | 62 |  | 1.0362 | Cogen | 1 | 0.038783 | 0 | 0 |  |  |  |  | 0.038783 | 0 |  |  |  |  | 0 | 0
48533 | BYU_GT3_8060 | 3 | Houston | YES | 0.007252 | 67 | 0 | 67 |  | 1.0362 | Cogen | 1 | 0.038783 | 0 | 0 |  |  |  |  | 0.038783 | 0 |  |  |  |  | 0 | 0
48534 | BYU_GT4_8065 | 4 | Houston | YES | 0.007252 | 65 | 0 | 65 |  | 1.0362 | Cogen | 1 | 0.038783 | 0 | 0 |  |  |  |  | 0.038783 | 0 |  |  |  |  | 0 | 0
48561 | CTL_GT2_8130 | 1 | Houston | YES | 0.007437 | 73.5 | 30.3 | 91.9 |  | 1.0362 | Cogen | 1 | 0.038968 | 0 | 0 |  |  |  |  | 0.038968 | 0 |  |  |  |  | 0 | 0
48562 | CTL_GT3_8135 | 2 | Houston | YES | 0.007437 | 70.1 | 30.3 | 87.6 |  | 1.0362 | Cogen | 1 | 0.038968 | 0 | 0 |  |  |  |  | 0.038968 | 0 |  |  |  |  | 0 | 0
48563 | CTL_GT4_8140 | 3 | Houston | YES | 0.007437 | 69.6 | 30.3 | 87 |  | 1.0362 | Cogen | 1 | 0.038968 | 0 | 0 |  |  |  |  | 0.038968 | 0 |  |  |  |  | 0 | 0
48564 | CTL_GN1_8145 | 4 | Houston | YES | 0.007437 | 43.6 | 12.9 | 54.5 |  | 1.0362 | Cogen | 1 | 0.038968 | 0 | 0 |  |  |  |  | 0.038968 | 0 |  |  |  |  | 0 | 0
48565 | CTL_GN2_8155 | 5 | Houston | YES | 0.007437 | 9.8 | 3.4 | 12.2 |  | 1.0362 | Cogen | 1 | 0.038968 | 0 | 0 |  |  |  |  | 0.038968 | 0 |  |  |  |  | 0 | 0
48772 | PHR_GN2_2 | MB | Houston | YES | 0.00792 | 0 | 72 | 459 |  | 1.0362 | GSC | 1 | 0.039451 | 0 | 0 |  |  |  |  | 0.039451 | 0 |  |  |  |  | 0 | 0
38580 | TNBP_CGN1_8 | 1 | Houston | YES | 0.008613 | 70.8 | 0 | 70.8 | 0 | 1.005 | Cogen | 1 | 0.040144 | 0 | 0 |  |  |  |  | 0.040144 | 0 |  |  |  |  | 0 | 0
38590 | TNBP_CGN2_8 | 2 | Houston | YES | 0.008613 | 66.7 | 0 | 66.7 | 0 | 1.005 | Cogen | 1 | 0.040144 | 0 | 0 |  |  |  |  | 0.040144 | 0 |  |  |  |  | 0 | 0
38600 | TNBP_CGN3_8 | 5 | Houston | YES | 0.008613 | 53 | 0 | 53 | 0 | 1.005 | Cogen | 1 | 0.040144 | 0 | 0 |  |  |  |  | 0.040144 | 0 |  |  |  |  | 0 | 0
38611 | TNBPAMCG1_8 | 1 | Houston | YES | 0.008613 | 153.2 | 0 | 153.2 | 0 | 1.005 | Cogen | 1 | 0.040144 | 0 | 0 |  |  |  |  | 0.040144 | 0 |  |  |  |  | 0 | 0
38612 | TNBPAMCG2_8 | 2 | Houston | YES | 0.008613 | 153.5 | 0 | 153.5 | 0 | 1.005 | Cogen | 1 | 0.040144 | 0 | 0 |  |  |  |  | 0.040144 | 0 |  |  |  |  | 0 | 0
38613 | TNBPAMCG3_8 | 3 | Houston | YES | 0.008613 | 152.3 | 0 | 152.3 | 0 | 1.005 | Cogen | 1 | 0.040144 | 0 | 0 |  |  |  |  | 0.040144 | 0 |  |  |  |  | 0 | 0
38614 | TNBPAMCG4_8 | 4 | Houston | YES | 0.008613 | 96 | 0 | 96 |  | 1.005 | Cogen | 1 | 0.040144 | 0 | 0 |  |  |  |  | 0.040144 | 0 |  |  |  |  | 0 | 0
38615 | TNBPAMCG5_8 | 1 | Houston | YES | 0.008613 | 244 | 0 | 244 | 0 | 1.005 | Cogen | 1 | 0.040144 | 0 | 0 |  |  |  |  | 0.040144 | 0 |  |  |  |  | 0 | 0
38690 | TNBP_CGN4_8 | 3 | Houston | YES | 0.008613 | 40 | 0 | 40 |  | 1.005 | Cogen | 1 | 0.040144 | 0 | 0 |  |  |  |  | 0.040144 | 0 |  |  |  |  | 0 | 0
38711 | TNTXCTY1CG8 | 1 | Houston | YES | 0.008613 | 100.3 | 59 | 100.3 | 0 | 1 | Cogen | 1 | 0.040144 | 0 | 0 |  |  |  |  | 0.040144 | 0 |  |  |  |  | 0 | 0
38712 | TNTXCTY2CG8 | 1 | Houston | YES | 0.008613 | 92.9 | 59 | 92.9 | 0 | 1 | Cogen | 1 | 0.040144 | 0 | 0 |  |  |  |  | 0.040144 | 0 |  |  |  |  | 0 | 0
38713 | TNTXCTY3CG8 | 1 | Houston | YES | 0.008613 | 102.7 | 59 | 102.7 | 0 | 1 | Cogen | 1 | 0.040144 | 0 | 0 |  |  |  |  | 0.040144 | 0 |  |  |  |  | 0 | 0
38714 | TNTXCTY4CG8 | 1 | Houston | YES | 0.008613 | 103 | 59 | 103 | 0 | 1 | Cogen | 1 | 0.040144 | 0 | 0 |  |  |  |  | 0.040144 | 0 |  |  |  |  | 0 | 0
39470 | TNDOWCGNSG8 | 1 | Houston | YES | 0.008613 | 32 | 10 | 32 | 0 | 0.985 | Cogen | 1 | 0.040144 | 0 | 0 |  |  |  |  | 0.040144 | 0 |  |  |  |  | 0 | 0
39480 | TNDOWCGNGG8 | 1 | Houston | YES | 0.008613 | 30 | 10 | 30 | 0 | 0.985 | Cogen | 1 | 0.040144 | 0 | 0 |  |  |  |  | 0.040144 | 0 |  |  |  |  | 0 | 0
48929 | WAPGT21_GT1 | B1 | Houston | YES | 0.010249 | 0 | 0 | 13 |  | 1.05 | GGT | 1 | 0.04178 | 13 | 13 |  |  |  |  | 0.04178 | 0.54314 |  |  |  |  | 0 | 0
48921 | WAP_GN1_1 | 1 | Houston | YES | 0.010249 | 132.8 | 37 | 166 | 0 | 1.0362 | GST | 1 | 0.04178 | 166 | 166 |  |  |  |  | 0.04178 | 6.9354 |  |  |  |  | 0 | 0
48922 | WAP_GN2_2 | 2 | Houston | YES | 0.010249 | 132.8 | 37 | 166 | 0 | 1.0362 | GST | 1 | 0.04178 | 166 | 166 |  |  |  |  | 0.04178 | 6.9354 |  |  |  |  | 0 | 0
48923 | WAP_GN3_3 | 3 | Houston | YES | 0.010249 | 198.4 | 93 | 248 | 0 | 1.0362 | GST | 1 | 0.04178 | 248 | 248 |  |  |  |  | 0.04178 | 10.3614 |  |  |  |  | 0 | 0
48924 | WAP_GN4_4 | 4 | Houston | YES | 0.010249 | 546 | 217 | 546 | 0 | 1.0362 | GSC | 1 | 0.04178 | 546 | 546 |  |  |  |  | 0.04178 | 22.8117 |  |  |  |  | 0 | 0
48925 | WAP_GN5_5 | 5 | Houston | YES | 0.010249 | 607.1 | 278 | 654 | 0 | 0.985 | LIGCO | 1 | 0.04178 | 0 | 654 |  |  |  |  | 0.04178 | 27.3239 |  |  |  |  | 0 | 0
48510 | AK_GT1__8040 | 1 | Houston | YES | 0.010296 | 33.4 | 8.1 | 34 |  | 1.029 | Cogen | 1 | 0.041827 | 0 | 0 |  |  |  |  | 0.041827 | 0 |  |  |  |  | 0 | 0
48522 | BVE_GT2_5035 | 2 | Houston | YES | 0.010642 | 166.4 | 0 | 166.4 |  | 1.035 | CC | 1 | 0.042173 | 166.4 | 166.4 |  |  |  |  | 0.042173 | 7.0175 |  |  |  |  | 0 | 0
48521 | BVE_GT1_GT1 | 1 | Houston | YES | 0.010642 | 167.7 | 0 | 167.7 |  | 1.035 | CC | 1 | 0.042173 | 167.7 | 167.7 |  |  |  |  | 0.042173 | 7.0724 |  |  |  |  | 0 | 0
48523 | BVE_ST1_GN1 | 3 | Houston | YES | 0.010642 | 252.4 | 0 | 252.4 |  | 1.035 | CC | 1 | 0.042173 | 252.4 | 252.4 |  |  |  |  | 0.042173 | 10.6444 |  |  |  |  | 0 | 0
48927 | WAP_GN7_7 | 7 | Houston | YES | 0.010663 | 564 | 277 | 564 |  | 1.035 | LIGCO | 1 | 0.042194 | 0 | 564 |  |  |  |  | 0.042194 | 23.7972 |  |  |  |  | 0 | 0
48928 | WAP_GN8_8 | 8 | Houston | YES | 0.010663 | 603 | 275 | 603 |  | 1.035 | LIGCO | 1 | 0.042194 | 0 | 603 |  |  |  |  | 0.042194 | 25.4428 |  |  |  |  | 0 | 0
48926 | WAP_GN6_6 | 6 | Houston | YES | 0.010663 | 651 | 280 | 651 |  | 1.035 | LIGCO | 1 | 0.042194 | 0 | 651 |  |  |  |  | 0.042194 | 27.4681 |  |  |  |  | 0 | 0
48730 | MNS_GT | 1 | Houston | YES | 0.010674 | 43 | 0 | 46.1 |  | 1.029 | Cogen | 1 | 0.042205 | 0 | 0 |  |  |  |  | 0.042205 | 0 |  |  |  |  | 0 | 0
39760 | TNSCLP1___8 | 1 | Houston | YES | 0.013189 | 93.4 | 20 | 116.8 | 0 | 1.04 | Cogen | 1 | 0.04472 | 0 | 0 |  |  |  |  | 0.04472 | 0 |  |  |  |  | 0 | 0
39770 | TNSCLP2___8 | 1 | Houston | YES | 0.013189 | 91.6 | 20 | 114.5 | 0 | 1.04 | Cogen | 1 | 0.04472 | 0 | 0 |  |  |  |  | 0.04472 | 0 |  |  |  |  | 0 | 0
39775 | TNSCLP4___8 | 1 | Houston | YES | 0.013189 | 95.2 | 20 | 119 | 0 | 1.04 | Cogen | 1 | 0.04472 | 0 | 0 |  |  |  |  | 0.04472 | 0 |  |  |  |  | 0 | 0
39790 | TNSCLP3___8 | 1 | Houston | YES | 0.013189 | 87.6 | 20 | 109.5 | 0 | 1.027 | Cogen | 1 | 0.04472 | 0 | 0 |  |  |  |  | 0.04472 | 0 |  |  |  |  | 0 | 0
48520 | BSF_GT1_8070 | 1 | Houston | YES | 0.013886 | 72 | 0 | 72 | 0 | 1.0326 | Cogen | 1 | 0.045417 | 0 | 0 |  |  |  |  | 0.045417 | 0 |  |  |  |  | 0 | 0
48520 | BSF_GT1_8070 | 2 | Houston | YES | 0.013886 | 10 | 0 | 10 | 0 | 1.0326 | Cogen | 1 | 0.045417 | 0 | 0 |  |  |  |  | 0.045417 | 0 |  |  |  |  | 0 | 0
49851 | DOW17000 | 37 | Houston | YES | 0.014768 | 39 | 0 | 62 | 0 | 1 | Cogen | 1 | 0.046299 | 0 | 0 |  |  |  |  | 0.046299 | 0 |  |  |  |  | 0 | 0
49858 | DOW38100 | 31 | Houston | YES | 0.014768 | 45 | 0 | 71.4 |  | 1 | Cogen | 1 | 0.046299 | 0 | 0 |  |  |  |  | 0.046299 | 0 |  |  |  |  | 0 | 0
49859 | DOW38200 | 33 | Houston | YES | 0.014768 | 28 | 0 | 45 | 0 | 1 | Cogen | 1 | 0.046299 | 0 | 0 |  |  |  |  | 0.046299 | 0 |  |  |  |  | 0 | 0
49860 | DOW38300 | 32 | Houston | YES | 0.014768 | 63 | 0 | 101 |  | 1 | Cogen | 1 | 0.046299 | 0 | 0 |  |  |  |  | 0.046299 | 0 |  |  |  |  | 0 | 0
49862 | DOW39100 | 36 | Houston | YES | 0.014768 | 54 | 0 | 86 | 0 | 1 | Cogen | 1 | 0.046299 | 0 | 0 |  |  |  |  | 0.046299 | 0 |  |  |  |  | 0 | 0
49863 | DOW39200 | 35 | Houston | YES | 0.014768 | 55 | 0 | 88 | 0 | 1 | Cogen | 1 | 0.046299 | 0 | 0 |  |  |  |  | 0.046299 | 0 |  |  |  |  | 0 | 0
49865 | DOW41000 | 41 | Houston | YES | 0.014768 | 31 | 0 | 50 |  | 1 | Cogen | 1 | 0.046299 | 0 | 0 |  |  |  |  | 0.046299 | 0 |  |  |  |  | 0 | 0
49866 | DOW42000 | 42 | Houston | YES | 0.014768 | 11 | 0 | 18 |  | 1 | Cogen | 1 | 0.046299 | 0 | 0 |  |  |  |  | 0.046299 | 0 |  |  |  |  | 0 | 0
49869 | DOW49000 | 45 | Houston | YES | 0.014768 | 59 | 0 | 94 |  | 1 | Cogen | 1 | 0.046299 | 0 | 0 |  |  |  |  | 0.046299 | 0 |  |  |  |  | 0 | 0
49870 | DOW61000 | 61 | Houston | YES | 0.014768 | 44 | 0 | 70 | 0 | 1 | Cogen | 1 | 0.046299 | 0 | 0 |  |  |  |  | 0.046299 | 0 |  |  |  |  | 0 | 0
49871 | DOW62000 | 62 | Houston | YES | 0.014768 | 40 | 0 | 63 | 0 | 1 | Cogen | 1 | 0.046299 | 0 | 0 |  |  |  |  | 0.046299 | 0 |  |  |  |  | 0 | 0
49872 | DOW63000 | 63 | Houston | YES | 0.014768 | 45 | 0 | 72 | 0 | 1 | Cogen | 1 | 0.046299 | 0 | 0 |  |  |  |  | 0.046299 | 0 |  |  |  |  | 0 | 0
49873 | DOW64000 | 64 | Houston | YES | 0.014768 | 41 | 0 | 64.8 | 0 | 1 | Cogen | 1 | 0.046299 | 0 | 0 |  |  |  |  | 0.046299 | 0 |  |  |  |  | 0 | 0
49876 | DOW65000 | 65 | Houston | YES | 0.014768 | 63 | 0 | 101 | 0 | 1 | Cogen | 1 | 0.046299 | 0 | 0 |  |  |  |  | 0.046299 | 0 |  |  |  |  | 0 | 0
49877 | DOW66000 | 66 | Houston | YES | 0.014768 | 61 | 0 | 97 | 0 | 1 | Cogen | 1 | 0.046299 | 0 | 0 |  |  |  |  | 0.046299 | 0 |  |  |  |  | 0 | 0
49878 | DOW67000 | 67 | Houston | YES | 0.014768 | 65 | 0 | 103 | 0 | 1 | Cogen | 1 | 0.046299 | 0 | 0 |  |  |  |  | 0.046299 | 0 |  |  |  |  | 0 | 0
49882 | DOW81000 | 81 | Houston | YES | 0.014768 | 47 | 0 | 76 | 0 | 1 | Cogen | 1 | 0.046299 | 0 | 0 |  |  |  |  | 0.046299 | 0 |  |  |  |  | 0 | 0
49884 | DOW82000 | 82 | Houston | YES | 0.014768 | 51 | 0 | 80 | 0 | 1 | Cogen | 1 | 0.046299 | 0 | 0 |  |  |  |  | 0.046299 | 0 |  |  |  |  | 0 | 0
49885 | DOW83000 | 83 | Houston | YES | 0.014768 | 51 | 0 | 80 | 0 | 1 | Cogen | 1 | 0.046299 | 0 | 0 |  |  |  |  | 0.046299 | 0 |  |  |  |  | 0 | 0
49886 | DOW84000 | 84 | Houston | YES | 0.014768 | 107 | 0 | 171 | 0 | 0.98 | Cogen | 1 | 0.046299 | 0 | 0 |  |  |  |  | 0.046299 | 0 |  |  |  |  | 0 | 0
8032 | AMISTADHYD1 | 1 | South | YES | 0.016956 | 33 | 13 | 33 | 0 | 1.03 | Hydro | 1 | 0.048487 | 0 | 0 | 0 | 0 |  |  | 0.048487 | 0 |  |  |  |  | 0 | 0
8033 | AMISTADHYD2 | 2 | South | YES | 0.016956 | 25 | 13 | 25 | 0 | 1.03 | Hydro | 1 | 0.048487 | 0 | 0 | 0 | 0 |  |  | 0.048487 | 0 |  |  |  |  | 0 | 0
88253 | HAMILTON | F | South | YES | 0.016956 | 0 | 0 | 0 | 0 | 1.04 | BLT | 1 | 0.048487 | 0 | 0 | 0 | 0 |  |  | 0.048487 | 0 |  |  |  |  | 0 | 0
32892 | BRYN_DNSBY14 | 1 | North | YES | -0.008215 | 84 | 25 | 105 | 0 | 1.035 | GST | -1 | 0.048792 | 105 | 105 |  |  | -0.86257 | 105 | -0.048792 | -5.1232 |  |  |  |  | 0 | 0
32883 | BRYN_DNSBY3 | 1 | North | YES | -0.008215 | 0 | 2 | 48 |  | 1.015 | GST | -1 | 0.048792 | 48 | 48 |  |  | -0.39432 | 48 | -0.048792 | -2.342 |  |  |  |  | 0 | 0
32884 | BRYN_DNSBY13 | 1 | North | YES | -0.008215 | 46 | 2 | 46 | 0 | 1.015 | GST | -1 | 0.048792 | 46 | 46 |  |  | -0.37789 | 46 | -0.048792 | -2.2444 |  |  |  |  | 0 | 0
48674 | FTR_CN4_5095 | 4 | North | YES | -0.00886 | 380 | 0 | 380 | 0 | 1.0319 | CC | -1 | 0.049437 | 380 | 380 |  |  | -3.3668 | 380 | -0.049437 | -18.7862 |  |  |  |  | 0 | 0
48672 | FTR_GT2_5110 | 2 | North | YES | -0.00886 | 159 | 0 | 159 | 0 | 1.0319 | CC | -1 | 0.049437 | 159 | 159 |  |  | -1.4087 | 159 | -0.049437 | -7.8605 |  |  |  |  | 0 | 0
48673 | FTR_GT3_5085 | 3 | North | YES | -0.00886 | 158 | 0 | 158 | 0 | 1.0319 | CC | -1 | 0.049437 | 158 | 158 |  |  | -1.3999 | 158 | -0.049437 | -7.8111 |  |  |  |  | 0 | 0
48671 | FTR_GT1_5105 | 1 | North | YES | -0.00886 | 154.2 | 0 | 154.2 | 0 | 1.0319 | CC | -1 | 0.049437 | 154.2 | 154.2 |  |  | -1.3662 | 154.2 | -0.049437 | -7.6232 |  |  |  |  | 0 | 0
32888 | BRYN_ATKINS7 | 1 | North | YES | -0.0091 | 13.6 | 4 | 17 |  | 1.028 | GGT | -1 | 0.049677 | 17 | 17 |  |  | -0.1547 | 17 | -0.049677 | -0.84451 |  |  |  |  | 0 | 0
32886 | BRYN_ATKINS3 | MB | North | YES | -0.0091 | 0 | 5 | 12 |  | 1 | GST | -1 | 0.049677 | 0 | 0 |  |  | 0 | 0 | -0.049677 | 0 |  |  |  |  | 0 | 0
32887 | BRYN_ATKINS6 | MB | North | YES | -0.0091 | 0 | 12 | 51 |  | 1.028 | GST | -1 | 0.049677 | 0 | 0 |  |  | 0 | 0 | -0.049677 | 0 |  |  |  |  | 0 | 0
32890 | BRYN_ATKINS4 | MB | North | YES | -0.0091 | 0 | 5 | 22 |  | 1.031 | GST | -1 | 0.049677 | 0 | 0 |  |  | 0 | 0 | -0.049677 | 0 |  |  |  |  | 0 | 0
32891 | BRYN_ATKINS5 | MB | North | YES | -0.0091 | 0 | 5 | 25 |  | 1.031 | GST | -1 | 0.049677 | 0 | 0 |  |  | 0 | 0 | -0.049677 | 0 |  |  |  |  | 0 | 0
48911 | TGF_GT1_8000 | 1 | Houston | YES | 0.018258 | 69.2 | 0 | 69.2 |  | 1.029 | Cogen | 1 | 0.049789 | 0 | 0 |  |  |  |  | 0.049789 | 0 |  |  |  |  | 0 | 0
32798 | BRYN_TAMUGEN | 1 | North | YES | -0.009403 | 32 | 0 | 32 |  | 1.02 | GST | -1 | 0.04998 | 32 | 32 |  |  | -0.3009 | 32 | -0.04998 | -1.5994 |  |  |  |  | 0 | 0
48731 | CBE_GT1 | 1 | Houston | YES | 0.019404 | 76 | 0 | 76 | 0 | 1.029 | CC | 1 | 0.050935 | 76 | 76 |  |  |  |  | 0.050935 | 3.871 |  |  |  |  | 0 | 0
48732 | CBE_GT2 | 1 | Houston | YES | 0.019404 | 76 | 0 | 76 | 0 | 1.029 | CC | 1 | 0.050935 | 76 | 76 |  |  |  |  | 0.050935 | 3.871 |  |  |  |  | 0 | 0
48734 | CBE_GT3 | 1 | Houston | YES | 0.019404 | 76 | 0 | 76 | 0 | 1.029 | CC | 1 | 0.050935 | 76 | 76 |  |  |  |  | 0.050935 | 3.871 |  |  |  |  | 0 | 0
48735 | CBE_GT4 | 1 | Houston | YES | 0.019404 | 76 | 0 | 76 | 0 | 1.029 | CC | 1 | 0.050935 | 76 | 76 |  |  |  |  | 0.050935 | 3.871 |  |  |  |  | 0 | 0
48733 | CBE_ST12 | 1 | Houston | YES | 0.019404 | 105 | 0 | 105 | 0 | 1.029 | CC | 1 | 0.050935 | 105 | 105 |  |  |  |  | 0.050935 | 5.3481 |  |  |  |  | 0 | 0
48736 | CBE_ST34 | 1 | Houston | YES | 0.019404 | 105 | 0 | 105 | 0 | 1.029 | CC | 1 | 0.050935 | 105 | 105 |  |  |  |  | 0.050935 | 5.3481 |  |  |  |  | 0 | 0
5911 | STP_GN1___1 | 1 | Houston | YES | 0.019565 | 1333 | 1249 | 1333 | 0 | 1.0406 | Nuc | 1 | 0.051096 | 0 | 0 |  |  |  |  | 0.051096 | 0 |  |  |  |  | 0 | 0
5912 | STP_GN2___2 | 2 | Houston | YES | 0.019565 | 1332 | 1249 | 1332 | 0 | 1.0406 | Nuc | 1 | 0.051096 | 0 | 0 |  |  |  |  | 0.051096 | 0 |  |  |  |  | 0 | 0
990 | GIBN_CREK_G1 | 1 | North | YES | -0.011247 | 463 | 200 | 463 | 0 | 1.0275 | LIGCO | -1 | 0.051824 | 0 | 463 |  |  | 0 | 0 | -0.051824 | 0 |  |  |  |  | 0 | 0
8262 | ELPS | 1 | South | YES | 0.021831 | 6 | 6 | 6 | 0 | 1.15 | Hydro | 1 | 0.053362 | 0 | 0 | 0 | 0 |  |  | 0.053362 | 0 |  |  |  |  | 0 | 0
60202 | FRNDDRCS | F | West | YES | -0.016757 | 0 | 0 | 0 | 0 | 0.9985 | AVR | -1 | 0.057334 | 0 | 0 |  |  |  |  | -0.057334 | 0 |  |  |  |  | 0 | 0
39960 | TNTNPONE_18 | 1 | North | YES | -0.019373 | 152.3 | 30 | 152.3 |  | 1.04 | LIGCO | -1 | 0.05995 | 0 | 152.3 |  |  | 0 | 0 | -0.05995 | 0 |  |  |  |  | 0 | 0
39970 | TNTNPONE_28 | 1 | North | YES | -0.019373 | 153 | 30 | 153 |  | 1.04 | LIGCO | -1 | 0.05995 | 0 | 153 |  |  | 0 | 0 | -0.05995 | 0 |  |  |  |  | 0 | 0
8134 | FOR #1 | 1 | South | YES | 0.028733 | 54.1 | 45 | 79 | 0 | 1 | Cogen | 1 | 0.060264 | 0 | 0 | 0 | 0 |  |  | 0.060264 | 0 |  |  |  |  | 0 | 0
8138 | FOR #2 | 2 | South | YES | 0.028733 | 63.1 | 45 | 81 | 0 | 1 | Cogen | 1 | 0.060264 | 0 | 0 | 0 | 0 |  |  | 0.060264 | 0 |  |  |  |  | 0 | 0
8153 | FOR #3 | 3 | South | YES | 0.028733 | 63.1 | 45 | 79.9 | 0 | 1 | Cogen | 1 | 0.060264 | 0 | 0 | 0 | 0 |  |  | 0.060264 | 0 |  |  |  |  | 0 | 0
8154 | FOR #4 | 4 | South | YES | 0.028733 | 63.1 | 60 | 80 | 0 | 1 | Cogen | 1 | 0.060264 | 0 | 0 | 0 | 0 |  |  | 0.060264 | 0 |  |  |  |  | 0 | 0
8155 | FOR #5 | 5 | South | YES | 0.028733 | 63.1 | 60 | 78.4 | 0 | 1 | Cogen | 1 | 0.060264 | 0 | 0 | 0 | 0 |  |  | 0.060264 | 0 |  |  |  |  | 0 | 0
8156 | FOR #6 | 6 | South | YES | 0.028733 | 24.9 | 5 | 25 | 0 | 1 | Cogen | 1 | 0.060264 | 0 | 0 | 0 | 0 |  |  | 0.060264 | 0 |  |  |  |  | 0 | 0
8157 | FOR #7 | 7 | South | YES | 0.028733 | 28.8 | 5 | 46 | 0 | 1 | Cogen | 1 | 0.060264 | 0 | 0 | 0 | 0 |  |  | 0.060264 | 0 |  |  |  |  | 0 | 0
80051 | FOR #8 | 8 | South | YES | 0.028733 | 28 | 28 | 28 |  | 1 | Cogen | 1 | 0.060264 | 0 | 0 | 0 | 0 |  |  | 0.060264 | 0 |  |  |  |  | 0 | 0
80052 | FOR #9 | 9 | South | YES | 0.028733 | 29.7 | 5 | 43.6 | 0 | 1 | Cogen | 1 | 0.060264 | 0 | 0 | 0 | 0 |  |  | 0.060264 | 0 |  |  |  |  | 0 | 0
80053 | FOR #10 | 10 | South | YES | 0.028733 | 68.4 | 45 | 75 | 0 | 1 | Cogen | 1 | 0.060264 | 0 | 0 | 0 | 0 |  |  | 0.060264 | 0 |  |  |  |  | 0 | 0
80226 | ALCOA G | 1 | South | YES | 0.028988 | 32.3 | 5 | 48 | 0 | 1.015 | Cogen | 1 | 0.060519 | 0 | 0 | 0 | 0 |  |  | 0.060519 | 0 |  |  |  |  | 0 | 0
8147 | UCAR #2 | 10 | South | YES | 0.029812 | 18.2 | 0 | 28 |  | 1 | Cogen | 1 | 0.061343 | 0 | 0 | 0 | 0 |  |  | 0.061343 | 0 |  |  |  |  | 0 | 0
8148 | UCAR #1 | 2 | South | YES | 0.029812 | 6.1 | 0 | 7 | 0 | 1.009 | Cogen | 1 | 0.061343 | 0 | 0 | 0 | 0 |  |  | 0.061343 | 0 |  |  |  |  | 0 | 0
80137 | CSDR89 | 9 | South | YES | 0.029812 | 15 | 0 | 15 | 0 | 1.003 | DCTie | 1 | 0.061343 | 0 | 0 | 0 | 0 |  |  | 0.061343 | 0 |  |  |  |  | 0 | 0
80137 | CSDR89 | 8 | South | YES | 0.029812 | 33.9 | 0 | 39 | 0 | 1.003 | DCTie | 1 | 0.061343 | 0 | 0 | 0 | 0 |  |  | 0.061343 | 0 |  |  |  |  | 0 | 0
80138 | CSDR7 | 7 | South | YES | 0.029812 | 6.1 | 0 | 7 | 0 | 1.014 | DCTie | 1 | 0.061343 | 0 | 0 | 0 | 0 |  |  | 0.061343 | 0 |  |  |  |  | 0 | 0
80139 | CSDR56 | 6 | South | YES | 0.029812 | 0 | 0 | 39 |  | 1.0033 | DCTie | 1 | 0.061343 | 0 | 0 | 0 | 0 |  |  | 0.061343 | 0 |  |  |  |  | 0 | 0
80139 | CSDR56 | 5 | South | YES | 0.029812 | 15 | 0 | 15 |  | 1.0033 | DCTie | 1 | 0.061343 | 0 | 0 | 0 | 0 |  |  | 0.061343 | 0 |  |  |  |  | 0 | 0
80140 | CSDR11 | 11 | South | YES | 0.029812 | 33.9 | 0 | 39 | 0 | 1.03 | DCTie | 1 | 0.061343 | 0 | 0 | 0 | 0 |  |  | 0.061343 | 0 |  |  |  |  | 0 | 0
80227 | AIRCO G | 1 | South | YES | 0.029929 | 7.2 | 0 | 8 | 0 | 1.0104 | Cogen | 1 | 0.06146 | 0 | 0 | 0 | 0 |  |  | 0.06146 | 0 |  |  |  |  | 0 | 0
80224 | VISTRONG1 | 1 | South | YES | 0.030162 | 13.1 | 0 | 15 | 0 | 1.01 | Cogen | 1 | 0.061693 | 0 | 0 | 0 | 0 |  |  | 0.061693 | 0 |  |  |  |  | 0 | 0
80225 | VISTRONG2 | 2 | South | YES | 0.030162 | 20.2 | 0 | 23 | 0 | 1.01 | Cogen | 1 | 0.061693 | 0 | 0 | 0 | 0 |  |  | 0.061693 | 0 |  |  |  |  | 0 | 0
60018 | DSKY1 | 1 | West | YES | -0.02116 | 21 | 0 | 84 | 0 | 1.023 | Wind | -1 | 0.061737 | 0 | 84 |  |  |  |  | -0.061737 | 0 |  |  |  |  | 0 | 0
60000 | DSKY2 | 1 | West | YES | -0.021216 | 19.1 | 0 | 76.5 |  | 1.039 | Wind | -1 | 0.061793 | 0 | 76.5 |  |  |  |  | -0.061793 | 0 |  |  |  |  | 0 | 0
5505 | RAYBURNGEN1 | 1 | South | YES | 0.030452 | 0 | 1 | 11 |  | 1.0223 | GGT | 1 | 0.061983 | 11 | 11 | 0.33497 | 11 |  |  | 0.061983 | 0.68181 |  |  |  |  | 0 | 0
5506 | RAYBURNGEN2 | 1 | South | YES | 0.030452 | 0 | 1 | 11 |  | 1.0223 | GGT | 1 | 0.061983 | 11 | 11 | 0.33497 | 11 |  |  | 0.061983 | 0.68181 |  |  |  |  | 0 | 0
5503 | RAYBURNGEN3 | 1 | South | YES | 0.030452 | 17.6 | 6 | 22 | 0 | 1.0224 | GST | 1 | 0.061983 | 22 | 22 | 0.66994 | 22 |  |  | 0.061983 | 1.3636 |  |  |  |  | 0 | 0
60017 | ORNNWP1 | 1 | West | YES | -0.021445 | 20 | 0 | 80 |  | 1.027 | Wind | -1 | 0.062022 | 0 | 80 |  |  |  |  | -0.062022 | 0 |  |  |  |  | 0 | 0
5509 | RAYBURNCC10 | 1 | South | YES | 0.030745 | 37.3 | 5.2 | 37.3 | 0 | 1.0296 | CC | 1 | 0.062276 | 37.3 | 37.3 | 1.1468 | 37.3 |  |  | 0.062276 | 2.3229 |  |  |  |  | 0 | 0
5511 | RAYBURNCC7 | 1 | South | YES | 0.030745 | 47.5 | 18.2 | 47.5 | 0 | 1.0296 | CC | 1 | 0.062276 | 47.5 | 47.5 | 1.4604 | 47.5 |  |  | 0.062276 | 2.9581 |  |  |  |  | 0 | 0
5508 | RAYBURNCC9 | 1 | South | YES | 0.030745 | 47.7 | 18.2 | 47.7 | 0 | 1.0296 | CC | 1 | 0.062276 | 47.7 | 47.7 | 1.4665 | 47.7 |  |  | 0.062276 | 2.9705 |  |  |  |  | 0 | 0
5512 | RAYBURNCC8 | 1 | South | YES | 0.030745 | 49.3 | 18.2 | 49.3 | 0 | 1.0296 | CC | 1 | 0.062276 | 49.3 | 49.3 | 1.5157 | 49.3 |  |  | 0.062276 | 3.0702 |  |  |  |  | 0 | 0
8066 | DUP1V#1 | 1 | South | YES | 0.03079 | 52.3 | 0 | 73 | 0 | 1.01 | Cogen | 1 | 0.062321 | 0 | 0 | 0 | 0 |  |  | 0.062321 | 0 |  |  |  |  | 0 | 0
80012 | LAR | F | South | YES | 0.030819 | 0 | 0 | 0 | 0 | 1.04 | DCTie | 1 | 0.06235 | 0 | 0 | 0 | 0 |  |  | 0.06235 | 0 |  |  |  |  | 0 | 0
80265 | LARECU40A | 4 | South | YES | 0.030819 | 80 | 0 | 100 |  | 1.039 | GGT | 1 | 0.06235 | 100 | 100 | 3.0819 | 100 |  |  | 0.06235 | 6.235 |  |  |  |  | 0 | 0
80266 | LARECU50A | 5 | South | YES | 0.030819 | 80 | 0 | 100 |  | 1.039 | GGT | 1 | 0.06235 | 100 | 100 | 3.0819 | 100 |  |  | 0.06235 | 6.235 |  |  |  |  | 0 | 0
8926 | LGE_GT10A | 1 | South | YES | 0.030821 | 158 | 0 | 158 | 0 | 1.03 | Cogen | 1 | 0.062352 | 0 | 0 | 0 | 0 |  |  | 0.062352 | 0 |  |  |  |  | 0 | 0
8927 | LGE_GT20A | 2 | South | YES | 0.030821 | 153 | 0 | 153 | 0 | 1.03 | Cogen | 1 | 0.062352 | 0 | 0 | 0 | 0 |  |  | 0.062352 | 0 |  |  |  |  | 0 | 0
8928 | LGE_STG0A | 3 | South | YES | 0.030821 | 100 | 0 | 100 | 0 | 1.03 | Cogen | 1 | 0.062352 | 0 | 0 | 0 | 0 |  |  | 0.062352 | 0 |  |  |  |  | 0 | 0
8930 | ICPGN10A | 1 | South | YES | 0.030821 | 149 | 0 | 149 | 0 | 1.03 | Cogen | 1 | 0.062352 | 0 | 0 | 0 | 0 |  |  | 0.062352 | 0 |  |  |  |  | 0 | 0
8931 | ICPGN20A | 2 | South | YES | 0.030821 | 150 | 0 | 150 | 0 | 1.03 | Cogen | 1 | 0.062352 | 0 | 0 | 0 | 0 |  |  | 0.062352 | 0 |  |  |  |  | 0 | 0
8932 | ICPGN30A | 3 | South | YES | 0.030821 | 127 | 0 | 127 | 0 | 1.03 | Cogen | 1 | 0.062352 | 0 | 0 | 0 | 0 |  |  | 0.062352 | 0 |  |  |  |  | 0 | 0
80223 | REYSHR G | 1 | South | YES | 0.030821 | 12 | 0 | 12 | 0 | 1.032 | Cogen | 1 | 0.062352 | 0 | 0 | 0 | 0 |  |  | 0.062352 | 0 |  |  |  |  | 0 | 0
88299 | ZAPATA | F | South | YES | 0.031036 | 0 | 0 | 0 | 0 | 1.02 | BLT | 1 | 0.062567 | 0 | 0 | 0 | 0 |  |  | 0.062567 | 0 |  |  |  |  | 0 | 0
8442 | NBEC7 | MB | South | YES | 0.031117 | 0 | 81 | 367 |  | 1.0298 | GST | 1 | 0.062648 | 0 | 0 | 0 | 0 |  |  | 0.062648 | 0 |  |  |  |  | 0 | 0
8442 | NBEC7 | 7 | South | YES | 0.031117 | 0 | 81 | 367 |  | 1.0298 | GST | 1 | 0.062648 | 367 | 367 | 11.4199 | 367 |  |  | 0.062648 | 22.9917 |  |  |  |  | 0 | 0
8560 | CNOPGT1 | 1 | South | YES | 0.031121 | 148.3 | 0 | 148.3 | 0 | 1.03 | Cogen | 1 | 0.062652 | 0 | 0 | 0 | 0 |  |  | 0.062652 | 0 |  |  |  |  | 0 | 0
8561 | CNOPGT2 | 2 | South | YES | 0.031121 | 148.6 | 0 | 148.6 | 0 | 1.03 | Cogen | 1 | 0.062652 | 0 | 0 | 0 | 0 |  |  | 0.062652 | 0 |  |  |  |  | 0 | 0
8562 | CNOPST1 | 3 | South | YES | 0.031121 | 153 | 0 | 153 | 0 | 1.03 | Cogen | 1 | 0.062652 | 0 | 0 | 0 | 0 |  |  | 0.062652 | 0 |  |  |  |  | 0 | 0
8456 | COSW#1 | 1 | South | YES | 0.031137 | 20 | 0 | 20 | 0 | 1.027 | Cogen | 1 | 0.062668 | 0 | 0 | 0 | 0 |  |  | 0.062668 | 0 |  |  |  |  | 0 | 0
8457 | COSW#2 | 2 | South | YES | 0.031137 | 14 | 0 | 14 | 0 | 1.027 | Cogen | 1 | 0.062668 | 0 | 0 | 0 | 0 |  |  | 0.062668 | 0 |  |  |  |  | 0 | 0
8173 | VICEC51A | 5 | South | YES | 0.031145 | 144 | 18 | 144 | 0 | 1.025 | CC | 1 | 0.062676 | 144 | 144 | 4.4849 | 144 |  |  | 0.062676 | 9.0253 |  |  |  |  | 0 | 0
8174 | VICEC61A | 6 | South | YES | 0.031145 | 188 | 42 | 188 | 0 | 1.025 | CC | 1 | 0.062676 | 188 | 188 | 5.8553 | 188 |  |  | 0.062676 | 11.783 |  |  |  |  | 0 | 0
8459 | B_DAVIS0B | MB | South | YES | 0.031178 | 0 | 50 | 339 |  | 1.03 | GSC | 1 | 0.062709 | 0 | 0 | 0 | 0 |  |  | 0.062709 | 0 |  |  |  |  | 0 | 0
8460 | B_DAVIS0A | MB | South | YES | 0.031178 | 0 | 50 | 340 |  | 1.03 | GSC | 1 | 0.062709 | 0 | 0 | 0 | 0 |  |  | 0.062709 | 0 |  |  |  |  | 0 | 0
88508 | FALFURRI | F | South | YES | 0.031178 | 0 | 0 | 0 | 0 | 1 | AVR | 1 | 0.062709 | 0 | 0 | 0 | 0 |  |  | 0.062709 | 0 |  |  |  |  | 0 | 0
80263 | B_DAVIS31A | 3 | South | YES | 0.031178 | 0 | 0 | 180 |  | 1.0366 | CC | 1 | 0.062709 | 180 | 180 | 5.612 | 180 |  |  | 0.062709 | 11.2876 |  |  |  |  | 0 | 0
80264 | B_DAVIS41A | 4 | South | YES | 0.031178 | 0 | 0 | 180 |  | 1.0366 | CC | 1 | 0.062709 | 180 | 180 | 5.612 | 180 |  |  | 0.062709 | 11.2876 |  |  |  |  | 0 | 0
5728 | FALCONHYDRO2 | 2 | South | YES | 0.031183 | 12 | 0 | 12 | 0 | 1.0234 | Hydro | 1 | 0.062714 | 0 | 0 | 0 | 0 |  |  | 0.062714 | 0 |  |  |  |  | 0 | 0
5729 | FALCONHYDRO3 | 3 | South | YES | 0.031183 | 11 | 0 | 11 | 0 | 1.0234 | Hydro | 1 | 0.062714 | 0 | 0 | 0 | 0 |  |  | 0.062714 | 0 |  |  |  |  | 0 | 0
8048 | FALCONHYDRO1 | 1 | South | YES | 0.031183 | 12 | 0 | 12 | 0 | 1.0234 | Hydro | 1 | 0.062714 | 0 | 0 | 0 | 0 |  |  | 0.062714 | 0 |  |  |  |  | 0 | 0
8506 | VAL #1 | 1 | South | YES | 0.031195 | 20.9 | 0 | 25 | 0 | 1.0055 | Cogen | 1 | 0.062726 | 0 | 0 | 0 | 0 |  |  | 0.062726 | 0 |  |  |  |  | 0 | 0
8507 | VAL #2 | 2 | South | YES | 0.031195 | 20.9 | 0 | 25 | 0 | 1.0055 | Cogen | 1 | 0.062726 | 0 | 0 | 0 | 0 |  |  | 0.062726 | 0 |  |  |  |  | 0 | 0
8511 | OXY_CC0A | 1 | South | YES | 0.031225 | 30.3 | 0 | 38 | 0 | 1.027 | Cogen | 1 | 0.062756 | 0 | 0 | 0 | 0 |  |  | 0.062756 | 0 |  |  |  |  | 0 | 0
8461 | KOCH_UP0A | 1 | South | YES | 0.031226 | 38 | 0 | 38 | 0 | 1.012 | Cogen | 1 | 0.062757 | 0 | 0 | 0 | 0 |  |  | 0.062757 | 0 |  |  |  |  | 0 | 0
8933 | FGNTS001 | 1 | South | YES | 0.031336 | 146.5 | 0 | 146.5 | 0 | 1.03 | CC | 1 | 0.062867 | 146.5 | 146.5 | 4.5907 | 146.5 |  |  | 0.062867 | 9.21 |  |  |  |  | 0 | 0
8934 | FGNTS101 | 2 | South | YES | 0.031336 | 147.9 | 0 | 147.9 | 0 | 1.03 | CC | 1 | 0.062867 | 147.9 | 147.9 | 4.6346 | 147.9 |  |  | 0.062867 | 9.298 |  |  |  |  | 0 | 0
8935 | FGNTS201 | 3 | South | YES | 0.031336 | 173 | 0 | 173 | 0 | 1.03 | CC | 1 | 0.062867 | 173 | 173 | 5.4211 | 173 |  |  | 0.062867 | 10.8759 |  |  |  |  | 0 | 0
38437 | TNSRBNMESA9 | 1 | West | YES | -0.022291 | 37.5 | 0 | 150 | 0 | 1.02 | Wind | -1 | 0.062868 | 0 | 150 |  |  |  |  | -0.062868 | 0 |  |  |  |  | 0 | 0
8517 | CELANEBI0A | 1 | South | YES | 0.031342 | 29 | 0 | 29 | 0 | 1.02 | Cogen | 1 | 0.062873 | 0 | 0 | 0 | 0 |  |  | 0.062873 | 0 |  |  |  |  | 0 | 0
38332 | TNWDWRDU2_8 | 1 | West | YES | -0.022315 | 20 | 0 | 80 | 0 | 1.0232 | Wind | -1 | 0.062892 | 0 | 80 |  |  |  |  | -0.062892 | 0 |  |  |  |  | 0 | 0
8982 | HECN2 | 2 | South | YES | 0.031363 | 144.1 | 0 | 144.1 | 0 | 1.0304 | CC | 1 | 0.062894 | 144.1 | 144.1 | 4.5194 | 144.1 |  |  | 0.062894 | 9.063 |  |  |  |  | 0 | 0
8981 | HECN1 | 1 | South | YES | 0.031363 | 144.8 | 0 | 144.8 | 0 | 1.0304 | CC | 1 | 0.062894 | 144.8 | 144.8 | 4.5414 | 144.8 |  |  | 0.062894 | 9.107 |  |  |  |  | 0 | 0
8983 | HECN3 | 3 | South | YES | 0.031363 | 171.9 | 0 | 171.9 | 0 | 1.0304 | CC | 1 | 0.062894 | 171.9 | 171.9 | 5.3913 | 171.9 |  |  | 0.062894 | 10.8114 |  |  |  |  | 0 | 0
8936 | MVGN#1 | 1 | South | YES | 0.031363 | 216.6 | 0 | 216.6 | 0 | 1.0304 | CC | 1 | 0.062894 | 216.6 | 216.6 | 6.7932 | 216.6 |  |  | 0.062894 | 13.6228 |  |  |  |  | 0 | 0
8937 | MVGN#2 | 2 | South | YES | 0.031363 | 216.7 | 0 | 216.7 | 0 | 1.0304 | CC | 1 | 0.062894 | 216.7 | 216.7 | 6.7964 | 216.7 |  |  | 0.062894 | 13.6291 |  |  |  |  | 0 | 0
8938 | MVGN#3 | 3 | South | YES | 0.031363 | 250.9 | 0 | 250.9 | 0 | 1.0304 | CC | 1 | 0.062894 | 250.9 | 250.9 | 7.869 | 250.9 |  |  | 0.062894 | 15.78 |  |  |  |  | 0 | 0
60016 | WOODWRD11A | 1 | West | YES | -0.022321 | 20 | 0 | 80 |  | 1.033 | Wind | -1 | 0.062898 | 0 | 80 |  |  |  |  | -0.062898 | 0 |  |  |  |  | 0 | 0
80003 | MILHWYS | F | South | YES | 0.031371 | 0 | 0 | 0 | 0 | 1.0168 | AVR | 1 | 0.062902 | 0 | 0 | 0 | 0 |  |  | 0.062902 | 0 |  |  |  |  | 0 | 0
5933 | SI_RAY6 | 6 | South | YES | 0.031371 | 15.4 | 10 | 19.3 | 0 | 1.035 | GST | 1 | 0.062902 | 19.3 | 19.3 | 0.60546 | 19.3 |  |  | 0.062902 | 1.214 |  |  |  |  | 0 | 0
5932 | SI_RAY9 | 9 | South | YES | 0.031371 | 32 | 32 | 38 | 0 | 1.035 | CC | 1 | 0.062902 | 38 | 38 | 1.1921 | 38 |  |  | 0.062902 | 2.3903 |  |  |  |  | 0 | 0
5935 | SI_RAY10 | 10 | South | YES | 0.031371 | 47 | 10 | 47 | 0 | 1.03 | CC | 1 | 0.062902 | 47 | 47 | 1.4744 | 47 |  |  | 0.062902 | 2.9564 |  |  |  |  | 0 | 0
80080 | GWINDT11A | 4 | South | YES | 0.031377 | 3.8 | 0 | 19 | 0 | 1.025 | Wind | 1 | 0.062908 | 0 | 19 | 0.59616 | 19 |  |  | 0.062908 | 1.1952 |  |  |  |  | 0 | 0
80081 | GWINDT21A | 4 | South | YES | 0.031377 | 4.4 | 0 | 22 | 0 | 1.025 | Wind | 1 | 0.062908 | 0 | 22 | 0.69029 | 22 |  |  | 0.062908 | 1.384 |  |  |  |  | 0 | 0
80081 | GWINDT21A | 2 | South | YES | 0.031377 | 7.2 | 0 | 36 | 0 | 1.025 | Wind | 1 | 0.062908 | 0 | 36 | 1.1296 | 36 |  |  | 0.062908 | 2.2647 |  |  |  |  | 0 | 0
80080 | GWINDT11A | 3 | South | YES | 0.031377 | 0 | 0 | 38 | 0 | 1.025 | Wind | 1 | 0.062908 | 0 | 38 | 1.1923 | 38 |  |  | 0.062908 | 2.3905 |  |  |  |  | 0 | 0
80080 | GWINDT11A | 2 | South | YES | 0.031377 | 0 | 0 | 41 | 0 | 1.025 | Wind | 1 | 0.062908 | 0 | 41 | 1.2865 | 41 |  |  | 0.062908 | 2.5792 |  |  |  |  | 0 | 0
80081 | GWINDT21A | 3 | South | YES | 0.031377 | 8.6 | 0 | 43 | 0 | 1.025 | Wind | 1 | 0.062908 | 0 | 43 | 1.3492 | 43 |  |  | 0.062908 | 2.705 |  |  |  |  | 0 | 0
80180 | PNSCALT11A | 2 | South | YES | 0.031377 | 10 | 0 | 50 | 0 | 1.025 | Wind | 1 | 0.062908 | 0 | 50 | 1.5689 | 50 |  |  | 0.062908 | 3.1454 |  |  |  |  | 0 | 0
80181 | PNSCALT21A | 2 | South | YES | 0.031377 | 10 | 0 | 50 | 0 | 1.025 | Wind | 1 | 0.062908 | 0 | 50 | 1.5689 | 50 |  |  | 0.062908 | 3.1454 |  |  |  |  | 0 | 0
80181 | PNSCALT21A | 1 | South | YES | 0.031377 | 16.5 | 0 | 55 | 0 | 1.025 | Wind | 1 | 0.062908 | 0 | 55 | 1.7257 | 55 |  |  | 0.062908 | 3.4599 |  |  |  |  | 0 | 0
80080 | GWINDT11A | 1 | South | YES | 0.031377 | 28.2 | 0 | 94 | 0 | 1.025 | Wind | 1 | 0.062908 | 0 | 94 | 2.9494 | 94 |  |  | 0.062908 | 5.9133 |  |  |  |  | 0 | 0
80081 | GWINDT21A | 1 | South | YES | 0.031377 | 28.2 | 0 | 94 | 0 | 1.025 | Wind | 1 | 0.062908 | 0 | 94 | 2.9494 | 94 |  |  | 0.062908 | 5.9133 |  |  |  |  | 0 | 0
80180 | PNSCALT11A | 1 | South | YES | 0.031377 | 43.8 | 0 | 148 | 0 | 1.025 | Wind | 1 | 0.062908 | 0 | 148 | 4.6438 | 148 |  |  | 0.062908 | 9.3103 |  |  |  |  | 0 | 0
6016 | SWMESA | 1 | West | YES | -0.02235 | 18.8 | 0 | 75 |  | 1.03 | Wind | -1 | 0.062927 | 0 | 75 |  |  |  |  | -0.062927 | 0 |  |  |  |  | 0 | 0
60003 | KING_NE1A | 1 | West | YES | -0.02235 | 20 | 0 | 80 |  | 1.03 | Wind | -1 | 0.062927 | 0 | 80 |  |  |  |  | -0.062927 | 0 |  |  |  |  | 0 | 0
60005 | KING_SE1A | 1 | West | YES | -0.02235 | 10 | 0 | 40 |  | 1.035 | Wind | -1 | 0.062927 | 0 | 40 |  |  |  |  | -0.062927 | 0 |  |  |  |  | 0 | 0
60201 | RIO DRCS | F | West | YES | -0.022397 | 0 | 0 | 0 | 0 | 1.025 | AVR | -1 | 0.062974 | 0 | 0 |  |  |  |  | -0.062974 | 0 |  |  |  |  | 0 | 0
60007 | KING_SW1A | 1 | West | YES | -0.022508 | 20 | 0 | 80 |  | 1.03 | Wind | -1 | 0.063085 | 0 | 80 |  |  |  |  | -0.063085 | 0 |  |  |  |  | 0 | 0
60019 | KING_NW1A | 1 | West | YES | -0.022508 | 20 | 0 | 80 |  | 1.03 | Wind | -1 | 0.063085 | 0 | 80 |  |  |  |  | -0.063085 | 0 |  |  |  |  | 0 | 0
48721 | LEG_1___1 | 1 | North | YES | -0.022783 | 827 | 357 | 827 | 0 | 1.0348 | LIGCO | -1 | 0.06336 | 0 | 827 |  |  | 0 | 0 | -0.06336 | 0 |  |  |  |  | 0 | 0
48722 | LEG_2___2 | 2 | North | YES | -0.022783 | 819 | 357 | 819 | 0 | 1.0348 | LIGCO | -1 | 0.06336 | 0 | 819 |  |  | 0 | 0 | -0.06336 | 0 |  |  |  |  | 0 | 0
8161 | COLETO0A | 1 | South | YES | 0.032653 | 633 | 200 | 633 | 0 | 1.03 | LIGCO | 1 | 0.064184 | 0 | 633 | 20.6693 | 633 |  |  | 0.064184 | 40.6283 |  |  |  |  | 0 | 0
58909 | PEARSALLSCG1 | 3 | South | YES | 0.033014 | 0 | 0 | 8.4 |  | 1.027 | Diesel | 1 | 0.064545 | 8.4 | 8.4 | 0.27732 | 8.4 |  |  | 0.064545 | 0.54218 |  |  |  |  | 0 | 0
58909 | PEARSALLSCG1 | 4 | South | YES | 0.033014 | 0 | 0 | 8.4 |  | 1.027 | Diesel | 1 | 0.064545 | 8.4 | 8.4 | 0.27732 | 8.4 |  |  | 0.064545 | 0.54218 |  |  |  |  | 0 | 0
58909 | PEARSALLSCG1 | 6 | South | YES | 0.033014 | 0 | 0 | 8.4 |  | 1.027 | Diesel | 1 | 0.064545 | 8.4 | 8.4 | 0.27732 | 8.4 |  |  | 0.064545 | 0.54218 |  |  |  |  | 0 | 0
58909 | PEARSALLSCG1 | 5 | South | YES | 0.033014 | 0 | 0 | 8.4 |  | 1.027 | Diesel | 1 | 0.064545 | 8.4 | 8.4 | 0.27732 | 8.4 |  |  | 0.064545 | 0.54218 |  |  |  |  | 0 | 0
58909 | PEARSALLSCG1 | 1 | South | YES | 0.033014 | 0 | 0 | 8.4 |  | 1.027 | Diesel | 1 | 0.064545 | 8.4 | 8.4 | 0.27732 | 8.4 |  |  | 0.064545 | 0.54218 |  |  |  |  | 0 | 0
58909 | PEARSALLSCG1 | 2 | South | YES | 0.033014 | 0 | 0 | 8.4 |  | 1.027 | Diesel | 1 | 0.064545 | 8.4 | 8.4 | 0.27732 | 8.4 |  |  | 0.064545 | 0.54218 |  |  |  |  | 0 | 0
58919 | PEARSALLSCG2 | 5 | South | YES | 0.033014 | 0 | 0 | 8.4 |  | 1.027 | Diesel | 1 | 0.064545 | 8.4 | 8.4 | 0.27732 | 8.4 |  |  | 0.064545 | 0.54218 |  |  |  |  | 0 | 0
58919 | PEARSALLSCG2 | 6 | South | YES | 0.033014 | 0 | 0 | 8.4 |  | 1.027 | Diesel | 1 | 0.064545 | 8.4 | 8.4 | 0.27732 | 8.4 |  |  | 0.064545 | 0.54218 |  |  |  |  | 0 | 0
58919 | PEARSALLSCG2 | 1 | South | YES | 0.033014 | 0 | 0 | 8.4 |  | 1.027 | Diesel | 1 | 0.064545 | 8.4 | 8.4 | 0.27732 | 8.4 |  |  | 0.064545 | 0.54218 |  |  |  |  | 0 | 0
58919 | PEARSALLSCG2 | 2 | South | YES | 0.033014 | 0 | 0 | 8.4 |  | 1.027 | Diesel | 1 | 0.064545 | 8.4 | 8.4 | 0.27732 | 8.4 |  |  | 0.064545 | 0.54218 |  |  |  |  | 0 | 0
58919 | PEARSALLSCG2 | 4 | South | YES | 0.033014 | 0 | 0 | 8.4 |  | 1.027 | Diesel | 1 | 0.064545 | 8.4 | 8.4 | 0.27732 | 8.4 |  |  | 0.064545 | 0.54218 |  |  |  |  | 0 | 0
58919 | PEARSALLSCG2 | 3 | South | YES | 0.033014 | 0 | 0 | 8.4 |  | 1.027 | Diesel | 1 | 0.064545 | 8.4 | 8.4 | 0.27732 | 8.4 |  |  | 0.064545 | 0.54218 |  |  |  |  | 0 | 0
58929 | PEARSALLSCG3 | 4 | South | YES | 0.033014 | 0 | 0 | 8.4 |  | 1.027 | Diesel | 1 | 0.064545 | 8.4 | 8.4 | 0.27732 | 8.4 |  |  | 0.064545 | 0.54218 |  |  |  |  | 0 | 0
58929 | PEARSALLSCG3 | 6 | South | YES | 0.033014 | 0 | 0 | 8.4 |  | 1.027 | Diesel | 1 | 0.064545 | 8.4 | 8.4 | 0.27732 | 8.4 |  |  | 0.064545 | 0.54218 |  |  |  |  | 0 | 0
58929 | PEARSALLSCG3 | 2 | South | YES | 0.033014 | 0 | 0 | 8.4 |  | 1.027 | Diesel | 1 | 0.064545 | 8.4 | 8.4 | 0.27732 | 8.4 |  |  | 0.064545 | 0.54218 |  |  |  |  | 0 | 0
58929 | PEARSALLSCG3 | 5 | South | YES | 0.033014 | 0 | 0 | 8.4 |  | 1.027 | Diesel | 1 | 0.064545 | 8.4 | 8.4 | 0.27732 | 8.4 |  |  | 0.064545 | 0.54218 |  |  |  |  | 0 | 0
58929 | PEARSALLSCG3 | 1 | South | YES | 0.033014 | 0 | 0 | 8.4 |  | 1.027 | Diesel | 1 | 0.064545 | 8.4 | 8.4 | 0.27732 | 8.4 |  |  | 0.064545 | 0.54218 |  |  |  |  | 0 | 0
58929 | PEARSALLSCG3 | 3 | South | YES | 0.033014 | 0 | 0 | 8.4 |  | 1.027 | Diesel | 1 | 0.064545 | 8.4 | 8.4 | 0.27732 | 8.4 |  |  | 0.064545 | 0.54218 |  |  |  |  | 0 | 0
58949 | PEARSALLSCG4 | 3 | South | YES | 0.033014 | 0 | 0 | 8.4 |  | 1.027 | Diesel | 1 | 0.064545 | 8.4 | 8.4 | 0.27732 | 8.4 |  |  | 0.064545 | 0.54218 |  |  |  |  | 0 | 0
58949 | PEARSALLSCG4 | 2 | South | YES | 0.033014 | 0 | 0 | 8.4 |  | 1.027 | Diesel | 1 | 0.064545 | 8.4 | 8.4 | 0.27732 | 8.4 |  |  | 0.064545 | 0.54218 |  |  |  |  | 0 | 0
58949 | PEARSALLSCG4 | 1 | South | YES | 0.033014 | 0 | 0 | 8.4 |  | 1.027 | Diesel | 1 | 0.064545 | 8.4 | 8.4 | 0.27732 | 8.4 |  |  | 0.064545 | 0.54218 |  |  |  |  | 0 | 0
58949 | PEARSALLSCG4 | 4 | South | YES | 0.033014 | 0 | 0 | 8.4 |  | 1.027 | Diesel | 1 | 0.064545 | 8.4 | 8.4 | 0.27732 | 8.4 |  |  | 0.064545 | 0.54218 |  |  |  |  | 0 | 0
58949 | PEARSALLSCG4 | 6 | South | YES | 0.033014 | 0 | 0 | 8.4 |  | 1.027 | Diesel | 1 | 0.064545 | 8.4 | 8.4 | 0.27732 | 8.4 |  |  | 0.064545 | 0.54218 |  |  |  |  | 0 | 0
58949 | PEARSALLSCG4 | 5 | South | YES | 0.033014 | 0 | 0 | 8.4 |  | 1.027 | Diesel | 1 | 0.064545 | 8.4 | 8.4 | 0.27732 | 8.4 |  |  | 0.064545 | 0.54218 |  |  |  |  | 0 | 0
88198 | BEEVILLE | F | South | YES | 0.03302 | 0 | 0 | 0 | 0 | 1.02 | AVR | 1 | 0.064551 | 0 | 0 | 0 | 0 |  |  | 0.064551 | 0 |  |  |  |  | 0 | 0
60057 | CALLAHAN1A | 1 | West | YES | -0.024604 | 22.8 | 0 | 114 | 0 | 1.04 | Wind | -1 | 0.065181 | 0 | 114 |  |  |  |  | -0.065181 | 0 |  |  |  |  | 0 | 0
5892 | PEARSALLGEN3 | 1 | South | YES | 0.03366 | 19.1 | 6 | 23.9 | 0 | 1.0226 | GST | 1 | 0.065191 | 23.9 | 23.9 | 0.80447 | 23.9 |  |  | 0.065191 | 1.5581 |  |  |  |  | 0 | 0
5890 | PEARSALLGEN1 | 1 | South | YES | 0.03366 | 19.2 | 6 | 24 | 0 | 1.0226 | GST | 1 | 0.065191 | 24 | 24 | 0.80784 | 24 |  |  | 0.065191 | 1.5646 |  |  |  |  | 0 | 0
5891 | PEARSALLGEN2 | 1 | South | YES | 0.03366 | 19.4 | 6 | 24.3 | 0 | 1.0226 | GST | 1 | 0.065191 | 24.3 | 24.3 | 0.81794 | 24.3 |  |  | 0.065191 | 1.5841 |  |  |  |  | 0 | 0
1349 | WESTXWIN_1G | 1 | West | YES | -0.024677 | 1.3 | 0 | 6.6 |  | 1.014 | Wind | -1 | 0.065254 | 0 | 6.6 |  |  |  |  | -0.065254 | 0 |  |  |  |  | 0 | 0
1350 | NWPWRG1_1G | 1 | West | YES | -0.024677 | 6.9 | 1 | 34.3 |  | 1.014 | Wind | -1 | 0.065254 | 0 | 34.3 |  |  |  |  | -0.065254 | 0 |  |  |  |  | 0 | 0
76091 | L_DIVIDE1_1N | W1 | West | YES | -0.024899 | 22.5 | 0 | 112.5 |  | 1.02 | Wind | -1 | 0.065476 | 0 | 112.5 |  |  |  |  | -0.065476 | 0 |  |  |  |  | 0 | 0
76095 | L_CAPRSI1_1N | W1 | West | YES | -0.024899 | 29.9 | 0 | 149.5 | 0 | 1.02 | Wind | -1 | 0.065476 | 0 | 149.5 |  |  |  |  | -0.065476 | 0 |  |  |  |  | 0 | 0
76096 | L_CAPRSI1_2N | W1 | West | YES | -0.024899 | 37.2 | 0 | 186 | 0 | 1.02 | Wind | -1 | 0.065476 | 0 | 186 |  |  |  |  | -0.065476 | 0 |  |  |  |  | 0 | 0
76097 | L_CAPRGE1_1N | W1 | West | YES | -0.024899 | 42.9 | 0 | 214.5 | 0 | 1.02 | Wind | -1 | 0.065476 | 0 | 214.5 |  |  |  |  | -0.065476 | 0 |  |  |  |  | 0 | 0
1008 | PB6GEN_7G | 6 | West | YES | -0.024997 | 515 | 130 | 515 | 0 | 1.036 | GST | -1 | 0.065574 | 515 | 515 |  |  |  |  | -0.065574 | -33.7708 |  |  |  |  | 0 | 0
1007 | PB5GEN_6G | 5 | West | YES | -0.024997 | 91.2 | 40 | 114 | 0 | 1.036 | GST | -1 | 0.065574 | 114 | 114 |  |  |  |  | -0.065574 | -7.4755 |  |  |  |  | 0 | 0
1005 | PBCTDGE_4G | D | West | YES | -0.024997 | 65 | 65 | 68 | 0 | 1.036 | GGT | -1 | 0.065574 | 68 | 68 |  |  |  |  | -0.065574 | -4.4591 |  |  |  |  | 0 | 0
1004 | PBCTCGE_3G | C | West | YES | -0.024997 | 62 | 62 | 67 | 0 | 1.036 | GGT | -1 | 0.065574 | 67 | 67 |  |  |  |  | -0.065574 | -4.3935 |  |  |  |  | 0 | 0
1006 | PBCTEGE_5G | E | West | YES | -0.024997 | 65 | 65 | 67 | 0 | 1.036 | GGT | -1 | 0.065574 | 67 | 67 |  |  |  |  | -0.065574 | -4.3935 |  |  |  |  | 0 | 0
1002 | PBCTAGE_1G | A | West | YES | -0.024997 | 64 | 64 | 66 | 0 | 1.036 | GGT | -1 | 0.065574 | 66 | 66 |  |  |  |  | -0.065574 | -4.3279 |  |  |  |  | 0 | 0
1003 | PBCTBGE_2G | B | West | YES | -0.024997 | 65 | 65 | 66 | 0 | 1.036 | GGT | -1 | 0.065574 | 66 | 66 |  |  |  |  | -0.065574 | -4.3279 |  |  |  |  | 0 | 0
7038 | L_DELAWA1_1Y | 1 | West | YES | -0.025023 | 3.5 | 0 | 35 | 0 | 1 | Wind | -1 | 0.0656 | 0 | 35 |  |  |  |  | -0.0656 | 0 |  |  |  |  | 0 | 0
7038 | L_DELAWA1_1Y | 2 | West | YES | -0.025023 | 3 | 0 | 30 | 0 | 1 | Wind | -1 | 0.0656 | 0 | 30 |  |  |  |  | -0.0656 | 0 |  |  |  |  | 0 | 0
76031 | L_GASCCR1_1N | W1 | West | YES | -0.025058 | 30 | 0 | 150 | 0 | 1.02 | Wind | -1 | 0.065635 | 0 | 150 |  |  |  |  | -0.065635 | 0 |  |  |  |  | 0 | 0
11147 | NOTREES_1G | 1 | West | YES | -0.025072 | 29.8 | 0 | 149 | 0 | 1.017 | Wind | -1 | 0.065649 | 0 | 149 |  |  |  |  | -0.065649 | 0 |  |  |  |  | 0 | 0
1320 | BSP 1 | 1 | West | YES | -0.025254 | 25.5 | 2.9 | 25.8 | 0 | 1 | Cogen | -1 | 0.065831 | 0 | 0 |  |  |  |  | -0.065831 | 0 |  |  |  |  | 0 | 0
1326 | STANTONW_8 | 1 | West | YES | -0.025347 | 20.1 | 0 | 100.5 |  | 1.01 | Wind | -1 | 0.065924 | 0 | 100.5 |  |  |  |  | -0.065924 | 0 |  |  |  |  | 0 | 0
11025 | TIEHVSG_2G | 1 | West | YES | -0.025374 | 213.2 | 63 | 213.2 | 0 | 1.012 | CC | -1 | 0.065951 | 213.2 | 213.2 |  |  |  |  | -0.065951 | -14.0608 |  |  |  |  | 0 | 0
11020 | TIEHVSG_1G | 1 | West | YES | -0.025374 | 208.2 | 63 | 208.2 | 0 | 1.012 | CC | -1 | 0.065951 | 208.2 | 208.2 |  |  |  |  | -0.065951 | -13.7311 |  |  |  |  | 0 | 0
11024 | TIEHVCG_4G | 1 | West | YES | -0.025374 | 147 | 103 | 147 | 0 | 1.012 | CC | -1 | 0.065951 | 147 | 147 |  |  |  |  | -0.065951 | -9.6948 |  |  |  |  | 0 | 0
11021 | TIEHVCG_1G | 1 | West | YES | -0.025374 | 142.1 | 103 | 142.1 | 0 | 1.012 | CC | -1 | 0.065951 | 142.1 | 142.1 |  |  |  |  | -0.065951 | -9.3717 |  |  |  |  | 0 | 0
11023 | TIEHVCG_3G | 1 | West | YES | -0.025374 | 137.4 | 103 | 137.4 | 0 | 1.012 | CC | -1 | 0.065951 | 137.4 | 137.4 |  |  |  |  | -0.065951 | -9.0617 |  |  |  |  | 0 | 0
11022 | TIEHVCG_2G | 1 | West | YES | -0.025374 | 132.4 | 103 | 132.4 | 0 | 1.012 | CC | -1 | 0.065951 | 132.4 | 132.4 |  |  |  |  | -0.065951 | -8.732 |  |  |  |  | 0 | 0
11014 | NAV6ST | 1 | West | YES | -0.025378 | 115 | 40 | 115 | 0 | 1.029 | CC | -1 | 0.065955 | 115 | 115 |  |  |  |  | -0.065955 | -7.5849 |  |  |  |  | 0 | 0
11011 | NAV3ST | 1 | West | YES | -0.025378 | 92.8 | 40 | 92.8 | 0 | 1.029 | CC | -1 | 0.065955 | 92.8 | 92.8 |  |  |  |  | -0.065955 | -6.1207 |  |  |  |  | 0 | 0
11012 | NAV4CT | 1 | West | YES | -0.025378 | 80 | 18 | 80 | 0 | 1.029 | CC | -1 | 0.065955 | 80 | 80 |  |  |  |  | -0.065955 | -5.2764 |  |  |  |  | 0 | 0
11013 | NAV5CT | 1 | West | YES | -0.025378 | 80 | 18 | 80 | 0 | 1.029 | CC | -1 | 0.065955 | 80 | 80 |  |  |  |  | -0.065955 | -5.2764 |  |  |  |  | 0 | 0
11009 | NAV2CT | 1 | West | YES | -0.025378 | 71.4 | 18 | 71.4 | 0 | 1.029 | CC | -1 | 0.065955 | 71.4 | 71.4 |  |  |  |  | -0.065955 | -4.7092 |  |  |  |  | 0 | 0
11001 | NAV1CT | 1 | West | YES | -0.025378 | 70.4 | 18 | 70.4 | 0 | 1.029 | CC | -1 | 0.065955 | 70.4 | 70.4 |  |  |  |  | -0.065955 | -4.6433 |  |  |  |  | 0 | 0
1328 | OCOTILLO_1G | 1 | West | YES | -0.025391 | 11.6 | 0 | 58 |  | 1.01 | Wind | -1 | 0.065968 | 0 | 58 |  |  |  |  | -0.065968 | 0 |  |  |  |  | 0 | 0
1333 | MCDDONAL_8 | 1 | West | YES | -0.025457 | 42.8 | 0 | 214.2 |  | 1.01 | Wind | -1 | 0.066034 | 0 | 214.2 |  |  |  |  | -0.066034 | 0 |  |  |  |  | 0 | 0
1327 | WILDHRSE_1G | 1 | West | YES | -0.025534 | 0 | 0 | 120 |  | 1 | Wind | -1 | 0.066111 | 0 | 120 |  |  |  |  | -0.066111 | 0 |  |  |  |  | 0 | 0
1360 | GUNSIGHT_8 | 1 | West | YES | -0.025548 | 0 | 0 | 120 |  | 1.01 | Wind | -1 | 0.066125 | 0 | 120 |  |  |  |  | -0.066125 | 0 |  |  |  |  | 0 | 0
11320 | COYOTE_1G | 1 | West | YES | -0.025668 | 22.5 | 0 | 225 |  | 1 | Wind | -1 | 0.066245 | 0 | 225 |  |  |  |  | -0.066245 | 0 |  |  |  |  | 0 | 0
11309 | BULLCREK_2G | 1 | West | YES | -0.025692 | 20.9 | 0 | 180 |  | 1 | Wind | -1 | 0.066269 | 0 | 180 |  |  |  |  | -0.066269 | 0 |  |  |  |  | 0 | 0
11310 | BULLCREK_1G | 1 | West | YES | -0.025692 | 15.1 | 0 | 180 |  | 1 | Wind | -1 | 0.066269 | 0 | 180 |  |  |  |  | -0.066269 | 0 |  |  |  |  | 0 | 0
1045 | CALENG1G_1G | 1 | West | YES | -0.025694 | 73.4 | 27 | 73.4 | 0 | 1.014 | Cogen | -1 | 0.066271 | 0 | 0 |  |  |  |  | -0.066271 | 0 |  |  |  |  | 0 | 0
1046 | CALENG2G_2G | 2 | West | YES | -0.025694 | 73.4 | 27 | 73.4 | 0 | 1.014 | Cogen | -1 | 0.066271 | 0 | 0 |  |  |  |  | -0.066271 | 0 |  |  |  |  | 0 | 0
1047 | CALENG3G_3G | 3 | West | YES | -0.025694 | 70.4 | 27 | 70.4 | 0 | 1.014 | Cogen | -1 | 0.066271 | 0 | 0 |  |  |  |  | -0.066271 | 0 |  |  |  |  | 0 | 0
60058 | BUFF_GAP1A | 1 | West | YES | -0.025706 | 24 | 0 | 120 |  | 1 | Wind | -1 | 0.066283 | 0 | 120 |  |  |  |  | -0.066283 | 0 |  |  |  |  | 0 | 0
60060 | CIRELLO | 1 | West | YES | -0.025706 | 46.6 | 0 | 233 | 0 | 1 | Wind | -1 | 0.066283 | 0 | 233 |  |  |  |  | -0.066283 | 0 |  |  |  |  | 0 | 0
60063 | BUFF_GAP1B | 1 | West | YES | -0.025706 | 34 | 0 | 170.2 | 0 | 1.02 | Wind | -1 | 0.066283 | 0 | 170.2 |  |  |  |  | -0.066283 | 0 |  |  |  |  | 0 | 0
60066 | H_HOLLOW1A | 1 | West | YES | -0.025706 | 44.4 | 0 | 222 | 0 | 1.005 | Wind | -1 | 0.066283 | 0 | 222 |  |  |  |  | -0.066283 | 0 |  |  |  |  | 0 | 0
60068 | HHOLLOW21A | 1 | West | YES | -0.025706 | 36.8 | 0 | 184 | 0 | 1.025 | Wind | -1 | 0.066283 | 0 | 184 |  |  |  |  | -0.066283 | 0 |  |  |  |  | 0 | 0
60070 | HHOLLOW31A | 1 | West | YES | -0.025706 | 44.8 | 0 | 224 | 0 | 1.025 | Wind | -1 | 0.066283 | 0 | 224 |  |  |  |  | -0.066283 | 0 |  |  |  |  | 0 | 0
60072 | HHOLLOW41A | 1 | West | YES | -0.025706 | 23 | 0 | 115 | 0 | 1.025 | Wind | -1 | 0.066283 | 0 | 115 |  |  |  |  | -0.066283 | 0 |  |  |  |  | 0 | 0
1058 | LONGSHORE_5 | 1 | West | YES | -0.025768 | 30 | 0 | 150 |  | 1.01 | Wind | -1 | 0.066345 | 0 | 150 |  |  |  |  | -0.066345 | 0 |  |  |  |  | 0 | 0
1058 | LONGSHORE_5 | 2 | West | YES | -0.025768 | 44 | 0 | 220 |  | 1.01 | Wind | -1 | 0.066345 | 0 | 220 |  |  |  |  | -0.066345 | 0 |  |  |  |  | 0 | 0
11065 | ELBOWCK_1G | 1 | West | YES | -0.025768 | 23.4 | 0 | 121.9 | 0 | 1 | Wind | -1 | 0.066345 | 0 | 121.9 |  |  |  |  | -0.066345 | 0 |  |  |  |  | 0 | 0
1037 | MORGAN5G_5G | 5 | West | YES | -0.025814 | 109.6 | 40 | 137 | 0 | 1.029 | GST | -1 | 0.066391 | 137 | 137 |  |  |  |  | -0.066391 | -9.0956 |  |  |  |  | 0 | 0
1040 | MRGNBG_2G | B | West | YES | -0.025814 | 70 | 70 | 71 | 0 | 1.029 | GGT | -1 | 0.066391 | 71 | 71 |  |  |  |  | -0.066391 | -4.7138 |  |  |  |  | 0 | 0
1041 | MRGNCG_3G | C | West | YES | -0.025814 | 69 | 69 | 70 | 0 | 1.029 | GGT | -1 | 0.066391 | 70 | 70 |  |  |  |  | -0.066391 | -4.6474 |  |  |  |  | 0 | 0
1043 | MRGNEG_5G | E | West | YES | -0.025814 | 68 | 68 | 70 | 0 | 1.029 | GGT | -1 | 0.066391 | 70 | 70 |  |  |  |  | -0.066391 | -4.6474 |  |  |  |  | 0 | 0
1039 | MRGNAG_1G | A | West | YES | -0.025814 | 69 | 69 | 69 | 0 | 1.029 | GGT | -1 | 0.066391 | 69 | 69 |  |  |  |  | -0.066391 | -4.581 |  |  |  |  | 0 | 0
1042 | MRGNDG_4G | D | West | YES | -0.025814 | 68 | 68 | 68 | 0 | 1.029 | GGT | -1 | 0.066391 | 68 | 68 |  |  |  |  | -0.066391 | -4.5146 |  |  |  |  | 0 | 0
1044 | MRGNFG_6G | F | West | YES | -0.025814 | 66 | 66 | 66 | 0 | 1.029 | GGT | -1 | 0.066391 | 66 | 66 |  |  |  |  | -0.066391 | -4.3818 |  |  |  |  | 0 | 0
6637 | SNYDERW1A | 1 | West | YES | -0.025835 | 12.6 | 0 | 63 | 0 | 1.025 | Wind | -1 | 0.066412 | 0 | 63 |  |  |  |  | -0.066412 | 0 |  |  |  |  | 0 | 0
1068 | SCURRYCW_1G | 1 | West | YES | -0.025865 | 28.2 | 1.3 | 141 | 0 | 1.0217 | Wind | -1 | 0.066442 | 0 | 141 |  |  |  |  | -0.066442 | 0 |  |  |  |  | 0 | 0
1073 | SCURRYCW_2G | 2 | West | YES | -0.025865 | 24 | 0 | 120 | 0 | 1.0217 | Wind | -1 | 0.066442 | 0 | 120 |  |  |  |  | -0.066442 | 0 |  |  |  |  | 0 | 0
1061 | CIELOGEN_1G | 1 | West | YES | -0.025869 | 19.8 | 0 | 99 |  | 1 | Wind | -1 | 0.066446 | 0 | 99 |  |  |  |  | -0.066446 | 0 |  |  |  |  | 0 | 0
1062 | CIELOGEN_2G | 1 | West | YES | -0.025869 | 12.2 | 0 | 61 |  | 1 | Wind | -1 | 0.066446 | 0 | 61 |  |  |  |  | -0.066446 | 0 |  |  |  |  | 0 | 0
1069 | KINDERMG_1G | 1 | West | YES | -0.025869 | 25 | 5 | 25 | 0 | 1.017 | Cogen | -1 | 0.066446 | 0 | 0 |  |  |  |  | -0.066446 | 0 |  |  |  |  | 0 | 0
1070 | KINDERMG_2G | 1 | West | YES | -0.025869 | 45.7 | 12 | 45.7 | 0 | 1.017 | Cogen | -1 | 0.066446 | 0 | 0 |  |  |  |  | -0.066446 | 0 |  |  |  |  | 0 | 0
1071 | KINDERMG_3G | 1 | West | YES | -0.025869 | 45.7 | 12 | 45.7 | 0 | 1.017 | Cogen | -1 | 0.066446 | 0 | 0 |  |  |  |  | -0.066446 | 0 |  |  |  |  | 0 | 0
36998 | RDCNYNG1 | 1 | West | YES | -0.025943 | 16.8 | 0 | 84 |  | 1.01 | Wind | -1 | 0.06652 | 0 | 84 |  |  |  |  | -0.06652 | 0 |  |  |  |  | 0 | 0
1343 | TRENTIPP_8 | 1 | West | YES | -0.025979 | 30 | 0 | 150 |  | 1.014 | Wind | -1 | 0.066556 | 0 | 150 |  |  |  |  | -0.066556 | 0 |  |  |  |  | 0 | 0
1354 | AEPWIND_8 | 1 | West | YES | -0.025979 | 20.2 | 0 | 101 |  | 1 | Wind | -1 | 0.066556 | 0 | 101 |  |  |  |  | -0.066556 | 0 |  |  |  |  | 0 | 0
6407 | TURKTRAK1A | 1 | West | YES | -0.026064 | 33.9 | 0 | 169.5 | 0 | 1.025 | Wind | -1 | 0.066641 | 0 | 169.5 |  |  |  |  | -0.066641 | 0 |  |  |  |  | 0 | 0
71051 | L_BITTCR1_1N | W1 | West | YES | -0.026228 | 7.5 | 0 | 37.5 |  | 1.02 | Wind | -1 | 0.066805 | 0 | 37.5 |  |  |  |  | -0.066805 | 0 |  |  |  |  | 0 | 0
71054 | L_SWEETW1_1N | W1 | West | YES | -0.026228 | 21.5 | 0 | 107.5 |  | 1.02 | Wind | -1 | 0.066805 | 0 | 107.5 |  |  |  |  | -0.066805 | 0 |  |  |  |  | 0 | 0
71057 | L_SWEETW1_2N | W1 | West | YES | -0.026228 | 27 | 0 | 135 |  | 1.02 | Wind | -1 | 0.066805 | 0 | 135 |  |  |  |  | -0.066805 | 0 |  |  |  |  | 0 | 0
71059 | L_SWEETW1_3N | W1 | West | YES | -0.026228 | 23.8 | 0 | 119 | 0 | 1.02 | Wind | -1 | 0.066805 | 0 | 119 |  |  |  |  | -0.066805 | 0 |  |  |  |  | 0 | 0
71060 | L_SWEETW1_4N | W1 | West | YES | -0.026228 | 21 | 0 | 105 | 0 | 1.02 | Wind | -1 | 0.066805 | 0 | 105 |  |  |  |  | -0.066805 | 0 |  |  |  |  | 0 | 0
71061 | L_SWEETW1_5N | W1 | West | YES | -0.026228 | 16.1 | 0 | 80.5 | 0 | 1.02 | Wind | -1 | 0.066805 | 0 | 80.5 |  |  |  |  | -0.066805 | 0 |  |  |  |  | 0 | 0
11056 | ROSCOE_1G | 1 | West | YES | -0.026268 | 41.8 | 0 | 209 |  | 1 | Wind | -1 | 0.066845 | 0 | 209 |  |  |  |  | -0.066845 | 0 |  |  |  |  | 0 | 0
11057 | CHAMPION_1G | 1 | West | YES | -0.026268 | 25.3 | 0 | 126.5 |  | 1 | Wind | -1 | 0.066845 | 0 | 126.5 |  |  |  |  | -0.066845 | 0 |  |  |  |  | 0 | 0
11058 | PYRON_1G | 1 | West | YES | -0.026268 | 49.8 | 0 | 249 |  | 1 | Wind | -1 | 0.066845 | 0 | 249 |  |  |  |  | -0.066845 | 0 |  |  |  |  | 0 | 0
11059 | INADALE_1G | 1 | West | YES | -0.026268 | 39.4 | 0 | 197 |  | 1 | Wind | -1 | 0.066845 | 0 | 197 |  |  |  |  | -0.066845 | 0 |  |  |  |  | 0 | 0
6144 | MCADOO1A | 1 | West | YES | -0.026271 | 15 | 0 | 150 | 0 | 1.025 | Wind | -1 | 0.066848 | 0 | 150 |  |  |  |  | -0.066848 | 0 |  |  |  |  | 0 | 0
1417 | SWETWATR_2G | 2 | West | YES | -0.026459 | 72 | 36 | 72 | 0 | 1.026 | CC | -1 | 0.067036 | 72 | 72 |  |  |  |  | -0.067036 | -4.8266 |  |  |  |  | 0 | 0
1418 | SWETWATR_3G | 3 | West | YES | -0.026459 | 68 | 36 | 68 | 0 | 1.026 | CC | -1 | 0.067036 | 68 | 68 |  |  |  |  | -0.067036 | -4.5585 |  |  |  |  | 0 | 0
1419 | SWETWATR_4G | 4 | West | YES | -0.026459 | 61 | 36 | 61 | 0 | 1.026 | CC | -1 | 0.067036 | 61 | 61 |  |  |  |  | -0.067036 | -4.0892 |  |  |  |  | 0 | 0
1416 | SWETWATR_1G | 1 | West | YES | -0.026459 | 30 | 18 | 30 | 0 | 1.026 | CC | -1 | 0.067036 | 30 | 30 |  |  |  |  | -0.067036 | -2.0111 |  |  |  |  | 0 | 0
60081 | WHRLWIND1A | 1 | West | YES | -0.026698 | 12 | 0 | 60 | 0 | 1.03 | Wind | -1 | 0.067275 | 0 | 60 |  |  |  |  | -0.067275 | 0 |  |  |  |  | 0 | 0
5903 | SANMIGUELGEN | 1 | South | YES | 0.035937 | 396.3 | 180 | 396.3 | 0 | 1.0336 | LIGCO | 1 | 0.067468 | 0 | 396.3 | 14.2418 | 396.3 |  |  | 0.067468 | 26.7374 |  |  |  |  | 0 | 0
3381 | BBRN_1G | 1 | North | YES | -0.027265 | 618 | 225 | 618 | 0 | 1.03 | LIGCO | -1 | 0.067842 | 0 | 618 |  |  | 0 | 0 | -0.067842 | 0 |  |  |  |  | 0 | 0
3382 | BBRN_2G | 2 | North | YES | -0.027265 | 589 | 225 | 589 | 0 | 1.03 | LIGCO | -1 | 0.067842 | 0 | 589 |  |  | 0 | 0 | -0.067842 | 0 |  |  |  |  | 0 | 0
1437 | MESQUITW_1G | 1 | North | YES | -0.027369 | 40 | 0 | 400 | 0 | 1.023 | Wind | -1 | 0.067946 | 0 | 400 |  |  | 0 | 0 | -0.067946 | 0 |  |  |  |  | 0 | 0
1438 | MESQUITW_2G | 1 | North | YES | -0.027371 | 23.6 | 0 | 236 |  | 1.017 | Wind | -1 | 0.067948 | 0 | 236 |  |  | 0 | 0 | -0.067948 | 0 |  |  |  |  | 0 | 0
13133 | CALFREST_3G | 3 | North | YES | -0.027569 | 177.4 | 40 | 177.4 | 0 | 1.031 | CC | -1 | 0.068146 | 177.4 | 177.4 |  |  | -4.8907 | 177.4 | -0.068146 | -12.0892 |  |  |  |  | 0 | 0
13132 | CALFREST_2G | 2 | North | YES | -0.027569 | 151 | 57 | 151 | 0 | 1.031 | CC | -1 | 0.068146 | 151 | 151 |  |  | -4.1629 | 151 | -0.068146 | -10.2901 |  |  |  |  | 0 | 0
13131 | CALFREST_1G | 1 | North | YES | -0.027569 | 150.7 | 40 | 150.7 | 0 | 1.031 | CC | -1 | 0.068146 | 150.7 | 150.7 |  |  | -4.1546 | 150.7 | -0.068146 | -10.2696 |  |  |  |  | 0 | 0
13136 | CALFREST_6G | 6 | North | YES | -0.027641 | 177.5 | 40 | 177.5 | 0 | 1.031 | CC | -1 | 0.068218 | 177.5 | 177.5 |  |  | -4.9063 | 177.5 | -0.068218 | -12.1087 |  |  |  |  | 0 | 0
13135 | CALFREST_5G | 5 | North | YES | -0.027641 | 152.3 | 57 | 152.3 | 0 | 1.031 | CC | -1 | 0.068218 | 152.3 | 152.3 |  |  | -4.2097 | 152.3 | -0.068218 | -10.3896 |  |  |  |  | 0 | 0
13134 | CALFREST_4G | 4 | North | YES | -0.027641 | 151.5 | 40 | 151.5 | 0 | 1.031 | CC | -1 | 0.068218 | 151.5 | 151.5 |  |  | -4.1876 | 151.5 | -0.068218 | -10.3351 |  |  |  |  | 0 | 0
1442 | COKFIELD_5 | 1 | North | YES | -0.02774 | 16.5 | 0 | 165 |  | 1.029 | Wind | -1 | 0.068317 | 0 | 165 |  |  | 0 | 0 | -0.068317 | 0 |  |  |  |  | 0 | 0
6100 | OKLA7A | EQ | West | YES | -0.028 | 50 | -220 | 220 | 0 | 1.035 | DCTie | -1 | 0.068577 | 0 | 0 |  |  |  |  | -0.068577 | 0 |  |  |  |  | 0 | 0
6752 | OKLA0A | 1 | West | YES | -0.028 | 649.7 | 175 | 649.7 | 0 | 1.035 | LIGCO | -1 | 0.068577 | 0 | 649.7 |  |  |  |  | -0.068577 | 0 |  |  |  |  | 0 | 0
1643 | SLSTR1PP_1G | 1 | North | YES | -0.028486 | 6 | 0 | 60 | 0 | 1.022 | Wind | -1 | 0.069063 | 0 | 60 |  |  | 0 | 0 | -0.069063 | 0 |  |  |  |  | 0 | 0
8189 | CUECPL2A | 1 | South | YES | 0.037631 | 12 | 0 | 12 | 0 | 1.02 | Cogen | 1 | 0.069162 | 0 | 0 | 0 | 0 |  |  | 0.069162 | 0 |  |  |  |  | 0 | 0
5401 | CALAVER_JKS1 | 1 | South | YES | 0.037718 | 562 | 100 | 562 | 0 | 1.026 | LIGCO | 1 | 0.069249 | 0 | 562 | 21.1975 | 562 |  |  | 0.069249 | 38.9177 |  |  |  |  | 0 | 0
1433 | GRHAMSES_1G | 1 | North | YES | -0.028752 | 242 | 60 | 242 | 0 | 1.038 | GST | -1 | 0.069329 | 242 | 242 |  |  | -6.958 | 242 | -0.069329 | -16.7777 |  |  |  |  | 0 | 0
5268 | LEON_LCPCT3 | 3 | South | YES | 0.037885 | 43 | 24 | 43 | 0 | 1.0197 | GGT | 1 | 0.069416 | 43 | 43 | 1.6291 | 43 |  |  | 0.069416 | 2.9849 |  |  |  |  | 0 | 0
5266 | LEON_LCPCT1 | 1 | South | YES | 0.037885 | 44 | 24 | 44 | 0 | 1.0197 | GGT | 1 | 0.069416 | 44 | 44 | 1.6669 | 44 |  |  | 0.069416 | 3.0543 |  |  |  |  | 0 | 0
5267 | LEON_LCPCT2 | 2 | South | YES | 0.037885 | 44 | 24 | 44 | 0 | 1.0197 | GGT | 1 | 0.069416 | 44 | 44 | 1.6669 | 44 |  |  | 0.069416 | 3.0543 |  |  |  |  | 0 | 0
5269 | LEON_LCPCT4 | 4 | South | YES | 0.037885 | 45 | 24 | 45 | 0 | 1.0197 | GGT | 1 | 0.069416 | 45 | 45 | 1.7048 | 45 |  |  | 0.069416 | 3.1237 |  |  |  |  | 0 | 0
5264 | LEON_LCP3G3 | 3 | South | YES | 0.037885 | 0 | 20 | 58 |  | 1.0197 | GST | 1 | 0.069416 | 58 | 58 | 2.1973 | 58 |  |  | 0.069416 | 4.0261 |  |  |  |  | 0 | 0
5265 | LEON_LCP4G4 | 4 | South | YES | 0.037885 | 89 | 25 | 89 | 0 | 1.0197 | GST | 1 | 0.069416 | 89 | 89 | 3.3718 | 89 |  |  | 0.069416 | 6.178 |  |  |  |  | 0 | 0
3108 | STRYKER_2G | 2 | North | YES | -0.028881 | 484 | 75 | 484 | 0 | 1.029 | GST | -1 | 0.069458 | 484 | 484 |  |  | -13.9784 | 484 | -0.069458 | -33.6178 |  |  |  |  | 0 | 0
3107 | STRYKER_1G | 1 | North | YES | -0.028881 | 145.6 | 45 | 182 | 0 | 1.029 | GST | -1 | 0.069458 | 182 | 182 |  |  | -5.2563 | 182 | -0.069458 | -12.6414 |  |  |  |  | 0 | 0
1432 | GRHAMSES_2G | 2 | North | YES | -0.028907 | 294.9 | 90 | 366 | 0 | 1.014 | GST | -1 | 0.069484 | 366 | 366 |  |  | -10.58 | 366 | -0.069484 | -25.4313 |  |  |  |  | 0 | 0
5476 | BRA_AVR1_CT1 | 1 | South | YES | 0.03796 | 155 | 90 | 155 | 0 | 1.025 | CC | 1 | 0.069491 | 155 | 155 | 5.8838 | 155 |  |  | 0.069491 | 10.7711 |  |  |  |  | 0 | 0
5478 | BRA_AVR1_CT2 | 1 | South | YES | 0.03796 | 155 | 90 | 155 | 0 | 1.025 | CC | 1 | 0.069491 | 155 | 155 | 5.8838 | 155 |  |  | 0.069491 | 10.7711 |  |  |  |  | 0 | 0
5477 | BRA_AVR1_ST | 1 | South | YES | 0.03796 | 174 | 138 | 174 | 0 | 1.025 | CC | 1 | 0.069491 | 174 | 174 | 6.605 | 174 |  |  | 0.069491 | 12.0914 |  |  |  |  | 0 | 0
1479 | WFCOGEN_1G | 1 | North | YES | -0.028915 | 16 | 12 | 20 | 0 | 1 | Cogen | -1 | 0.069492 | 0 | 0 |  |  | 0 | 0 | -0.069492 | 0 |  |  |  |  | 0 | 0
1479 | WFCOGEN_1G | 2 | North | YES | -0.028915 | 16 | 12 | 20 | 0 | 1 | Cogen | -1 | 0.069492 | 0 | 0 |  |  | 0 | 0 | -0.069492 | 0 |  |  |  |  | 0 | 0
1482 | WFCOGEN_2G | 2 | North | YES | -0.028915 | 13.6 | 12 | 17 | 0 | 1 | Cogen | -1 | 0.069492 | 0 | 0 |  |  | 0 | 0 | -0.069492 | 0 |  |  |  |  | 0 | 0
1482 | WFCOGEN_2G | 1 | North | YES | -0.028915 | 16 | 12 | 20 | 0 | 1 | Cogen | -1 | 0.069492 | 0 | 0 |  |  | 0 | 0 | -0.069492 | 0 |  |  |  |  | 0 | 0
3309 | ASPN_G | 1 | North | YES | -0.028925 | 50 | 0 | 50 |  | 1 | Bio | -1 | 0.069502 | 50 | 50 |  |  | -1.4463 | 50 | -0.069502 | -3.4751 |  |  |  |  | 0 | 0
3348 | CHAMPION_1G | MB | North | YES | -0.028939 | 0 | 42 | 42 |  | 1 | Cogen | -1 | 0.069516 | 0 | 0 |  |  | 0 | 0 | -0.069516 | 0 |  |  |  |  | 0 | 0
13119 | TGATEWAY_4G | 4 | North | YES | -0.029069 | 399 | 65 | 399 | 0 | 1.0232 | CC | -1 | 0.069646 | 399 | 399 |  |  | -11.5985 | 399 | -0.069646 | -27.7889 |  |  |  |  | 0 | 0
13116 | TGATEWAY_1G | 1 | North | YES | -0.029069 | 151 | 30 | 151 | 0 | 1.0232 | CC | -1 | 0.069646 | 151 | 151 |  |  | -4.3894 | 151 | -0.069646 | -10.5166 |  |  |  |  | 0 | 0
13118 | TGATEWAY_3G | 3 | North | YES | -0.029069 | 148 | 30 | 148 | 0 | 1.0232 | CC | -1 | 0.069646 | 148 | 148 |  |  | -4.3022 | 148 | -0.069646 | -10.3077 |  |  |  |  | 0 | 0
13117 | TGATEWAY_2G | 2 | North | YES | -0.029069 | 130 | 30 | 130 | 0 | 1.0232 | CC | -1 | 0.069646 | 130 | 130 |  |  | -3.779 | 130 | -0.069646 | -9.054 |  |  |  |  | 0 | 0
5028 | BRAUNIG_VHB3 | 3 | South | YES | 0.038129 | 407 | 60 | 407 | 0 | 1.0138 | GST | 1 | 0.06966 | 407 | 407 | 15.5185 | 407 |  |  | 0.06966 | 28.3515 |  |  |  |  | 0 | 0
5026 | BRAUNIG_VHB1 | 1 | South | YES | 0.03815 | 215 | 40 | 215 | 0 | 1.0192 | GST | 1 | 0.069681 | 215 | 215 | 8.2022 | 215 |  |  | 0.069681 | 14.9813 |  |  |  |  | 0 | 0
5027 | BRAUNIG_VHB2 | 2 | South | YES | 0.03815 | 216 | 40 | 216 | 0 | 1.0192 | GST | 1 | 0.069681 | 216 | 216 | 8.2404 | 216 |  |  | 0.069681 | 15.051 |  |  |  |  | 0 | 0
5397 | CALAVER_OWS2 | 2 | South | YES | 0.038199 | 400 | 80 | 400 | 0 | 1.0192 | GST | 1 | 0.06973 | 400 | 400 | 15.2796 | 400 |  |  | 0.06973 | 27.8919 |  |  |  |  | 0 | 0
5396 | CALAVER_OWS1 | 1 | South | YES | 0.038199 | 418 | 80 | 418 | 0 | 1.0192 | GST | 1 | 0.06973 | 418 | 418 | 15.9672 | 418 |  |  | 0.06973 | 29.147 |  |  |  |  | 0 | 0
5111 | CALAVER_JTD1 | 1 | South | YES | 0.038236 | 430 | 80 | 430 | 0 | 1.0138 | LIGCO | 1 | 0.069767 | 0 | 430 | 16.4415 | 430 |  |  | 0.069767 | 29.9997 |  |  |  |  | 0 | 0
5112 | CALAVER_JTD2 | 2 | South | YES | 0.038236 | 430 | 80 | 430 | 0 | 1.0138 | LIGCO | 1 | 0.069767 | 0 | 430 | 16.4415 | 430 |  |  | 0.069767 | 29.9997 |  |  |  |  | 0 | 0
3097 | MARTLAKE_1G | 1 | North | YES | -0.029191 | 790 | 500 | 790 | 0 | 1.017 | LIGCO | -1 | 0.069768 | 0 | 790 |  |  | 0 | 0 | -0.069768 | 0 |  |  |  |  | 0 | 0
3098 | MARTLAKE_2G | 2 | North | YES | -0.029191 | 795 | 461 | 795 | 0 | 1.017 | LIGCO | -1 | 0.069768 | 0 | 795 |  |  | 0 | 0 | -0.069768 | 0 |  |  |  |  | 0 | 0
3099 | MARTLAKE_3G | 3 | North | YES | -0.029191 | 804 | 500 | 804 | 0 | 1.017 | LIGCO | -1 | 0.069768 | 0 | 804 |  |  | 0 | 0 | -0.069768 | 0 |  |  |  |  | 0 | 0
5436 | TUTTL_WBT1G1 | 1 | South | YES | 0.038379 | 48.8 | 20 | 61 | 0 | 1.012 | GST | 1 | 0.06991 | 61 | 61 | 2.3411 | 61 |  |  | 0.06991 | 4.2645 |  |  |  |  | 0 | 0
5438 | TUTTL_WBT3G3 | 3 | South | YES | 0.038379 | 95 | 25 | 95 | 0 | 1.012 | GST | 1 | 0.06991 | 95 | 95 | 3.646 | 95 |  |  | 0.06991 | 6.6414 |  |  |  |  | 0 | 0
5439 | TUTTL_WBT4G4 | 4 | South | YES | 0.038379 | 151 | 40 | 151 | 0 | 1.012 | GST | 1 | 0.06991 | 151 | 151 | 5.7952 | 151 |  |  | 0.06991 | 10.5564 |  |  |  |  | 0 | 0
1600 | BARTNWND_1G | 1 | North | YES | -0.029474 | 12 | 0 | 120 | 0 | 1.022 | Wind | -1 | 0.070051 | 0 | 120 |  |  | 0 | 0 | -0.070051 | 0 |  |  |  |  | 0 | 0
344 | MRSSHPRD | 1 | North | YES | -0.029515 | 0 | 0 | 12 |  | 1.03 | Hydro | -1 | 0.070092 | 0 | 0 |  |  | 0 | 0 | -0.070092 | 0 |  |  |  |  | 0 | 0
345 | MRSSHPRD01 | 2 | North | YES | -0.029515 | 0 | 0 | 12 |  | 1.03 | Hydro | -1 | 0.070092 | 0 | 0 |  |  | 0 | 0 | -0.070092 | 0 |  |  |  |  | 0 | 0
1455 | WCPWRCO_3G | 3 | North | YES | -0.029945 | 242 | 50 | 242 |  | 1.02 | CC | -1 | 0.070522 | 242 | 242 |  |  | -7.2467 | 242 | -0.070522 | -17.0664 |  |  |  |  | 0 | 0
1453 | WCPWRCO_1G | 1 | North | YES | -0.029945 | 204 | 50 | 204 | 0 | 1.02 | CC | -1 | 0.070522 | 204 | 204 |  |  | -6.1088 | 204 | -0.070522 | -14.3865 |  |  |  |  | 0 | 0
1454 | WCPWRCO_2G | 2 | North | YES | -0.029945 | 204 | 50 | 204 | 0 | 1.02 | CC | -1 | 0.070522 | 204 | 204 |  |  | -6.1088 | 204 | -0.070522 | -14.3865 |  |  |  |  | 0 | 0
334 | RWMILLER03 | 3 | North | YES | -0.030033 | 166.4 | 65 | 208 | 0 | 1.04 | GST | -1 | 0.07061 | 208 | 208 |  |  | -6.2469 | 208 | -0.07061 | -14.6869 |  |  |  |  | 0 | 0
333 | RWMILLER02 | 2 | North | YES | -0.030033 | 95.2 | 37 | 119 | 0 | 1.04 | GST | -1 | 0.07061 | 119 | 119 |  |  | -3.5739 | 119 | -0.07061 | -8.4026 |  |  |  |  | 0 | 0
335 | RWMILLER04 | 4 | North | YES | -0.030033 | 81.6 | 0 | 102 | 0 | 1.04 | GST | -1 | 0.07061 | 102 | 102 |  |  | -3.0634 | 102 | -0.07061 | -7.2023 |  |  |  |  | 0 | 0
336 | RWMILLER05 | 5 | North | YES | -0.030033 | 80.8 | 0 | 101 | 0 | 1.04 | GST | -1 | 0.07061 | 101 | 101 |  |  | -3.0333 | 101 | -0.07061 | -7.1316 |  |  |  |  | 0 | 0
332 | RWMILLER01 | 1 | North | YES | -0.030033 | 58.4 | 18.5 | 73 | 0 | 1.04 | GST | -1 | 0.07061 | 73 | 73 |  |  | -2.1924 | 73 | -0.07061 | -5.1546 |  |  |  |  | 0 | 0
12424 | FPLEFR2S_G | 4 | North | YES | -0.030066 | 415 | 191 | 415 | 0 | 1 | CC | -1 | 0.070643 | 415 | 415 |  |  | -12.4774 | 415 | -0.070643 | -29.317 |  |  |  |  | 0 | 0
12414 | FPLEFR1S_G | 4 | North | YES | -0.030066 | 414 | 191 | 414 | 0 | 1 | CC | -1 | 0.070643 | 414 | 414 |  |  | -12.4473 | 414 | -0.070643 | -29.2463 |  |  |  |  | 0 | 0
12412 | FPLEFR1B_G | 2 | North | YES | -0.030066 | 164 | 72 | 164 | 0 | 1 | CC | -1 | 0.070643 | 164 | 164 |  |  | -4.9308 | 164 | -0.070643 | -11.5855 |  |  |  |  | 0 | 0
12413 | FPLEFR1C_G | 3 | North | YES | -0.030066 | 164 | 72 | 164 | 0 | 1 | CC | -1 | 0.070643 | 164 | 164 |  |  | -4.9308 | 164 | -0.070643 | -11.5855 |  |  |  |  | 0 | 0
12423 | FPLEFR2C_G | 3 | North | YES | -0.030066 | 163 | 72 | 163 | 0 | 1 | CC | -1 | 0.070643 | 163 | 163 |  |  | -4.9008 | 163 | -0.070643 | -11.5149 |  |  |  |  | 0 | 0
12421 | FPLEFR2A_G | 1 | North | YES | -0.030066 | 162 | 72 | 162 | 0 | 1 | CC | -1 | 0.070643 | 162 | 162 |  |  | -4.8707 | 162 | -0.070643 | -11.4442 |  |  |  |  | 0 | 0
12411 | FPLEFR1A_G | 1 | North | YES | -0.030066 | 161 | 72 | 161 | 0 | 1 | CC | -1 | 0.070643 | 161 | 161 |  |  | -4.8406 | 161 | -0.070643 | -11.3736 |  |  |  |  | 0 | 0
12422 | FPLEFR2B_G | 2 | North | YES | -0.030066 | 161 | 72 | 161 | 0 | 1 | CC | -1 | 0.070643 | 161 | 161 |  |  | -4.8406 | 161 | -0.070643 | -11.3736 |  |  |  |  | 0 | 0
7801 | L_GUADGE1_2Y | 2 | South | YES | 0.039262 | 138 | 30 | 138 | 0 | 1.02 | CC | 1 | 0.070793 | 138 | 138 | 5.4182 | 138 |  |  | 0.070793 | 9.7694 |  |  |  |  | 0 | 0
7802 | L_GUADGE1_3Y | 3 | South | YES | 0.039262 | 146 | 30 | 146 | 0 | 1.02 | CC | 1 | 0.070793 | 146 | 146 | 5.7323 | 146 |  |  | 0.070793 | 10.3357 |  |  |  |  | 0 | 0
7800 | L_GUADGE1_1Y | 1 | South | YES | 0.039262 | 147 | 30 | 147 | 0 | 1.02 | CC | 1 | 0.070793 | 147 | 147 | 5.7715 | 147 |  |  | 0.070793 | 10.4065 |  |  |  |  | 0 | 0
7803 | L_GUADGE1_4Y | 4 | South | YES | 0.039262 | 149 | 30 | 149 | 0 | 1.02 | CC | 1 | 0.070793 | 149 | 149 | 5.85 | 149 |  |  | 0.070793 | 10.5481 |  |  |  |  | 0 | 0
7804 | L_GUADGE1_5Y | 5 | South | YES | 0.039262 | 182 | 30 | 182 | 0 | 1.02 | CC | 1 | 0.070793 | 182 | 182 | 7.1457 | 182 |  |  | 0.070793 | 12.8843 |  |  |  |  | 0 | 0
7805 | L_GUADGE1_6Y | 6 | South | YES | 0.039262 | 203 | 30 | 203 | 0 | 1.02 | CC | 1 | 0.070793 | 203 | 203 | 7.9702 | 203 |  |  | 0.070793 | 14.3709 |  |  |  |  | 0 | 0
2452 | LKHB2_G | 2 | North | YES | -0.030256 | 516 | 80 | 516 | 0 | 1.022 | GST | -1 | 0.070833 | 516 | 516 |  |  | -15.6121 | 516 | -0.070833 | -36.55 |  |  |  |  | 0 | 0
2451 | LKHB1_G | 1 | North | YES | -0.030256 | 0 | 80 | 391 |  | 1.022 | GST | -1 | 0.070833 | 391 | 391 |  |  | -11.8301 | 391 | -0.070833 | -27.6958 |  |  |  |  | 0 | 0
728 | WOLFRIDGE801 | 1 | North | YES | -0.030281 | 11.2 | 0 | 112.5 | 0 | 0.99 | Wind | -1 | 0.070858 | 0 | 112.5 |  |  | 0 | 0 | -0.070858 | 0 |  |  |  |  | 0 | 0
580 | JCKCNTY801 | 1 | North | YES | -0.030282 | 288 | 0 | 288 | 0 | 1.022 | CC | -1 | 0.070859 | 288 | 288 |  |  | -8.7212 | 288 | -0.070859 | -20.4075 |  |  |  |  | 0 | 0
581 | JCKCNTY802 | 2 | North | YES | -0.030282 | 147 | 0 | 147 | 0 | 1.022 | CC | -1 | 0.070859 | 147 | 147 |  |  | -4.4515 | 147 | -0.070859 | -10.4163 |  |  |  |  | 0 | 0
582 | JCKCNTY803 | 3 | North | YES | -0.030282 | 147 | 0 | 147 | 0 | 1.022 | CC | -1 | 0.070859 | 147 | 147 |  |  | -4.4515 | 147 | -0.070859 | -10.4163 |  |  |  |  | 0 | 0
948 | STEAM1 | 1 | North | YES | -0.03029 | 0 | 12 | 20 |  | 1.02 | GST | -1 | 0.070867 | 20 | 20 |  |  | -0.6058 | 20 | -0.070867 | -1.4173 |  |  |  |  | 0 | 0
950 | STEAM3 | 1 | North | YES | -0.030291 | 41 | 13 | 42 | 0 | 1.02 | GST | -1 | 0.070868 | 42 | 42 |  |  | -1.2722 | 42 | -0.070868 | -2.9765 |  |  |  |  | 0 | 0
949 | STEAM2 | 1 | North | YES | -0.030291 | 26 | 8 | 26 | 0 | 0.99 | GST | -1 | 0.070868 | 26 | 26 |  |  | -0.78757 | 26 | -0.070868 | -1.8426 |  |  |  |  | 0 | 0
505 | NTHTEXAS03 | 3 | North | YES | -0.030295 | 30.4 | 15 | 38 |  | 1.015 | GST | -1 | 0.070872 | 38 | 38 |  |  | -1.1512 | 38 | -0.070872 | -2.6931 |  |  |  |  | 0 | 0
503 | NTHTEXAS01 | 1 | North | YES | -0.030295 | 0 | 5 | 18 |  | 1.015 | GST | -1 | 0.070872 | 18 | 18 |  |  | -0.54531 | 18 | -0.070872 | -1.2757 |  |  |  |  | 0 | 0
504 | NTHTEXAS02 | 2 | North | YES | -0.030295 | 14.4 | 5 | 18 |  | 1.015 | GST | -1 | 0.070872 | 18 | 18 |  |  | -0.54531 | 18 | -0.070872 | -1.2757 |  |  |  |  | 0 | 0
12440 | PARKD_1SVC8 | 1 | North | YES | -0.030302 | 0 | 0 | 0 | 0 | 1.007 | GST | -1 | 0.070879 | 0 | 0 |  |  | 0 | 0 | -0.070879 | 0 |  |  |  |  | 0 | 0
12449 | PARKD_2SVC8 | 1 | North | YES | -0.030302 | 0 | 0 | 0 | 0 | 1.007 | GST | -1 | 0.070879 | 0 | 0 |  |  | 0 | 0 | -0.070879 | 0 |  |  |  |  | 0 | 0
844 | OLINGER_G3 | 1 | North | YES | -0.030323 | 103.9 | 45 | 150 | 0 | 1.03 | GST | -1 | 0.0709 | 150 | 150 |  |  | -4.5484 | 150 | -0.0709 | -10.635 |  |  |  |  | 0 | 0
843 | OLINGER_G2 | 1 | North | YES | -0.030323 | 76.2 | 25 | 110 | 0 | 1.03 | GST | -1 | 0.0709 | 110 | 110 |  |  | -3.3355 | 110 | -0.0709 | -7.799 |  |  |  |  | 0 | 0
842 | OLINGER_G1 | 1 | North | YES | -0.030323 | 55.4 | 20 | 79 | 0 | 1.03 | GST | -1 | 0.0709 | 79 | 79 |  |  | -2.3955 | 79 | -0.0709 | -5.6011 |  |  |  |  | 0 | 0
845 | OLINGER_G4 | 1 | North | YES | -0.030323 | 51.9 | 0 | 76 | 0 | 1.03 | GGT | -1 | 0.0709 | 76 | 76 |  |  | -2.3045 | 76 | -0.0709 | -5.3884 |  |  |  |  | 0 | 0
1701 | MOSES_1G | 1 | North | YES | -0.030328 | 558 | 175 | 558 | 0 | 1.023 | LIGCO | -1 | 0.070905 | 0 | 558 |  |  | 0 | 0 | -0.070905 | 0 |  |  |  |  | 0 | 0
1702 | MOSES_2G | 2 | North | YES | -0.030328 | 579 | 175 | 579 | 0 | 1.023 | LIGCO | -1 | 0.070905 | 0 | 579 |  |  | 0 | 0 | -0.070905 | 0 |  |  |  |  | 0 | 0
1703 | MOSES_3G | 3 | North | YES | -0.030328 | 808 | 463 | 808 | 0 | 1.023 | LIGCO | -1 | 0.070905 | 0 | 808 |  |  | 0 | 0 | -0.070905 | 0 |  |  |  |  | 0 | 0
5925 | DCEAST | EQ | North | YES | -0.030328 | 400.3 | -600 | 600 | 0 | 1.025 | DCTie | -1 | 0.070905 | 0 | 0 |  |  | 0 | 0 | -0.070905 | 0 |  |  |  |  | 0 | 0
837 | NEWMAN_G5 | 1 | North | YES | -0.03033 | 0 | 15 | 40 |  | 1.01 | GST | -1 | 0.070907 | 40 | 40 |  |  | -1.2132 | 40 | -0.070907 | -2.8363 |  |  |  |  | 0 | 0
1675 | PEC_1G | 1 | North | YES | -0.030339 | 76.7 | 35 | 76.7 | 0 | 1.022 | Cogen | -1 | 0.070916 | 0 | 0 |  |  | 0 | 0 | -0.070916 | 0 |  |  |  |  | 0 | 0
1676 | PEC_2G | 2 | North | YES | -0.030339 | 79.6 | 35 | 79.6 | 0 | 1.022 | Cogen | -1 | 0.070916 | 0 | 0 |  |  | 0 | 0 | -0.070916 | 0 |  |  |  |  | 0 | 0
1677 | PEC_3G | 3 | North | YES | -0.030339 | 88.4 | 35 | 88.4 | 0 | 1.022 | Cogen | -1 | 0.070916 | 0 | 0 |  |  | 0 | 0 | -0.070916 | 0 |  |  |  |  | 0 | 0
1683 | LAMARPWR_6G | 6 | North | YES | -0.030357 | 198 | 129.1 | 198 | 0 | 1.038 | CC | -1 | 0.070934 | 198 | 198 |  |  | -6.0107 | 198 | -0.070934 | -14.045 |  |  |  |  | 0 | 0
1680 | LAMARPWR_3G | 3 | North | YES | -0.030357 | 196 | 129.1 | 196 | 0 | 1.038 | CC | -1 | 0.070934 | 196 | 196 |  |  | -5.95 | 196 | -0.070934 | -13.9031 |  |  |  |  | 0 | 0
1678 | LAMARPWR_1G | 1 | North | YES | -0.030357 | 160 | 67.7 | 160 | 0 | 1.038 | CC | -1 | 0.070934 | 160 | 160 |  |  | -4.8571 | 160 | -0.070934 | -11.3495 |  |  |  |  | 0 | 0
1682 | LAMARPWR_5G | 5 | North | YES | -0.030357 | 157 | 67.7 | 157 | 0 | 1.038 | CC | -1 | 0.070934 | 157 | 157 |  |  | -4.766 | 157 | -0.070934 | -11.1367 |  |  |  |  | 0 | 0
1679 | LAMARPWR_2G | 2 | North | YES | -0.030357 | 156 | 67.7 | 156 | 0 | 1.038 | CC | -1 | 0.070934 | 156 | 156 |  |  | -4.7357 | 156 | -0.070934 | -11.0658 |  |  |  |  | 0 | 0
1681 | LAMARPWR_4G | 4 | North | YES | -0.030357 | 156 | 67.7 | 156 | 0 | 1.038 | CC | -1 | 0.070934 | 156 | 156 |  |  | -4.7357 | 156 | -0.070934 | -11.0658 |  |  |  |  | 0 | 0
1689 | VALLEY_3G | 3 | North | YES | -0.030376 | 0 | 25 | 375 |  | 1.003 | GST | -1 | 0.070953 | 375 | 375 |  |  | -11.391 | 375 | -0.070953 | -26.6075 |  |  |  |  | 0 | 0
11693 | KMICHIST3_G | 3 | North | YES | -0.030376 | 312 | 60 | 312 | 0 | 1.026 | CC | -1 | 0.070953 | 312 | 312 |  |  | -9.4773 | 312 | -0.070953 | -22.1374 |  |  |  |  | 0 | 0
11696 | KMICHIST6_G | 6 | North | YES | -0.030376 | 310 | 60 | 310 | 0 | 1.026 | CC | -1 | 0.070953 | 310 | 310 |  |  | -9.4166 | 310 | -0.070953 | -21.9955 |  |  |  |  | 0 | 0
11695 | KMICHICT5_G | 5 | North | YES | -0.030376 | 148 | 80 | 148 | 0 | 1.026 | CC | -1 | 0.070953 | 148 | 148 |  |  | -4.4956 | 148 | -0.070953 | -10.5011 |  |  |  |  | 0 | 0
11692 | KMICHICT2_G | 2 | North | YES | -0.030376 | 146 | 80 | 146 | 0 | 1.026 | CC | -1 | 0.070953 | 146 | 146 |  |  | -4.4349 | 146 | -0.070953 | -10.3592 |  |  |  |  | 0 | 0
11691 | KMICHICT1_G | 1 | North | YES | -0.030376 | 144 | 80 | 144 | 0 | 1.026 | CC | -1 | 0.070953 | 144 | 144 |  |  | -4.3741 | 144 | -0.070953 | -10.2173 |  |  |  |  | 0 | 0
11694 | KMICHICT4_G | 4 | North | YES | -0.030376 | 144 | 80 | 144 | 0 | 1.026 | CC | -1 | 0.070953 | 144 | 144 |  |  | -4.3741 | 144 | -0.070953 | -10.2173 |  |  |  |  | 0 | 0
1688 | VALLEY_2G | 2 | North | YES | -0.030392 | 527 | 90 | 527 | 0 | 1.029 | GSC | -1 | 0.070969 | 527 | 527 |  |  | -16.0166 | 527 | -0.070969 | -37.4008 |  |  |  |  | 0 | 0
1687 | VALLEY_1G | 1 | North | YES | -0.030392 | 136 | 15 | 170 | 0 | 1.029 | GST | -1 | 0.070969 | 170 | 170 |  |  | -5.1666 | 170 | -0.070969 | -12.0648 |  |  |  |  | 0 | 0
6948 | DENISNDM | 1 | North | YES | -0.030409 | 40 | 5 | 40 |  | 1.015 | Hydro | -1 | 0.070986 | 0 | 0 |  |  | 0 | 0 | -0.070986 | 0 |  |  |  |  | 0 | 0
6948 | DENISNDM | 2 | North | YES | -0.030409 | 31 | 5 | 40 |  | 1.015 | Hydro | -1 | 0.070986 | 0 | 0 |  |  | 0 | 0 | -0.070986 | 0 |  |  |  |  | 0 | 0
924 | SPENCER_G5 | 1 | North | YES | -0.030493 | 52 | 20 | 66 | 0 | 1.03 | GST | -1 | 0.07107 | 66 | 66 |  |  | -2.0125 | 66 | -0.07107 | -4.6906 |  |  |  |  | 0 | 0
923 | SPENCER_G4 | 1 | North | YES | -0.030493 | 48 | 20 | 61 | 0 | 1.03 | GST | -1 | 0.07107 | 61 | 61 |  |  | -1.8601 | 61 | -0.07107 | -4.3353 |  |  |  |  | 0 | 0
2371 | COLLIN_1G | MB | North | YES | -0.030547 | 0 | 40 | 138 |  | 1.022 | GST | -1 | 0.071124 | 0 | 0 |  |  | 0 | 0 | -0.071124 | 0 |  |  |  |  | 0 | 0
2417 | MTCK8_G | 8 | North | YES | -0.03075 | 444.8 | 60 | 556 | 0 | 1.022 | GSC | -1 | 0.071327 | 556 | 556 |  |  | -17.097 | 556 | -0.071327 | -39.658 |  |  |  |  | 0 | 0
2413 | MTCK6_G | 6 | North | YES | -0.03075 | 0 | 30 | 118 |  | 1.022 | GST | -1 | 0.071327 | 118 | 118 |  |  | -3.6285 | 118 | -0.071327 | -8.4166 |  |  |  |  | 0 | 0
2414 | MTCK7_G | 7 | North | YES | -0.03075 | 0 | 30 | 115 |  | 1.022 | GST | -1 | 0.071327 | 115 | 115 |  |  | -3.5362 | 115 | -0.071327 | -8.2026 |  |  |  |  | 0 | 0
2383 | NTHLK3_G | 3 | North | YES | -0.030767 | 0 | 50 | 329 |  | 1.022 | GST | -1 | 0.071344 | 329 | 329 |  |  | -10.1223 | 329 | -0.071344 | -23.4723 |  |  |  |  | 0 | 0
2382 | NTHLK2_G | 2 | North | YES | -0.030767 | 0 | 35 | 181 |  | 1.022 | GST | -1 | 0.071344 | 181 | 181 |  |  | -5.5688 | 181 | -0.071344 | -12.9133 |  |  |  |  | 0 | 0
2381 | NTHLK1_G | 1 | North | YES | -0.030767 | 0 | 35 | 156 |  | 1.022 | GST | -1 | 0.071344 | 156 | 156 |  |  | -4.7997 | 156 | -0.071344 | -11.1297 |  |  |  |  | 0 | 0
1898 | COMCHEPK_1G | 1 | North | YES | -0.030794 | 1217 | 1150 | 1217 | 0 | 1.032 | Nuc | -1 | 0.071371 | 0 | 0 |  |  | 0 | 0 | -0.071371 | 0 |  |  |  |  | 0 | 0
1899 | COMCHEPK_2G | 2 | North | YES | -0.030794 | 1159 | 1128 | 1159 | 0 | 1.032 | Nuc | -1 | 0.071371 | 0 | 0 |  |  | 0 | 0 | -0.071371 | 0 |  |  |  |  | 0 | 0
3126 | TRINIDAD_6G | 1 | North | YES | -0.030804 | 179.2 | 46 | 224 | 0 | 1 | GST | -1 | 0.071381 | 224 | 224 |  |  | -6.9001 | 224 | -0.071381 | -15.9894 |  |  |  |  | 0 | 0
1861 | EAGLEMNT_1G | MB | North | YES | -0.030869 | 0 | 30 | 112 |  | 1.022 | GST | -1 | 0.071446 | 0 | 0 |  |  | 0 | 0 | -0.071446 | 0 |  |  |  |  | 0 | 0
1862 | EAGLEMNT_2G | MB | North | YES | -0.030869 | 0 | 40 | 100 |  | 1.022 | GST | -1 | 0.071446 | 0 | 0 |  |  | 0 | 0 | -0.071446 | 0 |  |  |  |  | 0 | 0
1863 | EAGLEMNT_3G | MB | North | YES | -0.030869 | 0 | 50 | 378 |  | 1.022 | GST | -1 | 0.071446 | 0 | 0 |  |  | 0 | 0 | -0.071446 | 0 |  |  |  |  | 0 | 0
1879 | WLFHOLW_3G | 3 | North | YES | -0.03094 | 272.4 | 89.2 | 272.4 | 0 | 1.032 | CC | -1 | 0.071517 | 272.4 | 272.4 |  |  | -8.4281 | 272.4 | -0.071517 | -19.4813 |  |  |  |  | 0 | 0
1877 | WLFHOLW_1G | 1 | North | YES | -0.03094 | 217.3 | 89.2 | 217.3 | 0 | 1.032 | CC | -1 | 0.071517 | 217.3 | 217.3 |  |  | -6.7233 | 217.3 | -0.071517 | -15.5407 |  |  |  |  | 0 | 0
1878 | WLFHOLW_2G | 2 | North | YES | -0.03094 | 215.7 | 105 | 215.7 | 0 | 1.032 | CC | -1 | 0.071517 | 215.7 | 215.7 |  |  | -6.6738 | 215.7 | -0.071517 | -15.4263 |  |  |  |  | 0 | 0
7624 | L_LAKEWO9_1Y | 1 | South | YES | 0.040127 | 0 | 0 | 2.4 |  | 1 | Hydro | 1 | 0.071658 | 0 | 0 | 0 | 0 |  |  | 0.071658 | 0 |  |  |  |  | 0 | 0
7624 | L_LAKEWO9_1Y | 2 | South | YES | 0.040127 | 0 | 0 | 2.4 |  | 1 | Hydro | 1 | 0.071658 | 0 | 0 | 0 | 0 |  |  | 0.071658 | 0 |  |  |  |  | 0 | 0
1889 | DECRDOVA_1G | 1 | North | YES | -0.031095 | 779 | 255 | 779 | 0 | 1.02 | GSC | -1 | 0.071672 | 779 | 779 |  |  | -24.223 | 779 | -0.071672 | -55.8327 |  |  |  |  | 0 | 0
7609 | L_SCHUMA8_1Y | 1 | South | YES | 0.040246 | 0 | 0 | 4 |  | 1 | Hydro | 1 | 0.071777 | 0 | 0 | 0 | 0 |  |  | 0.071777 | 0 |  |  |  |  | 0 | 0
1892 | DECRDOVA_2G | A | North | YES | -0.031316 | 65 | 65 | 70 | 0 | 1.025 | GGT | -1 | 0.071893 | 70 | 70 |  |  | -2.1921 | 70 | -0.071893 | -5.0325 |  |  |  |  | 0 | 0
1893 | DECRDOVA_3G | B | North | YES | -0.031316 | 65 | 65 | 69 | 0 | 1.025 | GGT | -1 | 0.071893 | 69 | 69 |  |  | -2.1608 | 69 | -0.071893 | -4.9606 |  |  |  |  | 0 | 0
1894 | DECRDOVA_4G | C | North | YES | -0.031316 | 65 | 65 | 69 | 0 | 1.025 | GGT | -1 | 0.071893 | 69 | 69 |  |  | -2.1608 | 69 | -0.071893 | -4.9606 |  |  |  |  | 0 | 0
1895 | DECRDOVA_5G | D | North | YES | -0.031316 | 65 | 65 | 68 | 0 | 1.025 | GGT | -1 | 0.071893 | 68 | 68 |  |  | -2.1295 | 68 | -0.071893 | -4.8887 |  |  |  |  | 0 | 0
1948 | HANDLEY_4G | 4 | North | YES | -0.031517 | 348 | 150 | 435 | 0 | 1.022 | GST | -1 | 0.072094 | 435 | 435 |  |  | -13.7099 | 435 | -0.072094 | -31.361 |  |  |  |  | 0 | 0
1949 | HANDLEY_5G | 5 | North | YES | -0.03154 | 348 | 150 | 435 | 0 | 1.022 | GST | -1 | 0.072117 | 435 | 435 |  |  | -13.7199 | 435 | -0.072117 | -31.371 |  |  |  |  | 0 | 0
1947 | HANDLEY_3G | 3 | North | YES | -0.03154 | 316 | 100 | 395 | 0 | 1.022 | GST | -1 | 0.072117 | 395 | 395 |  |  | -12.4583 | 395 | -0.072117 | -28.4863 |  |  |  |  | 0 | 0
12322 | ENNSTRAC_1G | 1 | North | YES | -0.031587 | 196 | 130 | 196 | 0 | 1.036 | CC | -1 | 0.072164 | 196 | 196 |  |  | -6.1911 | 196 | -0.072164 | -14.1442 |  |  |  |  | 0 | 0
12323 | ENNSTRAC_2G | 2 | North | YES | -0.031587 | 116 | 100 | 116 | 0 | 1.036 | CC | -1 | 0.072164 | 116 | 116 |  |  | -3.6641 | 116 | -0.072164 | -8.3711 |  |  |  |  | 0 | 0
7810 | L_RIONOG1G1Y | 1 | South | YES | 0.040702 | 148 | 0 | 148 | 0 | 1.02 | CC | 1 | 0.072233 | 148 | 148 | 6.0239 | 148 |  |  | 0.072233 | 10.6904 |  |  |  |  | 0 | 0
7811 | L_RIONOG1G2Y | 2 | South | YES | 0.040702 | 148 | 0 | 148 | 0 | 1.02 | CC | 1 | 0.072233 | 148 | 148 | 6.0239 | 148 |  |  | 0.072233 | 10.6904 |  |  |  |  | 0 | 0
7812 | L_RIONOG1G3Y | 3 | South | YES | 0.040702 | 154 | 0 | 154 | 0 | 1.02 | CC | 1 | 0.072233 | 154 | 154 | 6.2681 | 154 |  |  | 0.072233 | 11.1238 |  |  |  |  | 0 | 0
7813 | L_RIONOG1S1Y | 4 | South | YES | 0.040702 | 293 | 0 | 293 | 0 | 1.02 | CC | 1 | 0.072233 | 293 | 293 | 11.9257 | 293 |  |  | 0.072233 | 21.1642 |  |  |  |  | 0 | 0
7605 | L_MCQUEE9_1Y | 1 | South | YES | 0.040791 | 0 | 0 | 2.4 |  | 1.025 | Hydro | 1 | 0.072322 | 0 | 0 | 0 | 0 |  |  | 0.072322 | 0 |  |  |  |  | 0 | 0
7605 | L_MCQUEE9_1Y | 2 | South | YES | 0.040791 | 0 | 0 | 2.4 |  | 1.025 | Hydro | 1 | 0.072322 | 0 | 0 | 0 | 0 |  |  | 0.072322 | 0 |  |  |  |  | 0 | 0
7605 | L_MCQUEE9_1Y | 3 | South | YES | 0.040791 | 0 | 0 | 2.8 |  | 1.025 | Hydro | 1 | 0.072322 | 0 | 0 | 0 | 0 |  |  | 0.072322 | 0 |  |  |  |  | 0 | 0
366 | JNSNCNTY802 | 1 | North | YES | -0.032294 | 168 | 20 | 168 | 0 | 1.02 | Cogen | -1 | 0.072871 | 0 | 0 |  |  | 0 | 0 | -0.072871 | 0 |  |  |  |  | 0 | 0
367 | JNSNCNTY802 | 2 | North | YES | -0.032294 | 90 | 20 | 90 | 0 | 1.02 | Cogen | -1 | 0.072871 | 0 | 0 |  |  | 0 | 0 | -0.072871 | 0 |  |  |  |  | 0 | 0
1938 | MDLTHELP_6G | 6 | North | YES | -0.032906 | 226 | 74 | 226 | 0 | 1 | CC | -1 | 0.073483 | 226 | 226 |  |  | -7.4368 | 226 | -0.073483 | -16.6072 |  |  |  |  | 0 | 0
1937 | MDLTHELP_5G | 5 | North | YES | -0.032906 | 224 | 74 | 224 | 0 | 1 | CC | -1 | 0.073483 | 224 | 224 |  |  | -7.3709 | 224 | -0.073483 | -16.4603 |  |  |  |  | 0 | 0
1943 | MDLTHELP_3G | 3 | North | YES | -0.032906 | 212 | 74 | 212 | 0 | 1 | CC | -1 | 0.073483 | 212 | 212 |  |  | -6.9761 | 212 | -0.073483 | -15.5785 |  |  |  |  | 0 | 0
1944 | MDLTHELP_4G | 4 | North | YES | -0.032906 | 211 | 74 | 211 | 0 | 1 | CC | -1 | 0.073483 | 211 | 211 |  |  | -6.9432 | 211 | -0.073483 | -15.505 |  |  |  |  | 0 | 0
1941 | MDLTHELP_1G | 1 | North | YES | -0.032912 | 216.4 | 74 | 216.4 | 0 | 1 | CC | -1 | 0.073489 | 216.4 | 216.4 |  |  | -7.1222 | 216.4 | -0.073489 | -15.9031 |  |  |  |  | 0 | 0
1942 | MDLTHELP_2G | 2 | North | YES | -0.032912 | 216.1 | 74 | 216.1 | 0 | 1 | CC | -1 | 0.073489 | 216.1 | 216.1 |  |  | -7.1123 | 216.1 | -0.073489 | -15.881 |  |  |  |  | 0 | 0
7014 | L_HAYSEN1_1Y | 1 | South | YES | 0.042222 | 223.9 | 74 | 223.9 | 0 | 1.008 | CC | 1 | 0.073753 | 223.9 | 223.9 | 9.4535 | 223.9 |  |  | 0.073753 | 16.5132 |  |  |  |  | 0 | 0
7016 | L_HAYSEN1_3Y | 3 | South | YES | 0.042222 | 224.6 | 74 | 224.6 | 0 | 1.008 | CC | 1 | 0.073753 | 224.6 | 224.6 | 9.4831 | 224.6 |  |  | 0.073753 | 16.5648 |  |  |  |  | 0 | 0
7015 | L_HAYSEN1_2Y | 2 | South | YES | 0.042222 | 225 | 74 | 225 | 0 | 1.008 | CC | 1 | 0.073753 | 225 | 225 | 9.5 | 225 |  |  | 0.073753 | 16.5943 |  |  |  |  | 0 | 0
7017 | L_HAYSEN1_4Y | 4 | South | YES | 0.042222 | 226.7 | 74 | 226.7 | 0 | 1.008 | CC | 1 | 0.073753 | 226.7 | 226.7 | 9.5717 | 226.7 |  |  | 0.073753 | 16.7197 |  |  |  |  | 0 | 0
7012 | L_FPPYD21_3Y | 3 | South | YES | 0.043108 | 427.5 | 200 | 436 | 0 | 1.02 | LIGCO | 1 | 0.074639 | 0 | 436 | 18.7951 | 436 |  |  | 0.074639 | 32.5425 |  |  |  |  | 0 | 0
7011 | L_FPPYD11_2Y | 2 | South | YES | 0.043151 | 552.2 | 200 | 598 | 0 | 1.02 | LIGCO | 1 | 0.074682 | 0 | 598 | 25.8043 | 598 |  |  | 0.074682 | 44.6596 |  |  |  |  | 0 | 0
7010 | L_FPPYD11_1Y | 1 | South | YES | 0.043151 | 547.4 | 200 | 606 | 0 | 1.02 | LIGCO | 1 | 0.074682 | 0 | 606 | 26.1495 | 606 |  |  | 0.074682 | 45.2571 |  |  |  |  | 0 | 0
7487 | L_CANYHY8_1Y | 1 | South | YES | 0.043211 | 0 | 0 | 6 |  | 1 | Hydro | 1 | 0.074742 | 0 | 0 | 0 | 0 |  |  | 0.074742 | 0 |  |  |  |  | 0 | 0
7303 | L_WPPGS12_1Y | 1 | South | YES | 0.043523 | 50 | 0 | 50 | 0 | 1.025 | GGT | 1 | 0.075054 | 50 | 50 | 2.1761 | 50 |  |  | 0.075054 | 3.7527 |  |  |  |  | 0 | 0
7303 | L_WPPGS12_1Y | 2 | South | YES | 0.043523 | 50 | 0 | 50 | 0 | 1.025 | GGT | 1 | 0.075054 | 50 | 50 | 2.1761 | 50 |  |  | 0.075054 | 3.7527 |  |  |  |  | 0 | 0
7305 | L_WPPGS34_1Y | 3 | South | YES | 0.043523 | 50 | 0 | 50 | 0 | 1.025 | GGT | 1 | 0.075054 | 50 | 50 | 2.1761 | 50 |  |  | 0.075054 | 3.7527 |  |  |  |  | 0 | 0
7305 | L_WPPGS34_1Y | 4 | South | YES | 0.043523 | 50 | 0 | 50 | 0 | 1.025 | GGT | 1 | 0.075054 | 50 | 50 | 2.1761 | 50 |  |  | 0.075054 | 3.7527 |  |  |  |  | 0 | 0
7026 | L_INKSDA1_1Y | 1 | South | YES | 0.043899 | 0 | 0 | 13.7 |  | 1 | Hydro | 1 | 0.07543 | 0 | 0 | 0 | 0 |  |  | 0.07543 | 0 |  |  |  |  | 0 | 0
7000 | L_FERGUS1_1Y | 1 | South | YES | 0.044707 | 400 | 65 | 423.3 | 0 | 1.015 | GSC | 1 | 0.076238 | 423.3 | 423.3 | 18.9245 | 423.3 |  |  | 0.076238 | 32.2714 |  |  |  |  | 0 | 0
7035 | L_WIRTZ_1G1Y | 1 | South | YES | 0.045098 | 0 | 0 | 29 |  | 1 | Hydro | 1 | 0.076629 | 0 | 0 | 0 | 0 |  |  | 0.076629 | 0 |  |  |  |  | 0 | 0
7036 | L_WIRTZ_1G2Y | 2 | South | YES | 0.045098 | 0 | 0 | 29.7 |  | 1 | Hydro | 1 | 0.076629 | 0 | 0 | 0 | 0 |  |  | 0.076629 | 0 |  |  |  |  | 0 | 0
7022 | L_BUCHAN1_1Y | 1 | South | YES | 0.04585 | 0 | 0 | 18 |  | 1 | Hydro | 1 | 0.077381 | 0 | 0 | 0 | 0 |  |  | 0.077381 | 0 |  |  |  |  | 0 | 0
7023 | L_BUCHAN1_2Y | 2 | South | YES | 0.04585 | 0 | 0 | 18 |  | 1 | Hydro | 1 | 0.077381 | 0 | 0 | 0 | 0 |  |  | 0.077381 | 0 |  |  |  |  | 0 | 0
7024 | L_BUCHAN1_3Y | 3 | South | YES | 0.04585 | 0 | 0 | 15 |  | 1 | Hydro | 1 | 0.077381 | 0 | 0 | 0 | 0 |  |  | 0.077381 | 0 |  |  |  |  | 0 | 0
7028 | L_MARBFA1_1Y | 1 | South | YES | 0.046048 | 0 | 0 | 18 |  | 1 | Hydro | 1 | 0.077579 | 0 | 0 | 0 | 0 |  |  | 0.077579 | 0 |  |  |  |  | 0 | 0
7029 | L_MARBFA1_2Y | 2 | South | YES | 0.046048 | 0 | 0 | 18 |  | 1 | Hydro | 1 | 0.077579 | 0 | 0 | 0 | 0 |  |  | 0.077579 | 0 |  |  |  |  | 0 | 0
244 | WHITNYDM01 | 1 | North | YES | -0.037278 | 15 | 0 | 15 | 0 | 1.035 | Hydro | -1 | 0.077855 | 0 | 0 |  |  | 0 | 0 | -0.077855 | 0 |  |  |  |  | 0 | 0
245 | WHITNYDM02 | 2 | North | YES | -0.037278 | 15 | 0 | 15 | 0 | 1.035 | Hydro | -1 | 0.077855 | 0 | 0 |  |  | 0 | 0 | -0.077855 | 0 |  |  |  |  | 0 | 0
7004 | L_SIMGID1_1Y | 1 | South | YES | 0.04785 | 132 | 40 | 132 | 0 | 1.02 | GST | 1 | 0.079381 | 132 | 132 | 6.3162 | 132 |  |  | 0.079381 | 10.4782 |  |  |  |  | 0 | 0
7005 | L_SIMGID1_2Y | 2 | South | YES | 0.04785 | 133 | 32 | 139 | 0 | 1.02 | GST | 1 | 0.079381 | 139 | 139 | 6.6512 | 139 |  |  | 0.079381 | 11.0339 |  |  |  |  | 0 | 0
7006 | L_SIMGID1_3Y | 3 | South | YES | 0.04785 | 324.9 | 60 | 329 | 0 | 1.02 | GST | 1 | 0.079381 | 329 | 329 | 15.7426 | 329 |  |  | 0.079381 | 26.1162 |  |  |  |  | 0 | 0
251 | BOSQUESW803 | 2 | North | YES | -0.039132 | 150 | 0 | 150 | 0 | 1.032 | CC | -1 | 0.079709 | 150 | 150 |  |  | -5.8698 | 150 | -0.079709 | -11.9564 |  |  |  |  | 0 | 0
253 | BOSQUESW804 | 2 | North | YES | -0.039132 | 80 | 0 | 80 | 0 | 1.032 | CC | -1 | 0.079709 | 80 | 80 |  |  | -3.1306 | 80 | -0.079709 | -6.3767 |  |  |  |  | 0 | 0
7007 | L_LOSTPI1_1Y | 1 | South | YES | 0.048531 | 158.6 | 110 | 158 | 0 | 1 | CC | 1 | 0.080062 | 158 | 158 | 7.6679 | 158 |  |  | 0.080062 | 12.6497 |  |  |  |  | 0 | 0
7008 | L_LOSTPI1_2Y | 2 | South | YES | 0.048531 | 157.7 | 107 | 160 | 0 | 1 | CC | 1 | 0.080062 | 160 | 160 | 7.765 | 160 |  |  | 0.080062 | 12.8099 |  |  |  |  | 0 | 0
7009 | L_LOSTPI1_3Y | 3 | South | YES | 0.048531 | 173.9 | 72 | 175 | 0 | 1 | CC | 1 | 0.080062 | 175 | 175 | 8.4929 | 175 |  |  | 0.080062 | 14.0108 |  |  |  |  | 0 | 0
7031 | L_MARSFO1G1Y | 1 | South | YES | 0.048821 | 0 | 0 | 36 |  | 1 | Hydro | 1 | 0.080352 | 0 | 0 | 0 | 0 |  |  | 0.080352 | 0 |  |  |  |  | 0 | 0
7032 | L_MARSFO1G2Y | 2 | South | YES | 0.048821 | 0 | 0 | 35 |  | 1 | Hydro | 1 | 0.080352 | 0 | 0 | 0 | 0 |  |  | 0.080352 | 0 |  |  |  |  | 0 | 0
7033 | L_MARSFO1G3Y | 3 | South | YES | 0.048821 | 0 | 0 | 36 |  | 1 | Hydro | 1 | 0.080352 | 0 | 0 | 0 | 0 |  |  | 0.080352 | 0 |  |  |  |  | 0 | 0
7808 | L_BASTEN1_2Y | 1 | South | YES | 0.048897 | 149.5 | 83.5 | 149.5 |  | 1.004 | CC | 1 | 0.080428 | 149.5 | 149.5 | 7.3101 | 149.5 |  |  | 0.080428 | 12.0239 |  |  |  |  | 0 | 0
7807 | L_BASTEN1_1Y | 1 | South | YES | 0.048897 | 152.5 | 83.5 | 152.5 |  | 1.004 | CC | 1 | 0.080428 | 152.5 | 152.5 | 7.4568 | 152.5 |  |  | 0.080428 | 12.2652 |  |  |  |  | 0 | 0
7809 | L_BASTEN1_3Y | 1 | South | YES | 0.048897 | 232.6 | 42 | 232.6 |  | 1.004 | CC | 1 | 0.080428 | 232.6 | 232.6 | 11.3734 | 232.6 |  |  | 0.080428 | 18.7075 |  |  |  |  | 0 | 0
9017 | SANDH_G2 | 2 | South | YES | 0.049648 | 45 | 2 | 46 | 0 | 1.0175 | GGT | 1 | 0.081179 | 46 | 46 | 2.2838 | 46 |  |  | 0.081179 | 3.7342 |  |  |  |  | 0 | 0
9018 | SANDH_G3 | 3 | South | YES | 0.049648 | 45 | 2 | 46 | 0 | 1.0175 | GGT | 1 | 0.081179 | 46 | 46 | 2.2838 | 46 |  |  | 0.081179 | 3.7342 |  |  |  |  | 0 | 0
9019 | SANDH_G4 | 4 | South | YES | 0.049648 | 0 | 2 | 47 |  | 1.0175 | GGT | 1 | 0.081179 | 47 | 47 | 2.3335 | 47 |  |  | 0.081179 | 3.8154 |  |  |  |  | 0 | 0
9016 | SANDH_G1 | 1 | South | YES | 0.049648 | 45 | 2 | 49 | 0 | 1.0175 | GGT | 1 | 0.081179 | 49 | 49 | 2.4328 | 49 |  |  | 0.081179 | 3.9778 |  |  |  |  | 0 | 0
9021 | SANDHG5C | 5C | South | YES | 0.049648 | 140 | 0 | 148 | 0 | 1.0175 | CC | 1 | 0.081179 | 148 | 148 | 7.3479 | 148 |  |  | 0.081179 | 12.0144 |  |  |  |  | 0 | 0
9020 | SANDHG5A | 5A | South | YES | 0.049648 | 150 | 84 | 155 | 0 | 1.0175 | CC | 1 | 0.081179 | 155 | 155 | 7.6954 | 155 |  |  | 0.081179 | 12.5827 |  |  |  |  | 0 | 0
7020 | L_AUSTPL1_1Y | 1 | South | YES | 0.049963 | 0 | 0 | 8 |  | 1 | Hydro | 1 | 0.081494 | 0 | 0 | 0 | 0 |  |  | 0.081494 | 0 |  |  |  |  | 0 | 0
7020 | L_AUSTPL1_1Y | 2 | South | YES | 0.049963 | 0 | 0 | 8 |  | 1 | Hydro | 1 | 0.081494 | 0 | 0 | 0 | 0 |  |  | 0.081494 | 0 |  |  |  |  | 0 | 0
9000 | DECKR_G1 | 1 | South | YES | 0.050153 | 280 | 50 | 321 | 0 | 1.015 | GST | 1 | 0.081684 | 321 | 321 | 16.0991 | 321 |  |  | 0.081684 | 26.2205 |  |  |  |  | 0 | 0
9001 | DECKR_G2 | 2 | South | YES | 0.050153 | 400 | 50 | 426 | 0 | 1.015 | GST | 1 | 0.081684 | 426 | 426 | 21.3652 | 426 |  |  | 0.081684 | 34.7972 |  |  |  |  | 0 | 0
9002 | DECKR_G3 | 3 | South | YES | 0.050592 | 0 | 24 | 42 |  | 1.015 | GGT | 1 | 0.082123 | 42 | 42 | 2.1249 | 42 |  |  | 0.082123 | 3.4492 |  |  |  |  | 0 | 0
9003 | DECKR_G4 | 4 | South | YES | 0.050592 | 44 | 24 | 44 | 0 | 1.015 | GGT | 1 | 0.082123 | 44 | 44 | 2.226 | 44 |  |  | 0.082123 | 3.6134 |  |  |  |  | 0 | 0
9004 | DECKR_G5 | 5 | South | YES | 0.050592 | 44 | 24 | 44 | 0 | 1.015 | GGT | 1 | 0.082123 | 44 | 44 | 2.226 | 44 |  |  | 0.082123 | 3.6134 |  |  |  |  | 0 | 0
9005 | DECKR_G6 | 6 | South | YES | 0.050592 | 44 | 24 | 47 | 0 | 1.015 | GGT | 1 | 0.082123 | 47 | 47 | 2.3778 | 47 |  |  | 0.082123 | 3.8598 |  |  |  |  | 0 | 0
13432 | SANDOW_5G | 5 | South | YES | 0.056524 | 581 | 225 | 581 | 0 | 1.029 | LIGCO | 1 | 0.088055 | 0 | 581 | 32.8404 | 581 |  |  | 0.088055 | 51.1598 |  |  |  |  | 0 | 0
238 | BOSQUESW505 | 1 | North | YES | -0.048096 | 255 | 0 | 255 | 0 | 1.02 | CC | -1 | 0.088673 | 255 | 255 |  |  | -12.2645 | 255 | -0.088673 | -22.6117 |  |  |  |  | 0 | 0
247 | BOSQUESW501 | 2 | North | YES | -0.048096 | 124.8 | 0 | 156 | 0 | 1.02 | GGT | -1 | 0.088673 | 156 | 156 |  |  | -7.503 | 156 | -0.088673 | -13.833 |  |  |  |  | 0 | 0
239 | BOSQUESW502 | 1 | North | YES | -0.048096 | 119.2 | 0 | 149 | 0 | 1.02 | GGT | -1 | 0.088673 | 149 | 149 |  |  | -7.1663 | 149 | -0.088673 | -13.2123 |  |  |  |  | 0 | 0
3404 | THOUSE_2G | 2 | North | YES | -0.048455 | 807 | 250 | 807 | 0 | 1.012 | GSC | -1 | 0.089032 | 807 | 807 |  |  | -39.1032 | 807 | -0.089032 | -71.8491 |  |  |  |  | 0 | 0
3403 | THOUSE_1G | 1 | North | YES | -0.048455 | 563 | 200 | 563 | 0 | 1.012 | GSC | -1 | 0.089032 | 563 | 563 |  |  | -27.2802 | 563 | -0.089032 | -50.1252 |  |  |  |  | 0 | 0
3432 | SANDOW_4G | 4 | South | YES | 0.06478 | 580 | 225 | 580 | 0 | 1.029 | LIGCO | 1 | 0.096311 | 0 | 580 | 37.5724 | 580 |  |  | 0.096311 | 55.8602 |  |  |  |  | 0 | 0
3417 | LAKE_CRK2_G | 2 | North | YES | -0.070568 | 177.6 | 40 | 222 | 0 | 1.029 | GST | -1 | 0.11115 | 222 | 222 |  |  | -15.6661 | 222 | -0.11115 | -24.6743 |  |  |  |  | 0 | 0
3416 | LAKE_CRK1_G | 1 | North | YES | -0.070568 | 60 | 33 | 75 |  | 1.029 | GST | -1 | 0.11115 | 75 | 75 |  |  | -5.2926 | 75 | -0.11115 | -8.3359 |  |  |  |  | 0 | 0
[26 empty] | 0 | 0
[26 empty] | 0 | 0
[26 empty] | 0 | 0
[26 empty] | 0 | 0
[26 empty] | 0 | 0
[26 empty] | 0 | 0
[26 empty] | 0 | 0
[26 empty] | 0 | 0
[26 empty] | 0 | 0
[26 empty] | 0 | 0
[26 empty] | 0 | 0
[26 empty] | 0 | 0
[26 empty] | 0 | 0
[26 empty] | 0 | 0
[26 empty] | 0 | 0
[26 empty] | 0 | 0
[26 empty] | 0 | 0
[26 empty] | 0 | 0
[26 empty] | 0 | 0
[26 empty] | 0 | 0
[26 empty] | 0 | 0
[26 empty] | 0 | 0
[26 empty] | 0 | 0
[26 empty] | 0 | 0
[26 empty] | 0 | 0
[26 empty] | 0 | 0
[26 empty] | 0 | 0
[26 empty] | 0 | 0
[26 empty] | 0 | 0
[26 empty] | 0 | 0
[26 empty] | 0 | 0
[26 empty] | 0 | 0
[26 empty] | 0 | 0
[26 empty] | 0 | 0
[26 empty] | 0 | 0
[26 empty] | 0 | 0
[26 empty] | 0 | 0
[26 empty] | 0 | 0
[26 empty] | 0 | 0
[26 empty] | 0 | 0
[26 empty] | 0 | 0
[26 empty] | 0 | 0
[26 empty] | 0 | 0
[26 empty] | 0 | 0
[26 empty] | 0 | 0
[26 empty] | 0 | 0
[26 empty] | 0 | 0
[26 empty] | 0 | 0
[26 empty] | 0 | 0
[26 empty] | 0 | 0
[26 empty] | 0 | 0
[26 empty] | 0 | 0
[26 empty] | 0 | 0
[26 empty] | 0 | 0
[26 empty] | 0 | 0
[26 empty] | 0 | 0
[26 empty] | 0 | 0
[26 empty] | 0 | 0
[26 empty] | 0 | 0
[26 empty] | 0 | 0
[26 empty] | 0 | 0
[26 empty] | 0 | 0
[26 empty] | 0 | 0
[26 empty] | 0 | 0
[26 empty] | 0 | 0
[26 empty] | 0 | 0
[26 empty] | 0 | 0
[26 empty] | 0 | 0
[26 empty] | 0 | 0
[26 empty] | 0 | 0
[26 empty] | 0 | 0
[26 empty] | 0 | 0
[26 empty] | 0 | 0
[26 empty] | 0 | 0
[26 empty] | 0 | 0
[26 empty] | 0 | 0
[26 empty] | 0 | 0
[26 empty] | 0 | 0
[26 empty] | 0 | 0
[26 empty] | 0 | 0
[26 empty] | 0 | 0
[26 empty] | 0 | 0
[26 empty] | 0 | 0
[26 empty] | 0 | 0
[26 empty] | 0 | 0
[26 empty] | 0 | 0
[26 empty] | 0 | 0
[26 empty] | 0 | 0
[26 empty] | 0 | 0
[26 empty] | 0 | 0
[26 empty] | 0 | 0
[26 empty] | 0 | 0
[26 empty] | 0 | 0
[26 empty] | 0 | 0
[26 empty] | 0 | 0
[26 empty] | 0 | 0
[26 empty] | 0 | 0
[26 empty] | 0 | 0
[26 empty] | 0 | 0
[26 empty] | 0 | 0
[26 empty] | 0 | 0
[26 empty] | 0 | 0
[26 empty] | 0 | 0
[26 empty] | 0 | 0
[26 empty] | 0 | 0
[26 empty] | 0 | 0
[26 empty] | 0 | 0
[26 empty] | 0 | 0
[26 empty] | 0 | 0
[26 empty] | 0 | 0
[26 empty] | 0 | 0
[26 empty] | 0 | 0
[26 empty] | 0 | 0
[26 empty] | 0 | 0
[26 empty] | 0 | 0
[26 empty] | 0 | 0
[26 empty] | 0 | 0
[26 empty] | 0 | 0
[26 empty] | 0 | 0
[26 empty] | 0 | 0
[26 empty] | 0 | 0
[26 empty] | 0 | 0
[26 empty] | 0 | 0
[26 empty] | 0 | 0
[26 empty] | 0 | 0
[26 empty] | 0 | 0
[26 empty] | 0 | 0
[26 empty] | 0 | 0
[26 empty] | 0 | 0
[26 empty] | 0 | 0
[26 empty] | 0 | 0
[26 empty] | 0 | 0
[26 empty] | 0 | 0
[26 empty] | 0 | 0
[26 empty] | 0 | 0
[26 empty] | 0 | 0
[26 empty] | 0 | 0
[26 empty] | 0 | 0
[26 empty] | 0 | 0
[26 empty] | 0 | 0
[26 empty] | 0 | 0
[26 empty] | 0 | 0
[26 empty] | 0 | 0
[26 empty] | 0 | 0
[26 empty] | 0 | 0
[26 empty] | 0 | 0
[26 empty] | 0 | 0
[26 empty] | 0 | 0
[26 empty] | 0 | 0
[26 empty] | 0 | 0
[26 empty] | 0 | 0
[26 empty] | 0 | 0
[26 empty] | 0 | 0
[26 empty] | 0 | 0
[26 empty] | 0 | 0
[26 empty] | 0 | 0
[26 empty] | 0 | 0
[26 empty] | 0 | 0
[26 empty] | 0 | 0
[26 empty] | 0 | 0
[26 empty] | 0 | 0
[26 empty] | 0 | 0
[26 empty] | 0 | 0
[26 empty] | 0 | 0
[26 empty] | 0 | 0
[26 empty] | 0 | 0
[26 empty] | 0 | 0
[26 empty] | 0 | 0
[26 empty] | 0 | 0
[26 empty] | 0 | 0
[26 empty] | 0 | 0
[26 empty] | 0 | 0
[26 empty] | 0 | 0
[26 empty] | 0 | 0
[26 empty] | 0 | 0
[26 empty] | 0 | 0
[26 empty] | 0 | 0
[26 empty] | 0 | 0
[26 empty] | 0 | 0
[26 empty] | 0 | 0
[26 empty] | 0 | 0
[26 empty] | 0 | 0
[26 empty] | 0 | 0
[26 empty] | 0 | 0
[26 empty] | 0 | 0
[26 empty] | 0 | 0
[26 empty] | 0 | 0
[26 empty] | 0 | 0
[26 empty] | 0 | 0
[26 empty] | 0 | 0
[26 empty] | 0 | 0
[26 empty] | 0 | 0
[26 empty] | 0 | 0
[26 empty] | 0 | 0
[26 empty] | 0 | 0
[26 empty] | 0 | 0
[26 empty] | 0 | 0
[26 empty] | 0 | 0
[26 empty] | 0 | 0
[26 empty] | 0 | 0
[26 empty] | 0 | 0
[26 empty] | 0 | 0
[26 empty] | 0 | 0
[26 empty] | 0 | 0
[26 empty] | 0 | 0
[26 empty] | 0 | 0
[26 empty] | 0 | 0
[26 empty] | 0 | 0
[26 empty] | 0 | 0
[26 empty] | 0 | 0
[26 empty] | 0 | 0
[26 empty] | 0 | 0
[26 empty] | 0 | 0
[26 empty] | 0 | 0
[26 empty] | 0 | 0
[26 empty] | 0 | 0
[26 empty] | 0 | 0
[26 empty] | 0 | 0
[26 empty] | 0 | 0
[26 empty] | 0 | 0
[26 empty] | 0 | 0
[26 empty] | 0 | 0
[26 empty] | 0 | 0
[26 empty] | 0 | 0
[26 empty] | 0 | 0
[26 empty] | 0 | 0
[26 empty] | 0 | 0
[26 empty] | 0 | 0
[26 empty] | 0 | 0
[26 empty] | 0 | 0
[26 empty] | 0 | 0
[26 empty] | 0 | 0
[26 empty] | 0 | 0
[26 empty] | 0 | 0
[26 empty] | 0 | 0
[26 empty] | 0 | 0
[26 empty] | 0 | 0
[26 empty] | 0 | 0
[26 empty] | 0 | 0
[26 empty] | 0 | 0
[26 empty] | 0 | 0
[26 empty] | 0 | 0
[26 empty] | 0 | 0
[26 empty] | 0 | 0
[26 empty] | 0 | 0
[26 empty] | 0 | 0
[26 empty] | 0 | 0
[26 empty] | 0 | 0
[26 empty] | 0 | 0
[26 empty] | 0 | 0
[26 empty] | 0 | 0
[26 empty] | 0 | 0
[26 empty] | 0 | 0
[26 empty] | 0 | 0
[26 empty] | 0 | 0
[26 empty] | 0 | 0
[26 empty] | 0 | 0
[26 empty] | 0 | 0
[26 empty] | 0 | 0
[26 empty] | 0 | 0
[26 empty] | 0 | 0
[26 empty] | 0 | 0
[26 empty] | 0 | 0
[26 empty] | 0 | 0
[26 empty] | 0 | 0
[26 empty] | 0 | 0
[26 empty] | 0 | 0
[26 empty] | 0 | 0
[26 empty] | 0 | 0
[26 empty] | 0 | 0
[26 empty] | 0 | 0
[26 empty] | 0 | 0
[26 empty] | 0 | 0
[26 empty] | 0 | 0
[26 empty] | 0 | 0
[26 empty] | 0 | 0
[26 empty] | 0 | 0
[26 empty] | 0 | 0
[26 empty] | 0 | 0
[26 empty] | 0 | 0
[26 empty] | 0 | 0
[26 empty] | 0 | 0
[26 empty] | 0 | 0
[26 empty] | 0 | 0
[26 empty] | 0 | 0
[26 empty] | 0 | 0
[26 empty] | 0 | 0
[26 empty] | 0 | 0
[26 empty] | 0 | 0
[26 empty] | 0 | 0
[26 empty] | 0 | 0
[26 empty] | 0 | 0
[26 empty] | 0 | 0
[26 empty] | 0 | 0
[26 empty] | 0 | 0
[26 empty] | 0 | 0
[26 empty] | 0 | 0
[26 empty] | 0 | 0
[26 empty] | 0 | 0
[26 empty] | 0 | 0
[26 empty] | 0 | 0
[26 empty] | 0 | 0
[26 empty] | 0 | 0
[26 empty] | 0 | 0
[26 empty] | 0 | 0
[26 empty] | 0 | 0
[26 empty] | 0 | 0
[26 empty] | 0 | 0
[26 empty] | 0 | 0
[26 empty] | 0 | 0
[26 empty] | 0 | 0
[26 empty] | 0 | 0
[26 empty] | 0 | 0
[26 empty] | 0 | 0
[26 empty] | 0 | 0
[26 empty] | 0 | 0
[26 empty] | 0 | 0
[26 empty] | 0 | 0
[26 empty] | 0 | 0
[26 empty] | 0 | 0
[26 empty] | 0 | 0
[26 empty] | 0 | 0
[26 empty] | 0 | 0
[26 empty] | 0 | 0
[26 empty] | 0 | 0
[26 empty] | 0 | 0
[26 empty] | 0 | 0
[26 empty] | 0 | 0
[26 empty] | 0 | 0
[26 empty] | 0 | 0
[26 empty] | 0 | 0
[26 empty] | 0 | 0
[26 empty] | 0 | 0
[26 empty] | 0 | 0
[26 empty] | 0 | 0
[26 empty] | 0 | 0
[26 empty] | 0 | 0
[26 empty] | 0 | 0
[26 empty] | 0 | 0
[26 empty] | 0 | 0
[26 empty] | 0 | 0
[26 empty] | 0 | 0
[26 empty] | 0 | 0
[26 empty] | 0 | 0
[26 empty] | 0 | 0
[26 empty] | 0 | 0
[26 empty] | 0 | 0
[26 empty] | 0 | 0
[26 empty] | 0 | 0
[26 empty] | 0 | 0
[26 empty] | 0 | 0
[26 empty] | 0 | 0
[26 empty] | 0 | 0
[26 empty] | 0 | 0
[26 empty] | 0 | 0
[26 empty] | 0 | 0
[26 empty] | 0 | 0
[26 empty] | 0 | 0
[26 empty] | 0 | 0
[26 empty] | 0 | 0
[26 empty] | 0 | 0
[26 empty] | 0 | 0
[26 empty] | 0 | 0
[26 empty] | 0 | 0
[26 empty] | 0 | 0
[26 empty] | 0 | 0
[26 empty] | 0 | 0
[26 empty] | 0 | 0
[26 empty] | 0 | 0
[26 empty] | 0 | 0
[26 empty] | 0 | 0
[26 empty] | 0 | 0
[26 empty] | 0 | 0
[26 empty] | 0 | 0
[26 empty] | 0 | 0
[26 empty] | 0 | 0
[26 empty] | 0 | 0
[26 empty] | 0 | 0
[26 empty] | 0 | 0
[26 empty] | 0 | 0
[26 empty] | 0 | 0
[26 empty] | 0 | 0
[26 empty] | 0 | 0
[26 empty] | 0 | 0
[26 empty] | 0 | 0
[26 empty] | 0 | 0
[26 empty] | 0 | 0
[26 empty] | 0 | 0
[26 empty] | 0 | 0
[26 empty] | 0 | 0
[26 empty] | 0 | 0
[26 empty] | 0 | 0
[26 empty] | 0 | 0
[26 empty] | 0 | 0
[26 empty] | 0 | 0
[26 empty] | 0 | 0
[26 empty] | 0 | 0
[26 empty] | 0 | 0
[26 empty] | 0 | 0
[26 empty] | 0 | 0
[26 empty] | 0 | 0
[26 empty] | 0 | 0
[26 empty] | 0 | 0
[26 empty] | 0 | 0
[26 empty] | 0 | 0
[26 empty] | 0 | 0
[26 empty] | 0 | 0
[26 empty] | 0 | 0
[26 empty] | 0 | 0
[26 empty] | 0 | 0
[26 empty] | 0 | 0
[26 empty] | 0 | 0
[26 empty] | 0 | 0
[26 empty] | 0 | 0
[26 empty] | 0 | 0
[26 empty] | 0 | 0
[26 empty] | 0 | 0
[26 empty] | 0 | 0
[26 empty] | 0 | 0
[26 empty] | 0 | 0
[26 empty] | 0 | 0
[26 empty] | 0 | 0
[26 empty] | 0 | 0
[26 empty] | 0 | 0
[26 empty] | 0 | 0
[26 empty] | 0 | 0
[26 empty] | 0 | 0
[26 empty] | 0 | 0
[26 empty] | 0 | 0
[26 empty] | 0 | 0
[26 empty] | 0 | 0
[26 empty] | 0 | 0
[26 empty] | 0 | 0
[26 empty] | 0 | 0
[26 empty] | 0 | 0
[26 empty] | 0 | 0
[26 empty] | 0 | 0
[26 empty] | 0 | 0
[26 empty] | 0 | 0
[26 empty] | 0 | 0
[26 empty] | 0 | 0
[26 empty] | 0 | 0
[26 empty] | 0 | 0
[26 empty] | 0 | 0
[26 empty] | 0 | 0
[26 empty] | 0 | 0
[26 empty] | 0 | 0
[26 empty] | 0 | 0
[26 empty] | 0 | 0
[26 empty] | 0 | 0
[26 empty] | 0 | 0
[26 empty] | 0 | 0
[26 empty] | 0 | 0
[26 empty] | 0 | 0
[26 empty] | 0 | 0
[26 empty] | 0 | 0
[26 empty] | 0 | 0
[26 empty] | 0 | 0
[26 empty] | 0 | 0
[26 empty] | 0 | 0
[26 empty] | 0 | 0
[26 empty] | 0 | 0
[26 empty] | 0 | 0
[26 empty] | 0 | 0
[26 empty] | 0 | 0
[26 empty] | 0 | 0
[26 empty] | 0 | 0
[26 empty] | 0 | 0
[26 empty] | 0 | 0
[26 empty] | 0 | 0
[26 empty] | 0 | 0
[26 empty] | 0 | 0
[26 empty] | 0 | 0
[26 empty] | 0 | 0
[26 empty] | 0 | 0
[26 empty] | 0 | 0
[26 empty] | 0 | 0
[26 empty] | 0 | 0
[26 empty] | 0 | 0
[26 empty] | 0 | 0
[26 empty] | 0 | 0
[26 empty] | 0 | 0
[26 empty] | 0 | 0
[26 empty] | 0 | 0
[26 empty] | 0 | 0
[26 empty] | 0 | 0
[26 empty] | 0 | 0
[26 empty] | 0 | 0
[26 empty] | 0 | 0
[26 empty] | 0 | 0
[26 empty] | 0 | 0
[26 empty] | 0 | 0
[26 empty] | 0 | 0
[26 empty] | 0 | 0
[26 empty] | 0 | 0
[26 empty] | 0 | 0
[26 empty] | 0 | 0
[26 empty] | 0 | 0
[26 empty] | 0 | 0
[26 empty] | 0 | 0
[26 empty] | 0 | 0
[26 empty] | 0 | 0
[26 empty] | 0 | 0
[26 empty] | 0 | 0
[26 empty] | 0 | 0
[26 empty] | 0 | 0
[26 empty] | 0 | 0
[26 empty] | 0 | 0
[26 empty] | 0 | 0
[26 empty] | 0 | 0
[26 empty] | 0 | 0
[26 empty] | 0 | 0
[26 empty] | 0 | 0
[26 empty] | 0 | 0
[26 empty] | 0 | 0
[26 empty] | 0 | 0
[26 empty] | 0 | 0
[26 empty] | 0 | 0
[26 empty] | 0 | 0
[26 empty] | 0 | 0
[26 empty] | 0 | 0
[26 empty] | 0 | 0
[26 empty] | 0 | 0
[26 empty] | 0 | 0
[26 empty] | 0 | 0
[26 empty] | 0 | 0
[26 empty] | 0 | 0
[26 empty] | 0 | 0
[26 empty] | 0 | 0
[26 empty] | 0 | 0
[26 empty] | 0 | 0
[26 empty] | 0 | 0
[26 empty] | 0 | 0
[26 empty] | 0 | 0
[26 empty] | 0 | 0
[26 empty] | 0 | 0
[26 empty] | 0 | 0
[26 empty] | 0 | 0
[26 empty] | 0 | 0
[26 empty] | 0 | 0
[26 empty] | 0 | 0
[26 empty] | 0 | 0
[26 empty] | 0 | 0
[26 empty] | 0 | 0
[26 empty] | 0 | 0
[26 empty] | 0 | 0
[26 empty] | 0 | 0
[26 empty] | 0 | 0
[26 empty] | 0 | 0
[26 empty] | 0 | 0
[26 empty] | 0 | 0
[26 empty] | 0 | 0
[26 empty] | 0 | 0
[26 empty] | 0 | 0
[26 empty] | 0 | 0
[26 empty] | 0 | 0
[26 empty] | 0 | 0
[26 empty] | 0 | 0
[26 empty] | 0 | 0
[26 empty] | 0 | 0
[26 empty] | 0 | 0
[26 empty] | 0 | 0
[26 empty] | 0 | 0
[26 empty] | 0 | 0
[26 empty] | 0 | 0
[26 empty] | 0 | 0
[26 empty] | 0 | 0
[26 empty] | 0 | 0
[26 empty] | 0 | 0
[26 empty] | 0 | 0
[26 empty] | 0 | 0
[26 empty] | 0 | 0
[26 empty] | 0 | 0
[26 empty] | 0 | 0
[26 empty] | 0 | 0
[26 empty] | 0 | 0
[26 empty] | 0 | 0
[26 empty] | 0 | 0
[26 empty] | 0 | 0
[26 empty] | 0 | 0
[26 empty] | 0 | 0
[26 empty] | 0 | 0
[26 empty] | 0 | 0
[26 empty] | 0 | 0
[26 empty] | 0 | 0
[26 empty] | 0 | 0
[26 empty] | 0 | 0
[26 empty] | 0 | 0
[26 empty] | 0 | 0
[26 empty] | 0 | 0
[26 empty] | 0 | 0
[26 empty] | 0 | 0
[26 empty] | 0 | 0
[26 empty] | 0 | 0
[26 empty] | 0 | 0
[26 empty] | 0 | 0
[26 empty] | 0 | 0
[26 empty] | 0 | 0
[26 empty] | 0 | 0
[26 empty] | 0 | 0
[26 empty] | 0 | 0
[26 empty] | 0 | 0
[26 empty] | 0 | 0
[26 empty] | 0 | 0
[26 empty] | 0 | 0
[26 empty] | 0 | 0
[26 empty] | 0 | 0
[26 empty] | 0 | 0
[26 empty] | 0 | 0
[26 empty] | 0 | 0
[26 empty] | 0 | 0
[26 empty] | 0 | 0
[26 empty] | 0 | 0
[26 empty] | 0 | 0
[26 empty] | 0 | 0
[26 empty] | 0 | 0
[26 empty] | 0 | 0
[26 empty] | 0 | 0
[26 empty] | 0 | 0
[26 empty] | 0 | 0
[26 empty] | 0 | 0
[26 empty] | 0 | 0
[26 empty] | 0 | 0
[26 empty] | 0 | 0
[26 empty] | 0 | 0
[26 empty] | 0 | 0
[26 empty] | 0 | 0
[26 empty] | 0 | 0
[26 empty] | 0 | 0
[26 empty] | 0 | 0
[26 empty] | 0 | 0
[26 empty] | 0 | 0
[26 empty] | 0 | 0
[26 empty] | 0 | 0
[26 empty] | 0 | 0
[26 empty] | 0 | 0
[26 empty] | 0 | 0
[26 empty] | 0 | 0
[26 empty] | 0 | 0
[26 empty] | 0 | 0
[26 empty] | 0 | 0
[26 empty] | 0 | 0
[26 empty] | 0 | 0
[26 empty] | 0 | 0
[26 empty] | 0 | 0
[26 empty] | 0 | 0
[26 empty] | 0 | 0
[26 empty] | 0 | 0
[26 empty] | 0 | 0
[26 empty] | 0 | 0
[26 empty] | 0 | 0
[26 empty] | 0 | 0
[26 empty] | 0 | 0
[26 empty] | 0 | 0
[26 empty] | 0 | 0
[26 empty] | 0 | 0
[26 empty] | 0 | 0
[26 empty] | 0 | 0
[26 empty] | 0 | 0
[26 empty] | 0 | 0
[26 empty] | 0 | 0
[26 empty] | 0 | 0
[26 empty] | 0 | 0
[26 empty] | 0 | 0
[26 empty] | 0 | 0
[26 empty] | 0 | 0
[26 empty] | 0 | 0
[26 empty] | 0 | 0
[26 empty] | 0 | 0
[26 empty] | 0 | 0
[26 empty] | 0 | 0
[26 empty] | 0 | 0
[26 empty] | 0 | 0
[26 empty] | 0 | 0
[26 empty] | 0 | 0
[26 empty] | 0 | 0
[26 empty] | 0 | 0
[26 empty] | 0 | 0
[26 empty] | 0 | 0
[26 empty] | 0 | 0
[26 empty] | 0 | 0
[26 empty] | 0 | 0
[26 empty] | 0 | 0
[26 empty] | 0 | 0
[26 empty] | 0 | 0
[26 empty] | 0 | 0
[26 empty] | 0 | 0
[26 empty] | 0 | 0
[26 empty] | 0 | 0
[26 empty] | 0 | 0
[26 empty] | 0 | 0
[26 empty] | 0 | 0
[26 empty] | 0 | 0
[26 empty] | 0 | 0
[26 empty] | 0 | 0
[26 empty] | 0 | 0
[26 empty] | 0 | 0
[26 empty] | 0 | 0
[26 empty] | 0 | 0
[26 empty] | 0 | 0
[26 empty] | 0 | 0
[26 empty] | 0 | 0
[26 empty] | 0 | 0
[26 empty] | 0 | 0
[26 empty] | 0 | 0
[26 empty] | 0 | 0
[26 empty] | 0 | 0
[26 empty] | 0 | 0
[26 empty] | 0 | 0
[26 empty] | 0 | 0
[26 empty] | 0 | 0
[26 empty] | 0 | 0
[26 empty] | 0 | 0
[26 empty] | 0 | 0
[26 empty] | 0 | 0
[26 empty] | 0 | 0
[26 empty] | 0 | 0
[26 empty] | 0 | 0
[26 empty] | 0 | 0
[26 empty] | 0 | 0
[26 empty] | 0 | 0
[26 empty] | 0 | 0
[26 empty] | 0 | 0
[26 empty] | 0 | 0
[26 empty] | 0 | 0
[26 empty] | 0 | 0
[26 empty] | 0 | 0
[26 empty] | 0 | 0
[26 empty] | 0 | 0
[26 empty] | 0 | 0
[26 empty] | 0 | 0
[26 empty] | 0 | 0
[26 empty] | 0 | 0
[26 empty] | 0 | 0
[26 empty] | 0 | 0
[26 empty] | 0 | 0
[26 empty] | 0 | 0
[26 empty] | 0 | 0
[26 empty] | 0 | 0
[26 empty] | 0 | 0
[26 empty] | 0 | 0
[26 empty] | 0 | 0
[26 empty] | 0 | 0
[26 empty] | 0 | 0
[26 empty] | 0 | 0
[26 empty] | 0 | 0
[26 empty] | 0 | 0
[26 empty] | 0 | 0
[26 empty] | 0 | 0
[26 empty] | 0 | 0
[26 empty] | 0 | 0
[26 empty] | 0 | 0
[26 empty] | 0 | 0
[26 empty] | 0 | 0
[26 empty] | 0 | 0
[26 empty] | 0 | 0
[26 empty] | 0 | 0
[26 empty] | 0 | 0
[26 empty] | 0 | 0
[26 empty] | 0 | 0
[26 empty] | 0 | 0
[26 empty] | 0 | 0
[26 empty] | 0 | 0
[26 empty] | 0 | 0
[26 empty] | 0 | 0
[26 empty] | 0 | 0
[26 empty] | 0 | 0
[26 empty] | 0 | 0
[26 empty] | 0 | 0
[26 empty] | 0 | 0
[26 empty] | 0 | 0
[26 empty] | 0 | 0
[26 empty] | 0 | 0
[26 empty] | 0 | 0
[26 empty] | 0 | 0
[26 empty] | 0 | 0
[26 empty] | 0 | 0
[26 empty] | 0 | 0
[26 empty] | 0 | 0
[26 empty] | 0 | 0
[26 empty] | 0 | 0
[26 empty] | 0 | 0
[26 empty] | 0 | 0
[26 empty] | 0 | 0
[26 empty] | 0 | 0
[26 empty] | 0 | 0
[26 empty] | 0 | 0
[26 empty] | 0 | 0
[26 empty] | 0 | 0
[26 empty] | 0 | 0
[26 empty] | 0 | 0
[26 empty] | 0 | 0
[26 empty] | 0 | 0
[26 empty] | 0 | 0
[26 empty] | 0 | 0
[26 empty] | 0 | 0
[26 empty] | 0 | 0
[26 empty] | 0 | 0
[26 empty] | 0 | 0
[26 empty] | 0 | 0
[26 empty] | 0 | 0
[26 empty] | 0 | 0
[26 empty] | 0 | 0
[26 empty] | 0 | 0
[26 empty] | 0 | 0
[26 empty] | 0 | 0
[26 empty] | 0 | 0
[26 empty] | 0 | 0
[26 empty] | 0 | 0
[26 empty] | 0 | 0
[26 empty] | 0 | 0
[26 empty] | 0 | 0
[26 empty] | 0 | 0
[26 empty] | 0 | 0
[26 empty] | 0 | 0
[26 empty] | 0 | 0
[26 empty] | 0 | 0
[26 empty] | 0 | 0
[26 empty] | 0 | 0
[26 empty] | 0 | 0
[26 empty] | 0 | 0
[26 empty] | 0 | 0
[26 empty] | 0 | 0
[26 empty] | 0 | 0
[26 empty] | 0 | 0
[26 empty] | 0 | 0
[26 empty] | 0 | 0
[26 empty] | 0 | 0
[26 empty] | 0 | 0
[26 empty] | 0 | 0
[26 empty] | 0 | 0
[26 empty] | 0 | 0
[26 empty] | 0 | 0
[26 empty] | 0 | 0
[26 empty] | 0 | 0
[26 empty] | 0 | 0
[26 empty] | 0 | 0
[26 empty] | 0 | 0
[26 empty] | 0 | 0
[26 empty] | 0 | 0
[26 empty] | 0 | 0
[26 empty] | 0 | 0
[26 empty] | 0 | 0
[26 empty] | 0 | 0
[26 empty] | 0 | 0
[26 empty] | 0 | 0
[26 empty] | 0 | 0
[26 empty] | 0 | 0
[26 empty] | 0 | 0
[26 empty] | 0 | 0
[26 empty] | 0 | 0
[26 empty] | 0 | 0
[26 empty] | 0 | 0
[26 empty] | 0 | 0
[26 empty] | 0 | 0
[26 empty] | 0 | 0
[26 empty] | 0 | 0
[26 empty] | 0 | 0
[26 empty] | 0 | 0
[26 empty] | 0 | 0
[26 empty] | 0 | 0
[26 empty] | 0 | 0
[26 empty] | 0 | 0
[26 empty] | 0 | 0
[26 empty] | 0 | 0
[26 empty] | 0 | 0
[26 empty] | 0 | 0
[26 empty] | 0 | 0
[26 empty] | 0 | 0
[26 empty] | 0 | 0
[26 empty] | 0 | 0
[26 empty] | 0 | 0
[26 empty] | 0 | 0
[26 empty] | 0 | 0
[26 empty] | 0 | 0
[26 empty] | 0 | 0
[26 empty] | 0 | 0
[26 empty] | 0 | 0
[26 empty] | 0 | 0
[26 empty] | 0 | 0
[26 empty] | 0 | 0
[26 empty] | 0 | 0
[26 empty] | 0 | 0
[26 empty] | 0 | 0
[26 empty] | 0 | 0
[26 empty] | 0 | 0
[26 empty] | 0 | 0
[26 empty] | 0 | 0
[26 empty] | 0 | 0
[26 empty] | 0 | 0
[26 empty] | 0 | 0
[26 empty] | 0 | 0
[26 empty] | 0 | 0
[26 empty] | 0 | 0
[26 empty] | 0 | 0
[26 empty] | 0 | 0
[26 empty] | 0 | 0
[26 empty] | 0 | 0
[26 empty] | 0 | 0
[26 empty] | 0 | 0
[26 empty] | 0 | 0
[26 empty] | 0 | 0
[26 empty] | 0 | 0
[26 empty] | 0 | 0
[26 empty] | 0 | 0
[26 empty] | 0 | 0
[26 empty] | 0 | 0
[26 empty] | 0 | 0
[26 empty] | 0 | 0
[26 empty] | 0 | 0
[26 empty] | 0 | 0
[26 empty] | 0 | 0
[26 empty] | 0 | 0
[26 empty] | 0 | 0
[26 empty] | 0 | 0
[26 empty] | 0 | 0
[26 empty] | 0 | 0
[26 empty] | 0 | 0
[26 empty] | 0 | 0
[26 empty] | 0 | 0
[26 empty] | 0 | 0
[26 empty] | 0 | 0
[26 empty] | 0 | 0
[26 empty] | 0 | 0
[26 empty] | 0 | 0
[26 empty] | 0 | 0
[26 empty] | 0 | 0
[26 empty] | 0 | 0
[26 empty] | 0 | 0
[26 empty] | 0 | 0
[26 empty] | 0 | 0
[26 empty] | 0 | 0
[26 empty] | 0 | 0
[26 empty] | 0 | 0
[26 empty] | 0 | 0
[26 empty] | 0 | 0
[26 empty] | 0 | 0
[26 empty] | 0 | 0
[26 empty] | 0 | 0
[26 empty] | 0 | 0
[26 empty] | 0 | 0
[26 empty] | 0 | 0
[26 empty] | 0 | 0
[26 empty] | 0 | 0
[26 empty] | 0 | 0
[26 empty] | 0 | 0
[26 empty] | 0 | 0
[26 empty] | 0 | 0
[26 empty] | 0 | 0
[26 empty] | 0 | 0
[26 empty] | 0 | 0
[26 empty] | 0 | 0
[26 empty] | 0 | 0
[26 empty] | 0 | 0
[26 empty] | 0 | 0
[26 empty] | 0 | 0
[26 empty] | 0 | 0
[26 empty] | 0 | 0
[26 empty] | 0 | 0
[26 empty] | 0 | 0
[26 empty] | 0 | 0
[26 empty] | 0 | 0
[26 empty] | 0 | 0
[26 empty] | 0 | 0
[26 empty] | 0 | 0
[26 empty] | 0 | 0
[26 empty] | 0 | 0
[26 empty] | 0 | 0
[26 empty] | 0 | 0
[26 empty] | 0 | 0
[26 empty] | 0 | 0
[26 empty] | 0 | 0
[26 empty] | 0 | 0
[26 empty] | 0 | 0
[26 empty] | 0 | 0
[26 empty] | 0 | 0
[26 empty] | 0 | 0
[26 empty] | 0 | 0
[26 empty] | 0 | 0
[26 empty] | 0 | 0
[26 empty] | 0 | 0
[26 empty] | 0 | 0
[26 empty] | 0 | 0
[26 empty] | 0 | 0
[26 empty] | 0 | 0
[26 empty] | 0 | 0
[26 empty] | 0 | 0
[26 empty] | 0 | 0
[26 empty] | 0 | 0
[26 empty] | 0 | 0
[26 empty] | 0 | 0
[26 empty] | 0 | 0
[26 empty] | 0 | 0
[26 empty] | 0 | 0
[26 empty] | 0 | 0
[26 empty] | 0 | 0
[26 empty] | 0 | 0
[26 empty] | 0 | 0
[26 empty] | 0 | 0
[26 empty] | 0 | 0
[26 empty] | 0 | 0
[26 empty] | 0 | 0
[26 empty] | 0 | 0
[26 empty] | 0 | 0
[26 empty] | 0 | 0
[26 empty] | 0 | 0
[26 empty] | 0 | 0
[26 empty] | 0 | 0
[26 empty] | 0 | 0
[26 empty] | 0 | 0
[26 empty] | 0 | 0
[26 empty] | 0 | 0
[26 empty] | 0 | 0
[26 empty] | 0 | 0
[26 empty] | 0 | 0
[26 empty] | 0 | 0
[26 empty] | 0 | 0
[26 empty] | 0 | 0
[26 empty] | 0 | 0
[26 empty] | 0 | 0
[26 empty] | 0 | 0
[26 empty] | 0 | 0
[26 empty] | 0 | 0
[26 empty] | 0 | 0
[26 empty] | 0 | 0
[26 empty] | 0 | 0
[26 empty] | 0 | 0
[26 empty] | 0 | 0
[26 empty] | 0 | 0
[26 empty] | 0 | 0
[26 empty] | 0 | 0
[26 empty] | 0 | 0
[26 empty] | 0 | 0
[26 empty] | 0 | 0
[26 empty] | 0 | 0
[26 empty] | 0 | 0
[26 empty] | 0 | 0
[26 empty] | 0 | 0
[26 empty] | 0 | 0
[26 empty] | 0 | 0
[26 empty] | 0 | 0
[26 empty] | 0 | 0
[26 empty] | 0 | 0
[26 empty] | 0 | 0
[26 empty] | 0 | 0
[26 empty] | 0 | 0
[26 empty] | 0 | 0
[26 empty] | 0 | 0
[26 empty] | 0 | 0
[26 empty] | 0 | 0
[26 empty] | 0 | 0
[26 empty] | 0 | 0
[26 empty] | 0 | 0
[26 empty] | 0 | 0
[26 empty] | 0 | 0
[26 empty] | 0 | 0
[26 empty] | 0 | 0
[26 empty] | 0 | 0
[26 empty] | 0 | 0
[26 empty] | 0 | 0
[26 empty] | 0 | 0
[26 empty] | 0 | 0
[26 empty] | 0 | 0
[26 empty] | 0 | 0
[26 empty] | 0 | 0
[26 empty] | 0 | 0
[26 empty] | 0 | 0
[26 empty] | 0 | 0
[26 empty] | 0 | 0
[26 empty] | 0 | 0
[26 empty] | 0 | 0
[26 empty] | 0 | 0
[26 empty] | 0 | 0
[26 empty] | 0 | 0
[26 empty] | 0 | 0
[26 empty] | 0 | 0
[26 empty] | 0 | 0
[26 empty] | 0 | 0
[26 empty] | 0 | 0
[26 empty] | 0 | 0
[26 empty] | 0 | 0
[26 empty] | 0 | 0
[26 empty] | 0 | 0
[26 empty] | 0 | 0
[26 empty] | 0 | 0
[26 empty] | 0 | 0
[26 empty] | 0 | 0
[26 empty] | 0 | 0
[26 empty] | 0 | 0
[26 empty] | 0 | 0
[26 empty] | 0 | 0
[26 empty] | 0 | 0
[26 empty] | 0 | 0
[26 empty] | 0 | 0
[26 empty] | 0 | 0
[26 empty] | 0 | 0
[26 empty] | 0 | 0
[26 empty] | 0 | 0
[26 empty] | 0 | 0
[26 empty] | 0 | 0
[26 empty] | 0 | 0
[26 empty] | 0 | 0
[26 empty] | 0 | 0
[26 empty] | 0 | 0
[26 empty] | 0 | 0
[26 empty] | 0 | 0
[26 empty] | 0 | 0
[26 empty] | 0 | 0
[26 empty] | 0 | 0
[26 empty] | 0 | 0
[26 empty] | 0 | 0
[26 empty] | 0 | 0
[26 empty] | 0 | 0
[26 empty] | 0 | 0
[26 empty] | 0 | 0
[26 empty] | 0 | 0
[26 empty] | 0 | 0
[26 empty] | 0 | 0
[26 empty] | 0 | 0
[26 empty] | 0 | 0
[26 empty] | 0 | 0
[26 empty] | 0 | 0
[26 empty] | 0 | 0
[26 empty] | 0 | 0
[26 empty] | 0 | 0
[26 empty] | 0 | 0
[26 empty] | 0 | 0
[26 empty] | 0 | 0
[26 empty] | 0 | 0
[26 empty] | 0 | 0
[26 empty] | 0 | 0
[26 empty] | 0 | 0
[26 empty] | 0 | 0
[26 empty] | 0 | 0
[26 empty] | 0 | 0
[26 empty] | 0 | 0
[26 empty] | 0 | 0
[26 empty] | 0 | 0
[26 empty] | 0 | 0
[26 empty] | 0 | 0
[26 empty] | 0 | 0
[26 empty] | 0 | 0
[26 empty] | 0 | 0
[26 empty] | 0 | 0
[26 empty] | 0 | 0
[26 empty] | 0 | 0
[26 empty] | 0 | 0
[26 empty] | 0 | 0
[26 empty] | 0 | 0
[26 empty] | 0 | 0
[26 empty] | 0 | 0
[26 empty] | 0 | 0
[26 empty] | 0 | 0
[26 empty] | 0 | 0
[26 empty] | 0 | 0
[26 empty] | 0 | 0
[26 empty] | 0 | 0
[26 empty] | 0 | 0
[26 empty] | 0 | 0
[26 empty] | 0 | 0
[26 empty] | 0 | 0
[26 empty] | 0 | 0
[26 empty] | 0 | 0
[26 empty] | 0 | 0
[26 empty] | 0 | 0
[26 empty] | 0 | 0
[26 empty] | 0 | 0
[26 empty] | 0 | 0
[26 empty] | 0 | 0
[26 empty] | 0 | 0
[26 empty] | 0 | 0
[26 empty] | 0 | 0
[26 empty] | 0 | 0
[26 empty] | 0 | 0
[26 empty] | 0 | 0
[26 empty] | 0 | 0
[26 empty] | 0 | 0
[26 empty] | 0 | 0
[26 empty] | 0 | 0
[26 empty] | 0 | 0
[26 empty] | 0 | 0
[26 empty] | 0 | 0
[26 empty] | 0 | 0
[26 empty] | 0 | 0
[26 empty] | 0 | 0
[26 empty] | 0 | 0
[26 empty] | 0 | 0
[26 empty] | 0 | 0
[26 empty] | 0 | 0
[26 empty] | 0 | 0
[26 empty] | 0 | 0
[26 empty] | 0 | 0
[26 empty] | 0 | 0
[26 empty] | 0 | 0
[26 empty] | 0 | 0
[26 empty] | 0 | 0
[26 empty] | 0 | 0
[26 empty] | 0 | 0
[26 empty] | 0 | 0
[26 empty] | 0 | 0
[26 empty] | 0 | 0
[26 empty] | 0 | 0
[26 empty] | 0 | 0
[26 empty] | 0 | 0
[26 empty] | 0 | 0
[26 empty] | 0 | 0
[26 empty] | 0 | 0
[26 empty] | 0 | 0
[26 empty] | 0 | 0
[26 empty] | 0 | 0
[26 empty] | 0 | 0
[26 empty] | 0 | 0
[26 empty] | 0 | 0
[26 empty] | 0 | 0
[26 empty] | 0 | 0
[26 empty] | 0 | 0
[26 empty] | 0 | 0
[26 empty] | 0 | 0
[26 empty] | 0 | 0
[26 empty] | 0 | 0
[26 empty] | 0 | 0
[26 empty] | 0 | 0
[26 empty] | 0 | 0
[26 empty] | 0 | 0
[26 empty] | 0 | 0
[26 empty] | 0 | 0
[26 empty] | 0 | 0
[26 empty] | 0 | 0
[26 empty] | 0 | 0
[26 empty] | 0 | 0
[26 empty] | 0 | 0
[26 empty] | 0 | 0
[26 empty] | 0 | 0
[26 empty] | 0 | 0
[26 empty] | 0 | 0
[26 empty] | 0 | 0
[26 empty] | 0 | 0
[26 empty] | 0 | 0
[26 empty] | 0 | 0
[26 empty] | 0 | 0
[26 empty] | 0 | 0
[26 empty] | 0 | 0
[26 empty] | 0 | 0
[26 empty] | 0 | 0
[26 empty] | 0 | 0
[26 empty] | 0 | 0
[26 empty] | 0 | 0
[26 empty] | 0 | 0
[26 empty] | 0 | 0
[26 empty] | 0 | 0
[26 empty] | 0 | 0
[26 empty] | 0 | 0
[26 empty] | 0 | 0
[26 empty] | 0 | 0
[26 empty] | 0 | 0
[26 empty] | 0 | 0
[26 empty] | 0 | 0
[26 empty] | 0 | 0
[26 empty] | 0 | 0
[26 empty] | 0 | 0
[26 empty] | 0 | 0
[26 empty] | 0 | 0
[26 empty] | 0 | 0
[26 empty] | 0 | 0
[26 empty] | 0 | 0
[26 empty] | 0 | 0
[26 empty] | 0 | 0
[26 empty] | 0 | 0
[26 empty] | 0 | 0
[26 empty] | 0 | 0
[26 empty] | 0 | 0
[26 empty] | 0 | 0
[26 empty] | 0 | 0
[26 empty] | 0 | 0
[26 empty] | 0 | 0
[26 empty] | 0 | 0
[26 empty] | 0 | 0
[26 empty] | 0 | 0
[26 empty] | 0 | 0
[26 empty] | 0 | 0
[26 empty] | 0 | 0
[26 empty] | 0 | 0
[26 empty] | 0 | 0
[26 empty] | 0 | 0
[26 empty] | 0 | 0
[26 empty] | 0 | 0
[26 empty] | 0 | 0
[26 empty] | 0 | 0
[26 empty] | 0 | 0

## Zones
Houston | 1
North | -1
South | 1
West | -1
SET UP AREA, copy & paste values to cell B1
Source | South |  | N to H | N to W | N to S | W to N | S to N | W to S
Sink | North | Houston | -1 | 1 | -1 | -1 | 1 | -1
|  | North | 1 | 1 | 1 | -1 | -1 | -1
|  | South | -1 | 1 | -1 | -1 | 1 | -1
|  | West | 1 | -1 | 1 | 1 | -1 | 1
|  | Source | North | North | North | West | South | West
|  | Sink | Houston | West | South | North | North | South

## Tech
Number of Bus | Name of Bus | Tech Type
238 | BOSQUESW505 | CC
239 | BOSQUESW502 | GGT
244 | WHITNYDM01 | Hydro
245 | WHITNYDM02 | Hydro
247 | BOSQUESW501 | GGT
251 | BOSQUESW803 | CC
253 | BOSQUESW804 | CC
332 | RWMILLER01 | GST
333 | RWMILLER02 | GST
334 | RWMILLER03 | GST
335 | RWMILLER04 | GST
336 | RWMILLER05 | GST
344 | MRSSHPRD | Hydro
345 | MRSSHPRD01 | Hydro
366 | JNSNCNTY802 | Cogen
367 | JNSNCNTY802 | Cogen
503 | NTHTEXAS01 | GST
504 | NTHTEXAS02 | GST
505 | NTHTEXAS03 | GST
580 | JCKCNTY801 | CC
581 | JCKCNTY802 | CC
582 | JCKCNTY803 | CC
728 | WOLFRIDGE801 | Wind
837 | NEWMAN_G5 | GST
842 | OLINGER_G1 | GST
843 | OLINGER_G2 | GST
844 | OLINGER_G3 | GST
845 | OLINGER_G4 | GGT
923 | SPENCER_G4 | GST
924 | SPENCER_G5 | GST
948 | STEAM1 | GST
949 | STEAM2 | GST
950 | STEAM3 | GST
990 | GIBN_CREK_G1 | LIGCO
1002 | PBCTAGE_1G | GGT
1003 | PBCTBGE_2G | GGT
1004 | PBCTCGE_3G | GGT
1005 | PBCTDGE_4G | GGT
1006 | PBCTEGE_5G | GGT
1007 | PB5GEN_6G | GST
1008 | PB6GEN_7G | GST
1037 | MORGAN5G_5G | GST
1039 | MRGNAG_1G | GGT
1040 | MRGNBG_2G | GGT
1041 | MRGNCG_3G | GGT
1042 | MRGNDG_4G | GGT
1043 | MRGNEG_5G | GGT
1044 | MRGNFG_6G | GGT
1045 | CALENG1G_1G | Cogen
1046 | CALENG2G_2G | Cogen
1047 | CALENG3G_3G | Cogen
1058 | LONGSHORE_5 | Wind
1058 | LONGSHORE_5 | Wind
1061 | CIELOGEN_1G | Wind
1062 | CIELOGEN_2G | Wind
1068 | SCURRYCW_1G | Wind
1069 | KINDERMG_1G | Cogen
1070 | KINDERMG_2G | Cogen
1071 | KINDERMG_3G | Cogen
1073 | SCURRYCW_2G | Wind
1320 | BSP 1 | Cogen
1326 | STANTONW_8 | Wind
1327 | WILDHRSE_1G | Wind
1328 | OCOTILLO_1G | Wind
1333 | MCDDONAL_8 | Wind
1343 | TRENTIPP_8 | Wind
1349 | WESTXWIN_1G | Wind
1350 | NWPWRG1_1G | Wind
1354 | AEPWIND_8 | Wind
1360 | GUNSIGHT_8 | Wind
1416 | SWETWATR_1G | CC
1417 | SWETWATR_2G | CC
1418 | SWETWATR_3G | CC
1419 | SWETWATR_4G | CC
1432 | GRHAMSES_2G | GST
1433 | GRHAMSES_1G | GST
1437 | MESQUITW_1G | Wind
1438 | MESQUITW_2G | Wind
1442 | COKFIELD_5 | Wind
1453 | WCPWRCO_1G | CC
1454 | WCPWRCO_2G | CC
1455 | WCPWRCO_3G | CC
1479 | WFCOGEN_1G | Cogen
1479 | WFCOGEN_1G | Cogen
1482 | WFCOGEN_2G | Cogen
1482 | WFCOGEN_2G | Cogen
1600 | BARTNWND_1G | Wind
1643 | SLSTR1PP_1G | Wind
1675 | PEC_1G | Cogen
1676 | PEC_2G | Cogen
1677 | PEC_3G | Cogen
1678 | LAMARPWR_1G | CC
1679 | LAMARPWR_2G | CC
1680 | LAMARPWR_3G | CC
1681 | LAMARPWR_4G | CC
1682 | LAMARPWR_5G | CC
1683 | LAMARPWR_6G | CC
1687 | VALLEY_1G | GST
1688 | VALLEY_2G | GSC
1689 | VALLEY_3G | GST
1701 | MOSES_1G | LIGCO
1702 | MOSES_2G | LIGCO
1703 | MOSES_3G | LIGCO
1861 | EAGLEMNT_1G | GST
1862 | EAGLEMNT_2G | GST
1863 | EAGLEMNT_3G | GST
1877 | WLFHOLW_1G | CC
1878 | WLFHOLW_2G | CC
1879 | WLFHOLW_3G | CC
1889 | DECRDOVA_1G | GSC
1892 | DECRDOVA_2G | GGT
1893 | DECRDOVA_3G | GGT
1894 | DECRDOVA_4G | GGT
1895 | DECRDOVA_5G | GGT
1898 | COMCHEPK_1G | Nuc
1899 | COMCHEPK_2G | Nuc
1937 | MDLTHELP_5G | CC
1938 | MDLTHELP_6G | CC
1941 | MDLTHELP_1G | CC
1942 | MDLTHELP_2G | CC
1943 | MDLTHELP_3G | CC
1944 | MDLTHELP_4G | CC
1947 | HANDLEY_3G | GST
1948 | HANDLEY_4G | GST
1949 | HANDLEY_5G | GST
2371 | COLLIN_1G | GST
2381 | NTHLK1_G | GST
2382 | NTHLK2_G | GST
2383 | NTHLK3_G | GST
2413 | MTCK6_G | GST
2414 | MTCK7_G | GST
2417 | MTCK8_G | GSC
2451 | LKHB1_G | GST
2452 | LKHB2_G | GST
3097 | MARTLAKE_1G | LIGCO
3098 | MARTLAKE_2G | LIGCO
3099 | MARTLAKE_3G | LIGCO
3107 | STRYKER_1G | GST
3108 | STRYKER_2G | GST
3126 | TRINIDAD_6G | GST
3309 | ASPN_G | Bio
3348 | CHAMPION_1G | Cogen
3381 | BBRN_1G | LIGCO
3382 | BBRN_2G | LIGCO
3403 | THOUSE_1G | GSC
3404 | THOUSE_2G | GSC
3416 | LAKE_CRK1_G | GST
3417 | LAKE_CRK2_G | GST
3432 | SANDOW_4G | LIGCO
5026 | BRAUNIG_VHB1 | GST
5027 | BRAUNIG_VHB2 | GST
5028 | BRAUNIG_VHB3 | GST
5111 | CALAVER_JTD1 | LIGCO
5112 | CALAVER_JTD2 | LIGCO
5264 | LEON_LCP3G3 | GST
5265 | LEON_LCP4G4 | GST
5266 | LEON_LCPCT1 | GGT
5267 | LEON_LCPCT2 | GGT
5268 | LEON_LCPCT3 | GGT
5269 | LEON_LCPCT4 | GGT
5396 | CALAVER_OWS1 | GST
5397 | CALAVER_OWS2 | GST
5401 | CALAVER_JKS1 | LIGCO
5436 | TUTTL_WBT1G1 | GST
5438 | TUTTL_WBT3G3 | GST
5439 | TUTTL_WBT4G4 | GST
5476 | BRA_AVR1_CT1 | CC
5477 | BRA_AVR1_ST | CC
5478 | BRA_AVR1_CT2 | CC
5503 | RAYBURNGEN3 | GST
5505 | RAYBURNGEN1 | GGT
5506 | RAYBURNGEN2 | GGT
5508 | RAYBURNCC9 | CC
5509 | RAYBURNCC10 | CC
5511 | RAYBURNCC7 | CC
5512 | RAYBURNCC8 | CC
5728 | FALCONHYDRO2 | Hydro
5729 | FALCONHYDRO3 | Hydro
5890 | PEARSALLGEN1 | GST
5891 | PEARSALLGEN2 | GST
5892 | PEARSALLGEN3 | GST
5903 | SANMIGUELGEN | LIGCO
5911 | STP_GN1___1 | Nuc
5912 | STP_GN2___2 | Nuc
5920 | WELSHDC1 | DCTie
5925 | DCEAST | DCTie
5932 | SI_RAY9 | CC
5933 | SI_RAY6 | GST
5934 | SI_RAY5 | GST
5935 | SI_RAY10 | CC
6016 | SWMESA | Wind
6096 | NORTHDC7 | DCTie
6100 | OKLA7A | DCTie
6144 | MCADOO1A | Wind
6407 | TURKTRAK1A | Wind
6637 | SNYDERW1A | Wind
6752 | OKLA0A | LIGCO
6948 | DENISNDM | Hydro
6948 | DENISNDM | Hydro
7000 | L_FERGUS1_1Y | GSC
7004 | L_SIMGID1_1Y | GST
7005 | L_SIMGID1_2Y | GST
7006 | L_SIMGID1_3Y | GST
7007 | L_LOSTPI1_1Y | CC
7008 | L_LOSTPI1_2Y | CC
7009 | L_LOSTPI1_3Y | CC
7010 | L_FPPYD11_1Y | LIGCO
7011 | L_FPPYD11_2Y | LIGCO
7012 | L_FPPYD21_3Y | LIGCO
7014 | L_HAYSEN1_1Y | CC
7015 | L_HAYSEN1_2Y | CC
7016 | L_HAYSEN1_3Y | CC
7017 | L_HAYSEN1_4Y | CC
7020 | L_AUSTPL1_1Y | Hydro
7020 | L_AUSTPL1_1Y | Hydro
7022 | L_BUCHAN1_1Y | Hydro
7023 | L_BUCHAN1_2Y | Hydro
7024 | L_BUCHAN1_3Y | Hydro
7026 | L_INKSDA1_1Y | Hydro
7028 | L_MARBFA1_1Y | Hydro
7029 | L_MARBFA1_2Y | Hydro
7031 | L_MARSFO1G1Y | Hydro
7032 | L_MARSFO1G2Y | Hydro
7033 | L_MARSFO1G3Y | Hydro
7035 | L_WIRTZ_1G1Y | Hydro
7036 | L_WIRTZ_1G2Y | Hydro
7038 | L_DELAWA1_1Y | Wind
7038 | L_DELAWA1_1Y | Wind
7303 | L_WPPGS12_1Y | GGT
7303 | L_WPPGS12_1Y | GGT
7305 | L_WPPGS34_1Y | GGT
7305 | L_WPPGS34_1Y | GGT
7487 | L_CANYHY8_1Y | Hydro
7605 | L_MCQUEE9_1Y | Hydro
7605 | L_MCQUEE9_1Y | Hydro
7605 | L_MCQUEE9_1Y | Hydro
7609 | L_SCHUMA8_1Y | Hydro
7624 | L_LAKEWO9_1Y | Hydro
7624 | L_LAKEWO9_1Y | Hydro
7800 | L_GUADGE1_1Y | CC
7801 | L_GUADGE1_2Y | CC
7802 | L_GUADGE1_3Y | CC
7803 | L_GUADGE1_4Y | CC
7804 | L_GUADGE1_5Y | CC
7805 | L_GUADGE1_6Y | CC
7807 | L_BASTEN1_1Y | CC
7808 | L_BASTEN1_2Y | CC
7809 | L_BASTEN1_3Y | CC
7810 | L_RIONOG1G1Y | CC
7811 | L_RIONOG1G2Y | CC
7812 | L_RIONOG1G3Y | CC
7813 | L_RIONOG1S1Y | CC
8032 | AMISTADHYD1 | Hydro
8033 | AMISTADHYD2 | Hydro
8048 | FALCONHYDRO1 | Hydro
8066 | DUP1V#1 | Cogen
8134 | FOR #1 | Cogen
8138 | FOR #2 | Cogen
8139 | JOS #1 | GST
8147 | UCAR #2 | Cogen
8148 | UCAR #1 | Cogen
8153 | FOR #3 | Cogen
8154 | FOR #4 | Cogen
8155 | FOR #5 | Cogen
8156 | FOR #6 | Cogen
8157 | FOR #7 | Cogen
8161 | COLETO0A | LIGCO
8173 | VICEC51A | CC
8174 | VICEC61A | CC
8189 | CUECPL2A | Cogen
8262 | ELPS | Hydro
8285 | LAR #1 | GST
8287 | LAR #2 | GST
8288 | LAR #3 | GST
8388 | BATES0A | GST
8393 | BATES0B | GST
8437 | NUECES_B0C | GST
8438 | NUECES_B0B | GST
8442 | NBEC7 | GST
8442 | NBEC7 | GST
8456 | COSW#1 | Cogen
8457 | COSW#2 | Cogen
8459 | B_DAVIS0B | GSC
8460 | B_DAVIS0A | GSC
8461 | KOCH_UP0A | Cogen
8506 | VAL #1 | Cogen
8507 | VAL #2 | Cogen
8511 | OXY_CC0A | Cogen
8517 | CELANEBI0A | Cogen
8560 | CNOPGT1 | Cogen
8561 | CNOPGT2 | Cogen
8562 | CNOPST1 | Cogen
8926 | LGE_GT10A | Cogen
8927 | LGE_GT20A | Cogen
8928 | LGE_STG0A | Cogen
8930 | ICPGN10A | Cogen
8931 | ICPGN20A | Cogen
8932 | ICPGN30A | Cogen
8933 | FGNTS001 | CC
8934 | FGNTS101 | CC
8935 | FGNTS201 | CC
8936 | MVGN#1 | CC
8937 | MVGN#2 | CC
8938 | MVGN#3 | CC
8981 | HECN1 | CC
8982 | HECN2 | CC
8983 | HECN3 | CC
9000 | DECKR_G1 | GST
9001 | DECKR_G2 | GST
9002 | DECKR_G3 | GGT
9003 | DECKR_G4 | GGT
9004 | DECKR_G5 | GGT
9005 | DECKR_G6 | GGT
9016 | SANDH_G1 | GGT
9017 | SANDH_G2 | GGT
9018 | SANDH_G3 | GGT
9019 | SANDH_G4 | GGT
9020 | SANDHG5A | CC
9021 | SANDHG5C | CC
11001 | NAV1CT | CC
11009 | NAV2CT | CC
11011 | NAV3ST | CC
11012 | NAV4CT | CC
11013 | NAV5CT | CC
11014 | NAV6ST | CC
11020 | TIEHVSG_1G | CC
11021 | TIEHVCG_1G | CC
11022 | TIEHVCG_2G | CC
11023 | TIEHVCG_3G | CC
11024 | TIEHVCG_4G | CC
11025 | TIEHVSG_2G | CC
11056 | ROSCOE_1G | Wind
11057 | CHAMPION_1G | Wind
11058 | PYRON_1G | Wind
11059 | INADALE_1G | Wind
11065 | ELBOWCK_1G | Wind
11147 | NOTREES_1G | Wind
11309 | BULLCREK_2G | Wind
11310 | BULLCREK_1G | Wind
11320 | COYOTE_1G | Wind
11691 | KMICHICT1_G | CC
11692 | KMICHICT2_G | CC
11693 | KMICHIST3_G | CC
11694 | KMICHICT4_G | CC
11695 | KMICHICT5_G | CC
11696 | KMICHIST6_G | CC
12322 | ENNSTRAC_1G | CC
12323 | ENNSTRAC_2G | CC
12411 | FPLEFR1A_G | CC
12412 | FPLEFR1B_G | CC
12413 | FPLEFR1C_G | CC
12414 | FPLEFR1S_G | CC
12421 | FPLEFR2A_G | CC
12422 | FPLEFR2B_G | CC
12423 | FPLEFR2C_G | CC
12424 | FPLEFR2S_G | CC
12440 | PARKD_1SVC8 | GST
12449 | PARKD_2SVC8 | GST
13116 | TGATEWAY_1G | CC
13117 | TGATEWAY_2G | CC
13118 | TGATEWAY_3G | CC
13119 | TGATEWAY_4G | CC
13131 | CALFREST_1G | CC
13132 | CALFREST_2G | CC
13133 | CALFREST_3G | CC
13134 | CALFREST_4G | CC
13135 | CALFREST_5G | CC
13136 | CALFREST_6G | CC
13432 | SANDOW_5G | LIGCO
32798 | BRYN_TAMUGEN | GST
32883 | BRYN_DNSBY3 | GST
32884 | BRYN_DNSBY13 | GST
32886 | BRYN_ATKINS3 | GST
32887 | BRYN_ATKINS6 | GST
32888 | BRYN_ATKINS7 | GGT
32890 | BRYN_ATKINS4 | GST
32891 | BRYN_ATKINS5 | GST
32892 | BRYN_DNSBY14 | GST
36998 | RDCNYNG1 | Wind
38332 | TNWDWRDU2_8 | Wind
38437 | TNSRBNMESA9 | Wind
38580 | TNBP_CGN1_8 | Cogen
38590 | TNBP_CGN2_8 | Cogen
38600 | TNBP_CGN3_8 | Cogen
38611 | TNBPAMCG1_8 | Cogen
38612 | TNBPAMCG2_8 | Cogen
38613 | TNBPAMCG3_8 | Cogen
38614 | TNBPAMCG4_8 | Cogen
38615 | TNBPAMCG5_8 | Cogen
38690 | TNBP_CGN4_8 | Cogen
38711 | TNTXCTY1CG8 | Cogen
38712 | TNTXCTY2CG8 | Cogen
38713 | TNTXCTY3CG8 | Cogen
38714 | TNTXCTY4CG8 | Cogen
39190 | TNSLCGN1__8 | Cogen
39470 | TNDOWCGNSG8 | Cogen
39480 | TNDOWCGNGG8 | Cogen
39760 | TNSCLP1___8 | Cogen
39770 | TNSCLP2___8 | Cogen
39775 | TNSCLP4___8 | Cogen
39790 | TNSCLP3___8 | Cogen
39960 | TNTNPONE_18 | LIGCO
39970 | TNTNPONE_28 | LIGCO
48500 | APD_GT1_8005 | Cogen
48510 | AK_GT1__8040 | Cogen
48511 | LPE_GT1_8070 | GGT
48512 | LPE_GT2_8075 | GGT
48513 | LPE_GT3_8080 | GGT
48514 | LPE_GT4_8085 | GGT
48520 | BSF_GT1_8070 | Cogen
48520 | BSF_GT1_8070 | Cogen
48521 | BVE_GT1_GT1 | CC
48522 | BVE_GT2_5035 | CC
48523 | BVE_ST1_GN1 | CC
48531 | BYU_GT1_8075 | Cogen
48532 | BYU_GT2_8055 | Cogen
48533 | BYU_GT3_8060 | Cogen
48534 | BYU_GT4_8065 | Cogen
48551 | CAL_GT1_8045 | Cogen
48552 | CAL_ST1_8000 | Cogen
48561 | CTL_GT2_8130 | Cogen
48562 | CTL_GT3_8135 | Cogen
48563 | CTL_GT4_8140 | Cogen
48564 | CTL_GN1_8145 | Cogen
48565 | CTL_GN2_8155 | Cogen
48581 | CBY_GN1_1 | GSC
48582 | CBY_GN2_2 | GSC
48583 | CBY_GT4_1 | GSC
48584 | CBY_GT4_2 | CC
48585 | CBY_ST4_1 | CC
48591 | CHE_GT2_5030 | Cogen
48593 | CHE_GT1_8015 | Cogen
48594 | CHE_GN4_8025 | Cogen
48595 | BTE_GT2_8075 | CC
48596 | BTE_GT3_8045 | CC
48597 | BTE_GT4_8055 | CC
48598 | BTE_ST1_8070 | CC
48611 | DIB_GT1_8080 | Cogen
48612 | DIB_GT2_8075 | Cogen
48613 | DIB_ST1_8085 | Cogen
48614 | DIB_GT3_8090 | Cogen
48641 | DPEC_GT15040 | CC
48642 | DPEC_GT25025 | CC
48643 | DPEC_GT35010 | CC
48644 | DPEC_GT45070 | CC
48645 | DPEC_ST55065 | CC
48651 | EP_1_2 | Cogen
48651 | EP_1_2 | Cogen
48671 | FTR_GT1_5105 | CC
48672 | FTR_GT2_5110 | CC
48673 | FTR_GT3_5085 | CC
48674 | FTR_CN4_5095 | CC
48690 | GBY_GN5_5 | GSC
48691 | GBY_73741085 | GGT
48691 | GBY_73741085 | GGT
48692 | GBY_81821075 | GGT
48692 | GBY_81821075 | GGT
48693 | GBY_83841065 | GGT
48693 | GBY_83841065 | GGT
48721 | LEG_1___1 | LIGCO
48722 | LEG_2___2 | LIGCO
48730 | MNS_GT | Cogen
48731 | CBE_GT1 | CC
48732 | CBE_GT2 | CC
48733 | CBE_ST12 | CC
48734 | CBE_GT3 | CC
48735 | CBE_GT4 | CC
48736 | CBE_ST34 | CC
48740 | PSG_GN2_8050 | Cogen
48741 | PSG_GT2_8040 | Cogen
48742 | PSG_GT3_8060 | Cogen
48761 | PR_GT1__9040 | Cogen
48772 | PHR_GN2_2 | GSC
48791 | PSA_GT1_8160 | Cogen
48792 | PSA_GT2_8155 | Cogen
48793 | PSA_GT3_8150 | Cogen
48794 | PSA_GT4_8145 | Cogen
48795 | PSA_GT5_8140 | Cogen
48796 | PSA_GN1_8165 | Cogen
48797 | PSA_GT6_8135 | Cogen
48811 | CVC_GT3_5045 | Cogen
48812 | CVC_GT2_5020 | Cogen
48813 | CVC_GT1_5035 | Cogen
48814 | CVC_ST5_5040 | Cogen
48815 | CVC_GT4_8005 | Cogen
48820 | SHELLG1_3015 | Cogen
48821 | SHELLG2 | Cogen
48822 | SHELLG3_3020 | Cogen
48822 | SHELLG3_3020 | Cogen
48841 | SJS_GT1_GT1 | Cogen
48842 | SJS_GT2_GT2 | Cogen
48845 | SOL_GT1 | Solar
48851 | SRB_GN1_1 | GST
48852 | SRB_GN2_2 | GST
48853 | SRB_GN3_3 | GST
48854 | SRB_GN4_4 | GST
48855 | SRB_GT211035 | GGT
48855 | SRB_GT211035 | GGT
48873 | THW_ST3_ST_3 | CC
48874 | THW_ST4_ST_4 | CC
48875 | THW_3132 | CC
48875 | THW_3132 | CC
48877 | THW_3334 | CC
48877 | THW_3334 | CC
48879 | THW_4142 | CC
48879 | THW_4142 | CC
48881 | THW_4344 | CC
48881 | THW_4344 | CC
48883 | THW_GT1_GT_1 | GGT
48885 | THW_5152 | GGT
48885 | THW_5152 | GGT
48886 | THW_5354 | GGT
48886 | THW_5354 | GGT
48887 | THW_5556 | GGT
48887 | THW_5556 | GGT
48911 | TGF_GT1_8000 | Cogen
48921 | WAP_GN1_1 | GST
48922 | WAP_GN2_2 | GST
48923 | WAP_GN3_3 | GST
48924 | WAP_GN4_4 | GSC
48925 | WAP_GN5_5 | LIGCO
48926 | WAP_GN6_6 | LIGCO
48927 | WAP_GN7_7 | LIGCO
48928 | WAP_GN8_8 | LIGCO
48929 | WAPGT21_GT1 | GGT
48940 | WARVUE_GT1 | Cogen
49803 | EXN_15GT | Cogen
49804 | EXN_16GT | Cogen
49805 | EXN_17GT | Cogen
49826 | EXN938GT | Cogen
49828 | EXN941GT | Cogen
49829 | EXN942GT | Cogen
49830 | EXN943GT | Cogen
49831 | EXN944GT | Cogen
49832 | EXN945GT | Cogen
49837 | EXN_GT | Cogen
49838 | EXN_14GT | Cogen
49851 | DOW17000 | Cogen
49858 | DOW38100 | Cogen
49859 | DOW38200 | Cogen
49860 | DOW38300 | Cogen
49862 | DOW39100 | Cogen
49863 | DOW39200 | Cogen
49865 | DOW41000 | Cogen
49866 | DOW42000 | Cogen
49869 | DOW49000 | Cogen
49870 | DOW61000 | Cogen
49871 | DOW62000 | Cogen
49872 | DOW63000 | Cogen
49873 | DOW64000 | Cogen
49876 | DOW65000 | Cogen
49877 | DOW66000 | Cogen
49878 | DOW67000 | Cogen
49882 | DOW81000 | Cogen
49884 | DOW82000 | Cogen
49885 | DOW83000 | Cogen
49886 | DOW84000 | Cogen
58909 | PEARSALLSCG1 | Diesel
58909 | PEARSALLSCG1 | Diesel
58909 | PEARSALLSCG1 | Diesel
58909 | PEARSALLSCG1 | Diesel
58909 | PEARSALLSCG1 | Diesel
58909 | PEARSALLSCG1 | Diesel
58919 | PEARSALLSCG2 | Diesel
58919 | PEARSALLSCG2 | Diesel
58919 | PEARSALLSCG2 | Diesel
58919 | PEARSALLSCG2 | Diesel
58919 | PEARSALLSCG2 | Diesel
58919 | PEARSALLSCG2 | Diesel
58929 | PEARSALLSCG3 | Diesel
58929 | PEARSALLSCG3 | Diesel
58929 | PEARSALLSCG3 | Diesel
58929 | PEARSALLSCG3 | Diesel
58929 | PEARSALLSCG3 | Diesel
58929 | PEARSALLSCG3 | Diesel
58949 | PEARSALLSCG4 | Diesel
58949 | PEARSALLSCG4 | Diesel
58949 | PEARSALLSCG4 | Diesel
58949 | PEARSALLSCG4 | Diesel
58949 | PEARSALLSCG4 | Diesel
58949 | PEARSALLSCG4 | Diesel
60000 | DSKY2 | Wind
60003 | KING_NE1A | Wind
60005 | KING_SE1A | Wind
60007 | KING_SW1A | Wind
60016 | WOODWRD11A | Wind
60017 | ORNNWP1 | Wind
60018 | DSKY1 | Wind
60019 | KING_NW1A | Wind
60057 | CALLAHAN1A | Wind
60058 | BUFF_GAP1A | Wind
60060 | CIRELLO | Wind
60063 | BUFF_GAP1B | Wind
60066 | H_HOLLOW1A | Wind
60068 | HHOLLOW21A | Wind
60070 | HHOLLOW31A | Wind
60072 | HHOLLOW41A | Wind
60081 | WHRLWIND1A | Wind
60201 | RIO DRCS | AVR
60202 | FRNDDRCS | AVR
71051 | L_BITTCR1_1N | Wind
71054 | L_SWEETW1_1N | Wind
71057 | L_SWEETW1_2N | Wind
71059 | L_SWEETW1_3N | Wind
71060 | L_SWEETW1_4N | Wind
71061 | L_SWEETW1_5N | Wind
76031 | L_GASCCR1_1N | Wind
76091 | L_DIVIDE1_1N | Wind
76095 | L_CAPRSI1_1N | Wind
76096 | L_CAPRSI1_2N | Wind
76097 | L_CAPRGE1_1N | Wind
80003 | MILHWYS | AVR
80012 | LAR | DCTie
80051 | FOR #8 | Cogen
80052 | FOR #9 | Cogen
80053 | FOR #10 | Cogen
80080 | GWINDT11A | Wind
80080 | GWINDT11A | Wind
80080 | GWINDT11A | Wind
80080 | GWINDT11A | Wind
80081 | GWINDT21A | Wind
80081 | GWINDT21A | Wind
80081 | GWINDT21A | Wind
80081 | GWINDT21A | Wind
80137 | CSDR89 | DCTie
80137 | CSDR89 | DCTie
80138 | CSDR7 | DCTie
80139 | CSDR56 | DCTie
80139 | CSDR56 | DCTie
80140 | CSDR11 | DCTie
80180 | PNSCALT11A | Wind
80180 | PNSCALT11A | Wind
80181 | PNSCALT21A | Wind
80181 | PNSCALT21A | Wind
80223 | REYSHR G | Cogen
80224 | VISTRONG1 | Cogen
80225 | VISTRONG2 | Cogen
80226 | ALCOA G | Cogen
80227 | AIRCO G | Cogen
80263 | B_DAVIS31A | CC
80264 | B_DAVIS41A | CC
80265 | LARECU40A | GGT
80266 | LARECU50A | GGT
86104 | CID-138 | DCTie
86105 | CID-230 | DCTie
86106 | CUF-230 | DCTie
86107 | CUF-138 | DCTie
88198 | BEEVILLE | AVR
88253 | HAMILTON | BLT
88299 | ZAPATA | BLT
88508 | FALFURRI | AVR