## Set up
Step 1 | Go to the Zones worksheet in this workbook. Make sure that the source and sink zones are set correctly and the "1"s and "-1"s are correct |  | Summary of Key Data points | Value
File Description: Cont_TempleSS to Sandow and TempleSS to Sandow OL_ Rogers to Temple
Step 2 | Open Dennis' file that needs to have the data transferred, same file that is listed in cell K27 |  | Number of units | 645
|  |  | Dec PTDF cutoff point | 387
Step 3 | Copy columns J:X from an old Dennis' Sheet to the new sheet (if first round of a new alaysis) |  | Dec PTDF cutoff unit | TNSLCGN1__8
|  |  | Dec 10% unit | DECKR_G6
Step 4 | Mark the contingencies and monitored element set by a "y" in column K of Dennis' sheet, if there are a match on the filename use something to make unique |  | Dec max cumltv zone impact - cumltv zone share | 0.1296
|  |  | Dec max cumltv zone impact - cumltv zone share pt | 175
Step 5 | Enter Dennis' file name into cell K27 |  | Dec max cumltv zone impact - cumltv zone share unit | RAYBURNGEN2
|  |  | South Zonal weighted AWGSF | 0.062266
Step 6 | click the step one button |  | North Zonal weighted AWGSF | -0.040935
|  |  | Inc PTDF cutoff point | 258
Step 7 | Enter the line ratings in Dennis' workbook, the Input worksheet, in the cells |  | Inc PTDF cutoff unit | FTR_CN4_5095
| X6:X30, or to the end of the selected list. |  | Inc 10% unit | BOSQUESW804
|  |  | Inc max cumltv zone impact - cumltv zone share | 0.024406
Step 8 | Check to see that the number of generators in Dennis' file matches the length |  | Inc max cumltv zone impact - cumltv zone share pt | 49
| of the formulas in columns L:V (Distributed Slack - Dec) have been copied through to the apporpriate number of rows |  | Inc max cumltv zone impact - cumltv zone share unit | JCKCNTY803
| If Dennis' sheet data is less than this file then clear any old unit data in columns A:K of this workbook to match the correct leng |  | South Zonal weighted AWGSF | 0.062266
| It is only necessary to match the Distributed Slack - Dec worksheet. |  | North Zonal weighted AWGSF | -0.040935
|  |  | Min of zone correlation | 0.040935
Step 9 | Click the step 2 button |  | Bounary gen in North Zone | 0
| The last file saved will still be open, yopu will need to close this file. |  | Bounary gen in soucre zone as % of line | 0%
| This sheet willno longer be open. |  | Bounary gen in South Zone | 0
|  |  | Bounary gen in soucre zone as % of line | 0
|  |  | OL element line rating | 478
|  |  | South Zonal weighted AWGSF | 0.062266
|  | SN_043009automation.xls | North Zonal weighted AWGSF | -0.040935
Copy Dennis' data step 1
Copy Dennis' Data Step 2

## Distributed Slack - Dec
Number of Bus | Name of Bus | ID | Area Name of Gen | AGC | P Sensitivity of Bus | Gen MW | Min MW | Max MW | V Sensitivity of Bus | Set Volt | Tech Type | Zone Impact | Zone Correlation | Inc Max | Dec Max | Souce S.F. Weighting | Souce Capacity | Sink S.F. Weighting | Sink Capacity | PTDF Calc | PTDF Weighting | Cumulative Share of Zonal Cap | Cumulative Share of Zonal Impact | Cont_TempleSS to Sandow and TempleSS to Sandow OL_ Rogers to Temple |  | i_PTDF_DEC_pt | 387 |  | RAYBURNGEN2 | Unit at max
3432 | SANDOW_4G | 4 | South | YES | 0.19076 | 580 | 225 | 580 | 0 | 1.029 | LIGCO | 1 | 0.23169 | 0 | 580 | 110.6402 | 580 |  |  | 0.23169 | 134.3822 | 0.019608 | 0.053132 |  |  | i_10pctunit | 15 |  | 175 | # units @ max
13432 | SANDOW_5G | 5 | South | YES | 0.088142 | 581 | 225 | 581 | 0 | 1.029 | LIGCO | 1 | 0.12908 | 0 | 581 | 51.2105 | 581 |  |  | 0.12908 | 74.9934 | 0.039249 | 0.082783 |  |  | # units | 645 |  | 0.1296 | delta max
7004 | L_SIMGID1_1Y | 1 | South | YES | 0.073056 | 132 | 40 | 132 | 0 | 1.02 | GST | 1 | 0.11399 | 132 | 132 | 9.6434 | 132 |  |  | 0.11399 | 15.0467 | 0.043711 | 0.088732 | [5 empty] | Delta
7005 | L_SIMGID1_2Y | 2 | South | YES | 0.073056 | 133 | 32 | 139 | 0 | 1.02 | GST | 1 | 0.11399 | 139 | 139 | 10.1548 | 139 |  |  | 0.11399 | 15.8447 | 0.04841 | 0.094997 | Weighted Shift Factors |  |  |  | 1 | 0.033524
7006 | L_SIMGID1_3Y | 3 | South | YES | 0.073056 | 324.9 | 60 | 329 | 0 | 1.02 | GST | 1 | 0.11399 | 329 | 329 | 24.0354 | 329 |  |  | 0.11399 | 37.5029 | 0.059532 | 0.10982 | South | 0.062266 |  |  | 2 | 0.043534
7007 | L_LOSTPI1_1Y | 1 | South | YES | 0.072711 | 158.6 | 110 | 158 | 0 | 1 | CC | 1 | 0.11365 | 158 | 158 | 11.4883 | 158 |  |  | 0.11365 | 17.956 | 0.064874 | 0.11692 | North | -0.040935 |  |  | 3 | 0.045021
7008 | L_LOSTPI1_2Y | 2 | South | YES | 0.072711 | 157.7 | 107 | 160 | 0 | 1 | CC | 1 | 0.11365 | 160 | 160 | 11.6338 | 160 |  |  | 0.11365 | 18.1833 | 0.070283 | 0.12411 |  |  |  |  | 4 | 0.046586
7009 | L_LOSTPI1_3Y | 3 | South | YES | 0.072711 | 173.9 | 72 | 175 | 0 | 1 | CC | 1 | 0.11365 | 175 | 175 | 12.7244 | 175 |  |  | 0.11365 | 19.888 | 0.076199 | 0.13198 |  |  |  |  | 5 | 0.050292
7807 | L_BASTEN1_1Y | 1 | South | YES | 0.072478 | 152.5 | 83.5 | 152.5 | 0 | 1.004 | CC | 1 | 0.11341 | 152.5 | 152.5 | 11.0529 | 152.5 |  |  | 0.11341 | 17.2954 | 0.081354 | 0.13881 |  |  |  |  | 6 | 0.05205
7808 | L_BASTEN1_2Y | 1 | South | YES | 0.072478 | 149.5 | 83.5 | 149.5 | 0 | 1.004 | CC | 1 | 0.11341 | 149.5 | 149.5 | 10.8355 | 149.5 |  |  | 0.11341 | 16.9552 | 0.086408 | 0.14552 |  |  |  |  | 7 | 0.05383
7809 | L_BASTEN1_3Y | 1 | South | YES | 0.072478 | 232.6 | 42 | 232.6 | 0 | 1.004 | CC | 1 | 0.11341 | 232.6 | 232.6 | 16.8584 | 232.6 |  |  | 0.11341 | 26.3797 | 0.094272 | 0.15595 |  |  |  |  | 8 | 0.055778
9002 | DECKR_G3 | 3 | South | YES | 0.070989 | 0 | 24 | 42 |  | 1.015 | GGT | 1 | 0.11192 | 42 | 42 | 2.9815 | 42 |  |  | 0.11192 | 4.7008 | 0.095691 | 0.15781 |  |  |  |  | 9 | 0.05746
9003 | DECKR_G4 | 4 | South | YES | 0.070989 | 44 | 24 | 44 | 0 | 1.015 | GGT | 1 | 0.11192 | 44 | 44 | 3.1235 | 44 |  |  | 0.11192 | 4.9246 | 0.097179 | 0.15975 |  |  |  |  | 10 | 0.05911
9004 | DECKR_G5 | 5 | South | YES | 0.070989 | 44 | 24 | 44 | 0 | 1.015 | GGT | 1 | 0.11192 | 44 | 44 | 3.1235 | 44 |  |  | 0.11192 | 4.9246 | 0.098666 | 0.1617 |  |  |  |  | 11 | 0.061677
9005 | DECKR_G6 | 6 | South | YES | 0.070989 | 44 | 24 | 47 | 0 | 1.015 | GGT | 1 | 0.11192 | 47 | 47 | 3.3365 | 47 |  |  | 0.11192 | 5.2604 | 0.10026 | 0.16378 |  |  |  |  | 12 | 0.062116
9000 | DECKR_G1 | 1 | South | YES | 0.069678 | 280 | 50 | 321 | 0 | 1.015 | GST | 1 | 0.11061 | 321 | 321 | 22.3666 | 321 |  |  | 0.11061 | 35.5066 | 0.11111 | 0.17782 |  |  |  |  | 13 | 0.062575
9001 | DECKR_G2 | 2 | South | YES | 0.069678 | 400 | 50 | 426 | 0 | 1.015 | GST | 1 | 0.11061 | 426 | 426 | 29.6828 | 426 |  |  | 0.11061 | 47.1209 | 0.12551 | 0.19645 |  |  |  |  | 14 | 0.063035
9016 | SANDH_G1 | 1 | South | YES | 0.069312 | 45 | 2 | 49 | 0 | 1.0175 | GGT | 1 | 0.11025 | 49 | 49 | 3.3963 | 49 |  |  | 0.11025 | 5.4021 | 0.12716 | 0.19859 |  |  |  |  | 15 | 0.063526
9017 | SANDH_G2 | 2 | South | YES | 0.069312 | 45 | 2 | 46 | 0 | 1.0175 | GGT | 1 | 0.11025 | 46 | 46 | 3.1884 | 46 |  |  | 0.11025 | 5.0713 | 0.12872 | 0.20059 |  |  |  |  | 16 | 0.066713
9018 | SANDH_G3 | 3 | South | YES | 0.069312 | 45 | 2 | 46 | 0 | 1.0175 | GGT | 1 | 0.11025 | 46 | 46 | 3.1884 | 46 |  |  | 0.11025 | 5.0713 | 0.13028 | 0.2026 |  |  |  |  | 17 | 0.070942
9019 | SANDH_G4 | 4 | South | YES | 0.069312 | 0 | 2 | 47 |  | 1.0175 | GGT | 1 | 0.11025 | 47 | 47 | 3.2577 | 47 |  |  | 0.11025 | 5.1816 | 0.13186 | 0.20465 |  |  |  |  | 18 | 0.071421
9020 | SANDHG5A | 5A | South | YES | 0.069312 | 150 | 84 | 155 | 0 | 1.0175 | CC | 1 | 0.11025 | 155 | 155 | 10.7434 | 155 |  |  | 0.11025 | 17.0882 | 0.1371 | 0.2114 |  |  |  |  | 19 | 0.071871
9021 | SANDHG5C | 5C | South | YES | 0.069312 | 140 | 0 | 148 | 0 | 1.0175 | CC | 1 | 0.11025 | 148 | 148 | 10.2582 | 148 |  |  | 0.11025 | 16.3165 | 0.14211 | 0.21785 |  |  |  |  | 20 | 0.072321
7020 | L_AUSTPL1_1Y | 1 | South | YES | 0.068637 | 0 | 0 | 8 |  | 1 | Hydro | 1 | 0.10957 | 0 | 0 | 0 | 0 |  |  | 0.10957 | 0 | 0.14211 | 0.21785 |  |  |  |  | 21 | 0.072781
7020 | L_AUSTPL1_1Y | 2 | South | YES | 0.068637 | 0 | 0 | 8 |  | 1 | Hydro | 1 | 0.10957 | 0 | 0 | 0 | 0 |  |  | 0.10957 | 0 | 0.14211 | 0.21785 |  |  |  |  | 22 | 0.074298
7303 | L_WPPGS12_1Y | 1 | South | YES | 0.065975 | 50 | 0 | 50 | 0 | 1.025 | GGT | 1 | 0.10691 | 50 | 50 | 3.2988 | 50 |  |  | 0.10691 | 5.3455 | 0.1438 | 0.21997 |  |  |  |  | 23 | 0.075745
7303 | L_WPPGS12_1Y | 2 | South | YES | 0.065975 | 50 | 0 | 50 | 0 | 1.025 | GGT | 1 | 0.10691 | 50 | 50 | 3.2988 | 50 |  |  | 0.10691 | 5.3455 | 0.14549 | 0.22208 |  |  |  |  | 24 | 0.075745
7305 | L_WPPGS34_1Y | 3 | South | YES | 0.065975 | 50 | 0 | 50 | 0 | 1.025 | GGT | 1 | 0.10691 | 50 | 50 | 3.2988 | 50 |  |  | 0.10691 | 5.3455 | 0.14718 | 0.22419 |  |  |  |  | 25 | 0.075745
7305 | L_WPPGS34_1Y | 4 | South | YES | 0.065975 | 50 | 0 | 50 | 0 | 1.025 | GGT | 1 | 0.10691 | 50 | 50 | 3.2988 | 50 |  |  | 0.10691 | 5.3455 | 0.14887 | 0.22631 |  |  |  |  | 26 | 0.076169
7010 | L_FPPYD11_1Y | 1 | South | YES | 0.064647 | 547.4 | 200 | 606 | 0 | 1.02 | LIGCO | 1 | 0.10558 | 0 | 606 | 39.1761 | 606 |  |  | 0.10558 | 63.9824 | 0.16935 | 0.2516 |  |  |  |  | 27 | 0.076592
7011 | L_FPPYD11_2Y | 2 | South | YES | 0.064647 | 552.2 | 200 | 598 | 0 | 1.02 | LIGCO | 1 | 0.10558 | 0 | 598 | 38.6589 | 598 |  |  | 0.10558 | 63.1377 | 0.18957 | 0.27657 |  |  |  |  | 28 | 0.077015
7012 | L_FPPYD21_3Y | 3 | South | YES | 0.064578 | 427.5 | 200 | 436 | 0 | 1.02 | LIGCO | 1 | 0.10551 | 0 | 436 | 28.156 | 436 |  |  | 0.10551 | 46.0035 | 0.20431 | 0.29476 |  |  |  |  | 29 | 0.077438
7014 | L_HAYSEN1_1Y | 1 | South | YES | 0.061807 | 223.9 | 74 | 223.9 | 0 | 1.008 | CC | 1 | 0.10274 | 223.9 | 223.9 | 13.8386 | 223.9 |  |  | 0.10274 | 23.0038 | 0.21188 | 0.30385 |  |  |  |  | 30 | 0.082249
7015 | L_HAYSEN1_2Y | 2 | South | YES | 0.061807 | 225 | 74 | 225 | 0 | 1.008 | CC | 1 | 0.10274 | 225 | 225 | 13.9066 | 225 |  |  | 0.10274 | 23.1168 | 0.21949 | 0.31299 |  |  |  |  | 31 | 0.086996
7016 | L_HAYSEN1_3Y | 3 | South | YES | 0.061807 | 224.6 | 74 | 224.6 | 0 | 1.008 | CC | 1 | 0.10274 | 224.6 | 224.6 | 13.8819 | 224.6 |  |  | 0.10274 | 23.0757 | 0.22708 | 0.32211 |  |  |  |  | 32 | 0.090446
7017 | L_HAYSEN1_4Y | 4 | South | YES | 0.061807 | 226.7 | 74 | 226.7 | 0 | 1.008 | CC | 1 | 0.10274 | 226.7 | 226.7 | 14.0116 | 226.7 |  |  | 0.10274 | 23.2915 | 0.23474 | 0.33132 |  |  |  |  | 33 | 0.091972
7487 | L_CANYHY8_1Y | 1 | South | YES | 0.061545 | 0 | 0 | 6 |  | 1 | Hydro | 1 | 0.10248 | 0 | 0 | 0 | 0 |  |  | 0.10248 | 0 | 0.23474 | 0.33132 |  |  |  |  | 34 | 0.093505
7031 | L_MARSFO1G1Y | 1 | South | YES | 0.061072 | 0 | 0 | 36 |  | 1 | Hydro | 1 | 0.10201 | 0 | 0 | 0 | 0 |  |  | 0.10201 | 0 | 0.23474 | 0.33132 |  |  |  |  | 35 | 0.095036
7032 | L_MARSFO1G2Y | 2 | South | YES | 0.061072 | 0 | 0 | 35 |  | 1 | Hydro | 1 | 0.10201 | 0 | 0 | 0 | 0 |  |  | 0.10201 | 0 | 0.23474 | 0.33132 |  |  |  |  | 36 | 0.096581
7033 | L_MARSFO1G3Y | 3 | South | YES | 0.061072 | 0 | 0 | 36 |  | 1 | Hydro | 1 | 0.10201 | 0 | 0 | 0 | 0 |  |  | 0.10201 | 0 | 0.23474 | 0.33132 |  |  |  |  | 37 | 0.096581
7810 | L_RIONOG1G1Y | 1 | South | YES | 0.059579 | 148 | 0 | 148 | 0 | 1.02 | CC | 1 | 0.10051 | 148 | 148 | 8.8177 | 148 |  |  | 0.10051 | 14.876 | 0.23975 | 0.33721 |  |  |  |  | 38 | 0.096581
7811 | L_RIONOG1G2Y | 2 | South | YES | 0.059579 | 148 | 0 | 148 | 0 | 1.02 | CC | 1 | 0.10051 | 148 | 148 | 8.8177 | 148 |  |  | 0.10051 | 14.876 | 0.24475 | 0.34309 |  |  |  |  | 39 | 0.096581
7812 | L_RIONOG1G3Y | 3 | South | YES | 0.059579 | 154 | 0 | 154 | 0 | 1.02 | CC | 1 | 0.10051 | 154 | 154 | 9.1752 | 154 |  |  | 0.10051 | 15.4791 | 0.24996 | 0.34921 |  |  |  |  | 40 | 0.096581
7813 | L_RIONOG1S1Y | 4 | South | YES | 0.059579 | 293 | 0 | 293 | 0 | 1.02 | CC | 1 | 0.10051 | 293 | 293 | 17.4566 | 293 |  |  | 0.10051 | 29.4505 | 0.25986 | 0.36085 |  |  |  |  | 41 | 0.09746
7605 | L_MCQUEE9_1Y | 1 | South | YES | 0.059409 | 0 | 0 | 2.4 |  | 1.025 | Hydro | 1 | 0.10034 | 0 | 0 | 0 | 0 |  |  | 0.10034 | 0 | 0.25986 | 0.36085 |  |  |  |  | 42 | 0.098338
7605 | L_MCQUEE9_1Y | 2 | South | YES | 0.059409 | 0 | 0 | 2.4 |  | 1.025 | Hydro | 1 | 0.10034 | 0 | 0 | 0 | 0 |  |  | 0.10034 | 0 | 0.25986 | 0.36085 |  |  |  |  | 43 | 0.099252
7605 | L_MCQUEE9_1Y | 3 | South | YES | 0.059409 | 0 | 0 | 2.8 |  | 1.025 | Hydro | 1 | 0.10034 | 0 | 0 | 0 | 0 |  |  | 0.10034 | 0 | 0.25986 | 0.36085 |  |  |  |  | 44 | 0.10099
7624 | L_LAKEWO9_1Y | 1 | South | YES | 0.058805 | 0 | 0 | 2.4 |  | 1 | Hydro | 1 | 0.09974 | 0 | 0 | 0 | 0 |  |  | 0.09974 | 0 | 0.25986 | 0.36085 |  |  |  |  | 45 | 0.10099
7624 | L_LAKEWO9_1Y | 2 | South | YES | 0.058805 | 0 | 0 | 2.4 |  | 1 | Hydro | 1 | 0.09974 | 0 | 0 | 0 | 0 |  |  | 0.09974 | 0 | 0.25986 | 0.36085 |  |  |  |  | 46 | 0.10099
7609 | L_SCHUMA8_1Y | 1 | South | YES | 0.058559 | 0 | 0 | 4 |  | 1 | Hydro | 1 | 0.099494 | 0 | 0 | 0 | 0 |  |  | 0.099494 | 0 | 0.25986 | 0.36085 |  |  |  |  | 47 | 0.10099
7800 | L_GUADGE1_1Y | 1 | South | YES | 0.057481 | 147 | 30 | 147 | 0 | 1.02 | CC | 1 | 0.098416 | 147 | 147 | 8.4497 | 147 |  |  | 0.098416 | 14.4671 | 0.26483 | 0.36657 |  |  |  |  | 48 | 0.10099
7801 | L_GUADGE1_2Y | 2 | South | YES | 0.057481 | 138 | 30 | 138 | 0 | 1.02 | CC | 1 | 0.098416 | 138 | 138 | 7.9324 | 138 |  |  | 0.098416 | 13.5813 | 0.2695 | 0.37194 |  |  |  |  | 49 | 0.10099
7802 | L_GUADGE1_3Y | 3 | South | YES | 0.057481 | 146 | 30 | 146 | 0 | 1.02 | CC | 1 | 0.098416 | 146 | 146 | 8.3922 | 146 |  |  | 0.098416 | 14.3687 | 0.27443 | 0.37762 |  |  |  |  | 50 | 0.10099
7803 | L_GUADGE1_4Y | 4 | South | YES | 0.057481 | 149 | 30 | 149 | 0 | 1.02 | CC | 1 | 0.098416 | 149 | 149 | 8.5647 | 149 |  |  | 0.098416 | 14.6639 | 0.27947 | 0.38342 |  |  |  |  | 51 | 0.10174
7804 | L_GUADGE1_5Y | 5 | South | YES | 0.057481 | 182 | 30 | 182 | 0 | 1.02 | CC | 1 | 0.098416 | 182 | 182 | 10.4615 | 182 |  |  | 0.098416 | 17.9116 | 0.28562 | 0.3905 |  |  |  |  | 52 | 0.10245
7805 | L_GUADGE1_6Y | 6 | South | YES | 0.057481 | 203 | 30 | 203 | 0 | 1.02 | CC | 1 | 0.098416 | 203 | 203 | 11.6686 | 203 |  |  | 0.098416 | 19.9783 | 0.29248 | 0.3984 |  |  |  |  | 53 | 0.10319
5436 | TUTTL_WBT1G1 | 1 | South | YES | 0.055946 | 48.8 | 20 | 61 | 0 | 1.012 | GST | 1 | 0.096881 | 61 | 61 | 3.4127 | 61 |  |  | 0.096881 | 5.9097 | 0.29455 | 0.40074 |  |  |  |  | 54 | 0.10395
5438 | TUTTL_WBT3G3 | 3 | South | YES | 0.055946 | 95 | 25 | 95 | 0 | 1.012 | GST | 1 | 0.096881 | 95 | 95 | 5.3149 | 95 |  |  | 0.096881 | 9.2036 | 0.29776 | 0.40438 |  |  |  |  | 55 | 0.10488
5439 | TUTTL_WBT4G4 | 4 | South | YES | 0.055946 | 151 | 40 | 151 | 0 | 1.012 | GST | 1 | 0.096881 | 151 | 151 | 8.4478 | 151 |  |  | 0.096881 | 14.629 | 0.30286 | 0.41016 |  |  |  |  | 56 | 0.10592
5111 | CALAVER_JTD1 | 1 | South | YES | 0.055704 | 430 | 80 | 430 | 0 | 1.0138 | LIGCO | 1 | 0.096639 | 0 | 430 | 23.9527 | 430 |  |  | 0.096639 | 41.5546 | 0.3174 | 0.42659 |  |  |  |  | 57 | 0.10619
5112 | CALAVER_JTD2 | 2 | South | YES | 0.055704 | 430 | 80 | 430 | 0 | 1.0138 | LIGCO | 1 | 0.096639 | 0 | 430 | 23.9527 | 430 |  |  | 0.096639 | 41.5546 | 0.33193 | 0.44302 |  |  |  |  | 58 | 0.10662
5396 | CALAVER_OWS1 | 1 | South | YES | 0.055655 | 418 | 80 | 418 | 0 | 1.0192 | GST | 1 | 0.09659 | 418 | 418 | 23.2638 | 418 |  |  | 0.09659 | 40.3744 | 0.34607 | 0.45898 |  |  |  |  | 59 | 0.1073
5397 | CALAVER_OWS2 | 2 | South | YES | 0.055655 | 400 | 80 | 400 | 0 | 1.0192 | GST | 1 | 0.09659 | 400 | 400 | 22.262 | 400 |  |  | 0.09659 | 38.6358 | 0.35959 | 0.47426 |  |  |  |  | 60 | 0.10919
5026 | BRAUNIG_VHB1 | 1 | South | YES | 0.055595 | 215 | 40 | 215 | 0 | 1.0192 | GST | 1 | 0.09653 | 215 | 215 | 11.9529 | 215 |  |  | 0.09653 | 20.7538 | 0.36686 | 0.48246 |  |  |  |  | 61 | 0.11109
5027 | BRAUNIG_VHB2 | 2 | South | YES | 0.055595 | 216 | 40 | 216 | 0 | 1.0192 | GST | 1 | 0.09653 | 216 | 216 | 12.0085 | 216 |  |  | 0.09653 | 20.8504 | 0.37416 | 0.49071 |  |  |  |  | 62 | 0.11292
5028 | BRAUNIG_VHB3 | 3 | South | YES | 0.055535 | 407 | 60 | 407 | 0 | 1.0138 | GST | 1 | 0.09647 | 407 | 407 | 22.6027 | 407 |  |  | 0.09647 | 39.2631 | 0.38792 | 0.50623 |  |  |  |  | 63 | 0.11467
8189 | CUECPL2A | 1 | South | YES | 0.055525 | 12 | 0 | 12 | 0 | 1.02 | Cogen | 1 | 0.09646 | 0 | 0 | 0 | 0 |  |  | 0.09646 | 0 | 0.38792 | 0.50623 |  |  |  |  | 64 | 0.11561
5476 | BRA_AVR1_CT1 | 1 | South | YES | 0.055319 | 155 | 90 | 155 | 0 | 1.025 | CC | 1 | 0.096254 | 155 | 155 | 8.5744 | 155 |  |  | 0.096254 | 14.9193 | 0.39316 | 0.51213 |  |  |  |  | 65 | 0.11655
5477 | BRA_AVR1_ST | 1 | South | YES | 0.055319 | 174 | 138 | 174 | 0 | 1.025 | CC | 1 | 0.096254 | 174 | 174 | 9.6255 | 174 |  |  | 0.096254 | 16.7481 | 0.39904 | 0.51875 |  |  |  |  | 66 | 0.11831
5478 | BRA_AVR1_CT2 | 1 | South | YES | 0.055319 | 155 | 90 | 155 | 0 | 1.025 | CC | 1 | 0.096254 | 155 | 155 | 8.5744 | 155 |  |  | 0.096254 | 14.9193 | 0.40428 | 0.52465 |  |  |  |  | 67 | 0.11831
5264 | LEON_LCP3G3 | 3 | South | YES | 0.055178 | 0 | 20 | 58 |  | 1.0197 | GST | 1 | 0.096113 | 58 | 58 | 3.2003 | 58 |  |  | 0.096113 | 5.5745 | 0.40624 | 0.52686 |  |  |  |  | 68 | 0.11897
5265 | LEON_LCP4G4 | 4 | South | YES | 0.055178 | 89 | 25 | 89 | 0 | 1.0197 | GST | 1 | 0.096113 | 89 | 89 | 4.9108 | 89 |  |  | 0.096113 | 8.554 | 0.40925 | 0.53024 |  |  |  |  | 69 | 0.11971
5266 | LEON_LCPCT1 | 1 | South | YES | 0.055178 | 44 | 24 | 44 | 0 | 1.0197 | GGT | 1 | 0.096113 | 44 | 44 | 2.4278 | 44 |  |  | 0.096113 | 4.229 | 0.41074 | 0.53191 |  |  |  |  | 70 | 0.12037
5267 | LEON_LCPCT2 | 2 | South | YES | 0.055178 | 44 | 24 | 44 | 0 | 1.0197 | GGT | 1 | 0.096113 | 44 | 44 | 2.4278 | 44 |  |  | 0.096113 | 4.229 | 0.41222 | 0.53358 |  |  |  |  | 71 | 0.12062
5268 | LEON_LCPCT3 | 3 | South | YES | 0.055178 | 43 | 24 | 43 | 0 | 1.0197 | GGT | 1 | 0.096113 | 43 | 43 | 2.3727 | 43 |  |  | 0.096113 | 4.1328 | 0.41368 | 0.53522 |  |  |  |  | 72 | 0.12099
5269 | LEON_LCPCT4 | 4 | South | YES | 0.055178 | 45 | 24 | 45 | 0 | 1.0197 | GGT | 1 | 0.096113 | 45 | 45 | 2.483 | 45 |  |  | 0.096113 | 4.3251 | 0.4152 | 0.53693 |  |  |  |  | 73 | 0.12117
5401 | CALAVER_JKS1 | 1 | South | YES | 0.05506 | 562 | 100 | 562 | 0 | 1.026 | LIGCO | 1 | 0.095995 | 0 | 562 | 30.9437 | 562 |  |  | 0.095995 | 53.9489 | 0.4342 | 0.55826 |  |  |  |  | 74 | 0.12136
5903 | SANMIGUELGEN | 1 | South | YES | 0.05281 | 396.3 | 180 | 396.3 | 0 | 1.0336 | LIGCO | 1 | 0.093745 | 0 | 396.3 | 20.9286 | 396.3 |  |  | 0.093745 | 37.1509 | 0.4476 | 0.57295 |  |  |  |  | 75 | 0.12154
7028 | L_MARBFA1_1Y | 1 | South | YES | 0.049724 | 0 | 0 | 18 |  | 1 | Hydro | 1 | 0.090659 | 0 | 0 | 0 | 0 |  |  | 0.090659 | 0 | 0.4476 | 0.57295 |  |  |  |  | 76 | 0.12173
7029 | L_MARBFA1_2Y | 2 | South | YES | 0.049724 | 0 | 0 | 18 |  | 1 | Hydro | 1 | 0.090659 | 0 | 0 | 0 | 0 |  |  | 0.090659 | 0 | 0.4476 | 0.57295 |  |  |  |  | 77 | 0.12406
5890 | PEARSALLGEN1 | 1 | South | YES | 0.049334 | 19.2 | 6 | 24 | 0 | 1.0226 | GST | 1 | 0.090269 | 24 | 24 | 1.184 | 24 |  |  | 0.090269 | 2.1664 | 0.44841 | 0.5738 |  |  |  |  | 78 | 0.12535
5891 | PEARSALLGEN2 | 1 | South | YES | 0.049334 | 19.4 | 6 | 24.3 | 0 | 1.0226 | GST | 1 | 0.090269 | 24.3 | 24.3 | 1.1988 | 24.3 |  |  | 0.090269 | 2.1935 | 0.44923 | 0.57467 |  |  |  |  | 79 | 0.12535
5892 | PEARSALLGEN3 | 1 | South | YES | 0.049334 | 19.1 | 6 | 23.9 | 0 | 1.0226 | GST | 1 | 0.090269 | 23.9 | 23.9 | 1.1791 | 23.9 |  |  | 0.090269 | 2.1574 | 0.45004 | 0.57552 |  |  |  |  | 80 | 0.12535
88198 | BEEVILLE | F | South | YES | 0.048844 | 0 | 0 | 0 | 0 | 1.02 | AVR | 1 | 0.089779 | 0 | 0 | 0 | 0 |  |  | 0.089779 | 0 | 0.45004 | 0.57552 |  |  |  |  | 81 | 0.12539
8161 | COLETO0A | 1 | South | YES | 0.048398 | 633 | 200 | 633 | 0 | 1.03 | LIGCO | 1 | 0.089333 | 0 | 633 | 30.6359 | 633 |  |  | 0.089333 | 56.5475 | 0.47144 | 0.59788 |  |  |  |  | 82 | 0.12544
58909 | PEARSALLSCG1 | 3 | South | YES | 0.048386 | 0 | 0 | 8.4 |  | 1.027 | Diesel | 1 | 0.089321 | 8.4 | 8.4 | 0.40644 | 8.4 |  |  | 0.089321 | 0.75029 | 0.47172 | 0.59818 |  |  |  |  | 83 | 0.12549
58909 | PEARSALLSCG1 | 4 | South | YES | 0.048386 | 0 | 0 | 8.4 |  | 1.027 | Diesel | 1 | 0.089321 | 8.4 | 8.4 | 0.40644 | 8.4 |  |  | 0.089321 | 0.75029 | 0.472 | 0.59847 |  |  |  |  | 84 | 0.12549
58909 | PEARSALLSCG1 | 6 | South | YES | 0.048386 | 0 | 0 | 8.4 |  | 1.027 | Diesel | 1 | 0.089321 | 8.4 | 8.4 | 0.40644 | 8.4 |  |  | 0.089321 | 0.75029 | 0.47229 | 0.59877 |  |  |  |  | 85 | 0.12644
58909 | PEARSALLSCG1 | 5 | South | YES | 0.048386 | 0 | 0 | 8.4 |  | 1.027 | Diesel | 1 | 0.089321 | 8.4 | 8.4 | 0.40644 | 8.4 |  |  | 0.089321 | 0.75029 | 0.47257 | 0.59907 |  |  |  |  | 86 | 0.12646
58909 | PEARSALLSCG1 | 1 | South | YES | 0.048386 | 0 | 0 | 8.4 |  | 1.027 | Diesel | 1 | 0.089321 | 8.4 | 8.4 | 0.40644 | 8.4 |  |  | 0.089321 | 0.75029 | 0.47286 | 0.59936 |  |  |  |  | 87 | 0.12647
58909 | PEARSALLSCG1 | 2 | South | YES | 0.048386 | 0 | 0 | 8.4 |  | 1.027 | Diesel | 1 | 0.089321 | 8.4 | 8.4 | 0.40644 | 8.4 |  |  | 0.089321 | 0.75029 | 0.47314 | 0.59966 |  |  |  |  | 88 | 0.12648
58919 | PEARSALLSCG2 | 5 | South | YES | 0.048386 | 0 | 0 | 8.4 |  | 1.027 | Diesel | 1 | 0.089321 | 8.4 | 8.4 | 0.40644 | 8.4 |  |  | 0.089321 | 0.75029 | 0.47342 | 0.59996 |  |  |  |  | 89 | 0.12649
58919 | PEARSALLSCG2 | 6 | South | YES | 0.048386 | 0 | 0 | 8.4 |  | 1.027 | Diesel | 1 | 0.089321 | 8.4 | 8.4 | 0.40644 | 8.4 |  |  | 0.089321 | 0.75029 | 0.47371 | 0.60025 |  |  |  |  | 90 | 0.12651
58919 | PEARSALLSCG2 | 1 | South | YES | 0.048386 | 0 | 0 | 8.4 |  | 1.027 | Diesel | 1 | 0.089321 | 8.4 | 8.4 | 0.40644 | 8.4 |  |  | 0.089321 | 0.75029 | 0.47399 | 0.60055 |  |  |  |  | 91 | 0.12652
58919 | PEARSALLSCG2 | 2 | South | YES | 0.048386 | 0 | 0 | 8.4 |  | 1.027 | Diesel | 1 | 0.089321 | 8.4 | 8.4 | 0.40644 | 8.4 |  |  | 0.089321 | 0.75029 | 0.47428 | 0.60085 |  |  |  |  | 92 | 0.12653
58919 | PEARSALLSCG2 | 4 | South | YES | 0.048386 | 0 | 0 | 8.4 |  | 1.027 | Diesel | 1 | 0.089321 | 8.4 | 8.4 | 0.40644 | 8.4 |  |  | 0.089321 | 0.75029 | 0.47456 | 0.60114 |  |  |  |  | 93 | 0.12655
58919 | PEARSALLSCG2 | 3 | South | YES | 0.048386 | 0 | 0 | 8.4 |  | 1.027 | Diesel | 1 | 0.089321 | 8.4 | 8.4 | 0.40644 | 8.4 |  |  | 0.089321 | 0.75029 | 0.47484 | 0.60144 |  |  |  |  | 94 | 0.12656
58929 | PEARSALLSCG3 | 4 | South | YES | 0.048386 | 0 | 0 | 8.4 |  | 1.027 | Diesel | 1 | 0.089321 | 8.4 | 8.4 | 0.40644 | 8.4 |  |  | 0.089321 | 0.75029 | 0.47513 | 0.60174 |  |  |  |  | 95 | 0.12657
58929 | PEARSALLSCG3 | 6 | South | YES | 0.048386 | 0 | 0 | 8.4 |  | 1.027 | Diesel | 1 | 0.089321 | 8.4 | 8.4 | 0.40644 | 8.4 |  |  | 0.089321 | 0.75029 | 0.47541 | 0.60203 |  |  |  |  | 96 | 0.12658
58929 | PEARSALLSCG3 | 2 | South | YES | 0.048386 | 0 | 0 | 8.4 |  | 1.027 | Diesel | 1 | 0.089321 | 8.4 | 8.4 | 0.40644 | 8.4 |  |  | 0.089321 | 0.75029 | 0.4757 | 0.60233 |  |  |  |  | 97 | 0.1266
58929 | PEARSALLSCG3 | 5 | South | YES | 0.048386 | 0 | 0 | 8.4 |  | 1.027 | Diesel | 1 | 0.089321 | 8.4 | 8.4 | 0.40644 | 8.4 |  |  | 0.089321 | 0.75029 | 0.47598 | 0.60263 |  |  |  |  | 98 | 0.12661
58929 | PEARSALLSCG3 | 1 | South | YES | 0.048386 | 0 | 0 | 8.4 |  | 1.027 | Diesel | 1 | 0.089321 | 8.4 | 8.4 | 0.40644 | 8.4 |  |  | 0.089321 | 0.75029 | 0.47626 | 0.60292 |  |  |  |  | 99 | 0.12662
58929 | PEARSALLSCG3 | 3 | South | YES | 0.048386 | 0 | 0 | 8.4 |  | 1.027 | Diesel | 1 | 0.089321 | 8.4 | 8.4 | 0.40644 | 8.4 |  |  | 0.089321 | 0.75029 | 0.47655 | 0.60322 |  |  |  |  | 100 | 0.12663
58949 | PEARSALLSCG4 | 3 | South | YES | 0.048386 | 0 | 0 | 8.4 |  | 1.027 | Diesel | 1 | 0.089321 | 8.4 | 8.4 | 0.40644 | 8.4 |  |  | 0.089321 | 0.75029 | 0.47683 | 0.60352 |  |  |  |  | 101 | 0.12665
58949 | PEARSALLSCG4 | 2 | South | YES | 0.048386 | 0 | 0 | 8.4 |  | 1.027 | Diesel | 1 | 0.089321 | 8.4 | 8.4 | 0.40644 | 8.4 |  |  | 0.089321 | 0.75029 | 0.47711 | 0.60381 |  |  |  |  | 102 | 0.12666
58949 | PEARSALLSCG4 | 1 | South | YES | 0.048386 | 0 | 0 | 8.4 |  | 1.027 | Diesel | 1 | 0.089321 | 8.4 | 8.4 | 0.40644 | 8.4 |  |  | 0.089321 | 0.75029 | 0.4774 | 0.60411 |  |  |  |  | 103 | 0.12667
58949 | PEARSALLSCG4 | 4 | South | YES | 0.048386 | 0 | 0 | 8.4 |  | 1.027 | Diesel | 1 | 0.089321 | 8.4 | 8.4 | 0.40644 | 8.4 |  |  | 0.089321 | 0.75029 | 0.47768 | 0.60441 |  |  |  |  | 104 | 0.12668
58949 | PEARSALLSCG4 | 6 | South | YES | 0.048386 | 0 | 0 | 8.4 |  | 1.027 | Diesel | 1 | 0.089321 | 8.4 | 8.4 | 0.40644 | 8.4 |  |  | 0.089321 | 0.75029 | 0.47797 | 0.6047 |  |  |  |  | 105 | 0.1267
58949 | PEARSALLSCG4 | 5 | South | YES | 0.048386 | 0 | 0 | 8.4 |  | 1.027 | Diesel | 1 | 0.089321 | 8.4 | 8.4 | 0.40644 | 8.4 |  |  | 0.089321 | 0.75029 | 0.47825 | 0.605 |  |  |  |  | 106 | 0.12671
80080 | GWINDT11A | 3 | South | YES | 0.046616 | 0 | 0 | 38 | 0 | 1.025 | Wind | 1 | 0.087551 | 0 | 38 | 1.7714 | 38 |  |  | 0.087551 | 3.3269 | 0.47954 | 0.60631 |  |  |  |  | 107 | 0.12672
80080 | GWINDT11A | 4 | South | YES | 0.046616 | 3.8 | 0 | 19 | 0 | 1.025 | Wind | 1 | 0.087551 | 0 | 19 | 0.8857 | 19 |  |  | 0.087551 | 1.6635 | 0.48018 | 0.60697 |  |  |  |  | 108 | 0.12674
80080 | GWINDT11A | 2 | South | YES | 0.046616 | 0 | 0 | 41 | 0 | 1.025 | Wind | 1 | 0.087551 | 0 | 41 | 1.9113 | 41 |  |  | 0.087551 | 3.5896 | 0.48156 | 0.60839 |  |  |  |  | 109 | 0.12675
80080 | GWINDT11A | 1 | South | YES | 0.046616 | 28.2 | 0 | 94 | 0 | 1.025 | Wind | 1 | 0.087551 | 0 | 94 | 4.3819 | 94 |  |  | 0.087551 | 8.2297 | 0.48474 | 0.61165 |  |  |  |  | 110 | 0.12678
80081 | GWINDT21A | 4 | South | YES | 0.046616 | 4.4 | 0 | 22 | 0 | 1.025 | Wind | 1 | 0.087551 | 0 | 22 | 1.0256 | 22 |  |  | 0.087551 | 1.9261 | 0.48549 | 0.61241 |  |  |  |  | 111 | 0.12679
80081 | GWINDT21A | 1 | South | YES | 0.046616 | 28.2 | 0 | 94 | 0 | 1.025 | Wind | 1 | 0.087551 | 0 | 94 | 4.3819 | 94 |  |  | 0.087551 | 8.2297 | 0.48866 | 0.61566 |  |  |  |  | 112 | 0.12683
80081 | GWINDT21A | 3 | South | YES | 0.046616 | 8.6 | 0 | 43 | 0 | 1.025 | Wind | 1 | 0.087551 | 0 | 43 | 2.0045 | 43 |  |  | 0.087551 | 3.7647 | 0.49012 | 0.61715 |  |  |  |  | 113 | 0.1269
80081 | GWINDT21A | 2 | South | YES | 0.046616 | 7.2 | 0 | 36 | 0 | 1.025 | Wind | 1 | 0.087551 | 0 | 36 | 1.6782 | 36 |  |  | 0.087551 | 3.1518 | 0.49133 | 0.6184 |  |  |  |  | 114 | 0.12692
80180 | PNSCALT11A | 2 | South | YES | 0.046616 | 10 | 0 | 50 | 0 | 1.025 | Wind | 1 | 0.087551 | 0 | 50 | 2.3308 | 50 |  |  | 0.087551 | 4.3775 | 0.49302 | 0.62013 |  |  |  |  | 115 | 0.127
80180 | PNSCALT11A | 1 | South | YES | 0.046616 | 43.8 | 0 | 148 | 0 | 1.025 | Wind | 1 | 0.087551 | 0 | 148 | 6.8992 | 148 |  |  | 0.087551 | 12.9575 | 0.49803 | 0.62525 |  |  |  |  | 116 | 0.12703
80181 | PNSCALT21A | 2 | South | YES | 0.046616 | 10 | 0 | 50 | 0 | 1.025 | Wind | 1 | 0.087551 | 0 | 50 | 2.3308 | 50 |  |  | 0.087551 | 4.3775 | 0.49972 | 0.62698 |  |  |  |  | 117 | 0.12706
80181 | PNSCALT21A | 1 | South | YES | 0.046616 | 16.5 | 0 | 55 | 0 | 1.025 | Wind | 1 | 0.087551 | 0 | 55 | 2.5639 | 55 |  |  | 0.087551 | 4.8153 | 0.50158 | 0.62888 |  |  |  |  | 118 | 0.1271
5932 | SI_RAY9 | 9 | South | YES | 0.046604 | 32 | 32 | 38 | 0 | 1.035 | CC | 1 | 0.087539 | 38 | 38 | 1.771 | 38 |  |  | 0.087539 | 3.3265 | 0.50286 | 0.6302 |  |  |  |  | 119 | 0.12722
5933 | SI_RAY6 | 6 | South | YES | 0.046604 | 15.4 | 10 | 19.3 | 0 | 1.035 | GST | 1 | 0.087539 | 19.3 | 19.3 | 0.89946 | 19.3 |  |  | 0.087539 | 1.6895 | 0.50351 | 0.63087 |  |  |  |  | 120 | 0.12726
5935 | SI_RAY10 | 10 | South | YES | 0.046604 | 47 | 10 | 47 | 0 | 1.03 | CC | 1 | 0.087539 | 47 | 47 | 2.1904 | 47 |  |  | 0.087539 | 4.1143 | 0.5051 | 0.63249 |  |  |  |  | 121 | 0.12731
80003 | MILHWYS | F | South | YES | 0.046604 | 0 | 0 | 0 | 0 | 1.0168 | AVR | 1 | 0.087539 | 0 | 0 | 0 | 0 |  |  | 0.087539 | 0 | 0.5051 | 0.63249 |  |  |  |  | 122 | 0.12734
8936 | MVGN#1 | 1 | South | YES | 0.046587 | 216.6 | 0 | 216.6 | 0 | 1.0304 | CC | 1 | 0.087522 | 216.6 | 216.6 | 10.0907 | 216.6 |  |  | 0.087522 | 18.9572 | 0.51243 | 0.63999 |  |  |  |  | 123 | 0.12735
8937 | MVGN#2 | 2 | South | YES | 0.046587 | 216.7 | 0 | 216.7 | 0 | 1.0304 | CC | 1 | 0.087522 | 216.7 | 216.7 | 10.0954 | 216.7 |  |  | 0.087522 | 18.9659 | 0.51975 | 0.64749 |  |  |  |  | 124 | 0.12739
8938 | MVGN#3 | 3 | South | YES | 0.046587 | 250.9 | 0 | 250.9 | 0 | 1.0304 | CC | 1 | 0.087522 | 250.9 | 250.9 | 11.6887 | 250.9 |  |  | 0.087522 | 21.9591 | 0.52823 | 0.65617 |  |  |  |  | 125 | 0.12739
8981 | HECN1 | 1 | South | YES | 0.046586 | 144.8 | 0 | 144.8 | 0 | 1.0304 | CC | 1 | 0.087521 | 144.8 | 144.8 | 6.7457 | 144.8 |  |  | 0.087521 | 12.673 | 0.53313 | 0.66118 |  |  |  |  | 126 | 0.12756
8982 | HECN2 | 2 | South | YES | 0.046586 | 144.1 | 0 | 144.1 | 0 | 1.0304 | CC | 1 | 0.087521 | 144.1 | 144.1 | 6.713 | 144.1 |  |  | 0.087521 | 12.6117 | 0.538 | 0.66617 |  |  |  |  | 127 | 0.12774
8983 | HECN3 | 3 | South | YES | 0.046586 | 171.9 | 0 | 171.9 | 0 | 1.0304 | CC | 1 | 0.087521 | 171.9 | 171.9 | 8.0081 | 171.9 |  |  | 0.087521 | 15.0448 | 0.54381 | 0.67212 |  |  |  |  | 128 | 0.12794
8517 | CELANEBI0A | 1 | South | YES | 0.046571 | 29 | 0 | 29 | 0 | 1.02 | Cogen | 1 | 0.087506 | 0 | 0 | 0 | 0 |  |  | 0.087506 | 0 | 0.54381 | 0.67212 |  |  |  |  | 129 | 0.12805
8933 | FGNTS001 | 1 | South | YES | 0.046536 | 146.5 | 0 | 146.5 | 0 | 1.03 | CC | 1 | 0.087471 | 146.5 | 146.5 | 6.8175 | 146.5 |  |  | 0.087471 | 12.8144 | 0.54876 | 0.67718 |  |  |  |  | 130 | 0.12817
8934 | FGNTS101 | 2 | South | YES | 0.046536 | 147.9 | 0 | 147.9 | 0 | 1.03 | CC | 1 | 0.087471 | 147.9 | 147.9 | 6.8827 | 147.9 |  |  | 0.087471 | 12.9369 | 0.55376 | 0.6823 |  |  |  |  | 131 | 0.1283
8935 | FGNTS201 | 3 | South | YES | 0.046536 | 173 | 0 | 173 | 0 | 1.03 | CC | 1 | 0.087471 | 173 | 173 | 8.0507 | 173 |  |  | 0.087471 | 15.1324 | 0.55961 | 0.68828 |  |  |  |  | 132 | 0.1283
8173 | VICEC51A | 5 | South | YES | 0.046449 | 144 | 18 | 144 | 0 | 1.025 | CC | 1 | 0.087384 | 144 | 144 | 6.6887 | 144 |  |  | 0.087384 | 12.5832 | 0.56448 | 0.69326 |  |  |  |  | 133 | 0.12842
8174 | VICEC61A | 6 | South | YES | 0.046449 | 188 | 42 | 188 | 0 | 1.025 | CC | 1 | 0.087384 | 188 | 188 | 8.7324 | 188 |  |  | 0.087384 | 16.4281 | 0.57084 | 0.69975 |  |  |  |  | 134 | 0.12853
8461 | KOCH_UP0A | 1 | South | YES | 0.046422 | 38 | 0 | 38 | 0 | 1.012 | Cogen | 1 | 0.087357 | 0 | 0 | 0 | 0 |  |  | 0.087357 | 0 | 0.57084 | 0.69975 |  |  |  |  | 135 | 0.12867
8511 | OXY_CC0A | 1 | South | YES | 0.046421 | 30.3 | 0 | 38 | 0 | 1.027 | Cogen | 1 | 0.087356 | 0 | 0 | 0 | 0 |  |  | 0.087356 | 0 | 0.57084 | 0.69975 |  |  |  |  | 136 | 0.12878
8506 | VAL #1 | 1 | South | YES | 0.046381 | 20.9 | 0 | 25 | 0 | 1.0055 | Cogen | 1 | 0.087316 | 0 | 0 | 0 | 0 |  |  | 0.087316 | 0 | 0.57084 | 0.69975 |  |  |  |  | 137 | 0.12892
8507 | VAL #2 | 2 | South | YES | 0.046381 | 20.9 | 0 | 25 | 0 | 1.0055 | Cogen | 1 | 0.087316 | 0 | 0 | 0 | 0 |  |  | 0.087316 | 0 | 0.57084 | 0.69975 |  |  |  |  | 138 | 0.12892
8459 | B_DAVIS0B | MB | South | YES | 0.046357 | 0 | 50 | 339 |  | 1.03 | GSC | 1 | 0.087292 | 0 | 0 | 0 | 0 |  |  | 0.087292 | 0 | 0.57084 | 0.69975 |  |  |  |  | 139 | 0.12892
8460 | B_DAVIS0A | MB | South | YES | 0.046357 | 0 | 50 | 340 |  | 1.03 | GSC | 1 | 0.087292 | 0 | 0 | 0 | 0 |  |  | 0.087292 | 0 | 0.57084 | 0.69975 |  |  |  |  | 140 | 0.12892
80263 | B_DAVIS31A | 3 | South | YES | 0.046357 | 0 | 0 | 180 |  | 1.0366 | CC | 1 | 0.087292 | 180 | 180 | 8.3443 | 180 |  |  | 0.087292 | 15.7125 | 0.57692 | 0.70596 |  |  |  |  | 141 | 0.12892
80264 | B_DAVIS41A | 4 | South | YES | 0.046357 | 0 | 0 | 180 |  | 1.0366 | CC | 1 | 0.087292 | 180 | 180 | 8.3443 | 180 |  |  | 0.087292 | 15.7125 | 0.58301 | 0.71218 |  |  |  |  | 142 | 0.12892
8456 | COSW#1 | 1 | South | YES | 0.046304 | 20 | 0 | 20 | 0 | 1.027 | Cogen | 1 | 0.087239 | 0 | 0 | 0 | 0 |  |  | 0.087239 | 0 | 0.58301 | 0.71218 |  |  |  |  | 143 | 0.12892
8457 | COSW#2 | 2 | South | YES | 0.046304 | 14 | 0 | 14 | 0 | 1.027 | Cogen | 1 | 0.087239 | 0 | 0 | 0 | 0 |  |  | 0.087239 | 0 | 0.58301 | 0.71218 |  |  |  |  | 144 | 0.12904
8560 | CNOPGT1 | 1 | South | YES | 0.046281 | 148.3 | 0 | 148.3 | 0 | 1.03 | Cogen | 1 | 0.087216 | 0 | 0 | 0 | 0 |  |  | 0.087216 | 0 | 0.58301 | 0.71218 |  |  |  |  | 145 | 0.12917
8561 | CNOPGT2 | 2 | South | YES | 0.046281 | 148.6 | 0 | 148.6 | 0 | 1.03 | Cogen | 1 | 0.087216 | 0 | 0 | 0 | 0 |  |  | 0.087216 | 0 | 0.58301 | 0.71218 |  |  |  |  | 146 | 0.12917
8562 | CNOPST1 | 3 | South | YES | 0.046281 | 153 | 0 | 153 | 0 | 1.03 | Cogen | 1 | 0.087216 | 0 | 0 | 0 | 0 |  |  | 0.087216 | 0 | 0.58301 | 0.71218 |  |  |  |  | 147 | 0.12917
8442 | NBEC7 | 7 | South | YES | 0.046277 | 0 | 81 | 367 |  | 1.0298 | GST | 1 | 0.087212 | 367 | 367 | 16.9837 | 367 |  |  | 0.087212 | 32.0066 | 0.59541 | 0.72483 |  |  |  |  | 148 | 0.12917
8442 | NBEC7 | MB | South | YES | 0.046277 | 0 | 81 | 367 |  | 1.0298 | GST | 1 | 0.087212 | 0 | 0 | 0 | 0 |  |  | 0.087212 | 0 | 0.59541 | 0.72483 |  |  |  |  | 149 | 0.12917
88508 | FALFURRI | F | South | YES | 0.046251 | 0 | 0 | 0 | 0 | 1 | AVR | 1 | 0.087186 | 0 | 0 | 0 | 0 |  |  | 0.087186 | 0 | 0.59541 | 0.72483 |  |  |  |  | 150 | 0.12917
5728 | FALCONHYDRO2 | 2 | South | YES | 0.04624 | 12 | 0 | 12 | 0 | 1.0234 | Hydro | 1 | 0.087175 | 0 | 0 | 0 | 0 |  |  | 0.087175 | 0 | 0.59541 | 0.72483 |  |  |  |  | 151 | 0.12942
5729 | FALCONHYDRO3 | 3 | South | YES | 0.04624 | 11 | 0 | 11 | 0 | 1.0234 | Hydro | 1 | 0.087175 | 0 | 0 | 0 | 0 |  |  | 0.087175 | 0 | 0.59541 | 0.72483 |  |  |  |  | 152 | 0.12942
8048 | FALCONHYDRO1 | 1 | South | YES | 0.04624 | 12 | 0 | 12 | 0 | 1.0234 | Hydro | 1 | 0.087175 | 0 | 0 | 0 | 0 |  |  | 0.087175 | 0 | 0.59541 | 0.72483 |  |  |  |  | 153 | 0.12942
8066 | DUP1V#1 | 1 | South | YES | 0.045965 | 52.3 | 0 | 73 | 0 | 1.01 | Cogen | 1 | 0.0869 | 0 | 0 | 0 | 0 |  |  | 0.0869 | 0 | 0.59541 | 0.72483 |  |  |  |  | 154 | 0.12942
88299 | ZAPATA | F | South | YES | 0.045956 | 0 | 0 | 0 | 0 | 1.02 | BLT | 1 | 0.086891 | 0 | 0 | 0 | 0 |  |  | 0.086891 | 0 | 0.59541 | 0.72483 |  |  |  |  | 155 | 0.12942
8926 | LGE_GT10A | 1 | South | YES | 0.045886 | 158 | 0 | 158 | 0 | 1.03 | Cogen | 1 | 0.086821 | 0 | 0 | 0 | 0 |  |  | 0.086821 | 0 | 0.59541 | 0.72483 |  |  |  |  | 156 | 0.12942
8927 | LGE_GT20A | 2 | South | YES | 0.045886 | 153 | 0 | 153 | 0 | 1.03 | Cogen | 1 | 0.086821 | 0 | 0 | 0 | 0 |  |  | 0.086821 | 0 | 0.59541 | 0.72483 |  |  |  |  | 157 | 0.12942
8928 | LGE_STG0A | 3 | South | YES | 0.045886 | 100 | 0 | 100 | 0 | 1.03 | Cogen | 1 | 0.086821 | 0 | 0 | 0 | 0 |  |  | 0.086821 | 0 | 0.59541 | 0.72483 |  |  |  |  | 158 | 0.12942
8930 | ICPGN10A | 1 | South | YES | 0.045886 | 149 | 0 | 149 | 0 | 1.03 | Cogen | 1 | 0.086821 | 0 | 0 | 0 | 0 |  |  | 0.086821 | 0 | 0.59541 | 0.72483 |  |  |  |  | 159 | 0.12942
8931 | ICPGN20A | 2 | South | YES | 0.045886 | 150 | 0 | 150 | 0 | 1.03 | Cogen | 1 | 0.086821 | 0 | 0 | 0 | 0 |  |  | 0.086821 | 0 | 0.59541 | 0.72483 |  |  |  |  | 160 | 0.12942
8932 | ICPGN30A | 3 | South | YES | 0.045886 | 127 | 0 | 127 | 0 | 1.03 | Cogen | 1 | 0.086821 | 0 | 0 | 0 | 0 |  |  | 0.086821 | 0 | 0.59541 | 0.72483 |  |  |  |  | 161 | 0.12942
80223 | REYSHR G | 1 | South | YES | 0.045886 | 12 | 0 | 12 | 0 | 1.032 | Cogen | 1 | 0.086821 | 0 | 0 | 0 | 0 |  |  | 0.086821 | 0 | 0.59541 | 0.72483 |  |  |  |  | 162 | 0.12942
5508 | RAYBURNCC9 | 1 | South | YES | 0.045884 | 47.7 | 18.2 | 47.7 | 0 | 1.0296 | CC | 1 | 0.086819 | 47.7 | 47.7 | 2.1887 | 47.7 |  |  | 0.086819 | 4.1412 | 0.59703 | 0.72647 |  |  |  |  | 163 | 0.12942
5509 | RAYBURNCC10 | 1 | South | YES | 0.045884 | 37.3 | 5.2 | 37.3 | 0 | 1.0296 | CC | 1 | 0.086819 | 37.3 | 37.3 | 1.7115 | 37.3 |  |  | 0.086819 | 3.2383 | 0.59829 | 0.72775 |  |  |  |  | 164 | 0.12942
5511 | RAYBURNCC7 | 1 | South | YES | 0.045884 | 47.5 | 18.2 | 47.5 | 0 | 1.0296 | CC | 1 | 0.086819 | 47.5 | 47.5 | 2.1795 | 47.5 |  |  | 0.086819 | 4.1239 | 0.59989 | 0.72938 |  |  |  |  | 165 | 0.12942
5512 | RAYBURNCC8 | 1 | South | YES | 0.045884 | 49.3 | 18.2 | 49.3 | 0 | 1.0296 | CC | 1 | 0.086819 | 49.3 | 49.3 | 2.2621 | 49.3 |  |  | 0.086819 | 4.2802 | 0.60156 | 0.73107 |  |  |  |  | 166 | 0.12944
80012 | LAR | F | South | YES | 0.045538 | 0 | 0 | 0 | 0 | 1.04 | DCTie | 1 | 0.086473 | 0 | 0 | 0 | 0 |  |  | 0.086473 | 0 | 0.60156 | 0.73107 |  |  |  |  | 167 | 0.12946
80265 | LARECU40A | 4 | South | YES | 0.045537 | 80 | 0 | 100 |  | 1.039 | GGT | 1 | 0.086472 | 100 | 100 | 4.5537 | 100 |  |  | 0.086472 | 8.6472 | 0.60494 | 0.73449 |  |  |  |  | 168 | 0.12949
80266 | LARECU50A | 5 | South | YES | 0.045537 | 80 | 0 | 100 |  | 1.039 | GGT | 1 | 0.086472 | 100 | 100 | 4.5537 | 100 |  |  | 0.086472 | 8.6472 | 0.60832 | 0.73791 |  |  |  |  | 169 | 0.12951
5503 | RAYBURNGEN3 | 1 | South | YES | 0.045477 | 17.6 | 6 | 22 | 0 | 1.0224 | GST | 1 | 0.086412 | 22 | 22 | 1.0005 | 22 |  |  | 0.086412 | 1.9011 | 0.60906 | 0.73866 |  |  |  |  | 170 | 0.12951
5505 | RAYBURNGEN1 | 1 | South | YES | 0.045477 | 0 | 1 | 11 |  | 1.0223 | GGT | 1 | 0.086412 | 11 | 11 | 0.50025 | 11 |  |  | 0.086412 | 0.95053 | 0.60944 | 0.73904 |  |  |  |  | 171 | 0.12955
5506 | RAYBURNGEN2 | 1 | South | YES | 0.045477 | 0 | 1 | 11 |  | 1.0223 | GGT | 1 | 0.086412 | 11 | 11 | 0.50025 | 11 |  |  | 0.086412 | 0.95053 | 0.60981 | 0.73941 |  |  |  |  | 172 | 0.12959
80224 | VISTRONG1 | 1 | South | YES | 0.045104 | 13.1 | 0 | 15 | 0 | 1.01 | Cogen | 1 | 0.086039 | 0 | 0 | 0 | 0 |  |  | 0.086039 | 0 | 0.60981 | 0.73941 |  |  |  |  | 173 | 0.1296
80225 | VISTRONG2 | 2 | South | YES | 0.045104 | 20.2 | 0 | 23 | 0 | 1.01 | Cogen | 1 | 0.086039 | 0 | 0 | 0 | 0 |  |  | 0.086039 | 0 | 0.60981 | 0.73941 |  |  |  |  | 174 | 0.1296
80227 | AIRCO G | 1 | South | YES | 0.044781 | 7.2 | 0 | 8 | 0 | 1.0104 | Cogen | 1 | 0.085716 | 0 | 0 | 0 | 0 |  |  | 0.085716 | 0 | 0.60981 | 0.73941 |  |  |  |  | 175 | 0.1296
8147 | UCAR #2 | 10 | South | YES | 0.044629 | 18.2 | 0 | 28 |  | 1 | Cogen | 1 | 0.085564 | 0 | 0 | 0 | 0 |  |  | 0.085564 | 0 | 0.60981 | 0.73941 |  |  |  |  | 176 | 0.1296
8148 | UCAR #1 | 2 | South | YES | 0.044629 | 6.1 | 0 | 7 | 0 | 1.009 | Cogen | 1 | 0.085564 | 0 | 0 | 0 | 0 |  |  | 0.085564 | 0 | 0.60981 | 0.73941 |  |  |  |  | 177 | 0.1296
80137 | CSDR89 | 9 | South | YES | 0.044629 | 15 | 0 | 15 | 0 | 1.003 | DCTie | 1 | 0.085564 | 0 | 0 | 0 | 0 |  |  | 0.085564 | 0 | 0.60981 | 0.73941 |  |  |  |  | 178 | 0.1296
80137 | CSDR89 | 8 | South | YES | 0.044629 | 33.9 | 0 | 39 | 0 | 1.003 | DCTie | 1 | 0.085564 | 0 | 0 | 0 | 0 |  |  | 0.085564 | 0 | 0.60981 | 0.73941 |  |  |  |  | 179 | 0.1296
80138 | CSDR7 | 7 | South | YES | 0.044629 | 6.1 | 0 | 7 | 0 | 1.014 | DCTie | 1 | 0.085564 | 0 | 0 | 0 | 0 |  |  | 0.085564 | 0 | 0.60981 | 0.73941 |  |  |  |  | 180 | 0.1296
80139 | CSDR56 | 6 | South | YES | 0.044629 | 0 | 0 | 39 |  | 1.0033 | DCTie | 1 | 0.085564 | 0 | 0 | 0 | 0 |  |  | 0.085564 | 0 | 0.60981 | 0.73941 |  |  |  |  | 181 | 0.1296
80139 | CSDR56 | 5 | South | YES | 0.044629 | 15 | 0 | 15 |  | 1.0033 | DCTie | 1 | 0.085564 | 0 | 0 | 0 | 0 |  |  | 0.085564 | 0 | 0.60981 | 0.73941 |  |  |  |  | 182 | 0.1296
80140 | CSDR11 | 11 | South | YES | 0.044629 | 33.9 | 0 | 39 | 0 | 1.03 | DCTie | 1 | 0.085564 | 0 | 0 | 0 | 0 |  |  | 0.085564 | 0 | 0.60981 | 0.73941 |  |  |  |  | 183 | 0.1296
7035 | L_WIRTZ_1G1Y | 1 | South | YES | 0.044427 | 0 | 0 | 29 |  | 1 | Hydro | 1 | 0.085362 | 0 | 0 | 0 | 0 |  |  | 0.085362 | 0 | 0.60981 | 0.73941 |  |  |  |  | 184 | 0.1296
7036 | L_WIRTZ_1G2Y | 2 | South | YES | 0.044427 | 0 | 0 | 29.7 |  | 1 | Hydro | 1 | 0.085362 | 0 | 0 | 0 | 0 |  |  | 0.085362 | 0 | 0.60981 | 0.73941 |  |  |  |  | 185 | 0.1296
7000 | L_FERGUS1_1Y | 1 | South | YES | 0.044238 | 400 | 65 | 423.3 | 0 | 1.015 | GSC | 1 | 0.085173 | 423.3 | 423.3 | 18.7259 | 423.3 |  |  | 0.085173 | 36.0535 | 0.62412 | 0.75367 |  |  |  |  | 186 | 0.1296
80226 | ALCOA G | 1 | South | YES | 0.043522 | 32.3 | 5 | 48 | 0 | 1.015 | Cogen | 1 | 0.084457 | 0 | 0 | 0 | 0 |  |  | 0.084457 | 0 | 0.62412 | 0.75367 |  |  |  |  | 187 | 0.1296
8134 | FOR #1 | 1 | South | YES | 0.043178 | 54.1 | 45 | 79 | 0 | 1 | Cogen | 1 | 0.084113 | 0 | 0 | 0 | 0 |  |  | 0.084113 | 0 | 0.62412 | 0.75367 |  |  |  |  | 188 | 0.1296
8138 | FOR #2 | 2 | South | YES | 0.043178 | 63.1 | 45 | 81 | 0 | 1 | Cogen | 1 | 0.084113 | 0 | 0 | 0 | 0 |  |  | 0.084113 | 0 | 0.62412 | 0.75367 |  |  |  |  | 189 | 0.12955
8153 | FOR #3 | 3 | South | YES | 0.043178 | 63.1 | 45 | 79.9 | 0 | 1 | Cogen | 1 | 0.084113 | 0 | 0 | 0 | 0 |  |  | 0.084113 | 0 | 0.62412 | 0.75367 |  |  |  |  | 190 | 0.12955
8154 | FOR #4 | 4 | South | YES | 0.043178 | 63.1 | 60 | 80 | 0 | 1 | Cogen | 1 | 0.084113 | 0 | 0 | 0 | 0 |  |  | 0.084113 | 0 | 0.62412 | 0.75367 |  |  |  |  | 191 | 0.12955
8155 | FOR #5 | 5 | South | YES | 0.043178 | 63.1 | 60 | 78.4 | 0 | 1 | Cogen | 1 | 0.084113 | 0 | 0 | 0 | 0 |  |  | 0.084113 | 0 | 0.62412 | 0.75367 |  |  |  |  | 192 | 0.12955
8156 | FOR #6 | 6 | South | YES | 0.043178 | 24.9 | 5 | 25 | 0 | 1 | Cogen | 1 | 0.084113 | 0 | 0 | 0 | 0 |  |  | 0.084113 | 0 | 0.62412 | 0.75367 |  |  |  |  | 193 | 0.12955
8157 | FOR #7 | 7 | South | YES | 0.043178 | 28.8 | 5 | 46 | 0 | 1 | Cogen | 1 | 0.084113 | 0 | 0 | 0 | 0 |  |  | 0.084113 | 0 | 0.62412 | 0.75367 |  |  |  |  | 194 | 0.12955
80051 | FOR #8 | 8 | South | YES | 0.043178 | 28 | 28 | 28 |  | 1 | Cogen | 1 | 0.084113 | 0 | 0 | 0 | 0 |  |  | 0.084113 | 0 | 0.62412 | 0.75367 |  |  |  |  | 195 | 0.12955
80052 | FOR #9 | 9 | South | YES | 0.043178 | 29.7 | 5 | 43.6 | 0 | 1 | Cogen | 1 | 0.084113 | 0 | 0 | 0 | 0 |  |  | 0.084113 | 0 | 0.62412 | 0.75367 |  |  |  |  | 196 | 0.12955
80053 | FOR #10 | 10 | South | YES | 0.043178 | 68.4 | 45 | 75 | 0 | 1 | Cogen | 1 | 0.084113 | 0 | 0 | 0 | 0 |  |  | 0.084113 | 0 | 0.62412 | 0.75367 |  |  |  |  | 197 | 0.12955
7026 | L_INKSDA1_1Y | 1 | South | YES | 0.035361 | 0 | 0 | 13.7 |  | 1 | Hydro | 1 | 0.076296 | 0 | 0 | 0 | 0 |  |  | 0.076296 | 0 | 0.62412 | 0.75367 |  |  |  |  | 198 | 0.12955
7022 | L_BUCHAN1_1Y | 1 | South | YES | 0.034587 | 0 | 0 | 18 |  | 1 | Hydro | 1 | 0.075522 | 0 | 0 | 0 | 0 |  |  | 0.075522 | 0 | 0.62412 | 0.75367 |  |  |  |  | 199 | 0.12955
7023 | L_BUCHAN1_2Y | 2 | South | YES | 0.034587 | 0 | 0 | 18 |  | 1 | Hydro | 1 | 0.075522 | 0 | 0 | 0 | 0 |  |  | 0.075522 | 0 | 0.62412 | 0.75367 |  |  |  |  | 200 | 0.12955
7024 | L_BUCHAN1_3Y | 3 | South | YES | 0.034587 | 0 | 0 | 15 |  | 1 | Hydro | 1 | 0.075522 | 0 | 0 | 0 | 0 |  |  | 0.075522 | 0 | 0.62412 | 0.75367 |  |  |  |  | 201 | 0.12955
8262 | ELPS | 1 | South | YES | 0.032186 | 6 | 6 | 6 | 0 | 1.15 | Hydro | 1 | 0.073121 | 0 | 0 | 0 | 0 |  |  | 0.073121 | 0 | 0.62412 | 0.75367 |  |  |  |  | 202 | 0.12955
5911 | STP_GN1___1 | 1 | Houston | YES | 0.03073 | 1333 | 1249 | 1333 | 0 | 1.0406 | Nuc | 1 | 0.071665 | 0 | 0 |  |  |  |  | 0.071665 | 0 | 0.62412 | 0.75367 |  |  |  |  | 203 | 0.12955
5912 | STP_GN2___2 | 2 | Houston | YES | 0.03073 | 1332 | 1249 | 1332 | 0 | 1.0406 | Nuc | 1 | 0.071665 | 0 | 0 |  |  |  |  | 0.071665 | 0 | 0.62412 | 0.75367 |  |  |  |  | 204 | 0.12955
48731 | CBE_GT1 | 1 | Houston | YES | 0.030632 | 76 | 0 | 76 | 0 | 1.029 | CC | 1 | 0.071567 | 76 | 76 |  |  |  |  | 0.071567 | 5.4391 | 0.62669 | 0.75582 |  |  |  |  | 205 | 0.12955
48732 | CBE_GT2 | 1 | Houston | YES | 0.030632 | 76 | 0 | 76 | 0 | 1.029 | CC | 1 | 0.071567 | 76 | 76 |  |  |  |  | 0.071567 | 5.4391 | 0.62926 | 0.75797 |  |  |  |  | 206 | 0.12955
48733 | CBE_ST12 | 1 | Houston | YES | 0.030632 | 105 | 0 | 105 | 0 | 1.029 | CC | 1 | 0.071567 | 105 | 105 |  |  |  |  | 0.071567 | 7.5145 | 0.63281 | 0.76094 |  |  |  |  | 207 | 0.12955
48734 | CBE_GT3 | 1 | Houston | YES | 0.030632 | 76 | 0 | 76 | 0 | 1.029 | CC | 1 | 0.071567 | 76 | 76 |  |  |  |  | 0.071567 | 5.4391 | 0.63537 | 0.76309 |  |  |  |  | 208 | 0.12913
48735 | CBE_GT4 | 1 | Houston | YES | 0.030632 | 76 | 0 | 76 | 0 | 1.029 | CC | 1 | 0.071567 | 76 | 76 |  |  |  |  | 0.071567 | 5.4391 | 0.63794 | 0.76524 |  |  |  |  | 209 | 0.12871
48736 | CBE_ST34 | 1 | Houston | YES | 0.030632 | 105 | 0 | 105 | 0 | 1.029 | CC | 1 | 0.071567 | 105 | 105 |  |  |  |  | 0.071567 | 7.5145 | 0.64149 | 0.76821 |  |  |  |  | 210 | 0.12813
48911 | TGF_GT1_8000 | 1 | Houston | YES | 0.028987 | 69.2 | 0 | 69.2 |  | 1.029 | Cogen | 1 | 0.069922 | 0 | 0 |  |  |  |  | 0.069922 | 0 | 0.64149 | 0.76821 |  |  |  |  | 211 | 0.12771
8032 | AMISTADHYD1 | 1 | South | YES | 0.025064 | 33 | 13 | 33 | 0 | 1.03 | Hydro | 1 | 0.065999 | 0 | 0 | 0 | 0 |  |  | 0.065999 | 0 | 0.64149 | 0.76821 |  |  |  |  | 212 | 0.1273
8033 | AMISTADHYD2 | 2 | South | YES | 0.025064 | 25 | 13 | 25 | 0 | 1.03 | Hydro | 1 | 0.065999 | 0 | 0 | 0 | 0 |  |  | 0.065999 | 0 | 0.64149 | 0.76821 |  |  |  |  | 213 | 0.12672
88253 | HAMILTON | F | South | YES | 0.025064 | 0 | 0 | 0 | 0 | 1.04 | BLT | 1 | 0.065999 | 0 | 0 | 0 | 0 |  |  | 0.065999 | 0 | 0.64149 | 0.76821 |  |  |  |  | 214 | 0.12672
49851 | DOW17000 | 37 | Houston | YES | 0.024106 | 39 | 0 | 62 | 0 | 1 | Cogen | 1 | 0.065041 | 0 | 0 |  |  |  |  | 0.065041 | 0 | 0.64149 | 0.76821 |  |  |  |  | 215 | 0.12672
49858 | DOW38100 | 31 | Houston | YES | 0.024106 | 45 | 0 | 71.4 |  | 1 | Cogen | 1 | 0.065041 | 0 | 0 |  |  |  |  | 0.065041 | 0 | 0.64149 | 0.76821 |  |  |  |  | 216 | 0.12672
49859 | DOW38200 | 33 | Houston | YES | 0.024106 | 28 | 0 | 45 | 0 | 1 | Cogen | 1 | 0.065041 | 0 | 0 |  |  |  |  | 0.065041 | 0 | 0.64149 | 0.76821 |  |  |  |  | 217 | 0.12672
49860 | DOW38300 | 32 | Houston | YES | 0.024106 | 63 | 0 | 101 |  | 1 | Cogen | 1 | 0.065041 | 0 | 0 |  |  |  |  | 0.065041 | 0 | 0.64149 | 0.76821 |  |  |  |  | 218 | 0.12672
49862 | DOW39100 | 36 | Houston | YES | 0.024106 | 54 | 0 | 86 | 0 | 1 | Cogen | 1 | 0.065041 | 0 | 0 |  |  |  |  | 0.065041 | 0 | 0.64149 | 0.76821 |  |  |  |  | 219 | 0.12672
49863 | DOW39200 | 35 | Houston | YES | 0.024106 | 55 | 0 | 88 | 0 | 1 | Cogen | 1 | 0.065041 | 0 | 0 |  |  |  |  | 0.065041 | 0 | 0.64149 | 0.76821 |  |  |  |  | 220 | 0.12672
49865 | DOW41000 | 41 | Houston | YES | 0.024106 | 31 | 0 | 50 |  | 1 | Cogen | 1 | 0.065041 | 0 | 0 |  |  |  |  | 0.065041 | 0 | 0.64149 | 0.76821 |  |  |  |  | 221 | 0.12672
49866 | DOW42000 | 42 | Houston | YES | 0.024106 | 11 | 0 | 18 |  | 1 | Cogen | 1 | 0.065041 | 0 | 0 |  |  |  |  | 0.065041 | 0 | 0.64149 | 0.76821 |  |  |  |  | 222 | 0.12672
49869 | DOW49000 | 45 | Houston | YES | 0.024106 | 59 | 0 | 94 |  | 1 | Cogen | 1 | 0.065041 | 0 | 0 |  |  |  |  | 0.065041 | 0 | 0.64149 | 0.76821 |  |  |  |  | 223 | 0.12672
49870 | DOW61000 | 61 | Houston | YES | 0.024106 | 44 | 0 | 70 | 0 | 1 | Cogen | 1 | 0.065041 | 0 | 0 |  |  |  |  | 0.065041 | 0 | 0.64149 | 0.76821 |  |  |  |  | 224 | 0.12672
49871 | DOW62000 | 62 | Houston | YES | 0.024106 | 40 | 0 | 63 | 0 | 1 | Cogen | 1 | 0.065041 | 0 | 0 |  |  |  |  | 0.065041 | 0 | 0.64149 | 0.76821 |  |  |  |  | 225 | 0.12672
49872 | DOW63000 | 63 | Houston | YES | 0.024106 | 45 | 0 | 72 | 0 | 1 | Cogen | 1 | 0.065041 | 0 | 0 |  |  |  |  | 0.065041 | 0 | 0.64149 | 0.76821 |  |  |  |  | 226 | 0.12672
49873 | DOW64000 | 64 | Houston | YES | 0.024106 | 41 | 0 | 64.8 | 0 | 1 | Cogen | 1 | 0.065041 | 0 | 0 |  |  |  |  | 0.065041 | 0 | 0.64149 | 0.76821 |  |  |  |  | 227 | 0.12672
49876 | DOW65000 | 65 | Houston | YES | 0.024106 | 63 | 0 | 101 | 0 | 1 | Cogen | 1 | 0.065041 | 0 | 0 |  |  |  |  | 0.065041 | 0 | 0.64149 | 0.76821 |  |  |  |  | 228 | 0.12672
49877 | DOW66000 | 66 | Houston | YES | 0.024106 | 61 | 0 | 97 | 0 | 1 | Cogen | 1 | 0.065041 | 0 | 0 |  |  |  |  | 0.065041 | 0 | 0.64149 | 0.76821 |  |  |  |  | 229 | 0.12672
49878 | DOW67000 | 67 | Houston | YES | 0.024106 | 65 | 0 | 103 | 0 | 1 | Cogen | 1 | 0.065041 | 0 | 0 |  |  |  |  | 0.065041 | 0 | 0.64149 | 0.76821 |  |  |  |  | 230 | 0.12672
49882 | DOW81000 | 81 | Houston | YES | 0.024106 | 47 | 0 | 76 | 0 | 1 | Cogen | 1 | 0.065041 | 0 | 0 |  |  |  |  | 0.065041 | 0 | 0.64149 | 0.76821 |  |  |  |  | 231 | 0.12672
49884 | DOW82000 | 82 | Houston | YES | 0.024106 | 51 | 0 | 80 | 0 | 1 | Cogen | 1 | 0.065041 | 0 | 0 |  |  |  |  | 0.065041 | 0 | 0.64149 | 0.76821 |  |  |  |  | 232 | 0.12672
49885 | DOW83000 | 83 | Houston | YES | 0.024106 | 51 | 0 | 80 | 0 | 1 | Cogen | 1 | 0.065041 | 0 | 0 |  |  |  |  | 0.065041 | 0 | 0.64149 | 0.76821 |  |  |  |  | 233 | 0.12672
49886 | DOW84000 | 84 | Houston | YES | 0.024106 | 107 | 0 | 171 | 0 | 0.98 | Cogen | 1 | 0.065041 | 0 | 0 |  |  |  |  | 0.065041 | 0 | 0.64149 | 0.76821 |  |  |  |  | 234 | 0.12672
48520 | BSF_GT1_8070 | 1 | Houston | YES | 0.022897 | 72 | 0 | 72 | 0 | 1.0326 | Cogen | 1 | 0.063832 | 0 | 0 |  |  |  |  | 0.063832 | 0 | 0.64149 | 0.76821 |  |  |  |  | 235 | 0.12672
48520 | BSF_GT1_8070 | 2 | Houston | YES | 0.022897 | 10 | 0 | 10 | 0 | 1.0326 | Cogen | 1 | 0.063832 | 0 | 0 |  |  |  |  | 0.063832 | 0 | 0.64149 | 0.76821 |  |  |  |  | 236 | 0.12672
39760 | TNSCLP1___8 | 1 | Houston | YES | 0.021947 | 93.4 | 20 | 116.8 | 0 | 1.04 | Cogen | 1 | 0.062882 | 0 | 0 |  |  |  |  | 0.062882 | 0 | 0.64149 | 0.76821 |  |  |  |  | 237 | 0.12672
39770 | TNSCLP2___8 | 1 | Houston | YES | 0.021947 | 91.6 | 20 | 114.5 | 0 | 1.04 | Cogen | 1 | 0.062882 | 0 | 0 |  |  |  |  | 0.062882 | 0 | 0.64149 | 0.76821 |  |  |  |  | 238 | 0.12672
39775 | TNSCLP4___8 | 1 | Houston | YES | 0.021947 | 95.2 | 20 | 119 | 0 | 1.04 | Cogen | 1 | 0.062882 | 0 | 0 |  |  |  |  | 0.062882 | 0 | 0.64149 | 0.76821 |  |  |  |  | 239 | 0.12672
39790 | TNSCLP3___8 | 1 | Houston | YES | 0.021947 | 87.6 | 20 | 109.5 | 0 | 1.027 | Cogen | 1 | 0.062882 | 0 | 0 |  |  |  |  | 0.062882 | 0 | 0.64149 | 0.76821 |  |  |  |  | 240 | 0.12672
48730 | MNS_GT | 1 | Houston | YES | 0.01845 | 43 | 0 | 46.1 |  | 1.029 | Cogen | 1 | 0.059385 | 0 | 0 |  |  |  |  | 0.059385 | 0 | 0.64149 | 0.76821 |  |  |  |  | 241 | 0.12672
48926 | WAP_GN6_6 | 6 | Houston | YES | 0.01844 | 651 | 280 | 651 |  | 1.035 | LIGCO | 1 | 0.059375 | 0 | 651 |  |  |  |  | 0.059375 | 38.6528 | 0.6635 | 0.78349 |  |  |  |  | 242 | 0.12672
48927 | WAP_GN7_7 | 7 | Houston | YES | 0.01844 | 564 | 277 | 564 |  | 1.035 | LIGCO | 1 | 0.059375 | 0 | 564 |  |  |  |  | 0.059375 | 33.4872 | 0.68257 | 0.79673 |  |  |  |  | 243 | 0.12672
48928 | WAP_GN8_8 | 8 | Houston | YES | 0.01844 | 603 | 275 | 603 |  | 1.035 | LIGCO | 1 | 0.059375 | 0 | 603 |  |  |  |  | 0.059375 | 35.8028 | 0.70295 | 0.81089 |  |  |  |  | 244 | 0.12672
48521 | BVE_GT1_GT1 | 1 | Houston | YES | 0.018411 | 167.7 | 0 | 167.7 |  | 1.035 | CC | 1 | 0.059346 | 167.7 | 167.7 |  |  |  |  | 0.059346 | 9.9522 | 0.70862 | 0.81482 |  |  |  |  | 245 | 0.11999
48522 | BVE_GT2_5035 | 2 | Houston | YES | 0.018411 | 166.4 | 0 | 166.4 |  | 1.035 | CC | 1 | 0.059346 | 166.4 | 166.4 |  |  |  |  | 0.059346 | 9.8751 | 0.71425 | 0.81873 |  |  |  |  | 246 | 0.11417
48523 | BVE_ST1_GN1 | 3 | Houston | YES | 0.018411 | 252.4 | 0 | 252.4 |  | 1.035 | CC | 1 | 0.059346 | 252.4 | 252.4 |  |  |  |  | 0.059346 | 14.9788 | 0.72278 | 0.82465 |  |  |  |  | 247 | 0.10794
48510 | AK_GT1__8040 | 1 | Houston | YES | 0.017925 | 33.4 | 8.1 | 34 |  | 1.029 | Cogen | 1 | 0.05886 | 0 | 0 |  |  |  |  | 0.05886 | 0 | 0.72278 | 0.82465 |  |  |  |  | 248 | 0.1062
48921 | WAP_GN1_1 | 1 | Houston | YES | 0.017885 | 132.8 | 37 | 166 | 0 | 1.0362 | GST | 1 | 0.05882 | 166 | 166 |  |  |  |  | 0.05882 | 9.764 | 0.72839 | 0.82851 |  |  |  |  | 249 | 0.10448
48922 | WAP_GN2_2 | 2 | Houston | YES | 0.017885 | 132.8 | 37 | 166 | 0 | 1.0362 | GST | 1 | 0.05882 | 166 | 166 |  |  |  |  | 0.05882 | 9.764 | 0.734 | 0.83237 |  |  |  |  | 250 | 0.10187
48923 | WAP_GN3_3 | 3 | Houston | YES | 0.017885 | 198.4 | 93 | 248 | 0 | 1.0362 | GST | 1 | 0.05882 | 248 | 248 |  |  |  |  | 0.05882 | 14.5872 | 0.74239 | 0.83814 |  |  |  |  | 251 | 0.10187
48924 | WAP_GN4_4 | 4 | Houston | YES | 0.017885 | 546 | 217 | 546 | 0 | 1.0362 | GSC | 1 | 0.05882 | 546 | 546 |  |  |  |  | 0.05882 | 32.1154 | 0.76085 | 0.85084 |  |  |  |  | 252 | 0.10012
48925 | WAP_GN5_5 | 5 | Houston | YES | 0.017885 | 582.9 | 278 | 654 | 0 | 0.985 | LIGCO | 1 | 0.05882 | 0 | 654 |  |  |  |  | 0.05882 | 38.468 | 0.78295 | 0.86605 |  |  |  |  | 253 | 0.098368
48929 | WAPGT21_GT1 | B1 | Houston | YES | 0.017885 | 0 | 0 | 13 |  | 1.05 | GGT | 1 | 0.05882 | 13 | 13 |  |  |  |  | 0.05882 | 0.76465 | 0.78339 | 0.86635 |  |  |  |  | 254 | 0.095751
38580 | TNBP_CGN1_8 | 1 | Houston | YES | 0.015588 | 70.8 | 0 | 70.8 | 0 | 1.005 | Cogen | 1 | 0.056523 | 0 | 0 |  |  |  |  | 0.056523 | 0 | 0.78339 | 0.86635 |  |  |  |  | 255 | 0.089991
38590 | TNBP_CGN2_8 | 2 | Houston | YES | 0.015588 | 66.7 | 0 | 66.7 | 0 | 1.005 | Cogen | 1 | 0.056523 | 0 | 0 |  |  |  |  | 0.056523 | 0 | 0.78339 | 0.86635 |  |  |  |  | 256 | 0.083091
38600 | TNBP_CGN3_8 | 5 | Houston | YES | 0.015588 | 53 | 0 | 53 | 0 | 1.005 | Cogen | 1 | 0.056523 | 0 | 0 |  |  |  |  | 0.056523 | 0 | 0.78339 | 0.86635 |  |  |  |  | 257 | 0.082954
38611 | TNBPAMCG1_8 | 1 | Houston | YES | 0.015588 | 153.2 | 0 | 153.2 | 0 | 1.005 | Cogen | 1 | 0.056523 | 0 | 0 |  |  |  |  | 0.056523 | 0 | 0.78339 | 0.86635 |  |  |  |  | 258 | 0.082954
38612 | TNBPAMCG2_8 | 2 | Houston | YES | 0.015588 | 153.5 | 0 | 153.5 | 0 | 1.005 | Cogen | 1 | 0.056523 | 0 | 0 |  |  |  |  | 0.056523 | 0 | 0.78339 | 0.86635 |  |  |  |  | 259 | 0.082954
38613 | TNBPAMCG3_8 | 3 | Houston | YES | 0.015588 | 152.3 | 0 | 152.3 | 0 | 1.005 | Cogen | 1 | 0.056523 | 0 | 0 |  |  |  |  | 0.056523 | 0 | 0.78339 | 0.86635 |  |  |  |  | 260 | 0.082954
38614 | TNBPAMCG4_8 | 4 | Houston | YES | 0.015588 | 96 | 0 | 96 |  | 1.005 | Cogen | 1 | 0.056523 | 0 | 0 |  |  |  |  | 0.056523 | 0 | 0.78339 | 0.86635 |  |  |  |  | 261 | 0.082954
38615 | TNBPAMCG5_8 | 1 | Houston | YES | 0.015588 | 244 | 0 | 244 | 0 | 1.005 | Cogen | 1 | 0.056523 | 0 | 0 |  |  |  |  | 0.056523 | 0 | 0.78339 | 0.86635 |  |  |  |  | 262 | 0.082954
38690 | TNBP_CGN4_8 | 3 | Houston | YES | 0.015588 | 40 | 0 | 40 |  | 1.005 | Cogen | 1 | 0.056523 | 0 | 0 |  |  |  |  | 0.056523 | 0 | 0.78339 | 0.86635 |  |  |  |  | 263 | 0.082954
38711 | TNTXCTY1CG8 | 1 | Houston | YES | 0.015588 | 100.3 | 59 | 100.3 | 0 | 1 | Cogen | 1 | 0.056523 | 0 | 0 |  |  |  |  | 0.056523 | 0 | 0.78339 | 0.86635 |  |  |  |  | 264 | 0.082954
38712 | TNTXCTY2CG8 | 1 | Houston | YES | 0.015588 | 92.9 | 59 | 92.9 | 0 | 1 | Cogen | 1 | 0.056523 | 0 | 0 |  |  |  |  | 0.056523 | 0 | 0.78339 | 0.86635 |  |  |  |  | 265 | 0.082954
38713 | TNTXCTY3CG8 | 1 | Houston | YES | 0.015588 | 102.7 | 59 | 102.7 | 0 | 1 | Cogen | 1 | 0.056523 | 0 | 0 |  |  |  |  | 0.056523 | 0 | 0.78339 | 0.86635 |  |  |  |  | 266 | 0.082954
38714 | TNTXCTY4CG8 | 1 | Houston | YES | 0.015588 | 103 | 59 | 103 | 0 | 1 | Cogen | 1 | 0.056523 | 0 | 0 |  |  |  |  | 0.056523 | 0 | 0.78339 | 0.86635 |  |  |  |  | 267 | 0.082954
39470 | TNDOWCGNSG8 | 1 | Houston | YES | 0.015588 | 32 | 10 | 32 | 0 | 0.985 | Cogen | 1 | 0.056523 | 0 | 0 |  |  |  |  | 0.056523 | 0 | 0.78339 | 0.86635 |  |  |  |  | 268 | 0.082954
39480 | TNDOWCGNGG8 | 1 | Houston | YES | 0.015588 | 30 | 10 | 30 | 0 | 0.985 | Cogen | 1 | 0.056523 | 0 | 0 |  |  |  |  | 0.056523 | 0 | 0.78339 | 0.86635 |  |  |  |  | 269 | 0.082954
48772 | PHR_GN2_2 | MB | Houston | YES | 0.014626 | 0 | 72 | 459 |  | 1.0362 | GSC | 1 | 0.055561 | 0 | 0 |  |  |  |  | 0.055561 | 0 | 0.78339 | 0.86635 |  |  |  |  | 270 | 0.082954
48561 | CTL_GT2_8130 | 1 | Houston | YES | 0.013955 | 73.5 | 30.3 | 91.9 |  | 1.0362 | Cogen | 1 | 0.05489 | 0 | 0 |  |  |  |  | 0.05489 | 0 | 0.78339 | 0.86635 |  |  |  |  | 271 | 0.082954
48562 | CTL_GT3_8135 | 2 | Houston | YES | 0.013955 | 70.1 | 30.3 | 87.6 |  | 1.0362 | Cogen | 1 | 0.05489 | 0 | 0 |  |  |  |  | 0.05489 | 0 | 0.78339 | 0.86635 |  |  |  |  | 272 | 0.082954
48563 | CTL_GT4_8140 | 3 | Houston | YES | 0.013955 | 69.6 | 30.3 | 87 |  | 1.0362 | Cogen | 1 | 0.05489 | 0 | 0 |  |  |  |  | 0.05489 | 0 | 0.78339 | 0.86635 |  |  |  |  | 273 | 0.082954
48564 | CTL_GN1_8145 | 4 | Houston | YES | 0.013955 | 43.6 | 12.9 | 54.5 |  | 1.0362 | Cogen | 1 | 0.05489 | 0 | 0 |  |  |  |  | 0.05489 | 0 | 0.78339 | 0.86635 |  |  |  |  | 274 | 0.082954
48565 | CTL_GN2_8155 | 5 | Houston | YES | 0.013955 | 9.8 | 3.4 | 12.2 |  | 1.0362 | Cogen | 1 | 0.05489 | 0 | 0 |  |  |  |  | 0.05489 | 0 | 0.78339 | 0.86635 |  |  |  |  | 275 | 0.082954
48531 | BYU_GT1_8075 | 1 | Houston | YES | 0.013698 | 65 | 0 | 65 |  | 1.0362 | Cogen | 1 | 0.054633 | 0 | 0 |  |  |  |  | 0.054633 | 0 | 0.78339 | 0.86635 |  |  |  |  | 276 | 0.082954
48532 | BYU_GT2_8055 | 2 | Houston | YES | 0.013698 | 62 | 0 | 62 |  | 1.0362 | Cogen | 1 | 0.054633 | 0 | 0 |  |  |  |  | 0.054633 | 0 | 0.78339 | 0.86635 |  |  |  |  | 277 | 0.082954
48533 | BYU_GT3_8060 | 3 | Houston | YES | 0.013698 | 67 | 0 | 67 |  | 1.0362 | Cogen | 1 | 0.054633 | 0 | 0 |  |  |  |  | 0.054633 | 0 | 0.78339 | 0.86635 |  |  |  |  | 278 | 0.082954
48534 | BYU_GT4_8065 | 4 | Houston | YES | 0.013698 | 65 | 0 | 65 |  | 1.0362 | Cogen | 1 | 0.054633 | 0 | 0 |  |  |  |  | 0.054633 | 0 | 0.78339 | 0.86635 |  |  |  |  | 279 | 0.082954
48691 | GBY_73741085 | B | Houston | YES | 0.013377 | 37.6 | 20 | 47 | 0 | 1.0362 | GGT | 1 | 0.054312 | 47 | 47 |  |  |  |  | 0.054312 | 2.5526 | 0.78498 | 0.86736 |  |  |  |  | 280 | 0.082954
48691 | GBY_73741085 | A | Houston | YES | 0.013377 | 37.6 | 20 | 47 | 0 | 1.0362 | GGT | 1 | 0.054312 | 47 | 47 |  |  |  |  | 0.054312 | 2.5526 | 0.78657 | 0.86837 |  |  |  |  | 281 | 0.082954
48692 | GBY_81821075 | D | Houston | YES | 0.013377 | 44 | 20 | 55 | 0 | 1.0362 | GGT | 1 | 0.054312 | 55 | 55 |  |  |  |  | 0.054312 | 2.9871 | 0.78843 | 0.86955 |  |  |  |  | 282 | 0.082954
48692 | GBY_81821075 | C | Houston | YES | 0.013377 | 37.6 | 20 | 47 | 0 | 1.0362 | GGT | 1 | 0.054312 | 47 | 47 |  |  |  |  | 0.054312 | 2.5526 | 0.79002 | 0.87056 |  |  |  |  | 283 | 0.082374
48693 | GBY_83841065 | F | Houston | YES | 0.013377 | 43.2 | 20 | 54 | 0 | 1.0362 | GGT | 1 | 0.054312 | 54 | 54 |  |  |  |  | 0.054312 | 2.9328 | 0.79185 | 0.87172 |  |  |  |  | 284 | 0.081795
48693 | GBY_83841065 | E | Houston | YES | 0.013377 | 45.6 | 20 | 57 | 0 | 1.0362 | GGT | 1 | 0.054312 | 57 | 57 |  |  |  |  | 0.054312 | 3.0958 | 0.79377 | 0.87294 |  |  |  |  | 285 | 0.081117
48841 | SJS_GT1_GT1 | 1 | Houston | YES | 0.013215 | 62.4 | 49 | 78 | 0 | 1.0362 | Cogen | 1 | 0.05415 | 0 | 0 |  |  |  |  | 0.05415 | 0 | 0.79377 | 0.87294 |  |  |  |  | 286 | 0.080537
48842 | SJS_GT2_GT2 | 2 | Houston | YES | 0.013215 | 64.8 | 49 | 81 | 0 | 1.0362 | Cogen | 1 | 0.05415 | 0 | 0 |  |  |  |  | 0.05415 | 0 | 0.79377 | 0.87294 |  |  |  |  | 287 | 0.079871
48641 | DPEC_GT15040 | 1 | Houston | YES | 0.013088 | 163.2 | 98 | 163.2 | 0 | 1.0319 | CC | 1 | 0.054023 | 163.2 | 163.2 |  |  |  |  | 0.054023 | 8.8165 | 0.79929 | 0.87643 |  |  |  |  | 288 | 0.079168
48642 | DPEC_GT25025 | 2 | Houston | YES | 0.013088 | 157.1 | 98 | 157.1 | 0 | 1.0319 | CC | 1 | 0.054023 | 157.1 | 157.1 |  |  |  |  | 0.054023 | 8.4869 | 0.8046 | 0.87978 |  |  |  |  | 289 | 0.079168
48643 | DPEC_GT35010 | 3 | Houston | YES | 0.013088 | 157.5 | 98 | 157.5 | 0 | 1.0319 | CC | 1 | 0.054023 | 157.5 | 157.5 |  |  |  |  | 0.054023 | 8.5085 | 0.80993 | 0.88315 |  |  |  |  | 290 | 0.079168
48644 | DPEC_GT45070 | 4 | Houston | YES | 0.013088 | 157 | 98 | 157 | 0 | 1.0319 | CC | 1 | 0.054023 | 157 | 157 |  |  |  |  | 0.054023 | 8.4815 | 0.81523 | 0.8865 |  |  |  |  | 291 | 0.077137
48645 | DPEC_ST55065 | 5 | Houston | YES | 0.013088 | 282 | 0 | 282 | 0 | 1.0319 | CC | 1 | 0.054023 | 282 | 282 |  |  |  |  | 0.054023 | 15.2343 | 0.82477 | 0.89252 |  |  |  |  | 292 | 0.075181
48761 | PR_GT1__9040 | 1 | Houston | YES | 0.012972 | 26 | 0 | 35 |  | 1 | Cogen | 1 | 0.053907 | 0 | 0 |  |  |  |  | 0.053907 | 0 | 0.82477 | 0.89252 |  |  |  |  | 293 | 0.073221
48855 | SRB_GT211035 | B1 | Houston | YES | 0.012851 | 0 | 0 | 18 |  | 1.014 | GGT | 1 | 0.053786 | 18 | 18 |  |  |  |  | 0.053786 | 0.96814 | 0.82537 | 0.89291 |  |  |  |  | 294 | 0.071267
48855 | SRB_GT211035 | B2 | Houston | YES | 0.012851 | 0 | 0 | 12 |  | 1.014 | GGT | 1 | 0.053786 | 12 | 12 |  |  |  |  | 0.053786 | 0.64543 | 0.82578 | 0.89316 |  |  |  |  | 295 | 0.067757
48852 | SRB_GN2_2 | 2 | Houston | YES | 0.012844 | 140.8 | 26 | 176 | 0 | 1.0217 | GST | 1 | 0.053779 | 176 | 176 |  |  |  |  | 0.053779 | 9.465 | 0.83173 | 0.8969 |  |  |  |  | 296 | 0.067757
48851 | SRB_GN1_1 | 1 | Houston | YES | 0.012835 | 132 | 26 | 165 | 0 | 1.0217 | GST | 1 | 0.05377 | 165 | 165 |  |  |  |  | 0.05377 | 8.872 | 0.83731 | 0.90041 |  |  |  |  | 297 | 0.067531
48551 | CAL_GT1_8045 | 1 | Houston | YES | 0.012832 | 149 | 0 | 149 | 0 | 1.0326 | Cogen | 1 | 0.053767 | 0 | 0 |  |  |  |  | 0.053767 | 0 | 0.83731 | 0.90041 |  |  |  |  | 298 | 0.067381
48552 | CAL_ST1_8000 | 2 | Houston | YES | 0.012832 | 65.1 | 0 | 65.1 | 0 | 1.0326 | Cogen | 1 | 0.053767 | 0 | 0 |  |  |  |  | 0.053767 | 0 | 0.83731 | 0.90041 |  |  |  |  | 299 | 0.065173
48853 | SRB_GN3_3 | 3 | Houston | YES | 0.012803 | 170.4 | 35 | 213 |  | 1.0326 | GST | 1 | 0.053738 | 213 | 213 |  |  |  |  | 0.053738 | 11.4461 | 0.84451 | 0.90494 |  |  |  |  | 300 | 0.063103
48845 | SOL_GT1 | 1 | Houston | YES | 0.012801 | 16.2 | 15.4 | 16.2 |  | 1.0326 | Solar | 1 | 0.053736 | 16.2 | 16.2 |  |  |  |  | 0.053736 | 0.87052 | 0.84506 | 0.90528 |  |  |  |  | 301 | 0.063103
48611 | DIB_GT1_8080 | 1 | Houston | YES | 0.0128 | 64 | 0 | 64 | 0 | 1.0326 | Cogen | 1 | 0.053735 | 0 | 0 |  |  |  |  | 0.053735 | 0 | 0.84506 | 0.90528 |  |  |  |  | 302 | 0.063103
48612 | DIB_GT2_8075 | 2 | Houston | YES | 0.0128 | 63.2 | 0 | 63.2 | 0 | 1.0326 | Cogen | 1 | 0.053735 | 0 | 0 |  |  |  |  | 0.053735 | 0 | 0.84506 | 0.90528 |  |  |  |  | 303 | 0.060428
48613 | DIB_ST1_8085 | 3 | Houston | YES | 0.0128 | 67.9 | 30 | 82.6 | 0 | 1.0326 | Cogen | 1 | 0.053735 | 0 | 0 |  |  |  |  | 0.053735 | 0 | 0.84506 | 0.90528 |  |  |  |  | 304 | 0.060224
48614 | DIB_GT3_8090 | 4 | Houston | YES | 0.0128 | 73.6 | 15 | 73.6 | 0 | 1.0326 | Cogen | 1 | 0.053735 | 0 | 0 |  |  |  |  | 0.053735 | 0 | 0.84506 | 0.90528 |  |  |  |  | 305 | 0.060224
48740 | PSG_GN2_8050 | 1 | Houston | YES | 0.012797 | 182 | 60 | 182 | 0 | 1.0326 | Cogen | 1 | 0.053732 | 0 | 0 |  |  |  |  | 0.053732 | 0 | 0.84506 | 0.90528 |  |  |  |  | 306 | 0.060224
48741 | PSG_GT2_8040 | 1 | Houston | YES | 0.012797 | 158.6 | 50 | 158.6 | 0 | 1.0326 | Cogen | 1 | 0.053732 | 0 | 0 |  |  |  |  | 0.053732 | 0 | 0.84506 | 0.90528 |  |  |  |  | 307 | 0.060224
48742 | PSG_GT3_8060 | 1 | Houston | YES | 0.012797 | 157 | 50 | 157 | 0 | 1.0326 | Cogen | 1 | 0.053732 | 0 | 0 |  |  |  |  | 0.053732 | 0 | 0.84506 | 0.90528 |  |  |  |  | 308 | 0.060224
48854 | SRB_GN4_4 | 4 | Houston | YES | 0.012797 | 182.4 | 35 | 228 | 0 | 1.0326 | GST | 1 | 0.053732 | 228 | 228 |  |  |  |  | 0.053732 | 12.2508 | 0.85276 | 0.91012 |  |  |  |  | 309 | 0.060224
48820 | SHELLG1_3015 | 1 | Houston | YES | 0.012628 | 71 | 34.5 | 71 |  | 1.029 | Cogen | 1 | 0.053563 | 0 | 0 |  |  |  |  | 0.053563 | 0 | 0.85276 | 0.91012 |  |  |  |  | 310 | 0.060224
48821 | SHELLG2 | 2 | Houston | YES | 0.012628 | 72 | 34.5 | 72 |  | 1.029 | Cogen | 1 | 0.053563 | 0 | 0 |  |  |  |  | 0.053563 | 0 | 0.85276 | 0.91012 |  |  |  |  | 311 | 0.060224
48822 | SHELLG3_3020 | 2 | Houston | YES | 0.012628 | 30 | 0 | 30 |  | 1.029 | Cogen | 1 | 0.053563 | 0 | 0 |  |  |  |  | 0.053563 | 0 | 0.85276 | 0.91012 |  |  |  |  | 312 | 0.05736
48822 | SHELLG3_3020 | 1 | Houston | YES | 0.012628 | 39 | 0 | 39 |  | 1.029 | Cogen | 1 | 0.053563 | 0 | 0 |  |  |  |  | 0.053563 | 0 | 0.85276 | 0.91012 |  |  |  |  | 313 | 0.05736
48500 | APD_GT1_8005 | 1 | Houston | YES | 0.012397 | 137.6 | 54.6 | 137.6 | 0 | 1.0362 | Cogen | 1 | 0.053332 | 0 | 0 |  |  |  |  | 0.053332 | 0 | 0.85276 | 0.91012 |  |  |  |  | 314 | 0.05736
48511 | LPE_GT1_8070 | 1 | Houston | YES | 0.012341 | 42 | 0 | 42 | 0 | 1.0362 | GGT | 1 | 0.053276 | 42 | 42 |  |  |  |  | 0.053276 | 2.2376 | 0.85418 | 0.91101 |  |  |  |  | 315 | 0.05736
48512 | LPE_GT2_8075 | 2 | Houston | YES | 0.012341 | 42 | 0 | 42 | 0 | 1.0362 | GGT | 1 | 0.053276 | 42 | 42 |  |  |  |  | 0.053276 | 2.2376 | 0.8556 | 0.91189 |  |  |  |  | 316 | 0.05736
48513 | LPE_GT3_8080 | 3 | Houston | YES | 0.012341 | 39 | 0 | 39 | 0 | 1.0362 | GGT | 1 | 0.053276 | 39 | 39 |  |  |  |  | 0.053276 | 2.0777 | 0.85692 | 0.91272 |  |  |  |  | 317 | 0.05736
48514 | LPE_GT4_8085 | 4 | Houston | YES | 0.012341 | 39 | 0 | 39 | 0 | 1.0362 | GGT | 1 | 0.053276 | 39 | 39 |  |  |  |  | 0.053276 | 2.0777 | 0.85824 | 0.91354 |  |  |  |  | 318 | 0.056825
48593 | CHE_GT1_8015 | 1 | Houston | YES | 0.012308 | 173 | 50 | 173 | 0 | 1.0362 | Cogen | 1 | 0.053243 | 0 | 0 |  |  |  |  | 0.053243 | 0 | 0.85824 | 0.91354 |  |  |  |  | 319 | 0.05629
48594 | CHE_GN4_8025 | 4 | Houston | YES | 0.012308 | 142 | 60 | 142 | 0 | 1.0362 | Cogen | 1 | 0.053243 | 0 | 0 |  |  |  |  | 0.053243 | 0 | 0.85824 | 0.91354 |  |  |  |  | 320 | 0.055793
48873 | THW_ST3_ST_3 | 3 | Houston | YES | 0.011967 | 107 | 19 | 107 | 0 | 1.0435 | CC | 1 | 0.052902 | 107 | 107 |  |  |  |  | 0.052902 | 5.6605 | 0.86186 | 0.91578 |  |  |  |  | 321 | 0.055296
48874 | THW_ST4_ST_4 | 4 | Houston | YES | 0.011967 | 108 | 19 | 108 | 0 | 1.0435 | CC | 1 | 0.052902 | 108 | 108 |  |  |  |  | 0.052902 | 5.7134 | 0.86551 | 0.91803 |  |  |  |  | 322 | 0.055296
48875 | THW_3132 | A | Houston | YES | 0.011967 | 55 | 5 | 55 | 0 | 1.0435 | CC | 1 | 0.052902 | 55 | 55 |  |  |  |  | 0.052902 | 2.9096 | 0.86737 | 0.91918 |  |  |  |  | 323 | 0.055296
48875 | THW_3132 | B | Houston | YES | 0.011967 | 53 | 5 | 53 | 0 | 1.0435 | CC | 1 | 0.052902 | 53 | 53 |  |  |  |  | 0.052902 | 2.8038 | 0.86916 | 0.92029 |  |  |  |  | 324 | 0.053917
48877 | THW_3334 | C | Houston | YES | 0.011967 | 55 | 5 | 55 | 0 | 1.0435 | CC | 1 | 0.052902 | 55 | 55 |  |  |  |  | 0.052902 | 2.9096 | 0.87102 | 0.92144 |  |  |  |  | 325 | 0.052525
48877 | THW_3334 | D | Houston | YES | 0.011967 | 57 | 5 | 57 | 0 | 1.0435 | CC | 1 | 0.052902 | 57 | 57 |  |  |  |  | 0.052902 | 3.0154 | 0.87295 | 0.92264 |  |  |  |  | 326 | 0.051816
48879 | THW_4142 | E | Houston | YES | 0.011967 | 56 | 5 | 56 | 0 | 1.0435 | CC | 1 | 0.052902 | 56 | 56 |  |  |  |  | 0.052902 | 2.9625 | 0.87484 | 0.92381 |  |  |  |  | 327 | 0.051133
48879 | THW_4142 | F | Houston | YES | 0.011967 | 55 | 5 | 55 | 0 | 1.0435 | CC | 1 | 0.052902 | 55 | 55 |  |  |  |  | 0.052902 | 2.9096 | 0.8767 | 0.92496 |  |  |  |  | 328 | 0.050424
48881 | THW_4344 | G | Houston | YES | 0.011967 | 58 | 5 | 58 | 0 | 1.0435 | CC | 1 | 0.052902 | 58 | 58 |  |  |  |  | 0.052902 | 3.0683 | 0.87866 | 0.92617 |  |  |  |  | 329 | 0.049689
48881 | THW_4344 | H | Houston | YES | 0.011967 | 58 | 5 | 58 | 0 | 1.0435 | CC | 1 | 0.052902 | 58 | 58 |  |  |  |  | 0.052902 | 3.0683 | 0.88062 | 0.92738 |  |  |  |  | 330 | 0.048967
48582 | CBY_GN2_2 | 2 | Houston | YES | 0.011682 | 596.8 | 110 | 746 | 0 | 1.0435 | GSC | 1 | 0.052617 | 746 | 746 |  |  |  |  | 0.052617 | 39.2519 | 0.90584 | 0.9429 |  |  |  |  | 331 | 0.048258
48883 | THW_GT1_GT_1 | B2 | Houston | YES | 0.011548 | 0 | 0 | 12 |  | 1.043 | GGT | 1 | 0.052483 | 12 | 12 |  |  |  |  | 0.052483 | 0.62979 | 0.90625 | 0.94315 |  |  |  |  | 332 | 0.047511
49803 | EXN_15GT | 1 | Houston | YES | 0.011495 | 33 | 8.3 | 34 |  | 1.0326 | Cogen | 1 | 0.05243 | 0 | 0 |  |  |  |  | 0.05243 | 0 | 0.90625 | 0.94315 |  |  |  |  | 333 | 0.046763
49804 | EXN_16GT | 2 | Houston | YES | 0.011495 | 32 | 8.3 | 34.7 |  | 1.0326 | Cogen | 1 | 0.05243 | 0 | 0 |  |  |  |  | 0.05243 | 0 | 0.90625 | 0.94315 |  |  |  |  | 334 | 0.037063
49805 | EXN_17GT | 3 | Houston | YES | 0.011495 | 31 | 8.3 | 32.7 |  | 1.0326 | Cogen | 1 | 0.05243 | 0 | 0 |  |  |  |  | 0.05243 | 0 | 0.90625 | 0.94315 |  |  |  |  | 335 | 0.036906
49826 | EXN938GT | 5 | Houston | YES | 0.011495 | 43 | 9.2 | 45.9 |  | 1.0326 | Cogen | 1 | 0.05243 | 0 | 0 |  |  |  |  | 0.05243 | 0 | 0.90625 | 0.94315 |  |  |  |  | 336 | 0.036906
49828 | EXN941GT | 10 | Houston | YES | 0.011495 | 17.7 | 5.4 | 17.7 | 0 | 1.0326 | Cogen | 1 | 0.05243 | 0 | 0 |  |  |  |  | 0.05243 | 0 | 0.90625 | 0.94315 |  |  |  |  | 337 | 0.036906
49829 | EXN942GT | 11 | Houston | YES | 0.011495 | 20 | 5.4 | 20.4 | 0 | 1.0326 | Cogen | 1 | 0.05243 | 0 | 0 |  |  |  |  | 0.05243 | 0 | 0.90625 | 0.94315 |  |  |  |  | 338 | 0.036906
49830 | EXN943GT | 12 | Houston | YES | 0.011495 | 19 | 5.4 | 19.9 | 0 | 1.0326 | Cogen | 1 | 0.05243 | 0 | 0 |  |  |  |  | 0.05243 | 0 | 0.90625 | 0.94315 |  |  |  |  | 339 | 0.036906
49831 | EXN944GT | 13 | Houston | YES | 0.011495 | 33 | 5.4 | 35 | 0 | 1.0326 | Cogen | 1 | 0.05243 | 0 | 0 |  |  |  |  | 0.05243 | 0 | 0.90625 | 0.94315 |  |  |  |  | 340 | 0.036906
49832 | EXN945GT | 9 | Houston | YES | 0.011495 | 18.5 | 9.2 | 18.5 |  | 1.0326 | Cogen | 1 | 0.05243 | 0 | 0 |  |  |  |  | 0.05243 | 0 | 0.90625 | 0.94315 |  |  |  |  | 341 | 0.036906
49837 | EXN_GT | 4 | Houston | YES | 0.011495 | 81 | 21.3 | 85.4 |  | 1.0326 | Cogen | 1 | 0.05243 | 0 | 0 |  |  |  |  | 0.05243 | 0 | 0.90625 | 0.94315 |  |  |  |  | 342 | 0.036906
49838 | EXN_14GT | 14 | Houston | YES | 0.011495 | 140 | 0 | 148 |  | 1.0326 | Cogen | 1 | 0.05243 | 0 | 0 |  |  |  |  | 0.05243 | 0 | 0.90625 | 0.94315 |  |  |  |  | 343 | 0.036906
48651 | EP_1_2 | 1 | Houston | YES | 0.011315 | 4 | 0 | 5 | 0 | 1.0362 | Cogen | 1 | 0.05225 | 0 | 0 |  |  |  |  | 0.05225 | 0 | 0.90625 | 0.94315 |  |  |  |  | 344 | 0.036906
48651 | EP_1_2 | 2 | Houston | YES | 0.011315 | 17.7 | 10 | 21 | 0 | 1.0362 | Cogen | 1 | 0.05225 | 0 | 0 |  |  |  |  | 0.05225 | 0 | 0.90625 | 0.94315 |  |  |  |  | 345 | 0.036906
48940 | WARVUE_GT1 | G1 | Houston | YES | 0.011309 | 15 | 0 | 15 |  | 1.021 | Cogen | 1 | 0.052244 | 0 | 0 |  |  |  |  | 0.052244 | 0 | 0.90625 | 0.94315 |  |  |  |  | 346 | 0.036906
48581 | CBY_GN1_1 | 1 | Houston | YES | 0.011302 | 595.2 | 108 | 744 | 0 | 1.0435 | GSC | 1 | 0.052237 | 744 | 744 |  |  |  |  | 0.052237 | 38.864 | 0.9314 | 0.95852 |  |  |  |  | 347 | 0.036906
48791 | PSA_GT1_8160 | 1 | Houston | YES | 0.011297 | 52 | 20.8 | 65 | 0 | 1.0362 | Cogen | 1 | 0.052232 | 0 | 0 |  |  |  |  | 0.052232 | 0 | 0.9314 | 0.95852 |  |  |  |  | 348 | 0.036906
48792 | PSA_GT2_8155 | 2 | Houston | YES | 0.011297 | 52.8 | 20.3 | 66 | 0 | 1.0362 | Cogen | 1 | 0.052232 | 0 | 0 |  |  |  |  | 0.052232 | 0 | 0.9314 | 0.95852 |  |  |  |  | 349 | 0.036906
48793 | PSA_GT3_8150 | 3 | Houston | YES | 0.011297 | 56 | 20.3 | 70 | 0 | 1.0362 | Cogen | 1 | 0.052232 | 0 | 0 |  |  |  |  | 0.052232 | 0 | 0.9314 | 0.95852 |  |  |  |  | 350 | 0.027121
48794 | PSA_GT4_8145 | 4 | Houston | YES | 0.011297 | 52.8 | 20.3 | 66 | 0 | 1.0362 | Cogen | 1 | 0.052232 | 0 | 0 |  |  |  |  | 0.052232 | 0 | 0.9314 | 0.95852 |  |  |  |  | 351 | 0.027121
48795 | PSA_GT5_8140 | 5 | Houston | YES | 0.011297 | 51.2 | 20.3 | 64 | 0 | 1.0362 | Cogen | 1 | 0.052232 | 0 | 0 |  |  |  |  | 0.052232 | 0 | 0.9314 | 0.95852 |  |  |  |  | 352 | 0.027121
48796 | PSA_GN1_8165 | 1 | Houston | YES | 0.011297 | 83.2 | 43.1 | 104 | 0 | 1.0362 | Cogen | 1 | 0.052232 | 0 | 0 |  |  |  |  | 0.052232 | 0 | 0.9314 | 0.95852 |  |  |  |  | 353 | 0.027121
48797 | PSA_GT6_8135 | 6 | Houston | YES | 0.011297 | 47.2 | 34.5 | 59 | 0 | 1.0362 | Cogen | 1 | 0.052232 | 0 | 0 |  |  |  |  | 0.052232 | 0 | 0.9314 | 0.95852 |  |  |  |  | 354 | 0.027121
48815 | CVC_GT4_8005 | 4 | Houston | YES | 0.011197 | 165 | 91.8 | 165 |  | 1.0362 | Cogen | 1 | 0.052132 | 0 | 0 |  |  |  |  | 0.052132 | 0 | 0.9314 | 0.95852 |  |  |  |  | 355 | 0.027121
48583 | CBY_GT4_1 | 1 | Houston | YES | 0.011141 | 172 | 0 | 172 | 0 | 1.027 | GSC | 1 | 0.052076 | 172 | 172 |  |  |  |  | 0.052076 | 8.957 | 0.93721 | 0.96206 |  |  |  |  | 356 | 0.027121
48584 | CBY_GT4_2 | 2 | Houston | YES | 0.011141 | 172 | 0 | 172 | 0 | 1.027 | CC | 1 | 0.052076 | 172 | 172 |  |  |  |  | 0.052076 | 8.957 | 0.94303 | 0.9656 |  |  |  |  | 357 | 0.027121
48585 | CBY_ST4_1 | 3 | Houston | YES | 0.011141 | 172 | 0 | 172 | 0 | 1.027 | CC | 1 | 0.052076 | 172 | 172 |  |  |  |  | 0.052076 | 8.957 | 0.94884 | 0.96914 |  |  |  |  | 358 | 0.027121
48595 | BTE_GT2_8075 | 1 | Houston | YES | 0.010826 | 162.8 | 130 | 162.8 | 0 | 1.0261 | CC | 1 | 0.051761 | 162.8 | 162.8 |  |  |  |  | 0.051761 | 8.4266 | 0.95434 | 0.97247 |  |  |  |  | 359 | 0.024847
48596 | BTE_GT3_8045 | 2 | Houston | YES | 0.010826 | 161.4 | 130 | 161.4 | 0 | 1.0261 | CC | 1 | 0.051761 | 161.4 | 161.4 |  |  |  |  | 0.051761 | 8.3541 | 0.9598 | 0.97578 |  |  |  |  | 360 | 0.022574
48597 | BTE_GT4_8055 | 3 | Houston | YES | 0.010826 | 158.9 | 130 | 158.9 | 0 | 1.0261 | CC | 1 | 0.051761 | 158.9 | 158.9 |  |  |  |  | 0.051761 | 8.2247 | 0.96517 | 0.97903 |  |  |  |  | 361 | 0.020301
48598 | BTE_ST1_8070 | 4 | Houston | YES | 0.010826 | 269.2 | 60 | 269.2 | 0 | 1.0261 | CC | 1 | 0.051761 | 269.2 | 269.2 |  |  |  |  | 0.051761 | 13.9339 | 0.97427 | 0.98454 |  |  |  |  | 362 | 0.018129
48690 | GBY_GN5_5 | 5 | Houston | YES | 0.010728 | 318.4 | 81 | 398 |  | 1.0362 | GSC | 1 | 0.051663 | 398 | 398 |  |  |  |  | 0.051663 | 20.5617 | 0.98773 | 0.99267 |  |  |  |  | 363 | 0.015976
48885 | THW_5152 | B | Houston | YES | 0.010591 | 47.2 | 5 | 59 |  | 1.0319 | GGT | 1 | 0.051526 | 59 | 59 |  |  |  |  | 0.051526 | 3.04 | 0.98972 | 0.99387 |  |  |  |  | 364 | 0.013856
48885 | THW_5152 | A | Houston | YES | 0.010591 | 46.4 | 5 | 58 |  | 1.0319 | GGT | 1 | 0.051526 | 58 | 58 |  |  |  |  | 0.051526 | 2.9885 | 0.99168 | 0.99505 |  |  |  |  | 365 | 0.010264
48886 | THW_5354 | D | Houston | YES | 0.010591 | 46.4 | 5 | 58 |  | 1.0319 | GGT | 1 | 0.051526 | 58 | 58 |  |  |  |  | 0.051526 | 2.9885 | 0.99364 | 0.99623 |  |  |  |  | 366 | 0.0049393
48886 | THW_5354 | C | Houston | YES | 0.010591 | 45.6 | 5 | 57 |  | 1.0319 | GGT | 1 | 0.051526 | 57 | 57 |  |  |  |  | 0.051526 | 2.937 | 0.99557 | 0.99739 |  |  |  |  | 367 | 0.0041467
48887 | THW_5556 | E | Houston | YES | 0.010591 | 47.2 | 5 | 59 |  | 1.0319 | GGT | 1 | 0.051526 | 59 | 59 |  |  |  |  | 0.051526 | 3.04 | 0.99757 | 0.9986 |  |  |  |  | 368 | 0.0033676
48887 | THW_5556 | F | Houston | YES | 0.010591 | 45.6 | 5 | 57 |  | 1.0319 | GGT | 1 | 0.051526 | 57 | 57 |  |  |  |  | 0.051526 | 2.937 | 0.99949 | 0.99976 |  |  |  |  | 369 | 0.0025884
48591 | CHE_GT2_5030 | 2 | Houston | YES | 0.008669 | 173 | 50 | 173 | 0 | 1.029 | Cogen | 1 | 0.049604 | 0 | 0 |  |  |  |  | 0.049604 | 0 | 0.99949 | 0.99976 |  |  |  |  | 370 | 0.0018227
48811 | CVC_GT3_5045 | 3 | Houston | YES | 0.008669 | 156 | 91.8 | 156 | 0 | 1.029 | Cogen | 1 | 0.049604 | 0 | 0 |  |  |  |  | 0.049604 | 0 | 0.99949 | 0.99976 |  |  |  |  | 371 | 0.0010301
48812 | CVC_GT2_5020 | 2 | Houston | YES | 0.008669 | 158 | 91.8 | 158 | 0 | 1.029 | Cogen | 1 | 0.049604 | 0 | 0 |  |  |  |  | 0.049604 | 0 | 0.99949 | 0.99976 |  |  |  |  | 372 | 0.00026432
48813 | CVC_GT1_5035 | 1 | Houston | YES | 0.008669 | 160 | 91.8 | 160 | 0 | 1.029 | Cogen | 1 | 0.049604 | 0 | 0 |  |  |  |  | 0.049604 | 0 | 0.99949 | 0.99976 |  |  |  |  | 373 | 0.00026432
48814 | CVC_ST5_5040 | 1 | Houston | YES | 0.008669 | 162 | 91.8 | 162 | 0 | 1.029 | Cogen | 1 | 0.049604 | 0 | 0 |  |  |  |  | 0.049604 | 0 | 0.99949 | 0.99976 |  |  |  |  | 374 | 0.00026432
5934 | SI_RAY5 | 5 | South | YES | 0 | 0 | 10 | 15 |  | 1.035 | GST | 1 | 0.040935 | 15 | 15 | 0 | 15 |  |  | 0.040935 | 0.61402 | 1 | 1 |  |  |  |  | 375 | 0.00026432
8139 | JOS #1 | MB | South | YES | 0 | 0 | 45 | 255 |  | 1.02 | GST | 1 | 0.040935 | 0 | 0 | 0 | 0 |  |  | 0.040935 | 0 | 1 | 1 |  |  |  |  | 376 | 0.00026432
8285 | LAR #1 | MB | South | YES | 0 | 0 | 9 | 32 |  | 1.0497 | GST | 1 | 0.040935 | 0 | 0 | 0 | 0 |  |  | 0.040935 | 0 | 1 | 1 |  |  |  |  | 377 | 0.00026432
8287 | LAR #2 | MB | South | YES | 0 | 0 | 9 | 32 |  | 1.04 | GST | 1 | 0.040935 | 0 | 0 | 0 | 0 |  |  | 0.040935 | 0 | 1 | 1 |  |  |  |  | 378 | 0
8288 | LAR #3 | MB | South | YES | 0 | 0 | 25 | 105 |  | 1.04 | GST | 1 | 0.040935 | 0 | 0 | 0 | 0 |  |  | 0.040935 | 0 | 1 | 1 |  |  |  |  | 379 | 0
8388 | BATES0A | MB | South | YES | 0 | 0 | 21 | 71 |  | 1.033 | GST | 1 | 0.040935 | 0 | 0 | 0 | 0 |  |  | 0.040935 | 0 | 1 | 1 |  |  |  |  | 380 | 0
8393 | BATES0B | MB | South | YES | 0 | 0 | 25 | 110 |  | 1.03 | GST | 1 | 0.040935 | 0 | 0 | 0 | 0 |  |  | 0.040935 | 0 | 1 | 1 |  |  |  |  | 381 | 0
8437 | NUECES_B0C | MB | South | YES | 0 | 0 | 7 | 30 |  | 1.03 | GST | 1 | 0.040935 | 0 | 0 | 0 | 0 |  |  | 0.040935 | 0 | 1 | 1 |  |  |  |  | 382 | 0
8438 | NUECES_B0B | MB | South | YES | 0 | 0 | 26 | 169 |  | 1.03 | GST | 1 | 0.040935 | 0 | 0 | 0 | 0 |  |  | 0.040935 | 0 | 1 | 1 |  |  |  |  | 383 | 0
39190 | TNSLCGN1__8 | 1 | Houston | YES | 0 | 0 | 10 | 30 |  | 1.03 | Cogen | 1 | 0.040935 | 0 | 0 |  |  |  |  | 0.040935 | 0 | 1 | 1 |  |  |  |  | 384 | 0
48671 | FTR_GT1_5105 | 1 | North | YES | -0.008726 | 154.2 | 0 | 154.2 | 0 | 1.0319 | CC | -1 | 0.070992 | 154.2 | 154.2 |  |  | -1.3455 | 154.2 | -0.070992 | -10.9469 | [6 empty] | 385 | 0
48672 | FTR_GT2_5110 | 2 | North | YES | -0.008726 | 159 | 0 | 159 | 0 | 1.0319 | CC | -1 | 0.070992 | 159 | 159 |  |  | -1.3874 | 159 | -0.070992 | -11.2877 | [6 empty] | 386 | 0
48673 | FTR_GT3_5085 | 3 | North | YES | -0.008726 | 158 | 0 | 158 | 0 | 1.0319 | CC | -1 | 0.070992 | 158 | 158 |  |  | -1.3787 | 158 | -0.070992 | -11.2167 | [6 empty] | 387 | 0
48674 | FTR_CN4_5095 | 4 | North | YES | -0.008726 | 380 | 0 | 380 | 0 | 1.0319 | CC | -1 | 0.070992 | 380 | 380 |  |  | -3.3159 | 380 | -0.070992 | -26.9769 | [6 empty] | 388 | 0
32883 | BRYN_DNSBY3 | 1 | North | YES | -0.009824 | 0 | 2 | 48 |  | 1.015 | GST | -1 | 0.07209 | 48 | 48 |  |  | -0.47155 | 48 | -0.07209 | -3.4603 | [6 empty] | 389 | 0
32884 | BRYN_DNSBY13 | 1 | North | YES | -0.009824 | 46 | 2 | 46 | 0 | 1.015 | GST | -1 | 0.07209 | 46 | 46 |  |  | -0.4519 | 46 | -0.07209 | -3.3161 | [6 empty] | 390 | 0
32892 | BRYN_DNSBY14 | 1 | North | YES | -0.009824 | 84 | 25 | 105 | 0 | 1.035 | GST | -1 | 0.07209 | 105 | 105 |  |  | -1.0315 | 105 | -0.07209 | -7.5694
32798 | BRYN_TAMUGEN | 1 | North | YES | -0.010646 | 32 | 0 | 32 |  | 1.02 | GST | -1 | 0.072912 | 32 | 32 |  |  | -0.34067 | 32 | -0.072912 | -2.3332
32886 | BRYN_ATKINS3 | MB | North | YES | -0.010765 | 0 | 5 | 12 |  | 1 | GST | -1 | 0.073031 | 0 | 0 |  |  | 0 | 0 | -0.073031 | 0
32887 | BRYN_ATKINS6 | MB | North | YES | -0.010765 | 0 | 12 | 51 |  | 1.028 | GST | -1 | 0.073031 | 0 | 0 |  |  | 0 | 0 | -0.073031 | 0
32888 | BRYN_ATKINS7 | 1 | North | YES | -0.010765 | 13.6 | 4 | 17 |  | 1.028 | GGT | -1 | 0.073031 | 17 | 17 |  |  | -0.18301 | 17 | -0.073031 | -1.2415
32890 | BRYN_ATKINS4 | MB | North | YES | -0.010765 | 0 | 5 | 22 |  | 1.031 | GST | -1 | 0.073031 | 0 | 0 |  |  | 0 | 0 | -0.073031 | 0
32891 | BRYN_ATKINS5 | MB | North | YES | -0.010765 | 0 | 5 | 25 |  | 1.031 | GST | -1 | 0.073031 | 0 | 0 |  |  | 0 | 0 | -0.073031 | 0
990 | GIBN_CREK_G1 | 1 | North | YES | -0.012116 | 463 | 200 | 463 | 0 | 1.0275 | LIGCO | -1 | 0.074382 | 0 | 463 |  |  | 0 | 0 | -0.074382 | 0
39960 | TNTNPONE_18 | 1 | North | YES | -0.023227 | 152.3 | 30 | 152.3 |  | 1.04 | LIGCO | -1 | 0.085493 | 0 | 152.3 |  |  | 0 | 0 | -0.085493 | 0
39970 | TNTNPONE_28 | 1 | North | YES | -0.023227 | 153 | 30 | 153 |  | 1.04 | LIGCO | -1 | 0.085493 | 0 | 153 |  |  | 0 | 0 | -0.085493 | 0
60202 | FRNDDRCS | F | West | YES | -0.023584 | 0 | 0 | 0 | 0 | 0.9985 | AVR | -1 | 0.08585 | 0 | 0 |  |  |  |  | -0.08585 | 0
48721 | LEG_1___1 | 1 | North | YES | -0.027892 | 827 | 357 | 827 | 0 | 1.0348 | LIGCO | -1 | 0.090158 | 0 | 827 |  |  | 0 | 0 | -0.090158 | 0
48722 | LEG_2___2 | 2 | North | YES | -0.027892 | 819 | 357 | 819 | 0 | 1.0348 | LIGCO | -1 | 0.090158 | 0 | 819 |  |  | 0 | 0 | -0.090158 | 0
60018 | DSKY1 | 1 | West | YES | -0.029541 | 21 | 0 | 84 | 0 | 1.023 | Wind | -1 | 0.091807 | 0 | 84 |  |  |  |  | -0.091807 | 0
60000 | DSKY2 | 1 | West | YES | -0.029637 | 19.1 | 0 | 76.5 |  | 1.039 | Wind | -1 | 0.091903 | 0 | 76.5 |  |  |  |  | -0.091903 | 0
60017 | ORNNWP1 | 1 | West | YES | -0.029926 | 20 | 0 | 80 |  | 1.027 | Wind | -1 | 0.092192 | 0 | 80 |  |  |  |  | -0.092192 | 0
38437 | TNSRBNMESA9 | 1 | West | YES | -0.031067 | 37.5 | 0 | 150 | 0 | 1.02 | Wind | -1 | 0.093333 | 0 | 150 |  |  |  |  | -0.093333 | 0
38332 | TNWDWRDU2_8 | 1 | West | YES | -0.0311 | 20 | 0 | 80 | 0 | 1.0232 | Wind | -1 | 0.093366 | 0 | 80 |  |  |  |  | -0.093366 | 0
60016 | WOODWRD11A | 1 | West | YES | -0.031108 | 20 | 0 | 80 |  | 1.033 | Wind | -1 | 0.093374 | 0 | 80 |  |  |  |  | -0.093374 | 0
6016 | SWMESA | 1 | West | YES | -0.031147 | 18.8 | 0 | 75 |  | 1.03 | Wind | -1 | 0.093413 | 0 | 75 |  |  |  |  | -0.093413 | 0
60003 | KING_NE1A | 1 | West | YES | -0.031147 | 20 | 0 | 80 |  | 1.03 | Wind | -1 | 0.093413 | 0 | 80 |  |  |  |  | -0.093413 | 0
60005 | KING_SE1A | 1 | West | YES | -0.031147 | 10 | 0 | 40 |  | 1.035 | Wind | -1 | 0.093413 | 0 | 40 |  |  |  |  | -0.093413 | 0
60201 | RIO DRCS | F | West | YES | -0.031209 | 0 | 0 | 0 | 0 | 1.025 | AVR | -1 | 0.093475 | 0 | 0 |  |  |  |  | -0.093475 | 0
60007 | KING_SW1A | 1 | West | YES | -0.031362 | 20 | 0 | 80 |  | 1.03 | Wind | -1 | 0.093628 | 0 | 80 |  |  |  |  | -0.093628 | 0
60019 | KING_NW1A | 1 | West | YES | -0.031362 | 20 | 0 | 80 |  | 1.03 | Wind | -1 | 0.093628 | 0 | 80 |  |  |  |  | -0.093628 | 0
1349 | WESTXWIN_1G | 1 | West | YES | -0.03449 | 1.3 | 0 | 6.6 |  | 1.014 | Wind | -1 | 0.096756 | 0 | 6.6 |  |  |  |  | -0.096756 | 0
1350 | NWPWRG1_1G | 1 | West | YES | -0.03449 | 6.9 | 1 | 34.3 |  | 1.014 | Wind | -1 | 0.096756 | 0 | 34.3 |  |  |  |  | -0.096756 | 0
3381 | BBRN_1G | 1 | North | YES | -0.034544 | 618 | 225 | 618 | 0 | 1.03 | LIGCO | -1 | 0.09681 | 0 | 618 |  |  | 0 | 0 | -0.09681 | 0
3382 | BBRN_2G | 2 | North | YES | -0.034544 | 589 | 225 | 589 | 0 | 1.03 | LIGCO | -1 | 0.09681 | 0 | 589 |  |  | 0 | 0 | -0.09681 | 0
1002 | PBCTAGE_1G | A | West | YES | -0.034683 | 64 | 64 | 66 | 0 | 1.036 | GGT | -1 | 0.096949 | 66 | 66 |  |  |  |  | -0.096949 | -6.3986
1003 | PBCTBGE_2G | B | West | YES | -0.034683 | 65 | 65 | 66 | 0 | 1.036 | GGT | -1 | 0.096949 | 66 | 66 |  |  |  |  | -0.096949 | -6.3986
1004 | PBCTCGE_3G | C | West | YES | -0.034683 | 62 | 62 | 67 | 0 | 1.036 | GGT | -1 | 0.096949 | 67 | 67 |  |  |  |  | -0.096949 | -6.4956
1005 | PBCTDGE_4G | D | West | YES | -0.034683 | 65 | 65 | 68 | 0 | 1.036 | GGT | -1 | 0.096949 | 68 | 68 |  |  |  |  | -0.096949 | -6.5925
1006 | PBCTEGE_5G | E | West | YES | -0.034683 | 65 | 65 | 67 | 0 | 1.036 | GGT | -1 | 0.096949 | 67 | 67 |  |  |  |  | -0.096949 | -6.4956
1007 | PB5GEN_6G | 5 | West | YES | -0.034683 | 91.2 | 40 | 114 | 0 | 1.036 | GST | -1 | 0.096949 | 114 | 114 |  |  |  |  | -0.096949 | -11.0522
1008 | PB6GEN_7G | 6 | West | YES | -0.034683 | 515 | 130 | 515 | 0 | 1.036 | GST | -1 | 0.096949 | 515 | 515 |  |  |  |  | -0.096949 | -49.9286
7038 | L_DELAWA1_1Y | 1 | West | YES | -0.034718 | 3.5 | 0 | 35 | 0 | 1 | Wind | -1 | 0.096984 | 0 | 35 |  |  |  |  | -0.096984 | 0
7038 | L_DELAWA1_1Y | 2 | West | YES | -0.034718 | 3 | 0 | 30 | 0 | 1 | Wind | -1 | 0.096984 | 0 | 30 |  |  |  |  | -0.096984 | 0
11147 | NOTREES_1G | 1 | West | YES | -0.034786 | 29.8 | 0 | 149 | 0 | 1.017 | Wind | -1 | 0.097052 | 0 | 149 |  |  |  |  | -0.097052 | 0
76091 | L_DIVIDE1_1N | W1 | West | YES | -0.034832 | 22.5 | 0 | 112.5 |  | 1.02 | Wind | -1 | 0.097098 | 0 | 112.5 |  |  |  |  | -0.097098 | 0
76095 | L_CAPRSI1_1N | W1 | West | YES | -0.034832 | 29.9 | 0 | 149.5 | 0 | 1.02 | Wind | -1 | 0.097098 | 0 | 149.5 |  |  |  |  | -0.097098 | 0
76096 | L_CAPRSI1_2N | W1 | West | YES | -0.034832 | 37.2 | 0 | 186 | 0 | 1.02 | Wind | -1 | 0.097098 | 0 | 186 |  |  |  |  | -0.097098 | 0
76097 | L_CAPRGE1_1N | W1 | West | YES | -0.034832 | 42.9 | 0 | 214.5 | 0 | 1.02 | Wind | -1 | 0.097098 | 0 | 214.5 |  |  |  |  | -0.097098 | 0
60057 | CALLAHAN1A | 1 | West | YES | -0.034965 | 22.8 | 0 | 114 | 0 | 1.04 | Wind | -1 | 0.097231 | 0 | 114 |  |  |  |  | -0.097231 | 0
76031 | L_GASCCR1_1N | W1 | West | YES | -0.034996 | 30 | 0 | 150 | 0 | 1.02 | Wind | -1 | 0.097262 | 0 | 150 |  |  |  |  | -0.097262 | 0
13131 | CALFREST_1G | 1 | North | YES | -0.035026 | 150.7 | 40 | 150.7 | 0 | 1.031 | CC | -1 | 0.097292 | 150.7 | 150.7 |  |  | -5.2784 | 150.7 | -0.097292 | -14.6619
13132 | CALFREST_2G | 2 | North | YES | -0.035026 | 151 | 57 | 151 | 0 | 1.031 | CC | -1 | 0.097292 | 151 | 151 |  |  | -5.2889 | 151 | -0.097292 | -14.6911
13133 | CALFREST_3G | 3 | North | YES | -0.035026 | 177.4 | 40 | 177.4 | 0 | 1.031 | CC | -1 | 0.097292 | 177.4 | 177.4 |  |  | -6.2136 | 177.4 | -0.097292 | -17.2596
1320 | BSP 1 | 1 | West | YES | -0.035131 | 25.5 | 2.9 | 25.8 | 0 | 1 | Cogen | -1 | 0.097397 | 0 | 0 |  |  |  |  | -0.097397 | 0
13134 | CALFREST_4G | 4 | North | YES | -0.035134 | 151.5 | 40 | 151.5 | 0 | 1.031 | CC | -1 | 0.0974 | 151.5 | 151.5 |  |  | -5.3228 | 151.5 | -0.0974 | -14.7561
13135 | CALFREST_5G | 5 | North | YES | -0.035134 | 152.3 | 57 | 152.3 | 0 | 1.031 | CC | -1 | 0.0974 | 152.3 | 152.3 |  |  | -5.3509 | 152.3 | -0.0974 | -14.834
13136 | CALFREST_6G | 6 | North | YES | -0.035134 | 177.5 | 40 | 177.5 | 0 | 1.031 | CC | -1 | 0.0974 | 177.5 | 177.5 |  |  | -6.2363 | 177.5 | -0.0974 | -17.2885
1326 | STANTONW_8 | 1 | West | YES | -0.035173 | 20.1 | 0 | 100.5 |  | 1.01 | Wind | -1 | 0.097439 | 0 | 100.5 |  |  |  |  | -0.097439 | 0
11020 | TIEHVSG_1G | 1 | West | YES | -0.035181 | 208.2 | 63 | 208.2 | 0 | 1.012 | CC | -1 | 0.097447 | 208.2 | 208.2 |  |  |  |  | -0.097447 | -20.2884
11021 | TIEHVCG_1G | 1 | West | YES | -0.035181 | 142.1 | 103 | 142.1 | 0 | 1.012 | CC | -1 | 0.097447 | 142.1 | 142.1 |  |  |  |  | -0.097447 | -13.8472
11022 | TIEHVCG_2G | 1 | West | YES | -0.035181 | 132.4 | 103 | 132.4 | 0 | 1.012 | CC | -1 | 0.097447 | 132.4 | 132.4 |  |  |  |  | -0.097447 | -12.9019
11023 | TIEHVCG_3G | 1 | West | YES | -0.035181 | 137.4 | 103 | 137.4 | 0 | 1.012 | CC | -1 | 0.097447 | 137.4 | 137.4 |  |  |  |  | -0.097447 | -13.3892
11024 | TIEHVCG_4G | 1 | West | YES | -0.035181 | 147 | 103 | 147 | 0 | 1.012 | CC | -1 | 0.097447 | 147 | 147 |  |  |  |  | -0.097447 | -14.3247
11025 | TIEHVSG_2G | 1 | West | YES | -0.035181 | 213.2 | 63 | 213.2 | 0 | 1.012 | CC | -1 | 0.097447 | 213.2 | 213.2 |  |  |  |  | -0.097447 | -20.7756
11001 | NAV1CT | 1 | West | YES | -0.035187 | 70.4 | 18 | 70.4 | 0 | 1.029 | CC | -1 | 0.097453 | 70.4 | 70.4 |  |  |  |  | -0.097453 | -6.8607
11009 | NAV2CT | 1 | West | YES | -0.035187 | 71.4 | 18 | 71.4 | 0 | 1.029 | CC | -1 | 0.097453 | 71.4 | 71.4 |  |  |  |  | -0.097453 | -6.9581
11011 | NAV3ST | 1 | West | YES | -0.035187 | 92.8 | 40 | 92.8 | 0 | 1.029 | CC | -1 | 0.097453 | 92.8 | 92.8 |  |  |  |  | -0.097453 | -9.0436
11012 | NAV4CT | 1 | West | YES | -0.035187 | 80 | 18 | 80 | 0 | 1.029 | CC | -1 | 0.097453 | 80 | 80 |  |  |  |  | -0.097453 | -7.7962
11013 | NAV5CT | 1 | West | YES | -0.035187 | 80 | 18 | 80 | 0 | 1.029 | CC | -1 | 0.097453 | 80 | 80 |  |  |  |  | -0.097453 | -7.7962
11014 | NAV6ST | 1 | West | YES | -0.035187 | 115 | 40 | 115 | 0 | 1.029 | CC | -1 | 0.097453 | 115 | 115 |  |  |  |  | -0.097453 | -11.2071
1328 | OCOTILLO_1G | 1 | West | YES | -0.03524 | 11.6 | 0 | 58 |  | 1.01 | Wind | -1 | 0.097506 | 0 | 58 |  |  |  |  | -0.097506 | 0
1333 | MCDDONAL_8 | 1 | West | YES | -0.03533 | 42.8 | 0 | 214.2 |  | 1.01 | Wind | -1 | 0.097596 | 0 | 214.2 |  |  |  |  | -0.097596 | 0
1327 | WILDHRSE_1G | 1 | West | YES | -0.035445 | 0 | 0 | 120 |  | 1 | Wind | -1 | 0.097711 | 0 | 120 |  |  |  |  | -0.097711 | 0
1360 | GUNSIGHT_8 | 1 | West | YES | -0.035466 | 0 | 0 | 120 |  | 1.01 | Wind | -1 | 0.097732 | 0 | 120 |  |  |  |  | -0.097732 | 0
1045 | CALENG1G_1G | 1 | West | YES | -0.035604 | 73.4 | 27 | 73.4 | 0 | 1.014 | Cogen | -1 | 0.09787 | 0 | 0 |  |  |  |  | -0.09787 | 0
1046 | CALENG2G_2G | 2 | West | YES | -0.035604 | 73.4 | 27 | 73.4 | 0 | 1.014 | Cogen | -1 | 0.09787 | 0 | 0 |  |  |  |  | -0.09787 | 0
1047 | CALENG3G_3G | 3 | West | YES | -0.035604 | 70.4 | 27 | 70.4 | 0 | 1.014 | Cogen | -1 | 0.09787 | 0 | 0 |  |  |  |  | -0.09787 | 0
11320 | COYOTE_1G | 1 | West | YES | -0.035607 | 22.5 | 0 | 225 |  | 1 | Wind | -1 | 0.097873 | 0 | 225 |  |  |  |  | -0.097873 | 0
11309 | BULLCREK_2G | 1 | West | YES | -0.035641 | 20.9 | 0 | 180 |  | 1 | Wind | -1 | 0.097907 | 0 | 180 |  |  |  |  | -0.097907 | 0
11310 | BULLCREK_1G | 1 | West | YES | -0.035641 | 15.1 | 0 | 180 |  | 1 | Wind | -1 | 0.097907 | 0 | 180 |  |  |  |  | -0.097907 | 0
1058 | LONGSHORE_5 | 1 | West | YES | -0.0357 | 30 | 0 | 150 |  | 1.01 | Wind | -1 | 0.097966 | 0 | 150 |  |  |  |  | -0.097966 | 0
1058 | LONGSHORE_5 | 2 | West | YES | -0.0357 | 44 | 0 | 220 |  | 1.01 | Wind | -1 | 0.097966 | 0 | 220 |  |  |  |  | -0.097966 | 0
11065 | ELBOWCK_1G | 1 | West | YES | -0.0357 | 23.4 | 0 | 121.9 | 0 | 1 | Wind | -1 | 0.097966 | 0 | 121.9 |  |  |  |  | -0.097966 | 0
60058 | BUFF_GAP1A | 1 | West | YES | -0.035786 | 24 | 0 | 120 |  | 1 | Wind | -1 | 0.098052 | 0 | 120 |  |  |  |  | -0.098052 | 0
60060 | CIRELLO | 1 | West | YES | -0.035786 | 46.6 | 0 | 233 | 0 | 1 | Wind | -1 | 0.098052 | 0 | 233 |  |  |  |  | -0.098052 | 0
60063 | BUFF_GAP1B | 1 | West | YES | -0.035786 | 34 | 0 | 170.2 | 0 | 1.02 | Wind | -1 | 0.098052 | 0 | 170.2 |  |  |  |  | -0.098052 | 0
60066 | H_HOLLOW1A | 1 | West | YES | -0.035786 | 44.4 | 0 | 222 | 0 | 1.005 | Wind | -1 | 0.098052 | 0 | 222 |  |  |  |  | -0.098052 | 0
60068 | HHOLLOW21A | 1 | West | YES | -0.035786 | 36.8 | 0 | 184 | 0 | 1.025 | Wind | -1 | 0.098052 | 0 | 184 |  |  |  |  | -0.098052 | 0
60070 | HHOLLOW31A | 1 | West | YES | -0.035786 | 44.8 | 0 | 224 | 0 | 1.025 | Wind | -1 | 0.098052 | 0 | 224 |  |  |  |  | -0.098052 | 0
60072 | HHOLLOW41A | 1 | West | YES | -0.035786 | 23 | 0 | 115 | 0 | 1.025 | Wind | -1 | 0.098052 | 0 | 115 |  |  |  |  | -0.098052 | 0
1037 | MORGAN5G_5G | 5 | West | YES | -0.035793 | 109.6 | 40 | 137 | 0 | 1.029 | GST | -1 | 0.098059 | 137 | 137 |  |  |  |  | -0.098059 | -13.434
1039 | MRGNAG_1G | A | West | YES | -0.035793 | 69 | 69 | 69 | 0 | 1.029 | GGT | -1 | 0.098059 | 69 | 69 |  |  |  |  | -0.098059 | -6.7661
1040 | MRGNBG_2G | B | West | YES | -0.035793 | 70 | 70 | 71 | 0 | 1.029 | GGT | -1 | 0.098059 | 71 | 71 |  |  |  |  | -0.098059 | -6.9622
1041 | MRGNCG_3G | C | West | YES | -0.035793 | 69 | 69 | 70 | 0 | 1.029 | GGT | -1 | 0.098059 | 70 | 70 |  |  |  |  | -0.098059 | -6.8641
1042 | MRGNDG_4G | D | West | YES | -0.035793 | 68 | 68 | 68 | 0 | 1.029 | GGT | -1 | 0.098059 | 68 | 68 |  |  |  |  | -0.098059 | -6.668
1043 | MRGNEG_5G | E | West | YES | -0.035793 | 68 | 68 | 70 | 0 | 1.029 | GGT | -1 | 0.098059 | 70 | 70 |  |  |  |  | -0.098059 | -6.8641
1044 | MRGNFG_6G | F | West | YES | -0.035793 | 66 | 66 | 66 | 0 | 1.029 | GGT | -1 | 0.098059 | 66 | 66 |  |  |  |  | -0.098059 | -6.4719
6637 | SNYDERW1A | 1 | West | YES | -0.035838 | 12.6 | 0 | 63 | 0 | 1.025 | Wind | -1 | 0.098104 | 0 | 63 |  |  |  |  | -0.098104 | 0
1068 | SCURRYCW_1G | 1 | West | YES | -0.035873 | 28.2 | 1.3 | 141 | 0 | 1.0217 | Wind | -1 | 0.098139 | 0 | 141 |  |  |  |  | -0.098139 | 0
1073 | SCURRYCW_2G | 2 | West | YES | -0.035873 | 24 | 0 | 120 | 0 | 1.0217 | Wind | -1 | 0.098139 | 0 | 120 |  |  |  |  | -0.098139 | 0
1061 | CIELOGEN_1G | 1 | West | YES | -0.035879 | 19.8 | 0 | 99 |  | 1 | Wind | -1 | 0.098145 | 0 | 99 |  |  |  |  | -0.098145 | 0
1062 | CIELOGEN_2G | 1 | West | YES | -0.035879 | 12.2 | 0 | 61 |  | 1 | Wind | -1 | 0.098145 | 0 | 61 |  |  |  |  | -0.098145 | 0
1069 | KINDERMG_1G | 1 | West | YES | -0.035879 | 25 | 5 | 25 | 0 | 1.017 | Cogen | -1 | 0.098145 | 0 | 0 |  |  |  |  | -0.098145 | 0
1070 | KINDERMG_2G | 1 | West | YES | -0.035879 | 45.7 | 12 | 45.7 | 0 | 1.017 | Cogen | -1 | 0.098145 | 0 | 0 |  |  |  |  | -0.098145 | 0
1071 | KINDERMG_3G | 1 | West | YES | -0.035879 | 45.7 | 12 | 45.7 | 0 | 1.017 | Cogen | -1 | 0.098145 | 0 | 0 |  |  |  |  | -0.098145 | 0
36998 | RDCNYNG1 | 1 | West | YES | -0.035982 | 16.8 | 0 | 84 |  | 1.01 | Wind | -1 | 0.098248 | 0 | 84 |  |  |  |  | -0.098248 | 0
1343 | TRENTIPP_8 | 1 | West | YES | -0.03624 | 30 | 0 | 150 |  | 1.014 | Wind | -1 | 0.098506 | 0 | 150 |  |  |  |  | -0.098506 | 0
1354 | AEPWIND_8 | 1 | West | YES | -0.03624 | 20.2 | 0 | 101 |  | 1 | Wind | -1 | 0.098506 | 0 | 101 |  |  |  |  | -0.098506 | 0
11056 | ROSCOE_1G | 1 | West | YES | -0.036263 | 41.8 | 0 | 209 |  | 1 | Wind | -1 | 0.098529 | 0 | 209 |  |  |  |  | -0.098529 | 0
11057 | CHAMPION_1G | 1 | West | YES | -0.036263 | 25.3 | 0 | 126.5 |  | 1 | Wind | -1 | 0.098529 | 0 | 126.5 |  |  |  |  | -0.098529 | 0
11058 | PYRON_1G | 1 | West | YES | -0.036263 | 49.8 | 0 | 249 |  | 1 | Wind | -1 | 0.098529 | 0 | 249 |  |  |  |  | -0.098529 | 0
11059 | INADALE_1G | 1 | West | YES | -0.036263 | 39.4 | 0 | 197 |  | 1 | Wind | -1 | 0.098529 | 0 | 197 |  |  |  |  | -0.098529 | 0
71051 | L_BITTCR1_1N | W1 | West | YES | -0.036267 | 7.5 | 0 | 37.5 |  | 1.02 | Wind | -1 | 0.098533 | 0 | 37.5 |  |  |  |  | -0.098533 | 0
71054 | L_SWEETW1_1N | W1 | West | YES | -0.036267 | 21.5 | 0 | 107.5 |  | 1.02 | Wind | -1 | 0.098533 | 0 | 107.5 |  |  |  |  | -0.098533 | 0
71057 | L_SWEETW1_2N | W1 | West | YES | -0.036267 | 27 | 0 | 135 |  | 1.02 | Wind | -1 | 0.098533 | 0 | 135 |  |  |  |  | -0.098533 | 0
71059 | L_SWEETW1_3N | W1 | West | YES | -0.036267 | 23.8 | 0 | 119 | 0 | 1.02 | Wind | -1 | 0.098533 | 0 | 119 |  |  |  |  | -0.098533 | 0
71060 | L_SWEETW1_4N | W1 | West | YES | -0.036267 | 21 | 0 | 105 | 0 | 1.02 | Wind | -1 | 0.098533 | 0 | 105 |  |  |  |  | -0.098533 | 0
71061 | L_SWEETW1_5N | W1 | West | YES | -0.036267 | 16.1 | 0 | 80.5 | 0 | 1.02 | Wind | -1 | 0.098533 | 0 | 80.5 |  |  |  |  | -0.098533 | 0
6144 | MCADOO1A | 1 | West | YES | -0.036434 | 15 | 0 | 150 | 0 | 1.025 | Wind | -1 | 0.0987 | 0 | 150 |  |  |  |  | -0.0987 | 0
1416 | SWETWATR_1G | 1 | West | YES | -0.036487 | 30 | 18 | 30 | 0 | 1.026 | CC | -1 | 0.098753 | 30 | 30 |  |  |  |  | -0.098753 | -2.9626
1417 | SWETWATR_2G | 2 | West | YES | -0.036487 | 72 | 36 | 72 | 0 | 1.026 | CC | -1 | 0.098753 | 72 | 72 |  |  |  |  | -0.098753 | -7.1102
1418 | SWETWATR_3G | 3 | West | YES | -0.036487 | 68 | 36 | 68 | 0 | 1.026 | CC | -1 | 0.098753 | 68 | 68 |  |  |  |  | -0.098753 | -6.7152
1419 | SWETWATR_4G | 4 | West | YES | -0.036487 | 61 | 36 | 61 | 0 | 1.026 | CC | -1 | 0.098753 | 61 | 61 |  |  |  |  | -0.098753 | -6.0239
6407 | TURKTRAK1A | 1 | West | YES | -0.036527 | 33.9 | 0 | 169.5 | 0 | 1.025 | Wind | -1 | 0.098793 | 0 | 169.5 |  |  |  |  | -0.098793 | 0
60081 | WHRLWIND1A | 1 | West | YES | -0.036946 | 12 | 0 | 60 | 0 | 1.03 | Wind | -1 | 0.099212 | 0 | 60 |  |  |  |  | -0.099212 | 0
3107 | STRYKER_1G | 1 | North | YES | -0.03702 | 145.6 | 45 | 182 | 0 | 1.029 | GST | -1 | 0.099286 | 182 | 182 |  |  | -6.7376 | 182 | -0.099286 | -18.07
3108 | STRYKER_2G | 2 | North | YES | -0.03702 | 484 | 75 | 484 | 0 | 1.029 | GST | -1 | 0.099286 | 484 | 484 |  |  | -17.9177 | 484 | -0.099286 | -48.0543
3309 | ASPN_G | 1 | North | YES | -0.037139 | 50 | 0 | 50 |  | 1 | Bio | -1 | 0.099405 | 50 | 50 |  |  | -1.857 | 50 | -0.099405 | -4.9702
3348 | CHAMPION_1G | MB | North | YES | -0.037159 | 0 | 42 | 42 |  | 1 | Cogen | -1 | 0.099425 | 0 | 0 |  |  | 0 | 0 | -0.099425 | 0
13116 | TGATEWAY_1G | 1 | North | YES | -0.037389 | 151 | 30 | 151 | 0 | 1.0232 | CC | -1 | 0.099655 | 151 | 151 |  |  | -5.6457 | 151 | -0.099655 | -15.0479
13117 | TGATEWAY_2G | 2 | North | YES | -0.037389 | 130 | 30 | 130 | 0 | 1.0232 | CC | -1 | 0.099655 | 130 | 130 |  |  | -4.8606 | 130 | -0.099655 | -12.9551
13118 | TGATEWAY_3G | 3 | North | YES | -0.037389 | 148 | 30 | 148 | 0 | 1.0232 | CC | -1 | 0.099655 | 148 | 148 |  |  | -5.5336 | 148 | -0.099655 | -14.7489
13119 | TGATEWAY_4G | 4 | North | YES | -0.037389 | 399 | 65 | 399 | 0 | 1.0232 | CC | -1 | 0.099655 | 399 | 399 |  |  | -14.9182 | 399 | -0.099655 | -39.7622
1437 | MESQUITW_1G | 1 | North | YES | -0.037496 | 40 | 0 | 400 | 0 | 1.023 | Wind | -1 | 0.099762 | 0 | 400 |  |  | 0 | 0 | -0.099762 | 0
1438 | MESQUITW_2G | 1 | North | YES | -0.037497 | 23.6 | 0 | 236 |  | 1.017 | Wind | -1 | 0.099763 | 0 | 236 |  |  | 0 | 0 | -0.099763 | 0
3097 | MARTLAKE_1G | 1 | North | YES | -0.037587 | 790 | 500 | 790 | 0 | 1.017 | LIGCO | -1 | 0.099853 | 0 | 790 |  |  | 0 | 0 | -0.099853 | 0
3098 | MARTLAKE_2G | 2 | North | YES | -0.037587 | 795 | 461 | 795 | 0 | 1.017 | LIGCO | -1 | 0.099853 | 0 | 795 |  |  | 0 | 0 | -0.099853 | 0
3099 | MARTLAKE_3G | 3 | North | YES | -0.037587 | 804 | 500 | 804 | 0 | 1.017 | LIGCO | -1 | 0.099853 | 0 | 804 |  |  | 0 | 0 | -0.099853 | 0
1442 | COKFIELD_5 | 1 | North | YES | -0.037883 | 16.5 | 0 | 165 |  | 1.029 | Wind | -1 | 0.10015 | 0 | 165 |  |  | 0 | 0 | -0.10015 | 0
6100 | OKLA7A | EQ | West | YES | -0.038187 | 50 | -220 | 220 | 0 | 1.035 | DCTie | -1 | 0.10045 | 0 | 0 |  |  |  |  | -0.10045 | 0
6752 | OKLA0A | 1 | West | YES | -0.038187 | 649.7 | 175 | 649.7 | 0 | 1.035 | LIGCO | -1 | 0.10045 | 0 | 649.7 |  |  |  |  | -0.10045 | 0
12411 | FPLEFR1A_G | 1 | North | YES | -0.03907 | 161 | 72 | 161 | 0 | 1 | CC | -1 | 0.10134 | 161 | 161 |  |  | -6.2903 | 161 | -0.10134 | -16.3151
12412 | FPLEFR1B_G | 2 | North | YES | -0.03907 | 164 | 72 | 164 | 0 | 1 | CC | -1 | 0.10134 | 164 | 164 |  |  | -6.4075 | 164 | -0.10134 | -16.6191
12413 | FPLEFR1C_G | 3 | North | YES | -0.03907 | 164 | 72 | 164 | 0 | 1 | CC | -1 | 0.10134 | 164 | 164 |  |  | -6.4075 | 164 | -0.10134 | -16.6191
12414 | FPLEFR1S_G | 4 | North | YES | -0.03907 | 414 | 191 | 414 | 0 | 1 | CC | -1 | 0.10134 | 414 | 414 |  |  | -16.175 | 414 | -0.10134 | -41.953
12421 | FPLEFR2A_G | 1 | North | YES | -0.03907 | 162 | 72 | 162 | 0 | 1 | CC | -1 | 0.10134 | 162 | 162 |  |  | -6.3293 | 162 | -0.10134 | -16.4164
12422 | FPLEFR2B_G | 2 | North | YES | -0.03907 | 161 | 72 | 161 | 0 | 1 | CC | -1 | 0.10134 | 161 | 161 |  |  | -6.2903 | 161 | -0.10134 | -16.3151
12423 | FPLEFR2C_G | 3 | North | YES | -0.03907 | 163 | 72 | 163 | 0 | 1 | CC | -1 | 0.10134 | 163 | 163 |  |  | -6.3684 | 163 | -0.10134 | -16.5177
12424 | FPLEFR2S_G | 4 | North | YES | -0.03907 | 415 | 191 | 415 | 0 | 1 | CC | -1 | 0.10134 | 415 | 415 |  |  | -16.2141 | 415 | -0.10134 | -42.0543
1432 | GRHAMSES_2G | 2 | North | YES | -0.039103 | 294.9 | 90 | 366 | 0 | 1.014 | GST | -1 | 0.10137 | 366 | 366 |  |  | -14.3117 | 366 | -0.10137 | -37.101
1479 | WFCOGEN_1G | 1 | North | YES | -0.039174 | 16 | 12 | 20 | 0 | 1 | Cogen | -1 | 0.10144 | 0 | 0 |  |  | 0 | 0 | -0.10144 | 0
1479 | WFCOGEN_1G | 2 | North | YES | -0.039174 | 16 | 12 | 20 | 0 | 1 | Cogen | -1 | 0.10144 | 0 | 0 |  |  | 0 | 0 | -0.10144 | 0
1482 | WFCOGEN_2G | 2 | North | YES | -0.039174 | 13.6 | 12 | 17 | 0 | 1 | Cogen | -1 | 0.10144 | 0 | 0 |  |  | 0 | 0 | -0.10144 | 0
1482 | WFCOGEN_2G | 1 | North | YES | -0.039174 | 16 | 12 | 20 | 0 | 1 | Cogen | -1 | 0.10144 | 0 | 0 |  |  | 0 | 0 | -0.10144 | 0
1433 | GRHAMSES_1G | 1 | North | YES | -0.039288 | 242 | 60 | 242 | 0 | 1.038 | GST | -1 | 0.10155 | 242 | 242 |  |  | -9.5077 | 242 | -0.10155 | -24.576
2451 | LKHB1_G | 1 | North | YES | -0.039371 | 0 | 80 | 391 |  | 1.022 | GST | -1 | 0.10164 | 391 | 391 |  |  | -15.3941 | 391 | -0.10164 | -39.74
2452 | LKHB2_G | 2 | North | YES | -0.039371 | 516 | 80 | 516 | 0 | 1.022 | GST | -1 | 0.10164 | 516 | 516 |  |  | -20.3154 | 516 | -0.10164 | -52.4446
12440 | PARKD_1SVC8 | 1 | North | YES | -0.039433 | 0 | 0 | 0 | 0 | 1.007 | GST | -1 | 0.1017 | 0 | 0 |  |  | 0 | 0 | -0.1017 | 0
12449 | PARKD_2SVC8 | 1 | North | YES | -0.039433 | 0 | 0 | 0 | 0 | 1.007 | GST | -1 | 0.1017 | 0 | 0 |  |  | 0 | 0 | -0.1017 | 0
948 | STEAM1 | 1 | North | YES | -0.039459 | 0 | 12 | 20 |  | 1.02 | GST | -1 | 0.10172 | 20 | 20 |  |  | -0.78918 | 20 | -0.10172 | -2.0345
949 | STEAM2 | 1 | North | YES | -0.039459 | 26 | 8 | 26 | 0 | 0.99 | GST | -1 | 0.10172 | 26 | 26 |  |  | -1.0259 | 26 | -0.10172 | -2.6448
950 | STEAM3 | 1 | North | YES | -0.039459 | 41 | 13 | 42 | 0 | 1.02 | GST | -1 | 0.10172 | 42 | 42 |  |  | -1.6573 | 42 | -0.10172 | -4.2724
842 | OLINGER_G1 | 1 | North | YES | -0.039522 | 55.4 | 20 | 79 | 0 | 1.03 | GST | -1 | 0.10179 | 79 | 79 |  |  | -3.1222 | 79 | -0.10179 | -8.0412
843 | OLINGER_G2 | 1 | North | YES | -0.039522 | 76.2 | 25 | 110 | 0 | 1.03 | GST | -1 | 0.10179 | 110 | 110 |  |  | -4.3474 | 110 | -0.10179 | -11.1967
844 | OLINGER_G3 | 1 | North | YES | -0.039522 | 103.9 | 45 | 150 | 0 | 1.03 | GST | -1 | 0.10179 | 150 | 150 |  |  | -5.9283 | 150 | -0.10179 | -15.2682
845 | OLINGER_G4 | 1 | North | YES | -0.039522 | 51.9 | 0 | 76 | 0 | 1.03 | GGT | -1 | 0.10179 | 76 | 76 |  |  | -3.0037 | 76 | -0.10179 | -7.7359
837 | NEWMAN_G5 | 1 | North | YES | -0.03953 | 0 | 15 | 40 |  | 1.01 | GST | -1 | 0.1018 | 40 | 40 |  |  | -1.5812 | 40 | -0.1018 | -4.0718
1701 | MOSES_1G | 1 | North | YES | -0.039557 | 558 | 175 | 558 | 0 | 1.023 | LIGCO | -1 | 0.10182 | 0 | 558 |  |  | 0 | 0 | -0.10182 | 0
1702 | MOSES_2G | 2 | North | YES | -0.039557 | 579 | 175 | 579 | 0 | 1.023 | LIGCO | -1 | 0.10182 | 0 | 579 |  |  | 0 | 0 | -0.10182 | 0
1703 | MOSES_3G | 3 | North | YES | -0.039557 | 808 | 463 | 808 | 0 | 1.023 | LIGCO | -1 | 0.10182 | 0 | 808 |  |  | 0 | 0 | -0.10182 | 0
5925 | DCEAST | EQ | North | YES | -0.039557 | 400.3 | -600 | 600 | 0 | 1.025 | DCTie | -1 | 0.10182 | 0 | 0 |  |  | 0 | 0 | -0.10182 | 0
1675 | PEC_1G | 1 | North | YES | -0.039587 | 76.7 | 35 | 76.7 | 0 | 1.022 | Cogen | -1 | 0.10185 | 0 | 0 |  |  | 0 | 0 | -0.10185 | 0
1676 | PEC_2G | 2 | North | YES | -0.039587 | 79.6 | 35 | 79.6 | 0 | 1.022 | Cogen | -1 | 0.10185 | 0 | 0 |  |  | 0 | 0 | -0.10185 | 0
1677 | PEC_3G | 3 | North | YES | -0.039587 | 88.4 | 35 | 88.4 | 0 | 1.022 | Cogen | -1 | 0.10185 | 0 | 0 |  |  | 0 | 0 | -0.10185 | 0
1678 | LAMARPWR_1G | 1 | North | YES | -0.039619 | 160 | 67.7 | 160 | 0 | 1.038 | CC | -1 | 0.10188 | 160 | 160 |  |  | -6.339 | 160 | -0.10188 | -16.3016
1679 | LAMARPWR_2G | 2 | North | YES | -0.039619 | 156 | 67.7 | 156 | 0 | 1.038 | CC | -1 | 0.10188 | 156 | 156 |  |  | -6.1806 | 156 | -0.10188 | -15.894
1680 | LAMARPWR_3G | 3 | North | YES | -0.039619 | 196 | 129.1 | 196 | 0 | 1.038 | CC | -1 | 0.10188 | 196 | 196 |  |  | -7.7653 | 196 | -0.10188 | -19.9694
1681 | LAMARPWR_4G | 4 | North | YES | -0.039619 | 156 | 67.7 | 156 | 0 | 1.038 | CC | -1 | 0.10188 | 156 | 156 |  |  | -6.1806 | 156 | -0.10188 | -15.894
1682 | LAMARPWR_5G | 5 | North | YES | -0.039619 | 157 | 67.7 | 157 | 0 | 1.038 | CC | -1 | 0.10188 | 157 | 157 |  |  | -6.2202 | 157 | -0.10188 | -15.9959
1683 | LAMARPWR_6G | 6 | North | YES | -0.039619 | 198 | 129.1 | 198 | 0 | 1.038 | CC | -1 | 0.10188 | 198 | 198 |  |  | -7.8446 | 198 | -0.10188 | -20.1732
1689 | VALLEY_3G | 3 | North | YES | -0.039657 | 0 | 25 | 375 |  | 1.003 | GST | -1 | 0.10192 | 375 | 375 |  |  | -14.8714 | 375 | -0.10192 | -38.221
11691 | KMICHICT1_G | 1 | North | YES | -0.039657 | 144 | 80 | 144 | 0 | 1.026 | CC | -1 | 0.10192 | 144 | 144 |  |  | -5.7106 | 144 | -0.10192 | -14.6769
11692 | KMICHICT2_G | 2 | North | YES | -0.039657 | 146 | 80 | 146 | 0 | 1.026 | CC | -1 | 0.10192 | 146 | 146 |  |  | -5.7899 | 146 | -0.10192 | -14.8807
11693 | KMICHIST3_G | 3 | North | YES | -0.039657 | 312 | 60 | 312 | 0 | 1.026 | CC | -1 | 0.10192 | 312 | 312 |  |  | -12.373 | 312 | -0.10192 | -31.7999
11694 | KMICHICT4_G | 4 | North | YES | -0.039657 | 144 | 80 | 144 | 0 | 1.026 | CC | -1 | 0.10192 | 144 | 144 |  |  | -5.7106 | 144 | -0.10192 | -14.6769
11695 | KMICHICT5_G | 5 | North | YES | -0.039657 | 148 | 80 | 148 | 0 | 1.026 | CC | -1 | 0.10192 | 148 | 148 |  |  | -5.8692 | 148 | -0.10192 | -15.0846
11696 | KMICHIST6_G | 6 | North | YES | -0.039657 | 310 | 60 | 310 | 0 | 1.026 | CC | -1 | 0.10192 | 310 | 310 |  |  | -12.2937 | 310 | -0.10192 | -31.5961
3126 | TRINIDAD_6G | 1 | North | YES | -0.039683 | 179.2 | 46 | 224 | 0 | 1 | GST | -1 | 0.10195 | 224 | 224 |  |  | -8.889 | 224 | -0.10195 | -22.8365
1687 | VALLEY_1G | 1 | North | YES | -0.039713 | 136 | 15 | 170 | 0 | 1.029 | GST | -1 | 0.10198 | 170 | 170 |  |  | -6.7512 | 170 | -0.10198 | -17.3364
1688 | VALLEY_2G | 2 | North | YES | -0.039713 | 527 | 90 | 527 | 0 | 1.029 | GSC | -1 | 0.10198 | 527 | 527 |  |  | -20.9288 | 527 | -0.10198 | -53.7428
6948 | DENISNDM | 1 | North | YES | -0.039763 | 40 | 5 | 40 |  | 1.015 | Hydro | -1 | 0.10203 | 0 | 0 |  |  | 0 | 0 | -0.10203 | 0
6948 | DENISNDM | 2 | North | YES | -0.039763 | 31 | 5 | 40 |  | 1.015 | Hydro | -1 | 0.10203 | 0 | 0 |  |  | 0 | 0 | -0.10203 | 0
2371 | COLLIN_1G | MB | North | YES | -0.040001 | 0 | 40 | 138 |  | 1.022 | GST | -1 | 0.10227 | 0 | 0 |  |  | 0 | 0 | -0.10227 | 0
2413 | MTCK6_G | 6 | North | YES | -0.040111 | 0 | 30 | 118 |  | 1.022 | GST | -1 | 0.10238 | 118 | 118 |  |  | -4.7331 | 118 | -0.10238 | -12.0805
2414 | MTCK7_G | 7 | North | YES | -0.040111 | 0 | 30 | 115 |  | 1.022 | GST | -1 | 0.10238 | 115 | 115 |  |  | -4.6128 | 115 | -0.10238 | -11.7733
2417 | MTCK8_G | 8 | North | YES | -0.040111 | 444.8 | 60 | 556 | 0 | 1.022 | GSC | -1 | 0.10238 | 556 | 556 |  |  | -22.3017 | 556 | -0.10238 | -56.9215
1453 | WCPWRCO_1G | 1 | North | YES | -0.040114 | 204 | 50 | 204 | 0 | 1.02 | CC | -1 | 0.10238 | 204 | 204 |  |  | -8.1833 | 204 | -0.10238 | -20.8855
1454 | WCPWRCO_2G | 2 | North | YES | -0.040114 | 204 | 50 | 204 | 0 | 1.02 | CC | -1 | 0.10238 | 204 | 204 |  |  | -8.1833 | 204 | -0.10238 | -20.8855
1455 | WCPWRCO_3G | 3 | North | YES | -0.040114 | 242 | 50 | 242 |  | 1.02 | CC | -1 | 0.10238 | 242 | 242 |  |  | -9.7076 | 242 | -0.10238 | -24.7759
2381 | NTHLK1_G | 1 | North | YES | -0.040275 | 0 | 35 | 156 |  | 1.022 | GST | -1 | 0.10254 | 156 | 156 |  |  | -6.2829 | 156 | -0.10254 | -15.9964
2382 | NTHLK2_G | 2 | North | YES | -0.040275 | 0 | 35 | 181 |  | 1.022 | GST | -1 | 0.10254 | 181 | 181 |  |  | -7.2898 | 181 | -0.10254 | -18.5599
2383 | NTHLK3_G | 3 | North | YES | -0.040275 | 0 | 50 | 329 |  | 1.022 | GST | -1 | 0.10254 | 329 | 329 |  |  | -13.2505 | 329 | -0.10254 | -33.7359
728 | WOLFRIDGE801 | 1 | North | YES | -0.040276 | 11.2 | 0 | 112.5 | 0 | 0.99 | Wind | -1 | 0.10254 | 0 | 112.5 |  |  | 0 | 0 | -0.10254 | 0
923 | SPENCER_G4 | 1 | North | YES | -0.040279 | 48 | 20 | 61 | 0 | 1.03 | GST | -1 | 0.10254 | 61 | 61 |  |  | -2.457 | 61 | -0.10254 | -6.2552
924 | SPENCER_G5 | 1 | North | YES | -0.040279 | 52 | 20 | 66 | 0 | 1.03 | GST | -1 | 0.10254 | 66 | 66 |  |  | -2.6584 | 66 | -0.10254 | -6.768
1600 | BARTNWND_1G | 1 | North | YES | -0.040348 | 12 | 0 | 120 | 0 | 1.022 | Wind | -1 | 0.10261 | 0 | 120 |  |  | 0 | 0 | -0.10261 | 0
344 | MRSSHPRD | 1 | North | YES | -0.040352 | 0 | 0 | 12 |  | 1.03 | Hydro | -1 | 0.10262 | 0 | 0 |  |  | 0 | 0 | -0.10262 | 0
345 | MRSSHPRD01 | 2 | North | YES | -0.040352 | 0 | 0 | 12 |  | 1.03 | Hydro | -1 | 0.10262 | 0 | 0 |  |  | 0 | 0 | -0.10262 | 0
580 | JCKCNTY801 | 1 | North | YES | -0.040702 | 288 | 0 | 288 | 0 | 1.022 | CC | -1 | 0.10297 | 288 | 288 |  |  | -11.7222 | 288 | -0.10297 | -29.6547
581 | JCKCNTY802 | 2 | North | YES | -0.040702 | 147 | 0 | 147 | 0 | 1.022 | CC | -1 | 0.10297 | 147 | 147 |  |  | -5.9832 | 147 | -0.10297 | -15.1363
582 | JCKCNTY803 | 3 | North | YES | -0.040702 | 147 | 0 | 147 | 0 | 1.022 | CC | -1 | 0.10297 | 147 | 147 |  |  | -5.9832 | 147 | -0.10297 | -15.1363
1861 | EAGLEMNT_1G | MB | North | YES | -0.040987 | 0 | 30 | 112 |  | 1.022 | GST | -1 | 0.10325 | 0 | 0 |  |  | 0 | 0 | -0.10325 | 0
1862 | EAGLEMNT_2G | MB | North | YES | -0.040987 | 0 | 40 | 100 |  | 1.022 | GST | -1 | 0.10325 | 0 | 0 |  |  | 0 | 0 | -0.10325 | 0
1863 | EAGLEMNT_3G | MB | North | YES | -0.040987 | 0 | 50 | 378 |  | 1.022 | GST | -1 | 0.10325 | 0 | 0 |  |  | 0 | 0 | -0.10325 | 0
12322 | ENNSTRAC_1G | 1 | North | YES | -0.041167 | 196 | 130 | 196 | 0 | 1.036 | CC | -1 | 0.10343 | 196 | 196 |  |  | -8.0687 | 196 | -0.10343 | -20.2728
12323 | ENNSTRAC_2G | 2 | North | YES | -0.041167 | 116 | 100 | 116 | 0 | 1.036 | CC | -1 | 0.10343 | 116 | 116 |  |  | -4.7754 | 116 | -0.10343 | -11.9982
503 | NTHTEXAS01 | 1 | North | YES | -0.041367 | 0 | 5 | 18 |  | 1.015 | GST | -1 | 0.10363 | 18 | 18 |  |  | -0.74461 | 18 | -0.10363 | -1.8654
504 | NTHTEXAS02 | 2 | North | YES | -0.041367 | 14.4 | 5 | 18 |  | 1.015 | GST | -1 | 0.10363 | 18 | 18 |  |  | -0.74461 | 18 | -0.10363 | -1.8654
505 | NTHTEXAS03 | 3 | North | YES | -0.041367 | 30.4 | 15 | 38 |  | 1.015 | GST | -1 | 0.10363 | 38 | 38 |  |  | -1.5719 | 38 | -0.10363 | -3.938
1898 | COMCHEPK_1G | 1 | North | YES | -0.041408 | 1217 | 1150 | 1217 | 0 | 1.032 | Nuc | -1 | 0.10367 | 0 | 0 |  |  | 0 | 0 | -0.10367 | 0
1899 | COMCHEPK_2G | 2 | North | YES | -0.041408 | 1159 | 1128 | 1159 | 0 | 1.032 | Nuc | -1 | 0.10367 | 0 | 0 |  |  | 0 | 0 | -0.10367 | 0
1877 | WLFHOLW_1G | 1 | North | YES | -0.04149 | 217.3 | 89.2 | 217.3 | 0 | 1.032 | CC | -1 | 0.10376 | 217.3 | 217.3 |  |  | -9.0158 | 217.3 | -0.10376 | -22.5461
1878 | WLFHOLW_2G | 2 | North | YES | -0.04149 | 215.7 | 105 | 215.7 | 0 | 1.032 | CC | -1 | 0.10376 | 215.7 | 215.7 |  |  | -8.9494 | 215.7 | -0.10376 | -22.3801
1879 | WLFHOLW_3G | 3 | North | YES | -0.04149 | 272.4 | 89.2 | 272.4 | 0 | 1.032 | CC | -1 | 0.10376 | 272.4 | 272.4 |  |  | -11.3019 | 272.4 | -0.10376 | -28.2631
1948 | HANDLEY_4G | 4 | North | YES | -0.041566 | 348 | 150 | 435 | 0 | 1.022 | GST | -1 | 0.10383 | 435 | 435 |  |  | -18.0812 | 435 | -0.10383 | -45.1668
1947 | HANDLEY_3G | 3 | North | YES | -0.041619 | 316 | 100 | 395 | 0 | 1.022 | GST | -1 | 0.10388 | 395 | 395 |  |  | -16.4395 | 395 | -0.10388 | -41.0345
1949 | HANDLEY_5G | 5 | North | YES | -0.041619 | 348 | 150 | 435 | 0 | 1.022 | GST | -1 | 0.10388 | 435 | 435 |  |  | -18.1043 | 435 | -0.10388 | -45.1899
1889 | DECRDOVA_1G | 1 | North | YES | -0.041626 | 779 | 255 | 779 | 0 | 1.02 | GSC | -1 | 0.10389 | 779 | 779 |  |  | -32.4267 | 779 | -0.10389 | -80.9317
1643 | SLSTR1PP_1G | 1 | North | YES | -0.041978 | 6 | 0 | 60 | 0 | 1.022 | Wind | -1 | 0.10424 | 0 | 60 |  |  | 0 | 0 | -0.10424 | 0
332 | RWMILLER01 | 1 | North | YES | -0.041986 | 58.4 | 18.5 | 73 | 0 | 1.04 | GST | -1 | 0.10425 | 73 | 73 |  |  | -3.065 | 73 | -0.10425 | -7.6104
333 | RWMILLER02 | 2 | North | YES | -0.041986 | 95.2 | 37 | 119 | 0 | 1.04 | GST | -1 | 0.10425 | 119 | 119 |  |  | -4.9963 | 119 | -0.10425 | -12.406
334 | RWMILLER03 | 3 | North | YES | -0.041986 | 166.4 | 65 | 208 | 0 | 1.04 | GST | -1 | 0.10425 | 208 | 208 |  |  | -8.7331 | 208 | -0.10425 | -21.6844
335 | RWMILLER04 | 4 | North | YES | -0.041986 | 81.6 | 0 | 102 | 0 | 1.04 | GST | -1 | 0.10425 | 102 | 102 |  |  | -4.2826 | 102 | -0.10425 | -10.6337
336 | RWMILLER05 | 5 | North | YES | -0.041986 | 80.8 | 0 | 101 | 0 | 1.04 | GST | -1 | 0.10425 | 101 | 101 |  |  | -4.2406 | 101 | -0.10425 | -10.5294
1892 | DECRDOVA_2G | A | North | YES | -0.042412 | 65 | 65 | 70 | 0 | 1.025 | GGT | -1 | 0.10468 | 70 | 70 |  |  | -2.9688 | 70 | -0.10468 | -7.3274
1893 | DECRDOVA_3G | B | North | YES | -0.042412 | 65 | 65 | 69 | 0 | 1.025 | GGT | -1 | 0.10468 | 69 | 69 |  |  | -2.9264 | 69 | -0.10468 | -7.2228
1894 | DECRDOVA_4G | C | North | YES | -0.042412 | 65 | 65 | 69 | 0 | 1.025 | GGT | -1 | 0.10468 | 69 | 69 |  |  | -2.9264 | 69 | -0.10468 | -7.2228
1895 | DECRDOVA_5G | D | North | YES | -0.042412 | 65 | 65 | 68 | 0 | 1.025 | GGT | -1 | 0.10468 | 68 | 68 |  |  | -2.884 | 68 | -0.10468 | -7.1181
1941 | MDLTHELP_1G | 1 | North | YES | -0.042992 | 216.4 | 74 | 216.4 | 0 | 1 | CC | -1 | 0.10526 | 216.4 | 216.4 |  |  | -9.3035 | 216.4 | -0.10526 | -22.7778
1942 | MDLTHELP_2G | 2 | North | YES | -0.042992 | 216.1 | 74 | 216.1 | 0 | 1 | CC | -1 | 0.10526 | 216.1 | 216.1 |  |  | -9.2906 | 216.1 | -0.10526 | -22.7462
1937 | MDLTHELP_5G | 5 | North | YES | -0.043238 | 224 | 74 | 224 | 0 | 1 | CC | -1 | 0.1055 | 224 | 224 |  |  | -9.6853 | 224 | -0.1055 | -23.6328
1938 | MDLTHELP_6G | 6 | North | YES | -0.043238 | 226 | 74 | 226 | 0 | 1 | CC | -1 | 0.1055 | 226 | 226 |  |  | -9.7718 | 226 | -0.1055 | -23.8438
1943 | MDLTHELP_3G | 3 | North | YES | -0.043238 | 212 | 74 | 212 | 0 | 1 | CC | -1 | 0.1055 | 212 | 212 |  |  | -9.1665 | 212 | -0.1055 | -22.3668
1944 | MDLTHELP_4G | 4 | North | YES | -0.043238 | 211 | 74 | 211 | 0 | 1 | CC | -1 | 0.1055 | 211 | 211 |  |  | -9.1232 | 211 | -0.1055 | -22.2613
366 | JNSNCNTY802 | 1 | North | YES | -0.043943 | 168 | 20 | 168 | 0 | 1.02 | Cogen | -1 | 0.10621 | 0 | 0 |  |  | 0 | 0 | -0.10621 | 0
367 | JNSNCNTY802 | 2 | North | YES | -0.043943 | 90 | 20 | 90 | 0 | 1.02 | Cogen | -1 | 0.10621 | 0 | 0 |  |  | 0 | 0 | -0.10621 | 0
244 | WHITNYDM01 | 1 | North | YES | -0.056859 | 15 | 0 | 15 | 0 | 1.035 | Hydro | -1 | 0.11912 | 0 | 0 |  |  | 0 | 0 | -0.11912 | 0
245 | WHITNYDM02 | 2 | North | YES | -0.056859 | 15 | 0 | 15 | 0 | 1.035 | Hydro | -1 | 0.11912 | 0 | 0 |  |  | 0 | 0 | -0.11912 | 0
251 | BOSQUESW803 | 2 | North | YES | -0.060199 | 150 | 0 | 150 | 0 | 1.032 | CC | -1 | 0.12246 | 150 | 150 |  |  | -9.0298 | 150 | -0.12246 | -18.3697
253 | BOSQUESW804 | 2 | North | YES | -0.060199 | 80 | 0 | 80 | 0 | 1.032 | CC | -1 | 0.12246 | 80 | 80 |  |  | -4.8159 | 80 | -0.12246 | -9.7972
238 | BOSQUESW505 | 1 | North | YES | -0.062003 | 255 | 0 | 255 | 0 | 1.02 | CC | -1 | 0.12427 | 255 | 255 |  |  | -15.8108 | 255 | -0.12427 | -31.6885
239 | BOSQUESW502 | 1 | North | YES | -0.062003 | 119.2 | 0 | 149 | 0 | 1.02 | GGT | -1 | 0.12427 | 149 | 149 |  |  | -9.2384 | 149 | -0.12427 | -18.516
247 | BOSQUESW501 | 2 | North | YES | -0.062003 | 124.8 | 0 | 156 | 0 | 1.02 | GGT | -1 | 0.12427 | 156 | 156 |  |  | -9.6725 | 156 | -0.12427 | -19.3859
3403 | THOUSE_1G | 1 | North | YES | -0.062737 | 563 | 200 | 563 | 0 | 1.012 | GSC | -1 | 0.125 | 563 | 563 |  |  | -35.3209 | 563 | -0.125 | -70.3765
3404 | THOUSE_2G | 2 | North | YES | -0.062737 | 807 | 250 | 807 | 0 | 1.012 | GSC | -1 | 0.125 | 807 | 807 |  |  | -50.6288 | 807 | -0.125 | -100.8772
3416 | LAKE_CRK1_G | 1 | North | YES | -0.06613 | 60 | 33 | 75 |  | 1.029 | GST | -1 | 0.1284 | 75 | 75 |  |  | -4.9597 | 75 | -0.1284 | -9.6297
3417 | LAKE_CRK2_G | 2 | North | YES | -0.06613 | 177.6 | 40 | 222 | 0 | 1.029 | GST | -1 | 0.1284 | 222 | 222 |  |  | -14.6809 | 222 | -0.1284 | -28.5039
Note on AL4: Zonal Cap - Zonal Impact

## Distributed Slack - Inc
Number of Bus | Name of Bus | ID | Area Name of Gen | AGC | P Sensitivity of Bus | Gen MW | Min MW | Max MW | V Sensitivity of Bus | Set Volt | Tech Type | Zone Impact | Zone Correlation | Inc Max | Dec Max | Souce S.F. Weighting | Souce Capacity | Sink S.F. Weighting | Sink Capacity | PTDF Calc | PTDF Weighting | Cumulative Share of Zonal Cap | Cumulative Share of Zonal Impact | Cont_TempleSS to Sandow and TempleSS to Sandow OL_ Rogers to Temple |  | i_PTDF_INC_pt | 258 |  | JCKCNTY803 | Unit at max
3416 | LAKE_CRK1_G | 1 | North | YES | -0.06613 | 60 | 33 | 75 |  | 1.029 | GST | -1 | 0.1284 | 75 | 75 |  |  | -4.9597 | 75 | -0.1284 | -9.6297 | 0.0030694 | 0.0038283 |  |  | i_10pctunit | 9 |  | 49 | # units @ max
3417 | LAKE_CRK2_G | 2 | North | YES | -0.06613 | 177.6 | 40 | 222 | 0 | 1.029 | GST | -1 | 0.1284 | 222 | 222 |  |  | -14.6809 | 222 | -0.1284 | -28.5039 | 0.012155 | 0.01516 | [5 empty] | 0.024406 | delta max
3403 | THOUSE_1G | 1 | North | YES | -0.062737 | 563 | 200 | 563 | 0 | 1.012 | GSC | -1 | 0.125 | 563 | 563 |  |  | -35.3209 | 563 | -0.125 | -70.3765 | 0.035196 | 0.043138 | [5 empty] | Delta
3404 | THOUSE_2G | 2 | North | YES | -0.062737 | 807 | 250 | 807 | 0 | 1.012 | GSC | -1 | 0.125 | 807 | 807 |  |  | -50.6288 | 807 | -0.125 | -100.8772 | 0.068223 | 0.083241 | Weighted Shift Factors |  |  |  | 1 | 0.00075881
238 | BOSQUESW505 | 1 | North | YES | -0.062003 | 255 | 0 | 255 | 0 | 1.02 | CC | -1 | 0.12427 | 255 | 255 |  |  | -15.8108 | 255 | -0.12427 | -31.6885 | 0.07866 | 0.095839 | South | 0.062266 |  |  | 2 | 0.0030049
239 | BOSQUESW502 | 1 | North | YES | -0.062003 | 119.2 | 0 | 149 | 0 | 1.02 | GGT | -1 | 0.12427 | 149 | 149 |  |  | -9.2384 | 149 | -0.12427 | -18.516 | 0.084758 | 0.1032 | North | -0.040935 |  |  | 3 | 0.0079416
247 | BOSQUESW501 | 2 | North | YES | -0.062003 | 124.8 | 0 | 156 | 0 | 1.02 | GGT | -1 | 0.12427 | 156 | 156 |  |  | -9.6725 | 156 | -0.12427 | -19.3859 | 0.091142 | 0.11091 |  |  |  |  | 4 | 0.015018
251 | BOSQUESW803 | 2 | North | YES | -0.060199 | 150 | 0 | 150 | 0 | 1.032 | CC | -1 | 0.12246 | 150 | 150 |  |  | -9.0298 | 150 | -0.12246 | -18.3697 | 0.097281 | 0.11821 |  |  |  |  | 5 | 0.017179
253 | BOSQUESW804 | 2 | North | YES | -0.060199 | 80 | 0 | 80 | 0 | 1.032 | CC | -1 | 0.12246 | 80 | 80 |  |  | -4.8159 | 80 | -0.12246 | -9.7972 | 0.10055 | 0.1221 |  |  |  |  | 6 | 0.018442
244 | WHITNYDM01 | 1 | North | YES | -0.056859 | 15 | 0 | 15 | 0 | 1.035 | Hydro | -1 | 0.11912 | 0 | 0 |  |  | 0 | 0 | -0.11912 | 0 | 0.10055 | 0.1221 |  |  |  |  | 7 | 0.019765
245 | WHITNYDM02 | 2 | North | YES | -0.056859 | 15 | 0 | 15 | 0 | 1.035 | Hydro | -1 | 0.11912 | 0 | 0 |  |  | 0 | 0 | -0.11912 | 0 | 0.10055 | 0.1221 |  |  |  |  | 8 | 0.020929
366 | JNSNCNTY802 | 1 | North | YES | -0.043943 | 168 | 20 | 168 | 0 | 1.02 | Cogen | -1 | 0.10621 | 0 | 0 |  |  | 0 | 0 | -0.10621 | 0 | 0.10055 | 0.1221 |  |  |  |  | 9 | 0.021549
367 | JNSNCNTY802 | 2 | North | YES | -0.043943 | 90 | 20 | 90 | 0 | 1.02 | Cogen | -1 | 0.10621 | 0 | 0 |  |  | 0 | 0 | -0.10621 | 0 | 0.10055 | 0.1221 |  |  |  |  | 10 | 0.021549
1937 | MDLTHELP_5G | 5 | North | YES | -0.043238 | 224 | 74 | 224 | 0 | 1 | CC | -1 | 0.1055 | 224 | 224 |  |  | -9.6853 | 224 | -0.1055 | -23.6328 | 0.10972 | 0.1315 |  |  |  |  | 11 | 0.021549
1938 | MDLTHELP_6G | 6 | North | YES | -0.043238 | 226 | 74 | 226 | 0 | 1 | CC | -1 | 0.1055 | 226 | 226 |  |  | -9.7718 | 226 | -0.1055 | -23.8438 | 0.11897 | 0.14098 |  |  |  |  | 12 | 0.021549
1943 | MDLTHELP_3G | 3 | North | YES | -0.043238 | 212 | 74 | 212 | 0 | 1 | CC | -1 | 0.1055 | 212 | 212 |  |  | -9.1665 | 212 | -0.1055 | -22.3668 | 0.12765 | 0.14987 |  |  |  |  | 13 | 0.021549
1944 | MDLTHELP_4G | 4 | North | YES | -0.043238 | 211 | 74 | 211 | 0 | 1 | CC | -1 | 0.1055 | 211 | 211 |  |  | -9.1232 | 211 | -0.1055 | -22.2613 | 0.13628 | 0.15872 |  |  |  |  | 14 | 0.021777
1941 | MDLTHELP_1G | 1 | North | YES | -0.042992 | 216.4 | 74 | 216.4 | 0 | 1 | CC | -1 | 0.10526 | 216.4 | 216.4 |  |  | -9.3035 | 216.4 | -0.10526 | -22.7778 | 0.14514 | 0.16778 |  |  |  |  | 15 | 0.022007
1942 | MDLTHELP_2G | 2 | North | YES | -0.042992 | 216.1 | 74 | 216.1 | 0 | 1 | CC | -1 | 0.10526 | 216.1 | 216.1 |  |  | -9.2906 | 216.1 | -0.10526 | -22.7462 | 0.15398 | 0.17682 |  |  |  |  | 16 | 0.022223
1892 | DECRDOVA_2G | A | North | YES | -0.042412 | 65 | 65 | 70 | 0 | 1.025 | GGT | -1 | 0.10468 | 70 | 70 |  |  | -2.9688 | 70 | -0.10468 | -7.3274 | 0.15685 | 0.17973 |  |  |  |  | 17 | 0.022437
1893 | DECRDOVA_3G | B | North | YES | -0.042412 | 65 | 65 | 69 | 0 | 1.025 | GGT | -1 | 0.10468 | 69 | 69 |  |  | -2.9264 | 69 | -0.10468 | -7.2228 | 0.15967 | 0.1826 |  |  |  |  | 18 | 0.022636
1894 | DECRDOVA_4G | C | North | YES | -0.042412 | 65 | 65 | 69 | 0 | 1.025 | GGT | -1 | 0.10468 | 69 | 69 |  |  | -2.9264 | 69 | -0.10468 | -7.2228 | 0.1625 | 0.18547 |  |  |  |  | 19 | 0.022835
1895 | DECRDOVA_5G | D | North | YES | -0.042412 | 65 | 65 | 68 | 0 | 1.025 | GGT | -1 | 0.10468 | 68 | 68 |  |  | -2.884 | 68 | -0.10468 | -7.1181 | 0.16528 | 0.1883 |  |  |  |  | 20 | 0.022883
332 | RWMILLER01 | 1 | North | YES | -0.041986 | 58.4 | 18.5 | 73 | 0 | 1.04 | GST | -1 | 0.10425 | 73 | 73 |  |  | -3.065 | 73 | -0.10425 | -7.6104 | 0.16827 | 0.19133 |  |  |  |  | 21 | 0.02293
333 | RWMILLER02 | 2 | North | YES | -0.041986 | 95.2 | 37 | 119 | 0 | 1.04 | GST | -1 | 0.10425 | 119 | 119 |  |  | -4.9963 | 119 | -0.10425 | -12.406 | 0.17314 | 0.19626 |  |  |  |  | 22 | 0.022978
334 | RWMILLER03 | 3 | North | YES | -0.041986 | 166.4 | 65 | 208 | 0 | 1.04 | GST | -1 | 0.10425 | 208 | 208 |  |  | -8.7331 | 208 | -0.10425 | -21.6844 | 0.18165 | 0.20488 |  |  |  |  | 23 | 0.023025
335 | RWMILLER04 | 4 | North | YES | -0.041986 | 81.6 | 0 | 102 | 0 | 1.04 | GST | -1 | 0.10425 | 102 | 102 |  |  | -4.2826 | 102 | -0.10425 | -10.6337 | 0.18582 | 0.20911 |  |  |  |  | 24 | 0.023063
336 | RWMILLER05 | 5 | North | YES | -0.041986 | 80.8 | 0 | 101 | 0 | 1.04 | GST | -1 | 0.10425 | 101 | 101 |  |  | -4.2406 | 101 | -0.10425 | -10.5294 | 0.18996 | 0.2133 |  |  |  |  | 25 | 0.023124
1643 | SLSTR1PP_1G | 1 | North | YES | -0.041978 | 6 | 0 | 60 | 0 | 1.022 | Wind | -1 | 0.10424 | 0 | 60 |  |  | 0 | 0 | -0.10424 | 0 | 0.18996 | 0.2133 |  |  |  |  | 26 | 0.023232
1889 | DECRDOVA_1G | 1 | North | YES | -0.041626 | 779 | 255 | 779 | 0 | 1.02 | GSC | -1 | 0.10389 | 779 | 779 |  |  | -32.4267 | 779 | -0.10389 | -80.9317 | 0.22184 | 0.24547 |  |  |  |  | 27 | 0.023285
1947 | HANDLEY_3G | 3 | North | YES | -0.041619 | 316 | 100 | 395 | 0 | 1.022 | GST | -1 | 0.10388 | 395 | 395 |  |  | -16.4395 | 395 | -0.10388 | -41.0345 | 0.238 | 0.26178 |  |  |  |  | 28 | 0.023338
1949 | HANDLEY_5G | 5 | North | YES | -0.041619 | 348 | 150 | 435 | 0 | 1.022 | GST | -1 | 0.10388 | 435 | 435 |  |  | -18.1043 | 435 | -0.10388 | -45.1899 | 0.25581 | 0.27975 |  |  |  |  | 29 | 0.023338
1948 | HANDLEY_4G | 4 | North | YES | -0.041566 | 348 | 150 | 435 | 0 | 1.022 | GST | -1 | 0.10383 | 435 | 435 |  |  | -18.0812 | 435 | -0.10383 | -45.1668 | 0.27361 | 0.2977 |  |  |  |  | 30 | 0.02363
1877 | WLFHOLW_1G | 1 | North | YES | -0.04149 | 217.3 | 89.2 | 217.3 | 0 | 1.032 | CC | -1 | 0.10376 | 217.3 | 217.3 |  |  | -9.0158 | 217.3 | -0.10376 | -22.5461 | 0.2825 | 0.30667 |  |  |  |  | 31 | 0.023778
1878 | WLFHOLW_2G | 2 | North | YES | -0.04149 | 215.7 | 105 | 215.7 | 0 | 1.032 | CC | -1 | 0.10376 | 215.7 | 215.7 |  |  | -8.9494 | 215.7 | -0.10376 | -22.3801 | 0.29133 | 0.31556 |  |  |  |  | 32 | 0.02394
1879 | WLFHOLW_3G | 3 | North | YES | -0.04149 | 272.4 | 89.2 | 272.4 | 0 | 1.032 | CC | -1 | 0.10376 | 272.4 | 272.4 |  |  | -11.3019 | 272.4 | -0.10376 | -28.2631 | 0.30248 | 0.3268 |  |  |  |  | 33 | 0.024093
1898 | COMCHEPK_1G | 1 | North | YES | -0.041408 | 1217 | 1150 | 1217 | 0 | 1.032 | Nuc | -1 | 0.10367 | 0 | 0 |  |  | 0 | 0 | -0.10367 | 0 | 0.30248 | 0.3268 |  |  |  |  | 34 | 0.024163
1899 | COMCHEPK_2G | 2 | North | YES | -0.041408 | 1159 | 1128 | 1159 | 0 | 1.032 | Nuc | -1 | 0.10367 | 0 | 0 |  |  | 0 | 0 | -0.10367 | 0 | 0.30248 | 0.3268 |  |  |  |  | 35 | 0.024233
503 | NTHTEXAS01 | 1 | North | YES | -0.041367 | 0 | 5 | 18 |  | 1.015 | GST | -1 | 0.10363 | 18 | 18 |  |  | -0.74461 | 18 | -0.10363 | -1.8654 | 0.30322 | 0.32754 |  |  |  |  | 36 | 0.02432
504 | NTHTEXAS02 | 2 | North | YES | -0.041367 | 14.4 | 5 | 18 |  | 1.015 | GST | -1 | 0.10363 | 18 | 18 |  |  | -0.74461 | 18 | -0.10363 | -1.8654 | 0.30395 | 0.32828 |  |  |  |  | 37 | 0.02432
505 | NTHTEXAS03 | 3 | North | YES | -0.041367 | 30.4 | 15 | 38 |  | 1.015 | GST | -1 | 0.10363 | 38 | 38 |  |  | -1.5719 | 38 | -0.10363 | -3.938 | 0.30551 | 0.32985 |  |  |  |  | 38 | 0.02432
12322 | ENNSTRAC_1G | 1 | North | YES | -0.041167 | 196 | 130 | 196 | 0 | 1.036 | CC | -1 | 0.10343 | 196 | 196 |  |  | -8.0687 | 196 | -0.10343 | -20.2728 | 0.31353 | 0.33791 |  |  |  |  | 39 | 0.024325
12323 | ENNSTRAC_2G | 2 | North | YES | -0.041167 | 116 | 100 | 116 | 0 | 1.036 | CC | -1 | 0.10343 | 116 | 116 |  |  | -4.7754 | 116 | -0.10343 | -11.9982 | 0.31828 | 0.34268 |  |  |  |  | 40 | 0.02433
1861 | EAGLEMNT_1G | MB | North | YES | -0.040987 | 0 | 30 | 112 |  | 1.022 | GST | -1 | 0.10325 | 0 | 0 |  |  | 0 | 0 | -0.10325 | 0 | 0.31828 | 0.34268 |  |  |  |  | 41 | 0.024341
1862 | EAGLEMNT_2G | MB | North | YES | -0.040987 | 0 | 40 | 100 |  | 1.022 | GST | -1 | 0.10325 | 0 | 0 |  |  | 0 | 0 | -0.10325 | 0 | 0.31828 | 0.34268 |  |  |  |  | 42 | 0.024379
1863 | EAGLEMNT_3G | MB | North | YES | -0.040987 | 0 | 50 | 378 |  | 1.022 | GST | -1 | 0.10325 | 0 | 0 |  |  | 0 | 0 | -0.10325 | 0 | 0.31828 | 0.34268 |  |  |  |  | 43 | 0.024401
580 | JCKCNTY801 | 1 | North | YES | -0.040702 | 288 | 0 | 288 | 0 | 1.022 | CC | -1 | 0.10297 | 288 | 288 |  |  | -11.7222 | 288 | -0.10297 | -29.6547 | 0.33006 | 0.35447 |  |  |  |  | 44 | 0.024401
581 | JCKCNTY802 | 2 | North | YES | -0.040702 | 147 | 0 | 147 | 0 | 1.022 | CC | -1 | 0.10297 | 147 | 147 |  |  | -5.9832 | 147 | -0.10297 | -15.1363 | 0.33608 | 0.36048 |  |  |  |  | 45 | 0.024401
582 | JCKCNTY803 | 3 | North | YES | -0.040702 | 147 | 0 | 147 | 0 | 1.022 | CC | -1 | 0.10297 | 147 | 147 |  |  | -5.9832 | 147 | -0.10297 | -15.1363 | 0.3421 | 0.3665 |  |  |  |  | 46 | 0.024401
344 | MRSSHPRD | 1 | North | YES | -0.040352 | 0 | 0 | 12 |  | 1.03 | Hydro | -1 | 0.10262 | 0 | 0 |  |  | 0 | 0 | -0.10262 | 0 | 0.3421 | 0.3665 |  |  |  |  | 47 | 0.024403
345 | MRSSHPRD01 | 2 | North | YES | -0.040352 | 0 | 0 | 12 |  | 1.03 | Hydro | -1 | 0.10262 | 0 | 0 |  |  | 0 | 0 | -0.10262 | 0 | 0.3421 | 0.3665 |  |  |  |  | 48 | 0.024405
1600 | BARTNWND_1G | 1 | North | YES | -0.040348 | 12 | 0 | 120 | 0 | 1.022 | Wind | -1 | 0.10261 | 0 | 120 |  |  | 0 | 0 | -0.10261 | 0 | 0.3421 | 0.3665 |  |  |  |  | 49 | 0.024406
923 | SPENCER_G4 | 1 | North | YES | -0.040279 | 48 | 20 | 61 | 0 | 1.03 | GST | -1 | 0.10254 | 61 | 61 |  |  | -2.457 | 61 | -0.10254 | -6.2552 | 0.34459 | 0.36899 |  |  |  |  | 50 | 0.024406
924 | SPENCER_G5 | 1 | North | YES | -0.040279 | 52 | 20 | 66 | 0 | 1.03 | GST | -1 | 0.10254 | 66 | 66 |  |  | -2.6584 | 66 | -0.10254 | -6.768 | 0.34729 | 0.37168 |  |  |  |  | 51 | 0.024406
728 | WOLFRIDGE801 | 1 | North | YES | -0.040276 | 11.2 | 0 | 112.5 | 0 | 0.99 | Wind | -1 | 0.10254 | 0 | 112.5 |  |  | 0 | 0 | -0.10254 | 0 | 0.34729 | 0.37168 |  |  |  |  | 52 | 0.024406
2381 | NTHLK1_G | 1 | North | YES | -0.040275 | 0 | 35 | 156 |  | 1.022 | GST | -1 | 0.10254 | 156 | 156 |  |  | -6.2829 | 156 | -0.10254 | -15.9964 | 0.35368 | 0.37804 |  |  |  |  | 53 | 0.024396
2382 | NTHLK2_G | 2 | North | YES | -0.040275 | 0 | 35 | 181 |  | 1.022 | GST | -1 | 0.10254 | 181 | 181 |  |  | -7.2898 | 181 | -0.10254 | -18.5599 | 0.36109 | 0.38542 |  |  |  |  | 54 | 0.024386
2383 | NTHLK3_G | 3 | North | YES | -0.040275 | 0 | 50 | 329 |  | 1.022 | GST | -1 | 0.10254 | 329 | 329 |  |  | -13.2505 | 329 | -0.10254 | -33.7359 | 0.37455 | 0.39883 |  |  |  |  | 55 | 0.024386
1453 | WCPWRCO_1G | 1 | North | YES | -0.040114 | 204 | 50 | 204 | 0 | 1.02 | CC | -1 | 0.10238 | 204 | 204 |  |  | -8.1833 | 204 | -0.10238 | -20.8855 | 0.3829 | 0.40713 |  |  |  |  | 56 | 0.024361
1454 | WCPWRCO_2G | 2 | North | YES | -0.040114 | 204 | 50 | 204 | 0 | 1.02 | CC | -1 | 0.10238 | 204 | 204 |  |  | -8.1833 | 204 | -0.10238 | -20.8855 | 0.39125 | 0.41543 |  |  |  |  | 57 | 0.024331
1455 | WCPWRCO_3G | 3 | North | YES | -0.040114 | 242 | 50 | 242 |  | 1.02 | CC | -1 | 0.10238 | 242 | 242 |  |  | -9.7076 | 242 | -0.10238 | -24.7759 | 0.40115 | 0.42528 |  |  |  |  | 58 | 0.024278
2413 | MTCK6_G | 6 | North | YES | -0.040111 | 0 | 30 | 118 |  | 1.022 | GST | -1 | 0.10238 | 118 | 118 |  |  | -4.7331 | 118 | -0.10238 | -12.0805 | 0.40598 | 0.43009 |  |  |  |  | 59 | 0.024232
2414 | MTCK7_G | 7 | North | YES | -0.040111 | 0 | 30 | 115 |  | 1.022 | GST | -1 | 0.10238 | 115 | 115 |  |  | -4.6128 | 115 | -0.10238 | -11.7733 | 0.41069 | 0.43477 |  |  |  |  | 60 | 0.024187
2417 | MTCK8_G | 8 | North | YES | -0.040111 | 444.8 | 60 | 556 | 0 | 1.022 | GSC | -1 | 0.10238 | 556 | 556 |  |  | -22.3017 | 556 | -0.10238 | -56.9215 | 0.43344 | 0.4574 |  |  |  |  | 61 | 0.024132
2371 | COLLIN_1G | MB | North | YES | -0.040001 | 0 | 40 | 138 |  | 1.022 | GST | -1 | 0.10227 | 0 | 0 |  |  | 0 | 0 | -0.10227 | 0 | 0.43344 | 0.4574 |  |  |  |  | 62 | 0.024105
6948 | DENISNDM | 1 | North | YES | -0.039763 | 40 | 5 | 40 |  | 1.015 | Hydro | -1 | 0.10203 | 0 | 0 |  |  | 0 | 0 | -0.10203 | 0 | 0.43344 | 0.4574 |  |  |  |  | 63 | 0.024079
6948 | DENISNDM | 2 | North | YES | -0.039763 | 31 | 5 | 40 |  | 1.015 | Hydro | -1 | 0.10203 | 0 | 0 |  |  | 0 | 0 | -0.10203 | 0 | 0.43344 | 0.4574 |  |  |  |  | 64 | 0.023953
1687 | VALLEY_1G | 1 | North | YES | -0.039713 | 136 | 15 | 170 | 0 | 1.029 | GST | -1 | 0.10198 | 170 | 170 |  |  | -6.7512 | 170 | -0.10198 | -17.3364 | 0.4404 | 0.46429 |  |  |  |  | 65 | 0.023953
1688 | VALLEY_2G | 2 | North | YES | -0.039713 | 527 | 90 | 527 | 0 | 1.029 | GSC | -1 | 0.10198 | 527 | 527 |  |  | -20.9288 | 527 | -0.10198 | -53.7428 | 0.46197 | 0.48565 |  |  |  |  | 66 | 0.023953
3126 | TRINIDAD_6G | 1 | North | YES | -0.039683 | 179.2 | 46 | 224 | 0 | 1 | GST | -1 | 0.10195 | 224 | 224 |  |  | -8.889 | 224 | -0.10195 | -22.8365 | 0.47113 | 0.49473 |  |  |  |  | 67 | 0.023953
1689 | VALLEY_3G | 3 | North | YES | -0.039657 | 0 | 25 | 375 |  | 1.003 | GST | -1 | 0.10192 | 375 | 375 |  |  | -14.8714 | 375 | -0.10192 | -38.221 | 0.48648 | 0.50993 |  |  |  |  | 68 | 0.023888
11691 | KMICHICT1_G | 1 | North | YES | -0.039657 | 144 | 80 | 144 | 0 | 1.026 | CC | -1 | 0.10192 | 144 | 144 |  |  | -5.7106 | 144 | -0.10192 | -14.6769 | 0.49238 | 0.51576 |  |  |  |  | 69 | 0.023685
11692 | KMICHICT2_G | 2 | North | YES | -0.039657 | 146 | 80 | 146 | 0 | 1.026 | CC | -1 | 0.10192 | 146 | 146 |  |  | -5.7899 | 146 | -0.10192 | -14.8807 | 0.49835 | 0.52168 |  |  |  |  | 70 | 0.023597
11693 | KMICHIST3_G | 3 | North | YES | -0.039657 | 312 | 60 | 312 | 0 | 1.026 | CC | -1 | 0.10192 | 312 | 312 |  |  | -12.373 | 312 | -0.10192 | -31.7999 | 0.51112 | 0.53432 |  |  |  |  | 71 | 0.023444
11694 | KMICHICT4_G | 4 | North | YES | -0.039657 | 144 | 80 | 144 | 0 | 1.026 | CC | -1 | 0.10192 | 144 | 144 |  |  | -5.7106 | 144 | -0.10192 | -14.6769 | 0.51701 | 0.54015 |  |  |  |  | 72 | 0.023385
11695 | KMICHICT5_G | 5 | North | YES | -0.039657 | 148 | 80 | 148 | 0 | 1.026 | CC | -1 | 0.10192 | 148 | 148 |  |  | -5.8692 | 148 | -0.10192 | -15.0846 | 0.52307 | 0.54615 |  |  |  |  | 73 | 0.023326
11696 | KMICHIST6_G | 6 | North | YES | -0.039657 | 310 | 60 | 310 | 0 | 1.026 | CC | -1 | 0.10192 | 310 | 310 |  |  | -12.2937 | 310 | -0.10192 | -31.5961 | 0.53576 | 0.55871 |  |  |  |  | 74 | 0.023199
1678 | LAMARPWR_1G | 1 | North | YES | -0.039619 | 160 | 67.7 | 160 | 0 | 1.038 | CC | -1 | 0.10188 | 160 | 160 |  |  | -6.339 | 160 | -0.10188 | -16.3016 | 0.54231 | 0.56519 |  |  |  |  | 75 | 0.023141
1679 | LAMARPWR_2G | 2 | North | YES | -0.039619 | 156 | 67.7 | 156 | 0 | 1.038 | CC | -1 | 0.10188 | 156 | 156 |  |  | -6.1806 | 156 | -0.10188 | -15.894 | 0.54869 | 0.57151 |  |  |  |  | 76 | 0.02308
1680 | LAMARPWR_3G | 3 | North | YES | -0.039619 | 196 | 129.1 | 196 | 0 | 1.038 | CC | -1 | 0.10188 | 196 | 196 |  |  | -7.7653 | 196 | -0.10188 | -19.9694 | 0.55671 | 0.57945 |  |  |  |  | 77 | 0.022954
1681 | LAMARPWR_4G | 4 | North | YES | -0.039619 | 156 | 67.7 | 156 | 0 | 1.038 | CC | -1 | 0.10188 | 156 | 156 |  |  | -6.1806 | 156 | -0.10188 | -15.894 | 0.5631 | 0.58577 |  |  |  |  | 78 | 0.022887
1682 | LAMARPWR_5G | 5 | North | YES | -0.039619 | 157 | 67.7 | 157 | 0 | 1.038 | CC | -1 | 0.10188 | 157 | 157 |  |  | -6.2202 | 157 | -0.10188 | -15.9959 | 0.56952 | 0.59213 |  |  |  |  | 79 | 0.022821
1683 | LAMARPWR_6G | 6 | North | YES | -0.039619 | 198 | 129.1 | 198 | 0 | 1.038 | CC | -1 | 0.10188 | 198 | 198 |  |  | -7.8446 | 198 | -0.10188 | -20.1732 | 0.57762 | 0.60015 |  |  |  |  | 80 | 0.022738
1675 | PEC_1G | 1 | North | YES | -0.039587 | 76.7 | 35 | 76.7 | 0 | 1.022 | Cogen | -1 | 0.10185 | 0 | 0 |  |  | 0 | 0 | -0.10185 | 0 | 0.57762 | 0.60015 |  |  |  |  | 81 | 0.022672
1676 | PEC_2G | 2 | North | YES | -0.039587 | 79.6 | 35 | 79.6 | 0 | 1.022 | Cogen | -1 | 0.10185 | 0 | 0 |  |  | 0 | 0 | -0.10185 | 0 | 0.57762 | 0.60015 |  |  |  |  | 82 | 0.022606
1677 | PEC_3G | 3 | North | YES | -0.039587 | 88.4 | 35 | 88.4 | 0 | 1.022 | Cogen | -1 | 0.10185 | 0 | 0 |  |  | 0 | 0 | -0.10185 | 0 | 0.57762 | 0.60015 |  |  |  |  | 83 | 0.022523
1701 | MOSES_1G | 1 | North | YES | -0.039557 | 558 | 175 | 558 | 0 | 1.023 | LIGCO | -1 | 0.10182 | 0 | 558 |  |  | 0 | 0 | -0.10182 | 0 | 0.57762 | 0.60015 |  |  |  |  | 84 | 0.022523
1702 | MOSES_2G | 2 | North | YES | -0.039557 | 579 | 175 | 579 | 0 | 1.023 | LIGCO | -1 | 0.10182 | 0 | 579 |  |  | 0 | 0 | -0.10182 | 0 | 0.57762 | 0.60015 |  |  |  |  | 85 | 0.022523
1703 | MOSES_3G | 3 | North | YES | -0.039557 | 808 | 463 | 808 | 0 | 1.023 | LIGCO | -1 | 0.10182 | 0 | 808 |  |  | 0 | 0 | -0.10182 | 0 | 0.57762 | 0.60015 |  |  |  |  | 86 | 0.022523
5925 | DCEAST | EQ | North | YES | -0.039557 | 400.3 | -600 | 600 | 0 | 1.025 | DCTie | -1 | 0.10182 | 0 | 0 |  |  | 0 | 0 | -0.10182 | 0 | 0.57762 | 0.60015 |  |  |  |  | 87 | 0.022523
837 | NEWMAN_G5 | 1 | North | YES | -0.03953 | 0 | 15 | 40 |  | 1.01 | GST | -1 | 0.1018 | 40 | 40 |  |  | -1.5812 | 40 | -0.1018 | -4.0718 | 0.57926 | 0.60177 |  |  |  |  | 88 | 0.022523
842 | OLINGER_G1 | 1 | North | YES | -0.039522 | 55.4 | 20 | 79 | 0 | 1.03 | GST | -1 | 0.10179 | 79 | 79 |  |  | -3.1222 | 79 | -0.10179 | -8.0412 | 0.58249 | 0.60496 |  |  |  |  | 89 | 0.022523
843 | OLINGER_G2 | 1 | North | YES | -0.039522 | 76.2 | 25 | 110 | 0 | 1.03 | GST | -1 | 0.10179 | 110 | 110 |  |  | -4.3474 | 110 | -0.10179 | -11.1967 | 0.587 | 0.60941 |  |  |  |  | 90 | 0.022523
844 | OLINGER_G3 | 1 | North | YES | -0.039522 | 103.9 | 45 | 150 | 0 | 1.03 | GST | -1 | 0.10179 | 150 | 150 |  |  | -5.9283 | 150 | -0.10179 | -15.2682 | 0.59314 | 0.61548 |  |  |  |  | 91 | 0.022504
845 | OLINGER_G4 | 1 | North | YES | -0.039522 | 51.9 | 0 | 76 | 0 | 1.03 | GGT | -1 | 0.10179 | 76 | 76 |  |  | -3.0037 | 76 | -0.10179 | -7.7359 | 0.59625 | 0.61856 |  |  |  |  | 92 | 0.022468
948 | STEAM1 | 1 | North | YES | -0.039459 | 0 | 12 | 20 |  | 1.02 | GST | -1 | 0.10172 | 20 | 20 |  |  | -0.78918 | 20 | -0.10172 | -2.0345 | 0.59706 | 0.61937 |  |  |  |  | 93 | 0.022417
949 | STEAM2 | 1 | North | YES | -0.039459 | 26 | 8 | 26 | 0 | 0.99 | GST | -1 | 0.10172 | 26 | 26 |  |  | -1.0259 | 26 | -0.10172 | -2.6448 | 0.59813 | 0.62042 |  |  |  |  | 94 | 0.022348
950 | STEAM3 | 1 | North | YES | -0.039459 | 41 | 13 | 42 | 0 | 1.02 | GST | -1 | 0.10172 | 42 | 42 |  |  | -1.6573 | 42 | -0.10172 | -4.2724 | 0.59985 | 0.62212 |  |  |  |  | 95 | 0.022313
12440 | PARKD_1SVC8 | 1 | North | YES | -0.039433 | 0 | 0 | 0 | 0 | 1.007 | GST | -1 | 0.1017 | 0 | 0 |  |  | 0 | 0 | -0.1017 | 0 | 0.59985 | 0.62212 |  |  |  |  | 96 | 0.022304
12449 | PARKD_2SVC8 | 1 | North | YES | -0.039433 | 0 | 0 | 0 | 0 | 1.007 | GST | -1 | 0.1017 | 0 | 0 |  |  | 0 | 0 | -0.1017 | 0 | 0.59985 | 0.62212 |  |  |  |  | 97 | 0.022291
2451 | LKHB1_G | 1 | North | YES | -0.039371 | 0 | 80 | 391 |  | 1.022 | GST | -1 | 0.10164 | 391 | 391 |  |  | -15.3941 | 391 | -0.10164 | -39.74 | 0.61585 | 0.63792 |  |  |  |  | 98 | 0.02227
2452 | LKHB2_G | 2 | North | YES | -0.039371 | 516 | 80 | 516 | 0 | 1.022 | GST | -1 | 0.10164 | 516 | 516 |  |  | -20.3154 | 516 | -0.10164 | -52.4446 | 0.63697 | 0.65877 |  |  |  |  | 99 | 0.02227
1433 | GRHAMSES_1G | 1 | North | YES | -0.039288 | 242 | 60 | 242 | 0 | 1.038 | GST | -1 | 0.10155 | 242 | 242 |  |  | -9.5077 | 242 | -0.10155 | -24.576 | 0.64687 | 0.66854 |  |  |  |  | 100 | 0.02227
1479 | WFCOGEN_1G | 1 | North | YES | -0.039174 | 16 | 12 | 20 | 0 | 1 | Cogen | -1 | 0.10144 | 0 | 0 |  |  | 0 | 0 | -0.10144 | 0 | 0.64687 | 0.66854 |  |  |  |  | 101 | 0.022067
1479 | WFCOGEN_1G | 2 | North | YES | -0.039174 | 16 | 12 | 20 | 0 | 1 | Cogen | -1 | 0.10144 | 0 | 0 |  |  | 0 | 0 | -0.10144 | 0 | 0.64687 | 0.66854 |  |  |  |  | 102 | 0.021798
1482 | WFCOGEN_2G | 2 | North | YES | -0.039174 | 13.6 | 12 | 17 | 0 | 1 | Cogen | -1 | 0.10144 | 0 | 0 |  |  | 0 | 0 | -0.10144 | 0 | 0.64687 | 0.66854 |  |  |  |  | 103 | 0.021664
1482 | WFCOGEN_2G | 1 | North | YES | -0.039174 | 16 | 12 | 20 | 0 | 1 | Cogen | -1 | 0.10144 | 0 | 0 |  |  | 0 | 0 | -0.10144 | 0 | 0.64687 | 0.66854 |  |  |  |  | 104 | 0.021664
1432 | GRHAMSES_2G | 2 | North | YES | -0.039103 | 294.9 | 90 | 366 | 0 | 1.014 | GST | -1 | 0.10137 | 366 | 366 |  |  | -14.3117 | 366 | -0.10137 | -37.101 | 0.66185 | 0.68328 |  |  |  |  | 105 | 0.021664
12411 | FPLEFR1A_G | 1 | North | YES | -0.03907 | 161 | 72 | 161 | 0 | 1 | CC | -1 | 0.10134 | 161 | 161 |  |  | -6.2903 | 161 | -0.10134 | -16.3151 | 0.66844 | 0.68977 |  |  |  |  | 106 | 0.021664
12412 | FPLEFR1B_G | 2 | North | YES | -0.03907 | 164 | 72 | 164 | 0 | 1 | CC | -1 | 0.10134 | 164 | 164 |  |  | -6.4075 | 164 | -0.10134 | -16.6191 | 0.67515 | 0.69638 |  |  |  |  | 107 | 0.021664
12413 | FPLEFR1C_G | 3 | North | YES | -0.03907 | 164 | 72 | 164 | 0 | 1 | CC | -1 | 0.10134 | 164 | 164 |  |  | -6.4075 | 164 | -0.10134 | -16.6191 | 0.68186 | 0.70298 |  |  |  |  | 108 | 0.021435
12414 | FPLEFR1S_G | 4 | North | YES | -0.03907 | 414 | 191 | 414 | 0 | 1 | CC | -1 | 0.10134 | 414 | 414 |  |  | -16.175 | 414 | -0.10134 | -41.953 | 0.69881 | 0.71966 |  |  |  |  | 109 | 0.021332
12421 | FPLEFR2A_G | 1 | North | YES | -0.03907 | 162 | 72 | 162 | 0 | 1 | CC | -1 | 0.10134 | 162 | 162 |  |  | -6.3293 | 162 | -0.10134 | -16.4164 | 0.70544 | 0.72619 |  |  |  |  | 110 | 0.021227
12422 | FPLEFR2B_G | 2 | North | YES | -0.03907 | 161 | 72 | 161 | 0 | 1 | CC | -1 | 0.10134 | 161 | 161 |  |  | -6.2903 | 161 | -0.10134 | -16.3151 | 0.71202 | 0.73267 |  |  |  |  | 111 | 0.021122
12423 | FPLEFR2C_G | 3 | North | YES | -0.03907 | 163 | 72 | 163 | 0 | 1 | CC | -1 | 0.10134 | 163 | 163 |  |  | -6.3684 | 163 | -0.10134 | -16.5177 | 0.7187 | 0.73924 |  |  |  |  | 112 | 0.020857
12424 | FPLEFR2S_G | 4 | North | YES | -0.03907 | 415 | 191 | 415 | 0 | 1 | CC | -1 | 0.10134 | 415 | 415 |  |  | -16.2141 | 415 | -0.10134 | -42.0543 | 0.73568 | 0.75596 |  |  |  |  | 113 | 0.020753
6100 | OKLA7A | EQ | West | YES | -0.038187 | 50 | -220 | 220 | 0 | 1.035 | DCTie | -1 | 0.10045 | 0 | 0 |  |  |  |  | -0.10045 | 0 | 0.73568 | 0.75596 |  |  |  |  | 114 | 0.02065
6752 | OKLA0A | 1 | West | YES | -0.038187 | 649.7 | 175 | 649.7 | 0 | 1.035 | LIGCO | -1 | 0.10045 | 0 | 649.7 |  |  |  |  | -0.10045 | 0 | 0.73568 | 0.75596 |  |  |  |  | 115 | 0.020546
1442 | COKFIELD_5 | 1 | North | YES | -0.037883 | 16.5 | 0 | 165 |  | 1.029 | Wind | -1 | 0.10015 | 0 | 165 |  |  | 0 | 0 | -0.10015 | 0 | 0.73568 | 0.75596 |  |  |  |  | 116 | 0.02028
3097 | MARTLAKE_1G | 1 | North | YES | -0.037587 | 790 | 500 | 790 | 0 | 1.017 | LIGCO | -1 | 0.099853 | 0 | 790 |  |  | 0 | 0 | -0.099853 | 0 | 0.73568 | 0.75596 |  |  |  |  | 117 | 0.02028
3098 | MARTLAKE_2G | 2 | North | YES | -0.037587 | 795 | 461 | 795 | 0 | 1.017 | LIGCO | -1 | 0.099853 | 0 | 795 |  |  | 0 | 0 | -0.099853 | 0 | 0.73568 | 0.75596 |  |  |  |  | 118 | 0.02028
3099 | MARTLAKE_3G | 3 | North | YES | -0.037587 | 804 | 500 | 804 | 0 | 1.017 | LIGCO | -1 | 0.099853 | 0 | 804 |  |  | 0 | 0 | -0.099853 | 0 | 0.73568 | 0.75596 |  |  |  |  | 119 | 0.02028
1438 | MESQUITW_2G | 1 | North | YES | -0.037497 | 23.6 | 0 | 236 |  | 1.017 | Wind | -1 | 0.099763 | 0 | 236 |  |  | 0 | 0 | -0.099763 | 0 | 0.73568 | 0.75596 |  |  |  |  | 120 | 0.02028
1437 | MESQUITW_1G | 1 | North | YES | -0.037496 | 40 | 0 | 400 | 0 | 1.023 | Wind | -1 | 0.099762 | 0 | 400 |  |  | 0 | 0 | -0.099762 | 0 | 0.73568 | 0.75596 |  |  |  |  | 121 | 0.02028
13116 | TGATEWAY_1G | 1 | North | YES | -0.037389 | 151 | 30 | 151 | 0 | 1.0232 | CC | -1 | 0.099655 | 151 | 151 |  |  | -5.6457 | 151 | -0.099655 | -15.0479 | 0.74186 | 0.76194 |  |  |  |  | 122 | 0.02028
13117 | TGATEWAY_2G | 2 | North | YES | -0.037389 | 130 | 30 | 130 | 0 | 1.0232 | CC | -1 | 0.099655 | 130 | 130 |  |  | -4.8606 | 130 | -0.099655 | -12.9551 | 0.74718 | 0.76709 |  |  |  |  | 123 | 0.02028
13118 | TGATEWAY_3G | 3 | North | YES | -0.037389 | 148 | 30 | 148 | 0 | 1.0232 | CC | -1 | 0.099655 | 148 | 148 |  |  | -5.5336 | 148 | -0.099655 | -14.7489 | 0.75324 | 0.77296 |  |  |  |  | 124 | 0.02028
13119 | TGATEWAY_4G | 4 | North | YES | -0.037389 | 399 | 65 | 399 | 0 | 1.0232 | CC | -1 | 0.099655 | 399 | 399 |  |  | -14.9182 | 399 | -0.099655 | -39.7622 | 0.76957 | 0.78876 |  |  |  |  | 125 | 0.020082
3348 | CHAMPION_1G | MB | North | YES | -0.037159 | 0 | 42 | 42 |  | 1 | Cogen | -1 | 0.099425 | 0 | 0 |  |  | 0 | 0 | -0.099425 | 0 | 0.76957 | 0.78876 |  |  |  |  | 126 | 0.019912
3309 | ASPN_G | 1 | North | YES | -0.037139 | 50 | 0 | 50 |  | 1 | Bio | -1 | 0.099405 | 50 | 50 |  |  | -1.857 | 50 | -0.099405 | -4.9702 | 0.77161 | 0.79074 |  |  |  |  | 127 | 0.019719
3107 | STRYKER_1G | 1 | North | YES | -0.03702 | 145.6 | 45 | 182 | 0 | 1.029 | GST | -1 | 0.099286 | 182 | 182 |  |  | -6.7376 | 182 | -0.099286 | -18.07 | 0.77906 | 0.79792 |  |  |  |  | 128 | 0.019197
3108 | STRYKER_2G | 2 | North | YES | -0.03702 | 484 | 75 | 484 | 0 | 1.029 | GST | -1 | 0.099286 | 484 | 484 |  |  | -17.9177 | 484 | -0.099286 | -48.0543 | 0.79887 | 0.81703 |  |  |  |  | 129 | 0.019197
60081 | WHRLWIND1A | 1 | West | YES | -0.036946 | 12 | 0 | 60 | 0 | 1.03 | Wind | -1 | 0.099212 | 0 | 60 |  |  |  |  | -0.099212 | 0 | 0.79887 | 0.81703 |  |  |  |  | 130 | 0.019126
6407 | TURKTRAK1A | 1 | West | YES | -0.036527 | 33.9 | 0 | 169.5 | 0 | 1.025 | Wind | -1 | 0.098793 | 0 | 169.5 |  |  |  |  | -0.098793 | 0 | 0.79887 | 0.81703 |  |  |  |  | 131 | 0.018861
1416 | SWETWATR_1G | 1 | West | YES | -0.036487 | 30 | 18 | 30 | 0 | 1.026 | CC | -1 | 0.098753 | 30 | 30 |  |  |  |  | -0.098753 | -2.9626 | 0.8001 | 0.8182 |  |  |  |  | 132 | 0.018157
1417 | SWETWATR_2G | 2 | West | YES | -0.036487 | 72 | 36 | 72 | 0 | 1.026 | CC | -1 | 0.098753 | 72 | 72 |  |  |  |  | -0.098753 | -7.1102 | 0.80304 | 0.82103 |  |  |  |  | 133 | 0.018157
1418 | SWETWATR_3G | 3 | West | YES | -0.036487 | 68 | 36 | 68 | 0 | 1.026 | CC | -1 | 0.098753 | 68 | 68 |  |  |  |  | -0.098753 | -6.7152 | 0.80583 | 0.8237 |  |  |  |  | 134 | 0.018157
1419 | SWETWATR_4G | 4 | West | YES | -0.036487 | 61 | 36 | 61 | 0 | 1.026 | CC | -1 | 0.098753 | 61 | 61 |  |  |  |  | -0.098753 | -6.0239 | 0.80832 | 0.8261 |  |  |  |  | 135 | 0.018107
6144 | MCADOO1A | 1 | West | YES | -0.036434 | 15 | 0 | 150 | 0 | 1.025 | Wind | -1 | 0.0987 | 0 | 150 |  |  |  |  | -0.0987 | 0 | 0.80832 | 0.8261 |  |  |  |  | 136 | 0.017987
71051 | L_BITTCR1_1N | W1 | West | YES | -0.036267 | 7.5 | 0 | 37.5 |  | 1.02 | Wind | -1 | 0.098533 | 0 | 37.5 |  |  |  |  | -0.098533 | 0 | 0.80832 | 0.8261 |  |  |  |  | 137 | 0.017874
71054 | L_SWEETW1_1N | W1 | West | YES | -0.036267 | 21.5 | 0 | 107.5 |  | 1.02 | Wind | -1 | 0.098533 | 0 | 107.5 |  |  |  |  | -0.098533 | 0 | 0.80832 | 0.8261 |  |  |  |  | 138 | 0.017772
71057 | L_SWEETW1_2N | W1 | West | YES | -0.036267 | 27 | 0 | 135 |  | 1.02 | Wind | -1 | 0.098533 | 0 | 135 |  |  |  |  | -0.098533 | 0 | 0.80832 | 0.8261 |  |  |  |  | 139 | 0.017772
71059 | L_SWEETW1_3N | W1 | West | YES | -0.036267 | 23.8 | 0 | 119 | 0 | 1.02 | Wind | -1 | 0.098533 | 0 | 119 |  |  |  |  | -0.098533 | 0 | 0.80832 | 0.8261 |  |  |  |  | 140 | 0.017772
71060 | L_SWEETW1_4N | W1 | West | YES | -0.036267 | 21 | 0 | 105 | 0 | 1.02 | Wind | -1 | 0.098533 | 0 | 105 |  |  |  |  | -0.098533 | 0 | 0.80832 | 0.8261 |  |  |  |  | 141 | 0.017772
71061 | L_SWEETW1_5N | W1 | West | YES | -0.036267 | 16.1 | 0 | 80.5 | 0 | 1.02 | Wind | -1 | 0.098533 | 0 | 80.5 |  |  |  |  | -0.098533 | 0 | 0.80832 | 0.8261 |  |  |  |  | 142 | 0.017772
11056 | ROSCOE_1G | 1 | West | YES | -0.036263 | 41.8 | 0 | 209 |  | 1 | Wind | -1 | 0.098529 | 0 | 209 |  |  |  |  | -0.098529 | 0 | 0.80832 | 0.8261 |  |  |  |  | 143 | 0.017772
11057 | CHAMPION_1G | 1 | West | YES | -0.036263 | 25.3 | 0 | 126.5 |  | 1 | Wind | -1 | 0.098529 | 0 | 126.5 |  |  |  |  | -0.098529 | 0 | 0.80832 | 0.8261 |  |  |  |  | 144 | 0.017772
11058 | PYRON_1G | 1 | West | YES | -0.036263 | 49.8 | 0 | 249 |  | 1 | Wind | -1 | 0.098529 | 0 | 249 |  |  |  |  | -0.098529 | 0 | 0.80832 | 0.8261 |  |  |  |  | 145 | 0.017772
11059 | INADALE_1G | 1 | West | YES | -0.036263 | 39.4 | 0 | 197 |  | 1 | Wind | -1 | 0.098529 | 0 | 197 |  |  |  |  | -0.098529 | 0 | 0.80832 | 0.8261 |  |  |  |  | 146 | 0.017772
1343 | TRENTIPP_8 | 1 | West | YES | -0.03624 | 30 | 0 | 150 |  | 1.014 | Wind | -1 | 0.098506 | 0 | 150 |  |  |  |  | -0.098506 | 0 | 0.80832 | 0.8261 |  |  |  |  | 147 | 0.017772
1354 | AEPWIND_8 | 1 | West | YES | -0.03624 | 20.2 | 0 | 101 |  | 1 | Wind | -1 | 0.098506 | 0 | 101 |  |  |  |  | -0.098506 | 0 | 0.80832 | 0.8261 |  |  |  |  | 148 | 0.017772
36998 | RDCNYNG1 | 1 | West | YES | -0.035982 | 16.8 | 0 | 84 |  | 1.01 | Wind | -1 | 0.098248 | 0 | 84 |  |  |  |  | -0.098248 | 0 | 0.80832 | 0.8261 |  |  |  |  | 149 | 0.017772
1061 | CIELOGEN_1G | 1 | West | YES | -0.035879 | 19.8 | 0 | 99 |  | 1 | Wind | -1 | 0.098145 | 0 | 99 |  |  |  |  | -0.098145 | 0 | 0.80832 | 0.8261 |  |  |  |  | 150 | 0.017772
1062 | CIELOGEN_2G | 1 | West | YES | -0.035879 | 12.2 | 0 | 61 |  | 1 | Wind | -1 | 0.098145 | 0 | 61 |  |  |  |  | -0.098145 | 0 | 0.80832 | 0.8261 |  |  |  |  | 151 | 0.017772
1069 | KINDERMG_1G | 1 | West | YES | -0.035879 | 25 | 5 | 25 | 0 | 1.017 | Cogen | -1 | 0.098145 | 0 | 0 |  |  |  |  | -0.098145 | 0 | 0.80832 | 0.8261 |  |  |  |  | 152 | 0.017772
1070 | KINDERMG_2G | 1 | West | YES | -0.035879 | 45.7 | 12 | 45.7 | 0 | 1.017 | Cogen | -1 | 0.098145 | 0 | 0 |  |  |  |  | -0.098145 | 0 | 0.80832 | 0.8261 |  |  |  |  | 153 | 0.017772
1071 | KINDERMG_3G | 1 | West | YES | -0.035879 | 45.7 | 12 | 45.7 | 0 | 1.017 | Cogen | -1 | 0.098145 | 0 | 0 |  |  |  |  | -0.098145 | 0 | 0.80832 | 0.8261 |  |  |  |  | 154 | 0.017772
1068 | SCURRYCW_1G | 1 | West | YES | -0.035873 | 28.2 | 1.3 | 141 | 0 | 1.0217 | Wind | -1 | 0.098139 | 0 | 141 |  |  |  |  | -0.098139 | 0 | 0.80832 | 0.8261 |  |  |  |  | 155 | 0.017772
1073 | SCURRYCW_2G | 2 | West | YES | -0.035873 | 24 | 0 | 120 | 0 | 1.0217 | Wind | -1 | 0.098139 | 0 | 120 |  |  |  |  | -0.098139 | 0 | 0.80832 | 0.8261 |  |  |  |  | 156 | 0.017772
6637 | SNYDERW1A | 1 | West | YES | -0.035838 | 12.6 | 0 | 63 | 0 | 1.025 | Wind | -1 | 0.098104 | 0 | 63 |  |  |  |  | -0.098104 | 0 | 0.80832 | 0.8261 |  |  |  |  | 157 | 0.017772
1037 | MORGAN5G_5G | 5 | West | YES | -0.035793 | 109.6 | 40 | 137 | 0 | 1.029 | GST | -1 | 0.098059 | 137 | 137 |  |  |  |  | -0.098059 | -13.434 | 0.81393 | 0.83144 |  |  |  |  | 158 | 0.017772
1039 | MRGNAG_1G | A | West | YES | -0.035793 | 69 | 69 | 69 | 0 | 1.029 | GGT | -1 | 0.098059 | 69 | 69 |  |  |  |  | -0.098059 | -6.7661 | 0.81675 | 0.83413 |  |  |  |  | 159 | 0.017772
1040 | MRGNBG_2G | B | West | YES | -0.035793 | 70 | 70 | 71 | 0 | 1.029 | GGT | -1 | 0.098059 | 71 | 71 |  |  |  |  | -0.098059 | -6.9622 | 0.81966 | 0.83689 |  |  |  |  | 160 | 0.017772
1041 | MRGNCG_3G | C | West | YES | -0.035793 | 69 | 69 | 70 | 0 | 1.029 | GGT | -1 | 0.098059 | 70 | 70 |  |  |  |  | -0.098059 | -6.8641 | 0.82252 | 0.83962 |  |  |  |  | 161 | 0.017506
1042 | MRGNDG_4G | D | West | YES | -0.035793 | 68 | 68 | 68 | 0 | 1.029 | GGT | -1 | 0.098059 | 68 | 68 |  |  |  |  | -0.098059 | -6.668 | 0.82531 | 0.84227 |  |  |  |  | 162 | 0.017372
1043 | MRGNEG_5G | E | West | YES | -0.035793 | 68 | 68 | 70 | 0 | 1.029 | GGT | -1 | 0.098059 | 70 | 70 |  |  |  |  | -0.098059 | -6.8641 | 0.82817 | 0.845 |  |  |  |  | 163 | 0.017234
1044 | MRGNFG_6G | F | West | YES | -0.035793 | 66 | 66 | 66 | 0 | 1.029 | GGT | -1 | 0.098059 | 66 | 66 |  |  |  |  | -0.098059 | -6.4719 | 0.83087 | 0.84758 |  |  |  |  | 164 | 0.017098
60058 | BUFF_GAP1A | 1 | West | YES | -0.035786 | 24 | 0 | 120 |  | 1 | Wind | -1 | 0.098052 | 0 | 120 |  |  |  |  | -0.098052 | 0 | 0.83087 | 0.84758 |  |  |  |  | 165 | 0.016966
60060 | CIRELLO | 1 | West | YES | -0.035786 | 46.6 | 0 | 233 | 0 | 1 | Wind | -1 | 0.098052 | 0 | 233 |  |  |  |  | -0.098052 | 0 | 0.83087 | 0.84758 |  |  |  |  | 166 | 0.01683
60063 | BUFF_GAP1B | 1 | West | YES | -0.035786 | 34 | 0 | 170.2 | 0 | 1.02 | Wind | -1 | 0.098052 | 0 | 170.2 |  |  |  |  | -0.098052 | 0 | 0.83087 | 0.84758 |  |  |  |  | 167 | 0.016701
60066 | H_HOLLOW1A | 1 | West | YES | -0.035786 | 44.4 | 0 | 222 | 0 | 1.005 | Wind | -1 | 0.098052 | 0 | 222 |  |  |  |  | -0.098052 | 0 | 0.83087 | 0.84758 |  |  |  |  | 168 | 0.016701
60068 | HHOLLOW21A | 1 | West | YES | -0.035786 | 36.8 | 0 | 184 | 0 | 1.025 | Wind | -1 | 0.098052 | 0 | 184 |  |  |  |  | -0.098052 | 0 | 0.83087 | 0.84758 |  |  |  |  | 169 | 0.016701
60070 | HHOLLOW31A | 1 | West | YES | -0.035786 | 44.8 | 0 | 224 | 0 | 1.025 | Wind | -1 | 0.098052 | 0 | 224 |  |  |  |  | -0.098052 | 0 | 0.83087 | 0.84758 |  |  |  |  | 170 | 0.016701
60072 | HHOLLOW41A | 1 | West | YES | -0.035786 | 23 | 0 | 115 | 0 | 1.025 | Wind | -1 | 0.098052 | 0 | 115 |  |  |  |  | -0.098052 | 0 | 0.83087 | 0.84758 |  |  |  |  | 171 | 0.016701
1058 | LONGSHORE_5 | 1 | West | YES | -0.0357 | 30 | 0 | 150 |  | 1.01 | Wind | -1 | 0.097966 | 0 | 150 |  |  |  |  | -0.097966 | 0 | 0.83087 | 0.84758 |  |  |  |  | 172 | 0.016701
1058 | LONGSHORE_5 | 2 | West | YES | -0.0357 | 44 | 0 | 220 |  | 1.01 | Wind | -1 | 0.097966 | 0 | 220 |  |  |  |  | -0.097966 | 0 | 0.83087 | 0.84758 |  |  |  |  | 173 | 0.016701
11065 | ELBOWCK_1G | 1 | West | YES | -0.0357 | 23.4 | 0 | 121.9 | 0 | 1 | Wind | -1 | 0.097966 | 0 | 121.9 |  |  |  |  | -0.097966 | 0 | 0.83087 | 0.84758 |  |  |  |  | 174 | 0.016701
11309 | BULLCREK_2G | 1 | West | YES | -0.035641 | 20.9 | 0 | 180 |  | 1 | Wind | -1 | 0.097907 | 0 | 180 |  |  |  |  | -0.097907 | 0 | 0.83087 | 0.84758 |  |  |  |  | 175 | 0.016701
11310 | BULLCREK_1G | 1 | West | YES | -0.035641 | 15.1 | 0 | 180 |  | 1 | Wind | -1 | 0.097907 | 0 | 180 |  |  |  |  | -0.097907 | 0 | 0.83087 | 0.84758 |  |  |  |  | 176 | 0.016701
11320 | COYOTE_1G | 1 | West | YES | -0.035607 | 22.5 | 0 | 225 |  | 1 | Wind | -1 | 0.097873 | 0 | 225 |  |  |  |  | -0.097873 | 0 | 0.83087 | 0.84758 |  |  |  |  | 177 | 0.016701
1045 | CALENG1G_1G | 1 | West | YES | -0.035604 | 73.4 | 27 | 73.4 | 0 | 1.014 | Cogen | -1 | 0.09787 | 0 | 0 |  |  |  |  | -0.09787 | 0 | 0.83087 | 0.84758 |  |  |  |  | 178 | 0.016701
1046 | CALENG2G_2G | 2 | West | YES | -0.035604 | 73.4 | 27 | 73.4 | 0 | 1.014 | Cogen | -1 | 0.09787 | 0 | 0 |  |  |  |  | -0.09787 | 0 | 0.83087 | 0.84758 |  |  |  |  | 179 | 0.016701
1047 | CALENG3G_3G | 3 | West | YES | -0.035604 | 70.4 | 27 | 70.4 | 0 | 1.014 | Cogen | -1 | 0.09787 | 0 | 0 |  |  |  |  | -0.09787 | 0 | 0.83087 | 0.84758 |  |  |  |  | 180 | 0.016701
1360 | GUNSIGHT_8 | 1 | West | YES | -0.035466 | 0 | 0 | 120 |  | 1.01 | Wind | -1 | 0.097732 | 0 | 120 |  |  |  |  | -0.097732 | 0 | 0.83087 | 0.84758 |  |  |  |  | 181 | 0.016701
1327 | WILDHRSE_1G | 1 | West | YES | -0.035445 | 0 | 0 | 120 |  | 1 | Wind | -1 | 0.097711 | 0 | 120 |  |  |  |  | -0.097711 | 0 | 0.83087 | 0.84758 |  |  |  |  | 182 | 0.016701
1333 | MCDDONAL_8 | 1 | West | YES | -0.03533 | 42.8 | 0 | 214.2 |  | 1.01 | Wind | -1 | 0.097596 | 0 | 214.2 |  |  |  |  | -0.097596 | 0 | 0.83087 | 0.84758 |  |  |  |  | 183 | 0.016701
1328 | OCOTILLO_1G | 1 | West | YES | -0.03524 | 11.6 | 0 | 58 |  | 1.01 | Wind | -1 | 0.097506 | 0 | 58 |  |  |  |  | -0.097506 | 0 | 0.83087 | 0.84758 |  |  |  |  | 184 | 0.016701
11001 | NAV1CT | 1 | West | YES | -0.035187 | 70.4 | 18 | 70.4 | 0 | 1.029 | CC | -1 | 0.097453 | 70.4 | 70.4 |  |  |  |  | -0.097453 | -6.8607 | 0.83375 | 0.8503 |  |  |  |  | 185 | 0.016701
11009 | NAV2CT | 1 | West | YES | -0.035187 | 71.4 | 18 | 71.4 | 0 | 1.029 | CC | -1 | 0.097453 | 71.4 | 71.4 |  |  |  |  | -0.097453 | -6.9581 | 0.83668 | 0.85307 |  |  |  |  | 186 | 0.016701
11011 | NAV3ST | 1 | West | YES | -0.035187 | 92.8 | 40 | 92.8 | 0 | 1.029 | CC | -1 | 0.097453 | 92.8 | 92.8 |  |  |  |  | -0.097453 | -9.0436 | 0.84047 | 0.85666 |  |  |  |  | 187 | 0.016701
11012 | NAV4CT | 1 | West | YES | -0.035187 | 80 | 18 | 80 | 0 | 1.029 | CC | -1 | 0.097453 | 80 | 80 |  |  |  |  | -0.097453 | -7.7962 | 0.84375 | 0.85976 |  |  |  |  | 188 | 0.016548
11013 | NAV5CT | 1 | West | YES | -0.035187 | 80 | 18 | 80 | 0 | 1.029 | CC | -1 | 0.097453 | 80 | 80 |  |  |  |  | -0.097453 | -7.7962 | 0.84702 | 0.86286 |  |  |  |  | 189 | 0.016392
11014 | NAV6ST | 1 | West | YES | -0.035187 | 115 | 40 | 115 | 0 | 1.029 | CC | -1 | 0.097453 | 115 | 115 |  |  |  |  | -0.097453 | -11.2071 | 0.85173 | 0.86732 |  |  |  |  | 190 | 0.016189
11020 | TIEHVSG_1G | 1 | West | YES | -0.035181 | 208.2 | 63 | 208.2 | 0 | 1.012 | CC | -1 | 0.097447 | 208.2 | 208.2 |  |  |  |  | -0.097447 | -20.2884 | 0.86025 | 0.87538 |  |  |  |  | 191 | 0.016014
11021 | TIEHVCG_1G | 1 | West | YES | -0.035181 | 142.1 | 103 | 142.1 | 0 | 1.012 | CC | -1 | 0.097447 | 142.1 | 142.1 |  |  |  |  | -0.097447 | -13.8472 | 0.86607 | 0.88089 |  |  |  |  | 192 | 0.01584
11022 | TIEHVCG_2G | 1 | West | YES | -0.035181 | 132.4 | 103 | 132.4 | 0 | 1.012 | CC | -1 | 0.097447 | 132.4 | 132.4 |  |  |  |  | -0.097447 | -12.9019 | 0.87148 | 0.88602 |  |  |  |  | 193 | 0.015589
11023 | TIEHVCG_3G | 1 | West | YES | -0.035181 | 137.4 | 103 | 137.4 | 0 | 1.012 | CC | -1 | 0.097447 | 137.4 | 137.4 |  |  |  |  | -0.097447 | -13.3892 | 0.87711 | 0.89134 |  |  |  |  | 194 | 0.015133
11024 | TIEHVCG_4G | 1 | West | YES | -0.035181 | 147 | 103 | 147 | 0 | 1.012 | CC | -1 | 0.097447 | 147 | 147 |  |  |  |  | -0.097447 | -14.3247 | 0.88312 | 0.89704 |  |  |  |  | 195 | 0.014823
11025 | TIEHVSG_2G | 1 | West | YES | -0.035181 | 213.2 | 63 | 213.2 | 0 | 1.012 | CC | -1 | 0.097447 | 213.2 | 213.2 |  |  |  |  | -0.097447 | -20.7756 | 0.89185 | 0.90529 |  |  |  |  | 196 | 0.014533
1326 | STANTONW_8 | 1 | West | YES | -0.035173 | 20.1 | 0 | 100.5 |  | 1.01 | Wind | -1 | 0.097439 | 0 | 100.5 |  |  |  |  | -0.097439 | 0 | 0.89185 | 0.90529 |  |  |  |  | 197 | 0.014233
13134 | CALFREST_4G | 4 | North | YES | -0.035134 | 151.5 | 40 | 151.5 | 0 | 1.031 | CC | -1 | 0.0974 | 151.5 | 151.5 |  |  | -5.3228 | 151.5 | -0.0974 | -14.7561 | 0.89805 | 0.91116 |  |  |  |  | 198 | 0.013911
13135 | CALFREST_5G | 5 | North | YES | -0.035134 | 152.3 | 57 | 152.3 | 0 | 1.031 | CC | -1 | 0.0974 | 152.3 | 152.3 |  |  | -5.3509 | 152.3 | -0.0974 | -14.834 | 0.90428 | 0.91706 |  |  |  |  | 199 | 0.013445
13136 | CALFREST_6G | 6 | North | YES | -0.035134 | 177.5 | 40 | 177.5 | 0 | 1.031 | CC | -1 | 0.0974 | 177.5 | 177.5 |  |  | -6.2363 | 177.5 | -0.0974 | -17.2885 | 0.91155 | 0.92393 |  |  |  |  | 200 | 0.013445
1320 | BSP 1 | 1 | West | YES | -0.035131 | 25.5 | 2.9 | 25.8 | 0 | 1 | Cogen | -1 | 0.097397 | 0 | 0 |  |  |  |  | -0.097397 | 0 | 0.91155 | 0.92393 |  |  |  |  | 201 | 0.013111
13131 | CALFREST_1G | 1 | North | YES | -0.035026 | 150.7 | 40 | 150.7 | 0 | 1.031 | CC | -1 | 0.097292 | 150.7 | 150.7 |  |  | -5.2784 | 150.7 | -0.097292 | -14.6619 | 0.91771 | 0.92976 |  |  |  |  | 202 | 0.012776
13132 | CALFREST_2G | 2 | North | YES | -0.035026 | 151 | 57 | 151 | 0 | 1.031 | CC | -1 | 0.097292 | 151 | 151 |  |  | -5.2889 | 151 | -0.097292 | -14.6911 | 0.92389 | 0.9356 |  |  |  |  | 203 | 0.012384
13133 | CALFREST_3G | 3 | North | YES | -0.035026 | 177.4 | 40 | 177.4 | 0 | 1.031 | CC | -1 | 0.097292 | 177.4 | 177.4 |  |  | -6.2136 | 177.4 | -0.097292 | -17.2596 | 0.93115 | 0.94246 |  |  |  |  | 204 | 0.012384
76031 | L_GASCCR1_1N | W1 | West | YES | -0.034996 | 30 | 0 | 150 | 0 | 1.02 | Wind | -1 | 0.097262 | 0 | 150 |  |  |  |  | -0.097262 | 0 | 0.93115 | 0.94246 |  |  |  |  | 205 | 0.012045
60057 | CALLAHAN1A | 1 | West | YES | -0.034965 | 22.8 | 0 | 114 | 0 | 1.04 | Wind | -1 | 0.097231 | 0 | 114 |  |  |  |  | -0.097231 | 0 | 0.93115 | 0.94246 |  |  |  |  | 206 | 0.011706
76091 | L_DIVIDE1_1N | W1 | West | YES | -0.034832 | 22.5 | 0 | 112.5 |  | 1.02 | Wind | -1 | 0.097098 | 0 | 112.5 |  |  |  |  | -0.097098 | 0 | 0.93115 | 0.94246 |  |  |  |  | 207 | 0.011307
76095 | L_CAPRSI1_1N | W1 | West | YES | -0.034832 | 29.9 | 0 | 149.5 | 0 | 1.02 | Wind | -1 | 0.097098 | 0 | 149.5 |  |  |  |  | -0.097098 | 0 | 0.93115 | 0.94246 |  |  |  |  | 208 | 0.011307
76096 | L_CAPRSI1_2N | W1 | West | YES | -0.034832 | 37.2 | 0 | 186 | 0 | 1.02 | Wind | -1 | 0.097098 | 0 | 186 |  |  |  |  | -0.097098 | 0 | 0.93115 | 0.94246 |  |  |  |  | 209 | 0.011307
76097 | L_CAPRGE1_1N | W1 | West | YES | -0.034832 | 42.9 | 0 | 214.5 | 0 | 1.02 | Wind | -1 | 0.097098 | 0 | 214.5 |  |  |  |  | -0.097098 | 0 | 0.93115 | 0.94246 |  |  |  |  | 210 | 0.011307
11147 | NOTREES_1G | 1 | West | YES | -0.034786 | 29.8 | 0 | 149 | 0 | 1.017 | Wind | -1 | 0.097052 | 0 | 149 |  |  |  |  | -0.097052 | 0 | 0.93115 | 0.94246 |  |  |  |  | 211 | 0.011307
7038 | L_DELAWA1_1Y | 1 | West | YES | -0.034718 | 3.5 | 0 | 35 | 0 | 1 | Wind | -1 | 0.096984 | 0 | 35 |  |  |  |  | -0.096984 | 0 | 0.93115 | 0.94246 |  |  |  |  | 212 | 0.011307
7038 | L_DELAWA1_1Y | 2 | West | YES | -0.034718 | 3 | 0 | 30 | 0 | 1 | Wind | -1 | 0.096984 | 0 | 30 |  |  |  |  | -0.096984 | 0 | 0.93115 | 0.94246 |  |  |  |  | 213 | 0.011307
1002 | PBCTAGE_1G | A | West | YES | -0.034683 | 64 | 64 | 66 | 0 | 1.036 | GGT | -1 | 0.096949 | 66 | 66 |  |  |  |  | -0.096949 | -6.3986 | 0.93386 | 0.94501 |  |  |  |  | 214 | 0.011307
1003 | PBCTBGE_2G | B | West | YES | -0.034683 | 65 | 65 | 66 | 0 | 1.036 | GGT | -1 | 0.096949 | 66 | 66 |  |  |  |  | -0.096949 | -6.3986 | 0.93656 | 0.94755 |  |  |  |  | 215 | 0.011307
1004 | PBCTCGE_3G | C | West | YES | -0.034683 | 62 | 62 | 67 | 0 | 1.036 | GGT | -1 | 0.096949 | 67 | 67 |  |  |  |  | -0.096949 | -6.4956 | 0.9393 | 0.95013 |  |  |  |  | 216 | 0.011307
1005 | PBCTDGE_4G | D | West | YES | -0.034683 | 65 | 65 | 68 | 0 | 1.036 | GGT | -1 | 0.096949 | 68 | 68 |  |  |  |  | -0.096949 | -6.5925 | 0.94208 | 0.95275 |  |  |  |  | 217 | 0.01115
1006 | PBCTEGE_5G | E | West | YES | -0.034683 | 65 | 65 | 67 | 0 | 1.036 | GGT | -1 | 0.096949 | 67 | 67 |  |  |  |  | -0.096949 | -6.4956 | 0.94482 | 0.95533 |  |  |  |  | 218 | 0.010992
1007 | PB5GEN_6G | 5 | West | YES | -0.034683 | 91.2 | 40 | 114 | 0 | 1.036 | GST | -1 | 0.096949 | 114 | 114 |  |  |  |  | -0.096949 | -11.0522 | 0.94949 | 0.95973 |  |  |  |  | 219 | 0.010833
1008 | PB6GEN_7G | 6 | West | YES | -0.034683 | 515 | 130 | 515 | 0 | 1.036 | GST | -1 | 0.096949 | 515 | 515 |  |  |  |  | -0.096949 | -49.9286 | 0.97057 | 0.97958 |  |  |  |  | 220 | 0.010671
3381 | BBRN_1G | 1 | North | YES | -0.034544 | 618 | 225 | 618 | 0 | 1.03 | LIGCO | -1 | 0.09681 | 0 | 618 |  |  | 0 | 0 | -0.09681 | 0 | 0.97057 | 0.97958 |  |  |  |  | 221 | 0.010511
3382 | BBRN_2G | 2 | North | YES | -0.034544 | 589 | 225 | 589 | 0 | 1.03 | LIGCO | -1 | 0.09681 | 0 | 589 |  |  | 0 | 0 | -0.09681 | 0 | 0.97057 | 0.97958 |  |  |  |  | 222 | 0.010239
1349 | WESTXWIN_1G | 1 | West | YES | -0.03449 | 1.3 | 0 | 6.6 |  | 1.014 | Wind | -1 | 0.096756 | 0 | 6.6 |  |  |  |  | -0.096756 | 0 | 0.97057 | 0.97958 |  |  |  |  | 223 | 0.0090112
1350 | NWPWRG1_1G | 1 | West | YES | -0.03449 | 6.9 | 1 | 34.3 |  | 1.014 | Wind | -1 | 0.096756 | 0 | 34.3 |  |  |  |  | -0.096756 | 0 | 0.97057 | 0.97958 |  |  |  |  | 224 | 0.0090112
60007 | KING_SW1A | 1 | West | YES | -0.031362 | 20 | 0 | 80 |  | 1.03 | Wind | -1 | 0.093628 | 0 | 80 |  |  |  |  | -0.093628 | 0 | 0.97057 | 0.97958 |  |  |  |  | 225 | 0.0090112
60019 | KING_NW1A | 1 | West | YES | -0.031362 | 20 | 0 | 80 |  | 1.03 | Wind | -1 | 0.093628 | 0 | 80 |  |  |  |  | -0.093628 | 0 | 0.97057 | 0.97958 |  |  |  |  | 226 | 0.0090112
60201 | RIO DRCS | F | West | YES | -0.031209 | 0 | 0 | 0 | 0 | 1.025 | AVR | -1 | 0.093475 | 0 | 0 |  |  |  |  | -0.093475 | 0 | 0.97057 | 0.97958 |  |  |  |  | 227 | 0.0090112
6016 | SWMESA | 1 | West | YES | -0.031147 | 18.8 | 0 | 75 |  | 1.03 | Wind | -1 | 0.093413 | 0 | 75 |  |  |  |  | -0.093413 | 0 | 0.97057 | 0.97958 |  |  |  |  | 228 | 0.0090112
60003 | KING_NE1A | 1 | West | YES | -0.031147 | 20 | 0 | 80 |  | 1.03 | Wind | -1 | 0.093413 | 0 | 80 |  |  |  |  | -0.093413 | 0 | 0.97057 | 0.97958 |  |  |  |  | 229 | 0.0090112
60005 | KING_SE1A | 1 | West | YES | -0.031147 | 10 | 0 | 40 |  | 1.035 | Wind | -1 | 0.093413 | 0 | 40 |  |  |  |  | -0.093413 | 0 | 0.97057 | 0.97958 |  |  |  |  | 230 | 0.0090112
60016 | WOODWRD11A | 1 | West | YES | -0.031108 | 20 | 0 | 80 |  | 1.033 | Wind | -1 | 0.093374 | 0 | 80 |  |  |  |  | -0.093374 | 0 | 0.97057 | 0.97958 |  |  |  |  | 231 | 0.0090112
38332 | TNWDWRDU2_8 | 1 | West | YES | -0.0311 | 20 | 0 | 80 | 0 | 1.0232 | Wind | -1 | 0.093366 | 0 | 80 |  |  |  |  | -0.093366 | 0 | 0.97057 | 0.97958 |  |  |  |  | 232 | 0.0090112
38437 | TNSRBNMESA9 | 1 | West | YES | -0.031067 | 37.5 | 0 | 150 | 0 | 1.02 | Wind | -1 | 0.093333 | 0 | 150 |  |  |  |  | -0.093333 | 0 | 0.97057 | 0.97958 |  |  |  |  | 233 | 0.0090112
60017 | ORNNWP1 | 1 | West | YES | -0.029926 | 20 | 0 | 80 |  | 1.027 | Wind | -1 | 0.092192 | 0 | 80 |  |  |  |  | -0.092192 | 0 | 0.97057 | 0.97958 |  |  |  |  | 234 | 0.0090112
60000 | DSKY2 | 1 | West | YES | -0.029637 | 19.1 | 0 | 76.5 |  | 1.039 | Wind | -1 | 0.091903 | 0 | 76.5 |  |  |  |  | -0.091903 | 0 | 0.97057 | 0.97958 |  |  |  |  | 235 | 0.0090112
60018 | DSKY1 | 1 | West | YES | -0.029541 | 21 | 0 | 84 | 0 | 1.023 | Wind | -1 | 0.091807 | 0 | 84 |  |  |  |  | -0.091807 | 0 | 0.97057 | 0.97958 |  |  |  |  | 236 | 0.0090112
48721 | LEG_1___1 | 1 | North | YES | -0.027892 | 827 | 357 | 827 | 0 | 1.0348 | LIGCO | -1 | 0.090158 | 0 | 827 |  |  | 0 | 0 | -0.090158 | 0 | 0.97057 | 0.97958 |  |  |  |  | 237 | 0.0090112
48722 | LEG_2___2 | 2 | North | YES | -0.027892 | 819 | 357 | 819 | 0 | 1.0348 | LIGCO | -1 | 0.090158 | 0 | 819 |  |  | 0 | 0 | -0.090158 | 0 | 0.97057 | 0.97958 |  |  |  |  | 238 | 0.0090112
60202 | FRNDDRCS | F | West | YES | -0.023584 | 0 | 0 | 0 | 0 | 0.9985 | AVR | -1 | 0.08585 | 0 | 0 |  |  |  |  | -0.08585 | 0 | 0.97057 | 0.97958 |  |  |  |  | 239 | 0.0090112
39960 | TNTNPONE_18 | 1 | North | YES | -0.023227 | 152.3 | 30 | 152.3 |  | 1.04 | LIGCO | -1 | 0.085493 | 0 | 152.3 |  |  | 0 | 0 | -0.085493 | 0 | 0.97057 | 0.97958 |  |  |  |  | 240 | 0.0090112
39970 | TNTNPONE_28 | 1 | North | YES | -0.023227 | 153 | 30 | 153 |  | 1.04 | LIGCO | -1 | 0.085493 | 0 | 153 |  |  | 0 | 0 | -0.085493 | 0 | 0.97057 | 0.97958 |  |  |  |  | 241 | 0.0090112
990 | GIBN_CREK_G1 | 1 | North | YES | -0.012116 | 463 | 200 | 463 | 0 | 1.0275 | LIGCO | -1 | 0.074382 | 0 | 463 |  |  | 0 | 0 | -0.074382 | 0 | 0.97057 | 0.97958 |  |  |  |  | 242 | 0.0090112
32886 | BRYN_ATKINS3 | MB | North | YES | -0.010765 | 0 | 5 | 12 |  | 1 | GST | -1 | 0.073031 | 0 | 0 |  |  | 0 | 0 | -0.073031 | 0 | 0.97057 | 0.97958 |  |  |  |  | 243 | 0.0090112
32887 | BRYN_ATKINS6 | MB | North | YES | -0.010765 | 0 | 12 | 51 |  | 1.028 | GST | -1 | 0.073031 | 0 | 0 |  |  | 0 | 0 | -0.073031 | 0 | 0.97057 | 0.97958 |  |  |  |  | 244 | 0.0090112
32888 | BRYN_ATKINS7 | 1 | North | YES | -0.010765 | 13.6 | 4 | 17 |  | 1.028 | GGT | -1 | 0.073031 | 17 | 17 |  |  | -0.18301 | 17 | -0.073031 | -1.2415 | 0.97126 | 0.98007 |  |  |  |  | 245 | 0.0090112
32890 | BRYN_ATKINS4 | MB | North | YES | -0.010765 | 0 | 5 | 22 |  | 1.031 | GST | -1 | 0.073031 | 0 | 0 |  |  | 0 | 0 | -0.073031 | 0 | 0.97126 | 0.98007 |  |  |  |  | 246 | 0.0090112
32891 | BRYN_ATKINS5 | MB | North | YES | -0.010765 | 0 | 5 | 25 |  | 1.031 | GST | -1 | 0.073031 | 0 | 0 |  |  | 0 | 0 | -0.073031 | 0 | 0.97126 | 0.98007 |  |  |  |  | 247 | 0.0090112
32798 | BRYN_TAMUGEN | 1 | North | YES | -0.010646 | 32 | 0 | 32 |  | 1.02 | GST | -1 | 0.072912 | 32 | 32 |  |  | -0.34067 | 32 | -0.072912 | -2.3332 | 0.97257 | 0.981 |  |  |  |  | 248 | 0.008809
32883 | BRYN_DNSBY3 | 1 | North | YES | -0.009824 | 0 | 2 | 48 |  | 1.015 | GST | -1 | 0.07209 | 48 | 48 |  |  | -0.47155 | 48 | -0.07209 | -3.4603 | 0.97454 | 0.98237 |  |  |  |  | 249 | 0.008809
32884 | BRYN_DNSBY13 | 1 | North | YES | -0.009824 | 46 | 2 | 46 | 0 | 1.015 | GST | -1 | 0.07209 | 46 | 46 |  |  | -0.4519 | 46 | -0.07209 | -3.3161 | 0.97642 | 0.98369 |  |  |  |  | 250 | 0.008809
32892 | BRYN_DNSBY14 | 1 | North | YES | -0.009824 | 84 | 25 | 105 | 0 | 1.035 | GST | -1 | 0.07209 | 105 | 105 |  |  | -1.0315 | 105 | -0.07209 | -7.5694 | 0.98072 | 0.9867 |  |  |  |  | 251 | 0.0084269
48671 | FTR_GT1_5105 | 1 | North | YES | -0.008726 | 154.2 | 0 | 154.2 | 0 | 1.0319 | CC | -1 | 0.070992 | 154.2 | 154.2 |  |  | -1.3455 | 154.2 | -0.070992 | -10.9469 | 0.98703 | 0.99105 |  |  |  |  | 252 | 0.0078381
48672 | FTR_GT2_5110 | 2 | North | YES | -0.008726 | 159 | 0 | 159 | 0 | 1.0319 | CC | -1 | 0.070992 | 159 | 159 |  |  | -1.3874 | 159 | -0.070992 | -11.2877 | 0.99353 | 0.99554 |  |  |  |  | 253 | 0.0072738
48673 | FTR_GT3_5085 | 3 | North | YES | -0.008726 | 158 | 0 | 158 | 0 | 1.0319 | CC | -1 | 0.070992 | 158 | 158 |  |  | -1.3787 | 158 | -0.070992 | -11.2167 | 1 | 1 |  |  |  |  | 254 | 0.0059858
48674 | FTR_CN4_5095 | 4 | North | YES | -0.008726 | 380 | 0 | 380 | 0 | 1.0319 | CC | -1 | 0.070992 | 380 | 380 |  |  | -3.3159 | 380 | -0.070992 | -26.9769 | 1.0156 | 1.0107 |  |  |  |  | 255 | 0.004027
5934 | SI_RAY5 | 5 | South | YES | 0 | 0 | 10 | 15 |  | 1.035 | GST | 1 | 0.040935 | 15 | 15 | 0 | 15 |  |  | 0.040935 | 0.61402 | [6 empty] | 256 | 0.0020071
8139 | JOS #1 | MB | South | YES | 0 | 0 | 45 | 255 |  | 1.02 | GST | 1 | 0.040935 | 0 | 0 | 0 | 0 |  |  | 0.040935 | 0 | [6 empty] | 257 | 0
8285 | LAR #1 | MB | South | YES | 0 | 0 | 9 | 32 |  | 1.0497 | GST | 1 | 0.040935 | 0 | 0 | 0 | 0 |  |  | 0.040935 | 0 | [6 empty] | 258 | -0.0048273
8287 | LAR #2 | MB | South | YES | 0 | 0 | 9 | 32 |  | 1.04 | GST | 1 | 0.040935 | 0 | 0 | 0 | 0 |  |  | 0.040935 | 0 | [6 empty] | 259 | 0
8288 | LAR #3 | MB | South | YES | 0 | 0 | 25 | 105 |  | 1.04 | GST | 1 | 0.040935 | 0 | 0 | 0 | 0 |  |  | 0.040935 | 0 | [6 empty] | 260 | 0
8388 | BATES0A | MB | South | YES | 0 | 0 | 21 | 71 |  | 1.033 | GST | 1 | 0.040935 | 0 | 0 | 0 | 0 |  |  | 0.040935 | 0 | [6 empty] | 261 | 0
8393 | BATES0B | MB | South | YES | 0 | 0 | 25 | 110 |  | 1.03 | GST | 1 | 0.040935 | 0 | 0 | 0 | 0 |  |  | 0.040935 | 0 | [6 empty] | 262 | 0
8437 | NUECES_B0C | MB | South | YES | 0 | 0 | 7 | 30 |  | 1.03 | GST | 1 | 0.040935 | 0 | 0 | 0 | 0 |  |  | 0.040935 | 0 | [6 empty] | 263 | 0
8438 | NUECES_B0B | MB | South | YES | 0 | 0 | 26 | 169 |  | 1.03 | GST | 1 | 0.040935 | 0 | 0 | 0 | 0 |  |  | 0.040935 | 0 | [6 empty] | 264 | 0
39190 | TNSLCGN1__8 | 1 | Houston | YES | 0 | 0 | 10 | 30 |  | 1.03 | Cogen | 1 | 0.040935 | 0 | 0 |  |  |  |  | 0.040935 | 0 | [6 empty] | 265 | 0
48591 | CHE_GT2_5030 | 2 | Houston | YES | 0.008669 | 173 | 50 | 173 | 0 | 1.029 | Cogen | 1 | 0.049604 | 0 | 0 |  |  |  |  | 0.049604 | 0 | [6 empty] | 266 | 0
48811 | CVC_GT3_5045 | 3 | Houston | YES | 0.008669 | 156 | 91.8 | 156 | 0 | 1.029 | Cogen | 1 | 0.049604 | 0 | 0 |  |  |  |  | 0.049604 | 0 | [6 empty] | 267 | 0
48812 | CVC_GT2_5020 | 2 | Houston | YES | 0.008669 | 158 | 91.8 | 158 | 0 | 1.029 | Cogen | 1 | 0.049604 | 0 | 0 |  |  |  |  | 0.049604 | 0 | [6 empty] | 268 | 0
48813 | CVC_GT1_5035 | 1 | Houston | YES | 0.008669 | 160 | 91.8 | 160 | 0 | 1.029 | Cogen | 1 | 0.049604 | 0 | 0 |  |  |  |  | 0.049604 | 0 | [6 empty] | 269 | 0
48814 | CVC_ST5_5040 | 1 | Houston | YES | 0.008669 | 162 | 91.8 | 162 | 0 | 1.029 | Cogen | 1 | 0.049604 | 0 | 0 |  |  |  |  | 0.049604 | 0 | [6 empty] | 270 | 0
48885 | THW_5152 | B | Houston | YES | 0.010591 | 47.2 | 5 | 59 |  | 1.0319 | GGT | 1 | 0.051526 | 59 | 59 |  |  |  |  | 0.051526 | 3.04 | [6 empty] | 271 | 0
48885 | THW_5152 | A | Houston | YES | 0.010591 | 46.4 | 5 | 58 |  | 1.0319 | GGT | 1 | 0.051526 | 58 | 58 |  |  |  |  | 0.051526 | 2.9885 | [6 empty] | 272 | 0
48886 | THW_5354 | D | Houston | YES | 0.010591 | 46.4 | 5 | 58 |  | 1.0319 | GGT | 1 | 0.051526 | 58 | 58 |  |  |  |  | 0.051526 | 2.9885 | [6 empty] | 273 | 0
48886 | THW_5354 | C | Houston | YES | 0.010591 | 45.6 | 5 | 57 |  | 1.0319 | GGT | 1 | 0.051526 | 57 | 57 |  |  |  |  | 0.051526 | 2.937 | [6 empty] | 274 | 0
48887 | THW_5556 | E | Houston | YES | 0.010591 | 47.2 | 5 | 59 |  | 1.0319 | GGT | 1 | 0.051526 | 59 | 59 |  |  |  |  | 0.051526 | 3.04 | [6 empty] | 275 | 0
48887 | THW_5556 | F | Houston | YES | 0.010591 | 45.6 | 5 | 57 |  | 1.0319 | GGT | 1 | 0.051526 | 57 | 57 |  |  |  |  | 0.051526 | 2.937 | [6 empty] | 276 | 0
48690 | GBY_GN5_5 | 5 | Houston | YES | 0.010728 | 318.4 | 81 | 398 |  | 1.0362 | GSC | 1 | 0.051663 | 398 | 398 |  |  |  |  | 0.051663 | 20.5617 | [6 empty] | 277 | 0
48595 | BTE_GT2_8075 | 1 | Houston | YES | 0.010826 | 162.8 | 130 | 162.8 | 0 | 1.0261 | CC | 1 | 0.051761 | 162.8 | 162.8 |  |  |  |  | 0.051761 | 8.4266 | [6 empty] | 278 | 0
48596 | BTE_GT3_8045 | 2 | Houston | YES | 0.010826 | 161.4 | 130 | 161.4 | 0 | 1.0261 | CC | 1 | 0.051761 | 161.4 | 161.4 |  |  |  |  | 0.051761 | 8.3541 | [6 empty] | 279 | 0
48597 | BTE_GT4_8055 | 3 | Houston | YES | 0.010826 | 158.9 | 130 | 158.9 | 0 | 1.0261 | CC | 1 | 0.051761 | 158.9 | 158.9 |  |  |  |  | 0.051761 | 8.2247 | [6 empty] | 280 | 0
48598 | BTE_ST1_8070 | 4 | Houston | YES | 0.010826 | 269.2 | 60 | 269.2 | 0 | 1.0261 | CC | 1 | 0.051761 | 269.2 | 269.2 |  |  |  |  | 0.051761 | 13.9339 | [6 empty] | 281 | 0
48583 | CBY_GT4_1 | 1 | Houston | YES | 0.011141 | 172 | 0 | 172 | 0 | 1.027 | GSC | 1 | 0.052076 | 172 | 172 |  |  |  |  | 0.052076 | 8.957 | [6 empty] | 282 | 0
48584 | CBY_GT4_2 | 2 | Houston | YES | 0.011141 | 172 | 0 | 172 | 0 | 1.027 | CC | 1 | 0.052076 | 172 | 172 |  |  |  |  | 0.052076 | 8.957 | [6 empty] | 283 | 0
48585 | CBY_ST4_1 | 3 | Houston | YES | 0.011141 | 172 | 0 | 172 | 0 | 1.027 | CC | 1 | 0.052076 | 172 | 172 |  |  |  |  | 0.052076 | 8.957 | [6 empty] | 284 | 0
48815 | CVC_GT4_8005 | 4 | Houston | YES | 0.011197 | 165 | 91.8 | 165 |  | 1.0362 | Cogen | 1 | 0.052132 | 0 | 0 |  |  |  |  | 0.052132 | 0 | [6 empty] | 285 | 0
48791 | PSA_GT1_8160 | 1 | Houston | YES | 0.011297 | 52 | 20.8 | 65 | 0 | 1.0362 | Cogen | 1 | 0.052232 | 0 | 0 |  |  |  |  | 0.052232 | 0 | [6 empty] | 286 | 0
48792 | PSA_GT2_8155 | 2 | Houston | YES | 0.011297 | 52.8 | 20.3 | 66 | 0 | 1.0362 | Cogen | 1 | 0.052232 | 0 | 0 |  |  |  |  | 0.052232 | 0 | [6 empty] | 287 | 0
48793 | PSA_GT3_8150 | 3 | Houston | YES | 0.011297 | 56 | 20.3 | 70 | 0 | 1.0362 | Cogen | 1 | 0.052232 | 0 | 0 |  |  |  |  | 0.052232 | 0 | [6 empty] | 288 | 0
48794 | PSA_GT4_8145 | 4 | Houston | YES | 0.011297 | 52.8 | 20.3 | 66 | 0 | 1.0362 | Cogen | 1 | 0.052232 | 0 | 0 |  |  |  |  | 0.052232 | 0 | [6 empty] | 289 | 0
48795 | PSA_GT5_8140 | 5 | Houston | YES | 0.011297 | 51.2 | 20.3 | 64 | 0 | 1.0362 | Cogen | 1 | 0.052232 | 0 | 0 |  |  |  |  | 0.052232 | 0 | [6 empty] | 290 | 0
48796 | PSA_GN1_8165 | 1 | Houston | YES | 0.011297 | 83.2 | 43.1 | 104 | 0 | 1.0362 | Cogen | 1 | 0.052232 | 0 | 0 |  |  |  |  | 0.052232 | 0 | [6 empty] | 291 | 0
48797 | PSA_GT6_8135 | 6 | Houston | YES | 0.011297 | 47.2 | 34.5 | 59 | 0 | 1.0362 | Cogen | 1 | 0.052232 | 0 | 0 |  |  |  |  | 0.052232 | 0 | [6 empty] | 292 | 0
48581 | CBY_GN1_1 | 1 | Houston | YES | 0.011302 | 595.2 | 108 | 744 | 0 | 1.0435 | GSC | 1 | 0.052237 | 744 | 744 |  |  |  |  | 0.052237 | 38.864 | [6 empty] | 293 | 0
48940 | WARVUE_GT1 | G1 | Houston | YES | 0.011309 | 15 | 0 | 15 |  | 1.021 | Cogen | 1 | 0.052244 | 0 | 0 |  |  |  |  | 0.052244 | 0 | [6 empty] | 294 | 0
48651 | EP_1_2 | 1 | Houston | YES | 0.011315 | 4 | 0 | 5 | 0 | 1.0362 | Cogen | 1 | 0.05225 | 0 | 0 |  |  |  |  | 0.05225 | 0 | [6 empty] | 295 | 0
48651 | EP_1_2 | 2 | Houston | YES | 0.011315 | 17.7 | 10 | 21 | 0 | 1.0362 | Cogen | 1 | 0.05225 | 0 | 0 |  |  |  |  | 0.05225 | 0 | [6 empty] | 296 | 0
49803 | EXN_15GT | 1 | Houston | YES | 0.011495 | 33 | 8.3 | 34 |  | 1.0326 | Cogen | 1 | 0.05243 | 0 | 0 |  |  |  |  | 0.05243 | 0 | [6 empty] | 297 | 0
49804 | EXN_16GT | 2 | Houston | YES | 0.011495 | 32 | 8.3 | 34.7 |  | 1.0326 | Cogen | 1 | 0.05243 | 0 | 0 |  |  |  |  | 0.05243 | 0 | [6 empty] | 298 | 0
49805 | EXN_17GT | 3 | Houston | YES | 0.011495 | 31 | 8.3 | 32.7 |  | 1.0326 | Cogen | 1 | 0.05243 | 0 | 0 |  |  |  |  | 0.05243 | 0 | [6 empty] | 299 | 0
49826 | EXN938GT | 5 | Houston | YES | 0.011495 | 43 | 9.2 | 45.9 |  | 1.0326 | Cogen | 1 | 0.05243 | 0 | 0 |  |  |  |  | 0.05243 | 0 | [6 empty] | 300 | 0
49828 | EXN941GT | 10 | Houston | YES | 0.011495 | 17.7 | 5.4 | 17.7 | 0 | 1.0326 | Cogen | 1 | 0.05243 | 0 | 0 |  |  |  |  | 0.05243 | 0 | [6 empty] | 301 | 0
49829 | EXN942GT | 11 | Houston | YES | 0.011495 | 20 | 5.4 | 20.4 | 0 | 1.0326 | Cogen | 1 | 0.05243 | 0 | 0 |  |  |  |  | 0.05243 | 0 | [6 empty] | 302 | 0
49830 | EXN943GT | 12 | Houston | YES | 0.011495 | 19 | 5.4 | 19.9 | 0 | 1.0326 | Cogen | 1 | 0.05243 | 0 | 0 |  |  |  |  | 0.05243 | 0 | [6 empty] | 303 | 0
49831 | EXN944GT | 13 | Houston | YES | 0.011495 | 33 | 5.4 | 35 | 0 | 1.0326 | Cogen | 1 | 0.05243 | 0 | 0 |  |  |  |  | 0.05243 | 0 | [6 empty] | 304 | 0
49832 | EXN945GT | 9 | Houston | YES | 0.011495 | 18.5 | 9.2 | 18.5 |  | 1.0326 | Cogen | 1 | 0.05243 | 0 | 0 |  |  |  |  | 0.05243 | 0 | [6 empty] | 305 | 0
49837 | EXN_GT | 4 | Houston | YES | 0.011495 | 81 | 21.3 | 85.4 |  | 1.0326 | Cogen | 1 | 0.05243 | 0 | 0 |  |  |  |  | 0.05243 | 0 | [6 empty] | 306 | 0
49838 | EXN_14GT | 14 | Houston | YES | 0.011495 | 140 | 0 | 148 |  | 1.0326 | Cogen | 1 | 0.05243 | 0 | 0 |  |  |  |  | 0.05243 | 0 | [6 empty] | 307 | 0
48883 | THW_GT1_GT_1 | B2 | Houston | YES | 0.011548 | 0 | 0 | 12 |  | 1.043 | GGT | 1 | 0.052483 | 12 | 12 |  |  |  |  | 0.052483 | 0.62979 | [6 empty] | 308 | 0
48582 | CBY_GN2_2 | 2 | Houston | YES | 0.011682 | 596.8 | 110 | 746 | 0 | 1.0435 | GSC | 1 | 0.052617 | 746 | 746 |  |  |  |  | 0.052617 | 39.2519 | [6 empty] | 309 | 0
48873 | THW_ST3_ST_3 | 3 | Houston | YES | 0.011967 | 107 | 19 | 107 | 0 | 1.0435 | CC | 1 | 0.052902 | 107 | 107 |  |  |  |  | 0.052902 | 5.6605 | [6 empty] | 310 | 0
48874 | THW_ST4_ST_4 | 4 | Houston | YES | 0.011967 | 108 | 19 | 108 | 0 | 1.0435 | CC | 1 | 0.052902 | 108 | 108 |  |  |  |  | 0.052902 | 5.7134 | [6 empty] | 311 | 0
48875 | THW_3132 | A | Houston | YES | 0.011967 | 55 | 5 | 55 | 0 | 1.0435 | CC | 1 | 0.052902 | 55 | 55 |  |  |  |  | 0.052902 | 2.9096 | [6 empty] | 312 | 0
48875 | THW_3132 | B | Houston | YES | 0.011967 | 53 | 5 | 53 | 0 | 1.0435 | CC | 1 | 0.052902 | 53 | 53 |  |  |  |  | 0.052902 | 2.8038 | [6 empty] | 313 | 0
48877 | THW_3334 | C | Houston | YES | 0.011967 | 55 | 5 | 55 | 0 | 1.0435 | CC | 1 | 0.052902 | 55 | 55 |  |  |  |  | 0.052902 | 2.9096 | [6 empty] | 314 | 0
48877 | THW_3334 | D | Houston | YES | 0.011967 | 57 | 5 | 57 | 0 | 1.0435 | CC | 1 | 0.052902 | 57 | 57 |  |  |  |  | 0.052902 | 3.0154 | [6 empty] | 315 | 0
48879 | THW_4142 | E | Houston | YES | 0.011967 | 56 | 5 | 56 | 0 | 1.0435 | CC | 1 | 0.052902 | 56 | 56 |  |  |  |  | 0.052902 | 2.9625 | [6 empty] | 316 | 0
48879 | THW_4142 | F | Houston | YES | 0.011967 | 55 | 5 | 55 | 0 | 1.0435 | CC | 1 | 0.052902 | 55 | 55 |  |  |  |  | 0.052902 | 2.9096 | [6 empty] | 317 | 0
48881 | THW_4344 | G | Houston | YES | 0.011967 | 58 | 5 | 58 | 0 | 1.0435 | CC | 1 | 0.052902 | 58 | 58 |  |  |  |  | 0.052902 | 3.0683 | [6 empty] | 318 | 0
48881 | THW_4344 | H | Houston | YES | 0.011967 | 58 | 5 | 58 | 0 | 1.0435 | CC | 1 | 0.052902 | 58 | 58 |  |  |  |  | 0.052902 | 3.0683 | [6 empty] | 319 | 0
48593 | CHE_GT1_8015 | 1 | Houston | YES | 0.012308 | 173 | 50 | 173 | 0 | 1.0362 | Cogen | 1 | 0.053243 | 0 | 0 |  |  |  |  | 0.053243 | 0 | [6 empty] | 320 | 0
48594 | CHE_GN4_8025 | 4 | Houston | YES | 0.012308 | 142 | 60 | 142 | 0 | 1.0362 | Cogen | 1 | 0.053243 | 0 | 0 |  |  |  |  | 0.053243 | 0 | [6 empty] | 321 | 0
48511 | LPE_GT1_8070 | 1 | Houston | YES | 0.012341 | 42 | 0 | 42 | 0 | 1.0362 | GGT | 1 | 0.053276 | 42 | 42 |  |  |  |  | 0.053276 | 2.2376 | [6 empty] | 322 | 0
48512 | LPE_GT2_8075 | 2 | Houston | YES | 0.012341 | 42 | 0 | 42 | 0 | 1.0362 | GGT | 1 | 0.053276 | 42 | 42 |  |  |  |  | 0.053276 | 2.2376 | [6 empty] | 323 | 0
48513 | LPE_GT3_8080 | 3 | Houston | YES | 0.012341 | 39 | 0 | 39 | 0 | 1.0362 | GGT | 1 | 0.053276 | 39 | 39 |  |  |  |  | 0.053276 | 2.0777 | [6 empty] | 324 | 0
48514 | LPE_GT4_8085 | 4 | Houston | YES | 0.012341 | 39 | 0 | 39 | 0 | 1.0362 | GGT | 1 | 0.053276 | 39 | 39 |  |  |  |  | 0.053276 | 2.0777 | [6 empty] | 325 | 0
48500 | APD_GT1_8005 | 1 | Houston | YES | 0.012397 | 137.6 | 54.6 | 137.6 | 0 | 1.0362 | Cogen | 1 | 0.053332 | 0 | 0 |  |  |  |  | 0.053332 | 0 | [6 empty] | 326 | 0
48820 | SHELLG1_3015 | 1 | Houston | YES | 0.012628 | 71 | 34.5 | 71 |  | 1.029 | Cogen | 1 | 0.053563 | 0 | 0 |  |  |  |  | 0.053563 | 0 | [6 empty] | 327 | 0
48821 | SHELLG2 | 2 | Houston | YES | 0.012628 | 72 | 34.5 | 72 |  | 1.029 | Cogen | 1 | 0.053563 | 0 | 0 |  |  |  |  | 0.053563 | 0 | [6 empty] | 328 | 0
48822 | SHELLG3_3020 | 2 | Houston | YES | 0.012628 | 30 | 0 | 30 |  | 1.029 | Cogen | 1 | 0.053563 | 0 | 0 |  |  |  |  | 0.053563 | 0 | [6 empty] | 329 | 0
48822 | SHELLG3_3020 | 1 | Houston | YES | 0.012628 | 39 | 0 | 39 |  | 1.029 | Cogen | 1 | 0.053563 | 0 | 0 |  |  |  |  | 0.053563 | 0 | [6 empty] | 330 | 0
48740 | PSG_GN2_8050 | 1 | Houston | YES | 0.012797 | 182 | 60 | 182 | 0 | 1.0326 | Cogen | 1 | 0.053732 | 0 | 0 |  |  |  |  | 0.053732 | 0 | [6 empty] | 331 | 0
48741 | PSG_GT2_8040 | 1 | Houston | YES | 0.012797 | 158.6 | 50 | 158.6 | 0 | 1.0326 | Cogen | 1 | 0.053732 | 0 | 0 |  |  |  |  | 0.053732 | 0 | [6 empty] | 332 | 0
48742 | PSG_GT3_8060 | 1 | Houston | YES | 0.012797 | 157 | 50 | 157 | 0 | 1.0326 | Cogen | 1 | 0.053732 | 0 | 0 |  |  |  |  | 0.053732 | 0 | [6 empty] | 333 | 0
48854 | SRB_GN4_4 | 4 | Houston | YES | 0.012797 | 182.4 | 35 | 228 | 0 | 1.0326 | GST | 1 | 0.053732 | 228 | 228 |  |  |  |  | 0.053732 | 12.2508 | [6 empty] | 334 | 0
48611 | DIB_GT1_8080 | 1 | Houston | YES | 0.0128 | 64 | 0 | 64 | 0 | 1.0326 | Cogen | 1 | 0.053735 | 0 | 0 |  |  |  |  | 0.053735 | 0 | [6 empty] | 335 | 0
48612 | DIB_GT2_8075 | 2 | Houston | YES | 0.0128 | 63.2 | 0 | 63.2 | 0 | 1.0326 | Cogen | 1 | 0.053735 | 0 | 0 |  |  |  |  | 0.053735 | 0 | [6 empty] | 336 | 0
48613 | DIB_ST1_8085 | 3 | Houston | YES | 0.0128 | 67.9 | 30 | 82.6 | 0 | 1.0326 | Cogen | 1 | 0.053735 | 0 | 0 |  |  |  |  | 0.053735 | 0 | [6 empty] | 337 | 0
48614 | DIB_GT3_8090 | 4 | Houston | YES | 0.0128 | 73.6 | 15 | 73.6 | 0 | 1.0326 | Cogen | 1 | 0.053735 | 0 | 0 |  |  |  |  | 0.053735 | 0 | [6 empty] | 338 | 0
48845 | SOL_GT1 | 1 | Houston | YES | 0.012801 | 16.2 | 15.4 | 16.2 |  | 1.0326 | Solar | 1 | 0.053736 | 16.2 | 16.2 |  |  |  |  | 0.053736 | 0.87052 | [6 empty] | 339 | 0
48853 | SRB_GN3_3 | 3 | Houston | YES | 0.012803 | 170.4 | 35 | 213 |  | 1.0326 | GST | 1 | 0.053738 | 213 | 213 |  |  |  |  | 0.053738 | 11.4461 | [6 empty] | 340 | 0
48551 | CAL_GT1_8045 | 1 | Houston | YES | 0.012832 | 149 | 0 | 149 | 0 | 1.0326 | Cogen | 1 | 0.053767 | 0 | 0 |  |  |  |  | 0.053767 | 0 | [6 empty] | 341 | 0
48552 | CAL_ST1_8000 | 2 | Houston | YES | 0.012832 | 65.1 | 0 | 65.1 | 0 | 1.0326 | Cogen | 1 | 0.053767 | 0 | 0 |  |  |  |  | 0.053767 | 0 | [6 empty] | 342 | 0
48851 | SRB_GN1_1 | 1 | Houston | YES | 0.012835 | 132 | 26 | 165 | 0 | 1.0217 | GST | 1 | 0.05377 | 165 | 165 |  |  |  |  | 0.05377 | 8.872 | [6 empty] | 343 | 0
48852 | SRB_GN2_2 | 2 | Houston | YES | 0.012844 | 140.8 | 26 | 176 | 0 | 1.0217 | GST | 1 | 0.053779 | 176 | 176 |  |  |  |  | 0.053779 | 9.465 | [6 empty] | 344 | 0
48855 | SRB_GT211035 | B1 | Houston | YES | 0.012851 | 0 | 0 | 18 |  | 1.014 | GGT | 1 | 0.053786 | 18 | 18 |  |  |  |  | 0.053786 | 0.96814 | [6 empty] | 345 | 0
48855 | SRB_GT211035 | B2 | Houston | YES | 0.012851 | 0 | 0 | 12 |  | 1.014 | GGT | 1 | 0.053786 | 12 | 12 |  |  |  |  | 0.053786 | 0.64543 | [6 empty] | 346 | 0
48761 | PR_GT1__9040 | 1 | Houston | YES | 0.012972 | 26 | 0 | 35 |  | 1 | Cogen | 1 | 0.053907 | 0 | 0 |  |  |  |  | 0.053907 | 0 | [6 empty] | 347 | 0
48641 | DPEC_GT15040 | 1 | Houston | YES | 0.013088 | 163.2 | 98 | 163.2 | 0 | 1.0319 | CC | 1 | 0.054023 | 163.2 | 163.2 |  |  |  |  | 0.054023 | 8.8165 | [6 empty] | 348 | 0
48642 | DPEC_GT25025 | 2 | Houston | YES | 0.013088 | 157.1 | 98 | 157.1 | 0 | 1.0319 | CC | 1 | 0.054023 | 157.1 | 157.1 |  |  |  |  | 0.054023 | 8.4869 | [6 empty] | 349 | 0
48643 | DPEC_GT35010 | 3 | Houston | YES | 0.013088 | 157.5 | 98 | 157.5 | 0 | 1.0319 | CC | 1 | 0.054023 | 157.5 | 157.5 |  |  |  |  | 0.054023 | 8.5085 | [6 empty] | 350 | 0
48644 | DPEC_GT45070 | 4 | Houston | YES | 0.013088 | 157 | 98 | 157 | 0 | 1.0319 | CC | 1 | 0.054023 | 157 | 157 |  |  |  |  | 0.054023 | 8.4815 | [6 empty] | 351 | 0
48645 | DPEC_ST55065 | 5 | Houston | YES | 0.013088 | 282 | 0 | 282 | 0 | 1.0319 | CC | 1 | 0.054023 | 282 | 282 |  |  |  |  | 0.054023 | 15.2343 | [6 empty] | 352 | 0
48841 | SJS_GT1_GT1 | 1 | Houston | YES | 0.013215 | 62.4 | 49 | 78 | 0 | 1.0362 | Cogen | 1 | 0.05415 | 0 | 0 |  |  |  |  | 0.05415 | 0 | [6 empty] | 353 | 0
48842 | SJS_GT2_GT2 | 2 | Houston | YES | 0.013215 | 64.8 | 49 | 81 | 0 | 1.0362 | Cogen | 1 | 0.05415 | 0 | 0 |  |  |  |  | 0.05415 | 0 | [6 empty] | 354 | 0
48691 | GBY_73741085 | B | Houston | YES | 0.013377 | 37.6 | 20 | 47 | 0 | 1.0362 | GGT | 1 | 0.054312 | 47 | 47 |  |  |  |  | 0.054312 | 2.5526 | [6 empty] | 355 | 0
48691 | GBY_73741085 | A | Houston | YES | 0.013377 | 37.6 | 20 | 47 | 0 | 1.0362 | GGT | 1 | 0.054312 | 47 | 47 |  |  |  |  | 0.054312 | 2.5526 | [6 empty] | 356 | 0
48692 | GBY_81821075 | D | Houston | YES | 0.013377 | 44 | 20 | 55 | 0 | 1.0362 | GGT | 1 | 0.054312 | 55 | 55 |  |  |  |  | 0.054312 | 2.9871 | [6 empty] | 357 | 0
48692 | GBY_81821075 | C | Houston | YES | 0.013377 | 37.6 | 20 | 47 | 0 | 1.0362 | GGT | 1 | 0.054312 | 47 | 47 |  |  |  |  | 0.054312 | 2.5526 | [6 empty] | 358 | 0
48693 | GBY_83841065 | F | Houston | YES | 0.013377 | 43.2 | 20 | 54 | 0 | 1.0362 | GGT | 1 | 0.054312 | 54 | 54 |  |  |  |  | 0.054312 | 2.9328 | [6 empty] | 359 | 0
48693 | GBY_83841065 | E | Houston | YES | 0.013377 | 45.6 | 20 | 57 | 0 | 1.0362 | GGT | 1 | 0.054312 | 57 | 57 |  |  |  |  | 0.054312 | 3.0958 | [6 empty] | 360 | 0
48531 | BYU_GT1_8075 | 1 | Houston | YES | 0.013698 | 65 | 0 | 65 |  | 1.0362 | Cogen | 1 | 0.054633 | 0 | 0 |  |  |  |  | 0.054633 | 0 | [6 empty] | 361 | 0
48532 | BYU_GT2_8055 | 2 | Houston | YES | 0.013698 | 62 | 0 | 62 |  | 1.0362 | Cogen | 1 | 0.054633 | 0 | 0 |  |  |  |  | 0.054633 | 0 | [6 empty] | 362 | 0
48533 | BYU_GT3_8060 | 3 | Houston | YES | 0.013698 | 67 | 0 | 67 |  | 1.0362 | Cogen | 1 | 0.054633 | 0 | 0 |  |  |  |  | 0.054633 | 0 | [6 empty] | 363 | 0
48534 | BYU_GT4_8065 | 4 | Houston | YES | 0.013698 | 65 | 0 | 65 |  | 1.0362 | Cogen | 1 | 0.054633 | 0 | 0 |  |  |  |  | 0.054633 | 0 | [6 empty] | 364 | 0
48561 | CTL_GT2_8130 | 1 | Houston | YES | 0.013955 | 73.5 | 30.3 | 91.9 |  | 1.0362 | Cogen | 1 | 0.05489 | 0 | 0 |  |  |  |  | 0.05489 | 0 | [6 empty] | 365 | 0
48562 | CTL_GT3_8135 | 2 | Houston | YES | 0.013955 | 70.1 | 30.3 | 87.6 |  | 1.0362 | Cogen | 1 | 0.05489 | 0 | 0 |  |  |  |  | 0.05489 | 0 | [6 empty] | 366 | 0
48563 | CTL_GT4_8140 | 3 | Houston | YES | 0.013955 | 69.6 | 30.3 | 87 |  | 1.0362 | Cogen | 1 | 0.05489 | 0 | 0 |  |  |  |  | 0.05489 | 0 | [6 empty] | 367 | 0
48564 | CTL_GN1_8145 | 4 | Houston | YES | 0.013955 | 43.6 | 12.9 | 54.5 |  | 1.0362 | Cogen | 1 | 0.05489 | 0 | 0 |  |  |  |  | 0.05489 | 0 | [6 empty] | 368 | 0
48565 | CTL_GN2_8155 | 5 | Houston | YES | 0.013955 | 9.8 | 3.4 | 12.2 |  | 1.0362 | Cogen | 1 | 0.05489 | 0 | 0 |  |  |  |  | 0.05489 | 0 | [6 empty] | 369 | 0
48772 | PHR_GN2_2 | MB | Houston | YES | 0.014626 | 0 | 72 | 459 |  | 1.0362 | GSC | 1 | 0.055561 | 0 | 0 |  |  |  |  | 0.055561 | 0 | [6 empty] | 370 | 0
38580 | TNBP_CGN1_8 | 1 | Houston | YES | 0.015588 | 70.8 | 0 | 70.8 | 0 | 1.005 | Cogen | 1 | 0.056523 | 0 | 0 |  |  |  |  | 0.056523 | 0 | [6 empty] | 371 | 0
38590 | TNBP_CGN2_8 | 2 | Houston | YES | 0.015588 | 66.7 | 0 | 66.7 | 0 | 1.005 | Cogen | 1 | 0.056523 | 0 | 0 |  |  |  |  | 0.056523 | 0 | [6 empty] | 372 | 0
38600 | TNBP_CGN3_8 | 5 | Houston | YES | 0.015588 | 53 | 0 | 53 | 0 | 1.005 | Cogen | 1 | 0.056523 | 0 | 0 |  |  |  |  | 0.056523 | 0 | [6 empty] | 373 | 0
38611 | TNBPAMCG1_8 | 1 | Houston | YES | 0.015588 | 153.2 | 0 | 153.2 | 0 | 1.005 | Cogen | 1 | 0.056523 | 0 | 0 |  |  |  |  | 0.056523 | 0 | [6 empty] | 374 | 0
38612 | TNBPAMCG2_8 | 2 | Houston | YES | 0.015588 | 153.5 | 0 | 153.5 | 0 | 1.005 | Cogen | 1 | 0.056523 | 0 | 0 |  |  |  |  | 0.056523 | 0 | [6 empty] | 375 | 0
38613 | TNBPAMCG3_8 | 3 | Houston | YES | 0.015588 | 152.3 | 0 | 152.3 | 0 | 1.005 | Cogen | 1 | 0.056523 | 0 | 0 |  |  |  |  | 0.056523 | 0 | [6 empty] | 376 | 0
38614 | TNBPAMCG4_8 | 4 | Houston | YES | 0.015588 | 96 | 0 | 96 |  | 1.005 | Cogen | 1 | 0.056523 | 0 | 0 |  |  |  |  | 0.056523 | 0 | [6 empty] | 377 | 0
38615 | TNBPAMCG5_8 | 1 | Houston | YES | 0.015588 | 244 | 0 | 244 | 0 | 1.005 | Cogen | 1 | 0.056523 | 0 | 0 |  |  |  |  | 0.056523 | 0 | [6 empty] | 378 | 0
38690 | TNBP_CGN4_8 | 3 | Houston | YES | 0.015588 | 40 | 0 | 40 |  | 1.005 | Cogen | 1 | 0.056523 | 0 | 0 |  |  |  |  | 0.056523 | 0 | [6 empty] | 379 | 0
38711 | TNTXCTY1CG8 | 1 | Houston | YES | 0.015588 | 100.3 | 59 | 100.3 | 0 | 1 | Cogen | 1 | 0.056523 | 0 | 0 |  |  |  |  | 0.056523 | 0 | [6 empty] | 380 | 0
38712 | TNTXCTY2CG8 | 1 | Houston | YES | 0.015588 | 92.9 | 59 | 92.9 | 0 | 1 | Cogen | 1 | 0.056523 | 0 | 0 |  |  |  |  | 0.056523 | 0 | [6 empty] | 381 | 0
38713 | TNTXCTY3CG8 | 1 | Houston | YES | 0.015588 | 102.7 | 59 | 102.7 | 0 | 1 | Cogen | 1 | 0.056523 | 0 | 0 |  |  |  |  | 0.056523 | 0 | [6 empty] | 382 | 0
38714 | TNTXCTY4CG8 | 1 | Houston | YES | 0.015588 | 103 | 59 | 103 | 0 | 1 | Cogen | 1 | 0.056523 | 0 | 0 |  |  |  |  | 0.056523 | 0 | [6 empty] | 383 | 0
39470 | TNDOWCGNSG8 | 1 | Houston | YES | 0.015588 | 32 | 10 | 32 | 0 | 0.985 | Cogen | 1 | 0.056523 | 0 | 0 |  |  |  |  | 0.056523 | 0 | [6 empty] | 384 | 0
39480 | TNDOWCGNGG8 | 1 | Houston | YES | 0.015588 | 30 | 10 | 30 | 0 | 0.985 | Cogen | 1 | 0.056523 | 0 | 0 |  |  |  |  | 0.056523 | 0 | [6 empty] | 385 | 0
48921 | WAP_GN1_1 | 1 | Houston | YES | 0.017885 | 132.8 | 37 | 166 | 0 | 1.0362 | GST | 1 | 0.05882 | 166 | 166 |  |  |  |  | 0.05882 | 9.764 | [6 empty] | 386 | 0
48922 | WAP_GN2_2 | 2 | Houston | YES | 0.017885 | 132.8 | 37 | 166 | 0 | 1.0362 | GST | 1 | 0.05882 | 166 | 166 |  |  |  |  | 0.05882 | 9.764 | [6 empty] | 387 | 0
48923 | WAP_GN3_3 | 3 | Houston | YES | 0.017885 | 198.4 | 93 | 248 | 0 | 1.0362 | GST | 1 | 0.05882 | 248 | 248 |  |  |  |  | 0.05882 | 14.5872 | [6 empty] | 388 | 0
48924 | WAP_GN4_4 | 4 | Houston | YES | 0.017885 | 546 | 217 | 546 | 0 | 1.0362 | GSC | 1 | 0.05882 | 546 | 546 |  |  |  |  | 0.05882 | 32.1154 | [6 empty] | 389 | 0
48925 | WAP_GN5_5 | 5 | Houston | YES | 0.017885 | 582.9 | 278 | 654 | 0 | 0.985 | LIGCO | 1 | 0.05882 | 0 | 654 |  |  |  |  | 0.05882 | 38.468 | [6 empty] | 390 | 0
48929 | WAPGT21_GT1 | B1 | Houston | YES | 0.017885 | 0 | 0 | 13 |  | 1.05 | GGT | 1 | 0.05882 | 13 | 13 |  |  |  |  | 0.05882 | 0.76465
48510 | AK_GT1__8040 | 1 | Houston | YES | 0.017925 | 33.4 | 8.1 | 34 |  | 1.029 | Cogen | 1 | 0.05886 | 0 | 0 |  |  |  |  | 0.05886 | 0
48521 | BVE_GT1_GT1 | 1 | Houston | YES | 0.018411 | 167.7 | 0 | 167.7 |  | 1.035 | CC | 1 | 0.059346 | 167.7 | 167.7 |  |  |  |  | 0.059346 | 9.9522
48522 | BVE_GT2_5035 | 2 | Houston | YES | 0.018411 | 166.4 | 0 | 166.4 |  | 1.035 | CC | 1 | 0.059346 | 166.4 | 166.4 |  |  |  |  | 0.059346 | 9.8751
48523 | BVE_ST1_GN1 | 3 | Houston | YES | 0.018411 | 252.4 | 0 | 252.4 |  | 1.035 | CC | 1 | 0.059346 | 252.4 | 252.4 |  |  |  |  | 0.059346 | 14.9788
48926 | WAP_GN6_6 | 6 | Houston | YES | 0.01844 | 651 | 280 | 651 |  | 1.035 | LIGCO | 1 | 0.059375 | 0 | 651 |  |  |  |  | 0.059375 | 38.6528
48927 | WAP_GN7_7 | 7 | Houston | YES | 0.01844 | 564 | 277 | 564 |  | 1.035 | LIGCO | 1 | 0.059375 | 0 | 564 |  |  |  |  | 0.059375 | 33.4872
48928 | WAP_GN8_8 | 8 | Houston | YES | 0.01844 | 603 | 275 | 603 |  | 1.035 | LIGCO | 1 | 0.059375 | 0 | 603 |  |  |  |  | 0.059375 | 35.8028
48730 | MNS_GT | 1 | Houston | YES | 0.01845 | 43 | 0 | 46.1 |  | 1.029 | Cogen | 1 | 0.059385 | 0 | 0 |  |  |  |  | 0.059385 | 0
39760 | TNSCLP1___8 | 1 | Houston | YES | 0.021947 | 93.4 | 20 | 116.8 | 0 | 1.04 | Cogen | 1 | 0.062882 | 0 | 0 |  |  |  |  | 0.062882 | 0
39770 | TNSCLP2___8 | 1 | Houston | YES | 0.021947 | 91.6 | 20 | 114.5 | 0 | 1.04 | Cogen | 1 | 0.062882 | 0 | 0 |  |  |  |  | 0.062882 | 0
39775 | TNSCLP4___8 | 1 | Houston | YES | 0.021947 | 95.2 | 20 | 119 | 0 | 1.04 | Cogen | 1 | 0.062882 | 0 | 0 |  |  |  |  | 0.062882 | 0
39790 | TNSCLP3___8 | 1 | Houston | YES | 0.021947 | 87.6 | 20 | 109.5 | 0 | 1.027 | Cogen | 1 | 0.062882 | 0 | 0 |  |  |  |  | 0.062882 | 0
48520 | BSF_GT1_8070 | 1 | Houston | YES | 0.022897 | 72 | 0 | 72 | 0 | 1.0326 | Cogen | 1 | 0.063832 | 0 | 0 |  |  |  |  | 0.063832 | 0
48520 | BSF_GT1_8070 | 2 | Houston | YES | 0.022897 | 10 | 0 | 10 | 0 | 1.0326 | Cogen | 1 | 0.063832 | 0 | 0 |  |  |  |  | 0.063832 | 0
49851 | DOW17000 | 37 | Houston | YES | 0.024106 | 39 | 0 | 62 | 0 | 1 | Cogen | 1 | 0.065041 | 0 | 0 |  |  |  |  | 0.065041 | 0
49858 | DOW38100 | 31 | Houston | YES | 0.024106 | 45 | 0 | 71.4 |  | 1 | Cogen | 1 | 0.065041 | 0 | 0 |  |  |  |  | 0.065041 | 0
49859 | DOW38200 | 33 | Houston | YES | 0.024106 | 28 | 0 | 45 | 0 | 1 | Cogen | 1 | 0.065041 | 0 | 0 |  |  |  |  | 0.065041 | 0
49860 | DOW38300 | 32 | Houston | YES | 0.024106 | 63 | 0 | 101 |  | 1 | Cogen | 1 | 0.065041 | 0 | 0 |  |  |  |  | 0.065041 | 0
49862 | DOW39100 | 36 | Houston | YES | 0.024106 | 54 | 0 | 86 | 0 | 1 | Cogen | 1 | 0.065041 | 0 | 0 |  |  |  |  | 0.065041 | 0
49863 | DOW39200 | 35 | Houston | YES | 0.024106 | 55 | 0 | 88 | 0 | 1 | Cogen | 1 | 0.065041 | 0 | 0 |  |  |  |  | 0.065041 | 0
49865 | DOW41000 | 41 | Houston | YES | 0.024106 | 31 | 0 | 50 |  | 1 | Cogen | 1 | 0.065041 | 0 | 0 |  |  |  |  | 0.065041 | 0
49866 | DOW42000 | 42 | Houston | YES | 0.024106 | 11 | 0 | 18 |  | 1 | Cogen | 1 | 0.065041 | 0 | 0 |  |  |  |  | 0.065041 | 0
49869 | DOW49000 | 45 | Houston | YES | 0.024106 | 59 | 0 | 94 |  | 1 | Cogen | 1 | 0.065041 | 0 | 0 |  |  |  |  | 0.065041 | 0
49870 | DOW61000 | 61 | Houston | YES | 0.024106 | 44 | 0 | 70 | 0 | 1 | Cogen | 1 | 0.065041 | 0 | 0 |  |  |  |  | 0.065041 | 0
49871 | DOW62000 | 62 | Houston | YES | 0.024106 | 40 | 0 | 63 | 0 | 1 | Cogen | 1 | 0.065041 | 0 | 0 |  |  |  |  | 0.065041 | 0
49872 | DOW63000 | 63 | Houston | YES | 0.024106 | 45 | 0 | 72 | 0 | 1 | Cogen | 1 | 0.065041 | 0 | 0 |  |  |  |  | 0.065041 | 0
49873 | DOW64000 | 64 | Houston | YES | 0.024106 | 41 | 0 | 64.8 | 0 | 1 | Cogen | 1 | 0.065041 | 0 | 0 |  |  |  |  | 0.065041 | 0
49876 | DOW65000 | 65 | Houston | YES | 0.024106 | 63 | 0 | 101 | 0 | 1 | Cogen | 1 | 0.065041 | 0 | 0 |  |  |  |  | 0.065041 | 0
49877 | DOW66000 | 66 | Houston | YES | 0.024106 | 61 | 0 | 97 | 0 | 1 | Cogen | 1 | 0.065041 | 0 | 0 |  |  |  |  | 0.065041 | 0
49878 | DOW67000 | 67 | Houston | YES | 0.024106 | 65 | 0 | 103 | 0 | 1 | Cogen | 1 | 0.065041 | 0 | 0 |  |  |  |  | 0.065041 | 0
49882 | DOW81000 | 81 | Houston | YES | 0.024106 | 47 | 0 | 76 | 0 | 1 | Cogen | 1 | 0.065041 | 0 | 0 |  |  |  |  | 0.065041 | 0
49884 | DOW82000 | 82 | Houston | YES | 0.024106 | 51 | 0 | 80 | 0 | 1 | Cogen | 1 | 0.065041 | 0 | 0 |  |  |  |  | 0.065041 | 0
49885 | DOW83000 | 83 | Houston | YES | 0.024106 | 51 | 0 | 80 | 0 | 1 | Cogen | 1 | 0.065041 | 0 | 0 |  |  |  |  | 0.065041 | 0
49886 | DOW84000 | 84 | Houston | YES | 0.024106 | 107 | 0 | 171 | 0 | 0.98 | Cogen | 1 | 0.065041 | 0 | 0 |  |  |  |  | 0.065041 | 0
8032 | AMISTADHYD1 | 1 | South | YES | 0.025064 | 33 | 13 | 33 | 0 | 1.03 | Hydro | 1 | 0.065999 | 0 | 0 | 0 | 0 |  |  | 0.065999 | 0
8033 | AMISTADHYD2 | 2 | South | YES | 0.025064 | 25 | 13 | 25 | 0 | 1.03 | Hydro | 1 | 0.065999 | 0 | 0 | 0 | 0 |  |  | 0.065999 | 0
88253 | HAMILTON | F | South | YES | 0.025064 | 0 | 0 | 0 | 0 | 1.04 | BLT | 1 | 0.065999 | 0 | 0 | 0 | 0 |  |  | 0.065999 | 0
48911 | TGF_GT1_8000 | 1 | Houston | YES | 0.028987 | 69.2 | 0 | 69.2 |  | 1.029 | Cogen | 1 | 0.069922 | 0 | 0 |  |  |  |  | 0.069922 | 0
48731 | CBE_GT1 | 1 | Houston | YES | 0.030632 | 76 | 0 | 76 | 0 | 1.029 | CC | 1 | 0.071567 | 76 | 76 |  |  |  |  | 0.071567 | 5.4391
48732 | CBE_GT2 | 1 | Houston | YES | 0.030632 | 76 | 0 | 76 | 0 | 1.029 | CC | 1 | 0.071567 | 76 | 76 |  |  |  |  | 0.071567 | 5.4391
48733 | CBE_ST12 | 1 | Houston | YES | 0.030632 | 105 | 0 | 105 | 0 | 1.029 | CC | 1 | 0.071567 | 105 | 105 |  |  |  |  | 0.071567 | 7.5145
48734 | CBE_GT3 | 1 | Houston | YES | 0.030632 | 76 | 0 | 76 | 0 | 1.029 | CC | 1 | 0.071567 | 76 | 76 |  |  |  |  | 0.071567 | 5.4391
48735 | CBE_GT4 | 1 | Houston | YES | 0.030632 | 76 | 0 | 76 | 0 | 1.029 | CC | 1 | 0.071567 | 76 | 76 |  |  |  |  | 0.071567 | 5.4391
48736 | CBE_ST34 | 1 | Houston | YES | 0.030632 | 105 | 0 | 105 | 0 | 1.029 | CC | 1 | 0.071567 | 105 | 105 |  |  |  |  | 0.071567 | 7.5145
5911 | STP_GN1___1 | 1 | Houston | YES | 0.03073 | 1333 | 1249 | 1333 | 0 | 1.0406 | Nuc | 1 | 0.071665 | 0 | 0 |  |  |  |  | 0.071665 | 0
5912 | STP_GN2___2 | 2 | Houston | YES | 0.03073 | 1332 | 1249 | 1332 | 0 | 1.0406 | Nuc | 1 | 0.071665 | 0 | 0 |  |  |  |  | 0.071665 | 0
8262 | ELPS | 1 | South | YES | 0.032186 | 6 | 6 | 6 | 0 | 1.15 | Hydro | 1 | 0.073121 | 0 | 0 | 0 | 0 |  |  | 0.073121 | 0
7022 | L_BUCHAN1_1Y | 1 | South | YES | 0.034587 | 0 | 0 | 18 |  | 1 | Hydro | 1 | 0.075522 | 0 | 0 | 0 | 0 |  |  | 0.075522 | 0
7023 | L_BUCHAN1_2Y | 2 | South | YES | 0.034587 | 0 | 0 | 18 |  | 1 | Hydro | 1 | 0.075522 | 0 | 0 | 0 | 0 |  |  | 0.075522 | 0
7024 | L_BUCHAN1_3Y | 3 | South | YES | 0.034587 | 0 | 0 | 15 |  | 1 | Hydro | 1 | 0.075522 | 0 | 0 | 0 | 0 |  |  | 0.075522 | 0
7026 | L_INKSDA1_1Y | 1 | South | YES | 0.035361 | 0 | 0 | 13.7 |  | 1 | Hydro | 1 | 0.076296 | 0 | 0 | 0 | 0 |  |  | 0.076296 | 0
8134 | FOR #1 | 1 | South | YES | 0.043178 | 54.1 | 45 | 79 | 0 | 1 | Cogen | 1 | 0.084113 | 0 | 0 | 0 | 0 |  |  | 0.084113 | 0
8138 | FOR #2 | 2 | South | YES | 0.043178 | 63.1 | 45 | 81 | 0 | 1 | Cogen | 1 | 0.084113 | 0 | 0 | 0 | 0 |  |  | 0.084113 | 0
8153 | FOR #3 | 3 | South | YES | 0.043178 | 63.1 | 45 | 79.9 | 0 | 1 | Cogen | 1 | 0.084113 | 0 | 0 | 0 | 0 |  |  | 0.084113 | 0
8154 | FOR #4 | 4 | South | YES | 0.043178 | 63.1 | 60 | 80 | 0 | 1 | Cogen | 1 | 0.084113 | 0 | 0 | 0 | 0 |  |  | 0.084113 | 0
8155 | FOR #5 | 5 | South | YES | 0.043178 | 63.1 | 60 | 78.4 | 0 | 1 | Cogen | 1 | 0.084113 | 0 | 0 | 0 | 0 |  |  | 0.084113 | 0
8156 | FOR #6 | 6 | South | YES | 0.043178 | 24.9 | 5 | 25 | 0 | 1 | Cogen | 1 | 0.084113 | 0 | 0 | 0 | 0 |  |  | 0.084113 | 0
8157 | FOR #7 | 7 | South | YES | 0.043178 | 28.8 | 5 | 46 | 0 | 1 | Cogen | 1 | 0.084113 | 0 | 0 | 0 | 0 |  |  | 0.084113 | 0
80051 | FOR #8 | 8 | South | YES | 0.043178 | 28 | 28 | 28 |  | 1 | Cogen | 1 | 0.084113 | 0 | 0 | 0 | 0 |  |  | 0.084113 | 0
80052 | FOR #9 | 9 | South | YES | 0.043178 | 29.7 | 5 | 43.6 | 0 | 1 | Cogen | 1 | 0.084113 | 0 | 0 | 0 | 0 |  |  | 0.084113 | 0
80053 | FOR #10 | 10 | South | YES | 0.043178 | 68.4 | 45 | 75 | 0 | 1 | Cogen | 1 | 0.084113 | 0 | 0 | 0 | 0 |  |  | 0.084113 | 0
80226 | ALCOA G | 1 | South | YES | 0.043522 | 32.3 | 5 | 48 | 0 | 1.015 | Cogen | 1 | 0.084457 | 0 | 0 | 0 | 0 |  |  | 0.084457 | 0
7000 | L_FERGUS1_1Y | 1 | South | YES | 0.044238 | 400 | 65 | 423.3 | 0 | 1.015 | GSC | 1 | 0.085173 | 423.3 | 423.3 | 18.7259 | 423.3 |  |  | 0.085173 | 36.0535
7035 | L_WIRTZ_1G1Y | 1 | South | YES | 0.044427 | 0 | 0 | 29 |  | 1 | Hydro | 1 | 0.085362 | 0 | 0 | 0 | 0 |  |  | 0.085362 | 0
7036 | L_WIRTZ_1G2Y | 2 | South | YES | 0.044427 | 0 | 0 | 29.7 |  | 1 | Hydro | 1 | 0.085362 | 0 | 0 | 0 | 0 |  |  | 0.085362 | 0
8147 | UCAR #2 | 10 | South | YES | 0.044629 | 18.2 | 0 | 28 |  | 1 | Cogen | 1 | 0.085564 | 0 | 0 | 0 | 0 |  |  | 0.085564 | 0
8148 | UCAR #1 | 2 | South | YES | 0.044629 | 6.1 | 0 | 7 | 0 | 1.009 | Cogen | 1 | 0.085564 | 0 | 0 | 0 | 0 |  |  | 0.085564 | 0
80137 | CSDR89 | 9 | South | YES | 0.044629 | 15 | 0 | 15 | 0 | 1.003 | DCTie | 1 | 0.085564 | 0 | 0 | 0 | 0 |  |  | 0.085564 | 0
80137 | CSDR89 | 8 | South | YES | 0.044629 | 33.9 | 0 | 39 | 0 | 1.003 | DCTie | 1 | 0.085564 | 0 | 0 | 0 | 0 |  |  | 0.085564 | 0
80138 | CSDR7 | 7 | South | YES | 0.044629 | 6.1 | 0 | 7 | 0 | 1.014 | DCTie | 1 | 0.085564 | 0 | 0 | 0 | 0 |  |  | 0.085564 | 0
80139 | CSDR56 | 6 | South | YES | 0.044629 | 0 | 0 | 39 |  | 1.0033 | DCTie | 1 | 0.085564 | 0 | 0 | 0 | 0 |  |  | 0.085564 | 0
80139 | CSDR56 | 5 | South | YES | 0.044629 | 15 | 0 | 15 |  | 1.0033 | DCTie | 1 | 0.085564 | 0 | 0 | 0 | 0 |  |  | 0.085564 | 0
80140 | CSDR11 | 11 | South | YES | 0.044629 | 33.9 | 0 | 39 | 0 | 1.03 | DCTie | 1 | 0.085564 | 0 | 0 | 0 | 0 |  |  | 0.085564 | 0
80227 | AIRCO G | 1 | South | YES | 0.044781 | 7.2 | 0 | 8 | 0 | 1.0104 | Cogen | 1 | 0.085716 | 0 | 0 | 0 | 0 |  |  | 0.085716 | 0
80224 | VISTRONG1 | 1 | South | YES | 0.045104 | 13.1 | 0 | 15 | 0 | 1.01 | Cogen | 1 | 0.086039 | 0 | 0 | 0 | 0 |  |  | 0.086039 | 0
80225 | VISTRONG2 | 2 | South | YES | 0.045104 | 20.2 | 0 | 23 | 0 | 1.01 | Cogen | 1 | 0.086039 | 0 | 0 | 0 | 0 |  |  | 0.086039 | 0
5503 | RAYBURNGEN3 | 1 | South | YES | 0.045477 | 17.6 | 6 | 22 | 0 | 1.0224 | GST | 1 | 0.086412 | 22 | 22 | 1.0005 | 22 |  |  | 0.086412 | 1.9011
5505 | RAYBURNGEN1 | 1 | South | YES | 0.045477 | 0 | 1 | 11 |  | 1.0223 | GGT | 1 | 0.086412 | 11 | 11 | 0.50025 | 11 |  |  | 0.086412 | 0.95053
5506 | RAYBURNGEN2 | 1 | South | YES | 0.045477 | 0 | 1 | 11 |  | 1.0223 | GGT | 1 | 0.086412 | 11 | 11 | 0.50025 | 11 |  |  | 0.086412 | 0.95053
80265 | LARECU40A | 4 | South | YES | 0.045537 | 80 | 0 | 100 |  | 1.039 | GGT | 1 | 0.086472 | 100 | 100 | 4.5537 | 100 |  |  | 0.086472 | 8.6472
80266 | LARECU50A | 5 | South | YES | 0.045537 | 80 | 0 | 100 |  | 1.039 | GGT | 1 | 0.086472 | 100 | 100 | 4.5537 | 100 |  |  | 0.086472 | 8.6472
80012 | LAR | F | South | YES | 0.045538 | 0 | 0 | 0 | 0 | 1.04 | DCTie | 1 | 0.086473 | 0 | 0 | 0 | 0 |  |  | 0.086473 | 0
5508 | RAYBURNCC9 | 1 | South | YES | 0.045884 | 47.7 | 18.2 | 47.7 | 0 | 1.0296 | CC | 1 | 0.086819 | 47.7 | 47.7 | 2.1887 | 47.7 |  |  | 0.086819 | 4.1412
5509 | RAYBURNCC10 | 1 | South | YES | 0.045884 | 37.3 | 5.2 | 37.3 | 0 | 1.0296 | CC | 1 | 0.086819 | 37.3 | 37.3 | 1.7115 | 37.3 |  |  | 0.086819 | 3.2383
5511 | RAYBURNCC7 | 1 | South | YES | 0.045884 | 47.5 | 18.2 | 47.5 | 0 | 1.0296 | CC | 1 | 0.086819 | 47.5 | 47.5 | 2.1795 | 47.5 |  |  | 0.086819 | 4.1239
5512 | RAYBURNCC8 | 1 | South | YES | 0.045884 | 49.3 | 18.2 | 49.3 | 0 | 1.0296 | CC | 1 | 0.086819 | 49.3 | 49.3 | 2.2621 | 49.3 |  |  | 0.086819 | 4.2802
8926 | LGE_GT10A | 1 | South | YES | 0.045886 | 158 | 0 | 158 | 0 | 1.03 | Cogen | 1 | 0.086821 | 0 | 0 | 0 | 0 |  |  | 0.086821 | 0
8927 | LGE_GT20A | 2 | South | YES | 0.045886 | 153 | 0 | 153 | 0 | 1.03 | Cogen | 1 | 0.086821 | 0 | 0 | 0 | 0 |  |  | 0.086821 | 0
8928 | LGE_STG0A | 3 | South | YES | 0.045886 | 100 | 0 | 100 | 0 | 1.03 | Cogen | 1 | 0.086821 | 0 | 0 | 0 | 0 |  |  | 0.086821 | 0
8930 | ICPGN10A | 1 | South | YES | 0.045886 | 149 | 0 | 149 | 0 | 1.03 | Cogen | 1 | 0.086821 | 0 | 0 | 0 | 0 |  |  | 0.086821 | 0
8931 | ICPGN20A | 2 | South | YES | 0.045886 | 150 | 0 | 150 | 0 | 1.03 | Cogen | 1 | 0.086821 | 0 | 0 | 0 | 0 |  |  | 0.086821 | 0
8932 | ICPGN30A | 3 | South | YES | 0.045886 | 127 | 0 | 127 | 0 | 1.03 | Cogen | 1 | 0.086821 | 0 | 0 | 0 | 0 |  |  | 0.086821 | 0
80223 | REYSHR G | 1 | South | YES | 0.045886 | 12 | 0 | 12 | 0 | 1.032 | Cogen | 1 | 0.086821 | 0 | 0 | 0 | 0 |  |  | 0.086821 | 0
88299 | ZAPATA | F | South | YES | 0.045956 | 0 | 0 | 0 | 0 | 1.02 | BLT | 1 | 0.086891 | 0 | 0 | 0 | 0 |  |  | 0.086891 | 0
8066 | DUP1V#1 | 1 | South | YES | 0.045965 | 52.3 | 0 | 73 | 0 | 1.01 | Cogen | 1 | 0.0869 | 0 | 0 | 0 | 0 |  |  | 0.0869 | 0
5728 | FALCONHYDRO2 | 2 | South | YES | 0.04624 | 12 | 0 | 12 | 0 | 1.0234 | Hydro | 1 | 0.087175 | 0 | 0 | 0 | 0 |  |  | 0.087175 | 0
5729 | FALCONHYDRO3 | 3 | South | YES | 0.04624 | 11 | 0 | 11 | 0 | 1.0234 | Hydro | 1 | 0.087175 | 0 | 0 | 0 | 0 |  |  | 0.087175 | 0
8048 | FALCONHYDRO1 | 1 | South | YES | 0.04624 | 12 | 0 | 12 | 0 | 1.0234 | Hydro | 1 | 0.087175 | 0 | 0 | 0 | 0 |  |  | 0.087175 | 0
88508 | FALFURRI | F | South | YES | 0.046251 | 0 | 0 | 0 | 0 | 1 | AVR | 1 | 0.087186 | 0 | 0 | 0 | 0 |  |  | 0.087186 | 0
8442 | NBEC7 | 7 | South | YES | 0.046277 | 0 | 81 | 367 |  | 1.0298 | GST | 1 | 0.087212 | 367 | 367 | 16.9837 | 367 |  |  | 0.087212 | 32.0066
8442 | NBEC7 | MB | South | YES | 0.046277 | 0 | 81 | 367 |  | 1.0298 | GST | 1 | 0.087212 | 0 | 0 | 0 | 0 |  |  | 0.087212 | 0
8560 | CNOPGT1 | 1 | South | YES | 0.046281 | 148.3 | 0 | 148.3 | 0 | 1.03 | Cogen | 1 | 0.087216 | 0 | 0 | 0 | 0 |  |  | 0.087216 | 0
8561 | CNOPGT2 | 2 | South | YES | 0.046281 | 148.6 | 0 | 148.6 | 0 | 1.03 | Cogen | 1 | 0.087216 | 0 | 0 | 0 | 0 |  |  | 0.087216 | 0
8562 | CNOPST1 | 3 | South | YES | 0.046281 | 153 | 0 | 153 | 0 | 1.03 | Cogen | 1 | 0.087216 | 0 | 0 | 0 | 0 |  |  | 0.087216 | 0
8456 | COSW#1 | 1 | South | YES | 0.046304 | 20 | 0 | 20 | 0 | 1.027 | Cogen | 1 | 0.087239 | 0 | 0 | 0 | 0 |  |  | 0.087239 | 0
8457 | COSW#2 | 2 | South | YES | 0.046304 | 14 | 0 | 14 | 0 | 1.027 | Cogen | 1 | 0.087239 | 0 | 0 | 0 | 0 |  |  | 0.087239 | 0
8459 | B_DAVIS0B | MB | South | YES | 0.046357 | 0 | 50 | 339 |  | 1.03 | GSC | 1 | 0.087292 | 0 | 0 | 0 | 0 |  |  | 0.087292 | 0
8460 | B_DAVIS0A | MB | South | YES | 0.046357 | 0 | 50 | 340 |  | 1.03 | GSC | 1 | 0.087292 | 0 | 0 | 0 | 0 |  |  | 0.087292 | 0
80263 | B_DAVIS31A | 3 | South | YES | 0.046357 | 0 | 0 | 180 |  | 1.0366 | CC | 1 | 0.087292 | 180 | 180 | 8.3443 | 180 |  |  | 0.087292 | 15.7125
80264 | B_DAVIS41A | 4 | South | YES | 0.046357 | 0 | 0 | 180 |  | 1.0366 | CC | 1 | 0.087292 | 180 | 180 | 8.3443 | 180 |  |  | 0.087292 | 15.7125
8506 | VAL #1 | 1 | South | YES | 0.046381 | 20.9 | 0 | 25 | 0 | 1.0055 | Cogen | 1 | 0.087316 | 0 | 0 | 0 | 0 |  |  | 0.087316 | 0
8507 | VAL #2 | 2 | South | YES | 0.046381 | 20.9 | 0 | 25 | 0 | 1.0055 | Cogen | 1 | 0.087316 | 0 | 0 | 0 | 0 |  |  | 0.087316 | 0
8511 | OXY_CC0A | 1 | South | YES | 0.046421 | 30.3 | 0 | 38 | 0 | 1.027 | Cogen | 1 | 0.087356 | 0 | 0 | 0 | 0 |  |  | 0.087356 | 0
8461 | KOCH_UP0A | 1 | South | YES | 0.046422 | 38 | 0 | 38 | 0 | 1.012 | Cogen | 1 | 0.087357 | 0 | 0 | 0 | 0 |  |  | 0.087357 | 0
8173 | VICEC51A | 5 | South | YES | 0.046449 | 144 | 18 | 144 | 0 | 1.025 | CC | 1 | 0.087384 | 144 | 144 | 6.6887 | 144 |  |  | 0.087384 | 12.5832
8174 | VICEC61A | 6 | South | YES | 0.046449 | 188 | 42 | 188 | 0 | 1.025 | CC | 1 | 0.087384 | 188 | 188 | 8.7324 | 188 |  |  | 0.087384 | 16.4281
8933 | FGNTS001 | 1 | South | YES | 0.046536 | 146.5 | 0 | 146.5 | 0 | 1.03 | CC | 1 | 0.087471 | 146.5 | 146.5 | 6.8175 | 146.5 |  |  | 0.087471 | 12.8144
8934 | FGNTS101 | 2 | South | YES | 0.046536 | 147.9 | 0 | 147.9 | 0 | 1.03 | CC | 1 | 0.087471 | 147.9 | 147.9 | 6.8827 | 147.9 |  |  | 0.087471 | 12.9369
8935 | FGNTS201 | 3 | South | YES | 0.046536 | 173 | 0 | 173 | 0 | 1.03 | CC | 1 | 0.087471 | 173 | 173 | 8.0507 | 173 |  |  | 0.087471 | 15.1324
8517 | CELANEBI0A | 1 | South | YES | 0.046571 | 29 | 0 | 29 | 0 | 1.02 | Cogen | 1 | 0.087506 | 0 | 0 | 0 | 0 |  |  | 0.087506 | 0
8981 | HECN1 | 1 | South | YES | 0.046586 | 144.8 | 0 | 144.8 | 0 | 1.0304 | CC | 1 | 0.087521 | 144.8 | 144.8 | 6.7457 | 144.8 |  |  | 0.087521 | 12.673
8982 | HECN2 | 2 | South | YES | 0.046586 | 144.1 | 0 | 144.1 | 0 | 1.0304 | CC | 1 | 0.087521 | 144.1 | 144.1 | 6.713 | 144.1 |  |  | 0.087521 | 12.6117
8983 | HECN3 | 3 | South | YES | 0.046586 | 171.9 | 0 | 171.9 | 0 | 1.0304 | CC | 1 | 0.087521 | 171.9 | 171.9 | 8.0081 | 171.9 |  |  | 0.087521 | 15.0448
8936 | MVGN#1 | 1 | South | YES | 0.046587 | 216.6 | 0 | 216.6 | 0 | 1.0304 | CC | 1 | 0.087522 | 216.6 | 216.6 | 10.0907 | 216.6 |  |  | 0.087522 | 18.9572
8937 | MVGN#2 | 2 | South | YES | 0.046587 | 216.7 | 0 | 216.7 | 0 | 1.0304 | CC | 1 | 0.087522 | 216.7 | 216.7 | 10.0954 | 216.7 |  |  | 0.087522 | 18.9659
8938 | MVGN#3 | 3 | South | YES | 0.046587 | 250.9 | 0 | 250.9 | 0 | 1.0304 | CC | 1 | 0.087522 | 250.9 | 250.9 | 11.6887 | 250.9 |  |  | 0.087522 | 21.9591
5932 | SI_RAY9 | 9 | South | YES | 0.046604 | 32 | 32 | 38 | 0 | 1.035 | CC | 1 | 0.087539 | 38 | 38 | 1.771 | 38 |  |  | 0.087539 | 3.3265
5933 | SI_RAY6 | 6 | South | YES | 0.046604 | 15.4 | 10 | 19.3 | 0 | 1.035 | GST | 1 | 0.087539 | 19.3 | 19.3 | 0.89946 | 19.3 |  |  | 0.087539 | 1.6895
5935 | SI_RAY10 | 10 | South | YES | 0.046604 | 47 | 10 | 47 | 0 | 1.03 | CC | 1 | 0.087539 | 47 | 47 | 2.1904 | 47 |  |  | 0.087539 | 4.1143
80003 | MILHWYS | F | South | YES | 0.046604 | 0 | 0 | 0 | 0 | 1.0168 | AVR | 1 | 0.087539 | 0 | 0 | 0 | 0 |  |  | 0.087539 | 0
80080 | GWINDT11A | 3 | South | YES | 0.046616 | 0 | 0 | 38 | 0 | 1.025 | Wind | 1 | 0.087551 | 0 | 38 | 1.7714 | 38 |  |  | 0.087551 | 3.3269
80080 | GWINDT11A | 4 | South | YES | 0.046616 | 3.8 | 0 | 19 | 0 | 1.025 | Wind | 1 | 0.087551 | 0 | 19 | 0.8857 | 19 |  |  | 0.087551 | 1.6635
80080 | GWINDT11A | 2 | South | YES | 0.046616 | 0 | 0 | 41 | 0 | 1.025 | Wind | 1 | 0.087551 | 0 | 41 | 1.9113 | 41 |  |  | 0.087551 | 3.5896
80080 | GWINDT11A | 1 | South | YES | 0.046616 | 28.2 | 0 | 94 | 0 | 1.025 | Wind | 1 | 0.087551 | 0 | 94 | 4.3819 | 94 |  |  | 0.087551 | 8.2297
80081 | GWINDT21A | 4 | South | YES | 0.046616 | 4.4 | 0 | 22 | 0 | 1.025 | Wind | 1 | 0.087551 | 0 | 22 | 1.0256 | 22 |  |  | 0.087551 | 1.9261
80081 | GWINDT21A | 1 | South | YES | 0.046616 | 28.2 | 0 | 94 | 0 | 1.025 | Wind | 1 | 0.087551 | 0 | 94 | 4.3819 | 94 |  |  | 0.087551 | 8.2297
80081 | GWINDT21A | 3 | South | YES | 0.046616 | 8.6 | 0 | 43 | 0 | 1.025 | Wind | 1 | 0.087551 | 0 | 43 | 2.0045 | 43 |  |  | 0.087551 | 3.7647
80081 | GWINDT21A | 2 | South | YES | 0.046616 | 7.2 | 0 | 36 | 0 | 1.025 | Wind | 1 | 0.087551 | 0 | 36 | 1.6782 | 36 |  |  | 0.087551 | 3.1518
80180 | PNSCALT11A | 2 | South | YES | 0.046616 | 10 | 0 | 50 | 0 | 1.025 | Wind | 1 | 0.087551 | 0 | 50 | 2.3308 | 50 |  |  | 0.087551 | 4.3775
80180 | PNSCALT11A | 1 | South | YES | 0.046616 | 43.8 | 0 | 148 | 0 | 1.025 | Wind | 1 | 0.087551 | 0 | 148 | 6.8992 | 148 |  |  | 0.087551 | 12.9575
80181 | PNSCALT21A | 2 | South | YES | 0.046616 | 10 | 0 | 50 | 0 | 1.025 | Wind | 1 | 0.087551 | 0 | 50 | 2.3308 | 50 |  |  | 0.087551 | 4.3775
80181 | PNSCALT21A | 1 | South | YES | 0.046616 | 16.5 | 0 | 55 | 0 | 1.025 | Wind | 1 | 0.087551 | 0 | 55 | 2.5639 | 55 |  |  | 0.087551 | 4.8153
58909 | PEARSALLSCG1 | 3 | South | YES | 0.048386 | 0 | 0 | 8.4 |  | 1.027 | Diesel | 1 | 0.089321 | 8.4 | 8.4 | 0.40644 | 8.4 |  |  | 0.089321 | 0.75029
58909 | PEARSALLSCG1 | 4 | South | YES | 0.048386 | 0 | 0 | 8.4 |  | 1.027 | Diesel | 1 | 0.089321 | 8.4 | 8.4 | 0.40644 | 8.4 |  |  | 0.089321 | 0.75029
58909 | PEARSALLSCG1 | 6 | South | YES | 0.048386 | 0 | 0 | 8.4 |  | 1.027 | Diesel | 1 | 0.089321 | 8.4 | 8.4 | 0.40644 | 8.4 |  |  | 0.089321 | 0.75029
58909 | PEARSALLSCG1 | 5 | South | YES | 0.048386 | 0 | 0 | 8.4 |  | 1.027 | Diesel | 1 | 0.089321 | 8.4 | 8.4 | 0.40644 | 8.4 |  |  | 0.089321 | 0.75029
58909 | PEARSALLSCG1 | 1 | South | YES | 0.048386 | 0 | 0 | 8.4 |  | 1.027 | Diesel | 1 | 0.089321 | 8.4 | 8.4 | 0.40644 | 8.4 |  |  | 0.089321 | 0.75029
58909 | PEARSALLSCG1 | 2 | South | YES | 0.048386 | 0 | 0 | 8.4 |  | 1.027 | Diesel | 1 | 0.089321 | 8.4 | 8.4 | 0.40644 | 8.4 |  |  | 0.089321 | 0.75029
58919 | PEARSALLSCG2 | 5 | South | YES | 0.048386 | 0 | 0 | 8.4 |  | 1.027 | Diesel | 1 | 0.089321 | 8.4 | 8.4 | 0.40644 | 8.4 |  |  | 0.089321 | 0.75029
58919 | PEARSALLSCG2 | 6 | South | YES | 0.048386 | 0 | 0 | 8.4 |  | 1.027 | Diesel | 1 | 0.089321 | 8.4 | 8.4 | 0.40644 | 8.4 |  |  | 0.089321 | 0.75029
58919 | PEARSALLSCG2 | 1 | South | YES | 0.048386 | 0 | 0 | 8.4 |  | 1.027 | Diesel | 1 | 0.089321 | 8.4 | 8.4 | 0.40644 | 8.4 |  |  | 0.089321 | 0.75029
58919 | PEARSALLSCG2 | 2 | South | YES | 0.048386 | 0 | 0 | 8.4 |  | 1.027 | Diesel | 1 | 0.089321 | 8.4 | 8.4 | 0.40644 | 8.4 |  |  | 0.089321 | 0.75029
58919 | PEARSALLSCG2 | 4 | South | YES | 0.048386 | 0 | 0 | 8.4 |  | 1.027 | Diesel | 1 | 0.089321 | 8.4 | 8.4 | 0.40644 | 8.4 |  |  | 0.089321 | 0.75029
58919 | PEARSALLSCG2 | 3 | South | YES | 0.048386 | 0 | 0 | 8.4 |  | 1.027 | Diesel | 1 | 0.089321 | 8.4 | 8.4 | 0.40644 | 8.4 |  |  | 0.089321 | 0.75029
58929 | PEARSALLSCG3 | 4 | South | YES | 0.048386 | 0 | 0 | 8.4 |  | 1.027 | Diesel | 1 | 0.089321 | 8.4 | 8.4 | 0.40644 | 8.4 |  |  | 0.089321 | 0.75029
58929 | PEARSALLSCG3 | 6 | South | YES | 0.048386 | 0 | 0 | 8.4 |  | 1.027 | Diesel | 1 | 0.089321 | 8.4 | 8.4 | 0.40644 | 8.4 |  |  | 0.089321 | 0.75029
58929 | PEARSALLSCG3 | 2 | South | YES | 0.048386 | 0 | 0 | 8.4 |  | 1.027 | Diesel | 1 | 0.089321 | 8.4 | 8.4 | 0.40644 | 8.4 |  |  | 0.089321 | 0.75029
58929 | PEARSALLSCG3 | 5 | South | YES | 0.048386 | 0 | 0 | 8.4 |  | 1.027 | Diesel | 1 | 0.089321 | 8.4 | 8.4 | 0.40644 | 8.4 |  |  | 0.089321 | 0.75029
58929 | PEARSALLSCG3 | 1 | South | YES | 0.048386 | 0 | 0 | 8.4 |  | 1.027 | Diesel | 1 | 0.089321 | 8.4 | 8.4 | 0.40644 | 8.4 |  |  | 0.089321 | 0.75029
58929 | PEARSALLSCG3 | 3 | South | YES | 0.048386 | 0 | 0 | 8.4 |  | 1.027 | Diesel | 1 | 0.089321 | 8.4 | 8.4 | 0.40644 | 8.4 |  |  | 0.089321 | 0.75029
58949 | PEARSALLSCG4 | 3 | South | YES | 0.048386 | 0 | 0 | 8.4 |  | 1.027 | Diesel | 1 | 0.089321 | 8.4 | 8.4 | 0.40644 | 8.4 |  |  | 0.089321 | 0.75029
58949 | PEARSALLSCG4 | 2 | South | YES | 0.048386 | 0 | 0 | 8.4 |  | 1.027 | Diesel | 1 | 0.089321 | 8.4 | 8.4 | 0.40644 | 8.4 |  |  | 0.089321 | 0.75029
58949 | PEARSALLSCG4 | 1 | South | YES | 0.048386 | 0 | 0 | 8.4 |  | 1.027 | Diesel | 1 | 0.089321 | 8.4 | 8.4 | 0.40644 | 8.4 |  |  | 0.089321 | 0.75029
58949 | PEARSALLSCG4 | 4 | South | YES | 0.048386 | 0 | 0 | 8.4 |  | 1.027 | Diesel | 1 | 0.089321 | 8.4 | 8.4 | 0.40644 | 8.4 |  |  | 0.089321 | 0.75029
58949 | PEARSALLSCG4 | 6 | South | YES | 0.048386 | 0 | 0 | 8.4 |  | 1.027 | Diesel | 1 | 0.089321 | 8.4 | 8.4 | 0.40644 | 8.4 |  |  | 0.089321 | 0.75029
58949 | PEARSALLSCG4 | 5 | South | YES | 0.048386 | 0 | 0 | 8.4 |  | 1.027 | Diesel | 1 | 0.089321 | 8.4 | 8.4 | 0.40644 | 8.4 |  |  | 0.089321 | 0.75029
8161 | COLETO0A | 1 | South | YES | 0.048398 | 633 | 200 | 633 | 0 | 1.03 | LIGCO | 1 | 0.089333 | 0 | 633 | 30.6359 | 633 |  |  | 0.089333 | 56.5475
88198 | BEEVILLE | F | South | YES | 0.048844 | 0 | 0 | 0 | 0 | 1.02 | AVR | 1 | 0.089779 | 0 | 0 | 0 | 0 |  |  | 0.089779 | 0
5890 | PEARSALLGEN1 | 1 | South | YES | 0.049334 | 19.2 | 6 | 24 | 0 | 1.0226 | GST | 1 | 0.090269 | 24 | 24 | 1.184 | 24 |  |  | 0.090269 | 2.1664
5891 | PEARSALLGEN2 | 1 | South | YES | 0.049334 | 19.4 | 6 | 24.3 | 0 | 1.0226 | GST | 1 | 0.090269 | 24.3 | 24.3 | 1.1988 | 24.3 |  |  | 0.090269 | 2.1935
5892 | PEARSALLGEN3 | 1 | South | YES | 0.049334 | 19.1 | 6 | 23.9 | 0 | 1.0226 | GST | 1 | 0.090269 | 23.9 | 23.9 | 1.1791 | 23.9 |  |  | 0.090269 | 2.1574
7028 | L_MARBFA1_1Y | 1 | South | YES | 0.049724 | 0 | 0 | 18 |  | 1 | Hydro | 1 | 0.090659 | 0 | 0 | 0 | 0 |  |  | 0.090659 | 0
7029 | L_MARBFA1_2Y | 2 | South | YES | 0.049724 | 0 | 0 | 18 |  | 1 | Hydro | 1 | 0.090659 | 0 | 0 | 0 | 0 |  |  | 0.090659 | 0
5903 | SANMIGUELGEN | 1 | South | YES | 0.05281 | 396.3 | 180 | 396.3 | 0 | 1.0336 | LIGCO | 1 | 0.093745 | 0 | 396.3 | 20.9286 | 396.3 |  |  | 0.093745 | 37.1509
5401 | CALAVER_JKS1 | 1 | South | YES | 0.05506 | 562 | 100 | 562 | 0 | 1.026 | LIGCO | 1 | 0.095995 | 0 | 562 | 30.9437 | 562 |  |  | 0.095995 | 53.9489
5264 | LEON_LCP3G3 | 3 | South | YES | 0.055178 | 0 | 20 | 58 |  | 1.0197 | GST | 1 | 0.096113 | 58 | 58 | 3.2003 | 58 |  |  | 0.096113 | 5.5745
5265 | LEON_LCP4G4 | 4 | South | YES | 0.055178 | 89 | 25 | 89 | 0 | 1.0197 | GST | 1 | 0.096113 | 89 | 89 | 4.9108 | 89 |  |  | 0.096113 | 8.554
5266 | LEON_LCPCT1 | 1 | South | YES | 0.055178 | 44 | 24 | 44 | 0 | 1.0197 | GGT | 1 | 0.096113 | 44 | 44 | 2.4278 | 44 |  |  | 0.096113 | 4.229
5267 | LEON_LCPCT2 | 2 | South | YES | 0.055178 | 44 | 24 | 44 | 0 | 1.0197 | GGT | 1 | 0.096113 | 44 | 44 | 2.4278 | 44 |  |  | 0.096113 | 4.229
5268 | LEON_LCPCT3 | 3 | South | YES | 0.055178 | 43 | 24 | 43 | 0 | 1.0197 | GGT | 1 | 0.096113 | 43 | 43 | 2.3727 | 43 |  |  | 0.096113 | 4.1328
5269 | LEON_LCPCT4 | 4 | South | YES | 0.055178 | 45 | 24 | 45 | 0 | 1.0197 | GGT | 1 | 0.096113 | 45 | 45 | 2.483 | 45 |  |  | 0.096113 | 4.3251
5476 | BRA_AVR1_CT1 | 1 | South | YES | 0.055319 | 155 | 90 | 155 | 0 | 1.025 | CC | 1 | 0.096254 | 155 | 155 | 8.5744 | 155 |  |  | 0.096254 | 14.9193
5477 | BRA_AVR1_ST | 1 | South | YES | 0.055319 | 174 | 138 | 174 | 0 | 1.025 | CC | 1 | 0.096254 | 174 | 174 | 9.6255 | 174 |  |  | 0.096254 | 16.7481
5478 | BRA_AVR1_CT2 | 1 | South | YES | 0.055319 | 155 | 90 | 155 | 0 | 1.025 | CC | 1 | 0.096254 | 155 | 155 | 8.5744 | 155 |  |  | 0.096254 | 14.9193
8189 | CUECPL2A | 1 | South | YES | 0.055525 | 12 | 0 | 12 | 0 | 1.02 | Cogen | 1 | 0.09646 | 0 | 0 | 0 | 0 |  |  | 0.09646 | 0
5028 | BRAUNIG_VHB3 | 3 | South | YES | 0.055535 | 407 | 60 | 407 | 0 | 1.0138 | GST | 1 | 0.09647 | 407 | 407 | 22.6027 | 407 |  |  | 0.09647 | 39.2631
5026 | BRAUNIG_VHB1 | 1 | South | YES | 0.055595 | 215 | 40 | 215 | 0 | 1.0192 | GST | 1 | 0.09653 | 215 | 215 | 11.9529 | 215 |  |  | 0.09653 | 20.7538
5027 | BRAUNIG_VHB2 | 2 | South | YES | 0.055595 | 216 | 40 | 216 | 0 | 1.0192 | GST | 1 | 0.09653 | 216 | 216 | 12.0085 | 216 |  |  | 0.09653 | 20.8504
5396 | CALAVER_OWS1 | 1 | South | YES | 0.055655 | 418 | 80 | 418 | 0 | 1.0192 | GST | 1 | 0.09659 | 418 | 418 | 23.2638 | 418 |  |  | 0.09659 | 40.3744
5397 | CALAVER_OWS2 | 2 | South | YES | 0.055655 | 400 | 80 | 400 | 0 | 1.0192 | GST | 1 | 0.09659 | 400 | 400 | 22.262 | 400 |  |  | 0.09659 | 38.6358
5111 | CALAVER_JTD1 | 1 | South | YES | 0.055704 | 430 | 80 | 430 | 0 | 1.0138 | LIGCO | 1 | 0.096639 | 0 | 430 | 23.9527 | 430 |  |  | 0.096639 | 41.5546
5112 | CALAVER_JTD2 | 2 | South | YES | 0.055704 | 430 | 80 | 430 | 0 | 1.0138 | LIGCO | 1 | 0.096639 | 0 | 430 | 23.9527 | 430 |  |  | 0.096639 | 41.5546
5436 | TUTTL_WBT1G1 | 1 | South | YES | 0.055946 | 48.8 | 20 | 61 | 0 | 1.012 | GST | 1 | 0.096881 | 61 | 61 | 3.4127 | 61 |  |  | 0.096881 | 5.9097
5438 | TUTTL_WBT3G3 | 3 | South | YES | 0.055946 | 95 | 25 | 95 | 0 | 1.012 | GST | 1 | 0.096881 | 95 | 95 | 5.3149 | 95 |  |  | 0.096881 | 9.2036
5439 | TUTTL_WBT4G4 | 4 | South | YES | 0.055946 | 151 | 40 | 151 | 0 | 1.012 | GST | 1 | 0.096881 | 151 | 151 | 8.4478 | 151 |  |  | 0.096881 | 14.629
7800 | L_GUADGE1_1Y | 1 | South | YES | 0.057481 | 147 | 30 | 147 | 0 | 1.02 | CC | 1 | 0.098416 | 147 | 147 | 8.4497 | 147 |  |  | 0.098416 | 14.4671
7801 | L_GUADGE1_2Y | 2 | South | YES | 0.057481 | 138 | 30 | 138 | 0 | 1.02 | CC | 1 | 0.098416 | 138 | 138 | 7.9324 | 138 |  |  | 0.098416 | 13.5813
7802 | L_GUADGE1_3Y | 3 | South | YES | 0.057481 | 146 | 30 | 146 | 0 | 1.02 | CC | 1 | 0.098416 | 146 | 146 | 8.3922 | 146 |  |  | 0.098416 | 14.3687
7803 | L_GUADGE1_4Y | 4 | South | YES | 0.057481 | 149 | 30 | 149 | 0 | 1.02 | CC | 1 | 0.098416 | 149 | 149 | 8.5647 | 149 |  |  | 0.098416 | 14.6639
7804 | L_GUADGE1_5Y | 5 | South | YES | 0.057481 | 182 | 30 | 182 | 0 | 1.02 | CC | 1 | 0.098416 | 182 | 182 | 10.4615 | 182 |  |  | 0.098416 | 17.9116
7805 | L_GUADGE1_6Y | 6 | South | YES | 0.057481 | 203 | 30 | 203 | 0 | 1.02 | CC | 1 | 0.098416 | 203 | 203 | 11.6686 | 203 |  |  | 0.098416 | 19.9783
7609 | L_SCHUMA8_1Y | 1 | South | YES | 0.058559 | 0 | 0 | 4 |  | 1 | Hydro | 1 | 0.099494 | 0 | 0 | 0 | 0 |  |  | 0.099494 | 0
7624 | L_LAKEWO9_1Y | 1 | South | YES | 0.058805 | 0 | 0 | 2.4 |  | 1 | Hydro | 1 | 0.09974 | 0 | 0 | 0 | 0 |  |  | 0.09974 | 0
7624 | L_LAKEWO9_1Y | 2 | South | YES | 0.058805 | 0 | 0 | 2.4 |  | 1 | Hydro | 1 | 0.09974 | 0 | 0 | 0 | 0 |  |  | 0.09974 | 0
7605 | L_MCQUEE9_1Y | 1 | South | YES | 0.059409 | 0 | 0 | 2.4 |  | 1.025 | Hydro | 1 | 0.10034 | 0 | 0 | 0 | 0 |  |  | 0.10034 | 0
7605 | L_MCQUEE9_1Y | 2 | South | YES | 0.059409 | 0 | 0 | 2.4 |  | 1.025 | Hydro | 1 | 0.10034 | 0 | 0 | 0 | 0 |  |  | 0.10034 | 0
7605 | L_MCQUEE9_1Y | 3 | South | YES | 0.059409 | 0 | 0 | 2.8 |  | 1.025 | Hydro | 1 | 0.10034 | 0 | 0 | 0 | 0 |  |  | 0.10034 | 0
7810 | L_RIONOG1G1Y | 1 | South | YES | 0.059579 | 148 | 0 | 148 | 0 | 1.02 | CC | 1 | 0.10051 | 148 | 148 | 8.8177 | 148 |  |  | 0.10051 | 14.876
7811 | L_RIONOG1G2Y | 2 | South | YES | 0.059579 | 148 | 0 | 148 | 0 | 1.02 | CC | 1 | 0.10051 | 148 | 148 | 8.8177 | 148 |  |  | 0.10051 | 14.876
7812 | L_RIONOG1G3Y | 3 | South | YES | 0.059579 | 154 | 0 | 154 | 0 | 1.02 | CC | 1 | 0.10051 | 154 | 154 | 9.1752 | 154 |  |  | 0.10051 | 15.4791
7813 | L_RIONOG1S1Y | 4 | South | YES | 0.059579 | 293 | 0 | 293 | 0 | 1.02 | CC | 1 | 0.10051 | 293 | 293 | 17.4566 | 293 |  |  | 0.10051 | 29.4505
7031 | L_MARSFO1G1Y | 1 | South | YES | 0.061072 | 0 | 0 | 36 |  | 1 | Hydro | 1 | 0.10201 | 0 | 0 | 0 | 0 |  |  | 0.10201 | 0
7032 | L_MARSFO1G2Y | 2 | South | YES | 0.061072 | 0 | 0 | 35 |  | 1 | Hydro | 1 | 0.10201 | 0 | 0 | 0 | 0 |  |  | 0.10201 | 0
7033 | L_MARSFO1G3Y | 3 | South | YES | 0.061072 | 0 | 0 | 36 |  | 1 | Hydro | 1 | 0.10201 | 0 | 0 | 0 | 0 |  |  | 0.10201 | 0
7487 | L_CANYHY8_1Y | 1 | South | YES | 0.061545 | 0 | 0 | 6 |  | 1 | Hydro | 1 | 0.10248 | 0 | 0 | 0 | 0 |  |  | 0.10248 | 0
7014 | L_HAYSEN1_1Y | 1 | South | YES | 0.061807 | 223.9 | 74 | 223.9 | 0 | 1.008 | CC | 1 | 0.10274 | 223.9 | 223.9 | 13.8386 | 223.9 |  |  | 0.10274 | 23.0038
7015 | L_HAYSEN1_2Y | 2 | South | YES | 0.061807 | 225 | 74 | 225 | 0 | 1.008 | CC | 1 | 0.10274 | 225 | 225 | 13.9066 | 225 |  |  | 0.10274 | 23.1168
7016 | L_HAYSEN1_3Y | 3 | South | YES | 0.061807 | 224.6 | 74 | 224.6 | 0 | 1.008 | CC | 1 | 0.10274 | 224.6 | 224.6 | 13.8819 | 224.6 |  |  | 0.10274 | 23.0757
7017 | L_HAYSEN1_4Y | 4 | South | YES | 0.061807 | 226.7 | 74 | 226.7 | 0 | 1.008 | CC | 1 | 0.10274 | 226.7 | 226.7 | 14.0116 | 226.7 |  |  | 0.10274 | 23.2915
7012 | L_FPPYD21_3Y | 3 | South | YES | 0.064578 | 427.5 | 200 | 436 | 0 | 1.02 | LIGCO | 1 | 0.10551 | 0 | 436 | 28.156 | 436 |  |  | 0.10551 | 46.0035
7010 | L_FPPYD11_1Y | 1 | South | YES | 0.064647 | 547.4 | 200 | 606 | 0 | 1.02 | LIGCO | 1 | 0.10558 | 0 | 606 | 39.1761 | 606 |  |  | 0.10558 | 63.9824
7011 | L_FPPYD11_2Y | 2 | South | YES | 0.064647 | 552.2 | 200 | 598 | 0 | 1.02 | LIGCO | 1 | 0.10558 | 0 | 598 | 38.6589 | 598 |  |  | 0.10558 | 63.1377
7303 | L_WPPGS12_1Y | 1 | South | YES | 0.065975 | 50 | 0 | 50 | 0 | 1.025 | GGT | 1 | 0.10691 | 50 | 50 | 3.2988 | 50 |  |  | 0.10691 | 5.3455
7303 | L_WPPGS12_1Y | 2 | South | YES | 0.065975 | 50 | 0 | 50 | 0 | 1.025 | GGT | 1 | 0.10691 | 50 | 50 | 3.2988 | 50 |  |  | 0.10691 | 5.3455
7305 | L_WPPGS34_1Y | 3 | South | YES | 0.065975 | 50 | 0 | 50 | 0 | 1.025 | GGT | 1 | 0.10691 | 50 | 50 | 3.2988 | 50 |  |  | 0.10691 | 5.3455
7305 | L_WPPGS34_1Y | 4 | South | YES | 0.065975 | 50 | 0 | 50 | 0 | 1.025 | GGT | 1 | 0.10691 | 50 | 50 | 3.2988 | 50 |  |  | 0.10691 | 5.3455
7020 | L_AUSTPL1_1Y | 1 | South | YES | 0.068637 | 0 | 0 | 8 |  | 1 | Hydro | 1 | 0.10957 | 0 | 0 | 0 | 0 |  |  | 0.10957 | 0
7020 | L_AUSTPL1_1Y | 2 | South | YES | 0.068637 | 0 | 0 | 8 |  | 1 | Hydro | 1 | 0.10957 | 0 | 0 | 0 | 0 |  |  | 0.10957 | 0
9016 | SANDH_G1 | 1 | South | YES | 0.069312 | 45 | 2 | 49 | 0 | 1.0175 | GGT | 1 | 0.11025 | 49 | 49 | 3.3963 | 49 |  |  | 0.11025 | 5.4021
9017 | SANDH_G2 | 2 | South | YES | 0.069312 | 45 | 2 | 46 | 0 | 1.0175 | GGT | 1 | 0.11025 | 46 | 46 | 3.1884 | 46 |  |  | 0.11025 | 5.0713
9018 | SANDH_G3 | 3 | South | YES | 0.069312 | 45 | 2 | 46 | 0 | 1.0175 | GGT | 1 | 0.11025 | 46 | 46 | 3.1884 | 46 |  |  | 0.11025 | 5.0713
9019 | SANDH_G4 | 4 | South | YES | 0.069312 | 0 | 2 | 47 |  | 1.0175 | GGT | 1 | 0.11025 | 47 | 47 | 3.2577 | 47 |  |  | 0.11025 | 5.1816
9020 | SANDHG5A | 5A | South | YES | 0.069312 | 150 | 84 | 155 | 0 | 1.0175 | CC | 1 | 0.11025 | 155 | 155 | 10.7434 | 155 |  |  | 0.11025 | 17.0882
9021 | SANDHG5C | 5C | South | YES | 0.069312 | 140 | 0 | 148 | 0 | 1.0175 | CC | 1 | 0.11025 | 148 | 148 | 10.2582 | 148 |  |  | 0.11025 | 16.3165
9000 | DECKR_G1 | 1 | South | YES | 0.069678 | 280 | 50 | 321 | 0 | 1.015 | GST | 1 | 0.11061 | 321 | 321 | 22.3666 | 321 |  |  | 0.11061 | 35.5066
9001 | DECKR_G2 | 2 | South | YES | 0.069678 | 400 | 50 | 426 | 0 | 1.015 | GST | 1 | 0.11061 | 426 | 426 | 29.6828 | 426 |  |  | 0.11061 | 47.1209
9002 | DECKR_G3 | 3 | South | YES | 0.070989 | 0 | 24 | 42 |  | 1.015 | GGT | 1 | 0.11192 | 42 | 42 | 2.9815 | 42 |  |  | 0.11192 | 4.7008
9003 | DECKR_G4 | 4 | South | YES | 0.070989 | 44 | 24 | 44 | 0 | 1.015 | GGT | 1 | 0.11192 | 44 | 44 | 3.1235 | 44 |  |  | 0.11192 | 4.9246
9004 | DECKR_G5 | 5 | South | YES | 0.070989 | 44 | 24 | 44 | 0 | 1.015 | GGT | 1 | 0.11192 | 44 | 44 | 3.1235 | 44 |  |  | 0.11192 | 4.9246
9005 | DECKR_G6 | 6 | South | YES | 0.070989 | 44 | 24 | 47 | 0 | 1.015 | GGT | 1 | 0.11192 | 47 | 47 | 3.3365 | 47 |  |  | 0.11192 | 5.2604
7807 | L_BASTEN1_1Y | 1 | South | YES | 0.072478 | 152.5 | 83.5 | 152.5 | 0 | 1.004 | CC | 1 | 0.11341 | 152.5 | 152.5 | 11.0529 | 152.5 |  |  | 0.11341 | 17.2954
7808 | L_BASTEN1_2Y | 1 | South | YES | 0.072478 | 149.5 | 83.5 | 149.5 | 0 | 1.004 | CC | 1 | 0.11341 | 149.5 | 149.5 | 10.8355 | 149.5 |  |  | 0.11341 | 16.9552
7809 | L_BASTEN1_3Y | 1 | South | YES | 0.072478 | 232.6 | 42 | 232.6 | 0 | 1.004 | CC | 1 | 0.11341 | 232.6 | 232.6 | 16.8584 | 232.6 |  |  | 0.11341 | 26.3797
7007 | L_LOSTPI1_1Y | 1 | South | YES | 0.072711 | 158.6 | 110 | 158 | 0 | 1 | CC | 1 | 0.11365 | 158 | 158 | 11.4883 | 158 |  |  | 0.11365 | 17.956
7008 | L_LOSTPI1_2Y | 2 | South | YES | 0.072711 | 157.7 | 107 | 160 | 0 | 1 | CC | 1 | 0.11365 | 160 | 160 | 11.6338 | 160 |  |  | 0.11365 | 18.1833
7009 | L_LOSTPI1_3Y | 3 | South | YES | 0.072711 | 173.9 | 72 | 175 | 0 | 1 | CC | 1 | 0.11365 | 175 | 175 | 12.7244 | 175 |  |  | 0.11365 | 19.888
7004 | L_SIMGID1_1Y | 1 | South | YES | 0.073056 | 132 | 40 | 132 | 0 | 1.02 | GST | 1 | 0.11399 | 132 | 132 | 9.6434 | 132 |  |  | 0.11399 | 15.0467
7005 | L_SIMGID1_2Y | 2 | South | YES | 0.073056 | 133 | 32 | 139 | 0 | 1.02 | GST | 1 | 0.11399 | 139 | 139 | 10.1548 | 139 |  |  | 0.11399 | 15.8447
7006 | L_SIMGID1_3Y | 3 | South | YES | 0.073056 | 324.9 | 60 | 329 | 0 | 1.02 | GST | 1 | 0.11399 | 329 | 329 | 24.0354 | 329 |  |  | 0.11399 | 37.5029
13432 | SANDOW_5G | 5 | South | YES | 0.088142 | 581 | 225 | 581 | 0 | 1.029 | LIGCO | 1 | 0.12908 | 0 | 581 | 51.2105 | 581 |  |  | 0.12908 | 74.9934
3432 | SANDOW_4G | 4 | South | YES | 0.19076 | 580 | 225 | 580 | 0 | 1.029 | LIGCO | 1 | 0.23169 | 0 | 580 | 110.6402 | 580 |  |  | 0.23169 | 134.3822
Note on AL4: Zonal Cap - Zonal Impact

## Distributed Slack - Bound Gen
Number of Bus | Name of Bus | ID | Area Name of Gen | AGC | P Sensitivity of Bus | Gen MW | Min MW | Max MW | V Sensitivity of Bus | Set Volt | Tech Type | Zone Impact | Zone Correlation | Inc Max | Dec Max | Souce S.F. Weighting | Souce Capacity | Sink S.F. Weighting | Sink Capacity | PTDF Calc | PTDF Weighting | max of zone correlation | 0.040935 |  |  | Neg PTDF weight | Pos PTDF weight
8139 | JOS #1 | MB | South | YES | 0 | 0 | 45 | 255 |  | 1.02 | GST | 1 | 0.040935 | 0 | 0 | 0 | 0 |  |  | 0.040935 | 0 |  |  |  |  | 0 | 0
8285 | LAR #1 | MB | South | YES | 0 | 0 | 9 | 32 |  | 1.0497 | GST | 1 | 0.040935 | 0 | 0 | 0 | 0 |  |  | 0.040935 | 0 |  |  |  |  | 0 | 0
8287 | LAR #2 | MB | South | YES | 0 | 0 | 9 | 32 |  | 1.04 | GST | 1 | 0.040935 | 0 | 0 | 0 | 0 |  |  | 0.040935 | 0 |  |  |  |  | 0 | 0
8288 | LAR #3 | MB | South | YES | 0 | 0 | 25 | 105 |  | 1.04 | GST | 1 | 0.040935 | 0 | 0 | 0 | 0 |  |  | 0.040935 | 0 |  |  | Weighted Shift Factors |  | 0 | 0
8388 | BATES0A | MB | South | YES | 0 | 0 | 21 | 71 |  | 1.033 | GST | 1 | 0.040935 | 0 | 0 | 0 | 0 |  |  | 0.040935 | 0 |  |  | South | 0.062266 | 0 | 0
8393 | BATES0B | MB | South | YES | 0 | 0 | 25 | 110 |  | 1.03 | GST | 1 | 0.040935 | 0 | 0 | 0 | 0 |  |  | 0.040935 | 0 |  |  | North | -0.040935 | 0 | 0
8437 | NUECES_B0C | MB | South | YES | 0 | 0 | 7 | 30 |  | 1.03 | GST | 1 | 0.040935 | 0 | 0 | 0 | 0 |  |  | 0.040935 | 0 |  |  |  |  | 0 | 0
8438 | NUECES_B0B | MB | South | YES | 0 | 0 | 26 | 169 |  | 1.03 | GST | 1 | 0.040935 | 0 | 0 | 0 | 0 |  |  | 0.040935 | 0 | North |  |  |  | 0 | 0
39190 | TNSLCGN1__8 | 1 | Houston | YES | 0 | 0 | 10 | 30 |  | 1.03 | Cogen | 1 | 0.040935 | 0 | 0 |  |  |  |  | 0.040935 | 0 | Line Rating |  | 478 |  | 0 | 0
5934 | SI_RAY5 | 5 | South | YES | 0 | 0 | 10 | 15 |  | 1.035 | GST | 1 | 0.040935 | 15 | 15 | 0 | 15 |  |  | 0.040935 | 0.61402 | Impact Counter to Zone: |  | 0 |  | 0 | 0
48591 | CHE_GT2_5030 | 2 | Houston | YES | 0.008669 | 173 | 50 | 173 | 0 | 1.029 | Cogen | 1 | 0.049604 | 0 | 0 |  |  |  |  | 0.049604 | 0 |  |  | 0% |  | 0 | 0
48811 | CVC_GT3_5045 | 3 | Houston | YES | 0.008669 | 156 | 91.8 | 156 | 0 | 1.029 | Cogen | 1 | 0.049604 | 0 | 0 |  |  |  |  | 0.049604 | 0 |  |  |  |  | 0 | 0
48812 | CVC_GT2_5020 | 2 | Houston | YES | 0.008669 | 158 | 91.8 | 158 | 0 | 1.029 | Cogen | 1 | 0.049604 | 0 | 0 |  |  |  |  | 0.049604 | 0 | South |  |  |  | 0 | 0
48813 | CVC_GT1_5035 | 1 | Houston | YES | 0.008669 | 160 | 91.8 | 160 | 0 | 1.029 | Cogen | 1 | 0.049604 | 0 | 0 |  |  |  |  | 0.049604 | 0 | Line Rating |  | 478 |  | 0 | 0
48814 | CVC_ST5_5040 | 1 | Houston | YES | 0.008669 | 162 | 91.8 | 162 | 0 | 1.029 | Cogen | 1 | 0.049604 | 0 | 0 |  |  |  |  | 0.049604 | 0 | Impact Counter to Zone: |  | 0 |  | 0 | 0
48886 | THW_5354 | C | Houston | YES | 0.010591 | 45.6 | 5 | 57 |  | 1.0319 | GGT | 1 | 0.051526 | 57 | 57 |  |  |  |  | 0.051526 | 2.937 |  |  | 0% |  | 0 | 0
48887 | THW_5556 | F | Houston | YES | 0.010591 | 45.6 | 5 | 57 |  | 1.0319 | GGT | 1 | 0.051526 | 57 | 57 |  |  |  |  | 0.051526 | 2.937 |  |  |  |  | 0 | 0
48885 | THW_5152 | A | Houston | YES | 0.010591 | 46.4 | 5 | 58 |  | 1.0319 | GGT | 1 | 0.051526 | 58 | 58 |  |  |  |  | 0.051526 | 2.9885 |  |  |  |  | 0 | 0
48886 | THW_5354 | D | Houston | YES | 0.010591 | 46.4 | 5 | 58 |  | 1.0319 | GGT | 1 | 0.051526 | 58 | 58 |  |  |  |  | 0.051526 | 2.9885 |  |  |  |  | 0 | 0
48885 | THW_5152 | B | Houston | YES | 0.010591 | 47.2 | 5 | 59 |  | 1.0319 | GGT | 1 | 0.051526 | 59 | 59 |  |  |  |  | 0.051526 | 3.04 |  |  |  |  | 0 | 0
48887 | THW_5556 | E | Houston | YES | 0.010591 | 47.2 | 5 | 59 |  | 1.0319 | GGT | 1 | 0.051526 | 59 | 59 |  |  |  |  | 0.051526 | 3.04 |  |  |  |  | 0 | 0
48690 | GBY_GN5_5 | 5 | Houston | YES | 0.010728 | 318.4 | 81 | 398 |  | 1.0362 | GSC | 1 | 0.051663 | 398 | 398 |  |  |  |  | 0.051663 | 20.5617 |  |  |  |  | 0 | 0
48597 | BTE_GT4_8055 | 3 | Houston | YES | 0.010826 | 158.9 | 130 | 158.9 | 0 | 1.0261 | CC | 1 | 0.051761 | 158.9 | 158.9 |  |  |  |  | 0.051761 | 8.2247 |  |  |  |  | 0 | 0
48596 | BTE_GT3_8045 | 2 | Houston | YES | 0.010826 | 161.4 | 130 | 161.4 | 0 | 1.0261 | CC | 1 | 0.051761 | 161.4 | 161.4 |  |  |  |  | 0.051761 | 8.3541 |  |  |  |  | 0 | 0
48595 | BTE_GT2_8075 | 1 | Houston | YES | 0.010826 | 162.8 | 130 | 162.8 | 0 | 1.0261 | CC | 1 | 0.051761 | 162.8 | 162.8 |  |  |  |  | 0.051761 | 8.4266 |  |  |  |  | 0 | 0
48598 | BTE_ST1_8070 | 4 | Houston | YES | 0.010826 | 269.2 | 60 | 269.2 | 0 | 1.0261 | CC | 1 | 0.051761 | 269.2 | 269.2 |  |  |  |  | 0.051761 | 13.9339 |  |  |  |  | 0 | 0
48583 | CBY_GT4_1 | 1 | Houston | YES | 0.011141 | 172 | 0 | 172 | 0 | 1.027 | GSC | 1 | 0.052076 | 172 | 172 |  |  |  |  | 0.052076 | 8.957 |  |  |  |  | 0 | 0
48584 | CBY_GT4_2 | 2 | Houston | YES | 0.011141 | 172 | 0 | 172 | 0 | 1.027 | CC | 1 | 0.052076 | 172 | 172 |  |  |  |  | 0.052076 | 8.957 |  |  |  |  | 0 | 0
48585 | CBY_ST4_1 | 3 | Houston | YES | 0.011141 | 172 | 0 | 172 | 0 | 1.027 | CC | 1 | 0.052076 | 172 | 172 |  |  |  |  | 0.052076 | 8.957 |  |  |  |  | 0 | 0
48815 | CVC_GT4_8005 | 4 | Houston | YES | 0.011197 | 165 | 91.8 | 165 |  | 1.0362 | Cogen | 1 | 0.052132 | 0 | 0 |  |  |  |  | 0.052132 | 0 |  |  |  |  | 0 | 0
48791 | PSA_GT1_8160 | 1 | Houston | YES | 0.011297 | 52 | 20.8 | 65 | 0 | 1.0362 | Cogen | 1 | 0.052232 | 0 | 0 |  |  |  |  | 0.052232 | 0 |  |  |  |  | 0 | 0
48792 | PSA_GT2_8155 | 2 | Houston | YES | 0.011297 | 52.8 | 20.3 | 66 | 0 | 1.0362 | Cogen | 1 | 0.052232 | 0 | 0 |  |  |  |  | 0.052232 | 0 |  |  |  |  | 0 | 0
48793 | PSA_GT3_8150 | 3 | Houston | YES | 0.011297 | 56 | 20.3 | 70 | 0 | 1.0362 | Cogen | 1 | 0.052232 | 0 | 0 |  |  |  |  | 0.052232 | 0 |  |  |  |  | 0 | 0
48794 | PSA_GT4_8145 | 4 | Houston | YES | 0.011297 | 52.8 | 20.3 | 66 | 0 | 1.0362 | Cogen | 1 | 0.052232 | 0 | 0 |  |  |  |  | 0.052232 | 0 |  |  |  |  | 0 | 0
48795 | PSA_GT5_8140 | 5 | Houston | YES | 0.011297 | 51.2 | 20.3 | 64 | 0 | 1.0362 | Cogen | 1 | 0.052232 | 0 | 0 |  |  |  |  | 0.052232 | 0 |  |  |  |  | 0 | 0
48796 | PSA_GN1_8165 | 1 | Houston | YES | 0.011297 | 83.2 | 43.1 | 104 | 0 | 1.0362 | Cogen | 1 | 0.052232 | 0 | 0 |  |  |  |  | 0.052232 | 0 |  |  |  |  | 0 | 0
48797 | PSA_GT6_8135 | 6 | Houston | YES | 0.011297 | 47.2 | 34.5 | 59 | 0 | 1.0362 | Cogen | 1 | 0.052232 | 0 | 0 |  |  |  |  | 0.052232 | 0 |  |  |  |  | 0 | 0
48581 | CBY_GN1_1 | 1 | Houston | YES | 0.011302 | 595.2 | 108 | 744 | 0 | 1.0435 | GSC | 1 | 0.052237 | 744 | 744 |  |  |  |  | 0.052237 | 38.864 |  |  |  |  | 0 | 0
48940 | WARVUE_GT1 | G1 | Houston | YES | 0.011309 | 15 | 0 | 15 |  | 1.021 | Cogen | 1 | 0.052244 | 0 | 0 |  |  |  |  | 0.052244 | 0 |  |  |  |  | 0 | 0
48651 | EP_1_2 | 1 | Houston | YES | 0.011315 | 4 | 0 | 5 | 0 | 1.0362 | Cogen | 1 | 0.05225 | 0 | 0 |  |  |  |  | 0.05225 | 0 |  |  |  |  | 0 | 0
48651 | EP_1_2 | 2 | Houston | YES | 0.011315 | 17.7 | 10 | 21 | 0 | 1.0362 | Cogen | 1 | 0.05225 | 0 | 0 |  |  |  |  | 0.05225 | 0 |  |  |  |  | 0 | 0
49803 | EXN_15GT | 1 | Houston | YES | 0.011495 | 33 | 8.3 | 34 |  | 1.0326 | Cogen | 1 | 0.05243 | 0 | 0 |  |  |  |  | 0.05243 | 0 |  |  |  |  | 0 | 0
49804 | EXN_16GT | 2 | Houston | YES | 0.011495 | 32 | 8.3 | 34.7 |  | 1.0326 | Cogen | 1 | 0.05243 | 0 | 0 |  |  |  |  | 0.05243 | 0 |  |  |  |  | 0 | 0
49805 | EXN_17GT | 3 | Houston | YES | 0.011495 | 31 | 8.3 | 32.7 |  | 1.0326 | Cogen | 1 | 0.05243 | 0 | 0 |  |  |  |  | 0.05243 | 0 |  |  |  |  | 0 | 0
49826 | EXN938GT | 5 | Houston | YES | 0.011495 | 43 | 9.2 | 45.9 |  | 1.0326 | Cogen | 1 | 0.05243 | 0 | 0 |  |  |  |  | 0.05243 | 0 |  |  |  |  | 0 | 0
49828 | EXN941GT | 10 | Houston | YES | 0.011495 | 17.7 | 5.4 | 17.7 | 0 | 1.0326 | Cogen | 1 | 0.05243 | 0 | 0 |  |  |  |  | 0.05243 | 0 |  |  |  |  | 0 | 0
49829 | EXN942GT | 11 | Houston | YES | 0.011495 | 20 | 5.4 | 20.4 | 0 | 1.0326 | Cogen | 1 | 0.05243 | 0 | 0 |  |  |  |  | 0.05243 | 0 |  |  |  |  | 0 | 0
49830 | EXN943GT | 12 | Houston | YES | 0.011495 | 19 | 5.4 | 19.9 | 0 | 1.0326 | Cogen | 1 | 0.05243 | 0 | 0 |  |  |  |  | 0.05243 | 0 |  |  |  |  | 0 | 0
49831 | EXN944GT | 13 | Houston | YES | 0.011495 | 33 | 5.4 | 35 | 0 | 1.0326 | Cogen | 1 | 0.05243 | 0 | 0 |  |  |  |  | 0.05243 | 0 |  |  |  |  | 0 | 0
49832 | EXN945GT | 9 | Houston | YES | 0.011495 | 18.5 | 9.2 | 18.5 |  | 1.0326 | Cogen | 1 | 0.05243 | 0 | 0 |  |  |  |  | 0.05243 | 0 |  |  |  |  | 0 | 0
49837 | EXN_GT | 4 | Houston | YES | 0.011495 | 81 | 21.3 | 85.4 |  | 1.0326 | Cogen | 1 | 0.05243 | 0 | 0 |  |  |  |  | 0.05243 | 0 |  |  |  |  | 0 | 0
49838 | EXN_14GT | 14 | Houston | YES | 0.011495 | 140 | 0 | 148 |  | 1.0326 | Cogen | 1 | 0.05243 | 0 | 0 |  |  |  |  | 0.05243 | 0 |  |  |  |  | 0 | 0
48883 | THW_GT1_GT_1 | B2 | Houston | YES | 0.011548 | 0 | 0 | 12 |  | 1.043 | GGT | 1 | 0.052483 | 12 | 12 |  |  |  |  | 0.052483 | 0.62979 |  |  |  |  | 0 | 0
48582 | CBY_GN2_2 | 2 | Houston | YES | 0.011682 | 596.8 | 110 | 746 | 0 | 1.0435 | GSC | 1 | 0.052617 | 746 | 746 |  |  |  |  | 0.052617 | 39.2519 |  |  |  |  | 0 | 0
48875 | THW_3132 | B | Houston | YES | 0.011967 | 53 | 5 | 53 | 0 | 1.0435 | CC | 1 | 0.052902 | 53 | 53 |  |  |  |  | 0.052902 | 2.8038 |  |  |  |  | 0 | 0
48875 | THW_3132 | A | Houston | YES | 0.011967 | 55 | 5 | 55 | 0 | 1.0435 | CC | 1 | 0.052902 | 55 | 55 |  |  |  |  | 0.052902 | 2.9096 |  |  |  |  | 0 | 0
48877 | THW_3334 | C | Houston | YES | 0.011967 | 55 | 5 | 55 | 0 | 1.0435 | CC | 1 | 0.052902 | 55 | 55 |  |  |  |  | 0.052902 | 2.9096 |  |  |  |  | 0 | 0
48879 | THW_4142 | F | Houston | YES | 0.011967 | 55 | 5 | 55 | 0 | 1.0435 | CC | 1 | 0.052902 | 55 | 55 |  |  |  |  | 0.052902 | 2.9096 |  |  |  |  | 0 | 0
48879 | THW_4142 | E | Houston | YES | 0.011967 | 56 | 5 | 56 | 0 | 1.0435 | CC | 1 | 0.052902 | 56 | 56 |  |  |  |  | 0.052902 | 2.9625 |  |  |  |  | 0 | 0
48877 | THW_3334 | D | Houston | YES | 0.011967 | 57 | 5 | 57 | 0 | 1.0435 | CC | 1 | 0.052902 | 57 | 57 |  |  |  |  | 0.052902 | 3.0154 |  |  |  |  | 0 | 0
48881 | THW_4344 | G | Houston | YES | 0.011967 | 58 | 5 | 58 | 0 | 1.0435 | CC | 1 | 0.052902 | 58 | 58 |  |  |  |  | 0.052902 | 3.0683 |  |  |  |  | 0 | 0
48881 | THW_4344 | H | Houston | YES | 0.011967 | 58 | 5 | 58 | 0 | 1.0435 | CC | 1 | 0.052902 | 58 | 58 |  |  |  |  | 0.052902 | 3.0683 |  |  |  |  | 0 | 0
48873 | THW_ST3_ST_3 | 3 | Houston | YES | 0.011967 | 107 | 19 | 107 | 0 | 1.0435 | CC | 1 | 0.052902 | 107 | 107 |  |  |  |  | 0.052902 | 5.6605 |  |  |  |  | 0 | 0
48874 | THW_ST4_ST_4 | 4 | Houston | YES | 0.011967 | 108 | 19 | 108 | 0 | 1.0435 | CC | 1 | 0.052902 | 108 | 108 |  |  |  |  | 0.052902 | 5.7134 |  |  |  |  | 0 | 0
48593 | CHE_GT1_8015 | 1 | Houston | YES | 0.012308 | 173 | 50 | 173 | 0 | 1.0362 | Cogen | 1 | 0.053243 | 0 | 0 |  |  |  |  | 0.053243 | 0 |  |  |  |  | 0 | 0
48594 | CHE_GN4_8025 | 4 | Houston | YES | 0.012308 | 142 | 60 | 142 | 0 | 1.0362 | Cogen | 1 | 0.053243 | 0 | 0 |  |  |  |  | 0.053243 | 0 |  |  |  |  | 0 | 0
48513 | LPE_GT3_8080 | 3 | Houston | YES | 0.012341 | 39 | 0 | 39 | 0 | 1.0362 | GGT | 1 | 0.053276 | 39 | 39 |  |  |  |  | 0.053276 | 2.0777 |  |  |  |  | 0 | 0
48514 | LPE_GT4_8085 | 4 | Houston | YES | 0.012341 | 39 | 0 | 39 | 0 | 1.0362 | GGT | 1 | 0.053276 | 39 | 39 |  |  |  |  | 0.053276 | 2.0777 |  |  |  |  | 0 | 0
48511 | LPE_GT1_8070 | 1 | Houston | YES | 0.012341 | 42 | 0 | 42 | 0 | 1.0362 | GGT | 1 | 0.053276 | 42 | 42 |  |  |  |  | 0.053276 | 2.2376 |  |  |  |  | 0 | 0
48512 | LPE_GT2_8075 | 2 | Houston | YES | 0.012341 | 42 | 0 | 42 | 0 | 1.0362 | GGT | 1 | 0.053276 | 42 | 42 |  |  |  |  | 0.053276 | 2.2376 |  |  |  |  | 0 | 0
48500 | APD_GT1_8005 | 1 | Houston | YES | 0.012397 | 137.6 | 54.6 | 137.6 | 0 | 1.0362 | Cogen | 1 | 0.053332 | 0 | 0 |  |  |  |  | 0.053332 | 0 |  |  |  |  | 0 | 0
48820 | SHELLG1_3015 | 1 | Houston | YES | 0.012628 | 71 | 34.5 | 71 |  | 1.029 | Cogen | 1 | 0.053563 | 0 | 0 |  |  |  |  | 0.053563 | 0 |  |  |  |  | 0 | 0
48821 | SHELLG2 | 2 | Houston | YES | 0.012628 | 72 | 34.5 | 72 |  | 1.029 | Cogen | 1 | 0.053563 | 0 | 0 |  |  |  |  | 0.053563 | 0 |  |  |  |  | 0 | 0
48822 | SHELLG3_3020 | 2 | Houston | YES | 0.012628 | 30 | 0 | 30 |  | 1.029 | Cogen | 1 | 0.053563 | 0 | 0 |  |  |  |  | 0.053563 | 0 |  |  |  |  | 0 | 0
48822 | SHELLG3_3020 | 1 | Houston | YES | 0.012628 | 39 | 0 | 39 |  | 1.029 | Cogen | 1 | 0.053563 | 0 | 0 |  |  |  |  | 0.053563 | 0 |  |  |  |  | 0 | 0
48740 | PSG_GN2_8050 | 1 | Houston | YES | 0.012797 | 182 | 60 | 182 | 0 | 1.0326 | Cogen | 1 | 0.053732 | 0 | 0 |  |  |  |  | 0.053732 | 0 |  |  |  |  | 0 | 0
48741 | PSG_GT2_8040 | 1 | Houston | YES | 0.012797 | 158.6 | 50 | 158.6 | 0 | 1.0326 | Cogen | 1 | 0.053732 | 0 | 0 |  |  |  |  | 0.053732 | 0 |  |  |  |  | 0 | 0
48742 | PSG_GT3_8060 | 1 | Houston | YES | 0.012797 | 157 | 50 | 157 | 0 | 1.0326 | Cogen | 1 | 0.053732 | 0 | 0 |  |  |  |  | 0.053732 | 0 |  |  |  |  | 0 | 0
48854 | SRB_GN4_4 | 4 | Houston | YES | 0.012797 | 182.4 | 35 | 228 | 0 | 1.0326 | GST | 1 | 0.053732 | 228 | 228 |  |  |  |  | 0.053732 | 12.2508 |  |  |  |  | 0 | 0
48611 | DIB_GT1_8080 | 1 | Houston | YES | 0.0128 | 64 | 0 | 64 | 0 | 1.0326 | Cogen | 1 | 0.053735 | 0 | 0 |  |  |  |  | 0.053735 | 0 |  |  |  |  | 0 | 0
48612 | DIB_GT2_8075 | 2 | Houston | YES | 0.0128 | 63.2 | 0 | 63.2 | 0 | 1.0326 | Cogen | 1 | 0.053735 | 0 | 0 |  |  |  |  | 0.053735 | 0 |  |  |  |  | 0 | 0
48613 | DIB_ST1_8085 | 3 | Houston | YES | 0.0128 | 67.9 | 30 | 82.6 | 0 | 1.0326 | Cogen | 1 | 0.053735 | 0 | 0 |  |  |  |  | 0.053735 | 0 |  |  |  |  | 0 | 0
48614 | DIB_GT3_8090 | 4 | Houston | YES | 0.0128 | 73.6 | 15 | 73.6 | 0 | 1.0326 | Cogen | 1 | 0.053735 | 0 | 0 |  |  |  |  | 0.053735 | 0 |  |  |  |  | 0 | 0
48845 | SOL_GT1 | 1 | Houston | YES | 0.012801 | 16.2 | 15.4 | 16.2 |  | 1.0326 | Solar | 1 | 0.053736 | 16.2 | 16.2 |  |  |  |  | 0.053736 | 0.87052 |  |  |  |  | 0 | 0
48853 | SRB_GN3_3 | 3 | Houston | YES | 0.012803 | 170.4 | 35 | 213 |  | 1.0326 | GST | 1 | 0.053738 | 213 | 213 |  |  |  |  | 0.053738 | 11.4461 |  |  |  |  | 0 | 0
48551 | CAL_GT1_8045 | 1 | Houston | YES | 0.012832 | 149 | 0 | 149 | 0 | 1.0326 | Cogen | 1 | 0.053767 | 0 | 0 |  |  |  |  | 0.053767 | 0 |  |  |  |  | 0 | 0
48552 | CAL_ST1_8000 | 2 | Houston | YES | 0.012832 | 65.1 | 0 | 65.1 | 0 | 1.0326 | Cogen | 1 | 0.053767 | 0 | 0 |  |  |  |  | 0.053767 | 0 |  |  |  |  | 0 | 0
48851 | SRB_GN1_1 | 1 | Houston | YES | 0.012835 | 132 | 26 | 165 | 0 | 1.0217 | GST | 1 | 0.05377 | 165 | 165 |  |  |  |  | 0.05377 | 8.872 |  |  |  |  | 0 | 0
48852 | SRB_GN2_2 | 2 | Houston | YES | 0.012844 | 140.8 | 26 | 176 | 0 | 1.0217 | GST | 1 | 0.053779 | 176 | 176 |  |  |  |  | 0.053779 | 9.465 |  |  |  |  | 0 | 0
48855 | SRB_GT211035 | B2 | Houston | YES | 0.012851 | 0 | 0 | 12 |  | 1.014 | GGT | 1 | 0.053786 | 12 | 12 |  |  |  |  | 0.053786 | 0.64543 |  |  |  |  | 0 | 0
48855 | SRB_GT211035 | B1 | Houston | YES | 0.012851 | 0 | 0 | 18 |  | 1.014 | GGT | 1 | 0.053786 | 18 | 18 |  |  |  |  | 0.053786 | 0.96814 |  |  |  |  | 0 | 0
48761 | PR_GT1__9040 | 1 | Houston | YES | 0.012972 | 26 | 0 | 35 |  | 1 | Cogen | 1 | 0.053907 | 0 | 0 |  |  |  |  | 0.053907 | 0 |  |  |  |  | 0 | 0
48644 | DPEC_GT45070 | 4 | Houston | YES | 0.013088 | 157 | 98 | 157 | 0 | 1.0319 | CC | 1 | 0.054023 | 157 | 157 |  |  |  |  | 0.054023 | 8.4815 |  |  |  |  | 0 | 0
48642 | DPEC_GT25025 | 2 | Houston | YES | 0.013088 | 157.1 | 98 | 157.1 | 0 | 1.0319 | CC | 1 | 0.054023 | 157.1 | 157.1 |  |  |  |  | 0.054023 | 8.4869 |  |  |  |  | 0 | 0
48643 | DPEC_GT35010 | 3 | Houston | YES | 0.013088 | 157.5 | 98 | 157.5 | 0 | 1.0319 | CC | 1 | 0.054023 | 157.5 | 157.5 |  |  |  |  | 0.054023 | 8.5085 |  |  |  |  | 0 | 0
48641 | DPEC_GT15040 | 1 | Houston | YES | 0.013088 | 163.2 | 98 | 163.2 | 0 | 1.0319 | CC | 1 | 0.054023 | 163.2 | 163.2 |  |  |  |  | 0.054023 | 8.8165 |  |  |  |  | 0 | 0
48645 | DPEC_ST55065 | 5 | Houston | YES | 0.013088 | 282 | 0 | 282 | 0 | 1.0319 | CC | 1 | 0.054023 | 282 | 282 |  |  |  |  | 0.054023 | 15.2343 |  |  |  |  | 0 | 0
48841 | SJS_GT1_GT1 | 1 | Houston | YES | 0.013215 | 62.4 | 49 | 78 | 0 | 1.0362 | Cogen | 1 | 0.05415 | 0 | 0 |  |  |  |  | 0.05415 | 0 |  |  |  |  | 0 | 0
48842 | SJS_GT2_GT2 | 2 | Houston | YES | 0.013215 | 64.8 | 49 | 81 | 0 | 1.0362 | Cogen | 1 | 0.05415 | 0 | 0 |  |  |  |  | 0.05415 | 0 |  |  |  |  | 0 | 0
48691 | GBY_73741085 | B | Houston | YES | 0.013377 | 37.6 | 20 | 47 | 0 | 1.0362 | GGT | 1 | 0.054312 | 47 | 47 |  |  |  |  | 0.054312 | 2.5526 |  |  |  |  | 0 | 0
48691 | GBY_73741085 | A | Houston | YES | 0.013377 | 37.6 | 20 | 47 | 0 | 1.0362 | GGT | 1 | 0.054312 | 47 | 47 |  |  |  |  | 0.054312 | 2.5526 |  |  |  |  | 0 | 0
48692 | GBY_81821075 | C | Houston | YES | 0.013377 | 37.6 | 20 | 47 | 0 | 1.0362 | GGT | 1 | 0.054312 | 47 | 47 |  |  |  |  | 0.054312 | 2.5526 |  |  |  |  | 0 | 0
48693 | GBY_83841065 | F | Houston | YES | 0.013377 | 43.2 | 20 | 54 | 0 | 1.0362 | GGT | 1 | 0.054312 | 54 | 54 |  |  |  |  | 0.054312 | 2.9328 |  |  |  |  | 0 | 0
48692 | GBY_81821075 | D | Houston | YES | 0.013377 | 44 | 20 | 55 | 0 | 1.0362 | GGT | 1 | 0.054312 | 55 | 55 |  |  |  |  | 0.054312 | 2.9871 |  |  |  |  | 0 | 0
48693 | GBY_83841065 | E | Houston | YES | 0.013377 | 45.6 | 20 | 57 | 0 | 1.0362 | GGT | 1 | 0.054312 | 57 | 57 |  |  |  |  | 0.054312 | 3.0958 |  |  |  |  | 0 | 0
48531 | BYU_GT1_8075 | 1 | Houston | YES | 0.013698 | 65 | 0 | 65 |  | 1.0362 | Cogen | 1 | 0.054633 | 0 | 0 |  |  |  |  | 0.054633 | 0 |  |  |  |  | 0 | 0
48532 | BYU_GT2_8055 | 2 | Houston | YES | 0.013698 | 62 | 0 | 62 |  | 1.0362 | Cogen | 1 | 0.054633 | 0 | 0 |  |  |  |  | 0.054633 | 0 |  |  |  |  | 0 | 0
48533 | BYU_GT3_8060 | 3 | Houston | YES | 0.013698 | 67 | 0 | 67 |  | 1.0362 | Cogen | 1 | 0.054633 | 0 | 0 |  |  |  |  | 0.054633 | 0 |  |  |  |  | 0 | 0
48534 | BYU_GT4_8065 | 4 | Houston | YES | 0.013698 | 65 | 0 | 65 |  | 1.0362 | Cogen | 1 | 0.054633 | 0 | 0 |  |  |  |  | 0.054633 | 0 |  |  |  |  | 0 | 0
48561 | CTL_GT2_8130 | 1 | Houston | YES | 0.013955 | 73.5 | 30.3 | 91.9 |  | 1.0362 | Cogen | 1 | 0.05489 | 0 | 0 |  |  |  |  | 0.05489 | 0 |  |  |  |  | 0 | 0
48562 | CTL_GT3_8135 | 2 | Houston | YES | 0.013955 | 70.1 | 30.3 | 87.6 |  | 1.0362 | Cogen | 1 | 0.05489 | 0 | 0 |  |  |  |  | 0.05489 | 0 |  |  |  |  | 0 | 0
48563 | CTL_GT4_8140 | 3 | Houston | YES | 0.013955 | 69.6 | 30.3 | 87 |  | 1.0362 | Cogen | 1 | 0.05489 | 0 | 0 |  |  |  |  | 0.05489 | 0 |  |  |  |  | 0 | 0
48564 | CTL_GN1_8145 | 4 | Houston | YES | 0.013955 | 43.6 | 12.9 | 54.5 |  | 1.0362 | Cogen | 1 | 0.05489 | 0 | 0 |  |  |  |  | 0.05489 | 0 |  |  |  |  | 0 | 0
48565 | CTL_GN2_8155 | 5 | Houston | YES | 0.013955 | 9.8 | 3.4 | 12.2 |  | 1.0362 | Cogen | 1 | 0.05489 | 0 | 0 |  |  |  |  | 0.05489 | 0 |  |  |  |  | 0 | 0
48772 | PHR_GN2_2 | MB | Houston | YES | 0.014626 | 0 | 72 | 459 |  | 1.0362 | GSC | 1 | 0.055561 | 0 | 0 |  |  |  |  | 0.055561 | 0 |  |  |  |  | 0 | 0
38580 | TNBP_CGN1_8 | 1 | Houston | YES | 0.015588 | 70.8 | 0 | 70.8 | 0 | 1.005 | Cogen | 1 | 0.056523 | 0 | 0 |  |  |  |  | 0.056523 | 0 |  |  |  |  | 0 | 0
38590 | TNBP_CGN2_8 | 2 | Houston | YES | 0.015588 | 66.7 | 0 | 66.7 | 0 | 1.005 | Cogen | 1 | 0.056523 | 0 | 0 |  |  |  |  | 0.056523 | 0 |  |  |  |  | 0 | 0
38600 | TNBP_CGN3_8 | 5 | Houston | YES | 0.015588 | 53 | 0 | 53 | 0 | 1.005 | Cogen | 1 | 0.056523 | 0 | 0 |  |  |  |  | 0.056523 | 0 |  |  |  |  | 0 | 0
38611 | TNBPAMCG1_8 | 1 | Houston | YES | 0.015588 | 153.2 | 0 | 153.2 | 0 | 1.005 | Cogen | 1 | 0.056523 | 0 | 0 |  |  |  |  | 0.056523 | 0 |  |  |  |  | 0 | 0
38612 | TNBPAMCG2_8 | 2 | Houston | YES | 0.015588 | 153.5 | 0 | 153.5 | 0 | 1.005 | Cogen | 1 | 0.056523 | 0 | 0 |  |  |  |  | 0.056523 | 0 |  |  |  |  | 0 | 0
38613 | TNBPAMCG3_8 | 3 | Houston | YES | 0.015588 | 152.3 | 0 | 152.3 | 0 | 1.005 | Cogen | 1 | 0.056523 | 0 | 0 |  |  |  |  | 0.056523 | 0 |  |  |  |  | 0 | 0
38614 | TNBPAMCG4_8 | 4 | Houston | YES | 0.015588 | 96 | 0 | 96 |  | 1.005 | Cogen | 1 | 0.056523 | 0 | 0 |  |  |  |  | 0.056523 | 0 |  |  |  |  | 0 | 0
38615 | TNBPAMCG5_8 | 1 | Houston | YES | 0.015588 | 244 | 0 | 244 | 0 | 1.005 | Cogen | 1 | 0.056523 | 0 | 0 |  |  |  |  | 0.056523 | 0 |  |  |  |  | 0 | 0
38690 | TNBP_CGN4_8 | 3 | Houston | YES | 0.015588 | 40 | 0 | 40 |  | 1.005 | Cogen | 1 | 0.056523 | 0 | 0 |  |  |  |  | 0.056523 | 0 |  |  |  |  | 0 | 0
38711 | TNTXCTY1CG8 | 1 | Houston | YES | 0.015588 | 100.3 | 59 | 100.3 | 0 | 1 | Cogen | 1 | 0.056523 | 0 | 0 |  |  |  |  | 0.056523 | 0 |  |  |  |  | 0 | 0
38712 | TNTXCTY2CG8 | 1 | Houston | YES | 0.015588 | 92.9 | 59 | 92.9 | 0 | 1 | Cogen | 1 | 0.056523 | 0 | 0 |  |  |  |  | 0.056523 | 0 |  |  |  |  | 0 | 0
38713 | TNTXCTY3CG8 | 1 | Houston | YES | 0.015588 | 102.7 | 59 | 102.7 | 0 | 1 | Cogen | 1 | 0.056523 | 0 | 0 |  |  |  |  | 0.056523 | 0 |  |  |  |  | 0 | 0
38714 | TNTXCTY4CG8 | 1 | Houston | YES | 0.015588 | 103 | 59 | 103 | 0 | 1 | Cogen | 1 | 0.056523 | 0 | 0 |  |  |  |  | 0.056523 | 0 |  |  |  |  | 0 | 0
39470 | TNDOWCGNSG8 | 1 | Houston | YES | 0.015588 | 32 | 10 | 32 | 0 | 0.985 | Cogen | 1 | 0.056523 | 0 | 0 |  |  |  |  | 0.056523 | 0 |  |  |  |  | 0 | 0
39480 | TNDOWCGNGG8 | 1 | Houston | YES | 0.015588 | 30 | 10 | 30 | 0 | 0.985 | Cogen | 1 | 0.056523 | 0 | 0 |  |  |  |  | 0.056523 | 0 |  |  |  |  | 0 | 0
48929 | WAPGT21_GT1 | B1 | Houston | YES | 0.017885 | 0 | 0 | 13 |  | 1.05 | GGT | 1 | 0.05882 | 13 | 13 |  |  |  |  | 0.05882 | 0.76465 |  |  |  |  | 0 | 0
48921 | WAP_GN1_1 | 1 | Houston | YES | 0.017885 | 132.8 | 37 | 166 | 0 | 1.0362 | GST | 1 | 0.05882 | 166 | 166 |  |  |  |  | 0.05882 | 9.764 |  |  |  |  | 0 | 0
48922 | WAP_GN2_2 | 2 | Houston | YES | 0.017885 | 132.8 | 37 | 166 | 0 | 1.0362 | GST | 1 | 0.05882 | 166 | 166 |  |  |  |  | 0.05882 | 9.764 |  |  |  |  | 0 | 0
48923 | WAP_GN3_3 | 3 | Houston | YES | 0.017885 | 198.4 | 93 | 248 | 0 | 1.0362 | GST | 1 | 0.05882 | 248 | 248 |  |  |  |  | 0.05882 | 14.5872 |  |  |  |  | 0 | 0
48924 | WAP_GN4_4 | 4 | Houston | YES | 0.017885 | 546 | 217 | 546 | 0 | 1.0362 | GSC | 1 | 0.05882 | 546 | 546 |  |  |  |  | 0.05882 | 32.1154 |  |  |  |  | 0 | 0
48925 | WAP_GN5_5 | 5 | Houston | YES | 0.017885 | 582.9 | 278 | 654 | 0 | 0.985 | LIGCO | 1 | 0.05882 | 0 | 654 |  |  |  |  | 0.05882 | 38.468 |  |  |  |  | 0 | 0
48510 | AK_GT1__8040 | 1 | Houston | YES | 0.017925 | 33.4 | 8.1 | 34 |  | 1.029 | Cogen | 1 | 0.05886 | 0 | 0 |  |  |  |  | 0.05886 | 0 |  |  |  |  | 0 | 0
48522 | BVE_GT2_5035 | 2 | Houston | YES | 0.018411 | 166.4 | 0 | 166.4 |  | 1.035 | CC | 1 | 0.059346 | 166.4 | 166.4 |  |  |  |  | 0.059346 | 9.8751 |  |  |  |  | 0 | 0
48521 | BVE_GT1_GT1 | 1 | Houston | YES | 0.018411 | 167.7 | 0 | 167.7 |  | 1.035 | CC | 1 | 0.059346 | 167.7 | 167.7 |  |  |  |  | 0.059346 | 9.9522 |  |  |  |  | 0 | 0
48523 | BVE_ST1_GN1 | 3 | Houston | YES | 0.018411 | 252.4 | 0 | 252.4 |  | 1.035 | CC | 1 | 0.059346 | 252.4 | 252.4 |  |  |  |  | 0.059346 | 14.9788 |  |  |  |  | 0 | 0
48927 | WAP_GN7_7 | 7 | Houston | YES | 0.01844 | 564 | 277 | 564 |  | 1.035 | LIGCO | 1 | 0.059375 | 0 | 564 |  |  |  |  | 0.059375 | 33.4872 |  |  |  |  | 0 | 0
48928 | WAP_GN8_8 | 8 | Houston | YES | 0.01844 | 603 | 275 | 603 |  | 1.035 | LIGCO | 1 | 0.059375 | 0 | 603 |  |  |  |  | 0.059375 | 35.8028 |  |  |  |  | 0 | 0
48926 | WAP_GN6_6 | 6 | Houston | YES | 0.01844 | 651 | 280 | 651 |  | 1.035 | LIGCO | 1 | 0.059375 | 0 | 651 |  |  |  |  | 0.059375 | 38.6528 |  |  |  |  | 0 | 0
48730 | MNS_GT | 1 | Houston | YES | 0.01845 | 43 | 0 | 46.1 |  | 1.029 | Cogen | 1 | 0.059385 | 0 | 0 |  |  |  |  | 0.059385 | 0 |  |  |  |  | 0 | 0
39760 | TNSCLP1___8 | 1 | Houston | YES | 0.021947 | 93.4 | 20 | 116.8 | 0 | 1.04 | Cogen | 1 | 0.062882 | 0 | 0 |  |  |  |  | 0.062882 | 0 |  |  |  |  | 0 | 0
39770 | TNSCLP2___8 | 1 | Houston | YES | 0.021947 | 91.6 | 20 | 114.5 | 0 | 1.04 | Cogen | 1 | 0.062882 | 0 | 0 |  |  |  |  | 0.062882 | 0 |  |  |  |  | 0 | 0
39775 | TNSCLP4___8 | 1 | Houston | YES | 0.021947 | 95.2 | 20 | 119 | 0 | 1.04 | Cogen | 1 | 0.062882 | 0 | 0 |  |  |  |  | 0.062882 | 0 |  |  |  |  | 0 | 0
39790 | TNSCLP3___8 | 1 | Houston | YES | 0.021947 | 87.6 | 20 | 109.5 | 0 | 1.027 | Cogen | 1 | 0.062882 | 0 | 0 |  |  |  |  | 0.062882 | 0 |  |  |  |  | 0 | 0
48520 | BSF_GT1_8070 | 1 | Houston | YES | 0.022897 | 72 | 0 | 72 | 0 | 1.0326 | Cogen | 1 | 0.063832 | 0 | 0 |  |  |  |  | 0.063832 | 0 |  |  |  |  | 0 | 0
48520 | BSF_GT1_8070 | 2 | Houston | YES | 0.022897 | 10 | 0 | 10 | 0 | 1.0326 | Cogen | 1 | 0.063832 | 0 | 0 |  |  |  |  | 0.063832 | 0 |  |  |  |  | 0 | 0
49851 | DOW17000 | 37 | Houston | YES | 0.024106 | 39 | 0 | 62 | 0 | 1 | Cogen | 1 | 0.065041 | 0 | 0 |  |  |  |  | 0.065041 | 0 |  |  |  |  | 0 | 0
49858 | DOW38100 | 31 | Houston | YES | 0.024106 | 45 | 0 | 71.4 |  | 1 | Cogen | 1 | 0.065041 | 0 | 0 |  |  |  |  | 0.065041 | 0 |  |  |  |  | 0 | 0
49859 | DOW38200 | 33 | Houston | YES | 0.024106 | 28 | 0 | 45 | 0 | 1 | Cogen | 1 | 0.065041 | 0 | 0 |  |  |  |  | 0.065041 | 0 |  |  |  |  | 0 | 0
49860 | DOW38300 | 32 | Houston | YES | 0.024106 | 63 | 0 | 101 |  | 1 | Cogen | 1 | 0.065041 | 0 | 0 |  |  |  |  | 0.065041 | 0 |  |  |  |  | 0 | 0
49862 | DOW39100 | 36 | Houston | YES | 0.024106 | 54 | 0 | 86 | 0 | 1 | Cogen | 1 | 0.065041 | 0 | 0 |  |  |  |  | 0.065041 | 0 |  |  |  |  | 0 | 0
49863 | DOW39200 | 35 | Houston | YES | 0.024106 | 55 | 0 | 88 | 0 | 1 | Cogen | 1 | 0.065041 | 0 | 0 |  |  |  |  | 0.065041 | 0 |  |  |  |  | 0 | 0
49865 | DOW41000 | 41 | Houston | YES | 0.024106 | 31 | 0 | 50 |  | 1 | Cogen | 1 | 0.065041 | 0 | 0 |  |  |  |  | 0.065041 | 0 |  |  |  |  | 0 | 0
49866 | DOW42000 | 42 | Houston | YES | 0.024106 | 11 | 0 | 18 |  | 1 | Cogen | 1 | 0.065041 | 0 | 0 |  |  |  |  | 0.065041 | 0 |  |  |  |  | 0 | 0
49869 | DOW49000 | 45 | Houston | YES | 0.024106 | 59 | 0 | 94 |  | 1 | Cogen | 1 | 0.065041 | 0 | 0 |  |  |  |  | 0.065041 | 0 |  |  |  |  | 0 | 0
49870 | DOW61000 | 61 | Houston | YES | 0.024106 | 44 | 0 | 70 | 0 | 1 | Cogen | 1 | 0.065041 | 0 | 0 |  |  |  |  | 0.065041 | 0 |  |  |  |  | 0 | 0
49871 | DOW62000 | 62 | Houston | YES | 0.024106 | 40 | 0 | 63 | 0 | 1 | Cogen | 1 | 0.065041 | 0 | 0 |  |  |  |  | 0.065041 | 0 |  |  |  |  | 0 | 0
49872 | DOW63000 | 63 | Houston | YES | 0.024106 | 45 | 0 | 72 | 0 | 1 | Cogen | 1 | 0.065041 | 0 | 0 |  |  |  |  | 0.065041 | 0 |  |  |  |  | 0 | 0
49873 | DOW64000 | 64 | Houston | YES | 0.024106 | 41 | 0 | 64.8 | 0 | 1 | Cogen | 1 | 0.065041 | 0 | 0 |  |  |  |  | 0.065041 | 0 |  |  |  |  | 0 | 0
49876 | DOW65000 | 65 | Houston | YES | 0.024106 | 63 | 0 | 101 | 0 | 1 | Cogen | 1 | 0.065041 | 0 | 0 |  |  |  |  | 0.065041 | 0 |  |  |  |  | 0 | 0
49877 | DOW66000 | 66 | Houston | YES | 0.024106 | 61 | 0 | 97 | 0 | 1 | Cogen | 1 | 0.065041 | 0 | 0 |  |  |  |  | 0.065041 | 0 |  |  |  |  | 0 | 0
49878 | DOW67000 | 67 | Houston | YES | 0.024106 | 65 | 0 | 103 | 0 | 1 | Cogen | 1 | 0.065041 | 0 | 0 |  |  |  |  | 0.065041 | 0 |  |  |  |  | 0 | 0
49882 | DOW81000 | 81 | Houston | YES | 0.024106 | 47 | 0 | 76 | 0 | 1 | Cogen | 1 | 0.065041 | 0 | 0 |  |  |  |  | 0.065041 | 0 |  |  |  |  | 0 | 0
49884 | DOW82000 | 82 | Houston | YES | 0.024106 | 51 | 0 | 80 | 0 | 1 | Cogen | 1 | 0.065041 | 0 | 0 |  |  |  |  | 0.065041 | 0 |  |  |  |  | 0 | 0
49885 | DOW83000 | 83 | Houston | YES | 0.024106 | 51 | 0 | 80 | 0 | 1 | Cogen | 1 | 0.065041 | 0 | 0 |  |  |  |  | 0.065041 | 0 |  |  |  |  | 0 | 0
49886 | DOW84000 | 84 | Houston | YES | 0.024106 | 107 | 0 | 171 | 0 | 0.98 | Cogen | 1 | 0.065041 | 0 | 0 |  |  |  |  | 0.065041 | 0 |  |  |  |  | 0 | 0
8032 | AMISTADHYD1 | 1 | South | YES | 0.025064 | 33 | 13 | 33 | 0 | 1.03 | Hydro | 1 | 0.065999 | 0 | 0 | 0 | 0 |  |  | 0.065999 | 0 |  |  |  |  | 0 | 0
8033 | AMISTADHYD2 | 2 | South | YES | 0.025064 | 25 | 13 | 25 | 0 | 1.03 | Hydro | 1 | 0.065999 | 0 | 0 | 0 | 0 |  |  | 0.065999 | 0 |  |  |  |  | 0 | 0
88253 | HAMILTON | F | South | YES | 0.025064 | 0 | 0 | 0 | 0 | 1.04 | BLT | 1 | 0.065999 | 0 | 0 | 0 | 0 |  |  | 0.065999 | 0 |  |  |  |  | 0 | 0
48911 | TGF_GT1_8000 | 1 | Houston | YES | 0.028987 | 69.2 | 0 | 69.2 |  | 1.029 | Cogen | 1 | 0.069922 | 0 | 0 |  |  |  |  | 0.069922 | 0 |  |  |  |  | 0 | 0
48674 | FTR_CN4_5095 | 4 | North | YES | -0.008726 | 380 | 0 | 380 | 0 | 1.0319 | CC | -1 | 0.070992 | 380 | 380 |  |  | -3.3159 | 380 | -0.070992 | -26.9769 |  |  |  |  | 0 | 0
48672 | FTR_GT2_5110 | 2 | North | YES | -0.008726 | 159 | 0 | 159 | 0 | 1.0319 | CC | -1 | 0.070992 | 159 | 159 |  |  | -1.3874 | 159 | -0.070992 | -11.2877 |  |  |  |  | 0 | 0
48673 | FTR_GT3_5085 | 3 | North | YES | -0.008726 | 158 | 0 | 158 | 0 | 1.0319 | CC | -1 | 0.070992 | 158 | 158 |  |  | -1.3787 | 158 | -0.070992 | -11.2167 |  |  |  |  | 0 | 0
48671 | FTR_GT1_5105 | 1 | North | YES | -0.008726 | 154.2 | 0 | 154.2 | 0 | 1.0319 | CC | -1 | 0.070992 | 154.2 | 154.2 |  |  | -1.3455 | 154.2 | -0.070992 | -10.9469 |  |  |  |  | 0 | 0
48731 | CBE_GT1 | 1 | Houston | YES | 0.030632 | 76 | 0 | 76 | 0 | 1.029 | CC | 1 | 0.071567 | 76 | 76 |  |  |  |  | 0.071567 | 5.4391 |  |  |  |  | 0 | 0
48732 | CBE_GT2 | 1 | Houston | YES | 0.030632 | 76 | 0 | 76 | 0 | 1.029 | CC | 1 | 0.071567 | 76 | 76 |  |  |  |  | 0.071567 | 5.4391 |  |  |  |  | 0 | 0
48734 | CBE_GT3 | 1 | Houston | YES | 0.030632 | 76 | 0 | 76 | 0 | 1.029 | CC | 1 | 0.071567 | 76 | 76 |  |  |  |  | 0.071567 | 5.4391 |  |  |  |  | 0 | 0
48735 | CBE_GT4 | 1 | Houston | YES | 0.030632 | 76 | 0 | 76 | 0 | 1.029 | CC | 1 | 0.071567 | 76 | 76 |  |  |  |  | 0.071567 | 5.4391 |  |  |  |  | 0 | 0
48733 | CBE_ST12 | 1 | Houston | YES | 0.030632 | 105 | 0 | 105 | 0 | 1.029 | CC | 1 | 0.071567 | 105 | 105 |  |  |  |  | 0.071567 | 7.5145 |  |  |  |  | 0 | 0
48736 | CBE_ST34 | 1 | Houston | YES | 0.030632 | 105 | 0 | 105 | 0 | 1.029 | CC | 1 | 0.071567 | 105 | 105 |  |  |  |  | 0.071567 | 7.5145 |  |  |  |  | 0 | 0
5911 | STP_GN1___1 | 1 | Houston | YES | 0.03073 | 1333 | 1249 | 1333 | 0 | 1.0406 | Nuc | 1 | 0.071665 | 0 | 0 |  |  |  |  | 0.071665 | 0 |  |  |  |  | 0 | 0
5912 | STP_GN2___2 | 2 | Houston | YES | 0.03073 | 1332 | 1249 | 1332 | 0 | 1.0406 | Nuc | 1 | 0.071665 | 0 | 0 |  |  |  |  | 0.071665 | 0 |  |  |  |  | 0 | 0
32892 | BRYN_DNSBY14 | 1 | North | YES | -0.009824 | 84 | 25 | 105 | 0 | 1.035 | GST | -1 | 0.07209 | 105 | 105 |  |  | -1.0315 | 105 | -0.07209 | -7.5694 |  |  |  |  | 0 | 0
32883 | BRYN_DNSBY3 | 1 | North | YES | -0.009824 | 0 | 2 | 48 |  | 1.015 | GST | -1 | 0.07209 | 48 | 48 |  |  | -0.47155 | 48 | -0.07209 | -3.4603 |  |  |  |  | 0 | 0
32884 | BRYN_DNSBY13 | 1 | North | YES | -0.009824 | 46 | 2 | 46 | 0 | 1.015 | GST | -1 | 0.07209 | 46 | 46 |  |  | -0.4519 | 46 | -0.07209 | -3.3161 |  |  |  |  | 0 | 0
32798 | BRYN_TAMUGEN | 1 | North | YES | -0.010646 | 32 | 0 | 32 |  | 1.02 | GST | -1 | 0.072912 | 32 | 32 |  |  | -0.34067 | 32 | -0.072912 | -2.3332 |  |  |  |  | 0 | 0
32888 | BRYN_ATKINS7 | 1 | North | YES | -0.010765 | 13.6 | 4 | 17 |  | 1.028 | GGT | -1 | 0.073031 | 17 | 17 |  |  | -0.18301 | 17 | -0.073031 | -1.2415 |  |  |  |  | 0 | 0
32886 | BRYN_ATKINS3 | MB | North | YES | -0.010765 | 0 | 5 | 12 |  | 1 | GST | -1 | 0.073031 | 0 | 0 |  |  | 0 | 0 | -0.073031 | 0 |  |  |  |  | 0 | 0
32887 | BRYN_ATKINS6 | MB | North | YES | -0.010765 | 0 | 12 | 51 |  | 1.028 | GST | -1 | 0.073031 | 0 | 0 |  |  | 0 | 0 | -0.073031 | 0 |  |  |  |  | 0 | 0
32890 | BRYN_ATKINS4 | MB | North | YES | -0.010765 | 0 | 5 | 22 |  | 1.031 | GST | -1 | 0.073031 | 0 | 0 |  |  | 0 | 0 | -0.073031 | 0 |  |  |  |  | 0 | 0
32891 | BRYN_ATKINS5 | MB | North | YES | -0.010765 | 0 | 5 | 25 |  | 1.031 | GST | -1 | 0.073031 | 0 | 0 |  |  | 0 | 0 | -0.073031 | 0 |  |  |  |  | 0 | 0
8262 | ELPS | 1 | South | YES | 0.032186 | 6 | 6 | 6 | 0 | 1.15 | Hydro | 1 | 0.073121 | 0 | 0 | 0 | 0 |  |  | 0.073121 | 0 |  |  |  |  | 0 | 0
990 | GIBN_CREK_G1 | 1 | North | YES | -0.012116 | 463 | 200 | 463 | 0 | 1.0275 | LIGCO | -1 | 0.074382 | 0 | 463 |  |  | 0 | 0 | -0.074382 | 0 |  |  |  |  | 0 | 0
7022 | L_BUCHAN1_1Y | 1 | South | YES | 0.034587 | 0 | 0 | 18 |  | 1 | Hydro | 1 | 0.075522 | 0 | 0 | 0 | 0 |  |  | 0.075522 | 0 |  |  |  |  | 0 | 0
7023 | L_BUCHAN1_2Y | 2 | South | YES | 0.034587 | 0 | 0 | 18 |  | 1 | Hydro | 1 | 0.075522 | 0 | 0 | 0 | 0 |  |  | 0.075522 | 0 |  |  |  |  | 0 | 0
7024 | L_BUCHAN1_3Y | 3 | South | YES | 0.034587 | 0 | 0 | 15 |  | 1 | Hydro | 1 | 0.075522 | 0 | 0 | 0 | 0 |  |  | 0.075522 | 0 |  |  |  |  | 0 | 0
7026 | L_INKSDA1_1Y | 1 | South | YES | 0.035361 | 0 | 0 | 13.7 |  | 1 | Hydro | 1 | 0.076296 | 0 | 0 | 0 | 0 |  |  | 0.076296 | 0 |  |  |  |  | 0 | 0
8134 | FOR #1 | 1 | South | YES | 0.043178 | 54.1 | 45 | 79 | 0 | 1 | Cogen | 1 | 0.084113 | 0 | 0 | 0 | 0 |  |  | 0.084113 | 0 |  |  |  |  | 0 | 0
8138 | FOR #2 | 2 | South | YES | 0.043178 | 63.1 | 45 | 81 | 0 | 1 | Cogen | 1 | 0.084113 | 0 | 0 | 0 | 0 |  |  | 0.084113 | 0 |  |  |  |  | 0 | 0
8153 | FOR #3 | 3 | South | YES | 0.043178 | 63.1 | 45 | 79.9 | 0 | 1 | Cogen | 1 | 0.084113 | 0 | 0 | 0 | 0 |  |  | 0.084113 | 0 |  |  |  |  | 0 | 0
8154 | FOR #4 | 4 | South | YES | 0.043178 | 63.1 | 60 | 80 | 0 | 1 | Cogen | 1 | 0.084113 | 0 | 0 | 0 | 0 |  |  | 0.084113 | 0 |  |  |  |  | 0 | 0
8155 | FOR #5 | 5 | South | YES | 0.043178 | 63.1 | 60 | 78.4 | 0 | 1 | Cogen | 1 | 0.084113 | 0 | 0 | 0 | 0 |  |  | 0.084113 | 0 |  |  |  |  | 0 | 0
8156 | FOR #6 | 6 | South | YES | 0.043178 | 24.9 | 5 | 25 | 0 | 1 | Cogen | 1 | 0.084113 | 0 | 0 | 0 | 0 |  |  | 0.084113 | 0 |  |  |  |  | 0 | 0
8157 | FOR #7 | 7 | South | YES | 0.043178 | 28.8 | 5 | 46 | 0 | 1 | Cogen | 1 | 0.084113 | 0 | 0 | 0 | 0 |  |  | 0.084113 | 0 |  |  |  |  | 0 | 0
80051 | FOR #8 | 8 | South | YES | 0.043178 | 28 | 28 | 28 |  | 1 | Cogen | 1 | 0.084113 | 0 | 0 | 0 | 0 |  |  | 0.084113 | 0 |  |  |  |  | 0 | 0
80052 | FOR #9 | 9 | South | YES | 0.043178 | 29.7 | 5 | 43.6 | 0 | 1 | Cogen | 1 | 0.084113 | 0 | 0 | 0 | 0 |  |  | 0.084113 | 0 |  |  |  |  | 0 | 0
80053 | FOR #10 | 10 | South | YES | 0.043178 | 68.4 | 45 | 75 | 0 | 1 | Cogen | 1 | 0.084113 | 0 | 0 | 0 | 0 |  |  | 0.084113 | 0 |  |  |  |  | 0 | 0
80226 | ALCOA G | 1 | South | YES | 0.043522 | 32.3 | 5 | 48 | 0 | 1.015 | Cogen | 1 | 0.084457 | 0 | 0 | 0 | 0 |  |  | 0.084457 | 0 |  |  |  |  | 0 | 0
7000 | L_FERGUS1_1Y | 1 | South | YES | 0.044238 | 400 | 65 | 423.3 | 0 | 1.015 | GSC | 1 | 0.085173 | 423.3 | 423.3 | 18.7259 | 423.3 |  |  | 0.085173 | 36.0535 |  |  |  |  | 0 | 0
7035 | L_WIRTZ_1G1Y | 1 | South | YES | 0.044427 | 0 | 0 | 29 |  | 1 | Hydro | 1 | 0.085362 | 0 | 0 | 0 | 0 |  |  | 0.085362 | 0 |  |  |  |  | 0 | 0
7036 | L_WIRTZ_1G2Y | 2 | South | YES | 0.044427 | 0 | 0 | 29.7 |  | 1 | Hydro | 1 | 0.085362 | 0 | 0 | 0 | 0 |  |  | 0.085362 | 0 |  |  |  |  | 0 | 0
39960 | TNTNPONE_18 | 1 | North | YES | -0.023227 | 152.3 | 30 | 152.3 |  | 1.04 | LIGCO | -1 | 0.085493 | 0 | 152.3 |  |  | 0 | 0 | -0.085493 | 0 |  |  |  |  | 0 | 0
39970 | TNTNPONE_28 | 1 | North | YES | -0.023227 | 153 | 30 | 153 |  | 1.04 | LIGCO | -1 | 0.085493 | 0 | 153 |  |  | 0 | 0 | -0.085493 | 0 |  |  |  |  | 0 | 0
8147 | UCAR #2 | 10 | South | YES | 0.044629 | 18.2 | 0 | 28 |  | 1 | Cogen | 1 | 0.085564 | 0 | 0 | 0 | 0 |  |  | 0.085564 | 0 |  |  |  |  | 0 | 0
8148 | UCAR #1 | 2 | South | YES | 0.044629 | 6.1 | 0 | 7 | 0 | 1.009 | Cogen | 1 | 0.085564 | 0 | 0 | 0 | 0 |  |  | 0.085564 | 0 |  |  |  |  | 0 | 0
80137 | CSDR89 | 9 | South | YES | 0.044629 | 15 | 0 | 15 | 0 | 1.003 | DCTie | 1 | 0.085564 | 0 | 0 | 0 | 0 |  |  | 0.085564 | 0 |  |  |  |  | 0 | 0
80137 | CSDR89 | 8 | South | YES | 0.044629 | 33.9 | 0 | 39 | 0 | 1.003 | DCTie | 1 | 0.085564 | 0 | 0 | 0 | 0 |  |  | 0.085564 | 0 |  |  |  |  | 0 | 0
80138 | CSDR7 | 7 | South | YES | 0.044629 | 6.1 | 0 | 7 | 0 | 1.014 | DCTie | 1 | 0.085564 | 0 | 0 | 0 | 0 |  |  | 0.085564 | 0 |  |  |  |  | 0 | 0
80139 | CSDR56 | 6 | South | YES | 0.044629 | 0 | 0 | 39 |  | 1.0033 | DCTie | 1 | 0.085564 | 0 | 0 | 0 | 0 |  |  | 0.085564 | 0 |  |  |  |  | 0 | 0
80139 | CSDR56 | 5 | South | YES | 0.044629 | 15 | 0 | 15 |  | 1.0033 | DCTie | 1 | 0.085564 | 0 | 0 | 0 | 0 |  |  | 0.085564 | 0 |  |  |  |  | 0 | 0
80140 | CSDR11 | 11 | South | YES | 0.044629 | 33.9 | 0 | 39 | 0 | 1.03 | DCTie | 1 | 0.085564 | 0 | 0 | 0 | 0 |  |  | 0.085564 | 0 |  |  |  |  | 0 | 0
80227 | AIRCO G | 1 | South | YES | 0.044781 | 7.2 | 0 | 8 | 0 | 1.0104 | Cogen | 1 | 0.085716 | 0 | 0 | 0 | 0 |  |  | 0.085716 | 0 |  |  |  |  | 0 | 0
60202 | FRNDDRCS | F | West | YES | -0.023584 | 0 | 0 | 0 | 0 | 0.9985 | AVR | -1 | 0.08585 | 0 | 0 |  |  |  |  | -0.08585 | 0 |  |  |  |  | 0 | 0
80224 | VISTRONG1 | 1 | South | YES | 0.045104 | 13.1 | 0 | 15 | 0 | 1.01 | Cogen | 1 | 0.086039 | 0 | 0 | 0 | 0 |  |  | 0.086039 | 0 |  |  |  |  | 0 | 0
80225 | VISTRONG2 | 2 | South | YES | 0.045104 | 20.2 | 0 | 23 | 0 | 1.01 | Cogen | 1 | 0.086039 | 0 | 0 | 0 | 0 |  |  | 0.086039 | 0 |  |  |  |  | 0 | 0
5505 | RAYBURNGEN1 | 1 | South | YES | 0.045477 | 0 | 1 | 11 |  | 1.0223 | GGT | 1 | 0.086412 | 11 | 11 | 0.50025 | 11 |  |  | 0.086412 | 0.95053 |  |  |  |  | 0 | 0
5506 | RAYBURNGEN2 | 1 | South | YES | 0.045477 | 0 | 1 | 11 |  | 1.0223 | GGT | 1 | 0.086412 | 11 | 11 | 0.50025 | 11 |  |  | 0.086412 | 0.95053 |  |  |  |  | 0 | 0
5503 | RAYBURNGEN3 | 1 | South | YES | 0.045477 | 17.6 | 6 | 22 | 0 | 1.0224 | GST | 1 | 0.086412 | 22 | 22 | 1.0005 | 22 |  |  | 0.086412 | 1.9011 |  |  |  |  | 0 | 0
80265 | LARECU40A | 4 | South | YES | 0.045537 | 80 | 0 | 100 |  | 1.039 | GGT | 1 | 0.086472 | 100 | 100 | 4.5537 | 100 |  |  | 0.086472 | 8.6472 |  |  |  |  | 0 | 0
80266 | LARECU50A | 5 | South | YES | 0.045537 | 80 | 0 | 100 |  | 1.039 | GGT | 1 | 0.086472 | 100 | 100 | 4.5537 | 100 |  |  | 0.086472 | 8.6472 |  |  |  |  | 0 | 0
80012 | LAR | F | South | YES | 0.045538 | 0 | 0 | 0 | 0 | 1.04 | DCTie | 1 | 0.086473 | 0 | 0 | 0 | 0 |  |  | 0.086473 | 0 |  |  |  |  | 0 | 0
5509 | RAYBURNCC10 | 1 | South | YES | 0.045884 | 37.3 | 5.2 | 37.3 | 0 | 1.0296 | CC | 1 | 0.086819 | 37.3 | 37.3 | 1.7115 | 37.3 |  |  | 0.086819 | 3.2383 |  |  |  |  | 0 | 0
5511 | RAYBURNCC7 | 1 | South | YES | 0.045884 | 47.5 | 18.2 | 47.5 | 0 | 1.0296 | CC | 1 | 0.086819 | 47.5 | 47.5 | 2.1795 | 47.5 |  |  | 0.086819 | 4.1239 |  |  |  |  | 0 | 0
5508 | RAYBURNCC9 | 1 | South | YES | 0.045884 | 47.7 | 18.2 | 47.7 | 0 | 1.0296 | CC | 1 | 0.086819 | 47.7 | 47.7 | 2.1887 | 47.7 |  |  | 0.086819 | 4.1412 |  |  |  |  | 0 | 0
5512 | RAYBURNCC8 | 1 | South | YES | 0.045884 | 49.3 | 18.2 | 49.3 | 0 | 1.0296 | CC | 1 | 0.086819 | 49.3 | 49.3 | 2.2621 | 49.3 |  |  | 0.086819 | 4.2802 |  |  |  |  | 0 | 0
8926 | LGE_GT10A | 1 | South | YES | 0.045886 | 158 | 0 | 158 | 0 | 1.03 | Cogen | 1 | 0.086821 | 0 | 0 | 0 | 0 |  |  | 0.086821 | 0 |  |  |  |  | 0 | 0
8927 | LGE_GT20A | 2 | South | YES | 0.045886 | 153 | 0 | 153 | 0 | 1.03 | Cogen | 1 | 0.086821 | 0 | 0 | 0 | 0 |  |  | 0.086821 | 0 |  |  |  |  | 0 | 0
8928 | LGE_STG0A | 3 | South | YES | 0.045886 | 100 | 0 | 100 | 0 | 1.03 | Cogen | 1 | 0.086821 | 0 | 0 | 0 | 0 |  |  | 0.086821 | 0 |  |  |  |  | 0 | 0
8930 | ICPGN10A | 1 | South | YES | 0.045886 | 149 | 0 | 149 | 0 | 1.03 | Cogen | 1 | 0.086821 | 0 | 0 | 0 | 0 |  |  | 0.086821 | 0 |  |  |  |  | 0 | 0
8931 | ICPGN20A | 2 | South | YES | 0.045886 | 150 | 0 | 150 | 0 | 1.03 | Cogen | 1 | 0.086821 | 0 | 0 | 0 | 0 |  |  | 0.086821 | 0 |  |  |  |  | 0 | 0
8932 | ICPGN30A | 3 | South | YES | 0.045886 | 127 | 0 | 127 | 0 | 1.03 | Cogen | 1 | 0.086821 | 0 | 0 | 0 | 0 |  |  | 0.086821 | 0 |  |  |  |  | 0 | 0
80223 | REYSHR G | 1 | South | YES | 0.045886 | 12 | 0 | 12 | 0 | 1.032 | Cogen | 1 | 0.086821 | 0 | 0 | 0 | 0 |  |  | 0.086821 | 0 |  |  |  |  | 0 | 0
88299 | ZAPATA | F | South | YES | 0.045956 | 0 | 0 | 0 | 0 | 1.02 | BLT | 1 | 0.086891 | 0 | 0 | 0 | 0 |  |  | 0.086891 | 0 |  |  |  |  | 0 | 0
8066 | DUP1V#1 | 1 | South | YES | 0.045965 | 52.3 | 0 | 73 | 0 | 1.01 | Cogen | 1 | 0.0869 | 0 | 0 | 0 | 0 |  |  | 0.0869 | 0 |  |  |  |  | 0 | 0
5728 | FALCONHYDRO2 | 2 | South | YES | 0.04624 | 12 | 0 | 12 | 0 | 1.0234 | Hydro | 1 | 0.087175 | 0 | 0 | 0 | 0 |  |  | 0.087175 | 0 |  |  |  |  | 0 | 0
5729 | FALCONHYDRO3 | 3 | South | YES | 0.04624 | 11 | 0 | 11 | 0 | 1.0234 | Hydro | 1 | 0.087175 | 0 | 0 | 0 | 0 |  |  | 0.087175 | 0 |  |  |  |  | 0 | 0
8048 | FALCONHYDRO1 | 1 | South | YES | 0.04624 | 12 | 0 | 12 | 0 | 1.0234 | Hydro | 1 | 0.087175 | 0 | 0 | 0 | 0 |  |  | 0.087175 | 0 |  |  |  |  | 0 | 0
88508 | FALFURRI | F | South | YES | 0.046251 | 0 | 0 | 0 | 0 | 1 | AVR | 1 | 0.087186 | 0 | 0 | 0 | 0 |  |  | 0.087186 | 0 |  |  |  |  | 0 | 0
8442 | NBEC7 | MB | South | YES | 0.046277 | 0 | 81 | 367 |  | 1.0298 | GST | 1 | 0.087212 | 0 | 0 | 0 | 0 |  |  | 0.087212 | 0 |  |  |  |  | 0 | 0
8442 | NBEC7 | 7 | South | YES | 0.046277 | 0 | 81 | 367 |  | 1.0298 | GST | 1 | 0.087212 | 367 | 367 | 16.9837 | 367 |  |  | 0.087212 | 32.0066 |  |  |  |  | 0 | 0
8560 | CNOPGT1 | 1 | South | YES | 0.046281 | 148.3 | 0 | 148.3 | 0 | 1.03 | Cogen | 1 | 0.087216 | 0 | 0 | 0 | 0 |  |  | 0.087216 | 0 |  |  |  |  | 0 | 0
8561 | CNOPGT2 | 2 | South | YES | 0.046281 | 148.6 | 0 | 148.6 | 0 | 1.03 | Cogen | 1 | 0.087216 | 0 | 0 | 0 | 0 |  |  | 0.087216 | 0 |  |  |  |  | 0 | 0
8562 | CNOPST1 | 3 | South | YES | 0.046281 | 153 | 0 | 153 | 0 | 1.03 | Cogen | 1 | 0.087216 | 0 | 0 | 0 | 0 |  |  | 0.087216 | 0 |  |  |  |  | 0 | 0
8456 | COSW#1 | 1 | South | YES | 0.046304 | 20 | 0 | 20 | 0 | 1.027 | Cogen | 1 | 0.087239 | 0 | 0 | 0 | 0 |  |  | 0.087239 | 0 |  |  |  |  | 0 | 0
8457 | COSW#2 | 2 | South | YES | 0.046304 | 14 | 0 | 14 | 0 | 1.027 | Cogen | 1 | 0.087239 | 0 | 0 | 0 | 0 |  |  | 0.087239 | 0 |  |  |  |  | 0 | 0
8459 | B_DAVIS0B | MB | South | YES | 0.046357 | 0 | 50 | 339 |  | 1.03 | GSC | 1 | 0.087292 | 0 | 0 | 0 | 0 |  |  | 0.087292 | 0 |  |  |  |  | 0 | 0
8460 | B_DAVIS0A | MB | South | YES | 0.046357 | 0 | 50 | 340 |  | 1.03 | GSC | 1 | 0.087292 | 0 | 0 | 0 | 0 |  |  | 0.087292 | 0 |  |  |  |  | 0 | 0
80263 | B_DAVIS31A | 3 | South | YES | 0.046357 | 0 | 0 | 180 |  | 1.0366 | CC | 1 | 0.087292 | 180 | 180 | 8.3443 | 180 |  |  | 0.087292 | 15.7125 |  |  |  |  | 0 | 0
80264 | B_DAVIS41A | 4 | South | YES | 0.046357 | 0 | 0 | 180 |  | 1.0366 | CC | 1 | 0.087292 | 180 | 180 | 8.3443 | 180 |  |  | 0.087292 | 15.7125 |  |  |  |  | 0 | 0
8506 | VAL #1 | 1 | South | YES | 0.046381 | 20.9 | 0 | 25 | 0 | 1.0055 | Cogen | 1 | 0.087316 | 0 | 0 | 0 | 0 |  |  | 0.087316 | 0 |  |  |  |  | 0 | 0
8507 | VAL #2 | 2 | South | YES | 0.046381 | 20.9 | 0 | 25 | 0 | 1.0055 | Cogen | 1 | 0.087316 | 0 | 0 | 0 | 0 |  |  | 0.087316 | 0 |  |  |  |  | 0 | 0
8511 | OXY_CC0A | 1 | South | YES | 0.046421 | 30.3 | 0 | 38 | 0 | 1.027 | Cogen | 1 | 0.087356 | 0 | 0 | 0 | 0 |  |  | 0.087356 | 0 |  |  |  |  | 0 | 0
8461 | KOCH_UP0A | 1 | South | YES | 0.046422 | 38 | 0 | 38 | 0 | 1.012 | Cogen | 1 | 0.087357 | 0 | 0 | 0 | 0 |  |  | 0.087357 | 0 |  |  |  |  | 0 | 0
8173 | VICEC51A | 5 | South | YES | 0.046449 | 144 | 18 | 144 | 0 | 1.025 | CC | 1 | 0.087384 | 144 | 144 | 6.6887 | 144 |  |  | 0.087384 | 12.5832 |  |  |  |  | 0 | 0
8174 | VICEC61A | 6 | South | YES | 0.046449 | 188 | 42 | 188 | 0 | 1.025 | CC | 1 | 0.087384 | 188 | 188 | 8.7324 | 188 |  |  | 0.087384 | 16.4281 |  |  |  |  | 0 | 0
8933 | FGNTS001 | 1 | South | YES | 0.046536 | 146.5 | 0 | 146.5 | 0 | 1.03 | CC | 1 | 0.087471 | 146.5 | 146.5 | 6.8175 | 146.5 |  |  | 0.087471 | 12.8144 |  |  |  |  | 0 | 0
8934 | FGNTS101 | 2 | South | YES | 0.046536 | 147.9 | 0 | 147.9 | 0 | 1.03 | CC | 1 | 0.087471 | 147.9 | 147.9 | 6.8827 | 147.9 |  |  | 0.087471 | 12.9369 |  |  |  |  | 0 | 0
8935 | FGNTS201 | 3 | South | YES | 0.046536 | 173 | 0 | 173 | 0 | 1.03 | CC | 1 | 0.087471 | 173 | 173 | 8.0507 | 173 |  |  | 0.087471 | 15.1324 |  |  |  |  | 0 | 0
8517 | CELANEBI0A | 1 | South | YES | 0.046571 | 29 | 0 | 29 | 0 | 1.02 | Cogen | 1 | 0.087506 | 0 | 0 | 0 | 0 |  |  | 0.087506 | 0 |  |  |  |  | 0 | 0
8982 | HECN2 | 2 | South | YES | 0.046586 | 144.1 | 0 | 144.1 | 0 | 1.0304 | CC | 1 | 0.087521 | 144.1 | 144.1 | 6.713 | 144.1 |  |  | 0.087521 | 12.6117 |  |  |  |  | 0 | 0
8981 | HECN1 | 1 | South | YES | 0.046586 | 144.8 | 0 | 144.8 | 0 | 1.0304 | CC | 1 | 0.087521 | 144.8 | 144.8 | 6.7457 | 144.8 |  |  | 0.087521 | 12.673 |  |  |  |  | 0 | 0
8983 | HECN3 | 3 | South | YES | 0.046586 | 171.9 | 0 | 171.9 | 0 | 1.0304 | CC | 1 | 0.087521 | 171.9 | 171.9 | 8.0081 | 171.9 |  |  | 0.087521 | 15.0448 |  |  |  |  | 0 | 0
8936 | MVGN#1 | 1 | South | YES | 0.046587 | 216.6 | 0 | 216.6 | 0 | 1.0304 | CC | 1 | 0.087522 | 216.6 | 216.6 | 10.0907 | 216.6 |  |  | 0.087522 | 18.9572 |  |  |  |  | 0 | 0
8937 | MVGN#2 | 2 | South | YES | 0.046587 | 216.7 | 0 | 216.7 | 0 | 1.0304 | CC | 1 | 0.087522 | 216.7 | 216.7 | 10.0954 | 216.7 |  |  | 0.087522 | 18.9659 |  |  |  |  | 0 | 0
8938 | MVGN#3 | 3 | South | YES | 0.046587 | 250.9 | 0 | 250.9 | 0 | 1.0304 | CC | 1 | 0.087522 | 250.9 | 250.9 | 11.6887 | 250.9 |  |  | 0.087522 | 21.9591 |  |  |  |  | 0 | 0
80003 | MILHWYS | F | South | YES | 0.046604 | 0 | 0 | 0 | 0 | 1.0168 | AVR | 1 | 0.087539 | 0 | 0 | 0 | 0 |  |  | 0.087539 | 0 |  |  |  |  | 0 | 0
5933 | SI_RAY6 | 6 | South | YES | 0.046604 | 15.4 | 10 | 19.3 | 0 | 1.035 | GST | 1 | 0.087539 | 19.3 | 19.3 | 0.89946 | 19.3 |  |  | 0.087539 | 1.6895 |  |  |  |  | 0 | 0
5932 | SI_RAY9 | 9 | South | YES | 0.046604 | 32 | 32 | 38 | 0 | 1.035 | CC | 1 | 0.087539 | 38 | 38 | 1.771 | 38 |  |  | 0.087539 | 3.3265 |  |  |  |  | 0 | 0
5935 | SI_RAY10 | 10 | South | YES | 0.046604 | 47 | 10 | 47 | 0 | 1.03 | CC | 1 | 0.087539 | 47 | 47 | 2.1904 | 47 |  |  | 0.087539 | 4.1143 |  |  |  |  | 0 | 0
80080 | GWINDT11A | 4 | South | YES | 0.046616 | 3.8 | 0 | 19 | 0 | 1.025 | Wind | 1 | 0.087551 | 0 | 19 | 0.8857 | 19 |  |  | 0.087551 | 1.6635 |  |  |  |  | 0 | 0
80081 | GWINDT21A | 4 | South | YES | 0.046616 | 4.4 | 0 | 22 | 0 | 1.025 | Wind | 1 | 0.087551 | 0 | 22 | 1.0256 | 22 |  |  | 0.087551 | 1.9261 |  |  |  |  | 0 | 0
80081 | GWINDT21A | 2 | South | YES | 0.046616 | 7.2 | 0 | 36 | 0 | 1.025 | Wind | 1 | 0.087551 | 0 | 36 | 1.6782 | 36 |  |  | 0.087551 | 3.1518 |  |  |  |  | 0 | 0
80080 | GWINDT11A | 3 | South | YES | 0.046616 | 0 | 0 | 38 | 0 | 1.025 | Wind | 1 | 0.087551 | 0 | 38 | 1.7714 | 38 |  |  | 0.087551 | 3.3269 |  |  |  |  | 0 | 0
80080 | GWINDT11A | 2 | South | YES | 0.046616 | 0 | 0 | 41 | 0 | 1.025 | Wind | 1 | 0.087551 | 0 | 41 | 1.9113 | 41 |  |  | 0.087551 | 3.5896 |  |  |  |  | 0 | 0
80081 | GWINDT21A | 3 | South | YES | 0.046616 | 8.6 | 0 | 43 | 0 | 1.025 | Wind | 1 | 0.087551 | 0 | 43 | 2.0045 | 43 |  |  | 0.087551 | 3.7647 |  |  |  |  | 0 | 0
80180 | PNSCALT11A | 2 | South | YES | 0.046616 | 10 | 0 | 50 | 0 | 1.025 | Wind | 1 | 0.087551 | 0 | 50 | 2.3308 | 50 |  |  | 0.087551 | 4.3775 |  |  |  |  | 0 | 0
80181 | PNSCALT21A | 2 | South | YES | 0.046616 | 10 | 0 | 50 | 0 | 1.025 | Wind | 1 | 0.087551 | 0 | 50 | 2.3308 | 50 |  |  | 0.087551 | 4.3775 |  |  |  |  | 0 | 0
80181 | PNSCALT21A | 1 | South | YES | 0.046616 | 16.5 | 0 | 55 | 0 | 1.025 | Wind | 1 | 0.087551 | 0 | 55 | 2.5639 | 55 |  |  | 0.087551 | 4.8153 |  |  |  |  | 0 | 0
80080 | GWINDT11A | 1 | South | YES | 0.046616 | 28.2 | 0 | 94 | 0 | 1.025 | Wind | 1 | 0.087551 | 0 | 94 | 4.3819 | 94 |  |  | 0.087551 | 8.2297 |  |  |  |  | 0 | 0
80081 | GWINDT21A | 1 | South | YES | 0.046616 | 28.2 | 0 | 94 | 0 | 1.025 | Wind | 1 | 0.087551 | 0 | 94 | 4.3819 | 94 |  |  | 0.087551 | 8.2297 |  |  |  |  | 0 | 0
80180 | PNSCALT11A | 1 | South | YES | 0.046616 | 43.8 | 0 | 148 | 0 | 1.025 | Wind | 1 | 0.087551 | 0 | 148 | 6.8992 | 148 |  |  | 0.087551 | 12.9575 |  |  |  |  | 0 | 0
58909 | PEARSALLSCG1 | 3 | South | YES | 0.048386 | 0 | 0 | 8.4 |  | 1.027 | Diesel | 1 | 0.089321 | 8.4 | 8.4 | 0.40644 | 8.4 |  |  | 0.089321 | 0.75029 |  |  |  |  | 0 | 0
58909 | PEARSALLSCG1 | 4 | South | YES | 0.048386 | 0 | 0 | 8.4 |  | 1.027 | Diesel | 1 | 0.089321 | 8.4 | 8.4 | 0.40644 | 8.4 |  |  | 0.089321 | 0.75029 |  |  |  |  | 0 | 0
58909 | PEARSALLSCG1 | 6 | South | YES | 0.048386 | 0 | 0 | 8.4 |  | 1.027 | Diesel | 1 | 0.089321 | 8.4 | 8.4 | 0.40644 | 8.4 |  |  | 0.089321 | 0.75029 |  |  |  |  | 0 | 0
58909 | PEARSALLSCG1 | 5 | South | YES | 0.048386 | 0 | 0 | 8.4 |  | 1.027 | Diesel | 1 | 0.089321 | 8.4 | 8.4 | 0.40644 | 8.4 |  |  | 0.089321 | 0.75029 |  |  |  |  | 0 | 0
58909 | PEARSALLSCG1 | 1 | South | YES | 0.048386 | 0 | 0 | 8.4 |  | 1.027 | Diesel | 1 | 0.089321 | 8.4 | 8.4 | 0.40644 | 8.4 |  |  | 0.089321 | 0.75029 |  |  |  |  | 0 | 0
58909 | PEARSALLSCG1 | 2 | South | YES | 0.048386 | 0 | 0 | 8.4 |  | 1.027 | Diesel | 1 | 0.089321 | 8.4 | 8.4 | 0.40644 | 8.4 |  |  | 0.089321 | 0.75029 |  |  |  |  | 0 | 0
58919 | PEARSALLSCG2 | 5 | South | YES | 0.048386 | 0 | 0 | 8.4 |  | 1.027 | Diesel | 1 | 0.089321 | 8.4 | 8.4 | 0.40644 | 8.4 |  |  | 0.089321 | 0.75029 |  |  |  |  | 0 | 0
58919 | PEARSALLSCG2 | 6 | South | YES | 0.048386 | 0 | 0 | 8.4 |  | 1.027 | Diesel | 1 | 0.089321 | 8.4 | 8.4 | 0.40644 | 8.4 |  |  | 0.089321 | 0.75029 |  |  |  |  | 0 | 0
58919 | PEARSALLSCG2 | 1 | South | YES | 0.048386 | 0 | 0 | 8.4 |  | 1.027 | Diesel | 1 | 0.089321 | 8.4 | 8.4 | 0.40644 | 8.4 |  |  | 0.089321 | 0.75029 |  |  |  |  | 0 | 0
58919 | PEARSALLSCG2 | 2 | South | YES | 0.048386 | 0 | 0 | 8.4 |  | 1.027 | Diesel | 1 | 0.089321 | 8.4 | 8.4 | 0.40644 | 8.4 |  |  | 0.089321 | 0.75029 |  |  |  |  | 0 | 0
58919 | PEARSALLSCG2 | 4 | South | YES | 0.048386 | 0 | 0 | 8.4 |  | 1.027 | Diesel | 1 | 0.089321 | 8.4 | 8.4 | 0.40644 | 8.4 |  |  | 0.089321 | 0.75029 |  |  |  |  | 0 | 0
58919 | PEARSALLSCG2 | 3 | South | YES | 0.048386 | 0 | 0 | 8.4 |  | 1.027 | Diesel | 1 | 0.089321 | 8.4 | 8.4 | 0.40644 | 8.4 |  |  | 0.089321 | 0.75029 |  |  |  |  | 0 | 0
58929 | PEARSALLSCG3 | 4 | South | YES | 0.048386 | 0 | 0 | 8.4 |  | 1.027 | Diesel | 1 | 0.089321 | 8.4 | 8.4 | 0.40644 | 8.4 |  |  | 0.089321 | 0.75029 |  |  |  |  | 0 | 0
58929 | PEARSALLSCG3 | 6 | South | YES | 0.048386 | 0 | 0 | 8.4 |  | 1.027 | Diesel | 1 | 0.089321 | 8.4 | 8.4 | 0.40644 | 8.4 |  |  | 0.089321 | 0.75029 |  |  |  |  | 0 | 0
58929 | PEARSALLSCG3 | 2 | South | YES | 0.048386 | 0 | 0 | 8.4 |  | 1.027 | Diesel | 1 | 0.089321 | 8.4 | 8.4 | 0.40644 | 8.4 |  |  | 0.089321 | 0.75029 |  |  |  |  | 0 | 0
58929 | PEARSALLSCG3 | 5 | South | YES | 0.048386 | 0 | 0 | 8.4 |  | 1.027 | Diesel | 1 | 0.089321 | 8.4 | 8.4 | 0.40644 | 8.4 |  |  | 0.089321 | 0.75029 |  |  |  |  | 0 | 0
58929 | PEARSALLSCG3 | 1 | South | YES | 0.048386 | 0 | 0 | 8.4 |  | 1.027 | Diesel | 1 | 0.089321 | 8.4 | 8.4 | 0.40644 | 8.4 |  |  | 0.089321 | 0.75029 |  |  |  |  | 0 | 0
58929 | PEARSALLSCG3 | 3 | South | YES | 0.048386 | 0 | 0 | 8.4 |  | 1.027 | Diesel | 1 | 0.089321 | 8.4 | 8.4 | 0.40644 | 8.4 |  |  | 0.089321 | 0.75029 |  |  |  |  | 0 | 0
58949 | PEARSALLSCG4 | 3 | South | YES | 0.048386 | 0 | 0 | 8.4 |  | 1.027 | Diesel | 1 | 0.089321 | 8.4 | 8.4 | 0.40644 | 8.4 |  |  | 0.089321 | 0.75029 |  |  |  |  | 0 | 0
58949 | PEARSALLSCG4 | 2 | South | YES | 0.048386 | 0 | 0 | 8.4 |  | 1.027 | Diesel | 1 | 0.089321 | 8.4 | 8.4 | 0.40644 | 8.4 |  |  | 0.089321 | 0.75029 |  |  |  |  | 0 | 0
58949 | PEARSALLSCG4 | 1 | South | YES | 0.048386 | 0 | 0 | 8.4 |  | 1.027 | Diesel | 1 | 0.089321 | 8.4 | 8.4 | 0.40644 | 8.4 |  |  | 0.089321 | 0.75029 |  |  |  |  | 0 | 0
58949 | PEARSALLSCG4 | 4 | South | YES | 0.048386 | 0 | 0 | 8.4 |  | 1.027 | Diesel | 1 | 0.089321 | 8.4 | 8.4 | 0.40644 | 8.4 |  |  | 0.089321 | 0.75029 |  |  |  |  | 0 | 0
58949 | PEARSALLSCG4 | 6 | South | YES | 0.048386 | 0 | 0 | 8.4 |  | 1.027 | Diesel | 1 | 0.089321 | 8.4 | 8.4 | 0.40644 | 8.4 |  |  | 0.089321 | 0.75029 |  |  |  |  | 0 | 0
58949 | PEARSALLSCG4 | 5 | South | YES | 0.048386 | 0 | 0 | 8.4 |  | 1.027 | Diesel | 1 | 0.089321 | 8.4 | 8.4 | 0.40644 | 8.4 |  |  | 0.089321 | 0.75029 |  |  |  |  | 0 | 0
8161 | COLETO0A | 1 | South | YES | 0.048398 | 633 | 200 | 633 | 0 | 1.03 | LIGCO | 1 | 0.089333 | 0 | 633 | 30.6359 | 633 |  |  | 0.089333 | 56.5475 |  |  |  |  | 0 | 0
88198 | BEEVILLE | F | South | YES | 0.048844 | 0 | 0 | 0 | 0 | 1.02 | AVR | 1 | 0.089779 | 0 | 0 | 0 | 0 |  |  | 0.089779 | 0 |  |  |  |  | 0 | 0
48721 | LEG_1___1 | 1 | North | YES | -0.027892 | 827 | 357 | 827 | 0 | 1.0348 | LIGCO | -1 | 0.090158 | 0 | 827 |  |  | 0 | 0 | -0.090158 | 0 |  |  |  |  | 0 | 0
48722 | LEG_2___2 | 2 | North | YES | -0.027892 | 819 | 357 | 819 | 0 | 1.0348 | LIGCO | -1 | 0.090158 | 0 | 819 |  |  | 0 | 0 | -0.090158 | 0 |  |  |  |  | 0 | 0
5892 | PEARSALLGEN3 | 1 | South | YES | 0.049334 | 19.1 | 6 | 23.9 | 0 | 1.0226 | GST | 1 | 0.090269 | 23.9 | 23.9 | 1.1791 | 23.9 |  |  | 0.090269 | 2.1574 |  |  |  |  | 0 | 0
5890 | PEARSALLGEN1 | 1 | South | YES | 0.049334 | 19.2 | 6 | 24 | 0 | 1.0226 | GST | 1 | 0.090269 | 24 | 24 | 1.184 | 24 |  |  | 0.090269 | 2.1664 |  |  |  |  | 0 | 0
5891 | PEARSALLGEN2 | 1 | South | YES | 0.049334 | 19.4 | 6 | 24.3 | 0 | 1.0226 | GST | 1 | 0.090269 | 24.3 | 24.3 | 1.1988 | 24.3 |  |  | 0.090269 | 2.1935 |  |  |  |  | 0 | 0
7028 | L_MARBFA1_1Y | 1 | South | YES | 0.049724 | 0 | 0 | 18 |  | 1 | Hydro | 1 | 0.090659 | 0 | 0 | 0 | 0 |  |  | 0.090659 | 0 |  |  |  |  | 0 | 0
7029 | L_MARBFA1_2Y | 2 | South | YES | 0.049724 | 0 | 0 | 18 |  | 1 | Hydro | 1 | 0.090659 | 0 | 0 | 0 | 0 |  |  | 0.090659 | 0 |  |  |  |  | 0 | 0
60018 | DSKY1 | 1 | West | YES | -0.029541 | 21 | 0 | 84 | 0 | 1.023 | Wind | -1 | 0.091807 | 0 | 84 |  |  |  |  | -0.091807 | 0 |  |  |  |  | 0 | 0
60000 | DSKY2 | 1 | West | YES | -0.029637 | 19.1 | 0 | 76.5 |  | 1.039 | Wind | -1 | 0.091903 | 0 | 76.5 |  |  |  |  | -0.091903 | 0 |  |  |  |  | 0 | 0
60017 | ORNNWP1 | 1 | West | YES | -0.029926 | 20 | 0 | 80 |  | 1.027 | Wind | -1 | 0.092192 | 0 | 80 |  |  |  |  | -0.092192 | 0 |  |  |  |  | 0 | 0
38437 | TNSRBNMESA9 | 1 | West | YES | -0.031067 | 37.5 | 0 | 150 | 0 | 1.02 | Wind | -1 | 0.093333 | 0 | 150 |  |  |  |  | -0.093333 | 0 |  |  |  |  | 0 | 0
38332 | TNWDWRDU2_8 | 1 | West | YES | -0.0311 | 20 | 0 | 80 | 0 | 1.0232 | Wind | -1 | 0.093366 | 0 | 80 |  |  |  |  | -0.093366 | 0 |  |  |  |  | 0 | 0
60016 | WOODWRD11A | 1 | West | YES | -0.031108 | 20 | 0 | 80 |  | 1.033 | Wind | -1 | 0.093374 | 0 | 80 |  |  |  |  | -0.093374 | 0 |  |  |  |  | 0 | 0
6016 | SWMESA | 1 | West | YES | -0.031147 | 18.8 | 0 | 75 |  | 1.03 | Wind | -1 | 0.093413 | 0 | 75 |  |  |  |  | -0.093413 | 0 |  |  |  |  | 0 | 0
60003 | KING_NE1A | 1 | West | YES | -0.031147 | 20 | 0 | 80 |  | 1.03 | Wind | -1 | 0.093413 | 0 | 80 |  |  |  |  | -0.093413 | 0 |  |  |  |  | 0 | 0
60005 | KING_SE1A | 1 | West | YES | -0.031147 | 10 | 0 | 40 |  | 1.035 | Wind | -1 | 0.093413 | 0 | 40 |  |  |  |  | -0.093413 | 0 |  |  |  |  | 0 | 0
60201 | RIO DRCS | F | West | YES | -0.031209 | 0 | 0 | 0 | 0 | 1.025 | AVR | -1 | 0.093475 | 0 | 0 |  |  |  |  | -0.093475 | 0 |  |  |  |  | 0 | 0
60007 | KING_SW1A | 1 | West | YES | -0.031362 | 20 | 0 | 80 |  | 1.03 | Wind | -1 | 0.093628 | 0 | 80 |  |  |  |  | -0.093628 | 0 |  |  |  |  | 0 | 0
60019 | KING_NW1A | 1 | West | YES | -0.031362 | 20 | 0 | 80 |  | 1.03 | Wind | -1 | 0.093628 | 0 | 80 |  |  |  |  | -0.093628 | 0 |  |  |  |  | 0 | 0
5903 | SANMIGUELGEN | 1 | South | YES | 0.05281 | 396.3 | 180 | 396.3 | 0 | 1.0336 | LIGCO | 1 | 0.093745 | 0 | 396.3 | 20.9286 | 396.3 |  |  | 0.093745 | 37.1509 |  |  |  |  | 0 | 0
5401 | CALAVER_JKS1 | 1 | South | YES | 0.05506 | 562 | 100 | 562 | 0 | 1.026 | LIGCO | 1 | 0.095995 | 0 | 562 | 30.9437 | 562 |  |  | 0.095995 | 53.9489 |  |  |  |  | 0 | 0
5268 | LEON_LCPCT3 | 3 | South | YES | 0.055178 | 43 | 24 | 43 | 0 | 1.0197 | GGT | 1 | 0.096113 | 43 | 43 | 2.3727 | 43 |  |  | 0.096113 | 4.1328 |  |  |  |  | 0 | 0
5266 | LEON_LCPCT1 | 1 | South | YES | 0.055178 | 44 | 24 | 44 | 0 | 1.0197 | GGT | 1 | 0.096113 | 44 | 44 | 2.4278 | 44 |  |  | 0.096113 | 4.229 |  |  |  |  | 0 | 0
5267 | LEON_LCPCT2 | 2 | South | YES | 0.055178 | 44 | 24 | 44 | 0 | 1.0197 | GGT | 1 | 0.096113 | 44 | 44 | 2.4278 | 44 |  |  | 0.096113 | 4.229 |  |  |  |  | 0 | 0
5269 | LEON_LCPCT4 | 4 | South | YES | 0.055178 | 45 | 24 | 45 | 0 | 1.0197 | GGT | 1 | 0.096113 | 45 | 45 | 2.483 | 45 |  |  | 0.096113 | 4.3251 |  |  |  |  | 0 | 0
5264 | LEON_LCP3G3 | 3 | South | YES | 0.055178 | 0 | 20 | 58 |  | 1.0197 | GST | 1 | 0.096113 | 58 | 58 | 3.2003 | 58 |  |  | 0.096113 | 5.5745 |  |  |  |  | 0 | 0
5265 | LEON_LCP4G4 | 4 | South | YES | 0.055178 | 89 | 25 | 89 | 0 | 1.0197 | GST | 1 | 0.096113 | 89 | 89 | 4.9108 | 89 |  |  | 0.096113 | 8.554 |  |  |  |  | 0 | 0
5476 | BRA_AVR1_CT1 | 1 | South | YES | 0.055319 | 155 | 90 | 155 | 0 | 1.025 | CC | 1 | 0.096254 | 155 | 155 | 8.5744 | 155 |  |  | 0.096254 | 14.9193 |  |  |  |  | 0 | 0
5478 | BRA_AVR1_CT2 | 1 | South | YES | 0.055319 | 155 | 90 | 155 | 0 | 1.025 | CC | 1 | 0.096254 | 155 | 155 | 8.5744 | 155 |  |  | 0.096254 | 14.9193 |  |  |  |  | 0 | 0
5477 | BRA_AVR1_ST | 1 | South | YES | 0.055319 | 174 | 138 | 174 | 0 | 1.025 | CC | 1 | 0.096254 | 174 | 174 | 9.6255 | 174 |  |  | 0.096254 | 16.7481 |  |  |  |  | 0 | 0
8189 | CUECPL2A | 1 | South | YES | 0.055525 | 12 | 0 | 12 | 0 | 1.02 | Cogen | 1 | 0.09646 | 0 | 0 | 0 | 0 |  |  | 0.09646 | 0 |  |  |  |  | 0 | 0
5028 | BRAUNIG_VHB3 | 3 | South | YES | 0.055535 | 407 | 60 | 407 | 0 | 1.0138 | GST | 1 | 0.09647 | 407 | 407 | 22.6027 | 407 |  |  | 0.09647 | 39.2631 |  |  |  |  | 0 | 0
5026 | BRAUNIG_VHB1 | 1 | South | YES | 0.055595 | 215 | 40 | 215 | 0 | 1.0192 | GST | 1 | 0.09653 | 215 | 215 | 11.9529 | 215 |  |  | 0.09653 | 20.7538 |  |  |  |  | 0 | 0
5027 | BRAUNIG_VHB2 | 2 | South | YES | 0.055595 | 216 | 40 | 216 | 0 | 1.0192 | GST | 1 | 0.09653 | 216 | 216 | 12.0085 | 216 |  |  | 0.09653 | 20.8504 |  |  |  |  | 0 | 0
5397 | CALAVER_OWS2 | 2 | South | YES | 0.055655 | 400 | 80 | 400 | 0 | 1.0192 | GST | 1 | 0.09659 | 400 | 400 | 22.262 | 400 |  |  | 0.09659 | 38.6358 |  |  |  |  | 0 | 0
5396 | CALAVER_OWS1 | 1 | South | YES | 0.055655 | 418 | 80 | 418 | 0 | 1.0192 | GST | 1 | 0.09659 | 418 | 418 | 23.2638 | 418 |  |  | 0.09659 | 40.3744 |  |  |  |  | 0 | 0
5111 | CALAVER_JTD1 | 1 | South | YES | 0.055704 | 430 | 80 | 430 | 0 | 1.0138 | LIGCO | 1 | 0.096639 | 0 | 430 | 23.9527 | 430 |  |  | 0.096639 | 41.5546 |  |  |  |  | 0 | 0
5112 | CALAVER_JTD2 | 2 | South | YES | 0.055704 | 430 | 80 | 430 | 0 | 1.0138 | LIGCO | 1 | 0.096639 | 0 | 430 | 23.9527 | 430 |  |  | 0.096639 | 41.5546 |  |  |  |  | 0 | 0
1349 | WESTXWIN_1G | 1 | West | YES | -0.03449 | 1.3 | 0 | 6.6 |  | 1.014 | Wind | -1 | 0.096756 | 0 | 6.6 |  |  |  |  | -0.096756 | 0 |  |  |  |  | 0 | 0
1350 | NWPWRG1_1G | 1 | West | YES | -0.03449 | 6.9 | 1 | 34.3 |  | 1.014 | Wind | -1 | 0.096756 | 0 | 34.3 |  |  |  |  | -0.096756 | 0 |  |  |  |  | 0 | 0
3381 | BBRN_1G | 1 | North | YES | -0.034544 | 618 | 225 | 618 | 0 | 1.03 | LIGCO | -1 | 0.09681 | 0 | 618 |  |  | 0 | 0 | -0.09681 | 0 |  |  |  |  | 0 | 0
3382 | BBRN_2G | 2 | North | YES | -0.034544 | 589 | 225 | 589 | 0 | 1.03 | LIGCO | -1 | 0.09681 | 0 | 589 |  |  | 0 | 0 | -0.09681 | 0 |  |  |  |  | 0 | 0
5436 | TUTTL_WBT1G1 | 1 | South | YES | 0.055946 | 48.8 | 20 | 61 | 0 | 1.012 | GST | 1 | 0.096881 | 61 | 61 | 3.4127 | 61 |  |  | 0.096881 | 5.9097 |  |  |  |  | 0 | 0
5438 | TUTTL_WBT3G3 | 3 | South | YES | 0.055946 | 95 | 25 | 95 | 0 | 1.012 | GST | 1 | 0.096881 | 95 | 95 | 5.3149 | 95 |  |  | 0.096881 | 9.2036 |  |  |  |  | 0 | 0
5439 | TUTTL_WBT4G4 | 4 | South | YES | 0.055946 | 151 | 40 | 151 | 0 | 1.012 | GST | 1 | 0.096881 | 151 | 151 | 8.4478 | 151 |  |  | 0.096881 | 14.629 |  |  |  |  | 0 | 0
1008 | PB6GEN_7G | 6 | West | YES | -0.034683 | 515 | 130 | 515 | 0 | 1.036 | GST | -1 | 0.096949 | 515 | 515 |  |  |  |  | -0.096949 | -49.9286 |  |  |  |  | 0 | 0
1007 | PB5GEN_6G | 5 | West | YES | -0.034683 | 91.2 | 40 | 114 | 0 | 1.036 | GST | -1 | 0.096949 | 114 | 114 |  |  |  |  | -0.096949 | -11.0522 |  |  |  |  | 0 | 0
1005 | PBCTDGE_4G | D | West | YES | -0.034683 | 65 | 65 | 68 | 0 | 1.036 | GGT | -1 | 0.096949 | 68 | 68 |  |  |  |  | -0.096949 | -6.5925 |  |  |  |  | 0 | 0
1004 | PBCTCGE_3G | C | West | YES | -0.034683 | 62 | 62 | 67 | 0 | 1.036 | GGT | -1 | 0.096949 | 67 | 67 |  |  |  |  | -0.096949 | -6.4956 |  |  |  |  | 0 | 0
1006 | PBCTEGE_5G | E | West | YES | -0.034683 | 65 | 65 | 67 | 0 | 1.036 | GGT | -1 | 0.096949 | 67 | 67 |  |  |  |  | -0.096949 | -6.4956 |  |  |  |  | 0 | 0
1002 | PBCTAGE_1G | A | West | YES | -0.034683 | 64 | 64 | 66 | 0 | 1.036 | GGT | -1 | 0.096949 | 66 | 66 |  |  |  |  | -0.096949 | -6.3986 |  |  |  |  | 0 | 0
1003 | PBCTBGE_2G | B | West | YES | -0.034683 | 65 | 65 | 66 | 0 | 1.036 | GGT | -1 | 0.096949 | 66 | 66 |  |  |  |  | -0.096949 | -6.3986 |  |  |  |  | 0 | 0
7038 | L_DELAWA1_1Y | 1 | West | YES | -0.034718 | 3.5 | 0 | 35 | 0 | 1 | Wind | -1 | 0.096984 | 0 | 35 |  |  |  |  | -0.096984 | 0 |  |  |  |  | 0 | 0
7038 | L_DELAWA1_1Y | 2 | West | YES | -0.034718 | 3 | 0 | 30 | 0 | 1 | Wind | -1 | 0.096984 | 0 | 30 |  |  |  |  | -0.096984 | 0 |  |  |  |  | 0 | 0
11147 | NOTREES_1G | 1 | West | YES | -0.034786 | 29.8 | 0 | 149 | 0 | 1.017 | Wind | -1 | 0.097052 | 0 | 149 |  |  |  |  | -0.097052 | 0 |  |  |  |  | 0 | 0
76091 | L_DIVIDE1_1N | W1 | West | YES | -0.034832 | 22.5 | 0 | 112.5 |  | 1.02 | Wind | -1 | 0.097098 | 0 | 112.5 |  |  |  |  | -0.097098 | 0 |  |  |  |  | 0 | 0
76095 | L_CAPRSI1_1N | W1 | West | YES | -0.034832 | 29.9 | 0 | 149.5 | 0 | 1.02 | Wind | -1 | 0.097098 | 0 | 149.5 |  |  |  |  | -0.097098 | 0 |  |  |  |  | 0 | 0
76096 | L_CAPRSI1_2N | W1 | West | YES | -0.034832 | 37.2 | 0 | 186 | 0 | 1.02 | Wind | -1 | 0.097098 | 0 | 186 |  |  |  |  | -0.097098 | 0 |  |  |  |  | 0 | 0
76097 | L_CAPRGE1_1N | W1 | West | YES | -0.034832 | 42.9 | 0 | 214.5 | 0 | 1.02 | Wind | -1 | 0.097098 | 0 | 214.5 |  |  |  |  | -0.097098 | 0 |  |  |  |  | 0 | 0
60057 | CALLAHAN1A | 1 | West | YES | -0.034965 | 22.8 | 0 | 114 | 0 | 1.04 | Wind | -1 | 0.097231 | 0 | 114 |  |  |  |  | -0.097231 | 0 |  |  |  |  | 0 | 0
76031 | L_GASCCR1_1N | W1 | West | YES | -0.034996 | 30 | 0 | 150 | 0 | 1.02 | Wind | -1 | 0.097262 | 0 | 150 |  |  |  |  | -0.097262 | 0 |  |  |  |  | 0 | 0
13133 | CALFREST_3G | 3 | North | YES | -0.035026 | 177.4 | 40 | 177.4 | 0 | 1.031 | CC | -1 | 0.097292 | 177.4 | 177.4 |  |  | -6.2136 | 177.4 | -0.097292 | -17.2596 |  |  |  |  | 0 | 0
13132 | CALFREST_2G | 2 | North | YES | -0.035026 | 151 | 57 | 151 | 0 | 1.031 | CC | -1 | 0.097292 | 151 | 151 |  |  | -5.2889 | 151 | -0.097292 | -14.6911 |  |  |  |  | 0 | 0
13131 | CALFREST_1G | 1 | North | YES | -0.035026 | 150.7 | 40 | 150.7 | 0 | 1.031 | CC | -1 | 0.097292 | 150.7 | 150.7 |  |  | -5.2784 | 150.7 | -0.097292 | -14.6619 |  |  |  |  | 0 | 0
1320 | BSP 1 | 1 | West | YES | -0.035131 | 25.5 | 2.9 | 25.8 | 0 | 1 | Cogen | -1 | 0.097397 | 0 | 0 |  |  |  |  | -0.097397 | 0 |  |  |  |  | 0 | 0
13136 | CALFREST_6G | 6 | North | YES | -0.035134 | 177.5 | 40 | 177.5 | 0 | 1.031 | CC | -1 | 0.0974 | 177.5 | 177.5 |  |  | -6.2363 | 177.5 | -0.0974 | -17.2885 |  |  |  |  | 0 | 0
13135 | CALFREST_5G | 5 | North | YES | -0.035134 | 152.3 | 57 | 152.3 | 0 | 1.031 | CC | -1 | 0.0974 | 152.3 | 152.3 |  |  | -5.3509 | 152.3 | -0.0974 | -14.834 |  |  |  |  | 0 | 0
13134 | CALFREST_4G | 4 | North | YES | -0.035134 | 151.5 | 40 | 151.5 | 0 | 1.031 | CC | -1 | 0.0974 | 151.5 | 151.5 |  |  | -5.3228 | 151.5 | -0.0974 | -14.7561 |  |  |  |  | 0 | 0
1326 | STANTONW_8 | 1 | West | YES | -0.035173 | 20.1 | 0 | 100.5 |  | 1.01 | Wind | -1 | 0.097439 | 0 | 100.5 |  |  |  |  | -0.097439 | 0 |  |  |  |  | 0 | 0
11025 | TIEHVSG_2G | 1 | West | YES | -0.035181 | 213.2 | 63 | 213.2 | 0 | 1.012 | CC | -1 | 0.097447 | 213.2 | 213.2 |  |  |  |  | -0.097447 | -20.7756 |  |  |  |  | 0 | 0
11020 | TIEHVSG_1G | 1 | West | YES | -0.035181 | 208.2 | 63 | 208.2 | 0 | 1.012 | CC | -1 | 0.097447 | 208.2 | 208.2 |  |  |  |  | -0.097447 | -20.2884 |  |  |  |  | 0 | 0
11024 | TIEHVCG_4G | 1 | West | YES | -0.035181 | 147 | 103 | 147 | 0 | 1.012 | CC | -1 | 0.097447 | 147 | 147 |  |  |  |  | -0.097447 | -14.3247 |  |  |  |  | 0 | 0
11021 | TIEHVCG_1G | 1 | West | YES | -0.035181 | 142.1 | 103 | 142.1 | 0 | 1.012 | CC | -1 | 0.097447 | 142.1 | 142.1 |  |  |  |  | -0.097447 | -13.8472 |  |  |  |  | 0 | 0
11023 | TIEHVCG_3G | 1 | West | YES | -0.035181 | 137.4 | 103 | 137.4 | 0 | 1.012 | CC | -1 | 0.097447 | 137.4 | 137.4 |  |  |  |  | -0.097447 | -13.3892 |  |  |  |  | 0 | 0
11022 | TIEHVCG_2G | 1 | West | YES | -0.035181 | 132.4 | 103 | 132.4 | 0 | 1.012 | CC | -1 | 0.097447 | 132.4 | 132.4 |  |  |  |  | -0.097447 | -12.9019 |  |  |  |  | 0 | 0
11014 | NAV6ST | 1 | West | YES | -0.035187 | 115 | 40 | 115 | 0 | 1.029 | CC | -1 | 0.097453 | 115 | 115 |  |  |  |  | -0.097453 | -11.2071 |  |  |  |  | 0 | 0
11011 | NAV3ST | 1 | West | YES | -0.035187 | 92.8 | 40 | 92.8 | 0 | 1.029 | CC | -1 | 0.097453 | 92.8 | 92.8 |  |  |  |  | -0.097453 | -9.0436 |  |  |  |  | 0 | 0
11012 | NAV4CT | 1 | West | YES | -0.035187 | 80 | 18 | 80 | 0 | 1.029 | CC | -1 | 0.097453 | 80 | 80 |  |  |  |  | -0.097453 | -7.7962 |  |  |  |  | 0 | 0
11013 | NAV5CT | 1 | West | YES | -0.035187 | 80 | 18 | 80 | 0 | 1.029 | CC | -1 | 0.097453 | 80 | 80 |  |  |  |  | -0.097453 | -7.7962 |  |  |  |  | 0 | 0
11009 | NAV2CT | 1 | West | YES | -0.035187 | 71.4 | 18 | 71.4 | 0 | 1.029 | CC | -1 | 0.097453 | 71.4 | 71.4 |  |  |  |  | -0.097453 | -6.9581 |  |  |  |  | 0 | 0
11001 | NAV1CT | 1 | West | YES | -0.035187 | 70.4 | 18 | 70.4 | 0 | 1.029 | CC | -1 | 0.097453 | 70.4 | 70.4 |  |  |  |  | -0.097453 | -6.8607 |  |  |  |  | 0 | 0
1328 | OCOTILLO_1G | 1 | West | YES | -0.03524 | 11.6 | 0 | 58 |  | 1.01 | Wind | -1 | 0.097506 | 0 | 58 |  |  |  |  | -0.097506 | 0 |  |  |  |  | 0 | 0
1333 | MCDDONAL_8 | 1 | West | YES | -0.03533 | 42.8 | 0 | 214.2 |  | 1.01 | Wind | -1 | 0.097596 | 0 | 214.2 |  |  |  |  | -0.097596 | 0 |  |  |  |  | 0 | 0
1327 | WILDHRSE_1G | 1 | West | YES | -0.035445 | 0 | 0 | 120 |  | 1 | Wind | -1 | 0.097711 | 0 | 120 |  |  |  |  | -0.097711 | 0 |  |  |  |  | 0 | 0
1360 | GUNSIGHT_8 | 1 | West | YES | -0.035466 | 0 | 0 | 120 |  | 1.01 | Wind | -1 | 0.097732 | 0 | 120 |  |  |  |  | -0.097732 | 0 |  |  |  |  | 0 | 0
1045 | CALENG1G_1G | 1 | West | YES | -0.035604 | 73.4 | 27 | 73.4 | 0 | 1.014 | Cogen | -1 | 0.09787 | 0 | 0 |  |  |  |  | -0.09787 | 0 |  |  |  |  | 0 | 0
1046 | CALENG2G_2G | 2 | West | YES | -0.035604 | 73.4 | 27 | 73.4 | 0 | 1.014 | Cogen | -1 | 0.09787 | 0 | 0 |  |  |  |  | -0.09787 | 0 |  |  |  |  | 0 | 0
1047 | CALENG3G_3G | 3 | West | YES | -0.035604 | 70.4 | 27 | 70.4 | 0 | 1.014 | Cogen | -1 | 0.09787 | 0 | 0 |  |  |  |  | -0.09787 | 0 |  |  |  |  | 0 | 0
11320 | COYOTE_1G | 1 | West | YES | -0.035607 | 22.5 | 0 | 225 |  | 1 | Wind | -1 | 0.097873 | 0 | 225 |  |  |  |  | -0.097873 | 0 |  |  |  |  | 0 | 0
11309 | BULLCREK_2G | 1 | West | YES | -0.035641 | 20.9 | 0 | 180 |  | 1 | Wind | -1 | 0.097907 | 0 | 180 |  |  |  |  | -0.097907 | 0 |  |  |  |  | 0 | 0
11310 | BULLCREK_1G | 1 | West | YES | -0.035641 | 15.1 | 0 | 180 |  | 1 | Wind | -1 | 0.097907 | 0 | 180 |  |  |  |  | -0.097907 | 0 |  |  |  |  | 0 | 0
1058 | LONGSHORE_5 | 1 | West | YES | -0.0357 | 30 | 0 | 150 |  | 1.01 | Wind | -1 | 0.097966 | 0 | 150 |  |  |  |  | -0.097966 | 0 |  |  |  |  | 0 | 0
1058 | LONGSHORE_5 | 2 | West | YES | -0.0357 | 44 | 0 | 220 |  | 1.01 | Wind | -1 | 0.097966 | 0 | 220 |  |  |  |  | -0.097966 | 0 |  |  |  |  | 0 | 0
11065 | ELBOWCK_1G | 1 | West | YES | -0.0357 | 23.4 | 0 | 121.9 | 0 | 1 | Wind | -1 | 0.097966 | 0 | 121.9 |  |  |  |  | -0.097966 | 0 |  |  |  |  | 0 | 0
60058 | BUFF_GAP1A | 1 | West | YES | -0.035786 | 24 | 0 | 120 |  | 1 | Wind | -1 | 0.098052 | 0 | 120 |  |  |  |  | -0.098052 | 0 |  |  |  |  | 0 | 0
60060 | CIRELLO | 1 | West | YES | -0.035786 | 46.6 | 0 | 233 | 0 | 1 | Wind | -1 | 0.098052 | 0 | 233 |  |  |  |  | -0.098052 | 0 |  |  |  |  | 0 | 0
60063 | BUFF_GAP1B | 1 | West | YES | -0.035786 | 34 | 0 | 170.2 | 0 | 1.02 | Wind | -1 | 0.098052 | 0 | 170.2 |  |  |  |  | -0.098052 | 0 |  |  |  |  | 0 | 0
60066 | H_HOLLOW1A | 1 | West | YES | -0.035786 | 44.4 | 0 | 222 | 0 | 1.005 | Wind | -1 | 0.098052 | 0 | 222 |  |  |  |  | -0.098052 | 0 |  |  |  |  | 0 | 0
60068 | HHOLLOW21A | 1 | West | YES | -0.035786 | 36.8 | 0 | 184 | 0 | 1.025 | Wind | -1 | 0.098052 | 0 | 184 |  |  |  |  | -0.098052 | 0 |  |  |  |  | 0 | 0
60070 | HHOLLOW31A | 1 | West | YES | -0.035786 | 44.8 | 0 | 224 | 0 | 1.025 | Wind | -1 | 0.098052 | 0 | 224 |  |  |  |  | -0.098052 | 0 |  |  |  |  | 0 | 0
60072 | HHOLLOW41A | 1 | West | YES | -0.035786 | 23 | 0 | 115 | 0 | 1.025 | Wind | -1 | 0.098052 | 0 | 115 |  |  |  |  | -0.098052 | 0 |  |  |  |  | 0 | 0
1037 | MORGAN5G_5G | 5 | West | YES | -0.035793 | 109.6 | 40 | 137 | 0 | 1.029 | GST | -1 | 0.098059 | 137 | 137 |  |  |  |  | -0.098059 | -13.434 |  |  |  |  | 0 | 0
1040 | MRGNBG_2G | B | West | YES | -0.035793 | 70 | 70 | 71 | 0 | 1.029 | GGT | -1 | 0.098059 | 71 | 71 |  |  |  |  | -0.098059 | -6.9622 |  |  |  |  | 0 | 0
1041 | MRGNCG_3G | C | West | YES | -0.035793 | 69 | 69 | 70 | 0 | 1.029 | GGT | -1 | 0.098059 | 70 | 70 |  |  |  |  | -0.098059 | -6.8641 |  |  |  |  | 0 | 0
1043 | MRGNEG_5G | E | West | YES | -0.035793 | 68 | 68 | 70 | 0 | 1.029 | GGT | -1 | 0.098059 | 70 | 70 |  |  |  |  | -0.098059 | -6.8641 |  |  |  |  | 0 | 0
1039 | MRGNAG_1G | A | West | YES | -0.035793 | 69 | 69 | 69 | 0 | 1.029 | GGT | -1 | 0.098059 | 69 | 69 |  |  |  |  | -0.098059 | -6.7661 |  |  |  |  | 0 | 0
1042 | MRGNDG_4G | D | West | YES | -0.035793 | 68 | 68 | 68 | 0 | 1.029 | GGT | -1 | 0.098059 | 68 | 68 |  |  |  |  | -0.098059 | -6.668 |  |  |  |  | 0 | 0
1044 | MRGNFG_6G | F | West | YES | -0.035793 | 66 | 66 | 66 | 0 | 1.029 | GGT | -1 | 0.098059 | 66 | 66 |  |  |  |  | -0.098059 | -6.4719 |  |  |  |  | 0 | 0
6637 | SNYDERW1A | 1 | West | YES | -0.035838 | 12.6 | 0 | 63 | 0 | 1.025 | Wind | -1 | 0.098104 | 0 | 63 |  |  |  |  | -0.098104 | 0 |  |  |  |  | 0 | 0
1068 | SCURRYCW_1G | 1 | West | YES | -0.035873 | 28.2 | 1.3 | 141 | 0 | 1.0217 | Wind | -1 | 0.098139 | 0 | 141 |  |  |  |  | -0.098139 | 0 |  |  |  |  | 0 | 0
1073 | SCURRYCW_2G | 2 | West | YES | -0.035873 | 24 | 0 | 120 | 0 | 1.0217 | Wind | -1 | 0.098139 | 0 | 120 |  |  |  |  | -0.098139 | 0 |  |  |  |  | 0 | 0
1061 | CIELOGEN_1G | 1 | West | YES | -0.035879 | 19.8 | 0 | 99 |  | 1 | Wind | -1 | 0.098145 | 0 | 99 |  |  |  |  | -0.098145 | 0 |  |  |  |  | 0 | 0
1062 | CIELOGEN_2G | 1 | West | YES | -0.035879 | 12.2 | 0 | 61 |  | 1 | Wind | -1 | 0.098145 | 0 | 61 |  |  |  |  | -0.098145 | 0 |  |  |  |  | 0 | 0
1069 | KINDERMG_1G | 1 | West | YES | -0.035879 | 25 | 5 | 25 | 0 | 1.017 | Cogen | -1 | 0.098145 | 0 | 0 |  |  |  |  | -0.098145 | 0 |  |  |  |  | 0 | 0
1070 | KINDERMG_2G | 1 | West | YES | -0.035879 | 45.7 | 12 | 45.7 | 0 | 1.017 | Cogen | -1 | 0.098145 | 0 | 0 |  |  |  |  | -0.098145 | 0 |  |  |  |  | 0 | 0
1071 | KINDERMG_3G | 1 | West | YES | -0.035879 | 45.7 | 12 | 45.7 | 0 | 1.017 | Cogen | -1 | 0.098145 | 0 | 0 |  |  |  |  | -0.098145 | 0 |  |  |  |  | 0 | 0
36998 | RDCNYNG1 | 1 | West | YES | -0.035982 | 16.8 | 0 | 84 |  | 1.01 | Wind | -1 | 0.098248 | 0 | 84 |  |  |  |  | -0.098248 | 0 |  |  |  |  | 0 | 0
7801 | L_GUADGE1_2Y | 2 | South | YES | 0.057481 | 138 | 30 | 138 | 0 | 1.02 | CC | 1 | 0.098416 | 138 | 138 | 7.9324 | 138 |  |  | 0.098416 | 13.5813 |  |  |  |  | 0 | 0
7802 | L_GUADGE1_3Y | 3 | South | YES | 0.057481 | 146 | 30 | 146 | 0 | 1.02 | CC | 1 | 0.098416 | 146 | 146 | 8.3922 | 146 |  |  | 0.098416 | 14.3687 |  |  |  |  | 0 | 0
7800 | L_GUADGE1_1Y | 1 | South | YES | 0.057481 | 147 | 30 | 147 | 0 | 1.02 | CC | 1 | 0.098416 | 147 | 147 | 8.4497 | 147 |  |  | 0.098416 | 14.4671 |  |  |  |  | 0 | 0
7803 | L_GUADGE1_4Y | 4 | South | YES | 0.057481 | 149 | 30 | 149 | 0 | 1.02 | CC | 1 | 0.098416 | 149 | 149 | 8.5647 | 149 |  |  | 0.098416 | 14.6639 |  |  |  |  | 0 | 0
7804 | L_GUADGE1_5Y | 5 | South | YES | 0.057481 | 182 | 30 | 182 | 0 | 1.02 | CC | 1 | 0.098416 | 182 | 182 | 10.4615 | 182 |  |  | 0.098416 | 17.9116 |  |  |  |  | 0 | 0
7805 | L_GUADGE1_6Y | 6 | South | YES | 0.057481 | 203 | 30 | 203 | 0 | 1.02 | CC | 1 | 0.098416 | 203 | 203 | 11.6686 | 203 |  |  | 0.098416 | 19.9783 |  |  |  |  | 0 | 0
1343 | TRENTIPP_8 | 1 | West | YES | -0.03624 | 30 | 0 | 150 |  | 1.014 | Wind | -1 | 0.098506 | 0 | 150 |  |  |  |  | -0.098506 | 0 |  |  |  |  | 0 | 0
1354 | AEPWIND_8 | 1 | West | YES | -0.03624 | 20.2 | 0 | 101 |  | 1 | Wind | -1 | 0.098506 | 0 | 101 |  |  |  |  | -0.098506 | 0 |  |  |  |  | 0 | 0
11056 | ROSCOE_1G | 1 | West | YES | -0.036263 | 41.8 | 0 | 209 |  | 1 | Wind | -1 | 0.098529 | 0 | 209 |  |  |  |  | -0.098529 | 0 |  |  |  |  | 0 | 0
11057 | CHAMPION_1G | 1 | West | YES | -0.036263 | 25.3 | 0 | 126.5 |  | 1 | Wind | -1 | 0.098529 | 0 | 126.5 |  |  |  |  | -0.098529 | 0 |  |  |  |  | 0 | 0
11058 | PYRON_1G | 1 | West | YES | -0.036263 | 49.8 | 0 | 249 |  | 1 | Wind | -1 | 0.098529 | 0 | 249 |  |  |  |  | -0.098529 | 0 |  |  |  |  | 0 | 0
11059 | INADALE_1G | 1 | West | YES | -0.036263 | 39.4 | 0 | 197 |  | 1 | Wind | -1 | 0.098529 | 0 | 197 |  |  |  |  | -0.098529 | 0 |  |  |  |  | 0 | 0
71051 | L_BITTCR1_1N | W1 | West | YES | -0.036267 | 7.5 | 0 | 37.5 |  | 1.02 | Wind | -1 | 0.098533 | 0 | 37.5 |  |  |  |  | -0.098533 | 0 |  |  |  |  | 0 | 0
71054 | L_SWEETW1_1N | W1 | West | YES | -0.036267 | 21.5 | 0 | 107.5 |  | 1.02 | Wind | -1 | 0.098533 | 0 | 107.5 |  |  |  |  | -0.098533 | 0 |  |  |  |  | 0 | 0
71057 | L_SWEETW1_2N | W1 | West | YES | -0.036267 | 27 | 0 | 135 |  | 1.02 | Wind | -1 | 0.098533 | 0 | 135 |  |  |  |  | -0.098533 | 0 |  |  |  |  | 0 | 0
71059 | L_SWEETW1_3N | W1 | West | YES | -0.036267 | 23.8 | 0 | 119 | 0 | 1.02 | Wind | -1 | 0.098533 | 0 | 119 |  |  |  |  | -0.098533 | 0 |  |  |  |  | 0 | 0
71060 | L_SWEETW1_4N | W1 | West | YES | -0.036267 | 21 | 0 | 105 | 0 | 1.02 | Wind | -1 | 0.098533 | 0 | 105 |  |  |  |  | -0.098533 | 0 |  |  |  |  | 0 | 0
71061 | L_SWEETW1_5N | W1 | West | YES | -0.036267 | 16.1 | 0 | 80.5 | 0 | 1.02 | Wind | -1 | 0.098533 | 0 | 80.5 |  |  |  |  | -0.098533 | 0 |  |  |  |  | 0 | 0
6144 | MCADOO1A | 1 | West | YES | -0.036434 | 15 | 0 | 150 | 0 | 1.025 | Wind | -1 | 0.0987 | 0 | 150 |  |  |  |  | -0.0987 | 0 |  |  |  |  | 0 | 0
1417 | SWETWATR_2G | 2 | West | YES | -0.036487 | 72 | 36 | 72 | 0 | 1.026 | CC | -1 | 0.098753 | 72 | 72 |  |  |  |  | -0.098753 | -7.1102 |  |  |  |  | 0 | 0
1418 | SWETWATR_3G | 3 | West | YES | -0.036487 | 68 | 36 | 68 | 0 | 1.026 | CC | -1 | 0.098753 | 68 | 68 |  |  |  |  | -0.098753 | -6.7152 |  |  |  |  | 0 | 0
1419 | SWETWATR_4G | 4 | West | YES | -0.036487 | 61 | 36 | 61 | 0 | 1.026 | CC | -1 | 0.098753 | 61 | 61 |  |  |  |  | -0.098753 | -6.0239 |  |  |  |  | 0 | 0
1416 | SWETWATR_1G | 1 | West | YES | -0.036487 | 30 | 18 | 30 | 0 | 1.026 | CC | -1 | 0.098753 | 30 | 30 |  |  |  |  | -0.098753 | -2.9626 |  |  |  |  | 0 | 0
6407 | TURKTRAK1A | 1 | West | YES | -0.036527 | 33.9 | 0 | 169.5 | 0 | 1.025 | Wind | -1 | 0.098793 | 0 | 169.5 |  |  |  |  | -0.098793 | 0 |  |  |  |  | 0 | 0
60081 | WHRLWIND1A | 1 | West | YES | -0.036946 | 12 | 0 | 60 | 0 | 1.03 | Wind | -1 | 0.099212 | 0 | 60 |  |  |  |  | -0.099212 | 0 |  |  |  |  | 0 | 0
3108 | STRYKER_2G | 2 | North | YES | -0.03702 | 484 | 75 | 484 | 0 | 1.029 | GST | -1 | 0.099286 | 484 | 484 |  |  | -17.9177 | 484 | -0.099286 | -48.0543 |  |  |  |  | 0 | 0
3107 | STRYKER_1G | 1 | North | YES | -0.03702 | 145.6 | 45 | 182 | 0 | 1.029 | GST | -1 | 0.099286 | 182 | 182 |  |  | -6.7376 | 182 | -0.099286 | -18.07 |  |  |  |  | 0 | 0
3309 | ASPN_G | 1 | North | YES | -0.037139 | 50 | 0 | 50 |  | 1 | Bio | -1 | 0.099405 | 50 | 50 |  |  | -1.857 | 50 | -0.099405 | -4.9702 |  |  |  |  | 0 | 0
3348 | CHAMPION_1G | MB | North | YES | -0.037159 | 0 | 42 | 42 |  | 1 | Cogen | -1 | 0.099425 | 0 | 0 |  |  | 0 | 0 | -0.099425 | 0 |  |  |  |  | 0 | 0
7609 | L_SCHUMA8_1Y | 1 | South | YES | 0.058559 | 0 | 0 | 4 |  | 1 | Hydro | 1 | 0.099494 | 0 | 0 | 0 | 0 |  |  | 0.099494 | 0 |  |  |  |  | 0 | 0
13119 | TGATEWAY_4G | 4 | North | YES | -0.037389 | 399 | 65 | 399 | 0 | 1.0232 | CC | -1 | 0.099655 | 399 | 399 |  |  | -14.9182 | 399 | -0.099655 | -39.7622 |  |  |  |  | 0 | 0
13116 | TGATEWAY_1G | 1 | North | YES | -0.037389 | 151 | 30 | 151 | 0 | 1.0232 | CC | -1 | 0.099655 | 151 | 151 |  |  | -5.6457 | 151 | -0.099655 | -15.0479 |  |  |  |  | 0 | 0
13118 | TGATEWAY_3G | 3 | North | YES | -0.037389 | 148 | 30 | 148 | 0 | 1.0232 | CC | -1 | 0.099655 | 148 | 148 |  |  | -5.5336 | 148 | -0.099655 | -14.7489 |  |  |  |  | 0 | 0
13117 | TGATEWAY_2G | 2 | North | YES | -0.037389 | 130 | 30 | 130 | 0 | 1.0232 | CC | -1 | 0.099655 | 130 | 130 |  |  | -4.8606 | 130 | -0.099655 | -12.9551 |  |  |  |  | 0 | 0
7624 | L_LAKEWO9_1Y | 1 | South | YES | 0.058805 | 0 | 0 | 2.4 |  | 1 | Hydro | 1 | 0.09974 | 0 | 0 | 0 | 0 |  |  | 0.09974 | 0 |  |  |  |  | 0 | 0
7624 | L_LAKEWO9_1Y | 2 | South | YES | 0.058805 | 0 | 0 | 2.4 |  | 1 | Hydro | 1 | 0.09974 | 0 | 0 | 0 | 0 |  |  | 0.09974 | 0 |  |  |  |  | 0 | 0
1437 | MESQUITW_1G | 1 | North | YES | -0.037496 | 40 | 0 | 400 | 0 | 1.023 | Wind | -1 | 0.099762 | 0 | 400 |  |  | 0 | 0 | -0.099762 | 0 |  |  |  |  | 0 | 0
1438 | MESQUITW_2G | 1 | North | YES | -0.037497 | 23.6 | 0 | 236 |  | 1.017 | Wind | -1 | 0.099763 | 0 | 236 |  |  | 0 | 0 | -0.099763 | 0 |  |  |  |  | 0 | 0
3097 | MARTLAKE_1G | 1 | North | YES | -0.037587 | 790 | 500 | 790 | 0 | 1.017 | LIGCO | -1 | 0.099853 | 0 | 790 |  |  | 0 | 0 | -0.099853 | 0 |  |  |  |  | 0 | 0
3098 | MARTLAKE_2G | 2 | North | YES | -0.037587 | 795 | 461 | 795 | 0 | 1.017 | LIGCO | -1 | 0.099853 | 0 | 795 |  |  | 0 | 0 | -0.099853 | 0 |  |  |  |  | 0 | 0
3099 | MARTLAKE_3G | 3 | North | YES | -0.037587 | 804 | 500 | 804 | 0 | 1.017 | LIGCO | -1 | 0.099853 | 0 | 804 |  |  | 0 | 0 | -0.099853 | 0 |  |  |  |  | 0 | 0
1442 | COKFIELD_5 | 1 | North | YES | -0.037883 | 16.5 | 0 | 165 |  | 1.029 | Wind | -1 | 0.10015 | 0 | 165 |  |  | 0 | 0 | -0.10015 | 0 |  |  |  |  | 0 | 0
7605 | L_MCQUEE9_1Y | 1 | South | YES | 0.059409 | 0 | 0 | 2.4 |  | 1.025 | Hydro | 1 | 0.10034 | 0 | 0 | 0 | 0 |  |  | 0.10034 | 0 |  |  |  |  | 0 | 0
7605 | L_MCQUEE9_1Y | 2 | South | YES | 0.059409 | 0 | 0 | 2.4 |  | 1.025 | Hydro | 1 | 0.10034 | 0 | 0 | 0 | 0 |  |  | 0.10034 | 0 |  |  |  |  | 0 | 0
7605 | L_MCQUEE9_1Y | 3 | South | YES | 0.059409 | 0 | 0 | 2.8 |  | 1.025 | Hydro | 1 | 0.10034 | 0 | 0 | 0 | 0 |  |  | 0.10034 | 0 |  |  |  |  | 0 | 0
6100 | OKLA7A | EQ | West | YES | -0.038187 | 50 | -220 | 220 | 0 | 1.035 | DCTie | -1 | 0.10045 | 0 | 0 |  |  |  |  | -0.10045 | 0 |  |  |  |  | 0 | 0
6752 | OKLA0A | 1 | West | YES | -0.038187 | 649.7 | 175 | 649.7 | 0 | 1.035 | LIGCO | -1 | 0.10045 | 0 | 649.7 |  |  |  |  | -0.10045 | 0 |  |  |  |  | 0 | 0
7810 | L_RIONOG1G1Y | 1 | South | YES | 0.059579 | 148 | 0 | 148 | 0 | 1.02 | CC | 1 | 0.10051 | 148 | 148 | 8.8177 | 148 |  |  | 0.10051 | 14.876 |  |  |  |  | 0 | 0
7811 | L_RIONOG1G2Y | 2 | South | YES | 0.059579 | 148 | 0 | 148 | 0 | 1.02 | CC | 1 | 0.10051 | 148 | 148 | 8.8177 | 148 |  |  | 0.10051 | 14.876 |  |  |  |  | 0 | 0
7812 | L_RIONOG1G3Y | 3 | South | YES | 0.059579 | 154 | 0 | 154 | 0 | 1.02 | CC | 1 | 0.10051 | 154 | 154 | 9.1752 | 154 |  |  | 0.10051 | 15.4791 |  |  |  |  | 0 | 0
7813 | L_RIONOG1S1Y | 4 | South | YES | 0.059579 | 293 | 0 | 293 | 0 | 1.02 | CC | 1 | 0.10051 | 293 | 293 | 17.4566 | 293 |  |  | 0.10051 | 29.4505 |  |  |  |  | 0 | 0
12424 | FPLEFR2S_G | 4 | North | YES | -0.03907 | 415 | 191 | 415 | 0 | 1 | CC | -1 | 0.10134 | 415 | 415 |  |  | -16.2141 | 415 | -0.10134 | -42.0543 |  |  |  |  | 0 | 0
12414 | FPLEFR1S_G | 4 | North | YES | -0.03907 | 414 | 191 | 414 | 0 | 1 | CC | -1 | 0.10134 | 414 | 414 |  |  | -16.175 | 414 | -0.10134 | -41.953 |  |  |  |  | 0 | 0
12412 | FPLEFR1B_G | 2 | North | YES | -0.03907 | 164 | 72 | 164 | 0 | 1 | CC | -1 | 0.10134 | 164 | 164 |  |  | -6.4075 | 164 | -0.10134 | -16.6191 |  |  |  |  | 0 | 0
12413 | FPLEFR1C_G | 3 | North | YES | -0.03907 | 164 | 72 | 164 | 0 | 1 | CC | -1 | 0.10134 | 164 | 164 |  |  | -6.4075 | 164 | -0.10134 | -16.6191 |  |  |  |  | 0 | 0
12423 | FPLEFR2C_G | 3 | North | YES | -0.03907 | 163 | 72 | 163 | 0 | 1 | CC | -1 | 0.10134 | 163 | 163 |  |  | -6.3684 | 163 | -0.10134 | -16.5177 |  |  |  |  | 0 | 0
12421 | FPLEFR2A_G | 1 | North | YES | -0.03907 | 162 | 72 | 162 | 0 | 1 | CC | -1 | 0.10134 | 162 | 162 |  |  | -6.3293 | 162 | -0.10134 | -16.4164 |  |  |  |  | 0 | 0
12411 | FPLEFR1A_G | 1 | North | YES | -0.03907 | 161 | 72 | 161 | 0 | 1 | CC | -1 | 0.10134 | 161 | 161 |  |  | -6.2903 | 161 | -0.10134 | -16.3151 |  |  |  |  | 0 | 0
12422 | FPLEFR2B_G | 2 | North | YES | -0.03907 | 161 | 72 | 161 | 0 | 1 | CC | -1 | 0.10134 | 161 | 161 |  |  | -6.2903 | 161 | -0.10134 | -16.3151 |  |  |  |  | 0 | 0
1432 | GRHAMSES_2G | 2 | North | YES | -0.039103 | 294.9 | 90 | 366 | 0 | 1.014 | GST | -1 | 0.10137 | 366 | 366 |  |  | -14.3117 | 366 | -0.10137 | -37.101 |  |  |  |  | 0 | 0
1479 | WFCOGEN_1G | 1 | North | YES | -0.039174 | 16 | 12 | 20 | 0 | 1 | Cogen | -1 | 0.10144 | 0 | 0 |  |  | 0 | 0 | -0.10144 | 0 |  |  |  |  | 0 | 0
1479 | WFCOGEN_1G | 2 | North | YES | -0.039174 | 16 | 12 | 20 | 0 | 1 | Cogen | -1 | 0.10144 | 0 | 0 |  |  | 0 | 0 | -0.10144 | 0 |  |  |  |  | 0 | 0
1482 | WFCOGEN_2G | 2 | North | YES | -0.039174 | 13.6 | 12 | 17 | 0 | 1 | Cogen | -1 | 0.10144 | 0 | 0 |  |  | 0 | 0 | -0.10144 | 0 |  |  |  |  | 0 | 0
1482 | WFCOGEN_2G | 1 | North | YES | -0.039174 | 16 | 12 | 20 | 0 | 1 | Cogen | -1 | 0.10144 | 0 | 0 |  |  | 0 | 0 | -0.10144 | 0 |  |  |  |  | 0 | 0
1433 | GRHAMSES_1G | 1 | North | YES | -0.039288 | 242 | 60 | 242 | 0 | 1.038 | GST | -1 | 0.10155 | 242 | 242 |  |  | -9.5077 | 242 | -0.10155 | -24.576 |  |  |  |  | 0 | 0
2452 | LKHB2_G | 2 | North | YES | -0.039371 | 516 | 80 | 516 | 0 | 1.022 | GST | -1 | 0.10164 | 516 | 516 |  |  | -20.3154 | 516 | -0.10164 | -52.4446 |  |  |  |  | 0 | 0
2451 | LKHB1_G | 1 | North | YES | -0.039371 | 0 | 80 | 391 |  | 1.022 | GST | -1 | 0.10164 | 391 | 391 |  |  | -15.3941 | 391 | -0.10164 | -39.74 |  |  |  |  | 0 | 0
12440 | PARKD_1SVC8 | 1 | North | YES | -0.039433 | 0 | 0 | 0 | 0 | 1.007 | GST | -1 | 0.1017 | 0 | 0 |  |  | 0 | 0 | -0.1017 | 0 |  |  |  |  | 0 | 0
12449 | PARKD_2SVC8 | 1 | North | YES | -0.039433 | 0 | 0 | 0 | 0 | 1.007 | GST | -1 | 0.1017 | 0 | 0 |  |  | 0 | 0 | -0.1017 | 0 |  |  |  |  | 0 | 0
950 | STEAM3 | 1 | North | YES | -0.039459 | 41 | 13 | 42 | 0 | 1.02 | GST | -1 | 0.10172 | 42 | 42 |  |  | -1.6573 | 42 | -0.10172 | -4.2724 |  |  |  |  | 0 | 0
949 | STEAM2 | 1 | North | YES | -0.039459 | 26 | 8 | 26 | 0 | 0.99 | GST | -1 | 0.10172 | 26 | 26 |  |  | -1.0259 | 26 | -0.10172 | -2.6448 |  |  |  |  | 0 | 0
948 | STEAM1 | 1 | North | YES | -0.039459 | 0 | 12 | 20 |  | 1.02 | GST | -1 | 0.10172 | 20 | 20 |  |  | -0.78918 | 20 | -0.10172 | -2.0345 |  |  |  |  | 0 | 0
844 | OLINGER_G3 | 1 | North | YES | -0.039522 | 103.9 | 45 | 150 | 0 | 1.03 | GST | -1 | 0.10179 | 150 | 150 |  |  | -5.9283 | 150 | -0.10179 | -15.2682 |  |  |  |  | 0 | 0
843 | OLINGER_G2 | 1 | North | YES | -0.039522 | 76.2 | 25 | 110 | 0 | 1.03 | GST | -1 | 0.10179 | 110 | 110 |  |  | -4.3474 | 110 | -0.10179 | -11.1967 |  |  |  |  | 0 | 0
842 | OLINGER_G1 | 1 | North | YES | -0.039522 | 55.4 | 20 | 79 | 0 | 1.03 | GST | -1 | 0.10179 | 79 | 79 |  |  | -3.1222 | 79 | -0.10179 | -8.0412 |  |  |  |  | 0 | 0
845 | OLINGER_G4 | 1 | North | YES | -0.039522 | 51.9 | 0 | 76 | 0 | 1.03 | GGT | -1 | 0.10179 | 76 | 76 |  |  | -3.0037 | 76 | -0.10179 | -7.7359 |  |  |  |  | 0 | 0
837 | NEWMAN_G5 | 1 | North | YES | -0.03953 | 0 | 15 | 40 |  | 1.01 | GST | -1 | 0.1018 | 40 | 40 |  |  | -1.5812 | 40 | -0.1018 | -4.0718 |  |  |  |  | 0 | 0
1701 | MOSES_1G | 1 | North | YES | -0.039557 | 558 | 175 | 558 | 0 | 1.023 | LIGCO | -1 | 0.10182 | 0 | 558 |  |  | 0 | 0 | -0.10182 | 0 |  |  |  |  | 0 | 0
1702 | MOSES_2G | 2 | North | YES | -0.039557 | 579 | 175 | 579 | 0 | 1.023 | LIGCO | -1 | 0.10182 | 0 | 579 |  |  | 0 | 0 | -0.10182 | 0 |  |  |  |  | 0 | 0
1703 | MOSES_3G | 3 | North | YES | -0.039557 | 808 | 463 | 808 | 0 | 1.023 | LIGCO | -1 | 0.10182 | 0 | 808 |  |  | 0 | 0 | -0.10182 | 0 |  |  |  |  | 0 | 0
5925 | DCEAST | EQ | North | YES | -0.039557 | 400.3 | -600 | 600 | 0 | 1.025 | DCTie | -1 | 0.10182 | 0 | 0 |  |  | 0 | 0 | -0.10182 | 0 |  |  |  |  | 0 | 0
1675 | PEC_1G | 1 | North | YES | -0.039587 | 76.7 | 35 | 76.7 | 0 | 1.022 | Cogen | -1 | 0.10185 | 0 | 0 |  |  | 0 | 0 | -0.10185 | 0 |  |  |  |  | 0 | 0
1676 | PEC_2G | 2 | North | YES | -0.039587 | 79.6 | 35 | 79.6 | 0 | 1.022 | Cogen | -1 | 0.10185 | 0 | 0 |  |  | 0 | 0 | -0.10185 | 0 |  |  |  |  | 0 | 0
1677 | PEC_3G | 3 | North | YES | -0.039587 | 88.4 | 35 | 88.4 | 0 | 1.022 | Cogen | -1 | 0.10185 | 0 | 0 |  |  | 0 | 0 | -0.10185 | 0 |  |  |  |  | 0 | 0
1683 | LAMARPWR_6G | 6 | North | YES | -0.039619 | 198 | 129.1 | 198 | 0 | 1.038 | CC | -1 | 0.10188 | 198 | 198 |  |  | -7.8446 | 198 | -0.10188 | -20.1732 |  |  |  |  | 0 | 0
1680 | LAMARPWR_3G | 3 | North | YES | -0.039619 | 196 | 129.1 | 196 | 0 | 1.038 | CC | -1 | 0.10188 | 196 | 196 |  |  | -7.7653 | 196 | -0.10188 | -19.9694 |  |  |  |  | 0 | 0
1678 | LAMARPWR_1G | 1 | North | YES | -0.039619 | 160 | 67.7 | 160 | 0 | 1.038 | CC | -1 | 0.10188 | 160 | 160 |  |  | -6.339 | 160 | -0.10188 | -16.3016 |  |  |  |  | 0 | 0
1682 | LAMARPWR_5G | 5 | North | YES | -0.039619 | 157 | 67.7 | 157 | 0 | 1.038 | CC | -1 | 0.10188 | 157 | 157 |  |  | -6.2202 | 157 | -0.10188 | -15.9959 |  |  |  |  | 0 | 0
1679 | LAMARPWR_2G | 2 | North | YES | -0.039619 | 156 | 67.7 | 156 | 0 | 1.038 | CC | -1 | 0.10188 | 156 | 156 |  |  | -6.1806 | 156 | -0.10188 | -15.894 |  |  |  |  | 0 | 0
1681 | LAMARPWR_4G | 4 | North | YES | -0.039619 | 156 | 67.7 | 156 | 0 | 1.038 | CC | -1 | 0.10188 | 156 | 156 |  |  | -6.1806 | 156 | -0.10188 | -15.894 |  |  |  |  | 0 | 0
1689 | VALLEY_3G | 3 | North | YES | -0.039657 | 0 | 25 | 375 |  | 1.003 | GST | -1 | 0.10192 | 375 | 375 |  |  | -14.8714 | 375 | -0.10192 | -38.221 |  |  |  |  | 0 | 0
11693 | KMICHIST3_G | 3 | North | YES | -0.039657 | 312 | 60 | 312 | 0 | 1.026 | CC | -1 | 0.10192 | 312 | 312 |  |  | -12.373 | 312 | -0.10192 | -31.7999 |  |  |  |  | 0 | 0
11696 | KMICHIST6_G | 6 | North | YES | -0.039657 | 310 | 60 | 310 | 0 | 1.026 | CC | -1 | 0.10192 | 310 | 310 |  |  | -12.2937 | 310 | -0.10192 | -31.5961 |  |  |  |  | 0 | 0
11695 | KMICHICT5_G | 5 | North | YES | -0.039657 | 148 | 80 | 148 | 0 | 1.026 | CC | -1 | 0.10192 | 148 | 148 |  |  | -5.8692 | 148 | -0.10192 | -15.0846 |  |  |  |  | 0 | 0
11692 | KMICHICT2_G | 2 | North | YES | -0.039657 | 146 | 80 | 146 | 0 | 1.026 | CC | -1 | 0.10192 | 146 | 146 |  |  | -5.7899 | 146 | -0.10192 | -14.8807 |  |  |  |  | 0 | 0
11691 | KMICHICT1_G | 1 | North | YES | -0.039657 | 144 | 80 | 144 | 0 | 1.026 | CC | -1 | 0.10192 | 144 | 144 |  |  | -5.7106 | 144 | -0.10192 | -14.6769 |  |  |  |  | 0 | 0
11694 | KMICHICT4_G | 4 | North | YES | -0.039657 | 144 | 80 | 144 | 0 | 1.026 | CC | -1 | 0.10192 | 144 | 144 |  |  | -5.7106 | 144 | -0.10192 | -14.6769 |  |  |  |  | 0 | 0
3126 | TRINIDAD_6G | 1 | North | YES | -0.039683 | 179.2 | 46 | 224 | 0 | 1 | GST | -1 | 0.10195 | 224 | 224 |  |  | -8.889 | 224 | -0.10195 | -22.8365 |  |  |  |  | 0 | 0
1688 | VALLEY_2G | 2 | North | YES | -0.039713 | 527 | 90 | 527 | 0 | 1.029 | GSC | -1 | 0.10198 | 527 | 527 |  |  | -20.9288 | 527 | -0.10198 | -53.7428 |  |  |  |  | 0 | 0
1687 | VALLEY_1G | 1 | North | YES | -0.039713 | 136 | 15 | 170 | 0 | 1.029 | GST | -1 | 0.10198 | 170 | 170 |  |  | -6.7512 | 170 | -0.10198 | -17.3364 |  |  |  |  | 0 | 0
7031 | L_MARSFO1G1Y | 1 | South | YES | 0.061072 | 0 | 0 | 36 |  | 1 | Hydro | 1 | 0.10201 | 0 | 0 | 0 | 0 |  |  | 0.10201 | 0 |  |  |  |  | 0 | 0
7032 | L_MARSFO1G2Y | 2 | South | YES | 0.061072 | 0 | 0 | 35 |  | 1 | Hydro | 1 | 0.10201 | 0 | 0 | 0 | 0 |  |  | 0.10201 | 0 |  |  |  |  | 0 | 0
7033 | L_MARSFO1G3Y | 3 | South | YES | 0.061072 | 0 | 0 | 36 |  | 1 | Hydro | 1 | 0.10201 | 0 | 0 | 0 | 0 |  |  | 0.10201 | 0 |  |  |  |  | 0 | 0
6948 | DENISNDM | 1 | North | YES | -0.039763 | 40 | 5 | 40 |  | 1.015 | Hydro | -1 | 0.10203 | 0 | 0 |  |  | 0 | 0 | -0.10203 | 0 |  |  |  |  | 0 | 0
6948 | DENISNDM | 2 | North | YES | -0.039763 | 31 | 5 | 40 |  | 1.015 | Hydro | -1 | 0.10203 | 0 | 0 |  |  | 0 | 0 | -0.10203 | 0 |  |  |  |  | 0 | 0
2371 | COLLIN_1G | MB | North | YES | -0.040001 | 0 | 40 | 138 |  | 1.022 | GST | -1 | 0.10227 | 0 | 0 |  |  | 0 | 0 | -0.10227 | 0 |  |  |  |  | 0 | 0
2417 | MTCK8_G | 8 | North | YES | -0.040111 | 444.8 | 60 | 556 | 0 | 1.022 | GSC | -1 | 0.10238 | 556 | 556 |  |  | -22.3017 | 556 | -0.10238 | -56.9215 |  |  |  |  | 0 | 0
2413 | MTCK6_G | 6 | North | YES | -0.040111 | 0 | 30 | 118 |  | 1.022 | GST | -1 | 0.10238 | 118 | 118 |  |  | -4.7331 | 118 | -0.10238 | -12.0805 |  |  |  |  | 0 | 0
2414 | MTCK7_G | 7 | North | YES | -0.040111 | 0 | 30 | 115 |  | 1.022 | GST | -1 | 0.10238 | 115 | 115 |  |  | -4.6128 | 115 | -0.10238 | -11.7733 |  |  |  |  | 0 | 0
1455 | WCPWRCO_3G | 3 | North | YES | -0.040114 | 242 | 50 | 242 |  | 1.02 | CC | -1 | 0.10238 | 242 | 242 |  |  | -9.7076 | 242 | -0.10238 | -24.7759 |  |  |  |  | 0 | 0
1453 | WCPWRCO_1G | 1 | North | YES | -0.040114 | 204 | 50 | 204 | 0 | 1.02 | CC | -1 | 0.10238 | 204 | 204 |  |  | -8.1833 | 204 | -0.10238 | -20.8855 |  |  |  |  | 0 | 0
1454 | WCPWRCO_2G | 2 | North | YES | -0.040114 | 204 | 50 | 204 | 0 | 1.02 | CC | -1 | 0.10238 | 204 | 204 |  |  | -8.1833 | 204 | -0.10238 | -20.8855 |  |  |  |  | 0 | 0
7487 | L_CANYHY8_1Y | 1 | South | YES | 0.061545 | 0 | 0 | 6 |  | 1 | Hydro | 1 | 0.10248 | 0 | 0 | 0 | 0 |  |  | 0.10248 | 0 |  |  |  |  | 0 | 0
2383 | NTHLK3_G | 3 | North | YES | -0.040275 | 0 | 50 | 329 |  | 1.022 | GST | -1 | 0.10254 | 329 | 329 |  |  | -13.2505 | 329 | -0.10254 | -33.7359 |  |  |  |  | 0 | 0
2382 | NTHLK2_G | 2 | North | YES | -0.040275 | 0 | 35 | 181 |  | 1.022 | GST | -1 | 0.10254 | 181 | 181 |  |  | -7.2898 | 181 | -0.10254 | -18.5599 |  |  |  |  | 0 | 0
2381 | NTHLK1_G | 1 | North | YES | -0.040275 | 0 | 35 | 156 |  | 1.022 | GST | -1 | 0.10254 | 156 | 156 |  |  | -6.2829 | 156 | -0.10254 | -15.9964 |  |  |  |  | 0 | 0
728 | WOLFRIDGE801 | 1 | North | YES | -0.040276 | 11.2 | 0 | 112.5 | 0 | 0.99 | Wind | -1 | 0.10254 | 0 | 112.5 |  |  | 0 | 0 | -0.10254 | 0 |  |  |  |  | 0 | 0
924 | SPENCER_G5 | 1 | North | YES | -0.040279 | 52 | 20 | 66 | 0 | 1.03 | GST | -1 | 0.10254 | 66 | 66 |  |  | -2.6584 | 66 | -0.10254 | -6.768 |  |  |  |  | 0 | 0
923 | SPENCER_G4 | 1 | North | YES | -0.040279 | 48 | 20 | 61 | 0 | 1.03 | GST | -1 | 0.10254 | 61 | 61 |  |  | -2.457 | 61 | -0.10254 | -6.2552 |  |  |  |  | 0 | 0
1600 | BARTNWND_1G | 1 | North | YES | -0.040348 | 12 | 0 | 120 | 0 | 1.022 | Wind | -1 | 0.10261 | 0 | 120 |  |  | 0 | 0 | -0.10261 | 0 |  |  |  |  | 0 | 0
344 | MRSSHPRD | 1 | North | YES | -0.040352 | 0 | 0 | 12 |  | 1.03 | Hydro | -1 | 0.10262 | 0 | 0 |  |  | 0 | 0 | -0.10262 | 0 |  |  |  |  | 0 | 0
345 | MRSSHPRD01 | 2 | North | YES | -0.040352 | 0 | 0 | 12 |  | 1.03 | Hydro | -1 | 0.10262 | 0 | 0 |  |  | 0 | 0 | -0.10262 | 0 |  |  |  |  | 0 | 0
7014 | L_HAYSEN1_1Y | 1 | South | YES | 0.061807 | 223.9 | 74 | 223.9 | 0 | 1.008 | CC | 1 | 0.10274 | 223.9 | 223.9 | 13.8386 | 223.9 |  |  | 0.10274 | 23.0038 |  |  |  |  | 0 | 0
7016 | L_HAYSEN1_3Y | 3 | South | YES | 0.061807 | 224.6 | 74 | 224.6 | 0 | 1.008 | CC | 1 | 0.10274 | 224.6 | 224.6 | 13.8819 | 224.6 |  |  | 0.10274 | 23.0757 |  |  |  |  | 0 | 0
7015 | L_HAYSEN1_2Y | 2 | South | YES | 0.061807 | 225 | 74 | 225 | 0 | 1.008 | CC | 1 | 0.10274 | 225 | 225 | 13.9066 | 225 |  |  | 0.10274 | 23.1168 |  |  |  |  | 0 | 0
7017 | L_HAYSEN1_4Y | 4 | South | YES | 0.061807 | 226.7 | 74 | 226.7 | 0 | 1.008 | CC | 1 | 0.10274 | 226.7 | 226.7 | 14.0116 | 226.7 |  |  | 0.10274 | 23.2915 |  |  |  |  | 0 | 0
580 | JCKCNTY801 | 1 | North | YES | -0.040702 | 288 | 0 | 288 | 0 | 1.022 | CC | -1 | 0.10297 | 288 | 288 |  |  | -11.7222 | 288 | -0.10297 | -29.6547 |  |  |  |  | 0 | 0
581 | JCKCNTY802 | 2 | North | YES | -0.040702 | 147 | 0 | 147 | 0 | 1.022 | CC | -1 | 0.10297 | 147 | 147 |  |  | -5.9832 | 147 | -0.10297 | -15.1363 |  |  |  |  | 0 | 0
582 | JCKCNTY803 | 3 | North | YES | -0.040702 | 147 | 0 | 147 | 0 | 1.022 | CC | -1 | 0.10297 | 147 | 147 |  |  | -5.9832 | 147 | -0.10297 | -15.1363 |  |  |  |  | 0 | 0
1861 | EAGLEMNT_1G | MB | North | YES | -0.040987 | 0 | 30 | 112 |  | 1.022 | GST | -1 | 0.10325 | 0 | 0 |  |  | 0 | 0 | -0.10325 | 0 |  |  |  |  | 0 | 0
1862 | EAGLEMNT_2G | MB | North | YES | -0.040987 | 0 | 40 | 100 |  | 1.022 | GST | -1 | 0.10325 | 0 | 0 |  |  | 0 | 0 | -0.10325 | 0 |  |  |  |  | 0 | 0
1863 | EAGLEMNT_3G | MB | North | YES | -0.040987 | 0 | 50 | 378 |  | 1.022 | GST | -1 | 0.10325 | 0 | 0 |  |  | 0 | 0 | -0.10325 | 0 |  |  |  |  | 0 | 0
12322 | ENNSTRAC_1G | 1 | North | YES | -0.041167 | 196 | 130 | 196 | 0 | 1.036 | CC | -1 | 0.10343 | 196 | 196 |  |  | -8.0687 | 196 | -0.10343 | -20.2728 |  |  |  |  | 0 | 0
12323 | ENNSTRAC_2G | 2 | North | YES | -0.041167 | 116 | 100 | 116 | 0 | 1.036 | CC | -1 | 0.10343 | 116 | 116 |  |  | -4.7754 | 116 | -0.10343 | -11.9982 |  |  |  |  | 0 | 0
505 | NTHTEXAS03 | 3 | North | YES | -0.041367 | 30.4 | 15 | 38 |  | 1.015 | GST | -1 | 0.10363 | 38 | 38 |  |  | -1.5719 | 38 | -0.10363 | -3.938 |  |  |  |  | 0 | 0
503 | NTHTEXAS01 | 1 | North | YES | -0.041367 | 0 | 5 | 18 |  | 1.015 | GST | -1 | 0.10363 | 18 | 18 |  |  | -0.74461 | 18 | -0.10363 | -1.8654 |  |  |  |  | 0 | 0
504 | NTHTEXAS02 | 2 | North | YES | -0.041367 | 14.4 | 5 | 18 |  | 1.015 | GST | -1 | 0.10363 | 18 | 18 |  |  | -0.74461 | 18 | -0.10363 | -1.8654 |  |  |  |  | 0 | 0
1898 | COMCHEPK_1G | 1 | North | YES | -0.041408 | 1217 | 1150 | 1217 | 0 | 1.032 | Nuc | -1 | 0.10367 | 0 | 0 |  |  | 0 | 0 | -0.10367 | 0 |  |  |  |  | 0 | 0
1899 | COMCHEPK_2G | 2 | North | YES | -0.041408 | 1159 | 1128 | 1159 | 0 | 1.032 | Nuc | -1 | 0.10367 | 0 | 0 |  |  | 0 | 0 | -0.10367 | 0 |  |  |  |  | 0 | 0
1879 | WLFHOLW_3G | 3 | North | YES | -0.04149 | 272.4 | 89.2 | 272.4 | 0 | 1.032 | CC | -1 | 0.10376 | 272.4 | 272.4 |  |  | -11.3019 | 272.4 | -0.10376 | -28.2631 |  |  |  |  | 0 | 0
1877 | WLFHOLW_1G | 1 | North | YES | -0.04149 | 217.3 | 89.2 | 217.3 | 0 | 1.032 | CC | -1 | 0.10376 | 217.3 | 217.3 |  |  | -9.0158 | 217.3 | -0.10376 | -22.5461 |  |  |  |  | 0 | 0
1878 | WLFHOLW_2G | 2 | North | YES | -0.04149 | 215.7 | 105 | 215.7 | 0 | 1.032 | CC | -1 | 0.10376 | 215.7 | 215.7 |  |  | -8.9494 | 215.7 | -0.10376 | -22.3801 |  |  |  |  | 0 | 0
1948 | HANDLEY_4G | 4 | North | YES | -0.041566 | 348 | 150 | 435 | 0 | 1.022 | GST | -1 | 0.10383 | 435 | 435 |  |  | -18.0812 | 435 | -0.10383 | -45.1668 |  |  |  |  | 0 | 0
1949 | HANDLEY_5G | 5 | North | YES | -0.041619 | 348 | 150 | 435 | 0 | 1.022 | GST | -1 | 0.10388 | 435 | 435 |  |  | -18.1043 | 435 | -0.10388 | -45.1899 |  |  |  |  | 0 | 0
1947 | HANDLEY_3G | 3 | North | YES | -0.041619 | 316 | 100 | 395 | 0 | 1.022 | GST | -1 | 0.10388 | 395 | 395 |  |  | -16.4395 | 395 | -0.10388 | -41.0345 |  |  |  |  | 0 | 0
1889 | DECRDOVA_1G | 1 | North | YES | -0.041626 | 779 | 255 | 779 | 0 | 1.02 | GSC | -1 | 0.10389 | 779 | 779 |  |  | -32.4267 | 779 | -0.10389 | -80.9317 |  |  |  |  | 0 | 0
1643 | SLSTR1PP_1G | 1 | North | YES | -0.041978 | 6 | 0 | 60 | 0 | 1.022 | Wind | -1 | 0.10424 | 0 | 60 |  |  | 0 | 0 | -0.10424 | 0 |  |  |  |  | 0 | 0
334 | RWMILLER03 | 3 | North | YES | -0.041986 | 166.4 | 65 | 208 | 0 | 1.04 | GST | -1 | 0.10425 | 208 | 208 |  |  | -8.7331 | 208 | -0.10425 | -21.6844 |  |  |  |  | 0 | 0
333 | RWMILLER02 | 2 | North | YES | -0.041986 | 95.2 | 37 | 119 | 0 | 1.04 | GST | -1 | 0.10425 | 119 | 119 |  |  | -4.9963 | 119 | -0.10425 | -12.406 |  |  |  |  | 0 | 0
335 | RWMILLER04 | 4 | North | YES | -0.041986 | 81.6 | 0 | 102 | 0 | 1.04 | GST | -1 | 0.10425 | 102 | 102 |  |  | -4.2826 | 102 | -0.10425 | -10.6337 |  |  |  |  | 0 | 0
336 | RWMILLER05 | 5 | North | YES | -0.041986 | 80.8 | 0 | 101 | 0 | 1.04 | GST | -1 | 0.10425 | 101 | 101 |  |  | -4.2406 | 101 | -0.10425 | -10.5294 |  |  |  |  | 0 | 0
332 | RWMILLER01 | 1 | North | YES | -0.041986 | 58.4 | 18.5 | 73 | 0 | 1.04 | GST | -1 | 0.10425 | 73 | 73 |  |  | -3.065 | 73 | -0.10425 | -7.6104 |  |  |  |  | 0 | 0
1892 | DECRDOVA_2G | A | North | YES | -0.042412 | 65 | 65 | 70 | 0 | 1.025 | GGT | -1 | 0.10468 | 70 | 70 |  |  | -2.9688 | 70 | -0.10468 | -7.3274 |  |  |  |  | 0 | 0
1893 | DECRDOVA_3G | B | North | YES | -0.042412 | 65 | 65 | 69 | 0 | 1.025 | GGT | -1 | 0.10468 | 69 | 69 |  |  | -2.9264 | 69 | -0.10468 | -7.2228 |  |  |  |  | 0 | 0
1894 | DECRDOVA_4G | C | North | YES | -0.042412 | 65 | 65 | 69 | 0 | 1.025 | GGT | -1 | 0.10468 | 69 | 69 |  |  | -2.9264 | 69 | -0.10468 | -7.2228 |  |  |  |  | 0 | 0
1895 | DECRDOVA_5G | D | North | YES | -0.042412 | 65 | 65 | 68 | 0 | 1.025 | GGT | -1 | 0.10468 | 68 | 68 |  |  | -2.884 | 68 | -0.10468 | -7.1181 |  |  |  |  | 0 | 0
1941 | MDLTHELP_1G | 1 | North | YES | -0.042992 | 216.4 | 74 | 216.4 | 0 | 1 | CC | -1 | 0.10526 | 216.4 | 216.4 |  |  | -9.3035 | 216.4 | -0.10526 | -22.7778 |  |  |  |  | 0 | 0
1942 | MDLTHELP_2G | 2 | North | YES | -0.042992 | 216.1 | 74 | 216.1 | 0 | 1 | CC | -1 | 0.10526 | 216.1 | 216.1 |  |  | -9.2906 | 216.1 | -0.10526 | -22.7462 |  |  |  |  | 0 | 0
1938 | MDLTHELP_6G | 6 | North | YES | -0.043238 | 226 | 74 | 226 | 0 | 1 | CC | -1 | 0.1055 | 226 | 226 |  |  | -9.7718 | 226 | -0.1055 | -23.8438 |  |  |  |  | 0 | 0
1937 | MDLTHELP_5G | 5 | North | YES | -0.043238 | 224 | 74 | 224 | 0 | 1 | CC | -1 | 0.1055 | 224 | 224 |  |  | -9.6853 | 224 | -0.1055 | -23.6328 |  |  |  |  | 0 | 0
1943 | MDLTHELP_3G | 3 | North | YES | -0.043238 | 212 | 74 | 212 | 0 | 1 | CC | -1 | 0.1055 | 212 | 212 |  |  | -9.1665 | 212 | -0.1055 | -22.3668 |  |  |  |  | 0 | 0
1944 | MDLTHELP_4G | 4 | North | YES | -0.043238 | 211 | 74 | 211 | 0 | 1 | CC | -1 | 0.1055 | 211 | 211 |  |  | -9.1232 | 211 | -0.1055 | -22.2613 |  |  |  |  | 0 | 0
7012 | L_FPPYD21_3Y | 3 | South | YES | 0.064578 | 427.5 | 200 | 436 | 0 | 1.02 | LIGCO | 1 | 0.10551 | 0 | 436 | 28.156 | 436 |  |  | 0.10551 | 46.0035 |  |  |  |  | 0 | 0
7011 | L_FPPYD11_2Y | 2 | South | YES | 0.064647 | 552.2 | 200 | 598 | 0 | 1.02 | LIGCO | 1 | 0.10558 | 0 | 598 | 38.6589 | 598 |  |  | 0.10558 | 63.1377 |  |  |  |  | 0 | 0
7010 | L_FPPYD11_1Y | 1 | South | YES | 0.064647 | 547.4 | 200 | 606 | 0 | 1.02 | LIGCO | 1 | 0.10558 | 0 | 606 | 39.1761 | 606 |  |  | 0.10558 | 63.9824 |  |  |  |  | 0 | 0
366 | JNSNCNTY802 | 1 | North | YES | -0.043943 | 168 | 20 | 168 | 0 | 1.02 | Cogen | -1 | 0.10621 | 0 | 0 |  |  | 0 | 0 | -0.10621 | 0 |  |  |  |  | 0 | 0
367 | JNSNCNTY802 | 2 | North | YES | -0.043943 | 90 | 20 | 90 | 0 | 1.02 | Cogen | -1 | 0.10621 | 0 | 0 |  |  | 0 | 0 | -0.10621 | 0 |  |  |  |  | 0 | 0
7303 | L_WPPGS12_1Y | 1 | South | YES | 0.065975 | 50 | 0 | 50 | 0 | 1.025 | GGT | 1 | 0.10691 | 50 | 50 | 3.2988 | 50 |  |  | 0.10691 | 5.3455 |  |  |  |  | 0 | 0
7303 | L_WPPGS12_1Y | 2 | South | YES | 0.065975 | 50 | 0 | 50 | 0 | 1.025 | GGT | 1 | 0.10691 | 50 | 50 | 3.2988 | 50 |  |  | 0.10691 | 5.3455 |  |  |  |  | 0 | 0
7305 | L_WPPGS34_1Y | 3 | South | YES | 0.065975 | 50 | 0 | 50 | 0 | 1.025 | GGT | 1 | 0.10691 | 50 | 50 | 3.2988 | 50 |  |  | 0.10691 | 5.3455 |  |  |  |  | 0 | 0
7305 | L_WPPGS34_1Y | 4 | South | YES | 0.065975 | 50 | 0 | 50 | 0 | 1.025 | GGT | 1 | 0.10691 | 50 | 50 | 3.2988 | 50 |  |  | 0.10691 | 5.3455 |  |  |  |  | 0 | 0
7020 | L_AUSTPL1_1Y | 1 | South | YES | 0.068637 | 0 | 0 | 8 |  | 1 | Hydro | 1 | 0.10957 | 0 | 0 | 0 | 0 |  |  | 0.10957 | 0 |  |  |  |  | 0 | 0
7020 | L_AUSTPL1_1Y | 2 | South | YES | 0.068637 | 0 | 0 | 8 |  | 1 | Hydro | 1 | 0.10957 | 0 | 0 | 0 | 0 |  |  | 0.10957 | 0 |  |  |  |  | 0 | 0
9017 | SANDH_G2 | 2 | South | YES | 0.069312 | 45 | 2 | 46 | 0 | 1.0175 | GGT | 1 | 0.11025 | 46 | 46 | 3.1884 | 46 |  |  | 0.11025 | 5.0713 |  |  |  |  | 0 | 0
9018 | SANDH_G3 | 3 | South | YES | 0.069312 | 45 | 2 | 46 | 0 | 1.0175 | GGT | 1 | 0.11025 | 46 | 46 | 3.1884 | 46 |  |  | 0.11025 | 5.0713 |  |  |  |  | 0 | 0
9019 | SANDH_G4 | 4 | South | YES | 0.069312 | 0 | 2 | 47 |  | 1.0175 | GGT | 1 | 0.11025 | 47 | 47 | 3.2577 | 47 |  |  | 0.11025 | 5.1816 |  |  |  |  | 0 | 0
9016 | SANDH_G1 | 1 | South | YES | 0.069312 | 45 | 2 | 49 | 0 | 1.0175 | GGT | 1 | 0.11025 | 49 | 49 | 3.3963 | 49 |  |  | 0.11025 | 5.4021 |  |  |  |  | 0 | 0
9021 | SANDHG5C | 5C | South | YES | 0.069312 | 140 | 0 | 148 | 0 | 1.0175 | CC | 1 | 0.11025 | 148 | 148 | 10.2582 | 148 |  |  | 0.11025 | 16.3165 |  |  |  |  | 0 | 0
9020 | SANDHG5A | 5A | South | YES | 0.069312 | 150 | 84 | 155 | 0 | 1.0175 | CC | 1 | 0.11025 | 155 | 155 | 10.7434 | 155 |  |  | 0.11025 | 17.0882 |  |  |  |  | 0 | 0
9000 | DECKR_G1 | 1 | South | YES | 0.069678 | 280 | 50 | 321 | 0 | 1.015 | GST | 1 | 0.11061 | 321 | 321 | 22.3666 | 321 |  |  | 0.11061 | 35.5066 |  |  |  |  | 0 | 0
9001 | DECKR_G2 | 2 | South | YES | 0.069678 | 400 | 50 | 426 | 0 | 1.015 | GST | 1 | 0.11061 | 426 | 426 | 29.6828 | 426 |  |  | 0.11061 | 47.1209 |  |  |  |  | 0 | 0
9002 | DECKR_G3 | 3 | South | YES | 0.070989 | 0 | 24 | 42 |  | 1.015 | GGT | 1 | 0.11192 | 42 | 42 | 2.9815 | 42 |  |  | 0.11192 | 4.7008 |  |  |  |  | 0 | 0
9003 | DECKR_G4 | 4 | South | YES | 0.070989 | 44 | 24 | 44 | 0 | 1.015 | GGT | 1 | 0.11192 | 44 | 44 | 3.1235 | 44 |  |  | 0.11192 | 4.9246 |  |  |  |  | 0 | 0
9004 | DECKR_G5 | 5 | South | YES | 0.070989 | 44 | 24 | 44 | 0 | 1.015 | GGT | 1 | 0.11192 | 44 | 44 | 3.1235 | 44 |  |  | 0.11192 | 4.9246 |  |  |  |  | 0 | 0
9005 | DECKR_G6 | 6 | South | YES | 0.070989 | 44 | 24 | 47 | 0 | 1.015 | GGT | 1 | 0.11192 | 47 | 47 | 3.3365 | 47 |  |  | 0.11192 | 5.2604 |  |  |  |  | 0 | 0
7808 | L_BASTEN1_2Y | 1 | South | YES | 0.072478 | 149.5 | 83.5 | 149.5 | 0 | 1.004 | CC | 1 | 0.11341 | 149.5 | 149.5 | 10.8355 | 149.5 |  |  | 0.11341 | 16.9552 |  |  |  |  | 0 | 0
7807 | L_BASTEN1_1Y | 1 | South | YES | 0.072478 | 152.5 | 83.5 | 152.5 | 0 | 1.004 | CC | 1 | 0.11341 | 152.5 | 152.5 | 11.0529 | 152.5 |  |  | 0.11341 | 17.2954 |  |  |  |  | 0 | 0
7809 | L_BASTEN1_3Y | 1 | South | YES | 0.072478 | 232.6 | 42 | 232.6 | 0 | 1.004 | CC | 1 | 0.11341 | 232.6 | 232.6 | 16.8584 | 232.6 |  |  | 0.11341 | 26.3797 |  |  |  |  | 0 | 0
7007 | L_LOSTPI1_1Y | 1 | South | YES | 0.072711 | 158.6 | 110 | 158 | 0 | 1 | CC | 1 | 0.11365 | 158 | 158 | 11.4883 | 158 |  |  | 0.11365 | 17.956 |  |  |  |  | 0 | 0
7008 | L_LOSTPI1_2Y | 2 | South | YES | 0.072711 | 157.7 | 107 | 160 | 0 | 1 | CC | 1 | 0.11365 | 160 | 160 | 11.6338 | 160 |  |  | 0.11365 | 18.1833 |  |  |  |  | 0 | 0
7009 | L_LOSTPI1_3Y | 3 | South | YES | 0.072711 | 173.9 | 72 | 175 | 0 | 1 | CC | 1 | 0.11365 | 175 | 175 | 12.7244 | 175 |  |  | 0.11365 | 19.888 |  |  |  |  | 0 | 0
7004 | L_SIMGID1_1Y | 1 | South | YES | 0.073056 | 132 | 40 | 132 | 0 | 1.02 | GST | 1 | 0.11399 | 132 | 132 | 9.6434 | 132 |  |  | 0.11399 | 15.0467 |  |  |  |  | 0 | 0
7005 | L_SIMGID1_2Y | 2 | South | YES | 0.073056 | 133 | 32 | 139 | 0 | 1.02 | GST | 1 | 0.11399 | 139 | 139 | 10.1548 | 139 |  |  | 0.11399 | 15.8447 |  |  |  |  | 0 | 0
7006 | L_SIMGID1_3Y | 3 | South | YES | 0.073056 | 324.9 | 60 | 329 | 0 | 1.02 | GST | 1 | 0.11399 | 329 | 329 | 24.0354 | 329 |  |  | 0.11399 | 37.5029 |  |  |  |  | 0 | 0
244 | WHITNYDM01 | 1 | North | YES | -0.056859 | 15 | 0 | 15 | 0 | 1.035 | Hydro | -1 | 0.11912 | 0 | 0 |  |  | 0 | 0 | -0.11912 | 0 |  |  |  |  | 0 | 0
245 | WHITNYDM02 | 2 | North | YES | -0.056859 | 15 | 0 | 15 | 0 | 1.035 | Hydro | -1 | 0.11912 | 0 | 0 |  |  | 0 | 0 | -0.11912 | 0 |  |  |  |  | 0 | 0
251 | BOSQUESW803 | 2 | North | YES | -0.060199 | 150 | 0 | 150 | 0 | 1.032 | CC | -1 | 0.12246 | 150 | 150 |  |  | -9.0298 | 150 | -0.12246 | -18.3697 |  |  |  |  | 0 | 0
253 | BOSQUESW804 | 2 | North | YES | -0.060199 | 80 | 0 | 80 | 0 | 1.032 | CC | -1 | 0.12246 | 80 | 80 |  |  | -4.8159 | 80 | -0.12246 | -9.7972 |  |  |  |  | 0 | 0
238 | BOSQUESW505 | 1 | North | YES | -0.062003 | 255 | 0 | 255 | 0 | 1.02 | CC | -1 | 0.12427 | 255 | 255 |  |  | -15.8108 | 255 | -0.12427 | -31.6885 |  |  |  |  | 0 | 0
247 | BOSQUESW501 | 2 | North | YES | -0.062003 | 124.8 | 0 | 156 | 0 | 1.02 | GGT | -1 | 0.12427 | 156 | 156 |  |  | -9.6725 | 156 | -0.12427 | -19.3859 |  |  |  |  | 0 | 0
239 | BOSQUESW502 | 1 | North | YES | -0.062003 | 119.2 | 0 | 149 | 0 | 1.02 | GGT | -1 | 0.12427 | 149 | 149 |  |  | -9.2384 | 149 | -0.12427 | -18.516 |  |  |  |  | 0 | 0
3404 | THOUSE_2G | 2 | North | YES | -0.062737 | 807 | 250 | 807 | 0 | 1.012 | GSC | -1 | 0.125 | 807 | 807 |  |  | -50.6288 | 807 | -0.125 | -100.8772 |  |  |  |  | 0 | 0
3403 | THOUSE_1G | 1 | North | YES | -0.062737 | 563 | 200 | 563 | 0 | 1.012 | GSC | -1 | 0.125 | 563 | 563 |  |  | -35.3209 | 563 | -0.125 | -70.3765 |  |  |  |  | 0 | 0
3417 | LAKE_CRK2_G | 2 | North | YES | -0.06613 | 177.6 | 40 | 222 | 0 | 1.029 | GST | -1 | 0.1284 | 222 | 222 |  |  | -14.6809 | 222 | -0.1284 | -28.5039 |  |  |  |  | 0 | 0
3416 | LAKE_CRK1_G | 1 | North | YES | -0.06613 | 60 | 33 | 75 |  | 1.029 | GST | -1 | 0.1284 | 75 | 75 |  |  | -4.9597 | 75 | -0.1284 | -9.6297 |  |  |  |  | 0 | 0
13432 | SANDOW_5G | 5 | South | YES | 0.088142 | 581 | 225 | 581 | 0 | 1.029 | LIGCO | 1 | 0.12908 | 0 | 581 | 51.2105 | 581 |  |  | 0.12908 | 74.9934 |  |  |  |  | 0 | 0
3432 | SANDOW_4G | 4 | South | YES | 0.19076 | 580 | 225 | 580 | 0 | 1.029 | LIGCO | 1 | 0.23169 | 0 | 580 | 110.6402 | 580 |  |  | 0.23169 | 134.3822 |  |  |  |  | 0 | 0
[26 empty] | 0 | 0
[26 empty] | 0 | 0
[26 empty] | 0 | 0
[26 empty] | 0 | 0
[26 empty] | 0 | 0
[26 empty] | 0 | 0
[26 empty] | 0 | 0
[26 empty] | 0 | 0
[26 empty] | 0 | 0
[26 empty] | 0 | 0
[26 empty] | 0 | 0
[26 empty] | 0 | 0
[26 empty] | 0 | 0
[26 empty] | 0 | 0
[26 empty] | 0 | 0
[26 empty] | 0 | 0
[26 empty] | 0 | 0
[26 empty] | 0 | 0
[26 empty] | 0 | 0
[26 empty] | 0 | 0
[26 empty] | 0 | 0
[26 empty] | 0 | 0
[26 empty] | 0 | 0
[26 empty] | 0 | 0
[26 empty] | 0 | 0
[26 empty] | 0 | 0
[26 empty] | 0 | 0
[26 empty] | 0 | 0
[26 empty] | 0 | 0
[26 empty] | 0 | 0
[26 empty] | 0 | 0
[26 empty] | 0 | 0
[26 empty] | 0 | 0
[26 empty] | 0 | 0
[26 empty] | 0 | 0
[26 empty] | 0 | 0
[26 empty] | 0 | 0
[26 empty] | 0 | 0
[26 empty] | 0 | 0
[26 empty] | 0 | 0
[26 empty] | 0 | 0
[26 empty] | 0 | 0
[26 empty] | 0 | 0
[26 empty] | 0 | 0
[26 empty] | 0 | 0
[26 empty] | 0 | 0
[26 empty] | 0 | 0
[26 empty] | 0 | 0
[26 empty] | 0 | 0
[26 empty] | 0 | 0
[26 empty] | 0 | 0
[26 empty] | 0 | 0
[26 empty] | 0 | 0
[26 empty] | 0 | 0
[26 empty] | 0 | 0
[26 empty] | 0 | 0
[26 empty] | 0 | 0
[26 empty] | 0 | 0
[26 empty] | 0 | 0
[26 empty] | 0 | 0
[26 empty] | 0 | 0
[26 empty] | 0 | 0
[26 empty] | 0 | 0
[26 empty] | 0 | 0
[26 empty] | 0 | 0
[26 empty] | 0 | 0
[26 empty] | 0 | 0
[26 empty] | 0 | 0
[26 empty] | 0 | 0
[26 empty] | 0 | 0
[26 empty] | 0 | 0
[26 empty] | 0 | 0
[26 empty] | 0 | 0
[26 empty] | 0 | 0
[26 empty] | 0 | 0
[26 empty] | 0 | 0
[26 empty] | 0 | 0
[26 empty] | 0 | 0
[26 empty] | 0 | 0
[26 empty] | 0 | 0
[26 empty] | 0 | 0
[26 empty] | 0 | 0
[26 empty] | 0 | 0
[26 empty] | 0 | 0
[26 empty] | 0 | 0
[26 empty] | 0 | 0
[26 empty] | 0 | 0
[26 empty] | 0 | 0
[26 empty] | 0 | 0
[26 empty] | 0 | 0
[26 empty] | 0 | 0
[26 empty] | 0 | 0
[26 empty] | 0 | 0
[26 empty] | 0 | 0
[26 empty] | 0 | 0
[26 empty] | 0 | 0
[26 empty] | 0 | 0
[26 empty] | 0 | 0
[26 empty] | 0 | 0
[26 empty] | 0 | 0
[26 empty] | 0 | 0
[26 empty] | 0 | 0
[26 empty] | 0 | 0
[26 empty] | 0 | 0
[26 empty] | 0 | 0
[26 empty] | 0 | 0
[26 empty] | 0 | 0
[26 empty] | 0 | 0
[26 empty] | 0 | 0
[26 empty] | 0 | 0
[26 empty] | 0 | 0
[26 empty] | 0 | 0
[26 empty] | 0 | 0
[26 empty] | 0 | 0
[26 empty] | 0 | 0
[26 empty] | 0 | 0
[26 empty] | 0 | 0
[26 empty] | 0 | 0
[26 empty] | 0 | 0
[26 empty] | 0 | 0
[26 empty] | 0 | 0
[26 empty] | 0 | 0
[26 empty] | 0 | 0
[26 empty] | 0 | 0
[26 empty] | 0 | 0
[26 empty] | 0 | 0
[26 empty] | 0 | 0
[26 empty] | 0 | 0
[26 empty] | 0 | 0
[26 empty] | 0 | 0
[26 empty] | 0 | 0
[26 empty] | 0 | 0
[26 empty] | 0 | 0
[26 empty] | 0 | 0
[26 empty] | 0 | 0
[26 empty] | 0 | 0
[26 empty] | 0 | 0
[26 empty] | 0 | 0
[26 empty] | 0 | 0
[26 empty] | 0 | 0
[26 empty] | 0 | 0
[26 empty] | 0 | 0
[26 empty] | 0 | 0
[26 empty] | 0 | 0
[26 empty] | 0 | 0
[26 empty] | 0 | 0
[26 empty] | 0 | 0
[26 empty] | 0 | 0
[26 empty] | 0 | 0
[26 empty] | 0 | 0
[26 empty] | 0 | 0
[26 empty] | 0 | 0
[26 empty] | 0 | 0
[26 empty] | 0 | 0
[26 empty] | 0 | 0
[26 empty] | 0 | 0
[26 empty] | 0 | 0
[26 empty] | 0 | 0
[26 empty] | 0 | 0
[26 empty] | 0 | 0
[26 empty] | 0 | 0
[26 empty] | 0 | 0
[26 empty] | 0 | 0
[26 empty] | 0 | 0
[26 empty] | 0 | 0
[26 empty] | 0 | 0
[26 empty] | 0 | 0
[26 empty] | 0 | 0
[26 empty] | 0 | 0
[26 empty] | 0 | 0
[26 empty] | 0 | 0
[26 empty] | 0 | 0
[26 empty] | 0 | 0
[26 empty] | 0 | 0
[26 empty] | 0 | 0
[26 empty] | 0 | 0
[26 empty] | 0 | 0
[26 empty] | 0 | 0
[26 empty] | 0 | 0
[26 empty] | 0 | 0
[26 empty] | 0 | 0
[26 empty] | 0 | 0
[26 empty] | 0 | 0
[26 empty] | 0 | 0
[26 empty] | 0 | 0
[26 empty] | 0 | 0
[26 empty] | 0 | 0
[26 empty] | 0 | 0
[26 empty] | 0 | 0
[26 empty] | 0 | 0
[26 empty] | 0 | 0
[26 empty] | 0 | 0
[26 empty] | 0 | 0
[26 empty] | 0 | 0
[26 empty] | 0 | 0
[26 empty] | 0 | 0
[26 empty] | 0 | 0
[26 empty] | 0 | 0
[26 empty] | 0 | 0
[26 empty] | 0 | 0
[26 empty] | 0 | 0
[26 empty] | 0 | 0
[26 empty] | 0 | 0
[26 empty] | 0 | 0
[26 empty] | 0 | 0
[26 empty] | 0 | 0
[26 empty] | 0 | 0
[26 empty] | 0 | 0
[26 empty] | 0 | 0
[26 empty] | 0 | 0
[26 empty] | 0 | 0
[26 empty] | 0 | 0
[26 empty] | 0 | 0
[26 empty] | 0 | 0
[26 empty] | 0 | 0
[26 empty] | 0 | 0
[26 empty] | 0 | 0
[26 empty] | 0 | 0
[26 empty] | 0 | 0
[26 empty] | 0 | 0
[26 empty] | 0 | 0
[26 empty] | 0 | 0
[26 empty] | 0 | 0
[26 empty] | 0 | 0
[26 empty] | 0 | 0
[26 empty] | 0 | 0
[26 empty] | 0 | 0
[26 empty] | 0 | 0
[26 empty] | 0 | 0
[26 empty] | 0 | 0
[26 empty] | 0 | 0
[26 empty] | 0 | 0
[26 empty] | 0 | 0
[26 empty] | 0 | 0
[26 empty] | 0 | 0
[26 empty] | 0 | 0
[26 empty] | 0 | 0
[26 empty] | 0 | 0
[26 empty] | 0 | 0
[26 empty] | 0 | 0
[26 empty] | 0 | 0
[26 empty] | 0 | 0
[26 empty] | 0 | 0
[26 empty] | 0 | 0
[26 empty] | 0 | 0
[26 empty] | 0 | 0
[26 empty] | 0 | 0
[26 empty] | 0 | 0
[26 empty] | 0 | 0
[26 empty] | 0 | 0
[26 empty] | 0 | 0
[26 empty] | 0 | 0
[26 empty] | 0 | 0
[26 empty] | 0 | 0
[26 empty] | 0 | 0
[26 empty] | 0 | 0
[26 empty] | 0 | 0
[26 empty] | 0 | 0
[26 empty] | 0 | 0
[26 empty] | 0 | 0
[26 empty] | 0 | 0
[26 empty] | 0 | 0
[26 empty] | 0 | 0
[26 empty] | 0 | 0
[26 empty] | 0 | 0
[26 empty] | 0 | 0
[26 empty] | 0 | 0
[26 empty] | 0 | 0
[26 empty] | 0 | 0
[26 empty] | 0 | 0
[26 empty] | 0 | 0
[26 empty] | 0 | 0
[26 empty] | 0 | 0
[26 empty] | 0 | 0
[26 empty] | 0 | 0
[26 empty] | 0 | 0
[26 empty] | 0 | 0
[26 empty] | 0 | 0
[26 empty] | 0 | 0
[26 empty] | 0 | 0
[26 empty] | 0 | 0
[26 empty] | 0 | 0
[26 empty] | 0 | 0
[26 empty] | 0 | 0
[26 empty] | 0 | 0
[26 empty] | 0 | 0
[26 empty] | 0 | 0
[26 empty] | 0 | 0
[26 empty] | 0 | 0
[26 empty] | 0 | 0
[26 empty] | 0 | 0
[26 empty] | 0 | 0
[26 empty] | 0 | 0
[26 empty] | 0 | 0
[26 empty] | 0 | 0
[26 empty] | 0 | 0
[26 empty] | 0 | 0
[26 empty] | 0 | 0
[26 empty] | 0 | 0
[26 empty] | 0 | 0
[26 empty] | 0 | 0
[26 empty] | 0 | 0
[26 empty] | 0 | 0
[26 empty] | 0 | 0
[26 empty] | 0 | 0
[26 empty] | 0 | 0
[26 empty] | 0 | 0
[26 empty] | 0 | 0
[26 empty] | 0 | 0
[26 empty] | 0 | 0
[26 empty] | 0 | 0
[26 empty] | 0 | 0
[26 empty] | 0 | 0
[26 empty] | 0 | 0
[26 empty] | 0 | 0
[26 empty] | 0 | 0
[26 empty] | 0 | 0
[26 empty] | 0 | 0
[26 empty] | 0 | 0
[26 empty] | 0 | 0
[26 empty] | 0 | 0
[26 empty] | 0 | 0
[26 empty] | 0 | 0
[26 empty] | 0 | 0
[26 empty] | 0 | 0
[26 empty] | 0 | 0
[26 empty] | 0 | 0
[26 empty] | 0 | 0
[26 empty] | 0 | 0
[26 empty] | 0 | 0
[26 empty] | 0 | 0
[26 empty] | 0 | 0
[26 empty] | 0 | 0
[26 empty] | 0 | 0
[26 empty] | 0 | 0
[26 empty] | 0 | 0
[26 empty] | 0 | 0
[26 empty] | 0 | 0
[26 empty] | 0 | 0
[26 empty] | 0 | 0
[26 empty] | 0 | 0
[26 empty] | 0 | 0
[26 empty] | 0 | 0
[26 empty] | 0 | 0
[26 empty] | 0 | 0
[26 empty] | 0 | 0
[26 empty] | 0 | 0
[26 empty] | 0 | 0
[26 empty] | 0 | 0
[26 empty] | 0 | 0
[26 empty] | 0 | 0
[26 empty] | 0 | 0
[26 empty] | 0 | 0
[26 empty] | 0 | 0
[26 empty] | 0 | 0
[26 empty] | 0 | 0
[26 empty] | 0 | 0
[26 empty] | 0 | 0
[26 empty] | 0 | 0
[26 empty] | 0 | 0
[26 empty] | 0 | 0
[26 empty] | 0 | 0
[26 empty] | 0 | 0
[26 empty] | 0 | 0
[26 empty] | 0 | 0
[26 empty] | 0 | 0
[26 empty] | 0 | 0
[26 empty] | 0 | 0
[26 empty] | 0 | 0
[26 empty] | 0 | 0
[26 empty] | 0 | 0
[26 empty] | 0 | 0
[26 empty] | 0 | 0
[26 empty] | 0 | 0
[26 empty] | 0 | 0
[26 empty] | 0 | 0
[26 empty] | 0 | 0
[26 empty] | 0 | 0
[26 empty] | 0 | 0
[26 empty] | 0 | 0
[26 empty] | 0 | 0
[26 empty] | 0 | 0
[26 empty] | 0 | 0
[26 empty] | 0 | 0
[26 empty] | 0 | 0
[26 empty] | 0 | 0
[26 empty] | 0 | 0
[26 empty] | 0 | 0
[26 empty] | 0 | 0
[26 empty] | 0 | 0
[26 empty] | 0 | 0
[26 empty] | 0 | 0
[26 empty] | 0 | 0
[26 empty] | 0 | 0
[26 empty] | 0 | 0
[26 empty] | 0 | 0
[26 empty] | 0 | 0
[26 empty] | 0 | 0
[26 empty] | 0 | 0
[26 empty] | 0 | 0
[26 empty] | 0 | 0
[26 empty] | 0 | 0
[26 empty] | 0 | 0
[26 empty] | 0 | 0
[26 empty] | 0 | 0
[26 empty] | 0 | 0
[26 empty] | 0 | 0
[26 empty] | 0 | 0
[26 empty] | 0 | 0
[26 empty] | 0 | 0
[26 empty] | 0 | 0
[26 empty] | 0 | 0
[26 empty] | 0 | 0
[26 empty] | 0 | 0
[26 empty] | 0 | 0
[26 empty] | 0 | 0
[26 empty] | 0 | 0
[26 empty] | 0 | 0
[26 empty] | 0 | 0
[26 empty] | 0 | 0
[26 empty] | 0 | 0
[26 empty] | 0 | 0
[26 empty] | 0 | 0
[26 empty] | 0 | 0
[26 empty] | 0 | 0
[26 empty] | 0 | 0
[26 empty] | 0 | 0
[26 empty] | 0 | 0
[26 empty] | 0 | 0
[26 empty] | 0 | 0
[26 empty] | 0 | 0
[26 empty] | 0 | 0
[26 empty] | 0 | 0
[26 empty] | 0 | 0
[26 empty] | 0 | 0
[26 empty] | 0 | 0
[26 empty] | 0 | 0
[26 empty] | 0 | 0
[26 empty] | 0 | 0
[26 empty] | 0 | 0
[26 empty] | 0 | 0
[26 empty] | 0 | 0
[26 empty] | 0 | 0
[26 empty] | 0 | 0
[26 empty] | 0 | 0
[26 empty] | 0 | 0
[26 empty] | 0 | 0
[26 empty] | 0 | 0
[26 empty] | 0 | 0
[26 empty] | 0 | 0
[26 empty] | 0 | 0
[26 empty] | 0 | 0
[26 empty] | 0 | 0
[26 empty] | 0 | 0
[26 empty] | 0 | 0
[26 empty] | 0 | 0
[26 empty] | 0 | 0
[26 empty] | 0 | 0
[26 empty] | 0 | 0
[26 empty] | 0 | 0
[26 empty] | 0 | 0
[26 empty] | 0 | 0
[26 empty] | 0 | 0
[26 empty] | 0 | 0
[26 empty] | 0 | 0
[26 empty] | 0 | 0
[26 empty] | 0 | 0
[26 empty] | 0 | 0
[26 empty] | 0 | 0
[26 empty] | 0 | 0
[26 empty] | 0 | 0
[26 empty] | 0 | 0
[26 empty] | 0 | 0
[26 empty] | 0 | 0
[26 empty] | 0 | 0
[26 empty] | 0 | 0
[26 empty] | 0 | 0
[26 empty] | 0 | 0
[26 empty] | 0 | 0
[26 empty] | 0 | 0
[26 empty] | 0 | 0
[26 empty] | 0 | 0
[26 empty] | 0 | 0
[26 empty] | 0 | 0
[26 empty] | 0 | 0
[26 empty] | 0 | 0
[26 empty] | 0 | 0
[26 empty] | 0 | 0
[26 empty] | 0 | 0
[26 empty] | 0 | 0
[26 empty] | 0 | 0
[26 empty] | 0 | 0
[26 empty] | 0 | 0
[26 empty] | 0 | 0
[26 empty] | 0 | 0
[26 empty] | 0 | 0
[26 empty] | 0 | 0
[26 empty] | 0 | 0
[26 empty] | 0 | 0
[26 empty] | 0 | 0
[26 empty] | 0 | 0
[26 empty] | 0 | 0
[26 empty] | 0 | 0
[26 empty] | 0 | 0
[26 empty] | 0 | 0
[26 empty] | 0 | 0
[26 empty] | 0 | 0
[26 empty] | 0 | 0
[26 empty] | 0 | 0
[26 empty] | 0 | 0
[26 empty] | 0 | 0
[26 empty] | 0 | 0
[26 empty] | 0 | 0
[26 empty] | 0 | 0
[26 empty] | 0 | 0
[26 empty] | 0 | 0
[26 empty] | 0 | 0
[26 empty] | 0 | 0
[26 empty] | 0 | 0
[26 empty] | 0 | 0
[26 empty] | 0 | 0
[26 empty] | 0 | 0
[26 empty] | 0 | 0
[26 empty] | 0 | 0
[26 empty] | 0 | 0
[26 empty] | 0 | 0
[26 empty] | 0 | 0
[26 empty] | 0 | 0
[26 empty] | 0 | 0
[26 empty] | 0 | 0
[26 empty] | 0 | 0
[26 empty] | 0 | 0
[26 empty] | 0 | 0
[26 empty] | 0 | 0
[26 empty] | 0 | 0
[26 empty] | 0 | 0
[26 empty] | 0 | 0
[26 empty] | 0 | 0
[26 empty] | 0 | 0
[26 empty] | 0 | 0
[26 empty] | 0 | 0
[26 empty] | 0 | 0
[26 empty] | 0 | 0
[26 empty] | 0 | 0
[26 empty] | 0 | 0
[26 empty] | 0 | 0
[26 empty] | 0 | 0
[26 empty] | 0 | 0
[26 empty] | 0 | 0
[26 empty] | 0 | 0
[26 empty] | 0 | 0
[26 empty] | 0 | 0
[26 empty] | 0 | 0
[26 empty] | 0 | 0
[26 empty] | 0 | 0
[26 empty] | 0 | 0
[26 empty] | 0 | 0
[26 empty] | 0 | 0
[26 empty] | 0 | 0
[26 empty] | 0 | 0
[26 empty] | 0 | 0
[26 empty] | 0 | 0
[26 empty] | 0 | 0
[26 empty] | 0 | 0
[26 empty] | 0 | 0
[26 empty] | 0 | 0
[26 empty] | 0 | 0
[26 empty] | 0 | 0
[26 empty] | 0 | 0
[26 empty] | 0 | 0
[26 empty] | 0 | 0
[26 empty] | 0 | 0
[26 empty] | 0 | 0
[26 empty] | 0 | 0
[26 empty] | 0 | 0
[26 empty] | 0 | 0
[26 empty] | 0 | 0
[26 empty] | 0 | 0
[26 empty] | 0 | 0
[26 empty] | 0 | 0
[26 empty] | 0 | 0
[26 empty] | 0 | 0
[26 empty] | 0 | 0
[26 empty] | 0 | 0
[26 empty] | 0 | 0
[26 empty] | 0 | 0
[26 empty] | 0 | 0
[26 empty] | 0 | 0
[26 empty] | 0 | 0
[26 empty] | 0 | 0
[26 empty] | 0 | 0
[26 empty] | 0 | 0
[26 empty] | 0 | 0
[26 empty] | 0 | 0
[26 empty] | 0 | 0
[26 empty] | 0 | 0
[26 empty] | 0 | 0
[26 empty] | 0 | 0
[26 empty] | 0 | 0
[26 empty] | 0 | 0
[26 empty] | 0 | 0
[26 empty] | 0 | 0
[26 empty] | 0 | 0
[26 empty] | 0 | 0
[26 empty] | 0 | 0
[26 empty] | 0 | 0
[26 empty] | 0 | 0
[26 empty] | 0 | 0
[26 empty] | 0 | 0
[26 empty] | 0 | 0
[26 empty] | 0 | 0
[26 empty] | 0 | 0
[26 empty] | 0 | 0
[26 empty] | 0 | 0
[26 empty] | 0 | 0
[26 empty] | 0 | 0
[26 empty] | 0 | 0
[26 empty] | 0 | 0
[26 empty] | 0 | 0
[26 empty] | 0 | 0
[26 empty] | 0 | 0
[26 empty] | 0 | 0
[26 empty] | 0 | 0
[26 empty] | 0 | 0
[26 empty] | 0 | 0
[26 empty] | 0 | 0
[26 empty] | 0 | 0
[26 empty] | 0 | 0
[26 empty] | 0 | 0
[26 empty] | 0 | 0
[26 empty] | 0 | 0
[26 empty] | 0 | 0
[26 empty] | 0 | 0
[26 empty] | 0 | 0
[26 empty] | 0 | 0
[26 empty] | 0 | 0
[26 empty] | 0 | 0
[26 empty] | 0 | 0
[26 empty] | 0 | 0
[26 empty] | 0 | 0
[26 empty] | 0 | 0
[26 empty] | 0 | 0
[26 empty] | 0 | 0
[26 empty] | 0 | 0
[26 empty] | 0 | 0
[26 empty] | 0 | 0
[26 empty] | 0 | 0
[26 empty] | 0 | 0
[26 empty] | 0 | 0
[26 empty] | 0 | 0
[26 empty] | 0 | 0
[26 empty] | 0 | 0
[26 empty] | 0 | 0
[26 empty] | 0 | 0
[26 empty] | 0 | 0
[26 empty] | 0 | 0
[26 empty] | 0 | 0
[26 empty] | 0 | 0
[26 empty] | 0 | 0
[26 empty] | 0 | 0
[26 empty] | 0 | 0
[26 empty] | 0 | 0
[26 empty] | 0 | 0
[26 empty] | 0 | 0
[26 empty] | 0 | 0
[26 empty] | 0 | 0
[26 empty] | 0 | 0
[26 empty] | 0 | 0
[26 empty] | 0 | 0
[26 empty] | 0 | 0
[26 empty] | 0 | 0
[26 empty] | 0 | 0
[26 empty] | 0 | 0
[26 empty] | 0 | 0
[26 empty] | 0 | 0
[26 empty] | 0 | 0
[26 empty] | 0 | 0
[26 empty] | 0 | 0
[26 empty] | 0 | 0
[26 empty] | 0 | 0
[26 empty] | 0 | 0
[26 empty] | 0 | 0
[26 empty] | 0 | 0
[26 empty] | 0 | 0
[26 empty] | 0 | 0
[26 empty] | 0 | 0
[26 empty] | 0 | 0
[26 empty] | 0 | 0
[26 empty] | 0 | 0
[26 empty] | 0 | 0
[26 empty] | 0 | 0
[26 empty] | 0 | 0
[26 empty] | 0 | 0
[26 empty] | 0 | 0
[26 empty] | 0 | 0
[26 empty] | 0 | 0
[26 empty] | 0 | 0
[26 empty] | 0 | 0
[26 empty] | 0 | 0
[26 empty] | 0 | 0
[26 empty] | 0 | 0
[26 empty] | 0 | 0
[26 empty] | 0 | 0
[26 empty] | 0 | 0
[26 empty] | 0 | 0
[26 empty] | 0 | 0
[26 empty] | 0 | 0
[26 empty] | 0 | 0
[26 empty] | 0 | 0
[26 empty] | 0 | 0
[26 empty] | 0 | 0
[26 empty] | 0 | 0
[26 empty] | 0 | 0
[26 empty] | 0 | 0
[26 empty] | 0 | 0
[26 empty] | 0 | 0
[26 empty] | 0 | 0
[26 empty] | 0 | 0
[26 empty] | 0 | 0
[26 empty] | 0 | 0
[26 empty] | 0 | 0
[26 empty] | 0 | 0
[26 empty] | 0 | 0
[26 empty] | 0 | 0
[26 empty] | 0 | 0
[26 empty] | 0 | 0
[26 empty] | 0 | 0
[26 empty] | 0 | 0
[26 empty] | 0 | 0
[26 empty] | 0 | 0
[26 empty] | 0 | 0
[26 empty] | 0 | 0
[26 empty] | 0 | 0
[26 empty] | 0 | 0
[26 empty] | 0 | 0
[26 empty] | 0 | 0
[26 empty] | 0 | 0
[26 empty] | 0 | 0
[26 empty] | 0 | 0
[26 empty] | 0 | 0
[26 empty] | 0 | 0
[26 empty] | 0 | 0
[26 empty] | 0 | 0
[26 empty] | 0 | 0
[26 empty] | 0 | 0
[26 empty] | 0 | 0
[26 empty] | 0 | 0
[26 empty] | 0 | 0
[26 empty] | 0 | 0
[26 empty] | 0 | 0
[26 empty] | 0 | 0
[26 empty] | 0 | 0
[26 empty] | 0 | 0
[26 empty] | 0 | 0
[26 empty] | 0 | 0
[26 empty] | 0 | 0
[26 empty] | 0 | 0
[26 empty] | 0 | 0
[26 empty] | 0 | 0
[26 empty] | 0 | 0
[26 empty] | 0 | 0
[26 empty] | 0 | 0
[26 empty] | 0 | 0
[26 empty] | 0 | 0
[26 empty] | 0 | 0
[26 empty] | 0 | 0
[26 empty] | 0 | 0
[26 empty] | 0 | 0
[26 empty] | 0 | 0
[26 empty] | 0 | 0
[26 empty] | 0 | 0
[26 empty] | 0 | 0
[26 empty] | 0 | 0
[26 empty] | 0 | 0
[26 empty] | 0 | 0
[26 empty] | 0 | 0
[26 empty] | 0 | 0
[26 empty] | 0 | 0
[26 empty] | 0 | 0
[26 empty] | 0 | 0
[26 empty] | 0 | 0
[26 empty] | 0 | 0
[26 empty] | 0 | 0
[26 empty] | 0 | 0
[26 empty] | 0 | 0
[26 empty] | 0 | 0
[26 empty] | 0 | 0
[26 empty] | 0 | 0
[26 empty] | 0 | 0
[26 empty] | 0 | 0
[26 empty] | 0 | 0
[26 empty] | 0 | 0
[26 empty] | 0 | 0
[26 empty] | 0 | 0
[26 empty] | 0 | 0
[26 empty] | 0 | 0
[26 empty] | 0 | 0
[26 empty] | 0 | 0
[26 empty] | 0 | 0
[26 empty] | 0 | 0
[26 empty] | 0 | 0
[26 empty] | 0 | 0
[26 empty] | 0 | 0
[26 empty] | 0 | 0
[26 empty] | 0 | 0
[26 empty] | 0 | 0
[26 empty] | 0 | 0
[26 empty] | 0 | 0
[26 empty] | 0 | 0
[26 empty] | 0 | 0
[26 empty] | 0 | 0
[26 empty] | 0 | 0
[26 empty] | 0 | 0
[26 empty] | 0 | 0
[26 empty] | 0 | 0
[26 empty] | 0 | 0
[26 empty] | 0 | 0
[26 empty] | 0 | 0
[26 empty] | 0 | 0
[26 empty] | 0 | 0
[26 empty] | 0 | 0
[26 empty] | 0 | 0
[26 empty] | 0 | 0
[26 empty] | 0 | 0
[26 empty] | 0 | 0
[26 empty] | 0 | 0
[26 empty] | 0 | 0
[26 empty] | 0 | 0
[26 empty] | 0 | 0
[26 empty] | 0 | 0
[26 empty] | 0 | 0
[26 empty] | 0 | 0
[26 empty] | 0 | 0
[26 empty] | 0 | 0
[26 empty] | 0 | 0
[26 empty] | 0 | 0
[26 empty] | 0 | 0
[26 empty] | 0 | 0
[26 empty] | 0 | 0
[26 empty] | 0 | 0
[26 empty] | 0 | 0
[26 empty] | 0 | 0
[26 empty] | 0 | 0
[26 empty] | 0 | 0
[26 empty] | 0 | 0
[26 empty] | 0 | 0
[26 empty] | 0 | 0
[26 empty] | 0 | 0
[26 empty] | 0 | 0
[26 empty] | 0 | 0
[26 empty] | 0 | 0
[26 empty] | 0 | 0
[26 empty] | 0 | 0
[26 empty] | 0 | 0
[26 empty] | 0 | 0
[26 empty] | 0 | 0
[26 empty] | 0 | 0
[26 empty] | 0 | 0
[26 empty] | 0 | 0
[26 empty] | 0 | 0
[26 empty] | 0 | 0
[26 empty] | 0 | 0
[26 empty] | 0 | 0
[26 empty] | 0 | 0
[26 empty] | 0 | 0
[26 empty] | 0 | 0
[26 empty] | 0 | 0
[26 empty] | 0 | 0
[26 empty] | 0 | 0
[26 empty] | 0 | 0
[26 empty] | 0 | 0
[26 empty] | 0 | 0
[26 empty] | 0 | 0
[26 empty] | 0 | 0
[26 empty] | 0 | 0
[26 empty] | 0 | 0
[26 empty] | 0 | 0
[26 empty] | 0 | 0
[26 empty] | 0 | 0
[26 empty] | 0 | 0
[26 empty] | 0 | 0
[26 empty] | 0 | 0
[26 empty] | 0 | 0
[26 empty] | 0 | 0
[26 empty] | 0 | 0
[26 empty] | 0 | 0
[26 empty] | 0 | 0
[26 empty] | 0 | 0
[26 empty] | 0 | 0
[26 empty] | 0 | 0
[26 empty] | 0 | 0
[26 empty] | 0 | 0
[26 empty] | 0 | 0
[26 empty] | 0 | 0
[26 empty] | 0 | 0
[26 empty] | 0 | 0
[26 empty] | 0 | 0
[26 empty] | 0 | 0
[26 empty] | 0 | 0
[26 empty] | 0 | 0
[26 empty] | 0 | 0
[26 empty] | 0 | 0
[26 empty] | 0 | 0
[26 empty] | 0 | 0
[26 empty] | 0 | 0
[26 empty] | 0 | 0
[26 empty] | 0 | 0
[26 empty] | 0 | 0
[26 empty] | 0 | 0
[26 empty] | 0 | 0
[26 empty] | 0 | 0
[26 empty] | 0 | 0
[26 empty] | 0 | 0
[26 empty] | 0 | 0
[26 empty] | 0 | 0
[26 empty] | 0 | 0
[26 empty] | 0 | 0
[26 empty] | 0 | 0
[26 empty] | 0 | 0
[26 empty] | 0 | 0
[26 empty] | 0 | 0
[26 empty] | 0 | 0
[26 empty] | 0 | 0
[26 empty] | 0 | 0
[26 empty] | 0 | 0
[26 empty] | 0 | 0
[26 empty] | 0 | 0
[26 empty] | 0 | 0
[26 empty] | 0 | 0
[26 empty] | 0 | 0
[26 empty] | 0 | 0
[26 empty] | 0 | 0
[26 empty] | 0 | 0
[26 empty] | 0 | 0
[26 empty] | 0 | 0
[26 empty] | 0 | 0
[26 empty] | 0 | 0
[26 empty] | 0 | 0
[26 empty] | 0 | 0
[26 empty] | 0 | 0
[26 empty] | 0 | 0
[26 empty] | 0 | 0
[26 empty] | 0 | 0
[26 empty] | 0 | 0
[26 empty] | 0 | 0
[26 empty] | 0 | 0
[26 empty] | 0 | 0
[26 empty] | 0 | 0
[26 empty] | 0 | 0
[26 empty] | 0 | 0
[26 empty] | 0 | 0
[26 empty] | 0 | 0
[26 empty] | 0 | 0
[26 empty] | 0 | 0
[26 empty] | 0 | 0
[26 empty] | 0 | 0
[26 empty] | 0 | 0
[26 empty] | 0 | 0
[26 empty] | 0 | 0
[26 empty] | 0 | 0
[26 empty] | 0 | 0
[26 empty] | 0 | 0
[26 empty] | 0 | 0
[26 empty] | 0 | 0
[26 empty] | 0 | 0
[26 empty] | 0 | 0
[26 empty] | 0 | 0
[26 empty] | 0 | 0
[26 empty] | 0 | 0
[26 empty] | 0 | 0
[26 empty] | 0 | 0
[26 empty] | 0 | 0
[26 empty] | 0 | 0
[26 empty] | 0 | 0
[26 empty] | 0 | 0
[26 empty] | 0 | 0
[26 empty] | 0 | 0
[26 empty] | 0 | 0
[26 empty] | 0 | 0
[26 empty] | 0 | 0
[26 empty] | 0 | 0
[26 empty] | 0 | 0
[26 empty] | 0 | 0
[26 empty] | 0 | 0
[26 empty] | 0 | 0
[26 empty] | 0 | 0
[26 empty] | 0 | 0
[26 empty] | 0 | 0
[26 empty] | 0 | 0
[26 empty] | 0 | 0
[26 empty] | 0 | 0
[26 empty] | 0 | 0
[26 empty] | 0 | 0
[26 empty] | 0 | 0
[26 empty] | 0 | 0
[26 empty] | 0 | 0
[26 empty] | 0 | 0
[26 empty] | 0 | 0
[26 empty] | 0 | 0
[26 empty] | 0 | 0
[26 empty] | 0 | 0
[26 empty] | 0 | 0
[26 empty] | 0 | 0
[26 empty] | 0 | 0
[26 empty] | 0 | 0
[26 empty] | 0 | 0
[26 empty] | 0 | 0
[26 empty] | 0 | 0
[26 empty] | 0 | 0
[26 empty] | 0 | 0
[26 empty] | 0 | 0
[26 empty] | 0 | 0
[26 empty] | 0 | 0
[26 empty] | 0 | 0
[26 empty] | 0 | 0
[26 empty] | 0 | 0
[26 empty] | 0 | 0
[26 empty] | 0 | 0
[26 empty] | 0 | 0
[26 empty] | 0 | 0
[26 empty] | 0 | 0
[26 empty] | 0 | 0
[26 empty] | 0 | 0
[26 empty] | 0 | 0
[26 empty] | 0 | 0
[26 empty] | 0 | 0
[26 empty] | 0 | 0
[26 empty] | 0 | 0
[26 empty] | 0 | 0
[26 empty] | 0 | 0
[26 empty] | 0 | 0
[26 empty] | 0 | 0
[26 empty] | 0 | 0
[26 empty] | 0 | 0
[26 empty] | 0 | 0
[26 empty] | 0 | 0
[26 empty] | 0 | 0
[26 empty] | 0 | 0
[26 empty] | 0 | 0
[26 empty] | 0 | 0
[26 empty] | 0 | 0
[26 empty] | 0 | 0
[26 empty] | 0 | 0
[26 empty] | 0 | 0
[26 empty] | 0 | 0
[26 empty] | 0 | 0
[26 empty] | 0 | 0
[26 empty] | 0 | 0
[26 empty] | 0 | 0
[26 empty] | 0 | 0
[26 empty] | 0 | 0
[26 empty] | 0 | 0
[26 empty] | 0 | 0
[26 empty] | 0 | 0
[26 empty] | 0 | 0
[26 empty] | 0 | 0
[26 empty] | 0 | 0
[26 empty] | 0 | 0
[26 empty] | 0 | 0
[26 empty] | 0 | 0
[26 empty] | 0 | 0
[26 empty] | 0 | 0
[26 empty] | 0 | 0
[26 empty] | 0 | 0
[26 empty] | 0 | 0
[26 empty] | 0 | 0
[26 empty] | 0 | 0
[26 empty] | 0 | 0
[26 empty] | 0 | 0
[26 empty] | 0 | 0
[26 empty] | 0 | 0
[26 empty] | 0 | 0
[26 empty] | 0 | 0
[26 empty] | 0 | 0
[26 empty] | 0 | 0
[26 empty] | 0 | 0
[26 empty] | 0 | 0
[26 empty] | 0 | 0
[26 empty] | 0 | 0
[26 empty] | 0 | 0
[26 empty] | 0 | 0
[26 empty] | 0 | 0
[26 empty] | 0 | 0
[26 empty] | 0 | 0
[26 empty] | 0 | 0
[26 empty] | 0 | 0
[26 empty] | 0 | 0
[26 empty] | 0 | 0
[26 empty] | 0 | 0
[26 empty] | 0 | 0
[26 empty] | 0 | 0
[26 empty] | 0 | 0
[26 empty] | 0 | 0
[26 empty] | 0 | 0
[26 empty] | 0 | 0
[26 empty] | 0 | 0
[26 empty] | 0 | 0
[26 empty] | 0 | 0
[26 empty] | 0 | 0
[26 empty] | 0 | 0
[26 empty] | 0 | 0
[26 empty] | 0 | 0
[26 empty] | 0 | 0
[26 empty] | 0 | 0
[26 empty] | 0 | 0
[26 empty] | 0 | 0
[26 empty] | 0 | 0
[26 empty] | 0 | 0
[26 empty] | 0 | 0
[26 empty] | 0 | 0
[26 empty] | 0 | 0
[26 empty] | 0 | 0
[26 empty] | 0 | 0
[26 empty] | 0 | 0
[26 empty] | 0 | 0
[26 empty] | 0 | 0
[26 empty] | 0 | 0
[26 empty] | 0 | 0
[26 empty] | 0 | 0
[26 empty] | 0 | 0
[26 empty] | 0 | 0
[26 empty] | 0 | 0
[26 empty] | 0 | 0
[26 empty] | 0 | 0
[26 empty] | 0 | 0
[26 empty] | 0 | 0
[26 empty] | 0 | 0
[26 empty] | 0 | 0
[26 empty] | 0 | 0
[26 empty] | 0 | 0
[26 empty] | 0 | 0
[26 empty] | 0 | 0
[26 empty] | 0 | 0
[26 empty] | 0 | 0
[26 empty] | 0 | 0
[26 empty] | 0 | 0
[26 empty] | 0 | 0
[26 empty] | 0 | 0
[26 empty] | 0 | 0
[26 empty] | 0 | 0
[26 empty] | 0 | 0
[26 empty] | 0 | 0
[26 empty] | 0 | 0
[26 empty] | 0 | 0
[26 empty] | 0 | 0
[26 empty] | 0 | 0
[26 empty] | 0 | 0
[26 empty] | 0 | 0
[26 empty] | 0 | 0
[26 empty] | 0 | 0
[26 empty] | 0 | 0
[26 empty] | 0 | 0
[26 empty] | 0 | 0
[26 empty] | 0 | 0
[26 empty] | 0 | 0
[26 empty] | 0 | 0
[26 empty] | 0 | 0
[26 empty] | 0 | 0
[26 empty] | 0 | 0
[26 empty] | 0 | 0
[26 empty] | 0 | 0
[26 empty] | 0 | 0
[26 empty] | 0 | 0
[26 empty] | 0 | 0
[26 empty] | 0 | 0
[26 empty] | 0 | 0
[26 empty] | 0 | 0
[26 empty] | 0 | 0
[26 empty] | 0 | 0
[26 empty] | 0 | 0
[26 empty] | 0 | 0
[26 empty] | 0 | 0
[26 empty] | 0 | 0
[26 empty] | 0 | 0
[26 empty] | 0 | 0
[26 empty] | 0 | 0
[26 empty] | 0 | 0
[26 empty] | 0 | 0
[26 empty] | 0 | 0
[26 empty] | 0 | 0
[26 empty] | 0 | 0
[26 empty] | 0 | 0
[26 empty] | 0 | 0
[26 empty] | 0 | 0
[26 empty] | 0 | 0
[26 empty] | 0 | 0
[26 empty] | 0 | 0
[26 empty] | 0 | 0
[26 empty] | 0 | 0
[26 empty] | 0 | 0
[26 empty] | 0 | 0
[26 empty] | 0 | 0
[26 empty] | 0 | 0
[26 empty] | 0 | 0
[26 empty] | 0 | 0
[26 empty] | 0 | 0
[26 empty] | 0 | 0
[26 empty] | 0 | 0
[26 empty] | 0 | 0
[26 empty] | 0 | 0
[26 empty] | 0 | 0
[26 empty] | 0 | 0
[26 empty] | 0 | 0
[26 empty] | 0 | 0
[26 empty] | 0 | 0
[26 empty] | 0 | 0
[26 empty] | 0 | 0
[26 empty] | 0 | 0
[26 empty] | 0 | 0
[26 empty] | 0 | 0
[26 empty] | 0 | 0
[26 empty] | 0 | 0
[26 empty] | 0 | 0
[26 empty] | 0 | 0
[26 empty] | 0 | 0
[26 empty] | 0 | 0
[26 empty] | 0 | 0
[26 empty] | 0 | 0
[26 empty] | 0 | 0
[26 empty] | 0 | 0
[26 empty] | 0 | 0
[26 empty] | 0 | 0
[26 empty] | 0 | 0
[26 empty] | 0 | 0
[26 empty] | 0 | 0
[26 empty] | 0 | 0
[26 empty] | 0 | 0
[26 empty] | 0 | 0
[26 empty] | 0 | 0
[26 empty] | 0 | 0
[26 empty] | 0 | 0
[26 empty] | 0 | 0
[26 empty] | 0 | 0
[26 empty] | 0 | 0
[26 empty] | 0 | 0
[26 empty] | 0 | 0
[26 empty] | 0 | 0
[26 empty] | 0 | 0
[26 empty] | 0 | 0
[26 empty] | 0 | 0
[26 empty] | 0 | 0
[26 empty] | 0 | 0
[26 empty] | 0 | 0
[26 empty] | 0 | 0
[26 empty] | 0 | 0
[26 empty] | 0 | 0
[26 empty] | 0 | 0
[26 empty] | 0 | 0
[26 empty] | 0 | 0
[26 empty] | 0 | 0
[26 empty] | 0 | 0
[26 empty] | 0 | 0
[26 empty] | 0 | 0
[26 empty] | 0 | 0
[26 empty] | 0 | 0
[26 empty] | 0 | 0
[26 empty] | 0 | 0
[26 empty] | 0 | 0
[26 empty] | 0 | 0
[26 empty] | 0 | 0
[26 empty] | 0 | 0
[26 empty] | 0 | 0
[26 empty] | 0 | 0
[26 empty] | 0 | 0
[26 empty] | 0 | 0
[26 empty] | 0 | 0
[26 empty] | 0 | 0
[26 empty] | 0 | 0
[26 empty] | 0 | 0
[26 empty] | 0 | 0
[26 empty] | 0 | 0
[26 empty] | 0 | 0
[26 empty] | 0 | 0
[26 empty] | 0 | 0
[26 empty] | 0 | 0
[26 empty] | 0 | 0
[26 empty] | 0 | 0
[26 empty] | 0 | 0
[26 empty] | 0 | 0
[26 empty] | 0 | 0
[26 empty] | 0 | 0
[26 empty] | 0 | 0
[26 empty] | 0 | 0
[26 empty] | 0 | 0
[26 empty] | 0 | 0
[26 empty] | 0 | 0
[26 empty] | 0 | 0
[26 empty] | 0 | 0
[26 empty] | 0 | 0

## Zones
Houston | 1
North | -1
South | 1
West | -1
SET UP AREA, copy & paste values to cell B1
Source | South |  | N to H | N to W | N to S | W to N | S to N | W to S
Sink | North | Houston | -1 | 1 | -1 | -1 | 1 | -1
|  | North | 1 | 1 | 1 | -1 | -1 | -1
|  | South | -1 | 1 | -1 | -1 | 1 | -1
|  | West | 1 | -1 | 1 | 1 | -1 | 1
|  | Source | North | North | North | West | South | West
|  | Sink | Houston | West | South | North | North | South

## Tech
Number of Bus | Name of Bus | Tech Type
238 | BOSQUESW505 | CC
239 | BOSQUESW502 | GGT
244 | WHITNYDM01 | Hydro
245 | WHITNYDM02 | Hydro
247 | BOSQUESW501 | GGT
251 | BOSQUESW803 | CC
253 | BOSQUESW804 | CC
332 | RWMILLER01 | GST
333 | RWMILLER02 | GST
334 | RWMILLER03 | GST
335 | RWMILLER04 | GST
336 | RWMILLER05 | GST
344 | MRSSHPRD | Hydro
345 | MRSSHPRD01 | Hydro
366 | JNSNCNTY802 | Cogen
367 | JNSNCNTY802 | Cogen
503 | NTHTEXAS01 | GST
504 | NTHTEXAS02 | GST
505 | NTHTEXAS03 | GST
580 | JCKCNTY801 | CC
581 | JCKCNTY802 | CC
582 | JCKCNTY803 | CC
728 | WOLFRIDGE801 | Wind
837 | NEWMAN_G5 | GST
842 | OLINGER_G1 | GST
843 | OLINGER_G2 | GST
844 | OLINGER_G3 | GST
845 | OLINGER_G4 | GGT
923 | SPENCER_G4 | GST
924 | SPENCER_G5 | GST
948 | STEAM1 | GST
949 | STEAM2 | GST
950 | STEAM3 | GST
990 | GIBN_CREK_G1 | LIGCO
1002 | PBCTAGE_1G | GGT
1003 | PBCTBGE_2G | GGT
1004 | PBCTCGE_3G | GGT
1005 | PBCTDGE_4G | GGT
1006 | PBCTEGE_5G | GGT
1007 | PB5GEN_6G | GST
1008 | PB6GEN_7G | GST
1037 | MORGAN5G_5G | GST
1039 | MRGNAG_1G | GGT
1040 | MRGNBG_2G | GGT
1041 | MRGNCG_3G | GGT
1042 | MRGNDG_4G | GGT
1043 | MRGNEG_5G | GGT
1044 | MRGNFG_6G | GGT
1045 | CALENG1G_1G | Cogen
1046 | CALENG2G_2G | Cogen
1047 | CALENG3G_3G | Cogen
1058 | LONGSHORE_5 | Wind
1058 | LONGSHORE_5 | Wind
1061 | CIELOGEN_1G | Wind
1062 | CIELOGEN_2G | Wind
1068 | SCURRYCW_1G | Wind
1069 | KINDERMG_1G | Cogen
1070 | KINDERMG_2G | Cogen
1071 | KINDERMG_3G | Cogen
1073 | SCURRYCW_2G | Wind
1320 | BSP 1 | Cogen
1326 | STANTONW_8 | Wind
1327 | WILDHRSE_1G | Wind
1328 | OCOTILLO_1G | Wind
1333 | MCDDONAL_8 | Wind
1343 | TRENTIPP_8 | Wind
1349 | WESTXWIN_1G | Wind
1350 | NWPWRG1_1G | Wind
1354 | AEPWIND_8 | Wind
1360 | GUNSIGHT_8 | Wind
1416 | SWETWATR_1G | CC
1417 | SWETWATR_2G | CC
1418 | SWETWATR_3G | CC
1419 | SWETWATR_4G | CC
1432 | GRHAMSES_2G | GST
1433 | GRHAMSES_1G | GST
1437 | MESQUITW_1G | Wind
1438 | MESQUITW_2G | Wind
1442 | COKFIELD_5 | Wind
1453 | WCPWRCO_1G | CC
1454 | WCPWRCO_2G | CC
1455 | WCPWRCO_3G | CC
1479 | WFCOGEN_1G | Cogen
1479 | WFCOGEN_1G | Cogen
1482 | WFCOGEN_2G | Cogen
1482 | WFCOGEN_2G | Cogen
1600 | BARTNWND_1G | Wind
1643 | SLSTR1PP_1G | Wind
1675 | PEC_1G | Cogen
1676 | PEC_2G | Cogen
1677 | PEC_3G | Cogen
1678 | LAMARPWR_1G | CC
1679 | LAMARPWR_2G | CC
1680 | LAMARPWR_3G | CC
1681 | LAMARPWR_4G | CC
1682 | LAMARPWR_5G | CC
1683 | LAMARPWR_6G | CC
1687 | VALLEY_1G | GST
1688 | VALLEY_2G | GSC
1689 | VALLEY_3G | GST
1701 | MOSES_1G | LIGCO
1702 | MOSES_2G | LIGCO
1703 | MOSES_3G | LIGCO
1861 | EAGLEMNT_1G | GST
1862 | EAGLEMNT_2G | GST
1863 | EAGLEMNT_3G | GST
1877 | WLFHOLW_1G | CC
1878 | WLFHOLW_2G | CC
1879 | WLFHOLW_3G | CC
1889 | DECRDOVA_1G | GSC
1892 | DECRDOVA_2G | GGT
1893 | DECRDOVA_3G | GGT
1894 | DECRDOVA_4G | GGT
1895 | DECRDOVA_5G | GGT
1898 | COMCHEPK_1G | Nuc
1899 | COMCHEPK_2G | Nuc
1937 | MDLTHELP_5G | CC
1938 | MDLTHELP_6G | CC
1941 | MDLTHELP_1G | CC
1942 | MDLTHELP_2G | CC
1943 | MDLTHELP_3G | CC
1944 | MDLTHELP_4G | CC
1947 | HANDLEY_3G | GST
1948 | HANDLEY_4G | GST
1949 | HANDLEY_5G | GST
2371 | COLLIN_1G | GST
2381 | NTHLK1_G | GST
2382 | NTHLK2_G | GST
2383 | NTHLK3_G | GST
2413 | MTCK6_G | GST
2414 | MTCK7_G | GST
2417 | MTCK8_G | GSC
2451 | LKHB1_G | GST
2452 | LKHB2_G | GST
3097 | MARTLAKE_1G | LIGCO
3098 | MARTLAKE_2G | LIGCO
3099 | MARTLAKE_3G | LIGCO
3107 | STRYKER_1G | GST
3108 | STRYKER_2G | GST
3126 | TRINIDAD_6G | GST
3309 | ASPN_G | Bio
3348 | CHAMPION_1G | Cogen
3381 | BBRN_1G | LIGCO
3382 | BBRN_2G | LIGCO
3403 | THOUSE_1G | GSC
3404 | THOUSE_2G | GSC
3416 | LAKE_CRK1_G | GST
3417 | LAKE_CRK2_G | GST
3432 | SANDOW_4G | LIGCO
5026 | BRAUNIG_VHB1 | GST
5027 | BRAUNIG_VHB2 | GST
5028 | BRAUNIG_VHB3 | GST
5111 | CALAVER_JTD1 | LIGCO
5112 | CALAVER_JTD2 | LIGCO
5264 | LEON_LCP3G3 | GST
5265 | LEON_LCP4G4 | GST
5266 | LEON_LCPCT1 | GGT
5267 | LEON_LCPCT2 | GGT
5268 | LEON_LCPCT3 | GGT
5269 | LEON_LCPCT4 | GGT
5396 | CALAVER_OWS1 | GST
5397 | CALAVER_OWS2 | GST
5401 | CALAVER_JKS1 | LIGCO
5436 | TUTTL_WBT1G1 | GST
5438 | TUTTL_WBT3G3 | GST
5439 | TUTTL_WBT4G4 | GST
5476 | BRA_AVR1_CT1 | CC
5477 | BRA_AVR1_ST | CC
5478 | BRA_AVR1_CT2 | CC
5503 | RAYBURNGEN3 | GST
5505 | RAYBURNGEN1 | GGT
5506 | RAYBURNGEN2 | GGT
5508 | RAYBURNCC9 | CC
5509 | RAYBURNCC10 | CC
5511 | RAYBURNCC7 | CC
5512 | RAYBURNCC8 | CC
5728 | FALCONHYDRO2 | Hydro
5729 | FALCONHYDRO3 | Hydro
5890 | PEARSALLGEN1 | GST
5891 | PEARSALLGEN2 | GST
5892 | PEARSALLGEN3 | GST
5903 | SANMIGUELGEN | LIGCO
5911 | STP_GN1___1 | Nuc
5912 | STP_GN2___2 | Nuc
5920 | WELSHDC1 | DCTie
5925 | DCEAST | DCTie
5932 | SI_RAY9 | CC
5933 | SI_RAY6 | GST
5934 | SI_RAY5 | GST
5935 | SI_RAY10 | CC
6016 | SWMESA | Wind
6096 | NORTHDC7 | DCTie
6100 | OKLA7A | DCTie
6144 | MCADOO1A | Wind
6407 | TURKTRAK1A | Wind
6637 | SNYDERW1A | Wind
6752 | OKLA0A | LIGCO
6948 | DENISNDM | Hydro
6948 | DENISNDM | Hydro
7000 | L_FERGUS1_1Y | GSC
7004 | L_SIMGID1_1Y | GST
7005 | L_SIMGID1_2Y | GST
7006 | L_SIMGID1_3Y | GST
7007 | L_LOSTPI1_1Y | CC
7008 | L_LOSTPI1_2Y | CC
7009 | L_LOSTPI1_3Y | CC
7010 | L_FPPYD11_1Y | LIGCO
7011 | L_FPPYD11_2Y | LIGCO
7012 | L_FPPYD21_3Y | LIGCO
7014 | L_HAYSEN1_1Y | CC
7015 | L_HAYSEN1_2Y | CC
7016 | L_HAYSEN1_3Y | CC
7017 | L_HAYSEN1_4Y | CC
7020 | L_AUSTPL1_1Y | Hydro
7020 | L_AUSTPL1_1Y | Hydro
7022 | L_BUCHAN1_1Y | Hydro
7023 | L_BUCHAN1_2Y | Hydro
7024 | L_BUCHAN1_3Y | Hydro
7026 | L_INKSDA1_1Y | Hydro
7028 | L_MARBFA1_1Y | Hydro
7029 | L_MARBFA1_2Y | Hydro
7031 | L_MARSFO1G1Y | Hydro
7032 | L_MARSFO1G2Y | Hydro
7033 | L_MARSFO1G3Y | Hydro
7035 | L_WIRTZ_1G1Y | Hydro
7036 | L_WIRTZ_1G2Y | Hydro
7038 | L_DELAWA1_1Y | Wind
7038 | L_DELAWA1_1Y | Wind
7303 | L_WPPGS12_1Y | GGT
7303 | L_WPPGS12_1Y | GGT
7305 | L_WPPGS34_1Y | GGT
7305 | L_WPPGS34_1Y | GGT
7487 | L_CANYHY8_1Y | Hydro
7605 | L_MCQUEE9_1Y | Hydro
7605 | L_MCQUEE9_1Y | Hydro
7605 | L_MCQUEE9_1Y | Hydro
7609 | L_SCHUMA8_1Y | Hydro
7624 | L_LAKEWO9_1Y | Hydro
7624 | L_LAKEWO9_1Y | Hydro
7800 | L_GUADGE1_1Y | CC
7801 | L_GUADGE1_2Y | CC
7802 | L_GUADGE1_3Y | CC
7803 | L_GUADGE1_4Y | CC
7804 | L_GUADGE1_5Y | CC
7805 | L_GUADGE1_6Y | CC
7807 | L_BASTEN1_1Y | CC
7808 | L_BASTEN1_2Y | CC
7809 | L_BASTEN1_3Y | CC
7810 | L_RIONOG1G1Y | CC
7811 | L_RIONOG1G2Y | CC
7812 | L_RIONOG1G3Y | CC
7813 | L_RIONOG1S1Y | CC
8032 | AMISTADHYD1 | Hydro
8033 | AMISTADHYD2 | Hydro
8048 | FALCONHYDRO1 | Hydro
8066 | DUP1V#1 | Cogen
8134 | FOR #1 | Cogen
8138 | FOR #2 | Cogen
8139 | JOS #1 | GST
8147 | UCAR #2 | Cogen
8148 | UCAR #1 | Cogen
8153 | FOR #3 | Cogen
8154 | FOR #4 | Cogen
8155 | FOR #5 | Cogen
8156 | FOR #6 | Cogen
8157 | FOR #7 | Cogen
8161 | COLETO0A | LIGCO
8173 | VICEC51A | CC
8174 | VICEC61A | CC
8189 | CUECPL2A | Cogen
8262 | ELPS | Hydro
8285 | LAR #1 | GST
8287 | LAR #2 | GST
8288 | LAR #3 | GST
8388 | BATES0A | GST
8393 | BATES0B | GST
8437 | NUECES_B0C | GST
8438 | NUECES_B0B | GST
8442 | NBEC7 | GST
8442 | NBEC7 | GST
8456 | COSW#1 | Cogen
8457 | COSW#2 | Cogen
8459 | B_DAVIS0B | GSC
8460 | B_DAVIS0A | GSC
8461 | KOCH_UP0A | Cogen
8506 | VAL #1 | Cogen
8507 | VAL #2 | Cogen
8511 | OXY_CC0A | Cogen
8517 | CELANEBI0A | Cogen
8560 | CNOPGT1 | Cogen
8561 | CNOPGT2 | Cogen
8562 | CNOPST1 | Cogen
8926 | LGE_GT10A | Cogen
8927 | LGE_GT20A | Cogen
8928 | LGE_STG0A | Cogen
8930 | ICPGN10A | Cogen
8931 | ICPGN20A | Cogen
8932 | ICPGN30A | Cogen
8933 | FGNTS001 | CC
8934 | FGNTS101 | CC
8935 | FGNTS201 | CC
8936 | MVGN#1 | CC
8937 | MVGN#2 | CC
8938 | MVGN#3 | CC
8981 | HECN1 | CC
8982 | HECN2 | CC
8983 | HECN3 | CC
9000 | DECKR_G1 | GST
9001 | DECKR_G2 | GST
9002 | DECKR_G3 | GGT
9003 | DECKR_G4 | GGT
9004 | DECKR_G5 | GGT
9005 | DECKR_G6 | GGT
9016 | SANDH_G1 | GGT
9017 | SANDH_G2 | GGT
9018 | SANDH_G3 | GGT
9019 | SANDH_G4 | GGT
9020 | SANDHG5A | CC
9021 | SANDHG5C | CC
11001 | NAV1CT | CC
11009 | NAV2CT | CC
11011 | NAV3ST | CC
11012 | NAV4CT | CC
11013 | NAV5CT | CC
11014 | NAV6ST | CC
11020 | TIEHVSG_1G | CC
11021 | TIEHVCG_1G | CC
11022 | TIEHVCG_2G | CC
11023 | TIEHVCG_3G | CC
11024 | TIEHVCG_4G | CC
11025 | TIEHVSG_2G | CC
11056 | ROSCOE_1G | Wind
11057 | CHAMPION_1G | Wind
11058 | PYRON_1G | Wind
11059 | INADALE_1G | Wind
11065 | ELBOWCK_1G | Wind
11147 | NOTREES_1G | Wind
11309 | BULLCREK_2G | Wind
11310 | BULLCREK_1G | Wind
11320 | COYOTE_1G | Wind
11691 | KMICHICT1_G | CC
11692 | KMICHICT2_G | CC
11693 | KMICHIST3_G | CC
11694 | KMICHICT4_G | CC
11695 | KMICHICT5_G | CC
11696 | KMICHIST6_G | CC
12322 | ENNSTRAC_1G | CC
12323 | ENNSTRAC_2G | CC
12411 | FPLEFR1A_G | CC
12412 | FPLEFR1B_G | CC
12413 | FPLEFR1C_G | CC
12414 | FPLEFR1S_G | CC
12421 | FPLEFR2A_G | CC
12422 | FPLEFR2B_G | CC
12423 | FPLEFR2C_G | CC
12424 | FPLEFR2S_G | CC
12440 | PARKD_1SVC8 | GST
12449 | PARKD_2SVC8 | GST
13116 | TGATEWAY_1G | CC
13117 | TGATEWAY_2G | CC
13118 | TGATEWAY_3G | CC
13119 | TGATEWAY_4G | CC
13131 | CALFREST_1G | CC
13132 | CALFREST_2G | CC
13133 | CALFREST_3G | CC
13134 | CALFREST_4G | CC
13135 | CALFREST_5G | CC
13136 | CALFREST_6G | CC
13432 | SANDOW_5G | LIGCO
32798 | BRYN_TAMUGEN | GST
32883 | BRYN_DNSBY3 | GST
32884 | BRYN_DNSBY13 | GST
32886 | BRYN_ATKINS3 | GST
32887 | BRYN_ATKINS6 | GST
32888 | BRYN_ATKINS7 | GGT
32890 | BRYN_ATKINS4 | GST
32891 | BRYN_ATKINS5 | GST
32892 | BRYN_DNSBY14 | GST
36998 | RDCNYNG1 | Wind
38332 | TNWDWRDU2_8 | Wind
38437 | TNSRBNMESA9 | Wind
38580 | TNBP_CGN1_8 | Cogen
38590 | TNBP_CGN2_8 | Cogen
38600 | TNBP_CGN3_8 | Cogen
38611 | TNBPAMCG1_8 | Cogen
38612 | TNBPAMCG2_8 | Cogen
38613 | TNBPAMCG3_8 | Cogen
38614 | TNBPAMCG4_8 | Cogen
38615 | TNBPAMCG5_8 | Cogen
38690 | TNBP_CGN4_8 | Cogen
38711 | TNTXCTY1CG8 | Cogen
38712 | TNTXCTY2CG8 | Cogen
38713 | TNTXCTY3CG8 | Cogen
38714 | TNTXCTY4CG8 | Cogen
39190 | TNSLCGN1__8 | Cogen
39470 | TNDOWCGNSG8 | Cogen
39480 | TNDOWCGNGG8 | Cogen
39760 | TNSCLP1___8 | Cogen
39770 | TNSCLP2___8 | Cogen
39775 | TNSCLP4___8 | Cogen
39790 | TNSCLP3___8 | Cogen
39960 | TNTNPONE_18 | LIGCO
39970 | TNTNPONE_28 | LIGCO
48500 | APD_GT1_8005 | Cogen
48510 | AK_GT1__8040 | Cogen
48511 | LPE_GT1_8070 | GGT
48512 | LPE_GT2_8075 | GGT
48513 | LPE_GT3_8080 | GGT
48514 | LPE_GT4_8085 | GGT
48520 | BSF_GT1_8070 | Cogen
48520 | BSF_GT1_8070 | Cogen
48521 | BVE_GT1_GT1 | CC
48522 | BVE_GT2_5035 | CC
48523 | BVE_ST1_GN1 | CC
48531 | BYU_GT1_8075 | Cogen
48532 | BYU_GT2_8055 | Cogen
48533 | BYU_GT3_8060 | Cogen
48534 | BYU_GT4_8065 | Cogen
48551 | CAL_GT1_8045 | Cogen
48552 | CAL_ST1_8000 | Cogen
48561 | CTL_GT2_8130 | Cogen
48562 | CTL_GT3_8135 | Cogen
48563 | CTL_GT4_8140 | Cogen
48564 | CTL_GN1_8145 | Cogen
48565 | CTL_GN2_8155 | Cogen
48581 | CBY_GN1_1 | GSC
48582 | CBY_GN2_2 | GSC
48583 | CBY_GT4_1 | GSC
48584 | CBY_GT4_2 | CC
48585 | CBY_ST4_1 | CC
48591 | CHE_GT2_5030 | Cogen
48593 | CHE_GT1_8015 | Cogen
48594 | CHE_GN4_8025 | Cogen
48595 | BTE_GT2_8075 | CC
48596 | BTE_GT3_8045 | CC
48597 | BTE_GT4_8055 | CC
48598 | BTE_ST1_8070 | CC
48611 | DIB_GT1_8080 | Cogen
48612 | DIB_GT2_8075 | Cogen
48613 | DIB_ST1_8085 | Cogen
48614 | DIB_GT3_8090 | Cogen
48641 | DPEC_GT15040 | CC
48642 | DPEC_GT25025 | CC
48643 | DPEC_GT35010 | CC
48644 | DPEC_GT45070 | CC
48645 | DPEC_ST55065 | CC
48651 | EP_1_2 | Cogen
48651 | EP_1_2 | Cogen
48671 | FTR_GT1_5105 | CC
48672 | FTR_GT2_5110 | CC
48673 | FTR_GT3_5085 | CC
48674 | FTR_CN4_5095 | CC
48690 | GBY_GN5_5 | GSC
48691 | GBY_73741085 | GGT
48691 | GBY_73741085 | GGT
48692 | GBY_81821075 | GGT
48692 | GBY_81821075 | GGT
48693 | GBY_83841065 | GGT
48693 | GBY_83841065 | GGT
48721 | LEG_1___1 | LIGCO
48722 | LEG_2___2 | LIGCO
48730 | MNS_GT | Cogen
48731 | CBE_GT1 | CC
48732 | CBE_GT2 | CC
48733 | CBE_ST12 | CC
48734 | CBE_GT3 | CC
48735 | CBE_GT4 | CC
48736 | CBE_ST34 | CC
48740 | PSG_GN2_8050 | Cogen
48741 | PSG_GT2_8040 | Cogen
48742 | PSG_GT3_8060 | Cogen
48761 | PR_GT1__9040 | Cogen
48772 | PHR_GN2_2 | GSC
48791 | PSA_GT1_8160 | Cogen
48792 | PSA_GT2_8155 | Cogen
48793 | PSA_GT3_8150 | Cogen
48794 | PSA_GT4_8145 | Cogen
48795 | PSA_GT5_8140 | Cogen
48796 | PSA_GN1_8165 | Cogen
48797 | PSA_GT6_8135 | Cogen
48811 | CVC_GT3_5045 | Cogen
48812 | CVC_GT2_5020 | Cogen
48813 | CVC_GT1_5035 | Cogen
48814 | CVC_ST5_5040 | Cogen
48815 | CVC_GT4_8005 | Cogen
48820 | SHELLG1_3015 | Cogen
48821 | SHELLG2 | Cogen
48822 | SHELLG3_3020 | Cogen
48822 | SHELLG3_3020 | Cogen
48841 | SJS_GT1_GT1 | Cogen
48842 | SJS_GT2_GT2 | Cogen
48845 | SOL_GT1 | Solar
48851 | SRB_GN1_1 | GST
48852 | SRB_GN2_2 | GST
48853 | SRB_GN3_3 | GST
48854 | SRB_GN4_4 | GST
48855 | SRB_GT211035 | GGT
48855 | SRB_GT211035 | GGT
48873 | THW_ST3_ST_3 | CC
48874 | THW_ST4_ST_4 | CC
48875 | THW_3132 | CC
48875 | THW_3132 | CC
48877 | THW_3334 | CC
48877 | THW_3334 | CC
48879 | THW_4142 | CC
48879 | THW_4142 | CC
48881 | THW_4344 | CC
48881 | THW_4344 | CC
48883 | THW_GT1_GT_1 | GGT
48885 | THW_5152 | GGT
48885 | THW_5152 | GGT
48886 | THW_5354 | GGT
48886 | THW_5354 | GGT
48887 | THW_5556 | GGT
48887 | THW_5556 | GGT
48911 | TGF_GT1_8000 | Cogen
48921 | WAP_GN1_1 | GST
48922 | WAP_GN2_2 | GST
48923 | WAP_GN3_3 | GST
48924 | WAP_GN4_4 | GSC
48925 | WAP_GN5_5 | LIGCO
48926 | WAP_GN6_6 | LIGCO
48927 | WAP_GN7_7 | LIGCO
48928 | WAP_GN8_8 | LIGCO
48929 | WAPGT21_GT1 | GGT
48940 | WARVUE_GT1 | Cogen
49803 | EXN_15GT | Cogen
49804 | EXN_16GT | Cogen
49805 | EXN_17GT | Cogen
49826 | EXN938GT | Cogen
49828 | EXN941GT | Cogen
49829 | EXN942GT | Cogen
49830 | EXN943GT | Cogen
49831 | EXN944GT | Cogen
49832 | EXN945GT | Cogen
49837 | EXN_GT | Cogen
49838 | EXN_14GT | Cogen
49851 | DOW17000 | Cogen
49858 | DOW38100 | Cogen
49859 | DOW38200 | Cogen
49860 | DOW38300 | Cogen
49862 | DOW39100 | Cogen
49863 | DOW39200 | Cogen
49865 | DOW41000 | Cogen
49866 | DOW42000 | Cogen
49869 | DOW49000 | Cogen
49870 | DOW61000 | Cogen
49871 | DOW62000 | Cogen
49872 | DOW63000 | Cogen
49873 | DOW64000 | Cogen
49876 | DOW65000 | Cogen
49877 | DOW66000 | Cogen
49878 | DOW67000 | Cogen
49882 | DOW81000 | Cogen
49884 | DOW82000 | Cogen
49885 | DOW83000 | Cogen
49886 | DOW84000 | Cogen
58909 | PEARSALLSCG1 | Diesel
58909 | PEARSALLSCG1 | Diesel
58909 | PEARSALLSCG1 | Diesel
58909 | PEARSALLSCG1 | Diesel
58909 | PEARSALLSCG1 | Diesel
58909 | PEARSALLSCG1 | Diesel
58919 | PEARSALLSCG2 | Diesel
58919 | PEARSALLSCG2 | Diesel
58919 | PEARSALLSCG2 | Diesel
58919 | PEARSALLSCG2 | Diesel
58919 | PEARSALLSCG2 | Diesel
58919 | PEARSALLSCG2 | Diesel
58929 | PEARSALLSCG3 | Diesel
58929 | PEARSALLSCG3 | Diesel
58929 | PEARSALLSCG3 | Diesel
58929 | PEARSALLSCG3 | Diesel
58929 | PEARSALLSCG3 | Diesel
58929 | PEARSALLSCG3 | Diesel
58949 | PEARSALLSCG4 | Diesel
58949 | PEARSALLSCG4 | Diesel
58949 | PEARSALLSCG4 | Diesel
58949 | PEARSALLSCG4 | Diesel
58949 | PEARSALLSCG4 | Diesel
58949 | PEARSALLSCG4 | Diesel
60000 | DSKY2 | Wind
60003 | KING_NE1A | Wind
60005 | KING_SE1A | Wind
60007 | KING_SW1A | Wind
60016 | WOODWRD11A | Wind
60017 | ORNNWP1 | Wind
60018 | DSKY1 | Wind
60019 | KING_NW1A | Wind
60057 | CALLAHAN1A | Wind
60058 | BUFF_GAP1A | Wind
60060 | CIRELLO | Wind
60063 | BUFF_GAP1B | Wind
60066 | H_HOLLOW1A | Wind
60068 | HHOLLOW21A | Wind
60070 | HHOLLOW31A | Wind
60072 | HHOLLOW41A | Wind
60081 | WHRLWIND1A | Wind
60201 | RIO DRCS | AVR
60202 | FRNDDRCS | AVR
71051 | L_BITTCR1_1N | Wind
71054 | L_SWEETW1_1N | Wind
71057 | L_SWEETW1_2N | Wind
71059 | L_SWEETW1_3N | Wind
71060 | L_SWEETW1_4N | Wind
71061 | L_SWEETW1_5N | Wind
76031 | L_GASCCR1_1N | Wind
76091 | L_DIVIDE1_1N | Wind
76095 | L_CAPRSI1_1N | Wind
76096 | L_CAPRSI1_2N | Wind
76097 | L_CAPRGE1_1N | Wind
80003 | MILHWYS | AVR
80012 | LAR | DCTie
80051 | FOR #8 | Cogen
80052 | FOR #9 | Cogen
80053 | FOR #10 | Cogen
80080 | GWINDT11A | Wind
80080 | GWINDT11A | Wind
80080 | GWINDT11A | Wind
80080 | GWINDT11A | Wind
80081 | GWINDT21A | Wind
80081 | GWINDT21A | Wind
80081 | GWINDT21A | Wind
80081 | GWINDT21A | Wind
80137 | CSDR89 | DCTie
80137 | CSDR89 | DCTie
80138 | CSDR7 | DCTie
80139 | CSDR56 | DCTie
80139 | CSDR56 | DCTie
80140 | CSDR11 | DCTie
80180 | PNSCALT11A | Wind
80180 | PNSCALT11A | Wind
80181 | PNSCALT21A | Wind
80181 | PNSCALT21A | Wind
80223 | REYSHR G | Cogen
80224 | VISTRONG1 | Cogen
80225 | VISTRONG2 | Cogen
80226 | ALCOA G | Cogen
80227 | AIRCO G | Cogen
80263 | B_DAVIS31A | CC
80264 | B_DAVIS41A | CC
80265 | LARECU40A | GGT
80266 | LARECU50A | GGT
86104 | CID-138 | DCTie
86105 | CID-230 | DCTie
86106 | CUF-230 | DCTie
86107 | CUF-138 | DCTie
88198 | BEEVILLE | AVR
88253 | HAMILTON | BLT
88299 | ZAPATA | BLT
88508 | FALFURRI | AVR