## Set up
Step 1 | Go to the Zones worksheet in this workbook. Make sure that the source and sink zones are set correctly and the "1"s and "-1"s are correct |  | Summary of Key Data points | Value
File Description: Cont_ Rogers to Temple OL_ TempleSS to Sandow
Step 2 | Open Dennis' file that needs to have the data transferred, same file that is listed in cell K27 |  | Number of units | 645
|  |  | Dec PTDF cutoff point | 387
Step 3 | Copy columns J:X from an old Dennis' Sheet to the new sheet (if first round of a new alaysis) |  | Dec PTDF cutoff unit | TNSLCGN1__8
|  |  | Dec 10% unit | L_SIMGID1_3Y
Step 4 | Mark the contingencies and monitored element set by a "y" in column K of Dennis' sheet, if there are a match on the filename use something to make unique |  | Dec max cumltv zone impact - cumltv zone share | 0.12312
|  |  | Dec max cumltv zone impact - cumltv zone share pt | 175
Step 5 | Enter Dennis' file name into cell K27 |  | Dec max cumltv zone impact - cumltv zone share unit | RAYBURNGEN2
|  |  | South Zonal weighted AWGSF | 0.12232
Step 6 | click the step one button |  | North Zonal weighted AWGSF | -0.084536
|  |  | Inc PTDF cutoff point | 258
Step 7 | Enter the line ratings in Dennis' workbook, the Input worksheet, in the cells |  | Inc PTDF cutoff unit | BRYN_DNSBY14
| X6:X30, or to the end of the selected list. |  | Inc 10% unit | MDLTHELP_5G
|  |  | Inc max cumltv zone impact - cumltv zone share | 0.026219
Step 8 | Check to see that the number of generators in Dennis' file matches the length |  | Inc max cumltv zone impact - cumltv zone share pt | 54
| of the formulas in columns L:V (Distributed Slack - Dec) have been copied through to the apporpriate number of rows |  | Inc max cumltv zone impact - cumltv zone share unit | SPENCER_G5
| If Dennis' sheet data is less than this file then clear any old unit data in columns A:K of this workbook to match the correct leng |  | South Zonal weighted AWGSF | 0.12232
| It is only necessary to match the Distributed Slack - Dec worksheet. |  | North Zonal weighted AWGSF | -0.084536
|  |  | Min of zone correlation | 0.084536
Step 9 | Click the step 2 button |  | Bounary gen in North Zone | 0
| The last file saved will still be open, yopu will need to close this file. |  | Bounary gen in soucre zone as % of line | 0%
| This sheet willno longer be open. |  | Bounary gen in South Zone | 0
|  |  | Bounary gen in soucre zone as % of line | 0
|  |  | OL element line rating | 1072
|  |  | South Zonal weighted AWGSF | 0.12232
|  | SN_043009automation.xls | North Zonal weighted AWGSF | -0.084536
Copy Dennis' data step 1
Copy Dennis' Data Step 2

## Distributed Slack - Dec
Number of Bus | Name of Bus | ID | Area Name of Gen | AGC | P Sensitivity of Bus | Gen MW | Min MW | Max MW | V Sensitivity of Bus | Set Volt | Tech Type | Zone Impact | Zone Correlation | Inc Max | Dec Max | Souce S.F. Weighting | Souce Capacity | Sink S.F. Weighting | Sink Capacity | PTDF Calc | PTDF Weighting | Cumulative Share of Zonal Cap | Cumulative Share of Zonal Impact | Cont_ Rogers to Temple OL_ TempleSS to Sandow |  | i_PTDF_DEC_pt | 387 |  | RAYBURNGEN2 | Unit at max
13432 | SANDOW_5G | 5 | South | YES | 0.20113 | 581 | 225 | 581 |  | 1.029 | LIGCO | 1 | 0.28567 | 0 | 581 | 116.8589 | 581 |  |  | 0.28567 | 165.9744 | 0.019641 | 0.032454 |  |  | i_10pctunit | 15 |  | 175 | # units @ max
3432 | SANDOW_4G | 4 | South | YES | 0.19499 | 580 | 225 | 580 | 0 | 1.029 | LIGCO | 1 | 0.27953 | 0 | 580 | 113.0942 | 580 |  |  | 0.27953 | 162.1253 | 0.039249 | 0.064156 |  |  | # units | 645 |  | 0.12312 | delta max
7007 | L_LOSTPI1_1Y | 1 | South | YES | 0.15454 | 158.6 | 110 | 158 | 0 | 1 | CC | 1 | 0.23908 | 158 | 158 | 24.4173 | 158 |  |  | 0.23908 | 37.7741 | 0.04459 | 0.071543 | [5 empty] | Delta
7008 | L_LOSTPI1_2Y | 2 | South | YES | 0.15454 | 157.7 | 107 | 160 | 0 | 1 | CC | 1 | 0.23908 | 160 | 160 | 24.7264 | 160 |  |  | 0.23908 | 38.2522 | 0.049999 | 0.079022 | Weighted Shift Factors |  |  |  | 1 | 0.012813
7009 | L_LOSTPI1_3Y | 3 | South | YES | 0.15454 | 173.9 | 72 | 175 | 0 | 1 | CC | 1 | 0.23908 | 175 | 175 | 27.0445 | 175 |  |  | 0.23908 | 41.8384 | 0.055915 | 0.087203 | South | 0.12232 |  |  | 2 | 0.024907
7807 | L_BASTEN1_1Y | 1 | South | YES | 0.15279 | 152.5 | 83.5 | 152.5 | 0 | 1.004 | CC | 1 | 0.23733 | 152.5 | 152.5 | 23.3006 | 152.5 |  |  | 0.23733 | 36.1924 | 0.061071 | 0.09428 | North | -0.084536 |  |  | 3 | 0.026952
7808 | L_BASTEN1_2Y | 1 | South | YES | 0.15279 | 149.5 | 83.5 | 149.5 | 0 | 1.004 | CC | 1 | 0.23733 | 149.5 | 149.5 | 22.8423 | 149.5 |  |  | 0.23733 | 35.4804 | 0.066125 | 0.10122 |  |  |  |  | 4 | 0.029023
7809 | L_BASTEN1_3Y | 1 | South | YES | 0.15279 | 232.6 | 42 | 232.6 | 0 | 1.004 | CC | 1 | 0.23733 | 232.6 | 232.6 | 35.5392 | 232.6 |  |  | 0.23733 | 55.2023 | 0.073988 | 0.11201 |  |  |  |  | 5 | 0.031288
9002 | DECKR_G3 | 3 | South | YES | 0.13637 | 0 | 24 | 42 |  | 1.015 | GGT | 1 | 0.22091 | 42 | 42 | 5.7276 | 42 |  |  | 0.22091 | 9.2781 | 0.075408 | 0.11383 |  |  |  |  | 6 | 0.03321
9003 | DECKR_G4 | 4 | South | YES | 0.13637 | 44 | 24 | 44 | 0 | 1.015 | GGT | 1 | 0.22091 | 44 | 44 | 6.0003 | 44 |  |  | 0.22091 | 9.7199 | 0.076895 | 0.11573 |  |  |  |  | 7 | 0.035094
9004 | DECKR_G5 | 5 | South | YES | 0.13637 | 44 | 24 | 44 | 0 | 1.015 | GGT | 1 | 0.22091 | 44 | 44 | 6.0003 | 44 |  |  | 0.22091 | 9.7199 | 0.078383 | 0.11763 |  |  |  |  | 8 | 0.038025
9005 | DECKR_G6 | 6 | South | YES | 0.13637 | 44 | 24 | 47 | 0 | 1.015 | GGT | 1 | 0.22091 | 47 | 47 | 6.4094 | 47 |  |  | 0.22091 | 10.3826 | 0.079972 | 0.11966 |  |  |  |  | 9 | 0.038419
7004 | L_SIMGID1_1Y | 1 | South | YES | 0.13608 | 132 | 40 | 132 | 0 | 1.02 | GST | 1 | 0.22061 | 132 | 132 | 17.962 | 132 |  |  | 0.22061 | 29.1208 | 0.084434 | 0.12535 |  |  |  |  | 10 | 0.038832
7005 | L_SIMGID1_2Y | 2 | South | YES | 0.13608 | 133 | 32 | 139 | 0 | 1.02 | GST | 1 | 0.22061 | 139 | 139 | 18.9146 | 139 |  |  | 0.22061 | 30.6651 | 0.089133 | 0.13135 |  |  |  |  | 11 | 0.039245
7006 | L_SIMGID1_3Y | 3 | South | YES | 0.13608 | 324.9 | 60 | 329 | 0 | 1.02 | GST | 1 | 0.22061 | 329 | 329 | 44.769 | 329 |  |  | 0.22061 | 72.5814 | 0.10026 | 0.14554 |  |  |  |  | 12 | 0.039687
7010 | L_FPPYD11_1Y | 1 | South | YES | 0.13542 | 547.4 | 200 | 606 | 0 | 1.02 | LIGCO | 1 | 0.21996 | 0 | 606 | 82.0669 | 606 |  |  | 0.21996 | 133.2959 | 0.12074 | 0.17161 |  |  |  |  | 13 | 0.040918
7011 | L_FPPYD11_2Y | 2 | South | YES | 0.13542 | 552.2 | 200 | 598 | 0 | 1.02 | LIGCO | 1 | 0.21996 | 0 | 598 | 80.9836 | 598 |  |  | 0.21996 | 131.5363 | 0.14096 | 0.19733 |  |  |  |  | 14 | 0.042216
7012 | L_FPPYD21_3Y | 3 | South | YES | 0.13528 | 427.5 | 200 | 436 | 0 | 1.02 | LIGCO | 1 | 0.21981 | 0 | 436 | 58.9799 | 436 |  |  | 0.21981 | 95.8377 | 0.1557 | 0.21607 |  |  |  |  | 15 | 0.045286
9016 | SANDH_G1 | 1 | South | YES | 0.13495 | 45 | 2 | 49 | 0 | 1.0175 | GGT | 1 | 0.21949 | 49 | 49 | 6.6127 | 49 |  |  | 0.21949 | 10.755 | 0.15735 | 0.21817 |  |  |  |  | 16 | 0.050864
9017 | SANDH_G2 | 2 | South | YES | 0.13495 | 45 | 2 | 46 | 0 | 1.0175 | GGT | 1 | 0.21949 | 46 | 46 | 6.2078 | 46 |  |  | 0.21949 | 10.0965 | 0.15891 | 0.22014 |  |  |  |  | 17 | 0.056369
9018 | SANDH_G3 | 3 | South | YES | 0.13495 | 45 | 2 | 46 | 0 | 1.0175 | GGT | 1 | 0.21949 | 46 | 46 | 6.2078 | 46 |  |  | 0.21949 | 10.0965 | 0.16046 | 0.22212 |  |  |  |  | 18 | 0.060369
9019 | SANDH_G4 | 4 | South | YES | 0.13495 | 0 | 2 | 47 |  | 1.0175 | GGT | 1 | 0.21949 | 47 | 47 | 6.3428 | 47 |  |  | 0.21949 | 10.316 | 0.16205 | 0.22413 |  |  |  |  | 19 | 0.060816
9020 | SANDHG5A | 5A | South | YES | 0.13495 | 150 | 84 | 155 | 0 | 1.0175 | CC | 1 | 0.21949 | 155 | 155 | 20.9177 | 155 |  |  | 0.21949 | 34.0208 | 0.16729 | 0.23079 |  |  |  |  | 20 | 0.061235
9021 | SANDHG5C | 5C | South | YES | 0.13495 | 140 | 0 | 148 | 0 | 1.0175 | CC | 1 | 0.21949 | 148 | 148 | 19.973 | 148 |  |  | 0.21949 | 32.4844 | 0.1723 | 0.23714 |  |  |  |  | 21 | 0.061654
9000 | DECKR_G1 | 1 | South | YES | 0.13408 | 280 | 50 | 321 | 0 | 1.015 | GST | 1 | 0.21862 | 321 | 321 | 43.0403 | 321 |  |  | 0.21862 | 70.1765 | 0.18315 | 0.25086 |  |  |  |  | 22 | 0.062082
9001 | DECKR_G2 | 2 | South | YES | 0.13408 | 400 | 50 | 426 | 0 | 1.015 | GST | 1 | 0.21862 | 426 | 426 | 57.1189 | 426 |  |  | 0.21862 | 93.1314 | 0.19755 | 0.26907 |  |  |  |  | 23 | 0.063495
7020 | L_AUSTPL1_1Y | 1 | South | YES | 0.13092 | 0 | 0 | 8 |  | 1 | Hydro | 1 | 0.21545 | 0 | 0 | 0 | 0 |  |  | 0.21545 | 0 | 0.19755 | 0.26907 |  |  |  |  | 24 | 0.064843
7020 | L_AUSTPL1_1Y | 2 | South | YES | 0.13092 | 0 | 0 | 8 |  | 1 | Hydro | 1 | 0.21545 | 0 | 0 | 0 | 0 |  |  | 0.21545 | 0 | 0.19755 | 0.26907 |  |  |  |  | 25 | 0.067714
7303 | L_WPPGS12_1Y | 1 | South | YES | 0.12927 | 50 | 0 | 50 | 0 | 1.025 | GGT | 1 | 0.21381 | 50 | 50 | 6.4637 | 50 |  |  | 0.21381 | 10.6905 | 0.19924 | 0.27116 |  |  |  |  | 26 | 0.071523
7303 | L_WPPGS12_1Y | 2 | South | YES | 0.12927 | 50 | 0 | 50 | 0 | 1.025 | GGT | 1 | 0.21381 | 50 | 50 | 6.4637 | 50 |  |  | 0.21381 | 10.6905 | 0.20093 | 0.27325 |  |  |  |  | 27 | 0.071523
7305 | L_WPPGS34_1Y | 3 | South | YES | 0.12927 | 50 | 0 | 50 | 0 | 1.025 | GGT | 1 | 0.21381 | 50 | 50 | 6.4637 | 50 |  |  | 0.21381 | 10.6905 | 0.20262 | 0.27534 |  |  |  |  | 28 | 0.071523
7305 | L_WPPGS34_1Y | 4 | South | YES | 0.12927 | 50 | 0 | 50 | 0 | 1.025 | GGT | 1 | 0.21381 | 50 | 50 | 6.4637 | 50 |  |  | 0.21381 | 10.6905 | 0.20431 | 0.27743 |  |  |  |  | 29 | 0.071923
7014 | L_HAYSEN1_1Y | 1 | South | YES | 0.1288 | 223.9 | 74 | 223.9 | 0 | 1.008 | CC | 1 | 0.21333 | 223.9 | 223.9 | 28.8374 | 223.9 |  |  | 0.21333 | 47.7651 | 0.21188 | 0.28677 |  |  |  |  | 30 | 0.072324
7015 | L_HAYSEN1_2Y | 2 | South | YES | 0.1288 | 225 | 74 | 225 | 0 | 1.008 | CC | 1 | 0.21333 | 225 | 225 | 28.9791 | 225 |  |  | 0.21333 | 47.9998 | 0.21949 | 0.29616 |  |  |  |  | 31 | 0.072724
7016 | L_HAYSEN1_3Y | 3 | South | YES | 0.1288 | 224.6 | 74 | 224.6 | 0 | 1.008 | CC | 1 | 0.21333 | 224.6 | 224.6 | 28.9276 | 224.6 |  |  | 0.21333 | 47.9144 | 0.22708 | 0.30553 |  |  |  |  | 32 | 0.073124
7017 | L_HAYSEN1_4Y | 4 | South | YES | 0.1288 | 226.7 | 74 | 226.7 | 0 | 1.008 | CC | 1 | 0.21333 | 226.7 | 226.7 | 29.1981 | 226.7 |  |  | 0.21333 | 48.3624 | 0.23474 | 0.31499 |  |  |  |  | 33 | 0.074895
7487 | L_CANYHY8_1Y | 1 | South | YES | 0.12497 | 0 | 0 | 6 |  | 1 | Hydro | 1 | 0.20951 | 0 | 0 | 0 | 0 |  |  | 0.20951 | 0 | 0.23474 | 0.31499 |  |  |  |  | 34 | 0.076674
7810 | L_RIONOG1G1Y | 1 | South | YES | 0.12398 | 148 | 0 | 148 | 0 | 1.02 | CC | 1 | 0.20852 | 148 | 148 | 18.3493 | 148 |  |  | 0.20852 | 30.8607 | 0.23975 | 0.32102 |  |  |  |  | 35 | 0.07845
7811 | L_RIONOG1G2Y | 2 | South | YES | 0.12398 | 148 | 0 | 148 | 0 | 1.02 | CC | 1 | 0.20852 | 148 | 148 | 18.3493 | 148 |  |  | 0.20852 | 30.8607 | 0.24475 | 0.32705 |  |  |  |  | 36 | 0.080243
7812 | L_RIONOG1G3Y | 3 | South | YES | 0.12398 | 154 | 0 | 154 | 0 | 1.02 | CC | 1 | 0.20852 | 154 | 154 | 19.0932 | 154 |  |  | 0.20852 | 32.1118 | 0.24996 | 0.33333 |  |  |  |  | 37 | 0.080243
7813 | L_RIONOG1S1Y | 4 | South | YES | 0.12398 | 293 | 0 | 293 | 0 | 1.02 | CC | 1 | 0.20852 | 293 | 293 | 36.3267 | 293 |  |  | 0.20852 | 61.0959 | 0.25986 | 0.34528 |  |  |  |  | 38 | 0.081274
7605 | L_MCQUEE9_1Y | 1 | South | YES | 0.12185 | 0 | 0 | 2.4 |  | 1.025 | Hydro | 1 | 0.20639 | 0 | 0 | 0 | 0 |  |  | 0.20639 | 0 | 0.25986 | 0.34528 |  |  |  |  | 39 | 0.082306
7605 | L_MCQUEE9_1Y | 2 | South | YES | 0.12185 | 0 | 0 | 2.4 |  | 1.025 | Hydro | 1 | 0.20639 | 0 | 0 | 0 | 0 |  |  | 0.20639 | 0 | 0.25986 | 0.34528 |  |  |  |  | 40 | 0.083379
7605 | L_MCQUEE9_1Y | 3 | South | YES | 0.12185 | 0 | 0 | 2.8 |  | 1.025 | Hydro | 1 | 0.20639 | 0 | 0 | 0 | 0 |  |  | 0.20639 | 0 | 0.25986 | 0.34528 |  |  |  |  | 41 | 0.08542
7609 | L_SCHUMA8_1Y | 1 | South | YES | 0.12105 | 0 | 0 | 4 |  | 1 | Hydro | 1 | 0.20558 | 0 | 0 | 0 | 0 |  |  | 0.20558 | 0 | 0.25986 | 0.34528 |  |  |  |  | 42 | 0.08542
7800 | L_GUADGE1_1Y | 1 | South | YES | 0.11954 | 147 | 30 | 147 | 0 | 1.02 | CC | 1 | 0.20408 | 147 | 147 | 17.5725 | 147 |  |  | 0.20408 | 29.9994 | 0.26483 | 0.35115 |  |  |  |  | 43 | 0.08542
7801 | L_GUADGE1_2Y | 2 | South | YES | 0.11954 | 138 | 30 | 138 | 0 | 1.02 | CC | 1 | 0.20408 | 138 | 138 | 16.4967 | 138 |  |  | 0.20408 | 28.1627 | 0.2695 | 0.35665 |  |  |  |  | 44 | 0.08542
7802 | L_GUADGE1_3Y | 3 | South | YES | 0.11954 | 146 | 30 | 146 | 0 | 1.02 | CC | 1 | 0.20408 | 146 | 146 | 17.453 | 146 |  |  | 0.20408 | 29.7953 | 0.27443 | 0.36248 |  |  |  |  | 45 | 0.08542
7803 | L_GUADGE1_4Y | 4 | South | YES | 0.11954 | 149 | 30 | 149 | 0 | 1.02 | CC | 1 | 0.20408 | 149 | 149 | 17.8116 | 149 |  |  | 0.20408 | 30.4075 | 0.27947 | 0.36843 |  |  |  |  | 46 | 0.086317
7804 | L_GUADGE1_5Y | 5 | South | YES | 0.11954 | 182 | 30 | 182 | 0 | 1.02 | CC | 1 | 0.20408 | 182 | 182 | 21.7565 | 182 |  |  | 0.20408 | 37.1421 | 0.28562 | 0.37569 |  |  |  |  | 47 | 0.087158
7805 | L_GUADGE1_6Y | 6 | South | YES | 0.11954 | 203 | 30 | 203 | 0 | 1.02 | CC | 1 | 0.20408 | 203 | 203 | 24.2668 | 203 |  |  | 0.20408 | 41.4277 | 0.29248 | 0.38379 |  |  |  |  | 48 | 0.088049
7624 | L_LAKEWO9_1Y | 1 | South | YES | 0.11903 | 0 | 0 | 2.4 |  | 1 | Hydro | 1 | 0.20357 | 0 | 0 | 0 | 0 |  |  | 0.20357 | 0 | 0.29248 | 0.38379 |  |  |  |  | 49 | 0.088958
7624 | L_LAKEWO9_1Y | 2 | South | YES | 0.11903 | 0 | 0 | 2.4 |  | 1 | Hydro | 1 | 0.20357 | 0 | 0 | 0 | 0 |  |  | 0.20357 | 0 | 0.29248 | 0.38379 |  |  |  |  | 50 | 0.090068
7031 | L_MARSFO1G1Y | 1 | South | YES | 0.11659 | 0 | 0 | 36 |  | 1 | Hydro | 1 | 0.20112 | 0 | 0 | 0 | 0 |  |  | 0.20112 | 0 | 0.29248 | 0.38379 |  |  |  |  | 51 | 0.091306
7032 | L_MARSFO1G2Y | 2 | South | YES | 0.11659 | 0 | 0 | 35 |  | 1 | Hydro | 1 | 0.20112 | 0 | 0 | 0 | 0 |  |  | 0.20112 | 0 | 0.29248 | 0.38379 |  |  |  |  | 52 | 0.091306
7033 | L_MARSFO1G3Y | 3 | South | YES | 0.11659 | 0 | 0 | 36 |  | 1 | Hydro | 1 | 0.20112 | 0 | 0 | 0 | 0 |  |  | 0.20112 | 0 | 0.29248 | 0.38379 |  |  |  |  | 53 | 0.091306
5436 | TUTTL_WBT1G1 | 1 | South | YES | 0.1161 | 48.8 | 20 | 61 | 0 | 1.012 | GST | 1 | 0.20064 | 61 | 61 | 7.0821 | 61 |  |  | 0.20064 | 12.2388 | 0.29455 | 0.38618 |  |  |  |  | 54 | 0.091306
5438 | TUTTL_WBT3G3 | 3 | South | YES | 0.1161 | 95 | 25 | 95 | 0 | 1.012 | GST | 1 | 0.20064 | 95 | 95 | 11.0295 | 95 |  |  | 0.20064 | 19.0604 | 0.29776 | 0.38991 |  |  |  |  | 55 | 0.091306
5439 | TUTTL_WBT4G4 | 4 | South | YES | 0.1161 | 151 | 40 | 151 | 0 | 1.012 | GST | 1 | 0.20064 | 151 | 151 | 17.5311 | 151 |  |  | 0.20064 | 30.2961 | 0.30286 | 0.39583 |  |  |  |  | 56 | 0.091306
5111 | CALAVER_JTD1 | 1 | South | YES | 0.1156 | 430 | 80 | 430 | 0 | 1.0138 | LIGCO | 1 | 0.20013 | 0 | 430 | 49.7071 | 430 |  |  | 0.20013 | 86.0578 | 0.3174 | 0.41266 |  |  |  |  | 57 | 0.091637
5112 | CALAVER_JTD2 | 2 | South | YES | 0.1156 | 430 | 80 | 430 | 0 | 1.0138 | LIGCO | 1 | 0.20013 | 0 | 430 | 49.7071 | 430 |  |  | 0.20013 | 86.0578 | 0.33193 | 0.42949 |  |  |  |  | 58 | 0.092152
5396 | CALAVER_OWS1 | 1 | South | YES | 0.11545 | 418 | 80 | 418 | 0 | 1.0192 | GST | 1 | 0.19998 | 418 | 418 | 48.2564 | 418 |  |  | 0.19998 | 83.5926 | 0.34607 | 0.44583 |  |  |  |  | 59 | 0.092971
5397 | CALAVER_OWS2 | 2 | South | YES | 0.11545 | 400 | 80 | 400 | 0 | 1.0192 | GST | 1 | 0.19998 | 400 | 400 | 46.1784 | 400 |  |  | 0.19998 | 79.9929 | 0.35959 | 0.46148 |  |  |  |  | 60 | 0.095263
5026 | BRAUNIG_VHB1 | 1 | South | YES | 0.1153 | 215 | 40 | 215 | 0 | 1.0192 | GST | 1 | 0.19984 | 215 | 215 | 24.7901 | 215 |  |  | 0.19984 | 42.9655 | 0.36686 | 0.46988 |  |  |  |  | 61 | 0.097554
5027 | BRAUNIG_VHB2 | 2 | South | YES | 0.1153 | 216 | 40 | 216 | 0 | 1.0192 | GST | 1 | 0.19984 | 216 | 216 | 24.9054 | 216 |  |  | 0.19984 | 43.1653 | 0.37416 | 0.47832 |  |  |  |  | 62 | 0.099768
5028 | BRAUNIG_VHB3 | 3 | South | YES | 0.11524 | 407 | 60 | 407 | 0 | 1.0138 | GST | 1 | 0.19978 | 407 | 407 | 46.9027 | 407 |  |  | 0.19978 | 81.309 | 0.38792 | 0.49422 |  |  |  |  | 63 | 0.10189
5476 | BRA_AVR1_CT1 | 1 | South | YES | 0.11484 | 155 | 90 | 155 | 0 | 1.025 | CC | 1 | 0.19937 | 155 | 155 | 17.7994 | 155 |  |  | 0.19937 | 30.9026 | 0.39316 | 0.50026 |  |  |  |  | 64 | 0.10302
5477 | BRA_AVR1_ST | 1 | South | YES | 0.11484 | 174 | 138 | 174 | 0 | 1.025 | CC | 1 | 0.19937 | 174 | 174 | 19.9813 | 174 |  |  | 0.19937 | 34.6906 | 0.39904 | 0.50704 |  |  |  |  | 65 | 0.10416
5478 | BRA_AVR1_CT2 | 1 | South | YES | 0.11484 | 155 | 90 | 155 | 0 | 1.025 | CC | 1 | 0.19937 | 155 | 155 | 17.7994 | 155 |  |  | 0.19937 | 30.9026 | 0.40428 | 0.51309 |  |  |  |  | 66 | 0.1063
5264 | LEON_LCP3G3 | 3 | South | YES | 0.11447 | 0 | 20 | 58 |  | 1.0197 | GST | 1 | 0.19901 | 58 | 58 | 6.6393 | 58 |  |  | 0.19901 | 11.5424 | 0.40624 | 0.51534 |  |  |  |  | 67 | 0.1071
5265 | LEON_LCP4G4 | 4 | South | YES | 0.11447 | 89 | 25 | 89 | 0 | 1.0197 | GST | 1 | 0.19901 | 89 | 89 | 10.1879 | 89 |  |  | 0.19901 | 17.7117 | 0.40925 | 0.51881 |  |  |  |  | 68 | 0.108
5266 | LEON_LCPCT1 | 1 | South | YES | 0.11447 | 44 | 24 | 44 | 0 | 1.0197 | GGT | 1 | 0.19901 | 44 | 44 | 5.0367 | 44 |  |  | 0.19901 | 8.7563 | 0.41074 | 0.52052 |  |  |  |  | 69 | 0.10881
5267 | LEON_LCPCT2 | 2 | South | YES | 0.11447 | 44 | 24 | 44 | 0 | 1.0197 | GGT | 1 | 0.19901 | 44 | 44 | 5.0367 | 44 |  |  | 0.19901 | 8.7563 | 0.41222 | 0.52223 |  |  |  |  | 70 | 0.1091
5268 | LEON_LCPCT3 | 3 | South | YES | 0.11447 | 43 | 24 | 43 | 0 | 1.0197 | GGT | 1 | 0.19901 | 43 | 43 | 4.9223 | 43 |  |  | 0.19901 | 8.5573 | 0.41368 | 0.5239 |  |  |  |  | 71 | 0.10956
5269 | LEON_LCPCT4 | 4 | South | YES | 0.11447 | 45 | 24 | 45 | 0 | 1.0197 | GGT | 1 | 0.19901 | 45 | 45 | 5.1512 | 45 |  |  | 0.19901 | 8.9553 | 0.4152 | 0.52565 |  |  |  |  | 72 | 0.10978
5401 | CALAVER_JKS1 | 1 | South | YES | 0.11432 | 562 | 100 | 562 | 0 | 1.026 | LIGCO | 1 | 0.19886 | 0 | 562 | 64.2473 | 562 |  |  | 0.19886 | 111.7567 | 0.4342 | 0.54751 |  |  |  |  | 73 | 0.11001
8189 | CUECPL2A | 1 | South | YES | 0.1126 | 12 | 0 | 12 | 0 | 1.02 | Cogen | 1 | 0.19713 | 0 | 0 | 0 | 0 |  |  | 0.19713 | 0 | 0.4342 | 0.54751 |  |  |  |  | 74 | 0.11023
5903 | SANMIGUELGEN | 1 | South | YES | 0.10969 | 396.3 | 180 | 396.3 | 0 | 1.0336 | LIGCO | 1 | 0.19423 | 0 | 396.3 | 43.4713 | 396.3 |  |  | 0.19423 | 76.9731 | 0.4476 | 0.56256 |  |  |  |  | 75 | 0.11046
5890 | PEARSALLGEN1 | 1 | South | YES | 0.10236 | 19.2 | 6 | 24 | 0 | 1.0226 | GST | 1 | 0.1869 | 24 | 24 | 2.4567 | 24 |  |  | 0.1869 | 4.4856 | 0.44841 | 0.56344 |  |  |  |  | 76 | 0.11331
5891 | PEARSALLGEN2 | 1 | South | YES | 0.10236 | 19.4 | 6 | 24.3 | 0 | 1.0226 | GST | 1 | 0.1869 | 24.3 | 24.3 | 2.4874 | 24.3 |  |  | 0.1869 | 4.5417 | 0.44923 | 0.56432 |  |  |  |  | 77 | 0.11331
5892 | PEARSALLGEN3 | 1 | South | YES | 0.10236 | 19.1 | 6 | 23.9 | 0 | 1.0226 | GST | 1 | 0.1869 | 23.9 | 23.9 | 2.4465 | 23.9 |  |  | 0.1869 | 4.4669 | 0.45004 | 0.5652 |  |  |  |  | 78 | 0.11496
88198 | BEEVILLE | F | South | YES | 0.10106 | 0 | 0 | 0 | 0 | 1.02 | AVR | 1 | 0.1856 | 0 | 0 | 0 | 0 |  |  | 0.1856 | 0 | 0.45004 | 0.5652 |  |  |  |  | 79 | 0.11503
58909 | PEARSALLSCG1 | 6 | South | YES | 0.1004 | 0 | 0 | 8.4 |  | 1.027 | Diesel | 1 | 0.18493 | 8.4 | 8.4 | 0.84333 | 8.4 |  |  | 0.18493 | 1.5534 | 0.45032 | 0.5655 |  |  |  |  | 80 | 0.1151
58909 | PEARSALLSCG1 | 5 | South | YES | 0.1004 | 0 | 0 | 8.4 |  | 1.027 | Diesel | 1 | 0.18493 | 8.4 | 8.4 | 0.84333 | 8.4 |  |  | 0.18493 | 1.5534 | 0.4506 | 0.5658 |  |  |  |  | 81 | 0.11516
58909 | PEARSALLSCG1 | 2 | South | YES | 0.1004 | 0 | 0 | 8.4 |  | 1.027 | Diesel | 1 | 0.18493 | 8.4 | 8.4 | 0.84333 | 8.4 |  |  | 0.18493 | 1.5534 | 0.45089 | 0.56611 |  |  |  |  | 82 | 0.11516
58909 | PEARSALLSCG1 | 1 | South | YES | 0.1004 | 0 | 0 | 8.4 |  | 1.027 | Diesel | 1 | 0.18493 | 8.4 | 8.4 | 0.84333 | 8.4 |  |  | 0.18493 | 1.5534 | 0.45117 | 0.56641 |  |  |  |  | 83 | 0.11518
58909 | PEARSALLSCG1 | 3 | South | YES | 0.1004 | 0 | 0 | 8.4 |  | 1.027 | Diesel | 1 | 0.18493 | 8.4 | 8.4 | 0.84333 | 8.4 |  |  | 0.18493 | 1.5534 | 0.45146 | 0.56672 |  |  |  |  | 84 | 0.1152
58909 | PEARSALLSCG1 | 4 | South | YES | 0.1004 | 0 | 0 | 8.4 |  | 1.027 | Diesel | 1 | 0.18493 | 8.4 | 8.4 | 0.84333 | 8.4 |  |  | 0.18493 | 1.5534 | 0.45174 | 0.56702 |  |  |  |  | 85 | 0.11522
58919 | PEARSALLSCG2 | 4 | South | YES | 0.1004 | 0 | 0 | 8.4 |  | 1.027 | Diesel | 1 | 0.18493 | 8.4 | 8.4 | 0.84333 | 8.4 |  |  | 0.18493 | 1.5534 | 0.45202 | 0.56732 |  |  |  |  | 86 | 0.11524
58919 | PEARSALLSCG2 | 3 | South | YES | 0.1004 | 0 | 0 | 8.4 |  | 1.027 | Diesel | 1 | 0.18493 | 8.4 | 8.4 | 0.84333 | 8.4 |  |  | 0.18493 | 1.5534 | 0.45231 | 0.56763 |  |  |  |  | 87 | 0.11526
58919 | PEARSALLSCG2 | 5 | South | YES | 0.1004 | 0 | 0 | 8.4 |  | 1.027 | Diesel | 1 | 0.18493 | 8.4 | 8.4 | 0.84333 | 8.4 |  |  | 0.18493 | 1.5534 | 0.45259 | 0.56793 |  |  |  |  | 88 | 0.11528
58919 | PEARSALLSCG2 | 6 | South | YES | 0.1004 | 0 | 0 | 8.4 |  | 1.027 | Diesel | 1 | 0.18493 | 8.4 | 8.4 | 0.84333 | 8.4 |  |  | 0.18493 | 1.5534 | 0.45288 | 0.56823 |  |  |  |  | 89 | 0.1153
58919 | PEARSALLSCG2 | 2 | South | YES | 0.1004 | 0 | 0 | 8.4 |  | 1.027 | Diesel | 1 | 0.18493 | 8.4 | 8.4 | 0.84333 | 8.4 |  |  | 0.18493 | 1.5534 | 0.45316 | 0.56854 |  |  |  |  | 90 | 0.11532
58919 | PEARSALLSCG2 | 1 | South | YES | 0.1004 | 0 | 0 | 8.4 |  | 1.027 | Diesel | 1 | 0.18493 | 8.4 | 8.4 | 0.84333 | 8.4 |  |  | 0.18493 | 1.5534 | 0.45344 | 0.56884 |  |  |  |  | 91 | 0.11534
58929 | PEARSALLSCG3 | 5 | South | YES | 0.1004 | 0 | 0 | 8.4 |  | 1.027 | Diesel | 1 | 0.18493 | 8.4 | 8.4 | 0.84333 | 8.4 |  |  | 0.18493 | 1.5534 | 0.45373 | 0.56915 |  |  |  |  | 92 | 0.11536
58929 | PEARSALLSCG3 | 3 | South | YES | 0.1004 | 0 | 0 | 8.4 |  | 1.027 | Diesel | 1 | 0.18493 | 8.4 | 8.4 | 0.84333 | 8.4 |  |  | 0.18493 | 1.5534 | 0.45401 | 0.56945 |  |  |  |  | 93 | 0.11538
58929 | PEARSALLSCG3 | 6 | South | YES | 0.1004 | 0 | 0 | 8.4 |  | 1.027 | Diesel | 1 | 0.18493 | 8.4 | 8.4 | 0.84333 | 8.4 |  |  | 0.18493 | 1.5534 | 0.4543 | 0.56975 |  |  |  |  | 94 | 0.1154
58929 | PEARSALLSCG3 | 1 | South | YES | 0.1004 | 0 | 0 | 8.4 |  | 1.027 | Diesel | 1 | 0.18493 | 8.4 | 8.4 | 0.84333 | 8.4 |  |  | 0.18493 | 1.5534 | 0.45458 | 0.57006 |  |  |  |  | 95 | 0.11542
58929 | PEARSALLSCG3 | 4 | South | YES | 0.1004 | 0 | 0 | 8.4 |  | 1.027 | Diesel | 1 | 0.18493 | 8.4 | 8.4 | 0.84333 | 8.4 |  |  | 0.18493 | 1.5534 | 0.45486 | 0.57036 |  |  |  |  | 96 | 0.11544
58929 | PEARSALLSCG3 | 2 | South | YES | 0.1004 | 0 | 0 | 8.4 |  | 1.027 | Diesel | 1 | 0.18493 | 8.4 | 8.4 | 0.84333 | 8.4 |  |  | 0.18493 | 1.5534 | 0.45515 | 0.57066 |  |  |  |  | 97 | 0.11546
58949 | PEARSALLSCG4 | 1 | South | YES | 0.1004 | 0 | 0 | 8.4 |  | 1.027 | Diesel | 1 | 0.18493 | 8.4 | 8.4 | 0.84333 | 8.4 |  |  | 0.18493 | 1.5534 | 0.45543 | 0.57097 |  |  |  |  | 98 | 0.11548
58949 | PEARSALLSCG4 | 2 | South | YES | 0.1004 | 0 | 0 | 8.4 |  | 1.027 | Diesel | 1 | 0.18493 | 8.4 | 8.4 | 0.84333 | 8.4 |  |  | 0.18493 | 1.5534 | 0.45572 | 0.57127 |  |  |  |  | 99 | 0.1155
58949 | PEARSALLSCG4 | 3 | South | YES | 0.1004 | 0 | 0 | 8.4 |  | 1.027 | Diesel | 1 | 0.18493 | 8.4 | 8.4 | 0.84333 | 8.4 |  |  | 0.18493 | 1.5534 | 0.456 | 0.57158 |  |  |  |  | 100 | 0.11552
58949 | PEARSALLSCG4 | 4 | South | YES | 0.1004 | 0 | 0 | 8.4 |  | 1.027 | Diesel | 1 | 0.18493 | 8.4 | 8.4 | 0.84333 | 8.4 |  |  | 0.18493 | 1.5534 | 0.45628 | 0.57188 |  |  |  |  | 101 | 0.11554
58949 | PEARSALLSCG4 | 5 | South | YES | 0.1004 | 0 | 0 | 8.4 |  | 1.027 | Diesel | 1 | 0.18493 | 8.4 | 8.4 | 0.84333 | 8.4 |  |  | 0.18493 | 1.5534 | 0.45657 | 0.57218 |  |  |  |  | 102 | 0.11556
58949 | PEARSALLSCG4 | 6 | South | YES | 0.1004 | 0 | 0 | 8.4 |  | 1.027 | Diesel | 1 | 0.18493 | 8.4 | 8.4 | 0.84333 | 8.4 |  |  | 0.18493 | 1.5534 | 0.45685 | 0.57249 |  |  |  |  | 103 | 0.11558
8161 | COLETO0A | 1 | South | YES | 0.1002 | 633 | 200 | 633 | 0 | 1.03 | LIGCO | 1 | 0.18473 | 0 | 633 | 63.4241 | 633 |  |  | 0.18473 | 116.9356 | 0.47825 | 0.59535 |  |  |  |  | 104 | 0.1156
80080 | GWINDT11A | 2 | South | YES | 0.096714 | 0 | 0 | 41 | 0 | 1.025 | Wind | 1 | 0.18125 | 0 | 41 | 3.9653 | 41 |  |  | 0.18125 | 7.4313 | 0.47964 | 0.59681 |  |  |  |  | 105 | 0.11562
80080 | GWINDT11A | 1 | South | YES | 0.096714 | 28.2 | 0 | 94 | 0 | 1.025 | Wind | 1 | 0.18125 | 0 | 94 | 9.0911 | 94 |  |  | 0.18125 | 17.0375 | 0.48281 | 0.60014 |  |  |  |  | 106 | 0.11564
80080 | GWINDT11A | 4 | South | YES | 0.096714 | 3.8 | 0 | 19 | 0 | 1.025 | Wind | 1 | 0.18125 | 0 | 19 | 1.8376 | 19 |  |  | 0.18125 | 3.4438 | 0.48346 | 0.60081 |  |  |  |  | 107 | 0.1171
80080 | GWINDT11A | 3 | South | YES | 0.096714 | 0 | 0 | 38 | 0 | 1.025 | Wind | 1 | 0.18125 | 0 | 38 | 3.6751 | 38 |  |  | 0.18125 | 6.8875 | 0.48474 | 0.60216 |  |  |  |  | 108 | 0.11717
80081 | GWINDT21A | 2 | South | YES | 0.096714 | 7.2 | 0 | 36 | 0 | 1.025 | Wind | 1 | 0.18125 | 0 | 36 | 3.4817 | 36 |  |  | 0.18125 | 6.525 | 0.48596 | 0.60343 |  |  |  |  | 109 | 0.11732
80081 | GWINDT21A | 4 | South | YES | 0.096714 | 4.4 | 0 | 22 | 0 | 1.025 | Wind | 1 | 0.18125 | 0 | 22 | 2.1277 | 22 |  |  | 0.18125 | 3.9875 | 0.4867 | 0.60421 |  |  |  |  | 110 | 0.11735
80081 | GWINDT21A | 3 | South | YES | 0.096714 | 8.6 | 0 | 43 | 0 | 1.025 | Wind | 1 | 0.18125 | 0 | 43 | 4.1587 | 43 |  |  | 0.18125 | 7.7938 | 0.48816 | 0.60574 |  |  |  |  | 111 | 0.11742
80081 | GWINDT21A | 1 | South | YES | 0.096714 | 28.2 | 0 | 94 | 0 | 1.025 | Wind | 1 | 0.18125 | 0 | 94 | 9.0911 | 94 |  |  | 0.18125 | 17.0375 | 0.49133 | 0.60907 |  |  |  |  | 112 | 0.11747
80180 | PNSCALT11A | 1 | South | YES | 0.096714 | 43.8 | 0 | 148 | 0 | 1.025 | Wind | 1 | 0.18125 | 0 | 148 | 14.3137 | 148 |  |  | 0.18125 | 26.825 | 0.49634 | 0.61431 |  |  |  |  | 113 | 0.11751
80180 | PNSCALT11A | 2 | South | YES | 0.096714 | 10 | 0 | 50 | 0 | 1.025 | Wind | 1 | 0.18125 | 0 | 50 | 4.8357 | 50 |  |  | 0.18125 | 9.0625 | 0.49803 | 0.61609 |  |  |  |  | 114 | 0.11758
80181 | PNSCALT21A | 1 | South | YES | 0.096714 | 16.5 | 0 | 55 | 0 | 1.025 | Wind | 1 | 0.18125 | 0 | 55 | 5.3193 | 55 |  |  | 0.18125 | 9.9688 | 0.49989 | 0.61804 |  |  |  |  | 115 | 0.11774
80181 | PNSCALT21A | 2 | South | YES | 0.096714 | 10 | 0 | 50 | 0 | 1.025 | Wind | 1 | 0.18125 | 0 | 50 | 4.8357 | 50 |  |  | 0.18125 | 9.0625 | 0.50158 | 0.61981 |  |  |  |  | 116 | 0.11798
5932 | SI_RAY9 | 9 | South | YES | 0.096689 | 32 | 32 | 38 | 0 | 1.035 | CC | 1 | 0.18123 | 38 | 38 | 3.6742 | 38 |  |  | 0.18123 | 6.8866 | 0.50286 | 0.62115 |  |  |  |  | 117 | 0.11806
5933 | SI_RAY6 | 6 | South | YES | 0.096689 | 15.4 | 10 | 19.3 | 0 | 1.035 | GST | 1 | 0.18123 | 19.3 | 19.3 | 1.8661 | 19.3 |  |  | 0.18123 | 3.4976 | 0.50351 | 0.62184 |  |  |  |  | 118 | 0.11815
5935 | SI_RAY10 | 10 | South | YES | 0.096689 | 47 | 10 | 47 | 0 | 1.03 | CC | 1 | 0.18123 | 47 | 47 | 4.5444 | 47 |  |  | 0.18123 | 8.5176 | 0.5051 | 0.6235 |  |  |  |  | 119 | 0.11823
80003 | MILHWYS | F | South | YES | 0.096689 | 0 | 0 | 0 | 0 | 1.0168 | AVR | 1 | 0.18123 | 0 | 0 | 0 | 0 |  |  | 0.18123 | 0 | 0.5051 | 0.6235 |  |  |  |  | 120 | 0.11829
8936 | MVGN#1 | 1 | South | YES | 0.096654 | 216.6 | 0 | 216.6 | 0 | 1.0304 | CC | 1 | 0.18119 | 216.6 | 216.6 | 20.9353 | 216.6 |  |  | 0.18119 | 39.2458 | 0.51243 | 0.63118 |  |  |  |  | 121 | 0.11832
8937 | MVGN#2 | 2 | South | YES | 0.096654 | 216.7 | 0 | 216.7 | 0 | 1.0304 | CC | 1 | 0.18119 | 216.7 | 216.7 | 20.9449 | 216.7 |  |  | 0.18119 | 39.2639 | 0.51975 | 0.63886 |  |  |  |  | 122 | 0.1184
8938 | MVGN#3 | 3 | South | YES | 0.096654 | 250.9 | 0 | 250.9 | 0 | 1.0304 | CC | 1 | 0.18119 | 250.9 | 250.9 | 24.2505 | 250.9 |  |  | 0.18119 | 45.4606 | 0.52823 | 0.64774 |  |  |  |  | 123 | 0.1184
8981 | HECN1 | 1 | South | YES | 0.096653 | 144.8 | 0 | 144.8 | 0 | 1.0304 | CC | 1 | 0.18119 | 144.8 | 144.8 | 13.9954 | 144.8 |  |  | 0.18119 | 26.2362 | 0.53313 | 0.65287 |  |  |  |  | 124 | 0.11875
8982 | HECN2 | 2 | South | YES | 0.096653 | 144.1 | 0 | 144.1 | 0 | 1.0304 | CC | 1 | 0.18119 | 144.1 | 144.1 | 13.9277 | 144.1 |  |  | 0.18119 | 26.1094 | 0.538 | 0.65798 |  |  |  |  | 125 | 0.1191
8983 | HECN3 | 3 | South | YES | 0.096653 | 171.9 | 0 | 171.9 | 0 | 1.0304 | CC | 1 | 0.18119 | 171.9 | 171.9 | 16.6147 | 171.9 |  |  | 0.18119 | 31.1464 | 0.54381 | 0.66407 |  |  |  |  | 126 | 0.11951
8517 | CELANEBI0A | 1 | South | YES | 0.096612 | 29 | 0 | 29 | 0 | 1.02 | Cogen | 1 | 0.18115 | 0 | 0 | 0 | 0 |  |  | 0.18115 | 0 | 0.54381 | 0.66407 |  |  |  |  | 127 | 0.11975
8933 | FGNTS001 | 1 | South | YES | 0.09655 | 146.5 | 0 | 146.5 | 0 | 1.03 | CC | 1 | 0.18109 | 146.5 | 146.5 | 14.1446 | 146.5 |  |  | 0.18109 | 26.5291 | 0.54876 | 0.66926 |  |  |  |  | 128 | 0.11998
8934 | FGNTS101 | 2 | South | YES | 0.09655 | 147.9 | 0 | 147.9 | 0 | 1.03 | CC | 1 | 0.18109 | 147.9 | 147.9 | 14.2797 | 147.9 |  |  | 0.18109 | 26.7827 | 0.55376 | 0.6745 |  |  |  |  | 129 | 0.12026
8935 | FGNTS201 | 3 | South | YES | 0.09655 | 173 | 0 | 173 | 0 | 1.03 | CC | 1 | 0.18109 | 173 | 173 | 16.7032 | 173 |  |  | 0.18109 | 31.3279 | 0.55961 | 0.68062 |  |  |  |  | 130 | 0.12026
7028 | L_MARBFA1_1Y | 1 | South | YES | 0.096421 | 0 | 0 | 18 |  | 1 | Hydro | 1 | 0.18096 | 0 | 0 | 0 | 0 |  |  | 0.18096 | 0 | 0.55961 | 0.68062 |  |  |  |  | 131 | 0.12049
7029 | L_MARBFA1_2Y | 2 | South | YES | 0.096421 | 0 | 0 | 18 |  | 1 | Hydro | 1 | 0.18096 | 0 | 0 | 0 | 0 |  |  | 0.18096 | 0 | 0.55961 | 0.68062 |  |  |  |  | 132 | 0.12073
8511 | OXY_CC0A | 1 | South | YES | 0.096287 | 30.3 | 0 | 38 | 0 | 1.027 | Cogen | 1 | 0.18082 | 0 | 0 | 0 | 0 |  |  | 0.18082 | 0 | 0.55961 | 0.68062 |  |  |  |  | 133 | 0.12101
8461 | KOCH_UP0A | 1 | South | YES | 0.096282 | 38 | 0 | 38 | 0 | 1.012 | Cogen | 1 | 0.18082 | 0 | 0 | 0 | 0 |  |  | 0.18082 | 0 | 0.55961 | 0.68062 |  |  |  |  | 134 | 0.12101
8506 | VAL #1 | 1 | South | YES | 0.096198 | 20.9 | 0 | 25 | 0 | 1.0055 | Cogen | 1 | 0.18073 | 0 | 0 | 0 | 0 |  |  | 0.18073 | 0 | 0.55961 | 0.68062 |  |  |  |  | 135 | 0.12101
8507 | VAL #2 | 2 | South | YES | 0.096198 | 20.9 | 0 | 25 | 0 | 1.0055 | Cogen | 1 | 0.18073 | 0 | 0 | 0 | 0 |  |  | 0.18073 | 0 | 0.55961 | 0.68062 |  |  |  |  | 136 | 0.12101
8459 | B_DAVIS0B | MB | South | YES | 0.096158 | 0 | 50 | 339 |  | 1.03 | GSC | 1 | 0.18069 | 0 | 0 | 0 | 0 |  |  | 0.18069 | 0 | 0.55961 | 0.68062 |  |  |  |  | 137 | 0.12101
8460 | B_DAVIS0A | MB | South | YES | 0.096158 | 0 | 50 | 340 |  | 1.03 | GSC | 1 | 0.18069 | 0 | 0 | 0 | 0 |  |  | 0.18069 | 0 | 0.55961 | 0.68062 |  |  |  |  | 138 | 0.12101
80263 | B_DAVIS31A | 3 | South | YES | 0.096158 | 0 | 0 | 180 |  | 1.0366 | CC | 1 | 0.18069 | 180 | 180 | 17.3084 | 180 |  |  | 0.18069 | 32.525 | 0.5657 | 0.68698 |  |  |  |  | 139 | 0.12101
80264 | B_DAVIS41A | 4 | South | YES | 0.096158 | 0 | 0 | 180 |  | 1.0366 | CC | 1 | 0.18069 | 180 | 180 | 17.3084 | 180 |  |  | 0.18069 | 32.525 | 0.57178 | 0.69334 |  |  |  |  | 140 | 0.12101
8456 | COSW#1 | 1 | South | YES | 0.096045 | 20 | 0 | 20 | 0 | 1.027 | Cogen | 1 | 0.18058 | 0 | 0 | 0 | 0 |  |  | 0.18058 | 0 | 0.57178 | 0.69334 |  |  |  |  | 141 | 0.12101
8457 | COSW#2 | 2 | South | YES | 0.096045 | 14 | 0 | 14 | 0 | 1.027 | Cogen | 1 | 0.18058 | 0 | 0 | 0 | 0 |  |  | 0.18058 | 0 | 0.57178 | 0.69334 |  |  |  |  | 142 | 0.12128
8560 | CNOPGT1 | 1 | South | YES | 0.095998 | 148.3 | 0 | 148.3 | 0 | 1.03 | Cogen | 1 | 0.18053 | 0 | 0 | 0 | 0 |  |  | 0.18053 | 0 | 0.57178 | 0.69334 |  |  |  |  | 143 | 0.12156
8561 | CNOPGT2 | 2 | South | YES | 0.095998 | 148.6 | 0 | 148.6 | 0 | 1.03 | Cogen | 1 | 0.18053 | 0 | 0 | 0 | 0 |  |  | 0.18053 | 0 | 0.57178 | 0.69334 |  |  |  |  | 144 | 0.12156
8562 | CNOPST1 | 3 | South | YES | 0.095998 | 153 | 0 | 153 | 0 | 1.03 | Cogen | 1 | 0.18053 | 0 | 0 | 0 | 0 |  |  | 0.18053 | 0 | 0.57178 | 0.69334 |  |  |  |  | 145 | 0.12156
8442 | NBEC7 | 7 | South | YES | 0.095988 | 0 | 81 | 367 |  | 1.0298 | GST | 1 | 0.18052 | 367 | 367 | 35.2276 | 367 |  |  | 0.18052 | 66.2524 | 0.58419 | 0.7063 |  |  |  |  | 146 | 0.12156
8442 | NBEC7 | MB | South | YES | 0.095988 | 0 | 81 | 367 |  | 1.0298 | GST | 1 | 0.18052 | 0 | 0 | 0 | 0 |  |  | 0.18052 | 0 | 0.58419 | 0.7063 |  |  |  |  | 147 | 0.12156
88508 | FALFURRI | F | South | YES | 0.095943 | 0 | 0 | 0 | 0 | 1 | AVR | 1 | 0.18048 | 0 | 0 | 0 | 0 |  |  | 0.18048 | 0 | 0.58419 | 0.7063 |  |  |  |  | 148 | 0.12156
5728 | FALCONHYDRO2 | 2 | South | YES | 0.095937 | 12 | 0 | 12 | 0 | 1.0234 | Hydro | 1 | 0.18047 | 0 | 0 | 0 | 0 |  |  | 0.18047 | 0 | 0.58419 | 0.7063 |  |  |  |  | 149 | 0.12211
5729 | FALCONHYDRO3 | 3 | South | YES | 0.095937 | 11 | 0 | 11 | 0 | 1.0234 | Hydro | 1 | 0.18047 | 0 | 0 | 0 | 0 |  |  | 0.18047 | 0 | 0.58419 | 0.7063 |  |  |  |  | 150 | 0.12211
8048 | FALCONHYDRO1 | 1 | South | YES | 0.095937 | 12 | 0 | 12 | 0 | 1.0234 | Hydro | 1 | 0.18047 | 0 | 0 | 0 | 0 |  |  | 0.18047 | 0 | 0.58419 | 0.7063 |  |  |  |  | 151 | 0.12211
8173 | VICEC51A | 5 | South | YES | 0.095921 | 144 | 18 | 144 | 0 | 1.025 | CC | 1 | 0.18046 | 144 | 144 | 13.8126 | 144 |  |  | 0.18046 | 25.9859 | 0.58906 | 0.71138 |  |  |  |  | 152 | 0.12211
8174 | VICEC61A | 6 | South | YES | 0.095921 | 188 | 42 | 188 | 0 | 1.025 | CC | 1 | 0.18046 | 188 | 188 | 18.0331 | 188 |  |  | 0.18046 | 33.926 | 0.59541 | 0.71801 |  |  |  |  | 153 | 0.12211
88299 | ZAPATA | F | South | YES | 0.095352 | 0 | 0 | 0 | 0 | 1.02 | BLT | 1 | 0.17989 | 0 | 0 | 0 | 0 |  |  | 0.17989 | 0 | 0.59541 | 0.71801 |  |  |  |  | 154 | 0.12211
8926 | LGE_GT10A | 1 | South | YES | 0.09517 | 158 | 0 | 158 | 0 | 1.03 | Cogen | 1 | 0.17971 | 0 | 0 | 0 | 0 |  |  | 0.17971 | 0 | 0.59541 | 0.71801 |  |  |  |  | 155 | 0.12232
8927 | LGE_GT20A | 2 | South | YES | 0.09517 | 153 | 0 | 153 | 0 | 1.03 | Cogen | 1 | 0.17971 | 0 | 0 | 0 | 0 |  |  | 0.17971 | 0 | 0.59541 | 0.71801 |  |  |  |  | 156 | 0.1226
8928 | LGE_STG0A | 3 | South | YES | 0.09517 | 100 | 0 | 100 | 0 | 1.03 | Cogen | 1 | 0.17971 | 0 | 0 | 0 | 0 |  |  | 0.17971 | 0 | 0.59541 | 0.71801 |  |  |  |  | 157 | 0.1226
8930 | ICPGN10A | 1 | South | YES | 0.09517 | 149 | 0 | 149 | 0 | 1.03 | Cogen | 1 | 0.17971 | 0 | 0 | 0 | 0 |  |  | 0.17971 | 0 | 0.59541 | 0.71801 |  |  |  |  | 158 | 0.1226
8931 | ICPGN20A | 2 | South | YES | 0.09517 | 150 | 0 | 150 | 0 | 1.03 | Cogen | 1 | 0.17971 | 0 | 0 | 0 | 0 |  |  | 0.17971 | 0 | 0.59541 | 0.71801 |  |  |  |  | 159 | 0.1226
8932 | ICPGN30A | 3 | South | YES | 0.09517 | 127 | 0 | 127 | 0 | 1.03 | Cogen | 1 | 0.17971 | 0 | 0 | 0 | 0 |  |  | 0.17971 | 0 | 0.59541 | 0.71801 |  |  |  |  | 160 | 0.1226
80223 | REYSHR G | 1 | South | YES | 0.09517 | 12 | 0 | 12 | 0 | 1.032 | Cogen | 1 | 0.17971 | 0 | 0 | 0 | 0 |  |  | 0.17971 | 0 | 0.59541 | 0.71801 |  |  |  |  | 161 | 0.1226
8066 | DUP1V#1 | 1 | South | YES | 0.094953 | 52.3 | 0 | 73 | 0 | 1.01 | Cogen | 1 | 0.17949 | 0 | 0 | 0 | 0 |  |  | 0.17949 | 0 | 0.59541 | 0.71801 |  |  |  |  | 162 | 0.1226
5508 | RAYBURNCC9 | 1 | South | YES | 0.094891 | 47.7 | 18.2 | 47.7 | 0 | 1.0296 | CC | 1 | 0.17943 | 47.7 | 47.7 | 4.5263 | 47.7 |  |  | 0.17943 | 8.5587 | 0.59703 | 0.71968 |  |  |  |  | 163 | 0.1226
5509 | RAYBURNCC10 | 1 | South | YES | 0.094891 | 37.3 | 5.2 | 37.3 | 0 | 1.0296 | CC | 1 | 0.17943 | 37.3 | 37.3 | 3.5394 | 37.3 |  |  | 0.17943 | 6.6926 | 0.59829 | 0.72099 |  |  |  |  | 164 | 0.1226
5511 | RAYBURNCC7 | 1 | South | YES | 0.094891 | 47.5 | 18.2 | 47.5 | 0 | 1.0296 | CC | 1 | 0.17943 | 47.5 | 47.5 | 4.5073 | 47.5 |  |  | 0.17943 | 8.5228 | 0.59989 | 0.72266 |  |  |  |  | 165 | 0.1226
5512 | RAYBURNCC8 | 1 | South | YES | 0.094891 | 49.3 | 18.2 | 49.3 | 0 | 1.0296 | CC | 1 | 0.17943 | 49.3 | 49.3 | 4.6781 | 49.3 |  |  | 0.17943 | 8.8458 | 0.60156 | 0.72439 |  |  |  |  | 166 | 0.12266
80012 | LAR | F | South | YES | 0.094486 | 0 | 0 | 0 | 0 | 1.04 | DCTie | 1 | 0.17902 | 0 | 0 | 0 | 0 |  |  | 0.17902 | 0 | 0.60156 | 0.72439 |  |  |  |  | 167 | 0.12271
80265 | LARECU40A | 4 | South | YES | 0.094486 | 80 | 0 | 100 |  | 1.039 | GGT | 1 | 0.17902 | 100 | 100 | 9.4486 | 100 |  |  | 0.17902 | 17.9022 | 0.60494 | 0.72789 |  |  |  |  | 168 | 0.12277
80266 | LARECU50A | 5 | South | YES | 0.094486 | 80 | 0 | 100 |  | 1.039 | GGT | 1 | 0.17902 | 100 | 100 | 9.4486 | 100 |  |  | 0.17902 | 17.9022 | 0.60832 | 0.73139 |  |  |  |  | 169 | 0.12283
5503 | RAYBURNGEN3 | 1 | South | YES | 0.094096 | 17.6 | 6 | 22 | 0 | 1.0224 | GST | 1 | 0.17863 | 22 | 22 | 2.0701 | 22 |  |  | 0.17863 | 3.9299 | 0.60906 | 0.73216 |  |  |  |  | 170 | 0.12283
5505 | RAYBURNGEN1 | 1 | South | YES | 0.094096 | 0 | 1 | 11 |  | 1.0223 | GGT | 1 | 0.17863 | 11 | 11 | 1.0351 | 11 |  |  | 0.17863 | 1.965 | 0.60944 | 0.73254 |  |  |  |  | 171 | 0.12295
5506 | RAYBURNGEN2 | 1 | South | YES | 0.094096 | 0 | 1 | 11 |  | 1.0223 | GGT | 1 | 0.17863 | 11 | 11 | 1.0351 | 11 |  |  | 0.17863 | 1.965 | 0.60981 | 0.73293 |  |  |  |  | 172 | 0.12307
80224 | VISTRONG1 | 1 | South | YES | 0.09325 | 13.1 | 0 | 15 | 0 | 1.01 | Cogen | 1 | 0.17779 | 0 | 0 | 0 | 0 |  |  | 0.17779 | 0 | 0.60981 | 0.73293 |  |  |  |  | 173 | 0.1231
80225 | VISTRONG2 | 2 | South | YES | 0.09325 | 20.2 | 0 | 23 | 0 | 1.01 | Cogen | 1 | 0.17779 | 0 | 0 | 0 | 0 |  |  | 0.17779 | 0 | 0.60981 | 0.73293 |  |  |  |  | 174 | 0.12311
80227 | AIRCO G | 1 | South | YES | 0.09262 | 7.2 | 0 | 8 | 0 | 1.0104 | Cogen | 1 | 0.17716 | 0 | 0 | 0 | 0 |  |  | 0.17716 | 0 | 0.60981 | 0.73293 |  |  |  |  | 175 | 0.12312
8147 | UCAR #2 | 10 | South | YES | 0.092296 | 18.2 | 0 | 28 |  | 1 | Cogen | 1 | 0.17683 | 0 | 0 | 0 | 0 |  |  | 0.17683 | 0 | 0.60981 | 0.73293 |  |  |  |  | 176 | 0.12312
8148 | UCAR #1 | 2 | South | YES | 0.092296 | 6.1 | 0 | 7 | 0 | 1.009 | Cogen | 1 | 0.17683 | 0 | 0 | 0 | 0 |  |  | 0.17683 | 0 | 0.60981 | 0.73293 |  |  |  |  | 177 | 0.12312
80137 | CSDR89 | 8 | South | YES | 0.092296 | 33.9 | 0 | 39 | 0 | 1.003 | DCTie | 1 | 0.17683 | 0 | 0 | 0 | 0 |  |  | 0.17683 | 0 | 0.60981 | 0.73293 |  |  |  |  | 178 | 0.12312
80137 | CSDR89 | 9 | South | YES | 0.092296 | 15 | 0 | 15 | 0 | 1.003 | DCTie | 1 | 0.17683 | 0 | 0 | 0 | 0 |  |  | 0.17683 | 0 | 0.60981 | 0.73293 |  |  |  |  | 179 | 0.12312
80138 | CSDR7 | 7 | South | YES | 0.092296 | 6.1 | 0 | 7 | 0 | 1.014 | DCTie | 1 | 0.17683 | 0 | 0 | 0 | 0 |  |  | 0.17683 | 0 | 0.60981 | 0.73293 |  |  |  |  | 180 | 0.12312
80139 | CSDR56 | 5 | South | YES | 0.092296 | 15 | 0 | 15 |  | 1.0033 | DCTie | 1 | 0.17683 | 0 | 0 | 0 | 0 |  |  | 0.17683 | 0 | 0.60981 | 0.73293 |  |  |  |  | 181 | 0.12312
80139 | CSDR56 | 6 | South | YES | 0.092296 | 0 | 0 | 39 |  | 1.0033 | DCTie | 1 | 0.17683 | 0 | 0 | 0 | 0 |  |  | 0.17683 | 0 | 0.60981 | 0.73293 |  |  |  |  | 182 | 0.12312
80140 | CSDR11 | 11 | South | YES | 0.092296 | 33.9 | 0 | 39 | 0 | 1.03 | DCTie | 1 | 0.17683 | 0 | 0 | 0 | 0 |  |  | 0.17683 | 0 | 0.60981 | 0.73293 |  |  |  |  | 183 | 0.12312
80226 | ALCOA G | 1 | South | YES | 0.090023 | 32.3 | 5 | 48 | 0 | 1.015 | Cogen | 1 | 0.17456 | 0 | 0 | 0 | 0 |  |  | 0.17456 | 0 | 0.60981 | 0.73293 |  |  |  |  | 184 | 0.12312
8134 | FOR #1 | 1 | South | YES | 0.089322 | 54.1 | 45 | 79 | 0 | 1 | Cogen | 1 | 0.17386 | 0 | 0 | 0 | 0 |  |  | 0.17386 | 0 | 0.60981 | 0.73293 |  |  |  |  | 185 | 0.12312
8138 | FOR #2 | 2 | South | YES | 0.089322 | 63.1 | 45 | 81 | 0 | 1 | Cogen | 1 | 0.17386 | 0 | 0 | 0 | 0 |  |  | 0.17386 | 0 | 0.60981 | 0.73293 |  |  |  |  | 186 | 0.12312
8153 | FOR #3 | 3 | South | YES | 0.089322 | 63.1 | 45 | 79.9 | 0 | 1 | Cogen | 1 | 0.17386 | 0 | 0 | 0 | 0 |  |  | 0.17386 | 0 | 0.60981 | 0.73293 |  |  |  |  | 187 | 0.12312
8154 | FOR #4 | 4 | South | YES | 0.089322 | 63.1 | 60 | 80 | 0 | 1 | Cogen | 1 | 0.17386 | 0 | 0 | 0 | 0 |  |  | 0.17386 | 0 | 0.60981 | 0.73293 |  |  |  |  | 188 | 0.12312
8155 | FOR #5 | 5 | South | YES | 0.089322 | 63.1 | 60 | 78.4 | 0 | 1 | Cogen | 1 | 0.17386 | 0 | 0 | 0 | 0 |  |  | 0.17386 | 0 | 0.60981 | 0.73293 |  |  |  |  | 189 | 0.12312
8156 | FOR #6 | 6 | South | YES | 0.089322 | 24.9 | 5 | 25 | 0 | 1 | Cogen | 1 | 0.17386 | 0 | 0 | 0 | 0 |  |  | 0.17386 | 0 | 0.60981 | 0.73293 |  |  |  |  | 190 | 0.12312
8157 | FOR #7 | 7 | South | YES | 0.089322 | 28.8 | 5 | 46 | 0 | 1 | Cogen | 1 | 0.17386 | 0 | 0 | 0 | 0 |  |  | 0.17386 | 0 | 0.60981 | 0.73293 |  |  |  |  | 191 | 0.12312
80051 | FOR #8 | 8 | South | YES | 0.089322 | 28 | 28 | 28 |  | 1 | Cogen | 1 | 0.17386 | 0 | 0 | 0 | 0 |  |  | 0.17386 | 0 | 0.60981 | 0.73293 |  |  |  |  | 192 | 0.12312
80052 | FOR #9 | 9 | South | YES | 0.089322 | 29.7 | 5 | 43.6 | 0 | 1 | Cogen | 1 | 0.17386 | 0 | 0 | 0 | 0 |  |  | 0.17386 | 0 | 0.60981 | 0.73293 |  |  |  |  | 193 | 0.12312
80053 | FOR #10 | 10 | South | YES | 0.089322 | 68.4 | 45 | 75 | 0 | 1 | Cogen | 1 | 0.17386 | 0 | 0 | 0 | 0 |  |  | 0.17386 | 0 | 0.60981 | 0.73293 |  |  |  |  | 194 | 0.12312
7035 | L_WIRTZ_1G1Y | 1 | South | YES | 0.086902 | 0 | 0 | 29 |  | 1 | Hydro | 1 | 0.17144 | 0 | 0 | 0 | 0 |  |  | 0.17144 | 0 | 0.60981 | 0.73293 |  |  |  |  | 195 | 0.12312
7036 | L_WIRTZ_1G2Y | 2 | South | YES | 0.086902 | 0 | 0 | 29.7 |  | 1 | Hydro | 1 | 0.17144 | 0 | 0 | 0 | 0 |  |  | 0.17144 | 0 | 0.60981 | 0.73293 |  |  |  |  | 196 | 0.12312
7000 | L_FERGUS1_1Y | 1 | South | YES | 0.086672 | 400 | 65 | 423.3 | 0 | 1.015 | GSC | 1 | 0.17121 | 423.3 | 423.3 | 36.6883 | 423.3 |  |  | 0.17121 | 72.4725 | 0.62412 | 0.7471 |  |  |  |  | 197 | 0.12312
7026 | L_INKSDA1_1Y | 1 | South | YES | 0.069584 | 0 | 0 | 13.7 |  | 1 | Hydro | 1 | 0.15412 | 0 | 0 | 0 | 0 |  |  | 0.15412 | 0 | 0.62412 | 0.7471 |  |  |  |  | 198 | 0.12312
7022 | L_BUCHAN1_1Y | 1 | South | YES | 0.067954 | 0 | 0 | 18 |  | 1 | Hydro | 1 | 0.15249 | 0 | 0 | 0 | 0 |  |  | 0.15249 | 0 | 0.62412 | 0.7471 |  |  |  |  | 199 | 0.12312
7023 | L_BUCHAN1_2Y | 2 | South | YES | 0.067954 | 0 | 0 | 18 |  | 1 | Hydro | 1 | 0.15249 | 0 | 0 | 0 | 0 |  |  | 0.15249 | 0 | 0.62412 | 0.7471 |  |  |  |  | 200 | 0.12298
7024 | L_BUCHAN1_3Y | 3 | South | YES | 0.067954 | 0 | 0 | 15 |  | 1 | Hydro | 1 | 0.15249 | 0 | 0 | 0 | 0 |  |  | 0.15249 | 0 | 0.62412 | 0.7471 |  |  |  |  | 201 | 0.12298
8262 | ELPS | 1 | South | YES | 0.066834 | 6 | 6 | 6 | 0 | 1.15 | Hydro | 1 | 0.15137 | 0 | 0 | 0 | 0 |  |  | 0.15137 | 0 | 0.62412 | 0.7471 |  |  |  |  | 202 | 0.12298
5911 | STP_GN1___1 | 1 | Houston | YES | 0.064182 | 1333 | 1249 | 1333 | 0 | 1.0406 | Nuc | 1 | 0.14872 | 0 | 0 |  |  |  |  | 0.14872 | 0 | 0.62412 | 0.7471 |  |  |  |  | 203 | 0.12298
5912 | STP_GN2___2 | 2 | Houston | YES | 0.064182 | 1332 | 1249 | 1332 | 0 | 1.0406 | Nuc | 1 | 0.14872 | 0 | 0 |  |  |  |  | 0.14872 | 0 | 0.62412 | 0.7471 |  |  |  |  | 204 | 0.12298
48731 | CBE_GT1 | 1 | Houston | YES | 0.063615 | 76 | 0 | 76 | 0 | 1.029 | CC | 1 | 0.14815 | 76 | 76 |  |  |  |  | 0.14815 | 11.2595 | 0.62669 | 0.7493 |  |  |  |  | 205 | 0.12298
48732 | CBE_GT2 | 1 | Houston | YES | 0.063615 | 76 | 0 | 76 | 0 | 1.029 | CC | 1 | 0.14815 | 76 | 76 |  |  |  |  | 0.14815 | 11.2595 | 0.62926 | 0.7515 |  |  |  |  | 206 | 0.12298
48733 | CBE_ST12 | 1 | Houston | YES | 0.063615 | 105 | 0 | 105 | 0 | 1.029 | CC | 1 | 0.14815 | 105 | 105 |  |  |  |  | 0.14815 | 15.5559 | 0.63281 | 0.75454 |  |  |  |  | 207 | 0.12298
48734 | CBE_GT3 | 1 | Houston | YES | 0.063615 | 76 | 0 | 76 | 0 | 1.029 | CC | 1 | 0.14815 | 76 | 76 |  |  |  |  | 0.14815 | 11.2595 | 0.63537 | 0.75675 |  |  |  |  | 208 | 0.12261
48735 | CBE_GT4 | 1 | Houston | YES | 0.063615 | 76 | 0 | 76 | 0 | 1.029 | CC | 1 | 0.14815 | 76 | 76 |  |  |  |  | 0.14815 | 11.2595 | 0.63794 | 0.75895 |  |  |  |  | 209 | 0.12225
48736 | CBE_ST34 | 1 | Houston | YES | 0.063615 | 105 | 0 | 105 | 0 | 1.029 | CC | 1 | 0.14815 | 105 | 105 |  |  |  |  | 0.14815 | 15.5559 | 0.64149 | 0.76199 |  |  |  |  | 210 | 0.12174
48911 | TGF_GT1_8000 | 1 | Houston | YES | 0.060282 | 69.2 | 0 | 69.2 |  | 1.029 | Cogen | 1 | 0.14482 | 0 | 0 |  |  |  |  | 0.14482 | 0 | 0.64149 | 0.76199 |  |  |  |  | 211 | 0.12137
8032 | AMISTADHYD1 | 1 | South | YES | 0.052081 | 33 | 13 | 33 | 0 | 1.03 | Hydro | 1 | 0.13662 | 0 | 0 | 0 | 0 |  |  | 0.13662 | 0 | 0.64149 | 0.76199 |  |  |  |  | 212 | 0.121
8033 | AMISTADHYD2 | 2 | South | YES | 0.052081 | 25 | 13 | 25 | 0 | 1.03 | Hydro | 1 | 0.13662 | 0 | 0 | 0 | 0 |  |  | 0.13662 | 0 | 0.64149 | 0.76199 |  |  |  |  | 213 | 0.1205
88253 | HAMILTON | F | South | YES | 0.052081 | 0 | 0 | 0 | 0 | 1.04 | BLT | 1 | 0.13662 | 0 | 0 | 0 | 0 |  |  | 0.13662 | 0 | 0.64149 | 0.76199 |  |  |  |  | 214 | 0.1205
49851 | DOW17000 | 37 | Houston | YES | 0.050455 | 39 | 0 | 62 | 0 | 1 | Cogen | 1 | 0.13499 | 0 | 0 |  |  |  |  | 0.13499 | 0 | 0.64149 | 0.76199 |  |  |  |  | 215 | 0.1205
49858 | DOW38100 | 31 | Houston | YES | 0.050455 | 45 | 0 | 71.4 |  | 1 | Cogen | 1 | 0.13499 | 0 | 0 |  |  |  |  | 0.13499 | 0 | 0.64149 | 0.76199 |  |  |  |  | 216 | 0.1205
49859 | DOW38200 | 33 | Houston | YES | 0.050455 | 28 | 0 | 45 | 0 | 1 | Cogen | 1 | 0.13499 | 0 | 0 |  |  |  |  | 0.13499 | 0 | 0.64149 | 0.76199 |  |  |  |  | 217 | 0.1205
49860 | DOW38300 | 32 | Houston | YES | 0.050455 | 63 | 0 | 101 |  | 1 | Cogen | 1 | 0.13499 | 0 | 0 |  |  |  |  | 0.13499 | 0 | 0.64149 | 0.76199 |  |  |  |  | 218 | 0.1205
49862 | DOW39100 | 36 | Houston | YES | 0.050455 | 54 | 0 | 86 | 0 | 1 | Cogen | 1 | 0.13499 | 0 | 0 |  |  |  |  | 0.13499 | 0 | 0.64149 | 0.76199 |  |  |  |  | 219 | 0.1205
49863 | DOW39200 | 35 | Houston | YES | 0.050455 | 55 | 0 | 88 | 0 | 1 | Cogen | 1 | 0.13499 | 0 | 0 |  |  |  |  | 0.13499 | 0 | 0.64149 | 0.76199 |  |  |  |  | 220 | 0.1205
49865 | DOW41000 | 41 | Houston | YES | 0.050455 | 31 | 0 | 50 |  | 1 | Cogen | 1 | 0.13499 | 0 | 0 |  |  |  |  | 0.13499 | 0 | 0.64149 | 0.76199 |  |  |  |  | 221 | 0.1205
49866 | DOW42000 | 42 | Houston | YES | 0.050455 | 11 | 0 | 18 |  | 1 | Cogen | 1 | 0.13499 | 0 | 0 |  |  |  |  | 0.13499 | 0 | 0.64149 | 0.76199 |  |  |  |  | 222 | 0.1205
49869 | DOW49000 | 45 | Houston | YES | 0.050455 | 59 | 0 | 94 |  | 1 | Cogen | 1 | 0.13499 | 0 | 0 |  |  |  |  | 0.13499 | 0 | 0.64149 | 0.76199 |  |  |  |  | 223 | 0.1205
49870 | DOW61000 | 61 | Houston | YES | 0.050455 | 44 | 0 | 70 | 0 | 1 | Cogen | 1 | 0.13499 | 0 | 0 |  |  |  |  | 0.13499 | 0 | 0.64149 | 0.76199 |  |  |  |  | 224 | 0.1205
49871 | DOW62000 | 62 | Houston | YES | 0.050455 | 40 | 0 | 63 | 0 | 1 | Cogen | 1 | 0.13499 | 0 | 0 |  |  |  |  | 0.13499 | 0 | 0.64149 | 0.76199 |  |  |  |  | 225 | 0.1205
49872 | DOW63000 | 63 | Houston | YES | 0.050455 | 45 | 0 | 72 | 0 | 1 | Cogen | 1 | 0.13499 | 0 | 0 |  |  |  |  | 0.13499 | 0 | 0.64149 | 0.76199 |  |  |  |  | 226 | 0.1205
49873 | DOW64000 | 64 | Houston | YES | 0.050455 | 41 | 0 | 64.8 | 0 | 1 | Cogen | 1 | 0.13499 | 0 | 0 |  |  |  |  | 0.13499 | 0 | 0.64149 | 0.76199 |  |  |  |  | 227 | 0.1205
49876 | DOW65000 | 65 | Houston | YES | 0.050455 | 63 | 0 | 101 | 0 | 1 | Cogen | 1 | 0.13499 | 0 | 0 |  |  |  |  | 0.13499 | 0 | 0.64149 | 0.76199 |  |  |  |  | 228 | 0.1205
49877 | DOW66000 | 66 | Houston | YES | 0.050455 | 61 | 0 | 97 | 0 | 1 | Cogen | 1 | 0.13499 | 0 | 0 |  |  |  |  | 0.13499 | 0 | 0.64149 | 0.76199 |  |  |  |  | 229 | 0.1205
49878 | DOW67000 | 67 | Houston | YES | 0.050455 | 65 | 0 | 103 | 0 | 1 | Cogen | 1 | 0.13499 | 0 | 0 |  |  |  |  | 0.13499 | 0 | 0.64149 | 0.76199 |  |  |  |  | 230 | 0.1205
49882 | DOW81000 | 81 | Houston | YES | 0.050455 | 47 | 0 | 76 | 0 | 1 | Cogen | 1 | 0.13499 | 0 | 0 |  |  |  |  | 0.13499 | 0 | 0.64149 | 0.76199 |  |  |  |  | 231 | 0.1205
49884 | DOW82000 | 82 | Houston | YES | 0.050455 | 51 | 0 | 80 | 0 | 1 | Cogen | 1 | 0.13499 | 0 | 0 |  |  |  |  | 0.13499 | 0 | 0.64149 | 0.76199 |  |  |  |  | 232 | 0.1205
49885 | DOW83000 | 83 | Houston | YES | 0.050455 | 51 | 0 | 80 | 0 | 1 | Cogen | 1 | 0.13499 | 0 | 0 |  |  |  |  | 0.13499 | 0 | 0.64149 | 0.76199 |  |  |  |  | 233 | 0.1205
49886 | DOW84000 | 84 | Houston | YES | 0.050455 | 107 | 0 | 171 | 0 | 0.98 | Cogen | 1 | 0.13499 | 0 | 0 |  |  |  |  | 0.13499 | 0 | 0.64149 | 0.76199 |  |  |  |  | 234 | 0.1205
48520 | BSF_GT1_8070 | 1 | Houston | YES | 0.047911 | 72 | 0 | 72 | 0 | 1.0326 | Cogen | 1 | 0.13245 | 0 | 0 |  |  |  |  | 0.13245 | 0 | 0.64149 | 0.76199 |  |  |  |  | 235 | 0.1205
48520 | BSF_GT1_8070 | 2 | Houston | YES | 0.047911 | 10 | 0 | 10 | 0 | 1.0326 | Cogen | 1 | 0.13245 | 0 | 0 |  |  |  |  | 0.13245 | 0 | 0.64149 | 0.76199 |  |  |  |  | 236 | 0.1205
39760 | TNSCLP1___8 | 1 | Houston | YES | 0.045899 | 93.4 | 20 | 116.8 | 0 | 1.04 | Cogen | 1 | 0.13044 | 0 | 0 |  |  |  |  | 0.13044 | 0 | 0.64149 | 0.76199 |  |  |  |  | 237 | 0.1205
39770 | TNSCLP2___8 | 1 | Houston | YES | 0.045899 | 91.6 | 20 | 114.5 | 0 | 1.04 | Cogen | 1 | 0.13044 | 0 | 0 |  |  |  |  | 0.13044 | 0 | 0.64149 | 0.76199 |  |  |  |  | 238 | 0.1205
39775 | TNSCLP4___8 | 1 | Houston | YES | 0.045899 | 95.2 | 20 | 119 | 0 | 1.04 | Cogen | 1 | 0.13044 | 0 | 0 |  |  |  |  | 0.13044 | 0 | 0.64149 | 0.76199 |  |  |  |  | 239 | 0.1205
39790 | TNSCLP3___8 | 1 | Houston | YES | 0.045899 | 87.6 | 20 | 109.5 | 0 | 1.027 | Cogen | 1 | 0.13044 | 0 | 0 |  |  |  |  | 0.13044 | 0 | 0.64149 | 0.76199 |  |  |  |  | 240 | 0.1205
48926 | WAP_GN6_6 | 6 | Houston | YES | 0.038732 | 651 | 280 | 651 |  | 1.035 | LIGCO | 1 | 0.12327 | 0 | 651 |  |  |  |  | 0.12327 | 80.2477 | 0.6635 | 0.77768 |  |  |  |  | 241 | 0.1205
48927 | WAP_GN7_7 | 7 | Houston | YES | 0.038732 | 564 | 277 | 564 |  | 1.035 | LIGCO | 1 | 0.12327 | 0 | 564 |  |  |  |  | 0.12327 | 69.5233 | 0.68257 | 0.79127 |  |  |  |  | 242 | 0.1205
48928 | WAP_GN8_8 | 8 | Houston | YES | 0.038732 | 603 | 275 | 603 |  | 1.035 | LIGCO | 1 | 0.12327 | 0 | 603 |  |  |  |  | 0.12327 | 74.3308 | 0.70295 | 0.80581 |  |  |  |  | 243 | 0.1205
48730 | MNS_GT | 1 | Houston | YES | 0.038715 | 43 | 0 | 46.1 |  | 1.029 | Cogen | 1 | 0.12325 | 0 | 0 |  |  |  |  | 0.12325 | 0 | 0.70295 | 0.80581 |  |  |  |  | 244 | 0.11418
48521 | BVE_GT1_GT1 | 1 | Houston | YES | 0.038672 | 167.7 | 0 | 167.7 |  | 1.035 | CC | 1 | 0.12321 | 167.7 | 167.7 |  |  |  |  | 0.12321 | 20.662 | 0.70862 | 0.80985 |  |  |  |  | 245 | 0.10871
48522 | BVE_GT2_5035 | 2 | Houston | YES | 0.038672 | 166.4 | 0 | 166.4 |  | 1.035 | CC | 1 | 0.12321 | 166.4 | 166.4 |  |  |  |  | 0.12321 | 20.5019 | 0.71425 | 0.81386 |  |  |  |  | 246 | 0.10286
48523 | BVE_ST1_GN1 | 3 | Houston | YES | 0.038672 | 252.4 | 0 | 252.4 |  | 1.035 | CC | 1 | 0.12321 | 252.4 | 252.4 |  |  |  |  | 0.12321 | 31.0978 | 0.72278 | 0.81994 |  |  |  |  | 247 | 0.10286
48510 | AK_GT1__8040 | 1 | Houston | YES | 0.037632 | 33.4 | 8.1 | 34 |  | 1.029 | Cogen | 1 | 0.12217 | 0 | 0 |  |  |  |  | 0.12217 | 0 | 0.72278 | 0.81994 |  |  |  |  | 248 | 0.10123
48921 | WAP_GN1_1 | 1 | Houston | YES | 0.037522 | 132.8 | 37 | 166 | 0 | 1.0362 | GST | 1 | 0.12206 | 166 | 166 |  |  |  |  | 0.12206 | 20.2617 | 0.72839 | 0.8239 |  |  |  |  | 249 | 0.099611
48922 | WAP_GN2_2 | 2 | Houston | YES | 0.037522 | 132.8 | 37 | 166 | 0 | 1.0362 | GST | 1 | 0.12206 | 166 | 166 |  |  |  |  | 0.12206 | 20.2617 | 0.734 | 0.82786 |  |  |  |  | 250 | 0.097159
48923 | WAP_GN3_3 | 3 | Houston | YES | 0.037522 | 198.4 | 93 | 248 | 0 | 1.0362 | GST | 1 | 0.12206 | 248 | 248 |  |  |  |  | 0.12206 | 30.2705 | 0.74239 | 0.83378 |  |  |  |  | 251 | 0.097159
48924 | WAP_GN4_4 | 4 | Houston | YES | 0.037522 | 546 | 217 | 546 | 0 | 1.0362 | GSC | 1 | 0.12206 | 546 | 546 |  |  |  |  | 0.12206 | 66.6438 | 0.76085 | 0.84681 |  |  |  |  | 252 | 0.095509
48925 | WAP_GN5_5 | 5 | Houston | YES | 0.037522 | 579.1 | 278 | 654 | 0 | 0.985 | LIGCO | 1 | 0.12206 | 0 | 654 |  |  |  |  | 0.12206 | 79.8261 | 0.78295 | 0.86242 |  |  |  |  | 253 | 0.09386
48929 | WAPGT21_GT1 | B1 | Houston | YES | 0.037522 | 0 | 0 | 13 |  | 1.05 | GGT | 1 | 0.12206 | 13 | 13 |  |  |  |  | 0.12206 | 1.5868 | 0.78339 | 0.86273 |  |  |  |  | 254 | 0.091395
38580 | TNBP_CGN1_8 | 1 | Houston | YES | 0.032817 | 70.8 | 0 | 70.8 | 0 | 1.005 | Cogen | 1 | 0.11735 | 0 | 0 |  |  |  |  | 0.11735 | 0 | 0.78339 | 0.86273 |  |  |  |  | 255 | 0.085968
38590 | TNBP_CGN2_8 | 2 | Houston | YES | 0.032817 | 66.7 | 0 | 66.7 | 0 | 1.005 | Cogen | 1 | 0.11735 | 0 | 0 |  |  |  |  | 0.11735 | 0 | 0.78339 | 0.86273 |  |  |  |  | 256 | 0.079468
38600 | TNBP_CGN3_8 | 5 | Houston | YES | 0.032817 | 53 | 0 | 53 | 0 | 1.005 | Cogen | 1 | 0.11735 | 0 | 0 |  |  |  |  | 0.11735 | 0 | 0.78339 | 0.86273 |  |  |  |  | 257 | 0.079339
38611 | TNBPAMCG1_8 | 1 | Houston | YES | 0.032817 | 153.2 | 0 | 153.2 | 0 | 1.005 | Cogen | 1 | 0.11735 | 0 | 0 |  |  |  |  | 0.11735 | 0 | 0.78339 | 0.86273 |  |  |  |  | 258 | 0.079339
38612 | TNBPAMCG2_8 | 2 | Houston | YES | 0.032817 | 153.5 | 0 | 153.5 | 0 | 1.005 | Cogen | 1 | 0.11735 | 0 | 0 |  |  |  |  | 0.11735 | 0 | 0.78339 | 0.86273 |  |  |  |  | 259 | 0.079339
38613 | TNBPAMCG3_8 | 3 | Houston | YES | 0.032817 | 152.3 | 0 | 152.3 | 0 | 1.005 | Cogen | 1 | 0.11735 | 0 | 0 |  |  |  |  | 0.11735 | 0 | 0.78339 | 0.86273 |  |  |  |  | 260 | 0.079339
38614 | TNBPAMCG4_8 | 4 | Houston | YES | 0.032817 | 96 | 0 | 96 |  | 1.005 | Cogen | 1 | 0.11735 | 0 | 0 |  |  |  |  | 0.11735 | 0 | 0.78339 | 0.86273 |  |  |  |  | 261 | 0.079339
38615 | TNBPAMCG5_8 | 1 | Houston | YES | 0.032817 | 244 | 0 | 244 | 0 | 1.005 | Cogen | 1 | 0.11735 | 0 | 0 |  |  |  |  | 0.11735 | 0 | 0.78339 | 0.86273 |  |  |  |  | 262 | 0.079339
38690 | TNBP_CGN4_8 | 3 | Houston | YES | 0.032817 | 40 | 0 | 40 |  | 1.005 | Cogen | 1 | 0.11735 | 0 | 0 |  |  |  |  | 0.11735 | 0 | 0.78339 | 0.86273 |  |  |  |  | 263 | 0.079339
38711 | TNTXCTY1CG8 | 1 | Houston | YES | 0.032817 | 100.3 | 59 | 100.3 | 0 | 1 | Cogen | 1 | 0.11735 | 0 | 0 |  |  |  |  | 0.11735 | 0 | 0.78339 | 0.86273 |  |  |  |  | 264 | 0.079339
38712 | TNTXCTY2CG8 | 1 | Houston | YES | 0.032817 | 92.9 | 59 | 92.9 | 0 | 1 | Cogen | 1 | 0.11735 | 0 | 0 |  |  |  |  | 0.11735 | 0 | 0.78339 | 0.86273 |  |  |  |  | 265 | 0.079339
38713 | TNTXCTY3CG8 | 1 | Houston | YES | 0.032817 | 102.7 | 59 | 102.7 | 0 | 1 | Cogen | 1 | 0.11735 | 0 | 0 |  |  |  |  | 0.11735 | 0 | 0.78339 | 0.86273 |  |  |  |  | 266 | 0.079339
38714 | TNTXCTY4CG8 | 1 | Houston | YES | 0.032817 | 103 | 59 | 103 | 0 | 1 | Cogen | 1 | 0.11735 | 0 | 0 |  |  |  |  | 0.11735 | 0 | 0.78339 | 0.86273 |  |  |  |  | 267 | 0.079339
39470 | TNDOWCGNSG8 | 1 | Houston | YES | 0.032817 | 32 | 10 | 32 | 0 | 0.985 | Cogen | 1 | 0.11735 | 0 | 0 |  |  |  |  | 0.11735 | 0 | 0.78339 | 0.86273 |  |  |  |  | 268 | 0.079339
39480 | TNDOWCGNGG8 | 1 | Houston | YES | 0.032817 | 30 | 10 | 30 | 0 | 0.985 | Cogen | 1 | 0.11735 | 0 | 0 |  |  |  |  | 0.11735 | 0 | 0.78339 | 0.86273 |  |  |  |  | 269 | 0.079339
48772 | PHR_GN2_2 | MB | Houston | YES | 0.030826 | 0 | 72 | 459 |  | 1.0362 | GSC | 1 | 0.11536 | 0 | 0 |  |  |  |  | 0.11536 | 0 | 0.78339 | 0.86273 |  |  |  |  | 270 | 0.079339
48561 | CTL_GT2_8130 | 1 | Houston | YES | 0.029438 | 73.5 | 30.3 | 91.9 |  | 1.0362 | Cogen | 1 | 0.11397 | 0 | 0 |  |  |  |  | 0.11397 | 0 | 0.78339 | 0.86273 |  |  |  |  | 271 | 0.079339
48562 | CTL_GT3_8135 | 2 | Houston | YES | 0.029438 | 70.1 | 30.3 | 87.6 |  | 1.0362 | Cogen | 1 | 0.11397 | 0 | 0 |  |  |  |  | 0.11397 | 0 | 0.78339 | 0.86273 |  |  |  |  | 272 | 0.079339
48563 | CTL_GT4_8140 | 3 | Houston | YES | 0.029438 | 69.6 | 30.3 | 87 |  | 1.0362 | Cogen | 1 | 0.11397 | 0 | 0 |  |  |  |  | 0.11397 | 0 | 0.78339 | 0.86273 |  |  |  |  | 273 | 0.079339
48564 | CTL_GN1_8145 | 4 | Houston | YES | 0.029438 | 43.6 | 12.9 | 54.5 |  | 1.0362 | Cogen | 1 | 0.11397 | 0 | 0 |  |  |  |  | 0.11397 | 0 | 0.78339 | 0.86273 |  |  |  |  | 274 | 0.079339
48565 | CTL_GN2_8155 | 5 | Houston | YES | 0.029438 | 9.8 | 3.4 | 12.2 |  | 1.0362 | Cogen | 1 | 0.11397 | 0 | 0 |  |  |  |  | 0.11397 | 0 | 0.78339 | 0.86273 |  |  |  |  | 275 | 0.079339
48531 | BYU_GT1_8075 | 1 | Houston | YES | 0.028905 | 65 | 0 | 65 |  | 1.0362 | Cogen | 1 | 0.11344 | 0 | 0 |  |  |  |  | 0.11344 | 0 | 0.78339 | 0.86273 |  |  |  |  | 276 | 0.079339
48532 | BYU_GT2_8055 | 2 | Houston | YES | 0.028905 | 62 | 0 | 62 |  | 1.0362 | Cogen | 1 | 0.11344 | 0 | 0 |  |  |  |  | 0.11344 | 0 | 0.78339 | 0.86273 |  |  |  |  | 277 | 0.079339
48533 | BYU_GT3_8060 | 3 | Houston | YES | 0.028905 | 67 | 0 | 67 |  | 1.0362 | Cogen | 1 | 0.11344 | 0 | 0 |  |  |  |  | 0.11344 | 0 | 0.78339 | 0.86273 |  |  |  |  | 278 | 0.079339
48534 | BYU_GT4_8065 | 4 | Houston | YES | 0.028905 | 65 | 0 | 65 |  | 1.0362 | Cogen | 1 | 0.11344 | 0 | 0 |  |  |  |  | 0.11344 | 0 | 0.78339 | 0.86273 |  |  |  |  | 279 | 0.079339
48691 | GBY_73741085 | A | Houston | YES | 0.028238 | 37.6 | 20 | 47 | 0 | 1.0362 | GGT | 1 | 0.11277 | 47 | 47 |  |  |  |  | 0.11277 | 5.3004 | 0.78498 | 0.86377 |  |  |  |  | 280 | 0.079339
48691 | GBY_73741085 | B | Houston | YES | 0.028238 | 37.6 | 20 | 47 | 0 | 1.0362 | GGT | 1 | 0.11277 | 47 | 47 |  |  |  |  | 0.11277 | 5.3004 | 0.78657 | 0.86481 |  |  |  |  | 281 | 0.079339
48692 | GBY_81821075 | C | Houston | YES | 0.028238 | 37.6 | 20 | 47 | 0 | 1.0362 | GGT | 1 | 0.11277 | 47 | 47 |  |  |  |  | 0.11277 | 5.3004 | 0.78816 | 0.86584 |  |  |  |  | 282 | 0.079339
48692 | GBY_81821075 | D | Houston | YES | 0.028238 | 44 | 20 | 55 | 0 | 1.0362 | GGT | 1 | 0.11277 | 55 | 55 |  |  |  |  | 0.11277 | 6.2026 | 0.79002 | 0.86706 |  |  |  |  | 283 | 0.078786
48693 | GBY_83841065 | E | Houston | YES | 0.028238 | 45.6 | 20 | 57 | 0 | 1.0362 | GGT | 1 | 0.11277 | 57 | 57 |  |  |  |  | 0.11277 | 6.4281 | 0.79195 | 0.86831 |  |  |  |  | 284 | 0.078234
48693 | GBY_83841065 | F | Houston | YES | 0.028238 | 43.2 | 20 | 54 | 0 | 1.0362 | GGT | 1 | 0.11277 | 54 | 54 |  |  |  |  | 0.11277 | 6.0898 | 0.79377 | 0.8695 |  |  |  |  | 285 | 0.077682
48841 | SJS_GT1_GT1 | 1 | Houston | YES | 0.027905 | 62.4 | 49 | 78 | 0 | 1.0362 | Cogen | 1 | 0.11244 | 0 | 0 |  |  |  |  | 0.11244 | 0 | 0.79377 | 0.8695 |  |  |  |  | 286 | 0.077035
48842 | SJS_GT2_GT2 | 2 | Houston | YES | 0.027905 | 64.8 | 49 | 81 | 0 | 1.0362 | Cogen | 1 | 0.11244 | 0 | 0 |  |  |  |  | 0.11244 | 0 | 0.79377 | 0.8695 |  |  |  |  | 287 | 0.076365
48641 | DPEC_GT15040 | 1 | Houston | YES | 0.027645 | 163.2 | 98 | 163.2 | 0 | 1.0319 | CC | 1 | 0.11218 | 163.2 | 163.2 |  |  |  |  | 0.11218 | 18.308 | 0.79929 | 0.87308 |  |  |  |  | 288 | 0.07573
48642 | DPEC_GT25025 | 2 | Houston | YES | 0.027645 | 157.1 | 98 | 157.1 | 0 | 1.0319 | CC | 1 | 0.11218 | 157.1 | 157.1 |  |  |  |  | 0.11218 | 17.6237 | 0.8046 | 0.87653 |  |  |  |  | 289 | 0.07573
48643 | DPEC_GT35010 | 3 | Houston | YES | 0.027645 | 157.5 | 98 | 157.5 | 0 | 1.0319 | CC | 1 | 0.11218 | 157.5 | 157.5 |  |  |  |  | 0.11218 | 17.6686 | 0.80993 | 0.87998 |  |  |  |  | 290 | 0.07573
48644 | DPEC_GT45070 | 4 | Houston | YES | 0.027645 | 157 | 98 | 157 | 0 | 1.0319 | CC | 1 | 0.11218 | 157 | 157 |  |  |  |  | 0.11218 | 17.6125 | 0.81523 | 0.88343 |  |  |  |  | 291 | 0.073793
48645 | DPEC_ST55065 | 5 | Houston | YES | 0.027645 | 282 | 0 | 282 | 0 | 1.0319 | CC | 1 | 0.11218 | 282 | 282 |  |  |  |  | 0.11218 | 31.6351 | 0.82477 | 0.88961 |  |  |  |  | 292 | 0.071928
48761 | PR_GT1__9040 | 1 | Houston | YES | 0.027401 | 26 | 0 | 35 |  | 1 | Cogen | 1 | 0.11194 | 0 | 0 |  |  |  |  | 0.11194 | 0 | 0.82477 | 0.88961 |  |  |  |  | 293 | 0.070059
48855 | SRB_GT211035 | B1 | Houston | YES | 0.027152 | 0 | 0 | 18 |  | 1.014 | GGT | 1 | 0.11169 | 18 | 18 |  |  |  |  | 0.11169 | 2.0104 | 0.82537 | 0.89001 |  |  |  |  | 294 | 0.068195
48855 | SRB_GT211035 | B2 | Houston | YES | 0.027152 | 0 | 0 | 12 |  | 1.014 | GGT | 1 | 0.11169 | 12 | 12 |  |  |  |  | 0.11169 | 1.3403 | 0.82578 | 0.89027 |  |  |  |  | 295 | 0.064848
48852 | SRB_GN2_2 | 2 | Houston | YES | 0.027138 | 140.8 | 26 | 176 | 0 | 1.0217 | GST | 1 | 0.11167 | 176 | 176 |  |  |  |  | 0.11167 | 19.6547 | 0.83173 | 0.89411 |  |  |  |  | 296 | 0.064848
48851 | SRB_GN1_1 | 1 | Houston | YES | 0.027119 | 132 | 26 | 165 | 0 | 1.0217 | GST | 1 | 0.11166 | 165 | 165 |  |  |  |  | 0.11166 | 18.4231 | 0.83731 | 0.89771 |  |  |  |  | 297 | 0.064632
48551 | CAL_GT1_8045 | 1 | Houston | YES | 0.027113 | 149 | 0 | 149 | 0 | 1.0326 | Cogen | 1 | 0.11165 | 0 | 0 |  |  |  |  | 0.11165 | 0 | 0.83731 | 0.89771 |  |  |  |  | 298 | 0.064489
48552 | CAL_ST1_8000 | 2 | Houston | YES | 0.027113 | 65.1 | 0 | 65.1 | 0 | 1.0326 | Cogen | 1 | 0.11165 | 0 | 0 |  |  |  |  | 0.11165 | 0 | 0.83731 | 0.89771 |  |  |  |  | 299 | 0.062382
48853 | SRB_GN3_3 | 3 | Houston | YES | 0.027054 | 170.4 | 35 | 213 |  | 1.0326 | GST | 1 | 0.11159 | 213 | 213 |  |  |  |  | 0.11159 | 23.7687 | 0.84451 | 0.90236 |  |  |  |  | 300 | 0.060407
48845 | SOL_GT1 | 1 | Houston | YES | 0.027049 | 16.2 | 15.4 | 16.2 |  | 1.0326 | Solar | 1 | 0.11159 | 16.2 | 16.2 |  |  |  |  | 0.11159 | 1.8077 | 0.84506 | 0.90272 |  |  |  |  | 301 | 0.060407
48611 | DIB_GT1_8080 | 1 | Houston | YES | 0.027046 | 64 | 0 | 64 | 0 | 1.0326 | Cogen | 1 | 0.11158 | 0 | 0 |  |  |  |  | 0.11158 | 0 | 0.84506 | 0.90272 |  |  |  |  | 302 | 0.060407
48612 | DIB_GT2_8075 | 2 | Houston | YES | 0.027046 | 63.2 | 0 | 63.2 | 0 | 1.0326 | Cogen | 1 | 0.11158 | 0 | 0 |  |  |  |  | 0.11158 | 0 | 0.84506 | 0.90272 |  |  |  |  | 303 | 0.057854
48613 | DIB_ST1_8085 | 3 | Houston | YES | 0.027046 | 67.9 | 30 | 82.6 | 0 | 1.0326 | Cogen | 1 | 0.11158 | 0 | 0 |  |  |  |  | 0.11158 | 0 | 0.84506 | 0.90272 |  |  |  |  | 304 | 0.057659
48614 | DIB_GT3_8090 | 4 | Houston | YES | 0.027046 | 73.6 | 15 | 73.6 | 0 | 1.0326 | Cogen | 1 | 0.11158 | 0 | 0 |  |  |  |  | 0.11158 | 0 | 0.84506 | 0.90272 |  |  |  |  | 305 | 0.057659
48740 | PSG_GN2_8050 | 1 | Houston | YES | 0.027039 | 182 | 60 | 182 | 0 | 1.0326 | Cogen | 1 | 0.11158 | 0 | 0 |  |  |  |  | 0.11158 | 0 | 0.84506 | 0.90272 |  |  |  |  | 306 | 0.057659
48741 | PSG_GT2_8040 | 1 | Houston | YES | 0.027039 | 158.6 | 50 | 158.6 | 0 | 1.0326 | Cogen | 1 | 0.11158 | 0 | 0 |  |  |  |  | 0.11158 | 0 | 0.84506 | 0.90272 |  |  |  |  | 307 | 0.057659
48742 | PSG_GT3_8060 | 1 | Houston | YES | 0.027039 | 157 | 50 | 157 | 0 | 1.0326 | Cogen | 1 | 0.11158 | 0 | 0 |  |  |  |  | 0.11158 | 0 | 0.84506 | 0.90272 |  |  |  |  | 308 | 0.057659
48854 | SRB_GN4_4 | 4 | Houston | YES | 0.027039 | 182.4 | 35 | 228 | 0 | 1.0326 | GST | 1 | 0.11158 | 228 | 228 |  |  |  |  | 0.11158 | 25.4392 | 0.85276 | 0.90769 |  |  |  |  | 309 | 0.057659
48820 | SHELLG1_3015 | 1 | Houston | YES | 0.02669 | 71 | 34.5 | 71 |  | 1.029 | Cogen | 1 | 0.11123 | 0 | 0 |  |  |  |  | 0.11123 | 0 | 0.85276 | 0.90769 |  |  |  |  | 310 | 0.057659
48821 | SHELLG2 | 2 | Houston | YES | 0.02669 | 72 | 34.5 | 72 |  | 1.029 | Cogen | 1 | 0.11123 | 0 | 0 |  |  |  |  | 0.11123 | 0 | 0.85276 | 0.90769 |  |  |  |  | 311 | 0.057659
48822 | SHELLG3_3020 | 1 | Houston | YES | 0.02669 | 39 | 0 | 39 |  | 1.029 | Cogen | 1 | 0.11123 | 0 | 0 |  |  |  |  | 0.11123 | 0 | 0.85276 | 0.90769 |  |  |  |  | 312 | 0.054926
48822 | SHELLG3_3020 | 2 | Houston | YES | 0.02669 | 30 | 0 | 30 |  | 1.029 | Cogen | 1 | 0.11123 | 0 | 0 |  |  |  |  | 0.11123 | 0 | 0.85276 | 0.90769 |  |  |  |  | 313 | 0.054926
48500 | APD_GT1_8005 | 1 | Houston | YES | 0.026211 | 137.6 | 54.6 | 137.6 | 0 | 1.0362 | Cogen | 1 | 0.11075 | 0 | 0 |  |  |  |  | 0.11075 | 0 | 0.85276 | 0.90769 |  |  |  |  | 314 | 0.054926
48511 | LPE_GT1_8070 | 1 | Houston | YES | 0.026097 | 42 | 0 | 42 | 0 | 1.0362 | GGT | 1 | 0.11063 | 42 | 42 |  |  |  |  | 0.11063 | 4.6466 | 0.85418 | 0.9086 |  |  |  |  | 315 | 0.054926
48512 | LPE_GT2_8075 | 2 | Houston | YES | 0.026097 | 42 | 0 | 42 | 0 | 1.0362 | GGT | 1 | 0.11063 | 42 | 42 |  |  |  |  | 0.11063 | 4.6466 | 0.8556 | 0.90951 |  |  |  |  | 316 | 0.054926
48513 | LPE_GT3_8080 | 3 | Houston | YES | 0.026097 | 39 | 0 | 39 | 0 | 1.0362 | GGT | 1 | 0.11063 | 39 | 39 |  |  |  |  | 0.11063 | 4.3147 | 0.85692 | 0.91035 |  |  |  |  | 317 | 0.054926
48514 | LPE_GT4_8085 | 4 | Houston | YES | 0.026097 | 39 | 0 | 39 | 0 | 1.0362 | GGT | 1 | 0.11063 | 39 | 39 |  |  |  |  | 0.11063 | 4.3147 | 0.85824 | 0.9112 |  |  |  |  | 318 | 0.054415
48593 | CHE_GT1_8015 | 1 | Houston | YES | 0.026027 | 173 | 50 | 173 | 0 | 1.0362 | Cogen | 1 | 0.11056 | 0 | 0 |  |  |  |  | 0.11056 | 0 | 0.85824 | 0.9112 |  |  |  |  | 319 | 0.053903
48594 | CHE_GN4_8025 | 4 | Houston | YES | 0.026027 | 142 | 60 | 142 | 0 | 1.0362 | Cogen | 1 | 0.11056 | 0 | 0 |  |  |  |  | 0.11056 | 0 | 0.85824 | 0.9112 |  |  |  |  | 320 | 0.053429
48873 | THW_ST3_ST_3 | 3 | Houston | YES | 0.025321 | 107 | 19 | 107 | 0 | 1.0435 | CC | 1 | 0.10986 | 107 | 107 |  |  |  |  | 0.10986 | 11.7547 | 0.86186 | 0.91349 |  |  |  |  | 321 | 0.052954
48874 | THW_ST4_ST_4 | 4 | Houston | YES | 0.025321 | 108 | 19 | 108 | 0 | 1.0435 | CC | 1 | 0.10986 | 108 | 108 |  |  |  |  | 0.10986 | 11.8646 | 0.86551 | 0.91581 |  |  |  |  | 322 | 0.052954
48875 | THW_3132 | A | Houston | YES | 0.025321 | 55 | 5 | 55 | 0 | 1.0435 | CC | 1 | 0.10986 | 55 | 55 |  |  |  |  | 0.10986 | 6.0422 | 0.86737 | 0.917 |  |  |  |  | 323 | 0.052954
48875 | THW_3132 | B | Houston | YES | 0.025321 | 53 | 5 | 53 | 0 | 1.0435 | CC | 1 | 0.10986 | 53 | 53 |  |  |  |  | 0.10986 | 5.8224 | 0.86916 | 0.91813 |  |  |  |  | 324 | 0.051635
48877 | THW_3334 | C | Houston | YES | 0.025321 | 55 | 5 | 55 | 0 | 1.0435 | CC | 1 | 0.10986 | 55 | 55 |  |  |  |  | 0.10986 | 6.0422 | 0.87102 | 0.91931 |  |  |  |  | 325 | 0.050304
48877 | THW_3334 | D | Houston | YES | 0.025321 | 57 | 5 | 57 | 0 | 1.0435 | CC | 1 | 0.10986 | 57 | 57 |  |  |  |  | 0.10986 | 6.2619 | 0.87295 | 0.92054 |  |  |  |  | 326 | 0.049626
48879 | THW_4142 | E | Houston | YES | 0.025321 | 56 | 5 | 56 | 0 | 1.0435 | CC | 1 | 0.10986 | 56 | 56 |  |  |  |  | 0.10986 | 6.152 | 0.87484 | 0.92174 |  |  |  |  | 327 | 0.048973
48879 | THW_4142 | F | Houston | YES | 0.025321 | 55 | 5 | 55 | 0 | 1.0435 | CC | 1 | 0.10986 | 55 | 55 |  |  |  |  | 0.10986 | 6.0422 | 0.8767 | 0.92292 |  |  |  |  | 328 | 0.048295
48881 | THW_4344 | G | Houston | YES | 0.025321 | 58 | 5 | 58 | 0 | 1.0435 | CC | 1 | 0.10986 | 58 | 58 |  |  |  |  | 0.10986 | 6.3717 | 0.87866 | 0.92417 |  |  |  |  | 329 | 0.047593
48881 | THW_4344 | H | Houston | YES | 0.025321 | 58 | 5 | 58 | 0 | 1.0435 | CC | 1 | 0.10986 | 58 | 58 |  |  |  |  | 0.10986 | 6.3717 | 0.88062 | 0.92542 |  |  |  |  | 330 | 0.046903
48582 | CBY_GN2_2 | 2 | Houston | YES | 0.024735 | 596.8 | 110 | 746 | 0 | 1.0435 | GSC | 1 | 0.10927 | 746 | 746 |  |  |  |  | 0.10927 | 81.5164 | 0.90584 | 0.94136 |  |  |  |  | 331 | 0.046225
48883 | THW_GT1_GT_1 | B2 | Houston | YES | 0.024454 | 0 | 0 | 12 |  | 1.043 | GGT | 1 | 0.10899 | 12 | 12 |  |  |  |  | 0.10899 | 1.3079 | 0.90625 | 0.94161 |  |  |  |  | 332 | 0.04551
49803 | EXN_15GT | 1 | Houston | YES | 0.024348 | 33 | 8.3 | 34 |  | 1.0326 | Cogen | 1 | 0.10888 | 0 | 0 |  |  |  |  | 0.10888 | 0 | 0.90625 | 0.94161 |  |  |  |  | 333 | 0.044795
49804 | EXN_16GT | 2 | Houston | YES | 0.024348 | 32 | 8.3 | 34.7 |  | 1.0326 | Cogen | 1 | 0.10888 | 0 | 0 |  |  |  |  | 0.10888 | 0 | 0.90625 | 0.94161 |  |  |  |  | 334 | 0.035515
49805 | EXN_17GT | 3 | Houston | YES | 0.024348 | 31 | 8.3 | 32.7 |  | 1.0326 | Cogen | 1 | 0.10888 | 0 | 0 |  |  |  |  | 0.10888 | 0 | 0.90625 | 0.94161 |  |  |  |  | 335 | 0.035365
49826 | EXN938GT | 5 | Houston | YES | 0.024348 | 43 | 9.2 | 45.9 |  | 1.0326 | Cogen | 1 | 0.10888 | 0 | 0 |  |  |  |  | 0.10888 | 0 | 0.90625 | 0.94161 |  |  |  |  | 336 | 0.035365
49828 | EXN941GT | 10 | Houston | YES | 0.024348 | 17.7 | 5.4 | 17.7 | 0 | 1.0326 | Cogen | 1 | 0.10888 | 0 | 0 |  |  |  |  | 0.10888 | 0 | 0.90625 | 0.94161 |  |  |  |  | 337 | 0.035365
49829 | EXN942GT | 11 | Houston | YES | 0.024348 | 20 | 5.4 | 20.4 | 0 | 1.0326 | Cogen | 1 | 0.10888 | 0 | 0 |  |  |  |  | 0.10888 | 0 | 0.90625 | 0.94161 |  |  |  |  | 338 | 0.035365
49830 | EXN943GT | 12 | Houston | YES | 0.024348 | 19 | 5.4 | 19.9 | 0 | 1.0326 | Cogen | 1 | 0.10888 | 0 | 0 |  |  |  |  | 0.10888 | 0 | 0.90625 | 0.94161 |  |  |  |  | 339 | 0.035365
49831 | EXN944GT | 13 | Houston | YES | 0.024348 | 33 | 5.4 | 35 | 0 | 1.0326 | Cogen | 1 | 0.10888 | 0 | 0 |  |  |  |  | 0.10888 | 0 | 0.90625 | 0.94161 |  |  |  |  | 340 | 0.035365
49832 | EXN945GT | 9 | Houston | YES | 0.024348 | 18.5 | 9.2 | 18.5 |  | 1.0326 | Cogen | 1 | 0.10888 | 0 | 0 |  |  |  |  | 0.10888 | 0 | 0.90625 | 0.94161 |  |  |  |  | 341 | 0.035365
49837 | EXN_GT | 4 | Houston | YES | 0.024348 | 81 | 21.3 | 85.4 |  | 1.0326 | Cogen | 1 | 0.10888 | 0 | 0 |  |  |  |  | 0.10888 | 0 | 0.90625 | 0.94161 |  |  |  |  | 342 | 0.035365
49838 | EXN_14GT | 14 | Houston | YES | 0.024348 | 140 | 0 | 148 |  | 1.0326 | Cogen | 1 | 0.10888 | 0 | 0 |  |  |  |  | 0.10888 | 0 | 0.90625 | 0.94161 |  |  |  |  | 343 | 0.035365
48651 | EP_1_2 | 1 | Houston | YES | 0.023974 | 4 | 0 | 5 | 0 | 1.0362 | Cogen | 1 | 0.10851 | 0 | 0 |  |  |  |  | 0.10851 | 0 | 0.90625 | 0.94161 |  |  |  |  | 344 | 0.035365
48651 | EP_1_2 | 2 | Houston | YES | 0.023974 | 17.7 | 10 | 21 | 0 | 1.0362 | Cogen | 1 | 0.10851 | 0 | 0 |  |  |  |  | 0.10851 | 0 | 0.90625 | 0.94161 |  |  |  |  | 345 | 0.035365
48940 | WARVUE_GT1 | G1 | Houston | YES | 0.023962 | 15 | 0 | 15 |  | 1.021 | Cogen | 1 | 0.1085 | 0 | 0 |  |  |  |  | 0.1085 | 0 | 0.90625 | 0.94161 |  |  |  |  | 346 | 0.035365
48581 | CBY_GN1_1 | 1 | Houston | YES | 0.023948 | 595.2 | 108 | 744 | 0 | 1.0435 | GSC | 1 | 0.10848 | 744 | 744 |  |  |  |  | 0.10848 | 80.7123 | 0.9314 | 0.95739 |  |  |  |  | 347 | 0.035365
48791 | PSA_GT1_8160 | 1 | Houston | YES | 0.023937 | 52 | 20.8 | 65 | 0 | 1.0362 | Cogen | 1 | 0.10847 | 0 | 0 |  |  |  |  | 0.10847 | 0 | 0.9314 | 0.95739 |  |  |  |  | 348 | 0.035365
48792 | PSA_GT2_8155 | 2 | Houston | YES | 0.023937 | 52.8 | 20.3 | 66 | 0 | 1.0362 | Cogen | 1 | 0.10847 | 0 | 0 |  |  |  |  | 0.10847 | 0 | 0.9314 | 0.95739 |  |  |  |  | 349 | 0.035365
48793 | PSA_GT3_8150 | 3 | Houston | YES | 0.023937 | 56 | 20.3 | 70 | 0 | 1.0362 | Cogen | 1 | 0.10847 | 0 | 0 |  |  |  |  | 0.10847 | 0 | 0.9314 | 0.95739 |  |  |  |  | 350 | 0.025996
48794 | PSA_GT4_8145 | 4 | Houston | YES | 0.023937 | 52.8 | 20.3 | 66 | 0 | 1.0362 | Cogen | 1 | 0.10847 | 0 | 0 |  |  |  |  | 0.10847 | 0 | 0.9314 | 0.95739 |  |  |  |  | 351 | 0.025996
48795 | PSA_GT5_8140 | 5 | Houston | YES | 0.023937 | 51.2 | 20.3 | 64 | 0 | 1.0362 | Cogen | 1 | 0.10847 | 0 | 0 |  |  |  |  | 0.10847 | 0 | 0.9314 | 0.95739 |  |  |  |  | 352 | 0.025996
48796 | PSA_GN1_8165 | 1 | Houston | YES | 0.023937 | 83.2 | 43.1 | 104 | 0 | 1.0362 | Cogen | 1 | 0.10847 | 0 | 0 |  |  |  |  | 0.10847 | 0 | 0.9314 | 0.95739 |  |  |  |  | 353 | 0.025996
48797 | PSA_GT6_8135 | 6 | Houston | YES | 0.023937 | 47.2 | 34.5 | 59 | 0 | 1.0362 | Cogen | 1 | 0.10847 | 0 | 0 |  |  |  |  | 0.10847 | 0 | 0.9314 | 0.95739 |  |  |  |  | 354 | 0.025996
48815 | CVC_GT4_8005 | 4 | Houston | YES | 0.02373 | 165 | 91.8 | 165 |  | 1.0362 | Cogen | 1 | 0.10827 | 0 | 0 |  |  |  |  | 0.10827 | 0 | 0.9314 | 0.95739 |  |  |  |  | 355 | 0.025996
48583 | CBY_GT4_1 | 1 | Houston | YES | 0.023616 | 172 | 0 | 172 | 0 | 1.027 | GSC | 1 | 0.10815 | 172 | 172 |  |  |  |  | 0.10815 | 18.6022 | 0.93721 | 0.96103 |  |  |  |  | 356 | 0.025996
48584 | CBY_GT4_2 | 2 | Houston | YES | 0.023616 | 172 | 0 | 172 | 0 | 1.027 | CC | 1 | 0.10815 | 172 | 172 |  |  |  |  | 0.10815 | 18.6022 | 0.94303 | 0.96467 |  |  |  |  | 357 | 0.025996
48585 | CBY_ST4_1 | 3 | Houston | YES | 0.023616 | 172 | 0 | 172 | 0 | 1.027 | CC | 1 | 0.10815 | 172 | 172 |  |  |  |  | 0.10815 | 18.6022 | 0.94884 | 0.96831 |  |  |  |  | 358 | 0.025996
48595 | BTE_GT2_8075 | 1 | Houston | YES | 0.022965 | 162.8 | 130 | 162.8 | 0 | 1.0261 | CC | 1 | 0.1075 | 162.8 | 162.8 |  |  |  |  | 0.1075 | 17.5012 | 0.95434 | 0.97173 |  |  |  |  | 359 | 0.023819
48596 | BTE_GT3_8045 | 2 | Houston | YES | 0.022965 | 161.4 | 130 | 161.4 | 0 | 1.0261 | CC | 1 | 0.1075 | 161.4 | 161.4 |  |  |  |  | 0.1075 | 17.3507 | 0.9598 | 0.97512 |  |  |  |  | 360 | 0.021642
48597 | BTE_GT4_8055 | 3 | Houston | YES | 0.022965 | 158.9 | 130 | 158.9 | 0 | 1.0261 | CC | 1 | 0.1075 | 158.9 | 158.9 |  |  |  |  | 0.1075 | 17.082 | 0.96517 | 0.97846 |  |  |  |  | 361 | 0.019465
48598 | BTE_ST1_8070 | 4 | Houston | YES | 0.022965 | 269.2 | 60 | 269.2 | 0 | 1.0261 | CC | 1 | 0.1075 | 269.2 | 269.2 |  |  |  |  | 0.1075 | 28.9394 | 0.97427 | 0.98412 |  |  |  |  | 362 | 0.017383
48690 | GBY_GN5_5 | 5 | Houston | YES | 0.02276 | 318.4 | 81 | 398 |  | 1.0362 | GSC | 1 | 0.1073 | 398 | 398 |  |  |  |  | 0.1073 | 42.7039 | 0.98773 | 0.99247 |  |  |  |  | 363 | 0.01532
48885 | THW_5152 | A | Houston | YES | 0.022477 | 46.4 | 5 | 58 |  | 1.0319 | GGT | 1 | 0.10701 | 58 | 58 |  |  |  |  | 0.10701 | 6.2068 | 0.98969 | 0.99368 |  |  |  |  | 364 | 0.013288
48885 | THW_5152 | B | Houston | YES | 0.022477 | 47.2 | 5 | 59 |  | 1.0319 | GGT | 1 | 0.10701 | 59 | 59 |  |  |  |  | 0.10701 | 6.3138 | 0.99168 | 0.99492 |  |  |  |  | 365 | 0.0098462
48886 | THW_5354 | C | Houston | YES | 0.022477 | 45.6 | 5 | 57 |  | 1.0319 | GGT | 1 | 0.10701 | 57 | 57 |  |  |  |  | 0.10701 | 6.0998 | 0.99361 | 0.99611 |  |  |  |  | 366 | 0.0047416
48886 | THW_5354 | D | Houston | YES | 0.022477 | 46.4 | 5 | 58 |  | 1.0319 | GGT | 1 | 0.10701 | 58 | 58 |  |  |  |  | 0.10701 | 6.2068 | 0.99557 | 0.99732 |  |  |  |  | 367 | 0.0039946
48887 | THW_5556 | E | Houston | YES | 0.022477 | 47.2 | 5 | 59 |  | 1.0319 | GGT | 1 | 0.10701 | 59 | 59 |  |  |  |  | 0.10701 | 6.3138 | 0.99757 | 0.99856 |  |  |  |  | 368 | 0.0032346
48887 | THW_5556 | F | Houston | YES | 0.022477 | 45.6 | 5 | 57 |  | 1.0319 | GGT | 1 | 0.10701 | 57 | 57 |  |  |  |  | 0.10701 | 6.0998 | 0.99949 | 0.99975 |  |  |  |  | 369 | 0.0025004
48591 | CHE_GT2_5030 | 2 | Houston | YES | 0.018501 | 173 | 50 | 173 | 0 | 1.029 | Cogen | 1 | 0.10304 | 0 | 0 |  |  |  |  | 0.10304 | 0 | 0.99949 | 0.99975 |  |  |  |  | 370 | 0.0017533
48811 | CVC_GT3_5045 | 3 | Houston | YES | 0.018501 | 156 | 91.8 | 156 | 0 | 1.029 | Cogen | 1 | 0.10304 | 0 | 0 |  |  |  |  | 0.10304 | 0 | 0.99949 | 0.99975 |  |  |  |  | 371 | 0.00099334
48812 | CVC_GT2_5020 | 2 | Houston | YES | 0.018501 | 158 | 91.8 | 158 | 0 | 1.029 | Cogen | 1 | 0.10304 | 0 | 0 |  |  |  |  | 0.10304 | 0 | 0.99949 | 0.99975 |  |  |  |  | 372 | 0.00025914
48813 | CVC_GT1_5035 | 1 | Houston | YES | 0.018501 | 160 | 91.8 | 160 | 0 | 1.029 | Cogen | 1 | 0.10304 | 0 | 0 |  |  |  |  | 0.10304 | 0 | 0.99949 | 0.99975 |  |  |  |  | 373 | 0.00025914
48814 | CVC_ST5_5040 | 1 | Houston | YES | 0.018501 | 162 | 91.8 | 162 | 0 | 1.029 | Cogen | 1 | 0.10304 | 0 | 0 |  |  |  |  | 0.10304 | 0 | 0.99949 | 0.99975 |  |  |  |  | 374 | 0.00025914
5934 | SI_RAY5 | 5 | South | YES | 0 | 0 | 10 | 15 |  | 1.035 | GST | 1 | 0.084536 | 15 | 15 | 0 | 15 |  |  | 0.084536 | 1.268 | 1 | 1 |  |  |  |  | 375 | 0.00025914
8139 | JOS #1 | MB | South | YES | 0 | 0 | 45 | 255 |  | 1.02 | GST | 1 | 0.084536 | 0 | 0 | 0 | 0 |  |  | 0.084536 | 0 | 1 | 1 |  |  |  |  | 376 | 0.00025914
8285 | LAR #1 | MB | South | YES | 0 | 0 | 9 | 32 |  | 1.0497 | GST | 1 | 0.084536 | 0 | 0 | 0 | 0 |  |  | 0.084536 | 0 | 1 | 1 |  |  |  |  | 377 | 0.00025914
8287 | LAR #2 | MB | South | YES | 0 | 0 | 9 | 32 |  | 1.04 | GST | 1 | 0.084536 | 0 | 0 | 0 | 0 |  |  | 0.084536 | 0 | 1 | 1 |  |  |  |  | 378 | 0
8288 | LAR #3 | MB | South | YES | 0 | 0 | 25 | 105 |  | 1.04 | GST | 1 | 0.084536 | 0 | 0 | 0 | 0 |  |  | 0.084536 | 0 | 1 | 1 |  |  |  |  | 379 | 0
8388 | BATES0A | MB | South | YES | 0 | 0 | 21 | 71 |  | 1.033 | GST | 1 | 0.084536 | 0 | 0 | 0 | 0 |  |  | 0.084536 | 0 | 1 | 1 |  |  |  |  | 380 | 0
8393 | BATES0B | MB | South | YES | 0 | 0 | 25 | 110 |  | 1.03 | GST | 1 | 0.084536 | 0 | 0 | 0 | 0 |  |  | 0.084536 | 0 | 1 | 1 |  |  |  |  | 381 | 0
8437 | NUECES_B0C | MB | South | YES | 0 | 0 | 7 | 30 |  | 1.03 | GST | 1 | 0.084536 | 0 | 0 | 0 | 0 |  |  | 0.084536 | 0 | 1 | 1 |  |  |  |  | 382 | 0
8438 | NUECES_B0B | MB | South | YES | 0 | 0 | 26 | 169 |  | 1.03 | GST | 1 | 0.084536 | 0 | 0 | 0 | 0 |  |  | 0.084536 | 0 | 1 | 1 |  |  |  |  | 383 | 0
39190 | TNSLCGN1__8 | 1 | Houston | YES | 0 | 0 | 10 | 30 |  | 1.03 | Cogen | 1 | 0.084536 | 0 | 0 |  |  |  |  | 0.084536 | 0 | 1 | 1 |  |  |  |  | 384 | 0
32883 | BRYN_DNSBY3 | 1 | North | YES | -0.017214 | 0 | 2 | 48 |  | 1.015 | GST | -1 | 0.13953 | 48 | 48 |  |  | -0.82627 | 48 | -0.13953 | -6.6975 | [6 empty] | 385 | 0
32884 | BRYN_DNSBY13 | 1 | North | YES | -0.017214 | 46 | 2 | 46 | 0 | 1.015 | GST | -1 | 0.13953 | 46 | 46 |  |  | -0.79184 | 46 | -0.13953 | -6.4185 | [6 empty] | 386 | 0
32892 | BRYN_DNSBY14 | 1 | North | YES | -0.017214 | 84 | 25 | 105 | 0 | 1.035 | GST | -1 | 0.13953 | 105 | 105 |  |  | -1.8075 | 105 | -0.13953 | -14.6508 | [6 empty] | 387 | 0
48671 | FTR_GT1_5105 | 1 | North | YES | -0.017457 | 154.2 | 0 | 154.2 | 0 | 1.0319 | CC | -1 | 0.13977 | 154.2 | 154.2 |  |  | -2.6919 | 154.2 | -0.13977 | -21.5533 | [6 empty] | 388 | 0
48672 | FTR_GT2_5110 | 2 | North | YES | -0.017457 | 159 | 0 | 159 | 0 | 1.0319 | CC | -1 | 0.13977 | 159 | 159 |  |  | -2.7757 | 159 | -0.13977 | -22.2242 | [6 empty] | 389 | 0
48673 | FTR_GT3_5085 | 3 | North | YES | -0.017457 | 158 | 0 | 158 | 0 | 1.0319 | CC | -1 | 0.13977 | 158 | 158 |  |  | -2.7582 | 158 | -0.13977 | -22.0844 | [6 empty] | 390 | 0
48674 | FTR_CN4_5095 | 4 | North | YES | -0.017457 | 380 | 0 | 380 | 0 | 1.0319 | CC | -1 | 0.13977 | 380 | 380 |  |  | -6.6337 | 380 | -0.13977 | -53.1144
32886 | BRYN_ATKINS3 | MB | North | YES | -0.019662 | 0 | 5 | 12 |  | 1 | GST | -1 | 0.14198 | 0 | 0 |  |  | 0 | 0 | -0.14198 | 0
32887 | BRYN_ATKINS6 | MB | North | YES | -0.019662 | 0 | 12 | 51 |  | 1.028 | GST | -1 | 0.14198 | 0 | 0 |  |  | 0 | 0 | -0.14198 | 0
32888 | BRYN_ATKINS7 | 1 | North | YES | -0.019662 | 13.6 | 4 | 17 |  | 1.028 | GGT | -1 | 0.14198 | 17 | 17 |  |  | -0.33425 | 17 | -0.14198 | -2.4137
32890 | BRYN_ATKINS4 | MB | North | YES | -0.019662 | 0 | 5 | 22 |  | 1.031 | GST | -1 | 0.14198 | 0 | 0 |  |  | 0 | 0 | -0.14198 | 0
32891 | BRYN_ATKINS5 | MB | North | YES | -0.019662 | 0 | 5 | 25 |  | 1.031 | GST | -1 | 0.14198 | 0 | 0 |  |  | 0 | 0 | -0.14198 | 0
32798 | BRYN_TAMUGEN | 1 | North | YES | -0.019784 | 32 | 0 | 32 |  | 1.02 | GST | -1 | 0.1421 | 32 | 32 |  |  | -0.63309 | 32 | -0.1421 | -4.5473
990 | GIBN_CREK_G1 | 1 | North | YES | -0.02437 | 463 | 200 | 463 | 0 | 1.0275 | LIGCO | -1 | 0.14669 | 0 | 463 |  |  | 0 | 0 | -0.14669 | 0
39960 | TNTNPONE_18 | 1 | North | YES | -0.047658 | 152.3 | 30 | 152.3 |  | 1.04 | LIGCO | -1 | 0.16998 | 0 | 152.3 |  |  | 0 | 0 | -0.16998 | 0
39970 | TNTNPONE_28 | 1 | North | YES | -0.047658 | 153 | 30 | 153 |  | 1.04 | LIGCO | -1 | 0.16998 | 0 | 153 |  |  | 0 | 0 | -0.16998 | 0
60202 | FRNDDRCS | F | West | YES | -0.048636 | 0 | 0 | 0 | 0 | 0.9985 | AVR | -1 | 0.17095 | 0 | 0 |  |  |  |  | -0.17095 | 0
48721 | LEG_1___1 | 1 | North | YES | -0.057516 | 827 | 357 | 827 | 0 | 1.0348 | LIGCO | -1 | 0.17983 | 0 | 827 |  |  | 0 | 0 | -0.17983 | 0
48722 | LEG_2___2 | 2 | North | YES | -0.057516 | 819 | 357 | 819 | 0 | 1.0348 | LIGCO | -1 | 0.17983 | 0 | 819 |  |  | 0 | 0 | -0.17983 | 0
60018 | DSKY1 | 1 | West | YES | -0.060944 | 21 | 0 | 84 | 0 | 1.023 | Wind | -1 | 0.18326 | 0 | 84 |  |  |  |  | -0.18326 | 0
60000 | DSKY2 | 1 | West | YES | -0.061143 | 19.1 | 0 | 76.5 |  | 1.039 | Wind | -1 | 0.18346 | 0 | 76.5 |  |  |  |  | -0.18346 | 0
60017 | ORNNWP1 | 1 | West | YES | -0.061739 | 20 | 0 | 80 |  | 1.027 | Wind | -1 | 0.18406 | 0 | 80 |  |  |  |  | -0.18406 | 0
38437 | TNSRBNMESA9 | 1 | West | YES | -0.064097 | 37.5 | 0 | 150 | 0 | 1.02 | Wind | -1 | 0.18641 | 0 | 150 |  |  |  |  | -0.18641 | 0
38332 | TNWDWRDU2_8 | 1 | West | YES | -0.064165 | 20 | 0 | 80 | 0 | 1.0232 | Wind | -1 | 0.18648 | 0 | 80 |  |  |  |  | -0.18648 | 0
60016 | WOODWRD11A | 1 | West | YES | -0.06418 | 20 | 0 | 80 |  | 1.033 | Wind | -1 | 0.1865 | 0 | 80 |  |  |  |  | -0.1865 | 0
6016 | SWMESA | 1 | West | YES | -0.064262 | 18.8 | 0 | 75 |  | 1.03 | Wind | -1 | 0.18658 | 0 | 75 |  |  |  |  | -0.18658 | 0
60003 | KING_NE1A | 1 | West | YES | -0.064262 | 20 | 0 | 80 |  | 1.03 | Wind | -1 | 0.18658 | 0 | 80 |  |  |  |  | -0.18658 | 0
60005 | KING_SE1A | 1 | West | YES | -0.064262 | 10 | 0 | 40 |  | 1.035 | Wind | -1 | 0.18658 | 0 | 40 |  |  |  |  | -0.18658 | 0
60201 | RIO DRCS | F | West | YES | -0.06439 | 0 | 0 | 0 | 0 | 1.025 | AVR | -1 | 0.18671 | 0 | 0 |  |  |  |  | -0.18671 | 0
60007 | KING_SW1A | 1 | West | YES | -0.064706 | 20 | 0 | 80 |  | 1.03 | Wind | -1 | 0.18702 | 0 | 80 |  |  |  |  | -0.18702 | 0
60019 | KING_NW1A | 1 | West | YES | -0.064706 | 20 | 0 | 80 |  | 1.03 | Wind | -1 | 0.18702 | 0 | 80 |  |  |  |  | -0.18702 | 0
1349 | WESTXWIN_1G | 1 | West | YES | -0.071157 | 1.3 | 0 | 6.6 |  | 1.014 | Wind | -1 | 0.19347 | 0 | 6.6 |  |  |  |  | -0.19347 | 0
1350 | NWPWRG1_1G | 1 | West | YES | -0.071157 | 6.9 | 1 | 34.3 |  | 1.014 | Wind | -1 | 0.19347 | 0 | 34.3 |  |  |  |  | -0.19347 | 0
3381 | BBRN_1G | 1 | North | YES | -0.071442 | 618 | 225 | 618 | 0 | 1.03 | LIGCO | -1 | 0.19376 | 0 | 618 |  |  | 0 | 0 | -0.19376 | 0
3382 | BBRN_2G | 2 | North | YES | -0.071442 | 589 | 225 | 589 | 0 | 1.03 | LIGCO | -1 | 0.19376 | 0 | 589 |  |  | 0 | 0 | -0.19376 | 0
1002 | PBCTAGE_1G | A | West | YES | -0.071566 | 64 | 64 | 66 | 0 | 1.036 | GGT | -1 | 0.19388 | 66 | 66 |  |  |  |  | -0.19388 | -12.7963
1003 | PBCTBGE_2G | B | West | YES | -0.071566 | 65 | 65 | 66 | 0 | 1.036 | GGT | -1 | 0.19388 | 66 | 66 |  |  |  |  | -0.19388 | -12.7963
1004 | PBCTCGE_3G | C | West | YES | -0.071566 | 62 | 62 | 67 | 0 | 1.036 | GGT | -1 | 0.19388 | 67 | 67 |  |  |  |  | -0.19388 | -12.9902
1005 | PBCTDGE_4G | D | West | YES | -0.071566 | 65 | 65 | 68 | 0 | 1.036 | GGT | -1 | 0.19388 | 68 | 68 |  |  |  |  | -0.19388 | -13.1841
1006 | PBCTEGE_5G | E | West | YES | -0.071566 | 65 | 65 | 67 | 0 | 1.036 | GGT | -1 | 0.19388 | 67 | 67 |  |  |  |  | -0.19388 | -12.9902
1007 | PB5GEN_6G | 5 | West | YES | -0.071566 | 91.2 | 40 | 114 | 0 | 1.036 | GST | -1 | 0.19388 | 114 | 114 |  |  |  |  | -0.19388 | -22.1027
1008 | PB6GEN_7G | 6 | West | YES | -0.071566 | 515 | 130 | 515 | 0 | 1.036 | GST | -1 | 0.19388 | 515 | 515 |  |  |  |  | -0.19388 | -99.8501
7038 | L_DELAWA1_1Y | 1 | West | YES | -0.071639 | 3.5 | 0 | 35 | 0 | 1 | Wind | -1 | 0.19396 | 0 | 35 |  |  |  |  | -0.19396 | 0
7038 | L_DELAWA1_1Y | 2 | West | YES | -0.071639 | 3 | 0 | 30 | 0 | 1 | Wind | -1 | 0.19396 | 0 | 30 |  |  |  |  | -0.19396 | 0
11147 | NOTREES_1G | 1 | West | YES | -0.071779 | 29.8 | 0 | 149 | 0 | 1.017 | Wind | -1 | 0.1941 | 0 | 149 |  |  |  |  | -0.1941 | 0
76091 | L_DIVIDE1_1N | W1 | West | YES | -0.071866 | 22.5 | 0 | 112.5 |  | 1.02 | Wind | -1 | 0.19418 | 0 | 112.5 |  |  |  |  | -0.19418 | 0
76095 | L_CAPRSI1_1N | W1 | West | YES | -0.071866 | 29.9 | 0 | 149.5 | 0 | 1.02 | Wind | -1 | 0.19418 | 0 | 149.5 |  |  |  |  | -0.19418 | 0
76096 | L_CAPRSI1_2N | W1 | West | YES | -0.071866 | 37.2 | 0 | 186 | 0 | 1.02 | Wind | -1 | 0.19418 | 0 | 186 |  |  |  |  | -0.19418 | 0
76097 | L_CAPRGE1_1N | W1 | West | YES | -0.071866 | 42.9 | 0 | 214.5 | 0 | 1.02 | Wind | -1 | 0.19418 | 0 | 214.5 |  |  |  |  | -0.19418 | 0
60057 | CALLAHAN1A | 1 | West | YES | -0.072058 | 22.8 | 0 | 114 | 0 | 1.04 | Wind | -1 | 0.19438 | 0 | 114 |  |  |  |  | -0.19438 | 0
76031 | L_GASCCR1_1N | W1 | West | YES | -0.072207 | 30 | 0 | 150 | 0 | 1.02 | Wind | -1 | 0.19452 | 0 | 150 |  |  |  |  | -0.19452 | 0
13131 | CALFREST_1G | 1 | North | YES | -0.072438 | 150.7 | 40 | 150.7 | 0 | 1.031 | CC | -1 | 0.19476 | 150.7 | 150.7 |  |  | -10.9164 | 150.7 | -0.19476 | -29.3497
13132 | CALFREST_2G | 2 | North | YES | -0.072438 | 151 | 57 | 151 | 0 | 1.031 | CC | -1 | 0.19476 | 151 | 151 |  |  | -10.9381 | 151 | -0.19476 | -29.4081
13133 | CALFREST_3G | 3 | North | YES | -0.072438 | 177.4 | 40 | 177.4 | 0 | 1.031 | CC | -1 | 0.19476 | 177.4 | 177.4 |  |  | -12.8505 | 177.4 | -0.19476 | -34.5497
1320 | BSP 1 | 1 | West | YES | -0.072483 | 25.5 | 2.9 | 25.8 | 0 | 1 | Cogen | -1 | 0.1948 | 0 | 0 |  |  |  |  | -0.1948 | 0
1326 | STANTONW_8 | 1 | West | YES | -0.072576 | 20.1 | 0 | 100.5 |  | 1.01 | Wind | -1 | 0.19489 | 0 | 100.5 |  |  |  |  | -0.19489 | 0
11020 | TIEHVSG_1G | 1 | West | YES | -0.072596 | 208.2 | 63 | 208.2 | 0 | 1.012 | CC | -1 | 0.19491 | 208.2 | 208.2 |  |  |  |  | -0.19491 | -40.581
11021 | TIEHVCG_1G | 1 | West | YES | -0.072596 | 142.1 | 103 | 142.1 | 0 | 1.012 | CC | -1 | 0.19491 | 142.1 | 142.1 |  |  |  |  | -0.19491 | -27.6972
11022 | TIEHVCG_2G | 1 | West | YES | -0.072596 | 132.4 | 103 | 132.4 | 0 | 1.012 | CC | -1 | 0.19491 | 132.4 | 132.4 |  |  |  |  | -0.19491 | -25.8066
11023 | TIEHVCG_3G | 1 | West | YES | -0.072596 | 137.4 | 103 | 137.4 | 0 | 1.012 | CC | -1 | 0.19491 | 137.4 | 137.4 |  |  |  |  | -0.19491 | -26.7812
11024 | TIEHVCG_4G | 1 | West | YES | -0.072596 | 147 | 103 | 147 | 0 | 1.012 | CC | -1 | 0.19491 | 147 | 147 |  |  |  |  | -0.19491 | -28.6523
11025 | TIEHVSG_2G | 1 | West | YES | -0.072596 | 213.2 | 63 | 213.2 | 0 | 1.012 | CC | -1 | 0.19491 | 213.2 | 213.2 |  |  |  |  | -0.19491 | -41.5556
11001 | NAV1CT | 1 | West | YES | -0.072608 | 70.4 | 18 | 70.4 | 0 | 1.029 | CC | -1 | 0.19493 | 70.4 | 70.4 |  |  |  |  | -0.19493 | -13.7228
11009 | NAV2CT | 1 | West | YES | -0.072608 | 71.4 | 18 | 71.4 | 0 | 1.029 | CC | -1 | 0.19493 | 71.4 | 71.4 |  |  |  |  | -0.19493 | -13.9177
11011 | NAV3ST | 1 | West | YES | -0.072608 | 92.8 | 40 | 92.8 | 0 | 1.029 | CC | -1 | 0.19493 | 92.8 | 92.8 |  |  |  |  | -0.19493 | -18.0891
11012 | NAV4CT | 1 | West | YES | -0.072608 | 80 | 18 | 80 | 0 | 1.029 | CC | -1 | 0.19493 | 80 | 80 |  |  |  |  | -0.19493 | -15.5941
11013 | NAV5CT | 1 | West | YES | -0.072608 | 80 | 18 | 80 | 0 | 1.029 | CC | -1 | 0.19493 | 80 | 80 |  |  |  |  | -0.19493 | -15.5941
11014 | NAV6ST | 1 | West | YES | -0.072608 | 115 | 40 | 115 | 0 | 1.029 | CC | -1 | 0.19493 | 115 | 115 |  |  |  |  | -0.19493 | -22.4165
13134 | CALFREST_4G | 4 | North | YES | -0.072648 | 151.5 | 40 | 151.5 | 0 | 1.031 | CC | -1 | 0.19497 | 151.5 | 151.5 |  |  | -11.0062 | 151.5 | -0.19497 | -29.5373
13135 | CALFREST_5G | 5 | North | YES | -0.072648 | 152.3 | 57 | 152.3 | 0 | 1.031 | CC | -1 | 0.19497 | 152.3 | 152.3 |  |  | -11.0643 | 152.3 | -0.19497 | -29.6933
13136 | CALFREST_6G | 6 | North | YES | -0.072648 | 177.5 | 40 | 177.5 | 0 | 1.031 | CC | -1 | 0.19497 | 177.5 | 177.5 |  |  | -12.895 | 177.5 | -0.19497 | -34.6064
1328 | OCOTILLO_1G | 1 | West | YES | -0.072712 | 11.6 | 0 | 58 |  | 1.01 | Wind | -1 | 0.19503 | 0 | 58 |  |  |  |  | -0.19503 | 0
1333 | MCDDONAL_8 | 1 | West | YES | -0.072897 | 42.8 | 0 | 214.2 |  | 1.01 | Wind | -1 | 0.19521 | 0 | 214.2 |  |  |  |  | -0.19521 | 0
1327 | WILDHRSE_1G | 1 | West | YES | -0.073133 | 0 | 0 | 120 |  | 1 | Wind | -1 | 0.19545 | 0 | 120 |  |  |  |  | -0.19545 | 0
1360 | GUNSIGHT_8 | 1 | West | YES | -0.073175 | 0 | 0 | 120 |  | 1.01 | Wind | -1 | 0.19549 | 0 | 120 |  |  |  |  | -0.19549 | 0
11320 | COYOTE_1G | 1 | West | YES | -0.073465 | 22.5 | 0 | 225 |  | 1 | Wind | -1 | 0.19578 | 0 | 225 |  |  |  |  | -0.19578 | 0
1045 | CALENG1G_1G | 1 | West | YES | -0.07347 | 73.4 | 27 | 73.4 | 0 | 1.014 | Cogen | -1 | 0.19579 | 0 | 0 |  |  |  |  | -0.19579 | 0
1046 | CALENG2G_2G | 2 | West | YES | -0.07347 | 73.4 | 27 | 73.4 | 0 | 1.014 | Cogen | -1 | 0.19579 | 0 | 0 |  |  |  |  | -0.19579 | 0
1047 | CALENG3G_3G | 3 | West | YES | -0.07347 | 70.4 | 27 | 70.4 | 0 | 1.014 | Cogen | -1 | 0.19579 | 0 | 0 |  |  |  |  | -0.19579 | 0
11309 | BULLCREK_2G | 1 | West | YES | -0.073534 | 20.9 | 0 | 180 |  | 1 | Wind | -1 | 0.19585 | 0 | 180 |  |  |  |  | -0.19585 | 0
11310 | BULLCREK_1G | 1 | West | YES | -0.073534 | 15.1 | 0 | 180 |  | 1 | Wind | -1 | 0.19585 | 0 | 180 |  |  |  |  | -0.19585 | 0
1058 | LONGSHORE_5 | 1 | West | YES | -0.07367 | 30 | 0 | 150 |  | 1.01 | Wind | -1 | 0.19599 | 0 | 150 |  |  |  |  | -0.19599 | 0
1058 | LONGSHORE_5 | 2 | West | YES | -0.07367 | 44 | 0 | 220 |  | 1.01 | Wind | -1 | 0.19599 | 0 | 220 |  |  |  |  | -0.19599 | 0
11065 | ELBOWCK_1G | 1 | West | YES | -0.07367 | 23.4 | 0 | 121.9 | 0 | 1 | Wind | -1 | 0.19599 | 0 | 121.9 |  |  |  |  | -0.19599 | 0
60058 | BUFF_GAP1A | 1 | West | YES | -0.073836 | 24 | 0 | 120 |  | 1 | Wind | -1 | 0.19615 | 0 | 120 |  |  |  |  | -0.19615 | 0
60060 | CIRELLO | 1 | West | YES | -0.073836 | 46.6 | 0 | 233 | 0 | 1 | Wind | -1 | 0.19615 | 0 | 233 |  |  |  |  | -0.19615 | 0
60063 | BUFF_GAP1B | 1 | West | YES | -0.073836 | 34 | 0 | 170.2 | 0 | 1.02 | Wind | -1 | 0.19615 | 0 | 170.2 |  |  |  |  | -0.19615 | 0
60066 | H_HOLLOW1A | 1 | West | YES | -0.073836 | 44.4 | 0 | 222 | 0 | 1.005 | Wind | -1 | 0.19615 | 0 | 222 |  |  |  |  | -0.19615 | 0
60068 | HHOLLOW21A | 1 | West | YES | -0.073836 | 36.8 | 0 | 184 | 0 | 1.025 | Wind | -1 | 0.19615 | 0 | 184 |  |  |  |  | -0.19615 | 0
60070 | HHOLLOW31A | 1 | West | YES | -0.073836 | 44.8 | 0 | 224 | 0 | 1.025 | Wind | -1 | 0.19615 | 0 | 224 |  |  |  |  | -0.19615 | 0
60072 | HHOLLOW41A | 1 | West | YES | -0.073836 | 23 | 0 | 115 | 0 | 1.025 | Wind | -1 | 0.19615 | 0 | 115 |  |  |  |  | -0.19615 | 0
1037 | MORGAN5G_5G | 5 | West | YES | -0.073852 | 109.6 | 40 | 137 | 0 | 1.029 | GST | -1 | 0.19617 | 137 | 137 |  |  |  |  | -0.19617 | -26.8753
1039 | MRGNAG_1G | A | West | YES | -0.073852 | 69 | 69 | 69 | 0 | 1.029 | GGT | -1 | 0.19617 | 69 | 69 |  |  |  |  | -0.19617 | -13.5357
1040 | MRGNBG_2G | B | West | YES | -0.073852 | 70 | 70 | 71 | 0 | 1.029 | GGT | -1 | 0.19617 | 71 | 71 |  |  |  |  | -0.19617 | -13.9281
1041 | MRGNCG_3G | C | West | YES | -0.073852 | 69 | 69 | 70 | 0 | 1.029 | GGT | -1 | 0.19617 | 70 | 70 |  |  |  |  | -0.19617 | -13.7319
1042 | MRGNDG_4G | D | West | YES | -0.073852 | 68 | 68 | 68 | 0 | 1.029 | GGT | -1 | 0.19617 | 68 | 68 |  |  |  |  | -0.19617 | -13.3395
1043 | MRGNEG_5G | E | West | YES | -0.073852 | 68 | 68 | 70 | 0 | 1.029 | GGT | -1 | 0.19617 | 70 | 70 |  |  |  |  | -0.19617 | -13.7319
1044 | MRGNFG_6G | F | West | YES | -0.073852 | 66 | 66 | 66 | 0 | 1.029 | GGT | -1 | 0.19617 | 66 | 66 |  |  |  |  | -0.19617 | -12.9472
6637 | SNYDERW1A | 1 | West | YES | -0.073939 | 12.6 | 0 | 63 | 0 | 1.025 | Wind | -1 | 0.19626 | 0 | 63 |  |  |  |  | -0.19626 | 0
1068 | SCURRYCW_1G | 1 | West | YES | -0.074011 | 28.2 | 1.3 | 141 | 0 | 1.0217 | Wind | -1 | 0.19633 | 0 | 141 |  |  |  |  | -0.19633 | 0
1073 | SCURRYCW_2G | 2 | West | YES | -0.074011 | 24 | 0 | 120 | 0 | 1.0217 | Wind | -1 | 0.19633 | 0 | 120 |  |  |  |  | -0.19633 | 0
1061 | CIELOGEN_1G | 1 | West | YES | -0.074022 | 19.8 | 0 | 99 |  | 1 | Wind | -1 | 0.19634 | 0 | 99 |  |  |  |  | -0.19634 | 0
1062 | CIELOGEN_2G | 1 | West | YES | -0.074022 | 12.2 | 0 | 61 |  | 1 | Wind | -1 | 0.19634 | 0 | 61 |  |  |  |  | -0.19634 | 0
1069 | KINDERMG_1G | 1 | West | YES | -0.074022 | 25 | 5 | 25 | 0 | 1.017 | Cogen | -1 | 0.19634 | 0 | 0 |  |  |  |  | -0.19634 | 0
1070 | KINDERMG_2G | 1 | West | YES | -0.074022 | 45.7 | 12 | 45.7 | 0 | 1.017 | Cogen | -1 | 0.19634 | 0 | 0 |  |  |  |  | -0.19634 | 0
1071 | KINDERMG_3G | 1 | West | YES | -0.074022 | 45.7 | 12 | 45.7 | 0 | 1.017 | Cogen | -1 | 0.19634 | 0 | 0 |  |  |  |  | -0.19634 | 0
36998 | RDCNYNG1 | 1 | West | YES | -0.074231 | 16.8 | 0 | 84 |  | 1.01 | Wind | -1 | 0.19655 | 0 | 84 |  |  |  |  | -0.19655 | 0
1343 | TRENTIPP_8 | 1 | West | YES | -0.074713 | 30 | 0 | 150 |  | 1.014 | Wind | -1 | 0.19703 | 0 | 150 |  |  |  |  | -0.19703 | 0
1354 | AEPWIND_8 | 1 | West | YES | -0.074713 | 20.2 | 0 | 101 |  | 1 | Wind | -1 | 0.19703 | 0 | 101 |  |  |  |  | -0.19703 | 0
11056 | ROSCOE_1G | 1 | West | YES | -0.074841 | 41.8 | 0 | 209 |  | 1 | Wind | -1 | 0.19716 | 0 | 209 |  |  |  |  | -0.19716 | 0
11057 | CHAMPION_1G | 1 | West | YES | -0.074841 | 25.3 | 0 | 126.5 |  | 1 | Wind | -1 | 0.19716 | 0 | 126.5 |  |  |  |  | -0.19716 | 0
11058 | PYRON_1G | 1 | West | YES | -0.074841 | 49.8 | 0 | 249 |  | 1 | Wind | -1 | 0.19716 | 0 | 249 |  |  |  |  | -0.19716 | 0
11059 | INADALE_1G | 1 | West | YES | -0.074841 | 39.4 | 0 | 197 |  | 1 | Wind | -1 | 0.19716 | 0 | 197 |  |  |  |  | -0.19716 | 0
71051 | L_BITTCR1_1N | W1 | West | YES | -0.074841 | 7.5 | 0 | 37.5 |  | 1.02 | Wind | -1 | 0.19716 | 0 | 37.5 |  |  |  |  | -0.19716 | 0
71054 | L_SWEETW1_1N | W1 | West | YES | -0.074841 | 21.5 | 0 | 107.5 |  | 1.02 | Wind | -1 | 0.19716 | 0 | 107.5 |  |  |  |  | -0.19716 | 0
71057 | L_SWEETW1_2N | W1 | West | YES | -0.074841 | 27 | 0 | 135 |  | 1.02 | Wind | -1 | 0.19716 | 0 | 135 |  |  |  |  | -0.19716 | 0
71059 | L_SWEETW1_3N | W1 | West | YES | -0.074841 | 23.8 | 0 | 119 | 0 | 1.02 | Wind | -1 | 0.19716 | 0 | 119 |  |  |  |  | -0.19716 | 0
71060 | L_SWEETW1_4N | W1 | West | YES | -0.074841 | 21 | 0 | 105 | 0 | 1.02 | Wind | -1 | 0.19716 | 0 | 105 |  |  |  |  | -0.19716 | 0
71061 | L_SWEETW1_5N | W1 | West | YES | -0.074841 | 16.1 | 0 | 80.5 | 0 | 1.02 | Wind | -1 | 0.19716 | 0 | 80.5 |  |  |  |  | -0.19716 | 0
6144 | MCADOO1A | 1 | West | YES | -0.075145 | 15 | 0 | 150 | 0 | 1.025 | Wind | -1 | 0.19746 | 0 | 150 |  |  |  |  | -0.19746 | 0
6407 | TURKTRAK1A | 1 | West | YES | -0.075258 | 33.9 | 0 | 169.5 | 0 | 1.025 | Wind | -1 | 0.19758 | 0 | 169.5 |  |  |  |  | -0.19758 | 0
1416 | SWETWATR_1G | 1 | West | YES | -0.075306 | 30 | 18 | 30 | 0 | 1.026 | CC | -1 | 0.19762 | 30 | 30 |  |  |  |  | -0.19762 | -5.9287
1417 | SWETWATR_2G | 2 | West | YES | -0.075306 | 72 | 36 | 72 | 0 | 1.026 | CC | -1 | 0.19762 | 72 | 72 |  |  |  |  | -0.19762 | -14.2289
1418 | SWETWATR_3G | 3 | West | YES | -0.075306 | 68 | 36 | 68 | 0 | 1.026 | CC | -1 | 0.19762 | 68 | 68 |  |  |  |  | -0.19762 | -13.4384
1419 | SWETWATR_4G | 4 | West | YES | -0.075306 | 61 | 36 | 61 | 0 | 1.026 | CC | -1 | 0.19762 | 61 | 61 |  |  |  |  | -0.19762 | -12.055
60081 | WHRLWIND1A | 1 | West | YES | -0.076197 | 12 | 0 | 60 | 0 | 1.03 | Wind | -1 | 0.19851 | 0 | 60 |  |  |  |  | -0.19851 | 0
3107 | STRYKER_1G | 1 | North | YES | -0.076436 | 145.6 | 45 | 182 | 0 | 1.029 | GST | -1 | 0.19875 | 182 | 182 |  |  | -13.9114 | 182 | -0.19875 | -36.1732
3108 | STRYKER_2G | 2 | North | YES | -0.076436 | 484 | 75 | 484 | 0 | 1.029 | GST | -1 | 0.19875 | 484 | 484 |  |  | -36.995 | 484 | -0.19875 | -96.1968
3309 | ASPN_G | 1 | North | YES | -0.076729 | 50 | 0 | 50 |  | 1 | Bio | -1 | 0.19905 | 50 | 50 |  |  | -3.8365 | 50 | -0.19905 | -9.9523
3348 | CHAMPION_1G | MB | North | YES | -0.076769 | 0 | 42 | 42 |  | 1 | Cogen | -1 | 0.19909 | 0 | 0 |  |  | 0 | 0 | -0.19909 | 0
13116 | TGATEWAY_1G | 1 | North | YES | -0.07726 | 151 | 30 | 151 | 0 | 1.0232 | CC | -1 | 0.19958 | 151 | 151 |  |  | -11.6663 | 151 | -0.19958 | -30.1362
13117 | TGATEWAY_2G | 2 | North | YES | -0.07726 | 130 | 30 | 130 | 0 | 1.0232 | CC | -1 | 0.19958 | 130 | 130 |  |  | -10.0438 | 130 | -0.19958 | -25.9451
13118 | TGATEWAY_3G | 3 | North | YES | -0.07726 | 148 | 30 | 148 | 0 | 1.0232 | CC | -1 | 0.19958 | 148 | 148 |  |  | -11.4345 | 148 | -0.19958 | -29.5375
13119 | TGATEWAY_4G | 4 | North | YES | -0.07726 | 399 | 65 | 399 | 0 | 1.0232 | CC | -1 | 0.19958 | 399 | 399 |  |  | -30.8267 | 399 | -0.19958 | -79.6315
1437 | MESQUITW_1G | 1 | North | YES | -0.077404 | 40 | 0 | 400 | 0 | 1.023 | Wind | -1 | 0.19972 | 0 | 400 |  |  | 0 | 0 | -0.19972 | 0
1438 | MESQUITW_2G | 1 | North | YES | -0.077408 | 23.6 | 0 | 236 |  | 1.017 | Wind | -1 | 0.19973 | 0 | 236 |  |  | 0 | 0 | -0.19973 | 0
3097 | MARTLAKE_1G | 1 | North | YES | -0.077669 | 790 | 500 | 790 | 0 | 1.017 | LIGCO | -1 | 0.19999 | 0 | 790 |  |  | 0 | 0 | -0.19999 | 0
3098 | MARTLAKE_2G | 2 | North | YES | -0.077669 | 795 | 461 | 795 | 0 | 1.017 | LIGCO | -1 | 0.19999 | 0 | 795 |  |  | 0 | 0 | -0.19999 | 0
3099 | MARTLAKE_3G | 3 | North | YES | -0.077669 | 804 | 500 | 804 | 0 | 1.017 | LIGCO | -1 | 0.19999 | 0 | 804 |  |  | 0 | 0 | -0.19999 | 0
1442 | COKFIELD_5 | 1 | North | YES | -0.078214 | 16.5 | 0 | 165 |  | 1.029 | Wind | -1 | 0.20053 | 0 | 165 |  |  | 0 | 0 | -0.20053 | 0
6100 | OKLA7A | EQ | West | YES | -0.078835 | 50 | -220 | 220 | 0 | 1.035 | DCTie | -1 | 0.20115 | 0 | 0 |  |  |  |  | -0.20115 | 0
6752 | OKLA0A | 1 | West | YES | -0.078835 | 649.7 | 175 | 649.7 | 0 | 1.035 | LIGCO | -1 | 0.20115 | 0 | 649.7 |  |  |  |  | -0.20115 | 0
1432 | GRHAMSES_2G | 2 | North | YES | -0.080766 | 294.9 | 90 | 366 | 0 | 1.014 | GST | -1 | 0.20308 | 366 | 366 |  |  | -29.5604 | 366 | -0.20308 | -74.3287
12411 | FPLEFR1A_G | 1 | North | YES | -0.08079 | 161 | 72 | 161 | 0 | 1 | CC | -1 | 0.20311 | 161 | 161 |  |  | -13.0072 | 161 | -0.20311 | -32.7004
12412 | FPLEFR1B_G | 2 | North | YES | -0.08079 | 164 | 72 | 164 | 0 | 1 | CC | -1 | 0.20311 | 164 | 164 |  |  | -13.2496 | 164 | -0.20311 | -33.3097
12413 | FPLEFR1C_G | 3 | North | YES | -0.08079 | 164 | 72 | 164 | 0 | 1 | CC | -1 | 0.20311 | 164 | 164 |  |  | -13.2496 | 164 | -0.20311 | -33.3097
12414 | FPLEFR1S_G | 4 | North | YES | -0.08079 | 414 | 191 | 414 | 0 | 1 | CC | -1 | 0.20311 | 414 | 414 |  |  | -33.4471 | 414 | -0.20311 | -84.0866
12421 | FPLEFR2A_G | 1 | North | YES | -0.08079 | 162 | 72 | 162 | 0 | 1 | CC | -1 | 0.20311 | 162 | 162 |  |  | -13.088 | 162 | -0.20311 | -32.9035
12422 | FPLEFR2B_G | 2 | North | YES | -0.08079 | 161 | 72 | 161 | 0 | 1 | CC | -1 | 0.20311 | 161 | 161 |  |  | -13.0072 | 161 | -0.20311 | -32.7004
12423 | FPLEFR2C_G | 3 | North | YES | -0.08079 | 163 | 72 | 163 | 0 | 1 | CC | -1 | 0.20311 | 163 | 163 |  |  | -13.1688 | 163 | -0.20311 | -33.1066
12424 | FPLEFR2S_G | 4 | North | YES | -0.08079 | 415 | 191 | 415 | 0 | 1 | CC | -1 | 0.20311 | 415 | 415 |  |  | -33.5279 | 415 | -0.20311 | -84.2897
1479 | WFCOGEN_1G | 1 | North | YES | -0.080878 | 16 | 12 | 20 | 0 | 1 | Cogen | -1 | 0.2032 | 0 | 0 |  |  | 0 | 0 | -0.2032 | 0
1479 | WFCOGEN_1G | 2 | North | YES | -0.080878 | 16 | 12 | 20 | 0 | 1 | Cogen | -1 | 0.2032 | 0 | 0 |  |  | 0 | 0 | -0.2032 | 0
1482 | WFCOGEN_2G | 1 | North | YES | -0.080878 | 16 | 12 | 20 | 0 | 1 | Cogen | -1 | 0.2032 | 0 | 0 |  |  | 0 | 0 | -0.2032 | 0
1482 | WFCOGEN_2G | 2 | North | YES | -0.080878 | 13.6 | 12 | 17 | 0 | 1 | Cogen | -1 | 0.2032 | 0 | 0 |  |  | 0 | 0 | -0.2032 | 0
1433 | GRHAMSES_1G | 1 | North | YES | -0.080999 | 242 | 60 | 242 | 0 | 1.038 | GST | -1 | 0.20332 | 242 | 242 |  |  | -19.6018 | 242 | -0.20332 | -49.2027
3126 | TRINIDAD_6G | 1 | North | YES | -0.081421 | 179.2 | 46 | 224 | 0 | 1 | GST | -1 | 0.20374 | 224 | 224 |  |  | -18.2383 | 224 | -0.20374 | -45.6375
2451 | LKHB1_G | 1 | North | YES | -0.081422 | 0 | 80 | 391 |  | 1.022 | GST | -1 | 0.20374 | 391 | 391 |  |  | -31.836 | 391 | -0.20374 | -79.6622
2452 | LKHB2_G | 2 | North | YES | -0.081422 | 516 | 80 | 516 | 0 | 1.022 | GST | -1 | 0.20374 | 516 | 516 |  |  | -42.0138 | 516 | -0.20374 | -105.1297
12440 | PARKD_1SVC8 | 1 | North | YES | -0.081561 | 0 | 0 | 0 | 0 | 1.007 | GST | -1 | 0.20388 | 0 | 0 |  |  | 0 | 0 | -0.20388 | 0
12449 | PARKD_2SVC8 | 1 | North | YES | -0.081561 | 0 | 0 | 0 | 0 | 1.007 | GST | -1 | 0.20388 | 0 | 0 |  |  | 0 | 0 | -0.20388 | 0
948 | STEAM1 | 1 | North | YES | -0.081592 | 0 | 12 | 20 |  | 1.02 | GST | -1 | 0.20391 | 20 | 20 |  |  | -1.6318 | 20 | -0.20391 | -4.0782
949 | STEAM2 | 1 | North | YES | -0.081592 | 26 | 8 | 26 | 0 | 0.99 | GST | -1 | 0.20391 | 26 | 26 |  |  | -2.1214 | 26 | -0.20391 | -5.3017
950 | STEAM3 | 1 | North | YES | -0.081592 | 41 | 13 | 42 | 0 | 1.02 | GST | -1 | 0.20391 | 42 | 42 |  |  | -3.4269 | 42 | -0.20391 | -8.5642
842 | OLINGER_G1 | 1 | North | YES | -0.081724 | 55.4 | 20 | 79 | 0 | 1.03 | GST | -1 | 0.20404 | 79 | 79 |  |  | -6.4562 | 79 | -0.20404 | -16.1193
843 | OLINGER_G2 | 1 | North | YES | -0.081724 | 76.2 | 25 | 110 | 0 | 1.03 | GST | -1 | 0.20404 | 110 | 110 |  |  | -8.9896 | 110 | -0.20404 | -22.4446
844 | OLINGER_G3 | 1 | North | YES | -0.081724 | 103.9 | 45 | 150 | 0 | 1.03 | GST | -1 | 0.20404 | 150 | 150 |  |  | -12.2586 | 150 | -0.20404 | -30.6063
845 | OLINGER_G4 | 1 | North | YES | -0.081724 | 51.9 | 0 | 76 | 0 | 1.03 | GGT | -1 | 0.20404 | 76 | 76 |  |  | -6.211 | 76 | -0.20404 | -15.5072
837 | NEWMAN_G5 | 1 | North | YES | -0.081733 | 0 | 15 | 40 |  | 1.01 | GST | -1 | 0.20405 | 40 | 40 |  |  | -3.2693 | 40 | -0.20405 | -8.162
1701 | MOSES_1G | 1 | North | YES | -0.08181 | 558 | 175 | 558 | 0 | 1.023 | LIGCO | -1 | 0.20413 | 0 | 558 |  |  | 0 | 0 | -0.20413 | 0
1702 | MOSES_2G | 2 | North | YES | -0.08181 | 579 | 175 | 579 | 0 | 1.023 | LIGCO | -1 | 0.20413 | 0 | 579 |  |  | 0 | 0 | -0.20413 | 0
1703 | MOSES_3G | 3 | North | YES | -0.08181 | 808 | 463 | 808 | 0 | 1.023 | LIGCO | -1 | 0.20413 | 0 | 808 |  |  | 0 | 0 | -0.20413 | 0
5925 | DCEAST | EQ | North | YES | -0.08181 | 400.3 | -600 | 600 | 0 | 1.025 | DCTie | -1 | 0.20413 | 0 | 0 |  |  | 0 | 0 | -0.20413 | 0
1675 | PEC_1G | 1 | North | YES | -0.081871 | 76.7 | 35 | 76.7 | 0 | 1.022 | Cogen | -1 | 0.20419 | 0 | 0 |  |  | 0 | 0 | -0.20419 | 0
1676 | PEC_2G | 2 | North | YES | -0.081871 | 79.6 | 35 | 79.6 | 0 | 1.022 | Cogen | -1 | 0.20419 | 0 | 0 |  |  | 0 | 0 | -0.20419 | 0
1677 | PEC_3G | 3 | North | YES | -0.081871 | 88.4 | 35 | 88.4 | 0 | 1.022 | Cogen | -1 | 0.20419 | 0 | 0 |  |  | 0 | 0 | -0.20419 | 0
1678 | LAMARPWR_1G | 1 | North | YES | -0.081941 | 160 | 67.7 | 160 | 0 | 1.038 | CC | -1 | 0.20426 | 160 | 160 |  |  | -13.1106 | 160 | -0.20426 | -32.6814
1679 | LAMARPWR_2G | 2 | North | YES | -0.081941 | 156 | 67.7 | 156 | 0 | 1.038 | CC | -1 | 0.20426 | 156 | 156 |  |  | -12.7828 | 156 | -0.20426 | -31.8644
1680 | LAMARPWR_3G | 3 | North | YES | -0.081941 | 196 | 129.1 | 196 | 0 | 1.038 | CC | -1 | 0.20426 | 196 | 196 |  |  | -16.0604 | 196 | -0.20426 | -40.0347
1681 | LAMARPWR_4G | 4 | North | YES | -0.081941 | 156 | 67.7 | 156 | 0 | 1.038 | CC | -1 | 0.20426 | 156 | 156 |  |  | -12.7828 | 156 | -0.20426 | -31.8644
1682 | LAMARPWR_5G | 5 | North | YES | -0.081941 | 157 | 67.7 | 157 | 0 | 1.038 | CC | -1 | 0.20426 | 157 | 157 |  |  | -12.8647 | 157 | -0.20426 | -32.0686
1683 | LAMARPWR_6G | 6 | North | YES | -0.081941 | 198 | 129.1 | 198 | 0 | 1.038 | CC | -1 | 0.20426 | 198 | 198 |  |  | -16.2243 | 198 | -0.20426 | -40.4432
1689 | VALLEY_3G | 3 | North | YES | -0.082021 | 0 | 25 | 375 |  | 1.003 | GST | -1 | 0.20434 | 375 | 375 |  |  | -30.7579 | 375 | -0.20434 | -76.627
11691 | KMICHICT1_G | 1 | North | YES | -0.082021 | 144 | 80 | 144 | 0 | 1.026 | CC | -1 | 0.20434 | 144 | 144 |  |  | -11.811 | 144 | -0.20434 | -29.4248
11692 | KMICHICT2_G | 2 | North | YES | -0.082021 | 146 | 80 | 146 | 0 | 1.026 | CC | -1 | 0.20434 | 146 | 146 |  |  | -11.9751 | 146 | -0.20434 | -29.8335
11693 | KMICHIST3_G | 3 | North | YES | -0.082021 | 312 | 60 | 312 | 0 | 1.026 | CC | -1 | 0.20434 | 312 | 312 |  |  | -25.5906 | 312 | -0.20434 | -63.7537
11694 | KMICHICT4_G | 4 | North | YES | -0.082021 | 144 | 80 | 144 | 0 | 1.026 | CC | -1 | 0.20434 | 144 | 144 |  |  | -11.811 | 144 | -0.20434 | -29.4248
11695 | KMICHICT5_G | 5 | North | YES | -0.082021 | 148 | 80 | 148 | 0 | 1.026 | CC | -1 | 0.20434 | 148 | 148 |  |  | -12.1391 | 148 | -0.20434 | -30.2421
11696 | KMICHIST6_G | 6 | North | YES | -0.082021 | 310 | 60 | 310 | 0 | 1.026 | CC | -1 | 0.20434 | 310 | 310 |  |  | -25.4265 | 310 | -0.20434 | -63.345
1687 | VALLEY_1G | 1 | North | YES | -0.082136 | 136 | 15 | 170 | 0 | 1.029 | GST | -1 | 0.20445 | 170 | 170 |  |  | -13.9631 | 170 | -0.20445 | -34.7571
1688 | VALLEY_2G | 2 | North | YES | -0.082136 | 527 | 90 | 527 | 0 | 1.029 | GSC | -1 | 0.20445 | 527 | 527 |  |  | -43.2857 | 527 | -0.20445 | -107.7471
6948 | DENISNDM | 1 | North | YES | -0.082239 | 40 | 5 | 40 |  | 1.015 | Hydro | -1 | 0.20456 | 0 | 0 |  |  | 0 | 0 | -0.20456 | 0
6948 | DENISNDM | 2 | North | YES | -0.082239 | 31 | 5 | 40 |  | 1.015 | Hydro | -1 | 0.20456 | 0 | 0 |  |  | 0 | 0 | -0.20456 | 0
2371 | COLLIN_1G | MB | North | YES | -0.082748 | 0 | 40 | 138 |  | 1.022 | GST | -1 | 0.20507 | 0 | 0 |  |  | 0 | 0 | -0.20507 | 0
1453 | WCPWRCO_1G | 1 | North | YES | -0.082907 | 204 | 50 | 204 | 0 | 1.02 | CC | -1 | 0.20522 | 204 | 204 |  |  | -16.913 | 204 | -0.20522 | -41.8659
1454 | WCPWRCO_2G | 2 | North | YES | -0.082907 | 204 | 50 | 204 | 0 | 1.02 | CC | -1 | 0.20522 | 204 | 204 |  |  | -16.913 | 204 | -0.20522 | -41.8659
1455 | WCPWRCO_3G | 3 | North | YES | -0.082907 | 242 | 50 | 242 |  | 1.02 | CC | -1 | 0.20522 | 242 | 242 |  |  | -20.0635 | 242 | -0.20522 | -49.6644
2413 | MTCK6_G | 6 | North | YES | -0.082994 | 0 | 30 | 118 |  | 1.022 | GST | -1 | 0.20531 | 118 | 118 |  |  | -9.7933 | 118 | -0.20531 | -24.2268
2414 | MTCK7_G | 7 | North | YES | -0.082994 | 0 | 30 | 115 |  | 1.022 | GST | -1 | 0.20531 | 115 | 115 |  |  | -9.5443 | 115 | -0.20531 | -23.6109
2417 | MTCK8_G | 8 | North | YES | -0.082994 | 444.8 | 60 | 556 | 0 | 1.022 | GSC | -1 | 0.20531 | 556 | 556 |  |  | -46.1447 | 556 | -0.20531 | -114.1533
1600 | BARTNWND_1G | 1 | North | YES | -0.083062 | 12 | 0 | 120 | 0 | 1.022 | Wind | -1 | 0.20538 | 0 | 120 |  |  | 0 | 0 | -0.20538 | 0
344 | MRSSHPRD | 1 | North | YES | -0.083082 | 0 | 0 | 12 |  | 1.03 | Hydro | -1 | 0.2054 | 0 | 0 |  |  | 0 | 0 | -0.2054 | 0
345 | MRSSHPRD01 | 2 | North | YES | -0.083082 | 0 | 0 | 12 |  | 1.03 | Hydro | -1 | 0.2054 | 0 | 0 |  |  | 0 | 0 | -0.2054 | 0
728 | WOLFRIDGE801 | 1 | North | YES | -0.083217 | 11.2 | 0 | 112.5 | 0 | 0.99 | Wind | -1 | 0.20553 | 0 | 112.5 |  |  | 0 | 0 | -0.20553 | 0
923 | SPENCER_G4 | 1 | North | YES | -0.0833 | 48 | 20 | 61 | 0 | 1.03 | GST | -1 | 0.20562 | 61 | 61 |  |  | -5.0813 | 61 | -0.20562 | -12.5427
924 | SPENCER_G5 | 1 | North | YES | -0.0833 | 52 | 20 | 66 | 0 | 1.03 | GST | -1 | 0.20562 | 66 | 66 |  |  | -5.4978 | 66 | -0.20562 | -13.5708
2381 | NTHLK1_G | 1 | North | YES | -0.083341 | 0 | 35 | 156 |  | 1.022 | GST | -1 | 0.20566 | 156 | 156 |  |  | -13.0012 | 156 | -0.20566 | -32.0828
2382 | NTHLK2_G | 2 | North | YES | -0.083341 | 0 | 35 | 181 |  | 1.022 | GST | -1 | 0.20566 | 181 | 181 |  |  | -15.0847 | 181 | -0.20566 | -37.2242
2383 | NTHLK3_G | 3 | North | YES | -0.083341 | 0 | 50 | 329 |  | 1.022 | GST | -1 | 0.20566 | 329 | 329 |  |  | -27.4192 | 329 | -0.20566 | -67.6617
580 | JCKCNTY801 | 1 | North | YES | -0.083981 | 288 | 0 | 288 | 0 | 1.022 | CC | -1 | 0.2063 | 288 | 288 |  |  | -24.1865 | 288 | -0.2063 | -59.414
581 | JCKCNTY802 | 2 | North | YES | -0.083981 | 147 | 0 | 147 | 0 | 1.022 | CC | -1 | 0.2063 | 147 | 147 |  |  | -12.3452 | 147 | -0.2063 | -30.3259
582 | JCKCNTY803 | 3 | North | YES | -0.083981 | 147 | 0 | 147 | 0 | 1.022 | CC | -1 | 0.2063 | 147 | 147 |  |  | -12.3452 | 147 | -0.2063 | -30.3259
12322 | ENNSTRAC_1G | 1 | North | YES | -0.084707 | 196 | 130 | 196 | 0 | 1.036 | CC | -1 | 0.20702 | 196 | 196 |  |  | -16.6026 | 196 | -0.20702 | -40.5769
12323 | ENNSTRAC_2G | 2 | North | YES | -0.084707 | 116 | 100 | 116 | 0 | 1.036 | CC | -1 | 0.20702 | 116 | 116 |  |  | -9.826 | 116 | -0.20702 | -24.0149
1861 | EAGLEMNT_1G | MB | North | YES | -0.084756 | 0 | 30 | 112 |  | 1.022 | GST | -1 | 0.20707 | 0 | 0 |  |  | 0 | 0 | -0.20707 | 0
1862 | EAGLEMNT_2G | MB | North | YES | -0.084756 | 0 | 40 | 100 |  | 1.022 | GST | -1 | 0.20707 | 0 | 0 |  |  | 0 | 0 | -0.20707 | 0
1863 | EAGLEMNT_3G | MB | North | YES | -0.084756 | 0 | 50 | 378 |  | 1.022 | GST | -1 | 0.20707 | 0 | 0 |  |  | 0 | 0 | -0.20707 | 0
503 | NTHTEXAS01 | 1 | North | YES | -0.085089 | 0 | 5 | 18 |  | 1.015 | GST | -1 | 0.20741 | 18 | 18 |  |  | -1.5316 | 18 | -0.20741 | -3.7333
504 | NTHTEXAS02 | 2 | North | YES | -0.085089 | 14.4 | 5 | 18 |  | 1.015 | GST | -1 | 0.20741 | 18 | 18 |  |  | -1.5316 | 18 | -0.20741 | -3.7333
505 | NTHTEXAS03 | 3 | North | YES | -0.085089 | 30.4 | 15 | 38 |  | 1.015 | GST | -1 | 0.20741 | 38 | 38 |  |  | -3.2334 | 38 | -0.20741 | -7.8815
1643 | SLSTR1PP_1G | 1 | North | YES | -0.085341 | 6 | 0 | 60 | 0 | 1.022 | Wind | -1 | 0.20766 | 0 | 60 |  |  | 0 | 0 | -0.20766 | 0
1898 | COMCHEPK_1G | 1 | North | YES | -0.085561 | 1217 | 1150 | 1217 | 0 | 1.032 | Nuc | -1 | 0.20788 | 0 | 0 |  |  | 0 | 0 | -0.20788 | 0
1899 | COMCHEPK_2G | 2 | North | YES | -0.085561 | 1159 | 1128 | 1159 | 0 | 1.032 | Nuc | -1 | 0.20788 | 0 | 0 |  |  | 0 | 0 | -0.20788 | 0
1877 | WLFHOLW_1G | 1 | North | YES | -0.085759 | 217.3 | 89.2 | 217.3 | 0 | 1.032 | CC | -1 | 0.20808 | 217.3 | 217.3 |  |  | -18.6354 | 217.3 | -0.20808 | -45.2151
1878 | WLFHOLW_2G | 2 | North | YES | -0.085759 | 215.7 | 105 | 215.7 | 0 | 1.032 | CC | -1 | 0.20808 | 215.7 | 215.7 |  |  | -18.4982 | 215.7 | -0.20808 | -44.8822
1879 | WLFHOLW_3G | 3 | North | YES | -0.085759 | 272.4 | 89.2 | 272.4 | 0 | 1.032 | CC | -1 | 0.20808 | 272.4 | 272.4 |  |  | -23.3608 | 272.4 | -0.20808 | -56.6801
332 | RWMILLER01 | 1 | North | YES | -0.086014 | 58.4 | 18.5 | 73 | 0 | 1.04 | GST | -1 | 0.20833 | 73 | 73 |  |  | -6.279 | 73 | -0.20833 | -15.2082
333 | RWMILLER02 | 2 | North | YES | -0.086014 | 95.2 | 37 | 119 | 0 | 1.04 | GST | -1 | 0.20833 | 119 | 119 |  |  | -10.2357 | 119 | -0.20833 | -24.7915
334 | RWMILLER03 | 3 | North | YES | -0.086014 | 166.4 | 65 | 208 | 0 | 1.04 | GST | -1 | 0.20833 | 208 | 208 |  |  | -17.8909 | 208 | -0.20833 | -43.333
335 | RWMILLER04 | 4 | North | YES | -0.086014 | 81.6 | 0 | 102 | 0 | 1.04 | GST | -1 | 0.20833 | 102 | 102 |  |  | -8.7734 | 102 | -0.20833 | -21.2498
336 | RWMILLER05 | 5 | North | YES | -0.086014 | 80.8 | 0 | 101 | 0 | 1.04 | GST | -1 | 0.20833 | 101 | 101 |  |  | -8.6874 | 101 | -0.20833 | -21.0415
1889 | DECRDOVA_1G | 1 | North | YES | -0.086014 | 779 | 255 | 779 | 0 | 1.02 | GSC | -1 | 0.20833 | 779 | 779 |  |  | -67.0049 | 779 | -0.20833 | -162.2904
1948 | HANDLEY_4G | 4 | North | YES | -0.086033 | 348 | 150 | 435 | 0 | 1.022 | GST | -1 | 0.20835 | 435 | 435 |  |  | -37.4244 | 435 | -0.20835 | -90.6326
1947 | HANDLEY_3G | 3 | North | YES | -0.086154 | 316 | 100 | 395 | 0 | 1.022 | GST | -1 | 0.20847 | 395 | 395 |  |  | -34.0308 | 395 | -0.20847 | -82.3463
1949 | HANDLEY_5G | 5 | North | YES | -0.086154 | 348 | 150 | 435 | 0 | 1.022 | GST | -1 | 0.20847 | 435 | 435 |  |  | -37.477 | 435 | -0.20847 | -90.6852
1892 | DECRDOVA_2G | A | North | YES | -0.087308 | 65 | 65 | 70 | 0 | 1.025 | GGT | -1 | 0.20963 | 70 | 70 |  |  | -6.1116 | 70 | -0.20963 | -14.6738
1893 | DECRDOVA_3G | B | North | YES | -0.087308 | 65 | 65 | 69 | 0 | 1.025 | GGT | -1 | 0.20963 | 69 | 69 |  |  | -6.0243 | 69 | -0.20963 | -14.4642
1894 | DECRDOVA_4G | C | North | YES | -0.087308 | 65 | 65 | 69 | 0 | 1.025 | GGT | -1 | 0.20963 | 69 | 69 |  |  | -6.0243 | 69 | -0.20963 | -14.4642
1895 | DECRDOVA_5G | D | North | YES | -0.087308 | 65 | 65 | 68 | 0 | 1.025 | GGT | -1 | 0.20963 | 68 | 68 |  |  | -5.9369 | 68 | -0.20963 | -14.2546
1941 | MDLTHELP_1G | 1 | North | YES | -0.089282 | 216.4 | 74 | 216.4 | 0 | 1 | CC | -1 | 0.2116 | 216.4 | 216.4 |  |  | -19.3206 | 216.4 | -0.2116 | -45.7902
1942 | MDLTHELP_2G | 2 | North | YES | -0.089282 | 216.1 | 74 | 216.1 | 0 | 1 | CC | -1 | 0.2116 | 216.1 | 216.1 |  |  | -19.2938 | 216.1 | -0.2116 | -45.7267
1937 | MDLTHELP_5G | 5 | North | YES | -0.089688 | 224 | 74 | 224 | 0 | 1 | CC | -1 | 0.21201 | 224 | 224 |  |  | -20.0901 | 224 | -0.21201 | -47.4893
1938 | MDLTHELP_6G | 6 | North | YES | -0.089688 | 226 | 74 | 226 | 0 | 1 | CC | -1 | 0.21201 | 226 | 226 |  |  | -20.2695 | 226 | -0.21201 | -47.9133
1943 | MDLTHELP_3G | 3 | North | YES | -0.089688 | 212 | 74 | 212 | 0 | 1 | CC | -1 | 0.21201 | 212 | 212 |  |  | -19.0139 | 212 | -0.21201 | -44.9452
1944 | MDLTHELP_4G | 4 | North | YES | -0.089688 | 211 | 74 | 211 | 0 | 1 | CC | -1 | 0.21201 | 211 | 211 |  |  | -18.9242 | 211 | -0.21201 | -44.7332
366 | JNSNCNTY802 | 1 | North | YES | -0.090228 | 168 | 20 | 168 | 0 | 1.02 | Cogen | -1 | 0.21255 | 0 | 0 |  |  | 0 | 0 | -0.21255 | 0
367 | JNSNCNTY802 | 2 | North | YES | -0.090228 | 90 | 20 | 90 | 0 | 1.02 | Cogen | -1 | 0.21255 | 0 | 0 |  |  | 0 | 0 | -0.21255 | 0
244 | WHITNYDM01 | 1 | North | YES | -0.11254 | 15 | 0 | 15 | 0 | 1.035 | Hydro | -1 | 0.23486 | 0 | 0 |  |  | 0 | 0 | -0.23486 | 0
245 | WHITNYDM02 | 2 | North | YES | -0.11254 | 15 | 0 | 15 | 0 | 1.035 | Hydro | -1 | 0.23486 | 0 | 0 |  |  | 0 | 0 | -0.23486 | 0
251 | BOSQUESW803 | 2 | North | YES | -0.11855 | 150 | 0 | 150 | 0 | 1.032 | CC | -1 | 0.24087 | 150 | 150 |  |  | -17.7824 | 150 | -0.24087 | -36.13
253 | BOSQUESW804 | 2 | North | YES | -0.11855 | 80 | 0 | 80 | 0 | 1.032 | CC | -1 | 0.24087 | 80 | 80 |  |  | -9.4839 | 80 | -0.24087 | -19.2693
238 | BOSQUESW505 | 1 | North | YES | -0.12679 | 255 | 0 | 255 | 0 | 1.02 | CC | -1 | 0.24911 | 255 | 255 |  |  | -32.3312 | 255 | -0.24911 | -63.5222
239 | BOSQUESW502 | 1 | North | YES | -0.12679 | 119.2 | 0 | 149 | 0 | 1.02 | GGT | -1 | 0.24911 | 149 | 149 |  |  | -18.8916 | 149 | -0.24911 | -37.1169
247 | BOSQUESW501 | 2 | North | YES | -0.12679 | 124.8 | 0 | 156 | 0 | 1.02 | GGT | -1 | 0.24911 | 156 | 156 |  |  | -19.7791 | 156 | -0.24911 | -38.8607
3416 | LAKE_CRK1_G | 1 | North | YES | -0.13046 | 60 | 33 | 75 |  | 1.029 | GST | -1 | 0.25278 | 75 | 75 |  |  | -9.7846 | 75 | -0.25278 | -18.9585
3417 | LAKE_CRK2_G | 2 | North | YES | -0.13046 | 177.6 | 40 | 222 | 0 | 1.029 | GST | -1 | 0.25278 | 222 | 222 |  |  | -28.9626 | 222 | -0.25278 | -56.1171
3403 | THOUSE_1G | 1 | North | YES | -0.13233 | 563 | 200 | 563 | 0 | 1.012 | GSC | -1 | 0.25464 | 563 | 563 |  |  | -74.5001 | 563 | -0.25464 | -143.365
3404 | THOUSE_2G | 2 | North | YES | -0.13233 | 807 | 250 | 807 | 0 | 1.012 | GSC | -1 | 0.25464 | 807 | 807 |  |  | -106.7879 | 807 | -0.25464 | -205.4983
Note on AL4: Zonal Cap - Zonal Impact

## Distributed Slack - Inc
Number of Bus | Name of Bus | ID | Area Name of Gen | AGC | P Sensitivity of Bus | Gen MW | Min MW | Max MW | V Sensitivity of Bus | Set Volt | Tech Type | Zone Impact | Zone Correlation | Inc Max | Dec Max | Souce S.F. Weighting | Souce Capacity | Sink S.F. Weighting | Sink Capacity | PTDF Calc | PTDF Weighting | Cumulative Share of Zonal Cap | Cumulative Share of Zonal Impact | Cont_ Rogers to Temple OL_ TempleSS to Sandow |  | i_PTDF_INC_pt | 258 |  | SPENCER_G5 | Unit at max
3403 | THOUSE_1G | 1 | North | YES | -0.13233 | 563 | 200 | 563 | 0 | 1.012 | GSC | -1 | 0.25464 | 563 | 563 |  |  | -74.5001 | 563 | -0.25464 | -143.365 | 0.022785 | 0.028221 |  |  | i_10pctunit | 14 |  | 54 | # units @ max
3404 | THOUSE_2G | 2 | North | YES | -0.13233 | 807 | 250 | 807 | 0 | 1.012 | GSC | -1 | 0.25464 | 807 | 807 |  |  | -106.7879 | 807 | -0.25464 | -205.4983 | 0.055444 | 0.068674 | [5 empty] | 0.026219 | delta max
3416 | LAKE_CRK1_G | 1 | North | YES | -0.13046 | 60 | 33 | 75 |  | 1.029 | GST | -1 | 0.25278 | 75 | 75 |  |  | -9.7846 | 75 | -0.25278 | -18.9585 | 0.05848 | 0.072406 | [5 empty] | Delta
3417 | LAKE_CRK2_G | 2 | North | YES | -0.13046 | 177.6 | 40 | 222 | 0 | 1.029 | GST | -1 | 0.25278 | 222 | 222 |  |  | -28.9626 | 222 | -0.25278 | -56.1171 | 0.067464 | 0.083452 | Weighted Shift Factors |  |  |  | 1 | 0.0054365
238 | BOSQUESW505 | 1 | North | YES | -0.12679 | 255 | 0 | 255 | 0 | 1.02 | CC | -1 | 0.24911 | 255 | 255 |  |  | -32.3312 | 255 | -0.24911 | -63.5222 | 0.077784 | 0.095957 | South | 0.12232 |  |  | 2 | 0.013229
239 | BOSQUESW502 | 1 | North | YES | -0.12679 | 119.2 | 0 | 149 | 0 | 1.02 | GGT | -1 | 0.24911 | 149 | 149 |  |  | -18.8916 | 149 | -0.24911 | -37.1169 | 0.083814 | 0.10326 | North | -0.084536 |  |  | 3 | 0.013926
247 | BOSQUESW501 | 2 | North | YES | -0.12679 | 124.8 | 0 | 156 | 0 | 1.02 | GGT | -1 | 0.24911 | 156 | 156 |  |  | -19.7791 | 156 | -0.24911 | -38.8607 | 0.090128 | 0.11091 |  |  |  |  | 4 | 0.015988
251 | BOSQUESW803 | 2 | North | YES | -0.11855 | 150 | 0 | 150 | 0 | 1.032 | CC | -1 | 0.24087 | 150 | 150 |  |  | -17.7824 | 150 | -0.24087 | -36.13 | 0.096198 | 0.11802 |  |  |  |  | 5 | 0.018172
253 | BOSQUESW804 | 2 | North | YES | -0.11855 | 80 | 0 | 80 | 0 | 1.032 | CC | -1 | 0.24087 | 80 | 80 |  |  | -9.4839 | 80 | -0.24087 | -19.2693 | 0.099436 | 0.12182 |  |  |  |  | 6 | 0.019449
244 | WHITNYDM01 | 1 | North | YES | -0.11254 | 15 | 0 | 15 | 0 | 1.035 | Hydro | -1 | 0.23486 | 0 | 0 |  |  | 0 | 0 | -0.23486 | 0 | 0.099436 | 0.12182 |  |  |  |  | 7 | 0.020785
245 | WHITNYDM02 | 2 | North | YES | -0.11254 | 15 | 0 | 15 | 0 | 1.035 | Hydro | -1 | 0.23486 | 0 | 0 |  |  | 0 | 0 | -0.23486 | 0 | 0.099436 | 0.12182 |  |  |  |  | 8 | 0.021827
366 | JNSNCNTY802 | 1 | North | YES | -0.090228 | 168 | 20 | 168 | 0 | 1.02 | Cogen | -1 | 0.21255 | 0 | 0 |  |  | 0 | 0 | -0.21255 | 0 | 0.099436 | 0.12182 |  |  |  |  | 9 | 0.022382
367 | JNSNCNTY802 | 2 | North | YES | -0.090228 | 90 | 20 | 90 | 0 | 1.02 | Cogen | -1 | 0.21255 | 0 | 0 |  |  | 0 | 0 | -0.21255 | 0 | 0.099436 | 0.12182 |  |  |  |  | 10 | 0.022382
1937 | MDLTHELP_5G | 5 | North | YES | -0.089688 | 224 | 74 | 224 | 0 | 1 | CC | -1 | 0.21201 | 224 | 224 |  |  | -20.0901 | 224 | -0.21201 | -47.4893 | 0.1085 | 0.13117 |  |  |  |  | 11 | 0.022382
1938 | MDLTHELP_6G | 6 | North | YES | -0.089688 | 226 | 74 | 226 | 0 | 1 | CC | -1 | 0.21201 | 226 | 226 |  |  | -20.2695 | 226 | -0.21201 | -47.9133 | 0.11765 | 0.1406 |  |  |  |  | 12 | 0.022382
1943 | MDLTHELP_3G | 3 | North | YES | -0.089688 | 212 | 74 | 212 | 0 | 1 | CC | -1 | 0.21201 | 212 | 212 |  |  | -19.0139 | 212 | -0.21201 | -44.9452 | 0.12623 | 0.14945 |  |  |  |  | 13 | 0.022382
1944 | MDLTHELP_4G | 4 | North | YES | -0.089688 | 211 | 74 | 211 | 0 | 1 | CC | -1 | 0.21201 | 211 | 211 |  |  | -18.9242 | 211 | -0.21201 | -44.7332 | 0.13477 | 0.15825 |  |  |  |  | 14 | 0.022665
1941 | MDLTHELP_1G | 1 | North | YES | -0.089282 | 216.4 | 74 | 216.4 | 0 | 1 | CC | -1 | 0.2116 | 216.4 | 216.4 |  |  | -19.3206 | 216.4 | -0.2116 | -45.7902 | 0.14352 | 0.16727 |  |  |  |  | 15 | 0.022951
1942 | MDLTHELP_2G | 2 | North | YES | -0.089282 | 216.1 | 74 | 216.1 | 0 | 1 | CC | -1 | 0.2116 | 216.1 | 216.1 |  |  | -19.2938 | 216.1 | -0.2116 | -45.7267 | 0.15227 | 0.17627 |  |  |  |  | 16 | 0.023218
1892 | DECRDOVA_2G | A | North | YES | -0.087308 | 65 | 65 | 70 | 0 | 1.025 | GGT | -1 | 0.20963 | 70 | 70 |  |  | -6.1116 | 70 | -0.20963 | -14.6738 | 0.1551 | 0.17915 |  |  |  |  | 17 | 0.023485
1893 | DECRDOVA_3G | B | North | YES | -0.087308 | 65 | 65 | 69 | 0 | 1.025 | GGT | -1 | 0.20963 | 69 | 69 |  |  | -6.0243 | 69 | -0.20963 | -14.4642 | 0.1579 | 0.182 |  |  |  |  | 18 | 0.023741
1894 | DECRDOVA_4G | C | North | YES | -0.087308 | 65 | 65 | 69 | 0 | 1.025 | GGT | -1 | 0.20963 | 69 | 69 |  |  | -6.0243 | 69 | -0.20963 | -14.4642 | 0.16069 | 0.18485 |  |  |  |  | 19 | 0.023996
1895 | DECRDOVA_5G | D | North | YES | -0.087308 | 65 | 65 | 68 | 0 | 1.025 | GGT | -1 | 0.20963 | 68 | 68 |  |  | -5.9369 | 68 | -0.20963 | -14.2546 | 0.16344 | 0.18766 |  |  |  |  | 20 | 0.024052
1947 | HANDLEY_3G | 3 | North | YES | -0.086154 | 316 | 100 | 395 | 0 | 1.022 | GST | -1 | 0.20847 | 395 | 395 |  |  | -34.0308 | 395 | -0.20847 | -82.3463 | 0.17943 | 0.20387 |  |  |  |  | 21 | 0.024107
1949 | HANDLEY_5G | 5 | North | YES | -0.086154 | 348 | 150 | 435 | 0 | 1.022 | GST | -1 | 0.20847 | 435 | 435 |  |  | -37.477 | 435 | -0.20847 | -90.6852 | 0.19703 | 0.22172 |  |  |  |  | 22 | 0.024162
1948 | HANDLEY_4G | 4 | North | YES | -0.086033 | 348 | 150 | 435 | 0 | 1.022 | GST | -1 | 0.20835 | 435 | 435 |  |  | -37.4244 | 435 | -0.20835 | -90.6326 | 0.21463 | 0.23956 |  |  |  |  | 23 | 0.024216
332 | RWMILLER01 | 1 | North | YES | -0.086014 | 58.4 | 18.5 | 73 | 0 | 1.04 | GST | -1 | 0.20833 | 73 | 73 |  |  | -6.279 | 73 | -0.20833 | -15.2082 | 0.21759 | 0.24255 |  |  |  |  | 24 | 0.02444
333 | RWMILLER02 | 2 | North | YES | -0.086014 | 95.2 | 37 | 119 | 0 | 1.04 | GST | -1 | 0.20833 | 119 | 119 |  |  | -10.2357 | 119 | -0.20833 | -24.7915 | 0.22241 | 0.24743 |  |  |  |  | 25 | 0.024686
334 | RWMILLER03 | 3 | North | YES | -0.086014 | 166.4 | 65 | 208 | 0 | 1.04 | GST | -1 | 0.20833 | 208 | 208 |  |  | -17.8909 | 208 | -0.20833 | -43.333 | 0.23082 | 0.25596 |  |  |  |  | 26 | 0.024923
335 | RWMILLER04 | 4 | North | YES | -0.086014 | 81.6 | 0 | 102 | 0 | 1.04 | GST | -1 | 0.20833 | 102 | 102 |  |  | -8.7734 | 102 | -0.20833 | -21.2498 | 0.23495 | 0.26014 |  |  |  |  | 27 | 0.024962
336 | RWMILLER05 | 5 | North | YES | -0.086014 | 80.8 | 0 | 101 | 0 | 1.04 | GST | -1 | 0.20833 | 101 | 101 |  |  | -8.6874 | 101 | -0.20833 | -21.0415 | 0.23904 | 0.26429 |  |  |  |  | 28 | 0.025026
1889 | DECRDOVA_1G | 1 | North | YES | -0.086014 | 779 | 255 | 779 | 0 | 1.02 | GSC | -1 | 0.20833 | 779 | 779 |  |  | -67.0049 | 779 | -0.20833 | -162.2904 | 0.27057 | 0.29623 |  |  |  |  | 29 | 0.025139
1877 | WLFHOLW_1G | 1 | North | YES | -0.085759 | 217.3 | 89.2 | 217.3 | 0 | 1.032 | CC | -1 | 0.20808 | 217.3 | 217.3 |  |  | -18.6354 | 217.3 | -0.20808 | -45.2151 | 0.27936 | 0.30513 |  |  |  |  | 30 | 0.025194
1878 | WLFHOLW_2G | 2 | North | YES | -0.085759 | 215.7 | 105 | 215.7 | 0 | 1.032 | CC | -1 | 0.20808 | 215.7 | 215.7 |  |  | -18.4982 | 215.7 | -0.20808 | -44.8822 | 0.28809 | 0.31397 |  |  |  |  | 31 | 0.025248
1879 | WLFHOLW_3G | 3 | North | YES | -0.085759 | 272.4 | 89.2 | 272.4 | 0 | 1.032 | CC | -1 | 0.20808 | 272.4 | 272.4 |  |  | -23.3608 | 272.4 | -0.20808 | -56.6801 | 0.29911 | 0.32513 |  |  |  |  | 32 | 0.025669
1898 | COMCHEPK_1G | 1 | North | YES | -0.085561 | 1217 | 1150 | 1217 | 0 | 1.032 | Nuc | -1 | 0.20788 | 0 | 0 |  |  | 0 | 0 | -0.20788 | 0 | 0.29911 | 0.32513 |  |  |  |  | 33 | 0.025775
1899 | COMCHEPK_2G | 2 | North | YES | -0.085561 | 1159 | 1128 | 1159 | 0 | 1.032 | Nuc | -1 | 0.20788 | 0 | 0 |  |  | 0 | 0 | -0.20788 | 0 | 0.29911 | 0.32513 |  |  |  |  | 34 | 0.02588
1643 | SLSTR1PP_1G | 1 | North | YES | -0.085341 | 6 | 0 | 60 | 0 | 1.022 | Wind | -1 | 0.20766 | 0 | 60 |  |  | 0 | 0 | -0.20766 | 0 | 0.29911 | 0.32513 |  |  |  |  | 35 | 0.026014
503 | NTHTEXAS01 | 1 | North | YES | -0.085089 | 0 | 5 | 18 |  | 1.015 | GST | -1 | 0.20741 | 18 | 18 |  |  | -1.5316 | 18 | -0.20741 | -3.7333 | 0.29984 | 0.32586 |  |  |  |  | 36 | 0.026014
504 | NTHTEXAS02 | 2 | North | YES | -0.085089 | 14.4 | 5 | 18 |  | 1.015 | GST | -1 | 0.20741 | 18 | 18 |  |  | -1.5316 | 18 | -0.20741 | -3.7333 | 0.30057 | 0.3266 |  |  |  |  | 37 | 0.026014
505 | NTHTEXAS03 | 3 | North | YES | -0.085089 | 30.4 | 15 | 38 |  | 1.015 | GST | -1 | 0.20741 | 38 | 38 |  |  | -3.2334 | 38 | -0.20741 | -7.8815 | 0.30211 | 0.32815 |  |  |  |  | 38 | 0.026014
1861 | EAGLEMNT_1G | MB | North | YES | -0.084756 | 0 | 30 | 112 |  | 1.022 | GST | -1 | 0.20707 | 0 | 0 |  |  | 0 | 0 | -0.20707 | 0 | 0.30211 | 0.32815 |  |  |  |  | 39 | 0.02602
1862 | EAGLEMNT_2G | MB | North | YES | -0.084756 | 0 | 40 | 100 |  | 1.022 | GST | -1 | 0.20707 | 0 | 0 |  |  | 0 | 0 | -0.20707 | 0 | 0.30211 | 0.32815 |  |  |  |  | 40 | 0.026027
1863 | EAGLEMNT_3G | MB | North | YES | -0.084756 | 0 | 50 | 378 |  | 1.022 | GST | -1 | 0.20707 | 0 | 0 |  |  | 0 | 0 | -0.20707 | 0 | 0.30211 | 0.32815 |  |  |  |  | 41 | 0.02604
12322 | ENNSTRAC_1G | 1 | North | YES | -0.084707 | 196 | 130 | 196 | 0 | 1.036 | CC | -1 | 0.20702 | 196 | 196 |  |  | -16.6026 | 196 | -0.20702 | -40.5769 | 0.31004 | 0.33614 |  |  |  |  | 42 | 0.02604
12323 | ENNSTRAC_2G | 2 | North | YES | -0.084707 | 116 | 100 | 116 | 0 | 1.036 | CC | -1 | 0.20702 | 116 | 116 |  |  | -9.826 | 116 | -0.20702 | -24.0149 | 0.31473 | 0.34086 |  |  |  |  | 43 | 0.02604
580 | JCKCNTY801 | 1 | North | YES | -0.083981 | 288 | 0 | 288 | 0 | 1.022 | CC | -1 | 0.2063 | 288 | 288 |  |  | -24.1865 | 288 | -0.2063 | -59.414 | 0.32639 | 0.35256 |  |  |  |  | 44 | 0.02604
581 | JCKCNTY802 | 2 | North | YES | -0.083981 | 147 | 0 | 147 | 0 | 1.022 | CC | -1 | 0.2063 | 147 | 147 |  |  | -12.3452 | 147 | -0.2063 | -30.3259 | 0.33234 | 0.35853 |  |  |  |  | 45 | 0.026096
582 | JCKCNTY803 | 3 | North | YES | -0.083981 | 147 | 0 | 147 | 0 | 1.022 | CC | -1 | 0.2063 | 147 | 147 |  |  | -12.3452 | 147 | -0.2063 | -30.3259 | 0.33829 | 0.3645 |  |  |  |  | 46 | 0.026128
2381 | NTHLK1_G | 1 | North | YES | -0.083341 | 0 | 35 | 156 |  | 1.022 | GST | -1 | 0.20566 | 156 | 156 |  |  | -13.0012 | 156 | -0.20566 | -32.0828 | 0.3446 | 0.37081 |  |  |  |  | 47 | 0.026169
2382 | NTHLK2_G | 2 | North | YES | -0.083341 | 0 | 35 | 181 |  | 1.022 | GST | -1 | 0.20566 | 181 | 181 |  |  | -15.0847 | 181 | -0.20566 | -37.2242 | 0.35193 | 0.37814 |  |  |  |  | 48 | 0.026189
2383 | NTHLK3_G | 3 | North | YES | -0.083341 | 0 | 50 | 329 |  | 1.022 | GST | -1 | 0.20566 | 329 | 329 |  |  | -27.4192 | 329 | -0.20566 | -67.6617 | 0.36524 | 0.39146 |  |  |  |  | 49 | 0.02621
923 | SPENCER_G4 | 1 | North | YES | -0.0833 | 48 | 20 | 61 | 0 | 1.03 | GST | -1 | 0.20562 | 61 | 61 |  |  | -5.0813 | 61 | -0.20562 | -12.5427 | 0.36771 | 0.39393 |  |  |  |  | 50 | 0.026212
924 | SPENCER_G5 | 1 | North | YES | -0.0833 | 52 | 20 | 66 | 0 | 1.03 | GST | -1 | 0.20562 | 66 | 66 |  |  | -5.4978 | 66 | -0.20562 | -13.5708 | 0.37038 | 0.3966 |  |  |  |  | 51 | 0.026214
728 | WOLFRIDGE801 | 1 | North | YES | -0.083217 | 11.2 | 0 | 112.5 | 0 | 0.99 | Wind | -1 | 0.20553 | 0 | 112.5 |  |  | 0 | 0 | -0.20553 | 0 | 0.37038 | 0.3966 |  |  |  |  | 52 | 0.026218
344 | MRSSHPRD | 1 | North | YES | -0.083082 | 0 | 0 | 12 |  | 1.03 | Hydro | -1 | 0.2054 | 0 | 0 |  |  | 0 | 0 | -0.2054 | 0 | 0.37038 | 0.3966 |  |  |  |  | 53 | 0.026219
345 | MRSSHPRD01 | 2 | North | YES | -0.083082 | 0 | 0 | 12 |  | 1.03 | Hydro | -1 | 0.2054 | 0 | 0 |  |  | 0 | 0 | -0.2054 | 0 | 0.37038 | 0.3966 |  |  |  |  | 54 | 0.026219
1600 | BARTNWND_1G | 1 | North | YES | -0.083062 | 12 | 0 | 120 | 0 | 1.022 | Wind | -1 | 0.20538 | 0 | 120 |  |  | 0 | 0 | -0.20538 | 0 | 0.37038 | 0.3966 |  |  |  |  | 55 | 0.026219
2413 | MTCK6_G | 6 | North | YES | -0.082994 | 0 | 30 | 118 |  | 1.022 | GST | -1 | 0.20531 | 118 | 118 |  |  | -9.7933 | 118 | -0.20531 | -24.2268 | 0.37516 | 0.40137 |  |  |  |  | 56 | 0.026219
2414 | MTCK7_G | 7 | North | YES | -0.082994 | 0 | 30 | 115 |  | 1.022 | GST | -1 | 0.20531 | 115 | 115 |  |  | -9.5443 | 115 | -0.20531 | -23.6109 | 0.37981 | 0.40602 |  |  |  |  | 57 | 0.026219
2417 | MTCK8_G | 8 | North | YES | -0.082994 | 444.8 | 60 | 556 | 0 | 1.022 | GSC | -1 | 0.20531 | 556 | 556 |  |  | -46.1447 | 556 | -0.20531 | -114.1533 | 0.40231 | 0.42849 |  |  |  |  | 58 | 0.026219
1453 | WCPWRCO_1G | 1 | North | YES | -0.082907 | 204 | 50 | 204 | 0 | 1.02 | CC | -1 | 0.20522 | 204 | 204 |  |  | -16.913 | 204 | -0.20522 | -41.8659 | 0.41057 | 0.43673 |  |  |  |  | 59 | 0.026213
1454 | WCPWRCO_2G | 2 | North | YES | -0.082907 | 204 | 50 | 204 | 0 | 1.02 | CC | -1 | 0.20522 | 204 | 204 |  |  | -16.913 | 204 | -0.20522 | -41.8659 | 0.41882 | 0.44497 |  |  |  |  | 60 | 0.026206
1455 | WCPWRCO_3G | 3 | North | YES | -0.082907 | 242 | 50 | 242 |  | 1.02 | CC | -1 | 0.20522 | 242 | 242 |  |  | -20.0635 | 242 | -0.20522 | -49.6644 | 0.42862 | 0.45475 |  |  |  |  | 61 | 0.026176
2371 | COLLIN_1G | MB | North | YES | -0.082748 | 0 | 40 | 138 |  | 1.022 | GST | -1 | 0.20507 | 0 | 0 |  |  | 0 | 0 | -0.20507 | 0 | 0.42862 | 0.45475 |  |  |  |  | 62 | 0.026161
6948 | DENISNDM | 1 | North | YES | -0.082239 | 40 | 5 | 40 |  | 1.015 | Hydro | -1 | 0.20456 | 0 | 0 |  |  | 0 | 0 | -0.20456 | 0 | 0.42862 | 0.45475 |  |  |  |  | 63 | 0.026147
6948 | DENISNDM | 2 | North | YES | -0.082239 | 31 | 5 | 40 |  | 1.015 | Hydro | -1 | 0.20456 | 0 | 0 |  |  | 0 | 0 | -0.20456 | 0 | 0.42862 | 0.45475 |  |  |  |  | 64 | 0.026129
1687 | VALLEY_1G | 1 | North | YES | -0.082136 | 136 | 15 | 170 | 0 | 1.029 | GST | -1 | 0.20445 | 170 | 170 |  |  | -13.9631 | 170 | -0.20445 | -34.7571 | 0.4355 | 0.46159 |  |  |  |  | 65 | 0.026129
1688 | VALLEY_2G | 2 | North | YES | -0.082136 | 527 | 90 | 527 | 0 | 1.029 | GSC | -1 | 0.20445 | 527 | 527 |  |  | -43.2857 | 527 | -0.20445 | -107.7471 | 0.45683 | 0.4828 |  |  |  |  | 66 | 0.026129
1689 | VALLEY_3G | 3 | North | YES | -0.082021 | 0 | 25 | 375 |  | 1.003 | GST | -1 | 0.20434 | 375 | 375 |  |  | -30.7579 | 375 | -0.20434 | -76.627 | 0.472 | 0.49788 |  |  |  |  | 67 | 0.026129
11691 | KMICHICT1_G | 1 | North | YES | -0.082021 | 144 | 80 | 144 | 0 | 1.026 | CC | -1 | 0.20434 | 144 | 144 |  |  | -11.811 | 144 | -0.20434 | -29.4248 | 0.47783 | 0.50368 |  |  |  |  | 68 | 0.026091
11692 | KMICHICT2_G | 2 | North | YES | -0.082021 | 146 | 80 | 146 | 0 | 1.026 | CC | -1 | 0.20434 | 146 | 146 |  |  | -11.9751 | 146 | -0.20434 | -29.8335 | 0.48374 | 0.50955 |  |  |  |  | 69 | 0.025973
11693 | KMICHIST3_G | 3 | North | YES | -0.082021 | 312 | 60 | 312 | 0 | 1.026 | CC | -1 | 0.20434 | 312 | 312 |  |  | -25.5906 | 312 | -0.20434 | -63.7537 | 0.49637 | 0.5221 |  |  |  |  | 70 | 0.025881
11694 | KMICHICT4_G | 4 | North | YES | -0.082021 | 144 | 80 | 144 | 0 | 1.026 | CC | -1 | 0.20434 | 144 | 144 |  |  | -11.811 | 144 | -0.20434 | -29.4248 | 0.50219 | 0.52789 |  |  |  |  | 71 | 0.025845
11695 | KMICHICT5_G | 5 | North | YES | -0.082021 | 148 | 80 | 148 | 0 | 1.026 | CC | -1 | 0.20434 | 148 | 148 |  |  | -12.1391 | 148 | -0.20434 | -30.2421 | 0.50818 | 0.53384 |  |  |  |  | 72 | 0.025809
11696 | KMICHIST6_G | 6 | North | YES | -0.082021 | 310 | 60 | 310 | 0 | 1.026 | CC | -1 | 0.20434 | 310 | 310 |  |  | -25.4265 | 310 | -0.20434 | -63.345 | 0.52073 | 0.54631 |  |  |  |  | 73 | 0.025732
1678 | LAMARPWR_1G | 1 | North | YES | -0.081941 | 160 | 67.7 | 160 | 0 | 1.038 | CC | -1 | 0.20426 | 160 | 160 |  |  | -13.1106 | 160 | -0.20426 | -32.6814 | 0.5272 | 0.55275 |  |  |  |  | 74 | 0.025697
1679 | LAMARPWR_2G | 2 | North | YES | -0.081941 | 156 | 67.7 | 156 | 0 | 1.038 | CC | -1 | 0.20426 | 156 | 156 |  |  | -12.7828 | 156 | -0.20426 | -31.8644 | 0.53352 | 0.55902 |  |  |  |  | 75 | 0.025661
1680 | LAMARPWR_3G | 3 | North | YES | -0.081941 | 196 | 129.1 | 196 | 0 | 1.038 | CC | -1 | 0.20426 | 196 | 196 |  |  | -16.0604 | 196 | -0.20426 | -40.0347 | 0.54145 | 0.5669 |  |  |  |  | 76 | 0.025584
1681 | LAMARPWR_4G | 4 | North | YES | -0.081941 | 156 | 67.7 | 156 | 0 | 1.038 | CC | -1 | 0.20426 | 156 | 156 |  |  | -12.7828 | 156 | -0.20426 | -31.8644 | 0.54776 | 0.57317 |  |  |  |  | 77 | 0.025542
1682 | LAMARPWR_5G | 5 | North | YES | -0.081941 | 157 | 67.7 | 157 | 0 | 1.038 | CC | -1 | 0.20426 | 157 | 157 |  |  | -12.8647 | 157 | -0.20426 | -32.0686 | 0.55412 | 0.57948 |  |  |  |  | 78 | 0.025501
1683 | LAMARPWR_6G | 6 | North | YES | -0.081941 | 198 | 129.1 | 198 | 0 | 1.038 | CC | -1 | 0.20426 | 198 | 198 |  |  | -16.2243 | 198 | -0.20426 | -40.4432 | 0.56213 | 0.58745 |  |  |  |  | 79 | 0.02545
1675 | PEC_1G | 1 | North | YES | -0.081871 | 76.7 | 35 | 76.7 | 0 | 1.022 | Cogen | -1 | 0.20419 | 0 | 0 |  |  | 0 | 0 | -0.20419 | 0 | 0.56213 | 0.58745 |  |  |  |  | 80 | 0.025409
1676 | PEC_2G | 2 | North | YES | -0.081871 | 79.6 | 35 | 79.6 | 0 | 1.022 | Cogen | -1 | 0.20419 | 0 | 0 |  |  | 0 | 0 | -0.20419 | 0 | 0.56213 | 0.58745 |  |  |  |  | 81 | 0.025368
1677 | PEC_3G | 3 | North | YES | -0.081871 | 88.4 | 35 | 88.4 | 0 | 1.022 | Cogen | -1 | 0.20419 | 0 | 0 |  |  | 0 | 0 | -0.20419 | 0 | 0.56213 | 0.58745 |  |  |  |  | 82 | 0.025316
1701 | MOSES_1G | 1 | North | YES | -0.08181 | 558 | 175 | 558 | 0 | 1.023 | LIGCO | -1 | 0.20413 | 0 | 558 |  |  | 0 | 0 | -0.20413 | 0 | 0.56213 | 0.58745 |  |  |  |  | 83 | 0.025316
1702 | MOSES_2G | 2 | North | YES | -0.08181 | 579 | 175 | 579 | 0 | 1.023 | LIGCO | -1 | 0.20413 | 0 | 579 |  |  | 0 | 0 | -0.20413 | 0 | 0.56213 | 0.58745 |  |  |  |  | 84 | 0.025316
1703 | MOSES_3G | 3 | North | YES | -0.08181 | 808 | 463 | 808 | 0 | 1.023 | LIGCO | -1 | 0.20413 | 0 | 808 |  |  | 0 | 0 | -0.20413 | 0 | 0.56213 | 0.58745 |  |  |  |  | 85 | 0.025316
5925 | DCEAST | EQ | North | YES | -0.08181 | 400.3 | -600 | 600 | 0 | 1.025 | DCTie | -1 | 0.20413 | 0 | 0 |  |  | 0 | 0 | -0.20413 | 0 | 0.56213 | 0.58745 |  |  |  |  | 86 | 0.025316
837 | NEWMAN_G5 | 1 | North | YES | -0.081733 | 0 | 15 | 40 |  | 1.01 | GST | -1 | 0.20405 | 40 | 40 |  |  | -3.2693 | 40 | -0.20405 | -8.162 | 0.56375 | 0.58905 |  |  |  |  | 87 | 0.025316
842 | OLINGER_G1 | 1 | North | YES | -0.081724 | 55.4 | 20 | 79 | 0 | 1.03 | GST | -1 | 0.20404 | 79 | 79 |  |  | -6.4562 | 79 | -0.20404 | -16.1193 | 0.56695 | 0.59223 |  |  |  |  | 88 | 0.025316
843 | OLINGER_G2 | 1 | North | YES | -0.081724 | 76.2 | 25 | 110 | 0 | 1.03 | GST | -1 | 0.20404 | 110 | 110 |  |  | -8.9896 | 110 | -0.20404 | -22.4446 | 0.5714 | 0.59664 |  |  |  |  | 89 | 0.025316
844 | OLINGER_G3 | 1 | North | YES | -0.081724 | 103.9 | 45 | 150 | 0 | 1.03 | GST | -1 | 0.20404 | 150 | 150 |  |  | -12.2586 | 150 | -0.20404 | -30.6063 | 0.57747 | 0.60267 |  |  |  |  | 90 | 0.025304
845 | OLINGER_G4 | 1 | North | YES | -0.081724 | 51.9 | 0 | 76 | 0 | 1.03 | GGT | -1 | 0.20404 | 76 | 76 |  |  | -6.211 | 76 | -0.20404 | -15.5072 | 0.58054 | 0.60572 |  |  |  |  | 91 | 0.02528
948 | STEAM1 | 1 | North | YES | -0.081592 | 0 | 12 | 20 |  | 1.02 | GST | -1 | 0.20391 | 20 | 20 |  |  | -1.6318 | 20 | -0.20391 | -4.0782 | 0.58135 | 0.60652 |  |  |  |  | 92 | 0.025246
949 | STEAM2 | 1 | North | YES | -0.081592 | 26 | 8 | 26 | 0 | 0.99 | GST | -1 | 0.20391 | 26 | 26 |  |  | -2.1214 | 26 | -0.20391 | -5.3017 | 0.58241 | 0.60757 |  |  |  |  | 93 | 0.0252
950 | STEAM3 | 1 | North | YES | -0.081592 | 41 | 13 | 42 | 0 | 1.02 | GST | -1 | 0.20391 | 42 | 42 |  |  | -3.4269 | 42 | -0.20391 | -8.5642 | 0.58411 | 0.60925 |  |  |  |  | 94 | 0.025177
12440 | PARKD_1SVC8 | 1 | North | YES | -0.081561 | 0 | 0 | 0 | 0 | 1.007 | GST | -1 | 0.20388 | 0 | 0 |  |  | 0 | 0 | -0.20388 | 0 | 0.58411 | 0.60925 |  |  |  |  | 95 | 0.025171
12449 | PARKD_2SVC8 | 1 | North | YES | -0.081561 | 0 | 0 | 0 | 0 | 1.007 | GST | -1 | 0.20388 | 0 | 0 |  |  | 0 | 0 | -0.20388 | 0 | 0.58411 | 0.60925 |  |  |  |  | 96 | 0.025162
2451 | LKHB1_G | 1 | North | YES | -0.081422 | 0 | 80 | 391 |  | 1.022 | GST | -1 | 0.20374 | 391 | 391 |  |  | -31.836 | 391 | -0.20374 | -79.6622 | 0.59993 | 0.62494 |  |  |  |  | 97 | 0.025148
2452 | LKHB2_G | 2 | North | YES | -0.081422 | 516 | 80 | 516 | 0 | 1.022 | GST | -1 | 0.20374 | 516 | 516 |  |  | -42.0138 | 516 | -0.20374 | -105.1297 | 0.62081 | 0.64563 |  |  |  |  | 98 | 0.025148
3126 | TRINIDAD_6G | 1 | North | YES | -0.081421 | 179.2 | 46 | 224 | 0 | 1 | GST | -1 | 0.20374 | 224 | 224 |  |  | -18.2383 | 224 | -0.20374 | -45.6375 | 0.62988 | 0.65461 |  |  |  |  | 99 | 0.025148
1433 | GRHAMSES_1G | 1 | North | YES | -0.080999 | 242 | 60 | 242 | 0 | 1.038 | GST | -1 | 0.20332 | 242 | 242 |  |  | -19.6018 | 242 | -0.20332 | -49.2027 | 0.63967 | 0.6643 |  |  |  |  | 100 | 0.025006
1479 | WFCOGEN_1G | 1 | North | YES | -0.080878 | 16 | 12 | 20 | 0 | 1 | Cogen | -1 | 0.2032 | 0 | 0 |  |  | 0 | 0 | -0.2032 | 0 | 0.63967 | 0.6643 |  |  |  |  | 101 | 0.024818
1479 | WFCOGEN_1G | 2 | North | YES | -0.080878 | 16 | 12 | 20 | 0 | 1 | Cogen | -1 | 0.2032 | 0 | 0 |  |  | 0 | 0 | -0.2032 | 0 | 0.63967 | 0.6643 |  |  |  |  | 102 | 0.024736
1482 | WFCOGEN_2G | 1 | North | YES | -0.080878 | 16 | 12 | 20 | 0 | 1 | Cogen | -1 | 0.2032 | 0 | 0 |  |  | 0 | 0 | -0.2032 | 0 | 0.63967 | 0.6643 |  |  |  |  | 103 | 0.024628
1482 | WFCOGEN_2G | 2 | North | YES | -0.080878 | 13.6 | 12 | 17 | 0 | 1 | Cogen | -1 | 0.2032 | 0 | 0 |  |  | 0 | 0 | -0.2032 | 0 | 0.63967 | 0.6643 |  |  |  |  | 104 | 0.024628
12411 | FPLEFR1A_G | 1 | North | YES | -0.08079 | 161 | 72 | 161 | 0 | 1 | CC | -1 | 0.20311 | 161 | 161 |  |  | -13.0072 | 161 | -0.20311 | -32.7004 | 0.64619 | 0.67074 |  |  |  |  | 105 | 0.024628
12412 | FPLEFR1B_G | 2 | North | YES | -0.08079 | 164 | 72 | 164 | 0 | 1 | CC | -1 | 0.20311 | 164 | 164 |  |  | -13.2496 | 164 | -0.20311 | -33.3097 | 0.65282 | 0.67729 |  |  |  |  | 106 | 0.024628
12413 | FPLEFR1C_G | 3 | North | YES | -0.08079 | 164 | 72 | 164 | 0 | 1 | CC | -1 | 0.20311 | 164 | 164 |  |  | -13.2496 | 164 | -0.20311 | -33.3097 | 0.65946 | 0.68385 |  |  |  |  | 107 | 0.024628
12414 | FPLEFR1S_G | 4 | North | YES | -0.08079 | 414 | 191 | 414 | 0 | 1 | CC | -1 | 0.20311 | 414 | 414 |  |  | -33.4471 | 414 | -0.20311 | -84.0866 | 0.67622 | 0.7004 |  |  |  |  | 108 | 0.024549
12421 | FPLEFR2A_G | 1 | North | YES | -0.08079 | 162 | 72 | 162 | 0 | 1 | CC | -1 | 0.20311 | 162 | 162 |  |  | -13.088 | 162 | -0.20311 | -32.9035 | 0.68277 | 0.70688 |  |  |  |  | 109 | 0.024469
12422 | FPLEFR2B_G | 2 | North | YES | -0.08079 | 161 | 72 | 161 | 0 | 1 | CC | -1 | 0.20311 | 161 | 161 |  |  | -13.0072 | 161 | -0.20311 | -32.7004 | 0.68929 | 0.71332 |  |  |  |  | 110 | 0.024389
12423 | FPLEFR2C_G | 3 | North | YES | -0.08079 | 163 | 72 | 163 | 0 | 1 | CC | -1 | 0.20311 | 163 | 163 |  |  | -13.1688 | 163 | -0.20311 | -33.1066 | 0.69588 | 0.71983 |  |  |  |  | 111 | 0.024187
12424 | FPLEFR2S_G | 4 | North | YES | -0.08079 | 415 | 191 | 415 | 0 | 1 | CC | -1 | 0.20311 | 415 | 415 |  |  | -33.5279 | 415 | -0.20311 | -84.2897 | 0.71268 | 0.73643 |  |  |  |  | 112 | 0.024107
1432 | GRHAMSES_2G | 2 | North | YES | -0.080766 | 294.9 | 90 | 366 | 0 | 1.014 | GST | -1 | 0.20308 | 366 | 366 |  |  | -29.5604 | 366 | -0.20308 | -74.3287 | 0.72749 | 0.75106 |  |  |  |  | 113 | 0.024029
6100 | OKLA7A | EQ | West | YES | -0.078835 | 50 | -220 | 220 | 0 | 1.035 | DCTie | -1 | 0.20115 | 0 | 0 |  |  |  |  | -0.20115 | 0 | 0.72749 | 0.75106 |  |  |  |  | 114 | 0.023949
6752 | OKLA0A | 1 | West | YES | -0.078835 | 649.7 | 175 | 649.7 | 0 | 1.035 | LIGCO | -1 | 0.20115 | 0 | 649.7 |  |  |  |  | -0.20115 | 0 | 0.72749 | 0.75106 |  |  |  |  | 115 | 0.023746
1442 | COKFIELD_5 | 1 | North | YES | -0.078214 | 16.5 | 0 | 165 |  | 1.029 | Wind | -1 | 0.20053 | 0 | 165 |  |  | 0 | 0 | -0.20053 | 0 | 0.72749 | 0.75106 |  |  |  |  | 116 | 0.023566
3097 | MARTLAKE_1G | 1 | North | YES | -0.077669 | 790 | 500 | 790 | 0 | 1.017 | LIGCO | -1 | 0.19999 | 0 | 790 |  |  | 0 | 0 | -0.19999 | 0 | 0.72749 | 0.75106 |  |  |  |  | 117 | 0.023566
3098 | MARTLAKE_2G | 2 | North | YES | -0.077669 | 795 | 461 | 795 | 0 | 1.017 | LIGCO | -1 | 0.19999 | 0 | 795 |  |  | 0 | 0 | -0.19999 | 0 | 0.72749 | 0.75106 |  |  |  |  | 118 | 0.023566
3099 | MARTLAKE_3G | 3 | North | YES | -0.077669 | 804 | 500 | 804 | 0 | 1.017 | LIGCO | -1 | 0.19999 | 0 | 804 |  |  | 0 | 0 | -0.19999 | 0 | 0.72749 | 0.75106 |  |  |  |  | 119 | 0.023566
1438 | MESQUITW_2G | 1 | North | YES | -0.077408 | 23.6 | 0 | 236 |  | 1.017 | Wind | -1 | 0.19973 | 0 | 236 |  |  | 0 | 0 | -0.19973 | 0 | 0.72749 | 0.75106 |  |  |  |  | 120 | 0.023566
1437 | MESQUITW_1G | 1 | North | YES | -0.077404 | 40 | 0 | 400 | 0 | 1.023 | Wind | -1 | 0.19972 | 0 | 400 |  |  | 0 | 0 | -0.19972 | 0 | 0.72749 | 0.75106 |  |  |  |  | 121 | 0.023566
13116 | TGATEWAY_1G | 1 | North | YES | -0.07726 | 151 | 30 | 151 | 0 | 1.0232 | CC | -1 | 0.19958 | 151 | 151 |  |  | -11.6663 | 151 | -0.19958 | -30.1362 | 0.7336 | 0.75699 |  |  |  |  | 122 | 0.023566
13117 | TGATEWAY_2G | 2 | North | YES | -0.07726 | 130 | 30 | 130 | 0 | 1.0232 | CC | -1 | 0.19958 | 130 | 130 |  |  | -10.0438 | 130 | -0.19958 | -25.9451 | 0.73886 | 0.7621 |  |  |  |  | 123 | 0.023566
13118 | TGATEWAY_3G | 3 | North | YES | -0.07726 | 148 | 30 | 148 | 0 | 1.0232 | CC | -1 | 0.19958 | 148 | 148 |  |  | -11.4345 | 148 | -0.19958 | -29.5375 | 0.74485 | 0.76791 |  |  |  |  | 124 | 0.023566
13119 | TGATEWAY_4G | 4 | North | YES | -0.07726 | 399 | 65 | 399 | 0 | 1.0232 | CC | -1 | 0.19958 | 399 | 399 |  |  | -30.8267 | 399 | -0.19958 | -79.6315 | 0.761 | 0.78359 |  |  |  |  | 125 | 0.023387
3348 | CHAMPION_1G | MB | North | YES | -0.076769 | 0 | 42 | 42 |  | 1 | Cogen | -1 | 0.19909 | 0 | 0 |  |  | 0 | 0 | -0.19909 | 0 | 0.761 | 0.78359 |  |  |  |  | 126 | 0.023233
3309 | ASPN_G | 1 | North | YES | -0.076729 | 50 | 0 | 50 |  | 1 | Bio | -1 | 0.19905 | 50 | 50 |  |  | -3.8365 | 50 | -0.19905 | -9.9523 | 0.76303 | 0.78555 |  |  |  |  | 127 | 0.023058
3107 | STRYKER_1G | 1 | North | YES | -0.076436 | 145.6 | 45 | 182 | 0 | 1.029 | GST | -1 | 0.19875 | 182 | 182 |  |  | -13.9114 | 182 | -0.19875 | -36.1732 | 0.77039 | 0.79267 |  |  |  |  | 128 | 0.022586
3108 | STRYKER_2G | 2 | North | YES | -0.076436 | 484 | 75 | 484 | 0 | 1.029 | GST | -1 | 0.19875 | 484 | 484 |  |  | -36.995 | 484 | -0.19875 | -96.1968 | 0.78998 | 0.8116 |  |  |  |  | 129 | 0.022586
60081 | WHRLWIND1A | 1 | West | YES | -0.076197 | 12 | 0 | 60 | 0 | 1.03 | Wind | -1 | 0.19851 | 0 | 60 |  |  |  |  | -0.19851 | 0 | 0.78998 | 0.8116 |  |  |  |  | 130 | 0.022521
1416 | SWETWATR_1G | 1 | West | YES | -0.075306 | 30 | 18 | 30 | 0 | 1.026 | CC | -1 | 0.19762 | 30 | 30 |  |  |  |  | -0.19762 | -5.9287 | 0.79119 | 0.81277 |  |  |  |  | 131 | 0.022276
1417 | SWETWATR_2G | 2 | West | YES | -0.075306 | 72 | 36 | 72 | 0 | 1.026 | CC | -1 | 0.19762 | 72 | 72 |  |  |  |  | -0.19762 | -14.2289 | 0.79411 | 0.81557 |  |  |  |  | 132 | 0.021625
1418 | SWETWATR_3G | 3 | West | YES | -0.075306 | 68 | 36 | 68 | 0 | 1.026 | CC | -1 | 0.19762 | 68 | 68 |  |  |  |  | -0.19762 | -13.4384 | 0.79686 | 0.81822 |  |  |  |  | 133 | 0.021625
1419 | SWETWATR_4G | 4 | West | YES | -0.075306 | 61 | 36 | 61 | 0 | 1.026 | CC | -1 | 0.19762 | 61 | 61 |  |  |  |  | -0.19762 | -12.055 | 0.79933 | 0.82059 |  |  |  |  | 134 | 0.021578
6407 | TURKTRAK1A | 1 | West | YES | -0.075258 | 33.9 | 0 | 169.5 | 0 | 1.025 | Wind | -1 | 0.19758 | 0 | 169.5 |  |  |  |  | -0.19758 | 0 | 0.79933 | 0.82059 |  |  |  |  | 135 | 0.021465
6144 | MCADOO1A | 1 | West | YES | -0.075145 | 15 | 0 | 150 | 0 | 1.025 | Wind | -1 | 0.19746 | 0 | 150 |  |  |  |  | -0.19746 | 0 | 0.79933 | 0.82059 |  |  |  |  | 136 | 0.021358
11056 | ROSCOE_1G | 1 | West | YES | -0.074841 | 41.8 | 0 | 209 |  | 1 | Wind | -1 | 0.19716 | 0 | 209 |  |  |  |  | -0.19716 | 0 | 0.79933 | 0.82059 |  |  |  |  | 137 | 0.021263
11057 | CHAMPION_1G | 1 | West | YES | -0.074841 | 25.3 | 0 | 126.5 |  | 1 | Wind | -1 | 0.19716 | 0 | 126.5 |  |  |  |  | -0.19716 | 0 | 0.79933 | 0.82059 |  |  |  |  | 138 | 0.021263
11058 | PYRON_1G | 1 | West | YES | -0.074841 | 49.8 | 0 | 249 |  | 1 | Wind | -1 | 0.19716 | 0 | 249 |  |  |  |  | -0.19716 | 0 | 0.79933 | 0.82059 |  |  |  |  | 139 | 0.021263
11059 | INADALE_1G | 1 | West | YES | -0.074841 | 39.4 | 0 | 197 |  | 1 | Wind | -1 | 0.19716 | 0 | 197 |  |  |  |  | -0.19716 | 0 | 0.79933 | 0.82059 |  |  |  |  | 140 | 0.021263
71051 | L_BITTCR1_1N | W1 | West | YES | -0.074841 | 7.5 | 0 | 37.5 |  | 1.02 | Wind | -1 | 0.19716 | 0 | 37.5 |  |  |  |  | -0.19716 | 0 | 0.79933 | 0.82059 |  |  |  |  | 141 | 0.021263
71054 | L_SWEETW1_1N | W1 | West | YES | -0.074841 | 21.5 | 0 | 107.5 |  | 1.02 | Wind | -1 | 0.19716 | 0 | 107.5 |  |  |  |  | -0.19716 | 0 | 0.79933 | 0.82059 |  |  |  |  | 142 | 0.021263
71057 | L_SWEETW1_2N | W1 | West | YES | -0.074841 | 27 | 0 | 135 |  | 1.02 | Wind | -1 | 0.19716 | 0 | 135 |  |  |  |  | -0.19716 | 0 | 0.79933 | 0.82059 |  |  |  |  | 143 | 0.021263
71059 | L_SWEETW1_3N | W1 | West | YES | -0.074841 | 23.8 | 0 | 119 | 0 | 1.02 | Wind | -1 | 0.19716 | 0 | 119 |  |  |  |  | -0.19716 | 0 | 0.79933 | 0.82059 |  |  |  |  | 144 | 0.021263
71060 | L_SWEETW1_4N | W1 | West | YES | -0.074841 | 21 | 0 | 105 | 0 | 1.02 | Wind | -1 | 0.19716 | 0 | 105 |  |  |  |  | -0.19716 | 0 | 0.79933 | 0.82059 |  |  |  |  | 145 | 0.021263
71061 | L_SWEETW1_5N | W1 | West | YES | -0.074841 | 16.1 | 0 | 80.5 | 0 | 1.02 | Wind | -1 | 0.19716 | 0 | 80.5 |  |  |  |  | -0.19716 | 0 | 0.79933 | 0.82059 |  |  |  |  | 146 | 0.021263
1343 | TRENTIPP_8 | 1 | West | YES | -0.074713 | 30 | 0 | 150 |  | 1.014 | Wind | -1 | 0.19703 | 0 | 150 |  |  |  |  | -0.19703 | 0 | 0.79933 | 0.82059 |  |  |  |  | 147 | 0.021263
1354 | AEPWIND_8 | 1 | West | YES | -0.074713 | 20.2 | 0 | 101 |  | 1 | Wind | -1 | 0.19703 | 0 | 101 |  |  |  |  | -0.19703 | 0 | 0.79933 | 0.82059 |  |  |  |  | 148 | 0.021263
36998 | RDCNYNG1 | 1 | West | YES | -0.074231 | 16.8 | 0 | 84 |  | 1.01 | Wind | -1 | 0.19655 | 0 | 84 |  |  |  |  | -0.19655 | 0 | 0.79933 | 0.82059 |  |  |  |  | 149 | 0.021263
1061 | CIELOGEN_1G | 1 | West | YES | -0.074022 | 19.8 | 0 | 99 |  | 1 | Wind | -1 | 0.19634 | 0 | 99 |  |  |  |  | -0.19634 | 0 | 0.79933 | 0.82059 |  |  |  |  | 150 | 0.021263
1062 | CIELOGEN_2G | 1 | West | YES | -0.074022 | 12.2 | 0 | 61 |  | 1 | Wind | -1 | 0.19634 | 0 | 61 |  |  |  |  | -0.19634 | 0 | 0.79933 | 0.82059 |  |  |  |  | 151 | 0.021263
1069 | KINDERMG_1G | 1 | West | YES | -0.074022 | 25 | 5 | 25 | 0 | 1.017 | Cogen | -1 | 0.19634 | 0 | 0 |  |  |  |  | -0.19634 | 0 | 0.79933 | 0.82059 |  |  |  |  | 152 | 0.021263
1070 | KINDERMG_2G | 1 | West | YES | -0.074022 | 45.7 | 12 | 45.7 | 0 | 1.017 | Cogen | -1 | 0.19634 | 0 | 0 |  |  |  |  | -0.19634 | 0 | 0.79933 | 0.82059 |  |  |  |  | 153 | 0.021263
1071 | KINDERMG_3G | 1 | West | YES | -0.074022 | 45.7 | 12 | 45.7 | 0 | 1.017 | Cogen | -1 | 0.19634 | 0 | 0 |  |  |  |  | -0.19634 | 0 | 0.79933 | 0.82059 |  |  |  |  | 154 | 0.021263
1068 | SCURRYCW_1G | 1 | West | YES | -0.074011 | 28.2 | 1.3 | 141 | 0 | 1.0217 | Wind | -1 | 0.19633 | 0 | 141 |  |  |  |  | -0.19633 | 0 | 0.79933 | 0.82059 |  |  |  |  | 155 | 0.021263
1073 | SCURRYCW_2G | 2 | West | YES | -0.074011 | 24 | 0 | 120 | 0 | 1.0217 | Wind | -1 | 0.19633 | 0 | 120 |  |  |  |  | -0.19633 | 0 | 0.79933 | 0.82059 |  |  |  |  | 156 | 0.021263
6637 | SNYDERW1A | 1 | West | YES | -0.073939 | 12.6 | 0 | 63 | 0 | 1.025 | Wind | -1 | 0.19626 | 0 | 63 |  |  |  |  | -0.19626 | 0 | 0.79933 | 0.82059 |  |  |  |  | 157 | 0.021263
1037 | MORGAN5G_5G | 5 | West | YES | -0.073852 | 109.6 | 40 | 137 | 0 | 1.029 | GST | -1 | 0.19617 | 137 | 137 |  |  |  |  | -0.19617 | -26.8753 | 0.80487 | 0.82588 |  |  |  |  | 158 | 0.021263
1039 | MRGNAG_1G | A | West | YES | -0.073852 | 69 | 69 | 69 | 0 | 1.029 | GGT | -1 | 0.19617 | 69 | 69 |  |  |  |  | -0.19617 | -13.5357 | 0.80766 | 0.82854 |  |  |  |  | 159 | 0.021263
1040 | MRGNBG_2G | B | West | YES | -0.073852 | 70 | 70 | 71 | 0 | 1.029 | GGT | -1 | 0.19617 | 71 | 71 |  |  |  |  | -0.19617 | -13.9281 | 0.81054 | 0.83129 |  |  |  |  | 160 | 0.021263
1041 | MRGNCG_3G | C | West | YES | -0.073852 | 69 | 69 | 70 | 0 | 1.029 | GGT | -1 | 0.19617 | 70 | 70 |  |  |  |  | -0.19617 | -13.7319 | 0.81337 | 0.83399 |  |  |  |  | 161 | 0.021009
1042 | MRGNDG_4G | D | West | YES | -0.073852 | 68 | 68 | 68 | 0 | 1.029 | GGT | -1 | 0.19617 | 68 | 68 |  |  |  |  | -0.19617 | -13.3395 | 0.81612 | 0.83662 |  |  |  |  | 162 | 0.020881
1043 | MRGNEG_5G | E | West | YES | -0.073852 | 68 | 68 | 70 | 0 | 1.029 | GGT | -1 | 0.19617 | 70 | 70 |  |  |  |  | -0.19617 | -13.7319 | 0.81896 | 0.83932 |  |  |  |  | 163 | 0.020749
1044 | MRGNFG_6G | F | West | YES | -0.073852 | 66 | 66 | 66 | 0 | 1.029 | GGT | -1 | 0.19617 | 66 | 66 |  |  |  |  | -0.19617 | -12.9472 | 0.82163 | 0.84187 |  |  |  |  | 164 | 0.020619
60058 | BUFF_GAP1A | 1 | West | YES | -0.073836 | 24 | 0 | 120 |  | 1 | Wind | -1 | 0.19615 | 0 | 120 |  |  |  |  | -0.19615 | 0 | 0.82163 | 0.84187 |  |  |  |  | 165 | 0.020493
60060 | CIRELLO | 1 | West | YES | -0.073836 | 46.6 | 0 | 233 | 0 | 1 | Wind | -1 | 0.19615 | 0 | 233 |  |  |  |  | -0.19615 | 0 | 0.82163 | 0.84187 |  |  |  |  | 166 | 0.020363
60063 | BUFF_GAP1B | 1 | West | YES | -0.073836 | 34 | 0 | 170.2 | 0 | 1.02 | Wind | -1 | 0.19615 | 0 | 170.2 |  |  |  |  | -0.19615 | 0 | 0.82163 | 0.84187 |  |  |  |  | 167 | 0.020241
60066 | H_HOLLOW1A | 1 | West | YES | -0.073836 | 44.4 | 0 | 222 | 0 | 1.005 | Wind | -1 | 0.19615 | 0 | 222 |  |  |  |  | -0.19615 | 0 | 0.82163 | 0.84187 |  |  |  |  | 168 | 0.020241
60068 | HHOLLOW21A | 1 | West | YES | -0.073836 | 36.8 | 0 | 184 | 0 | 1.025 | Wind | -1 | 0.19615 | 0 | 184 |  |  |  |  | -0.19615 | 0 | 0.82163 | 0.84187 |  |  |  |  | 169 | 0.020241
60070 | HHOLLOW31A | 1 | West | YES | -0.073836 | 44.8 | 0 | 224 | 0 | 1.025 | Wind | -1 | 0.19615 | 0 | 224 |  |  |  |  | -0.19615 | 0 | 0.82163 | 0.84187 |  |  |  |  | 170 | 0.020241
60072 | HHOLLOW41A | 1 | West | YES | -0.073836 | 23 | 0 | 115 | 0 | 1.025 | Wind | -1 | 0.19615 | 0 | 115 |  |  |  |  | -0.19615 | 0 | 0.82163 | 0.84187 |  |  |  |  | 171 | 0.020241
1058 | LONGSHORE_5 | 1 | West | YES | -0.07367 | 30 | 0 | 150 |  | 1.01 | Wind | -1 | 0.19599 | 0 | 150 |  |  |  |  | -0.19599 | 0 | 0.82163 | 0.84187 |  |  |  |  | 172 | 0.020241
1058 | LONGSHORE_5 | 2 | West | YES | -0.07367 | 44 | 0 | 220 |  | 1.01 | Wind | -1 | 0.19599 | 0 | 220 |  |  |  |  | -0.19599 | 0 | 0.82163 | 0.84187 |  |  |  |  | 173 | 0.020241
11065 | ELBOWCK_1G | 1 | West | YES | -0.07367 | 23.4 | 0 | 121.9 | 0 | 1 | Wind | -1 | 0.19599 | 0 | 121.9 |  |  |  |  | -0.19599 | 0 | 0.82163 | 0.84187 |  |  |  |  | 174 | 0.020241
11309 | BULLCREK_2G | 1 | West | YES | -0.073534 | 20.9 | 0 | 180 |  | 1 | Wind | -1 | 0.19585 | 0 | 180 |  |  |  |  | -0.19585 | 0 | 0.82163 | 0.84187 |  |  |  |  | 175 | 0.020241
11310 | BULLCREK_1G | 1 | West | YES | -0.073534 | 15.1 | 0 | 180 |  | 1 | Wind | -1 | 0.19585 | 0 | 180 |  |  |  |  | -0.19585 | 0 | 0.82163 | 0.84187 |  |  |  |  | 176 | 0.020241
1045 | CALENG1G_1G | 1 | West | YES | -0.07347 | 73.4 | 27 | 73.4 | 0 | 1.014 | Cogen | -1 | 0.19579 | 0 | 0 |  |  |  |  | -0.19579 | 0 | 0.82163 | 0.84187 |  |  |  |  | 177 | 0.020241
1046 | CALENG2G_2G | 2 | West | YES | -0.07347 | 73.4 | 27 | 73.4 | 0 | 1.014 | Cogen | -1 | 0.19579 | 0 | 0 |  |  |  |  | -0.19579 | 0 | 0.82163 | 0.84187 |  |  |  |  | 178 | 0.020241
1047 | CALENG3G_3G | 3 | West | YES | -0.07347 | 70.4 | 27 | 70.4 | 0 | 1.014 | Cogen | -1 | 0.19579 | 0 | 0 |  |  |  |  | -0.19579 | 0 | 0.82163 | 0.84187 |  |  |  |  | 179 | 0.020241
11320 | COYOTE_1G | 1 | West | YES | -0.073465 | 22.5 | 0 | 225 |  | 1 | Wind | -1 | 0.19578 | 0 | 225 |  |  |  |  | -0.19578 | 0 | 0.82163 | 0.84187 |  |  |  |  | 180 | 0.020241
1360 | GUNSIGHT_8 | 1 | West | YES | -0.073175 | 0 | 0 | 120 |  | 1.01 | Wind | -1 | 0.19549 | 0 | 120 |  |  |  |  | -0.19549 | 0 | 0.82163 | 0.84187 |  |  |  |  | 181 | 0.020241
1327 | WILDHRSE_1G | 1 | West | YES | -0.073133 | 0 | 0 | 120 |  | 1 | Wind | -1 | 0.19545 | 0 | 120 |  |  |  |  | -0.19545 | 0 | 0.82163 | 0.84187 |  |  |  |  | 182 | 0.020241
1333 | MCDDONAL_8 | 1 | West | YES | -0.072897 | 42.8 | 0 | 214.2 |  | 1.01 | Wind | -1 | 0.19521 | 0 | 214.2 |  |  |  |  | -0.19521 | 0 | 0.82163 | 0.84187 |  |  |  |  | 183 | 0.020241
1328 | OCOTILLO_1G | 1 | West | YES | -0.072712 | 11.6 | 0 | 58 |  | 1.01 | Wind | -1 | 0.19503 | 0 | 58 |  |  |  |  | -0.19503 | 0 | 0.82163 | 0.84187 |  |  |  |  | 184 | 0.020241
13134 | CALFREST_4G | 4 | North | YES | -0.072648 | 151.5 | 40 | 151.5 | 0 | 1.031 | CC | -1 | 0.19497 | 151.5 | 151.5 |  |  | -11.0062 | 151.5 | -0.19497 | -29.5373 | 0.82776 | 0.84768 |  |  |  |  | 185 | 0.020241
13135 | CALFREST_5G | 5 | North | YES | -0.072648 | 152.3 | 57 | 152.3 | 0 | 1.031 | CC | -1 | 0.19497 | 152.3 | 152.3 |  |  | -11.0643 | 152.3 | -0.19497 | -29.6933 | 0.83392 | 0.85353 |  |  |  |  | 186 | 0.020241
13136 | CALFREST_6G | 6 | North | YES | -0.072648 | 177.5 | 40 | 177.5 | 0 | 1.031 | CC | -1 | 0.19497 | 177.5 | 177.5 |  |  | -12.895 | 177.5 | -0.19497 | -34.6064 | 0.84111 | 0.86034 |  |  |  |  | 187 | 0.020241
11001 | NAV1CT | 1 | West | YES | -0.072608 | 70.4 | 18 | 70.4 | 0 | 1.029 | CC | -1 | 0.19493 | 70.4 | 70.4 |  |  |  |  | -0.19493 | -13.7228 | 0.84395 | 0.86304 |  |  |  |  | 188 | 0.019924
11009 | NAV2CT | 1 | West | YES | -0.072608 | 71.4 | 18 | 71.4 | 0 | 1.029 | CC | -1 | 0.19493 | 71.4 | 71.4 |  |  |  |  | -0.19493 | -13.9177 | 0.84684 | 0.86578 |  |  |  |  | 189 | 0.019605
11011 | NAV3ST | 1 | West | YES | -0.072608 | 92.8 | 40 | 92.8 | 0 | 1.029 | CC | -1 | 0.19493 | 92.8 | 92.8 |  |  |  |  | -0.19493 | -18.0891 | 0.8506 | 0.86934 |  |  |  |  | 190 | 0.019234
11012 | NAV4CT | 1 | West | YES | -0.072608 | 80 | 18 | 80 | 0 | 1.029 | CC | -1 | 0.19493 | 80 | 80 |  |  |  |  | -0.19493 | -15.5941 | 0.85384 | 0.87241 |  |  |  |  | 191 | 0.019086
11013 | NAV5CT | 1 | West | YES | -0.072608 | 80 | 18 | 80 | 0 | 1.029 | CC | -1 | 0.19493 | 80 | 80 |  |  |  |  | -0.19493 | -15.5941 | 0.85707 | 0.87548 |  |  |  |  | 192 | 0.018937
11014 | NAV6ST | 1 | West | YES | -0.072608 | 115 | 40 | 115 | 0 | 1.029 | CC | -1 | 0.19493 | 115 | 115 |  |  |  |  | -0.19493 | -22.4165 | 0.86173 | 0.87989 |  |  |  |  | 193 | 0.018742
11020 | TIEHVSG_1G | 1 | West | YES | -0.072596 | 208.2 | 63 | 208.2 | 0 | 1.012 | CC | -1 | 0.19491 | 208.2 | 208.2 |  |  |  |  | -0.19491 | -40.581 | 0.87015 | 0.88788 |  |  |  |  | 194 | 0.018574
11021 | TIEHVCG_1G | 1 | West | YES | -0.072596 | 142.1 | 103 | 142.1 | 0 | 1.012 | CC | -1 | 0.19491 | 142.1 | 142.1 |  |  |  |  | -0.19491 | -27.6972 | 0.87591 | 0.89333 |  |  |  |  | 195 | 0.018406
11022 | TIEHVCG_2G | 1 | West | YES | -0.072596 | 132.4 | 103 | 132.4 | 0 | 1.012 | CC | -1 | 0.19491 | 132.4 | 132.4 |  |  |  |  | -0.19491 | -25.8066 | 0.88126 | 0.89841 |  |  |  |  | 196 | 0.018164
11023 | TIEHVCG_3G | 1 | West | YES | -0.072596 | 137.4 | 103 | 137.4 | 0 | 1.012 | CC | -1 | 0.19491 | 137.4 | 137.4 |  |  |  |  | -0.19491 | -26.7812 | 0.88682 | 0.90369 |  |  |  |  | 197 | 0.017727
11024 | TIEHVCG_4G | 1 | West | YES | -0.072596 | 147 | 103 | 147 | 0 | 1.012 | CC | -1 | 0.19491 | 147 | 147 |  |  |  |  | -0.19491 | -28.6523 | 0.89277 | 0.90933 |  |  |  |  | 198 | 0.017428
11025 | TIEHVSG_2G | 1 | West | YES | -0.072596 | 213.2 | 63 | 213.2 | 0 | 1.012 | CC | -1 | 0.19491 | 213.2 | 213.2 |  |  |  |  | -0.19491 | -41.5556 | 0.9014 | 0.91751 |  |  |  |  | 199 | 0.01715
1326 | STANTONW_8 | 1 | West | YES | -0.072576 | 20.1 | 0 | 100.5 |  | 1.01 | Wind | -1 | 0.19489 | 0 | 100.5 |  |  |  |  | -0.19489 | 0 | 0.9014 | 0.91751 |  |  |  |  | 200 | 0.016861
1320 | BSP 1 | 1 | West | YES | -0.072483 | 25.5 | 2.9 | 25.8 | 0 | 1 | Cogen | -1 | 0.1948 | 0 | 0 |  |  |  |  | -0.1948 | 0 | 0.9014 | 0.91751 |  |  |  |  | 201 | 0.016552
13131 | CALFREST_1G | 1 | North | YES | -0.072438 | 150.7 | 40 | 150.7 | 0 | 1.031 | CC | -1 | 0.19476 | 150.7 | 150.7 |  |  | -10.9164 | 150.7 | -0.19476 | -29.3497 | 0.9075 | 0.92328 |  |  |  |  | 202 | 0.016104
13132 | CALFREST_2G | 2 | North | YES | -0.072438 | 151 | 57 | 151 | 0 | 1.031 | CC | -1 | 0.19476 | 151 | 151 |  |  | -10.9381 | 151 | -0.19476 | -29.4081 | 0.91361 | 0.92907 |  |  |  |  | 203 | 0.016104
13133 | CALFREST_3G | 3 | North | YES | -0.072438 | 177.4 | 40 | 177.4 | 0 | 1.031 | CC | -1 | 0.19476 | 177.4 | 177.4 |  |  | -12.8505 | 177.4 | -0.19476 | -34.5497 | 0.92079 | 0.93587 |  |  |  |  | 204 | 0.016104
76031 | L_GASCCR1_1N | W1 | West | YES | -0.072207 | 30 | 0 | 150 | 0 | 1.02 | Wind | -1 | 0.19452 | 0 | 150 |  |  |  |  | -0.19452 | 0 | 0.92079 | 0.93587 |  |  |  |  | 205 | 0.015783
60057 | CALLAHAN1A | 1 | West | YES | -0.072058 | 22.8 | 0 | 114 | 0 | 1.04 | Wind | -1 | 0.19438 | 0 | 114 |  |  |  |  | -0.19438 | 0 | 0.92079 | 0.93587 |  |  |  |  | 206 | 0.015461
76091 | L_DIVIDE1_1N | W1 | West | YES | -0.071866 | 22.5 | 0 | 112.5 |  | 1.02 | Wind | -1 | 0.19418 | 0 | 112.5 |  |  |  |  | -0.19418 | 0 | 0.92079 | 0.93587 |  |  |  |  | 207 | 0.015082
76095 | L_CAPRSI1_1N | W1 | West | YES | -0.071866 | 29.9 | 0 | 149.5 | 0 | 1.02 | Wind | -1 | 0.19418 | 0 | 149.5 |  |  |  |  | -0.19418 | 0 | 0.92079 | 0.93587 |  |  |  |  | 208 | 0.015082
76096 | L_CAPRSI1_2N | W1 | West | YES | -0.071866 | 37.2 | 0 | 186 | 0 | 1.02 | Wind | -1 | 0.19418 | 0 | 186 |  |  |  |  | -0.19418 | 0 | 0.92079 | 0.93587 |  |  |  |  | 209 | 0.015082
76097 | L_CAPRGE1_1N | W1 | West | YES | -0.071866 | 42.9 | 0 | 214.5 | 0 | 1.02 | Wind | -1 | 0.19418 | 0 | 214.5 |  |  |  |  | -0.19418 | 0 | 0.92079 | 0.93587 |  |  |  |  | 210 | 0.015082
11147 | NOTREES_1G | 1 | West | YES | -0.071779 | 29.8 | 0 | 149 | 0 | 1.017 | Wind | -1 | 0.1941 | 0 | 149 |  |  |  |  | -0.1941 | 0 | 0.92079 | 0.93587 |  |  |  |  | 211 | 0.015082
7038 | L_DELAWA1_1Y | 1 | West | YES | -0.071639 | 3.5 | 0 | 35 | 0 | 1 | Wind | -1 | 0.19396 | 0 | 35 |  |  |  |  | -0.19396 | 0 | 0.92079 | 0.93587 |  |  |  |  | 212 | 0.015082
7038 | L_DELAWA1_1Y | 2 | West | YES | -0.071639 | 3 | 0 | 30 | 0 | 1 | Wind | -1 | 0.19396 | 0 | 30 |  |  |  |  | -0.19396 | 0 | 0.92079 | 0.93587 |  |  |  |  | 213 | 0.015082
1002 | PBCTAGE_1G | A | West | YES | -0.071566 | 64 | 64 | 66 | 0 | 1.036 | GGT | -1 | 0.19388 | 66 | 66 |  |  |  |  | -0.19388 | -12.7963 | 0.92346 | 0.93839 |  |  |  |  | 214 | 0.015082
1003 | PBCTBGE_2G | B | West | YES | -0.071566 | 65 | 65 | 66 | 0 | 1.036 | GGT | -1 | 0.19388 | 66 | 66 |  |  |  |  | -0.19388 | -12.7963 | 0.92613 | 0.94091 |  |  |  |  | 215 | 0.015082
1004 | PBCTCGE_3G | C | West | YES | -0.071566 | 62 | 62 | 67 | 0 | 1.036 | GGT | -1 | 0.19388 | 67 | 67 |  |  |  |  | -0.19388 | -12.9902 | 0.92884 | 0.94347 |  |  |  |  | 216 | 0.015082
1005 | PBCTDGE_4G | D | West | YES | -0.071566 | 65 | 65 | 68 | 0 | 1.036 | GGT | -1 | 0.19388 | 68 | 68 |  |  |  |  | -0.19388 | -13.1841 | 0.9316 | 0.94606 |  |  |  |  | 217 | 0.01493
1006 | PBCTEGE_5G | E | West | YES | -0.071566 | 65 | 65 | 67 | 0 | 1.036 | GGT | -1 | 0.19388 | 67 | 67 |  |  |  |  | -0.19388 | -12.9902 | 0.93431 | 0.94862 |  |  |  |  | 218 | 0.014778
1007 | PB5GEN_6G | 5 | West | YES | -0.071566 | 91.2 | 40 | 114 | 0 | 1.036 | GST | -1 | 0.19388 | 114 | 114 |  |  |  |  | -0.19388 | -22.1027 | 0.93892 | 0.95297 |  |  |  |  | 219 | 0.014624
1008 | PB6GEN_7G | 6 | West | YES | -0.071566 | 515 | 130 | 515 | 0 | 1.036 | GST | -1 | 0.19388 | 515 | 515 |  |  |  |  | -0.19388 | -99.8501 | 0.95976 | 0.97263 |  |  |  |  | 220 | 0.014467
3381 | BBRN_1G | 1 | North | YES | -0.071442 | 618 | 225 | 618 | 0 | 1.03 | LIGCO | -1 | 0.19376 | 0 | 618 |  |  | 0 | 0 | -0.19376 | 0 | 0.95976 | 0.97263 |  |  |  |  | 221 | 0.014313
3382 | BBRN_2G | 2 | North | YES | -0.071442 | 589 | 225 | 589 | 0 | 1.03 | LIGCO | -1 | 0.19376 | 0 | 589 |  |  | 0 | 0 | -0.19376 | 0 | 0.95976 | 0.97263 |  |  |  |  | 222 | 0.01405
1349 | WESTXWIN_1G | 1 | West | YES | -0.071157 | 1.3 | 0 | 6.6 |  | 1.014 | Wind | -1 | 0.19347 | 0 | 6.6 |  |  |  |  | -0.19347 | 0 | 0.95976 | 0.97263 |  |  |  |  | 223 | 0.012863
1350 | NWPWRG1_1G | 1 | West | YES | -0.071157 | 6.9 | 1 | 34.3 |  | 1.014 | Wind | -1 | 0.19347 | 0 | 34.3 |  |  |  |  | -0.19347 | 0 | 0.95976 | 0.97263 |  |  |  |  | 224 | 0.012863
60007 | KING_SW1A | 1 | West | YES | -0.064706 | 20 | 0 | 80 |  | 1.03 | Wind | -1 | 0.18702 | 0 | 80 |  |  |  |  | -0.18702 | 0 | 0.95976 | 0.97263 |  |  |  |  | 225 | 0.012863
60019 | KING_NW1A | 1 | West | YES | -0.064706 | 20 | 0 | 80 |  | 1.03 | Wind | -1 | 0.18702 | 0 | 80 |  |  |  |  | -0.18702 | 0 | 0.95976 | 0.97263 |  |  |  |  | 226 | 0.012863
60201 | RIO DRCS | F | West | YES | -0.06439 | 0 | 0 | 0 | 0 | 1.025 | AVR | -1 | 0.18671 | 0 | 0 |  |  |  |  | -0.18671 | 0 | 0.95976 | 0.97263 |  |  |  |  | 227 | 0.012863
6016 | SWMESA | 1 | West | YES | -0.064262 | 18.8 | 0 | 75 |  | 1.03 | Wind | -1 | 0.18658 | 0 | 75 |  |  |  |  | -0.18658 | 0 | 0.95976 | 0.97263 |  |  |  |  | 228 | 0.012863
60003 | KING_NE1A | 1 | West | YES | -0.064262 | 20 | 0 | 80 |  | 1.03 | Wind | -1 | 0.18658 | 0 | 80 |  |  |  |  | -0.18658 | 0 | 0.95976 | 0.97263 |  |  |  |  | 229 | 0.012863
60005 | KING_SE1A | 1 | West | YES | -0.064262 | 10 | 0 | 40 |  | 1.035 | Wind | -1 | 0.18658 | 0 | 40 |  |  |  |  | -0.18658 | 0 | 0.95976 | 0.97263 |  |  |  |  | 230 | 0.012863
60016 | WOODWRD11A | 1 | West | YES | -0.06418 | 20 | 0 | 80 |  | 1.033 | Wind | -1 | 0.1865 | 0 | 80 |  |  |  |  | -0.1865 | 0 | 0.95976 | 0.97263 |  |  |  |  | 231 | 0.012863
38332 | TNWDWRDU2_8 | 1 | West | YES | -0.064165 | 20 | 0 | 80 | 0 | 1.0232 | Wind | -1 | 0.18648 | 0 | 80 |  |  |  |  | -0.18648 | 0 | 0.95976 | 0.97263 |  |  |  |  | 232 | 0.012863
38437 | TNSRBNMESA9 | 1 | West | YES | -0.064097 | 37.5 | 0 | 150 | 0 | 1.02 | Wind | -1 | 0.18641 | 0 | 150 |  |  |  |  | -0.18641 | 0 | 0.95976 | 0.97263 |  |  |  |  | 233 | 0.012863
60017 | ORNNWP1 | 1 | West | YES | -0.061739 | 20 | 0 | 80 |  | 1.027 | Wind | -1 | 0.18406 | 0 | 80 |  |  |  |  | -0.18406 | 0 | 0.95976 | 0.97263 |  |  |  |  | 234 | 0.012863
60000 | DSKY2 | 1 | West | YES | -0.061143 | 19.1 | 0 | 76.5 |  | 1.039 | Wind | -1 | 0.18346 | 0 | 76.5 |  |  |  |  | -0.18346 | 0 | 0.95976 | 0.97263 |  |  |  |  | 235 | 0.012863
60018 | DSKY1 | 1 | West | YES | -0.060944 | 21 | 0 | 84 | 0 | 1.023 | Wind | -1 | 0.18326 | 0 | 84 |  |  |  |  | -0.18326 | 0 | 0.95976 | 0.97263 |  |  |  |  | 236 | 0.012863
48721 | LEG_1___1 | 1 | North | YES | -0.057516 | 827 | 357 | 827 | 0 | 1.0348 | LIGCO | -1 | 0.17983 | 0 | 827 |  |  | 0 | 0 | -0.17983 | 0 | 0.95976 | 0.97263 |  |  |  |  | 237 | 0.012863
48722 | LEG_2___2 | 2 | North | YES | -0.057516 | 819 | 357 | 819 | 0 | 1.0348 | LIGCO | -1 | 0.17983 | 0 | 819 |  |  | 0 | 0 | -0.17983 | 0 | 0.95976 | 0.97263 |  |  |  |  | 238 | 0.012863
60202 | FRNDDRCS | F | West | YES | -0.048636 | 0 | 0 | 0 | 0 | 0.9985 | AVR | -1 | 0.17095 | 0 | 0 |  |  |  |  | -0.17095 | 0 | 0.95976 | 0.97263 |  |  |  |  | 239 | 0.012863
39960 | TNTNPONE_18 | 1 | North | YES | -0.047658 | 152.3 | 30 | 152.3 |  | 1.04 | LIGCO | -1 | 0.16998 | 0 | 152.3 |  |  | 0 | 0 | -0.16998 | 0 | 0.95976 | 0.97263 |  |  |  |  | 240 | 0.012863
39970 | TNTNPONE_28 | 1 | North | YES | -0.047658 | 153 | 30 | 153 |  | 1.04 | LIGCO | -1 | 0.16998 | 0 | 153 |  |  | 0 | 0 | -0.16998 | 0 | 0.95976 | 0.97263 |  |  |  |  | 241 | 0.012863
990 | GIBN_CREK_G1 | 1 | North | YES | -0.02437 | 463 | 200 | 463 | 0 | 1.0275 | LIGCO | -1 | 0.14669 | 0 | 463 |  |  | 0 | 0 | -0.14669 | 0 | 0.95976 | 0.97263 |  |  |  |  | 242 | 0.012863
32798 | BRYN_TAMUGEN | 1 | North | YES | -0.019784 | 32 | 0 | 32 |  | 1.02 | GST | -1 | 0.1421 | 32 | 32 |  |  | -0.63309 | 32 | -0.1421 | -4.5473 | 0.96106 | 0.97352 |  |  |  |  | 243 | 0.012863
32886 | BRYN_ATKINS3 | MB | North | YES | -0.019662 | 0 | 5 | 12 |  | 1 | GST | -1 | 0.14198 | 0 | 0 |  |  | 0 | 0 | -0.14198 | 0 | 0.96106 | 0.97352 |  |  |  |  | 244 | 0.012863
32887 | BRYN_ATKINS6 | MB | North | YES | -0.019662 | 0 | 12 | 51 |  | 1.028 | GST | -1 | 0.14198 | 0 | 0 |  |  | 0 | 0 | -0.14198 | 0 | 0.96106 | 0.97352 |  |  |  |  | 245 | 0.012863
32888 | BRYN_ATKINS7 | 1 | North | YES | -0.019662 | 13.6 | 4 | 17 |  | 1.028 | GGT | -1 | 0.14198 | 17 | 17 |  |  | -0.33425 | 17 | -0.14198 | -2.4137 | 0.96175 | 0.974 |  |  |  |  | 246 | 0.012463
32890 | BRYN_ATKINS4 | MB | North | YES | -0.019662 | 0 | 5 | 22 |  | 1.031 | GST | -1 | 0.14198 | 0 | 0 |  |  | 0 | 0 | -0.14198 | 0 | 0.96175 | 0.974 |  |  |  |  | 247 | 0.012463
32891 | BRYN_ATKINS5 | MB | North | YES | -0.019662 | 0 | 5 | 25 |  | 1.031 | GST | -1 | 0.14198 | 0 | 0 |  |  | 0 | 0 | -0.14198 | 0 | 0.96175 | 0.974 |  |  |  |  | 248 | 0.012463
48671 | FTR_GT1_5105 | 1 | North | YES | -0.017457 | 154.2 | 0 | 154.2 | 0 | 1.0319 | CC | -1 | 0.13977 | 154.2 | 154.2 |  |  | -2.6919 | 154.2 | -0.13977 | -21.5533 | 0.96799 | 0.97824 |  |  |  |  | 249 | 0.01225
48672 | FTR_GT2_5110 | 2 | North | YES | -0.017457 | 159 | 0 | 159 | 0 | 1.0319 | CC | -1 | 0.13977 | 159 | 159 |  |  | -2.7757 | 159 | -0.13977 | -22.2242 | 0.97442 | 0.98262 |  |  |  |  | 250 | 0.01225
48673 | FTR_GT3_5085 | 3 | North | YES | -0.017457 | 158 | 0 | 158 | 0 | 1.0319 | CC | -1 | 0.13977 | 158 | 158 |  |  | -2.7582 | 158 | -0.13977 | -22.0844 | 0.98082 | 0.98696 |  |  |  |  | 251 | 0.01225
48674 | FTR_CN4_5095 | 4 | North | YES | -0.017457 | 380 | 0 | 380 | 0 | 1.0319 | CC | -1 | 0.13977 | 380 | 380 |  |  | -6.6337 | 380 | -0.13977 | -53.1144 | 0.9962 | 0.99742 |  |  |  |  | 252 | 0.010253
32883 | BRYN_DNSBY3 | 1 | North | YES | -0.017214 | 0 | 2 | 48 |  | 1.015 | GST | -1 | 0.13953 | 48 | 48 |  |  | -0.82627 | 48 | -0.13953 | -6.6975 | 0.99814 | 0.99874 |  |  |  |  | 253 | 0.0081926
32884 | BRYN_DNSBY13 | 1 | North | YES | -0.017214 | 46 | 2 | 46 | 0 | 1.015 | GST | -1 | 0.13953 | 46 | 46 |  |  | -0.79184 | 46 | -0.13953 | -6.4185 | 1 | 1 |  |  |  |  | 254 | 0.0061455
32892 | BRYN_DNSBY14 | 1 | North | YES | -0.017214 | 84 | 25 | 105 | 0 | 1.035 | GST | -1 | 0.13953 | 105 | 105 |  |  | -1.8075 | 105 | -0.13953 | -14.6508 | 1.0042 | 1.0029 |  |  |  |  | 255 | 0.0012223
5934 | SI_RAY5 | 5 | South | YES | 0 | 0 | 10 | 15 |  | 1.035 | GST | 1 | 0.084536 | 15 | 15 | 0 | 15 |  |  | 0.084536 | 1.268 | [6 empty] | 256 | 0.00059817
8139 | JOS #1 | MB | South | YES | 0 | 0 | 45 | 255 |  | 1.02 | GST | 1 | 0.084536 | 0 | 0 | 0 | 0 |  |  | 0.084536 | 0 | [6 empty] | 257 | 0
8285 | LAR #1 | MB | South | YES | 0 | 0 | 9 | 32 |  | 1.0497 | GST | 1 | 0.084536 | 0 | 0 | 0 | 0 |  |  | 0.084536 | 0 | [6 empty] | 258 | -0.0013654
8287 | LAR #2 | MB | South | YES | 0 | 0 | 9 | 32 |  | 1.04 | GST | 1 | 0.084536 | 0 | 0 | 0 | 0 |  |  | 0.084536 | 0 | [6 empty] | 259 | 0
8288 | LAR #3 | MB | South | YES | 0 | 0 | 25 | 105 |  | 1.04 | GST | 1 | 0.084536 | 0 | 0 | 0 | 0 |  |  | 0.084536 | 0 | [6 empty] | 260 | 0
8388 | BATES0A | MB | South | YES | 0 | 0 | 21 | 71 |  | 1.033 | GST | 1 | 0.084536 | 0 | 0 | 0 | 0 |  |  | 0.084536 | 0 | [6 empty] | 261 | 0
8393 | BATES0B | MB | South | YES | 0 | 0 | 25 | 110 |  | 1.03 | GST | 1 | 0.084536 | 0 | 0 | 0 | 0 |  |  | 0.084536 | 0 | [6 empty] | 262 | 0
8437 | NUECES_B0C | MB | South | YES | 0 | 0 | 7 | 30 |  | 1.03 | GST | 1 | 0.084536 | 0 | 0 | 0 | 0 |  |  | 0.084536 | 0 | [6 empty] | 263 | 0
8438 | NUECES_B0B | MB | South | YES | 0 | 0 | 26 | 169 |  | 1.03 | GST | 1 | 0.084536 | 0 | 0 | 0 | 0 |  |  | 0.084536 | 0 | [6 empty] | 264 | 0
39190 | TNSLCGN1__8 | 1 | Houston | YES | 0 | 0 | 10 | 30 |  | 1.03 | Cogen | 1 | 0.084536 | 0 | 0 |  |  |  |  | 0.084536 | 0 | [6 empty] | 265 | 0
48591 | CHE_GT2_5030 | 2 | Houston | YES | 0.018501 | 173 | 50 | 173 | 0 | 1.029 | Cogen | 1 | 0.10304 | 0 | 0 |  |  |  |  | 0.10304 | 0 | [6 empty] | 266 | 0
48811 | CVC_GT3_5045 | 3 | Houston | YES | 0.018501 | 156 | 91.8 | 156 | 0 | 1.029 | Cogen | 1 | 0.10304 | 0 | 0 |  |  |  |  | 0.10304 | 0 | [6 empty] | 267 | 0
48812 | CVC_GT2_5020 | 2 | Houston | YES | 0.018501 | 158 | 91.8 | 158 | 0 | 1.029 | Cogen | 1 | 0.10304 | 0 | 0 |  |  |  |  | 0.10304 | 0 | [6 empty] | 268 | 0
48813 | CVC_GT1_5035 | 1 | Houston | YES | 0.018501 | 160 | 91.8 | 160 | 0 | 1.029 | Cogen | 1 | 0.10304 | 0 | 0 |  |  |  |  | 0.10304 | 0 | [6 empty] | 269 | 0
48814 | CVC_ST5_5040 | 1 | Houston | YES | 0.018501 | 162 | 91.8 | 162 | 0 | 1.029 | Cogen | 1 | 0.10304 | 0 | 0 |  |  |  |  | 0.10304 | 0 | [6 empty] | 270 | 0
48885 | THW_5152 | A | Houston | YES | 0.022477 | 46.4 | 5 | 58 |  | 1.0319 | GGT | 1 | 0.10701 | 58 | 58 |  |  |  |  | 0.10701 | 6.2068 | [6 empty] | 271 | 0
48885 | THW_5152 | B | Houston | YES | 0.022477 | 47.2 | 5 | 59 |  | 1.0319 | GGT | 1 | 0.10701 | 59 | 59 |  |  |  |  | 0.10701 | 6.3138 | [6 empty] | 272 | 0
48886 | THW_5354 | C | Houston | YES | 0.022477 | 45.6 | 5 | 57 |  | 1.0319 | GGT | 1 | 0.10701 | 57 | 57 |  |  |  |  | 0.10701 | 6.0998 | [6 empty] | 273 | 0
48886 | THW_5354 | D | Houston | YES | 0.022477 | 46.4 | 5 | 58 |  | 1.0319 | GGT | 1 | 0.10701 | 58 | 58 |  |  |  |  | 0.10701 | 6.2068 | [6 empty] | 274 | 0
48887 | THW_5556 | E | Houston | YES | 0.022477 | 47.2 | 5 | 59 |  | 1.0319 | GGT | 1 | 0.10701 | 59 | 59 |  |  |  |  | 0.10701 | 6.3138 | [6 empty] | 275 | 0
48887 | THW_5556 | F | Houston | YES | 0.022477 | 45.6 | 5 | 57 |  | 1.0319 | GGT | 1 | 0.10701 | 57 | 57 |  |  |  |  | 0.10701 | 6.0998 | [6 empty] | 276 | 0
48690 | GBY_GN5_5 | 5 | Houston | YES | 0.02276 | 318.4 | 81 | 398 |  | 1.0362 | GSC | 1 | 0.1073 | 398 | 398 |  |  |  |  | 0.1073 | 42.7039 | [6 empty] | 277 | 0
48595 | BTE_GT2_8075 | 1 | Houston | YES | 0.022965 | 162.8 | 130 | 162.8 | 0 | 1.0261 | CC | 1 | 0.1075 | 162.8 | 162.8 |  |  |  |  | 0.1075 | 17.5012 | [6 empty] | 278 | 0
48596 | BTE_GT3_8045 | 2 | Houston | YES | 0.022965 | 161.4 | 130 | 161.4 | 0 | 1.0261 | CC | 1 | 0.1075 | 161.4 | 161.4 |  |  |  |  | 0.1075 | 17.3507 | [6 empty] | 279 | 0
48597 | BTE_GT4_8055 | 3 | Houston | YES | 0.022965 | 158.9 | 130 | 158.9 | 0 | 1.0261 | CC | 1 | 0.1075 | 158.9 | 158.9 |  |  |  |  | 0.1075 | 17.082 | [6 empty] | 280 | 0
48598 | BTE_ST1_8070 | 4 | Houston | YES | 0.022965 | 269.2 | 60 | 269.2 | 0 | 1.0261 | CC | 1 | 0.1075 | 269.2 | 269.2 |  |  |  |  | 0.1075 | 28.9394 | [6 empty] | 281 | 0
48583 | CBY_GT4_1 | 1 | Houston | YES | 0.023616 | 172 | 0 | 172 | 0 | 1.027 | GSC | 1 | 0.10815 | 172 | 172 |  |  |  |  | 0.10815 | 18.6022 | [6 empty] | 282 | 0
48584 | CBY_GT4_2 | 2 | Houston | YES | 0.023616 | 172 | 0 | 172 | 0 | 1.027 | CC | 1 | 0.10815 | 172 | 172 |  |  |  |  | 0.10815 | 18.6022 | [6 empty] | 283 | 0
48585 | CBY_ST4_1 | 3 | Houston | YES | 0.023616 | 172 | 0 | 172 | 0 | 1.027 | CC | 1 | 0.10815 | 172 | 172 |  |  |  |  | 0.10815 | 18.6022 | [6 empty] | 284 | 0
48815 | CVC_GT4_8005 | 4 | Houston | YES | 0.02373 | 165 | 91.8 | 165 |  | 1.0362 | Cogen | 1 | 0.10827 | 0 | 0 |  |  |  |  | 0.10827 | 0 | [6 empty] | 285 | 0
48791 | PSA_GT1_8160 | 1 | Houston | YES | 0.023937 | 52 | 20.8 | 65 | 0 | 1.0362 | Cogen | 1 | 0.10847 | 0 | 0 |  |  |  |  | 0.10847 | 0 | [6 empty] | 286 | 0
48792 | PSA_GT2_8155 | 2 | Houston | YES | 0.023937 | 52.8 | 20.3 | 66 | 0 | 1.0362 | Cogen | 1 | 0.10847 | 0 | 0 |  |  |  |  | 0.10847 | 0 | [6 empty] | 287 | 0
48793 | PSA_GT3_8150 | 3 | Houston | YES | 0.023937 | 56 | 20.3 | 70 | 0 | 1.0362 | Cogen | 1 | 0.10847 | 0 | 0 |  |  |  |  | 0.10847 | 0 | [6 empty] | 288 | 0
48794 | PSA_GT4_8145 | 4 | Houston | YES | 0.023937 | 52.8 | 20.3 | 66 | 0 | 1.0362 | Cogen | 1 | 0.10847 | 0 | 0 |  |  |  |  | 0.10847 | 0 | [6 empty] | 289 | 0
48795 | PSA_GT5_8140 | 5 | Houston | YES | 0.023937 | 51.2 | 20.3 | 64 | 0 | 1.0362 | Cogen | 1 | 0.10847 | 0 | 0 |  |  |  |  | 0.10847 | 0 | [6 empty] | 290 | 0
48796 | PSA_GN1_8165 | 1 | Houston | YES | 0.023937 | 83.2 | 43.1 | 104 | 0 | 1.0362 | Cogen | 1 | 0.10847 | 0 | 0 |  |  |  |  | 0.10847 | 0 | [6 empty] | 291 | 0
48797 | PSA_GT6_8135 | 6 | Houston | YES | 0.023937 | 47.2 | 34.5 | 59 | 0 | 1.0362 | Cogen | 1 | 0.10847 | 0 | 0 |  |  |  |  | 0.10847 | 0 | [6 empty] | 292 | 0
48581 | CBY_GN1_1 | 1 | Houston | YES | 0.023948 | 595.2 | 108 | 744 | 0 | 1.0435 | GSC | 1 | 0.10848 | 744 | 744 |  |  |  |  | 0.10848 | 80.7123 | [6 empty] | 293 | 0
48940 | WARVUE_GT1 | G1 | Houston | YES | 0.023962 | 15 | 0 | 15 |  | 1.021 | Cogen | 1 | 0.1085 | 0 | 0 |  |  |  |  | 0.1085 | 0 | [6 empty] | 294 | 0
48651 | EP_1_2 | 1 | Houston | YES | 0.023974 | 4 | 0 | 5 | 0 | 1.0362 | Cogen | 1 | 0.10851 | 0 | 0 |  |  |  |  | 0.10851 | 0 | [6 empty] | 295 | 0
48651 | EP_1_2 | 2 | Houston | YES | 0.023974 | 17.7 | 10 | 21 | 0 | 1.0362 | Cogen | 1 | 0.10851 | 0 | 0 |  |  |  |  | 0.10851 | 0 | [6 empty] | 296 | 0
49803 | EXN_15GT | 1 | Houston | YES | 0.024348 | 33 | 8.3 | 34 |  | 1.0326 | Cogen | 1 | 0.10888 | 0 | 0 |  |  |  |  | 0.10888 | 0 | [6 empty] | 297 | 0
49804 | EXN_16GT | 2 | Houston | YES | 0.024348 | 32 | 8.3 | 34.7 |  | 1.0326 | Cogen | 1 | 0.10888 | 0 | 0 |  |  |  |  | 0.10888 | 0 | [6 empty] | 298 | 0
49805 | EXN_17GT | 3 | Houston | YES | 0.024348 | 31 | 8.3 | 32.7 |  | 1.0326 | Cogen | 1 | 0.10888 | 0 | 0 |  |  |  |  | 0.10888 | 0 | [6 empty] | 299 | 0
49826 | EXN938GT | 5 | Houston | YES | 0.024348 | 43 | 9.2 | 45.9 |  | 1.0326 | Cogen | 1 | 0.10888 | 0 | 0 |  |  |  |  | 0.10888 | 0 | [6 empty] | 300 | 0
49828 | EXN941GT | 10 | Houston | YES | 0.024348 | 17.7 | 5.4 | 17.7 | 0 | 1.0326 | Cogen | 1 | 0.10888 | 0 | 0 |  |  |  |  | 0.10888 | 0 | [6 empty] | 301 | 0
49829 | EXN942GT | 11 | Houston | YES | 0.024348 | 20 | 5.4 | 20.4 | 0 | 1.0326 | Cogen | 1 | 0.10888 | 0 | 0 |  |  |  |  | 0.10888 | 0 | [6 empty] | 302 | 0
49830 | EXN943GT | 12 | Houston | YES | 0.024348 | 19 | 5.4 | 19.9 | 0 | 1.0326 | Cogen | 1 | 0.10888 | 0 | 0 |  |  |  |  | 0.10888 | 0 | [6 empty] | 303 | 0
49831 | EXN944GT | 13 | Houston | YES | 0.024348 | 33 | 5.4 | 35 | 0 | 1.0326 | Cogen | 1 | 0.10888 | 0 | 0 |  |  |  |  | 0.10888 | 0 | [6 empty] | 304 | 0
49832 | EXN945GT | 9 | Houston | YES | 0.024348 | 18.5 | 9.2 | 18.5 |  | 1.0326 | Cogen | 1 | 0.10888 | 0 | 0 |  |  |  |  | 0.10888 | 0 | [6 empty] | 305 | 0
49837 | EXN_GT | 4 | Houston | YES | 0.024348 | 81 | 21.3 | 85.4 |  | 1.0326 | Cogen | 1 | 0.10888 | 0 | 0 |  |  |  |  | 0.10888 | 0 | [6 empty] | 306 | 0
49838 | EXN_14GT | 14 | Houston | YES | 0.024348 | 140 | 0 | 148 |  | 1.0326 | Cogen | 1 | 0.10888 | 0 | 0 |  |  |  |  | 0.10888 | 0 | [6 empty] | 307 | 0
48883 | THW_GT1_GT_1 | B2 | Houston | YES | 0.024454 | 0 | 0 | 12 |  | 1.043 | GGT | 1 | 0.10899 | 12 | 12 |  |  |  |  | 0.10899 | 1.3079 | [6 empty] | 308 | 0
48582 | CBY_GN2_2 | 2 | Houston | YES | 0.024735 | 596.8 | 110 | 746 | 0 | 1.0435 | GSC | 1 | 0.10927 | 746 | 746 |  |  |  |  | 0.10927 | 81.5164 | [6 empty] | 309 | 0
48873 | THW_ST3_ST_3 | 3 | Houston | YES | 0.025321 | 107 | 19 | 107 | 0 | 1.0435 | CC | 1 | 0.10986 | 107 | 107 |  |  |  |  | 0.10986 | 11.7547 | [6 empty] | 310 | 0
48874 | THW_ST4_ST_4 | 4 | Houston | YES | 0.025321 | 108 | 19 | 108 | 0 | 1.0435 | CC | 1 | 0.10986 | 108 | 108 |  |  |  |  | 0.10986 | 11.8646 | [6 empty] | 311 | 0
48875 | THW_3132 | A | Houston | YES | 0.025321 | 55 | 5 | 55 | 0 | 1.0435 | CC | 1 | 0.10986 | 55 | 55 |  |  |  |  | 0.10986 | 6.0422 | [6 empty] | 312 | 0
48875 | THW_3132 | B | Houston | YES | 0.025321 | 53 | 5 | 53 | 0 | 1.0435 | CC | 1 | 0.10986 | 53 | 53 |  |  |  |  | 0.10986 | 5.8224 | [6 empty] | 313 | 0
48877 | THW_3334 | C | Houston | YES | 0.025321 | 55 | 5 | 55 | 0 | 1.0435 | CC | 1 | 0.10986 | 55 | 55 |  |  |  |  | 0.10986 | 6.0422 | [6 empty] | 314 | 0
48877 | THW_3334 | D | Houston | YES | 0.025321 | 57 | 5 | 57 | 0 | 1.0435 | CC | 1 | 0.10986 | 57 | 57 |  |  |  |  | 0.10986 | 6.2619 | [6 empty] | 315 | 0
48879 | THW_4142 | E | Houston | YES | 0.025321 | 56 | 5 | 56 | 0 | 1.0435 | CC | 1 | 0.10986 | 56 | 56 |  |  |  |  | 0.10986 | 6.152 | [6 empty] | 316 | 0
48879 | THW_4142 | F | Houston | YES | 0.025321 | 55 | 5 | 55 | 0 | 1.0435 | CC | 1 | 0.10986 | 55 | 55 |  |  |  |  | 0.10986 | 6.0422 | [6 empty] | 317 | 0
48881 | THW_4344 | G | Houston | YES | 0.025321 | 58 | 5 | 58 | 0 | 1.0435 | CC | 1 | 0.10986 | 58 | 58 |  |  |  |  | 0.10986 | 6.3717 | [6 empty] | 318 | 0
48881 | THW_4344 | H | Houston | YES | 0.025321 | 58 | 5 | 58 | 0 | 1.0435 | CC | 1 | 0.10986 | 58 | 58 |  |  |  |  | 0.10986 | 6.3717 | [6 empty] | 319 | 0
48593 | CHE_GT1_8015 | 1 | Houston | YES | 0.026027 | 173 | 50 | 173 | 0 | 1.0362 | Cogen | 1 | 0.11056 | 0 | 0 |  |  |  |  | 0.11056 | 0 | [6 empty] | 320 | 0
48594 | CHE_GN4_8025 | 4 | Houston | YES | 0.026027 | 142 | 60 | 142 | 0 | 1.0362 | Cogen | 1 | 0.11056 | 0 | 0 |  |  |  |  | 0.11056 | 0 | [6 empty] | 321 | 0
48511 | LPE_GT1_8070 | 1 | Houston | YES | 0.026097 | 42 | 0 | 42 | 0 | 1.0362 | GGT | 1 | 0.11063 | 42 | 42 |  |  |  |  | 0.11063 | 4.6466 | [6 empty] | 322 | 0
48512 | LPE_GT2_8075 | 2 | Houston | YES | 0.026097 | 42 | 0 | 42 | 0 | 1.0362 | GGT | 1 | 0.11063 | 42 | 42 |  |  |  |  | 0.11063 | 4.6466 | [6 empty] | 323 | 0
48513 | LPE_GT3_8080 | 3 | Houston | YES | 0.026097 | 39 | 0 | 39 | 0 | 1.0362 | GGT | 1 | 0.11063 | 39 | 39 |  |  |  |  | 0.11063 | 4.3147 | [6 empty] | 324 | 0
48514 | LPE_GT4_8085 | 4 | Houston | YES | 0.026097 | 39 | 0 | 39 | 0 | 1.0362 | GGT | 1 | 0.11063 | 39 | 39 |  |  |  |  | 0.11063 | 4.3147 | [6 empty] | 325 | 0
48500 | APD_GT1_8005 | 1 | Houston | YES | 0.026211 | 137.6 | 54.6 | 137.6 | 0 | 1.0362 | Cogen | 1 | 0.11075 | 0 | 0 |  |  |  |  | 0.11075 | 0 | [6 empty] | 326 | 0
48820 | SHELLG1_3015 | 1 | Houston | YES | 0.02669 | 71 | 34.5 | 71 |  | 1.029 | Cogen | 1 | 0.11123 | 0 | 0 |  |  |  |  | 0.11123 | 0 | [6 empty] | 327 | 0
48821 | SHELLG2 | 2 | Houston | YES | 0.02669 | 72 | 34.5 | 72 |  | 1.029 | Cogen | 1 | 0.11123 | 0 | 0 |  |  |  |  | 0.11123 | 0 | [6 empty] | 328 | 0
48822 | SHELLG3_3020 | 1 | Houston | YES | 0.02669 | 39 | 0 | 39 |  | 1.029 | Cogen | 1 | 0.11123 | 0 | 0 |  |  |  |  | 0.11123 | 0 | [6 empty] | 329 | 0
48822 | SHELLG3_3020 | 2 | Houston | YES | 0.02669 | 30 | 0 | 30 |  | 1.029 | Cogen | 1 | 0.11123 | 0 | 0 |  |  |  |  | 0.11123 | 0 | [6 empty] | 330 | 0
48740 | PSG_GN2_8050 | 1 | Houston | YES | 0.027039 | 182 | 60 | 182 | 0 | 1.0326 | Cogen | 1 | 0.11158 | 0 | 0 |  |  |  |  | 0.11158 | 0 | [6 empty] | 331 | 0
48741 | PSG_GT2_8040 | 1 | Houston | YES | 0.027039 | 158.6 | 50 | 158.6 | 0 | 1.0326 | Cogen | 1 | 0.11158 | 0 | 0 |  |  |  |  | 0.11158 | 0 | [6 empty] | 332 | 0
48742 | PSG_GT3_8060 | 1 | Houston | YES | 0.027039 | 157 | 50 | 157 | 0 | 1.0326 | Cogen | 1 | 0.11158 | 0 | 0 |  |  |  |  | 0.11158 | 0 | [6 empty] | 333 | 0
48854 | SRB_GN4_4 | 4 | Houston | YES | 0.027039 | 182.4 | 35 | 228 | 0 | 1.0326 | GST | 1 | 0.11158 | 228 | 228 |  |  |  |  | 0.11158 | 25.4392 | [6 empty] | 334 | 0
48611 | DIB_GT1_8080 | 1 | Houston | YES | 0.027046 | 64 | 0 | 64 | 0 | 1.0326 | Cogen | 1 | 0.11158 | 0 | 0 |  |  |  |  | 0.11158 | 0 | [6 empty] | 335 | 0
48612 | DIB_GT2_8075 | 2 | Houston | YES | 0.027046 | 63.2 | 0 | 63.2 | 0 | 1.0326 | Cogen | 1 | 0.11158 | 0 | 0 |  |  |  |  | 0.11158 | 0 | [6 empty] | 336 | 0
48613 | DIB_ST1_8085 | 3 | Houston | YES | 0.027046 | 67.9 | 30 | 82.6 | 0 | 1.0326 | Cogen | 1 | 0.11158 | 0 | 0 |  |  |  |  | 0.11158 | 0 | [6 empty] | 337 | 0
48614 | DIB_GT3_8090 | 4 | Houston | YES | 0.027046 | 73.6 | 15 | 73.6 | 0 | 1.0326 | Cogen | 1 | 0.11158 | 0 | 0 |  |  |  |  | 0.11158 | 0 | [6 empty] | 338 | 0
48845 | SOL_GT1 | 1 | Houston | YES | 0.027049 | 16.2 | 15.4 | 16.2 |  | 1.0326 | Solar | 1 | 0.11159 | 16.2 | 16.2 |  |  |  |  | 0.11159 | 1.8077 | [6 empty] | 339 | 0
48853 | SRB_GN3_3 | 3 | Houston | YES | 0.027054 | 170.4 | 35 | 213 |  | 1.0326 | GST | 1 | 0.11159 | 213 | 213 |  |  |  |  | 0.11159 | 23.7687 | [6 empty] | 340 | 0
48551 | CAL_GT1_8045 | 1 | Houston | YES | 0.027113 | 149 | 0 | 149 | 0 | 1.0326 | Cogen | 1 | 0.11165 | 0 | 0 |  |  |  |  | 0.11165 | 0 | [6 empty] | 341 | 0
48552 | CAL_ST1_8000 | 2 | Houston | YES | 0.027113 | 65.1 | 0 | 65.1 | 0 | 1.0326 | Cogen | 1 | 0.11165 | 0 | 0 |  |  |  |  | 0.11165 | 0 | [6 empty] | 342 | 0
48851 | SRB_GN1_1 | 1 | Houston | YES | 0.027119 | 132 | 26 | 165 | 0 | 1.0217 | GST | 1 | 0.11166 | 165 | 165 |  |  |  |  | 0.11166 | 18.4231 | [6 empty] | 343 | 0
48852 | SRB_GN2_2 | 2 | Houston | YES | 0.027138 | 140.8 | 26 | 176 | 0 | 1.0217 | GST | 1 | 0.11167 | 176 | 176 |  |  |  |  | 0.11167 | 19.6547 | [6 empty] | 344 | 0
48855 | SRB_GT211035 | B1 | Houston | YES | 0.027152 | 0 | 0 | 18 |  | 1.014 | GGT | 1 | 0.11169 | 18 | 18 |  |  |  |  | 0.11169 | 2.0104 | [6 empty] | 345 | 0
48855 | SRB_GT211035 | B2 | Houston | YES | 0.027152 | 0 | 0 | 12 |  | 1.014 | GGT | 1 | 0.11169 | 12 | 12 |  |  |  |  | 0.11169 | 1.3403 | [6 empty] | 346 | 0
48761 | PR_GT1__9040 | 1 | Houston | YES | 0.027401 | 26 | 0 | 35 |  | 1 | Cogen | 1 | 0.11194 | 0 | 0 |  |  |  |  | 0.11194 | 0 | [6 empty] | 347 | 0
48641 | DPEC_GT15040 | 1 | Houston | YES | 0.027645 | 163.2 | 98 | 163.2 | 0 | 1.0319 | CC | 1 | 0.11218 | 163.2 | 163.2 |  |  |  |  | 0.11218 | 18.308 | [6 empty] | 348 | 0
48642 | DPEC_GT25025 | 2 | Houston | YES | 0.027645 | 157.1 | 98 | 157.1 | 0 | 1.0319 | CC | 1 | 0.11218 | 157.1 | 157.1 |  |  |  |  | 0.11218 | 17.6237 | [6 empty] | 349 | 0
48643 | DPEC_GT35010 | 3 | Houston | YES | 0.027645 | 157.5 | 98 | 157.5 | 0 | 1.0319 | CC | 1 | 0.11218 | 157.5 | 157.5 |  |  |  |  | 0.11218 | 17.6686 | [6 empty] | 350 | 0
48644 | DPEC_GT45070 | 4 | Houston | YES | 0.027645 | 157 | 98 | 157 | 0 | 1.0319 | CC | 1 | 0.11218 | 157 | 157 |  |  |  |  | 0.11218 | 17.6125 | [6 empty] | 351 | 0
48645 | DPEC_ST55065 | 5 | Houston | YES | 0.027645 | 282 | 0 | 282 | 0 | 1.0319 | CC | 1 | 0.11218 | 282 | 282 |  |  |  |  | 0.11218 | 31.6351 | [6 empty] | 352 | 0
48841 | SJS_GT1_GT1 | 1 | Houston | YES | 0.027905 | 62.4 | 49 | 78 | 0 | 1.0362 | Cogen | 1 | 0.11244 | 0 | 0 |  |  |  |  | 0.11244 | 0 | [6 empty] | 353 | 0
48842 | SJS_GT2_GT2 | 2 | Houston | YES | 0.027905 | 64.8 | 49 | 81 | 0 | 1.0362 | Cogen | 1 | 0.11244 | 0 | 0 |  |  |  |  | 0.11244 | 0 | [6 empty] | 354 | 0
48691 | GBY_73741085 | A | Houston | YES | 0.028238 | 37.6 | 20 | 47 | 0 | 1.0362 | GGT | 1 | 0.11277 | 47 | 47 |  |  |  |  | 0.11277 | 5.3004 | [6 empty] | 355 | 0
48691 | GBY_73741085 | B | Houston | YES | 0.028238 | 37.6 | 20 | 47 | 0 | 1.0362 | GGT | 1 | 0.11277 | 47 | 47 |  |  |  |  | 0.11277 | 5.3004 | [6 empty] | 356 | 0
48692 | GBY_81821075 | C | Houston | YES | 0.028238 | 37.6 | 20 | 47 | 0 | 1.0362 | GGT | 1 | 0.11277 | 47 | 47 |  |  |  |  | 0.11277 | 5.3004 | [6 empty] | 357 | 0
48692 | GBY_81821075 | D | Houston | YES | 0.028238 | 44 | 20 | 55 | 0 | 1.0362 | GGT | 1 | 0.11277 | 55 | 55 |  |  |  |  | 0.11277 | 6.2026 | [6 empty] | 358 | 0
48693 | GBY_83841065 | E | Houston | YES | 0.028238 | 45.6 | 20 | 57 | 0 | 1.0362 | GGT | 1 | 0.11277 | 57 | 57 |  |  |  |  | 0.11277 | 6.4281 | [6 empty] | 359 | 0
48693 | GBY_83841065 | F | Houston | YES | 0.028238 | 43.2 | 20 | 54 | 0 | 1.0362 | GGT | 1 | 0.11277 | 54 | 54 |  |  |  |  | 0.11277 | 6.0898 | [6 empty] | 360 | 0
48531 | BYU_GT1_8075 | 1 | Houston | YES | 0.028905 | 65 | 0 | 65 |  | 1.0362 | Cogen | 1 | 0.11344 | 0 | 0 |  |  |  |  | 0.11344 | 0 | [6 empty] | 361 | 0
48532 | BYU_GT2_8055 | 2 | Houston | YES | 0.028905 | 62 | 0 | 62 |  | 1.0362 | Cogen | 1 | 0.11344 | 0 | 0 |  |  |  |  | 0.11344 | 0 | [6 empty] | 362 | 0
48533 | BYU_GT3_8060 | 3 | Houston | YES | 0.028905 | 67 | 0 | 67 |  | 1.0362 | Cogen | 1 | 0.11344 | 0 | 0 |  |  |  |  | 0.11344 | 0 | [6 empty] | 363 | 0
48534 | BYU_GT4_8065 | 4 | Houston | YES | 0.028905 | 65 | 0 | 65 |  | 1.0362 | Cogen | 1 | 0.11344 | 0 | 0 |  |  |  |  | 0.11344 | 0 | [6 empty] | 364 | 0
48561 | CTL_GT2_8130 | 1 | Houston | YES | 0.029438 | 73.5 | 30.3 | 91.9 |  | 1.0362 | Cogen | 1 | 0.11397 | 0 | 0 |  |  |  |  | 0.11397 | 0 | [6 empty] | 365 | 0
48562 | CTL_GT3_8135 | 2 | Houston | YES | 0.029438 | 70.1 | 30.3 | 87.6 |  | 1.0362 | Cogen | 1 | 0.11397 | 0 | 0 |  |  |  |  | 0.11397 | 0 | [6 empty] | 366 | 0
48563 | CTL_GT4_8140 | 3 | Houston | YES | 0.029438 | 69.6 | 30.3 | 87 |  | 1.0362 | Cogen | 1 | 0.11397 | 0 | 0 |  |  |  |  | 0.11397 | 0 | [6 empty] | 367 | 0
48564 | CTL_GN1_8145 | 4 | Houston | YES | 0.029438 | 43.6 | 12.9 | 54.5 |  | 1.0362 | Cogen | 1 | 0.11397 | 0 | 0 |  |  |  |  | 0.11397 | 0 | [6 empty] | 368 | 0
48565 | CTL_GN2_8155 | 5 | Houston | YES | 0.029438 | 9.8 | 3.4 | 12.2 |  | 1.0362 | Cogen | 1 | 0.11397 | 0 | 0 |  |  |  |  | 0.11397 | 0 | [6 empty] | 369 | 0
48772 | PHR_GN2_2 | MB | Houston | YES | 0.030826 | 0 | 72 | 459 |  | 1.0362 | GSC | 1 | 0.11536 | 0 | 0 |  |  |  |  | 0.11536 | 0 | [6 empty] | 370 | 0
38580 | TNBP_CGN1_8 | 1 | Houston | YES | 0.032817 | 70.8 | 0 | 70.8 | 0 | 1.005 | Cogen | 1 | 0.11735 | 0 | 0 |  |  |  |  | 0.11735 | 0 | [6 empty] | 371 | 0
38590 | TNBP_CGN2_8 | 2 | Houston | YES | 0.032817 | 66.7 | 0 | 66.7 | 0 | 1.005 | Cogen | 1 | 0.11735 | 0 | 0 |  |  |  |  | 0.11735 | 0 | [6 empty] | 372 | 0
38600 | TNBP_CGN3_8 | 5 | Houston | YES | 0.032817 | 53 | 0 | 53 | 0 | 1.005 | Cogen | 1 | 0.11735 | 0 | 0 |  |  |  |  | 0.11735 | 0 | [6 empty] | 373 | 0
38611 | TNBPAMCG1_8 | 1 | Houston | YES | 0.032817 | 153.2 | 0 | 153.2 | 0 | 1.005 | Cogen | 1 | 0.11735 | 0 | 0 |  |  |  |  | 0.11735 | 0 | [6 empty] | 374 | 0
38612 | TNBPAMCG2_8 | 2 | Houston | YES | 0.032817 | 153.5 | 0 | 153.5 | 0 | 1.005 | Cogen | 1 | 0.11735 | 0 | 0 |  |  |  |  | 0.11735 | 0 | [6 empty] | 375 | 0
38613 | TNBPAMCG3_8 | 3 | Houston | YES | 0.032817 | 152.3 | 0 | 152.3 | 0 | 1.005 | Cogen | 1 | 0.11735 | 0 | 0 |  |  |  |  | 0.11735 | 0 | [6 empty] | 376 | 0
38614 | TNBPAMCG4_8 | 4 | Houston | YES | 0.032817 | 96 | 0 | 96 |  | 1.005 | Cogen | 1 | 0.11735 | 0 | 0 |  |  |  |  | 0.11735 | 0 | [6 empty] | 377 | 0
38615 | TNBPAMCG5_8 | 1 | Houston | YES | 0.032817 | 244 | 0 | 244 | 0 | 1.005 | Cogen | 1 | 0.11735 | 0 | 0 |  |  |  |  | 0.11735 | 0 | [6 empty] | 378 | 0
38690 | TNBP_CGN4_8 | 3 | Houston | YES | 0.032817 | 40 | 0 | 40 |  | 1.005 | Cogen | 1 | 0.11735 | 0 | 0 |  |  |  |  | 0.11735 | 0 | [6 empty] | 379 | 0
38711 | TNTXCTY1CG8 | 1 | Houston | YES | 0.032817 | 100.3 | 59 | 100.3 | 0 | 1 | Cogen | 1 | 0.11735 | 0 | 0 |  |  |  |  | 0.11735 | 0 | [6 empty] | 380 | 0
38712 | TNTXCTY2CG8 | 1 | Houston | YES | 0.032817 | 92.9 | 59 | 92.9 | 0 | 1 | Cogen | 1 | 0.11735 | 0 | 0 |  |  |  |  | 0.11735 | 0 | [6 empty] | 381 | 0
38713 | TNTXCTY3CG8 | 1 | Houston | YES | 0.032817 | 102.7 | 59 | 102.7 | 0 | 1 | Cogen | 1 | 0.11735 | 0 | 0 |  |  |  |  | 0.11735 | 0 | [6 empty] | 382 | 0
38714 | TNTXCTY4CG8 | 1 | Houston | YES | 0.032817 | 103 | 59 | 103 | 0 | 1 | Cogen | 1 | 0.11735 | 0 | 0 |  |  |  |  | 0.11735 | 0 | [6 empty] | 383 | 0
39470 | TNDOWCGNSG8 | 1 | Houston | YES | 0.032817 | 32 | 10 | 32 | 0 | 0.985 | Cogen | 1 | 0.11735 | 0 | 0 |  |  |  |  | 0.11735 | 0 | [6 empty] | 384 | 0
39480 | TNDOWCGNGG8 | 1 | Houston | YES | 0.032817 | 30 | 10 | 30 | 0 | 0.985 | Cogen | 1 | 0.11735 | 0 | 0 |  |  |  |  | 0.11735 | 0 | [6 empty] | 385 | 0
48921 | WAP_GN1_1 | 1 | Houston | YES | 0.037522 | 132.8 | 37 | 166 | 0 | 1.0362 | GST | 1 | 0.12206 | 166 | 166 |  |  |  |  | 0.12206 | 20.2617 | [6 empty] | 386 | 0
48922 | WAP_GN2_2 | 2 | Houston | YES | 0.037522 | 132.8 | 37 | 166 | 0 | 1.0362 | GST | 1 | 0.12206 | 166 | 166 |  |  |  |  | 0.12206 | 20.2617 | [6 empty] | 387 | 0
48923 | WAP_GN3_3 | 3 | Houston | YES | 0.037522 | 198.4 | 93 | 248 | 0 | 1.0362 | GST | 1 | 0.12206 | 248 | 248 |  |  |  |  | 0.12206 | 30.2705 | [6 empty] | 388 | 0
48924 | WAP_GN4_4 | 4 | Houston | YES | 0.037522 | 546 | 217 | 546 | 0 | 1.0362 | GSC | 1 | 0.12206 | 546 | 546 |  |  |  |  | 0.12206 | 66.6438 | [6 empty] | 389 | 0
48925 | WAP_GN5_5 | 5 | Houston | YES | 0.037522 | 579.1 | 278 | 654 | 0 | 0.985 | LIGCO | 1 | 0.12206 | 0 | 654 |  |  |  |  | 0.12206 | 79.8261 | [6 empty] | 390 | 0
48929 | WAPGT21_GT1 | B1 | Houston | YES | 0.037522 | 0 | 0 | 13 |  | 1.05 | GGT | 1 | 0.12206 | 13 | 13 |  |  |  |  | 0.12206 | 1.5868
48510 | AK_GT1__8040 | 1 | Houston | YES | 0.037632 | 33.4 | 8.1 | 34 |  | 1.029 | Cogen | 1 | 0.12217 | 0 | 0 |  |  |  |  | 0.12217 | 0
48521 | BVE_GT1_GT1 | 1 | Houston | YES | 0.038672 | 167.7 | 0 | 167.7 |  | 1.035 | CC | 1 | 0.12321 | 167.7 | 167.7 |  |  |  |  | 0.12321 | 20.662
48522 | BVE_GT2_5035 | 2 | Houston | YES | 0.038672 | 166.4 | 0 | 166.4 |  | 1.035 | CC | 1 | 0.12321 | 166.4 | 166.4 |  |  |  |  | 0.12321 | 20.5019
48523 | BVE_ST1_GN1 | 3 | Houston | YES | 0.038672 | 252.4 | 0 | 252.4 |  | 1.035 | CC | 1 | 0.12321 | 252.4 | 252.4 |  |  |  |  | 0.12321 | 31.0978
48730 | MNS_GT | 1 | Houston | YES | 0.038715 | 43 | 0 | 46.1 |  | 1.029 | Cogen | 1 | 0.12325 | 0 | 0 |  |  |  |  | 0.12325 | 0
48926 | WAP_GN6_6 | 6 | Houston | YES | 0.038732 | 651 | 280 | 651 |  | 1.035 | LIGCO | 1 | 0.12327 | 0 | 651 |  |  |  |  | 0.12327 | 80.2477
48927 | WAP_GN7_7 | 7 | Houston | YES | 0.038732 | 564 | 277 | 564 |  | 1.035 | LIGCO | 1 | 0.12327 | 0 | 564 |  |  |  |  | 0.12327 | 69.5233
48928 | WAP_GN8_8 | 8 | Houston | YES | 0.038732 | 603 | 275 | 603 |  | 1.035 | LIGCO | 1 | 0.12327 | 0 | 603 |  |  |  |  | 0.12327 | 74.3308
39760 | TNSCLP1___8 | 1 | Houston | YES | 0.045899 | 93.4 | 20 | 116.8 | 0 | 1.04 | Cogen | 1 | 0.13044 | 0 | 0 |  |  |  |  | 0.13044 | 0
39770 | TNSCLP2___8 | 1 | Houston | YES | 0.045899 | 91.6 | 20 | 114.5 | 0 | 1.04 | Cogen | 1 | 0.13044 | 0 | 0 |  |  |  |  | 0.13044 | 0
39775 | TNSCLP4___8 | 1 | Houston | YES | 0.045899 | 95.2 | 20 | 119 | 0 | 1.04 | Cogen | 1 | 0.13044 | 0 | 0 |  |  |  |  | 0.13044 | 0
39790 | TNSCLP3___8 | 1 | Houston | YES | 0.045899 | 87.6 | 20 | 109.5 | 0 | 1.027 | Cogen | 1 | 0.13044 | 0 | 0 |  |  |  |  | 0.13044 | 0
48520 | BSF_GT1_8070 | 1 | Houston | YES | 0.047911 | 72 | 0 | 72 | 0 | 1.0326 | Cogen | 1 | 0.13245 | 0 | 0 |  |  |  |  | 0.13245 | 0
48520 | BSF_GT1_8070 | 2 | Houston | YES | 0.047911 | 10 | 0 | 10 | 0 | 1.0326 | Cogen | 1 | 0.13245 | 0 | 0 |  |  |  |  | 0.13245 | 0
49851 | DOW17000 | 37 | Houston | YES | 0.050455 | 39 | 0 | 62 | 0 | 1 | Cogen | 1 | 0.13499 | 0 | 0 |  |  |  |  | 0.13499 | 0
49858 | DOW38100 | 31 | Houston | YES | 0.050455 | 45 | 0 | 71.4 |  | 1 | Cogen | 1 | 0.13499 | 0 | 0 |  |  |  |  | 0.13499 | 0
49859 | DOW38200 | 33 | Houston | YES | 0.050455 | 28 | 0 | 45 | 0 | 1 | Cogen | 1 | 0.13499 | 0 | 0 |  |  |  |  | 0.13499 | 0
49860 | DOW38300 | 32 | Houston | YES | 0.050455 | 63 | 0 | 101 |  | 1 | Cogen | 1 | 0.13499 | 0 | 0 |  |  |  |  | 0.13499 | 0
49862 | DOW39100 | 36 | Houston | YES | 0.050455 | 54 | 0 | 86 | 0 | 1 | Cogen | 1 | 0.13499 | 0 | 0 |  |  |  |  | 0.13499 | 0
49863 | DOW39200 | 35 | Houston | YES | 0.050455 | 55 | 0 | 88 | 0 | 1 | Cogen | 1 | 0.13499 | 0 | 0 |  |  |  |  | 0.13499 | 0
49865 | DOW41000 | 41 | Houston | YES | 0.050455 | 31 | 0 | 50 |  | 1 | Cogen | 1 | 0.13499 | 0 | 0 |  |  |  |  | 0.13499 | 0
49866 | DOW42000 | 42 | Houston | YES | 0.050455 | 11 | 0 | 18 |  | 1 | Cogen | 1 | 0.13499 | 0 | 0 |  |  |  |  | 0.13499 | 0
49869 | DOW49000 | 45 | Houston | YES | 0.050455 | 59 | 0 | 94 |  | 1 | Cogen | 1 | 0.13499 | 0 | 0 |  |  |  |  | 0.13499 | 0
49870 | DOW61000 | 61 | Houston | YES | 0.050455 | 44 | 0 | 70 | 0 | 1 | Cogen | 1 | 0.13499 | 0 | 0 |  |  |  |  | 0.13499 | 0
49871 | DOW62000 | 62 | Houston | YES | 0.050455 | 40 | 0 | 63 | 0 | 1 | Cogen | 1 | 0.13499 | 0 | 0 |  |  |  |  | 0.13499 | 0
49872 | DOW63000 | 63 | Houston | YES | 0.050455 | 45 | 0 | 72 | 0 | 1 | Cogen | 1 | 0.13499 | 0 | 0 |  |  |  |  | 0.13499 | 0
49873 | DOW64000 | 64 | Houston | YES | 0.050455 | 41 | 0 | 64.8 | 0 | 1 | Cogen | 1 | 0.13499 | 0 | 0 |  |  |  |  | 0.13499 | 0
49876 | DOW65000 | 65 | Houston | YES | 0.050455 | 63 | 0 | 101 | 0 | 1 | Cogen | 1 | 0.13499 | 0 | 0 |  |  |  |  | 0.13499 | 0
49877 | DOW66000 | 66 | Houston | YES | 0.050455 | 61 | 0 | 97 | 0 | 1 | Cogen | 1 | 0.13499 | 0 | 0 |  |  |  |  | 0.13499 | 0
49878 | DOW67000 | 67 | Houston | YES | 0.050455 | 65 | 0 | 103 | 0 | 1 | Cogen | 1 | 0.13499 | 0 | 0 |  |  |  |  | 0.13499 | 0
49882 | DOW81000 | 81 | Houston | YES | 0.050455 | 47 | 0 | 76 | 0 | 1 | Cogen | 1 | 0.13499 | 0 | 0 |  |  |  |  | 0.13499 | 0
49884 | DOW82000 | 82 | Houston | YES | 0.050455 | 51 | 0 | 80 | 0 | 1 | Cogen | 1 | 0.13499 | 0 | 0 |  |  |  |  | 0.13499 | 0
49885 | DOW83000 | 83 | Houston | YES | 0.050455 | 51 | 0 | 80 | 0 | 1 | Cogen | 1 | 0.13499 | 0 | 0 |  |  |  |  | 0.13499 | 0
49886 | DOW84000 | 84 | Houston | YES | 0.050455 | 107 | 0 | 171 | 0 | 0.98 | Cogen | 1 | 0.13499 | 0 | 0 |  |  |  |  | 0.13499 | 0
8032 | AMISTADHYD1 | 1 | South | YES | 0.052081 | 33 | 13 | 33 | 0 | 1.03 | Hydro | 1 | 0.13662 | 0 | 0 | 0 | 0 |  |  | 0.13662 | 0
8033 | AMISTADHYD2 | 2 | South | YES | 0.052081 | 25 | 13 | 25 | 0 | 1.03 | Hydro | 1 | 0.13662 | 0 | 0 | 0 | 0 |  |  | 0.13662 | 0
88253 | HAMILTON | F | South | YES | 0.052081 | 0 | 0 | 0 | 0 | 1.04 | BLT | 1 | 0.13662 | 0 | 0 | 0 | 0 |  |  | 0.13662 | 0
48911 | TGF_GT1_8000 | 1 | Houston | YES | 0.060282 | 69.2 | 0 | 69.2 |  | 1.029 | Cogen | 1 | 0.14482 | 0 | 0 |  |  |  |  | 0.14482 | 0
48731 | CBE_GT1 | 1 | Houston | YES | 0.063615 | 76 | 0 | 76 | 0 | 1.029 | CC | 1 | 0.14815 | 76 | 76 |  |  |  |  | 0.14815 | 11.2595
48732 | CBE_GT2 | 1 | Houston | YES | 0.063615 | 76 | 0 | 76 | 0 | 1.029 | CC | 1 | 0.14815 | 76 | 76 |  |  |  |  | 0.14815 | 11.2595
48733 | CBE_ST12 | 1 | Houston | YES | 0.063615 | 105 | 0 | 105 | 0 | 1.029 | CC | 1 | 0.14815 | 105 | 105 |  |  |  |  | 0.14815 | 15.5559
48734 | CBE_GT3 | 1 | Houston | YES | 0.063615 | 76 | 0 | 76 | 0 | 1.029 | CC | 1 | 0.14815 | 76 | 76 |  |  |  |  | 0.14815 | 11.2595
48735 | CBE_GT4 | 1 | Houston | YES | 0.063615 | 76 | 0 | 76 | 0 | 1.029 | CC | 1 | 0.14815 | 76 | 76 |  |  |  |  | 0.14815 | 11.2595
48736 | CBE_ST34 | 1 | Houston | YES | 0.063615 | 105 | 0 | 105 | 0 | 1.029 | CC | 1 | 0.14815 | 105 | 105 |  |  |  |  | 0.14815 | 15.5559
5911 | STP_GN1___1 | 1 | Houston | YES | 0.064182 | 1333 | 1249 | 1333 | 0 | 1.0406 | Nuc | 1 | 0.14872 | 0 | 0 |  |  |  |  | 0.14872 | 0
5912 | STP_GN2___2 | 2 | Houston | YES | 0.064182 | 1332 | 1249 | 1332 | 0 | 1.0406 | Nuc | 1 | 0.14872 | 0 | 0 |  |  |  |  | 0.14872 | 0
8262 | ELPS | 1 | South | YES | 0.066834 | 6 | 6 | 6 | 0 | 1.15 | Hydro | 1 | 0.15137 | 0 | 0 | 0 | 0 |  |  | 0.15137 | 0
7022 | L_BUCHAN1_1Y | 1 | South | YES | 0.067954 | 0 | 0 | 18 |  | 1 | Hydro | 1 | 0.15249 | 0 | 0 | 0 | 0 |  |  | 0.15249 | 0
7023 | L_BUCHAN1_2Y | 2 | South | YES | 0.067954 | 0 | 0 | 18 |  | 1 | Hydro | 1 | 0.15249 | 0 | 0 | 0 | 0 |  |  | 0.15249 | 0
7024 | L_BUCHAN1_3Y | 3 | South | YES | 0.067954 | 0 | 0 | 15 |  | 1 | Hydro | 1 | 0.15249 | 0 | 0 | 0 | 0 |  |  | 0.15249 | 0
7026 | L_INKSDA1_1Y | 1 | South | YES | 0.069584 | 0 | 0 | 13.7 |  | 1 | Hydro | 1 | 0.15412 | 0 | 0 | 0 | 0 |  |  | 0.15412 | 0
7000 | L_FERGUS1_1Y | 1 | South | YES | 0.086672 | 400 | 65 | 423.3 | 0 | 1.015 | GSC | 1 | 0.17121 | 423.3 | 423.3 | 36.6883 | 423.3 |  |  | 0.17121 | 72.4725
7035 | L_WIRTZ_1G1Y | 1 | South | YES | 0.086902 | 0 | 0 | 29 |  | 1 | Hydro | 1 | 0.17144 | 0 | 0 | 0 | 0 |  |  | 0.17144 | 0
7036 | L_WIRTZ_1G2Y | 2 | South | YES | 0.086902 | 0 | 0 | 29.7 |  | 1 | Hydro | 1 | 0.17144 | 0 | 0 | 0 | 0 |  |  | 0.17144 | 0
8134 | FOR #1 | 1 | South | YES | 0.089322 | 54.1 | 45 | 79 | 0 | 1 | Cogen | 1 | 0.17386 | 0 | 0 | 0 | 0 |  |  | 0.17386 | 0
8138 | FOR #2 | 2 | South | YES | 0.089322 | 63.1 | 45 | 81 | 0 | 1 | Cogen | 1 | 0.17386 | 0 | 0 | 0 | 0 |  |  | 0.17386 | 0
8153 | FOR #3 | 3 | South | YES | 0.089322 | 63.1 | 45 | 79.9 | 0 | 1 | Cogen | 1 | 0.17386 | 0 | 0 | 0 | 0 |  |  | 0.17386 | 0
8154 | FOR #4 | 4 | South | YES | 0.089322 | 63.1 | 60 | 80 | 0 | 1 | Cogen | 1 | 0.17386 | 0 | 0 | 0 | 0 |  |  | 0.17386 | 0
8155 | FOR #5 | 5 | South | YES | 0.089322 | 63.1 | 60 | 78.4 | 0 | 1 | Cogen | 1 | 0.17386 | 0 | 0 | 0 | 0 |  |  | 0.17386 | 0
8156 | FOR #6 | 6 | South | YES | 0.089322 | 24.9 | 5 | 25 | 0 | 1 | Cogen | 1 | 0.17386 | 0 | 0 | 0 | 0 |  |  | 0.17386 | 0
8157 | FOR #7 | 7 | South | YES | 0.089322 | 28.8 | 5 | 46 | 0 | 1 | Cogen | 1 | 0.17386 | 0 | 0 | 0 | 0 |  |  | 0.17386 | 0
80051 | FOR #8 | 8 | South | YES | 0.089322 | 28 | 28 | 28 |  | 1 | Cogen | 1 | 0.17386 | 0 | 0 | 0 | 0 |  |  | 0.17386 | 0
80052 | FOR #9 | 9 | South | YES | 0.089322 | 29.7 | 5 | 43.6 | 0 | 1 | Cogen | 1 | 0.17386 | 0 | 0 | 0 | 0 |  |  | 0.17386 | 0
80053 | FOR #10 | 10 | South | YES | 0.089322 | 68.4 | 45 | 75 | 0 | 1 | Cogen | 1 | 0.17386 | 0 | 0 | 0 | 0 |  |  | 0.17386 | 0
80226 | ALCOA G | 1 | South | YES | 0.090023 | 32.3 | 5 | 48 | 0 | 1.015 | Cogen | 1 | 0.17456 | 0 | 0 | 0 | 0 |  |  | 0.17456 | 0
8147 | UCAR #2 | 10 | South | YES | 0.092296 | 18.2 | 0 | 28 |  | 1 | Cogen | 1 | 0.17683 | 0 | 0 | 0 | 0 |  |  | 0.17683 | 0
8148 | UCAR #1 | 2 | South | YES | 0.092296 | 6.1 | 0 | 7 | 0 | 1.009 | Cogen | 1 | 0.17683 | 0 | 0 | 0 | 0 |  |  | 0.17683 | 0
80137 | CSDR89 | 8 | South | YES | 0.092296 | 33.9 | 0 | 39 | 0 | 1.003 | DCTie | 1 | 0.17683 | 0 | 0 | 0 | 0 |  |  | 0.17683 | 0
80137 | CSDR89 | 9 | South | YES | 0.092296 | 15 | 0 | 15 | 0 | 1.003 | DCTie | 1 | 0.17683 | 0 | 0 | 0 | 0 |  |  | 0.17683 | 0
80138 | CSDR7 | 7 | South | YES | 0.092296 | 6.1 | 0 | 7 | 0 | 1.014 | DCTie | 1 | 0.17683 | 0 | 0 | 0 | 0 |  |  | 0.17683 | 0
80139 | CSDR56 | 5 | South | YES | 0.092296 | 15 | 0 | 15 |  | 1.0033 | DCTie | 1 | 0.17683 | 0 | 0 | 0 | 0 |  |  | 0.17683 | 0
80139 | CSDR56 | 6 | South | YES | 0.092296 | 0 | 0 | 39 |  | 1.0033 | DCTie | 1 | 0.17683 | 0 | 0 | 0 | 0 |  |  | 0.17683 | 0
80140 | CSDR11 | 11 | South | YES | 0.092296 | 33.9 | 0 | 39 | 0 | 1.03 | DCTie | 1 | 0.17683 | 0 | 0 | 0 | 0 |  |  | 0.17683 | 0
80227 | AIRCO G | 1 | South | YES | 0.09262 | 7.2 | 0 | 8 | 0 | 1.0104 | Cogen | 1 | 0.17716 | 0 | 0 | 0 | 0 |  |  | 0.17716 | 0
80224 | VISTRONG1 | 1 | South | YES | 0.09325 | 13.1 | 0 | 15 | 0 | 1.01 | Cogen | 1 | 0.17779 | 0 | 0 | 0 | 0 |  |  | 0.17779 | 0
80225 | VISTRONG2 | 2 | South | YES | 0.09325 | 20.2 | 0 | 23 | 0 | 1.01 | Cogen | 1 | 0.17779 | 0 | 0 | 0 | 0 |  |  | 0.17779 | 0
5503 | RAYBURNGEN3 | 1 | South | YES | 0.094096 | 17.6 | 6 | 22 | 0 | 1.0224 | GST | 1 | 0.17863 | 22 | 22 | 2.0701 | 22 |  |  | 0.17863 | 3.9299
5505 | RAYBURNGEN1 | 1 | South | YES | 0.094096 | 0 | 1 | 11 |  | 1.0223 | GGT | 1 | 0.17863 | 11 | 11 | 1.0351 | 11 |  |  | 0.17863 | 1.965
5506 | RAYBURNGEN2 | 1 | South | YES | 0.094096 | 0 | 1 | 11 |  | 1.0223 | GGT | 1 | 0.17863 | 11 | 11 | 1.0351 | 11 |  |  | 0.17863 | 1.965
80012 | LAR | F | South | YES | 0.094486 | 0 | 0 | 0 | 0 | 1.04 | DCTie | 1 | 0.17902 | 0 | 0 | 0 | 0 |  |  | 0.17902 | 0
80265 | LARECU40A | 4 | South | YES | 0.094486 | 80 | 0 | 100 |  | 1.039 | GGT | 1 | 0.17902 | 100 | 100 | 9.4486 | 100 |  |  | 0.17902 | 17.9022
80266 | LARECU50A | 5 | South | YES | 0.094486 | 80 | 0 | 100 |  | 1.039 | GGT | 1 | 0.17902 | 100 | 100 | 9.4486 | 100 |  |  | 0.17902 | 17.9022
5508 | RAYBURNCC9 | 1 | South | YES | 0.094891 | 47.7 | 18.2 | 47.7 | 0 | 1.0296 | CC | 1 | 0.17943 | 47.7 | 47.7 | 4.5263 | 47.7 |  |  | 0.17943 | 8.5587
5509 | RAYBURNCC10 | 1 | South | YES | 0.094891 | 37.3 | 5.2 | 37.3 | 0 | 1.0296 | CC | 1 | 0.17943 | 37.3 | 37.3 | 3.5394 | 37.3 |  |  | 0.17943 | 6.6926
5511 | RAYBURNCC7 | 1 | South | YES | 0.094891 | 47.5 | 18.2 | 47.5 | 0 | 1.0296 | CC | 1 | 0.17943 | 47.5 | 47.5 | 4.5073 | 47.5 |  |  | 0.17943 | 8.5228
5512 | RAYBURNCC8 | 1 | South | YES | 0.094891 | 49.3 | 18.2 | 49.3 | 0 | 1.0296 | CC | 1 | 0.17943 | 49.3 | 49.3 | 4.6781 | 49.3 |  |  | 0.17943 | 8.8458
8066 | DUP1V#1 | 1 | South | YES | 0.094953 | 52.3 | 0 | 73 | 0 | 1.01 | Cogen | 1 | 0.17949 | 0 | 0 | 0 | 0 |  |  | 0.17949 | 0
8926 | LGE_GT10A | 1 | South | YES | 0.09517 | 158 | 0 | 158 | 0 | 1.03 | Cogen | 1 | 0.17971 | 0 | 0 | 0 | 0 |  |  | 0.17971 | 0
8927 | LGE_GT20A | 2 | South | YES | 0.09517 | 153 | 0 | 153 | 0 | 1.03 | Cogen | 1 | 0.17971 | 0 | 0 | 0 | 0 |  |  | 0.17971 | 0
8928 | LGE_STG0A | 3 | South | YES | 0.09517 | 100 | 0 | 100 | 0 | 1.03 | Cogen | 1 | 0.17971 | 0 | 0 | 0 | 0 |  |  | 0.17971 | 0
8930 | ICPGN10A | 1 | South | YES | 0.09517 | 149 | 0 | 149 | 0 | 1.03 | Cogen | 1 | 0.17971 | 0 | 0 | 0 | 0 |  |  | 0.17971 | 0
8931 | ICPGN20A | 2 | South | YES | 0.09517 | 150 | 0 | 150 | 0 | 1.03 | Cogen | 1 | 0.17971 | 0 | 0 | 0 | 0 |  |  | 0.17971 | 0
8932 | ICPGN30A | 3 | South | YES | 0.09517 | 127 | 0 | 127 | 0 | 1.03 | Cogen | 1 | 0.17971 | 0 | 0 | 0 | 0 |  |  | 0.17971 | 0
80223 | REYSHR G | 1 | South | YES | 0.09517 | 12 | 0 | 12 | 0 | 1.032 | Cogen | 1 | 0.17971 | 0 | 0 | 0 | 0 |  |  | 0.17971 | 0
88299 | ZAPATA | F | South | YES | 0.095352 | 0 | 0 | 0 | 0 | 1.02 | BLT | 1 | 0.17989 | 0 | 0 | 0 | 0 |  |  | 0.17989 | 0
8173 | VICEC51A | 5 | South | YES | 0.095921 | 144 | 18 | 144 | 0 | 1.025 | CC | 1 | 0.18046 | 144 | 144 | 13.8126 | 144 |  |  | 0.18046 | 25.9859
8174 | VICEC61A | 6 | South | YES | 0.095921 | 188 | 42 | 188 | 0 | 1.025 | CC | 1 | 0.18046 | 188 | 188 | 18.0331 | 188 |  |  | 0.18046 | 33.926
5728 | FALCONHYDRO2 | 2 | South | YES | 0.095937 | 12 | 0 | 12 | 0 | 1.0234 | Hydro | 1 | 0.18047 | 0 | 0 | 0 | 0 |  |  | 0.18047 | 0
5729 | FALCONHYDRO3 | 3 | South | YES | 0.095937 | 11 | 0 | 11 | 0 | 1.0234 | Hydro | 1 | 0.18047 | 0 | 0 | 0 | 0 |  |  | 0.18047 | 0
8048 | FALCONHYDRO1 | 1 | South | YES | 0.095937 | 12 | 0 | 12 | 0 | 1.0234 | Hydro | 1 | 0.18047 | 0 | 0 | 0 | 0 |  |  | 0.18047 | 0
88508 | FALFURRI | F | South | YES | 0.095943 | 0 | 0 | 0 | 0 | 1 | AVR | 1 | 0.18048 | 0 | 0 | 0 | 0 |  |  | 0.18048 | 0
8442 | NBEC7 | 7 | South | YES | 0.095988 | 0 | 81 | 367 |  | 1.0298 | GST | 1 | 0.18052 | 367 | 367 | 35.2276 | 367 |  |  | 0.18052 | 66.2524
8442 | NBEC7 | MB | South | YES | 0.095988 | 0 | 81 | 367 |  | 1.0298 | GST | 1 | 0.18052 | 0 | 0 | 0 | 0 |  |  | 0.18052 | 0
8560 | CNOPGT1 | 1 | South | YES | 0.095998 | 148.3 | 0 | 148.3 | 0 | 1.03 | Cogen | 1 | 0.18053 | 0 | 0 | 0 | 0 |  |  | 0.18053 | 0
8561 | CNOPGT2 | 2 | South | YES | 0.095998 | 148.6 | 0 | 148.6 | 0 | 1.03 | Cogen | 1 | 0.18053 | 0 | 0 | 0 | 0 |  |  | 0.18053 | 0
8562 | CNOPST1 | 3 | South | YES | 0.095998 | 153 | 0 | 153 | 0 | 1.03 | Cogen | 1 | 0.18053 | 0 | 0 | 0 | 0 |  |  | 0.18053 | 0
8456 | COSW#1 | 1 | South | YES | 0.096045 | 20 | 0 | 20 | 0 | 1.027 | Cogen | 1 | 0.18058 | 0 | 0 | 0 | 0 |  |  | 0.18058 | 0
8457 | COSW#2 | 2 | South | YES | 0.096045 | 14 | 0 | 14 | 0 | 1.027 | Cogen | 1 | 0.18058 | 0 | 0 | 0 | 0 |  |  | 0.18058 | 0
8459 | B_DAVIS0B | MB | South | YES | 0.096158 | 0 | 50 | 339 |  | 1.03 | GSC | 1 | 0.18069 | 0 | 0 | 0 | 0 |  |  | 0.18069 | 0
8460 | B_DAVIS0A | MB | South | YES | 0.096158 | 0 | 50 | 340 |  | 1.03 | GSC | 1 | 0.18069 | 0 | 0 | 0 | 0 |  |  | 0.18069 | 0
80263 | B_DAVIS31A | 3 | South | YES | 0.096158 | 0 | 0 | 180 |  | 1.0366 | CC | 1 | 0.18069 | 180 | 180 | 17.3084 | 180 |  |  | 0.18069 | 32.525
80264 | B_DAVIS41A | 4 | South | YES | 0.096158 | 0 | 0 | 180 |  | 1.0366 | CC | 1 | 0.18069 | 180 | 180 | 17.3084 | 180 |  |  | 0.18069 | 32.525
8506 | VAL #1 | 1 | South | YES | 0.096198 | 20.9 | 0 | 25 | 0 | 1.0055 | Cogen | 1 | 0.18073 | 0 | 0 | 0 | 0 |  |  | 0.18073 | 0
8507 | VAL #2 | 2 | South | YES | 0.096198 | 20.9 | 0 | 25 | 0 | 1.0055 | Cogen | 1 | 0.18073 | 0 | 0 | 0 | 0 |  |  | 0.18073 | 0
8461 | KOCH_UP0A | 1 | South | YES | 0.096282 | 38 | 0 | 38 | 0 | 1.012 | Cogen | 1 | 0.18082 | 0 | 0 | 0 | 0 |  |  | 0.18082 | 0
8511 | OXY_CC0A | 1 | South | YES | 0.096287 | 30.3 | 0 | 38 | 0 | 1.027 | Cogen | 1 | 0.18082 | 0 | 0 | 0 | 0 |  |  | 0.18082 | 0
7028 | L_MARBFA1_1Y | 1 | South | YES | 0.096421 | 0 | 0 | 18 |  | 1 | Hydro | 1 | 0.18096 | 0 | 0 | 0 | 0 |  |  | 0.18096 | 0
7029 | L_MARBFA1_2Y | 2 | South | YES | 0.096421 | 0 | 0 | 18 |  | 1 | Hydro | 1 | 0.18096 | 0 | 0 | 0 | 0 |  |  | 0.18096 | 0
8933 | FGNTS001 | 1 | South | YES | 0.09655 | 146.5 | 0 | 146.5 | 0 | 1.03 | CC | 1 | 0.18109 | 146.5 | 146.5 | 14.1446 | 146.5 |  |  | 0.18109 | 26.5291
8934 | FGNTS101 | 2 | South | YES | 0.09655 | 147.9 | 0 | 147.9 | 0 | 1.03 | CC | 1 | 0.18109 | 147.9 | 147.9 | 14.2797 | 147.9 |  |  | 0.18109 | 26.7827
8935 | FGNTS201 | 3 | South | YES | 0.09655 | 173 | 0 | 173 | 0 | 1.03 | CC | 1 | 0.18109 | 173 | 173 | 16.7032 | 173 |  |  | 0.18109 | 31.3279
8517 | CELANEBI0A | 1 | South | YES | 0.096612 | 29 | 0 | 29 | 0 | 1.02 | Cogen | 1 | 0.18115 | 0 | 0 | 0 | 0 |  |  | 0.18115 | 0
8981 | HECN1 | 1 | South | YES | 0.096653 | 144.8 | 0 | 144.8 | 0 | 1.0304 | CC | 1 | 0.18119 | 144.8 | 144.8 | 13.9954 | 144.8 |  |  | 0.18119 | 26.2362
8982 | HECN2 | 2 | South | YES | 0.096653 | 144.1 | 0 | 144.1 | 0 | 1.0304 | CC | 1 | 0.18119 | 144.1 | 144.1 | 13.9277 | 144.1 |  |  | 0.18119 | 26.1094
8983 | HECN3 | 3 | South | YES | 0.096653 | 171.9 | 0 | 171.9 | 0 | 1.0304 | CC | 1 | 0.18119 | 171.9 | 171.9 | 16.6147 | 171.9 |  |  | 0.18119 | 31.1464
8936 | MVGN#1 | 1 | South | YES | 0.096654 | 216.6 | 0 | 216.6 | 0 | 1.0304 | CC | 1 | 0.18119 | 216.6 | 216.6 | 20.9353 | 216.6 |  |  | 0.18119 | 39.2458
8937 | MVGN#2 | 2 | South | YES | 0.096654 | 216.7 | 0 | 216.7 | 0 | 1.0304 | CC | 1 | 0.18119 | 216.7 | 216.7 | 20.9449 | 216.7 |  |  | 0.18119 | 39.2639
8938 | MVGN#3 | 3 | South | YES | 0.096654 | 250.9 | 0 | 250.9 | 0 | 1.0304 | CC | 1 | 0.18119 | 250.9 | 250.9 | 24.2505 | 250.9 |  |  | 0.18119 | 45.4606
5932 | SI_RAY9 | 9 | South | YES | 0.096689 | 32 | 32 | 38 | 0 | 1.035 | CC | 1 | 0.18123 | 38 | 38 | 3.6742 | 38 |  |  | 0.18123 | 6.8866
5933 | SI_RAY6 | 6 | South | YES | 0.096689 | 15.4 | 10 | 19.3 | 0 | 1.035 | GST | 1 | 0.18123 | 19.3 | 19.3 | 1.8661 | 19.3 |  |  | 0.18123 | 3.4976
5935 | SI_RAY10 | 10 | South | YES | 0.096689 | 47 | 10 | 47 | 0 | 1.03 | CC | 1 | 0.18123 | 47 | 47 | 4.5444 | 47 |  |  | 0.18123 | 8.5176
80003 | MILHWYS | F | South | YES | 0.096689 | 0 | 0 | 0 | 0 | 1.0168 | AVR | 1 | 0.18123 | 0 | 0 | 0 | 0 |  |  | 0.18123 | 0
80080 | GWINDT11A | 2 | South | YES | 0.096714 | 0 | 0 | 41 | 0 | 1.025 | Wind | 1 | 0.18125 | 0 | 41 | 3.9653 | 41 |  |  | 0.18125 | 7.4313
80080 | GWINDT11A | 1 | South | YES | 0.096714 | 28.2 | 0 | 94 | 0 | 1.025 | Wind | 1 | 0.18125 | 0 | 94 | 9.0911 | 94 |  |  | 0.18125 | 17.0375
80080 | GWINDT11A | 4 | South | YES | 0.096714 | 3.8 | 0 | 19 | 0 | 1.025 | Wind | 1 | 0.18125 | 0 | 19 | 1.8376 | 19 |  |  | 0.18125 | 3.4438
80080 | GWINDT11A | 3 | South | YES | 0.096714 | 0 | 0 | 38 | 0 | 1.025 | Wind | 1 | 0.18125 | 0 | 38 | 3.6751 | 38 |  |  | 0.18125 | 6.8875
80081 | GWINDT21A | 2 | South | YES | 0.096714 | 7.2 | 0 | 36 | 0 | 1.025 | Wind | 1 | 0.18125 | 0 | 36 | 3.4817 | 36 |  |  | 0.18125 | 6.525
80081 | GWINDT21A | 4 | South | YES | 0.096714 | 4.4 | 0 | 22 | 0 | 1.025 | Wind | 1 | 0.18125 | 0 | 22 | 2.1277 | 22 |  |  | 0.18125 | 3.9875
80081 | GWINDT21A | 3 | South | YES | 0.096714 | 8.6 | 0 | 43 | 0 | 1.025 | Wind | 1 | 0.18125 | 0 | 43 | 4.1587 | 43 |  |  | 0.18125 | 7.7938
80081 | GWINDT21A | 1 | South | YES | 0.096714 | 28.2 | 0 | 94 | 0 | 1.025 | Wind | 1 | 0.18125 | 0 | 94 | 9.0911 | 94 |  |  | 0.18125 | 17.0375
80180 | PNSCALT11A | 1 | South | YES | 0.096714 | 43.8 | 0 | 148 | 0 | 1.025 | Wind | 1 | 0.18125 | 0 | 148 | 14.3137 | 148 |  |  | 0.18125 | 26.825
80180 | PNSCALT11A | 2 | South | YES | 0.096714 | 10 | 0 | 50 | 0 | 1.025 | Wind | 1 | 0.18125 | 0 | 50 | 4.8357 | 50 |  |  | 0.18125 | 9.0625
80181 | PNSCALT21A | 1 | South | YES | 0.096714 | 16.5 | 0 | 55 | 0 | 1.025 | Wind | 1 | 0.18125 | 0 | 55 | 5.3193 | 55 |  |  | 0.18125 | 9.9688
80181 | PNSCALT21A | 2 | South | YES | 0.096714 | 10 | 0 | 50 | 0 | 1.025 | Wind | 1 | 0.18125 | 0 | 50 | 4.8357 | 50 |  |  | 0.18125 | 9.0625
8161 | COLETO0A | 1 | South | YES | 0.1002 | 633 | 200 | 633 | 0 | 1.03 | LIGCO | 1 | 0.18473 | 0 | 633 | 63.4241 | 633 |  |  | 0.18473 | 116.9356
58909 | PEARSALLSCG1 | 6 | South | YES | 0.1004 | 0 | 0 | 8.4 |  | 1.027 | Diesel | 1 | 0.18493 | 8.4 | 8.4 | 0.84333 | 8.4 |  |  | 0.18493 | 1.5534
58909 | PEARSALLSCG1 | 5 | South | YES | 0.1004 | 0 | 0 | 8.4 |  | 1.027 | Diesel | 1 | 0.18493 | 8.4 | 8.4 | 0.84333 | 8.4 |  |  | 0.18493 | 1.5534
58909 | PEARSALLSCG1 | 2 | South | YES | 0.1004 | 0 | 0 | 8.4 |  | 1.027 | Diesel | 1 | 0.18493 | 8.4 | 8.4 | 0.84333 | 8.4 |  |  | 0.18493 | 1.5534
58909 | PEARSALLSCG1 | 1 | South | YES | 0.1004 | 0 | 0 | 8.4 |  | 1.027 | Diesel | 1 | 0.18493 | 8.4 | 8.4 | 0.84333 | 8.4 |  |  | 0.18493 | 1.5534
58909 | PEARSALLSCG1 | 3 | South | YES | 0.1004 | 0 | 0 | 8.4 |  | 1.027 | Diesel | 1 | 0.18493 | 8.4 | 8.4 | 0.84333 | 8.4 |  |  | 0.18493 | 1.5534
58909 | PEARSALLSCG1 | 4 | South | YES | 0.1004 | 0 | 0 | 8.4 |  | 1.027 | Diesel | 1 | 0.18493 | 8.4 | 8.4 | 0.84333 | 8.4 |  |  | 0.18493 | 1.5534
58919 | PEARSALLSCG2 | 4 | South | YES | 0.1004 | 0 | 0 | 8.4 |  | 1.027 | Diesel | 1 | 0.18493 | 8.4 | 8.4 | 0.84333 | 8.4 |  |  | 0.18493 | 1.5534
58919 | PEARSALLSCG2 | 3 | South | YES | 0.1004 | 0 | 0 | 8.4 |  | 1.027 | Diesel | 1 | 0.18493 | 8.4 | 8.4 | 0.84333 | 8.4 |  |  | 0.18493 | 1.5534
58919 | PEARSALLSCG2 | 5 | South | YES | 0.1004 | 0 | 0 | 8.4 |  | 1.027 | Diesel | 1 | 0.18493 | 8.4 | 8.4 | 0.84333 | 8.4 |  |  | 0.18493 | 1.5534
58919 | PEARSALLSCG2 | 6 | South | YES | 0.1004 | 0 | 0 | 8.4 |  | 1.027 | Diesel | 1 | 0.18493 | 8.4 | 8.4 | 0.84333 | 8.4 |  |  | 0.18493 | 1.5534
58919 | PEARSALLSCG2 | 2 | South | YES | 0.1004 | 0 | 0 | 8.4 |  | 1.027 | Diesel | 1 | 0.18493 | 8.4 | 8.4 | 0.84333 | 8.4 |  |  | 0.18493 | 1.5534
58919 | PEARSALLSCG2 | 1 | South | YES | 0.1004 | 0 | 0 | 8.4 |  | 1.027 | Diesel | 1 | 0.18493 | 8.4 | 8.4 | 0.84333 | 8.4 |  |  | 0.18493 | 1.5534
58929 | PEARSALLSCG3 | 5 | South | YES | 0.1004 | 0 | 0 | 8.4 |  | 1.027 | Diesel | 1 | 0.18493 | 8.4 | 8.4 | 0.84333 | 8.4 |  |  | 0.18493 | 1.5534
58929 | PEARSALLSCG3 | 3 | South | YES | 0.1004 | 0 | 0 | 8.4 |  | 1.027 | Diesel | 1 | 0.18493 | 8.4 | 8.4 | 0.84333 | 8.4 |  |  | 0.18493 | 1.5534
58929 | PEARSALLSCG3 | 6 | South | YES | 0.1004 | 0 | 0 | 8.4 |  | 1.027 | Diesel | 1 | 0.18493 | 8.4 | 8.4 | 0.84333 | 8.4 |  |  | 0.18493 | 1.5534
58929 | PEARSALLSCG3 | 1 | South | YES | 0.1004 | 0 | 0 | 8.4 |  | 1.027 | Diesel | 1 | 0.18493 | 8.4 | 8.4 | 0.84333 | 8.4 |  |  | 0.18493 | 1.5534
58929 | PEARSALLSCG3 | 4 | South | YES | 0.1004 | 0 | 0 | 8.4 |  | 1.027 | Diesel | 1 | 0.18493 | 8.4 | 8.4 | 0.84333 | 8.4 |  |  | 0.18493 | 1.5534
58929 | PEARSALLSCG3 | 2 | South | YES | 0.1004 | 0 | 0 | 8.4 |  | 1.027 | Diesel | 1 | 0.18493 | 8.4 | 8.4 | 0.84333 | 8.4 |  |  | 0.18493 | 1.5534
58949 | PEARSALLSCG4 | 1 | South | YES | 0.1004 | 0 | 0 | 8.4 |  | 1.027 | Diesel | 1 | 0.18493 | 8.4 | 8.4 | 0.84333 | 8.4 |  |  | 0.18493 | 1.5534
58949 | PEARSALLSCG4 | 2 | South | YES | 0.1004 | 0 | 0 | 8.4 |  | 1.027 | Diesel | 1 | 0.18493 | 8.4 | 8.4 | 0.84333 | 8.4 |  |  | 0.18493 | 1.5534
58949 | PEARSALLSCG4 | 3 | South | YES | 0.1004 | 0 | 0 | 8.4 |  | 1.027 | Diesel | 1 | 0.18493 | 8.4 | 8.4 | 0.84333 | 8.4 |  |  | 0.18493 | 1.5534
58949 | PEARSALLSCG4 | 4 | South | YES | 0.1004 | 0 | 0 | 8.4 |  | 1.027 | Diesel | 1 | 0.18493 | 8.4 | 8.4 | 0.84333 | 8.4 |  |  | 0.18493 | 1.5534
58949 | PEARSALLSCG4 | 5 | South | YES | 0.1004 | 0 | 0 | 8.4 |  | 1.027 | Diesel | 1 | 0.18493 | 8.4 | 8.4 | 0.84333 | 8.4 |  |  | 0.18493 | 1.5534
58949 | PEARSALLSCG4 | 6 | South | YES | 0.1004 | 0 | 0 | 8.4 |  | 1.027 | Diesel | 1 | 0.18493 | 8.4 | 8.4 | 0.84333 | 8.4 |  |  | 0.18493 | 1.5534
88198 | BEEVILLE | F | South | YES | 0.10106 | 0 | 0 | 0 | 0 | 1.02 | AVR | 1 | 0.1856 | 0 | 0 | 0 | 0 |  |  | 0.1856 | 0
5890 | PEARSALLGEN1 | 1 | South | YES | 0.10236 | 19.2 | 6 | 24 | 0 | 1.0226 | GST | 1 | 0.1869 | 24 | 24 | 2.4567 | 24 |  |  | 0.1869 | 4.4856
5891 | PEARSALLGEN2 | 1 | South | YES | 0.10236 | 19.4 | 6 | 24.3 | 0 | 1.0226 | GST | 1 | 0.1869 | 24.3 | 24.3 | 2.4874 | 24.3 |  |  | 0.1869 | 4.5417
5892 | PEARSALLGEN3 | 1 | South | YES | 0.10236 | 19.1 | 6 | 23.9 | 0 | 1.0226 | GST | 1 | 0.1869 | 23.9 | 23.9 | 2.4465 | 23.9 |  |  | 0.1869 | 4.4669
5903 | SANMIGUELGEN | 1 | South | YES | 0.10969 | 396.3 | 180 | 396.3 | 0 | 1.0336 | LIGCO | 1 | 0.19423 | 0 | 396.3 | 43.4713 | 396.3 |  |  | 0.19423 | 76.9731
8189 | CUECPL2A | 1 | South | YES | 0.1126 | 12 | 0 | 12 | 0 | 1.02 | Cogen | 1 | 0.19713 | 0 | 0 | 0 | 0 |  |  | 0.19713 | 0
5401 | CALAVER_JKS1 | 1 | South | YES | 0.11432 | 562 | 100 | 562 | 0 | 1.026 | LIGCO | 1 | 0.19886 | 0 | 562 | 64.2473 | 562 |  |  | 0.19886 | 111.7567
5264 | LEON_LCP3G3 | 3 | South | YES | 0.11447 | 0 | 20 | 58 |  | 1.0197 | GST | 1 | 0.19901 | 58 | 58 | 6.6393 | 58 |  |  | 0.19901 | 11.5424
5265 | LEON_LCP4G4 | 4 | South | YES | 0.11447 | 89 | 25 | 89 | 0 | 1.0197 | GST | 1 | 0.19901 | 89 | 89 | 10.1879 | 89 |  |  | 0.19901 | 17.7117
5266 | LEON_LCPCT1 | 1 | South | YES | 0.11447 | 44 | 24 | 44 | 0 | 1.0197 | GGT | 1 | 0.19901 | 44 | 44 | 5.0367 | 44 |  |  | 0.19901 | 8.7563
5267 | LEON_LCPCT2 | 2 | South | YES | 0.11447 | 44 | 24 | 44 | 0 | 1.0197 | GGT | 1 | 0.19901 | 44 | 44 | 5.0367 | 44 |  |  | 0.19901 | 8.7563
5268 | LEON_LCPCT3 | 3 | South | YES | 0.11447 | 43 | 24 | 43 | 0 | 1.0197 | GGT | 1 | 0.19901 | 43 | 43 | 4.9223 | 43 |  |  | 0.19901 | 8.5573
5269 | LEON_LCPCT4 | 4 | South | YES | 0.11447 | 45 | 24 | 45 | 0 | 1.0197 | GGT | 1 | 0.19901 | 45 | 45 | 5.1512 | 45 |  |  | 0.19901 | 8.9553
5476 | BRA_AVR1_CT1 | 1 | South | YES | 0.11484 | 155 | 90 | 155 | 0 | 1.025 | CC | 1 | 0.19937 | 155 | 155 | 17.7994 | 155 |  |  | 0.19937 | 30.9026
5477 | BRA_AVR1_ST | 1 | South | YES | 0.11484 | 174 | 138 | 174 | 0 | 1.025 | CC | 1 | 0.19937 | 174 | 174 | 19.9813 | 174 |  |  | 0.19937 | 34.6906
5478 | BRA_AVR1_CT2 | 1 | South | YES | 0.11484 | 155 | 90 | 155 | 0 | 1.025 | CC | 1 | 0.19937 | 155 | 155 | 17.7994 | 155 |  |  | 0.19937 | 30.9026
5028 | BRAUNIG_VHB3 | 3 | South | YES | 0.11524 | 407 | 60 | 407 | 0 | 1.0138 | GST | 1 | 0.19978 | 407 | 407 | 46.9027 | 407 |  |  | 0.19978 | 81.309
5026 | BRAUNIG_VHB1 | 1 | South | YES | 0.1153 | 215 | 40 | 215 | 0 | 1.0192 | GST | 1 | 0.19984 | 215 | 215 | 24.7901 | 215 |  |  | 0.19984 | 42.9655
5027 | BRAUNIG_VHB2 | 2 | South | YES | 0.1153 | 216 | 40 | 216 | 0 | 1.0192 | GST | 1 | 0.19984 | 216 | 216 | 24.9054 | 216 |  |  | 0.19984 | 43.1653
5396 | CALAVER_OWS1 | 1 | South | YES | 0.11545 | 418 | 80 | 418 | 0 | 1.0192 | GST | 1 | 0.19998 | 418 | 418 | 48.2564 | 418 |  |  | 0.19998 | 83.5926
5397 | CALAVER_OWS2 | 2 | South | YES | 0.11545 | 400 | 80 | 400 | 0 | 1.0192 | GST | 1 | 0.19998 | 400 | 400 | 46.1784 | 400 |  |  | 0.19998 | 79.9929
5111 | CALAVER_JTD1 | 1 | South | YES | 0.1156 | 430 | 80 | 430 | 0 | 1.0138 | LIGCO | 1 | 0.20013 | 0 | 430 | 49.7071 | 430 |  |  | 0.20013 | 86.0578
5112 | CALAVER_JTD2 | 2 | South | YES | 0.1156 | 430 | 80 | 430 | 0 | 1.0138 | LIGCO | 1 | 0.20013 | 0 | 430 | 49.7071 | 430 |  |  | 0.20013 | 86.0578
5436 | TUTTL_WBT1G1 | 1 | South | YES | 0.1161 | 48.8 | 20 | 61 | 0 | 1.012 | GST | 1 | 0.20064 | 61 | 61 | 7.0821 | 61 |  |  | 0.20064 | 12.2388
5438 | TUTTL_WBT3G3 | 3 | South | YES | 0.1161 | 95 | 25 | 95 | 0 | 1.012 | GST | 1 | 0.20064 | 95 | 95 | 11.0295 | 95 |  |  | 0.20064 | 19.0604
5439 | TUTTL_WBT4G4 | 4 | South | YES | 0.1161 | 151 | 40 | 151 | 0 | 1.012 | GST | 1 | 0.20064 | 151 | 151 | 17.5311 | 151 |  |  | 0.20064 | 30.2961
7031 | L_MARSFO1G1Y | 1 | South | YES | 0.11659 | 0 | 0 | 36 |  | 1 | Hydro | 1 | 0.20112 | 0 | 0 | 0 | 0 |  |  | 0.20112 | 0
7032 | L_MARSFO1G2Y | 2 | South | YES | 0.11659 | 0 | 0 | 35 |  | 1 | Hydro | 1 | 0.20112 | 0 | 0 | 0 | 0 |  |  | 0.20112 | 0
7033 | L_MARSFO1G3Y | 3 | South | YES | 0.11659 | 0 | 0 | 36 |  | 1 | Hydro | 1 | 0.20112 | 0 | 0 | 0 | 0 |  |  | 0.20112 | 0
7624 | L_LAKEWO9_1Y | 1 | South | YES | 0.11903 | 0 | 0 | 2.4 |  | 1 | Hydro | 1 | 0.20357 | 0 | 0 | 0 | 0 |  |  | 0.20357 | 0
7624 | L_LAKEWO9_1Y | 2 | South | YES | 0.11903 | 0 | 0 | 2.4 |  | 1 | Hydro | 1 | 0.20357 | 0 | 0 | 0 | 0 |  |  | 0.20357 | 0
7800 | L_GUADGE1_1Y | 1 | South | YES | 0.11954 | 147 | 30 | 147 | 0 | 1.02 | CC | 1 | 0.20408 | 147 | 147 | 17.5725 | 147 |  |  | 0.20408 | 29.9994
7801 | L_GUADGE1_2Y | 2 | South | YES | 0.11954 | 138 | 30 | 138 | 0 | 1.02 | CC | 1 | 0.20408 | 138 | 138 | 16.4967 | 138 |  |  | 0.20408 | 28.1627
7802 | L_GUADGE1_3Y | 3 | South | YES | 0.11954 | 146 | 30 | 146 | 0 | 1.02 | CC | 1 | 0.20408 | 146 | 146 | 17.453 | 146 |  |  | 0.20408 | 29.7953
7803 | L_GUADGE1_4Y | 4 | South | YES | 0.11954 | 149 | 30 | 149 | 0 | 1.02 | CC | 1 | 0.20408 | 149 | 149 | 17.8116 | 149 |  |  | 0.20408 | 30.4075
7804 | L_GUADGE1_5Y | 5 | South | YES | 0.11954 | 182 | 30 | 182 | 0 | 1.02 | CC | 1 | 0.20408 | 182 | 182 | 21.7565 | 182 |  |  | 0.20408 | 37.1421
7805 | L_GUADGE1_6Y | 6 | South | YES | 0.11954 | 203 | 30 | 203 | 0 | 1.02 | CC | 1 | 0.20408 | 203 | 203 | 24.2668 | 203 |  |  | 0.20408 | 41.4277
7609 | L_SCHUMA8_1Y | 1 | South | YES | 0.12105 | 0 | 0 | 4 |  | 1 | Hydro | 1 | 0.20558 | 0 | 0 | 0 | 0 |  |  | 0.20558 | 0
7605 | L_MCQUEE9_1Y | 1 | South | YES | 0.12185 | 0 | 0 | 2.4 |  | 1.025 | Hydro | 1 | 0.20639 | 0 | 0 | 0 | 0 |  |  | 0.20639 | 0
7605 | L_MCQUEE9_1Y | 2 | South | YES | 0.12185 | 0 | 0 | 2.4 |  | 1.025 | Hydro | 1 | 0.20639 | 0 | 0 | 0 | 0 |  |  | 0.20639 | 0
7605 | L_MCQUEE9_1Y | 3 | South | YES | 0.12185 | 0 | 0 | 2.8 |  | 1.025 | Hydro | 1 | 0.20639 | 0 | 0 | 0 | 0 |  |  | 0.20639 | 0
7810 | L_RIONOG1G1Y | 1 | South | YES | 0.12398 | 148 | 0 | 148 | 0 | 1.02 | CC | 1 | 0.20852 | 148 | 148 | 18.3493 | 148 |  |  | 0.20852 | 30.8607
7811 | L_RIONOG1G2Y | 2 | South | YES | 0.12398 | 148 | 0 | 148 | 0 | 1.02 | CC | 1 | 0.20852 | 148 | 148 | 18.3493 | 148 |  |  | 0.20852 | 30.8607
7812 | L_RIONOG1G3Y | 3 | South | YES | 0.12398 | 154 | 0 | 154 | 0 | 1.02 | CC | 1 | 0.20852 | 154 | 154 | 19.0932 | 154 |  |  | 0.20852 | 32.1118
7813 | L_RIONOG1S1Y | 4 | South | YES | 0.12398 | 293 | 0 | 293 | 0 | 1.02 | CC | 1 | 0.20852 | 293 | 293 | 36.3267 | 293 |  |  | 0.20852 | 61.0959
7487 | L_CANYHY8_1Y | 1 | South | YES | 0.12497 | 0 | 0 | 6 |  | 1 | Hydro | 1 | 0.20951 | 0 | 0 | 0 | 0 |  |  | 0.20951 | 0
7014 | L_HAYSEN1_1Y | 1 | South | YES | 0.1288 | 223.9 | 74 | 223.9 | 0 | 1.008 | CC | 1 | 0.21333 | 223.9 | 223.9 | 28.8374 | 223.9 |  |  | 0.21333 | 47.7651
7015 | L_HAYSEN1_2Y | 2 | South | YES | 0.1288 | 225 | 74 | 225 | 0 | 1.008 | CC | 1 | 0.21333 | 225 | 225 | 28.9791 | 225 |  |  | 0.21333 | 47.9998
7016 | L_HAYSEN1_3Y | 3 | South | YES | 0.1288 | 224.6 | 74 | 224.6 | 0 | 1.008 | CC | 1 | 0.21333 | 224.6 | 224.6 | 28.9276 | 224.6 |  |  | 0.21333 | 47.9144
7017 | L_HAYSEN1_4Y | 4 | South | YES | 0.1288 | 226.7 | 74 | 226.7 | 0 | 1.008 | CC | 1 | 0.21333 | 226.7 | 226.7 | 29.1981 | 226.7 |  |  | 0.21333 | 48.3624
7303 | L_WPPGS12_1Y | 1 | South | YES | 0.12927 | 50 | 0 | 50 | 0 | 1.025 | GGT | 1 | 0.21381 | 50 | 50 | 6.4637 | 50 |  |  | 0.21381 | 10.6905
7303 | L_WPPGS12_1Y | 2 | South | YES | 0.12927 | 50 | 0 | 50 | 0 | 1.025 | GGT | 1 | 0.21381 | 50 | 50 | 6.4637 | 50 |  |  | 0.21381 | 10.6905
7305 | L_WPPGS34_1Y | 3 | South | YES | 0.12927 | 50 | 0 | 50 | 0 | 1.025 | GGT | 1 | 0.21381 | 50 | 50 | 6.4637 | 50 |  |  | 0.21381 | 10.6905
7305 | L_WPPGS34_1Y | 4 | South | YES | 0.12927 | 50 | 0 | 50 | 0 | 1.025 | GGT | 1 | 0.21381 | 50 | 50 | 6.4637 | 50 |  |  | 0.21381 | 10.6905
7020 | L_AUSTPL1_1Y | 1 | South | YES | 0.13092 | 0 | 0 | 8 |  | 1 | Hydro | 1 | 0.21545 | 0 | 0 | 0 | 0 |  |  | 0.21545 | 0
7020 | L_AUSTPL1_1Y | 2 | South | YES | 0.13092 | 0 | 0 | 8 |  | 1 | Hydro | 1 | 0.21545 | 0 | 0 | 0 | 0 |  |  | 0.21545 | 0
9000 | DECKR_G1 | 1 | South | YES | 0.13408 | 280 | 50 | 321 | 0 | 1.015 | GST | 1 | 0.21862 | 321 | 321 | 43.0403 | 321 |  |  | 0.21862 | 70.1765
9001 | DECKR_G2 | 2 | South | YES | 0.13408 | 400 | 50 | 426 | 0 | 1.015 | GST | 1 | 0.21862 | 426 | 426 | 57.1189 | 426 |  |  | 0.21862 | 93.1314
9016 | SANDH_G1 | 1 | South | YES | 0.13495 | 45 | 2 | 49 | 0 | 1.0175 | GGT | 1 | 0.21949 | 49 | 49 | 6.6127 | 49 |  |  | 0.21949 | 10.755
9017 | SANDH_G2 | 2 | South | YES | 0.13495 | 45 | 2 | 46 | 0 | 1.0175 | GGT | 1 | 0.21949 | 46 | 46 | 6.2078 | 46 |  |  | 0.21949 | 10.0965
9018 | SANDH_G3 | 3 | South | YES | 0.13495 | 45 | 2 | 46 | 0 | 1.0175 | GGT | 1 | 0.21949 | 46 | 46 | 6.2078 | 46 |  |  | 0.21949 | 10.0965
9019 | SANDH_G4 | 4 | South | YES | 0.13495 | 0 | 2 | 47 |  | 1.0175 | GGT | 1 | 0.21949 | 47 | 47 | 6.3428 | 47 |  |  | 0.21949 | 10.316
9020 | SANDHG5A | 5A | South | YES | 0.13495 | 150 | 84 | 155 | 0 | 1.0175 | CC | 1 | 0.21949 | 155 | 155 | 20.9177 | 155 |  |  | 0.21949 | 34.0208
9021 | SANDHG5C | 5C | South | YES | 0.13495 | 140 | 0 | 148 | 0 | 1.0175 | CC | 1 | 0.21949 | 148 | 148 | 19.973 | 148 |  |  | 0.21949 | 32.4844
7012 | L_FPPYD21_3Y | 3 | South | YES | 0.13528 | 427.5 | 200 | 436 | 0 | 1.02 | LIGCO | 1 | 0.21981 | 0 | 436 | 58.9799 | 436 |  |  | 0.21981 | 95.8377
7010 | L_FPPYD11_1Y | 1 | South | YES | 0.13542 | 547.4 | 200 | 606 | 0 | 1.02 | LIGCO | 1 | 0.21996 | 0 | 606 | 82.0669 | 606 |  |  | 0.21996 | 133.2959
7011 | L_FPPYD11_2Y | 2 | South | YES | 0.13542 | 552.2 | 200 | 598 | 0 | 1.02 | LIGCO | 1 | 0.21996 | 0 | 598 | 80.9836 | 598 |  |  | 0.21996 | 131.5363
7004 | L_SIMGID1_1Y | 1 | South | YES | 0.13608 | 132 | 40 | 132 | 0 | 1.02 | GST | 1 | 0.22061 | 132 | 132 | 17.962 | 132 |  |  | 0.22061 | 29.1208
7005 | L_SIMGID1_2Y | 2 | South | YES | 0.13608 | 133 | 32 | 139 | 0 | 1.02 | GST | 1 | 0.22061 | 139 | 139 | 18.9146 | 139 |  |  | 0.22061 | 30.6651
7006 | L_SIMGID1_3Y | 3 | South | YES | 0.13608 | 324.9 | 60 | 329 | 0 | 1.02 | GST | 1 | 0.22061 | 329 | 329 | 44.769 | 329 |  |  | 0.22061 | 72.5814
9002 | DECKR_G3 | 3 | South | YES | 0.13637 | 0 | 24 | 42 |  | 1.015 | GGT | 1 | 0.22091 | 42 | 42 | 5.7276 | 42 |  |  | 0.22091 | 9.2781
9003 | DECKR_G4 | 4 | South | YES | 0.13637 | 44 | 24 | 44 | 0 | 1.015 | GGT | 1 | 0.22091 | 44 | 44 | 6.0003 | 44 |  |  | 0.22091 | 9.7199
9004 | DECKR_G5 | 5 | South | YES | 0.13637 | 44 | 24 | 44 | 0 | 1.015 | GGT | 1 | 0.22091 | 44 | 44 | 6.0003 | 44 |  |  | 0.22091 | 9.7199
9005 | DECKR_G6 | 6 | South | YES | 0.13637 | 44 | 24 | 47 | 0 | 1.015 | GGT | 1 | 0.22091 | 47 | 47 | 6.4094 | 47 |  |  | 0.22091 | 10.3826
7807 | L_BASTEN1_1Y | 1 | South | YES | 0.15279 | 152.5 | 83.5 | 152.5 | 0 | 1.004 | CC | 1 | 0.23733 | 152.5 | 152.5 | 23.3006 | 152.5 |  |  | 0.23733 | 36.1924
7808 | L_BASTEN1_2Y | 1 | South | YES | 0.15279 | 149.5 | 83.5 | 149.5 | 0 | 1.004 | CC | 1 | 0.23733 | 149.5 | 149.5 | 22.8423 | 149.5 |  |  | 0.23733 | 35.4804
7809 | L_BASTEN1_3Y | 1 | South | YES | 0.15279 | 232.6 | 42 | 232.6 | 0 | 1.004 | CC | 1 | 0.23733 | 232.6 | 232.6 | 35.5392 | 232.6 |  |  | 0.23733 | 55.2023
7007 | L_LOSTPI1_1Y | 1 | South | YES | 0.15454 | 158.6 | 110 | 158 | 0 | 1 | CC | 1 | 0.23908 | 158 | 158 | 24.4173 | 158 |  |  | 0.23908 | 37.7741
7008 | L_LOSTPI1_2Y | 2 | South | YES | 0.15454 | 157.7 | 107 | 160 | 0 | 1 | CC | 1 | 0.23908 | 160 | 160 | 24.7264 | 160 |  |  | 0.23908 | 38.2522
7009 | L_LOSTPI1_3Y | 3 | South | YES | 0.15454 | 173.9 | 72 | 175 | 0 | 1 | CC | 1 | 0.23908 | 175 | 175 | 27.0445 | 175 |  |  | 0.23908 | 41.8384
3432 | SANDOW_4G | 4 | South | YES | 0.19499 | 580 | 225 | 580 | 0 | 1.029 | LIGCO | 1 | 0.27953 | 0 | 580 | 113.0942 | 580 |  |  | 0.27953 | 162.1253
13432 | SANDOW_5G | 5 | South | YES | 0.20113 | 581 | 225 | 581 |  | 1.029 | LIGCO | 1 | 0.28567 | 0 | 581 | 116.8589 | 581 |  |  | 0.28567 | 165.9744
Note on AL4: Zonal Cap - Zonal Impact

## Distributed Slack - Bound Gen
Number of Bus | Name of Bus | ID | Area Name of Gen | AGC | P Sensitivity of Bus | Gen MW | Min MW | Max MW | V Sensitivity of Bus | Set Volt | Tech Type | Zone Impact | Zone Correlation | Inc Max | Dec Max | Souce S.F. Weighting | Souce Capacity | Sink S.F. Weighting | Sink Capacity | PTDF Calc | PTDF Weighting | max of zone correlation | 0.084536 |  |  | Neg PTDF weight | Pos PTDF weight
8139 | JOS #1 | MB | South | YES | 0 | 0 | 45 | 255 |  | 1.02 | GST | 1 | 0.084536 | 0 | 0 | 0 | 0 |  |  | 0.084536 | 0 |  |  |  |  | 0 | 0
8285 | LAR #1 | MB | South | YES | 0 | 0 | 9 | 32 |  | 1.0497 | GST | 1 | 0.084536 | 0 | 0 | 0 | 0 |  |  | 0.084536 | 0 |  |  |  |  | 0 | 0
8287 | LAR #2 | MB | South | YES | 0 | 0 | 9 | 32 |  | 1.04 | GST | 1 | 0.084536 | 0 | 0 | 0 | 0 |  |  | 0.084536 | 0 |  |  |  |  | 0 | 0
8288 | LAR #3 | MB | South | YES | 0 | 0 | 25 | 105 |  | 1.04 | GST | 1 | 0.084536 | 0 | 0 | 0 | 0 |  |  | 0.084536 | 0 |  |  | Weighted Shift Factors |  | 0 | 0
8388 | BATES0A | MB | South | YES | 0 | 0 | 21 | 71 |  | 1.033 | GST | 1 | 0.084536 | 0 | 0 | 0 | 0 |  |  | 0.084536 | 0 |  |  | South | 0.12232 | 0 | 0
8393 | BATES0B | MB | South | YES | 0 | 0 | 25 | 110 |  | 1.03 | GST | 1 | 0.084536 | 0 | 0 | 0 | 0 |  |  | 0.084536 | 0 |  |  | North | -0.084536 | 0 | 0
8437 | NUECES_B0C | MB | South | YES | 0 | 0 | 7 | 30 |  | 1.03 | GST | 1 | 0.084536 | 0 | 0 | 0 | 0 |  |  | 0.084536 | 0 |  |  |  |  | 0 | 0
8438 | NUECES_B0B | MB | South | YES | 0 | 0 | 26 | 169 |  | 1.03 | GST | 1 | 0.084536 | 0 | 0 | 0 | 0 |  |  | 0.084536 | 0 | North |  |  |  | 0 | 0
39190 | TNSLCGN1__8 | 1 | Houston | YES | 0 | 0 | 10 | 30 |  | 1.03 | Cogen | 1 | 0.084536 | 0 | 0 |  |  |  |  | 0.084536 | 0 | Line Rating |  | 1072 |  | 0 | 0
5934 | SI_RAY5 | 5 | South | YES | 0 | 0 | 10 | 15 |  | 1.035 | GST | 1 | 0.084536 | 15 | 15 | 0 | 15 |  |  | 0.084536 | 1.268 | Impact Counter to Zone: |  | 0 |  | 0 | 0
48591 | CHE_GT2_5030 | 2 | Houston | YES | 0.018501 | 173 | 50 | 173 | 0 | 1.029 | Cogen | 1 | 0.10304 | 0 | 0 |  |  |  |  | 0.10304 | 0 |  |  | 0% |  | 0 | 0
48811 | CVC_GT3_5045 | 3 | Houston | YES | 0.018501 | 156 | 91.8 | 156 | 0 | 1.029 | Cogen | 1 | 0.10304 | 0 | 0 |  |  |  |  | 0.10304 | 0 |  |  |  |  | 0 | 0
48812 | CVC_GT2_5020 | 2 | Houston | YES | 0.018501 | 158 | 91.8 | 158 | 0 | 1.029 | Cogen | 1 | 0.10304 | 0 | 0 |  |  |  |  | 0.10304 | 0 | South |  |  |  | 0 | 0
48813 | CVC_GT1_5035 | 1 | Houston | YES | 0.018501 | 160 | 91.8 | 160 | 0 | 1.029 | Cogen | 1 | 0.10304 | 0 | 0 |  |  |  |  | 0.10304 | 0 | Line Rating |  | 1072 |  | 0 | 0
48814 | CVC_ST5_5040 | 1 | Houston | YES | 0.018501 | 162 | 91.8 | 162 | 0 | 1.029 | Cogen | 1 | 0.10304 | 0 | 0 |  |  |  |  | 0.10304 | 0 | Impact Counter to Zone: |  | 0 |  | 0 | 0
48886 | THW_5354 | C | Houston | YES | 0.022477 | 45.6 | 5 | 57 |  | 1.0319 | GGT | 1 | 0.10701 | 57 | 57 |  |  |  |  | 0.10701 | 6.0998 |  |  | 0% |  | 0 | 0
48887 | THW_5556 | F | Houston | YES | 0.022477 | 45.6 | 5 | 57 |  | 1.0319 | GGT | 1 | 0.10701 | 57 | 57 |  |  |  |  | 0.10701 | 6.0998 |  |  |  |  | 0 | 0
48885 | THW_5152 | A | Houston | YES | 0.022477 | 46.4 | 5 | 58 |  | 1.0319 | GGT | 1 | 0.10701 | 58 | 58 |  |  |  |  | 0.10701 | 6.2068 |  |  |  |  | 0 | 0
48886 | THW_5354 | D | Houston | YES | 0.022477 | 46.4 | 5 | 58 |  | 1.0319 | GGT | 1 | 0.10701 | 58 | 58 |  |  |  |  | 0.10701 | 6.2068 |  |  |  |  | 0 | 0
48885 | THW_5152 | B | Houston | YES | 0.022477 | 47.2 | 5 | 59 |  | 1.0319 | GGT | 1 | 0.10701 | 59 | 59 |  |  |  |  | 0.10701 | 6.3138 |  |  |  |  | 0 | 0
48887 | THW_5556 | E | Houston | YES | 0.022477 | 47.2 | 5 | 59 |  | 1.0319 | GGT | 1 | 0.10701 | 59 | 59 |  |  |  |  | 0.10701 | 6.3138 |  |  |  |  | 0 | 0
48690 | GBY_GN5_5 | 5 | Houston | YES | 0.02276 | 318.4 | 81 | 398 |  | 1.0362 | GSC | 1 | 0.1073 | 398 | 398 |  |  |  |  | 0.1073 | 42.7039 |  |  |  |  | 0 | 0
48597 | BTE_GT4_8055 | 3 | Houston | YES | 0.022965 | 158.9 | 130 | 158.9 | 0 | 1.0261 | CC | 1 | 0.1075 | 158.9 | 158.9 |  |  |  |  | 0.1075 | 17.082 |  |  |  |  | 0 | 0
48596 | BTE_GT3_8045 | 2 | Houston | YES | 0.022965 | 161.4 | 130 | 161.4 | 0 | 1.0261 | CC | 1 | 0.1075 | 161.4 | 161.4 |  |  |  |  | 0.1075 | 17.3507 |  |  |  |  | 0 | 0
48595 | BTE_GT2_8075 | 1 | Houston | YES | 0.022965 | 162.8 | 130 | 162.8 | 0 | 1.0261 | CC | 1 | 0.1075 | 162.8 | 162.8 |  |  |  |  | 0.1075 | 17.5012 |  |  |  |  | 0 | 0
48598 | BTE_ST1_8070 | 4 | Houston | YES | 0.022965 | 269.2 | 60 | 269.2 | 0 | 1.0261 | CC | 1 | 0.1075 | 269.2 | 269.2 |  |  |  |  | 0.1075 | 28.9394 |  |  |  |  | 0 | 0
48583 | CBY_GT4_1 | 1 | Houston | YES | 0.023616 | 172 | 0 | 172 | 0 | 1.027 | GSC | 1 | 0.10815 | 172 | 172 |  |  |  |  | 0.10815 | 18.6022 |  |  |  |  | 0 | 0
48584 | CBY_GT4_2 | 2 | Houston | YES | 0.023616 | 172 | 0 | 172 | 0 | 1.027 | CC | 1 | 0.10815 | 172 | 172 |  |  |  |  | 0.10815 | 18.6022 |  |  |  |  | 0 | 0
48585 | CBY_ST4_1 | 3 | Houston | YES | 0.023616 | 172 | 0 | 172 | 0 | 1.027 | CC | 1 | 0.10815 | 172 | 172 |  |  |  |  | 0.10815 | 18.6022 |  |  |  |  | 0 | 0
48815 | CVC_GT4_8005 | 4 | Houston | YES | 0.02373 | 165 | 91.8 | 165 |  | 1.0362 | Cogen | 1 | 0.10827 | 0 | 0 |  |  |  |  | 0.10827 | 0 |  |  |  |  | 0 | 0
48791 | PSA_GT1_8160 | 1 | Houston | YES | 0.023937 | 52 | 20.8 | 65 | 0 | 1.0362 | Cogen | 1 | 0.10847 | 0 | 0 |  |  |  |  | 0.10847 | 0 |  |  |  |  | 0 | 0
48792 | PSA_GT2_8155 | 2 | Houston | YES | 0.023937 | 52.8 | 20.3 | 66 | 0 | 1.0362 | Cogen | 1 | 0.10847 | 0 | 0 |  |  |  |  | 0.10847 | 0 |  |  |  |  | 0 | 0
48793 | PSA_GT3_8150 | 3 | Houston | YES | 0.023937 | 56 | 20.3 | 70 | 0 | 1.0362 | Cogen | 1 | 0.10847 | 0 | 0 |  |  |  |  | 0.10847 | 0 |  |  |  |  | 0 | 0
48794 | PSA_GT4_8145 | 4 | Houston | YES | 0.023937 | 52.8 | 20.3 | 66 | 0 | 1.0362 | Cogen | 1 | 0.10847 | 0 | 0 |  |  |  |  | 0.10847 | 0 |  |  |  |  | 0 | 0
48795 | PSA_GT5_8140 | 5 | Houston | YES | 0.023937 | 51.2 | 20.3 | 64 | 0 | 1.0362 | Cogen | 1 | 0.10847 | 0 | 0 |  |  |  |  | 0.10847 | 0 |  |  |  |  | 0 | 0
48796 | PSA_GN1_8165 | 1 | Houston | YES | 0.023937 | 83.2 | 43.1 | 104 | 0 | 1.0362 | Cogen | 1 | 0.10847 | 0 | 0 |  |  |  |  | 0.10847 | 0 |  |  |  |  | 0 | 0
48797 | PSA_GT6_8135 | 6 | Houston | YES | 0.023937 | 47.2 | 34.5 | 59 | 0 | 1.0362 | Cogen | 1 | 0.10847 | 0 | 0 |  |  |  |  | 0.10847 | 0 |  |  |  |  | 0 | 0
48581 | CBY_GN1_1 | 1 | Houston | YES | 0.023948 | 595.2 | 108 | 744 | 0 | 1.0435 | GSC | 1 | 0.10848 | 744 | 744 |  |  |  |  | 0.10848 | 80.7123 |  |  |  |  | 0 | 0
48940 | WARVUE_GT1 | G1 | Houston | YES | 0.023962 | 15 | 0 | 15 |  | 1.021 | Cogen | 1 | 0.1085 | 0 | 0 |  |  |  |  | 0.1085 | 0 |  |  |  |  | 0 | 0
48651 | EP_1_2 | 1 | Houston | YES | 0.023974 | 4 | 0 | 5 | 0 | 1.0362 | Cogen | 1 | 0.10851 | 0 | 0 |  |  |  |  | 0.10851 | 0 |  |  |  |  | 0 | 0
48651 | EP_1_2 | 2 | Houston | YES | 0.023974 | 17.7 | 10 | 21 | 0 | 1.0362 | Cogen | 1 | 0.10851 | 0 | 0 |  |  |  |  | 0.10851 | 0 |  |  |  |  | 0 | 0
49803 | EXN_15GT | 1 | Houston | YES | 0.024348 | 33 | 8.3 | 34 |  | 1.0326 | Cogen | 1 | 0.10888 | 0 | 0 |  |  |  |  | 0.10888 | 0 |  |  |  |  | 0 | 0
49804 | EXN_16GT | 2 | Houston | YES | 0.024348 | 32 | 8.3 | 34.7 |  | 1.0326 | Cogen | 1 | 0.10888 | 0 | 0 |  |  |  |  | 0.10888 | 0 |  |  |  |  | 0 | 0
49805 | EXN_17GT | 3 | Houston | YES | 0.024348 | 31 | 8.3 | 32.7 |  | 1.0326 | Cogen | 1 | 0.10888 | 0 | 0 |  |  |  |  | 0.10888 | 0 |  |  |  |  | 0 | 0
49826 | EXN938GT | 5 | Houston | YES | 0.024348 | 43 | 9.2 | 45.9 |  | 1.0326 | Cogen | 1 | 0.10888 | 0 | 0 |  |  |  |  | 0.10888 | 0 |  |  |  |  | 0 | 0
49828 | EXN941GT | 10 | Houston | YES | 0.024348 | 17.7 | 5.4 | 17.7 | 0 | 1.0326 | Cogen | 1 | 0.10888 | 0 | 0 |  |  |  |  | 0.10888 | 0 |  |  |  |  | 0 | 0
49829 | EXN942GT | 11 | Houston | YES | 0.024348 | 20 | 5.4 | 20.4 | 0 | 1.0326 | Cogen | 1 | 0.10888 | 0 | 0 |  |  |  |  | 0.10888 | 0 |  |  |  |  | 0 | 0
49830 | EXN943GT | 12 | Houston | YES | 0.024348 | 19 | 5.4 | 19.9 | 0 | 1.0326 | Cogen | 1 | 0.10888 | 0 | 0 |  |  |  |  | 0.10888 | 0 |  |  |  |  | 0 | 0
49831 | EXN944GT | 13 | Houston | YES | 0.024348 | 33 | 5.4 | 35 | 0 | 1.0326 | Cogen | 1 | 0.10888 | 0 | 0 |  |  |  |  | 0.10888 | 0 |  |  |  |  | 0 | 0
49832 | EXN945GT | 9 | Houston | YES | 0.024348 | 18.5 | 9.2 | 18.5 |  | 1.0326 | Cogen | 1 | 0.10888 | 0 | 0 |  |  |  |  | 0.10888 | 0 |  |  |  |  | 0 | 0
49837 | EXN_GT | 4 | Houston | YES | 0.024348 | 81 | 21.3 | 85.4 |  | 1.0326 | Cogen | 1 | 0.10888 | 0 | 0 |  |  |  |  | 0.10888 | 0 |  |  |  |  | 0 | 0
49838 | EXN_14GT | 14 | Houston | YES | 0.024348 | 140 | 0 | 148 |  | 1.0326 | Cogen | 1 | 0.10888 | 0 | 0 |  |  |  |  | 0.10888 | 0 |  |  |  |  | 0 | 0
48883 | THW_GT1_GT_1 | B2 | Houston | YES | 0.024454 | 0 | 0 | 12 |  | 1.043 | GGT | 1 | 0.10899 | 12 | 12 |  |  |  |  | 0.10899 | 1.3079 |  |  |  |  | 0 | 0
48582 | CBY_GN2_2 | 2 | Houston | YES | 0.024735 | 596.8 | 110 | 746 | 0 | 1.0435 | GSC | 1 | 0.10927 | 746 | 746 |  |  |  |  | 0.10927 | 81.5164 |  |  |  |  | 0 | 0
48875 | THW_3132 | B | Houston | YES | 0.025321 | 53 | 5 | 53 | 0 | 1.0435 | CC | 1 | 0.10986 | 53 | 53 |  |  |  |  | 0.10986 | 5.8224 |  |  |  |  | 0 | 0
48875 | THW_3132 | A | Houston | YES | 0.025321 | 55 | 5 | 55 | 0 | 1.0435 | CC | 1 | 0.10986 | 55 | 55 |  |  |  |  | 0.10986 | 6.0422 |  |  |  |  | 0 | 0
48877 | THW_3334 | C | Houston | YES | 0.025321 | 55 | 5 | 55 | 0 | 1.0435 | CC | 1 | 0.10986 | 55 | 55 |  |  |  |  | 0.10986 | 6.0422 |  |  |  |  | 0 | 0
48879 | THW_4142 | F | Houston | YES | 0.025321 | 55 | 5 | 55 | 0 | 1.0435 | CC | 1 | 0.10986 | 55 | 55 |  |  |  |  | 0.10986 | 6.0422 |  |  |  |  | 0 | 0
48879 | THW_4142 | E | Houston | YES | 0.025321 | 56 | 5 | 56 | 0 | 1.0435 | CC | 1 | 0.10986 | 56 | 56 |  |  |  |  | 0.10986 | 6.152 |  |  |  |  | 0 | 0
48877 | THW_3334 | D | Houston | YES | 0.025321 | 57 | 5 | 57 | 0 | 1.0435 | CC | 1 | 0.10986 | 57 | 57 |  |  |  |  | 0.10986 | 6.2619 |  |  |  |  | 0 | 0
48881 | THW_4344 | G | Houston | YES | 0.025321 | 58 | 5 | 58 | 0 | 1.0435 | CC | 1 | 0.10986 | 58 | 58 |  |  |  |  | 0.10986 | 6.3717 |  |  |  |  | 0 | 0
48881 | THW_4344 | H | Houston | YES | 0.025321 | 58 | 5 | 58 | 0 | 1.0435 | CC | 1 | 0.10986 | 58 | 58 |  |  |  |  | 0.10986 | 6.3717 |  |  |  |  | 0 | 0
48873 | THW_ST3_ST_3 | 3 | Houston | YES | 0.025321 | 107 | 19 | 107 | 0 | 1.0435 | CC | 1 | 0.10986 | 107 | 107 |  |  |  |  | 0.10986 | 11.7547 |  |  |  |  | 0 | 0
48874 | THW_ST4_ST_4 | 4 | Houston | YES | 0.025321 | 108 | 19 | 108 | 0 | 1.0435 | CC | 1 | 0.10986 | 108 | 108 |  |  |  |  | 0.10986 | 11.8646 |  |  |  |  | 0 | 0
48593 | CHE_GT1_8015 | 1 | Houston | YES | 0.026027 | 173 | 50 | 173 | 0 | 1.0362 | Cogen | 1 | 0.11056 | 0 | 0 |  |  |  |  | 0.11056 | 0 |  |  |  |  | 0 | 0
48594 | CHE_GN4_8025 | 4 | Houston | YES | 0.026027 | 142 | 60 | 142 | 0 | 1.0362 | Cogen | 1 | 0.11056 | 0 | 0 |  |  |  |  | 0.11056 | 0 |  |  |  |  | 0 | 0
48513 | LPE_GT3_8080 | 3 | Houston | YES | 0.026097 | 39 | 0 | 39 | 0 | 1.0362 | GGT | 1 | 0.11063 | 39 | 39 |  |  |  |  | 0.11063 | 4.3147 |  |  |  |  | 0 | 0
48514 | LPE_GT4_8085 | 4 | Houston | YES | 0.026097 | 39 | 0 | 39 | 0 | 1.0362 | GGT | 1 | 0.11063 | 39 | 39 |  |  |  |  | 0.11063 | 4.3147 |  |  |  |  | 0 | 0
48511 | LPE_GT1_8070 | 1 | Houston | YES | 0.026097 | 42 | 0 | 42 | 0 | 1.0362 | GGT | 1 | 0.11063 | 42 | 42 |  |  |  |  | 0.11063 | 4.6466 |  |  |  |  | 0 | 0
48512 | LPE_GT2_8075 | 2 | Houston | YES | 0.026097 | 42 | 0 | 42 | 0 | 1.0362 | GGT | 1 | 0.11063 | 42 | 42 |  |  |  |  | 0.11063 | 4.6466 |  |  |  |  | 0 | 0
48500 | APD_GT1_8005 | 1 | Houston | YES | 0.026211 | 137.6 | 54.6 | 137.6 | 0 | 1.0362 | Cogen | 1 | 0.11075 | 0 | 0 |  |  |  |  | 0.11075 | 0 |  |  |  |  | 0 | 0
48820 | SHELLG1_3015 | 1 | Houston | YES | 0.02669 | 71 | 34.5 | 71 |  | 1.029 | Cogen | 1 | 0.11123 | 0 | 0 |  |  |  |  | 0.11123 | 0 |  |  |  |  | 0 | 0
48821 | SHELLG2 | 2 | Houston | YES | 0.02669 | 72 | 34.5 | 72 |  | 1.029 | Cogen | 1 | 0.11123 | 0 | 0 |  |  |  |  | 0.11123 | 0 |  |  |  |  | 0 | 0
48822 | SHELLG3_3020 | 1 | Houston | YES | 0.02669 | 39 | 0 | 39 |  | 1.029 | Cogen | 1 | 0.11123 | 0 | 0 |  |  |  |  | 0.11123 | 0 |  |  |  |  | 0 | 0
48822 | SHELLG3_3020 | 2 | Houston | YES | 0.02669 | 30 | 0 | 30 |  | 1.029 | Cogen | 1 | 0.11123 | 0 | 0 |  |  |  |  | 0.11123 | 0 |  |  |  |  | 0 | 0
48740 | PSG_GN2_8050 | 1 | Houston | YES | 0.027039 | 182 | 60 | 182 | 0 | 1.0326 | Cogen | 1 | 0.11158 | 0 | 0 |  |  |  |  | 0.11158 | 0 |  |  |  |  | 0 | 0
48741 | PSG_GT2_8040 | 1 | Houston | YES | 0.027039 | 158.6 | 50 | 158.6 | 0 | 1.0326 | Cogen | 1 | 0.11158 | 0 | 0 |  |  |  |  | 0.11158 | 0 |  |  |  |  | 0 | 0
48742 | PSG_GT3_8060 | 1 | Houston | YES | 0.027039 | 157 | 50 | 157 | 0 | 1.0326 | Cogen | 1 | 0.11158 | 0 | 0 |  |  |  |  | 0.11158 | 0 |  |  |  |  | 0 | 0
48854 | SRB_GN4_4 | 4 | Houston | YES | 0.027039 | 182.4 | 35 | 228 | 0 | 1.0326 | GST | 1 | 0.11158 | 228 | 228 |  |  |  |  | 0.11158 | 25.4392 |  |  |  |  | 0 | 0
48611 | DIB_GT1_8080 | 1 | Houston | YES | 0.027046 | 64 | 0 | 64 | 0 | 1.0326 | Cogen | 1 | 0.11158 | 0 | 0 |  |  |  |  | 0.11158 | 0 |  |  |  |  | 0 | 0
48612 | DIB_GT2_8075 | 2 | Houston | YES | 0.027046 | 63.2 | 0 | 63.2 | 0 | 1.0326 | Cogen | 1 | 0.11158 | 0 | 0 |  |  |  |  | 0.11158 | 0 |  |  |  |  | 0 | 0
48613 | DIB_ST1_8085 | 3 | Houston | YES | 0.027046 | 67.9 | 30 | 82.6 | 0 | 1.0326 | Cogen | 1 | 0.11158 | 0 | 0 |  |  |  |  | 0.11158 | 0 |  |  |  |  | 0 | 0
48614 | DIB_GT3_8090 | 4 | Houston | YES | 0.027046 | 73.6 | 15 | 73.6 | 0 | 1.0326 | Cogen | 1 | 0.11158 | 0 | 0 |  |  |  |  | 0.11158 | 0 |  |  |  |  | 0 | 0
48845 | SOL_GT1 | 1 | Houston | YES | 0.027049 | 16.2 | 15.4 | 16.2 |  | 1.0326 | Solar | 1 | 0.11159 | 16.2 | 16.2 |  |  |  |  | 0.11159 | 1.8077 |  |  |  |  | 0 | 0
48853 | SRB_GN3_3 | 3 | Houston | YES | 0.027054 | 170.4 | 35 | 213 |  | 1.0326 | GST | 1 | 0.11159 | 213 | 213 |  |  |  |  | 0.11159 | 23.7687 |  |  |  |  | 0 | 0
48551 | CAL_GT1_8045 | 1 | Houston | YES | 0.027113 | 149 | 0 | 149 | 0 | 1.0326 | Cogen | 1 | 0.11165 | 0 | 0 |  |  |  |  | 0.11165 | 0 |  |  |  |  | 0 | 0
48552 | CAL_ST1_8000 | 2 | Houston | YES | 0.027113 | 65.1 | 0 | 65.1 | 0 | 1.0326 | Cogen | 1 | 0.11165 | 0 | 0 |  |  |  |  | 0.11165 | 0 |  |  |  |  | 0 | 0
48851 | SRB_GN1_1 | 1 | Houston | YES | 0.027119 | 132 | 26 | 165 | 0 | 1.0217 | GST | 1 | 0.11166 | 165 | 165 |  |  |  |  | 0.11166 | 18.4231 |  |  |  |  | 0 | 0
48852 | SRB_GN2_2 | 2 | Houston | YES | 0.027138 | 140.8 | 26 | 176 | 0 | 1.0217 | GST | 1 | 0.11167 | 176 | 176 |  |  |  |  | 0.11167 | 19.6547 |  |  |  |  | 0 | 0
48855 | SRB_GT211035 | B2 | Houston | YES | 0.027152 | 0 | 0 | 12 |  | 1.014 | GGT | 1 | 0.11169 | 12 | 12 |  |  |  |  | 0.11169 | 1.3403 |  |  |  |  | 0 | 0
48855 | SRB_GT211035 | B1 | Houston | YES | 0.027152 | 0 | 0 | 18 |  | 1.014 | GGT | 1 | 0.11169 | 18 | 18 |  |  |  |  | 0.11169 | 2.0104 |  |  |  |  | 0 | 0
48761 | PR_GT1__9040 | 1 | Houston | YES | 0.027401 | 26 | 0 | 35 |  | 1 | Cogen | 1 | 0.11194 | 0 | 0 |  |  |  |  | 0.11194 | 0 |  |  |  |  | 0 | 0
48644 | DPEC_GT45070 | 4 | Houston | YES | 0.027645 | 157 | 98 | 157 | 0 | 1.0319 | CC | 1 | 0.11218 | 157 | 157 |  |  |  |  | 0.11218 | 17.6125 |  |  |  |  | 0 | 0
48642 | DPEC_GT25025 | 2 | Houston | YES | 0.027645 | 157.1 | 98 | 157.1 | 0 | 1.0319 | CC | 1 | 0.11218 | 157.1 | 157.1 |  |  |  |  | 0.11218 | 17.6237 |  |  |  |  | 0 | 0
48643 | DPEC_GT35010 | 3 | Houston | YES | 0.027645 | 157.5 | 98 | 157.5 | 0 | 1.0319 | CC | 1 | 0.11218 | 157.5 | 157.5 |  |  |  |  | 0.11218 | 17.6686 |  |  |  |  | 0 | 0
48641 | DPEC_GT15040 | 1 | Houston | YES | 0.027645 | 163.2 | 98 | 163.2 | 0 | 1.0319 | CC | 1 | 0.11218 | 163.2 | 163.2 |  |  |  |  | 0.11218 | 18.308 |  |  |  |  | 0 | 0
48645 | DPEC_ST55065 | 5 | Houston | YES | 0.027645 | 282 | 0 | 282 | 0 | 1.0319 | CC | 1 | 0.11218 | 282 | 282 |  |  |  |  | 0.11218 | 31.6351 |  |  |  |  | 0 | 0
48841 | SJS_GT1_GT1 | 1 | Houston | YES | 0.027905 | 62.4 | 49 | 78 | 0 | 1.0362 | Cogen | 1 | 0.11244 | 0 | 0 |  |  |  |  | 0.11244 | 0 |  |  |  |  | 0 | 0
48842 | SJS_GT2_GT2 | 2 | Houston | YES | 0.027905 | 64.8 | 49 | 81 | 0 | 1.0362 | Cogen | 1 | 0.11244 | 0 | 0 |  |  |  |  | 0.11244 | 0 |  |  |  |  | 0 | 0
48691 | GBY_73741085 | A | Houston | YES | 0.028238 | 37.6 | 20 | 47 | 0 | 1.0362 | GGT | 1 | 0.11277 | 47 | 47 |  |  |  |  | 0.11277 | 5.3004 |  |  |  |  | 0 | 0
48691 | GBY_73741085 | B | Houston | YES | 0.028238 | 37.6 | 20 | 47 | 0 | 1.0362 | GGT | 1 | 0.11277 | 47 | 47 |  |  |  |  | 0.11277 | 5.3004 |  |  |  |  | 0 | 0
48692 | GBY_81821075 | C | Houston | YES | 0.028238 | 37.6 | 20 | 47 | 0 | 1.0362 | GGT | 1 | 0.11277 | 47 | 47 |  |  |  |  | 0.11277 | 5.3004 |  |  |  |  | 0 | 0
48693 | GBY_83841065 | F | Houston | YES | 0.028238 | 43.2 | 20 | 54 | 0 | 1.0362 | GGT | 1 | 0.11277 | 54 | 54 |  |  |  |  | 0.11277 | 6.0898 |  |  |  |  | 0 | 0
48692 | GBY_81821075 | D | Houston | YES | 0.028238 | 44 | 20 | 55 | 0 | 1.0362 | GGT | 1 | 0.11277 | 55 | 55 |  |  |  |  | 0.11277 | 6.2026 |  |  |  |  | 0 | 0
48693 | GBY_83841065 | E | Houston | YES | 0.028238 | 45.6 | 20 | 57 | 0 | 1.0362 | GGT | 1 | 0.11277 | 57 | 57 |  |  |  |  | 0.11277 | 6.4281 |  |  |  |  | 0 | 0
48531 | BYU_GT1_8075 | 1 | Houston | YES | 0.028905 | 65 | 0 | 65 |  | 1.0362 | Cogen | 1 | 0.11344 | 0 | 0 |  |  |  |  | 0.11344 | 0 |  |  |  |  | 0 | 0
48532 | BYU_GT2_8055 | 2 | Houston | YES | 0.028905 | 62 | 0 | 62 |  | 1.0362 | Cogen | 1 | 0.11344 | 0 | 0 |  |  |  |  | 0.11344 | 0 |  |  |  |  | 0 | 0
48533 | BYU_GT3_8060 | 3 | Houston | YES | 0.028905 | 67 | 0 | 67 |  | 1.0362 | Cogen | 1 | 0.11344 | 0 | 0 |  |  |  |  | 0.11344 | 0 |  |  |  |  | 0 | 0
48534 | BYU_GT4_8065 | 4 | Houston | YES | 0.028905 | 65 | 0 | 65 |  | 1.0362 | Cogen | 1 | 0.11344 | 0 | 0 |  |  |  |  | 0.11344 | 0 |  |  |  |  | 0 | 0
48561 | CTL_GT2_8130 | 1 | Houston | YES | 0.029438 | 73.5 | 30.3 | 91.9 |  | 1.0362 | Cogen | 1 | 0.11397 | 0 | 0 |  |  |  |  | 0.11397 | 0 |  |  |  |  | 0 | 0
48562 | CTL_GT3_8135 | 2 | Houston | YES | 0.029438 | 70.1 | 30.3 | 87.6 |  | 1.0362 | Cogen | 1 | 0.11397 | 0 | 0 |  |  |  |  | 0.11397 | 0 |  |  |  |  | 0 | 0
48563 | CTL_GT4_8140 | 3 | Houston | YES | 0.029438 | 69.6 | 30.3 | 87 |  | 1.0362 | Cogen | 1 | 0.11397 | 0 | 0 |  |  |  |  | 0.11397 | 0 |  |  |  |  | 0 | 0
48564 | CTL_GN1_8145 | 4 | Houston | YES | 0.029438 | 43.6 | 12.9 | 54.5 |  | 1.0362 | Cogen | 1 | 0.11397 | 0 | 0 |  |  |  |  | 0.11397 | 0 |  |  |  |  | 0 | 0
48565 | CTL_GN2_8155 | 5 | Houston | YES | 0.029438 | 9.8 | 3.4 | 12.2 |  | 1.0362 | Cogen | 1 | 0.11397 | 0 | 0 |  |  |  |  | 0.11397 | 0 |  |  |  |  | 0 | 0
48772 | PHR_GN2_2 | MB | Houston | YES | 0.030826 | 0 | 72 | 459 |  | 1.0362 | GSC | 1 | 0.11536 | 0 | 0 |  |  |  |  | 0.11536 | 0 |  |  |  |  | 0 | 0
38580 | TNBP_CGN1_8 | 1 | Houston | YES | 0.032817 | 70.8 | 0 | 70.8 | 0 | 1.005 | Cogen | 1 | 0.11735 | 0 | 0 |  |  |  |  | 0.11735 | 0 |  |  |  |  | 0 | 0
38590 | TNBP_CGN2_8 | 2 | Houston | YES | 0.032817 | 66.7 | 0 | 66.7 | 0 | 1.005 | Cogen | 1 | 0.11735 | 0 | 0 |  |  |  |  | 0.11735 | 0 |  |  |  |  | 0 | 0
38600 | TNBP_CGN3_8 | 5 | Houston | YES | 0.032817 | 53 | 0 | 53 | 0 | 1.005 | Cogen | 1 | 0.11735 | 0 | 0 |  |  |  |  | 0.11735 | 0 |  |  |  |  | 0 | 0
38611 | TNBPAMCG1_8 | 1 | Houston | YES | 0.032817 | 153.2 | 0 | 153.2 | 0 | 1.005 | Cogen | 1 | 0.11735 | 0 | 0 |  |  |  |  | 0.11735 | 0 |  |  |  |  | 0 | 0
38612 | TNBPAMCG2_8 | 2 | Houston | YES | 0.032817 | 153.5 | 0 | 153.5 | 0 | 1.005 | Cogen | 1 | 0.11735 | 0 | 0 |  |  |  |  | 0.11735 | 0 |  |  |  |  | 0 | 0
38613 | TNBPAMCG3_8 | 3 | Houston | YES | 0.032817 | 152.3 | 0 | 152.3 | 0 | 1.005 | Cogen | 1 | 0.11735 | 0 | 0 |  |  |  |  | 0.11735 | 0 |  |  |  |  | 0 | 0
38614 | TNBPAMCG4_8 | 4 | Houston | YES | 0.032817 | 96 | 0 | 96 |  | 1.005 | Cogen | 1 | 0.11735 | 0 | 0 |  |  |  |  | 0.11735 | 0 |  |  |  |  | 0 | 0
38615 | TNBPAMCG5_8 | 1 | Houston | YES | 0.032817 | 244 | 0 | 244 | 0 | 1.005 | Cogen | 1 | 0.11735 | 0 | 0 |  |  |  |  | 0.11735 | 0 |  |  |  |  | 0 | 0
38690 | TNBP_CGN4_8 | 3 | Houston | YES | 0.032817 | 40 | 0 | 40 |  | 1.005 | Cogen | 1 | 0.11735 | 0 | 0 |  |  |  |  | 0.11735 | 0 |  |  |  |  | 0 | 0
38711 | TNTXCTY1CG8 | 1 | Houston | YES | 0.032817 | 100.3 | 59 | 100.3 | 0 | 1 | Cogen | 1 | 0.11735 | 0 | 0 |  |  |  |  | 0.11735 | 0 |  |  |  |  | 0 | 0
38712 | TNTXCTY2CG8 | 1 | Houston | YES | 0.032817 | 92.9 | 59 | 92.9 | 0 | 1 | Cogen | 1 | 0.11735 | 0 | 0 |  |  |  |  | 0.11735 | 0 |  |  |  |  | 0 | 0
38713 | TNTXCTY3CG8 | 1 | Houston | YES | 0.032817 | 102.7 | 59 | 102.7 | 0 | 1 | Cogen | 1 | 0.11735 | 0 | 0 |  |  |  |  | 0.11735 | 0 |  |  |  |  | 0 | 0
38714 | TNTXCTY4CG8 | 1 | Houston | YES | 0.032817 | 103 | 59 | 103 | 0 | 1 | Cogen | 1 | 0.11735 | 0 | 0 |  |  |  |  | 0.11735 | 0 |  |  |  |  | 0 | 0
39470 | TNDOWCGNSG8 | 1 | Houston | YES | 0.032817 | 32 | 10 | 32 | 0 | 0.985 | Cogen | 1 | 0.11735 | 0 | 0 |  |  |  |  | 0.11735 | 0 |  |  |  |  | 0 | 0
39480 | TNDOWCGNGG8 | 1 | Houston | YES | 0.032817 | 30 | 10 | 30 | 0 | 0.985 | Cogen | 1 | 0.11735 | 0 | 0 |  |  |  |  | 0.11735 | 0 |  |  |  |  | 0 | 0
48929 | WAPGT21_GT1 | B1 | Houston | YES | 0.037522 | 0 | 0 | 13 |  | 1.05 | GGT | 1 | 0.12206 | 13 | 13 |  |  |  |  | 0.12206 | 1.5868 |  |  |  |  | 0 | 0
48921 | WAP_GN1_1 | 1 | Houston | YES | 0.037522 | 132.8 | 37 | 166 | 0 | 1.0362 | GST | 1 | 0.12206 | 166 | 166 |  |  |  |  | 0.12206 | 20.2617 |  |  |  |  | 0 | 0
48922 | WAP_GN2_2 | 2 | Houston | YES | 0.037522 | 132.8 | 37 | 166 | 0 | 1.0362 | GST | 1 | 0.12206 | 166 | 166 |  |  |  |  | 0.12206 | 20.2617 |  |  |  |  | 0 | 0
48923 | WAP_GN3_3 | 3 | Houston | YES | 0.037522 | 198.4 | 93 | 248 | 0 | 1.0362 | GST | 1 | 0.12206 | 248 | 248 |  |  |  |  | 0.12206 | 30.2705 |  |  |  |  | 0 | 0
48924 | WAP_GN4_4 | 4 | Houston | YES | 0.037522 | 546 | 217 | 546 | 0 | 1.0362 | GSC | 1 | 0.12206 | 546 | 546 |  |  |  |  | 0.12206 | 66.6438 |  |  |  |  | 0 | 0
48925 | WAP_GN5_5 | 5 | Houston | YES | 0.037522 | 579.1 | 278 | 654 | 0 | 0.985 | LIGCO | 1 | 0.12206 | 0 | 654 |  |  |  |  | 0.12206 | 79.8261 |  |  |  |  | 0 | 0
48510 | AK_GT1__8040 | 1 | Houston | YES | 0.037632 | 33.4 | 8.1 | 34 |  | 1.029 | Cogen | 1 | 0.12217 | 0 | 0 |  |  |  |  | 0.12217 | 0 |  |  |  |  | 0 | 0
48522 | BVE_GT2_5035 | 2 | Houston | YES | 0.038672 | 166.4 | 0 | 166.4 |  | 1.035 | CC | 1 | 0.12321 | 166.4 | 166.4 |  |  |  |  | 0.12321 | 20.5019 |  |  |  |  | 0 | 0
48521 | BVE_GT1_GT1 | 1 | Houston | YES | 0.038672 | 167.7 | 0 | 167.7 |  | 1.035 | CC | 1 | 0.12321 | 167.7 | 167.7 |  |  |  |  | 0.12321 | 20.662 |  |  |  |  | 0 | 0
48523 | BVE_ST1_GN1 | 3 | Houston | YES | 0.038672 | 252.4 | 0 | 252.4 |  | 1.035 | CC | 1 | 0.12321 | 252.4 | 252.4 |  |  |  |  | 0.12321 | 31.0978 |  |  |  |  | 0 | 0
48730 | MNS_GT | 1 | Houston | YES | 0.038715 | 43 | 0 | 46.1 |  | 1.029 | Cogen | 1 | 0.12325 | 0 | 0 |  |  |  |  | 0.12325 | 0 |  |  |  |  | 0 | 0
48927 | WAP_GN7_7 | 7 | Houston | YES | 0.038732 | 564 | 277 | 564 |  | 1.035 | LIGCO | 1 | 0.12327 | 0 | 564 |  |  |  |  | 0.12327 | 69.5233 |  |  |  |  | 0 | 0
48928 | WAP_GN8_8 | 8 | Houston | YES | 0.038732 | 603 | 275 | 603 |  | 1.035 | LIGCO | 1 | 0.12327 | 0 | 603 |  |  |  |  | 0.12327 | 74.3308 |  |  |  |  | 0 | 0
48926 | WAP_GN6_6 | 6 | Houston | YES | 0.038732 | 651 | 280 | 651 |  | 1.035 | LIGCO | 1 | 0.12327 | 0 | 651 |  |  |  |  | 0.12327 | 80.2477 |  |  |  |  | 0 | 0
39760 | TNSCLP1___8 | 1 | Houston | YES | 0.045899 | 93.4 | 20 | 116.8 | 0 | 1.04 | Cogen | 1 | 0.13044 | 0 | 0 |  |  |  |  | 0.13044 | 0 |  |  |  |  | 0 | 0
39770 | TNSCLP2___8 | 1 | Houston | YES | 0.045899 | 91.6 | 20 | 114.5 | 0 | 1.04 | Cogen | 1 | 0.13044 | 0 | 0 |  |  |  |  | 0.13044 | 0 |  |  |  |  | 0 | 0
39775 | TNSCLP4___8 | 1 | Houston | YES | 0.045899 | 95.2 | 20 | 119 | 0 | 1.04 | Cogen | 1 | 0.13044 | 0 | 0 |  |  |  |  | 0.13044 | 0 |  |  |  |  | 0 | 0
39790 | TNSCLP3___8 | 1 | Houston | YES | 0.045899 | 87.6 | 20 | 109.5 | 0 | 1.027 | Cogen | 1 | 0.13044 | 0 | 0 |  |  |  |  | 0.13044 | 0 |  |  |  |  | 0 | 0
48520 | BSF_GT1_8070 | 1 | Houston | YES | 0.047911 | 72 | 0 | 72 | 0 | 1.0326 | Cogen | 1 | 0.13245 | 0 | 0 |  |  |  |  | 0.13245 | 0 |  |  |  |  | 0 | 0
48520 | BSF_GT1_8070 | 2 | Houston | YES | 0.047911 | 10 | 0 | 10 | 0 | 1.0326 | Cogen | 1 | 0.13245 | 0 | 0 |  |  |  |  | 0.13245 | 0 |  |  |  |  | 0 | 0
49851 | DOW17000 | 37 | Houston | YES | 0.050455 | 39 | 0 | 62 | 0 | 1 | Cogen | 1 | 0.13499 | 0 | 0 |  |  |  |  | 0.13499 | 0 |  |  |  |  | 0 | 0
49858 | DOW38100 | 31 | Houston | YES | 0.050455 | 45 | 0 | 71.4 |  | 1 | Cogen | 1 | 0.13499 | 0 | 0 |  |  |  |  | 0.13499 | 0 |  |  |  |  | 0 | 0
49859 | DOW38200 | 33 | Houston | YES | 0.050455 | 28 | 0 | 45 | 0 | 1 | Cogen | 1 | 0.13499 | 0 | 0 |  |  |  |  | 0.13499 | 0 |  |  |  |  | 0 | 0
49860 | DOW38300 | 32 | Houston | YES | 0.050455 | 63 | 0 | 101 |  | 1 | Cogen | 1 | 0.13499 | 0 | 0 |  |  |  |  | 0.13499 | 0 |  |  |  |  | 0 | 0
49862 | DOW39100 | 36 | Houston | YES | 0.050455 | 54 | 0 | 86 | 0 | 1 | Cogen | 1 | 0.13499 | 0 | 0 |  |  |  |  | 0.13499 | 0 |  |  |  |  | 0 | 0
49863 | DOW39200 | 35 | Houston | YES | 0.050455 | 55 | 0 | 88 | 0 | 1 | Cogen | 1 | 0.13499 | 0 | 0 |  |  |  |  | 0.13499 | 0 |  |  |  |  | 0 | 0
49865 | DOW41000 | 41 | Houston | YES | 0.050455 | 31 | 0 | 50 |  | 1 | Cogen | 1 | 0.13499 | 0 | 0 |  |  |  |  | 0.13499 | 0 |  |  |  |  | 0 | 0
49866 | DOW42000 | 42 | Houston | YES | 0.050455 | 11 | 0 | 18 |  | 1 | Cogen | 1 | 0.13499 | 0 | 0 |  |  |  |  | 0.13499 | 0 |  |  |  |  | 0 | 0
49869 | DOW49000 | 45 | Houston | YES | 0.050455 | 59 | 0 | 94 |  | 1 | Cogen | 1 | 0.13499 | 0 | 0 |  |  |  |  | 0.13499 | 0 |  |  |  |  | 0 | 0
49870 | DOW61000 | 61 | Houston | YES | 0.050455 | 44 | 0 | 70 | 0 | 1 | Cogen | 1 | 0.13499 | 0 | 0 |  |  |  |  | 0.13499 | 0 |  |  |  |  | 0 | 0
49871 | DOW62000 | 62 | Houston | YES | 0.050455 | 40 | 0 | 63 | 0 | 1 | Cogen | 1 | 0.13499 | 0 | 0 |  |  |  |  | 0.13499 | 0 |  |  |  |  | 0 | 0
49872 | DOW63000 | 63 | Houston | YES | 0.050455 | 45 | 0 | 72 | 0 | 1 | Cogen | 1 | 0.13499 | 0 | 0 |  |  |  |  | 0.13499 | 0 |  |  |  |  | 0 | 0
49873 | DOW64000 | 64 | Houston | YES | 0.050455 | 41 | 0 | 64.8 | 0 | 1 | Cogen | 1 | 0.13499 | 0 | 0 |  |  |  |  | 0.13499 | 0 |  |  |  |  | 0 | 0
49876 | DOW65000 | 65 | Houston | YES | 0.050455 | 63 | 0 | 101 | 0 | 1 | Cogen | 1 | 0.13499 | 0 | 0 |  |  |  |  | 0.13499 | 0 |  |  |  |  | 0 | 0
49877 | DOW66000 | 66 | Houston | YES | 0.050455 | 61 | 0 | 97 | 0 | 1 | Cogen | 1 | 0.13499 | 0 | 0 |  |  |  |  | 0.13499 | 0 |  |  |  |  | 0 | 0
49878 | DOW67000 | 67 | Houston | YES | 0.050455 | 65 | 0 | 103 | 0 | 1 | Cogen | 1 | 0.13499 | 0 | 0 |  |  |  |  | 0.13499 | 0 |  |  |  |  | 0 | 0
49882 | DOW81000 | 81 | Houston | YES | 0.050455 | 47 | 0 | 76 | 0 | 1 | Cogen | 1 | 0.13499 | 0 | 0 |  |  |  |  | 0.13499 | 0 |  |  |  |  | 0 | 0
49884 | DOW82000 | 82 | Houston | YES | 0.050455 | 51 | 0 | 80 | 0 | 1 | Cogen | 1 | 0.13499 | 0 | 0 |  |  |  |  | 0.13499 | 0 |  |  |  |  | 0 | 0
49885 | DOW83000 | 83 | Houston | YES | 0.050455 | 51 | 0 | 80 | 0 | 1 | Cogen | 1 | 0.13499 | 0 | 0 |  |  |  |  | 0.13499 | 0 |  |  |  |  | 0 | 0
49886 | DOW84000 | 84 | Houston | YES | 0.050455 | 107 | 0 | 171 | 0 | 0.98 | Cogen | 1 | 0.13499 | 0 | 0 |  |  |  |  | 0.13499 | 0 |  |  |  |  | 0 | 0
8032 | AMISTADHYD1 | 1 | South | YES | 0.052081 | 33 | 13 | 33 | 0 | 1.03 | Hydro | 1 | 0.13662 | 0 | 0 | 0 | 0 |  |  | 0.13662 | 0 |  |  |  |  | 0 | 0
8033 | AMISTADHYD2 | 2 | South | YES | 0.052081 | 25 | 13 | 25 | 0 | 1.03 | Hydro | 1 | 0.13662 | 0 | 0 | 0 | 0 |  |  | 0.13662 | 0 |  |  |  |  | 0 | 0
88253 | HAMILTON | F | South | YES | 0.052081 | 0 | 0 | 0 | 0 | 1.04 | BLT | 1 | 0.13662 | 0 | 0 | 0 | 0 |  |  | 0.13662 | 0 |  |  |  |  | 0 | 0
32892 | BRYN_DNSBY14 | 1 | North | YES | -0.017214 | 84 | 25 | 105 | 0 | 1.035 | GST | -1 | 0.13953 | 105 | 105 |  |  | -1.8075 | 105 | -0.13953 | -14.6508 |  |  |  |  | 0 | 0
32883 | BRYN_DNSBY3 | 1 | North | YES | -0.017214 | 0 | 2 | 48 |  | 1.015 | GST | -1 | 0.13953 | 48 | 48 |  |  | -0.82627 | 48 | -0.13953 | -6.6975 |  |  |  |  | 0 | 0
32884 | BRYN_DNSBY13 | 1 | North | YES | -0.017214 | 46 | 2 | 46 | 0 | 1.015 | GST | -1 | 0.13953 | 46 | 46 |  |  | -0.79184 | 46 | -0.13953 | -6.4185 |  |  |  |  | 0 | 0
48674 | FTR_CN4_5095 | 4 | North | YES | -0.017457 | 380 | 0 | 380 | 0 | 1.0319 | CC | -1 | 0.13977 | 380 | 380 |  |  | -6.6337 | 380 | -0.13977 | -53.1144 |  |  |  |  | 0 | 0
48672 | FTR_GT2_5110 | 2 | North | YES | -0.017457 | 159 | 0 | 159 | 0 | 1.0319 | CC | -1 | 0.13977 | 159 | 159 |  |  | -2.7757 | 159 | -0.13977 | -22.2242 |  |  |  |  | 0 | 0
48673 | FTR_GT3_5085 | 3 | North | YES | -0.017457 | 158 | 0 | 158 | 0 | 1.0319 | CC | -1 | 0.13977 | 158 | 158 |  |  | -2.7582 | 158 | -0.13977 | -22.0844 |  |  |  |  | 0 | 0
48671 | FTR_GT1_5105 | 1 | North | YES | -0.017457 | 154.2 | 0 | 154.2 | 0 | 1.0319 | CC | -1 | 0.13977 | 154.2 | 154.2 |  |  | -2.6919 | 154.2 | -0.13977 | -21.5533 |  |  |  |  | 0 | 0
32888 | BRYN_ATKINS7 | 1 | North | YES | -0.019662 | 13.6 | 4 | 17 |  | 1.028 | GGT | -1 | 0.14198 | 17 | 17 |  |  | -0.33425 | 17 | -0.14198 | -2.4137 |  |  |  |  | 0 | 0
32886 | BRYN_ATKINS3 | MB | North | YES | -0.019662 | 0 | 5 | 12 |  | 1 | GST | -1 | 0.14198 | 0 | 0 |  |  | 0 | 0 | -0.14198 | 0 |  |  |  |  | 0 | 0
32887 | BRYN_ATKINS6 | MB | North | YES | -0.019662 | 0 | 12 | 51 |  | 1.028 | GST | -1 | 0.14198 | 0 | 0 |  |  | 0 | 0 | -0.14198 | 0 |  |  |  |  | 0 | 0
32890 | BRYN_ATKINS4 | MB | North | YES | -0.019662 | 0 | 5 | 22 |  | 1.031 | GST | -1 | 0.14198 | 0 | 0 |  |  | 0 | 0 | -0.14198 | 0 |  |  |  |  | 0 | 0
32891 | BRYN_ATKINS5 | MB | North | YES | -0.019662 | 0 | 5 | 25 |  | 1.031 | GST | -1 | 0.14198 | 0 | 0 |  |  | 0 | 0 | -0.14198 | 0 |  |  |  |  | 0 | 0
32798 | BRYN_TAMUGEN | 1 | North | YES | -0.019784 | 32 | 0 | 32 |  | 1.02 | GST | -1 | 0.1421 | 32 | 32 |  |  | -0.63309 | 32 | -0.1421 | -4.5473 |  |  |  |  | 0 | 0
48911 | TGF_GT1_8000 | 1 | Houston | YES | 0.060282 | 69.2 | 0 | 69.2 |  | 1.029 | Cogen | 1 | 0.14482 | 0 | 0 |  |  |  |  | 0.14482 | 0 |  |  |  |  | 0 | 0
990 | GIBN_CREK_G1 | 1 | North | YES | -0.02437 | 463 | 200 | 463 | 0 | 1.0275 | LIGCO | -1 | 0.14669 | 0 | 463 |  |  | 0 | 0 | -0.14669 | 0 |  |  |  |  | 0 | 0
48731 | CBE_GT1 | 1 | Houston | YES | 0.063615 | 76 | 0 | 76 | 0 | 1.029 | CC | 1 | 0.14815 | 76 | 76 |  |  |  |  | 0.14815 | 11.2595 |  |  |  |  | 0 | 0
48732 | CBE_GT2 | 1 | Houston | YES | 0.063615 | 76 | 0 | 76 | 0 | 1.029 | CC | 1 | 0.14815 | 76 | 76 |  |  |  |  | 0.14815 | 11.2595 |  |  |  |  | 0 | 0
48734 | CBE_GT3 | 1 | Houston | YES | 0.063615 | 76 | 0 | 76 | 0 | 1.029 | CC | 1 | 0.14815 | 76 | 76 |  |  |  |  | 0.14815 | 11.2595 |  |  |  |  | 0 | 0
48735 | CBE_GT4 | 1 | Houston | YES | 0.063615 | 76 | 0 | 76 | 0 | 1.029 | CC | 1 | 0.14815 | 76 | 76 |  |  |  |  | 0.14815 | 11.2595 |  |  |  |  | 0 | 0
48733 | CBE_ST12 | 1 | Houston | YES | 0.063615 | 105 | 0 | 105 | 0 | 1.029 | CC | 1 | 0.14815 | 105 | 105 |  |  |  |  | 0.14815 | 15.5559 |  |  |  |  | 0 | 0
48736 | CBE_ST34 | 1 | Houston | YES | 0.063615 | 105 | 0 | 105 | 0 | 1.029 | CC | 1 | 0.14815 | 105 | 105 |  |  |  |  | 0.14815 | 15.5559 |  |  |  |  | 0 | 0
5911 | STP_GN1___1 | 1 | Houston | YES | 0.064182 | 1333 | 1249 | 1333 | 0 | 1.0406 | Nuc | 1 | 0.14872 | 0 | 0 |  |  |  |  | 0.14872 | 0 |  |  |  |  | 0 | 0
5912 | STP_GN2___2 | 2 | Houston | YES | 0.064182 | 1332 | 1249 | 1332 | 0 | 1.0406 | Nuc | 1 | 0.14872 | 0 | 0 |  |  |  |  | 0.14872 | 0 |  |  |  |  | 0 | 0
8262 | ELPS | 1 | South | YES | 0.066834 | 6 | 6 | 6 | 0 | 1.15 | Hydro | 1 | 0.15137 | 0 | 0 | 0 | 0 |  |  | 0.15137 | 0 |  |  |  |  | 0 | 0
7022 | L_BUCHAN1_1Y | 1 | South | YES | 0.067954 | 0 | 0 | 18 |  | 1 | Hydro | 1 | 0.15249 | 0 | 0 | 0 | 0 |  |  | 0.15249 | 0 |  |  |  |  | 0 | 0
7023 | L_BUCHAN1_2Y | 2 | South | YES | 0.067954 | 0 | 0 | 18 |  | 1 | Hydro | 1 | 0.15249 | 0 | 0 | 0 | 0 |  |  | 0.15249 | 0 |  |  |  |  | 0 | 0
7024 | L_BUCHAN1_3Y | 3 | South | YES | 0.067954 | 0 | 0 | 15 |  | 1 | Hydro | 1 | 0.15249 | 0 | 0 | 0 | 0 |  |  | 0.15249 | 0 |  |  |  |  | 0 | 0
7026 | L_INKSDA1_1Y | 1 | South | YES | 0.069584 | 0 | 0 | 13.7 |  | 1 | Hydro | 1 | 0.15412 | 0 | 0 | 0 | 0 |  |  | 0.15412 | 0 |  |  |  |  | 0 | 0
39960 | TNTNPONE_18 | 1 | North | YES | -0.047658 | 152.3 | 30 | 152.3 |  | 1.04 | LIGCO | -1 | 0.16998 | 0 | 152.3 |  |  | 0 | 0 | -0.16998 | 0 |  |  |  |  | 0 | 0
39970 | TNTNPONE_28 | 1 | North | YES | -0.047658 | 153 | 30 | 153 |  | 1.04 | LIGCO | -1 | 0.16998 | 0 | 153 |  |  | 0 | 0 | -0.16998 | 0 |  |  |  |  | 0 | 0
60202 | FRNDDRCS | F | West | YES | -0.048636 | 0 | 0 | 0 | 0 | 0.9985 | AVR | -1 | 0.17095 | 0 | 0 |  |  |  |  | -0.17095 | 0 |  |  |  |  | 0 | 0
7000 | L_FERGUS1_1Y | 1 | South | YES | 0.086672 | 400 | 65 | 423.3 | 0 | 1.015 | GSC | 1 | 0.17121 | 423.3 | 423.3 | 36.6883 | 423.3 |  |  | 0.17121 | 72.4725 |  |  |  |  | 0 | 0
7035 | L_WIRTZ_1G1Y | 1 | South | YES | 0.086902 | 0 | 0 | 29 |  | 1 | Hydro | 1 | 0.17144 | 0 | 0 | 0 | 0 |  |  | 0.17144 | 0 |  |  |  |  | 0 | 0
7036 | L_WIRTZ_1G2Y | 2 | South | YES | 0.086902 | 0 | 0 | 29.7 |  | 1 | Hydro | 1 | 0.17144 | 0 | 0 | 0 | 0 |  |  | 0.17144 | 0 |  |  |  |  | 0 | 0
8134 | FOR #1 | 1 | South | YES | 0.089322 | 54.1 | 45 | 79 | 0 | 1 | Cogen | 1 | 0.17386 | 0 | 0 | 0 | 0 |  |  | 0.17386 | 0 |  |  |  |  | 0 | 0
8138 | FOR #2 | 2 | South | YES | 0.089322 | 63.1 | 45 | 81 | 0 | 1 | Cogen | 1 | 0.17386 | 0 | 0 | 0 | 0 |  |  | 0.17386 | 0 |  |  |  |  | 0 | 0
8153 | FOR #3 | 3 | South | YES | 0.089322 | 63.1 | 45 | 79.9 | 0 | 1 | Cogen | 1 | 0.17386 | 0 | 0 | 0 | 0 |  |  | 0.17386 | 0 |  |  |  |  | 0 | 0
8154 | FOR #4 | 4 | South | YES | 0.089322 | 63.1 | 60 | 80 | 0 | 1 | Cogen | 1 | 0.17386 | 0 | 0 | 0 | 0 |  |  | 0.17386 | 0 |  |  |  |  | 0 | 0
8155 | FOR #5 | 5 | South | YES | 0.089322 | 63.1 | 60 | 78.4 | 0 | 1 | Cogen | 1 | 0.17386 | 0 | 0 | 0 | 0 |  |  | 0.17386 | 0 |  |  |  |  | 0 | 0
8156 | FOR #6 | 6 | South | YES | 0.089322 | 24.9 | 5 | 25 | 0 | 1 | Cogen | 1 | 0.17386 | 0 | 0 | 0 | 0 |  |  | 0.17386 | 0 |  |  |  |  | 0 | 0
8157 | FOR #7 | 7 | South | YES | 0.089322 | 28.8 | 5 | 46 | 0 | 1 | Cogen | 1 | 0.17386 | 0 | 0 | 0 | 0 |  |  | 0.17386 | 0 |  |  |  |  | 0 | 0
80051 | FOR #8 | 8 | South | YES | 0.089322 | 28 | 28 | 28 |  | 1 | Cogen | 1 | 0.17386 | 0 | 0 | 0 | 0 |  |  | 0.17386 | 0 |  |  |  |  | 0 | 0
80052 | FOR #9 | 9 | South | YES | 0.089322 | 29.7 | 5 | 43.6 | 0 | 1 | Cogen | 1 | 0.17386 | 0 | 0 | 0 | 0 |  |  | 0.17386 | 0 |  |  |  |  | 0 | 0
80053 | FOR #10 | 10 | South | YES | 0.089322 | 68.4 | 45 | 75 | 0 | 1 | Cogen | 1 | 0.17386 | 0 | 0 | 0 | 0 |  |  | 0.17386 | 0 |  |  |  |  | 0 | 0
80226 | ALCOA G | 1 | South | YES | 0.090023 | 32.3 | 5 | 48 | 0 | 1.015 | Cogen | 1 | 0.17456 | 0 | 0 | 0 | 0 |  |  | 0.17456 | 0 |  |  |  |  | 0 | 0
8147 | UCAR #2 | 10 | South | YES | 0.092296 | 18.2 | 0 | 28 |  | 1 | Cogen | 1 | 0.17683 | 0 | 0 | 0 | 0 |  |  | 0.17683 | 0 |  |  |  |  | 0 | 0
8148 | UCAR #1 | 2 | South | YES | 0.092296 | 6.1 | 0 | 7 | 0 | 1.009 | Cogen | 1 | 0.17683 | 0 | 0 | 0 | 0 |  |  | 0.17683 | 0 |  |  |  |  | 0 | 0
80137 | CSDR89 | 8 | South | YES | 0.092296 | 33.9 | 0 | 39 | 0 | 1.003 | DCTie | 1 | 0.17683 | 0 | 0 | 0 | 0 |  |  | 0.17683 | 0 |  |  |  |  | 0 | 0
80137 | CSDR89 | 9 | South | YES | 0.092296 | 15 | 0 | 15 | 0 | 1.003 | DCTie | 1 | 0.17683 | 0 | 0 | 0 | 0 |  |  | 0.17683 | 0 |  |  |  |  | 0 | 0
80138 | CSDR7 | 7 | South | YES | 0.092296 | 6.1 | 0 | 7 | 0 | 1.014 | DCTie | 1 | 0.17683 | 0 | 0 | 0 | 0 |  |  | 0.17683 | 0 |  |  |  |  | 0 | 0
80139 | CSDR56 | 5 | South | YES | 0.092296 | 15 | 0 | 15 |  | 1.0033 | DCTie | 1 | 0.17683 | 0 | 0 | 0 | 0 |  |  | 0.17683 | 0 |  |  |  |  | 0 | 0
80139 | CSDR56 | 6 | South | YES | 0.092296 | 0 | 0 | 39 |  | 1.0033 | DCTie | 1 | 0.17683 | 0 | 0 | 0 | 0 |  |  | 0.17683 | 0 |  |  |  |  | 0 | 0
80140 | CSDR11 | 11 | South | YES | 0.092296 | 33.9 | 0 | 39 | 0 | 1.03 | DCTie | 1 | 0.17683 | 0 | 0 | 0 | 0 |  |  | 0.17683 | 0 |  |  |  |  | 0 | 0
80227 | AIRCO G | 1 | South | YES | 0.09262 | 7.2 | 0 | 8 | 0 | 1.0104 | Cogen | 1 | 0.17716 | 0 | 0 | 0 | 0 |  |  | 0.17716 | 0 |  |  |  |  | 0 | 0
80224 | VISTRONG1 | 1 | South | YES | 0.09325 | 13.1 | 0 | 15 | 0 | 1.01 | Cogen | 1 | 0.17779 | 0 | 0 | 0 | 0 |  |  | 0.17779 | 0 |  |  |  |  | 0 | 0
80225 | VISTRONG2 | 2 | South | YES | 0.09325 | 20.2 | 0 | 23 | 0 | 1.01 | Cogen | 1 | 0.17779 | 0 | 0 | 0 | 0 |  |  | 0.17779 | 0 |  |  |  |  | 0 | 0
5505 | RAYBURNGEN1 | 1 | South | YES | 0.094096 | 0 | 1 | 11 |  | 1.0223 | GGT | 1 | 0.17863 | 11 | 11 | 1.0351 | 11 |  |  | 0.17863 | 1.965 |  |  |  |  | 0 | 0
5506 | RAYBURNGEN2 | 1 | South | YES | 0.094096 | 0 | 1 | 11 |  | 1.0223 | GGT | 1 | 0.17863 | 11 | 11 | 1.0351 | 11 |  |  | 0.17863 | 1.965 |  |  |  |  | 0 | 0
5503 | RAYBURNGEN3 | 1 | South | YES | 0.094096 | 17.6 | 6 | 22 | 0 | 1.0224 | GST | 1 | 0.17863 | 22 | 22 | 2.0701 | 22 |  |  | 0.17863 | 3.9299 |  |  |  |  | 0 | 0
80012 | LAR | F | South | YES | 0.094486 | 0 | 0 | 0 | 0 | 1.04 | DCTie | 1 | 0.17902 | 0 | 0 | 0 | 0 |  |  | 0.17902 | 0 |  |  |  |  | 0 | 0
80265 | LARECU40A | 4 | South | YES | 0.094486 | 80 | 0 | 100 |  | 1.039 | GGT | 1 | 0.17902 | 100 | 100 | 9.4486 | 100 |  |  | 0.17902 | 17.9022 |  |  |  |  | 0 | 0
80266 | LARECU50A | 5 | South | YES | 0.094486 | 80 | 0 | 100 |  | 1.039 | GGT | 1 | 0.17902 | 100 | 100 | 9.4486 | 100 |  |  | 0.17902 | 17.9022 |  |  |  |  | 0 | 0
5509 | RAYBURNCC10 | 1 | South | YES | 0.094891 | 37.3 | 5.2 | 37.3 | 0 | 1.0296 | CC | 1 | 0.17943 | 37.3 | 37.3 | 3.5394 | 37.3 |  |  | 0.17943 | 6.6926 |  |  |  |  | 0 | 0
5511 | RAYBURNCC7 | 1 | South | YES | 0.094891 | 47.5 | 18.2 | 47.5 | 0 | 1.0296 | CC | 1 | 0.17943 | 47.5 | 47.5 | 4.5073 | 47.5 |  |  | 0.17943 | 8.5228 |  |  |  |  | 0 | 0
5508 | RAYBURNCC9 | 1 | South | YES | 0.094891 | 47.7 | 18.2 | 47.7 | 0 | 1.0296 | CC | 1 | 0.17943 | 47.7 | 47.7 | 4.5263 | 47.7 |  |  | 0.17943 | 8.5587 |  |  |  |  | 0 | 0
5512 | RAYBURNCC8 | 1 | South | YES | 0.094891 | 49.3 | 18.2 | 49.3 | 0 | 1.0296 | CC | 1 | 0.17943 | 49.3 | 49.3 | 4.6781 | 49.3 |  |  | 0.17943 | 8.8458 |  |  |  |  | 0 | 0
8066 | DUP1V#1 | 1 | South | YES | 0.094953 | 52.3 | 0 | 73 | 0 | 1.01 | Cogen | 1 | 0.17949 | 0 | 0 | 0 | 0 |  |  | 0.17949 | 0 |  |  |  |  | 0 | 0
8926 | LGE_GT10A | 1 | South | YES | 0.09517 | 158 | 0 | 158 | 0 | 1.03 | Cogen | 1 | 0.17971 | 0 | 0 | 0 | 0 |  |  | 0.17971 | 0 |  |  |  |  | 0 | 0
8927 | LGE_GT20A | 2 | South | YES | 0.09517 | 153 | 0 | 153 | 0 | 1.03 | Cogen | 1 | 0.17971 | 0 | 0 | 0 | 0 |  |  | 0.17971 | 0 |  |  |  |  | 0 | 0
8928 | LGE_STG0A | 3 | South | YES | 0.09517 | 100 | 0 | 100 | 0 | 1.03 | Cogen | 1 | 0.17971 | 0 | 0 | 0 | 0 |  |  | 0.17971 | 0 |  |  |  |  | 0 | 0
8930 | ICPGN10A | 1 | South | YES | 0.09517 | 149 | 0 | 149 | 0 | 1.03 | Cogen | 1 | 0.17971 | 0 | 0 | 0 | 0 |  |  | 0.17971 | 0 |  |  |  |  | 0 | 0
8931 | ICPGN20A | 2 | South | YES | 0.09517 | 150 | 0 | 150 | 0 | 1.03 | Cogen | 1 | 0.17971 | 0 | 0 | 0 | 0 |  |  | 0.17971 | 0 |  |  |  |  | 0 | 0
8932 | ICPGN30A | 3 | South | YES | 0.09517 | 127 | 0 | 127 | 0 | 1.03 | Cogen | 1 | 0.17971 | 0 | 0 | 0 | 0 |  |  | 0.17971 | 0 |  |  |  |  | 0 | 0
80223 | REYSHR G | 1 | South | YES | 0.09517 | 12 | 0 | 12 | 0 | 1.032 | Cogen | 1 | 0.17971 | 0 | 0 | 0 | 0 |  |  | 0.17971 | 0 |  |  |  |  | 0 | 0
48721 | LEG_1___1 | 1 | North | YES | -0.057516 | 827 | 357 | 827 | 0 | 1.0348 | LIGCO | -1 | 0.17983 | 0 | 827 |  |  | 0 | 0 | -0.17983 | 0 |  |  |  |  | 0 | 0
48722 | LEG_2___2 | 2 | North | YES | -0.057516 | 819 | 357 | 819 | 0 | 1.0348 | LIGCO | -1 | 0.17983 | 0 | 819 |  |  | 0 | 0 | -0.17983 | 0 |  |  |  |  | 0 | 0
88299 | ZAPATA | F | South | YES | 0.095352 | 0 | 0 | 0 | 0 | 1.02 | BLT | 1 | 0.17989 | 0 | 0 | 0 | 0 |  |  | 0.17989 | 0 |  |  |  |  | 0 | 0
8173 | VICEC51A | 5 | South | YES | 0.095921 | 144 | 18 | 144 | 0 | 1.025 | CC | 1 | 0.18046 | 144 | 144 | 13.8126 | 144 |  |  | 0.18046 | 25.9859 |  |  |  |  | 0 | 0
8174 | VICEC61A | 6 | South | YES | 0.095921 | 188 | 42 | 188 | 0 | 1.025 | CC | 1 | 0.18046 | 188 | 188 | 18.0331 | 188 |  |  | 0.18046 | 33.926 |  |  |  |  | 0 | 0
5728 | FALCONHYDRO2 | 2 | South | YES | 0.095937 | 12 | 0 | 12 | 0 | 1.0234 | Hydro | 1 | 0.18047 | 0 | 0 | 0 | 0 |  |  | 0.18047 | 0 |  |  |  |  | 0 | 0
5729 | FALCONHYDRO3 | 3 | South | YES | 0.095937 | 11 | 0 | 11 | 0 | 1.0234 | Hydro | 1 | 0.18047 | 0 | 0 | 0 | 0 |  |  | 0.18047 | 0 |  |  |  |  | 0 | 0
8048 | FALCONHYDRO1 | 1 | South | YES | 0.095937 | 12 | 0 | 12 | 0 | 1.0234 | Hydro | 1 | 0.18047 | 0 | 0 | 0 | 0 |  |  | 0.18047 | 0 |  |  |  |  | 0 | 0
88508 | FALFURRI | F | South | YES | 0.095943 | 0 | 0 | 0 | 0 | 1 | AVR | 1 | 0.18048 | 0 | 0 | 0 | 0 |  |  | 0.18048 | 0 |  |  |  |  | 0 | 0
8442 | NBEC7 | MB | South | YES | 0.095988 | 0 | 81 | 367 |  | 1.0298 | GST | 1 | 0.18052 | 0 | 0 | 0 | 0 |  |  | 0.18052 | 0 |  |  |  |  | 0 | 0
8442 | NBEC7 | 7 | South | YES | 0.095988 | 0 | 81 | 367 |  | 1.0298 | GST | 1 | 0.18052 | 367 | 367 | 35.2276 | 367 |  |  | 0.18052 | 66.2524 |  |  |  |  | 0 | 0
8560 | CNOPGT1 | 1 | South | YES | 0.095998 | 148.3 | 0 | 148.3 | 0 | 1.03 | Cogen | 1 | 0.18053 | 0 | 0 | 0 | 0 |  |  | 0.18053 | 0 |  |  |  |  | 0 | 0
8561 | CNOPGT2 | 2 | South | YES | 0.095998 | 148.6 | 0 | 148.6 | 0 | 1.03 | Cogen | 1 | 0.18053 | 0 | 0 | 0 | 0 |  |  | 0.18053 | 0 |  |  |  |  | 0 | 0
8562 | CNOPST1 | 3 | South | YES | 0.095998 | 153 | 0 | 153 | 0 | 1.03 | Cogen | 1 | 0.18053 | 0 | 0 | 0 | 0 |  |  | 0.18053 | 0 |  |  |  |  | 0 | 0
8456 | COSW#1 | 1 | South | YES | 0.096045 | 20 | 0 | 20 | 0 | 1.027 | Cogen | 1 | 0.18058 | 0 | 0 | 0 | 0 |  |  | 0.18058 | 0 |  |  |  |  | 0 | 0
8457 | COSW#2 | 2 | South | YES | 0.096045 | 14 | 0 | 14 | 0 | 1.027 | Cogen | 1 | 0.18058 | 0 | 0 | 0 | 0 |  |  | 0.18058 | 0 |  |  |  |  | 0 | 0
8459 | B_DAVIS0B | MB | South | YES | 0.096158 | 0 | 50 | 339 |  | 1.03 | GSC | 1 | 0.18069 | 0 | 0 | 0 | 0 |  |  | 0.18069 | 0 |  |  |  |  | 0 | 0
8460 | B_DAVIS0A | MB | South | YES | 0.096158 | 0 | 50 | 340 |  | 1.03 | GSC | 1 | 0.18069 | 0 | 0 | 0 | 0 |  |  | 0.18069 | 0 |  |  |  |  | 0 | 0
80263 | B_DAVIS31A | 3 | South | YES | 0.096158 | 0 | 0 | 180 |  | 1.0366 | CC | 1 | 0.18069 | 180 | 180 | 17.3084 | 180 |  |  | 0.18069 | 32.525 |  |  |  |  | 0 | 0
80264 | B_DAVIS41A | 4 | South | YES | 0.096158 | 0 | 0 | 180 |  | 1.0366 | CC | 1 | 0.18069 | 180 | 180 | 17.3084 | 180 |  |  | 0.18069 | 32.525 |  |  |  |  | 0 | 0
8506 | VAL #1 | 1 | South | YES | 0.096198 | 20.9 | 0 | 25 | 0 | 1.0055 | Cogen | 1 | 0.18073 | 0 | 0 | 0 | 0 |  |  | 0.18073 | 0 |  |  |  |  | 0 | 0
8507 | VAL #2 | 2 | South | YES | 0.096198 | 20.9 | 0 | 25 | 0 | 1.0055 | Cogen | 1 | 0.18073 | 0 | 0 | 0 | 0 |  |  | 0.18073 | 0 |  |  |  |  | 0 | 0
8461 | KOCH_UP0A | 1 | South | YES | 0.096282 | 38 | 0 | 38 | 0 | 1.012 | Cogen | 1 | 0.18082 | 0 | 0 | 0 | 0 |  |  | 0.18082 | 0 |  |  |  |  | 0 | 0
8511 | OXY_CC0A | 1 | South | YES | 0.096287 | 30.3 | 0 | 38 | 0 | 1.027 | Cogen | 1 | 0.18082 | 0 | 0 | 0 | 0 |  |  | 0.18082 | 0 |  |  |  |  | 0 | 0
7028 | L_MARBFA1_1Y | 1 | South | YES | 0.096421 | 0 | 0 | 18 |  | 1 | Hydro | 1 | 0.18096 | 0 | 0 | 0 | 0 |  |  | 0.18096 | 0 |  |  |  |  | 0 | 0
7029 | L_MARBFA1_2Y | 2 | South | YES | 0.096421 | 0 | 0 | 18 |  | 1 | Hydro | 1 | 0.18096 | 0 | 0 | 0 | 0 |  |  | 0.18096 | 0 |  |  |  |  | 0 | 0
8933 | FGNTS001 | 1 | South | YES | 0.09655 | 146.5 | 0 | 146.5 | 0 | 1.03 | CC | 1 | 0.18109 | 146.5 | 146.5 | 14.1446 | 146.5 |  |  | 0.18109 | 26.5291 |  |  |  |  | 0 | 0
8934 | FGNTS101 | 2 | South | YES | 0.09655 | 147.9 | 0 | 147.9 | 0 | 1.03 | CC | 1 | 0.18109 | 147.9 | 147.9 | 14.2797 | 147.9 |  |  | 0.18109 | 26.7827 |  |  |  |  | 0 | 0
8935 | FGNTS201 | 3 | South | YES | 0.09655 | 173 | 0 | 173 | 0 | 1.03 | CC | 1 | 0.18109 | 173 | 173 | 16.7032 | 173 |  |  | 0.18109 | 31.3279 |  |  |  |  | 0 | 0
8517 | CELANEBI0A | 1 | South | YES | 0.096612 | 29 | 0 | 29 | 0 | 1.02 | Cogen | 1 | 0.18115 | 0 | 0 | 0 | 0 |  |  | 0.18115 | 0 |  |  |  |  | 0 | 0
8982 | HECN2 | 2 | South | YES | 0.096653 | 144.1 | 0 | 144.1 | 0 | 1.0304 | CC | 1 | 0.18119 | 144.1 | 144.1 | 13.9277 | 144.1 |  |  | 0.18119 | 26.1094 |  |  |  |  | 0 | 0
8981 | HECN1 | 1 | South | YES | 0.096653 | 144.8 | 0 | 144.8 | 0 | 1.0304 | CC | 1 | 0.18119 | 144.8 | 144.8 | 13.9954 | 144.8 |  |  | 0.18119 | 26.2362 |  |  |  |  | 0 | 0
8983 | HECN3 | 3 | South | YES | 0.096653 | 171.9 | 0 | 171.9 | 0 | 1.0304 | CC | 1 | 0.18119 | 171.9 | 171.9 | 16.6147 | 171.9 |  |  | 0.18119 | 31.1464 |  |  |  |  | 0 | 0
8936 | MVGN#1 | 1 | South | YES | 0.096654 | 216.6 | 0 | 216.6 | 0 | 1.0304 | CC | 1 | 0.18119 | 216.6 | 216.6 | 20.9353 | 216.6 |  |  | 0.18119 | 39.2458 |  |  |  |  | 0 | 0
8937 | MVGN#2 | 2 | South | YES | 0.096654 | 216.7 | 0 | 216.7 | 0 | 1.0304 | CC | 1 | 0.18119 | 216.7 | 216.7 | 20.9449 | 216.7 |  |  | 0.18119 | 39.2639 |  |  |  |  | 0 | 0
8938 | MVGN#3 | 3 | South | YES | 0.096654 | 250.9 | 0 | 250.9 | 0 | 1.0304 | CC | 1 | 0.18119 | 250.9 | 250.9 | 24.2505 | 250.9 |  |  | 0.18119 | 45.4606 |  |  |  |  | 0 | 0
80003 | MILHWYS | F | South | YES | 0.096689 | 0 | 0 | 0 | 0 | 1.0168 | AVR | 1 | 0.18123 | 0 | 0 | 0 | 0 |  |  | 0.18123 | 0 |  |  |  |  | 0 | 0
5933 | SI_RAY6 | 6 | South | YES | 0.096689 | 15.4 | 10 | 19.3 | 0 | 1.035 | GST | 1 | 0.18123 | 19.3 | 19.3 | 1.8661 | 19.3 |  |  | 0.18123 | 3.4976 |  |  |  |  | 0 | 0
5932 | SI_RAY9 | 9 | South | YES | 0.096689 | 32 | 32 | 38 | 0 | 1.035 | CC | 1 | 0.18123 | 38 | 38 | 3.6742 | 38 |  |  | 0.18123 | 6.8866 |  |  |  |  | 0 | 0
5935 | SI_RAY10 | 10 | South | YES | 0.096689 | 47 | 10 | 47 | 0 | 1.03 | CC | 1 | 0.18123 | 47 | 47 | 4.5444 | 47 |  |  | 0.18123 | 8.5176 |  |  |  |  | 0 | 0
80080 | GWINDT11A | 4 | South | YES | 0.096714 | 3.8 | 0 | 19 | 0 | 1.025 | Wind | 1 | 0.18125 | 0 | 19 | 1.8376 | 19 |  |  | 0.18125 | 3.4438 |  |  |  |  | 0 | 0
80081 | GWINDT21A | 4 | South | YES | 0.096714 | 4.4 | 0 | 22 | 0 | 1.025 | Wind | 1 | 0.18125 | 0 | 22 | 2.1277 | 22 |  |  | 0.18125 | 3.9875 |  |  |  |  | 0 | 0
80081 | GWINDT21A | 2 | South | YES | 0.096714 | 7.2 | 0 | 36 | 0 | 1.025 | Wind | 1 | 0.18125 | 0 | 36 | 3.4817 | 36 |  |  | 0.18125 | 6.525 |  |  |  |  | 0 | 0
80080 | GWINDT11A | 3 | South | YES | 0.096714 | 0 | 0 | 38 | 0 | 1.025 | Wind | 1 | 0.18125 | 0 | 38 | 3.6751 | 38 |  |  | 0.18125 | 6.8875 |  |  |  |  | 0 | 0
80080 | GWINDT11A | 2 | South | YES | 0.096714 | 0 | 0 | 41 | 0 | 1.025 | Wind | 1 | 0.18125 | 0 | 41 | 3.9653 | 41 |  |  | 0.18125 | 7.4313 |  |  |  |  | 0 | 0
80081 | GWINDT21A | 3 | South | YES | 0.096714 | 8.6 | 0 | 43 | 0 | 1.025 | Wind | 1 | 0.18125 | 0 | 43 | 4.1587 | 43 |  |  | 0.18125 | 7.7938 |  |  |  |  | 0 | 0
80180 | PNSCALT11A | 2 | South | YES | 0.096714 | 10 | 0 | 50 | 0 | 1.025 | Wind | 1 | 0.18125 | 0 | 50 | 4.8357 | 50 |  |  | 0.18125 | 9.0625 |  |  |  |  | 0 | 0
80181 | PNSCALT21A | 2 | South | YES | 0.096714 | 10 | 0 | 50 | 0 | 1.025 | Wind | 1 | 0.18125 | 0 | 50 | 4.8357 | 50 |  |  | 0.18125 | 9.0625 |  |  |  |  | 0 | 0
80181 | PNSCALT21A | 1 | South | YES | 0.096714 | 16.5 | 0 | 55 | 0 | 1.025 | Wind | 1 | 0.18125 | 0 | 55 | 5.3193 | 55 |  |  | 0.18125 | 9.9688 |  |  |  |  | 0 | 0
80080 | GWINDT11A | 1 | South | YES | 0.096714 | 28.2 | 0 | 94 | 0 | 1.025 | Wind | 1 | 0.18125 | 0 | 94 | 9.0911 | 94 |  |  | 0.18125 | 17.0375 |  |  |  |  | 0 | 0
80081 | GWINDT21A | 1 | South | YES | 0.096714 | 28.2 | 0 | 94 | 0 | 1.025 | Wind | 1 | 0.18125 | 0 | 94 | 9.0911 | 94 |  |  | 0.18125 | 17.0375 |  |  |  |  | 0 | 0
80180 | PNSCALT11A | 1 | South | YES | 0.096714 | 43.8 | 0 | 148 | 0 | 1.025 | Wind | 1 | 0.18125 | 0 | 148 | 14.3137 | 148 |  |  | 0.18125 | 26.825 |  |  |  |  | 0 | 0
60018 | DSKY1 | 1 | West | YES | -0.060944 | 21 | 0 | 84 | 0 | 1.023 | Wind | -1 | 0.18326 | 0 | 84 |  |  |  |  | -0.18326 | 0 |  |  |  |  | 0 | 0
60000 | DSKY2 | 1 | West | YES | -0.061143 | 19.1 | 0 | 76.5 |  | 1.039 | Wind | -1 | 0.18346 | 0 | 76.5 |  |  |  |  | -0.18346 | 0 |  |  |  |  | 0 | 0
60017 | ORNNWP1 | 1 | West | YES | -0.061739 | 20 | 0 | 80 |  | 1.027 | Wind | -1 | 0.18406 | 0 | 80 |  |  |  |  | -0.18406 | 0 |  |  |  |  | 0 | 0
8161 | COLETO0A | 1 | South | YES | 0.1002 | 633 | 200 | 633 | 0 | 1.03 | LIGCO | 1 | 0.18473 | 0 | 633 | 63.4241 | 633 |  |  | 0.18473 | 116.9356 |  |  |  |  | 0 | 0
58909 | PEARSALLSCG1 | 6 | South | YES | 0.1004 | 0 | 0 | 8.4 |  | 1.027 | Diesel | 1 | 0.18493 | 8.4 | 8.4 | 0.84333 | 8.4 |  |  | 0.18493 | 1.5534 |  |  |  |  | 0 | 0
58909 | PEARSALLSCG1 | 5 | South | YES | 0.1004 | 0 | 0 | 8.4 |  | 1.027 | Diesel | 1 | 0.18493 | 8.4 | 8.4 | 0.84333 | 8.4 |  |  | 0.18493 | 1.5534 |  |  |  |  | 0 | 0
58909 | PEARSALLSCG1 | 2 | South | YES | 0.1004 | 0 | 0 | 8.4 |  | 1.027 | Diesel | 1 | 0.18493 | 8.4 | 8.4 | 0.84333 | 8.4 |  |  | 0.18493 | 1.5534 |  |  |  |  | 0 | 0
58909 | PEARSALLSCG1 | 1 | South | YES | 0.1004 | 0 | 0 | 8.4 |  | 1.027 | Diesel | 1 | 0.18493 | 8.4 | 8.4 | 0.84333 | 8.4 |  |  | 0.18493 | 1.5534 |  |  |  |  | 0 | 0
58909 | PEARSALLSCG1 | 3 | South | YES | 0.1004 | 0 | 0 | 8.4 |  | 1.027 | Diesel | 1 | 0.18493 | 8.4 | 8.4 | 0.84333 | 8.4 |  |  | 0.18493 | 1.5534 |  |  |  |  | 0 | 0
58909 | PEARSALLSCG1 | 4 | South | YES | 0.1004 | 0 | 0 | 8.4 |  | 1.027 | Diesel | 1 | 0.18493 | 8.4 | 8.4 | 0.84333 | 8.4 |  |  | 0.18493 | 1.5534 |  |  |  |  | 0 | 0
58919 | PEARSALLSCG2 | 4 | South | YES | 0.1004 | 0 | 0 | 8.4 |  | 1.027 | Diesel | 1 | 0.18493 | 8.4 | 8.4 | 0.84333 | 8.4 |  |  | 0.18493 | 1.5534 |  |  |  |  | 0 | 0
58919 | PEARSALLSCG2 | 3 | South | YES | 0.1004 | 0 | 0 | 8.4 |  | 1.027 | Diesel | 1 | 0.18493 | 8.4 | 8.4 | 0.84333 | 8.4 |  |  | 0.18493 | 1.5534 |  |  |  |  | 0 | 0
58919 | PEARSALLSCG2 | 5 | South | YES | 0.1004 | 0 | 0 | 8.4 |  | 1.027 | Diesel | 1 | 0.18493 | 8.4 | 8.4 | 0.84333 | 8.4 |  |  | 0.18493 | 1.5534 |  |  |  |  | 0 | 0
58919 | PEARSALLSCG2 | 6 | South | YES | 0.1004 | 0 | 0 | 8.4 |  | 1.027 | Diesel | 1 | 0.18493 | 8.4 | 8.4 | 0.84333 | 8.4 |  |  | 0.18493 | 1.5534 |  |  |  |  | 0 | 0
58919 | PEARSALLSCG2 | 2 | South | YES | 0.1004 | 0 | 0 | 8.4 |  | 1.027 | Diesel | 1 | 0.18493 | 8.4 | 8.4 | 0.84333 | 8.4 |  |  | 0.18493 | 1.5534 |  |  |  |  | 0 | 0
58919 | PEARSALLSCG2 | 1 | South | YES | 0.1004 | 0 | 0 | 8.4 |  | 1.027 | Diesel | 1 | 0.18493 | 8.4 | 8.4 | 0.84333 | 8.4 |  |  | 0.18493 | 1.5534 |  |  |  |  | 0 | 0
58929 | PEARSALLSCG3 | 5 | South | YES | 0.1004 | 0 | 0 | 8.4 |  | 1.027 | Diesel | 1 | 0.18493 | 8.4 | 8.4 | 0.84333 | 8.4 |  |  | 0.18493 | 1.5534 |  |  |  |  | 0 | 0
58929 | PEARSALLSCG3 | 3 | South | YES | 0.1004 | 0 | 0 | 8.4 |  | 1.027 | Diesel | 1 | 0.18493 | 8.4 | 8.4 | 0.84333 | 8.4 |  |  | 0.18493 | 1.5534 |  |  |  |  | 0 | 0
58929 | PEARSALLSCG3 | 6 | South | YES | 0.1004 | 0 | 0 | 8.4 |  | 1.027 | Diesel | 1 | 0.18493 | 8.4 | 8.4 | 0.84333 | 8.4 |  |  | 0.18493 | 1.5534 |  |  |  |  | 0 | 0
58929 | PEARSALLSCG3 | 1 | South | YES | 0.1004 | 0 | 0 | 8.4 |  | 1.027 | Diesel | 1 | 0.18493 | 8.4 | 8.4 | 0.84333 | 8.4 |  |  | 0.18493 | 1.5534 |  |  |  |  | 0 | 0
58929 | PEARSALLSCG3 | 4 | South | YES | 0.1004 | 0 | 0 | 8.4 |  | 1.027 | Diesel | 1 | 0.18493 | 8.4 | 8.4 | 0.84333 | 8.4 |  |  | 0.18493 | 1.5534 |  |  |  |  | 0 | 0
58929 | PEARSALLSCG3 | 2 | South | YES | 0.1004 | 0 | 0 | 8.4 |  | 1.027 | Diesel | 1 | 0.18493 | 8.4 | 8.4 | 0.84333 | 8.4 |  |  | 0.18493 | 1.5534 |  |  |  |  | 0 | 0
58949 | PEARSALLSCG4 | 1 | South | YES | 0.1004 | 0 | 0 | 8.4 |  | 1.027 | Diesel | 1 | 0.18493 | 8.4 | 8.4 | 0.84333 | 8.4 |  |  | 0.18493 | 1.5534 |  |  |  |  | 0 | 0
58949 | PEARSALLSCG4 | 2 | South | YES | 0.1004 | 0 | 0 | 8.4 |  | 1.027 | Diesel | 1 | 0.18493 | 8.4 | 8.4 | 0.84333 | 8.4 |  |  | 0.18493 | 1.5534 |  |  |  |  | 0 | 0
58949 | PEARSALLSCG4 | 3 | South | YES | 0.1004 | 0 | 0 | 8.4 |  | 1.027 | Diesel | 1 | 0.18493 | 8.4 | 8.4 | 0.84333 | 8.4 |  |  | 0.18493 | 1.5534 |  |  |  |  | 0 | 0
58949 | PEARSALLSCG4 | 4 | South | YES | 0.1004 | 0 | 0 | 8.4 |  | 1.027 | Diesel | 1 | 0.18493 | 8.4 | 8.4 | 0.84333 | 8.4 |  |  | 0.18493 | 1.5534 |  |  |  |  | 0 | 0
58949 | PEARSALLSCG4 | 5 | South | YES | 0.1004 | 0 | 0 | 8.4 |  | 1.027 | Diesel | 1 | 0.18493 | 8.4 | 8.4 | 0.84333 | 8.4 |  |  | 0.18493 | 1.5534 |  |  |  |  | 0 | 0
58949 | PEARSALLSCG4 | 6 | South | YES | 0.1004 | 0 | 0 | 8.4 |  | 1.027 | Diesel | 1 | 0.18493 | 8.4 | 8.4 | 0.84333 | 8.4 |  |  | 0.18493 | 1.5534 |  |  |  |  | 0 | 0
88198 | BEEVILLE | F | South | YES | 0.10106 | 0 | 0 | 0 | 0 | 1.02 | AVR | 1 | 0.1856 | 0 | 0 | 0 | 0 |  |  | 0.1856 | 0 |  |  |  |  | 0 | 0
38437 | TNSRBNMESA9 | 1 | West | YES | -0.064097 | 37.5 | 0 | 150 | 0 | 1.02 | Wind | -1 | 0.18641 | 0 | 150 |  |  |  |  | -0.18641 | 0 |  |  |  |  | 0 | 0
38332 | TNWDWRDU2_8 | 1 | West | YES | -0.064165 | 20 | 0 | 80 | 0 | 1.0232 | Wind | -1 | 0.18648 | 0 | 80 |  |  |  |  | -0.18648 | 0 |  |  |  |  | 0 | 0
60016 | WOODWRD11A | 1 | West | YES | -0.06418 | 20 | 0 | 80 |  | 1.033 | Wind | -1 | 0.1865 | 0 | 80 |  |  |  |  | -0.1865 | 0 |  |  |  |  | 0 | 0
6016 | SWMESA | 1 | West | YES | -0.064262 | 18.8 | 0 | 75 |  | 1.03 | Wind | -1 | 0.18658 | 0 | 75 |  |  |  |  | -0.18658 | 0 |  |  |  |  | 0 | 0
60003 | KING_NE1A | 1 | West | YES | -0.064262 | 20 | 0 | 80 |  | 1.03 | Wind | -1 | 0.18658 | 0 | 80 |  |  |  |  | -0.18658 | 0 |  |  |  |  | 0 | 0
60005 | KING_SE1A | 1 | West | YES | -0.064262 | 10 | 0 | 40 |  | 1.035 | Wind | -1 | 0.18658 | 0 | 40 |  |  |  |  | -0.18658 | 0 |  |  |  |  | 0 | 0
60201 | RIO DRCS | F | West | YES | -0.06439 | 0 | 0 | 0 | 0 | 1.025 | AVR | -1 | 0.18671 | 0 | 0 |  |  |  |  | -0.18671 | 0 |  |  |  |  | 0 | 0
5892 | PEARSALLGEN3 | 1 | South | YES | 0.10236 | 19.1 | 6 | 23.9 | 0 | 1.0226 | GST | 1 | 0.1869 | 23.9 | 23.9 | 2.4465 | 23.9 |  |  | 0.1869 | 4.4669 |  |  |  |  | 0 | 0
5890 | PEARSALLGEN1 | 1 | South | YES | 0.10236 | 19.2 | 6 | 24 | 0 | 1.0226 | GST | 1 | 0.1869 | 24 | 24 | 2.4567 | 24 |  |  | 0.1869 | 4.4856 |  |  |  |  | 0 | 0
5891 | PEARSALLGEN2 | 1 | South | YES | 0.10236 | 19.4 | 6 | 24.3 | 0 | 1.0226 | GST | 1 | 0.1869 | 24.3 | 24.3 | 2.4874 | 24.3 |  |  | 0.1869 | 4.5417 |  |  |  |  | 0 | 0
60007 | KING_SW1A | 1 | West | YES | -0.064706 | 20 | 0 | 80 |  | 1.03 | Wind | -1 | 0.18702 | 0 | 80 |  |  |  |  | -0.18702 | 0 |  |  |  |  | 0 | 0
60019 | KING_NW1A | 1 | West | YES | -0.064706 | 20 | 0 | 80 |  | 1.03 | Wind | -1 | 0.18702 | 0 | 80 |  |  |  |  | -0.18702 | 0 |  |  |  |  | 0 | 0
1349 | WESTXWIN_1G | 1 | West | YES | -0.071157 | 1.3 | 0 | 6.6 |  | 1.014 | Wind | -1 | 0.19347 | 0 | 6.6 |  |  |  |  | -0.19347 | 0 |  |  |  |  | 0 | 0
1350 | NWPWRG1_1G | 1 | West | YES | -0.071157 | 6.9 | 1 | 34.3 |  | 1.014 | Wind | -1 | 0.19347 | 0 | 34.3 |  |  |  |  | -0.19347 | 0 |  |  |  |  | 0 | 0
3381 | BBRN_1G | 1 | North | YES | -0.071442 | 618 | 225 | 618 | 0 | 1.03 | LIGCO | -1 | 0.19376 | 0 | 618 |  |  | 0 | 0 | -0.19376 | 0 |  |  |  |  | 0 | 0
3382 | BBRN_2G | 2 | North | YES | -0.071442 | 589 | 225 | 589 | 0 | 1.03 | LIGCO | -1 | 0.19376 | 0 | 589 |  |  | 0 | 0 | -0.19376 | 0 |  |  |  |  | 0 | 0
1008 | PB6GEN_7G | 6 | West | YES | -0.071566 | 515 | 130 | 515 | 0 | 1.036 | GST | -1 | 0.19388 | 515 | 515 |  |  |  |  | -0.19388 | -99.8501 |  |  |  |  | 0 | 0
1007 | PB5GEN_6G | 5 | West | YES | -0.071566 | 91.2 | 40 | 114 | 0 | 1.036 | GST | -1 | 0.19388 | 114 | 114 |  |  |  |  | -0.19388 | -22.1027 |  |  |  |  | 0 | 0
1005 | PBCTDGE_4G | D | West | YES | -0.071566 | 65 | 65 | 68 | 0 | 1.036 | GGT | -1 | 0.19388 | 68 | 68 |  |  |  |  | -0.19388 | -13.1841 |  |  |  |  | 0 | 0
1004 | PBCTCGE_3G | C | West | YES | -0.071566 | 62 | 62 | 67 | 0 | 1.036 | GGT | -1 | 0.19388 | 67 | 67 |  |  |  |  | -0.19388 | -12.9902 |  |  |  |  | 0 | 0
1006 | PBCTEGE_5G | E | West | YES | -0.071566 | 65 | 65 | 67 | 0 | 1.036 | GGT | -1 | 0.19388 | 67 | 67 |  |  |  |  | -0.19388 | -12.9902 |  |  |  |  | 0 | 0
1002 | PBCTAGE_1G | A | West | YES | -0.071566 | 64 | 64 | 66 | 0 | 1.036 | GGT | -1 | 0.19388 | 66 | 66 |  |  |  |  | -0.19388 | -12.7963 |  |  |  |  | 0 | 0
1003 | PBCTBGE_2G | B | West | YES | -0.071566 | 65 | 65 | 66 | 0 | 1.036 | GGT | -1 | 0.19388 | 66 | 66 |  |  |  |  | -0.19388 | -12.7963 |  |  |  |  | 0 | 0
7038 | L_DELAWA1_1Y | 1 | West | YES | -0.071639 | 3.5 | 0 | 35 | 0 | 1 | Wind | -1 | 0.19396 | 0 | 35 |  |  |  |  | -0.19396 | 0 |  |  |  |  | 0 | 0
7038 | L_DELAWA1_1Y | 2 | West | YES | -0.071639 | 3 | 0 | 30 | 0 | 1 | Wind | -1 | 0.19396 | 0 | 30 |  |  |  |  | -0.19396 | 0 |  |  |  |  | 0 | 0
11147 | NOTREES_1G | 1 | West | YES | -0.071779 | 29.8 | 0 | 149 | 0 | 1.017 | Wind | -1 | 0.1941 | 0 | 149 |  |  |  |  | -0.1941 | 0 |  |  |  |  | 0 | 0
76091 | L_DIVIDE1_1N | W1 | West | YES | -0.071866 | 22.5 | 0 | 112.5 |  | 1.02 | Wind | -1 | 0.19418 | 0 | 112.5 |  |  |  |  | -0.19418 | 0 |  |  |  |  | 0 | 0
76095 | L_CAPRSI1_1N | W1 | West | YES | -0.071866 | 29.9 | 0 | 149.5 | 0 | 1.02 | Wind | -1 | 0.19418 | 0 | 149.5 |  |  |  |  | -0.19418 | 0 |  |  |  |  | 0 | 0
76096 | L_CAPRSI1_2N | W1 | West | YES | -0.071866 | 37.2 | 0 | 186 | 0 | 1.02 | Wind | -1 | 0.19418 | 0 | 186 |  |  |  |  | -0.19418 | 0 |  |  |  |  | 0 | 0
76097 | L_CAPRGE1_1N | W1 | West | YES | -0.071866 | 42.9 | 0 | 214.5 | 0 | 1.02 | Wind | -1 | 0.19418 | 0 | 214.5 |  |  |  |  | -0.19418 | 0 |  |  |  |  | 0 | 0
5903 | SANMIGUELGEN | 1 | South | YES | 0.10969 | 396.3 | 180 | 396.3 | 0 | 1.0336 | LIGCO | 1 | 0.19423 | 0 | 396.3 | 43.4713 | 396.3 |  |  | 0.19423 | 76.9731 |  |  |  |  | 0 | 0
60057 | CALLAHAN1A | 1 | West | YES | -0.072058 | 22.8 | 0 | 114 | 0 | 1.04 | Wind | -1 | 0.19438 | 0 | 114 |  |  |  |  | -0.19438 | 0 |  |  |  |  | 0 | 0
76031 | L_GASCCR1_1N | W1 | West | YES | -0.072207 | 30 | 0 | 150 | 0 | 1.02 | Wind | -1 | 0.19452 | 0 | 150 |  |  |  |  | -0.19452 | 0 |  |  |  |  | 0 | 0
13133 | CALFREST_3G | 3 | North | YES | -0.072438 | 177.4 | 40 | 177.4 | 0 | 1.031 | CC | -1 | 0.19476 | 177.4 | 177.4 |  |  | -12.8505 | 177.4 | -0.19476 | -34.5497 |  |  |  |  | 0 | 0
13132 | CALFREST_2G | 2 | North | YES | -0.072438 | 151 | 57 | 151 | 0 | 1.031 | CC | -1 | 0.19476 | 151 | 151 |  |  | -10.9381 | 151 | -0.19476 | -29.4081 |  |  |  |  | 0 | 0
13131 | CALFREST_1G | 1 | North | YES | -0.072438 | 150.7 | 40 | 150.7 | 0 | 1.031 | CC | -1 | 0.19476 | 150.7 | 150.7 |  |  | -10.9164 | 150.7 | -0.19476 | -29.3497 |  |  |  |  | 0 | 0
1320 | BSP 1 | 1 | West | YES | -0.072483 | 25.5 | 2.9 | 25.8 | 0 | 1 | Cogen | -1 | 0.1948 | 0 | 0 |  |  |  |  | -0.1948 | 0 |  |  |  |  | 0 | 0
1326 | STANTONW_8 | 1 | West | YES | -0.072576 | 20.1 | 0 | 100.5 |  | 1.01 | Wind | -1 | 0.19489 | 0 | 100.5 |  |  |  |  | -0.19489 | 0 |  |  |  |  | 0 | 0
11025 | TIEHVSG_2G | 1 | West | YES | -0.072596 | 213.2 | 63 | 213.2 | 0 | 1.012 | CC | -1 | 0.19491 | 213.2 | 213.2 |  |  |  |  | -0.19491 | -41.5556 |  |  |  |  | 0 | 0
11020 | TIEHVSG_1G | 1 | West | YES | -0.072596 | 208.2 | 63 | 208.2 | 0 | 1.012 | CC | -1 | 0.19491 | 208.2 | 208.2 |  |  |  |  | -0.19491 | -40.581 |  |  |  |  | 0 | 0
11024 | TIEHVCG_4G | 1 | West | YES | -0.072596 | 147 | 103 | 147 | 0 | 1.012 | CC | -1 | 0.19491 | 147 | 147 |  |  |  |  | -0.19491 | -28.6523 |  |  |  |  | 0 | 0
11021 | TIEHVCG_1G | 1 | West | YES | -0.072596 | 142.1 | 103 | 142.1 | 0 | 1.012 | CC | -1 | 0.19491 | 142.1 | 142.1 |  |  |  |  | -0.19491 | -27.6972 |  |  |  |  | 0 | 0
11023 | TIEHVCG_3G | 1 | West | YES | -0.072596 | 137.4 | 103 | 137.4 | 0 | 1.012 | CC | -1 | 0.19491 | 137.4 | 137.4 |  |  |  |  | -0.19491 | -26.7812 |  |  |  |  | 0 | 0
11022 | TIEHVCG_2G | 1 | West | YES | -0.072596 | 132.4 | 103 | 132.4 | 0 | 1.012 | CC | -1 | 0.19491 | 132.4 | 132.4 |  |  |  |  | -0.19491 | -25.8066 |  |  |  |  | 0 | 0
11014 | NAV6ST | 1 | West | YES | -0.072608 | 115 | 40 | 115 | 0 | 1.029 | CC | -1 | 0.19493 | 115 | 115 |  |  |  |  | -0.19493 | -22.4165 |  |  |  |  | 0 | 0
11011 | NAV3ST | 1 | West | YES | -0.072608 | 92.8 | 40 | 92.8 | 0 | 1.029 | CC | -1 | 0.19493 | 92.8 | 92.8 |  |  |  |  | -0.19493 | -18.0891 |  |  |  |  | 0 | 0
11012 | NAV4CT | 1 | West | YES | -0.072608 | 80 | 18 | 80 | 0 | 1.029 | CC | -1 | 0.19493 | 80 | 80 |  |  |  |  | -0.19493 | -15.5941 |  |  |  |  | 0 | 0
11013 | NAV5CT | 1 | West | YES | -0.072608 | 80 | 18 | 80 | 0 | 1.029 | CC | -1 | 0.19493 | 80 | 80 |  |  |  |  | -0.19493 | -15.5941 |  |  |  |  | 0 | 0
11009 | NAV2CT | 1 | West | YES | -0.072608 | 71.4 | 18 | 71.4 | 0 | 1.029 | CC | -1 | 0.19493 | 71.4 | 71.4 |  |  |  |  | -0.19493 | -13.9177 |  |  |  |  | 0 | 0
11001 | NAV1CT | 1 | West | YES | -0.072608 | 70.4 | 18 | 70.4 | 0 | 1.029 | CC | -1 | 0.19493 | 70.4 | 70.4 |  |  |  |  | -0.19493 | -13.7228 |  |  |  |  | 0 | 0
13136 | CALFREST_6G | 6 | North | YES | -0.072648 | 177.5 | 40 | 177.5 | 0 | 1.031 | CC | -1 | 0.19497 | 177.5 | 177.5 |  |  | -12.895 | 177.5 | -0.19497 | -34.6064 |  |  |  |  | 0 | 0
13135 | CALFREST_5G | 5 | North | YES | -0.072648 | 152.3 | 57 | 152.3 | 0 | 1.031 | CC | -1 | 0.19497 | 152.3 | 152.3 |  |  | -11.0643 | 152.3 | -0.19497 | -29.6933 |  |  |  |  | 0 | 0
13134 | CALFREST_4G | 4 | North | YES | -0.072648 | 151.5 | 40 | 151.5 | 0 | 1.031 | CC | -1 | 0.19497 | 151.5 | 151.5 |  |  | -11.0062 | 151.5 | -0.19497 | -29.5373 |  |  |  |  | 0 | 0
1328 | OCOTILLO_1G | 1 | West | YES | -0.072712 | 11.6 | 0 | 58 |  | 1.01 | Wind | -1 | 0.19503 | 0 | 58 |  |  |  |  | -0.19503 | 0 |  |  |  |  | 0 | 0
1333 | MCDDONAL_8 | 1 | West | YES | -0.072897 | 42.8 | 0 | 214.2 |  | 1.01 | Wind | -1 | 0.19521 | 0 | 214.2 |  |  |  |  | -0.19521 | 0 |  |  |  |  | 0 | 0
1327 | WILDHRSE_1G | 1 | West | YES | -0.073133 | 0 | 0 | 120 |  | 1 | Wind | -1 | 0.19545 | 0 | 120 |  |  |  |  | -0.19545 | 0 |  |  |  |  | 0 | 0
1360 | GUNSIGHT_8 | 1 | West | YES | -0.073175 | 0 | 0 | 120 |  | 1.01 | Wind | -1 | 0.19549 | 0 | 120 |  |  |  |  | -0.19549 | 0 |  |  |  |  | 0 | 0
11320 | COYOTE_1G | 1 | West | YES | -0.073465 | 22.5 | 0 | 225 |  | 1 | Wind | -1 | 0.19578 | 0 | 225 |  |  |  |  | -0.19578 | 0 |  |  |  |  | 0 | 0
1045 | CALENG1G_1G | 1 | West | YES | -0.07347 | 73.4 | 27 | 73.4 | 0 | 1.014 | Cogen | -1 | 0.19579 | 0 | 0 |  |  |  |  | -0.19579 | 0 |  |  |  |  | 0 | 0
1046 | CALENG2G_2G | 2 | West | YES | -0.07347 | 73.4 | 27 | 73.4 | 0 | 1.014 | Cogen | -1 | 0.19579 | 0 | 0 |  |  |  |  | -0.19579 | 0 |  |  |  |  | 0 | 0
1047 | CALENG3G_3G | 3 | West | YES | -0.07347 | 70.4 | 27 | 70.4 | 0 | 1.014 | Cogen | -1 | 0.19579 | 0 | 0 |  |  |  |  | -0.19579 | 0 |  |  |  |  | 0 | 0
11309 | BULLCREK_2G | 1 | West | YES | -0.073534 | 20.9 | 0 | 180 |  | 1 | Wind | -1 | 0.19585 | 0 | 180 |  |  |  |  | -0.19585 | 0 |  |  |  |  | 0 | 0
11310 | BULLCREK_1G | 1 | West | YES | -0.073534 | 15.1 | 0 | 180 |  | 1 | Wind | -1 | 0.19585 | 0 | 180 |  |  |  |  | -0.19585 | 0 |  |  |  |  | 0 | 0
1058 | LONGSHORE_5 | 1 | West | YES | -0.07367 | 30 | 0 | 150 |  | 1.01 | Wind | -1 | 0.19599 | 0 | 150 |  |  |  |  | -0.19599 | 0 |  |  |  |  | 0 | 0
1058 | LONGSHORE_5 | 2 | West | YES | -0.07367 | 44 | 0 | 220 |  | 1.01 | Wind | -1 | 0.19599 | 0 | 220 |  |  |  |  | -0.19599 | 0 |  |  |  |  | 0 | 0
11065 | ELBOWCK_1G | 1 | West | YES | -0.07367 | 23.4 | 0 | 121.9 | 0 | 1 | Wind | -1 | 0.19599 | 0 | 121.9 |  |  |  |  | -0.19599 | 0 |  |  |  |  | 0 | 0
60058 | BUFF_GAP1A | 1 | West | YES | -0.073836 | 24 | 0 | 120 |  | 1 | Wind | -1 | 0.19615 | 0 | 120 |  |  |  |  | -0.19615 | 0 |  |  |  |  | 0 | 0
60060 | CIRELLO | 1 | West | YES | -0.073836 | 46.6 | 0 | 233 | 0 | 1 | Wind | -1 | 0.19615 | 0 | 233 |  |  |  |  | -0.19615 | 0 |  |  |  |  | 0 | 0
60063 | BUFF_GAP1B | 1 | West | YES | -0.073836 | 34 | 0 | 170.2 | 0 | 1.02 | Wind | -1 | 0.19615 | 0 | 170.2 |  |  |  |  | -0.19615 | 0 |  |  |  |  | 0 | 0
60066 | H_HOLLOW1A | 1 | West | YES | -0.073836 | 44.4 | 0 | 222 | 0 | 1.005 | Wind | -1 | 0.19615 | 0 | 222 |  |  |  |  | -0.19615 | 0 |  |  |  |  | 0 | 0
60068 | HHOLLOW21A | 1 | West | YES | -0.073836 | 36.8 | 0 | 184 | 0 | 1.025 | Wind | -1 | 0.19615 | 0 | 184 |  |  |  |  | -0.19615 | 0 |  |  |  |  | 0 | 0
60070 | HHOLLOW31A | 1 | West | YES | -0.073836 | 44.8 | 0 | 224 | 0 | 1.025 | Wind | -1 | 0.19615 | 0 | 224 |  |  |  |  | -0.19615 | 0 |  |  |  |  | 0 | 0
60072 | HHOLLOW41A | 1 | West | YES | -0.073836 | 23 | 0 | 115 | 0 | 1.025 | Wind | -1 | 0.19615 | 0 | 115 |  |  |  |  | -0.19615 | 0 |  |  |  |  | 0 | 0
1037 | MORGAN5G_5G | 5 | West | YES | -0.073852 | 109.6 | 40 | 137 | 0 | 1.029 | GST | -1 | 0.19617 | 137 | 137 |  |  |  |  | -0.19617 | -26.8753 |  |  |  |  | 0 | 0
1040 | MRGNBG_2G | B | West | YES | -0.073852 | 70 | 70 | 71 | 0 | 1.029 | GGT | -1 | 0.19617 | 71 | 71 |  |  |  |  | -0.19617 | -13.9281 |  |  |  |  | 0 | 0
1041 | MRGNCG_3G | C | West | YES | -0.073852 | 69 | 69 | 70 | 0 | 1.029 | GGT | -1 | 0.19617 | 70 | 70 |  |  |  |  | -0.19617 | -13.7319 |  |  |  |  | 0 | 0
1043 | MRGNEG_5G | E | West | YES | -0.073852 | 68 | 68 | 70 | 0 | 1.029 | GGT | -1 | 0.19617 | 70 | 70 |  |  |  |  | -0.19617 | -13.7319 |  |  |  |  | 0 | 0
1039 | MRGNAG_1G | A | West | YES | -0.073852 | 69 | 69 | 69 | 0 | 1.029 | GGT | -1 | 0.19617 | 69 | 69 |  |  |  |  | -0.19617 | -13.5357 |  |  |  |  | 0 | 0
1042 | MRGNDG_4G | D | West | YES | -0.073852 | 68 | 68 | 68 | 0 | 1.029 | GGT | -1 | 0.19617 | 68 | 68 |  |  |  |  | -0.19617 | -13.3395 |  |  |  |  | 0 | 0
1044 | MRGNFG_6G | F | West | YES | -0.073852 | 66 | 66 | 66 | 0 | 1.029 | GGT | -1 | 0.19617 | 66 | 66 |  |  |  |  | -0.19617 | -12.9472 |  |  |  |  | 0 | 0
6637 | SNYDERW1A | 1 | West | YES | -0.073939 | 12.6 | 0 | 63 | 0 | 1.025 | Wind | -1 | 0.19626 | 0 | 63 |  |  |  |  | -0.19626 | 0 |  |  |  |  | 0 | 0
1068 | SCURRYCW_1G | 1 | West | YES | -0.074011 | 28.2 | 1.3 | 141 | 0 | 1.0217 | Wind | -1 | 0.19633 | 0 | 141 |  |  |  |  | -0.19633 | 0 |  |  |  |  | 0 | 0
1073 | SCURRYCW_2G | 2 | West | YES | -0.074011 | 24 | 0 | 120 | 0 | 1.0217 | Wind | -1 | 0.19633 | 0 | 120 |  |  |  |  | -0.19633 | 0 |  |  |  |  | 0 | 0
1061 | CIELOGEN_1G | 1 | West | YES | -0.074022 | 19.8 | 0 | 99 |  | 1 | Wind | -1 | 0.19634 | 0 | 99 |  |  |  |  | -0.19634 | 0 |  |  |  |  | 0 | 0
1062 | CIELOGEN_2G | 1 | West | YES | -0.074022 | 12.2 | 0 | 61 |  | 1 | Wind | -1 | 0.19634 | 0 | 61 |  |  |  |  | -0.19634 | 0 |  |  |  |  | 0 | 0
1069 | KINDERMG_1G | 1 | West | YES | -0.074022 | 25 | 5 | 25 | 0 | 1.017 | Cogen | -1 | 0.19634 | 0 | 0 |  |  |  |  | -0.19634 | 0 |  |  |  |  | 0 | 0
1070 | KINDERMG_2G | 1 | West | YES | -0.074022 | 45.7 | 12 | 45.7 | 0 | 1.017 | Cogen | -1 | 0.19634 | 0 | 0 |  |  |  |  | -0.19634 | 0 |  |  |  |  | 0 | 0
1071 | KINDERMG_3G | 1 | West | YES | -0.074022 | 45.7 | 12 | 45.7 | 0 | 1.017 | Cogen | -1 | 0.19634 | 0 | 0 |  |  |  |  | -0.19634 | 0 |  |  |  |  | 0 | 0
36998 | RDCNYNG1 | 1 | West | YES | -0.074231 | 16.8 | 0 | 84 |  | 1.01 | Wind | -1 | 0.19655 | 0 | 84 |  |  |  |  | -0.19655 | 0 |  |  |  |  | 0 | 0
1343 | TRENTIPP_8 | 1 | West | YES | -0.074713 | 30 | 0 | 150 |  | 1.014 | Wind | -1 | 0.19703 | 0 | 150 |  |  |  |  | -0.19703 | 0 |  |  |  |  | 0 | 0
1354 | AEPWIND_8 | 1 | West | YES | -0.074713 | 20.2 | 0 | 101 |  | 1 | Wind | -1 | 0.19703 | 0 | 101 |  |  |  |  | -0.19703 | 0 |  |  |  |  | 0 | 0
8189 | CUECPL2A | 1 | South | YES | 0.1126 | 12 | 0 | 12 | 0 | 1.02 | Cogen | 1 | 0.19713 | 0 | 0 | 0 | 0 |  |  | 0.19713 | 0 |  |  |  |  | 0 | 0
11056 | ROSCOE_1G | 1 | West | YES | -0.074841 | 41.8 | 0 | 209 |  | 1 | Wind | -1 | 0.19716 | 0 | 209 |  |  |  |  | -0.19716 | 0 |  |  |  |  | 0 | 0
11057 | CHAMPION_1G | 1 | West | YES | -0.074841 | 25.3 | 0 | 126.5 |  | 1 | Wind | -1 | 0.19716 | 0 | 126.5 |  |  |  |  | -0.19716 | 0 |  |  |  |  | 0 | 0
11058 | PYRON_1G | 1 | West | YES | -0.074841 | 49.8 | 0 | 249 |  | 1 | Wind | -1 | 0.19716 | 0 | 249 |  |  |  |  | -0.19716 | 0 |  |  |  |  | 0 | 0
11059 | INADALE_1G | 1 | West | YES | -0.074841 | 39.4 | 0 | 197 |  | 1 | Wind | -1 | 0.19716 | 0 | 197 |  |  |  |  | -0.19716 | 0 |  |  |  |  | 0 | 0
71051 | L_BITTCR1_1N | W1 | West | YES | -0.074841 | 7.5 | 0 | 37.5 |  | 1.02 | Wind | -1 | 0.19716 | 0 | 37.5 |  |  |  |  | -0.19716 | 0 |  |  |  |  | 0 | 0
71054 | L_SWEETW1_1N | W1 | West | YES | -0.074841 | 21.5 | 0 | 107.5 |  | 1.02 | Wind | -1 | 0.19716 | 0 | 107.5 |  |  |  |  | -0.19716 | 0 |  |  |  |  | 0 | 0
71057 | L_SWEETW1_2N | W1 | West | YES | -0.074841 | 27 | 0 | 135 |  | 1.02 | Wind | -1 | 0.19716 | 0 | 135 |  |  |  |  | -0.19716 | 0 |  |  |  |  | 0 | 0
71059 | L_SWEETW1_3N | W1 | West | YES | -0.074841 | 23.8 | 0 | 119 | 0 | 1.02 | Wind | -1 | 0.19716 | 0 | 119 |  |  |  |  | -0.19716 | 0 |  |  |  |  | 0 | 0
71060 | L_SWEETW1_4N | W1 | West | YES | -0.074841 | 21 | 0 | 105 | 0 | 1.02 | Wind | -1 | 0.19716 | 0 | 105 |  |  |  |  | -0.19716 | 0 |  |  |  |  | 0 | 0
71061 | L_SWEETW1_5N | W1 | West | YES | -0.074841 | 16.1 | 0 | 80.5 | 0 | 1.02 | Wind | -1 | 0.19716 | 0 | 80.5 |  |  |  |  | -0.19716 | 0 |  |  |  |  | 0 | 0
6144 | MCADOO1A | 1 | West | YES | -0.075145 | 15 | 0 | 150 | 0 | 1.025 | Wind | -1 | 0.19746 | 0 | 150 |  |  |  |  | -0.19746 | 0 |  |  |  |  | 0 | 0
6407 | TURKTRAK1A | 1 | West | YES | -0.075258 | 33.9 | 0 | 169.5 | 0 | 1.025 | Wind | -1 | 0.19758 | 0 | 169.5 |  |  |  |  | -0.19758 | 0 |  |  |  |  | 0 | 0
1417 | SWETWATR_2G | 2 | West | YES | -0.075306 | 72 | 36 | 72 | 0 | 1.026 | CC | -1 | 0.19762 | 72 | 72 |  |  |  |  | -0.19762 | -14.2289 |  |  |  |  | 0 | 0
1418 | SWETWATR_3G | 3 | West | YES | -0.075306 | 68 | 36 | 68 | 0 | 1.026 | CC | -1 | 0.19762 | 68 | 68 |  |  |  |  | -0.19762 | -13.4384 |  |  |  |  | 0 | 0
1419 | SWETWATR_4G | 4 | West | YES | -0.075306 | 61 | 36 | 61 | 0 | 1.026 | CC | -1 | 0.19762 | 61 | 61 |  |  |  |  | -0.19762 | -12.055 |  |  |  |  | 0 | 0
1416 | SWETWATR_1G | 1 | West | YES | -0.075306 | 30 | 18 | 30 | 0 | 1.026 | CC | -1 | 0.19762 | 30 | 30 |  |  |  |  | -0.19762 | -5.9287 |  |  |  |  | 0 | 0
60081 | WHRLWIND1A | 1 | West | YES | -0.076197 | 12 | 0 | 60 | 0 | 1.03 | Wind | -1 | 0.19851 | 0 | 60 |  |  |  |  | -0.19851 | 0 |  |  |  |  | 0 | 0
3108 | STRYKER_2G | 2 | North | YES | -0.076436 | 484 | 75 | 484 | 0 | 1.029 | GST | -1 | 0.19875 | 484 | 484 |  |  | -36.995 | 484 | -0.19875 | -96.1968 |  |  |  |  | 0 | 0
3107 | STRYKER_1G | 1 | North | YES | -0.076436 | 145.6 | 45 | 182 | 0 | 1.029 | GST | -1 | 0.19875 | 182 | 182 |  |  | -13.9114 | 182 | -0.19875 | -36.1732 |  |  |  |  | 0 | 0
5401 | CALAVER_JKS1 | 1 | South | YES | 0.11432 | 562 | 100 | 562 | 0 | 1.026 | LIGCO | 1 | 0.19886 | 0 | 562 | 64.2473 | 562 |  |  | 0.19886 | 111.7567 |  |  |  |  | 0 | 0
5268 | LEON_LCPCT3 | 3 | South | YES | 0.11447 | 43 | 24 | 43 | 0 | 1.0197 | GGT | 1 | 0.19901 | 43 | 43 | 4.9223 | 43 |  |  | 0.19901 | 8.5573 |  |  |  |  | 0 | 0
5266 | LEON_LCPCT1 | 1 | South | YES | 0.11447 | 44 | 24 | 44 | 0 | 1.0197 | GGT | 1 | 0.19901 | 44 | 44 | 5.0367 | 44 |  |  | 0.19901 | 8.7563 |  |  |  |  | 0 | 0
5267 | LEON_LCPCT2 | 2 | South | YES | 0.11447 | 44 | 24 | 44 | 0 | 1.0197 | GGT | 1 | 0.19901 | 44 | 44 | 5.0367 | 44 |  |  | 0.19901 | 8.7563 |  |  |  |  | 0 | 0
5269 | LEON_LCPCT4 | 4 | South | YES | 0.11447 | 45 | 24 | 45 | 0 | 1.0197 | GGT | 1 | 0.19901 | 45 | 45 | 5.1512 | 45 |  |  | 0.19901 | 8.9553 |  |  |  |  | 0 | 0
5264 | LEON_LCP3G3 | 3 | South | YES | 0.11447 | 0 | 20 | 58 |  | 1.0197 | GST | 1 | 0.19901 | 58 | 58 | 6.6393 | 58 |  |  | 0.19901 | 11.5424 |  |  |  |  | 0 | 0
5265 | LEON_LCP4G4 | 4 | South | YES | 0.11447 | 89 | 25 | 89 | 0 | 1.0197 | GST | 1 | 0.19901 | 89 | 89 | 10.1879 | 89 |  |  | 0.19901 | 17.7117 |  |  |  |  | 0 | 0
3309 | ASPN_G | 1 | North | YES | -0.076729 | 50 | 0 | 50 |  | 1 | Bio | -1 | 0.19905 | 50 | 50 |  |  | -3.8365 | 50 | -0.19905 | -9.9523 |  |  |  |  | 0 | 0
3348 | CHAMPION_1G | MB | North | YES | -0.076769 | 0 | 42 | 42 |  | 1 | Cogen | -1 | 0.19909 | 0 | 0 |  |  | 0 | 0 | -0.19909 | 0 |  |  |  |  | 0 | 0
5476 | BRA_AVR1_CT1 | 1 | South | YES | 0.11484 | 155 | 90 | 155 | 0 | 1.025 | CC | 1 | 0.19937 | 155 | 155 | 17.7994 | 155 |  |  | 0.19937 | 30.9026 |  |  |  |  | 0 | 0
5478 | BRA_AVR1_CT2 | 1 | South | YES | 0.11484 | 155 | 90 | 155 | 0 | 1.025 | CC | 1 | 0.19937 | 155 | 155 | 17.7994 | 155 |  |  | 0.19937 | 30.9026 |  |  |  |  | 0 | 0
5477 | BRA_AVR1_ST | 1 | South | YES | 0.11484 | 174 | 138 | 174 | 0 | 1.025 | CC | 1 | 0.19937 | 174 | 174 | 19.9813 | 174 |  |  | 0.19937 | 34.6906 |  |  |  |  | 0 | 0
13119 | TGATEWAY_4G | 4 | North | YES | -0.07726 | 399 | 65 | 399 | 0 | 1.0232 | CC | -1 | 0.19958 | 399 | 399 |  |  | -30.8267 | 399 | -0.19958 | -79.6315 |  |  |  |  | 0 | 0
13116 | TGATEWAY_1G | 1 | North | YES | -0.07726 | 151 | 30 | 151 | 0 | 1.0232 | CC | -1 | 0.19958 | 151 | 151 |  |  | -11.6663 | 151 | -0.19958 | -30.1362 |  |  |  |  | 0 | 0
13118 | TGATEWAY_3G | 3 | North | YES | -0.07726 | 148 | 30 | 148 | 0 | 1.0232 | CC | -1 | 0.19958 | 148 | 148 |  |  | -11.4345 | 148 | -0.19958 | -29.5375 |  |  |  |  | 0 | 0
13117 | TGATEWAY_2G | 2 | North | YES | -0.07726 | 130 | 30 | 130 | 0 | 1.0232 | CC | -1 | 0.19958 | 130 | 130 |  |  | -10.0438 | 130 | -0.19958 | -25.9451 |  |  |  |  | 0 | 0
1437 | MESQUITW_1G | 1 | North | YES | -0.077404 | 40 | 0 | 400 | 0 | 1.023 | Wind | -1 | 0.19972 | 0 | 400 |  |  | 0 | 0 | -0.19972 | 0 |  |  |  |  | 0 | 0
1438 | MESQUITW_2G | 1 | North | YES | -0.077408 | 23.6 | 0 | 236 |  | 1.017 | Wind | -1 | 0.19973 | 0 | 236 |  |  | 0 | 0 | -0.19973 | 0 |  |  |  |  | 0 | 0
5028 | BRAUNIG_VHB3 | 3 | South | YES | 0.11524 | 407 | 60 | 407 | 0 | 1.0138 | GST | 1 | 0.19978 | 407 | 407 | 46.9027 | 407 |  |  | 0.19978 | 81.309 |  |  |  |  | 0 | 0
5026 | BRAUNIG_VHB1 | 1 | South | YES | 0.1153 | 215 | 40 | 215 | 0 | 1.0192 | GST | 1 | 0.19984 | 215 | 215 | 24.7901 | 215 |  |  | 0.19984 | 42.9655 |  |  |  |  | 0 | 0
5027 | BRAUNIG_VHB2 | 2 | South | YES | 0.1153 | 216 | 40 | 216 | 0 | 1.0192 | GST | 1 | 0.19984 | 216 | 216 | 24.9054 | 216 |  |  | 0.19984 | 43.1653 |  |  |  |  | 0 | 0
5397 | CALAVER_OWS2 | 2 | South | YES | 0.11545 | 400 | 80 | 400 | 0 | 1.0192 | GST | 1 | 0.19998 | 400 | 400 | 46.1784 | 400 |  |  | 0.19998 | 79.9929 |  |  |  |  | 0 | 0
5396 | CALAVER_OWS1 | 1 | South | YES | 0.11545 | 418 | 80 | 418 | 0 | 1.0192 | GST | 1 | 0.19998 | 418 | 418 | 48.2564 | 418 |  |  | 0.19998 | 83.5926 |  |  |  |  | 0 | 0
3097 | MARTLAKE_1G | 1 | North | YES | -0.077669 | 790 | 500 | 790 | 0 | 1.017 | LIGCO | -1 | 0.19999 | 0 | 790 |  |  | 0 | 0 | -0.19999 | 0 |  |  |  |  | 0 | 0
3098 | MARTLAKE_2G | 2 | North | YES | -0.077669 | 795 | 461 | 795 | 0 | 1.017 | LIGCO | -1 | 0.19999 | 0 | 795 |  |  | 0 | 0 | -0.19999 | 0 |  |  |  |  | 0 | 0
3099 | MARTLAKE_3G | 3 | North | YES | -0.077669 | 804 | 500 | 804 | 0 | 1.017 | LIGCO | -1 | 0.19999 | 0 | 804 |  |  | 0 | 0 | -0.19999 | 0 |  |  |  |  | 0 | 0
5111 | CALAVER_JTD1 | 1 | South | YES | 0.1156 | 430 | 80 | 430 | 0 | 1.0138 | LIGCO | 1 | 0.20013 | 0 | 430 | 49.7071 | 430 |  |  | 0.20013 | 86.0578 |  |  |  |  | 0 | 0
5112 | CALAVER_JTD2 | 2 | South | YES | 0.1156 | 430 | 80 | 430 | 0 | 1.0138 | LIGCO | 1 | 0.20013 | 0 | 430 | 49.7071 | 430 |  |  | 0.20013 | 86.0578 |  |  |  |  | 0 | 0
1442 | COKFIELD_5 | 1 | North | YES | -0.078214 | 16.5 | 0 | 165 |  | 1.029 | Wind | -1 | 0.20053 | 0 | 165 |  |  | 0 | 0 | -0.20053 | 0 |  |  |  |  | 0 | 0
5436 | TUTTL_WBT1G1 | 1 | South | YES | 0.1161 | 48.8 | 20 | 61 | 0 | 1.012 | GST | 1 | 0.20064 | 61 | 61 | 7.0821 | 61 |  |  | 0.20064 | 12.2388 |  |  |  |  | 0 | 0
5438 | TUTTL_WBT3G3 | 3 | South | YES | 0.1161 | 95 | 25 | 95 | 0 | 1.012 | GST | 1 | 0.20064 | 95 | 95 | 11.0295 | 95 |  |  | 0.20064 | 19.0604 |  |  |  |  | 0 | 0
5439 | TUTTL_WBT4G4 | 4 | South | YES | 0.1161 | 151 | 40 | 151 | 0 | 1.012 | GST | 1 | 0.20064 | 151 | 151 | 17.5311 | 151 |  |  | 0.20064 | 30.2961 |  |  |  |  | 0 | 0
7031 | L_MARSFO1G1Y | 1 | South | YES | 0.11659 | 0 | 0 | 36 |  | 1 | Hydro | 1 | 0.20112 | 0 | 0 | 0 | 0 |  |  | 0.20112 | 0 |  |  |  |  | 0 | 0
7032 | L_MARSFO1G2Y | 2 | South | YES | 0.11659 | 0 | 0 | 35 |  | 1 | Hydro | 1 | 0.20112 | 0 | 0 | 0 | 0 |  |  | 0.20112 | 0 |  |  |  |  | 0 | 0
7033 | L_MARSFO1G3Y | 3 | South | YES | 0.11659 | 0 | 0 | 36 |  | 1 | Hydro | 1 | 0.20112 | 0 | 0 | 0 | 0 |  |  | 0.20112 | 0 |  |  |  |  | 0 | 0
6100 | OKLA7A | EQ | West | YES | -0.078835 | 50 | -220 | 220 | 0 | 1.035 | DCTie | -1 | 0.20115 | 0 | 0 |  |  |  |  | -0.20115 | 0 |  |  |  |  | 0 | 0
6752 | OKLA0A | 1 | West | YES | -0.078835 | 649.7 | 175 | 649.7 | 0 | 1.035 | LIGCO | -1 | 0.20115 | 0 | 649.7 |  |  |  |  | -0.20115 | 0 |  |  |  |  | 0 | 0
1432 | GRHAMSES_2G | 2 | North | YES | -0.080766 | 294.9 | 90 | 366 | 0 | 1.014 | GST | -1 | 0.20308 | 366 | 366 |  |  | -29.5604 | 366 | -0.20308 | -74.3287 |  |  |  |  | 0 | 0
12424 | FPLEFR2S_G | 4 | North | YES | -0.08079 | 415 | 191 | 415 | 0 | 1 | CC | -1 | 0.20311 | 415 | 415 |  |  | -33.5279 | 415 | -0.20311 | -84.2897 |  |  |  |  | 0 | 0
12414 | FPLEFR1S_G | 4 | North | YES | -0.08079 | 414 | 191 | 414 | 0 | 1 | CC | -1 | 0.20311 | 414 | 414 |  |  | -33.4471 | 414 | -0.20311 | -84.0866 |  |  |  |  | 0 | 0
12412 | FPLEFR1B_G | 2 | North | YES | -0.08079 | 164 | 72 | 164 | 0 | 1 | CC | -1 | 0.20311 | 164 | 164 |  |  | -13.2496 | 164 | -0.20311 | -33.3097 |  |  |  |  | 0 | 0
12413 | FPLEFR1C_G | 3 | North | YES | -0.08079 | 164 | 72 | 164 | 0 | 1 | CC | -1 | 0.20311 | 164 | 164 |  |  | -13.2496 | 164 | -0.20311 | -33.3097 |  |  |  |  | 0 | 0
12423 | FPLEFR2C_G | 3 | North | YES | -0.08079 | 163 | 72 | 163 | 0 | 1 | CC | -1 | 0.20311 | 163 | 163 |  |  | -13.1688 | 163 | -0.20311 | -33.1066 |  |  |  |  | 0 | 0
12421 | FPLEFR2A_G | 1 | North | YES | -0.08079 | 162 | 72 | 162 | 0 | 1 | CC | -1 | 0.20311 | 162 | 162 |  |  | -13.088 | 162 | -0.20311 | -32.9035 |  |  |  |  | 0 | 0
12411 | FPLEFR1A_G | 1 | North | YES | -0.08079 | 161 | 72 | 161 | 0 | 1 | CC | -1 | 0.20311 | 161 | 161 |  |  | -13.0072 | 161 | -0.20311 | -32.7004 |  |  |  |  | 0 | 0
12422 | FPLEFR2B_G | 2 | North | YES | -0.08079 | 161 | 72 | 161 | 0 | 1 | CC | -1 | 0.20311 | 161 | 161 |  |  | -13.0072 | 161 | -0.20311 | -32.7004 |  |  |  |  | 0 | 0
1479 | WFCOGEN_1G | 1 | North | YES | -0.080878 | 16 | 12 | 20 | 0 | 1 | Cogen | -1 | 0.2032 | 0 | 0 |  |  | 0 | 0 | -0.2032 | 0 |  |  |  |  | 0 | 0
1479 | WFCOGEN_1G | 2 | North | YES | -0.080878 | 16 | 12 | 20 | 0 | 1 | Cogen | -1 | 0.2032 | 0 | 0 |  |  | 0 | 0 | -0.2032 | 0 |  |  |  |  | 0 | 0
1482 | WFCOGEN_2G | 1 | North | YES | -0.080878 | 16 | 12 | 20 | 0 | 1 | Cogen | -1 | 0.2032 | 0 | 0 |  |  | 0 | 0 | -0.2032 | 0 |  |  |  |  | 0 | 0
1482 | WFCOGEN_2G | 2 | North | YES | -0.080878 | 13.6 | 12 | 17 | 0 | 1 | Cogen | -1 | 0.2032 | 0 | 0 |  |  | 0 | 0 | -0.2032 | 0 |  |  |  |  | 0 | 0
1433 | GRHAMSES_1G | 1 | North | YES | -0.080999 | 242 | 60 | 242 | 0 | 1.038 | GST | -1 | 0.20332 | 242 | 242 |  |  | -19.6018 | 242 | -0.20332 | -49.2027 |  |  |  |  | 0 | 0
7624 | L_LAKEWO9_1Y | 1 | South | YES | 0.11903 | 0 | 0 | 2.4 |  | 1 | Hydro | 1 | 0.20357 | 0 | 0 | 0 | 0 |  |  | 0.20357 | 0 |  |  |  |  | 0 | 0
7624 | L_LAKEWO9_1Y | 2 | South | YES | 0.11903 | 0 | 0 | 2.4 |  | 1 | Hydro | 1 | 0.20357 | 0 | 0 | 0 | 0 |  |  | 0.20357 | 0 |  |  |  |  | 0 | 0
3126 | TRINIDAD_6G | 1 | North | YES | -0.081421 | 179.2 | 46 | 224 | 0 | 1 | GST | -1 | 0.20374 | 224 | 224 |  |  | -18.2383 | 224 | -0.20374 | -45.6375 |  |  |  |  | 0 | 0
2452 | LKHB2_G | 2 | North | YES | -0.081422 | 516 | 80 | 516 | 0 | 1.022 | GST | -1 | 0.20374 | 516 | 516 |  |  | -42.0138 | 516 | -0.20374 | -105.1297 |  |  |  |  | 0 | 0
2451 | LKHB1_G | 1 | North | YES | -0.081422 | 0 | 80 | 391 |  | 1.022 | GST | -1 | 0.20374 | 391 | 391 |  |  | -31.836 | 391 | -0.20374 | -79.6622 |  |  |  |  | 0 | 0
12440 | PARKD_1SVC8 | 1 | North | YES | -0.081561 | 0 | 0 | 0 | 0 | 1.007 | GST | -1 | 0.20388 | 0 | 0 |  |  | 0 | 0 | -0.20388 | 0 |  |  |  |  | 0 | 0
12449 | PARKD_2SVC8 | 1 | North | YES | -0.081561 | 0 | 0 | 0 | 0 | 1.007 | GST | -1 | 0.20388 | 0 | 0 |  |  | 0 | 0 | -0.20388 | 0 |  |  |  |  | 0 | 0
950 | STEAM3 | 1 | North | YES | -0.081592 | 41 | 13 | 42 | 0 | 1.02 | GST | -1 | 0.20391 | 42 | 42 |  |  | -3.4269 | 42 | -0.20391 | -8.5642 |  |  |  |  | 0 | 0
949 | STEAM2 | 1 | North | YES | -0.081592 | 26 | 8 | 26 | 0 | 0.99 | GST | -1 | 0.20391 | 26 | 26 |  |  | -2.1214 | 26 | -0.20391 | -5.3017 |  |  |  |  | 0 | 0
948 | STEAM1 | 1 | North | YES | -0.081592 | 0 | 12 | 20 |  | 1.02 | GST | -1 | 0.20391 | 20 | 20 |  |  | -1.6318 | 20 | -0.20391 | -4.0782 |  |  |  |  | 0 | 0
844 | OLINGER_G3 | 1 | North | YES | -0.081724 | 103.9 | 45 | 150 | 0 | 1.03 | GST | -1 | 0.20404 | 150 | 150 |  |  | -12.2586 | 150 | -0.20404 | -30.6063 |  |  |  |  | 0 | 0
843 | OLINGER_G2 | 1 | North | YES | -0.081724 | 76.2 | 25 | 110 | 0 | 1.03 | GST | -1 | 0.20404 | 110 | 110 |  |  | -8.9896 | 110 | -0.20404 | -22.4446 |  |  |  |  | 0 | 0
842 | OLINGER_G1 | 1 | North | YES | -0.081724 | 55.4 | 20 | 79 | 0 | 1.03 | GST | -1 | 0.20404 | 79 | 79 |  |  | -6.4562 | 79 | -0.20404 | -16.1193 |  |  |  |  | 0 | 0
845 | OLINGER_G4 | 1 | North | YES | -0.081724 | 51.9 | 0 | 76 | 0 | 1.03 | GGT | -1 | 0.20404 | 76 | 76 |  |  | -6.211 | 76 | -0.20404 | -15.5072 |  |  |  |  | 0 | 0
837 | NEWMAN_G5 | 1 | North | YES | -0.081733 | 0 | 15 | 40 |  | 1.01 | GST | -1 | 0.20405 | 40 | 40 |  |  | -3.2693 | 40 | -0.20405 | -8.162 |  |  |  |  | 0 | 0
7801 | L_GUADGE1_2Y | 2 | South | YES | 0.11954 | 138 | 30 | 138 | 0 | 1.02 | CC | 1 | 0.20408 | 138 | 138 | 16.4967 | 138 |  |  | 0.20408 | 28.1627 |  |  |  |  | 0 | 0
7802 | L_GUADGE1_3Y | 3 | South | YES | 0.11954 | 146 | 30 | 146 | 0 | 1.02 | CC | 1 | 0.20408 | 146 | 146 | 17.453 | 146 |  |  | 0.20408 | 29.7953 |  |  |  |  | 0 | 0
7800 | L_GUADGE1_1Y | 1 | South | YES | 0.11954 | 147 | 30 | 147 | 0 | 1.02 | CC | 1 | 0.20408 | 147 | 147 | 17.5725 | 147 |  |  | 0.20408 | 29.9994 |  |  |  |  | 0 | 0
7803 | L_GUADGE1_4Y | 4 | South | YES | 0.11954 | 149 | 30 | 149 | 0 | 1.02 | CC | 1 | 0.20408 | 149 | 149 | 17.8116 | 149 |  |  | 0.20408 | 30.4075 |  |  |  |  | 0 | 0
7804 | L_GUADGE1_5Y | 5 | South | YES | 0.11954 | 182 | 30 | 182 | 0 | 1.02 | CC | 1 | 0.20408 | 182 | 182 | 21.7565 | 182 |  |  | 0.20408 | 37.1421 |  |  |  |  | 0 | 0
7805 | L_GUADGE1_6Y | 6 | South | YES | 0.11954 | 203 | 30 | 203 | 0 | 1.02 | CC | 1 | 0.20408 | 203 | 203 | 24.2668 | 203 |  |  | 0.20408 | 41.4277 |  |  |  |  | 0 | 0
1701 | MOSES_1G | 1 | North | YES | -0.08181 | 558 | 175 | 558 | 0 | 1.023 | LIGCO | -1 | 0.20413 | 0 | 558 |  |  | 0 | 0 | -0.20413 | 0 |  |  |  |  | 0 | 0
1702 | MOSES_2G | 2 | North | YES | -0.08181 | 579 | 175 | 579 | 0 | 1.023 | LIGCO | -1 | 0.20413 | 0 | 579 |  |  | 0 | 0 | -0.20413 | 0 |  |  |  |  | 0 | 0
1703 | MOSES_3G | 3 | North | YES | -0.08181 | 808 | 463 | 808 | 0 | 1.023 | LIGCO | -1 | 0.20413 | 0 | 808 |  |  | 0 | 0 | -0.20413 | 0 |  |  |  |  | 0 | 0
5925 | DCEAST | EQ | North | YES | -0.08181 | 400.3 | -600 | 600 | 0 | 1.025 | DCTie | -1 | 0.20413 | 0 | 0 |  |  | 0 | 0 | -0.20413 | 0 |  |  |  |  | 0 | 0
1675 | PEC_1G | 1 | North | YES | -0.081871 | 76.7 | 35 | 76.7 | 0 | 1.022 | Cogen | -1 | 0.20419 | 0 | 0 |  |  | 0 | 0 | -0.20419 | 0 |  |  |  |  | 0 | 0
1676 | PEC_2G | 2 | North | YES | -0.081871 | 79.6 | 35 | 79.6 | 0 | 1.022 | Cogen | -1 | 0.20419 | 0 | 0 |  |  | 0 | 0 | -0.20419 | 0 |  |  |  |  | 0 | 0
1677 | PEC_3G | 3 | North | YES | -0.081871 | 88.4 | 35 | 88.4 | 0 | 1.022 | Cogen | -1 | 0.20419 | 0 | 0 |  |  | 0 | 0 | -0.20419 | 0 |  |  |  |  | 0 | 0
1683 | LAMARPWR_6G | 6 | North | YES | -0.081941 | 198 | 129.1 | 198 | 0 | 1.038 | CC | -1 | 0.20426 | 198 | 198 |  |  | -16.2243 | 198 | -0.20426 | -40.4432 |  |  |  |  | 0 | 0
1680 | LAMARPWR_3G | 3 | North | YES | -0.081941 | 196 | 129.1 | 196 | 0 | 1.038 | CC | -1 | 0.20426 | 196 | 196 |  |  | -16.0604 | 196 | -0.20426 | -40.0347 |  |  |  |  | 0 | 0
1678 | LAMARPWR_1G | 1 | North | YES | -0.081941 | 160 | 67.7 | 160 | 0 | 1.038 | CC | -1 | 0.20426 | 160 | 160 |  |  | -13.1106 | 160 | -0.20426 | -32.6814 |  |  |  |  | 0 | 0
1682 | LAMARPWR_5G | 5 | North | YES | -0.081941 | 157 | 67.7 | 157 | 0 | 1.038 | CC | -1 | 0.20426 | 157 | 157 |  |  | -12.8647 | 157 | -0.20426 | -32.0686 |  |  |  |  | 0 | 0
1679 | LAMARPWR_2G | 2 | North | YES | -0.081941 | 156 | 67.7 | 156 | 0 | 1.038 | CC | -1 | 0.20426 | 156 | 156 |  |  | -12.7828 | 156 | -0.20426 | -31.8644 |  |  |  |  | 0 | 0
1681 | LAMARPWR_4G | 4 | North | YES | -0.081941 | 156 | 67.7 | 156 | 0 | 1.038 | CC | -1 | 0.20426 | 156 | 156 |  |  | -12.7828 | 156 | -0.20426 | -31.8644 |  |  |  |  | 0 | 0
1689 | VALLEY_3G | 3 | North | YES | -0.082021 | 0 | 25 | 375 |  | 1.003 | GST | -1 | 0.20434 | 375 | 375 |  |  | -30.7579 | 375 | -0.20434 | -76.627 |  |  |  |  | 0 | 0
11693 | KMICHIST3_G | 3 | North | YES | -0.082021 | 312 | 60 | 312 | 0 | 1.026 | CC | -1 | 0.20434 | 312 | 312 |  |  | -25.5906 | 312 | -0.20434 | -63.7537 |  |  |  |  | 0 | 0
11696 | KMICHIST6_G | 6 | North | YES | -0.082021 | 310 | 60 | 310 | 0 | 1.026 | CC | -1 | 0.20434 | 310 | 310 |  |  | -25.4265 | 310 | -0.20434 | -63.345 |  |  |  |  | 0 | 0
11695 | KMICHICT5_G | 5 | North | YES | -0.082021 | 148 | 80 | 148 | 0 | 1.026 | CC | -1 | 0.20434 | 148 | 148 |  |  | -12.1391 | 148 | -0.20434 | -30.2421 |  |  |  |  | 0 | 0
11692 | KMICHICT2_G | 2 | North | YES | -0.082021 | 146 | 80 | 146 | 0 | 1.026 | CC | -1 | 0.20434 | 146 | 146 |  |  | -11.9751 | 146 | -0.20434 | -29.8335 |  |  |  |  | 0 | 0
11691 | KMICHICT1_G | 1 | North | YES | -0.082021 | 144 | 80 | 144 | 0 | 1.026 | CC | -1 | 0.20434 | 144 | 144 |  |  | -11.811 | 144 | -0.20434 | -29.4248 |  |  |  |  | 0 | 0
11694 | KMICHICT4_G | 4 | North | YES | -0.082021 | 144 | 80 | 144 | 0 | 1.026 | CC | -1 | 0.20434 | 144 | 144 |  |  | -11.811 | 144 | -0.20434 | -29.4248 |  |  |  |  | 0 | 0
1688 | VALLEY_2G | 2 | North | YES | -0.082136 | 527 | 90 | 527 | 0 | 1.029 | GSC | -1 | 0.20445 | 527 | 527 |  |  | -43.2857 | 527 | -0.20445 | -107.7471 |  |  |  |  | 0 | 0
1687 | VALLEY_1G | 1 | North | YES | -0.082136 | 136 | 15 | 170 | 0 | 1.029 | GST | -1 | 0.20445 | 170 | 170 |  |  | -13.9631 | 170 | -0.20445 | -34.7571 |  |  |  |  | 0 | 0
6948 | DENISNDM | 1 | North | YES | -0.082239 | 40 | 5 | 40 |  | 1.015 | Hydro | -1 | 0.20456 | 0 | 0 |  |  | 0 | 0 | -0.20456 | 0 |  |  |  |  | 0 | 0
6948 | DENISNDM | 2 | North | YES | -0.082239 | 31 | 5 | 40 |  | 1.015 | Hydro | -1 | 0.20456 | 0 | 0 |  |  | 0 | 0 | -0.20456 | 0 |  |  |  |  | 0 | 0
2371 | COLLIN_1G | MB | North | YES | -0.082748 | 0 | 40 | 138 |  | 1.022 | GST | -1 | 0.20507 | 0 | 0 |  |  | 0 | 0 | -0.20507 | 0 |  |  |  |  | 0 | 0
1455 | WCPWRCO_3G | 3 | North | YES | -0.082907 | 242 | 50 | 242 |  | 1.02 | CC | -1 | 0.20522 | 242 | 242 |  |  | -20.0635 | 242 | -0.20522 | -49.6644 |  |  |  |  | 0 | 0
1453 | WCPWRCO_1G | 1 | North | YES | -0.082907 | 204 | 50 | 204 | 0 | 1.02 | CC | -1 | 0.20522 | 204 | 204 |  |  | -16.913 | 204 | -0.20522 | -41.8659 |  |  |  |  | 0 | 0
1454 | WCPWRCO_2G | 2 | North | YES | -0.082907 | 204 | 50 | 204 | 0 | 1.02 | CC | -1 | 0.20522 | 204 | 204 |  |  | -16.913 | 204 | -0.20522 | -41.8659 |  |  |  |  | 0 | 0
2417 | MTCK8_G | 8 | North | YES | -0.082994 | 444.8 | 60 | 556 | 0 | 1.022 | GSC | -1 | 0.20531 | 556 | 556 |  |  | -46.1447 | 556 | -0.20531 | -114.1533 |  |  |  |  | 0 | 0
2413 | MTCK6_G | 6 | North | YES | -0.082994 | 0 | 30 | 118 |  | 1.022 | GST | -1 | 0.20531 | 118 | 118 |  |  | -9.7933 | 118 | -0.20531 | -24.2268 |  |  |  |  | 0 | 0
2414 | MTCK7_G | 7 | North | YES | -0.082994 | 0 | 30 | 115 |  | 1.022 | GST | -1 | 0.20531 | 115 | 115 |  |  | -9.5443 | 115 | -0.20531 | -23.6109 |  |  |  |  | 0 | 0
1600 | BARTNWND_1G | 1 | North | YES | -0.083062 | 12 | 0 | 120 | 0 | 1.022 | Wind | -1 | 0.20538 | 0 | 120 |  |  | 0 | 0 | -0.20538 | 0 |  |  |  |  | 0 | 0
344 | MRSSHPRD | 1 | North | YES | -0.083082 | 0 | 0 | 12 |  | 1.03 | Hydro | -1 | 0.2054 | 0 | 0 |  |  | 0 | 0 | -0.2054 | 0 |  |  |  |  | 0 | 0
345 | MRSSHPRD01 | 2 | North | YES | -0.083082 | 0 | 0 | 12 |  | 1.03 | Hydro | -1 | 0.2054 | 0 | 0 |  |  | 0 | 0 | -0.2054 | 0 |  |  |  |  | 0 | 0
728 | WOLFRIDGE801 | 1 | North | YES | -0.083217 | 11.2 | 0 | 112.5 | 0 | 0.99 | Wind | -1 | 0.20553 | 0 | 112.5 |  |  | 0 | 0 | -0.20553 | 0 |  |  |  |  | 0 | 0
7609 | L_SCHUMA8_1Y | 1 | South | YES | 0.12105 | 0 | 0 | 4 |  | 1 | Hydro | 1 | 0.20558 | 0 | 0 | 0 | 0 |  |  | 0.20558 | 0 |  |  |  |  | 0 | 0
924 | SPENCER_G5 | 1 | North | YES | -0.0833 | 52 | 20 | 66 | 0 | 1.03 | GST | -1 | 0.20562 | 66 | 66 |  |  | -5.4978 | 66 | -0.20562 | -13.5708 |  |  |  |  | 0 | 0
923 | SPENCER_G4 | 1 | North | YES | -0.0833 | 48 | 20 | 61 | 0 | 1.03 | GST | -1 | 0.20562 | 61 | 61 |  |  | -5.0813 | 61 | -0.20562 | -12.5427 |  |  |  |  | 0 | 0
2383 | NTHLK3_G | 3 | North | YES | -0.083341 | 0 | 50 | 329 |  | 1.022 | GST | -1 | 0.20566 | 329 | 329 |  |  | -27.4192 | 329 | -0.20566 | -67.6617 |  |  |  |  | 0 | 0
2382 | NTHLK2_G | 2 | North | YES | -0.083341 | 0 | 35 | 181 |  | 1.022 | GST | -1 | 0.20566 | 181 | 181 |  |  | -15.0847 | 181 | -0.20566 | -37.2242 |  |  |  |  | 0 | 0
2381 | NTHLK1_G | 1 | North | YES | -0.083341 | 0 | 35 | 156 |  | 1.022 | GST | -1 | 0.20566 | 156 | 156 |  |  | -13.0012 | 156 | -0.20566 | -32.0828 |  |  |  |  | 0 | 0
580 | JCKCNTY801 | 1 | North | YES | -0.083981 | 288 | 0 | 288 | 0 | 1.022 | CC | -1 | 0.2063 | 288 | 288 |  |  | -24.1865 | 288 | -0.2063 | -59.414 |  |  |  |  | 0 | 0
581 | JCKCNTY802 | 2 | North | YES | -0.083981 | 147 | 0 | 147 | 0 | 1.022 | CC | -1 | 0.2063 | 147 | 147 |  |  | -12.3452 | 147 | -0.2063 | -30.3259 |  |  |  |  | 0 | 0
582 | JCKCNTY803 | 3 | North | YES | -0.083981 | 147 | 0 | 147 | 0 | 1.022 | CC | -1 | 0.2063 | 147 | 147 |  |  | -12.3452 | 147 | -0.2063 | -30.3259 |  |  |  |  | 0 | 0
7605 | L_MCQUEE9_1Y | 1 | South | YES | 0.12185 | 0 | 0 | 2.4 |  | 1.025 | Hydro | 1 | 0.20639 | 0 | 0 | 0 | 0 |  |  | 0.20639 | 0 |  |  |  |  | 0 | 0
7605 | L_MCQUEE9_1Y | 2 | South | YES | 0.12185 | 0 | 0 | 2.4 |  | 1.025 | Hydro | 1 | 0.20639 | 0 | 0 | 0 | 0 |  |  | 0.20639 | 0 |  |  |  |  | 0 | 0
7605 | L_MCQUEE9_1Y | 3 | South | YES | 0.12185 | 0 | 0 | 2.8 |  | 1.025 | Hydro | 1 | 0.20639 | 0 | 0 | 0 | 0 |  |  | 0.20639 | 0 |  |  |  |  | 0 | 0
12322 | ENNSTRAC_1G | 1 | North | YES | -0.084707 | 196 | 130 | 196 | 0 | 1.036 | CC | -1 | 0.20702 | 196 | 196 |  |  | -16.6026 | 196 | -0.20702 | -40.5769 |  |  |  |  | 0 | 0
12323 | ENNSTRAC_2G | 2 | North | YES | -0.084707 | 116 | 100 | 116 | 0 | 1.036 | CC | -1 | 0.20702 | 116 | 116 |  |  | -9.826 | 116 | -0.20702 | -24.0149 |  |  |  |  | 0 | 0
1861 | EAGLEMNT_1G | MB | North | YES | -0.084756 | 0 | 30 | 112 |  | 1.022 | GST | -1 | 0.20707 | 0 | 0 |  |  | 0 | 0 | -0.20707 | 0 |  |  |  |  | 0 | 0
1862 | EAGLEMNT_2G | MB | North | YES | -0.084756 | 0 | 40 | 100 |  | 1.022 | GST | -1 | 0.20707 | 0 | 0 |  |  | 0 | 0 | -0.20707 | 0 |  |  |  |  | 0 | 0
1863 | EAGLEMNT_3G | MB | North | YES | -0.084756 | 0 | 50 | 378 |  | 1.022 | GST | -1 | 0.20707 | 0 | 0 |  |  | 0 | 0 | -0.20707 | 0 |  |  |  |  | 0 | 0
505 | NTHTEXAS03 | 3 | North | YES | -0.085089 | 30.4 | 15 | 38 |  | 1.015 | GST | -1 | 0.20741 | 38 | 38 |  |  | -3.2334 | 38 | -0.20741 | -7.8815 |  |  |  |  | 0 | 0
503 | NTHTEXAS01 | 1 | North | YES | -0.085089 | 0 | 5 | 18 |  | 1.015 | GST | -1 | 0.20741 | 18 | 18 |  |  | -1.5316 | 18 | -0.20741 | -3.7333 |  |  |  |  | 0 | 0
504 | NTHTEXAS02 | 2 | North | YES | -0.085089 | 14.4 | 5 | 18 |  | 1.015 | GST | -1 | 0.20741 | 18 | 18 |  |  | -1.5316 | 18 | -0.20741 | -3.7333 |  |  |  |  | 0 | 0
1643 | SLSTR1PP_1G | 1 | North | YES | -0.085341 | 6 | 0 | 60 | 0 | 1.022 | Wind | -1 | 0.20766 | 0 | 60 |  |  | 0 | 0 | -0.20766 | 0 |  |  |  |  | 0 | 0
1898 | COMCHEPK_1G | 1 | North | YES | -0.085561 | 1217 | 1150 | 1217 | 0 | 1.032 | Nuc | -1 | 0.20788 | 0 | 0 |  |  | 0 | 0 | -0.20788 | 0 |  |  |  |  | 0 | 0
1899 | COMCHEPK_2G | 2 | North | YES | -0.085561 | 1159 | 1128 | 1159 | 0 | 1.032 | Nuc | -1 | 0.20788 | 0 | 0 |  |  | 0 | 0 | -0.20788 | 0 |  |  |  |  | 0 | 0
1879 | WLFHOLW_3G | 3 | North | YES | -0.085759 | 272.4 | 89.2 | 272.4 | 0 | 1.032 | CC | -1 | 0.20808 | 272.4 | 272.4 |  |  | -23.3608 | 272.4 | -0.20808 | -56.6801 |  |  |  |  | 0 | 0
1877 | WLFHOLW_1G | 1 | North | YES | -0.085759 | 217.3 | 89.2 | 217.3 | 0 | 1.032 | CC | -1 | 0.20808 | 217.3 | 217.3 |  |  | -18.6354 | 217.3 | -0.20808 | -45.2151 |  |  |  |  | 0 | 0
1878 | WLFHOLW_2G | 2 | North | YES | -0.085759 | 215.7 | 105 | 215.7 | 0 | 1.032 | CC | -1 | 0.20808 | 215.7 | 215.7 |  |  | -18.4982 | 215.7 | -0.20808 | -44.8822 |  |  |  |  | 0 | 0
1889 | DECRDOVA_1G | 1 | North | YES | -0.086014 | 779 | 255 | 779 | 0 | 1.02 | GSC | -1 | 0.20833 | 779 | 779 |  |  | -67.0049 | 779 | -0.20833 | -162.2904 |  |  |  |  | 0 | 0
334 | RWMILLER03 | 3 | North | YES | -0.086014 | 166.4 | 65 | 208 | 0 | 1.04 | GST | -1 | 0.20833 | 208 | 208 |  |  | -17.8909 | 208 | -0.20833 | -43.333 |  |  |  |  | 0 | 0
333 | RWMILLER02 | 2 | North | YES | -0.086014 | 95.2 | 37 | 119 | 0 | 1.04 | GST | -1 | 0.20833 | 119 | 119 |  |  | -10.2357 | 119 | -0.20833 | -24.7915 |  |  |  |  | 0 | 0
335 | RWMILLER04 | 4 | North | YES | -0.086014 | 81.6 | 0 | 102 | 0 | 1.04 | GST | -1 | 0.20833 | 102 | 102 |  |  | -8.7734 | 102 | -0.20833 | -21.2498 |  |  |  |  | 0 | 0
336 | RWMILLER05 | 5 | North | YES | -0.086014 | 80.8 | 0 | 101 | 0 | 1.04 | GST | -1 | 0.20833 | 101 | 101 |  |  | -8.6874 | 101 | -0.20833 | -21.0415 |  |  |  |  | 0 | 0
332 | RWMILLER01 | 1 | North | YES | -0.086014 | 58.4 | 18.5 | 73 | 0 | 1.04 | GST | -1 | 0.20833 | 73 | 73 |  |  | -6.279 | 73 | -0.20833 | -15.2082 |  |  |  |  | 0 | 0
1948 | HANDLEY_4G | 4 | North | YES | -0.086033 | 348 | 150 | 435 | 0 | 1.022 | GST | -1 | 0.20835 | 435 | 435 |  |  | -37.4244 | 435 | -0.20835 | -90.6326 |  |  |  |  | 0 | 0
1949 | HANDLEY_5G | 5 | North | YES | -0.086154 | 348 | 150 | 435 | 0 | 1.022 | GST | -1 | 0.20847 | 435 | 435 |  |  | -37.477 | 435 | -0.20847 | -90.6852 |  |  |  |  | 0 | 0
1947 | HANDLEY_3G | 3 | North | YES | -0.086154 | 316 | 100 | 395 | 0 | 1.022 | GST | -1 | 0.20847 | 395 | 395 |  |  | -34.0308 | 395 | -0.20847 | -82.3463 |  |  |  |  | 0 | 0
7810 | L_RIONOG1G1Y | 1 | South | YES | 0.12398 | 148 | 0 | 148 | 0 | 1.02 | CC | 1 | 0.20852 | 148 | 148 | 18.3493 | 148 |  |  | 0.20852 | 30.8607 |  |  |  |  | 0 | 0
7811 | L_RIONOG1G2Y | 2 | South | YES | 0.12398 | 148 | 0 | 148 | 0 | 1.02 | CC | 1 | 0.20852 | 148 | 148 | 18.3493 | 148 |  |  | 0.20852 | 30.8607 |  |  |  |  | 0 | 0
7812 | L_RIONOG1G3Y | 3 | South | YES | 0.12398 | 154 | 0 | 154 | 0 | 1.02 | CC | 1 | 0.20852 | 154 | 154 | 19.0932 | 154 |  |  | 0.20852 | 32.1118 |  |  |  |  | 0 | 0
7813 | L_RIONOG1S1Y | 4 | South | YES | 0.12398 | 293 | 0 | 293 | 0 | 1.02 | CC | 1 | 0.20852 | 293 | 293 | 36.3267 | 293 |  |  | 0.20852 | 61.0959 |  |  |  |  | 0 | 0
7487 | L_CANYHY8_1Y | 1 | South | YES | 0.12497 | 0 | 0 | 6 |  | 1 | Hydro | 1 | 0.20951 | 0 | 0 | 0 | 0 |  |  | 0.20951 | 0 |  |  |  |  | 0 | 0
1892 | DECRDOVA_2G | A | North | YES | -0.087308 | 65 | 65 | 70 | 0 | 1.025 | GGT | -1 | 0.20963 | 70 | 70 |  |  | -6.1116 | 70 | -0.20963 | -14.6738 |  |  |  |  | 0 | 0
1893 | DECRDOVA_3G | B | North | YES | -0.087308 | 65 | 65 | 69 | 0 | 1.025 | GGT | -1 | 0.20963 | 69 | 69 |  |  | -6.0243 | 69 | -0.20963 | -14.4642 |  |  |  |  | 0 | 0
1894 | DECRDOVA_4G | C | North | YES | -0.087308 | 65 | 65 | 69 | 0 | 1.025 | GGT | -1 | 0.20963 | 69 | 69 |  |  | -6.0243 | 69 | -0.20963 | -14.4642 |  |  |  |  | 0 | 0
1895 | DECRDOVA_5G | D | North | YES | -0.087308 | 65 | 65 | 68 | 0 | 1.025 | GGT | -1 | 0.20963 | 68 | 68 |  |  | -5.9369 | 68 | -0.20963 | -14.2546 |  |  |  |  | 0 | 0
1941 | MDLTHELP_1G | 1 | North | YES | -0.089282 | 216.4 | 74 | 216.4 | 0 | 1 | CC | -1 | 0.2116 | 216.4 | 216.4 |  |  | -19.3206 | 216.4 | -0.2116 | -45.7902 |  |  |  |  | 0 | 0
1942 | MDLTHELP_2G | 2 | North | YES | -0.089282 | 216.1 | 74 | 216.1 | 0 | 1 | CC | -1 | 0.2116 | 216.1 | 216.1 |  |  | -19.2938 | 216.1 | -0.2116 | -45.7267 |  |  |  |  | 0 | 0
1938 | MDLTHELP_6G | 6 | North | YES | -0.089688 | 226 | 74 | 226 | 0 | 1 | CC | -1 | 0.21201 | 226 | 226 |  |  | -20.2695 | 226 | -0.21201 | -47.9133 |  |  |  |  | 0 | 0
1937 | MDLTHELP_5G | 5 | North | YES | -0.089688 | 224 | 74 | 224 | 0 | 1 | CC | -1 | 0.21201 | 224 | 224 |  |  | -20.0901 | 224 | -0.21201 | -47.4893 |  |  |  |  | 0 | 0
1943 | MDLTHELP_3G | 3 | North | YES | -0.089688 | 212 | 74 | 212 | 0 | 1 | CC | -1 | 0.21201 | 212 | 212 |  |  | -19.0139 | 212 | -0.21201 | -44.9452 |  |  |  |  | 0 | 0
1944 | MDLTHELP_4G | 4 | North | YES | -0.089688 | 211 | 74 | 211 | 0 | 1 | CC | -1 | 0.21201 | 211 | 211 |  |  | -18.9242 | 211 | -0.21201 | -44.7332 |  |  |  |  | 0 | 0
366 | JNSNCNTY802 | 1 | North | YES | -0.090228 | 168 | 20 | 168 | 0 | 1.02 | Cogen | -1 | 0.21255 | 0 | 0 |  |  | 0 | 0 | -0.21255 | 0 |  |  |  |  | 0 | 0
367 | JNSNCNTY802 | 2 | North | YES | -0.090228 | 90 | 20 | 90 | 0 | 1.02 | Cogen | -1 | 0.21255 | 0 | 0 |  |  | 0 | 0 | -0.21255 | 0 |  |  |  |  | 0 | 0
7014 | L_HAYSEN1_1Y | 1 | South | YES | 0.1288 | 223.9 | 74 | 223.9 | 0 | 1.008 | CC | 1 | 0.21333 | 223.9 | 223.9 | 28.8374 | 223.9 |  |  | 0.21333 | 47.7651 |  |  |  |  | 0 | 0
7016 | L_HAYSEN1_3Y | 3 | South | YES | 0.1288 | 224.6 | 74 | 224.6 | 0 | 1.008 | CC | 1 | 0.21333 | 224.6 | 224.6 | 28.9276 | 224.6 |  |  | 0.21333 | 47.9144 |  |  |  |  | 0 | 0
7015 | L_HAYSEN1_2Y | 2 | South | YES | 0.1288 | 225 | 74 | 225 | 0 | 1.008 | CC | 1 | 0.21333 | 225 | 225 | 28.9791 | 225 |  |  | 0.21333 | 47.9998 |  |  |  |  | 0 | 0
7017 | L_HAYSEN1_4Y | 4 | South | YES | 0.1288 | 226.7 | 74 | 226.7 | 0 | 1.008 | CC | 1 | 0.21333 | 226.7 | 226.7 | 29.1981 | 226.7 |  |  | 0.21333 | 48.3624 |  |  |  |  | 0 | 0
7303 | L_WPPGS12_1Y | 1 | South | YES | 0.12927 | 50 | 0 | 50 | 0 | 1.025 | GGT | 1 | 0.21381 | 50 | 50 | 6.4637 | 50 |  |  | 0.21381 | 10.6905 |  |  |  |  | 0 | 0
7303 | L_WPPGS12_1Y | 2 | South | YES | 0.12927 | 50 | 0 | 50 | 0 | 1.025 | GGT | 1 | 0.21381 | 50 | 50 | 6.4637 | 50 |  |  | 0.21381 | 10.6905 |  |  |  |  | 0 | 0
7305 | L_WPPGS34_1Y | 3 | South | YES | 0.12927 | 50 | 0 | 50 | 0 | 1.025 | GGT | 1 | 0.21381 | 50 | 50 | 6.4637 | 50 |  |  | 0.21381 | 10.6905 |  |  |  |  | 0 | 0
7305 | L_WPPGS34_1Y | 4 | South | YES | 0.12927 | 50 | 0 | 50 | 0 | 1.025 | GGT | 1 | 0.21381 | 50 | 50 | 6.4637 | 50 |  |  | 0.21381 | 10.6905 |  |  |  |  | 0 | 0
7020 | L_AUSTPL1_1Y | 1 | South | YES | 0.13092 | 0 | 0 | 8 |  | 1 | Hydro | 1 | 0.21545 | 0 | 0 | 0 | 0 |  |  | 0.21545 | 0 |  |  |  |  | 0 | 0
7020 | L_AUSTPL1_1Y | 2 | South | YES | 0.13092 | 0 | 0 | 8 |  | 1 | Hydro | 1 | 0.21545 | 0 | 0 | 0 | 0 |  |  | 0.21545 | 0 |  |  |  |  | 0 | 0
9000 | DECKR_G1 | 1 | South | YES | 0.13408 | 280 | 50 | 321 | 0 | 1.015 | GST | 1 | 0.21862 | 321 | 321 | 43.0403 | 321 |  |  | 0.21862 | 70.1765 |  |  |  |  | 0 | 0
9001 | DECKR_G2 | 2 | South | YES | 0.13408 | 400 | 50 | 426 | 0 | 1.015 | GST | 1 | 0.21862 | 426 | 426 | 57.1189 | 426 |  |  | 0.21862 | 93.1314 |  |  |  |  | 0 | 0
9017 | SANDH_G2 | 2 | South | YES | 0.13495 | 45 | 2 | 46 | 0 | 1.0175 | GGT | 1 | 0.21949 | 46 | 46 | 6.2078 | 46 |  |  | 0.21949 | 10.0965 |  |  |  |  | 0 | 0
9018 | SANDH_G3 | 3 | South | YES | 0.13495 | 45 | 2 | 46 | 0 | 1.0175 | GGT | 1 | 0.21949 | 46 | 46 | 6.2078 | 46 |  |  | 0.21949 | 10.0965 |  |  |  |  | 0 | 0
9019 | SANDH_G4 | 4 | South | YES | 0.13495 | 0 | 2 | 47 |  | 1.0175 | GGT | 1 | 0.21949 | 47 | 47 | 6.3428 | 47 |  |  | 0.21949 | 10.316 |  |  |  |  | 0 | 0
9016 | SANDH_G1 | 1 | South | YES | 0.13495 | 45 | 2 | 49 | 0 | 1.0175 | GGT | 1 | 0.21949 | 49 | 49 | 6.6127 | 49 |  |  | 0.21949 | 10.755 |  |  |  |  | 0 | 0
9021 | SANDHG5C | 5C | South | YES | 0.13495 | 140 | 0 | 148 | 0 | 1.0175 | CC | 1 | 0.21949 | 148 | 148 | 19.973 | 148 |  |  | 0.21949 | 32.4844 |  |  |  |  | 0 | 0
9020 | SANDHG5A | 5A | South | YES | 0.13495 | 150 | 84 | 155 | 0 | 1.0175 | CC | 1 | 0.21949 | 155 | 155 | 20.9177 | 155 |  |  | 0.21949 | 34.0208 |  |  |  |  | 0 | 0
7012 | L_FPPYD21_3Y | 3 | South | YES | 0.13528 | 427.5 | 200 | 436 | 0 | 1.02 | LIGCO | 1 | 0.21981 | 0 | 436 | 58.9799 | 436 |  |  | 0.21981 | 95.8377 |  |  |  |  | 0 | 0
7011 | L_FPPYD11_2Y | 2 | South | YES | 0.13542 | 552.2 | 200 | 598 | 0 | 1.02 | LIGCO | 1 | 0.21996 | 0 | 598 | 80.9836 | 598 |  |  | 0.21996 | 131.5363 |  |  |  |  | 0 | 0
7010 | L_FPPYD11_1Y | 1 | South | YES | 0.13542 | 547.4 | 200 | 606 | 0 | 1.02 | LIGCO | 1 | 0.21996 | 0 | 606 | 82.0669 | 606 |  |  | 0.21996 | 133.2959 |  |  |  |  | 0 | 0
7004 | L_SIMGID1_1Y | 1 | South | YES | 0.13608 | 132 | 40 | 132 | 0 | 1.02 | GST | 1 | 0.22061 | 132 | 132 | 17.962 | 132 |  |  | 0.22061 | 29.1208 |  |  |  |  | 0 | 0
7005 | L_SIMGID1_2Y | 2 | South | YES | 0.13608 | 133 | 32 | 139 | 0 | 1.02 | GST | 1 | 0.22061 | 139 | 139 | 18.9146 | 139 |  |  | 0.22061 | 30.6651 |  |  |  |  | 0 | 0
7006 | L_SIMGID1_3Y | 3 | South | YES | 0.13608 | 324.9 | 60 | 329 | 0 | 1.02 | GST | 1 | 0.22061 | 329 | 329 | 44.769 | 329 |  |  | 0.22061 | 72.5814 |  |  |  |  | 0 | 0
9002 | DECKR_G3 | 3 | South | YES | 0.13637 | 0 | 24 | 42 |  | 1.015 | GGT | 1 | 0.22091 | 42 | 42 | 5.7276 | 42 |  |  | 0.22091 | 9.2781 |  |  |  |  | 0 | 0
9003 | DECKR_G4 | 4 | South | YES | 0.13637 | 44 | 24 | 44 | 0 | 1.015 | GGT | 1 | 0.22091 | 44 | 44 | 6.0003 | 44 |  |  | 0.22091 | 9.7199 |  |  |  |  | 0 | 0
9004 | DECKR_G5 | 5 | South | YES | 0.13637 | 44 | 24 | 44 | 0 | 1.015 | GGT | 1 | 0.22091 | 44 | 44 | 6.0003 | 44 |  |  | 0.22091 | 9.7199 |  |  |  |  | 0 | 0
9005 | DECKR_G6 | 6 | South | YES | 0.13637 | 44 | 24 | 47 | 0 | 1.015 | GGT | 1 | 0.22091 | 47 | 47 | 6.4094 | 47 |  |  | 0.22091 | 10.3826 |  |  |  |  | 0 | 0
244 | WHITNYDM01 | 1 | North | YES | -0.11254 | 15 | 0 | 15 | 0 | 1.035 | Hydro | -1 | 0.23486 | 0 | 0 |  |  | 0 | 0 | -0.23486 | 0 |  |  |  |  | 0 | 0
245 | WHITNYDM02 | 2 | North | YES | -0.11254 | 15 | 0 | 15 | 0 | 1.035 | Hydro | -1 | 0.23486 | 0 | 0 |  |  | 0 | 0 | -0.23486 | 0 |  |  |  |  | 0 | 0
7808 | L_BASTEN1_2Y | 1 | South | YES | 0.15279 | 149.5 | 83.5 | 149.5 | 0 | 1.004 | CC | 1 | 0.23733 | 149.5 | 149.5 | 22.8423 | 149.5 |  |  | 0.23733 | 35.4804 |  |  |  |  | 0 | 0
7807 | L_BASTEN1_1Y | 1 | South | YES | 0.15279 | 152.5 | 83.5 | 152.5 | 0 | 1.004 | CC | 1 | 0.23733 | 152.5 | 152.5 | 23.3006 | 152.5 |  |  | 0.23733 | 36.1924 |  |  |  |  | 0 | 0
7809 | L_BASTEN1_3Y | 1 | South | YES | 0.15279 | 232.6 | 42 | 232.6 | 0 | 1.004 | CC | 1 | 0.23733 | 232.6 | 232.6 | 35.5392 | 232.6 |  |  | 0.23733 | 55.2023 |  |  |  |  | 0 | 0
7007 | L_LOSTPI1_1Y | 1 | South | YES | 0.15454 | 158.6 | 110 | 158 | 0 | 1 | CC | 1 | 0.23908 | 158 | 158 | 24.4173 | 158 |  |  | 0.23908 | 37.7741 |  |  |  |  | 0 | 0
7008 | L_LOSTPI1_2Y | 2 | South | YES | 0.15454 | 157.7 | 107 | 160 | 0 | 1 | CC | 1 | 0.23908 | 160 | 160 | 24.7264 | 160 |  |  | 0.23908 | 38.2522 |  |  |  |  | 0 | 0
7009 | L_LOSTPI1_3Y | 3 | South | YES | 0.15454 | 173.9 | 72 | 175 | 0 | 1 | CC | 1 | 0.23908 | 175 | 175 | 27.0445 | 175 |  |  | 0.23908 | 41.8384 |  |  |  |  | 0 | 0
251 | BOSQUESW803 | 2 | North | YES | -0.11855 | 150 | 0 | 150 | 0 | 1.032 | CC | -1 | 0.24087 | 150 | 150 |  |  | -17.7824 | 150 | -0.24087 | -36.13 |  |  |  |  | 0 | 0
253 | BOSQUESW804 | 2 | North | YES | -0.11855 | 80 | 0 | 80 | 0 | 1.032 | CC | -1 | 0.24087 | 80 | 80 |  |  | -9.4839 | 80 | -0.24087 | -19.2693 |  |  |  |  | 0 | 0
238 | BOSQUESW505 | 1 | North | YES | -0.12679 | 255 | 0 | 255 | 0 | 1.02 | CC | -1 | 0.24911 | 255 | 255 |  |  | -32.3312 | 255 | -0.24911 | -63.5222 |  |  |  |  | 0 | 0
247 | BOSQUESW501 | 2 | North | YES | -0.12679 | 124.8 | 0 | 156 | 0 | 1.02 | GGT | -1 | 0.24911 | 156 | 156 |  |  | -19.7791 | 156 | -0.24911 | -38.8607 |  |  |  |  | 0 | 0
239 | BOSQUESW502 | 1 | North | YES | -0.12679 | 119.2 | 0 | 149 | 0 | 1.02 | GGT | -1 | 0.24911 | 149 | 149 |  |  | -18.8916 | 149 | -0.24911 | -37.1169 |  |  |  |  | 0 | 0
3417 | LAKE_CRK2_G | 2 | North | YES | -0.13046 | 177.6 | 40 | 222 | 0 | 1.029 | GST | -1 | 0.25278 | 222 | 222 |  |  | -28.9626 | 222 | -0.25278 | -56.1171 |  |  |  |  | 0 | 0
3416 | LAKE_CRK1_G | 1 | North | YES | -0.13046 | 60 | 33 | 75 |  | 1.029 | GST | -1 | 0.25278 | 75 | 75 |  |  | -9.7846 | 75 | -0.25278 | -18.9585 |  |  |  |  | 0 | 0
3404 | THOUSE_2G | 2 | North | YES | -0.13233 | 807 | 250 | 807 | 0 | 1.012 | GSC | -1 | 0.25464 | 807 | 807 |  |  | -106.7879 | 807 | -0.25464 | -205.4983 |  |  |  |  | 0 | 0
3403 | THOUSE_1G | 1 | North | YES | -0.13233 | 563 | 200 | 563 | 0 | 1.012 | GSC | -1 | 0.25464 | 563 | 563 |  |  | -74.5001 | 563 | -0.25464 | -143.365 |  |  |  |  | 0 | 0
3432 | SANDOW_4G | 4 | South | YES | 0.19499 | 580 | 225 | 580 | 0 | 1.029 | LIGCO | 1 | 0.27953 | 0 | 580 | 113.0942 | 580 |  |  | 0.27953 | 162.1253 |  |  |  |  | 0 | 0
13432 | SANDOW_5G | 5 | South | YES | 0.20113 | 581 | 225 | 581 |  | 1.029 | LIGCO | 1 | 0.28567 | 0 | 581 | 116.8589 | 581 |  |  | 0.28567 | 165.9744 |  |  |  |  | 0 | 0
[26 empty] | 0 | 0
[26 empty] | 0 | 0
[26 empty] | 0 | 0
[26 empty] | 0 | 0
[26 empty] | 0 | 0
[26 empty] | 0 | 0
[26 empty] | 0 | 0
[26 empty] | 0 | 0
[26 empty] | 0 | 0
[26 empty] | 0 | 0
[26 empty] | 0 | 0
[26 empty] | 0 | 0
[26 empty] | 0 | 0
[26 empty] | 0 | 0
[26 empty] | 0 | 0
[26 empty] | 0 | 0
[26 empty] | 0 | 0
[26 empty] | 0 | 0
[26 empty] | 0 | 0
[26 empty] | 0 | 0
[26 empty] | 0 | 0
[26 empty] | 0 | 0
[26 empty] | 0 | 0
[26 empty] | 0 | 0
[26 empty] | 0 | 0
[26 empty] | 0 | 0
[26 empty] | 0 | 0
[26 empty] | 0 | 0
[26 empty] | 0 | 0
[26 empty] | 0 | 0
[26 empty] | 0 | 0
[26 empty] | 0 | 0
[26 empty] | 0 | 0
[26 empty] | 0 | 0
[26 empty] | 0 | 0
[26 empty] | 0 | 0
[26 empty] | 0 | 0
[26 empty] | 0 | 0
[26 empty] | 0 | 0
[26 empty] | 0 | 0
[26 empty] | 0 | 0
[26 empty] | 0 | 0
[26 empty] | 0 | 0
[26 empty] | 0 | 0
[26 empty] | 0 | 0
[26 empty] | 0 | 0
[26 empty] | 0 | 0
[26 empty] | 0 | 0
[26 empty] | 0 | 0
[26 empty] | 0 | 0
[26 empty] | 0 | 0
[26 empty] | 0 | 0
[26 empty] | 0 | 0
[26 empty] | 0 | 0
[26 empty] | 0 | 0
[26 empty] | 0 | 0
[26 empty] | 0 | 0
[26 empty] | 0 | 0
[26 empty] | 0 | 0
[26 empty] | 0 | 0
[26 empty] | 0 | 0
[26 empty] | 0 | 0
[26 empty] | 0 | 0
[26 empty] | 0 | 0
[26 empty] | 0 | 0
[26 empty] | 0 | 0
[26 empty] | 0 | 0
[26 empty] | 0 | 0
[26 empty] | 0 | 0
[26 empty] | 0 | 0
[26 empty] | 0 | 0
[26 empty] | 0 | 0
[26 empty] | 0 | 0
[26 empty] | 0 | 0
[26 empty] | 0 | 0
[26 empty] | 0 | 0
[26 empty] | 0 | 0
[26 empty] | 0 | 0
[26 empty] | 0 | 0
[26 empty] | 0 | 0
[26 empty] | 0 | 0
[26 empty] | 0 | 0
[26 empty] | 0 | 0
[26 empty] | 0 | 0
[26 empty] | 0 | 0
[26 empty] | 0 | 0
[26 empty] | 0 | 0
[26 empty] | 0 | 0
[26 empty] | 0 | 0
[26 empty] | 0 | 0
[26 empty] | 0 | 0
[26 empty] | 0 | 0
[26 empty] | 0 | 0
[26 empty] | 0 | 0
[26 empty] | 0 | 0
[26 empty] | 0 | 0
[26 empty] | 0 | 0
[26 empty] | 0 | 0
[26 empty] | 0 | 0
[26 empty] | 0 | 0
[26 empty] | 0 | 0
[26 empty] | 0 | 0
[26 empty] | 0 | 0
[26 empty] | 0 | 0
[26 empty] | 0 | 0
[26 empty] | 0 | 0
[26 empty] | 0 | 0
[26 empty] | 0 | 0
[26 empty] | 0 | 0
[26 empty] | 0 | 0
[26 empty] | 0 | 0
[26 empty] | 0 | 0
[26 empty] | 0 | 0
[26 empty] | 0 | 0
[26 empty] | 0 | 0
[26 empty] | 0 | 0
[26 empty] | 0 | 0
[26 empty] | 0 | 0
[26 empty] | 0 | 0
[26 empty] | 0 | 0
[26 empty] | 0 | 0
[26 empty] | 0 | 0
[26 empty] | 0 | 0
[26 empty] | 0 | 0
[26 empty] | 0 | 0
[26 empty] | 0 | 0
[26 empty] | 0 | 0
[26 empty] | 0 | 0
[26 empty] | 0 | 0
[26 empty] | 0 | 0
[26 empty] | 0 | 0
[26 empty] | 0 | 0
[26 empty] | 0 | 0
[26 empty] | 0 | 0
[26 empty] | 0 | 0
[26 empty] | 0 | 0
[26 empty] | 0 | 0
[26 empty] | 0 | 0
[26 empty] | 0 | 0
[26 empty] | 0 | 0
[26 empty] | 0 | 0
[26 empty] | 0 | 0
[26 empty] | 0 | 0
[26 empty] | 0 | 0
[26 empty] | 0 | 0
[26 empty] | 0 | 0
[26 empty] | 0 | 0
[26 empty] | 0 | 0
[26 empty] | 0 | 0
[26 empty] | 0 | 0
[26 empty] | 0 | 0
[26 empty] | 0 | 0
[26 empty] | 0 | 0
[26 empty] | 0 | 0
[26 empty] | 0 | 0
[26 empty] | 0 | 0
[26 empty] | 0 | 0
[26 empty] | 0 | 0
[26 empty] | 0 | 0
[26 empty] | 0 | 0
[26 empty] | 0 | 0
[26 empty] | 0 | 0
[26 empty] | 0 | 0
[26 empty] | 0 | 0
[26 empty] | 0 | 0
[26 empty] | 0 | 0
[26 empty] | 0 | 0
[26 empty] | 0 | 0
[26 empty] | 0 | 0
[26 empty] | 0 | 0
[26 empty] | 0 | 0
[26 empty] | 0 | 0
[26 empty] | 0 | 0
[26 empty] | 0 | 0
[26 empty] | 0 | 0
[26 empty] | 0 | 0
[26 empty] | 0 | 0
[26 empty] | 0 | 0
[26 empty] | 0 | 0
[26 empty] | 0 | 0
[26 empty] | 0 | 0
[26 empty] | 0 | 0
[26 empty] | 0 | 0
[26 empty] | 0 | 0
[26 empty] | 0 | 0
[26 empty] | 0 | 0
[26 empty] | 0 | 0
[26 empty] | 0 | 0
[26 empty] | 0 | 0
[26 empty] | 0 | 0
[26 empty] | 0 | 0
[26 empty] | 0 | 0
[26 empty] | 0 | 0
[26 empty] | 0 | 0
[26 empty] | 0 | 0
[26 empty] | 0 | 0
[26 empty] | 0 | 0
[26 empty] | 0 | 0
[26 empty] | 0 | 0
[26 empty] | 0 | 0
[26 empty] | 0 | 0
[26 empty] | 0 | 0
[26 empty] | 0 | 0
[26 empty] | 0 | 0
[26 empty] | 0 | 0
[26 empty] | 0 | 0
[26 empty] | 0 | 0
[26 empty] | 0 | 0
[26 empty] | 0 | 0
[26 empty] | 0 | 0
[26 empty] | 0 | 0
[26 empty] | 0 | 0
[26 empty] | 0 | 0
[26 empty] | 0 | 0
[26 empty] | 0 | 0
[26 empty] | 0 | 0
[26 empty] | 0 | 0
[26 empty] | 0 | 0
[26 empty] | 0 | 0
[26 empty] | 0 | 0
[26 empty] | 0 | 0
[26 empty] | 0 | 0
[26 empty] | 0 | 0
[26 empty] | 0 | 0
[26 empty] | 0 | 0
[26 empty] | 0 | 0
[26 empty] | 0 | 0
[26 empty] | 0 | 0
[26 empty] | 0 | 0
[26 empty] | 0 | 0
[26 empty] | 0 | 0
[26 empty] | 0 | 0
[26 empty] | 0 | 0
[26 empty] | 0 | 0
[26 empty] | 0 | 0
[26 empty] | 0 | 0
[26 empty] | 0 | 0
[26 empty] | 0 | 0
[26 empty] | 0 | 0
[26 empty] | 0 | 0
[26 empty] | 0 | 0
[26 empty] | 0 | 0
[26 empty] | 0 | 0
[26 empty] | 0 | 0
[26 empty] | 0 | 0
[26 empty] | 0 | 0
[26 empty] | 0 | 0
[26 empty] | 0 | 0
[26 empty] | 0 | 0
[26 empty] | 0 | 0
[26 empty] | 0 | 0
[26 empty] | 0 | 0
[26 empty] | 0 | 0
[26 empty] | 0 | 0
[26 empty] | 0 | 0
[26 empty] | 0 | 0
[26 empty] | 0 | 0
[26 empty] | 0 | 0
[26 empty] | 0 | 0
[26 empty] | 0 | 0
[26 empty] | 0 | 0
[26 empty] | 0 | 0
[26 empty] | 0 | 0
[26 empty] | 0 | 0
[26 empty] | 0 | 0
[26 empty] | 0 | 0
[26 empty] | 0 | 0
[26 empty] | 0 | 0
[26 empty] | 0 | 0
[26 empty] | 0 | 0
[26 empty] | 0 | 0
[26 empty] | 0 | 0
[26 empty] | 0 | 0
[26 empty] | 0 | 0
[26 empty] | 0 | 0
[26 empty] | 0 | 0
[26 empty] | 0 | 0
[26 empty] | 0 | 0
[26 empty] | 0 | 0
[26 empty] | 0 | 0
[26 empty] | 0 | 0
[26 empty] | 0 | 0
[26 empty] | 0 | 0
[26 empty] | 0 | 0
[26 empty] | 0 | 0
[26 empty] | 0 | 0
[26 empty] | 0 | 0
[26 empty] | 0 | 0
[26 empty] | 0 | 0
[26 empty] | 0 | 0
[26 empty] | 0 | 0
[26 empty] | 0 | 0
[26 empty] | 0 | 0
[26 empty] | 0 | 0
[26 empty] | 0 | 0
[26 empty] | 0 | 0
[26 empty] | 0 | 0
[26 empty] | 0 | 0
[26 empty] | 0 | 0
[26 empty] | 0 | 0
[26 empty] | 0 | 0
[26 empty] | 0 | 0
[26 empty] | 0 | 0
[26 empty] | 0 | 0
[26 empty] | 0 | 0
[26 empty] | 0 | 0
[26 empty] | 0 | 0
[26 empty] | 0 | 0
[26 empty] | 0 | 0
[26 empty] | 0 | 0
[26 empty] | 0 | 0
[26 empty] | 0 | 0
[26 empty] | 0 | 0
[26 empty] | 0 | 0
[26 empty] | 0 | 0
[26 empty] | 0 | 0
[26 empty] | 0 | 0
[26 empty] | 0 | 0
[26 empty] | 0 | 0
[26 empty] | 0 | 0
[26 empty] | 0 | 0
[26 empty] | 0 | 0
[26 empty] | 0 | 0
[26 empty] | 0 | 0
[26 empty] | 0 | 0
[26 empty] | 0 | 0
[26 empty] | 0 | 0
[26 empty] | 0 | 0
[26 empty] | 0 | 0
[26 empty] | 0 | 0
[26 empty] | 0 | 0
[26 empty] | 0 | 0
[26 empty] | 0 | 0
[26 empty] | 0 | 0
[26 empty] | 0 | 0
[26 empty] | 0 | 0
[26 empty] | 0 | 0
[26 empty] | 0 | 0
[26 empty] | 0 | 0
[26 empty] | 0 | 0
[26 empty] | 0 | 0
[26 empty] | 0 | 0
[26 empty] | 0 | 0
[26 empty] | 0 | 0
[26 empty] | 0 | 0
[26 empty] | 0 | 0
[26 empty] | 0 | 0
[26 empty] | 0 | 0
[26 empty] | 0 | 0
[26 empty] | 0 | 0
[26 empty] | 0 | 0
[26 empty] | 0 | 0
[26 empty] | 0 | 0
[26 empty] | 0 | 0
[26 empty] | 0 | 0
[26 empty] | 0 | 0
[26 empty] | 0 | 0
[26 empty] | 0 | 0
[26 empty] | 0 | 0
[26 empty] | 0 | 0
[26 empty] | 0 | 0
[26 empty] | 0 | 0
[26 empty] | 0 | 0
[26 empty] | 0 | 0
[26 empty] | 0 | 0
[26 empty] | 0 | 0
[26 empty] | 0 | 0
[26 empty] | 0 | 0
[26 empty] | 0 | 0
[26 empty] | 0 | 0
[26 empty] | 0 | 0
[26 empty] | 0 | 0
[26 empty] | 0 | 0
[26 empty] | 0 | 0
[26 empty] | 0 | 0
[26 empty] | 0 | 0
[26 empty] | 0 | 0
[26 empty] | 0 | 0
[26 empty] | 0 | 0
[26 empty] | 0 | 0
[26 empty] | 0 | 0
[26 empty] | 0 | 0
[26 empty] | 0 | 0
[26 empty] | 0 | 0
[26 empty] | 0 | 0
[26 empty] | 0 | 0
[26 empty] | 0 | 0
[26 empty] | 0 | 0
[26 empty] | 0 | 0
[26 empty] | 0 | 0
[26 empty] | 0 | 0
[26 empty] | 0 | 0
[26 empty] | 0 | 0
[26 empty] | 0 | 0
[26 empty] | 0 | 0
[26 empty] | 0 | 0
[26 empty] | 0 | 0
[26 empty] | 0 | 0
[26 empty] | 0 | 0
[26 empty] | 0 | 0
[26 empty] | 0 | 0
[26 empty] | 0 | 0
[26 empty] | 0 | 0
[26 empty] | 0 | 0
[26 empty] | 0 | 0
[26 empty] | 0 | 0
[26 empty] | 0 | 0
[26 empty] | 0 | 0
[26 empty] | 0 | 0
[26 empty] | 0 | 0
[26 empty] | 0 | 0
[26 empty] | 0 | 0
[26 empty] | 0 | 0
[26 empty] | 0 | 0
[26 empty] | 0 | 0
[26 empty] | 0 | 0
[26 empty] | 0 | 0
[26 empty] | 0 | 0
[26 empty] | 0 | 0
[26 empty] | 0 | 0
[26 empty] | 0 | 0
[26 empty] | 0 | 0
[26 empty] | 0 | 0
[26 empty] | 0 | 0
[26 empty] | 0 | 0
[26 empty] | 0 | 0
[26 empty] | 0 | 0
[26 empty] | 0 | 0
[26 empty] | 0 | 0
[26 empty] | 0 | 0
[26 empty] | 0 | 0
[26 empty] | 0 | 0
[26 empty] | 0 | 0
[26 empty] | 0 | 0
[26 empty] | 0 | 0
[26 empty] | 0 | 0
[26 empty] | 0 | 0
[26 empty] | 0 | 0
[26 empty] | 0 | 0
[26 empty] | 0 | 0
[26 empty] | 0 | 0
[26 empty] | 0 | 0
[26 empty] | 0 | 0
[26 empty] | 0 | 0
[26 empty] | 0 | 0
[26 empty] | 0 | 0
[26 empty] | 0 | 0
[26 empty] | 0 | 0
[26 empty] | 0 | 0
[26 empty] | 0 | 0
[26 empty] | 0 | 0
[26 empty] | 0 | 0
[26 empty] | 0 | 0
[26 empty] | 0 | 0
[26 empty] | 0 | 0
[26 empty] | 0 | 0
[26 empty] | 0 | 0
[26 empty] | 0 | 0
[26 empty] | 0 | 0
[26 empty] | 0 | 0
[26 empty] | 0 | 0
[26 empty] | 0 | 0
[26 empty] | 0 | 0
[26 empty] | 0 | 0
[26 empty] | 0 | 0
[26 empty] | 0 | 0
[26 empty] | 0 | 0
[26 empty] | 0 | 0
[26 empty] | 0 | 0
[26 empty] | 0 | 0
[26 empty] | 0 | 0
[26 empty] | 0 | 0
[26 empty] | 0 | 0
[26 empty] | 0 | 0
[26 empty] | 0 | 0
[26 empty] | 0 | 0
[26 empty] | 0 | 0
[26 empty] | 0 | 0
[26 empty] | 0 | 0
[26 empty] | 0 | 0
[26 empty] | 0 | 0
[26 empty] | 0 | 0
[26 empty] | 0 | 0
[26 empty] | 0 | 0
[26 empty] | 0 | 0
[26 empty] | 0 | 0
[26 empty] | 0 | 0
[26 empty] | 0 | 0
[26 empty] | 0 | 0
[26 empty] | 0 | 0
[26 empty] | 0 | 0
[26 empty] | 0 | 0
[26 empty] | 0 | 0
[26 empty] | 0 | 0
[26 empty] | 0 | 0
[26 empty] | 0 | 0
[26 empty] | 0 | 0
[26 empty] | 0 | 0
[26 empty] | 0 | 0
[26 empty] | 0 | 0
[26 empty] | 0 | 0
[26 empty] | 0 | 0
[26 empty] | 0 | 0
[26 empty] | 0 | 0
[26 empty] | 0 | 0
[26 empty] | 0 | 0
[26 empty] | 0 | 0
[26 empty] | 0 | 0
[26 empty] | 0 | 0
[26 empty] | 0 | 0
[26 empty] | 0 | 0
[26 empty] | 0 | 0
[26 empty] | 0 | 0
[26 empty] | 0 | 0
[26 empty] | 0 | 0
[26 empty] | 0 | 0
[26 empty] | 0 | 0
[26 empty] | 0 | 0
[26 empty] | 0 | 0
[26 empty] | 0 | 0
[26 empty] | 0 | 0
[26 empty] | 0 | 0
[26 empty] | 0 | 0
[26 empty] | 0 | 0
[26 empty] | 0 | 0
[26 empty] | 0 | 0
[26 empty] | 0 | 0
[26 empty] | 0 | 0
[26 empty] | 0 | 0
[26 empty] | 0 | 0
[26 empty] | 0 | 0
[26 empty] | 0 | 0
[26 empty] | 0 | 0
[26 empty] | 0 | 0
[26 empty] | 0 | 0
[26 empty] | 0 | 0
[26 empty] | 0 | 0
[26 empty] | 0 | 0
[26 empty] | 0 | 0
[26 empty] | 0 | 0
[26 empty] | 0 | 0
[26 empty] | 0 | 0
[26 empty] | 0 | 0
[26 empty] | 0 | 0
[26 empty] | 0 | 0
[26 empty] | 0 | 0
[26 empty] | 0 | 0
[26 empty] | 0 | 0
[26 empty] | 0 | 0
[26 empty] | 0 | 0
[26 empty] | 0 | 0
[26 empty] | 0 | 0
[26 empty] | 0 | 0
[26 empty] | 0 | 0
[26 empty] | 0 | 0
[26 empty] | 0 | 0
[26 empty] | 0 | 0
[26 empty] | 0 | 0
[26 empty] | 0 | 0
[26 empty] | 0 | 0
[26 empty] | 0 | 0
[26 empty] | 0 | 0
[26 empty] | 0 | 0
[26 empty] | 0 | 0
[26 empty] | 0 | 0
[26 empty] | 0 | 0
[26 empty] | 0 | 0
[26 empty] | 0 | 0
[26 empty] | 0 | 0
[26 empty] | 0 | 0
[26 empty] | 0 | 0
[26 empty] | 0 | 0
[26 empty] | 0 | 0
[26 empty] | 0 | 0
[26 empty] | 0 | 0
[26 empty] | 0 | 0
[26 empty] | 0 | 0
[26 empty] | 0 | 0
[26 empty] | 0 | 0
[26 empty] | 0 | 0
[26 empty] | 0 | 0
[26 empty] | 0 | 0
[26 empty] | 0 | 0
[26 empty] | 0 | 0
[26 empty] | 0 | 0
[26 empty] | 0 | 0
[26 empty] | 0 | 0
[26 empty] | 0 | 0
[26 empty] | 0 | 0
[26 empty] | 0 | 0
[26 empty] | 0 | 0
[26 empty] | 0 | 0
[26 empty] | 0 | 0
[26 empty] | 0 | 0
[26 empty] | 0 | 0
[26 empty] | 0 | 0
[26 empty] | 0 | 0
[26 empty] | 0 | 0
[26 empty] | 0 | 0
[26 empty] | 0 | 0
[26 empty] | 0 | 0
[26 empty] | 0 | 0
[26 empty] | 0 | 0
[26 empty] | 0 | 0
[26 empty] | 0 | 0
[26 empty] | 0 | 0
[26 empty] | 0 | 0
[26 empty] | 0 | 0
[26 empty] | 0 | 0
[26 empty] | 0 | 0
[26 empty] | 0 | 0
[26 empty] | 0 | 0
[26 empty] | 0 | 0
[26 empty] | 0 | 0
[26 empty] | 0 | 0
[26 empty] | 0 | 0
[26 empty] | 0 | 0
[26 empty] | 0 | 0
[26 empty] | 0 | 0
[26 empty] | 0 | 0
[26 empty] | 0 | 0
[26 empty] | 0 | 0
[26 empty] | 0 | 0
[26 empty] | 0 | 0
[26 empty] | 0 | 0
[26 empty] | 0 | 0
[26 empty] | 0 | 0
[26 empty] | 0 | 0
[26 empty] | 0 | 0
[26 empty] | 0 | 0
[26 empty] | 0 | 0
[26 empty] | 0 | 0
[26 empty] | 0 | 0
[26 empty] | 0 | 0
[26 empty] | 0 | 0
[26 empty] | 0 | 0
[26 empty] | 0 | 0
[26 empty] | 0 | 0
[26 empty] | 0 | 0
[26 empty] | 0 | 0
[26 empty] | 0 | 0
[26 empty] | 0 | 0
[26 empty] | 0 | 0
[26 empty] | 0 | 0
[26 empty] | 0 | 0
[26 empty] | 0 | 0
[26 empty] | 0 | 0
[26 empty] | 0 | 0
[26 empty] | 0 | 0
[26 empty] | 0 | 0
[26 empty] | 0 | 0
[26 empty] | 0 | 0
[26 empty] | 0 | 0
[26 empty] | 0 | 0
[26 empty] | 0 | 0
[26 empty] | 0 | 0
[26 empty] | 0 | 0
[26 empty] | 0 | 0
[26 empty] | 0 | 0
[26 empty] | 0 | 0
[26 empty] | 0 | 0
[26 empty] | 0 | 0
[26 empty] | 0 | 0
[26 empty] | 0 | 0
[26 empty] | 0 | 0
[26 empty] | 0 | 0
[26 empty] | 0 | 0
[26 empty] | 0 | 0
[26 empty] | 0 | 0
[26 empty] | 0 | 0
[26 empty] | 0 | 0
[26 empty] | 0 | 0
[26 empty] | 0 | 0
[26 empty] | 0 | 0
[26 empty] | 0 | 0
[26 empty] | 0 | 0
[26 empty] | 0 | 0
[26 empty] | 0 | 0
[26 empty] | 0 | 0
[26 empty] | 0 | 0
[26 empty] | 0 | 0
[26 empty] | 0 | 0
[26 empty] | 0 | 0
[26 empty] | 0 | 0
[26 empty] | 0 | 0
[26 empty] | 0 | 0
[26 empty] | 0 | 0
[26 empty] | 0 | 0
[26 empty] | 0 | 0
[26 empty] | 0 | 0
[26 empty] | 0 | 0
[26 empty] | 0 | 0
[26 empty] | 0 | 0
[26 empty] | 0 | 0
[26 empty] | 0 | 0
[26 empty] | 0 | 0
[26 empty] | 0 | 0
[26 empty] | 0 | 0
[26 empty] | 0 | 0
[26 empty] | 0 | 0
[26 empty] | 0 | 0
[26 empty] | 0 | 0
[26 empty] | 0 | 0
[26 empty] | 0 | 0
[26 empty] | 0 | 0
[26 empty] | 0 | 0
[26 empty] | 0 | 0
[26 empty] | 0 | 0
[26 empty] | 0 | 0
[26 empty] | 0 | 0
[26 empty] | 0 | 0
[26 empty] | 0 | 0
[26 empty] | 0 | 0
[26 empty] | 0 | 0
[26 empty] | 0 | 0
[26 empty] | 0 | 0
[26 empty] | 0 | 0
[26 empty] | 0 | 0
[26 empty] | 0 | 0
[26 empty] | 0 | 0
[26 empty] | 0 | 0
[26 empty] | 0 | 0
[26 empty] | 0 | 0
[26 empty] | 0 | 0
[26 empty] | 0 | 0
[26 empty] | 0 | 0
[26 empty] | 0 | 0
[26 empty] | 0 | 0
[26 empty] | 0 | 0
[26 empty] | 0 | 0
[26 empty] | 0 | 0
[26 empty] | 0 | 0
[26 empty] | 0 | 0
[26 empty] | 0 | 0
[26 empty] | 0 | 0
[26 empty] | 0 | 0
[26 empty] | 0 | 0
[26 empty] | 0 | 0
[26 empty] | 0 | 0
[26 empty] | 0 | 0
[26 empty] | 0 | 0
[26 empty] | 0 | 0
[26 empty] | 0 | 0
[26 empty] | 0 | 0
[26 empty] | 0 | 0
[26 empty] | 0 | 0
[26 empty] | 0 | 0
[26 empty] | 0 | 0
[26 empty] | 0 | 0
[26 empty] | 0 | 0
[26 empty] | 0 | 0
[26 empty] | 0 | 0
[26 empty] | 0 | 0
[26 empty] | 0 | 0
[26 empty] | 0 | 0
[26 empty] | 0 | 0
[26 empty] | 0 | 0
[26 empty] | 0 | 0
[26 empty] | 0 | 0
[26 empty] | 0 | 0
[26 empty] | 0 | 0
[26 empty] | 0 | 0
[26 empty] | 0 | 0
[26 empty] | 0 | 0
[26 empty] | 0 | 0
[26 empty] | 0 | 0
[26 empty] | 0 | 0
[26 empty] | 0 | 0
[26 empty] | 0 | 0
[26 empty] | 0 | 0
[26 empty] | 0 | 0
[26 empty] | 0 | 0
[26 empty] | 0 | 0
[26 empty] | 0 | 0
[26 empty] | 0 | 0
[26 empty] | 0 | 0
[26 empty] | 0 | 0
[26 empty] | 0 | 0
[26 empty] | 0 | 0
[26 empty] | 0 | 0
[26 empty] | 0 | 0
[26 empty] | 0 | 0
[26 empty] | 0 | 0
[26 empty] | 0 | 0
[26 empty] | 0 | 0
[26 empty] | 0 | 0
[26 empty] | 0 | 0
[26 empty] | 0 | 0
[26 empty] | 0 | 0
[26 empty] | 0 | 0
[26 empty] | 0 | 0
[26 empty] | 0 | 0
[26 empty] | 0 | 0
[26 empty] | 0 | 0
[26 empty] | 0 | 0
[26 empty] | 0 | 0
[26 empty] | 0 | 0
[26 empty] | 0 | 0
[26 empty] | 0 | 0
[26 empty] | 0 | 0
[26 empty] | 0 | 0
[26 empty] | 0 | 0
[26 empty] | 0 | 0
[26 empty] | 0 | 0
[26 empty] | 0 | 0
[26 empty] | 0 | 0
[26 empty] | 0 | 0
[26 empty] | 0 | 0
[26 empty] | 0 | 0
[26 empty] | 0 | 0
[26 empty] | 0 | 0
[26 empty] | 0 | 0
[26 empty] | 0 | 0
[26 empty] | 0 | 0
[26 empty] | 0 | 0
[26 empty] | 0 | 0
[26 empty] | 0 | 0
[26 empty] | 0 | 0
[26 empty] | 0 | 0
[26 empty] | 0 | 0
[26 empty] | 0 | 0
[26 empty] | 0 | 0
[26 empty] | 0 | 0
[26 empty] | 0 | 0
[26 empty] | 0 | 0
[26 empty] | 0 | 0
[26 empty] | 0 | 0
[26 empty] | 0 | 0
[26 empty] | 0 | 0
[26 empty] | 0 | 0
[26 empty] | 0 | 0
[26 empty] | 0 | 0
[26 empty] | 0 | 0
[26 empty] | 0 | 0
[26 empty] | 0 | 0
[26 empty] | 0 | 0
[26 empty] | 0 | 0
[26 empty] | 0 | 0
[26 empty] | 0 | 0
[26 empty] | 0 | 0
[26 empty] | 0 | 0
[26 empty] | 0 | 0
[26 empty] | 0 | 0
[26 empty] | 0 | 0
[26 empty] | 0 | 0
[26 empty] | 0 | 0
[26 empty] | 0 | 0
[26 empty] | 0 | 0
[26 empty] | 0 | 0
[26 empty] | 0 | 0
[26 empty] | 0 | 0
[26 empty] | 0 | 0
[26 empty] | 0 | 0
[26 empty] | 0 | 0
[26 empty] | 0 | 0
[26 empty] | 0 | 0
[26 empty] | 0 | 0
[26 empty] | 0 | 0
[26 empty] | 0 | 0
[26 empty] | 0 | 0
[26 empty] | 0 | 0
[26 empty] | 0 | 0
[26 empty] | 0 | 0
[26 empty] | 0 | 0
[26 empty] | 0 | 0
[26 empty] | 0 | 0
[26 empty] | 0 | 0
[26 empty] | 0 | 0
[26 empty] | 0 | 0
[26 empty] | 0 | 0
[26 empty] | 0 | 0
[26 empty] | 0 | 0
[26 empty] | 0 | 0
[26 empty] | 0 | 0
[26 empty] | 0 | 0
[26 empty] | 0 | 0
[26 empty] | 0 | 0
[26 empty] | 0 | 0
[26 empty] | 0 | 0
[26 empty] | 0 | 0
[26 empty] | 0 | 0
[26 empty] | 0 | 0
[26 empty] | 0 | 0
[26 empty] | 0 | 0
[26 empty] | 0 | 0
[26 empty] | 0 | 0
[26 empty] | 0 | 0
[26 empty] | 0 | 0
[26 empty] | 0 | 0
[26 empty] | 0 | 0
[26 empty] | 0 | 0
[26 empty] | 0 | 0
[26 empty] | 0 | 0
[26 empty] | 0 | 0
[26 empty] | 0 | 0
[26 empty] | 0 | 0
[26 empty] | 0 | 0
[26 empty] | 0 | 0
[26 empty] | 0 | 0
[26 empty] | 0 | 0
[26 empty] | 0 | 0
[26 empty] | 0 | 0
[26 empty] | 0 | 0
[26 empty] | 0 | 0
[26 empty] | 0 | 0
[26 empty] | 0 | 0
[26 empty] | 0 | 0
[26 empty] | 0 | 0
[26 empty] | 0 | 0
[26 empty] | 0 | 0
[26 empty] | 0 | 0
[26 empty] | 0 | 0
[26 empty] | 0 | 0
[26 empty] | 0 | 0
[26 empty] | 0 | 0
[26 empty] | 0 | 0
[26 empty] | 0 | 0
[26 empty] | 0 | 0
[26 empty] | 0 | 0
[26 empty] | 0 | 0
[26 empty] | 0 | 0
[26 empty] | 0 | 0
[26 empty] | 0 | 0
[26 empty] | 0 | 0
[26 empty] | 0 | 0
[26 empty] | 0 | 0
[26 empty] | 0 | 0
[26 empty] | 0 | 0
[26 empty] | 0 | 0
[26 empty] | 0 | 0
[26 empty] | 0 | 0
[26 empty] | 0 | 0
[26 empty] | 0 | 0
[26 empty] | 0 | 0
[26 empty] | 0 | 0
[26 empty] | 0 | 0
[26 empty] | 0 | 0
[26 empty] | 0 | 0
[26 empty] | 0 | 0
[26 empty] | 0 | 0
[26 empty] | 0 | 0
[26 empty] | 0 | 0
[26 empty] | 0 | 0
[26 empty] | 0 | 0
[26 empty] | 0 | 0
[26 empty] | 0 | 0
[26 empty] | 0 | 0
[26 empty] | 0 | 0
[26 empty] | 0 | 0
[26 empty] | 0 | 0
[26 empty] | 0 | 0
[26 empty] | 0 | 0
[26 empty] | 0 | 0
[26 empty] | 0 | 0
[26 empty] | 0 | 0
[26 empty] | 0 | 0
[26 empty] | 0 | 0
[26 empty] | 0 | 0
[26 empty] | 0 | 0
[26 empty] | 0 | 0
[26 empty] | 0 | 0
[26 empty] | 0 | 0
[26 empty] | 0 | 0
[26 empty] | 0 | 0
[26 empty] | 0 | 0
[26 empty] | 0 | 0
[26 empty] | 0 | 0
[26 empty] | 0 | 0
[26 empty] | 0 | 0
[26 empty] | 0 | 0
[26 empty] | 0 | 0
[26 empty] | 0 | 0
[26 empty] | 0 | 0
[26 empty] | 0 | 0
[26 empty] | 0 | 0
[26 empty] | 0 | 0
[26 empty] | 0 | 0
[26 empty] | 0 | 0
[26 empty] | 0 | 0
[26 empty] | 0 | 0
[26 empty] | 0 | 0
[26 empty] | 0 | 0
[26 empty] | 0 | 0
[26 empty] | 0 | 0
[26 empty] | 0 | 0
[26 empty] | 0 | 0
[26 empty] | 0 | 0
[26 empty] | 0 | 0
[26 empty] | 0 | 0
[26 empty] | 0 | 0
[26 empty] | 0 | 0
[26 empty] | 0 | 0
[26 empty] | 0 | 0
[26 empty] | 0 | 0
[26 empty] | 0 | 0
[26 empty] | 0 | 0
[26 empty] | 0 | 0
[26 empty] | 0 | 0
[26 empty] | 0 | 0
[26 empty] | 0 | 0
[26 empty] | 0 | 0
[26 empty] | 0 | 0
[26 empty] | 0 | 0
[26 empty] | 0 | 0
[26 empty] | 0 | 0
[26 empty] | 0 | 0
[26 empty] | 0 | 0
[26 empty] | 0 | 0
[26 empty] | 0 | 0
[26 empty] | 0 | 0
[26 empty] | 0 | 0
[26 empty] | 0 | 0
[26 empty] | 0 | 0
[26 empty] | 0 | 0
[26 empty] | 0 | 0
[26 empty] | 0 | 0
[26 empty] | 0 | 0
[26 empty] | 0 | 0
[26 empty] | 0 | 0
[26 empty] | 0 | 0
[26 empty] | 0 | 0
[26 empty] | 0 | 0
[26 empty] | 0 | 0
[26 empty] | 0 | 0
[26 empty] | 0 | 0
[26 empty] | 0 | 0
[26 empty] | 0 | 0
[26 empty] | 0 | 0
[26 empty] | 0 | 0
[26 empty] | 0 | 0
[26 empty] | 0 | 0
[26 empty] | 0 | 0
[26 empty] | 0 | 0
[26 empty] | 0 | 0
[26 empty] | 0 | 0
[26 empty] | 0 | 0
[26 empty] | 0 | 0
[26 empty] | 0 | 0
[26 empty] | 0 | 0
[26 empty] | 0 | 0
[26 empty] | 0 | 0
[26 empty] | 0 | 0
[26 empty] | 0 | 0
[26 empty] | 0 | 0
[26 empty] | 0 | 0
[26 empty] | 0 | 0
[26 empty] | 0 | 0
[26 empty] | 0 | 0
[26 empty] | 0 | 0
[26 empty] | 0 | 0
[26 empty] | 0 | 0
[26 empty] | 0 | 0
[26 empty] | 0 | 0
[26 empty] | 0 | 0
[26 empty] | 0 | 0
[26 empty] | 0 | 0
[26 empty] | 0 | 0
[26 empty] | 0 | 0
[26 empty] | 0 | 0
[26 empty] | 0 | 0
[26 empty] | 0 | 0
[26 empty] | 0 | 0
[26 empty] | 0 | 0
[26 empty] | 0 | 0
[26 empty] | 0 | 0
[26 empty] | 0 | 0
[26 empty] | 0 | 0
[26 empty] | 0 | 0
[26 empty] | 0 | 0
[26 empty] | 0 | 0
[26 empty] | 0 | 0
[26 empty] | 0 | 0
[26 empty] | 0 | 0
[26 empty] | 0 | 0
[26 empty] | 0 | 0
[26 empty] | 0 | 0
[26 empty] | 0 | 0
[26 empty] | 0 | 0
[26 empty] | 0 | 0
[26 empty] | 0 | 0
[26 empty] | 0 | 0
[26 empty] | 0 | 0
[26 empty] | 0 | 0
[26 empty] | 0 | 0
[26 empty] | 0 | 0
[26 empty] | 0 | 0
[26 empty] | 0 | 0
[26 empty] | 0 | 0
[26 empty] | 0 | 0
[26 empty] | 0 | 0
[26 empty] | 0 | 0
[26 empty] | 0 | 0
[26 empty] | 0 | 0
[26 empty] | 0 | 0
[26 empty] | 0 | 0
[26 empty] | 0 | 0
[26 empty] | 0 | 0
[26 empty] | 0 | 0
[26 empty] | 0 | 0
[26 empty] | 0 | 0
[26 empty] | 0 | 0
[26 empty] | 0 | 0
[26 empty] | 0 | 0
[26 empty] | 0 | 0
[26 empty] | 0 | 0
[26 empty] | 0 | 0
[26 empty] | 0 | 0
[26 empty] | 0 | 0
[26 empty] | 0 | 0
[26 empty] | 0 | 0
[26 empty] | 0 | 0
[26 empty] | 0 | 0
[26 empty] | 0 | 0
[26 empty] | 0 | 0
[26 empty] | 0 | 0
[26 empty] | 0 | 0
[26 empty] | 0 | 0
[26 empty] | 0 | 0
[26 empty] | 0 | 0
[26 empty] | 0 | 0
[26 empty] | 0 | 0
[26 empty] | 0 | 0
[26 empty] | 0 | 0
[26 empty] | 0 | 0
[26 empty] | 0 | 0
[26 empty] | 0 | 0
[26 empty] | 0 | 0
[26 empty] | 0 | 0
[26 empty] | 0 | 0
[26 empty] | 0 | 0
[26 empty] | 0 | 0
[26 empty] | 0 | 0
[26 empty] | 0 | 0
[26 empty] | 0 | 0
[26 empty] | 0 | 0
[26 empty] | 0 | 0
[26 empty] | 0 | 0
[26 empty] | 0 | 0
[26 empty] | 0 | 0
[26 empty] | 0 | 0
[26 empty] | 0 | 0
[26 empty] | 0 | 0
[26 empty] | 0 | 0
[26 empty] | 0 | 0
[26 empty] | 0 | 0
[26 empty] | 0 | 0
[26 empty] | 0 | 0
[26 empty] | 0 | 0
[26 empty] | 0 | 0
[26 empty] | 0 | 0
[26 empty] | 0 | 0
[26 empty] | 0 | 0
[26 empty] | 0 | 0
[26 empty] | 0 | 0
[26 empty] | 0 | 0
[26 empty] | 0 | 0
[26 empty] | 0 | 0
[26 empty] | 0 | 0
[26 empty] | 0 | 0
[26 empty] | 0 | 0
[26 empty] | 0 | 0
[26 empty] | 0 | 0
[26 empty] | 0 | 0
[26 empty] | 0 | 0
[26 empty] | 0 | 0
[26 empty] | 0 | 0
[26 empty] | 0 | 0
[26 empty] | 0 | 0
[26 empty] | 0 | 0
[26 empty] | 0 | 0
[26 empty] | 0 | 0
[26 empty] | 0 | 0
[26 empty] | 0 | 0
[26 empty] | 0 | 0
[26 empty] | 0 | 0
[26 empty] | 0 | 0
[26 empty] | 0 | 0
[26 empty] | 0 | 0
[26 empty] | 0 | 0
[26 empty] | 0 | 0
[26 empty] | 0 | 0
[26 empty] | 0 | 0
[26 empty] | 0 | 0
[26 empty] | 0 | 0
[26 empty] | 0 | 0
[26 empty] | 0 | 0
[26 empty] | 0 | 0
[26 empty] | 0 | 0
[26 empty] | 0 | 0
[26 empty] | 0 | 0
[26 empty] | 0 | 0
[26 empty] | 0 | 0
[26 empty] | 0 | 0
[26 empty] | 0 | 0
[26 empty] | 0 | 0
[26 empty] | 0 | 0
[26 empty] | 0 | 0
[26 empty] | 0 | 0
[26 empty] | 0 | 0
[26 empty] | 0 | 0
[26 empty] | 0 | 0
[26 empty] | 0 | 0
[26 empty] | 0 | 0
[26 empty] | 0 | 0
[26 empty] | 0 | 0
[26 empty] | 0 | 0
[26 empty] | 0 | 0
[26 empty] | 0 | 0
[26 empty] | 0 | 0
[26 empty] | 0 | 0
[26 empty] | 0 | 0
[26 empty] | 0 | 0
[26 empty] | 0 | 0
[26 empty] | 0 | 0
[26 empty] | 0 | 0
[26 empty] | 0 | 0
[26 empty] | 0 | 0
[26 empty] | 0 | 0
[26 empty] | 0 | 0
[26 empty] | 0 | 0
[26 empty] | 0 | 0
[26 empty] | 0 | 0
[26 empty] | 0 | 0
[26 empty] | 0 | 0
[26 empty] | 0 | 0
[26 empty] | 0 | 0
[26 empty] | 0 | 0
[26 empty] | 0 | 0
[26 empty] | 0 | 0
[26 empty] | 0 | 0
[26 empty] | 0 | 0
[26 empty] | 0 | 0
[26 empty] | 0 | 0
[26 empty] | 0 | 0
[26 empty] | 0 | 0
[26 empty] | 0 | 0
[26 empty] | 0 | 0
[26 empty] | 0 | 0
[26 empty] | 0 | 0
[26 empty] | 0 | 0
[26 empty] | 0 | 0
[26 empty] | 0 | 0
[26 empty] | 0 | 0
[26 empty] | 0 | 0
[26 empty] | 0 | 0
[26 empty] | 0 | 0
[26 empty] | 0 | 0
[26 empty] | 0 | 0
[26 empty] | 0 | 0
[26 empty] | 0 | 0
[26 empty] | 0 | 0
[26 empty] | 0 | 0
[26 empty] | 0 | 0
[26 empty] | 0 | 0
[26 empty] | 0 | 0
[26 empty] | 0 | 0
[26 empty] | 0 | 0
[26 empty] | 0 | 0
[26 empty] | 0 | 0
[26 empty] | 0 | 0
[26 empty] | 0 | 0
[26 empty] | 0 | 0
[26 empty] | 0 | 0
[26 empty] | 0 | 0
[26 empty] | 0 | 0
[26 empty] | 0 | 0
[26 empty] | 0 | 0
[26 empty] | 0 | 0
[26 empty] | 0 | 0
[26 empty] | 0 | 0
[26 empty] | 0 | 0
[26 empty] | 0 | 0
[26 empty] | 0 | 0
[26 empty] | 0 | 0
[26 empty] | 0 | 0
[26 empty] | 0 | 0
[26 empty] | 0 | 0
[26 empty] | 0 | 0
[26 empty] | 0 | 0
[26 empty] | 0 | 0
[26 empty] | 0 | 0
[26 empty] | 0 | 0
[26 empty] | 0 | 0
[26 empty] | 0 | 0
[26 empty] | 0 | 0
[26 empty] | 0 | 0
[26 empty] | 0 | 0
[26 empty] | 0 | 0
[26 empty] | 0 | 0

## Zones
Houston | 1
North | -1
South | 1
West | -1
SET UP AREA, copy & paste values to cell B1
Source | South |  | N to H | N to W | N to S | W to N | S to N | W to S
Sink | North | Houston | -1 | 1 | -1 | -1 | 1 | -1
|  | North | 1 | 1 | 1 | -1 | -1 | -1
|  | South | -1 | 1 | -1 | -1 | 1 | -1
|  | West | 1 | -1 | 1 | 1 | -1 | 1
|  | Source | North | North | North | West | South | West
|  | Sink | Houston | West | South | North | North | South

## Tech
Number of Bus | Name of Bus | Tech Type
238 | BOSQUESW505 | CC
239 | BOSQUESW502 | GGT
244 | WHITNYDM01 | Hydro
245 | WHITNYDM02 | Hydro
247 | BOSQUESW501 | GGT
251 | BOSQUESW803 | CC
253 | BOSQUESW804 | CC
332 | RWMILLER01 | GST
333 | RWMILLER02 | GST
334 | RWMILLER03 | GST
335 | RWMILLER04 | GST
336 | RWMILLER05 | GST
344 | MRSSHPRD | Hydro
345 | MRSSHPRD01 | Hydro
366 | JNSNCNTY802 | Cogen
367 | JNSNCNTY802 | Cogen
503 | NTHTEXAS01 | GST
504 | NTHTEXAS02 | GST
505 | NTHTEXAS03 | GST
580 | JCKCNTY801 | CC
581 | JCKCNTY802 | CC
582 | JCKCNTY803 | CC
728 | WOLFRIDGE801 | Wind
837 | NEWMAN_G5 | GST
842 | OLINGER_G1 | GST
843 | OLINGER_G2 | GST
844 | OLINGER_G3 | GST
845 | OLINGER_G4 | GGT
923 | SPENCER_G4 | GST
924 | SPENCER_G5 | GST
948 | STEAM1 | GST
949 | STEAM2 | GST
950 | STEAM3 | GST
990 | GIBN_CREK_G1 | LIGCO
1002 | PBCTAGE_1G | GGT
1003 | PBCTBGE_2G | GGT
1004 | PBCTCGE_3G | GGT
1005 | PBCTDGE_4G | GGT
1006 | PBCTEGE_5G | GGT
1007 | PB5GEN_6G | GST
1008 | PB6GEN_7G | GST
1037 | MORGAN5G_5G | GST
1039 | MRGNAG_1G | GGT
1040 | MRGNBG_2G | GGT
1041 | MRGNCG_3G | GGT
1042 | MRGNDG_4G | GGT
1043 | MRGNEG_5G | GGT
1044 | MRGNFG_6G | GGT
1045 | CALENG1G_1G | Cogen
1046 | CALENG2G_2G | Cogen
1047 | CALENG3G_3G | Cogen
1058 | LONGSHORE_5 | Wind
1058 | LONGSHORE_5 | Wind
1061 | CIELOGEN_1G | Wind
1062 | CIELOGEN_2G | Wind
1068 | SCURRYCW_1G | Wind
1069 | KINDERMG_1G | Cogen
1070 | KINDERMG_2G | Cogen
1071 | KINDERMG_3G | Cogen
1073 | SCURRYCW_2G | Wind
1320 | BSP 1 | Cogen
1326 | STANTONW_8 | Wind
1327 | WILDHRSE_1G | Wind
1328 | OCOTILLO_1G | Wind
1333 | MCDDONAL_8 | Wind
1343 | TRENTIPP_8 | Wind
1349 | WESTXWIN_1G | Wind
1350 | NWPWRG1_1G | Wind
1354 | AEPWIND_8 | Wind
1360 | GUNSIGHT_8 | Wind
1416 | SWETWATR_1G | CC
1417 | SWETWATR_2G | CC
1418 | SWETWATR_3G | CC
1419 | SWETWATR_4G | CC
1432 | GRHAMSES_2G | GST
1433 | GRHAMSES_1G | GST
1437 | MESQUITW_1G | Wind
1438 | MESQUITW_2G | Wind
1442 | COKFIELD_5 | Wind
1453 | WCPWRCO_1G | CC
1454 | WCPWRCO_2G | CC
1455 | WCPWRCO_3G | CC
1479 | WFCOGEN_1G | Cogen
1479 | WFCOGEN_1G | Cogen
1482 | WFCOGEN_2G | Cogen
1482 | WFCOGEN_2G | Cogen
1600 | BARTNWND_1G | Wind
1643 | SLSTR1PP_1G | Wind
1675 | PEC_1G | Cogen
1676 | PEC_2G | Cogen
1677 | PEC_3G | Cogen
1678 | LAMARPWR_1G | CC
1679 | LAMARPWR_2G | CC
1680 | LAMARPWR_3G | CC
1681 | LAMARPWR_4G | CC
1682 | LAMARPWR_5G | CC
1683 | LAMARPWR_6G | CC
1687 | VALLEY_1G | GST
1688 | VALLEY_2G | GSC
1689 | VALLEY_3G | GST
1701 | MOSES_1G | LIGCO
1702 | MOSES_2G | LIGCO
1703 | MOSES_3G | LIGCO
1861 | EAGLEMNT_1G | GST
1862 | EAGLEMNT_2G | GST
1863 | EAGLEMNT_3G | GST
1877 | WLFHOLW_1G | CC
1878 | WLFHOLW_2G | CC
1879 | WLFHOLW_3G | CC
1889 | DECRDOVA_1G | GSC
1892 | DECRDOVA_2G | GGT
1893 | DECRDOVA_3G | GGT
1894 | DECRDOVA_4G | GGT
1895 | DECRDOVA_5G | GGT
1898 | COMCHEPK_1G | Nuc
1899 | COMCHEPK_2G | Nuc
1937 | MDLTHELP_5G | CC
1938 | MDLTHELP_6G | CC
1941 | MDLTHELP_1G | CC
1942 | MDLTHELP_2G | CC
1943 | MDLTHELP_3G | CC
1944 | MDLTHELP_4G | CC
1947 | HANDLEY_3G | GST
1948 | HANDLEY_4G | GST
1949 | HANDLEY_5G | GST
2371 | COLLIN_1G | GST
2381 | NTHLK1_G | GST
2382 | NTHLK2_G | GST
2383 | NTHLK3_G | GST
2413 | MTCK6_G | GST
2414 | MTCK7_G | GST
2417 | MTCK8_G | GSC
2451 | LKHB1_G | GST
2452 | LKHB2_G | GST
3097 | MARTLAKE_1G | LIGCO
3098 | MARTLAKE_2G | LIGCO
3099 | MARTLAKE_3G | LIGCO
3107 | STRYKER_1G | GST
3108 | STRYKER_2G | GST
3126 | TRINIDAD_6G | GST
3309 | ASPN_G | Bio
3348 | CHAMPION_1G | Cogen
3381 | BBRN_1G | LIGCO
3382 | BBRN_2G | LIGCO
3403 | THOUSE_1G | GSC
3404 | THOUSE_2G | GSC
3416 | LAKE_CRK1_G | GST
3417 | LAKE_CRK2_G | GST
3432 | SANDOW_4G | LIGCO
5026 | BRAUNIG_VHB1 | GST
5027 | BRAUNIG_VHB2 | GST
5028 | BRAUNIG_VHB3 | GST
5111 | CALAVER_JTD1 | LIGCO
5112 | CALAVER_JTD2 | LIGCO
5264 | LEON_LCP3G3 | GST
5265 | LEON_LCP4G4 | GST
5266 | LEON_LCPCT1 | GGT
5267 | LEON_LCPCT2 | GGT
5268 | LEON_LCPCT3 | GGT
5269 | LEON_LCPCT4 | GGT
5396 | CALAVER_OWS1 | GST
5397 | CALAVER_OWS2 | GST
5401 | CALAVER_JKS1 | LIGCO
5436 | TUTTL_WBT1G1 | GST
5438 | TUTTL_WBT3G3 | GST
5439 | TUTTL_WBT4G4 | GST
5476 | BRA_AVR1_CT1 | CC
5477 | BRA_AVR1_ST | CC
5478 | BRA_AVR1_CT2 | CC
5503 | RAYBURNGEN3 | GST
5505 | RAYBURNGEN1 | GGT
5506 | RAYBURNGEN2 | GGT
5508 | RAYBURNCC9 | CC
5509 | RAYBURNCC10 | CC
5511 | RAYBURNCC7 | CC
5512 | RAYBURNCC8 | CC
5728 | FALCONHYDRO2 | Hydro
5729 | FALCONHYDRO3 | Hydro
5890 | PEARSALLGEN1 | GST
5891 | PEARSALLGEN2 | GST
5892 | PEARSALLGEN3 | GST
5903 | SANMIGUELGEN | LIGCO
5911 | STP_GN1___1 | Nuc
5912 | STP_GN2___2 | Nuc
5920 | WELSHDC1 | DCTie
5925 | DCEAST | DCTie
5932 | SI_RAY9 | CC
5933 | SI_RAY6 | GST
5934 | SI_RAY5 | GST
5935 | SI_RAY10 | CC
6016 | SWMESA | Wind
6096 | NORTHDC7 | DCTie
6100 | OKLA7A | DCTie
6144 | MCADOO1A | Wind
6407 | TURKTRAK1A | Wind
6637 | SNYDERW1A | Wind
6752 | OKLA0A | LIGCO
6948 | DENISNDM | Hydro
6948 | DENISNDM | Hydro
7000 | L_FERGUS1_1Y | GSC
7004 | L_SIMGID1_1Y | GST
7005 | L_SIMGID1_2Y | GST
7006 | L_SIMGID1_3Y | GST
7007 | L_LOSTPI1_1Y | CC
7008 | L_LOSTPI1_2Y | CC
7009 | L_LOSTPI1_3Y | CC
7010 | L_FPPYD11_1Y | LIGCO
7011 | L_FPPYD11_2Y | LIGCO
7012 | L_FPPYD21_3Y | LIGCO
7014 | L_HAYSEN1_1Y | CC
7015 | L_HAYSEN1_2Y | CC
7016 | L_HAYSEN1_3Y | CC
7017 | L_HAYSEN1_4Y | CC
7020 | L_AUSTPL1_1Y | Hydro
7020 | L_AUSTPL1_1Y | Hydro
7022 | L_BUCHAN1_1Y | Hydro
7023 | L_BUCHAN1_2Y | Hydro
7024 | L_BUCHAN1_3Y | Hydro
7026 | L_INKSDA1_1Y | Hydro
7028 | L_MARBFA1_1Y | Hydro
7029 | L_MARBFA1_2Y | Hydro
7031 | L_MARSFO1G1Y | Hydro
7032 | L_MARSFO1G2Y | Hydro
7033 | L_MARSFO1G3Y | Hydro
7035 | L_WIRTZ_1G1Y | Hydro
7036 | L_WIRTZ_1G2Y | Hydro
7038 | L_DELAWA1_1Y | Wind
7038 | L_DELAWA1_1Y | Wind
7303 | L_WPPGS12_1Y | GGT
7303 | L_WPPGS12_1Y | GGT
7305 | L_WPPGS34_1Y | GGT
7305 | L_WPPGS34_1Y | GGT
7487 | L_CANYHY8_1Y | Hydro
7605 | L_MCQUEE9_1Y | Hydro
7605 | L_MCQUEE9_1Y | Hydro
7605 | L_MCQUEE9_1Y | Hydro
7609 | L_SCHUMA8_1Y | Hydro
7624 | L_LAKEWO9_1Y | Hydro
7624 | L_LAKEWO9_1Y | Hydro
7800 | L_GUADGE1_1Y | CC
7801 | L_GUADGE1_2Y | CC
7802 | L_GUADGE1_3Y | CC
7803 | L_GUADGE1_4Y | CC
7804 | L_GUADGE1_5Y | CC
7805 | L_GUADGE1_6Y | CC
7807 | L_BASTEN1_1Y | CC
7808 | L_BASTEN1_2Y | CC
7809 | L_BASTEN1_3Y | CC
7810 | L_RIONOG1G1Y | CC
7811 | L_RIONOG1G2Y | CC
7812 | L_RIONOG1G3Y | CC
7813 | L_RIONOG1S1Y | CC
8032 | AMISTADHYD1 | Hydro
8033 | AMISTADHYD2 | Hydro
8048 | FALCONHYDRO1 | Hydro
8066 | DUP1V#1 | Cogen
8134 | FOR #1 | Cogen
8138 | FOR #2 | Cogen
8139 | JOS #1 | GST
8147 | UCAR #2 | Cogen
8148 | UCAR #1 | Cogen
8153 | FOR #3 | Cogen
8154 | FOR #4 | Cogen
8155 | FOR #5 | Cogen
8156 | FOR #6 | Cogen
8157 | FOR #7 | Cogen
8161 | COLETO0A | LIGCO
8173 | VICEC51A | CC
8174 | VICEC61A | CC
8189 | CUECPL2A | Cogen
8262 | ELPS | Hydro
8285 | LAR #1 | GST
8287 | LAR #2 | GST
8288 | LAR #3 | GST
8388 | BATES0A | GST
8393 | BATES0B | GST
8437 | NUECES_B0C | GST
8438 | NUECES_B0B | GST
8442 | NBEC7 | GST
8442 | NBEC7 | GST
8456 | COSW#1 | Cogen
8457 | COSW#2 | Cogen
8459 | B_DAVIS0B | GSC
8460 | B_DAVIS0A | GSC
8461 | KOCH_UP0A | Cogen
8506 | VAL #1 | Cogen
8507 | VAL #2 | Cogen
8511 | OXY_CC0A | Cogen
8517 | CELANEBI0A | Cogen
8560 | CNOPGT1 | Cogen
8561 | CNOPGT2 | Cogen
8562 | CNOPST1 | Cogen
8926 | LGE_GT10A | Cogen
8927 | LGE_GT20A | Cogen
8928 | LGE_STG0A | Cogen
8930 | ICPGN10A | Cogen
8931 | ICPGN20A | Cogen
8932 | ICPGN30A | Cogen
8933 | FGNTS001 | CC
8934 | FGNTS101 | CC
8935 | FGNTS201 | CC
8936 | MVGN#1 | CC
8937 | MVGN#2 | CC
8938 | MVGN#3 | CC
8981 | HECN1 | CC
8982 | HECN2 | CC
8983 | HECN3 | CC
9000 | DECKR_G1 | GST
9001 | DECKR_G2 | GST
9002 | DECKR_G3 | GGT
9003 | DECKR_G4 | GGT
9004 | DECKR_G5 | GGT
9005 | DECKR_G6 | GGT
9016 | SANDH_G1 | GGT
9017 | SANDH_G2 | GGT
9018 | SANDH_G3 | GGT
9019 | SANDH_G4 | GGT
9020 | SANDHG5A | CC
9021 | SANDHG5C | CC
11001 | NAV1CT | CC
11009 | NAV2CT | CC
11011 | NAV3ST | CC
11012 | NAV4CT | CC
11013 | NAV5CT | CC
11014 | NAV6ST | CC
11020 | TIEHVSG_1G | CC
11021 | TIEHVCG_1G | CC
11022 | TIEHVCG_2G | CC
11023 | TIEHVCG_3G | CC
11024 | TIEHVCG_4G | CC
11025 | TIEHVSG_2G | CC
11056 | ROSCOE_1G | Wind
11057 | CHAMPION_1G | Wind
11058 | PYRON_1G | Wind
11059 | INADALE_1G | Wind
11065 | ELBOWCK_1G | Wind
11147 | NOTREES_1G | Wind
11309 | BULLCREK_2G | Wind
11310 | BULLCREK_1G | Wind
11320 | COYOTE_1G | Wind
11691 | KMICHICT1_G | CC
11692 | KMICHICT2_G | CC
11693 | KMICHIST3_G | CC
11694 | KMICHICT4_G | CC
11695 | KMICHICT5_G | CC
11696 | KMICHIST6_G | CC
12322 | ENNSTRAC_1G | CC
12323 | ENNSTRAC_2G | CC
12411 | FPLEFR1A_G | CC
12412 | FPLEFR1B_G | CC
12413 | FPLEFR1C_G | CC
12414 | FPLEFR1S_G | CC
12421 | FPLEFR2A_G | CC
12422 | FPLEFR2B_G | CC
12423 | FPLEFR2C_G | CC
12424 | FPLEFR2S_G | CC
12440 | PARKD_1SVC8 | GST
12449 | PARKD_2SVC8 | GST
13116 | TGATEWAY_1G | CC
13117 | TGATEWAY_2G | CC
13118 | TGATEWAY_3G | CC
13119 | TGATEWAY_4G | CC
13131 | CALFREST_1G | CC
13132 | CALFREST_2G | CC
13133 | CALFREST_3G | CC
13134 | CALFREST_4G | CC
13135 | CALFREST_5G | CC
13136 | CALFREST_6G | CC
13432 | SANDOW_5G | LIGCO
32798 | BRYN_TAMUGEN | GST
32883 | BRYN_DNSBY3 | GST
32884 | BRYN_DNSBY13 | GST
32886 | BRYN_ATKINS3 | GST
32887 | BRYN_ATKINS6 | GST
32888 | BRYN_ATKINS7 | GGT
32890 | BRYN_ATKINS4 | GST
32891 | BRYN_ATKINS5 | GST
32892 | BRYN_DNSBY14 | GST
36998 | RDCNYNG1 | Wind
38332 | TNWDWRDU2_8 | Wind
38437 | TNSRBNMESA9 | Wind
38580 | TNBP_CGN1_8 | Cogen
38590 | TNBP_CGN2_8 | Cogen
38600 | TNBP_CGN3_8 | Cogen
38611 | TNBPAMCG1_8 | Cogen
38612 | TNBPAMCG2_8 | Cogen
38613 | TNBPAMCG3_8 | Cogen
38614 | TNBPAMCG4_8 | Cogen
38615 | TNBPAMCG5_8 | Cogen
38690 | TNBP_CGN4_8 | Cogen
38711 | TNTXCTY1CG8 | Cogen
38712 | TNTXCTY2CG8 | Cogen
38713 | TNTXCTY3CG8 | Cogen
38714 | TNTXCTY4CG8 | Cogen
39190 | TNSLCGN1__8 | Cogen
39470 | TNDOWCGNSG8 | Cogen
39480 | TNDOWCGNGG8 | Cogen
39760 | TNSCLP1___8 | Cogen
39770 | TNSCLP2___8 | Cogen
39775 | TNSCLP4___8 | Cogen
39790 | TNSCLP3___8 | Cogen
39960 | TNTNPONE_18 | LIGCO
39970 | TNTNPONE_28 | LIGCO
48500 | APD_GT1_8005 | Cogen
48510 | AK_GT1__8040 | Cogen
48511 | LPE_GT1_8070 | GGT
48512 | LPE_GT2_8075 | GGT
48513 | LPE_GT3_8080 | GGT
48514 | LPE_GT4_8085 | GGT
48520 | BSF_GT1_8070 | Cogen
48520 | BSF_GT1_8070 | Cogen
48521 | BVE_GT1_GT1 | CC
48522 | BVE_GT2_5035 | CC
48523 | BVE_ST1_GN1 | CC
48531 | BYU_GT1_8075 | Cogen
48532 | BYU_GT2_8055 | Cogen
48533 | BYU_GT3_8060 | Cogen
48534 | BYU_GT4_8065 | Cogen
48551 | CAL_GT1_8045 | Cogen
48552 | CAL_ST1_8000 | Cogen
48561 | CTL_GT2_8130 | Cogen
48562 | CTL_GT3_8135 | Cogen
48563 | CTL_GT4_8140 | Cogen
48564 | CTL_GN1_8145 | Cogen
48565 | CTL_GN2_8155 | Cogen
48581 | CBY_GN1_1 | GSC
48582 | CBY_GN2_2 | GSC
48583 | CBY_GT4_1 | GSC
48584 | CBY_GT4_2 | CC
48585 | CBY_ST4_1 | CC
48591 | CHE_GT2_5030 | Cogen
48593 | CHE_GT1_8015 | Cogen
48594 | CHE_GN4_8025 | Cogen
48595 | BTE_GT2_8075 | CC
48596 | BTE_GT3_8045 | CC
48597 | BTE_GT4_8055 | CC
48598 | BTE_ST1_8070 | CC
48611 | DIB_GT1_8080 | Cogen
48612 | DIB_GT2_8075 | Cogen
48613 | DIB_ST1_8085 | Cogen
48614 | DIB_GT3_8090 | Cogen
48641 | DPEC_GT15040 | CC
48642 | DPEC_GT25025 | CC
48643 | DPEC_GT35010 | CC
48644 | DPEC_GT45070 | CC
48645 | DPEC_ST55065 | CC
48651 | EP_1_2 | Cogen
48651 | EP_1_2 | Cogen
48671 | FTR_GT1_5105 | CC
48672 | FTR_GT2_5110 | CC
48673 | FTR_GT3_5085 | CC
48674 | FTR_CN4_5095 | CC
48690 | GBY_GN5_5 | GSC
48691 | GBY_73741085 | GGT
48691 | GBY_73741085 | GGT
48692 | GBY_81821075 | GGT
48692 | GBY_81821075 | GGT
48693 | GBY_83841065 | GGT
48693 | GBY_83841065 | GGT
48721 | LEG_1___1 | LIGCO
48722 | LEG_2___2 | LIGCO
48730 | MNS_GT | Cogen
48731 | CBE_GT1 | CC
48732 | CBE_GT2 | CC
48733 | CBE_ST12 | CC
48734 | CBE_GT3 | CC
48735 | CBE_GT4 | CC
48736 | CBE_ST34 | CC
48740 | PSG_GN2_8050 | Cogen
48741 | PSG_GT2_8040 | Cogen
48742 | PSG_GT3_8060 | Cogen
48761 | PR_GT1__9040 | Cogen
48772 | PHR_GN2_2 | GSC
48791 | PSA_GT1_8160 | Cogen
48792 | PSA_GT2_8155 | Cogen
48793 | PSA_GT3_8150 | Cogen
48794 | PSA_GT4_8145 | Cogen
48795 | PSA_GT5_8140 | Cogen
48796 | PSA_GN1_8165 | Cogen
48797 | PSA_GT6_8135 | Cogen
48811 | CVC_GT3_5045 | Cogen
48812 | CVC_GT2_5020 | Cogen
48813 | CVC_GT1_5035 | Cogen
48814 | CVC_ST5_5040 | Cogen
48815 | CVC_GT4_8005 | Cogen
48820 | SHELLG1_3015 | Cogen
48821 | SHELLG2 | Cogen
48822 | SHELLG3_3020 | Cogen
48822 | SHELLG3_3020 | Cogen
48841 | SJS_GT1_GT1 | Cogen
48842 | SJS_GT2_GT2 | Cogen
48845 | SOL_GT1 | Solar
48851 | SRB_GN1_1 | GST
48852 | SRB_GN2_2 | GST
48853 | SRB_GN3_3 | GST
48854 | SRB_GN4_4 | GST
48855 | SRB_GT211035 | GGT
48855 | SRB_GT211035 | GGT
48873 | THW_ST3_ST_3 | CC
48874 | THW_ST4_ST_4 | CC
48875 | THW_3132 | CC
48875 | THW_3132 | CC
48877 | THW_3334 | CC
48877 | THW_3334 | CC
48879 | THW_4142 | CC
48879 | THW_4142 | CC
48881 | THW_4344 | CC
48881 | THW_4344 | CC
48883 | THW_GT1_GT_1 | GGT
48885 | THW_5152 | GGT
48885 | THW_5152 | GGT
48886 | THW_5354 | GGT
48886 | THW_5354 | GGT
48887 | THW_5556 | GGT
48887 | THW_5556 | GGT
48911 | TGF_GT1_8000 | Cogen
48921 | WAP_GN1_1 | GST
48922 | WAP_GN2_2 | GST
48923 | WAP_GN3_3 | GST
48924 | WAP_GN4_4 | GSC
48925 | WAP_GN5_5 | LIGCO
48926 | WAP_GN6_6 | LIGCO
48927 | WAP_GN7_7 | LIGCO
48928 | WAP_GN8_8 | LIGCO
48929 | WAPGT21_GT1 | GGT
48940 | WARVUE_GT1 | Cogen
49803 | EXN_15GT | Cogen
49804 | EXN_16GT | Cogen
49805 | EXN_17GT | Cogen
49826 | EXN938GT | Cogen
49828 | EXN941GT | Cogen
49829 | EXN942GT | Cogen
49830 | EXN943GT | Cogen
49831 | EXN944GT | Cogen
49832 | EXN945GT | Cogen
49837 | EXN_GT | Cogen
49838 | EXN_14GT | Cogen
49851 | DOW17000 | Cogen
49858 | DOW38100 | Cogen
49859 | DOW38200 | Cogen
49860 | DOW38300 | Cogen
49862 | DOW39100 | Cogen
49863 | DOW39200 | Cogen
49865 | DOW41000 | Cogen
49866 | DOW42000 | Cogen
49869 | DOW49000 | Cogen
49870 | DOW61000 | Cogen
49871 | DOW62000 | Cogen
49872 | DOW63000 | Cogen
49873 | DOW64000 | Cogen
49876 | DOW65000 | Cogen
49877 | DOW66000 | Cogen
49878 | DOW67000 | Cogen
49882 | DOW81000 | Cogen
49884 | DOW82000 | Cogen
49885 | DOW83000 | Cogen
49886 | DOW84000 | Cogen
58909 | PEARSALLSCG1 | Diesel
58909 | PEARSALLSCG1 | Diesel
58909 | PEARSALLSCG1 | Diesel
58909 | PEARSALLSCG1 | Diesel
58909 | PEARSALLSCG1 | Diesel
58909 | PEARSALLSCG1 | Diesel
58919 | PEARSALLSCG2 | Diesel
58919 | PEARSALLSCG2 | Diesel
58919 | PEARSALLSCG2 | Diesel
58919 | PEARSALLSCG2 | Diesel
58919 | PEARSALLSCG2 | Diesel
58919 | PEARSALLSCG2 | Diesel
58929 | PEARSALLSCG3 | Diesel
58929 | PEARSALLSCG3 | Diesel
58929 | PEARSALLSCG3 | Diesel
58929 | PEARSALLSCG3 | Diesel
58929 | PEARSALLSCG3 | Diesel
58929 | PEARSALLSCG3 | Diesel
58949 | PEARSALLSCG4 | Diesel
58949 | PEARSALLSCG4 | Diesel
58949 | PEARSALLSCG4 | Diesel
58949 | PEARSALLSCG4 | Diesel
58949 | PEARSALLSCG4 | Diesel
58949 | PEARSALLSCG4 | Diesel
60000 | DSKY2 | Wind
60003 | KING_NE1A | Wind
60005 | KING_SE1A | Wind
60007 | KING_SW1A | Wind
60016 | WOODWRD11A | Wind
60017 | ORNNWP1 | Wind
60018 | DSKY1 | Wind
60019 | KING_NW1A | Wind
60057 | CALLAHAN1A | Wind
60058 | BUFF_GAP1A | Wind
60060 | CIRELLO | Wind
60063 | BUFF_GAP1B | Wind
60066 | H_HOLLOW1A | Wind
60068 | HHOLLOW21A | Wind
60070 | HHOLLOW31A | Wind
60072 | HHOLLOW41A | Wind
60081 | WHRLWIND1A | Wind
60201 | RIO DRCS | AVR
60202 | FRNDDRCS | AVR
71051 | L_BITTCR1_1N | Wind
71054 | L_SWEETW1_1N | Wind
71057 | L_SWEETW1_2N | Wind
71059 | L_SWEETW1_3N | Wind
71060 | L_SWEETW1_4N | Wind
71061 | L_SWEETW1_5N | Wind
76031 | L_GASCCR1_1N | Wind
76091 | L_DIVIDE1_1N | Wind
76095 | L_CAPRSI1_1N | Wind
76096 | L_CAPRSI1_2N | Wind
76097 | L_CAPRGE1_1N | Wind
80003 | MILHWYS | AVR
80012 | LAR | DCTie
80051 | FOR #8 | Cogen
80052 | FOR #9 | Cogen
80053 | FOR #10 | Cogen
80080 | GWINDT11A | Wind
80080 | GWINDT11A | Wind
80080 | GWINDT11A | Wind
80080 | GWINDT11A | Wind
80081 | GWINDT21A | Wind
80081 | GWINDT21A | Wind
80081 | GWINDT21A | Wind
80081 | GWINDT21A | Wind
80137 | CSDR89 | DCTie
80137 | CSDR89 | DCTie
80138 | CSDR7 | DCTie
80139 | CSDR56 | DCTie
80139 | CSDR56 | DCTie
80140 | CSDR11 | DCTie
80180 | PNSCALT11A | Wind
80180 | PNSCALT11A | Wind
80181 | PNSCALT21A | Wind
80181 | PNSCALT21A | Wind
80223 | REYSHR G | Cogen
80224 | VISTRONG1 | Cogen
80225 | VISTRONG2 | Cogen
80226 | ALCOA G | Cogen
80227 | AIRCO G | Cogen
80263 | B_DAVIS31A | CC
80264 | B_DAVIS41A | CC
80265 | LARECU40A | GGT
80266 | LARECU50A | GGT
86104 | CID-138 | DCTie
86105 | CID-230 | DCTie
86106 | CUF-230 | DCTie
86107 | CUF-138 | DCTie
88198 | BEEVILLE | AVR
88253 | HAMILTON | BLT
88299 | ZAPATA | BLT
88508 | FALFURRI | AVR