## Set up
Step 1 | Go to the Zones worksheet in this workbook. Make sure that the source and sink zones are set correctly and the "1"s and "-1"s are correct |  | Summary of Key Data points | Value
File Description: Cont_ Austrop to SandowTXU OL_ Austrop to Sandow
Step 2 | Open Dennis' file that needs to have the data transferred, same file that is listed in cell K27 |  | Number of units | 645
|  |  | Dec PTDF cutoff point | 385
Step 3 | Copy columns J:X from an old Dennis' Sheet to the new sheet (if first round of a new alaysis) |  | Dec PTDF cutoff unit | TNSLCGN1__8
|  |  | Dec 10% unit | L_HAYSEN1_1Y
Step 4 | Mark the contingencies and monitored element set by a "y" in column K of Dennis' sheet, if there are a match on the filename use something to make unique |  | Dec max cumltv zone impact - cumltv zone share | 0.12808
|  |  | Dec max cumltv zone impact - cumltv zone share pt | 171
Step 5 | Enter Dennis' file name into cell K27 |  | Dec max cumltv zone impact - cumltv zone share unit | RAYBURNGEN2
|  |  | South Zonal weighted AWGSF | 0.16492
Step 6 | click the step one button |  | North Zonal weighted AWGSF | -0.13189
|  |  | Inc PTDF cutoff point | 260
Step 7 | Enter the line ratings in Dennis' workbook, the Input worksheet, in the cells |  | Inc PTDF cutoff unit | SANDOW_4G
| X6:X30, or to the end of the selected list. |  | Inc 10% unit | MDLTHELP_5G
|  |  | Inc max cumltv zone impact - cumltv zone share | 0.01976
Step 8 | Check to see that the number of generators in Dennis' file matches the length |  | Inc max cumltv zone impact - cumltv zone share pt | 23
| of the formulas in columns L:V (Distributed Slack - Dec) have been copied through to the apporpriate number of rows |  | Inc max cumltv zone impact - cumltv zone share unit | DECRDOVA_5G
| If Dennis' sheet data is less than this file then clear any old unit data in columns A:K of this workbook to match the correct leng |  | South Zonal weighted AWGSF | 0.16492
| It is only necessary to match the Distributed Slack - Dec worksheet. |  | North Zonal weighted AWGSF | -0.13189
|  |  | Min of zone correlation | -0.22745
Step 9 | Click the step 2 button |  | Bounary gen in North Zone | 186.2841
| The last file saved will still be open, yopu will need to close this file. |  | Bounary gen in soucre zone as % of line | 19.49%
| This sheet willno longer be open. |  | Bounary gen in South Zone | 0
|  |  | Bounary gen in soucre zone as % of line | 0
|  |  | OL element line rating | 956
|  |  | South Zonal weighted AWGSF | 0.16492
|  | SN_043009automation.xls | North Zonal weighted AWGSF | -0.13189
Copy Dennis' data step 1
Copy Dennis' Data Step 2

## Distributed Slack - Dec
Number of Bus | Name of Bus | ID | Area Name of Gen | AGC | P Sensitivity of Bus | Gen MW | Min MW | Max MW | V Sensitivity of Bus | Set Volt | Tech Type | Zone Impact | Zone Correlation | Inc Max | Dec Max | Souce S.F. Weighting | Souce Capacity | Sink S.F. Weighting | Sink Capacity | PTDF Calc | PTDF Weighting | Cumulative Share of Zonal Cap | Cumulative Share of Zonal Impact | Cont_ Austrop to SandowTXU OL_ Austrop to Sandow |  | i_PTDF_DEC_pt | 385 |  | RAYBURNGEN2 | Unit at max
7007 | L_LOSTPI1_1Y | 1 | South | YES | 0.27743 | 158.6 | 110 | 158 | 0 | 1 | CC | 1 | 0.40933 | 158 | 158 | 43.8347 | 158 |  |  | 0.40933 | 64.674 | 0.0055596 | 0.0083985 |  |  | i_10pctunit | 10 |  | 171 | # units @ max
7008 | L_LOSTPI1_2Y | 2 | South | YES | 0.27743 | 157.7 | 107 | 160 | 0 | 1 | CC | 1 | 0.40933 | 160 | 160 | 44.3896 | 160 |  |  | 0.40933 | 65.4927 | 0.01119 | 0.016903 |  |  | # units | 645 |  | 0.12808 | delta max
7009 | L_LOSTPI1_3Y | 3 | South | YES | 0.27743 | 173.9 | 72 | 175 | 0 | 1 | CC | 1 | 0.40933 | 175 | 175 | 48.5511 | 175 |  |  | 0.40933 | 71.6326 | 0.017347 | 0.026205 | [5 empty] | Delta
7807 | L_BASTEN1_1Y | 1 | South | YES | 0.26989 | 152.5 | 83.5 | 152.5 | 0 | 1.004 | CC | 1 | 0.40178 | 152.5 | 152.5 | 41.1578 | 152.5 |  |  | 0.40178 | 61.2717 | 0.022713 | 0.034162 | Weighted Shift Factors |  |  |  | 1 | 0.0028389
7808 | L_BASTEN1_2Y | 1 | South | YES | 0.26989 | 149.5 | 83.5 | 149.5 | 0 | 1.004 | CC | 1 | 0.40178 | 149.5 | 149.5 | 40.3481 | 149.5 |  |  | 0.40178 | 60.0663 | 0.027974 | 0.041962 | South | 0.16492 |  |  | 2 | 0.0057137
7809 | L_BASTEN1_3Y | 1 | South | YES | 0.26989 | 232.6 | 42 | 232.6 | 0 | 1.004 | CC | 1 | 0.40178 | 232.6 | 232.6 | 62.7757 | 232.6 |  |  | 0.40178 | 93.4543 | 0.036158 | 0.054098 | North | -0.13189 |  |  | 3 | 0.0088581
7010 | L_FPPYD11_1Y | 1 | South | YES | 0.23605 | 547.4 | 200 | 606 | 0 | 1.02 | LIGCO | 1 | 0.36794 | 0 | 606 | 143.0457 | 606 |  |  | 0.36794 | 222.9737 | 0.057482 | 0.083053 |  |  |  |  | 4 | 0.011449
7011 | L_FPPYD11_2Y | 2 | South | YES | 0.23605 | 552.2 | 200 | 598 | 0 | 1.02 | LIGCO | 1 | 0.36794 | 0 | 598 | 141.1573 | 598 |  |  | 0.36794 | 220.0301 | 0.078524 | 0.11163 |  |  |  |  | 5 | 0.013988
7012 | L_FPPYD21_3Y | 3 | South | YES | 0.23577 | 427.5 | 200 | 436 | 0 | 1.02 | LIGCO | 1 | 0.36766 | 0 | 436 | 102.7944 | 436 |  |  | 0.36766 | 160.3004 | 0.093865 | 0.13244 |  |  |  |  | 6 | 0.01794
7014 | L_HAYSEN1_1Y | 1 | South | YES | 0.22164 | 223.9 | 74 | 223.9 | 0 | 1.008 | CC | 1 | 0.35354 | 223.9 | 223.9 | 49.6256 | 223.9 |  |  | 0.35354 | 79.1568 | 0.10174 | 0.14272 |  |  |  |  | 7 | 0.025571
7015 | L_HAYSEN1_2Y | 2 | South | YES | 0.22164 | 225 | 74 | 225 | 0 | 1.008 | CC | 1 | 0.35354 | 225 | 225 | 49.8695 | 225 |  |  | 0.35354 | 79.5457 | 0.10966 | 0.15305 |  |  |  |  | 8 | 0.033102
7016 | L_HAYSEN1_3Y | 3 | South | YES | 0.22164 | 224.6 | 74 | 224.6 | 0 | 1.008 | CC | 1 | 0.35354 | 224.6 | 224.6 | 49.7808 | 224.6 |  |  | 0.35354 | 79.4043 | 0.11756 | 0.16336 |  |  |  |  | 9 | 0.038577
7017 | L_HAYSEN1_4Y | 4 | South | YES | 0.22164 | 226.7 | 74 | 226.7 | 0 | 1.008 | CC | 1 | 0.35354 | 226.7 | 226.7 | 50.2462 | 226.7 |  |  | 0.35354 | 80.1467 | 0.12554 | 0.17377 |  |  |  |  | 10 | 0.040977
7810 | L_RIONOG1G1Y | 1 | South | YES | 0.21257 | 148 | 0 | 148 | 0 | 1.02 | CC | 1 | 0.34447 | 148 | 148 | 31.4607 | 148 |  |  | 0.34447 | 50.981 | 0.13075 | 0.18039 |  |  |  |  | 11 | 0.04339
7811 | L_RIONOG1G2Y | 2 | South | YES | 0.21257 | 148 | 0 | 148 | 0 | 1.02 | CC | 1 | 0.34447 | 148 | 148 | 31.4607 | 148 |  |  | 0.34447 | 50.981 | 0.13596 | 0.18701 |  |  |  |  | 12 | 0.045798
7812 | L_RIONOG1G3Y | 3 | South | YES | 0.21257 | 154 | 0 | 154 | 0 | 1.02 | CC | 1 | 0.34447 | 154 | 154 | 32.7361 | 154 |  |  | 0.34447 | 53.0478 | 0.14137 | 0.1939 |  |  |  |  | 13 | 0.048229
7813 | L_RIONOG1S1Y | 4 | South | YES | 0.21257 | 293 | 0 | 293 | 0 | 1.02 | CC | 1 | 0.34447 | 293 | 293 | 62.2836 | 293 |  |  | 0.34447 | 100.9286 | 0.15168 | 0.20701 |  |  |  |  | 14 | 0.049642
7609 | L_SCHUMA8_1Y | 1 | South | YES | 0.20469 | 0 | 0 | 4 |  | 1 | Hydro | 1 | 0.33658 | 0 | 0 | 0 | 0 |  |  | 0.33658 | 0 | 0.15168 | 0.20701 |  |  |  |  | 15 | 0.051054
7800 | L_GUADGE1_1Y | 1 | South | YES | 0.2045 | 147 | 30 | 147 | 0 | 1.02 | CC | 1 | 0.3364 | 147 | 147 | 30.0619 | 147 |  |  | 0.3364 | 49.4504 | 0.15686 | 0.21343 |  |  |  |  | 16 | 0.052524
7801 | L_GUADGE1_2Y | 2 | South | YES | 0.2045 | 138 | 30 | 138 | 0 | 1.02 | CC | 1 | 0.3364 | 138 | 138 | 28.2214 | 138 |  |  | 0.3364 | 46.4228 | 0.16171 | 0.21946 |  |  |  |  | 17 | 0.055321
7802 | L_GUADGE1_3Y | 3 | South | YES | 0.2045 | 146 | 30 | 146 | 0 | 1.02 | CC | 1 | 0.3364 | 146 | 146 | 29.8574 | 146 |  |  | 0.3364 | 49.114 | 0.16685 | 0.22583 |  |  |  |  | 18 | 0.055321
7803 | L_GUADGE1_4Y | 4 | South | YES | 0.2045 | 149 | 30 | 149 | 0 | 1.02 | CC | 1 | 0.3364 | 149 | 149 | 30.4709 | 149 |  |  | 0.3364 | 50.1232 | 0.17209 | 0.23234 |  |  |  |  | 19 | 0.05657
7804 | L_GUADGE1_5Y | 5 | South | YES | 0.2045 | 182 | 30 | 182 | 0 | 1.02 | CC | 1 | 0.3364 | 182 | 182 | 37.2195 | 182 |  |  | 0.3364 | 61.2243 | 0.1785 | 0.24029 |  |  |  |  | 20 | 0.057742
7805 | L_GUADGE1_6Y | 6 | South | YES | 0.2045 | 203 | 30 | 203 | 0 | 1.02 | CC | 1 | 0.3364 | 203 | 203 | 41.5141 | 203 |  |  | 0.3364 | 68.2887 | 0.18564 | 0.24916 |  |  |  |  | 21 | 0.058983
7487 | L_CANYHY8_1Y | 1 | South | YES | 0.20371 | 0 | 0 | 6 |  | 1 | Hydro | 1 | 0.3356 | 0 | 0 | 0 | 0 |  |  | 0.3356 | 0 | 0.18564 | 0.24916 |  |  |  |  | 22 | 0.060249
7605 | L_MCQUEE9_1Y | 1 | South | YES | 0.20305 | 0 | 0 | 2.4 |  | 1.025 | Hydro | 1 | 0.33495 | 0 | 0 | 0 | 0 |  |  | 0.33495 | 0 | 0.18564 | 0.24916 |  |  |  |  | 23 | 0.061795
7605 | L_MCQUEE9_1Y | 2 | South | YES | 0.20305 | 0 | 0 | 2.4 |  | 1.025 | Hydro | 1 | 0.33495 | 0 | 0 | 0 | 0 |  |  | 0.33495 | 0 | 0.18564 | 0.24916 |  |  |  |  | 24 | 0.06352
7605 | L_MCQUEE9_1Y | 3 | South | YES | 0.20305 | 0 | 0 | 2.8 |  | 1.025 | Hydro | 1 | 0.33495 | 0 | 0 | 0 | 0 |  |  | 0.33495 | 0 | 0.18564 | 0.24916 |  |  |  |  | 25 | 0.06352
9016 | SANDH_G1 | 1 | South | YES | 0.19959 | 45 | 2 | 49 | 0 | 1.0175 | GGT | 1 | 0.33148 | 49 | 49 | 9.7798 | 49 |  |  | 0.33148 | 16.2426 | 0.18736 | 0.25127 |  |  |  |  | 26 | 0.06352
9017 | SANDH_G2 | 2 | South | YES | 0.19959 | 45 | 2 | 46 | 0 | 1.0175 | GGT | 1 | 0.33148 | 46 | 46 | 9.181 | 46 |  |  | 0.33148 | 15.2481 | 0.18898 | 0.25325 |  |  |  |  | 27 | 0.06352
9018 | SANDH_G3 | 3 | South | YES | 0.19959 | 45 | 2 | 46 | 0 | 1.0175 | GGT | 1 | 0.33148 | 46 | 46 | 9.181 | 46 |  |  | 0.33148 | 15.2481 | 0.1906 | 0.25523 |  |  |  |  | 28 | 0.06352
9019 | SANDH_G4 | 4 | South | YES | 0.19959 | 0 | 2 | 47 |  | 1.0175 | GGT | 1 | 0.33148 | 47 | 47 | 9.3806 | 47 |  |  | 0.33148 | 15.5796 | 0.19226 | 0.25725 |  |  |  |  | 29 | 0.063905
9020 | SANDHG5A | 5A | South | YES | 0.19959 | 150 | 84 | 155 | 0 | 1.0175 | CC | 1 | 0.33148 | 155 | 155 | 30.936 | 155 |  |  | 0.33148 | 51.3796 | 0.19771 | 0.26392 |  |  |  |  | 30 | 0.064267
9021 | SANDHG5C | 5C | South | YES | 0.19959 | 140 | 0 | 148 | 0 | 1.0175 | CC | 1 | 0.33148 | 148 | 148 | 29.5389 | 148 |  |  | 0.33148 | 49.0592 | 0.20292 | 0.2703 |  |  |  |  | 31 | 0.064628
5436 | TUTTL_WBT1G1 | 1 | South | YES | 0.19767 | 48.8 | 20 | 61 | 0 | 1.012 | GST | 1 | 0.32957 | 61 | 61 | 12.058 | 61 |  |  | 0.32957 | 20.1035 | 0.20506 | 0.27291 |  |  |  |  | 32 | 0.064998
5438 | TUTTL_WBT3G3 | 3 | South | YES | 0.19767 | 95 | 25 | 95 | 0 | 1.012 | GST | 1 | 0.32957 | 95 | 95 | 18.7788 | 95 |  |  | 0.32957 | 31.3088 | 0.20841 | 0.27697 |  |  |  |  | 33 | 0.066216
5439 | TUTTL_WBT4G4 | 4 | South | YES | 0.19767 | 151 | 40 | 151 | 0 | 1.012 | GST | 1 | 0.32957 | 151 | 151 | 29.8485 | 151 |  |  | 0.32957 | 49.7645 | 0.21372 | 0.28343 |  |  |  |  | 34 | 0.067379
7303 | L_WPPGS12_1Y | 1 | South | YES | 0.19766 | 50 | 0 | 50 | 0 | 1.025 | GGT | 1 | 0.32956 | 50 | 50 | 9.8832 | 50 |  |  | 0.32956 | 16.4779 | 0.21548 | 0.28557 |  |  |  |  | 35 | 0.067843
7303 | L_WPPGS12_1Y | 2 | South | YES | 0.19766 | 50 | 0 | 50 | 0 | 1.025 | GGT | 1 | 0.32956 | 50 | 50 | 9.8832 | 50 |  |  | 0.32956 | 16.4779 | 0.21724 | 0.28771 |  |  |  |  | 36 | 0.068566
7305 | L_WPPGS34_1Y | 3 | South | YES | 0.19766 | 50 | 0 | 50 | 0 | 1.025 | GGT | 1 | 0.32956 | 50 | 50 | 9.8832 | 50 |  |  | 0.32956 | 16.4779 | 0.219 | 0.28985 |  |  |  |  | 37 | 0.069715
7305 | L_WPPGS34_1Y | 4 | South | YES | 0.19766 | 50 | 0 | 50 | 0 | 1.025 | GGT | 1 | 0.32956 | 50 | 50 | 9.8832 | 50 |  |  | 0.32956 | 16.4779 | 0.22076 | 0.29199 |  |  |  |  | 38 | 0.070095
5111 | CALAVER_JTD1 | 1 | South | YES | 0.1968 | 430 | 80 | 430 | 0 | 1.0138 | LIGCO | 1 | 0.3287 | 0 | 430 | 84.6257 | 430 |  |  | 0.3287 | 141.3403 | 0.23589 | 0.31035 |  |  |  |  | 39 | 0.070476
5112 | CALAVER_JTD2 | 2 | South | YES | 0.1968 | 430 | 80 | 430 | 0 | 1.0138 | LIGCO | 1 | 0.3287 | 0 | 430 | 84.6257 | 430 |  |  | 0.3287 | 141.3403 | 0.25102 | 0.3287 |  |  |  |  | 40 | 0.070856
5396 | CALAVER_OWS1 | 1 | South | YES | 0.19638 | 418 | 80 | 418 | 0 | 1.0192 | GST | 1 | 0.32828 | 418 | 418 | 82.0877 | 418 |  |  | 0.32828 | 137.2195 | 0.26573 | 0.34652 |  |  |  |  | 41 | 0.071237
5397 | CALAVER_OWS2 | 2 | South | YES | 0.19638 | 400 | 80 | 400 | 0 | 1.0192 | GST | 1 | 0.32828 | 400 | 400 | 78.5528 | 400 |  |  | 0.32828 | 131.3105 | 0.2798 | 0.36357 |  |  |  |  | 42 | 0.07446
5028 | BRAUNIG_VHB3 | 3 | South | YES | 0.19617 | 407 | 60 | 407 | 0 | 1.0138 | GST | 1 | 0.32806 | 407 | 407 | 79.8404 | 407 |  |  | 0.32806 | 133.5214 | 0.29412 | 0.38091 |  |  |  |  | 43 | 0.077684
5026 | BRAUNIG_VHB1 | 1 | South | YES | 0.19607 | 215 | 40 | 215 | 0 | 1.0192 | GST | 1 | 0.32797 | 215 | 215 | 42.1561 | 215 |  |  | 0.32797 | 70.5134 | 0.30169 | 0.39007 |  |  |  |  | 44 | 0.080795
5027 | BRAUNIG_VHB2 | 2 | South | YES | 0.19607 | 216 | 40 | 216 | 0 | 1.0192 | GST | 1 | 0.32797 | 216 | 216 | 42.3522 | 216 |  |  | 0.32797 | 70.8414 | 0.30929 | 0.39927 |  |  |  |  | 45 | 0.083772
5476 | BRA_AVR1_CT1 | 1 | South | YES | 0.19555 | 155 | 90 | 155 | 0 | 1.025 | CC | 1 | 0.32744 | 155 | 155 | 30.3096 | 155 |  |  | 0.32744 | 50.7533 | 0.31474 | 0.40586 |  |  |  |  | 46 | 0.08679
5477 | BRA_AVR1_ST | 1 | South | YES | 0.19555 | 174 | 138 | 174 | 0 | 1.025 | CC | 1 | 0.32744 | 174 | 174 | 34.025 | 174 |  |  | 0.32744 | 56.9746 | 0.32086 | 0.41326 |  |  |  |  | 47 | 0.088381
5478 | BRA_AVR1_CT2 | 1 | South | YES | 0.19555 | 155 | 90 | 155 | 0 | 1.025 | CC | 1 | 0.32744 | 155 | 155 | 30.3096 | 155 |  |  | 0.32744 | 50.7533 | 0.32632 | 0.41985 |  |  |  |  | 48 | 0.08998
9002 | DECKR_G3 | 3 | South | YES | 0.19553 | 0 | 24 | 42 |  | 1.015 | GGT | 1 | 0.32742 | 42 | 42 | 8.2123 | 42 |  |  | 0.32742 | 13.7518 | 0.3278 | 0.42163 |  |  |  |  | 49 | 0.091117
9003 | DECKR_G4 | 4 | South | YES | 0.19553 | 44 | 24 | 44 | 0 | 1.015 | GGT | 1 | 0.32742 | 44 | 44 | 8.6033 | 44 |  |  | 0.32742 | 14.4067 | 0.32934 | 0.4235 |  |  |  |  | 50 | 0.092393
9004 | DECKR_G5 | 5 | South | YES | 0.19553 | 44 | 24 | 44 | 0 | 1.015 | GGT | 1 | 0.32742 | 44 | 44 | 8.6033 | 44 |  |  | 0.32742 | 14.4067 | 0.33089 | 0.42538 |  |  |  |  | 51 | 0.09353
9005 | DECKR_G6 | 6 | South | YES | 0.19553 | 44 | 24 | 47 | 0 | 1.015 | GGT | 1 | 0.32742 | 47 | 47 | 9.1899 | 47 |  |  | 0.32742 | 15.3889 | 0.33255 | 0.42737 |  |  |  |  | 52 | 0.093837
5264 | LEON_LCP3G3 | 3 | South | YES | 0.19477 | 0 | 20 | 58 |  | 1.0197 | GST | 1 | 0.32666 | 58 | 58 | 11.2967 | 58 |  |  | 0.32666 | 18.9465 | 0.33459 | 0.42983 |  |  |  |  | 53 | 0.09416
5265 | LEON_LCP4G4 | 4 | South | YES | 0.19477 | 89 | 25 | 89 | 0 | 1.0197 | GST | 1 | 0.32666 | 89 | 89 | 17.3345 | 89 |  |  | 0.32666 | 29.0731 | 0.33772 | 0.43361 |  |  |  |  | 54 | 0.094483
5266 | LEON_LCPCT1 | 1 | South | YES | 0.19477 | 44 | 24 | 44 | 0 | 1.0197 | GGT | 1 | 0.32666 | 44 | 44 | 8.5699 | 44 |  |  | 0.32666 | 14.3732 | 0.33927 | 0.43548 |  |  |  |  | 55 | 0.094827
5267 | LEON_LCPCT2 | 2 | South | YES | 0.19477 | 44 | 24 | 44 | 0 | 1.0197 | GGT | 1 | 0.32666 | 44 | 44 | 8.5699 | 44 |  |  | 0.32666 | 14.3732 | 0.34082 | 0.43734 |  |  |  |  | 56 | 0.095247
5268 | LEON_LCPCT3 | 3 | South | YES | 0.19477 | 43 | 24 | 43 | 0 | 1.0197 | GGT | 1 | 0.32666 | 43 | 43 | 8.3751 | 43 |  |  | 0.32666 | 14.0466 | 0.34233 | 0.43917 |  |  |  |  | 57 | 0.09589
5269 | LEON_LCPCT4 | 4 | South | YES | 0.19477 | 45 | 24 | 45 | 0 | 1.0197 | GGT | 1 | 0.32666 | 45 | 45 | 8.7646 | 45 |  |  | 0.32666 | 14.6999 | 0.34391 | 0.44108 |  |  |  |  | 58 | 0.096209
5401 | CALAVER_JKS1 | 1 | South | YES | 0.19472 | 562 | 100 | 562 | 0 | 1.026 | LIGCO | 1 | 0.32661 | 0 | 562 | 109.4326 | 562 |  |  | 0.32661 | 183.5573 | 0.36369 | 0.46491 |  |  |  |  | 59 | 0.096527
7624 | L_LAKEWO9_1Y | 1 | South | YES | 0.19324 | 0 | 0 | 2.4 |  | 1 | Hydro | 1 | 0.32513 | 0 | 0 | 0 | 0 |  |  | 0.32513 | 0 | 0.36369 | 0.46491 |  |  |  |  | 60 | 0.096838
7624 | L_LAKEWO9_1Y | 2 | South | YES | 0.19324 | 0 | 0 | 2.4 |  | 1 | Hydro | 1 | 0.32513 | 0 | 0 | 0 | 0 |  |  | 0.32513 | 0 | 0.36369 | 0.46491 |  |  |  |  | 61 | 0.097163
9000 | DECKR_G1 | 1 | South | YES | 0.19246 | 280 | 50 | 321 | 0 | 1.015 | GST | 1 | 0.32436 | 321 | 321 | 61.7803 | 321 |  |  | 0.32436 | 104.1184 | 0.37498 | 0.47843 |  |  |  |  | 62 | 0.10122
9001 | DECKR_G2 | 2 | South | YES | 0.19246 | 400 | 50 | 426 | 0 | 1.015 | GST | 1 | 0.32436 | 426 | 426 | 81.9888 | 426 |  |  | 0.32436 | 138.1758 | 0.38997 | 0.49638 |  |  |  |  | 63 | 0.10122
5903 | SANMIGUELGEN | 1 | South | YES | 0.18685 | 396.3 | 180 | 396.3 | 0 | 1.0336 | LIGCO | 1 | 0.31874 | 0 | 396.3 | 74.0487 | 396.3 |  |  | 0.31874 | 126.3184 | 0.40392 | 0.51278 |  |  |  |  | 64 | 0.10122
7004 | L_SIMGID1_1Y | 1 | South | YES | 0.18531 | 132 | 40 | 132 | 0 | 1.02 | GST | 1 | 0.3172 | 132 | 132 | 24.4609 | 132 |  |  | 0.3172 | 41.871 | 0.40856 | 0.51822 |  |  |  |  | 65 | 0.10345
7005 | L_SIMGID1_2Y | 2 | South | YES | 0.18531 | 133 | 32 | 139 | 0 | 1.02 | GST | 1 | 0.3172 | 139 | 139 | 25.7581 | 139 |  |  | 0.3172 | 44.0914 | 0.41345 | 0.52394 |  |  |  |  | 66 | 0.1064
7006 | L_SIMGID1_3Y | 3 | South | YES | 0.18531 | 324.9 | 60 | 329 | 0 | 1.02 | GST | 1 | 0.3172 | 329 | 329 | 60.967 | 329 |  |  | 0.3172 | 104.3602 | 0.42503 | 0.53749 |  |  |  |  | 67 | 0.10886
7020 | L_AUSTPL1_1Y | 1 | South | YES | 0.18327 | 0 | 0 | 8 |  | 1 | Hydro | 1 | 0.31516 | 0 | 0 | 0 | 0 |  |  | 0.31516 | 0 | 0.42503 | 0.53749 |  |  |  |  | 68 | 0.10966
7020 | L_AUSTPL1_1Y | 2 | South | YES | 0.18327 | 0 | 0 | 8 |  | 1 | Hydro | 1 | 0.31516 | 0 | 0 | 0 | 0 |  |  | 0.31516 | 0 | 0.42503 | 0.53749 |  |  |  |  | 69 | 0.11049
8189 | CUECPL2A | 1 | South | YES | 0.18325 | 12 | 0 | 12 | 0 | 1.02 | Cogen | 1 | 0.31515 | 0 | 0 | 0 | 0 |  |  | 0.31515 | 0 | 0.42503 | 0.53749 |  |  |  |  | 70 | 0.11247
5890 | PEARSALLGEN1 | 1 | South | YES | 0.17439 | 19.2 | 6 | 24 | 0 | 1.0226 | GST | 1 | 0.30629 | 24 | 24 | 4.1854 | 24 |  |  | 0.30629 | 7.3509 | 0.42587 | 0.53845 |  |  |  |  | 71 | 0.11247
5891 | PEARSALLGEN2 | 1 | South | YES | 0.17439 | 19.4 | 6 | 24.3 | 0 | 1.0226 | GST | 1 | 0.30629 | 24.3 | 24.3 | 4.2377 | 24.3 |  |  | 0.30629 | 7.4428 | 0.42673 | 0.53942 |  |  |  |  | 72 | 0.11247
5892 | PEARSALLGEN3 | 1 | South | YES | 0.17439 | 19.1 | 6 | 23.9 | 0 | 1.0226 | GST | 1 | 0.30629 | 23.9 | 23.9 | 4.168 | 23.9 |  |  | 0.30629 | 7.3202 | 0.42757 | 0.54037 |  |  |  |  | 73 | 0.11247
58909 | PEARSALLSCG1 | 3 | South | YES | 0.17116 | 0 | 0 | 8.4 |  | 1.027 | Diesel | 1 | 0.30305 | 8.4 | 8.4 | 1.4377 | 8.4 |  |  | 0.30305 | 2.5457 | 0.42786 | 0.5407 |  |  |  |  | 74 | 0.11258
58909 | PEARSALLSCG1 | 4 | South | YES | 0.17116 | 0 | 0 | 8.4 |  | 1.027 | Diesel | 1 | 0.30305 | 8.4 | 8.4 | 1.4377 | 8.4 |  |  | 0.30305 | 2.5457 | 0.42816 | 0.54103 |  |  |  |  | 75 | 0.11269
58909 | PEARSALLSCG1 | 6 | South | YES | 0.17116 | 0 | 0 | 8.4 |  | 1.027 | Diesel | 1 | 0.30305 | 8.4 | 8.4 | 1.4377 | 8.4 |  |  | 0.30305 | 2.5457 | 0.42846 | 0.54136 |  |  |  |  | 76 | 0.1128
58909 | PEARSALLSCG1 | 5 | South | YES | 0.17116 | 0 | 0 | 8.4 |  | 1.027 | Diesel | 1 | 0.30305 | 8.4 | 8.4 | 1.4377 | 8.4 |  |  | 0.30305 | 2.5457 | 0.42875 | 0.54169 |  |  |  |  | 77 | 0.11283
58909 | PEARSALLSCG1 | 1 | South | YES | 0.17116 | 0 | 0 | 8.4 |  | 1.027 | Diesel | 1 | 0.30305 | 8.4 | 8.4 | 1.4377 | 8.4 |  |  | 0.30305 | 2.5457 | 0.42905 | 0.54202 |  |  |  |  | 78 | 0.11287
58909 | PEARSALLSCG1 | 2 | South | YES | 0.17116 | 0 | 0 | 8.4 |  | 1.027 | Diesel | 1 | 0.30305 | 8.4 | 8.4 | 1.4377 | 8.4 |  |  | 0.30305 | 2.5457 | 0.42934 | 0.54235 |  |  |  |  | 79 | 0.1129
58919 | PEARSALLSCG2 | 5 | South | YES | 0.17116 | 0 | 0 | 8.4 |  | 1.027 | Diesel | 1 | 0.30305 | 8.4 | 8.4 | 1.4377 | 8.4 |  |  | 0.30305 | 2.5457 | 0.42964 | 0.54268 |  |  |  |  | 80 | 0.11294
58919 | PEARSALLSCG2 | 6 | South | YES | 0.17116 | 0 | 0 | 8.4 |  | 1.027 | Diesel | 1 | 0.30305 | 8.4 | 8.4 | 1.4377 | 8.4 |  |  | 0.30305 | 2.5457 | 0.42993 | 0.54301 |  |  |  |  | 81 | 0.11297
58919 | PEARSALLSCG2 | 1 | South | YES | 0.17116 | 0 | 0 | 8.4 |  | 1.027 | Diesel | 1 | 0.30305 | 8.4 | 8.4 | 1.4377 | 8.4 |  |  | 0.30305 | 2.5457 | 0.43023 | 0.54334 |  |  |  |  | 82 | 0.11301
58919 | PEARSALLSCG2 | 2 | South | YES | 0.17116 | 0 | 0 | 8.4 |  | 1.027 | Diesel | 1 | 0.30305 | 8.4 | 8.4 | 1.4377 | 8.4 |  |  | 0.30305 | 2.5457 | 0.43052 | 0.54367 |  |  |  |  | 83 | 0.11304
58919 | PEARSALLSCG2 | 4 | South | YES | 0.17116 | 0 | 0 | 8.4 |  | 1.027 | Diesel | 1 | 0.30305 | 8.4 | 8.4 | 1.4377 | 8.4 |  |  | 0.30305 | 2.5457 | 0.43082 | 0.544 |  |  |  |  | 84 | 0.11308
58919 | PEARSALLSCG2 | 3 | South | YES | 0.17116 | 0 | 0 | 8.4 |  | 1.027 | Diesel | 1 | 0.30305 | 8.4 | 8.4 | 1.4377 | 8.4 |  |  | 0.30305 | 2.5457 | 0.43112 | 0.54433 |  |  |  |  | 85 | 0.11311
58929 | PEARSALLSCG3 | 4 | South | YES | 0.17116 | 0 | 0 | 8.4 |  | 1.027 | Diesel | 1 | 0.30305 | 8.4 | 8.4 | 1.4377 | 8.4 |  |  | 0.30305 | 2.5457 | 0.43141 | 0.54466 |  |  |  |  | 86 | 0.11315
58929 | PEARSALLSCG3 | 6 | South | YES | 0.17116 | 0 | 0 | 8.4 |  | 1.027 | Diesel | 1 | 0.30305 | 8.4 | 8.4 | 1.4377 | 8.4 |  |  | 0.30305 | 2.5457 | 0.43171 | 0.54499 |  |  |  |  | 87 | 0.11318
58929 | PEARSALLSCG3 | 2 | South | YES | 0.17116 | 0 | 0 | 8.4 |  | 1.027 | Diesel | 1 | 0.30305 | 8.4 | 8.4 | 1.4377 | 8.4 |  |  | 0.30305 | 2.5457 | 0.432 | 0.54532 |  |  |  |  | 88 | 0.11322
58929 | PEARSALLSCG3 | 5 | South | YES | 0.17116 | 0 | 0 | 8.4 |  | 1.027 | Diesel | 1 | 0.30305 | 8.4 | 8.4 | 1.4377 | 8.4 |  |  | 0.30305 | 2.5457 | 0.4323 | 0.54565 |  |  |  |  | 89 | 0.11325
58929 | PEARSALLSCG3 | 1 | South | YES | 0.17116 | 0 | 0 | 8.4 |  | 1.027 | Diesel | 1 | 0.30305 | 8.4 | 8.4 | 1.4377 | 8.4 |  |  | 0.30305 | 2.5457 | 0.43259 | 0.54599 |  |  |  |  | 90 | 0.11329
58929 | PEARSALLSCG3 | 3 | South | YES | 0.17116 | 0 | 0 | 8.4 |  | 1.027 | Diesel | 1 | 0.30305 | 8.4 | 8.4 | 1.4377 | 8.4 |  |  | 0.30305 | 2.5457 | 0.43289 | 0.54632 |  |  |  |  | 91 | 0.11332
58949 | PEARSALLSCG4 | 3 | South | YES | 0.17116 | 0 | 0 | 8.4 |  | 1.027 | Diesel | 1 | 0.30305 | 8.4 | 8.4 | 1.4377 | 8.4 |  |  | 0.30305 | 2.5457 | 0.43318 | 0.54665 |  |  |  |  | 92 | 0.11336
58949 | PEARSALLSCG4 | 2 | South | YES | 0.17116 | 0 | 0 | 8.4 |  | 1.027 | Diesel | 1 | 0.30305 | 8.4 | 8.4 | 1.4377 | 8.4 |  |  | 0.30305 | 2.5457 | 0.43348 | 0.54698 |  |  |  |  | 93 | 0.11339
58949 | PEARSALLSCG4 | 1 | South | YES | 0.17116 | 0 | 0 | 8.4 |  | 1.027 | Diesel | 1 | 0.30305 | 8.4 | 8.4 | 1.4377 | 8.4 |  |  | 0.30305 | 2.5457 | 0.43378 | 0.54731 |  |  |  |  | 94 | 0.11343
58949 | PEARSALLSCG4 | 4 | South | YES | 0.17116 | 0 | 0 | 8.4 |  | 1.027 | Diesel | 1 | 0.30305 | 8.4 | 8.4 | 1.4377 | 8.4 |  |  | 0.30305 | 2.5457 | 0.43407 | 0.54764 |  |  |  |  | 95 | 0.11346
58949 | PEARSALLSCG4 | 6 | South | YES | 0.17116 | 0 | 0 | 8.4 |  | 1.027 | Diesel | 1 | 0.30305 | 8.4 | 8.4 | 1.4377 | 8.4 |  |  | 0.30305 | 2.5457 | 0.43437 | 0.54797 |  |  |  |  | 96 | 0.1135
58949 | PEARSALLSCG4 | 5 | South | YES | 0.17116 | 0 | 0 | 8.4 |  | 1.027 | Diesel | 1 | 0.30305 | 8.4 | 8.4 | 1.4377 | 8.4 |  |  | 0.30305 | 2.5457 | 0.43466 | 0.5483 |  |  |  |  | 97 | 0.11353
88198 | BEEVILLE | F | South | YES | 0.17052 | 0 | 0 | 0 | 0 | 1.02 | AVR | 1 | 0.30241 | 0 | 0 | 0 | 0 |  |  | 0.30241 | 0 | 0.43466 | 0.5483 |  |  |  |  | 98 | 0.11357
8161 | COLETO0A | 1 | South | YES | 0.16909 | 633 | 200 | 633 | 0 | 1.03 | LIGCO | 1 | 0.30098 | 0 | 633 | 107.034 | 633 |  |  | 0.30098 | 190.5231 | 0.45694 | 0.57304 |  |  |  |  | 99 | 0.1136
80080 | GWINDT11A | 3 | South | YES | 0.16371 | 0 | 0 | 38 | 0 | 1.025 | Wind | 1 | 0.2956 | 0 | 38 | 6.2209 | 38 |  |  | 0.2956 | 11.2329 | 0.45827 | 0.5745 |  |  |  |  | 100 | 0.11364
80080 | GWINDT11A | 4 | South | YES | 0.16371 | 3.8 | 0 | 19 | 0 | 1.025 | Wind | 1 | 0.2956 | 0 | 19 | 3.1105 | 19 |  |  | 0.2956 | 5.6164 | 0.45894 | 0.57523 |  |  |  |  | 101 | 0.11364
80080 | GWINDT11A | 2 | South | YES | 0.16371 | 0 | 0 | 41 | 0 | 1.025 | Wind | 1 | 0.2956 | 0 | 41 | 6.712 | 41 |  |  | 0.2956 | 12.1197 | 0.46038 | 0.5768 |  |  |  |  | 102 | 0.1161
80080 | GWINDT11A | 1 | South | YES | 0.16371 | 28.2 | 0 | 94 | 0 | 1.025 | Wind | 1 | 0.2956 | 0 | 94 | 15.3886 | 94 |  |  | 0.2956 | 27.7866 | 0.46369 | 0.58041 |  |  |  |  | 103 | 0.11623
80081 | GWINDT21A | 4 | South | YES | 0.16371 | 4.4 | 0 | 22 | 0 | 1.025 | Wind | 1 | 0.2956 | 0 | 22 | 3.6016 | 22 |  |  | 0.2956 | 6.5033 | 0.46447 | 0.58126 |  |  |  |  | 104 | 0.11629
80081 | GWINDT21A | 1 | South | YES | 0.16371 | 28.2 | 0 | 94 | 0 | 1.025 | Wind | 1 | 0.2956 | 0 | 94 | 15.3886 | 94 |  |  | 0.2956 | 27.7866 | 0.46777 | 0.58486 |  |  |  |  | 105 | 0.11642
80081 | GWINDT21A | 3 | South | YES | 0.16371 | 8.6 | 0 | 43 | 0 | 1.025 | Wind | 1 | 0.2956 | 0 | 43 | 7.0394 | 43 |  |  | 0.2956 | 12.7109 | 0.46929 | 0.58651 |  |  |  |  | 106 | 0.11672
80081 | GWINDT21A | 2 | South | YES | 0.16371 | 7.2 | 0 | 36 | 0 | 1.025 | Wind | 1 | 0.2956 | 0 | 36 | 5.8935 | 36 |  |  | 0.2956 | 10.6417 | 0.47055 | 0.5879 |  |  |  |  | 107 | 0.11679
80180 | PNSCALT11A | 2 | South | YES | 0.16371 | 10 | 0 | 50 | 0 | 1.025 | Wind | 1 | 0.2956 | 0 | 50 | 8.1854 | 50 |  |  | 0.2956 | 14.7801 | 0.47231 | 0.58982 |  |  |  |  | 108 | 0.11709
80180 | PNSCALT11A | 1 | South | YES | 0.16371 | 43.8 | 0 | 148 | 0 | 1.025 | Wind | 1 | 0.2956 | 0 | 148 | 24.2288 | 148 |  |  | 0.2956 | 43.7491 | 0.47752 | 0.5955 |  |  |  |  | 109 | 0.11723
80181 | PNSCALT21A | 2 | South | YES | 0.16371 | 10 | 0 | 50 | 0 | 1.025 | Wind | 1 | 0.2956 | 0 | 50 | 8.1854 | 50 |  |  | 0.2956 | 14.7801 | 0.47928 | 0.59742 |  |  |  |  | 110 | 0.11734
80181 | PNSCALT21A | 1 | South | YES | 0.16371 | 16.5 | 0 | 55 | 0 | 1.025 | Wind | 1 | 0.2956 | 0 | 55 | 9.0039 | 55 |  |  | 0.2956 | 16.2581 | 0.48122 | 0.59953 |  |  |  |  | 111 | 0.1175
5932 | SI_RAY9 | 9 | South | YES | 0.16368 | 32 | 32 | 38 | 0 | 1.035 | CC | 1 | 0.29557 | 38 | 38 | 6.2197 | 38 |  |  | 0.29557 | 11.2317 | 0.48255 | 0.60099 |  |  |  |  | 112 | 0.11798
5933 | SI_RAY6 | 6 | South | YES | 0.16368 | 15.4 | 10 | 19.3 | 0 | 1.035 | GST | 1 | 0.29557 | 19.3 | 19.3 | 3.1589 | 19.3 |  |  | 0.29557 | 5.7045 | 0.48323 | 0.60173 |  |  |  |  | 113 | 0.11814
5935 | SI_RAY10 | 10 | South | YES | 0.16368 | 47 | 10 | 47 | 0 | 1.03 | CC | 1 | 0.29557 | 47 | 47 | 7.6928 | 47 |  |  | 0.29557 | 13.8918 | 0.48489 | 0.60353 |  |  |  |  | 114 | 0.11831
80003 | MILHWYS | F | South | YES | 0.16368 | 0 | 0 | 0 | 0 | 1.0168 | AVR | 1 | 0.29557 | 0 | 0 | 0 | 0 |  |  | 0.29557 | 0 | 0.48489 | 0.60353 |  |  |  |  | 115 | 0.11843
8936 | MVGN#1 | 1 | South | YES | 0.16363 | 216.6 | 0 | 216.6 | 0 | 1.0304 | CC | 1 | 0.29553 | 216.6 | 216.6 | 35.4429 | 216.6 |  |  | 0.29553 | 64.0112 | 0.49251 | 0.61184 |  |  |  |  | 116 | 0.11849
8937 | MVGN#2 | 2 | South | YES | 0.16363 | 216.7 | 0 | 216.7 | 0 | 1.0304 | CC | 1 | 0.29553 | 216.7 | 216.7 | 35.4593 | 216.7 |  |  | 0.29553 | 64.0408 | 0.50013 | 0.62016 |  |  |  |  | 117 | 0.11864
8938 | MVGN#3 | 3 | South | YES | 0.16363 | 250.9 | 0 | 250.9 | 0 | 1.0304 | CC | 1 | 0.29553 | 250.9 | 250.9 | 41.0555 | 250.9 |  |  | 0.29553 | 74.1478 | 0.50896 | 0.62979 |  |  |  |  | 118 | 0.11864
8981 | HECN1 | 1 | South | YES | 0.16363 | 144.8 | 0 | 144.8 | 0 | 1.0304 | CC | 1 | 0.29553 | 144.8 | 144.8 | 23.6939 | 144.8 |  |  | 0.29553 | 42.7922 | 0.51406 | 0.63534 |  |  |  |  | 119 | 0.11934
8982 | HECN2 | 2 | South | YES | 0.16363 | 144.1 | 0 | 144.1 | 0 | 1.0304 | CC | 1 | 0.29553 | 144.1 | 144.1 | 23.5794 | 144.1 |  |  | 0.29553 | 42.5853 | 0.51913 | 0.64087 |  |  |  |  | 120 | 0.12003
8983 | HECN3 | 3 | South | YES | 0.16363 | 171.9 | 0 | 171.9 | 0 | 1.0304 | CC | 1 | 0.29553 | 171.9 | 171.9 | 28.1283 | 171.9 |  |  | 0.29553 | 50.801 | 0.52517 | 0.64747 |  |  |  |  | 121 | 0.12083
8517 | CELANEBI0A | 1 | South | YES | 0.1635 | 29 | 0 | 29 | 0 | 1.02 | Cogen | 1 | 0.2954 | 0 | 0 | 0 | 0 |  |  | 0.2954 | 0 | 0.52517 | 0.64747 |  |  |  |  | 122 | 0.12129
8933 | FGNTS001 | 1 | South | YES | 0.16349 | 146.5 | 0 | 146.5 | 0 | 1.03 | CC | 1 | 0.29539 | 146.5 | 146.5 | 23.9514 | 146.5 |  |  | 0.29539 | 43.274 | 0.53033 | 0.65309 |  |  |  |  | 123 | 0.12175
8934 | FGNTS101 | 2 | South | YES | 0.16349 | 147.9 | 0 | 147.9 | 0 | 1.03 | CC | 1 | 0.29539 | 147.9 | 147.9 | 24.1803 | 147.9 |  |  | 0.29539 | 43.6875 | 0.53553 | 0.65876 |  |  |  |  | 124 | 0.1223
8935 | FGNTS201 | 3 | South | YES | 0.16349 | 173 | 0 | 173 | 0 | 1.03 | CC | 1 | 0.29539 | 173 | 173 | 28.2839 | 173 |  |  | 0.29539 | 51.1017 | 0.54162 | 0.6654 |  |  |  |  | 125 | 0.1223
8511 | OXY_CC0A | 1 | South | YES | 0.16289 | 30.3 | 0 | 38 | 0 | 1.027 | Cogen | 1 | 0.29478 | 0 | 0 | 0 | 0 |  |  | 0.29478 | 0 | 0.54162 | 0.6654 |  |  |  |  | 126 | 0.12276
8461 | KOCH_UP0A | 1 | South | YES | 0.16285 | 38 | 0 | 38 | 0 | 1.012 | Cogen | 1 | 0.29475 | 0 | 0 | 0 | 0 |  |  | 0.29475 | 0 | 0.54162 | 0.6654 |  |  |  |  | 127 | 0.12323
8506 | VAL #1 | 1 | South | YES | 0.16271 | 20.9 | 0 | 25 | 0 | 1.0055 | Cogen | 1 | 0.29461 | 0 | 0 | 0 | 0 |  |  | 0.29461 | 0 | 0.54162 | 0.6654 |  |  |  |  | 128 | 0.12378
8507 | VAL #2 | 2 | South | YES | 0.16271 | 20.9 | 0 | 25 | 0 | 1.0055 | Cogen | 1 | 0.29461 | 0 | 0 | 0 | 0 |  |  | 0.29461 | 0 | 0.54162 | 0.6654 |  |  |  |  | 129 | 0.12378
8459 | B_DAVIS0B | MB | South | YES | 0.16267 | 0 | 50 | 339 |  | 1.03 | GSC | 1 | 0.29456 | 0 | 0 | 0 | 0 |  |  | 0.29456 | 0 | 0.54162 | 0.6654 |  |  |  |  | 130 | 0.12378
8460 | B_DAVIS0A | MB | South | YES | 0.16267 | 0 | 50 | 340 |  | 1.03 | GSC | 1 | 0.29456 | 0 | 0 | 0 | 0 |  |  | 0.29456 | 0 | 0.54162 | 0.6654 |  |  |  |  | 131 | 0.12378
80263 | B_DAVIS31A | 3 | South | YES | 0.16267 | 0 | 0 | 180 |  | 1.0366 | CC | 1 | 0.29456 | 180 | 180 | 29.2797 | 180 |  |  | 0.29456 | 53.0207 | 0.54795 | 0.67229 |  |  |  |  | 132 | 0.12378
80264 | B_DAVIS41A | 4 | South | YES | 0.16267 | 0 | 0 | 180 |  | 1.0366 | CC | 1 | 0.29456 | 180 | 180 | 29.2797 | 180 |  |  | 0.29456 | 53.0207 | 0.55429 | 0.67917 |  |  |  |  | 133 | 0.12378
5728 | FALCONHYDRO2 | 2 | South | YES | 0.16266 | 12 | 0 | 12 | 0 | 1.0234 | Hydro | 1 | 0.29455 | 0 | 0 | 0 | 0 |  |  | 0.29455 | 0 | 0.55429 | 0.67917 |  |  |  |  | 134 | 0.12378
5729 | FALCONHYDRO3 | 3 | South | YES | 0.16266 | 11 | 0 | 11 | 0 | 1.0234 | Hydro | 1 | 0.29455 | 0 | 0 | 0 | 0 |  |  | 0.29455 | 0 | 0.55429 | 0.67917 |  |  |  |  | 135 | 0.12433
8048 | FALCONHYDRO1 | 1 | South | YES | 0.16266 | 12 | 0 | 12 | 0 | 1.0234 | Hydro | 1 | 0.29455 | 0 | 0 | 0 | 0 |  |  | 0.29455 | 0 | 0.55429 | 0.67917 |  |  |  |  | 136 | 0.12488
88508 | FALFURRI | F | South | YES | 0.16258 | 0 | 0 | 0 | 0 | 1 | AVR | 1 | 0.29447 | 0 | 0 | 0 | 0 |  |  | 0.29447 | 0 | 0.55429 | 0.67917 |  |  |  |  | 137 | 0.12488
8456 | COSW#1 | 1 | South | YES | 0.16246 | 20 | 0 | 20 | 0 | 1.027 | Cogen | 1 | 0.29435 | 0 | 0 | 0 | 0 |  |  | 0.29435 | 0 | 0.55429 | 0.67917 |  |  |  |  | 138 | 0.12488
8457 | COSW#2 | 2 | South | YES | 0.16246 | 14 | 0 | 14 | 0 | 1.027 | Cogen | 1 | 0.29435 | 0 | 0 | 0 | 0 |  |  | 0.29435 | 0 | 0.55429 | 0.67917 |  |  |  |  | 139 | 0.12488
8560 | CNOPGT1 | 1 | South | YES | 0.16237 | 148.3 | 0 | 148.3 | 0 | 1.03 | Cogen | 1 | 0.29427 | 0 | 0 | 0 | 0 |  |  | 0.29427 | 0 | 0.55429 | 0.67917 |  |  |  |  | 140 | 0.12488
8561 | CNOPGT2 | 2 | South | YES | 0.16237 | 148.6 | 0 | 148.6 | 0 | 1.03 | Cogen | 1 | 0.29427 | 0 | 0 | 0 | 0 |  |  | 0.29427 | 0 | 0.55429 | 0.67917 |  |  |  |  | 141 | 0.12488
8562 | CNOPST1 | 3 | South | YES | 0.16237 | 153 | 0 | 153 | 0 | 1.03 | Cogen | 1 | 0.29427 | 0 | 0 | 0 | 0 |  |  | 0.29427 | 0 | 0.55429 | 0.67917 |  |  |  |  | 142 | 0.12488
8442 | NBEC7 | 7 | South | YES | 0.16236 | 0 | 81 | 367 |  | 1.0298 | GST | 1 | 0.29425 | 367 | 367 | 59.5854 | 367 |  |  | 0.29425 | 107.9906 | 0.5672 | 0.69319 |  |  |  |  | 143 | 0.12488
8442 | NBEC7 | MB | South | YES | 0.16236 | 0 | 81 | 367 |  | 1.0298 | GST | 1 | 0.29425 | 0 | 0 | 0 | 0 |  |  | 0.29425 | 0 | 0.5672 | 0.69319 |  |  |  |  | 144 | 0.12488
88299 | ZAPATA | F | South | YES | 0.16187 | 0 | 0 | 0 | 0 | 1.02 | BLT | 1 | 0.29376 | 0 | 0 | 0 | 0 |  |  | 0.29376 | 0 | 0.5672 | 0.69319 |  |  |  |  | 145 | 0.12488
7031 | L_MARSFO1G1Y | 1 | South | YES | 0.16101 | 0 | 0 | 36 |  | 1 | Hydro | 1 | 0.2929 | 0 | 0 | 0 | 0 |  |  | 0.2929 | 0 | 0.5672 | 0.69319 |  |  |  |  | 146 | 0.12599
7032 | L_MARSFO1G2Y | 2 | South | YES | 0.16101 | 0 | 0 | 35 |  | 1 | Hydro | 1 | 0.2929 | 0 | 0 | 0 | 0 |  |  | 0.2929 | 0 | 0.5672 | 0.69319 |  |  |  |  | 147 | 0.12599
7033 | L_MARSFO1G3Y | 3 | South | YES | 0.16101 | 0 | 0 | 36 |  | 1 | Hydro | 1 | 0.2929 | 0 | 0 | 0 | 0 |  |  | 0.2929 | 0 | 0.5672 | 0.69319 |  |  |  |  | 148 | 0.12599
8926 | LGE_GT10A | 1 | South | YES | 0.16089 | 158 | 0 | 158 | 0 | 1.03 | Cogen | 1 | 0.29278 | 0 | 0 | 0 | 0 |  |  | 0.29278 | 0 | 0.5672 | 0.69319 |  |  |  |  | 149 | 0.12599
8927 | LGE_GT20A | 2 | South | YES | 0.16089 | 153 | 0 | 153 | 0 | 1.03 | Cogen | 1 | 0.29278 | 0 | 0 | 0 | 0 |  |  | 0.29278 | 0 | 0.5672 | 0.69319 |  |  |  |  | 150 | 0.12599
8928 | LGE_STG0A | 3 | South | YES | 0.16089 | 100 | 0 | 100 | 0 | 1.03 | Cogen | 1 | 0.29278 | 0 | 0 | 0 | 0 |  |  | 0.29278 | 0 | 0.5672 | 0.69319 |  |  |  |  | 151 | 0.12599
8930 | ICPGN10A | 1 | South | YES | 0.16089 | 149 | 0 | 149 | 0 | 1.03 | Cogen | 1 | 0.29278 | 0 | 0 | 0 | 0 |  |  | 0.29278 | 0 | 0.5672 | 0.69319 |  |  |  |  | 152 | 0.12599
8931 | ICPGN20A | 2 | South | YES | 0.16089 | 150 | 0 | 150 | 0 | 1.03 | Cogen | 1 | 0.29278 | 0 | 0 | 0 | 0 |  |  | 0.29278 | 0 | 0.5672 | 0.69319 |  |  |  |  | 153 | 0.12599
8932 | ICPGN30A | 3 | South | YES | 0.16089 | 127 | 0 | 127 | 0 | 1.03 | Cogen | 1 | 0.29278 | 0 | 0 | 0 | 0 |  |  | 0.29278 | 0 | 0.5672 | 0.69319 |  |  |  |  | 154 | 0.12599
80223 | REYSHR G | 1 | South | YES | 0.16089 | 12 | 0 | 12 | 0 | 1.032 | Cogen | 1 | 0.29278 | 0 | 0 | 0 | 0 |  |  | 0.29278 | 0 | 0.5672 | 0.69319 |  |  |  |  | 155 | 0.12599
8173 | VICEC51A | 5 | South | YES | 0.16084 | 144 | 18 | 144 | 0 | 1.025 | CC | 1 | 0.29274 | 144 | 144 | 23.1614 | 144 |  |  | 0.29274 | 42.1542 | 0.57227 | 0.69867 |  |  |  |  | 156 | 0.12599
8174 | VICEC61A | 6 | South | YES | 0.16084 | 188 | 42 | 188 | 0 | 1.025 | CC | 1 | 0.29274 | 188 | 188 | 30.2385 | 188 |  |  | 0.29274 | 55.0346 | 0.57888 | 0.70581 |  |  |  |  | 157 | 0.12599
80012 | LAR | F | South | YES | 0.16069 | 0 | 0 | 0 | 0 | 1.04 | DCTie | 1 | 0.29258 | 0 | 0 | 0 | 0 |  |  | 0.29258 | 0 | 0.57888 | 0.70581 |  |  |  |  | 158 | 0.12599
80265 | LARECU40A | 4 | South | YES | 0.16069 | 80 | 0 | 100 |  | 1.039 | GGT | 1 | 0.29258 | 100 | 100 | 16.0686 | 100 |  |  | 0.29258 | 29.258 | 0.5824 | 0.70961 |  |  |  |  | 159 | 0.1264
80266 | LARECU50A | 5 | South | YES | 0.16069 | 80 | 0 | 100 |  | 1.039 | GGT | 1 | 0.29258 | 100 | 100 | 16.0686 | 100 |  |  | 0.29258 | 29.258 | 0.58592 | 0.71341 |  |  |  |  | 160 | 0.12693
5508 | RAYBURNCC9 | 1 | South | YES | 0.15949 | 47.7 | 18.2 | 47.7 | 0 | 1.0296 | CC | 1 | 0.29139 | 47.7 | 47.7 | 7.6078 | 47.7 |  |  | 0.29139 | 13.8992 | 0.5876 | 0.71522 |  |  |  |  | 161 | 0.12693
5509 | RAYBURNCC10 | 1 | South | YES | 0.15949 | 37.3 | 5.2 | 37.3 | 0 | 1.0296 | CC | 1 | 0.29139 | 37.3 | 37.3 | 5.9491 | 37.3 |  |  | 0.29139 | 10.8687 | 0.58891 | 0.71663 |  |  |  |  | 162 | 0.12721
5511 | RAYBURNCC7 | 1 | South | YES | 0.15949 | 47.5 | 18.2 | 47.5 | 0 | 1.0296 | CC | 1 | 0.29139 | 47.5 | 47.5 | 7.5759 | 47.5 |  |  | 0.29139 | 13.8409 | 0.59058 | 0.71843 |  |  |  |  | 163 | 0.12749
5512 | RAYBURNCC8 | 1 | South | YES | 0.15949 | 49.3 | 18.2 | 49.3 | 0 | 1.0296 | CC | 1 | 0.29139 | 49.3 | 49.3 | 7.863 | 49.3 |  |  | 0.29139 | 14.3654 | 0.59232 | 0.72029 |  |  |  |  | 164 | 0.12762
8066 | DUP1V#1 | 1 | South | YES | 0.15926 | 52.3 | 0 | 73 | 0 | 1.01 | Cogen | 1 | 0.29115 | 0 | 0 | 0 | 0 |  |  | 0.29115 | 0 | 0.59232 | 0.72029 |  |  |  |  | 165 | 0.12772
5503 | RAYBURNGEN3 | 1 | South | YES | 0.15828 | 17.6 | 6 | 22 | 0 | 1.0224 | GST | 1 | 0.29017 | 22 | 22 | 3.4821 | 22 |  |  | 0.29017 | 6.3838 | 0.59309 | 0.72112 |  |  |  |  | 166 | 0.12784
5505 | RAYBURNGEN1 | 1 | South | YES | 0.15828 | 0 | 1 | 11 |  | 1.0223 | GGT | 1 | 0.29017 | 11 | 11 | 1.7411 | 11 |  |  | 0.29017 | 3.1919 | 0.59348 | 0.72154 |  |  |  |  | 167 | 0.12797
5506 | RAYBURNGEN2 | 1 | South | YES | 0.15828 | 0 | 1 | 11 |  | 1.0223 | GGT | 1 | 0.29017 | 11 | 11 | 1.7411 | 11 |  |  | 0.29017 | 3.1919 | 0.59387 | 0.72195 |  |  |  |  | 168 | 0.12797
80224 | VISTRONG1 | 1 | South | YES | 0.15653 | 13.1 | 0 | 15 | 0 | 1.01 | Cogen | 1 | 0.28842 | 0 | 0 | 0 | 0 |  |  | 0.28842 | 0 | 0.59387 | 0.72195 |  |  |  |  | 169 | 0.12803
80225 | VISTRONG2 | 2 | South | YES | 0.15653 | 20.2 | 0 | 23 | 0 | 1.01 | Cogen | 1 | 0.28842 | 0 | 0 | 0 | 0 |  |  | 0.28842 | 0 | 0.59387 | 0.72195 |  |  |  |  | 170 | 0.12806
80227 | AIRCO G | 1 | South | YES | 0.15556 | 7.2 | 0 | 8 | 0 | 1.0104 | Cogen | 1 | 0.28745 | 0 | 0 | 0 | 0 |  |  | 0.28745 | 0 | 0.59387 | 0.72195 |  |  |  |  | 171 | 0.12808
8147 | UCAR #2 | 10 | South | YES | 0.15496 | 18.2 | 0 | 28 |  | 1 | Cogen | 1 | 0.28685 | 0 | 0 | 0 | 0 |  |  | 0.28685 | 0 | 0.59387 | 0.72195 |  |  |  |  | 172 | 0.12808
8148 | UCAR #1 | 2 | South | YES | 0.15496 | 6.1 | 0 | 7 | 0 | 1.009 | Cogen | 1 | 0.28685 | 0 | 0 | 0 | 0 |  |  | 0.28685 | 0 | 0.59387 | 0.72195 |  |  |  |  | 173 | 0.12808
80137 | CSDR89 | 9 | South | YES | 0.15496 | 15 | 0 | 15 | 0 | 1.003 | DCTie | 1 | 0.28685 | 0 | 0 | 0 | 0 |  |  | 0.28685 | 0 | 0.59387 | 0.72195 |  |  |  |  | 174 | 0.12808
80137 | CSDR89 | 8 | South | YES | 0.15496 | 33.9 | 0 | 39 | 0 | 1.003 | DCTie | 1 | 0.28685 | 0 | 0 | 0 | 0 |  |  | 0.28685 | 0 | 0.59387 | 0.72195 |  |  |  |  | 175 | 0.12808
80138 | CSDR7 | 7 | South | YES | 0.15496 | 6.1 | 0 | 7 | 0 | 1.014 | DCTie | 1 | 0.28685 | 0 | 0 | 0 | 0 |  |  | 0.28685 | 0 | 0.59387 | 0.72195 |  |  |  |  | 176 | 0.12808
80139 | CSDR56 | 6 | South | YES | 0.15496 | 0 | 0 | 39 |  | 1.0033 | DCTie | 1 | 0.28685 | 0 | 0 | 0 | 0 |  |  | 0.28685 | 0 | 0.59387 | 0.72195 |  |  |  |  | 177 | 0.12808
80139 | CSDR56 | 5 | South | YES | 0.15496 | 15 | 0 | 15 |  | 1.0033 | DCTie | 1 | 0.28685 | 0 | 0 | 0 | 0 |  |  | 0.28685 | 0 | 0.59387 | 0.72195 |  |  |  |  | 178 | 0.12808
80140 | CSDR11 | 11 | South | YES | 0.15496 | 33.9 | 0 | 39 | 0 | 1.03 | DCTie | 1 | 0.28685 | 0 | 0 | 0 | 0 |  |  | 0.28685 | 0 | 0.59387 | 0.72195 |  |  |  |  | 179 | 0.12808
80226 | ALCOA G | 1 | South | YES | 0.15102 | 32.3 | 5 | 48 | 0 | 1.015 | Cogen | 1 | 0.28292 | 0 | 0 | 0 | 0 |  |  | 0.28292 | 0 | 0.59387 | 0.72195 |  |  |  |  | 180 | 0.12808
8134 | FOR #1 | 1 | South | YES | 0.14983 | 54.1 | 45 | 79 | 0 | 1 | Cogen | 1 | 0.28173 | 0 | 0 | 0 | 0 |  |  | 0.28173 | 0 | 0.59387 | 0.72195 |  |  |  |  | 181 | 0.12808
8138 | FOR #2 | 2 | South | YES | 0.14983 | 63.1 | 45 | 81 | 0 | 1 | Cogen | 1 | 0.28173 | 0 | 0 | 0 | 0 |  |  | 0.28173 | 0 | 0.59387 | 0.72195 |  |  |  |  | 182 | 0.12808
8153 | FOR #3 | 3 | South | YES | 0.14983 | 63.1 | 45 | 79.9 | 0 | 1 | Cogen | 1 | 0.28173 | 0 | 0 | 0 | 0 |  |  | 0.28173 | 0 | 0.59387 | 0.72195 |  |  |  |  | 183 | 0.12808
8154 | FOR #4 | 4 | South | YES | 0.14983 | 63.1 | 60 | 80 | 0 | 1 | Cogen | 1 | 0.28173 | 0 | 0 | 0 | 0 |  |  | 0.28173 | 0 | 0.59387 | 0.72195 |  |  |  |  | 184 | 0.12808
8155 | FOR #5 | 5 | South | YES | 0.14983 | 63.1 | 60 | 78.4 | 0 | 1 | Cogen | 1 | 0.28173 | 0 | 0 | 0 | 0 |  |  | 0.28173 | 0 | 0.59387 | 0.72195 |  |  |  |  | 185 | 0.12808
8156 | FOR #6 | 6 | South | YES | 0.14983 | 24.9 | 5 | 25 | 0 | 1 | Cogen | 1 | 0.28173 | 0 | 0 | 0 | 0 |  |  | 0.28173 | 0 | 0.59387 | 0.72195 |  |  |  |  | 186 | 0.12808
8157 | FOR #7 | 7 | South | YES | 0.14983 | 28.8 | 5 | 46 | 0 | 1 | Cogen | 1 | 0.28173 | 0 | 0 | 0 | 0 |  |  | 0.28173 | 0 | 0.59387 | 0.72195 |  |  |  |  | 187 | 0.12808
80051 | FOR #8 | 8 | South | YES | 0.14983 | 28 | 28 | 28 |  | 1 | Cogen | 1 | 0.28173 | 0 | 0 | 0 | 0 |  |  | 0.28173 | 0 | 0.59387 | 0.72195 |  |  |  |  | 188 | 0.12808
80052 | FOR #9 | 9 | South | YES | 0.14983 | 29.7 | 5 | 43.6 | 0 | 1 | Cogen | 1 | 0.28173 | 0 | 0 | 0 | 0 |  |  | 0.28173 | 0 | 0.59387 | 0.72195 |  |  |  |  | 189 | 0.12808
80053 | FOR #10 | 10 | South | YES | 0.14983 | 68.4 | 45 | 75 | 0 | 1 | Cogen | 1 | 0.28173 | 0 | 0 | 0 | 0 |  |  | 0.28173 | 0 | 0.59387 | 0.72195 |  |  |  |  | 190 | 0.12808
7028 | L_MARBFA1_1Y | 1 | South | YES | 0.13712 | 0 | 0 | 18 |  | 1 | Hydro | 1 | 0.26901 | 0 | 0 | 0 | 0 |  |  | 0.26901 | 0 | 0.59387 | 0.72195 |  |  |  |  | 191 | 0.12808
7029 | L_MARBFA1_2Y | 2 | South | YES | 0.13712 | 0 | 0 | 18 |  | 1 | Hydro | 1 | 0.26901 | 0 | 0 | 0 | 0 |  |  | 0.26901 | 0 | 0.59387 | 0.72195 |  |  |  |  | 192 | 0.12808
7000 | L_FERGUS1_1Y | 1 | South | YES | 0.12557 | 400 | 65 | 423.3 | 0 | 1.015 | GSC | 1 | 0.25746 | 423.3 | 423.3 | 53.1534 | 423.3 |  |  | 0.25746 | 108.9842 | 0.60876 | 0.7361 |  |  |  |  | 193 | 0.12808
7035 | L_WIRTZ_1G1Y | 1 | South | YES | 0.1253 | 0 | 0 | 29 |  | 1 | Hydro | 1 | 0.25719 | 0 | 0 | 0 | 0 |  |  | 0.25719 | 0 | 0.60876 | 0.7361 |  |  |  |  | 194 | 0.12808
7036 | L_WIRTZ_1G2Y | 2 | South | YES | 0.1253 | 0 | 0 | 29.7 |  | 1 | Hydro | 1 | 0.25719 | 0 | 0 | 0 | 0 |  |  | 0.25719 | 0 | 0.60876 | 0.7361 |  |  |  |  | 195 | 0.12808
8262 | ELPS | 1 | South | YES | 0.11589 | 6 | 6 | 6 | 0 | 1.15 | Hydro | 1 | 0.24779 | 0 | 0 | 0 | 0 |  |  | 0.24779 | 0 | 0.60876 | 0.7361 |  |  |  |  | 196 | 0.12734
5911 | STP_GN1___1 | 1 | Houston | YES | 0.10775 | 1333 | 1249 | 1333 | 0 | 1.0406 | Nuc | 1 | 0.23965 | 0 | 0 |  |  |  |  | 0.23965 | 0 | 0.60876 | 0.7361 |  |  |  |  | 197 | 0.12734
5912 | STP_GN2___2 | 2 | Houston | YES | 0.10775 | 1332 | 1249 | 1332 | 0 | 1.0406 | Nuc | 1 | 0.23965 | 0 | 0 |  |  |  |  | 0.23965 | 0 | 0.60876 | 0.7361 |  |  |  |  | 198 | 0.12734
48731 | CBE_GT1 | 1 | Houston | YES | 0.10565 | 76 | 0 | 76 | 0 | 1.029 | CC | 1 | 0.23755 | 76 | 76 |  |  |  |  | 0.23755 | 18.0535 | 0.61144 | 0.73845 |  |  |  |  | 199 | 0.12734
48732 | CBE_GT2 | 1 | Houston | YES | 0.10565 | 76 | 0 | 76 | 0 | 1.029 | CC | 1 | 0.23755 | 76 | 76 |  |  |  |  | 0.23755 | 18.0535 | 0.61411 | 0.74079 |  |  |  |  | 200 | 0.12734
48733 | CBE_ST12 | 1 | Houston | YES | 0.10565 | 105 | 0 | 105 | 0 | 1.029 | CC | 1 | 0.23755 | 105 | 105 |  |  |  |  | 0.23755 | 24.9424 | 0.6178 | 0.74403 |  |  |  |  | 201 | 0.12734
48734 | CBE_GT3 | 1 | Houston | YES | 0.10565 | 76 | 0 | 76 | 0 | 1.029 | CC | 1 | 0.23755 | 76 | 76 |  |  |  |  | 0.23755 | 18.0535 | 0.62048 | 0.74638 |  |  |  |  | 202 | 0.12701
48735 | CBE_GT4 | 1 | Houston | YES | 0.10565 | 76 | 0 | 76 | 0 | 1.029 | CC | 1 | 0.23755 | 76 | 76 |  |  |  |  | 0.23755 | 18.0535 | 0.62315 | 0.74872 |  |  |  |  | 203 | 0.12668
48736 | CBE_ST34 | 1 | Houston | YES | 0.10565 | 105 | 0 | 105 | 0 | 1.029 | CC | 1 | 0.23755 | 105 | 105 |  |  |  |  | 0.23755 | 24.9424 | 0.62685 | 0.75196 |  |  |  |  | 204 | 0.12623
48911 | TGF_GT1_8000 | 1 | Houston | YES | 0.10003 | 69.2 | 0 | 69.2 |  | 1.029 | Cogen | 1 | 0.23192 | 0 | 0 |  |  |  |  | 0.23192 | 0 | 0.62685 | 0.75196 |  |  |  |  | 205 | 0.1259
7026 | L_INKSDA1_1Y | 1 | South | YES | 0.09952 | 0 | 0 | 13.7 |  | 1 | Hydro | 1 | 0.23141 | 0 | 0 | 0 | 0 |  |  | 0.23141 | 0 | 0.62685 | 0.75196 |  |  |  |  | 206 | 0.12557
7022 | L_BUCHAN1_1Y | 1 | South | YES | 0.095502 | 0 | 0 | 18 |  | 1 | Hydro | 1 | 0.2274 | 0 | 0 | 0 | 0 |  |  | 0.2274 | 0 | 0.62685 | 0.75196 |  |  |  |  | 207 | 0.12511
7023 | L_BUCHAN1_2Y | 2 | South | YES | 0.095502 | 0 | 0 | 18 |  | 1 | Hydro | 1 | 0.2274 | 0 | 0 | 0 | 0 |  |  | 0.2274 | 0 | 0.62685 | 0.75196 |  |  |  |  | 208 | 0.12511
7024 | L_BUCHAN1_3Y | 3 | South | YES | 0.095502 | 0 | 0 | 15 |  | 1 | Hydro | 1 | 0.2274 | 0 | 0 | 0 | 0 |  |  | 0.2274 | 0 | 0.62685 | 0.75196 |  |  |  |  | 209 | 0.12511
8032 | AMISTADHYD1 | 1 | South | YES | 0.091737 | 33 | 13 | 33 | 0 | 1.03 | Hydro | 1 | 0.22363 | 0 | 0 | 0 | 0 |  |  | 0.22363 | 0 | 0.62685 | 0.75196 |  |  |  |  | 210 | 0.12511
8033 | AMISTADHYD2 | 2 | South | YES | 0.091737 | 25 | 13 | 25 | 0 | 1.03 | Hydro | 1 | 0.22363 | 0 | 0 | 0 | 0 |  |  | 0.22363 | 0 | 0.62685 | 0.75196 |  |  |  |  | 211 | 0.12511
88253 | HAMILTON | F | South | YES | 0.091737 | 0 | 0 | 0 | 0 | 1.04 | BLT | 1 | 0.22363 | 0 | 0 | 0 | 0 |  |  | 0.22363 | 0 | 0.62685 | 0.75196 |  |  |  |  | 212 | 0.12511
49851 | DOW17000 | 37 | Houston | YES | 0.083655 | 39 | 0 | 62 | 0 | 1 | Cogen | 1 | 0.21555 | 0 | 0 |  |  |  |  | 0.21555 | 0 | 0.62685 | 0.75196 |  |  |  |  | 213 | 0.12511
49858 | DOW38100 | 31 | Houston | YES | 0.083655 | 45 | 0 | 71.4 |  | 1 | Cogen | 1 | 0.21555 | 0 | 0 |  |  |  |  | 0.21555 | 0 | 0.62685 | 0.75196 |  |  |  |  | 214 | 0.12511
49859 | DOW38200 | 33 | Houston | YES | 0.083655 | 28 | 0 | 45 | 0 | 1 | Cogen | 1 | 0.21555 | 0 | 0 |  |  |  |  | 0.21555 | 0 | 0.62685 | 0.75196 |  |  |  |  | 215 | 0.12511
49860 | DOW38300 | 32 | Houston | YES | 0.083655 | 63 | 0 | 101 |  | 1 | Cogen | 1 | 0.21555 | 0 | 0 |  |  |  |  | 0.21555 | 0 | 0.62685 | 0.75196 |  |  |  |  | 216 | 0.12511
49862 | DOW39100 | 36 | Houston | YES | 0.083655 | 54 | 0 | 86 | 0 | 1 | Cogen | 1 | 0.21555 | 0 | 0 |  |  |  |  | 0.21555 | 0 | 0.62685 | 0.75196 |  |  |  |  | 217 | 0.12511
49863 | DOW39200 | 35 | Houston | YES | 0.083655 | 55 | 0 | 88 | 0 | 1 | Cogen | 1 | 0.21555 | 0 | 0 |  |  |  |  | 0.21555 | 0 | 0.62685 | 0.75196 |  |  |  |  | 218 | 0.12511
49865 | DOW41000 | 41 | Houston | YES | 0.083655 | 31 | 0 | 50 |  | 1 | Cogen | 1 | 0.21555 | 0 | 0 |  |  |  |  | 0.21555 | 0 | 0.62685 | 0.75196 |  |  |  |  | 219 | 0.12511
49866 | DOW42000 | 42 | Houston | YES | 0.083655 | 11 | 0 | 18 |  | 1 | Cogen | 1 | 0.21555 | 0 | 0 |  |  |  |  | 0.21555 | 0 | 0.62685 | 0.75196 |  |  |  |  | 220 | 0.12511
49869 | DOW49000 | 45 | Houston | YES | 0.083655 | 59 | 0 | 94 |  | 1 | Cogen | 1 | 0.21555 | 0 | 0 |  |  |  |  | 0.21555 | 0 | 0.62685 | 0.75196 |  |  |  |  | 221 | 0.12511
49870 | DOW61000 | 61 | Houston | YES | 0.083655 | 44 | 0 | 70 | 0 | 1 | Cogen | 1 | 0.21555 | 0 | 0 |  |  |  |  | 0.21555 | 0 | 0.62685 | 0.75196 |  |  |  |  | 222 | 0.12511
49871 | DOW62000 | 62 | Houston | YES | 0.083655 | 40 | 0 | 63 | 0 | 1 | Cogen | 1 | 0.21555 | 0 | 0 |  |  |  |  | 0.21555 | 0 | 0.62685 | 0.75196 |  |  |  |  | 223 | 0.12511
49872 | DOW63000 | 63 | Houston | YES | 0.083655 | 45 | 0 | 72 | 0 | 1 | Cogen | 1 | 0.21555 | 0 | 0 |  |  |  |  | 0.21555 | 0 | 0.62685 | 0.75196 |  |  |  |  | 224 | 0.12511
49873 | DOW64000 | 64 | Houston | YES | 0.083655 | 41 | 0 | 64.8 | 0 | 1 | Cogen | 1 | 0.21555 | 0 | 0 |  |  |  |  | 0.21555 | 0 | 0.62685 | 0.75196 |  |  |  |  | 225 | 0.12511
49876 | DOW65000 | 65 | Houston | YES | 0.083655 | 63 | 0 | 101 | 0 | 1 | Cogen | 1 | 0.21555 | 0 | 0 |  |  |  |  | 0.21555 | 0 | 0.62685 | 0.75196 |  |  |  |  | 226 | 0.12511
49877 | DOW66000 | 66 | Houston | YES | 0.083655 | 61 | 0 | 97 | 0 | 1 | Cogen | 1 | 0.21555 | 0 | 0 |  |  |  |  | 0.21555 | 0 | 0.62685 | 0.75196 |  |  |  |  | 227 | 0.12511
49878 | DOW67000 | 67 | Houston | YES | 0.083655 | 65 | 0 | 103 | 0 | 1 | Cogen | 1 | 0.21555 | 0 | 0 |  |  |  |  | 0.21555 | 0 | 0.62685 | 0.75196 |  |  |  |  | 228 | 0.12511
49882 | DOW81000 | 81 | Houston | YES | 0.083655 | 47 | 0 | 76 | 0 | 1 | Cogen | 1 | 0.21555 | 0 | 0 |  |  |  |  | 0.21555 | 0 | 0.62685 | 0.75196 |  |  |  |  | 229 | 0.12511
49884 | DOW82000 | 82 | Houston | YES | 0.083655 | 51 | 0 | 80 | 0 | 1 | Cogen | 1 | 0.21555 | 0 | 0 |  |  |  |  | 0.21555 | 0 | 0.62685 | 0.75196 |  |  |  |  | 230 | 0.12511
49885 | DOW83000 | 83 | Houston | YES | 0.083655 | 51 | 0 | 80 | 0 | 1 | Cogen | 1 | 0.21555 | 0 | 0 |  |  |  |  | 0.21555 | 0 | 0.62685 | 0.75196 |  |  |  |  | 231 | 0.12511
49886 | DOW84000 | 84 | Houston | YES | 0.083655 | 107 | 0 | 171 | 0 | 0.98 | Cogen | 1 | 0.21555 | 0 | 0 |  |  |  |  | 0.21555 | 0 | 0.62685 | 0.75196 |  |  |  |  | 232 | 0.12511
48520 | BSF_GT1_8070 | 1 | Houston | YES | 0.079069 | 72 | 0 | 72 | 0 | 1.0326 | Cogen | 1 | 0.21096 | 0 | 0 |  |  |  |  | 0.21096 | 0 | 0.62685 | 0.75196 |  |  |  |  | 233 | 0.12511
48520 | BSF_GT1_8070 | 2 | Houston | YES | 0.079069 | 10 | 0 | 10 | 0 | 1.0326 | Cogen | 1 | 0.21096 | 0 | 0 |  |  |  |  | 0.21096 | 0 | 0.62685 | 0.75196 |  |  |  |  | 234 | 0.12511
39760 | TNSCLP1___8 | 1 | Houston | YES | 0.075411 | 93.4 | 20 | 116.8 | 0 | 1.04 | Cogen | 1 | 0.20731 | 0 | 0 |  |  |  |  | 0.20731 | 0 | 0.62685 | 0.75196 |  |  |  |  | 235 | 0.12511
39770 | TNSCLP2___8 | 1 | Houston | YES | 0.075411 | 91.6 | 20 | 114.5 | 0 | 1.04 | Cogen | 1 | 0.20731 | 0 | 0 |  |  |  |  | 0.20731 | 0 | 0.62685 | 0.75196 |  |  |  |  | 236 | 0.12511
39775 | TNSCLP4___8 | 1 | Houston | YES | 0.075411 | 95.2 | 20 | 119 | 0 | 1.04 | Cogen | 1 | 0.20731 | 0 | 0 |  |  |  |  | 0.20731 | 0 | 0.62685 | 0.75196 |  |  |  |  | 237 | 0.12511
39790 | TNSCLP3___8 | 1 | Houston | YES | 0.075411 | 87.6 | 20 | 109.5 | 0 | 1.027 | Cogen | 1 | 0.20731 | 0 | 0 |  |  |  |  | 0.20731 | 0 | 0.62685 | 0.75196 |  |  |  |  | 238 | 0.12511
48926 | WAP_GN6_6 | 6 | Houston | YES | 0.063142 | 651 | 280 | 651 |  | 1.035 | LIGCO | 1 | 0.19504 | 0 | 651 |  |  |  |  | 0.19504 | 126.9687 | 0.64975 | 0.76845 |  |  |  |  | 239 | 0.12511
48927 | WAP_GN7_7 | 7 | Houston | YES | 0.063142 | 564 | 277 | 564 |  | 1.035 | LIGCO | 1 | 0.19504 | 0 | 564 |  |  |  |  | 0.19504 | 110.0005 | 0.6696 | 0.78273 |  |  |  |  | 240 | 0.12511
48928 | WAP_GN8_8 | 8 | Houston | YES | 0.063142 | 603 | 275 | 603 |  | 1.035 | LIGCO | 1 | 0.19504 | 0 | 603 |  |  |  |  | 0.19504 | 117.6069 | 0.69082 | 0.798 |  |  |  |  | 241 | 0.12511
48521 | BVE_GT1_GT1 | 1 | Houston | YES | 0.063035 | 167.7 | 0 | 167.7 |  | 1.035 | CC | 1 | 0.19493 | 167.7 | 167.7 |  |  |  |  | 0.19493 | 32.6897 | 0.69672 | 0.80225 |  |  |  |  | 242 | 0.11869
48522 | BVE_GT2_5035 | 2 | Houston | YES | 0.063035 | 166.4 | 0 | 166.4 |  | 1.035 | CC | 1 | 0.19493 | 166.4 | 166.4 |  |  |  |  | 0.19493 | 32.4362 | 0.70257 | 0.80646 |  |  |  |  | 243 | 0.11313
48523 | BVE_ST1_GN1 | 3 | Houston | YES | 0.063035 | 252.4 | 0 | 252.4 |  | 1.035 | CC | 1 | 0.19493 | 252.4 | 252.4 |  |  |  |  | 0.19493 | 49.2002 | 0.71146 | 0.81285 |  |  |  |  | 244 | 0.10719
48730 | MNS_GT | 1 | Houston | YES | 0.062989 | 43 | 0 | 46.1 |  | 1.029 | Cogen | 1 | 0.19488 | 0 | 0 |  |  |  |  | 0.19488 | 0 | 0.71146 | 0.81285 |  |  |  |  | 245 | 0.10553
48510 | AK_GT1__8040 | 1 | Houston | YES | 0.061102 | 33.4 | 8.1 | 34 |  | 1.029 | Cogen | 1 | 0.193 | 0 | 0 |  |  |  |  | 0.193 | 0 | 0.71146 | 0.81285 |  |  |  |  | 246 | 0.10389
48921 | WAP_GN1_1 | 1 | Houston | YES | 0.060832 | 132.8 | 37 | 166 | 0 | 1.0362 | GST | 1 | 0.19273 | 166 | 166 |  |  |  |  | 0.19273 | 31.9926 | 0.7173 | 0.817 |  |  |  |  | 247 | 0.10139
48922 | WAP_GN2_2 | 2 | Houston | YES | 0.060832 | 132.8 | 37 | 166 | 0 | 1.0362 | GST | 1 | 0.19273 | 166 | 166 |  |  |  |  | 0.19273 | 31.9926 | 0.72314 | 0.82116 |  |  |  |  | 248 | 0.10139
48923 | WAP_GN3_3 | 3 | Houston | YES | 0.060832 | 198.4 | 93 | 248 | 0 | 1.0362 | GST | 1 | 0.19273 | 248 | 248 |  |  |  |  | 0.19273 | 47.7961 | 0.73186 | 0.82737 |  |  |  |  | 249 | 0.10139
48924 | WAP_GN4_4 | 4 | Houston | YES | 0.060832 | 546 | 217 | 546 | 0 | 1.0362 | GSC | 1 | 0.19273 | 546 | 546 |  |  |  |  | 0.19273 | 105.2286 | 0.75108 | 0.84103 |  |  |  |  | 250 | 0.099708
48925 | WAP_GN5_5 | 5 | Houston | YES | 0.060832 | 579.4 | 278 | 654 | 0 | 0.985 | LIGCO | 1 | 0.19273 | 0 | 654 |  |  |  |  | 0.19273 | 126.043 | 0.77409 | 0.8574 |  |  |  |  | 251 | 0.098021
48929 | WAPGT21_GT1 | B1 | Houston | YES | 0.060832 | 0 | 0 | 13 |  | 1.05 | GGT | 1 | 0.19273 | 13 | 13 |  |  |  |  | 0.19273 | 2.5054 | 0.77455 | 0.85772 |  |  |  |  | 252 | 0.095501
38580 | TNBP_CGN1_8 | 1 | Houston | YES | 0.052743 | 70.8 | 0 | 70.8 | 0 | 1.005 | Cogen | 1 | 0.18464 | 0 | 0 |  |  |  |  | 0.18464 | 0 | 0.77455 | 0.85772 |  |  |  |  | 253 | 0.089954
38590 | TNBP_CGN2_8 | 2 | Houston | YES | 0.052743 | 66.7 | 0 | 66.7 | 0 | 1.005 | Cogen | 1 | 0.18464 | 0 | 0 |  |  |  |  | 0.18464 | 0 | 0.77455 | 0.85772 |  |  |  |  | 254 | 0.083309
38600 | TNBP_CGN3_8 | 5 | Houston | YES | 0.052743 | 53 | 0 | 53 | 0 | 1.005 | Cogen | 1 | 0.18464 | 0 | 0 |  |  |  |  | 0.18464 | 0 | 0.77455 | 0.85772 |  |  |  |  | 255 | 0.083177
38611 | TNBPAMCG1_8 | 1 | Houston | YES | 0.052743 | 153.2 | 0 | 153.2 | 0 | 1.005 | Cogen | 1 | 0.18464 | 0 | 0 |  |  |  |  | 0.18464 | 0 | 0.77455 | 0.85772 |  |  |  |  | 256 | 0.083177
38612 | TNBPAMCG2_8 | 2 | Houston | YES | 0.052743 | 153.5 | 0 | 153.5 | 0 | 1.005 | Cogen | 1 | 0.18464 | 0 | 0 |  |  |  |  | 0.18464 | 0 | 0.77455 | 0.85772 |  |  |  |  | 257 | 0.083177
38613 | TNBPAMCG3_8 | 3 | Houston | YES | 0.052743 | 152.3 | 0 | 152.3 | 0 | 1.005 | Cogen | 1 | 0.18464 | 0 | 0 |  |  |  |  | 0.18464 | 0 | 0.77455 | 0.85772 |  |  |  |  | 258 | 0.083177
38614 | TNBPAMCG4_8 | 4 | Houston | YES | 0.052743 | 96 | 0 | 96 |  | 1.005 | Cogen | 1 | 0.18464 | 0 | 0 |  |  |  |  | 0.18464 | 0 | 0.77455 | 0.85772 |  |  |  |  | 259 | 0.083177
38615 | TNBPAMCG5_8 | 1 | Houston | YES | 0.052743 | 244 | 0 | 244 | 0 | 1.005 | Cogen | 1 | 0.18464 | 0 | 0 |  |  |  |  | 0.18464 | 0 | 0.77455 | 0.85772 |  |  |  |  | 260 | 0.083177
38690 | TNBP_CGN4_8 | 3 | Houston | YES | 0.052743 | 40 | 0 | 40 |  | 1.005 | Cogen | 1 | 0.18464 | 0 | 0 |  |  |  |  | 0.18464 | 0 | 0.77455 | 0.85772 |  |  |  |  | 261 | 0.083177
38711 | TNTXCTY1CG8 | 1 | Houston | YES | 0.052743 | 100.3 | 59 | 100.3 | 0 | 1 | Cogen | 1 | 0.18464 | 0 | 0 |  |  |  |  | 0.18464 | 0 | 0.77455 | 0.85772 |  |  |  |  | 262 | 0.083177
38712 | TNTXCTY2CG8 | 1 | Houston | YES | 0.052743 | 92.9 | 59 | 92.9 | 0 | 1 | Cogen | 1 | 0.18464 | 0 | 0 |  |  |  |  | 0.18464 | 0 | 0.77455 | 0.85772 |  |  |  |  | 263 | 0.083177
38713 | TNTXCTY3CG8 | 1 | Houston | YES | 0.052743 | 102.7 | 59 | 102.7 | 0 | 1 | Cogen | 1 | 0.18464 | 0 | 0 |  |  |  |  | 0.18464 | 0 | 0.77455 | 0.85772 |  |  |  |  | 264 | 0.083177
38714 | TNTXCTY4CG8 | 1 | Houston | YES | 0.052743 | 103 | 59 | 103 | 0 | 1 | Cogen | 1 | 0.18464 | 0 | 0 |  |  |  |  | 0.18464 | 0 | 0.77455 | 0.85772 |  |  |  |  | 265 | 0.083177
39470 | TNDOWCGNSG8 | 1 | Houston | YES | 0.052743 | 32 | 10 | 32 | 0 | 0.985 | Cogen | 1 | 0.18464 | 0 | 0 |  |  |  |  | 0.18464 | 0 | 0.77455 | 0.85772 |  |  |  |  | 266 | 0.083177
39480 | TNDOWCGNGG8 | 1 | Houston | YES | 0.052743 | 30 | 10 | 30 | 0 | 0.985 | Cogen | 1 | 0.18464 | 0 | 0 |  |  |  |  | 0.18464 | 0 | 0.77455 | 0.85772 |  |  |  |  | 267 | 0.083177
48772 | PHR_GN2_2 | MB | Houston | YES | 0.049255 | 0 | 72 | 459 |  | 1.0362 | GSC | 1 | 0.18115 | 0 | 0 |  |  |  |  | 0.18115 | 0 | 0.77455 | 0.85772 |  |  |  |  | 268 | 0.083177
48561 | CTL_GT2_8130 | 1 | Houston | YES | 0.046817 | 73.5 | 30.3 | 91.9 |  | 1.0362 | Cogen | 1 | 0.17871 | 0 | 0 |  |  |  |  | 0.17871 | 0 | 0.77455 | 0.85772 |  |  |  |  | 269 | 0.083177
48562 | CTL_GT3_8135 | 2 | Houston | YES | 0.046817 | 70.1 | 30.3 | 87.6 |  | 1.0362 | Cogen | 1 | 0.17871 | 0 | 0 |  |  |  |  | 0.17871 | 0 | 0.77455 | 0.85772 |  |  |  |  | 270 | 0.083177
48563 | CTL_GT4_8140 | 3 | Houston | YES | 0.046817 | 69.6 | 30.3 | 87 |  | 1.0362 | Cogen | 1 | 0.17871 | 0 | 0 |  |  |  |  | 0.17871 | 0 | 0.77455 | 0.85772 |  |  |  |  | 271 | 0.083177
48564 | CTL_GN1_8145 | 4 | Houston | YES | 0.046817 | 43.6 | 12.9 | 54.5 |  | 1.0362 | Cogen | 1 | 0.17871 | 0 | 0 |  |  |  |  | 0.17871 | 0 | 0.77455 | 0.85772 |  |  |  |  | 272 | 0.083177
48565 | CTL_GN2_8155 | 5 | Houston | YES | 0.046817 | 9.8 | 3.4 | 12.2 |  | 1.0362 | Cogen | 1 | 0.17871 | 0 | 0 |  |  |  |  | 0.17871 | 0 | 0.77455 | 0.85772 |  |  |  |  | 273 | 0.083177
48531 | BYU_GT1_8075 | 1 | Houston | YES | 0.045887 | 65 | 0 | 65 |  | 1.0362 | Cogen | 1 | 0.17778 | 0 | 0 |  |  |  |  | 0.17778 | 0 | 0.77455 | 0.85772 |  |  |  |  | 274 | 0.083177
48532 | BYU_GT2_8055 | 2 | Houston | YES | 0.045887 | 62 | 0 | 62 |  | 1.0362 | Cogen | 1 | 0.17778 | 0 | 0 |  |  |  |  | 0.17778 | 0 | 0.77455 | 0.85772 |  |  |  |  | 275 | 0.083177
48533 | BYU_GT3_8060 | 3 | Houston | YES | 0.045887 | 67 | 0 | 67 |  | 1.0362 | Cogen | 1 | 0.17778 | 0 | 0 |  |  |  |  | 0.17778 | 0 | 0.77455 | 0.85772 |  |  |  |  | 276 | 0.083177
48534 | BYU_GT4_8065 | 4 | Houston | YES | 0.045887 | 65 | 0 | 65 |  | 1.0362 | Cogen | 1 | 0.17778 | 0 | 0 |  |  |  |  | 0.17778 | 0 | 0.77455 | 0.85772 |  |  |  |  | 277 | 0.083177
48691 | GBY_73741085 | B | Houston | YES | 0.044711 | 37.6 | 20 | 47 | 0 | 1.0362 | GGT | 1 | 0.17661 | 47 | 47 |  |  |  |  | 0.17661 | 8.3005 | 0.7762 | 0.8588 |  |  |  |  | 278 | 0.083177
48691 | GBY_73741085 | A | Houston | YES | 0.044711 | 37.6 | 20 | 47 | 0 | 1.0362 | GGT | 1 | 0.17661 | 47 | 47 |  |  |  |  | 0.17661 | 8.3005 | 0.77785 | 0.85988 |  |  |  |  | 279 | 0.083177
48692 | GBY_81821075 | D | Houston | YES | 0.044711 | 44 | 20 | 55 | 0 | 1.0362 | GGT | 1 | 0.17661 | 55 | 55 |  |  |  |  | 0.17661 | 9.7133 | 0.77979 | 0.86114 |  |  |  |  | 280 | 0.083177
48692 | GBY_81821075 | C | Houston | YES | 0.044711 | 37.6 | 20 | 47 | 0 | 1.0362 | GGT | 1 | 0.17661 | 47 | 47 |  |  |  |  | 0.17661 | 8.3005 | 0.78144 | 0.86222 |  |  |  |  | 281 | 0.082601
48693 | GBY_83841065 | F | Houston | YES | 0.044711 | 43.2 | 20 | 54 | 0 | 1.0362 | GGT | 1 | 0.17661 | 54 | 54 |  |  |  |  | 0.17661 | 9.5367 | 0.78334 | 0.86346 |  |  |  |  | 282 | 0.082025
48693 | GBY_83841065 | E | Houston | YES | 0.044711 | 45.6 | 20 | 57 | 0 | 1.0362 | GGT | 1 | 0.17661 | 57 | 57 |  |  |  |  | 0.17661 | 10.0665 | 0.78535 | 0.86476 |  |  |  |  | 283 | 0.081352
48841 | SJS_GT1_GT1 | 1 | Houston | YES | 0.044135 | 62.4 | 49 | 78 | 0 | 1.0362 | Cogen | 1 | 0.17603 | 0 | 0 |  |  |  |  | 0.17603 | 0 | 0.78535 | 0.86476 |  |  |  |  | 284 | 0.080776
48842 | SJS_GT2_GT2 | 2 | Houston | YES | 0.044135 | 64.8 | 49 | 81 | 0 | 1.0362 | Cogen | 1 | 0.17603 | 0 | 0 |  |  |  |  | 0.17603 | 0 | 0.78535 | 0.86476 |  |  |  |  | 285 | 0.080114
48641 | DPEC_GT15040 | 1 | Houston | YES | 0.043688 | 163.2 | 98 | 163.2 | 0 | 1.0319 | CC | 1 | 0.17558 | 163.2 | 163.2 |  |  |  |  | 0.17558 | 28.655 | 0.79109 | 0.86848 |  |  |  |  | 286 | 0.079415
48642 | DPEC_GT25025 | 2 | Houston | YES | 0.043688 | 157.1 | 98 | 157.1 | 0 | 1.0319 | CC | 1 | 0.17558 | 157.1 | 157.1 |  |  |  |  | 0.17558 | 27.584 | 0.79662 | 0.87207 |  |  |  |  | 287 | 0.079415
48643 | DPEC_GT35010 | 3 | Houston | YES | 0.043688 | 157.5 | 98 | 157.5 | 0 | 1.0319 | CC | 1 | 0.17558 | 157.5 | 157.5 |  |  |  |  | 0.17558 | 27.6542 | 0.80216 | 0.87566 |  |  |  |  | 288 | 0.079415
48644 | DPEC_GT45070 | 4 | Houston | YES | 0.043688 | 157 | 98 | 157 | 0 | 1.0319 | CC | 1 | 0.17558 | 157 | 157 |  |  |  |  | 0.17558 | 27.5664 | 0.80768 | 0.87924 |  |  |  |  | 289 | 0.077394
48645 | DPEC_ST55065 | 5 | Houston | YES | 0.043688 | 282 | 0 | 282 | 0 | 1.0319 | CC | 1 | 0.17558 | 282 | 282 |  |  |  |  | 0.17558 | 49.5142 | 0.81761 | 0.88567 |  |  |  |  | 290 | 0.075448
48761 | PR_GT1__9040 | 1 | Houston | YES | 0.043248 | 26 | 0 | 35 |  | 1 | Cogen | 1 | 0.17514 | 0 | 0 |  |  |  |  | 0.17514 | 0 | 0.81761 | 0.88567 |  |  |  |  | 291 | 0.073497
48855 | SRB_GT211035 | B1 | Houston | YES | 0.042813 | 0 | 0 | 18 |  | 1.014 | GGT | 1 | 0.17471 | 18 | 18 |  |  |  |  | 0.17471 | 3.1447 | 0.81824 | 0.88608 |  |  |  |  | 292 | 0.071553
48855 | SRB_GT211035 | B2 | Houston | YES | 0.042813 | 0 | 0 | 12 |  | 1.014 | GGT | 1 | 0.17471 | 12 | 12 |  |  |  |  | 0.17471 | 2.0965 | 0.81866 | 0.88635 |  |  |  |  | 293 | 0.06806
48852 | SRB_GN2_2 | 2 | Houston | YES | 0.042789 | 140.8 | 26 | 176 | 0 | 1.0217 | GST | 1 | 0.17468 | 176 | 176 |  |  |  |  | 0.17468 | 30.7443 | 0.82486 | 0.89034 |  |  |  |  | 294 | 0.06806
48851 | SRB_GN1_1 | 1 | Houston | YES | 0.042756 | 132 | 26 | 165 | 0 | 1.0217 | GST | 1 | 0.17465 | 165 | 165 |  |  |  |  | 0.17465 | 28.8173 | 0.83066 | 0.89408 |  |  |  |  | 295 | 0.067835
48551 | CAL_GT1_8045 | 1 | Houston | YES | 0.042746 | 149 | 0 | 149 | 0 | 1.0326 | Cogen | 1 | 0.17464 | 0 | 0 |  |  |  |  | 0.17464 | 0 | 0.83066 | 0.89408 |  |  |  |  | 296 | 0.067685
48552 | CAL_ST1_8000 | 2 | Houston | YES | 0.042746 | 65.1 | 0 | 65.1 | 0 | 1.0326 | Cogen | 1 | 0.17464 | 0 | 0 |  |  |  |  | 0.17464 | 0 | 0.83066 | 0.89408 |  |  |  |  | 297 | 0.065484
48853 | SRB_GN3_3 | 3 | Houston | YES | 0.042641 | 170.4 | 35 | 213 |  | 1.0326 | GST | 1 | 0.17454 | 213 | 213 |  |  |  |  | 0.17454 | 37.176 | 0.83816 | 0.89891 |  |  |  |  | 298 | 0.06342
48845 | SOL_GT1 | 1 | Houston | YES | 0.042633 | 16.2 | 15.4 | 16.2 |  | 1.0326 | Solar | 1 | 0.17453 | 16.2 | 16.2 |  |  |  |  | 0.17453 | 2.8273 | 0.83873 | 0.89928 |  |  |  |  | 299 | 0.06342
48611 | DIB_GT1_8080 | 1 | Houston | YES | 0.042627 | 64 | 0 | 64 | 0 | 1.0326 | Cogen | 1 | 0.17452 | 0 | 0 |  |  |  |  | 0.17452 | 0 | 0.83873 | 0.89928 |  |  |  |  | 300 | 0.06342
48612 | DIB_GT2_8075 | 2 | Houston | YES | 0.042627 | 63.2 | 0 | 63.2 | 0 | 1.0326 | Cogen | 1 | 0.17452 | 0 | 0 |  |  |  |  | 0.17452 | 0 | 0.83873 | 0.89928 |  |  |  |  | 301 | 0.060753
48613 | DIB_ST1_8085 | 3 | Houston | YES | 0.042627 | 67.9 | 30 | 82.6 | 0 | 1.0326 | Cogen | 1 | 0.17452 | 0 | 0 |  |  |  |  | 0.17452 | 0 | 0.83873 | 0.89928 |  |  |  |  | 302 | 0.06055
48614 | DIB_GT3_8090 | 4 | Houston | YES | 0.042627 | 73.6 | 15 | 73.6 | 0 | 1.0326 | Cogen | 1 | 0.17452 | 0 | 0 |  |  |  |  | 0.17452 | 0 | 0.83873 | 0.89928 |  |  |  |  | 303 | 0.06055
48854 | SRB_GN4_4 | 4 | Houston | YES | 0.042616 | 182.4 | 35 | 228 | 0 | 1.0326 | GST | 1 | 0.17451 | 228 | 228 |  |  |  |  | 0.17451 | 39.7884 | 0.84675 | 0.90444 |  |  |  |  | 304 | 0.06055
48740 | PSG_GN2_8050 | 1 | Houston | YES | 0.042615 | 182 | 60 | 182 | 0 | 1.0326 | Cogen | 1 | 0.17451 | 0 | 0 |  |  |  |  | 0.17451 | 0 | 0.84675 | 0.90444 |  |  |  |  | 305 | 0.06055
48741 | PSG_GT2_8040 | 1 | Houston | YES | 0.042615 | 158.6 | 50 | 158.6 | 0 | 1.0326 | Cogen | 1 | 0.17451 | 0 | 0 |  |  |  |  | 0.17451 | 0 | 0.84675 | 0.90444 |  |  |  |  | 306 | 0.06055
48742 | PSG_GT3_8060 | 1 | Houston | YES | 0.042615 | 157 | 50 | 157 | 0 | 1.0326 | Cogen | 1 | 0.17451 | 0 | 0 |  |  |  |  | 0.17451 | 0 | 0.84675 | 0.90444 |  |  |  |  | 307 | 0.057695
48820 | SHELLG1_3015 | 1 | Houston | YES | 0.042005 | 71 | 34.5 | 71 |  | 1.029 | Cogen | 1 | 0.1739 | 0 | 0 |  |  |  |  | 0.1739 | 0 | 0.84675 | 0.90444 |  |  |  |  | 308 | 0.057695
48821 | SHELLG2 | 2 | Houston | YES | 0.042005 | 72 | 34.5 | 72 |  | 1.029 | Cogen | 1 | 0.1739 | 0 | 0 |  |  |  |  | 0.1739 | 0 | 0.84675 | 0.90444 |  |  |  |  | 309 | 0.057695
48822 | SHELLG3_3020 | 2 | Houston | YES | 0.042005 | 30 | 0 | 30 |  | 1.029 | Cogen | 1 | 0.1739 | 0 | 0 |  |  |  |  | 0.1739 | 0 | 0.84675 | 0.90444 |  |  |  |  | 310 | 0.057695
48822 | SHELLG3_3020 | 1 | Houston | YES | 0.042005 | 39 | 0 | 39 |  | 1.029 | Cogen | 1 | 0.1739 | 0 | 0 |  |  |  |  | 0.1739 | 0 | 0.84675 | 0.90444 |  |  |  |  | 311 | 0.057695
48500 | APD_GT1_8005 | 1 | Houston | YES | 0.041164 | 137.6 | 54.6 | 137.6 | 0 | 1.0362 | Cogen | 1 | 0.17306 | 0 | 0 |  |  |  |  | 0.17306 | 0 | 0.84675 | 0.90444 |  |  |  |  | 312 | 0.057695
48511 | LPE_GT1_8070 | 1 | Houston | YES | 0.040968 | 42 | 0 | 42 | 0 | 1.0362 | GGT | 1 | 0.17286 | 42 | 42 |  |  |  |  | 0.17286 | 7.2602 | 0.84823 | 0.90539 |  |  |  |  | 313 | 0.057695
48512 | LPE_GT2_8075 | 2 | Houston | YES | 0.040968 | 42 | 0 | 42 | 0 | 1.0362 | GGT | 1 | 0.17286 | 42 | 42 |  |  |  |  | 0.17286 | 7.2602 | 0.84971 | 0.90633 |  |  |  |  | 314 | 0.057695
48513 | LPE_GT3_8080 | 3 | Houston | YES | 0.040968 | 39 | 0 | 39 | 0 | 1.0362 | GGT | 1 | 0.17286 | 39 | 39 |  |  |  |  | 0.17286 | 6.7416 | 0.85108 | 0.90721 |  |  |  |  | 315 | 0.057695
48514 | LPE_GT4_8085 | 4 | Houston | YES | 0.040968 | 39 | 0 | 39 | 0 | 1.0362 | GGT | 1 | 0.17286 | 39 | 39 |  |  |  |  | 0.17286 | 6.7416 | 0.85245 | 0.90808 |  |  |  |  | 316 | 0.057159
48593 | CHE_GT1_8015 | 1 | Houston | YES | 0.040842 | 173 | 50 | 173 | 0 | 1.0362 | Cogen | 1 | 0.17274 | 0 | 0 |  |  |  |  | 0.17274 | 0 | 0.85245 | 0.90808 |  |  |  |  | 317 | 0.056624
48594 | CHE_GN4_8025 | 4 | Houston | YES | 0.040842 | 142 | 60 | 142 | 0 | 1.0362 | Cogen | 1 | 0.17274 | 0 | 0 |  |  |  |  | 0.17274 | 0 | 0.85245 | 0.90808 |  |  |  |  | 318 | 0.056128
48873 | THW_ST3_ST_3 | 3 | Houston | YES | 0.039602 | 107 | 19 | 107 | 0 | 1.0435 | CC | 1 | 0.1715 | 107 | 107 |  |  |  |  | 0.1715 | 18.3501 | 0.85621 | 0.91046 |  |  |  |  | 319 | 0.055631
48874 | THW_ST4_ST_4 | 4 | Houston | YES | 0.039602 | 108 | 19 | 108 | 0 | 1.0435 | CC | 1 | 0.1715 | 108 | 108 |  |  |  |  | 0.1715 | 18.5216 | 0.86002 | 0.91287 |  |  |  |  | 320 | 0.055631
48875 | THW_3132 | A | Houston | YES | 0.039602 | 55 | 5 | 55 | 0 | 1.0435 | CC | 1 | 0.1715 | 55 | 55 |  |  |  |  | 0.1715 | 9.4323 | 0.86195 | 0.91409 |  |  |  |  | 321 | 0.055631
48875 | THW_3132 | B | Houston | YES | 0.039602 | 53 | 5 | 53 | 0 | 1.0435 | CC | 1 | 0.1715 | 53 | 53 |  |  |  |  | 0.1715 | 9.0893 | 0.86382 | 0.91527 |  |  |  |  | 322 | 0.054249
48877 | THW_3334 | C | Houston | YES | 0.039602 | 55 | 5 | 55 | 0 | 1.0435 | CC | 1 | 0.1715 | 55 | 55 |  |  |  |  | 0.1715 | 9.4323 | 0.86575 | 0.9165 |  |  |  |  | 323 | 0.052854
48877 | THW_3334 | D | Houston | YES | 0.039602 | 57 | 5 | 57 | 0 | 1.0435 | CC | 1 | 0.1715 | 57 | 57 |  |  |  |  | 0.1715 | 9.7753 | 0.86776 | 0.91777 |  |  |  |  | 324 | 0.052143
48879 | THW_4142 | E | Houston | YES | 0.039602 | 56 | 5 | 56 | 0 | 1.0435 | CC | 1 | 0.1715 | 56 | 56 |  |  |  |  | 0.1715 | 9.6038 | 0.86973 | 0.91902 |  |  |  |  | 325 | 0.051459
48879 | THW_4142 | F | Houston | YES | 0.039602 | 55 | 5 | 55 | 0 | 1.0435 | CC | 1 | 0.1715 | 55 | 55 |  |  |  |  | 0.1715 | 9.4323 | 0.87166 | 0.92024 |  |  |  |  | 326 | 0.050748
48881 | THW_4344 | G | Houston | YES | 0.039602 | 58 | 5 | 58 | 0 | 1.0435 | CC | 1 | 0.1715 | 58 | 58 |  |  |  |  | 0.1715 | 9.9468 | 0.8737 | 0.92153 |  |  |  |  | 327 | 0.050012
48881 | THW_4344 | H | Houston | YES | 0.039602 | 58 | 5 | 58 | 0 | 1.0435 | CC | 1 | 0.1715 | 58 | 58 |  |  |  |  | 0.1715 | 9.9468 | 0.87574 | 0.92282 |  |  |  |  | 328 | 0.049289
48582 | CBY_GN2_2 | 2 | Houston | YES | 0.038585 | 596.8 | 110 | 746 | 0 | 1.0435 | GSC | 1 | 0.17048 | 746 | 746 |  |  |  |  | 0.17048 | 127.1776 | 0.90199 | 0.93934 |  |  |  |  | 329 | 0.048578
48883 | THW_GT1_GT_1 | B2 | Houston | YES | 0.038085 | 0 | 0 | 12 |  | 1.043 | GGT | 1 | 0.16998 | 12 | 12 |  |  |  |  | 0.16998 | 2.0398 | 0.90242 | 0.9396 |  |  |  |  | 330 | 0.047829
49803 | EXN_15GT | 1 | Houston | YES | 0.037907 | 33 | 8.3 | 34 |  | 1.0326 | Cogen | 1 | 0.1698 | 0 | 0 |  |  |  |  | 0.1698 | 0 | 0.90242 | 0.9396 |  |  |  |  | 331 | 0.04708
49804 | EXN_16GT | 2 | Houston | YES | 0.037907 | 32 | 8.3 | 34.7 |  | 1.0326 | Cogen | 1 | 0.1698 | 0 | 0 |  |  |  |  | 0.1698 | 0 | 0.90242 | 0.9396 |  |  |  |  | 332 | 0.037345
49805 | EXN_17GT | 3 | Houston | YES | 0.037907 | 31 | 8.3 | 32.7 |  | 1.0326 | Cogen | 1 | 0.1698 | 0 | 0 |  |  |  |  | 0.1698 | 0 | 0.90242 | 0.9396 |  |  |  |  | 333 | 0.037188
49826 | EXN938GT | 5 | Houston | YES | 0.037907 | 43 | 9.2 | 45.9 |  | 1.0326 | Cogen | 1 | 0.1698 | 0 | 0 |  |  |  |  | 0.1698 | 0 | 0.90242 | 0.9396 |  |  |  |  | 334 | 0.037188
49828 | EXN941GT | 10 | Houston | YES | 0.037907 | 17.7 | 5.4 | 17.7 | 0 | 1.0326 | Cogen | 1 | 0.1698 | 0 | 0 |  |  |  |  | 0.1698 | 0 | 0.90242 | 0.9396 |  |  |  |  | 335 | 0.037188
49829 | EXN942GT | 11 | Houston | YES | 0.037907 | 20 | 5.4 | 20.4 | 0 | 1.0326 | Cogen | 1 | 0.1698 | 0 | 0 |  |  |  |  | 0.1698 | 0 | 0.90242 | 0.9396 |  |  |  |  | 336 | 0.037188
49830 | EXN943GT | 12 | Houston | YES | 0.037907 | 19 | 5.4 | 19.9 | 0 | 1.0326 | Cogen | 1 | 0.1698 | 0 | 0 |  |  |  |  | 0.1698 | 0 | 0.90242 | 0.9396 |  |  |  |  | 337 | 0.037188
49831 | EXN944GT | 13 | Houston | YES | 0.037907 | 33 | 5.4 | 35 | 0 | 1.0326 | Cogen | 1 | 0.1698 | 0 | 0 |  |  |  |  | 0.1698 | 0 | 0.90242 | 0.9396 |  |  |  |  | 338 | 0.037188
49832 | EXN945GT | 9 | Houston | YES | 0.037907 | 18.5 | 9.2 | 18.5 |  | 1.0326 | Cogen | 1 | 0.1698 | 0 | 0 |  |  |  |  | 0.1698 | 0 | 0.90242 | 0.9396 |  |  |  |  | 339 | 0.037188
49837 | EXN_GT | 4 | Houston | YES | 0.037907 | 81 | 21.3 | 85.4 |  | 1.0326 | Cogen | 1 | 0.1698 | 0 | 0 |  |  |  |  | 0.1698 | 0 | 0.90242 | 0.9396 |  |  |  |  | 340 | 0.037188
49838 | EXN_14GT | 14 | Houston | YES | 0.037907 | 140 | 0 | 148 |  | 1.0326 | Cogen | 1 | 0.1698 | 0 | 0 |  |  |  |  | 0.1698 | 0 | 0.90242 | 0.9396 |  |  |  |  | 341 | 0.037188
48651 | EP_1_2 | 1 | Houston | YES | 0.037252 | 4 | 0 | 5 | 0 | 1.0362 | Cogen | 1 | 0.16915 | 0 | 0 |  |  |  |  | 0.16915 | 0 | 0.90242 | 0.9396 |  |  |  |  | 342 | 0.037188
48651 | EP_1_2 | 2 | Houston | YES | 0.037252 | 17.7 | 10 | 21 | 0 | 1.0362 | Cogen | 1 | 0.16915 | 0 | 0 |  |  |  |  | 0.16915 | 0 | 0.90242 | 0.9396 |  |  |  |  | 343 | 0.037188
48940 | WARVUE_GT1 | G1 | Houston | YES | 0.037231 | 15 | 0 | 15 |  | 1.021 | Cogen | 1 | 0.16913 | 0 | 0 |  |  |  |  | 0.16913 | 0 | 0.90242 | 0.9396 |  |  |  |  | 344 | 0.037188
48581 | CBY_GN1_1 | 1 | Houston | YES | 0.037209 | 595.2 | 108 | 744 | 0 | 1.0435 | GSC | 1 | 0.1691 | 744 | 744 |  |  |  |  | 0.1691 | 125.8129 | 0.92859 | 0.95594 |  |  |  |  | 345 | 0.037188
48791 | PSA_GT1_8160 | 1 | Houston | YES | 0.037184 | 52 | 20.8 | 65 | 0 | 1.0362 | Cogen | 1 | 0.16908 | 0 | 0 |  |  |  |  | 0.16908 | 0 | 0.92859 | 0.95594 |  |  |  |  | 346 | 0.037188
48792 | PSA_GT2_8155 | 2 | Houston | YES | 0.037184 | 52.8 | 20.3 | 66 | 0 | 1.0362 | Cogen | 1 | 0.16908 | 0 | 0 |  |  |  |  | 0.16908 | 0 | 0.92859 | 0.95594 |  |  |  |  | 347 | 0.037188
48793 | PSA_GT3_8150 | 3 | Houston | YES | 0.037184 | 56 | 20.3 | 70 | 0 | 1.0362 | Cogen | 1 | 0.16908 | 0 | 0 |  |  |  |  | 0.16908 | 0 | 0.92859 | 0.95594 |  |  |  |  | 348 | 0.027346
48794 | PSA_GT4_8145 | 4 | Houston | YES | 0.037184 | 52.8 | 20.3 | 66 | 0 | 1.0362 | Cogen | 1 | 0.16908 | 0 | 0 |  |  |  |  | 0.16908 | 0 | 0.92859 | 0.95594 |  |  |  |  | 349 | 0.027346
48795 | PSA_GT5_8140 | 5 | Houston | YES | 0.037184 | 51.2 | 20.3 | 64 | 0 | 1.0362 | Cogen | 1 | 0.16908 | 0 | 0 |  |  |  |  | 0.16908 | 0 | 0.92859 | 0.95594 |  |  |  |  | 350 | 0.027346
48796 | PSA_GN1_8165 | 1 | Houston | YES | 0.037184 | 83.2 | 43.1 | 104 | 0 | 1.0362 | Cogen | 1 | 0.16908 | 0 | 0 |  |  |  |  | 0.16908 | 0 | 0.92859 | 0.95594 |  |  |  |  | 351 | 0.027346
48797 | PSA_GT6_8135 | 6 | Houston | YES | 0.037184 | 47.2 | 34.5 | 59 | 0 | 1.0362 | Cogen | 1 | 0.16908 | 0 | 0 |  |  |  |  | 0.16908 | 0 | 0.92859 | 0.95594 |  |  |  |  | 352 | 0.027346
48815 | CVC_GT4_8005 | 4 | Houston | YES | 0.036821 | 165 | 91.8 | 165 |  | 1.0362 | Cogen | 1 | 0.16872 | 0 | 0 |  |  |  |  | 0.16872 | 0 | 0.92859 | 0.95594 |  |  |  |  | 353 | 0.027346
48583 | CBY_GT4_1 | 1 | Houston | YES | 0.03663 | 172 | 0 | 172 | 0 | 1.027 | GSC | 1 | 0.16852 | 172 | 172 |  |  |  |  | 0.16852 | 28.9862 | 0.93465 | 0.95971 |  |  |  |  | 354 | 0.027346
48584 | CBY_GT4_2 | 2 | Houston | YES | 0.03663 | 172 | 0 | 172 | 0 | 1.027 | CC | 1 | 0.16852 | 172 | 172 |  |  |  |  | 0.16852 | 28.9862 | 0.9407 | 0.96347 |  |  |  |  | 355 | 0.027346
48585 | CBY_ST4_1 | 3 | Houston | YES | 0.03663 | 172 | 0 | 172 | 0 | 1.027 | CC | 1 | 0.16852 | 172 | 172 |  |  |  |  | 0.16852 | 28.9862 | 0.94675 | 0.96723 |  |  |  |  | 356 | 0.027346
48595 | BTE_GT2_8075 | 1 | Houston | YES | 0.035488 | 162.8 | 130 | 162.8 | 0 | 1.0261 | CC | 1 | 0.16738 | 162.8 | 162.8 |  |  |  |  | 0.16738 | 27.2498 | 0.95248 | 0.97077 |  |  |  |  | 357 | 0.025058
48596 | BTE_GT3_8045 | 2 | Houston | YES | 0.035488 | 161.4 | 130 | 161.4 | 0 | 1.0261 | CC | 1 | 0.16738 | 161.4 | 161.4 |  |  |  |  | 0.16738 | 27.0155 | 0.95816 | 0.97428 |  |  |  |  | 358 | 0.02277
48597 | BTE_GT4_8055 | 3 | Houston | YES | 0.035488 | 158.9 | 130 | 158.9 | 0 | 1.0261 | CC | 1 | 0.16738 | 158.9 | 158.9 |  |  |  |  | 0.16738 | 26.5971 | 0.96375 | 0.97773 |  |  |  |  | 359 | 0.020482
48598 | BTE_ST1_8070 | 4 | Houston | YES | 0.035488 | 269.2 | 60 | 269.2 | 0 | 1.0261 | CC | 1 | 0.16738 | 269.2 | 269.2 |  |  |  |  | 0.16738 | 45.0593 | 0.97322 | 0.98359 |  |  |  |  | 360 | 0.018292
48690 | GBY_GN5_5 | 5 | Houston | YES | 0.035121 | 318.4 | 81 | 398 |  | 1.0362 | GSC | 1 | 0.16702 | 398 | 398 |  |  |  |  | 0.16702 | 66.4721 | 0.98723 | 0.99222 |  |  |  |  | 361 | 0.016121
48885 | THW_5152 | B | Houston | YES | 0.034636 | 47.2 | 5 | 59 |  | 1.0319 | GGT | 1 | 0.16653 | 59 | 59 |  |  |  |  | 0.16653 | 9.8253 | 0.9893 | 0.99349 |  |  |  |  | 362 | 0.013984
48885 | THW_5152 | A | Houston | YES | 0.034636 | 46.4 | 5 | 58 |  | 1.0319 | GGT | 1 | 0.16653 | 58 | 58 |  |  |  |  | 0.16653 | 9.6588 | 0.99134 | 0.99475 |  |  |  |  | 363 | 0.010363
48886 | THW_5354 | D | Houston | YES | 0.034636 | 46.4 | 5 | 58 |  | 1.0319 | GGT | 1 | 0.16653 | 58 | 58 |  |  |  |  | 0.16653 | 9.6588 | 0.99338 | 0.996 |  |  |  |  | 364 | 0.0049904
48886 | THW_5354 | C | Houston | YES | 0.034636 | 45.6 | 5 | 57 |  | 1.0319 | GGT | 1 | 0.16653 | 57 | 57 |  |  |  |  | 0.16653 | 9.4922 | 0.99539 | 0.99723 |  |  |  |  | 365 | 0.0041902
48887 | THW_5556 | E | Houston | YES | 0.034636 | 47.2 | 5 | 59 |  | 1.0319 | GGT | 1 | 0.16653 | 59 | 59 |  |  |  |  | 0.16653 | 9.8253 | 0.99747 | 0.99851 |  |  |  |  | 366 | 0.0034037
48887 | THW_5556 | F | Houston | YES | 0.034636 | 45.6 | 5 | 57 |  | 1.0319 | GGT | 1 | 0.16653 | 57 | 57 |  |  |  |  | 0.16653 | 9.4922 | 0.99947 | 0.99974 |  |  |  |  | 367 | 0.0026171
48591 | CHE_GT2_5030 | 2 | Houston | YES | 0.027671 | 173 | 50 | 173 | 0 | 1.029 | Cogen | 1 | 0.15957 | 0 | 0 |  |  |  |  | 0.15957 | 0 | 0.99947 | 0.99974 |  |  |  |  | 368 | 0.0018441
48811 | CVC_GT3_5045 | 3 | Houston | YES | 0.027671 | 156 | 91.8 | 156 | 0 | 1.029 | Cogen | 1 | 0.15957 | 0 | 0 |  |  |  |  | 0.15957 | 0 | 0.99947 | 0.99974 |  |  |  |  | 369 | 0.0010439
48812 | CVC_GT2_5020 | 2 | Houston | YES | 0.027671 | 158 | 91.8 | 158 | 0 | 1.029 | Cogen | 1 | 0.15957 | 0 | 0 |  |  |  |  | 0.15957 | 0 | 0.99947 | 0.99974 |  |  |  |  | 370 | 0.00027089
48813 | CVC_GT1_5035 | 1 | Houston | YES | 0.027671 | 160 | 91.8 | 160 | 0 | 1.029 | Cogen | 1 | 0.15957 | 0 | 0 |  |  |  |  | 0.15957 | 0 | 0.99947 | 0.99974 |  |  |  |  | 371 | 0.00027089
48814 | CVC_ST5_5040 | 1 | Houston | YES | 0.027671 | 162 | 91.8 | 162 | 0 | 1.029 | Cogen | 1 | 0.15957 | 0 | 0 |  |  |  |  | 0.15957 | 0 | 0.99947 | 0.99974 |  |  |  |  | 372 | 0.00027089
5934 | SI_RAY5 | 5 | South | YES | 0 | 0 | 10 | 15 |  | 1.035 | GST | 1 | 0.13189 | 15 | 15 | 0 | 15 |  |  | 0.13189 | 1.9784 | 1 | 1 |  |  |  |  | 373 | 0.00027089
8139 | JOS #1 | MB | South | YES | 0 | 0 | 45 | 255 |  | 1.02 | GST | 1 | 0.13189 | 0 | 0 | 0 | 0 |  |  | 0.13189 | 0 | 1 | 1 |  |  |  |  | 374 | 0.00027089
8285 | LAR #1 | MB | South | YES | 0 | 0 | 9 | 32 |  | 1.0497 | GST | 1 | 0.13189 | 0 | 0 | 0 | 0 |  |  | 0.13189 | 0 | 1 | 1 |  |  |  |  | 375 | 0.00027089
8287 | LAR #2 | MB | South | YES | 0 | 0 | 9 | 32 |  | 1.04 | GST | 1 | 0.13189 | 0 | 0 | 0 | 0 |  |  | 0.13189 | 0 | 1 | 1 |  |  |  |  | 376 | 0
8288 | LAR #3 | MB | South | YES | 0 | 0 | 25 | 105 |  | 1.04 | GST | 1 | 0.13189 | 0 | 0 | 0 | 0 |  |  | 0.13189 | 0 | 1 | 1 |  |  |  |  | 377 | 0
8388 | BATES0A | MB | South | YES | 0 | 0 | 21 | 71 |  | 1.033 | GST | 1 | 0.13189 | 0 | 0 | 0 | 0 |  |  | 0.13189 | 0 | 1 | 1 |  |  |  |  | 378 | 0
8393 | BATES0B | MB | South | YES | 0 | 0 | 25 | 110 |  | 1.03 | GST | 1 | 0.13189 | 0 | 0 | 0 | 0 |  |  | 0.13189 | 0 | 1 | 1 |  |  |  |  | 379 | 0
8437 | NUECES_B0C | MB | South | YES | 0 | 0 | 7 | 30 |  | 1.03 | GST | 1 | 0.13189 | 0 | 0 | 0 | 0 |  |  | 0.13189 | 0 | 1 | 1 |  |  |  |  | 380 | 0
8438 | NUECES_B0B | MB | South | YES | 0 | 0 | 26 | 169 |  | 1.03 | GST | 1 | 0.13189 | 0 | 0 | 0 | 0 |  |  | 0.13189 | 0 | 1 | 1 |  |  |  |  | 381 | 0
39190 | TNSLCGN1__8 | 1 | Houston | YES | 0 | 0 | 10 | 30 |  | 1.03 | Cogen | 1 | 0.13189 | 0 | 0 |  |  |  |  | 0.13189 | 0 | 1 | 1 |  |  |  |  | 382 | 0
3432 | SANDOW_4G | 4 | South | YES | -0.22523 | 580 | 225 | 580 | 0 | 1.029 | LIGCO | 1 | -0.093336 | 0 | 580 | -130.6334 | 580 |  |  | -0.093336 | -54.1347 | [6 empty] | 383 | 0
48671 | FTR_GT1_5105 | 1 | North | YES | -0.035187 | 154.2 | 0 | 154.2 | 0 | 1.0319 | CC | -1 | 0.20011 | 154.2 | 154.2 |  |  | -5.4258 | 154.2 | -0.20011 | -30.857 | [6 empty] | 384 | 0
48672 | FTR_GT2_5110 | 2 | North | YES | -0.035187 | 159 | 0 | 159 | 0 | 1.0319 | CC | -1 | 0.20011 | 159 | 159 |  |  | -5.5947 | 159 | -0.20011 | -31.8175 | [6 empty] | 385 | 0
48673 | FTR_GT3_5085 | 3 | North | YES | -0.035187 | 158 | 0 | 158 | 0 | 1.0319 | CC | -1 | 0.20011 | 158 | 158 |  |  | -5.5595 | 158 | -0.20011 | -31.6174 | [6 empty] | 386 | 0
48674 | FTR_CN4_5095 | 4 | North | YES | -0.035187 | 380 | 0 | 380 | 0 | 1.0319 | CC | -1 | 0.20011 | 380 | 380 |  |  | -13.3711 | 380 | -0.20011 | -76.0419 | [6 empty] | 387 | 0
990 | GIBN_CREK_G1 | 1 | North | YES | -0.049004 | 463 | 200 | 463 | 0 | 1.0275 | LIGCO | -1 | 0.21393 | 0 | 463 |  |  | 0 | 0 | -0.21393 | 0 | [6 empty] | 388 | 0
13432 | SANDOW_5G | 5 | South | YES | -0.35935 | 581 | 225 | 581 | 0 | 1.029 | LIGCO | 1 | -0.22745 | 0 | 581 | -208.78 | 581 |  |  | -0.22745 | -132.1494 | [6 empty] | 389 | 0
32798 | BRYN_TAMUGEN | 1 | North | YES | -0.072488 | 32 | 0 | 32 |  | 1.02 | GST | -1 | 0.23741 | 32 | 32 |  |  | -2.3196 | 32 | -0.23741 | -7.5972 | [6 empty] | 390 | 0
60202 | FRNDDRCS | F | West | YES | -0.073191 | 0 | 0 | 0 | 0 | 0.9985 | AVR | -1 | 0.23811 | 0 | 0 |  |  |  |  | -0.23811 | 0
32886 | BRYN_ATKINS3 | MB | North | YES | -0.075911 | 0 | 5 | 12 |  | 1 | GST | -1 | 0.24083 | 0 | 0 |  |  | 0 | 0 | -0.24083 | 0
32887 | BRYN_ATKINS6 | MB | North | YES | -0.075911 | 0 | 12 | 51 |  | 1.028 | GST | -1 | 0.24083 | 0 | 0 |  |  | 0 | 0 | -0.24083 | 0
32888 | BRYN_ATKINS7 | 1 | North | YES | -0.075911 | 13.6 | 4 | 17 |  | 1.028 | GGT | -1 | 0.24083 | 17 | 17 |  |  | -1.2905 | 17 | -0.24083 | -4.0942
32890 | BRYN_ATKINS4 | MB | North | YES | -0.075911 | 0 | 5 | 22 |  | 1.031 | GST | -1 | 0.24083 | 0 | 0 |  |  | 0 | 0 | -0.24083 | 0
32891 | BRYN_ATKINS5 | MB | North | YES | -0.075911 | 0 | 5 | 25 |  | 1.031 | GST | -1 | 0.24083 | 0 | 0 |  |  | 0 | 0 | -0.24083 | 0
39960 | TNTNPONE_18 | 1 | North | YES | -0.083024 | 152.3 | 30 | 152.3 |  | 1.04 | LIGCO | -1 | 0.24795 | 0 | 152.3 |  |  | 0 | 0 | -0.24795 | 0
39970 | TNTNPONE_28 | 1 | North | YES | -0.083024 | 153 | 30 | 153 |  | 1.04 | LIGCO | -1 | 0.24795 | 0 | 153 |  |  | 0 | 0 | -0.24795 | 0
32883 | BRYN_DNSBY3 | 1 | North | YES | -0.083306 | 0 | 2 | 48 |  | 1.015 | GST | -1 | 0.24823 | 48 | 48 |  |  | -3.9987 | 48 | -0.24823 | -11.915
32884 | BRYN_DNSBY13 | 1 | North | YES | -0.083306 | 46 | 2 | 46 | 0 | 1.015 | GST | -1 | 0.24823 | 46 | 46 |  |  | -3.8321 | 46 | -0.24823 | -11.4185
32892 | BRYN_DNSBY14 | 1 | North | YES | -0.083306 | 84 | 25 | 105 | 0 | 1.035 | GST | -1 | 0.24823 | 105 | 105 |  |  | -8.7471 | 105 | -0.24823 | -26.0641
60018 | DSKY1 | 1 | West | YES | -0.093142 | 21 | 0 | 84 | 0 | 1.023 | Wind | -1 | 0.25807 | 0 | 84 |  |  |  |  | -0.25807 | 0
60000 | DSKY2 | 1 | West | YES | -0.093475 | 19.1 | 0 | 76.5 |  | 1.039 | Wind | -1 | 0.2584 | 0 | 76.5 |  |  |  |  | -0.2584 | 0
60017 | ORNNWP1 | 1 | West | YES | -0.094431 | 20 | 0 | 80 |  | 1.027 | Wind | -1 | 0.25935 | 0 | 80 |  |  |  |  | -0.25935 | 0
48721 | LEG_1___1 | 1 | North | YES | -0.096208 | 827 | 357 | 827 | 0 | 1.0348 | LIGCO | -1 | 0.26113 | 0 | 827 |  |  | 0 | 0 | -0.26113 | 0
48722 | LEG_2___2 | 2 | North | YES | -0.096208 | 819 | 357 | 819 | 0 | 1.0348 | LIGCO | -1 | 0.26113 | 0 | 819 |  |  | 0 | 0 | -0.26113 | 0
38437 | TNSRBNMESA9 | 1 | West | YES | -0.09825 | 37.5 | 0 | 150 | 0 | 1.02 | Wind | -1 | 0.26317 | 0 | 150 |  |  |  |  | -0.26317 | 0
38332 | TNWDWRDU2_8 | 1 | West | YES | -0.09836 | 20 | 0 | 80 | 0 | 1.0232 | Wind | -1 | 0.26328 | 0 | 80 |  |  |  |  | -0.26328 | 0
60016 | WOODWRD11A | 1 | West | YES | -0.098385 | 20 | 0 | 80 |  | 1.033 | Wind | -1 | 0.26331 | 0 | 80 |  |  |  |  | -0.26331 | 0
6016 | SWMESA | 1 | West | YES | -0.098519 | 18.8 | 0 | 75 |  | 1.03 | Wind | -1 | 0.26344 | 0 | 75 |  |  |  |  | -0.26344 | 0
60003 | KING_NE1A | 1 | West | YES | -0.098519 | 20 | 0 | 80 |  | 1.03 | Wind | -1 | 0.26344 | 0 | 80 |  |  |  |  | -0.26344 | 0
60005 | KING_SE1A | 1 | West | YES | -0.098519 | 10 | 0 | 40 |  | 1.035 | Wind | -1 | 0.26344 | 0 | 40 |  |  |  |  | -0.26344 | 0
60201 | RIO DRCS | F | West | YES | -0.098725 | 0 | 0 | 0 | 0 | 1.025 | AVR | -1 | 0.26365 | 0 | 0 |  |  |  |  | -0.26365 | 0
60007 | KING_SW1A | 1 | West | YES | -0.099238 | 20 | 0 | 80 |  | 1.03 | Wind | -1 | 0.26416 | 0 | 80 |  |  |  |  | -0.26416 | 0
60019 | KING_NW1A | 1 | West | YES | -0.099238 | 20 | 0 | 80 |  | 1.03 | Wind | -1 | 0.26416 | 0 | 80 |  |  |  |  | -0.26416 | 0
1349 | WESTXWIN_1G | 1 | West | YES | -0.10974 | 1.3 | 0 | 6.6 |  | 1.014 | Wind | -1 | 0.27466 | 0 | 6.6 |  |  |  |  | -0.27466 | 0
1350 | NWPWRG1_1G | 1 | West | YES | -0.10974 | 6.9 | 1 | 34.3 |  | 1.014 | Wind | -1 | 0.27466 | 0 | 34.3 |  |  |  |  | -0.27466 | 0
1002 | PBCTAGE_1G | A | West | YES | -0.11034 | 64 | 64 | 66 | 0 | 1.036 | GGT | -1 | 0.27526 | 66 | 66 |  |  |  |  | -0.27526 | -18.1671
1003 | PBCTBGE_2G | B | West | YES | -0.11034 | 65 | 65 | 66 | 0 | 1.036 | GGT | -1 | 0.27526 | 66 | 66 |  |  |  |  | -0.27526 | -18.1671
1004 | PBCTCGE_3G | C | West | YES | -0.11034 | 62 | 62 | 67 | 0 | 1.036 | GGT | -1 | 0.27526 | 67 | 67 |  |  |  |  | -0.27526 | -18.4424
1005 | PBCTDGE_4G | D | West | YES | -0.11034 | 65 | 65 | 68 | 0 | 1.036 | GGT | -1 | 0.27526 | 68 | 68 |  |  |  |  | -0.27526 | -18.7176
1006 | PBCTEGE_5G | E | West | YES | -0.11034 | 65 | 65 | 67 | 0 | 1.036 | GGT | -1 | 0.27526 | 67 | 67 |  |  |  |  | -0.27526 | -18.4424
1007 | PB5GEN_6G | 5 | West | YES | -0.11034 | 91.2 | 40 | 114 | 0 | 1.036 | GST | -1 | 0.27526 | 114 | 114 |  |  |  |  | -0.27526 | -31.3795
1008 | PB6GEN_7G | 6 | West | YES | -0.11034 | 515 | 130 | 515 | 0 | 1.036 | GST | -1 | 0.27526 | 515 | 515 |  |  |  |  | -0.27526 | -141.7585
7038 | L_DELAWA1_1Y | 1 | West | YES | -0.11045 | 3.5 | 0 | 35 | 0 | 1 | Wind | -1 | 0.27538 | 0 | 35 |  |  |  |  | -0.27538 | 0
7038 | L_DELAWA1_1Y | 2 | West | YES | -0.11045 | 3 | 0 | 30 | 0 | 1 | Wind | -1 | 0.27538 | 0 | 30 |  |  |  |  | -0.27538 | 0
11147 | NOTREES_1G | 1 | West | YES | -0.11068 | 29.8 | 0 | 149 | 0 | 1.017 | Wind | -1 | 0.2756 | 0 | 149 |  |  |  |  | -0.2756 | 0
76091 | L_DIVIDE1_1N | W1 | West | YES | -0.1109 | 22.5 | 0 | 112.5 |  | 1.02 | Wind | -1 | 0.27582 | 0 | 112.5 |  |  |  |  | -0.27582 | 0
76095 | L_CAPRSI1_1N | W1 | West | YES | -0.1109 | 29.9 | 0 | 149.5 | 0 | 1.02 | Wind | -1 | 0.27582 | 0 | 149.5 |  |  |  |  | -0.27582 | 0
76096 | L_CAPRSI1_2N | W1 | West | YES | -0.1109 | 37.2 | 0 | 186 | 0 | 1.02 | Wind | -1 | 0.27582 | 0 | 186 |  |  |  |  | -0.27582 | 0
76097 | L_CAPRGE1_1N | W1 | West | YES | -0.1109 | 42.9 | 0 | 214.5 | 0 | 1.02 | Wind | -1 | 0.27582 | 0 | 214.5 |  |  |  |  | -0.27582 | 0
60057 | CALLAHAN1A | 1 | West | YES | -0.11123 | 22.8 | 0 | 114 | 0 | 1.04 | Wind | -1 | 0.27616 | 0 | 114 |  |  |  |  | -0.27616 | 0
76031 | L_GASCCR1_1N | W1 | West | YES | -0.11144 | 30 | 0 | 150 | 0 | 1.02 | Wind | -1 | 0.27636 | 0 | 150 |  |  |  |  | -0.27636 | 0
1320 | BSP 1 | 1 | West | YES | -0.11184 | 25.5 | 2.9 | 25.8 | 0 | 1 | Cogen | -1 | 0.27677 | 0 | 0 |  |  |  |  | -0.27677 | 0
1326 | STANTONW_8 | 1 | West | YES | -0.11197 | 20.1 | 0 | 100.5 |  | 1.01 | Wind | -1 | 0.2769 | 0 | 100.5 |  |  |  |  | -0.2769 | 0
11020 | TIEHVSG_1G | 1 | West | YES | -0.112 | 208.2 | 63 | 208.2 | 0 | 1.012 | CC | -1 | 0.27693 | 208.2 | 208.2 |  |  |  |  | -0.27693 | -57.656
11021 | TIEHVCG_1G | 1 | West | YES | -0.112 | 142.1 | 103 | 142.1 | 0 | 1.012 | CC | -1 | 0.27693 | 142.1 | 142.1 |  |  |  |  | -0.27693 | -39.3512
11022 | TIEHVCG_2G | 1 | West | YES | -0.112 | 132.4 | 103 | 132.4 | 0 | 1.012 | CC | -1 | 0.27693 | 132.4 | 132.4 |  |  |  |  | -0.27693 | -36.665
11023 | TIEHVCG_3G | 1 | West | YES | -0.112 | 137.4 | 103 | 137.4 | 0 | 1.012 | CC | -1 | 0.27693 | 137.4 | 137.4 |  |  |  |  | -0.27693 | -38.0497
11024 | TIEHVCG_4G | 1 | West | YES | -0.112 | 147 | 103 | 147 | 0 | 1.012 | CC | -1 | 0.27693 | 147 | 147 |  |  |  |  | -0.27693 | -40.7082
11025 | TIEHVSG_2G | 1 | West | YES | -0.112 | 213.2 | 63 | 213.2 | 0 | 1.012 | CC | -1 | 0.27693 | 213.2 | 213.2 |  |  |  |  | -0.27693 | -59.0407
11001 | NAV1CT | 1 | West | YES | -0.11202 | 70.4 | 18 | 70.4 | 0 | 1.029 | CC | -1 | 0.27695 | 70.4 | 70.4 |  |  |  |  | -0.27695 | -19.4969
11009 | NAV2CT | 1 | West | YES | -0.11202 | 71.4 | 18 | 71.4 | 0 | 1.029 | CC | -1 | 0.27695 | 71.4 | 71.4 |  |  |  |  | -0.27695 | -19.7739
11011 | NAV3ST | 1 | West | YES | -0.11202 | 92.8 | 40 | 92.8 | 0 | 1.029 | CC | -1 | 0.27695 | 92.8 | 92.8 |  |  |  |  | -0.27695 | -25.7005
11012 | NAV4CT | 1 | West | YES | -0.11202 | 80 | 18 | 80 | 0 | 1.029 | CC | -1 | 0.27695 | 80 | 80 |  |  |  |  | -0.27695 | -22.1556
11013 | NAV5CT | 1 | West | YES | -0.11202 | 80 | 18 | 80 | 0 | 1.029 | CC | -1 | 0.27695 | 80 | 80 |  |  |  |  | -0.27695 | -22.1556
11014 | NAV6ST | 1 | West | YES | -0.11202 | 115 | 40 | 115 | 0 | 1.029 | CC | -1 | 0.27695 | 115 | 115 |  |  |  |  | -0.27695 | -31.8487
1328 | OCOTILLO_1G | 1 | West | YES | -0.11219 | 11.6 | 0 | 58 |  | 1.01 | Wind | -1 | 0.27712 | 0 | 58 |  |  |  |  | -0.27712 | 0
1333 | MCDDONAL_8 | 1 | West | YES | -0.11249 | 42.8 | 0 | 214.2 |  | 1.01 | Wind | -1 | 0.27742 | 0 | 214.2 |  |  |  |  | -0.27742 | 0
1327 | WILDHRSE_1G | 1 | West | YES | -0.11288 | 0 | 0 | 120 |  | 1 | Wind | -1 | 0.2778 | 0 | 120 |  |  |  |  | -0.2778 | 0
1360 | GUNSIGHT_8 | 1 | West | YES | -0.11294 | 0 | 0 | 120 |  | 1.01 | Wind | -1 | 0.27787 | 0 | 120 |  |  |  |  | -0.27787 | 0
11320 | COYOTE_1G | 1 | West | YES | -0.1134 | 22.5 | 0 | 225 |  | 1 | Wind | -1 | 0.27832 | 0 | 225 |  |  |  |  | -0.27832 | 0
1045 | CALENG1G_1G | 1 | West | YES | -0.11342 | 73.4 | 27 | 73.4 | 0 | 1.014 | Cogen | -1 | 0.27834 | 0 | 0 |  |  |  |  | -0.27834 | 0
1046 | CALENG2G_2G | 2 | West | YES | -0.11342 | 73.4 | 27 | 73.4 | 0 | 1.014 | Cogen | -1 | 0.27834 | 0 | 0 |  |  |  |  | -0.27834 | 0
1047 | CALENG3G_3G | 3 | West | YES | -0.11342 | 70.4 | 27 | 70.4 | 0 | 1.014 | Cogen | -1 | 0.27834 | 0 | 0 |  |  |  |  | -0.27834 | 0
11309 | BULLCREK_2G | 1 | West | YES | -0.11351 | 20.9 | 0 | 180 |  | 1 | Wind | -1 | 0.27844 | 0 | 180 |  |  |  |  | -0.27844 | 0
11310 | BULLCREK_1G | 1 | West | YES | -0.11351 | 15.1 | 0 | 180 |  | 1 | Wind | -1 | 0.27844 | 0 | 180 |  |  |  |  | -0.27844 | 0
1058 | LONGSHORE_5 | 1 | West | YES | -0.11374 | 30 | 0 | 150 |  | 1.01 | Wind | -1 | 0.27866 | 0 | 150 |  |  |  |  | -0.27866 | 0
1058 | LONGSHORE_5 | 2 | West | YES | -0.11374 | 44 | 0 | 220 |  | 1.01 | Wind | -1 | 0.27866 | 0 | 220 |  |  |  |  | -0.27866 | 0
11065 | ELBOWCK_1G | 1 | West | YES | -0.11374 | 23.4 | 0 | 121.9 | 0 | 1 | Wind | -1 | 0.27866 | 0 | 121.9 |  |  |  |  | -0.27866 | 0
1037 | MORGAN5G_5G | 5 | West | YES | -0.11403 | 109.6 | 40 | 137 | 0 | 1.029 | GST | -1 | 0.27895 | 137 | 137 |  |  |  |  | -0.27895 | -38.2165
1039 | MRGNAG_1G | A | West | YES | -0.11403 | 69 | 69 | 69 | 0 | 1.029 | GGT | -1 | 0.27895 | 69 | 69 |  |  |  |  | -0.27895 | -19.2477
1040 | MRGNBG_2G | B | West | YES | -0.11403 | 70 | 70 | 71 | 0 | 1.029 | GGT | -1 | 0.27895 | 71 | 71 |  |  |  |  | -0.27895 | -19.8056
1041 | MRGNCG_3G | C | West | YES | -0.11403 | 69 | 69 | 70 | 0 | 1.029 | GGT | -1 | 0.27895 | 70 | 70 |  |  |  |  | -0.27895 | -19.5267
1042 | MRGNDG_4G | D | West | YES | -0.11403 | 68 | 68 | 68 | 0 | 1.029 | GGT | -1 | 0.27895 | 68 | 68 |  |  |  |  | -0.27895 | -18.9688
1043 | MRGNEG_5G | E | West | YES | -0.11403 | 68 | 68 | 70 | 0 | 1.029 | GGT | -1 | 0.27895 | 70 | 70 |  |  |  |  | -0.27895 | -19.5267
1044 | MRGNFG_6G | F | West | YES | -0.11403 | 66 | 66 | 66 | 0 | 1.029 | GGT | -1 | 0.27895 | 66 | 66 |  |  |  |  | -0.27895 | -18.4108
60058 | BUFF_GAP1A | 1 | West | YES | -0.11404 | 24 | 0 | 120 |  | 1 | Wind | -1 | 0.27897 | 0 | 120 |  |  |  |  | -0.27897 | 0
60060 | CIRELLO | 1 | West | YES | -0.11404 | 46.6 | 0 | 233 | 0 | 1 | Wind | -1 | 0.27897 | 0 | 233 |  |  |  |  | -0.27897 | 0
60063 | BUFF_GAP1B | 1 | West | YES | -0.11404 | 34 | 0 | 170.2 | 0 | 1.02 | Wind | -1 | 0.27897 | 0 | 170.2 |  |  |  |  | -0.27897 | 0
60066 | H_HOLLOW1A | 1 | West | YES | -0.11404 | 44.4 | 0 | 222 | 0 | 1.005 | Wind | -1 | 0.27897 | 0 | 222 |  |  |  |  | -0.27897 | 0
60068 | HHOLLOW21A | 1 | West | YES | -0.11404 | 36.8 | 0 | 184 | 0 | 1.025 | Wind | -1 | 0.27897 | 0 | 184 |  |  |  |  | -0.27897 | 0
60070 | HHOLLOW31A | 1 | West | YES | -0.11404 | 44.8 | 0 | 224 | 0 | 1.025 | Wind | -1 | 0.27897 | 0 | 224 |  |  |  |  | -0.27897 | 0
60072 | HHOLLOW41A | 1 | West | YES | -0.11404 | 23 | 0 | 115 | 0 | 1.025 | Wind | -1 | 0.27897 | 0 | 115 |  |  |  |  | -0.27897 | 0
6637 | SNYDERW1A | 1 | West | YES | -0.11416 | 12.6 | 0 | 63 | 0 | 1.025 | Wind | -1 | 0.27909 | 0 | 63 |  |  |  |  | -0.27909 | 0
1068 | SCURRYCW_1G | 1 | West | YES | -0.11428 | 28.2 | 1.3 | 141 | 0 | 1.0217 | Wind | -1 | 0.2792 | 0 | 141 |  |  |  |  | -0.2792 | 0
1073 | SCURRYCW_2G | 2 | West | YES | -0.11428 | 24 | 0 | 120 | 0 | 1.0217 | Wind | -1 | 0.2792 | 0 | 120 |  |  |  |  | -0.2792 | 0
1061 | CIELOGEN_1G | 1 | West | YES | -0.1143 | 19.8 | 0 | 99 |  | 1 | Wind | -1 | 0.27922 | 0 | 99 |  |  |  |  | -0.27922 | 0
1062 | CIELOGEN_2G | 1 | West | YES | -0.1143 | 12.2 | 0 | 61 |  | 1 | Wind | -1 | 0.27922 | 0 | 61 |  |  |  |  | -0.27922 | 0
1069 | KINDERMG_1G | 1 | West | YES | -0.1143 | 25 | 5 | 25 | 0 | 1.017 | Cogen | -1 | 0.27922 | 0 | 0 |  |  |  |  | -0.27922 | 0
1070 | KINDERMG_2G | 1 | West | YES | -0.1143 | 45.7 | 12 | 45.7 | 0 | 1.017 | Cogen | -1 | 0.27922 | 0 | 0 |  |  |  |  | -0.27922 | 0
1071 | KINDERMG_3G | 1 | West | YES | -0.1143 | 45.7 | 12 | 45.7 | 0 | 1.017 | Cogen | -1 | 0.27922 | 0 | 0 |  |  |  |  | -0.27922 | 0
36998 | RDCNYNG1 | 1 | West | YES | -0.11463 | 16.8 | 0 | 84 |  | 1.01 | Wind | -1 | 0.27955 | 0 | 84 |  |  |  |  | -0.27955 | 0
3381 | BBRN_1G | 1 | North | YES | -0.11466 | 618 | 225 | 618 | 0 | 1.03 | LIGCO | -1 | 0.27958 | 0 | 618 |  |  | 0 | 0 | -0.27958 | 0
3382 | BBRN_2G | 2 | North | YES | -0.11466 | 589 | 225 | 589 | 0 | 1.03 | LIGCO | -1 | 0.27958 | 0 | 589 |  |  | 0 | 0 | -0.27958 | 0
1343 | TRENTIPP_8 | 1 | West | YES | -0.11539 | 30 | 0 | 150 |  | 1.014 | Wind | -1 | 0.28031 | 0 | 150 |  |  |  |  | -0.28031 | 0
1354 | AEPWIND_8 | 1 | West | YES | -0.11539 | 20.2 | 0 | 101 |  | 1 | Wind | -1 | 0.28031 | 0 | 101 |  |  |  |  | -0.28031 | 0
11056 | ROSCOE_1G | 1 | West | YES | -0.11561 | 41.8 | 0 | 209 |  | 1 | Wind | -1 | 0.28054 | 0 | 209 |  |  |  |  | -0.28054 | 0
11057 | CHAMPION_1G | 1 | West | YES | -0.11561 | 25.3 | 0 | 126.5 |  | 1 | Wind | -1 | 0.28054 | 0 | 126.5 |  |  |  |  | -0.28054 | 0
11058 | PYRON_1G | 1 | West | YES | -0.11561 | 49.8 | 0 | 249 |  | 1 | Wind | -1 | 0.28054 | 0 | 249 |  |  |  |  | -0.28054 | 0
11059 | INADALE_1G | 1 | West | YES | -0.11561 | 39.4 | 0 | 197 |  | 1 | Wind | -1 | 0.28054 | 0 | 197 |  |  |  |  | -0.28054 | 0
71051 | L_BITTCR1_1N | W1 | West | YES | -0.11562 | 7.5 | 0 | 37.5 |  | 1.02 | Wind | -1 | 0.28054 | 0 | 37.5 |  |  |  |  | -0.28054 | 0
71054 | L_SWEETW1_1N | W1 | West | YES | -0.11562 | 21.5 | 0 | 107.5 |  | 1.02 | Wind | -1 | 0.28054 | 0 | 107.5 |  |  |  |  | -0.28054 | 0
71057 | L_SWEETW1_2N | W1 | West | YES | -0.11562 | 27 | 0 | 135 |  | 1.02 | Wind | -1 | 0.28054 | 0 | 135 |  |  |  |  | -0.28054 | 0
71059 | L_SWEETW1_3N | W1 | West | YES | -0.11562 | 23.8 | 0 | 119 | 0 | 1.02 | Wind | -1 | 0.28054 | 0 | 119 |  |  |  |  | -0.28054 | 0
71060 | L_SWEETW1_4N | W1 | West | YES | -0.11562 | 21 | 0 | 105 | 0 | 1.02 | Wind | -1 | 0.28054 | 0 | 105 |  |  |  |  | -0.28054 | 0
71061 | L_SWEETW1_5N | W1 | West | YES | -0.11562 | 16.1 | 0 | 80.5 | 0 | 1.02 | Wind | -1 | 0.28054 | 0 | 80.5 |  |  |  |  | -0.28054 | 0
13131 | CALFREST_1G | 1 | North | YES | -0.11599 | 150.7 | 40 | 150.7 | 0 | 1.031 | CC | -1 | 0.28091 | 150.7 | 150.7 |  |  | -17.4789 | 150.7 | -0.28091 | -42.3329
13132 | CALFREST_2G | 2 | North | YES | -0.11599 | 151 | 57 | 151 | 0 | 1.031 | CC | -1 | 0.28091 | 151 | 151 |  |  | -17.5137 | 151 | -0.28091 | -42.4171
13133 | CALFREST_3G | 3 | North | YES | -0.11599 | 177.4 | 40 | 177.4 | 0 | 1.031 | CC | -1 | 0.28091 | 177.4 | 177.4 |  |  | -20.5757 | 177.4 | -0.28091 | -49.8331
6144 | MCADOO1A | 1 | West | YES | -0.11608 | 15 | 0 | 150 | 0 | 1.025 | Wind | -1 | 0.281 | 0 | 150 |  |  |  |  | -0.281 | 0
6407 | TURKTRAK1A | 1 | West | YES | -0.11624 | 33.9 | 0 | 169.5 | 0 | 1.025 | Wind | -1 | 0.28116 | 0 | 169.5 |  |  |  |  | -0.28116 | 0
13134 | CALFREST_4G | 4 | North | YES | -0.11628 | 151.5 | 40 | 151.5 | 0 | 1.031 | CC | -1 | 0.2812 | 151.5 | 151.5 |  |  | -17.616 | 151.5 | -0.2812 | -42.6018
13135 | CALFREST_5G | 5 | North | YES | -0.11628 | 152.3 | 57 | 152.3 | 0 | 1.031 | CC | -1 | 0.2812 | 152.3 | 152.3 |  |  | -17.709 | 152.3 | -0.2812 | -42.8268
13136 | CALFREST_6G | 6 | North | YES | -0.11628 | 177.5 | 40 | 177.5 | 0 | 1.031 | CC | -1 | 0.2812 | 177.5 | 177.5 |  |  | -20.6392 | 177.5 | -0.2812 | -49.913
1416 | SWETWATR_1G | 1 | West | YES | -0.11636 | 30 | 18 | 30 | 0 | 1.026 | CC | -1 | 0.28128 | 30 | 30 |  |  |  |  | -0.28128 | -8.4384
1417 | SWETWATR_2G | 2 | West | YES | -0.11636 | 72 | 36 | 72 | 0 | 1.026 | CC | -1 | 0.28128 | 72 | 72 |  |  |  |  | -0.28128 | -20.2522
1418 | SWETWATR_3G | 3 | West | YES | -0.11636 | 68 | 36 | 68 | 0 | 1.026 | CC | -1 | 0.28128 | 68 | 68 |  |  |  |  | -0.28128 | -19.1271
1419 | SWETWATR_4G | 4 | West | YES | -0.11636 | 61 | 36 | 61 | 0 | 1.026 | CC | -1 | 0.28128 | 61 | 61 |  |  |  |  | -0.28128 | -17.1582
60081 | WHRLWIND1A | 1 | West | YES | -0.11776 | 12 | 0 | 60 | 0 | 1.03 | Wind | -1 | 0.28268 | 0 | 60 |  |  |  |  | -0.28268 | 0
1437 | MESQUITW_1G | 1 | North | YES | -0.11971 | 40 | 0 | 400 | 0 | 1.023 | Wind | -1 | 0.28463 | 0 | 400 |  |  | 0 | 0 | -0.28463 | 0
1438 | MESQUITW_2G | 1 | North | YES | -0.11972 | 23.6 | 0 | 236 |  | 1.017 | Wind | -1 | 0.28464 | 0 | 236 |  |  | 0 | 0 | -0.28464 | 0
1442 | COKFIELD_5 | 1 | North | YES | -0.121 | 16.5 | 0 | 165 |  | 1.029 | Wind | -1 | 0.28593 | 0 | 165 |  |  | 0 | 0 | -0.28593 | 0
6100 | OKLA7A | EQ | West | YES | -0.122 | 50 | -220 | 220 | 0 | 1.035 | DCTie | -1 | 0.28693 | 0 | 0 |  |  |  |  | -0.28693 | 0
6752 | OKLA0A | 1 | West | YES | -0.122 | 649.7 | 175 | 649.7 | 0 | 1.035 | LIGCO | -1 | 0.28693 | 0 | 649.7 |  |  |  |  | -0.28693 | 0
3107 | STRYKER_1G | 1 | North | YES | -0.12205 | 145.6 | 45 | 182 | 0 | 1.029 | GST | -1 | 0.28697 | 182 | 182 |  |  | -22.2122 | 182 | -0.28697 | -52.2282
3108 | STRYKER_2G | 2 | North | YES | -0.12205 | 484 | 75 | 484 | 0 | 1.029 | GST | -1 | 0.28697 | 484 | 484 |  |  | -59.0698 | 484 | -0.28697 | -138.8926
3309 | ASPN_G | 1 | North | YES | -0.12207 | 50 | 0 | 50 |  | 1 | Bio | -1 | 0.28699 | 50 | 50 |  |  | -6.1035 | 50 | -0.28699 | -14.3497
3348 | CHAMPION_1G | MB | North | YES | -0.12213 | 0 | 42 | 42 |  | 1 | Cogen | -1 | 0.28705 | 0 | 0 |  |  | 0 | 0 | -0.28705 | 0
13116 | TGATEWAY_1G | 1 | North | YES | -0.12262 | 151 | 30 | 151 | 0 | 1.0232 | CC | -1 | 0.28754 | 151 | 151 |  |  | -18.5149 | 151 | -0.28754 | -43.4183
13117 | TGATEWAY_2G | 2 | North | YES | -0.12262 | 130 | 30 | 130 | 0 | 1.0232 | CC | -1 | 0.28754 | 130 | 130 |  |  | -15.9399 | 130 | -0.28754 | -37.38
13118 | TGATEWAY_3G | 3 | North | YES | -0.12262 | 148 | 30 | 148 | 0 | 1.0232 | CC | -1 | 0.28754 | 148 | 148 |  |  | -18.147 | 148 | -0.28754 | -42.5557
13119 | TGATEWAY_4G | 4 | North | YES | -0.12262 | 399 | 65 | 399 | 0 | 1.0232 | CC | -1 | 0.28754 | 399 | 399 |  |  | -48.9234 | 399 | -0.28754 | -114.7277
3097 | MARTLAKE_1G | 1 | North | YES | -0.12317 | 790 | 500 | 790 | 0 | 1.017 | LIGCO | -1 | 0.28809 | 0 | 790 |  |  | 0 | 0 | -0.28809 | 0
3098 | MARTLAKE_2G | 2 | North | YES | -0.12317 | 795 | 461 | 795 | 0 | 1.017 | LIGCO | -1 | 0.28809 | 0 | 795 |  |  | 0 | 0 | -0.28809 | 0
3099 | MARTLAKE_3G | 3 | North | YES | -0.12317 | 804 | 500 | 804 | 0 | 1.017 | LIGCO | -1 | 0.28809 | 0 | 804 |  |  | 0 | 0 | -0.28809 | 0
1432 | GRHAMSES_2G | 2 | North | YES | -0.12507 | 294.9 | 90 | 366 | 0 | 1.014 | GST | -1 | 0.28999 | 366 | 366 |  |  | -45.7753 | 366 | -0.28999 | -106.1371
1479 | WFCOGEN_1G | 1 | North | YES | -0.12526 | 16 | 12 | 20 | 0 | 1 | Cogen | -1 | 0.29018 | 0 | 0 |  |  | 0 | 0 | -0.29018 | 0
1479 | WFCOGEN_1G | 2 | North | YES | -0.12526 | 16 | 12 | 20 | 0 | 1 | Cogen | -1 | 0.29018 | 0 | 0 |  |  | 0 | 0 | -0.29018 | 0
1482 | WFCOGEN_2G | 2 | North | YES | -0.12526 | 13.6 | 12 | 17 | 0 | 1 | Cogen | -1 | 0.29018 | 0 | 0 |  |  | 0 | 0 | -0.29018 | 0
1482 | WFCOGEN_2G | 1 | North | YES | -0.12526 | 16 | 12 | 20 | 0 | 1 | Cogen | -1 | 0.29018 | 0 | 0 |  |  | 0 | 0 | -0.29018 | 0
1433 | GRHAMSES_1G | 1 | North | YES | -0.12535 | 242 | 60 | 242 | 0 | 1.038 | GST | -1 | 0.29027 | 242 | 242 |  |  | -30.3335 | 242 | -0.29027 | -70.2449
12411 | FPLEFR1A_G | 1 | North | YES | -0.1269 | 161 | 72 | 161 | 0 | 1 | CC | -1 | 0.29182 | 161 | 161 |  |  | -20.4311 | 161 | -0.29182 | -46.9837
12412 | FPLEFR1B_G | 2 | North | YES | -0.1269 | 164 | 72 | 164 | 0 | 1 | CC | -1 | 0.29182 | 164 | 164 |  |  | -20.8118 | 164 | -0.29182 | -47.8592
12413 | FPLEFR1C_G | 3 | North | YES | -0.1269 | 164 | 72 | 164 | 0 | 1 | CC | -1 | 0.29182 | 164 | 164 |  |  | -20.8118 | 164 | -0.29182 | -47.8592
12414 | FPLEFR1S_G | 4 | North | YES | -0.1269 | 414 | 191 | 414 | 0 | 1 | CC | -1 | 0.29182 | 414 | 414 |  |  | -52.537 | 414 | -0.29182 | -120.8152
12421 | FPLEFR2A_G | 1 | North | YES | -0.1269 | 162 | 72 | 162 | 0 | 1 | CC | -1 | 0.29182 | 162 | 162 |  |  | -20.558 | 162 | -0.29182 | -47.2755
12422 | FPLEFR2B_G | 2 | North | YES | -0.1269 | 161 | 72 | 161 | 0 | 1 | CC | -1 | 0.29182 | 161 | 161 |  |  | -20.4311 | 161 | -0.29182 | -46.9837
12423 | FPLEFR2C_G | 3 | North | YES | -0.1269 | 163 | 72 | 163 | 0 | 1 | CC | -1 | 0.29182 | 163 | 163 |  |  | -20.6849 | 163 | -0.29182 | -47.5673
12424 | FPLEFR2S_G | 4 | North | YES | -0.1269 | 415 | 191 | 415 | 0 | 1 | CC | -1 | 0.29182 | 415 | 415 |  |  | -52.6639 | 415 | -0.29182 | -121.107
2451 | LKHB1_G | 1 | North | YES | -0.12769 | 0 | 80 | 391 |  | 1.022 | GST | -1 | 0.29262 | 391 | 391 |  |  | -49.9276 | 391 | -0.29262 | -114.4125
2452 | LKHB2_G | 2 | North | YES | -0.12769 | 516 | 80 | 516 | 0 | 1.022 | GST | -1 | 0.29262 | 516 | 516 |  |  | -65.8891 | 516 | -0.29262 | -150.9894
12440 | PARKD_1SVC8 | 1 | North | YES | -0.12786 | 0 | 0 | 0 | 0 | 1.007 | GST | -1 | 0.29278 | 0 | 0 |  |  | 0 | 0 | -0.29278 | 0
12449 | PARKD_2SVC8 | 1 | North | YES | -0.12786 | 0 | 0 | 0 | 0 | 1.007 | GST | -1 | 0.29278 | 0 | 0 |  |  | 0 | 0 | -0.29278 | 0
948 | STEAM1 | 1 | North | YES | -0.12792 | 0 | 12 | 20 |  | 1.02 | GST | -1 | 0.29284 | 20 | 20 |  |  | -2.5583 | 20 | -0.29284 | -5.8568
949 | STEAM2 | 1 | North | YES | -0.12792 | 26 | 8 | 26 | 0 | 0.99 | GST | -1 | 0.29284 | 26 | 26 |  |  | -3.3259 | 26 | -0.29284 | -7.6139
950 | STEAM3 | 1 | North | YES | -0.12792 | 41 | 13 | 42 | 0 | 1.02 | GST | -1 | 0.29284 | 42 | 42 |  |  | -5.3726 | 42 | -0.29284 | -12.2993
842 | OLINGER_G1 | 1 | North | YES | -0.12808 | 55.4 | 20 | 79 | 0 | 1.03 | GST | -1 | 0.293 | 79 | 79 |  |  | -10.1181 | 79 | -0.293 | -23.147
843 | OLINGER_G2 | 1 | North | YES | -0.12808 | 76.2 | 25 | 110 | 0 | 1.03 | GST | -1 | 0.293 | 110 | 110 |  |  | -14.0885 | 110 | -0.293 | -32.23
844 | OLINGER_G3 | 1 | North | YES | -0.12808 | 103.9 | 45 | 150 | 0 | 1.03 | GST | -1 | 0.293 | 150 | 150 |  |  | -19.2115 | 150 | -0.293 | -43.95
845 | OLINGER_G4 | 1 | North | YES | -0.12808 | 51.9 | 0 | 76 | 0 | 1.03 | GGT | -1 | 0.293 | 76 | 76 |  |  | -9.7339 | 76 | -0.293 | -22.268
837 | NEWMAN_G5 | 1 | North | YES | -0.1281 | 0 | 15 | 40 |  | 1.01 | GST | -1 | 0.29303 | 40 | 40 |  |  | -5.1242 | 40 | -0.29303 | -11.7211
1701 | MOSES_1G | 1 | North | YES | -0.12815 | 558 | 175 | 558 | 0 | 1.023 | LIGCO | -1 | 0.29308 | 0 | 558 |  |  | 0 | 0 | -0.29308 | 0
1702 | MOSES_2G | 2 | North | YES | -0.12815 | 579 | 175 | 579 | 0 | 1.023 | LIGCO | -1 | 0.29308 | 0 | 579 |  |  | 0 | 0 | -0.29308 | 0
1703 | MOSES_3G | 3 | North | YES | -0.12815 | 808 | 463 | 808 | 0 | 1.023 | LIGCO | -1 | 0.29308 | 0 | 808 |  |  | 0 | 0 | -0.29308 | 0
5925 | DCEAST | EQ | North | YES | -0.12815 | 400.3 | -600 | 600 | 0 | 1.025 | DCTie | -1 | 0.29308 | 0 | 0 |  |  | 0 | 0 | -0.29308 | 0
1675 | PEC_1G | 1 | North | YES | -0.12822 | 76.7 | 35 | 76.7 | 0 | 1.022 | Cogen | -1 | 0.29315 | 0 | 0 |  |  | 0 | 0 | -0.29315 | 0
1676 | PEC_2G | 2 | North | YES | -0.12822 | 79.6 | 35 | 79.6 | 0 | 1.022 | Cogen | -1 | 0.29315 | 0 | 0 |  |  | 0 | 0 | -0.29315 | 0
1677 | PEC_3G | 3 | North | YES | -0.12822 | 88.4 | 35 | 88.4 | 0 | 1.022 | Cogen | -1 | 0.29315 | 0 | 0 |  |  | 0 | 0 | -0.29315 | 0
1678 | LAMARPWR_1G | 1 | North | YES | -0.12831 | 160 | 67.7 | 160 | 0 | 1.038 | CC | -1 | 0.29323 | 160 | 160 |  |  | -20.5291 | 160 | -0.29323 | -46.9168
1679 | LAMARPWR_2G | 2 | North | YES | -0.12831 | 156 | 67.7 | 156 | 0 | 1.038 | CC | -1 | 0.29323 | 156 | 156 |  |  | -20.0159 | 156 | -0.29323 | -45.7439
1680 | LAMARPWR_3G | 3 | North | YES | -0.12831 | 196 | 129.1 | 196 | 0 | 1.038 | CC | -1 | 0.29323 | 196 | 196 |  |  | -25.1482 | 196 | -0.29323 | -57.4731
1681 | LAMARPWR_4G | 4 | North | YES | -0.12831 | 156 | 67.7 | 156 | 0 | 1.038 | CC | -1 | 0.29323 | 156 | 156 |  |  | -20.0159 | 156 | -0.29323 | -45.7439
1682 | LAMARPWR_5G | 5 | North | YES | -0.12831 | 157 | 67.7 | 157 | 0 | 1.038 | CC | -1 | 0.29323 | 157 | 157 |  |  | -20.1442 | 157 | -0.29323 | -46.0371
1683 | LAMARPWR_6G | 6 | North | YES | -0.12831 | 198 | 129.1 | 198 | 0 | 1.038 | CC | -1 | 0.29323 | 198 | 198 |  |  | -25.4048 | 198 | -0.29323 | -58.0596
1689 | VALLEY_3G | 3 | North | YES | -0.1284 | 0 | 25 | 375 |  | 1.003 | GST | -1 | 0.29332 | 375 | 375 |  |  | -48.15 | 375 | -0.29332 | -109.9962
11691 | KMICHICT1_G | 1 | North | YES | -0.1284 | 144 | 80 | 144 | 0 | 1.026 | CC | -1 | 0.29332 | 144 | 144 |  |  | -18.4896 | 144 | -0.29332 | -42.2385
11692 | KMICHICT2_G | 2 | North | YES | -0.1284 | 146 | 80 | 146 | 0 | 1.026 | CC | -1 | 0.29332 | 146 | 146 |  |  | -18.7464 | 146 | -0.29332 | -42.8252
11693 | KMICHIST3_G | 3 | North | YES | -0.1284 | 312 | 60 | 312 | 0 | 1.026 | CC | -1 | 0.29332 | 312 | 312 |  |  | -40.0608 | 312 | -0.29332 | -91.5168
11694 | KMICHICT4_G | 4 | North | YES | -0.1284 | 144 | 80 | 144 | 0 | 1.026 | CC | -1 | 0.29332 | 144 | 144 |  |  | -18.4896 | 144 | -0.29332 | -42.2385
11695 | KMICHICT5_G | 5 | North | YES | -0.1284 | 148 | 80 | 148 | 0 | 1.026 | CC | -1 | 0.29332 | 148 | 148 |  |  | -19.0032 | 148 | -0.29332 | -43.4118
11696 | KMICHIST6_G | 6 | North | YES | -0.1284 | 310 | 60 | 310 | 0 | 1.026 | CC | -1 | 0.29332 | 310 | 310 |  |  | -39.804 | 310 | -0.29332 | -90.9302
1600 | BARTNWND_1G | 1 | North | YES | -0.12852 | 12 | 0 | 120 | 0 | 1.022 | Wind | -1 | 0.29344 | 0 | 120 |  |  | 0 | 0 | -0.29344 | 0
1687 | VALLEY_1G | 1 | North | YES | -0.12852 | 136 | 15 | 170 | 0 | 1.029 | GST | -1 | 0.29345 | 170 | 170 |  |  | -21.8491 | 170 | -0.29345 | -49.886
1688 | VALLEY_2G | 2 | North | YES | -0.12852 | 527 | 90 | 527 | 0 | 1.029 | GSC | -1 | 0.29345 | 527 | 527 |  |  | -67.7321 | 527 | -0.29345 | -154.6467
1453 | WCPWRCO_1G | 1 | North | YES | -0.12853 | 204 | 50 | 204 | 0 | 1.02 | CC | -1 | 0.29345 | 204 | 204 |  |  | -26.2199 | 204 | -0.29345 | -59.8643
1454 | WCPWRCO_2G | 2 | North | YES | -0.12853 | 204 | 50 | 204 | 0 | 1.02 | CC | -1 | 0.29345 | 204 | 204 |  |  | -26.2199 | 204 | -0.29345 | -59.8643
1455 | WCPWRCO_3G | 3 | North | YES | -0.12853 | 242 | 50 | 242 |  | 1.02 | CC | -1 | 0.29345 | 242 | 242 |  |  | -31.104 | 242 | -0.29345 | -71.0154
344 | MRSSHPRD | 1 | North | YES | -0.12857 | 0 | 0 | 12 |  | 1.03 | Hydro | -1 | 0.29349 | 0 | 0 |  |  | 0 | 0 | -0.29349 | 0
345 | MRSSHPRD01 | 2 | North | YES | -0.12857 | 0 | 0 | 12 |  | 1.03 | Hydro | -1 | 0.29349 | 0 | 0 |  |  | 0 | 0 | -0.29349 | 0
6948 | DENISNDM | 1 | North | YES | -0.12864 | 40 | 5 | 40 |  | 1.015 | Hydro | -1 | 0.29356 | 0 | 0 |  |  | 0 | 0 | -0.29356 | 0
6948 | DENISNDM | 2 | North | YES | -0.12864 | 31 | 5 | 40 |  | 1.015 | Hydro | -1 | 0.29356 | 0 | 0 |  |  | 0 | 0 | -0.29356 | 0
3126 | TRINIDAD_6G | 1 | North | YES | -0.12887 | 179.2 | 46 | 224 | 0 | 1 | GST | -1 | 0.2938 | 224 | 224 |  |  | -28.8676 | 224 | -0.2938 | -65.8104
2371 | COLLIN_1G | MB | North | YES | -0.12926 | 0 | 40 | 138 |  | 1.022 | GST | -1 | 0.29418 | 0 | 0 |  |  | 0 | 0 | -0.29418 | 0
728 | WOLFRIDGE801 | 1 | North | YES | -0.12939 | 11.2 | 0 | 112.5 | 0 | 0.99 | Wind | -1 | 0.29431 | 0 | 112.5 |  |  | 0 | 0 | -0.29431 | 0
923 | SPENCER_G4 | 1 | North | YES | -0.12967 | 48 | 20 | 61 | 0 | 1.03 | GST | -1 | 0.29459 | 61 | 61 |  |  | -7.9097 | 61 | -0.29459 | -17.9701
924 | SPENCER_G5 | 1 | North | YES | -0.12967 | 52 | 20 | 66 | 0 | 1.03 | GST | -1 | 0.29459 | 66 | 66 |  |  | -8.5581 | 66 | -0.29459 | -19.443
2413 | MTCK6_G | 6 | North | YES | -0.1297 | 0 | 30 | 118 |  | 1.022 | GST | -1 | 0.29462 | 118 | 118 |  |  | -15.3042 | 118 | -0.29462 | -34.7652
2414 | MTCK7_G | 7 | North | YES | -0.1297 | 0 | 30 | 115 |  | 1.022 | GST | -1 | 0.29462 | 115 | 115 |  |  | -14.9152 | 115 | -0.29462 | -33.8813
2417 | MTCK8_G | 8 | North | YES | -0.1297 | 444.8 | 60 | 556 | 0 | 1.022 | GSC | -1 | 0.29462 | 556 | 556 |  |  | -72.1115 | 556 | -0.29462 | -163.8088
2381 | NTHLK1_G | 1 | North | YES | -0.13005 | 0 | 35 | 156 |  | 1.022 | GST | -1 | 0.29497 | 156 | 156 |  |  | -20.288 | 156 | -0.29497 | -46.016
2382 | NTHLK2_G | 2 | North | YES | -0.13005 | 0 | 35 | 181 |  | 1.022 | GST | -1 | 0.29497 | 181 | 181 |  |  | -23.5392 | 181 | -0.29497 | -53.3903
2383 | NTHLK3_G | 3 | North | YES | -0.13005 | 0 | 50 | 329 |  | 1.022 | GST | -1 | 0.29497 | 329 | 329 |  |  | -42.7868 | 329 | -0.29497 | -97.0465
580 | JCKCNTY801 | 1 | North | YES | -0.13024 | 288 | 0 | 288 | 0 | 1.022 | CC | -1 | 0.29517 | 288 | 288 |  |  | -37.5106 | 288 | -0.29517 | -85.0084
581 | JCKCNTY802 | 2 | North | YES | -0.13024 | 147 | 0 | 147 | 0 | 1.022 | CC | -1 | 0.29517 | 147 | 147 |  |  | -19.146 | 147 | -0.29517 | -43.3897
582 | JCKCNTY803 | 3 | North | YES | -0.13024 | 147 | 0 | 147 | 0 | 1.022 | CC | -1 | 0.29517 | 147 | 147 |  |  | -19.146 | 147 | -0.29517 | -43.3897
1643 | SLSTR1PP_1G | 1 | North | YES | -0.13127 | 6 | 0 | 60 | 0 | 1.022 | Wind | -1 | 0.2962 | 0 | 60 |  |  | 0 | 0 | -0.2962 | 0
1861 | EAGLEMNT_1G | MB | North | YES | -0.13151 | 0 | 30 | 112 |  | 1.022 | GST | -1 | 0.29644 | 0 | 0 |  |  | 0 | 0 | -0.29644 | 0
1862 | EAGLEMNT_2G | MB | North | YES | -0.13151 | 0 | 40 | 100 |  | 1.022 | GST | -1 | 0.29644 | 0 | 0 |  |  | 0 | 0 | -0.29644 | 0
1863 | EAGLEMNT_3G | MB | North | YES | -0.13151 | 0 | 50 | 378 |  | 1.022 | GST | -1 | 0.29644 | 0 | 0 |  |  | 0 | 0 | -0.29644 | 0
503 | NTHTEXAS01 | 1 | North | YES | -0.13167 | 0 | 5 | 18 |  | 1.015 | GST | -1 | 0.2966 | 18 | 18 |  |  | -2.3701 | 18 | -0.2966 | -5.3387
504 | NTHTEXAS02 | 2 | North | YES | -0.13167 | 14.4 | 5 | 18 |  | 1.015 | GST | -1 | 0.2966 | 18 | 18 |  |  | -2.3701 | 18 | -0.2966 | -5.3387
505 | NTHTEXAS03 | 3 | North | YES | -0.13167 | 30.4 | 15 | 38 |  | 1.015 | GST | -1 | 0.2966 | 38 | 38 |  |  | -5.0036 | 38 | -0.2966 | -11.2707
1898 | COMCHEPK_1G | 1 | North | YES | -0.13238 | 1217 | 1150 | 1217 | 0 | 1.032 | Nuc | -1 | 0.2973 | 0 | 0 |  |  | 0 | 0 | -0.2973 | 0
1899 | COMCHEPK_2G | 2 | North | YES | -0.13238 | 1159 | 1128 | 1159 | 0 | 1.032 | Nuc | -1 | 0.2973 | 0 | 0 |  |  | 0 | 0 | -0.2973 | 0
12322 | ENNSTRAC_1G | 1 | North | YES | -0.13248 | 196 | 130 | 196 | 0 | 1.036 | CC | -1 | 0.2974 | 196 | 196 |  |  | -25.9657 | 196 | -0.2974 | -58.2906
12323 | ENNSTRAC_2G | 2 | North | YES | -0.13248 | 116 | 100 | 116 | 0 | 1.036 | CC | -1 | 0.2974 | 116 | 116 |  |  | -15.3674 | 116 | -0.2974 | -34.4985
1877 | WLFHOLW_1G | 1 | North | YES | -0.13271 | 217.3 | 89.2 | 217.3 | 0 | 1.032 | CC | -1 | 0.29763 | 217.3 | 217.3 |  |  | -28.8374 | 217.3 | -0.29763 | -64.6753
1878 | WLFHOLW_2G | 2 | North | YES | -0.13271 | 215.7 | 105 | 215.7 | 0 | 1.032 | CC | -1 | 0.29763 | 215.7 | 215.7 |  |  | -28.6251 | 215.7 | -0.29763 | -64.1991
1879 | WLFHOLW_3G | 3 | North | YES | -0.13271 | 272.4 | 89.2 | 272.4 | 0 | 1.032 | CC | -1 | 0.29763 | 272.4 | 272.4 |  |  | -36.1497 | 272.4 | -0.29763 | -81.0747
332 | RWMILLER01 | 1 | North | YES | -0.13277 | 58.4 | 18.5 | 73 | 0 | 1.04 | GST | -1 | 0.29769 | 73 | 73 |  |  | -9.692 | 73 | -0.29769 | -21.7314
333 | RWMILLER02 | 2 | North | YES | -0.13277 | 95.2 | 37 | 119 | 0 | 1.04 | GST | -1 | 0.29769 | 119 | 119 |  |  | -15.7993 | 119 | -0.29769 | -35.4251
334 | RWMILLER03 | 3 | North | YES | -0.13277 | 166.4 | 65 | 208 | 0 | 1.04 | GST | -1 | 0.29769 | 208 | 208 |  |  | -27.6155 | 208 | -0.29769 | -61.9196
335 | RWMILLER04 | 4 | North | YES | -0.13277 | 81.6 | 0 | 102 | 0 | 1.04 | GST | -1 | 0.29769 | 102 | 102 |  |  | -13.5422 | 102 | -0.29769 | -30.3644
336 | RWMILLER05 | 5 | North | YES | -0.13277 | 80.8 | 0 | 101 | 0 | 1.04 | GST | -1 | 0.29769 | 101 | 101 |  |  | -13.4095 | 101 | -0.29769 | -30.0667
1889 | DECRDOVA_1G | 1 | North | YES | -0.13311 | 779 | 255 | 779 | 0 | 1.02 | GSC | -1 | 0.29803 | 779 | 779 |  |  | -103.6904 | 779 | -0.29803 | -232.1655
1948 | HANDLEY_4G | 4 | North | YES | -0.13345 | 348 | 150 | 435 | 0 | 1.022 | GST | -1 | 0.29837 | 435 | 435 |  |  | -58.0512 | 435 | -0.29837 | -129.7928
1947 | HANDLEY_3G | 3 | North | YES | -0.13359 | 316 | 100 | 395 | 0 | 1.022 | GST | -1 | 0.29851 | 395 | 395 |  |  | -52.7681 | 395 | -0.29851 | -117.9127
1949 | HANDLEY_5G | 5 | North | YES | -0.13359 | 348 | 150 | 435 | 0 | 1.022 | GST | -1 | 0.29851 | 435 | 435 |  |  | -58.1116 | 435 | -0.29851 | -129.8532
1892 | DECRDOVA_2G | A | North | YES | -0.13487 | 65 | 65 | 70 | 0 | 1.025 | GGT | -1 | 0.29979 | 70 | 70 |  |  | -9.4405 | 70 | -0.29979 | -20.9852
1893 | DECRDOVA_3G | B | North | YES | -0.13487 | 65 | 65 | 69 | 0 | 1.025 | GGT | -1 | 0.29979 | 69 | 69 |  |  | -9.3057 | 69 | -0.29979 | -20.6854
1894 | DECRDOVA_4G | C | North | YES | -0.13487 | 65 | 65 | 69 | 0 | 1.025 | GGT | -1 | 0.29979 | 69 | 69 |  |  | -9.3057 | 69 | -0.29979 | -20.6854
1895 | DECRDOVA_5G | D | North | YES | -0.13487 | 65 | 65 | 68 | 0 | 1.025 | GGT | -1 | 0.29979 | 68 | 68 |  |  | -9.1708 | 68 | -0.29979 | -20.3856
1941 | MDLTHELP_1G | 1 | North | YES | -0.13803 | 216.4 | 74 | 216.4 | 0 | 1 | CC | -1 | 0.30295 | 216.4 | 216.4 |  |  | -29.8699 | 216.4 | -0.30295 | -65.5593
1942 | MDLTHELP_2G | 2 | North | YES | -0.13803 | 216.1 | 74 | 216.1 | 0 | 1 | CC | -1 | 0.30295 | 216.1 | 216.1 |  |  | -29.8285 | 216.1 | -0.30295 | -65.4684
1937 | MDLTHELP_5G | 5 | North | YES | -0.13846 | 224 | 74 | 224 | 0 | 1 | CC | -1 | 0.30339 | 224 | 224 |  |  | -31.0159 | 224 | -0.30339 | -67.9587
1938 | MDLTHELP_6G | 6 | North | YES | -0.13846 | 226 | 74 | 226 | 0 | 1 | CC | -1 | 0.30339 | 226 | 226 |  |  | -31.2929 | 226 | -0.30339 | -68.5655
1943 | MDLTHELP_3G | 3 | North | YES | -0.13846 | 212 | 74 | 212 | 0 | 1 | CC | -1 | 0.30339 | 212 | 212 |  |  | -29.3544 | 212 | -0.30339 | -64.3181
1944 | MDLTHELP_4G | 4 | North | YES | -0.13846 | 211 | 74 | 211 | 0 | 1 | CC | -1 | 0.30339 | 211 | 211 |  |  | -29.2159 | 211 | -0.30339 | -64.0147
366 | JNSNCNTY802 | 1 | North | YES | -0.139 | 168 | 20 | 168 | 0 | 1.02 | Cogen | -1 | 0.30392 | 0 | 0 |  |  | 0 | 0 | -0.30392 | 0
367 | JNSNCNTY802 | 2 | North | YES | -0.139 | 90 | 20 | 90 | 0 | 1.02 | Cogen | -1 | 0.30392 | 0 | 0 |  |  | 0 | 0 | -0.30392 | 0
244 | WHITNYDM01 | 1 | North | YES | -0.16977 | 15 | 0 | 15 | 0 | 1.035 | Hydro | -1 | 0.3347 | 0 | 0 |  |  | 0 | 0 | -0.3347 | 0
245 | WHITNYDM02 | 2 | North | YES | -0.16977 | 15 | 0 | 15 | 0 | 1.035 | Hydro | -1 | 0.3347 | 0 | 0 |  |  | 0 | 0 | -0.3347 | 0
251 | BOSQUESW803 | 2 | North | YES | -0.17768 | 150 | 0 | 150 | 0 | 1.032 | CC | -1 | 0.34261 | 150 | 150 |  |  | -26.6523 | 150 | -0.34261 | -51.3908
253 | BOSQUESW804 | 2 | North | YES | -0.17768 | 80 | 0 | 80 | 0 | 1.032 | CC | -1 | 0.34261 | 80 | 80 |  |  | -14.2146 | 80 | -0.34261 | -27.4084
238 | BOSQUESW505 | 1 | North | YES | -0.18869 | 255 | 0 | 255 | 0 | 1.02 | CC | -1 | 0.35361 | 255 | 255 |  |  | -48.1152 | 255 | -0.35361 | -90.1706
239 | BOSQUESW502 | 1 | North | YES | -0.18869 | 119.2 | 0 | 149 | 0 | 1.02 | GGT | -1 | 0.35361 | 149 | 149 |  |  | -28.1144 | 149 | -0.35361 | -52.6879
247 | BOSQUESW501 | 2 | North | YES | -0.18869 | 124.8 | 0 | 156 | 0 | 1.02 | GGT | -1 | 0.35361 | 156 | 156 |  |  | -29.4352 | 156 | -0.35361 | -55.1632
3416 | LAKE_CRK1_G | 1 | North | YES | -0.19492 | 60 | 33 | 75 |  | 1.029 | GST | -1 | 0.35984 | 75 | 75 |  |  | -14.6189 | 75 | -0.35984 | -26.9881
3417 | LAKE_CRK2_G | 2 | North | YES | -0.19492 | 177.6 | 40 | 222 | 0 | 1.029 | GST | -1 | 0.35984 | 222 | 222 |  |  | -43.2718 | 222 | -0.35984 | -79.8847
3403 | THOUSE_1G | 1 | North | YES | -0.19594 | 563 | 200 | 563 | 0 | 1.012 | GSC | -1 | 0.36087 | 563 | 563 |  |  | -110.3165 | 563 | -0.36087 | -203.1682
3404 | THOUSE_2G | 2 | North | YES | -0.19594 | 807 | 250 | 807 | 0 | 1.012 | GSC | -1 | 0.36087 | 807 | 807 |  |  | -158.1268 | 807 | -0.36087 | -291.2198
Note on AL4: Zonal Cap - Zonal Impact

## Distributed Slack - Inc
Number of Bus | Name of Bus | ID | Area Name of Gen | AGC | P Sensitivity of Bus | Gen MW | Min MW | Max MW | V Sensitivity of Bus | Set Volt | Tech Type | Zone Impact | Zone Correlation | Inc Max | Dec Max | Souce S.F. Weighting | Souce Capacity | Sink S.F. Weighting | Sink Capacity | PTDF Calc | PTDF Weighting | Cumulative Share of Zonal Cap | Cumulative Share of Zonal Impact | Cont_ Austrop to SandowTXU OL_ Austrop to Sandow |  | i_PTDF_INC_pt | 260 |  | DECRDOVA_5G | Unit at max
3403 | THOUSE_1G | 1 | North | YES | -0.19594 | 563 | 200 | 563 | 0 | 1.012 | GSC | -1 | 0.36087 | 563 | 563 |  |  | -110.3165 | 563 | -0.36087 | -203.1682 | 0.022688 | 0.027331 |  |  | i_10pctunit | 14 |  | 23 | # units @ max
3404 | THOUSE_2G | 2 | North | YES | -0.19594 | 807 | 250 | 807 | 0 | 1.012 | GSC | -1 | 0.36087 | 807 | 807 |  |  | -158.1268 | 807 | -0.36087 | -291.2198 | 0.05521 | 0.066507 | [5 empty] | 0.01976 | delta max
3416 | LAKE_CRK1_G | 1 | North | YES | -0.19492 | 60 | 33 | 75 |  | 1.029 | GST | -1 | 0.35984 | 75 | 75 |  |  | -14.6189 | 75 | -0.35984 | -26.9881 | 0.058232 | 0.070137 | [5 empty] | Delta
3417 | LAKE_CRK2_G | 2 | North | YES | -0.19492 | 177.6 | 40 | 222 | 0 | 1.029 | GST | -1 | 0.35984 | 222 | 222 |  |  | -43.2718 | 222 | -0.35984 | -79.8847 | 0.067179 | 0.080883 | Weighted Shift Factors |  |  |  | 1 | 0.0046423
238 | BOSQUESW505 | 1 | North | YES | -0.18869 | 255 | 0 | 255 | 0 | 1.02 | CC | -1 | 0.35361 | 255 | 255 |  |  | -48.1152 | 255 | -0.35361 | -90.1706 | 0.077455 | 0.093013 | South | 0.16492 |  |  | 2 | 0.011297
239 | BOSQUESW502 | 1 | North | YES | -0.18869 | 119.2 | 0 | 149 | 0 | 1.02 | GGT | -1 | 0.35361 | 149 | 149 |  |  | -28.1144 | 149 | -0.35361 | -52.6879 | 0.08346 | 0.1001 | North | -0.13189 |  |  | 3 | 0.011905
247 | BOSQUESW501 | 2 | North | YES | -0.18869 | 124.8 | 0 | 156 | 0 | 1.02 | GGT | -1 | 0.35361 | 156 | 156 |  |  | -29.4352 | 156 | -0.35361 | -55.1632 | 0.089746 | 0.10752 |  |  |  |  | 4 | 0.013705
251 | BOSQUESW803 | 2 | North | YES | -0.17768 | 150 | 0 | 150 | 0 | 1.032 | CC | -1 | 0.34261 | 150 | 150 |  |  | -26.6523 | 150 | -0.34261 | -51.3908 | 0.095791 | 0.11444 |  |  |  |  | 5 | 0.015558
253 | BOSQUESW804 | 2 | North | YES | -0.17768 | 80 | 0 | 80 | 0 | 1.032 | CC | -1 | 0.34261 | 80 | 80 |  |  | -14.2146 | 80 | -0.34261 | -27.4084 | 0.099015 | 0.11812 |  |  |  |  | 6 | 0.016641
244 | WHITNYDM01 | 1 | North | YES | -0.16977 | 15 | 0 | 15 | 0 | 1.035 | Hydro | -1 | 0.3347 | 0 | 0 |  |  | 0 | 0 | -0.3347 | 0 | 0.099015 | 0.11812 |  |  |  |  | 7 | 0.017776
245 | WHITNYDM02 | 2 | North | YES | -0.16977 | 15 | 0 | 15 | 0 | 1.035 | Hydro | -1 | 0.3347 | 0 | 0 |  |  | 0 | 0 | -0.3347 | 0 | 0.099015 | 0.11812 |  |  |  |  | 8 | 0.018644
366 | JNSNCNTY802 | 1 | North | YES | -0.139 | 168 | 20 | 168 | 0 | 1.02 | Cogen | -1 | 0.30392 | 0 | 0 |  |  | 0 | 0 | -0.30392 | 0 | 0.099015 | 0.11812 |  |  |  |  | 9 | 0.019107
367 | JNSNCNTY802 | 2 | North | YES | -0.139 | 90 | 20 | 90 | 0 | 1.02 | Cogen | -1 | 0.30392 | 0 | 0 |  |  | 0 | 0 | -0.30392 | 0 | 0.099015 | 0.11812 |  |  |  |  | 10 | 0.019107
1937 | MDLTHELP_5G | 5 | North | YES | -0.13846 | 224 | 74 | 224 | 0 | 1 | CC | -1 | 0.30339 | 224 | 224 |  |  | -31.0159 | 224 | -0.30339 | -67.9587 | 0.10804 | 0.12726 |  |  |  |  | 11 | 0.019107
1938 | MDLTHELP_6G | 6 | North | YES | -0.13846 | 226 | 74 | 226 | 0 | 1 | CC | -1 | 0.30339 | 226 | 226 |  |  | -31.2929 | 226 | -0.30339 | -68.5655 | 0.11715 | 0.13649 |  |  |  |  | 12 | 0.019107
1943 | MDLTHELP_3G | 3 | North | YES | -0.13846 | 212 | 74 | 212 | 0 | 1 | CC | -1 | 0.30339 | 212 | 212 |  |  | -29.3544 | 212 | -0.30339 | -64.3181 | 0.12569 | 0.14514 |  |  |  |  | 13 | 0.019107
1944 | MDLTHELP_4G | 4 | North | YES | -0.13846 | 211 | 74 | 211 | 0 | 1 | CC | -1 | 0.30339 | 211 | 211 |  |  | -29.2159 | 211 | -0.30339 | -64.0147 | 0.1342 | 0.15375 |  |  |  |  | 14 | 0.019222
1941 | MDLTHELP_1G | 1 | North | YES | -0.13803 | 216.4 | 74 | 216.4 | 0 | 1 | CC | -1 | 0.30295 | 216.4 | 216.4 |  |  | -29.8699 | 216.4 | -0.30295 | -65.5593 | 0.14292 | 0.16257 |  |  |  |  | 15 | 0.019338
1942 | MDLTHELP_2G | 2 | North | YES | -0.13803 | 216.1 | 74 | 216.1 | 0 | 1 | CC | -1 | 0.30295 | 216.1 | 216.1 |  |  | -29.8285 | 216.1 | -0.30295 | -65.4684 | 0.15163 | 0.17138 |  |  |  |  | 16 | 0.019447
1892 | DECRDOVA_2G | A | North | YES | -0.13487 | 65 | 65 | 70 | 0 | 1.025 | GGT | -1 | 0.29979 | 70 | 70 |  |  | -9.4405 | 70 | -0.29979 | -20.9852 | 0.15445 | 0.1742 |  |  |  |  | 17 | 0.019555
1893 | DECRDOVA_3G | B | North | YES | -0.13487 | 65 | 65 | 69 | 0 | 1.025 | GGT | -1 | 0.29979 | 69 | 69 |  |  | -9.3057 | 69 | -0.29979 | -20.6854 | 0.15723 | 0.17698 |  |  |  |  | 18 | 0.019654
1894 | DECRDOVA_4G | C | North | YES | -0.13487 | 65 | 65 | 69 | 0 | 1.025 | GGT | -1 | 0.29979 | 69 | 69 |  |  | -9.3057 | 69 | -0.29979 | -20.6854 | 0.16001 | 0.17977 |  |  |  |  | 19 | 0.019752
1895 | DECRDOVA_5G | D | North | YES | -0.13487 | 65 | 65 | 68 | 0 | 1.025 | GGT | -1 | 0.29979 | 68 | 68 |  |  | -9.1708 | 68 | -0.29979 | -20.3856 | 0.16275 | 0.18251 |  |  |  |  | 20 | 0.019754
1947 | HANDLEY_3G | 3 | North | YES | -0.13359 | 316 | 100 | 395 | 0 | 1.022 | GST | -1 | 0.29851 | 395 | 395 |  |  | -52.7681 | 395 | -0.29851 | -117.9127 | 0.17867 | 0.19837 |  |  |  |  | 21 | 0.019756
1949 | HANDLEY_5G | 5 | North | YES | -0.13359 | 348 | 150 | 435 | 0 | 1.022 | GST | -1 | 0.29851 | 435 | 435 |  |  | -58.1116 | 435 | -0.29851 | -129.8532 | 0.1962 | 0.21584 |  |  |  |  | 22 | 0.019758
1948 | HANDLEY_4G | 4 | North | YES | -0.13345 | 348 | 150 | 435 | 0 | 1.022 | GST | -1 | 0.29837 | 435 | 435 |  |  | -58.0512 | 435 | -0.29837 | -129.7928 | 0.21373 | 0.2333 |  |  |  |  | 23 | 0.01976
1889 | DECRDOVA_1G | 1 | North | YES | -0.13311 | 779 | 255 | 779 | 0 | 1.02 | GSC | -1 | 0.29803 | 779 | 779 |  |  | -103.6904 | 779 | -0.29803 | -232.1655 | 0.24512 | 0.26453 |  |  |  |  | 24 | 0.019704
332 | RWMILLER01 | 1 | North | YES | -0.13277 | 58.4 | 18.5 | 73 | 0 | 1.04 | GST | -1 | 0.29769 | 73 | 73 |  |  | -9.692 | 73 | -0.29769 | -21.7314 | 0.24806 | 0.26745 |  |  |  |  | 25 | 0.019642
333 | RWMILLER02 | 2 | North | YES | -0.13277 | 95.2 | 37 | 119 | 0 | 1.04 | GST | -1 | 0.29769 | 119 | 119 |  |  | -15.7993 | 119 | -0.29769 | -35.4251 | 0.25286 | 0.27222 |  |  |  |  | 26 | 0.019572
334 | RWMILLER03 | 3 | North | YES | -0.13277 | 166.4 | 65 | 208 | 0 | 1.04 | GST | -1 | 0.29769 | 208 | 208 |  |  | -27.6155 | 208 | -0.29769 | -61.9196 | 0.26124 | 0.28055 |  |  |  |  | 27 | 0.01941
335 | RWMILLER04 | 4 | North | YES | -0.13277 | 81.6 | 0 | 102 | 0 | 1.04 | GST | -1 | 0.29769 | 102 | 102 |  |  | -13.5422 | 102 | -0.29769 | -30.3644 | 0.26535 | 0.28463 |  |  |  |  | 28 | 0.019392
336 | RWMILLER05 | 5 | North | YES | -0.13277 | 80.8 | 0 | 101 | 0 | 1.04 | GST | -1 | 0.29769 | 101 | 101 |  |  | -13.4095 | 101 | -0.29769 | -30.0667 | 0.26942 | 0.28868 |  |  |  |  | 29 | 0.019362
1877 | WLFHOLW_1G | 1 | North | YES | -0.13271 | 217.3 | 89.2 | 217.3 | 0 | 1.032 | CC | -1 | 0.29763 | 217.3 | 217.3 |  |  | -28.8374 | 217.3 | -0.29763 | -64.6753 | 0.27818 | 0.29738 |  |  |  |  | 30 | 0.019309
1878 | WLFHOLW_2G | 2 | North | YES | -0.13271 | 215.7 | 105 | 215.7 | 0 | 1.032 | CC | -1 | 0.29763 | 215.7 | 215.7 |  |  | -28.6251 | 215.7 | -0.29763 | -64.1991 | 0.28687 | 0.30601 |  |  |  |  | 31 | 0.019283
1879 | WLFHOLW_3G | 3 | North | YES | -0.13271 | 272.4 | 89.2 | 272.4 | 0 | 1.032 | CC | -1 | 0.29763 | 272.4 | 272.4 |  |  | -36.1497 | 272.4 | -0.29763 | -81.0747 | 0.29785 | 0.31692 |  |  |  |  | 32 | 0.019258
12322 | ENNSTRAC_1G | 1 | North | YES | -0.13248 | 196 | 130 | 196 | 0 | 1.036 | CC | -1 | 0.2974 | 196 | 196 |  |  | -25.9657 | 196 | -0.2974 | -58.2906 | 0.30575 | 0.32476 |  |  |  |  | 33 | 0.019201
12323 | ENNSTRAC_2G | 2 | North | YES | -0.13248 | 116 | 100 | 116 | 0 | 1.036 | CC | -1 | 0.2974 | 116 | 116 |  |  | -15.3674 | 116 | -0.2974 | -34.4985 | 0.31042 | 0.3294 |  |  |  |  | 34 | 0.019145
1898 | COMCHEPK_1G | 1 | North | YES | -0.13238 | 1217 | 1150 | 1217 | 0 | 1.032 | Nuc | -1 | 0.2973 | 0 | 0 |  |  | 0 | 0 | -0.2973 | 0 | 0.31042 | 0.3294 |  |  |  |  | 35 | 0.019074
1899 | COMCHEPK_2G | 2 | North | YES | -0.13238 | 1159 | 1128 | 1159 | 0 | 1.032 | Nuc | -1 | 0.2973 | 0 | 0 |  |  | 0 | 0 | -0.2973 | 0 | 0.31042 | 0.3294 |  |  |  |  | 36 | 0.019017
503 | NTHTEXAS01 | 1 | North | YES | -0.13167 | 0 | 5 | 18 |  | 1.015 | GST | -1 | 0.2966 | 18 | 18 |  |  | -2.3701 | 18 | -0.2966 | -5.3387 | 0.31115 | 0.33012 |  |  |  |  | 37 | 0.018983
504 | NTHTEXAS02 | 2 | North | YES | -0.13167 | 14.4 | 5 | 18 |  | 1.015 | GST | -1 | 0.2966 | 18 | 18 |  |  | -2.3701 | 18 | -0.2966 | -5.3387 | 0.31187 | 0.33084 |  |  |  |  | 38 | 0.018983
505 | NTHTEXAS03 | 3 | North | YES | -0.13167 | 30.4 | 15 | 38 |  | 1.015 | GST | -1 | 0.2966 | 38 | 38 |  |  | -5.0036 | 38 | -0.2966 | -11.2707 | 0.3134 | 0.33236 |  |  |  |  | 39 | 0.018983
1861 | EAGLEMNT_1G | MB | North | YES | -0.13151 | 0 | 30 | 112 |  | 1.022 | GST | -1 | 0.29644 | 0 | 0 |  |  | 0 | 0 | -0.29644 | 0 | 0.3134 | 0.33236 |  |  |  |  | 40 | 0.018975
1862 | EAGLEMNT_2G | MB | North | YES | -0.13151 | 0 | 40 | 100 |  | 1.022 | GST | -1 | 0.29644 | 0 | 0 |  |  | 0 | 0 | -0.29644 | 0 | 0.3134 | 0.33236 |  |  |  |  | 41 | 0.018968
1863 | EAGLEMNT_3G | MB | North | YES | -0.13151 | 0 | 50 | 378 |  | 1.022 | GST | -1 | 0.29644 | 0 | 0 |  |  | 0 | 0 | -0.29644 | 0 | 0.3134 | 0.33236 |  |  |  |  | 42 | 0.018953
1643 | SLSTR1PP_1G | 1 | North | YES | -0.13127 | 6 | 0 | 60 | 0 | 1.022 | Wind | -1 | 0.2962 | 0 | 60 |  |  | 0 | 0 | -0.2962 | 0 | 0.3134 | 0.33236 |  |  |  |  | 43 | 0.018953
580 | JCKCNTY801 | 1 | North | YES | -0.13024 | 288 | 0 | 288 | 0 | 1.022 | CC | -1 | 0.29517 | 288 | 288 |  |  | -37.5106 | 288 | -0.29517 | -85.0084 | 0.32501 | 0.34379 |  |  |  |  | 44 | 0.018953
581 | JCKCNTY802 | 2 | North | YES | -0.13024 | 147 | 0 | 147 | 0 | 1.022 | CC | -1 | 0.29517 | 147 | 147 |  |  | -19.146 | 147 | -0.29517 | -43.3897 | 0.33093 | 0.34963 |  |  |  |  | 45 | 0.018953
582 | JCKCNTY803 | 3 | North | YES | -0.13024 | 147 | 0 | 147 | 0 | 1.022 | CC | -1 | 0.29517 | 147 | 147 |  |  | -19.146 | 147 | -0.29517 | -43.3897 | 0.33686 | 0.35547 |  |  |  |  | 46 | 0.018953
2381 | NTHLK1_G | 1 | North | YES | -0.13005 | 0 | 35 | 156 |  | 1.022 | GST | -1 | 0.29497 | 156 | 156 |  |  | -20.288 | 156 | -0.29497 | -46.016 | 0.34314 | 0.36166 |  |  |  |  | 47 | 0.018782
2382 | NTHLK2_G | 2 | North | YES | -0.13005 | 0 | 35 | 181 |  | 1.022 | GST | -1 | 0.29497 | 181 | 181 |  |  | -23.5392 | 181 | -0.29497 | -53.3903 | 0.35044 | 0.36884 |  |  |  |  | 48 | 0.018695
2383 | NTHLK3_G | 3 | North | YES | -0.13005 | 0 | 50 | 329 |  | 1.022 | GST | -1 | 0.29497 | 329 | 329 |  |  | -42.7868 | 329 | -0.29497 | -97.0465 | 0.3637 | 0.38189 |  |  |  |  | 49 | 0.018608
2413 | MTCK6_G | 6 | North | YES | -0.1297 | 0 | 30 | 118 |  | 1.022 | GST | -1 | 0.29462 | 118 | 118 |  |  | -15.3042 | 118 | -0.29462 | -34.7652 | 0.36845 | 0.38657 |  |  |  |  | 50 | 0.018512
2414 | MTCK7_G | 7 | North | YES | -0.1297 | 0 | 30 | 115 |  | 1.022 | GST | -1 | 0.29462 | 115 | 115 |  |  | -14.9152 | 115 | -0.29462 | -33.8813 | 0.37309 | 0.39113 |  |  |  |  | 51 | 0.0184
2417 | MTCK8_G | 8 | North | YES | -0.1297 | 444.8 | 60 | 556 | 0 | 1.022 | GSC | -1 | 0.29462 | 556 | 556 |  |  | -72.1115 | 556 | -0.29462 | -163.8088 | 0.39549 | 0.41316 |  |  |  |  | 52 | 0.018196
923 | SPENCER_G4 | 1 | North | YES | -0.12967 | 48 | 20 | 61 | 0 | 1.03 | GST | -1 | 0.29459 | 61 | 61 |  |  | -7.9097 | 61 | -0.29459 | -17.9701 | 0.39795 | 0.41558 |  |  |  |  | 53 | 0.018118
924 | SPENCER_G5 | 1 | North | YES | -0.12967 | 52 | 20 | 66 | 0 | 1.03 | GST | -1 | 0.29459 | 66 | 66 |  |  | -8.5581 | 66 | -0.29459 | -19.443 | 0.40061 | 0.4182 |  |  |  |  | 54 | 0.018041
728 | WOLFRIDGE801 | 1 | North | YES | -0.12939 | 11.2 | 0 | 112.5 | 0 | 0.99 | Wind | -1 | 0.29431 | 0 | 112.5 |  |  | 0 | 0 | -0.29431 | 0 | 0.40061 | 0.4182 |  |  |  |  | 55 | 0.017671
2371 | COLLIN_1G | MB | North | YES | -0.12926 | 0 | 40 | 138 |  | 1.022 | GST | -1 | 0.29418 | 0 | 0 |  |  | 0 | 0 | -0.29418 | 0 | 0.40061 | 0.4182 |  |  |  |  | 56 | 0.01763
3126 | TRINIDAD_6G | 1 | North | YES | -0.12887 | 179.2 | 46 | 224 | 0 | 1 | GST | -1 | 0.2938 | 224 | 224 |  |  | -28.8676 | 224 | -0.2938 | -65.8104 | 0.40964 | 0.42705 |  |  |  |  | 57 | 0.017586
6948 | DENISNDM | 1 | North | YES | -0.12864 | 40 | 5 | 40 |  | 1.015 | Hydro | -1 | 0.29356 | 0 | 0 |  |  | 0 | 0 | -0.29356 | 0 | 0.40964 | 0.42705 |  |  |  |  | 58 | 0.017586
6948 | DENISNDM | 2 | North | YES | -0.12864 | 31 | 5 | 40 |  | 1.015 | Hydro | -1 | 0.29356 | 0 | 0 |  |  | 0 | 0 | -0.29356 | 0 | 0.40964 | 0.42705 |  |  |  |  | 59 | 0.017586
344 | MRSSHPRD | 1 | North | YES | -0.12857 | 0 | 0 | 12 |  | 1.03 | Hydro | -1 | 0.29349 | 0 | 0 |  |  | 0 | 0 | -0.29349 | 0 | 0.40964 | 0.42705 |  |  |  |  | 60 | 0.017412
345 | MRSSHPRD01 | 2 | North | YES | -0.12857 | 0 | 0 | 12 |  | 1.03 | Hydro | -1 | 0.29349 | 0 | 0 |  |  | 0 | 0 | -0.29349 | 0 | 0.40964 | 0.42705 |  |  |  |  | 61 | 0.017412
1453 | WCPWRCO_1G | 1 | North | YES | -0.12853 | 204 | 50 | 204 | 0 | 1.02 | CC | -1 | 0.29345 | 204 | 204 |  |  | -26.2199 | 204 | -0.29345 | -59.8643 | 0.41786 | 0.4351 |  |  |  |  | 62 | 0.017412
1454 | WCPWRCO_2G | 2 | North | YES | -0.12853 | 204 | 50 | 204 | 0 | 1.02 | CC | -1 | 0.29345 | 204 | 204 |  |  | -26.2199 | 204 | -0.29345 | -59.8643 | 0.42608 | 0.44316 |  |  |  |  | 63 | 0.017412
1455 | WCPWRCO_3G | 3 | North | YES | -0.12853 | 242 | 50 | 242 |  | 1.02 | CC | -1 | 0.29345 | 242 | 242 |  |  | -31.104 | 242 | -0.29345 | -71.0154 | 0.43583 | 0.45271 |  |  |  |  | 64 | 0.017412
1687 | VALLEY_1G | 1 | North | YES | -0.12852 | 136 | 15 | 170 | 0 | 1.029 | GST | -1 | 0.29345 | 170 | 170 |  |  | -21.8491 | 170 | -0.29345 | -49.886 | 0.44268 | 0.45942 |  |  |  |  | 65 | 0.017244
1688 | VALLEY_2G | 2 | North | YES | -0.12852 | 527 | 90 | 527 | 0 | 1.029 | GSC | -1 | 0.29345 | 527 | 527 |  |  | -67.7321 | 527 | -0.29345 | -154.6467 | 0.46392 | 0.48022 |  |  |  |  | 66 | 0.017076
1600 | BARTNWND_1G | 1 | North | YES | -0.12852 | 12 | 0 | 120 | 0 | 1.022 | Wind | -1 | 0.29344 | 0 | 120 |  |  | 0 | 0 | -0.29344 | 0 | 0.46392 | 0.48022 |  |  |  |  | 67 | 0.016877
1689 | VALLEY_3G | 3 | North | YES | -0.1284 | 0 | 25 | 375 |  | 1.003 | GST | -1 | 0.29332 | 375 | 375 |  |  | -48.15 | 375 | -0.29332 | -109.9962 | 0.47903 | 0.49502 |  |  |  |  | 68 | 0.016737
11691 | KMICHICT1_G | 1 | North | YES | -0.1284 | 144 | 80 | 144 | 0 | 1.026 | CC | -1 | 0.29332 | 144 | 144 |  |  | -18.4896 | 144 | -0.29332 | -42.2385 | 0.48484 | 0.5007 |  |  |  |  | 69 | 0.016303
11692 | KMICHICT2_G | 2 | North | YES | -0.1284 | 146 | 80 | 146 | 0 | 1.026 | CC | -1 | 0.29332 | 146 | 146 |  |  | -18.7464 | 146 | -0.29332 | -42.8252 | 0.49072 | 0.50646 |  |  |  |  | 70 | 0.016303
11693 | KMICHIST3_G | 3 | North | YES | -0.1284 | 312 | 60 | 312 | 0 | 1.026 | CC | -1 | 0.29332 | 312 | 312 |  |  | -40.0608 | 312 | -0.29332 | -91.5168 | 0.50329 | 0.51877 |  |  |  |  | 71 | 0.015987
11694 | KMICHICT4_G | 4 | North | YES | -0.1284 | 144 | 80 | 144 | 0 | 1.026 | CC | -1 | 0.29332 | 144 | 144 |  |  | -18.4896 | 144 | -0.29332 | -42.2385 | 0.5091 | 0.52446 |  |  |  |  | 72 | 0.015866
11695 | KMICHICT5_G | 5 | North | YES | -0.1284 | 148 | 80 | 148 | 0 | 1.026 | CC | -1 | 0.29332 | 148 | 148 |  |  | -19.0032 | 148 | -0.29332 | -43.4118 | 0.51506 | 0.5303 |  |  |  |  | 73 | 0.015744
11696 | KMICHIST6_G | 6 | North | YES | -0.1284 | 310 | 60 | 310 | 0 | 1.026 | CC | -1 | 0.29332 | 310 | 310 |  |  | -39.804 | 310 | -0.29332 | -90.9302 | 0.52755 | 0.54253 |  |  |  |  | 74 | 0.015481
1678 | LAMARPWR_1G | 1 | North | YES | -0.12831 | 160 | 67.7 | 160 | 0 | 1.038 | CC | -1 | 0.29323 | 160 | 160 |  |  | -20.5291 | 160 | -0.29323 | -46.9168 | 0.534 | 0.54884 |  |  |  |  | 75 | 0.01536
1679 | LAMARPWR_2G | 2 | North | YES | -0.12831 | 156 | 67.7 | 156 | 0 | 1.038 | CC | -1 | 0.29323 | 156 | 156 |  |  | -20.0159 | 156 | -0.29323 | -45.7439 | 0.54029 | 0.55499 |  |  |  |  | 76 | 0.015236
1680 | LAMARPWR_3G | 3 | North | YES | -0.12831 | 196 | 129.1 | 196 | 0 | 1.038 | CC | -1 | 0.29323 | 196 | 196 |  |  | -25.1482 | 196 | -0.29323 | -57.4731 | 0.54819 | 0.56272 |  |  |  |  | 77 | 0.014975
1681 | LAMARPWR_4G | 4 | North | YES | -0.12831 | 156 | 67.7 | 156 | 0 | 1.038 | CC | -1 | 0.29323 | 156 | 156 |  |  | -20.0159 | 156 | -0.29323 | -45.7439 | 0.55447 | 0.56888 |  |  |  |  | 78 | 0.014839
1682 | LAMARPWR_5G | 5 | North | YES | -0.12831 | 157 | 67.7 | 157 | 0 | 1.038 | CC | -1 | 0.29323 | 157 | 157 |  |  | -20.1442 | 157 | -0.29323 | -46.0371 | 0.5608 | 0.57507 |  |  |  |  | 79 | 0.014706
1683 | LAMARPWR_6G | 6 | North | YES | -0.12831 | 198 | 129.1 | 198 | 0 | 1.038 | CC | -1 | 0.29323 | 198 | 198 |  |  | -25.4048 | 198 | -0.29323 | -58.0596 | 0.56878 | 0.58288 |  |  |  |  | 80 | 0.014539
1675 | PEC_1G | 1 | North | YES | -0.12822 | 76.7 | 35 | 76.7 | 0 | 1.022 | Cogen | -1 | 0.29315 | 0 | 0 |  |  | 0 | 0 | -0.29315 | 0 | 0.56878 | 0.58288 |  |  |  |  | 81 | 0.014406
1676 | PEC_2G | 2 | North | YES | -0.12822 | 79.6 | 35 | 79.6 | 0 | 1.022 | Cogen | -1 | 0.29315 | 0 | 0 |  |  | 0 | 0 | -0.29315 | 0 | 0.56878 | 0.58288 |  |  |  |  | 82 | 0.014272
1677 | PEC_3G | 3 | North | YES | -0.12822 | 88.4 | 35 | 88.4 | 0 | 1.022 | Cogen | -1 | 0.29315 | 0 | 0 |  |  | 0 | 0 | -0.29315 | 0 | 0.56878 | 0.58288 |  |  |  |  | 83 | 0.014103
1701 | MOSES_1G | 1 | North | YES | -0.12815 | 558 | 175 | 558 | 0 | 1.023 | LIGCO | -1 | 0.29308 | 0 | 558 |  |  | 0 | 0 | -0.29308 | 0 | 0.56878 | 0.58288 |  |  |  |  | 84 | 0.014103
1702 | MOSES_2G | 2 | North | YES | -0.12815 | 579 | 175 | 579 | 0 | 1.023 | LIGCO | -1 | 0.29308 | 0 | 579 |  |  | 0 | 0 | -0.29308 | 0 | 0.56878 | 0.58288 |  |  |  |  | 85 | 0.014103
1703 | MOSES_3G | 3 | North | YES | -0.12815 | 808 | 463 | 808 | 0 | 1.023 | LIGCO | -1 | 0.29308 | 0 | 808 |  |  | 0 | 0 | -0.29308 | 0 | 0.56878 | 0.58288 |  |  |  |  | 86 | 0.014103
5925 | DCEAST | EQ | North | YES | -0.12815 | 400.3 | -600 | 600 | 0 | 1.025 | DCTie | -1 | 0.29308 | 0 | 0 |  |  | 0 | 0 | -0.29308 | 0 | 0.56878 | 0.58288 |  |  |  |  | 87 | 0.014103
837 | NEWMAN_G5 | 1 | North | YES | -0.1281 | 0 | 15 | 40 |  | 1.01 | GST | -1 | 0.29303 | 40 | 40 |  |  | -5.1242 | 40 | -0.29303 | -11.7211 | 0.57039 | 0.58446 |  |  |  |  | 88 | 0.014103
842 | OLINGER_G1 | 1 | North | YES | -0.12808 | 55.4 | 20 | 79 | 0 | 1.03 | GST | -1 | 0.293 | 79 | 79 |  |  | -10.1181 | 79 | -0.293 | -23.147 | 0.57357 | 0.58757 |  |  |  |  | 89 | 0.014103
843 | OLINGER_G2 | 1 | North | YES | -0.12808 | 76.2 | 25 | 110 | 0 | 1.03 | GST | -1 | 0.293 | 110 | 110 |  |  | -14.0885 | 110 | -0.293 | -32.23 | 0.57801 | 0.59191 |  |  |  |  | 90 | 0.014103
844 | OLINGER_G3 | 1 | North | YES | -0.12808 | 103.9 | 45 | 150 | 0 | 1.03 | GST | -1 | 0.293 | 150 | 150 |  |  | -19.2115 | 150 | -0.293 | -43.95 | 0.58405 | 0.59782 |  |  |  |  | 91 | 0.014068
845 | OLINGER_G4 | 1 | North | YES | -0.12808 | 51.9 | 0 | 76 | 0 | 1.03 | GGT | -1 | 0.293 | 76 | 76 |  |  | -9.7339 | 76 | -0.293 | -22.268 | 0.58711 | 0.60082 |  |  |  |  | 92 | 0.013998
949 | STEAM2 | 1 | North | YES | -0.12792 | 26 | 8 | 26 | 0 | 0.99 | GST | -1 | 0.29284 | 26 | 26 |  |  | -3.3259 | 26 | -0.29284 | -7.6139 | 0.58816 | 0.60184 |  |  |  |  | 93 | 0.013901
950 | STEAM3 | 1 | North | YES | -0.12792 | 41 | 13 | 42 | 0 | 1.02 | GST | -1 | 0.29284 | 42 | 42 |  |  | -5.3726 | 42 | -0.29284 | -12.2993 | 0.58986 | 0.60349 |  |  |  |  | 94 | 0.013768
948 | STEAM1 | 1 | North | YES | -0.12792 | 0 | 12 | 20 |  | 1.02 | GST | -1 | 0.29284 | 20 | 20 |  |  | -2.5583 | 20 | -0.29284 | -5.8568 | 0.59066 | 0.60428 |  |  |  |  | 95 | 0.013701
12440 | PARKD_1SVC8 | 1 | North | YES | -0.12786 | 0 | 0 | 0 | 0 | 1.007 | GST | -1 | 0.29278 | 0 | 0 |  |  | 0 | 0 | -0.29278 | 0 | 0.59066 | 0.60428 |  |  |  |  | 96 | 0.013677
12449 | PARKD_2SVC8 | 1 | North | YES | -0.12786 | 0 | 0 | 0 | 0 | 1.007 | GST | -1 | 0.29278 | 0 | 0 |  |  | 0 | 0 | -0.29278 | 0 | 0.59066 | 0.60428 |  |  |  |  | 97 | 0.013639
2451 | LKHB1_G | 1 | North | YES | -0.12769 | 0 | 80 | 391 |  | 1.022 | GST | -1 | 0.29262 | 391 | 391 |  |  | -49.9276 | 391 | -0.29262 | -114.4125 | 0.60642 | 0.61967 |  |  |  |  | 98 | 0.013621
2452 | LKHB2_G | 2 | North | YES | -0.12769 | 516 | 80 | 516 | 0 | 1.022 | GST | -1 | 0.29262 | 516 | 516 |  |  | -65.8891 | 516 | -0.29262 | -150.9894 | 0.62721 | 0.63998 |  |  |  |  | 99 | 0.013621
12411 | FPLEFR1A_G | 1 | North | YES | -0.1269 | 161 | 72 | 161 | 0 | 1 | CC | -1 | 0.29182 | 161 | 161 |  |  | -20.4311 | 161 | -0.29182 | -46.9837 | 0.6337 | 0.64631 |  |  |  |  | 100 | 0.013621
12412 | FPLEFR1B_G | 2 | North | YES | -0.1269 | 164 | 72 | 164 | 0 | 1 | CC | -1 | 0.29182 | 164 | 164 |  |  | -20.8118 | 164 | -0.29182 | -47.8592 | 0.64031 | 0.65274 |  |  |  |  | 101 | 0.013255
12413 | FPLEFR1C_G | 3 | North | YES | -0.1269 | 164 | 72 | 164 | 0 | 1 | CC | -1 | 0.29182 | 164 | 164 |  |  | -20.8118 | 164 | -0.29182 | -47.8592 | 0.64692 | 0.65918 |  |  |  |  | 102 | 0.012772
12414 | FPLEFR1S_G | 4 | North | YES | -0.1269 | 414 | 191 | 414 | 0 | 1 | CC | -1 | 0.29182 | 414 | 414 |  |  | -52.537 | 414 | -0.29182 | -120.8152 | 0.6636 | 0.67543 |  |  |  |  | 103 | 0.012605
12421 | FPLEFR2A_G | 1 | North | YES | -0.1269 | 162 | 72 | 162 | 0 | 1 | CC | -1 | 0.29182 | 162 | 162 |  |  | -20.558 | 162 | -0.29182 | -47.2755 | 0.67013 | 0.68179 |  |  |  |  | 104 | 0.012434
12422 | FPLEFR2B_G | 2 | North | YES | -0.1269 | 161 | 72 | 161 | 0 | 1 | CC | -1 | 0.29182 | 161 | 161 |  |  | -20.4311 | 161 | -0.29182 | -46.9837 | 0.67662 | 0.68811 |  |  |  |  | 105 | 0.012263
12423 | FPLEFR2C_G | 3 | North | YES | -0.1269 | 163 | 72 | 163 | 0 | 1 | CC | -1 | 0.29182 | 163 | 163 |  |  | -20.6849 | 163 | -0.29182 | -47.5673 | 0.68319 | 0.69451 |  |  |  |  | 106 | 0.011831
12424 | FPLEFR2S_G | 4 | North | YES | -0.1269 | 415 | 191 | 415 | 0 | 1 | CC | -1 | 0.29182 | 415 | 415 |  |  | -52.6639 | 415 | -0.29182 | -121.107 | 0.69991 | 0.7108 |  |  |  |  | 107 | 0.011663
1433 | GRHAMSES_1G | 1 | North | YES | -0.12535 | 242 | 60 | 242 | 0 | 1.038 | GST | -1 | 0.29027 | 242 | 242 |  |  | -30.3335 | 242 | -0.29027 | -70.2449 | 0.70966 | 0.72025 |  |  |  |  | 108 | 0.011495
1479 | WFCOGEN_1G | 1 | North | YES | -0.12526 | 16 | 12 | 20 | 0 | 1 | Cogen | -1 | 0.29018 | 0 | 0 |  |  | 0 | 0 | -0.29018 | 0 | 0.70966 | 0.72025 |  |  |  |  | 109 | 0.011325
1479 | WFCOGEN_1G | 2 | North | YES | -0.12526 | 16 | 12 | 20 | 0 | 1 | Cogen | -1 | 0.29018 | 0 | 0 |  |  | 0 | 0 | -0.29018 | 0 | 0.70966 | 0.72025 |  |  |  |  | 110 | 0.010892
1482 | WFCOGEN_2G | 2 | North | YES | -0.12526 | 13.6 | 12 | 17 | 0 | 1 | Cogen | -1 | 0.29018 | 0 | 0 |  |  | 0 | 0 | -0.29018 | 0 | 0.70966 | 0.72025 |  |  |  |  | 111 | 0.01059
1482 | WFCOGEN_2G | 1 | North | YES | -0.12526 | 16 | 12 | 20 | 0 | 1 | Cogen | -1 | 0.29018 | 0 | 0 |  |  | 0 | 0 | -0.29018 | 0 | 0.70966 | 0.72025 |  |  |  |  | 112 | 0.01059
1432 | GRHAMSES_2G | 2 | North | YES | -0.12507 | 294.9 | 90 | 366 | 0 | 1.014 | GST | -1 | 0.28999 | 366 | 366 |  |  | -45.7753 | 366 | -0.28999 | -106.1371 | 0.72441 | 0.73453 |  |  |  |  | 113 | 0.01059
3097 | MARTLAKE_1G | 1 | North | YES | -0.12317 | 790 | 500 | 790 | 0 | 1.017 | LIGCO | -1 | 0.28809 | 0 | 790 |  |  | 0 | 0 | -0.28809 | 0 | 0.72441 | 0.73453 |  |  |  |  | 114 | 0.01059
3098 | MARTLAKE_2G | 2 | North | YES | -0.12317 | 795 | 461 | 795 | 0 | 1.017 | LIGCO | -1 | 0.28809 | 0 | 795 |  |  | 0 | 0 | -0.28809 | 0 | 0.72441 | 0.73453 |  |  |  |  | 115 | 0.01059
3099 | MARTLAKE_3G | 3 | North | YES | -0.12317 | 804 | 500 | 804 | 0 | 1.017 | LIGCO | -1 | 0.28809 | 0 | 804 |  |  | 0 | 0 | -0.28809 | 0 | 0.72441 | 0.73453 |  |  |  |  | 116 | 0.010118
13116 | TGATEWAY_1G | 1 | North | YES | -0.12262 | 151 | 30 | 151 | 0 | 1.0232 | CC | -1 | 0.28754 | 151 | 151 |  |  | -18.5149 | 151 | -0.28754 | -43.4183 | 0.7305 | 0.74037 |  |  |  |  | 117 | 0.010118
13117 | TGATEWAY_2G | 2 | North | YES | -0.12262 | 130 | 30 | 130 | 0 | 1.0232 | CC | -1 | 0.28754 | 130 | 130 |  |  | -15.9399 | 130 | -0.28754 | -37.38 | 0.73574 | 0.7454 |  |  |  |  | 118 | 0.010118
13118 | TGATEWAY_3G | 3 | North | YES | -0.12262 | 148 | 30 | 148 | 0 | 1.0232 | CC | -1 | 0.28754 | 148 | 148 |  |  | -18.147 | 148 | -0.28754 | -42.5557 | 0.7417 | 0.75113 |  |  |  |  | 119 | 0.010118
13119 | TGATEWAY_4G | 4 | North | YES | -0.12262 | 399 | 65 | 399 | 0 | 1.0232 | CC | -1 | 0.28754 | 399 | 399 |  |  | -48.9234 | 399 | -0.28754 | -114.7277 | 0.75778 | 0.76656 |  |  |  |  | 120 | 0.0098735
3348 | CHAMPION_1G | MB | North | YES | -0.12213 | 0 | 42 | 42 |  | 1 | Cogen | -1 | 0.28705 | 0 | 0 |  |  | 0 | 0 | -0.28705 | 0 | 0.75778 | 0.76656 |  |  |  |  | 121 | 0.009663
3309 | ASPN_G | 1 | North | YES | -0.12207 | 50 | 0 | 50 |  | 1 | Bio | -1 | 0.28699 | 50 | 50 |  |  | -6.1035 | 50 | -0.28699 | -14.3497 | 0.7598 | 0.76849 |  |  |  |  | 122 | 0.0094235
3107 | STRYKER_1G | 1 | North | YES | -0.12205 | 145.6 | 45 | 182 | 0 | 1.029 | GST | -1 | 0.28697 | 182 | 182 |  |  | -22.2122 | 182 | -0.28697 | -52.2282 | 0.76713 | 0.77552 |  |  |  |  | 123 | 0.0087776
3108 | STRYKER_2G | 2 | North | YES | -0.12205 | 484 | 75 | 484 | 0 | 1.029 | GST | -1 | 0.28697 | 484 | 484 |  |  | -59.0698 | 484 | -0.28697 | -138.8926 | 0.78664 | 0.7942 |  |  |  |  | 124 | 0.0087776
6100 | OKLA7A | EQ | West | YES | -0.122 | 50 | -220 | 220 | 0 | 1.035 | DCTie | -1 | 0.28693 | 0 | 0 |  |  |  |  | -0.28693 | 0 | 0.78664 | 0.7942 |  |  |  |  | 125 | 0.008693
6752 | OKLA0A | 1 | West | YES | -0.122 | 649.7 | 175 | 649.7 | 0 | 1.035 | LIGCO | -1 | 0.28693 | 0 | 649.7 |  |  |  |  | -0.28693 | 0 | 0.78664 | 0.7942 |  |  |  |  | 126 | 0.0083844
1442 | COKFIELD_5 | 1 | North | YES | -0.121 | 16.5 | 0 | 165 |  | 1.029 | Wind | -1 | 0.28593 | 0 | 165 |  |  | 0 | 0 | -0.28593 | 0 | 0.78664 | 0.7942 |  |  |  |  | 127 | 0.0075639
1438 | MESQUITW_2G | 1 | North | YES | -0.11972 | 23.6 | 0 | 236 |  | 1.017 | Wind | -1 | 0.28464 | 0 | 236 |  |  | 0 | 0 | -0.28464 | 0 | 0.78664 | 0.7942 |  |  |  |  | 128 | 0.0075639
1437 | MESQUITW_1G | 1 | North | YES | -0.11971 | 40 | 0 | 400 | 0 | 1.023 | Wind | -1 | 0.28463 | 0 | 400 |  |  | 0 | 0 | -0.28463 | 0 | 0.78664 | 0.7942 |  |  |  |  | 129 | 0.0075639
60081 | WHRLWIND1A | 1 | West | YES | -0.11776 | 12 | 0 | 60 | 0 | 1.03 | Wind | -1 | 0.28268 | 0 | 60 |  |  |  |  | -0.28268 | 0 | 0.78664 | 0.7942 |  |  |  |  | 130 | 0.0075639
1416 | SWETWATR_1G | 1 | West | YES | -0.11636 | 30 | 18 | 30 | 0 | 1.026 | CC | -1 | 0.28128 | 30 | 30 |  |  |  |  | -0.28128 | -8.4384 | 0.78784 | 0.79534 |  |  |  |  | 131 | 0.0075639
1417 | SWETWATR_2G | 2 | West | YES | -0.11636 | 72 | 36 | 72 | 0 | 1.026 | CC | -1 | 0.28128 | 72 | 72 |  |  |  |  | -0.28128 | -20.2522 | 0.79075 | 0.79806 |  |  |  |  | 132 | 0.0075639
1418 | SWETWATR_3G | 3 | West | YES | -0.11636 | 68 | 36 | 68 | 0 | 1.026 | CC | -1 | 0.28128 | 68 | 68 |  |  |  |  | -0.28128 | -19.1271 | 0.79349 | 0.80063 |  |  |  |  | 133 | 0.0075639
1419 | SWETWATR_4G | 4 | West | YES | -0.11636 | 61 | 36 | 61 | 0 | 1.026 | CC | -1 | 0.28128 | 61 | 61 |  |  |  |  | -0.28128 | -17.1582 | 0.79595 | 0.80294 |  |  |  |  | 134 | 0.0074901
13134 | CALFREST_4G | 4 | North | YES | -0.11628 | 151.5 | 40 | 151.5 | 0 | 1.031 | CC | -1 | 0.2812 | 151.5 | 151.5 |  |  | -17.616 | 151.5 | -0.2812 | -42.6018 | 0.80205 | 0.80867 |  |  |  |  | 135 | 0.0073129
13135 | CALFREST_5G | 5 | North | YES | -0.11628 | 152.3 | 57 | 152.3 | 0 | 1.031 | CC | -1 | 0.2812 | 152.3 | 152.3 |  |  | -17.709 | 152.3 | -0.2812 | -42.8268 | 0.80819 | 0.81443 |  |  |  |  | 136 | 0.0071456
13136 | CALFREST_6G | 6 | North | YES | -0.11628 | 177.5 | 40 | 177.5 | 0 | 1.031 | CC | -1 | 0.2812 | 177.5 | 177.5 |  |  | -20.6392 | 177.5 | -0.2812 | -49.913 | 0.81534 | 0.82115 |  |  |  |  | 137 | 0.0069955
6407 | TURKTRAK1A | 1 | West | YES | -0.11624 | 33.9 | 0 | 169.5 | 0 | 1.025 | Wind | -1 | 0.28116 | 0 | 169.5 |  |  |  |  | -0.28116 | 0 | 0.81534 | 0.82115 |  |  |  |  | 138 | 0.0066211
6144 | MCADOO1A | 1 | West | YES | -0.11608 | 15 | 0 | 150 | 0 | 1.025 | Wind | -1 | 0.281 | 0 | 150 |  |  |  |  | -0.281 | 0 | 0.81534 | 0.82115 |  |  |  |  | 139 | 0.0062447
13131 | CALFREST_1G | 1 | North | YES | -0.11599 | 150.7 | 40 | 150.7 | 0 | 1.031 | CC | -1 | 0.28091 | 150.7 | 150.7 |  |  | -17.4789 | 150.7 | -0.28091 | -42.3329 | 0.82141 | 0.82684 |  |  |  |  | 140 | 0.0058061
13132 | CALFREST_2G | 2 | North | YES | -0.11599 | 151 | 57 | 151 | 0 | 1.031 | CC | -1 | 0.28091 | 151 | 151 |  |  | -17.5137 | 151 | -0.28091 | -42.4171 | 0.8275 | 0.83255 |  |  |  |  | 141 | 0.0058061
13133 | CALFREST_3G | 3 | North | YES | -0.11599 | 177.4 | 40 | 177.4 | 0 | 1.031 | CC | -1 | 0.28091 | 177.4 | 177.4 |  |  | -20.5757 | 177.4 | -0.28091 | -49.8331 | 0.83465 | 0.83925 |  |  |  |  | 142 | 0.0058061
71051 | L_BITTCR1_1N | W1 | West | YES | -0.11562 | 7.5 | 0 | 37.5 |  | 1.02 | Wind | -1 | 0.28054 | 0 | 37.5 |  |  |  |  | -0.28054 | 0 | 0.83465 | 0.83925 |  |  |  |  | 143 | 0.0054277
71054 | L_SWEETW1_1N | W1 | West | YES | -0.11562 | 21.5 | 0 | 107.5 |  | 1.02 | Wind | -1 | 0.28054 | 0 | 107.5 |  |  |  |  | -0.28054 | 0 | 0.83465 | 0.83925 |  |  |  |  | 144 | 0.0050486
71057 | L_SWEETW1_2N | W1 | West | YES | -0.11562 | 27 | 0 | 135 |  | 1.02 | Wind | -1 | 0.28054 | 0 | 135 |  |  |  |  | -0.28054 | 0 | 0.83465 | 0.83925 |  |  |  |  | 145 | 0.0046032
71059 | L_SWEETW1_3N | W1 | West | YES | -0.11562 | 23.8 | 0 | 119 | 0 | 1.02 | Wind | -1 | 0.28054 | 0 | 119 |  |  |  |  | -0.28054 | 0 | 0.83465 | 0.83925 |  |  |  |  | 146 | 0.0046032
71060 | L_SWEETW1_4N | W1 | West | YES | -0.11562 | 21 | 0 | 105 | 0 | 1.02 | Wind | -1 | 0.28054 | 0 | 105 |  |  |  |  | -0.28054 | 0 | 0.83465 | 0.83925 |  |  |  |  | 147 | 0.0046032
71061 | L_SWEETW1_5N | W1 | West | YES | -0.11562 | 16.1 | 0 | 80.5 | 0 | 1.02 | Wind | -1 | 0.28054 | 0 | 80.5 |  |  |  |  | -0.28054 | 0 | 0.83465 | 0.83925 |  |  |  |  | 148 | 0.0046032
11056 | ROSCOE_1G | 1 | West | YES | -0.11561 | 41.8 | 0 | 209 |  | 1 | Wind | -1 | 0.28054 | 0 | 209 |  |  |  |  | -0.28054 | 0 | 0.83465 | 0.83925 |  |  |  |  | 149 | 0.0046032
11057 | CHAMPION_1G | 1 | West | YES | -0.11561 | 25.3 | 0 | 126.5 |  | 1 | Wind | -1 | 0.28054 | 0 | 126.5 |  |  |  |  | -0.28054 | 0 | 0.83465 | 0.83925 |  |  |  |  | 150 | 0.0046032
11058 | PYRON_1G | 1 | West | YES | -0.11561 | 49.8 | 0 | 249 |  | 1 | Wind | -1 | 0.28054 | 0 | 249 |  |  |  |  | -0.28054 | 0 | 0.83465 | 0.83925 |  |  |  |  | 151 | 0.0046032
11059 | INADALE_1G | 1 | West | YES | -0.11561 | 39.4 | 0 | 197 |  | 1 | Wind | -1 | 0.28054 | 0 | 197 |  |  |  |  | -0.28054 | 0 | 0.83465 | 0.83925 |  |  |  |  | 152 | 0.0046032
1343 | TRENTIPP_8 | 1 | West | YES | -0.11539 | 30 | 0 | 150 |  | 1.014 | Wind | -1 | 0.28031 | 0 | 150 |  |  |  |  | -0.28031 | 0 | 0.83465 | 0.83925 |  |  |  |  | 153 | 0.0046032
1354 | AEPWIND_8 | 1 | West | YES | -0.11539 | 20.2 | 0 | 101 |  | 1 | Wind | -1 | 0.28031 | 0 | 101 |  |  |  |  | -0.28031 | 0 | 0.83465 | 0.83925 |  |  |  |  | 154 | 0.0046032
3381 | BBRN_1G | 1 | North | YES | -0.11466 | 618 | 225 | 618 | 0 | 1.03 | LIGCO | -1 | 0.27958 | 0 | 618 |  |  | 0 | 0 | -0.27958 | 0 | 0.83465 | 0.83925 |  |  |  |  | 155 | 0.0046032
3382 | BBRN_2G | 2 | North | YES | -0.11466 | 589 | 225 | 589 | 0 | 1.03 | LIGCO | -1 | 0.27958 | 0 | 589 |  |  | 0 | 0 | -0.27958 | 0 | 0.83465 | 0.83925 |  |  |  |  | 156 | 0.0046032
36998 | RDCNYNG1 | 1 | West | YES | -0.11463 | 16.8 | 0 | 84 |  | 1.01 | Wind | -1 | 0.27955 | 0 | 84 |  |  |  |  | -0.27955 | 0 | 0.83465 | 0.83925 |  |  |  |  | 157 | 0.0046032
1061 | CIELOGEN_1G | 1 | West | YES | -0.1143 | 19.8 | 0 | 99 |  | 1 | Wind | -1 | 0.27922 | 0 | 99 |  |  |  |  | -0.27922 | 0 | 0.83465 | 0.83925 |  |  |  |  | 158 | 0.0046032
1062 | CIELOGEN_2G | 1 | West | YES | -0.1143 | 12.2 | 0 | 61 |  | 1 | Wind | -1 | 0.27922 | 0 | 61 |  |  |  |  | -0.27922 | 0 | 0.83465 | 0.83925 |  |  |  |  | 159 | 0.0046032
1069 | KINDERMG_1G | 1 | West | YES | -0.1143 | 25 | 5 | 25 | 0 | 1.017 | Cogen | -1 | 0.27922 | 0 | 0 |  |  |  |  | -0.27922 | 0 | 0.83465 | 0.83925 |  |  |  |  | 160 | 0.0046032
1070 | KINDERMG_2G | 1 | West | YES | -0.1143 | 45.7 | 12 | 45.7 | 0 | 1.017 | Cogen | -1 | 0.27922 | 0 | 0 |  |  |  |  | -0.27922 | 0 | 0.83465 | 0.83925 |  |  |  |  | 161 | 0.0046032
1071 | KINDERMG_3G | 1 | West | YES | -0.1143 | 45.7 | 12 | 45.7 | 0 | 1.017 | Cogen | -1 | 0.27922 | 0 | 0 |  |  |  |  | -0.27922 | 0 | 0.83465 | 0.83925 |  |  |  |  | 162 | 0.0046032
1068 | SCURRYCW_1G | 1 | West | YES | -0.11428 | 28.2 | 1.3 | 141 | 0 | 1.0217 | Wind | -1 | 0.2792 | 0 | 141 |  |  |  |  | -0.2792 | 0 | 0.83465 | 0.83925 |  |  |  |  | 163 | 0.0046032
1073 | SCURRYCW_2G | 2 | West | YES | -0.11428 | 24 | 0 | 120 | 0 | 1.0217 | Wind | -1 | 0.2792 | 0 | 120 |  |  |  |  | -0.2792 | 0 | 0.83465 | 0.83925 |  |  |  |  | 164 | 0.0046032
6637 | SNYDERW1A | 1 | West | YES | -0.11416 | 12.6 | 0 | 63 | 0 | 1.025 | Wind | -1 | 0.27909 | 0 | 63 |  |  |  |  | -0.27909 | 0 | 0.83465 | 0.83925 |  |  |  |  | 165 | 0.0046032
60058 | BUFF_GAP1A | 1 | West | YES | -0.11404 | 24 | 0 | 120 |  | 1 | Wind | -1 | 0.27897 | 0 | 120 |  |  |  |  | -0.27897 | 0 | 0.83465 | 0.83925 |  |  |  |  | 166 | 0.0046032
60060 | CIRELLO | 1 | West | YES | -0.11404 | 46.6 | 0 | 233 | 0 | 1 | Wind | -1 | 0.27897 | 0 | 233 |  |  |  |  | -0.27897 | 0 | 0.83465 | 0.83925 |  |  |  |  | 167 | 0.0046032
60063 | BUFF_GAP1B | 1 | West | YES | -0.11404 | 34 | 0 | 170.2 | 0 | 1.02 | Wind | -1 | 0.27897 | 0 | 170.2 |  |  |  |  | -0.27897 | 0 | 0.83465 | 0.83925 |  |  |  |  | 168 | 0.0046032
60066 | H_HOLLOW1A | 1 | West | YES | -0.11404 | 44.4 | 0 | 222 | 0 | 1.005 | Wind | -1 | 0.27897 | 0 | 222 |  |  |  |  | -0.27897 | 0 | 0.83465 | 0.83925 |  |  |  |  | 169 | 0.0046032
60068 | HHOLLOW21A | 1 | West | YES | -0.11404 | 36.8 | 0 | 184 | 0 | 1.025 | Wind | -1 | 0.27897 | 0 | 184 |  |  |  |  | -0.27897 | 0 | 0.83465 | 0.83925 |  |  |  |  | 170 | 0.0046032
60070 | HHOLLOW31A | 1 | West | YES | -0.11404 | 44.8 | 0 | 224 | 0 | 1.025 | Wind | -1 | 0.27897 | 0 | 224 |  |  |  |  | -0.27897 | 0 | 0.83465 | 0.83925 |  |  |  |  | 171 | 0.0046032
60072 | HHOLLOW41A | 1 | West | YES | -0.11404 | 23 | 0 | 115 | 0 | 1.025 | Wind | -1 | 0.27897 | 0 | 115 |  |  |  |  | -0.27897 | 0 | 0.83465 | 0.83925 |  |  |  |  | 172 | 0.0046032
1037 | MORGAN5G_5G | 5 | West | YES | -0.11403 | 109.6 | 40 | 137 | 0 | 1.029 | GST | -1 | 0.27895 | 137 | 137 |  |  |  |  | -0.27895 | -38.2165 | 0.84017 | 0.84439 |  |  |  |  | 173 | 0.0046032
1039 | MRGNAG_1G | A | West | YES | -0.11403 | 69 | 69 | 69 | 0 | 1.029 | GGT | -1 | 0.27895 | 69 | 69 |  |  |  |  | -0.27895 | -19.2477 | 0.84295 | 0.84698 |  |  |  |  | 174 | 0.0046032
1040 | MRGNBG_2G | B | West | YES | -0.11403 | 70 | 70 | 71 | 0 | 1.029 | GGT | -1 | 0.27895 | 71 | 71 |  |  |  |  | -0.27895 | -19.8056 | 0.84581 | 0.84965 |  |  |  |  | 175 | 0.0046032
1041 | MRGNCG_3G | C | West | YES | -0.11403 | 69 | 69 | 70 | 0 | 1.029 | GGT | -1 | 0.27895 | 70 | 70 |  |  |  |  | -0.27895 | -19.5267 | 0.84863 | 0.85227 |  |  |  |  | 176 | 0.0042232
1042 | MRGNDG_4G | D | West | YES | -0.11403 | 68 | 68 | 68 | 0 | 1.029 | GGT | -1 | 0.27895 | 68 | 68 |  |  |  |  | -0.27895 | -18.9688 | 0.85137 | 0.85482 |  |  |  |  | 177 | 0.0040319
1043 | MRGNEG_5G | E | West | YES | -0.11403 | 68 | 68 | 70 | 0 | 1.029 | GGT | -1 | 0.27895 | 70 | 70 |  |  |  |  | -0.27895 | -19.5267 | 0.85419 | 0.85745 |  |  |  |  | 178 | 0.0038349
1044 | MRGNFG_6G | F | West | YES | -0.11403 | 66 | 66 | 66 | 0 | 1.029 | GGT | -1 | 0.27895 | 66 | 66 |  |  |  |  | -0.27895 | -18.4108 | 0.85685 | 0.85993 |  |  |  |  | 179 | 0.0036408
1058 | LONGSHORE_5 | 1 | West | YES | -0.11374 | 30 | 0 | 150 |  | 1.01 | Wind | -1 | 0.27866 | 0 | 150 |  |  |  |  | -0.27866 | 0 | 0.85685 | 0.85993 |  |  |  |  | 180 | 0.0034522
1058 | LONGSHORE_5 | 2 | West | YES | -0.11374 | 44 | 0 | 220 |  | 1.01 | Wind | -1 | 0.27866 | 0 | 220 |  |  |  |  | -0.27866 | 0 | 0.85685 | 0.85993 |  |  |  |  | 181 | 0.003258
11065 | ELBOWCK_1G | 1 | West | YES | -0.11374 | 23.4 | 0 | 121.9 | 0 | 1 | Wind | -1 | 0.27866 | 0 | 121.9 |  |  |  |  | -0.27866 | 0 | 0.85685 | 0.85993 |  |  |  |  | 182 | 0.0030749
11309 | BULLCREK_2G | 1 | West | YES | -0.11351 | 20.9 | 0 | 180 |  | 1 | Wind | -1 | 0.27844 | 0 | 180 |  |  |  |  | -0.27844 | 0 | 0.85685 | 0.85993 |  |  |  |  | 183 | 0.0030749
11310 | BULLCREK_1G | 1 | West | YES | -0.11351 | 15.1 | 0 | 180 |  | 1 | Wind | -1 | 0.27844 | 0 | 180 |  |  |  |  | -0.27844 | 0 | 0.85685 | 0.85993 |  |  |  |  | 184 | 0.0030749
1045 | CALENG1G_1G | 1 | West | YES | -0.11342 | 73.4 | 27 | 73.4 | 0 | 1.014 | Cogen | -1 | 0.27834 | 0 | 0 |  |  |  |  | -0.27834 | 0 | 0.85685 | 0.85993 |  |  |  |  | 185 | 0.0030749
1046 | CALENG2G_2G | 2 | West | YES | -0.11342 | 73.4 | 27 | 73.4 | 0 | 1.014 | Cogen | -1 | 0.27834 | 0 | 0 |  |  |  |  | -0.27834 | 0 | 0.85685 | 0.85993 |  |  |  |  | 186 | 0.0030749
1047 | CALENG3G_3G | 3 | West | YES | -0.11342 | 70.4 | 27 | 70.4 | 0 | 1.014 | Cogen | -1 | 0.27834 | 0 | 0 |  |  |  |  | -0.27834 | 0 | 0.85685 | 0.85993 |  |  |  |  | 187 | 0.0030749
11320 | COYOTE_1G | 1 | West | YES | -0.1134 | 22.5 | 0 | 225 |  | 1 | Wind | -1 | 0.27832 | 0 | 225 |  |  |  |  | -0.27832 | 0 | 0.85685 | 0.85993 |  |  |  |  | 188 | 0.0030749
1360 | GUNSIGHT_8 | 1 | West | YES | -0.11294 | 0 | 0 | 120 |  | 1.01 | Wind | -1 | 0.27787 | 0 | 120 |  |  |  |  | -0.27787 | 0 | 0.85685 | 0.85993 |  |  |  |  | 189 | 0.0030749
1327 | WILDHRSE_1G | 1 | West | YES | -0.11288 | 0 | 0 | 120 |  | 1 | Wind | -1 | 0.2778 | 0 | 120 |  |  |  |  | -0.2778 | 0 | 0.85685 | 0.85993 |  |  |  |  | 190 | 0.0030749
1333 | MCDDONAL_8 | 1 | West | YES | -0.11249 | 42.8 | 0 | 214.2 |  | 1.01 | Wind | -1 | 0.27742 | 0 | 214.2 |  |  |  |  | -0.27742 | 0 | 0.85685 | 0.85993 |  |  |  |  | 191 | 0.0030749
1328 | OCOTILLO_1G | 1 | West | YES | -0.11219 | 11.6 | 0 | 58 |  | 1.01 | Wind | -1 | 0.27712 | 0 | 58 |  |  |  |  | -0.27712 | 0 | 0.85685 | 0.85993 |  |  |  |  | 192 | 0.0030749
11001 | NAV1CT | 1 | West | YES | -0.11202 | 70.4 | 18 | 70.4 | 0 | 1.029 | CC | -1 | 0.27695 | 70.4 | 70.4 |  |  |  |  | -0.27695 | -19.4969 | 0.85969 | 0.86255 |  |  |  |  | 193 | 0.0030749
11009 | NAV2CT | 1 | West | YES | -0.11202 | 71.4 | 18 | 71.4 | 0 | 1.029 | CC | -1 | 0.27695 | 71.4 | 71.4 |  |  |  |  | -0.27695 | -19.7739 | 0.86257 | 0.86521 |  |  |  |  | 194 | 0.0030749
11011 | NAV3ST | 1 | West | YES | -0.11202 | 92.8 | 40 | 92.8 | 0 | 1.029 | CC | -1 | 0.27695 | 92.8 | 92.8 |  |  |  |  | -0.27695 | -25.7005 | 0.86631 | 0.86867 |  |  |  |  | 195 | 0.0030749
11012 | NAV4CT | 1 | West | YES | -0.11202 | 80 | 18 | 80 | 0 | 1.029 | CC | -1 | 0.27695 | 80 | 80 |  |  |  |  | -0.27695 | -22.1556 | 0.86953 | 0.87165 |  |  |  |  | 196 | 0.0028606
11013 | NAV5CT | 1 | West | YES | -0.11202 | 80 | 18 | 80 | 0 | 1.029 | CC | -1 | 0.27695 | 80 | 80 |  |  |  |  | -0.27695 | -22.1556 | 0.87276 | 0.87463 |  |  |  |  | 197 | 0.0026433
11014 | NAV6ST | 1 | West | YES | -0.11202 | 115 | 40 | 115 | 0 | 1.029 | CC | -1 | 0.27695 | 115 | 115 |  |  |  |  | -0.27695 | -31.8487 | 0.87739 | 0.87891 |  |  |  |  | 198 | 0.0023609
11020 | TIEHVSG_1G | 1 | West | YES | -0.112 | 208.2 | 63 | 208.2 | 0 | 1.012 | CC | -1 | 0.27693 | 208.2 | 208.2 |  |  |  |  | -0.27693 | -57.656 | 0.88578 | 0.88667 |  |  |  |  | 199 | 0.0021174
11021 | TIEHVCG_1G | 1 | West | YES | -0.112 | 142.1 | 103 | 142.1 | 0 | 1.012 | CC | -1 | 0.27693 | 142.1 | 142.1 |  |  |  |  | -0.27693 | -39.3512 | 0.89151 | 0.89196 |  |  |  |  | 200 | 0.0018739
11022 | TIEHVCG_2G | 1 | West | YES | -0.112 | 132.4 | 103 | 132.4 | 0 | 1.012 | CC | -1 | 0.27693 | 132.4 | 132.4 |  |  |  |  | -0.27693 | -36.665 | 0.89684 | 0.8969 |  |  |  |  | 201 | 0.0015238
11023 | TIEHVCG_3G | 1 | West | YES | -0.112 | 137.4 | 103 | 137.4 | 0 | 1.012 | CC | -1 | 0.27693 | 137.4 | 137.4 |  |  |  |  | -0.27693 | -38.0497 | 0.90238 | 0.90201 |  |  |  |  | 202 | 0.00088962
11024 | TIEHVCG_4G | 1 | West | YES | -0.112 | 147 | 103 | 147 | 0 | 1.012 | CC | -1 | 0.27693 | 147 | 147 |  |  |  |  | -0.27693 | -40.7082 | 0.9083 | 0.90749 |  |  |  |  | 203 | 0.00045674
11025 | TIEHVSG_2G | 1 | West | YES | -0.112 | 213.2 | 63 | 213.2 | 0 | 1.012 | CC | -1 | 0.27693 | 213.2 | 213.2 |  |  |  |  | -0.27693 | -59.0407 | 0.9169 | 0.91543 |  |  |  |  | 204 | 5.3415e-05
1326 | STANTONW_8 | 1 | West | YES | -0.11197 | 20.1 | 0 | 100.5 |  | 1.01 | Wind | -1 | 0.2769 | 0 | 100.5 |  |  |  |  | -0.2769 | 0 | 0.9169 | 0.91543 |  |  |  |  | 205 | -0.00036514
1320 | BSP 1 | 1 | West | YES | -0.11184 | 25.5 | 2.9 | 25.8 | 0 | 1 | Cogen | -1 | 0.27677 | 0 | 0 |  |  |  |  | -0.27677 | 0 | 0.9169 | 0.91543 |  |  |  |  | 206 | -0.00081294
76031 | L_GASCCR1_1N | W1 | West | YES | -0.11144 | 30 | 0 | 150 | 0 | 1.02 | Wind | -1 | 0.27636 | 0 | 150 |  |  |  |  | -0.27636 | 0 | 0.9169 | 0.91543 |  |  |  |  | 207 | -0.0014624
60057 | CALLAHAN1A | 1 | West | YES | -0.11123 | 22.8 | 0 | 114 | 0 | 1.04 | Wind | -1 | 0.27616 | 0 | 114 |  |  |  |  | -0.27616 | 0 | 0.9169 | 0.91543 |  |  |  |  | 208 | -0.0014624
76091 | L_DIVIDE1_1N | W1 | West | YES | -0.1109 | 22.5 | 0 | 112.5 |  | 1.02 | Wind | -1 | 0.27582 | 0 | 112.5 |  |  |  |  | -0.27582 | 0 | 0.9169 | 0.91543 |  |  |  |  | 209 | -0.0014624
76095 | L_CAPRSI1_1N | W1 | West | YES | -0.1109 | 29.9 | 0 | 149.5 | 0 | 1.02 | Wind | -1 | 0.27582 | 0 | 149.5 |  |  |  |  | -0.27582 | 0 | 0.9169 | 0.91543 |  |  |  |  | 210 | -0.0014624
76096 | L_CAPRSI1_2N | W1 | West | YES | -0.1109 | 37.2 | 0 | 186 | 0 | 1.02 | Wind | -1 | 0.27582 | 0 | 186 |  |  |  |  | -0.27582 | 0 | 0.9169 | 0.91543 |  |  |  |  | 211 | -0.0014624
76097 | L_CAPRGE1_1N | W1 | West | YES | -0.1109 | 42.9 | 0 | 214.5 | 0 | 1.02 | Wind | -1 | 0.27582 | 0 | 214.5 |  |  |  |  | -0.27582 | 0 | 0.9169 | 0.91543 |  |  |  |  | 212 | -0.0014624
11147 | NOTREES_1G | 1 | West | YES | -0.11068 | 29.8 | 0 | 149 | 0 | 1.017 | Wind | -1 | 0.2756 | 0 | 149 |  |  |  |  | -0.2756 | 0 | 0.9169 | 0.91543 |  |  |  |  | 213 | -0.0014624
7038 | L_DELAWA1_1Y | 1 | West | YES | -0.11045 | 3.5 | 0 | 35 | 0 | 1 | Wind | -1 | 0.27538 | 0 | 35 |  |  |  |  | -0.27538 | 0 | 0.9169 | 0.91543 |  |  |  |  | 214 | -0.0014624
7038 | L_DELAWA1_1Y | 2 | West | YES | -0.11045 | 3 | 0 | 30 | 0 | 1 | Wind | -1 | 0.27538 | 0 | 30 |  |  |  |  | -0.27538 | 0 | 0.9169 | 0.91543 |  |  |  |  | 215 | -0.0014624
1002 | PBCTAGE_1G | A | West | YES | -0.11034 | 64 | 64 | 66 | 0 | 1.036 | GGT | -1 | 0.27526 | 66 | 66 |  |  |  |  | -0.27526 | -18.1671 | 0.91955 | 0.91788 |  |  |  |  | 216 | -0.0014624
1003 | PBCTBGE_2G | B | West | YES | -0.11034 | 65 | 65 | 66 | 0 | 1.036 | GGT | -1 | 0.27526 | 66 | 66 |  |  |  |  | -0.27526 | -18.1671 | 0.92221 | 0.92032 |  |  |  |  | 217 | -0.0014624
1004 | PBCTCGE_3G | C | West | YES | -0.11034 | 62 | 62 | 67 | 0 | 1.036 | GGT | -1 | 0.27526 | 67 | 67 |  |  |  |  | -0.27526 | -18.4424 | 0.92491 | 0.9228 |  |  |  |  | 218 | -0.0014624
1005 | PBCTDGE_4G | D | West | YES | -0.11034 | 65 | 65 | 68 | 0 | 1.036 | GGT | -1 | 0.27526 | 68 | 68 |  |  |  |  | -0.27526 | -18.7176 | 0.92765 | 0.92532 |  |  |  |  | 219 | -0.0016783
1006 | PBCTEGE_5G | E | West | YES | -0.11034 | 65 | 65 | 67 | 0 | 1.036 | GGT | -1 | 0.27526 | 67 | 67 |  |  |  |  | -0.27526 | -18.4424 | 0.93035 | 0.9278 |  |  |  |  | 220 | -0.0018941
1007 | PB5GEN_6G | 5 | West | YES | -0.11034 | 91.2 | 40 | 114 | 0 | 1.036 | GST | -1 | 0.27526 | 114 | 114 |  |  |  |  | -0.27526 | -31.3795 | 0.93495 | 0.93202 |  |  |  |  | 221 | -0.0021132
1008 | PB6GEN_7G | 6 | West | YES | -0.11034 | 515 | 130 | 515 | 0 | 1.036 | GST | -1 | 0.27526 | 515 | 515 |  |  |  |  | -0.27526 | -141.7585 | 0.9557 | 0.95109 |  |  |  |  | 222 | -0.0023356
1349 | WESTXWIN_1G | 1 | West | YES | -0.10974 | 1.3 | 0 | 6.6 |  | 1.014 | Wind | -1 | 0.27466 | 0 | 6.6 |  |  |  |  | -0.27466 | 0 | 0.9557 | 0.95109 |  |  |  |  | 223 | -0.0025548
1350 | NWPWRG1_1G | 1 | West | YES | -0.10974 | 6.9 | 1 | 34.3 |  | 1.014 | Wind | -1 | 0.27466 | 0 | 34.3 |  |  |  |  | -0.27466 | 0 | 0.9557 | 0.95109 |  |  |  |  | 224 | -0.0029276
60007 | KING_SW1A | 1 | West | YES | -0.099238 | 20 | 0 | 80 |  | 1.03 | Wind | -1 | 0.26416 | 0 | 80 |  |  |  |  | -0.26416 | 0 | 0.9557 | 0.95109 |  |  |  |  | 225 | -0.0046119
60019 | KING_NW1A | 1 | West | YES | -0.099238 | 20 | 0 | 80 |  | 1.03 | Wind | -1 | 0.26416 | 0 | 80 |  |  |  |  | -0.26416 | 0 | 0.9557 | 0.95109 |  |  |  |  | 226 | -0.0046119
60201 | RIO DRCS | F | West | YES | -0.098725 | 0 | 0 | 0 | 0 | 1.025 | AVR | -1 | 0.26365 | 0 | 0 |  |  |  |  | -0.26365 | 0 | 0.9557 | 0.95109 |  |  |  |  | 227 | -0.0046119
6016 | SWMESA | 1 | West | YES | -0.098519 | 18.8 | 0 | 75 |  | 1.03 | Wind | -1 | 0.26344 | 0 | 75 |  |  |  |  | -0.26344 | 0 | 0.9557 | 0.95109 |  |  |  |  | 228 | -0.0046119
60003 | KING_NE1A | 1 | West | YES | -0.098519 | 20 | 0 | 80 |  | 1.03 | Wind | -1 | 0.26344 | 0 | 80 |  |  |  |  | -0.26344 | 0 | 0.9557 | 0.95109 |  |  |  |  | 229 | -0.0046119
60005 | KING_SE1A | 1 | West | YES | -0.098519 | 10 | 0 | 40 |  | 1.035 | Wind | -1 | 0.26344 | 0 | 40 |  |  |  |  | -0.26344 | 0 | 0.9557 | 0.95109 |  |  |  |  | 230 | -0.0046119
60016 | WOODWRD11A | 1 | West | YES | -0.098385 | 20 | 0 | 80 |  | 1.033 | Wind | -1 | 0.26331 | 0 | 80 |  |  |  |  | -0.26331 | 0 | 0.9557 | 0.95109 |  |  |  |  | 231 | -0.0046119
38332 | TNWDWRDU2_8 | 1 | West | YES | -0.09836 | 20 | 0 | 80 | 0 | 1.0232 | Wind | -1 | 0.26328 | 0 | 80 |  |  |  |  | -0.26328 | 0 | 0.9557 | 0.95109 |  |  |  |  | 232 | -0.0046119
38437 | TNSRBNMESA9 | 1 | West | YES | -0.09825 | 37.5 | 0 | 150 | 0 | 1.02 | Wind | -1 | 0.26317 | 0 | 150 |  |  |  |  | -0.26317 | 0 | 0.9557 | 0.95109 |  |  |  |  | 233 | -0.0046119
48721 | LEG_1___1 | 1 | North | YES | -0.096208 | 827 | 357 | 827 | 0 | 1.0348 | LIGCO | -1 | 0.26113 | 0 | 827 |  |  | 0 | 0 | -0.26113 | 0 | 0.9557 | 0.95109 |  |  |  |  | 234 | -0.0046119
48722 | LEG_2___2 | 2 | North | YES | -0.096208 | 819 | 357 | 819 | 0 | 1.0348 | LIGCO | -1 | 0.26113 | 0 | 819 |  |  | 0 | 0 | -0.26113 | 0 | 0.9557 | 0.95109 |  |  |  |  | 235 | -0.0046119
60017 | ORNNWP1 | 1 | West | YES | -0.094431 | 20 | 0 | 80 |  | 1.027 | Wind | -1 | 0.25935 | 0 | 80 |  |  |  |  | -0.25935 | 0 | 0.9557 | 0.95109 |  |  |  |  | 236 | -0.0046119
60000 | DSKY2 | 1 | West | YES | -0.093475 | 19.1 | 0 | 76.5 |  | 1.039 | Wind | -1 | 0.2584 | 0 | 76.5 |  |  |  |  | -0.2584 | 0 | 0.9557 | 0.95109 |  |  |  |  | 237 | -0.0046119
60018 | DSKY1 | 1 | West | YES | -0.093142 | 21 | 0 | 84 | 0 | 1.023 | Wind | -1 | 0.25807 | 0 | 84 |  |  |  |  | -0.25807 | 0 | 0.9557 | 0.95109 |  |  |  |  | 238 | -0.0046119
32883 | BRYN_DNSBY3 | 1 | North | YES | -0.083306 | 0 | 2 | 48 |  | 1.015 | GST | -1 | 0.24823 | 48 | 48 |  |  | -3.9987 | 48 | -0.24823 | -11.915 | 0.95764 | 0.95269 |  |  |  |  | 239 | -0.0046119
32884 | BRYN_DNSBY13 | 1 | North | YES | -0.083306 | 46 | 2 | 46 | 0 | 1.015 | GST | -1 | 0.24823 | 46 | 46 |  |  | -3.8321 | 46 | -0.24823 | -11.4185 | 0.95949 | 0.95423 |  |  |  |  | 240 | -0.0046119
32892 | BRYN_DNSBY14 | 1 | North | YES | -0.083306 | 84 | 25 | 105 | 0 | 1.035 | GST | -1 | 0.24823 | 105 | 105 |  |  | -8.7471 | 105 | -0.24823 | -26.0641 | 0.96372 | 0.95774 |  |  |  |  | 241 | -0.0046119
39960 | TNTNPONE_18 | 1 | North | YES | -0.083024 | 152.3 | 30 | 152.3 |  | 1.04 | LIGCO | -1 | 0.24795 | 0 | 152.3 |  |  | 0 | 0 | -0.24795 | 0 | 0.96372 | 0.95774 |  |  |  |  | 242 | -0.0049434
39970 | TNTNPONE_28 | 1 | North | YES | -0.083024 | 153 | 30 | 153 |  | 1.04 | LIGCO | -1 | 0.24795 | 0 | 153 |  |  | 0 | 0 | -0.24795 | 0 | 0.96372 | 0.95774 |  |  |  |  | 243 | -0.0052611
32886 | BRYN_ATKINS3 | MB | North | YES | -0.075911 | 0 | 5 | 12 |  | 1 | GST | -1 | 0.24083 | 0 | 0 |  |  | 0 | 0 | -0.24083 | 0 | 0.96372 | 0.95774 |  |  |  |  | 244 | -0.0059863
32887 | BRYN_ATKINS6 | MB | North | YES | -0.075911 | 0 | 12 | 51 |  | 1.028 | GST | -1 | 0.24083 | 0 | 0 |  |  | 0 | 0 | -0.24083 | 0 | 0.96372 | 0.95774 |  |  |  |  | 245 | -0.0059863
32888 | BRYN_ATKINS7 | 1 | North | YES | -0.075911 | 13.6 | 4 | 17 |  | 1.028 | GGT | -1 | 0.24083 | 17 | 17 |  |  | -1.2905 | 17 | -0.24083 | -4.0942 | 0.96441 | 0.95829 |  |  |  |  | 246 | -0.0059863
32890 | BRYN_ATKINS4 | MB | North | YES | -0.075911 | 0 | 5 | 22 |  | 1.031 | GST | -1 | 0.24083 | 0 | 0 |  |  | 0 | 0 | -0.24083 | 0 | 0.96441 | 0.95829 |  |  |  |  | 247 | -0.0059863
32891 | BRYN_ATKINS5 | MB | North | YES | -0.075911 | 0 | 5 | 25 |  | 1.031 | GST | -1 | 0.24083 | 0 | 0 |  |  | 0 | 0 | -0.24083 | 0 | 0.96441 | 0.95829 |  |  |  |  | 248 | -0.0059863
60202 | FRNDDRCS | F | West | YES | -0.073191 | 0 | 0 | 0 | 0 | 0.9985 | AVR | -1 | 0.23811 | 0 | 0 |  |  |  |  | -0.23811 | 0 | 0.96441 | 0.95829 |  |  |  |  | 249 | -0.0061207
32798 | BRYN_TAMUGEN | 1 | North | YES | -0.072488 | 32 | 0 | 32 |  | 1.02 | GST | -1 | 0.23741 | 32 | 32 |  |  | -2.3196 | 32 | -0.23741 | -7.5972 | 0.9657 | 0.95931 |  |  |  |  | 250 | -0.0061207
13432 | SANDOW_5G | 5 | South | YES | -0.35935 | 581 | 225 | 581 | 0 | 1.029 | LIGCO | 1 | -0.22745 | 0 | 581 | -208.78 | 581 |  |  | -0.22745 | -132.1494 | 0.9657 | 0.97709 |  |  |  |  | 251 | -0.0061207
990 | GIBN_CREK_G1 | 1 | North | YES | -0.049004 | 463 | 200 | 463 | 0 | 1.0275 | LIGCO | -1 | 0.21393 | 0 | 463 |  |  | 0 | 0 | -0.21393 | 0 | 0.9657 | 0.97709 |  |  |  |  | 252 | -0.0061207
48671 | FTR_GT1_5105 | 1 | North | YES | -0.035187 | 154.2 | 0 | 154.2 | 0 | 1.0319 | CC | -1 | 0.20011 | 154.2 | 154.2 |  |  | -5.4258 | 154.2 | -0.20011 | -30.857 | 0.97191 | 0.98124 |  |  |  |  | 253 | -0.0063883
48672 | FTR_GT2_5110 | 2 | North | YES | -0.035187 | 159 | 0 | 159 | 0 | 1.0319 | CC | -1 | 0.20011 | 159 | 159 |  |  | -5.5947 | 159 | -0.20011 | -31.8175 | 0.97832 | 0.98552 |  |  |  |  | 254 | 0.011389
48673 | FTR_GT3_5085 | 3 | North | YES | -0.035187 | 158 | 0 | 158 | 0 | 1.0319 | CC | -1 | 0.20011 | 158 | 158 |  |  | -5.5595 | 158 | -0.20011 | -31.6174 | 0.98469 | 0.98977 |  |  |  |  | 255 | 0.011389
48674 | FTR_CN4_5095 | 4 | North | YES | -0.035187 | 380 | 0 | 380 | 0 | 1.0319 | CC | -1 | 0.20011 | 380 | 380 |  |  | -13.3711 | 380 | -0.20011 | -76.0419 | 1 | 1 |  |  |  |  | 256 | 0.0093257
3432 | SANDOW_4G | 4 | South | YES | -0.22523 | 580 | 225 | 580 | 0 | 1.029 | LIGCO | 1 | -0.093336 | 0 | 580 | -130.6334 | 580 |  |  | -0.093336 | -54.1347 | 1 | 1.0073 |  |  |  |  | 257 | 0.0071983
5934 | SI_RAY5 | 5 | South | YES | 0 | 0 | 10 | 15 |  | 1.035 | GST | 1 | 0.13189 | 15 | 15 | 0 | 15 |  |  | 0.13189 | 1.9784 | [6 empty] | 258 | 0.0050843
8139 | JOS #1 | MB | South | YES | 0 | 0 | 45 | 255 |  | 1.02 | GST | 1 | 0.13189 | 0 | 0 | 0 | 0 |  |  | 0.13189 | 0 | [6 empty] | 259 | 0
8285 | LAR #1 | MB | South | YES | 0 | 0 | 9 | 32 |  | 1.0497 | GST | 1 | 0.13189 | 0 | 0 | 0 | 0 |  |  | 0.13189 | 0 | [6 empty] | 260 | 0.0072824
8287 | LAR #2 | MB | South | YES | 0 | 0 | 9 | 32 |  | 1.04 | GST | 1 | 0.13189 | 0 | 0 | 0 | 0 |  |  | 0.13189 | 0 | [6 empty] | 261 | 0
8288 | LAR #3 | MB | South | YES | 0 | 0 | 25 | 105 |  | 1.04 | GST | 1 | 0.13189 | 0 | 0 | 0 | 0 |  |  | 0.13189 | 0 | [6 empty] | 262 | 0
8388 | BATES0A | MB | South | YES | 0 | 0 | 21 | 71 |  | 1.033 | GST | 1 | 0.13189 | 0 | 0 | 0 | 0 |  |  | 0.13189 | 0 | [6 empty] | 263 | 0
8393 | BATES0B | MB | South | YES | 0 | 0 | 25 | 110 |  | 1.03 | GST | 1 | 0.13189 | 0 | 0 | 0 | 0 |  |  | 0.13189 | 0 | [6 empty] | 264 | 0
8437 | NUECES_B0C | MB | South | YES | 0 | 0 | 7 | 30 |  | 1.03 | GST | 1 | 0.13189 | 0 | 0 | 0 | 0 |  |  | 0.13189 | 0 | [6 empty] | 265 | 0
8438 | NUECES_B0B | MB | South | YES | 0 | 0 | 26 | 169 |  | 1.03 | GST | 1 | 0.13189 | 0 | 0 | 0 | 0 |  |  | 0.13189 | 0 | [6 empty] | 266 | 0
39190 | TNSLCGN1__8 | 1 | Houston | YES | 0 | 0 | 10 | 30 |  | 1.03 | Cogen | 1 | 0.13189 | 0 | 0 |  |  |  |  | 0.13189 | 0 | [6 empty] | 267 | 0
48591 | CHE_GT2_5030 | 2 | Houston | YES | 0.027671 | 173 | 50 | 173 | 0 | 1.029 | Cogen | 1 | 0.15957 | 0 | 0 |  |  |  |  | 0.15957 | 0 | [6 empty] | 268 | 0
48811 | CVC_GT3_5045 | 3 | Houston | YES | 0.027671 | 156 | 91.8 | 156 | 0 | 1.029 | Cogen | 1 | 0.15957 | 0 | 0 |  |  |  |  | 0.15957 | 0 | [6 empty] | 269 | 0
48812 | CVC_GT2_5020 | 2 | Houston | YES | 0.027671 | 158 | 91.8 | 158 | 0 | 1.029 | Cogen | 1 | 0.15957 | 0 | 0 |  |  |  |  | 0.15957 | 0 | [6 empty] | 270 | 0
48813 | CVC_GT1_5035 | 1 | Houston | YES | 0.027671 | 160 | 91.8 | 160 | 0 | 1.029 | Cogen | 1 | 0.15957 | 0 | 0 |  |  |  |  | 0.15957 | 0 | [6 empty] | 271 | 0
48814 | CVC_ST5_5040 | 1 | Houston | YES | 0.027671 | 162 | 91.8 | 162 | 0 | 1.029 | Cogen | 1 | 0.15957 | 0 | 0 |  |  |  |  | 0.15957 | 0 | [6 empty] | 272 | 0
48885 | THW_5152 | B | Houston | YES | 0.034636 | 47.2 | 5 | 59 |  | 1.0319 | GGT | 1 | 0.16653 | 59 | 59 |  |  |  |  | 0.16653 | 9.8253 | [6 empty] | 273 | 0
48885 | THW_5152 | A | Houston | YES | 0.034636 | 46.4 | 5 | 58 |  | 1.0319 | GGT | 1 | 0.16653 | 58 | 58 |  |  |  |  | 0.16653 | 9.6588 | [6 empty] | 274 | 0
48886 | THW_5354 | D | Houston | YES | 0.034636 | 46.4 | 5 | 58 |  | 1.0319 | GGT | 1 | 0.16653 | 58 | 58 |  |  |  |  | 0.16653 | 9.6588 | [6 empty] | 275 | 0
48886 | THW_5354 | C | Houston | YES | 0.034636 | 45.6 | 5 | 57 |  | 1.0319 | GGT | 1 | 0.16653 | 57 | 57 |  |  |  |  | 0.16653 | 9.4922 | [6 empty] | 276 | 0
48887 | THW_5556 | E | Houston | YES | 0.034636 | 47.2 | 5 | 59 |  | 1.0319 | GGT | 1 | 0.16653 | 59 | 59 |  |  |  |  | 0.16653 | 9.8253 | [6 empty] | 277 | 0
48887 | THW_5556 | F | Houston | YES | 0.034636 | 45.6 | 5 | 57 |  | 1.0319 | GGT | 1 | 0.16653 | 57 | 57 |  |  |  |  | 0.16653 | 9.4922 | [6 empty] | 278 | 0
48690 | GBY_GN5_5 | 5 | Houston | YES | 0.035121 | 318.4 | 81 | 398 |  | 1.0362 | GSC | 1 | 0.16702 | 398 | 398 |  |  |  |  | 0.16702 | 66.4721 | [6 empty] | 279 | 0
48595 | BTE_GT2_8075 | 1 | Houston | YES | 0.035488 | 162.8 | 130 | 162.8 | 0 | 1.0261 | CC | 1 | 0.16738 | 162.8 | 162.8 |  |  |  |  | 0.16738 | 27.2498 | [6 empty] | 280 | 0
48596 | BTE_GT3_8045 | 2 | Houston | YES | 0.035488 | 161.4 | 130 | 161.4 | 0 | 1.0261 | CC | 1 | 0.16738 | 161.4 | 161.4 |  |  |  |  | 0.16738 | 27.0155 | [6 empty] | 281 | 0
48597 | BTE_GT4_8055 | 3 | Houston | YES | 0.035488 | 158.9 | 130 | 158.9 | 0 | 1.0261 | CC | 1 | 0.16738 | 158.9 | 158.9 |  |  |  |  | 0.16738 | 26.5971 | [6 empty] | 282 | 0
48598 | BTE_ST1_8070 | 4 | Houston | YES | 0.035488 | 269.2 | 60 | 269.2 | 0 | 1.0261 | CC | 1 | 0.16738 | 269.2 | 269.2 |  |  |  |  | 0.16738 | 45.0593 | [6 empty] | 283 | 0
48583 | CBY_GT4_1 | 1 | Houston | YES | 0.03663 | 172 | 0 | 172 | 0 | 1.027 | GSC | 1 | 0.16852 | 172 | 172 |  |  |  |  | 0.16852 | 28.9862 | [6 empty] | 284 | 0
48584 | CBY_GT4_2 | 2 | Houston | YES | 0.03663 | 172 | 0 | 172 | 0 | 1.027 | CC | 1 | 0.16852 | 172 | 172 |  |  |  |  | 0.16852 | 28.9862 | [6 empty] | 285 | 0
48585 | CBY_ST4_1 | 3 | Houston | YES | 0.03663 | 172 | 0 | 172 | 0 | 1.027 | CC | 1 | 0.16852 | 172 | 172 |  |  |  |  | 0.16852 | 28.9862 | [6 empty] | 286 | 0
48815 | CVC_GT4_8005 | 4 | Houston | YES | 0.036821 | 165 | 91.8 | 165 |  | 1.0362 | Cogen | 1 | 0.16872 | 0 | 0 |  |  |  |  | 0.16872 | 0 | [6 empty] | 287 | 0
48791 | PSA_GT1_8160 | 1 | Houston | YES | 0.037184 | 52 | 20.8 | 65 | 0 | 1.0362 | Cogen | 1 | 0.16908 | 0 | 0 |  |  |  |  | 0.16908 | 0 | [6 empty] | 288 | 0
48792 | PSA_GT2_8155 | 2 | Houston | YES | 0.037184 | 52.8 | 20.3 | 66 | 0 | 1.0362 | Cogen | 1 | 0.16908 | 0 | 0 |  |  |  |  | 0.16908 | 0 | [6 empty] | 289 | 0
48793 | PSA_GT3_8150 | 3 | Houston | YES | 0.037184 | 56 | 20.3 | 70 | 0 | 1.0362 | Cogen | 1 | 0.16908 | 0 | 0 |  |  |  |  | 0.16908 | 0 | [6 empty] | 290 | 0
48794 | PSA_GT4_8145 | 4 | Houston | YES | 0.037184 | 52.8 | 20.3 | 66 | 0 | 1.0362 | Cogen | 1 | 0.16908 | 0 | 0 |  |  |  |  | 0.16908 | 0 | [6 empty] | 291 | 0
48795 | PSA_GT5_8140 | 5 | Houston | YES | 0.037184 | 51.2 | 20.3 | 64 | 0 | 1.0362 | Cogen | 1 | 0.16908 | 0 | 0 |  |  |  |  | 0.16908 | 0 | [6 empty] | 292 | 0
48796 | PSA_GN1_8165 | 1 | Houston | YES | 0.037184 | 83.2 | 43.1 | 104 | 0 | 1.0362 | Cogen | 1 | 0.16908 | 0 | 0 |  |  |  |  | 0.16908 | 0 | [6 empty] | 293 | 0
48797 | PSA_GT6_8135 | 6 | Houston | YES | 0.037184 | 47.2 | 34.5 | 59 | 0 | 1.0362 | Cogen | 1 | 0.16908 | 0 | 0 |  |  |  |  | 0.16908 | 0 | [6 empty] | 294 | 0
48581 | CBY_GN1_1 | 1 | Houston | YES | 0.037209 | 595.2 | 108 | 744 | 0 | 1.0435 | GSC | 1 | 0.1691 | 744 | 744 |  |  |  |  | 0.1691 | 125.8129 | [6 empty] | 295 | 0
48940 | WARVUE_GT1 | G1 | Houston | YES | 0.037231 | 15 | 0 | 15 |  | 1.021 | Cogen | 1 | 0.16913 | 0 | 0 |  |  |  |  | 0.16913 | 0 | [6 empty] | 296 | 0
48651 | EP_1_2 | 1 | Houston | YES | 0.037252 | 4 | 0 | 5 | 0 | 1.0362 | Cogen | 1 | 0.16915 | 0 | 0 |  |  |  |  | 0.16915 | 0 | [6 empty] | 297 | 0
48651 | EP_1_2 | 2 | Houston | YES | 0.037252 | 17.7 | 10 | 21 | 0 | 1.0362 | Cogen | 1 | 0.16915 | 0 | 0 |  |  |  |  | 0.16915 | 0 | [6 empty] | 298 | 0
49803 | EXN_15GT | 1 | Houston | YES | 0.037907 | 33 | 8.3 | 34 |  | 1.0326 | Cogen | 1 | 0.1698 | 0 | 0 |  |  |  |  | 0.1698 | 0 | [6 empty] | 299 | 0
49804 | EXN_16GT | 2 | Houston | YES | 0.037907 | 32 | 8.3 | 34.7 |  | 1.0326 | Cogen | 1 | 0.1698 | 0 | 0 |  |  |  |  | 0.1698 | 0 | [6 empty] | 300 | 0
49805 | EXN_17GT | 3 | Houston | YES | 0.037907 | 31 | 8.3 | 32.7 |  | 1.0326 | Cogen | 1 | 0.1698 | 0 | 0 |  |  |  |  | 0.1698 | 0 | [6 empty] | 301 | 0
49826 | EXN938GT | 5 | Houston | YES | 0.037907 | 43 | 9.2 | 45.9 |  | 1.0326 | Cogen | 1 | 0.1698 | 0 | 0 |  |  |  |  | 0.1698 | 0 | [6 empty] | 302 | 0
49828 | EXN941GT | 10 | Houston | YES | 0.037907 | 17.7 | 5.4 | 17.7 | 0 | 1.0326 | Cogen | 1 | 0.1698 | 0 | 0 |  |  |  |  | 0.1698 | 0 | [6 empty] | 303 | 0
49829 | EXN942GT | 11 | Houston | YES | 0.037907 | 20 | 5.4 | 20.4 | 0 | 1.0326 | Cogen | 1 | 0.1698 | 0 | 0 |  |  |  |  | 0.1698 | 0 | [6 empty] | 304 | 0
49830 | EXN943GT | 12 | Houston | YES | 0.037907 | 19 | 5.4 | 19.9 | 0 | 1.0326 | Cogen | 1 | 0.1698 | 0 | 0 |  |  |  |  | 0.1698 | 0 | [6 empty] | 305 | 0
49831 | EXN944GT | 13 | Houston | YES | 0.037907 | 33 | 5.4 | 35 | 0 | 1.0326 | Cogen | 1 | 0.1698 | 0 | 0 |  |  |  |  | 0.1698 | 0 | [6 empty] | 306 | 0
49832 | EXN945GT | 9 | Houston | YES | 0.037907 | 18.5 | 9.2 | 18.5 |  | 1.0326 | Cogen | 1 | 0.1698 | 0 | 0 |  |  |  |  | 0.1698 | 0 | [6 empty] | 307 | 0
49837 | EXN_GT | 4 | Houston | YES | 0.037907 | 81 | 21.3 | 85.4 |  | 1.0326 | Cogen | 1 | 0.1698 | 0 | 0 |  |  |  |  | 0.1698 | 0 | [6 empty] | 308 | 0
49838 | EXN_14GT | 14 | Houston | YES | 0.037907 | 140 | 0 | 148 |  | 1.0326 | Cogen | 1 | 0.1698 | 0 | 0 |  |  |  |  | 0.1698 | 0 | [6 empty] | 309 | 0
48883 | THW_GT1_GT_1 | B2 | Houston | YES | 0.038085 | 0 | 0 | 12 |  | 1.043 | GGT | 1 | 0.16998 | 12 | 12 |  |  |  |  | 0.16998 | 2.0398 | [6 empty] | 310 | 0
48582 | CBY_GN2_2 | 2 | Houston | YES | 0.038585 | 596.8 | 110 | 746 | 0 | 1.0435 | GSC | 1 | 0.17048 | 746 | 746 |  |  |  |  | 0.17048 | 127.1776 | [6 empty] | 311 | 0
48873 | THW_ST3_ST_3 | 3 | Houston | YES | 0.039602 | 107 | 19 | 107 | 0 | 1.0435 | CC | 1 | 0.1715 | 107 | 107 |  |  |  |  | 0.1715 | 18.3501 | [6 empty] | 312 | 0
48874 | THW_ST4_ST_4 | 4 | Houston | YES | 0.039602 | 108 | 19 | 108 | 0 | 1.0435 | CC | 1 | 0.1715 | 108 | 108 |  |  |  |  | 0.1715 | 18.5216 | [6 empty] | 313 | 0
48875 | THW_3132 | A | Houston | YES | 0.039602 | 55 | 5 | 55 | 0 | 1.0435 | CC | 1 | 0.1715 | 55 | 55 |  |  |  |  | 0.1715 | 9.4323 | [6 empty] | 314 | 0
48875 | THW_3132 | B | Houston | YES | 0.039602 | 53 | 5 | 53 | 0 | 1.0435 | CC | 1 | 0.1715 | 53 | 53 |  |  |  |  | 0.1715 | 9.0893 | [6 empty] | 315 | 0
48877 | THW_3334 | C | Houston | YES | 0.039602 | 55 | 5 | 55 | 0 | 1.0435 | CC | 1 | 0.1715 | 55 | 55 |  |  |  |  | 0.1715 | 9.4323 | [6 empty] | 316 | 0
48877 | THW_3334 | D | Houston | YES | 0.039602 | 57 | 5 | 57 | 0 | 1.0435 | CC | 1 | 0.1715 | 57 | 57 |  |  |  |  | 0.1715 | 9.7753 | [6 empty] | 317 | 0
48879 | THW_4142 | E | Houston | YES | 0.039602 | 56 | 5 | 56 | 0 | 1.0435 | CC | 1 | 0.1715 | 56 | 56 |  |  |  |  | 0.1715 | 9.6038 | [6 empty] | 318 | 0
48879 | THW_4142 | F | Houston | YES | 0.039602 | 55 | 5 | 55 | 0 | 1.0435 | CC | 1 | 0.1715 | 55 | 55 |  |  |  |  | 0.1715 | 9.4323 | [6 empty] | 319 | 0
48881 | THW_4344 | G | Houston | YES | 0.039602 | 58 | 5 | 58 | 0 | 1.0435 | CC | 1 | 0.1715 | 58 | 58 |  |  |  |  | 0.1715 | 9.9468 | [6 empty] | 320 | 0
48881 | THW_4344 | H | Houston | YES | 0.039602 | 58 | 5 | 58 | 0 | 1.0435 | CC | 1 | 0.1715 | 58 | 58 |  |  |  |  | 0.1715 | 9.9468 | [6 empty] | 321 | 0
48593 | CHE_GT1_8015 | 1 | Houston | YES | 0.040842 | 173 | 50 | 173 | 0 | 1.0362 | Cogen | 1 | 0.17274 | 0 | 0 |  |  |  |  | 0.17274 | 0 | [6 empty] | 322 | 0
48594 | CHE_GN4_8025 | 4 | Houston | YES | 0.040842 | 142 | 60 | 142 | 0 | 1.0362 | Cogen | 1 | 0.17274 | 0 | 0 |  |  |  |  | 0.17274 | 0 | [6 empty] | 323 | 0
48511 | LPE_GT1_8070 | 1 | Houston | YES | 0.040968 | 42 | 0 | 42 | 0 | 1.0362 | GGT | 1 | 0.17286 | 42 | 42 |  |  |  |  | 0.17286 | 7.2602 | [6 empty] | 324 | 0
48512 | LPE_GT2_8075 | 2 | Houston | YES | 0.040968 | 42 | 0 | 42 | 0 | 1.0362 | GGT | 1 | 0.17286 | 42 | 42 |  |  |  |  | 0.17286 | 7.2602 | [6 empty] | 325 | 0
48513 | LPE_GT3_8080 | 3 | Houston | YES | 0.040968 | 39 | 0 | 39 | 0 | 1.0362 | GGT | 1 | 0.17286 | 39 | 39 |  |  |  |  | 0.17286 | 6.7416 | [6 empty] | 326 | 0
48514 | LPE_GT4_8085 | 4 | Houston | YES | 0.040968 | 39 | 0 | 39 | 0 | 1.0362 | GGT | 1 | 0.17286 | 39 | 39 |  |  |  |  | 0.17286 | 6.7416 | [6 empty] | 327 | 0
48500 | APD_GT1_8005 | 1 | Houston | YES | 0.041164 | 137.6 | 54.6 | 137.6 | 0 | 1.0362 | Cogen | 1 | 0.17306 | 0 | 0 |  |  |  |  | 0.17306 | 0 | [6 empty] | 328 | 0
48820 | SHELLG1_3015 | 1 | Houston | YES | 0.042005 | 71 | 34.5 | 71 |  | 1.029 | Cogen | 1 | 0.1739 | 0 | 0 |  |  |  |  | 0.1739 | 0 | [6 empty] | 329 | 0
48821 | SHELLG2 | 2 | Houston | YES | 0.042005 | 72 | 34.5 | 72 |  | 1.029 | Cogen | 1 | 0.1739 | 0 | 0 |  |  |  |  | 0.1739 | 0 | [6 empty] | 330 | 0
48822 | SHELLG3_3020 | 2 | Houston | YES | 0.042005 | 30 | 0 | 30 |  | 1.029 | Cogen | 1 | 0.1739 | 0 | 0 |  |  |  |  | 0.1739 | 0 | [6 empty] | 331 | 0
48822 | SHELLG3_3020 | 1 | Houston | YES | 0.042005 | 39 | 0 | 39 |  | 1.029 | Cogen | 1 | 0.1739 | 0 | 0 |  |  |  |  | 0.1739 | 0 | [6 empty] | 332 | 0
48740 | PSG_GN2_8050 | 1 | Houston | YES | 0.042615 | 182 | 60 | 182 | 0 | 1.0326 | Cogen | 1 | 0.17451 | 0 | 0 |  |  |  |  | 0.17451 | 0 | [6 empty] | 333 | 0
48741 | PSG_GT2_8040 | 1 | Houston | YES | 0.042615 | 158.6 | 50 | 158.6 | 0 | 1.0326 | Cogen | 1 | 0.17451 | 0 | 0 |  |  |  |  | 0.17451 | 0 | [6 empty] | 334 | 0
48742 | PSG_GT3_8060 | 1 | Houston | YES | 0.042615 | 157 | 50 | 157 | 0 | 1.0326 | Cogen | 1 | 0.17451 | 0 | 0 |  |  |  |  | 0.17451 | 0 | [6 empty] | 335 | 0
48854 | SRB_GN4_4 | 4 | Houston | YES | 0.042616 | 182.4 | 35 | 228 | 0 | 1.0326 | GST | 1 | 0.17451 | 228 | 228 |  |  |  |  | 0.17451 | 39.7884 | [6 empty] | 336 | 0
48611 | DIB_GT1_8080 | 1 | Houston | YES | 0.042627 | 64 | 0 | 64 | 0 | 1.0326 | Cogen | 1 | 0.17452 | 0 | 0 |  |  |  |  | 0.17452 | 0 | [6 empty] | 337 | 0
48612 | DIB_GT2_8075 | 2 | Houston | YES | 0.042627 | 63.2 | 0 | 63.2 | 0 | 1.0326 | Cogen | 1 | 0.17452 | 0 | 0 |  |  |  |  | 0.17452 | 0 | [6 empty] | 338 | 0
48613 | DIB_ST1_8085 | 3 | Houston | YES | 0.042627 | 67.9 | 30 | 82.6 | 0 | 1.0326 | Cogen | 1 | 0.17452 | 0 | 0 |  |  |  |  | 0.17452 | 0 | [6 empty] | 339 | 0
48614 | DIB_GT3_8090 | 4 | Houston | YES | 0.042627 | 73.6 | 15 | 73.6 | 0 | 1.0326 | Cogen | 1 | 0.17452 | 0 | 0 |  |  |  |  | 0.17452 | 0 | [6 empty] | 340 | 0
48845 | SOL_GT1 | 1 | Houston | YES | 0.042633 | 16.2 | 15.4 | 16.2 |  | 1.0326 | Solar | 1 | 0.17453 | 16.2 | 16.2 |  |  |  |  | 0.17453 | 2.8273 | [6 empty] | 341 | 0
48853 | SRB_GN3_3 | 3 | Houston | YES | 0.042641 | 170.4 | 35 | 213 |  | 1.0326 | GST | 1 | 0.17454 | 213 | 213 |  |  |  |  | 0.17454 | 37.176 | [6 empty] | 342 | 0
48551 | CAL_GT1_8045 | 1 | Houston | YES | 0.042746 | 149 | 0 | 149 | 0 | 1.0326 | Cogen | 1 | 0.17464 | 0 | 0 |  |  |  |  | 0.17464 | 0 | [6 empty] | 343 | 0
48552 | CAL_ST1_8000 | 2 | Houston | YES | 0.042746 | 65.1 | 0 | 65.1 | 0 | 1.0326 | Cogen | 1 | 0.17464 | 0 | 0 |  |  |  |  | 0.17464 | 0 | [6 empty] | 344 | 0
48851 | SRB_GN1_1 | 1 | Houston | YES | 0.042756 | 132 | 26 | 165 | 0 | 1.0217 | GST | 1 | 0.17465 | 165 | 165 |  |  |  |  | 0.17465 | 28.8173 | [6 empty] | 345 | 0
48852 | SRB_GN2_2 | 2 | Houston | YES | 0.042789 | 140.8 | 26 | 176 | 0 | 1.0217 | GST | 1 | 0.17468 | 176 | 176 |  |  |  |  | 0.17468 | 30.7443 | [6 empty] | 346 | 0
48855 | SRB_GT211035 | B1 | Houston | YES | 0.042813 | 0 | 0 | 18 |  | 1.014 | GGT | 1 | 0.17471 | 18 | 18 |  |  |  |  | 0.17471 | 3.1447 | [6 empty] | 347 | 0
48855 | SRB_GT211035 | B2 | Houston | YES | 0.042813 | 0 | 0 | 12 |  | 1.014 | GGT | 1 | 0.17471 | 12 | 12 |  |  |  |  | 0.17471 | 2.0965 | [6 empty] | 348 | 0
48761 | PR_GT1__9040 | 1 | Houston | YES | 0.043248 | 26 | 0 | 35 |  | 1 | Cogen | 1 | 0.17514 | 0 | 0 |  |  |  |  | 0.17514 | 0 | [6 empty] | 349 | 0
48641 | DPEC_GT15040 | 1 | Houston | YES | 0.043688 | 163.2 | 98 | 163.2 | 0 | 1.0319 | CC | 1 | 0.17558 | 163.2 | 163.2 |  |  |  |  | 0.17558 | 28.655 | [6 empty] | 350 | 0
48642 | DPEC_GT25025 | 2 | Houston | YES | 0.043688 | 157.1 | 98 | 157.1 | 0 | 1.0319 | CC | 1 | 0.17558 | 157.1 | 157.1 |  |  |  |  | 0.17558 | 27.584 | [6 empty] | 351 | 0
48643 | DPEC_GT35010 | 3 | Houston | YES | 0.043688 | 157.5 | 98 | 157.5 | 0 | 1.0319 | CC | 1 | 0.17558 | 157.5 | 157.5 |  |  |  |  | 0.17558 | 27.6542 | [6 empty] | 352 | 0
48644 | DPEC_GT45070 | 4 | Houston | YES | 0.043688 | 157 | 98 | 157 | 0 | 1.0319 | CC | 1 | 0.17558 | 157 | 157 |  |  |  |  | 0.17558 | 27.5664 | [6 empty] | 353 | 0
48645 | DPEC_ST55065 | 5 | Houston | YES | 0.043688 | 282 | 0 | 282 | 0 | 1.0319 | CC | 1 | 0.17558 | 282 | 282 |  |  |  |  | 0.17558 | 49.5142 | [6 empty] | 354 | 0
48841 | SJS_GT1_GT1 | 1 | Houston | YES | 0.044135 | 62.4 | 49 | 78 | 0 | 1.0362 | Cogen | 1 | 0.17603 | 0 | 0 |  |  |  |  | 0.17603 | 0 | [6 empty] | 355 | 0
48842 | SJS_GT2_GT2 | 2 | Houston | YES | 0.044135 | 64.8 | 49 | 81 | 0 | 1.0362 | Cogen | 1 | 0.17603 | 0 | 0 |  |  |  |  | 0.17603 | 0 | [6 empty] | 356 | 0
48691 | GBY_73741085 | B | Houston | YES | 0.044711 | 37.6 | 20 | 47 | 0 | 1.0362 | GGT | 1 | 0.17661 | 47 | 47 |  |  |  |  | 0.17661 | 8.3005 | [6 empty] | 357 | 0
48691 | GBY_73741085 | A | Houston | YES | 0.044711 | 37.6 | 20 | 47 | 0 | 1.0362 | GGT | 1 | 0.17661 | 47 | 47 |  |  |  |  | 0.17661 | 8.3005 | [6 empty] | 358 | 0
48692 | GBY_81821075 | D | Houston | YES | 0.044711 | 44 | 20 | 55 | 0 | 1.0362 | GGT | 1 | 0.17661 | 55 | 55 |  |  |  |  | 0.17661 | 9.7133 | [6 empty] | 359 | 0
48692 | GBY_81821075 | C | Houston | YES | 0.044711 | 37.6 | 20 | 47 | 0 | 1.0362 | GGT | 1 | 0.17661 | 47 | 47 |  |  |  |  | 0.17661 | 8.3005 | [6 empty] | 360 | 0
48693 | GBY_83841065 | F | Houston | YES | 0.044711 | 43.2 | 20 | 54 | 0 | 1.0362 | GGT | 1 | 0.17661 | 54 | 54 |  |  |  |  | 0.17661 | 9.5367 | [6 empty] | 361 | 0
48693 | GBY_83841065 | E | Houston | YES | 0.044711 | 45.6 | 20 | 57 | 0 | 1.0362 | GGT | 1 | 0.17661 | 57 | 57 |  |  |  |  | 0.17661 | 10.0665 | [6 empty] | 362 | 0
48531 | BYU_GT1_8075 | 1 | Houston | YES | 0.045887 | 65 | 0 | 65 |  | 1.0362 | Cogen | 1 | 0.17778 | 0 | 0 |  |  |  |  | 0.17778 | 0 | [6 empty] | 363 | 0
48532 | BYU_GT2_8055 | 2 | Houston | YES | 0.045887 | 62 | 0 | 62 |  | 1.0362 | Cogen | 1 | 0.17778 | 0 | 0 |  |  |  |  | 0.17778 | 0 | [6 empty] | 364 | 0
48533 | BYU_GT3_8060 | 3 | Houston | YES | 0.045887 | 67 | 0 | 67 |  | 1.0362 | Cogen | 1 | 0.17778 | 0 | 0 |  |  |  |  | 0.17778 | 0 | [6 empty] | 365 | 0
48534 | BYU_GT4_8065 | 4 | Houston | YES | 0.045887 | 65 | 0 | 65 |  | 1.0362 | Cogen | 1 | 0.17778 | 0 | 0 |  |  |  |  | 0.17778 | 0 | [6 empty] | 366 | 0
48561 | CTL_GT2_8130 | 1 | Houston | YES | 0.046817 | 73.5 | 30.3 | 91.9 |  | 1.0362 | Cogen | 1 | 0.17871 | 0 | 0 |  |  |  |  | 0.17871 | 0 | [6 empty] | 367 | 0
48562 | CTL_GT3_8135 | 2 | Houston | YES | 0.046817 | 70.1 | 30.3 | 87.6 |  | 1.0362 | Cogen | 1 | 0.17871 | 0 | 0 |  |  |  |  | 0.17871 | 0 | [6 empty] | 368 | 0
48563 | CTL_GT4_8140 | 3 | Houston | YES | 0.046817 | 69.6 | 30.3 | 87 |  | 1.0362 | Cogen | 1 | 0.17871 | 0 | 0 |  |  |  |  | 0.17871 | 0 | [6 empty] | 369 | 0
48564 | CTL_GN1_8145 | 4 | Houston | YES | 0.046817 | 43.6 | 12.9 | 54.5 |  | 1.0362 | Cogen | 1 | 0.17871 | 0 | 0 |  |  |  |  | 0.17871 | 0 | [6 empty] | 370 | 0
48565 | CTL_GN2_8155 | 5 | Houston | YES | 0.046817 | 9.8 | 3.4 | 12.2 |  | 1.0362 | Cogen | 1 | 0.17871 | 0 | 0 |  |  |  |  | 0.17871 | 0 | [6 empty] | 371 | 0
48772 | PHR_GN2_2 | MB | Houston | YES | 0.049255 | 0 | 72 | 459 |  | 1.0362 | GSC | 1 | 0.18115 | 0 | 0 |  |  |  |  | 0.18115 | 0 | [6 empty] | 372 | 0
38580 | TNBP_CGN1_8 | 1 | Houston | YES | 0.052743 | 70.8 | 0 | 70.8 | 0 | 1.005 | Cogen | 1 | 0.18464 | 0 | 0 |  |  |  |  | 0.18464 | 0 | [6 empty] | 373 | 0
38590 | TNBP_CGN2_8 | 2 | Houston | YES | 0.052743 | 66.7 | 0 | 66.7 | 0 | 1.005 | Cogen | 1 | 0.18464 | 0 | 0 |  |  |  |  | 0.18464 | 0 | [6 empty] | 374 | 0
38600 | TNBP_CGN3_8 | 5 | Houston | YES | 0.052743 | 53 | 0 | 53 | 0 | 1.005 | Cogen | 1 | 0.18464 | 0 | 0 |  |  |  |  | 0.18464 | 0 | [6 empty] | 375 | 0
38611 | TNBPAMCG1_8 | 1 | Houston | YES | 0.052743 | 153.2 | 0 | 153.2 | 0 | 1.005 | Cogen | 1 | 0.18464 | 0 | 0 |  |  |  |  | 0.18464 | 0 | [6 empty] | 376 | 0
38612 | TNBPAMCG2_8 | 2 | Houston | YES | 0.052743 | 153.5 | 0 | 153.5 | 0 | 1.005 | Cogen | 1 | 0.18464 | 0 | 0 |  |  |  |  | 0.18464 | 0 | [6 empty] | 377 | 0
38613 | TNBPAMCG3_8 | 3 | Houston | YES | 0.052743 | 152.3 | 0 | 152.3 | 0 | 1.005 | Cogen | 1 | 0.18464 | 0 | 0 |  |  |  |  | 0.18464 | 0 | [6 empty] | 378 | 0
38614 | TNBPAMCG4_8 | 4 | Houston | YES | 0.052743 | 96 | 0 | 96 |  | 1.005 | Cogen | 1 | 0.18464 | 0 | 0 |  |  |  |  | 0.18464 | 0 | [6 empty] | 379 | 0
38615 | TNBPAMCG5_8 | 1 | Houston | YES | 0.052743 | 244 | 0 | 244 | 0 | 1.005 | Cogen | 1 | 0.18464 | 0 | 0 |  |  |  |  | 0.18464 | 0 | [6 empty] | 380 | 0
38690 | TNBP_CGN4_8 | 3 | Houston | YES | 0.052743 | 40 | 0 | 40 |  | 1.005 | Cogen | 1 | 0.18464 | 0 | 0 |  |  |  |  | 0.18464 | 0 | [6 empty] | 381 | 0
38711 | TNTXCTY1CG8 | 1 | Houston | YES | 0.052743 | 100.3 | 59 | 100.3 | 0 | 1 | Cogen | 1 | 0.18464 | 0 | 0 |  |  |  |  | 0.18464 | 0 | [6 empty] | 382 | 0
38712 | TNTXCTY2CG8 | 1 | Houston | YES | 0.052743 | 92.9 | 59 | 92.9 | 0 | 1 | Cogen | 1 | 0.18464 | 0 | 0 |  |  |  |  | 0.18464 | 0 | [6 empty] | 383 | 0
38713 | TNTXCTY3CG8 | 1 | Houston | YES | 0.052743 | 102.7 | 59 | 102.7 | 0 | 1 | Cogen | 1 | 0.18464 | 0 | 0 |  |  |  |  | 0.18464 | 0 | [6 empty] | 384 | 0
38714 | TNTXCTY4CG8 | 1 | Houston | YES | 0.052743 | 103 | 59 | 103 | 0 | 1 | Cogen | 1 | 0.18464 | 0 | 0 |  |  |  |  | 0.18464 | 0 | [6 empty] | 385 | 0
39470 | TNDOWCGNSG8 | 1 | Houston | YES | 0.052743 | 32 | 10 | 32 | 0 | 0.985 | Cogen | 1 | 0.18464 | 0 | 0 |  |  |  |  | 0.18464 | 0 | [6 empty] | 386 | 0
39480 | TNDOWCGNGG8 | 1 | Houston | YES | 0.052743 | 30 | 10 | 30 | 0 | 0.985 | Cogen | 1 | 0.18464 | 0 | 0 |  |  |  |  | 0.18464 | 0 | [6 empty] | 387 | 0
48921 | WAP_GN1_1 | 1 | Houston | YES | 0.060832 | 132.8 | 37 | 166 | 0 | 1.0362 | GST | 1 | 0.19273 | 166 | 166 |  |  |  |  | 0.19273 | 31.9926 | [6 empty] | 388 | 0
48922 | WAP_GN2_2 | 2 | Houston | YES | 0.060832 | 132.8 | 37 | 166 | 0 | 1.0362 | GST | 1 | 0.19273 | 166 | 166 |  |  |  |  | 0.19273 | 31.9926 | [6 empty] | 389 | 0
48923 | WAP_GN3_3 | 3 | Houston | YES | 0.060832 | 198.4 | 93 | 248 | 0 | 1.0362 | GST | 1 | 0.19273 | 248 | 248 |  |  |  |  | 0.19273 | 47.7961 | [6 empty] | 390 | 0
48924 | WAP_GN4_4 | 4 | Houston | YES | 0.060832 | 546 | 217 | 546 | 0 | 1.0362 | GSC | 1 | 0.19273 | 546 | 546 |  |  |  |  | 0.19273 | 105.2286
48925 | WAP_GN5_5 | 5 | Houston | YES | 0.060832 | 579.4 | 278 | 654 | 0 | 0.985 | LIGCO | 1 | 0.19273 | 0 | 654 |  |  |  |  | 0.19273 | 126.043
48929 | WAPGT21_GT1 | B1 | Houston | YES | 0.060832 | 0 | 0 | 13 |  | 1.05 | GGT | 1 | 0.19273 | 13 | 13 |  |  |  |  | 0.19273 | 2.5054
48510 | AK_GT1__8040 | 1 | Houston | YES | 0.061102 | 33.4 | 8.1 | 34 |  | 1.029 | Cogen | 1 | 0.193 | 0 | 0 |  |  |  |  | 0.193 | 0
48730 | MNS_GT | 1 | Houston | YES | 0.062989 | 43 | 0 | 46.1 |  | 1.029 | Cogen | 1 | 0.19488 | 0 | 0 |  |  |  |  | 0.19488 | 0
48521 | BVE_GT1_GT1 | 1 | Houston | YES | 0.063035 | 167.7 | 0 | 167.7 |  | 1.035 | CC | 1 | 0.19493 | 167.7 | 167.7 |  |  |  |  | 0.19493 | 32.6897
48522 | BVE_GT2_5035 | 2 | Houston | YES | 0.063035 | 166.4 | 0 | 166.4 |  | 1.035 | CC | 1 | 0.19493 | 166.4 | 166.4 |  |  |  |  | 0.19493 | 32.4362
48523 | BVE_ST1_GN1 | 3 | Houston | YES | 0.063035 | 252.4 | 0 | 252.4 |  | 1.035 | CC | 1 | 0.19493 | 252.4 | 252.4 |  |  |  |  | 0.19493 | 49.2002
48926 | WAP_GN6_6 | 6 | Houston | YES | 0.063142 | 651 | 280 | 651 |  | 1.035 | LIGCO | 1 | 0.19504 | 0 | 651 |  |  |  |  | 0.19504 | 126.9687
48927 | WAP_GN7_7 | 7 | Houston | YES | 0.063142 | 564 | 277 | 564 |  | 1.035 | LIGCO | 1 | 0.19504 | 0 | 564 |  |  |  |  | 0.19504 | 110.0005
48928 | WAP_GN8_8 | 8 | Houston | YES | 0.063142 | 603 | 275 | 603 |  | 1.035 | LIGCO | 1 | 0.19504 | 0 | 603 |  |  |  |  | 0.19504 | 117.6069
39760 | TNSCLP1___8 | 1 | Houston | YES | 0.075411 | 93.4 | 20 | 116.8 | 0 | 1.04 | Cogen | 1 | 0.20731 | 0 | 0 |  |  |  |  | 0.20731 | 0
39770 | TNSCLP2___8 | 1 | Houston | YES | 0.075411 | 91.6 | 20 | 114.5 | 0 | 1.04 | Cogen | 1 | 0.20731 | 0 | 0 |  |  |  |  | 0.20731 | 0
39775 | TNSCLP4___8 | 1 | Houston | YES | 0.075411 | 95.2 | 20 | 119 | 0 | 1.04 | Cogen | 1 | 0.20731 | 0 | 0 |  |  |  |  | 0.20731 | 0
39790 | TNSCLP3___8 | 1 | Houston | YES | 0.075411 | 87.6 | 20 | 109.5 | 0 | 1.027 | Cogen | 1 | 0.20731 | 0 | 0 |  |  |  |  | 0.20731 | 0
48520 | BSF_GT1_8070 | 1 | Houston | YES | 0.079069 | 72 | 0 | 72 | 0 | 1.0326 | Cogen | 1 | 0.21096 | 0 | 0 |  |  |  |  | 0.21096 | 0
48520 | BSF_GT1_8070 | 2 | Houston | YES | 0.079069 | 10 | 0 | 10 | 0 | 1.0326 | Cogen | 1 | 0.21096 | 0 | 0 |  |  |  |  | 0.21096 | 0
49851 | DOW17000 | 37 | Houston | YES | 0.083655 | 39 | 0 | 62 | 0 | 1 | Cogen | 1 | 0.21555 | 0 | 0 |  |  |  |  | 0.21555 | 0
49858 | DOW38100 | 31 | Houston | YES | 0.083655 | 45 | 0 | 71.4 |  | 1 | Cogen | 1 | 0.21555 | 0 | 0 |  |  |  |  | 0.21555 | 0
49859 | DOW38200 | 33 | Houston | YES | 0.083655 | 28 | 0 | 45 | 0 | 1 | Cogen | 1 | 0.21555 | 0 | 0 |  |  |  |  | 0.21555 | 0
49860 | DOW38300 | 32 | Houston | YES | 0.083655 | 63 | 0 | 101 |  | 1 | Cogen | 1 | 0.21555 | 0 | 0 |  |  |  |  | 0.21555 | 0
49862 | DOW39100 | 36 | Houston | YES | 0.083655 | 54 | 0 | 86 | 0 | 1 | Cogen | 1 | 0.21555 | 0 | 0 |  |  |  |  | 0.21555 | 0
49863 | DOW39200 | 35 | Houston | YES | 0.083655 | 55 | 0 | 88 | 0 | 1 | Cogen | 1 | 0.21555 | 0 | 0 |  |  |  |  | 0.21555 | 0
49865 | DOW41000 | 41 | Houston | YES | 0.083655 | 31 | 0 | 50 |  | 1 | Cogen | 1 | 0.21555 | 0 | 0 |  |  |  |  | 0.21555 | 0
49866 | DOW42000 | 42 | Houston | YES | 0.083655 | 11 | 0 | 18 |  | 1 | Cogen | 1 | 0.21555 | 0 | 0 |  |  |  |  | 0.21555 | 0
49869 | DOW49000 | 45 | Houston | YES | 0.083655 | 59 | 0 | 94 |  | 1 | Cogen | 1 | 0.21555 | 0 | 0 |  |  |  |  | 0.21555 | 0
49870 | DOW61000 | 61 | Houston | YES | 0.083655 | 44 | 0 | 70 | 0 | 1 | Cogen | 1 | 0.21555 | 0 | 0 |  |  |  |  | 0.21555 | 0
49871 | DOW62000 | 62 | Houston | YES | 0.083655 | 40 | 0 | 63 | 0 | 1 | Cogen | 1 | 0.21555 | 0 | 0 |  |  |  |  | 0.21555 | 0
49872 | DOW63000 | 63 | Houston | YES | 0.083655 | 45 | 0 | 72 | 0 | 1 | Cogen | 1 | 0.21555 | 0 | 0 |  |  |  |  | 0.21555 | 0
49873 | DOW64000 | 64 | Houston | YES | 0.083655 | 41 | 0 | 64.8 | 0 | 1 | Cogen | 1 | 0.21555 | 0 | 0 |  |  |  |  | 0.21555 | 0
49876 | DOW65000 | 65 | Houston | YES | 0.083655 | 63 | 0 | 101 | 0 | 1 | Cogen | 1 | 0.21555 | 0 | 0 |  |  |  |  | 0.21555 | 0
49877 | DOW66000 | 66 | Houston | YES | 0.083655 | 61 | 0 | 97 | 0 | 1 | Cogen | 1 | 0.21555 | 0 | 0 |  |  |  |  | 0.21555 | 0
49878 | DOW67000 | 67 | Houston | YES | 0.083655 | 65 | 0 | 103 | 0 | 1 | Cogen | 1 | 0.21555 | 0 | 0 |  |  |  |  | 0.21555 | 0
49882 | DOW81000 | 81 | Houston | YES | 0.083655 | 47 | 0 | 76 | 0 | 1 | Cogen | 1 | 0.21555 | 0 | 0 |  |  |  |  | 0.21555 | 0
49884 | DOW82000 | 82 | Houston | YES | 0.083655 | 51 | 0 | 80 | 0 | 1 | Cogen | 1 | 0.21555 | 0 | 0 |  |  |  |  | 0.21555 | 0
49885 | DOW83000 | 83 | Houston | YES | 0.083655 | 51 | 0 | 80 | 0 | 1 | Cogen | 1 | 0.21555 | 0 | 0 |  |  |  |  | 0.21555 | 0
49886 | DOW84000 | 84 | Houston | YES | 0.083655 | 107 | 0 | 171 | 0 | 0.98 | Cogen | 1 | 0.21555 | 0 | 0 |  |  |  |  | 0.21555 | 0
8032 | AMISTADHYD1 | 1 | South | YES | 0.091737 | 33 | 13 | 33 | 0 | 1.03 | Hydro | 1 | 0.22363 | 0 | 0 | 0 | 0 |  |  | 0.22363 | 0
8033 | AMISTADHYD2 | 2 | South | YES | 0.091737 | 25 | 13 | 25 | 0 | 1.03 | Hydro | 1 | 0.22363 | 0 | 0 | 0 | 0 |  |  | 0.22363 | 0
88253 | HAMILTON | F | South | YES | 0.091737 | 0 | 0 | 0 | 0 | 1.04 | BLT | 1 | 0.22363 | 0 | 0 | 0 | 0 |  |  | 0.22363 | 0
7022 | L_BUCHAN1_1Y | 1 | South | YES | 0.095502 | 0 | 0 | 18 |  | 1 | Hydro | 1 | 0.2274 | 0 | 0 | 0 | 0 |  |  | 0.2274 | 0
7023 | L_BUCHAN1_2Y | 2 | South | YES | 0.095502 | 0 | 0 | 18 |  | 1 | Hydro | 1 | 0.2274 | 0 | 0 | 0 | 0 |  |  | 0.2274 | 0
7024 | L_BUCHAN1_3Y | 3 | South | YES | 0.095502 | 0 | 0 | 15 |  | 1 | Hydro | 1 | 0.2274 | 0 | 0 | 0 | 0 |  |  | 0.2274 | 0
7026 | L_INKSDA1_1Y | 1 | South | YES | 0.09952 | 0 | 0 | 13.7 |  | 1 | Hydro | 1 | 0.23141 | 0 | 0 | 0 | 0 |  |  | 0.23141 | 0
48911 | TGF_GT1_8000 | 1 | Houston | YES | 0.10003 | 69.2 | 0 | 69.2 |  | 1.029 | Cogen | 1 | 0.23192 | 0 | 0 |  |  |  |  | 0.23192 | 0
48731 | CBE_GT1 | 1 | Houston | YES | 0.10565 | 76 | 0 | 76 | 0 | 1.029 | CC | 1 | 0.23755 | 76 | 76 |  |  |  |  | 0.23755 | 18.0535
48732 | CBE_GT2 | 1 | Houston | YES | 0.10565 | 76 | 0 | 76 | 0 | 1.029 | CC | 1 | 0.23755 | 76 | 76 |  |  |  |  | 0.23755 | 18.0535
48733 | CBE_ST12 | 1 | Houston | YES | 0.10565 | 105 | 0 | 105 | 0 | 1.029 | CC | 1 | 0.23755 | 105 | 105 |  |  |  |  | 0.23755 | 24.9424
48734 | CBE_GT3 | 1 | Houston | YES | 0.10565 | 76 | 0 | 76 | 0 | 1.029 | CC | 1 | 0.23755 | 76 | 76 |  |  |  |  | 0.23755 | 18.0535
48735 | CBE_GT4 | 1 | Houston | YES | 0.10565 | 76 | 0 | 76 | 0 | 1.029 | CC | 1 | 0.23755 | 76 | 76 |  |  |  |  | 0.23755 | 18.0535
48736 | CBE_ST34 | 1 | Houston | YES | 0.10565 | 105 | 0 | 105 | 0 | 1.029 | CC | 1 | 0.23755 | 105 | 105 |  |  |  |  | 0.23755 | 24.9424
5911 | STP_GN1___1 | 1 | Houston | YES | 0.10775 | 1333 | 1249 | 1333 | 0 | 1.0406 | Nuc | 1 | 0.23965 | 0 | 0 |  |  |  |  | 0.23965 | 0
5912 | STP_GN2___2 | 2 | Houston | YES | 0.10775 | 1332 | 1249 | 1332 | 0 | 1.0406 | Nuc | 1 | 0.23965 | 0 | 0 |  |  |  |  | 0.23965 | 0
8262 | ELPS | 1 | South | YES | 0.11589 | 6 | 6 | 6 | 0 | 1.15 | Hydro | 1 | 0.24779 | 0 | 0 | 0 | 0 |  |  | 0.24779 | 0
7035 | L_WIRTZ_1G1Y | 1 | South | YES | 0.1253 | 0 | 0 | 29 |  | 1 | Hydro | 1 | 0.25719 | 0 | 0 | 0 | 0 |  |  | 0.25719 | 0
7036 | L_WIRTZ_1G2Y | 2 | South | YES | 0.1253 | 0 | 0 | 29.7 |  | 1 | Hydro | 1 | 0.25719 | 0 | 0 | 0 | 0 |  |  | 0.25719 | 0
7000 | L_FERGUS1_1Y | 1 | South | YES | 0.12557 | 400 | 65 | 423.3 | 0 | 1.015 | GSC | 1 | 0.25746 | 423.3 | 423.3 | 53.1534 | 423.3 |  |  | 0.25746 | 108.9842
7028 | L_MARBFA1_1Y | 1 | South | YES | 0.13712 | 0 | 0 | 18 |  | 1 | Hydro | 1 | 0.26901 | 0 | 0 | 0 | 0 |  |  | 0.26901 | 0
7029 | L_MARBFA1_2Y | 2 | South | YES | 0.13712 | 0 | 0 | 18 |  | 1 | Hydro | 1 | 0.26901 | 0 | 0 | 0 | 0 |  |  | 0.26901 | 0
8134 | FOR #1 | 1 | South | YES | 0.14983 | 54.1 | 45 | 79 | 0 | 1 | Cogen | 1 | 0.28173 | 0 | 0 | 0 | 0 |  |  | 0.28173 | 0
8138 | FOR #2 | 2 | South | YES | 0.14983 | 63.1 | 45 | 81 | 0 | 1 | Cogen | 1 | 0.28173 | 0 | 0 | 0 | 0 |  |  | 0.28173 | 0
8153 | FOR #3 | 3 | South | YES | 0.14983 | 63.1 | 45 | 79.9 | 0 | 1 | Cogen | 1 | 0.28173 | 0 | 0 | 0 | 0 |  |  | 0.28173 | 0
8154 | FOR #4 | 4 | South | YES | 0.14983 | 63.1 | 60 | 80 | 0 | 1 | Cogen | 1 | 0.28173 | 0 | 0 | 0 | 0 |  |  | 0.28173 | 0
8155 | FOR #5 | 5 | South | YES | 0.14983 | 63.1 | 60 | 78.4 | 0 | 1 | Cogen | 1 | 0.28173 | 0 | 0 | 0 | 0 |  |  | 0.28173 | 0
8156 | FOR #6 | 6 | South | YES | 0.14983 | 24.9 | 5 | 25 | 0 | 1 | Cogen | 1 | 0.28173 | 0 | 0 | 0 | 0 |  |  | 0.28173 | 0
8157 | FOR #7 | 7 | South | YES | 0.14983 | 28.8 | 5 | 46 | 0 | 1 | Cogen | 1 | 0.28173 | 0 | 0 | 0 | 0 |  |  | 0.28173 | 0
80051 | FOR #8 | 8 | South | YES | 0.14983 | 28 | 28 | 28 |  | 1 | Cogen | 1 | 0.28173 | 0 | 0 | 0 | 0 |  |  | 0.28173 | 0
80052 | FOR #9 | 9 | South | YES | 0.14983 | 29.7 | 5 | 43.6 | 0 | 1 | Cogen | 1 | 0.28173 | 0 | 0 | 0 | 0 |  |  | 0.28173 | 0
80053 | FOR #10 | 10 | South | YES | 0.14983 | 68.4 | 45 | 75 | 0 | 1 | Cogen | 1 | 0.28173 | 0 | 0 | 0 | 0 |  |  | 0.28173 | 0
80226 | ALCOA G | 1 | South | YES | 0.15102 | 32.3 | 5 | 48 | 0 | 1.015 | Cogen | 1 | 0.28292 | 0 | 0 | 0 | 0 |  |  | 0.28292 | 0
8147 | UCAR #2 | 10 | South | YES | 0.15496 | 18.2 | 0 | 28 |  | 1 | Cogen | 1 | 0.28685 | 0 | 0 | 0 | 0 |  |  | 0.28685 | 0
8148 | UCAR #1 | 2 | South | YES | 0.15496 | 6.1 | 0 | 7 | 0 | 1.009 | Cogen | 1 | 0.28685 | 0 | 0 | 0 | 0 |  |  | 0.28685 | 0
80137 | CSDR89 | 9 | South | YES | 0.15496 | 15 | 0 | 15 | 0 | 1.003 | DCTie | 1 | 0.28685 | 0 | 0 | 0 | 0 |  |  | 0.28685 | 0
80137 | CSDR89 | 8 | South | YES | 0.15496 | 33.9 | 0 | 39 | 0 | 1.003 | DCTie | 1 | 0.28685 | 0 | 0 | 0 | 0 |  |  | 0.28685 | 0
80138 | CSDR7 | 7 | South | YES | 0.15496 | 6.1 | 0 | 7 | 0 | 1.014 | DCTie | 1 | 0.28685 | 0 | 0 | 0 | 0 |  |  | 0.28685 | 0
80139 | CSDR56 | 6 | South | YES | 0.15496 | 0 | 0 | 39 |  | 1.0033 | DCTie | 1 | 0.28685 | 0 | 0 | 0 | 0 |  |  | 0.28685 | 0
80139 | CSDR56 | 5 | South | YES | 0.15496 | 15 | 0 | 15 |  | 1.0033 | DCTie | 1 | 0.28685 | 0 | 0 | 0 | 0 |  |  | 0.28685 | 0
80140 | CSDR11 | 11 | South | YES | 0.15496 | 33.9 | 0 | 39 | 0 | 1.03 | DCTie | 1 | 0.28685 | 0 | 0 | 0 | 0 |  |  | 0.28685 | 0
80227 | AIRCO G | 1 | South | YES | 0.15556 | 7.2 | 0 | 8 | 0 | 1.0104 | Cogen | 1 | 0.28745 | 0 | 0 | 0 | 0 |  |  | 0.28745 | 0
80224 | VISTRONG1 | 1 | South | YES | 0.15653 | 13.1 | 0 | 15 | 0 | 1.01 | Cogen | 1 | 0.28842 | 0 | 0 | 0 | 0 |  |  | 0.28842 | 0
80225 | VISTRONG2 | 2 | South | YES | 0.15653 | 20.2 | 0 | 23 | 0 | 1.01 | Cogen | 1 | 0.28842 | 0 | 0 | 0 | 0 |  |  | 0.28842 | 0
5503 | RAYBURNGEN3 | 1 | South | YES | 0.15828 | 17.6 | 6 | 22 | 0 | 1.0224 | GST | 1 | 0.29017 | 22 | 22 | 3.4821 | 22 |  |  | 0.29017 | 6.3838
5505 | RAYBURNGEN1 | 1 | South | YES | 0.15828 | 0 | 1 | 11 |  | 1.0223 | GGT | 1 | 0.29017 | 11 | 11 | 1.7411 | 11 |  |  | 0.29017 | 3.1919
5506 | RAYBURNGEN2 | 1 | South | YES | 0.15828 | 0 | 1 | 11 |  | 1.0223 | GGT | 1 | 0.29017 | 11 | 11 | 1.7411 | 11 |  |  | 0.29017 | 3.1919
8066 | DUP1V#1 | 1 | South | YES | 0.15926 | 52.3 | 0 | 73 | 0 | 1.01 | Cogen | 1 | 0.29115 | 0 | 0 | 0 | 0 |  |  | 0.29115 | 0
5508 | RAYBURNCC9 | 1 | South | YES | 0.15949 | 47.7 | 18.2 | 47.7 | 0 | 1.0296 | CC | 1 | 0.29139 | 47.7 | 47.7 | 7.6078 | 47.7 |  |  | 0.29139 | 13.8992
5509 | RAYBURNCC10 | 1 | South | YES | 0.15949 | 37.3 | 5.2 | 37.3 | 0 | 1.0296 | CC | 1 | 0.29139 | 37.3 | 37.3 | 5.9491 | 37.3 |  |  | 0.29139 | 10.8687
5511 | RAYBURNCC7 | 1 | South | YES | 0.15949 | 47.5 | 18.2 | 47.5 | 0 | 1.0296 | CC | 1 | 0.29139 | 47.5 | 47.5 | 7.5759 | 47.5 |  |  | 0.29139 | 13.8409
5512 | RAYBURNCC8 | 1 | South | YES | 0.15949 | 49.3 | 18.2 | 49.3 | 0 | 1.0296 | CC | 1 | 0.29139 | 49.3 | 49.3 | 7.863 | 49.3 |  |  | 0.29139 | 14.3654
80265 | LARECU40A | 4 | South | YES | 0.16069 | 80 | 0 | 100 |  | 1.039 | GGT | 1 | 0.29258 | 100 | 100 | 16.0686 | 100 |  |  | 0.29258 | 29.258
80266 | LARECU50A | 5 | South | YES | 0.16069 | 80 | 0 | 100 |  | 1.039 | GGT | 1 | 0.29258 | 100 | 100 | 16.0686 | 100 |  |  | 0.29258 | 29.258
80012 | LAR | F | South | YES | 0.16069 | 0 | 0 | 0 | 0 | 1.04 | DCTie | 1 | 0.29258 | 0 | 0 | 0 | 0 |  |  | 0.29258 | 0
8173 | VICEC51A | 5 | South | YES | 0.16084 | 144 | 18 | 144 | 0 | 1.025 | CC | 1 | 0.29274 | 144 | 144 | 23.1614 | 144 |  |  | 0.29274 | 42.1542
8174 | VICEC61A | 6 | South | YES | 0.16084 | 188 | 42 | 188 | 0 | 1.025 | CC | 1 | 0.29274 | 188 | 188 | 30.2385 | 188 |  |  | 0.29274 | 55.0346
8926 | LGE_GT10A | 1 | South | YES | 0.16089 | 158 | 0 | 158 | 0 | 1.03 | Cogen | 1 | 0.29278 | 0 | 0 | 0 | 0 |  |  | 0.29278 | 0
8927 | LGE_GT20A | 2 | South | YES | 0.16089 | 153 | 0 | 153 | 0 | 1.03 | Cogen | 1 | 0.29278 | 0 | 0 | 0 | 0 |  |  | 0.29278 | 0
8928 | LGE_STG0A | 3 | South | YES | 0.16089 | 100 | 0 | 100 | 0 | 1.03 | Cogen | 1 | 0.29278 | 0 | 0 | 0 | 0 |  |  | 0.29278 | 0
8930 | ICPGN10A | 1 | South | YES | 0.16089 | 149 | 0 | 149 | 0 | 1.03 | Cogen | 1 | 0.29278 | 0 | 0 | 0 | 0 |  |  | 0.29278 | 0
8931 | ICPGN20A | 2 | South | YES | 0.16089 | 150 | 0 | 150 | 0 | 1.03 | Cogen | 1 | 0.29278 | 0 | 0 | 0 | 0 |  |  | 0.29278 | 0
8932 | ICPGN30A | 3 | South | YES | 0.16089 | 127 | 0 | 127 | 0 | 1.03 | Cogen | 1 | 0.29278 | 0 | 0 | 0 | 0 |  |  | 0.29278 | 0
80223 | REYSHR G | 1 | South | YES | 0.16089 | 12 | 0 | 12 | 0 | 1.032 | Cogen | 1 | 0.29278 | 0 | 0 | 0 | 0 |  |  | 0.29278 | 0
7031 | L_MARSFO1G1Y | 1 | South | YES | 0.16101 | 0 | 0 | 36 |  | 1 | Hydro | 1 | 0.2929 | 0 | 0 | 0 | 0 |  |  | 0.2929 | 0
7032 | L_MARSFO1G2Y | 2 | South | YES | 0.16101 | 0 | 0 | 35 |  | 1 | Hydro | 1 | 0.2929 | 0 | 0 | 0 | 0 |  |  | 0.2929 | 0
7033 | L_MARSFO1G3Y | 3 | South | YES | 0.16101 | 0 | 0 | 36 |  | 1 | Hydro | 1 | 0.2929 | 0 | 0 | 0 | 0 |  |  | 0.2929 | 0
88299 | ZAPATA | F | South | YES | 0.16187 | 0 | 0 | 0 | 0 | 1.02 | BLT | 1 | 0.29376 | 0 | 0 | 0 | 0 |  |  | 0.29376 | 0
8442 | NBEC7 | 7 | South | YES | 0.16236 | 0 | 81 | 367 |  | 1.0298 | GST | 1 | 0.29425 | 367 | 367 | 59.5854 | 367 |  |  | 0.29425 | 107.9906
8442 | NBEC7 | MB | South | YES | 0.16236 | 0 | 81 | 367 |  | 1.0298 | GST | 1 | 0.29425 | 0 | 0 | 0 | 0 |  |  | 0.29425 | 0
8560 | CNOPGT1 | 1 | South | YES | 0.16237 | 148.3 | 0 | 148.3 | 0 | 1.03 | Cogen | 1 | 0.29427 | 0 | 0 | 0 | 0 |  |  | 0.29427 | 0
8561 | CNOPGT2 | 2 | South | YES | 0.16237 | 148.6 | 0 | 148.6 | 0 | 1.03 | Cogen | 1 | 0.29427 | 0 | 0 | 0 | 0 |  |  | 0.29427 | 0
8562 | CNOPST1 | 3 | South | YES | 0.16237 | 153 | 0 | 153 | 0 | 1.03 | Cogen | 1 | 0.29427 | 0 | 0 | 0 | 0 |  |  | 0.29427 | 0
8456 | COSW#1 | 1 | South | YES | 0.16246 | 20 | 0 | 20 | 0 | 1.027 | Cogen | 1 | 0.29435 | 0 | 0 | 0 | 0 |  |  | 0.29435 | 0
8457 | COSW#2 | 2 | South | YES | 0.16246 | 14 | 0 | 14 | 0 | 1.027 | Cogen | 1 | 0.29435 | 0 | 0 | 0 | 0 |  |  | 0.29435 | 0
88508 | FALFURRI | F | South | YES | 0.16258 | 0 | 0 | 0 | 0 | 1 | AVR | 1 | 0.29447 | 0 | 0 | 0 | 0 |  |  | 0.29447 | 0
5728 | FALCONHYDRO2 | 2 | South | YES | 0.16266 | 12 | 0 | 12 | 0 | 1.0234 | Hydro | 1 | 0.29455 | 0 | 0 | 0 | 0 |  |  | 0.29455 | 0
5729 | FALCONHYDRO3 | 3 | South | YES | 0.16266 | 11 | 0 | 11 | 0 | 1.0234 | Hydro | 1 | 0.29455 | 0 | 0 | 0 | 0 |  |  | 0.29455 | 0
8048 | FALCONHYDRO1 | 1 | South | YES | 0.16266 | 12 | 0 | 12 | 0 | 1.0234 | Hydro | 1 | 0.29455 | 0 | 0 | 0 | 0 |  |  | 0.29455 | 0
8459 | B_DAVIS0B | MB | South | YES | 0.16267 | 0 | 50 | 339 |  | 1.03 | GSC | 1 | 0.29456 | 0 | 0 | 0 | 0 |  |  | 0.29456 | 0
8460 | B_DAVIS0A | MB | South | YES | 0.16267 | 0 | 50 | 340 |  | 1.03 | GSC | 1 | 0.29456 | 0 | 0 | 0 | 0 |  |  | 0.29456 | 0
80263 | B_DAVIS31A | 3 | South | YES | 0.16267 | 0 | 0 | 180 |  | 1.0366 | CC | 1 | 0.29456 | 180 | 180 | 29.2797 | 180 |  |  | 0.29456 | 53.0207
80264 | B_DAVIS41A | 4 | South | YES | 0.16267 | 0 | 0 | 180 |  | 1.0366 | CC | 1 | 0.29456 | 180 | 180 | 29.2797 | 180 |  |  | 0.29456 | 53.0207
8506 | VAL #1 | 1 | South | YES | 0.16271 | 20.9 | 0 | 25 | 0 | 1.0055 | Cogen | 1 | 0.29461 | 0 | 0 | 0 | 0 |  |  | 0.29461 | 0
8507 | VAL #2 | 2 | South | YES | 0.16271 | 20.9 | 0 | 25 | 0 | 1.0055 | Cogen | 1 | 0.29461 | 0 | 0 | 0 | 0 |  |  | 0.29461 | 0
8461 | KOCH_UP0A | 1 | South | YES | 0.16285 | 38 | 0 | 38 | 0 | 1.012 | Cogen | 1 | 0.29475 | 0 | 0 | 0 | 0 |  |  | 0.29475 | 0
8511 | OXY_CC0A | 1 | South | YES | 0.16289 | 30.3 | 0 | 38 | 0 | 1.027 | Cogen | 1 | 0.29478 | 0 | 0 | 0 | 0 |  |  | 0.29478 | 0
8933 | FGNTS001 | 1 | South | YES | 0.16349 | 146.5 | 0 | 146.5 | 0 | 1.03 | CC | 1 | 0.29539 | 146.5 | 146.5 | 23.9514 | 146.5 |  |  | 0.29539 | 43.274
8934 | FGNTS101 | 2 | South | YES | 0.16349 | 147.9 | 0 | 147.9 | 0 | 1.03 | CC | 1 | 0.29539 | 147.9 | 147.9 | 24.1803 | 147.9 |  |  | 0.29539 | 43.6875
8935 | FGNTS201 | 3 | South | YES | 0.16349 | 173 | 0 | 173 | 0 | 1.03 | CC | 1 | 0.29539 | 173 | 173 | 28.2839 | 173 |  |  | 0.29539 | 51.1017
8517 | CELANEBI0A | 1 | South | YES | 0.1635 | 29 | 0 | 29 | 0 | 1.02 | Cogen | 1 | 0.2954 | 0 | 0 | 0 | 0 |  |  | 0.2954 | 0
8981 | HECN1 | 1 | South | YES | 0.16363 | 144.8 | 0 | 144.8 | 0 | 1.0304 | CC | 1 | 0.29553 | 144.8 | 144.8 | 23.6939 | 144.8 |  |  | 0.29553 | 42.7922
8982 | HECN2 | 2 | South | YES | 0.16363 | 144.1 | 0 | 144.1 | 0 | 1.0304 | CC | 1 | 0.29553 | 144.1 | 144.1 | 23.5794 | 144.1 |  |  | 0.29553 | 42.5853
8983 | HECN3 | 3 | South | YES | 0.16363 | 171.9 | 0 | 171.9 | 0 | 1.0304 | CC | 1 | 0.29553 | 171.9 | 171.9 | 28.1283 | 171.9 |  |  | 0.29553 | 50.801
8936 | MVGN#1 | 1 | South | YES | 0.16363 | 216.6 | 0 | 216.6 | 0 | 1.0304 | CC | 1 | 0.29553 | 216.6 | 216.6 | 35.4429 | 216.6 |  |  | 0.29553 | 64.0112
8937 | MVGN#2 | 2 | South | YES | 0.16363 | 216.7 | 0 | 216.7 | 0 | 1.0304 | CC | 1 | 0.29553 | 216.7 | 216.7 | 35.4593 | 216.7 |  |  | 0.29553 | 64.0408
8938 | MVGN#3 | 3 | South | YES | 0.16363 | 250.9 | 0 | 250.9 | 0 | 1.0304 | CC | 1 | 0.29553 | 250.9 | 250.9 | 41.0555 | 250.9 |  |  | 0.29553 | 74.1478
5932 | SI_RAY9 | 9 | South | YES | 0.16368 | 32 | 32 | 38 | 0 | 1.035 | CC | 1 | 0.29557 | 38 | 38 | 6.2197 | 38 |  |  | 0.29557 | 11.2317
5933 | SI_RAY6 | 6 | South | YES | 0.16368 | 15.4 | 10 | 19.3 | 0 | 1.035 | GST | 1 | 0.29557 | 19.3 | 19.3 | 3.1589 | 19.3 |  |  | 0.29557 | 5.7045
5935 | SI_RAY10 | 10 | South | YES | 0.16368 | 47 | 10 | 47 | 0 | 1.03 | CC | 1 | 0.29557 | 47 | 47 | 7.6928 | 47 |  |  | 0.29557 | 13.8918
80003 | MILHWYS | F | South | YES | 0.16368 | 0 | 0 | 0 | 0 | 1.0168 | AVR | 1 | 0.29557 | 0 | 0 | 0 | 0 |  |  | 0.29557 | 0
80080 | GWINDT11A | 3 | South | YES | 0.16371 | 0 | 0 | 38 | 0 | 1.025 | Wind | 1 | 0.2956 | 0 | 38 | 6.2209 | 38 |  |  | 0.2956 | 11.2329
80080 | GWINDT11A | 4 | South | YES | 0.16371 | 3.8 | 0 | 19 | 0 | 1.025 | Wind | 1 | 0.2956 | 0 | 19 | 3.1105 | 19 |  |  | 0.2956 | 5.6164
80080 | GWINDT11A | 2 | South | YES | 0.16371 | 0 | 0 | 41 | 0 | 1.025 | Wind | 1 | 0.2956 | 0 | 41 | 6.712 | 41 |  |  | 0.2956 | 12.1197
80080 | GWINDT11A | 1 | South | YES | 0.16371 | 28.2 | 0 | 94 | 0 | 1.025 | Wind | 1 | 0.2956 | 0 | 94 | 15.3886 | 94 |  |  | 0.2956 | 27.7866
80081 | GWINDT21A | 4 | South | YES | 0.16371 | 4.4 | 0 | 22 | 0 | 1.025 | Wind | 1 | 0.2956 | 0 | 22 | 3.6016 | 22 |  |  | 0.2956 | 6.5033
80081 | GWINDT21A | 1 | South | YES | 0.16371 | 28.2 | 0 | 94 | 0 | 1.025 | Wind | 1 | 0.2956 | 0 | 94 | 15.3886 | 94 |  |  | 0.2956 | 27.7866
80081 | GWINDT21A | 3 | South | YES | 0.16371 | 8.6 | 0 | 43 | 0 | 1.025 | Wind | 1 | 0.2956 | 0 | 43 | 7.0394 | 43 |  |  | 0.2956 | 12.7109
80081 | GWINDT21A | 2 | South | YES | 0.16371 | 7.2 | 0 | 36 | 0 | 1.025 | Wind | 1 | 0.2956 | 0 | 36 | 5.8935 | 36 |  |  | 0.2956 | 10.6417
80180 | PNSCALT11A | 2 | South | YES | 0.16371 | 10 | 0 | 50 | 0 | 1.025 | Wind | 1 | 0.2956 | 0 | 50 | 8.1854 | 50 |  |  | 0.2956 | 14.7801
80180 | PNSCALT11A | 1 | South | YES | 0.16371 | 43.8 | 0 | 148 | 0 | 1.025 | Wind | 1 | 0.2956 | 0 | 148 | 24.2288 | 148 |  |  | 0.2956 | 43.7491
80181 | PNSCALT21A | 2 | South | YES | 0.16371 | 10 | 0 | 50 | 0 | 1.025 | Wind | 1 | 0.2956 | 0 | 50 | 8.1854 | 50 |  |  | 0.2956 | 14.7801
80181 | PNSCALT21A | 1 | South | YES | 0.16371 | 16.5 | 0 | 55 | 0 | 1.025 | Wind | 1 | 0.2956 | 0 | 55 | 9.0039 | 55 |  |  | 0.2956 | 16.2581
8161 | COLETO0A | 1 | South | YES | 0.16909 | 633 | 200 | 633 | 0 | 1.03 | LIGCO | 1 | 0.30098 | 0 | 633 | 107.034 | 633 |  |  | 0.30098 | 190.5231
88198 | BEEVILLE | F | South | YES | 0.17052 | 0 | 0 | 0 | 0 | 1.02 | AVR | 1 | 0.30241 | 0 | 0 | 0 | 0 |  |  | 0.30241 | 0
58909 | PEARSALLSCG1 | 3 | South | YES | 0.17116 | 0 | 0 | 8.4 |  | 1.027 | Diesel | 1 | 0.30305 | 8.4 | 8.4 | 1.4377 | 8.4 |  |  | 0.30305 | 2.5457
58909 | PEARSALLSCG1 | 4 | South | YES | 0.17116 | 0 | 0 | 8.4 |  | 1.027 | Diesel | 1 | 0.30305 | 8.4 | 8.4 | 1.4377 | 8.4 |  |  | 0.30305 | 2.5457
58909 | PEARSALLSCG1 | 6 | South | YES | 0.17116 | 0 | 0 | 8.4 |  | 1.027 | Diesel | 1 | 0.30305 | 8.4 | 8.4 | 1.4377 | 8.4 |  |  | 0.30305 | 2.5457
58909 | PEARSALLSCG1 | 5 | South | YES | 0.17116 | 0 | 0 | 8.4 |  | 1.027 | Diesel | 1 | 0.30305 | 8.4 | 8.4 | 1.4377 | 8.4 |  |  | 0.30305 | 2.5457
58909 | PEARSALLSCG1 | 1 | South | YES | 0.17116 | 0 | 0 | 8.4 |  | 1.027 | Diesel | 1 | 0.30305 | 8.4 | 8.4 | 1.4377 | 8.4 |  |  | 0.30305 | 2.5457
58909 | PEARSALLSCG1 | 2 | South | YES | 0.17116 | 0 | 0 | 8.4 |  | 1.027 | Diesel | 1 | 0.30305 | 8.4 | 8.4 | 1.4377 | 8.4 |  |  | 0.30305 | 2.5457
58919 | PEARSALLSCG2 | 5 | South | YES | 0.17116 | 0 | 0 | 8.4 |  | 1.027 | Diesel | 1 | 0.30305 | 8.4 | 8.4 | 1.4377 | 8.4 |  |  | 0.30305 | 2.5457
58919 | PEARSALLSCG2 | 6 | South | YES | 0.17116 | 0 | 0 | 8.4 |  | 1.027 | Diesel | 1 | 0.30305 | 8.4 | 8.4 | 1.4377 | 8.4 |  |  | 0.30305 | 2.5457
58919 | PEARSALLSCG2 | 1 | South | YES | 0.17116 | 0 | 0 | 8.4 |  | 1.027 | Diesel | 1 | 0.30305 | 8.4 | 8.4 | 1.4377 | 8.4 |  |  | 0.30305 | 2.5457
58919 | PEARSALLSCG2 | 2 | South | YES | 0.17116 | 0 | 0 | 8.4 |  | 1.027 | Diesel | 1 | 0.30305 | 8.4 | 8.4 | 1.4377 | 8.4 |  |  | 0.30305 | 2.5457
58919 | PEARSALLSCG2 | 4 | South | YES | 0.17116 | 0 | 0 | 8.4 |  | 1.027 | Diesel | 1 | 0.30305 | 8.4 | 8.4 | 1.4377 | 8.4 |  |  | 0.30305 | 2.5457
58919 | PEARSALLSCG2 | 3 | South | YES | 0.17116 | 0 | 0 | 8.4 |  | 1.027 | Diesel | 1 | 0.30305 | 8.4 | 8.4 | 1.4377 | 8.4 |  |  | 0.30305 | 2.5457
58929 | PEARSALLSCG3 | 4 | South | YES | 0.17116 | 0 | 0 | 8.4 |  | 1.027 | Diesel | 1 | 0.30305 | 8.4 | 8.4 | 1.4377 | 8.4 |  |  | 0.30305 | 2.5457
58929 | PEARSALLSCG3 | 6 | South | YES | 0.17116 | 0 | 0 | 8.4 |  | 1.027 | Diesel | 1 | 0.30305 | 8.4 | 8.4 | 1.4377 | 8.4 |  |  | 0.30305 | 2.5457
58929 | PEARSALLSCG3 | 2 | South | YES | 0.17116 | 0 | 0 | 8.4 |  | 1.027 | Diesel | 1 | 0.30305 | 8.4 | 8.4 | 1.4377 | 8.4 |  |  | 0.30305 | 2.5457
58929 | PEARSALLSCG3 | 5 | South | YES | 0.17116 | 0 | 0 | 8.4 |  | 1.027 | Diesel | 1 | 0.30305 | 8.4 | 8.4 | 1.4377 | 8.4 |  |  | 0.30305 | 2.5457
58929 | PEARSALLSCG3 | 1 | South | YES | 0.17116 | 0 | 0 | 8.4 |  | 1.027 | Diesel | 1 | 0.30305 | 8.4 | 8.4 | 1.4377 | 8.4 |  |  | 0.30305 | 2.5457
58929 | PEARSALLSCG3 | 3 | South | YES | 0.17116 | 0 | 0 | 8.4 |  | 1.027 | Diesel | 1 | 0.30305 | 8.4 | 8.4 | 1.4377 | 8.4 |  |  | 0.30305 | 2.5457
58949 | PEARSALLSCG4 | 3 | South | YES | 0.17116 | 0 | 0 | 8.4 |  | 1.027 | Diesel | 1 | 0.30305 | 8.4 | 8.4 | 1.4377 | 8.4 |  |  | 0.30305 | 2.5457
58949 | PEARSALLSCG4 | 2 | South | YES | 0.17116 | 0 | 0 | 8.4 |  | 1.027 | Diesel | 1 | 0.30305 | 8.4 | 8.4 | 1.4377 | 8.4 |  |  | 0.30305 | 2.5457
58949 | PEARSALLSCG4 | 1 | South | YES | 0.17116 | 0 | 0 | 8.4 |  | 1.027 | Diesel | 1 | 0.30305 | 8.4 | 8.4 | 1.4377 | 8.4 |  |  | 0.30305 | 2.5457
58949 | PEARSALLSCG4 | 4 | South | YES | 0.17116 | 0 | 0 | 8.4 |  | 1.027 | Diesel | 1 | 0.30305 | 8.4 | 8.4 | 1.4377 | 8.4 |  |  | 0.30305 | 2.5457
58949 | PEARSALLSCG4 | 6 | South | YES | 0.17116 | 0 | 0 | 8.4 |  | 1.027 | Diesel | 1 | 0.30305 | 8.4 | 8.4 | 1.4377 | 8.4 |  |  | 0.30305 | 2.5457
58949 | PEARSALLSCG4 | 5 | South | YES | 0.17116 | 0 | 0 | 8.4 |  | 1.027 | Diesel | 1 | 0.30305 | 8.4 | 8.4 | 1.4377 | 8.4 |  |  | 0.30305 | 2.5457
5890 | PEARSALLGEN1 | 1 | South | YES | 0.17439 | 19.2 | 6 | 24 | 0 | 1.0226 | GST | 1 | 0.30629 | 24 | 24 | 4.1854 | 24 |  |  | 0.30629 | 7.3509
5891 | PEARSALLGEN2 | 1 | South | YES | 0.17439 | 19.4 | 6 | 24.3 | 0 | 1.0226 | GST | 1 | 0.30629 | 24.3 | 24.3 | 4.2377 | 24.3 |  |  | 0.30629 | 7.4428
5892 | PEARSALLGEN3 | 1 | South | YES | 0.17439 | 19.1 | 6 | 23.9 | 0 | 1.0226 | GST | 1 | 0.30629 | 23.9 | 23.9 | 4.168 | 23.9 |  |  | 0.30629 | 7.3202
8189 | CUECPL2A | 1 | South | YES | 0.18325 | 12 | 0 | 12 | 0 | 1.02 | Cogen | 1 | 0.31515 | 0 | 0 | 0 | 0 |  |  | 0.31515 | 0
7020 | L_AUSTPL1_1Y | 1 | South | YES | 0.18327 | 0 | 0 | 8 |  | 1 | Hydro | 1 | 0.31516 | 0 | 0 | 0 | 0 |  |  | 0.31516 | 0
7020 | L_AUSTPL1_1Y | 2 | South | YES | 0.18327 | 0 | 0 | 8 |  | 1 | Hydro | 1 | 0.31516 | 0 | 0 | 0 | 0 |  |  | 0.31516 | 0
7004 | L_SIMGID1_1Y | 1 | South | YES | 0.18531 | 132 | 40 | 132 | 0 | 1.02 | GST | 1 | 0.3172 | 132 | 132 | 24.4609 | 132 |  |  | 0.3172 | 41.871
7005 | L_SIMGID1_2Y | 2 | South | YES | 0.18531 | 133 | 32 | 139 | 0 | 1.02 | GST | 1 | 0.3172 | 139 | 139 | 25.7581 | 139 |  |  | 0.3172 | 44.0914
7006 | L_SIMGID1_3Y | 3 | South | YES | 0.18531 | 324.9 | 60 | 329 | 0 | 1.02 | GST | 1 | 0.3172 | 329 | 329 | 60.967 | 329 |  |  | 0.3172 | 104.3602
5903 | SANMIGUELGEN | 1 | South | YES | 0.18685 | 396.3 | 180 | 396.3 | 0 | 1.0336 | LIGCO | 1 | 0.31874 | 0 | 396.3 | 74.0487 | 396.3 |  |  | 0.31874 | 126.3184
9000 | DECKR_G1 | 1 | South | YES | 0.19246 | 280 | 50 | 321 | 0 | 1.015 | GST | 1 | 0.32436 | 321 | 321 | 61.7803 | 321 |  |  | 0.32436 | 104.1184
9001 | DECKR_G2 | 2 | South | YES | 0.19246 | 400 | 50 | 426 | 0 | 1.015 | GST | 1 | 0.32436 | 426 | 426 | 81.9888 | 426 |  |  | 0.32436 | 138.1758
7624 | L_LAKEWO9_1Y | 1 | South | YES | 0.19324 | 0 | 0 | 2.4 |  | 1 | Hydro | 1 | 0.32513 | 0 | 0 | 0 | 0 |  |  | 0.32513 | 0
7624 | L_LAKEWO9_1Y | 2 | South | YES | 0.19324 | 0 | 0 | 2.4 |  | 1 | Hydro | 1 | 0.32513 | 0 | 0 | 0 | 0 |  |  | 0.32513 | 0
5401 | CALAVER_JKS1 | 1 | South | YES | 0.19472 | 562 | 100 | 562 | 0 | 1.026 | LIGCO | 1 | 0.32661 | 0 | 562 | 109.4326 | 562 |  |  | 0.32661 | 183.5573
5264 | LEON_LCP3G3 | 3 | South | YES | 0.19477 | 0 | 20 | 58 |  | 1.0197 | GST | 1 | 0.32666 | 58 | 58 | 11.2967 | 58 |  |  | 0.32666 | 18.9465
5265 | LEON_LCP4G4 | 4 | South | YES | 0.19477 | 89 | 25 | 89 | 0 | 1.0197 | GST | 1 | 0.32666 | 89 | 89 | 17.3345 | 89 |  |  | 0.32666 | 29.0731
5266 | LEON_LCPCT1 | 1 | South | YES | 0.19477 | 44 | 24 | 44 | 0 | 1.0197 | GGT | 1 | 0.32666 | 44 | 44 | 8.5699 | 44 |  |  | 0.32666 | 14.3732
5267 | LEON_LCPCT2 | 2 | South | YES | 0.19477 | 44 | 24 | 44 | 0 | 1.0197 | GGT | 1 | 0.32666 | 44 | 44 | 8.5699 | 44 |  |  | 0.32666 | 14.3732
5268 | LEON_LCPCT3 | 3 | South | YES | 0.19477 | 43 | 24 | 43 | 0 | 1.0197 | GGT | 1 | 0.32666 | 43 | 43 | 8.3751 | 43 |  |  | 0.32666 | 14.0466
5269 | LEON_LCPCT4 | 4 | South | YES | 0.19477 | 45 | 24 | 45 | 0 | 1.0197 | GGT | 1 | 0.32666 | 45 | 45 | 8.7646 | 45 |  |  | 0.32666 | 14.6999
9002 | DECKR_G3 | 3 | South | YES | 0.19553 | 0 | 24 | 42 |  | 1.015 | GGT | 1 | 0.32742 | 42 | 42 | 8.2123 | 42 |  |  | 0.32742 | 13.7518
9003 | DECKR_G4 | 4 | South | YES | 0.19553 | 44 | 24 | 44 | 0 | 1.015 | GGT | 1 | 0.32742 | 44 | 44 | 8.6033 | 44 |  |  | 0.32742 | 14.4067
9004 | DECKR_G5 | 5 | South | YES | 0.19553 | 44 | 24 | 44 | 0 | 1.015 | GGT | 1 | 0.32742 | 44 | 44 | 8.6033 | 44 |  |  | 0.32742 | 14.4067
9005 | DECKR_G6 | 6 | South | YES | 0.19553 | 44 | 24 | 47 | 0 | 1.015 | GGT | 1 | 0.32742 | 47 | 47 | 9.1899 | 47 |  |  | 0.32742 | 15.3889
5476 | BRA_AVR1_CT1 | 1 | South | YES | 0.19555 | 155 | 90 | 155 | 0 | 1.025 | CC | 1 | 0.32744 | 155 | 155 | 30.3096 | 155 |  |  | 0.32744 | 50.7533
5477 | BRA_AVR1_ST | 1 | South | YES | 0.19555 | 174 | 138 | 174 | 0 | 1.025 | CC | 1 | 0.32744 | 174 | 174 | 34.025 | 174 |  |  | 0.32744 | 56.9746
5478 | BRA_AVR1_CT2 | 1 | South | YES | 0.19555 | 155 | 90 | 155 | 0 | 1.025 | CC | 1 | 0.32744 | 155 | 155 | 30.3096 | 155 |  |  | 0.32744 | 50.7533
5026 | BRAUNIG_VHB1 | 1 | South | YES | 0.19607 | 215 | 40 | 215 | 0 | 1.0192 | GST | 1 | 0.32797 | 215 | 215 | 42.1561 | 215 |  |  | 0.32797 | 70.5134
5027 | BRAUNIG_VHB2 | 2 | South | YES | 0.19607 | 216 | 40 | 216 | 0 | 1.0192 | GST | 1 | 0.32797 | 216 | 216 | 42.3522 | 216 |  |  | 0.32797 | 70.8414
5028 | BRAUNIG_VHB3 | 3 | South | YES | 0.19617 | 407 | 60 | 407 | 0 | 1.0138 | GST | 1 | 0.32806 | 407 | 407 | 79.8404 | 407 |  |  | 0.32806 | 133.5214
5396 | CALAVER_OWS1 | 1 | South | YES | 0.19638 | 418 | 80 | 418 | 0 | 1.0192 | GST | 1 | 0.32828 | 418 | 418 | 82.0877 | 418 |  |  | 0.32828 | 137.2195
5397 | CALAVER_OWS2 | 2 | South | YES | 0.19638 | 400 | 80 | 400 | 0 | 1.0192 | GST | 1 | 0.32828 | 400 | 400 | 78.5528 | 400 |  |  | 0.32828 | 131.3105
5111 | CALAVER_JTD1 | 1 | South | YES | 0.1968 | 430 | 80 | 430 | 0 | 1.0138 | LIGCO | 1 | 0.3287 | 0 | 430 | 84.6257 | 430 |  |  | 0.3287 | 141.3403
5112 | CALAVER_JTD2 | 2 | South | YES | 0.1968 | 430 | 80 | 430 | 0 | 1.0138 | LIGCO | 1 | 0.3287 | 0 | 430 | 84.6257 | 430 |  |  | 0.3287 | 141.3403
7303 | L_WPPGS12_1Y | 1 | South | YES | 0.19766 | 50 | 0 | 50 | 0 | 1.025 | GGT | 1 | 0.32956 | 50 | 50 | 9.8832 | 50 |  |  | 0.32956 | 16.4779
7303 | L_WPPGS12_1Y | 2 | South | YES | 0.19766 | 50 | 0 | 50 | 0 | 1.025 | GGT | 1 | 0.32956 | 50 | 50 | 9.8832 | 50 |  |  | 0.32956 | 16.4779
7305 | L_WPPGS34_1Y | 3 | South | YES | 0.19766 | 50 | 0 | 50 | 0 | 1.025 | GGT | 1 | 0.32956 | 50 | 50 | 9.8832 | 50 |  |  | 0.32956 | 16.4779
7305 | L_WPPGS34_1Y | 4 | South | YES | 0.19766 | 50 | 0 | 50 | 0 | 1.025 | GGT | 1 | 0.32956 | 50 | 50 | 9.8832 | 50 |  |  | 0.32956 | 16.4779
5436 | TUTTL_WBT1G1 | 1 | South | YES | 0.19767 | 48.8 | 20 | 61 | 0 | 1.012 | GST | 1 | 0.32957 | 61 | 61 | 12.058 | 61 |  |  | 0.32957 | 20.1035
5438 | TUTTL_WBT3G3 | 3 | South | YES | 0.19767 | 95 | 25 | 95 | 0 | 1.012 | GST | 1 | 0.32957 | 95 | 95 | 18.7788 | 95 |  |  | 0.32957 | 31.3088
5439 | TUTTL_WBT4G4 | 4 | South | YES | 0.19767 | 151 | 40 | 151 | 0 | 1.012 | GST | 1 | 0.32957 | 151 | 151 | 29.8485 | 151 |  |  | 0.32957 | 49.7645
9016 | SANDH_G1 | 1 | South | YES | 0.19959 | 45 | 2 | 49 | 0 | 1.0175 | GGT | 1 | 0.33148 | 49 | 49 | 9.7798 | 49 |  |  | 0.33148 | 16.2426
9017 | SANDH_G2 | 2 | South | YES | 0.19959 | 45 | 2 | 46 | 0 | 1.0175 | GGT | 1 | 0.33148 | 46 | 46 | 9.181 | 46 |  |  | 0.33148 | 15.2481
9018 | SANDH_G3 | 3 | South | YES | 0.19959 | 45 | 2 | 46 | 0 | 1.0175 | GGT | 1 | 0.33148 | 46 | 46 | 9.181 | 46 |  |  | 0.33148 | 15.2481
9019 | SANDH_G4 | 4 | South | YES | 0.19959 | 0 | 2 | 47 |  | 1.0175 | GGT | 1 | 0.33148 | 47 | 47 | 9.3806 | 47 |  |  | 0.33148 | 15.5796
9020 | SANDHG5A | 5A | South | YES | 0.19959 | 150 | 84 | 155 | 0 | 1.0175 | CC | 1 | 0.33148 | 155 | 155 | 30.936 | 155 |  |  | 0.33148 | 51.3796
9021 | SANDHG5C | 5C | South | YES | 0.19959 | 140 | 0 | 148 | 0 | 1.0175 | CC | 1 | 0.33148 | 148 | 148 | 29.5389 | 148 |  |  | 0.33148 | 49.0592
7605 | L_MCQUEE9_1Y | 1 | South | YES | 0.20305 | 0 | 0 | 2.4 |  | 1.025 | Hydro | 1 | 0.33495 | 0 | 0 | 0 | 0 |  |  | 0.33495 | 0
7605 | L_MCQUEE9_1Y | 2 | South | YES | 0.20305 | 0 | 0 | 2.4 |  | 1.025 | Hydro | 1 | 0.33495 | 0 | 0 | 0 | 0 |  |  | 0.33495 | 0
7605 | L_MCQUEE9_1Y | 3 | South | YES | 0.20305 | 0 | 0 | 2.8 |  | 1.025 | Hydro | 1 | 0.33495 | 0 | 0 | 0 | 0 |  |  | 0.33495 | 0
7487 | L_CANYHY8_1Y | 1 | South | YES | 0.20371 | 0 | 0 | 6 |  | 1 | Hydro | 1 | 0.3356 | 0 | 0 | 0 | 0 |  |  | 0.3356 | 0
7800 | L_GUADGE1_1Y | 1 | South | YES | 0.2045 | 147 | 30 | 147 | 0 | 1.02 | CC | 1 | 0.3364 | 147 | 147 | 30.0619 | 147 |  |  | 0.3364 | 49.4504
7801 | L_GUADGE1_2Y | 2 | South | YES | 0.2045 | 138 | 30 | 138 | 0 | 1.02 | CC | 1 | 0.3364 | 138 | 138 | 28.2214 | 138 |  |  | 0.3364 | 46.4228
7802 | L_GUADGE1_3Y | 3 | South | YES | 0.2045 | 146 | 30 | 146 | 0 | 1.02 | CC | 1 | 0.3364 | 146 | 146 | 29.8574 | 146 |  |  | 0.3364 | 49.114
7803 | L_GUADGE1_4Y | 4 | South | YES | 0.2045 | 149 | 30 | 149 | 0 | 1.02 | CC | 1 | 0.3364 | 149 | 149 | 30.4709 | 149 |  |  | 0.3364 | 50.1232
7804 | L_GUADGE1_5Y | 5 | South | YES | 0.2045 | 182 | 30 | 182 | 0 | 1.02 | CC | 1 | 0.3364 | 182 | 182 | 37.2195 | 182 |  |  | 0.3364 | 61.2243
7805 | L_GUADGE1_6Y | 6 | South | YES | 0.2045 | 203 | 30 | 203 | 0 | 1.02 | CC | 1 | 0.3364 | 203 | 203 | 41.5141 | 203 |  |  | 0.3364 | 68.2887
7609 | L_SCHUMA8_1Y | 1 | South | YES | 0.20469 | 0 | 0 | 4 |  | 1 | Hydro | 1 | 0.33658 | 0 | 0 | 0 | 0 |  |  | 0.33658 | 0
7810 | L_RIONOG1G1Y | 1 | South | YES | 0.21257 | 148 | 0 | 148 | 0 | 1.02 | CC | 1 | 0.34447 | 148 | 148 | 31.4607 | 148 |  |  | 0.34447 | 50.981
7811 | L_RIONOG1G2Y | 2 | South | YES | 0.21257 | 148 | 0 | 148 | 0 | 1.02 | CC | 1 | 0.34447 | 148 | 148 | 31.4607 | 148 |  |  | 0.34447 | 50.981
7812 | L_RIONOG1G3Y | 3 | South | YES | 0.21257 | 154 | 0 | 154 | 0 | 1.02 | CC | 1 | 0.34447 | 154 | 154 | 32.7361 | 154 |  |  | 0.34447 | 53.0478
7813 | L_RIONOG1S1Y | 4 | South | YES | 0.21257 | 293 | 0 | 293 | 0 | 1.02 | CC | 1 | 0.34447 | 293 | 293 | 62.2836 | 293 |  |  | 0.34447 | 100.9286
7014 | L_HAYSEN1_1Y | 1 | South | YES | 0.22164 | 223.9 | 74 | 223.9 | 0 | 1.008 | CC | 1 | 0.35354 | 223.9 | 223.9 | 49.6256 | 223.9 |  |  | 0.35354 | 79.1568
7015 | L_HAYSEN1_2Y | 2 | South | YES | 0.22164 | 225 | 74 | 225 | 0 | 1.008 | CC | 1 | 0.35354 | 225 | 225 | 49.8695 | 225 |  |  | 0.35354 | 79.5457
7016 | L_HAYSEN1_3Y | 3 | South | YES | 0.22164 | 224.6 | 74 | 224.6 | 0 | 1.008 | CC | 1 | 0.35354 | 224.6 | 224.6 | 49.7808 | 224.6 |  |  | 0.35354 | 79.4043
7017 | L_HAYSEN1_4Y | 4 | South | YES | 0.22164 | 226.7 | 74 | 226.7 | 0 | 1.008 | CC | 1 | 0.35354 | 226.7 | 226.7 | 50.2462 | 226.7 |  |  | 0.35354 | 80.1467
7012 | L_FPPYD21_3Y | 3 | South | YES | 0.23577 | 427.5 | 200 | 436 | 0 | 1.02 | LIGCO | 1 | 0.36766 | 0 | 436 | 102.7944 | 436 |  |  | 0.36766 | 160.3004
7010 | L_FPPYD11_1Y | 1 | South | YES | 0.23605 | 547.4 | 200 | 606 | 0 | 1.02 | LIGCO | 1 | 0.36794 | 0 | 606 | 143.0457 | 606 |  |  | 0.36794 | 222.9737
7011 | L_FPPYD11_2Y | 2 | South | YES | 0.23605 | 552.2 | 200 | 598 | 0 | 1.02 | LIGCO | 1 | 0.36794 | 0 | 598 | 141.1573 | 598 |  |  | 0.36794 | 220.0301
7807 | L_BASTEN1_1Y | 1 | South | YES | 0.26989 | 152.5 | 83.5 | 152.5 | 0 | 1.004 | CC | 1 | 0.40178 | 152.5 | 152.5 | 41.1578 | 152.5 |  |  | 0.40178 | 61.2717
7808 | L_BASTEN1_2Y | 1 | South | YES | 0.26989 | 149.5 | 83.5 | 149.5 | 0 | 1.004 | CC | 1 | 0.40178 | 149.5 | 149.5 | 40.3481 | 149.5 |  |  | 0.40178 | 60.0663
7809 | L_BASTEN1_3Y | 1 | South | YES | 0.26989 | 232.6 | 42 | 232.6 | 0 | 1.004 | CC | 1 | 0.40178 | 232.6 | 232.6 | 62.7757 | 232.6 |  |  | 0.40178 | 93.4543
7007 | L_LOSTPI1_1Y | 1 | South | YES | 0.27743 | 158.6 | 110 | 158 | 0 | 1 | CC | 1 | 0.40933 | 158 | 158 | 43.8347 | 158 |  |  | 0.40933 | 64.674
7008 | L_LOSTPI1_2Y | 2 | South | YES | 0.27743 | 157.7 | 107 | 160 | 0 | 1 | CC | 1 | 0.40933 | 160 | 160 | 44.3896 | 160 |  |  | 0.40933 | 65.4927
7009 | L_LOSTPI1_3Y | 3 | South | YES | 0.27743 | 173.9 | 72 | 175 | 0 | 1 | CC | 1 | 0.40933 | 175 | 175 | 48.5511 | 175 |  |  | 0.40933 | 71.6326
Note on AL4: Zonal Cap - Zonal Impact

## Distributed Slack - Bound Gen
Number of Bus | Name of Bus | ID | Area Name of Gen | AGC | P Sensitivity of Bus | Gen MW | Min MW | Max MW | V Sensitivity of Bus | Set Volt | Tech Type | Zone Impact | Zone Correlation | Inc Max | Dec Max | Souce S.F. Weighting | Souce Capacity | Sink S.F. Weighting | Sink Capacity | PTDF Calc | PTDF Weighting | max of zone correlation | -0.22745 |  |  | Neg PTDF weight | Pos PTDF weight
13432 | SANDOW_5G | 5 | South | YES | -0.35935 | 581 | 225 | 581 | 0 | 1.029 | LIGCO | 1 | -0.22745 | 0 | 581 | -208.78 | 581 |  |  | -0.22745 | -132.1494 |  |  |  |  | -132.1494 | 0
3432 | SANDOW_4G | 4 | South | YES | -0.22523 | 580 | 225 | 580 | 0 | 1.029 | LIGCO | 1 | -0.093336 | 0 | 580 | -130.6334 | 580 |  |  | -0.093336 | -54.1347 |  |  |  |  | -54.1347 | 0
8139 | JOS #1 | MB | South | YES | 0 | 0 | 45 | 255 |  | 1.02 | GST | 1 | 0.13189 | 0 | 0 | 0 | 0 |  |  | 0.13189 | 0 |  |  |  |  | 0 | 0
8285 | LAR #1 | MB | South | YES | 0 | 0 | 9 | 32 |  | 1.0497 | GST | 1 | 0.13189 | 0 | 0 | 0 | 0 |  |  | 0.13189 | 0 |  |  | Weighted Shift Factors |  | 0 | 0
8287 | LAR #2 | MB | South | YES | 0 | 0 | 9 | 32 |  | 1.04 | GST | 1 | 0.13189 | 0 | 0 | 0 | 0 |  |  | 0.13189 | 0 |  |  | South | 0.16492 | 0 | 0
8288 | LAR #3 | MB | South | YES | 0 | 0 | 25 | 105 |  | 1.04 | GST | 1 | 0.13189 | 0 | 0 | 0 | 0 |  |  | 0.13189 | 0 |  |  | North | -0.13189 | 0 | 0
8388 | BATES0A | MB | South | YES | 0 | 0 | 21 | 71 |  | 1.033 | GST | 1 | 0.13189 | 0 | 0 | 0 | 0 |  |  | 0.13189 | 0 |  |  |  |  | 0 | 0
8393 | BATES0B | MB | South | YES | 0 | 0 | 25 | 110 |  | 1.03 | GST | 1 | 0.13189 | 0 | 0 | 0 | 0 |  |  | 0.13189 | 0 | North |  |  |  | 0 | 0
8437 | NUECES_B0C | MB | South | YES | 0 | 0 | 7 | 30 |  | 1.03 | GST | 1 | 0.13189 | 0 | 0 | 0 | 0 |  |  | 0.13189 | 0 | Line Rating |  | 956 |  | 0 | 0
8438 | NUECES_B0B | MB | South | YES | 0 | 0 | 26 | 169 |  | 1.03 | GST | 1 | 0.13189 | 0 | 0 | 0 | 0 |  |  | 0.13189 | 0 | Impact Counter to Zone: |  | 186.2841 |  | 0 | 0
39190 | TNSLCGN1__8 | 1 | Houston | YES | 0 | 0 | 10 | 30 |  | 1.03 | Cogen | 1 | 0.13189 | 0 | 0 |  |  |  |  | 0.13189 | 0 |  |  | 19.49% |  | 0 | 0
5934 | SI_RAY5 | 5 | South | YES | 0 | 0 | 10 | 15 |  | 1.035 | GST | 1 | 0.13189 | 15 | 15 | 0 | 15 |  |  | 0.13189 | 1.9784 |  |  |  |  | 0 | 0
48591 | CHE_GT2_5030 | 2 | Houston | YES | 0.027671 | 173 | 50 | 173 | 0 | 1.029 | Cogen | 1 | 0.15957 | 0 | 0 |  |  |  |  | 0.15957 | 0 | South |  |  |  | 0 | 0
48811 | CVC_GT3_5045 | 3 | Houston | YES | 0.027671 | 156 | 91.8 | 156 | 0 | 1.029 | Cogen | 1 | 0.15957 | 0 | 0 |  |  |  |  | 0.15957 | 0 | Line Rating |  | 956 |  | 0 | 0
48812 | CVC_GT2_5020 | 2 | Houston | YES | 0.027671 | 158 | 91.8 | 158 | 0 | 1.029 | Cogen | 1 | 0.15957 | 0 | 0 |  |  |  |  | 0.15957 | 0 | Impact Counter to Zone: |  | 0 |  | 0 | 0
48813 | CVC_GT1_5035 | 1 | Houston | YES | 0.027671 | 160 | 91.8 | 160 | 0 | 1.029 | Cogen | 1 | 0.15957 | 0 | 0 |  |  |  |  | 0.15957 | 0 |  |  | 0% |  | 0 | 0
48814 | CVC_ST5_5040 | 1 | Houston | YES | 0.027671 | 162 | 91.8 | 162 | 0 | 1.029 | Cogen | 1 | 0.15957 | 0 | 0 |  |  |  |  | 0.15957 | 0 |  |  |  |  | 0 | 0
48886 | THW_5354 | C | Houston | YES | 0.034636 | 45.6 | 5 | 57 |  | 1.0319 | GGT | 1 | 0.16653 | 57 | 57 |  |  |  |  | 0.16653 | 9.4922 |  |  |  |  | 0 | 0
48887 | THW_5556 | F | Houston | YES | 0.034636 | 45.6 | 5 | 57 |  | 1.0319 | GGT | 1 | 0.16653 | 57 | 57 |  |  |  |  | 0.16653 | 9.4922 |  |  |  |  | 0 | 0
48885 | THW_5152 | A | Houston | YES | 0.034636 | 46.4 | 5 | 58 |  | 1.0319 | GGT | 1 | 0.16653 | 58 | 58 |  |  |  |  | 0.16653 | 9.6588 |  |  |  |  | 0 | 0
48886 | THW_5354 | D | Houston | YES | 0.034636 | 46.4 | 5 | 58 |  | 1.0319 | GGT | 1 | 0.16653 | 58 | 58 |  |  |  |  | 0.16653 | 9.6588 |  |  |  |  | 0 | 0
48885 | THW_5152 | B | Houston | YES | 0.034636 | 47.2 | 5 | 59 |  | 1.0319 | GGT | 1 | 0.16653 | 59 | 59 |  |  |  |  | 0.16653 | 9.8253 |  |  |  |  | 0 | 0
48887 | THW_5556 | E | Houston | YES | 0.034636 | 47.2 | 5 | 59 |  | 1.0319 | GGT | 1 | 0.16653 | 59 | 59 |  |  |  |  | 0.16653 | 9.8253 |  |  |  |  | 0 | 0
48690 | GBY_GN5_5 | 5 | Houston | YES | 0.035121 | 318.4 | 81 | 398 |  | 1.0362 | GSC | 1 | 0.16702 | 398 | 398 |  |  |  |  | 0.16702 | 66.4721 |  |  |  |  | 0 | 0
48597 | BTE_GT4_8055 | 3 | Houston | YES | 0.035488 | 158.9 | 130 | 158.9 | 0 | 1.0261 | CC | 1 | 0.16738 | 158.9 | 158.9 |  |  |  |  | 0.16738 | 26.5971 |  |  |  |  | 0 | 0
48596 | BTE_GT3_8045 | 2 | Houston | YES | 0.035488 | 161.4 | 130 | 161.4 | 0 | 1.0261 | CC | 1 | 0.16738 | 161.4 | 161.4 |  |  |  |  | 0.16738 | 27.0155 |  |  |  |  | 0 | 0
48595 | BTE_GT2_8075 | 1 | Houston | YES | 0.035488 | 162.8 | 130 | 162.8 | 0 | 1.0261 | CC | 1 | 0.16738 | 162.8 | 162.8 |  |  |  |  | 0.16738 | 27.2498 |  |  |  |  | 0 | 0
48598 | BTE_ST1_8070 | 4 | Houston | YES | 0.035488 | 269.2 | 60 | 269.2 | 0 | 1.0261 | CC | 1 | 0.16738 | 269.2 | 269.2 |  |  |  |  | 0.16738 | 45.0593 |  |  |  |  | 0 | 0
48583 | CBY_GT4_1 | 1 | Houston | YES | 0.03663 | 172 | 0 | 172 | 0 | 1.027 | GSC | 1 | 0.16852 | 172 | 172 |  |  |  |  | 0.16852 | 28.9862 |  |  |  |  | 0 | 0
48584 | CBY_GT4_2 | 2 | Houston | YES | 0.03663 | 172 | 0 | 172 | 0 | 1.027 | CC | 1 | 0.16852 | 172 | 172 |  |  |  |  | 0.16852 | 28.9862 |  |  |  |  | 0 | 0
48585 | CBY_ST4_1 | 3 | Houston | YES | 0.03663 | 172 | 0 | 172 | 0 | 1.027 | CC | 1 | 0.16852 | 172 | 172 |  |  |  |  | 0.16852 | 28.9862 |  |  |  |  | 0 | 0
48815 | CVC_GT4_8005 | 4 | Houston | YES | 0.036821 | 165 | 91.8 | 165 |  | 1.0362 | Cogen | 1 | 0.16872 | 0 | 0 |  |  |  |  | 0.16872 | 0 |  |  |  |  | 0 | 0
48791 | PSA_GT1_8160 | 1 | Houston | YES | 0.037184 | 52 | 20.8 | 65 | 0 | 1.0362 | Cogen | 1 | 0.16908 | 0 | 0 |  |  |  |  | 0.16908 | 0 |  |  |  |  | 0 | 0
48792 | PSA_GT2_8155 | 2 | Houston | YES | 0.037184 | 52.8 | 20.3 | 66 | 0 | 1.0362 | Cogen | 1 | 0.16908 | 0 | 0 |  |  |  |  | 0.16908 | 0 |  |  |  |  | 0 | 0
48793 | PSA_GT3_8150 | 3 | Houston | YES | 0.037184 | 56 | 20.3 | 70 | 0 | 1.0362 | Cogen | 1 | 0.16908 | 0 | 0 |  |  |  |  | 0.16908 | 0 |  |  |  |  | 0 | 0
48794 | PSA_GT4_8145 | 4 | Houston | YES | 0.037184 | 52.8 | 20.3 | 66 | 0 | 1.0362 | Cogen | 1 | 0.16908 | 0 | 0 |  |  |  |  | 0.16908 | 0 |  |  |  |  | 0 | 0
48795 | PSA_GT5_8140 | 5 | Houston | YES | 0.037184 | 51.2 | 20.3 | 64 | 0 | 1.0362 | Cogen | 1 | 0.16908 | 0 | 0 |  |  |  |  | 0.16908 | 0 |  |  |  |  | 0 | 0
48796 | PSA_GN1_8165 | 1 | Houston | YES | 0.037184 | 83.2 | 43.1 | 104 | 0 | 1.0362 | Cogen | 1 | 0.16908 | 0 | 0 |  |  |  |  | 0.16908 | 0 |  |  |  |  | 0 | 0
48797 | PSA_GT6_8135 | 6 | Houston | YES | 0.037184 | 47.2 | 34.5 | 59 | 0 | 1.0362 | Cogen | 1 | 0.16908 | 0 | 0 |  |  |  |  | 0.16908 | 0 |  |  |  |  | 0 | 0
48581 | CBY_GN1_1 | 1 | Houston | YES | 0.037209 | 595.2 | 108 | 744 | 0 | 1.0435 | GSC | 1 | 0.1691 | 744 | 744 |  |  |  |  | 0.1691 | 125.8129 |  |  |  |  | 0 | 0
48940 | WARVUE_GT1 | G1 | Houston | YES | 0.037231 | 15 | 0 | 15 |  | 1.021 | Cogen | 1 | 0.16913 | 0 | 0 |  |  |  |  | 0.16913 | 0 |  |  |  |  | 0 | 0
48651 | EP_1_2 | 1 | Houston | YES | 0.037252 | 4 | 0 | 5 | 0 | 1.0362 | Cogen | 1 | 0.16915 | 0 | 0 |  |  |  |  | 0.16915 | 0 |  |  |  |  | 0 | 0
48651 | EP_1_2 | 2 | Houston | YES | 0.037252 | 17.7 | 10 | 21 | 0 | 1.0362 | Cogen | 1 | 0.16915 | 0 | 0 |  |  |  |  | 0.16915 | 0 |  |  |  |  | 0 | 0
49803 | EXN_15GT | 1 | Houston | YES | 0.037907 | 33 | 8.3 | 34 |  | 1.0326 | Cogen | 1 | 0.1698 | 0 | 0 |  |  |  |  | 0.1698 | 0 |  |  |  |  | 0 | 0
49804 | EXN_16GT | 2 | Houston | YES | 0.037907 | 32 | 8.3 | 34.7 |  | 1.0326 | Cogen | 1 | 0.1698 | 0 | 0 |  |  |  |  | 0.1698 | 0 |  |  |  |  | 0 | 0
49805 | EXN_17GT | 3 | Houston | YES | 0.037907 | 31 | 8.3 | 32.7 |  | 1.0326 | Cogen | 1 | 0.1698 | 0 | 0 |  |  |  |  | 0.1698 | 0 |  |  |  |  | 0 | 0
49826 | EXN938GT | 5 | Houston | YES | 0.037907 | 43 | 9.2 | 45.9 |  | 1.0326 | Cogen | 1 | 0.1698 | 0 | 0 |  |  |  |  | 0.1698 | 0 |  |  |  |  | 0 | 0
49828 | EXN941GT | 10 | Houston | YES | 0.037907 | 17.7 | 5.4 | 17.7 | 0 | 1.0326 | Cogen | 1 | 0.1698 | 0 | 0 |  |  |  |  | 0.1698 | 0 |  |  |  |  | 0 | 0
49829 | EXN942GT | 11 | Houston | YES | 0.037907 | 20 | 5.4 | 20.4 | 0 | 1.0326 | Cogen | 1 | 0.1698 | 0 | 0 |  |  |  |  | 0.1698 | 0 |  |  |  |  | 0 | 0
49830 | EXN943GT | 12 | Houston | YES | 0.037907 | 19 | 5.4 | 19.9 | 0 | 1.0326 | Cogen | 1 | 0.1698 | 0 | 0 |  |  |  |  | 0.1698 | 0 |  |  |  |  | 0 | 0
49831 | EXN944GT | 13 | Houston | YES | 0.037907 | 33 | 5.4 | 35 | 0 | 1.0326 | Cogen | 1 | 0.1698 | 0 | 0 |  |  |  |  | 0.1698 | 0 |  |  |  |  | 0 | 0
49832 | EXN945GT | 9 | Houston | YES | 0.037907 | 18.5 | 9.2 | 18.5 |  | 1.0326 | Cogen | 1 | 0.1698 | 0 | 0 |  |  |  |  | 0.1698 | 0 |  |  |  |  | 0 | 0
49837 | EXN_GT | 4 | Houston | YES | 0.037907 | 81 | 21.3 | 85.4 |  | 1.0326 | Cogen | 1 | 0.1698 | 0 | 0 |  |  |  |  | 0.1698 | 0 |  |  |  |  | 0 | 0
49838 | EXN_14GT | 14 | Houston | YES | 0.037907 | 140 | 0 | 148 |  | 1.0326 | Cogen | 1 | 0.1698 | 0 | 0 |  |  |  |  | 0.1698 | 0 |  |  |  |  | 0 | 0
48883 | THW_GT1_GT_1 | B2 | Houston | YES | 0.038085 | 0 | 0 | 12 |  | 1.043 | GGT | 1 | 0.16998 | 12 | 12 |  |  |  |  | 0.16998 | 2.0398 |  |  |  |  | 0 | 0
48582 | CBY_GN2_2 | 2 | Houston | YES | 0.038585 | 596.8 | 110 | 746 | 0 | 1.0435 | GSC | 1 | 0.17048 | 746 | 746 |  |  |  |  | 0.17048 | 127.1776 |  |  |  |  | 0 | 0
48875 | THW_3132 | B | Houston | YES | 0.039602 | 53 | 5 | 53 | 0 | 1.0435 | CC | 1 | 0.1715 | 53 | 53 |  |  |  |  | 0.1715 | 9.0893 |  |  |  |  | 0 | 0
48875 | THW_3132 | A | Houston | YES | 0.039602 | 55 | 5 | 55 | 0 | 1.0435 | CC | 1 | 0.1715 | 55 | 55 |  |  |  |  | 0.1715 | 9.4323 |  |  |  |  | 0 | 0
48877 | THW_3334 | C | Houston | YES | 0.039602 | 55 | 5 | 55 | 0 | 1.0435 | CC | 1 | 0.1715 | 55 | 55 |  |  |  |  | 0.1715 | 9.4323 |  |  |  |  | 0 | 0
48879 | THW_4142 | F | Houston | YES | 0.039602 | 55 | 5 | 55 | 0 | 1.0435 | CC | 1 | 0.1715 | 55 | 55 |  |  |  |  | 0.1715 | 9.4323 |  |  |  |  | 0 | 0
48879 | THW_4142 | E | Houston | YES | 0.039602 | 56 | 5 | 56 | 0 | 1.0435 | CC | 1 | 0.1715 | 56 | 56 |  |  |  |  | 0.1715 | 9.6038 |  |  |  |  | 0 | 0
48877 | THW_3334 | D | Houston | YES | 0.039602 | 57 | 5 | 57 | 0 | 1.0435 | CC | 1 | 0.1715 | 57 | 57 |  |  |  |  | 0.1715 | 9.7753 |  |  |  |  | 0 | 0
48881 | THW_4344 | G | Houston | YES | 0.039602 | 58 | 5 | 58 | 0 | 1.0435 | CC | 1 | 0.1715 | 58 | 58 |  |  |  |  | 0.1715 | 9.9468 |  |  |  |  | 0 | 0
48881 | THW_4344 | H | Houston | YES | 0.039602 | 58 | 5 | 58 | 0 | 1.0435 | CC | 1 | 0.1715 | 58 | 58 |  |  |  |  | 0.1715 | 9.9468 |  |  |  |  | 0 | 0
48873 | THW_ST3_ST_3 | 3 | Houston | YES | 0.039602 | 107 | 19 | 107 | 0 | 1.0435 | CC | 1 | 0.1715 | 107 | 107 |  |  |  |  | 0.1715 | 18.3501 |  |  |  |  | 0 | 0
48874 | THW_ST4_ST_4 | 4 | Houston | YES | 0.039602 | 108 | 19 | 108 | 0 | 1.0435 | CC | 1 | 0.1715 | 108 | 108 |  |  |  |  | 0.1715 | 18.5216 |  |  |  |  | 0 | 0
48593 | CHE_GT1_8015 | 1 | Houston | YES | 0.040842 | 173 | 50 | 173 | 0 | 1.0362 | Cogen | 1 | 0.17274 | 0 | 0 |  |  |  |  | 0.17274 | 0 |  |  |  |  | 0 | 0
48594 | CHE_GN4_8025 | 4 | Houston | YES | 0.040842 | 142 | 60 | 142 | 0 | 1.0362 | Cogen | 1 | 0.17274 | 0 | 0 |  |  |  |  | 0.17274 | 0 |  |  |  |  | 0 | 0
48513 | LPE_GT3_8080 | 3 | Houston | YES | 0.040968 | 39 | 0 | 39 | 0 | 1.0362 | GGT | 1 | 0.17286 | 39 | 39 |  |  |  |  | 0.17286 | 6.7416 |  |  |  |  | 0 | 0
48514 | LPE_GT4_8085 | 4 | Houston | YES | 0.040968 | 39 | 0 | 39 | 0 | 1.0362 | GGT | 1 | 0.17286 | 39 | 39 |  |  |  |  | 0.17286 | 6.7416 |  |  |  |  | 0 | 0
48511 | LPE_GT1_8070 | 1 | Houston | YES | 0.040968 | 42 | 0 | 42 | 0 | 1.0362 | GGT | 1 | 0.17286 | 42 | 42 |  |  |  |  | 0.17286 | 7.2602 |  |  |  |  | 0 | 0
48512 | LPE_GT2_8075 | 2 | Houston | YES | 0.040968 | 42 | 0 | 42 | 0 | 1.0362 | GGT | 1 | 0.17286 | 42 | 42 |  |  |  |  | 0.17286 | 7.2602 |  |  |  |  | 0 | 0
48500 | APD_GT1_8005 | 1 | Houston | YES | 0.041164 | 137.6 | 54.6 | 137.6 | 0 | 1.0362 | Cogen | 1 | 0.17306 | 0 | 0 |  |  |  |  | 0.17306 | 0 |  |  |  |  | 0 | 0
48820 | SHELLG1_3015 | 1 | Houston | YES | 0.042005 | 71 | 34.5 | 71 |  | 1.029 | Cogen | 1 | 0.1739 | 0 | 0 |  |  |  |  | 0.1739 | 0 |  |  |  |  | 0 | 0
48821 | SHELLG2 | 2 | Houston | YES | 0.042005 | 72 | 34.5 | 72 |  | 1.029 | Cogen | 1 | 0.1739 | 0 | 0 |  |  |  |  | 0.1739 | 0 |  |  |  |  | 0 | 0
48822 | SHELLG3_3020 | 2 | Houston | YES | 0.042005 | 30 | 0 | 30 |  | 1.029 | Cogen | 1 | 0.1739 | 0 | 0 |  |  |  |  | 0.1739 | 0 |  |  |  |  | 0 | 0
48822 | SHELLG3_3020 | 1 | Houston | YES | 0.042005 | 39 | 0 | 39 |  | 1.029 | Cogen | 1 | 0.1739 | 0 | 0 |  |  |  |  | 0.1739 | 0 |  |  |  |  | 0 | 0
48740 | PSG_GN2_8050 | 1 | Houston | YES | 0.042615 | 182 | 60 | 182 | 0 | 1.0326 | Cogen | 1 | 0.17451 | 0 | 0 |  |  |  |  | 0.17451 | 0 |  |  |  |  | 0 | 0
48741 | PSG_GT2_8040 | 1 | Houston | YES | 0.042615 | 158.6 | 50 | 158.6 | 0 | 1.0326 | Cogen | 1 | 0.17451 | 0 | 0 |  |  |  |  | 0.17451 | 0 |  |  |  |  | 0 | 0
48742 | PSG_GT3_8060 | 1 | Houston | YES | 0.042615 | 157 | 50 | 157 | 0 | 1.0326 | Cogen | 1 | 0.17451 | 0 | 0 |  |  |  |  | 0.17451 | 0 |  |  |  |  | 0 | 0
48854 | SRB_GN4_4 | 4 | Houston | YES | 0.042616 | 182.4 | 35 | 228 | 0 | 1.0326 | GST | 1 | 0.17451 | 228 | 228 |  |  |  |  | 0.17451 | 39.7884 |  |  |  |  | 0 | 0
48611 | DIB_GT1_8080 | 1 | Houston | YES | 0.042627 | 64 | 0 | 64 | 0 | 1.0326 | Cogen | 1 | 0.17452 | 0 | 0 |  |  |  |  | 0.17452 | 0 |  |  |  |  | 0 | 0
48612 | DIB_GT2_8075 | 2 | Houston | YES | 0.042627 | 63.2 | 0 | 63.2 | 0 | 1.0326 | Cogen | 1 | 0.17452 | 0 | 0 |  |  |  |  | 0.17452 | 0 |  |  |  |  | 0 | 0
48613 | DIB_ST1_8085 | 3 | Houston | YES | 0.042627 | 67.9 | 30 | 82.6 | 0 | 1.0326 | Cogen | 1 | 0.17452 | 0 | 0 |  |  |  |  | 0.17452 | 0 |  |  |  |  | 0 | 0
48614 | DIB_GT3_8090 | 4 | Houston | YES | 0.042627 | 73.6 | 15 | 73.6 | 0 | 1.0326 | Cogen | 1 | 0.17452 | 0 | 0 |  |  |  |  | 0.17452 | 0 |  |  |  |  | 0 | 0
48845 | SOL_GT1 | 1 | Houston | YES | 0.042633 | 16.2 | 15.4 | 16.2 |  | 1.0326 | Solar | 1 | 0.17453 | 16.2 | 16.2 |  |  |  |  | 0.17453 | 2.8273 |  |  |  |  | 0 | 0
48853 | SRB_GN3_3 | 3 | Houston | YES | 0.042641 | 170.4 | 35 | 213 |  | 1.0326 | GST | 1 | 0.17454 | 213 | 213 |  |  |  |  | 0.17454 | 37.176 |  |  |  |  | 0 | 0
48551 | CAL_GT1_8045 | 1 | Houston | YES | 0.042746 | 149 | 0 | 149 | 0 | 1.0326 | Cogen | 1 | 0.17464 | 0 | 0 |  |  |  |  | 0.17464 | 0 |  |  |  |  | 0 | 0
48552 | CAL_ST1_8000 | 2 | Houston | YES | 0.042746 | 65.1 | 0 | 65.1 | 0 | 1.0326 | Cogen | 1 | 0.17464 | 0 | 0 |  |  |  |  | 0.17464 | 0 |  |  |  |  | 0 | 0
48851 | SRB_GN1_1 | 1 | Houston | YES | 0.042756 | 132 | 26 | 165 | 0 | 1.0217 | GST | 1 | 0.17465 | 165 | 165 |  |  |  |  | 0.17465 | 28.8173 |  |  |  |  | 0 | 0
48852 | SRB_GN2_2 | 2 | Houston | YES | 0.042789 | 140.8 | 26 | 176 | 0 | 1.0217 | GST | 1 | 0.17468 | 176 | 176 |  |  |  |  | 0.17468 | 30.7443 |  |  |  |  | 0 | 0
48855 | SRB_GT211035 | B2 | Houston | YES | 0.042813 | 0 | 0 | 12 |  | 1.014 | GGT | 1 | 0.17471 | 12 | 12 |  |  |  |  | 0.17471 | 2.0965 |  |  |  |  | 0 | 0
48855 | SRB_GT211035 | B1 | Houston | YES | 0.042813 | 0 | 0 | 18 |  | 1.014 | GGT | 1 | 0.17471 | 18 | 18 |  |  |  |  | 0.17471 | 3.1447 |  |  |  |  | 0 | 0
48761 | PR_GT1__9040 | 1 | Houston | YES | 0.043248 | 26 | 0 | 35 |  | 1 | Cogen | 1 | 0.17514 | 0 | 0 |  |  |  |  | 0.17514 | 0 |  |  |  |  | 0 | 0
48644 | DPEC_GT45070 | 4 | Houston | YES | 0.043688 | 157 | 98 | 157 | 0 | 1.0319 | CC | 1 | 0.17558 | 157 | 157 |  |  |  |  | 0.17558 | 27.5664 |  |  |  |  | 0 | 0
48642 | DPEC_GT25025 | 2 | Houston | YES | 0.043688 | 157.1 | 98 | 157.1 | 0 | 1.0319 | CC | 1 | 0.17558 | 157.1 | 157.1 |  |  |  |  | 0.17558 | 27.584 |  |  |  |  | 0 | 0
48643 | DPEC_GT35010 | 3 | Houston | YES | 0.043688 | 157.5 | 98 | 157.5 | 0 | 1.0319 | CC | 1 | 0.17558 | 157.5 | 157.5 |  |  |  |  | 0.17558 | 27.6542 |  |  |  |  | 0 | 0
48641 | DPEC_GT15040 | 1 | Houston | YES | 0.043688 | 163.2 | 98 | 163.2 | 0 | 1.0319 | CC | 1 | 0.17558 | 163.2 | 163.2 |  |  |  |  | 0.17558 | 28.655 |  |  |  |  | 0 | 0
48645 | DPEC_ST55065 | 5 | Houston | YES | 0.043688 | 282 | 0 | 282 | 0 | 1.0319 | CC | 1 | 0.17558 | 282 | 282 |  |  |  |  | 0.17558 | 49.5142 |  |  |  |  | 0 | 0
48841 | SJS_GT1_GT1 | 1 | Houston | YES | 0.044135 | 62.4 | 49 | 78 | 0 | 1.0362 | Cogen | 1 | 0.17603 | 0 | 0 |  |  |  |  | 0.17603 | 0 |  |  |  |  | 0 | 0
48842 | SJS_GT2_GT2 | 2 | Houston | YES | 0.044135 | 64.8 | 49 | 81 | 0 | 1.0362 | Cogen | 1 | 0.17603 | 0 | 0 |  |  |  |  | 0.17603 | 0 |  |  |  |  | 0 | 0
48691 | GBY_73741085 | B | Houston | YES | 0.044711 | 37.6 | 20 | 47 | 0 | 1.0362 | GGT | 1 | 0.17661 | 47 | 47 |  |  |  |  | 0.17661 | 8.3005 |  |  |  |  | 0 | 0
48691 | GBY_73741085 | A | Houston | YES | 0.044711 | 37.6 | 20 | 47 | 0 | 1.0362 | GGT | 1 | 0.17661 | 47 | 47 |  |  |  |  | 0.17661 | 8.3005 |  |  |  |  | 0 | 0
48692 | GBY_81821075 | C | Houston | YES | 0.044711 | 37.6 | 20 | 47 | 0 | 1.0362 | GGT | 1 | 0.17661 | 47 | 47 |  |  |  |  | 0.17661 | 8.3005 |  |  |  |  | 0 | 0
48693 | GBY_83841065 | F | Houston | YES | 0.044711 | 43.2 | 20 | 54 | 0 | 1.0362 | GGT | 1 | 0.17661 | 54 | 54 |  |  |  |  | 0.17661 | 9.5367 |  |  |  |  | 0 | 0
48692 | GBY_81821075 | D | Houston | YES | 0.044711 | 44 | 20 | 55 | 0 | 1.0362 | GGT | 1 | 0.17661 | 55 | 55 |  |  |  |  | 0.17661 | 9.7133 |  |  |  |  | 0 | 0
48693 | GBY_83841065 | E | Houston | YES | 0.044711 | 45.6 | 20 | 57 | 0 | 1.0362 | GGT | 1 | 0.17661 | 57 | 57 |  |  |  |  | 0.17661 | 10.0665 |  |  |  |  | 0 | 0
48531 | BYU_GT1_8075 | 1 | Houston | YES | 0.045887 | 65 | 0 | 65 |  | 1.0362 | Cogen | 1 | 0.17778 | 0 | 0 |  |  |  |  | 0.17778 | 0 |  |  |  |  | 0 | 0
48532 | BYU_GT2_8055 | 2 | Houston | YES | 0.045887 | 62 | 0 | 62 |  | 1.0362 | Cogen | 1 | 0.17778 | 0 | 0 |  |  |  |  | 0.17778 | 0 |  |  |  |  | 0 | 0
48533 | BYU_GT3_8060 | 3 | Houston | YES | 0.045887 | 67 | 0 | 67 |  | 1.0362 | Cogen | 1 | 0.17778 | 0 | 0 |  |  |  |  | 0.17778 | 0 |  |  |  |  | 0 | 0
48534 | BYU_GT4_8065 | 4 | Houston | YES | 0.045887 | 65 | 0 | 65 |  | 1.0362 | Cogen | 1 | 0.17778 | 0 | 0 |  |  |  |  | 0.17778 | 0 |  |  |  |  | 0 | 0
48561 | CTL_GT2_8130 | 1 | Houston | YES | 0.046817 | 73.5 | 30.3 | 91.9 |  | 1.0362 | Cogen | 1 | 0.17871 | 0 | 0 |  |  |  |  | 0.17871 | 0 |  |  |  |  | 0 | 0
48562 | CTL_GT3_8135 | 2 | Houston | YES | 0.046817 | 70.1 | 30.3 | 87.6 |  | 1.0362 | Cogen | 1 | 0.17871 | 0 | 0 |  |  |  |  | 0.17871 | 0 |  |  |  |  | 0 | 0
48563 | CTL_GT4_8140 | 3 | Houston | YES | 0.046817 | 69.6 | 30.3 | 87 |  | 1.0362 | Cogen | 1 | 0.17871 | 0 | 0 |  |  |  |  | 0.17871 | 0 |  |  |  |  | 0 | 0
48564 | CTL_GN1_8145 | 4 | Houston | YES | 0.046817 | 43.6 | 12.9 | 54.5 |  | 1.0362 | Cogen | 1 | 0.17871 | 0 | 0 |  |  |  |  | 0.17871 | 0 |  |  |  |  | 0 | 0
48565 | CTL_GN2_8155 | 5 | Houston | YES | 0.046817 | 9.8 | 3.4 | 12.2 |  | 1.0362 | Cogen | 1 | 0.17871 | 0 | 0 |  |  |  |  | 0.17871 | 0 |  |  |  |  | 0 | 0
48772 | PHR_GN2_2 | MB | Houston | YES | 0.049255 | 0 | 72 | 459 |  | 1.0362 | GSC | 1 | 0.18115 | 0 | 0 |  |  |  |  | 0.18115 | 0 |  |  |  |  | 0 | 0
38580 | TNBP_CGN1_8 | 1 | Houston | YES | 0.052743 | 70.8 | 0 | 70.8 | 0 | 1.005 | Cogen | 1 | 0.18464 | 0 | 0 |  |  |  |  | 0.18464 | 0 |  |  |  |  | 0 | 0
38590 | TNBP_CGN2_8 | 2 | Houston | YES | 0.052743 | 66.7 | 0 | 66.7 | 0 | 1.005 | Cogen | 1 | 0.18464 | 0 | 0 |  |  |  |  | 0.18464 | 0 |  |  |  |  | 0 | 0
38600 | TNBP_CGN3_8 | 5 | Houston | YES | 0.052743 | 53 | 0 | 53 | 0 | 1.005 | Cogen | 1 | 0.18464 | 0 | 0 |  |  |  |  | 0.18464 | 0 |  |  |  |  | 0 | 0
38611 | TNBPAMCG1_8 | 1 | Houston | YES | 0.052743 | 153.2 | 0 | 153.2 | 0 | 1.005 | Cogen | 1 | 0.18464 | 0 | 0 |  |  |  |  | 0.18464 | 0 |  |  |  |  | 0 | 0
38612 | TNBPAMCG2_8 | 2 | Houston | YES | 0.052743 | 153.5 | 0 | 153.5 | 0 | 1.005 | Cogen | 1 | 0.18464 | 0 | 0 |  |  |  |  | 0.18464 | 0 |  |  |  |  | 0 | 0
38613 | TNBPAMCG3_8 | 3 | Houston | YES | 0.052743 | 152.3 | 0 | 152.3 | 0 | 1.005 | Cogen | 1 | 0.18464 | 0 | 0 |  |  |  |  | 0.18464 | 0 |  |  |  |  | 0 | 0
38614 | TNBPAMCG4_8 | 4 | Houston | YES | 0.052743 | 96 | 0 | 96 |  | 1.005 | Cogen | 1 | 0.18464 | 0 | 0 |  |  |  |  | 0.18464 | 0 |  |  |  |  | 0 | 0
38615 | TNBPAMCG5_8 | 1 | Houston | YES | 0.052743 | 244 | 0 | 244 | 0 | 1.005 | Cogen | 1 | 0.18464 | 0 | 0 |  |  |  |  | 0.18464 | 0 |  |  |  |  | 0 | 0
38690 | TNBP_CGN4_8 | 3 | Houston | YES | 0.052743 | 40 | 0 | 40 |  | 1.005 | Cogen | 1 | 0.18464 | 0 | 0 |  |  |  |  | 0.18464 | 0 |  |  |  |  | 0 | 0
38711 | TNTXCTY1CG8 | 1 | Houston | YES | 0.052743 | 100.3 | 59 | 100.3 | 0 | 1 | Cogen | 1 | 0.18464 | 0 | 0 |  |  |  |  | 0.18464 | 0 |  |  |  |  | 0 | 0
38712 | TNTXCTY2CG8 | 1 | Houston | YES | 0.052743 | 92.9 | 59 | 92.9 | 0 | 1 | Cogen | 1 | 0.18464 | 0 | 0 |  |  |  |  | 0.18464 | 0 |  |  |  |  | 0 | 0
38713 | TNTXCTY3CG8 | 1 | Houston | YES | 0.052743 | 102.7 | 59 | 102.7 | 0 | 1 | Cogen | 1 | 0.18464 | 0 | 0 |  |  |  |  | 0.18464 | 0 |  |  |  |  | 0 | 0
38714 | TNTXCTY4CG8 | 1 | Houston | YES | 0.052743 | 103 | 59 | 103 | 0 | 1 | Cogen | 1 | 0.18464 | 0 | 0 |  |  |  |  | 0.18464 | 0 |  |  |  |  | 0 | 0
39470 | TNDOWCGNSG8 | 1 | Houston | YES | 0.052743 | 32 | 10 | 32 | 0 | 0.985 | Cogen | 1 | 0.18464 | 0 | 0 |  |  |  |  | 0.18464 | 0 |  |  |  |  | 0 | 0
39480 | TNDOWCGNGG8 | 1 | Houston | YES | 0.052743 | 30 | 10 | 30 | 0 | 0.985 | Cogen | 1 | 0.18464 | 0 | 0 |  |  |  |  | 0.18464 | 0 |  |  |  |  | 0 | 0
48929 | WAPGT21_GT1 | B1 | Houston | YES | 0.060832 | 0 | 0 | 13 |  | 1.05 | GGT | 1 | 0.19273 | 13 | 13 |  |  |  |  | 0.19273 | 2.5054 |  |  |  |  | 0 | 0
48921 | WAP_GN1_1 | 1 | Houston | YES | 0.060832 | 132.8 | 37 | 166 | 0 | 1.0362 | GST | 1 | 0.19273 | 166 | 166 |  |  |  |  | 0.19273 | 31.9926 |  |  |  |  | 0 | 0
48922 | WAP_GN2_2 | 2 | Houston | YES | 0.060832 | 132.8 | 37 | 166 | 0 | 1.0362 | GST | 1 | 0.19273 | 166 | 166 |  |  |  |  | 0.19273 | 31.9926 |  |  |  |  | 0 | 0
48923 | WAP_GN3_3 | 3 | Houston | YES | 0.060832 | 198.4 | 93 | 248 | 0 | 1.0362 | GST | 1 | 0.19273 | 248 | 248 |  |  |  |  | 0.19273 | 47.7961 |  |  |  |  | 0 | 0
48924 | WAP_GN4_4 | 4 | Houston | YES | 0.060832 | 546 | 217 | 546 | 0 | 1.0362 | GSC | 1 | 0.19273 | 546 | 546 |  |  |  |  | 0.19273 | 105.2286 |  |  |  |  | 0 | 0
48925 | WAP_GN5_5 | 5 | Houston | YES | 0.060832 | 579.4 | 278 | 654 | 0 | 0.985 | LIGCO | 1 | 0.19273 | 0 | 654 |  |  |  |  | 0.19273 | 126.043 |  |  |  |  | 0 | 0
48510 | AK_GT1__8040 | 1 | Houston | YES | 0.061102 | 33.4 | 8.1 | 34 |  | 1.029 | Cogen | 1 | 0.193 | 0 | 0 |  |  |  |  | 0.193 | 0 |  |  |  |  | 0 | 0
48730 | MNS_GT | 1 | Houston | YES | 0.062989 | 43 | 0 | 46.1 |  | 1.029 | Cogen | 1 | 0.19488 | 0 | 0 |  |  |  |  | 0.19488 | 0 |  |  |  |  | 0 | 0
48522 | BVE_GT2_5035 | 2 | Houston | YES | 0.063035 | 166.4 | 0 | 166.4 |  | 1.035 | CC | 1 | 0.19493 | 166.4 | 166.4 |  |  |  |  | 0.19493 | 32.4362 |  |  |  |  | 0 | 0
48521 | BVE_GT1_GT1 | 1 | Houston | YES | 0.063035 | 167.7 | 0 | 167.7 |  | 1.035 | CC | 1 | 0.19493 | 167.7 | 167.7 |  |  |  |  | 0.19493 | 32.6897 |  |  |  |  | 0 | 0
48523 | BVE_ST1_GN1 | 3 | Houston | YES | 0.063035 | 252.4 | 0 | 252.4 |  | 1.035 | CC | 1 | 0.19493 | 252.4 | 252.4 |  |  |  |  | 0.19493 | 49.2002 |  |  |  |  | 0 | 0
48927 | WAP_GN7_7 | 7 | Houston | YES | 0.063142 | 564 | 277 | 564 |  | 1.035 | LIGCO | 1 | 0.19504 | 0 | 564 |  |  |  |  | 0.19504 | 110.0005 |  |  |  |  | 0 | 0
48928 | WAP_GN8_8 | 8 | Houston | YES | 0.063142 | 603 | 275 | 603 |  | 1.035 | LIGCO | 1 | 0.19504 | 0 | 603 |  |  |  |  | 0.19504 | 117.6069 |  |  |  |  | 0 | 0
48926 | WAP_GN6_6 | 6 | Houston | YES | 0.063142 | 651 | 280 | 651 |  | 1.035 | LIGCO | 1 | 0.19504 | 0 | 651 |  |  |  |  | 0.19504 | 126.9687 |  |  |  |  | 0 | 0
48674 | FTR_CN4_5095 | 4 | North | YES | -0.035187 | 380 | 0 | 380 | 0 | 1.0319 | CC | -1 | 0.20011 | 380 | 380 |  |  | -13.3711 | 380 | -0.20011 | -76.0419 |  |  |  |  | 0 | 0
48672 | FTR_GT2_5110 | 2 | North | YES | -0.035187 | 159 | 0 | 159 | 0 | 1.0319 | CC | -1 | 0.20011 | 159 | 159 |  |  | -5.5947 | 159 | -0.20011 | -31.8175 |  |  |  |  | 0 | 0
48673 | FTR_GT3_5085 | 3 | North | YES | -0.035187 | 158 | 0 | 158 | 0 | 1.0319 | CC | -1 | 0.20011 | 158 | 158 |  |  | -5.5595 | 158 | -0.20011 | -31.6174 |  |  |  |  | 0 | 0
48671 | FTR_GT1_5105 | 1 | North | YES | -0.035187 | 154.2 | 0 | 154.2 | 0 | 1.0319 | CC | -1 | 0.20011 | 154.2 | 154.2 |  |  | -5.4258 | 154.2 | -0.20011 | -30.857 |  |  |  |  | 0 | 0
39760 | TNSCLP1___8 | 1 | Houston | YES | 0.075411 | 93.4 | 20 | 116.8 | 0 | 1.04 | Cogen | 1 | 0.20731 | 0 | 0 |  |  |  |  | 0.20731 | 0 |  |  |  |  | 0 | 0
39770 | TNSCLP2___8 | 1 | Houston | YES | 0.075411 | 91.6 | 20 | 114.5 | 0 | 1.04 | Cogen | 1 | 0.20731 | 0 | 0 |  |  |  |  | 0.20731 | 0 |  |  |  |  | 0 | 0
39775 | TNSCLP4___8 | 1 | Houston | YES | 0.075411 | 95.2 | 20 | 119 | 0 | 1.04 | Cogen | 1 | 0.20731 | 0 | 0 |  |  |  |  | 0.20731 | 0 |  |  |  |  | 0 | 0
39790 | TNSCLP3___8 | 1 | Houston | YES | 0.075411 | 87.6 | 20 | 109.5 | 0 | 1.027 | Cogen | 1 | 0.20731 | 0 | 0 |  |  |  |  | 0.20731 | 0 |  |  |  |  | 0 | 0
48520 | BSF_GT1_8070 | 1 | Houston | YES | 0.079069 | 72 | 0 | 72 | 0 | 1.0326 | Cogen | 1 | 0.21096 | 0 | 0 |  |  |  |  | 0.21096 | 0 |  |  |  |  | 0 | 0
48520 | BSF_GT1_8070 | 2 | Houston | YES | 0.079069 | 10 | 0 | 10 | 0 | 1.0326 | Cogen | 1 | 0.21096 | 0 | 0 |  |  |  |  | 0.21096 | 0 |  |  |  |  | 0 | 0
990 | GIBN_CREK_G1 | 1 | North | YES | -0.049004 | 463 | 200 | 463 | 0 | 1.0275 | LIGCO | -1 | 0.21393 | 0 | 463 |  |  | 0 | 0 | -0.21393 | 0 |  |  |  |  | 0 | 0
49851 | DOW17000 | 37 | Houston | YES | 0.083655 | 39 | 0 | 62 | 0 | 1 | Cogen | 1 | 0.21555 | 0 | 0 |  |  |  |  | 0.21555 | 0 |  |  |  |  | 0 | 0
49858 | DOW38100 | 31 | Houston | YES | 0.083655 | 45 | 0 | 71.4 |  | 1 | Cogen | 1 | 0.21555 | 0 | 0 |  |  |  |  | 0.21555 | 0 |  |  |  |  | 0 | 0
49859 | DOW38200 | 33 | Houston | YES | 0.083655 | 28 | 0 | 45 | 0 | 1 | Cogen | 1 | 0.21555 | 0 | 0 |  |  |  |  | 0.21555 | 0 |  |  |  |  | 0 | 0
49860 | DOW38300 | 32 | Houston | YES | 0.083655 | 63 | 0 | 101 |  | 1 | Cogen | 1 | 0.21555 | 0 | 0 |  |  |  |  | 0.21555 | 0 |  |  |  |  | 0 | 0
49862 | DOW39100 | 36 | Houston | YES | 0.083655 | 54 | 0 | 86 | 0 | 1 | Cogen | 1 | 0.21555 | 0 | 0 |  |  |  |  | 0.21555 | 0 |  |  |  |  | 0 | 0
49863 | DOW39200 | 35 | Houston | YES | 0.083655 | 55 | 0 | 88 | 0 | 1 | Cogen | 1 | 0.21555 | 0 | 0 |  |  |  |  | 0.21555 | 0 |  |  |  |  | 0 | 0
49865 | DOW41000 | 41 | Houston | YES | 0.083655 | 31 | 0 | 50 |  | 1 | Cogen | 1 | 0.21555 | 0 | 0 |  |  |  |  | 0.21555 | 0 |  |  |  |  | 0 | 0
49866 | DOW42000 | 42 | Houston | YES | 0.083655 | 11 | 0 | 18 |  | 1 | Cogen | 1 | 0.21555 | 0 | 0 |  |  |  |  | 0.21555 | 0 |  |  |  |  | 0 | 0
49869 | DOW49000 | 45 | Houston | YES | 0.083655 | 59 | 0 | 94 |  | 1 | Cogen | 1 | 0.21555 | 0 | 0 |  |  |  |  | 0.21555 | 0 |  |  |  |  | 0 | 0
49870 | DOW61000 | 61 | Houston | YES | 0.083655 | 44 | 0 | 70 | 0 | 1 | Cogen | 1 | 0.21555 | 0 | 0 |  |  |  |  | 0.21555 | 0 |  |  |  |  | 0 | 0
49871 | DOW62000 | 62 | Houston | YES | 0.083655 | 40 | 0 | 63 | 0 | 1 | Cogen | 1 | 0.21555 | 0 | 0 |  |  |  |  | 0.21555 | 0 |  |  |  |  | 0 | 0
49872 | DOW63000 | 63 | Houston | YES | 0.083655 | 45 | 0 | 72 | 0 | 1 | Cogen | 1 | 0.21555 | 0 | 0 |  |  |  |  | 0.21555 | 0 |  |  |  |  | 0 | 0
49873 | DOW64000 | 64 | Houston | YES | 0.083655 | 41 | 0 | 64.8 | 0 | 1 | Cogen | 1 | 0.21555 | 0 | 0 |  |  |  |  | 0.21555 | 0 |  |  |  |  | 0 | 0
49876 | DOW65000 | 65 | Houston | YES | 0.083655 | 63 | 0 | 101 | 0 | 1 | Cogen | 1 | 0.21555 | 0 | 0 |  |  |  |  | 0.21555 | 0 |  |  |  |  | 0 | 0
49877 | DOW66000 | 66 | Houston | YES | 0.083655 | 61 | 0 | 97 | 0 | 1 | Cogen | 1 | 0.21555 | 0 | 0 |  |  |  |  | 0.21555 | 0 |  |  |  |  | 0 | 0
49878 | DOW67000 | 67 | Houston | YES | 0.083655 | 65 | 0 | 103 | 0 | 1 | Cogen | 1 | 0.21555 | 0 | 0 |  |  |  |  | 0.21555 | 0 |  |  |  |  | 0 | 0
49882 | DOW81000 | 81 | Houston | YES | 0.083655 | 47 | 0 | 76 | 0 | 1 | Cogen | 1 | 0.21555 | 0 | 0 |  |  |  |  | 0.21555 | 0 |  |  |  |  | 0 | 0
49884 | DOW82000 | 82 | Houston | YES | 0.083655 | 51 | 0 | 80 | 0 | 1 | Cogen | 1 | 0.21555 | 0 | 0 |  |  |  |  | 0.21555 | 0 |  |  |  |  | 0 | 0
49885 | DOW83000 | 83 | Houston | YES | 0.083655 | 51 | 0 | 80 | 0 | 1 | Cogen | 1 | 0.21555 | 0 | 0 |  |  |  |  | 0.21555 | 0 |  |  |  |  | 0 | 0
49886 | DOW84000 | 84 | Houston | YES | 0.083655 | 107 | 0 | 171 | 0 | 0.98 | Cogen | 1 | 0.21555 | 0 | 0 |  |  |  |  | 0.21555 | 0 |  |  |  |  | 0 | 0
8032 | AMISTADHYD1 | 1 | South | YES | 0.091737 | 33 | 13 | 33 | 0 | 1.03 | Hydro | 1 | 0.22363 | 0 | 0 | 0 | 0 |  |  | 0.22363 | 0 |  |  |  |  | 0 | 0
8033 | AMISTADHYD2 | 2 | South | YES | 0.091737 | 25 | 13 | 25 | 0 | 1.03 | Hydro | 1 | 0.22363 | 0 | 0 | 0 | 0 |  |  | 0.22363 | 0 |  |  |  |  | 0 | 0
88253 | HAMILTON | F | South | YES | 0.091737 | 0 | 0 | 0 | 0 | 1.04 | BLT | 1 | 0.22363 | 0 | 0 | 0 | 0 |  |  | 0.22363 | 0 |  |  |  |  | 0 | 0
7022 | L_BUCHAN1_1Y | 1 | South | YES | 0.095502 | 0 | 0 | 18 |  | 1 | Hydro | 1 | 0.2274 | 0 | 0 | 0 | 0 |  |  | 0.2274 | 0 |  |  |  |  | 0 | 0
7023 | L_BUCHAN1_2Y | 2 | South | YES | 0.095502 | 0 | 0 | 18 |  | 1 | Hydro | 1 | 0.2274 | 0 | 0 | 0 | 0 |  |  | 0.2274 | 0 |  |  |  |  | 0 | 0
7024 | L_BUCHAN1_3Y | 3 | South | YES | 0.095502 | 0 | 0 | 15 |  | 1 | Hydro | 1 | 0.2274 | 0 | 0 | 0 | 0 |  |  | 0.2274 | 0 |  |  |  |  | 0 | 0
7026 | L_INKSDA1_1Y | 1 | South | YES | 0.09952 | 0 | 0 | 13.7 |  | 1 | Hydro | 1 | 0.23141 | 0 | 0 | 0 | 0 |  |  | 0.23141 | 0 |  |  |  |  | 0 | 0
48911 | TGF_GT1_8000 | 1 | Houston | YES | 0.10003 | 69.2 | 0 | 69.2 |  | 1.029 | Cogen | 1 | 0.23192 | 0 | 0 |  |  |  |  | 0.23192 | 0 |  |  |  |  | 0 | 0
32798 | BRYN_TAMUGEN | 1 | North | YES | -0.072488 | 32 | 0 | 32 |  | 1.02 | GST | -1 | 0.23741 | 32 | 32 |  |  | -2.3196 | 32 | -0.23741 | -7.5972 |  |  |  |  | 0 | 0
48731 | CBE_GT1 | 1 | Houston | YES | 0.10565 | 76 | 0 | 76 | 0 | 1.029 | CC | 1 | 0.23755 | 76 | 76 |  |  |  |  | 0.23755 | 18.0535 |  |  |  |  | 0 | 0
48732 | CBE_GT2 | 1 | Houston | YES | 0.10565 | 76 | 0 | 76 | 0 | 1.029 | CC | 1 | 0.23755 | 76 | 76 |  |  |  |  | 0.23755 | 18.0535 |  |  |  |  | 0 | 0
48734 | CBE_GT3 | 1 | Houston | YES | 0.10565 | 76 | 0 | 76 | 0 | 1.029 | CC | 1 | 0.23755 | 76 | 76 |  |  |  |  | 0.23755 | 18.0535 |  |  |  |  | 0 | 0
48735 | CBE_GT4 | 1 | Houston | YES | 0.10565 | 76 | 0 | 76 | 0 | 1.029 | CC | 1 | 0.23755 | 76 | 76 |  |  |  |  | 0.23755 | 18.0535 |  |  |  |  | 0 | 0
48733 | CBE_ST12 | 1 | Houston | YES | 0.10565 | 105 | 0 | 105 | 0 | 1.029 | CC | 1 | 0.23755 | 105 | 105 |  |  |  |  | 0.23755 | 24.9424 |  |  |  |  | 0 | 0
48736 | CBE_ST34 | 1 | Houston | YES | 0.10565 | 105 | 0 | 105 | 0 | 1.029 | CC | 1 | 0.23755 | 105 | 105 |  |  |  |  | 0.23755 | 24.9424 |  |  |  |  | 0 | 0
60202 | FRNDDRCS | F | West | YES | -0.073191 | 0 | 0 | 0 | 0 | 0.9985 | AVR | -1 | 0.23811 | 0 | 0 |  |  |  |  | -0.23811 | 0 |  |  |  |  | 0 | 0
5911 | STP_GN1___1 | 1 | Houston | YES | 0.10775 | 1333 | 1249 | 1333 | 0 | 1.0406 | Nuc | 1 | 0.23965 | 0 | 0 |  |  |  |  | 0.23965 | 0 |  |  |  |  | 0 | 0
5912 | STP_GN2___2 | 2 | Houston | YES | 0.10775 | 1332 | 1249 | 1332 | 0 | 1.0406 | Nuc | 1 | 0.23965 | 0 | 0 |  |  |  |  | 0.23965 | 0 |  |  |  |  | 0 | 0
32888 | BRYN_ATKINS7 | 1 | North | YES | -0.075911 | 13.6 | 4 | 17 |  | 1.028 | GGT | -1 | 0.24083 | 17 | 17 |  |  | -1.2905 | 17 | -0.24083 | -4.0942 |  |  |  |  | 0 | 0
32886 | BRYN_ATKINS3 | MB | North | YES | -0.075911 | 0 | 5 | 12 |  | 1 | GST | -1 | 0.24083 | 0 | 0 |  |  | 0 | 0 | -0.24083 | 0 |  |  |  |  | 0 | 0
32887 | BRYN_ATKINS6 | MB | North | YES | -0.075911 | 0 | 12 | 51 |  | 1.028 | GST | -1 | 0.24083 | 0 | 0 |  |  | 0 | 0 | -0.24083 | 0 |  |  |  |  | 0 | 0
32890 | BRYN_ATKINS4 | MB | North | YES | -0.075911 | 0 | 5 | 22 |  | 1.031 | GST | -1 | 0.24083 | 0 | 0 |  |  | 0 | 0 | -0.24083 | 0 |  |  |  |  | 0 | 0
32891 | BRYN_ATKINS5 | MB | North | YES | -0.075911 | 0 | 5 | 25 |  | 1.031 | GST | -1 | 0.24083 | 0 | 0 |  |  | 0 | 0 | -0.24083 | 0 |  |  |  |  | 0 | 0
8262 | ELPS | 1 | South | YES | 0.11589 | 6 | 6 | 6 | 0 | 1.15 | Hydro | 1 | 0.24779 | 0 | 0 | 0 | 0 |  |  | 0.24779 | 0 |  |  |  |  | 0 | 0
39960 | TNTNPONE_18 | 1 | North | YES | -0.083024 | 152.3 | 30 | 152.3 |  | 1.04 | LIGCO | -1 | 0.24795 | 0 | 152.3 |  |  | 0 | 0 | -0.24795 | 0 |  |  |  |  | 0 | 0
39970 | TNTNPONE_28 | 1 | North | YES | -0.083024 | 153 | 30 | 153 |  | 1.04 | LIGCO | -1 | 0.24795 | 0 | 153 |  |  | 0 | 0 | -0.24795 | 0 |  |  |  |  | 0 | 0
32892 | BRYN_DNSBY14 | 1 | North | YES | -0.083306 | 84 | 25 | 105 | 0 | 1.035 | GST | -1 | 0.24823 | 105 | 105 |  |  | -8.7471 | 105 | -0.24823 | -26.0641 |  |  |  |  | 0 | 0
32883 | BRYN_DNSBY3 | 1 | North | YES | -0.083306 | 0 | 2 | 48 |  | 1.015 | GST | -1 | 0.24823 | 48 | 48 |  |  | -3.9987 | 48 | -0.24823 | -11.915 |  |  |  |  | 0 | 0
32884 | BRYN_DNSBY13 | 1 | North | YES | -0.083306 | 46 | 2 | 46 | 0 | 1.015 | GST | -1 | 0.24823 | 46 | 46 |  |  | -3.8321 | 46 | -0.24823 | -11.4185 |  |  |  |  | 0 | 0
7035 | L_WIRTZ_1G1Y | 1 | South | YES | 0.1253 | 0 | 0 | 29 |  | 1 | Hydro | 1 | 0.25719 | 0 | 0 | 0 | 0 |  |  | 0.25719 | 0 |  |  |  |  | 0 | 0
7036 | L_WIRTZ_1G2Y | 2 | South | YES | 0.1253 | 0 | 0 | 29.7 |  | 1 | Hydro | 1 | 0.25719 | 0 | 0 | 0 | 0 |  |  | 0.25719 | 0 |  |  |  |  | 0 | 0
7000 | L_FERGUS1_1Y | 1 | South | YES | 0.12557 | 400 | 65 | 423.3 | 0 | 1.015 | GSC | 1 | 0.25746 | 423.3 | 423.3 | 53.1534 | 423.3 |  |  | 0.25746 | 108.9842 |  |  |  |  | 0 | 0
60018 | DSKY1 | 1 | West | YES | -0.093142 | 21 | 0 | 84 | 0 | 1.023 | Wind | -1 | 0.25807 | 0 | 84 |  |  |  |  | -0.25807 | 0 |  |  |  |  | 0 | 0
60000 | DSKY2 | 1 | West | YES | -0.093475 | 19.1 | 0 | 76.5 |  | 1.039 | Wind | -1 | 0.2584 | 0 | 76.5 |  |  |  |  | -0.2584 | 0 |  |  |  |  | 0 | 0
60017 | ORNNWP1 | 1 | West | YES | -0.094431 | 20 | 0 | 80 |  | 1.027 | Wind | -1 | 0.25935 | 0 | 80 |  |  |  |  | -0.25935 | 0 |  |  |  |  | 0 | 0
48721 | LEG_1___1 | 1 | North | YES | -0.096208 | 827 | 357 | 827 | 0 | 1.0348 | LIGCO | -1 | 0.26113 | 0 | 827 |  |  | 0 | 0 | -0.26113 | 0 |  |  |  |  | 0 | 0
48722 | LEG_2___2 | 2 | North | YES | -0.096208 | 819 | 357 | 819 | 0 | 1.0348 | LIGCO | -1 | 0.26113 | 0 | 819 |  |  | 0 | 0 | -0.26113 | 0 |  |  |  |  | 0 | 0
38437 | TNSRBNMESA9 | 1 | West | YES | -0.09825 | 37.5 | 0 | 150 | 0 | 1.02 | Wind | -1 | 0.26317 | 0 | 150 |  |  |  |  | -0.26317 | 0 |  |  |  |  | 0 | 0
38332 | TNWDWRDU2_8 | 1 | West | YES | -0.09836 | 20 | 0 | 80 | 0 | 1.0232 | Wind | -1 | 0.26328 | 0 | 80 |  |  |  |  | -0.26328 | 0 |  |  |  |  | 0 | 0
60016 | WOODWRD11A | 1 | West | YES | -0.098385 | 20 | 0 | 80 |  | 1.033 | Wind | -1 | 0.26331 | 0 | 80 |  |  |  |  | -0.26331 | 0 |  |  |  |  | 0 | 0
6016 | SWMESA | 1 | West | YES | -0.098519 | 18.8 | 0 | 75 |  | 1.03 | Wind | -1 | 0.26344 | 0 | 75 |  |  |  |  | -0.26344 | 0 |  |  |  |  | 0 | 0
60003 | KING_NE1A | 1 | West | YES | -0.098519 | 20 | 0 | 80 |  | 1.03 | Wind | -1 | 0.26344 | 0 | 80 |  |  |  |  | -0.26344 | 0 |  |  |  |  | 0 | 0
60005 | KING_SE1A | 1 | West | YES | -0.098519 | 10 | 0 | 40 |  | 1.035 | Wind | -1 | 0.26344 | 0 | 40 |  |  |  |  | -0.26344 | 0 |  |  |  |  | 0 | 0
60201 | RIO DRCS | F | West | YES | -0.098725 | 0 | 0 | 0 | 0 | 1.025 | AVR | -1 | 0.26365 | 0 | 0 |  |  |  |  | -0.26365 | 0 |  |  |  |  | 0 | 0
60007 | KING_SW1A | 1 | West | YES | -0.099238 | 20 | 0 | 80 |  | 1.03 | Wind | -1 | 0.26416 | 0 | 80 |  |  |  |  | -0.26416 | 0 |  |  |  |  | 0 | 0
60019 | KING_NW1A | 1 | West | YES | -0.099238 | 20 | 0 | 80 |  | 1.03 | Wind | -1 | 0.26416 | 0 | 80 |  |  |  |  | -0.26416 | 0 |  |  |  |  | 0 | 0
7028 | L_MARBFA1_1Y | 1 | South | YES | 0.13712 | 0 | 0 | 18 |  | 1 | Hydro | 1 | 0.26901 | 0 | 0 | 0 | 0 |  |  | 0.26901 | 0 |  |  |  |  | 0 | 0
7029 | L_MARBFA1_2Y | 2 | South | YES | 0.13712 | 0 | 0 | 18 |  | 1 | Hydro | 1 | 0.26901 | 0 | 0 | 0 | 0 |  |  | 0.26901 | 0 |  |  |  |  | 0 | 0
1349 | WESTXWIN_1G | 1 | West | YES | -0.10974 | 1.3 | 0 | 6.6 |  | 1.014 | Wind | -1 | 0.27466 | 0 | 6.6 |  |  |  |  | -0.27466 | 0 |  |  |  |  | 0 | 0
1350 | NWPWRG1_1G | 1 | West | YES | -0.10974 | 6.9 | 1 | 34.3 |  | 1.014 | Wind | -1 | 0.27466 | 0 | 34.3 |  |  |  |  | -0.27466 | 0 |  |  |  |  | 0 | 0
1008 | PB6GEN_7G | 6 | West | YES | -0.11034 | 515 | 130 | 515 | 0 | 1.036 | GST | -1 | 0.27526 | 515 | 515 |  |  |  |  | -0.27526 | -141.7585 |  |  |  |  | 0 | 0
1007 | PB5GEN_6G | 5 | West | YES | -0.11034 | 91.2 | 40 | 114 | 0 | 1.036 | GST | -1 | 0.27526 | 114 | 114 |  |  |  |  | -0.27526 | -31.3795 |  |  |  |  | 0 | 0
1005 | PBCTDGE_4G | D | West | YES | -0.11034 | 65 | 65 | 68 | 0 | 1.036 | GGT | -1 | 0.27526 | 68 | 68 |  |  |  |  | -0.27526 | -18.7176 |  |  |  |  | 0 | 0
1004 | PBCTCGE_3G | C | West | YES | -0.11034 | 62 | 62 | 67 | 0 | 1.036 | GGT | -1 | 0.27526 | 67 | 67 |  |  |  |  | -0.27526 | -18.4424 |  |  |  |  | 0 | 0
1006 | PBCTEGE_5G | E | West | YES | -0.11034 | 65 | 65 | 67 | 0 | 1.036 | GGT | -1 | 0.27526 | 67 | 67 |  |  |  |  | -0.27526 | -18.4424 |  |  |  |  | 0 | 0
1002 | PBCTAGE_1G | A | West | YES | -0.11034 | 64 | 64 | 66 | 0 | 1.036 | GGT | -1 | 0.27526 | 66 | 66 |  |  |  |  | -0.27526 | -18.1671 |  |  |  |  | 0 | 0
1003 | PBCTBGE_2G | B | West | YES | -0.11034 | 65 | 65 | 66 | 0 | 1.036 | GGT | -1 | 0.27526 | 66 | 66 |  |  |  |  | -0.27526 | -18.1671 |  |  |  |  | 0 | 0
7038 | L_DELAWA1_1Y | 1 | West | YES | -0.11045 | 3.5 | 0 | 35 | 0 | 1 | Wind | -1 | 0.27538 | 0 | 35 |  |  |  |  | -0.27538 | 0 |  |  |  |  | 0 | 0
7038 | L_DELAWA1_1Y | 2 | West | YES | -0.11045 | 3 | 0 | 30 | 0 | 1 | Wind | -1 | 0.27538 | 0 | 30 |  |  |  |  | -0.27538 | 0 |  |  |  |  | 0 | 0
11147 | NOTREES_1G | 1 | West | YES | -0.11068 | 29.8 | 0 | 149 | 0 | 1.017 | Wind | -1 | 0.2756 | 0 | 149 |  |  |  |  | -0.2756 | 0 |  |  |  |  | 0 | 0
76091 | L_DIVIDE1_1N | W1 | West | YES | -0.1109 | 22.5 | 0 | 112.5 |  | 1.02 | Wind | -1 | 0.27582 | 0 | 112.5 |  |  |  |  | -0.27582 | 0 |  |  |  |  | 0 | 0
76095 | L_CAPRSI1_1N | W1 | West | YES | -0.1109 | 29.9 | 0 | 149.5 | 0 | 1.02 | Wind | -1 | 0.27582 | 0 | 149.5 |  |  |  |  | -0.27582 | 0 |  |  |  |  | 0 | 0
76096 | L_CAPRSI1_2N | W1 | West | YES | -0.1109 | 37.2 | 0 | 186 | 0 | 1.02 | Wind | -1 | 0.27582 | 0 | 186 |  |  |  |  | -0.27582 | 0 |  |  |  |  | 0 | 0
76097 | L_CAPRGE1_1N | W1 | West | YES | -0.1109 | 42.9 | 0 | 214.5 | 0 | 1.02 | Wind | -1 | 0.27582 | 0 | 214.5 |  |  |  |  | -0.27582 | 0 |  |  |  |  | 0 | 0
60057 | CALLAHAN1A | 1 | West | YES | -0.11123 | 22.8 | 0 | 114 | 0 | 1.04 | Wind | -1 | 0.27616 | 0 | 114 |  |  |  |  | -0.27616 | 0 |  |  |  |  | 0 | 0
76031 | L_GASCCR1_1N | W1 | West | YES | -0.11144 | 30 | 0 | 150 | 0 | 1.02 | Wind | -1 | 0.27636 | 0 | 150 |  |  |  |  | -0.27636 | 0 |  |  |  |  | 0 | 0
1320 | BSP 1 | 1 | West | YES | -0.11184 | 25.5 | 2.9 | 25.8 | 0 | 1 | Cogen | -1 | 0.27677 | 0 | 0 |  |  |  |  | -0.27677 | 0 |  |  |  |  | 0 | 0
1326 | STANTONW_8 | 1 | West | YES | -0.11197 | 20.1 | 0 | 100.5 |  | 1.01 | Wind | -1 | 0.2769 | 0 | 100.5 |  |  |  |  | -0.2769 | 0 |  |  |  |  | 0 | 0
11025 | TIEHVSG_2G | 1 | West | YES | -0.112 | 213.2 | 63 | 213.2 | 0 | 1.012 | CC | -1 | 0.27693 | 213.2 | 213.2 |  |  |  |  | -0.27693 | -59.0407 |  |  |  |  | 0 | 0
11020 | TIEHVSG_1G | 1 | West | YES | -0.112 | 208.2 | 63 | 208.2 | 0 | 1.012 | CC | -1 | 0.27693 | 208.2 | 208.2 |  |  |  |  | -0.27693 | -57.656 |  |  |  |  | 0 | 0
11024 | TIEHVCG_4G | 1 | West | YES | -0.112 | 147 | 103 | 147 | 0 | 1.012 | CC | -1 | 0.27693 | 147 | 147 |  |  |  |  | -0.27693 | -40.7082 |  |  |  |  | 0 | 0
11021 | TIEHVCG_1G | 1 | West | YES | -0.112 | 142.1 | 103 | 142.1 | 0 | 1.012 | CC | -1 | 0.27693 | 142.1 | 142.1 |  |  |  |  | -0.27693 | -39.3512 |  |  |  |  | 0 | 0
11023 | TIEHVCG_3G | 1 | West | YES | -0.112 | 137.4 | 103 | 137.4 | 0 | 1.012 | CC | -1 | 0.27693 | 137.4 | 137.4 |  |  |  |  | -0.27693 | -38.0497 |  |  |  |  | 0 | 0
11022 | TIEHVCG_2G | 1 | West | YES | -0.112 | 132.4 | 103 | 132.4 | 0 | 1.012 | CC | -1 | 0.27693 | 132.4 | 132.4 |  |  |  |  | -0.27693 | -36.665 |  |  |  |  | 0 | 0
11014 | NAV6ST | 1 | West | YES | -0.11202 | 115 | 40 | 115 | 0 | 1.029 | CC | -1 | 0.27695 | 115 | 115 |  |  |  |  | -0.27695 | -31.8487 |  |  |  |  | 0 | 0
11011 | NAV3ST | 1 | West | YES | -0.11202 | 92.8 | 40 | 92.8 | 0 | 1.029 | CC | -1 | 0.27695 | 92.8 | 92.8 |  |  |  |  | -0.27695 | -25.7005 |  |  |  |  | 0 | 0
11012 | NAV4CT | 1 | West | YES | -0.11202 | 80 | 18 | 80 | 0 | 1.029 | CC | -1 | 0.27695 | 80 | 80 |  |  |  |  | -0.27695 | -22.1556 |  |  |  |  | 0 | 0
11013 | NAV5CT | 1 | West | YES | -0.11202 | 80 | 18 | 80 | 0 | 1.029 | CC | -1 | 0.27695 | 80 | 80 |  |  |  |  | -0.27695 | -22.1556 |  |  |  |  | 0 | 0
11009 | NAV2CT | 1 | West | YES | -0.11202 | 71.4 | 18 | 71.4 | 0 | 1.029 | CC | -1 | 0.27695 | 71.4 | 71.4 |  |  |  |  | -0.27695 | -19.7739 |  |  |  |  | 0 | 0
11001 | NAV1CT | 1 | West | YES | -0.11202 | 70.4 | 18 | 70.4 | 0 | 1.029 | CC | -1 | 0.27695 | 70.4 | 70.4 |  |  |  |  | -0.27695 | -19.4969 |  |  |  |  | 0 | 0
1328 | OCOTILLO_1G | 1 | West | YES | -0.11219 | 11.6 | 0 | 58 |  | 1.01 | Wind | -1 | 0.27712 | 0 | 58 |  |  |  |  | -0.27712 | 0 |  |  |  |  | 0 | 0
1333 | MCDDONAL_8 | 1 | West | YES | -0.11249 | 42.8 | 0 | 214.2 |  | 1.01 | Wind | -1 | 0.27742 | 0 | 214.2 |  |  |  |  | -0.27742 | 0 |  |  |  |  | 0 | 0
1327 | WILDHRSE_1G | 1 | West | YES | -0.11288 | 0 | 0 | 120 |  | 1 | Wind | -1 | 0.2778 | 0 | 120 |  |  |  |  | -0.2778 | 0 |  |  |  |  | 0 | 0
1360 | GUNSIGHT_8 | 1 | West | YES | -0.11294 | 0 | 0 | 120 |  | 1.01 | Wind | -1 | 0.27787 | 0 | 120 |  |  |  |  | -0.27787 | 0 |  |  |  |  | 0 | 0
11320 | COYOTE_1G | 1 | West | YES | -0.1134 | 22.5 | 0 | 225 |  | 1 | Wind | -1 | 0.27832 | 0 | 225 |  |  |  |  | -0.27832 | 0 |  |  |  |  | 0 | 0
1045 | CALENG1G_1G | 1 | West | YES | -0.11342 | 73.4 | 27 | 73.4 | 0 | 1.014 | Cogen | -1 | 0.27834 | 0 | 0 |  |  |  |  | -0.27834 | 0 |  |  |  |  | 0 | 0
1046 | CALENG2G_2G | 2 | West | YES | -0.11342 | 73.4 | 27 | 73.4 | 0 | 1.014 | Cogen | -1 | 0.27834 | 0 | 0 |  |  |  |  | -0.27834 | 0 |  |  |  |  | 0 | 0
1047 | CALENG3G_3G | 3 | West | YES | -0.11342 | 70.4 | 27 | 70.4 | 0 | 1.014 | Cogen | -1 | 0.27834 | 0 | 0 |  |  |  |  | -0.27834 | 0 |  |  |  |  | 0 | 0
11309 | BULLCREK_2G | 1 | West | YES | -0.11351 | 20.9 | 0 | 180 |  | 1 | Wind | -1 | 0.27844 | 0 | 180 |  |  |  |  | -0.27844 | 0 |  |  |  |  | 0 | 0
11310 | BULLCREK_1G | 1 | West | YES | -0.11351 | 15.1 | 0 | 180 |  | 1 | Wind | -1 | 0.27844 | 0 | 180 |  |  |  |  | -0.27844 | 0 |  |  |  |  | 0 | 0
1058 | LONGSHORE_5 | 1 | West | YES | -0.11374 | 30 | 0 | 150 |  | 1.01 | Wind | -1 | 0.27866 | 0 | 150 |  |  |  |  | -0.27866 | 0 |  |  |  |  | 0 | 0
1058 | LONGSHORE_5 | 2 | West | YES | -0.11374 | 44 | 0 | 220 |  | 1.01 | Wind | -1 | 0.27866 | 0 | 220 |  |  |  |  | -0.27866 | 0 |  |  |  |  | 0 | 0
11065 | ELBOWCK_1G | 1 | West | YES | -0.11374 | 23.4 | 0 | 121.9 | 0 | 1 | Wind | -1 | 0.27866 | 0 | 121.9 |  |  |  |  | -0.27866 | 0 |  |  |  |  | 0 | 0
1037 | MORGAN5G_5G | 5 | West | YES | -0.11403 | 109.6 | 40 | 137 | 0 | 1.029 | GST | -1 | 0.27895 | 137 | 137 |  |  |  |  | -0.27895 | -38.2165 |  |  |  |  | 0 | 0
1040 | MRGNBG_2G | B | West | YES | -0.11403 | 70 | 70 | 71 | 0 | 1.029 | GGT | -1 | 0.27895 | 71 | 71 |  |  |  |  | -0.27895 | -19.8056 |  |  |  |  | 0 | 0
1041 | MRGNCG_3G | C | West | YES | -0.11403 | 69 | 69 | 70 | 0 | 1.029 | GGT | -1 | 0.27895 | 70 | 70 |  |  |  |  | -0.27895 | -19.5267 |  |  |  |  | 0 | 0
1043 | MRGNEG_5G | E | West | YES | -0.11403 | 68 | 68 | 70 | 0 | 1.029 | GGT | -1 | 0.27895 | 70 | 70 |  |  |  |  | -0.27895 | -19.5267 |  |  |  |  | 0 | 0
1039 | MRGNAG_1G | A | West | YES | -0.11403 | 69 | 69 | 69 | 0 | 1.029 | GGT | -1 | 0.27895 | 69 | 69 |  |  |  |  | -0.27895 | -19.2477 |  |  |  |  | 0 | 0
1042 | MRGNDG_4G | D | West | YES | -0.11403 | 68 | 68 | 68 | 0 | 1.029 | GGT | -1 | 0.27895 | 68 | 68 |  |  |  |  | -0.27895 | -18.9688 |  |  |  |  | 0 | 0
1044 | MRGNFG_6G | F | West | YES | -0.11403 | 66 | 66 | 66 | 0 | 1.029 | GGT | -1 | 0.27895 | 66 | 66 |  |  |  |  | -0.27895 | -18.4108 |  |  |  |  | 0 | 0
60058 | BUFF_GAP1A | 1 | West | YES | -0.11404 | 24 | 0 | 120 |  | 1 | Wind | -1 | 0.27897 | 0 | 120 |  |  |  |  | -0.27897 | 0 |  |  |  |  | 0 | 0
60060 | CIRELLO | 1 | West | YES | -0.11404 | 46.6 | 0 | 233 | 0 | 1 | Wind | -1 | 0.27897 | 0 | 233 |  |  |  |  | -0.27897 | 0 |  |  |  |  | 0 | 0
60063 | BUFF_GAP1B | 1 | West | YES | -0.11404 | 34 | 0 | 170.2 | 0 | 1.02 | Wind | -1 | 0.27897 | 0 | 170.2 |  |  |  |  | -0.27897 | 0 |  |  |  |  | 0 | 0
60066 | H_HOLLOW1A | 1 | West | YES | -0.11404 | 44.4 | 0 | 222 | 0 | 1.005 | Wind | -1 | 0.27897 | 0 | 222 |  |  |  |  | -0.27897 | 0 |  |  |  |  | 0 | 0
60068 | HHOLLOW21A | 1 | West | YES | -0.11404 | 36.8 | 0 | 184 | 0 | 1.025 | Wind | -1 | 0.27897 | 0 | 184 |  |  |  |  | -0.27897 | 0 |  |  |  |  | 0 | 0
60070 | HHOLLOW31A | 1 | West | YES | -0.11404 | 44.8 | 0 | 224 | 0 | 1.025 | Wind | -1 | 0.27897 | 0 | 224 |  |  |  |  | -0.27897 | 0 |  |  |  |  | 0 | 0
60072 | HHOLLOW41A | 1 | West | YES | -0.11404 | 23 | 0 | 115 | 0 | 1.025 | Wind | -1 | 0.27897 | 0 | 115 |  |  |  |  | -0.27897 | 0 |  |  |  |  | 0 | 0
6637 | SNYDERW1A | 1 | West | YES | -0.11416 | 12.6 | 0 | 63 | 0 | 1.025 | Wind | -1 | 0.27909 | 0 | 63 |  |  |  |  | -0.27909 | 0 |  |  |  |  | 0 | 0
1068 | SCURRYCW_1G | 1 | West | YES | -0.11428 | 28.2 | 1.3 | 141 | 0 | 1.0217 | Wind | -1 | 0.2792 | 0 | 141 |  |  |  |  | -0.2792 | 0 |  |  |  |  | 0 | 0
1073 | SCURRYCW_2G | 2 | West | YES | -0.11428 | 24 | 0 | 120 | 0 | 1.0217 | Wind | -1 | 0.2792 | 0 | 120 |  |  |  |  | -0.2792 | 0 |  |  |  |  | 0 | 0
1061 | CIELOGEN_1G | 1 | West | YES | -0.1143 | 19.8 | 0 | 99 |  | 1 | Wind | -1 | 0.27922 | 0 | 99 |  |  |  |  | -0.27922 | 0 |  |  |  |  | 0 | 0
1062 | CIELOGEN_2G | 1 | West | YES | -0.1143 | 12.2 | 0 | 61 |  | 1 | Wind | -1 | 0.27922 | 0 | 61 |  |  |  |  | -0.27922 | 0 |  |  |  |  | 0 | 0
1069 | KINDERMG_1G | 1 | West | YES | -0.1143 | 25 | 5 | 25 | 0 | 1.017 | Cogen | -1 | 0.27922 | 0 | 0 |  |  |  |  | -0.27922 | 0 |  |  |  |  | 0 | 0
1070 | KINDERMG_2G | 1 | West | YES | -0.1143 | 45.7 | 12 | 45.7 | 0 | 1.017 | Cogen | -1 | 0.27922 | 0 | 0 |  |  |  |  | -0.27922 | 0 |  |  |  |  | 0 | 0
1071 | KINDERMG_3G | 1 | West | YES | -0.1143 | 45.7 | 12 | 45.7 | 0 | 1.017 | Cogen | -1 | 0.27922 | 0 | 0 |  |  |  |  | -0.27922 | 0 |  |  |  |  | 0 | 0
36998 | RDCNYNG1 | 1 | West | YES | -0.11463 | 16.8 | 0 | 84 |  | 1.01 | Wind | -1 | 0.27955 | 0 | 84 |  |  |  |  | -0.27955 | 0 |  |  |  |  | 0 | 0
3381 | BBRN_1G | 1 | North | YES | -0.11466 | 618 | 225 | 618 | 0 | 1.03 | LIGCO | -1 | 0.27958 | 0 | 618 |  |  | 0 | 0 | -0.27958 | 0 |  |  |  |  | 0 | 0
3382 | BBRN_2G | 2 | North | YES | -0.11466 | 589 | 225 | 589 | 0 | 1.03 | LIGCO | -1 | 0.27958 | 0 | 589 |  |  | 0 | 0 | -0.27958 | 0 |  |  |  |  | 0 | 0
1343 | TRENTIPP_8 | 1 | West | YES | -0.11539 | 30 | 0 | 150 |  | 1.014 | Wind | -1 | 0.28031 | 0 | 150 |  |  |  |  | -0.28031 | 0 |  |  |  |  | 0 | 0
1354 | AEPWIND_8 | 1 | West | YES | -0.11539 | 20.2 | 0 | 101 |  | 1 | Wind | -1 | 0.28031 | 0 | 101 |  |  |  |  | -0.28031 | 0 |  |  |  |  | 0 | 0
11056 | ROSCOE_1G | 1 | West | YES | -0.11561 | 41.8 | 0 | 209 |  | 1 | Wind | -1 | 0.28054 | 0 | 209 |  |  |  |  | -0.28054 | 0 |  |  |  |  | 0 | 0
11057 | CHAMPION_1G | 1 | West | YES | -0.11561 | 25.3 | 0 | 126.5 |  | 1 | Wind | -1 | 0.28054 | 0 | 126.5 |  |  |  |  | -0.28054 | 0 |  |  |  |  | 0 | 0
11058 | PYRON_1G | 1 | West | YES | -0.11561 | 49.8 | 0 | 249 |  | 1 | Wind | -1 | 0.28054 | 0 | 249 |  |  |  |  | -0.28054 | 0 |  |  |  |  | 0 | 0
11059 | INADALE_1G | 1 | West | YES | -0.11561 | 39.4 | 0 | 197 |  | 1 | Wind | -1 | 0.28054 | 0 | 197 |  |  |  |  | -0.28054 | 0 |  |  |  |  | 0 | 0
71051 | L_BITTCR1_1N | W1 | West | YES | -0.11562 | 7.5 | 0 | 37.5 |  | 1.02 | Wind | -1 | 0.28054 | 0 | 37.5 |  |  |  |  | -0.28054 | 0 |  |  |  |  | 0 | 0
71054 | L_SWEETW1_1N | W1 | West | YES | -0.11562 | 21.5 | 0 | 107.5 |  | 1.02 | Wind | -1 | 0.28054 | 0 | 107.5 |  |  |  |  | -0.28054 | 0 |  |  |  |  | 0 | 0
71057 | L_SWEETW1_2N | W1 | West | YES | -0.11562 | 27 | 0 | 135 |  | 1.02 | Wind | -1 | 0.28054 | 0 | 135 |  |  |  |  | -0.28054 | 0 |  |  |  |  | 0 | 0
71059 | L_SWEETW1_3N | W1 | West | YES | -0.11562 | 23.8 | 0 | 119 | 0 | 1.02 | Wind | -1 | 0.28054 | 0 | 119 |  |  |  |  | -0.28054 | 0 |  |  |  |  | 0 | 0
71060 | L_SWEETW1_4N | W1 | West | YES | -0.11562 | 21 | 0 | 105 | 0 | 1.02 | Wind | -1 | 0.28054 | 0 | 105 |  |  |  |  | -0.28054 | 0 |  |  |  |  | 0 | 0
71061 | L_SWEETW1_5N | W1 | West | YES | -0.11562 | 16.1 | 0 | 80.5 | 0 | 1.02 | Wind | -1 | 0.28054 | 0 | 80.5 |  |  |  |  | -0.28054 | 0 |  |  |  |  | 0 | 0
13133 | CALFREST_3G | 3 | North | YES | -0.11599 | 177.4 | 40 | 177.4 | 0 | 1.031 | CC | -1 | 0.28091 | 177.4 | 177.4 |  |  | -20.5757 | 177.4 | -0.28091 | -49.8331 |  |  |  |  | 0 | 0
13132 | CALFREST_2G | 2 | North | YES | -0.11599 | 151 | 57 | 151 | 0 | 1.031 | CC | -1 | 0.28091 | 151 | 151 |  |  | -17.5137 | 151 | -0.28091 | -42.4171 |  |  |  |  | 0 | 0
13131 | CALFREST_1G | 1 | North | YES | -0.11599 | 150.7 | 40 | 150.7 | 0 | 1.031 | CC | -1 | 0.28091 | 150.7 | 150.7 |  |  | -17.4789 | 150.7 | -0.28091 | -42.3329 |  |  |  |  | 0 | 0
6144 | MCADOO1A | 1 | West | YES | -0.11608 | 15 | 0 | 150 | 0 | 1.025 | Wind | -1 | 0.281 | 0 | 150 |  |  |  |  | -0.281 | 0 |  |  |  |  | 0 | 0
6407 | TURKTRAK1A | 1 | West | YES | -0.11624 | 33.9 | 0 | 169.5 | 0 | 1.025 | Wind | -1 | 0.28116 | 0 | 169.5 |  |  |  |  | -0.28116 | 0 |  |  |  |  | 0 | 0
13136 | CALFREST_6G | 6 | North | YES | -0.11628 | 177.5 | 40 | 177.5 | 0 | 1.031 | CC | -1 | 0.2812 | 177.5 | 177.5 |  |  | -20.6392 | 177.5 | -0.2812 | -49.913 |  |  |  |  | 0 | 0
13135 | CALFREST_5G | 5 | North | YES | -0.11628 | 152.3 | 57 | 152.3 | 0 | 1.031 | CC | -1 | 0.2812 | 152.3 | 152.3 |  |  | -17.709 | 152.3 | -0.2812 | -42.8268 |  |  |  |  | 0 | 0
13134 | CALFREST_4G | 4 | North | YES | -0.11628 | 151.5 | 40 | 151.5 | 0 | 1.031 | CC | -1 | 0.2812 | 151.5 | 151.5 |  |  | -17.616 | 151.5 | -0.2812 | -42.6018 |  |  |  |  | 0 | 0
1417 | SWETWATR_2G | 2 | West | YES | -0.11636 | 72 | 36 | 72 | 0 | 1.026 | CC | -1 | 0.28128 | 72 | 72 |  |  |  |  | -0.28128 | -20.2522 |  |  |  |  | 0 | 0
1418 | SWETWATR_3G | 3 | West | YES | -0.11636 | 68 | 36 | 68 | 0 | 1.026 | CC | -1 | 0.28128 | 68 | 68 |  |  |  |  | -0.28128 | -19.1271 |  |  |  |  | 0 | 0
1419 | SWETWATR_4G | 4 | West | YES | -0.11636 | 61 | 36 | 61 | 0 | 1.026 | CC | -1 | 0.28128 | 61 | 61 |  |  |  |  | -0.28128 | -17.1582 |  |  |  |  | 0 | 0
1416 | SWETWATR_1G | 1 | West | YES | -0.11636 | 30 | 18 | 30 | 0 | 1.026 | CC | -1 | 0.28128 | 30 | 30 |  |  |  |  | -0.28128 | -8.4384 |  |  |  |  | 0 | 0
8134 | FOR #1 | 1 | South | YES | 0.14983 | 54.1 | 45 | 79 | 0 | 1 | Cogen | 1 | 0.28173 | 0 | 0 | 0 | 0 |  |  | 0.28173 | 0 |  |  |  |  | 0 | 0
8138 | FOR #2 | 2 | South | YES | 0.14983 | 63.1 | 45 | 81 | 0 | 1 | Cogen | 1 | 0.28173 | 0 | 0 | 0 | 0 |  |  | 0.28173 | 0 |  |  |  |  | 0 | 0
8153 | FOR #3 | 3 | South | YES | 0.14983 | 63.1 | 45 | 79.9 | 0 | 1 | Cogen | 1 | 0.28173 | 0 | 0 | 0 | 0 |  |  | 0.28173 | 0 |  |  |  |  | 0 | 0
8154 | FOR #4 | 4 | South | YES | 0.14983 | 63.1 | 60 | 80 | 0 | 1 | Cogen | 1 | 0.28173 | 0 | 0 | 0 | 0 |  |  | 0.28173 | 0 |  |  |  |  | 0 | 0
8155 | FOR #5 | 5 | South | YES | 0.14983 | 63.1 | 60 | 78.4 | 0 | 1 | Cogen | 1 | 0.28173 | 0 | 0 | 0 | 0 |  |  | 0.28173 | 0 |  |  |  |  | 0 | 0
8156 | FOR #6 | 6 | South | YES | 0.14983 | 24.9 | 5 | 25 | 0 | 1 | Cogen | 1 | 0.28173 | 0 | 0 | 0 | 0 |  |  | 0.28173 | 0 |  |  |  |  | 0 | 0
8157 | FOR #7 | 7 | South | YES | 0.14983 | 28.8 | 5 | 46 | 0 | 1 | Cogen | 1 | 0.28173 | 0 | 0 | 0 | 0 |  |  | 0.28173 | 0 |  |  |  |  | 0 | 0
80051 | FOR #8 | 8 | South | YES | 0.14983 | 28 | 28 | 28 |  | 1 | Cogen | 1 | 0.28173 | 0 | 0 | 0 | 0 |  |  | 0.28173 | 0 |  |  |  |  | 0 | 0
80052 | FOR #9 | 9 | South | YES | 0.14983 | 29.7 | 5 | 43.6 | 0 | 1 | Cogen | 1 | 0.28173 | 0 | 0 | 0 | 0 |  |  | 0.28173 | 0 |  |  |  |  | 0 | 0
80053 | FOR #10 | 10 | South | YES | 0.14983 | 68.4 | 45 | 75 | 0 | 1 | Cogen | 1 | 0.28173 | 0 | 0 | 0 | 0 |  |  | 0.28173 | 0 |  |  |  |  | 0 | 0
60081 | WHRLWIND1A | 1 | West | YES | -0.11776 | 12 | 0 | 60 | 0 | 1.03 | Wind | -1 | 0.28268 | 0 | 60 |  |  |  |  | -0.28268 | 0 |  |  |  |  | 0 | 0
80226 | ALCOA G | 1 | South | YES | 0.15102 | 32.3 | 5 | 48 | 0 | 1.015 | Cogen | 1 | 0.28292 | 0 | 0 | 0 | 0 |  |  | 0.28292 | 0 |  |  |  |  | 0 | 0
1437 | MESQUITW_1G | 1 | North | YES | -0.11971 | 40 | 0 | 400 | 0 | 1.023 | Wind | -1 | 0.28463 | 0 | 400 |  |  | 0 | 0 | -0.28463 | 0 |  |  |  |  | 0 | 0
1438 | MESQUITW_2G | 1 | North | YES | -0.11972 | 23.6 | 0 | 236 |  | 1.017 | Wind | -1 | 0.28464 | 0 | 236 |  |  | 0 | 0 | -0.28464 | 0 |  |  |  |  | 0 | 0
1442 | COKFIELD_5 | 1 | North | YES | -0.121 | 16.5 | 0 | 165 |  | 1.029 | Wind | -1 | 0.28593 | 0 | 165 |  |  | 0 | 0 | -0.28593 | 0 |  |  |  |  | 0 | 0
8147 | UCAR #2 | 10 | South | YES | 0.15496 | 18.2 | 0 | 28 |  | 1 | Cogen | 1 | 0.28685 | 0 | 0 | 0 | 0 |  |  | 0.28685 | 0 |  |  |  |  | 0 | 0
8148 | UCAR #1 | 2 | South | YES | 0.15496 | 6.1 | 0 | 7 | 0 | 1.009 | Cogen | 1 | 0.28685 | 0 | 0 | 0 | 0 |  |  | 0.28685 | 0 |  |  |  |  | 0 | 0
80137 | CSDR89 | 9 | South | YES | 0.15496 | 15 | 0 | 15 | 0 | 1.003 | DCTie | 1 | 0.28685 | 0 | 0 | 0 | 0 |  |  | 0.28685 | 0 |  |  |  |  | 0 | 0
80137 | CSDR89 | 8 | South | YES | 0.15496 | 33.9 | 0 | 39 | 0 | 1.003 | DCTie | 1 | 0.28685 | 0 | 0 | 0 | 0 |  |  | 0.28685 | 0 |  |  |  |  | 0 | 0
80138 | CSDR7 | 7 | South | YES | 0.15496 | 6.1 | 0 | 7 | 0 | 1.014 | DCTie | 1 | 0.28685 | 0 | 0 | 0 | 0 |  |  | 0.28685 | 0 |  |  |  |  | 0 | 0
80139 | CSDR56 | 6 | South | YES | 0.15496 | 0 | 0 | 39 |  | 1.0033 | DCTie | 1 | 0.28685 | 0 | 0 | 0 | 0 |  |  | 0.28685 | 0 |  |  |  |  | 0 | 0
80139 | CSDR56 | 5 | South | YES | 0.15496 | 15 | 0 | 15 |  | 1.0033 | DCTie | 1 | 0.28685 | 0 | 0 | 0 | 0 |  |  | 0.28685 | 0 |  |  |  |  | 0 | 0
80140 | CSDR11 | 11 | South | YES | 0.15496 | 33.9 | 0 | 39 | 0 | 1.03 | DCTie | 1 | 0.28685 | 0 | 0 | 0 | 0 |  |  | 0.28685 | 0 |  |  |  |  | 0 | 0
6100 | OKLA7A | EQ | West | YES | -0.122 | 50 | -220 | 220 | 0 | 1.035 | DCTie | -1 | 0.28693 | 0 | 0 |  |  |  |  | -0.28693 | 0 |  |  |  |  | 0 | 0
6752 | OKLA0A | 1 | West | YES | -0.122 | 649.7 | 175 | 649.7 | 0 | 1.035 | LIGCO | -1 | 0.28693 | 0 | 649.7 |  |  |  |  | -0.28693 | 0 |  |  |  |  | 0 | 0
3108 | STRYKER_2G | 2 | North | YES | -0.12205 | 484 | 75 | 484 | 0 | 1.029 | GST | -1 | 0.28697 | 484 | 484 |  |  | -59.0698 | 484 | -0.28697 | -138.8926 |  |  |  |  | 0 | 0
3107 | STRYKER_1G | 1 | North | YES | -0.12205 | 145.6 | 45 | 182 | 0 | 1.029 | GST | -1 | 0.28697 | 182 | 182 |  |  | -22.2122 | 182 | -0.28697 | -52.2282 |  |  |  |  | 0 | 0
3309 | ASPN_G | 1 | North | YES | -0.12207 | 50 | 0 | 50 |  | 1 | Bio | -1 | 0.28699 | 50 | 50 |  |  | -6.1035 | 50 | -0.28699 | -14.3497 |  |  |  |  | 0 | 0
3348 | CHAMPION_1G | MB | North | YES | -0.12213 | 0 | 42 | 42 |  | 1 | Cogen | -1 | 0.28705 | 0 | 0 |  |  | 0 | 0 | -0.28705 | 0 |  |  |  |  | 0 | 0
80227 | AIRCO G | 1 | South | YES | 0.15556 | 7.2 | 0 | 8 | 0 | 1.0104 | Cogen | 1 | 0.28745 | 0 | 0 | 0 | 0 |  |  | 0.28745 | 0 |  |  |  |  | 0 | 0
13119 | TGATEWAY_4G | 4 | North | YES | -0.12262 | 399 | 65 | 399 | 0 | 1.0232 | CC | -1 | 0.28754 | 399 | 399 |  |  | -48.9234 | 399 | -0.28754 | -114.7277 |  |  |  |  | 0 | 0
13116 | TGATEWAY_1G | 1 | North | YES | -0.12262 | 151 | 30 | 151 | 0 | 1.0232 | CC | -1 | 0.28754 | 151 | 151 |  |  | -18.5149 | 151 | -0.28754 | -43.4183 |  |  |  |  | 0 | 0
13118 | TGATEWAY_3G | 3 | North | YES | -0.12262 | 148 | 30 | 148 | 0 | 1.0232 | CC | -1 | 0.28754 | 148 | 148 |  |  | -18.147 | 148 | -0.28754 | -42.5557 |  |  |  |  | 0 | 0
13117 | TGATEWAY_2G | 2 | North | YES | -0.12262 | 130 | 30 | 130 | 0 | 1.0232 | CC | -1 | 0.28754 | 130 | 130 |  |  | -15.9399 | 130 | -0.28754 | -37.38 |  |  |  |  | 0 | 0
3097 | MARTLAKE_1G | 1 | North | YES | -0.12317 | 790 | 500 | 790 | 0 | 1.017 | LIGCO | -1 | 0.28809 | 0 | 790 |  |  | 0 | 0 | -0.28809 | 0 |  |  |  |  | 0 | 0
3098 | MARTLAKE_2G | 2 | North | YES | -0.12317 | 795 | 461 | 795 | 0 | 1.017 | LIGCO | -1 | 0.28809 | 0 | 795 |  |  | 0 | 0 | -0.28809 | 0 |  |  |  |  | 0 | 0
3099 | MARTLAKE_3G | 3 | North | YES | -0.12317 | 804 | 500 | 804 | 0 | 1.017 | LIGCO | -1 | 0.28809 | 0 | 804 |  |  | 0 | 0 | -0.28809 | 0 |  |  |  |  | 0 | 0
80224 | VISTRONG1 | 1 | South | YES | 0.15653 | 13.1 | 0 | 15 | 0 | 1.01 | Cogen | 1 | 0.28842 | 0 | 0 | 0 | 0 |  |  | 0.28842 | 0 |  |  |  |  | 0 | 0
80225 | VISTRONG2 | 2 | South | YES | 0.15653 | 20.2 | 0 | 23 | 0 | 1.01 | Cogen | 1 | 0.28842 | 0 | 0 | 0 | 0 |  |  | 0.28842 | 0 |  |  |  |  | 0 | 0
1432 | GRHAMSES_2G | 2 | North | YES | -0.12507 | 294.9 | 90 | 366 | 0 | 1.014 | GST | -1 | 0.28999 | 366 | 366 |  |  | -45.7753 | 366 | -0.28999 | -106.1371 |  |  |  |  | 0 | 0
5505 | RAYBURNGEN1 | 1 | South | YES | 0.15828 | 0 | 1 | 11 |  | 1.0223 | GGT | 1 | 0.29017 | 11 | 11 | 1.7411 | 11 |  |  | 0.29017 | 3.1919 |  |  |  |  | 0 | 0
5506 | RAYBURNGEN2 | 1 | South | YES | 0.15828 | 0 | 1 | 11 |  | 1.0223 | GGT | 1 | 0.29017 | 11 | 11 | 1.7411 | 11 |  |  | 0.29017 | 3.1919 |  |  |  |  | 0 | 0
5503 | RAYBURNGEN3 | 1 | South | YES | 0.15828 | 17.6 | 6 | 22 | 0 | 1.0224 | GST | 1 | 0.29017 | 22 | 22 | 3.4821 | 22 |  |  | 0.29017 | 6.3838 |  |  |  |  | 0 | 0
1479 | WFCOGEN_1G | 1 | North | YES | -0.12526 | 16 | 12 | 20 | 0 | 1 | Cogen | -1 | 0.29018 | 0 | 0 |  |  | 0 | 0 | -0.29018 | 0 |  |  |  |  | 0 | 0
1479 | WFCOGEN_1G | 2 | North | YES | -0.12526 | 16 | 12 | 20 | 0 | 1 | Cogen | -1 | 0.29018 | 0 | 0 |  |  | 0 | 0 | -0.29018 | 0 |  |  |  |  | 0 | 0
1482 | WFCOGEN_2G | 2 | North | YES | -0.12526 | 13.6 | 12 | 17 | 0 | 1 | Cogen | -1 | 0.29018 | 0 | 0 |  |  | 0 | 0 | -0.29018 | 0 |  |  |  |  | 0 | 0
1482 | WFCOGEN_2G | 1 | North | YES | -0.12526 | 16 | 12 | 20 | 0 | 1 | Cogen | -1 | 0.29018 | 0 | 0 |  |  | 0 | 0 | -0.29018 | 0 |  |  |  |  | 0 | 0
1433 | GRHAMSES_1G | 1 | North | YES | -0.12535 | 242 | 60 | 242 | 0 | 1.038 | GST | -1 | 0.29027 | 242 | 242 |  |  | -30.3335 | 242 | -0.29027 | -70.2449 |  |  |  |  | 0 | 0
8066 | DUP1V#1 | 1 | South | YES | 0.15926 | 52.3 | 0 | 73 | 0 | 1.01 | Cogen | 1 | 0.29115 | 0 | 0 | 0 | 0 |  |  | 0.29115 | 0 |  |  |  |  | 0 | 0
5509 | RAYBURNCC10 | 1 | South | YES | 0.15949 | 37.3 | 5.2 | 37.3 | 0 | 1.0296 | CC | 1 | 0.29139 | 37.3 | 37.3 | 5.9491 | 37.3 |  |  | 0.29139 | 10.8687 |  |  |  |  | 0 | 0
5511 | RAYBURNCC7 | 1 | South | YES | 0.15949 | 47.5 | 18.2 | 47.5 | 0 | 1.0296 | CC | 1 | 0.29139 | 47.5 | 47.5 | 7.5759 | 47.5 |  |  | 0.29139 | 13.8409 |  |  |  |  | 0 | 0
5508 | RAYBURNCC9 | 1 | South | YES | 0.15949 | 47.7 | 18.2 | 47.7 | 0 | 1.0296 | CC | 1 | 0.29139 | 47.7 | 47.7 | 7.6078 | 47.7 |  |  | 0.29139 | 13.8992 |  |  |  |  | 0 | 0
5512 | RAYBURNCC8 | 1 | South | YES | 0.15949 | 49.3 | 18.2 | 49.3 | 0 | 1.0296 | CC | 1 | 0.29139 | 49.3 | 49.3 | 7.863 | 49.3 |  |  | 0.29139 | 14.3654 |  |  |  |  | 0 | 0
12424 | FPLEFR2S_G | 4 | North | YES | -0.1269 | 415 | 191 | 415 | 0 | 1 | CC | -1 | 0.29182 | 415 | 415 |  |  | -52.6639 | 415 | -0.29182 | -121.107 |  |  |  |  | 0 | 0
12414 | FPLEFR1S_G | 4 | North | YES | -0.1269 | 414 | 191 | 414 | 0 | 1 | CC | -1 | 0.29182 | 414 | 414 |  |  | -52.537 | 414 | -0.29182 | -120.8152 |  |  |  |  | 0 | 0
12412 | FPLEFR1B_G | 2 | North | YES | -0.1269 | 164 | 72 | 164 | 0 | 1 | CC | -1 | 0.29182 | 164 | 164 |  |  | -20.8118 | 164 | -0.29182 | -47.8592 |  |  |  |  | 0 | 0
12413 | FPLEFR1C_G | 3 | North | YES | -0.1269 | 164 | 72 | 164 | 0 | 1 | CC | -1 | 0.29182 | 164 | 164 |  |  | -20.8118 | 164 | -0.29182 | -47.8592 |  |  |  |  | 0 | 0
12423 | FPLEFR2C_G | 3 | North | YES | -0.1269 | 163 | 72 | 163 | 0 | 1 | CC | -1 | 0.29182 | 163 | 163 |  |  | -20.6849 | 163 | -0.29182 | -47.5673 |  |  |  |  | 0 | 0
12421 | FPLEFR2A_G | 1 | North | YES | -0.1269 | 162 | 72 | 162 | 0 | 1 | CC | -1 | 0.29182 | 162 | 162 |  |  | -20.558 | 162 | -0.29182 | -47.2755 |  |  |  |  | 0 | 0
12411 | FPLEFR1A_G | 1 | North | YES | -0.1269 | 161 | 72 | 161 | 0 | 1 | CC | -1 | 0.29182 | 161 | 161 |  |  | -20.4311 | 161 | -0.29182 | -46.9837 |  |  |  |  | 0 | 0
12422 | FPLEFR2B_G | 2 | North | YES | -0.1269 | 161 | 72 | 161 | 0 | 1 | CC | -1 | 0.29182 | 161 | 161 |  |  | -20.4311 | 161 | -0.29182 | -46.9837 |  |  |  |  | 0 | 0
80265 | LARECU40A | 4 | South | YES | 0.16069 | 80 | 0 | 100 |  | 1.039 | GGT | 1 | 0.29258 | 100 | 100 | 16.0686 | 100 |  |  | 0.29258 | 29.258 |  |  |  |  | 0 | 0
80266 | LARECU50A | 5 | South | YES | 0.16069 | 80 | 0 | 100 |  | 1.039 | GGT | 1 | 0.29258 | 100 | 100 | 16.0686 | 100 |  |  | 0.29258 | 29.258 |  |  |  |  | 0 | 0
80012 | LAR | F | South | YES | 0.16069 | 0 | 0 | 0 | 0 | 1.04 | DCTie | 1 | 0.29258 | 0 | 0 | 0 | 0 |  |  | 0.29258 | 0 |  |  |  |  | 0 | 0
2452 | LKHB2_G | 2 | North | YES | -0.12769 | 516 | 80 | 516 | 0 | 1.022 | GST | -1 | 0.29262 | 516 | 516 |  |  | -65.8891 | 516 | -0.29262 | -150.9894 |  |  |  |  | 0 | 0
2451 | LKHB1_G | 1 | North | YES | -0.12769 | 0 | 80 | 391 |  | 1.022 | GST | -1 | 0.29262 | 391 | 391 |  |  | -49.9276 | 391 | -0.29262 | -114.4125 |  |  |  |  | 0 | 0
8173 | VICEC51A | 5 | South | YES | 0.16084 | 144 | 18 | 144 | 0 | 1.025 | CC | 1 | 0.29274 | 144 | 144 | 23.1614 | 144 |  |  | 0.29274 | 42.1542 |  |  |  |  | 0 | 0
8174 | VICEC61A | 6 | South | YES | 0.16084 | 188 | 42 | 188 | 0 | 1.025 | CC | 1 | 0.29274 | 188 | 188 | 30.2385 | 188 |  |  | 0.29274 | 55.0346 |  |  |  |  | 0 | 0
12440 | PARKD_1SVC8 | 1 | North | YES | -0.12786 | 0 | 0 | 0 | 0 | 1.007 | GST | -1 | 0.29278 | 0 | 0 |  |  | 0 | 0 | -0.29278 | 0 |  |  |  |  | 0 | 0
12449 | PARKD_2SVC8 | 1 | North | YES | -0.12786 | 0 | 0 | 0 | 0 | 1.007 | GST | -1 | 0.29278 | 0 | 0 |  |  | 0 | 0 | -0.29278 | 0 |  |  |  |  | 0 | 0
8926 | LGE_GT10A | 1 | South | YES | 0.16089 | 158 | 0 | 158 | 0 | 1.03 | Cogen | 1 | 0.29278 | 0 | 0 | 0 | 0 |  |  | 0.29278 | 0 |  |  |  |  | 0 | 0
8927 | LGE_GT20A | 2 | South | YES | 0.16089 | 153 | 0 | 153 | 0 | 1.03 | Cogen | 1 | 0.29278 | 0 | 0 | 0 | 0 |  |  | 0.29278 | 0 |  |  |  |  | 0 | 0
8928 | LGE_STG0A | 3 | South | YES | 0.16089 | 100 | 0 | 100 | 0 | 1.03 | Cogen | 1 | 0.29278 | 0 | 0 | 0 | 0 |  |  | 0.29278 | 0 |  |  |  |  | 0 | 0
8930 | ICPGN10A | 1 | South | YES | 0.16089 | 149 | 0 | 149 | 0 | 1.03 | Cogen | 1 | 0.29278 | 0 | 0 | 0 | 0 |  |  | 0.29278 | 0 |  |  |  |  | 0 | 0
8931 | ICPGN20A | 2 | South | YES | 0.16089 | 150 | 0 | 150 | 0 | 1.03 | Cogen | 1 | 0.29278 | 0 | 0 | 0 | 0 |  |  | 0.29278 | 0 |  |  |  |  | 0 | 0
8932 | ICPGN30A | 3 | South | YES | 0.16089 | 127 | 0 | 127 | 0 | 1.03 | Cogen | 1 | 0.29278 | 0 | 0 | 0 | 0 |  |  | 0.29278 | 0 |  |  |  |  | 0 | 0
80223 | REYSHR G | 1 | South | YES | 0.16089 | 12 | 0 | 12 | 0 | 1.032 | Cogen | 1 | 0.29278 | 0 | 0 | 0 | 0 |  |  | 0.29278 | 0 |  |  |  |  | 0 | 0
948 | STEAM1 | 1 | North | YES | -0.12792 | 0 | 12 | 20 |  | 1.02 | GST | -1 | 0.29284 | 20 | 20 |  |  | -2.5583 | 20 | -0.29284 | -5.8568 |  |  |  |  | 0 | 0
950 | STEAM3 | 1 | North | YES | -0.12792 | 41 | 13 | 42 | 0 | 1.02 | GST | -1 | 0.29284 | 42 | 42 |  |  | -5.3726 | 42 | -0.29284 | -12.2993 |  |  |  |  | 0 | 0
949 | STEAM2 | 1 | North | YES | -0.12792 | 26 | 8 | 26 | 0 | 0.99 | GST | -1 | 0.29284 | 26 | 26 |  |  | -3.3259 | 26 | -0.29284 | -7.6139 |  |  |  |  | 0 | 0
7031 | L_MARSFO1G1Y | 1 | South | YES | 0.16101 | 0 | 0 | 36 |  | 1 | Hydro | 1 | 0.2929 | 0 | 0 | 0 | 0 |  |  | 0.2929 | 0 |  |  |  |  | 0 | 0
7032 | L_MARSFO1G2Y | 2 | South | YES | 0.16101 | 0 | 0 | 35 |  | 1 | Hydro | 1 | 0.2929 | 0 | 0 | 0 | 0 |  |  | 0.2929 | 0 |  |  |  |  | 0 | 0
7033 | L_MARSFO1G3Y | 3 | South | YES | 0.16101 | 0 | 0 | 36 |  | 1 | Hydro | 1 | 0.2929 | 0 | 0 | 0 | 0 |  |  | 0.2929 | 0 |  |  |  |  | 0 | 0
844 | OLINGER_G3 | 1 | North | YES | -0.12808 | 103.9 | 45 | 150 | 0 | 1.03 | GST | -1 | 0.293 | 150 | 150 |  |  | -19.2115 | 150 | -0.293 | -43.95 |  |  |  |  | 0 | 0
843 | OLINGER_G2 | 1 | North | YES | -0.12808 | 76.2 | 25 | 110 | 0 | 1.03 | GST | -1 | 0.293 | 110 | 110 |  |  | -14.0885 | 110 | -0.293 | -32.23 |  |  |  |  | 0 | 0
842 | OLINGER_G1 | 1 | North | YES | -0.12808 | 55.4 | 20 | 79 | 0 | 1.03 | GST | -1 | 0.293 | 79 | 79 |  |  | -10.1181 | 79 | -0.293 | -23.147 |  |  |  |  | 0 | 0
845 | OLINGER_G4 | 1 | North | YES | -0.12808 | 51.9 | 0 | 76 | 0 | 1.03 | GGT | -1 | 0.293 | 76 | 76 |  |  | -9.7339 | 76 | -0.293 | -22.268 |  |  |  |  | 0 | 0
837 | NEWMAN_G5 | 1 | North | YES | -0.1281 | 0 | 15 | 40 |  | 1.01 | GST | -1 | 0.29303 | 40 | 40 |  |  | -5.1242 | 40 | -0.29303 | -11.7211 |  |  |  |  | 0 | 0
1701 | MOSES_1G | 1 | North | YES | -0.12815 | 558 | 175 | 558 | 0 | 1.023 | LIGCO | -1 | 0.29308 | 0 | 558 |  |  | 0 | 0 | -0.29308 | 0 |  |  |  |  | 0 | 0
1702 | MOSES_2G | 2 | North | YES | -0.12815 | 579 | 175 | 579 | 0 | 1.023 | LIGCO | -1 | 0.29308 | 0 | 579 |  |  | 0 | 0 | -0.29308 | 0 |  |  |  |  | 0 | 0
1703 | MOSES_3G | 3 | North | YES | -0.12815 | 808 | 463 | 808 | 0 | 1.023 | LIGCO | -1 | 0.29308 | 0 | 808 |  |  | 0 | 0 | -0.29308 | 0 |  |  |  |  | 0 | 0
5925 | DCEAST | EQ | North | YES | -0.12815 | 400.3 | -600 | 600 | 0 | 1.025 | DCTie | -1 | 0.29308 | 0 | 0 |  |  | 0 | 0 | -0.29308 | 0 |  |  |  |  | 0 | 0
1675 | PEC_1G | 1 | North | YES | -0.12822 | 76.7 | 35 | 76.7 | 0 | 1.022 | Cogen | -1 | 0.29315 | 0 | 0 |  |  | 0 | 0 | -0.29315 | 0 |  |  |  |  | 0 | 0
1676 | PEC_2G | 2 | North | YES | -0.12822 | 79.6 | 35 | 79.6 | 0 | 1.022 | Cogen | -1 | 0.29315 | 0 | 0 |  |  | 0 | 0 | -0.29315 | 0 |  |  |  |  | 0 | 0
1677 | PEC_3G | 3 | North | YES | -0.12822 | 88.4 | 35 | 88.4 | 0 | 1.022 | Cogen | -1 | 0.29315 | 0 | 0 |  |  | 0 | 0 | -0.29315 | 0 |  |  |  |  | 0 | 0
1683 | LAMARPWR_6G | 6 | North | YES | -0.12831 | 198 | 129.1 | 198 | 0 | 1.038 | CC | -1 | 0.29323 | 198 | 198 |  |  | -25.4048 | 198 | -0.29323 | -58.0596 |  |  |  |  | 0 | 0
1680 | LAMARPWR_3G | 3 | North | YES | -0.12831 | 196 | 129.1 | 196 | 0 | 1.038 | CC | -1 | 0.29323 | 196 | 196 |  |  | -25.1482 | 196 | -0.29323 | -57.4731 |  |  |  |  | 0 | 0
1678 | LAMARPWR_1G | 1 | North | YES | -0.12831 | 160 | 67.7 | 160 | 0 | 1.038 | CC | -1 | 0.29323 | 160 | 160 |  |  | -20.5291 | 160 | -0.29323 | -46.9168 |  |  |  |  | 0 | 0
1682 | LAMARPWR_5G | 5 | North | YES | -0.12831 | 157 | 67.7 | 157 | 0 | 1.038 | CC | -1 | 0.29323 | 157 | 157 |  |  | -20.1442 | 157 | -0.29323 | -46.0371 |  |  |  |  | 0 | 0
1679 | LAMARPWR_2G | 2 | North | YES | -0.12831 | 156 | 67.7 | 156 | 0 | 1.038 | CC | -1 | 0.29323 | 156 | 156 |  |  | -20.0159 | 156 | -0.29323 | -45.7439 |  |  |  |  | 0 | 0
1681 | LAMARPWR_4G | 4 | North | YES | -0.12831 | 156 | 67.7 | 156 | 0 | 1.038 | CC | -1 | 0.29323 | 156 | 156 |  |  | -20.0159 | 156 | -0.29323 | -45.7439 |  |  |  |  | 0 | 0
1689 | VALLEY_3G | 3 | North | YES | -0.1284 | 0 | 25 | 375 |  | 1.003 | GST | -1 | 0.29332 | 375 | 375 |  |  | -48.15 | 375 | -0.29332 | -109.9962 |  |  |  |  | 0 | 0
11693 | KMICHIST3_G | 3 | North | YES | -0.1284 | 312 | 60 | 312 | 0 | 1.026 | CC | -1 | 0.29332 | 312 | 312 |  |  | -40.0608 | 312 | -0.29332 | -91.5168 |  |  |  |  | 0 | 0
11696 | KMICHIST6_G | 6 | North | YES | -0.1284 | 310 | 60 | 310 | 0 | 1.026 | CC | -1 | 0.29332 | 310 | 310 |  |  | -39.804 | 310 | -0.29332 | -90.9302 |  |  |  |  | 0 | 0
11695 | KMICHICT5_G | 5 | North | YES | -0.1284 | 148 | 80 | 148 | 0 | 1.026 | CC | -1 | 0.29332 | 148 | 148 |  |  | -19.0032 | 148 | -0.29332 | -43.4118 |  |  |  |  | 0 | 0
11692 | KMICHICT2_G | 2 | North | YES | -0.1284 | 146 | 80 | 146 | 0 | 1.026 | CC | -1 | 0.29332 | 146 | 146 |  |  | -18.7464 | 146 | -0.29332 | -42.8252 |  |  |  |  | 0 | 0
11691 | KMICHICT1_G | 1 | North | YES | -0.1284 | 144 | 80 | 144 | 0 | 1.026 | CC | -1 | 0.29332 | 144 | 144 |  |  | -18.4896 | 144 | -0.29332 | -42.2385 |  |  |  |  | 0 | 0
11694 | KMICHICT4_G | 4 | North | YES | -0.1284 | 144 | 80 | 144 | 0 | 1.026 | CC | -1 | 0.29332 | 144 | 144 |  |  | -18.4896 | 144 | -0.29332 | -42.2385 |  |  |  |  | 0 | 0
1600 | BARTNWND_1G | 1 | North | YES | -0.12852 | 12 | 0 | 120 | 0 | 1.022 | Wind | -1 | 0.29344 | 0 | 120 |  |  | 0 | 0 | -0.29344 | 0 |  |  |  |  | 0 | 0
1688 | VALLEY_2G | 2 | North | YES | -0.12852 | 527 | 90 | 527 | 0 | 1.029 | GSC | -1 | 0.29345 | 527 | 527 |  |  | -67.7321 | 527 | -0.29345 | -154.6467 |  |  |  |  | 0 | 0
1687 | VALLEY_1G | 1 | North | YES | -0.12852 | 136 | 15 | 170 | 0 | 1.029 | GST | -1 | 0.29345 | 170 | 170 |  |  | -21.8491 | 170 | -0.29345 | -49.886 |  |  |  |  | 0 | 0
1455 | WCPWRCO_3G | 3 | North | YES | -0.12853 | 242 | 50 | 242 |  | 1.02 | CC | -1 | 0.29345 | 242 | 242 |  |  | -31.104 | 242 | -0.29345 | -71.0154 |  |  |  |  | 0 | 0
1453 | WCPWRCO_1G | 1 | North | YES | -0.12853 | 204 | 50 | 204 | 0 | 1.02 | CC | -1 | 0.29345 | 204 | 204 |  |  | -26.2199 | 204 | -0.29345 | -59.8643 |  |  |  |  | 0 | 0
1454 | WCPWRCO_2G | 2 | North | YES | -0.12853 | 204 | 50 | 204 | 0 | 1.02 | CC | -1 | 0.29345 | 204 | 204 |  |  | -26.2199 | 204 | -0.29345 | -59.8643 |  |  |  |  | 0 | 0
344 | MRSSHPRD | 1 | North | YES | -0.12857 | 0 | 0 | 12 |  | 1.03 | Hydro | -1 | 0.29349 | 0 | 0 |  |  | 0 | 0 | -0.29349 | 0 |  |  |  |  | 0 | 0
345 | MRSSHPRD01 | 2 | North | YES | -0.12857 | 0 | 0 | 12 |  | 1.03 | Hydro | -1 | 0.29349 | 0 | 0 |  |  | 0 | 0 | -0.29349 | 0 |  |  |  |  | 0 | 0
6948 | DENISNDM | 1 | North | YES | -0.12864 | 40 | 5 | 40 |  | 1.015 | Hydro | -1 | 0.29356 | 0 | 0 |  |  | 0 | 0 | -0.29356 | 0 |  |  |  |  | 0 | 0
6948 | DENISNDM | 2 | North | YES | -0.12864 | 31 | 5 | 40 |  | 1.015 | Hydro | -1 | 0.29356 | 0 | 0 |  |  | 0 | 0 | -0.29356 | 0 |  |  |  |  | 0 | 0
88299 | ZAPATA | F | South | YES | 0.16187 | 0 | 0 | 0 | 0 | 1.02 | BLT | 1 | 0.29376 | 0 | 0 | 0 | 0 |  |  | 0.29376 | 0 |  |  |  |  | 0 | 0
3126 | TRINIDAD_6G | 1 | North | YES | -0.12887 | 179.2 | 46 | 224 | 0 | 1 | GST | -1 | 0.2938 | 224 | 224 |  |  | -28.8676 | 224 | -0.2938 | -65.8104 |  |  |  |  | 0 | 0
2371 | COLLIN_1G | MB | North | YES | -0.12926 | 0 | 40 | 138 |  | 1.022 | GST | -1 | 0.29418 | 0 | 0 |  |  | 0 | 0 | -0.29418 | 0 |  |  |  |  | 0 | 0
8442 | NBEC7 | MB | South | YES | 0.16236 | 0 | 81 | 367 |  | 1.0298 | GST | 1 | 0.29425 | 0 | 0 | 0 | 0 |  |  | 0.29425 | 0 |  |  |  |  | 0 | 0
8442 | NBEC7 | 7 | South | YES | 0.16236 | 0 | 81 | 367 |  | 1.0298 | GST | 1 | 0.29425 | 367 | 367 | 59.5854 | 367 |  |  | 0.29425 | 107.9906 |  |  |  |  | 0 | 0
8560 | CNOPGT1 | 1 | South | YES | 0.16237 | 148.3 | 0 | 148.3 | 0 | 1.03 | Cogen | 1 | 0.29427 | 0 | 0 | 0 | 0 |  |  | 0.29427 | 0 |  |  |  |  | 0 | 0
8561 | CNOPGT2 | 2 | South | YES | 0.16237 | 148.6 | 0 | 148.6 | 0 | 1.03 | Cogen | 1 | 0.29427 | 0 | 0 | 0 | 0 |  |  | 0.29427 | 0 |  |  |  |  | 0 | 0
8562 | CNOPST1 | 3 | South | YES | 0.16237 | 153 | 0 | 153 | 0 | 1.03 | Cogen | 1 | 0.29427 | 0 | 0 | 0 | 0 |  |  | 0.29427 | 0 |  |  |  |  | 0 | 0
728 | WOLFRIDGE801 | 1 | North | YES | -0.12939 | 11.2 | 0 | 112.5 | 0 | 0.99 | Wind | -1 | 0.29431 | 0 | 112.5 |  |  | 0 | 0 | -0.29431 | 0 |  |  |  |  | 0 | 0
8456 | COSW#1 | 1 | South | YES | 0.16246 | 20 | 0 | 20 | 0 | 1.027 | Cogen | 1 | 0.29435 | 0 | 0 | 0 | 0 |  |  | 0.29435 | 0 |  |  |  |  | 0 | 0
8457 | COSW#2 | 2 | South | YES | 0.16246 | 14 | 0 | 14 | 0 | 1.027 | Cogen | 1 | 0.29435 | 0 | 0 | 0 | 0 |  |  | 0.29435 | 0 |  |  |  |  | 0 | 0
88508 | FALFURRI | F | South | YES | 0.16258 | 0 | 0 | 0 | 0 | 1 | AVR | 1 | 0.29447 | 0 | 0 | 0 | 0 |  |  | 0.29447 | 0 |  |  |  |  | 0 | 0
5728 | FALCONHYDRO2 | 2 | South | YES | 0.16266 | 12 | 0 | 12 | 0 | 1.0234 | Hydro | 1 | 0.29455 | 0 | 0 | 0 | 0 |  |  | 0.29455 | 0 |  |  |  |  | 0 | 0
5729 | FALCONHYDRO3 | 3 | South | YES | 0.16266 | 11 | 0 | 11 | 0 | 1.0234 | Hydro | 1 | 0.29455 | 0 | 0 | 0 | 0 |  |  | 0.29455 | 0 |  |  |  |  | 0 | 0
8048 | FALCONHYDRO1 | 1 | South | YES | 0.16266 | 12 | 0 | 12 | 0 | 1.0234 | Hydro | 1 | 0.29455 | 0 | 0 | 0 | 0 |  |  | 0.29455 | 0 |  |  |  |  | 0 | 0
8459 | B_DAVIS0B | MB | South | YES | 0.16267 | 0 | 50 | 339 |  | 1.03 | GSC | 1 | 0.29456 | 0 | 0 | 0 | 0 |  |  | 0.29456 | 0 |  |  |  |  | 0 | 0
8460 | B_DAVIS0A | MB | South | YES | 0.16267 | 0 | 50 | 340 |  | 1.03 | GSC | 1 | 0.29456 | 0 | 0 | 0 | 0 |  |  | 0.29456 | 0 |  |  |  |  | 0 | 0
80263 | B_DAVIS31A | 3 | South | YES | 0.16267 | 0 | 0 | 180 |  | 1.0366 | CC | 1 | 0.29456 | 180 | 180 | 29.2797 | 180 |  |  | 0.29456 | 53.0207 |  |  |  |  | 0 | 0
80264 | B_DAVIS41A | 4 | South | YES | 0.16267 | 0 | 0 | 180 |  | 1.0366 | CC | 1 | 0.29456 | 180 | 180 | 29.2797 | 180 |  |  | 0.29456 | 53.0207 |  |  |  |  | 0 | 0
924 | SPENCER_G5 | 1 | North | YES | -0.12967 | 52 | 20 | 66 | 0 | 1.03 | GST | -1 | 0.29459 | 66 | 66 |  |  | -8.5581 | 66 | -0.29459 | -19.443 |  |  |  |  | 0 | 0
923 | SPENCER_G4 | 1 | North | YES | -0.12967 | 48 | 20 | 61 | 0 | 1.03 | GST | -1 | 0.29459 | 61 | 61 |  |  | -7.9097 | 61 | -0.29459 | -17.9701 |  |  |  |  | 0 | 0
8506 | VAL #1 | 1 | South | YES | 0.16271 | 20.9 | 0 | 25 | 0 | 1.0055 | Cogen | 1 | 0.29461 | 0 | 0 | 0 | 0 |  |  | 0.29461 | 0 |  |  |  |  | 0 | 0
8507 | VAL #2 | 2 | South | YES | 0.16271 | 20.9 | 0 | 25 | 0 | 1.0055 | Cogen | 1 | 0.29461 | 0 | 0 | 0 | 0 |  |  | 0.29461 | 0 |  |  |  |  | 0 | 0
2417 | MTCK8_G | 8 | North | YES | -0.1297 | 444.8 | 60 | 556 | 0 | 1.022 | GSC | -1 | 0.29462 | 556 | 556 |  |  | -72.1115 | 556 | -0.29462 | -163.8088 |  |  |  |  | 0 | 0
2413 | MTCK6_G | 6 | North | YES | -0.1297 | 0 | 30 | 118 |  | 1.022 | GST | -1 | 0.29462 | 118 | 118 |  |  | -15.3042 | 118 | -0.29462 | -34.7652 |  |  |  |  | 0 | 0
2414 | MTCK7_G | 7 | North | YES | -0.1297 | 0 | 30 | 115 |  | 1.022 | GST | -1 | 0.29462 | 115 | 115 |  |  | -14.9152 | 115 | -0.29462 | -33.8813 |  |  |  |  | 0 | 0
8461 | KOCH_UP0A | 1 | South | YES | 0.16285 | 38 | 0 | 38 | 0 | 1.012 | Cogen | 1 | 0.29475 | 0 | 0 | 0 | 0 |  |  | 0.29475 | 0 |  |  |  |  | 0 | 0
8511 | OXY_CC0A | 1 | South | YES | 0.16289 | 30.3 | 0 | 38 | 0 | 1.027 | Cogen | 1 | 0.29478 | 0 | 0 | 0 | 0 |  |  | 0.29478 | 0 |  |  |  |  | 0 | 0
2383 | NTHLK3_G | 3 | North | YES | -0.13005 | 0 | 50 | 329 |  | 1.022 | GST | -1 | 0.29497 | 329 | 329 |  |  | -42.7868 | 329 | -0.29497 | -97.0465 |  |  |  |  | 0 | 0
2382 | NTHLK2_G | 2 | North | YES | -0.13005 | 0 | 35 | 181 |  | 1.022 | GST | -1 | 0.29497 | 181 | 181 |  |  | -23.5392 | 181 | -0.29497 | -53.3903 |  |  |  |  | 0 | 0
2381 | NTHLK1_G | 1 | North | YES | -0.13005 | 0 | 35 | 156 |  | 1.022 | GST | -1 | 0.29497 | 156 | 156 |  |  | -20.288 | 156 | -0.29497 | -46.016 |  |  |  |  | 0 | 0
580 | JCKCNTY801 | 1 | North | YES | -0.13024 | 288 | 0 | 288 | 0 | 1.022 | CC | -1 | 0.29517 | 288 | 288 |  |  | -37.5106 | 288 | -0.29517 | -85.0084 |  |  |  |  | 0 | 0
581 | JCKCNTY802 | 2 | North | YES | -0.13024 | 147 | 0 | 147 | 0 | 1.022 | CC | -1 | 0.29517 | 147 | 147 |  |  | -19.146 | 147 | -0.29517 | -43.3897 |  |  |  |  | 0 | 0
582 | JCKCNTY803 | 3 | North | YES | -0.13024 | 147 | 0 | 147 | 0 | 1.022 | CC | -1 | 0.29517 | 147 | 147 |  |  | -19.146 | 147 | -0.29517 | -43.3897 |  |  |  |  | 0 | 0
8933 | FGNTS001 | 1 | South | YES | 0.16349 | 146.5 | 0 | 146.5 | 0 | 1.03 | CC | 1 | 0.29539 | 146.5 | 146.5 | 23.9514 | 146.5 |  |  | 0.29539 | 43.274 |  |  |  |  | 0 | 0
8934 | FGNTS101 | 2 | South | YES | 0.16349 | 147.9 | 0 | 147.9 | 0 | 1.03 | CC | 1 | 0.29539 | 147.9 | 147.9 | 24.1803 | 147.9 |  |  | 0.29539 | 43.6875 |  |  |  |  | 0 | 0
8935 | FGNTS201 | 3 | South | YES | 0.16349 | 173 | 0 | 173 | 0 | 1.03 | CC | 1 | 0.29539 | 173 | 173 | 28.2839 | 173 |  |  | 0.29539 | 51.1017 |  |  |  |  | 0 | 0
8517 | CELANEBI0A | 1 | South | YES | 0.1635 | 29 | 0 | 29 | 0 | 1.02 | Cogen | 1 | 0.2954 | 0 | 0 | 0 | 0 |  |  | 0.2954 | 0 |  |  |  |  | 0 | 0
8982 | HECN2 | 2 | South | YES | 0.16363 | 144.1 | 0 | 144.1 | 0 | 1.0304 | CC | 1 | 0.29553 | 144.1 | 144.1 | 23.5794 | 144.1 |  |  | 0.29553 | 42.5853 |  |  |  |  | 0 | 0
8981 | HECN1 | 1 | South | YES | 0.16363 | 144.8 | 0 | 144.8 | 0 | 1.0304 | CC | 1 | 0.29553 | 144.8 | 144.8 | 23.6939 | 144.8 |  |  | 0.29553 | 42.7922 |  |  |  |  | 0 | 0
8983 | HECN3 | 3 | South | YES | 0.16363 | 171.9 | 0 | 171.9 | 0 | 1.0304 | CC | 1 | 0.29553 | 171.9 | 171.9 | 28.1283 | 171.9 |  |  | 0.29553 | 50.801 |  |  |  |  | 0 | 0
8936 | MVGN#1 | 1 | South | YES | 0.16363 | 216.6 | 0 | 216.6 | 0 | 1.0304 | CC | 1 | 0.29553 | 216.6 | 216.6 | 35.4429 | 216.6 |  |  | 0.29553 | 64.0112 |  |  |  |  | 0 | 0
8937 | MVGN#2 | 2 | South | YES | 0.16363 | 216.7 | 0 | 216.7 | 0 | 1.0304 | CC | 1 | 0.29553 | 216.7 | 216.7 | 35.4593 | 216.7 |  |  | 0.29553 | 64.0408 |  |  |  |  | 0 | 0
8938 | MVGN#3 | 3 | South | YES | 0.16363 | 250.9 | 0 | 250.9 | 0 | 1.0304 | CC | 1 | 0.29553 | 250.9 | 250.9 | 41.0555 | 250.9 |  |  | 0.29553 | 74.1478 |  |  |  |  | 0 | 0
80003 | MILHWYS | F | South | YES | 0.16368 | 0 | 0 | 0 | 0 | 1.0168 | AVR | 1 | 0.29557 | 0 | 0 | 0 | 0 |  |  | 0.29557 | 0 |  |  |  |  | 0 | 0
5933 | SI_RAY6 | 6 | South | YES | 0.16368 | 15.4 | 10 | 19.3 | 0 | 1.035 | GST | 1 | 0.29557 | 19.3 | 19.3 | 3.1589 | 19.3 |  |  | 0.29557 | 5.7045 |  |  |  |  | 0 | 0
5932 | SI_RAY9 | 9 | South | YES | 0.16368 | 32 | 32 | 38 | 0 | 1.035 | CC | 1 | 0.29557 | 38 | 38 | 6.2197 | 38 |  |  | 0.29557 | 11.2317 |  |  |  |  | 0 | 0
5935 | SI_RAY10 | 10 | South | YES | 0.16368 | 47 | 10 | 47 | 0 | 1.03 | CC | 1 | 0.29557 | 47 | 47 | 7.6928 | 47 |  |  | 0.29557 | 13.8918 |  |  |  |  | 0 | 0
80080 | GWINDT11A | 4 | South | YES | 0.16371 | 3.8 | 0 | 19 | 0 | 1.025 | Wind | 1 | 0.2956 | 0 | 19 | 3.1105 | 19 |  |  | 0.2956 | 5.6164 |  |  |  |  | 0 | 0
80081 | GWINDT21A | 4 | South | YES | 0.16371 | 4.4 | 0 | 22 | 0 | 1.025 | Wind | 1 | 0.2956 | 0 | 22 | 3.6016 | 22 |  |  | 0.2956 | 6.5033 |  |  |  |  | 0 | 0
80081 | GWINDT21A | 2 | South | YES | 0.16371 | 7.2 | 0 | 36 | 0 | 1.025 | Wind | 1 | 0.2956 | 0 | 36 | 5.8935 | 36 |  |  | 0.2956 | 10.6417 |  |  |  |  | 0 | 0
80080 | GWINDT11A | 3 | South | YES | 0.16371 | 0 | 0 | 38 | 0 | 1.025 | Wind | 1 | 0.2956 | 0 | 38 | 6.2209 | 38 |  |  | 0.2956 | 11.2329 |  |  |  |  | 0 | 0
80080 | GWINDT11A | 2 | South | YES | 0.16371 | 0 | 0 | 41 | 0 | 1.025 | Wind | 1 | 0.2956 | 0 | 41 | 6.712 | 41 |  |  | 0.2956 | 12.1197 |  |  |  |  | 0 | 0
80081 | GWINDT21A | 3 | South | YES | 0.16371 | 8.6 | 0 | 43 | 0 | 1.025 | Wind | 1 | 0.2956 | 0 | 43 | 7.0394 | 43 |  |  | 0.2956 | 12.7109 |  |  |  |  | 0 | 0
80180 | PNSCALT11A | 2 | South | YES | 0.16371 | 10 | 0 | 50 | 0 | 1.025 | Wind | 1 | 0.2956 | 0 | 50 | 8.1854 | 50 |  |  | 0.2956 | 14.7801 |  |  |  |  | 0 | 0
80181 | PNSCALT21A | 2 | South | YES | 0.16371 | 10 | 0 | 50 | 0 | 1.025 | Wind | 1 | 0.2956 | 0 | 50 | 8.1854 | 50 |  |  | 0.2956 | 14.7801 |  |  |  |  | 0 | 0
80181 | PNSCALT21A | 1 | South | YES | 0.16371 | 16.5 | 0 | 55 | 0 | 1.025 | Wind | 1 | 0.2956 | 0 | 55 | 9.0039 | 55 |  |  | 0.2956 | 16.2581 |  |  |  |  | 0 | 0
80080 | GWINDT11A | 1 | South | YES | 0.16371 | 28.2 | 0 | 94 | 0 | 1.025 | Wind | 1 | 0.2956 | 0 | 94 | 15.3886 | 94 |  |  | 0.2956 | 27.7866 |  |  |  |  | 0 | 0
80081 | GWINDT21A | 1 | South | YES | 0.16371 | 28.2 | 0 | 94 | 0 | 1.025 | Wind | 1 | 0.2956 | 0 | 94 | 15.3886 | 94 |  |  | 0.2956 | 27.7866 |  |  |  |  | 0 | 0
80180 | PNSCALT11A | 1 | South | YES | 0.16371 | 43.8 | 0 | 148 | 0 | 1.025 | Wind | 1 | 0.2956 | 0 | 148 | 24.2288 | 148 |  |  | 0.2956 | 43.7491 |  |  |  |  | 0 | 0
1643 | SLSTR1PP_1G | 1 | North | YES | -0.13127 | 6 | 0 | 60 | 0 | 1.022 | Wind | -1 | 0.2962 | 0 | 60 |  |  | 0 | 0 | -0.2962 | 0 |  |  |  |  | 0 | 0
1861 | EAGLEMNT_1G | MB | North | YES | -0.13151 | 0 | 30 | 112 |  | 1.022 | GST | -1 | 0.29644 | 0 | 0 |  |  | 0 | 0 | -0.29644 | 0 |  |  |  |  | 0 | 0
1862 | EAGLEMNT_2G | MB | North | YES | -0.13151 | 0 | 40 | 100 |  | 1.022 | GST | -1 | 0.29644 | 0 | 0 |  |  | 0 | 0 | -0.29644 | 0 |  |  |  |  | 0 | 0
1863 | EAGLEMNT_3G | MB | North | YES | -0.13151 | 0 | 50 | 378 |  | 1.022 | GST | -1 | 0.29644 | 0 | 0 |  |  | 0 | 0 | -0.29644 | 0 |  |  |  |  | 0 | 0
505 | NTHTEXAS03 | 3 | North | YES | -0.13167 | 30.4 | 15 | 38 |  | 1.015 | GST | -1 | 0.2966 | 38 | 38 |  |  | -5.0036 | 38 | -0.2966 | -11.2707 |  |  |  |  | 0 | 0
503 | NTHTEXAS01 | 1 | North | YES | -0.13167 | 0 | 5 | 18 |  | 1.015 | GST | -1 | 0.2966 | 18 | 18 |  |  | -2.3701 | 18 | -0.2966 | -5.3387 |  |  |  |  | 0 | 0
504 | NTHTEXAS02 | 2 | North | YES | -0.13167 | 14.4 | 5 | 18 |  | 1.015 | GST | -1 | 0.2966 | 18 | 18 |  |  | -2.3701 | 18 | -0.2966 | -5.3387 |  |  |  |  | 0 | 0
1898 | COMCHEPK_1G | 1 | North | YES | -0.13238 | 1217 | 1150 | 1217 | 0 | 1.032 | Nuc | -1 | 0.2973 | 0 | 0 |  |  | 0 | 0 | -0.2973 | 0 |  |  |  |  | 0 | 0
1899 | COMCHEPK_2G | 2 | North | YES | -0.13238 | 1159 | 1128 | 1159 | 0 | 1.032 | Nuc | -1 | 0.2973 | 0 | 0 |  |  | 0 | 0 | -0.2973 | 0 |  |  |  |  | 0 | 0
12322 | ENNSTRAC_1G | 1 | North | YES | -0.13248 | 196 | 130 | 196 | 0 | 1.036 | CC | -1 | 0.2974 | 196 | 196 |  |  | -25.9657 | 196 | -0.2974 | -58.2906 |  |  |  |  | 0 | 0
12323 | ENNSTRAC_2G | 2 | North | YES | -0.13248 | 116 | 100 | 116 | 0 | 1.036 | CC | -1 | 0.2974 | 116 | 116 |  |  | -15.3674 | 116 | -0.2974 | -34.4985 |  |  |  |  | 0 | 0
1879 | WLFHOLW_3G | 3 | North | YES | -0.13271 | 272.4 | 89.2 | 272.4 | 0 | 1.032 | CC | -1 | 0.29763 | 272.4 | 272.4 |  |  | -36.1497 | 272.4 | -0.29763 | -81.0747 |  |  |  |  | 0 | 0
1877 | WLFHOLW_1G | 1 | North | YES | -0.13271 | 217.3 | 89.2 | 217.3 | 0 | 1.032 | CC | -1 | 0.29763 | 217.3 | 217.3 |  |  | -28.8374 | 217.3 | -0.29763 | -64.6753 |  |  |  |  | 0 | 0
1878 | WLFHOLW_2G | 2 | North | YES | -0.13271 | 215.7 | 105 | 215.7 | 0 | 1.032 | CC | -1 | 0.29763 | 215.7 | 215.7 |  |  | -28.6251 | 215.7 | -0.29763 | -64.1991 |  |  |  |  | 0 | 0
334 | RWMILLER03 | 3 | North | YES | -0.13277 | 166.4 | 65 | 208 | 0 | 1.04 | GST | -1 | 0.29769 | 208 | 208 |  |  | -27.6155 | 208 | -0.29769 | -61.9196 |  |  |  |  | 0 | 0
333 | RWMILLER02 | 2 | North | YES | -0.13277 | 95.2 | 37 | 119 | 0 | 1.04 | GST | -1 | 0.29769 | 119 | 119 |  |  | -15.7993 | 119 | -0.29769 | -35.4251 |  |  |  |  | 0 | 0
335 | RWMILLER04 | 4 | North | YES | -0.13277 | 81.6 | 0 | 102 | 0 | 1.04 | GST | -1 | 0.29769 | 102 | 102 |  |  | -13.5422 | 102 | -0.29769 | -30.3644 |  |  |  |  | 0 | 0
336 | RWMILLER05 | 5 | North | YES | -0.13277 | 80.8 | 0 | 101 | 0 | 1.04 | GST | -1 | 0.29769 | 101 | 101 |  |  | -13.4095 | 101 | -0.29769 | -30.0667 |  |  |  |  | 0 | 0
332 | RWMILLER01 | 1 | North | YES | -0.13277 | 58.4 | 18.5 | 73 | 0 | 1.04 | GST | -1 | 0.29769 | 73 | 73 |  |  | -9.692 | 73 | -0.29769 | -21.7314 |  |  |  |  | 0 | 0
1889 | DECRDOVA_1G | 1 | North | YES | -0.13311 | 779 | 255 | 779 | 0 | 1.02 | GSC | -1 | 0.29803 | 779 | 779 |  |  | -103.6904 | 779 | -0.29803 | -232.1655 |  |  |  |  | 0 | 0
1948 | HANDLEY_4G | 4 | North | YES | -0.13345 | 348 | 150 | 435 | 0 | 1.022 | GST | -1 | 0.29837 | 435 | 435 |  |  | -58.0512 | 435 | -0.29837 | -129.7928 |  |  |  |  | 0 | 0
1949 | HANDLEY_5G | 5 | North | YES | -0.13359 | 348 | 150 | 435 | 0 | 1.022 | GST | -1 | 0.29851 | 435 | 435 |  |  | -58.1116 | 435 | -0.29851 | -129.8532 |  |  |  |  | 0 | 0
1947 | HANDLEY_3G | 3 | North | YES | -0.13359 | 316 | 100 | 395 | 0 | 1.022 | GST | -1 | 0.29851 | 395 | 395 |  |  | -52.7681 | 395 | -0.29851 | -117.9127 |  |  |  |  | 0 | 0
1892 | DECRDOVA_2G | A | North | YES | -0.13487 | 65 | 65 | 70 | 0 | 1.025 | GGT | -1 | 0.29979 | 70 | 70 |  |  | -9.4405 | 70 | -0.29979 | -20.9852 |  |  |  |  | 0 | 0
1893 | DECRDOVA_3G | B | North | YES | -0.13487 | 65 | 65 | 69 | 0 | 1.025 | GGT | -1 | 0.29979 | 69 | 69 |  |  | -9.3057 | 69 | -0.29979 | -20.6854 |  |  |  |  | 0 | 0
1894 | DECRDOVA_4G | C | North | YES | -0.13487 | 65 | 65 | 69 | 0 | 1.025 | GGT | -1 | 0.29979 | 69 | 69 |  |  | -9.3057 | 69 | -0.29979 | -20.6854 |  |  |  |  | 0 | 0
1895 | DECRDOVA_5G | D | North | YES | -0.13487 | 65 | 65 | 68 | 0 | 1.025 | GGT | -1 | 0.29979 | 68 | 68 |  |  | -9.1708 | 68 | -0.29979 | -20.3856 |  |  |  |  | 0 | 0
8161 | COLETO0A | 1 | South | YES | 0.16909 | 633 | 200 | 633 | 0 | 1.03 | LIGCO | 1 | 0.30098 | 0 | 633 | 107.034 | 633 |  |  | 0.30098 | 190.5231 |  |  |  |  | 0 | 0
88198 | BEEVILLE | F | South | YES | 0.17052 | 0 | 0 | 0 | 0 | 1.02 | AVR | 1 | 0.30241 | 0 | 0 | 0 | 0 |  |  | 0.30241 | 0 |  |  |  |  | 0 | 0
1941 | MDLTHELP_1G | 1 | North | YES | -0.13803 | 216.4 | 74 | 216.4 | 0 | 1 | CC | -1 | 0.30295 | 216.4 | 216.4 |  |  | -29.8699 | 216.4 | -0.30295 | -65.5593 |  |  |  |  | 0 | 0
1942 | MDLTHELP_2G | 2 | North | YES | -0.13803 | 216.1 | 74 | 216.1 | 0 | 1 | CC | -1 | 0.30295 | 216.1 | 216.1 |  |  | -29.8285 | 216.1 | -0.30295 | -65.4684 |  |  |  |  | 0 | 0
58909 | PEARSALLSCG1 | 3 | South | YES | 0.17116 | 0 | 0 | 8.4 |  | 1.027 | Diesel | 1 | 0.30305 | 8.4 | 8.4 | 1.4377 | 8.4 |  |  | 0.30305 | 2.5457 |  |  |  |  | 0 | 0
58909 | PEARSALLSCG1 | 4 | South | YES | 0.17116 | 0 | 0 | 8.4 |  | 1.027 | Diesel | 1 | 0.30305 | 8.4 | 8.4 | 1.4377 | 8.4 |  |  | 0.30305 | 2.5457 |  |  |  |  | 0 | 0
58909 | PEARSALLSCG1 | 6 | South | YES | 0.17116 | 0 | 0 | 8.4 |  | 1.027 | Diesel | 1 | 0.30305 | 8.4 | 8.4 | 1.4377 | 8.4 |  |  | 0.30305 | 2.5457 |  |  |  |  | 0 | 0
58909 | PEARSALLSCG1 | 5 | South | YES | 0.17116 | 0 | 0 | 8.4 |  | 1.027 | Diesel | 1 | 0.30305 | 8.4 | 8.4 | 1.4377 | 8.4 |  |  | 0.30305 | 2.5457 |  |  |  |  | 0 | 0
58909 | PEARSALLSCG1 | 1 | South | YES | 0.17116 | 0 | 0 | 8.4 |  | 1.027 | Diesel | 1 | 0.30305 | 8.4 | 8.4 | 1.4377 | 8.4 |  |  | 0.30305 | 2.5457 |  |  |  |  | 0 | 0
58909 | PEARSALLSCG1 | 2 | South | YES | 0.17116 | 0 | 0 | 8.4 |  | 1.027 | Diesel | 1 | 0.30305 | 8.4 | 8.4 | 1.4377 | 8.4 |  |  | 0.30305 | 2.5457 |  |  |  |  | 0 | 0
58919 | PEARSALLSCG2 | 5 | South | YES | 0.17116 | 0 | 0 | 8.4 |  | 1.027 | Diesel | 1 | 0.30305 | 8.4 | 8.4 | 1.4377 | 8.4 |  |  | 0.30305 | 2.5457 |  |  |  |  | 0 | 0
58919 | PEARSALLSCG2 | 6 | South | YES | 0.17116 | 0 | 0 | 8.4 |  | 1.027 | Diesel | 1 | 0.30305 | 8.4 | 8.4 | 1.4377 | 8.4 |  |  | 0.30305 | 2.5457 |  |  |  |  | 0 | 0
58919 | PEARSALLSCG2 | 1 | South | YES | 0.17116 | 0 | 0 | 8.4 |  | 1.027 | Diesel | 1 | 0.30305 | 8.4 | 8.4 | 1.4377 | 8.4 |  |  | 0.30305 | 2.5457 |  |  |  |  | 0 | 0
58919 | PEARSALLSCG2 | 2 | South | YES | 0.17116 | 0 | 0 | 8.4 |  | 1.027 | Diesel | 1 | 0.30305 | 8.4 | 8.4 | 1.4377 | 8.4 |  |  | 0.30305 | 2.5457 |  |  |  |  | 0 | 0
58919 | PEARSALLSCG2 | 4 | South | YES | 0.17116 | 0 | 0 | 8.4 |  | 1.027 | Diesel | 1 | 0.30305 | 8.4 | 8.4 | 1.4377 | 8.4 |  |  | 0.30305 | 2.5457 |  |  |  |  | 0 | 0
58919 | PEARSALLSCG2 | 3 | South | YES | 0.17116 | 0 | 0 | 8.4 |  | 1.027 | Diesel | 1 | 0.30305 | 8.4 | 8.4 | 1.4377 | 8.4 |  |  | 0.30305 | 2.5457 |  |  |  |  | 0 | 0
58929 | PEARSALLSCG3 | 4 | South | YES | 0.17116 | 0 | 0 | 8.4 |  | 1.027 | Diesel | 1 | 0.30305 | 8.4 | 8.4 | 1.4377 | 8.4 |  |  | 0.30305 | 2.5457 |  |  |  |  | 0 | 0
58929 | PEARSALLSCG3 | 6 | South | YES | 0.17116 | 0 | 0 | 8.4 |  | 1.027 | Diesel | 1 | 0.30305 | 8.4 | 8.4 | 1.4377 | 8.4 |  |  | 0.30305 | 2.5457 |  |  |  |  | 0 | 0
58929 | PEARSALLSCG3 | 2 | South | YES | 0.17116 | 0 | 0 | 8.4 |  | 1.027 | Diesel | 1 | 0.30305 | 8.4 | 8.4 | 1.4377 | 8.4 |  |  | 0.30305 | 2.5457 |  |  |  |  | 0 | 0
58929 | PEARSALLSCG3 | 5 | South | YES | 0.17116 | 0 | 0 | 8.4 |  | 1.027 | Diesel | 1 | 0.30305 | 8.4 | 8.4 | 1.4377 | 8.4 |  |  | 0.30305 | 2.5457 |  |  |  |  | 0 | 0
58929 | PEARSALLSCG3 | 1 | South | YES | 0.17116 | 0 | 0 | 8.4 |  | 1.027 | Diesel | 1 | 0.30305 | 8.4 | 8.4 | 1.4377 | 8.4 |  |  | 0.30305 | 2.5457 |  |  |  |  | 0 | 0
58929 | PEARSALLSCG3 | 3 | South | YES | 0.17116 | 0 | 0 | 8.4 |  | 1.027 | Diesel | 1 | 0.30305 | 8.4 | 8.4 | 1.4377 | 8.4 |  |  | 0.30305 | 2.5457 |  |  |  |  | 0 | 0
58949 | PEARSALLSCG4 | 3 | South | YES | 0.17116 | 0 | 0 | 8.4 |  | 1.027 | Diesel | 1 | 0.30305 | 8.4 | 8.4 | 1.4377 | 8.4 |  |  | 0.30305 | 2.5457 |  |  |  |  | 0 | 0
58949 | PEARSALLSCG4 | 2 | South | YES | 0.17116 | 0 | 0 | 8.4 |  | 1.027 | Diesel | 1 | 0.30305 | 8.4 | 8.4 | 1.4377 | 8.4 |  |  | 0.30305 | 2.5457 |  |  |  |  | 0 | 0
58949 | PEARSALLSCG4 | 1 | South | YES | 0.17116 | 0 | 0 | 8.4 |  | 1.027 | Diesel | 1 | 0.30305 | 8.4 | 8.4 | 1.4377 | 8.4 |  |  | 0.30305 | 2.5457 |  |  |  |  | 0 | 0
58949 | PEARSALLSCG4 | 4 | South | YES | 0.17116 | 0 | 0 | 8.4 |  | 1.027 | Diesel | 1 | 0.30305 | 8.4 | 8.4 | 1.4377 | 8.4 |  |  | 0.30305 | 2.5457 |  |  |  |  | 0 | 0
58949 | PEARSALLSCG4 | 6 | South | YES | 0.17116 | 0 | 0 | 8.4 |  | 1.027 | Diesel | 1 | 0.30305 | 8.4 | 8.4 | 1.4377 | 8.4 |  |  | 0.30305 | 2.5457 |  |  |  |  | 0 | 0
58949 | PEARSALLSCG4 | 5 | South | YES | 0.17116 | 0 | 0 | 8.4 |  | 1.027 | Diesel | 1 | 0.30305 | 8.4 | 8.4 | 1.4377 | 8.4 |  |  | 0.30305 | 2.5457 |  |  |  |  | 0 | 0
1938 | MDLTHELP_6G | 6 | North | YES | -0.13846 | 226 | 74 | 226 | 0 | 1 | CC | -1 | 0.30339 | 226 | 226 |  |  | -31.2929 | 226 | -0.30339 | -68.5655 |  |  |  |  | 0 | 0
1937 | MDLTHELP_5G | 5 | North | YES | -0.13846 | 224 | 74 | 224 | 0 | 1 | CC | -1 | 0.30339 | 224 | 224 |  |  | -31.0159 | 224 | -0.30339 | -67.9587 |  |  |  |  | 0 | 0
1943 | MDLTHELP_3G | 3 | North | YES | -0.13846 | 212 | 74 | 212 | 0 | 1 | CC | -1 | 0.30339 | 212 | 212 |  |  | -29.3544 | 212 | -0.30339 | -64.3181 |  |  |  |  | 0 | 0
1944 | MDLTHELP_4G | 4 | North | YES | -0.13846 | 211 | 74 | 211 | 0 | 1 | CC | -1 | 0.30339 | 211 | 211 |  |  | -29.2159 | 211 | -0.30339 | -64.0147 |  |  |  |  | 0 | 0
366 | JNSNCNTY802 | 1 | North | YES | -0.139 | 168 | 20 | 168 | 0 | 1.02 | Cogen | -1 | 0.30392 | 0 | 0 |  |  | 0 | 0 | -0.30392 | 0 |  |  |  |  | 0 | 0
367 | JNSNCNTY802 | 2 | North | YES | -0.139 | 90 | 20 | 90 | 0 | 1.02 | Cogen | -1 | 0.30392 | 0 | 0 |  |  | 0 | 0 | -0.30392 | 0 |  |  |  |  | 0 | 0
5892 | PEARSALLGEN3 | 1 | South | YES | 0.17439 | 19.1 | 6 | 23.9 | 0 | 1.0226 | GST | 1 | 0.30629 | 23.9 | 23.9 | 4.168 | 23.9 |  |  | 0.30629 | 7.3202 |  |  |  |  | 0 | 0
5890 | PEARSALLGEN1 | 1 | South | YES | 0.17439 | 19.2 | 6 | 24 | 0 | 1.0226 | GST | 1 | 0.30629 | 24 | 24 | 4.1854 | 24 |  |  | 0.30629 | 7.3509 |  |  |  |  | 0 | 0
5891 | PEARSALLGEN2 | 1 | South | YES | 0.17439 | 19.4 | 6 | 24.3 | 0 | 1.0226 | GST | 1 | 0.30629 | 24.3 | 24.3 | 4.2377 | 24.3 |  |  | 0.30629 | 7.4428 |  |  |  |  | 0 | 0
8189 | CUECPL2A | 1 | South | YES | 0.18325 | 12 | 0 | 12 | 0 | 1.02 | Cogen | 1 | 0.31515 | 0 | 0 | 0 | 0 |  |  | 0.31515 | 0 |  |  |  |  | 0 | 0
7020 | L_AUSTPL1_1Y | 1 | South | YES | 0.18327 | 0 | 0 | 8 |  | 1 | Hydro | 1 | 0.31516 | 0 | 0 | 0 | 0 |  |  | 0.31516 | 0 |  |  |  |  | 0 | 0
7020 | L_AUSTPL1_1Y | 2 | South | YES | 0.18327 | 0 | 0 | 8 |  | 1 | Hydro | 1 | 0.31516 | 0 | 0 | 0 | 0 |  |  | 0.31516 | 0 |  |  |  |  | 0 | 0
7004 | L_SIMGID1_1Y | 1 | South | YES | 0.18531 | 132 | 40 | 132 | 0 | 1.02 | GST | 1 | 0.3172 | 132 | 132 | 24.4609 | 132 |  |  | 0.3172 | 41.871 |  |  |  |  | 0 | 0
7005 | L_SIMGID1_2Y | 2 | South | YES | 0.18531 | 133 | 32 | 139 | 0 | 1.02 | GST | 1 | 0.3172 | 139 | 139 | 25.7581 | 139 |  |  | 0.3172 | 44.0914 |  |  |  |  | 0 | 0
7006 | L_SIMGID1_3Y | 3 | South | YES | 0.18531 | 324.9 | 60 | 329 | 0 | 1.02 | GST | 1 | 0.3172 | 329 | 329 | 60.967 | 329 |  |  | 0.3172 | 104.3602 |  |  |  |  | 0 | 0
5903 | SANMIGUELGEN | 1 | South | YES | 0.18685 | 396.3 | 180 | 396.3 | 0 | 1.0336 | LIGCO | 1 | 0.31874 | 0 | 396.3 | 74.0487 | 396.3 |  |  | 0.31874 | 126.3184 |  |  |  |  | 0 | 0
9000 | DECKR_G1 | 1 | South | YES | 0.19246 | 280 | 50 | 321 | 0 | 1.015 | GST | 1 | 0.32436 | 321 | 321 | 61.7803 | 321 |  |  | 0.32436 | 104.1184 |  |  |  |  | 0 | 0
9001 | DECKR_G2 | 2 | South | YES | 0.19246 | 400 | 50 | 426 | 0 | 1.015 | GST | 1 | 0.32436 | 426 | 426 | 81.9888 | 426 |  |  | 0.32436 | 138.1758 |  |  |  |  | 0 | 0
7624 | L_LAKEWO9_1Y | 1 | South | YES | 0.19324 | 0 | 0 | 2.4 |  | 1 | Hydro | 1 | 0.32513 | 0 | 0 | 0 | 0 |  |  | 0.32513 | 0 |  |  |  |  | 0 | 0
7624 | L_LAKEWO9_1Y | 2 | South | YES | 0.19324 | 0 | 0 | 2.4 |  | 1 | Hydro | 1 | 0.32513 | 0 | 0 | 0 | 0 |  |  | 0.32513 | 0 |  |  |  |  | 0 | 0
5401 | CALAVER_JKS1 | 1 | South | YES | 0.19472 | 562 | 100 | 562 | 0 | 1.026 | LIGCO | 1 | 0.32661 | 0 | 562 | 109.4326 | 562 |  |  | 0.32661 | 183.5573 |  |  |  |  | 0 | 0
5268 | LEON_LCPCT3 | 3 | South | YES | 0.19477 | 43 | 24 | 43 | 0 | 1.0197 | GGT | 1 | 0.32666 | 43 | 43 | 8.3751 | 43 |  |  | 0.32666 | 14.0466 |  |  |  |  | 0 | 0
5266 | LEON_LCPCT1 | 1 | South | YES | 0.19477 | 44 | 24 | 44 | 0 | 1.0197 | GGT | 1 | 0.32666 | 44 | 44 | 8.5699 | 44 |  |  | 0.32666 | 14.3732 |  |  |  |  | 0 | 0
5267 | LEON_LCPCT2 | 2 | South | YES | 0.19477 | 44 | 24 | 44 | 0 | 1.0197 | GGT | 1 | 0.32666 | 44 | 44 | 8.5699 | 44 |  |  | 0.32666 | 14.3732 |  |  |  |  | 0 | 0
5269 | LEON_LCPCT4 | 4 | South | YES | 0.19477 | 45 | 24 | 45 | 0 | 1.0197 | GGT | 1 | 0.32666 | 45 | 45 | 8.7646 | 45 |  |  | 0.32666 | 14.6999 |  |  |  |  | 0 | 0
5264 | LEON_LCP3G3 | 3 | South | YES | 0.19477 | 0 | 20 | 58 |  | 1.0197 | GST | 1 | 0.32666 | 58 | 58 | 11.2967 | 58 |  |  | 0.32666 | 18.9465 |  |  |  |  | 0 | 0
5265 | LEON_LCP4G4 | 4 | South | YES | 0.19477 | 89 | 25 | 89 | 0 | 1.0197 | GST | 1 | 0.32666 | 89 | 89 | 17.3345 | 89 |  |  | 0.32666 | 29.0731 |  |  |  |  | 0 | 0
9002 | DECKR_G3 | 3 | South | YES | 0.19553 | 0 | 24 | 42 |  | 1.015 | GGT | 1 | 0.32742 | 42 | 42 | 8.2123 | 42 |  |  | 0.32742 | 13.7518 |  |  |  |  | 0 | 0
9003 | DECKR_G4 | 4 | South | YES | 0.19553 | 44 | 24 | 44 | 0 | 1.015 | GGT | 1 | 0.32742 | 44 | 44 | 8.6033 | 44 |  |  | 0.32742 | 14.4067 |  |  |  |  | 0 | 0
9004 | DECKR_G5 | 5 | South | YES | 0.19553 | 44 | 24 | 44 | 0 | 1.015 | GGT | 1 | 0.32742 | 44 | 44 | 8.6033 | 44 |  |  | 0.32742 | 14.4067 |  |  |  |  | 0 | 0
9005 | DECKR_G6 | 6 | South | YES | 0.19553 | 44 | 24 | 47 | 0 | 1.015 | GGT | 1 | 0.32742 | 47 | 47 | 9.1899 | 47 |  |  | 0.32742 | 15.3889 |  |  |  |  | 0 | 0
5476 | BRA_AVR1_CT1 | 1 | South | YES | 0.19555 | 155 | 90 | 155 | 0 | 1.025 | CC | 1 | 0.32744 | 155 | 155 | 30.3096 | 155 |  |  | 0.32744 | 50.7533 |  |  |  |  | 0 | 0
5478 | BRA_AVR1_CT2 | 1 | South | YES | 0.19555 | 155 | 90 | 155 | 0 | 1.025 | CC | 1 | 0.32744 | 155 | 155 | 30.3096 | 155 |  |  | 0.32744 | 50.7533 |  |  |  |  | 0 | 0
5477 | BRA_AVR1_ST | 1 | South | YES | 0.19555 | 174 | 138 | 174 | 0 | 1.025 | CC | 1 | 0.32744 | 174 | 174 | 34.025 | 174 |  |  | 0.32744 | 56.9746 |  |  |  |  | 0 | 0
5026 | BRAUNIG_VHB1 | 1 | South | YES | 0.19607 | 215 | 40 | 215 | 0 | 1.0192 | GST | 1 | 0.32797 | 215 | 215 | 42.1561 | 215 |  |  | 0.32797 | 70.5134 |  |  |  |  | 0 | 0
5027 | BRAUNIG_VHB2 | 2 | South | YES | 0.19607 | 216 | 40 | 216 | 0 | 1.0192 | GST | 1 | 0.32797 | 216 | 216 | 42.3522 | 216 |  |  | 0.32797 | 70.8414 |  |  |  |  | 0 | 0
5028 | BRAUNIG_VHB3 | 3 | South | YES | 0.19617 | 407 | 60 | 407 | 0 | 1.0138 | GST | 1 | 0.32806 | 407 | 407 | 79.8404 | 407 |  |  | 0.32806 | 133.5214 |  |  |  |  | 0 | 0
5397 | CALAVER_OWS2 | 2 | South | YES | 0.19638 | 400 | 80 | 400 | 0 | 1.0192 | GST | 1 | 0.32828 | 400 | 400 | 78.5528 | 400 |  |  | 0.32828 | 131.3105 |  |  |  |  | 0 | 0
5396 | CALAVER_OWS1 | 1 | South | YES | 0.19638 | 418 | 80 | 418 | 0 | 1.0192 | GST | 1 | 0.32828 | 418 | 418 | 82.0877 | 418 |  |  | 0.32828 | 137.2195 |  |  |  |  | 0 | 0
5111 | CALAVER_JTD1 | 1 | South | YES | 0.1968 | 430 | 80 | 430 | 0 | 1.0138 | LIGCO | 1 | 0.3287 | 0 | 430 | 84.6257 | 430 |  |  | 0.3287 | 141.3403 |  |  |  |  | 0 | 0
5112 | CALAVER_JTD2 | 2 | South | YES | 0.1968 | 430 | 80 | 430 | 0 | 1.0138 | LIGCO | 1 | 0.3287 | 0 | 430 | 84.6257 | 430 |  |  | 0.3287 | 141.3403 |  |  |  |  | 0 | 0
7303 | L_WPPGS12_1Y | 1 | South | YES | 0.19766 | 50 | 0 | 50 | 0 | 1.025 | GGT | 1 | 0.32956 | 50 | 50 | 9.8832 | 50 |  |  | 0.32956 | 16.4779 |  |  |  |  | 0 | 0
7303 | L_WPPGS12_1Y | 2 | South | YES | 0.19766 | 50 | 0 | 50 | 0 | 1.025 | GGT | 1 | 0.32956 | 50 | 50 | 9.8832 | 50 |  |  | 0.32956 | 16.4779 |  |  |  |  | 0 | 0
7305 | L_WPPGS34_1Y | 3 | South | YES | 0.19766 | 50 | 0 | 50 | 0 | 1.025 | GGT | 1 | 0.32956 | 50 | 50 | 9.8832 | 50 |  |  | 0.32956 | 16.4779 |  |  |  |  | 0 | 0
7305 | L_WPPGS34_1Y | 4 | South | YES | 0.19766 | 50 | 0 | 50 | 0 | 1.025 | GGT | 1 | 0.32956 | 50 | 50 | 9.8832 | 50 |  |  | 0.32956 | 16.4779 |  |  |  |  | 0 | 0
5436 | TUTTL_WBT1G1 | 1 | South | YES | 0.19767 | 48.8 | 20 | 61 | 0 | 1.012 | GST | 1 | 0.32957 | 61 | 61 | 12.058 | 61 |  |  | 0.32957 | 20.1035 |  |  |  |  | 0 | 0
5438 | TUTTL_WBT3G3 | 3 | South | YES | 0.19767 | 95 | 25 | 95 | 0 | 1.012 | GST | 1 | 0.32957 | 95 | 95 | 18.7788 | 95 |  |  | 0.32957 | 31.3088 |  |  |  |  | 0 | 0
5439 | TUTTL_WBT4G4 | 4 | South | YES | 0.19767 | 151 | 40 | 151 | 0 | 1.012 | GST | 1 | 0.32957 | 151 | 151 | 29.8485 | 151 |  |  | 0.32957 | 49.7645 |  |  |  |  | 0 | 0
9017 | SANDH_G2 | 2 | South | YES | 0.19959 | 45 | 2 | 46 | 0 | 1.0175 | GGT | 1 | 0.33148 | 46 | 46 | 9.181 | 46 |  |  | 0.33148 | 15.2481 |  |  |  |  | 0 | 0
9018 | SANDH_G3 | 3 | South | YES | 0.19959 | 45 | 2 | 46 | 0 | 1.0175 | GGT | 1 | 0.33148 | 46 | 46 | 9.181 | 46 |  |  | 0.33148 | 15.2481 |  |  |  |  | 0 | 0
9019 | SANDH_G4 | 4 | South | YES | 0.19959 | 0 | 2 | 47 |  | 1.0175 | GGT | 1 | 0.33148 | 47 | 47 | 9.3806 | 47 |  |  | 0.33148 | 15.5796 |  |  |  |  | 0 | 0
9016 | SANDH_G1 | 1 | South | YES | 0.19959 | 45 | 2 | 49 | 0 | 1.0175 | GGT | 1 | 0.33148 | 49 | 49 | 9.7798 | 49 |  |  | 0.33148 | 16.2426 |  |  |  |  | 0 | 0
9021 | SANDHG5C | 5C | South | YES | 0.19959 | 140 | 0 | 148 | 0 | 1.0175 | CC | 1 | 0.33148 | 148 | 148 | 29.5389 | 148 |  |  | 0.33148 | 49.0592 |  |  |  |  | 0 | 0
9020 | SANDHG5A | 5A | South | YES | 0.19959 | 150 | 84 | 155 | 0 | 1.0175 | CC | 1 | 0.33148 | 155 | 155 | 30.936 | 155 |  |  | 0.33148 | 51.3796 |  |  |  |  | 0 | 0
244 | WHITNYDM01 | 1 | North | YES | -0.16977 | 15 | 0 | 15 | 0 | 1.035 | Hydro | -1 | 0.3347 | 0 | 0 |  |  | 0 | 0 | -0.3347 | 0 |  |  |  |  | 0 | 0
245 | WHITNYDM02 | 2 | North | YES | -0.16977 | 15 | 0 | 15 | 0 | 1.035 | Hydro | -1 | 0.3347 | 0 | 0 |  |  | 0 | 0 | -0.3347 | 0 |  |  |  |  | 0 | 0
7605 | L_MCQUEE9_1Y | 1 | South | YES | 0.20305 | 0 | 0 | 2.4 |  | 1.025 | Hydro | 1 | 0.33495 | 0 | 0 | 0 | 0 |  |  | 0.33495 | 0 |  |  |  |  | 0 | 0
7605 | L_MCQUEE9_1Y | 2 | South | YES | 0.20305 | 0 | 0 | 2.4 |  | 1.025 | Hydro | 1 | 0.33495 | 0 | 0 | 0 | 0 |  |  | 0.33495 | 0 |  |  |  |  | 0 | 0
7605 | L_MCQUEE9_1Y | 3 | South | YES | 0.20305 | 0 | 0 | 2.8 |  | 1.025 | Hydro | 1 | 0.33495 | 0 | 0 | 0 | 0 |  |  | 0.33495 | 0 |  |  |  |  | 0 | 0
7487 | L_CANYHY8_1Y | 1 | South | YES | 0.20371 | 0 | 0 | 6 |  | 1 | Hydro | 1 | 0.3356 | 0 | 0 | 0 | 0 |  |  | 0.3356 | 0 |  |  |  |  | 0 | 0
7801 | L_GUADGE1_2Y | 2 | South | YES | 0.2045 | 138 | 30 | 138 | 0 | 1.02 | CC | 1 | 0.3364 | 138 | 138 | 28.2214 | 138 |  |  | 0.3364 | 46.4228 |  |  |  |  | 0 | 0
7802 | L_GUADGE1_3Y | 3 | South | YES | 0.2045 | 146 | 30 | 146 | 0 | 1.02 | CC | 1 | 0.3364 | 146 | 146 | 29.8574 | 146 |  |  | 0.3364 | 49.114 |  |  |  |  | 0 | 0
7800 | L_GUADGE1_1Y | 1 | South | YES | 0.2045 | 147 | 30 | 147 | 0 | 1.02 | CC | 1 | 0.3364 | 147 | 147 | 30.0619 | 147 |  |  | 0.3364 | 49.4504 |  |  |  |  | 0 | 0
7803 | L_GUADGE1_4Y | 4 | South | YES | 0.2045 | 149 | 30 | 149 | 0 | 1.02 | CC | 1 | 0.3364 | 149 | 149 | 30.4709 | 149 |  |  | 0.3364 | 50.1232 |  |  |  |  | 0 | 0
7804 | L_GUADGE1_5Y | 5 | South | YES | 0.2045 | 182 | 30 | 182 | 0 | 1.02 | CC | 1 | 0.3364 | 182 | 182 | 37.2195 | 182 |  |  | 0.3364 | 61.2243 |  |  |  |  | 0 | 0
7805 | L_GUADGE1_6Y | 6 | South | YES | 0.2045 | 203 | 30 | 203 | 0 | 1.02 | CC | 1 | 0.3364 | 203 | 203 | 41.5141 | 203 |  |  | 0.3364 | 68.2887 |  |  |  |  | 0 | 0
7609 | L_SCHUMA8_1Y | 1 | South | YES | 0.20469 | 0 | 0 | 4 |  | 1 | Hydro | 1 | 0.33658 | 0 | 0 | 0 | 0 |  |  | 0.33658 | 0 |  |  |  |  | 0 | 0
251 | BOSQUESW803 | 2 | North | YES | -0.17768 | 150 | 0 | 150 | 0 | 1.032 | CC | -1 | 0.34261 | 150 | 150 |  |  | -26.6523 | 150 | -0.34261 | -51.3908 |  |  |  |  | 0 | 0
253 | BOSQUESW804 | 2 | North | YES | -0.17768 | 80 | 0 | 80 | 0 | 1.032 | CC | -1 | 0.34261 | 80 | 80 |  |  | -14.2146 | 80 | -0.34261 | -27.4084 |  |  |  |  | 0 | 0
7810 | L_RIONOG1G1Y | 1 | South | YES | 0.21257 | 148 | 0 | 148 | 0 | 1.02 | CC | 1 | 0.34447 | 148 | 148 | 31.4607 | 148 |  |  | 0.34447 | 50.981 |  |  |  |  | 0 | 0
7811 | L_RIONOG1G2Y | 2 | South | YES | 0.21257 | 148 | 0 | 148 | 0 | 1.02 | CC | 1 | 0.34447 | 148 | 148 | 31.4607 | 148 |  |  | 0.34447 | 50.981 |  |  |  |  | 0 | 0
7812 | L_RIONOG1G3Y | 3 | South | YES | 0.21257 | 154 | 0 | 154 | 0 | 1.02 | CC | 1 | 0.34447 | 154 | 154 | 32.7361 | 154 |  |  | 0.34447 | 53.0478 |  |  |  |  | 0 | 0
7813 | L_RIONOG1S1Y | 4 | South | YES | 0.21257 | 293 | 0 | 293 | 0 | 1.02 | CC | 1 | 0.34447 | 293 | 293 | 62.2836 | 293 |  |  | 0.34447 | 100.9286 |  |  |  |  | 0 | 0
7014 | L_HAYSEN1_1Y | 1 | South | YES | 0.22164 | 223.9 | 74 | 223.9 | 0 | 1.008 | CC | 1 | 0.35354 | 223.9 | 223.9 | 49.6256 | 223.9 |  |  | 0.35354 | 79.1568 |  |  |  |  | 0 | 0
7016 | L_HAYSEN1_3Y | 3 | South | YES | 0.22164 | 224.6 | 74 | 224.6 | 0 | 1.008 | CC | 1 | 0.35354 | 224.6 | 224.6 | 49.7808 | 224.6 |  |  | 0.35354 | 79.4043 |  |  |  |  | 0 | 0
7015 | L_HAYSEN1_2Y | 2 | South | YES | 0.22164 | 225 | 74 | 225 | 0 | 1.008 | CC | 1 | 0.35354 | 225 | 225 | 49.8695 | 225 |  |  | 0.35354 | 79.5457 |  |  |  |  | 0 | 0
7017 | L_HAYSEN1_4Y | 4 | South | YES | 0.22164 | 226.7 | 74 | 226.7 | 0 | 1.008 | CC | 1 | 0.35354 | 226.7 | 226.7 | 50.2462 | 226.7 |  |  | 0.35354 | 80.1467 |  |  |  |  | 0 | 0
238 | BOSQUESW505 | 1 | North | YES | -0.18869 | 255 | 0 | 255 | 0 | 1.02 | CC | -1 | 0.35361 | 255 | 255 |  |  | -48.1152 | 255 | -0.35361 | -90.1706 |  |  |  |  | 0 | 0
247 | BOSQUESW501 | 2 | North | YES | -0.18869 | 124.8 | 0 | 156 | 0 | 1.02 | GGT | -1 | 0.35361 | 156 | 156 |  |  | -29.4352 | 156 | -0.35361 | -55.1632 |  |  |  |  | 0 | 0
239 | BOSQUESW502 | 1 | North | YES | -0.18869 | 119.2 | 0 | 149 | 0 | 1.02 | GGT | -1 | 0.35361 | 149 | 149 |  |  | -28.1144 | 149 | -0.35361 | -52.6879 |  |  |  |  | 0 | 0
3417 | LAKE_CRK2_G | 2 | North | YES | -0.19492 | 177.6 | 40 | 222 | 0 | 1.029 | GST | -1 | 0.35984 | 222 | 222 |  |  | -43.2718 | 222 | -0.35984 | -79.8847 |  |  |  |  | 0 | 0
3416 | LAKE_CRK1_G | 1 | North | YES | -0.19492 | 60 | 33 | 75 |  | 1.029 | GST | -1 | 0.35984 | 75 | 75 |  |  | -14.6189 | 75 | -0.35984 | -26.9881 |  |  |  |  | 0 | 0
3404 | THOUSE_2G | 2 | North | YES | -0.19594 | 807 | 250 | 807 | 0 | 1.012 | GSC | -1 | 0.36087 | 807 | 807 |  |  | -158.1268 | 807 | -0.36087 | -291.2198 |  |  |  |  | 0 | 0
3403 | THOUSE_1G | 1 | North | YES | -0.19594 | 563 | 200 | 563 | 0 | 1.012 | GSC | -1 | 0.36087 | 563 | 563 |  |  | -110.3165 | 563 | -0.36087 | -203.1682 |  |  |  |  | 0 | 0
7012 | L_FPPYD21_3Y | 3 | South | YES | 0.23577 | 427.5 | 200 | 436 | 0 | 1.02 | LIGCO | 1 | 0.36766 | 0 | 436 | 102.7944 | 436 |  |  | 0.36766 | 160.3004 |  |  |  |  | 0 | 0
7011 | L_FPPYD11_2Y | 2 | South | YES | 0.23605 | 552.2 | 200 | 598 | 0 | 1.02 | LIGCO | 1 | 0.36794 | 0 | 598 | 141.1573 | 598 |  |  | 0.36794 | 220.0301 |  |  |  |  | 0 | 0
7010 | L_FPPYD11_1Y | 1 | South | YES | 0.23605 | 547.4 | 200 | 606 | 0 | 1.02 | LIGCO | 1 | 0.36794 | 0 | 606 | 143.0457 | 606 |  |  | 0.36794 | 222.9737 |  |  |  |  | 0 | 0
7808 | L_BASTEN1_2Y | 1 | South | YES | 0.26989 | 149.5 | 83.5 | 149.5 | 0 | 1.004 | CC | 1 | 0.40178 | 149.5 | 149.5 | 40.3481 | 149.5 |  |  | 0.40178 | 60.0663 |  |  |  |  | 0 | 0
7807 | L_BASTEN1_1Y | 1 | South | YES | 0.26989 | 152.5 | 83.5 | 152.5 | 0 | 1.004 | CC | 1 | 0.40178 | 152.5 | 152.5 | 41.1578 | 152.5 |  |  | 0.40178 | 61.2717 |  |  |  |  | 0 | 0
7809 | L_BASTEN1_3Y | 1 | South | YES | 0.26989 | 232.6 | 42 | 232.6 | 0 | 1.004 | CC | 1 | 0.40178 | 232.6 | 232.6 | 62.7757 | 232.6 |  |  | 0.40178 | 93.4543 |  |  |  |  | 0 | 0
7007 | L_LOSTPI1_1Y | 1 | South | YES | 0.27743 | 158.6 | 110 | 158 | 0 | 1 | CC | 1 | 0.40933 | 158 | 158 | 43.8347 | 158 |  |  | 0.40933 | 64.674 |  |  |  |  | 0 | 0
7008 | L_LOSTPI1_2Y | 2 | South | YES | 0.27743 | 157.7 | 107 | 160 | 0 | 1 | CC | 1 | 0.40933 | 160 | 160 | 44.3896 | 160 |  |  | 0.40933 | 65.4927 |  |  |  |  | 0 | 0
7009 | L_LOSTPI1_3Y | 3 | South | YES | 0.27743 | 173.9 | 72 | 175 | 0 | 1 | CC | 1 | 0.40933 | 175 | 175 | 48.5511 | 175 |  |  | 0.40933 | 71.6326 |  |  |  |  | 0 | 0
[26 empty] | 0 | 0
[26 empty] | 0 | 0
[26 empty] | 0 | 0
[26 empty] | 0 | 0
[26 empty] | 0 | 0
[26 empty] | 0 | 0
[26 empty] | 0 | 0
[26 empty] | 0 | 0
[26 empty] | 0 | 0
[26 empty] | 0 | 0
[26 empty] | 0 | 0
[26 empty] | 0 | 0
[26 empty] | 0 | 0
[26 empty] | 0 | 0
[26 empty] | 0 | 0
[26 empty] | 0 | 0
[26 empty] | 0 | 0
[26 empty] | 0 | 0
[26 empty] | 0 | 0
[26 empty] | 0 | 0
[26 empty] | 0 | 0
[26 empty] | 0 | 0
[26 empty] | 0 | 0
[26 empty] | 0 | 0
[26 empty] | 0 | 0
[26 empty] | 0 | 0
[26 empty] | 0 | 0
[26 empty] | 0 | 0
[26 empty] | 0 | 0
[26 empty] | 0 | 0
[26 empty] | 0 | 0
[26 empty] | 0 | 0
[26 empty] | 0 | 0
[26 empty] | 0 | 0
[26 empty] | 0 | 0
[26 empty] | 0 | 0
[26 empty] | 0 | 0
[26 empty] | 0 | 0
[26 empty] | 0 | 0
[26 empty] | 0 | 0
[26 empty] | 0 | 0
[26 empty] | 0 | 0
[26 empty] | 0 | 0
[26 empty] | 0 | 0
[26 empty] | 0 | 0
[26 empty] | 0 | 0
[26 empty] | 0 | 0
[26 empty] | 0 | 0
[26 empty] | 0 | 0
[26 empty] | 0 | 0
[26 empty] | 0 | 0
[26 empty] | 0 | 0
[26 empty] | 0 | 0
[26 empty] | 0 | 0
[26 empty] | 0 | 0
[26 empty] | 0 | 0
[26 empty] | 0 | 0
[26 empty] | 0 | 0
[26 empty] | 0 | 0
[26 empty] | 0 | 0
[26 empty] | 0 | 0
[26 empty] | 0 | 0
[26 empty] | 0 | 0
[26 empty] | 0 | 0
[26 empty] | 0 | 0
[26 empty] | 0 | 0
[26 empty] | 0 | 0
[26 empty] | 0 | 0
[26 empty] | 0 | 0
[26 empty] | 0 | 0
[26 empty] | 0 | 0
[26 empty] | 0 | 0
[26 empty] | 0 | 0
[26 empty] | 0 | 0
[26 empty] | 0 | 0
[26 empty] | 0 | 0
[26 empty] | 0 | 0
[26 empty] | 0 | 0
[26 empty] | 0 | 0
[26 empty] | 0 | 0
[26 empty] | 0 | 0
[26 empty] | 0 | 0
[26 empty] | 0 | 0
[26 empty] | 0 | 0
[26 empty] | 0 | 0
[26 empty] | 0 | 0
[26 empty] | 0 | 0
[26 empty] | 0 | 0
[26 empty] | 0 | 0
[26 empty] | 0 | 0
[26 empty] | 0 | 0
[26 empty] | 0 | 0
[26 empty] | 0 | 0
[26 empty] | 0 | 0
[26 empty] | 0 | 0
[26 empty] | 0 | 0
[26 empty] | 0 | 0
[26 empty] | 0 | 0
[26 empty] | 0 | 0
[26 empty] | 0 | 0
[26 empty] | 0 | 0
[26 empty] | 0 | 0
[26 empty] | 0 | 0
[26 empty] | 0 | 0
[26 empty] | 0 | 0
[26 empty] | 0 | 0
[26 empty] | 0 | 0
[26 empty] | 0 | 0
[26 empty] | 0 | 0
[26 empty] | 0 | 0
[26 empty] | 0 | 0
[26 empty] | 0 | 0
[26 empty] | 0 | 0
[26 empty] | 0 | 0
[26 empty] | 0 | 0
[26 empty] | 0 | 0
[26 empty] | 0 | 0
[26 empty] | 0 | 0
[26 empty] | 0 | 0
[26 empty] | 0 | 0
[26 empty] | 0 | 0
[26 empty] | 0 | 0
[26 empty] | 0 | 0
[26 empty] | 0 | 0
[26 empty] | 0 | 0
[26 empty] | 0 | 0
[26 empty] | 0 | 0
[26 empty] | 0 | 0
[26 empty] | 0 | 0
[26 empty] | 0 | 0
[26 empty] | 0 | 0
[26 empty] | 0 | 0
[26 empty] | 0 | 0
[26 empty] | 0 | 0
[26 empty] | 0 | 0
[26 empty] | 0 | 0
[26 empty] | 0 | 0
[26 empty] | 0 | 0
[26 empty] | 0 | 0
[26 empty] | 0 | 0
[26 empty] | 0 | 0
[26 empty] | 0 | 0
[26 empty] | 0 | 0
[26 empty] | 0 | 0
[26 empty] | 0 | 0
[26 empty] | 0 | 0
[26 empty] | 0 | 0
[26 empty] | 0 | 0
[26 empty] | 0 | 0
[26 empty] | 0 | 0
[26 empty] | 0 | 0
[26 empty] | 0 | 0
[26 empty] | 0 | 0
[26 empty] | 0 | 0
[26 empty] | 0 | 0
[26 empty] | 0 | 0
[26 empty] | 0 | 0
[26 empty] | 0 | 0
[26 empty] | 0 | 0
[26 empty] | 0 | 0
[26 empty] | 0 | 0
[26 empty] | 0 | 0
[26 empty] | 0 | 0
[26 empty] | 0 | 0
[26 empty] | 0 | 0
[26 empty] | 0 | 0
[26 empty] | 0 | 0
[26 empty] | 0 | 0
[26 empty] | 0 | 0
[26 empty] | 0 | 0
[26 empty] | 0 | 0
[26 empty] | 0 | 0
[26 empty] | 0 | 0
[26 empty] | 0 | 0
[26 empty] | 0 | 0
[26 empty] | 0 | 0
[26 empty] | 0 | 0
[26 empty] | 0 | 0
[26 empty] | 0 | 0
[26 empty] | 0 | 0
[26 empty] | 0 | 0
[26 empty] | 0 | 0
[26 empty] | 0 | 0
[26 empty] | 0 | 0
[26 empty] | 0 | 0
[26 empty] | 0 | 0
[26 empty] | 0 | 0
[26 empty] | 0 | 0
[26 empty] | 0 | 0
[26 empty] | 0 | 0
[26 empty] | 0 | 0
[26 empty] | 0 | 0
[26 empty] | 0 | 0
[26 empty] | 0 | 0
[26 empty] | 0 | 0
[26 empty] | 0 | 0
[26 empty] | 0 | 0
[26 empty] | 0 | 0
[26 empty] | 0 | 0
[26 empty] | 0 | 0
[26 empty] | 0 | 0
[26 empty] | 0 | 0
[26 empty] | 0 | 0
[26 empty] | 0 | 0
[26 empty] | 0 | 0
[26 empty] | 0 | 0
[26 empty] | 0 | 0
[26 empty] | 0 | 0
[26 empty] | 0 | 0
[26 empty] | 0 | 0
[26 empty] | 0 | 0
[26 empty] | 0 | 0
[26 empty] | 0 | 0
[26 empty] | 0 | 0
[26 empty] | 0 | 0
[26 empty] | 0 | 0
[26 empty] | 0 | 0
[26 empty] | 0 | 0
[26 empty] | 0 | 0
[26 empty] | 0 | 0
[26 empty] | 0 | 0
[26 empty] | 0 | 0
[26 empty] | 0 | 0
[26 empty] | 0 | 0
[26 empty] | 0 | 0
[26 empty] | 0 | 0
[26 empty] | 0 | 0
[26 empty] | 0 | 0
[26 empty] | 0 | 0
[26 empty] | 0 | 0
[26 empty] | 0 | 0
[26 empty] | 0 | 0
[26 empty] | 0 | 0
[26 empty] | 0 | 0
[26 empty] | 0 | 0
[26 empty] | 0 | 0
[26 empty] | 0 | 0
[26 empty] | 0 | 0
[26 empty] | 0 | 0
[26 empty] | 0 | 0
[26 empty] | 0 | 0
[26 empty] | 0 | 0
[26 empty] | 0 | 0
[26 empty] | 0 | 0
[26 empty] | 0 | 0
[26 empty] | 0 | 0
[26 empty] | 0 | 0
[26 empty] | 0 | 0
[26 empty] | 0 | 0
[26 empty] | 0 | 0
[26 empty] | 0 | 0
[26 empty] | 0 | 0
[26 empty] | 0 | 0
[26 empty] | 0 | 0
[26 empty] | 0 | 0
[26 empty] | 0 | 0
[26 empty] | 0 | 0
[26 empty] | 0 | 0
[26 empty] | 0 | 0
[26 empty] | 0 | 0
[26 empty] | 0 | 0
[26 empty] | 0 | 0
[26 empty] | 0 | 0
[26 empty] | 0 | 0
[26 empty] | 0 | 0
[26 empty] | 0 | 0
[26 empty] | 0 | 0
[26 empty] | 0 | 0
[26 empty] | 0 | 0
[26 empty] | 0 | 0
[26 empty] | 0 | 0
[26 empty] | 0 | 0
[26 empty] | 0 | 0
[26 empty] | 0 | 0
[26 empty] | 0 | 0
[26 empty] | 0 | 0
[26 empty] | 0 | 0
[26 empty] | 0 | 0
[26 empty] | 0 | 0
[26 empty] | 0 | 0
[26 empty] | 0 | 0
[26 empty] | 0 | 0
[26 empty] | 0 | 0
[26 empty] | 0 | 0
[26 empty] | 0 | 0
[26 empty] | 0 | 0
[26 empty] | 0 | 0
[26 empty] | 0 | 0
[26 empty] | 0 | 0
[26 empty] | 0 | 0
[26 empty] | 0 | 0
[26 empty] | 0 | 0
[26 empty] | 0 | 0
[26 empty] | 0 | 0
[26 empty] | 0 | 0
[26 empty] | 0 | 0
[26 empty] | 0 | 0
[26 empty] | 0 | 0
[26 empty] | 0 | 0
[26 empty] | 0 | 0
[26 empty] | 0 | 0
[26 empty] | 0 | 0
[26 empty] | 0 | 0
[26 empty] | 0 | 0
[26 empty] | 0 | 0
[26 empty] | 0 | 0
[26 empty] | 0 | 0
[26 empty] | 0 | 0
[26 empty] | 0 | 0
[26 empty] | 0 | 0
[26 empty] | 0 | 0
[26 empty] | 0 | 0
[26 empty] | 0 | 0
[26 empty] | 0 | 0
[26 empty] | 0 | 0
[26 empty] | 0 | 0
[26 empty] | 0 | 0
[26 empty] | 0 | 0
[26 empty] | 0 | 0
[26 empty] | 0 | 0
[26 empty] | 0 | 0
[26 empty] | 0 | 0
[26 empty] | 0 | 0
[26 empty] | 0 | 0
[26 empty] | 0 | 0
[26 empty] | 0 | 0
[26 empty] | 0 | 0
[26 empty] | 0 | 0
[26 empty] | 0 | 0
[26 empty] | 0 | 0
[26 empty] | 0 | 0
[26 empty] | 0 | 0
[26 empty] | 0 | 0
[26 empty] | 0 | 0
[26 empty] | 0 | 0
[26 empty] | 0 | 0
[26 empty] | 0 | 0
[26 empty] | 0 | 0
[26 empty] | 0 | 0
[26 empty] | 0 | 0
[26 empty] | 0 | 0
[26 empty] | 0 | 0
[26 empty] | 0 | 0
[26 empty] | 0 | 0
[26 empty] | 0 | 0
[26 empty] | 0 | 0
[26 empty] | 0 | 0
[26 empty] | 0 | 0
[26 empty] | 0 | 0
[26 empty] | 0 | 0
[26 empty] | 0 | 0
[26 empty] | 0 | 0
[26 empty] | 0 | 0
[26 empty] | 0 | 0
[26 empty] | 0 | 0
[26 empty] | 0 | 0
[26 empty] | 0 | 0
[26 empty] | 0 | 0
[26 empty] | 0 | 0
[26 empty] | 0 | 0
[26 empty] | 0 | 0
[26 empty] | 0 | 0
[26 empty] | 0 | 0
[26 empty] | 0 | 0
[26 empty] | 0 | 0
[26 empty] | 0 | 0
[26 empty] | 0 | 0
[26 empty] | 0 | 0
[26 empty] | 0 | 0
[26 empty] | 0 | 0
[26 empty] | 0 | 0
[26 empty] | 0 | 0
[26 empty] | 0 | 0
[26 empty] | 0 | 0
[26 empty] | 0 | 0
[26 empty] | 0 | 0
[26 empty] | 0 | 0
[26 empty] | 0 | 0
[26 empty] | 0 | 0
[26 empty] | 0 | 0
[26 empty] | 0 | 0
[26 empty] | 0 | 0
[26 empty] | 0 | 0
[26 empty] | 0 | 0
[26 empty] | 0 | 0
[26 empty] | 0 | 0
[26 empty] | 0 | 0
[26 empty] | 0 | 0
[26 empty] | 0 | 0
[26 empty] | 0 | 0
[26 empty] | 0 | 0
[26 empty] | 0 | 0
[26 empty] | 0 | 0
[26 empty] | 0 | 0
[26 empty] | 0 | 0
[26 empty] | 0 | 0
[26 empty] | 0 | 0
[26 empty] | 0 | 0
[26 empty] | 0 | 0
[26 empty] | 0 | 0
[26 empty] | 0 | 0
[26 empty] | 0 | 0
[26 empty] | 0 | 0
[26 empty] | 0 | 0
[26 empty] | 0 | 0
[26 empty] | 0 | 0
[26 empty] | 0 | 0
[26 empty] | 0 | 0
[26 empty] | 0 | 0
[26 empty] | 0 | 0
[26 empty] | 0 | 0
[26 empty] | 0 | 0
[26 empty] | 0 | 0
[26 empty] | 0 | 0
[26 empty] | 0 | 0
[26 empty] | 0 | 0
[26 empty] | 0 | 0
[26 empty] | 0 | 0
[26 empty] | 0 | 0
[26 empty] | 0 | 0
[26 empty] | 0 | 0
[26 empty] | 0 | 0
[26 empty] | 0 | 0
[26 empty] | 0 | 0
[26 empty] | 0 | 0
[26 empty] | 0 | 0
[26 empty] | 0 | 0
[26 empty] | 0 | 0
[26 empty] | 0 | 0
[26 empty] | 0 | 0
[26 empty] | 0 | 0
[26 empty] | 0 | 0
[26 empty] | 0 | 0
[26 empty] | 0 | 0
[26 empty] | 0 | 0
[26 empty] | 0 | 0
[26 empty] | 0 | 0
[26 empty] | 0 | 0
[26 empty] | 0 | 0
[26 empty] | 0 | 0
[26 empty] | 0 | 0
[26 empty] | 0 | 0
[26 empty] | 0 | 0
[26 empty] | 0 | 0
[26 empty] | 0 | 0
[26 empty] | 0 | 0
[26 empty] | 0 | 0
[26 empty] | 0 | 0
[26 empty] | 0 | 0
[26 empty] | 0 | 0
[26 empty] | 0 | 0
[26 empty] | 0 | 0
[26 empty] | 0 | 0
[26 empty] | 0 | 0
[26 empty] | 0 | 0
[26 empty] | 0 | 0
[26 empty] | 0 | 0
[26 empty] | 0 | 0
[26 empty] | 0 | 0
[26 empty] | 0 | 0
[26 empty] | 0 | 0
[26 empty] | 0 | 0
[26 empty] | 0 | 0
[26 empty] | 0 | 0
[26 empty] | 0 | 0
[26 empty] | 0 | 0
[26 empty] | 0 | 0
[26 empty] | 0 | 0
[26 empty] | 0 | 0
[26 empty] | 0 | 0
[26 empty] | 0 | 0
[26 empty] | 0 | 0
[26 empty] | 0 | 0
[26 empty] | 0 | 0
[26 empty] | 0 | 0
[26 empty] | 0 | 0
[26 empty] | 0 | 0
[26 empty] | 0 | 0
[26 empty] | 0 | 0
[26 empty] | 0 | 0
[26 empty] | 0 | 0
[26 empty] | 0 | 0
[26 empty] | 0 | 0
[26 empty] | 0 | 0
[26 empty] | 0 | 0
[26 empty] | 0 | 0
[26 empty] | 0 | 0
[26 empty] | 0 | 0
[26 empty] | 0 | 0
[26 empty] | 0 | 0
[26 empty] | 0 | 0
[26 empty] | 0 | 0
[26 empty] | 0 | 0
[26 empty] | 0 | 0
[26 empty] | 0 | 0
[26 empty] | 0 | 0
[26 empty] | 0 | 0
[26 empty] | 0 | 0
[26 empty] | 0 | 0
[26 empty] | 0 | 0
[26 empty] | 0 | 0
[26 empty] | 0 | 0
[26 empty] | 0 | 0
[26 empty] | 0 | 0
[26 empty] | 0 | 0
[26 empty] | 0 | 0
[26 empty] | 0 | 0
[26 empty] | 0 | 0
[26 empty] | 0 | 0
[26 empty] | 0 | 0
[26 empty] | 0 | 0
[26 empty] | 0 | 0
[26 empty] | 0 | 0
[26 empty] | 0 | 0
[26 empty] | 0 | 0
[26 empty] | 0 | 0
[26 empty] | 0 | 0
[26 empty] | 0 | 0
[26 empty] | 0 | 0
[26 empty] | 0 | 0
[26 empty] | 0 | 0
[26 empty] | 0 | 0
[26 empty] | 0 | 0
[26 empty] | 0 | 0
[26 empty] | 0 | 0
[26 empty] | 0 | 0
[26 empty] | 0 | 0
[26 empty] | 0 | 0
[26 empty] | 0 | 0
[26 empty] | 0 | 0
[26 empty] | 0 | 0
[26 empty] | 0 | 0
[26 empty] | 0 | 0
[26 empty] | 0 | 0
[26 empty] | 0 | 0
[26 empty] | 0 | 0
[26 empty] | 0 | 0
[26 empty] | 0 | 0
[26 empty] | 0 | 0
[26 empty] | 0 | 0
[26 empty] | 0 | 0
[26 empty] | 0 | 0
[26 empty] | 0 | 0
[26 empty] | 0 | 0
[26 empty] | 0 | 0
[26 empty] | 0 | 0
[26 empty] | 0 | 0
[26 empty] | 0 | 0
[26 empty] | 0 | 0
[26 empty] | 0 | 0
[26 empty] | 0 | 0
[26 empty] | 0 | 0
[26 empty] | 0 | 0
[26 empty] | 0 | 0
[26 empty] | 0 | 0
[26 empty] | 0 | 0
[26 empty] | 0 | 0
[26 empty] | 0 | 0
[26 empty] | 0 | 0
[26 empty] | 0 | 0
[26 empty] | 0 | 0
[26 empty] | 0 | 0
[26 empty] | 0 | 0
[26 empty] | 0 | 0
[26 empty] | 0 | 0
[26 empty] | 0 | 0
[26 empty] | 0 | 0
[26 empty] | 0 | 0
[26 empty] | 0 | 0
[26 empty] | 0 | 0
[26 empty] | 0 | 0
[26 empty] | 0 | 0
[26 empty] | 0 | 0
[26 empty] | 0 | 0
[26 empty] | 0 | 0
[26 empty] | 0 | 0
[26 empty] | 0 | 0
[26 empty] | 0 | 0
[26 empty] | 0 | 0
[26 empty] | 0 | 0
[26 empty] | 0 | 0
[26 empty] | 0 | 0
[26 empty] | 0 | 0
[26 empty] | 0 | 0
[26 empty] | 0 | 0
[26 empty] | 0 | 0
[26 empty] | 0 | 0
[26 empty] | 0 | 0
[26 empty] | 0 | 0
[26 empty] | 0 | 0
[26 empty] | 0 | 0
[26 empty] | 0 | 0
[26 empty] | 0 | 0
[26 empty] | 0 | 0
[26 empty] | 0 | 0
[26 empty] | 0 | 0
[26 empty] | 0 | 0
[26 empty] | 0 | 0
[26 empty] | 0 | 0
[26 empty] | 0 | 0
[26 empty] | 0 | 0
[26 empty] | 0 | 0
[26 empty] | 0 | 0
[26 empty] | 0 | 0
[26 empty] | 0 | 0
[26 empty] | 0 | 0
[26 empty] | 0 | 0
[26 empty] | 0 | 0
[26 empty] | 0 | 0
[26 empty] | 0 | 0
[26 empty] | 0 | 0
[26 empty] | 0 | 0
[26 empty] | 0 | 0
[26 empty] | 0 | 0
[26 empty] | 0 | 0
[26 empty] | 0 | 0
[26 empty] | 0 | 0
[26 empty] | 0 | 0
[26 empty] | 0 | 0
[26 empty] | 0 | 0
[26 empty] | 0 | 0
[26 empty] | 0 | 0
[26 empty] | 0 | 0
[26 empty] | 0 | 0
[26 empty] | 0 | 0
[26 empty] | 0 | 0
[26 empty] | 0 | 0
[26 empty] | 0 | 0
[26 empty] | 0 | 0
[26 empty] | 0 | 0
[26 empty] | 0 | 0
[26 empty] | 0 | 0
[26 empty] | 0 | 0
[26 empty] | 0 | 0
[26 empty] | 0 | 0
[26 empty] | 0 | 0
[26 empty] | 0 | 0
[26 empty] | 0 | 0
[26 empty] | 0 | 0
[26 empty] | 0 | 0
[26 empty] | 0 | 0
[26 empty] | 0 | 0
[26 empty] | 0 | 0
[26 empty] | 0 | 0
[26 empty] | 0 | 0
[26 empty] | 0 | 0
[26 empty] | 0 | 0
[26 empty] | 0 | 0
[26 empty] | 0 | 0
[26 empty] | 0 | 0
[26 empty] | 0 | 0
[26 empty] | 0 | 0
[26 empty] | 0 | 0
[26 empty] | 0 | 0
[26 empty] | 0 | 0
[26 empty] | 0 | 0
[26 empty] | 0 | 0
[26 empty] | 0 | 0
[26 empty] | 0 | 0
[26 empty] | 0 | 0
[26 empty] | 0 | 0
[26 empty] | 0 | 0
[26 empty] | 0 | 0
[26 empty] | 0 | 0
[26 empty] | 0 | 0
[26 empty] | 0 | 0
[26 empty] | 0 | 0
[26 empty] | 0 | 0
[26 empty] | 0 | 0
[26 empty] | 0 | 0
[26 empty] | 0 | 0
[26 empty] | 0 | 0
[26 empty] | 0 | 0
[26 empty] | 0 | 0
[26 empty] | 0 | 0
[26 empty] | 0 | 0
[26 empty] | 0 | 0
[26 empty] | 0 | 0
[26 empty] | 0 | 0
[26 empty] | 0 | 0
[26 empty] | 0 | 0
[26 empty] | 0 | 0
[26 empty] | 0 | 0
[26 empty] | 0 | 0
[26 empty] | 0 | 0
[26 empty] | 0 | 0
[26 empty] | 0 | 0
[26 empty] | 0 | 0
[26 empty] | 0 | 0
[26 empty] | 0 | 0
[26 empty] | 0 | 0
[26 empty] | 0 | 0
[26 empty] | 0 | 0
[26 empty] | 0 | 0
[26 empty] | 0 | 0
[26 empty] | 0 | 0
[26 empty] | 0 | 0
[26 empty] | 0 | 0
[26 empty] | 0 | 0
[26 empty] | 0 | 0
[26 empty] | 0 | 0
[26 empty] | 0 | 0
[26 empty] | 0 | 0
[26 empty] | 0 | 0
[26 empty] | 0 | 0
[26 empty] | 0 | 0
[26 empty] | 0 | 0
[26 empty] | 0 | 0
[26 empty] | 0 | 0
[26 empty] | 0 | 0
[26 empty] | 0 | 0
[26 empty] | 0 | 0
[26 empty] | 0 | 0
[26 empty] | 0 | 0
[26 empty] | 0 | 0
[26 empty] | 0 | 0
[26 empty] | 0 | 0
[26 empty] | 0 | 0
[26 empty] | 0 | 0
[26 empty] | 0 | 0
[26 empty] | 0 | 0
[26 empty] | 0 | 0
[26 empty] | 0 | 0
[26 empty] | 0 | 0
[26 empty] | 0 | 0
[26 empty] | 0 | 0
[26 empty] | 0 | 0
[26 empty] | 0 | 0
[26 empty] | 0 | 0
[26 empty] | 0 | 0
[26 empty] | 0 | 0
[26 empty] | 0 | 0
[26 empty] | 0 | 0
[26 empty] | 0 | 0
[26 empty] | 0 | 0
[26 empty] | 0 | 0
[26 empty] | 0 | 0
[26 empty] | 0 | 0
[26 empty] | 0 | 0
[26 empty] | 0 | 0
[26 empty] | 0 | 0
[26 empty] | 0 | 0
[26 empty] | 0 | 0
[26 empty] | 0 | 0
[26 empty] | 0 | 0
[26 empty] | 0 | 0
[26 empty] | 0 | 0
[26 empty] | 0 | 0
[26 empty] | 0 | 0
[26 empty] | 0 | 0
[26 empty] | 0 | 0
[26 empty] | 0 | 0
[26 empty] | 0 | 0
[26 empty] | 0 | 0
[26 empty] | 0 | 0
[26 empty] | 0 | 0
[26 empty] | 0 | 0
[26 empty] | 0 | 0
[26 empty] | 0 | 0
[26 empty] | 0 | 0
[26 empty] | 0 | 0
[26 empty] | 0 | 0
[26 empty] | 0 | 0
[26 empty] | 0 | 0
[26 empty] | 0 | 0
[26 empty] | 0 | 0
[26 empty] | 0 | 0
[26 empty] | 0 | 0
[26 empty] | 0 | 0
[26 empty] | 0 | 0
[26 empty] | 0 | 0
[26 empty] | 0 | 0
[26 empty] | 0 | 0
[26 empty] | 0 | 0
[26 empty] | 0 | 0
[26 empty] | 0 | 0
[26 empty] | 0 | 0
[26 empty] | 0 | 0
[26 empty] | 0 | 0
[26 empty] | 0 | 0
[26 empty] | 0 | 0
[26 empty] | 0 | 0
[26 empty] | 0 | 0
[26 empty] | 0 | 0
[26 empty] | 0 | 0
[26 empty] | 0 | 0
[26 empty] | 0 | 0
[26 empty] | 0 | 0
[26 empty] | 0 | 0
[26 empty] | 0 | 0
[26 empty] | 0 | 0
[26 empty] | 0 | 0
[26 empty] | 0 | 0
[26 empty] | 0 | 0
[26 empty] | 0 | 0
[26 empty] | 0 | 0
[26 empty] | 0 | 0
[26 empty] | 0 | 0
[26 empty] | 0 | 0
[26 empty] | 0 | 0
[26 empty] | 0 | 0
[26 empty] | 0 | 0
[26 empty] | 0 | 0
[26 empty] | 0 | 0
[26 empty] | 0 | 0
[26 empty] | 0 | 0
[26 empty] | 0 | 0
[26 empty] | 0 | 0
[26 empty] | 0 | 0
[26 empty] | 0 | 0
[26 empty] | 0 | 0
[26 empty] | 0 | 0
[26 empty] | 0 | 0
[26 empty] | 0 | 0
[26 empty] | 0 | 0
[26 empty] | 0 | 0
[26 empty] | 0 | 0
[26 empty] | 0 | 0
[26 empty] | 0 | 0
[26 empty] | 0 | 0
[26 empty] | 0 | 0
[26 empty] | 0 | 0
[26 empty] | 0 | 0
[26 empty] | 0 | 0
[26 empty] | 0 | 0
[26 empty] | 0 | 0
[26 empty] | 0 | 0
[26 empty] | 0 | 0
[26 empty] | 0 | 0
[26 empty] | 0 | 0
[26 empty] | 0 | 0
[26 empty] | 0 | 0
[26 empty] | 0 | 0
[26 empty] | 0 | 0
[26 empty] | 0 | 0
[26 empty] | 0 | 0
[26 empty] | 0 | 0
[26 empty] | 0 | 0
[26 empty] | 0 | 0
[26 empty] | 0 | 0
[26 empty] | 0 | 0
[26 empty] | 0 | 0
[26 empty] | 0 | 0
[26 empty] | 0 | 0
[26 empty] | 0 | 0
[26 empty] | 0 | 0
[26 empty] | 0 | 0
[26 empty] | 0 | 0
[26 empty] | 0 | 0
[26 empty] | 0 | 0
[26 empty] | 0 | 0
[26 empty] | 0 | 0
[26 empty] | 0 | 0
[26 empty] | 0 | 0
[26 empty] | 0 | 0
[26 empty] | 0 | 0
[26 empty] | 0 | 0
[26 empty] | 0 | 0
[26 empty] | 0 | 0
[26 empty] | 0 | 0
[26 empty] | 0 | 0
[26 empty] | 0 | 0
[26 empty] | 0 | 0
[26 empty] | 0 | 0
[26 empty] | 0 | 0
[26 empty] | 0 | 0
[26 empty] | 0 | 0
[26 empty] | 0 | 0
[26 empty] | 0 | 0
[26 empty] | 0 | 0
[26 empty] | 0 | 0
[26 empty] | 0 | 0
[26 empty] | 0 | 0
[26 empty] | 0 | 0
[26 empty] | 0 | 0
[26 empty] | 0 | 0
[26 empty] | 0 | 0
[26 empty] | 0 | 0
[26 empty] | 0 | 0
[26 empty] | 0 | 0
[26 empty] | 0 | 0
[26 empty] | 0 | 0
[26 empty] | 0 | 0
[26 empty] | 0 | 0
[26 empty] | 0 | 0
[26 empty] | 0 | 0
[26 empty] | 0 | 0
[26 empty] | 0 | 0
[26 empty] | 0 | 0
[26 empty] | 0 | 0
[26 empty] | 0 | 0
[26 empty] | 0 | 0
[26 empty] | 0 | 0
[26 empty] | 0 | 0
[26 empty] | 0 | 0
[26 empty] | 0 | 0
[26 empty] | 0 | 0
[26 empty] | 0 | 0
[26 empty] | 0 | 0
[26 empty] | 0 | 0
[26 empty] | 0 | 0
[26 empty] | 0 | 0
[26 empty] | 0 | 0
[26 empty] | 0 | 0
[26 empty] | 0 | 0
[26 empty] | 0 | 0
[26 empty] | 0 | 0
[26 empty] | 0 | 0
[26 empty] | 0 | 0
[26 empty] | 0 | 0
[26 empty] | 0 | 0
[26 empty] | 0 | 0
[26 empty] | 0 | 0
[26 empty] | 0 | 0
[26 empty] | 0 | 0
[26 empty] | 0 | 0
[26 empty] | 0 | 0
[26 empty] | 0 | 0
[26 empty] | 0 | 0
[26 empty] | 0 | 0
[26 empty] | 0 | 0
[26 empty] | 0 | 0
[26 empty] | 0 | 0
[26 empty] | 0 | 0
[26 empty] | 0 | 0
[26 empty] | 0 | 0
[26 empty] | 0 | 0
[26 empty] | 0 | 0
[26 empty] | 0 | 0
[26 empty] | 0 | 0
[26 empty] | 0 | 0
[26 empty] | 0 | 0
[26 empty] | 0 | 0
[26 empty] | 0 | 0
[26 empty] | 0 | 0
[26 empty] | 0 | 0
[26 empty] | 0 | 0
[26 empty] | 0 | 0
[26 empty] | 0 | 0
[26 empty] | 0 | 0
[26 empty] | 0 | 0
[26 empty] | 0 | 0
[26 empty] | 0 | 0
[26 empty] | 0 | 0
[26 empty] | 0 | 0
[26 empty] | 0 | 0
[26 empty] | 0 | 0
[26 empty] | 0 | 0
[26 empty] | 0 | 0
[26 empty] | 0 | 0
[26 empty] | 0 | 0
[26 empty] | 0 | 0
[26 empty] | 0 | 0
[26 empty] | 0 | 0
[26 empty] | 0 | 0
[26 empty] | 0 | 0
[26 empty] | 0 | 0
[26 empty] | 0 | 0
[26 empty] | 0 | 0
[26 empty] | 0 | 0
[26 empty] | 0 | 0
[26 empty] | 0 | 0
[26 empty] | 0 | 0
[26 empty] | 0 | 0
[26 empty] | 0 | 0
[26 empty] | 0 | 0
[26 empty] | 0 | 0
[26 empty] | 0 | 0
[26 empty] | 0 | 0
[26 empty] | 0 | 0
[26 empty] | 0 | 0
[26 empty] | 0 | 0
[26 empty] | 0 | 0
[26 empty] | 0 | 0
[26 empty] | 0 | 0
[26 empty] | 0 | 0
[26 empty] | 0 | 0
[26 empty] | 0 | 0
[26 empty] | 0 | 0
[26 empty] | 0 | 0
[26 empty] | 0 | 0
[26 empty] | 0 | 0
[26 empty] | 0 | 0
[26 empty] | 0 | 0
[26 empty] | 0 | 0
[26 empty] | 0 | 0
[26 empty] | 0 | 0
[26 empty] | 0 | 0
[26 empty] | 0 | 0
[26 empty] | 0 | 0
[26 empty] | 0 | 0
[26 empty] | 0 | 0
[26 empty] | 0 | 0
[26 empty] | 0 | 0
[26 empty] | 0 | 0
[26 empty] | 0 | 0
[26 empty] | 0 | 0
[26 empty] | 0 | 0
[26 empty] | 0 | 0
[26 empty] | 0 | 0
[26 empty] | 0 | 0
[26 empty] | 0 | 0
[26 empty] | 0 | 0
[26 empty] | 0 | 0
[26 empty] | 0 | 0
[26 empty] | 0 | 0
[26 empty] | 0 | 0
[26 empty] | 0 | 0
[26 empty] | 0 | 0
[26 empty] | 0 | 0
[26 empty] | 0 | 0
[26 empty] | 0 | 0
[26 empty] | 0 | 0
[26 empty] | 0 | 0
[26 empty] | 0 | 0
[26 empty] | 0 | 0
[26 empty] | 0 | 0
[26 empty] | 0 | 0
[26 empty] | 0 | 0
[26 empty] | 0 | 0
[26 empty] | 0 | 0
[26 empty] | 0 | 0
[26 empty] | 0 | 0
[26 empty] | 0 | 0
[26 empty] | 0 | 0
[26 empty] | 0 | 0
[26 empty] | 0 | 0
[26 empty] | 0 | 0
[26 empty] | 0 | 0
[26 empty] | 0 | 0
[26 empty] | 0 | 0
[26 empty] | 0 | 0
[26 empty] | 0 | 0
[26 empty] | 0 | 0
[26 empty] | 0 | 0
[26 empty] | 0 | 0
[26 empty] | 0 | 0
[26 empty] | 0 | 0
[26 empty] | 0 | 0
[26 empty] | 0 | 0
[26 empty] | 0 | 0
[26 empty] | 0 | 0
[26 empty] | 0 | 0
[26 empty] | 0 | 0
[26 empty] | 0 | 0
[26 empty] | 0 | 0
[26 empty] | 0 | 0
[26 empty] | 0 | 0
[26 empty] | 0 | 0
[26 empty] | 0 | 0
[26 empty] | 0 | 0
[26 empty] | 0 | 0
[26 empty] | 0 | 0
[26 empty] | 0 | 0
[26 empty] | 0 | 0
[26 empty] | 0 | 0
[26 empty] | 0 | 0
[26 empty] | 0 | 0
[26 empty] | 0 | 0
[26 empty] | 0 | 0
[26 empty] | 0 | 0
[26 empty] | 0 | 0
[26 empty] | 0 | 0
[26 empty] | 0 | 0
[26 empty] | 0 | 0
[26 empty] | 0 | 0
[26 empty] | 0 | 0
[26 empty] | 0 | 0
[26 empty] | 0 | 0
[26 empty] | 0 | 0
[26 empty] | 0 | 0
[26 empty] | 0 | 0
[26 empty] | 0 | 0
[26 empty] | 0 | 0
[26 empty] | 0 | 0
[26 empty] | 0 | 0
[26 empty] | 0 | 0
[26 empty] | 0 | 0
[26 empty] | 0 | 0
[26 empty] | 0 | 0
[26 empty] | 0 | 0
[26 empty] | 0 | 0
[26 empty] | 0 | 0
[26 empty] | 0 | 0
[26 empty] | 0 | 0
[26 empty] | 0 | 0
[26 empty] | 0 | 0
[26 empty] | 0 | 0
[26 empty] | 0 | 0
[26 empty] | 0 | 0
[26 empty] | 0 | 0
[26 empty] | 0 | 0
[26 empty] | 0 | 0
[26 empty] | 0 | 0
[26 empty] | 0 | 0
[26 empty] | 0 | 0
[26 empty] | 0 | 0
[26 empty] | 0 | 0
[26 empty] | 0 | 0
[26 empty] | 0 | 0
[26 empty] | 0 | 0
[26 empty] | 0 | 0
[26 empty] | 0 | 0
[26 empty] | 0 | 0
[26 empty] | 0 | 0
[26 empty] | 0 | 0
[26 empty] | 0 | 0
[26 empty] | 0 | 0
[26 empty] | 0 | 0
[26 empty] | 0 | 0
[26 empty] | 0 | 0
[26 empty] | 0 | 0
[26 empty] | 0 | 0
[26 empty] | 0 | 0
[26 empty] | 0 | 0
[26 empty] | 0 | 0
[26 empty] | 0 | 0
[26 empty] | 0 | 0
[26 empty] | 0 | 0
[26 empty] | 0 | 0
[26 empty] | 0 | 0
[26 empty] | 0 | 0
[26 empty] | 0 | 0
[26 empty] | 0 | 0
[26 empty] | 0 | 0
[26 empty] | 0 | 0
[26 empty] | 0 | 0
[26 empty] | 0 | 0
[26 empty] | 0 | 0
[26 empty] | 0 | 0
[26 empty] | 0 | 0
[26 empty] | 0 | 0
[26 empty] | 0 | 0
[26 empty] | 0 | 0
[26 empty] | 0 | 0
[26 empty] | 0 | 0
[26 empty] | 0 | 0
[26 empty] | 0 | 0
[26 empty] | 0 | 0
[26 empty] | 0 | 0
[26 empty] | 0 | 0
[26 empty] | 0 | 0
[26 empty] | 0 | 0
[26 empty] | 0 | 0
[26 empty] | 0 | 0
[26 empty] | 0 | 0
[26 empty] | 0 | 0
[26 empty] | 0 | 0
[26 empty] | 0 | 0
[26 empty] | 0 | 0
[26 empty] | 0 | 0
[26 empty] | 0 | 0
[26 empty] | 0 | 0
[26 empty] | 0 | 0
[26 empty] | 0 | 0
[26 empty] | 0 | 0
[26 empty] | 0 | 0
[26 empty] | 0 | 0
[26 empty] | 0 | 0
[26 empty] | 0 | 0
[26 empty] | 0 | 0
[26 empty] | 0 | 0
[26 empty] | 0 | 0
[26 empty] | 0 | 0
[26 empty] | 0 | 0
[26 empty] | 0 | 0
[26 empty] | 0 | 0
[26 empty] | 0 | 0
[26 empty] | 0 | 0
[26 empty] | 0 | 0
[26 empty] | 0 | 0
[26 empty] | 0 | 0
[26 empty] | 0 | 0
[26 empty] | 0 | 0
[26 empty] | 0 | 0
[26 empty] | 0 | 0
[26 empty] | 0 | 0
[26 empty] | 0 | 0
[26 empty] | 0 | 0
[26 empty] | 0 | 0
[26 empty] | 0 | 0
[26 empty] | 0 | 0
[26 empty] | 0 | 0
[26 empty] | 0 | 0
[26 empty] | 0 | 0
[26 empty] | 0 | 0
[26 empty] | 0 | 0
[26 empty] | 0 | 0
[26 empty] | 0 | 0
[26 empty] | 0 | 0
[26 empty] | 0 | 0
[26 empty] | 0 | 0
[26 empty] | 0 | 0
[26 empty] | 0 | 0
[26 empty] | 0 | 0
[26 empty] | 0 | 0
[26 empty] | 0 | 0
[26 empty] | 0 | 0
[26 empty] | 0 | 0
[26 empty] | 0 | 0
[26 empty] | 0 | 0
[26 empty] | 0 | 0
[26 empty] | 0 | 0
[26 empty] | 0 | 0
[26 empty] | 0 | 0
[26 empty] | 0 | 0
[26 empty] | 0 | 0
[26 empty] | 0 | 0
[26 empty] | 0 | 0
[26 empty] | 0 | 0
[26 empty] | 0 | 0
[26 empty] | 0 | 0
[26 empty] | 0 | 0
[26 empty] | 0 | 0
[26 empty] | 0 | 0
[26 empty] | 0 | 0
[26 empty] | 0 | 0
[26 empty] | 0 | 0
[26 empty] | 0 | 0
[26 empty] | 0 | 0
[26 empty] | 0 | 0
[26 empty] | 0 | 0
[26 empty] | 0 | 0
[26 empty] | 0 | 0
[26 empty] | 0 | 0
[26 empty] | 0 | 0
[26 empty] | 0 | 0
[26 empty] | 0 | 0
[26 empty] | 0 | 0
[26 empty] | 0 | 0
[26 empty] | 0 | 0
[26 empty] | 0 | 0
[26 empty] | 0 | 0
[26 empty] | 0 | 0
[26 empty] | 0 | 0
[26 empty] | 0 | 0
[26 empty] | 0 | 0
[26 empty] | 0 | 0
[26 empty] | 0 | 0
[26 empty] | 0 | 0
[26 empty] | 0 | 0
[26 empty] | 0 | 0
[26 empty] | 0 | 0
[26 empty] | 0 | 0
[26 empty] | 0 | 0
[26 empty] | 0 | 0
[26 empty] | 0 | 0
[26 empty] | 0 | 0
[26 empty] | 0 | 0
[26 empty] | 0 | 0
[26 empty] | 0 | 0
[26 empty] | 0 | 0
[26 empty] | 0 | 0
[26 empty] | 0 | 0
[26 empty] | 0 | 0
[26 empty] | 0 | 0
[26 empty] | 0 | 0
[26 empty] | 0 | 0
[26 empty] | 0 | 0
[26 empty] | 0 | 0
[26 empty] | 0 | 0
[26 empty] | 0 | 0
[26 empty] | 0 | 0
[26 empty] | 0 | 0
[26 empty] | 0 | 0
[26 empty] | 0 | 0
[26 empty] | 0 | 0
[26 empty] | 0 | 0
[26 empty] | 0 | 0
[26 empty] | 0 | 0
[26 empty] | 0 | 0
[26 empty] | 0 | 0
[26 empty] | 0 | 0
[26 empty] | 0 | 0
[26 empty] | 0 | 0
[26 empty] | 0 | 0
[26 empty] | 0 | 0
[26 empty] | 0 | 0
[26 empty] | 0 | 0
[26 empty] | 0 | 0
[26 empty] | 0 | 0
[26 empty] | 0 | 0
[26 empty] | 0 | 0
[26 empty] | 0 | 0
[26 empty] | 0 | 0
[26 empty] | 0 | 0
[26 empty] | 0 | 0
[26 empty] | 0 | 0
[26 empty] | 0 | 0

## Zones
Houston | 1
North | -1
South | 1
West | -1
SET UP AREA, copy & paste values to cell B1
Source | South |  | N to H | N to W | N to S | W to N | S to N | W to S
Sink | North | Houston | -1 | 1 | -1 | -1 | 1 | -1
|  | North | 1 | 1 | 1 | -1 | -1 | -1
|  | South | -1 | 1 | -1 | -1 | 1 | -1
|  | West | 1 | -1 | 1 | 1 | -1 | 1
|  | Source | North | North | North | West | South | West
|  | Sink | Houston | West | South | North | North | South

## Tech
Number of Bus | Name of Bus | Tech Type
238 | BOSQUESW505 | CC
239 | BOSQUESW502 | GGT
244 | WHITNYDM01 | Hydro
245 | WHITNYDM02 | Hydro
247 | BOSQUESW501 | GGT
251 | BOSQUESW803 | CC
253 | BOSQUESW804 | CC
332 | RWMILLER01 | GST
333 | RWMILLER02 | GST
334 | RWMILLER03 | GST
335 | RWMILLER04 | GST
336 | RWMILLER05 | GST
344 | MRSSHPRD | Hydro
345 | MRSSHPRD01 | Hydro
366 | JNSNCNTY802 | Cogen
367 | JNSNCNTY802 | Cogen
503 | NTHTEXAS01 | GST
504 | NTHTEXAS02 | GST
505 | NTHTEXAS03 | GST
580 | JCKCNTY801 | CC
581 | JCKCNTY802 | CC
582 | JCKCNTY803 | CC
728 | WOLFRIDGE801 | Wind
837 | NEWMAN_G5 | GST
842 | OLINGER_G1 | GST
843 | OLINGER_G2 | GST
844 | OLINGER_G3 | GST
845 | OLINGER_G4 | GGT
923 | SPENCER_G4 | GST
924 | SPENCER_G5 | GST
948 | STEAM1 | GST
949 | STEAM2 | GST
950 | STEAM3 | GST
990 | GIBN_CREK_G1 | LIGCO
1002 | PBCTAGE_1G | GGT
1003 | PBCTBGE_2G | GGT
1004 | PBCTCGE_3G | GGT
1005 | PBCTDGE_4G | GGT
1006 | PBCTEGE_5G | GGT
1007 | PB5GEN_6G | GST
1008 | PB6GEN_7G | GST
1037 | MORGAN5G_5G | GST
1039 | MRGNAG_1G | GGT
1040 | MRGNBG_2G | GGT
1041 | MRGNCG_3G | GGT
1042 | MRGNDG_4G | GGT
1043 | MRGNEG_5G | GGT
1044 | MRGNFG_6G | GGT
1045 | CALENG1G_1G | Cogen
1046 | CALENG2G_2G | Cogen
1047 | CALENG3G_3G | Cogen
1058 | LONGSHORE_5 | Wind
1058 | LONGSHORE_5 | Wind
1061 | CIELOGEN_1G | Wind
1062 | CIELOGEN_2G | Wind
1068 | SCURRYCW_1G | Wind
1069 | KINDERMG_1G | Cogen
1070 | KINDERMG_2G | Cogen
1071 | KINDERMG_3G | Cogen
1073 | SCURRYCW_2G | Wind
1320 | BSP 1 | Cogen
1326 | STANTONW_8 | Wind
1327 | WILDHRSE_1G | Wind
1328 | OCOTILLO_1G | Wind
1333 | MCDDONAL_8 | Wind
1343 | TRENTIPP_8 | Wind
1349 | WESTXWIN_1G | Wind
1350 | NWPWRG1_1G | Wind
1354 | AEPWIND_8 | Wind
1360 | GUNSIGHT_8 | Wind
1416 | SWETWATR_1G | CC
1417 | SWETWATR_2G | CC
1418 | SWETWATR_3G | CC
1419 | SWETWATR_4G | CC
1432 | GRHAMSES_2G | GST
1433 | GRHAMSES_1G | GST
1437 | MESQUITW_1G | Wind
1438 | MESQUITW_2G | Wind
1442 | COKFIELD_5 | Wind
1453 | WCPWRCO_1G | CC
1454 | WCPWRCO_2G | CC
1455 | WCPWRCO_3G | CC
1479 | WFCOGEN_1G | Cogen
1479 | WFCOGEN_1G | Cogen
1482 | WFCOGEN_2G | Cogen
1482 | WFCOGEN_2G | Cogen
1600 | BARTNWND_1G | Wind
1643 | SLSTR1PP_1G | Wind
1675 | PEC_1G | Cogen
1676 | PEC_2G | Cogen
1677 | PEC_3G | Cogen
1678 | LAMARPWR_1G | CC
1679 | LAMARPWR_2G | CC
1680 | LAMARPWR_3G | CC
1681 | LAMARPWR_4G | CC
1682 | LAMARPWR_5G | CC
1683 | LAMARPWR_6G | CC
1687 | VALLEY_1G | GST
1688 | VALLEY_2G | GSC
1689 | VALLEY_3G | GST
1701 | MOSES_1G | LIGCO
1702 | MOSES_2G | LIGCO
1703 | MOSES_3G | LIGCO
1861 | EAGLEMNT_1G | GST
1862 | EAGLEMNT_2G | GST
1863 | EAGLEMNT_3G | GST
1877 | WLFHOLW_1G | CC
1878 | WLFHOLW_2G | CC
1879 | WLFHOLW_3G | CC
1889 | DECRDOVA_1G | GSC
1892 | DECRDOVA_2G | GGT
1893 | DECRDOVA_3G | GGT
1894 | DECRDOVA_4G | GGT
1895 | DECRDOVA_5G | GGT
1898 | COMCHEPK_1G | Nuc
1899 | COMCHEPK_2G | Nuc
1937 | MDLTHELP_5G | CC
1938 | MDLTHELP_6G | CC
1941 | MDLTHELP_1G | CC
1942 | MDLTHELP_2G | CC
1943 | MDLTHELP_3G | CC
1944 | MDLTHELP_4G | CC
1947 | HANDLEY_3G | GST
1948 | HANDLEY_4G | GST
1949 | HANDLEY_5G | GST
2371 | COLLIN_1G | GST
2381 | NTHLK1_G | GST
2382 | NTHLK2_G | GST
2383 | NTHLK3_G | GST
2413 | MTCK6_G | GST
2414 | MTCK7_G | GST
2417 | MTCK8_G | GSC
2451 | LKHB1_G | GST
2452 | LKHB2_G | GST
3097 | MARTLAKE_1G | LIGCO
3098 | MARTLAKE_2G | LIGCO
3099 | MARTLAKE_3G | LIGCO
3107 | STRYKER_1G | GST
3108 | STRYKER_2G | GST
3126 | TRINIDAD_6G | GST
3309 | ASPN_G | Bio
3348 | CHAMPION_1G | Cogen
3381 | BBRN_1G | LIGCO
3382 | BBRN_2G | LIGCO
3403 | THOUSE_1G | GSC
3404 | THOUSE_2G | GSC
3416 | LAKE_CRK1_G | GST
3417 | LAKE_CRK2_G | GST
3432 | SANDOW_4G | LIGCO
5026 | BRAUNIG_VHB1 | GST
5027 | BRAUNIG_VHB2 | GST
5028 | BRAUNIG_VHB3 | GST
5111 | CALAVER_JTD1 | LIGCO
5112 | CALAVER_JTD2 | LIGCO
5264 | LEON_LCP3G3 | GST
5265 | LEON_LCP4G4 | GST
5266 | LEON_LCPCT1 | GGT
5267 | LEON_LCPCT2 | GGT
5268 | LEON_LCPCT3 | GGT
5269 | LEON_LCPCT4 | GGT
5396 | CALAVER_OWS1 | GST
5397 | CALAVER_OWS2 | GST
5401 | CALAVER_JKS1 | LIGCO
5436 | TUTTL_WBT1G1 | GST
5438 | TUTTL_WBT3G3 | GST
5439 | TUTTL_WBT4G4 | GST
5476 | BRA_AVR1_CT1 | CC
5477 | BRA_AVR1_ST | CC
5478 | BRA_AVR1_CT2 | CC
5503 | RAYBURNGEN3 | GST
5505 | RAYBURNGEN1 | GGT
5506 | RAYBURNGEN2 | GGT
5508 | RAYBURNCC9 | CC
5509 | RAYBURNCC10 | CC
5511 | RAYBURNCC7 | CC
5512 | RAYBURNCC8 | CC
5728 | FALCONHYDRO2 | Hydro
5729 | FALCONHYDRO3 | Hydro
5890 | PEARSALLGEN1 | GST
5891 | PEARSALLGEN2 | GST
5892 | PEARSALLGEN3 | GST
5903 | SANMIGUELGEN | LIGCO
5911 | STP_GN1___1 | Nuc
5912 | STP_GN2___2 | Nuc
5920 | WELSHDC1 | DCTie
5925 | DCEAST | DCTie
5932 | SI_RAY9 | CC
5933 | SI_RAY6 | GST
5934 | SI_RAY5 | GST
5935 | SI_RAY10 | CC
6016 | SWMESA | Wind
6096 | NORTHDC7 | DCTie
6100 | OKLA7A | DCTie
6144 | MCADOO1A | Wind
6407 | TURKTRAK1A | Wind
6637 | SNYDERW1A | Wind
6752 | OKLA0A | LIGCO
6948 | DENISNDM | Hydro
6948 | DENISNDM | Hydro
7000 | L_FERGUS1_1Y | GSC
7004 | L_SIMGID1_1Y | GST
7005 | L_SIMGID1_2Y | GST
7006 | L_SIMGID1_3Y | GST
7007 | L_LOSTPI1_1Y | CC
7008 | L_LOSTPI1_2Y | CC
7009 | L_LOSTPI1_3Y | CC
7010 | L_FPPYD11_1Y | LIGCO
7011 | L_FPPYD11_2Y | LIGCO
7012 | L_FPPYD21_3Y | LIGCO
7014 | L_HAYSEN1_1Y | CC
7015 | L_HAYSEN1_2Y | CC
7016 | L_HAYSEN1_3Y | CC
7017 | L_HAYSEN1_4Y | CC
7020 | L_AUSTPL1_1Y | Hydro
7020 | L_AUSTPL1_1Y | Hydro
7022 | L_BUCHAN1_1Y | Hydro
7023 | L_BUCHAN1_2Y | Hydro
7024 | L_BUCHAN1_3Y | Hydro
7026 | L_INKSDA1_1Y | Hydro
7028 | L_MARBFA1_1Y | Hydro
7029 | L_MARBFA1_2Y | Hydro
7031 | L_MARSFO1G1Y | Hydro
7032 | L_MARSFO1G2Y | Hydro
7033 | L_MARSFO1G3Y | Hydro
7035 | L_WIRTZ_1G1Y | Hydro
7036 | L_WIRTZ_1G2Y | Hydro
7038 | L_DELAWA1_1Y | Wind
7038 | L_DELAWA1_1Y | Wind
7303 | L_WPPGS12_1Y | GGT
7303 | L_WPPGS12_1Y | GGT
7305 | L_WPPGS34_1Y | GGT
7305 | L_WPPGS34_1Y | GGT
7487 | L_CANYHY8_1Y | Hydro
7605 | L_MCQUEE9_1Y | Hydro
7605 | L_MCQUEE9_1Y | Hydro
7605 | L_MCQUEE9_1Y | Hydro
7609 | L_SCHUMA8_1Y | Hydro
7624 | L_LAKEWO9_1Y | Hydro
7624 | L_LAKEWO9_1Y | Hydro
7800 | L_GUADGE1_1Y | CC
7801 | L_GUADGE1_2Y | CC
7802 | L_GUADGE1_3Y | CC
7803 | L_GUADGE1_4Y | CC
7804 | L_GUADGE1_5Y | CC
7805 | L_GUADGE1_6Y | CC
7807 | L_BASTEN1_1Y | CC
7808 | L_BASTEN1_2Y | CC
7809 | L_BASTEN1_3Y | CC
7810 | L_RIONOG1G1Y | CC
7811 | L_RIONOG1G2Y | CC
7812 | L_RIONOG1G3Y | CC
7813 | L_RIONOG1S1Y | CC
8032 | AMISTADHYD1 | Hydro
8033 | AMISTADHYD2 | Hydro
8048 | FALCONHYDRO1 | Hydro
8066 | DUP1V#1 | Cogen
8134 | FOR #1 | Cogen
8138 | FOR #2 | Cogen
8139 | JOS #1 | GST
8147 | UCAR #2 | Cogen
8148 | UCAR #1 | Cogen
8153 | FOR #3 | Cogen
8154 | FOR #4 | Cogen
8155 | FOR #5 | Cogen
8156 | FOR #6 | Cogen
8157 | FOR #7 | Cogen
8161 | COLETO0A | LIGCO
8173 | VICEC51A | CC
8174 | VICEC61A | CC
8189 | CUECPL2A | Cogen
8262 | ELPS | Hydro
8285 | LAR #1 | GST
8287 | LAR #2 | GST
8288 | LAR #3 | GST
8388 | BATES0A | GST
8393 | BATES0B | GST
8437 | NUECES_B0C | GST
8438 | NUECES_B0B | GST
8442 | NBEC7 | GST
8442 | NBEC7 | GST
8456 | COSW#1 | Cogen
8457 | COSW#2 | Cogen
8459 | B_DAVIS0B | GSC
8460 | B_DAVIS0A | GSC
8461 | KOCH_UP0A | Cogen
8506 | VAL #1 | Cogen
8507 | VAL #2 | Cogen
8511 | OXY_CC0A | Cogen
8517 | CELANEBI0A | Cogen
8560 | CNOPGT1 | Cogen
8561 | CNOPGT2 | Cogen
8562 | CNOPST1 | Cogen
8926 | LGE_GT10A | Cogen
8927 | LGE_GT20A | Cogen
8928 | LGE_STG0A | Cogen
8930 | ICPGN10A | Cogen
8931 | ICPGN20A | Cogen
8932 | ICPGN30A | Cogen
8933 | FGNTS001 | CC
8934 | FGNTS101 | CC
8935 | FGNTS201 | CC
8936 | MVGN#1 | CC
8937 | MVGN#2 | CC
8938 | MVGN#3 | CC
8981 | HECN1 | CC
8982 | HECN2 | CC
8983 | HECN3 | CC
9000 | DECKR_G1 | GST
9001 | DECKR_G2 | GST
9002 | DECKR_G3 | GGT
9003 | DECKR_G4 | GGT
9004 | DECKR_G5 | GGT
9005 | DECKR_G6 | GGT
9016 | SANDH_G1 | GGT
9017 | SANDH_G2 | GGT
9018 | SANDH_G3 | GGT
9019 | SANDH_G4 | GGT
9020 | SANDHG5A | CC
9021 | SANDHG5C | CC
11001 | NAV1CT | CC
11009 | NAV2CT | CC
11011 | NAV3ST | CC
11012 | NAV4CT | CC
11013 | NAV5CT | CC
11014 | NAV6ST | CC
11020 | TIEHVSG_1G | CC
11021 | TIEHVCG_1G | CC
11022 | TIEHVCG_2G | CC
11023 | TIEHVCG_3G | CC
11024 | TIEHVCG_4G | CC
11025 | TIEHVSG_2G | CC
11056 | ROSCOE_1G | Wind
11057 | CHAMPION_1G | Wind
11058 | PYRON_1G | Wind
11059 | INADALE_1G | Wind
11065 | ELBOWCK_1G | Wind
11147 | NOTREES_1G | Wind
11309 | BULLCREK_2G | Wind
11310 | BULLCREK_1G | Wind
11320 | COYOTE_1G | Wind
11691 | KMICHICT1_G | CC
11692 | KMICHICT2_G | CC
11693 | KMICHIST3_G | CC
11694 | KMICHICT4_G | CC
11695 | KMICHICT5_G | CC
11696 | KMICHIST6_G | CC
12322 | ENNSTRAC_1G | CC
12323 | ENNSTRAC_2G | CC
12411 | FPLEFR1A_G | CC
12412 | FPLEFR1B_G | CC
12413 | FPLEFR1C_G | CC
12414 | FPLEFR1S_G | CC
12421 | FPLEFR2A_G | CC
12422 | FPLEFR2B_G | CC
12423 | FPLEFR2C_G | CC
12424 | FPLEFR2S_G | CC
12440 | PARKD_1SVC8 | GST
12449 | PARKD_2SVC8 | GST
13116 | TGATEWAY_1G | CC
13117 | TGATEWAY_2G | CC
13118 | TGATEWAY_3G | CC
13119 | TGATEWAY_4G | CC
13131 | CALFREST_1G | CC
13132 | CALFREST_2G | CC
13133 | CALFREST_3G | CC
13134 | CALFREST_4G | CC
13135 | CALFREST_5G | CC
13136 | CALFREST_6G | CC
13432 | SANDOW_5G | LIGCO
32798 | BRYN_TAMUGEN | GST
32883 | BRYN_DNSBY3 | GST
32884 | BRYN_DNSBY13 | GST
32886 | BRYN_ATKINS3 | GST
32887 | BRYN_ATKINS6 | GST
32888 | BRYN_ATKINS7 | GGT
32890 | BRYN_ATKINS4 | GST
32891 | BRYN_ATKINS5 | GST
32892 | BRYN_DNSBY14 | GST
36998 | RDCNYNG1 | Wind
38332 | TNWDWRDU2_8 | Wind
38437 | TNSRBNMESA9 | Wind
38580 | TNBP_CGN1_8 | Cogen
38590 | TNBP_CGN2_8 | Cogen
38600 | TNBP_CGN3_8 | Cogen
38611 | TNBPAMCG1_8 | Cogen
38612 | TNBPAMCG2_8 | Cogen
38613 | TNBPAMCG3_8 | Cogen
38614 | TNBPAMCG4_8 | Cogen
38615 | TNBPAMCG5_8 | Cogen
38690 | TNBP_CGN4_8 | Cogen
38711 | TNTXCTY1CG8 | Cogen
38712 | TNTXCTY2CG8 | Cogen
38713 | TNTXCTY3CG8 | Cogen
38714 | TNTXCTY4CG8 | Cogen
39190 | TNSLCGN1__8 | Cogen
39470 | TNDOWCGNSG8 | Cogen
39480 | TNDOWCGNGG8 | Cogen
39760 | TNSCLP1___8 | Cogen
39770 | TNSCLP2___8 | Cogen
39775 | TNSCLP4___8 | Cogen
39790 | TNSCLP3___8 | Cogen
39960 | TNTNPONE_18 | LIGCO
39970 | TNTNPONE_28 | LIGCO
48500 | APD_GT1_8005 | Cogen
48510 | AK_GT1__8040 | Cogen
48511 | LPE_GT1_8070 | GGT
48512 | LPE_GT2_8075 | GGT
48513 | LPE_GT3_8080 | GGT
48514 | LPE_GT4_8085 | GGT
48520 | BSF_GT1_8070 | Cogen
48520 | BSF_GT1_8070 | Cogen
48521 | BVE_GT1_GT1 | CC
48522 | BVE_GT2_5035 | CC
48523 | BVE_ST1_GN1 | CC
48531 | BYU_GT1_8075 | Cogen
48532 | BYU_GT2_8055 | Cogen
48533 | BYU_GT3_8060 | Cogen
48534 | BYU_GT4_8065 | Cogen
48551 | CAL_GT1_8045 | Cogen
48552 | CAL_ST1_8000 | Cogen
48561 | CTL_GT2_8130 | Cogen
48562 | CTL_GT3_8135 | Cogen
48563 | CTL_GT4_8140 | Cogen
48564 | CTL_GN1_8145 | Cogen
48565 | CTL_GN2_8155 | Cogen
48581 | CBY_GN1_1 | GSC
48582 | CBY_GN2_2 | GSC
48583 | CBY_GT4_1 | GSC
48584 | CBY_GT4_2 | CC
48585 | CBY_ST4_1 | CC
48591 | CHE_GT2_5030 | Cogen
48593 | CHE_GT1_8015 | Cogen
48594 | CHE_GN4_8025 | Cogen
48595 | BTE_GT2_8075 | CC
48596 | BTE_GT3_8045 | CC
48597 | BTE_GT4_8055 | CC
48598 | BTE_ST1_8070 | CC
48611 | DIB_GT1_8080 | Cogen
48612 | DIB_GT2_8075 | Cogen
48613 | DIB_ST1_8085 | Cogen
48614 | DIB_GT3_8090 | Cogen
48641 | DPEC_GT15040 | CC
48642 | DPEC_GT25025 | CC
48643 | DPEC_GT35010 | CC
48644 | DPEC_GT45070 | CC
48645 | DPEC_ST55065 | CC
48651 | EP_1_2 | Cogen
48651 | EP_1_2 | Cogen
48671 | FTR_GT1_5105 | CC
48672 | FTR_GT2_5110 | CC
48673 | FTR_GT3_5085 | CC
48674 | FTR_CN4_5095 | CC
48690 | GBY_GN5_5 | GSC
48691 | GBY_73741085 | GGT
48691 | GBY_73741085 | GGT
48692 | GBY_81821075 | GGT
48692 | GBY_81821075 | GGT
48693 | GBY_83841065 | GGT
48693 | GBY_83841065 | GGT
48721 | LEG_1___1 | LIGCO
48722 | LEG_2___2 | LIGCO
48730 | MNS_GT | Cogen
48731 | CBE_GT1 | CC
48732 | CBE_GT2 | CC
48733 | CBE_ST12 | CC
48734 | CBE_GT3 | CC
48735 | CBE_GT4 | CC
48736 | CBE_ST34 | CC
48740 | PSG_GN2_8050 | Cogen
48741 | PSG_GT2_8040 | Cogen
48742 | PSG_GT3_8060 | Cogen
48761 | PR_GT1__9040 | Cogen
48772 | PHR_GN2_2 | GSC
48791 | PSA_GT1_8160 | Cogen
48792 | PSA_GT2_8155 | Cogen
48793 | PSA_GT3_8150 | Cogen
48794 | PSA_GT4_8145 | Cogen
48795 | PSA_GT5_8140 | Cogen
48796 | PSA_GN1_8165 | Cogen
48797 | PSA_GT6_8135 | Cogen
48811 | CVC_GT3_5045 | Cogen
48812 | CVC_GT2_5020 | Cogen
48813 | CVC_GT1_5035 | Cogen
48814 | CVC_ST5_5040 | Cogen
48815 | CVC_GT4_8005 | Cogen
48820 | SHELLG1_3015 | Cogen
48821 | SHELLG2 | Cogen
48822 | SHELLG3_3020 | Cogen
48822 | SHELLG3_3020 | Cogen
48841 | SJS_GT1_GT1 | Cogen
48842 | SJS_GT2_GT2 | Cogen
48845 | SOL_GT1 | Solar
48851 | SRB_GN1_1 | GST
48852 | SRB_GN2_2 | GST
48853 | SRB_GN3_3 | GST
48854 | SRB_GN4_4 | GST
48855 | SRB_GT211035 | GGT
48855 | SRB_GT211035 | GGT
48873 | THW_ST3_ST_3 | CC
48874 | THW_ST4_ST_4 | CC
48875 | THW_3132 | CC
48875 | THW_3132 | CC
48877 | THW_3334 | CC
48877 | THW_3334 | CC
48879 | THW_4142 | CC
48879 | THW_4142 | CC
48881 | THW_4344 | CC
48881 | THW_4344 | CC
48883 | THW_GT1_GT_1 | GGT
48885 | THW_5152 | GGT
48885 | THW_5152 | GGT
48886 | THW_5354 | GGT
48886 | THW_5354 | GGT
48887 | THW_5556 | GGT
48887 | THW_5556 | GGT
48911 | TGF_GT1_8000 | Cogen
48921 | WAP_GN1_1 | GST
48922 | WAP_GN2_2 | GST
48923 | WAP_GN3_3 | GST
48924 | WAP_GN4_4 | GSC
48925 | WAP_GN5_5 | LIGCO
48926 | WAP_GN6_6 | LIGCO
48927 | WAP_GN7_7 | LIGCO
48928 | WAP_GN8_8 | LIGCO
48929 | WAPGT21_GT1 | GGT
48940 | WARVUE_GT1 | Cogen
49803 | EXN_15GT | Cogen
49804 | EXN_16GT | Cogen
49805 | EXN_17GT | Cogen
49826 | EXN938GT | Cogen
49828 | EXN941GT | Cogen
49829 | EXN942GT | Cogen
49830 | EXN943GT | Cogen
49831 | EXN944GT | Cogen
49832 | EXN945GT | Cogen
49837 | EXN_GT | Cogen
49838 | EXN_14GT | Cogen
49851 | DOW17000 | Cogen
49858 | DOW38100 | Cogen
49859 | DOW38200 | Cogen
49860 | DOW38300 | Cogen
49862 | DOW39100 | Cogen
49863 | DOW39200 | Cogen
49865 | DOW41000 | Cogen
49866 | DOW42000 | Cogen
49869 | DOW49000 | Cogen
49870 | DOW61000 | Cogen
49871 | DOW62000 | Cogen
49872 | DOW63000 | Cogen
49873 | DOW64000 | Cogen
49876 | DOW65000 | Cogen
49877 | DOW66000 | Cogen
49878 | DOW67000 | Cogen
49882 | DOW81000 | Cogen
49884 | DOW82000 | Cogen
49885 | DOW83000 | Cogen
49886 | DOW84000 | Cogen
58909 | PEARSALLSCG1 | Diesel
58909 | PEARSALLSCG1 | Diesel
58909 | PEARSALLSCG1 | Diesel
58909 | PEARSALLSCG1 | Diesel
58909 | PEARSALLSCG1 | Diesel
58909 | PEARSALLSCG1 | Diesel
58919 | PEARSALLSCG2 | Diesel
58919 | PEARSALLSCG2 | Diesel
58919 | PEARSALLSCG2 | Diesel
58919 | PEARSALLSCG2 | Diesel
58919 | PEARSALLSCG2 | Diesel
58919 | PEARSALLSCG2 | Diesel
58929 | PEARSALLSCG3 | Diesel
58929 | PEARSALLSCG3 | Diesel
58929 | PEARSALLSCG3 | Diesel
58929 | PEARSALLSCG3 | Diesel
58929 | PEARSALLSCG3 | Diesel
58929 | PEARSALLSCG3 | Diesel
58949 | PEARSALLSCG4 | Diesel
58949 | PEARSALLSCG4 | Diesel
58949 | PEARSALLSCG4 | Diesel
58949 | PEARSALLSCG4 | Diesel
58949 | PEARSALLSCG4 | Diesel
58949 | PEARSALLSCG4 | Diesel
60000 | DSKY2 | Wind
60003 | KING_NE1A | Wind
60005 | KING_SE1A | Wind
60007 | KING_SW1A | Wind
60016 | WOODWRD11A | Wind
60017 | ORNNWP1 | Wind
60018 | DSKY1 | Wind
60019 | KING_NW1A | Wind
60057 | CALLAHAN1A | Wind
60058 | BUFF_GAP1A | Wind
60060 | CIRELLO | Wind
60063 | BUFF_GAP1B | Wind
60066 | H_HOLLOW1A | Wind
60068 | HHOLLOW21A | Wind
60070 | HHOLLOW31A | Wind
60072 | HHOLLOW41A | Wind
60081 | WHRLWIND1A | Wind
60201 | RIO DRCS | AVR
60202 | FRNDDRCS | AVR
71051 | L_BITTCR1_1N | Wind
71054 | L_SWEETW1_1N | Wind
71057 | L_SWEETW1_2N | Wind
71059 | L_SWEETW1_3N | Wind
71060 | L_SWEETW1_4N | Wind
71061 | L_SWEETW1_5N | Wind
76031 | L_GASCCR1_1N | Wind
76091 | L_DIVIDE1_1N | Wind
76095 | L_CAPRSI1_1N | Wind
76096 | L_CAPRSI1_2N | Wind
76097 | L_CAPRGE1_1N | Wind
80003 | MILHWYS | AVR
80012 | LAR | DCTie
80051 | FOR #8 | Cogen
80052 | FOR #9 | Cogen
80053 | FOR #10 | Cogen
80080 | GWINDT11A | Wind
80080 | GWINDT11A | Wind
80080 | GWINDT11A | Wind
80080 | GWINDT11A | Wind
80081 | GWINDT21A | Wind
80081 | GWINDT21A | Wind
80081 | GWINDT21A | Wind
80081 | GWINDT21A | Wind
80137 | CSDR89 | DCTie
80137 | CSDR89 | DCTie
80138 | CSDR7 | DCTie
80139 | CSDR56 | DCTie
80139 | CSDR56 | DCTie
80140 | CSDR11 | DCTie
80180 | PNSCALT11A | Wind
80180 | PNSCALT11A | Wind
80181 | PNSCALT21A | Wind
80181 | PNSCALT21A | Wind
80223 | REYSHR G | Cogen
80224 | VISTRONG1 | Cogen
80225 | VISTRONG2 | Cogen
80226 | ALCOA G | Cogen
80227 | AIRCO G | Cogen
80263 | B_DAVIS31A | CC
80264 | B_DAVIS41A | CC
80265 | LARECU40A | GGT
80266 | LARECU50A | GGT
86104 | CID-138 | DCTie
86105 | CID-230 | DCTie
86106 | CUF-230 | DCTie
86107 | CUF-138 | DCTie
88198 | BEEVILLE | AVR
88253 | HAMILTON | BLT
88299 | ZAPATA | BLT
88508 | FALFURRI | AVR