## Set up
Step 1 | Go to the Zones worksheet in this workbook. Make sure that the source and sink zones are set correctly and the "1"s and "-1"s are correct |  | Summary of Key Data points | Value
File Description: Cont_ TempleSS to Sandow OL_ TempleSS to Sandow
Step 2 | Open Dennis' file that needs to have the data transferred, same file that is listed in cell K27 |  | Number of units | 645
|  |  | Dec PTDF cutoff point | 387
Step 3 | Copy columns J:X from an old Dennis' Sheet to the new sheet (if first round of a new alaysis) |  | Dec PTDF cutoff unit | TNSLCGN1__8
|  |  | Dec 10% unit | L_FPPYD11_2Y
Step 4 | Mark the contingencies and monitored element set by a "y" in column K of Dennis' sheet, if there are a match on the filename use something to make unique |  | Dec max cumltv zone impact - cumltv zone share | 0.12178
|  |  | Dec max cumltv zone impact - cumltv zone share pt | 175
Step 5 | Enter Dennis' file name into cell K27 |  | Dec max cumltv zone impact - cumltv zone share unit | RAYBURNGEN2
|  |  | South Zonal weighted AWGSF | 0.19215
Step 6 | click the step one button |  | North Zonal weighted AWGSF | -0.13415
|  |  | Inc PTDF cutoff point | 258
Step 7 | Enter the line ratings in Dennis' workbook, the Input worksheet, in the cells |  | Inc PTDF cutoff unit | BRYN_DNSBY14
| X6:X30, or to the end of the selected list. |  | Inc 10% unit | MDLTHELP_5G
|  |  | Inc max cumltv zone impact - cumltv zone share | 0.02639
Step 8 | Check to see that the number of generators in Dennis' file matches the length |  | Inc max cumltv zone impact - cumltv zone share pt | 54
| of the formulas in columns L:V (Distributed Slack - Dec) have been copied through to the apporpriate number of rows |  | Inc max cumltv zone impact - cumltv zone share unit | SPENCER_G5
| If Dennis' sheet data is less than this file then clear any old unit data in columns A:K of this workbook to match the correct leng |  | South Zonal weighted AWGSF | 0.19215
| It is only necessary to match the Distributed Slack - Dec worksheet. |  | North Zonal weighted AWGSF | -0.13415
|  |  | Min of zone correlation | 0.13415
Step 9 | Click the step 2 button |  | Bounary gen in North Zone | 0
| The last file saved will still be open, yopu will need to close this file. |  | Bounary gen in soucre zone as % of line | 0%
| This sheet willno longer be open. |  | Bounary gen in South Zone | 0
|  |  | Bounary gen in soucre zone as % of line | 0
|  |  | OL element line rating | 1072
|  |  | South Zonal weighted AWGSF | 0.19215
|  | SN_043009automation.xls | North Zonal weighted AWGSF | -0.13415
Copy Dennis' data step 1
Copy Dennis' Data Step 2

## Distributed Slack - Dec
Number of Bus | Name of Bus | ID | Area Name of Gen | AGC | P Sensitivity of Bus | Gen MW | Min MW | Max MW | V Sensitivity of Bus | Set Volt | Tech Type | Zone Impact | Zone Correlation | Inc Max | Dec Max | Souce S.F. Weighting | Souce Capacity | Sink S.F. Weighting | Sink Capacity | PTDF Calc | PTDF Weighting | Cumulative Share of Zonal Cap | Cumulative Share of Zonal Impact | Cont_ TempleSS to Sandow OL_ TempleSS to Sandow |  | i_PTDF_DEC_pt | 387 |  | RAYBURNGEN2 | Unit at max
13432 | SANDOW_5G | 5 | South | YES | 0.32544 | 581 | 225 | 581 | 0 | 1.029 | LIGCO | 1 | 0.45959 | 0 | 581 | 189.0824 | 581 |  |  | 0.45959 | 267.023 | 0.019641 | 0.03304 |  |  | i_10pctunit | 10 |  | 175 | # units @ max
7007 | L_LOSTPI1_1Y | 1 | South | YES | 0.24673 | 158.6 | 110 | 158 | 0 | 1 | CC | 1 | 0.38088 | 158 | 158 | 38.983 | 158 |  |  | 0.38088 | 60.1786 | 0.024983 | 0.040486 |  |  | # units | 645 |  | 0.12178 | delta max
7008 | L_LOSTPI1_2Y | 2 | South | YES | 0.24673 | 157.7 | 107 | 160 | 0 | 1 | CC | 1 | 0.38088 | 160 | 160 | 39.4765 | 160 |  |  | 0.38088 | 60.9403 | 0.030392 | 0.048026 | [5 empty] | Delta
7009 | L_LOSTPI1_3Y | 3 | South | YES | 0.24673 | 173.9 | 72 | 175 | 0 | 1 | CC | 1 | 0.38088 | 175 | 175 | 43.1774 | 175 |  |  | 0.38088 | 66.6535 | 0.036308 | 0.056273 | Weighted Shift Factors |  |  |  | 1 | 0.013398
3432 | SANDOW_4G | 4 | South | YES | 0.2458 | 580 | 225 | 580 |  | 1.029 | LIGCO | 1 | 0.37994 | 0 | 580 | 142.5611 | 580 |  |  | 0.37994 | 220.3676 | 0.055915 | 0.08354 | South | 0.19215 |  |  | 2 | 0.015503
7807 | L_BASTEN1_1Y | 1 | South | YES | 0.24354 | 152.5 | 83.5 | 152.5 | 0 | 1.004 | CC | 1 | 0.37769 | 152.5 | 152.5 | 37.1399 | 152.5 |  |  | 0.37769 | 57.5976 | 0.061071 | 0.090667 | North | -0.13415 |  |  | 3 | 0.017634
7808 | L_BASTEN1_2Y | 1 | South | YES | 0.24354 | 149.5 | 83.5 | 149.5 | 0 | 1.004 | CC | 1 | 0.37769 | 149.5 | 149.5 | 36.4092 | 149.5 |  |  | 0.37769 | 56.4645 | 0.066125 | 0.097653 |  |  |  |  | 4 | 0.019966
7809 | L_BASTEN1_3Y | 1 | South | YES | 0.24354 | 232.6 | 42 | 232.6 | 0 | 1.004 | CC | 1 | 0.37769 | 232.6 | 232.6 | 56.6474 | 232.6 |  |  | 0.37769 | 87.8505 | 0.073988 | 0.10852 |  |  |  |  | 5 | 0.027625
7010 | L_FPPYD11_1Y | 1 | South | YES | 0.21559 | 547.4 | 200 | 606 | 0 | 1.02 | LIGCO | 1 | 0.34974 | 0 | 606 | 130.6481 | 606 |  |  | 0.34974 | 211.9425 | 0.094474 | 0.13475 |  |  |  |  | 6 | 0.029596
7011 | L_FPPYD11_2Y | 2 | South | YES | 0.21559 | 552.2 | 200 | 598 | 0 | 1.02 | LIGCO | 1 | 0.34974 | 0 | 598 | 128.9234 | 598 |  |  | 0.34974 | 209.1446 | 0.11469 | 0.16063 |  |  |  |  | 7 | 0.031529
7012 | L_FPPYD21_3Y | 3 | South | YES | 0.21535 | 427.5 | 200 | 436 | 0 | 1.02 | LIGCO | 1 | 0.3495 | 0 | 436 | 93.8939 | 436 |  |  | 0.3495 | 152.3829 | 0.12943 | 0.17948 |  |  |  |  | 8 | 0.034535
9002 | DECKR_G3 | 3 | South | YES | 0.21317 | 0 | 24 | 42 |  | 1.015 | GGT | 1 | 0.34732 | 42 | 42 | 8.9532 | 42 |  |  | 0.34732 | 14.5874 | 0.13085 | 0.18129 |  |  |  |  | 9 | 0.040273
9003 | DECKR_G4 | 4 | South | YES | 0.21317 | 44 | 24 | 44 | 0 | 1.015 | GGT | 1 | 0.34732 | 44 | 44 | 9.3795 | 44 |  |  | 0.34732 | 15.2821 | 0.13234 | 0.18318 |  |  |  |  | 10 | 0.045935
9004 | DECKR_G5 | 5 | South | YES | 0.21317 | 44 | 24 | 44 | 0 | 1.015 | GGT | 1 | 0.34732 | 44 | 44 | 9.3795 | 44 |  |  | 0.34732 | 15.2821 | 0.13382 | 0.18507 |  |  |  |  | 11 | 0.050051
9005 | DECKR_G6 | 6 | South | YES | 0.21317 | 44 | 24 | 47 | 0 | 1.015 | GGT | 1 | 0.34732 | 47 | 47 | 10.019 | 47 |  |  | 0.34732 | 16.324 | 0.13541 | 0.18709 |  |  |  |  | 12 | 0.050436
9016 | SANDH_G1 | 1 | South | YES | 0.21158 | 45 | 2 | 49 | 0 | 1.0175 | GGT | 1 | 0.34572 | 49 | 49 | 10.3672 | 49 |  |  | 0.34572 | 16.9405 | 0.13707 | 0.18918 |  |  |  |  | 13 | 0.050839
9017 | SANDH_G2 | 2 | South | YES | 0.21158 | 45 | 2 | 46 | 0 | 1.0175 | GGT | 1 | 0.34572 | 46 | 46 | 9.7325 | 46 |  |  | 0.34572 | 15.9033 | 0.13863 | 0.19115 |  |  |  |  | 14 | 0.051242
9018 | SANDH_G3 | 3 | South | YES | 0.21158 | 45 | 2 | 46 | 0 | 1.0175 | GGT | 1 | 0.34572 | 46 | 46 | 9.7325 | 46 |  |  | 0.34572 | 15.9033 | 0.14018 | 0.19312 |  |  |  |  | 15 | 0.051673
9019 | SANDH_G4 | 4 | South | YES | 0.21158 | 0 | 2 | 47 |  | 1.0175 | GGT | 1 | 0.34572 | 47 | 47 | 9.944 | 47 |  |  | 0.34572 | 16.249 | 0.14177 | 0.19513 |  |  |  |  | 16 | 0.052113
9020 | SANDHG5A | 5A | South | YES | 0.21158 | 150 | 84 | 155 | 0 | 1.0175 | CC | 1 | 0.34572 | 155 | 155 | 32.7941 | 155 |  |  | 0.34572 | 53.5872 | 0.14701 | 0.20176 |  |  |  |  | 17 | 0.052526
9021 | SANDHG5C | 5C | South | YES | 0.21158 | 140 | 0 | 148 | 0 | 1.0175 | CC | 1 | 0.34572 | 148 | 148 | 31.3131 | 148 |  |  | 0.34572 | 51.1672 | 0.15201 | 0.20809 |  |  |  |  | 18 | 0.052938
7004 | L_SIMGID1_1Y | 1 | South | YES | 0.21125 | 132 | 40 | 132 | 0 | 1.02 | GST | 1 | 0.3454 | 132 | 132 | 27.8853 | 132 |  |  | 0.3454 | 45.5929 | 0.15647 | 0.21373 |  |  |  |  | 19 | 0.05336
7005 | L_SIMGID1_2Y | 2 | South | YES | 0.21125 | 133 | 32 | 139 | 0 | 1.02 | GST | 1 | 0.3454 | 139 | 139 | 29.364 | 139 |  |  | 0.3454 | 48.0108 | 0.16117 | 0.21967 |  |  |  |  | 20 | 0.054751
7006 | L_SIMGID1_3Y | 3 | South | YES | 0.21125 | 324.9 | 60 | 329 | 0 | 1.02 | GST | 1 | 0.3454 | 329 | 329 | 69.5019 | 329 |  |  | 0.3454 | 113.637 | 0.1723 | 0.23373 |  |  |  |  | 21 | 0.056078
9000 | DECKR_G1 | 1 | South | YES | 0.20967 | 280 | 50 | 321 | 0 | 1.015 | GST | 1 | 0.34382 | 321 | 321 | 67.3034 | 321 |  |  | 0.34382 | 110.3653 | 0.18315 | 0.24739 |  |  |  |  | 22 | 0.057257
9001 | DECKR_G2 | 2 | South | YES | 0.20967 | 400 | 50 | 426 | 0 | 1.015 | GST | 1 | 0.34382 | 426 | 426 | 89.3186 | 426 |  |  | 0.34382 | 146.4661 | 0.19755 | 0.26551 |  |  |  |  | 23 | 0.058499
7014 | L_HAYSEN1_1Y | 1 | South | YES | 0.20482 | 223.9 | 74 | 223.9 | 0 | 1.008 | CC | 1 | 0.33897 | 223.9 | 223.9 | 45.8583 | 223.9 |  |  | 0.33897 | 75.8943 | 0.20512 | 0.2749 |  |  |  |  | 24 | 0.061437
7015 | L_HAYSEN1_2Y | 2 | South | YES | 0.20482 | 225 | 74 | 225 | 0 | 1.008 | CC | 1 | 0.33897 | 225 | 225 | 46.0836 | 225 |  |  | 0.33897 | 76.2671 | 0.21272 | 0.28434 |  |  |  |  | 25 | 0.064241
7016 | L_HAYSEN1_3Y | 3 | South | YES | 0.20482 | 224.6 | 74 | 224.6 | 0 | 1.008 | CC | 1 | 0.33897 | 224.6 | 224.6 | 46.0017 | 224.6 |  |  | 0.33897 | 76.1316 | 0.22032 | 0.29376 |  |  |  |  | 26 | 0.067963
7017 | L_HAYSEN1_4Y | 4 | South | YES | 0.20482 | 226.7 | 74 | 226.7 | 0 | 1.008 | CC | 1 | 0.33897 | 226.7 | 226.7 | 46.4318 | 226.7 |  |  | 0.33897 | 76.8434 | 0.22798 | 0.30327 |  |  |  |  | 27 | 0.069784
7020 | L_AUSTPL1_1Y | 1 | South | YES | 0.20431 | 0 | 0 | 8 |  | 1 | Hydro | 1 | 0.33846 | 0 | 0 | 0 | 0 |  |  | 0.33846 | 0 | 0.22798 | 0.30327 |  |  |  |  | 28 | 0.071615
7020 | L_AUSTPL1_1Y | 2 | South | YES | 0.20431 | 0 | 0 | 8 |  | 1 | Hydro | 1 | 0.33846 | 0 | 0 | 0 | 0 |  |  | 0.33846 | 0 | 0.22798 | 0.30327 |  |  |  |  | 29 | 0.073442
7303 | L_WPPGS12_1Y | 1 | South | YES | 0.20297 | 50 | 0 | 50 | 0 | 1.025 | GGT | 1 | 0.33712 | 50 | 50 | 10.1486 | 50 |  |  | 0.33712 | 16.856 | 0.22967 | 0.30535 |  |  |  |  | 30 | 0.075286
7303 | L_WPPGS12_1Y | 2 | South | YES | 0.20297 | 50 | 0 | 50 | 0 | 1.025 | GGT | 1 | 0.33712 | 50 | 50 | 10.1486 | 50 |  |  | 0.33712 | 16.856 | 0.23136 | 0.30744 |  |  |  |  | 31 | 0.075286
7305 | L_WPPGS34_1Y | 3 | South | YES | 0.20297 | 50 | 0 | 50 | 0 | 1.025 | GGT | 1 | 0.33712 | 50 | 50 | 10.1486 | 50 |  |  | 0.33712 | 16.856 | 0.23305 | 0.30952 |  |  |  |  | 32 | 0.075286
7305 | L_WPPGS34_1Y | 4 | South | YES | 0.20297 | 50 | 0 | 50 | 0 | 1.025 | GGT | 1 | 0.33712 | 50 | 50 | 10.1486 | 50 |  |  | 0.33712 | 16.856 | 0.23474 | 0.31161 |  |  |  |  | 33 | 0.075681
7487 | L_CANYHY8_1Y | 1 | South | YES | 0.19768 | 0 | 0 | 6 |  | 1 | Hydro | 1 | 0.33183 | 0 | 0 | 0 | 0 |  |  | 0.33183 | 0 | 0.23474 | 0.31161 |  |  |  |  | 34 | 0.076077
7810 | L_RIONOG1G1Y | 1 | South | YES | 0.19711 | 148 | 0 | 148 | 0 | 1.02 | CC | 1 | 0.33125 | 148 | 148 | 29.1715 | 148 |  |  | 0.33125 | 49.0256 | 0.23975 | 0.31768 |  |  |  |  | 35 | 0.076472
7811 | L_RIONOG1G2Y | 2 | South | YES | 0.19711 | 148 | 0 | 148 | 0 | 1.02 | CC | 1 | 0.33125 | 148 | 148 | 29.1715 | 148 |  |  | 0.33125 | 49.0256 | 0.24475 | 0.32374 |  |  |  |  | 36 | 0.076867
7812 | L_RIONOG1G3Y | 3 | South | YES | 0.19711 | 154 | 0 | 154 | 0 | 1.02 | CC | 1 | 0.33125 | 154 | 154 | 30.3542 | 154 |  |  | 0.33125 | 51.0131 | 0.24996 | 0.33005 |  |  |  |  | 37 | 0.076867
7813 | L_RIONOG1S1Y | 4 | South | YES | 0.19711 | 293 | 0 | 293 | 0 | 1.02 | CC | 1 | 0.33125 | 293 | 293 | 57.7518 | 293 |  |  | 0.33125 | 97.0574 | 0.25986 | 0.34206 |  |  |  |  | 38 | 0.07793
7605 | L_MCQUEE9_1Y | 1 | South | YES | 0.19315 | 0 | 0 | 2.4 |  | 1.025 | Hydro | 1 | 0.3273 | 0 | 0 | 0 | 0 |  |  | 0.3273 | 0 | 0.25986 | 0.34206 |  |  |  |  | 39 | 0.078993
7605 | L_MCQUEE9_1Y | 2 | South | YES | 0.19315 | 0 | 0 | 2.4 |  | 1.025 | Hydro | 1 | 0.3273 | 0 | 0 | 0 | 0 |  |  | 0.3273 | 0 | 0.25986 | 0.34206 |  |  |  |  | 40 | 0.080099
7605 | L_MCQUEE9_1Y | 3 | South | YES | 0.19315 | 0 | 0 | 2.8 |  | 1.025 | Hydro | 1 | 0.3273 | 0 | 0 | 0 | 0 |  |  | 0.3273 | 0 | 0.25986 | 0.34206 |  |  |  |  | 41 | 0.082203
7609 | L_SCHUMA8_1Y | 1 | South | YES | 0.19218 | 0 | 0 | 4 |  | 1 | Hydro | 1 | 0.32633 | 0 | 0 | 0 | 0 |  |  | 0.32633 | 0 | 0.25986 | 0.34206 |  |  |  |  | 42 | 0.082203
7800 | L_GUADGE1_1Y | 1 | South | YES | 0.19002 | 147 | 30 | 147 | 0 | 1.02 | CC | 1 | 0.32417 | 147 | 147 | 27.9329 | 147 |  |  | 0.32417 | 47.6529 | 0.26483 | 0.34796 |  |  |  |  | 43 | 0.082203
7801 | L_GUADGE1_2Y | 2 | South | YES | 0.19002 | 138 | 30 | 138 | 0 | 1.02 | CC | 1 | 0.32417 | 138 | 138 | 26.2228 | 138 |  |  | 0.32417 | 44.7353 | 0.2695 | 0.35349 |  |  |  |  | 44 | 0.082203
7802 | L_GUADGE1_3Y | 3 | South | YES | 0.19002 | 146 | 30 | 146 | 0 | 1.02 | CC | 1 | 0.32417 | 146 | 146 | 27.7429 | 146 |  |  | 0.32417 | 47.3287 | 0.27443 | 0.35935 |  |  |  |  | 45 | 0.082203
7803 | L_GUADGE1_4Y | 4 | South | YES | 0.19002 | 149 | 30 | 149 | 0 | 1.02 | CC | 1 | 0.32417 | 149 | 149 | 28.313 | 149 |  |  | 0.32417 | 48.3012 | 0.27947 | 0.36533 |  |  |  |  | 46 | 0.083129
7804 | L_GUADGE1_5Y | 5 | South | YES | 0.19002 | 182 | 30 | 182 | 0 | 1.02 | CC | 1 | 0.32417 | 182 | 182 | 34.5836 | 182 |  |  | 0.32417 | 58.9988 | 0.28562 | 0.37263 |  |  |  |  | 47 | 0.084
7805 | L_GUADGE1_6Y | 6 | South | YES | 0.19002 | 203 | 30 | 203 | 0 | 1.02 | CC | 1 | 0.32417 | 203 | 203 | 38.5741 | 203 |  |  | 0.32417 | 65.8063 | 0.29248 | 0.38077 |  |  |  |  | 48 | 0.08492
7624 | L_LAKEWO9_1Y | 1 | South | YES | 0.18817 | 0 | 0 | 2.4 |  | 1 | Hydro | 1 | 0.32232 | 0 | 0 | 0 | 0 |  |  | 0.32232 | 0 | 0.29248 | 0.38077 |  |  |  |  | 49 | 0.085859
7624 | L_LAKEWO9_1Y | 2 | South | YES | 0.18817 | 0 | 0 | 2.4 |  | 1 | Hydro | 1 | 0.32232 | 0 | 0 | 0 | 0 |  |  | 0.32232 | 0 | 0.29248 | 0.38077 |  |  |  |  | 50 | 0.087007
5436 | TUTTL_WBT1G1 | 1 | South | YES | 0.18447 | 48.8 | 20 | 61 | 0 | 1.012 | GST | 1 | 0.31862 | 61 | 61 | 11.2527 | 61 |  |  | 0.31862 | 19.4358 | 0.29455 | 0.38317 |  |  |  |  | 51 | 0.088286
5438 | TUTTL_WBT3G3 | 3 | South | YES | 0.18447 | 95 | 25 | 95 | 0 | 1.012 | GST | 1 | 0.31862 | 95 | 95 | 17.5247 | 95 |  |  | 0.31862 | 30.2689 | 0.29776 | 0.38692 |  |  |  |  | 52 | 0.088286
5439 | TUTTL_WBT4G4 | 4 | South | YES | 0.18447 | 151 | 40 | 151 | 0 | 1.012 | GST | 1 | 0.31862 | 151 | 151 | 27.8551 | 151 |  |  | 0.31862 | 48.1116 | 0.30286 | 0.39287 |  |  |  |  | 53 | 0.088286
5111 | CALAVER_JTD1 | 1 | South | YES | 0.18367 | 430 | 80 | 430 | 0 | 1.0138 | LIGCO | 1 | 0.31782 | 0 | 430 | 78.979 | 430 |  |  | 0.31782 | 136.6631 | 0.3174 | 0.40978 |  |  |  |  | 54 | 0.088629
5112 | CALAVER_JTD2 | 2 | South | YES | 0.18367 | 430 | 80 | 430 | 0 | 1.0138 | LIGCO | 1 | 0.31782 | 0 | 430 | 78.979 | 430 |  |  | 0.31782 | 136.6631 | 0.33193 | 0.42669 |  |  |  |  | 55 | 0.089163
5396 | CALAVER_OWS1 | 1 | South | YES | 0.18341 | 418 | 80 | 418 | 0 | 1.0192 | GST | 1 | 0.31756 | 418 | 418 | 76.6675 | 418 |  |  | 0.31756 | 132.7418 | 0.34607 | 0.44312 |  |  |  |  | 56 | 0.090011
5397 | CALAVER_OWS2 | 2 | South | YES | 0.18341 | 400 | 80 | 400 | 0 | 1.0192 | GST | 1 | 0.31756 | 400 | 400 | 73.366 | 400 |  |  | 0.31756 | 127.0256 | 0.35959 | 0.45883 |  |  |  |  | 57 | 0.092384
5026 | BRAUNIG_VHB1 | 1 | South | YES | 0.18318 | 215 | 40 | 215 | 0 | 1.0192 | GST | 1 | 0.31733 | 215 | 215 | 39.3841 | 215 |  |  | 0.31733 | 68.2262 | 0.36686 | 0.46728 |  |  |  |  | 58 | 0.094757
5027 | BRAUNIG_VHB2 | 2 | South | YES | 0.18318 | 216 | 40 | 216 | 0 | 1.0192 | GST | 1 | 0.31733 | 216 | 216 | 39.5673 | 216 |  |  | 0.31733 | 68.5435 | 0.37416 | 0.47576 |  |  |  |  | 59 | 0.097051
5028 | BRAUNIG_VHB3 | 3 | South | YES | 0.1831 | 407 | 60 | 407 | 0 | 1.0138 | GST | 1 | 0.31725 | 407 | 407 | 74.5221 | 407 |  |  | 0.31725 | 129.1208 | 0.38792 | 0.49173 |  |  |  |  | 60 | 0.099246
5476 | BRA_AVR1_CT1 | 1 | South | YES | 0.18247 | 155 | 90 | 155 | 0 | 1.025 | CC | 1 | 0.31662 | 155 | 155 | 28.283 | 155 |  |  | 0.31662 | 49.0761 | 0.39316 | 0.49781 |  |  |  |  | 61 | 0.10042
5477 | BRA_AVR1_ST | 1 | South | YES | 0.18247 | 174 | 138 | 174 | 0 | 1.025 | CC | 1 | 0.31662 | 174 | 174 | 31.75 | 174 |  |  | 0.31662 | 55.0919 | 0.39904 | 0.50462 |  |  |  |  | 62 | 0.1016
5478 | BRA_AVR1_CT2 | 1 | South | YES | 0.18247 | 155 | 90 | 155 | 0 | 1.025 | CC | 1 | 0.31662 | 155 | 155 | 28.283 | 155 |  |  | 0.31662 | 49.0761 | 0.40428 | 0.51069 |  |  |  |  | 63 | 0.10382
7031 | L_MARSFO1G1Y | 1 | South | YES | 0.18194 | 0 | 0 | 36 |  | 1 | Hydro | 1 | 0.31609 | 0 | 0 | 0 | 0 |  |  | 0.31609 | 0 | 0.40428 | 0.51069 |  |  |  |  | 64 | 0.10465
7032 | L_MARSFO1G2Y | 2 | South | YES | 0.18194 | 0 | 0 | 35 |  | 1 | Hydro | 1 | 0.31609 | 0 | 0 | 0 | 0 |  |  | 0.31609 | 0 | 0.40428 | 0.51069 |  |  |  |  | 65 | 0.10558
7033 | L_MARSFO1G3Y | 3 | South | YES | 0.18194 | 0 | 0 | 36 |  | 1 | Hydro | 1 | 0.31609 | 0 | 0 | 0 | 0 |  |  | 0.31609 | 0 | 0.40428 | 0.51069 |  |  |  |  | 66 | 0.10642
5264 | LEON_LCP3G3 | 3 | South | YES | 0.18187 | 0 | 20 | 58 |  | 1.0197 | GST | 1 | 0.31602 | 58 | 58 | 10.5485 | 58 |  |  | 0.31602 | 18.3292 | 0.40624 | 0.51296 |  |  |  |  | 67 | 0.10642
5265 | LEON_LCP4G4 | 4 | South | YES | 0.18187 | 89 | 25 | 89 | 0 | 1.0197 | GST | 1 | 0.31602 | 89 | 89 | 16.1865 | 89 |  |  | 0.31602 | 28.1258 | 0.40925 | 0.51644 |  |  |  |  | 68 | 0.10642
5266 | LEON_LCPCT1 | 1 | South | YES | 0.18187 | 44 | 24 | 44 | 0 | 1.0197 | GGT | 1 | 0.31602 | 44 | 44 | 8.0023 | 44 |  |  | 0.31602 | 13.9049 | 0.41074 | 0.51816 |  |  |  |  | 69 | 0.10642
5267 | LEON_LCPCT2 | 2 | South | YES | 0.18187 | 44 | 24 | 44 | 0 | 1.0197 | GGT | 1 | 0.31602 | 44 | 44 | 8.0023 | 44 |  |  | 0.31602 | 13.9049 | 0.41222 | 0.51988 |  |  |  |  | 70 | 0.10672
5268 | LEON_LCPCT3 | 3 | South | YES | 0.18187 | 43 | 24 | 43 | 0 | 1.0197 | GGT | 1 | 0.31602 | 43 | 43 | 7.8205 | 43 |  |  | 0.31602 | 13.5889 | 0.41368 | 0.52157 |  |  |  |  | 71 | 0.10719
5269 | LEON_LCPCT4 | 4 | South | YES | 0.18187 | 45 | 24 | 45 | 0 | 1.0197 | GGT | 1 | 0.31602 | 45 | 45 | 8.1842 | 45 |  |  | 0.31602 | 14.2209 | 0.4152 | 0.52332 |  |  |  |  | 72 | 0.10743
5401 | CALAVER_JKS1 | 1 | South | YES | 0.18166 | 562 | 100 | 562 | 0 | 1.026 | LIGCO | 1 | 0.31581 | 0 | 562 | 102.0918 | 562 |  |  | 0.31581 | 177.4836 | 0.4342 | 0.54529 |  |  |  |  | 73 | 0.10766
8189 | CUECPL2A | 1 | South | YES | 0.17807 | 12 | 0 | 12 | 0 | 1.02 | Cogen | 1 | 0.31221 | 0 | 0 | 0 | 0 |  |  | 0.31221 | 0 | 0.4342 | 0.54529 |  |  |  |  | 74 | 0.10789
5903 | SANMIGUELGEN | 1 | South | YES | 0.17433 | 396.3 | 180 | 396.3 | 0 | 1.0336 | LIGCO | 1 | 0.30848 | 0 | 396.3 | 69.0854 | 396.3 |  |  | 0.30848 | 122.2487 | 0.4476 | 0.56041 |  |  |  |  | 75 | 0.10813
5890 | PEARSALLGEN1 | 1 | South | YES | 0.16264 | 19.2 | 6 | 24 | 0 | 1.0226 | GST | 1 | 0.29679 | 24 | 24 | 3.9034 | 24 |  |  | 0.29679 | 7.123 | 0.44841 | 0.56129 |  |  |  |  | 76 | 0.11109
5891 | PEARSALLGEN2 | 1 | South | YES | 0.16264 | 19.4 | 6 | 24.3 | 0 | 1.0226 | GST | 1 | 0.29679 | 24.3 | 24.3 | 3.9522 | 24.3 |  |  | 0.29679 | 7.212 | 0.44923 | 0.56219 |  |  |  |  | 77 | 0.11109
5892 | PEARSALLGEN3 | 1 | South | YES | 0.16264 | 19.1 | 6 | 23.9 | 0 | 1.0226 | GST | 1 | 0.29679 | 23.9 | 23.9 | 3.8872 | 23.9 |  |  | 0.29679 | 7.0933 | 0.45004 | 0.56306 |  |  |  |  | 78 | 0.11282
88198 | BEEVILLE | F | South | YES | 0.16049 | 0 | 0 | 0 | 0 | 1.02 | AVR | 1 | 0.29464 | 0 | 0 | 0 | 0 |  |  | 0.29464 | 0 | 0.45004 | 0.56306 |  |  |  |  | 79 | 0.11289
58909 | PEARSALLSCG1 | 3 | South | YES | 0.15952 | 0 | 0 | 8.4 |  | 1.027 | Diesel | 1 | 0.29367 | 8.4 | 8.4 | 1.3399 | 8.4 |  |  | 0.29367 | 2.4668 | 0.45032 | 0.56337 |  |  |  |  | 80 | 0.11296
58909 | PEARSALLSCG1 | 4 | South | YES | 0.15952 | 0 | 0 | 8.4 |  | 1.027 | Diesel | 1 | 0.29367 | 8.4 | 8.4 | 1.3399 | 8.4 |  |  | 0.29367 | 2.4668 | 0.4506 | 0.56367 |  |  |  |  | 81 | 0.11303
58909 | PEARSALLSCG1 | 6 | South | YES | 0.15952 | 0 | 0 | 8.4 |  | 1.027 | Diesel | 1 | 0.29367 | 8.4 | 8.4 | 1.3399 | 8.4 |  |  | 0.29367 | 2.4668 | 0.45089 | 0.56398 |  |  |  |  | 82 | 0.11303
58909 | PEARSALLSCG1 | 5 | South | YES | 0.15952 | 0 | 0 | 8.4 |  | 1.027 | Diesel | 1 | 0.29367 | 8.4 | 8.4 | 1.3399 | 8.4 |  |  | 0.29367 | 2.4668 | 0.45117 | 0.56428 |  |  |  |  | 83 | 0.11305
58909 | PEARSALLSCG1 | 1 | South | YES | 0.15952 | 0 | 0 | 8.4 |  | 1.027 | Diesel | 1 | 0.29367 | 8.4 | 8.4 | 1.3399 | 8.4 |  |  | 0.29367 | 2.4668 | 0.45146 | 0.56459 |  |  |  |  | 84 | 0.11307
58909 | PEARSALLSCG1 | 2 | South | YES | 0.15952 | 0 | 0 | 8.4 |  | 1.027 | Diesel | 1 | 0.29367 | 8.4 | 8.4 | 1.3399 | 8.4 |  |  | 0.29367 | 2.4668 | 0.45174 | 0.56489 |  |  |  |  | 85 | 0.11309
58919 | PEARSALLSCG2 | 5 | South | YES | 0.15952 | 0 | 0 | 8.4 |  | 1.027 | Diesel | 1 | 0.29367 | 8.4 | 8.4 | 1.3399 | 8.4 |  |  | 0.29367 | 2.4668 | 0.45202 | 0.5652 |  |  |  |  | 86 | 0.11311
58919 | PEARSALLSCG2 | 6 | South | YES | 0.15952 | 0 | 0 | 8.4 |  | 1.027 | Diesel | 1 | 0.29367 | 8.4 | 8.4 | 1.3399 | 8.4 |  |  | 0.29367 | 2.4668 | 0.45231 | 0.5655 |  |  |  |  | 87 | 0.11313
58919 | PEARSALLSCG2 | 1 | South | YES | 0.15952 | 0 | 0 | 8.4 |  | 1.027 | Diesel | 1 | 0.29367 | 8.4 | 8.4 | 1.3399 | 8.4 |  |  | 0.29367 | 2.4668 | 0.45259 | 0.56581 |  |  |  |  | 88 | 0.11315
58919 | PEARSALLSCG2 | 2 | South | YES | 0.15952 | 0 | 0 | 8.4 |  | 1.027 | Diesel | 1 | 0.29367 | 8.4 | 8.4 | 1.3399 | 8.4 |  |  | 0.29367 | 2.4668 | 0.45288 | 0.56612 |  |  |  |  | 89 | 0.11318
58919 | PEARSALLSCG2 | 4 | South | YES | 0.15952 | 0 | 0 | 8.4 |  | 1.027 | Diesel | 1 | 0.29367 | 8.4 | 8.4 | 1.3399 | 8.4 |  |  | 0.29367 | 2.4668 | 0.45316 | 0.56642 |  |  |  |  | 90 | 0.1132
58919 | PEARSALLSCG2 | 3 | South | YES | 0.15952 | 0 | 0 | 8.4 |  | 1.027 | Diesel | 1 | 0.29367 | 8.4 | 8.4 | 1.3399 | 8.4 |  |  | 0.29367 | 2.4668 | 0.45344 | 0.56673 |  |  |  |  | 91 | 0.11322
58929 | PEARSALLSCG3 | 4 | South | YES | 0.15952 | 0 | 0 | 8.4 |  | 1.027 | Diesel | 1 | 0.29367 | 8.4 | 8.4 | 1.3399 | 8.4 |  |  | 0.29367 | 2.4668 | 0.45373 | 0.56703 |  |  |  |  | 92 | 0.11324
58929 | PEARSALLSCG3 | 6 | South | YES | 0.15952 | 0 | 0 | 8.4 |  | 1.027 | Diesel | 1 | 0.29367 | 8.4 | 8.4 | 1.3399 | 8.4 |  |  | 0.29367 | 2.4668 | 0.45401 | 0.56734 |  |  |  |  | 93 | 0.11326
58929 | PEARSALLSCG3 | 2 | South | YES | 0.15952 | 0 | 0 | 8.4 |  | 1.027 | Diesel | 1 | 0.29367 | 8.4 | 8.4 | 1.3399 | 8.4 |  |  | 0.29367 | 2.4668 | 0.4543 | 0.56764 |  |  |  |  | 94 | 0.11328
58929 | PEARSALLSCG3 | 5 | South | YES | 0.15952 | 0 | 0 | 8.4 |  | 1.027 | Diesel | 1 | 0.29367 | 8.4 | 8.4 | 1.3399 | 8.4 |  |  | 0.29367 | 2.4668 | 0.45458 | 0.56795 |  |  |  |  | 95 | 0.1133
58929 | PEARSALLSCG3 | 1 | South | YES | 0.15952 | 0 | 0 | 8.4 |  | 1.027 | Diesel | 1 | 0.29367 | 8.4 | 8.4 | 1.3399 | 8.4 |  |  | 0.29367 | 2.4668 | 0.45486 | 0.56825 |  |  |  |  | 96 | 0.11332
58929 | PEARSALLSCG3 | 3 | South | YES | 0.15952 | 0 | 0 | 8.4 |  | 1.027 | Diesel | 1 | 0.29367 | 8.4 | 8.4 | 1.3399 | 8.4 |  |  | 0.29367 | 2.4668 | 0.45515 | 0.56856 |  |  |  |  | 97 | 0.11335
58949 | PEARSALLSCG4 | 3 | South | YES | 0.15952 | 0 | 0 | 8.4 |  | 1.027 | Diesel | 1 | 0.29367 | 8.4 | 8.4 | 1.3399 | 8.4 |  |  | 0.29367 | 2.4668 | 0.45543 | 0.56886 |  |  |  |  | 98 | 0.11337
58949 | PEARSALLSCG4 | 2 | South | YES | 0.15952 | 0 | 0 | 8.4 |  | 1.027 | Diesel | 1 | 0.29367 | 8.4 | 8.4 | 1.3399 | 8.4 |  |  | 0.29367 | 2.4668 | 0.45572 | 0.56917 |  |  |  |  | 99 | 0.11339
58949 | PEARSALLSCG4 | 1 | South | YES | 0.15952 | 0 | 0 | 8.4 |  | 1.027 | Diesel | 1 | 0.29367 | 8.4 | 8.4 | 1.3399 | 8.4 |  |  | 0.29367 | 2.4668 | 0.456 | 0.56947 |  |  |  |  | 100 | 0.11341
58949 | PEARSALLSCG4 | 4 | South | YES | 0.15952 | 0 | 0 | 8.4 |  | 1.027 | Diesel | 1 | 0.29367 | 8.4 | 8.4 | 1.3399 | 8.4 |  |  | 0.29367 | 2.4668 | 0.45628 | 0.56978 |  |  |  |  | 101 | 0.11343
58949 | PEARSALLSCG4 | 6 | South | YES | 0.15952 | 0 | 0 | 8.4 |  | 1.027 | Diesel | 1 | 0.29367 | 8.4 | 8.4 | 1.3399 | 8.4 |  |  | 0.29367 | 2.4668 | 0.45657 | 0.57008 |  |  |  |  | 102 | 0.11345
58949 | PEARSALLSCG4 | 5 | South | YES | 0.15952 | 0 | 0 | 8.4 |  | 1.027 | Diesel | 1 | 0.29367 | 8.4 | 8.4 | 1.3399 | 8.4 |  |  | 0.29367 | 2.4668 | 0.45685 | 0.57039 |  |  |  |  | 103 | 0.11347
8161 | COLETO0A | 1 | South | YES | 0.15913 | 633 | 200 | 633 | 0 | 1.03 | LIGCO | 1 | 0.29328 | 0 | 633 | 100.7293 | 633 |  |  | 0.29328 | 185.6457 | 0.47825 | 0.59336 |  |  |  |  | 104 | 0.11349
80080 | GWINDT11A | 3 | South | YES | 0.15367 | 0 | 0 | 38 | 0 | 1.025 | Wind | 1 | 0.28782 | 0 | 38 | 5.8393 | 38 |  |  | 0.28782 | 10.937 | 0.47954 | 0.59471 |  |  |  |  | 105 | 0.11352
80080 | GWINDT11A | 4 | South | YES | 0.15367 | 3.8 | 0 | 19 | 0 | 1.025 | Wind | 1 | 0.28782 | 0 | 19 | 2.9197 | 19 |  |  | 0.28782 | 5.4685 | 0.48018 | 0.59539 |  |  |  |  | 106 | 0.11354
80080 | GWINDT11A | 2 | South | YES | 0.15367 | 0 | 0 | 41 | 0 | 1.025 | Wind | 1 | 0.28782 | 0 | 41 | 6.3003 | 41 |  |  | 0.28782 | 11.8005 | 0.48156 | 0.59685 |  |  |  |  | 107 | 0.11511
80080 | GWINDT11A | 1 | South | YES | 0.15367 | 28.2 | 0 | 94 | 0 | 1.025 | Wind | 1 | 0.28782 | 0 | 94 | 14.4447 | 94 |  |  | 0.28782 | 27.0547 | 0.48474 | 0.6002 |  |  |  |  | 108 | 0.11518
80081 | GWINDT21A | 4 | South | YES | 0.15367 | 4.4 | 0 | 22 | 0 | 1.025 | Wind | 1 | 0.28782 | 0 | 22 | 3.3807 | 22 |  |  | 0.28782 | 6.332 | 0.48549 | 0.60098 |  |  |  |  | 109 | 0.11521
80081 | GWINDT21A | 1 | South | YES | 0.15367 | 28.2 | 0 | 94 | 0 | 1.025 | Wind | 1 | 0.28782 | 0 | 94 | 14.4447 | 94 |  |  | 0.28782 | 27.0547 | 0.48866 | 0.60433 |  |  |  |  | 110 | 0.11529
80081 | GWINDT21A | 3 | South | YES | 0.15367 | 8.6 | 0 | 43 | 0 | 1.025 | Wind | 1 | 0.28782 | 0 | 43 | 6.6077 | 43 |  |  | 0.28782 | 12.3761 | 0.49012 | 0.60586 |  |  |  |  | 111 | 0.11545
80081 | GWINDT21A | 2 | South | YES | 0.15367 | 7.2 | 0 | 36 | 0 | 1.025 | Wind | 1 | 0.28782 | 0 | 36 | 5.532 | 36 |  |  | 0.28782 | 10.3614 | 0.49133 | 0.60714 |  |  |  |  | 112 | 0.11549
80180 | PNSCALT11A | 2 | South | YES | 0.15367 | 10 | 0 | 50 | 0 | 1.025 | Wind | 1 | 0.28782 | 0 | 50 | 7.6833 | 50 |  |  | 0.28782 | 14.3908 | 0.49302 | 0.60892 |  |  |  |  | 113 | 0.11566
80180 | PNSCALT11A | 1 | South | YES | 0.15367 | 43.8 | 0 | 148 | 0 | 1.025 | Wind | 1 | 0.28782 | 0 | 148 | 22.7427 | 148 |  |  | 0.28782 | 42.5968 | 0.49803 | 0.61419 |  |  |  |  | 114 | 0.11574
80181 | PNSCALT21A | 2 | South | YES | 0.15367 | 10 | 0 | 50 | 0 | 1.025 | Wind | 1 | 0.28782 | 0 | 50 | 7.6833 | 50 |  |  | 0.28782 | 14.3908 | 0.49972 | 0.61597 |  |  |  |  | 115 | 0.11581
80181 | PNSCALT21A | 1 | South | YES | 0.15367 | 16.5 | 0 | 55 | 0 | 1.025 | Wind | 1 | 0.28782 | 0 | 55 | 8.4517 | 55 |  |  | 0.28782 | 15.8299 | 0.50158 | 0.61793 |  |  |  |  | 116 | 0.1159
5932 | SI_RAY9 | 9 | South | YES | 0.15363 | 32 | 32 | 38 | 0 | 1.035 | CC | 1 | 0.28778 | 38 | 38 | 5.8378 | 38 |  |  | 0.28778 | 10.9355 | 0.50286 | 0.61928 |  |  |  |  | 117 | 0.11616
5933 | SI_RAY6 | 6 | South | YES | 0.15363 | 15.4 | 10 | 19.3 | 0 | 1.035 | GST | 1 | 0.28778 | 19.3 | 19.3 | 2.965 | 19.3 |  |  | 0.28778 | 5.5541 | 0.50351 | 0.61997 |  |  |  |  | 118 | 0.11626
5935 | SI_RAY10 | 10 | South | YES | 0.15363 | 47 | 10 | 47 | 0 | 1.03 | CC | 1 | 0.28778 | 47 | 47 | 7.2205 | 47 |  |  | 0.28778 | 13.5255 | 0.5051 | 0.62165 |  |  |  |  | 119 | 0.11635
80003 | MILHWYS | F | South | YES | 0.15363 | 0 | 0 | 0 | 0 | 1.0168 | AVR | 1 | 0.28778 | 0 | 0 | 0 | 0 |  |  | 0.28778 | 0 | 0.5051 | 0.62165 |  |  |  |  | 120 | 0.11642
8936 | MVGN#1 | 1 | South | YES | 0.15357 | 216.6 | 0 | 216.6 | 0 | 1.0304 | CC | 1 | 0.28772 | 216.6 | 216.6 | 33.2635 | 216.6 |  |  | 0.28772 | 62.3202 | 0.51243 | 0.62936 |  |  |  |  | 121 | 0.11646
8937 | MVGN#2 | 2 | South | YES | 0.15357 | 216.7 | 0 | 216.7 | 0 | 1.0304 | CC | 1 | 0.28772 | 216.7 | 216.7 | 33.2788 | 216.7 |  |  | 0.28772 | 62.3489 | 0.51975 | 0.63707 |  |  |  |  | 122 | 0.11654
8938 | MVGN#3 | 3 | South | YES | 0.15357 | 250.9 | 0 | 250.9 | 0 | 1.0304 | CC | 1 | 0.28772 | 250.9 | 250.9 | 38.531 | 250.9 |  |  | 0.28772 | 72.189 | 0.52823 | 0.646 |  |  |  |  | 123 | 0.11654
8981 | HECN1 | 1 | South | YES | 0.15357 | 144.8 | 0 | 144.8 | 0 | 1.0304 | CC | 1 | 0.28772 | 144.8 | 144.8 | 22.2371 | 144.8 |  |  | 0.28772 | 41.6619 | 0.53313 | 0.65116 |  |  |  |  | 124 | 0.11693
8982 | HECN2 | 2 | South | YES | 0.15357 | 144.1 | 0 | 144.1 | 0 | 1.0304 | CC | 1 | 0.28772 | 144.1 | 144.1 | 22.1296 | 144.1 |  |  | 0.28772 | 41.4605 | 0.538 | 0.65629 |  |  |  |  | 125 | 0.11732
8983 | HECN3 | 3 | South | YES | 0.15357 | 171.9 | 0 | 171.9 | 0 | 1.0304 | CC | 1 | 0.28772 | 171.9 | 171.9 | 26.3989 | 171.9 |  |  | 0.28772 | 49.4591 | 0.54381 | 0.66241 |  |  |  |  | 126 | 0.11777
8517 | CELANEBI0A | 1 | South | YES | 0.1535 | 29 | 0 | 29 | 0 | 1.02 | Cogen | 1 | 0.28765 | 0 | 0 | 0 | 0 |  |  | 0.28765 | 0 | 0.54381 | 0.66241 |  |  |  |  | 127 | 0.11803
8933 | FGNTS001 | 1 | South | YES | 0.15341 | 146.5 | 0 | 146.5 | 0 | 1.03 | CC | 1 | 0.28756 | 146.5 | 146.5 | 22.474 | 146.5 |  |  | 0.28756 | 42.1268 | 0.54876 | 0.66762 |  |  |  |  | 128 | 0.11829
8934 | FGNTS101 | 2 | South | YES | 0.15341 | 147.9 | 0 | 147.9 | 0 | 1.03 | CC | 1 | 0.28756 | 147.9 | 147.9 | 22.6887 | 147.9 |  |  | 0.28756 | 42.5294 | 0.55376 | 0.67288 |  |  |  |  | 129 | 0.1186
8935 | FGNTS201 | 3 | South | YES | 0.15341 | 173 | 0 | 173 | 0 | 1.03 | CC | 1 | 0.28756 | 173 | 173 | 26.5392 | 173 |  |  | 0.28756 | 49.747 | 0.55961 | 0.67904 |  |  |  |  | 130 | 0.1186
8511 | OXY_CC0A | 1 | South | YES | 0.15298 | 30.3 | 0 | 38 | 0 | 1.027 | Cogen | 1 | 0.28713 | 0 | 0 | 0 | 0 |  |  | 0.28713 | 0 | 0.55961 | 0.67904 |  |  |  |  | 131 | 0.11886
8461 | KOCH_UP0A | 1 | South | YES | 0.15297 | 38 | 0 | 38 | 0 | 1.012 | Cogen | 1 | 0.28712 | 0 | 0 | 0 | 0 |  |  | 0.28712 | 0 | 0.55961 | 0.67904 |  |  |  |  | 132 | 0.11912
8506 | VAL #1 | 1 | South | YES | 0.15284 | 20.9 | 0 | 25 | 0 | 1.0055 | Cogen | 1 | 0.28699 | 0 | 0 | 0 | 0 |  |  | 0.28699 | 0 | 0.55961 | 0.67904 |  |  |  |  | 133 | 0.11943
8507 | VAL #2 | 2 | South | YES | 0.15284 | 20.9 | 0 | 25 | 0 | 1.0055 | Cogen | 1 | 0.28699 | 0 | 0 | 0 | 0 |  |  | 0.28699 | 0 | 0.55961 | 0.67904 |  |  |  |  | 134 | 0.11943
8459 | B_DAVIS0B | MB | South | YES | 0.15278 | 0 | 50 | 339 |  | 1.03 | GSC | 1 | 0.28693 | 0 | 0 | 0 | 0 |  |  | 0.28693 | 0 | 0.55961 | 0.67904 |  |  |  |  | 135 | 0.11943
8460 | B_DAVIS0A | MB | South | YES | 0.15278 | 0 | 50 | 340 |  | 1.03 | GSC | 1 | 0.28693 | 0 | 0 | 0 | 0 |  |  | 0.28693 | 0 | 0.55961 | 0.67904 |  |  |  |  | 136 | 0.11943
80263 | B_DAVIS31A | 3 | South | YES | 0.15278 | 0 | 0 | 180 |  | 1.0366 | CC | 1 | 0.28693 | 180 | 180 | 27.5 | 180 |  |  | 0.28693 | 51.6469 | 0.5657 | 0.68543 |  |  |  |  | 137 | 0.11943
80264 | B_DAVIS41A | 4 | South | YES | 0.15278 | 0 | 0 | 180 |  | 1.0366 | CC | 1 | 0.28693 | 180 | 180 | 27.5 | 180 |  |  | 0.28693 | 51.6469 | 0.57178 | 0.69182 |  |  |  |  | 138 | 0.11943
8456 | COSW#1 | 1 | South | YES | 0.1526 | 20 | 0 | 20 | 0 | 1.027 | Cogen | 1 | 0.28675 | 0 | 0 | 0 | 0 |  |  | 0.28675 | 0 | 0.57178 | 0.69182 |  |  |  |  | 139 | 0.11943
8457 | COSW#2 | 2 | South | YES | 0.1526 | 14 | 0 | 14 | 0 | 1.027 | Cogen | 1 | 0.28675 | 0 | 0 | 0 | 0 |  |  | 0.28675 | 0 | 0.57178 | 0.69182 |  |  |  |  | 140 | 0.11973
8560 | CNOPGT1 | 1 | South | YES | 0.15252 | 148.3 | 0 | 148.3 | 0 | 1.03 | Cogen | 1 | 0.28667 | 0 | 0 | 0 | 0 |  |  | 0.28667 | 0 | 0.57178 | 0.69182 |  |  |  |  | 141 | 0.12004
8561 | CNOPGT2 | 2 | South | YES | 0.15252 | 148.6 | 0 | 148.6 | 0 | 1.03 | Cogen | 1 | 0.28667 | 0 | 0 | 0 | 0 |  |  | 0.28667 | 0 | 0.57178 | 0.69182 |  |  |  |  | 142 | 0.12004
8562 | CNOPST1 | 3 | South | YES | 0.15252 | 153 | 0 | 153 | 0 | 1.03 | Cogen | 1 | 0.28667 | 0 | 0 | 0 | 0 |  |  | 0.28667 | 0 | 0.57178 | 0.69182 |  |  |  |  | 143 | 0.12004
8442 | NBEC7 | 7 | South | YES | 0.15251 | 0 | 81 | 367 |  | 1.0298 | GST | 1 | 0.28666 | 367 | 367 | 55.9701 | 367 |  |  | 0.28666 | 105.2028 | 0.58419 | 0.70484 |  |  |  |  | 144 | 0.12004
8442 | NBEC7 | MB | South | YES | 0.15251 | 0 | 81 | 367 |  | 1.0298 | GST | 1 | 0.28666 | 0 | 0 | 0 | 0 |  |  | 0.28666 | 0 | 0.58419 | 0.70484 |  |  |  |  | 145 | 0.12004
88508 | FALFURRI | F | South | YES | 0.15244 | 0 | 0 | 0 | 0 | 1 | AVR | 1 | 0.28659 | 0 | 0 | 0 | 0 |  |  | 0.28659 | 0 | 0.58419 | 0.70484 |  |  |  |  | 146 | 0.12004
5728 | FALCONHYDRO2 | 2 | South | YES | 0.15243 | 12 | 0 | 12 | 0 | 1.0234 | Hydro | 1 | 0.28658 | 0 | 0 | 0 | 0 |  |  | 0.28658 | 0 | 0.58419 | 0.70484 |  |  |  |  | 147 | 0.12065
5729 | FALCONHYDRO3 | 3 | South | YES | 0.15243 | 11 | 0 | 11 | 0 | 1.0234 | Hydro | 1 | 0.28658 | 0 | 0 | 0 | 0 |  |  | 0.28658 | 0 | 0.58419 | 0.70484 |  |  |  |  | 148 | 0.12065
8048 | FALCONHYDRO1 | 1 | South | YES | 0.15243 | 12 | 0 | 12 | 0 | 1.0234 | Hydro | 1 | 0.28658 | 0 | 0 | 0 | 0 |  |  | 0.28658 | 0 | 0.58419 | 0.70484 |  |  |  |  | 149 | 0.12065
8173 | VICEC51A | 5 | South | YES | 0.15227 | 144 | 18 | 144 | 0 | 1.025 | CC | 1 | 0.28641 | 144 | 144 | 21.9262 | 144 |  |  | 0.28641 | 41.2436 | 0.58906 | 0.70994 |  |  |  |  | 150 | 0.12065
8174 | VICEC61A | 6 | South | YES | 0.15227 | 188 | 42 | 188 | 0 | 1.025 | CC | 1 | 0.28641 | 188 | 188 | 28.6258 | 188 |  |  | 0.28641 | 53.8458 | 0.59541 | 0.7166 |  |  |  |  | 151 | 0.12065
88299 | ZAPATA | F | South | YES | 0.1515 | 0 | 0 | 0 | 0 | 1.02 | BLT | 1 | 0.28565 | 0 | 0 | 0 | 0 |  |  | 0.28565 | 0 | 0.59541 | 0.7166 |  |  |  |  | 152 | 0.12065
8926 | LGE_GT10A | 1 | South | YES | 0.15121 | 158 | 0 | 158 | 0 | 1.03 | Cogen | 1 | 0.28535 | 0 | 0 | 0 | 0 |  |  | 0.28535 | 0 | 0.59541 | 0.7166 |  |  |  |  | 153 | 0.12088
8927 | LGE_GT20A | 2 | South | YES | 0.15121 | 153 | 0 | 153 | 0 | 1.03 | Cogen | 1 | 0.28535 | 0 | 0 | 0 | 0 |  |  | 0.28535 | 0 | 0.59541 | 0.7166 |  |  |  |  | 154 | 0.12119
8928 | LGE_STG0A | 3 | South | YES | 0.15121 | 100 | 0 | 100 | 0 | 1.03 | Cogen | 1 | 0.28535 | 0 | 0 | 0 | 0 |  |  | 0.28535 | 0 | 0.59541 | 0.7166 |  |  |  |  | 155 | 0.12119
8930 | ICPGN10A | 1 | South | YES | 0.15121 | 149 | 0 | 149 | 0 | 1.03 | Cogen | 1 | 0.28535 | 0 | 0 | 0 | 0 |  |  | 0.28535 | 0 | 0.59541 | 0.7166 |  |  |  |  | 156 | 0.12119
8931 | ICPGN20A | 2 | South | YES | 0.15121 | 150 | 0 | 150 | 0 | 1.03 | Cogen | 1 | 0.28535 | 0 | 0 | 0 | 0 |  |  | 0.28535 | 0 | 0.59541 | 0.7166 |  |  |  |  | 157 | 0.12119
8932 | ICPGN30A | 3 | South | YES | 0.15121 | 127 | 0 | 127 | 0 | 1.03 | Cogen | 1 | 0.28535 | 0 | 0 | 0 | 0 |  |  | 0.28535 | 0 | 0.59541 | 0.7166 |  |  |  |  | 158 | 0.12119
80223 | REYSHR G | 1 | South | YES | 0.15121 | 12 | 0 | 12 | 0 | 1.032 | Cogen | 1 | 0.28535 | 0 | 0 | 0 | 0 |  |  | 0.28535 | 0 | 0.59541 | 0.7166 |  |  |  |  | 159 | 0.12119
7028 | L_MARBFA1_1Y | 1 | South | YES | 0.1509 | 0 | 0 | 18 |  | 1 | Hydro | 1 | 0.28505 | 0 | 0 | 0 | 0 |  |  | 0.28505 | 0 | 0.59541 | 0.7166 |  |  |  |  | 160 | 0.12119
7029 | L_MARBFA1_2Y | 2 | South | YES | 0.1509 | 0 | 0 | 18 |  | 1 | Hydro | 1 | 0.28505 | 0 | 0 | 0 | 0 |  |  | 0.28505 | 0 | 0.59541 | 0.7166 |  |  |  |  | 161 | 0.12119
8066 | DUP1V#1 | 1 | South | YES | 0.15074 | 52.3 | 0 | 73 | 0 | 1.01 | Cogen | 1 | 0.28489 | 0 | 0 | 0 | 0 |  |  | 0.28489 | 0 | 0.59541 | 0.7166 |  |  |  |  | 162 | 0.12119
5508 | RAYBURNCC9 | 1 | South | YES | 0.15068 | 47.7 | 18.2 | 47.7 | 0 | 1.0296 | CC | 1 | 0.28482 | 47.7 | 47.7 | 7.1872 | 47.7 |  |  | 0.28482 | 13.5861 | 0.59703 | 0.71828 |  |  |  |  | 163 | 0.12119
5509 | RAYBURNCC10 | 1 | South | YES | 0.15068 | 37.3 | 5.2 | 37.3 | 0 | 1.0296 | CC | 1 | 0.28482 | 37.3 | 37.3 | 5.6202 | 37.3 |  |  | 0.28482 | 10.6239 | 0.59829 | 0.7196 |  |  |  |  | 164 | 0.12119
5511 | RAYBURNCC7 | 1 | South | YES | 0.15068 | 47.5 | 18.2 | 47.5 | 0 | 1.0296 | CC | 1 | 0.28482 | 47.5 | 47.5 | 7.1571 | 47.5 |  |  | 0.28482 | 13.5291 | 0.59989 | 0.72127 |  |  |  |  | 165 | 0.12119
5512 | RAYBURNCC8 | 1 | South | YES | 0.15068 | 49.3 | 18.2 | 49.3 | 0 | 1.0296 | CC | 1 | 0.28482 | 49.3 | 49.3 | 7.4283 | 49.3 |  |  | 0.28482 | 14.0418 | 0.60156 | 0.72301 |  |  |  |  | 166 | 0.12126
80012 | LAR | F | South | YES | 0.15013 | 0 | 0 | 0 | 0 | 1.04 | DCTie | 1 | 0.28428 | 0 | 0 | 0 | 0 |  |  | 0.28428 | 0 | 0.60156 | 0.72301 |  |  |  |  | 167 | 0.12131
80265 | LARECU40A | 4 | South | YES | 0.15013 | 80 | 0 | 100 |  | 1.039 | GGT | 1 | 0.28428 | 100 | 100 | 15.0127 | 100 |  |  | 0.28428 | 28.4276 | 0.60494 | 0.72653 |  |  |  |  | 168 | 0.12138
80266 | LARECU50A | 5 | South | YES | 0.15013 | 80 | 0 | 100 |  | 1.039 | GGT | 1 | 0.28428 | 100 | 100 | 15.0127 | 100 |  |  | 0.28428 | 28.4276 | 0.60832 | 0.73004 |  |  |  |  | 169 | 0.12145
5503 | RAYBURNGEN3 | 1 | South | YES | 0.14943 | 17.6 | 6 | 22 | 0 | 1.0224 | GST | 1 | 0.28358 | 22 | 22 | 3.2874 | 22 |  |  | 0.28358 | 6.2387 | 0.60906 | 0.73082 |  |  |  |  | 170 | 0.12145
5505 | RAYBURNGEN1 | 1 | South | YES | 0.14943 | 0 | 1 | 11 |  | 1.0223 | GGT | 1 | 0.28358 | 11 | 11 | 1.6437 | 11 |  |  | 0.28358 | 3.1193 | 0.60944 | 0.7312 |  |  |  |  | 171 | 0.12159
5506 | RAYBURNGEN2 | 1 | South | YES | 0.14943 | 0 | 1 | 11 |  | 1.0223 | GGT | 1 | 0.28358 | 11 | 11 | 1.6437 | 11 |  |  | 0.28358 | 3.1193 | 0.60981 | 0.73159 |  |  |  |  | 172 | 0.12172
80224 | VISTRONG1 | 1 | South | YES | 0.14806 | 13.1 | 0 | 15 | 0 | 1.01 | Cogen | 1 | 0.28221 | 0 | 0 | 0 | 0 |  |  | 0.28221 | 0 | 0.60981 | 0.73159 |  |  |  |  | 173 | 0.12175
80225 | VISTRONG2 | 2 | South | YES | 0.14806 | 20.2 | 0 | 23 | 0 | 1.01 | Cogen | 1 | 0.28221 | 0 | 0 | 0 | 0 |  |  | 0.28221 | 0 | 0.60981 | 0.73159 |  |  |  |  | 174 | 0.12177
80227 | AIRCO G | 1 | South | YES | 0.14707 | 7.2 | 0 | 8 | 0 | 1.0104 | Cogen | 1 | 0.28122 | 0 | 0 | 0 | 0 |  |  | 0.28122 | 0 | 0.60981 | 0.73159 |  |  |  |  | 175 | 0.12178
8147 | UCAR #2 | 10 | South | YES | 0.14656 | 18.2 | 0 | 28 |  | 1 | Cogen | 1 | 0.28071 | 0 | 0 | 0 | 0 |  |  | 0.28071 | 0 | 0.60981 | 0.73159 |  |  |  |  | 176 | 0.12178
8148 | UCAR #1 | 2 | South | YES | 0.14656 | 6.1 | 0 | 7 | 0 | 1.009 | Cogen | 1 | 0.28071 | 0 | 0 | 0 | 0 |  |  | 0.28071 | 0 | 0.60981 | 0.73159 |  |  |  |  | 177 | 0.12178
80137 | CSDR89 | 9 | South | YES | 0.14656 | 15 | 0 | 15 | 0 | 1.003 | DCTie | 1 | 0.28071 | 0 | 0 | 0 | 0 |  |  | 0.28071 | 0 | 0.60981 | 0.73159 |  |  |  |  | 178 | 0.12178
80137 | CSDR89 | 8 | South | YES | 0.14656 | 33.9 | 0 | 39 | 0 | 1.003 | DCTie | 1 | 0.28071 | 0 | 0 | 0 | 0 |  |  | 0.28071 | 0 | 0.60981 | 0.73159 |  |  |  |  | 179 | 0.12178
80138 | CSDR7 | 7 | South | YES | 0.14656 | 6.1 | 0 | 7 | 0 | 1.014 | DCTie | 1 | 0.28071 | 0 | 0 | 0 | 0 |  |  | 0.28071 | 0 | 0.60981 | 0.73159 |  |  |  |  | 180 | 0.12178
80139 | CSDR56 | 6 | South | YES | 0.14656 | 0 | 0 | 39 |  | 1.0033 | DCTie | 1 | 0.28071 | 0 | 0 | 0 | 0 |  |  | 0.28071 | 0 | 0.60981 | 0.73159 |  |  |  |  | 181 | 0.12178
80139 | CSDR56 | 5 | South | YES | 0.14656 | 15 | 0 | 15 |  | 1.0033 | DCTie | 1 | 0.28071 | 0 | 0 | 0 | 0 |  |  | 0.28071 | 0 | 0.60981 | 0.73159 |  |  |  |  | 182 | 0.12178
80140 | CSDR11 | 11 | South | YES | 0.14656 | 33.9 | 0 | 39 | 0 | 1.03 | DCTie | 1 | 0.28071 | 0 | 0 | 0 | 0 |  |  | 0.28071 | 0 | 0.60981 | 0.73159 |  |  |  |  | 183 | 0.12178
80226 | ALCOA G | 1 | South | YES | 0.14295 | 32.3 | 5 | 48 | 0 | 1.015 | Cogen | 1 | 0.2771 | 0 | 0 | 0 | 0 |  |  | 0.2771 | 0 | 0.60981 | 0.73159 |  |  |  |  | 184 | 0.12178
8134 | FOR #1 | 1 | South | YES | 0.14184 | 54.1 | 45 | 79 | 0 | 1 | Cogen | 1 | 0.27599 | 0 | 0 | 0 | 0 |  |  | 0.27599 | 0 | 0.60981 | 0.73159 |  |  |  |  | 185 | 0.12178
8138 | FOR #2 | 2 | South | YES | 0.14184 | 63.1 | 45 | 81 | 0 | 1 | Cogen | 1 | 0.27599 | 0 | 0 | 0 | 0 |  |  | 0.27599 | 0 | 0.60981 | 0.73159 |  |  |  |  | 186 | 0.12178
8153 | FOR #3 | 3 | South | YES | 0.14184 | 63.1 | 45 | 79.9 | 0 | 1 | Cogen | 1 | 0.27599 | 0 | 0 | 0 | 0 |  |  | 0.27599 | 0 | 0.60981 | 0.73159 |  |  |  |  | 187 | 0.12178
8154 | FOR #4 | 4 | South | YES | 0.14184 | 63.1 | 60 | 80 | 0 | 1 | Cogen | 1 | 0.27599 | 0 | 0 | 0 | 0 |  |  | 0.27599 | 0 | 0.60981 | 0.73159 |  |  |  |  | 188 | 0.12178
8155 | FOR #5 | 5 | South | YES | 0.14184 | 63.1 | 60 | 78.4 | 0 | 1 | Cogen | 1 | 0.27599 | 0 | 0 | 0 | 0 |  |  | 0.27599 | 0 | 0.60981 | 0.73159 |  |  |  |  | 189 | 0.12178
8156 | FOR #6 | 6 | South | YES | 0.14184 | 24.9 | 5 | 25 | 0 | 1 | Cogen | 1 | 0.27599 | 0 | 0 | 0 | 0 |  |  | 0.27599 | 0 | 0.60981 | 0.73159 |  |  |  |  | 190 | 0.12178
8157 | FOR #7 | 7 | South | YES | 0.14184 | 28.8 | 5 | 46 | 0 | 1 | Cogen | 1 | 0.27599 | 0 | 0 | 0 | 0 |  |  | 0.27599 | 0 | 0.60981 | 0.73159 |  |  |  |  | 191 | 0.12178
80051 | FOR #8 | 8 | South | YES | 0.14184 | 28 | 28 | 28 |  | 1 | Cogen | 1 | 0.27599 | 0 | 0 | 0 | 0 |  |  | 0.27599 | 0 | 0.60981 | 0.73159 |  |  |  |  | 192 | 0.12178
80052 | FOR #9 | 9 | South | YES | 0.14184 | 29.7 | 5 | 43.6 | 0 | 1 | Cogen | 1 | 0.27599 | 0 | 0 | 0 | 0 |  |  | 0.27599 | 0 | 0.60981 | 0.73159 |  |  |  |  | 193 | 0.12178
80053 | FOR #10 | 10 | South | YES | 0.14184 | 68.4 | 45 | 75 | 0 | 1 | Cogen | 1 | 0.27599 | 0 | 0 | 0 | 0 |  |  | 0.27599 | 0 | 0.60981 | 0.73159 |  |  |  |  | 194 | 0.12178
7035 | L_WIRTZ_1G1Y | 1 | South | YES | 0.1362 | 0 | 0 | 29 |  | 1 | Hydro | 1 | 0.27035 | 0 | 0 | 0 | 0 |  |  | 0.27035 | 0 | 0.60981 | 0.73159 |  |  |  |  | 195 | 0.12178
7036 | L_WIRTZ_1G2Y | 2 | South | YES | 0.1362 | 0 | 0 | 29.7 |  | 1 | Hydro | 1 | 0.27035 | 0 | 0 | 0 | 0 |  |  | 0.27035 | 0 | 0.60981 | 0.73159 |  |  |  |  | 196 | 0.12178
7000 | L_FERGUS1_1Y | 1 | South | YES | 0.13589 | 400 | 65 | 423.3 | 0 | 1.015 | GSC | 1 | 0.27004 | 423.3 | 423.3 | 57.5231 | 423.3 |  |  | 0.27004 | 114.3084 | 0.62412 | 0.74573 |  |  |  |  | 197 | 0.12178
7026 | L_INKSDA1_1Y | 1 | South | YES | 0.10909 | 0 | 0 | 13.7 |  | 1 | Hydro | 1 | 0.24324 | 0 | 0 | 0 | 0 |  |  | 0.24324 | 0 | 0.62412 | 0.74573 |  |  |  |  | 198 | 0.12178
7022 | L_BUCHAN1_1Y | 1 | South | YES | 0.10646 | 0 | 0 | 18 |  | 1 | Hydro | 1 | 0.24061 | 0 | 0 | 0 | 0 |  |  | 0.24061 | 0 | 0.62412 | 0.74573 |  |  |  |  | 199 | 0.12178
7023 | L_BUCHAN1_2Y | 2 | South | YES | 0.10646 | 0 | 0 | 18 |  | 1 | Hydro | 1 | 0.24061 | 0 | 0 | 0 | 0 |  |  | 0.24061 | 0 | 0.62412 | 0.74573 |  |  |  |  | 200 | 0.12161
7024 | L_BUCHAN1_3Y | 3 | South | YES | 0.10646 | 0 | 0 | 15 |  | 1 | Hydro | 1 | 0.24061 | 0 | 0 | 0 | 0 |  |  | 0.24061 | 0 | 0.62412 | 0.74573 |  |  |  |  | 201 | 0.12161
8262 | ELPS | 1 | South | YES | 0.10621 | 6 | 6 | 6 | 0 | 1.15 | Hydro | 1 | 0.24036 | 0 | 0 | 0 | 0 |  |  | 0.24036 | 0 | 0.62412 | 0.74573 |  |  |  |  | 202 | 0.12161
5911 | STP_GN1___1 | 1 | Houston | YES | 0.10213 | 1333 | 1249 | 1333 | 0 | 1.0406 | Nuc | 1 | 0.23628 | 0 | 0 |  |  |  |  | 0.23628 | 0 | 0.62412 | 0.74573 |  |  |  |  | 203 | 0.12161
5912 | STP_GN2___2 | 2 | Houston | YES | 0.10213 | 1332 | 1249 | 1332 | 0 | 1.0406 | Nuc | 1 | 0.23628 | 0 | 0 |  |  |  |  | 0.23628 | 0 | 0.62412 | 0.74573 |  |  |  |  | 204 | 0.12161
48731 | CBE_GT1 | 1 | Houston | YES | 0.10111 | 76 | 0 | 76 | 0 | 1.029 | CC | 1 | 0.23526 | 76 | 76 |  |  |  |  | 0.23526 | 17.8797 | 0.62669 | 0.74794 |  |  |  |  | 205 | 0.12161
48732 | CBE_GT2 | 1 | Houston | YES | 0.10111 | 76 | 0 | 76 | 0 | 1.029 | CC | 1 | 0.23526 | 76 | 76 |  |  |  |  | 0.23526 | 17.8797 | 0.62926 | 0.75016 |  |  |  |  | 206 | 0.12161
48733 | CBE_ST12 | 1 | Houston | YES | 0.10111 | 105 | 0 | 105 | 0 | 1.029 | CC | 1 | 0.23526 | 105 | 105 |  |  |  |  | 0.23526 | 24.7022 | 0.63281 | 0.75321 |  |  |  |  | 207 | 0.12161
48734 | CBE_GT3 | 1 | Houston | YES | 0.10111 | 76 | 0 | 76 | 0 | 1.029 | CC | 1 | 0.23526 | 76 | 76 |  |  |  |  | 0.23526 | 17.8797 | 0.63537 | 0.75542 |  |  |  |  | 208 | 0.12126
48735 | CBE_GT4 | 1 | Houston | YES | 0.10111 | 76 | 0 | 76 | 0 | 1.029 | CC | 1 | 0.23526 | 76 | 76 |  |  |  |  | 0.23526 | 17.8797 | 0.63794 | 0.75764 |  |  |  |  | 209 | 0.1209
48736 | CBE_ST34 | 1 | Houston | YES | 0.10111 | 105 | 0 | 105 | 0 | 1.029 | CC | 1 | 0.23526 | 105 | 105 |  |  |  |  | 0.23526 | 24.7022 | 0.64149 | 0.76069 |  |  |  |  | 210 | 0.12041
48911 | TGF_GT1_8000 | 1 | Houston | YES | 0.095841 | 69.2 | 0 | 69.2 |  | 1.029 | Cogen | 1 | 0.22999 | 0 | 0 |  |  |  |  | 0.22999 | 0 | 0.64149 | 0.76069 |  |  |  |  | 211 | 0.12005
8032 | AMISTADHYD1 | 1 | South | YES | 0.082775 | 33 | 13 | 33 | 0 | 1.03 | Hydro | 1 | 0.21692 | 0 | 0 | 0 | 0 |  |  | 0.21692 | 0 | 0.64149 | 0.76069 |  |  |  |  | 212 | 0.11969
8033 | AMISTADHYD2 | 2 | South | YES | 0.082775 | 25 | 13 | 25 | 0 | 1.03 | Hydro | 1 | 0.21692 | 0 | 0 | 0 | 0 |  |  | 0.21692 | 0 | 0.64149 | 0.76069 |  |  |  |  | 213 | 0.1192
88253 | HAMILTON | F | South | YES | 0.082775 | 0 | 0 | 0 | 0 | 1.04 | BLT | 1 | 0.21692 | 0 | 0 | 0 | 0 |  |  | 0.21692 | 0 | 0.64149 | 0.76069 |  |  |  |  | 214 | 0.1192
49851 | DOW17000 | 37 | Houston | YES | 0.080325 | 39 | 0 | 62 | 0 | 1 | Cogen | 1 | 0.21447 | 0 | 0 |  |  |  |  | 0.21447 | 0 | 0.64149 | 0.76069 |  |  |  |  | 215 | 0.1192
49858 | DOW38100 | 31 | Houston | YES | 0.080325 | 45 | 0 | 71.4 |  | 1 | Cogen | 1 | 0.21447 | 0 | 0 |  |  |  |  | 0.21447 | 0 | 0.64149 | 0.76069 |  |  |  |  | 216 | 0.1192
49859 | DOW38200 | 33 | Houston | YES | 0.080325 | 28 | 0 | 45 | 0 | 1 | Cogen | 1 | 0.21447 | 0 | 0 |  |  |  |  | 0.21447 | 0 | 0.64149 | 0.76069 |  |  |  |  | 217 | 0.1192
49860 | DOW38300 | 32 | Houston | YES | 0.080325 | 63 | 0 | 101 |  | 1 | Cogen | 1 | 0.21447 | 0 | 0 |  |  |  |  | 0.21447 | 0 | 0.64149 | 0.76069 |  |  |  |  | 218 | 0.1192
49862 | DOW39100 | 36 | Houston | YES | 0.080325 | 54 | 0 | 86 | 0 | 1 | Cogen | 1 | 0.21447 | 0 | 0 |  |  |  |  | 0.21447 | 0 | 0.64149 | 0.76069 |  |  |  |  | 219 | 0.1192
49863 | DOW39200 | 35 | Houston | YES | 0.080325 | 55 | 0 | 88 | 0 | 1 | Cogen | 1 | 0.21447 | 0 | 0 |  |  |  |  | 0.21447 | 0 | 0.64149 | 0.76069 |  |  |  |  | 220 | 0.1192
49865 | DOW41000 | 41 | Houston | YES | 0.080325 | 31 | 0 | 50 |  | 1 | Cogen | 1 | 0.21447 | 0 | 0 |  |  |  |  | 0.21447 | 0 | 0.64149 | 0.76069 |  |  |  |  | 221 | 0.1192
49866 | DOW42000 | 42 | Houston | YES | 0.080325 | 11 | 0 | 18 |  | 1 | Cogen | 1 | 0.21447 | 0 | 0 |  |  |  |  | 0.21447 | 0 | 0.64149 | 0.76069 |  |  |  |  | 222 | 0.1192
49869 | DOW49000 | 45 | Houston | YES | 0.080325 | 59 | 0 | 94 |  | 1 | Cogen | 1 | 0.21447 | 0 | 0 |  |  |  |  | 0.21447 | 0 | 0.64149 | 0.76069 |  |  |  |  | 223 | 0.1192
49870 | DOW61000 | 61 | Houston | YES | 0.080325 | 44 | 0 | 70 | 0 | 1 | Cogen | 1 | 0.21447 | 0 | 0 |  |  |  |  | 0.21447 | 0 | 0.64149 | 0.76069 |  |  |  |  | 224 | 0.1192
49871 | DOW62000 | 62 | Houston | YES | 0.080325 | 40 | 0 | 63 | 0 | 1 | Cogen | 1 | 0.21447 | 0 | 0 |  |  |  |  | 0.21447 | 0 | 0.64149 | 0.76069 |  |  |  |  | 225 | 0.1192
49872 | DOW63000 | 63 | Houston | YES | 0.080325 | 45 | 0 | 72 | 0 | 1 | Cogen | 1 | 0.21447 | 0 | 0 |  |  |  |  | 0.21447 | 0 | 0.64149 | 0.76069 |  |  |  |  | 226 | 0.1192
49873 | DOW64000 | 64 | Houston | YES | 0.080325 | 41 | 0 | 64.8 | 0 | 1 | Cogen | 1 | 0.21447 | 0 | 0 |  |  |  |  | 0.21447 | 0 | 0.64149 | 0.76069 |  |  |  |  | 227 | 0.1192
49876 | DOW65000 | 65 | Houston | YES | 0.080325 | 63 | 0 | 101 | 0 | 1 | Cogen | 1 | 0.21447 | 0 | 0 |  |  |  |  | 0.21447 | 0 | 0.64149 | 0.76069 |  |  |  |  | 228 | 0.1192
49877 | DOW66000 | 66 | Houston | YES | 0.080325 | 61 | 0 | 97 | 0 | 1 | Cogen | 1 | 0.21447 | 0 | 0 |  |  |  |  | 0.21447 | 0 | 0.64149 | 0.76069 |  |  |  |  | 229 | 0.1192
49878 | DOW67000 | 67 | Houston | YES | 0.080325 | 65 | 0 | 103 | 0 | 1 | Cogen | 1 | 0.21447 | 0 | 0 |  |  |  |  | 0.21447 | 0 | 0.64149 | 0.76069 |  |  |  |  | 230 | 0.1192
49882 | DOW81000 | 81 | Houston | YES | 0.080325 | 47 | 0 | 76 | 0 | 1 | Cogen | 1 | 0.21447 | 0 | 0 |  |  |  |  | 0.21447 | 0 | 0.64149 | 0.76069 |  |  |  |  | 231 | 0.1192
49884 | DOW82000 | 82 | Houston | YES | 0.080325 | 51 | 0 | 80 | 0 | 1 | Cogen | 1 | 0.21447 | 0 | 0 |  |  |  |  | 0.21447 | 0 | 0.64149 | 0.76069 |  |  |  |  | 232 | 0.1192
49885 | DOW83000 | 83 | Houston | YES | 0.080325 | 51 | 0 | 80 | 0 | 1 | Cogen | 1 | 0.21447 | 0 | 0 |  |  |  |  | 0.21447 | 0 | 0.64149 | 0.76069 |  |  |  |  | 233 | 0.1192
49886 | DOW84000 | 84 | Houston | YES | 0.080325 | 107 | 0 | 171 | 0 | 0.98 | Cogen | 1 | 0.21447 | 0 | 0 |  |  |  |  | 0.21447 | 0 | 0.64149 | 0.76069 |  |  |  |  | 234 | 0.1192
48520 | BSF_GT1_8070 | 1 | Houston | YES | 0.076271 | 72 | 0 | 72 | 0 | 1.0326 | Cogen | 1 | 0.21042 | 0 | 0 |  |  |  |  | 0.21042 | 0 | 0.64149 | 0.76069 |  |  |  |  | 235 | 0.1192
48520 | BSF_GT1_8070 | 2 | Houston | YES | 0.076271 | 10 | 0 | 10 | 0 | 1.0326 | Cogen | 1 | 0.21042 | 0 | 0 |  |  |  |  | 0.21042 | 0 | 0.64149 | 0.76069 |  |  |  |  | 236 | 0.1192
39760 | TNSCLP1___8 | 1 | Houston | YES | 0.073063 | 93.4 | 20 | 116.8 | 0 | 1.04 | Cogen | 1 | 0.20721 | 0 | 0 |  |  |  |  | 0.20721 | 0 | 0.64149 | 0.76069 |  |  |  |  | 237 | 0.1192
39770 | TNSCLP2___8 | 1 | Houston | YES | 0.073063 | 91.6 | 20 | 114.5 | 0 | 1.04 | Cogen | 1 | 0.20721 | 0 | 0 |  |  |  |  | 0.20721 | 0 | 0.64149 | 0.76069 |  |  |  |  | 238 | 0.1192
39775 | TNSCLP4___8 | 1 | Houston | YES | 0.073063 | 95.2 | 20 | 119 | 0 | 1.04 | Cogen | 1 | 0.20721 | 0 | 0 |  |  |  |  | 0.20721 | 0 | 0.64149 | 0.76069 |  |  |  |  | 239 | 0.1192
39790 | TNSCLP3___8 | 1 | Houston | YES | 0.073063 | 87.6 | 20 | 109.5 | 0 | 1.027 | Cogen | 1 | 0.20721 | 0 | 0 |  |  |  |  | 0.20721 | 0 | 0.64149 | 0.76069 |  |  |  |  | 240 | 0.1192
48926 | WAP_GN6_6 | 6 | Houston | YES | 0.061713 | 651 | 280 | 651 |  | 1.035 | LIGCO | 1 | 0.19586 | 0 | 651 |  |  |  |  | 0.19586 | 127.5062 | 0.6635 | 0.77647 |  |  |  |  | 241 | 0.1192
48927 | WAP_GN7_7 | 7 | Houston | YES | 0.061713 | 564 | 277 | 564 |  | 1.035 | LIGCO | 1 | 0.19586 | 0 | 564 |  |  |  |  | 0.19586 | 110.4662 | 0.68257 | 0.79014 |  |  |  |  | 242 | 0.1192
48928 | WAP_GN8_8 | 8 | Houston | YES | 0.061713 | 603 | 275 | 603 |  | 1.035 | LIGCO | 1 | 0.19586 | 0 | 603 |  |  |  |  | 0.19586 | 118.1048 | 0.70295 | 0.80475 |  |  |  |  | 243 | 0.1192
48730 | MNS_GT | 1 | Houston | YES | 0.061673 | 43 | 0 | 46.1 |  | 1.029 | Cogen | 1 | 0.19582 | 0 | 0 |  |  |  |  | 0.19582 | 0 | 0.70295 | 0.80475 |  |  |  |  | 244 | 0.11297
48521 | BVE_GT1_GT1 | 1 | Houston | YES | 0.061617 | 167.7 | 0 | 167.7 |  | 1.035 | CC | 1 | 0.19577 | 167.7 | 167.7 |  |  |  |  | 0.19577 | 32.83 | 0.70862 | 0.80881 |  |  |  |  | 245 | 0.10757
48522 | BVE_GT2_5035 | 2 | Houston | YES | 0.061617 | 166.4 | 0 | 166.4 |  | 1.035 | CC | 1 | 0.19577 | 166.4 | 166.4 |  |  |  |  | 0.19577 | 32.5755 | 0.71425 | 0.81284 |  |  |  |  | 246 | 0.1018
48523 | BVE_ST1_GN1 | 3 | Houston | YES | 0.061617 | 252.4 | 0 | 252.4 |  | 1.035 | CC | 1 | 0.19577 | 252.4 | 252.4 |  |  |  |  | 0.19577 | 49.4114 | 0.72278 | 0.81896 |  |  |  |  | 247 | 0.1018
48510 | AK_GT1__8040 | 1 | Houston | YES | 0.059954 | 33.4 | 8.1 | 34 |  | 1.029 | Cogen | 1 | 0.1941 | 0 | 0 |  |  |  |  | 0.1941 | 0 | 0.72278 | 0.81896 |  |  |  |  | 248 | 0.10019
48921 | WAP_GN1_1 | 1 | Houston | YES | 0.059771 | 132.8 | 37 | 166 | 0 | 1.0362 | GST | 1 | 0.19392 | 166 | 166 |  |  |  |  | 0.19392 | 32.1907 | 0.72839 | 0.82294 |  |  |  |  | 249 | 0.098597
48922 | WAP_GN2_2 | 2 | Houston | YES | 0.059771 | 132.8 | 37 | 166 | 0 | 1.0362 | GST | 1 | 0.19392 | 166 | 166 |  |  |  |  | 0.19392 | 32.1907 | 0.734 | 0.82692 |  |  |  |  | 250 | 0.096178
48923 | WAP_GN3_3 | 3 | Houston | YES | 0.059771 | 198.4 | 93 | 248 | 0 | 1.0362 | GST | 1 | 0.19392 | 248 | 248 |  |  |  |  | 0.19392 | 48.0922 | 0.74239 | 0.83288 |  |  |  |  | 251 | 0.096178
48924 | WAP_GN4_4 | 4 | Houston | YES | 0.059771 | 546 | 217 | 546 | 0 | 1.0362 | GSC | 1 | 0.19392 | 546 | 546 |  |  |  |  | 0.19392 | 105.8804 | 0.76085 | 0.84598 |  |  |  |  | 252 | 0.094549
48925 | WAP_GN5_5 | 5 | Houston | YES | 0.059771 | 579.3 | 278 | 654 | 0 | 0.985 | LIGCO | 1 | 0.19392 | 0 | 654 |  |  |  |  | 0.19392 | 126.8237 | 0.78295 | 0.86167 |  |  |  |  | 253 | 0.092921
48929 | WAPGT21_GT1 | B1 | Houston | YES | 0.059771 | 0 | 0 | 13 |  | 1.05 | GGT | 1 | 0.19392 | 13 | 13 |  |  |  |  | 0.19392 | 2.521 | 0.78339 | 0.86198 |  |  |  |  | 254 | 0.090487
38580 | TNBP_CGN1_8 | 1 | Houston | YES | 0.052318 | 70.8 | 0 | 70.8 | 0 | 1.005 | Cogen | 1 | 0.18647 | 0 | 0 |  |  |  |  | 0.18647 | 0 | 0.78339 | 0.86198 |  |  |  |  | 255 | 0.08513
38590 | TNBP_CGN2_8 | 2 | Houston | YES | 0.052318 | 66.7 | 0 | 66.7 | 0 | 1.005 | Cogen | 1 | 0.18647 | 0 | 0 |  |  |  |  | 0.18647 | 0 | 0.78339 | 0.86198 |  |  |  |  | 256 | 0.078713
38600 | TNBP_CGN3_8 | 5 | Houston | YES | 0.052318 | 53 | 0 | 53 | 0 | 1.005 | Cogen | 1 | 0.18647 | 0 | 0 |  |  |  |  | 0.18647 | 0 | 0.78339 | 0.86198 |  |  |  |  | 257 | 0.078586
38611 | TNBPAMCG1_8 | 1 | Houston | YES | 0.052318 | 153.2 | 0 | 153.2 | 0 | 1.005 | Cogen | 1 | 0.18647 | 0 | 0 |  |  |  |  | 0.18647 | 0 | 0.78339 | 0.86198 |  |  |  |  | 258 | 0.078586
38612 | TNBPAMCG2_8 | 2 | Houston | YES | 0.052318 | 153.5 | 0 | 153.5 | 0 | 1.005 | Cogen | 1 | 0.18647 | 0 | 0 |  |  |  |  | 0.18647 | 0 | 0.78339 | 0.86198 |  |  |  |  | 259 | 0.078586
38613 | TNBPAMCG3_8 | 3 | Houston | YES | 0.052318 | 152.3 | 0 | 152.3 | 0 | 1.005 | Cogen | 1 | 0.18647 | 0 | 0 |  |  |  |  | 0.18647 | 0 | 0.78339 | 0.86198 |  |  |  |  | 260 | 0.078586
38614 | TNBPAMCG4_8 | 4 | Houston | YES | 0.052318 | 96 | 0 | 96 |  | 1.005 | Cogen | 1 | 0.18647 | 0 | 0 |  |  |  |  | 0.18647 | 0 | 0.78339 | 0.86198 |  |  |  |  | 261 | 0.078586
38615 | TNBPAMCG5_8 | 1 | Houston | YES | 0.052318 | 244 | 0 | 244 | 0 | 1.005 | Cogen | 1 | 0.18647 | 0 | 0 |  |  |  |  | 0.18647 | 0 | 0.78339 | 0.86198 |  |  |  |  | 262 | 0.078586
38690 | TNBP_CGN4_8 | 3 | Houston | YES | 0.052318 | 40 | 0 | 40 |  | 1.005 | Cogen | 1 | 0.18647 | 0 | 0 |  |  |  |  | 0.18647 | 0 | 0.78339 | 0.86198 |  |  |  |  | 263 | 0.078586
38711 | TNTXCTY1CG8 | 1 | Houston | YES | 0.052318 | 100.3 | 59 | 100.3 | 0 | 1 | Cogen | 1 | 0.18647 | 0 | 0 |  |  |  |  | 0.18647 | 0 | 0.78339 | 0.86198 |  |  |  |  | 264 | 0.078586
38712 | TNTXCTY2CG8 | 1 | Houston | YES | 0.052318 | 92.9 | 59 | 92.9 | 0 | 1 | Cogen | 1 | 0.18647 | 0 | 0 |  |  |  |  | 0.18647 | 0 | 0.78339 | 0.86198 |  |  |  |  | 265 | 0.078586
38713 | TNTXCTY3CG8 | 1 | Houston | YES | 0.052318 | 102.7 | 59 | 102.7 | 0 | 1 | Cogen | 1 | 0.18647 | 0 | 0 |  |  |  |  | 0.18647 | 0 | 0.78339 | 0.86198 |  |  |  |  | 266 | 0.078586
38714 | TNTXCTY4CG8 | 1 | Houston | YES | 0.052318 | 103 | 59 | 103 | 0 | 1 | Cogen | 1 | 0.18647 | 0 | 0 |  |  |  |  | 0.18647 | 0 | 0.78339 | 0.86198 |  |  |  |  | 267 | 0.078586
39470 | TNDOWCGNSG8 | 1 | Houston | YES | 0.052318 | 32 | 10 | 32 | 0 | 0.985 | Cogen | 1 | 0.18647 | 0 | 0 |  |  |  |  | 0.18647 | 0 | 0.78339 | 0.86198 |  |  |  |  | 268 | 0.078586
39480 | TNDOWCGNGG8 | 1 | Houston | YES | 0.052318 | 30 | 10 | 30 | 0 | 0.985 | Cogen | 1 | 0.18647 | 0 | 0 |  |  |  |  | 0.18647 | 0 | 0.78339 | 0.86198 |  |  |  |  | 269 | 0.078586
48772 | PHR_GN2_2 | MB | Houston | YES | 0.049156 | 0 | 72 | 459 |  | 1.0362 | GSC | 1 | 0.18331 | 0 | 0 |  |  |  |  | 0.18331 | 0 | 0.78339 | 0.86198 |  |  |  |  | 270 | 0.078586
48561 | CTL_GT2_8130 | 1 | Houston | YES | 0.046951 | 73.5 | 30.3 | 91.9 |  | 1.0362 | Cogen | 1 | 0.1811 | 0 | 0 |  |  |  |  | 0.1811 | 0 | 0.78339 | 0.86198 |  |  |  |  | 271 | 0.078586
48562 | CTL_GT3_8135 | 2 | Houston | YES | 0.046951 | 70.1 | 30.3 | 87.6 |  | 1.0362 | Cogen | 1 | 0.1811 | 0 | 0 |  |  |  |  | 0.1811 | 0 | 0.78339 | 0.86198 |  |  |  |  | 272 | 0.078586
48563 | CTL_GT4_8140 | 3 | Houston | YES | 0.046951 | 69.6 | 30.3 | 87 |  | 1.0362 | Cogen | 1 | 0.1811 | 0 | 0 |  |  |  |  | 0.1811 | 0 | 0.78339 | 0.86198 |  |  |  |  | 273 | 0.078586
48564 | CTL_GN1_8145 | 4 | Houston | YES | 0.046951 | 43.6 | 12.9 | 54.5 |  | 1.0362 | Cogen | 1 | 0.1811 | 0 | 0 |  |  |  |  | 0.1811 | 0 | 0.78339 | 0.86198 |  |  |  |  | 274 | 0.078586
48565 | CTL_GN2_8155 | 5 | Houston | YES | 0.046951 | 9.8 | 3.4 | 12.2 |  | 1.0362 | Cogen | 1 | 0.1811 | 0 | 0 |  |  |  |  | 0.1811 | 0 | 0.78339 | 0.86198 |  |  |  |  | 275 | 0.078586
48531 | BYU_GT1_8075 | 1 | Houston | YES | 0.046106 | 65 | 0 | 65 |  | 1.0362 | Cogen | 1 | 0.18026 | 0 | 0 |  |  |  |  | 0.18026 | 0 | 0.78339 | 0.86198 |  |  |  |  | 276 | 0.078586
48532 | BYU_GT2_8055 | 2 | Houston | YES | 0.046106 | 62 | 0 | 62 |  | 1.0362 | Cogen | 1 | 0.18026 | 0 | 0 |  |  |  |  | 0.18026 | 0 | 0.78339 | 0.86198 |  |  |  |  | 277 | 0.078586
48533 | BYU_GT3_8060 | 3 | Houston | YES | 0.046106 | 67 | 0 | 67 |  | 1.0362 | Cogen | 1 | 0.18026 | 0 | 0 |  |  |  |  | 0.18026 | 0 | 0.78339 | 0.86198 |  |  |  |  | 278 | 0.078586
48534 | BYU_GT4_8065 | 4 | Houston | YES | 0.046106 | 65 | 0 | 65 |  | 1.0362 | Cogen | 1 | 0.18026 | 0 | 0 |  |  |  |  | 0.18026 | 0 | 0.78339 | 0.86198 |  |  |  |  | 279 | 0.078586
48691 | GBY_73741085 | B | Houston | YES | 0.045045 | 37.6 | 20 | 47 | 0 | 1.0362 | GGT | 1 | 0.17919 | 47 | 47 |  |  |  |  | 0.17919 | 8.4221 | 0.78498 | 0.86302 |  |  |  |  | 280 | 0.078586
48691 | GBY_73741085 | A | Houston | YES | 0.045045 | 37.6 | 20 | 47 | 0 | 1.0362 | GGT | 1 | 0.17919 | 47 | 47 |  |  |  |  | 0.17919 | 8.4221 | 0.78657 | 0.86406 |  |  |  |  | 281 | 0.078586
48692 | GBY_81821075 | D | Houston | YES | 0.045045 | 44 | 20 | 55 | 0 | 1.0362 | GGT | 1 | 0.17919 | 55 | 55 |  |  |  |  | 0.17919 | 9.8557 | 0.78843 | 0.86528 |  |  |  |  | 282 | 0.078586
48692 | GBY_81821075 | C | Houston | YES | 0.045045 | 37.6 | 20 | 47 | 0 | 1.0362 | GGT | 1 | 0.17919 | 47 | 47 |  |  |  |  | 0.17919 | 8.4221 | 0.79002 | 0.86633 |  |  |  |  | 283 | 0.078039
48693 | GBY_83841065 | F | Houston | YES | 0.045045 | 43.2 | 20 | 54 | 0 | 1.0362 | GGT | 1 | 0.17919 | 54 | 54 |  |  |  |  | 0.17919 | 9.6765 | 0.79185 | 0.86752 |  |  |  |  | 284 | 0.077492
48693 | GBY_83841065 | E | Houston | YES | 0.045045 | 45.6 | 20 | 57 | 0 | 1.0362 | GGT | 1 | 0.17919 | 57 | 57 |  |  |  |  | 0.17919 | 10.2141 | 0.79377 | 0.86879 |  |  |  |  | 285 | 0.076852
48841 | SJS_GT1_GT1 | 1 | Houston | YES | 0.044518 | 62.4 | 49 | 78 | 0 | 1.0362 | Cogen | 1 | 0.17867 | 0 | 0 |  |  |  |  | 0.17867 | 0 | 0.79377 | 0.86879 |  |  |  |  | 286 | 0.076305
48842 | SJS_GT2_GT2 | 2 | Houston | YES | 0.044518 | 64.8 | 49 | 81 | 0 | 1.0362 | Cogen | 1 | 0.17867 | 0 | 0 |  |  |  |  | 0.17867 | 0 | 0.79377 | 0.86879 |  |  |  |  | 287 | 0.075677
48641 | DPEC_GT15040 | 1 | Houston | YES | 0.044105 | 163.2 | 98 | 163.2 | 0 | 1.0319 | CC | 1 | 0.17825 | 163.2 | 163.2 |  |  |  |  | 0.17825 | 29.0911 | 0.79929 | 0.87239 |  |  |  |  | 288 | 0.075014
48642 | DPEC_GT25025 | 2 | Houston | YES | 0.044105 | 157.1 | 98 | 157.1 | 0 | 1.0319 | CC | 1 | 0.17825 | 157.1 | 157.1 |  |  |  |  | 0.17825 | 28.0037 | 0.8046 | 0.87585 |  |  |  |  | 289 | 0.075014
48643 | DPEC_GT35010 | 3 | Houston | YES | 0.044105 | 157.5 | 98 | 157.5 | 0 | 1.0319 | CC | 1 | 0.17825 | 157.5 | 157.5 |  |  |  |  | 0.17825 | 28.075 | 0.80993 | 0.87933 |  |  |  |  | 290 | 0.075014
48644 | DPEC_GT45070 | 4 | Houston | YES | 0.044105 | 157 | 98 | 157 | 0 | 1.0319 | CC | 1 | 0.17825 | 157 | 157 |  |  |  |  | 0.17825 | 27.9859 | 0.81523 | 0.88279 |  |  |  |  | 291 | 0.073096
48645 | DPEC_ST55065 | 5 | Houston | YES | 0.044105 | 282 | 0 | 282 | 0 | 1.0319 | CC | 1 | 0.17825 | 282 | 282 |  |  |  |  | 0.17825 | 50.2677 | 0.82477 | 0.88901 |  |  |  |  | 292 | 0.071251
48761 | PR_GT1__9040 | 1 | Houston | YES | 0.043717 | 26 | 0 | 35 |  | 1 | Cogen | 1 | 0.17787 | 0 | 0 |  |  |  |  | 0.17787 | 0 | 0.82477 | 0.88901 |  |  |  |  | 293 | 0.0694
48855 | SRB_GT211035 | B1 | Houston | YES | 0.043321 | 0 | 0 | 18 |  | 1.014 | GGT | 1 | 0.17747 | 18 | 18 |  |  |  |  | 0.17747 | 3.1945 | 0.82537 | 0.8894 |  |  |  |  | 294 | 0.067555
48855 | SRB_GT211035 | B2 | Houston | YES | 0.043321 | 0 | 0 | 12 |  | 1.014 | GGT | 1 | 0.17747 | 12 | 12 |  |  |  |  | 0.17747 | 2.1296 | 0.82578 | 0.88967 |  |  |  |  | 295 | 0.064242
48852 | SRB_GN2_2 | 2 | Houston | YES | 0.043299 | 140.8 | 26 | 176 | 0 | 1.0217 | GST | 1 | 0.17745 | 176 | 176 |  |  |  |  | 0.17745 | 31.2309 | 0.83173 | 0.89353 |  |  |  |  | 296 | 0.064242
48851 | SRB_GN1_1 | 1 | Houston | YES | 0.043269 | 132 | 26 | 165 | 0 | 1.0217 | GST | 1 | 0.17742 | 165 | 165 |  |  |  |  | 0.17742 | 29.274 | 0.83731 | 0.89715 |  |  |  |  | 297 | 0.064028
48551 | CAL_GT1_8045 | 1 | Houston | YES | 0.04326 | 149 | 0 | 149 | 0 | 1.0326 | Cogen | 1 | 0.17741 | 0 | 0 |  |  |  |  | 0.17741 | 0 | 0.83731 | 0.89715 |  |  |  |  | 298 | 0.063886
48552 | CAL_ST1_8000 | 2 | Houston | YES | 0.04326 | 65.1 | 0 | 65.1 | 0 | 1.0326 | Cogen | 1 | 0.17741 | 0 | 0 |  |  |  |  | 0.17741 | 0 | 0.83731 | 0.89715 |  |  |  |  | 299 | 0.061801
48853 | SRB_GN3_3 | 3 | Houston | YES | 0.043165 | 170.4 | 35 | 213 |  | 1.0326 | GST | 1 | 0.17731 | 213 | 213 |  |  |  |  | 0.17731 | 37.7679 | 0.84451 | 0.90183 |  |  |  |  | 300 | 0.059845
48845 | SOL_GT1 | 1 | Houston | YES | 0.043158 | 16.2 | 15.4 | 16.2 |  | 1.0326 | Solar | 1 | 0.17731 | 16.2 | 16.2 |  |  |  |  | 0.17731 | 2.8724 | 0.84506 | 0.90218 |  |  |  |  | 301 | 0.059845
48611 | DIB_GT1_8080 | 1 | Houston | YES | 0.043153 | 64 | 0 | 64 | 0 | 1.0326 | Cogen | 1 | 0.1773 | 0 | 0 |  |  |  |  | 0.1773 | 0 | 0.84506 | 0.90218 |  |  |  |  | 302 | 0.059845
48612 | DIB_GT2_8075 | 2 | Houston | YES | 0.043153 | 63.2 | 0 | 63.2 | 0 | 1.0326 | Cogen | 1 | 0.1773 | 0 | 0 |  |  |  |  | 0.1773 | 0 | 0.84506 | 0.90218 |  |  |  |  | 303 | 0.057317
48613 | DIB_ST1_8085 | 3 | Houston | YES | 0.043153 | 67.9 | 30 | 82.6 | 0 | 1.0326 | Cogen | 1 | 0.1773 | 0 | 0 |  |  |  |  | 0.1773 | 0 | 0.84506 | 0.90218 |  |  |  |  | 304 | 0.057125
48614 | DIB_GT3_8090 | 4 | Houston | YES | 0.043153 | 73.6 | 15 | 73.6 | 0 | 1.0326 | Cogen | 1 | 0.1773 | 0 | 0 |  |  |  |  | 0.1773 | 0 | 0.84506 | 0.90218 |  |  |  |  | 305 | 0.057125
48854 | SRB_GN4_4 | 4 | Houston | YES | 0.043143 | 182.4 | 35 | 228 | 0 | 1.0326 | GST | 1 | 0.17729 | 228 | 228 |  |  |  |  | 0.17729 | 40.4226 | 0.85276 | 0.90718 |  |  |  |  | 306 | 0.057125
48740 | PSG_GN2_8050 | 1 | Houston | YES | 0.043142 | 182 | 60 | 182 | 0 | 1.0326 | Cogen | 1 | 0.17729 | 0 | 0 |  |  |  |  | 0.17729 | 0 | 0.85276 | 0.90718 |  |  |  |  | 307 | 0.057125
48741 | PSG_GT2_8040 | 1 | Houston | YES | 0.043142 | 158.6 | 50 | 158.6 | 0 | 1.0326 | Cogen | 1 | 0.17729 | 0 | 0 |  |  |  |  | 0.17729 | 0 | 0.85276 | 0.90718 |  |  |  |  | 308 | 0.057125
48742 | PSG_GT3_8060 | 1 | Houston | YES | 0.043142 | 157 | 50 | 157 | 0 | 1.0326 | Cogen | 1 | 0.17729 | 0 | 0 |  |  |  |  | 0.17729 | 0 | 0.85276 | 0.90718 |  |  |  |  | 309 | 0.054419
48820 | SHELLG1_3015 | 1 | Houston | YES | 0.042588 | 71 | 34.5 | 71 |  | 1.029 | Cogen | 1 | 0.17674 | 0 | 0 |  |  |  |  | 0.17674 | 0 | 0.85276 | 0.90718 |  |  |  |  | 310 | 0.054419
48821 | SHELLG2 | 2 | Houston | YES | 0.042588 | 72 | 34.5 | 72 |  | 1.029 | Cogen | 1 | 0.17674 | 0 | 0 |  |  |  |  | 0.17674 | 0 | 0.85276 | 0.90718 |  |  |  |  | 311 | 0.054419
48822 | SHELLG3_3020 | 2 | Houston | YES | 0.042588 | 30 | 0 | 30 |  | 1.029 | Cogen | 1 | 0.17674 | 0 | 0 |  |  |  |  | 0.17674 | 0 | 0.85276 | 0.90718 |  |  |  |  | 312 | 0.054419
48822 | SHELLG3_3020 | 1 | Houston | YES | 0.042588 | 39 | 0 | 39 |  | 1.029 | Cogen | 1 | 0.17674 | 0 | 0 |  |  |  |  | 0.17674 | 0 | 0.85276 | 0.90718 |  |  |  |  | 313 | 0.054419
48500 | APD_GT1_8005 | 1 | Houston | YES | 0.041827 | 137.6 | 54.6 | 137.6 | 0 | 1.0362 | Cogen | 1 | 0.17598 | 0 | 0 |  |  |  |  | 0.17598 | 0 | 0.85276 | 0.90718 |  |  |  |  | 314 | 0.054419
48511 | LPE_GT1_8070 | 1 | Houston | YES | 0.041647 | 42 | 0 | 42 | 0 | 1.0362 | GGT | 1 | 0.1758 | 42 | 42 |  |  |  |  | 0.1758 | 7.3834 | 0.85418 | 0.9081 |  |  |  |  | 315 | 0.054419
48512 | LPE_GT2_8075 | 2 | Houston | YES | 0.041647 | 42 | 0 | 42 | 0 | 1.0362 | GGT | 1 | 0.1758 | 42 | 42 |  |  |  |  | 0.1758 | 7.3834 | 0.8556 | 0.90901 |  |  |  |  | 316 | 0.054419
48513 | LPE_GT3_8080 | 3 | Houston | YES | 0.041647 | 39 | 0 | 39 | 0 | 1.0362 | GGT | 1 | 0.1758 | 39 | 39 |  |  |  |  | 0.1758 | 6.856 | 0.85692 | 0.90986 |  |  |  |  | 317 | 0.054419
48514 | LPE_GT4_8085 | 4 | Houston | YES | 0.041647 | 39 | 0 | 39 | 0 | 1.0362 | GGT | 1 | 0.1758 | 39 | 39 |  |  |  |  | 0.1758 | 6.856 | 0.85824 | 0.91071 |  |  |  |  | 318 | 0.053913
48593 | CHE_GT1_8015 | 1 | Houston | YES | 0.041535 | 173 | 50 | 173 | 0 | 1.0362 | Cogen | 1 | 0.17568 | 0 | 0 |  |  |  |  | 0.17568 | 0 | 0.85824 | 0.91071 |  |  |  |  | 319 | 0.053406
48594 | CHE_GN4_8025 | 4 | Houston | YES | 0.041535 | 142 | 60 | 142 | 0 | 1.0362 | Cogen | 1 | 0.17568 | 0 | 0 |  |  |  |  | 0.17568 | 0 | 0.85824 | 0.91071 |  |  |  |  | 320 | 0.052936
48873 | THW_ST3_ST_3 | 3 | Houston | YES | 0.040413 | 107 | 19 | 107 | 0 | 1.0435 | CC | 1 | 0.17456 | 107 | 107 |  |  |  |  | 0.17456 | 18.6781 | 0.86186 | 0.91302 |  |  |  |  | 321 | 0.052466
48874 | THW_ST4_ST_4 | 4 | Houston | YES | 0.040413 | 108 | 19 | 108 | 0 | 1.0435 | CC | 1 | 0.17456 | 108 | 108 |  |  |  |  | 0.17456 | 18.8527 | 0.86551 | 0.91535 |  |  |  |  | 322 | 0.052466
48875 | THW_3132 | A | Houston | YES | 0.040413 | 55 | 5 | 55 | 0 | 1.0435 | CC | 1 | 0.17456 | 55 | 55 |  |  |  |  | 0.17456 | 9.6009 | 0.86737 | 0.91654 |  |  |  |  | 323 | 0.052466
48875 | THW_3132 | B | Houston | YES | 0.040413 | 53 | 5 | 53 | 0 | 1.0435 | CC | 1 | 0.17456 | 53 | 53 |  |  |  |  | 0.17456 | 9.2518 | 0.86916 | 0.91768 |  |  |  |  | 324 | 0.05116
48877 | THW_3334 | C | Houston | YES | 0.040413 | 55 | 5 | 55 | 0 | 1.0435 | CC | 1 | 0.17456 | 55 | 55 |  |  |  |  | 0.17456 | 9.6009 | 0.87102 | 0.91887 |  |  |  |  | 325 | 0.049841
48877 | THW_3334 | D | Houston | YES | 0.040413 | 57 | 5 | 57 | 0 | 1.0435 | CC | 1 | 0.17456 | 57 | 57 |  |  |  |  | 0.17456 | 9.95 | 0.87295 | 0.9201 |  |  |  |  | 326 | 0.04917
48879 | THW_4142 | E | Houston | YES | 0.040413 | 56 | 5 | 56 | 0 | 1.0435 | CC | 1 | 0.17456 | 56 | 56 |  |  |  |  | 0.17456 | 9.7755 | 0.87484 | 0.92131 |  |  |  |  | 327 | 0.048523
48879 | THW_4142 | F | Houston | YES | 0.040413 | 55 | 5 | 55 | 0 | 1.0435 | CC | 1 | 0.17456 | 55 | 55 |  |  |  |  | 0.17456 | 9.6009 | 0.8767 | 0.9225 |  |  |  |  | 328 | 0.047852
48881 | THW_4344 | G | Houston | YES | 0.040413 | 58 | 5 | 58 | 0 | 1.0435 | CC | 1 | 0.17456 | 58 | 58 |  |  |  |  | 0.17456 | 10.1246 | 0.87866 | 0.92375 |  |  |  |  | 329 | 0.047156
48881 | THW_4344 | H | Houston | YES | 0.040413 | 58 | 5 | 58 | 0 | 1.0435 | CC | 1 | 0.17456 | 58 | 58 |  |  |  |  | 0.17456 | 10.1246 | 0.88062 | 0.92501 |  |  |  |  | 330 | 0.046472
48582 | CBY_GN2_2 | 2 | Houston | YES | 0.039484 | 596.8 | 110 | 746 | 0 | 1.0435 | GSC | 1 | 0.17363 | 746 | 746 |  |  |  |  | 0.17363 | 129.5303 | 0.90584 | 0.94103 |  |  |  |  | 331 | 0.045801
48883 | THW_GT1_GT_1 | B2 | Houston | YES | 0.039038 | 0 | 0 | 12 |  | 1.043 | GGT | 1 | 0.17319 | 12 | 12 |  |  |  |  | 0.17319 | 2.0782 | 0.90625 | 0.94129 |  |  |  |  | 332 | 0.045093
49803 | EXN_15GT | 1 | Houston | YES | 0.038869 | 33 | 8.3 | 34 |  | 1.0326 | Cogen | 1 | 0.17302 | 0 | 0 |  |  |  |  | 0.17302 | 0 | 0.90625 | 0.94129 |  |  |  |  | 333 | 0.044385
49804 | EXN_16GT | 2 | Houston | YES | 0.038869 | 32 | 8.3 | 34.7 |  | 1.0326 | Cogen | 1 | 0.17302 | 0 | 0 |  |  |  |  | 0.17302 | 0 | 0.90625 | 0.94129 |  |  |  |  | 334 | 0.035193
49805 | EXN_17GT | 3 | Houston | YES | 0.038869 | 31 | 8.3 | 32.7 |  | 1.0326 | Cogen | 1 | 0.17302 | 0 | 0 |  |  |  |  | 0.17302 | 0 | 0.90625 | 0.94129 |  |  |  |  | 335 | 0.035044
49826 | EXN938GT | 5 | Houston | YES | 0.038869 | 43 | 9.2 | 45.9 |  | 1.0326 | Cogen | 1 | 0.17302 | 0 | 0 |  |  |  |  | 0.17302 | 0 | 0.90625 | 0.94129 |  |  |  |  | 336 | 0.035044
49828 | EXN941GT | 10 | Houston | YES | 0.038869 | 17.7 | 5.4 | 17.7 | 0 | 1.0326 | Cogen | 1 | 0.17302 | 0 | 0 |  |  |  |  | 0.17302 | 0 | 0.90625 | 0.94129 |  |  |  |  | 337 | 0.035044
49829 | EXN942GT | 11 | Houston | YES | 0.038869 | 20 | 5.4 | 20.4 | 0 | 1.0326 | Cogen | 1 | 0.17302 | 0 | 0 |  |  |  |  | 0.17302 | 0 | 0.90625 | 0.94129 |  |  |  |  | 338 | 0.035044
49830 | EXN943GT | 12 | Houston | YES | 0.038869 | 19 | 5.4 | 19.9 | 0 | 1.0326 | Cogen | 1 | 0.17302 | 0 | 0 |  |  |  |  | 0.17302 | 0 | 0.90625 | 0.94129 |  |  |  |  | 339 | 0.035044
49831 | EXN944GT | 13 | Houston | YES | 0.038869 | 33 | 5.4 | 35 | 0 | 1.0326 | Cogen | 1 | 0.17302 | 0 | 0 |  |  |  |  | 0.17302 | 0 | 0.90625 | 0.94129 |  |  |  |  | 340 | 0.035044
49832 | EXN945GT | 9 | Houston | YES | 0.038869 | 18.5 | 9.2 | 18.5 |  | 1.0326 | Cogen | 1 | 0.17302 | 0 | 0 |  |  |  |  | 0.17302 | 0 | 0.90625 | 0.94129 |  |  |  |  | 341 | 0.035044
49837 | EXN_GT | 4 | Houston | YES | 0.038869 | 81 | 21.3 | 85.4 |  | 1.0326 | Cogen | 1 | 0.17302 | 0 | 0 |  |  |  |  | 0.17302 | 0 | 0.90625 | 0.94129 |  |  |  |  | 342 | 0.035044
49838 | EXN_14GT | 14 | Houston | YES | 0.038869 | 140 | 0 | 148 |  | 1.0326 | Cogen | 1 | 0.17302 | 0 | 0 |  |  |  |  | 0.17302 | 0 | 0.90625 | 0.94129 |  |  |  |  | 343 | 0.035044
48651 | EP_1_2 | 1 | Houston | YES | 0.038276 | 4 | 0 | 5 | 0 | 1.0362 | Cogen | 1 | 0.17243 | 0 | 0 |  |  |  |  | 0.17243 | 0 | 0.90625 | 0.94129 |  |  |  |  | 344 | 0.035044
48651 | EP_1_2 | 2 | Houston | YES | 0.038276 | 17.7 | 10 | 21 | 0 | 1.0362 | Cogen | 1 | 0.17243 | 0 | 0 |  |  |  |  | 0.17243 | 0 | 0.90625 | 0.94129 |  |  |  |  | 345 | 0.035044
48940 | WARVUE_GT1 | G1 | Houston | YES | 0.038257 | 15 | 0 | 15 |  | 1.021 | Cogen | 1 | 0.17241 | 0 | 0 |  |  |  |  | 0.17241 | 0 | 0.90625 | 0.94129 |  |  |  |  | 346 | 0.035044
48581 | CBY_GN1_1 | 1 | Houston | YES | 0.038235 | 595.2 | 108 | 744 | 0 | 1.0435 | GSC | 1 | 0.17238 | 744 | 744 |  |  |  |  | 0.17238 | 128.2538 | 0.9314 | 0.95716 |  |  |  |  | 347 | 0.035044
48791 | PSA_GT1_8160 | 1 | Houston | YES | 0.038217 | 52 | 20.8 | 65 | 0 | 1.0362 | Cogen | 1 | 0.17237 | 0 | 0 |  |  |  |  | 0.17237 | 0 | 0.9314 | 0.95716 |  |  |  |  | 348 | 0.035044
48792 | PSA_GT2_8155 | 2 | Houston | YES | 0.038217 | 52.8 | 20.3 | 66 | 0 | 1.0362 | Cogen | 1 | 0.17237 | 0 | 0 |  |  |  |  | 0.17237 | 0 | 0.9314 | 0.95716 |  |  |  |  | 349 | 0.035044
48793 | PSA_GT3_8150 | 3 | Houston | YES | 0.038217 | 56 | 20.3 | 70 | 0 | 1.0362 | Cogen | 1 | 0.17237 | 0 | 0 |  |  |  |  | 0.17237 | 0 | 0.9314 | 0.95716 |  |  |  |  | 350 | 0.025762
48794 | PSA_GT4_8145 | 4 | Houston | YES | 0.038217 | 52.8 | 20.3 | 66 | 0 | 1.0362 | Cogen | 1 | 0.17237 | 0 | 0 |  |  |  |  | 0.17237 | 0 | 0.9314 | 0.95716 |  |  |  |  | 351 | 0.025762
48795 | PSA_GT5_8140 | 5 | Houston | YES | 0.038217 | 51.2 | 20.3 | 64 | 0 | 1.0362 | Cogen | 1 | 0.17237 | 0 | 0 |  |  |  |  | 0.17237 | 0 | 0.9314 | 0.95716 |  |  |  |  | 352 | 0.025762
48796 | PSA_GN1_8165 | 1 | Houston | YES | 0.038217 | 83.2 | 43.1 | 104 | 0 | 1.0362 | Cogen | 1 | 0.17237 | 0 | 0 |  |  |  |  | 0.17237 | 0 | 0.9314 | 0.95716 |  |  |  |  | 353 | 0.025762
48797 | PSA_GT6_8135 | 6 | Houston | YES | 0.038217 | 47.2 | 34.5 | 59 | 0 | 1.0362 | Cogen | 1 | 0.17237 | 0 | 0 |  |  |  |  | 0.17237 | 0 | 0.9314 | 0.95716 |  |  |  |  | 354 | 0.025762
48815 | CVC_GT4_8005 | 4 | Houston | YES | 0.037888 | 165 | 91.8 | 165 |  | 1.0362 | Cogen | 1 | 0.17204 | 0 | 0 |  |  |  |  | 0.17204 | 0 | 0.9314 | 0.95716 |  |  |  |  | 355 | 0.025762
48583 | CBY_GT4_1 | 1 | Houston | YES | 0.037709 | 172 | 0 | 172 | 0 | 1.027 | GSC | 1 | 0.17186 | 172 | 172 |  |  |  |  | 0.17186 | 29.5596 | 0.93721 | 0.96082 |  |  |  |  | 356 | 0.025762
48584 | CBY_GT4_2 | 2 | Houston | YES | 0.037709 | 172 | 0 | 172 | 0 | 1.027 | CC | 1 | 0.17186 | 172 | 172 |  |  |  |  | 0.17186 | 29.5596 | 0.94303 | 0.96447 |  |  |  |  | 357 | 0.025762
48585 | CBY_ST4_1 | 3 | Houston | YES | 0.037709 | 172 | 0 | 172 | 0 | 1.027 | CC | 1 | 0.17186 | 172 | 172 |  |  |  |  | 0.17186 | 29.5596 | 0.94884 | 0.96813 |  |  |  |  | 358 | 0.025762
48595 | BTE_GT2_8075 | 1 | Houston | YES | 0.036674 | 162.8 | 130 | 162.8 | 0 | 1.0261 | CC | 1 | 0.17082 | 162.8 | 162.8 |  |  |  |  | 0.17082 | 27.81 | 0.95434 | 0.97157 |  |  |  |  | 359 | 0.023605
48596 | BTE_GT3_8045 | 2 | Houston | YES | 0.036674 | 161.4 | 130 | 161.4 | 0 | 1.0261 | CC | 1 | 0.17082 | 161.4 | 161.4 |  |  |  |  | 0.17082 | 27.5708 | 0.9598 | 0.97498 |  |  |  |  | 360 | 0.021448
48597 | BTE_GT4_8055 | 3 | Houston | YES | 0.036674 | 158.9 | 130 | 158.9 | 0 | 1.0261 | CC | 1 | 0.17082 | 158.9 | 158.9 |  |  |  |  | 0.17082 | 27.1438 | 0.96517 | 0.97834 |  |  |  |  | 361 | 0.01929
48598 | BTE_ST1_8070 | 4 | Houston | YES | 0.036674 | 269.2 | 60 | 269.2 | 0 | 1.0261 | CC | 1 | 0.17082 | 269.2 | 269.2 |  |  |  |  | 0.17082 | 45.9856 | 0.97427 | 0.98403 |  |  |  |  | 362 | 0.017228
48690 | GBY_GN5_5 | 5 | Houston | YES | 0.036347 | 318.4 | 81 | 398 |  | 1.0362 | GSC | 1 | 0.1705 | 398 | 398 |  |  |  |  | 0.1705 | 67.8574 | 0.98773 | 0.99243 |  |  |  |  | 363 | 0.015183
48885 | THW_5152 | B | Houston | YES | 0.0359 | 47.2 | 5 | 59 |  | 1.0319 | GGT | 1 | 0.17005 | 59 | 59 |  |  |  |  | 0.17005 | 10.0329 | 0.98972 | 0.99367 |  |  |  |  | 364 | 0.01317
48885 | THW_5152 | A | Houston | YES | 0.0359 | 46.4 | 5 | 58 |  | 1.0319 | GGT | 1 | 0.17005 | 58 | 58 |  |  |  |  | 0.17005 | 9.8628 | 0.99168 | 0.99489 |  |  |  |  | 365 | 0.0097591
48886 | THW_5354 | D | Houston | YES | 0.0359 | 46.4 | 5 | 58 |  | 1.0319 | GGT | 1 | 0.17005 | 58 | 58 |  |  |  |  | 0.17005 | 9.8628 | 0.99364 | 0.99611 |  |  |  |  | 366 | 0.0047005
48886 | THW_5354 | C | Houston | YES | 0.0359 | 45.6 | 5 | 57 |  | 1.0319 | GGT | 1 | 0.17005 | 57 | 57 |  |  |  |  | 0.17005 | 9.6928 | 0.99557 | 0.99731 |  |  |  |  | 367 | 0.0039473
48887 | THW_5556 | E | Houston | YES | 0.0359 | 47.2 | 5 | 59 |  | 1.0319 | GGT | 1 | 0.17005 | 59 | 59 |  |  |  |  | 0.17005 | 10.0329 | 0.99757 | 0.99855 |  |  |  |  | 368 | 0.0032069
48887 | THW_5556 | F | Houston | YES | 0.0359 | 45.6 | 5 | 57 |  | 1.0319 | GGT | 1 | 0.17005 | 57 | 57 |  |  |  |  | 0.17005 | 9.6928 | 0.99949 | 0.99975 |  |  |  |  | 369 | 0.0024665
48591 | CHE_GT2_5030 | 2 | Houston | YES | 0.029586 | 173 | 50 | 173 | 0 | 1.029 | Cogen | 1 | 0.16374 | 0 | 0 |  |  |  |  | 0.16374 | 0 | 0.99949 | 0.99975 |  |  |  |  | 370 | 0.0017389
48811 | CVC_GT3_5045 | 3 | Houston | YES | 0.029586 | 156 | 91.8 | 156 | 0 | 1.029 | Cogen | 1 | 0.16374 | 0 | 0 |  |  |  |  | 0.16374 | 0 | 0.99949 | 0.99975 |  |  |  |  | 371 | 0.00098574
48812 | CVC_GT2_5020 | 2 | Houston | YES | 0.029586 | 158 | 91.8 | 158 | 0 | 1.029 | Cogen | 1 | 0.16374 | 0 | 0 |  |  |  |  | 0.16374 | 0 | 0.99949 | 0.99975 |  |  |  |  | 372 | 0.00025811
48813 | CVC_GT1_5035 | 1 | Houston | YES | 0.029586 | 160 | 91.8 | 160 | 0 | 1.029 | Cogen | 1 | 0.16374 | 0 | 0 |  |  |  |  | 0.16374 | 0 | 0.99949 | 0.99975 |  |  |  |  | 373 | 0.00025811
48814 | CVC_ST5_5040 | 1 | Houston | YES | 0.029586 | 162 | 91.8 | 162 | 0 | 1.029 | Cogen | 1 | 0.16374 | 0 | 0 |  |  |  |  | 0.16374 | 0 | 0.99949 | 0.99975 |  |  |  |  | 374 | 0.00025811
5934 | SI_RAY5 | 5 | South | YES | 0 | 0 | 10 | 15 |  | 1.035 | GST | 1 | 0.13415 | 15 | 15 | 0 | 15 |  |  | 0.13415 | 2.0122 | 1 | 1 |  |  |  |  | 375 | 0.00025811
8139 | JOS #1 | MB | South | YES | 0 | 0 | 45 | 255 |  | 1.02 | GST | 1 | 0.13415 | 0 | 0 | 0 | 0 |  |  | 0.13415 | 0 | 1 | 1 |  |  |  |  | 376 | 0.00025811
8285 | LAR #1 | MB | South | YES | 0 | 0 | 9 | 32 |  | 1.0497 | GST | 1 | 0.13415 | 0 | 0 | 0 | 0 |  |  | 0.13415 | 0 | 1 | 1 |  |  |  |  | 377 | 0.00025811
8287 | LAR #2 | MB | South | YES | 0 | 0 | 9 | 32 |  | 1.04 | GST | 1 | 0.13415 | 0 | 0 | 0 | 0 |  |  | 0.13415 | 0 | 1 | 1 |  |  |  |  | 378 | 0
8288 | LAR #3 | MB | South | YES | 0 | 0 | 25 | 105 |  | 1.04 | GST | 1 | 0.13415 | 0 | 0 | 0 | 0 |  |  | 0.13415 | 0 | 1 | 1 |  |  |  |  | 379 | 0
8388 | BATES0A | MB | South | YES | 0 | 0 | 21 | 71 |  | 1.033 | GST | 1 | 0.13415 | 0 | 0 | 0 | 0 |  |  | 0.13415 | 0 | 1 | 1 |  |  |  |  | 380 | 0
8393 | BATES0B | MB | South | YES | 0 | 0 | 25 | 110 |  | 1.03 | GST | 1 | 0.13415 | 0 | 0 | 0 | 0 |  |  | 0.13415 | 0 | 1 | 1 |  |  |  |  | 381 | 0
8437 | NUECES_B0C | MB | South | YES | 0 | 0 | 7 | 30 |  | 1.03 | GST | 1 | 0.13415 | 0 | 0 | 0 | 0 |  |  | 0.13415 | 0 | 1 | 1 |  |  |  |  | 382 | 0
8438 | NUECES_B0B | MB | South | YES | 0 | 0 | 26 | 169 |  | 1.03 | GST | 1 | 0.13415 | 0 | 0 | 0 | 0 |  |  | 0.13415 | 0 | 1 | 1 |  |  |  |  | 383 | 0
39190 | TNSLCGN1__8 | 1 | Houston | YES | 0 | 0 | 10 | 30 |  | 1.03 | Cogen | 1 | 0.13415 | 0 | 0 |  |  |  |  | 0.13415 | 0 | 1 | 1 |  |  |  |  | 384 | 0
32883 | BRYN_DNSBY3 | 1 | North | YES | -0.026306 | 0 | 2 | 48 |  | 1.015 | GST | -1 | 0.21846 | 48 | 48 |  |  | -1.2627 | 48 | -0.21846 | -10.4859 | [6 empty] | 385 | 0
32884 | BRYN_DNSBY13 | 1 | North | YES | -0.026306 | 46 | 2 | 46 | 0 | 1.015 | GST | -1 | 0.21846 | 46 | 46 |  |  | -1.2101 | 46 | -0.21846 | -10.049 | [6 empty] | 386 | 0
32892 | BRYN_DNSBY14 | 1 | North | YES | -0.026306 | 84 | 25 | 105 | 0 | 1.035 | GST | -1 | 0.21846 | 105 | 105 |  |  | -2.7621 | 105 | -0.21846 | -22.938 | [6 empty] | 387 | 0
48671 | FTR_GT1_5105 | 1 | North | YES | -0.027495 | 154.2 | 0 | 154.2 | 0 | 1.0319 | CC | -1 | 0.21965 | 154.2 | 154.2 |  |  | -4.2397 | 154.2 | -0.21965 | -33.8694 | [6 empty] | 388 | 0
48672 | FTR_GT2_5110 | 2 | North | YES | -0.027495 | 159 | 0 | 159 | 0 | 1.0319 | CC | -1 | 0.21965 | 159 | 159 |  |  | -4.3717 | 159 | -0.21965 | -34.9237 | [6 empty] | 389 | 0
48673 | FTR_GT3_5085 | 3 | North | YES | -0.027495 | 158 | 0 | 158 | 0 | 1.0319 | CC | -1 | 0.21965 | 158 | 158 |  |  | -4.3442 | 158 | -0.21965 | -34.7041 | [6 empty] | 390 | 0
48674 | FTR_CN4_5095 | 4 | North | YES | -0.027495 | 380 | 0 | 380 | 0 | 1.0319 | CC | -1 | 0.21965 | 380 | 380 |  |  | -10.4481 | 380 | -0.21965 | -83.4655
32886 | BRYN_ATKINS3 | MB | North | YES | -0.030353 | 0 | 5 | 12 |  | 1 | GST | -1 | 0.2225 | 0 | 0 |  |  | 0 | 0 | -0.2225 | 0
32887 | BRYN_ATKINS6 | MB | North | YES | -0.030353 | 0 | 12 | 51 |  | 1.028 | GST | -1 | 0.2225 | 0 | 0 |  |  | 0 | 0 | -0.2225 | 0
32888 | BRYN_ATKINS7 | 1 | North | YES | -0.030353 | 13.6 | 4 | 17 |  | 1.028 | GGT | -1 | 0.2225 | 17 | 17 |  |  | -0.516 | 17 | -0.2225 | -3.7826
32890 | BRYN_ATKINS4 | MB | North | YES | -0.030353 | 0 | 5 | 22 |  | 1.031 | GST | -1 | 0.2225 | 0 | 0 |  |  | 0 | 0 | -0.2225 | 0
32891 | BRYN_ATKINS5 | MB | North | YES | -0.030353 | 0 | 5 | 25 |  | 1.031 | GST | -1 | 0.2225 | 0 | 0 |  |  | 0 | 0 | -0.2225 | 0
32798 | BRYN_TAMUGEN | 1 | North | YES | -0.030664 | 32 | 0 | 32 |  | 1.02 | GST | -1 | 0.22281 | 32 | 32 |  |  | -0.98125 | 32 | -0.22281 | -7.1301
990 | GIBN_CREK_G1 | 1 | North | YES | -0.03844 | 463 | 200 | 463 | 0 | 1.0275 | LIGCO | -1 | 0.23059 | 0 | 463 |  |  | 0 | 0 | -0.23059 | 0
39960 | TNTNPONE_18 | 1 | North | YES | -0.07551 | 152.3 | 30 | 152.3 |  | 1.04 | LIGCO | -1 | 0.26766 | 0 | 152.3 |  |  | 0 | 0 | -0.26766 | 0
39970 | TNTNPONE_28 | 1 | North | YES | -0.07551 | 153 | 30 | 153 |  | 1.04 | LIGCO | -1 | 0.26766 | 0 | 153 |  |  | 0 | 0 | -0.26766 | 0
60202 | FRNDDRCS | F | West | YES | -0.07717 | 0 | 0 | 0 | 0 | 0.9985 | AVR | -1 | 0.26932 | 0 | 0 |  |  |  |  | -0.26932 | 0
48721 | LEG_1___1 | 1 | North | YES | -0.091228 | 827 | 357 | 827 | 0 | 1.0348 | LIGCO | -1 | 0.28338 | 0 | 827 |  |  | 0 | 0 | -0.28338 | 0
48722 | LEG_2___2 | 2 | North | YES | -0.091228 | 819 | 357 | 819 | 0 | 1.0348 | LIGCO | -1 | 0.28338 | 0 | 819 |  |  | 0 | 0 | -0.28338 | 0
60018 | DSKY1 | 1 | West | YES | -0.096705 | 21 | 0 | 84 | 0 | 1.023 | Wind | -1 | 0.28886 | 0 | 84 |  |  |  |  | -0.28886 | 0
60000 | DSKY2 | 1 | West | YES | -0.097022 | 19.1 | 0 | 76.5 |  | 1.039 | Wind | -1 | 0.28917 | 0 | 76.5 |  |  |  |  | -0.28917 | 0
60017 | ORNNWP1 | 1 | West | YES | -0.097968 | 20 | 0 | 80 |  | 1.027 | Wind | -1 | 0.29012 | 0 | 80 |  |  |  |  | -0.29012 | 0
38437 | TNSRBNMESA9 | 1 | West | YES | -0.10171 | 37.5 | 0 | 150 | 0 | 1.02 | Wind | -1 | 0.29386 | 0 | 150 |  |  |  |  | -0.29386 | 0
38332 | TNWDWRDU2_8 | 1 | West | YES | -0.10182 | 20 | 0 | 80 | 0 | 1.0232 | Wind | -1 | 0.29397 | 0 | 80 |  |  |  |  | -0.29397 | 0
60016 | WOODWRD11A | 1 | West | YES | -0.10184 | 20 | 0 | 80 |  | 1.033 | Wind | -1 | 0.29399 | 0 | 80 |  |  |  |  | -0.29399 | 0
6016 | SWMESA | 1 | West | YES | -0.10197 | 18.8 | 0 | 75 |  | 1.03 | Wind | -1 | 0.29412 | 0 | 75 |  |  |  |  | -0.29412 | 0
60003 | KING_NE1A | 1 | West | YES | -0.10197 | 20 | 0 | 80 |  | 1.03 | Wind | -1 | 0.29412 | 0 | 80 |  |  |  |  | -0.29412 | 0
60005 | KING_SE1A | 1 | West | YES | -0.10197 | 10 | 0 | 40 |  | 1.035 | Wind | -1 | 0.29412 | 0 | 40 |  |  |  |  | -0.29412 | 0
60201 | RIO DRCS | F | West | YES | -0.10218 | 0 | 0 | 0 | 0 | 1.025 | AVR | -1 | 0.29433 | 0 | 0 |  |  |  |  | -0.29433 | 0
60007 | KING_SW1A | 1 | West | YES | -0.10268 | 20 | 0 | 80 |  | 1.03 | Wind | -1 | 0.29483 | 0 | 80 |  |  |  |  | -0.29483 | 0
60019 | KING_NW1A | 1 | West | YES | -0.10268 | 20 | 0 | 80 |  | 1.03 | Wind | -1 | 0.29483 | 0 | 80 |  |  |  |  | -0.29483 | 0
1349 | WESTXWIN_1G | 1 | West | YES | -0.11291 | 1.3 | 0 | 6.6 |  | 1.014 | Wind | -1 | 0.30506 | 0 | 6.6 |  |  |  |  | -0.30506 | 0
1350 | NWPWRG1_1G | 1 | West | YES | -0.11291 | 6.9 | 1 | 34.3 |  | 1.014 | Wind | -1 | 0.30506 | 0 | 34.3 |  |  |  |  | -0.30506 | 0
3381 | BBRN_1G | 1 | North | YES | -0.11339 | 618 | 225 | 618 | 0 | 1.03 | LIGCO | -1 | 0.30554 | 0 | 618 |  |  | 0 | 0 | -0.30554 | 0
3382 | BBRN_2G | 2 | North | YES | -0.11339 | 589 | 225 | 589 | 0 | 1.03 | LIGCO | -1 | 0.30554 | 0 | 589 |  |  | 0 | 0 | -0.30554 | 0
1002 | PBCTAGE_1G | A | West | YES | -0.11356 | 64 | 64 | 66 | 0 | 1.036 | GGT | -1 | 0.30571 | 66 | 66 |  |  |  |  | -0.30571 | -20.1771
1003 | PBCTBGE_2G | B | West | YES | -0.11356 | 65 | 65 | 66 | 0 | 1.036 | GGT | -1 | 0.30571 | 66 | 66 |  |  |  |  | -0.30571 | -20.1771
1004 | PBCTCGE_3G | C | West | YES | -0.11356 | 62 | 62 | 67 | 0 | 1.036 | GGT | -1 | 0.30571 | 67 | 67 |  |  |  |  | -0.30571 | -20.4828
1005 | PBCTDGE_4G | D | West | YES | -0.11356 | 65 | 65 | 68 | 0 | 1.036 | GGT | -1 | 0.30571 | 68 | 68 |  |  |  |  | -0.30571 | -20.7886
1006 | PBCTEGE_5G | E | West | YES | -0.11356 | 65 | 65 | 67 | 0 | 1.036 | GGT | -1 | 0.30571 | 67 | 67 |  |  |  |  | -0.30571 | -20.4828
1007 | PB5GEN_6G | 5 | West | YES | -0.11356 | 91.2 | 40 | 114 | 0 | 1.036 | GST | -1 | 0.30571 | 114 | 114 |  |  |  |  | -0.30571 | -34.8514
1008 | PB6GEN_7G | 6 | West | YES | -0.11356 | 515 | 130 | 515 | 0 | 1.036 | GST | -1 | 0.30571 | 515 | 515 |  |  |  |  | -0.30571 | -157.4427
7038 | L_DELAWA1_1Y | 1 | West | YES | -0.11368 | 3.5 | 0 | 35 | 0 | 1 | Wind | -1 | 0.30583 | 0 | 35 |  |  |  |  | -0.30583 | 0
7038 | L_DELAWA1_1Y | 2 | West | YES | -0.11368 | 3 | 0 | 30 | 0 | 1 | Wind | -1 | 0.30583 | 0 | 30 |  |  |  |  | -0.30583 | 0
11147 | NOTREES_1G | 1 | West | YES | -0.1139 | 29.8 | 0 | 149 | 0 | 1.017 | Wind | -1 | 0.30605 | 0 | 149 |  |  |  |  | -0.30605 | 0
76091 | L_DIVIDE1_1N | W1 | West | YES | -0.11404 | 22.5 | 0 | 112.5 |  | 1.02 | Wind | -1 | 0.30619 | 0 | 112.5 |  |  |  |  | -0.30619 | 0
76095 | L_CAPRSI1_1N | W1 | West | YES | -0.11404 | 29.9 | 0 | 149.5 | 0 | 1.02 | Wind | -1 | 0.30619 | 0 | 149.5 |  |  |  |  | -0.30619 | 0
76096 | L_CAPRSI1_2N | W1 | West | YES | -0.11404 | 37.2 | 0 | 186 | 0 | 1.02 | Wind | -1 | 0.30619 | 0 | 186 |  |  |  |  | -0.30619 | 0
76097 | L_CAPRGE1_1N | W1 | West | YES | -0.11404 | 42.9 | 0 | 214.5 | 0 | 1.02 | Wind | -1 | 0.30619 | 0 | 214.5 |  |  |  |  | -0.30619 | 0
60057 | CALLAHAN1A | 1 | West | YES | -0.11432 | 22.8 | 0 | 114 | 0 | 1.04 | Wind | -1 | 0.30647 | 0 | 114 |  |  |  |  | -0.30647 | 0
76031 | L_GASCCR1_1N | W1 | West | YES | -0.11458 | 30 | 0 | 150 | 0 | 1.02 | Wind | -1 | 0.30673 | 0 | 150 |  |  |  |  | -0.30673 | 0
13131 | CALFREST_1G | 1 | North | YES | -0.11497 | 150.7 | 40 | 150.7 | 0 | 1.031 | CC | -1 | 0.30712 | 150.7 | 150.7 |  |  | -17.3266 | 150.7 | -0.30712 | -46.2837
13132 | CALFREST_2G | 2 | North | YES | -0.11497 | 151 | 57 | 151 | 0 | 1.031 | CC | -1 | 0.30712 | 151 | 151 |  |  | -17.3611 | 151 | -0.30712 | -46.3759
13133 | CALFREST_3G | 3 | North | YES | -0.11497 | 177.4 | 40 | 177.4 | 0 | 1.031 | CC | -1 | 0.30712 | 177.4 | 177.4 |  |  | -20.3964 | 177.4 | -0.30712 | -54.484
1320 | BSP 1 | 1 | West | YES | -0.11502 | 25.5 | 2.9 | 25.8 | 0 | 1 | Cogen | -1 | 0.30717 | 0 | 0 |  |  |  |  | -0.30717 | 0
1326 | STANTONW_8 | 1 | West | YES | -0.11517 | 20.1 | 0 | 100.5 |  | 1.01 | Wind | -1 | 0.30732 | 0 | 100.5 |  |  |  |  | -0.30732 | 0
11020 | TIEHVSG_1G | 1 | West | YES | -0.1152 | 208.2 | 63 | 208.2 | 0 | 1.012 | CC | -1 | 0.30735 | 208.2 | 208.2 |  |  |  |  | -0.30735 | -63.9903
11021 | TIEHVCG_1G | 1 | West | YES | -0.1152 | 142.1 | 103 | 142.1 | 0 | 1.012 | CC | -1 | 0.30735 | 142.1 | 142.1 |  |  |  |  | -0.30735 | -43.6744
11022 | TIEHVCG_2G | 1 | West | YES | -0.1152 | 132.4 | 103 | 132.4 | 0 | 1.012 | CC | -1 | 0.30735 | 132.4 | 132.4 |  |  |  |  | -0.30735 | -40.6931
11023 | TIEHVCG_3G | 1 | West | YES | -0.1152 | 137.4 | 103 | 137.4 | 0 | 1.012 | CC | -1 | 0.30735 | 137.4 | 137.4 |  |  |  |  | -0.30735 | -42.2299
11024 | TIEHVCG_4G | 1 | West | YES | -0.1152 | 147 | 103 | 147 | 0 | 1.012 | CC | -1 | 0.30735 | 147 | 147 |  |  |  |  | -0.30735 | -45.1804
11025 | TIEHVSG_2G | 1 | West | YES | -0.1152 | 213.2 | 63 | 213.2 | 0 | 1.012 | CC | -1 | 0.30735 | 213.2 | 213.2 |  |  |  |  | -0.30735 | -65.527
11001 | NAV1CT | 1 | West | YES | -0.11522 | 70.4 | 18 | 70.4 | 0 | 1.029 | CC | -1 | 0.30737 | 70.4 | 70.4 |  |  |  |  | -0.30737 | -21.6387
11009 | NAV2CT | 1 | West | YES | -0.11522 | 71.4 | 18 | 71.4 | 0 | 1.029 | CC | -1 | 0.30737 | 71.4 | 71.4 |  |  |  |  | -0.30737 | -21.9461
11011 | NAV3ST | 1 | West | YES | -0.11522 | 92.8 | 40 | 92.8 | 0 | 1.029 | CC | -1 | 0.30737 | 92.8 | 92.8 |  |  |  |  | -0.30737 | -28.5237
11012 | NAV4CT | 1 | West | YES | -0.11522 | 80 | 18 | 80 | 0 | 1.029 | CC | -1 | 0.30737 | 80 | 80 |  |  |  |  | -0.30737 | -24.5894
11013 | NAV5CT | 1 | West | YES | -0.11522 | 80 | 18 | 80 | 0 | 1.029 | CC | -1 | 0.30737 | 80 | 80 |  |  |  |  | -0.30737 | -24.5894
11014 | NAV6ST | 1 | West | YES | -0.11522 | 115 | 40 | 115 | 0 | 1.029 | CC | -1 | 0.30737 | 115 | 115 |  |  |  |  | -0.30737 | -35.3473
13134 | CALFREST_4G | 4 | North | YES | -0.1153 | 151.5 | 40 | 151.5 | 0 | 1.031 | CC | -1 | 0.30745 | 151.5 | 151.5 |  |  | -17.4686 | 151.5 | -0.30745 | -46.5794
13135 | CALFREST_5G | 5 | North | YES | -0.1153 | 152.3 | 57 | 152.3 | 0 | 1.031 | CC | -1 | 0.30745 | 152.3 | 152.3 |  |  | -17.5608 | 152.3 | -0.30745 | -46.8254
13136 | CALFREST_6G | 6 | North | YES | -0.1153 | 177.5 | 40 | 177.5 | 0 | 1.031 | CC | -1 | 0.30745 | 177.5 | 177.5 |  |  | -20.4665 | 177.5 | -0.30745 | -54.5733
1328 | OCOTILLO_1G | 1 | West | YES | -0.11538 | 11.6 | 0 | 58 |  | 1.01 | Wind | -1 | 0.30753 | 0 | 58 |  |  |  |  | -0.30753 | 0
1333 | MCDDONAL_8 | 1 | West | YES | -0.11567 | 42.8 | 0 | 214.2 |  | 1.01 | Wind | -1 | 0.30782 | 0 | 214.2 |  |  |  |  | -0.30782 | 0
1327 | WILDHRSE_1G | 1 | West | YES | -0.11605 | 0 | 0 | 120 |  | 1 | Wind | -1 | 0.3082 | 0 | 120 |  |  |  |  | -0.3082 | 0
1360 | GUNSIGHT_8 | 1 | West | YES | -0.11611 | 0 | 0 | 120 |  | 1.01 | Wind | -1 | 0.30827 | 0 | 120 |  |  |  |  | -0.30827 | 0
11320 | COYOTE_1G | 1 | West | YES | -0.11657 | 22.5 | 0 | 225 |  | 1 | Wind | -1 | 0.30872 | 0 | 225 |  |  |  |  | -0.30872 | 0
1045 | CALENG1G_1G | 1 | West | YES | -0.11658 | 73.4 | 27 | 73.4 | 0 | 1.014 | Cogen | -1 | 0.30874 | 0 | 0 |  |  |  |  | -0.30874 | 0
1046 | CALENG2G_2G | 2 | West | YES | -0.11658 | 73.4 | 27 | 73.4 | 0 | 1.014 | Cogen | -1 | 0.30874 | 0 | 0 |  |  |  |  | -0.30874 | 0
1047 | CALENG3G_3G | 3 | West | YES | -0.11658 | 70.4 | 27 | 70.4 | 0 | 1.014 | Cogen | -1 | 0.30874 | 0 | 0 |  |  |  |  | -0.30874 | 0
11309 | BULLCREK_2G | 1 | West | YES | -0.11668 | 20.9 | 0 | 180 |  | 1 | Wind | -1 | 0.30883 | 0 | 180 |  |  |  |  | -0.30883 | 0
11310 | BULLCREK_1G | 1 | West | YES | -0.11668 | 15.1 | 0 | 180 |  | 1 | Wind | -1 | 0.30883 | 0 | 180 |  |  |  |  | -0.30883 | 0
1058 | LONGSHORE_5 | 1 | West | YES | -0.1169 | 30 | 0 | 150 |  | 1.01 | Wind | -1 | 0.30905 | 0 | 150 |  |  |  |  | -0.30905 | 0
1058 | LONGSHORE_5 | 2 | West | YES | -0.1169 | 44 | 0 | 220 |  | 1.01 | Wind | -1 | 0.30905 | 0 | 220 |  |  |  |  | -0.30905 | 0
11065 | ELBOWCK_1G | 1 | West | YES | -0.1169 | 23.4 | 0 | 121.9 | 0 | 1 | Wind | -1 | 0.30905 | 0 | 121.9 |  |  |  |  | -0.30905 | 0
60058 | BUFF_GAP1A | 1 | West | YES | -0.11717 | 24 | 0 | 120 |  | 1 | Wind | -1 | 0.30932 | 0 | 120 |  |  |  |  | -0.30932 | 0
60060 | CIRELLO | 1 | West | YES | -0.11717 | 46.6 | 0 | 233 | 0 | 1 | Wind | -1 | 0.30932 | 0 | 233 |  |  |  |  | -0.30932 | 0
60063 | BUFF_GAP1B | 1 | West | YES | -0.11717 | 34 | 0 | 170.2 | 0 | 1.02 | Wind | -1 | 0.30932 | 0 | 170.2 |  |  |  |  | -0.30932 | 0
60066 | H_HOLLOW1A | 1 | West | YES | -0.11717 | 44.4 | 0 | 222 | 0 | 1.005 | Wind | -1 | 0.30932 | 0 | 222 |  |  |  |  | -0.30932 | 0
60068 | HHOLLOW21A | 1 | West | YES | -0.11717 | 36.8 | 0 | 184 | 0 | 1.025 | Wind | -1 | 0.30932 | 0 | 184 |  |  |  |  | -0.30932 | 0
60070 | HHOLLOW31A | 1 | West | YES | -0.11717 | 44.8 | 0 | 224 | 0 | 1.025 | Wind | -1 | 0.30932 | 0 | 224 |  |  |  |  | -0.30932 | 0
60072 | HHOLLOW41A | 1 | West | YES | -0.11717 | 23 | 0 | 115 | 0 | 1.025 | Wind | -1 | 0.30932 | 0 | 115 |  |  |  |  | -0.30932 | 0
1037 | MORGAN5G_5G | 5 | West | YES | -0.11719 | 109.6 | 40 | 137 | 0 | 1.029 | GST | -1 | 0.30934 | 137 | 137 |  |  |  |  | -0.30934 | -42.3796
1039 | MRGNAG_1G | A | West | YES | -0.11719 | 69 | 69 | 69 | 0 | 1.029 | GGT | -1 | 0.30934 | 69 | 69 |  |  |  |  | -0.30934 | -21.3445
1040 | MRGNBG_2G | B | West | YES | -0.11719 | 70 | 70 | 71 | 0 | 1.029 | GGT | -1 | 0.30934 | 71 | 71 |  |  |  |  | -0.30934 | -21.9631
1041 | MRGNCG_3G | C | West | YES | -0.11719 | 69 | 69 | 70 | 0 | 1.029 | GGT | -1 | 0.30934 | 70 | 70 |  |  |  |  | -0.30934 | -21.6538
1042 | MRGNDG_4G | D | West | YES | -0.11719 | 68 | 68 | 68 | 0 | 1.029 | GGT | -1 | 0.30934 | 68 | 68 |  |  |  |  | -0.30934 | -21.0351
1043 | MRGNEG_5G | E | West | YES | -0.11719 | 68 | 68 | 70 | 0 | 1.029 | GGT | -1 | 0.30934 | 70 | 70 |  |  |  |  | -0.30934 | -21.6538
1044 | MRGNFG_6G | F | West | YES | -0.11719 | 66 | 66 | 66 | 0 | 1.029 | GGT | -1 | 0.30934 | 66 | 66 |  |  |  |  | -0.30934 | -20.4164
6637 | SNYDERW1A | 1 | West | YES | -0.11733 | 12.6 | 0 | 63 | 0 | 1.025 | Wind | -1 | 0.30948 | 0 | 63 |  |  |  |  | -0.30948 | 0
1068 | SCURRYCW_1G | 1 | West | YES | -0.11744 | 28.2 | 1.3 | 141 | 0 | 1.0217 | Wind | -1 | 0.30959 | 0 | 141 |  |  |  |  | -0.30959 | 0
1073 | SCURRYCW_2G | 2 | West | YES | -0.11744 | 24 | 0 | 120 | 0 | 1.0217 | Wind | -1 | 0.30959 | 0 | 120 |  |  |  |  | -0.30959 | 0
1061 | CIELOGEN_1G | 1 | West | YES | -0.11746 | 19.8 | 0 | 99 |  | 1 | Wind | -1 | 0.30961 | 0 | 99 |  |  |  |  | -0.30961 | 0
1062 | CIELOGEN_2G | 1 | West | YES | -0.11746 | 12.2 | 0 | 61 |  | 1 | Wind | -1 | 0.30961 | 0 | 61 |  |  |  |  | -0.30961 | 0
1069 | KINDERMG_1G | 1 | West | YES | -0.11746 | 25 | 5 | 25 | 0 | 1.017 | Cogen | -1 | 0.30961 | 0 | 0 |  |  |  |  | -0.30961 | 0
1070 | KINDERMG_2G | 1 | West | YES | -0.11746 | 45.7 | 12 | 45.7 | 0 | 1.017 | Cogen | -1 | 0.30961 | 0 | 0 |  |  |  |  | -0.30961 | 0
1071 | KINDERMG_3G | 1 | West | YES | -0.11746 | 45.7 | 12 | 45.7 | 0 | 1.017 | Cogen | -1 | 0.30961 | 0 | 0 |  |  |  |  | -0.30961 | 0
36998 | RDCNYNG1 | 1 | West | YES | -0.11779 | 16.8 | 0 | 84 |  | 1.01 | Wind | -1 | 0.30994 | 0 | 84 |  |  |  |  | -0.30994 | 0
1343 | TRENTIPP_8 | 1 | West | YES | -0.11854 | 30 | 0 | 150 |  | 1.014 | Wind | -1 | 0.31069 | 0 | 150 |  |  |  |  | -0.31069 | 0
1354 | AEPWIND_8 | 1 | West | YES | -0.11854 | 20.2 | 0 | 101 |  | 1 | Wind | -1 | 0.31069 | 0 | 101 |  |  |  |  | -0.31069 | 0
71051 | L_BITTCR1_1N | W1 | West | YES | -0.11876 | 7.5 | 0 | 37.5 |  | 1.02 | Wind | -1 | 0.31091 | 0 | 37.5 |  |  |  |  | -0.31091 | 0
71054 | L_SWEETW1_1N | W1 | West | YES | -0.11876 | 21.5 | 0 | 107.5 |  | 1.02 | Wind | -1 | 0.31091 | 0 | 107.5 |  |  |  |  | -0.31091 | 0
71057 | L_SWEETW1_2N | W1 | West | YES | -0.11876 | 27 | 0 | 135 |  | 1.02 | Wind | -1 | 0.31091 | 0 | 135 |  |  |  |  | -0.31091 | 0
71059 | L_SWEETW1_3N | W1 | West | YES | -0.11876 | 23.8 | 0 | 119 | 0 | 1.02 | Wind | -1 | 0.31091 | 0 | 119 |  |  |  |  | -0.31091 | 0
71060 | L_SWEETW1_4N | W1 | West | YES | -0.11876 | 21 | 0 | 105 | 0 | 1.02 | Wind | -1 | 0.31091 | 0 | 105 |  |  |  |  | -0.31091 | 0
71061 | L_SWEETW1_5N | W1 | West | YES | -0.11876 | 16.1 | 0 | 80.5 | 0 | 1.02 | Wind | -1 | 0.31091 | 0 | 80.5 |  |  |  |  | -0.31091 | 0
11056 | ROSCOE_1G | 1 | West | YES | -0.11876 | 41.8 | 0 | 209 |  | 1 | Wind | -1 | 0.31091 | 0 | 209 |  |  |  |  | -0.31091 | 0
11057 | CHAMPION_1G | 1 | West | YES | -0.11876 | 25.3 | 0 | 126.5 |  | 1 | Wind | -1 | 0.31091 | 0 | 126.5 |  |  |  |  | -0.31091 | 0
11058 | PYRON_1G | 1 | West | YES | -0.11876 | 49.8 | 0 | 249 |  | 1 | Wind | -1 | 0.31091 | 0 | 249 |  |  |  |  | -0.31091 | 0
11059 | INADALE_1G | 1 | West | YES | -0.11876 | 39.4 | 0 | 197 |  | 1 | Wind | -1 | 0.31091 | 0 | 197 |  |  |  |  | -0.31091 | 0
6144 | MCADOO1A | 1 | West | YES | -0.11923 | 15 | 0 | 150 | 0 | 1.025 | Wind | -1 | 0.31138 | 0 | 150 |  |  |  |  | -0.31138 | 0
6407 | TURKTRAK1A | 1 | West | YES | -0.11939 | 33.9 | 0 | 169.5 | 0 | 1.025 | Wind | -1 | 0.31154 | 0 | 169.5 |  |  |  |  | -0.31154 | 0
1416 | SWETWATR_1G | 1 | West | YES | -0.1195 | 30 | 18 | 30 | 0 | 1.026 | CC | -1 | 0.31165 | 30 | 30 |  |  |  |  | -0.31165 | -9.3496
1417 | SWETWATR_2G | 2 | West | YES | -0.1195 | 72 | 36 | 72 | 0 | 1.026 | CC | -1 | 0.31165 | 72 | 72 |  |  |  |  | -0.31165 | -22.4389
1418 | SWETWATR_3G | 3 | West | YES | -0.1195 | 68 | 36 | 68 | 0 | 1.026 | CC | -1 | 0.31165 | 68 | 68 |  |  |  |  | -0.31165 | -21.1923
1419 | SWETWATR_4G | 4 | West | YES | -0.1195 | 61 | 36 | 61 | 0 | 1.026 | CC | -1 | 0.31165 | 61 | 61 |  |  |  |  | -0.31165 | -19.0108
60081 | WHRLWIND1A | 1 | West | YES | -0.1209 | 12 | 0 | 60 | 0 | 1.03 | Wind | -1 | 0.31305 | 0 | 60 |  |  |  |  | -0.31305 | 0
3107 | STRYKER_1G | 1 | North | YES | -0.12129 | 145.6 | 45 | 182 | 0 | 1.029 | GST | -1 | 0.31344 | 182 | 182 |  |  | -22.0739 | 182 | -0.31344 | -57.0453
3108 | STRYKER_2G | 2 | North | YES | -0.12129 | 484 | 75 | 484 | 0 | 1.029 | GST | -1 | 0.31344 | 484 | 484 |  |  | -58.7019 | 484 | -0.31344 | -151.703
3309 | ASPN_G | 1 | North | YES | -0.12177 | 50 | 0 | 50 |  | 1 | Bio | -1 | 0.31392 | 50 | 50 |  |  | -6.0883 | 50 | -0.31392 | -15.6958
3348 | CHAMPION_1G | MB | North | YES | -0.12183 | 0 | 42 | 42 |  | 1 | Cogen | -1 | 0.31398 | 0 | 0 |  |  | 0 | 0 | -0.31398 | 0
13116 | TGATEWAY_1G | 1 | North | YES | -0.12261 | 151 | 30 | 151 | 0 | 1.0232 | CC | -1 | 0.31476 | 151 | 151 |  |  | -18.5144 | 151 | -0.31476 | -47.5292
13117 | TGATEWAY_2G | 2 | North | YES | -0.12261 | 130 | 30 | 130 | 0 | 1.0232 | CC | -1 | 0.31476 | 130 | 130 |  |  | -15.9396 | 130 | -0.31476 | -40.9192
13118 | TGATEWAY_3G | 3 | North | YES | -0.12261 | 148 | 30 | 148 | 0 | 1.0232 | CC | -1 | 0.31476 | 148 | 148 |  |  | -18.1466 | 148 | -0.31476 | -46.5849
13119 | TGATEWAY_4G | 4 | North | YES | -0.12261 | 399 | 65 | 399 | 0 | 1.0232 | CC | -1 | 0.31476 | 399 | 399 |  |  | -48.9222 | 399 | -0.31476 | -125.5904
1437 | MESQUITW_1G | 1 | North | YES | -0.12283 | 40 | 0 | 400 | 0 | 1.023 | Wind | -1 | 0.31499 | 0 | 400 |  |  | 0 | 0 | -0.31499 | 0
1438 | MESQUITW_2G | 1 | North | YES | -0.12284 | 23.6 | 0 | 236 |  | 1.017 | Wind | -1 | 0.31499 | 0 | 236 |  |  | 0 | 0 | -0.31499 | 0
3097 | MARTLAKE_1G | 1 | North | YES | -0.12326 | 790 | 500 | 790 | 0 | 1.017 | LIGCO | -1 | 0.31541 | 0 | 790 |  |  | 0 | 0 | -0.31541 | 0
3098 | MARTLAKE_2G | 2 | North | YES | -0.12326 | 795 | 461 | 795 | 0 | 1.017 | LIGCO | -1 | 0.31541 | 0 | 795 |  |  | 0 | 0 | -0.31541 | 0
3099 | MARTLAKE_3G | 3 | North | YES | -0.12326 | 804 | 500 | 804 | 0 | 1.017 | LIGCO | -1 | 0.31541 | 0 | 804 |  |  | 0 | 0 | -0.31541 | 0
1442 | COKFIELD_5 | 1 | North | YES | -0.12412 | 16.5 | 0 | 165 |  | 1.029 | Wind | -1 | 0.31627 | 0 | 165 |  |  | 0 | 0 | -0.31627 | 0
6100 | OKLA7A | EQ | West | YES | -0.1251 | 50 | -220 | 220 | 0 | 1.035 | DCTie | -1 | 0.31726 | 0 | 0 |  |  |  |  | -0.31726 | 0
6752 | OKLA0A | 1 | West | YES | -0.1251 | 649.7 | 175 | 649.7 | 0 | 1.035 | LIGCO | -1 | 0.31726 | 0 | 649.7 |  |  |  |  | -0.31726 | 0
1432 | GRHAMSES_2G | 2 | North | YES | -0.12818 | 294.9 | 90 | 366 | 0 | 1.014 | GST | -1 | 0.32033 | 366 | 366 |  |  | -46.9131 | 366 | -0.32033 | -117.2404
12411 | FPLEFR1A_G | 1 | North | YES | -0.12823 | 161 | 72 | 161 | 0 | 1 | CC | -1 | 0.32039 | 161 | 161 |  |  | -20.6458 | 161 | -0.32039 | -51.5821
12412 | FPLEFR1B_G | 2 | North | YES | -0.12823 | 164 | 72 | 164 | 0 | 1 | CC | -1 | 0.32039 | 164 | 164 |  |  | -21.0305 | 164 | -0.32039 | -52.5433
12413 | FPLEFR1C_G | 3 | North | YES | -0.12823 | 164 | 72 | 164 | 0 | 1 | CC | -1 | 0.32039 | 164 | 164 |  |  | -21.0305 | 164 | -0.32039 | -52.5433
12414 | FPLEFR1S_G | 4 | North | YES | -0.12823 | 414 | 191 | 414 | 0 | 1 | CC | -1 | 0.32039 | 414 | 414 |  |  | -53.0893 | 414 | -0.32039 | -132.6398
12421 | FPLEFR2A_G | 1 | North | YES | -0.12823 | 162 | 72 | 162 | 0 | 1 | CC | -1 | 0.32039 | 162 | 162 |  |  | -20.7741 | 162 | -0.32039 | -51.9025
12422 | FPLEFR2B_G | 2 | North | YES | -0.12823 | 161 | 72 | 161 | 0 | 1 | CC | -1 | 0.32039 | 161 | 161 |  |  | -20.6458 | 161 | -0.32039 | -51.5821
12423 | FPLEFR2C_G | 3 | North | YES | -0.12823 | 163 | 72 | 163 | 0 | 1 | CC | -1 | 0.32039 | 163 | 163 |  |  | -20.9023 | 163 | -0.32039 | -52.2229
12424 | FPLEFR2S_G | 4 | North | YES | -0.12823 | 415 | 191 | 415 | 0 | 1 | CC | -1 | 0.32039 | 415 | 415 |  |  | -53.2175 | 415 | -0.32039 | -132.9602
1479 | WFCOGEN_1G | 1 | North | YES | -0.12835 | 16 | 12 | 20 | 0 | 1 | Cogen | -1 | 0.3205 | 0 | 0 |  |  | 0 | 0 | -0.3205 | 0
1479 | WFCOGEN_1G | 2 | North | YES | -0.12835 | 16 | 12 | 20 | 0 | 1 | Cogen | -1 | 0.3205 | 0 | 0 |  |  | 0 | 0 | -0.3205 | 0
1482 | WFCOGEN_2G | 2 | North | YES | -0.12835 | 13.6 | 12 | 17 | 0 | 1 | Cogen | -1 | 0.3205 | 0 | 0 |  |  | 0 | 0 | -0.3205 | 0
1482 | WFCOGEN_2G | 1 | North | YES | -0.12835 | 16 | 12 | 20 | 0 | 1 | Cogen | -1 | 0.3205 | 0 | 0 |  |  | 0 | 0 | -0.3205 | 0
1433 | GRHAMSES_1G | 1 | North | YES | -0.12851 | 242 | 60 | 242 | 0 | 1.038 | GST | -1 | 0.32066 | 242 | 242 |  |  | -31.0982 | 242 | -0.32066 | -77.5987
3126 | TRINIDAD_6G | 1 | North | YES | -0.12904 | 179.2 | 46 | 224 | 0 | 1 | GST | -1 | 0.32119 | 224 | 224 |  |  | -28.9043 | 224 | -0.32119 | -71.9461
2451 | LKHB1_G | 1 | North | YES | -0.12924 | 0 | 80 | 391 |  | 1.022 | GST | -1 | 0.32139 | 391 | 391 |  |  | -50.5336 | 391 | -0.32139 | -125.6647
2452 | LKHB2_G | 2 | North | YES | -0.12924 | 516 | 80 | 516 | 0 | 1.022 | GST | -1 | 0.32139 | 516 | 516 |  |  | -66.6889 | 516 | -0.32139 | -165.8388
12440 | PARKD_1SVC8 | 1 | North | YES | -0.12947 | 0 | 0 | 0 | 0 | 1.007 | GST | -1 | 0.32162 | 0 | 0 |  |  | 0 | 0 | -0.32162 | 0
12449 | PARKD_2SVC8 | 1 | North | YES | -0.12947 | 0 | 0 | 0 | 0 | 1.007 | GST | -1 | 0.32162 | 0 | 0 |  |  | 0 | 0 | -0.32162 | 0
948 | STEAM1 | 1 | North | YES | -0.12951 | 0 | 12 | 20 |  | 1.02 | GST | -1 | 0.32166 | 20 | 20 |  |  | -2.5902 | 20 | -0.32166 | -6.4332
949 | STEAM2 | 1 | North | YES | -0.12951 | 26 | 8 | 26 | 0 | 0.99 | GST | -1 | 0.32166 | 26 | 26 |  |  | -3.3672 | 26 | -0.32166 | -8.3632
950 | STEAM3 | 1 | North | YES | -0.12951 | 41 | 13 | 42 | 0 | 1.02 | GST | -1 | 0.32166 | 42 | 42 |  |  | -5.4394 | 42 | -0.32166 | -13.5097
842 | OLINGER_G1 | 1 | North | YES | -0.12972 | 55.4 | 20 | 79 | 0 | 1.03 | GST | -1 | 0.32187 | 79 | 79 |  |  | -10.2478 | 79 | -0.32187 | -25.4277
843 | OLINGER_G2 | 1 | North | YES | -0.12972 | 76.2 | 25 | 110 | 0 | 1.03 | GST | -1 | 0.32187 | 110 | 110 |  |  | -14.2691 | 110 | -0.32187 | -35.4057
844 | OLINGER_G3 | 1 | North | YES | -0.12972 | 103.9 | 45 | 150 | 0 | 1.03 | GST | -1 | 0.32187 | 150 | 150 |  |  | -19.4579 | 150 | -0.32187 | -48.2805
845 | OLINGER_G4 | 1 | North | YES | -0.12972 | 51.9 | 0 | 76 | 0 | 1.03 | GGT | -1 | 0.32187 | 76 | 76 |  |  | -9.8586 | 76 | -0.32187 | -24.4621
837 | NEWMAN_G5 | 1 | North | YES | -0.12973 | 0 | 15 | 40 |  | 1.01 | GST | -1 | 0.32188 | 40 | 40 |  |  | -5.1892 | 40 | -0.32188 | -12.8753
1701 | MOSES_1G | 1 | North | YES | -0.12986 | 558 | 175 | 558 | 0 | 1.023 | LIGCO | -1 | 0.32201 | 0 | 558 |  |  | 0 | 0 | -0.32201 | 0
1702 | MOSES_2G | 2 | North | YES | -0.12986 | 579 | 175 | 579 | 0 | 1.023 | LIGCO | -1 | 0.32201 | 0 | 579 |  |  | 0 | 0 | -0.32201 | 0
1703 | MOSES_3G | 3 | North | YES | -0.12986 | 808 | 463 | 808 | 0 | 1.023 | LIGCO | -1 | 0.32201 | 0 | 808 |  |  | 0 | 0 | -0.32201 | 0
5925 | DCEAST | EQ | North | YES | -0.12986 | 400.3 | -600 | 600 | 0 | 1.025 | DCTie | -1 | 0.32201 | 0 | 0 |  |  | 0 | 0 | -0.32201 | 0
1675 | PEC_1G | 1 | North | YES | -0.12996 | 76.7 | 35 | 76.7 | 0 | 1.022 | Cogen | -1 | 0.32211 | 0 | 0 |  |  | 0 | 0 | -0.32211 | 0
1676 | PEC_2G | 2 | North | YES | -0.12996 | 79.6 | 35 | 79.6 | 0 | 1.022 | Cogen | -1 | 0.32211 | 0 | 0 |  |  | 0 | 0 | -0.32211 | 0
1677 | PEC_3G | 3 | North | YES | -0.12996 | 88.4 | 35 | 88.4 | 0 | 1.022 | Cogen | -1 | 0.32211 | 0 | 0 |  |  | 0 | 0 | -0.32211 | 0
1678 | LAMARPWR_1G | 1 | North | YES | -0.13007 | 160 | 67.7 | 160 | 0 | 1.038 | CC | -1 | 0.32222 | 160 | 160 |  |  | -20.811 | 160 | -0.32222 | -51.5552
1679 | LAMARPWR_2G | 2 | North | YES | -0.13007 | 156 | 67.7 | 156 | 0 | 1.038 | CC | -1 | 0.32222 | 156 | 156 |  |  | -20.2908 | 156 | -0.32222 | -50.2663
1680 | LAMARPWR_3G | 3 | North | YES | -0.13007 | 196 | 129.1 | 196 | 0 | 1.038 | CC | -1 | 0.32222 | 196 | 196 |  |  | -25.4935 | 196 | -0.32222 | -63.1551
1681 | LAMARPWR_4G | 4 | North | YES | -0.13007 | 156 | 67.7 | 156 | 0 | 1.038 | CC | -1 | 0.32222 | 156 | 156 |  |  | -20.2908 | 156 | -0.32222 | -50.2663
1682 | LAMARPWR_5G | 5 | North | YES | -0.13007 | 157 | 67.7 | 157 | 0 | 1.038 | CC | -1 | 0.32222 | 157 | 157 |  |  | -20.4208 | 157 | -0.32222 | -50.5885
1683 | LAMARPWR_6G | 6 | North | YES | -0.13007 | 198 | 129.1 | 198 | 0 | 1.038 | CC | -1 | 0.32222 | 198 | 198 |  |  | -25.7537 | 198 | -0.32222 | -63.7996
1689 | VALLEY_3G | 3 | North | YES | -0.1302 | 0 | 25 | 375 |  | 1.003 | GST | -1 | 0.32235 | 375 | 375 |  |  | -48.8239 | 375 | -0.32235 | -120.8805
11691 | KMICHICT1_G | 1 | North | YES | -0.1302 | 144 | 80 | 144 | 0 | 1.026 | CC | -1 | 0.32235 | 144 | 144 |  |  | -18.7484 | 144 | -0.32235 | -46.4181
11692 | KMICHICT2_G | 2 | North | YES | -0.1302 | 146 | 80 | 146 | 0 | 1.026 | CC | -1 | 0.32235 | 146 | 146 |  |  | -19.0088 | 146 | -0.32235 | -47.0628
11693 | KMICHIST3_G | 3 | North | YES | -0.1302 | 312 | 60 | 312 | 0 | 1.026 | CC | -1 | 0.32235 | 312 | 312 |  |  | -40.6215 | 312 | -0.32235 | -100.5726
11694 | KMICHICT4_G | 4 | North | YES | -0.1302 | 144 | 80 | 144 | 0 | 1.026 | CC | -1 | 0.32235 | 144 | 144 |  |  | -18.7484 | 144 | -0.32235 | -46.4181
11695 | KMICHICT5_G | 5 | North | YES | -0.1302 | 148 | 80 | 148 | 0 | 1.026 | CC | -1 | 0.32235 | 148 | 148 |  |  | -19.2692 | 148 | -0.32235 | -47.7075
11696 | KMICHIST6_G | 6 | North | YES | -0.1302 | 310 | 60 | 310 | 0 | 1.026 | CC | -1 | 0.32235 | 310 | 310 |  |  | -40.3611 | 310 | -0.32235 | -99.9279
1687 | VALLEY_1G | 1 | North | YES | -0.13038 | 136 | 15 | 170 | 0 | 1.029 | GST | -1 | 0.32253 | 170 | 170 |  |  | -22.1643 | 170 | -0.32253 | -54.8299
1688 | VALLEY_2G | 2 | North | YES | -0.13038 | 527 | 90 | 527 | 0 | 1.029 | GSC | -1 | 0.32253 | 527 | 527 |  |  | -68.7092 | 527 | -0.32253 | -169.9728
6948 | DENISNDM | 1 | North | YES | -0.13054 | 40 | 5 | 40 |  | 1.015 | Hydro | -1 | 0.32269 | 0 | 0 |  |  | 0 | 0 | -0.32269 | 0
6948 | DENISNDM | 2 | North | YES | -0.13054 | 31 | 5 | 40 |  | 1.015 | Hydro | -1 | 0.32269 | 0 | 0 |  |  | 0 | 0 | -0.32269 | 0
2371 | COLLIN_1G | MB | North | YES | -0.13135 | 0 | 40 | 138 |  | 1.022 | GST | -1 | 0.32351 | 0 | 0 |  |  | 0 | 0 | -0.32351 | 0
1453 | WCPWRCO_1G | 1 | North | YES | -0.13159 | 204 | 50 | 204 | 0 | 1.02 | CC | -1 | 0.32374 | 204 | 204 |  |  | -26.8446 | 204 | -0.32374 | -66.0434
1454 | WCPWRCO_2G | 2 | North | YES | -0.13159 | 204 | 50 | 204 | 0 | 1.02 | CC | -1 | 0.32374 | 204 | 204 |  |  | -26.8446 | 204 | -0.32374 | -66.0434
1455 | WCPWRCO_3G | 3 | North | YES | -0.13159 | 242 | 50 | 242 |  | 1.02 | CC | -1 | 0.32374 | 242 | 242 |  |  | -31.845 | 242 | -0.32374 | -78.3456
1600 | BARTNWND_1G | 1 | North | YES | -0.13174 | 12 | 0 | 120 | 0 | 1.022 | Wind | -1 | 0.32389 | 0 | 120 |  |  | 0 | 0 | -0.32389 | 0
2413 | MTCK6_G | 6 | North | YES | -0.13175 | 0 | 30 | 118 |  | 1.022 | GST | -1 | 0.3239 | 118 | 118 |  |  | -15.5467 | 118 | -0.3239 | -38.2206
2414 | MTCK7_G | 7 | North | YES | -0.13175 | 0 | 30 | 115 |  | 1.022 | GST | -1 | 0.3239 | 115 | 115 |  |  | -15.1515 | 115 | -0.3239 | -37.2488
2417 | MTCK8_G | 8 | North | YES | -0.13175 | 444.8 | 60 | 556 | 0 | 1.022 | GSC | -1 | 0.3239 | 556 | 556 |  |  | -73.2541 | 556 | -0.3239 | -180.0901
344 | MRSSHPRD | 1 | North | YES | -0.13177 | 0 | 0 | 12 |  | 1.03 | Hydro | -1 | 0.32392 | 0 | 0 |  |  | 0 | 0 | -0.32392 | 0
345 | MRSSHPRD01 | 2 | North | YES | -0.13177 | 0 | 0 | 12 |  | 1.03 | Hydro | -1 | 0.32392 | 0 | 0 |  |  | 0 | 0 | -0.32392 | 0
728 | WOLFRIDGE801 | 1 | North | YES | -0.13207 | 11.2 | 0 | 112.5 | 0 | 0.99 | Wind | -1 | 0.32422 | 0 | 112.5 |  |  | 0 | 0 | -0.32422 | 0
923 | SPENCER_G4 | 1 | North | YES | -0.13223 | 48 | 20 | 61 | 0 | 1.03 | GST | -1 | 0.32438 | 61 | 61 |  |  | -8.0658 | 61 | -0.32438 | -19.787
924 | SPENCER_G5 | 1 | North | YES | -0.13223 | 52 | 20 | 66 | 0 | 1.03 | GST | -1 | 0.32438 | 66 | 66 |  |  | -8.7269 | 66 | -0.32438 | -21.4089
2381 | NTHLK1_G | 1 | North | YES | -0.13231 | 0 | 35 | 156 |  | 1.022 | GST | -1 | 0.32446 | 156 | 156 |  |  | -20.6396 | 156 | -0.32446 | -50.6151
2382 | NTHLK2_G | 2 | North | YES | -0.13231 | 0 | 35 | 181 |  | 1.022 | GST | -1 | 0.32446 | 181 | 181 |  |  | -23.9472 | 181 | -0.32446 | -58.7265
2383 | NTHLK3_G | 3 | North | YES | -0.13231 | 0 | 50 | 329 |  | 1.022 | GST | -1 | 0.32446 | 329 | 329 |  |  | -43.5283 | 329 | -0.32446 | -106.746
580 | JCKCNTY801 | 1 | North | YES | -0.13325 | 288 | 0 | 288 | 0 | 1.022 | CC | -1 | 0.3254 | 288 | 288 |  |  | -38.3763 | 288 | -0.3254 | -93.7158
581 | JCKCNTY802 | 2 | North | YES | -0.13325 | 147 | 0 | 147 | 0 | 1.022 | CC | -1 | 0.3254 | 147 | 147 |  |  | -19.5879 | 147 | -0.3254 | -47.8341
582 | JCKCNTY803 | 3 | North | YES | -0.13325 | 147 | 0 | 147 | 0 | 1.022 | CC | -1 | 0.3254 | 147 | 147 |  |  | -19.5879 | 147 | -0.3254 | -47.8341
12322 | ENNSTRAC_1G | 1 | North | YES | -0.13432 | 196 | 130 | 196 | 0 | 1.036 | CC | -1 | 0.32647 | 196 | 196 |  |  | -26.3273 | 196 | -0.32647 | -63.9889
12323 | ENNSTRAC_2G | 2 | North | YES | -0.13432 | 116 | 100 | 116 | 0 | 1.036 | CC | -1 | 0.32647 | 116 | 116 |  |  | -15.5815 | 116 | -0.32647 | -37.871
1861 | EAGLEMNT_1G | MB | North | YES | -0.13454 | 0 | 30 | 112 |  | 1.022 | GST | -1 | 0.32669 | 0 | 0 |  |  | 0 | 0 | -0.32669 | 0
1862 | EAGLEMNT_2G | MB | North | YES | -0.13454 | 0 | 40 | 100 |  | 1.022 | GST | -1 | 0.32669 | 0 | 0 |  |  | 0 | 0 | -0.32669 | 0
1863 | EAGLEMNT_3G | MB | North | YES | -0.13454 | 0 | 50 | 378 |  | 1.022 | GST | -1 | 0.32669 | 0 | 0 |  |  | 0 | 0 | -0.32669 | 0
503 | NTHTEXAS01 | 1 | North | YES | -0.13493 | 0 | 5 | 18 |  | 1.015 | GST | -1 | 0.32708 | 18 | 18 |  |  | -2.4287 | 18 | -0.32708 | -5.8874
504 | NTHTEXAS02 | 2 | North | YES | -0.13493 | 14.4 | 5 | 18 |  | 1.015 | GST | -1 | 0.32708 | 18 | 18 |  |  | -2.4287 | 18 | -0.32708 | -5.8874
505 | NTHTEXAS03 | 3 | North | YES | -0.13493 | 30.4 | 15 | 38 |  | 1.015 | GST | -1 | 0.32708 | 38 | 38 |  |  | -5.1273 | 38 | -0.32708 | -12.429
1643 | SLSTR1PP_1G | 1 | North | YES | -0.13502 | 6 | 0 | 60 | 0 | 1.022 | Wind | -1 | 0.32717 | 0 | 60 |  |  | 0 | 0 | -0.32717 | 0
1898 | COMCHEPK_1G | 1 | North | YES | -0.1358 | 1217 | 1150 | 1217 | 0 | 1.032 | Nuc | -1 | 0.32795 | 0 | 0 |  |  | 0 | 0 | -0.32795 | 0
1899 | COMCHEPK_2G | 2 | North | YES | -0.1358 | 1159 | 1128 | 1159 | 0 | 1.032 | Nuc | -1 | 0.32795 | 0 | 0 |  |  | 0 | 0 | -0.32795 | 0
1877 | WLFHOLW_1G | 1 | North | YES | -0.13612 | 217.3 | 89.2 | 217.3 | 0 | 1.032 | CC | -1 | 0.32827 | 217.3 | 217.3 |  |  | -29.5791 | 217.3 | -0.32827 | -71.3335
1878 | WLFHOLW_2G | 2 | North | YES | -0.13612 | 215.7 | 105 | 215.7 | 0 | 1.032 | CC | -1 | 0.32827 | 215.7 | 215.7 |  |  | -29.3613 | 215.7 | -0.32827 | -70.8083
1879 | WLFHOLW_3G | 3 | North | YES | -0.13612 | 272.4 | 89.2 | 272.4 | 0 | 1.032 | CC | -1 | 0.32827 | 272.4 | 272.4 |  |  | -37.0794 | 272.4 | -0.32827 | -89.4213
332 | RWMILLER01 | 1 | North | YES | -0.13629 | 58.4 | 18.5 | 73 | 0 | 1.04 | GST | -1 | 0.32844 | 73 | 73 |  |  | -9.9491 | 73 | -0.32844 | -23.9761
333 | RWMILLER02 | 2 | North | YES | -0.13629 | 95.2 | 37 | 119 | 0 | 1.04 | GST | -1 | 0.32844 | 119 | 119 |  |  | -16.2184 | 119 | -0.32844 | -39.0844
334 | RWMILLER03 | 3 | North | YES | -0.13629 | 166.4 | 65 | 208 | 0 | 1.04 | GST | -1 | 0.32844 | 208 | 208 |  |  | -28.3481 | 208 | -0.32844 | -68.3155
335 | RWMILLER04 | 4 | North | YES | -0.13629 | 81.6 | 0 | 102 | 0 | 1.04 | GST | -1 | 0.32844 | 102 | 102 |  |  | -13.9015 | 102 | -0.32844 | -33.5009
336 | RWMILLER05 | 5 | North | YES | -0.13629 | 80.8 | 0 | 101 | 0 | 1.04 | GST | -1 | 0.32844 | 101 | 101 |  |  | -13.7652 | 101 | -0.32844 | -33.1724
1889 | DECRDOVA_1G | 1 | North | YES | -0.13652 | 779 | 255 | 779 | 0 | 1.02 | GSC | -1 | 0.32867 | 779 | 779 |  |  | -106.346 | 779 | -0.32867 | -256.0316
1948 | HANDLEY_4G | 4 | North | YES | -0.13659 | 348 | 150 | 435 | 0 | 1.022 | GST | -1 | 0.32874 | 435 | 435 |  |  | -59.4158 | 435 | -0.32874 | -143.0015
1947 | HANDLEY_3G | 3 | North | YES | -0.13678 | 316 | 100 | 395 | 0 | 1.022 | GST | -1 | 0.32893 | 395 | 395 |  |  | -54.0293 | 395 | -0.32893 | -129.9289
1949 | HANDLEY_5G | 5 | North | YES | -0.13678 | 348 | 150 | 435 | 0 | 1.022 | GST | -1 | 0.32893 | 435 | 435 |  |  | -59.5006 | 435 | -0.32893 | -143.0863
1892 | DECRDOVA_2G | A | North | YES | -0.13847 | 65 | 65 | 70 | 0 | 1.025 | GGT | -1 | 0.33062 | 70 | 70 |  |  | -9.6928 | 70 | -0.33062 | -23.1433
1893 | DECRDOVA_3G | B | North | YES | -0.13847 | 65 | 65 | 69 | 0 | 1.025 | GGT | -1 | 0.33062 | 69 | 69 |  |  | -9.5543 | 69 | -0.33062 | -22.8127
1894 | DECRDOVA_4G | C | North | YES | -0.13847 | 65 | 65 | 69 | 0 | 1.025 | GGT | -1 | 0.33062 | 69 | 69 |  |  | -9.5543 | 69 | -0.33062 | -22.8127
1895 | DECRDOVA_5G | D | North | YES | -0.13847 | 65 | 65 | 68 | 0 | 1.025 | GGT | -1 | 0.33062 | 68 | 68 |  |  | -9.4158 | 68 | -0.33062 | -22.4821
1941 | MDLTHELP_1G | 1 | North | YES | -0.14184 | 216.4 | 74 | 216.4 | 0 | 1 | CC | -1 | 0.33399 | 216.4 | 216.4 |  |  | -30.6933 | 216.4 | -0.33399 | -72.2748
1942 | MDLTHELP_2G | 2 | North | YES | -0.14184 | 216.1 | 74 | 216.1 | 0 | 1 | CC | -1 | 0.33399 | 216.1 | 216.1 |  |  | -30.6508 | 216.1 | -0.33399 | -72.1746
1937 | MDLTHELP_5G | 5 | North | YES | -0.14245 | 224 | 74 | 224 | 0 | 1 | CC | -1 | 0.3346 | 224 | 224 |  |  | -31.9088 | 224 | -0.3346 | -74.9506
1938 | MDLTHELP_6G | 6 | North | YES | -0.14245 | 226 | 74 | 226 | 0 | 1 | CC | -1 | 0.3346 | 226 | 226 |  |  | -32.1937 | 226 | -0.3346 | -75.6198
1943 | MDLTHELP_3G | 3 | North | YES | -0.14245 | 212 | 74 | 212 | 0 | 1 | CC | -1 | 0.3346 | 212 | 212 |  |  | -30.1994 | 212 | -0.3346 | -70.9354
1944 | MDLTHELP_4G | 4 | North | YES | -0.14245 | 211 | 74 | 211 | 0 | 1 | CC | -1 | 0.3346 | 211 | 211 |  |  | -30.057 | 211 | -0.3346 | -70.6008
366 | JNSNCNTY802 | 1 | North | YES | -0.14303 | 168 | 20 | 168 | 0 | 1.02 | Cogen | -1 | 0.33518 | 0 | 0 |  |  | 0 | 0 | -0.33518 | 0
367 | JNSNCNTY802 | 2 | North | YES | -0.14303 | 90 | 20 | 90 | 0 | 1.02 | Cogen | -1 | 0.33518 | 0 | 0 |  |  | 0 | 0 | -0.33518 | 0
244 | WHITNYDM01 | 1 | North | YES | -0.17708 | 15 | 0 | 15 | 0 | 1.035 | Hydro | -1 | 0.36923 | 0 | 0 |  |  | 0 | 0 | -0.36923 | 0
245 | WHITNYDM02 | 2 | North | YES | -0.17708 | 15 | 0 | 15 | 0 | 1.035 | Hydro | -1 | 0.36923 | 0 | 0 |  |  | 0 | 0 | -0.36923 | 0
251 | BOSQUESW803 | 2 | North | YES | -0.18634 | 150 | 0 | 150 | 0 | 1.032 | CC | -1 | 0.37849 | 150 | 150 |  |  | -27.9516 | 150 | -0.37849 | -56.7742
253 | BOSQUESW804 | 2 | North | YES | -0.18634 | 80 | 0 | 80 | 0 | 1.032 | CC | -1 | 0.37849 | 80 | 80 |  |  | -14.9075 | 80 | -0.37849 | -30.2796
238 | BOSQUESW505 | 1 | North | YES | -0.20082 | 255 | 0 | 255 | 0 | 1.02 | CC | -1 | 0.39297 | 255 | 255 |  |  | -51.2086 | 255 | -0.39297 | -100.2071
239 | BOSQUESW502 | 1 | North | YES | -0.20082 | 119.2 | 0 | 149 | 0 | 1.02 | GGT | -1 | 0.39297 | 149 | 149 |  |  | -29.9219 | 149 | -0.39297 | -58.5524
247 | BOSQUESW501 | 2 | North | YES | -0.20082 | 124.8 | 0 | 156 | 0 | 1.02 | GGT | -1 | 0.39297 | 156 | 156 |  |  | -31.3276 | 156 | -0.39297 | -61.3032
3416 | LAKE_CRK1_G | 1 | North | YES | -0.2051 | 60 | 33 | 75 |  | 1.029 | GST | -1 | 0.39725 | 75 | 75 |  |  | -15.3827 | 75 | -0.39725 | -29.794
3417 | LAKE_CRK2_G | 2 | North | YES | -0.2051 | 177.6 | 40 | 222 | 0 | 1.029 | GST | -1 | 0.39725 | 222 | 222 |  |  | -45.5329 | 222 | -0.39725 | -88.1904
3403 | THOUSE_1G | 1 | North | YES | -0.21086 | 563 | 200 | 563 | 0 | 1.012 | GSC | -1 | 0.40301 | 563 | 563 |  |  | -118.7119 | 563 | -0.40301 | -226.8929
3404 | THOUSE_2G | 2 | North | YES | -0.21086 | 807 | 250 | 807 | 0 | 1.012 | GSC | -1 | 0.40301 | 807 | 807 |  |  | -170.1608 | 807 | -0.40301 | -325.2266
Note on AL4: Zonal Cap - Zonal Impact

## Distributed Slack - Inc
Number of Bus | Name of Bus | ID | Area Name of Gen | AGC | P Sensitivity of Bus | Gen MW | Min MW | Max MW | V Sensitivity of Bus | Set Volt | Tech Type | Zone Impact | Zone Correlation | Inc Max | Dec Max | Souce S.F. Weighting | Souce Capacity | Sink S.F. Weighting | Sink Capacity | PTDF Calc | PTDF Weighting | Cumulative Share of Zonal Cap | Cumulative Share of Zonal Impact | Cont_ TempleSS to Sandow OL_ TempleSS to Sandow |  | i_PTDF_INC_pt | 258 |  | SPENCER_G5 | Unit at max
3403 | THOUSE_1G | 1 | North | YES | -0.21086 | 563 | 200 | 563 | 0 | 1.012 | GSC | -1 | 0.40301 | 563 | 563 |  |  | -118.7119 | 563 | -0.40301 | -226.8929 | 0.022785 | 0.028315 |  |  | i_10pctunit | 14 |  | 54 | # units @ max
3404 | THOUSE_2G | 2 | North | YES | -0.21086 | 807 | 250 | 807 | 0 | 1.012 | GSC | -1 | 0.40301 | 807 | 807 |  |  | -170.1608 | 807 | -0.40301 | -325.2266 | 0.055444 | 0.068901 | [5 empty] | 0.02639 | delta max
3416 | LAKE_CRK1_G | 1 | North | YES | -0.2051 | 60 | 33 | 75 |  | 1.029 | GST | -1 | 0.39725 | 75 | 75 |  |  | -15.3827 | 75 | -0.39725 | -29.794 | 0.05848 | 0.072619 | [5 empty] | Delta
3417 | LAKE_CRK2_G | 2 | North | YES | -0.2051 | 177.6 | 40 | 222 | 0 | 1.029 | GST | -1 | 0.39725 | 222 | 222 |  |  | -45.5329 | 222 | -0.39725 | -88.1904 | 0.067464 | 0.083625 | Weighted Shift Factors |  |  |  | 1 | 0.00553
238 | BOSQUESW505 | 1 | North | YES | -0.20082 | 255 | 0 | 255 | 0 | 1.02 | CC | -1 | 0.39297 | 255 | 255 |  |  | -51.2086 | 255 | -0.39297 | -100.2071 | 0.077784 | 0.09613 | South | 0.19215 |  |  | 2 | 0.013457
239 | BOSQUESW502 | 1 | North | YES | -0.20082 | 119.2 | 0 | 149 | 0 | 1.02 | GGT | -1 | 0.39297 | 149 | 149 |  |  | -29.9219 | 149 | -0.39297 | -58.5524 | 0.083814 | 0.10344 | North | -0.13415 |  |  | 3 | 0.014139
247 | BOSQUESW501 | 2 | North | YES | -0.20082 | 124.8 | 0 | 156 | 0 | 1.02 | GGT | -1 | 0.39297 | 156 | 156 |  |  | -31.3276 | 156 | -0.39297 | -61.3032 | 0.090128 | 0.11109 |  |  |  |  | 4 | 0.016161
251 | BOSQUESW803 | 2 | North | YES | -0.18634 | 150 | 0 | 150 | 0 | 1.032 | CC | -1 | 0.37849 | 150 | 150 |  |  | -27.9516 | 150 | -0.37849 | -56.7742 | 0.096198 | 0.11817 |  |  |  |  | 5 | 0.018346
253 | BOSQUESW804 | 2 | North | YES | -0.18634 | 80 | 0 | 80 | 0 | 1.032 | CC | -1 | 0.37849 | 80 | 80 |  |  | -14.9075 | 80 | -0.37849 | -30.2796 | 0.099436 | 0.12195 |  |  |  |  | 6 | 0.019623
244 | WHITNYDM01 | 1 | North | YES | -0.17708 | 15 | 0 | 15 | 0 | 1.035 | Hydro | -1 | 0.36923 | 0 | 0 |  |  | 0 | 0 | -0.36923 | 0 | 0.099436 | 0.12195 |  |  |  |  | 7 | 0.02096
245 | WHITNYDM02 | 2 | North | YES | -0.17708 | 15 | 0 | 15 | 0 | 1.035 | Hydro | -1 | 0.36923 | 0 | 0 |  |  | 0 | 0 | -0.36923 | 0 | 0.099436 | 0.12195 |  |  |  |  | 8 | 0.021974
366 | JNSNCNTY802 | 1 | North | YES | -0.14303 | 168 | 20 | 168 | 0 | 1.02 | Cogen | -1 | 0.33518 | 0 | 0 |  |  | 0 | 0 | -0.33518 | 0 | 0.099436 | 0.12195 |  |  |  |  | 9 | 0.022515
367 | JNSNCNTY802 | 2 | North | YES | -0.14303 | 90 | 20 | 90 | 0 | 1.02 | Cogen | -1 | 0.33518 | 0 | 0 |  |  | 0 | 0 | -0.33518 | 0 | 0.099436 | 0.12195 |  |  |  |  | 10 | 0.022515
1937 | MDLTHELP_5G | 5 | North | YES | -0.14245 | 224 | 74 | 224 | 0 | 1 | CC | -1 | 0.3346 | 224 | 224 |  |  | -31.9088 | 224 | -0.3346 | -74.9506 | 0.1085 | 0.1313 |  |  |  |  | 11 | 0.022515
1938 | MDLTHELP_6G | 6 | North | YES | -0.14245 | 226 | 74 | 226 | 0 | 1 | CC | -1 | 0.3346 | 226 | 226 |  |  | -32.1937 | 226 | -0.3346 | -75.6198 | 0.11765 | 0.14074 |  |  |  |  | 12 | 0.022515
1943 | MDLTHELP_3G | 3 | North | YES | -0.14245 | 212 | 74 | 212 | 0 | 1 | CC | -1 | 0.3346 | 212 | 212 |  |  | -30.1994 | 212 | -0.3346 | -70.9354 | 0.12623 | 0.14959 |  |  |  |  | 13 | 0.022515
1944 | MDLTHELP_4G | 4 | North | YES | -0.14245 | 211 | 74 | 211 | 0 | 1 | CC | -1 | 0.3346 | 211 | 211 |  |  | -30.057 | 211 | -0.3346 | -70.6008 | 0.13477 | 0.1584 |  |  |  |  | 14 | 0.022803
1941 | MDLTHELP_1G | 1 | North | YES | -0.14184 | 216.4 | 74 | 216.4 | 0 | 1 | CC | -1 | 0.33399 | 216.4 | 216.4 |  |  | -30.6933 | 216.4 | -0.33399 | -72.2748 | 0.14352 | 0.16742 |  |  |  |  | 15 | 0.023094
1942 | MDLTHELP_2G | 2 | North | YES | -0.14184 | 216.1 | 74 | 216.1 | 0 | 1 | CC | -1 | 0.33399 | 216.1 | 216.1 |  |  | -30.6508 | 216.1 | -0.33399 | -72.1746 | 0.15227 | 0.17643 |  |  |  |  | 16 | 0.023366
1892 | DECRDOVA_2G | A | North | YES | -0.13847 | 65 | 65 | 70 | 0 | 1.025 | GGT | -1 | 0.33062 | 70 | 70 |  |  | -9.6928 | 70 | -0.33062 | -23.1433 | 0.1551 | 0.17932 |  |  |  |  | 17 | 0.023638
1893 | DECRDOVA_3G | B | North | YES | -0.13847 | 65 | 65 | 69 | 0 | 1.025 | GGT | -1 | 0.33062 | 69 | 69 |  |  | -9.5543 | 69 | -0.33062 | -22.8127 | 0.1579 | 0.18217 |  |  |  |  | 18 | 0.023899
1894 | DECRDOVA_4G | C | North | YES | -0.13847 | 65 | 65 | 69 | 0 | 1.025 | GGT | -1 | 0.33062 | 69 | 69 |  |  | -9.5543 | 69 | -0.33062 | -22.8127 | 0.16069 | 0.18501 |  |  |  |  | 19 | 0.02416
1895 | DECRDOVA_5G | D | North | YES | -0.13847 | 65 | 65 | 68 | 0 | 1.025 | GGT | -1 | 0.33062 | 68 | 68 |  |  | -9.4158 | 68 | -0.33062 | -22.4821 | 0.16344 | 0.18782 |  |  |  |  | 20 | 0.024216
1947 | HANDLEY_3G | 3 | North | YES | -0.13678 | 316 | 100 | 395 | 0 | 1.022 | GST | -1 | 0.32893 | 395 | 395 |  |  | -54.0293 | 395 | -0.32893 | -129.9289 | 0.17943 | 0.20403 |  |  |  |  | 21 | 0.02427
1949 | HANDLEY_5G | 5 | North | YES | -0.13678 | 348 | 150 | 435 | 0 | 1.022 | GST | -1 | 0.32893 | 435 | 435 |  |  | -59.5006 | 435 | -0.32893 | -143.0863 | 0.19703 | 0.22189 |  |  |  |  | 22 | 0.024324
1948 | HANDLEY_4G | 4 | North | YES | -0.13659 | 348 | 150 | 435 | 0 | 1.022 | GST | -1 | 0.32874 | 435 | 435 |  |  | -59.4158 | 435 | -0.32874 | -143.0015 | 0.21463 | 0.23973 |  |  |  |  | 23 | 0.024378
1889 | DECRDOVA_1G | 1 | North | YES | -0.13652 | 779 | 255 | 779 | 0 | 1.02 | GSC | -1 | 0.32867 | 779 | 779 |  |  | -106.346 | 779 | -0.32867 | -256.0316 | 0.24616 | 0.27169 |  |  |  |  | 24 | 0.024607
332 | RWMILLER01 | 1 | North | YES | -0.13629 | 58.4 | 18.5 | 73 | 0 | 1.04 | GST | -1 | 0.32844 | 73 | 73 |  |  | -9.9491 | 73 | -0.32844 | -23.9761 | 0.24912 | 0.27468 |  |  |  |  | 25 | 0.024858
333 | RWMILLER02 | 2 | North | YES | -0.13629 | 95.2 | 37 | 119 | 0 | 1.04 | GST | -1 | 0.32844 | 119 | 119 |  |  | -16.2184 | 119 | -0.32844 | -39.0844 | 0.25393 | 0.27955 |  |  |  |  | 26 | 0.025099
334 | RWMILLER03 | 3 | North | YES | -0.13629 | 166.4 | 65 | 208 | 0 | 1.04 | GST | -1 | 0.32844 | 208 | 208 |  |  | -28.3481 | 208 | -0.32844 | -68.3155 | 0.26235 | 0.28808 |  |  |  |  | 27 | 0.025524
335 | RWMILLER04 | 4 | North | YES | -0.13629 | 81.6 | 0 | 102 | 0 | 1.04 | GST | -1 | 0.32844 | 102 | 102 |  |  | -13.9015 | 102 | -0.32844 | -33.5009 | 0.26648 | 0.29226 |  |  |  |  | 28 | 0.025562
336 | RWMILLER05 | 5 | North | YES | -0.13629 | 80.8 | 0 | 101 | 0 | 1.04 | GST | -1 | 0.32844 | 101 | 101 |  |  | -13.7652 | 101 | -0.32844 | -33.1724 | 0.27057 | 0.2964 |  |  |  |  | 29 | 0.025623
1877 | WLFHOLW_1G | 1 | North | YES | -0.13612 | 217.3 | 89.2 | 217.3 | 0 | 1.032 | CC | -1 | 0.32827 | 217.3 | 217.3 |  |  | -29.5791 | 217.3 | -0.32827 | -71.3335 | 0.27936 | 0.3053 |  |  |  |  | 30 | 0.025731
1878 | WLFHOLW_2G | 2 | North | YES | -0.13612 | 215.7 | 105 | 215.7 | 0 | 1.032 | CC | -1 | 0.32827 | 215.7 | 215.7 |  |  | -29.3613 | 215.7 | -0.32827 | -70.8083 | 0.28809 | 0.31414 |  |  |  |  | 31 | 0.025783
1879 | WLFHOLW_3G | 3 | North | YES | -0.13612 | 272.4 | 89.2 | 272.4 | 0 | 1.032 | CC | -1 | 0.32827 | 272.4 | 272.4 |  |  | -37.0794 | 272.4 | -0.32827 | -89.4213 | 0.29911 | 0.3253 |  |  |  |  | 32 | 0.025836
1898 | COMCHEPK_1G | 1 | North | YES | -0.1358 | 1217 | 1150 | 1217 | 0 | 1.032 | Nuc | -1 | 0.32795 | 0 | 0 |  |  | 0 | 0 | -0.32795 | 0 | 0.29911 | 0.3253 |  |  |  |  | 33 | 0.025943
1899 | COMCHEPK_2G | 2 | North | YES | -0.1358 | 1159 | 1128 | 1159 | 0 | 1.032 | Nuc | -1 | 0.32795 | 0 | 0 |  |  | 0 | 0 | -0.32795 | 0 | 0.29911 | 0.3253 |  |  |  |  | 34 | 0.02605
1643 | SLSTR1PP_1G | 1 | North | YES | -0.13502 | 6 | 0 | 60 | 0 | 1.022 | Wind | -1 | 0.32717 | 0 | 60 |  |  | 0 | 0 | -0.32717 | 0 | 0.29911 | 0.3253 |  |  |  |  | 35 | 0.026185
503 | NTHTEXAS01 | 1 | North | YES | -0.13493 | 0 | 5 | 18 |  | 1.015 | GST | -1 | 0.32708 | 18 | 18 |  |  | -2.4287 | 18 | -0.32708 | -5.8874 | 0.29984 | 0.32603 |  |  |  |  | 36 | 0.026185
504 | NTHTEXAS02 | 2 | North | YES | -0.13493 | 14.4 | 5 | 18 |  | 1.015 | GST | -1 | 0.32708 | 18 | 18 |  |  | -2.4287 | 18 | -0.32708 | -5.8874 | 0.30057 | 0.32677 |  |  |  |  | 37 | 0.026185
505 | NTHTEXAS03 | 3 | North | YES | -0.13493 | 30.4 | 15 | 38 |  | 1.015 | GST | -1 | 0.32708 | 38 | 38 |  |  | -5.1273 | 38 | -0.32708 | -12.429 | 0.30211 | 0.32832 |  |  |  |  | 38 | 0.026185
1861 | EAGLEMNT_1G | MB | North | YES | -0.13454 | 0 | 30 | 112 |  | 1.022 | GST | -1 | 0.32669 | 0 | 0 |  |  | 0 | 0 | -0.32669 | 0 | 0.30211 | 0.32832 |  |  |  |  | 39 | 0.026192
1862 | EAGLEMNT_2G | MB | North | YES | -0.13454 | 0 | 40 | 100 |  | 1.022 | GST | -1 | 0.32669 | 0 | 0 |  |  | 0 | 0 | -0.32669 | 0 | 0.30211 | 0.32832 |  |  |  |  | 40 | 0.026198
1863 | EAGLEMNT_3G | MB | North | YES | -0.13454 | 0 | 50 | 378 |  | 1.022 | GST | -1 | 0.32669 | 0 | 0 |  |  | 0 | 0 | -0.32669 | 0 | 0.30211 | 0.32832 |  |  |  |  | 41 | 0.026211
12322 | ENNSTRAC_1G | 1 | North | YES | -0.13432 | 196 | 130 | 196 | 0 | 1.036 | CC | -1 | 0.32647 | 196 | 196 |  |  | -26.3273 | 196 | -0.32647 | -63.9889 | 0.31004 | 0.3363 |  |  |  |  | 42 | 0.026211
12323 | ENNSTRAC_2G | 2 | North | YES | -0.13432 | 116 | 100 | 116 | 0 | 1.036 | CC | -1 | 0.32647 | 116 | 116 |  |  | -15.5815 | 116 | -0.32647 | -37.871 | 0.31473 | 0.34103 |  |  |  |  | 43 | 0.026211
580 | JCKCNTY801 | 1 | North | YES | -0.13325 | 288 | 0 | 288 | 0 | 1.022 | CC | -1 | 0.3254 | 288 | 288 |  |  | -38.3763 | 288 | -0.3254 | -93.7158 | 0.32639 | 0.35273 |  |  |  |  | 44 | 0.026211
581 | JCKCNTY802 | 2 | North | YES | -0.13325 | 147 | 0 | 147 | 0 | 1.022 | CC | -1 | 0.3254 | 147 | 147 |  |  | -19.5879 | 147 | -0.3254 | -47.8341 | 0.33234 | 0.35869 |  |  |  |  | 45 | 0.026264
582 | JCKCNTY803 | 3 | North | YES | -0.13325 | 147 | 0 | 147 | 0 | 1.022 | CC | -1 | 0.3254 | 147 | 147 |  |  | -19.5879 | 147 | -0.3254 | -47.8341 | 0.33829 | 0.36466 |  |  |  |  | 46 | 0.026296
2381 | NTHLK1_G | 1 | North | YES | -0.13231 | 0 | 35 | 156 |  | 1.022 | GST | -1 | 0.32446 | 156 | 156 |  |  | -20.6396 | 156 | -0.32446 | -50.6151 | 0.3446 | 0.37098 |  |  |  |  | 47 | 0.026335
2382 | NTHLK2_G | 2 | North | YES | -0.13231 | 0 | 35 | 181 |  | 1.022 | GST | -1 | 0.32446 | 181 | 181 |  |  | -23.9472 | 181 | -0.32446 | -58.7265 | 0.35193 | 0.37831 |  |  |  |  | 48 | 0.026356
2383 | NTHLK3_G | 3 | North | YES | -0.13231 | 0 | 50 | 329 |  | 1.022 | GST | -1 | 0.32446 | 329 | 329 |  |  | -43.5283 | 329 | -0.32446 | -106.746 | 0.36524 | 0.39163 |  |  |  |  | 49 | 0.026376
923 | SPENCER_G4 | 1 | North | YES | -0.13223 | 48 | 20 | 61 | 0 | 1.03 | GST | -1 | 0.32438 | 61 | 61 |  |  | -8.0658 | 61 | -0.32438 | -19.787 | 0.36771 | 0.3941 |  |  |  |  | 50 | 0.026379
924 | SPENCER_G5 | 1 | North | YES | -0.13223 | 52 | 20 | 66 | 0 | 1.03 | GST | -1 | 0.32438 | 66 | 66 |  |  | -8.7269 | 66 | -0.32438 | -21.4089 | 0.37038 | 0.39677 |  |  |  |  | 51 | 0.026382
728 | WOLFRIDGE801 | 1 | North | YES | -0.13207 | 11.2 | 0 | 112.5 | 0 | 0.99 | Wind | -1 | 0.32422 | 0 | 112.5 |  |  | 0 | 0 | -0.32422 | 0 | 0.37038 | 0.39677 |  |  |  |  | 52 | 0.026389
344 | MRSSHPRD | 1 | North | YES | -0.13177 | 0 | 0 | 12 |  | 1.03 | Hydro | -1 | 0.32392 | 0 | 0 |  |  | 0 | 0 | -0.32392 | 0 | 0.37038 | 0.39677 |  |  |  |  | 53 | 0.02639
345 | MRSSHPRD01 | 2 | North | YES | -0.13177 | 0 | 0 | 12 |  | 1.03 | Hydro | -1 | 0.32392 | 0 | 0 |  |  | 0 | 0 | -0.32392 | 0 | 0.37038 | 0.39677 |  |  |  |  | 54 | 0.02639
2413 | MTCK6_G | 6 | North | YES | -0.13175 | 0 | 30 | 118 |  | 1.022 | GST | -1 | 0.3239 | 118 | 118 |  |  | -15.5467 | 118 | -0.3239 | -38.2206 | 0.37516 | 0.40154 |  |  |  |  | 55 | 0.02639
2414 | MTCK7_G | 7 | North | YES | -0.13175 | 0 | 30 | 115 |  | 1.022 | GST | -1 | 0.3239 | 115 | 115 |  |  | -15.1515 | 115 | -0.3239 | -37.2488 | 0.37981 | 0.40619 |  |  |  |  | 56 | 0.02639
2417 | MTCK8_G | 8 | North | YES | -0.13175 | 444.8 | 60 | 556 | 0 | 1.022 | GSC | -1 | 0.3239 | 556 | 556 |  |  | -73.2541 | 556 | -0.3239 | -180.0901 | 0.40231 | 0.42866 |  |  |  |  | 57 | 0.02639
1600 | BARTNWND_1G | 1 | North | YES | -0.13174 | 12 | 0 | 120 | 0 | 1.022 | Wind | -1 | 0.32389 | 0 | 120 |  |  | 0 | 0 | -0.32389 | 0 | 0.40231 | 0.42866 |  |  |  |  | 58 | 0.026384
1453 | WCPWRCO_1G | 1 | North | YES | -0.13159 | 204 | 50 | 204 | 0 | 1.02 | CC | -1 | 0.32374 | 204 | 204 |  |  | -26.8446 | 204 | -0.32374 | -66.0434 | 0.41057 | 0.43691 |  |  |  |  | 59 | 0.026379
1454 | WCPWRCO_2G | 2 | North | YES | -0.13159 | 204 | 50 | 204 | 0 | 1.02 | CC | -1 | 0.32374 | 204 | 204 |  |  | -26.8446 | 204 | -0.32374 | -66.0434 | 0.41882 | 0.44515 |  |  |  |  | 60 | 0.026351
1455 | WCPWRCO_3G | 3 | North | YES | -0.13159 | 242 | 50 | 242 |  | 1.02 | CC | -1 | 0.32374 | 242 | 242 |  |  | -31.845 | 242 | -0.32374 | -78.3456 | 0.42862 | 0.45492 |  |  |  |  | 61 | 0.026351
2371 | COLLIN_1G | MB | North | YES | -0.13135 | 0 | 40 | 138 |  | 1.022 | GST | -1 | 0.32351 | 0 | 0 |  |  | 0 | 0 | -0.32351 | 0 | 0.42862 | 0.45492 |  |  |  |  | 62 | 0.026337
6948 | DENISNDM | 1 | North | YES | -0.13054 | 40 | 5 | 40 |  | 1.015 | Hydro | -1 | 0.32269 | 0 | 0 |  |  | 0 | 0 | -0.32269 | 0 | 0.42862 | 0.45492 |  |  |  |  | 63 | 0.026323
6948 | DENISNDM | 2 | North | YES | -0.13054 | 31 | 5 | 40 |  | 1.015 | Hydro | -1 | 0.32269 | 0 | 0 |  |  | 0 | 0 | -0.32269 | 0 | 0.42862 | 0.45492 |  |  |  |  | 64 | 0.026306
1687 | VALLEY_1G | 1 | North | YES | -0.13038 | 136 | 15 | 170 | 0 | 1.029 | GST | -1 | 0.32253 | 170 | 170 |  |  | -22.1643 | 170 | -0.32253 | -54.8299 | 0.4355 | 0.46177 |  |  |  |  | 65 | 0.026306
1688 | VALLEY_2G | 2 | North | YES | -0.13038 | 527 | 90 | 527 | 0 | 1.029 | GSC | -1 | 0.32253 | 527 | 527 |  |  | -68.7092 | 527 | -0.32253 | -169.9728 | 0.45683 | 0.48298 |  |  |  |  | 66 | 0.026306
1689 | VALLEY_3G | 3 | North | YES | -0.1302 | 0 | 25 | 375 |  | 1.003 | GST | -1 | 0.32235 | 375 | 375 |  |  | -48.8239 | 375 | -0.32235 | -120.8805 | 0.472 | 0.49806 |  |  |  |  | 67 | 0.026306
11691 | KMICHICT1_G | 1 | North | YES | -0.1302 | 144 | 80 | 144 | 0 | 1.026 | CC | -1 | 0.32235 | 144 | 144 |  |  | -18.7484 | 144 | -0.32235 | -46.4181 | 0.47783 | 0.50386 |  |  |  |  | 68 | 0.026269
11692 | KMICHICT2_G | 2 | North | YES | -0.1302 | 146 | 80 | 146 | 0 | 1.026 | CC | -1 | 0.32235 | 146 | 146 |  |  | -19.0088 | 146 | -0.32235 | -47.0628 | 0.48374 | 0.50973 |  |  |  |  | 69 | 0.026152
11693 | KMICHIST3_G | 3 | North | YES | -0.1302 | 312 | 60 | 312 | 0 | 1.026 | CC | -1 | 0.32235 | 312 | 312 |  |  | -40.6215 | 312 | -0.32235 | -100.5726 | 0.49637 | 0.52228 |  |  |  |  | 70 | 0.026061
11694 | KMICHICT4_G | 4 | North | YES | -0.1302 | 144 | 80 | 144 | 0 | 1.026 | CC | -1 | 0.32235 | 144 | 144 |  |  | -18.7484 | 144 | -0.32235 | -46.4181 | 0.50219 | 0.52807 |  |  |  |  | 71 | 0.026026
11695 | KMICHICT5_G | 5 | North | YES | -0.1302 | 148 | 80 | 148 | 0 | 1.026 | CC | -1 | 0.32235 | 148 | 148 |  |  | -19.2692 | 148 | -0.32235 | -47.7075 | 0.50818 | 0.53403 |  |  |  |  | 72 | 0.02599
11696 | KMICHIST6_G | 6 | North | YES | -0.1302 | 310 | 60 | 310 | 0 | 1.026 | CC | -1 | 0.32235 | 310 | 310 |  |  | -40.3611 | 310 | -0.32235 | -99.9279 | 0.52073 | 0.5465 |  |  |  |  | 73 | 0.025914
1678 | LAMARPWR_1G | 1 | North | YES | -0.13007 | 160 | 67.7 | 160 | 0 | 1.038 | CC | -1 | 0.32222 | 160 | 160 |  |  | -20.811 | 160 | -0.32222 | -51.5552 | 0.5272 | 0.55293 |  |  |  |  | 74 | 0.025879
1679 | LAMARPWR_2G | 2 | North | YES | -0.13007 | 156 | 67.7 | 156 | 0 | 1.038 | CC | -1 | 0.32222 | 156 | 156 |  |  | -20.2908 | 156 | -0.32222 | -50.2663 | 0.53352 | 0.5592 |  |  |  |  | 75 | 0.025843
1680 | LAMARPWR_3G | 3 | North | YES | -0.13007 | 196 | 129.1 | 196 | 0 | 1.038 | CC | -1 | 0.32222 | 196 | 196 |  |  | -25.4935 | 196 | -0.32222 | -63.1551 | 0.54145 | 0.56708 |  |  |  |  | 76 | 0.025768
1681 | LAMARPWR_4G | 4 | North | YES | -0.13007 | 156 | 67.7 | 156 | 0 | 1.038 | CC | -1 | 0.32222 | 156 | 156 |  |  | -20.2908 | 156 | -0.32222 | -50.2663 | 0.54776 | 0.57336 |  |  |  |  | 77 | 0.025726
1682 | LAMARPWR_5G | 5 | North | YES | -0.13007 | 157 | 67.7 | 157 | 0 | 1.038 | CC | -1 | 0.32222 | 157 | 157 |  |  | -20.4208 | 157 | -0.32222 | -50.5885 | 0.55412 | 0.57967 |  |  |  |  | 78 | 0.025686
1683 | LAMARPWR_6G | 6 | North | YES | -0.13007 | 198 | 129.1 | 198 | 0 | 1.038 | CC | -1 | 0.32222 | 198 | 198 |  |  | -25.7537 | 198 | -0.32222 | -63.7996 | 0.56213 | 0.58763 |  |  |  |  | 79 | 0.025635
1675 | PEC_1G | 1 | North | YES | -0.12996 | 76.7 | 35 | 76.7 | 0 | 1.022 | Cogen | -1 | 0.32211 | 0 | 0 |  |  | 0 | 0 | -0.32211 | 0 | 0.56213 | 0.58763 |  |  |  |  | 80 | 0.025594
1676 | PEC_2G | 2 | North | YES | -0.12996 | 79.6 | 35 | 79.6 | 0 | 1.022 | Cogen | -1 | 0.32211 | 0 | 0 |  |  | 0 | 0 | -0.32211 | 0 | 0.56213 | 0.58763 |  |  |  |  | 81 | 0.025554
1677 | PEC_3G | 3 | North | YES | -0.12996 | 88.4 | 35 | 88.4 | 0 | 1.022 | Cogen | -1 | 0.32211 | 0 | 0 |  |  | 0 | 0 | -0.32211 | 0 | 0.56213 | 0.58763 |  |  |  |  | 82 | 0.025502
1701 | MOSES_1G | 1 | North | YES | -0.12986 | 558 | 175 | 558 | 0 | 1.023 | LIGCO | -1 | 0.32201 | 0 | 558 |  |  | 0 | 0 | -0.32201 | 0 | 0.56213 | 0.58763 |  |  |  |  | 83 | 0.025502
1702 | MOSES_2G | 2 | North | YES | -0.12986 | 579 | 175 | 579 | 0 | 1.023 | LIGCO | -1 | 0.32201 | 0 | 579 |  |  | 0 | 0 | -0.32201 | 0 | 0.56213 | 0.58763 |  |  |  |  | 84 | 0.025502
1703 | MOSES_3G | 3 | North | YES | -0.12986 | 808 | 463 | 808 | 0 | 1.023 | LIGCO | -1 | 0.32201 | 0 | 808 |  |  | 0 | 0 | -0.32201 | 0 | 0.56213 | 0.58763 |  |  |  |  | 85 | 0.025502
5925 | DCEAST | EQ | North | YES | -0.12986 | 400.3 | -600 | 600 | 0 | 1.025 | DCTie | -1 | 0.32201 | 0 | 0 |  |  | 0 | 0 | -0.32201 | 0 | 0.56213 | 0.58763 |  |  |  |  | 86 | 0.025502
837 | NEWMAN_G5 | 1 | North | YES | -0.12973 | 0 | 15 | 40 |  | 1.01 | GST | -1 | 0.32188 | 40 | 40 |  |  | -5.1892 | 40 | -0.32188 | -12.8753 | 0.56375 | 0.58924 |  |  |  |  | 87 | 0.025502
842 | OLINGER_G1 | 1 | North | YES | -0.12972 | 55.4 | 20 | 79 | 0 | 1.03 | GST | -1 | 0.32187 | 79 | 79 |  |  | -10.2478 | 79 | -0.32187 | -25.4277 | 0.56695 | 0.59241 |  |  |  |  | 88 | 0.025502
843 | OLINGER_G2 | 1 | North | YES | -0.12972 | 76.2 | 25 | 110 | 0 | 1.03 | GST | -1 | 0.32187 | 110 | 110 |  |  | -14.2691 | 110 | -0.32187 | -35.4057 | 0.5714 | 0.59683 |  |  |  |  | 89 | 0.025502
844 | OLINGER_G3 | 1 | North | YES | -0.12972 | 103.9 | 45 | 150 | 0 | 1.03 | GST | -1 | 0.32187 | 150 | 150 |  |  | -19.4579 | 150 | -0.32187 | -48.2805 | 0.57747 | 0.60286 |  |  |  |  | 90 | 0.02549
845 | OLINGER_G4 | 1 | North | YES | -0.12972 | 51.9 | 0 | 76 | 0 | 1.03 | GGT | -1 | 0.32187 | 76 | 76 |  |  | -9.8586 | 76 | -0.32187 | -24.4621 | 0.58054 | 0.60591 |  |  |  |  | 91 | 0.025466
949 | STEAM2 | 1 | North | YES | -0.12951 | 26 | 8 | 26 | 0 | 0.99 | GST | -1 | 0.32166 | 26 | 26 |  |  | -3.3672 | 26 | -0.32166 | -8.3632 | 0.5816 | 0.60695 |  |  |  |  | 92 | 0.025433
950 | STEAM3 | 1 | North | YES | -0.12951 | 41 | 13 | 42 | 0 | 1.02 | GST | -1 | 0.32166 | 42 | 42 |  |  | -5.4394 | 42 | -0.32166 | -13.5097 | 0.5833 | 0.60864 |  |  |  |  | 93 | 0.025388
948 | STEAM1 | 1 | North | YES | -0.12951 | 0 | 12 | 20 |  | 1.02 | GST | -1 | 0.32166 | 20 | 20 |  |  | -2.5902 | 20 | -0.32166 | -6.4332 | 0.58411 | 0.60944 |  |  |  |  | 94 | 0.025365
12440 | PARKD_1SVC8 | 1 | North | YES | -0.12947 | 0 | 0 | 0 | 0 | 1.007 | GST | -1 | 0.32162 | 0 | 0 |  |  | 0 | 0 | -0.32162 | 0 | 0.58411 | 0.60944 |  |  |  |  | 95 | 0.025356
12449 | PARKD_2SVC8 | 1 | North | YES | -0.12947 | 0 | 0 | 0 | 0 | 1.007 | GST | -1 | 0.32162 | 0 | 0 |  |  | 0 | 0 | -0.32162 | 0 | 0.58411 | 0.60944 |  |  |  |  | 96 | 0.025342
2451 | LKHB1_G | 1 | North | YES | -0.12924 | 0 | 80 | 391 |  | 1.022 | GST | -1 | 0.32139 | 391 | 391 |  |  | -50.5336 | 391 | -0.32139 | -125.6647 | 0.59993 | 0.62512 |  |  |  |  | 97 | 0.025336
2452 | LKHB2_G | 2 | North | YES | -0.12924 | 516 | 80 | 516 | 0 | 1.022 | GST | -1 | 0.32139 | 516 | 516 |  |  | -66.6889 | 516 | -0.32139 | -165.8388 | 0.62081 | 0.64582 |  |  |  |  | 98 | 0.025336
3126 | TRINIDAD_6G | 1 | North | YES | -0.12904 | 179.2 | 46 | 224 | 0 | 1 | GST | -1 | 0.32119 | 224 | 224 |  |  | -28.9043 | 224 | -0.32119 | -71.9461 | 0.62988 | 0.6548 |  |  |  |  | 99 | 0.025336
1433 | GRHAMSES_1G | 1 | North | YES | -0.12851 | 242 | 60 | 242 | 0 | 1.038 | GST | -1 | 0.32066 | 242 | 242 |  |  | -31.0982 | 242 | -0.32066 | -77.5987 | 0.63967 | 0.66448 |  |  |  |  | 100 | 0.025194
1479 | WFCOGEN_1G | 1 | North | YES | -0.12835 | 16 | 12 | 20 | 0 | 1 | Cogen | -1 | 0.3205 | 0 | 0 |  |  | 0 | 0 | -0.3205 | 0 | 0.63967 | 0.66448 |  |  |  |  | 101 | 0.025007
1479 | WFCOGEN_1G | 2 | North | YES | -0.12835 | 16 | 12 | 20 | 0 | 1 | Cogen | -1 | 0.3205 | 0 | 0 |  |  | 0 | 0 | -0.3205 | 0 | 0.63967 | 0.66448 |  |  |  |  | 102 | 0.02492
1482 | WFCOGEN_2G | 2 | North | YES | -0.12835 | 13.6 | 12 | 17 | 0 | 1 | Cogen | -1 | 0.3205 | 0 | 0 |  |  | 0 | 0 | -0.3205 | 0 | 0.63967 | 0.66448 |  |  |  |  | 103 | 0.02481
1482 | WFCOGEN_2G | 1 | North | YES | -0.12835 | 16 | 12 | 20 | 0 | 1 | Cogen | -1 | 0.3205 | 0 | 0 |  |  | 0 | 0 | -0.3205 | 0 | 0.63967 | 0.66448 |  |  |  |  | 104 | 0.02481
12411 | FPLEFR1A_G | 1 | North | YES | -0.12823 | 161 | 72 | 161 | 0 | 1 | CC | -1 | 0.32039 | 161 | 161 |  |  | -20.6458 | 161 | -0.32039 | -51.5821 | 0.64619 | 0.67092 |  |  |  |  | 105 | 0.02481
12412 | FPLEFR1B_G | 2 | North | YES | -0.12823 | 164 | 72 | 164 | 0 | 1 | CC | -1 | 0.32039 | 164 | 164 |  |  | -21.0305 | 164 | -0.32039 | -52.5433 | 0.65282 | 0.67748 |  |  |  |  | 106 | 0.02481
12413 | FPLEFR1C_G | 3 | North | YES | -0.12823 | 164 | 72 | 164 | 0 | 1 | CC | -1 | 0.32039 | 164 | 164 |  |  | -21.0305 | 164 | -0.32039 | -52.5433 | 0.65946 | 0.68403 |  |  |  |  | 107 | 0.02481
12414 | FPLEFR1S_G | 4 | North | YES | -0.12823 | 414 | 191 | 414 | 0 | 1 | CC | -1 | 0.32039 | 414 | 414 |  |  | -53.0893 | 414 | -0.32039 | -132.6398 | 0.67622 | 0.70059 |  |  |  |  | 108 | 0.024731
12421 | FPLEFR2A_G | 1 | North | YES | -0.12823 | 162 | 72 | 162 | 0 | 1 | CC | -1 | 0.32039 | 162 | 162 |  |  | -20.7741 | 162 | -0.32039 | -51.9025 | 0.68277 | 0.70706 |  |  |  |  | 109 | 0.024651
12422 | FPLEFR2B_G | 2 | North | YES | -0.12823 | 161 | 72 | 161 | 0 | 1 | CC | -1 | 0.32039 | 161 | 161 |  |  | -20.6458 | 161 | -0.32039 | -51.5821 | 0.68929 | 0.7135 |  |  |  |  | 110 | 0.024571
12423 | FPLEFR2C_G | 3 | North | YES | -0.12823 | 163 | 72 | 163 | 0 | 1 | CC | -1 | 0.32039 | 163 | 163 |  |  | -20.9023 | 163 | -0.32039 | -52.2229 | 0.69588 | 0.72002 |  |  |  |  | 111 | 0.024369
12424 | FPLEFR2S_G | 4 | North | YES | -0.12823 | 415 | 191 | 415 | 0 | 1 | CC | -1 | 0.32039 | 415 | 415 |  |  | -53.2175 | 415 | -0.32039 | -132.9602 | 0.71268 | 0.73661 |  |  |  |  | 112 | 0.02429
1432 | GRHAMSES_2G | 2 | North | YES | -0.12818 | 294.9 | 90 | 366 | 0 | 1.014 | GST | -1 | 0.32033 | 366 | 366 |  |  | -46.9131 | 366 | -0.32033 | -117.2404 | 0.72749 | 0.75124 |  |  |  |  | 113 | 0.024211
6100 | OKLA7A | EQ | West | YES | -0.1251 | 50 | -220 | 220 | 0 | 1.035 | DCTie | -1 | 0.31726 | 0 | 0 |  |  |  |  | -0.31726 | 0 | 0.72749 | 0.75124 |  |  |  |  | 114 | 0.024132
6752 | OKLA0A | 1 | West | YES | -0.1251 | 649.7 | 175 | 649.7 | 0 | 1.035 | LIGCO | -1 | 0.31726 | 0 | 649.7 |  |  |  |  | -0.31726 | 0 | 0.72749 | 0.75124 |  |  |  |  | 115 | 0.023929
1442 | COKFIELD_5 | 1 | North | YES | -0.12412 | 16.5 | 0 | 165 |  | 1.029 | Wind | -1 | 0.31627 | 0 | 165 |  |  | 0 | 0 | -0.31627 | 0 | 0.72749 | 0.75124 |  |  |  |  | 116 | 0.023748
3097 | MARTLAKE_1G | 1 | North | YES | -0.12326 | 790 | 500 | 790 | 0 | 1.017 | LIGCO | -1 | 0.31541 | 0 | 790 |  |  | 0 | 0 | -0.31541 | 0 | 0.72749 | 0.75124 |  |  |  |  | 117 | 0.023748
3098 | MARTLAKE_2G | 2 | North | YES | -0.12326 | 795 | 461 | 795 | 0 | 1.017 | LIGCO | -1 | 0.31541 | 0 | 795 |  |  | 0 | 0 | -0.31541 | 0 | 0.72749 | 0.75124 |  |  |  |  | 118 | 0.023748
3099 | MARTLAKE_3G | 3 | North | YES | -0.12326 | 804 | 500 | 804 | 0 | 1.017 | LIGCO | -1 | 0.31541 | 0 | 804 |  |  | 0 | 0 | -0.31541 | 0 | 0.72749 | 0.75124 |  |  |  |  | 119 | 0.023748
1438 | MESQUITW_2G | 1 | North | YES | -0.12284 | 23.6 | 0 | 236 |  | 1.017 | Wind | -1 | 0.31499 | 0 | 236 |  |  | 0 | 0 | -0.31499 | 0 | 0.72749 | 0.75124 |  |  |  |  | 120 | 0.023748
1437 | MESQUITW_1G | 1 | North | YES | -0.12283 | 40 | 0 | 400 | 0 | 1.023 | Wind | -1 | 0.31499 | 0 | 400 |  |  | 0 | 0 | -0.31499 | 0 | 0.72749 | 0.75124 |  |  |  |  | 121 | 0.023748
13116 | TGATEWAY_1G | 1 | North | YES | -0.12261 | 151 | 30 | 151 | 0 | 1.0232 | CC | -1 | 0.31476 | 151 | 151 |  |  | -18.5144 | 151 | -0.31476 | -47.5292 | 0.7336 | 0.75717 |  |  |  |  | 122 | 0.023748
13117 | TGATEWAY_2G | 2 | North | YES | -0.12261 | 130 | 30 | 130 | 0 | 1.0232 | CC | -1 | 0.31476 | 130 | 130 |  |  | -15.9396 | 130 | -0.31476 | -40.9192 | 0.73886 | 0.76228 |  |  |  |  | 123 | 0.023748
13118 | TGATEWAY_3G | 3 | North | YES | -0.12261 | 148 | 30 | 148 | 0 | 1.0232 | CC | -1 | 0.31476 | 148 | 148 |  |  | -18.1466 | 148 | -0.31476 | -46.5849 | 0.74485 | 0.76809 |  |  |  |  | 124 | 0.023748
13119 | TGATEWAY_4G | 4 | North | YES | -0.12261 | 399 | 65 | 399 | 0 | 1.0232 | CC | -1 | 0.31476 | 399 | 399 |  |  | -48.9222 | 399 | -0.31476 | -125.5904 | 0.761 | 0.78376 |  |  |  |  | 125 | 0.023568
3348 | CHAMPION_1G | MB | North | YES | -0.12183 | 0 | 42 | 42 |  | 1 | Cogen | -1 | 0.31398 | 0 | 0 |  |  | 0 | 0 | -0.31398 | 0 | 0.761 | 0.78376 |  |  |  |  | 126 | 0.023413
3309 | ASPN_G | 1 | North | YES | -0.12177 | 50 | 0 | 50 |  | 1 | Bio | -1 | 0.31392 | 50 | 50 |  |  | -6.0883 | 50 | -0.31392 | -15.6958 | 0.76303 | 0.78572 |  |  |  |  | 127 | 0.023237
3107 | STRYKER_1G | 1 | North | YES | -0.12129 | 145.6 | 45 | 182 | 0 | 1.029 | GST | -1 | 0.31344 | 182 | 182 |  |  | -22.0739 | 182 | -0.31344 | -57.0453 | 0.77039 | 0.79284 |  |  |  |  | 128 | 0.022762
3108 | STRYKER_2G | 2 | North | YES | -0.12129 | 484 | 75 | 484 | 0 | 1.029 | GST | -1 | 0.31344 | 484 | 484 |  |  | -58.7019 | 484 | -0.31344 | -151.703 | 0.78998 | 0.81177 |  |  |  |  | 129 | 0.022762
60081 | WHRLWIND1A | 1 | West | YES | -0.1209 | 12 | 0 | 60 | 0 | 1.03 | Wind | -1 | 0.31305 | 0 | 60 |  |  |  |  | -0.31305 | 0 | 0.78998 | 0.81177 |  |  |  |  | 130 | 0.022697
1416 | SWETWATR_1G | 1 | West | YES | -0.1195 | 30 | 18 | 30 | 0 | 1.026 | CC | -1 | 0.31165 | 30 | 30 |  |  |  |  | -0.31165 | -9.3496 | 0.79119 | 0.81294 |  |  |  |  | 131 | 0.022451
1417 | SWETWATR_2G | 2 | West | YES | -0.1195 | 72 | 36 | 72 | 0 | 1.026 | CC | -1 | 0.31165 | 72 | 72 |  |  |  |  | -0.31165 | -22.4389 | 0.79411 | 0.81574 |  |  |  |  | 132 | 0.021795
1418 | SWETWATR_3G | 3 | West | YES | -0.1195 | 68 | 36 | 68 | 0 | 1.026 | CC | -1 | 0.31165 | 68 | 68 |  |  |  |  | -0.31165 | -21.1923 | 0.79686 | 0.81839 |  |  |  |  | 133 | 0.021795
1419 | SWETWATR_4G | 4 | West | YES | -0.1195 | 61 | 36 | 61 | 0 | 1.026 | CC | -1 | 0.31165 | 61 | 61 |  |  |  |  | -0.31165 | -19.0108 | 0.79933 | 0.82076 |  |  |  |  | 134 | 0.021747
6407 | TURKTRAK1A | 1 | West | YES | -0.11939 | 33.9 | 0 | 169.5 | 0 | 1.025 | Wind | -1 | 0.31154 | 0 | 169.5 |  |  |  |  | -0.31154 | 0 | 0.79933 | 0.82076 |  |  |  |  | 135 | 0.021634
6144 | MCADOO1A | 1 | West | YES | -0.11923 | 15 | 0 | 150 | 0 | 1.025 | Wind | -1 | 0.31138 | 0 | 150 |  |  |  |  | -0.31138 | 0 | 0.79933 | 0.82076 |  |  |  |  | 136 | 0.021526
11056 | ROSCOE_1G | 1 | West | YES | -0.11876 | 41.8 | 0 | 209 |  | 1 | Wind | -1 | 0.31091 | 0 | 209 |  |  |  |  | -0.31091 | 0 | 0.79933 | 0.82076 |  |  |  |  | 137 | 0.02143
11057 | CHAMPION_1G | 1 | West | YES | -0.11876 | 25.3 | 0 | 126.5 |  | 1 | Wind | -1 | 0.31091 | 0 | 126.5 |  |  |  |  | -0.31091 | 0 | 0.79933 | 0.82076 |  |  |  |  | 138 | 0.02143
11058 | PYRON_1G | 1 | West | YES | -0.11876 | 49.8 | 0 | 249 |  | 1 | Wind | -1 | 0.31091 | 0 | 249 |  |  |  |  | -0.31091 | 0 | 0.79933 | 0.82076 |  |  |  |  | 139 | 0.02143
11059 | INADALE_1G | 1 | West | YES | -0.11876 | 39.4 | 0 | 197 |  | 1 | Wind | -1 | 0.31091 | 0 | 197 |  |  |  |  | -0.31091 | 0 | 0.79933 | 0.82076 |  |  |  |  | 140 | 0.02143
71051 | L_BITTCR1_1N | W1 | West | YES | -0.11876 | 7.5 | 0 | 37.5 |  | 1.02 | Wind | -1 | 0.31091 | 0 | 37.5 |  |  |  |  | -0.31091 | 0 | 0.79933 | 0.82076 |  |  |  |  | 141 | 0.02143
71054 | L_SWEETW1_1N | W1 | West | YES | -0.11876 | 21.5 | 0 | 107.5 |  | 1.02 | Wind | -1 | 0.31091 | 0 | 107.5 |  |  |  |  | -0.31091 | 0 | 0.79933 | 0.82076 |  |  |  |  | 142 | 0.02143
71057 | L_SWEETW1_2N | W1 | West | YES | -0.11876 | 27 | 0 | 135 |  | 1.02 | Wind | -1 | 0.31091 | 0 | 135 |  |  |  |  | -0.31091 | 0 | 0.79933 | 0.82076 |  |  |  |  | 143 | 0.02143
71059 | L_SWEETW1_3N | W1 | West | YES | -0.11876 | 23.8 | 0 | 119 | 0 | 1.02 | Wind | -1 | 0.31091 | 0 | 119 |  |  |  |  | -0.31091 | 0 | 0.79933 | 0.82076 |  |  |  |  | 144 | 0.02143
71060 | L_SWEETW1_4N | W1 | West | YES | -0.11876 | 21 | 0 | 105 | 0 | 1.02 | Wind | -1 | 0.31091 | 0 | 105 |  |  |  |  | -0.31091 | 0 | 0.79933 | 0.82076 |  |  |  |  | 145 | 0.02143
71061 | L_SWEETW1_5N | W1 | West | YES | -0.11876 | 16.1 | 0 | 80.5 | 0 | 1.02 | Wind | -1 | 0.31091 | 0 | 80.5 |  |  |  |  | -0.31091 | 0 | 0.79933 | 0.82076 |  |  |  |  | 146 | 0.02143
1343 | TRENTIPP_8 | 1 | West | YES | -0.11854 | 30 | 0 | 150 |  | 1.014 | Wind | -1 | 0.31069 | 0 | 150 |  |  |  |  | -0.31069 | 0 | 0.79933 | 0.82076 |  |  |  |  | 147 | 0.02143
1354 | AEPWIND_8 | 1 | West | YES | -0.11854 | 20.2 | 0 | 101 |  | 1 | Wind | -1 | 0.31069 | 0 | 101 |  |  |  |  | -0.31069 | 0 | 0.79933 | 0.82076 |  |  |  |  | 148 | 0.02143
36998 | RDCNYNG1 | 1 | West | YES | -0.11779 | 16.8 | 0 | 84 |  | 1.01 | Wind | -1 | 0.30994 | 0 | 84 |  |  |  |  | -0.30994 | 0 | 0.79933 | 0.82076 |  |  |  |  | 149 | 0.02143
1061 | CIELOGEN_1G | 1 | West | YES | -0.11746 | 19.8 | 0 | 99 |  | 1 | Wind | -1 | 0.30961 | 0 | 99 |  |  |  |  | -0.30961 | 0 | 0.79933 | 0.82076 |  |  |  |  | 150 | 0.02143
1062 | CIELOGEN_2G | 1 | West | YES | -0.11746 | 12.2 | 0 | 61 |  | 1 | Wind | -1 | 0.30961 | 0 | 61 |  |  |  |  | -0.30961 | 0 | 0.79933 | 0.82076 |  |  |  |  | 151 | 0.02143
1069 | KINDERMG_1G | 1 | West | YES | -0.11746 | 25 | 5 | 25 | 0 | 1.017 | Cogen | -1 | 0.30961 | 0 | 0 |  |  |  |  | -0.30961 | 0 | 0.79933 | 0.82076 |  |  |  |  | 152 | 0.02143
1070 | KINDERMG_2G | 1 | West | YES | -0.11746 | 45.7 | 12 | 45.7 | 0 | 1.017 | Cogen | -1 | 0.30961 | 0 | 0 |  |  |  |  | -0.30961 | 0 | 0.79933 | 0.82076 |  |  |  |  | 153 | 0.02143
1071 | KINDERMG_3G | 1 | West | YES | -0.11746 | 45.7 | 12 | 45.7 | 0 | 1.017 | Cogen | -1 | 0.30961 | 0 | 0 |  |  |  |  | -0.30961 | 0 | 0.79933 | 0.82076 |  |  |  |  | 154 | 0.02143
1068 | SCURRYCW_1G | 1 | West | YES | -0.11744 | 28.2 | 1.3 | 141 | 0 | 1.0217 | Wind | -1 | 0.30959 | 0 | 141 |  |  |  |  | -0.30959 | 0 | 0.79933 | 0.82076 |  |  |  |  | 155 | 0.02143
1073 | SCURRYCW_2G | 2 | West | YES | -0.11744 | 24 | 0 | 120 | 0 | 1.0217 | Wind | -1 | 0.30959 | 0 | 120 |  |  |  |  | -0.30959 | 0 | 0.79933 | 0.82076 |  |  |  |  | 156 | 0.02143
6637 | SNYDERW1A | 1 | West | YES | -0.11733 | 12.6 | 0 | 63 | 0 | 1.025 | Wind | -1 | 0.30948 | 0 | 63 |  |  |  |  | -0.30948 | 0 | 0.79933 | 0.82076 |  |  |  |  | 157 | 0.02143
1037 | MORGAN5G_5G | 5 | West | YES | -0.11719 | 109.6 | 40 | 137 | 0 | 1.029 | GST | -1 | 0.30934 | 137 | 137 |  |  |  |  | -0.30934 | -42.3796 | 0.80487 | 0.82605 |  |  |  |  | 158 | 0.02143
1039 | MRGNAG_1G | A | West | YES | -0.11719 | 69 | 69 | 69 | 0 | 1.029 | GGT | -1 | 0.30934 | 69 | 69 |  |  |  |  | -0.30934 | -21.3445 | 0.80766 | 0.82871 |  |  |  |  | 159 | 0.02143
1040 | MRGNBG_2G | B | West | YES | -0.11719 | 70 | 70 | 71 | 0 | 1.029 | GGT | -1 | 0.30934 | 71 | 71 |  |  |  |  | -0.30934 | -21.9631 | 0.81054 | 0.83145 |  |  |  |  | 160 | 0.02143
1041 | MRGNCG_3G | C | West | YES | -0.11719 | 69 | 69 | 70 | 0 | 1.029 | GGT | -1 | 0.30934 | 70 | 70 |  |  |  |  | -0.30934 | -21.6538 | 0.81337 | 0.83415 |  |  |  |  | 161 | 0.021174
1042 | MRGNDG_4G | D | West | YES | -0.11719 | 68 | 68 | 68 | 0 | 1.029 | GGT | -1 | 0.30934 | 68 | 68 |  |  |  |  | -0.30934 | -21.0351 | 0.81612 | 0.83678 |  |  |  |  | 162 | 0.021046
1043 | MRGNEG_5G | E | West | YES | -0.11719 | 68 | 68 | 70 | 0 | 1.029 | GGT | -1 | 0.30934 | 70 | 70 |  |  |  |  | -0.30934 | -21.6538 | 0.81896 | 0.83948 |  |  |  |  | 163 | 0.020913
1044 | MRGNFG_6G | F | West | YES | -0.11719 | 66 | 66 | 66 | 0 | 1.029 | GGT | -1 | 0.30934 | 66 | 66 |  |  |  |  | -0.30934 | -20.4164 | 0.82163 | 0.84203 |  |  |  |  | 164 | 0.020782
60058 | BUFF_GAP1A | 1 | West | YES | -0.11717 | 24 | 0 | 120 |  | 1 | Wind | -1 | 0.30932 | 0 | 120 |  |  |  |  | -0.30932 | 0 | 0.82163 | 0.84203 |  |  |  |  | 165 | 0.020655
60060 | CIRELLO | 1 | West | YES | -0.11717 | 46.6 | 0 | 233 | 0 | 1 | Wind | -1 | 0.30932 | 0 | 233 |  |  |  |  | -0.30932 | 0 | 0.82163 | 0.84203 |  |  |  |  | 166 | 0.020525
60063 | BUFF_GAP1B | 1 | West | YES | -0.11717 | 34 | 0 | 170.2 | 0 | 1.02 | Wind | -1 | 0.30932 | 0 | 170.2 |  |  |  |  | -0.30932 | 0 | 0.82163 | 0.84203 |  |  |  |  | 167 | 0.020402
60066 | H_HOLLOW1A | 1 | West | YES | -0.11717 | 44.4 | 0 | 222 | 0 | 1.005 | Wind | -1 | 0.30932 | 0 | 222 |  |  |  |  | -0.30932 | 0 | 0.82163 | 0.84203 |  |  |  |  | 168 | 0.020402
60068 | HHOLLOW21A | 1 | West | YES | -0.11717 | 36.8 | 0 | 184 | 0 | 1.025 | Wind | -1 | 0.30932 | 0 | 184 |  |  |  |  | -0.30932 | 0 | 0.82163 | 0.84203 |  |  |  |  | 169 | 0.020402
60070 | HHOLLOW31A | 1 | West | YES | -0.11717 | 44.8 | 0 | 224 | 0 | 1.025 | Wind | -1 | 0.30932 | 0 | 224 |  |  |  |  | -0.30932 | 0 | 0.82163 | 0.84203 |  |  |  |  | 170 | 0.020402
60072 | HHOLLOW41A | 1 | West | YES | -0.11717 | 23 | 0 | 115 | 0 | 1.025 | Wind | -1 | 0.30932 | 0 | 115 |  |  |  |  | -0.30932 | 0 | 0.82163 | 0.84203 |  |  |  |  | 171 | 0.020402
1058 | LONGSHORE_5 | 1 | West | YES | -0.1169 | 30 | 0 | 150 |  | 1.01 | Wind | -1 | 0.30905 | 0 | 150 |  |  |  |  | -0.30905 | 0 | 0.82163 | 0.84203 |  |  |  |  | 172 | 0.020402
1058 | LONGSHORE_5 | 2 | West | YES | -0.1169 | 44 | 0 | 220 |  | 1.01 | Wind | -1 | 0.30905 | 0 | 220 |  |  |  |  | -0.30905 | 0 | 0.82163 | 0.84203 |  |  |  |  | 173 | 0.020402
11065 | ELBOWCK_1G | 1 | West | YES | -0.1169 | 23.4 | 0 | 121.9 | 0 | 1 | Wind | -1 | 0.30905 | 0 | 121.9 |  |  |  |  | -0.30905 | 0 | 0.82163 | 0.84203 |  |  |  |  | 174 | 0.020402
11309 | BULLCREK_2G | 1 | West | YES | -0.11668 | 20.9 | 0 | 180 |  | 1 | Wind | -1 | 0.30883 | 0 | 180 |  |  |  |  | -0.30883 | 0 | 0.82163 | 0.84203 |  |  |  |  | 175 | 0.020402
11310 | BULLCREK_1G | 1 | West | YES | -0.11668 | 15.1 | 0 | 180 |  | 1 | Wind | -1 | 0.30883 | 0 | 180 |  |  |  |  | -0.30883 | 0 | 0.82163 | 0.84203 |  |  |  |  | 176 | 0.020402
1045 | CALENG1G_1G | 1 | West | YES | -0.11658 | 73.4 | 27 | 73.4 | 0 | 1.014 | Cogen | -1 | 0.30874 | 0 | 0 |  |  |  |  | -0.30874 | 0 | 0.82163 | 0.84203 |  |  |  |  | 177 | 0.020402
1046 | CALENG2G_2G | 2 | West | YES | -0.11658 | 73.4 | 27 | 73.4 | 0 | 1.014 | Cogen | -1 | 0.30874 | 0 | 0 |  |  |  |  | -0.30874 | 0 | 0.82163 | 0.84203 |  |  |  |  | 178 | 0.020402
1047 | CALENG3G_3G | 3 | West | YES | -0.11658 | 70.4 | 27 | 70.4 | 0 | 1.014 | Cogen | -1 | 0.30874 | 0 | 0 |  |  |  |  | -0.30874 | 0 | 0.82163 | 0.84203 |  |  |  |  | 179 | 0.020402
11320 | COYOTE_1G | 1 | West | YES | -0.11657 | 22.5 | 0 | 225 |  | 1 | Wind | -1 | 0.30872 | 0 | 225 |  |  |  |  | -0.30872 | 0 | 0.82163 | 0.84203 |  |  |  |  | 180 | 0.020402
1360 | GUNSIGHT_8 | 1 | West | YES | -0.11611 | 0 | 0 | 120 |  | 1.01 | Wind | -1 | 0.30827 | 0 | 120 |  |  |  |  | -0.30827 | 0 | 0.82163 | 0.84203 |  |  |  |  | 181 | 0.020402
1327 | WILDHRSE_1G | 1 | West | YES | -0.11605 | 0 | 0 | 120 |  | 1 | Wind | -1 | 0.3082 | 0 | 120 |  |  |  |  | -0.3082 | 0 | 0.82163 | 0.84203 |  |  |  |  | 182 | 0.020402
1333 | MCDDONAL_8 | 1 | West | YES | -0.11567 | 42.8 | 0 | 214.2 |  | 1.01 | Wind | -1 | 0.30782 | 0 | 214.2 |  |  |  |  | -0.30782 | 0 | 0.82163 | 0.84203 |  |  |  |  | 183 | 0.020402
1328 | OCOTILLO_1G | 1 | West | YES | -0.11538 | 11.6 | 0 | 58 |  | 1.01 | Wind | -1 | 0.30753 | 0 | 58 |  |  |  |  | -0.30753 | 0 | 0.82163 | 0.84203 |  |  |  |  | 184 | 0.020402
13134 | CALFREST_4G | 4 | North | YES | -0.1153 | 151.5 | 40 | 151.5 | 0 | 1.031 | CC | -1 | 0.30745 | 151.5 | 151.5 |  |  | -17.4686 | 151.5 | -0.30745 | -46.5794 | 0.82776 | 0.84784 |  |  |  |  | 185 | 0.020402
13135 | CALFREST_5G | 5 | North | YES | -0.1153 | 152.3 | 57 | 152.3 | 0 | 1.031 | CC | -1 | 0.30745 | 152.3 | 152.3 |  |  | -17.5608 | 152.3 | -0.30745 | -46.8254 | 0.83392 | 0.85368 |  |  |  |  | 186 | 0.020402
13136 | CALFREST_6G | 6 | North | YES | -0.1153 | 177.5 | 40 | 177.5 | 0 | 1.031 | CC | -1 | 0.30745 | 177.5 | 177.5 |  |  | -20.4665 | 177.5 | -0.30745 | -54.5733 | 0.84111 | 0.86049 |  |  |  |  | 187 | 0.020402
11001 | NAV1CT | 1 | West | YES | -0.11522 | 70.4 | 18 | 70.4 | 0 | 1.029 | CC | -1 | 0.30737 | 70.4 | 70.4 |  |  |  |  | -0.30737 | -21.6387 | 0.84395 | 0.8632 |  |  |  |  | 188 | 0.020083
11009 | NAV2CT | 1 | West | YES | -0.11522 | 71.4 | 18 | 71.4 | 0 | 1.029 | CC | -1 | 0.30737 | 71.4 | 71.4 |  |  |  |  | -0.30737 | -21.9461 | 0.84684 | 0.86593 |  |  |  |  | 189 | 0.019763
11011 | NAV3ST | 1 | West | YES | -0.11522 | 92.8 | 40 | 92.8 | 0 | 1.029 | CC | -1 | 0.30737 | 92.8 | 92.8 |  |  |  |  | -0.30737 | -28.5237 | 0.8506 | 0.86949 |  |  |  |  | 190 | 0.01939
11012 | NAV4CT | 1 | West | YES | -0.11522 | 80 | 18 | 80 | 0 | 1.029 | CC | -1 | 0.30737 | 80 | 80 |  |  |  |  | -0.30737 | -24.5894 | 0.85384 | 0.87256 |  |  |  |  | 191 | 0.019241
11013 | NAV5CT | 1 | West | YES | -0.11522 | 80 | 18 | 80 | 0 | 1.029 | CC | -1 | 0.30737 | 80 | 80 |  |  |  |  | -0.30737 | -24.5894 | 0.85707 | 0.87563 |  |  |  |  | 192 | 0.01909
11014 | NAV6ST | 1 | West | YES | -0.11522 | 115 | 40 | 115 | 0 | 1.029 | CC | -1 | 0.30737 | 115 | 115 |  |  |  |  | -0.30737 | -35.3473 | 0.86173 | 0.88004 |  |  |  |  | 193 | 0.018894
11020 | TIEHVSG_1G | 1 | West | YES | -0.1152 | 208.2 | 63 | 208.2 | 0 | 1.012 | CC | -1 | 0.30735 | 208.2 | 208.2 |  |  |  |  | -0.30735 | -63.9903 | 0.87015 | 0.88803 |  |  |  |  | 194 | 0.018725
11021 | TIEHVCG_1G | 1 | West | YES | -0.1152 | 142.1 | 103 | 142.1 | 0 | 1.012 | CC | -1 | 0.30735 | 142.1 | 142.1 |  |  |  |  | -0.30735 | -43.6744 | 0.87591 | 0.89348 |  |  |  |  | 195 | 0.018556
11022 | TIEHVCG_2G | 1 | West | YES | -0.1152 | 132.4 | 103 | 132.4 | 0 | 1.012 | CC | -1 | 0.30735 | 132.4 | 132.4 |  |  |  |  | -0.30735 | -40.6931 | 0.88126 | 0.89856 |  |  |  |  | 196 | 0.018313
11023 | TIEHVCG_3G | 1 | West | YES | -0.1152 | 137.4 | 103 | 137.4 | 0 | 1.012 | CC | -1 | 0.30735 | 137.4 | 137.4 |  |  |  |  | -0.30735 | -42.2299 | 0.88682 | 0.90383 |  |  |  |  | 197 | 0.017873
11024 | TIEHVCG_4G | 1 | West | YES | -0.1152 | 147 | 103 | 147 | 0 | 1.012 | CC | -1 | 0.30735 | 147 | 147 |  |  |  |  | -0.30735 | -45.1804 | 0.89277 | 0.90946 |  |  |  |  | 198 | 0.017572
11025 | TIEHVSG_2G | 1 | West | YES | -0.1152 | 213.2 | 63 | 213.2 | 0 | 1.012 | CC | -1 | 0.30735 | 213.2 | 213.2 |  |  |  |  | -0.30735 | -65.527 | 0.9014 | 0.91764 |  |  |  |  | 199 | 0.017292
1326 | STANTONW_8 | 1 | West | YES | -0.11517 | 20.1 | 0 | 100.5 |  | 1.01 | Wind | -1 | 0.30732 | 0 | 100.5 |  |  |  |  | -0.30732 | 0 | 0.9014 | 0.91764 |  |  |  |  | 200 | 0.017002
1320 | BSP 1 | 1 | West | YES | -0.11502 | 25.5 | 2.9 | 25.8 | 0 | 1 | Cogen | -1 | 0.30717 | 0 | 0 |  |  |  |  | -0.30717 | 0 | 0.9014 | 0.91764 |  |  |  |  | 201 | 0.016691
13131 | CALFREST_1G | 1 | North | YES | -0.11497 | 150.7 | 40 | 150.7 | 0 | 1.031 | CC | -1 | 0.30712 | 150.7 | 150.7 |  |  | -17.3266 | 150.7 | -0.30712 | -46.2837 | 0.9075 | 0.92342 |  |  |  |  | 202 | 0.01624
13132 | CALFREST_2G | 2 | North | YES | -0.11497 | 151 | 57 | 151 | 0 | 1.031 | CC | -1 | 0.30712 | 151 | 151 |  |  | -17.3611 | 151 | -0.30712 | -46.3759 | 0.91361 | 0.9292 |  |  |  |  | 203 | 0.01624
13133 | CALFREST_3G | 3 | North | YES | -0.11497 | 177.4 | 40 | 177.4 | 0 | 1.031 | CC | -1 | 0.30712 | 177.4 | 177.4 |  |  | -20.3964 | 177.4 | -0.30712 | -54.484 | 0.92079 | 0.936 |  |  |  |  | 204 | 0.01624
76031 | L_GASCCR1_1N | W1 | West | YES | -0.11458 | 30 | 0 | 150 | 0 | 1.02 | Wind | -1 | 0.30673 | 0 | 150 |  |  |  |  | -0.30673 | 0 | 0.92079 | 0.936 |  |  |  |  | 205 | 0.015917
60057 | CALLAHAN1A | 1 | West | YES | -0.11432 | 22.8 | 0 | 114 | 0 | 1.04 | Wind | -1 | 0.30647 | 0 | 114 |  |  |  |  | -0.30647 | 0 | 0.92079 | 0.936 |  |  |  |  | 206 | 0.015593
76091 | L_DIVIDE1_1N | W1 | West | YES | -0.11404 | 22.5 | 0 | 112.5 |  | 1.02 | Wind | -1 | 0.30619 | 0 | 112.5 |  |  |  |  | -0.30619 | 0 | 0.92079 | 0.936 |  |  |  |  | 207 | 0.015213
76095 | L_CAPRSI1_1N | W1 | West | YES | -0.11404 | 29.9 | 0 | 149.5 | 0 | 1.02 | Wind | -1 | 0.30619 | 0 | 149.5 |  |  |  |  | -0.30619 | 0 | 0.92079 | 0.936 |  |  |  |  | 208 | 0.015213
76096 | L_CAPRSI1_2N | W1 | West | YES | -0.11404 | 37.2 | 0 | 186 | 0 | 1.02 | Wind | -1 | 0.30619 | 0 | 186 |  |  |  |  | -0.30619 | 0 | 0.92079 | 0.936 |  |  |  |  | 209 | 0.015213
76097 | L_CAPRGE1_1N | W1 | West | YES | -0.11404 | 42.9 | 0 | 214.5 | 0 | 1.02 | Wind | -1 | 0.30619 | 0 | 214.5 |  |  |  |  | -0.30619 | 0 | 0.92079 | 0.936 |  |  |  |  | 210 | 0.015213
11147 | NOTREES_1G | 1 | West | YES | -0.1139 | 29.8 | 0 | 149 | 0 | 1.017 | Wind | -1 | 0.30605 | 0 | 149 |  |  |  |  | -0.30605 | 0 | 0.92079 | 0.936 |  |  |  |  | 211 | 0.015213
7038 | L_DELAWA1_1Y | 1 | West | YES | -0.11368 | 3.5 | 0 | 35 | 0 | 1 | Wind | -1 | 0.30583 | 0 | 35 |  |  |  |  | -0.30583 | 0 | 0.92079 | 0.936 |  |  |  |  | 212 | 0.015213
7038 | L_DELAWA1_1Y | 2 | West | YES | -0.11368 | 3 | 0 | 30 | 0 | 1 | Wind | -1 | 0.30583 | 0 | 30 |  |  |  |  | -0.30583 | 0 | 0.92079 | 0.936 |  |  |  |  | 213 | 0.015213
1002 | PBCTAGE_1G | A | West | YES | -0.11356 | 64 | 64 | 66 | 0 | 1.036 | GGT | -1 | 0.30571 | 66 | 66 |  |  |  |  | -0.30571 | -20.1771 | 0.92346 | 0.93852 |  |  |  |  | 214 | 0.015213
1003 | PBCTBGE_2G | B | West | YES | -0.11356 | 65 | 65 | 66 | 0 | 1.036 | GGT | -1 | 0.30571 | 66 | 66 |  |  |  |  | -0.30571 | -20.1771 | 0.92613 | 0.94104 |  |  |  |  | 215 | 0.015213
1004 | PBCTCGE_3G | C | West | YES | -0.11356 | 62 | 62 | 67 | 0 | 1.036 | GGT | -1 | 0.30571 | 67 | 67 |  |  |  |  | -0.30571 | -20.4828 | 0.92884 | 0.9436 |  |  |  |  | 216 | 0.015213
1005 | PBCTDGE_4G | D | West | YES | -0.11356 | 65 | 65 | 68 | 0 | 1.036 | GGT | -1 | 0.30571 | 68 | 68 |  |  |  |  | -0.30571 | -20.7886 | 0.9316 | 0.94619 |  |  |  |  | 217 | 0.01506
1006 | PBCTEGE_5G | E | West | YES | -0.11356 | 65 | 65 | 67 | 0 | 1.036 | GGT | -1 | 0.30571 | 67 | 67 |  |  |  |  | -0.30571 | -20.4828 | 0.93431 | 0.94875 |  |  |  |  | 218 | 0.014907
1007 | PB5GEN_6G | 5 | West | YES | -0.11356 | 91.2 | 40 | 114 | 0 | 1.036 | GST | -1 | 0.30571 | 114 | 114 |  |  |  |  | -0.30571 | -34.8514 | 0.93892 | 0.9531 |  |  |  |  | 219 | 0.014751
1008 | PB6GEN_7G | 6 | West | YES | -0.11356 | 515 | 130 | 515 | 0 | 1.036 | GST | -1 | 0.30571 | 515 | 515 |  |  |  |  | -0.30571 | -157.4427 | 0.95976 | 0.97274 |  |  |  |  | 220 | 0.014594
3381 | BBRN_1G | 1 | North | YES | -0.11339 | 618 | 225 | 618 | 0 | 1.03 | LIGCO | -1 | 0.30554 | 0 | 618 |  |  | 0 | 0 | -0.30554 | 0 | 0.95976 | 0.97274 |  |  |  |  | 221 | 0.014438
3382 | BBRN_2G | 2 | North | YES | -0.11339 | 589 | 225 | 589 | 0 | 1.03 | LIGCO | -1 | 0.30554 | 0 | 589 |  |  | 0 | 0 | -0.30554 | 0 | 0.95976 | 0.97274 |  |  |  |  | 222 | 0.014174
1349 | WESTXWIN_1G | 1 | West | YES | -0.11291 | 1.3 | 0 | 6.6 |  | 1.014 | Wind | -1 | 0.30506 | 0 | 6.6 |  |  |  |  | -0.30506 | 0 | 0.95976 | 0.97274 |  |  |  |  | 223 | 0.012979
1350 | NWPWRG1_1G | 1 | West | YES | -0.11291 | 6.9 | 1 | 34.3 |  | 1.014 | Wind | -1 | 0.30506 | 0 | 34.3 |  |  |  |  | -0.30506 | 0 | 0.95976 | 0.97274 |  |  |  |  | 224 | 0.012979
60007 | KING_SW1A | 1 | West | YES | -0.10268 | 20 | 0 | 80 |  | 1.03 | Wind | -1 | 0.29483 | 0 | 80 |  |  |  |  | -0.29483 | 0 | 0.95976 | 0.97274 |  |  |  |  | 225 | 0.012979
60019 | KING_NW1A | 1 | West | YES | -0.10268 | 20 | 0 | 80 |  | 1.03 | Wind | -1 | 0.29483 | 0 | 80 |  |  |  |  | -0.29483 | 0 | 0.95976 | 0.97274 |  |  |  |  | 226 | 0.012979
60201 | RIO DRCS | F | West | YES | -0.10218 | 0 | 0 | 0 | 0 | 1.025 | AVR | -1 | 0.29433 | 0 | 0 |  |  |  |  | -0.29433 | 0 | 0.95976 | 0.97274 |  |  |  |  | 227 | 0.012979
6016 | SWMESA | 1 | West | YES | -0.10197 | 18.8 | 0 | 75 |  | 1.03 | Wind | -1 | 0.29412 | 0 | 75 |  |  |  |  | -0.29412 | 0 | 0.95976 | 0.97274 |  |  |  |  | 228 | 0.012979
60003 | KING_NE1A | 1 | West | YES | -0.10197 | 20 | 0 | 80 |  | 1.03 | Wind | -1 | 0.29412 | 0 | 80 |  |  |  |  | -0.29412 | 0 | 0.95976 | 0.97274 |  |  |  |  | 229 | 0.012979
60005 | KING_SE1A | 1 | West | YES | -0.10197 | 10 | 0 | 40 |  | 1.035 | Wind | -1 | 0.29412 | 0 | 40 |  |  |  |  | -0.29412 | 0 | 0.95976 | 0.97274 |  |  |  |  | 230 | 0.012979
60016 | WOODWRD11A | 1 | West | YES | -0.10184 | 20 | 0 | 80 |  | 1.033 | Wind | -1 | 0.29399 | 0 | 80 |  |  |  |  | -0.29399 | 0 | 0.95976 | 0.97274 |  |  |  |  | 231 | 0.012979
38332 | TNWDWRDU2_8 | 1 | West | YES | -0.10182 | 20 | 0 | 80 | 0 | 1.0232 | Wind | -1 | 0.29397 | 0 | 80 |  |  |  |  | -0.29397 | 0 | 0.95976 | 0.97274 |  |  |  |  | 232 | 0.012979
38437 | TNSRBNMESA9 | 1 | West | YES | -0.10171 | 37.5 | 0 | 150 | 0 | 1.02 | Wind | -1 | 0.29386 | 0 | 150 |  |  |  |  | -0.29386 | 0 | 0.95976 | 0.97274 |  |  |  |  | 233 | 0.012979
60017 | ORNNWP1 | 1 | West | YES | -0.097968 | 20 | 0 | 80 |  | 1.027 | Wind | -1 | 0.29012 | 0 | 80 |  |  |  |  | -0.29012 | 0 | 0.95976 | 0.97274 |  |  |  |  | 234 | 0.012979
60000 | DSKY2 | 1 | West | YES | -0.097022 | 19.1 | 0 | 76.5 |  | 1.039 | Wind | -1 | 0.28917 | 0 | 76.5 |  |  |  |  | -0.28917 | 0 | 0.95976 | 0.97274 |  |  |  |  | 235 | 0.012979
60018 | DSKY1 | 1 | West | YES | -0.096705 | 21 | 0 | 84 | 0 | 1.023 | Wind | -1 | 0.28886 | 0 | 84 |  |  |  |  | -0.28886 | 0 | 0.95976 | 0.97274 |  |  |  |  | 236 | 0.012979
48721 | LEG_1___1 | 1 | North | YES | -0.091228 | 827 | 357 | 827 | 0 | 1.0348 | LIGCO | -1 | 0.28338 | 0 | 827 |  |  | 0 | 0 | -0.28338 | 0 | 0.95976 | 0.97274 |  |  |  |  | 237 | 0.012979
48722 | LEG_2___2 | 2 | North | YES | -0.091228 | 819 | 357 | 819 | 0 | 1.0348 | LIGCO | -1 | 0.28338 | 0 | 819 |  |  | 0 | 0 | -0.28338 | 0 | 0.95976 | 0.97274 |  |  |  |  | 238 | 0.012979
60202 | FRNDDRCS | F | West | YES | -0.07717 | 0 | 0 | 0 | 0 | 0.9985 | AVR | -1 | 0.26932 | 0 | 0 |  |  |  |  | -0.26932 | 0 | 0.95976 | 0.97274 |  |  |  |  | 239 | 0.012979
39960 | TNTNPONE_18 | 1 | North | YES | -0.07551 | 152.3 | 30 | 152.3 |  | 1.04 | LIGCO | -1 | 0.26766 | 0 | 152.3 |  |  | 0 | 0 | -0.26766 | 0 | 0.95976 | 0.97274 |  |  |  |  | 240 | 0.012979
39970 | TNTNPONE_28 | 1 | North | YES | -0.07551 | 153 | 30 | 153 |  | 1.04 | LIGCO | -1 | 0.26766 | 0 | 153 |  |  | 0 | 0 | -0.26766 | 0 | 0.95976 | 0.97274 |  |  |  |  | 241 | 0.012979
990 | GIBN_CREK_G1 | 1 | North | YES | -0.03844 | 463 | 200 | 463 | 0 | 1.0275 | LIGCO | -1 | 0.23059 | 0 | 463 |  |  | 0 | 0 | -0.23059 | 0 | 0.95976 | 0.97274 |  |  |  |  | 242 | 0.012979
32798 | BRYN_TAMUGEN | 1 | North | YES | -0.030664 | 32 | 0 | 32 |  | 1.02 | GST | -1 | 0.22281 | 32 | 32 |  |  | -0.98125 | 32 | -0.22281 | -7.1301 | 0.96106 | 0.97363 |  |  |  |  | 243 | 0.012979
32886 | BRYN_ATKINS3 | MB | North | YES | -0.030353 | 0 | 5 | 12 |  | 1 | GST | -1 | 0.2225 | 0 | 0 |  |  | 0 | 0 | -0.2225 | 0 | 0.96106 | 0.97363 |  |  |  |  | 244 | 0.012979
32887 | BRYN_ATKINS6 | MB | North | YES | -0.030353 | 0 | 12 | 51 |  | 1.028 | GST | -1 | 0.2225 | 0 | 0 |  |  | 0 | 0 | -0.2225 | 0 | 0.96106 | 0.97363 |  |  |  |  | 245 | 0.012979
32888 | BRYN_ATKINS7 | 1 | North | YES | -0.030353 | 13.6 | 4 | 17 |  | 1.028 | GGT | -1 | 0.2225 | 17 | 17 |  |  | -0.516 | 17 | -0.2225 | -3.7826 | 0.96175 | 0.97411 |  |  |  |  | 246 | 0.012574
32890 | BRYN_ATKINS4 | MB | North | YES | -0.030353 | 0 | 5 | 22 |  | 1.031 | GST | -1 | 0.2225 | 0 | 0 |  |  | 0 | 0 | -0.2225 | 0 | 0.96175 | 0.97411 |  |  |  |  | 247 | 0.012574
32891 | BRYN_ATKINS5 | MB | North | YES | -0.030353 | 0 | 5 | 25 |  | 1.031 | GST | -1 | 0.2225 | 0 | 0 |  |  | 0 | 0 | -0.2225 | 0 | 0.96175 | 0.97411 |  |  |  |  | 248 | 0.012574
48671 | FTR_GT1_5105 | 1 | North | YES | -0.027495 | 154.2 | 0 | 154.2 | 0 | 1.0319 | CC | -1 | 0.21965 | 154.2 | 154.2 |  |  | -4.2397 | 154.2 | -0.21965 | -33.8694 | 0.96799 | 0.97833 |  |  |  |  | 249 | 0.012358
48672 | FTR_GT2_5110 | 2 | North | YES | -0.027495 | 159 | 0 | 159 | 0 | 1.0319 | CC | -1 | 0.21965 | 159 | 159 |  |  | -4.3717 | 159 | -0.21965 | -34.9237 | 0.97442 | 0.98269 |  |  |  |  | 250 | 0.012358
48673 | FTR_GT3_5085 | 3 | North | YES | -0.027495 | 158 | 0 | 158 | 0 | 1.0319 | CC | -1 | 0.21965 | 158 | 158 |  |  | -4.3442 | 158 | -0.21965 | -34.7041 | 0.98082 | 0.98702 |  |  |  |  | 251 | 0.012358
48674 | FTR_CN4_5095 | 4 | North | YES | -0.027495 | 380 | 0 | 380 | 0 | 1.0319 | CC | -1 | 0.21965 | 380 | 380 |  |  | -10.4481 | 380 | -0.21965 | -83.4655 | 0.9962 | 0.99744 |  |  |  |  | 252 | 0.010344
32883 | BRYN_DNSBY3 | 1 | North | YES | -0.026306 | 0 | 2 | 48 |  | 1.015 | GST | -1 | 0.21846 | 48 | 48 |  |  | -1.2627 | 48 | -0.21846 | -10.4859 | 0.99814 | 0.99875 |  |  |  |  | 253 | 0.0082679
32884 | BRYN_DNSBY13 | 1 | North | YES | -0.026306 | 46 | 2 | 46 | 0 | 1.015 | GST | -1 | 0.21846 | 46 | 46 |  |  | -1.2101 | 46 | -0.21846 | -10.049 | 1 | 1 |  |  |  |  | 254 | 0.0062044
32892 | BRYN_DNSBY14 | 1 | North | YES | -0.026306 | 84 | 25 | 105 | 0 | 1.035 | GST | -1 | 0.21846 | 105 | 105 |  |  | -2.7621 | 105 | -0.21846 | -22.938 | 1.0042 | 1.0029 |  |  |  |  | 255 | 0.0012416
5934 | SI_RAY5 | 5 | South | YES | 0 | 0 | 10 | 15 |  | 1.035 | GST | 1 | 0.13415 | 15 | 15 | 0 | 15 |  |  | 0.13415 | 2.0122 | [6 empty] | 256 | 0.00060759
8139 | JOS #1 | MB | South | YES | 0 | 0 | 45 | 255 |  | 1.02 | GST | 1 | 0.13415 | 0 | 0 | 0 | 0 |  |  | 0.13415 | 0 | [6 empty] | 257 | 0
8285 | LAR #1 | MB | South | YES | 0 | 0 | 9 | 32 |  | 1.0497 | GST | 1 | 0.13415 | 0 | 0 | 0 | 0 |  |  | 0.13415 | 0 | [6 empty] | 258 | -0.0013869
8287 | LAR #2 | MB | South | YES | 0 | 0 | 9 | 32 |  | 1.04 | GST | 1 | 0.13415 | 0 | 0 | 0 | 0 |  |  | 0.13415 | 0 | [6 empty] | 259 | 0
8288 | LAR #3 | MB | South | YES | 0 | 0 | 25 | 105 |  | 1.04 | GST | 1 | 0.13415 | 0 | 0 | 0 | 0 |  |  | 0.13415 | 0 | [6 empty] | 260 | 0
8388 | BATES0A | MB | South | YES | 0 | 0 | 21 | 71 |  | 1.033 | GST | 1 | 0.13415 | 0 | 0 | 0 | 0 |  |  | 0.13415 | 0 | [6 empty] | 261 | 0
8393 | BATES0B | MB | South | YES | 0 | 0 | 25 | 110 |  | 1.03 | GST | 1 | 0.13415 | 0 | 0 | 0 | 0 |  |  | 0.13415 | 0 | [6 empty] | 262 | 0
8437 | NUECES_B0C | MB | South | YES | 0 | 0 | 7 | 30 |  | 1.03 | GST | 1 | 0.13415 | 0 | 0 | 0 | 0 |  |  | 0.13415 | 0 | [6 empty] | 263 | 0
8438 | NUECES_B0B | MB | South | YES | 0 | 0 | 26 | 169 |  | 1.03 | GST | 1 | 0.13415 | 0 | 0 | 0 | 0 |  |  | 0.13415 | 0 | [6 empty] | 264 | 0
39190 | TNSLCGN1__8 | 1 | Houston | YES | 0 | 0 | 10 | 30 |  | 1.03 | Cogen | 1 | 0.13415 | 0 | 0 |  |  |  |  | 0.13415 | 0 | [6 empty] | 265 | 0
48591 | CHE_GT2_5030 | 2 | Houston | YES | 0.029586 | 173 | 50 | 173 | 0 | 1.029 | Cogen | 1 | 0.16374 | 0 | 0 |  |  |  |  | 0.16374 | 0 | [6 empty] | 266 | 0
48811 | CVC_GT3_5045 | 3 | Houston | YES | 0.029586 | 156 | 91.8 | 156 | 0 | 1.029 | Cogen | 1 | 0.16374 | 0 | 0 |  |  |  |  | 0.16374 | 0 | [6 empty] | 267 | 0
48812 | CVC_GT2_5020 | 2 | Houston | YES | 0.029586 | 158 | 91.8 | 158 | 0 | 1.029 | Cogen | 1 | 0.16374 | 0 | 0 |  |  |  |  | 0.16374 | 0 | [6 empty] | 268 | 0
48813 | CVC_GT1_5035 | 1 | Houston | YES | 0.029586 | 160 | 91.8 | 160 | 0 | 1.029 | Cogen | 1 | 0.16374 | 0 | 0 |  |  |  |  | 0.16374 | 0 | [6 empty] | 269 | 0
48814 | CVC_ST5_5040 | 1 | Houston | YES | 0.029586 | 162 | 91.8 | 162 | 0 | 1.029 | Cogen | 1 | 0.16374 | 0 | 0 |  |  |  |  | 0.16374 | 0 | [6 empty] | 270 | 0
48885 | THW_5152 | B | Houston | YES | 0.0359 | 47.2 | 5 | 59 |  | 1.0319 | GGT | 1 | 0.17005 | 59 | 59 |  |  |  |  | 0.17005 | 10.0329 | [6 empty] | 271 | 0
48885 | THW_5152 | A | Houston | YES | 0.0359 | 46.4 | 5 | 58 |  | 1.0319 | GGT | 1 | 0.17005 | 58 | 58 |  |  |  |  | 0.17005 | 9.8628 | [6 empty] | 272 | 0
48886 | THW_5354 | D | Houston | YES | 0.0359 | 46.4 | 5 | 58 |  | 1.0319 | GGT | 1 | 0.17005 | 58 | 58 |  |  |  |  | 0.17005 | 9.8628 | [6 empty] | 273 | 0
48886 | THW_5354 | C | Houston | YES | 0.0359 | 45.6 | 5 | 57 |  | 1.0319 | GGT | 1 | 0.17005 | 57 | 57 |  |  |  |  | 0.17005 | 9.6928 | [6 empty] | 274 | 0
48887 | THW_5556 | E | Houston | YES | 0.0359 | 47.2 | 5 | 59 |  | 1.0319 | GGT | 1 | 0.17005 | 59 | 59 |  |  |  |  | 0.17005 | 10.0329 | [6 empty] | 275 | 0
48887 | THW_5556 | F | Houston | YES | 0.0359 | 45.6 | 5 | 57 |  | 1.0319 | GGT | 1 | 0.17005 | 57 | 57 |  |  |  |  | 0.17005 | 9.6928 | [6 empty] | 276 | 0
48690 | GBY_GN5_5 | 5 | Houston | YES | 0.036347 | 318.4 | 81 | 398 |  | 1.0362 | GSC | 1 | 0.1705 | 398 | 398 |  |  |  |  | 0.1705 | 67.8574 | [6 empty] | 277 | 0
48595 | BTE_GT2_8075 | 1 | Houston | YES | 0.036674 | 162.8 | 130 | 162.8 | 0 | 1.0261 | CC | 1 | 0.17082 | 162.8 | 162.8 |  |  |  |  | 0.17082 | 27.81 | [6 empty] | 278 | 0
48596 | BTE_GT3_8045 | 2 | Houston | YES | 0.036674 | 161.4 | 130 | 161.4 | 0 | 1.0261 | CC | 1 | 0.17082 | 161.4 | 161.4 |  |  |  |  | 0.17082 | 27.5708 | [6 empty] | 279 | 0
48597 | BTE_GT4_8055 | 3 | Houston | YES | 0.036674 | 158.9 | 130 | 158.9 | 0 | 1.0261 | CC | 1 | 0.17082 | 158.9 | 158.9 |  |  |  |  | 0.17082 | 27.1438 | [6 empty] | 280 | 0
48598 | BTE_ST1_8070 | 4 | Houston | YES | 0.036674 | 269.2 | 60 | 269.2 | 0 | 1.0261 | CC | 1 | 0.17082 | 269.2 | 269.2 |  |  |  |  | 0.17082 | 45.9856 | [6 empty] | 281 | 0
48583 | CBY_GT4_1 | 1 | Houston | YES | 0.037709 | 172 | 0 | 172 | 0 | 1.027 | GSC | 1 | 0.17186 | 172 | 172 |  |  |  |  | 0.17186 | 29.5596 | [6 empty] | 282 | 0
48584 | CBY_GT4_2 | 2 | Houston | YES | 0.037709 | 172 | 0 | 172 | 0 | 1.027 | CC | 1 | 0.17186 | 172 | 172 |  |  |  |  | 0.17186 | 29.5596 | [6 empty] | 283 | 0
48585 | CBY_ST4_1 | 3 | Houston | YES | 0.037709 | 172 | 0 | 172 | 0 | 1.027 | CC | 1 | 0.17186 | 172 | 172 |  |  |  |  | 0.17186 | 29.5596 | [6 empty] | 284 | 0
48815 | CVC_GT4_8005 | 4 | Houston | YES | 0.037888 | 165 | 91.8 | 165 |  | 1.0362 | Cogen | 1 | 0.17204 | 0 | 0 |  |  |  |  | 0.17204 | 0 | [6 empty] | 285 | 0
48791 | PSA_GT1_8160 | 1 | Houston | YES | 0.038217 | 52 | 20.8 | 65 | 0 | 1.0362 | Cogen | 1 | 0.17237 | 0 | 0 |  |  |  |  | 0.17237 | 0 | [6 empty] | 286 | 0
48792 | PSA_GT2_8155 | 2 | Houston | YES | 0.038217 | 52.8 | 20.3 | 66 | 0 | 1.0362 | Cogen | 1 | 0.17237 | 0 | 0 |  |  |  |  | 0.17237 | 0 | [6 empty] | 287 | 0
48793 | PSA_GT3_8150 | 3 | Houston | YES | 0.038217 | 56 | 20.3 | 70 | 0 | 1.0362 | Cogen | 1 | 0.17237 | 0 | 0 |  |  |  |  | 0.17237 | 0 | [6 empty] | 288 | 0
48794 | PSA_GT4_8145 | 4 | Houston | YES | 0.038217 | 52.8 | 20.3 | 66 | 0 | 1.0362 | Cogen | 1 | 0.17237 | 0 | 0 |  |  |  |  | 0.17237 | 0 | [6 empty] | 289 | 0
48795 | PSA_GT5_8140 | 5 | Houston | YES | 0.038217 | 51.2 | 20.3 | 64 | 0 | 1.0362 | Cogen | 1 | 0.17237 | 0 | 0 |  |  |  |  | 0.17237 | 0 | [6 empty] | 290 | 0
48796 | PSA_GN1_8165 | 1 | Houston | YES | 0.038217 | 83.2 | 43.1 | 104 | 0 | 1.0362 | Cogen | 1 | 0.17237 | 0 | 0 |  |  |  |  | 0.17237 | 0 | [6 empty] | 291 | 0
48797 | PSA_GT6_8135 | 6 | Houston | YES | 0.038217 | 47.2 | 34.5 | 59 | 0 | 1.0362 | Cogen | 1 | 0.17237 | 0 | 0 |  |  |  |  | 0.17237 | 0 | [6 empty] | 292 | 0
48581 | CBY_GN1_1 | 1 | Houston | YES | 0.038235 | 595.2 | 108 | 744 | 0 | 1.0435 | GSC | 1 | 0.17238 | 744 | 744 |  |  |  |  | 0.17238 | 128.2538 | [6 empty] | 293 | 0
48940 | WARVUE_GT1 | G1 | Houston | YES | 0.038257 | 15 | 0 | 15 |  | 1.021 | Cogen | 1 | 0.17241 | 0 | 0 |  |  |  |  | 0.17241 | 0 | [6 empty] | 294 | 0
48651 | EP_1_2 | 1 | Houston | YES | 0.038276 | 4 | 0 | 5 | 0 | 1.0362 | Cogen | 1 | 0.17243 | 0 | 0 |  |  |  |  | 0.17243 | 0 | [6 empty] | 295 | 0
48651 | EP_1_2 | 2 | Houston | YES | 0.038276 | 17.7 | 10 | 21 | 0 | 1.0362 | Cogen | 1 | 0.17243 | 0 | 0 |  |  |  |  | 0.17243 | 0 | [6 empty] | 296 | 0
49803 | EXN_15GT | 1 | Houston | YES | 0.038869 | 33 | 8.3 | 34 |  | 1.0326 | Cogen | 1 | 0.17302 | 0 | 0 |  |  |  |  | 0.17302 | 0 | [6 empty] | 297 | 0
49804 | EXN_16GT | 2 | Houston | YES | 0.038869 | 32 | 8.3 | 34.7 |  | 1.0326 | Cogen | 1 | 0.17302 | 0 | 0 |  |  |  |  | 0.17302 | 0 | [6 empty] | 298 | 0
49805 | EXN_17GT | 3 | Houston | YES | 0.038869 | 31 | 8.3 | 32.7 |  | 1.0326 | Cogen | 1 | 0.17302 | 0 | 0 |  |  |  |  | 0.17302 | 0 | [6 empty] | 299 | 0
49826 | EXN938GT | 5 | Houston | YES | 0.038869 | 43 | 9.2 | 45.9 |  | 1.0326 | Cogen | 1 | 0.17302 | 0 | 0 |  |  |  |  | 0.17302 | 0 | [6 empty] | 300 | 0
49828 | EXN941GT | 10 | Houston | YES | 0.038869 | 17.7 | 5.4 | 17.7 | 0 | 1.0326 | Cogen | 1 | 0.17302 | 0 | 0 |  |  |  |  | 0.17302 | 0 | [6 empty] | 301 | 0
49829 | EXN942GT | 11 | Houston | YES | 0.038869 | 20 | 5.4 | 20.4 | 0 | 1.0326 | Cogen | 1 | 0.17302 | 0 | 0 |  |  |  |  | 0.17302 | 0 | [6 empty] | 302 | 0
49830 | EXN943GT | 12 | Houston | YES | 0.038869 | 19 | 5.4 | 19.9 | 0 | 1.0326 | Cogen | 1 | 0.17302 | 0 | 0 |  |  |  |  | 0.17302 | 0 | [6 empty] | 303 | 0
49831 | EXN944GT | 13 | Houston | YES | 0.038869 | 33 | 5.4 | 35 | 0 | 1.0326 | Cogen | 1 | 0.17302 | 0 | 0 |  |  |  |  | 0.17302 | 0 | [6 empty] | 304 | 0
49832 | EXN945GT | 9 | Houston | YES | 0.038869 | 18.5 | 9.2 | 18.5 |  | 1.0326 | Cogen | 1 | 0.17302 | 0 | 0 |  |  |  |  | 0.17302 | 0 | [6 empty] | 305 | 0
49837 | EXN_GT | 4 | Houston | YES | 0.038869 | 81 | 21.3 | 85.4 |  | 1.0326 | Cogen | 1 | 0.17302 | 0 | 0 |  |  |  |  | 0.17302 | 0 | [6 empty] | 306 | 0
49838 | EXN_14GT | 14 | Houston | YES | 0.038869 | 140 | 0 | 148 |  | 1.0326 | Cogen | 1 | 0.17302 | 0 | 0 |  |  |  |  | 0.17302 | 0 | [6 empty] | 307 | 0
48883 | THW_GT1_GT_1 | B2 | Houston | YES | 0.039038 | 0 | 0 | 12 |  | 1.043 | GGT | 1 | 0.17319 | 12 | 12 |  |  |  |  | 0.17319 | 2.0782 | [6 empty] | 308 | 0
48582 | CBY_GN2_2 | 2 | Houston | YES | 0.039484 | 596.8 | 110 | 746 | 0 | 1.0435 | GSC | 1 | 0.17363 | 746 | 746 |  |  |  |  | 0.17363 | 129.5303 | [6 empty] | 309 | 0
48873 | THW_ST3_ST_3 | 3 | Houston | YES | 0.040413 | 107 | 19 | 107 | 0 | 1.0435 | CC | 1 | 0.17456 | 107 | 107 |  |  |  |  | 0.17456 | 18.6781 | [6 empty] | 310 | 0
48874 | THW_ST4_ST_4 | 4 | Houston | YES | 0.040413 | 108 | 19 | 108 | 0 | 1.0435 | CC | 1 | 0.17456 | 108 | 108 |  |  |  |  | 0.17456 | 18.8527 | [6 empty] | 311 | 0
48875 | THW_3132 | A | Houston | YES | 0.040413 | 55 | 5 | 55 | 0 | 1.0435 | CC | 1 | 0.17456 | 55 | 55 |  |  |  |  | 0.17456 | 9.6009 | [6 empty] | 312 | 0
48875 | THW_3132 | B | Houston | YES | 0.040413 | 53 | 5 | 53 | 0 | 1.0435 | CC | 1 | 0.17456 | 53 | 53 |  |  |  |  | 0.17456 | 9.2518 | [6 empty] | 313 | 0
48877 | THW_3334 | C | Houston | YES | 0.040413 | 55 | 5 | 55 | 0 | 1.0435 | CC | 1 | 0.17456 | 55 | 55 |  |  |  |  | 0.17456 | 9.6009 | [6 empty] | 314 | 0
48877 | THW_3334 | D | Houston | YES | 0.040413 | 57 | 5 | 57 | 0 | 1.0435 | CC | 1 | 0.17456 | 57 | 57 |  |  |  |  | 0.17456 | 9.95 | [6 empty] | 315 | 0
48879 | THW_4142 | E | Houston | YES | 0.040413 | 56 | 5 | 56 | 0 | 1.0435 | CC | 1 | 0.17456 | 56 | 56 |  |  |  |  | 0.17456 | 9.7755 | [6 empty] | 316 | 0
48879 | THW_4142 | F | Houston | YES | 0.040413 | 55 | 5 | 55 | 0 | 1.0435 | CC | 1 | 0.17456 | 55 | 55 |  |  |  |  | 0.17456 | 9.6009 | [6 empty] | 317 | 0
48881 | THW_4344 | G | Houston | YES | 0.040413 | 58 | 5 | 58 | 0 | 1.0435 | CC | 1 | 0.17456 | 58 | 58 |  |  |  |  | 0.17456 | 10.1246 | [6 empty] | 318 | 0
48881 | THW_4344 | H | Houston | YES | 0.040413 | 58 | 5 | 58 | 0 | 1.0435 | CC | 1 | 0.17456 | 58 | 58 |  |  |  |  | 0.17456 | 10.1246 | [6 empty] | 319 | 0
48593 | CHE_GT1_8015 | 1 | Houston | YES | 0.041535 | 173 | 50 | 173 | 0 | 1.0362 | Cogen | 1 | 0.17568 | 0 | 0 |  |  |  |  | 0.17568 | 0 | [6 empty] | 320 | 0
48594 | CHE_GN4_8025 | 4 | Houston | YES | 0.041535 | 142 | 60 | 142 | 0 | 1.0362 | Cogen | 1 | 0.17568 | 0 | 0 |  |  |  |  | 0.17568 | 0 | [6 empty] | 321 | 0
48511 | LPE_GT1_8070 | 1 | Houston | YES | 0.041647 | 42 | 0 | 42 | 0 | 1.0362 | GGT | 1 | 0.1758 | 42 | 42 |  |  |  |  | 0.1758 | 7.3834 | [6 empty] | 322 | 0
48512 | LPE_GT2_8075 | 2 | Houston | YES | 0.041647 | 42 | 0 | 42 | 0 | 1.0362 | GGT | 1 | 0.1758 | 42 | 42 |  |  |  |  | 0.1758 | 7.3834 | [6 empty] | 323 | 0
48513 | LPE_GT3_8080 | 3 | Houston | YES | 0.041647 | 39 | 0 | 39 | 0 | 1.0362 | GGT | 1 | 0.1758 | 39 | 39 |  |  |  |  | 0.1758 | 6.856 | [6 empty] | 324 | 0
48514 | LPE_GT4_8085 | 4 | Houston | YES | 0.041647 | 39 | 0 | 39 | 0 | 1.0362 | GGT | 1 | 0.1758 | 39 | 39 |  |  |  |  | 0.1758 | 6.856 | [6 empty] | 325 | 0
48500 | APD_GT1_8005 | 1 | Houston | YES | 0.041827 | 137.6 | 54.6 | 137.6 | 0 | 1.0362 | Cogen | 1 | 0.17598 | 0 | 0 |  |  |  |  | 0.17598 | 0 | [6 empty] | 326 | 0
48820 | SHELLG1_3015 | 1 | Houston | YES | 0.042588 | 71 | 34.5 | 71 |  | 1.029 | Cogen | 1 | 0.17674 | 0 | 0 |  |  |  |  | 0.17674 | 0 | [6 empty] | 327 | 0
48821 | SHELLG2 | 2 | Houston | YES | 0.042588 | 72 | 34.5 | 72 |  | 1.029 | Cogen | 1 | 0.17674 | 0 | 0 |  |  |  |  | 0.17674 | 0 | [6 empty] | 328 | 0
48822 | SHELLG3_3020 | 2 | Houston | YES | 0.042588 | 30 | 0 | 30 |  | 1.029 | Cogen | 1 | 0.17674 | 0 | 0 |  |  |  |  | 0.17674 | 0 | [6 empty] | 329 | 0
48822 | SHELLG3_3020 | 1 | Houston | YES | 0.042588 | 39 | 0 | 39 |  | 1.029 | Cogen | 1 | 0.17674 | 0 | 0 |  |  |  |  | 0.17674 | 0 | [6 empty] | 330 | 0
48740 | PSG_GN2_8050 | 1 | Houston | YES | 0.043142 | 182 | 60 | 182 | 0 | 1.0326 | Cogen | 1 | 0.17729 | 0 | 0 |  |  |  |  | 0.17729 | 0 | [6 empty] | 331 | 0
48741 | PSG_GT2_8040 | 1 | Houston | YES | 0.043142 | 158.6 | 50 | 158.6 | 0 | 1.0326 | Cogen | 1 | 0.17729 | 0 | 0 |  |  |  |  | 0.17729 | 0 | [6 empty] | 332 | 0
48742 | PSG_GT3_8060 | 1 | Houston | YES | 0.043142 | 157 | 50 | 157 | 0 | 1.0326 | Cogen | 1 | 0.17729 | 0 | 0 |  |  |  |  | 0.17729 | 0 | [6 empty] | 333 | 0
48854 | SRB_GN4_4 | 4 | Houston | YES | 0.043143 | 182.4 | 35 | 228 | 0 | 1.0326 | GST | 1 | 0.17729 | 228 | 228 |  |  |  |  | 0.17729 | 40.4226 | [6 empty] | 334 | 0
48611 | DIB_GT1_8080 | 1 | Houston | YES | 0.043153 | 64 | 0 | 64 | 0 | 1.0326 | Cogen | 1 | 0.1773 | 0 | 0 |  |  |  |  | 0.1773 | 0 | [6 empty] | 335 | 0
48612 | DIB_GT2_8075 | 2 | Houston | YES | 0.043153 | 63.2 | 0 | 63.2 | 0 | 1.0326 | Cogen | 1 | 0.1773 | 0 | 0 |  |  |  |  | 0.1773 | 0 | [6 empty] | 336 | 0
48613 | DIB_ST1_8085 | 3 | Houston | YES | 0.043153 | 67.9 | 30 | 82.6 | 0 | 1.0326 | Cogen | 1 | 0.1773 | 0 | 0 |  |  |  |  | 0.1773 | 0 | [6 empty] | 337 | 0
48614 | DIB_GT3_8090 | 4 | Houston | YES | 0.043153 | 73.6 | 15 | 73.6 | 0 | 1.0326 | Cogen | 1 | 0.1773 | 0 | 0 |  |  |  |  | 0.1773 | 0 | [6 empty] | 338 | 0
48845 | SOL_GT1 | 1 | Houston | YES | 0.043158 | 16.2 | 15.4 | 16.2 |  | 1.0326 | Solar | 1 | 0.17731 | 16.2 | 16.2 |  |  |  |  | 0.17731 | 2.8724 | [6 empty] | 339 | 0
48853 | SRB_GN3_3 | 3 | Houston | YES | 0.043165 | 170.4 | 35 | 213 |  | 1.0326 | GST | 1 | 0.17731 | 213 | 213 |  |  |  |  | 0.17731 | 37.7679 | [6 empty] | 340 | 0
48551 | CAL_GT1_8045 | 1 | Houston | YES | 0.04326 | 149 | 0 | 149 | 0 | 1.0326 | Cogen | 1 | 0.17741 | 0 | 0 |  |  |  |  | 0.17741 | 0 | [6 empty] | 341 | 0
48552 | CAL_ST1_8000 | 2 | Houston | YES | 0.04326 | 65.1 | 0 | 65.1 | 0 | 1.0326 | Cogen | 1 | 0.17741 | 0 | 0 |  |  |  |  | 0.17741 | 0 | [6 empty] | 342 | 0
48851 | SRB_GN1_1 | 1 | Houston | YES | 0.043269 | 132 | 26 | 165 | 0 | 1.0217 | GST | 1 | 0.17742 | 165 | 165 |  |  |  |  | 0.17742 | 29.274 | [6 empty] | 343 | 0
48852 | SRB_GN2_2 | 2 | Houston | YES | 0.043299 | 140.8 | 26 | 176 | 0 | 1.0217 | GST | 1 | 0.17745 | 176 | 176 |  |  |  |  | 0.17745 | 31.2309 | [6 empty] | 344 | 0
48855 | SRB_GT211035 | B1 | Houston | YES | 0.043321 | 0 | 0 | 18 |  | 1.014 | GGT | 1 | 0.17747 | 18 | 18 |  |  |  |  | 0.17747 | 3.1945 | [6 empty] | 345 | 0
48855 | SRB_GT211035 | B2 | Houston | YES | 0.043321 | 0 | 0 | 12 |  | 1.014 | GGT | 1 | 0.17747 | 12 | 12 |  |  |  |  | 0.17747 | 2.1296 | [6 empty] | 346 | 0
48761 | PR_GT1__9040 | 1 | Houston | YES | 0.043717 | 26 | 0 | 35 |  | 1 | Cogen | 1 | 0.17787 | 0 | 0 |  |  |  |  | 0.17787 | 0 | [6 empty] | 347 | 0
48641 | DPEC_GT15040 | 1 | Houston | YES | 0.044105 | 163.2 | 98 | 163.2 | 0 | 1.0319 | CC | 1 | 0.17825 | 163.2 | 163.2 |  |  |  |  | 0.17825 | 29.0911 | [6 empty] | 348 | 0
48642 | DPEC_GT25025 | 2 | Houston | YES | 0.044105 | 157.1 | 98 | 157.1 | 0 | 1.0319 | CC | 1 | 0.17825 | 157.1 | 157.1 |  |  |  |  | 0.17825 | 28.0037 | [6 empty] | 349 | 0
48643 | DPEC_GT35010 | 3 | Houston | YES | 0.044105 | 157.5 | 98 | 157.5 | 0 | 1.0319 | CC | 1 | 0.17825 | 157.5 | 157.5 |  |  |  |  | 0.17825 | 28.075 | [6 empty] | 350 | 0
48644 | DPEC_GT45070 | 4 | Houston | YES | 0.044105 | 157 | 98 | 157 | 0 | 1.0319 | CC | 1 | 0.17825 | 157 | 157 |  |  |  |  | 0.17825 | 27.9859 | [6 empty] | 351 | 0
48645 | DPEC_ST55065 | 5 | Houston | YES | 0.044105 | 282 | 0 | 282 | 0 | 1.0319 | CC | 1 | 0.17825 | 282 | 282 |  |  |  |  | 0.17825 | 50.2677 | [6 empty] | 352 | 0
48841 | SJS_GT1_GT1 | 1 | Houston | YES | 0.044518 | 62.4 | 49 | 78 | 0 | 1.0362 | Cogen | 1 | 0.17867 | 0 | 0 |  |  |  |  | 0.17867 | 0 | [6 empty] | 353 | 0
48842 | SJS_GT2_GT2 | 2 | Houston | YES | 0.044518 | 64.8 | 49 | 81 | 0 | 1.0362 | Cogen | 1 | 0.17867 | 0 | 0 |  |  |  |  | 0.17867 | 0 | [6 empty] | 354 | 0
48691 | GBY_73741085 | B | Houston | YES | 0.045045 | 37.6 | 20 | 47 | 0 | 1.0362 | GGT | 1 | 0.17919 | 47 | 47 |  |  |  |  | 0.17919 | 8.4221 | [6 empty] | 355 | 0
48691 | GBY_73741085 | A | Houston | YES | 0.045045 | 37.6 | 20 | 47 | 0 | 1.0362 | GGT | 1 | 0.17919 | 47 | 47 |  |  |  |  | 0.17919 | 8.4221 | [6 empty] | 356 | 0
48692 | GBY_81821075 | D | Houston | YES | 0.045045 | 44 | 20 | 55 | 0 | 1.0362 | GGT | 1 | 0.17919 | 55 | 55 |  |  |  |  | 0.17919 | 9.8557 | [6 empty] | 357 | 0
48692 | GBY_81821075 | C | Houston | YES | 0.045045 | 37.6 | 20 | 47 | 0 | 1.0362 | GGT | 1 | 0.17919 | 47 | 47 |  |  |  |  | 0.17919 | 8.4221 | [6 empty] | 358 | 0
48693 | GBY_83841065 | F | Houston | YES | 0.045045 | 43.2 | 20 | 54 | 0 | 1.0362 | GGT | 1 | 0.17919 | 54 | 54 |  |  |  |  | 0.17919 | 9.6765 | [6 empty] | 359 | 0
48693 | GBY_83841065 | E | Houston | YES | 0.045045 | 45.6 | 20 | 57 | 0 | 1.0362 | GGT | 1 | 0.17919 | 57 | 57 |  |  |  |  | 0.17919 | 10.2141 | [6 empty] | 360 | 0
48531 | BYU_GT1_8075 | 1 | Houston | YES | 0.046106 | 65 | 0 | 65 |  | 1.0362 | Cogen | 1 | 0.18026 | 0 | 0 |  |  |  |  | 0.18026 | 0 | [6 empty] | 361 | 0
48532 | BYU_GT2_8055 | 2 | Houston | YES | 0.046106 | 62 | 0 | 62 |  | 1.0362 | Cogen | 1 | 0.18026 | 0 | 0 |  |  |  |  | 0.18026 | 0 | [6 empty] | 362 | 0
48533 | BYU_GT3_8060 | 3 | Houston | YES | 0.046106 | 67 | 0 | 67 |  | 1.0362 | Cogen | 1 | 0.18026 | 0 | 0 |  |  |  |  | 0.18026 | 0 | [6 empty] | 363 | 0
48534 | BYU_GT4_8065 | 4 | Houston | YES | 0.046106 | 65 | 0 | 65 |  | 1.0362 | Cogen | 1 | 0.18026 | 0 | 0 |  |  |  |  | 0.18026 | 0 | [6 empty] | 364 | 0
48561 | CTL_GT2_8130 | 1 | Houston | YES | 0.046951 | 73.5 | 30.3 | 91.9 |  | 1.0362 | Cogen | 1 | 0.1811 | 0 | 0 |  |  |  |  | 0.1811 | 0 | [6 empty] | 365 | 0
48562 | CTL_GT3_8135 | 2 | Houston | YES | 0.046951 | 70.1 | 30.3 | 87.6 |  | 1.0362 | Cogen | 1 | 0.1811 | 0 | 0 |  |  |  |  | 0.1811 | 0 | [6 empty] | 366 | 0
48563 | CTL_GT4_8140 | 3 | Houston | YES | 0.046951 | 69.6 | 30.3 | 87 |  | 1.0362 | Cogen | 1 | 0.1811 | 0 | 0 |  |  |  |  | 0.1811 | 0 | [6 empty] | 367 | 0
48564 | CTL_GN1_8145 | 4 | Houston | YES | 0.046951 | 43.6 | 12.9 | 54.5 |  | 1.0362 | Cogen | 1 | 0.1811 | 0 | 0 |  |  |  |  | 0.1811 | 0 | [6 empty] | 368 | 0
48565 | CTL_GN2_8155 | 5 | Houston | YES | 0.046951 | 9.8 | 3.4 | 12.2 |  | 1.0362 | Cogen | 1 | 0.1811 | 0 | 0 |  |  |  |  | 0.1811 | 0 | [6 empty] | 369 | 0
48772 | PHR_GN2_2 | MB | Houston | YES | 0.049156 | 0 | 72 | 459 |  | 1.0362 | GSC | 1 | 0.18331 | 0 | 0 |  |  |  |  | 0.18331 | 0 | [6 empty] | 370 | 0
38580 | TNBP_CGN1_8 | 1 | Houston | YES | 0.052318 | 70.8 | 0 | 70.8 | 0 | 1.005 | Cogen | 1 | 0.18647 | 0 | 0 |  |  |  |  | 0.18647 | 0 | [6 empty] | 371 | 0
38590 | TNBP_CGN2_8 | 2 | Houston | YES | 0.052318 | 66.7 | 0 | 66.7 | 0 | 1.005 | Cogen | 1 | 0.18647 | 0 | 0 |  |  |  |  | 0.18647 | 0 | [6 empty] | 372 | 0
38600 | TNBP_CGN3_8 | 5 | Houston | YES | 0.052318 | 53 | 0 | 53 | 0 | 1.005 | Cogen | 1 | 0.18647 | 0 | 0 |  |  |  |  | 0.18647 | 0 | [6 empty] | 373 | 0
38611 | TNBPAMCG1_8 | 1 | Houston | YES | 0.052318 | 153.2 | 0 | 153.2 | 0 | 1.005 | Cogen | 1 | 0.18647 | 0 | 0 |  |  |  |  | 0.18647 | 0 | [6 empty] | 374 | 0
38612 | TNBPAMCG2_8 | 2 | Houston | YES | 0.052318 | 153.5 | 0 | 153.5 | 0 | 1.005 | Cogen | 1 | 0.18647 | 0 | 0 |  |  |  |  | 0.18647 | 0 | [6 empty] | 375 | 0
38613 | TNBPAMCG3_8 | 3 | Houston | YES | 0.052318 | 152.3 | 0 | 152.3 | 0 | 1.005 | Cogen | 1 | 0.18647 | 0 | 0 |  |  |  |  | 0.18647 | 0 | [6 empty] | 376 | 0
38614 | TNBPAMCG4_8 | 4 | Houston | YES | 0.052318 | 96 | 0 | 96 |  | 1.005 | Cogen | 1 | 0.18647 | 0 | 0 |  |  |  |  | 0.18647 | 0 | [6 empty] | 377 | 0
38615 | TNBPAMCG5_8 | 1 | Houston | YES | 0.052318 | 244 | 0 | 244 | 0 | 1.005 | Cogen | 1 | 0.18647 | 0 | 0 |  |  |  |  | 0.18647 | 0 | [6 empty] | 378 | 0
38690 | TNBP_CGN4_8 | 3 | Houston | YES | 0.052318 | 40 | 0 | 40 |  | 1.005 | Cogen | 1 | 0.18647 | 0 | 0 |  |  |  |  | 0.18647 | 0 | [6 empty] | 379 | 0
38711 | TNTXCTY1CG8 | 1 | Houston | YES | 0.052318 | 100.3 | 59 | 100.3 | 0 | 1 | Cogen | 1 | 0.18647 | 0 | 0 |  |  |  |  | 0.18647 | 0 | [6 empty] | 380 | 0
38712 | TNTXCTY2CG8 | 1 | Houston | YES | 0.052318 | 92.9 | 59 | 92.9 | 0 | 1 | Cogen | 1 | 0.18647 | 0 | 0 |  |  |  |  | 0.18647 | 0 | [6 empty] | 381 | 0
38713 | TNTXCTY3CG8 | 1 | Houston | YES | 0.052318 | 102.7 | 59 | 102.7 | 0 | 1 | Cogen | 1 | 0.18647 | 0 | 0 |  |  |  |  | 0.18647 | 0 | [6 empty] | 382 | 0
38714 | TNTXCTY4CG8 | 1 | Houston | YES | 0.052318 | 103 | 59 | 103 | 0 | 1 | Cogen | 1 | 0.18647 | 0 | 0 |  |  |  |  | 0.18647 | 0 | [6 empty] | 383 | 0
39470 | TNDOWCGNSG8 | 1 | Houston | YES | 0.052318 | 32 | 10 | 32 | 0 | 0.985 | Cogen | 1 | 0.18647 | 0 | 0 |  |  |  |  | 0.18647 | 0 | [6 empty] | 384 | 0
39480 | TNDOWCGNGG8 | 1 | Houston | YES | 0.052318 | 30 | 10 | 30 | 0 | 0.985 | Cogen | 1 | 0.18647 | 0 | 0 |  |  |  |  | 0.18647 | 0 | [6 empty] | 385 | 0
48921 | WAP_GN1_1 | 1 | Houston | YES | 0.059771 | 132.8 | 37 | 166 | 0 | 1.0362 | GST | 1 | 0.19392 | 166 | 166 |  |  |  |  | 0.19392 | 32.1907 | [6 empty] | 386 | 0
48922 | WAP_GN2_2 | 2 | Houston | YES | 0.059771 | 132.8 | 37 | 166 | 0 | 1.0362 | GST | 1 | 0.19392 | 166 | 166 |  |  |  |  | 0.19392 | 32.1907 | [6 empty] | 387 | 0
48923 | WAP_GN3_3 | 3 | Houston | YES | 0.059771 | 198.4 | 93 | 248 | 0 | 1.0362 | GST | 1 | 0.19392 | 248 | 248 |  |  |  |  | 0.19392 | 48.0922 | [6 empty] | 388 | 0
48924 | WAP_GN4_4 | 4 | Houston | YES | 0.059771 | 546 | 217 | 546 | 0 | 1.0362 | GSC | 1 | 0.19392 | 546 | 546 |  |  |  |  | 0.19392 | 105.8804 | [6 empty] | 389 | 0
48925 | WAP_GN5_5 | 5 | Houston | YES | 0.059771 | 579.3 | 278 | 654 | 0 | 0.985 | LIGCO | 1 | 0.19392 | 0 | 654 |  |  |  |  | 0.19392 | 126.8237 | [6 empty] | 390 | 0
48929 | WAPGT21_GT1 | B1 | Houston | YES | 0.059771 | 0 | 0 | 13 |  | 1.05 | GGT | 1 | 0.19392 | 13 | 13 |  |  |  |  | 0.19392 | 2.521
48510 | AK_GT1__8040 | 1 | Houston | YES | 0.059954 | 33.4 | 8.1 | 34 |  | 1.029 | Cogen | 1 | 0.1941 | 0 | 0 |  |  |  |  | 0.1941 | 0
48521 | BVE_GT1_GT1 | 1 | Houston | YES | 0.061617 | 167.7 | 0 | 167.7 |  | 1.035 | CC | 1 | 0.19577 | 167.7 | 167.7 |  |  |  |  | 0.19577 | 32.83
48522 | BVE_GT2_5035 | 2 | Houston | YES | 0.061617 | 166.4 | 0 | 166.4 |  | 1.035 | CC | 1 | 0.19577 | 166.4 | 166.4 |  |  |  |  | 0.19577 | 32.5755
48523 | BVE_ST1_GN1 | 3 | Houston | YES | 0.061617 | 252.4 | 0 | 252.4 |  | 1.035 | CC | 1 | 0.19577 | 252.4 | 252.4 |  |  |  |  | 0.19577 | 49.4114
48730 | MNS_GT | 1 | Houston | YES | 0.061673 | 43 | 0 | 46.1 |  | 1.029 | Cogen | 1 | 0.19582 | 0 | 0 |  |  |  |  | 0.19582 | 0
48926 | WAP_GN6_6 | 6 | Houston | YES | 0.061713 | 651 | 280 | 651 |  | 1.035 | LIGCO | 1 | 0.19586 | 0 | 651 |  |  |  |  | 0.19586 | 127.5062
48927 | WAP_GN7_7 | 7 | Houston | YES | 0.061713 | 564 | 277 | 564 |  | 1.035 | LIGCO | 1 | 0.19586 | 0 | 564 |  |  |  |  | 0.19586 | 110.4662
48928 | WAP_GN8_8 | 8 | Houston | YES | 0.061713 | 603 | 275 | 603 |  | 1.035 | LIGCO | 1 | 0.19586 | 0 | 603 |  |  |  |  | 0.19586 | 118.1048
39760 | TNSCLP1___8 | 1 | Houston | YES | 0.073063 | 93.4 | 20 | 116.8 | 0 | 1.04 | Cogen | 1 | 0.20721 | 0 | 0 |  |  |  |  | 0.20721 | 0
39770 | TNSCLP2___8 | 1 | Houston | YES | 0.073063 | 91.6 | 20 | 114.5 | 0 | 1.04 | Cogen | 1 | 0.20721 | 0 | 0 |  |  |  |  | 0.20721 | 0
39775 | TNSCLP4___8 | 1 | Houston | YES | 0.073063 | 95.2 | 20 | 119 | 0 | 1.04 | Cogen | 1 | 0.20721 | 0 | 0 |  |  |  |  | 0.20721 | 0
39790 | TNSCLP3___8 | 1 | Houston | YES | 0.073063 | 87.6 | 20 | 109.5 | 0 | 1.027 | Cogen | 1 | 0.20721 | 0 | 0 |  |  |  |  | 0.20721 | 0
48520 | BSF_GT1_8070 | 1 | Houston | YES | 0.076271 | 72 | 0 | 72 | 0 | 1.0326 | Cogen | 1 | 0.21042 | 0 | 0 |  |  |  |  | 0.21042 | 0
48520 | BSF_GT1_8070 | 2 | Houston | YES | 0.076271 | 10 | 0 | 10 | 0 | 1.0326 | Cogen | 1 | 0.21042 | 0 | 0 |  |  |  |  | 0.21042 | 0
49851 | DOW17000 | 37 | Houston | YES | 0.080325 | 39 | 0 | 62 | 0 | 1 | Cogen | 1 | 0.21447 | 0 | 0 |  |  |  |  | 0.21447 | 0
49858 | DOW38100 | 31 | Houston | YES | 0.080325 | 45 | 0 | 71.4 |  | 1 | Cogen | 1 | 0.21447 | 0 | 0 |  |  |  |  | 0.21447 | 0
49859 | DOW38200 | 33 | Houston | YES | 0.080325 | 28 | 0 | 45 | 0 | 1 | Cogen | 1 | 0.21447 | 0 | 0 |  |  |  |  | 0.21447 | 0
49860 | DOW38300 | 32 | Houston | YES | 0.080325 | 63 | 0 | 101 |  | 1 | Cogen | 1 | 0.21447 | 0 | 0 |  |  |  |  | 0.21447 | 0
49862 | DOW39100 | 36 | Houston | YES | 0.080325 | 54 | 0 | 86 | 0 | 1 | Cogen | 1 | 0.21447 | 0 | 0 |  |  |  |  | 0.21447 | 0
49863 | DOW39200 | 35 | Houston | YES | 0.080325 | 55 | 0 | 88 | 0 | 1 | Cogen | 1 | 0.21447 | 0 | 0 |  |  |  |  | 0.21447 | 0
49865 | DOW41000 | 41 | Houston | YES | 0.080325 | 31 | 0 | 50 |  | 1 | Cogen | 1 | 0.21447 | 0 | 0 |  |  |  |  | 0.21447 | 0
49866 | DOW42000 | 42 | Houston | YES | 0.080325 | 11 | 0 | 18 |  | 1 | Cogen | 1 | 0.21447 | 0 | 0 |  |  |  |  | 0.21447 | 0
49869 | DOW49000 | 45 | Houston | YES | 0.080325 | 59 | 0 | 94 |  | 1 | Cogen | 1 | 0.21447 | 0 | 0 |  |  |  |  | 0.21447 | 0
49870 | DOW61000 | 61 | Houston | YES | 0.080325 | 44 | 0 | 70 | 0 | 1 | Cogen | 1 | 0.21447 | 0 | 0 |  |  |  |  | 0.21447 | 0
49871 | DOW62000 | 62 | Houston | YES | 0.080325 | 40 | 0 | 63 | 0 | 1 | Cogen | 1 | 0.21447 | 0 | 0 |  |  |  |  | 0.21447 | 0
49872 | DOW63000 | 63 | Houston | YES | 0.080325 | 45 | 0 | 72 | 0 | 1 | Cogen | 1 | 0.21447 | 0 | 0 |  |  |  |  | 0.21447 | 0
49873 | DOW64000 | 64 | Houston | YES | 0.080325 | 41 | 0 | 64.8 | 0 | 1 | Cogen | 1 | 0.21447 | 0 | 0 |  |  |  |  | 0.21447 | 0
49876 | DOW65000 | 65 | Houston | YES | 0.080325 | 63 | 0 | 101 | 0 | 1 | Cogen | 1 | 0.21447 | 0 | 0 |  |  |  |  | 0.21447 | 0
49877 | DOW66000 | 66 | Houston | YES | 0.080325 | 61 | 0 | 97 | 0 | 1 | Cogen | 1 | 0.21447 | 0 | 0 |  |  |  |  | 0.21447 | 0
49878 | DOW67000 | 67 | Houston | YES | 0.080325 | 65 | 0 | 103 | 0 | 1 | Cogen | 1 | 0.21447 | 0 | 0 |  |  |  |  | 0.21447 | 0
49882 | DOW81000 | 81 | Houston | YES | 0.080325 | 47 | 0 | 76 | 0 | 1 | Cogen | 1 | 0.21447 | 0 | 0 |  |  |  |  | 0.21447 | 0
49884 | DOW82000 | 82 | Houston | YES | 0.080325 | 51 | 0 | 80 | 0 | 1 | Cogen | 1 | 0.21447 | 0 | 0 |  |  |  |  | 0.21447 | 0
49885 | DOW83000 | 83 | Houston | YES | 0.080325 | 51 | 0 | 80 | 0 | 1 | Cogen | 1 | 0.21447 | 0 | 0 |  |  |  |  | 0.21447 | 0
49886 | DOW84000 | 84 | Houston | YES | 0.080325 | 107 | 0 | 171 | 0 | 0.98 | Cogen | 1 | 0.21447 | 0 | 0 |  |  |  |  | 0.21447 | 0
8032 | AMISTADHYD1 | 1 | South | YES | 0.082775 | 33 | 13 | 33 | 0 | 1.03 | Hydro | 1 | 0.21692 | 0 | 0 | 0 | 0 |  |  | 0.21692 | 0
8033 | AMISTADHYD2 | 2 | South | YES | 0.082775 | 25 | 13 | 25 | 0 | 1.03 | Hydro | 1 | 0.21692 | 0 | 0 | 0 | 0 |  |  | 0.21692 | 0
88253 | HAMILTON | F | South | YES | 0.082775 | 0 | 0 | 0 | 0 | 1.04 | BLT | 1 | 0.21692 | 0 | 0 | 0 | 0 |  |  | 0.21692 | 0
48911 | TGF_GT1_8000 | 1 | Houston | YES | 0.095841 | 69.2 | 0 | 69.2 |  | 1.029 | Cogen | 1 | 0.22999 | 0 | 0 |  |  |  |  | 0.22999 | 0
48731 | CBE_GT1 | 1 | Houston | YES | 0.10111 | 76 | 0 | 76 | 0 | 1.029 | CC | 1 | 0.23526 | 76 | 76 |  |  |  |  | 0.23526 | 17.8797
48732 | CBE_GT2 | 1 | Houston | YES | 0.10111 | 76 | 0 | 76 | 0 | 1.029 | CC | 1 | 0.23526 | 76 | 76 |  |  |  |  | 0.23526 | 17.8797
48733 | CBE_ST12 | 1 | Houston | YES | 0.10111 | 105 | 0 | 105 | 0 | 1.029 | CC | 1 | 0.23526 | 105 | 105 |  |  |  |  | 0.23526 | 24.7022
48734 | CBE_GT3 | 1 | Houston | YES | 0.10111 | 76 | 0 | 76 | 0 | 1.029 | CC | 1 | 0.23526 | 76 | 76 |  |  |  |  | 0.23526 | 17.8797
48735 | CBE_GT4 | 1 | Houston | YES | 0.10111 | 76 | 0 | 76 | 0 | 1.029 | CC | 1 | 0.23526 | 76 | 76 |  |  |  |  | 0.23526 | 17.8797
48736 | CBE_ST34 | 1 | Houston | YES | 0.10111 | 105 | 0 | 105 | 0 | 1.029 | CC | 1 | 0.23526 | 105 | 105 |  |  |  |  | 0.23526 | 24.7022
5911 | STP_GN1___1 | 1 | Houston | YES | 0.10213 | 1333 | 1249 | 1333 | 0 | 1.0406 | Nuc | 1 | 0.23628 | 0 | 0 |  |  |  |  | 0.23628 | 0
5912 | STP_GN2___2 | 2 | Houston | YES | 0.10213 | 1332 | 1249 | 1332 | 0 | 1.0406 | Nuc | 1 | 0.23628 | 0 | 0 |  |  |  |  | 0.23628 | 0
8262 | ELPS | 1 | South | YES | 0.10621 | 6 | 6 | 6 | 0 | 1.15 | Hydro | 1 | 0.24036 | 0 | 0 | 0 | 0 |  |  | 0.24036 | 0
7022 | L_BUCHAN1_1Y | 1 | South | YES | 0.10646 | 0 | 0 | 18 |  | 1 | Hydro | 1 | 0.24061 | 0 | 0 | 0 | 0 |  |  | 0.24061 | 0
7023 | L_BUCHAN1_2Y | 2 | South | YES | 0.10646 | 0 | 0 | 18 |  | 1 | Hydro | 1 | 0.24061 | 0 | 0 | 0 | 0 |  |  | 0.24061 | 0
7024 | L_BUCHAN1_3Y | 3 | South | YES | 0.10646 | 0 | 0 | 15 |  | 1 | Hydro | 1 | 0.24061 | 0 | 0 | 0 | 0 |  |  | 0.24061 | 0
7026 | L_INKSDA1_1Y | 1 | South | YES | 0.10909 | 0 | 0 | 13.7 |  | 1 | Hydro | 1 | 0.24324 | 0 | 0 | 0 | 0 |  |  | 0.24324 | 0
7000 | L_FERGUS1_1Y | 1 | South | YES | 0.13589 | 400 | 65 | 423.3 | 0 | 1.015 | GSC | 1 | 0.27004 | 423.3 | 423.3 | 57.5231 | 423.3 |  |  | 0.27004 | 114.3084
7035 | L_WIRTZ_1G1Y | 1 | South | YES | 0.1362 | 0 | 0 | 29 |  | 1 | Hydro | 1 | 0.27035 | 0 | 0 | 0 | 0 |  |  | 0.27035 | 0
7036 | L_WIRTZ_1G2Y | 2 | South | YES | 0.1362 | 0 | 0 | 29.7 |  | 1 | Hydro | 1 | 0.27035 | 0 | 0 | 0 | 0 |  |  | 0.27035 | 0
8134 | FOR #1 | 1 | South | YES | 0.14184 | 54.1 | 45 | 79 | 0 | 1 | Cogen | 1 | 0.27599 | 0 | 0 | 0 | 0 |  |  | 0.27599 | 0
8138 | FOR #2 | 2 | South | YES | 0.14184 | 63.1 | 45 | 81 | 0 | 1 | Cogen | 1 | 0.27599 | 0 | 0 | 0 | 0 |  |  | 0.27599 | 0
8153 | FOR #3 | 3 | South | YES | 0.14184 | 63.1 | 45 | 79.9 | 0 | 1 | Cogen | 1 | 0.27599 | 0 | 0 | 0 | 0 |  |  | 0.27599 | 0
8154 | FOR #4 | 4 | South | YES | 0.14184 | 63.1 | 60 | 80 | 0 | 1 | Cogen | 1 | 0.27599 | 0 | 0 | 0 | 0 |  |  | 0.27599 | 0
8155 | FOR #5 | 5 | South | YES | 0.14184 | 63.1 | 60 | 78.4 | 0 | 1 | Cogen | 1 | 0.27599 | 0 | 0 | 0 | 0 |  |  | 0.27599 | 0
8156 | FOR #6 | 6 | South | YES | 0.14184 | 24.9 | 5 | 25 | 0 | 1 | Cogen | 1 | 0.27599 | 0 | 0 | 0 | 0 |  |  | 0.27599 | 0
8157 | FOR #7 | 7 | South | YES | 0.14184 | 28.8 | 5 | 46 | 0 | 1 | Cogen | 1 | 0.27599 | 0 | 0 | 0 | 0 |  |  | 0.27599 | 0
80051 | FOR #8 | 8 | South | YES | 0.14184 | 28 | 28 | 28 |  | 1 | Cogen | 1 | 0.27599 | 0 | 0 | 0 | 0 |  |  | 0.27599 | 0
80052 | FOR #9 | 9 | South | YES | 0.14184 | 29.7 | 5 | 43.6 | 0 | 1 | Cogen | 1 | 0.27599 | 0 | 0 | 0 | 0 |  |  | 0.27599 | 0
80053 | FOR #10 | 10 | South | YES | 0.14184 | 68.4 | 45 | 75 | 0 | 1 | Cogen | 1 | 0.27599 | 0 | 0 | 0 | 0 |  |  | 0.27599 | 0
80226 | ALCOA G | 1 | South | YES | 0.14295 | 32.3 | 5 | 48 | 0 | 1.015 | Cogen | 1 | 0.2771 | 0 | 0 | 0 | 0 |  |  | 0.2771 | 0
8147 | UCAR #2 | 10 | South | YES | 0.14656 | 18.2 | 0 | 28 |  | 1 | Cogen | 1 | 0.28071 | 0 | 0 | 0 | 0 |  |  | 0.28071 | 0
8148 | UCAR #1 | 2 | South | YES | 0.14656 | 6.1 | 0 | 7 | 0 | 1.009 | Cogen | 1 | 0.28071 | 0 | 0 | 0 | 0 |  |  | 0.28071 | 0
80137 | CSDR89 | 9 | South | YES | 0.14656 | 15 | 0 | 15 | 0 | 1.003 | DCTie | 1 | 0.28071 | 0 | 0 | 0 | 0 |  |  | 0.28071 | 0
80137 | CSDR89 | 8 | South | YES | 0.14656 | 33.9 | 0 | 39 | 0 | 1.003 | DCTie | 1 | 0.28071 | 0 | 0 | 0 | 0 |  |  | 0.28071 | 0
80138 | CSDR7 | 7 | South | YES | 0.14656 | 6.1 | 0 | 7 | 0 | 1.014 | DCTie | 1 | 0.28071 | 0 | 0 | 0 | 0 |  |  | 0.28071 | 0
80139 | CSDR56 | 6 | South | YES | 0.14656 | 0 | 0 | 39 |  | 1.0033 | DCTie | 1 | 0.28071 | 0 | 0 | 0 | 0 |  |  | 0.28071 | 0
80139 | CSDR56 | 5 | South | YES | 0.14656 | 15 | 0 | 15 |  | 1.0033 | DCTie | 1 | 0.28071 | 0 | 0 | 0 | 0 |  |  | 0.28071 | 0
80140 | CSDR11 | 11 | South | YES | 0.14656 | 33.9 | 0 | 39 | 0 | 1.03 | DCTie | 1 | 0.28071 | 0 | 0 | 0 | 0 |  |  | 0.28071 | 0
80227 | AIRCO G | 1 | South | YES | 0.14707 | 7.2 | 0 | 8 | 0 | 1.0104 | Cogen | 1 | 0.28122 | 0 | 0 | 0 | 0 |  |  | 0.28122 | 0
80224 | VISTRONG1 | 1 | South | YES | 0.14806 | 13.1 | 0 | 15 | 0 | 1.01 | Cogen | 1 | 0.28221 | 0 | 0 | 0 | 0 |  |  | 0.28221 | 0
80225 | VISTRONG2 | 2 | South | YES | 0.14806 | 20.2 | 0 | 23 | 0 | 1.01 | Cogen | 1 | 0.28221 | 0 | 0 | 0 | 0 |  |  | 0.28221 | 0
5503 | RAYBURNGEN3 | 1 | South | YES | 0.14943 | 17.6 | 6 | 22 | 0 | 1.0224 | GST | 1 | 0.28358 | 22 | 22 | 3.2874 | 22 |  |  | 0.28358 | 6.2387
5505 | RAYBURNGEN1 | 1 | South | YES | 0.14943 | 0 | 1 | 11 |  | 1.0223 | GGT | 1 | 0.28358 | 11 | 11 | 1.6437 | 11 |  |  | 0.28358 | 3.1193
5506 | RAYBURNGEN2 | 1 | South | YES | 0.14943 | 0 | 1 | 11 |  | 1.0223 | GGT | 1 | 0.28358 | 11 | 11 | 1.6437 | 11 |  |  | 0.28358 | 3.1193
80265 | LARECU40A | 4 | South | YES | 0.15013 | 80 | 0 | 100 |  | 1.039 | GGT | 1 | 0.28428 | 100 | 100 | 15.0127 | 100 |  |  | 0.28428 | 28.4276
80266 | LARECU50A | 5 | South | YES | 0.15013 | 80 | 0 | 100 |  | 1.039 | GGT | 1 | 0.28428 | 100 | 100 | 15.0127 | 100 |  |  | 0.28428 | 28.4276
80012 | LAR | F | South | YES | 0.15013 | 0 | 0 | 0 | 0 | 1.04 | DCTie | 1 | 0.28428 | 0 | 0 | 0 | 0 |  |  | 0.28428 | 0
5508 | RAYBURNCC9 | 1 | South | YES | 0.15068 | 47.7 | 18.2 | 47.7 | 0 | 1.0296 | CC | 1 | 0.28482 | 47.7 | 47.7 | 7.1872 | 47.7 |  |  | 0.28482 | 13.5861
5509 | RAYBURNCC10 | 1 | South | YES | 0.15068 | 37.3 | 5.2 | 37.3 | 0 | 1.0296 | CC | 1 | 0.28482 | 37.3 | 37.3 | 5.6202 | 37.3 |  |  | 0.28482 | 10.6239
5511 | RAYBURNCC7 | 1 | South | YES | 0.15068 | 47.5 | 18.2 | 47.5 | 0 | 1.0296 | CC | 1 | 0.28482 | 47.5 | 47.5 | 7.1571 | 47.5 |  |  | 0.28482 | 13.5291
5512 | RAYBURNCC8 | 1 | South | YES | 0.15068 | 49.3 | 18.2 | 49.3 | 0 | 1.0296 | CC | 1 | 0.28482 | 49.3 | 49.3 | 7.4283 | 49.3 |  |  | 0.28482 | 14.0418
8066 | DUP1V#1 | 1 | South | YES | 0.15074 | 52.3 | 0 | 73 | 0 | 1.01 | Cogen | 1 | 0.28489 | 0 | 0 | 0 | 0 |  |  | 0.28489 | 0
7028 | L_MARBFA1_1Y | 1 | South | YES | 0.1509 | 0 | 0 | 18 |  | 1 | Hydro | 1 | 0.28505 | 0 | 0 | 0 | 0 |  |  | 0.28505 | 0
7029 | L_MARBFA1_2Y | 2 | South | YES | 0.1509 | 0 | 0 | 18 |  | 1 | Hydro | 1 | 0.28505 | 0 | 0 | 0 | 0 |  |  | 0.28505 | 0
8926 | LGE_GT10A | 1 | South | YES | 0.15121 | 158 | 0 | 158 | 0 | 1.03 | Cogen | 1 | 0.28535 | 0 | 0 | 0 | 0 |  |  | 0.28535 | 0
8927 | LGE_GT20A | 2 | South | YES | 0.15121 | 153 | 0 | 153 | 0 | 1.03 | Cogen | 1 | 0.28535 | 0 | 0 | 0 | 0 |  |  | 0.28535 | 0
8928 | LGE_STG0A | 3 | South | YES | 0.15121 | 100 | 0 | 100 | 0 | 1.03 | Cogen | 1 | 0.28535 | 0 | 0 | 0 | 0 |  |  | 0.28535 | 0
8930 | ICPGN10A | 1 | South | YES | 0.15121 | 149 | 0 | 149 | 0 | 1.03 | Cogen | 1 | 0.28535 | 0 | 0 | 0 | 0 |  |  | 0.28535 | 0
8931 | ICPGN20A | 2 | South | YES | 0.15121 | 150 | 0 | 150 | 0 | 1.03 | Cogen | 1 | 0.28535 | 0 | 0 | 0 | 0 |  |  | 0.28535 | 0
8932 | ICPGN30A | 3 | South | YES | 0.15121 | 127 | 0 | 127 | 0 | 1.03 | Cogen | 1 | 0.28535 | 0 | 0 | 0 | 0 |  |  | 0.28535 | 0
80223 | REYSHR G | 1 | South | YES | 0.15121 | 12 | 0 | 12 | 0 | 1.032 | Cogen | 1 | 0.28535 | 0 | 0 | 0 | 0 |  |  | 0.28535 | 0
88299 | ZAPATA | F | South | YES | 0.1515 | 0 | 0 | 0 | 0 | 1.02 | BLT | 1 | 0.28565 | 0 | 0 | 0 | 0 |  |  | 0.28565 | 0
8173 | VICEC51A | 5 | South | YES | 0.15227 | 144 | 18 | 144 | 0 | 1.025 | CC | 1 | 0.28641 | 144 | 144 | 21.9262 | 144 |  |  | 0.28641 | 41.2436
8174 | VICEC61A | 6 | South | YES | 0.15227 | 188 | 42 | 188 | 0 | 1.025 | CC | 1 | 0.28641 | 188 | 188 | 28.6258 | 188 |  |  | 0.28641 | 53.8458
5728 | FALCONHYDRO2 | 2 | South | YES | 0.15243 | 12 | 0 | 12 | 0 | 1.0234 | Hydro | 1 | 0.28658 | 0 | 0 | 0 | 0 |  |  | 0.28658 | 0
5729 | FALCONHYDRO3 | 3 | South | YES | 0.15243 | 11 | 0 | 11 | 0 | 1.0234 | Hydro | 1 | 0.28658 | 0 | 0 | 0 | 0 |  |  | 0.28658 | 0
8048 | FALCONHYDRO1 | 1 | South | YES | 0.15243 | 12 | 0 | 12 | 0 | 1.0234 | Hydro | 1 | 0.28658 | 0 | 0 | 0 | 0 |  |  | 0.28658 | 0
88508 | FALFURRI | F | South | YES | 0.15244 | 0 | 0 | 0 | 0 | 1 | AVR | 1 | 0.28659 | 0 | 0 | 0 | 0 |  |  | 0.28659 | 0
8442 | NBEC7 | 7 | South | YES | 0.15251 | 0 | 81 | 367 |  | 1.0298 | GST | 1 | 0.28666 | 367 | 367 | 55.9701 | 367 |  |  | 0.28666 | 105.2028
8442 | NBEC7 | MB | South | YES | 0.15251 | 0 | 81 | 367 |  | 1.0298 | GST | 1 | 0.28666 | 0 | 0 | 0 | 0 |  |  | 0.28666 | 0
8560 | CNOPGT1 | 1 | South | YES | 0.15252 | 148.3 | 0 | 148.3 | 0 | 1.03 | Cogen | 1 | 0.28667 | 0 | 0 | 0 | 0 |  |  | 0.28667 | 0
8561 | CNOPGT2 | 2 | South | YES | 0.15252 | 148.6 | 0 | 148.6 | 0 | 1.03 | Cogen | 1 | 0.28667 | 0 | 0 | 0 | 0 |  |  | 0.28667 | 0
8562 | CNOPST1 | 3 | South | YES | 0.15252 | 153 | 0 | 153 | 0 | 1.03 | Cogen | 1 | 0.28667 | 0 | 0 | 0 | 0 |  |  | 0.28667 | 0
8456 | COSW#1 | 1 | South | YES | 0.1526 | 20 | 0 | 20 | 0 | 1.027 | Cogen | 1 | 0.28675 | 0 | 0 | 0 | 0 |  |  | 0.28675 | 0
8457 | COSW#2 | 2 | South | YES | 0.1526 | 14 | 0 | 14 | 0 | 1.027 | Cogen | 1 | 0.28675 | 0 | 0 | 0 | 0 |  |  | 0.28675 | 0
8459 | B_DAVIS0B | MB | South | YES | 0.15278 | 0 | 50 | 339 |  | 1.03 | GSC | 1 | 0.28693 | 0 | 0 | 0 | 0 |  |  | 0.28693 | 0
8460 | B_DAVIS0A | MB | South | YES | 0.15278 | 0 | 50 | 340 |  | 1.03 | GSC | 1 | 0.28693 | 0 | 0 | 0 | 0 |  |  | 0.28693 | 0
80263 | B_DAVIS31A | 3 | South | YES | 0.15278 | 0 | 0 | 180 |  | 1.0366 | CC | 1 | 0.28693 | 180 | 180 | 27.5 | 180 |  |  | 0.28693 | 51.6469
80264 | B_DAVIS41A | 4 | South | YES | 0.15278 | 0 | 0 | 180 |  | 1.0366 | CC | 1 | 0.28693 | 180 | 180 | 27.5 | 180 |  |  | 0.28693 | 51.6469
8506 | VAL #1 | 1 | South | YES | 0.15284 | 20.9 | 0 | 25 | 0 | 1.0055 | Cogen | 1 | 0.28699 | 0 | 0 | 0 | 0 |  |  | 0.28699 | 0
8507 | VAL #2 | 2 | South | YES | 0.15284 | 20.9 | 0 | 25 | 0 | 1.0055 | Cogen | 1 | 0.28699 | 0 | 0 | 0 | 0 |  |  | 0.28699 | 0
8461 | KOCH_UP0A | 1 | South | YES | 0.15297 | 38 | 0 | 38 | 0 | 1.012 | Cogen | 1 | 0.28712 | 0 | 0 | 0 | 0 |  |  | 0.28712 | 0
8511 | OXY_CC0A | 1 | South | YES | 0.15298 | 30.3 | 0 | 38 | 0 | 1.027 | Cogen | 1 | 0.28713 | 0 | 0 | 0 | 0 |  |  | 0.28713 | 0
8933 | FGNTS001 | 1 | South | YES | 0.15341 | 146.5 | 0 | 146.5 | 0 | 1.03 | CC | 1 | 0.28756 | 146.5 | 146.5 | 22.474 | 146.5 |  |  | 0.28756 | 42.1268
8934 | FGNTS101 | 2 | South | YES | 0.15341 | 147.9 | 0 | 147.9 | 0 | 1.03 | CC | 1 | 0.28756 | 147.9 | 147.9 | 22.6887 | 147.9 |  |  | 0.28756 | 42.5294
8935 | FGNTS201 | 3 | South | YES | 0.15341 | 173 | 0 | 173 | 0 | 1.03 | CC | 1 | 0.28756 | 173 | 173 | 26.5392 | 173 |  |  | 0.28756 | 49.747
8517 | CELANEBI0A | 1 | South | YES | 0.1535 | 29 | 0 | 29 | 0 | 1.02 | Cogen | 1 | 0.28765 | 0 | 0 | 0 | 0 |  |  | 0.28765 | 0
8936 | MVGN#1 | 1 | South | YES | 0.15357 | 216.6 | 0 | 216.6 | 0 | 1.0304 | CC | 1 | 0.28772 | 216.6 | 216.6 | 33.2635 | 216.6 |  |  | 0.28772 | 62.3202
8937 | MVGN#2 | 2 | South | YES | 0.15357 | 216.7 | 0 | 216.7 | 0 | 1.0304 | CC | 1 | 0.28772 | 216.7 | 216.7 | 33.2788 | 216.7 |  |  | 0.28772 | 62.3489
8938 | MVGN#3 | 3 | South | YES | 0.15357 | 250.9 | 0 | 250.9 | 0 | 1.0304 | CC | 1 | 0.28772 | 250.9 | 250.9 | 38.531 | 250.9 |  |  | 0.28772 | 72.189
8981 | HECN1 | 1 | South | YES | 0.15357 | 144.8 | 0 | 144.8 | 0 | 1.0304 | CC | 1 | 0.28772 | 144.8 | 144.8 | 22.2371 | 144.8 |  |  | 0.28772 | 41.6619
8982 | HECN2 | 2 | South | YES | 0.15357 | 144.1 | 0 | 144.1 | 0 | 1.0304 | CC | 1 | 0.28772 | 144.1 | 144.1 | 22.1296 | 144.1 |  |  | 0.28772 | 41.4605
8983 | HECN3 | 3 | South | YES | 0.15357 | 171.9 | 0 | 171.9 | 0 | 1.0304 | CC | 1 | 0.28772 | 171.9 | 171.9 | 26.3989 | 171.9 |  |  | 0.28772 | 49.4591
5932 | SI_RAY9 | 9 | South | YES | 0.15363 | 32 | 32 | 38 | 0 | 1.035 | CC | 1 | 0.28778 | 38 | 38 | 5.8378 | 38 |  |  | 0.28778 | 10.9355
5933 | SI_RAY6 | 6 | South | YES | 0.15363 | 15.4 | 10 | 19.3 | 0 | 1.035 | GST | 1 | 0.28778 | 19.3 | 19.3 | 2.965 | 19.3 |  |  | 0.28778 | 5.5541
5935 | SI_RAY10 | 10 | South | YES | 0.15363 | 47 | 10 | 47 | 0 | 1.03 | CC | 1 | 0.28778 | 47 | 47 | 7.2205 | 47 |  |  | 0.28778 | 13.5255
80003 | MILHWYS | F | South | YES | 0.15363 | 0 | 0 | 0 | 0 | 1.0168 | AVR | 1 | 0.28778 | 0 | 0 | 0 | 0 |  |  | 0.28778 | 0
80080 | GWINDT11A | 3 | South | YES | 0.15367 | 0 | 0 | 38 | 0 | 1.025 | Wind | 1 | 0.28782 | 0 | 38 | 5.8393 | 38 |  |  | 0.28782 | 10.937
80080 | GWINDT11A | 4 | South | YES | 0.15367 | 3.8 | 0 | 19 | 0 | 1.025 | Wind | 1 | 0.28782 | 0 | 19 | 2.9197 | 19 |  |  | 0.28782 | 5.4685
80080 | GWINDT11A | 2 | South | YES | 0.15367 | 0 | 0 | 41 | 0 | 1.025 | Wind | 1 | 0.28782 | 0 | 41 | 6.3003 | 41 |  |  | 0.28782 | 11.8005
80080 | GWINDT11A | 1 | South | YES | 0.15367 | 28.2 | 0 | 94 | 0 | 1.025 | Wind | 1 | 0.28782 | 0 | 94 | 14.4447 | 94 |  |  | 0.28782 | 27.0547
80081 | GWINDT21A | 4 | South | YES | 0.15367 | 4.4 | 0 | 22 | 0 | 1.025 | Wind | 1 | 0.28782 | 0 | 22 | 3.3807 | 22 |  |  | 0.28782 | 6.332
80081 | GWINDT21A | 1 | South | YES | 0.15367 | 28.2 | 0 | 94 | 0 | 1.025 | Wind | 1 | 0.28782 | 0 | 94 | 14.4447 | 94 |  |  | 0.28782 | 27.0547
80081 | GWINDT21A | 3 | South | YES | 0.15367 | 8.6 | 0 | 43 | 0 | 1.025 | Wind | 1 | 0.28782 | 0 | 43 | 6.6077 | 43 |  |  | 0.28782 | 12.3761
80081 | GWINDT21A | 2 | South | YES | 0.15367 | 7.2 | 0 | 36 | 0 | 1.025 | Wind | 1 | 0.28782 | 0 | 36 | 5.532 | 36 |  |  | 0.28782 | 10.3614
80180 | PNSCALT11A | 2 | South | YES | 0.15367 | 10 | 0 | 50 | 0 | 1.025 | Wind | 1 | 0.28782 | 0 | 50 | 7.6833 | 50 |  |  | 0.28782 | 14.3908
80180 | PNSCALT11A | 1 | South | YES | 0.15367 | 43.8 | 0 | 148 | 0 | 1.025 | Wind | 1 | 0.28782 | 0 | 148 | 22.7427 | 148 |  |  | 0.28782 | 42.5968
80181 | PNSCALT21A | 2 | South | YES | 0.15367 | 10 | 0 | 50 | 0 | 1.025 | Wind | 1 | 0.28782 | 0 | 50 | 7.6833 | 50 |  |  | 0.28782 | 14.3908
80181 | PNSCALT21A | 1 | South | YES | 0.15367 | 16.5 | 0 | 55 | 0 | 1.025 | Wind | 1 | 0.28782 | 0 | 55 | 8.4517 | 55 |  |  | 0.28782 | 15.8299
8161 | COLETO0A | 1 | South | YES | 0.15913 | 633 | 200 | 633 | 0 | 1.03 | LIGCO | 1 | 0.29328 | 0 | 633 | 100.7293 | 633 |  |  | 0.29328 | 185.6457
58909 | PEARSALLSCG1 | 3 | South | YES | 0.15952 | 0 | 0 | 8.4 |  | 1.027 | Diesel | 1 | 0.29367 | 8.4 | 8.4 | 1.3399 | 8.4 |  |  | 0.29367 | 2.4668
58909 | PEARSALLSCG1 | 4 | South | YES | 0.15952 | 0 | 0 | 8.4 |  | 1.027 | Diesel | 1 | 0.29367 | 8.4 | 8.4 | 1.3399 | 8.4 |  |  | 0.29367 | 2.4668
58909 | PEARSALLSCG1 | 6 | South | YES | 0.15952 | 0 | 0 | 8.4 |  | 1.027 | Diesel | 1 | 0.29367 | 8.4 | 8.4 | 1.3399 | 8.4 |  |  | 0.29367 | 2.4668
58909 | PEARSALLSCG1 | 5 | South | YES | 0.15952 | 0 | 0 | 8.4 |  | 1.027 | Diesel | 1 | 0.29367 | 8.4 | 8.4 | 1.3399 | 8.4 |  |  | 0.29367 | 2.4668
58909 | PEARSALLSCG1 | 1 | South | YES | 0.15952 | 0 | 0 | 8.4 |  | 1.027 | Diesel | 1 | 0.29367 | 8.4 | 8.4 | 1.3399 | 8.4 |  |  | 0.29367 | 2.4668
58909 | PEARSALLSCG1 | 2 | South | YES | 0.15952 | 0 | 0 | 8.4 |  | 1.027 | Diesel | 1 | 0.29367 | 8.4 | 8.4 | 1.3399 | 8.4 |  |  | 0.29367 | 2.4668
58919 | PEARSALLSCG2 | 5 | South | YES | 0.15952 | 0 | 0 | 8.4 |  | 1.027 | Diesel | 1 | 0.29367 | 8.4 | 8.4 | 1.3399 | 8.4 |  |  | 0.29367 | 2.4668
58919 | PEARSALLSCG2 | 6 | South | YES | 0.15952 | 0 | 0 | 8.4 |  | 1.027 | Diesel | 1 | 0.29367 | 8.4 | 8.4 | 1.3399 | 8.4 |  |  | 0.29367 | 2.4668
58919 | PEARSALLSCG2 | 1 | South | YES | 0.15952 | 0 | 0 | 8.4 |  | 1.027 | Diesel | 1 | 0.29367 | 8.4 | 8.4 | 1.3399 | 8.4 |  |  | 0.29367 | 2.4668
58919 | PEARSALLSCG2 | 2 | South | YES | 0.15952 | 0 | 0 | 8.4 |  | 1.027 | Diesel | 1 | 0.29367 | 8.4 | 8.4 | 1.3399 | 8.4 |  |  | 0.29367 | 2.4668
58919 | PEARSALLSCG2 | 4 | South | YES | 0.15952 | 0 | 0 | 8.4 |  | 1.027 | Diesel | 1 | 0.29367 | 8.4 | 8.4 | 1.3399 | 8.4 |  |  | 0.29367 | 2.4668
58919 | PEARSALLSCG2 | 3 | South | YES | 0.15952 | 0 | 0 | 8.4 |  | 1.027 | Diesel | 1 | 0.29367 | 8.4 | 8.4 | 1.3399 | 8.4 |  |  | 0.29367 | 2.4668
58929 | PEARSALLSCG3 | 4 | South | YES | 0.15952 | 0 | 0 | 8.4 |  | 1.027 | Diesel | 1 | 0.29367 | 8.4 | 8.4 | 1.3399 | 8.4 |  |  | 0.29367 | 2.4668
58929 | PEARSALLSCG3 | 6 | South | YES | 0.15952 | 0 | 0 | 8.4 |  | 1.027 | Diesel | 1 | 0.29367 | 8.4 | 8.4 | 1.3399 | 8.4 |  |  | 0.29367 | 2.4668
58929 | PEARSALLSCG3 | 2 | South | YES | 0.15952 | 0 | 0 | 8.4 |  | 1.027 | Diesel | 1 | 0.29367 | 8.4 | 8.4 | 1.3399 | 8.4 |  |  | 0.29367 | 2.4668
58929 | PEARSALLSCG3 | 5 | South | YES | 0.15952 | 0 | 0 | 8.4 |  | 1.027 | Diesel | 1 | 0.29367 | 8.4 | 8.4 | 1.3399 | 8.4 |  |  | 0.29367 | 2.4668
58929 | PEARSALLSCG3 | 1 | South | YES | 0.15952 | 0 | 0 | 8.4 |  | 1.027 | Diesel | 1 | 0.29367 | 8.4 | 8.4 | 1.3399 | 8.4 |  |  | 0.29367 | 2.4668
58929 | PEARSALLSCG3 | 3 | South | YES | 0.15952 | 0 | 0 | 8.4 |  | 1.027 | Diesel | 1 | 0.29367 | 8.4 | 8.4 | 1.3399 | 8.4 |  |  | 0.29367 | 2.4668
58949 | PEARSALLSCG4 | 3 | South | YES | 0.15952 | 0 | 0 | 8.4 |  | 1.027 | Diesel | 1 | 0.29367 | 8.4 | 8.4 | 1.3399 | 8.4 |  |  | 0.29367 | 2.4668
58949 | PEARSALLSCG4 | 2 | South | YES | 0.15952 | 0 | 0 | 8.4 |  | 1.027 | Diesel | 1 | 0.29367 | 8.4 | 8.4 | 1.3399 | 8.4 |  |  | 0.29367 | 2.4668
58949 | PEARSALLSCG4 | 1 | South | YES | 0.15952 | 0 | 0 | 8.4 |  | 1.027 | Diesel | 1 | 0.29367 | 8.4 | 8.4 | 1.3399 | 8.4 |  |  | 0.29367 | 2.4668
58949 | PEARSALLSCG4 | 4 | South | YES | 0.15952 | 0 | 0 | 8.4 |  | 1.027 | Diesel | 1 | 0.29367 | 8.4 | 8.4 | 1.3399 | 8.4 |  |  | 0.29367 | 2.4668
58949 | PEARSALLSCG4 | 6 | South | YES | 0.15952 | 0 | 0 | 8.4 |  | 1.027 | Diesel | 1 | 0.29367 | 8.4 | 8.4 | 1.3399 | 8.4 |  |  | 0.29367 | 2.4668
58949 | PEARSALLSCG4 | 5 | South | YES | 0.15952 | 0 | 0 | 8.4 |  | 1.027 | Diesel | 1 | 0.29367 | 8.4 | 8.4 | 1.3399 | 8.4 |  |  | 0.29367 | 2.4668
88198 | BEEVILLE | F | South | YES | 0.16049 | 0 | 0 | 0 | 0 | 1.02 | AVR | 1 | 0.29464 | 0 | 0 | 0 | 0 |  |  | 0.29464 | 0
5890 | PEARSALLGEN1 | 1 | South | YES | 0.16264 | 19.2 | 6 | 24 | 0 | 1.0226 | GST | 1 | 0.29679 | 24 | 24 | 3.9034 | 24 |  |  | 0.29679 | 7.123
5891 | PEARSALLGEN2 | 1 | South | YES | 0.16264 | 19.4 | 6 | 24.3 | 0 | 1.0226 | GST | 1 | 0.29679 | 24.3 | 24.3 | 3.9522 | 24.3 |  |  | 0.29679 | 7.212
5892 | PEARSALLGEN3 | 1 | South | YES | 0.16264 | 19.1 | 6 | 23.9 | 0 | 1.0226 | GST | 1 | 0.29679 | 23.9 | 23.9 | 3.8872 | 23.9 |  |  | 0.29679 | 7.0933
5903 | SANMIGUELGEN | 1 | South | YES | 0.17433 | 396.3 | 180 | 396.3 | 0 | 1.0336 | LIGCO | 1 | 0.30848 | 0 | 396.3 | 69.0854 | 396.3 |  |  | 0.30848 | 122.2487
8189 | CUECPL2A | 1 | South | YES | 0.17807 | 12 | 0 | 12 | 0 | 1.02 | Cogen | 1 | 0.31221 | 0 | 0 | 0 | 0 |  |  | 0.31221 | 0
5401 | CALAVER_JKS1 | 1 | South | YES | 0.18166 | 562 | 100 | 562 | 0 | 1.026 | LIGCO | 1 | 0.31581 | 0 | 562 | 102.0918 | 562 |  |  | 0.31581 | 177.4836
5264 | LEON_LCP3G3 | 3 | South | YES | 0.18187 | 0 | 20 | 58 |  | 1.0197 | GST | 1 | 0.31602 | 58 | 58 | 10.5485 | 58 |  |  | 0.31602 | 18.3292
5265 | LEON_LCP4G4 | 4 | South | YES | 0.18187 | 89 | 25 | 89 | 0 | 1.0197 | GST | 1 | 0.31602 | 89 | 89 | 16.1865 | 89 |  |  | 0.31602 | 28.1258
5266 | LEON_LCPCT1 | 1 | South | YES | 0.18187 | 44 | 24 | 44 | 0 | 1.0197 | GGT | 1 | 0.31602 | 44 | 44 | 8.0023 | 44 |  |  | 0.31602 | 13.9049
5267 | LEON_LCPCT2 | 2 | South | YES | 0.18187 | 44 | 24 | 44 | 0 | 1.0197 | GGT | 1 | 0.31602 | 44 | 44 | 8.0023 | 44 |  |  | 0.31602 | 13.9049
5268 | LEON_LCPCT3 | 3 | South | YES | 0.18187 | 43 | 24 | 43 | 0 | 1.0197 | GGT | 1 | 0.31602 | 43 | 43 | 7.8205 | 43 |  |  | 0.31602 | 13.5889
5269 | LEON_LCPCT4 | 4 | South | YES | 0.18187 | 45 | 24 | 45 | 0 | 1.0197 | GGT | 1 | 0.31602 | 45 | 45 | 8.1842 | 45 |  |  | 0.31602 | 14.2209
7031 | L_MARSFO1G1Y | 1 | South | YES | 0.18194 | 0 | 0 | 36 |  | 1 | Hydro | 1 | 0.31609 | 0 | 0 | 0 | 0 |  |  | 0.31609 | 0
7032 | L_MARSFO1G2Y | 2 | South | YES | 0.18194 | 0 | 0 | 35 |  | 1 | Hydro | 1 | 0.31609 | 0 | 0 | 0 | 0 |  |  | 0.31609 | 0
7033 | L_MARSFO1G3Y | 3 | South | YES | 0.18194 | 0 | 0 | 36 |  | 1 | Hydro | 1 | 0.31609 | 0 | 0 | 0 | 0 |  |  | 0.31609 | 0
5476 | BRA_AVR1_CT1 | 1 | South | YES | 0.18247 | 155 | 90 | 155 | 0 | 1.025 | CC | 1 | 0.31662 | 155 | 155 | 28.283 | 155 |  |  | 0.31662 | 49.0761
5477 | BRA_AVR1_ST | 1 | South | YES | 0.18247 | 174 | 138 | 174 | 0 | 1.025 | CC | 1 | 0.31662 | 174 | 174 | 31.75 | 174 |  |  | 0.31662 | 55.0919
5478 | BRA_AVR1_CT2 | 1 | South | YES | 0.18247 | 155 | 90 | 155 | 0 | 1.025 | CC | 1 | 0.31662 | 155 | 155 | 28.283 | 155 |  |  | 0.31662 | 49.0761
5028 | BRAUNIG_VHB3 | 3 | South | YES | 0.1831 | 407 | 60 | 407 | 0 | 1.0138 | GST | 1 | 0.31725 | 407 | 407 | 74.5221 | 407 |  |  | 0.31725 | 129.1208
5026 | BRAUNIG_VHB1 | 1 | South | YES | 0.18318 | 215 | 40 | 215 | 0 | 1.0192 | GST | 1 | 0.31733 | 215 | 215 | 39.3841 | 215 |  |  | 0.31733 | 68.2262
5027 | BRAUNIG_VHB2 | 2 | South | YES | 0.18318 | 216 | 40 | 216 | 0 | 1.0192 | GST | 1 | 0.31733 | 216 | 216 | 39.5673 | 216 |  |  | 0.31733 | 68.5435
5396 | CALAVER_OWS1 | 1 | South | YES | 0.18341 | 418 | 80 | 418 | 0 | 1.0192 | GST | 1 | 0.31756 | 418 | 418 | 76.6675 | 418 |  |  | 0.31756 | 132.7418
5397 | CALAVER_OWS2 | 2 | South | YES | 0.18341 | 400 | 80 | 400 | 0 | 1.0192 | GST | 1 | 0.31756 | 400 | 400 | 73.366 | 400 |  |  | 0.31756 | 127.0256
5111 | CALAVER_JTD1 | 1 | South | YES | 0.18367 | 430 | 80 | 430 | 0 | 1.0138 | LIGCO | 1 | 0.31782 | 0 | 430 | 78.979 | 430 |  |  | 0.31782 | 136.6631
5112 | CALAVER_JTD2 | 2 | South | YES | 0.18367 | 430 | 80 | 430 | 0 | 1.0138 | LIGCO | 1 | 0.31782 | 0 | 430 | 78.979 | 430 |  |  | 0.31782 | 136.6631
5436 | TUTTL_WBT1G1 | 1 | South | YES | 0.18447 | 48.8 | 20 | 61 | 0 | 1.012 | GST | 1 | 0.31862 | 61 | 61 | 11.2527 | 61 |  |  | 0.31862 | 19.4358
5438 | TUTTL_WBT3G3 | 3 | South | YES | 0.18447 | 95 | 25 | 95 | 0 | 1.012 | GST | 1 | 0.31862 | 95 | 95 | 17.5247 | 95 |  |  | 0.31862 | 30.2689
5439 | TUTTL_WBT4G4 | 4 | South | YES | 0.18447 | 151 | 40 | 151 | 0 | 1.012 | GST | 1 | 0.31862 | 151 | 151 | 27.8551 | 151 |  |  | 0.31862 | 48.1116
7624 | L_LAKEWO9_1Y | 1 | South | YES | 0.18817 | 0 | 0 | 2.4 |  | 1 | Hydro | 1 | 0.32232 | 0 | 0 | 0 | 0 |  |  | 0.32232 | 0
7624 | L_LAKEWO9_1Y | 2 | South | YES | 0.18817 | 0 | 0 | 2.4 |  | 1 | Hydro | 1 | 0.32232 | 0 | 0 | 0 | 0 |  |  | 0.32232 | 0
7800 | L_GUADGE1_1Y | 1 | South | YES | 0.19002 | 147 | 30 | 147 | 0 | 1.02 | CC | 1 | 0.32417 | 147 | 147 | 27.9329 | 147 |  |  | 0.32417 | 47.6529
7801 | L_GUADGE1_2Y | 2 | South | YES | 0.19002 | 138 | 30 | 138 | 0 | 1.02 | CC | 1 | 0.32417 | 138 | 138 | 26.2228 | 138 |  |  | 0.32417 | 44.7353
7802 | L_GUADGE1_3Y | 3 | South | YES | 0.19002 | 146 | 30 | 146 | 0 | 1.02 | CC | 1 | 0.32417 | 146 | 146 | 27.7429 | 146 |  |  | 0.32417 | 47.3287
7803 | L_GUADGE1_4Y | 4 | South | YES | 0.19002 | 149 | 30 | 149 | 0 | 1.02 | CC | 1 | 0.32417 | 149 | 149 | 28.313 | 149 |  |  | 0.32417 | 48.3012
7804 | L_GUADGE1_5Y | 5 | South | YES | 0.19002 | 182 | 30 | 182 | 0 | 1.02 | CC | 1 | 0.32417 | 182 | 182 | 34.5836 | 182 |  |  | 0.32417 | 58.9988
7805 | L_GUADGE1_6Y | 6 | South | YES | 0.19002 | 203 | 30 | 203 | 0 | 1.02 | CC | 1 | 0.32417 | 203 | 203 | 38.5741 | 203 |  |  | 0.32417 | 65.8063
7609 | L_SCHUMA8_1Y | 1 | South | YES | 0.19218 | 0 | 0 | 4 |  | 1 | Hydro | 1 | 0.32633 | 0 | 0 | 0 | 0 |  |  | 0.32633 | 0
7605 | L_MCQUEE9_1Y | 1 | South | YES | 0.19315 | 0 | 0 | 2.4 |  | 1.025 | Hydro | 1 | 0.3273 | 0 | 0 | 0 | 0 |  |  | 0.3273 | 0
7605 | L_MCQUEE9_1Y | 2 | South | YES | 0.19315 | 0 | 0 | 2.4 |  | 1.025 | Hydro | 1 | 0.3273 | 0 | 0 | 0 | 0 |  |  | 0.3273 | 0
7605 | L_MCQUEE9_1Y | 3 | South | YES | 0.19315 | 0 | 0 | 2.8 |  | 1.025 | Hydro | 1 | 0.3273 | 0 | 0 | 0 | 0 |  |  | 0.3273 | 0
7810 | L_RIONOG1G1Y | 1 | South | YES | 0.19711 | 148 | 0 | 148 | 0 | 1.02 | CC | 1 | 0.33125 | 148 | 148 | 29.1715 | 148 |  |  | 0.33125 | 49.0256
7811 | L_RIONOG1G2Y | 2 | South | YES | 0.19711 | 148 | 0 | 148 | 0 | 1.02 | CC | 1 | 0.33125 | 148 | 148 | 29.1715 | 148 |  |  | 0.33125 | 49.0256
7812 | L_RIONOG1G3Y | 3 | South | YES | 0.19711 | 154 | 0 | 154 | 0 | 1.02 | CC | 1 | 0.33125 | 154 | 154 | 30.3542 | 154 |  |  | 0.33125 | 51.0131
7813 | L_RIONOG1S1Y | 4 | South | YES | 0.19711 | 293 | 0 | 293 | 0 | 1.02 | CC | 1 | 0.33125 | 293 | 293 | 57.7518 | 293 |  |  | 0.33125 | 97.0574
7487 | L_CANYHY8_1Y | 1 | South | YES | 0.19768 | 0 | 0 | 6 |  | 1 | Hydro | 1 | 0.33183 | 0 | 0 | 0 | 0 |  |  | 0.33183 | 0
7303 | L_WPPGS12_1Y | 1 | South | YES | 0.20297 | 50 | 0 | 50 | 0 | 1.025 | GGT | 1 | 0.33712 | 50 | 50 | 10.1486 | 50 |  |  | 0.33712 | 16.856
7303 | L_WPPGS12_1Y | 2 | South | YES | 0.20297 | 50 | 0 | 50 | 0 | 1.025 | GGT | 1 | 0.33712 | 50 | 50 | 10.1486 | 50 |  |  | 0.33712 | 16.856
7305 | L_WPPGS34_1Y | 3 | South | YES | 0.20297 | 50 | 0 | 50 | 0 | 1.025 | GGT | 1 | 0.33712 | 50 | 50 | 10.1486 | 50 |  |  | 0.33712 | 16.856
7305 | L_WPPGS34_1Y | 4 | South | YES | 0.20297 | 50 | 0 | 50 | 0 | 1.025 | GGT | 1 | 0.33712 | 50 | 50 | 10.1486 | 50 |  |  | 0.33712 | 16.856
7020 | L_AUSTPL1_1Y | 1 | South | YES | 0.20431 | 0 | 0 | 8 |  | 1 | Hydro | 1 | 0.33846 | 0 | 0 | 0 | 0 |  |  | 0.33846 | 0
7020 | L_AUSTPL1_1Y | 2 | South | YES | 0.20431 | 0 | 0 | 8 |  | 1 | Hydro | 1 | 0.33846 | 0 | 0 | 0 | 0 |  |  | 0.33846 | 0
7014 | L_HAYSEN1_1Y | 1 | South | YES | 0.20482 | 223.9 | 74 | 223.9 | 0 | 1.008 | CC | 1 | 0.33897 | 223.9 | 223.9 | 45.8583 | 223.9 |  |  | 0.33897 | 75.8943
7015 | L_HAYSEN1_2Y | 2 | South | YES | 0.20482 | 225 | 74 | 225 | 0 | 1.008 | CC | 1 | 0.33897 | 225 | 225 | 46.0836 | 225 |  |  | 0.33897 | 76.2671
7016 | L_HAYSEN1_3Y | 3 | South | YES | 0.20482 | 224.6 | 74 | 224.6 | 0 | 1.008 | CC | 1 | 0.33897 | 224.6 | 224.6 | 46.0017 | 224.6 |  |  | 0.33897 | 76.1316
7017 | L_HAYSEN1_4Y | 4 | South | YES | 0.20482 | 226.7 | 74 | 226.7 | 0 | 1.008 | CC | 1 | 0.33897 | 226.7 | 226.7 | 46.4318 | 226.7 |  |  | 0.33897 | 76.8434
9000 | DECKR_G1 | 1 | South | YES | 0.20967 | 280 | 50 | 321 | 0 | 1.015 | GST | 1 | 0.34382 | 321 | 321 | 67.3034 | 321 |  |  | 0.34382 | 110.3653
9001 | DECKR_G2 | 2 | South | YES | 0.20967 | 400 | 50 | 426 | 0 | 1.015 | GST | 1 | 0.34382 | 426 | 426 | 89.3186 | 426 |  |  | 0.34382 | 146.4661
7004 | L_SIMGID1_1Y | 1 | South | YES | 0.21125 | 132 | 40 | 132 | 0 | 1.02 | GST | 1 | 0.3454 | 132 | 132 | 27.8853 | 132 |  |  | 0.3454 | 45.5929
7005 | L_SIMGID1_2Y | 2 | South | YES | 0.21125 | 133 | 32 | 139 | 0 | 1.02 | GST | 1 | 0.3454 | 139 | 139 | 29.364 | 139 |  |  | 0.3454 | 48.0108
7006 | L_SIMGID1_3Y | 3 | South | YES | 0.21125 | 324.9 | 60 | 329 | 0 | 1.02 | GST | 1 | 0.3454 | 329 | 329 | 69.5019 | 329 |  |  | 0.3454 | 113.637
9016 | SANDH_G1 | 1 | South | YES | 0.21158 | 45 | 2 | 49 | 0 | 1.0175 | GGT | 1 | 0.34572 | 49 | 49 | 10.3672 | 49 |  |  | 0.34572 | 16.9405
9017 | SANDH_G2 | 2 | South | YES | 0.21158 | 45 | 2 | 46 | 0 | 1.0175 | GGT | 1 | 0.34572 | 46 | 46 | 9.7325 | 46 |  |  | 0.34572 | 15.9033
9018 | SANDH_G3 | 3 | South | YES | 0.21158 | 45 | 2 | 46 | 0 | 1.0175 | GGT | 1 | 0.34572 | 46 | 46 | 9.7325 | 46 |  |  | 0.34572 | 15.9033
9019 | SANDH_G4 | 4 | South | YES | 0.21158 | 0 | 2 | 47 |  | 1.0175 | GGT | 1 | 0.34572 | 47 | 47 | 9.944 | 47 |  |  | 0.34572 | 16.249
9020 | SANDHG5A | 5A | South | YES | 0.21158 | 150 | 84 | 155 | 0 | 1.0175 | CC | 1 | 0.34572 | 155 | 155 | 32.7941 | 155 |  |  | 0.34572 | 53.5872
9021 | SANDHG5C | 5C | South | YES | 0.21158 | 140 | 0 | 148 | 0 | 1.0175 | CC | 1 | 0.34572 | 148 | 148 | 31.3131 | 148 |  |  | 0.34572 | 51.1672
9002 | DECKR_G3 | 3 | South | YES | 0.21317 | 0 | 24 | 42 |  | 1.015 | GGT | 1 | 0.34732 | 42 | 42 | 8.9532 | 42 |  |  | 0.34732 | 14.5874
9003 | DECKR_G4 | 4 | South | YES | 0.21317 | 44 | 24 | 44 | 0 | 1.015 | GGT | 1 | 0.34732 | 44 | 44 | 9.3795 | 44 |  |  | 0.34732 | 15.2821
9004 | DECKR_G5 | 5 | South | YES | 0.21317 | 44 | 24 | 44 | 0 | 1.015 | GGT | 1 | 0.34732 | 44 | 44 | 9.3795 | 44 |  |  | 0.34732 | 15.2821
9005 | DECKR_G6 | 6 | South | YES | 0.21317 | 44 | 24 | 47 | 0 | 1.015 | GGT | 1 | 0.34732 | 47 | 47 | 10.019 | 47 |  |  | 0.34732 | 16.324
7012 | L_FPPYD21_3Y | 3 | South | YES | 0.21535 | 427.5 | 200 | 436 | 0 | 1.02 | LIGCO | 1 | 0.3495 | 0 | 436 | 93.8939 | 436 |  |  | 0.3495 | 152.3829
7010 | L_FPPYD11_1Y | 1 | South | YES | 0.21559 | 547.4 | 200 | 606 | 0 | 1.02 | LIGCO | 1 | 0.34974 | 0 | 606 | 130.6481 | 606 |  |  | 0.34974 | 211.9425
7011 | L_FPPYD11_2Y | 2 | South | YES | 0.21559 | 552.2 | 200 | 598 | 0 | 1.02 | LIGCO | 1 | 0.34974 | 0 | 598 | 128.9234 | 598 |  |  | 0.34974 | 209.1446
7807 | L_BASTEN1_1Y | 1 | South | YES | 0.24354 | 152.5 | 83.5 | 152.5 | 0 | 1.004 | CC | 1 | 0.37769 | 152.5 | 152.5 | 37.1399 | 152.5 |  |  | 0.37769 | 57.5976
7808 | L_BASTEN1_2Y | 1 | South | YES | 0.24354 | 149.5 | 83.5 | 149.5 | 0 | 1.004 | CC | 1 | 0.37769 | 149.5 | 149.5 | 36.4092 | 149.5 |  |  | 0.37769 | 56.4645
7809 | L_BASTEN1_3Y | 1 | South | YES | 0.24354 | 232.6 | 42 | 232.6 | 0 | 1.004 | CC | 1 | 0.37769 | 232.6 | 232.6 | 56.6474 | 232.6 |  |  | 0.37769 | 87.8505
3432 | SANDOW_4G | 4 | South | YES | 0.2458 | 580 | 225 | 580 |  | 1.029 | LIGCO | 1 | 0.37994 | 0 | 580 | 142.5611 | 580 |  |  | 0.37994 | 220.3676
7007 | L_LOSTPI1_1Y | 1 | South | YES | 0.24673 | 158.6 | 110 | 158 | 0 | 1 | CC | 1 | 0.38088 | 158 | 158 | 38.983 | 158 |  |  | 0.38088 | 60.1786
7008 | L_LOSTPI1_2Y | 2 | South | YES | 0.24673 | 157.7 | 107 | 160 | 0 | 1 | CC | 1 | 0.38088 | 160 | 160 | 39.4765 | 160 |  |  | 0.38088 | 60.9403
7009 | L_LOSTPI1_3Y | 3 | South | YES | 0.24673 | 173.9 | 72 | 175 | 0 | 1 | CC | 1 | 0.38088 | 175 | 175 | 43.1774 | 175 |  |  | 0.38088 | 66.6535
13432 | SANDOW_5G | 5 | South | YES | 0.32544 | 581 | 225 | 581 | 0 | 1.029 | LIGCO | 1 | 0.45959 | 0 | 581 | 189.0824 | 581 |  |  | 0.45959 | 267.023
Note on AL4: Zonal Cap - Zonal Impact

## Distributed Slack - Bound Gen
Number of Bus | Name of Bus | ID | Area Name of Gen | AGC | P Sensitivity of Bus | Gen MW | Min MW | Max MW | V Sensitivity of Bus | Set Volt | Tech Type | Zone Impact | Zone Correlation | Inc Max | Dec Max | Souce S.F. Weighting | Souce Capacity | Sink S.F. Weighting | Sink Capacity | PTDF Calc | PTDF Weighting | max of zone correlation | 0.13415 |  |  | Neg PTDF weight | Pos PTDF weight
8139 | JOS #1 | MB | South | YES | 0 | 0 | 45 | 255 |  | 1.02 | GST | 1 | 0.13415 | 0 | 0 | 0 | 0 |  |  | 0.13415 | 0 |  |  |  |  | 0 | 0
8285 | LAR #1 | MB | South | YES | 0 | 0 | 9 | 32 |  | 1.0497 | GST | 1 | 0.13415 | 0 | 0 | 0 | 0 |  |  | 0.13415 | 0 |  |  |  |  | 0 | 0
8287 | LAR #2 | MB | South | YES | 0 | 0 | 9 | 32 |  | 1.04 | GST | 1 | 0.13415 | 0 | 0 | 0 | 0 |  |  | 0.13415 | 0 |  |  |  |  | 0 | 0
8288 | LAR #3 | MB | South | YES | 0 | 0 | 25 | 105 |  | 1.04 | GST | 1 | 0.13415 | 0 | 0 | 0 | 0 |  |  | 0.13415 | 0 |  |  | Weighted Shift Factors |  | 0 | 0
8388 | BATES0A | MB | South | YES | 0 | 0 | 21 | 71 |  | 1.033 | GST | 1 | 0.13415 | 0 | 0 | 0 | 0 |  |  | 0.13415 | 0 |  |  | South | 0.19215 | 0 | 0
8393 | BATES0B | MB | South | YES | 0 | 0 | 25 | 110 |  | 1.03 | GST | 1 | 0.13415 | 0 | 0 | 0 | 0 |  |  | 0.13415 | 0 |  |  | North | -0.13415 | 0 | 0
8437 | NUECES_B0C | MB | South | YES | 0 | 0 | 7 | 30 |  | 1.03 | GST | 1 | 0.13415 | 0 | 0 | 0 | 0 |  |  | 0.13415 | 0 |  |  |  |  | 0 | 0
8438 | NUECES_B0B | MB | South | YES | 0 | 0 | 26 | 169 |  | 1.03 | GST | 1 | 0.13415 | 0 | 0 | 0 | 0 |  |  | 0.13415 | 0 | North |  |  |  | 0 | 0
39190 | TNSLCGN1__8 | 1 | Houston | YES | 0 | 0 | 10 | 30 |  | 1.03 | Cogen | 1 | 0.13415 | 0 | 0 |  |  |  |  | 0.13415 | 0 | Line Rating |  | 1072 |  | 0 | 0
5934 | SI_RAY5 | 5 | South | YES | 0 | 0 | 10 | 15 |  | 1.035 | GST | 1 | 0.13415 | 15 | 15 | 0 | 15 |  |  | 0.13415 | 2.0122 | Impact Counter to Zone: |  | 0 |  | 0 | 0
48591 | CHE_GT2_5030 | 2 | Houston | YES | 0.029586 | 173 | 50 | 173 | 0 | 1.029 | Cogen | 1 | 0.16374 | 0 | 0 |  |  |  |  | 0.16374 | 0 |  |  | 0% |  | 0 | 0
48811 | CVC_GT3_5045 | 3 | Houston | YES | 0.029586 | 156 | 91.8 | 156 | 0 | 1.029 | Cogen | 1 | 0.16374 | 0 | 0 |  |  |  |  | 0.16374 | 0 |  |  |  |  | 0 | 0
48812 | CVC_GT2_5020 | 2 | Houston | YES | 0.029586 | 158 | 91.8 | 158 | 0 | 1.029 | Cogen | 1 | 0.16374 | 0 | 0 |  |  |  |  | 0.16374 | 0 | South |  |  |  | 0 | 0
48813 | CVC_GT1_5035 | 1 | Houston | YES | 0.029586 | 160 | 91.8 | 160 | 0 | 1.029 | Cogen | 1 | 0.16374 | 0 | 0 |  |  |  |  | 0.16374 | 0 | Line Rating |  | 1072 |  | 0 | 0
48814 | CVC_ST5_5040 | 1 | Houston | YES | 0.029586 | 162 | 91.8 | 162 | 0 | 1.029 | Cogen | 1 | 0.16374 | 0 | 0 |  |  |  |  | 0.16374 | 0 | Impact Counter to Zone: |  | 0 |  | 0 | 0
48886 | THW_5354 | C | Houston | YES | 0.0359 | 45.6 | 5 | 57 |  | 1.0319 | GGT | 1 | 0.17005 | 57 | 57 |  |  |  |  | 0.17005 | 9.6928 |  |  | 0% |  | 0 | 0
48887 | THW_5556 | F | Houston | YES | 0.0359 | 45.6 | 5 | 57 |  | 1.0319 | GGT | 1 | 0.17005 | 57 | 57 |  |  |  |  | 0.17005 | 9.6928 |  |  |  |  | 0 | 0
48885 | THW_5152 | A | Houston | YES | 0.0359 | 46.4 | 5 | 58 |  | 1.0319 | GGT | 1 | 0.17005 | 58 | 58 |  |  |  |  | 0.17005 | 9.8628 |  |  |  |  | 0 | 0
48886 | THW_5354 | D | Houston | YES | 0.0359 | 46.4 | 5 | 58 |  | 1.0319 | GGT | 1 | 0.17005 | 58 | 58 |  |  |  |  | 0.17005 | 9.8628 |  |  |  |  | 0 | 0
48885 | THW_5152 | B | Houston | YES | 0.0359 | 47.2 | 5 | 59 |  | 1.0319 | GGT | 1 | 0.17005 | 59 | 59 |  |  |  |  | 0.17005 | 10.0329 |  |  |  |  | 0 | 0
48887 | THW_5556 | E | Houston | YES | 0.0359 | 47.2 | 5 | 59 |  | 1.0319 | GGT | 1 | 0.17005 | 59 | 59 |  |  |  |  | 0.17005 | 10.0329 |  |  |  |  | 0 | 0
48690 | GBY_GN5_5 | 5 | Houston | YES | 0.036347 | 318.4 | 81 | 398 |  | 1.0362 | GSC | 1 | 0.1705 | 398 | 398 |  |  |  |  | 0.1705 | 67.8574 |  |  |  |  | 0 | 0
48597 | BTE_GT4_8055 | 3 | Houston | YES | 0.036674 | 158.9 | 130 | 158.9 | 0 | 1.0261 | CC | 1 | 0.17082 | 158.9 | 158.9 |  |  |  |  | 0.17082 | 27.1438 |  |  |  |  | 0 | 0
48596 | BTE_GT3_8045 | 2 | Houston | YES | 0.036674 | 161.4 | 130 | 161.4 | 0 | 1.0261 | CC | 1 | 0.17082 | 161.4 | 161.4 |  |  |  |  | 0.17082 | 27.5708 |  |  |  |  | 0 | 0
48595 | BTE_GT2_8075 | 1 | Houston | YES | 0.036674 | 162.8 | 130 | 162.8 | 0 | 1.0261 | CC | 1 | 0.17082 | 162.8 | 162.8 |  |  |  |  | 0.17082 | 27.81 |  |  |  |  | 0 | 0
48598 | BTE_ST1_8070 | 4 | Houston | YES | 0.036674 | 269.2 | 60 | 269.2 | 0 | 1.0261 | CC | 1 | 0.17082 | 269.2 | 269.2 |  |  |  |  | 0.17082 | 45.9856 |  |  |  |  | 0 | 0
48583 | CBY_GT4_1 | 1 | Houston | YES | 0.037709 | 172 | 0 | 172 | 0 | 1.027 | GSC | 1 | 0.17186 | 172 | 172 |  |  |  |  | 0.17186 | 29.5596 |  |  |  |  | 0 | 0
48584 | CBY_GT4_2 | 2 | Houston | YES | 0.037709 | 172 | 0 | 172 | 0 | 1.027 | CC | 1 | 0.17186 | 172 | 172 |  |  |  |  | 0.17186 | 29.5596 |  |  |  |  | 0 | 0
48585 | CBY_ST4_1 | 3 | Houston | YES | 0.037709 | 172 | 0 | 172 | 0 | 1.027 | CC | 1 | 0.17186 | 172 | 172 |  |  |  |  | 0.17186 | 29.5596 |  |  |  |  | 0 | 0
48815 | CVC_GT4_8005 | 4 | Houston | YES | 0.037888 | 165 | 91.8 | 165 |  | 1.0362 | Cogen | 1 | 0.17204 | 0 | 0 |  |  |  |  | 0.17204 | 0 |  |  |  |  | 0 | 0
48791 | PSA_GT1_8160 | 1 | Houston | YES | 0.038217 | 52 | 20.8 | 65 | 0 | 1.0362 | Cogen | 1 | 0.17237 | 0 | 0 |  |  |  |  | 0.17237 | 0 |  |  |  |  | 0 | 0
48792 | PSA_GT2_8155 | 2 | Houston | YES | 0.038217 | 52.8 | 20.3 | 66 | 0 | 1.0362 | Cogen | 1 | 0.17237 | 0 | 0 |  |  |  |  | 0.17237 | 0 |  |  |  |  | 0 | 0
48793 | PSA_GT3_8150 | 3 | Houston | YES | 0.038217 | 56 | 20.3 | 70 | 0 | 1.0362 | Cogen | 1 | 0.17237 | 0 | 0 |  |  |  |  | 0.17237 | 0 |  |  |  |  | 0 | 0
48794 | PSA_GT4_8145 | 4 | Houston | YES | 0.038217 | 52.8 | 20.3 | 66 | 0 | 1.0362 | Cogen | 1 | 0.17237 | 0 | 0 |  |  |  |  | 0.17237 | 0 |  |  |  |  | 0 | 0
48795 | PSA_GT5_8140 | 5 | Houston | YES | 0.038217 | 51.2 | 20.3 | 64 | 0 | 1.0362 | Cogen | 1 | 0.17237 | 0 | 0 |  |  |  |  | 0.17237 | 0 |  |  |  |  | 0 | 0
48796 | PSA_GN1_8165 | 1 | Houston | YES | 0.038217 | 83.2 | 43.1 | 104 | 0 | 1.0362 | Cogen | 1 | 0.17237 | 0 | 0 |  |  |  |  | 0.17237 | 0 |  |  |  |  | 0 | 0
48797 | PSA_GT6_8135 | 6 | Houston | YES | 0.038217 | 47.2 | 34.5 | 59 | 0 | 1.0362 | Cogen | 1 | 0.17237 | 0 | 0 |  |  |  |  | 0.17237 | 0 |  |  |  |  | 0 | 0
48581 | CBY_GN1_1 | 1 | Houston | YES | 0.038235 | 595.2 | 108 | 744 | 0 | 1.0435 | GSC | 1 | 0.17238 | 744 | 744 |  |  |  |  | 0.17238 | 128.2538 |  |  |  |  | 0 | 0
48940 | WARVUE_GT1 | G1 | Houston | YES | 0.038257 | 15 | 0 | 15 |  | 1.021 | Cogen | 1 | 0.17241 | 0 | 0 |  |  |  |  | 0.17241 | 0 |  |  |  |  | 0 | 0
48651 | EP_1_2 | 1 | Houston | YES | 0.038276 | 4 | 0 | 5 | 0 | 1.0362 | Cogen | 1 | 0.17243 | 0 | 0 |  |  |  |  | 0.17243 | 0 |  |  |  |  | 0 | 0
48651 | EP_1_2 | 2 | Houston | YES | 0.038276 | 17.7 | 10 | 21 | 0 | 1.0362 | Cogen | 1 | 0.17243 | 0 | 0 |  |  |  |  | 0.17243 | 0 |  |  |  |  | 0 | 0
49803 | EXN_15GT | 1 | Houston | YES | 0.038869 | 33 | 8.3 | 34 |  | 1.0326 | Cogen | 1 | 0.17302 | 0 | 0 |  |  |  |  | 0.17302 | 0 |  |  |  |  | 0 | 0
49804 | EXN_16GT | 2 | Houston | YES | 0.038869 | 32 | 8.3 | 34.7 |  | 1.0326 | Cogen | 1 | 0.17302 | 0 | 0 |  |  |  |  | 0.17302 | 0 |  |  |  |  | 0 | 0
49805 | EXN_17GT | 3 | Houston | YES | 0.038869 | 31 | 8.3 | 32.7 |  | 1.0326 | Cogen | 1 | 0.17302 | 0 | 0 |  |  |  |  | 0.17302 | 0 |  |  |  |  | 0 | 0
49826 | EXN938GT | 5 | Houston | YES | 0.038869 | 43 | 9.2 | 45.9 |  | 1.0326 | Cogen | 1 | 0.17302 | 0 | 0 |  |  |  |  | 0.17302 | 0 |  |  |  |  | 0 | 0
49828 | EXN941GT | 10 | Houston | YES | 0.038869 | 17.7 | 5.4 | 17.7 | 0 | 1.0326 | Cogen | 1 | 0.17302 | 0 | 0 |  |  |  |  | 0.17302 | 0 |  |  |  |  | 0 | 0
49829 | EXN942GT | 11 | Houston | YES | 0.038869 | 20 | 5.4 | 20.4 | 0 | 1.0326 | Cogen | 1 | 0.17302 | 0 | 0 |  |  |  |  | 0.17302 | 0 |  |  |  |  | 0 | 0
49830 | EXN943GT | 12 | Houston | YES | 0.038869 | 19 | 5.4 | 19.9 | 0 | 1.0326 | Cogen | 1 | 0.17302 | 0 | 0 |  |  |  |  | 0.17302 | 0 |  |  |  |  | 0 | 0
49831 | EXN944GT | 13 | Houston | YES | 0.038869 | 33 | 5.4 | 35 | 0 | 1.0326 | Cogen | 1 | 0.17302 | 0 | 0 |  |  |  |  | 0.17302 | 0 |  |  |  |  | 0 | 0
49832 | EXN945GT | 9 | Houston | YES | 0.038869 | 18.5 | 9.2 | 18.5 |  | 1.0326 | Cogen | 1 | 0.17302 | 0 | 0 |  |  |  |  | 0.17302 | 0 |  |  |  |  | 0 | 0
49837 | EXN_GT | 4 | Houston | YES | 0.038869 | 81 | 21.3 | 85.4 |  | 1.0326 | Cogen | 1 | 0.17302 | 0 | 0 |  |  |  |  | 0.17302 | 0 |  |  |  |  | 0 | 0
49838 | EXN_14GT | 14 | Houston | YES | 0.038869 | 140 | 0 | 148 |  | 1.0326 | Cogen | 1 | 0.17302 | 0 | 0 |  |  |  |  | 0.17302 | 0 |  |  |  |  | 0 | 0
48883 | THW_GT1_GT_1 | B2 | Houston | YES | 0.039038 | 0 | 0 | 12 |  | 1.043 | GGT | 1 | 0.17319 | 12 | 12 |  |  |  |  | 0.17319 | 2.0782 |  |  |  |  | 0 | 0
48582 | CBY_GN2_2 | 2 | Houston | YES | 0.039484 | 596.8 | 110 | 746 | 0 | 1.0435 | GSC | 1 | 0.17363 | 746 | 746 |  |  |  |  | 0.17363 | 129.5303 |  |  |  |  | 0 | 0
48875 | THW_3132 | B | Houston | YES | 0.040413 | 53 | 5 | 53 | 0 | 1.0435 | CC | 1 | 0.17456 | 53 | 53 |  |  |  |  | 0.17456 | 9.2518 |  |  |  |  | 0 | 0
48875 | THW_3132 | A | Houston | YES | 0.040413 | 55 | 5 | 55 | 0 | 1.0435 | CC | 1 | 0.17456 | 55 | 55 |  |  |  |  | 0.17456 | 9.6009 |  |  |  |  | 0 | 0
48877 | THW_3334 | C | Houston | YES | 0.040413 | 55 | 5 | 55 | 0 | 1.0435 | CC | 1 | 0.17456 | 55 | 55 |  |  |  |  | 0.17456 | 9.6009 |  |  |  |  | 0 | 0
48879 | THW_4142 | F | Houston | YES | 0.040413 | 55 | 5 | 55 | 0 | 1.0435 | CC | 1 | 0.17456 | 55 | 55 |  |  |  |  | 0.17456 | 9.6009 |  |  |  |  | 0 | 0
48879 | THW_4142 | E | Houston | YES | 0.040413 | 56 | 5 | 56 | 0 | 1.0435 | CC | 1 | 0.17456 | 56 | 56 |  |  |  |  | 0.17456 | 9.7755 |  |  |  |  | 0 | 0
48877 | THW_3334 | D | Houston | YES | 0.040413 | 57 | 5 | 57 | 0 | 1.0435 | CC | 1 | 0.17456 | 57 | 57 |  |  |  |  | 0.17456 | 9.95 |  |  |  |  | 0 | 0
48881 | THW_4344 | G | Houston | YES | 0.040413 | 58 | 5 | 58 | 0 | 1.0435 | CC | 1 | 0.17456 | 58 | 58 |  |  |  |  | 0.17456 | 10.1246 |  |  |  |  | 0 | 0
48881 | THW_4344 | H | Houston | YES | 0.040413 | 58 | 5 | 58 | 0 | 1.0435 | CC | 1 | 0.17456 | 58 | 58 |  |  |  |  | 0.17456 | 10.1246 |  |  |  |  | 0 | 0
48873 | THW_ST3_ST_3 | 3 | Houston | YES | 0.040413 | 107 | 19 | 107 | 0 | 1.0435 | CC | 1 | 0.17456 | 107 | 107 |  |  |  |  | 0.17456 | 18.6781 |  |  |  |  | 0 | 0
48874 | THW_ST4_ST_4 | 4 | Houston | YES | 0.040413 | 108 | 19 | 108 | 0 | 1.0435 | CC | 1 | 0.17456 | 108 | 108 |  |  |  |  | 0.17456 | 18.8527 |  |  |  |  | 0 | 0
48593 | CHE_GT1_8015 | 1 | Houston | YES | 0.041535 | 173 | 50 | 173 | 0 | 1.0362 | Cogen | 1 | 0.17568 | 0 | 0 |  |  |  |  | 0.17568 | 0 |  |  |  |  | 0 | 0
48594 | CHE_GN4_8025 | 4 | Houston | YES | 0.041535 | 142 | 60 | 142 | 0 | 1.0362 | Cogen | 1 | 0.17568 | 0 | 0 |  |  |  |  | 0.17568 | 0 |  |  |  |  | 0 | 0
48513 | LPE_GT3_8080 | 3 | Houston | YES | 0.041647 | 39 | 0 | 39 | 0 | 1.0362 | GGT | 1 | 0.1758 | 39 | 39 |  |  |  |  | 0.1758 | 6.856 |  |  |  |  | 0 | 0
48514 | LPE_GT4_8085 | 4 | Houston | YES | 0.041647 | 39 | 0 | 39 | 0 | 1.0362 | GGT | 1 | 0.1758 | 39 | 39 |  |  |  |  | 0.1758 | 6.856 |  |  |  |  | 0 | 0
48511 | LPE_GT1_8070 | 1 | Houston | YES | 0.041647 | 42 | 0 | 42 | 0 | 1.0362 | GGT | 1 | 0.1758 | 42 | 42 |  |  |  |  | 0.1758 | 7.3834 |  |  |  |  | 0 | 0
48512 | LPE_GT2_8075 | 2 | Houston | YES | 0.041647 | 42 | 0 | 42 | 0 | 1.0362 | GGT | 1 | 0.1758 | 42 | 42 |  |  |  |  | 0.1758 | 7.3834 |  |  |  |  | 0 | 0
48500 | APD_GT1_8005 | 1 | Houston | YES | 0.041827 | 137.6 | 54.6 | 137.6 | 0 | 1.0362 | Cogen | 1 | 0.17598 | 0 | 0 |  |  |  |  | 0.17598 | 0 |  |  |  |  | 0 | 0
48820 | SHELLG1_3015 | 1 | Houston | YES | 0.042588 | 71 | 34.5 | 71 |  | 1.029 | Cogen | 1 | 0.17674 | 0 | 0 |  |  |  |  | 0.17674 | 0 |  |  |  |  | 0 | 0
48821 | SHELLG2 | 2 | Houston | YES | 0.042588 | 72 | 34.5 | 72 |  | 1.029 | Cogen | 1 | 0.17674 | 0 | 0 |  |  |  |  | 0.17674 | 0 |  |  |  |  | 0 | 0
48822 | SHELLG3_3020 | 2 | Houston | YES | 0.042588 | 30 | 0 | 30 |  | 1.029 | Cogen | 1 | 0.17674 | 0 | 0 |  |  |  |  | 0.17674 | 0 |  |  |  |  | 0 | 0
48822 | SHELLG3_3020 | 1 | Houston | YES | 0.042588 | 39 | 0 | 39 |  | 1.029 | Cogen | 1 | 0.17674 | 0 | 0 |  |  |  |  | 0.17674 | 0 |  |  |  |  | 0 | 0
48740 | PSG_GN2_8050 | 1 | Houston | YES | 0.043142 | 182 | 60 | 182 | 0 | 1.0326 | Cogen | 1 | 0.17729 | 0 | 0 |  |  |  |  | 0.17729 | 0 |  |  |  |  | 0 | 0
48741 | PSG_GT2_8040 | 1 | Houston | YES | 0.043142 | 158.6 | 50 | 158.6 | 0 | 1.0326 | Cogen | 1 | 0.17729 | 0 | 0 |  |  |  |  | 0.17729 | 0 |  |  |  |  | 0 | 0
48742 | PSG_GT3_8060 | 1 | Houston | YES | 0.043142 | 157 | 50 | 157 | 0 | 1.0326 | Cogen | 1 | 0.17729 | 0 | 0 |  |  |  |  | 0.17729 | 0 |  |  |  |  | 0 | 0
48854 | SRB_GN4_4 | 4 | Houston | YES | 0.043143 | 182.4 | 35 | 228 | 0 | 1.0326 | GST | 1 | 0.17729 | 228 | 228 |  |  |  |  | 0.17729 | 40.4226 |  |  |  |  | 0 | 0
48611 | DIB_GT1_8080 | 1 | Houston | YES | 0.043153 | 64 | 0 | 64 | 0 | 1.0326 | Cogen | 1 | 0.1773 | 0 | 0 |  |  |  |  | 0.1773 | 0 |  |  |  |  | 0 | 0
48612 | DIB_GT2_8075 | 2 | Houston | YES | 0.043153 | 63.2 | 0 | 63.2 | 0 | 1.0326 | Cogen | 1 | 0.1773 | 0 | 0 |  |  |  |  | 0.1773 | 0 |  |  |  |  | 0 | 0
48613 | DIB_ST1_8085 | 3 | Houston | YES | 0.043153 | 67.9 | 30 | 82.6 | 0 | 1.0326 | Cogen | 1 | 0.1773 | 0 | 0 |  |  |  |  | 0.1773 | 0 |  |  |  |  | 0 | 0
48614 | DIB_GT3_8090 | 4 | Houston | YES | 0.043153 | 73.6 | 15 | 73.6 | 0 | 1.0326 | Cogen | 1 | 0.1773 | 0 | 0 |  |  |  |  | 0.1773 | 0 |  |  |  |  | 0 | 0
48845 | SOL_GT1 | 1 | Houston | YES | 0.043158 | 16.2 | 15.4 | 16.2 |  | 1.0326 | Solar | 1 | 0.17731 | 16.2 | 16.2 |  |  |  |  | 0.17731 | 2.8724 |  |  |  |  | 0 | 0
48853 | SRB_GN3_3 | 3 | Houston | YES | 0.043165 | 170.4 | 35 | 213 |  | 1.0326 | GST | 1 | 0.17731 | 213 | 213 |  |  |  |  | 0.17731 | 37.7679 |  |  |  |  | 0 | 0
48551 | CAL_GT1_8045 | 1 | Houston | YES | 0.04326 | 149 | 0 | 149 | 0 | 1.0326 | Cogen | 1 | 0.17741 | 0 | 0 |  |  |  |  | 0.17741 | 0 |  |  |  |  | 0 | 0
48552 | CAL_ST1_8000 | 2 | Houston | YES | 0.04326 | 65.1 | 0 | 65.1 | 0 | 1.0326 | Cogen | 1 | 0.17741 | 0 | 0 |  |  |  |  | 0.17741 | 0 |  |  |  |  | 0 | 0
48851 | SRB_GN1_1 | 1 | Houston | YES | 0.043269 | 132 | 26 | 165 | 0 | 1.0217 | GST | 1 | 0.17742 | 165 | 165 |  |  |  |  | 0.17742 | 29.274 |  |  |  |  | 0 | 0
48852 | SRB_GN2_2 | 2 | Houston | YES | 0.043299 | 140.8 | 26 | 176 | 0 | 1.0217 | GST | 1 | 0.17745 | 176 | 176 |  |  |  |  | 0.17745 | 31.2309 |  |  |  |  | 0 | 0
48855 | SRB_GT211035 | B2 | Houston | YES | 0.043321 | 0 | 0 | 12 |  | 1.014 | GGT | 1 | 0.17747 | 12 | 12 |  |  |  |  | 0.17747 | 2.1296 |  |  |  |  | 0 | 0
48855 | SRB_GT211035 | B1 | Houston | YES | 0.043321 | 0 | 0 | 18 |  | 1.014 | GGT | 1 | 0.17747 | 18 | 18 |  |  |  |  | 0.17747 | 3.1945 |  |  |  |  | 0 | 0
48761 | PR_GT1__9040 | 1 | Houston | YES | 0.043717 | 26 | 0 | 35 |  | 1 | Cogen | 1 | 0.17787 | 0 | 0 |  |  |  |  | 0.17787 | 0 |  |  |  |  | 0 | 0
48644 | DPEC_GT45070 | 4 | Houston | YES | 0.044105 | 157 | 98 | 157 | 0 | 1.0319 | CC | 1 | 0.17825 | 157 | 157 |  |  |  |  | 0.17825 | 27.9859 |  |  |  |  | 0 | 0
48642 | DPEC_GT25025 | 2 | Houston | YES | 0.044105 | 157.1 | 98 | 157.1 | 0 | 1.0319 | CC | 1 | 0.17825 | 157.1 | 157.1 |  |  |  |  | 0.17825 | 28.0037 |  |  |  |  | 0 | 0
48643 | DPEC_GT35010 | 3 | Houston | YES | 0.044105 | 157.5 | 98 | 157.5 | 0 | 1.0319 | CC | 1 | 0.17825 | 157.5 | 157.5 |  |  |  |  | 0.17825 | 28.075 |  |  |  |  | 0 | 0
48641 | DPEC_GT15040 | 1 | Houston | YES | 0.044105 | 163.2 | 98 | 163.2 | 0 | 1.0319 | CC | 1 | 0.17825 | 163.2 | 163.2 |  |  |  |  | 0.17825 | 29.0911 |  |  |  |  | 0 | 0
48645 | DPEC_ST55065 | 5 | Houston | YES | 0.044105 | 282 | 0 | 282 | 0 | 1.0319 | CC | 1 | 0.17825 | 282 | 282 |  |  |  |  | 0.17825 | 50.2677 |  |  |  |  | 0 | 0
48841 | SJS_GT1_GT1 | 1 | Houston | YES | 0.044518 | 62.4 | 49 | 78 | 0 | 1.0362 | Cogen | 1 | 0.17867 | 0 | 0 |  |  |  |  | 0.17867 | 0 |  |  |  |  | 0 | 0
48842 | SJS_GT2_GT2 | 2 | Houston | YES | 0.044518 | 64.8 | 49 | 81 | 0 | 1.0362 | Cogen | 1 | 0.17867 | 0 | 0 |  |  |  |  | 0.17867 | 0 |  |  |  |  | 0 | 0
48691 | GBY_73741085 | B | Houston | YES | 0.045045 | 37.6 | 20 | 47 | 0 | 1.0362 | GGT | 1 | 0.17919 | 47 | 47 |  |  |  |  | 0.17919 | 8.4221 |  |  |  |  | 0 | 0
48691 | GBY_73741085 | A | Houston | YES | 0.045045 | 37.6 | 20 | 47 | 0 | 1.0362 | GGT | 1 | 0.17919 | 47 | 47 |  |  |  |  | 0.17919 | 8.4221 |  |  |  |  | 0 | 0
48692 | GBY_81821075 | C | Houston | YES | 0.045045 | 37.6 | 20 | 47 | 0 | 1.0362 | GGT | 1 | 0.17919 | 47 | 47 |  |  |  |  | 0.17919 | 8.4221 |  |  |  |  | 0 | 0
48693 | GBY_83841065 | F | Houston | YES | 0.045045 | 43.2 | 20 | 54 | 0 | 1.0362 | GGT | 1 | 0.17919 | 54 | 54 |  |  |  |  | 0.17919 | 9.6765 |  |  |  |  | 0 | 0
48692 | GBY_81821075 | D | Houston | YES | 0.045045 | 44 | 20 | 55 | 0 | 1.0362 | GGT | 1 | 0.17919 | 55 | 55 |  |  |  |  | 0.17919 | 9.8557 |  |  |  |  | 0 | 0
48693 | GBY_83841065 | E | Houston | YES | 0.045045 | 45.6 | 20 | 57 | 0 | 1.0362 | GGT | 1 | 0.17919 | 57 | 57 |  |  |  |  | 0.17919 | 10.2141 |  |  |  |  | 0 | 0
48531 | BYU_GT1_8075 | 1 | Houston | YES | 0.046106 | 65 | 0 | 65 |  | 1.0362 | Cogen | 1 | 0.18026 | 0 | 0 |  |  |  |  | 0.18026 | 0 |  |  |  |  | 0 | 0
48532 | BYU_GT2_8055 | 2 | Houston | YES | 0.046106 | 62 | 0 | 62 |  | 1.0362 | Cogen | 1 | 0.18026 | 0 | 0 |  |  |  |  | 0.18026 | 0 |  |  |  |  | 0 | 0
48533 | BYU_GT3_8060 | 3 | Houston | YES | 0.046106 | 67 | 0 | 67 |  | 1.0362 | Cogen | 1 | 0.18026 | 0 | 0 |  |  |  |  | 0.18026 | 0 |  |  |  |  | 0 | 0
48534 | BYU_GT4_8065 | 4 | Houston | YES | 0.046106 | 65 | 0 | 65 |  | 1.0362 | Cogen | 1 | 0.18026 | 0 | 0 |  |  |  |  | 0.18026 | 0 |  |  |  |  | 0 | 0
48561 | CTL_GT2_8130 | 1 | Houston | YES | 0.046951 | 73.5 | 30.3 | 91.9 |  | 1.0362 | Cogen | 1 | 0.1811 | 0 | 0 |  |  |  |  | 0.1811 | 0 |  |  |  |  | 0 | 0
48562 | CTL_GT3_8135 | 2 | Houston | YES | 0.046951 | 70.1 | 30.3 | 87.6 |  | 1.0362 | Cogen | 1 | 0.1811 | 0 | 0 |  |  |  |  | 0.1811 | 0 |  |  |  |  | 0 | 0
48563 | CTL_GT4_8140 | 3 | Houston | YES | 0.046951 | 69.6 | 30.3 | 87 |  | 1.0362 | Cogen | 1 | 0.1811 | 0 | 0 |  |  |  |  | 0.1811 | 0 |  |  |  |  | 0 | 0
48564 | CTL_GN1_8145 | 4 | Houston | YES | 0.046951 | 43.6 | 12.9 | 54.5 |  | 1.0362 | Cogen | 1 | 0.1811 | 0 | 0 |  |  |  |  | 0.1811 | 0 |  |  |  |  | 0 | 0
48565 | CTL_GN2_8155 | 5 | Houston | YES | 0.046951 | 9.8 | 3.4 | 12.2 |  | 1.0362 | Cogen | 1 | 0.1811 | 0 | 0 |  |  |  |  | 0.1811 | 0 |  |  |  |  | 0 | 0
48772 | PHR_GN2_2 | MB | Houston | YES | 0.049156 | 0 | 72 | 459 |  | 1.0362 | GSC | 1 | 0.18331 | 0 | 0 |  |  |  |  | 0.18331 | 0 |  |  |  |  | 0 | 0
38580 | TNBP_CGN1_8 | 1 | Houston | YES | 0.052318 | 70.8 | 0 | 70.8 | 0 | 1.005 | Cogen | 1 | 0.18647 | 0 | 0 |  |  |  |  | 0.18647 | 0 |  |  |  |  | 0 | 0
38590 | TNBP_CGN2_8 | 2 | Houston | YES | 0.052318 | 66.7 | 0 | 66.7 | 0 | 1.005 | Cogen | 1 | 0.18647 | 0 | 0 |  |  |  |  | 0.18647 | 0 |  |  |  |  | 0 | 0
38600 | TNBP_CGN3_8 | 5 | Houston | YES | 0.052318 | 53 | 0 | 53 | 0 | 1.005 | Cogen | 1 | 0.18647 | 0 | 0 |  |  |  |  | 0.18647 | 0 |  |  |  |  | 0 | 0
38611 | TNBPAMCG1_8 | 1 | Houston | YES | 0.052318 | 153.2 | 0 | 153.2 | 0 | 1.005 | Cogen | 1 | 0.18647 | 0 | 0 |  |  |  |  | 0.18647 | 0 |  |  |  |  | 0 | 0
38612 | TNBPAMCG2_8 | 2 | Houston | YES | 0.052318 | 153.5 | 0 | 153.5 | 0 | 1.005 | Cogen | 1 | 0.18647 | 0 | 0 |  |  |  |  | 0.18647 | 0 |  |  |  |  | 0 | 0
38613 | TNBPAMCG3_8 | 3 | Houston | YES | 0.052318 | 152.3 | 0 | 152.3 | 0 | 1.005 | Cogen | 1 | 0.18647 | 0 | 0 |  |  |  |  | 0.18647 | 0 |  |  |  |  | 0 | 0
38614 | TNBPAMCG4_8 | 4 | Houston | YES | 0.052318 | 96 | 0 | 96 |  | 1.005 | Cogen | 1 | 0.18647 | 0 | 0 |  |  |  |  | 0.18647 | 0 |  |  |  |  | 0 | 0
38615 | TNBPAMCG5_8 | 1 | Houston | YES | 0.052318 | 244 | 0 | 244 | 0 | 1.005 | Cogen | 1 | 0.18647 | 0 | 0 |  |  |  |  | 0.18647 | 0 |  |  |  |  | 0 | 0
38690 | TNBP_CGN4_8 | 3 | Houston | YES | 0.052318 | 40 | 0 | 40 |  | 1.005 | Cogen | 1 | 0.18647 | 0 | 0 |  |  |  |  | 0.18647 | 0 |  |  |  |  | 0 | 0
38711 | TNTXCTY1CG8 | 1 | Houston | YES | 0.052318 | 100.3 | 59 | 100.3 | 0 | 1 | Cogen | 1 | 0.18647 | 0 | 0 |  |  |  |  | 0.18647 | 0 |  |  |  |  | 0 | 0
38712 | TNTXCTY2CG8 | 1 | Houston | YES | 0.052318 | 92.9 | 59 | 92.9 | 0 | 1 | Cogen | 1 | 0.18647 | 0 | 0 |  |  |  |  | 0.18647 | 0 |  |  |  |  | 0 | 0
38713 | TNTXCTY3CG8 | 1 | Houston | YES | 0.052318 | 102.7 | 59 | 102.7 | 0 | 1 | Cogen | 1 | 0.18647 | 0 | 0 |  |  |  |  | 0.18647 | 0 |  |  |  |  | 0 | 0
38714 | TNTXCTY4CG8 | 1 | Houston | YES | 0.052318 | 103 | 59 | 103 | 0 | 1 | Cogen | 1 | 0.18647 | 0 | 0 |  |  |  |  | 0.18647 | 0 |  |  |  |  | 0 | 0
39470 | TNDOWCGNSG8 | 1 | Houston | YES | 0.052318 | 32 | 10 | 32 | 0 | 0.985 | Cogen | 1 | 0.18647 | 0 | 0 |  |  |  |  | 0.18647 | 0 |  |  |  |  | 0 | 0
39480 | TNDOWCGNGG8 | 1 | Houston | YES | 0.052318 | 30 | 10 | 30 | 0 | 0.985 | Cogen | 1 | 0.18647 | 0 | 0 |  |  |  |  | 0.18647 | 0 |  |  |  |  | 0 | 0
48929 | WAPGT21_GT1 | B1 | Houston | YES | 0.059771 | 0 | 0 | 13 |  | 1.05 | GGT | 1 | 0.19392 | 13 | 13 |  |  |  |  | 0.19392 | 2.521 |  |  |  |  | 0 | 0
48921 | WAP_GN1_1 | 1 | Houston | YES | 0.059771 | 132.8 | 37 | 166 | 0 | 1.0362 | GST | 1 | 0.19392 | 166 | 166 |  |  |  |  | 0.19392 | 32.1907 |  |  |  |  | 0 | 0
48922 | WAP_GN2_2 | 2 | Houston | YES | 0.059771 | 132.8 | 37 | 166 | 0 | 1.0362 | GST | 1 | 0.19392 | 166 | 166 |  |  |  |  | 0.19392 | 32.1907 |  |  |  |  | 0 | 0
48923 | WAP_GN3_3 | 3 | Houston | YES | 0.059771 | 198.4 | 93 | 248 | 0 | 1.0362 | GST | 1 | 0.19392 | 248 | 248 |  |  |  |  | 0.19392 | 48.0922 |  |  |  |  | 0 | 0
48924 | WAP_GN4_4 | 4 | Houston | YES | 0.059771 | 546 | 217 | 546 | 0 | 1.0362 | GSC | 1 | 0.19392 | 546 | 546 |  |  |  |  | 0.19392 | 105.8804 |  |  |  |  | 0 | 0
48925 | WAP_GN5_5 | 5 | Houston | YES | 0.059771 | 579.3 | 278 | 654 | 0 | 0.985 | LIGCO | 1 | 0.19392 | 0 | 654 |  |  |  |  | 0.19392 | 126.8237 |  |  |  |  | 0 | 0
48510 | AK_GT1__8040 | 1 | Houston | YES | 0.059954 | 33.4 | 8.1 | 34 |  | 1.029 | Cogen | 1 | 0.1941 | 0 | 0 |  |  |  |  | 0.1941 | 0 |  |  |  |  | 0 | 0
48522 | BVE_GT2_5035 | 2 | Houston | YES | 0.061617 | 166.4 | 0 | 166.4 |  | 1.035 | CC | 1 | 0.19577 | 166.4 | 166.4 |  |  |  |  | 0.19577 | 32.5755 |  |  |  |  | 0 | 0
48521 | BVE_GT1_GT1 | 1 | Houston | YES | 0.061617 | 167.7 | 0 | 167.7 |  | 1.035 | CC | 1 | 0.19577 | 167.7 | 167.7 |  |  |  |  | 0.19577 | 32.83 |  |  |  |  | 0 | 0
48523 | BVE_ST1_GN1 | 3 | Houston | YES | 0.061617 | 252.4 | 0 | 252.4 |  | 1.035 | CC | 1 | 0.19577 | 252.4 | 252.4 |  |  |  |  | 0.19577 | 49.4114 |  |  |  |  | 0 | 0
48730 | MNS_GT | 1 | Houston | YES | 0.061673 | 43 | 0 | 46.1 |  | 1.029 | Cogen | 1 | 0.19582 | 0 | 0 |  |  |  |  | 0.19582 | 0 |  |  |  |  | 0 | 0
48927 | WAP_GN7_7 | 7 | Houston | YES | 0.061713 | 564 | 277 | 564 |  | 1.035 | LIGCO | 1 | 0.19586 | 0 | 564 |  |  |  |  | 0.19586 | 110.4662 |  |  |  |  | 0 | 0
48928 | WAP_GN8_8 | 8 | Houston | YES | 0.061713 | 603 | 275 | 603 |  | 1.035 | LIGCO | 1 | 0.19586 | 0 | 603 |  |  |  |  | 0.19586 | 118.1048 |  |  |  |  | 0 | 0
48926 | WAP_GN6_6 | 6 | Houston | YES | 0.061713 | 651 | 280 | 651 |  | 1.035 | LIGCO | 1 | 0.19586 | 0 | 651 |  |  |  |  | 0.19586 | 127.5062 |  |  |  |  | 0 | 0
39760 | TNSCLP1___8 | 1 | Houston | YES | 0.073063 | 93.4 | 20 | 116.8 | 0 | 1.04 | Cogen | 1 | 0.20721 | 0 | 0 |  |  |  |  | 0.20721 | 0 |  |  |  |  | 0 | 0
39770 | TNSCLP2___8 | 1 | Houston | YES | 0.073063 | 91.6 | 20 | 114.5 | 0 | 1.04 | Cogen | 1 | 0.20721 | 0 | 0 |  |  |  |  | 0.20721 | 0 |  |  |  |  | 0 | 0
39775 | TNSCLP4___8 | 1 | Houston | YES | 0.073063 | 95.2 | 20 | 119 | 0 | 1.04 | Cogen | 1 | 0.20721 | 0 | 0 |  |  |  |  | 0.20721 | 0 |  |  |  |  | 0 | 0
39790 | TNSCLP3___8 | 1 | Houston | YES | 0.073063 | 87.6 | 20 | 109.5 | 0 | 1.027 | Cogen | 1 | 0.20721 | 0 | 0 |  |  |  |  | 0.20721 | 0 |  |  |  |  | 0 | 0
48520 | BSF_GT1_8070 | 1 | Houston | YES | 0.076271 | 72 | 0 | 72 | 0 | 1.0326 | Cogen | 1 | 0.21042 | 0 | 0 |  |  |  |  | 0.21042 | 0 |  |  |  |  | 0 | 0
48520 | BSF_GT1_8070 | 2 | Houston | YES | 0.076271 | 10 | 0 | 10 | 0 | 1.0326 | Cogen | 1 | 0.21042 | 0 | 0 |  |  |  |  | 0.21042 | 0 |  |  |  |  | 0 | 0
49851 | DOW17000 | 37 | Houston | YES | 0.080325 | 39 | 0 | 62 | 0 | 1 | Cogen | 1 | 0.21447 | 0 | 0 |  |  |  |  | 0.21447 | 0 |  |  |  |  | 0 | 0
49858 | DOW38100 | 31 | Houston | YES | 0.080325 | 45 | 0 | 71.4 |  | 1 | Cogen | 1 | 0.21447 | 0 | 0 |  |  |  |  | 0.21447 | 0 |  |  |  |  | 0 | 0
49859 | DOW38200 | 33 | Houston | YES | 0.080325 | 28 | 0 | 45 | 0 | 1 | Cogen | 1 | 0.21447 | 0 | 0 |  |  |  |  | 0.21447 | 0 |  |  |  |  | 0 | 0
49860 | DOW38300 | 32 | Houston | YES | 0.080325 | 63 | 0 | 101 |  | 1 | Cogen | 1 | 0.21447 | 0 | 0 |  |  |  |  | 0.21447 | 0 |  |  |  |  | 0 | 0
49862 | DOW39100 | 36 | Houston | YES | 0.080325 | 54 | 0 | 86 | 0 | 1 | Cogen | 1 | 0.21447 | 0 | 0 |  |  |  |  | 0.21447 | 0 |  |  |  |  | 0 | 0
49863 | DOW39200 | 35 | Houston | YES | 0.080325 | 55 | 0 | 88 | 0 | 1 | Cogen | 1 | 0.21447 | 0 | 0 |  |  |  |  | 0.21447 | 0 |  |  |  |  | 0 | 0
49865 | DOW41000 | 41 | Houston | YES | 0.080325 | 31 | 0 | 50 |  | 1 | Cogen | 1 | 0.21447 | 0 | 0 |  |  |  |  | 0.21447 | 0 |  |  |  |  | 0 | 0
49866 | DOW42000 | 42 | Houston | YES | 0.080325 | 11 | 0 | 18 |  | 1 | Cogen | 1 | 0.21447 | 0 | 0 |  |  |  |  | 0.21447 | 0 |  |  |  |  | 0 | 0
49869 | DOW49000 | 45 | Houston | YES | 0.080325 | 59 | 0 | 94 |  | 1 | Cogen | 1 | 0.21447 | 0 | 0 |  |  |  |  | 0.21447 | 0 |  |  |  |  | 0 | 0
49870 | DOW61000 | 61 | Houston | YES | 0.080325 | 44 | 0 | 70 | 0 | 1 | Cogen | 1 | 0.21447 | 0 | 0 |  |  |  |  | 0.21447 | 0 |  |  |  |  | 0 | 0
49871 | DOW62000 | 62 | Houston | YES | 0.080325 | 40 | 0 | 63 | 0 | 1 | Cogen | 1 | 0.21447 | 0 | 0 |  |  |  |  | 0.21447 | 0 |  |  |  |  | 0 | 0
49872 | DOW63000 | 63 | Houston | YES | 0.080325 | 45 | 0 | 72 | 0 | 1 | Cogen | 1 | 0.21447 | 0 | 0 |  |  |  |  | 0.21447 | 0 |  |  |  |  | 0 | 0
49873 | DOW64000 | 64 | Houston | YES | 0.080325 | 41 | 0 | 64.8 | 0 | 1 | Cogen | 1 | 0.21447 | 0 | 0 |  |  |  |  | 0.21447 | 0 |  |  |  |  | 0 | 0
49876 | DOW65000 | 65 | Houston | YES | 0.080325 | 63 | 0 | 101 | 0 | 1 | Cogen | 1 | 0.21447 | 0 | 0 |  |  |  |  | 0.21447 | 0 |  |  |  |  | 0 | 0
49877 | DOW66000 | 66 | Houston | YES | 0.080325 | 61 | 0 | 97 | 0 | 1 | Cogen | 1 | 0.21447 | 0 | 0 |  |  |  |  | 0.21447 | 0 |  |  |  |  | 0 | 0
49878 | DOW67000 | 67 | Houston | YES | 0.080325 | 65 | 0 | 103 | 0 | 1 | Cogen | 1 | 0.21447 | 0 | 0 |  |  |  |  | 0.21447 | 0 |  |  |  |  | 0 | 0
49882 | DOW81000 | 81 | Houston | YES | 0.080325 | 47 | 0 | 76 | 0 | 1 | Cogen | 1 | 0.21447 | 0 | 0 |  |  |  |  | 0.21447 | 0 |  |  |  |  | 0 | 0
49884 | DOW82000 | 82 | Houston | YES | 0.080325 | 51 | 0 | 80 | 0 | 1 | Cogen | 1 | 0.21447 | 0 | 0 |  |  |  |  | 0.21447 | 0 |  |  |  |  | 0 | 0
49885 | DOW83000 | 83 | Houston | YES | 0.080325 | 51 | 0 | 80 | 0 | 1 | Cogen | 1 | 0.21447 | 0 | 0 |  |  |  |  | 0.21447 | 0 |  |  |  |  | 0 | 0
49886 | DOW84000 | 84 | Houston | YES | 0.080325 | 107 | 0 | 171 | 0 | 0.98 | Cogen | 1 | 0.21447 | 0 | 0 |  |  |  |  | 0.21447 | 0 |  |  |  |  | 0 | 0
8032 | AMISTADHYD1 | 1 | South | YES | 0.082775 | 33 | 13 | 33 | 0 | 1.03 | Hydro | 1 | 0.21692 | 0 | 0 | 0 | 0 |  |  | 0.21692 | 0 |  |  |  |  | 0 | 0
8033 | AMISTADHYD2 | 2 | South | YES | 0.082775 | 25 | 13 | 25 | 0 | 1.03 | Hydro | 1 | 0.21692 | 0 | 0 | 0 | 0 |  |  | 0.21692 | 0 |  |  |  |  | 0 | 0
88253 | HAMILTON | F | South | YES | 0.082775 | 0 | 0 | 0 | 0 | 1.04 | BLT | 1 | 0.21692 | 0 | 0 | 0 | 0 |  |  | 0.21692 | 0 |  |  |  |  | 0 | 0
32892 | BRYN_DNSBY14 | 1 | North | YES | -0.026306 | 84 | 25 | 105 | 0 | 1.035 | GST | -1 | 0.21846 | 105 | 105 |  |  | -2.7621 | 105 | -0.21846 | -22.938 |  |  |  |  | 0 | 0
32883 | BRYN_DNSBY3 | 1 | North | YES | -0.026306 | 0 | 2 | 48 |  | 1.015 | GST | -1 | 0.21846 | 48 | 48 |  |  | -1.2627 | 48 | -0.21846 | -10.4859 |  |  |  |  | 0 | 0
32884 | BRYN_DNSBY13 | 1 | North | YES | -0.026306 | 46 | 2 | 46 | 0 | 1.015 | GST | -1 | 0.21846 | 46 | 46 |  |  | -1.2101 | 46 | -0.21846 | -10.049 |  |  |  |  | 0 | 0
48674 | FTR_CN4_5095 | 4 | North | YES | -0.027495 | 380 | 0 | 380 | 0 | 1.0319 | CC | -1 | 0.21965 | 380 | 380 |  |  | -10.4481 | 380 | -0.21965 | -83.4655 |  |  |  |  | 0 | 0
48672 | FTR_GT2_5110 | 2 | North | YES | -0.027495 | 159 | 0 | 159 | 0 | 1.0319 | CC | -1 | 0.21965 | 159 | 159 |  |  | -4.3717 | 159 | -0.21965 | -34.9237 |  |  |  |  | 0 | 0
48673 | FTR_GT3_5085 | 3 | North | YES | -0.027495 | 158 | 0 | 158 | 0 | 1.0319 | CC | -1 | 0.21965 | 158 | 158 |  |  | -4.3442 | 158 | -0.21965 | -34.7041 |  |  |  |  | 0 | 0
48671 | FTR_GT1_5105 | 1 | North | YES | -0.027495 | 154.2 | 0 | 154.2 | 0 | 1.0319 | CC | -1 | 0.21965 | 154.2 | 154.2 |  |  | -4.2397 | 154.2 | -0.21965 | -33.8694 |  |  |  |  | 0 | 0
32888 | BRYN_ATKINS7 | 1 | North | YES | -0.030353 | 13.6 | 4 | 17 |  | 1.028 | GGT | -1 | 0.2225 | 17 | 17 |  |  | -0.516 | 17 | -0.2225 | -3.7826 |  |  |  |  | 0 | 0
32886 | BRYN_ATKINS3 | MB | North | YES | -0.030353 | 0 | 5 | 12 |  | 1 | GST | -1 | 0.2225 | 0 | 0 |  |  | 0 | 0 | -0.2225 | 0 |  |  |  |  | 0 | 0
32887 | BRYN_ATKINS6 | MB | North | YES | -0.030353 | 0 | 12 | 51 |  | 1.028 | GST | -1 | 0.2225 | 0 | 0 |  |  | 0 | 0 | -0.2225 | 0 |  |  |  |  | 0 | 0
32890 | BRYN_ATKINS4 | MB | North | YES | -0.030353 | 0 | 5 | 22 |  | 1.031 | GST | -1 | 0.2225 | 0 | 0 |  |  | 0 | 0 | -0.2225 | 0 |  |  |  |  | 0 | 0
32891 | BRYN_ATKINS5 | MB | North | YES | -0.030353 | 0 | 5 | 25 |  | 1.031 | GST | -1 | 0.2225 | 0 | 0 |  |  | 0 | 0 | -0.2225 | 0 |  |  |  |  | 0 | 0
32798 | BRYN_TAMUGEN | 1 | North | YES | -0.030664 | 32 | 0 | 32 |  | 1.02 | GST | -1 | 0.22281 | 32 | 32 |  |  | -0.98125 | 32 | -0.22281 | -7.1301 |  |  |  |  | 0 | 0
48911 | TGF_GT1_8000 | 1 | Houston | YES | 0.095841 | 69.2 | 0 | 69.2 |  | 1.029 | Cogen | 1 | 0.22999 | 0 | 0 |  |  |  |  | 0.22999 | 0 |  |  |  |  | 0 | 0
990 | GIBN_CREK_G1 | 1 | North | YES | -0.03844 | 463 | 200 | 463 | 0 | 1.0275 | LIGCO | -1 | 0.23059 | 0 | 463 |  |  | 0 | 0 | -0.23059 | 0 |  |  |  |  | 0 | 0
48731 | CBE_GT1 | 1 | Houston | YES | 0.10111 | 76 | 0 | 76 | 0 | 1.029 | CC | 1 | 0.23526 | 76 | 76 |  |  |  |  | 0.23526 | 17.8797 |  |  |  |  | 0 | 0
48732 | CBE_GT2 | 1 | Houston | YES | 0.10111 | 76 | 0 | 76 | 0 | 1.029 | CC | 1 | 0.23526 | 76 | 76 |  |  |  |  | 0.23526 | 17.8797 |  |  |  |  | 0 | 0
48734 | CBE_GT3 | 1 | Houston | YES | 0.10111 | 76 | 0 | 76 | 0 | 1.029 | CC | 1 | 0.23526 | 76 | 76 |  |  |  |  | 0.23526 | 17.8797 |  |  |  |  | 0 | 0
48735 | CBE_GT4 | 1 | Houston | YES | 0.10111 | 76 | 0 | 76 | 0 | 1.029 | CC | 1 | 0.23526 | 76 | 76 |  |  |  |  | 0.23526 | 17.8797 |  |  |  |  | 0 | 0
48733 | CBE_ST12 | 1 | Houston | YES | 0.10111 | 105 | 0 | 105 | 0 | 1.029 | CC | 1 | 0.23526 | 105 | 105 |  |  |  |  | 0.23526 | 24.7022 |  |  |  |  | 0 | 0
48736 | CBE_ST34 | 1 | Houston | YES | 0.10111 | 105 | 0 | 105 | 0 | 1.029 | CC | 1 | 0.23526 | 105 | 105 |  |  |  |  | 0.23526 | 24.7022 |  |  |  |  | 0 | 0
5911 | STP_GN1___1 | 1 | Houston | YES | 0.10213 | 1333 | 1249 | 1333 | 0 | 1.0406 | Nuc | 1 | 0.23628 | 0 | 0 |  |  |  |  | 0.23628 | 0 |  |  |  |  | 0 | 0
5912 | STP_GN2___2 | 2 | Houston | YES | 0.10213 | 1332 | 1249 | 1332 | 0 | 1.0406 | Nuc | 1 | 0.23628 | 0 | 0 |  |  |  |  | 0.23628 | 0 |  |  |  |  | 0 | 0
8262 | ELPS | 1 | South | YES | 0.10621 | 6 | 6 | 6 | 0 | 1.15 | Hydro | 1 | 0.24036 | 0 | 0 | 0 | 0 |  |  | 0.24036 | 0 |  |  |  |  | 0 | 0
7022 | L_BUCHAN1_1Y | 1 | South | YES | 0.10646 | 0 | 0 | 18 |  | 1 | Hydro | 1 | 0.24061 | 0 | 0 | 0 | 0 |  |  | 0.24061 | 0 |  |  |  |  | 0 | 0
7023 | L_BUCHAN1_2Y | 2 | South | YES | 0.10646 | 0 | 0 | 18 |  | 1 | Hydro | 1 | 0.24061 | 0 | 0 | 0 | 0 |  |  | 0.24061 | 0 |  |  |  |  | 0 | 0
7024 | L_BUCHAN1_3Y | 3 | South | YES | 0.10646 | 0 | 0 | 15 |  | 1 | Hydro | 1 | 0.24061 | 0 | 0 | 0 | 0 |  |  | 0.24061 | 0 |  |  |  |  | 0 | 0
7026 | L_INKSDA1_1Y | 1 | South | YES | 0.10909 | 0 | 0 | 13.7 |  | 1 | Hydro | 1 | 0.24324 | 0 | 0 | 0 | 0 |  |  | 0.24324 | 0 |  |  |  |  | 0 | 0
39960 | TNTNPONE_18 | 1 | North | YES | -0.07551 | 152.3 | 30 | 152.3 |  | 1.04 | LIGCO | -1 | 0.26766 | 0 | 152.3 |  |  | 0 | 0 | -0.26766 | 0 |  |  |  |  | 0 | 0
39970 | TNTNPONE_28 | 1 | North | YES | -0.07551 | 153 | 30 | 153 |  | 1.04 | LIGCO | -1 | 0.26766 | 0 | 153 |  |  | 0 | 0 | -0.26766 | 0 |  |  |  |  | 0 | 0
60202 | FRNDDRCS | F | West | YES | -0.07717 | 0 | 0 | 0 | 0 | 0.9985 | AVR | -1 | 0.26932 | 0 | 0 |  |  |  |  | -0.26932 | 0 |  |  |  |  | 0 | 0
7000 | L_FERGUS1_1Y | 1 | South | YES | 0.13589 | 400 | 65 | 423.3 | 0 | 1.015 | GSC | 1 | 0.27004 | 423.3 | 423.3 | 57.5231 | 423.3 |  |  | 0.27004 | 114.3084 |  |  |  |  | 0 | 0
7035 | L_WIRTZ_1G1Y | 1 | South | YES | 0.1362 | 0 | 0 | 29 |  | 1 | Hydro | 1 | 0.27035 | 0 | 0 | 0 | 0 |  |  | 0.27035 | 0 |  |  |  |  | 0 | 0
7036 | L_WIRTZ_1G2Y | 2 | South | YES | 0.1362 | 0 | 0 | 29.7 |  | 1 | Hydro | 1 | 0.27035 | 0 | 0 | 0 | 0 |  |  | 0.27035 | 0 |  |  |  |  | 0 | 0
8134 | FOR #1 | 1 | South | YES | 0.14184 | 54.1 | 45 | 79 | 0 | 1 | Cogen | 1 | 0.27599 | 0 | 0 | 0 | 0 |  |  | 0.27599 | 0 |  |  |  |  | 0 | 0
8138 | FOR #2 | 2 | South | YES | 0.14184 | 63.1 | 45 | 81 | 0 | 1 | Cogen | 1 | 0.27599 | 0 | 0 | 0 | 0 |  |  | 0.27599 | 0 |  |  |  |  | 0 | 0
8153 | FOR #3 | 3 | South | YES | 0.14184 | 63.1 | 45 | 79.9 | 0 | 1 | Cogen | 1 | 0.27599 | 0 | 0 | 0 | 0 |  |  | 0.27599 | 0 |  |  |  |  | 0 | 0
8154 | FOR #4 | 4 | South | YES | 0.14184 | 63.1 | 60 | 80 | 0 | 1 | Cogen | 1 | 0.27599 | 0 | 0 | 0 | 0 |  |  | 0.27599 | 0 |  |  |  |  | 0 | 0
8155 | FOR #5 | 5 | South | YES | 0.14184 | 63.1 | 60 | 78.4 | 0 | 1 | Cogen | 1 | 0.27599 | 0 | 0 | 0 | 0 |  |  | 0.27599 | 0 |  |  |  |  | 0 | 0
8156 | FOR #6 | 6 | South | YES | 0.14184 | 24.9 | 5 | 25 | 0 | 1 | Cogen | 1 | 0.27599 | 0 | 0 | 0 | 0 |  |  | 0.27599 | 0 |  |  |  |  | 0 | 0
8157 | FOR #7 | 7 | South | YES | 0.14184 | 28.8 | 5 | 46 | 0 | 1 | Cogen | 1 | 0.27599 | 0 | 0 | 0 | 0 |  |  | 0.27599 | 0 |  |  |  |  | 0 | 0
80051 | FOR #8 | 8 | South | YES | 0.14184 | 28 | 28 | 28 |  | 1 | Cogen | 1 | 0.27599 | 0 | 0 | 0 | 0 |  |  | 0.27599 | 0 |  |  |  |  | 0 | 0
80052 | FOR #9 | 9 | South | YES | 0.14184 | 29.7 | 5 | 43.6 | 0 | 1 | Cogen | 1 | 0.27599 | 0 | 0 | 0 | 0 |  |  | 0.27599 | 0 |  |  |  |  | 0 | 0
80053 | FOR #10 | 10 | South | YES | 0.14184 | 68.4 | 45 | 75 | 0 | 1 | Cogen | 1 | 0.27599 | 0 | 0 | 0 | 0 |  |  | 0.27599 | 0 |  |  |  |  | 0 | 0
80226 | ALCOA G | 1 | South | YES | 0.14295 | 32.3 | 5 | 48 | 0 | 1.015 | Cogen | 1 | 0.2771 | 0 | 0 | 0 | 0 |  |  | 0.2771 | 0 |  |  |  |  | 0 | 0
8147 | UCAR #2 | 10 | South | YES | 0.14656 | 18.2 | 0 | 28 |  | 1 | Cogen | 1 | 0.28071 | 0 | 0 | 0 | 0 |  |  | 0.28071 | 0 |  |  |  |  | 0 | 0
8148 | UCAR #1 | 2 | South | YES | 0.14656 | 6.1 | 0 | 7 | 0 | 1.009 | Cogen | 1 | 0.28071 | 0 | 0 | 0 | 0 |  |  | 0.28071 | 0 |  |  |  |  | 0 | 0
80137 | CSDR89 | 9 | South | YES | 0.14656 | 15 | 0 | 15 | 0 | 1.003 | DCTie | 1 | 0.28071 | 0 | 0 | 0 | 0 |  |  | 0.28071 | 0 |  |  |  |  | 0 | 0
80137 | CSDR89 | 8 | South | YES | 0.14656 | 33.9 | 0 | 39 | 0 | 1.003 | DCTie | 1 | 0.28071 | 0 | 0 | 0 | 0 |  |  | 0.28071 | 0 |  |  |  |  | 0 | 0
80138 | CSDR7 | 7 | South | YES | 0.14656 | 6.1 | 0 | 7 | 0 | 1.014 | DCTie | 1 | 0.28071 | 0 | 0 | 0 | 0 |  |  | 0.28071 | 0 |  |  |  |  | 0 | 0
80139 | CSDR56 | 6 | South | YES | 0.14656 | 0 | 0 | 39 |  | 1.0033 | DCTie | 1 | 0.28071 | 0 | 0 | 0 | 0 |  |  | 0.28071 | 0 |  |  |  |  | 0 | 0
80139 | CSDR56 | 5 | South | YES | 0.14656 | 15 | 0 | 15 |  | 1.0033 | DCTie | 1 | 0.28071 | 0 | 0 | 0 | 0 |  |  | 0.28071 | 0 |  |  |  |  | 0 | 0
80140 | CSDR11 | 11 | South | YES | 0.14656 | 33.9 | 0 | 39 | 0 | 1.03 | DCTie | 1 | 0.28071 | 0 | 0 | 0 | 0 |  |  | 0.28071 | 0 |  |  |  |  | 0 | 0
80227 | AIRCO G | 1 | South | YES | 0.14707 | 7.2 | 0 | 8 | 0 | 1.0104 | Cogen | 1 | 0.28122 | 0 | 0 | 0 | 0 |  |  | 0.28122 | 0 |  |  |  |  | 0 | 0
80224 | VISTRONG1 | 1 | South | YES | 0.14806 | 13.1 | 0 | 15 | 0 | 1.01 | Cogen | 1 | 0.28221 | 0 | 0 | 0 | 0 |  |  | 0.28221 | 0 |  |  |  |  | 0 | 0
80225 | VISTRONG2 | 2 | South | YES | 0.14806 | 20.2 | 0 | 23 | 0 | 1.01 | Cogen | 1 | 0.28221 | 0 | 0 | 0 | 0 |  |  | 0.28221 | 0 |  |  |  |  | 0 | 0
48721 | LEG_1___1 | 1 | North | YES | -0.091228 | 827 | 357 | 827 | 0 | 1.0348 | LIGCO | -1 | 0.28338 | 0 | 827 |  |  | 0 | 0 | -0.28338 | 0 |  |  |  |  | 0 | 0
48722 | LEG_2___2 | 2 | North | YES | -0.091228 | 819 | 357 | 819 | 0 | 1.0348 | LIGCO | -1 | 0.28338 | 0 | 819 |  |  | 0 | 0 | -0.28338 | 0 |  |  |  |  | 0 | 0
5505 | RAYBURNGEN1 | 1 | South | YES | 0.14943 | 0 | 1 | 11 |  | 1.0223 | GGT | 1 | 0.28358 | 11 | 11 | 1.6437 | 11 |  |  | 0.28358 | 3.1193 |  |  |  |  | 0 | 0
5506 | RAYBURNGEN2 | 1 | South | YES | 0.14943 | 0 | 1 | 11 |  | 1.0223 | GGT | 1 | 0.28358 | 11 | 11 | 1.6437 | 11 |  |  | 0.28358 | 3.1193 |  |  |  |  | 0 | 0
5503 | RAYBURNGEN3 | 1 | South | YES | 0.14943 | 17.6 | 6 | 22 | 0 | 1.0224 | GST | 1 | 0.28358 | 22 | 22 | 3.2874 | 22 |  |  | 0.28358 | 6.2387 |  |  |  |  | 0 | 0
80265 | LARECU40A | 4 | South | YES | 0.15013 | 80 | 0 | 100 |  | 1.039 | GGT | 1 | 0.28428 | 100 | 100 | 15.0127 | 100 |  |  | 0.28428 | 28.4276 |  |  |  |  | 0 | 0
80266 | LARECU50A | 5 | South | YES | 0.15013 | 80 | 0 | 100 |  | 1.039 | GGT | 1 | 0.28428 | 100 | 100 | 15.0127 | 100 |  |  | 0.28428 | 28.4276 |  |  |  |  | 0 | 0
80012 | LAR | F | South | YES | 0.15013 | 0 | 0 | 0 | 0 | 1.04 | DCTie | 1 | 0.28428 | 0 | 0 | 0 | 0 |  |  | 0.28428 | 0 |  |  |  |  | 0 | 0
5509 | RAYBURNCC10 | 1 | South | YES | 0.15068 | 37.3 | 5.2 | 37.3 | 0 | 1.0296 | CC | 1 | 0.28482 | 37.3 | 37.3 | 5.6202 | 37.3 |  |  | 0.28482 | 10.6239 |  |  |  |  | 0 | 0
5511 | RAYBURNCC7 | 1 | South | YES | 0.15068 | 47.5 | 18.2 | 47.5 | 0 | 1.0296 | CC | 1 | 0.28482 | 47.5 | 47.5 | 7.1571 | 47.5 |  |  | 0.28482 | 13.5291 |  |  |  |  | 0 | 0
5508 | RAYBURNCC9 | 1 | South | YES | 0.15068 | 47.7 | 18.2 | 47.7 | 0 | 1.0296 | CC | 1 | 0.28482 | 47.7 | 47.7 | 7.1872 | 47.7 |  |  | 0.28482 | 13.5861 |  |  |  |  | 0 | 0
5512 | RAYBURNCC8 | 1 | South | YES | 0.15068 | 49.3 | 18.2 | 49.3 | 0 | 1.0296 | CC | 1 | 0.28482 | 49.3 | 49.3 | 7.4283 | 49.3 |  |  | 0.28482 | 14.0418 |  |  |  |  | 0 | 0
8066 | DUP1V#1 | 1 | South | YES | 0.15074 | 52.3 | 0 | 73 | 0 | 1.01 | Cogen | 1 | 0.28489 | 0 | 0 | 0 | 0 |  |  | 0.28489 | 0 |  |  |  |  | 0 | 0
7028 | L_MARBFA1_1Y | 1 | South | YES | 0.1509 | 0 | 0 | 18 |  | 1 | Hydro | 1 | 0.28505 | 0 | 0 | 0 | 0 |  |  | 0.28505 | 0 |  |  |  |  | 0 | 0
7029 | L_MARBFA1_2Y | 2 | South | YES | 0.1509 | 0 | 0 | 18 |  | 1 | Hydro | 1 | 0.28505 | 0 | 0 | 0 | 0 |  |  | 0.28505 | 0 |  |  |  |  | 0 | 0
8926 | LGE_GT10A | 1 | South | YES | 0.15121 | 158 | 0 | 158 | 0 | 1.03 | Cogen | 1 | 0.28535 | 0 | 0 | 0 | 0 |  |  | 0.28535 | 0 |  |  |  |  | 0 | 0
8927 | LGE_GT20A | 2 | South | YES | 0.15121 | 153 | 0 | 153 | 0 | 1.03 | Cogen | 1 | 0.28535 | 0 | 0 | 0 | 0 |  |  | 0.28535 | 0 |  |  |  |  | 0 | 0
8928 | LGE_STG0A | 3 | South | YES | 0.15121 | 100 | 0 | 100 | 0 | 1.03 | Cogen | 1 | 0.28535 | 0 | 0 | 0 | 0 |  |  | 0.28535 | 0 |  |  |  |  | 0 | 0
8930 | ICPGN10A | 1 | South | YES | 0.15121 | 149 | 0 | 149 | 0 | 1.03 | Cogen | 1 | 0.28535 | 0 | 0 | 0 | 0 |  |  | 0.28535 | 0 |  |  |  |  | 0 | 0
8931 | ICPGN20A | 2 | South | YES | 0.15121 | 150 | 0 | 150 | 0 | 1.03 | Cogen | 1 | 0.28535 | 0 | 0 | 0 | 0 |  |  | 0.28535 | 0 |  |  |  |  | 0 | 0
8932 | ICPGN30A | 3 | South | YES | 0.15121 | 127 | 0 | 127 | 0 | 1.03 | Cogen | 1 | 0.28535 | 0 | 0 | 0 | 0 |  |  | 0.28535 | 0 |  |  |  |  | 0 | 0
80223 | REYSHR G | 1 | South | YES | 0.15121 | 12 | 0 | 12 | 0 | 1.032 | Cogen | 1 | 0.28535 | 0 | 0 | 0 | 0 |  |  | 0.28535 | 0 |  |  |  |  | 0 | 0
88299 | ZAPATA | F | South | YES | 0.1515 | 0 | 0 | 0 | 0 | 1.02 | BLT | 1 | 0.28565 | 0 | 0 | 0 | 0 |  |  | 0.28565 | 0 |  |  |  |  | 0 | 0
8173 | VICEC51A | 5 | South | YES | 0.15227 | 144 | 18 | 144 | 0 | 1.025 | CC | 1 | 0.28641 | 144 | 144 | 21.9262 | 144 |  |  | 0.28641 | 41.2436 |  |  |  |  | 0 | 0
8174 | VICEC61A | 6 | South | YES | 0.15227 | 188 | 42 | 188 | 0 | 1.025 | CC | 1 | 0.28641 | 188 | 188 | 28.6258 | 188 |  |  | 0.28641 | 53.8458 |  |  |  |  | 0 | 0
5728 | FALCONHYDRO2 | 2 | South | YES | 0.15243 | 12 | 0 | 12 | 0 | 1.0234 | Hydro | 1 | 0.28658 | 0 | 0 | 0 | 0 |  |  | 0.28658 | 0 |  |  |  |  | 0 | 0
5729 | FALCONHYDRO3 | 3 | South | YES | 0.15243 | 11 | 0 | 11 | 0 | 1.0234 | Hydro | 1 | 0.28658 | 0 | 0 | 0 | 0 |  |  | 0.28658 | 0 |  |  |  |  | 0 | 0
8048 | FALCONHYDRO1 | 1 | South | YES | 0.15243 | 12 | 0 | 12 | 0 | 1.0234 | Hydro | 1 | 0.28658 | 0 | 0 | 0 | 0 |  |  | 0.28658 | 0 |  |  |  |  | 0 | 0
88508 | FALFURRI | F | South | YES | 0.15244 | 0 | 0 | 0 | 0 | 1 | AVR | 1 | 0.28659 | 0 | 0 | 0 | 0 |  |  | 0.28659 | 0 |  |  |  |  | 0 | 0
8442 | NBEC7 | MB | South | YES | 0.15251 | 0 | 81 | 367 |  | 1.0298 | GST | 1 | 0.28666 | 0 | 0 | 0 | 0 |  |  | 0.28666 | 0 |  |  |  |  | 0 | 0
8442 | NBEC7 | 7 | South | YES | 0.15251 | 0 | 81 | 367 |  | 1.0298 | GST | 1 | 0.28666 | 367 | 367 | 55.9701 | 367 |  |  | 0.28666 | 105.2028 |  |  |  |  | 0 | 0
8560 | CNOPGT1 | 1 | South | YES | 0.15252 | 148.3 | 0 | 148.3 | 0 | 1.03 | Cogen | 1 | 0.28667 | 0 | 0 | 0 | 0 |  |  | 0.28667 | 0 |  |  |  |  | 0 | 0
8561 | CNOPGT2 | 2 | South | YES | 0.15252 | 148.6 | 0 | 148.6 | 0 | 1.03 | Cogen | 1 | 0.28667 | 0 | 0 | 0 | 0 |  |  | 0.28667 | 0 |  |  |  |  | 0 | 0
8562 | CNOPST1 | 3 | South | YES | 0.15252 | 153 | 0 | 153 | 0 | 1.03 | Cogen | 1 | 0.28667 | 0 | 0 | 0 | 0 |  |  | 0.28667 | 0 |  |  |  |  | 0 | 0
8456 | COSW#1 | 1 | South | YES | 0.1526 | 20 | 0 | 20 | 0 | 1.027 | Cogen | 1 | 0.28675 | 0 | 0 | 0 | 0 |  |  | 0.28675 | 0 |  |  |  |  | 0 | 0
8457 | COSW#2 | 2 | South | YES | 0.1526 | 14 | 0 | 14 | 0 | 1.027 | Cogen | 1 | 0.28675 | 0 | 0 | 0 | 0 |  |  | 0.28675 | 0 |  |  |  |  | 0 | 0
8459 | B_DAVIS0B | MB | South | YES | 0.15278 | 0 | 50 | 339 |  | 1.03 | GSC | 1 | 0.28693 | 0 | 0 | 0 | 0 |  |  | 0.28693 | 0 |  |  |  |  | 0 | 0
8460 | B_DAVIS0A | MB | South | YES | 0.15278 | 0 | 50 | 340 |  | 1.03 | GSC | 1 | 0.28693 | 0 | 0 | 0 | 0 |  |  | 0.28693 | 0 |  |  |  |  | 0 | 0
80263 | B_DAVIS31A | 3 | South | YES | 0.15278 | 0 | 0 | 180 |  | 1.0366 | CC | 1 | 0.28693 | 180 | 180 | 27.5 | 180 |  |  | 0.28693 | 51.6469 |  |  |  |  | 0 | 0
80264 | B_DAVIS41A | 4 | South | YES | 0.15278 | 0 | 0 | 180 |  | 1.0366 | CC | 1 | 0.28693 | 180 | 180 | 27.5 | 180 |  |  | 0.28693 | 51.6469 |  |  |  |  | 0 | 0
8506 | VAL #1 | 1 | South | YES | 0.15284 | 20.9 | 0 | 25 | 0 | 1.0055 | Cogen | 1 | 0.28699 | 0 | 0 | 0 | 0 |  |  | 0.28699 | 0 |  |  |  |  | 0 | 0
8507 | VAL #2 | 2 | South | YES | 0.15284 | 20.9 | 0 | 25 | 0 | 1.0055 | Cogen | 1 | 0.28699 | 0 | 0 | 0 | 0 |  |  | 0.28699 | 0 |  |  |  |  | 0 | 0
8461 | KOCH_UP0A | 1 | South | YES | 0.15297 | 38 | 0 | 38 | 0 | 1.012 | Cogen | 1 | 0.28712 | 0 | 0 | 0 | 0 |  |  | 0.28712 | 0 |  |  |  |  | 0 | 0
8511 | OXY_CC0A | 1 | South | YES | 0.15298 | 30.3 | 0 | 38 | 0 | 1.027 | Cogen | 1 | 0.28713 | 0 | 0 | 0 | 0 |  |  | 0.28713 | 0 |  |  |  |  | 0 | 0
8933 | FGNTS001 | 1 | South | YES | 0.15341 | 146.5 | 0 | 146.5 | 0 | 1.03 | CC | 1 | 0.28756 | 146.5 | 146.5 | 22.474 | 146.5 |  |  | 0.28756 | 42.1268 |  |  |  |  | 0 | 0
8934 | FGNTS101 | 2 | South | YES | 0.15341 | 147.9 | 0 | 147.9 | 0 | 1.03 | CC | 1 | 0.28756 | 147.9 | 147.9 | 22.6887 | 147.9 |  |  | 0.28756 | 42.5294 |  |  |  |  | 0 | 0
8935 | FGNTS201 | 3 | South | YES | 0.15341 | 173 | 0 | 173 | 0 | 1.03 | CC | 1 | 0.28756 | 173 | 173 | 26.5392 | 173 |  |  | 0.28756 | 49.747 |  |  |  |  | 0 | 0
8517 | CELANEBI0A | 1 | South | YES | 0.1535 | 29 | 0 | 29 | 0 | 1.02 | Cogen | 1 | 0.28765 | 0 | 0 | 0 | 0 |  |  | 0.28765 | 0 |  |  |  |  | 0 | 0
8982 | HECN2 | 2 | South | YES | 0.15357 | 144.1 | 0 | 144.1 | 0 | 1.0304 | CC | 1 | 0.28772 | 144.1 | 144.1 | 22.1296 | 144.1 |  |  | 0.28772 | 41.4605 |  |  |  |  | 0 | 0
8981 | HECN1 | 1 | South | YES | 0.15357 | 144.8 | 0 | 144.8 | 0 | 1.0304 | CC | 1 | 0.28772 | 144.8 | 144.8 | 22.2371 | 144.8 |  |  | 0.28772 | 41.6619 |  |  |  |  | 0 | 0
8983 | HECN3 | 3 | South | YES | 0.15357 | 171.9 | 0 | 171.9 | 0 | 1.0304 | CC | 1 | 0.28772 | 171.9 | 171.9 | 26.3989 | 171.9 |  |  | 0.28772 | 49.4591 |  |  |  |  | 0 | 0
8936 | MVGN#1 | 1 | South | YES | 0.15357 | 216.6 | 0 | 216.6 | 0 | 1.0304 | CC | 1 | 0.28772 | 216.6 | 216.6 | 33.2635 | 216.6 |  |  | 0.28772 | 62.3202 |  |  |  |  | 0 | 0
8937 | MVGN#2 | 2 | South | YES | 0.15357 | 216.7 | 0 | 216.7 | 0 | 1.0304 | CC | 1 | 0.28772 | 216.7 | 216.7 | 33.2788 | 216.7 |  |  | 0.28772 | 62.3489 |  |  |  |  | 0 | 0
8938 | MVGN#3 | 3 | South | YES | 0.15357 | 250.9 | 0 | 250.9 | 0 | 1.0304 | CC | 1 | 0.28772 | 250.9 | 250.9 | 38.531 | 250.9 |  |  | 0.28772 | 72.189 |  |  |  |  | 0 | 0
80003 | MILHWYS | F | South | YES | 0.15363 | 0 | 0 | 0 | 0 | 1.0168 | AVR | 1 | 0.28778 | 0 | 0 | 0 | 0 |  |  | 0.28778 | 0 |  |  |  |  | 0 | 0
5933 | SI_RAY6 | 6 | South | YES | 0.15363 | 15.4 | 10 | 19.3 | 0 | 1.035 | GST | 1 | 0.28778 | 19.3 | 19.3 | 2.965 | 19.3 |  |  | 0.28778 | 5.5541 |  |  |  |  | 0 | 0
5932 | SI_RAY9 | 9 | South | YES | 0.15363 | 32 | 32 | 38 | 0 | 1.035 | CC | 1 | 0.28778 | 38 | 38 | 5.8378 | 38 |  |  | 0.28778 | 10.9355 |  |  |  |  | 0 | 0
5935 | SI_RAY10 | 10 | South | YES | 0.15363 | 47 | 10 | 47 | 0 | 1.03 | CC | 1 | 0.28778 | 47 | 47 | 7.2205 | 47 |  |  | 0.28778 | 13.5255 |  |  |  |  | 0 | 0
80080 | GWINDT11A | 4 | South | YES | 0.15367 | 3.8 | 0 | 19 | 0 | 1.025 | Wind | 1 | 0.28782 | 0 | 19 | 2.9197 | 19 |  |  | 0.28782 | 5.4685 |  |  |  |  | 0 | 0
80081 | GWINDT21A | 4 | South | YES | 0.15367 | 4.4 | 0 | 22 | 0 | 1.025 | Wind | 1 | 0.28782 | 0 | 22 | 3.3807 | 22 |  |  | 0.28782 | 6.332 |  |  |  |  | 0 | 0
80081 | GWINDT21A | 2 | South | YES | 0.15367 | 7.2 | 0 | 36 | 0 | 1.025 | Wind | 1 | 0.28782 | 0 | 36 | 5.532 | 36 |  |  | 0.28782 | 10.3614 |  |  |  |  | 0 | 0
80080 | GWINDT11A | 3 | South | YES | 0.15367 | 0 | 0 | 38 | 0 | 1.025 | Wind | 1 | 0.28782 | 0 | 38 | 5.8393 | 38 |  |  | 0.28782 | 10.937 |  |  |  |  | 0 | 0
80080 | GWINDT11A | 2 | South | YES | 0.15367 | 0 | 0 | 41 | 0 | 1.025 | Wind | 1 | 0.28782 | 0 | 41 | 6.3003 | 41 |  |  | 0.28782 | 11.8005 |  |  |  |  | 0 | 0
80081 | GWINDT21A | 3 | South | YES | 0.15367 | 8.6 | 0 | 43 | 0 | 1.025 | Wind | 1 | 0.28782 | 0 | 43 | 6.6077 | 43 |  |  | 0.28782 | 12.3761 |  |  |  |  | 0 | 0
80180 | PNSCALT11A | 2 | South | YES | 0.15367 | 10 | 0 | 50 | 0 | 1.025 | Wind | 1 | 0.28782 | 0 | 50 | 7.6833 | 50 |  |  | 0.28782 | 14.3908 |  |  |  |  | 0 | 0
80181 | PNSCALT21A | 2 | South | YES | 0.15367 | 10 | 0 | 50 | 0 | 1.025 | Wind | 1 | 0.28782 | 0 | 50 | 7.6833 | 50 |  |  | 0.28782 | 14.3908 |  |  |  |  | 0 | 0
80181 | PNSCALT21A | 1 | South | YES | 0.15367 | 16.5 | 0 | 55 | 0 | 1.025 | Wind | 1 | 0.28782 | 0 | 55 | 8.4517 | 55 |  |  | 0.28782 | 15.8299 |  |  |  |  | 0 | 0
80080 | GWINDT11A | 1 | South | YES | 0.15367 | 28.2 | 0 | 94 | 0 | 1.025 | Wind | 1 | 0.28782 | 0 | 94 | 14.4447 | 94 |  |  | 0.28782 | 27.0547 |  |  |  |  | 0 | 0
80081 | GWINDT21A | 1 | South | YES | 0.15367 | 28.2 | 0 | 94 | 0 | 1.025 | Wind | 1 | 0.28782 | 0 | 94 | 14.4447 | 94 |  |  | 0.28782 | 27.0547 |  |  |  |  | 0 | 0
80180 | PNSCALT11A | 1 | South | YES | 0.15367 | 43.8 | 0 | 148 | 0 | 1.025 | Wind | 1 | 0.28782 | 0 | 148 | 22.7427 | 148 |  |  | 0.28782 | 42.5968 |  |  |  |  | 0 | 0
60018 | DSKY1 | 1 | West | YES | -0.096705 | 21 | 0 | 84 | 0 | 1.023 | Wind | -1 | 0.28886 | 0 | 84 |  |  |  |  | -0.28886 | 0 |  |  |  |  | 0 | 0
60000 | DSKY2 | 1 | West | YES | -0.097022 | 19.1 | 0 | 76.5 |  | 1.039 | Wind | -1 | 0.28917 | 0 | 76.5 |  |  |  |  | -0.28917 | 0 |  |  |  |  | 0 | 0
60017 | ORNNWP1 | 1 | West | YES | -0.097968 | 20 | 0 | 80 |  | 1.027 | Wind | -1 | 0.29012 | 0 | 80 |  |  |  |  | -0.29012 | 0 |  |  |  |  | 0 | 0
8161 | COLETO0A | 1 | South | YES | 0.15913 | 633 | 200 | 633 | 0 | 1.03 | LIGCO | 1 | 0.29328 | 0 | 633 | 100.7293 | 633 |  |  | 0.29328 | 185.6457 |  |  |  |  | 0 | 0
58909 | PEARSALLSCG1 | 3 | South | YES | 0.15952 | 0 | 0 | 8.4 |  | 1.027 | Diesel | 1 | 0.29367 | 8.4 | 8.4 | 1.3399 | 8.4 |  |  | 0.29367 | 2.4668 |  |  |  |  | 0 | 0
58909 | PEARSALLSCG1 | 4 | South | YES | 0.15952 | 0 | 0 | 8.4 |  | 1.027 | Diesel | 1 | 0.29367 | 8.4 | 8.4 | 1.3399 | 8.4 |  |  | 0.29367 | 2.4668 |  |  |  |  | 0 | 0
58909 | PEARSALLSCG1 | 6 | South | YES | 0.15952 | 0 | 0 | 8.4 |  | 1.027 | Diesel | 1 | 0.29367 | 8.4 | 8.4 | 1.3399 | 8.4 |  |  | 0.29367 | 2.4668 |  |  |  |  | 0 | 0
58909 | PEARSALLSCG1 | 5 | South | YES | 0.15952 | 0 | 0 | 8.4 |  | 1.027 | Diesel | 1 | 0.29367 | 8.4 | 8.4 | 1.3399 | 8.4 |  |  | 0.29367 | 2.4668 |  |  |  |  | 0 | 0
58909 | PEARSALLSCG1 | 1 | South | YES | 0.15952 | 0 | 0 | 8.4 |  | 1.027 | Diesel | 1 | 0.29367 | 8.4 | 8.4 | 1.3399 | 8.4 |  |  | 0.29367 | 2.4668 |  |  |  |  | 0 | 0
58909 | PEARSALLSCG1 | 2 | South | YES | 0.15952 | 0 | 0 | 8.4 |  | 1.027 | Diesel | 1 | 0.29367 | 8.4 | 8.4 | 1.3399 | 8.4 |  |  | 0.29367 | 2.4668 |  |  |  |  | 0 | 0
58919 | PEARSALLSCG2 | 5 | South | YES | 0.15952 | 0 | 0 | 8.4 |  | 1.027 | Diesel | 1 | 0.29367 | 8.4 | 8.4 | 1.3399 | 8.4 |  |  | 0.29367 | 2.4668 |  |  |  |  | 0 | 0
58919 | PEARSALLSCG2 | 6 | South | YES | 0.15952 | 0 | 0 | 8.4 |  | 1.027 | Diesel | 1 | 0.29367 | 8.4 | 8.4 | 1.3399 | 8.4 |  |  | 0.29367 | 2.4668 |  |  |  |  | 0 | 0
58919 | PEARSALLSCG2 | 1 | South | YES | 0.15952 | 0 | 0 | 8.4 |  | 1.027 | Diesel | 1 | 0.29367 | 8.4 | 8.4 | 1.3399 | 8.4 |  |  | 0.29367 | 2.4668 |  |  |  |  | 0 | 0
58919 | PEARSALLSCG2 | 2 | South | YES | 0.15952 | 0 | 0 | 8.4 |  | 1.027 | Diesel | 1 | 0.29367 | 8.4 | 8.4 | 1.3399 | 8.4 |  |  | 0.29367 | 2.4668 |  |  |  |  | 0 | 0
58919 | PEARSALLSCG2 | 4 | South | YES | 0.15952 | 0 | 0 | 8.4 |  | 1.027 | Diesel | 1 | 0.29367 | 8.4 | 8.4 | 1.3399 | 8.4 |  |  | 0.29367 | 2.4668 |  |  |  |  | 0 | 0
58919 | PEARSALLSCG2 | 3 | South | YES | 0.15952 | 0 | 0 | 8.4 |  | 1.027 | Diesel | 1 | 0.29367 | 8.4 | 8.4 | 1.3399 | 8.4 |  |  | 0.29367 | 2.4668 |  |  |  |  | 0 | 0
58929 | PEARSALLSCG3 | 4 | South | YES | 0.15952 | 0 | 0 | 8.4 |  | 1.027 | Diesel | 1 | 0.29367 | 8.4 | 8.4 | 1.3399 | 8.4 |  |  | 0.29367 | 2.4668 |  |  |  |  | 0 | 0
58929 | PEARSALLSCG3 | 6 | South | YES | 0.15952 | 0 | 0 | 8.4 |  | 1.027 | Diesel | 1 | 0.29367 | 8.4 | 8.4 | 1.3399 | 8.4 |  |  | 0.29367 | 2.4668 |  |  |  |  | 0 | 0
58929 | PEARSALLSCG3 | 2 | South | YES | 0.15952 | 0 | 0 | 8.4 |  | 1.027 | Diesel | 1 | 0.29367 | 8.4 | 8.4 | 1.3399 | 8.4 |  |  | 0.29367 | 2.4668 |  |  |  |  | 0 | 0
58929 | PEARSALLSCG3 | 5 | South | YES | 0.15952 | 0 | 0 | 8.4 |  | 1.027 | Diesel | 1 | 0.29367 | 8.4 | 8.4 | 1.3399 | 8.4 |  |  | 0.29367 | 2.4668 |  |  |  |  | 0 | 0
58929 | PEARSALLSCG3 | 1 | South | YES | 0.15952 | 0 | 0 | 8.4 |  | 1.027 | Diesel | 1 | 0.29367 | 8.4 | 8.4 | 1.3399 | 8.4 |  |  | 0.29367 | 2.4668 |  |  |  |  | 0 | 0
58929 | PEARSALLSCG3 | 3 | South | YES | 0.15952 | 0 | 0 | 8.4 |  | 1.027 | Diesel | 1 | 0.29367 | 8.4 | 8.4 | 1.3399 | 8.4 |  |  | 0.29367 | 2.4668 |  |  |  |  | 0 | 0
58949 | PEARSALLSCG4 | 3 | South | YES | 0.15952 | 0 | 0 | 8.4 |  | 1.027 | Diesel | 1 | 0.29367 | 8.4 | 8.4 | 1.3399 | 8.4 |  |  | 0.29367 | 2.4668 |  |  |  |  | 0 | 0
58949 | PEARSALLSCG4 | 2 | South | YES | 0.15952 | 0 | 0 | 8.4 |  | 1.027 | Diesel | 1 | 0.29367 | 8.4 | 8.4 | 1.3399 | 8.4 |  |  | 0.29367 | 2.4668 |  |  |  |  | 0 | 0
58949 | PEARSALLSCG4 | 1 | South | YES | 0.15952 | 0 | 0 | 8.4 |  | 1.027 | Diesel | 1 | 0.29367 | 8.4 | 8.4 | 1.3399 | 8.4 |  |  | 0.29367 | 2.4668 |  |  |  |  | 0 | 0
58949 | PEARSALLSCG4 | 4 | South | YES | 0.15952 | 0 | 0 | 8.4 |  | 1.027 | Diesel | 1 | 0.29367 | 8.4 | 8.4 | 1.3399 | 8.4 |  |  | 0.29367 | 2.4668 |  |  |  |  | 0 | 0
58949 | PEARSALLSCG4 | 6 | South | YES | 0.15952 | 0 | 0 | 8.4 |  | 1.027 | Diesel | 1 | 0.29367 | 8.4 | 8.4 | 1.3399 | 8.4 |  |  | 0.29367 | 2.4668 |  |  |  |  | 0 | 0
58949 | PEARSALLSCG4 | 5 | South | YES | 0.15952 | 0 | 0 | 8.4 |  | 1.027 | Diesel | 1 | 0.29367 | 8.4 | 8.4 | 1.3399 | 8.4 |  |  | 0.29367 | 2.4668 |  |  |  |  | 0 | 0
38437 | TNSRBNMESA9 | 1 | West | YES | -0.10171 | 37.5 | 0 | 150 | 0 | 1.02 | Wind | -1 | 0.29386 | 0 | 150 |  |  |  |  | -0.29386 | 0 |  |  |  |  | 0 | 0
38332 | TNWDWRDU2_8 | 1 | West | YES | -0.10182 | 20 | 0 | 80 | 0 | 1.0232 | Wind | -1 | 0.29397 | 0 | 80 |  |  |  |  | -0.29397 | 0 |  |  |  |  | 0 | 0
60016 | WOODWRD11A | 1 | West | YES | -0.10184 | 20 | 0 | 80 |  | 1.033 | Wind | -1 | 0.29399 | 0 | 80 |  |  |  |  | -0.29399 | 0 |  |  |  |  | 0 | 0
6016 | SWMESA | 1 | West | YES | -0.10197 | 18.8 | 0 | 75 |  | 1.03 | Wind | -1 | 0.29412 | 0 | 75 |  |  |  |  | -0.29412 | 0 |  |  |  |  | 0 | 0
60003 | KING_NE1A | 1 | West | YES | -0.10197 | 20 | 0 | 80 |  | 1.03 | Wind | -1 | 0.29412 | 0 | 80 |  |  |  |  | -0.29412 | 0 |  |  |  |  | 0 | 0
60005 | KING_SE1A | 1 | West | YES | -0.10197 | 10 | 0 | 40 |  | 1.035 | Wind | -1 | 0.29412 | 0 | 40 |  |  |  |  | -0.29412 | 0 |  |  |  |  | 0 | 0
60201 | RIO DRCS | F | West | YES | -0.10218 | 0 | 0 | 0 | 0 | 1.025 | AVR | -1 | 0.29433 | 0 | 0 |  |  |  |  | -0.29433 | 0 |  |  |  |  | 0 | 0
88198 | BEEVILLE | F | South | YES | 0.16049 | 0 | 0 | 0 | 0 | 1.02 | AVR | 1 | 0.29464 | 0 | 0 | 0 | 0 |  |  | 0.29464 | 0 |  |  |  |  | 0 | 0
60007 | KING_SW1A | 1 | West | YES | -0.10268 | 20 | 0 | 80 |  | 1.03 | Wind | -1 | 0.29483 | 0 | 80 |  |  |  |  | -0.29483 | 0 |  |  |  |  | 0 | 0
60019 | KING_NW1A | 1 | West | YES | -0.10268 | 20 | 0 | 80 |  | 1.03 | Wind | -1 | 0.29483 | 0 | 80 |  |  |  |  | -0.29483 | 0 |  |  |  |  | 0 | 0
5892 | PEARSALLGEN3 | 1 | South | YES | 0.16264 | 19.1 | 6 | 23.9 | 0 | 1.0226 | GST | 1 | 0.29679 | 23.9 | 23.9 | 3.8872 | 23.9 |  |  | 0.29679 | 7.0933 |  |  |  |  | 0 | 0
5890 | PEARSALLGEN1 | 1 | South | YES | 0.16264 | 19.2 | 6 | 24 | 0 | 1.0226 | GST | 1 | 0.29679 | 24 | 24 | 3.9034 | 24 |  |  | 0.29679 | 7.123 |  |  |  |  | 0 | 0
5891 | PEARSALLGEN2 | 1 | South | YES | 0.16264 | 19.4 | 6 | 24.3 | 0 | 1.0226 | GST | 1 | 0.29679 | 24.3 | 24.3 | 3.9522 | 24.3 |  |  | 0.29679 | 7.212 |  |  |  |  | 0 | 0
1349 | WESTXWIN_1G | 1 | West | YES | -0.11291 | 1.3 | 0 | 6.6 |  | 1.014 | Wind | -1 | 0.30506 | 0 | 6.6 |  |  |  |  | -0.30506 | 0 |  |  |  |  | 0 | 0
1350 | NWPWRG1_1G | 1 | West | YES | -0.11291 | 6.9 | 1 | 34.3 |  | 1.014 | Wind | -1 | 0.30506 | 0 | 34.3 |  |  |  |  | -0.30506 | 0 |  |  |  |  | 0 | 0
3381 | BBRN_1G | 1 | North | YES | -0.11339 | 618 | 225 | 618 | 0 | 1.03 | LIGCO | -1 | 0.30554 | 0 | 618 |  |  | 0 | 0 | -0.30554 | 0 |  |  |  |  | 0 | 0
3382 | BBRN_2G | 2 | North | YES | -0.11339 | 589 | 225 | 589 | 0 | 1.03 | LIGCO | -1 | 0.30554 | 0 | 589 |  |  | 0 | 0 | -0.30554 | 0 |  |  |  |  | 0 | 0
1008 | PB6GEN_7G | 6 | West | YES | -0.11356 | 515 | 130 | 515 | 0 | 1.036 | GST | -1 | 0.30571 | 515 | 515 |  |  |  |  | -0.30571 | -157.4427 |  |  |  |  | 0 | 0
1007 | PB5GEN_6G | 5 | West | YES | -0.11356 | 91.2 | 40 | 114 | 0 | 1.036 | GST | -1 | 0.30571 | 114 | 114 |  |  |  |  | -0.30571 | -34.8514 |  |  |  |  | 0 | 0
1005 | PBCTDGE_4G | D | West | YES | -0.11356 | 65 | 65 | 68 | 0 | 1.036 | GGT | -1 | 0.30571 | 68 | 68 |  |  |  |  | -0.30571 | -20.7886 |  |  |  |  | 0 | 0
1004 | PBCTCGE_3G | C | West | YES | -0.11356 | 62 | 62 | 67 | 0 | 1.036 | GGT | -1 | 0.30571 | 67 | 67 |  |  |  |  | -0.30571 | -20.4828 |  |  |  |  | 0 | 0
1006 | PBCTEGE_5G | E | West | YES | -0.11356 | 65 | 65 | 67 | 0 | 1.036 | GGT | -1 | 0.30571 | 67 | 67 |  |  |  |  | -0.30571 | -20.4828 |  |  |  |  | 0 | 0
1002 | PBCTAGE_1G | A | West | YES | -0.11356 | 64 | 64 | 66 | 0 | 1.036 | GGT | -1 | 0.30571 | 66 | 66 |  |  |  |  | -0.30571 | -20.1771 |  |  |  |  | 0 | 0
1003 | PBCTBGE_2G | B | West | YES | -0.11356 | 65 | 65 | 66 | 0 | 1.036 | GGT | -1 | 0.30571 | 66 | 66 |  |  |  |  | -0.30571 | -20.1771 |  |  |  |  | 0 | 0
7038 | L_DELAWA1_1Y | 1 | West | YES | -0.11368 | 3.5 | 0 | 35 | 0 | 1 | Wind | -1 | 0.30583 | 0 | 35 |  |  |  |  | -0.30583 | 0 |  |  |  |  | 0 | 0
7038 | L_DELAWA1_1Y | 2 | West | YES | -0.11368 | 3 | 0 | 30 | 0 | 1 | Wind | -1 | 0.30583 | 0 | 30 |  |  |  |  | -0.30583 | 0 |  |  |  |  | 0 | 0
11147 | NOTREES_1G | 1 | West | YES | -0.1139 | 29.8 | 0 | 149 | 0 | 1.017 | Wind | -1 | 0.30605 | 0 | 149 |  |  |  |  | -0.30605 | 0 |  |  |  |  | 0 | 0
76091 | L_DIVIDE1_1N | W1 | West | YES | -0.11404 | 22.5 | 0 | 112.5 |  | 1.02 | Wind | -1 | 0.30619 | 0 | 112.5 |  |  |  |  | -0.30619 | 0 |  |  |  |  | 0 | 0
76095 | L_CAPRSI1_1N | W1 | West | YES | -0.11404 | 29.9 | 0 | 149.5 | 0 | 1.02 | Wind | -1 | 0.30619 | 0 | 149.5 |  |  |  |  | -0.30619 | 0 |  |  |  |  | 0 | 0
76096 | L_CAPRSI1_2N | W1 | West | YES | -0.11404 | 37.2 | 0 | 186 | 0 | 1.02 | Wind | -1 | 0.30619 | 0 | 186 |  |  |  |  | -0.30619 | 0 |  |  |  |  | 0 | 0
76097 | L_CAPRGE1_1N | W1 | West | YES | -0.11404 | 42.9 | 0 | 214.5 | 0 | 1.02 | Wind | -1 | 0.30619 | 0 | 214.5 |  |  |  |  | -0.30619 | 0 |  |  |  |  | 0 | 0
60057 | CALLAHAN1A | 1 | West | YES | -0.11432 | 22.8 | 0 | 114 | 0 | 1.04 | Wind | -1 | 0.30647 | 0 | 114 |  |  |  |  | -0.30647 | 0 |  |  |  |  | 0 | 0
76031 | L_GASCCR1_1N | W1 | West | YES | -0.11458 | 30 | 0 | 150 | 0 | 1.02 | Wind | -1 | 0.30673 | 0 | 150 |  |  |  |  | -0.30673 | 0 |  |  |  |  | 0 | 0
13133 | CALFREST_3G | 3 | North | YES | -0.11497 | 177.4 | 40 | 177.4 | 0 | 1.031 | CC | -1 | 0.30712 | 177.4 | 177.4 |  |  | -20.3964 | 177.4 | -0.30712 | -54.484 |  |  |  |  | 0 | 0
13132 | CALFREST_2G | 2 | North | YES | -0.11497 | 151 | 57 | 151 | 0 | 1.031 | CC | -1 | 0.30712 | 151 | 151 |  |  | -17.3611 | 151 | -0.30712 | -46.3759 |  |  |  |  | 0 | 0
13131 | CALFREST_1G | 1 | North | YES | -0.11497 | 150.7 | 40 | 150.7 | 0 | 1.031 | CC | -1 | 0.30712 | 150.7 | 150.7 |  |  | -17.3266 | 150.7 | -0.30712 | -46.2837 |  |  |  |  | 0 | 0
1320 | BSP 1 | 1 | West | YES | -0.11502 | 25.5 | 2.9 | 25.8 | 0 | 1 | Cogen | -1 | 0.30717 | 0 | 0 |  |  |  |  | -0.30717 | 0 |  |  |  |  | 0 | 0
1326 | STANTONW_8 | 1 | West | YES | -0.11517 | 20.1 | 0 | 100.5 |  | 1.01 | Wind | -1 | 0.30732 | 0 | 100.5 |  |  |  |  | -0.30732 | 0 |  |  |  |  | 0 | 0
11025 | TIEHVSG_2G | 1 | West | YES | -0.1152 | 213.2 | 63 | 213.2 | 0 | 1.012 | CC | -1 | 0.30735 | 213.2 | 213.2 |  |  |  |  | -0.30735 | -65.527 |  |  |  |  | 0 | 0
11020 | TIEHVSG_1G | 1 | West | YES | -0.1152 | 208.2 | 63 | 208.2 | 0 | 1.012 | CC | -1 | 0.30735 | 208.2 | 208.2 |  |  |  |  | -0.30735 | -63.9903 |  |  |  |  | 0 | 0
11024 | TIEHVCG_4G | 1 | West | YES | -0.1152 | 147 | 103 | 147 | 0 | 1.012 | CC | -1 | 0.30735 | 147 | 147 |  |  |  |  | -0.30735 | -45.1804 |  |  |  |  | 0 | 0
11021 | TIEHVCG_1G | 1 | West | YES | -0.1152 | 142.1 | 103 | 142.1 | 0 | 1.012 | CC | -1 | 0.30735 | 142.1 | 142.1 |  |  |  |  | -0.30735 | -43.6744 |  |  |  |  | 0 | 0
11023 | TIEHVCG_3G | 1 | West | YES | -0.1152 | 137.4 | 103 | 137.4 | 0 | 1.012 | CC | -1 | 0.30735 | 137.4 | 137.4 |  |  |  |  | -0.30735 | -42.2299 |  |  |  |  | 0 | 0
11022 | TIEHVCG_2G | 1 | West | YES | -0.1152 | 132.4 | 103 | 132.4 | 0 | 1.012 | CC | -1 | 0.30735 | 132.4 | 132.4 |  |  |  |  | -0.30735 | -40.6931 |  |  |  |  | 0 | 0
11014 | NAV6ST | 1 | West | YES | -0.11522 | 115 | 40 | 115 | 0 | 1.029 | CC | -1 | 0.30737 | 115 | 115 |  |  |  |  | -0.30737 | -35.3473 |  |  |  |  | 0 | 0
11011 | NAV3ST | 1 | West | YES | -0.11522 | 92.8 | 40 | 92.8 | 0 | 1.029 | CC | -1 | 0.30737 | 92.8 | 92.8 |  |  |  |  | -0.30737 | -28.5237 |  |  |  |  | 0 | 0
11012 | NAV4CT | 1 | West | YES | -0.11522 | 80 | 18 | 80 | 0 | 1.029 | CC | -1 | 0.30737 | 80 | 80 |  |  |  |  | -0.30737 | -24.5894 |  |  |  |  | 0 | 0
11013 | NAV5CT | 1 | West | YES | -0.11522 | 80 | 18 | 80 | 0 | 1.029 | CC | -1 | 0.30737 | 80 | 80 |  |  |  |  | -0.30737 | -24.5894 |  |  |  |  | 0 | 0
11009 | NAV2CT | 1 | West | YES | -0.11522 | 71.4 | 18 | 71.4 | 0 | 1.029 | CC | -1 | 0.30737 | 71.4 | 71.4 |  |  |  |  | -0.30737 | -21.9461 |  |  |  |  | 0 | 0
11001 | NAV1CT | 1 | West | YES | -0.11522 | 70.4 | 18 | 70.4 | 0 | 1.029 | CC | -1 | 0.30737 | 70.4 | 70.4 |  |  |  |  | -0.30737 | -21.6387 |  |  |  |  | 0 | 0
13136 | CALFREST_6G | 6 | North | YES | -0.1153 | 177.5 | 40 | 177.5 | 0 | 1.031 | CC | -1 | 0.30745 | 177.5 | 177.5 |  |  | -20.4665 | 177.5 | -0.30745 | -54.5733 |  |  |  |  | 0 | 0
13135 | CALFREST_5G | 5 | North | YES | -0.1153 | 152.3 | 57 | 152.3 | 0 | 1.031 | CC | -1 | 0.30745 | 152.3 | 152.3 |  |  | -17.5608 | 152.3 | -0.30745 | -46.8254 |  |  |  |  | 0 | 0
13134 | CALFREST_4G | 4 | North | YES | -0.1153 | 151.5 | 40 | 151.5 | 0 | 1.031 | CC | -1 | 0.30745 | 151.5 | 151.5 |  |  | -17.4686 | 151.5 | -0.30745 | -46.5794 |  |  |  |  | 0 | 0
1328 | OCOTILLO_1G | 1 | West | YES | -0.11538 | 11.6 | 0 | 58 |  | 1.01 | Wind | -1 | 0.30753 | 0 | 58 |  |  |  |  | -0.30753 | 0 |  |  |  |  | 0 | 0
1333 | MCDDONAL_8 | 1 | West | YES | -0.11567 | 42.8 | 0 | 214.2 |  | 1.01 | Wind | -1 | 0.30782 | 0 | 214.2 |  |  |  |  | -0.30782 | 0 |  |  |  |  | 0 | 0
1327 | WILDHRSE_1G | 1 | West | YES | -0.11605 | 0 | 0 | 120 |  | 1 | Wind | -1 | 0.3082 | 0 | 120 |  |  |  |  | -0.3082 | 0 |  |  |  |  | 0 | 0
1360 | GUNSIGHT_8 | 1 | West | YES | -0.11611 | 0 | 0 | 120 |  | 1.01 | Wind | -1 | 0.30827 | 0 | 120 |  |  |  |  | -0.30827 | 0 |  |  |  |  | 0 | 0
5903 | SANMIGUELGEN | 1 | South | YES | 0.17433 | 396.3 | 180 | 396.3 | 0 | 1.0336 | LIGCO | 1 | 0.30848 | 0 | 396.3 | 69.0854 | 396.3 |  |  | 0.30848 | 122.2487 |  |  |  |  | 0 | 0
11320 | COYOTE_1G | 1 | West | YES | -0.11657 | 22.5 | 0 | 225 |  | 1 | Wind | -1 | 0.30872 | 0 | 225 |  |  |  |  | -0.30872 | 0 |  |  |  |  | 0 | 0
1045 | CALENG1G_1G | 1 | West | YES | -0.11658 | 73.4 | 27 | 73.4 | 0 | 1.014 | Cogen | -1 | 0.30874 | 0 | 0 |  |  |  |  | -0.30874 | 0 |  |  |  |  | 0 | 0
1046 | CALENG2G_2G | 2 | West | YES | -0.11658 | 73.4 | 27 | 73.4 | 0 | 1.014 | Cogen | -1 | 0.30874 | 0 | 0 |  |  |  |  | -0.30874 | 0 |  |  |  |  | 0 | 0
1047 | CALENG3G_3G | 3 | West | YES | -0.11658 | 70.4 | 27 | 70.4 | 0 | 1.014 | Cogen | -1 | 0.30874 | 0 | 0 |  |  |  |  | -0.30874 | 0 |  |  |  |  | 0 | 0
11309 | BULLCREK_2G | 1 | West | YES | -0.11668 | 20.9 | 0 | 180 |  | 1 | Wind | -1 | 0.30883 | 0 | 180 |  |  |  |  | -0.30883 | 0 |  |  |  |  | 0 | 0
11310 | BULLCREK_1G | 1 | West | YES | -0.11668 | 15.1 | 0 | 180 |  | 1 | Wind | -1 | 0.30883 | 0 | 180 |  |  |  |  | -0.30883 | 0 |  |  |  |  | 0 | 0
1058 | LONGSHORE_5 | 1 | West | YES | -0.1169 | 30 | 0 | 150 |  | 1.01 | Wind | -1 | 0.30905 | 0 | 150 |  |  |  |  | -0.30905 | 0 |  |  |  |  | 0 | 0
1058 | LONGSHORE_5 | 2 | West | YES | -0.1169 | 44 | 0 | 220 |  | 1.01 | Wind | -1 | 0.30905 | 0 | 220 |  |  |  |  | -0.30905 | 0 |  |  |  |  | 0 | 0
11065 | ELBOWCK_1G | 1 | West | YES | -0.1169 | 23.4 | 0 | 121.9 | 0 | 1 | Wind | -1 | 0.30905 | 0 | 121.9 |  |  |  |  | -0.30905 | 0 |  |  |  |  | 0 | 0
60058 | BUFF_GAP1A | 1 | West | YES | -0.11717 | 24 | 0 | 120 |  | 1 | Wind | -1 | 0.30932 | 0 | 120 |  |  |  |  | -0.30932 | 0 |  |  |  |  | 0 | 0
60060 | CIRELLO | 1 | West | YES | -0.11717 | 46.6 | 0 | 233 | 0 | 1 | Wind | -1 | 0.30932 | 0 | 233 |  |  |  |  | -0.30932 | 0 |  |  |  |  | 0 | 0
60063 | BUFF_GAP1B | 1 | West | YES | -0.11717 | 34 | 0 | 170.2 | 0 | 1.02 | Wind | -1 | 0.30932 | 0 | 170.2 |  |  |  |  | -0.30932 | 0 |  |  |  |  | 0 | 0
60066 | H_HOLLOW1A | 1 | West | YES | -0.11717 | 44.4 | 0 | 222 | 0 | 1.005 | Wind | -1 | 0.30932 | 0 | 222 |  |  |  |  | -0.30932 | 0 |  |  |  |  | 0 | 0
60068 | HHOLLOW21A | 1 | West | YES | -0.11717 | 36.8 | 0 | 184 | 0 | 1.025 | Wind | -1 | 0.30932 | 0 | 184 |  |  |  |  | -0.30932 | 0 |  |  |  |  | 0 | 0
60070 | HHOLLOW31A | 1 | West | YES | -0.11717 | 44.8 | 0 | 224 | 0 | 1.025 | Wind | -1 | 0.30932 | 0 | 224 |  |  |  |  | -0.30932 | 0 |  |  |  |  | 0 | 0
60072 | HHOLLOW41A | 1 | West | YES | -0.11717 | 23 | 0 | 115 | 0 | 1.025 | Wind | -1 | 0.30932 | 0 | 115 |  |  |  |  | -0.30932 | 0 |  |  |  |  | 0 | 0
1037 | MORGAN5G_5G | 5 | West | YES | -0.11719 | 109.6 | 40 | 137 | 0 | 1.029 | GST | -1 | 0.30934 | 137 | 137 |  |  |  |  | -0.30934 | -42.3796 |  |  |  |  | 0 | 0
1040 | MRGNBG_2G | B | West | YES | -0.11719 | 70 | 70 | 71 | 0 | 1.029 | GGT | -1 | 0.30934 | 71 | 71 |  |  |  |  | -0.30934 | -21.9631 |  |  |  |  | 0 | 0
1041 | MRGNCG_3G | C | West | YES | -0.11719 | 69 | 69 | 70 | 0 | 1.029 | GGT | -1 | 0.30934 | 70 | 70 |  |  |  |  | -0.30934 | -21.6538 |  |  |  |  | 0 | 0
1043 | MRGNEG_5G | E | West | YES | -0.11719 | 68 | 68 | 70 | 0 | 1.029 | GGT | -1 | 0.30934 | 70 | 70 |  |  |  |  | -0.30934 | -21.6538 |  |  |  |  | 0 | 0
1039 | MRGNAG_1G | A | West | YES | -0.11719 | 69 | 69 | 69 | 0 | 1.029 | GGT | -1 | 0.30934 | 69 | 69 |  |  |  |  | -0.30934 | -21.3445 |  |  |  |  | 0 | 0
1042 | MRGNDG_4G | D | West | YES | -0.11719 | 68 | 68 | 68 | 0 | 1.029 | GGT | -1 | 0.30934 | 68 | 68 |  |  |  |  | -0.30934 | -21.0351 |  |  |  |  | 0 | 0
1044 | MRGNFG_6G | F | West | YES | -0.11719 | 66 | 66 | 66 | 0 | 1.029 | GGT | -1 | 0.30934 | 66 | 66 |  |  |  |  | -0.30934 | -20.4164 |  |  |  |  | 0 | 0
6637 | SNYDERW1A | 1 | West | YES | -0.11733 | 12.6 | 0 | 63 | 0 | 1.025 | Wind | -1 | 0.30948 | 0 | 63 |  |  |  |  | -0.30948 | 0 |  |  |  |  | 0 | 0
1068 | SCURRYCW_1G | 1 | West | YES | -0.11744 | 28.2 | 1.3 | 141 | 0 | 1.0217 | Wind | -1 | 0.30959 | 0 | 141 |  |  |  |  | -0.30959 | 0 |  |  |  |  | 0 | 0
1073 | SCURRYCW_2G | 2 | West | YES | -0.11744 | 24 | 0 | 120 | 0 | 1.0217 | Wind | -1 | 0.30959 | 0 | 120 |  |  |  |  | -0.30959 | 0 |  |  |  |  | 0 | 0
1061 | CIELOGEN_1G | 1 | West | YES | -0.11746 | 19.8 | 0 | 99 |  | 1 | Wind | -1 | 0.30961 | 0 | 99 |  |  |  |  | -0.30961 | 0 |  |  |  |  | 0 | 0
1062 | CIELOGEN_2G | 1 | West | YES | -0.11746 | 12.2 | 0 | 61 |  | 1 | Wind | -1 | 0.30961 | 0 | 61 |  |  |  |  | -0.30961 | 0 |  |  |  |  | 0 | 0
1069 | KINDERMG_1G | 1 | West | YES | -0.11746 | 25 | 5 | 25 | 0 | 1.017 | Cogen | -1 | 0.30961 | 0 | 0 |  |  |  |  | -0.30961 | 0 |  |  |  |  | 0 | 0
1070 | KINDERMG_2G | 1 | West | YES | -0.11746 | 45.7 | 12 | 45.7 | 0 | 1.017 | Cogen | -1 | 0.30961 | 0 | 0 |  |  |  |  | -0.30961 | 0 |  |  |  |  | 0 | 0
1071 | KINDERMG_3G | 1 | West | YES | -0.11746 | 45.7 | 12 | 45.7 | 0 | 1.017 | Cogen | -1 | 0.30961 | 0 | 0 |  |  |  |  | -0.30961 | 0 |  |  |  |  | 0 | 0
36998 | RDCNYNG1 | 1 | West | YES | -0.11779 | 16.8 | 0 | 84 |  | 1.01 | Wind | -1 | 0.30994 | 0 | 84 |  |  |  |  | -0.30994 | 0 |  |  |  |  | 0 | 0
1343 | TRENTIPP_8 | 1 | West | YES | -0.11854 | 30 | 0 | 150 |  | 1.014 | Wind | -1 | 0.31069 | 0 | 150 |  |  |  |  | -0.31069 | 0 |  |  |  |  | 0 | 0
1354 | AEPWIND_8 | 1 | West | YES | -0.11854 | 20.2 | 0 | 101 |  | 1 | Wind | -1 | 0.31069 | 0 | 101 |  |  |  |  | -0.31069 | 0 |  |  |  |  | 0 | 0
71051 | L_BITTCR1_1N | W1 | West | YES | -0.11876 | 7.5 | 0 | 37.5 |  | 1.02 | Wind | -1 | 0.31091 | 0 | 37.5 |  |  |  |  | -0.31091 | 0 |  |  |  |  | 0 | 0
71054 | L_SWEETW1_1N | W1 | West | YES | -0.11876 | 21.5 | 0 | 107.5 |  | 1.02 | Wind | -1 | 0.31091 | 0 | 107.5 |  |  |  |  | -0.31091 | 0 |  |  |  |  | 0 | 0
71057 | L_SWEETW1_2N | W1 | West | YES | -0.11876 | 27 | 0 | 135 |  | 1.02 | Wind | -1 | 0.31091 | 0 | 135 |  |  |  |  | -0.31091 | 0 |  |  |  |  | 0 | 0
71059 | L_SWEETW1_3N | W1 | West | YES | -0.11876 | 23.8 | 0 | 119 | 0 | 1.02 | Wind | -1 | 0.31091 | 0 | 119 |  |  |  |  | -0.31091 | 0 |  |  |  |  | 0 | 0
71060 | L_SWEETW1_4N | W1 | West | YES | -0.11876 | 21 | 0 | 105 | 0 | 1.02 | Wind | -1 | 0.31091 | 0 | 105 |  |  |  |  | -0.31091 | 0 |  |  |  |  | 0 | 0
71061 | L_SWEETW1_5N | W1 | West | YES | -0.11876 | 16.1 | 0 | 80.5 | 0 | 1.02 | Wind | -1 | 0.31091 | 0 | 80.5 |  |  |  |  | -0.31091 | 0 |  |  |  |  | 0 | 0
11056 | ROSCOE_1G | 1 | West | YES | -0.11876 | 41.8 | 0 | 209 |  | 1 | Wind | -1 | 0.31091 | 0 | 209 |  |  |  |  | -0.31091 | 0 |  |  |  |  | 0 | 0
11057 | CHAMPION_1G | 1 | West | YES | -0.11876 | 25.3 | 0 | 126.5 |  | 1 | Wind | -1 | 0.31091 | 0 | 126.5 |  |  |  |  | -0.31091 | 0 |  |  |  |  | 0 | 0
11058 | PYRON_1G | 1 | West | YES | -0.11876 | 49.8 | 0 | 249 |  | 1 | Wind | -1 | 0.31091 | 0 | 249 |  |  |  |  | -0.31091 | 0 |  |  |  |  | 0 | 0
11059 | INADALE_1G | 1 | West | YES | -0.11876 | 39.4 | 0 | 197 |  | 1 | Wind | -1 | 0.31091 | 0 | 197 |  |  |  |  | -0.31091 | 0 |  |  |  |  | 0 | 0
6144 | MCADOO1A | 1 | West | YES | -0.11923 | 15 | 0 | 150 | 0 | 1.025 | Wind | -1 | 0.31138 | 0 | 150 |  |  |  |  | -0.31138 | 0 |  |  |  |  | 0 | 0
6407 | TURKTRAK1A | 1 | West | YES | -0.11939 | 33.9 | 0 | 169.5 | 0 | 1.025 | Wind | -1 | 0.31154 | 0 | 169.5 |  |  |  |  | -0.31154 | 0 |  |  |  |  | 0 | 0
1417 | SWETWATR_2G | 2 | West | YES | -0.1195 | 72 | 36 | 72 | 0 | 1.026 | CC | -1 | 0.31165 | 72 | 72 |  |  |  |  | -0.31165 | -22.4389 |  |  |  |  | 0 | 0
1418 | SWETWATR_3G | 3 | West | YES | -0.1195 | 68 | 36 | 68 | 0 | 1.026 | CC | -1 | 0.31165 | 68 | 68 |  |  |  |  | -0.31165 | -21.1923 |  |  |  |  | 0 | 0
1419 | SWETWATR_4G | 4 | West | YES | -0.1195 | 61 | 36 | 61 | 0 | 1.026 | CC | -1 | 0.31165 | 61 | 61 |  |  |  |  | -0.31165 | -19.0108 |  |  |  |  | 0 | 0
1416 | SWETWATR_1G | 1 | West | YES | -0.1195 | 30 | 18 | 30 | 0 | 1.026 | CC | -1 | 0.31165 | 30 | 30 |  |  |  |  | -0.31165 | -9.3496 |  |  |  |  | 0 | 0
8189 | CUECPL2A | 1 | South | YES | 0.17807 | 12 | 0 | 12 | 0 | 1.02 | Cogen | 1 | 0.31221 | 0 | 0 | 0 | 0 |  |  | 0.31221 | 0 |  |  |  |  | 0 | 0
60081 | WHRLWIND1A | 1 | West | YES | -0.1209 | 12 | 0 | 60 | 0 | 1.03 | Wind | -1 | 0.31305 | 0 | 60 |  |  |  |  | -0.31305 | 0 |  |  |  |  | 0 | 0
3108 | STRYKER_2G | 2 | North | YES | -0.12129 | 484 | 75 | 484 | 0 | 1.029 | GST | -1 | 0.31344 | 484 | 484 |  |  | -58.7019 | 484 | -0.31344 | -151.703 |  |  |  |  | 0 | 0
3107 | STRYKER_1G | 1 | North | YES | -0.12129 | 145.6 | 45 | 182 | 0 | 1.029 | GST | -1 | 0.31344 | 182 | 182 |  |  | -22.0739 | 182 | -0.31344 | -57.0453 |  |  |  |  | 0 | 0
3309 | ASPN_G | 1 | North | YES | -0.12177 | 50 | 0 | 50 |  | 1 | Bio | -1 | 0.31392 | 50 | 50 |  |  | -6.0883 | 50 | -0.31392 | -15.6958 |  |  |  |  | 0 | 0
3348 | CHAMPION_1G | MB | North | YES | -0.12183 | 0 | 42 | 42 |  | 1 | Cogen | -1 | 0.31398 | 0 | 0 |  |  | 0 | 0 | -0.31398 | 0 |  |  |  |  | 0 | 0
13119 | TGATEWAY_4G | 4 | North | YES | -0.12261 | 399 | 65 | 399 | 0 | 1.0232 | CC | -1 | 0.31476 | 399 | 399 |  |  | -48.9222 | 399 | -0.31476 | -125.5904 |  |  |  |  | 0 | 0
13116 | TGATEWAY_1G | 1 | North | YES | -0.12261 | 151 | 30 | 151 | 0 | 1.0232 | CC | -1 | 0.31476 | 151 | 151 |  |  | -18.5144 | 151 | -0.31476 | -47.5292 |  |  |  |  | 0 | 0
13118 | TGATEWAY_3G | 3 | North | YES | -0.12261 | 148 | 30 | 148 | 0 | 1.0232 | CC | -1 | 0.31476 | 148 | 148 |  |  | -18.1466 | 148 | -0.31476 | -46.5849 |  |  |  |  | 0 | 0
13117 | TGATEWAY_2G | 2 | North | YES | -0.12261 | 130 | 30 | 130 | 0 | 1.0232 | CC | -1 | 0.31476 | 130 | 130 |  |  | -15.9396 | 130 | -0.31476 | -40.9192 |  |  |  |  | 0 | 0
1437 | MESQUITW_1G | 1 | North | YES | -0.12283 | 40 | 0 | 400 | 0 | 1.023 | Wind | -1 | 0.31499 | 0 | 400 |  |  | 0 | 0 | -0.31499 | 0 |  |  |  |  | 0 | 0
1438 | MESQUITW_2G | 1 | North | YES | -0.12284 | 23.6 | 0 | 236 |  | 1.017 | Wind | -1 | 0.31499 | 0 | 236 |  |  | 0 | 0 | -0.31499 | 0 |  |  |  |  | 0 | 0
3097 | MARTLAKE_1G | 1 | North | YES | -0.12326 | 790 | 500 | 790 | 0 | 1.017 | LIGCO | -1 | 0.31541 | 0 | 790 |  |  | 0 | 0 | -0.31541 | 0 |  |  |  |  | 0 | 0
3098 | MARTLAKE_2G | 2 | North | YES | -0.12326 | 795 | 461 | 795 | 0 | 1.017 | LIGCO | -1 | 0.31541 | 0 | 795 |  |  | 0 | 0 | -0.31541 | 0 |  |  |  |  | 0 | 0
3099 | MARTLAKE_3G | 3 | North | YES | -0.12326 | 804 | 500 | 804 | 0 | 1.017 | LIGCO | -1 | 0.31541 | 0 | 804 |  |  | 0 | 0 | -0.31541 | 0 |  |  |  |  | 0 | 0
5401 | CALAVER_JKS1 | 1 | South | YES | 0.18166 | 562 | 100 | 562 | 0 | 1.026 | LIGCO | 1 | 0.31581 | 0 | 562 | 102.0918 | 562 |  |  | 0.31581 | 177.4836 |  |  |  |  | 0 | 0
5268 | LEON_LCPCT3 | 3 | South | YES | 0.18187 | 43 | 24 | 43 | 0 | 1.0197 | GGT | 1 | 0.31602 | 43 | 43 | 7.8205 | 43 |  |  | 0.31602 | 13.5889 |  |  |  |  | 0 | 0
5266 | LEON_LCPCT1 | 1 | South | YES | 0.18187 | 44 | 24 | 44 | 0 | 1.0197 | GGT | 1 | 0.31602 | 44 | 44 | 8.0023 | 44 |  |  | 0.31602 | 13.9049 |  |  |  |  | 0 | 0
5267 | LEON_LCPCT2 | 2 | South | YES | 0.18187 | 44 | 24 | 44 | 0 | 1.0197 | GGT | 1 | 0.31602 | 44 | 44 | 8.0023 | 44 |  |  | 0.31602 | 13.9049 |  |  |  |  | 0 | 0
5269 | LEON_LCPCT4 | 4 | South | YES | 0.18187 | 45 | 24 | 45 | 0 | 1.0197 | GGT | 1 | 0.31602 | 45 | 45 | 8.1842 | 45 |  |  | 0.31602 | 14.2209 |  |  |  |  | 0 | 0
5264 | LEON_LCP3G3 | 3 | South | YES | 0.18187 | 0 | 20 | 58 |  | 1.0197 | GST | 1 | 0.31602 | 58 | 58 | 10.5485 | 58 |  |  | 0.31602 | 18.3292 |  |  |  |  | 0 | 0
5265 | LEON_LCP4G4 | 4 | South | YES | 0.18187 | 89 | 25 | 89 | 0 | 1.0197 | GST | 1 | 0.31602 | 89 | 89 | 16.1865 | 89 |  |  | 0.31602 | 28.1258 |  |  |  |  | 0 | 0
7031 | L_MARSFO1G1Y | 1 | South | YES | 0.18194 | 0 | 0 | 36 |  | 1 | Hydro | 1 | 0.31609 | 0 | 0 | 0 | 0 |  |  | 0.31609 | 0 |  |  |  |  | 0 | 0
7032 | L_MARSFO1G2Y | 2 | South | YES | 0.18194 | 0 | 0 | 35 |  | 1 | Hydro | 1 | 0.31609 | 0 | 0 | 0 | 0 |  |  | 0.31609 | 0 |  |  |  |  | 0 | 0
7033 | L_MARSFO1G3Y | 3 | South | YES | 0.18194 | 0 | 0 | 36 |  | 1 | Hydro | 1 | 0.31609 | 0 | 0 | 0 | 0 |  |  | 0.31609 | 0 |  |  |  |  | 0 | 0
1442 | COKFIELD_5 | 1 | North | YES | -0.12412 | 16.5 | 0 | 165 |  | 1.029 | Wind | -1 | 0.31627 | 0 | 165 |  |  | 0 | 0 | -0.31627 | 0 |  |  |  |  | 0 | 0
5476 | BRA_AVR1_CT1 | 1 | South | YES | 0.18247 | 155 | 90 | 155 | 0 | 1.025 | CC | 1 | 0.31662 | 155 | 155 | 28.283 | 155 |  |  | 0.31662 | 49.0761 |  |  |  |  | 0 | 0
5478 | BRA_AVR1_CT2 | 1 | South | YES | 0.18247 | 155 | 90 | 155 | 0 | 1.025 | CC | 1 | 0.31662 | 155 | 155 | 28.283 | 155 |  |  | 0.31662 | 49.0761 |  |  |  |  | 0 | 0
5477 | BRA_AVR1_ST | 1 | South | YES | 0.18247 | 174 | 138 | 174 | 0 | 1.025 | CC | 1 | 0.31662 | 174 | 174 | 31.75 | 174 |  |  | 0.31662 | 55.0919 |  |  |  |  | 0 | 0
5028 | BRAUNIG_VHB3 | 3 | South | YES | 0.1831 | 407 | 60 | 407 | 0 | 1.0138 | GST | 1 | 0.31725 | 407 | 407 | 74.5221 | 407 |  |  | 0.31725 | 129.1208 |  |  |  |  | 0 | 0
6100 | OKLA7A | EQ | West | YES | -0.1251 | 50 | -220 | 220 | 0 | 1.035 | DCTie | -1 | 0.31726 | 0 | 0 |  |  |  |  | -0.31726 | 0 |  |  |  |  | 0 | 0
6752 | OKLA0A | 1 | West | YES | -0.1251 | 649.7 | 175 | 649.7 | 0 | 1.035 | LIGCO | -1 | 0.31726 | 0 | 649.7 |  |  |  |  | -0.31726 | 0 |  |  |  |  | 0 | 0
5026 | BRAUNIG_VHB1 | 1 | South | YES | 0.18318 | 215 | 40 | 215 | 0 | 1.0192 | GST | 1 | 0.31733 | 215 | 215 | 39.3841 | 215 |  |  | 0.31733 | 68.2262 |  |  |  |  | 0 | 0
5027 | BRAUNIG_VHB2 | 2 | South | YES | 0.18318 | 216 | 40 | 216 | 0 | 1.0192 | GST | 1 | 0.31733 | 216 | 216 | 39.5673 | 216 |  |  | 0.31733 | 68.5435 |  |  |  |  | 0 | 0
5397 | CALAVER_OWS2 | 2 | South | YES | 0.18341 | 400 | 80 | 400 | 0 | 1.0192 | GST | 1 | 0.31756 | 400 | 400 | 73.366 | 400 |  |  | 0.31756 | 127.0256 |  |  |  |  | 0 | 0
5396 | CALAVER_OWS1 | 1 | South | YES | 0.18341 | 418 | 80 | 418 | 0 | 1.0192 | GST | 1 | 0.31756 | 418 | 418 | 76.6675 | 418 |  |  | 0.31756 | 132.7418 |  |  |  |  | 0 | 0
5111 | CALAVER_JTD1 | 1 | South | YES | 0.18367 | 430 | 80 | 430 | 0 | 1.0138 | LIGCO | 1 | 0.31782 | 0 | 430 | 78.979 | 430 |  |  | 0.31782 | 136.6631 |  |  |  |  | 0 | 0
5112 | CALAVER_JTD2 | 2 | South | YES | 0.18367 | 430 | 80 | 430 | 0 | 1.0138 | LIGCO | 1 | 0.31782 | 0 | 430 | 78.979 | 430 |  |  | 0.31782 | 136.6631 |  |  |  |  | 0 | 0
5436 | TUTTL_WBT1G1 | 1 | South | YES | 0.18447 | 48.8 | 20 | 61 | 0 | 1.012 | GST | 1 | 0.31862 | 61 | 61 | 11.2527 | 61 |  |  | 0.31862 | 19.4358 |  |  |  |  | 0 | 0
5438 | TUTTL_WBT3G3 | 3 | South | YES | 0.18447 | 95 | 25 | 95 | 0 | 1.012 | GST | 1 | 0.31862 | 95 | 95 | 17.5247 | 95 |  |  | 0.31862 | 30.2689 |  |  |  |  | 0 | 0
5439 | TUTTL_WBT4G4 | 4 | South | YES | 0.18447 | 151 | 40 | 151 | 0 | 1.012 | GST | 1 | 0.31862 | 151 | 151 | 27.8551 | 151 |  |  | 0.31862 | 48.1116 |  |  |  |  | 0 | 0
1432 | GRHAMSES_2G | 2 | North | YES | -0.12818 | 294.9 | 90 | 366 | 0 | 1.014 | GST | -1 | 0.32033 | 366 | 366 |  |  | -46.9131 | 366 | -0.32033 | -117.2404 |  |  |  |  | 0 | 0
12424 | FPLEFR2S_G | 4 | North | YES | -0.12823 | 415 | 191 | 415 | 0 | 1 | CC | -1 | 0.32039 | 415 | 415 |  |  | -53.2175 | 415 | -0.32039 | -132.9602 |  |  |  |  | 0 | 0
12414 | FPLEFR1S_G | 4 | North | YES | -0.12823 | 414 | 191 | 414 | 0 | 1 | CC | -1 | 0.32039 | 414 | 414 |  |  | -53.0893 | 414 | -0.32039 | -132.6398 |  |  |  |  | 0 | 0
12412 | FPLEFR1B_G | 2 | North | YES | -0.12823 | 164 | 72 | 164 | 0 | 1 | CC | -1 | 0.32039 | 164 | 164 |  |  | -21.0305 | 164 | -0.32039 | -52.5433 |  |  |  |  | 0 | 0
12413 | FPLEFR1C_G | 3 | North | YES | -0.12823 | 164 | 72 | 164 | 0 | 1 | CC | -1 | 0.32039 | 164 | 164 |  |  | -21.0305 | 164 | -0.32039 | -52.5433 |  |  |  |  | 0 | 0
12423 | FPLEFR2C_G | 3 | North | YES | -0.12823 | 163 | 72 | 163 | 0 | 1 | CC | -1 | 0.32039 | 163 | 163 |  |  | -20.9023 | 163 | -0.32039 | -52.2229 |  |  |  |  | 0 | 0
12421 | FPLEFR2A_G | 1 | North | YES | -0.12823 | 162 | 72 | 162 | 0 | 1 | CC | -1 | 0.32039 | 162 | 162 |  |  | -20.7741 | 162 | -0.32039 | -51.9025 |  |  |  |  | 0 | 0
12411 | FPLEFR1A_G | 1 | North | YES | -0.12823 | 161 | 72 | 161 | 0 | 1 | CC | -1 | 0.32039 | 161 | 161 |  |  | -20.6458 | 161 | -0.32039 | -51.5821 |  |  |  |  | 0 | 0
12422 | FPLEFR2B_G | 2 | North | YES | -0.12823 | 161 | 72 | 161 | 0 | 1 | CC | -1 | 0.32039 | 161 | 161 |  |  | -20.6458 | 161 | -0.32039 | -51.5821 |  |  |  |  | 0 | 0
1479 | WFCOGEN_1G | 1 | North | YES | -0.12835 | 16 | 12 | 20 | 0 | 1 | Cogen | -1 | 0.3205 | 0 | 0 |  |  | 0 | 0 | -0.3205 | 0 |  |  |  |  | 0 | 0
1479 | WFCOGEN_1G | 2 | North | YES | -0.12835 | 16 | 12 | 20 | 0 | 1 | Cogen | -1 | 0.3205 | 0 | 0 |  |  | 0 | 0 | -0.3205 | 0 |  |  |  |  | 0 | 0
1482 | WFCOGEN_2G | 2 | North | YES | -0.12835 | 13.6 | 12 | 17 | 0 | 1 | Cogen | -1 | 0.3205 | 0 | 0 |  |  | 0 | 0 | -0.3205 | 0 |  |  |  |  | 0 | 0
1482 | WFCOGEN_2G | 1 | North | YES | -0.12835 | 16 | 12 | 20 | 0 | 1 | Cogen | -1 | 0.3205 | 0 | 0 |  |  | 0 | 0 | -0.3205 | 0 |  |  |  |  | 0 | 0
1433 | GRHAMSES_1G | 1 | North | YES | -0.12851 | 242 | 60 | 242 | 0 | 1.038 | GST | -1 | 0.32066 | 242 | 242 |  |  | -31.0982 | 242 | -0.32066 | -77.5987 |  |  |  |  | 0 | 0
3126 | TRINIDAD_6G | 1 | North | YES | -0.12904 | 179.2 | 46 | 224 | 0 | 1 | GST | -1 | 0.32119 | 224 | 224 |  |  | -28.9043 | 224 | -0.32119 | -71.9461 |  |  |  |  | 0 | 0
2452 | LKHB2_G | 2 | North | YES | -0.12924 | 516 | 80 | 516 | 0 | 1.022 | GST | -1 | 0.32139 | 516 | 516 |  |  | -66.6889 | 516 | -0.32139 | -165.8388 |  |  |  |  | 0 | 0
2451 | LKHB1_G | 1 | North | YES | -0.12924 | 0 | 80 | 391 |  | 1.022 | GST | -1 | 0.32139 | 391 | 391 |  |  | -50.5336 | 391 | -0.32139 | -125.6647 |  |  |  |  | 0 | 0
12440 | PARKD_1SVC8 | 1 | North | YES | -0.12947 | 0 | 0 | 0 | 0 | 1.007 | GST | -1 | 0.32162 | 0 | 0 |  |  | 0 | 0 | -0.32162 | 0 |  |  |  |  | 0 | 0
12449 | PARKD_2SVC8 | 1 | North | YES | -0.12947 | 0 | 0 | 0 | 0 | 1.007 | GST | -1 | 0.32162 | 0 | 0 |  |  | 0 | 0 | -0.32162 | 0 |  |  |  |  | 0 | 0
948 | STEAM1 | 1 | North | YES | -0.12951 | 0 | 12 | 20 |  | 1.02 | GST | -1 | 0.32166 | 20 | 20 |  |  | -2.5902 | 20 | -0.32166 | -6.4332 |  |  |  |  | 0 | 0
950 | STEAM3 | 1 | North | YES | -0.12951 | 41 | 13 | 42 | 0 | 1.02 | GST | -1 | 0.32166 | 42 | 42 |  |  | -5.4394 | 42 | -0.32166 | -13.5097 |  |  |  |  | 0 | 0
949 | STEAM2 | 1 | North | YES | -0.12951 | 26 | 8 | 26 | 0 | 0.99 | GST | -1 | 0.32166 | 26 | 26 |  |  | -3.3672 | 26 | -0.32166 | -8.3632 |  |  |  |  | 0 | 0
844 | OLINGER_G3 | 1 | North | YES | -0.12972 | 103.9 | 45 | 150 | 0 | 1.03 | GST | -1 | 0.32187 | 150 | 150 |  |  | -19.4579 | 150 | -0.32187 | -48.2805 |  |  |  |  | 0 | 0
843 | OLINGER_G2 | 1 | North | YES | -0.12972 | 76.2 | 25 | 110 | 0 | 1.03 | GST | -1 | 0.32187 | 110 | 110 |  |  | -14.2691 | 110 | -0.32187 | -35.4057 |  |  |  |  | 0 | 0
842 | OLINGER_G1 | 1 | North | YES | -0.12972 | 55.4 | 20 | 79 | 0 | 1.03 | GST | -1 | 0.32187 | 79 | 79 |  |  | -10.2478 | 79 | -0.32187 | -25.4277 |  |  |  |  | 0 | 0
845 | OLINGER_G4 | 1 | North | YES | -0.12972 | 51.9 | 0 | 76 | 0 | 1.03 | GGT | -1 | 0.32187 | 76 | 76 |  |  | -9.8586 | 76 | -0.32187 | -24.4621 |  |  |  |  | 0 | 0
837 | NEWMAN_G5 | 1 | North | YES | -0.12973 | 0 | 15 | 40 |  | 1.01 | GST | -1 | 0.32188 | 40 | 40 |  |  | -5.1892 | 40 | -0.32188 | -12.8753 |  |  |  |  | 0 | 0
1701 | MOSES_1G | 1 | North | YES | -0.12986 | 558 | 175 | 558 | 0 | 1.023 | LIGCO | -1 | 0.32201 | 0 | 558 |  |  | 0 | 0 | -0.32201 | 0 |  |  |  |  | 0 | 0
1702 | MOSES_2G | 2 | North | YES | -0.12986 | 579 | 175 | 579 | 0 | 1.023 | LIGCO | -1 | 0.32201 | 0 | 579 |  |  | 0 | 0 | -0.32201 | 0 |  |  |  |  | 0 | 0
1703 | MOSES_3G | 3 | North | YES | -0.12986 | 808 | 463 | 808 | 0 | 1.023 | LIGCO | -1 | 0.32201 | 0 | 808 |  |  | 0 | 0 | -0.32201 | 0 |  |  |  |  | 0 | 0
5925 | DCEAST | EQ | North | YES | -0.12986 | 400.3 | -600 | 600 | 0 | 1.025 | DCTie | -1 | 0.32201 | 0 | 0 |  |  | 0 | 0 | -0.32201 | 0 |  |  |  |  | 0 | 0
1675 | PEC_1G | 1 | North | YES | -0.12996 | 76.7 | 35 | 76.7 | 0 | 1.022 | Cogen | -1 | 0.32211 | 0 | 0 |  |  | 0 | 0 | -0.32211 | 0 |  |  |  |  | 0 | 0
1676 | PEC_2G | 2 | North | YES | -0.12996 | 79.6 | 35 | 79.6 | 0 | 1.022 | Cogen | -1 | 0.32211 | 0 | 0 |  |  | 0 | 0 | -0.32211 | 0 |  |  |  |  | 0 | 0
1677 | PEC_3G | 3 | North | YES | -0.12996 | 88.4 | 35 | 88.4 | 0 | 1.022 | Cogen | -1 | 0.32211 | 0 | 0 |  |  | 0 | 0 | -0.32211 | 0 |  |  |  |  | 0 | 0
1683 | LAMARPWR_6G | 6 | North | YES | -0.13007 | 198 | 129.1 | 198 | 0 | 1.038 | CC | -1 | 0.32222 | 198 | 198 |  |  | -25.7537 | 198 | -0.32222 | -63.7996 |  |  |  |  | 0 | 0
1680 | LAMARPWR_3G | 3 | North | YES | -0.13007 | 196 | 129.1 | 196 | 0 | 1.038 | CC | -1 | 0.32222 | 196 | 196 |  |  | -25.4935 | 196 | -0.32222 | -63.1551 |  |  |  |  | 0 | 0
1678 | LAMARPWR_1G | 1 | North | YES | -0.13007 | 160 | 67.7 | 160 | 0 | 1.038 | CC | -1 | 0.32222 | 160 | 160 |  |  | -20.811 | 160 | -0.32222 | -51.5552 |  |  |  |  | 0 | 0
1682 | LAMARPWR_5G | 5 | North | YES | -0.13007 | 157 | 67.7 | 157 | 0 | 1.038 | CC | -1 | 0.32222 | 157 | 157 |  |  | -20.4208 | 157 | -0.32222 | -50.5885 |  |  |  |  | 0 | 0
1679 | LAMARPWR_2G | 2 | North | YES | -0.13007 | 156 | 67.7 | 156 | 0 | 1.038 | CC | -1 | 0.32222 | 156 | 156 |  |  | -20.2908 | 156 | -0.32222 | -50.2663 |  |  |  |  | 0 | 0
1681 | LAMARPWR_4G | 4 | North | YES | -0.13007 | 156 | 67.7 | 156 | 0 | 1.038 | CC | -1 | 0.32222 | 156 | 156 |  |  | -20.2908 | 156 | -0.32222 | -50.2663 |  |  |  |  | 0 | 0
7624 | L_LAKEWO9_1Y | 1 | South | YES | 0.18817 | 0 | 0 | 2.4 |  | 1 | Hydro | 1 | 0.32232 | 0 | 0 | 0 | 0 |  |  | 0.32232 | 0 |  |  |  |  | 0 | 0
7624 | L_LAKEWO9_1Y | 2 | South | YES | 0.18817 | 0 | 0 | 2.4 |  | 1 | Hydro | 1 | 0.32232 | 0 | 0 | 0 | 0 |  |  | 0.32232 | 0 |  |  |  |  | 0 | 0
1689 | VALLEY_3G | 3 | North | YES | -0.1302 | 0 | 25 | 375 |  | 1.003 | GST | -1 | 0.32235 | 375 | 375 |  |  | -48.8239 | 375 | -0.32235 | -120.8805 |  |  |  |  | 0 | 0
11693 | KMICHIST3_G | 3 | North | YES | -0.1302 | 312 | 60 | 312 | 0 | 1.026 | CC | -1 | 0.32235 | 312 | 312 |  |  | -40.6215 | 312 | -0.32235 | -100.5726 |  |  |  |  | 0 | 0
11696 | KMICHIST6_G | 6 | North | YES | -0.1302 | 310 | 60 | 310 | 0 | 1.026 | CC | -1 | 0.32235 | 310 | 310 |  |  | -40.3611 | 310 | -0.32235 | -99.9279 |  |  |  |  | 0 | 0
11695 | KMICHICT5_G | 5 | North | YES | -0.1302 | 148 | 80 | 148 | 0 | 1.026 | CC | -1 | 0.32235 | 148 | 148 |  |  | -19.2692 | 148 | -0.32235 | -47.7075 |  |  |  |  | 0 | 0
11692 | KMICHICT2_G | 2 | North | YES | -0.1302 | 146 | 80 | 146 | 0 | 1.026 | CC | -1 | 0.32235 | 146 | 146 |  |  | -19.0088 | 146 | -0.32235 | -47.0628 |  |  |  |  | 0 | 0
11691 | KMICHICT1_G | 1 | North | YES | -0.1302 | 144 | 80 | 144 | 0 | 1.026 | CC | -1 | 0.32235 | 144 | 144 |  |  | -18.7484 | 144 | -0.32235 | -46.4181 |  |  |  |  | 0 | 0
11694 | KMICHICT4_G | 4 | North | YES | -0.1302 | 144 | 80 | 144 | 0 | 1.026 | CC | -1 | 0.32235 | 144 | 144 |  |  | -18.7484 | 144 | -0.32235 | -46.4181 |  |  |  |  | 0 | 0
1688 | VALLEY_2G | 2 | North | YES | -0.13038 | 527 | 90 | 527 | 0 | 1.029 | GSC | -1 | 0.32253 | 527 | 527 |  |  | -68.7092 | 527 | -0.32253 | -169.9728 |  |  |  |  | 0 | 0
1687 | VALLEY_1G | 1 | North | YES | -0.13038 | 136 | 15 | 170 | 0 | 1.029 | GST | -1 | 0.32253 | 170 | 170 |  |  | -22.1643 | 170 | -0.32253 | -54.8299 |  |  |  |  | 0 | 0
6948 | DENISNDM | 1 | North | YES | -0.13054 | 40 | 5 | 40 |  | 1.015 | Hydro | -1 | 0.32269 | 0 | 0 |  |  | 0 | 0 | -0.32269 | 0 |  |  |  |  | 0 | 0
6948 | DENISNDM | 2 | North | YES | -0.13054 | 31 | 5 | 40 |  | 1.015 | Hydro | -1 | 0.32269 | 0 | 0 |  |  | 0 | 0 | -0.32269 | 0 |  |  |  |  | 0 | 0
2371 | COLLIN_1G | MB | North | YES | -0.13135 | 0 | 40 | 138 |  | 1.022 | GST | -1 | 0.32351 | 0 | 0 |  |  | 0 | 0 | -0.32351 | 0 |  |  |  |  | 0 | 0
1455 | WCPWRCO_3G | 3 | North | YES | -0.13159 | 242 | 50 | 242 |  | 1.02 | CC | -1 | 0.32374 | 242 | 242 |  |  | -31.845 | 242 | -0.32374 | -78.3456 |  |  |  |  | 0 | 0
1453 | WCPWRCO_1G | 1 | North | YES | -0.13159 | 204 | 50 | 204 | 0 | 1.02 | CC | -1 | 0.32374 | 204 | 204 |  |  | -26.8446 | 204 | -0.32374 | -66.0434 |  |  |  |  | 0 | 0
1454 | WCPWRCO_2G | 2 | North | YES | -0.13159 | 204 | 50 | 204 | 0 | 1.02 | CC | -1 | 0.32374 | 204 | 204 |  |  | -26.8446 | 204 | -0.32374 | -66.0434 |  |  |  |  | 0 | 0
1600 | BARTNWND_1G | 1 | North | YES | -0.13174 | 12 | 0 | 120 | 0 | 1.022 | Wind | -1 | 0.32389 | 0 | 120 |  |  | 0 | 0 | -0.32389 | 0 |  |  |  |  | 0 | 0
2417 | MTCK8_G | 8 | North | YES | -0.13175 | 444.8 | 60 | 556 | 0 | 1.022 | GSC | -1 | 0.3239 | 556 | 556 |  |  | -73.2541 | 556 | -0.3239 | -180.0901 |  |  |  |  | 0 | 0
2413 | MTCK6_G | 6 | North | YES | -0.13175 | 0 | 30 | 118 |  | 1.022 | GST | -1 | 0.3239 | 118 | 118 |  |  | -15.5467 | 118 | -0.3239 | -38.2206 |  |  |  |  | 0 | 0
2414 | MTCK7_G | 7 | North | YES | -0.13175 | 0 | 30 | 115 |  | 1.022 | GST | -1 | 0.3239 | 115 | 115 |  |  | -15.1515 | 115 | -0.3239 | -37.2488 |  |  |  |  | 0 | 0
344 | MRSSHPRD | 1 | North | YES | -0.13177 | 0 | 0 | 12 |  | 1.03 | Hydro | -1 | 0.32392 | 0 | 0 |  |  | 0 | 0 | -0.32392 | 0 |  |  |  |  | 0 | 0
345 | MRSSHPRD01 | 2 | North | YES | -0.13177 | 0 | 0 | 12 |  | 1.03 | Hydro | -1 | 0.32392 | 0 | 0 |  |  | 0 | 0 | -0.32392 | 0 |  |  |  |  | 0 | 0
7801 | L_GUADGE1_2Y | 2 | South | YES | 0.19002 | 138 | 30 | 138 | 0 | 1.02 | CC | 1 | 0.32417 | 138 | 138 | 26.2228 | 138 |  |  | 0.32417 | 44.7353 |  |  |  |  | 0 | 0
7802 | L_GUADGE1_3Y | 3 | South | YES | 0.19002 | 146 | 30 | 146 | 0 | 1.02 | CC | 1 | 0.32417 | 146 | 146 | 27.7429 | 146 |  |  | 0.32417 | 47.3287 |  |  |  |  | 0 | 0
7800 | L_GUADGE1_1Y | 1 | South | YES | 0.19002 | 147 | 30 | 147 | 0 | 1.02 | CC | 1 | 0.32417 | 147 | 147 | 27.9329 | 147 |  |  | 0.32417 | 47.6529 |  |  |  |  | 0 | 0
7803 | L_GUADGE1_4Y | 4 | South | YES | 0.19002 | 149 | 30 | 149 | 0 | 1.02 | CC | 1 | 0.32417 | 149 | 149 | 28.313 | 149 |  |  | 0.32417 | 48.3012 |  |  |  |  | 0 | 0
7804 | L_GUADGE1_5Y | 5 | South | YES | 0.19002 | 182 | 30 | 182 | 0 | 1.02 | CC | 1 | 0.32417 | 182 | 182 | 34.5836 | 182 |  |  | 0.32417 | 58.9988 |  |  |  |  | 0 | 0
7805 | L_GUADGE1_6Y | 6 | South | YES | 0.19002 | 203 | 30 | 203 | 0 | 1.02 | CC | 1 | 0.32417 | 203 | 203 | 38.5741 | 203 |  |  | 0.32417 | 65.8063 |  |  |  |  | 0 | 0
728 | WOLFRIDGE801 | 1 | North | YES | -0.13207 | 11.2 | 0 | 112.5 | 0 | 0.99 | Wind | -1 | 0.32422 | 0 | 112.5 |  |  | 0 | 0 | -0.32422 | 0 |  |  |  |  | 0 | 0
924 | SPENCER_G5 | 1 | North | YES | -0.13223 | 52 | 20 | 66 | 0 | 1.03 | GST | -1 | 0.32438 | 66 | 66 |  |  | -8.7269 | 66 | -0.32438 | -21.4089 |  |  |  |  | 0 | 0
923 | SPENCER_G4 | 1 | North | YES | -0.13223 | 48 | 20 | 61 | 0 | 1.03 | GST | -1 | 0.32438 | 61 | 61 |  |  | -8.0658 | 61 | -0.32438 | -19.787 |  |  |  |  | 0 | 0
2383 | NTHLK3_G | 3 | North | YES | -0.13231 | 0 | 50 | 329 |  | 1.022 | GST | -1 | 0.32446 | 329 | 329 |  |  | -43.5283 | 329 | -0.32446 | -106.746 |  |  |  |  | 0 | 0
2382 | NTHLK2_G | 2 | North | YES | -0.13231 | 0 | 35 | 181 |  | 1.022 | GST | -1 | 0.32446 | 181 | 181 |  |  | -23.9472 | 181 | -0.32446 | -58.7265 |  |  |  |  | 0 | 0
2381 | NTHLK1_G | 1 | North | YES | -0.13231 | 0 | 35 | 156 |  | 1.022 | GST | -1 | 0.32446 | 156 | 156 |  |  | -20.6396 | 156 | -0.32446 | -50.6151 |  |  |  |  | 0 | 0
580 | JCKCNTY801 | 1 | North | YES | -0.13325 | 288 | 0 | 288 | 0 | 1.022 | CC | -1 | 0.3254 | 288 | 288 |  |  | -38.3763 | 288 | -0.3254 | -93.7158 |  |  |  |  | 0 | 0
581 | JCKCNTY802 | 2 | North | YES | -0.13325 | 147 | 0 | 147 | 0 | 1.022 | CC | -1 | 0.3254 | 147 | 147 |  |  | -19.5879 | 147 | -0.3254 | -47.8341 |  |  |  |  | 0 | 0
582 | JCKCNTY803 | 3 | North | YES | -0.13325 | 147 | 0 | 147 | 0 | 1.022 | CC | -1 | 0.3254 | 147 | 147 |  |  | -19.5879 | 147 | -0.3254 | -47.8341 |  |  |  |  | 0 | 0
7609 | L_SCHUMA8_1Y | 1 | South | YES | 0.19218 | 0 | 0 | 4 |  | 1 | Hydro | 1 | 0.32633 | 0 | 0 | 0 | 0 |  |  | 0.32633 | 0 |  |  |  |  | 0 | 0
12322 | ENNSTRAC_1G | 1 | North | YES | -0.13432 | 196 | 130 | 196 | 0 | 1.036 | CC | -1 | 0.32647 | 196 | 196 |  |  | -26.3273 | 196 | -0.32647 | -63.9889 |  |  |  |  | 0 | 0
12323 | ENNSTRAC_2G | 2 | North | YES | -0.13432 | 116 | 100 | 116 | 0 | 1.036 | CC | -1 | 0.32647 | 116 | 116 |  |  | -15.5815 | 116 | -0.32647 | -37.871 |  |  |  |  | 0 | 0
1861 | EAGLEMNT_1G | MB | North | YES | -0.13454 | 0 | 30 | 112 |  | 1.022 | GST | -1 | 0.32669 | 0 | 0 |  |  | 0 | 0 | -0.32669 | 0 |  |  |  |  | 0 | 0
1862 | EAGLEMNT_2G | MB | North | YES | -0.13454 | 0 | 40 | 100 |  | 1.022 | GST | -1 | 0.32669 | 0 | 0 |  |  | 0 | 0 | -0.32669 | 0 |  |  |  |  | 0 | 0
1863 | EAGLEMNT_3G | MB | North | YES | -0.13454 | 0 | 50 | 378 |  | 1.022 | GST | -1 | 0.32669 | 0 | 0 |  |  | 0 | 0 | -0.32669 | 0 |  |  |  |  | 0 | 0
505 | NTHTEXAS03 | 3 | North | YES | -0.13493 | 30.4 | 15 | 38 |  | 1.015 | GST | -1 | 0.32708 | 38 | 38 |  |  | -5.1273 | 38 | -0.32708 | -12.429 |  |  |  |  | 0 | 0
503 | NTHTEXAS01 | 1 | North | YES | -0.13493 | 0 | 5 | 18 |  | 1.015 | GST | -1 | 0.32708 | 18 | 18 |  |  | -2.4287 | 18 | -0.32708 | -5.8874 |  |  |  |  | 0 | 0
504 | NTHTEXAS02 | 2 | North | YES | -0.13493 | 14.4 | 5 | 18 |  | 1.015 | GST | -1 | 0.32708 | 18 | 18 |  |  | -2.4287 | 18 | -0.32708 | -5.8874 |  |  |  |  | 0 | 0
1643 | SLSTR1PP_1G | 1 | North | YES | -0.13502 | 6 | 0 | 60 | 0 | 1.022 | Wind | -1 | 0.32717 | 0 | 60 |  |  | 0 | 0 | -0.32717 | 0 |  |  |  |  | 0 | 0
7605 | L_MCQUEE9_1Y | 1 | South | YES | 0.19315 | 0 | 0 | 2.4 |  | 1.025 | Hydro | 1 | 0.3273 | 0 | 0 | 0 | 0 |  |  | 0.3273 | 0 |  |  |  |  | 0 | 0
7605 | L_MCQUEE9_1Y | 2 | South | YES | 0.19315 | 0 | 0 | 2.4 |  | 1.025 | Hydro | 1 | 0.3273 | 0 | 0 | 0 | 0 |  |  | 0.3273 | 0 |  |  |  |  | 0 | 0
7605 | L_MCQUEE9_1Y | 3 | South | YES | 0.19315 | 0 | 0 | 2.8 |  | 1.025 | Hydro | 1 | 0.3273 | 0 | 0 | 0 | 0 |  |  | 0.3273 | 0 |  |  |  |  | 0 | 0
1898 | COMCHEPK_1G | 1 | North | YES | -0.1358 | 1217 | 1150 | 1217 | 0 | 1.032 | Nuc | -1 | 0.32795 | 0 | 0 |  |  | 0 | 0 | -0.32795 | 0 |  |  |  |  | 0 | 0
1899 | COMCHEPK_2G | 2 | North | YES | -0.1358 | 1159 | 1128 | 1159 | 0 | 1.032 | Nuc | -1 | 0.32795 | 0 | 0 |  |  | 0 | 0 | -0.32795 | 0 |  |  |  |  | 0 | 0
1879 | WLFHOLW_3G | 3 | North | YES | -0.13612 | 272.4 | 89.2 | 272.4 | 0 | 1.032 | CC | -1 | 0.32827 | 272.4 | 272.4 |  |  | -37.0794 | 272.4 | -0.32827 | -89.4213 |  |  |  |  | 0 | 0
1877 | WLFHOLW_1G | 1 | North | YES | -0.13612 | 217.3 | 89.2 | 217.3 | 0 | 1.032 | CC | -1 | 0.32827 | 217.3 | 217.3 |  |  | -29.5791 | 217.3 | -0.32827 | -71.3335 |  |  |  |  | 0 | 0
1878 | WLFHOLW_2G | 2 | North | YES | -0.13612 | 215.7 | 105 | 215.7 | 0 | 1.032 | CC | -1 | 0.32827 | 215.7 | 215.7 |  |  | -29.3613 | 215.7 | -0.32827 | -70.8083 |  |  |  |  | 0 | 0
334 | RWMILLER03 | 3 | North | YES | -0.13629 | 166.4 | 65 | 208 | 0 | 1.04 | GST | -1 | 0.32844 | 208 | 208 |  |  | -28.3481 | 208 | -0.32844 | -68.3155 |  |  |  |  | 0 | 0
333 | RWMILLER02 | 2 | North | YES | -0.13629 | 95.2 | 37 | 119 | 0 | 1.04 | GST | -1 | 0.32844 | 119 | 119 |  |  | -16.2184 | 119 | -0.32844 | -39.0844 |  |  |  |  | 0 | 0
335 | RWMILLER04 | 4 | North | YES | -0.13629 | 81.6 | 0 | 102 | 0 | 1.04 | GST | -1 | 0.32844 | 102 | 102 |  |  | -13.9015 | 102 | -0.32844 | -33.5009 |  |  |  |  | 0 | 0
336 | RWMILLER05 | 5 | North | YES | -0.13629 | 80.8 | 0 | 101 | 0 | 1.04 | GST | -1 | 0.32844 | 101 | 101 |  |  | -13.7652 | 101 | -0.32844 | -33.1724 |  |  |  |  | 0 | 0
332 | RWMILLER01 | 1 | North | YES | -0.13629 | 58.4 | 18.5 | 73 | 0 | 1.04 | GST | -1 | 0.32844 | 73 | 73 |  |  | -9.9491 | 73 | -0.32844 | -23.9761 |  |  |  |  | 0 | 0
1889 | DECRDOVA_1G | 1 | North | YES | -0.13652 | 779 | 255 | 779 | 0 | 1.02 | GSC | -1 | 0.32867 | 779 | 779 |  |  | -106.346 | 779 | -0.32867 | -256.0316 |  |  |  |  | 0 | 0
1948 | HANDLEY_4G | 4 | North | YES | -0.13659 | 348 | 150 | 435 | 0 | 1.022 | GST | -1 | 0.32874 | 435 | 435 |  |  | -59.4158 | 435 | -0.32874 | -143.0015 |  |  |  |  | 0 | 0
1949 | HANDLEY_5G | 5 | North | YES | -0.13678 | 348 | 150 | 435 | 0 | 1.022 | GST | -1 | 0.32893 | 435 | 435 |  |  | -59.5006 | 435 | -0.32893 | -143.0863 |  |  |  |  | 0 | 0
1947 | HANDLEY_3G | 3 | North | YES | -0.13678 | 316 | 100 | 395 | 0 | 1.022 | GST | -1 | 0.32893 | 395 | 395 |  |  | -54.0293 | 395 | -0.32893 | -129.9289 |  |  |  |  | 0 | 0
1892 | DECRDOVA_2G | A | North | YES | -0.13847 | 65 | 65 | 70 | 0 | 1.025 | GGT | -1 | 0.33062 | 70 | 70 |  |  | -9.6928 | 70 | -0.33062 | -23.1433 |  |  |  |  | 0 | 0
1893 | DECRDOVA_3G | B | North | YES | -0.13847 | 65 | 65 | 69 | 0 | 1.025 | GGT | -1 | 0.33062 | 69 | 69 |  |  | -9.5543 | 69 | -0.33062 | -22.8127 |  |  |  |  | 0 | 0
1894 | DECRDOVA_4G | C | North | YES | -0.13847 | 65 | 65 | 69 | 0 | 1.025 | GGT | -1 | 0.33062 | 69 | 69 |  |  | -9.5543 | 69 | -0.33062 | -22.8127 |  |  |  |  | 0 | 0
1895 | DECRDOVA_5G | D | North | YES | -0.13847 | 65 | 65 | 68 | 0 | 1.025 | GGT | -1 | 0.33062 | 68 | 68 |  |  | -9.4158 | 68 | -0.33062 | -22.4821 |  |  |  |  | 0 | 0
7810 | L_RIONOG1G1Y | 1 | South | YES | 0.19711 | 148 | 0 | 148 | 0 | 1.02 | CC | 1 | 0.33125 | 148 | 148 | 29.1715 | 148 |  |  | 0.33125 | 49.0256 |  |  |  |  | 0 | 0
7811 | L_RIONOG1G2Y | 2 | South | YES | 0.19711 | 148 | 0 | 148 | 0 | 1.02 | CC | 1 | 0.33125 | 148 | 148 | 29.1715 | 148 |  |  | 0.33125 | 49.0256 |  |  |  |  | 0 | 0
7812 | L_RIONOG1G3Y | 3 | South | YES | 0.19711 | 154 | 0 | 154 | 0 | 1.02 | CC | 1 | 0.33125 | 154 | 154 | 30.3542 | 154 |  |  | 0.33125 | 51.0131 |  |  |  |  | 0 | 0
7813 | L_RIONOG1S1Y | 4 | South | YES | 0.19711 | 293 | 0 | 293 | 0 | 1.02 | CC | 1 | 0.33125 | 293 | 293 | 57.7518 | 293 |  |  | 0.33125 | 97.0574 |  |  |  |  | 0 | 0
7487 | L_CANYHY8_1Y | 1 | South | YES | 0.19768 | 0 | 0 | 6 |  | 1 | Hydro | 1 | 0.33183 | 0 | 0 | 0 | 0 |  |  | 0.33183 | 0 |  |  |  |  | 0 | 0
1941 | MDLTHELP_1G | 1 | North | YES | -0.14184 | 216.4 | 74 | 216.4 | 0 | 1 | CC | -1 | 0.33399 | 216.4 | 216.4 |  |  | -30.6933 | 216.4 | -0.33399 | -72.2748 |  |  |  |  | 0 | 0
1942 | MDLTHELP_2G | 2 | North | YES | -0.14184 | 216.1 | 74 | 216.1 | 0 | 1 | CC | -1 | 0.33399 | 216.1 | 216.1 |  |  | -30.6508 | 216.1 | -0.33399 | -72.1746 |  |  |  |  | 0 | 0
1938 | MDLTHELP_6G | 6 | North | YES | -0.14245 | 226 | 74 | 226 | 0 | 1 | CC | -1 | 0.3346 | 226 | 226 |  |  | -32.1937 | 226 | -0.3346 | -75.6198 |  |  |  |  | 0 | 0
1937 | MDLTHELP_5G | 5 | North | YES | -0.14245 | 224 | 74 | 224 | 0 | 1 | CC | -1 | 0.3346 | 224 | 224 |  |  | -31.9088 | 224 | -0.3346 | -74.9506 |  |  |  |  | 0 | 0
1943 | MDLTHELP_3G | 3 | North | YES | -0.14245 | 212 | 74 | 212 | 0 | 1 | CC | -1 | 0.3346 | 212 | 212 |  |  | -30.1994 | 212 | -0.3346 | -70.9354 |  |  |  |  | 0 | 0
1944 | MDLTHELP_4G | 4 | North | YES | -0.14245 | 211 | 74 | 211 | 0 | 1 | CC | -1 | 0.3346 | 211 | 211 |  |  | -30.057 | 211 | -0.3346 | -70.6008 |  |  |  |  | 0 | 0
366 | JNSNCNTY802 | 1 | North | YES | -0.14303 | 168 | 20 | 168 | 0 | 1.02 | Cogen | -1 | 0.33518 | 0 | 0 |  |  | 0 | 0 | -0.33518 | 0 |  |  |  |  | 0 | 0
367 | JNSNCNTY802 | 2 | North | YES | -0.14303 | 90 | 20 | 90 | 0 | 1.02 | Cogen | -1 | 0.33518 | 0 | 0 |  |  | 0 | 0 | -0.33518 | 0 |  |  |  |  | 0 | 0
7303 | L_WPPGS12_1Y | 1 | South | YES | 0.20297 | 50 | 0 | 50 | 0 | 1.025 | GGT | 1 | 0.33712 | 50 | 50 | 10.1486 | 50 |  |  | 0.33712 | 16.856 |  |  |  |  | 0 | 0
7303 | L_WPPGS12_1Y | 2 | South | YES | 0.20297 | 50 | 0 | 50 | 0 | 1.025 | GGT | 1 | 0.33712 | 50 | 50 | 10.1486 | 50 |  |  | 0.33712 | 16.856 |  |  |  |  | 0 | 0
7305 | L_WPPGS34_1Y | 3 | South | YES | 0.20297 | 50 | 0 | 50 | 0 | 1.025 | GGT | 1 | 0.33712 | 50 | 50 | 10.1486 | 50 |  |  | 0.33712 | 16.856 |  |  |  |  | 0 | 0
7305 | L_WPPGS34_1Y | 4 | South | YES | 0.20297 | 50 | 0 | 50 | 0 | 1.025 | GGT | 1 | 0.33712 | 50 | 50 | 10.1486 | 50 |  |  | 0.33712 | 16.856 |  |  |  |  | 0 | 0
7020 | L_AUSTPL1_1Y | 1 | South | YES | 0.20431 | 0 | 0 | 8 |  | 1 | Hydro | 1 | 0.33846 | 0 | 0 | 0 | 0 |  |  | 0.33846 | 0 |  |  |  |  | 0 | 0
7020 | L_AUSTPL1_1Y | 2 | South | YES | 0.20431 | 0 | 0 | 8 |  | 1 | Hydro | 1 | 0.33846 | 0 | 0 | 0 | 0 |  |  | 0.33846 | 0 |  |  |  |  | 0 | 0
7014 | L_HAYSEN1_1Y | 1 | South | YES | 0.20482 | 223.9 | 74 | 223.9 | 0 | 1.008 | CC | 1 | 0.33897 | 223.9 | 223.9 | 45.8583 | 223.9 |  |  | 0.33897 | 75.8943 |  |  |  |  | 0 | 0
7016 | L_HAYSEN1_3Y | 3 | South | YES | 0.20482 | 224.6 | 74 | 224.6 | 0 | 1.008 | CC | 1 | 0.33897 | 224.6 | 224.6 | 46.0017 | 224.6 |  |  | 0.33897 | 76.1316 |  |  |  |  | 0 | 0
7015 | L_HAYSEN1_2Y | 2 | South | YES | 0.20482 | 225 | 74 | 225 | 0 | 1.008 | CC | 1 | 0.33897 | 225 | 225 | 46.0836 | 225 |  |  | 0.33897 | 76.2671 |  |  |  |  | 0 | 0
7017 | L_HAYSEN1_4Y | 4 | South | YES | 0.20482 | 226.7 | 74 | 226.7 | 0 | 1.008 | CC | 1 | 0.33897 | 226.7 | 226.7 | 46.4318 | 226.7 |  |  | 0.33897 | 76.8434 |  |  |  |  | 0 | 0
9000 | DECKR_G1 | 1 | South | YES | 0.20967 | 280 | 50 | 321 | 0 | 1.015 | GST | 1 | 0.34382 | 321 | 321 | 67.3034 | 321 |  |  | 0.34382 | 110.3653 |  |  |  |  | 0 | 0
9001 | DECKR_G2 | 2 | South | YES | 0.20967 | 400 | 50 | 426 | 0 | 1.015 | GST | 1 | 0.34382 | 426 | 426 | 89.3186 | 426 |  |  | 0.34382 | 146.4661 |  |  |  |  | 0 | 0
7004 | L_SIMGID1_1Y | 1 | South | YES | 0.21125 | 132 | 40 | 132 | 0 | 1.02 | GST | 1 | 0.3454 | 132 | 132 | 27.8853 | 132 |  |  | 0.3454 | 45.5929 |  |  |  |  | 0 | 0
7005 | L_SIMGID1_2Y | 2 | South | YES | 0.21125 | 133 | 32 | 139 | 0 | 1.02 | GST | 1 | 0.3454 | 139 | 139 | 29.364 | 139 |  |  | 0.3454 | 48.0108 |  |  |  |  | 0 | 0
7006 | L_SIMGID1_3Y | 3 | South | YES | 0.21125 | 324.9 | 60 | 329 | 0 | 1.02 | GST | 1 | 0.3454 | 329 | 329 | 69.5019 | 329 |  |  | 0.3454 | 113.637 |  |  |  |  | 0 | 0
9017 | SANDH_G2 | 2 | South | YES | 0.21158 | 45 | 2 | 46 | 0 | 1.0175 | GGT | 1 | 0.34572 | 46 | 46 | 9.7325 | 46 |  |  | 0.34572 | 15.9033 |  |  |  |  | 0 | 0
9018 | SANDH_G3 | 3 | South | YES | 0.21158 | 45 | 2 | 46 | 0 | 1.0175 | GGT | 1 | 0.34572 | 46 | 46 | 9.7325 | 46 |  |  | 0.34572 | 15.9033 |  |  |  |  | 0 | 0
9019 | SANDH_G4 | 4 | South | YES | 0.21158 | 0 | 2 | 47 |  | 1.0175 | GGT | 1 | 0.34572 | 47 | 47 | 9.944 | 47 |  |  | 0.34572 | 16.249 |  |  |  |  | 0 | 0
9016 | SANDH_G1 | 1 | South | YES | 0.21158 | 45 | 2 | 49 | 0 | 1.0175 | GGT | 1 | 0.34572 | 49 | 49 | 10.3672 | 49 |  |  | 0.34572 | 16.9405 |  |  |  |  | 0 | 0
9021 | SANDHG5C | 5C | South | YES | 0.21158 | 140 | 0 | 148 | 0 | 1.0175 | CC | 1 | 0.34572 | 148 | 148 | 31.3131 | 148 |  |  | 0.34572 | 51.1672 |  |  |  |  | 0 | 0
9020 | SANDHG5A | 5A | South | YES | 0.21158 | 150 | 84 | 155 | 0 | 1.0175 | CC | 1 | 0.34572 | 155 | 155 | 32.7941 | 155 |  |  | 0.34572 | 53.5872 |  |  |  |  | 0 | 0
9002 | DECKR_G3 | 3 | South | YES | 0.21317 | 0 | 24 | 42 |  | 1.015 | GGT | 1 | 0.34732 | 42 | 42 | 8.9532 | 42 |  |  | 0.34732 | 14.5874 |  |  |  |  | 0 | 0
9003 | DECKR_G4 | 4 | South | YES | 0.21317 | 44 | 24 | 44 | 0 | 1.015 | GGT | 1 | 0.34732 | 44 | 44 | 9.3795 | 44 |  |  | 0.34732 | 15.2821 |  |  |  |  | 0 | 0
9004 | DECKR_G5 | 5 | South | YES | 0.21317 | 44 | 24 | 44 | 0 | 1.015 | GGT | 1 | 0.34732 | 44 | 44 | 9.3795 | 44 |  |  | 0.34732 | 15.2821 |  |  |  |  | 0 | 0
9005 | DECKR_G6 | 6 | South | YES | 0.21317 | 44 | 24 | 47 | 0 | 1.015 | GGT | 1 | 0.34732 | 47 | 47 | 10.019 | 47 |  |  | 0.34732 | 16.324 |  |  |  |  | 0 | 0
7012 | L_FPPYD21_3Y | 3 | South | YES | 0.21535 | 427.5 | 200 | 436 | 0 | 1.02 | LIGCO | 1 | 0.3495 | 0 | 436 | 93.8939 | 436 |  |  | 0.3495 | 152.3829 |  |  |  |  | 0 | 0
7011 | L_FPPYD11_2Y | 2 | South | YES | 0.21559 | 552.2 | 200 | 598 | 0 | 1.02 | LIGCO | 1 | 0.34974 | 0 | 598 | 128.9234 | 598 |  |  | 0.34974 | 209.1446 |  |  |  |  | 0 | 0
7010 | L_FPPYD11_1Y | 1 | South | YES | 0.21559 | 547.4 | 200 | 606 | 0 | 1.02 | LIGCO | 1 | 0.34974 | 0 | 606 | 130.6481 | 606 |  |  | 0.34974 | 211.9425 |  |  |  |  | 0 | 0
244 | WHITNYDM01 | 1 | North | YES | -0.17708 | 15 | 0 | 15 | 0 | 1.035 | Hydro | -1 | 0.36923 | 0 | 0 |  |  | 0 | 0 | -0.36923 | 0 |  |  |  |  | 0 | 0
245 | WHITNYDM02 | 2 | North | YES | -0.17708 | 15 | 0 | 15 | 0 | 1.035 | Hydro | -1 | 0.36923 | 0 | 0 |  |  | 0 | 0 | -0.36923 | 0 |  |  |  |  | 0 | 0
7808 | L_BASTEN1_2Y | 1 | South | YES | 0.24354 | 149.5 | 83.5 | 149.5 | 0 | 1.004 | CC | 1 | 0.37769 | 149.5 | 149.5 | 36.4092 | 149.5 |  |  | 0.37769 | 56.4645 |  |  |  |  | 0 | 0
7807 | L_BASTEN1_1Y | 1 | South | YES | 0.24354 | 152.5 | 83.5 | 152.5 | 0 | 1.004 | CC | 1 | 0.37769 | 152.5 | 152.5 | 37.1399 | 152.5 |  |  | 0.37769 | 57.5976 |  |  |  |  | 0 | 0
7809 | L_BASTEN1_3Y | 1 | South | YES | 0.24354 | 232.6 | 42 | 232.6 | 0 | 1.004 | CC | 1 | 0.37769 | 232.6 | 232.6 | 56.6474 | 232.6 |  |  | 0.37769 | 87.8505 |  |  |  |  | 0 | 0
251 | BOSQUESW803 | 2 | North | YES | -0.18634 | 150 | 0 | 150 | 0 | 1.032 | CC | -1 | 0.37849 | 150 | 150 |  |  | -27.9516 | 150 | -0.37849 | -56.7742 |  |  |  |  | 0 | 0
253 | BOSQUESW804 | 2 | North | YES | -0.18634 | 80 | 0 | 80 | 0 | 1.032 | CC | -1 | 0.37849 | 80 | 80 |  |  | -14.9075 | 80 | -0.37849 | -30.2796 |  |  |  |  | 0 | 0
3432 | SANDOW_4G | 4 | South | YES | 0.2458 | 580 | 225 | 580 |  | 1.029 | LIGCO | 1 | 0.37994 | 0 | 580 | 142.5611 | 580 |  |  | 0.37994 | 220.3676 |  |  |  |  | 0 | 0
7007 | L_LOSTPI1_1Y | 1 | South | YES | 0.24673 | 158.6 | 110 | 158 | 0 | 1 | CC | 1 | 0.38088 | 158 | 158 | 38.983 | 158 |  |  | 0.38088 | 60.1786 |  |  |  |  | 0 | 0
7008 | L_LOSTPI1_2Y | 2 | South | YES | 0.24673 | 157.7 | 107 | 160 | 0 | 1 | CC | 1 | 0.38088 | 160 | 160 | 39.4765 | 160 |  |  | 0.38088 | 60.9403 |  |  |  |  | 0 | 0
7009 | L_LOSTPI1_3Y | 3 | South | YES | 0.24673 | 173.9 | 72 | 175 | 0 | 1 | CC | 1 | 0.38088 | 175 | 175 | 43.1774 | 175 |  |  | 0.38088 | 66.6535 |  |  |  |  | 0 | 0
238 | BOSQUESW505 | 1 | North | YES | -0.20082 | 255 | 0 | 255 | 0 | 1.02 | CC | -1 | 0.39297 | 255 | 255 |  |  | -51.2086 | 255 | -0.39297 | -100.2071 |  |  |  |  | 0 | 0
247 | BOSQUESW501 | 2 | North | YES | -0.20082 | 124.8 | 0 | 156 | 0 | 1.02 | GGT | -1 | 0.39297 | 156 | 156 |  |  | -31.3276 | 156 | -0.39297 | -61.3032 |  |  |  |  | 0 | 0
239 | BOSQUESW502 | 1 | North | YES | -0.20082 | 119.2 | 0 | 149 | 0 | 1.02 | GGT | -1 | 0.39297 | 149 | 149 |  |  | -29.9219 | 149 | -0.39297 | -58.5524 |  |  |  |  | 0 | 0
3417 | LAKE_CRK2_G | 2 | North | YES | -0.2051 | 177.6 | 40 | 222 | 0 | 1.029 | GST | -1 | 0.39725 | 222 | 222 |  |  | -45.5329 | 222 | -0.39725 | -88.1904 |  |  |  |  | 0 | 0
3416 | LAKE_CRK1_G | 1 | North | YES | -0.2051 | 60 | 33 | 75 |  | 1.029 | GST | -1 | 0.39725 | 75 | 75 |  |  | -15.3827 | 75 | -0.39725 | -29.794 |  |  |  |  | 0 | 0
3404 | THOUSE_2G | 2 | North | YES | -0.21086 | 807 | 250 | 807 | 0 | 1.012 | GSC | -1 | 0.40301 | 807 | 807 |  |  | -170.1608 | 807 | -0.40301 | -325.2266 |  |  |  |  | 0 | 0
3403 | THOUSE_1G | 1 | North | YES | -0.21086 | 563 | 200 | 563 | 0 | 1.012 | GSC | -1 | 0.40301 | 563 | 563 |  |  | -118.7119 | 563 | -0.40301 | -226.8929 |  |  |  |  | 0 | 0
13432 | SANDOW_5G | 5 | South | YES | 0.32544 | 581 | 225 | 581 | 0 | 1.029 | LIGCO | 1 | 0.45959 | 0 | 581 | 189.0824 | 581 |  |  | 0.45959 | 267.023 |  |  |  |  | 0 | 0
[26 empty] | 0 | 0
[26 empty] | 0 | 0
[26 empty] | 0 | 0
[26 empty] | 0 | 0
[26 empty] | 0 | 0
[26 empty] | 0 | 0
[26 empty] | 0 | 0
[26 empty] | 0 | 0
[26 empty] | 0 | 0
[26 empty] | 0 | 0
[26 empty] | 0 | 0
[26 empty] | 0 | 0
[26 empty] | 0 | 0
[26 empty] | 0 | 0
[26 empty] | 0 | 0
[26 empty] | 0 | 0
[26 empty] | 0 | 0
[26 empty] | 0 | 0
[26 empty] | 0 | 0
[26 empty] | 0 | 0
[26 empty] | 0 | 0
[26 empty] | 0 | 0
[26 empty] | 0 | 0
[26 empty] | 0 | 0
[26 empty] | 0 | 0
[26 empty] | 0 | 0
[26 empty] | 0 | 0
[26 empty] | 0 | 0
[26 empty] | 0 | 0
[26 empty] | 0 | 0
[26 empty] | 0 | 0
[26 empty] | 0 | 0
[26 empty] | 0 | 0
[26 empty] | 0 | 0
[26 empty] | 0 | 0
[26 empty] | 0 | 0
[26 empty] | 0 | 0
[26 empty] | 0 | 0
[26 empty] | 0 | 0
[26 empty] | 0 | 0
[26 empty] | 0 | 0
[26 empty] | 0 | 0
[26 empty] | 0 | 0
[26 empty] | 0 | 0
[26 empty] | 0 | 0
[26 empty] | 0 | 0
[26 empty] | 0 | 0
[26 empty] | 0 | 0
[26 empty] | 0 | 0
[26 empty] | 0 | 0
[26 empty] | 0 | 0
[26 empty] | 0 | 0
[26 empty] | 0 | 0
[26 empty] | 0 | 0
[26 empty] | 0 | 0
[26 empty] | 0 | 0
[26 empty] | 0 | 0
[26 empty] | 0 | 0
[26 empty] | 0 | 0
[26 empty] | 0 | 0
[26 empty] | 0 | 0
[26 empty] | 0 | 0
[26 empty] | 0 | 0
[26 empty] | 0 | 0
[26 empty] | 0 | 0
[26 empty] | 0 | 0
[26 empty] | 0 | 0
[26 empty] | 0 | 0
[26 empty] | 0 | 0
[26 empty] | 0 | 0
[26 empty] | 0 | 0
[26 empty] | 0 | 0
[26 empty] | 0 | 0
[26 empty] | 0 | 0
[26 empty] | 0 | 0
[26 empty] | 0 | 0
[26 empty] | 0 | 0
[26 empty] | 0 | 0
[26 empty] | 0 | 0
[26 empty] | 0 | 0
[26 empty] | 0 | 0
[26 empty] | 0 | 0
[26 empty] | 0 | 0
[26 empty] | 0 | 0
[26 empty] | 0 | 0
[26 empty] | 0 | 0
[26 empty] | 0 | 0
[26 empty] | 0 | 0
[26 empty] | 0 | 0
[26 empty] | 0 | 0
[26 empty] | 0 | 0
[26 empty] | 0 | 0
[26 empty] | 0 | 0
[26 empty] | 0 | 0
[26 empty] | 0 | 0
[26 empty] | 0 | 0
[26 empty] | 0 | 0
[26 empty] | 0 | 0
[26 empty] | 0 | 0
[26 empty] | 0 | 0
[26 empty] | 0 | 0
[26 empty] | 0 | 0
[26 empty] | 0 | 0
[26 empty] | 0 | 0
[26 empty] | 0 | 0
[26 empty] | 0 | 0
[26 empty] | 0 | 0
[26 empty] | 0 | 0
[26 empty] | 0 | 0
[26 empty] | 0 | 0
[26 empty] | 0 | 0
[26 empty] | 0 | 0
[26 empty] | 0 | 0
[26 empty] | 0 | 0
[26 empty] | 0 | 0
[26 empty] | 0 | 0
[26 empty] | 0 | 0
[26 empty] | 0 | 0
[26 empty] | 0 | 0
[26 empty] | 0 | 0
[26 empty] | 0 | 0
[26 empty] | 0 | 0
[26 empty] | 0 | 0
[26 empty] | 0 | 0
[26 empty] | 0 | 0
[26 empty] | 0 | 0
[26 empty] | 0 | 0
[26 empty] | 0 | 0
[26 empty] | 0 | 0
[26 empty] | 0 | 0
[26 empty] | 0 | 0
[26 empty] | 0 | 0
[26 empty] | 0 | 0
[26 empty] | 0 | 0
[26 empty] | 0 | 0
[26 empty] | 0 | 0
[26 empty] | 0 | 0
[26 empty] | 0 | 0
[26 empty] | 0 | 0
[26 empty] | 0 | 0
[26 empty] | 0 | 0
[26 empty] | 0 | 0
[26 empty] | 0 | 0
[26 empty] | 0 | 0
[26 empty] | 0 | 0
[26 empty] | 0 | 0
[26 empty] | 0 | 0
[26 empty] | 0 | 0
[26 empty] | 0 | 0
[26 empty] | 0 | 0
[26 empty] | 0 | 0
[26 empty] | 0 | 0
[26 empty] | 0 | 0
[26 empty] | 0 | 0
[26 empty] | 0 | 0
[26 empty] | 0 | 0
[26 empty] | 0 | 0
[26 empty] | 0 | 0
[26 empty] | 0 | 0
[26 empty] | 0 | 0
[26 empty] | 0 | 0
[26 empty] | 0 | 0
[26 empty] | 0 | 0
[26 empty] | 0 | 0
[26 empty] | 0 | 0
[26 empty] | 0 | 0
[26 empty] | 0 | 0
[26 empty] | 0 | 0
[26 empty] | 0 | 0
[26 empty] | 0 | 0
[26 empty] | 0 | 0
[26 empty] | 0 | 0
[26 empty] | 0 | 0
[26 empty] | 0 | 0
[26 empty] | 0 | 0
[26 empty] | 0 | 0
[26 empty] | 0 | 0
[26 empty] | 0 | 0
[26 empty] | 0 | 0
[26 empty] | 0 | 0
[26 empty] | 0 | 0
[26 empty] | 0 | 0
[26 empty] | 0 | 0
[26 empty] | 0 | 0
[26 empty] | 0 | 0
[26 empty] | 0 | 0
[26 empty] | 0 | 0
[26 empty] | 0 | 0
[26 empty] | 0 | 0
[26 empty] | 0 | 0
[26 empty] | 0 | 0
[26 empty] | 0 | 0
[26 empty] | 0 | 0
[26 empty] | 0 | 0
[26 empty] | 0 | 0
[26 empty] | 0 | 0
[26 empty] | 0 | 0
[26 empty] | 0 | 0
[26 empty] | 0 | 0
[26 empty] | 0 | 0
[26 empty] | 0 | 0
[26 empty] | 0 | 0
[26 empty] | 0 | 0
[26 empty] | 0 | 0
[26 empty] | 0 | 0
[26 empty] | 0 | 0
[26 empty] | 0 | 0
[26 empty] | 0 | 0
[26 empty] | 0 | 0
[26 empty] | 0 | 0
[26 empty] | 0 | 0
[26 empty] | 0 | 0
[26 empty] | 0 | 0
[26 empty] | 0 | 0
[26 empty] | 0 | 0
[26 empty] | 0 | 0
[26 empty] | 0 | 0
[26 empty] | 0 | 0
[26 empty] | 0 | 0
[26 empty] | 0 | 0
[26 empty] | 0 | 0
[26 empty] | 0 | 0
[26 empty] | 0 | 0
[26 empty] | 0 | 0
[26 empty] | 0 | 0
[26 empty] | 0 | 0
[26 empty] | 0 | 0
[26 empty] | 0 | 0
[26 empty] | 0 | 0
[26 empty] | 0 | 0
[26 empty] | 0 | 0
[26 empty] | 0 | 0
[26 empty] | 0 | 0
[26 empty] | 0 | 0
[26 empty] | 0 | 0
[26 empty] | 0 | 0
[26 empty] | 0 | 0
[26 empty] | 0 | 0
[26 empty] | 0 | 0
[26 empty] | 0 | 0
[26 empty] | 0 | 0
[26 empty] | 0 | 0
[26 empty] | 0 | 0
[26 empty] | 0 | 0
[26 empty] | 0 | 0
[26 empty] | 0 | 0
[26 empty] | 0 | 0
[26 empty] | 0 | 0
[26 empty] | 0 | 0
[26 empty] | 0 | 0
[26 empty] | 0 | 0
[26 empty] | 0 | 0
[26 empty] | 0 | 0
[26 empty] | 0 | 0
[26 empty] | 0 | 0
[26 empty] | 0 | 0
[26 empty] | 0 | 0
[26 empty] | 0 | 0
[26 empty] | 0 | 0
[26 empty] | 0 | 0
[26 empty] | 0 | 0
[26 empty] | 0 | 0
[26 empty] | 0 | 0
[26 empty] | 0 | 0
[26 empty] | 0 | 0
[26 empty] | 0 | 0
[26 empty] | 0 | 0
[26 empty] | 0 | 0
[26 empty] | 0 | 0
[26 empty] | 0 | 0
[26 empty] | 0 | 0
[26 empty] | 0 | 0
[26 empty] | 0 | 0
[26 empty] | 0 | 0
[26 empty] | 0 | 0
[26 empty] | 0 | 0
[26 empty] | 0 | 0
[26 empty] | 0 | 0
[26 empty] | 0 | 0
[26 empty] | 0 | 0
[26 empty] | 0 | 0
[26 empty] | 0 | 0
[26 empty] | 0 | 0
[26 empty] | 0 | 0
[26 empty] | 0 | 0
[26 empty] | 0 | 0
[26 empty] | 0 | 0
[26 empty] | 0 | 0
[26 empty] | 0 | 0
[26 empty] | 0 | 0
[26 empty] | 0 | 0
[26 empty] | 0 | 0
[26 empty] | 0 | 0
[26 empty] | 0 | 0
[26 empty] | 0 | 0
[26 empty] | 0 | 0
[26 empty] | 0 | 0
[26 empty] | 0 | 0
[26 empty] | 0 | 0
[26 empty] | 0 | 0
[26 empty] | 0 | 0
[26 empty] | 0 | 0
[26 empty] | 0 | 0
[26 empty] | 0 | 0
[26 empty] | 0 | 0
[26 empty] | 0 | 0
[26 empty] | 0 | 0
[26 empty] | 0 | 0
[26 empty] | 0 | 0
[26 empty] | 0 | 0
[26 empty] | 0 | 0
[26 empty] | 0 | 0
[26 empty] | 0 | 0
[26 empty] | 0 | 0
[26 empty] | 0 | 0
[26 empty] | 0 | 0
[26 empty] | 0 | 0
[26 empty] | 0 | 0
[26 empty] | 0 | 0
[26 empty] | 0 | 0
[26 empty] | 0 | 0
[26 empty] | 0 | 0
[26 empty] | 0 | 0
[26 empty] | 0 | 0
[26 empty] | 0 | 0
[26 empty] | 0 | 0
[26 empty] | 0 | 0
[26 empty] | 0 | 0
[26 empty] | 0 | 0
[26 empty] | 0 | 0
[26 empty] | 0 | 0
[26 empty] | 0 | 0
[26 empty] | 0 | 0
[26 empty] | 0 | 0
[26 empty] | 0 | 0
[26 empty] | 0 | 0
[26 empty] | 0 | 0
[26 empty] | 0 | 0
[26 empty] | 0 | 0
[26 empty] | 0 | 0
[26 empty] | 0 | 0
[26 empty] | 0 | 0
[26 empty] | 0 | 0
[26 empty] | 0 | 0
[26 empty] | 0 | 0
[26 empty] | 0 | 0
[26 empty] | 0 | 0
[26 empty] | 0 | 0
[26 empty] | 0 | 0
[26 empty] | 0 | 0
[26 empty] | 0 | 0
[26 empty] | 0 | 0
[26 empty] | 0 | 0
[26 empty] | 0 | 0
[26 empty] | 0 | 0
[26 empty] | 0 | 0
[26 empty] | 0 | 0
[26 empty] | 0 | 0
[26 empty] | 0 | 0
[26 empty] | 0 | 0
[26 empty] | 0 | 0
[26 empty] | 0 | 0
[26 empty] | 0 | 0
[26 empty] | 0 | 0
[26 empty] | 0 | 0
[26 empty] | 0 | 0
[26 empty] | 0 | 0
[26 empty] | 0 | 0
[26 empty] | 0 | 0
[26 empty] | 0 | 0
[26 empty] | 0 | 0
[26 empty] | 0 | 0
[26 empty] | 0 | 0
[26 empty] | 0 | 0
[26 empty] | 0 | 0
[26 empty] | 0 | 0
[26 empty] | 0 | 0
[26 empty] | 0 | 0
[26 empty] | 0 | 0
[26 empty] | 0 | 0
[26 empty] | 0 | 0
[26 empty] | 0 | 0
[26 empty] | 0 | 0
[26 empty] | 0 | 0
[26 empty] | 0 | 0
[26 empty] | 0 | 0
[26 empty] | 0 | 0
[26 empty] | 0 | 0
[26 empty] | 0 | 0
[26 empty] | 0 | 0
[26 empty] | 0 | 0
[26 empty] | 0 | 0
[26 empty] | 0 | 0
[26 empty] | 0 | 0
[26 empty] | 0 | 0
[26 empty] | 0 | 0
[26 empty] | 0 | 0
[26 empty] | 0 | 0
[26 empty] | 0 | 0
[26 empty] | 0 | 0
[26 empty] | 0 | 0
[26 empty] | 0 | 0
[26 empty] | 0 | 0
[26 empty] | 0 | 0
[26 empty] | 0 | 0
[26 empty] | 0 | 0
[26 empty] | 0 | 0
[26 empty] | 0 | 0
[26 empty] | 0 | 0
[26 empty] | 0 | 0
[26 empty] | 0 | 0
[26 empty] | 0 | 0
[26 empty] | 0 | 0
[26 empty] | 0 | 0
[26 empty] | 0 | 0
[26 empty] | 0 | 0
[26 empty] | 0 | 0
[26 empty] | 0 | 0
[26 empty] | 0 | 0
[26 empty] | 0 | 0
[26 empty] | 0 | 0
[26 empty] | 0 | 0
[26 empty] | 0 | 0
[26 empty] | 0 | 0
[26 empty] | 0 | 0
[26 empty] | 0 | 0
[26 empty] | 0 | 0
[26 empty] | 0 | 0
[26 empty] | 0 | 0
[26 empty] | 0 | 0
[26 empty] | 0 | 0
[26 empty] | 0 | 0
[26 empty] | 0 | 0
[26 empty] | 0 | 0
[26 empty] | 0 | 0
[26 empty] | 0 | 0
[26 empty] | 0 | 0
[26 empty] | 0 | 0
[26 empty] | 0 | 0
[26 empty] | 0 | 0
[26 empty] | 0 | 0
[26 empty] | 0 | 0
[26 empty] | 0 | 0
[26 empty] | 0 | 0
[26 empty] | 0 | 0
[26 empty] | 0 | 0
[26 empty] | 0 | 0
[26 empty] | 0 | 0
[26 empty] | 0 | 0
[26 empty] | 0 | 0
[26 empty] | 0 | 0
[26 empty] | 0 | 0
[26 empty] | 0 | 0
[26 empty] | 0 | 0
[26 empty] | 0 | 0
[26 empty] | 0 | 0
[26 empty] | 0 | 0
[26 empty] | 0 | 0
[26 empty] | 0 | 0
[26 empty] | 0 | 0
[26 empty] | 0 | 0
[26 empty] | 0 | 0
[26 empty] | 0 | 0
[26 empty] | 0 | 0
[26 empty] | 0 | 0
[26 empty] | 0 | 0
[26 empty] | 0 | 0
[26 empty] | 0 | 0
[26 empty] | 0 | 0
[26 empty] | 0 | 0
[26 empty] | 0 | 0
[26 empty] | 0 | 0
[26 empty] | 0 | 0
[26 empty] | 0 | 0
[26 empty] | 0 | 0
[26 empty] | 0 | 0
[26 empty] | 0 | 0
[26 empty] | 0 | 0
[26 empty] | 0 | 0
[26 empty] | 0 | 0
[26 empty] | 0 | 0
[26 empty] | 0 | 0
[26 empty] | 0 | 0
[26 empty] | 0 | 0
[26 empty] | 0 | 0
[26 empty] | 0 | 0
[26 empty] | 0 | 0
[26 empty] | 0 | 0
[26 empty] | 0 | 0
[26 empty] | 0 | 0
[26 empty] | 0 | 0
[26 empty] | 0 | 0
[26 empty] | 0 | 0
[26 empty] | 0 | 0
[26 empty] | 0 | 0
[26 empty] | 0 | 0
[26 empty] | 0 | 0
[26 empty] | 0 | 0
[26 empty] | 0 | 0
[26 empty] | 0 | 0
[26 empty] | 0 | 0
[26 empty] | 0 | 0
[26 empty] | 0 | 0
[26 empty] | 0 | 0
[26 empty] | 0 | 0
[26 empty] | 0 | 0
[26 empty] | 0 | 0
[26 empty] | 0 | 0
[26 empty] | 0 | 0
[26 empty] | 0 | 0
[26 empty] | 0 | 0
[26 empty] | 0 | 0
[26 empty] | 0 | 0
[26 empty] | 0 | 0
[26 empty] | 0 | 0
[26 empty] | 0 | 0
[26 empty] | 0 | 0
[26 empty] | 0 | 0
[26 empty] | 0 | 0
[26 empty] | 0 | 0
[26 empty] | 0 | 0
[26 empty] | 0 | 0
[26 empty] | 0 | 0
[26 empty] | 0 | 0
[26 empty] | 0 | 0
[26 empty] | 0 | 0
[26 empty] | 0 | 0
[26 empty] | 0 | 0
[26 empty] | 0 | 0
[26 empty] | 0 | 0
[26 empty] | 0 | 0
[26 empty] | 0 | 0
[26 empty] | 0 | 0
[26 empty] | 0 | 0
[26 empty] | 0 | 0
[26 empty] | 0 | 0
[26 empty] | 0 | 0
[26 empty] | 0 | 0
[26 empty] | 0 | 0
[26 empty] | 0 | 0
[26 empty] | 0 | 0
[26 empty] | 0 | 0
[26 empty] | 0 | 0
[26 empty] | 0 | 0
[26 empty] | 0 | 0
[26 empty] | 0 | 0
[26 empty] | 0 | 0
[26 empty] | 0 | 0
[26 empty] | 0 | 0
[26 empty] | 0 | 0
[26 empty] | 0 | 0
[26 empty] | 0 | 0
[26 empty] | 0 | 0
[26 empty] | 0 | 0
[26 empty] | 0 | 0
[26 empty] | 0 | 0
[26 empty] | 0 | 0
[26 empty] | 0 | 0
[26 empty] | 0 | 0
[26 empty] | 0 | 0
[26 empty] | 0 | 0
[26 empty] | 0 | 0
[26 empty] | 0 | 0
[26 empty] | 0 | 0
[26 empty] | 0 | 0
[26 empty] | 0 | 0
[26 empty] | 0 | 0
[26 empty] | 0 | 0
[26 empty] | 0 | 0
[26 empty] | 0 | 0
[26 empty] | 0 | 0
[26 empty] | 0 | 0
[26 empty] | 0 | 0
[26 empty] | 0 | 0
[26 empty] | 0 | 0
[26 empty] | 0 | 0
[26 empty] | 0 | 0
[26 empty] | 0 | 0
[26 empty] | 0 | 0
[26 empty] | 0 | 0
[26 empty] | 0 | 0
[26 empty] | 0 | 0
[26 empty] | 0 | 0
[26 empty] | 0 | 0
[26 empty] | 0 | 0
[26 empty] | 0 | 0
[26 empty] | 0 | 0
[26 empty] | 0 | 0
[26 empty] | 0 | 0
[26 empty] | 0 | 0
[26 empty] | 0 | 0
[26 empty] | 0 | 0
[26 empty] | 0 | 0
[26 empty] | 0 | 0
[26 empty] | 0 | 0
[26 empty] | 0 | 0
[26 empty] | 0 | 0
[26 empty] | 0 | 0
[26 empty] | 0 | 0
[26 empty] | 0 | 0
[26 empty] | 0 | 0
[26 empty] | 0 | 0
[26 empty] | 0 | 0
[26 empty] | 0 | 0
[26 empty] | 0 | 0
[26 empty] | 0 | 0
[26 empty] | 0 | 0
[26 empty] | 0 | 0
[26 empty] | 0 | 0
[26 empty] | 0 | 0
[26 empty] | 0 | 0
[26 empty] | 0 | 0
[26 empty] | 0 | 0
[26 empty] | 0 | 0
[26 empty] | 0 | 0
[26 empty] | 0 | 0
[26 empty] | 0 | 0
[26 empty] | 0 | 0
[26 empty] | 0 | 0
[26 empty] | 0 | 0
[26 empty] | 0 | 0
[26 empty] | 0 | 0
[26 empty] | 0 | 0
[26 empty] | 0 | 0
[26 empty] | 0 | 0
[26 empty] | 0 | 0
[26 empty] | 0 | 0
[26 empty] | 0 | 0
[26 empty] | 0 | 0
[26 empty] | 0 | 0
[26 empty] | 0 | 0
[26 empty] | 0 | 0
[26 empty] | 0 | 0
[26 empty] | 0 | 0
[26 empty] | 0 | 0
[26 empty] | 0 | 0
[26 empty] | 0 | 0
[26 empty] | 0 | 0
[26 empty] | 0 | 0
[26 empty] | 0 | 0
[26 empty] | 0 | 0
[26 empty] | 0 | 0
[26 empty] | 0 | 0
[26 empty] | 0 | 0
[26 empty] | 0 | 0
[26 empty] | 0 | 0
[26 empty] | 0 | 0
[26 empty] | 0 | 0
[26 empty] | 0 | 0
[26 empty] | 0 | 0
[26 empty] | 0 | 0
[26 empty] | 0 | 0
[26 empty] | 0 | 0
[26 empty] | 0 | 0
[26 empty] | 0 | 0
[26 empty] | 0 | 0
[26 empty] | 0 | 0
[26 empty] | 0 | 0
[26 empty] | 0 | 0
[26 empty] | 0 | 0
[26 empty] | 0 | 0
[26 empty] | 0 | 0
[26 empty] | 0 | 0
[26 empty] | 0 | 0
[26 empty] | 0 | 0
[26 empty] | 0 | 0
[26 empty] | 0 | 0
[26 empty] | 0 | 0
[26 empty] | 0 | 0
[26 empty] | 0 | 0
[26 empty] | 0 | 0
[26 empty] | 0 | 0
[26 empty] | 0 | 0
[26 empty] | 0 | 0
[26 empty] | 0 | 0
[26 empty] | 0 | 0
[26 empty] | 0 | 0
[26 empty] | 0 | 0
[26 empty] | 0 | 0
[26 empty] | 0 | 0
[26 empty] | 0 | 0
[26 empty] | 0 | 0
[26 empty] | 0 | 0
[26 empty] | 0 | 0
[26 empty] | 0 | 0
[26 empty] | 0 | 0
[26 empty] | 0 | 0
[26 empty] | 0 | 0
[26 empty] | 0 | 0
[26 empty] | 0 | 0
[26 empty] | 0 | 0
[26 empty] | 0 | 0
[26 empty] | 0 | 0
[26 empty] | 0 | 0
[26 empty] | 0 | 0
[26 empty] | 0 | 0
[26 empty] | 0 | 0
[26 empty] | 0 | 0
[26 empty] | 0 | 0
[26 empty] | 0 | 0
[26 empty] | 0 | 0
[26 empty] | 0 | 0
[26 empty] | 0 | 0
[26 empty] | 0 | 0
[26 empty] | 0 | 0
[26 empty] | 0 | 0
[26 empty] | 0 | 0
[26 empty] | 0 | 0
[26 empty] | 0 | 0
[26 empty] | 0 | 0
[26 empty] | 0 | 0
[26 empty] | 0 | 0
[26 empty] | 0 | 0
[26 empty] | 0 | 0
[26 empty] | 0 | 0
[26 empty] | 0 | 0
[26 empty] | 0 | 0
[26 empty] | 0 | 0
[26 empty] | 0 | 0
[26 empty] | 0 | 0
[26 empty] | 0 | 0
[26 empty] | 0 | 0
[26 empty] | 0 | 0
[26 empty] | 0 | 0
[26 empty] | 0 | 0
[26 empty] | 0 | 0
[26 empty] | 0 | 0
[26 empty] | 0 | 0
[26 empty] | 0 | 0
[26 empty] | 0 | 0
[26 empty] | 0 | 0
[26 empty] | 0 | 0
[26 empty] | 0 | 0
[26 empty] | 0 | 0
[26 empty] | 0 | 0
[26 empty] | 0 | 0
[26 empty] | 0 | 0
[26 empty] | 0 | 0
[26 empty] | 0 | 0
[26 empty] | 0 | 0
[26 empty] | 0 | 0
[26 empty] | 0 | 0
[26 empty] | 0 | 0
[26 empty] | 0 | 0
[26 empty] | 0 | 0
[26 empty] | 0 | 0
[26 empty] | 0 | 0
[26 empty] | 0 | 0
[26 empty] | 0 | 0
[26 empty] | 0 | 0
[26 empty] | 0 | 0
[26 empty] | 0 | 0
[26 empty] | 0 | 0
[26 empty] | 0 | 0
[26 empty] | 0 | 0
[26 empty] | 0 | 0
[26 empty] | 0 | 0
[26 empty] | 0 | 0
[26 empty] | 0 | 0
[26 empty] | 0 | 0
[26 empty] | 0 | 0
[26 empty] | 0 | 0
[26 empty] | 0 | 0
[26 empty] | 0 | 0
[26 empty] | 0 | 0
[26 empty] | 0 | 0
[26 empty] | 0 | 0
[26 empty] | 0 | 0
[26 empty] | 0 | 0
[26 empty] | 0 | 0
[26 empty] | 0 | 0
[26 empty] | 0 | 0
[26 empty] | 0 | 0
[26 empty] | 0 | 0
[26 empty] | 0 | 0
[26 empty] | 0 | 0
[26 empty] | 0 | 0
[26 empty] | 0 | 0
[26 empty] | 0 | 0
[26 empty] | 0 | 0
[26 empty] | 0 | 0
[26 empty] | 0 | 0
[26 empty] | 0 | 0
[26 empty] | 0 | 0
[26 empty] | 0 | 0
[26 empty] | 0 | 0
[26 empty] | 0 | 0
[26 empty] | 0 | 0
[26 empty] | 0 | 0
[26 empty] | 0 | 0
[26 empty] | 0 | 0
[26 empty] | 0 | 0
[26 empty] | 0 | 0
[26 empty] | 0 | 0
[26 empty] | 0 | 0
[26 empty] | 0 | 0
[26 empty] | 0 | 0
[26 empty] | 0 | 0
[26 empty] | 0 | 0
[26 empty] | 0 | 0
[26 empty] | 0 | 0
[26 empty] | 0 | 0
[26 empty] | 0 | 0
[26 empty] | 0 | 0
[26 empty] | 0 | 0
[26 empty] | 0 | 0
[26 empty] | 0 | 0
[26 empty] | 0 | 0
[26 empty] | 0 | 0
[26 empty] | 0 | 0
[26 empty] | 0 | 0
[26 empty] | 0 | 0
[26 empty] | 0 | 0
[26 empty] | 0 | 0
[26 empty] | 0 | 0
[26 empty] | 0 | 0
[26 empty] | 0 | 0
[26 empty] | 0 | 0
[26 empty] | 0 | 0
[26 empty] | 0 | 0
[26 empty] | 0 | 0
[26 empty] | 0 | 0
[26 empty] | 0 | 0
[26 empty] | 0 | 0
[26 empty] | 0 | 0
[26 empty] | 0 | 0
[26 empty] | 0 | 0
[26 empty] | 0 | 0
[26 empty] | 0 | 0
[26 empty] | 0 | 0
[26 empty] | 0 | 0
[26 empty] | 0 | 0
[26 empty] | 0 | 0
[26 empty] | 0 | 0
[26 empty] | 0 | 0
[26 empty] | 0 | 0
[26 empty] | 0 | 0
[26 empty] | 0 | 0
[26 empty] | 0 | 0
[26 empty] | 0 | 0
[26 empty] | 0 | 0
[26 empty] | 0 | 0
[26 empty] | 0 | 0
[26 empty] | 0 | 0
[26 empty] | 0 | 0
[26 empty] | 0 | 0
[26 empty] | 0 | 0
[26 empty] | 0 | 0
[26 empty] | 0 | 0
[26 empty] | 0 | 0
[26 empty] | 0 | 0
[26 empty] | 0 | 0
[26 empty] | 0 | 0
[26 empty] | 0 | 0
[26 empty] | 0 | 0
[26 empty] | 0 | 0
[26 empty] | 0 | 0
[26 empty] | 0 | 0
[26 empty] | 0 | 0
[26 empty] | 0 | 0
[26 empty] | 0 | 0
[26 empty] | 0 | 0
[26 empty] | 0 | 0
[26 empty] | 0 | 0
[26 empty] | 0 | 0
[26 empty] | 0 | 0
[26 empty] | 0 | 0
[26 empty] | 0 | 0
[26 empty] | 0 | 0
[26 empty] | 0 | 0
[26 empty] | 0 | 0
[26 empty] | 0 | 0
[26 empty] | 0 | 0
[26 empty] | 0 | 0
[26 empty] | 0 | 0
[26 empty] | 0 | 0
[26 empty] | 0 | 0
[26 empty] | 0 | 0
[26 empty] | 0 | 0
[26 empty] | 0 | 0
[26 empty] | 0 | 0
[26 empty] | 0 | 0
[26 empty] | 0 | 0
[26 empty] | 0 | 0
[26 empty] | 0 | 0
[26 empty] | 0 | 0
[26 empty] | 0 | 0
[26 empty] | 0 | 0
[26 empty] | 0 | 0
[26 empty] | 0 | 0
[26 empty] | 0 | 0
[26 empty] | 0 | 0
[26 empty] | 0 | 0
[26 empty] | 0 | 0
[26 empty] | 0 | 0
[26 empty] | 0 | 0
[26 empty] | 0 | 0
[26 empty] | 0 | 0
[26 empty] | 0 | 0
[26 empty] | 0 | 0
[26 empty] | 0 | 0
[26 empty] | 0 | 0
[26 empty] | 0 | 0
[26 empty] | 0 | 0
[26 empty] | 0 | 0
[26 empty] | 0 | 0
[26 empty] | 0 | 0
[26 empty] | 0 | 0
[26 empty] | 0 | 0
[26 empty] | 0 | 0
[26 empty] | 0 | 0
[26 empty] | 0 | 0
[26 empty] | 0 | 0
[26 empty] | 0 | 0
[26 empty] | 0 | 0
[26 empty] | 0 | 0
[26 empty] | 0 | 0
[26 empty] | 0 | 0
[26 empty] | 0 | 0
[26 empty] | 0 | 0
[26 empty] | 0 | 0
[26 empty] | 0 | 0
[26 empty] | 0 | 0
[26 empty] | 0 | 0
[26 empty] | 0 | 0
[26 empty] | 0 | 0
[26 empty] | 0 | 0
[26 empty] | 0 | 0
[26 empty] | 0 | 0
[26 empty] | 0 | 0
[26 empty] | 0 | 0
[26 empty] | 0 | 0
[26 empty] | 0 | 0
[26 empty] | 0 | 0
[26 empty] | 0 | 0
[26 empty] | 0 | 0
[26 empty] | 0 | 0
[26 empty] | 0 | 0
[26 empty] | 0 | 0
[26 empty] | 0 | 0
[26 empty] | 0 | 0
[26 empty] | 0 | 0
[26 empty] | 0 | 0
[26 empty] | 0 | 0
[26 empty] | 0 | 0
[26 empty] | 0 | 0
[26 empty] | 0 | 0
[26 empty] | 0 | 0
[26 empty] | 0 | 0
[26 empty] | 0 | 0
[26 empty] | 0 | 0
[26 empty] | 0 | 0
[26 empty] | 0 | 0
[26 empty] | 0 | 0
[26 empty] | 0 | 0
[26 empty] | 0 | 0
[26 empty] | 0 | 0
[26 empty] | 0 | 0
[26 empty] | 0 | 0
[26 empty] | 0 | 0
[26 empty] | 0 | 0
[26 empty] | 0 | 0
[26 empty] | 0 | 0
[26 empty] | 0 | 0
[26 empty] | 0 | 0
[26 empty] | 0 | 0
[26 empty] | 0 | 0
[26 empty] | 0 | 0
[26 empty] | 0 | 0
[26 empty] | 0 | 0
[26 empty] | 0 | 0
[26 empty] | 0 | 0
[26 empty] | 0 | 0
[26 empty] | 0 | 0
[26 empty] | 0 | 0
[26 empty] | 0 | 0
[26 empty] | 0 | 0
[26 empty] | 0 | 0
[26 empty] | 0 | 0
[26 empty] | 0 | 0
[26 empty] | 0 | 0
[26 empty] | 0 | 0
[26 empty] | 0 | 0
[26 empty] | 0 | 0
[26 empty] | 0 | 0
[26 empty] | 0 | 0
[26 empty] | 0 | 0
[26 empty] | 0 | 0
[26 empty] | 0 | 0
[26 empty] | 0 | 0
[26 empty] | 0 | 0
[26 empty] | 0 | 0
[26 empty] | 0 | 0
[26 empty] | 0 | 0
[26 empty] | 0 | 0
[26 empty] | 0 | 0
[26 empty] | 0 | 0
[26 empty] | 0 | 0
[26 empty] | 0 | 0
[26 empty] | 0 | 0
[26 empty] | 0 | 0
[26 empty] | 0 | 0
[26 empty] | 0 | 0
[26 empty] | 0 | 0
[26 empty] | 0 | 0
[26 empty] | 0 | 0
[26 empty] | 0 | 0
[26 empty] | 0 | 0
[26 empty] | 0 | 0
[26 empty] | 0 | 0
[26 empty] | 0 | 0
[26 empty] | 0 | 0
[26 empty] | 0 | 0
[26 empty] | 0 | 0
[26 empty] | 0 | 0
[26 empty] | 0 | 0
[26 empty] | 0 | 0
[26 empty] | 0 | 0
[26 empty] | 0 | 0
[26 empty] | 0 | 0
[26 empty] | 0 | 0
[26 empty] | 0 | 0
[26 empty] | 0 | 0
[26 empty] | 0 | 0
[26 empty] | 0 | 0
[26 empty] | 0 | 0
[26 empty] | 0 | 0
[26 empty] | 0 | 0
[26 empty] | 0 | 0
[26 empty] | 0 | 0
[26 empty] | 0 | 0
[26 empty] | 0 | 0
[26 empty] | 0 | 0
[26 empty] | 0 | 0
[26 empty] | 0 | 0
[26 empty] | 0 | 0
[26 empty] | 0 | 0
[26 empty] | 0 | 0
[26 empty] | 0 | 0
[26 empty] | 0 | 0
[26 empty] | 0 | 0
[26 empty] | 0 | 0
[26 empty] | 0 | 0
[26 empty] | 0 | 0
[26 empty] | 0 | 0
[26 empty] | 0 | 0
[26 empty] | 0 | 0
[26 empty] | 0 | 0
[26 empty] | 0 | 0
[26 empty] | 0 | 0
[26 empty] | 0 | 0
[26 empty] | 0 | 0
[26 empty] | 0 | 0
[26 empty] | 0 | 0
[26 empty] | 0 | 0
[26 empty] | 0 | 0
[26 empty] | 0 | 0
[26 empty] | 0 | 0
[26 empty] | 0 | 0
[26 empty] | 0 | 0
[26 empty] | 0 | 0
[26 empty] | 0 | 0
[26 empty] | 0 | 0
[26 empty] | 0 | 0
[26 empty] | 0 | 0
[26 empty] | 0 | 0
[26 empty] | 0 | 0
[26 empty] | 0 | 0
[26 empty] | 0 | 0
[26 empty] | 0 | 0
[26 empty] | 0 | 0
[26 empty] | 0 | 0
[26 empty] | 0 | 0
[26 empty] | 0 | 0
[26 empty] | 0 | 0
[26 empty] | 0 | 0
[26 empty] | 0 | 0
[26 empty] | 0 | 0
[26 empty] | 0 | 0
[26 empty] | 0 | 0
[26 empty] | 0 | 0
[26 empty] | 0 | 0
[26 empty] | 0 | 0
[26 empty] | 0 | 0
[26 empty] | 0 | 0
[26 empty] | 0 | 0
[26 empty] | 0 | 0
[26 empty] | 0 | 0
[26 empty] | 0 | 0
[26 empty] | 0 | 0
[26 empty] | 0 | 0
[26 empty] | 0 | 0
[26 empty] | 0 | 0
[26 empty] | 0 | 0
[26 empty] | 0 | 0
[26 empty] | 0 | 0
[26 empty] | 0 | 0
[26 empty] | 0 | 0
[26 empty] | 0 | 0
[26 empty] | 0 | 0
[26 empty] | 0 | 0
[26 empty] | 0 | 0
[26 empty] | 0 | 0
[26 empty] | 0 | 0
[26 empty] | 0 | 0
[26 empty] | 0 | 0
[26 empty] | 0 | 0
[26 empty] | 0 | 0
[26 empty] | 0 | 0
[26 empty] | 0 | 0
[26 empty] | 0 | 0
[26 empty] | 0 | 0
[26 empty] | 0 | 0
[26 empty] | 0 | 0
[26 empty] | 0 | 0
[26 empty] | 0 | 0
[26 empty] | 0 | 0
[26 empty] | 0 | 0
[26 empty] | 0 | 0
[26 empty] | 0 | 0
[26 empty] | 0 | 0
[26 empty] | 0 | 0
[26 empty] | 0 | 0
[26 empty] | 0 | 0
[26 empty] | 0 | 0
[26 empty] | 0 | 0
[26 empty] | 0 | 0
[26 empty] | 0 | 0
[26 empty] | 0 | 0
[26 empty] | 0 | 0
[26 empty] | 0 | 0
[26 empty] | 0 | 0
[26 empty] | 0 | 0
[26 empty] | 0 | 0
[26 empty] | 0 | 0
[26 empty] | 0 | 0
[26 empty] | 0 | 0
[26 empty] | 0 | 0
[26 empty] | 0 | 0
[26 empty] | 0 | 0
[26 empty] | 0 | 0
[26 empty] | 0 | 0
[26 empty] | 0 | 0
[26 empty] | 0 | 0
[26 empty] | 0 | 0
[26 empty] | 0 | 0
[26 empty] | 0 | 0
[26 empty] | 0 | 0
[26 empty] | 0 | 0
[26 empty] | 0 | 0
[26 empty] | 0 | 0
[26 empty] | 0 | 0
[26 empty] | 0 | 0
[26 empty] | 0 | 0
[26 empty] | 0 | 0
[26 empty] | 0 | 0
[26 empty] | 0 | 0
[26 empty] | 0 | 0
[26 empty] | 0 | 0
[26 empty] | 0 | 0
[26 empty] | 0 | 0
[26 empty] | 0 | 0
[26 empty] | 0 | 0
[26 empty] | 0 | 0
[26 empty] | 0 | 0
[26 empty] | 0 | 0
[26 empty] | 0 | 0
[26 empty] | 0 | 0
[26 empty] | 0 | 0
[26 empty] | 0 | 0
[26 empty] | 0 | 0
[26 empty] | 0 | 0
[26 empty] | 0 | 0
[26 empty] | 0 | 0
[26 empty] | 0 | 0
[26 empty] | 0 | 0
[26 empty] | 0 | 0
[26 empty] | 0 | 0
[26 empty] | 0 | 0
[26 empty] | 0 | 0
[26 empty] | 0 | 0
[26 empty] | 0 | 0
[26 empty] | 0 | 0
[26 empty] | 0 | 0
[26 empty] | 0 | 0
[26 empty] | 0 | 0
[26 empty] | 0 | 0
[26 empty] | 0 | 0
[26 empty] | 0 | 0
[26 empty] | 0 | 0
[26 empty] | 0 | 0
[26 empty] | 0 | 0
[26 empty] | 0 | 0
[26 empty] | 0 | 0
[26 empty] | 0 | 0
[26 empty] | 0 | 0
[26 empty] | 0 | 0
[26 empty] | 0 | 0
[26 empty] | 0 | 0
[26 empty] | 0 | 0
[26 empty] | 0 | 0
[26 empty] | 0 | 0
[26 empty] | 0 | 0
[26 empty] | 0 | 0
[26 empty] | 0 | 0
[26 empty] | 0 | 0
[26 empty] | 0 | 0
[26 empty] | 0 | 0
[26 empty] | 0 | 0
[26 empty] | 0 | 0
[26 empty] | 0 | 0
[26 empty] | 0 | 0
[26 empty] | 0 | 0
[26 empty] | 0 | 0
[26 empty] | 0 | 0
[26 empty] | 0 | 0
[26 empty] | 0 | 0
[26 empty] | 0 | 0
[26 empty] | 0 | 0
[26 empty] | 0 | 0
[26 empty] | 0 | 0
[26 empty] | 0 | 0
[26 empty] | 0 | 0
[26 empty] | 0 | 0
[26 empty] | 0 | 0
[26 empty] | 0 | 0
[26 empty] | 0 | 0
[26 empty] | 0 | 0
[26 empty] | 0 | 0
[26 empty] | 0 | 0
[26 empty] | 0 | 0
[26 empty] | 0 | 0
[26 empty] | 0 | 0
[26 empty] | 0 | 0
[26 empty] | 0 | 0
[26 empty] | 0 | 0
[26 empty] | 0 | 0
[26 empty] | 0 | 0
[26 empty] | 0 | 0
[26 empty] | 0 | 0
[26 empty] | 0 | 0
[26 empty] | 0 | 0
[26 empty] | 0 | 0
[26 empty] | 0 | 0
[26 empty] | 0 | 0
[26 empty] | 0 | 0
[26 empty] | 0 | 0
[26 empty] | 0 | 0
[26 empty] | 0 | 0
[26 empty] | 0 | 0
[26 empty] | 0 | 0
[26 empty] | 0 | 0
[26 empty] | 0 | 0
[26 empty] | 0 | 0
[26 empty] | 0 | 0
[26 empty] | 0 | 0
[26 empty] | 0 | 0
[26 empty] | 0 | 0
[26 empty] | 0 | 0
[26 empty] | 0 | 0
[26 empty] | 0 | 0
[26 empty] | 0 | 0
[26 empty] | 0 | 0
[26 empty] | 0 | 0
[26 empty] | 0 | 0
[26 empty] | 0 | 0
[26 empty] | 0 | 0
[26 empty] | 0 | 0
[26 empty] | 0 | 0
[26 empty] | 0 | 0
[26 empty] | 0 | 0
[26 empty] | 0 | 0
[26 empty] | 0 | 0
[26 empty] | 0 | 0
[26 empty] | 0 | 0
[26 empty] | 0 | 0
[26 empty] | 0 | 0
[26 empty] | 0 | 0
[26 empty] | 0 | 0
[26 empty] | 0 | 0
[26 empty] | 0 | 0
[26 empty] | 0 | 0
[26 empty] | 0 | 0
[26 empty] | 0 | 0
[26 empty] | 0 | 0
[26 empty] | 0 | 0
[26 empty] | 0 | 0
[26 empty] | 0 | 0
[26 empty] | 0 | 0

## Zones
Houston | 1
North | -1
South | 1
West | -1
SET UP AREA, copy & paste values to cell B1
Source | South |  | N to H | N to W | N to S | W to N | S to N | W to S
Sink | North | Houston | -1 | 1 | -1 | -1 | 1 | -1
|  | North | 1 | 1 | 1 | -1 | -1 | -1
|  | South | -1 | 1 | -1 | -1 | 1 | -1
|  | West | 1 | -1 | 1 | 1 | -1 | 1
|  | Source | North | North | North | West | South | West
|  | Sink | Houston | West | South | North | North | South

## Tech
Number of Bus | Name of Bus | Tech Type
238 | BOSQUESW505 | CC
239 | BOSQUESW502 | GGT
244 | WHITNYDM01 | Hydro
245 | WHITNYDM02 | Hydro
247 | BOSQUESW501 | GGT
251 | BOSQUESW803 | CC
253 | BOSQUESW804 | CC
332 | RWMILLER01 | GST
333 | RWMILLER02 | GST
334 | RWMILLER03 | GST
335 | RWMILLER04 | GST
336 | RWMILLER05 | GST
344 | MRSSHPRD | Hydro
345 | MRSSHPRD01 | Hydro
366 | JNSNCNTY802 | Cogen
367 | JNSNCNTY802 | Cogen
503 | NTHTEXAS01 | GST
504 | NTHTEXAS02 | GST
505 | NTHTEXAS03 | GST
580 | JCKCNTY801 | CC
581 | JCKCNTY802 | CC
582 | JCKCNTY803 | CC
728 | WOLFRIDGE801 | Wind
837 | NEWMAN_G5 | GST
842 | OLINGER_G1 | GST
843 | OLINGER_G2 | GST
844 | OLINGER_G3 | GST
845 | OLINGER_G4 | GGT
923 | SPENCER_G4 | GST
924 | SPENCER_G5 | GST
948 | STEAM1 | GST
949 | STEAM2 | GST
950 | STEAM3 | GST
990 | GIBN_CREK_G1 | LIGCO
1002 | PBCTAGE_1G | GGT
1003 | PBCTBGE_2G | GGT
1004 | PBCTCGE_3G | GGT
1005 | PBCTDGE_4G | GGT
1006 | PBCTEGE_5G | GGT
1007 | PB5GEN_6G | GST
1008 | PB6GEN_7G | GST
1037 | MORGAN5G_5G | GST
1039 | MRGNAG_1G | GGT
1040 | MRGNBG_2G | GGT
1041 | MRGNCG_3G | GGT
1042 | MRGNDG_4G | GGT
1043 | MRGNEG_5G | GGT
1044 | MRGNFG_6G | GGT
1045 | CALENG1G_1G | Cogen
1046 | CALENG2G_2G | Cogen
1047 | CALENG3G_3G | Cogen
1058 | LONGSHORE_5 | Wind
1058 | LONGSHORE_5 | Wind
1061 | CIELOGEN_1G | Wind
1062 | CIELOGEN_2G | Wind
1068 | SCURRYCW_1G | Wind
1069 | KINDERMG_1G | Cogen
1070 | KINDERMG_2G | Cogen
1071 | KINDERMG_3G | Cogen
1073 | SCURRYCW_2G | Wind
1320 | BSP 1 | Cogen
1326 | STANTONW_8 | Wind
1327 | WILDHRSE_1G | Wind
1328 | OCOTILLO_1G | Wind
1333 | MCDDONAL_8 | Wind
1343 | TRENTIPP_8 | Wind
1349 | WESTXWIN_1G | Wind
1350 | NWPWRG1_1G | Wind
1354 | AEPWIND_8 | Wind
1360 | GUNSIGHT_8 | Wind
1416 | SWETWATR_1G | CC
1417 | SWETWATR_2G | CC
1418 | SWETWATR_3G | CC
1419 | SWETWATR_4G | CC
1432 | GRHAMSES_2G | GST
1433 | GRHAMSES_1G | GST
1437 | MESQUITW_1G | Wind
1438 | MESQUITW_2G | Wind
1442 | COKFIELD_5 | Wind
1453 | WCPWRCO_1G | CC
1454 | WCPWRCO_2G | CC
1455 | WCPWRCO_3G | CC
1479 | WFCOGEN_1G | Cogen
1479 | WFCOGEN_1G | Cogen
1482 | WFCOGEN_2G | Cogen
1482 | WFCOGEN_2G | Cogen
1600 | BARTNWND_1G | Wind
1643 | SLSTR1PP_1G | Wind
1675 | PEC_1G | Cogen
1676 | PEC_2G | Cogen
1677 | PEC_3G | Cogen
1678 | LAMARPWR_1G | CC
1679 | LAMARPWR_2G | CC
1680 | LAMARPWR_3G | CC
1681 | LAMARPWR_4G | CC
1682 | LAMARPWR_5G | CC
1683 | LAMARPWR_6G | CC
1687 | VALLEY_1G | GST
1688 | VALLEY_2G | GSC
1689 | VALLEY_3G | GST
1701 | MOSES_1G | LIGCO
1702 | MOSES_2G | LIGCO
1703 | MOSES_3G | LIGCO
1861 | EAGLEMNT_1G | GST
1862 | EAGLEMNT_2G | GST
1863 | EAGLEMNT_3G | GST
1877 | WLFHOLW_1G | CC
1878 | WLFHOLW_2G | CC
1879 | WLFHOLW_3G | CC
1889 | DECRDOVA_1G | GSC
1892 | DECRDOVA_2G | GGT
1893 | DECRDOVA_3G | GGT
1894 | DECRDOVA_4G | GGT
1895 | DECRDOVA_5G | GGT
1898 | COMCHEPK_1G | Nuc
1899 | COMCHEPK_2G | Nuc
1937 | MDLTHELP_5G | CC
1938 | MDLTHELP_6G | CC
1941 | MDLTHELP_1G | CC
1942 | MDLTHELP_2G | CC
1943 | MDLTHELP_3G | CC
1944 | MDLTHELP_4G | CC
1947 | HANDLEY_3G | GST
1948 | HANDLEY_4G | GST
1949 | HANDLEY_5G | GST
2371 | COLLIN_1G | GST
2381 | NTHLK1_G | GST
2382 | NTHLK2_G | GST
2383 | NTHLK3_G | GST
2413 | MTCK6_G | GST
2414 | MTCK7_G | GST
2417 | MTCK8_G | GSC
2451 | LKHB1_G | GST
2452 | LKHB2_G | GST
3097 | MARTLAKE_1G | LIGCO
3098 | MARTLAKE_2G | LIGCO
3099 | MARTLAKE_3G | LIGCO
3107 | STRYKER_1G | GST
3108 | STRYKER_2G | GST
3126 | TRINIDAD_6G | GST
3309 | ASPN_G | Bio
3348 | CHAMPION_1G | Cogen
3381 | BBRN_1G | LIGCO
3382 | BBRN_2G | LIGCO
3403 | THOUSE_1G | GSC
3404 | THOUSE_2G | GSC
3416 | LAKE_CRK1_G | GST
3417 | LAKE_CRK2_G | GST
3432 | SANDOW_4G | LIGCO
5026 | BRAUNIG_VHB1 | GST
5027 | BRAUNIG_VHB2 | GST
5028 | BRAUNIG_VHB3 | GST
5111 | CALAVER_JTD1 | LIGCO
5112 | CALAVER_JTD2 | LIGCO
5264 | LEON_LCP3G3 | GST
5265 | LEON_LCP4G4 | GST
5266 | LEON_LCPCT1 | GGT
5267 | LEON_LCPCT2 | GGT
5268 | LEON_LCPCT3 | GGT
5269 | LEON_LCPCT4 | GGT
5396 | CALAVER_OWS1 | GST
5397 | CALAVER_OWS2 | GST
5401 | CALAVER_JKS1 | LIGCO
5436 | TUTTL_WBT1G1 | GST
5438 | TUTTL_WBT3G3 | GST
5439 | TUTTL_WBT4G4 | GST
5476 | BRA_AVR1_CT1 | CC
5477 | BRA_AVR1_ST | CC
5478 | BRA_AVR1_CT2 | CC
5503 | RAYBURNGEN3 | GST
5505 | RAYBURNGEN1 | GGT
5506 | RAYBURNGEN2 | GGT
5508 | RAYBURNCC9 | CC
5509 | RAYBURNCC10 | CC
5511 | RAYBURNCC7 | CC
5512 | RAYBURNCC8 | CC
5728 | FALCONHYDRO2 | Hydro
5729 | FALCONHYDRO3 | Hydro
5890 | PEARSALLGEN1 | GST
5891 | PEARSALLGEN2 | GST
5892 | PEARSALLGEN3 | GST
5903 | SANMIGUELGEN | LIGCO
5911 | STP_GN1___1 | Nuc
5912 | STP_GN2___2 | Nuc
5920 | WELSHDC1 | DCTie
5925 | DCEAST | DCTie
5932 | SI_RAY9 | CC
5933 | SI_RAY6 | GST
5934 | SI_RAY5 | GST
5935 | SI_RAY10 | CC
6016 | SWMESA | Wind
6096 | NORTHDC7 | DCTie
6100 | OKLA7A | DCTie
6144 | MCADOO1A | Wind
6407 | TURKTRAK1A | Wind
6637 | SNYDERW1A | Wind
6752 | OKLA0A | LIGCO
6948 | DENISNDM | Hydro
6948 | DENISNDM | Hydro
7000 | L_FERGUS1_1Y | GSC
7004 | L_SIMGID1_1Y | GST
7005 | L_SIMGID1_2Y | GST
7006 | L_SIMGID1_3Y | GST
7007 | L_LOSTPI1_1Y | CC
7008 | L_LOSTPI1_2Y | CC
7009 | L_LOSTPI1_3Y | CC
7010 | L_FPPYD11_1Y | LIGCO
7011 | L_FPPYD11_2Y | LIGCO
7012 | L_FPPYD21_3Y | LIGCO
7014 | L_HAYSEN1_1Y | CC
7015 | L_HAYSEN1_2Y | CC
7016 | L_HAYSEN1_3Y | CC
7017 | L_HAYSEN1_4Y | CC
7020 | L_AUSTPL1_1Y | Hydro
7020 | L_AUSTPL1_1Y | Hydro
7022 | L_BUCHAN1_1Y | Hydro
7023 | L_BUCHAN1_2Y | Hydro
7024 | L_BUCHAN1_3Y | Hydro
7026 | L_INKSDA1_1Y | Hydro
7028 | L_MARBFA1_1Y | Hydro
7029 | L_MARBFA1_2Y | Hydro
7031 | L_MARSFO1G1Y | Hydro
7032 | L_MARSFO1G2Y | Hydro
7033 | L_MARSFO1G3Y | Hydro
7035 | L_WIRTZ_1G1Y | Hydro
7036 | L_WIRTZ_1G2Y | Hydro
7038 | L_DELAWA1_1Y | Wind
7038 | L_DELAWA1_1Y | Wind
7303 | L_WPPGS12_1Y | GGT
7303 | L_WPPGS12_1Y | GGT
7305 | L_WPPGS34_1Y | GGT
7305 | L_WPPGS34_1Y | GGT
7487 | L_CANYHY8_1Y | Hydro
7605 | L_MCQUEE9_1Y | Hydro
7605 | L_MCQUEE9_1Y | Hydro
7605 | L_MCQUEE9_1Y | Hydro
7609 | L_SCHUMA8_1Y | Hydro
7624 | L_LAKEWO9_1Y | Hydro
7624 | L_LAKEWO9_1Y | Hydro
7800 | L_GUADGE1_1Y | CC
7801 | L_GUADGE1_2Y | CC
7802 | L_GUADGE1_3Y | CC
7803 | L_GUADGE1_4Y | CC
7804 | L_GUADGE1_5Y | CC
7805 | L_GUADGE1_6Y | CC
7807 | L_BASTEN1_1Y | CC
7808 | L_BASTEN1_2Y | CC
7809 | L_BASTEN1_3Y | CC
7810 | L_RIONOG1G1Y | CC
7811 | L_RIONOG1G2Y | CC
7812 | L_RIONOG1G3Y | CC
7813 | L_RIONOG1S1Y | CC
8032 | AMISTADHYD1 | Hydro
8033 | AMISTADHYD2 | Hydro
8048 | FALCONHYDRO1 | Hydro
8066 | DUP1V#1 | Cogen
8134 | FOR #1 | Cogen
8138 | FOR #2 | Cogen
8139 | JOS #1 | GST
8147 | UCAR #2 | Cogen
8148 | UCAR #1 | Cogen
8153 | FOR #3 | Cogen
8154 | FOR #4 | Cogen
8155 | FOR #5 | Cogen
8156 | FOR #6 | Cogen
8157 | FOR #7 | Cogen
8161 | COLETO0A | LIGCO
8173 | VICEC51A | CC
8174 | VICEC61A | CC
8189 | CUECPL2A | Cogen
8262 | ELPS | Hydro
8285 | LAR #1 | GST
8287 | LAR #2 | GST
8288 | LAR #3 | GST
8388 | BATES0A | GST
8393 | BATES0B | GST
8437 | NUECES_B0C | GST
8438 | NUECES_B0B | GST
8442 | NBEC7 | GST
8442 | NBEC7 | GST
8456 | COSW#1 | Cogen
8457 | COSW#2 | Cogen
8459 | B_DAVIS0B | GSC
8460 | B_DAVIS0A | GSC
8461 | KOCH_UP0A | Cogen
8506 | VAL #1 | Cogen
8507 | VAL #2 | Cogen
8511 | OXY_CC0A | Cogen
8517 | CELANEBI0A | Cogen
8560 | CNOPGT1 | Cogen
8561 | CNOPGT2 | Cogen
8562 | CNOPST1 | Cogen
8926 | LGE_GT10A | Cogen
8927 | LGE_GT20A | Cogen
8928 | LGE_STG0A | Cogen
8930 | ICPGN10A | Cogen
8931 | ICPGN20A | Cogen
8932 | ICPGN30A | Cogen
8933 | FGNTS001 | CC
8934 | FGNTS101 | CC
8935 | FGNTS201 | CC
8936 | MVGN#1 | CC
8937 | MVGN#2 | CC
8938 | MVGN#3 | CC
8981 | HECN1 | CC
8982 | HECN2 | CC
8983 | HECN3 | CC
9000 | DECKR_G1 | GST
9001 | DECKR_G2 | GST
9002 | DECKR_G3 | GGT
9003 | DECKR_G4 | GGT
9004 | DECKR_G5 | GGT
9005 | DECKR_G6 | GGT
9016 | SANDH_G1 | GGT
9017 | SANDH_G2 | GGT
9018 | SANDH_G3 | GGT
9019 | SANDH_G4 | GGT
9020 | SANDHG5A | CC
9021 | SANDHG5C | CC
11001 | NAV1CT | CC
11009 | NAV2CT | CC
11011 | NAV3ST | CC
11012 | NAV4CT | CC
11013 | NAV5CT | CC
11014 | NAV6ST | CC
11020 | TIEHVSG_1G | CC
11021 | TIEHVCG_1G | CC
11022 | TIEHVCG_2G | CC
11023 | TIEHVCG_3G | CC
11024 | TIEHVCG_4G | CC
11025 | TIEHVSG_2G | CC
11056 | ROSCOE_1G | Wind
11057 | CHAMPION_1G | Wind
11058 | PYRON_1G | Wind
11059 | INADALE_1G | Wind
11065 | ELBOWCK_1G | Wind
11147 | NOTREES_1G | Wind
11309 | BULLCREK_2G | Wind
11310 | BULLCREK_1G | Wind
11320 | COYOTE_1G | Wind
11691 | KMICHICT1_G | CC
11692 | KMICHICT2_G | CC
11693 | KMICHIST3_G | CC
11694 | KMICHICT4_G | CC
11695 | KMICHICT5_G | CC
11696 | KMICHIST6_G | CC
12322 | ENNSTRAC_1G | CC
12323 | ENNSTRAC_2G | CC
12411 | FPLEFR1A_G | CC
12412 | FPLEFR1B_G | CC
12413 | FPLEFR1C_G | CC
12414 | FPLEFR1S_G | CC
12421 | FPLEFR2A_G | CC
12422 | FPLEFR2B_G | CC
12423 | FPLEFR2C_G | CC
12424 | FPLEFR2S_G | CC
12440 | PARKD_1SVC8 | GST
12449 | PARKD_2SVC8 | GST
13116 | TGATEWAY_1G | CC
13117 | TGATEWAY_2G | CC
13118 | TGATEWAY_3G | CC
13119 | TGATEWAY_4G | CC
13131 | CALFREST_1G | CC
13132 | CALFREST_2G | CC
13133 | CALFREST_3G | CC
13134 | CALFREST_4G | CC
13135 | CALFREST_5G | CC
13136 | CALFREST_6G | CC
13432 | SANDOW_5G | LIGCO
32798 | BRYN_TAMUGEN | GST
32883 | BRYN_DNSBY3 | GST
32884 | BRYN_DNSBY13 | GST
32886 | BRYN_ATKINS3 | GST
32887 | BRYN_ATKINS6 | GST
32888 | BRYN_ATKINS7 | GGT
32890 | BRYN_ATKINS4 | GST
32891 | BRYN_ATKINS5 | GST
32892 | BRYN_DNSBY14 | GST
36998 | RDCNYNG1 | Wind
38332 | TNWDWRDU2_8 | Wind
38437 | TNSRBNMESA9 | Wind
38580 | TNBP_CGN1_8 | Cogen
38590 | TNBP_CGN2_8 | Cogen
38600 | TNBP_CGN3_8 | Cogen
38611 | TNBPAMCG1_8 | Cogen
38612 | TNBPAMCG2_8 | Cogen
38613 | TNBPAMCG3_8 | Cogen
38614 | TNBPAMCG4_8 | Cogen
38615 | TNBPAMCG5_8 | Cogen
38690 | TNBP_CGN4_8 | Cogen
38711 | TNTXCTY1CG8 | Cogen
38712 | TNTXCTY2CG8 | Cogen
38713 | TNTXCTY3CG8 | Cogen
38714 | TNTXCTY4CG8 | Cogen
39190 | TNSLCGN1__8 | Cogen
39470 | TNDOWCGNSG8 | Cogen
39480 | TNDOWCGNGG8 | Cogen
39760 | TNSCLP1___8 | Cogen
39770 | TNSCLP2___8 | Cogen
39775 | TNSCLP4___8 | Cogen
39790 | TNSCLP3___8 | Cogen
39960 | TNTNPONE_18 | LIGCO
39970 | TNTNPONE_28 | LIGCO
48500 | APD_GT1_8005 | Cogen
48510 | AK_GT1__8040 | Cogen
48511 | LPE_GT1_8070 | GGT
48512 | LPE_GT2_8075 | GGT
48513 | LPE_GT3_8080 | GGT
48514 | LPE_GT4_8085 | GGT
48520 | BSF_GT1_8070 | Cogen
48520 | BSF_GT1_8070 | Cogen
48521 | BVE_GT1_GT1 | CC
48522 | BVE_GT2_5035 | CC
48523 | BVE_ST1_GN1 | CC
48531 | BYU_GT1_8075 | Cogen
48532 | BYU_GT2_8055 | Cogen
48533 | BYU_GT3_8060 | Cogen
48534 | BYU_GT4_8065 | Cogen
48551 | CAL_GT1_8045 | Cogen
48552 | CAL_ST1_8000 | Cogen
48561 | CTL_GT2_8130 | Cogen
48562 | CTL_GT3_8135 | Cogen
48563 | CTL_GT4_8140 | Cogen
48564 | CTL_GN1_8145 | Cogen
48565 | CTL_GN2_8155 | Cogen
48581 | CBY_GN1_1 | GSC
48582 | CBY_GN2_2 | GSC
48583 | CBY_GT4_1 | GSC
48584 | CBY_GT4_2 | CC
48585 | CBY_ST4_1 | CC
48591 | CHE_GT2_5030 | Cogen
48593 | CHE_GT1_8015 | Cogen
48594 | CHE_GN4_8025 | Cogen
48595 | BTE_GT2_8075 | CC
48596 | BTE_GT3_8045 | CC
48597 | BTE_GT4_8055 | CC
48598 | BTE_ST1_8070 | CC
48611 | DIB_GT1_8080 | Cogen
48612 | DIB_GT2_8075 | Cogen
48613 | DIB_ST1_8085 | Cogen
48614 | DIB_GT3_8090 | Cogen
48641 | DPEC_GT15040 | CC
48642 | DPEC_GT25025 | CC
48643 | DPEC_GT35010 | CC
48644 | DPEC_GT45070 | CC
48645 | DPEC_ST55065 | CC
48651 | EP_1_2 | Cogen
48651 | EP_1_2 | Cogen
48671 | FTR_GT1_5105 | CC
48672 | FTR_GT2_5110 | CC
48673 | FTR_GT3_5085 | CC
48674 | FTR_CN4_5095 | CC
48690 | GBY_GN5_5 | GSC
48691 | GBY_73741085 | GGT
48691 | GBY_73741085 | GGT
48692 | GBY_81821075 | GGT
48692 | GBY_81821075 | GGT
48693 | GBY_83841065 | GGT
48693 | GBY_83841065 | GGT
48721 | LEG_1___1 | LIGCO
48722 | LEG_2___2 | LIGCO
48730 | MNS_GT | Cogen
48731 | CBE_GT1 | CC
48732 | CBE_GT2 | CC
48733 | CBE_ST12 | CC
48734 | CBE_GT3 | CC
48735 | CBE_GT4 | CC
48736 | CBE_ST34 | CC
48740 | PSG_GN2_8050 | Cogen
48741 | PSG_GT2_8040 | Cogen
48742 | PSG_GT3_8060 | Cogen
48761 | PR_GT1__9040 | Cogen
48772 | PHR_GN2_2 | GSC
48791 | PSA_GT1_8160 | Cogen
48792 | PSA_GT2_8155 | Cogen
48793 | PSA_GT3_8150 | Cogen
48794 | PSA_GT4_8145 | Cogen
48795 | PSA_GT5_8140 | Cogen
48796 | PSA_GN1_8165 | Cogen
48797 | PSA_GT6_8135 | Cogen
48811 | CVC_GT3_5045 | Cogen
48812 | CVC_GT2_5020 | Cogen
48813 | CVC_GT1_5035 | Cogen
48814 | CVC_ST5_5040 | Cogen
48815 | CVC_GT4_8005 | Cogen
48820 | SHELLG1_3015 | Cogen
48821 | SHELLG2 | Cogen
48822 | SHELLG3_3020 | Cogen
48822 | SHELLG3_3020 | Cogen
48841 | SJS_GT1_GT1 | Cogen
48842 | SJS_GT2_GT2 | Cogen
48845 | SOL_GT1 | Solar
48851 | SRB_GN1_1 | GST
48852 | SRB_GN2_2 | GST
48853 | SRB_GN3_3 | GST
48854 | SRB_GN4_4 | GST
48855 | SRB_GT211035 | GGT
48855 | SRB_GT211035 | GGT
48873 | THW_ST3_ST_3 | CC
48874 | THW_ST4_ST_4 | CC
48875 | THW_3132 | CC
48875 | THW_3132 | CC
48877 | THW_3334 | CC
48877 | THW_3334 | CC
48879 | THW_4142 | CC
48879 | THW_4142 | CC
48881 | THW_4344 | CC
48881 | THW_4344 | CC
48883 | THW_GT1_GT_1 | GGT
48885 | THW_5152 | GGT
48885 | THW_5152 | GGT
48886 | THW_5354 | GGT
48886 | THW_5354 | GGT
48887 | THW_5556 | GGT
48887 | THW_5556 | GGT
48911 | TGF_GT1_8000 | Cogen
48921 | WAP_GN1_1 | GST
48922 | WAP_GN2_2 | GST
48923 | WAP_GN3_3 | GST
48924 | WAP_GN4_4 | GSC
48925 | WAP_GN5_5 | LIGCO
48926 | WAP_GN6_6 | LIGCO
48927 | WAP_GN7_7 | LIGCO
48928 | WAP_GN8_8 | LIGCO
48929 | WAPGT21_GT1 | GGT
48940 | WARVUE_GT1 | Cogen
49803 | EXN_15GT | Cogen
49804 | EXN_16GT | Cogen
49805 | EXN_17GT | Cogen
49826 | EXN938GT | Cogen
49828 | EXN941GT | Cogen
49829 | EXN942GT | Cogen
49830 | EXN943GT | Cogen
49831 | EXN944GT | Cogen
49832 | EXN945GT | Cogen
49837 | EXN_GT | Cogen
49838 | EXN_14GT | Cogen
49851 | DOW17000 | Cogen
49858 | DOW38100 | Cogen
49859 | DOW38200 | Cogen
49860 | DOW38300 | Cogen
49862 | DOW39100 | Cogen
49863 | DOW39200 | Cogen
49865 | DOW41000 | Cogen
49866 | DOW42000 | Cogen
49869 | DOW49000 | Cogen
49870 | DOW61000 | Cogen
49871 | DOW62000 | Cogen
49872 | DOW63000 | Cogen
49873 | DOW64000 | Cogen
49876 | DOW65000 | Cogen
49877 | DOW66000 | Cogen
49878 | DOW67000 | Cogen
49882 | DOW81000 | Cogen
49884 | DOW82000 | Cogen
49885 | DOW83000 | Cogen
49886 | DOW84000 | Cogen
58909 | PEARSALLSCG1 | Diesel
58909 | PEARSALLSCG1 | Diesel
58909 | PEARSALLSCG1 | Diesel
58909 | PEARSALLSCG1 | Diesel
58909 | PEARSALLSCG1 | Diesel
58909 | PEARSALLSCG1 | Diesel
58919 | PEARSALLSCG2 | Diesel
58919 | PEARSALLSCG2 | Diesel
58919 | PEARSALLSCG2 | Diesel
58919 | PEARSALLSCG2 | Diesel
58919 | PEARSALLSCG2 | Diesel
58919 | PEARSALLSCG2 | Diesel
58929 | PEARSALLSCG3 | Diesel
58929 | PEARSALLSCG3 | Diesel
58929 | PEARSALLSCG3 | Diesel
58929 | PEARSALLSCG3 | Diesel
58929 | PEARSALLSCG3 | Diesel
58929 | PEARSALLSCG3 | Diesel
58949 | PEARSALLSCG4 | Diesel
58949 | PEARSALLSCG4 | Diesel
58949 | PEARSALLSCG4 | Diesel
58949 | PEARSALLSCG4 | Diesel
58949 | PEARSALLSCG4 | Diesel
58949 | PEARSALLSCG4 | Diesel
60000 | DSKY2 | Wind
60003 | KING_NE1A | Wind
60005 | KING_SE1A | Wind
60007 | KING_SW1A | Wind
60016 | WOODWRD11A | Wind
60017 | ORNNWP1 | Wind
60018 | DSKY1 | Wind
60019 | KING_NW1A | Wind
60057 | CALLAHAN1A | Wind
60058 | BUFF_GAP1A | Wind
60060 | CIRELLO | Wind
60063 | BUFF_GAP1B | Wind
60066 | H_HOLLOW1A | Wind
60068 | HHOLLOW21A | Wind
60070 | HHOLLOW31A | Wind
60072 | HHOLLOW41A | Wind
60081 | WHRLWIND1A | Wind
60201 | RIO DRCS | AVR
60202 | FRNDDRCS | AVR
71051 | L_BITTCR1_1N | Wind
71054 | L_SWEETW1_1N | Wind
71057 | L_SWEETW1_2N | Wind
71059 | L_SWEETW1_3N | Wind
71060 | L_SWEETW1_4N | Wind
71061 | L_SWEETW1_5N | Wind
76031 | L_GASCCR1_1N | Wind
76091 | L_DIVIDE1_1N | Wind
76095 | L_CAPRSI1_1N | Wind
76096 | L_CAPRSI1_2N | Wind
76097 | L_CAPRGE1_1N | Wind
80003 | MILHWYS | AVR
80012 | LAR | DCTie
80051 | FOR #8 | Cogen
80052 | FOR #9 | Cogen
80053 | FOR #10 | Cogen
80080 | GWINDT11A | Wind
80080 | GWINDT11A | Wind
80080 | GWINDT11A | Wind
80080 | GWINDT11A | Wind
80081 | GWINDT21A | Wind
80081 | GWINDT21A | Wind
80081 | GWINDT21A | Wind
80081 | GWINDT21A | Wind
80137 | CSDR89 | DCTie
80137 | CSDR89 | DCTie
80138 | CSDR7 | DCTie
80139 | CSDR56 | DCTie
80139 | CSDR56 | DCTie
80140 | CSDR11 | DCTie
80180 | PNSCALT11A | Wind
80180 | PNSCALT11A | Wind
80181 | PNSCALT21A | Wind
80181 | PNSCALT21A | Wind
80223 | REYSHR G | Cogen
80224 | VISTRONG1 | Cogen
80225 | VISTRONG2 | Cogen
80226 | ALCOA G | Cogen
80227 | AIRCO G | Cogen
80263 | B_DAVIS31A | CC
80264 | B_DAVIS41A | CC
80265 | LARECU40A | GGT
80266 | LARECU50A | GGT
86104 | CID-138 | DCTie
86105 | CID-230 | DCTie
86106 | CUF-230 | DCTie
86107 | CUF-138 | DCTie
88198 | BEEVILLE | AVR
88253 | HAMILTON | BLT
88299 | ZAPATA | BLT
88508 | FALFURRI | AVR