## Set up
Step 1 | Go to the Zones worksheet in this workbook. Make sure that the source and sink zones are set correctly and the "1"s and "-1"s are correct |  | Summary of Key Data points | Value
File Description: Cont_ Rogers_1 to Temple OL_ TempleSS to Sandow
Step 2 | Open Dennis' file that needs to have the data transferred, same file that is listed in cell K27 |  | Number of units | 645
|  |  | Dec PTDF cutoff point | 387
Step 3 | Copy columns J:X from an old Dennis' Sheet to the new sheet (if first round of a new alaysis) |  | Dec PTDF cutoff unit | TNSLCGN1__8
|  |  | Dec 10% unit | L_SIMGID1_3Y
Step 4 | Mark the contingencies and monitored element set by a "y" in column K of Dennis' sheet, if there are a match on the filename use something to make unique |  | Dec max cumltv zone impact - cumltv zone share | 0.12313
|  |  | Dec max cumltv zone impact - cumltv zone share pt | 175
Step 5 | Enter Dennis' file name into cell K27 |  | Dec max cumltv zone impact - cumltv zone share unit | RAYBURNGEN2
|  |  | South Zonal weighted AWGSF | 0.12167
Step 6 | click the step one button |  | North Zonal weighted AWGSF | -0.084041
|  |  | Inc PTDF cutoff point | 258
Step 7 | Enter the line ratings in Dennis' workbook, the Input worksheet, in the cells |  | Inc PTDF cutoff unit | BRYN_DNSBY14
| X6:X30, or to the end of the selected list. |  | Inc 10% unit | MDLTHELP_5G
|  |  | Inc max cumltv zone impact - cumltv zone share | 0.026216
Step 8 | Check to see that the number of generators in Dennis' file matches the length |  | Inc max cumltv zone impact - cumltv zone share pt | 54
| of the formulas in columns L:V (Distributed Slack - Dec) have been copied through to the apporpriate number of rows |  | Inc max cumltv zone impact - cumltv zone share unit | SPENCER_G5
| If Dennis' sheet data is less than this file then clear any old unit data in columns A:K of this workbook to match the correct leng |  | South Zonal weighted AWGSF | 0.12167
| It is only necessary to match the Distributed Slack - Dec worksheet. |  | North Zonal weighted AWGSF | -0.084041
|  |  | Min of zone correlation | 0.084041
Step 9 | Click the step 2 button |  | Bounary gen in North Zone | 0
| The last file saved will still be open, yopu will need to close this file. |  | Bounary gen in soucre zone as % of line | 0%
| This sheet willno longer be open. |  | Bounary gen in South Zone | 0
|  |  | Bounary gen in soucre zone as % of line | 0
|  |  | OL element line rating | 1072
|  |  | South Zonal weighted AWGSF | 0.12167
|  | SN_043009automation.xls | North Zonal weighted AWGSF | -0.084041
Copy Dennis' data step 1
Copy Dennis' Data Step 2

## Distributed Slack - Dec
Number of Bus | Name of Bus | ID | Area Name of Gen | AGC | P Sensitivity of Bus | Gen MW | Min MW | Max MW | V Sensitivity of Bus | Set Volt | Tech Type | Zone Impact | Zone Correlation | Inc Max | Dec Max | Souce S.F. Weighting | Souce Capacity | Sink S.F. Weighting | Sink Capacity | PTDF Calc | PTDF Weighting | Cumulative Share of Zonal Cap | Cumulative Share of Zonal Impact | Cont_ Rogers_1 to Temple OL_ TempleSS to Sandow |  | i_PTDF_DEC_pt | 387 |  | RAYBURNGEN2 | Unit at max
13432 | SANDOW_5G | 5 | South | YES | 0.20014 | 581 | 225 | 581 |  | 1.029 | LIGCO | 1 | 0.28418 | 0 | 581 | 116.2808 | 581 |  |  | 0.28418 | 165.1088 | 0.019641 | 0.032463 |  |  | i_10pctunit | 15 |  | 175 | # units @ max
3432 | SANDOW_4G | 4 | South | YES | 0.194 | 580 | 225 | 580 | 0 | 1.029 | LIGCO | 1 | 0.27804 | 0 | 580 | 112.52 | 580 |  |  | 0.27804 | 161.264 | 0.039249 | 0.064171 |  |  | # units | 645 |  | 0.12313 | delta max
7007 | L_LOSTPI1_1Y | 1 | South | YES | 0.15375 | 158.6 | 110 | 158 | 0 | 1 | CC | 1 | 0.23779 | 158 | 158 | 24.2919 | 158 |  |  | 0.23779 | 37.5704 | 0.04459 | 0.071558 | [5 empty] | Delta
7008 | L_LOSTPI1_2Y | 2 | South | YES | 0.15375 | 157.7 | 107 | 160 | 0 | 1 | CC | 1 | 0.23779 | 160 | 160 | 24.5994 | 160 |  |  | 0.23779 | 38.046 | 0.049999 | 0.079038 | Weighted Shift Factors |  |  |  | 1 | 0.012822
7009 | L_LOSTPI1_3Y | 3 | South | YES | 0.15375 | 173.9 | 72 | 175 | 0 | 1 | CC | 1 | 0.23779 | 175 | 175 | 26.9056 | 175 |  |  | 0.23779 | 41.6128 | 0.055915 | 0.08722 | South | 0.12167 |  |  | 2 | 0.024922
7807 | L_BASTEN1_1Y | 1 | South | YES | 0.152 | 152.5 | 83.5 | 152.5 | 0 | 1.004 | CC | 1 | 0.23604 | 152.5 | 152.5 | 23.1798 | 152.5 |  |  | 0.23604 | 35.9962 | 0.061071 | 0.094298 | North | -0.084041 |  |  | 3 | 0.026968
7808 | L_BASTEN1_2Y | 1 | South | YES | 0.152 | 149.5 | 83.5 | 149.5 | 0 | 1.004 | CC | 1 | 0.23604 | 149.5 | 149.5 | 22.7239 | 149.5 |  |  | 0.23604 | 35.288 | 0.066125 | 0.10124 |  |  |  |  | 4 | 0.029039
7809 | L_BASTEN1_3Y | 1 | South | YES | 0.152 | 232.6 | 42 | 232.6 | 0 | 1.004 | CC | 1 | 0.23604 | 232.6 | 232.6 | 35.355 | 232.6 |  |  | 0.23604 | 54.903 | 0.073988 | 0.11203 |  |  |  |  | 5 | 0.031305
9002 | DECKR_G3 | 3 | South | YES | 0.13563 | 0 | 24 | 42 |  | 1.015 | GGT | 1 | 0.21967 | 42 | 42 | 5.6964 | 42 |  |  | 0.21967 | 9.2262 | 0.075408 | 0.11385 |  |  |  |  | 6 | 0.033227
9003 | DECKR_G4 | 4 | South | YES | 0.13563 | 44 | 24 | 44 | 0 | 1.015 | GGT | 1 | 0.21967 | 44 | 44 | 5.9677 | 44 |  |  | 0.21967 | 9.6655 | 0.076895 | 0.11575 |  |  |  |  | 7 | 0.035111
9004 | DECKR_G5 | 5 | South | YES | 0.13563 | 44 | 24 | 44 | 0 | 1.015 | GGT | 1 | 0.21967 | 44 | 44 | 5.9677 | 44 |  |  | 0.21967 | 9.6655 | 0.078383 | 0.11765 |  |  |  |  | 8 | 0.038043
9005 | DECKR_G6 | 6 | South | YES | 0.13563 | 44 | 24 | 47 | 0 | 1.015 | GGT | 1 | 0.21967 | 47 | 47 | 6.3746 | 47 |  |  | 0.21967 | 10.3245 | 0.079972 | 0.11968 |  |  |  |  | 9 | 0.038437
7004 | L_SIMGID1_1Y | 1 | South | YES | 0.13535 | 132 | 40 | 132 | 0 | 1.02 | GST | 1 | 0.21939 | 132 | 132 | 17.8663 | 132 |  |  | 0.21939 | 28.9598 | 0.084434 | 0.12537 |  |  |  |  | 10 | 0.03885
7005 | L_SIMGID1_2Y | 2 | South | YES | 0.13535 | 133 | 32 | 139 | 0 | 1.02 | GST | 1 | 0.21939 | 139 | 139 | 18.8138 | 139 |  |  | 0.21939 | 30.4955 | 0.089133 | 0.13137 |  |  |  |  | 11 | 0.039263
7006 | L_SIMGID1_3Y | 3 | South | YES | 0.13535 | 324.9 | 60 | 329 | 0 | 1.02 | GST | 1 | 0.21939 | 329 | 329 | 44.5305 | 329 |  |  | 0.21939 | 72.1801 | 0.10026 | 0.14556 |  |  |  |  | 12 | 0.039704
7010 | L_FPPYD11_1Y | 1 | South | YES | 0.13473 | 547.4 | 200 | 606 | 0 | 1.02 | LIGCO | 1 | 0.21877 | 0 | 606 | 81.644 | 606 |  |  | 0.21877 | 132.573 | 0.12074 | 0.17162 |  |  |  |  | 13 | 0.040936
7011 | L_FPPYD11_2Y | 2 | South | YES | 0.13473 | 552.2 | 200 | 598 | 0 | 1.02 | LIGCO | 1 | 0.21877 | 0 | 598 | 80.5661 | 598 |  |  | 0.21877 | 130.8229 | 0.14096 | 0.19735 |  |  |  |  | 14 | 0.042233
7012 | L_FPPYD21_3Y | 3 | South | YES | 0.13458 | 427.5 | 200 | 436 | 0 | 1.02 | LIGCO | 1 | 0.21862 | 0 | 436 | 58.676 | 436 |  |  | 0.21862 | 95.318 | 0.1557 | 0.21609 |  |  |  |  | 15 | 0.045303
9016 | SANDH_G1 | 1 | South | YES | 0.13422 | 45 | 2 | 49 | 0 | 1.0175 | GGT | 1 | 0.21826 | 49 | 49 | 6.5767 | 49 |  |  | 0.21826 | 10.6947 | 0.15735 | 0.21819 |  |  |  |  | 16 | 0.050882
9017 | SANDH_G2 | 2 | South | YES | 0.13422 | 45 | 2 | 46 | 0 | 1.0175 | GGT | 1 | 0.21826 | 46 | 46 | 6.174 | 46 |  |  | 0.21826 | 10.0399 | 0.15891 | 0.22016 |  |  |  |  | 17 | 0.056389
9018 | SANDH_G3 | 3 | South | YES | 0.13422 | 45 | 2 | 46 | 0 | 1.0175 | GGT | 1 | 0.21826 | 46 | 46 | 6.174 | 46 |  |  | 0.21826 | 10.0399 | 0.16046 | 0.22214 |  |  |  |  | 18 | 0.06039
9019 | SANDH_G4 | 4 | South | YES | 0.13422 | 0 | 2 | 47 |  | 1.0175 | GGT | 1 | 0.21826 | 47 | 47 | 6.3082 | 47 |  |  | 0.21826 | 10.2582 | 0.16205 | 0.22416 |  |  |  |  | 19 | 0.060837
9020 | SANDHG5A | 5A | South | YES | 0.13422 | 150 | 84 | 155 | 0 | 1.0175 | CC | 1 | 0.21826 | 155 | 155 | 20.8038 | 155 |  |  | 0.21826 | 33.8302 | 0.16729 | 0.23081 |  |  |  |  | 20 | 0.061256
9021 | SANDHG5C | 5C | South | YES | 0.13422 | 140 | 0 | 148 | 0 | 1.0175 | CC | 1 | 0.21826 | 148 | 148 | 19.8643 | 148 |  |  | 0.21826 | 32.3024 | 0.1723 | 0.23716 |  |  |  |  | 21 | 0.061675
9000 | DECKR_G1 | 1 | South | YES | 0.13335 | 280 | 50 | 321 | 0 | 1.015 | GST | 1 | 0.21739 | 321 | 321 | 42.805 | 321 |  |  | 0.21739 | 69.7823 | 0.18315 | 0.25088 |  |  |  |  | 22 | 0.062103
9001 | DECKR_G2 | 2 | South | YES | 0.13335 | 400 | 50 | 426 | 0 | 1.015 | GST | 1 | 0.21739 | 426 | 426 | 56.8067 | 426 |  |  | 0.21739 | 92.6083 | 0.19755 | 0.26909 |  |  |  |  | 23 | 0.063514
7020 | L_AUSTPL1_1Y | 1 | South | YES | 0.13019 | 0 | 0 | 8 |  | 1 | Hydro | 1 | 0.21423 | 0 | 0 | 0 | 0 |  |  | 0.21423 | 0 | 0.19755 | 0.26909 |  |  |  |  | 24 | 0.064862
7020 | L_AUSTPL1_1Y | 2 | South | YES | 0.13019 | 0 | 0 | 8 |  | 1 | Hydro | 1 | 0.21423 | 0 | 0 | 0 | 0 |  |  | 0.21423 | 0 | 0.19755 | 0.26909 |  |  |  |  | 25 | 0.067731
7303 | L_WPPGS12_1Y | 1 | South | YES | 0.1286 | 50 | 0 | 50 | 0 | 1.025 | GGT | 1 | 0.21264 | 50 | 50 | 6.4298 | 50 |  |  | 0.21264 | 10.6319 | 0.19924 | 0.27118 |  |  |  |  | 26 | 0.071538
7303 | L_WPPGS12_1Y | 2 | South | YES | 0.1286 | 50 | 0 | 50 | 0 | 1.025 | GGT | 1 | 0.21264 | 50 | 50 | 6.4298 | 50 |  |  | 0.21264 | 10.6319 | 0.20093 | 0.27327 |  |  |  |  | 27 | 0.071538
7305 | L_WPPGS34_1Y | 3 | South | YES | 0.1286 | 50 | 0 | 50 | 0 | 1.025 | GGT | 1 | 0.21264 | 50 | 50 | 6.4298 | 50 |  |  | 0.21264 | 10.6319 | 0.20262 | 0.27536 |  |  |  |  | 28 | 0.071538
7305 | L_WPPGS34_1Y | 4 | South | YES | 0.1286 | 50 | 0 | 50 | 0 | 1.025 | GGT | 1 | 0.21264 | 50 | 50 | 6.4298 | 50 |  |  | 0.21264 | 10.6319 | 0.20431 | 0.27745 |  |  |  |  | 29 | 0.071938
7014 | L_HAYSEN1_1Y | 1 | South | YES | 0.12812 | 223.9 | 74 | 223.9 | 0 | 1.008 | CC | 1 | 0.21216 | 223.9 | 223.9 | 28.6861 | 223.9 |  |  | 0.21216 | 47.5029 | 0.21188 | 0.28679 |  |  |  |  | 30 | 0.072338
7015 | L_HAYSEN1_2Y | 2 | South | YES | 0.12812 | 225 | 74 | 225 | 0 | 1.008 | CC | 1 | 0.21216 | 225 | 225 | 28.827 | 225 |  |  | 0.21216 | 47.7363 | 0.21949 | 0.29617 |  |  |  |  | 31 | 0.072738
7016 | L_HAYSEN1_3Y | 3 | South | YES | 0.12812 | 224.6 | 74 | 224.6 | 0 | 1.008 | CC | 1 | 0.21216 | 224.6 | 224.6 | 28.7758 | 224.6 |  |  | 0.21216 | 47.6514 | 0.22708 | 0.30554 |  |  |  |  | 32 | 0.073139
7017 | L_HAYSEN1_4Y | 4 | South | YES | 0.12812 | 226.7 | 74 | 226.7 | 0 | 1.008 | CC | 1 | 0.21216 | 226.7 | 226.7 | 29.0448 | 226.7 |  |  | 0.21216 | 48.097 | 0.23474 | 0.315 |  |  |  |  | 33 | 0.074909
7487 | L_CANYHY8_1Y | 1 | South | YES | 0.1243 | 0 | 0 | 6 |  | 1 | Hydro | 1 | 0.20834 | 0 | 0 | 0 | 0 |  |  | 0.20834 | 0 | 0.23474 | 0.315 |  |  |  |  | 34 | 0.076689
7810 | L_RIONOG1G1Y | 1 | South | YES | 0.12333 | 148 | 0 | 148 | 0 | 1.02 | CC | 1 | 0.20737 | 148 | 148 | 18.2528 | 148 |  |  | 0.20737 | 30.691 | 0.23975 | 0.32103 |  |  |  |  | 35 | 0.078465
7811 | L_RIONOG1G2Y | 2 | South | YES | 0.12333 | 148 | 0 | 148 | 0 | 1.02 | CC | 1 | 0.20737 | 148 | 148 | 18.2528 | 148 |  |  | 0.20737 | 30.691 | 0.24475 | 0.32707 |  |  |  |  | 36 | 0.080258
7812 | L_RIONOG1G3Y | 3 | South | YES | 0.12333 | 154 | 0 | 154 | 0 | 1.02 | CC | 1 | 0.20737 | 154 | 154 | 18.9928 | 154 |  |  | 0.20737 | 31.9352 | 0.24996 | 0.33335 |  |  |  |  | 37 | 0.080258
7813 | L_RIONOG1S1Y | 4 | South | YES | 0.12333 | 293 | 0 | 293 | 0 | 1.02 | CC | 1 | 0.20737 | 293 | 293 | 36.1357 | 293 |  |  | 0.20737 | 60.7598 | 0.25986 | 0.34529 |  |  |  |  | 38 | 0.081289
7605 | L_MCQUEE9_1Y | 1 | South | YES | 0.12121 | 0 | 0 | 2.4 |  | 1.025 | Hydro | 1 | 0.20525 | 0 | 0 | 0 | 0 |  |  | 0.20525 | 0 | 0.25986 | 0.34529 |  |  |  |  | 39 | 0.08232
7605 | L_MCQUEE9_1Y | 2 | South | YES | 0.12121 | 0 | 0 | 2.4 |  | 1.025 | Hydro | 1 | 0.20525 | 0 | 0 | 0 | 0 |  |  | 0.20525 | 0 | 0.25986 | 0.34529 |  |  |  |  | 40 | 0.083393
7605 | L_MCQUEE9_1Y | 3 | South | YES | 0.12121 | 0 | 0 | 2.8 |  | 1.025 | Hydro | 1 | 0.20525 | 0 | 0 | 0 | 0 |  |  | 0.20525 | 0 | 0.25986 | 0.34529 |  |  |  |  | 41 | 0.085434
7609 | L_SCHUMA8_1Y | 1 | South | YES | 0.12041 | 0 | 0 | 4 |  | 1 | Hydro | 1 | 0.20445 | 0 | 0 | 0 | 0 |  |  | 0.20445 | 0 | 0.25986 | 0.34529 |  |  |  |  | 42 | 0.085434
7800 | L_GUADGE1_1Y | 1 | South | YES | 0.11891 | 147 | 30 | 147 | 0 | 1.02 | CC | 1 | 0.20295 | 147 | 147 | 17.4802 | 147 |  |  | 0.20295 | 29.8343 | 0.26483 | 0.35116 |  |  |  |  | 43 | 0.085434
7801 | L_GUADGE1_2Y | 2 | South | YES | 0.11891 | 138 | 30 | 138 | 0 | 1.02 | CC | 1 | 0.20295 | 138 | 138 | 16.41 | 138 |  |  | 0.20295 | 28.0077 | 0.2695 | 0.35667 |  |  |  |  | 44 | 0.085434
7802 | L_GUADGE1_3Y | 3 | South | YES | 0.11891 | 146 | 30 | 146 | 0 | 1.02 | CC | 1 | 0.20295 | 146 | 146 | 17.3613 | 146 |  |  | 0.20295 | 29.6313 | 0.27443 | 0.36249 |  |  |  |  | 45 | 0.085434
7803 | L_GUADGE1_4Y | 4 | South | YES | 0.11891 | 149 | 30 | 149 | 0 | 1.02 | CC | 1 | 0.20295 | 149 | 149 | 17.718 | 149 |  |  | 0.20295 | 30.2402 | 0.27947 | 0.36844 |  |  |  |  | 46 | 0.086331
7804 | L_GUADGE1_5Y | 5 | South | YES | 0.11891 | 182 | 30 | 182 | 0 | 1.02 | CC | 1 | 0.20295 | 182 | 182 | 21.6422 | 182 |  |  | 0.20295 | 36.9377 | 0.28562 | 0.3757 |  |  |  |  | 47 | 0.087173
7805 | L_GUADGE1_6Y | 6 | South | YES | 0.11891 | 203 | 30 | 203 | 0 | 1.02 | CC | 1 | 0.20295 | 203 | 203 | 24.1393 | 203 |  |  | 0.20295 | 41.1997 | 0.29248 | 0.3838 |  |  |  |  | 48 | 0.088063
7624 | L_LAKEWO9_1Y | 1 | South | YES | 0.1184 | 0 | 0 | 2.4 |  | 1 | Hydro | 1 | 0.20244 | 0 | 0 | 0 | 0 |  |  | 0.20244 | 0 | 0.29248 | 0.3838 |  |  |  |  | 49 | 0.088972
7624 | L_LAKEWO9_1Y | 2 | South | YES | 0.1184 | 0 | 0 | 2.4 |  | 1 | Hydro | 1 | 0.20244 | 0 | 0 | 0 | 0 |  |  | 0.20244 | 0 | 0.29248 | 0.3838 |  |  |  |  | 50 | 0.090082
7031 | L_MARSFO1G1Y | 1 | South | YES | 0.11588 | 0 | 0 | 36 |  | 1 | Hydro | 1 | 0.19993 | 0 | 0 | 0 | 0 |  |  | 0.19993 | 0 | 0.29248 | 0.3838 |  |  |  |  | 51 | 0.09132
7032 | L_MARSFO1G2Y | 2 | South | YES | 0.11588 | 0 | 0 | 35 |  | 1 | Hydro | 1 | 0.19993 | 0 | 0 | 0 | 0 |  |  | 0.19993 | 0 | 0.29248 | 0.3838 |  |  |  |  | 52 | 0.09132
7033 | L_MARSFO1G3Y | 3 | South | YES | 0.11588 | 0 | 0 | 36 |  | 1 | Hydro | 1 | 0.19993 | 0 | 0 | 0 | 0 |  |  | 0.19993 | 0 | 0.29248 | 0.3838 |  |  |  |  | 53 | 0.09132
5436 | TUTTL_WBT1G1 | 1 | South | YES | 0.11549 | 48.8 | 20 | 61 | 0 | 1.012 | GST | 1 | 0.19953 | 61 | 61 | 7.0448 | 61 |  |  | 0.19953 | 12.1713 | 0.29455 | 0.3862 |  |  |  |  | 54 | 0.09132
5438 | TUTTL_WBT3G3 | 3 | South | YES | 0.11549 | 95 | 25 | 95 | 0 | 1.012 | GST | 1 | 0.19953 | 95 | 95 | 10.9714 | 95 |  |  | 0.19953 | 18.9553 | 0.29776 | 0.38992 |  |  |  |  | 55 | 0.09132
5439 | TUTTL_WBT4G4 | 4 | South | YES | 0.11549 | 151 | 40 | 151 | 0 | 1.012 | GST | 1 | 0.19953 | 151 | 151 | 17.4387 | 151 |  |  | 0.19953 | 30.1289 | 0.30286 | 0.39585 |  |  |  |  | 56 | 0.09132
5111 | CALAVER_JTD1 | 1 | South | YES | 0.11499 | 430 | 80 | 430 | 0 | 1.0138 | LIGCO | 1 | 0.19903 | 0 | 430 | 49.4444 | 430 |  |  | 0.19903 | 85.5822 | 0.3174 | 0.41267 |  |  |  |  | 57 | 0.09165
5112 | CALAVER_JTD2 | 2 | South | YES | 0.11499 | 430 | 80 | 430 | 0 | 1.0138 | LIGCO | 1 | 0.19903 | 0 | 430 | 49.4444 | 430 |  |  | 0.19903 | 85.5822 | 0.33193 | 0.4295 |  |  |  |  | 58 | 0.092166
5396 | CALAVER_OWS1 | 1 | South | YES | 0.11484 | 418 | 80 | 418 | 0 | 1.0192 | GST | 1 | 0.19888 | 418 | 418 | 48.0014 | 418 |  |  | 0.19888 | 83.1307 | 0.34607 | 0.44585 |  |  |  |  | 59 | 0.092985
5397 | CALAVER_OWS2 | 2 | South | YES | 0.11484 | 400 | 80 | 400 | 0 | 1.0192 | GST | 1 | 0.19888 | 400 | 400 | 45.9344 | 400 |  |  | 0.19888 | 79.5509 | 0.35959 | 0.46149 |  |  |  |  | 60 | 0.095275
5026 | BRAUNIG_VHB1 | 1 | South | YES | 0.11469 | 215 | 40 | 215 | 0 | 1.0192 | GST | 1 | 0.19874 | 215 | 215 | 24.6592 | 215 |  |  | 0.19874 | 42.7281 | 0.36686 | 0.46989 |  |  |  |  | 61 | 0.097566
5027 | BRAUNIG_VHB2 | 2 | South | YES | 0.11469 | 216 | 40 | 216 | 0 | 1.0192 | GST | 1 | 0.19874 | 216 | 216 | 24.7739 | 216 |  |  | 0.19874 | 42.9268 | 0.37416 | 0.47833 |  |  |  |  | 62 | 0.09978
5028 | BRAUNIG_VHB3 | 3 | South | YES | 0.11463 | 407 | 60 | 407 | 0 | 1.0138 | GST | 1 | 0.19867 | 407 | 407 | 46.6548 | 407 |  |  | 0.19867 | 80.8597 | 0.38792 | 0.49423 |  |  |  |  | 63 | 0.1019
5476 | BRA_AVR1_CT1 | 1 | South | YES | 0.11423 | 155 | 90 | 155 | 0 | 1.025 | CC | 1 | 0.19827 | 155 | 155 | 17.7053 | 155 |  |  | 0.19827 | 30.7318 | 0.39316 | 0.50027 |  |  |  |  | 64 | 0.10303
5477 | BRA_AVR1_ST | 1 | South | YES | 0.11423 | 174 | 138 | 174 | 0 | 1.025 | CC | 1 | 0.19827 | 174 | 174 | 19.8757 | 174 |  |  | 0.19827 | 34.4989 | 0.39904 | 0.50705 |  |  |  |  | 65 | 0.10417
5478 | BRA_AVR1_CT2 | 1 | South | YES | 0.11423 | 155 | 90 | 155 | 0 | 1.025 | CC | 1 | 0.19827 | 155 | 155 | 17.7053 | 155 |  |  | 0.19827 | 30.7318 | 0.40428 | 0.51309 |  |  |  |  | 66 | 0.10631
5264 | LEON_LCP3G3 | 3 | South | YES | 0.11387 | 0 | 20 | 58 |  | 1.0197 | GST | 1 | 0.19791 | 58 | 58 | 6.6043 | 58 |  |  | 0.19791 | 11.4787 | 0.40624 | 0.51535 |  |  |  |  | 67 | 0.10711
5265 | LEON_LCP4G4 | 4 | South | YES | 0.11387 | 89 | 25 | 89 | 0 | 1.0197 | GST | 1 | 0.19791 | 89 | 89 | 10.1342 | 89 |  |  | 0.19791 | 17.6138 | 0.40925 | 0.51881 |  |  |  |  | 68 | 0.10801
5266 | LEON_LCPCT1 | 1 | South | YES | 0.11387 | 44 | 24 | 44 | 0 | 1.0197 | GGT | 1 | 0.19791 | 44 | 44 | 5.0101 | 44 |  |  | 0.19791 | 8.708 | 0.41074 | 0.52053 |  |  |  |  | 69 | 0.10881
5267 | LEON_LCPCT2 | 2 | South | YES | 0.11387 | 44 | 24 | 44 | 0 | 1.0197 | GGT | 1 | 0.19791 | 44 | 44 | 5.0101 | 44 |  |  | 0.19791 | 8.708 | 0.41222 | 0.52224 |  |  |  |  | 70 | 0.10911
5268 | LEON_LCPCT3 | 3 | South | YES | 0.11387 | 43 | 24 | 43 | 0 | 1.0197 | GGT | 1 | 0.19791 | 43 | 43 | 4.8963 | 43 |  |  | 0.19791 | 8.5101 | 0.41368 | 0.52391 |  |  |  |  | 71 | 0.10957
5269 | LEON_LCPCT4 | 4 | South | YES | 0.11387 | 45 | 24 | 45 | 0 | 1.0197 | GGT | 1 | 0.19791 | 45 | 45 | 5.124 | 45 |  |  | 0.19791 | 8.9059 | 0.4152 | 0.52566 |  |  |  |  | 72 | 0.10979
5401 | CALAVER_JKS1 | 1 | South | YES | 0.11372 | 562 | 100 | 562 | 0 | 1.026 | LIGCO | 1 | 0.19776 | 0 | 562 | 63.9084 | 562 |  |  | 0.19776 | 111.1396 | 0.4342 | 0.54752 |  |  |  |  | 73 | 0.11001
8189 | CUECPL2A | 1 | South | YES | 0.112 | 12 | 0 | 12 | 0 | 1.02 | Cogen | 1 | 0.19604 | 0 | 0 | 0 | 0 |  |  | 0.19604 | 0 | 0.4342 | 0.54752 |  |  |  |  | 74 | 0.11023
5903 | SANMIGUELGEN | 1 | South | YES | 0.10912 | 396.3 | 180 | 396.3 | 0 | 1.0336 | LIGCO | 1 | 0.19316 | 0 | 396.3 | 43.2435 | 396.3 |  |  | 0.19316 | 76.5491 | 0.4476 | 0.56257 |  |  |  |  | 75 | 0.11046
5890 | PEARSALLGEN1 | 1 | South | YES | 0.10183 | 19.2 | 6 | 24 | 0 | 1.0226 | GST | 1 | 0.18587 | 24 | 24 | 2.4438 | 24 |  |  | 0.18587 | 4.4608 | 0.44841 | 0.56344 |  |  |  |  | 76 | 0.11332
5891 | PEARSALLGEN2 | 1 | South | YES | 0.10183 | 19.4 | 6 | 24.3 | 0 | 1.0226 | GST | 1 | 0.18587 | 24.3 | 24.3 | 2.4744 | 24.3 |  |  | 0.18587 | 4.5166 | 0.44923 | 0.56433 |  |  |  |  | 77 | 0.11332
5892 | PEARSALLGEN3 | 1 | South | YES | 0.10183 | 19.1 | 6 | 23.9 | 0 | 1.0226 | GST | 1 | 0.18587 | 23.9 | 23.9 | 2.4337 | 23.9 |  |  | 0.18587 | 4.4423 | 0.45004 | 0.56521 |  |  |  |  | 78 | 0.11497
88198 | BEEVILLE | F | South | YES | 0.10054 | 0 | 0 | 0 | 0 | 1.02 | AVR | 1 | 0.18458 | 0 | 0 | 0 | 0 |  |  | 0.18458 | 0 | 0.45004 | 0.56521 |  |  |  |  | 79 | 0.11504
58909 | PEARSALLSCG1 | 3 | South | YES | 0.099869 | 0 | 0 | 8.4 |  | 1.027 | Diesel | 1 | 0.18391 | 8.4 | 8.4 | 0.8389 | 8.4 |  |  | 0.18391 | 1.5448 | 0.45032 | 0.56551 |  |  |  |  | 80 | 0.1151
58909 | PEARSALLSCG1 | 4 | South | YES | 0.099869 | 0 | 0 | 8.4 |  | 1.027 | Diesel | 1 | 0.18391 | 8.4 | 8.4 | 0.8389 | 8.4 |  |  | 0.18391 | 1.5448 | 0.4506 | 0.56581 |  |  |  |  | 81 | 0.11517
58909 | PEARSALLSCG1 | 6 | South | YES | 0.099869 | 0 | 0 | 8.4 |  | 1.027 | Diesel | 1 | 0.18391 | 8.4 | 8.4 | 0.8389 | 8.4 |  |  | 0.18391 | 1.5448 | 0.45089 | 0.56612 |  |  |  |  | 82 | 0.11517
58909 | PEARSALLSCG1 | 5 | South | YES | 0.099869 | 0 | 0 | 8.4 |  | 1.027 | Diesel | 1 | 0.18391 | 8.4 | 8.4 | 0.8389 | 8.4 |  |  | 0.18391 | 1.5448 | 0.45117 | 0.56642 |  |  |  |  | 83 | 0.11519
58909 | PEARSALLSCG1 | 1 | South | YES | 0.099869 | 0 | 0 | 8.4 |  | 1.027 | Diesel | 1 | 0.18391 | 8.4 | 8.4 | 0.8389 | 8.4 |  |  | 0.18391 | 1.5448 | 0.45146 | 0.56672 |  |  |  |  | 84 | 0.11521
58909 | PEARSALLSCG1 | 2 | South | YES | 0.099869 | 0 | 0 | 8.4 |  | 1.027 | Diesel | 1 | 0.18391 | 8.4 | 8.4 | 0.8389 | 8.4 |  |  | 0.18391 | 1.5448 | 0.45174 | 0.56703 |  |  |  |  | 85 | 0.11523
58919 | PEARSALLSCG2 | 5 | South | YES | 0.099869 | 0 | 0 | 8.4 |  | 1.027 | Diesel | 1 | 0.18391 | 8.4 | 8.4 | 0.8389 | 8.4 |  |  | 0.18391 | 1.5448 | 0.45202 | 0.56733 |  |  |  |  | 86 | 0.11525
58919 | PEARSALLSCG2 | 6 | South | YES | 0.099869 | 0 | 0 | 8.4 |  | 1.027 | Diesel | 1 | 0.18391 | 8.4 | 8.4 | 0.8389 | 8.4 |  |  | 0.18391 | 1.5448 | 0.45231 | 0.56764 |  |  |  |  | 87 | 0.11527
58919 | PEARSALLSCG2 | 1 | South | YES | 0.099869 | 0 | 0 | 8.4 |  | 1.027 | Diesel | 1 | 0.18391 | 8.4 | 8.4 | 0.8389 | 8.4 |  |  | 0.18391 | 1.5448 | 0.45259 | 0.56794 |  |  |  |  | 88 | 0.11529
58919 | PEARSALLSCG2 | 2 | South | YES | 0.099869 | 0 | 0 | 8.4 |  | 1.027 | Diesel | 1 | 0.18391 | 8.4 | 8.4 | 0.8389 | 8.4 |  |  | 0.18391 | 1.5448 | 0.45288 | 0.56824 |  |  |  |  | 89 | 0.11531
58919 | PEARSALLSCG2 | 4 | South | YES | 0.099869 | 0 | 0 | 8.4 |  | 1.027 | Diesel | 1 | 0.18391 | 8.4 | 8.4 | 0.8389 | 8.4 |  |  | 0.18391 | 1.5448 | 0.45316 | 0.56855 |  |  |  |  | 90 | 0.11533
58919 | PEARSALLSCG2 | 3 | South | YES | 0.099869 | 0 | 0 | 8.4 |  | 1.027 | Diesel | 1 | 0.18391 | 8.4 | 8.4 | 0.8389 | 8.4 |  |  | 0.18391 | 1.5448 | 0.45344 | 0.56885 |  |  |  |  | 91 | 0.11535
58929 | PEARSALLSCG3 | 4 | South | YES | 0.099869 | 0 | 0 | 8.4 |  | 1.027 | Diesel | 1 | 0.18391 | 8.4 | 8.4 | 0.8389 | 8.4 |  |  | 0.18391 | 1.5448 | 0.45373 | 0.56915 |  |  |  |  | 92 | 0.11537
58929 | PEARSALLSCG3 | 6 | South | YES | 0.099869 | 0 | 0 | 8.4 |  | 1.027 | Diesel | 1 | 0.18391 | 8.4 | 8.4 | 0.8389 | 8.4 |  |  | 0.18391 | 1.5448 | 0.45401 | 0.56946 |  |  |  |  | 93 | 0.11539
58929 | PEARSALLSCG3 | 2 | South | YES | 0.099869 | 0 | 0 | 8.4 |  | 1.027 | Diesel | 1 | 0.18391 | 8.4 | 8.4 | 0.8389 | 8.4 |  |  | 0.18391 | 1.5448 | 0.4543 | 0.56976 |  |  |  |  | 94 | 0.11541
58929 | PEARSALLSCG3 | 5 | South | YES | 0.099869 | 0 | 0 | 8.4 |  | 1.027 | Diesel | 1 | 0.18391 | 8.4 | 8.4 | 0.8389 | 8.4 |  |  | 0.18391 | 1.5448 | 0.45458 | 0.57006 |  |  |  |  | 95 | 0.11543
58929 | PEARSALLSCG3 | 1 | South | YES | 0.099869 | 0 | 0 | 8.4 |  | 1.027 | Diesel | 1 | 0.18391 | 8.4 | 8.4 | 0.8389 | 8.4 |  |  | 0.18391 | 1.5448 | 0.45486 | 0.57037 |  |  |  |  | 96 | 0.11545
58929 | PEARSALLSCG3 | 3 | South | YES | 0.099869 | 0 | 0 | 8.4 |  | 1.027 | Diesel | 1 | 0.18391 | 8.4 | 8.4 | 0.8389 | 8.4 |  |  | 0.18391 | 1.5448 | 0.45515 | 0.57067 |  |  |  |  | 97 | 0.11547
58949 | PEARSALLSCG4 | 3 | South | YES | 0.099869 | 0 | 0 | 8.4 |  | 1.027 | Diesel | 1 | 0.18391 | 8.4 | 8.4 | 0.8389 | 8.4 |  |  | 0.18391 | 1.5448 | 0.45543 | 0.57098 |  |  |  |  | 98 | 0.11549
58949 | PEARSALLSCG4 | 2 | South | YES | 0.099869 | 0 | 0 | 8.4 |  | 1.027 | Diesel | 1 | 0.18391 | 8.4 | 8.4 | 0.8389 | 8.4 |  |  | 0.18391 | 1.5448 | 0.45572 | 0.57128 |  |  |  |  | 99 | 0.1155
58949 | PEARSALLSCG4 | 1 | South | YES | 0.099869 | 0 | 0 | 8.4 |  | 1.027 | Diesel | 1 | 0.18391 | 8.4 | 8.4 | 0.8389 | 8.4 |  |  | 0.18391 | 1.5448 | 0.456 | 0.57158 |  |  |  |  | 100 | 0.11552
58949 | PEARSALLSCG4 | 4 | South | YES | 0.099869 | 0 | 0 | 8.4 |  | 1.027 | Diesel | 1 | 0.18391 | 8.4 | 8.4 | 0.8389 | 8.4 |  |  | 0.18391 | 1.5448 | 0.45628 | 0.57189 |  |  |  |  | 101 | 0.11554
58949 | PEARSALLSCG4 | 6 | South | YES | 0.099869 | 0 | 0 | 8.4 |  | 1.027 | Diesel | 1 | 0.18391 | 8.4 | 8.4 | 0.8389 | 8.4 |  |  | 0.18391 | 1.5448 | 0.45657 | 0.57219 |  |  |  |  | 102 | 0.11556
58949 | PEARSALLSCG4 | 5 | South | YES | 0.099869 | 0 | 0 | 8.4 |  | 1.027 | Diesel | 1 | 0.18391 | 8.4 | 8.4 | 0.8389 | 8.4 |  |  | 0.18391 | 1.5448 | 0.45685 | 0.57249 |  |  |  |  | 103 | 0.11558
8161 | COLETO0A | 1 | South | YES | 0.099675 | 633 | 200 | 633 | 0 | 1.03 | LIGCO | 1 | 0.18372 | 0 | 633 | 63.0943 | 633 |  |  | 0.18372 | 116.2925 | 0.47825 | 0.59536 |  |  |  |  | 104 | 0.1156
80080 | GWINDT11A | 3 | South | YES | 0.096212 | 0 | 0 | 38 | 0 | 1.025 | Wind | 1 | 0.18025 | 0 | 38 | 3.6561 | 38 |  |  | 0.18025 | 6.8496 | 0.47954 | 0.59671 |  |  |  |  | 105 | 0.11562
80080 | GWINDT11A | 4 | South | YES | 0.096212 | 3.8 | 0 | 19 | 0 | 1.025 | Wind | 1 | 0.18025 | 0 | 19 | 1.828 | 19 |  |  | 0.18025 | 3.4248 | 0.48018 | 0.59738 |  |  |  |  | 106 | 0.11564
80080 | GWINDT11A | 2 | South | YES | 0.096212 | 0 | 0 | 41 | 0 | 1.025 | Wind | 1 | 0.18025 | 0 | 41 | 3.9447 | 41 |  |  | 0.18025 | 7.3904 | 0.48156 | 0.59883 |  |  |  |  | 107 | 0.11711
80080 | GWINDT11A | 1 | South | YES | 0.096212 | 28.2 | 0 | 94 | 0 | 1.025 | Wind | 1 | 0.18025 | 0 | 94 | 9.0439 | 94 |  |  | 0.18025 | 16.9438 | 0.48474 | 0.60216 |  |  |  |  | 108 | 0.11717
80081 | GWINDT21A | 4 | South | YES | 0.096212 | 4.4 | 0 | 22 | 0 | 1.025 | Wind | 1 | 0.18025 | 0 | 22 | 2.1167 | 22 |  |  | 0.18025 | 3.9656 | 0.48549 | 0.60294 |  |  |  |  | 109 | 0.1172
80081 | GWINDT21A | 1 | South | YES | 0.096212 | 28.2 | 0 | 94 | 0 | 1.025 | Wind | 1 | 0.18025 | 0 | 94 | 9.0439 | 94 |  |  | 0.18025 | 16.9438 | 0.48866 | 0.60628 |  |  |  |  | 110 | 0.11727
80081 | GWINDT21A | 3 | South | YES | 0.096212 | 8.6 | 0 | 43 | 0 | 1.025 | Wind | 1 | 0.18025 | 0 | 43 | 4.1371 | 43 |  |  | 0.18025 | 7.7509 | 0.49012 | 0.6078 |  |  |  |  | 111 | 0.11742
80081 | GWINDT21A | 2 | South | YES | 0.096212 | 7.2 | 0 | 36 | 0 | 1.025 | Wind | 1 | 0.18025 | 0 | 36 | 3.4636 | 36 |  |  | 0.18025 | 6.4891 | 0.49133 | 0.60908 |  |  |  |  | 112 | 0.11746
80180 | PNSCALT11A | 2 | South | YES | 0.096212 | 10 | 0 | 50 | 0 | 1.025 | Wind | 1 | 0.18025 | 0 | 50 | 4.8106 | 50 |  |  | 0.18025 | 9.0127 | 0.49302 | 0.61085 |  |  |  |  | 113 | 0.11761
80180 | PNSCALT11A | 1 | South | YES | 0.096212 | 43.8 | 0 | 148 | 0 | 1.025 | Wind | 1 | 0.18025 | 0 | 148 | 14.2394 | 148 |  |  | 0.18025 | 26.6775 | 0.49803 | 0.61609 |  |  |  |  | 114 | 0.11768
80181 | PNSCALT21A | 2 | South | YES | 0.096212 | 10 | 0 | 50 | 0 | 1.025 | Wind | 1 | 0.18025 | 0 | 50 | 4.8106 | 50 |  |  | 0.18025 | 9.0127 | 0.49972 | 0.61787 |  |  |  |  | 115 | 0.11774
80181 | PNSCALT21A | 1 | South | YES | 0.096212 | 16.5 | 0 | 55 | 0 | 1.025 | Wind | 1 | 0.18025 | 0 | 55 | 5.2917 | 55 |  |  | 0.18025 | 9.9139 | 0.50158 | 0.61981 |  |  |  |  | 116 | 0.11782
5932 | SI_RAY9 | 9 | South | YES | 0.096187 | 32 | 32 | 38 | 0 | 1.035 | CC | 1 | 0.18023 | 38 | 38 | 3.6551 | 38 |  |  | 0.18023 | 6.8487 | 0.50286 | 0.62116 |  |  |  |  | 117 | 0.11807
5933 | SI_RAY6 | 6 | South | YES | 0.096187 | 15.4 | 10 | 19.3 | 0 | 1.035 | GST | 1 | 0.18023 | 19.3 | 19.3 | 1.8564 | 19.3 |  |  | 0.18023 | 3.4784 | 0.50351 | 0.62185 |  |  |  |  | 118 | 0.11815
5935 | SI_RAY10 | 10 | South | YES | 0.096187 | 47 | 10 | 47 | 0 | 1.03 | CC | 1 | 0.18023 | 47 | 47 | 4.5208 | 47 |  |  | 0.18023 | 8.4707 | 0.5051 | 0.62351 |  |  |  |  | 119 | 0.11824
80003 | MILHWYS | F | South | YES | 0.096187 | 0 | 0 | 0 | 0 | 1.0168 | AVR | 1 | 0.18023 | 0 | 0 | 0 | 0 |  |  | 0.18023 | 0 | 0.5051 | 0.62351 |  |  |  |  | 120 | 0.1183
8936 | MVGN#1 | 1 | South | YES | 0.096152 | 216.6 | 0 | 216.6 | 0 | 1.0304 | CC | 1 | 0.18019 | 216.6 | 216.6 | 20.8265 | 216.6 |  |  | 0.18019 | 39.0299 | 0.51243 | 0.63118 |  |  |  |  | 121 | 0.11833
8937 | MVGN#2 | 2 | South | YES | 0.096152 | 216.7 | 0 | 216.7 | 0 | 1.0304 | CC | 1 | 0.18019 | 216.7 | 216.7 | 20.8361 | 216.7 |  |  | 0.18019 | 39.0479 | 0.51975 | 0.63886 |  |  |  |  | 122 | 0.11841
8938 | MVGN#3 | 3 | South | YES | 0.096152 | 250.9 | 0 | 250.9 | 0 | 1.0304 | CC | 1 | 0.18019 | 250.9 | 250.9 | 24.1245 | 250.9 |  |  | 0.18019 | 45.2105 | 0.52823 | 0.64775 |  |  |  |  | 123 | 0.11841
8981 | HECN1 | 1 | South | YES | 0.096152 | 144.8 | 0 | 144.8 | 0 | 1.0304 | CC | 1 | 0.18019 | 144.8 | 144.8 | 13.9228 | 144.8 |  |  | 0.18019 | 26.092 | 0.53313 | 0.65288 |  |  |  |  | 124 | 0.11876
8982 | HECN2 | 2 | South | YES | 0.096152 | 144.1 | 0 | 144.1 | 0 | 1.0304 | CC | 1 | 0.18019 | 144.1 | 144.1 | 13.8555 | 144.1 |  |  | 0.18019 | 25.9659 | 0.538 | 0.65799 |  |  |  |  | 125 | 0.11911
8983 | HECN3 | 3 | South | YES | 0.096152 | 171.9 | 0 | 171.9 | 0 | 1.0304 | CC | 1 | 0.18019 | 171.9 | 171.9 | 16.5285 | 171.9 |  |  | 0.18019 | 30.9752 | 0.54381 | 0.66408 |  |  |  |  | 126 | 0.11952
8517 | CELANEBI0A | 1 | South | YES | 0.09611 | 29 | 0 | 29 | 0 | 1.02 | Cogen | 1 | 0.18015 | 0 | 0 | 0 | 0 |  |  | 0.18015 | 0 | 0.54381 | 0.66408 |  |  |  |  | 127 | 0.11975
8933 | FGNTS001 | 1 | South | YES | 0.096048 | 146.5 | 0 | 146.5 | 0 | 1.03 | CC | 1 | 0.18009 | 146.5 | 146.5 | 14.071 | 146.5 |  |  | 0.18009 | 26.3831 | 0.54876 | 0.66926 |  |  |  |  | 128 | 0.11999
8934 | FGNTS101 | 2 | South | YES | 0.096048 | 147.9 | 0 | 147.9 | 0 | 1.03 | CC | 1 | 0.18009 | 147.9 | 147.9 | 14.2055 | 147.9 |  |  | 0.18009 | 26.6352 | 0.55376 | 0.6745 |  |  |  |  | 129 | 0.12027
8935 | FGNTS201 | 3 | South | YES | 0.096048 | 173 | 0 | 173 | 0 | 1.03 | CC | 1 | 0.18009 | 173 | 173 | 16.6163 | 173 |  |  | 0.18009 | 31.1555 | 0.55961 | 0.68063 |  |  |  |  | 130 | 0.12027
8511 | OXY_CC0A | 1 | South | YES | 0.095787 | 30.3 | 0 | 38 | 0 | 1.027 | Cogen | 1 | 0.17983 | 0 | 0 | 0 | 0 |  |  | 0.17983 | 0 | 0.55961 | 0.68063 |  |  |  |  | 131 | 0.1205
8461 | KOCH_UP0A | 1 | South | YES | 0.095783 | 38 | 0 | 38 | 0 | 1.012 | Cogen | 1 | 0.17982 | 0 | 0 | 0 | 0 |  |  | 0.17982 | 0 | 0.55961 | 0.68063 |  |  |  |  | 132 | 0.12074
7028 | L_MARBFA1_1Y | 1 | South | YES | 0.095727 | 0 | 0 | 18 |  | 1 | Hydro | 1 | 0.17977 | 0 | 0 | 0 | 0 |  |  | 0.17977 | 0 | 0.55961 | 0.68063 |  |  |  |  | 133 | 0.12102
7029 | L_MARBFA1_2Y | 2 | South | YES | 0.095727 | 0 | 0 | 18 |  | 1 | Hydro | 1 | 0.17977 | 0 | 0 | 0 | 0 |  |  | 0.17977 | 0 | 0.55961 | 0.68063 |  |  |  |  | 134 | 0.12102
8506 | VAL #1 | 1 | South | YES | 0.095699 | 20.9 | 0 | 25 | 0 | 1.0055 | Cogen | 1 | 0.17974 | 0 | 0 | 0 | 0 |  |  | 0.17974 | 0 | 0.55961 | 0.68063 |  |  |  |  | 135 | 0.12102
8507 | VAL #2 | 2 | South | YES | 0.095699 | 20.9 | 0 | 25 | 0 | 1.0055 | Cogen | 1 | 0.17974 | 0 | 0 | 0 | 0 |  |  | 0.17974 | 0 | 0.55961 | 0.68063 |  |  |  |  | 136 | 0.12102
8459 | B_DAVIS0B | MB | South | YES | 0.095659 | 0 | 50 | 339 |  | 1.03 | GSC | 1 | 0.1797 | 0 | 0 | 0 | 0 |  |  | 0.1797 | 0 | 0.55961 | 0.68063 |  |  |  |  | 137 | 0.12102
8460 | B_DAVIS0A | MB | South | YES | 0.095659 | 0 | 50 | 340 |  | 1.03 | GSC | 1 | 0.1797 | 0 | 0 | 0 | 0 |  |  | 0.1797 | 0 | 0.55961 | 0.68063 |  |  |  |  | 138 | 0.12102
80263 | B_DAVIS31A | 3 | South | YES | 0.095659 | 0 | 0 | 180 |  | 1.0366 | CC | 1 | 0.1797 | 180 | 180 | 17.2186 | 180 |  |  | 0.1797 | 32.3461 | 0.5657 | 0.68699 |  |  |  |  | 139 | 0.12102
80264 | B_DAVIS41A | 4 | South | YES | 0.095659 | 0 | 0 | 180 |  | 1.0366 | CC | 1 | 0.1797 | 180 | 180 | 17.2186 | 180 |  |  | 0.1797 | 32.3461 | 0.57178 | 0.69335 |  |  |  |  | 140 | 0.12102
8456 | COSW#1 | 1 | South | YES | 0.095546 | 20 | 0 | 20 | 0 | 1.027 | Cogen | 1 | 0.17959 | 0 | 0 | 0 | 0 |  |  | 0.17959 | 0 | 0.57178 | 0.69335 |  |  |  |  | 141 | 0.12102
8457 | COSW#2 | 2 | South | YES | 0.095546 | 14 | 0 | 14 | 0 | 1.027 | Cogen | 1 | 0.17959 | 0 | 0 | 0 | 0 |  |  | 0.17959 | 0 | 0.57178 | 0.69335 |  |  |  |  | 142 | 0.12129
8560 | CNOPGT1 | 1 | South | YES | 0.0955 | 148.3 | 0 | 148.3 | 0 | 1.03 | Cogen | 1 | 0.17954 | 0 | 0 | 0 | 0 |  |  | 0.17954 | 0 | 0.57178 | 0.69335 |  |  |  |  | 143 | 0.12156
8561 | CNOPGT2 | 2 | South | YES | 0.0955 | 148.6 | 0 | 148.6 | 0 | 1.03 | Cogen | 1 | 0.17954 | 0 | 0 | 0 | 0 |  |  | 0.17954 | 0 | 0.57178 | 0.69335 |  |  |  |  | 144 | 0.12156
8562 | CNOPST1 | 3 | South | YES | 0.0955 | 153 | 0 | 153 | 0 | 1.03 | Cogen | 1 | 0.17954 | 0 | 0 | 0 | 0 |  |  | 0.17954 | 0 | 0.57178 | 0.69335 |  |  |  |  | 145 | 0.12156
8442 | NBEC7 | 7 | South | YES | 0.095491 | 0 | 81 | 367 |  | 1.0298 | GST | 1 | 0.17953 | 367 | 367 | 35.0452 | 367 |  |  | 0.17953 | 65.8884 | 0.58419 | 0.7063 |  |  |  |  | 146 | 0.12156
8442 | NBEC7 | MB | South | YES | 0.095491 | 0 | 81 | 367 |  | 1.0298 | GST | 1 | 0.17953 | 0 | 0 | 0 | 0 |  |  | 0.17953 | 0 | 0.58419 | 0.7063 |  |  |  |  | 147 | 0.12156
88508 | FALFURRI | F | South | YES | 0.095444 | 0 | 0 | 0 | 0 | 1 | AVR | 1 | 0.17949 | 0 | 0 | 0 | 0 |  |  | 0.17949 | 0 | 0.58419 | 0.7063 |  |  |  |  | 148 | 0.12156
5728 | FALCONHYDRO2 | 2 | South | YES | 0.095439 | 12 | 0 | 12 | 0 | 1.0234 | Hydro | 1 | 0.17948 | 0 | 0 | 0 | 0 |  |  | 0.17948 | 0 | 0.58419 | 0.7063 |  |  |  |  | 149 | 0.12211
5729 | FALCONHYDRO3 | 3 | South | YES | 0.095439 | 11 | 0 | 11 | 0 | 1.0234 | Hydro | 1 | 0.17948 | 0 | 0 | 0 | 0 |  |  | 0.17948 | 0 | 0.58419 | 0.7063 |  |  |  |  | 150 | 0.12211
8048 | FALCONHYDRO1 | 1 | South | YES | 0.095439 | 12 | 0 | 12 | 0 | 1.0234 | Hydro | 1 | 0.17948 | 0 | 0 | 0 | 0 |  |  | 0.17948 | 0 | 0.58419 | 0.7063 |  |  |  |  | 151 | 0.12211
8173 | VICEC51A | 5 | South | YES | 0.095424 | 144 | 18 | 144 | 0 | 1.025 | CC | 1 | 0.17947 | 144 | 144 | 13.7411 | 144 |  |  | 0.17947 | 25.843 | 0.58906 | 0.71138 |  |  |  |  | 152 | 0.12211
8174 | VICEC61A | 6 | South | YES | 0.095424 | 188 | 42 | 188 | 0 | 1.025 | CC | 1 | 0.17947 | 188 | 188 | 17.9397 | 188 |  |  | 0.17947 | 33.7395 | 0.59541 | 0.71802 |  |  |  |  | 153 | 0.12211
88299 | ZAPATA | F | South | YES | 0.094855 | 0 | 0 | 0 | 0 | 1.02 | BLT | 1 | 0.1789 | 0 | 0 | 0 | 0 |  |  | 0.1789 | 0 | 0.59541 | 0.71802 |  |  |  |  | 154 | 0.12211
8926 | LGE_GT10A | 1 | South | YES | 0.094677 | 158 | 0 | 158 | 0 | 1.03 | Cogen | 1 | 0.17872 | 0 | 0 | 0 | 0 |  |  | 0.17872 | 0 | 0.59541 | 0.71802 |  |  |  |  | 155 | 0.12233
8927 | LGE_GT20A | 2 | South | YES | 0.094677 | 153 | 0 | 153 | 0 | 1.03 | Cogen | 1 | 0.17872 | 0 | 0 | 0 | 0 |  |  | 0.17872 | 0 | 0.59541 | 0.71802 |  |  |  |  | 156 | 0.1226
8928 | LGE_STG0A | 3 | South | YES | 0.094677 | 100 | 0 | 100 | 0 | 1.03 | Cogen | 1 | 0.17872 | 0 | 0 | 0 | 0 |  |  | 0.17872 | 0 | 0.59541 | 0.71802 |  |  |  |  | 157 | 0.1226
8930 | ICPGN10A | 1 | South | YES | 0.094677 | 149 | 0 | 149 | 0 | 1.03 | Cogen | 1 | 0.17872 | 0 | 0 | 0 | 0 |  |  | 0.17872 | 0 | 0.59541 | 0.71802 |  |  |  |  | 158 | 0.1226
8931 | ICPGN20A | 2 | South | YES | 0.094677 | 150 | 0 | 150 | 0 | 1.03 | Cogen | 1 | 0.17872 | 0 | 0 | 0 | 0 |  |  | 0.17872 | 0 | 0.59541 | 0.71802 |  |  |  |  | 159 | 0.1226
8932 | ICPGN30A | 3 | South | YES | 0.094677 | 127 | 0 | 127 | 0 | 1.03 | Cogen | 1 | 0.17872 | 0 | 0 | 0 | 0 |  |  | 0.17872 | 0 | 0.59541 | 0.71802 |  |  |  |  | 160 | 0.1226
80223 | REYSHR G | 1 | South | YES | 0.094677 | 12 | 0 | 12 | 0 | 1.032 | Cogen | 1 | 0.17872 | 0 | 0 | 0 | 0 |  |  | 0.17872 | 0 | 0.59541 | 0.71802 |  |  |  |  | 161 | 0.1226
8066 | DUP1V#1 | 1 | South | YES | 0.094462 | 52.3 | 0 | 73 | 0 | 1.01 | Cogen | 1 | 0.1785 | 0 | 0 | 0 | 0 |  |  | 0.1785 | 0 | 0.59541 | 0.71802 |  |  |  |  | 162 | 0.1226
5508 | RAYBURNCC9 | 1 | South | YES | 0.0944 | 47.7 | 18.2 | 47.7 | 0 | 1.0296 | CC | 1 | 0.17844 | 47.7 | 47.7 | 4.5029 | 47.7 |  |  | 0.17844 | 8.5117 | 0.59703 | 0.71969 |  |  |  |  | 163 | 0.1226
5509 | RAYBURNCC10 | 1 | South | YES | 0.0944 | 37.3 | 5.2 | 37.3 | 0 | 1.0296 | CC | 1 | 0.17844 | 37.3 | 37.3 | 3.5211 | 37.3 |  |  | 0.17844 | 6.6559 | 0.59829 | 0.721 |  |  |  |  | 164 | 0.1226
5511 | RAYBURNCC7 | 1 | South | YES | 0.0944 | 47.5 | 18.2 | 47.5 | 0 | 1.0296 | CC | 1 | 0.17844 | 47.5 | 47.5 | 4.484 | 47.5 |  |  | 0.17844 | 8.476 | 0.59989 | 0.72267 |  |  |  |  | 165 | 0.1226
5512 | RAYBURNCC8 | 1 | South | YES | 0.0944 | 49.3 | 18.2 | 49.3 | 0 | 1.0296 | CC | 1 | 0.17844 | 49.3 | 49.3 | 4.6539 | 49.3 |  |  | 0.17844 | 8.7972 | 0.60156 | 0.7244 |  |  |  |  | 166 | 0.12267
80012 | LAR | F | South | YES | 0.093993 | 0 | 0 | 0 | 0 | 1.04 | DCTie | 1 | 0.17803 | 0 | 0 | 0 | 0 |  |  | 0.17803 | 0 | 0.60156 | 0.7244 |  |  |  |  | 167 | 0.12271
80265 | LARECU40A | 4 | South | YES | 0.093993 | 80 | 0 | 100 |  | 1.039 | GGT | 1 | 0.17803 | 100 | 100 | 9.3993 | 100 |  |  | 0.17803 | 17.8034 | 0.60494 | 0.7279 |  |  |  |  | 168 | 0.12277
80266 | LARECU50A | 5 | South | YES | 0.093993 | 80 | 0 | 100 |  | 1.039 | GGT | 1 | 0.17803 | 100 | 100 | 9.3993 | 100 |  |  | 0.17803 | 17.8034 | 0.60832 | 0.7314 |  |  |  |  | 169 | 0.12284
5503 | RAYBURNGEN3 | 1 | South | YES | 0.09361 | 17.6 | 6 | 22 | 0 | 1.0224 | GST | 1 | 0.17765 | 22 | 22 | 2.0594 | 22 |  |  | 0.17765 | 3.9083 | 0.60906 | 0.73216 |  |  |  |  | 170 | 0.12284
5505 | RAYBURNGEN1 | 1 | South | YES | 0.09361 | 0 | 1 | 11 |  | 1.0223 | GGT | 1 | 0.17765 | 11 | 11 | 1.0297 | 11 |  |  | 0.17765 | 1.9542 | 0.60944 | 0.73255 |  |  |  |  | 171 | 0.12296
5506 | RAYBURNGEN2 | 1 | South | YES | 0.09361 | 0 | 1 | 11 |  | 1.0223 | GGT | 1 | 0.17765 | 11 | 11 | 1.0297 | 11 |  |  | 0.17765 | 1.9542 | 0.60981 | 0.73293 |  |  |  |  | 172 | 0.12308
80224 | VISTRONG1 | 1 | South | YES | 0.092768 | 13.1 | 0 | 15 | 0 | 1.01 | Cogen | 1 | 0.17681 | 0 | 0 | 0 | 0 |  |  | 0.17681 | 0 | 0.60981 | 0.73293 |  |  |  |  | 173 | 0.1231
80225 | VISTRONG2 | 2 | South | YES | 0.092768 | 20.2 | 0 | 23 | 0 | 1.01 | Cogen | 1 | 0.17681 | 0 | 0 | 0 | 0 |  |  | 0.17681 | 0 | 0.60981 | 0.73293 |  |  |  |  | 174 | 0.12311
80227 | AIRCO G | 1 | South | YES | 0.092142 | 7.2 | 0 | 8 | 0 | 1.0104 | Cogen | 1 | 0.17618 | 0 | 0 | 0 | 0 |  |  | 0.17618 | 0 | 0.60981 | 0.73293 |  |  |  |  | 175 | 0.12313
8147 | UCAR #2 | 10 | South | YES | 0.09182 | 18.2 | 0 | 28 |  | 1 | Cogen | 1 | 0.17586 | 0 | 0 | 0 | 0 |  |  | 0.17586 | 0 | 0.60981 | 0.73293 |  |  |  |  | 176 | 0.12313
8148 | UCAR #1 | 2 | South | YES | 0.09182 | 6.1 | 0 | 7 | 0 | 1.009 | Cogen | 1 | 0.17586 | 0 | 0 | 0 | 0 |  |  | 0.17586 | 0 | 0.60981 | 0.73293 |  |  |  |  | 177 | 0.12313
80137 | CSDR89 | 9 | South | YES | 0.09182 | 15 | 0 | 15 | 0 | 1.003 | DCTie | 1 | 0.17586 | 0 | 0 | 0 | 0 |  |  | 0.17586 | 0 | 0.60981 | 0.73293 |  |  |  |  | 178 | 0.12313
80137 | CSDR89 | 8 | South | YES | 0.09182 | 33.9 | 0 | 39 | 0 | 1.003 | DCTie | 1 | 0.17586 | 0 | 0 | 0 | 0 |  |  | 0.17586 | 0 | 0.60981 | 0.73293 |  |  |  |  | 179 | 0.12313
80138 | CSDR7 | 7 | South | YES | 0.09182 | 6.1 | 0 | 7 | 0 | 1.014 | DCTie | 1 | 0.17586 | 0 | 0 | 0 | 0 |  |  | 0.17586 | 0 | 0.60981 | 0.73293 |  |  |  |  | 180 | 0.12313
80139 | CSDR56 | 6 | South | YES | 0.09182 | 0 | 0 | 39 |  | 1.0033 | DCTie | 1 | 0.17586 | 0 | 0 | 0 | 0 |  |  | 0.17586 | 0 | 0.60981 | 0.73293 |  |  |  |  | 181 | 0.12313
80139 | CSDR56 | 5 | South | YES | 0.09182 | 15 | 0 | 15 |  | 1.0033 | DCTie | 1 | 0.17586 | 0 | 0 | 0 | 0 |  |  | 0.17586 | 0 | 0.60981 | 0.73293 |  |  |  |  | 182 | 0.12313
80140 | CSDR11 | 11 | South | YES | 0.09182 | 33.9 | 0 | 39 | 0 | 1.03 | DCTie | 1 | 0.17586 | 0 | 0 | 0 | 0 |  |  | 0.17586 | 0 | 0.60981 | 0.73293 |  |  |  |  | 183 | 0.12313
80226 | ALCOA G | 1 | South | YES | 0.089559 | 32.3 | 5 | 48 | 0 | 1.015 | Cogen | 1 | 0.1736 | 0 | 0 | 0 | 0 |  |  | 0.1736 | 0 | 0.60981 | 0.73293 |  |  |  |  | 184 | 0.12313
8134 | FOR #1 | 1 | South | YES | 0.088862 | 54.1 | 45 | 79 | 0 | 1 | Cogen | 1 | 0.1729 | 0 | 0 | 0 | 0 |  |  | 0.1729 | 0 | 0.60981 | 0.73293 |  |  |  |  | 185 | 0.12313
8138 | FOR #2 | 2 | South | YES | 0.088862 | 63.1 | 45 | 81 | 0 | 1 | Cogen | 1 | 0.1729 | 0 | 0 | 0 | 0 |  |  | 0.1729 | 0 | 0.60981 | 0.73293 |  |  |  |  | 186 | 0.12313
8153 | FOR #3 | 3 | South | YES | 0.088862 | 63.1 | 45 | 79.9 | 0 | 1 | Cogen | 1 | 0.1729 | 0 | 0 | 0 | 0 |  |  | 0.1729 | 0 | 0.60981 | 0.73293 |  |  |  |  | 187 | 0.12313
8154 | FOR #4 | 4 | South | YES | 0.088862 | 63.1 | 60 | 80 | 0 | 1 | Cogen | 1 | 0.1729 | 0 | 0 | 0 | 0 |  |  | 0.1729 | 0 | 0.60981 | 0.73293 |  |  |  |  | 188 | 0.12313
8155 | FOR #5 | 5 | South | YES | 0.088862 | 63.1 | 60 | 78.4 | 0 | 1 | Cogen | 1 | 0.1729 | 0 | 0 | 0 | 0 |  |  | 0.1729 | 0 | 0.60981 | 0.73293 |  |  |  |  | 189 | 0.12313
8156 | FOR #6 | 6 | South | YES | 0.088862 | 24.9 | 5 | 25 | 0 | 1 | Cogen | 1 | 0.1729 | 0 | 0 | 0 | 0 |  |  | 0.1729 | 0 | 0.60981 | 0.73293 |  |  |  |  | 190 | 0.12313
8157 | FOR #7 | 7 | South | YES | 0.088862 | 28.8 | 5 | 46 | 0 | 1 | Cogen | 1 | 0.1729 | 0 | 0 | 0 | 0 |  |  | 0.1729 | 0 | 0.60981 | 0.73293 |  |  |  |  | 191 | 0.12313
80051 | FOR #8 | 8 | South | YES | 0.088862 | 28 | 28 | 28 |  | 1 | Cogen | 1 | 0.1729 | 0 | 0 | 0 | 0 |  |  | 0.1729 | 0 | 0.60981 | 0.73293 |  |  |  |  | 192 | 0.12313
80052 | FOR #9 | 9 | South | YES | 0.088862 | 29.7 | 5 | 43.6 | 0 | 1 | Cogen | 1 | 0.1729 | 0 | 0 | 0 | 0 |  |  | 0.1729 | 0 | 0.60981 | 0.73293 |  |  |  |  | 193 | 0.12313
80053 | FOR #10 | 10 | South | YES | 0.088862 | 68.4 | 45 | 75 | 0 | 1 | Cogen | 1 | 0.1729 | 0 | 0 | 0 | 0 |  |  | 0.1729 | 0 | 0.60981 | 0.73293 |  |  |  |  | 194 | 0.12313
7035 | L_WIRTZ_1G1Y | 1 | South | YES | 0.086208 | 0 | 0 | 29 |  | 1 | Hydro | 1 | 0.17025 | 0 | 0 | 0 | 0 |  |  | 0.17025 | 0 | 0.60981 | 0.73293 |  |  |  |  | 195 | 0.12313
7036 | L_WIRTZ_1G2Y | 2 | South | YES | 0.086208 | 0 | 0 | 29.7 |  | 1 | Hydro | 1 | 0.17025 | 0 | 0 | 0 | 0 |  |  | 0.17025 | 0 | 0.60981 | 0.73293 |  |  |  |  | 196 | 0.12313
7000 | L_FERGUS1_1Y | 1 | South | YES | 0.085983 | 400 | 65 | 423.3 | 0 | 1.015 | GSC | 1 | 0.17002 | 423.3 | 423.3 | 36.3966 | 423.3 |  |  | 0.17002 | 71.9713 | 0.62412 | 0.74708 |  |  |  |  | 197 | 0.12313
7026 | L_INKSDA1_1Y | 1 | South | YES | 0.068892 | 0 | 0 | 13.7 |  | 1 | Hydro | 1 | 0.15293 | 0 | 0 | 0 | 0 |  |  | 0.15293 | 0 | 0.62412 | 0.74708 |  |  |  |  | 198 | 0.12313
7022 | L_BUCHAN1_1Y | 1 | South | YES | 0.06723 | 0 | 0 | 18 |  | 1 | Hydro | 1 | 0.15127 | 0 | 0 | 0 | 0 |  |  | 0.15127 | 0 | 0.62412 | 0.74708 |  |  |  |  | 199 | 0.12313
7023 | L_BUCHAN1_2Y | 2 | South | YES | 0.06723 | 0 | 0 | 18 |  | 1 | Hydro | 1 | 0.15127 | 0 | 0 | 0 | 0 |  |  | 0.15127 | 0 | 0.62412 | 0.74708 |  |  |  |  | 200 | 0.12297
7024 | L_BUCHAN1_3Y | 3 | South | YES | 0.06723 | 0 | 0 | 15 |  | 1 | Hydro | 1 | 0.15127 | 0 | 0 | 0 | 0 |  |  | 0.15127 | 0 | 0.62412 | 0.74708 |  |  |  |  | 201 | 0.12297
8262 | ELPS | 1 | South | YES | 0.066485 | 6 | 6 | 6 | 0 | 1.15 | Hydro | 1 | 0.15053 | 0 | 0 | 0 | 0 |  |  | 0.15053 | 0 | 0.62412 | 0.74708 |  |  |  |  | 202 | 0.12297
5911 | STP_GN1___1 | 1 | Houston | YES | 0.063866 | 1333 | 1249 | 1333 | 0 | 1.0406 | Nuc | 1 | 0.14791 | 0 | 0 |  |  |  |  | 0.14791 | 0 | 0.62412 | 0.74708 |  |  |  |  | 203 | 0.12297
5912 | STP_GN2___2 | 2 | Houston | YES | 0.063866 | 1332 | 1249 | 1332 | 0 | 1.0406 | Nuc | 1 | 0.14791 | 0 | 0 |  |  |  |  | 0.14791 | 0 | 0.62412 | 0.74708 |  |  |  |  | 204 | 0.12297
48731 | CBE_GT1 | 1 | Houston | YES | 0.063302 | 76 | 0 | 76 | 0 | 1.029 | CC | 1 | 0.14734 | 76 | 76 |  |  |  |  | 0.14734 | 11.1981 | 0.62669 | 0.74929 |  |  |  |  | 205 | 0.12297
48732 | CBE_GT2 | 1 | Houston | YES | 0.063302 | 76 | 0 | 76 | 0 | 1.029 | CC | 1 | 0.14734 | 76 | 76 |  |  |  |  | 0.14734 | 11.1981 | 0.62926 | 0.75149 |  |  |  |  | 206 | 0.12297
48733 | CBE_ST12 | 1 | Houston | YES | 0.063302 | 105 | 0 | 105 | 0 | 1.029 | CC | 1 | 0.14734 | 105 | 105 |  |  |  |  | 0.14734 | 15.4711 | 0.63281 | 0.75453 |  |  |  |  | 207 | 0.12297
48734 | CBE_GT3 | 1 | Houston | YES | 0.063302 | 76 | 0 | 76 | 0 | 1.029 | CC | 1 | 0.14734 | 76 | 76 |  |  |  |  | 0.14734 | 11.1981 | 0.63537 | 0.75673 |  |  |  |  | 208 | 0.1226
48735 | CBE_GT4 | 1 | Houston | YES | 0.063302 | 76 | 0 | 76 | 0 | 1.029 | CC | 1 | 0.14734 | 76 | 76 |  |  |  |  | 0.14734 | 11.1981 | 0.63794 | 0.75893 |  |  |  |  | 209 | 0.12223
48736 | CBE_ST34 | 1 | Houston | YES | 0.063302 | 105 | 0 | 105 | 0 | 1.029 | CC | 1 | 0.14734 | 105 | 105 |  |  |  |  | 0.14734 | 15.4711 | 0.64149 | 0.76197 |  |  |  |  | 210 | 0.12172
48911 | TGF_GT1_8000 | 1 | Houston | YES | 0.059988 | 69.2 | 0 | 69.2 |  | 1.029 | Cogen | 1 | 0.14403 | 0 | 0 |  |  |  |  | 0.14403 | 0 | 0.64149 | 0.76197 |  |  |  |  | 211 | 0.12136
8032 | AMISTADHYD1 | 1 | South | YES | 0.05181 | 33 | 13 | 33 | 0 | 1.03 | Hydro | 1 | 0.13585 | 0 | 0 | 0 | 0 |  |  | 0.13585 | 0 | 0.64149 | 0.76197 |  |  |  |  | 212 | 0.12099
8033 | AMISTADHYD2 | 2 | South | YES | 0.05181 | 25 | 13 | 25 | 0 | 1.03 | Hydro | 1 | 0.13585 | 0 | 0 | 0 | 0 |  |  | 0.13585 | 0 | 0.64149 | 0.76197 |  |  |  |  | 213 | 0.12048
88253 | HAMILTON | F | South | YES | 0.05181 | 0 | 0 | 0 | 0 | 1.04 | BLT | 1 | 0.13585 | 0 | 0 | 0 | 0 |  |  | 0.13585 | 0 | 0.64149 | 0.76197 |  |  |  |  | 214 | 0.12048
49851 | DOW17000 | 37 | Houston | YES | 0.050215 | 39 | 0 | 62 | 0 | 1 | Cogen | 1 | 0.13426 | 0 | 0 |  |  |  |  | 0.13426 | 0 | 0.64149 | 0.76197 |  |  |  |  | 215 | 0.12048
49858 | DOW38100 | 31 | Houston | YES | 0.050215 | 45 | 0 | 71.4 |  | 1 | Cogen | 1 | 0.13426 | 0 | 0 |  |  |  |  | 0.13426 | 0 | 0.64149 | 0.76197 |  |  |  |  | 216 | 0.12048
49859 | DOW38200 | 33 | Houston | YES | 0.050215 | 28 | 0 | 45 | 0 | 1 | Cogen | 1 | 0.13426 | 0 | 0 |  |  |  |  | 0.13426 | 0 | 0.64149 | 0.76197 |  |  |  |  | 217 | 0.12048
49860 | DOW38300 | 32 | Houston | YES | 0.050215 | 63 | 0 | 101 |  | 1 | Cogen | 1 | 0.13426 | 0 | 0 |  |  |  |  | 0.13426 | 0 | 0.64149 | 0.76197 |  |  |  |  | 218 | 0.12048
49862 | DOW39100 | 36 | Houston | YES | 0.050215 | 54 | 0 | 86 | 0 | 1 | Cogen | 1 | 0.13426 | 0 | 0 |  |  |  |  | 0.13426 | 0 | 0.64149 | 0.76197 |  |  |  |  | 219 | 0.12048
49863 | DOW39200 | 35 | Houston | YES | 0.050215 | 55 | 0 | 88 | 0 | 1 | Cogen | 1 | 0.13426 | 0 | 0 |  |  |  |  | 0.13426 | 0 | 0.64149 | 0.76197 |  |  |  |  | 220 | 0.12048
49865 | DOW41000 | 41 | Houston | YES | 0.050215 | 31 | 0 | 50 |  | 1 | Cogen | 1 | 0.13426 | 0 | 0 |  |  |  |  | 0.13426 | 0 | 0.64149 | 0.76197 |  |  |  |  | 221 | 0.12048
49866 | DOW42000 | 42 | Houston | YES | 0.050215 | 11 | 0 | 18 |  | 1 | Cogen | 1 | 0.13426 | 0 | 0 |  |  |  |  | 0.13426 | 0 | 0.64149 | 0.76197 |  |  |  |  | 222 | 0.12048
49869 | DOW49000 | 45 | Houston | YES | 0.050215 | 59 | 0 | 94 |  | 1 | Cogen | 1 | 0.13426 | 0 | 0 |  |  |  |  | 0.13426 | 0 | 0.64149 | 0.76197 |  |  |  |  | 223 | 0.12048
49870 | DOW61000 | 61 | Houston | YES | 0.050215 | 44 | 0 | 70 | 0 | 1 | Cogen | 1 | 0.13426 | 0 | 0 |  |  |  |  | 0.13426 | 0 | 0.64149 | 0.76197 |  |  |  |  | 224 | 0.12048
49871 | DOW62000 | 62 | Houston | YES | 0.050215 | 40 | 0 | 63 | 0 | 1 | Cogen | 1 | 0.13426 | 0 | 0 |  |  |  |  | 0.13426 | 0 | 0.64149 | 0.76197 |  |  |  |  | 225 | 0.12048
49872 | DOW63000 | 63 | Houston | YES | 0.050215 | 45 | 0 | 72 | 0 | 1 | Cogen | 1 | 0.13426 | 0 | 0 |  |  |  |  | 0.13426 | 0 | 0.64149 | 0.76197 |  |  |  |  | 226 | 0.12048
49873 | DOW64000 | 64 | Houston | YES | 0.050215 | 41 | 0 | 64.8 | 0 | 1 | Cogen | 1 | 0.13426 | 0 | 0 |  |  |  |  | 0.13426 | 0 | 0.64149 | 0.76197 |  |  |  |  | 227 | 0.12048
49876 | DOW65000 | 65 | Houston | YES | 0.050215 | 63 | 0 | 101 | 0 | 1 | Cogen | 1 | 0.13426 | 0 | 0 |  |  |  |  | 0.13426 | 0 | 0.64149 | 0.76197 |  |  |  |  | 228 | 0.12048
49877 | DOW66000 | 66 | Houston | YES | 0.050215 | 61 | 0 | 97 | 0 | 1 | Cogen | 1 | 0.13426 | 0 | 0 |  |  |  |  | 0.13426 | 0 | 0.64149 | 0.76197 |  |  |  |  | 229 | 0.12048
49878 | DOW67000 | 67 | Houston | YES | 0.050215 | 65 | 0 | 103 | 0 | 1 | Cogen | 1 | 0.13426 | 0 | 0 |  |  |  |  | 0.13426 | 0 | 0.64149 | 0.76197 |  |  |  |  | 230 | 0.12048
49882 | DOW81000 | 81 | Houston | YES | 0.050215 | 47 | 0 | 76 | 0 | 1 | Cogen | 1 | 0.13426 | 0 | 0 |  |  |  |  | 0.13426 | 0 | 0.64149 | 0.76197 |  |  |  |  | 231 | 0.12048
49884 | DOW82000 | 82 | Houston | YES | 0.050215 | 51 | 0 | 80 | 0 | 1 | Cogen | 1 | 0.13426 | 0 | 0 |  |  |  |  | 0.13426 | 0 | 0.64149 | 0.76197 |  |  |  |  | 232 | 0.12048
49885 | DOW83000 | 83 | Houston | YES | 0.050215 | 51 | 0 | 80 | 0 | 1 | Cogen | 1 | 0.13426 | 0 | 0 |  |  |  |  | 0.13426 | 0 | 0.64149 | 0.76197 |  |  |  |  | 233 | 0.12048
49886 | DOW84000 | 84 | Houston | YES | 0.050215 | 107 | 0 | 171 | 0 | 0.98 | Cogen | 1 | 0.13426 | 0 | 0 |  |  |  |  | 0.13426 | 0 | 0.64149 | 0.76197 |  |  |  |  | 234 | 0.12048
48520 | BSF_GT1_8070 | 1 | Houston | YES | 0.047685 | 72 | 0 | 72 | 0 | 1.0326 | Cogen | 1 | 0.13173 | 0 | 0 |  |  |  |  | 0.13173 | 0 | 0.64149 | 0.76197 |  |  |  |  | 235 | 0.12048
48520 | BSF_GT1_8070 | 2 | Houston | YES | 0.047685 | 10 | 0 | 10 | 0 | 1.0326 | Cogen | 1 | 0.13173 | 0 | 0 |  |  |  |  | 0.13173 | 0 | 0.64149 | 0.76197 |  |  |  |  | 236 | 0.12048
39760 | TNSCLP1___8 | 1 | Houston | YES | 0.045684 | 93.4 | 20 | 116.8 | 0 | 1.04 | Cogen | 1 | 0.12973 | 0 | 0 |  |  |  |  | 0.12973 | 0 | 0.64149 | 0.76197 |  |  |  |  | 237 | 0.12048
39770 | TNSCLP2___8 | 1 | Houston | YES | 0.045684 | 91.6 | 20 | 114.5 | 0 | 1.04 | Cogen | 1 | 0.12973 | 0 | 0 |  |  |  |  | 0.12973 | 0 | 0.64149 | 0.76197 |  |  |  |  | 238 | 0.12048
39775 | TNSCLP4___8 | 1 | Houston | YES | 0.045684 | 95.2 | 20 | 119 | 0 | 1.04 | Cogen | 1 | 0.12973 | 0 | 0 |  |  |  |  | 0.12973 | 0 | 0.64149 | 0.76197 |  |  |  |  | 239 | 0.12048
39790 | TNSCLP3___8 | 1 | Houston | YES | 0.045684 | 87.6 | 20 | 109.5 | 0 | 1.027 | Cogen | 1 | 0.12973 | 0 | 0 |  |  |  |  | 0.12973 | 0 | 0.64149 | 0.76197 |  |  |  |  | 240 | 0.12048
48926 | WAP_GN6_6 | 6 | Houston | YES | 0.038557 | 651 | 280 | 651 |  | 1.035 | LIGCO | 1 | 0.1226 | 0 | 651 |  |  |  |  | 0.1226 | 79.8115 | 0.6635 | 0.77767 |  |  |  |  | 241 | 0.12048
48927 | WAP_GN7_7 | 7 | Houston | YES | 0.038557 | 564 | 277 | 564 |  | 1.035 | LIGCO | 1 | 0.1226 | 0 | 564 |  |  |  |  | 0.1226 | 69.1455 | 0.68257 | 0.79126 |  |  |  |  | 242 | 0.12048
48928 | WAP_GN8_8 | 8 | Houston | YES | 0.038557 | 603 | 275 | 603 |  | 1.035 | LIGCO | 1 | 0.1226 | 0 | 603 |  |  |  |  | 0.1226 | 73.9268 | 0.70295 | 0.8058 |  |  |  |  | 243 | 0.12048
48730 | MNS_GT | 1 | Houston | YES | 0.03854 | 43 | 0 | 46.1 |  | 1.029 | Cogen | 1 | 0.12258 | 0 | 0 |  |  |  |  | 0.12258 | 0 | 0.70295 | 0.8058 |  |  |  |  | 244 | 0.11417
48521 | BVE_GT1_GT1 | 1 | Houston | YES | 0.038497 | 167.7 | 0 | 167.7 |  | 1.035 | CC | 1 | 0.12254 | 167.7 | 167.7 |  |  |  |  | 0.12254 | 20.5497 | 0.70862 | 0.80984 |  |  |  |  | 245 | 0.10869
48522 | BVE_GT2_5035 | 2 | Houston | YES | 0.038497 | 166.4 | 0 | 166.4 |  | 1.035 | CC | 1 | 0.12254 | 166.4 | 166.4 |  |  |  |  | 0.12254 | 20.3904 | 0.71425 | 0.81385 |  |  |  |  | 246 | 0.10284
48523 | BVE_ST1_GN1 | 3 | Houston | YES | 0.038497 | 252.4 | 0 | 252.4 |  | 1.035 | CC | 1 | 0.12254 | 252.4 | 252.4 |  |  |  |  | 0.12254 | 30.9287 | 0.72278 | 0.81993 |  |  |  |  | 247 | 0.10284
48510 | AK_GT1__8040 | 1 | Houston | YES | 0.037463 | 33.4 | 8.1 | 34 |  | 1.029 | Cogen | 1 | 0.1215 | 0 | 0 |  |  |  |  | 0.1215 | 0 | 0.72278 | 0.81993 |  |  |  |  | 248 | 0.10122
48921 | WAP_GN1_1 | 1 | Houston | YES | 0.037353 | 132.8 | 37 | 166 | 0 | 1.0362 | GST | 1 | 0.12139 | 166 | 166 |  |  |  |  | 0.12139 | 20.1515 | 0.72839 | 0.82389 |  |  |  |  | 249 | 0.0996
48922 | WAP_GN2_2 | 2 | Houston | YES | 0.037353 | 132.8 | 37 | 166 | 0 | 1.0362 | GST | 1 | 0.12139 | 166 | 166 |  |  |  |  | 0.12139 | 20.1515 | 0.734 | 0.82785 |  |  |  |  | 250 | 0.097148
48923 | WAP_GN3_3 | 3 | Houston | YES | 0.037353 | 198.4 | 93 | 248 | 0 | 1.0362 | GST | 1 | 0.12139 | 248 | 248 |  |  |  |  | 0.12139 | 30.1058 | 0.74239 | 0.83377 |  |  |  |  | 251 | 0.097148
48924 | WAP_GN4_4 | 4 | Houston | YES | 0.037353 | 546 | 217 | 546 | 0 | 1.0362 | GSC | 1 | 0.12139 | 546 | 546 |  |  |  |  | 0.12139 | 66.2813 | 0.76085 | 0.8468 |  |  |  |  | 252 | 0.095499
48925 | WAP_GN5_5 | 5 | Houston | YES | 0.037353 | 579.1 | 278 | 654 | 0 | 0.985 | LIGCO | 1 | 0.12139 | 0 | 654 |  |  |  |  | 0.12139 | 79.3919 | 0.78295 | 0.86241 |  |  |  |  | 253 | 0.093849
48929 | WAPGT21_GT1 | B1 | Houston | YES | 0.037353 | 0 | 0 | 13 |  | 1.05 | GGT | 1 | 0.12139 | 13 | 13 |  |  |  |  | 0.12139 | 1.5781 | 0.78339 | 0.86272 |  |  |  |  | 254 | 0.091384
38580 | TNBP_CGN1_8 | 1 | Houston | YES | 0.032675 | 70.8 | 0 | 70.8 | 0 | 1.005 | Cogen | 1 | 0.11672 | 0 | 0 |  |  |  |  | 0.11672 | 0 | 0.78339 | 0.86272 |  |  |  |  | 255 | 0.085958
38590 | TNBP_CGN2_8 | 2 | Houston | YES | 0.032675 | 66.7 | 0 | 66.7 | 0 | 1.005 | Cogen | 1 | 0.11672 | 0 | 0 |  |  |  |  | 0.11672 | 0 | 0.78339 | 0.86272 |  |  |  |  | 256 | 0.079459
38600 | TNBP_CGN3_8 | 5 | Houston | YES | 0.032675 | 53 | 0 | 53 | 0 | 1.005 | Cogen | 1 | 0.11672 | 0 | 0 |  |  |  |  | 0.11672 | 0 | 0.78339 | 0.86272 |  |  |  |  | 257 | 0.07933
38611 | TNBPAMCG1_8 | 1 | Houston | YES | 0.032675 | 153.2 | 0 | 153.2 | 0 | 1.005 | Cogen | 1 | 0.11672 | 0 | 0 |  |  |  |  | 0.11672 | 0 | 0.78339 | 0.86272 |  |  |  |  | 258 | 0.07933
38612 | TNBPAMCG2_8 | 2 | Houston | YES | 0.032675 | 153.5 | 0 | 153.5 | 0 | 1.005 | Cogen | 1 | 0.11672 | 0 | 0 |  |  |  |  | 0.11672 | 0 | 0.78339 | 0.86272 |  |  |  |  | 259 | 0.07933
38613 | TNBPAMCG3_8 | 3 | Houston | YES | 0.032675 | 152.3 | 0 | 152.3 | 0 | 1.005 | Cogen | 1 | 0.11672 | 0 | 0 |  |  |  |  | 0.11672 | 0 | 0.78339 | 0.86272 |  |  |  |  | 260 | 0.07933
38614 | TNBPAMCG4_8 | 4 | Houston | YES | 0.032675 | 96 | 0 | 96 |  | 1.005 | Cogen | 1 | 0.11672 | 0 | 0 |  |  |  |  | 0.11672 | 0 | 0.78339 | 0.86272 |  |  |  |  | 261 | 0.07933
38615 | TNBPAMCG5_8 | 1 | Houston | YES | 0.032675 | 244 | 0 | 244 | 0 | 1.005 | Cogen | 1 | 0.11672 | 0 | 0 |  |  |  |  | 0.11672 | 0 | 0.78339 | 0.86272 |  |  |  |  | 262 | 0.07933
38690 | TNBP_CGN4_8 | 3 | Houston | YES | 0.032675 | 40 | 0 | 40 |  | 1.005 | Cogen | 1 | 0.11672 | 0 | 0 |  |  |  |  | 0.11672 | 0 | 0.78339 | 0.86272 |  |  |  |  | 263 | 0.07933
38711 | TNTXCTY1CG8 | 1 | Houston | YES | 0.032675 | 100.3 | 59 | 100.3 | 0 | 1 | Cogen | 1 | 0.11672 | 0 | 0 |  |  |  |  | 0.11672 | 0 | 0.78339 | 0.86272 |  |  |  |  | 264 | 0.07933
38712 | TNTXCTY2CG8 | 1 | Houston | YES | 0.032675 | 92.9 | 59 | 92.9 | 0 | 1 | Cogen | 1 | 0.11672 | 0 | 0 |  |  |  |  | 0.11672 | 0 | 0.78339 | 0.86272 |  |  |  |  | 265 | 0.07933
38713 | TNTXCTY3CG8 | 1 | Houston | YES | 0.032675 | 102.7 | 59 | 102.7 | 0 | 1 | Cogen | 1 | 0.11672 | 0 | 0 |  |  |  |  | 0.11672 | 0 | 0.78339 | 0.86272 |  |  |  |  | 266 | 0.07933
38714 | TNTXCTY4CG8 | 1 | Houston | YES | 0.032675 | 103 | 59 | 103 | 0 | 1 | Cogen | 1 | 0.11672 | 0 | 0 |  |  |  |  | 0.11672 | 0 | 0.78339 | 0.86272 |  |  |  |  | 267 | 0.07933
39470 | TNDOWCGNSG8 | 1 | Houston | YES | 0.032675 | 32 | 10 | 32 | 0 | 0.985 | Cogen | 1 | 0.11672 | 0 | 0 |  |  |  |  | 0.11672 | 0 | 0.78339 | 0.86272 |  |  |  |  | 268 | 0.07933
39480 | TNDOWCGNGG8 | 1 | Houston | YES | 0.032675 | 30 | 10 | 30 | 0 | 0.985 | Cogen | 1 | 0.11672 | 0 | 0 |  |  |  |  | 0.11672 | 0 | 0.78339 | 0.86272 |  |  |  |  | 269 | 0.07933
48772 | PHR_GN2_2 | MB | Houston | YES | 0.030695 | 0 | 72 | 459 |  | 1.0362 | GSC | 1 | 0.11474 | 0 | 0 |  |  |  |  | 0.11474 | 0 | 0.78339 | 0.86272 |  |  |  |  | 270 | 0.07933
48561 | CTL_GT2_8130 | 1 | Houston | YES | 0.029314 | 73.5 | 30.3 | 91.9 |  | 1.0362 | Cogen | 1 | 0.11336 | 0 | 0 |  |  |  |  | 0.11336 | 0 | 0.78339 | 0.86272 |  |  |  |  | 271 | 0.07933
48562 | CTL_GT3_8135 | 2 | Houston | YES | 0.029314 | 70.1 | 30.3 | 87.6 |  | 1.0362 | Cogen | 1 | 0.11336 | 0 | 0 |  |  |  |  | 0.11336 | 0 | 0.78339 | 0.86272 |  |  |  |  | 272 | 0.07933
48563 | CTL_GT4_8140 | 3 | Houston | YES | 0.029314 | 69.6 | 30.3 | 87 |  | 1.0362 | Cogen | 1 | 0.11336 | 0 | 0 |  |  |  |  | 0.11336 | 0 | 0.78339 | 0.86272 |  |  |  |  | 273 | 0.07933
48564 | CTL_GN1_8145 | 4 | Houston | YES | 0.029314 | 43.6 | 12.9 | 54.5 |  | 1.0362 | Cogen | 1 | 0.11336 | 0 | 0 |  |  |  |  | 0.11336 | 0 | 0.78339 | 0.86272 |  |  |  |  | 274 | 0.07933
48565 | CTL_GN2_8155 | 5 | Houston | YES | 0.029314 | 9.8 | 3.4 | 12.2 |  | 1.0362 | Cogen | 1 | 0.11336 | 0 | 0 |  |  |  |  | 0.11336 | 0 | 0.78339 | 0.86272 |  |  |  |  | 275 | 0.07933
48531 | BYU_GT1_8075 | 1 | Houston | YES | 0.028785 | 65 | 0 | 65 |  | 1.0362 | Cogen | 1 | 0.11283 | 0 | 0 |  |  |  |  | 0.11283 | 0 | 0.78339 | 0.86272 |  |  |  |  | 276 | 0.07933
48532 | BYU_GT2_8055 | 2 | Houston | YES | 0.028785 | 62 | 0 | 62 |  | 1.0362 | Cogen | 1 | 0.11283 | 0 | 0 |  |  |  |  | 0.11283 | 0 | 0.78339 | 0.86272 |  |  |  |  | 277 | 0.07933
48533 | BYU_GT3_8060 | 3 | Houston | YES | 0.028785 | 67 | 0 | 67 |  | 1.0362 | Cogen | 1 | 0.11283 | 0 | 0 |  |  |  |  | 0.11283 | 0 | 0.78339 | 0.86272 |  |  |  |  | 278 | 0.07933
48534 | BYU_GT4_8065 | 4 | Houston | YES | 0.028785 | 65 | 0 | 65 |  | 1.0362 | Cogen | 1 | 0.11283 | 0 | 0 |  |  |  |  | 0.11283 | 0 | 0.78339 | 0.86272 |  |  |  |  | 279 | 0.07933
48691 | GBY_73741085 | B | Houston | YES | 0.028121 | 37.6 | 20 | 47 | 0 | 1.0362 | GGT | 1 | 0.11216 | 47 | 47 |  |  |  |  | 0.11216 | 5.2716 | 0.78498 | 0.86376 |  |  |  |  | 280 | 0.07933
48691 | GBY_73741085 | A | Houston | YES | 0.028121 | 37.6 | 20 | 47 | 0 | 1.0362 | GGT | 1 | 0.11216 | 47 | 47 |  |  |  |  | 0.11216 | 5.2716 | 0.78657 | 0.8648 |  |  |  |  | 281 | 0.07933
48692 | GBY_81821075 | D | Houston | YES | 0.028121 | 44 | 20 | 55 | 0 | 1.0362 | GGT | 1 | 0.11216 | 55 | 55 |  |  |  |  | 0.11216 | 6.1689 | 0.78843 | 0.86601 |  |  |  |  | 282 | 0.07933
48692 | GBY_81821075 | C | Houston | YES | 0.028121 | 37.6 | 20 | 47 | 0 | 1.0362 | GGT | 1 | 0.11216 | 47 | 47 |  |  |  |  | 0.11216 | 5.2716 | 0.79002 | 0.86705 |  |  |  |  | 283 | 0.078778
48693 | GBY_83841065 | F | Houston | YES | 0.028121 | 43.2 | 20 | 54 | 0 | 1.0362 | GGT | 1 | 0.11216 | 54 | 54 |  |  |  |  | 0.11216 | 6.0568 | 0.79185 | 0.86824 |  |  |  |  | 284 | 0.078225
48693 | GBY_83841065 | E | Houston | YES | 0.028121 | 45.6 | 20 | 57 | 0 | 1.0362 | GGT | 1 | 0.11216 | 57 | 57 |  |  |  |  | 0.11216 | 6.3933 | 0.79377 | 0.86949 |  |  |  |  | 285 | 0.077579
48841 | SJS_GT1_GT1 | 1 | Houston | YES | 0.02779 | 62.4 | 49 | 78 | 0 | 1.0362 | Cogen | 1 | 0.11183 | 0 | 0 |  |  |  |  | 0.11183 | 0 | 0.79377 | 0.86949 |  |  |  |  | 286 | 0.077026
48842 | SJS_GT2_GT2 | 2 | Houston | YES | 0.02779 | 64.8 | 49 | 81 | 0 | 1.0362 | Cogen | 1 | 0.11183 | 0 | 0 |  |  |  |  | 0.11183 | 0 | 0.79377 | 0.86949 |  |  |  |  | 287 | 0.076392
48641 | DPEC_GT15040 | 1 | Houston | YES | 0.027531 | 163.2 | 98 | 163.2 | 0 | 1.0319 | CC | 1 | 0.11157 | 163.2 | 163.2 |  |  |  |  | 0.11157 | 18.2086 | 0.79929 | 0.87307 |  |  |  |  | 288 | 0.075722
48642 | DPEC_GT25025 | 2 | Houston | YES | 0.027531 | 157.1 | 98 | 157.1 | 0 | 1.0319 | CC | 1 | 0.11157 | 157.1 | 157.1 |  |  |  |  | 0.11157 | 17.528 | 0.8046 | 0.87652 |  |  |  |  | 289 | 0.075722
48643 | DPEC_GT35010 | 3 | Houston | YES | 0.027531 | 157.5 | 98 | 157.5 | 0 | 1.0319 | CC | 1 | 0.11157 | 157.5 | 157.5 |  |  |  |  | 0.11157 | 17.5726 | 0.80993 | 0.87998 |  |  |  |  | 290 | 0.075722
48644 | DPEC_GT45070 | 4 | Houston | YES | 0.027531 | 157 | 98 | 157 | 0 | 1.0319 | CC | 1 | 0.11157 | 157 | 157 |  |  |  |  | 0.11157 | 17.5169 | 0.81523 | 0.88342 |  |  |  |  | 291 | 0.073785
48645 | DPEC_ST55065 | 5 | Houston | YES | 0.027531 | 282 | 0 | 282 | 0 | 1.0319 | CC | 1 | 0.11157 | 282 | 282 |  |  |  |  | 0.11157 | 31.4634 | 0.82477 | 0.88961 |  |  |  |  | 292 | 0.07192
48761 | PR_GT1__9040 | 1 | Houston | YES | 0.027289 | 26 | 0 | 35 |  | 1 | Cogen | 1 | 0.11133 | 0 | 0 |  |  |  |  | 0.11133 | 0 | 0.82477 | 0.88961 |  |  |  |  | 293 | 0.070051
48855 | SRB_GT211035 | B1 | Houston | YES | 0.027041 | 0 | 0 | 18 |  | 1.014 | GGT | 1 | 0.11108 | 18 | 18 |  |  |  |  | 0.11108 | 1.9995 | 0.82537 | 0.89 |  |  |  |  | 294 | 0.068187
48855 | SRB_GT211035 | B2 | Houston | YES | 0.027041 | 0 | 0 | 12 |  | 1.014 | GGT | 1 | 0.11108 | 12 | 12 |  |  |  |  | 0.11108 | 1.333 | 0.82578 | 0.89026 |  |  |  |  | 295 | 0.06484
48852 | SRB_GN2_2 | 2 | Houston | YES | 0.027027 | 140.8 | 26 | 176 | 0 | 1.0217 | GST | 1 | 0.11107 | 176 | 176 |  |  |  |  | 0.11107 | 19.548 | 0.83173 | 0.89411 |  |  |  |  | 296 | 0.06484
48851 | SRB_GN1_1 | 1 | Houston | YES | 0.027009 | 132 | 26 | 165 | 0 | 1.0217 | GST | 1 | 0.11105 | 165 | 165 |  |  |  |  | 0.11105 | 18.3233 | 0.83731 | 0.89771 |  |  |  |  | 297 | 0.064625
48551 | CAL_GT1_8045 | 1 | Houston | YES | 0.027003 | 149 | 0 | 149 | 0 | 1.0326 | Cogen | 1 | 0.11104 | 0 | 0 |  |  |  |  | 0.11104 | 0 | 0.83731 | 0.89771 |  |  |  |  | 298 | 0.064482
48552 | CAL_ST1_8000 | 2 | Houston | YES | 0.027003 | 65.1 | 0 | 65.1 | 0 | 1.0326 | Cogen | 1 | 0.11104 | 0 | 0 |  |  |  |  | 0.11104 | 0 | 0.83731 | 0.89771 |  |  |  |  | 299 | 0.062375
48853 | SRB_GN3_3 | 3 | Houston | YES | 0.026943 | 170.4 | 35 | 213 |  | 1.0326 | GST | 1 | 0.11098 | 213 | 213 |  |  |  |  | 0.11098 | 23.6397 | 0.84451 | 0.90236 |  |  |  |  | 300 | 0.0604
48845 | SOL_GT1 | 1 | Houston | YES | 0.026939 | 16.2 | 15.4 | 16.2 |  | 1.0326 | Solar | 1 | 0.11098 | 16.2 | 16.2 |  |  |  |  | 0.11098 | 1.7979 | 0.84506 | 0.90271 |  |  |  |  | 301 | 0.0604
48611 | DIB_GT1_8080 | 1 | Houston | YES | 0.026936 | 64 | 0 | 64 | 0 | 1.0326 | Cogen | 1 | 0.11098 | 0 | 0 |  |  |  |  | 0.11098 | 0 | 0.84506 | 0.90271 |  |  |  |  | 302 | 0.0604
48612 | DIB_GT2_8075 | 2 | Houston | YES | 0.026936 | 63.2 | 0 | 63.2 | 0 | 1.0326 | Cogen | 1 | 0.11098 | 0 | 0 |  |  |  |  | 0.11098 | 0 | 0.84506 | 0.90271 |  |  |  |  | 303 | 0.057847
48613 | DIB_ST1_8085 | 3 | Houston | YES | 0.026936 | 67.9 | 30 | 82.6 | 0 | 1.0326 | Cogen | 1 | 0.11098 | 0 | 0 |  |  |  |  | 0.11098 | 0 | 0.84506 | 0.90271 |  |  |  |  | 304 | 0.057653
48614 | DIB_GT3_8090 | 4 | Houston | YES | 0.026936 | 73.6 | 15 | 73.6 | 0 | 1.0326 | Cogen | 1 | 0.11098 | 0 | 0 |  |  |  |  | 0.11098 | 0 | 0.84506 | 0.90271 |  |  |  |  | 305 | 0.057653
48740 | PSG_GN2_8050 | 1 | Houston | YES | 0.026929 | 182 | 60 | 182 | 0 | 1.0326 | Cogen | 1 | 0.11097 | 0 | 0 |  |  |  |  | 0.11097 | 0 | 0.84506 | 0.90271 |  |  |  |  | 306 | 0.057653
48741 | PSG_GT2_8040 | 1 | Houston | YES | 0.026929 | 158.6 | 50 | 158.6 | 0 | 1.0326 | Cogen | 1 | 0.11097 | 0 | 0 |  |  |  |  | 0.11097 | 0 | 0.84506 | 0.90271 |  |  |  |  | 307 | 0.057653
48742 | PSG_GT3_8060 | 1 | Houston | YES | 0.026929 | 157 | 50 | 157 | 0 | 1.0326 | Cogen | 1 | 0.11097 | 0 | 0 |  |  |  |  | 0.11097 | 0 | 0.84506 | 0.90271 |  |  |  |  | 308 | 0.057653
48854 | SRB_GN4_4 | 4 | Houston | YES | 0.026929 | 182.4 | 35 | 228 | 0 | 1.0326 | GST | 1 | 0.11097 | 228 | 228 |  |  |  |  | 0.11097 | 25.3012 | 0.85276 | 0.90768 |  |  |  |  | 309 | 0.057653
48820 | SHELLG1_3015 | 1 | Houston | YES | 0.026582 | 71 | 34.5 | 71 |  | 1.029 | Cogen | 1 | 0.11062 | 0 | 0 |  |  |  |  | 0.11062 | 0 | 0.85276 | 0.90768 |  |  |  |  | 310 | 0.057653
48821 | SHELLG2 | 2 | Houston | YES | 0.026582 | 72 | 34.5 | 72 |  | 1.029 | Cogen | 1 | 0.11062 | 0 | 0 |  |  |  |  | 0.11062 | 0 | 0.85276 | 0.90768 |  |  |  |  | 311 | 0.057653
48822 | SHELLG3_3020 | 2 | Houston | YES | 0.026582 | 30 | 0 | 30 |  | 1.029 | Cogen | 1 | 0.11062 | 0 | 0 |  |  |  |  | 0.11062 | 0 | 0.85276 | 0.90768 |  |  |  |  | 312 | 0.05492
48822 | SHELLG3_3020 | 1 | Houston | YES | 0.026582 | 39 | 0 | 39 |  | 1.029 | Cogen | 1 | 0.11062 | 0 | 0 |  |  |  |  | 0.11062 | 0 | 0.85276 | 0.90768 |  |  |  |  | 313 | 0.05492
48500 | APD_GT1_8005 | 1 | Houston | YES | 0.026106 | 137.6 | 54.6 | 137.6 | 0 | 1.0362 | Cogen | 1 | 0.11015 | 0 | 0 |  |  |  |  | 0.11015 | 0 | 0.85276 | 0.90768 |  |  |  |  | 314 | 0.05492
48511 | LPE_GT1_8070 | 1 | Houston | YES | 0.025992 | 42 | 0 | 42 | 0 | 1.0362 | GGT | 1 | 0.11003 | 42 | 42 |  |  |  |  | 0.11003 | 4.6214 | 0.85418 | 0.90859 |  |  |  |  | 315 | 0.05492
48512 | LPE_GT2_8075 | 2 | Houston | YES | 0.025992 | 42 | 0 | 42 | 0 | 1.0362 | GGT | 1 | 0.11003 | 42 | 42 |  |  |  |  | 0.11003 | 4.6214 | 0.8556 | 0.9095 |  |  |  |  | 316 | 0.05492
48513 | LPE_GT3_8080 | 3 | Houston | YES | 0.025992 | 39 | 0 | 39 | 0 | 1.0362 | GGT | 1 | 0.11003 | 39 | 39 |  |  |  |  | 0.11003 | 4.2913 | 0.85692 | 0.91035 |  |  |  |  | 317 | 0.05492
48514 | LPE_GT4_8085 | 4 | Houston | YES | 0.025992 | 39 | 0 | 39 | 0 | 1.0362 | GGT | 1 | 0.11003 | 39 | 39 |  |  |  |  | 0.11003 | 4.2913 | 0.85824 | 0.91119 |  |  |  |  | 318 | 0.054409
48593 | CHE_GT1_8015 | 1 | Houston | YES | 0.025923 | 173 | 50 | 173 | 0 | 1.0362 | Cogen | 1 | 0.10996 | 0 | 0 |  |  |  |  | 0.10996 | 0 | 0.85824 | 0.91119 |  |  |  |  | 319 | 0.053897
48594 | CHE_GN4_8025 | 4 | Houston | YES | 0.025923 | 142 | 60 | 142 | 0 | 1.0362 | Cogen | 1 | 0.10996 | 0 | 0 |  |  |  |  | 0.10996 | 0 | 0.85824 | 0.91119 |  |  |  |  | 320 | 0.053423
48873 | THW_ST3_ST_3 | 3 | Houston | YES | 0.02522 | 107 | 19 | 107 | 0 | 1.0435 | CC | 1 | 0.10926 | 107 | 107 |  |  |  |  | 0.10926 | 11.691 | 0.86186 | 0.91349 |  |  |  |  | 321 | 0.052948
48874 | THW_ST4_ST_4 | 4 | Houston | YES | 0.02522 | 108 | 19 | 108 | 0 | 1.0435 | CC | 1 | 0.10926 | 108 | 108 |  |  |  |  | 0.10926 | 11.8002 | 0.86551 | 0.91581 |  |  |  |  | 322 | 0.052948
48875 | THW_3132 | A | Houston | YES | 0.02522 | 55 | 5 | 55 | 0 | 1.0435 | CC | 1 | 0.10926 | 55 | 55 |  |  |  |  | 0.10926 | 6.0094 | 0.86737 | 0.91699 |  |  |  |  | 323 | 0.052948
48875 | THW_3132 | B | Houston | YES | 0.02522 | 53 | 5 | 53 | 0 | 1.0435 | CC | 1 | 0.10926 | 53 | 53 |  |  |  |  | 0.10926 | 5.7909 | 0.86916 | 0.91813 |  |  |  |  | 324 | 0.05163
48877 | THW_3334 | C | Houston | YES | 0.02522 | 55 | 5 | 55 | 0 | 1.0435 | CC | 1 | 0.10926 | 55 | 55 |  |  |  |  | 0.10926 | 6.0094 | 0.87102 | 0.91931 |  |  |  |  | 325 | 0.050299
48877 | THW_3334 | D | Houston | YES | 0.02522 | 57 | 5 | 57 | 0 | 1.0435 | CC | 1 | 0.10926 | 57 | 57 |  |  |  |  | 0.10926 | 6.2279 | 0.87295 | 0.92053 |  |  |  |  | 326 | 0.049621
48879 | THW_4142 | E | Houston | YES | 0.02522 | 56 | 5 | 56 | 0 | 1.0435 | CC | 1 | 0.10926 | 56 | 56 |  |  |  |  | 0.10926 | 6.1186 | 0.87484 | 0.92174 |  |  |  |  | 327 | 0.048968
48879 | THW_4142 | F | Houston | YES | 0.02522 | 55 | 5 | 55 | 0 | 1.0435 | CC | 1 | 0.10926 | 55 | 55 |  |  |  |  | 0.10926 | 6.0094 | 0.8767 | 0.92292 |  |  |  |  | 328 | 0.04829
48881 | THW_4344 | G | Houston | YES | 0.02522 | 58 | 5 | 58 | 0 | 1.0435 | CC | 1 | 0.10926 | 58 | 58 |  |  |  |  | 0.10926 | 6.3372 | 0.87866 | 0.92416 |  |  |  |  | 329 | 0.047587
48881 | THW_4344 | H | Houston | YES | 0.02522 | 58 | 5 | 58 | 0 | 1.0435 | CC | 1 | 0.10926 | 58 | 58 |  |  |  |  | 0.10926 | 6.3372 | 0.88062 | 0.92541 |  |  |  |  | 330 | 0.046897
48582 | CBY_GN2_2 | 2 | Houston | YES | 0.024637 | 596.8 | 110 | 746 | 0 | 1.0435 | GSC | 1 | 0.10868 | 746 | 746 |  |  |  |  | 0.10868 | 81.0741 | 0.90584 | 0.94135 |  |  |  |  | 331 | 0.04622
48883 | THW_GT1_GT_1 | B2 | Houston | YES | 0.024359 | 0 | 0 | 12 |  | 1.043 | GGT | 1 | 0.1084 | 12 | 12 |  |  |  |  | 0.1084 | 1.3008 | 0.90625 | 0.94161 |  |  |  |  | 332 | 0.045505
49803 | EXN_15GT | 1 | Houston | YES | 0.024253 | 33 | 8.3 | 34 |  | 1.0326 | Cogen | 1 | 0.10829 | 0 | 0 |  |  |  |  | 0.10829 | 0 | 0.90625 | 0.94161 |  |  |  |  | 333 | 0.04479
49804 | EXN_16GT | 2 | Houston | YES | 0.024253 | 32 | 8.3 | 34.7 |  | 1.0326 | Cogen | 1 | 0.10829 | 0 | 0 |  |  |  |  | 0.10829 | 0 | 0.90625 | 0.94161 |  |  |  |  | 334 | 0.035511
49805 | EXN_17GT | 3 | Houston | YES | 0.024253 | 31 | 8.3 | 32.7 |  | 1.0326 | Cogen | 1 | 0.10829 | 0 | 0 |  |  |  |  | 0.10829 | 0 | 0.90625 | 0.94161 |  |  |  |  | 335 | 0.035362
49826 | EXN938GT | 5 | Houston | YES | 0.024253 | 43 | 9.2 | 45.9 |  | 1.0326 | Cogen | 1 | 0.10829 | 0 | 0 |  |  |  |  | 0.10829 | 0 | 0.90625 | 0.94161 |  |  |  |  | 336 | 0.035362
49828 | EXN941GT | 10 | Houston | YES | 0.024253 | 17.7 | 5.4 | 17.7 | 0 | 1.0326 | Cogen | 1 | 0.10829 | 0 | 0 |  |  |  |  | 0.10829 | 0 | 0.90625 | 0.94161 |  |  |  |  | 337 | 0.035362
49829 | EXN942GT | 11 | Houston | YES | 0.024253 | 20 | 5.4 | 20.4 | 0 | 1.0326 | Cogen | 1 | 0.10829 | 0 | 0 |  |  |  |  | 0.10829 | 0 | 0.90625 | 0.94161 |  |  |  |  | 338 | 0.035362
49830 | EXN943GT | 12 | Houston | YES | 0.024253 | 19 | 5.4 | 19.9 | 0 | 1.0326 | Cogen | 1 | 0.10829 | 0 | 0 |  |  |  |  | 0.10829 | 0 | 0.90625 | 0.94161 |  |  |  |  | 339 | 0.035362
49831 | EXN944GT | 13 | Houston | YES | 0.024253 | 33 | 5.4 | 35 | 0 | 1.0326 | Cogen | 1 | 0.10829 | 0 | 0 |  |  |  |  | 0.10829 | 0 | 0.90625 | 0.94161 |  |  |  |  | 340 | 0.035362
49832 | EXN945GT | 9 | Houston | YES | 0.024253 | 18.5 | 9.2 | 18.5 |  | 1.0326 | Cogen | 1 | 0.10829 | 0 | 0 |  |  |  |  | 0.10829 | 0 | 0.90625 | 0.94161 |  |  |  |  | 341 | 0.035362
49837 | EXN_GT | 4 | Houston | YES | 0.024253 | 81 | 21.3 | 85.4 |  | 1.0326 | Cogen | 1 | 0.10829 | 0 | 0 |  |  |  |  | 0.10829 | 0 | 0.90625 | 0.94161 |  |  |  |  | 342 | 0.035362
49838 | EXN_14GT | 14 | Houston | YES | 0.024253 | 140 | 0 | 148 |  | 1.0326 | Cogen | 1 | 0.10829 | 0 | 0 |  |  |  |  | 0.10829 | 0 | 0.90625 | 0.94161 |  |  |  |  | 343 | 0.035362
48651 | EP_1_2 | 1 | Houston | YES | 0.023881 | 4 | 0 | 5 | 0 | 1.0362 | Cogen | 1 | 0.10792 | 0 | 0 |  |  |  |  | 0.10792 | 0 | 0.90625 | 0.94161 |  |  |  |  | 344 | 0.035362
48651 | EP_1_2 | 2 | Houston | YES | 0.023881 | 17.7 | 10 | 21 | 0 | 1.0362 | Cogen | 1 | 0.10792 | 0 | 0 |  |  |  |  | 0.10792 | 0 | 0.90625 | 0.94161 |  |  |  |  | 345 | 0.035362
48940 | WARVUE_GT1 | G1 | Houston | YES | 0.023869 | 15 | 0 | 15 |  | 1.021 | Cogen | 1 | 0.10791 | 0 | 0 |  |  |  |  | 0.10791 | 0 | 0.90625 | 0.94161 |  |  |  |  | 346 | 0.035362
48581 | CBY_GN1_1 | 1 | Houston | YES | 0.023855 | 595.2 | 108 | 744 | 0 | 1.0435 | GSC | 1 | 0.1079 | 744 | 744 |  |  |  |  | 0.1079 | 80.2749 | 0.9314 | 0.95739 |  |  |  |  | 347 | 0.035362
48791 | PSA_GT1_8160 | 1 | Houston | YES | 0.023844 | 52 | 20.8 | 65 | 0 | 1.0362 | Cogen | 1 | 0.10789 | 0 | 0 |  |  |  |  | 0.10789 | 0 | 0.9314 | 0.95739 |  |  |  |  | 348 | 0.035362
48792 | PSA_GT2_8155 | 2 | Houston | YES | 0.023844 | 52.8 | 20.3 | 66 | 0 | 1.0362 | Cogen | 1 | 0.10789 | 0 | 0 |  |  |  |  | 0.10789 | 0 | 0.9314 | 0.95739 |  |  |  |  | 349 | 0.035362
48793 | PSA_GT3_8150 | 3 | Houston | YES | 0.023844 | 56 | 20.3 | 70 | 0 | 1.0362 | Cogen | 1 | 0.10789 | 0 | 0 |  |  |  |  | 0.10789 | 0 | 0.9314 | 0.95739 |  |  |  |  | 350 | 0.025993
48794 | PSA_GT4_8145 | 4 | Houston | YES | 0.023844 | 52.8 | 20.3 | 66 | 0 | 1.0362 | Cogen | 1 | 0.10789 | 0 | 0 |  |  |  |  | 0.10789 | 0 | 0.9314 | 0.95739 |  |  |  |  | 351 | 0.025993
48795 | PSA_GT5_8140 | 5 | Houston | YES | 0.023844 | 51.2 | 20.3 | 64 | 0 | 1.0362 | Cogen | 1 | 0.10789 | 0 | 0 |  |  |  |  | 0.10789 | 0 | 0.9314 | 0.95739 |  |  |  |  | 352 | 0.025993
48796 | PSA_GN1_8165 | 1 | Houston | YES | 0.023844 | 83.2 | 43.1 | 104 | 0 | 1.0362 | Cogen | 1 | 0.10789 | 0 | 0 |  |  |  |  | 0.10789 | 0 | 0.9314 | 0.95739 |  |  |  |  | 353 | 0.025993
48797 | PSA_GT6_8135 | 6 | Houston | YES | 0.023844 | 47.2 | 34.5 | 59 | 0 | 1.0362 | Cogen | 1 | 0.10789 | 0 | 0 |  |  |  |  | 0.10789 | 0 | 0.9314 | 0.95739 |  |  |  |  | 354 | 0.025993
48815 | CVC_GT4_8005 | 4 | Houston | YES | 0.023638 | 165 | 91.8 | 165 |  | 1.0362 | Cogen | 1 | 0.10768 | 0 | 0 |  |  |  |  | 0.10768 | 0 | 0.9314 | 0.95739 |  |  |  |  | 355 | 0.025993
48583 | CBY_GT4_1 | 1 | Houston | YES | 0.023525 | 172 | 0 | 172 | 0 | 1.027 | GSC | 1 | 0.10757 | 172 | 172 |  |  |  |  | 0.10757 | 18.5014 | 0.93721 | 0.96103 |  |  |  |  | 356 | 0.025993
48584 | CBY_GT4_2 | 2 | Houston | YES | 0.023525 | 172 | 0 | 172 | 0 | 1.027 | CC | 1 | 0.10757 | 172 | 172 |  |  |  |  | 0.10757 | 18.5014 | 0.94303 | 0.96467 |  |  |  |  | 357 | 0.025993
48585 | CBY_ST4_1 | 3 | Houston | YES | 0.023525 | 172 | 0 | 172 | 0 | 1.027 | CC | 1 | 0.10757 | 172 | 172 |  |  |  |  | 0.10757 | 18.5014 | 0.94884 | 0.9683 |  |  |  |  | 358 | 0.025993
48595 | BTE_GT2_8075 | 1 | Houston | YES | 0.022877 | 162.8 | 130 | 162.8 | 0 | 1.0261 | CC | 1 | 0.10692 | 162.8 | 162.8 |  |  |  |  | 0.10692 | 17.4063 | 0.95434 | 0.97173 |  |  |  |  | 359 | 0.023816
48596 | BTE_GT3_8045 | 2 | Houston | YES | 0.022877 | 161.4 | 130 | 161.4 | 0 | 1.0261 | CC | 1 | 0.10692 | 161.4 | 161.4 |  |  |  |  | 0.10692 | 17.2566 | 0.9598 | 0.97512 |  |  |  |  | 360 | 0.021639
48597 | BTE_GT4_8055 | 3 | Houston | YES | 0.022877 | 158.9 | 130 | 158.9 | 0 | 1.0261 | CC | 1 | 0.10692 | 158.9 | 158.9 |  |  |  |  | 0.10692 | 16.9893 | 0.96517 | 0.97846 |  |  |  |  | 361 | 0.019463
48598 | BTE_ST1_8070 | 4 | Houston | YES | 0.022877 | 269.2 | 60 | 269.2 | 0 | 1.0261 | CC | 1 | 0.10692 | 269.2 | 269.2 |  |  |  |  | 0.10692 | 28.7824 | 0.97427 | 0.98412 |  |  |  |  | 362 | 0.017381
48690 | GBY_GN5_5 | 5 | Houston | YES | 0.022673 | 318.4 | 81 | 398 |  | 1.0362 | GSC | 1 | 0.10671 | 398 | 398 |  |  |  |  | 0.10671 | 42.4723 | 0.98773 | 0.99247 |  |  |  |  | 363 | 0.015318
48885 | THW_5152 | B | Houston | YES | 0.022392 | 47.2 | 5 | 59 |  | 1.0319 | GGT | 1 | 0.10643 | 59 | 59 |  |  |  |  | 0.10643 | 6.2796 | 0.98972 | 0.9937 |  |  |  |  | 364 | 0.013287
48885 | THW_5152 | A | Houston | YES | 0.022392 | 46.4 | 5 | 58 |  | 1.0319 | GGT | 1 | 0.10643 | 58 | 58 |  |  |  |  | 0.10643 | 6.1731 | 0.99168 | 0.99492 |  |  |  |  | 365 | 0.0098452
48886 | THW_5354 | D | Houston | YES | 0.022392 | 46.4 | 5 | 58 |  | 1.0319 | GGT | 1 | 0.10643 | 58 | 58 |  |  |  |  | 0.10643 | 6.1731 | 0.99364 | 0.99613 |  |  |  |  | 366 | 0.0047412
48886 | THW_5354 | C | Houston | YES | 0.022392 | 45.6 | 5 | 57 |  | 1.0319 | GGT | 1 | 0.10643 | 57 | 57 |  |  |  |  | 0.10643 | 6.0667 | 0.99557 | 0.99732 |  |  |  |  | 367 | 0.0039813
48887 | THW_5556 | E | Houston | YES | 0.022392 | 47.2 | 5 | 59 |  | 1.0319 | GGT | 1 | 0.10643 | 59 | 59 |  |  |  |  | 0.10643 | 6.2796 | 0.99757 | 0.99856 |  |  |  |  | 368 | 0.0032343
48887 | THW_5556 | F | Houston | YES | 0.022392 | 45.6 | 5 | 57 |  | 1.0319 | GGT | 1 | 0.10643 | 57 | 57 |  |  |  |  | 0.10643 | 6.0667 | 0.99949 | 0.99975 |  |  |  |  | 369 | 0.0024873
48591 | CHE_GT2_5030 | 2 | Houston | YES | 0.018438 | 173 | 50 | 173 | 0 | 1.029 | Cogen | 1 | 0.10248 | 0 | 0 |  |  |  |  | 0.10248 | 0 | 0.99949 | 0.99975 |  |  |  |  | 370 | 0.0017532
48811 | CVC_GT3_5045 | 3 | Houston | YES | 0.018438 | 156 | 91.8 | 156 | 0 | 1.029 | Cogen | 1 | 0.10248 | 0 | 0 |  |  |  |  | 0.10248 | 0 | 0.99949 | 0.99975 |  |  |  |  | 371 | 0.00099335
48812 | CVC_GT2_5020 | 2 | Houston | YES | 0.018438 | 158 | 91.8 | 158 | 0 | 1.029 | Cogen | 1 | 0.10248 | 0 | 0 |  |  |  |  | 0.10248 | 0 | 0.99949 | 0.99975 |  |  |  |  | 372 | 0.00025923
48813 | CVC_GT1_5035 | 1 | Houston | YES | 0.018438 | 160 | 91.8 | 160 | 0 | 1.029 | Cogen | 1 | 0.10248 | 0 | 0 |  |  |  |  | 0.10248 | 0 | 0.99949 | 0.99975 |  |  |  |  | 373 | 0.00025923
48814 | CVC_ST5_5040 | 1 | Houston | YES | 0.018438 | 162 | 91.8 | 162 | 0 | 1.029 | Cogen | 1 | 0.10248 | 0 | 0 |  |  |  |  | 0.10248 | 0 | 0.99949 | 0.99975 |  |  |  |  | 374 | 0.00025923
5934 | SI_RAY5 | 5 | South | YES | 0 | 0 | 10 | 15 |  | 1.035 | GST | 1 | 0.084041 | 15 | 15 | 0 | 15 |  |  | 0.084041 | 1.2606 | 1 | 1 |  |  |  |  | 375 | 0.00025923
8139 | JOS #1 | MB | South | YES | 0 | 0 | 45 | 255 |  | 1.02 | GST | 1 | 0.084041 | 0 | 0 | 0 | 0 |  |  | 0.084041 | 0 | 1 | 1 |  |  |  |  | 376 | 0.00025923
8285 | LAR #1 | MB | South | YES | 0 | 0 | 9 | 32 |  | 1.0497 | GST | 1 | 0.084041 | 0 | 0 | 0 | 0 |  |  | 0.084041 | 0 | 1 | 1 |  |  |  |  | 377 | 0.00025923
8287 | LAR #2 | MB | South | YES | 0 | 0 | 9 | 32 |  | 1.04 | GST | 1 | 0.084041 | 0 | 0 | 0 | 0 |  |  | 0.084041 | 0 | 1 | 1 |  |  |  |  | 378 | 0
8288 | LAR #3 | MB | South | YES | 0 | 0 | 25 | 105 |  | 1.04 | GST | 1 | 0.084041 | 0 | 0 | 0 | 0 |  |  | 0.084041 | 0 | 1 | 1 |  |  |  |  | 379 | 0
8388 | BATES0A | MB | South | YES | 0 | 0 | 21 | 71 |  | 1.033 | GST | 1 | 0.084041 | 0 | 0 | 0 | 0 |  |  | 0.084041 | 0 | 1 | 1 |  |  |  |  | 380 | 0
8393 | BATES0B | MB | South | YES | 0 | 0 | 25 | 110 |  | 1.03 | GST | 1 | 0.084041 | 0 | 0 | 0 | 0 |  |  | 0.084041 | 0 | 1 | 1 |  |  |  |  | 381 | 0
8437 | NUECES_B0C | MB | South | YES | 0 | 0 | 7 | 30 |  | 1.03 | GST | 1 | 0.084041 | 0 | 0 | 0 | 0 |  |  | 0.084041 | 0 | 1 | 1 |  |  |  |  | 382 | 0
8438 | NUECES_B0B | MB | South | YES | 0 | 0 | 26 | 169 |  | 1.03 | GST | 1 | 0.084041 | 0 | 0 | 0 | 0 |  |  | 0.084041 | 0 | 1 | 1 |  |  |  |  | 383 | 0
39190 | TNSLCGN1__8 | 1 | Houston | YES | 0 | 0 | 10 | 30 |  | 1.03 | Cogen | 1 | 0.084041 | 0 | 0 |  |  |  |  | 0.084041 | 0 | 1 | 1 |  |  |  |  | 384 | 0
32883 | BRYN_DNSBY3 | 1 | North | YES | -0.01708 | 0 | 2 | 48 |  | 1.015 | GST | -1 | 0.13875 | 48 | 48 |  |  | -0.81984 | 48 | -0.13875 | -6.6602 | [6 empty] | 385 | 0
32884 | BRYN_DNSBY13 | 1 | North | YES | -0.01708 | 46 | 2 | 46 | 0 | 1.015 | GST | -1 | 0.13875 | 46 | 46 |  |  | -0.78568 | 46 | -0.13875 | -6.3826 | [6 empty] | 386 | 0
32892 | BRYN_DNSBY14 | 1 | North | YES | -0.01708 | 84 | 25 | 105 | 0 | 1.035 | GST | -1 | 0.13875 | 105 | 105 |  |  | -1.7934 | 105 | -0.13875 | -14.5691 | [6 empty] | 387 | 0
48671 | FTR_GT1_5105 | 1 | North | YES | -0.017321 | 154.2 | 0 | 154.2 | 0 | 1.0319 | CC | -1 | 0.13899 | 154.2 | 154.2 |  |  | -2.6709 | 154.2 | -0.13899 | -21.4329 | [6 empty] | 388 | 0
48672 | FTR_GT2_5110 | 2 | North | YES | -0.017321 | 159 | 0 | 159 | 0 | 1.0319 | CC | -1 | 0.13899 | 159 | 159 |  |  | -2.754 | 159 | -0.13899 | -22.1001 | [6 empty] | 389 | 0
48673 | FTR_GT3_5085 | 3 | North | YES | -0.017321 | 158 | 0 | 158 | 0 | 1.0319 | CC | -1 | 0.13899 | 158 | 158 |  |  | -2.7367 | 158 | -0.13899 | -21.9611 | [6 empty] | 390 | 0
48674 | FTR_CN4_5095 | 4 | North | YES | -0.017321 | 380 | 0 | 380 | 0 | 1.0319 | CC | -1 | 0.13899 | 380 | 380 |  |  | -6.582 | 380 | -0.13899 | -52.8178
32886 | BRYN_ATKINS3 | MB | North | YES | -0.019514 | 0 | 5 | 12 |  | 1 | GST | -1 | 0.14119 | 0 | 0 |  |  | 0 | 0 | -0.14119 | 0
32887 | BRYN_ATKINS6 | MB | North | YES | -0.019514 | 0 | 12 | 51 |  | 1.028 | GST | -1 | 0.14119 | 0 | 0 |  |  | 0 | 0 | -0.14119 | 0
32888 | BRYN_ATKINS7 | 1 | North | YES | -0.019514 | 13.6 | 4 | 17 |  | 1.028 | GGT | -1 | 0.14119 | 17 | 17 |  |  | -0.33174 | 17 | -0.14119 | -2.4002
32890 | BRYN_ATKINS4 | MB | North | YES | -0.019514 | 0 | 5 | 22 |  | 1.031 | GST | -1 | 0.14119 | 0 | 0 |  |  | 0 | 0 | -0.14119 | 0
32891 | BRYN_ATKINS5 | MB | North | YES | -0.019514 | 0 | 5 | 25 |  | 1.031 | GST | -1 | 0.14119 | 0 | 0 |  |  | 0 | 0 | -0.14119 | 0
32798 | BRYN_TAMUGEN | 1 | North | YES | -0.019635 | 32 | 0 | 32 |  | 1.02 | GST | -1 | 0.14131 | 32 | 32 |  |  | -0.62832 | 32 | -0.14131 | -4.5219
990 | GIBN_CREK_G1 | 1 | North | YES | -0.024196 | 463 | 200 | 463 | 0 | 1.0275 | LIGCO | -1 | 0.14587 | 0 | 463 |  |  | 0 | 0 | -0.14587 | 0
39960 | TNTNPONE_18 | 1 | North | YES | -0.047355 | 152.3 | 30 | 152.3 |  | 1.04 | LIGCO | -1 | 0.16903 | 0 | 152.3 |  |  | 0 | 0 | -0.16903 | 0
39970 | TNTNPONE_28 | 1 | North | YES | -0.047355 | 153 | 30 | 153 |  | 1.04 | LIGCO | -1 | 0.16903 | 0 | 153 |  |  | 0 | 0 | -0.16903 | 0
60202 | FRNDDRCS | F | West | YES | -0.048368 | 0 | 0 | 0 | 0 | 0.9985 | AVR | -1 | 0.17004 | 0 | 0 |  |  |  |  | -0.17004 | 0
48721 | LEG_1___1 | 1 | North | YES | -0.057159 | 827 | 357 | 827 | 0 | 1.0348 | LIGCO | -1 | 0.17883 | 0 | 827 |  |  | 0 | 0 | -0.17883 | 0
48722 | LEG_2___2 | 2 | North | YES | -0.057159 | 819 | 357 | 819 | 0 | 1.0348 | LIGCO | -1 | 0.17883 | 0 | 819 |  |  | 0 | 0 | -0.17883 | 0
60018 | DSKY1 | 1 | West | YES | -0.060606 | 21 | 0 | 84 | 0 | 1.023 | Wind | -1 | 0.18228 | 0 | 84 |  |  |  |  | -0.18228 | 0
60000 | DSKY2 | 1 | West | YES | -0.060804 | 19.1 | 0 | 76.5 |  | 1.039 | Wind | -1 | 0.18248 | 0 | 76.5 |  |  |  |  | -0.18248 | 0
60017 | ORNNWP1 | 1 | West | YES | -0.061397 | 20 | 0 | 80 |  | 1.027 | Wind | -1 | 0.18307 | 0 | 80 |  |  |  |  | -0.18307 | 0
38437 | TNSRBNMESA9 | 1 | West | YES | -0.063741 | 37.5 | 0 | 150 | 0 | 1.02 | Wind | -1 | 0.18541 | 0 | 150 |  |  |  |  | -0.18541 | 0
38332 | TNWDWRDU2_8 | 1 | West | YES | -0.063808 | 20 | 0 | 80 | 0 | 1.0232 | Wind | -1 | 0.18548 | 0 | 80 |  |  |  |  | -0.18548 | 0
60016 | WOODWRD11A | 1 | West | YES | -0.063824 | 20 | 0 | 80 |  | 1.033 | Wind | -1 | 0.1855 | 0 | 80 |  |  |  |  | -0.1855 | 0
6016 | SWMESA | 1 | West | YES | -0.063905 | 18.8 | 0 | 75 |  | 1.03 | Wind | -1 | 0.18558 | 0 | 75 |  |  |  |  | -0.18558 | 0
60003 | KING_NE1A | 1 | West | YES | -0.063905 | 20 | 0 | 80 |  | 1.03 | Wind | -1 | 0.18558 | 0 | 80 |  |  |  |  | -0.18558 | 0
60005 | KING_SE1A | 1 | West | YES | -0.063905 | 10 | 0 | 40 |  | 1.035 | Wind | -1 | 0.18558 | 0 | 40 |  |  |  |  | -0.18558 | 0
60201 | RIO DRCS | F | West | YES | -0.064032 | 0 | 0 | 0 | 0 | 1.025 | AVR | -1 | 0.18571 | 0 | 0 |  |  |  |  | -0.18571 | 0
60007 | KING_SW1A | 1 | West | YES | -0.064346 | 20 | 0 | 80 |  | 1.03 | Wind | -1 | 0.18602 | 0 | 80 |  |  |  |  | -0.18602 | 0
60019 | KING_NW1A | 1 | West | YES | -0.064346 | 20 | 0 | 80 |  | 1.03 | Wind | -1 | 0.18602 | 0 | 80 |  |  |  |  | -0.18602 | 0
1349 | WESTXWIN_1G | 1 | West | YES | -0.070763 | 1.3 | 0 | 6.6 |  | 1.014 | Wind | -1 | 0.19244 | 0 | 6.6 |  |  |  |  | -0.19244 | 0
1350 | NWPWRG1_1G | 1 | West | YES | -0.070763 | 6.9 | 1 | 34.3 |  | 1.014 | Wind | -1 | 0.19244 | 0 | 34.3 |  |  |  |  | -0.19244 | 0
3381 | BBRN_1G | 1 | North | YES | -0.071012 | 618 | 225 | 618 | 0 | 1.03 | LIGCO | -1 | 0.19269 | 0 | 618 |  |  | 0 | 0 | -0.19269 | 0
3382 | BBRN_2G | 2 | North | YES | -0.071012 | 589 | 225 | 589 | 0 | 1.03 | LIGCO | -1 | 0.19269 | 0 | 589 |  |  | 0 | 0 | -0.19269 | 0
1002 | PBCTAGE_1G | A | West | YES | -0.071167 | 64 | 64 | 66 | 0 | 1.036 | GGT | -1 | 0.19284 | 66 | 66 |  |  |  |  | -0.19284 | -12.7275
1003 | PBCTBGE_2G | B | West | YES | -0.071167 | 65 | 65 | 66 | 0 | 1.036 | GGT | -1 | 0.19284 | 66 | 66 |  |  |  |  | -0.19284 | -12.7275
1004 | PBCTCGE_3G | C | West | YES | -0.071167 | 62 | 62 | 67 | 0 | 1.036 | GGT | -1 | 0.19284 | 67 | 67 |  |  |  |  | -0.19284 | -12.9203
1005 | PBCTDGE_4G | D | West | YES | -0.071167 | 65 | 65 | 68 | 0 | 1.036 | GGT | -1 | 0.19284 | 68 | 68 |  |  |  |  | -0.19284 | -13.1131
1006 | PBCTEGE_5G | E | West | YES | -0.071167 | 65 | 65 | 67 | 0 | 1.036 | GGT | -1 | 0.19284 | 67 | 67 |  |  |  |  | -0.19284 | -12.9203
1007 | PB5GEN_6G | 5 | West | YES | -0.071167 | 91.2 | 40 | 114 | 0 | 1.036 | GST | -1 | 0.19284 | 114 | 114 |  |  |  |  | -0.19284 | -21.9838
1008 | PB6GEN_7G | 6 | West | YES | -0.071167 | 515 | 130 | 515 | 0 | 1.036 | GST | -1 | 0.19284 | 515 | 515 |  |  |  |  | -0.19284 | -99.3127
7038 | L_DELAWA1_1Y | 1 | West | YES | -0.071239 | 3.5 | 0 | 35 | 0 | 1 | Wind | -1 | 0.19291 | 0 | 35 |  |  |  |  | -0.19291 | 0
7038 | L_DELAWA1_1Y | 2 | West | YES | -0.071239 | 3 | 0 | 30 | 0 | 1 | Wind | -1 | 0.19291 | 0 | 30 |  |  |  |  | -0.19291 | 0
11147 | NOTREES_1G | 1 | West | YES | -0.071379 | 29.8 | 0 | 149 | 0 | 1.017 | Wind | -1 | 0.19305 | 0 | 149 |  |  |  |  | -0.19305 | 0
76091 | L_DIVIDE1_1N | W1 | West | YES | -0.071468 | 22.5 | 0 | 112.5 |  | 1.02 | Wind | -1 | 0.19314 | 0 | 112.5 |  |  |  |  | -0.19314 | 0
76095 | L_CAPRSI1_1N | W1 | West | YES | -0.071468 | 29.9 | 0 | 149.5 | 0 | 1.02 | Wind | -1 | 0.19314 | 0 | 149.5 |  |  |  |  | -0.19314 | 0
76096 | L_CAPRSI1_2N | W1 | West | YES | -0.071468 | 37.2 | 0 | 186 | 0 | 1.02 | Wind | -1 | 0.19314 | 0 | 186 |  |  |  |  | -0.19314 | 0
76097 | L_CAPRGE1_1N | W1 | West | YES | -0.071468 | 42.9 | 0 | 214.5 | 0 | 1.02 | Wind | -1 | 0.19314 | 0 | 214.5 |  |  |  |  | -0.19314 | 0
60057 | CALLAHAN1A | 1 | West | YES | -0.071665 | 22.8 | 0 | 114 | 0 | 1.04 | Wind | -1 | 0.19334 | 0 | 114 |  |  |  |  | -0.19334 | 0
76031 | L_GASCCR1_1N | W1 | West | YES | -0.071807 | 30 | 0 | 150 | 0 | 1.02 | Wind | -1 | 0.19348 | 0 | 150 |  |  |  |  | -0.19348 | 0
13131 | CALFREST_1G | 1 | North | YES | -0.072003 | 150.7 | 40 | 150.7 | 0 | 1.031 | CC | -1 | 0.19368 | 150.7 | 150.7 |  |  | -10.8509 | 150.7 | -0.19368 | -29.187
13132 | CALFREST_2G | 2 | North | YES | -0.072003 | 151 | 57 | 151 | 0 | 1.031 | CC | -1 | 0.19368 | 151 | 151 |  |  | -10.8725 | 151 | -0.19368 | -29.2451
13133 | CALFREST_3G | 3 | North | YES | -0.072003 | 177.4 | 40 | 177.4 | 0 | 1.031 | CC | -1 | 0.19368 | 177.4 | 177.4 |  |  | -12.7733 | 177.4 | -0.19368 | -34.3582
1320 | BSP 1 | 1 | West | YES | -0.07208 | 25.5 | 2.9 | 25.8 | 0 | 1 | Cogen | -1 | 0.19375 | 0 | 0 |  |  |  |  | -0.19375 | 0
1326 | STANTONW_8 | 1 | West | YES | -0.072172 | 20.1 | 0 | 100.5 |  | 1.01 | Wind | -1 | 0.19385 | 0 | 100.5 |  |  |  |  | -0.19385 | 0
11020 | TIEHVSG_1G | 1 | West | YES | -0.072191 | 208.2 | 63 | 208.2 | 0 | 1.012 | CC | -1 | 0.19386 | 208.2 | 208.2 |  |  |  |  | -0.19386 | -40.3625
11021 | TIEHVCG_1G | 1 | West | YES | -0.072191 | 142.1 | 103 | 142.1 | 0 | 1.012 | CC | -1 | 0.19386 | 142.1 | 142.1 |  |  |  |  | -0.19386 | -27.5481
11022 | TIEHVCG_2G | 1 | West | YES | -0.072191 | 132.4 | 103 | 132.4 | 0 | 1.012 | CC | -1 | 0.19386 | 132.4 | 132.4 |  |  |  |  | -0.19386 | -25.6676
11023 | TIEHVCG_3G | 1 | West | YES | -0.072191 | 137.4 | 103 | 137.4 | 0 | 1.012 | CC | -1 | 0.19386 | 137.4 | 137.4 |  |  |  |  | -0.19386 | -26.6369
11024 | TIEHVCG_4G | 1 | West | YES | -0.072191 | 147 | 103 | 147 | 0 | 1.012 | CC | -1 | 0.19386 | 147 | 147 |  |  |  |  | -0.19386 | -28.498
11025 | TIEHVSG_2G | 1 | West | YES | -0.072191 | 213.2 | 63 | 213.2 | 0 | 1.012 | CC | -1 | 0.19386 | 213.2 | 213.2 |  |  |  |  | -0.19386 | -41.3318
11001 | NAV1CT | 1 | West | YES | -0.072203 | 70.4 | 18 | 70.4 | 0 | 1.029 | CC | -1 | 0.19388 | 70.4 | 70.4 |  |  |  |  | -0.19388 | -13.6489
11009 | NAV2CT | 1 | West | YES | -0.072203 | 71.4 | 18 | 71.4 | 0 | 1.029 | CC | -1 | 0.19388 | 71.4 | 71.4 |  |  |  |  | -0.19388 | -13.8428
11011 | NAV3ST | 1 | West | YES | -0.072203 | 92.8 | 40 | 92.8 | 0 | 1.029 | CC | -1 | 0.19388 | 92.8 | 92.8 |  |  |  |  | -0.19388 | -17.9917
11012 | NAV4CT | 1 | West | YES | -0.072203 | 80 | 18 | 80 | 0 | 1.029 | CC | -1 | 0.19388 | 80 | 80 |  |  |  |  | -0.19388 | -15.5101
11013 | NAV5CT | 1 | West | YES | -0.072203 | 80 | 18 | 80 | 0 | 1.029 | CC | -1 | 0.19388 | 80 | 80 |  |  |  |  | -0.19388 | -15.5101
11014 | NAV6ST | 1 | West | YES | -0.072203 | 115 | 40 | 115 | 0 | 1.029 | CC | -1 | 0.19388 | 115 | 115 |  |  |  |  | -0.19388 | -22.2958
13134 | CALFREST_4G | 4 | North | YES | -0.072212 | 151.5 | 40 | 151.5 | 0 | 1.031 | CC | -1 | 0.19389 | 151.5 | 151.5 |  |  | -10.9401 | 151.5 | -0.19389 | -29.3736
13135 | CALFREST_5G | 5 | North | YES | -0.072212 | 152.3 | 57 | 152.3 | 0 | 1.031 | CC | -1 | 0.19389 | 152.3 | 152.3 |  |  | -10.9979 | 152.3 | -0.19389 | -29.5287
13136 | CALFREST_6G | 6 | North | YES | -0.072212 | 177.5 | 40 | 177.5 | 0 | 1.031 | CC | -1 | 0.19389 | 177.5 | 177.5 |  |  | -12.8176 | 177.5 | -0.19389 | -34.4146
1328 | OCOTILLO_1G | 1 | West | YES | -0.072307 | 11.6 | 0 | 58 |  | 1.01 | Wind | -1 | 0.19398 | 0 | 58 |  |  |  |  | -0.19398 | 0
1333 | MCDDONAL_8 | 1 | West | YES | -0.072491 | 42.8 | 0 | 214.2 |  | 1.01 | Wind | -1 | 0.19416 | 0 | 214.2 |  |  |  |  | -0.19416 | 0
1327 | WILDHRSE_1G | 1 | West | YES | -0.072726 | 0 | 0 | 120 |  | 1 | Wind | -1 | 0.1944 | 0 | 120 |  |  |  |  | -0.1944 | 0
1360 | GUNSIGHT_8 | 1 | West | YES | -0.072767 | 0 | 0 | 120 |  | 1.01 | Wind | -1 | 0.19444 | 0 | 120 |  |  |  |  | -0.19444 | 0
11320 | COYOTE_1G | 1 | West | YES | -0.073055 | 22.5 | 0 | 225 |  | 1 | Wind | -1 | 0.19473 | 0 | 225 |  |  |  |  | -0.19473 | 0
1045 | CALENG1G_1G | 1 | West | YES | -0.07306 | 73.4 | 27 | 73.4 | 0 | 1.014 | Cogen | -1 | 0.19473 | 0 | 0 |  |  |  |  | -0.19473 | 0
1046 | CALENG2G_2G | 2 | West | YES | -0.07306 | 73.4 | 27 | 73.4 | 0 | 1.014 | Cogen | -1 | 0.19473 | 0 | 0 |  |  |  |  | -0.19473 | 0
1047 | CALENG3G_3G | 3 | West | YES | -0.07306 | 70.4 | 27 | 70.4 | 0 | 1.014 | Cogen | -1 | 0.19473 | 0 | 0 |  |  |  |  | -0.19473 | 0
11309 | BULLCREK_2G | 1 | West | YES | -0.073124 | 20.9 | 0 | 180 |  | 1 | Wind | -1 | 0.1948 | 0 | 180 |  |  |  |  | -0.1948 | 0
11310 | BULLCREK_1G | 1 | West | YES | -0.073124 | 15.1 | 0 | 180 |  | 1 | Wind | -1 | 0.1948 | 0 | 180 |  |  |  |  | -0.1948 | 0
1058 | LONGSHORE_5 | 1 | West | YES | -0.073259 | 30 | 0 | 150 |  | 1.01 | Wind | -1 | 0.19493 | 0 | 150 |  |  |  |  | -0.19493 | 0
1058 | LONGSHORE_5 | 2 | West | YES | -0.073259 | 44 | 0 | 220 |  | 1.01 | Wind | -1 | 0.19493 | 0 | 220 |  |  |  |  | -0.19493 | 0
11065 | ELBOWCK_1G | 1 | West | YES | -0.073259 | 23.4 | 0 | 121.9 | 0 | 1 | Wind | -1 | 0.19493 | 0 | 121.9 |  |  |  |  | -0.19493 | 0
60058 | BUFF_GAP1A | 1 | West | YES | -0.073426 | 24 | 0 | 120 |  | 1 | Wind | -1 | 0.1951 | 0 | 120 |  |  |  |  | -0.1951 | 0
60060 | CIRELLO | 1 | West | YES | -0.073426 | 46.6 | 0 | 233 | 0 | 1 | Wind | -1 | 0.1951 | 0 | 233 |  |  |  |  | -0.1951 | 0
60063 | BUFF_GAP1B | 1 | West | YES | -0.073426 | 34 | 0 | 170.2 | 0 | 1.02 | Wind | -1 | 0.1951 | 0 | 170.2 |  |  |  |  | -0.1951 | 0
60066 | H_HOLLOW1A | 1 | West | YES | -0.073426 | 44.4 | 0 | 222 | 0 | 1.005 | Wind | -1 | 0.1951 | 0 | 222 |  |  |  |  | -0.1951 | 0
60068 | HHOLLOW21A | 1 | West | YES | -0.073426 | 36.8 | 0 | 184 | 0 | 1.025 | Wind | -1 | 0.1951 | 0 | 184 |  |  |  |  | -0.1951 | 0
60070 | HHOLLOW31A | 1 | West | YES | -0.073426 | 44.8 | 0 | 224 | 0 | 1.025 | Wind | -1 | 0.1951 | 0 | 224 |  |  |  |  | -0.1951 | 0
60072 | HHOLLOW41A | 1 | West | YES | -0.073426 | 23 | 0 | 115 | 0 | 1.025 | Wind | -1 | 0.1951 | 0 | 115 |  |  |  |  | -0.1951 | 0
1037 | MORGAN5G_5G | 5 | West | YES | -0.07344 | 109.6 | 40 | 137 | 0 | 1.029 | GST | -1 | 0.19511 | 137 | 137 |  |  |  |  | -0.19511 | -26.7305
1039 | MRGNAG_1G | A | West | YES | -0.07344 | 69 | 69 | 69 | 0 | 1.029 | GGT | -1 | 0.19511 | 69 | 69 |  |  |  |  | -0.19511 | -13.4628
1040 | MRGNBG_2G | B | West | YES | -0.07344 | 70 | 70 | 71 | 0 | 1.029 | GGT | -1 | 0.19511 | 71 | 71 |  |  |  |  | -0.19511 | -13.853
1041 | MRGNCG_3G | C | West | YES | -0.07344 | 69 | 69 | 70 | 0 | 1.029 | GGT | -1 | 0.19511 | 70 | 70 |  |  |  |  | -0.19511 | -13.6579
1042 | MRGNDG_4G | D | West | YES | -0.07344 | 68 | 68 | 68 | 0 | 1.029 | GGT | -1 | 0.19511 | 68 | 68 |  |  |  |  | -0.19511 | -13.2677
1043 | MRGNEG_5G | E | West | YES | -0.07344 | 68 | 68 | 70 | 0 | 1.029 | GGT | -1 | 0.19511 | 70 | 70 |  |  |  |  | -0.19511 | -13.6579
1044 | MRGNFG_6G | F | West | YES | -0.07344 | 66 | 66 | 66 | 0 | 1.029 | GGT | -1 | 0.19511 | 66 | 66 |  |  |  |  | -0.19511 | -12.8775
6637 | SNYDERW1A | 1 | West | YES | -0.073527 | 12.6 | 0 | 63 | 0 | 1.025 | Wind | -1 | 0.1952 | 0 | 63 |  |  |  |  | -0.1952 | 0
1068 | SCURRYCW_1G | 1 | West | YES | -0.073598 | 28.2 | 1.3 | 141 | 0 | 1.0217 | Wind | -1 | 0.19527 | 0 | 141 |  |  |  |  | -0.19527 | 0
1073 | SCURRYCW_2G | 2 | West | YES | -0.073598 | 24 | 0 | 120 | 0 | 1.0217 | Wind | -1 | 0.19527 | 0 | 120 |  |  |  |  | -0.19527 | 0
1061 | CIELOGEN_1G | 1 | West | YES | -0.073609 | 19.8 | 0 | 99 |  | 1 | Wind | -1 | 0.19528 | 0 | 99 |  |  |  |  | -0.19528 | 0
1062 | CIELOGEN_2G | 1 | West | YES | -0.073609 | 12.2 | 0 | 61 |  | 1 | Wind | -1 | 0.19528 | 0 | 61 |  |  |  |  | -0.19528 | 0
1069 | KINDERMG_1G | 1 | West | YES | -0.073609 | 25 | 5 | 25 | 0 | 1.017 | Cogen | -1 | 0.19528 | 0 | 0 |  |  |  |  | -0.19528 | 0
1070 | KINDERMG_2G | 1 | West | YES | -0.073609 | 45.7 | 12 | 45.7 | 0 | 1.017 | Cogen | -1 | 0.19528 | 0 | 0 |  |  |  |  | -0.19528 | 0
1071 | KINDERMG_3G | 1 | West | YES | -0.073609 | 45.7 | 12 | 45.7 | 0 | 1.017 | Cogen | -1 | 0.19528 | 0 | 0 |  |  |  |  | -0.19528 | 0
36998 | RDCNYNG1 | 1 | West | YES | -0.073817 | 16.8 | 0 | 84 |  | 1.01 | Wind | -1 | 0.19549 | 0 | 84 |  |  |  |  | -0.19549 | 0
1343 | TRENTIPP_8 | 1 | West | YES | -0.074298 | 30 | 0 | 150 |  | 1.014 | Wind | -1 | 0.19597 | 0 | 150 |  |  |  |  | -0.19597 | 0
1354 | AEPWIND_8 | 1 | West | YES | -0.074298 | 20.2 | 0 | 101 |  | 1 | Wind | -1 | 0.19597 | 0 | 101 |  |  |  |  | -0.19597 | 0
11056 | ROSCOE_1G | 1 | West | YES | -0.074422 | 41.8 | 0 | 209 |  | 1 | Wind | -1 | 0.1961 | 0 | 209 |  |  |  |  | -0.1961 | 0
11057 | CHAMPION_1G | 1 | West | YES | -0.074422 | 25.3 | 0 | 126.5 |  | 1 | Wind | -1 | 0.1961 | 0 | 126.5 |  |  |  |  | -0.1961 | 0
11058 | PYRON_1G | 1 | West | YES | -0.074422 | 49.8 | 0 | 249 |  | 1 | Wind | -1 | 0.1961 | 0 | 249 |  |  |  |  | -0.1961 | 0
11059 | INADALE_1G | 1 | West | YES | -0.074422 | 39.4 | 0 | 197 |  | 1 | Wind | -1 | 0.1961 | 0 | 197 |  |  |  |  | -0.1961 | 0
71051 | L_BITTCR1_1N | W1 | West | YES | -0.074422 | 7.5 | 0 | 37.5 |  | 1.02 | Wind | -1 | 0.1961 | 0 | 37.5 |  |  |  |  | -0.1961 | 0
71054 | L_SWEETW1_1N | W1 | West | YES | -0.074422 | 21.5 | 0 | 107.5 |  | 1.02 | Wind | -1 | 0.1961 | 0 | 107.5 |  |  |  |  | -0.1961 | 0
71057 | L_SWEETW1_2N | W1 | West | YES | -0.074422 | 27 | 0 | 135 |  | 1.02 | Wind | -1 | 0.1961 | 0 | 135 |  |  |  |  | -0.1961 | 0
71059 | L_SWEETW1_3N | W1 | West | YES | -0.074422 | 23.8 | 0 | 119 | 0 | 1.02 | Wind | -1 | 0.1961 | 0 | 119 |  |  |  |  | -0.1961 | 0
71060 | L_SWEETW1_4N | W1 | West | YES | -0.074422 | 21 | 0 | 105 | 0 | 1.02 | Wind | -1 | 0.1961 | 0 | 105 |  |  |  |  | -0.1961 | 0
71061 | L_SWEETW1_5N | W1 | West | YES | -0.074422 | 16.1 | 0 | 80.5 | 0 | 1.02 | Wind | -1 | 0.1961 | 0 | 80.5 |  |  |  |  | -0.1961 | 0
6144 | MCADOO1A | 1 | West | YES | -0.074726 | 15 | 0 | 150 | 0 | 1.025 | Wind | -1 | 0.1964 | 0 | 150 |  |  |  |  | -0.1964 | 0
6407 | TURKTRAK1A | 1 | West | YES | -0.074841 | 33.9 | 0 | 169.5 | 0 | 1.025 | Wind | -1 | 0.19651 | 0 | 169.5 |  |  |  |  | -0.19651 | 0
1416 | SWETWATR_1G | 1 | West | YES | -0.074883 | 30 | 18 | 30 | 0 | 1.026 | CC | -1 | 0.19656 | 30 | 30 |  |  |  |  | -0.19656 | -5.8967
1417 | SWETWATR_2G | 2 | West | YES | -0.074883 | 72 | 36 | 72 | 0 | 1.026 | CC | -1 | 0.19656 | 72 | 72 |  |  |  |  | -0.19656 | -14.152
1418 | SWETWATR_3G | 3 | West | YES | -0.074883 | 68 | 36 | 68 | 0 | 1.026 | CC | -1 | 0.19656 | 68 | 68 |  |  |  |  | -0.19656 | -13.3658
1419 | SWETWATR_4G | 4 | West | YES | -0.074883 | 61 | 36 | 61 | 0 | 1.026 | CC | -1 | 0.19656 | 61 | 61 |  |  |  |  | -0.19656 | -11.9899
60081 | WHRLWIND1A | 1 | West | YES | -0.075771 | 12 | 0 | 60 | 0 | 1.03 | Wind | -1 | 0.19744 | 0 | 60 |  |  |  |  | -0.19744 | 0
3107 | STRYKER_1G | 1 | North | YES | -0.075982 | 145.6 | 45 | 182 | 0 | 1.029 | GST | -1 | 0.19766 | 182 | 182 |  |  | -13.8287 | 182 | -0.19766 | -35.9732
3108 | STRYKER_2G | 2 | North | YES | -0.075982 | 484 | 75 | 484 | 0 | 1.029 | GST | -1 | 0.19766 | 484 | 484 |  |  | -36.7753 | 484 | -0.19766 | -95.6651
3309 | ASPN_G | 1 | North | YES | -0.076274 | 50 | 0 | 50 |  | 1 | Bio | -1 | 0.19795 | 50 | 50 |  |  | -3.8137 | 50 | -0.19795 | -9.8974
3348 | CHAMPION_1G | MB | North | YES | -0.076313 | 0 | 42 | 42 |  | 1 | Cogen | -1 | 0.19799 | 0 | 0 |  |  | 0 | 0 | -0.19799 | 0
13116 | TGATEWAY_1G | 1 | North | YES | -0.076801 | 151 | 30 | 151 | 0 | 1.0232 | CC | -1 | 0.19847 | 151 | 151 |  |  | -11.597 | 151 | -0.19847 | -29.9696
13117 | TGATEWAY_2G | 2 | North | YES | -0.076801 | 130 | 30 | 130 | 0 | 1.0232 | CC | -1 | 0.19847 | 130 | 130 |  |  | -9.9841 | 130 | -0.19847 | -25.8016
13118 | TGATEWAY_3G | 3 | North | YES | -0.076801 | 148 | 30 | 148 | 0 | 1.0232 | CC | -1 | 0.19847 | 148 | 148 |  |  | -11.3665 | 148 | -0.19847 | -29.3742
13119 | TGATEWAY_4G | 4 | North | YES | -0.076801 | 399 | 65 | 399 | 0 | 1.0232 | CC | -1 | 0.19847 | 399 | 399 |  |  | -30.6436 | 399 | -0.19847 | -79.1912
1437 | MESQUITW_1G | 1 | North | YES | -0.076968 | 40 | 0 | 400 | 0 | 1.023 | Wind | -1 | 0.19864 | 0 | 400 |  |  | 0 | 0 | -0.19864 | 0
1438 | MESQUITW_2G | 1 | North | YES | -0.076972 | 23.6 | 0 | 236 |  | 1.017 | Wind | -1 | 0.19865 | 0 | 236 |  |  | 0 | 0 | -0.19865 | 0
3097 | MARTLAKE_1G | 1 | North | YES | -0.077209 | 790 | 500 | 790 | 0 | 1.017 | LIGCO | -1 | 0.19888 | 0 | 790 |  |  | 0 | 0 | -0.19888 | 0
3098 | MARTLAKE_2G | 2 | North | YES | -0.077209 | 795 | 461 | 795 | 0 | 1.017 | LIGCO | -1 | 0.19888 | 0 | 795 |  |  | 0 | 0 | -0.19888 | 0
3099 | MARTLAKE_3G | 3 | North | YES | -0.077209 | 804 | 500 | 804 | 0 | 1.017 | LIGCO | -1 | 0.19888 | 0 | 804 |  |  | 0 | 0 | -0.19888 | 0
1442 | COKFIELD_5 | 1 | North | YES | -0.077772 | 16.5 | 0 | 165 |  | 1.029 | Wind | -1 | 0.19945 | 0 | 165 |  |  | 0 | 0 | -0.19945 | 0
6100 | OKLA7A | EQ | West | YES | -0.078388 | 50 | -220 | 220 | 0 | 1.035 | DCTie | -1 | 0.20006 | 0 | 0 |  |  |  |  | -0.20006 | 0
6752 | OKLA0A | 1 | West | YES | -0.078388 | 649.7 | 175 | 649.7 | 0 | 1.035 | LIGCO | -1 | 0.20006 | 0 | 649.7 |  |  |  |  | -0.20006 | 0
1432 | GRHAMSES_2G | 2 | North | YES | -0.080305 | 294.9 | 90 | 366 | 0 | 1.014 | GST | -1 | 0.20198 | 366 | 366 |  |  | -29.3916 | 366 | -0.20198 | -73.924
12411 | FPLEFR1A_G | 1 | North | YES | -0.080314 | 161 | 72 | 161 | 0 | 1 | CC | -1 | 0.20199 | 161 | 161 |  |  | -12.9306 | 161 | -0.20199 | -32.5199
12412 | FPLEFR1B_G | 2 | North | YES | -0.080314 | 164 | 72 | 164 | 0 | 1 | CC | -1 | 0.20199 | 164 | 164 |  |  | -13.1715 | 164 | -0.20199 | -33.1259
12413 | FPLEFR1C_G | 3 | North | YES | -0.080314 | 164 | 72 | 164 | 0 | 1 | CC | -1 | 0.20199 | 164 | 164 |  |  | -13.1715 | 164 | -0.20199 | -33.1259
12414 | FPLEFR1S_G | 4 | North | YES | -0.080314 | 414 | 191 | 414 | 0 | 1 | CC | -1 | 0.20199 | 414 | 414 |  |  | -33.25 | 414 | -0.20199 | -83.6227
12421 | FPLEFR2A_G | 1 | North | YES | -0.080314 | 162 | 72 | 162 | 0 | 1 | CC | -1 | 0.20199 | 162 | 162 |  |  | -13.0109 | 162 | -0.20199 | -32.7219
12422 | FPLEFR2B_G | 2 | North | YES | -0.080314 | 161 | 72 | 161 | 0 | 1 | CC | -1 | 0.20199 | 161 | 161 |  |  | -12.9306 | 161 | -0.20199 | -32.5199
12423 | FPLEFR2C_G | 3 | North | YES | -0.080314 | 163 | 72 | 163 | 0 | 1 | CC | -1 | 0.20199 | 163 | 163 |  |  | -13.0912 | 163 | -0.20199 | -32.9239
12424 | FPLEFR2S_G | 4 | North | YES | -0.080314 | 415 | 191 | 415 | 0 | 1 | CC | -1 | 0.20199 | 415 | 415 |  |  | -33.3303 | 415 | -0.20199 | -83.8247
1479 | WFCOGEN_1G | 1 | North | YES | -0.080417 | 16 | 12 | 20 | 0 | 1 | Cogen | -1 | 0.20209 | 0 | 0 |  |  | 0 | 0 | -0.20209 | 0
1479 | WFCOGEN_1G | 2 | North | YES | -0.080417 | 16 | 12 | 20 | 0 | 1 | Cogen | -1 | 0.20209 | 0 | 0 |  |  | 0 | 0 | -0.20209 | 0
1482 | WFCOGEN_2G | 2 | North | YES | -0.080417 | 13.6 | 12 | 17 | 0 | 1 | Cogen | -1 | 0.20209 | 0 | 0 |  |  | 0 | 0 | -0.20209 | 0
1482 | WFCOGEN_2G | 1 | North | YES | -0.080417 | 16 | 12 | 20 | 0 | 1 | Cogen | -1 | 0.20209 | 0 | 0 |  |  | 0 | 0 | -0.20209 | 0
1433 | GRHAMSES_1G | 1 | North | YES | -0.08054 | 242 | 60 | 242 | 0 | 1.038 | GST | -1 | 0.20221 | 242 | 242 |  |  | -19.4907 | 242 | -0.20221 | -48.9356
2451 | LKHB1_G | 1 | North | YES | -0.080943 | 0 | 80 | 391 |  | 1.022 | GST | -1 | 0.20262 | 391 | 391 |  |  | -31.6487 | 391 | -0.20262 | -79.2229
2452 | LKHB2_G | 2 | North | YES | -0.080943 | 516 | 80 | 516 | 0 | 1.022 | GST | -1 | 0.20262 | 516 | 516 |  |  | -41.7666 | 516 | -0.20262 | -104.55
3126 | TRINIDAD_6G | 1 | North | YES | -0.080946 | 179.2 | 46 | 224 | 0 | 1 | GST | -1 | 0.20262 | 224 | 224 |  |  | -18.1319 | 224 | -0.20262 | -45.3867
12440 | PARKD_1SVC8 | 1 | North | YES | -0.081081 | 0 | 0 | 0 | 0 | 1.007 | GST | -1 | 0.20275 | 0 | 0 |  |  | 0 | 0 | -0.20275 | 0
12449 | PARKD_2SVC8 | 1 | North | YES | -0.081081 | 0 | 0 | 0 | 0 | 1.007 | GST | -1 | 0.20275 | 0 | 0 |  |  | 0 | 0 | -0.20275 | 0
948 | STEAM1 | 1 | North | YES | -0.081112 | 0 | 12 | 20 |  | 1.02 | GST | -1 | 0.20279 | 20 | 20 |  |  | -1.6222 | 20 | -0.20279 | -4.0557
949 | STEAM2 | 1 | North | YES | -0.081113 | 26 | 8 | 26 | 0 | 0.99 | GST | -1 | 0.20279 | 26 | 26 |  |  | -2.1089 | 26 | -0.20279 | -5.2724
950 | STEAM3 | 1 | North | YES | -0.081113 | 41 | 13 | 42 | 0 | 1.02 | GST | -1 | 0.20279 | 42 | 42 |  |  | -3.4067 | 42 | -0.20279 | -8.517
842 | OLINGER_G1 | 1 | North | YES | -0.081244 | 55.4 | 20 | 79 | 0 | 1.03 | GST | -1 | 0.20292 | 79 | 79 |  |  | -6.4183 | 79 | -0.20292 | -16.0305
843 | OLINGER_G2 | 1 | North | YES | -0.081244 | 76.2 | 25 | 110 | 0 | 1.03 | GST | -1 | 0.20292 | 110 | 110 |  |  | -8.9368 | 110 | -0.20292 | -22.3209
844 | OLINGER_G3 | 1 | North | YES | -0.081244 | 103.9 | 45 | 150 | 0 | 1.03 | GST | -1 | 0.20292 | 150 | 150 |  |  | -12.1866 | 150 | -0.20292 | -30.4376
845 | OLINGER_G4 | 1 | North | YES | -0.081244 | 51.9 | 0 | 76 | 0 | 1.03 | GGT | -1 | 0.20292 | 76 | 76 |  |  | -6.1745 | 76 | -0.20292 | -15.4217
837 | NEWMAN_G5 | 1 | North | YES | -0.081253 | 0 | 15 | 40 |  | 1.01 | GST | -1 | 0.20293 | 40 | 40 |  |  | -3.2501 | 40 | -0.20293 | -8.117
1701 | MOSES_1G | 1 | North | YES | -0.08133 | 558 | 175 | 558 | 0 | 1.023 | LIGCO | -1 | 0.203 | 0 | 558 |  |  | 0 | 0 | -0.203 | 0
1702 | MOSES_2G | 2 | North | YES | -0.08133 | 579 | 175 | 579 | 0 | 1.023 | LIGCO | -1 | 0.203 | 0 | 579 |  |  | 0 | 0 | -0.203 | 0
1703 | MOSES_3G | 3 | North | YES | -0.08133 | 808 | 463 | 808 | 0 | 1.023 | LIGCO | -1 | 0.203 | 0 | 808 |  |  | 0 | 0 | -0.203 | 0
5925 | DCEAST | EQ | North | YES | -0.08133 | 400.3 | -600 | 600 | 0 | 1.025 | DCTie | -1 | 0.203 | 0 | 0 |  |  | 0 | 0 | -0.203 | 0
1675 | PEC_1G | 1 | North | YES | -0.08139 | 76.7 | 35 | 76.7 | 0 | 1.022 | Cogen | -1 | 0.20306 | 0 | 0 |  |  | 0 | 0 | -0.20306 | 0
1676 | PEC_2G | 2 | North | YES | -0.08139 | 79.6 | 35 | 79.6 | 0 | 1.022 | Cogen | -1 | 0.20306 | 0 | 0 |  |  | 0 | 0 | -0.20306 | 0
1677 | PEC_3G | 3 | North | YES | -0.08139 | 88.4 | 35 | 88.4 | 0 | 1.022 | Cogen | -1 | 0.20306 | 0 | 0 |  |  | 0 | 0 | -0.20306 | 0
1678 | LAMARPWR_1G | 1 | North | YES | -0.08146 | 160 | 67.7 | 160 | 0 | 1.038 | CC | -1 | 0.20313 | 160 | 160 |  |  | -13.0336 | 160 | -0.20313 | -32.5013
1679 | LAMARPWR_2G | 2 | North | YES | -0.08146 | 156 | 67.7 | 156 | 0 | 1.038 | CC | -1 | 0.20313 | 156 | 156 |  |  | -12.7078 | 156 | -0.20313 | -31.6888
1680 | LAMARPWR_3G | 3 | North | YES | -0.08146 | 196 | 129.1 | 196 | 0 | 1.038 | CC | -1 | 0.20313 | 196 | 196 |  |  | -15.9662 | 196 | -0.20313 | -39.8141
1681 | LAMARPWR_4G | 4 | North | YES | -0.08146 | 156 | 67.7 | 156 | 0 | 1.038 | CC | -1 | 0.20313 | 156 | 156 |  |  | -12.7078 | 156 | -0.20313 | -31.6888
1682 | LAMARPWR_5G | 5 | North | YES | -0.08146 | 157 | 67.7 | 157 | 0 | 1.038 | CC | -1 | 0.20313 | 157 | 157 |  |  | -12.7892 | 157 | -0.20313 | -31.8919
1683 | LAMARPWR_6G | 6 | North | YES | -0.08146 | 198 | 129.1 | 198 | 0 | 1.038 | CC | -1 | 0.20313 | 198 | 198 |  |  | -16.1291 | 198 | -0.20313 | -40.2204
1689 | VALLEY_3G | 3 | North | YES | -0.08154 | 0 | 25 | 375 |  | 1.003 | GST | -1 | 0.20321 | 375 | 375 |  |  | -30.5775 | 375 | -0.20321 | -76.2049
11691 | KMICHICT1_G | 1 | North | YES | -0.08154 | 144 | 80 | 144 | 0 | 1.026 | CC | -1 | 0.20321 | 144 | 144 |  |  | -11.7418 | 144 | -0.20321 | -29.2627
11692 | KMICHICT2_G | 2 | North | YES | -0.08154 | 146 | 80 | 146 | 0 | 1.026 | CC | -1 | 0.20321 | 146 | 146 |  |  | -11.9048 | 146 | -0.20321 | -29.6691
11693 | KMICHIST3_G | 3 | North | YES | -0.08154 | 312 | 60 | 312 | 0 | 1.026 | CC | -1 | 0.20321 | 312 | 312 |  |  | -25.4405 | 312 | -0.20321 | -63.4025
11694 | KMICHICT4_G | 4 | North | YES | -0.08154 | 144 | 80 | 144 | 0 | 1.026 | CC | -1 | 0.20321 | 144 | 144 |  |  | -11.7418 | 144 | -0.20321 | -29.2627
11695 | KMICHICT5_G | 5 | North | YES | -0.08154 | 148 | 80 | 148 | 0 | 1.026 | CC | -1 | 0.20321 | 148 | 148 |  |  | -12.0679 | 148 | -0.20321 | -30.0756
11696 | KMICHIST6_G | 6 | North | YES | -0.08154 | 310 | 60 | 310 | 0 | 1.026 | CC | -1 | 0.20321 | 310 | 310 |  |  | -25.2774 | 310 | -0.20321 | -62.9961
1687 | VALLEY_1G | 1 | North | YES | -0.081654 | 136 | 15 | 170 | 0 | 1.029 | GST | -1 | 0.20333 | 170 | 170 |  |  | -13.8812 | 170 | -0.20333 | -34.5656
1688 | VALLEY_2G | 2 | North | YES | -0.081654 | 527 | 90 | 527 | 0 | 1.029 | GSC | -1 | 0.20333 | 527 | 527 |  |  | -43.0317 | 527 | -0.20333 | -107.1534
6948 | DENISNDM | 1 | North | YES | -0.081757 | 40 | 5 | 40 |  | 1.015 | Hydro | -1 | 0.20343 | 0 | 0 |  |  | 0 | 0 | -0.20343 | 0
6948 | DENISNDM | 2 | North | YES | -0.081757 | 31 | 5 | 40 |  | 1.015 | Hydro | -1 | 0.20343 | 0 | 0 |  |  | 0 | 0 | -0.20343 | 0
2371 | COLLIN_1G | MB | North | YES | -0.082263 | 0 | 40 | 138 |  | 1.022 | GST | -1 | 0.20394 | 0 | 0 |  |  | 0 | 0 | -0.20394 | 0
1453 | WCPWRCO_1G | 1 | North | YES | -0.08243 | 204 | 50 | 204 | 0 | 1.02 | CC | -1 | 0.2041 | 204 | 204 |  |  | -16.8157 | 204 | -0.2041 | -41.6371
1454 | WCPWRCO_2G | 2 | North | YES | -0.08243 | 204 | 50 | 204 | 0 | 1.02 | CC | -1 | 0.2041 | 204 | 204 |  |  | -16.8157 | 204 | -0.2041 | -41.6371
1455 | WCPWRCO_3G | 3 | North | YES | -0.08243 | 242 | 50 | 242 |  | 1.02 | CC | -1 | 0.2041 | 242 | 242 |  |  | -19.9481 | 242 | -0.2041 | -49.393
2413 | MTCK6_G | 6 | North | YES | -0.082507 | 0 | 30 | 118 |  | 1.022 | GST | -1 | 0.20418 | 118 | 118 |  |  | -9.7358 | 118 | -0.20418 | -24.0933
2414 | MTCK7_G | 7 | North | YES | -0.082507 | 0 | 30 | 115 |  | 1.022 | GST | -1 | 0.20418 | 115 | 115 |  |  | -9.4883 | 115 | -0.20418 | -23.4807
2417 | MTCK8_G | 8 | North | YES | -0.082507 | 444.8 | 60 | 556 | 0 | 1.022 | GSC | -1 | 0.20418 | 556 | 556 |  |  | -45.8739 | 556 | -0.20418 | -113.5242
1600 | BARTNWND_1G | 1 | North | YES | -0.082592 | 12 | 0 | 120 | 0 | 1.022 | Wind | -1 | 0.20427 | 0 | 120 |  |  | 0 | 0 | -0.20427 | 0
344 | MRSSHPRD | 1 | North | YES | -0.082611 | 0 | 0 | 12 |  | 1.03 | Hydro | -1 | 0.20428 | 0 | 0 |  |  | 0 | 0 | -0.20428 | 0
345 | MRSSHPRD01 | 2 | North | YES | -0.082611 | 0 | 0 | 12 |  | 1.03 | Hydro | -1 | 0.20428 | 0 | 0 |  |  | 0 | 0 | -0.20428 | 0
728 | WOLFRIDGE801 | 1 | North | YES | -0.082736 | 11.2 | 0 | 112.5 | 0 | 0.99 | Wind | -1 | 0.20441 | 0 | 112.5 |  |  | 0 | 0 | -0.20441 | 0
923 | SPENCER_G4 | 1 | North | YES | -0.082815 | 48 | 20 | 61 | 0 | 1.03 | GST | -1 | 0.20449 | 61 | 61 |  |  | -5.0517 | 61 | -0.20449 | -12.4738
924 | SPENCER_G5 | 1 | North | YES | -0.082815 | 52 | 20 | 66 | 0 | 1.03 | GST | -1 | 0.20449 | 66 | 66 |  |  | -5.4658 | 66 | -0.20449 | -13.4962
2381 | NTHLK1_G | 1 | North | YES | -0.082852 | 0 | 35 | 156 |  | 1.022 | GST | -1 | 0.20453 | 156 | 156 |  |  | -12.9249 | 156 | -0.20453 | -31.9059
2382 | NTHLK2_G | 2 | North | YES | -0.082852 | 0 | 35 | 181 |  | 1.022 | GST | -1 | 0.20453 | 181 | 181 |  |  | -14.9962 | 181 | -0.20453 | -37.0191
2383 | NTHLK3_G | 3 | North | YES | -0.082852 | 0 | 50 | 329 |  | 1.022 | GST | -1 | 0.20453 | 329 | 329 |  |  | -27.2583 | 329 | -0.20453 | -67.2888
580 | JCKCNTY801 | 1 | North | YES | -0.083498 | 288 | 0 | 288 | 0 | 1.022 | CC | -1 | 0.20517 | 288 | 288 |  |  | -24.0474 | 288 | -0.20517 | -59.0893
581 | JCKCNTY802 | 2 | North | YES | -0.083498 | 147 | 0 | 147 | 0 | 1.022 | CC | -1 | 0.20517 | 147 | 147 |  |  | -12.2742 | 147 | -0.20517 | -30.1602
582 | JCKCNTY803 | 3 | North | YES | -0.083498 | 147 | 0 | 147 | 0 | 1.022 | CC | -1 | 0.20517 | 147 | 147 |  |  | -12.2742 | 147 | -0.20517 | -30.1602
12322 | ENNSTRAC_1G | 1 | North | YES | -0.084214 | 196 | 130 | 196 | 0 | 1.036 | CC | -1 | 0.20589 | 196 | 196 |  |  | -16.5059 | 196 | -0.20589 | -40.3539
12323 | ENNSTRAC_2G | 2 | North | YES | -0.084214 | 116 | 100 | 116 | 0 | 1.036 | CC | -1 | 0.20589 | 116 | 116 |  |  | -9.7688 | 116 | -0.20589 | -23.8829
1861 | EAGLEMNT_1G | MB | North | YES | -0.084264 | 0 | 30 | 112 |  | 1.022 | GST | -1 | 0.20594 | 0 | 0 |  |  | 0 | 0 | -0.20594 | 0
1862 | EAGLEMNT_2G | MB | North | YES | -0.084264 | 0 | 40 | 100 |  | 1.022 | GST | -1 | 0.20594 | 0 | 0 |  |  | 0 | 0 | -0.20594 | 0
1863 | EAGLEMNT_3G | MB | North | YES | -0.084264 | 0 | 50 | 378 |  | 1.022 | GST | -1 | 0.20594 | 0 | 0 |  |  | 0 | 0 | -0.20594 | 0
503 | NTHTEXAS01 | 1 | North | YES | -0.084605 | 0 | 5 | 18 |  | 1.015 | GST | -1 | 0.20628 | 18 | 18 |  |  | -1.5229 | 18 | -0.20628 | -3.713
504 | NTHTEXAS02 | 2 | North | YES | -0.084605 | 14.4 | 5 | 18 |  | 1.015 | GST | -1 | 0.20628 | 18 | 18 |  |  | -1.5229 | 18 | -0.20628 | -3.713
505 | NTHTEXAS03 | 3 | North | YES | -0.084605 | 30.4 | 15 | 38 |  | 1.015 | GST | -1 | 0.20628 | 38 | 38 |  |  | -3.215 | 38 | -0.20628 | -7.8386
1643 | SLSTR1PP_1G | 1 | North | YES | -0.084881 | 6 | 0 | 60 | 0 | 1.022 | Wind | -1 | 0.20655 | 0 | 60 |  |  | 0 | 0 | -0.20655 | 0
1898 | COMCHEPK_1G | 1 | North | YES | -0.08507 | 1217 | 1150 | 1217 | 0 | 1.032 | Nuc | -1 | 0.20674 | 0 | 0 |  |  | 0 | 0 | -0.20674 | 0
1899 | COMCHEPK_2G | 2 | North | YES | -0.08507 | 1159 | 1128 | 1159 | 0 | 1.032 | Nuc | -1 | 0.20674 | 0 | 0 |  |  | 0 | 0 | -0.20674 | 0
1877 | WLFHOLW_1G | 1 | North | YES | -0.085266 | 217.3 | 89.2 | 217.3 | 0 | 1.032 | CC | -1 | 0.20694 | 217.3 | 217.3 |  |  | -18.5283 | 217.3 | -0.20694 | -44.9679
1878 | WLFHOLW_2G | 2 | North | YES | -0.085266 | 215.7 | 105 | 215.7 | 0 | 1.032 | CC | -1 | 0.20694 | 215.7 | 215.7 |  |  | -18.3919 | 215.7 | -0.20694 | -44.6368
1879 | WLFHOLW_3G | 3 | North | YES | -0.085266 | 272.4 | 89.2 | 272.4 | 0 | 1.032 | CC | -1 | 0.20694 | 272.4 | 272.4 |  |  | -23.2265 | 272.4 | -0.20694 | -56.3702
1889 | DECRDOVA_1G | 1 | North | YES | -0.085518 | 779 | 255 | 779 | 0 | 1.02 | GSC | -1 | 0.20719 | 779 | 779 |  |  | -66.6185 | 779 | -0.20719 | -161.4019
1948 | HANDLEY_4G | 4 | North | YES | -0.085531 | 348 | 150 | 435 | 0 | 1.022 | GST | -1 | 0.2072 | 435 | 435 |  |  | -37.206 | 435 | -0.2072 | -90.1338
332 | RWMILLER01 | 1 | North | YES | -0.085533 | 58.4 | 18.5 | 73 | 0 | 1.04 | GST | -1 | 0.20721 | 73 | 73 |  |  | -6.2439 | 73 | -0.20721 | -15.1261
333 | RWMILLER02 | 2 | North | YES | -0.085533 | 95.2 | 37 | 119 | 0 | 1.04 | GST | -1 | 0.20721 | 119 | 119 |  |  | -10.1784 | 119 | -0.20721 | -24.6575
334 | RWMILLER03 | 3 | North | YES | -0.085533 | 166.4 | 65 | 208 | 0 | 1.04 | GST | -1 | 0.20721 | 208 | 208 |  |  | -17.7909 | 208 | -0.20721 | -43.0989
335 | RWMILLER04 | 4 | North | YES | -0.085533 | 81.6 | 0 | 102 | 0 | 1.04 | GST | -1 | 0.20721 | 102 | 102 |  |  | -8.7244 | 102 | -0.20721 | -21.135
336 | RWMILLER05 | 5 | North | YES | -0.085533 | 80.8 | 0 | 101 | 0 | 1.04 | GST | -1 | 0.20721 | 101 | 101 |  |  | -8.6388 | 101 | -0.20721 | -20.9278
1947 | HANDLEY_3G | 3 | North | YES | -0.085652 | 316 | 100 | 395 | 0 | 1.022 | GST | -1 | 0.20733 | 395 | 395 |  |  | -33.8325 | 395 | -0.20733 | -81.8935
1949 | HANDLEY_5G | 5 | North | YES | -0.085652 | 348 | 150 | 435 | 0 | 1.022 | GST | -1 | 0.20733 | 435 | 435 |  |  | -37.2586 | 435 | -0.20733 | -90.1865
1892 | DECRDOVA_2G | A | North | YES | -0.08681 | 65 | 65 | 70 | 0 | 1.025 | GGT | -1 | 0.20848 | 70 | 70 |  |  | -6.0767 | 70 | -0.20848 | -14.5938
1893 | DECRDOVA_3G | B | North | YES | -0.08681 | 65 | 65 | 69 | 0 | 1.025 | GGT | -1 | 0.20848 | 69 | 69 |  |  | -5.9899 | 69 | -0.20848 | -14.3853
1894 | DECRDOVA_4G | C | North | YES | -0.08681 | 65 | 65 | 69 | 0 | 1.025 | GGT | -1 | 0.20848 | 69 | 69 |  |  | -5.9899 | 69 | -0.20848 | -14.3853
1895 | DECRDOVA_5G | D | North | YES | -0.08681 | 65 | 65 | 68 | 0 | 1.025 | GGT | -1 | 0.20848 | 68 | 68 |  |  | -5.9031 | 68 | -0.20848 | -14.1769
1941 | MDLTHELP_1G | 1 | North | YES | -0.088756 | 216.4 | 74 | 216.4 | 0 | 1 | CC | -1 | 0.21043 | 216.4 | 216.4 |  |  | -19.2068 | 216.4 | -0.21043 | -45.5369
1942 | MDLTHELP_2G | 2 | North | YES | -0.088756 | 216.1 | 74 | 216.1 | 0 | 1 | CC | -1 | 0.21043 | 216.1 | 216.1 |  |  | -19.1802 | 216.1 | -0.21043 | -45.4737
1937 | MDLTHELP_5G | 5 | North | YES | -0.089163 | 224 | 74 | 224 | 0 | 1 | CC | -1 | 0.21084 | 224 | 224 |  |  | -19.9725 | 224 | -0.21084 | -47.2273
1938 | MDLTHELP_6G | 6 | North | YES | -0.089163 | 226 | 74 | 226 | 0 | 1 | CC | -1 | 0.21084 | 226 | 226 |  |  | -20.1508 | 226 | -0.21084 | -47.649
1943 | MDLTHELP_3G | 3 | North | YES | -0.089163 | 212 | 74 | 212 | 0 | 1 | CC | -1 | 0.21084 | 212 | 212 |  |  | -18.9026 | 212 | -0.21084 | -44.6973
1944 | MDLTHELP_4G | 4 | North | YES | -0.089163 | 211 | 74 | 211 | 0 | 1 | CC | -1 | 0.21084 | 211 | 211 |  |  | -18.8134 | 211 | -0.21084 | -44.4864
366 | JNSNCNTY802 | 1 | North | YES | -0.089715 | 168 | 20 | 168 | 0 | 1.02 | Cogen | -1 | 0.21139 | 0 | 0 |  |  | 0 | 0 | -0.21139 | 0
367 | JNSNCNTY802 | 2 | North | YES | -0.089715 | 90 | 20 | 90 | 0 | 1.02 | Cogen | -1 | 0.21139 | 0 | 0 |  |  | 0 | 0 | -0.21139 | 0
244 | WHITNYDM01 | 1 | North | YES | -0.11195 | 15 | 0 | 15 | 0 | 1.035 | Hydro | -1 | 0.23363 | 0 | 0 |  |  | 0 | 0 | -0.23363 | 0
245 | WHITNYDM02 | 2 | North | YES | -0.11195 | 15 | 0 | 15 | 0 | 1.035 | Hydro | -1 | 0.23363 | 0 | 0 |  |  | 0 | 0 | -0.23363 | 0
251 | BOSQUESW803 | 2 | North | YES | -0.11794 | 150 | 0 | 150 | 0 | 1.032 | CC | -1 | 0.23962 | 150 | 150 |  |  | -17.6914 | 150 | -0.23962 | -35.9424
253 | BOSQUESW804 | 2 | North | YES | -0.11794 | 80 | 0 | 80 | 0 | 1.032 | CC | -1 | 0.23962 | 80 | 80 |  |  | -9.4354 | 80 | -0.23962 | -19.1693
238 | BOSQUESW505 | 1 | North | YES | -0.12607 | 255 | 0 | 255 | 0 | 1.02 | CC | -1 | 0.24775 | 255 | 255 |  |  | -32.1489 | 255 | -0.24775 | -63.1755
239 | BOSQUESW502 | 1 | North | YES | -0.12607 | 119.2 | 0 | 149 | 0 | 1.02 | GGT | -1 | 0.24775 | 149 | 149 |  |  | -18.785 | 149 | -0.24775 | -36.9143
247 | BOSQUESW501 | 2 | North | YES | -0.12607 | 124.8 | 0 | 156 | 0 | 1.02 | GGT | -1 | 0.24775 | 156 | 156 |  |  | -19.6675 | 156 | -0.24775 | -38.6486
3416 | LAKE_CRK1_G | 1 | North | YES | -0.12974 | 60 | 33 | 75 |  | 1.029 | GST | -1 | 0.25141 | 75 | 75 |  |  | -9.7303 | 75 | -0.25141 | -18.8558
3417 | LAKE_CRK2_G | 2 | North | YES | -0.12974 | 177.6 | 40 | 222 | 0 | 1.029 | GST | -1 | 0.25141 | 222 | 222 |  |  | -28.8018 | 222 | -0.25141 | -55.8133
3403 | THOUSE_1G | 1 | North | YES | -0.13153 | 563 | 200 | 563 | 0 | 1.012 | GSC | -1 | 0.2532 | 563 | 563 |  |  | -74.052 | 563 | -0.2532 | -142.554
3404 | THOUSE_2G | 2 | North | YES | -0.13153 | 807 | 250 | 807 | 0 | 1.012 | GSC | -1 | 0.2532 | 807 | 807 |  |  | -106.1455 | 807 | -0.2532 | -204.3358
Note on AL4: Zonal Cap - Zonal Impact

## Distributed Slack - Inc
Number of Bus | Name of Bus | ID | Area Name of Gen | AGC | P Sensitivity of Bus | Gen MW | Min MW | Max MW | V Sensitivity of Bus | Set Volt | Tech Type | Zone Impact | Zone Correlation | Inc Max | Dec Max | Souce S.F. Weighting | Souce Capacity | Sink S.F. Weighting | Sink Capacity | PTDF Calc | PTDF Weighting | Cumulative Share of Zonal Cap | Cumulative Share of Zonal Impact | Cont_ Rogers_1 to Temple OL_ TempleSS to Sandow |  | i_PTDF_INC_pt | 258 |  | SPENCER_G5 | Unit at max
3403 | THOUSE_1G | 1 | North | YES | -0.13153 | 563 | 200 | 563 | 0 | 1.012 | GSC | -1 | 0.2532 | 563 | 563 |  |  | -74.052 | 563 | -0.2532 | -142.554 | 0.022785 | 0.028217 |  |  | i_10pctunit | 14 |  | 54 | # units @ max
3404 | THOUSE_2G | 2 | North | YES | -0.13153 | 807 | 250 | 807 | 0 | 1.012 | GSC | -1 | 0.2532 | 807 | 807 |  |  | -106.1455 | 807 | -0.2532 | -204.3358 | 0.055444 | 0.068662 | [5 empty] | 0.026216 | delta max
3416 | LAKE_CRK1_G | 1 | North | YES | -0.12974 | 60 | 33 | 75 |  | 1.029 | GST | -1 | 0.25141 | 75 | 75 |  |  | -9.7303 | 75 | -0.25141 | -18.8558 | 0.05848 | 0.072395 | [5 empty] | Delta
3417 | LAKE_CRK2_G | 2 | North | YES | -0.12974 | 177.6 | 40 | 222 | 0 | 1.029 | GST | -1 | 0.25141 | 222 | 222 |  |  | -28.8018 | 222 | -0.25141 | -55.8133 | 0.067464 | 0.083442 | Weighted Shift Factors |  |  |  | 1 | 0.0054319
238 | BOSQUESW505 | 1 | North | YES | -0.12607 | 255 | 0 | 255 | 0 | 1.02 | CC | -1 | 0.24775 | 255 | 255 |  |  | -32.1489 | 255 | -0.24775 | -63.1755 | 0.077784 | 0.095947 | South | 0.12167 |  |  | 2 | 0.013218
239 | BOSQUESW502 | 1 | North | YES | -0.12607 | 119.2 | 0 | 149 | 0 | 1.02 | GGT | -1 | 0.24775 | 149 | 149 |  |  | -18.785 | 149 | -0.24775 | -36.9143 | 0.083814 | 0.10325 | North | -0.084041 |  |  | 3 | 0.013915
247 | BOSQUESW501 | 2 | North | YES | -0.12607 | 124.8 | 0 | 156 | 0 | 1.02 | GGT | -1 | 0.24775 | 156 | 156 |  |  | -19.6675 | 156 | -0.24775 | -38.6486 | 0.090128 | 0.1109 |  |  |  |  | 4 | 0.015978
251 | BOSQUESW803 | 2 | North | YES | -0.11794 | 150 | 0 | 150 | 0 | 1.032 | CC | -1 | 0.23962 | 150 | 150 |  |  | -17.6914 | 150 | -0.23962 | -35.9424 | 0.096198 | 0.11802 |  |  |  |  | 5 | 0.018163
253 | BOSQUESW804 | 2 | North | YES | -0.11794 | 80 | 0 | 80 | 0 | 1.032 | CC | -1 | 0.23962 | 80 | 80 |  |  | -9.4354 | 80 | -0.23962 | -19.1693 | 0.099436 | 0.12181 |  |  |  |  | 6 | 0.019439
244 | WHITNYDM01 | 1 | North | YES | -0.11195 | 15 | 0 | 15 | 0 | 1.035 | Hydro | -1 | 0.23363 | 0 | 0 |  |  | 0 | 0 | -0.23363 | 0 | 0.099436 | 0.12181 |  |  |  |  | 7 | 0.020776
245 | WHITNYDM02 | 2 | North | YES | -0.11195 | 15 | 0 | 15 | 0 | 1.035 | Hydro | -1 | 0.23363 | 0 | 0 |  |  | 0 | 0 | -0.23363 | 0 | 0.099436 | 0.12181 |  |  |  |  | 8 | 0.02182
366 | JNSNCNTY802 | 1 | North | YES | -0.089715 | 168 | 20 | 168 | 0 | 1.02 | Cogen | -1 | 0.21139 | 0 | 0 |  |  | 0 | 0 | -0.21139 | 0 | 0.099436 | 0.12181 |  |  |  |  | 9 | 0.022376
367 | JNSNCNTY802 | 2 | North | YES | -0.089715 | 90 | 20 | 90 | 0 | 1.02 | Cogen | -1 | 0.21139 | 0 | 0 |  |  | 0 | 0 | -0.21139 | 0 | 0.099436 | 0.12181 |  |  |  |  | 10 | 0.022376
1937 | MDLTHELP_5G | 5 | North | YES | -0.089163 | 224 | 74 | 224 | 0 | 1 | CC | -1 | 0.21084 | 224 | 224 |  |  | -19.9725 | 224 | -0.21084 | -47.2273 | 0.1085 | 0.13116 |  |  |  |  | 11 | 0.022376
1938 | MDLTHELP_6G | 6 | North | YES | -0.089163 | 226 | 74 | 226 | 0 | 1 | CC | -1 | 0.21084 | 226 | 226 |  |  | -20.1508 | 226 | -0.21084 | -47.649 | 0.11765 | 0.14059 |  |  |  |  | 12 | 0.022376
1943 | MDLTHELP_3G | 3 | North | YES | -0.089163 | 212 | 74 | 212 | 0 | 1 | CC | -1 | 0.21084 | 212 | 212 |  |  | -18.9026 | 212 | -0.21084 | -44.6973 | 0.12623 | 0.14944 |  |  |  |  | 13 | 0.022376
1944 | MDLTHELP_4G | 4 | North | YES | -0.089163 | 211 | 74 | 211 | 0 | 1 | CC | -1 | 0.21084 | 211 | 211 |  |  | -18.8134 | 211 | -0.21084 | -44.4864 | 0.13477 | 0.15824 |  |  |  |  | 14 | 0.022659
1941 | MDLTHELP_1G | 1 | North | YES | -0.088756 | 216.4 | 74 | 216.4 | 0 | 1 | CC | -1 | 0.21043 | 216.4 | 216.4 |  |  | -19.2068 | 216.4 | -0.21043 | -45.5369 | 0.14352 | 0.16726 |  |  |  |  | 15 | 0.022944
1942 | MDLTHELP_2G | 2 | North | YES | -0.088756 | 216.1 | 74 | 216.1 | 0 | 1 | CC | -1 | 0.21043 | 216.1 | 216.1 |  |  | -19.1802 | 216.1 | -0.21043 | -45.4737 | 0.15227 | 0.17626 |  |  |  |  | 16 | 0.023212
1892 | DECRDOVA_2G | A | North | YES | -0.08681 | 65 | 65 | 70 | 0 | 1.025 | GGT | -1 | 0.20848 | 70 | 70 |  |  | -6.0767 | 70 | -0.20848 | -14.5938 | 0.1551 | 0.17915 |  |  |  |  | 17 | 0.023478
1893 | DECRDOVA_3G | B | North | YES | -0.08681 | 65 | 65 | 69 | 0 | 1.025 | GGT | -1 | 0.20848 | 69 | 69 |  |  | -5.9899 | 69 | -0.20848 | -14.3853 | 0.1579 | 0.182 |  |  |  |  | 18 | 0.023734
1894 | DECRDOVA_4G | C | North | YES | -0.08681 | 65 | 65 | 69 | 0 | 1.025 | GGT | -1 | 0.20848 | 69 | 69 |  |  | -5.9899 | 69 | -0.20848 | -14.3853 | 0.16069 | 0.18484 |  |  |  |  | 19 | 0.023989
1895 | DECRDOVA_5G | D | North | YES | -0.08681 | 65 | 65 | 68 | 0 | 1.025 | GGT | -1 | 0.20848 | 68 | 68 |  |  | -5.9031 | 68 | -0.20848 | -14.1769 | 0.16344 | 0.18765 |  |  |  |  | 20 | 0.024045
1947 | HANDLEY_3G | 3 | North | YES | -0.085652 | 316 | 100 | 395 | 0 | 1.022 | GST | -1 | 0.20733 | 395 | 395 |  |  | -33.8325 | 395 | -0.20733 | -81.8935 | 0.17943 | 0.20386 |  |  |  |  | 21 | 0.0241
1949 | HANDLEY_5G | 5 | North | YES | -0.085652 | 348 | 150 | 435 | 0 | 1.022 | GST | -1 | 0.20733 | 435 | 435 |  |  | -37.2586 | 435 | -0.20733 | -90.1865 | 0.19703 | 0.22171 |  |  |  |  | 22 | 0.024155
332 | RWMILLER01 | 1 | North | YES | -0.085533 | 58.4 | 18.5 | 73 | 0 | 1.04 | GST | -1 | 0.20721 | 73 | 73 |  |  | -6.2439 | 73 | -0.20721 | -15.1261 | 0.19998 | 0.2247 |  |  |  |  | 23 | 0.024209
333 | RWMILLER02 | 2 | North | YES | -0.085533 | 95.2 | 37 | 119 | 0 | 1.04 | GST | -1 | 0.20721 | 119 | 119 |  |  | -10.1784 | 119 | -0.20721 | -24.6575 | 0.2048 | 0.22958 |  |  |  |  | 24 | 0.024433
334 | RWMILLER03 | 3 | North | YES | -0.085533 | 166.4 | 65 | 208 | 0 | 1.04 | GST | -1 | 0.20721 | 208 | 208 |  |  | -17.7909 | 208 | -0.20721 | -43.0989 | 0.21322 | 0.23812 |  |  |  |  | 25 | 0.024679
335 | RWMILLER04 | 4 | North | YES | -0.085533 | 81.6 | 0 | 102 | 0 | 1.04 | GST | -1 | 0.20721 | 102 | 102 |  |  | -8.7244 | 102 | -0.20721 | -21.135 | 0.21735 | 0.2423 |  |  |  |  | 26 | 0.024719
336 | RWMILLER05 | 5 | North | YES | -0.085533 | 80.8 | 0 | 101 | 0 | 1.04 | GST | -1 | 0.20721 | 101 | 101 |  |  | -8.6388 | 101 | -0.20721 | -20.9278 | 0.22143 | 0.24644 |  |  |  |  | 27 | 0.024784
1948 | HANDLEY_4G | 4 | North | YES | -0.085531 | 348 | 150 | 435 | 0 | 1.022 | GST | -1 | 0.2072 | 435 | 435 |  |  | -37.206 | 435 | -0.2072 | -90.1338 | 0.23904 | 0.26428 |  |  |  |  | 28 | 0.024897
1889 | DECRDOVA_1G | 1 | North | YES | -0.085518 | 779 | 255 | 779 | 0 | 1.02 | GSC | -1 | 0.20719 | 779 | 779 |  |  | -66.6185 | 779 | -0.20719 | -161.4019 | 0.27057 | 0.29623 |  |  |  |  | 29 | 0.024952
1877 | WLFHOLW_1G | 1 | North | YES | -0.085266 | 217.3 | 89.2 | 217.3 | 0 | 1.032 | CC | -1 | 0.20694 | 217.3 | 217.3 |  |  | -18.5283 | 217.3 | -0.20694 | -44.9679 | 0.27936 | 0.30513 |  |  |  |  | 30 | 0.025007
1878 | WLFHOLW_2G | 2 | North | YES | -0.085266 | 215.7 | 105 | 215.7 | 0 | 1.032 | CC | -1 | 0.20694 | 215.7 | 215.7 |  |  | -18.3919 | 215.7 | -0.20694 | -44.6368 | 0.28809 | 0.31397 |  |  |  |  | 31 | 0.025243
1879 | WLFHOLW_3G | 3 | North | YES | -0.085266 | 272.4 | 89.2 | 272.4 | 0 | 1.032 | CC | -1 | 0.20694 | 272.4 | 272.4 |  |  | -23.2265 | 272.4 | -0.20694 | -56.3702 | 0.29911 | 0.32512 |  |  |  |  | 32 | 0.025664
1898 | COMCHEPK_1G | 1 | North | YES | -0.08507 | 1217 | 1150 | 1217 | 0 | 1.032 | Nuc | -1 | 0.20674 | 0 | 0 |  |  | 0 | 0 | -0.20674 | 0 | 0.29911 | 0.32512 |  |  |  |  | 33 | 0.025771
1899 | COMCHEPK_2G | 2 | North | YES | -0.08507 | 1159 | 1128 | 1159 | 0 | 1.032 | Nuc | -1 | 0.20674 | 0 | 0 |  |  | 0 | 0 | -0.20674 | 0 | 0.29911 | 0.32512 |  |  |  |  | 34 | 0.025876
1643 | SLSTR1PP_1G | 1 | North | YES | -0.084881 | 6 | 0 | 60 | 0 | 1.022 | Wind | -1 | 0.20655 | 0 | 60 |  |  | 0 | 0 | -0.20655 | 0 | 0.29911 | 0.32512 |  |  |  |  | 35 | 0.02601
503 | NTHTEXAS01 | 1 | North | YES | -0.084605 | 0 | 5 | 18 |  | 1.015 | GST | -1 | 0.20628 | 18 | 18 |  |  | -1.5229 | 18 | -0.20628 | -3.713 | 0.29984 | 0.32586 |  |  |  |  | 36 | 0.02601
504 | NTHTEXAS02 | 2 | North | YES | -0.084605 | 14.4 | 5 | 18 |  | 1.015 | GST | -1 | 0.20628 | 18 | 18 |  |  | -1.5229 | 18 | -0.20628 | -3.713 | 0.30057 | 0.32659 |  |  |  |  | 37 | 0.02601
505 | NTHTEXAS03 | 3 | North | YES | -0.084605 | 30.4 | 15 | 38 |  | 1.015 | GST | -1 | 0.20628 | 38 | 38 |  |  | -3.215 | 38 | -0.20628 | -7.8386 | 0.30211 | 0.32814 |  |  |  |  | 38 | 0.02601
1861 | EAGLEMNT_1G | MB | North | YES | -0.084264 | 0 | 30 | 112 |  | 1.022 | GST | -1 | 0.20594 | 0 | 0 |  |  | 0 | 0 | -0.20594 | 0 | 0.30211 | 0.32814 |  |  |  |  | 39 | 0.026017
1862 | EAGLEMNT_2G | MB | North | YES | -0.084264 | 0 | 40 | 100 |  | 1.022 | GST | -1 | 0.20594 | 0 | 0 |  |  | 0 | 0 | -0.20594 | 0 | 0.30211 | 0.32814 |  |  |  |  | 40 | 0.026023
1863 | EAGLEMNT_3G | MB | North | YES | -0.084264 | 0 | 50 | 378 |  | 1.022 | GST | -1 | 0.20594 | 0 | 0 |  |  | 0 | 0 | -0.20594 | 0 | 0.30211 | 0.32814 |  |  |  |  | 41 | 0.026037
12322 | ENNSTRAC_1G | 1 | North | YES | -0.084214 | 196 | 130 | 196 | 0 | 1.036 | CC | -1 | 0.20589 | 196 | 196 |  |  | -16.5059 | 196 | -0.20589 | -40.3539 | 0.31004 | 0.33613 |  |  |  |  | 42 | 0.026037
12323 | ENNSTRAC_2G | 2 | North | YES | -0.084214 | 116 | 100 | 116 | 0 | 1.036 | CC | -1 | 0.20589 | 116 | 116 |  |  | -9.7688 | 116 | -0.20589 | -23.8829 | 0.31473 | 0.34086 |  |  |  |  | 43 | 0.026037
580 | JCKCNTY801 | 1 | North | YES | -0.083498 | 288 | 0 | 288 | 0 | 1.022 | CC | -1 | 0.20517 | 288 | 288 |  |  | -24.0474 | 288 | -0.20517 | -59.0893 | 0.32639 | 0.35256 |  |  |  |  | 44 | 0.026037
581 | JCKCNTY802 | 2 | North | YES | -0.083498 | 147 | 0 | 147 | 0 | 1.022 | CC | -1 | 0.20517 | 147 | 147 |  |  | -12.2742 | 147 | -0.20517 | -30.1602 | 0.33234 | 0.35853 |  |  |  |  | 45 | 0.026092
582 | JCKCNTY803 | 3 | North | YES | -0.083498 | 147 | 0 | 147 | 0 | 1.022 | CC | -1 | 0.20517 | 147 | 147 |  |  | -12.2742 | 147 | -0.20517 | -30.1602 | 0.33829 | 0.36449 |  |  |  |  | 46 | 0.026125
2381 | NTHLK1_G | 1 | North | YES | -0.082852 | 0 | 35 | 156 |  | 1.022 | GST | -1 | 0.20453 | 156 | 156 |  |  | -12.9249 | 156 | -0.20453 | -31.9059 | 0.3446 | 0.37081 |  |  |  |  | 47 | 0.026165
2382 | NTHLK2_G | 2 | North | YES | -0.082852 | 0 | 35 | 181 |  | 1.022 | GST | -1 | 0.20453 | 181 | 181 |  |  | -14.9962 | 181 | -0.20453 | -37.0191 | 0.35193 | 0.37814 |  |  |  |  | 48 | 0.026186
2383 | NTHLK3_G | 3 | North | YES | -0.082852 | 0 | 50 | 329 |  | 1.022 | GST | -1 | 0.20453 | 329 | 329 |  |  | -27.2583 | 329 | -0.20453 | -67.2888 | 0.36524 | 0.39146 |  |  |  |  | 49 | 0.026207
923 | SPENCER_G4 | 1 | North | YES | -0.082815 | 48 | 20 | 61 | 0 | 1.03 | GST | -1 | 0.20449 | 61 | 61 |  |  | -5.0517 | 61 | -0.20449 | -12.4738 | 0.36771 | 0.39393 |  |  |  |  | 50 | 0.026209
924 | SPENCER_G5 | 1 | North | YES | -0.082815 | 52 | 20 | 66 | 0 | 1.03 | GST | -1 | 0.20449 | 66 | 66 |  |  | -5.4658 | 66 | -0.20449 | -13.4962 | 0.37038 | 0.3966 |  |  |  |  | 51 | 0.026211
728 | WOLFRIDGE801 | 1 | North | YES | -0.082736 | 11.2 | 0 | 112.5 | 0 | 0.99 | Wind | -1 | 0.20441 | 0 | 112.5 |  |  | 0 | 0 | -0.20441 | 0 | 0.37038 | 0.3966 |  |  |  |  | 52 | 0.026215
344 | MRSSHPRD | 1 | North | YES | -0.082611 | 0 | 0 | 12 |  | 1.03 | Hydro | -1 | 0.20428 | 0 | 0 |  |  | 0 | 0 | -0.20428 | 0 | 0.37038 | 0.3966 |  |  |  |  | 53 | 0.026215
345 | MRSSHPRD01 | 2 | North | YES | -0.082611 | 0 | 0 | 12 |  | 1.03 | Hydro | -1 | 0.20428 | 0 | 0 |  |  | 0 | 0 | -0.20428 | 0 | 0.37038 | 0.3966 |  |  |  |  | 54 | 0.026216
1600 | BARTNWND_1G | 1 | North | YES | -0.082592 | 12 | 0 | 120 | 0 | 1.022 | Wind | -1 | 0.20427 | 0 | 120 |  |  | 0 | 0 | -0.20427 | 0 | 0.37038 | 0.3966 |  |  |  |  | 55 | 0.026216
2413 | MTCK6_G | 6 | North | YES | -0.082507 | 0 | 30 | 118 |  | 1.022 | GST | -1 | 0.20418 | 118 | 118 |  |  | -9.7358 | 118 | -0.20418 | -24.0933 | 0.37516 | 0.40137 |  |  |  |  | 56 | 0.026216
2414 | MTCK7_G | 7 | North | YES | -0.082507 | 0 | 30 | 115 |  | 1.022 | GST | -1 | 0.20418 | 115 | 115 |  |  | -9.4883 | 115 | -0.20418 | -23.4807 | 0.37981 | 0.40601 |  |  |  |  | 57 | 0.026216
2417 | MTCK8_G | 8 | North | YES | -0.082507 | 444.8 | 60 | 556 | 0 | 1.022 | GSC | -1 | 0.20418 | 556 | 556 |  |  | -45.8739 | 556 | -0.20418 | -113.5242 | 0.40231 | 0.42848 |  |  |  |  | 58 | 0.026216
1453 | WCPWRCO_1G | 1 | North | YES | -0.08243 | 204 | 50 | 204 | 0 | 1.02 | CC | -1 | 0.2041 | 204 | 204 |  |  | -16.8157 | 204 | -0.2041 | -41.6371 | 0.41057 | 0.43673 |  |  |  |  | 59 | 0.026209
1454 | WCPWRCO_2G | 2 | North | YES | -0.08243 | 204 | 50 | 204 | 0 | 1.02 | CC | -1 | 0.2041 | 204 | 204 |  |  | -16.8157 | 204 | -0.2041 | -41.6371 | 0.41882 | 0.44497 |  |  |  |  | 60 | 0.026203
1455 | WCPWRCO_3G | 3 | North | YES | -0.08243 | 242 | 50 | 242 |  | 1.02 | CC | -1 | 0.2041 | 242 | 242 |  |  | -19.9481 | 242 | -0.2041 | -49.393 | 0.42862 | 0.45474 |  |  |  |  | 61 | 0.026172
2371 | COLLIN_1G | MB | North | YES | -0.082263 | 0 | 40 | 138 |  | 1.022 | GST | -1 | 0.20394 | 0 | 0 |  |  | 0 | 0 | -0.20394 | 0 | 0.42862 | 0.45474 |  |  |  |  | 62 | 0.026157
6948 | DENISNDM | 1 | North | YES | -0.081757 | 40 | 5 | 40 |  | 1.015 | Hydro | -1 | 0.20343 | 0 | 0 |  |  | 0 | 0 | -0.20343 | 0 | 0.42862 | 0.45474 |  |  |  |  | 63 | 0.026143
6948 | DENISNDM | 2 | North | YES | -0.081757 | 31 | 5 | 40 |  | 1.015 | Hydro | -1 | 0.20343 | 0 | 0 |  |  | 0 | 0 | -0.20343 | 0 | 0.42862 | 0.45474 |  |  |  |  | 64 | 0.026126
1687 | VALLEY_1G | 1 | North | YES | -0.081654 | 136 | 15 | 170 | 0 | 1.029 | GST | -1 | 0.20333 | 170 | 170 |  |  | -13.8812 | 170 | -0.20333 | -34.5656 | 0.4355 | 0.46159 |  |  |  |  | 65 | 0.026126
1688 | VALLEY_2G | 2 | North | YES | -0.081654 | 527 | 90 | 527 | 0 | 1.029 | GSC | -1 | 0.20333 | 527 | 527 |  |  | -43.0317 | 527 | -0.20333 | -107.1534 | 0.45683 | 0.4828 |  |  |  |  | 66 | 0.026126
1689 | VALLEY_3G | 3 | North | YES | -0.08154 | 0 | 25 | 375 |  | 1.003 | GST | -1 | 0.20321 | 375 | 375 |  |  | -30.5775 | 375 | -0.20321 | -76.2049 | 0.472 | 0.49788 |  |  |  |  | 67 | 0.026126
11691 | KMICHICT1_G | 1 | North | YES | -0.08154 | 144 | 80 | 144 | 0 | 1.026 | CC | -1 | 0.20321 | 144 | 144 |  |  | -11.7418 | 144 | -0.20321 | -29.2627 | 0.47783 | 0.50367 |  |  |  |  | 68 | 0.026088
11692 | KMICHICT2_G | 2 | North | YES | -0.08154 | 146 | 80 | 146 | 0 | 1.026 | CC | -1 | 0.20321 | 146 | 146 |  |  | -11.9048 | 146 | -0.20321 | -29.6691 | 0.48374 | 0.50954 |  |  |  |  | 69 | 0.025969
11693 | KMICHIST3_G | 3 | North | YES | -0.08154 | 312 | 60 | 312 | 0 | 1.026 | CC | -1 | 0.20321 | 312 | 312 |  |  | -25.4405 | 312 | -0.20321 | -63.4025 | 0.49637 | 0.52209 |  |  |  |  | 70 | 0.025877
11694 | KMICHICT4_G | 4 | North | YES | -0.08154 | 144 | 80 | 144 | 0 | 1.026 | CC | -1 | 0.20321 | 144 | 144 |  |  | -11.7418 | 144 | -0.20321 | -29.2627 | 0.50219 | 0.52789 |  |  |  |  | 71 | 0.025841
11695 | KMICHICT5_G | 5 | North | YES | -0.08154 | 148 | 80 | 148 | 0 | 1.026 | CC | -1 | 0.20321 | 148 | 148 |  |  | -12.0679 | 148 | -0.20321 | -30.0756 | 0.50818 | 0.53384 |  |  |  |  | 72 | 0.025805
11696 | KMICHIST6_G | 6 | North | YES | -0.08154 | 310 | 60 | 310 | 0 | 1.026 | CC | -1 | 0.20321 | 310 | 310 |  |  | -25.2774 | 310 | -0.20321 | -62.9961 | 0.52073 | 0.54631 |  |  |  |  | 73 | 0.025728
1678 | LAMARPWR_1G | 1 | North | YES | -0.08146 | 160 | 67.7 | 160 | 0 | 1.038 | CC | -1 | 0.20313 | 160 | 160 |  |  | -13.0336 | 160 | -0.20313 | -32.5013 | 0.5272 | 0.55274 |  |  |  |  | 74 | 0.025693
1679 | LAMARPWR_2G | 2 | North | YES | -0.08146 | 156 | 67.7 | 156 | 0 | 1.038 | CC | -1 | 0.20313 | 156 | 156 |  |  | -12.7078 | 156 | -0.20313 | -31.6888 | 0.53352 | 0.55901 |  |  |  |  | 75 | 0.025656
1680 | LAMARPWR_3G | 3 | North | YES | -0.08146 | 196 | 129.1 | 196 | 0 | 1.038 | CC | -1 | 0.20313 | 196 | 196 |  |  | -15.9662 | 196 | -0.20313 | -39.8141 | 0.54145 | 0.56689 |  |  |  |  | 76 | 0.025579
1681 | LAMARPWR_4G | 4 | North | YES | -0.08146 | 156 | 67.7 | 156 | 0 | 1.038 | CC | -1 | 0.20313 | 156 | 156 |  |  | -12.7078 | 156 | -0.20313 | -31.6888 | 0.54776 | 0.57317 |  |  |  |  | 77 | 0.025537
1682 | LAMARPWR_5G | 5 | North | YES | -0.08146 | 157 | 67.7 | 157 | 0 | 1.038 | CC | -1 | 0.20313 | 157 | 157 |  |  | -12.7892 | 157 | -0.20313 | -31.8919 | 0.55412 | 0.57948 |  |  |  |  | 78 | 0.025496
1683 | LAMARPWR_6G | 6 | North | YES | -0.08146 | 198 | 129.1 | 198 | 0 | 1.038 | CC | -1 | 0.20313 | 198 | 198 |  |  | -16.1291 | 198 | -0.20313 | -40.2204 | 0.56213 | 0.58744 |  |  |  |  | 79 | 0.025445
1675 | PEC_1G | 1 | North | YES | -0.08139 | 76.7 | 35 | 76.7 | 0 | 1.022 | Cogen | -1 | 0.20306 | 0 | 0 |  |  | 0 | 0 | -0.20306 | 0 | 0.56213 | 0.58744 |  |  |  |  | 80 | 0.025404
1676 | PEC_2G | 2 | North | YES | -0.08139 | 79.6 | 35 | 79.6 | 0 | 1.022 | Cogen | -1 | 0.20306 | 0 | 0 |  |  | 0 | 0 | -0.20306 | 0 | 0.56213 | 0.58744 |  |  |  |  | 81 | 0.025363
1677 | PEC_3G | 3 | North | YES | -0.08139 | 88.4 | 35 | 88.4 | 0 | 1.022 | Cogen | -1 | 0.20306 | 0 | 0 |  |  | 0 | 0 | -0.20306 | 0 | 0.56213 | 0.58744 |  |  |  |  | 82 | 0.025311
1701 | MOSES_1G | 1 | North | YES | -0.08133 | 558 | 175 | 558 | 0 | 1.023 | LIGCO | -1 | 0.203 | 0 | 558 |  |  | 0 | 0 | -0.203 | 0 | 0.56213 | 0.58744 |  |  |  |  | 83 | 0.025311
1702 | MOSES_2G | 2 | North | YES | -0.08133 | 579 | 175 | 579 | 0 | 1.023 | LIGCO | -1 | 0.203 | 0 | 579 |  |  | 0 | 0 | -0.203 | 0 | 0.56213 | 0.58744 |  |  |  |  | 84 | 0.025311
1703 | MOSES_3G | 3 | North | YES | -0.08133 | 808 | 463 | 808 | 0 | 1.023 | LIGCO | -1 | 0.203 | 0 | 808 |  |  | 0 | 0 | -0.203 | 0 | 0.56213 | 0.58744 |  |  |  |  | 85 | 0.025311
5925 | DCEAST | EQ | North | YES | -0.08133 | 400.3 | -600 | 600 | 0 | 1.025 | DCTie | -1 | 0.203 | 0 | 0 |  |  | 0 | 0 | -0.203 | 0 | 0.56213 | 0.58744 |  |  |  |  | 86 | 0.025311
837 | NEWMAN_G5 | 1 | North | YES | -0.081253 | 0 | 15 | 40 |  | 1.01 | GST | -1 | 0.20293 | 40 | 40 |  |  | -3.2501 | 40 | -0.20293 | -8.117 | 0.56375 | 0.58905 |  |  |  |  | 87 | 0.025311
842 | OLINGER_G1 | 1 | North | YES | -0.081244 | 55.4 | 20 | 79 | 0 | 1.03 | GST | -1 | 0.20292 | 79 | 79 |  |  | -6.4183 | 79 | -0.20292 | -16.0305 | 0.56695 | 0.59222 |  |  |  |  | 88 | 0.025311
843 | OLINGER_G2 | 1 | North | YES | -0.081244 | 76.2 | 25 | 110 | 0 | 1.03 | GST | -1 | 0.20292 | 110 | 110 |  |  | -8.9368 | 110 | -0.20292 | -22.3209 | 0.5714 | 0.59664 |  |  |  |  | 89 | 0.025311
844 | OLINGER_G3 | 1 | North | YES | -0.081244 | 103.9 | 45 | 150 | 0 | 1.03 | GST | -1 | 0.20292 | 150 | 150 |  |  | -12.1866 | 150 | -0.20292 | -30.4376 | 0.57747 | 0.60266 |  |  |  |  | 90 | 0.025298
845 | OLINGER_G4 | 1 | North | YES | -0.081244 | 51.9 | 0 | 76 | 0 | 1.03 | GGT | -1 | 0.20292 | 76 | 76 |  |  | -6.1745 | 76 | -0.20292 | -15.4217 | 0.58054 | 0.60572 |  |  |  |  | 91 | 0.025274
949 | STEAM2 | 1 | North | YES | -0.081113 | 26 | 8 | 26 | 0 | 0.99 | GST | -1 | 0.20279 | 26 | 26 |  |  | -2.1089 | 26 | -0.20279 | -5.2724 | 0.5816 | 0.60676 |  |  |  |  | 92 | 0.025241
950 | STEAM3 | 1 | North | YES | -0.081113 | 41 | 13 | 42 | 0 | 1.02 | GST | -1 | 0.20279 | 42 | 42 |  |  | -3.4067 | 42 | -0.20279 | -8.517 | 0.5833 | 0.60845 |  |  |  |  | 93 | 0.025195
948 | STEAM1 | 1 | North | YES | -0.081112 | 0 | 12 | 20 |  | 1.02 | GST | -1 | 0.20279 | 20 | 20 |  |  | -1.6222 | 20 | -0.20279 | -4.0557 | 0.58411 | 0.60925 |  |  |  |  | 94 | 0.025172
12440 | PARKD_1SVC8 | 1 | North | YES | -0.081081 | 0 | 0 | 0 | 0 | 1.007 | GST | -1 | 0.20275 | 0 | 0 |  |  | 0 | 0 | -0.20275 | 0 | 0.58411 | 0.60925 |  |  |  |  | 95 | 0.025163
12449 | PARKD_2SVC8 | 1 | North | YES | -0.081081 | 0 | 0 | 0 | 0 | 1.007 | GST | -1 | 0.20275 | 0 | 0 |  |  | 0 | 0 | -0.20275 | 0 | 0.58411 | 0.60925 |  |  |  |  | 96 | 0.025149
3126 | TRINIDAD_6G | 1 | North | YES | -0.080946 | 179.2 | 46 | 224 | 0 | 1 | GST | -1 | 0.20262 | 224 | 224 |  |  | -18.1319 | 224 | -0.20262 | -45.3867 | 0.59317 | 0.61823 |  |  |  |  | 97 | 0.025142
2451 | LKHB1_G | 1 | North | YES | -0.080943 | 0 | 80 | 391 |  | 1.022 | GST | -1 | 0.20262 | 391 | 391 |  |  | -31.6487 | 391 | -0.20262 | -79.2229 | 0.60899 | 0.63391 |  |  |  |  | 98 | 0.025142
2452 | LKHB2_G | 2 | North | YES | -0.080943 | 516 | 80 | 516 | 0 | 1.022 | GST | -1 | 0.20262 | 516 | 516 |  |  | -41.7666 | 516 | -0.20262 | -104.55 | 0.62988 | 0.65461 |  |  |  |  | 99 | 0.025142
1433 | GRHAMSES_1G | 1 | North | YES | -0.08054 | 242 | 60 | 242 | 0 | 1.038 | GST | -1 | 0.20221 | 242 | 242 |  |  | -19.4907 | 242 | -0.20221 | -48.9356 | 0.63967 | 0.66429 |  |  |  |  | 100 | 0.025061
1479 | WFCOGEN_1G | 1 | North | YES | -0.080417 | 16 | 12 | 20 | 0 | 1 | Cogen | -1 | 0.20209 | 0 | 0 |  |  | 0 | 0 | -0.20209 | 0 | 0.63967 | 0.66429 |  |  |  |  | 101 | 0.024918
1479 | WFCOGEN_1G | 2 | North | YES | -0.080417 | 16 | 12 | 20 | 0 | 1 | Cogen | -1 | 0.20209 | 0 | 0 |  |  | 0 | 0 | -0.20209 | 0 | 0.63967 | 0.66429 |  |  |  |  | 102 | 0.02473
1482 | WFCOGEN_2G | 2 | North | YES | -0.080417 | 13.6 | 12 | 17 | 0 | 1 | Cogen | -1 | 0.20209 | 0 | 0 |  |  | 0 | 0 | -0.20209 | 0 | 0.63967 | 0.66429 |  |  |  |  | 103 | 0.024622
1482 | WFCOGEN_2G | 1 | North | YES | -0.080417 | 16 | 12 | 20 | 0 | 1 | Cogen | -1 | 0.20209 | 0 | 0 |  |  | 0 | 0 | -0.20209 | 0 | 0.63967 | 0.66429 |  |  |  |  | 104 | 0.024622
12411 | FPLEFR1A_G | 1 | North | YES | -0.080314 | 161 | 72 | 161 | 0 | 1 | CC | -1 | 0.20199 | 161 | 161 |  |  | -12.9306 | 161 | -0.20199 | -32.5199 | 0.64619 | 0.67073 |  |  |  |  | 105 | 0.024622
12412 | FPLEFR1B_G | 2 | North | YES | -0.080314 | 164 | 72 | 164 | 0 | 1 | CC | -1 | 0.20199 | 164 | 164 |  |  | -13.1715 | 164 | -0.20199 | -33.1259 | 0.65282 | 0.67729 |  |  |  |  | 106 | 0.024622
12413 | FPLEFR1C_G | 3 | North | YES | -0.080314 | 164 | 72 | 164 | 0 | 1 | CC | -1 | 0.20199 | 164 | 164 |  |  | -13.1715 | 164 | -0.20199 | -33.1259 | 0.65946 | 0.68384 |  |  |  |  | 107 | 0.024622
12414 | FPLEFR1S_G | 4 | North | YES | -0.080314 | 414 | 191 | 414 | 0 | 1 | CC | -1 | 0.20199 | 414 | 414 |  |  | -33.25 | 414 | -0.20199 | -83.6227 | 0.67622 | 0.7004 |  |  |  |  | 108 | 0.024543
12421 | FPLEFR2A_G | 1 | North | YES | -0.080314 | 162 | 72 | 162 | 0 | 1 | CC | -1 | 0.20199 | 162 | 162 |  |  | -13.0109 | 162 | -0.20199 | -32.7219 | 0.68277 | 0.70687 |  |  |  |  | 109 | 0.024463
12422 | FPLEFR2B_G | 2 | North | YES | -0.080314 | 161 | 72 | 161 | 0 | 1 | CC | -1 | 0.20199 | 161 | 161 |  |  | -12.9306 | 161 | -0.20199 | -32.5199 | 0.68929 | 0.71331 |  |  |  |  | 110 | 0.024382
12423 | FPLEFR2C_G | 3 | North | YES | -0.080314 | 163 | 72 | 163 | 0 | 1 | CC | -1 | 0.20199 | 163 | 163 |  |  | -13.0912 | 163 | -0.20199 | -32.9239 | 0.69588 | 0.71983 |  |  |  |  | 111 | 0.02418
12424 | FPLEFR2S_G | 4 | North | YES | -0.080314 | 415 | 191 | 415 | 0 | 1 | CC | -1 | 0.20199 | 415 | 415 |  |  | -33.3303 | 415 | -0.20199 | -83.8247 | 0.71268 | 0.73642 |  |  |  |  | 112 | 0.0241
1432 | GRHAMSES_2G | 2 | North | YES | -0.080305 | 294.9 | 90 | 366 | 0 | 1.014 | GST | -1 | 0.20198 | 366 | 366 |  |  | -29.3916 | 366 | -0.20198 | -73.924 | 0.72749 | 0.75105 |  |  |  |  | 113 | 0.024022
6100 | OKLA7A | EQ | West | YES | -0.078388 | 50 | -220 | 220 | 0 | 1.035 | DCTie | -1 | 0.20006 | 0 | 0 |  |  |  |  | -0.20006 | 0 | 0.72749 | 0.75105 |  |  |  |  | 114 | 0.023942
6752 | OKLA0A | 1 | West | YES | -0.078388 | 649.7 | 175 | 649.7 | 0 | 1.035 | LIGCO | -1 | 0.20006 | 0 | 649.7 |  |  |  |  | -0.20006 | 0 | 0.72749 | 0.75105 |  |  |  |  | 115 | 0.023738
1442 | COKFIELD_5 | 1 | North | YES | -0.077772 | 16.5 | 0 | 165 |  | 1.029 | Wind | -1 | 0.19945 | 0 | 165 |  |  | 0 | 0 | -0.19945 | 0 | 0.72749 | 0.75105 |  |  |  |  | 116 | 0.023559
3097 | MARTLAKE_1G | 1 | North | YES | -0.077209 | 790 | 500 | 790 | 0 | 1.017 | LIGCO | -1 | 0.19888 | 0 | 790 |  |  | 0 | 0 | -0.19888 | 0 | 0.72749 | 0.75105 |  |  |  |  | 117 | 0.023559
3098 | MARTLAKE_2G | 2 | North | YES | -0.077209 | 795 | 461 | 795 | 0 | 1.017 | LIGCO | -1 | 0.19888 | 0 | 795 |  |  | 0 | 0 | -0.19888 | 0 | 0.72749 | 0.75105 |  |  |  |  | 118 | 0.023559
3099 | MARTLAKE_3G | 3 | North | YES | -0.077209 | 804 | 500 | 804 | 0 | 1.017 | LIGCO | -1 | 0.19888 | 0 | 804 |  |  | 0 | 0 | -0.19888 | 0 | 0.72749 | 0.75105 |  |  |  |  | 119 | 0.023559
1438 | MESQUITW_2G | 1 | North | YES | -0.076972 | 23.6 | 0 | 236 |  | 1.017 | Wind | -1 | 0.19865 | 0 | 236 |  |  | 0 | 0 | -0.19865 | 0 | 0.72749 | 0.75105 |  |  |  |  | 120 | 0.023559
1437 | MESQUITW_1G | 1 | North | YES | -0.076968 | 40 | 0 | 400 | 0 | 1.023 | Wind | -1 | 0.19864 | 0 | 400 |  |  | 0 | 0 | -0.19864 | 0 | 0.72749 | 0.75105 |  |  |  |  | 121 | 0.023559
13116 | TGATEWAY_1G | 1 | North | YES | -0.076801 | 151 | 30 | 151 | 0 | 1.0232 | CC | -1 | 0.19847 | 151 | 151 |  |  | -11.597 | 151 | -0.19847 | -29.9696 | 0.7336 | 0.75698 |  |  |  |  | 122 | 0.023559
13117 | TGATEWAY_2G | 2 | North | YES | -0.076801 | 130 | 30 | 130 | 0 | 1.0232 | CC | -1 | 0.19847 | 130 | 130 |  |  | -9.9841 | 130 | -0.19847 | -25.8016 | 0.73886 | 0.76209 |  |  |  |  | 123 | 0.023559
13118 | TGATEWAY_3G | 3 | North | YES | -0.076801 | 148 | 30 | 148 | 0 | 1.0232 | CC | -1 | 0.19847 | 148 | 148 |  |  | -11.3665 | 148 | -0.19847 | -29.3742 | 0.74485 | 0.7679 |  |  |  |  | 124 | 0.023559
13119 | TGATEWAY_4G | 4 | North | YES | -0.076801 | 399 | 65 | 399 | 0 | 1.0232 | CC | -1 | 0.19847 | 399 | 399 |  |  | -30.6436 | 399 | -0.19847 | -79.1912 | 0.761 | 0.78358 |  |  |  |  | 125 | 0.02338
3348 | CHAMPION_1G | MB | North | YES | -0.076313 | 0 | 42 | 42 |  | 1 | Cogen | -1 | 0.19799 | 0 | 0 |  |  | 0 | 0 | -0.19799 | 0 | 0.761 | 0.78358 |  |  |  |  | 126 | 0.023226
3309 | ASPN_G | 1 | North | YES | -0.076274 | 50 | 0 | 50 |  | 1 | Bio | -1 | 0.19795 | 50 | 50 |  |  | -3.8137 | 50 | -0.19795 | -9.8974 | 0.76303 | 0.78554 |  |  |  |  | 127 | 0.02305
3107 | STRYKER_1G | 1 | North | YES | -0.075982 | 145.6 | 45 | 182 | 0 | 1.029 | GST | -1 | 0.19766 | 182 | 182 |  |  | -13.8287 | 182 | -0.19766 | -35.9732 | 0.77039 | 0.79266 |  |  |  |  | 128 | 0.022577
3108 | STRYKER_2G | 2 | North | YES | -0.075982 | 484 | 75 | 484 | 0 | 1.029 | GST | -1 | 0.19766 | 484 | 484 |  |  | -36.7753 | 484 | -0.19766 | -95.6651 | 0.78998 | 0.81159 |  |  |  |  | 129 | 0.022577
60081 | WHRLWIND1A | 1 | West | YES | -0.075771 | 12 | 0 | 60 | 0 | 1.03 | Wind | -1 | 0.19744 | 0 | 60 |  |  |  |  | -0.19744 | 0 | 0.78998 | 0.81159 |  |  |  |  | 130 | 0.022513
1416 | SWETWATR_1G | 1 | West | YES | -0.074883 | 30 | 18 | 30 | 0 | 1.026 | CC | -1 | 0.19656 | 30 | 30 |  |  |  |  | -0.19656 | -5.8967 | 0.79119 | 0.81276 |  |  |  |  | 131 | 0.022268
1417 | SWETWATR_2G | 2 | West | YES | -0.074883 | 72 | 36 | 72 | 0 | 1.026 | CC | -1 | 0.19656 | 72 | 72 |  |  |  |  | -0.19656 | -14.152 | 0.79411 | 0.81556 |  |  |  |  | 132 | 0.021616
1418 | SWETWATR_3G | 3 | West | YES | -0.074883 | 68 | 36 | 68 | 0 | 1.026 | CC | -1 | 0.19656 | 68 | 68 |  |  |  |  | -0.19656 | -13.3658 | 0.79686 | 0.81821 |  |  |  |  | 133 | 0.021616
1419 | SWETWATR_4G | 4 | West | YES | -0.074883 | 61 | 36 | 61 | 0 | 1.026 | CC | -1 | 0.19656 | 61 | 61 |  |  |  |  | -0.19656 | -11.9899 | 0.79933 | 0.82058 |  |  |  |  | 134 | 0.021569
6407 | TURKTRAK1A | 1 | West | YES | -0.074841 | 33.9 | 0 | 169.5 | 0 | 1.025 | Wind | -1 | 0.19651 | 0 | 169.5 |  |  |  |  | -0.19651 | 0 | 0.79933 | 0.82058 |  |  |  |  | 135 | 0.021456
6144 | MCADOO1A | 1 | West | YES | -0.074726 | 15 | 0 | 150 | 0 | 1.025 | Wind | -1 | 0.1964 | 0 | 150 |  |  |  |  | -0.1964 | 0 | 0.79933 | 0.82058 |  |  |  |  | 136 | 0.02135
11056 | ROSCOE_1G | 1 | West | YES | -0.074422 | 41.8 | 0 | 209 |  | 1 | Wind | -1 | 0.1961 | 0 | 209 |  |  |  |  | -0.1961 | 0 | 0.79933 | 0.82058 |  |  |  |  | 137 | 0.021254
11057 | CHAMPION_1G | 1 | West | YES | -0.074422 | 25.3 | 0 | 126.5 |  | 1 | Wind | -1 | 0.1961 | 0 | 126.5 |  |  |  |  | -0.1961 | 0 | 0.79933 | 0.82058 |  |  |  |  | 138 | 0.021254
11058 | PYRON_1G | 1 | West | YES | -0.074422 | 49.8 | 0 | 249 |  | 1 | Wind | -1 | 0.1961 | 0 | 249 |  |  |  |  | -0.1961 | 0 | 0.79933 | 0.82058 |  |  |  |  | 139 | 0.021254
11059 | INADALE_1G | 1 | West | YES | -0.074422 | 39.4 | 0 | 197 |  | 1 | Wind | -1 | 0.1961 | 0 | 197 |  |  |  |  | -0.1961 | 0 | 0.79933 | 0.82058 |  |  |  |  | 140 | 0.021254
71051 | L_BITTCR1_1N | W1 | West | YES | -0.074422 | 7.5 | 0 | 37.5 |  | 1.02 | Wind | -1 | 0.1961 | 0 | 37.5 |  |  |  |  | -0.1961 | 0 | 0.79933 | 0.82058 |  |  |  |  | 141 | 0.021254
71054 | L_SWEETW1_1N | W1 | West | YES | -0.074422 | 21.5 | 0 | 107.5 |  | 1.02 | Wind | -1 | 0.1961 | 0 | 107.5 |  |  |  |  | -0.1961 | 0 | 0.79933 | 0.82058 |  |  |  |  | 142 | 0.021254
71057 | L_SWEETW1_2N | W1 | West | YES | -0.074422 | 27 | 0 | 135 |  | 1.02 | Wind | -1 | 0.1961 | 0 | 135 |  |  |  |  | -0.1961 | 0 | 0.79933 | 0.82058 |  |  |  |  | 143 | 0.021254
71059 | L_SWEETW1_3N | W1 | West | YES | -0.074422 | 23.8 | 0 | 119 | 0 | 1.02 | Wind | -1 | 0.1961 | 0 | 119 |  |  |  |  | -0.1961 | 0 | 0.79933 | 0.82058 |  |  |  |  | 144 | 0.021254
71060 | L_SWEETW1_4N | W1 | West | YES | -0.074422 | 21 | 0 | 105 | 0 | 1.02 | Wind | -1 | 0.1961 | 0 | 105 |  |  |  |  | -0.1961 | 0 | 0.79933 | 0.82058 |  |  |  |  | 145 | 0.021254
71061 | L_SWEETW1_5N | W1 | West | YES | -0.074422 | 16.1 | 0 | 80.5 | 0 | 1.02 | Wind | -1 | 0.1961 | 0 | 80.5 |  |  |  |  | -0.1961 | 0 | 0.79933 | 0.82058 |  |  |  |  | 146 | 0.021254
1343 | TRENTIPP_8 | 1 | West | YES | -0.074298 | 30 | 0 | 150 |  | 1.014 | Wind | -1 | 0.19597 | 0 | 150 |  |  |  |  | -0.19597 | 0 | 0.79933 | 0.82058 |  |  |  |  | 147 | 0.021254
1354 | AEPWIND_8 | 1 | West | YES | -0.074298 | 20.2 | 0 | 101 |  | 1 | Wind | -1 | 0.19597 | 0 | 101 |  |  |  |  | -0.19597 | 0 | 0.79933 | 0.82058 |  |  |  |  | 148 | 0.021254
36998 | RDCNYNG1 | 1 | West | YES | -0.073817 | 16.8 | 0 | 84 |  | 1.01 | Wind | -1 | 0.19549 | 0 | 84 |  |  |  |  | -0.19549 | 0 | 0.79933 | 0.82058 |  |  |  |  | 149 | 0.021254
1061 | CIELOGEN_1G | 1 | West | YES | -0.073609 | 19.8 | 0 | 99 |  | 1 | Wind | -1 | 0.19528 | 0 | 99 |  |  |  |  | -0.19528 | 0 | 0.79933 | 0.82058 |  |  |  |  | 150 | 0.021254
1062 | CIELOGEN_2G | 1 | West | YES | -0.073609 | 12.2 | 0 | 61 |  | 1 | Wind | -1 | 0.19528 | 0 | 61 |  |  |  |  | -0.19528 | 0 | 0.79933 | 0.82058 |  |  |  |  | 151 | 0.021254
1069 | KINDERMG_1G | 1 | West | YES | -0.073609 | 25 | 5 | 25 | 0 | 1.017 | Cogen | -1 | 0.19528 | 0 | 0 |  |  |  |  | -0.19528 | 0 | 0.79933 | 0.82058 |  |  |  |  | 152 | 0.021254
1070 | KINDERMG_2G | 1 | West | YES | -0.073609 | 45.7 | 12 | 45.7 | 0 | 1.017 | Cogen | -1 | 0.19528 | 0 | 0 |  |  |  |  | -0.19528 | 0 | 0.79933 | 0.82058 |  |  |  |  | 153 | 0.021254
1071 | KINDERMG_3G | 1 | West | YES | -0.073609 | 45.7 | 12 | 45.7 | 0 | 1.017 | Cogen | -1 | 0.19528 | 0 | 0 |  |  |  |  | -0.19528 | 0 | 0.79933 | 0.82058 |  |  |  |  | 154 | 0.021254
1068 | SCURRYCW_1G | 1 | West | YES | -0.073598 | 28.2 | 1.3 | 141 | 0 | 1.0217 | Wind | -1 | 0.19527 | 0 | 141 |  |  |  |  | -0.19527 | 0 | 0.79933 | 0.82058 |  |  |  |  | 155 | 0.021254
1073 | SCURRYCW_2G | 2 | West | YES | -0.073598 | 24 | 0 | 120 | 0 | 1.0217 | Wind | -1 | 0.19527 | 0 | 120 |  |  |  |  | -0.19527 | 0 | 0.79933 | 0.82058 |  |  |  |  | 156 | 0.021254
6637 | SNYDERW1A | 1 | West | YES | -0.073527 | 12.6 | 0 | 63 | 0 | 1.025 | Wind | -1 | 0.1952 | 0 | 63 |  |  |  |  | -0.1952 | 0 | 0.79933 | 0.82058 |  |  |  |  | 157 | 0.021254
1037 | MORGAN5G_5G | 5 | West | YES | -0.07344 | 109.6 | 40 | 137 | 0 | 1.029 | GST | -1 | 0.19511 | 137 | 137 |  |  |  |  | -0.19511 | -26.7305 | 0.80487 | 0.82587 |  |  |  |  | 158 | 0.021254
1039 | MRGNAG_1G | A | West | YES | -0.07344 | 69 | 69 | 69 | 0 | 1.029 | GGT | -1 | 0.19511 | 69 | 69 |  |  |  |  | -0.19511 | -13.4628 | 0.80766 | 0.82854 |  |  |  |  | 159 | 0.021254
1040 | MRGNBG_2G | B | West | YES | -0.07344 | 70 | 70 | 71 | 0 | 1.029 | GGT | -1 | 0.19511 | 71 | 71 |  |  |  |  | -0.19511 | -13.853 | 0.81054 | 0.83128 |  |  |  |  | 160 | 0.021254
1041 | MRGNCG_3G | C | West | YES | -0.07344 | 69 | 69 | 70 | 0 | 1.029 | GGT | -1 | 0.19511 | 70 | 70 |  |  |  |  | -0.19511 | -13.6579 | 0.81337 | 0.83398 |  |  |  |  | 161 | 0.021001
1042 | MRGNDG_4G | D | West | YES | -0.07344 | 68 | 68 | 68 | 0 | 1.029 | GGT | -1 | 0.19511 | 68 | 68 |  |  |  |  | -0.19511 | -13.2677 | 0.81612 | 0.83661 |  |  |  |  | 162 | 0.020873
1043 | MRGNEG_5G | E | West | YES | -0.07344 | 68 | 68 | 70 | 0 | 1.029 | GGT | -1 | 0.19511 | 70 | 70 |  |  |  |  | -0.19511 | -13.6579 | 0.81896 | 0.83931 |  |  |  |  | 163 | 0.020742
1044 | MRGNFG_6G | F | West | YES | -0.07344 | 66 | 66 | 66 | 0 | 1.029 | GGT | -1 | 0.19511 | 66 | 66 |  |  |  |  | -0.19511 | -12.8775 | 0.82163 | 0.84186 |  |  |  |  | 164 | 0.020612
60058 | BUFF_GAP1A | 1 | West | YES | -0.073426 | 24 | 0 | 120 |  | 1 | Wind | -1 | 0.1951 | 0 | 120 |  |  |  |  | -0.1951 | 0 | 0.82163 | 0.84186 |  |  |  |  | 165 | 0.020486
60060 | CIRELLO | 1 | West | YES | -0.073426 | 46.6 | 0 | 233 | 0 | 1 | Wind | -1 | 0.1951 | 0 | 233 |  |  |  |  | -0.1951 | 0 | 0.82163 | 0.84186 |  |  |  |  | 166 | 0.020357
60063 | BUFF_GAP1B | 1 | West | YES | -0.073426 | 34 | 0 | 170.2 | 0 | 1.02 | Wind | -1 | 0.1951 | 0 | 170.2 |  |  |  |  | -0.1951 | 0 | 0.82163 | 0.84186 |  |  |  |  | 167 | 0.020235
60066 | H_HOLLOW1A | 1 | West | YES | -0.073426 | 44.4 | 0 | 222 | 0 | 1.005 | Wind | -1 | 0.1951 | 0 | 222 |  |  |  |  | -0.1951 | 0 | 0.82163 | 0.84186 |  |  |  |  | 168 | 0.020235
60068 | HHOLLOW21A | 1 | West | YES | -0.073426 | 36.8 | 0 | 184 | 0 | 1.025 | Wind | -1 | 0.1951 | 0 | 184 |  |  |  |  | -0.1951 | 0 | 0.82163 | 0.84186 |  |  |  |  | 169 | 0.020235
60070 | HHOLLOW31A | 1 | West | YES | -0.073426 | 44.8 | 0 | 224 | 0 | 1.025 | Wind | -1 | 0.1951 | 0 | 224 |  |  |  |  | -0.1951 | 0 | 0.82163 | 0.84186 |  |  |  |  | 170 | 0.020235
60072 | HHOLLOW41A | 1 | West | YES | -0.073426 | 23 | 0 | 115 | 0 | 1.025 | Wind | -1 | 0.1951 | 0 | 115 |  |  |  |  | -0.1951 | 0 | 0.82163 | 0.84186 |  |  |  |  | 171 | 0.020235
1058 | LONGSHORE_5 | 1 | West | YES | -0.073259 | 30 | 0 | 150 |  | 1.01 | Wind | -1 | 0.19493 | 0 | 150 |  |  |  |  | -0.19493 | 0 | 0.82163 | 0.84186 |  |  |  |  | 172 | 0.020235
1058 | LONGSHORE_5 | 2 | West | YES | -0.073259 | 44 | 0 | 220 |  | 1.01 | Wind | -1 | 0.19493 | 0 | 220 |  |  |  |  | -0.19493 | 0 | 0.82163 | 0.84186 |  |  |  |  | 173 | 0.020235
11065 | ELBOWCK_1G | 1 | West | YES | -0.073259 | 23.4 | 0 | 121.9 | 0 | 1 | Wind | -1 | 0.19493 | 0 | 121.9 |  |  |  |  | -0.19493 | 0 | 0.82163 | 0.84186 |  |  |  |  | 174 | 0.020235
11309 | BULLCREK_2G | 1 | West | YES | -0.073124 | 20.9 | 0 | 180 |  | 1 | Wind | -1 | 0.1948 | 0 | 180 |  |  |  |  | -0.1948 | 0 | 0.82163 | 0.84186 |  |  |  |  | 175 | 0.020235
11310 | BULLCREK_1G | 1 | West | YES | -0.073124 | 15.1 | 0 | 180 |  | 1 | Wind | -1 | 0.1948 | 0 | 180 |  |  |  |  | -0.1948 | 0 | 0.82163 | 0.84186 |  |  |  |  | 176 | 0.020235
1045 | CALENG1G_1G | 1 | West | YES | -0.07306 | 73.4 | 27 | 73.4 | 0 | 1.014 | Cogen | -1 | 0.19473 | 0 | 0 |  |  |  |  | -0.19473 | 0 | 0.82163 | 0.84186 |  |  |  |  | 177 | 0.020235
1046 | CALENG2G_2G | 2 | West | YES | -0.07306 | 73.4 | 27 | 73.4 | 0 | 1.014 | Cogen | -1 | 0.19473 | 0 | 0 |  |  |  |  | -0.19473 | 0 | 0.82163 | 0.84186 |  |  |  |  | 178 | 0.020235
1047 | CALENG3G_3G | 3 | West | YES | -0.07306 | 70.4 | 27 | 70.4 | 0 | 1.014 | Cogen | -1 | 0.19473 | 0 | 0 |  |  |  |  | -0.19473 | 0 | 0.82163 | 0.84186 |  |  |  |  | 179 | 0.020235
11320 | COYOTE_1G | 1 | West | YES | -0.073055 | 22.5 | 0 | 225 |  | 1 | Wind | -1 | 0.19473 | 0 | 225 |  |  |  |  | -0.19473 | 0 | 0.82163 | 0.84186 |  |  |  |  | 180 | 0.020235
1360 | GUNSIGHT_8 | 1 | West | YES | -0.072767 | 0 | 0 | 120 |  | 1.01 | Wind | -1 | 0.19444 | 0 | 120 |  |  |  |  | -0.19444 | 0 | 0.82163 | 0.84186 |  |  |  |  | 181 | 0.020235
1327 | WILDHRSE_1G | 1 | West | YES | -0.072726 | 0 | 0 | 120 |  | 1 | Wind | -1 | 0.1944 | 0 | 120 |  |  |  |  | -0.1944 | 0 | 0.82163 | 0.84186 |  |  |  |  | 182 | 0.020235
1333 | MCDDONAL_8 | 1 | West | YES | -0.072491 | 42.8 | 0 | 214.2 |  | 1.01 | Wind | -1 | 0.19416 | 0 | 214.2 |  |  |  |  | -0.19416 | 0 | 0.82163 | 0.84186 |  |  |  |  | 183 | 0.020235
1328 | OCOTILLO_1G | 1 | West | YES | -0.072307 | 11.6 | 0 | 58 |  | 1.01 | Wind | -1 | 0.19398 | 0 | 58 |  |  |  |  | -0.19398 | 0 | 0.82163 | 0.84186 |  |  |  |  | 184 | 0.020235
13134 | CALFREST_4G | 4 | North | YES | -0.072212 | 151.5 | 40 | 151.5 | 0 | 1.031 | CC | -1 | 0.19389 | 151.5 | 151.5 |  |  | -10.9401 | 151.5 | -0.19389 | -29.3736 | 0.82776 | 0.84768 |  |  |  |  | 185 | 0.020235
13135 | CALFREST_5G | 5 | North | YES | -0.072212 | 152.3 | 57 | 152.3 | 0 | 1.031 | CC | -1 | 0.19389 | 152.3 | 152.3 |  |  | -10.9979 | 152.3 | -0.19389 | -29.5287 | 0.83392 | 0.85352 |  |  |  |  | 186 | 0.020235
13136 | CALFREST_6G | 6 | North | YES | -0.072212 | 177.5 | 40 | 177.5 | 0 | 1.031 | CC | -1 | 0.19389 | 177.5 | 177.5 |  |  | -12.8176 | 177.5 | -0.19389 | -34.4146 | 0.84111 | 0.86033 |  |  |  |  | 187 | 0.020235
11001 | NAV1CT | 1 | West | YES | -0.072203 | 70.4 | 18 | 70.4 | 0 | 1.029 | CC | -1 | 0.19388 | 70.4 | 70.4 |  |  |  |  | -0.19388 | -13.6489 | 0.84395 | 0.86303 |  |  |  |  | 188 | 0.019918
11009 | NAV2CT | 1 | West | YES | -0.072203 | 71.4 | 18 | 71.4 | 0 | 1.029 | CC | -1 | 0.19388 | 71.4 | 71.4 |  |  |  |  | -0.19388 | -13.8428 | 0.84684 | 0.86577 |  |  |  |  | 189 | 0.019599
11011 | NAV3ST | 1 | West | YES | -0.072203 | 92.8 | 40 | 92.8 | 0 | 1.029 | CC | -1 | 0.19388 | 92.8 | 92.8 |  |  |  |  | -0.19388 | -17.9917 | 0.8506 | 0.86934 |  |  |  |  | 190 | 0.019227
11012 | NAV4CT | 1 | West | YES | -0.072203 | 80 | 18 | 80 | 0 | 1.029 | CC | -1 | 0.19388 | 80 | 80 |  |  |  |  | -0.19388 | -15.5101 | 0.85384 | 0.87241 |  |  |  |  | 191 | 0.01908
11013 | NAV5CT | 1 | West | YES | -0.072203 | 80 | 18 | 80 | 0 | 1.029 | CC | -1 | 0.19388 | 80 | 80 |  |  |  |  | -0.19388 | -15.5101 | 0.85707 | 0.87548 |  |  |  |  | 192 | 0.01893
11014 | NAV6ST | 1 | West | YES | -0.072203 | 115 | 40 | 115 | 0 | 1.029 | CC | -1 | 0.19388 | 115 | 115 |  |  |  |  | -0.19388 | -22.2958 | 0.86173 | 0.87989 |  |  |  |  | 193 | 0.018736
11020 | TIEHVSG_1G | 1 | West | YES | -0.072191 | 208.2 | 63 | 208.2 | 0 | 1.012 | CC | -1 | 0.19386 | 208.2 | 208.2 |  |  |  |  | -0.19386 | -40.3625 | 0.87015 | 0.88788 |  |  |  |  | 194 | 0.018568
11021 | TIEHVCG_1G | 1 | West | YES | -0.072191 | 142.1 | 103 | 142.1 | 0 | 1.012 | CC | -1 | 0.19386 | 142.1 | 142.1 |  |  |  |  | -0.19386 | -27.5481 | 0.87591 | 0.89333 |  |  |  |  | 195 | 0.018401
11022 | TIEHVCG_2G | 1 | West | YES | -0.072191 | 132.4 | 103 | 132.4 | 0 | 1.012 | CC | -1 | 0.19386 | 132.4 | 132.4 |  |  |  |  | -0.19386 | -25.6676 | 0.88126 | 0.89841 |  |  |  |  | 196 | 0.01816
11023 | TIEHVCG_3G | 1 | West | YES | -0.072191 | 137.4 | 103 | 137.4 | 0 | 1.012 | CC | -1 | 0.19386 | 137.4 | 137.4 |  |  |  |  | -0.19386 | -26.6369 | 0.88682 | 0.90368 |  |  |  |  | 197 | 0.017723
11024 | TIEHVCG_4G | 1 | West | YES | -0.072191 | 147 | 103 | 147 | 0 | 1.012 | CC | -1 | 0.19386 | 147 | 147 |  |  |  |  | -0.19386 | -28.498 | 0.89277 | 0.90932 |  |  |  |  | 198 | 0.017425
11025 | TIEHVSG_2G | 1 | West | YES | -0.072191 | 213.2 | 63 | 213.2 | 0 | 1.012 | CC | -1 | 0.19386 | 213.2 | 213.2 |  |  |  |  | -0.19386 | -41.3318 | 0.9014 | 0.91751 |  |  |  |  | 199 | 0.017147
1326 | STANTONW_8 | 1 | West | YES | -0.072172 | 20.1 | 0 | 100.5 |  | 1.01 | Wind | -1 | 0.19385 | 0 | 100.5 |  |  |  |  | -0.19385 | 0 | 0.9014 | 0.91751 |  |  |  |  | 200 | 0.016859
1320 | BSP 1 | 1 | West | YES | -0.07208 | 25.5 | 2.9 | 25.8 | 0 | 1 | Cogen | -1 | 0.19375 | 0 | 0 |  |  |  |  | -0.19375 | 0 | 0.9014 | 0.91751 |  |  |  |  | 201 | 0.016551
13131 | CALFREST_1G | 1 | North | YES | -0.072003 | 150.7 | 40 | 150.7 | 0 | 1.031 | CC | -1 | 0.19368 | 150.7 | 150.7 |  |  | -10.8509 | 150.7 | -0.19368 | -29.187 | 0.9075 | 0.92328 |  |  |  |  | 202 | 0.016103
13132 | CALFREST_2G | 2 | North | YES | -0.072003 | 151 | 57 | 151 | 0 | 1.031 | CC | -1 | 0.19368 | 151 | 151 |  |  | -10.8725 | 151 | -0.19368 | -29.2451 | 0.91361 | 0.92907 |  |  |  |  | 203 | 0.016103
13133 | CALFREST_3G | 3 | North | YES | -0.072003 | 177.4 | 40 | 177.4 | 0 | 1.031 | CC | -1 | 0.19368 | 177.4 | 177.4 |  |  | -12.7733 | 177.4 | -0.19368 | -34.3582 | 0.92079 | 0.93587 |  |  |  |  | 204 | 0.016103
76031 | L_GASCCR1_1N | W1 | West | YES | -0.071807 | 30 | 0 | 150 | 0 | 1.02 | Wind | -1 | 0.19348 | 0 | 150 |  |  |  |  | -0.19348 | 0 | 0.92079 | 0.93587 |  |  |  |  | 205 | 0.015782
60057 | CALLAHAN1A | 1 | West | YES | -0.071665 | 22.8 | 0 | 114 | 0 | 1.04 | Wind | -1 | 0.19334 | 0 | 114 |  |  |  |  | -0.19334 | 0 | 0.92079 | 0.93587 |  |  |  |  | 206 | 0.015459
76091 | L_DIVIDE1_1N | W1 | West | YES | -0.071468 | 22.5 | 0 | 112.5 |  | 1.02 | Wind | -1 | 0.19314 | 0 | 112.5 |  |  |  |  | -0.19314 | 0 | 0.92079 | 0.93587 |  |  |  |  | 207 | 0.015081
76095 | L_CAPRSI1_1N | W1 | West | YES | -0.071468 | 29.9 | 0 | 149.5 | 0 | 1.02 | Wind | -1 | 0.19314 | 0 | 149.5 |  |  |  |  | -0.19314 | 0 | 0.92079 | 0.93587 |  |  |  |  | 208 | 0.015081
76096 | L_CAPRSI1_2N | W1 | West | YES | -0.071468 | 37.2 | 0 | 186 | 0 | 1.02 | Wind | -1 | 0.19314 | 0 | 186 |  |  |  |  | -0.19314 | 0 | 0.92079 | 0.93587 |  |  |  |  | 209 | 0.015081
76097 | L_CAPRGE1_1N | W1 | West | YES | -0.071468 | 42.9 | 0 | 214.5 | 0 | 1.02 | Wind | -1 | 0.19314 | 0 | 214.5 |  |  |  |  | -0.19314 | 0 | 0.92079 | 0.93587 |  |  |  |  | 210 | 0.015081
11147 | NOTREES_1G | 1 | West | YES | -0.071379 | 29.8 | 0 | 149 | 0 | 1.017 | Wind | -1 | 0.19305 | 0 | 149 |  |  |  |  | -0.19305 | 0 | 0.92079 | 0.93587 |  |  |  |  | 211 | 0.015081
7038 | L_DELAWA1_1Y | 1 | West | YES | -0.071239 | 3.5 | 0 | 35 | 0 | 1 | Wind | -1 | 0.19291 | 0 | 35 |  |  |  |  | -0.19291 | 0 | 0.92079 | 0.93587 |  |  |  |  | 212 | 0.015081
7038 | L_DELAWA1_1Y | 2 | West | YES | -0.071239 | 3 | 0 | 30 | 0 | 1 | Wind | -1 | 0.19291 | 0 | 30 |  |  |  |  | -0.19291 | 0 | 0.92079 | 0.93587 |  |  |  |  | 213 | 0.015081
1002 | PBCTAGE_1G | A | West | YES | -0.071167 | 64 | 64 | 66 | 0 | 1.036 | GGT | -1 | 0.19284 | 66 | 66 |  |  |  |  | -0.19284 | -12.7275 | 0.92346 | 0.93839 |  |  |  |  | 214 | 0.015081
1003 | PBCTBGE_2G | B | West | YES | -0.071167 | 65 | 65 | 66 | 0 | 1.036 | GGT | -1 | 0.19284 | 66 | 66 |  |  |  |  | -0.19284 | -12.7275 | 0.92613 | 0.94091 |  |  |  |  | 215 | 0.015081
1004 | PBCTCGE_3G | C | West | YES | -0.071167 | 62 | 62 | 67 | 0 | 1.036 | GGT | -1 | 0.19284 | 67 | 67 |  |  |  |  | -0.19284 | -12.9203 | 0.92884 | 0.94347 |  |  |  |  | 216 | 0.015081
1005 | PBCTDGE_4G | D | West | YES | -0.071167 | 65 | 65 | 68 | 0 | 1.036 | GGT | -1 | 0.19284 | 68 | 68 |  |  |  |  | -0.19284 | -13.1131 | 0.9316 | 0.94606 |  |  |  |  | 217 | 0.014929
1006 | PBCTEGE_5G | E | West | YES | -0.071167 | 65 | 65 | 67 | 0 | 1.036 | GGT | -1 | 0.19284 | 67 | 67 |  |  |  |  | -0.19284 | -12.9203 | 0.93431 | 0.94862 |  |  |  |  | 218 | 0.014777
1007 | PB5GEN_6G | 5 | West | YES | -0.071167 | 91.2 | 40 | 114 | 0 | 1.036 | GST | -1 | 0.19284 | 114 | 114 |  |  |  |  | -0.19284 | -21.9838 | 0.93892 | 0.95297 |  |  |  |  | 219 | 0.014623
1008 | PB6GEN_7G | 6 | West | YES | -0.071167 | 515 | 130 | 515 | 0 | 1.036 | GST | -1 | 0.19284 | 515 | 515 |  |  |  |  | -0.19284 | -99.3127 | 0.95976 | 0.97263 |  |  |  |  | 220 | 0.014467
3381 | BBRN_1G | 1 | North | YES | -0.071012 | 618 | 225 | 618 | 0 | 1.03 | LIGCO | -1 | 0.19269 | 0 | 618 |  |  | 0 | 0 | -0.19269 | 0 | 0.95976 | 0.97263 |  |  |  |  | 221 | 0.014312
3382 | BBRN_2G | 2 | North | YES | -0.071012 | 589 | 225 | 589 | 0 | 1.03 | LIGCO | -1 | 0.19269 | 0 | 589 |  |  | 0 | 0 | -0.19269 | 0 | 0.95976 | 0.97263 |  |  |  |  | 222 | 0.01405
1349 | WESTXWIN_1G | 1 | West | YES | -0.070763 | 1.3 | 0 | 6.6 |  | 1.014 | Wind | -1 | 0.19244 | 0 | 6.6 |  |  |  |  | -0.19244 | 0 | 0.95976 | 0.97263 |  |  |  |  | 223 | 0.012866
1350 | NWPWRG1_1G | 1 | West | YES | -0.070763 | 6.9 | 1 | 34.3 |  | 1.014 | Wind | -1 | 0.19244 | 0 | 34.3 |  |  |  |  | -0.19244 | 0 | 0.95976 | 0.97263 |  |  |  |  | 224 | 0.012866
60007 | KING_SW1A | 1 | West | YES | -0.064346 | 20 | 0 | 80 |  | 1.03 | Wind | -1 | 0.18602 | 0 | 80 |  |  |  |  | -0.18602 | 0 | 0.95976 | 0.97263 |  |  |  |  | 225 | 0.012866
60019 | KING_NW1A | 1 | West | YES | -0.064346 | 20 | 0 | 80 |  | 1.03 | Wind | -1 | 0.18602 | 0 | 80 |  |  |  |  | -0.18602 | 0 | 0.95976 | 0.97263 |  |  |  |  | 226 | 0.012866
60201 | RIO DRCS | F | West | YES | -0.064032 | 0 | 0 | 0 | 0 | 1.025 | AVR | -1 | 0.18571 | 0 | 0 |  |  |  |  | -0.18571 | 0 | 0.95976 | 0.97263 |  |  |  |  | 227 | 0.012866
6016 | SWMESA | 1 | West | YES | -0.063905 | 18.8 | 0 | 75 |  | 1.03 | Wind | -1 | 0.18558 | 0 | 75 |  |  |  |  | -0.18558 | 0 | 0.95976 | 0.97263 |  |  |  |  | 228 | 0.012866
60003 | KING_NE1A | 1 | West | YES | -0.063905 | 20 | 0 | 80 |  | 1.03 | Wind | -1 | 0.18558 | 0 | 80 |  |  |  |  | -0.18558 | 0 | 0.95976 | 0.97263 |  |  |  |  | 229 | 0.012866
60005 | KING_SE1A | 1 | West | YES | -0.063905 | 10 | 0 | 40 |  | 1.035 | Wind | -1 | 0.18558 | 0 | 40 |  |  |  |  | -0.18558 | 0 | 0.95976 | 0.97263 |  |  |  |  | 230 | 0.012866
60016 | WOODWRD11A | 1 | West | YES | -0.063824 | 20 | 0 | 80 |  | 1.033 | Wind | -1 | 0.1855 | 0 | 80 |  |  |  |  | -0.1855 | 0 | 0.95976 | 0.97263 |  |  |  |  | 231 | 0.012866
38332 | TNWDWRDU2_8 | 1 | West | YES | -0.063808 | 20 | 0 | 80 | 0 | 1.0232 | Wind | -1 | 0.18548 | 0 | 80 |  |  |  |  | -0.18548 | 0 | 0.95976 | 0.97263 |  |  |  |  | 232 | 0.012866
38437 | TNSRBNMESA9 | 1 | West | YES | -0.063741 | 37.5 | 0 | 150 | 0 | 1.02 | Wind | -1 | 0.18541 | 0 | 150 |  |  |  |  | -0.18541 | 0 | 0.95976 | 0.97263 |  |  |  |  | 233 | 0.012866
60017 | ORNNWP1 | 1 | West | YES | -0.061397 | 20 | 0 | 80 |  | 1.027 | Wind | -1 | 0.18307 | 0 | 80 |  |  |  |  | -0.18307 | 0 | 0.95976 | 0.97263 |  |  |  |  | 234 | 0.012866
60000 | DSKY2 | 1 | West | YES | -0.060804 | 19.1 | 0 | 76.5 |  | 1.039 | Wind | -1 | 0.18248 | 0 | 76.5 |  |  |  |  | -0.18248 | 0 | 0.95976 | 0.97263 |  |  |  |  | 235 | 0.012866
60018 | DSKY1 | 1 | West | YES | -0.060606 | 21 | 0 | 84 | 0 | 1.023 | Wind | -1 | 0.18228 | 0 | 84 |  |  |  |  | -0.18228 | 0 | 0.95976 | 0.97263 |  |  |  |  | 236 | 0.012866
48721 | LEG_1___1 | 1 | North | YES | -0.057159 | 827 | 357 | 827 | 0 | 1.0348 | LIGCO | -1 | 0.17883 | 0 | 827 |  |  | 0 | 0 | -0.17883 | 0 | 0.95976 | 0.97263 |  |  |  |  | 237 | 0.012866
48722 | LEG_2___2 | 2 | North | YES | -0.057159 | 819 | 357 | 819 | 0 | 1.0348 | LIGCO | -1 | 0.17883 | 0 | 819 |  |  | 0 | 0 | -0.17883 | 0 | 0.95976 | 0.97263 |  |  |  |  | 238 | 0.012866
60202 | FRNDDRCS | F | West | YES | -0.048368 | 0 | 0 | 0 | 0 | 0.9985 | AVR | -1 | 0.17004 | 0 | 0 |  |  |  |  | -0.17004 | 0 | 0.95976 | 0.97263 |  |  |  |  | 239 | 0.012866
39960 | TNTNPONE_18 | 1 | North | YES | -0.047355 | 152.3 | 30 | 152.3 |  | 1.04 | LIGCO | -1 | 0.16903 | 0 | 152.3 |  |  | 0 | 0 | -0.16903 | 0 | 0.95976 | 0.97263 |  |  |  |  | 240 | 0.012866
39970 | TNTNPONE_28 | 1 | North | YES | -0.047355 | 153 | 30 | 153 |  | 1.04 | LIGCO | -1 | 0.16903 | 0 | 153 |  |  | 0 | 0 | -0.16903 | 0 | 0.95976 | 0.97263 |  |  |  |  | 241 | 0.012866
990 | GIBN_CREK_G1 | 1 | North | YES | -0.024196 | 463 | 200 | 463 | 0 | 1.0275 | LIGCO | -1 | 0.14587 | 0 | 463 |  |  | 0 | 0 | -0.14587 | 0 | 0.95976 | 0.97263 |  |  |  |  | 242 | 0.012866
32798 | BRYN_TAMUGEN | 1 | North | YES | -0.019635 | 32 | 0 | 32 |  | 1.02 | GST | -1 | 0.14131 | 32 | 32 |  |  | -0.62832 | 32 | -0.14131 | -4.5219 | 0.96106 | 0.97352 |  |  |  |  | 243 | 0.012866
32886 | BRYN_ATKINS3 | MB | North | YES | -0.019514 | 0 | 5 | 12 |  | 1 | GST | -1 | 0.14119 | 0 | 0 |  |  | 0 | 0 | -0.14119 | 0 | 0.96106 | 0.97352 |  |  |  |  | 244 | 0.012866
32887 | BRYN_ATKINS6 | MB | North | YES | -0.019514 | 0 | 12 | 51 |  | 1.028 | GST | -1 | 0.14119 | 0 | 0 |  |  | 0 | 0 | -0.14119 | 0 | 0.96106 | 0.97352 |  |  |  |  | 245 | 0.012866
32888 | BRYN_ATKINS7 | 1 | North | YES | -0.019514 | 13.6 | 4 | 17 |  | 1.028 | GGT | -1 | 0.14119 | 17 | 17 |  |  | -0.33174 | 17 | -0.14119 | -2.4002 | 0.96175 | 0.974 |  |  |  |  | 246 | 0.012466
32890 | BRYN_ATKINS4 | MB | North | YES | -0.019514 | 0 | 5 | 22 |  | 1.031 | GST | -1 | 0.14119 | 0 | 0 |  |  | 0 | 0 | -0.14119 | 0 | 0.96175 | 0.974 |  |  |  |  | 247 | 0.012466
32891 | BRYN_ATKINS5 | MB | North | YES | -0.019514 | 0 | 5 | 25 |  | 1.031 | GST | -1 | 0.14119 | 0 | 0 |  |  | 0 | 0 | -0.14119 | 0 | 0.96175 | 0.974 |  |  |  |  | 248 | 0.012466
48671 | FTR_GT1_5105 | 1 | North | YES | -0.017321 | 154.2 | 0 | 154.2 | 0 | 1.0319 | CC | -1 | 0.13899 | 154.2 | 154.2 |  |  | -2.6709 | 154.2 | -0.13899 | -21.4329 | 0.96799 | 0.97824 |  |  |  |  | 249 | 0.012253
48672 | FTR_GT2_5110 | 2 | North | YES | -0.017321 | 159 | 0 | 159 | 0 | 1.0319 | CC | -1 | 0.13899 | 159 | 159 |  |  | -2.754 | 159 | -0.13899 | -22.1001 | 0.97442 | 0.98262 |  |  |  |  | 250 | 0.012253
48673 | FTR_GT3_5085 | 3 | North | YES | -0.017321 | 158 | 0 | 158 | 0 | 1.0319 | CC | -1 | 0.13899 | 158 | 158 |  |  | -2.7367 | 158 | -0.13899 | -21.9611 | 0.98082 | 0.98696 |  |  |  |  | 251 | 0.012253
48674 | FTR_CN4_5095 | 4 | North | YES | -0.017321 | 380 | 0 | 380 | 0 | 1.0319 | CC | -1 | 0.13899 | 380 | 380 |  |  | -6.582 | 380 | -0.13899 | -52.8178 | 0.9962 | 0.99742 |  |  |  |  | 252 | 0.010255
32883 | BRYN_DNSBY3 | 1 | North | YES | -0.01708 | 0 | 2 | 48 |  | 1.015 | GST | -1 | 0.13875 | 48 | 48 |  |  | -0.81984 | 48 | -0.13875 | -6.6602 | 0.99814 | 0.99874 |  |  |  |  | 253 | 0.0081941
32884 | BRYN_DNSBY13 | 1 | North | YES | -0.01708 | 46 | 2 | 46 | 0 | 1.015 | GST | -1 | 0.13875 | 46 | 46 |  |  | -0.78568 | 46 | -0.13875 | -6.3826 | 1 | 1 |  |  |  |  | 254 | 0.0061467
32892 | BRYN_DNSBY14 | 1 | North | YES | -0.01708 | 84 | 25 | 105 | 0 | 1.035 | GST | -1 | 0.13875 | 105 | 105 |  |  | -1.7934 | 105 | -0.13875 | -14.5691 | 1.0042 | 1.0029 |  |  |  |  | 255 | 0.0012226
5934 | SI_RAY5 | 5 | South | YES | 0 | 0 | 10 | 15 |  | 1.035 | GST | 1 | 0.084041 | 15 | 15 | 0 | 15 |  |  | 0.084041 | 1.2606 | [6 empty] | 256 | 0.00059828
8139 | JOS #1 | MB | South | YES | 0 | 0 | 45 | 255 |  | 1.02 | GST | 1 | 0.084041 | 0 | 0 | 0 | 0 |  |  | 0.084041 | 0 | [6 empty] | 257 | 0
8285 | LAR #1 | MB | South | YES | 0 | 0 | 9 | 32 |  | 1.0497 | GST | 1 | 0.084041 | 0 | 0 | 0 | 0 |  |  | 0.084041 | 0 | [6 empty] | 258 | -0.0013656
8287 | LAR #2 | MB | South | YES | 0 | 0 | 9 | 32 |  | 1.04 | GST | 1 | 0.084041 | 0 | 0 | 0 | 0 |  |  | 0.084041 | 0 | [6 empty] | 259 | 0
8288 | LAR #3 | MB | South | YES | 0 | 0 | 25 | 105 |  | 1.04 | GST | 1 | 0.084041 | 0 | 0 | 0 | 0 |  |  | 0.084041 | 0 | [6 empty] | 260 | 0
8388 | BATES0A | MB | South | YES | 0 | 0 | 21 | 71 |  | 1.033 | GST | 1 | 0.084041 | 0 | 0 | 0 | 0 |  |  | 0.084041 | 0 | [6 empty] | 261 | 0
8393 | BATES0B | MB | South | YES | 0 | 0 | 25 | 110 |  | 1.03 | GST | 1 | 0.084041 | 0 | 0 | 0 | 0 |  |  | 0.084041 | 0 | [6 empty] | 262 | 0
8437 | NUECES_B0C | MB | South | YES | 0 | 0 | 7 | 30 |  | 1.03 | GST | 1 | 0.084041 | 0 | 0 | 0 | 0 |  |  | 0.084041 | 0 | [6 empty] | 263 | 0
8438 | NUECES_B0B | MB | South | YES | 0 | 0 | 26 | 169 |  | 1.03 | GST | 1 | 0.084041 | 0 | 0 | 0 | 0 |  |  | 0.084041 | 0 | [6 empty] | 264 | 0
39190 | TNSLCGN1__8 | 1 | Houston | YES | 0 | 0 | 10 | 30 |  | 1.03 | Cogen | 1 | 0.084041 | 0 | 0 |  |  |  |  | 0.084041 | 0 | [6 empty] | 265 | 0
48591 | CHE_GT2_5030 | 2 | Houston | YES | 0.018438 | 173 | 50 | 173 | 0 | 1.029 | Cogen | 1 | 0.10248 | 0 | 0 |  |  |  |  | 0.10248 | 0 | [6 empty] | 266 | 0
48811 | CVC_GT3_5045 | 3 | Houston | YES | 0.018438 | 156 | 91.8 | 156 | 0 | 1.029 | Cogen | 1 | 0.10248 | 0 | 0 |  |  |  |  | 0.10248 | 0 | [6 empty] | 267 | 0
48812 | CVC_GT2_5020 | 2 | Houston | YES | 0.018438 | 158 | 91.8 | 158 | 0 | 1.029 | Cogen | 1 | 0.10248 | 0 | 0 |  |  |  |  | 0.10248 | 0 | [6 empty] | 268 | 0
48813 | CVC_GT1_5035 | 1 | Houston | YES | 0.018438 | 160 | 91.8 | 160 | 0 | 1.029 | Cogen | 1 | 0.10248 | 0 | 0 |  |  |  |  | 0.10248 | 0 | [6 empty] | 269 | 0
48814 | CVC_ST5_5040 | 1 | Houston | YES | 0.018438 | 162 | 91.8 | 162 | 0 | 1.029 | Cogen | 1 | 0.10248 | 0 | 0 |  |  |  |  | 0.10248 | 0 | [6 empty] | 270 | 0
48885 | THW_5152 | B | Houston | YES | 0.022392 | 47.2 | 5 | 59 |  | 1.0319 | GGT | 1 | 0.10643 | 59 | 59 |  |  |  |  | 0.10643 | 6.2796 | [6 empty] | 271 | 0
48885 | THW_5152 | A | Houston | YES | 0.022392 | 46.4 | 5 | 58 |  | 1.0319 | GGT | 1 | 0.10643 | 58 | 58 |  |  |  |  | 0.10643 | 6.1731 | [6 empty] | 272 | 0
48886 | THW_5354 | D | Houston | YES | 0.022392 | 46.4 | 5 | 58 |  | 1.0319 | GGT | 1 | 0.10643 | 58 | 58 |  |  |  |  | 0.10643 | 6.1731 | [6 empty] | 273 | 0
48886 | THW_5354 | C | Houston | YES | 0.022392 | 45.6 | 5 | 57 |  | 1.0319 | GGT | 1 | 0.10643 | 57 | 57 |  |  |  |  | 0.10643 | 6.0667 | [6 empty] | 274 | 0
48887 | THW_5556 | E | Houston | YES | 0.022392 | 47.2 | 5 | 59 |  | 1.0319 | GGT | 1 | 0.10643 | 59 | 59 |  |  |  |  | 0.10643 | 6.2796 | [6 empty] | 275 | 0
48887 | THW_5556 | F | Houston | YES | 0.022392 | 45.6 | 5 | 57 |  | 1.0319 | GGT | 1 | 0.10643 | 57 | 57 |  |  |  |  | 0.10643 | 6.0667 | [6 empty] | 276 | 0
48690 | GBY_GN5_5 | 5 | Houston | YES | 0.022673 | 318.4 | 81 | 398 |  | 1.0362 | GSC | 1 | 0.10671 | 398 | 398 |  |  |  |  | 0.10671 | 42.4723 | [6 empty] | 277 | 0
48595 | BTE_GT2_8075 | 1 | Houston | YES | 0.022877 | 162.8 | 130 | 162.8 | 0 | 1.0261 | CC | 1 | 0.10692 | 162.8 | 162.8 |  |  |  |  | 0.10692 | 17.4063 | [6 empty] | 278 | 0
48596 | BTE_GT3_8045 | 2 | Houston | YES | 0.022877 | 161.4 | 130 | 161.4 | 0 | 1.0261 | CC | 1 | 0.10692 | 161.4 | 161.4 |  |  |  |  | 0.10692 | 17.2566 | [6 empty] | 279 | 0
48597 | BTE_GT4_8055 | 3 | Houston | YES | 0.022877 | 158.9 | 130 | 158.9 | 0 | 1.0261 | CC | 1 | 0.10692 | 158.9 | 158.9 |  |  |  |  | 0.10692 | 16.9893 | [6 empty] | 280 | 0
48598 | BTE_ST1_8070 | 4 | Houston | YES | 0.022877 | 269.2 | 60 | 269.2 | 0 | 1.0261 | CC | 1 | 0.10692 | 269.2 | 269.2 |  |  |  |  | 0.10692 | 28.7824 | [6 empty] | 281 | 0
48583 | CBY_GT4_1 | 1 | Houston | YES | 0.023525 | 172 | 0 | 172 | 0 | 1.027 | GSC | 1 | 0.10757 | 172 | 172 |  |  |  |  | 0.10757 | 18.5014 | [6 empty] | 282 | 0
48584 | CBY_GT4_2 | 2 | Houston | YES | 0.023525 | 172 | 0 | 172 | 0 | 1.027 | CC | 1 | 0.10757 | 172 | 172 |  |  |  |  | 0.10757 | 18.5014 | [6 empty] | 283 | 0
48585 | CBY_ST4_1 | 3 | Houston | YES | 0.023525 | 172 | 0 | 172 | 0 | 1.027 | CC | 1 | 0.10757 | 172 | 172 |  |  |  |  | 0.10757 | 18.5014 | [6 empty] | 284 | 0
48815 | CVC_GT4_8005 | 4 | Houston | YES | 0.023638 | 165 | 91.8 | 165 |  | 1.0362 | Cogen | 1 | 0.10768 | 0 | 0 |  |  |  |  | 0.10768 | 0 | [6 empty] | 285 | 0
48791 | PSA_GT1_8160 | 1 | Houston | YES | 0.023844 | 52 | 20.8 | 65 | 0 | 1.0362 | Cogen | 1 | 0.10789 | 0 | 0 |  |  |  |  | 0.10789 | 0 | [6 empty] | 286 | 0
48792 | PSA_GT2_8155 | 2 | Houston | YES | 0.023844 | 52.8 | 20.3 | 66 | 0 | 1.0362 | Cogen | 1 | 0.10789 | 0 | 0 |  |  |  |  | 0.10789 | 0 | [6 empty] | 287 | 0
48793 | PSA_GT3_8150 | 3 | Houston | YES | 0.023844 | 56 | 20.3 | 70 | 0 | 1.0362 | Cogen | 1 | 0.10789 | 0 | 0 |  |  |  |  | 0.10789 | 0 | [6 empty] | 288 | 0
48794 | PSA_GT4_8145 | 4 | Houston | YES | 0.023844 | 52.8 | 20.3 | 66 | 0 | 1.0362 | Cogen | 1 | 0.10789 | 0 | 0 |  |  |  |  | 0.10789 | 0 | [6 empty] | 289 | 0
48795 | PSA_GT5_8140 | 5 | Houston | YES | 0.023844 | 51.2 | 20.3 | 64 | 0 | 1.0362 | Cogen | 1 | 0.10789 | 0 | 0 |  |  |  |  | 0.10789 | 0 | [6 empty] | 290 | 0
48796 | PSA_GN1_8165 | 1 | Houston | YES | 0.023844 | 83.2 | 43.1 | 104 | 0 | 1.0362 | Cogen | 1 | 0.10789 | 0 | 0 |  |  |  |  | 0.10789 | 0 | [6 empty] | 291 | 0
48797 | PSA_GT6_8135 | 6 | Houston | YES | 0.023844 | 47.2 | 34.5 | 59 | 0 | 1.0362 | Cogen | 1 | 0.10789 | 0 | 0 |  |  |  |  | 0.10789 | 0 | [6 empty] | 292 | 0
48581 | CBY_GN1_1 | 1 | Houston | YES | 0.023855 | 595.2 | 108 | 744 | 0 | 1.0435 | GSC | 1 | 0.1079 | 744 | 744 |  |  |  |  | 0.1079 | 80.2749 | [6 empty] | 293 | 0
48940 | WARVUE_GT1 | G1 | Houston | YES | 0.023869 | 15 | 0 | 15 |  | 1.021 | Cogen | 1 | 0.10791 | 0 | 0 |  |  |  |  | 0.10791 | 0 | [6 empty] | 294 | 0
48651 | EP_1_2 | 1 | Houston | YES | 0.023881 | 4 | 0 | 5 | 0 | 1.0362 | Cogen | 1 | 0.10792 | 0 | 0 |  |  |  |  | 0.10792 | 0 | [6 empty] | 295 | 0
48651 | EP_1_2 | 2 | Houston | YES | 0.023881 | 17.7 | 10 | 21 | 0 | 1.0362 | Cogen | 1 | 0.10792 | 0 | 0 |  |  |  |  | 0.10792 | 0 | [6 empty] | 296 | 0
49803 | EXN_15GT | 1 | Houston | YES | 0.024253 | 33 | 8.3 | 34 |  | 1.0326 | Cogen | 1 | 0.10829 | 0 | 0 |  |  |  |  | 0.10829 | 0 | [6 empty] | 297 | 0
49804 | EXN_16GT | 2 | Houston | YES | 0.024253 | 32 | 8.3 | 34.7 |  | 1.0326 | Cogen | 1 | 0.10829 | 0 | 0 |  |  |  |  | 0.10829 | 0 | [6 empty] | 298 | 0
49805 | EXN_17GT | 3 | Houston | YES | 0.024253 | 31 | 8.3 | 32.7 |  | 1.0326 | Cogen | 1 | 0.10829 | 0 | 0 |  |  |  |  | 0.10829 | 0 | [6 empty] | 299 | 0
49826 | EXN938GT | 5 | Houston | YES | 0.024253 | 43 | 9.2 | 45.9 |  | 1.0326 | Cogen | 1 | 0.10829 | 0 | 0 |  |  |  |  | 0.10829 | 0 | [6 empty] | 300 | 0
49828 | EXN941GT | 10 | Houston | YES | 0.024253 | 17.7 | 5.4 | 17.7 | 0 | 1.0326 | Cogen | 1 | 0.10829 | 0 | 0 |  |  |  |  | 0.10829 | 0 | [6 empty] | 301 | 0
49829 | EXN942GT | 11 | Houston | YES | 0.024253 | 20 | 5.4 | 20.4 | 0 | 1.0326 | Cogen | 1 | 0.10829 | 0 | 0 |  |  |  |  | 0.10829 | 0 | [6 empty] | 302 | 0
49830 | EXN943GT | 12 | Houston | YES | 0.024253 | 19 | 5.4 | 19.9 | 0 | 1.0326 | Cogen | 1 | 0.10829 | 0 | 0 |  |  |  |  | 0.10829 | 0 | [6 empty] | 303 | 0
49831 | EXN944GT | 13 | Houston | YES | 0.024253 | 33 | 5.4 | 35 | 0 | 1.0326 | Cogen | 1 | 0.10829 | 0 | 0 |  |  |  |  | 0.10829 | 0 | [6 empty] | 304 | 0
49832 | EXN945GT | 9 | Houston | YES | 0.024253 | 18.5 | 9.2 | 18.5 |  | 1.0326 | Cogen | 1 | 0.10829 | 0 | 0 |  |  |  |  | 0.10829 | 0 | [6 empty] | 305 | 0
49837 | EXN_GT | 4 | Houston | YES | 0.024253 | 81 | 21.3 | 85.4 |  | 1.0326 | Cogen | 1 | 0.10829 | 0 | 0 |  |  |  |  | 0.10829 | 0 | [6 empty] | 306 | 0
49838 | EXN_14GT | 14 | Houston | YES | 0.024253 | 140 | 0 | 148 |  | 1.0326 | Cogen | 1 | 0.10829 | 0 | 0 |  |  |  |  | 0.10829 | 0 | [6 empty] | 307 | 0
48883 | THW_GT1_GT_1 | B2 | Houston | YES | 0.024359 | 0 | 0 | 12 |  | 1.043 | GGT | 1 | 0.1084 | 12 | 12 |  |  |  |  | 0.1084 | 1.3008 | [6 empty] | 308 | 0
48582 | CBY_GN2_2 | 2 | Houston | YES | 0.024637 | 596.8 | 110 | 746 | 0 | 1.0435 | GSC | 1 | 0.10868 | 746 | 746 |  |  |  |  | 0.10868 | 81.0741 | [6 empty] | 309 | 0
48873 | THW_ST3_ST_3 | 3 | Houston | YES | 0.02522 | 107 | 19 | 107 | 0 | 1.0435 | CC | 1 | 0.10926 | 107 | 107 |  |  |  |  | 0.10926 | 11.691 | [6 empty] | 310 | 0
48874 | THW_ST4_ST_4 | 4 | Houston | YES | 0.02522 | 108 | 19 | 108 | 0 | 1.0435 | CC | 1 | 0.10926 | 108 | 108 |  |  |  |  | 0.10926 | 11.8002 | [6 empty] | 311 | 0
48875 | THW_3132 | A | Houston | YES | 0.02522 | 55 | 5 | 55 | 0 | 1.0435 | CC | 1 | 0.10926 | 55 | 55 |  |  |  |  | 0.10926 | 6.0094 | [6 empty] | 312 | 0
48875 | THW_3132 | B | Houston | YES | 0.02522 | 53 | 5 | 53 | 0 | 1.0435 | CC | 1 | 0.10926 | 53 | 53 |  |  |  |  | 0.10926 | 5.7909 | [6 empty] | 313 | 0
48877 | THW_3334 | C | Houston | YES | 0.02522 | 55 | 5 | 55 | 0 | 1.0435 | CC | 1 | 0.10926 | 55 | 55 |  |  |  |  | 0.10926 | 6.0094 | [6 empty] | 314 | 0
48877 | THW_3334 | D | Houston | YES | 0.02522 | 57 | 5 | 57 | 0 | 1.0435 | CC | 1 | 0.10926 | 57 | 57 |  |  |  |  | 0.10926 | 6.2279 | [6 empty] | 315 | 0
48879 | THW_4142 | E | Houston | YES | 0.02522 | 56 | 5 | 56 | 0 | 1.0435 | CC | 1 | 0.10926 | 56 | 56 |  |  |  |  | 0.10926 | 6.1186 | [6 empty] | 316 | 0
48879 | THW_4142 | F | Houston | YES | 0.02522 | 55 | 5 | 55 | 0 | 1.0435 | CC | 1 | 0.10926 | 55 | 55 |  |  |  |  | 0.10926 | 6.0094 | [6 empty] | 317 | 0
48881 | THW_4344 | G | Houston | YES | 0.02522 | 58 | 5 | 58 | 0 | 1.0435 | CC | 1 | 0.10926 | 58 | 58 |  |  |  |  | 0.10926 | 6.3372 | [6 empty] | 318 | 0
48881 | THW_4344 | H | Houston | YES | 0.02522 | 58 | 5 | 58 | 0 | 1.0435 | CC | 1 | 0.10926 | 58 | 58 |  |  |  |  | 0.10926 | 6.3372 | [6 empty] | 319 | 0
48593 | CHE_GT1_8015 | 1 | Houston | YES | 0.025923 | 173 | 50 | 173 | 0 | 1.0362 | Cogen | 1 | 0.10996 | 0 | 0 |  |  |  |  | 0.10996 | 0 | [6 empty] | 320 | 0
48594 | CHE_GN4_8025 | 4 | Houston | YES | 0.025923 | 142 | 60 | 142 | 0 | 1.0362 | Cogen | 1 | 0.10996 | 0 | 0 |  |  |  |  | 0.10996 | 0 | [6 empty] | 321 | 0
48511 | LPE_GT1_8070 | 1 | Houston | YES | 0.025992 | 42 | 0 | 42 | 0 | 1.0362 | GGT | 1 | 0.11003 | 42 | 42 |  |  |  |  | 0.11003 | 4.6214 | [6 empty] | 322 | 0
48512 | LPE_GT2_8075 | 2 | Houston | YES | 0.025992 | 42 | 0 | 42 | 0 | 1.0362 | GGT | 1 | 0.11003 | 42 | 42 |  |  |  |  | 0.11003 | 4.6214 | [6 empty] | 323 | 0
48513 | LPE_GT3_8080 | 3 | Houston | YES | 0.025992 | 39 | 0 | 39 | 0 | 1.0362 | GGT | 1 | 0.11003 | 39 | 39 |  |  |  |  | 0.11003 | 4.2913 | [6 empty] | 324 | 0
48514 | LPE_GT4_8085 | 4 | Houston | YES | 0.025992 | 39 | 0 | 39 | 0 | 1.0362 | GGT | 1 | 0.11003 | 39 | 39 |  |  |  |  | 0.11003 | 4.2913 | [6 empty] | 325 | 0
48500 | APD_GT1_8005 | 1 | Houston | YES | 0.026106 | 137.6 | 54.6 | 137.6 | 0 | 1.0362 | Cogen | 1 | 0.11015 | 0 | 0 |  |  |  |  | 0.11015 | 0 | [6 empty] | 326 | 0
48820 | SHELLG1_3015 | 1 | Houston | YES | 0.026582 | 71 | 34.5 | 71 |  | 1.029 | Cogen | 1 | 0.11062 | 0 | 0 |  |  |  |  | 0.11062 | 0 | [6 empty] | 327 | 0
48821 | SHELLG2 | 2 | Houston | YES | 0.026582 | 72 | 34.5 | 72 |  | 1.029 | Cogen | 1 | 0.11062 | 0 | 0 |  |  |  |  | 0.11062 | 0 | [6 empty] | 328 | 0
48822 | SHELLG3_3020 | 2 | Houston | YES | 0.026582 | 30 | 0 | 30 |  | 1.029 | Cogen | 1 | 0.11062 | 0 | 0 |  |  |  |  | 0.11062 | 0 | [6 empty] | 329 | 0
48822 | SHELLG3_3020 | 1 | Houston | YES | 0.026582 | 39 | 0 | 39 |  | 1.029 | Cogen | 1 | 0.11062 | 0 | 0 |  |  |  |  | 0.11062 | 0 | [6 empty] | 330 | 0
48740 | PSG_GN2_8050 | 1 | Houston | YES | 0.026929 | 182 | 60 | 182 | 0 | 1.0326 | Cogen | 1 | 0.11097 | 0 | 0 |  |  |  |  | 0.11097 | 0 | [6 empty] | 331 | 0
48741 | PSG_GT2_8040 | 1 | Houston | YES | 0.026929 | 158.6 | 50 | 158.6 | 0 | 1.0326 | Cogen | 1 | 0.11097 | 0 | 0 |  |  |  |  | 0.11097 | 0 | [6 empty] | 332 | 0
48742 | PSG_GT3_8060 | 1 | Houston | YES | 0.026929 | 157 | 50 | 157 | 0 | 1.0326 | Cogen | 1 | 0.11097 | 0 | 0 |  |  |  |  | 0.11097 | 0 | [6 empty] | 333 | 0
48854 | SRB_GN4_4 | 4 | Houston | YES | 0.026929 | 182.4 | 35 | 228 | 0 | 1.0326 | GST | 1 | 0.11097 | 228 | 228 |  |  |  |  | 0.11097 | 25.3012 | [6 empty] | 334 | 0
48611 | DIB_GT1_8080 | 1 | Houston | YES | 0.026936 | 64 | 0 | 64 | 0 | 1.0326 | Cogen | 1 | 0.11098 | 0 | 0 |  |  |  |  | 0.11098 | 0 | [6 empty] | 335 | 0
48612 | DIB_GT2_8075 | 2 | Houston | YES | 0.026936 | 63.2 | 0 | 63.2 | 0 | 1.0326 | Cogen | 1 | 0.11098 | 0 | 0 |  |  |  |  | 0.11098 | 0 | [6 empty] | 336 | 0
48613 | DIB_ST1_8085 | 3 | Houston | YES | 0.026936 | 67.9 | 30 | 82.6 | 0 | 1.0326 | Cogen | 1 | 0.11098 | 0 | 0 |  |  |  |  | 0.11098 | 0 | [6 empty] | 337 | 0
48614 | DIB_GT3_8090 | 4 | Houston | YES | 0.026936 | 73.6 | 15 | 73.6 | 0 | 1.0326 | Cogen | 1 | 0.11098 | 0 | 0 |  |  |  |  | 0.11098 | 0 | [6 empty] | 338 | 0
48845 | SOL_GT1 | 1 | Houston | YES | 0.026939 | 16.2 | 15.4 | 16.2 |  | 1.0326 | Solar | 1 | 0.11098 | 16.2 | 16.2 |  |  |  |  | 0.11098 | 1.7979 | [6 empty] | 339 | 0
48853 | SRB_GN3_3 | 3 | Houston | YES | 0.026943 | 170.4 | 35 | 213 |  | 1.0326 | GST | 1 | 0.11098 | 213 | 213 |  |  |  |  | 0.11098 | 23.6397 | [6 empty] | 340 | 0
48551 | CAL_GT1_8045 | 1 | Houston | YES | 0.027003 | 149 | 0 | 149 | 0 | 1.0326 | Cogen | 1 | 0.11104 | 0 | 0 |  |  |  |  | 0.11104 | 0 | [6 empty] | 341 | 0
48552 | CAL_ST1_8000 | 2 | Houston | YES | 0.027003 | 65.1 | 0 | 65.1 | 0 | 1.0326 | Cogen | 1 | 0.11104 | 0 | 0 |  |  |  |  | 0.11104 | 0 | [6 empty] | 342 | 0
48851 | SRB_GN1_1 | 1 | Houston | YES | 0.027009 | 132 | 26 | 165 | 0 | 1.0217 | GST | 1 | 0.11105 | 165 | 165 |  |  |  |  | 0.11105 | 18.3233 | [6 empty] | 343 | 0
48852 | SRB_GN2_2 | 2 | Houston | YES | 0.027027 | 140.8 | 26 | 176 | 0 | 1.0217 | GST | 1 | 0.11107 | 176 | 176 |  |  |  |  | 0.11107 | 19.548 | [6 empty] | 344 | 0
48855 | SRB_GT211035 | B1 | Houston | YES | 0.027041 | 0 | 0 | 18 |  | 1.014 | GGT | 1 | 0.11108 | 18 | 18 |  |  |  |  | 0.11108 | 1.9995 | [6 empty] | 345 | 0
48855 | SRB_GT211035 | B2 | Houston | YES | 0.027041 | 0 | 0 | 12 |  | 1.014 | GGT | 1 | 0.11108 | 12 | 12 |  |  |  |  | 0.11108 | 1.333 | [6 empty] | 346 | 0
48761 | PR_GT1__9040 | 1 | Houston | YES | 0.027289 | 26 | 0 | 35 |  | 1 | Cogen | 1 | 0.11133 | 0 | 0 |  |  |  |  | 0.11133 | 0 | [6 empty] | 347 | 0
48641 | DPEC_GT15040 | 1 | Houston | YES | 0.027531 | 163.2 | 98 | 163.2 | 0 | 1.0319 | CC | 1 | 0.11157 | 163.2 | 163.2 |  |  |  |  | 0.11157 | 18.2086 | [6 empty] | 348 | 0
48642 | DPEC_GT25025 | 2 | Houston | YES | 0.027531 | 157.1 | 98 | 157.1 | 0 | 1.0319 | CC | 1 | 0.11157 | 157.1 | 157.1 |  |  |  |  | 0.11157 | 17.528 | [6 empty] | 349 | 0
48643 | DPEC_GT35010 | 3 | Houston | YES | 0.027531 | 157.5 | 98 | 157.5 | 0 | 1.0319 | CC | 1 | 0.11157 | 157.5 | 157.5 |  |  |  |  | 0.11157 | 17.5726 | [6 empty] | 350 | 0
48644 | DPEC_GT45070 | 4 | Houston | YES | 0.027531 | 157 | 98 | 157 | 0 | 1.0319 | CC | 1 | 0.11157 | 157 | 157 |  |  |  |  | 0.11157 | 17.5169 | [6 empty] | 351 | 0
48645 | DPEC_ST55065 | 5 | Houston | YES | 0.027531 | 282 | 0 | 282 | 0 | 1.0319 | CC | 1 | 0.11157 | 282 | 282 |  |  |  |  | 0.11157 | 31.4634 | [6 empty] | 352 | 0
48841 | SJS_GT1_GT1 | 1 | Houston | YES | 0.02779 | 62.4 | 49 | 78 | 0 | 1.0362 | Cogen | 1 | 0.11183 | 0 | 0 |  |  |  |  | 0.11183 | 0 | [6 empty] | 353 | 0
48842 | SJS_GT2_GT2 | 2 | Houston | YES | 0.02779 | 64.8 | 49 | 81 | 0 | 1.0362 | Cogen | 1 | 0.11183 | 0 | 0 |  |  |  |  | 0.11183 | 0 | [6 empty] | 354 | 0
48691 | GBY_73741085 | B | Houston | YES | 0.028121 | 37.6 | 20 | 47 | 0 | 1.0362 | GGT | 1 | 0.11216 | 47 | 47 |  |  |  |  | 0.11216 | 5.2716 | [6 empty] | 355 | 0
48691 | GBY_73741085 | A | Houston | YES | 0.028121 | 37.6 | 20 | 47 | 0 | 1.0362 | GGT | 1 | 0.11216 | 47 | 47 |  |  |  |  | 0.11216 | 5.2716 | [6 empty] | 356 | 0
48692 | GBY_81821075 | D | Houston | YES | 0.028121 | 44 | 20 | 55 | 0 | 1.0362 | GGT | 1 | 0.11216 | 55 | 55 |  |  |  |  | 0.11216 | 6.1689 | [6 empty] | 357 | 0
48692 | GBY_81821075 | C | Houston | YES | 0.028121 | 37.6 | 20 | 47 | 0 | 1.0362 | GGT | 1 | 0.11216 | 47 | 47 |  |  |  |  | 0.11216 | 5.2716 | [6 empty] | 358 | 0
48693 | GBY_83841065 | F | Houston | YES | 0.028121 | 43.2 | 20 | 54 | 0 | 1.0362 | GGT | 1 | 0.11216 | 54 | 54 |  |  |  |  | 0.11216 | 6.0568 | [6 empty] | 359 | 0
48693 | GBY_83841065 | E | Houston | YES | 0.028121 | 45.6 | 20 | 57 | 0 | 1.0362 | GGT | 1 | 0.11216 | 57 | 57 |  |  |  |  | 0.11216 | 6.3933 | [6 empty] | 360 | 0
48531 | BYU_GT1_8075 | 1 | Houston | YES | 0.028785 | 65 | 0 | 65 |  | 1.0362 | Cogen | 1 | 0.11283 | 0 | 0 |  |  |  |  | 0.11283 | 0 | [6 empty] | 361 | 0
48532 | BYU_GT2_8055 | 2 | Houston | YES | 0.028785 | 62 | 0 | 62 |  | 1.0362 | Cogen | 1 | 0.11283 | 0 | 0 |  |  |  |  | 0.11283 | 0 | [6 empty] | 362 | 0
48533 | BYU_GT3_8060 | 3 | Houston | YES | 0.028785 | 67 | 0 | 67 |  | 1.0362 | Cogen | 1 | 0.11283 | 0 | 0 |  |  |  |  | 0.11283 | 0 | [6 empty] | 363 | 0
48534 | BYU_GT4_8065 | 4 | Houston | YES | 0.028785 | 65 | 0 | 65 |  | 1.0362 | Cogen | 1 | 0.11283 | 0 | 0 |  |  |  |  | 0.11283 | 0 | [6 empty] | 364 | 0
48561 | CTL_GT2_8130 | 1 | Houston | YES | 0.029314 | 73.5 | 30.3 | 91.9 |  | 1.0362 | Cogen | 1 | 0.11336 | 0 | 0 |  |  |  |  | 0.11336 | 0 | [6 empty] | 365 | 0
48562 | CTL_GT3_8135 | 2 | Houston | YES | 0.029314 | 70.1 | 30.3 | 87.6 |  | 1.0362 | Cogen | 1 | 0.11336 | 0 | 0 |  |  |  |  | 0.11336 | 0 | [6 empty] | 366 | 0
48563 | CTL_GT4_8140 | 3 | Houston | YES | 0.029314 | 69.6 | 30.3 | 87 |  | 1.0362 | Cogen | 1 | 0.11336 | 0 | 0 |  |  |  |  | 0.11336 | 0 | [6 empty] | 367 | 0
48564 | CTL_GN1_8145 | 4 | Houston | YES | 0.029314 | 43.6 | 12.9 | 54.5 |  | 1.0362 | Cogen | 1 | 0.11336 | 0 | 0 |  |  |  |  | 0.11336 | 0 | [6 empty] | 368 | 0
48565 | CTL_GN2_8155 | 5 | Houston | YES | 0.029314 | 9.8 | 3.4 | 12.2 |  | 1.0362 | Cogen | 1 | 0.11336 | 0 | 0 |  |  |  |  | 0.11336 | 0 | [6 empty] | 369 | 0
48772 | PHR_GN2_2 | MB | Houston | YES | 0.030695 | 0 | 72 | 459 |  | 1.0362 | GSC | 1 | 0.11474 | 0 | 0 |  |  |  |  | 0.11474 | 0 | [6 empty] | 370 | 0
38580 | TNBP_CGN1_8 | 1 | Houston | YES | 0.032675 | 70.8 | 0 | 70.8 | 0 | 1.005 | Cogen | 1 | 0.11672 | 0 | 0 |  |  |  |  | 0.11672 | 0 | [6 empty] | 371 | 0
38590 | TNBP_CGN2_8 | 2 | Houston | YES | 0.032675 | 66.7 | 0 | 66.7 | 0 | 1.005 | Cogen | 1 | 0.11672 | 0 | 0 |  |  |  |  | 0.11672 | 0 | [6 empty] | 372 | 0
38600 | TNBP_CGN3_8 | 5 | Houston | YES | 0.032675 | 53 | 0 | 53 | 0 | 1.005 | Cogen | 1 | 0.11672 | 0 | 0 |  |  |  |  | 0.11672 | 0 | [6 empty] | 373 | 0
38611 | TNBPAMCG1_8 | 1 | Houston | YES | 0.032675 | 153.2 | 0 | 153.2 | 0 | 1.005 | Cogen | 1 | 0.11672 | 0 | 0 |  |  |  |  | 0.11672 | 0 | [6 empty] | 374 | 0
38612 | TNBPAMCG2_8 | 2 | Houston | YES | 0.032675 | 153.5 | 0 | 153.5 | 0 | 1.005 | Cogen | 1 | 0.11672 | 0 | 0 |  |  |  |  | 0.11672 | 0 | [6 empty] | 375 | 0
38613 | TNBPAMCG3_8 | 3 | Houston | YES | 0.032675 | 152.3 | 0 | 152.3 | 0 | 1.005 | Cogen | 1 | 0.11672 | 0 | 0 |  |  |  |  | 0.11672 | 0 | [6 empty] | 376 | 0
38614 | TNBPAMCG4_8 | 4 | Houston | YES | 0.032675 | 96 | 0 | 96 |  | 1.005 | Cogen | 1 | 0.11672 | 0 | 0 |  |  |  |  | 0.11672 | 0 | [6 empty] | 377 | 0
38615 | TNBPAMCG5_8 | 1 | Houston | YES | 0.032675 | 244 | 0 | 244 | 0 | 1.005 | Cogen | 1 | 0.11672 | 0 | 0 |  |  |  |  | 0.11672 | 0 | [6 empty] | 378 | 0
38690 | TNBP_CGN4_8 | 3 | Houston | YES | 0.032675 | 40 | 0 | 40 |  | 1.005 | Cogen | 1 | 0.11672 | 0 | 0 |  |  |  |  | 0.11672 | 0 | [6 empty] | 379 | 0
38711 | TNTXCTY1CG8 | 1 | Houston | YES | 0.032675 | 100.3 | 59 | 100.3 | 0 | 1 | Cogen | 1 | 0.11672 | 0 | 0 |  |  |  |  | 0.11672 | 0 | [6 empty] | 380 | 0
38712 | TNTXCTY2CG8 | 1 | Houston | YES | 0.032675 | 92.9 | 59 | 92.9 | 0 | 1 | Cogen | 1 | 0.11672 | 0 | 0 |  |  |  |  | 0.11672 | 0 | [6 empty] | 381 | 0
38713 | TNTXCTY3CG8 | 1 | Houston | YES | 0.032675 | 102.7 | 59 | 102.7 | 0 | 1 | Cogen | 1 | 0.11672 | 0 | 0 |  |  |  |  | 0.11672 | 0 | [6 empty] | 382 | 0
38714 | TNTXCTY4CG8 | 1 | Houston | YES | 0.032675 | 103 | 59 | 103 | 0 | 1 | Cogen | 1 | 0.11672 | 0 | 0 |  |  |  |  | 0.11672 | 0 | [6 empty] | 383 | 0
39470 | TNDOWCGNSG8 | 1 | Houston | YES | 0.032675 | 32 | 10 | 32 | 0 | 0.985 | Cogen | 1 | 0.11672 | 0 | 0 |  |  |  |  | 0.11672 | 0 | [6 empty] | 384 | 0
39480 | TNDOWCGNGG8 | 1 | Houston | YES | 0.032675 | 30 | 10 | 30 | 0 | 0.985 | Cogen | 1 | 0.11672 | 0 | 0 |  |  |  |  | 0.11672 | 0 | [6 empty] | 385 | 0
48921 | WAP_GN1_1 | 1 | Houston | YES | 0.037353 | 132.8 | 37 | 166 | 0 | 1.0362 | GST | 1 | 0.12139 | 166 | 166 |  |  |  |  | 0.12139 | 20.1515 | [6 empty] | 386 | 0
48922 | WAP_GN2_2 | 2 | Houston | YES | 0.037353 | 132.8 | 37 | 166 | 0 | 1.0362 | GST | 1 | 0.12139 | 166 | 166 |  |  |  |  | 0.12139 | 20.1515 | [6 empty] | 387 | 0
48923 | WAP_GN3_3 | 3 | Houston | YES | 0.037353 | 198.4 | 93 | 248 | 0 | 1.0362 | GST | 1 | 0.12139 | 248 | 248 |  |  |  |  | 0.12139 | 30.1058 | [6 empty] | 388 | 0
48924 | WAP_GN4_4 | 4 | Houston | YES | 0.037353 | 546 | 217 | 546 | 0 | 1.0362 | GSC | 1 | 0.12139 | 546 | 546 |  |  |  |  | 0.12139 | 66.2813 | [6 empty] | 389 | 0
48925 | WAP_GN5_5 | 5 | Houston | YES | 0.037353 | 579.1 | 278 | 654 | 0 | 0.985 | LIGCO | 1 | 0.12139 | 0 | 654 |  |  |  |  | 0.12139 | 79.3919 | [6 empty] | 390 | 0
48929 | WAPGT21_GT1 | B1 | Houston | YES | 0.037353 | 0 | 0 | 13 |  | 1.05 | GGT | 1 | 0.12139 | 13 | 13 |  |  |  |  | 0.12139 | 1.5781
48510 | AK_GT1__8040 | 1 | Houston | YES | 0.037463 | 33.4 | 8.1 | 34 |  | 1.029 | Cogen | 1 | 0.1215 | 0 | 0 |  |  |  |  | 0.1215 | 0
48521 | BVE_GT1_GT1 | 1 | Houston | YES | 0.038497 | 167.7 | 0 | 167.7 |  | 1.035 | CC | 1 | 0.12254 | 167.7 | 167.7 |  |  |  |  | 0.12254 | 20.5497
48522 | BVE_GT2_5035 | 2 | Houston | YES | 0.038497 | 166.4 | 0 | 166.4 |  | 1.035 | CC | 1 | 0.12254 | 166.4 | 166.4 |  |  |  |  | 0.12254 | 20.3904
48523 | BVE_ST1_GN1 | 3 | Houston | YES | 0.038497 | 252.4 | 0 | 252.4 |  | 1.035 | CC | 1 | 0.12254 | 252.4 | 252.4 |  |  |  |  | 0.12254 | 30.9287
48730 | MNS_GT | 1 | Houston | YES | 0.03854 | 43 | 0 | 46.1 |  | 1.029 | Cogen | 1 | 0.12258 | 0 | 0 |  |  |  |  | 0.12258 | 0
48926 | WAP_GN6_6 | 6 | Houston | YES | 0.038557 | 651 | 280 | 651 |  | 1.035 | LIGCO | 1 | 0.1226 | 0 | 651 |  |  |  |  | 0.1226 | 79.8115
48927 | WAP_GN7_7 | 7 | Houston | YES | 0.038557 | 564 | 277 | 564 |  | 1.035 | LIGCO | 1 | 0.1226 | 0 | 564 |  |  |  |  | 0.1226 | 69.1455
48928 | WAP_GN8_8 | 8 | Houston | YES | 0.038557 | 603 | 275 | 603 |  | 1.035 | LIGCO | 1 | 0.1226 | 0 | 603 |  |  |  |  | 0.1226 | 73.9268
39760 | TNSCLP1___8 | 1 | Houston | YES | 0.045684 | 93.4 | 20 | 116.8 | 0 | 1.04 | Cogen | 1 | 0.12973 | 0 | 0 |  |  |  |  | 0.12973 | 0
39770 | TNSCLP2___8 | 1 | Houston | YES | 0.045684 | 91.6 | 20 | 114.5 | 0 | 1.04 | Cogen | 1 | 0.12973 | 0 | 0 |  |  |  |  | 0.12973 | 0
39775 | TNSCLP4___8 | 1 | Houston | YES | 0.045684 | 95.2 | 20 | 119 | 0 | 1.04 | Cogen | 1 | 0.12973 | 0 | 0 |  |  |  |  | 0.12973 | 0
39790 | TNSCLP3___8 | 1 | Houston | YES | 0.045684 | 87.6 | 20 | 109.5 | 0 | 1.027 | Cogen | 1 | 0.12973 | 0 | 0 |  |  |  |  | 0.12973 | 0
48520 | BSF_GT1_8070 | 1 | Houston | YES | 0.047685 | 72 | 0 | 72 | 0 | 1.0326 | Cogen | 1 | 0.13173 | 0 | 0 |  |  |  |  | 0.13173 | 0
48520 | BSF_GT1_8070 | 2 | Houston | YES | 0.047685 | 10 | 0 | 10 | 0 | 1.0326 | Cogen | 1 | 0.13173 | 0 | 0 |  |  |  |  | 0.13173 | 0
49851 | DOW17000 | 37 | Houston | YES | 0.050215 | 39 | 0 | 62 | 0 | 1 | Cogen | 1 | 0.13426 | 0 | 0 |  |  |  |  | 0.13426 | 0
49858 | DOW38100 | 31 | Houston | YES | 0.050215 | 45 | 0 | 71.4 |  | 1 | Cogen | 1 | 0.13426 | 0 | 0 |  |  |  |  | 0.13426 | 0
49859 | DOW38200 | 33 | Houston | YES | 0.050215 | 28 | 0 | 45 | 0 | 1 | Cogen | 1 | 0.13426 | 0 | 0 |  |  |  |  | 0.13426 | 0
49860 | DOW38300 | 32 | Houston | YES | 0.050215 | 63 | 0 | 101 |  | 1 | Cogen | 1 | 0.13426 | 0 | 0 |  |  |  |  | 0.13426 | 0
49862 | DOW39100 | 36 | Houston | YES | 0.050215 | 54 | 0 | 86 | 0 | 1 | Cogen | 1 | 0.13426 | 0 | 0 |  |  |  |  | 0.13426 | 0
49863 | DOW39200 | 35 | Houston | YES | 0.050215 | 55 | 0 | 88 | 0 | 1 | Cogen | 1 | 0.13426 | 0 | 0 |  |  |  |  | 0.13426 | 0
49865 | DOW41000 | 41 | Houston | YES | 0.050215 | 31 | 0 | 50 |  | 1 | Cogen | 1 | 0.13426 | 0 | 0 |  |  |  |  | 0.13426 | 0
49866 | DOW42000 | 42 | Houston | YES | 0.050215 | 11 | 0 | 18 |  | 1 | Cogen | 1 | 0.13426 | 0 | 0 |  |  |  |  | 0.13426 | 0
49869 | DOW49000 | 45 | Houston | YES | 0.050215 | 59 | 0 | 94 |  | 1 | Cogen | 1 | 0.13426 | 0 | 0 |  |  |  |  | 0.13426 | 0
49870 | DOW61000 | 61 | Houston | YES | 0.050215 | 44 | 0 | 70 | 0 | 1 | Cogen | 1 | 0.13426 | 0 | 0 |  |  |  |  | 0.13426 | 0
49871 | DOW62000 | 62 | Houston | YES | 0.050215 | 40 | 0 | 63 | 0 | 1 | Cogen | 1 | 0.13426 | 0 | 0 |  |  |  |  | 0.13426 | 0
49872 | DOW63000 | 63 | Houston | YES | 0.050215 | 45 | 0 | 72 | 0 | 1 | Cogen | 1 | 0.13426 | 0 | 0 |  |  |  |  | 0.13426 | 0
49873 | DOW64000 | 64 | Houston | YES | 0.050215 | 41 | 0 | 64.8 | 0 | 1 | Cogen | 1 | 0.13426 | 0 | 0 |  |  |  |  | 0.13426 | 0
49876 | DOW65000 | 65 | Houston | YES | 0.050215 | 63 | 0 | 101 | 0 | 1 | Cogen | 1 | 0.13426 | 0 | 0 |  |  |  |  | 0.13426 | 0
49877 | DOW66000 | 66 | Houston | YES | 0.050215 | 61 | 0 | 97 | 0 | 1 | Cogen | 1 | 0.13426 | 0 | 0 |  |  |  |  | 0.13426 | 0
49878 | DOW67000 | 67 | Houston | YES | 0.050215 | 65 | 0 | 103 | 0 | 1 | Cogen | 1 | 0.13426 | 0 | 0 |  |  |  |  | 0.13426 | 0
49882 | DOW81000 | 81 | Houston | YES | 0.050215 | 47 | 0 | 76 | 0 | 1 | Cogen | 1 | 0.13426 | 0 | 0 |  |  |  |  | 0.13426 | 0
49884 | DOW82000 | 82 | Houston | YES | 0.050215 | 51 | 0 | 80 | 0 | 1 | Cogen | 1 | 0.13426 | 0 | 0 |  |  |  |  | 0.13426 | 0
49885 | DOW83000 | 83 | Houston | YES | 0.050215 | 51 | 0 | 80 | 0 | 1 | Cogen | 1 | 0.13426 | 0 | 0 |  |  |  |  | 0.13426 | 0
49886 | DOW84000 | 84 | Houston | YES | 0.050215 | 107 | 0 | 171 | 0 | 0.98 | Cogen | 1 | 0.13426 | 0 | 0 |  |  |  |  | 0.13426 | 0
8032 | AMISTADHYD1 | 1 | South | YES | 0.05181 | 33 | 13 | 33 | 0 | 1.03 | Hydro | 1 | 0.13585 | 0 | 0 | 0 | 0 |  |  | 0.13585 | 0
8033 | AMISTADHYD2 | 2 | South | YES | 0.05181 | 25 | 13 | 25 | 0 | 1.03 | Hydro | 1 | 0.13585 | 0 | 0 | 0 | 0 |  |  | 0.13585 | 0
88253 | HAMILTON | F | South | YES | 0.05181 | 0 | 0 | 0 | 0 | 1.04 | BLT | 1 | 0.13585 | 0 | 0 | 0 | 0 |  |  | 0.13585 | 0
48911 | TGF_GT1_8000 | 1 | Houston | YES | 0.059988 | 69.2 | 0 | 69.2 |  | 1.029 | Cogen | 1 | 0.14403 | 0 | 0 |  |  |  |  | 0.14403 | 0
48731 | CBE_GT1 | 1 | Houston | YES | 0.063302 | 76 | 0 | 76 | 0 | 1.029 | CC | 1 | 0.14734 | 76 | 76 |  |  |  |  | 0.14734 | 11.1981
48732 | CBE_GT2 | 1 | Houston | YES | 0.063302 | 76 | 0 | 76 | 0 | 1.029 | CC | 1 | 0.14734 | 76 | 76 |  |  |  |  | 0.14734 | 11.1981
48733 | CBE_ST12 | 1 | Houston | YES | 0.063302 | 105 | 0 | 105 | 0 | 1.029 | CC | 1 | 0.14734 | 105 | 105 |  |  |  |  | 0.14734 | 15.4711
48734 | CBE_GT3 | 1 | Houston | YES | 0.063302 | 76 | 0 | 76 | 0 | 1.029 | CC | 1 | 0.14734 | 76 | 76 |  |  |  |  | 0.14734 | 11.1981
48735 | CBE_GT4 | 1 | Houston | YES | 0.063302 | 76 | 0 | 76 | 0 | 1.029 | CC | 1 | 0.14734 | 76 | 76 |  |  |  |  | 0.14734 | 11.1981
48736 | CBE_ST34 | 1 | Houston | YES | 0.063302 | 105 | 0 | 105 | 0 | 1.029 | CC | 1 | 0.14734 | 105 | 105 |  |  |  |  | 0.14734 | 15.4711
5911 | STP_GN1___1 | 1 | Houston | YES | 0.063866 | 1333 | 1249 | 1333 | 0 | 1.0406 | Nuc | 1 | 0.14791 | 0 | 0 |  |  |  |  | 0.14791 | 0
5912 | STP_GN2___2 | 2 | Houston | YES | 0.063866 | 1332 | 1249 | 1332 | 0 | 1.0406 | Nuc | 1 | 0.14791 | 0 | 0 |  |  |  |  | 0.14791 | 0
8262 | ELPS | 1 | South | YES | 0.066485 | 6 | 6 | 6 | 0 | 1.15 | Hydro | 1 | 0.15053 | 0 | 0 | 0 | 0 |  |  | 0.15053 | 0
7022 | L_BUCHAN1_1Y | 1 | South | YES | 0.06723 | 0 | 0 | 18 |  | 1 | Hydro | 1 | 0.15127 | 0 | 0 | 0 | 0 |  |  | 0.15127 | 0
7023 | L_BUCHAN1_2Y | 2 | South | YES | 0.06723 | 0 | 0 | 18 |  | 1 | Hydro | 1 | 0.15127 | 0 | 0 | 0 | 0 |  |  | 0.15127 | 0
7024 | L_BUCHAN1_3Y | 3 | South | YES | 0.06723 | 0 | 0 | 15 |  | 1 | Hydro | 1 | 0.15127 | 0 | 0 | 0 | 0 |  |  | 0.15127 | 0
7026 | L_INKSDA1_1Y | 1 | South | YES | 0.068892 | 0 | 0 | 13.7 |  | 1 | Hydro | 1 | 0.15293 | 0 | 0 | 0 | 0 |  |  | 0.15293 | 0
7000 | L_FERGUS1_1Y | 1 | South | YES | 0.085983 | 400 | 65 | 423.3 | 0 | 1.015 | GSC | 1 | 0.17002 | 423.3 | 423.3 | 36.3966 | 423.3 |  |  | 0.17002 | 71.9713
7035 | L_WIRTZ_1G1Y | 1 | South | YES | 0.086208 | 0 | 0 | 29 |  | 1 | Hydro | 1 | 0.17025 | 0 | 0 | 0 | 0 |  |  | 0.17025 | 0
7036 | L_WIRTZ_1G2Y | 2 | South | YES | 0.086208 | 0 | 0 | 29.7 |  | 1 | Hydro | 1 | 0.17025 | 0 | 0 | 0 | 0 |  |  | 0.17025 | 0
8134 | FOR #1 | 1 | South | YES | 0.088862 | 54.1 | 45 | 79 | 0 | 1 | Cogen | 1 | 0.1729 | 0 | 0 | 0 | 0 |  |  | 0.1729 | 0
8138 | FOR #2 | 2 | South | YES | 0.088862 | 63.1 | 45 | 81 | 0 | 1 | Cogen | 1 | 0.1729 | 0 | 0 | 0 | 0 |  |  | 0.1729 | 0
8153 | FOR #3 | 3 | South | YES | 0.088862 | 63.1 | 45 | 79.9 | 0 | 1 | Cogen | 1 | 0.1729 | 0 | 0 | 0 | 0 |  |  | 0.1729 | 0
8154 | FOR #4 | 4 | South | YES | 0.088862 | 63.1 | 60 | 80 | 0 | 1 | Cogen | 1 | 0.1729 | 0 | 0 | 0 | 0 |  |  | 0.1729 | 0
8155 | FOR #5 | 5 | South | YES | 0.088862 | 63.1 | 60 | 78.4 | 0 | 1 | Cogen | 1 | 0.1729 | 0 | 0 | 0 | 0 |  |  | 0.1729 | 0
8156 | FOR #6 | 6 | South | YES | 0.088862 | 24.9 | 5 | 25 | 0 | 1 | Cogen | 1 | 0.1729 | 0 | 0 | 0 | 0 |  |  | 0.1729 | 0
8157 | FOR #7 | 7 | South | YES | 0.088862 | 28.8 | 5 | 46 | 0 | 1 | Cogen | 1 | 0.1729 | 0 | 0 | 0 | 0 |  |  | 0.1729 | 0
80051 | FOR #8 | 8 | South | YES | 0.088862 | 28 | 28 | 28 |  | 1 | Cogen | 1 | 0.1729 | 0 | 0 | 0 | 0 |  |  | 0.1729 | 0
80052 | FOR #9 | 9 | South | YES | 0.088862 | 29.7 | 5 | 43.6 | 0 | 1 | Cogen | 1 | 0.1729 | 0 | 0 | 0 | 0 |  |  | 0.1729 | 0
80053 | FOR #10 | 10 | South | YES | 0.088862 | 68.4 | 45 | 75 | 0 | 1 | Cogen | 1 | 0.1729 | 0 | 0 | 0 | 0 |  |  | 0.1729 | 0
80226 | ALCOA G | 1 | South | YES | 0.089559 | 32.3 | 5 | 48 | 0 | 1.015 | Cogen | 1 | 0.1736 | 0 | 0 | 0 | 0 |  |  | 0.1736 | 0
8147 | UCAR #2 | 10 | South | YES | 0.09182 | 18.2 | 0 | 28 |  | 1 | Cogen | 1 | 0.17586 | 0 | 0 | 0 | 0 |  |  | 0.17586 | 0
8148 | UCAR #1 | 2 | South | YES | 0.09182 | 6.1 | 0 | 7 | 0 | 1.009 | Cogen | 1 | 0.17586 | 0 | 0 | 0 | 0 |  |  | 0.17586 | 0
80137 | CSDR89 | 9 | South | YES | 0.09182 | 15 | 0 | 15 | 0 | 1.003 | DCTie | 1 | 0.17586 | 0 | 0 | 0 | 0 |  |  | 0.17586 | 0
80137 | CSDR89 | 8 | South | YES | 0.09182 | 33.9 | 0 | 39 | 0 | 1.003 | DCTie | 1 | 0.17586 | 0 | 0 | 0 | 0 |  |  | 0.17586 | 0
80138 | CSDR7 | 7 | South | YES | 0.09182 | 6.1 | 0 | 7 | 0 | 1.014 | DCTie | 1 | 0.17586 | 0 | 0 | 0 | 0 |  |  | 0.17586 | 0
80139 | CSDR56 | 6 | South | YES | 0.09182 | 0 | 0 | 39 |  | 1.0033 | DCTie | 1 | 0.17586 | 0 | 0 | 0 | 0 |  |  | 0.17586 | 0
80139 | CSDR56 | 5 | South | YES | 0.09182 | 15 | 0 | 15 |  | 1.0033 | DCTie | 1 | 0.17586 | 0 | 0 | 0 | 0 |  |  | 0.17586 | 0
80140 | CSDR11 | 11 | South | YES | 0.09182 | 33.9 | 0 | 39 | 0 | 1.03 | DCTie | 1 | 0.17586 | 0 | 0 | 0 | 0 |  |  | 0.17586 | 0
80227 | AIRCO G | 1 | South | YES | 0.092142 | 7.2 | 0 | 8 | 0 | 1.0104 | Cogen | 1 | 0.17618 | 0 | 0 | 0 | 0 |  |  | 0.17618 | 0
80224 | VISTRONG1 | 1 | South | YES | 0.092768 | 13.1 | 0 | 15 | 0 | 1.01 | Cogen | 1 | 0.17681 | 0 | 0 | 0 | 0 |  |  | 0.17681 | 0
80225 | VISTRONG2 | 2 | South | YES | 0.092768 | 20.2 | 0 | 23 | 0 | 1.01 | Cogen | 1 | 0.17681 | 0 | 0 | 0 | 0 |  |  | 0.17681 | 0
5503 | RAYBURNGEN3 | 1 | South | YES | 0.09361 | 17.6 | 6 | 22 | 0 | 1.0224 | GST | 1 | 0.17765 | 22 | 22 | 2.0594 | 22 |  |  | 0.17765 | 3.9083
5505 | RAYBURNGEN1 | 1 | South | YES | 0.09361 | 0 | 1 | 11 |  | 1.0223 | GGT | 1 | 0.17765 | 11 | 11 | 1.0297 | 11 |  |  | 0.17765 | 1.9542
5506 | RAYBURNGEN2 | 1 | South | YES | 0.09361 | 0 | 1 | 11 |  | 1.0223 | GGT | 1 | 0.17765 | 11 | 11 | 1.0297 | 11 |  |  | 0.17765 | 1.9542
80012 | LAR | F | South | YES | 0.093993 | 0 | 0 | 0 | 0 | 1.04 | DCTie | 1 | 0.17803 | 0 | 0 | 0 | 0 |  |  | 0.17803 | 0
80265 | LARECU40A | 4 | South | YES | 0.093993 | 80 | 0 | 100 |  | 1.039 | GGT | 1 | 0.17803 | 100 | 100 | 9.3993 | 100 |  |  | 0.17803 | 17.8034
80266 | LARECU50A | 5 | South | YES | 0.093993 | 80 | 0 | 100 |  | 1.039 | GGT | 1 | 0.17803 | 100 | 100 | 9.3993 | 100 |  |  | 0.17803 | 17.8034
5508 | RAYBURNCC9 | 1 | South | YES | 0.0944 | 47.7 | 18.2 | 47.7 | 0 | 1.0296 | CC | 1 | 0.17844 | 47.7 | 47.7 | 4.5029 | 47.7 |  |  | 0.17844 | 8.5117
5509 | RAYBURNCC10 | 1 | South | YES | 0.0944 | 37.3 | 5.2 | 37.3 | 0 | 1.0296 | CC | 1 | 0.17844 | 37.3 | 37.3 | 3.5211 | 37.3 |  |  | 0.17844 | 6.6559
5511 | RAYBURNCC7 | 1 | South | YES | 0.0944 | 47.5 | 18.2 | 47.5 | 0 | 1.0296 | CC | 1 | 0.17844 | 47.5 | 47.5 | 4.484 | 47.5 |  |  | 0.17844 | 8.476
5512 | RAYBURNCC8 | 1 | South | YES | 0.0944 | 49.3 | 18.2 | 49.3 | 0 | 1.0296 | CC | 1 | 0.17844 | 49.3 | 49.3 | 4.6539 | 49.3 |  |  | 0.17844 | 8.7972
8066 | DUP1V#1 | 1 | South | YES | 0.094462 | 52.3 | 0 | 73 | 0 | 1.01 | Cogen | 1 | 0.1785 | 0 | 0 | 0 | 0 |  |  | 0.1785 | 0
8926 | LGE_GT10A | 1 | South | YES | 0.094677 | 158 | 0 | 158 | 0 | 1.03 | Cogen | 1 | 0.17872 | 0 | 0 | 0 | 0 |  |  | 0.17872 | 0
8927 | LGE_GT20A | 2 | South | YES | 0.094677 | 153 | 0 | 153 | 0 | 1.03 | Cogen | 1 | 0.17872 | 0 | 0 | 0 | 0 |  |  | 0.17872 | 0
8928 | LGE_STG0A | 3 | South | YES | 0.094677 | 100 | 0 | 100 | 0 | 1.03 | Cogen | 1 | 0.17872 | 0 | 0 | 0 | 0 |  |  | 0.17872 | 0
8930 | ICPGN10A | 1 | South | YES | 0.094677 | 149 | 0 | 149 | 0 | 1.03 | Cogen | 1 | 0.17872 | 0 | 0 | 0 | 0 |  |  | 0.17872 | 0
8931 | ICPGN20A | 2 | South | YES | 0.094677 | 150 | 0 | 150 | 0 | 1.03 | Cogen | 1 | 0.17872 | 0 | 0 | 0 | 0 |  |  | 0.17872 | 0
8932 | ICPGN30A | 3 | South | YES | 0.094677 | 127 | 0 | 127 | 0 | 1.03 | Cogen | 1 | 0.17872 | 0 | 0 | 0 | 0 |  |  | 0.17872 | 0
80223 | REYSHR G | 1 | South | YES | 0.094677 | 12 | 0 | 12 | 0 | 1.032 | Cogen | 1 | 0.17872 | 0 | 0 | 0 | 0 |  |  | 0.17872 | 0
88299 | ZAPATA | F | South | YES | 0.094855 | 0 | 0 | 0 | 0 | 1.02 | BLT | 1 | 0.1789 | 0 | 0 | 0 | 0 |  |  | 0.1789 | 0
8173 | VICEC51A | 5 | South | YES | 0.095424 | 144 | 18 | 144 | 0 | 1.025 | CC | 1 | 0.17947 | 144 | 144 | 13.7411 | 144 |  |  | 0.17947 | 25.843
8174 | VICEC61A | 6 | South | YES | 0.095424 | 188 | 42 | 188 | 0 | 1.025 | CC | 1 | 0.17947 | 188 | 188 | 17.9397 | 188 |  |  | 0.17947 | 33.7395
5728 | FALCONHYDRO2 | 2 | South | YES | 0.095439 | 12 | 0 | 12 | 0 | 1.0234 | Hydro | 1 | 0.17948 | 0 | 0 | 0 | 0 |  |  | 0.17948 | 0
5729 | FALCONHYDRO3 | 3 | South | YES | 0.095439 | 11 | 0 | 11 | 0 | 1.0234 | Hydro | 1 | 0.17948 | 0 | 0 | 0 | 0 |  |  | 0.17948 | 0
8048 | FALCONHYDRO1 | 1 | South | YES | 0.095439 | 12 | 0 | 12 | 0 | 1.0234 | Hydro | 1 | 0.17948 | 0 | 0 | 0 | 0 |  |  | 0.17948 | 0
88508 | FALFURRI | F | South | YES | 0.095444 | 0 | 0 | 0 | 0 | 1 | AVR | 1 | 0.17949 | 0 | 0 | 0 | 0 |  |  | 0.17949 | 0
8442 | NBEC7 | 7 | South | YES | 0.095491 | 0 | 81 | 367 |  | 1.0298 | GST | 1 | 0.17953 | 367 | 367 | 35.0452 | 367 |  |  | 0.17953 | 65.8884
8442 | NBEC7 | MB | South | YES | 0.095491 | 0 | 81 | 367 |  | 1.0298 | GST | 1 | 0.17953 | 0 | 0 | 0 | 0 |  |  | 0.17953 | 0
8560 | CNOPGT1 | 1 | South | YES | 0.0955 | 148.3 | 0 | 148.3 | 0 | 1.03 | Cogen | 1 | 0.17954 | 0 | 0 | 0 | 0 |  |  | 0.17954 | 0
8561 | CNOPGT2 | 2 | South | YES | 0.0955 | 148.6 | 0 | 148.6 | 0 | 1.03 | Cogen | 1 | 0.17954 | 0 | 0 | 0 | 0 |  |  | 0.17954 | 0
8562 | CNOPST1 | 3 | South | YES | 0.0955 | 153 | 0 | 153 | 0 | 1.03 | Cogen | 1 | 0.17954 | 0 | 0 | 0 | 0 |  |  | 0.17954 | 0
8456 | COSW#1 | 1 | South | YES | 0.095546 | 20 | 0 | 20 | 0 | 1.027 | Cogen | 1 | 0.17959 | 0 | 0 | 0 | 0 |  |  | 0.17959 | 0
8457 | COSW#2 | 2 | South | YES | 0.095546 | 14 | 0 | 14 | 0 | 1.027 | Cogen | 1 | 0.17959 | 0 | 0 | 0 | 0 |  |  | 0.17959 | 0
8459 | B_DAVIS0B | MB | South | YES | 0.095659 | 0 | 50 | 339 |  | 1.03 | GSC | 1 | 0.1797 | 0 | 0 | 0 | 0 |  |  | 0.1797 | 0
8460 | B_DAVIS0A | MB | South | YES | 0.095659 | 0 | 50 | 340 |  | 1.03 | GSC | 1 | 0.1797 | 0 | 0 | 0 | 0 |  |  | 0.1797 | 0
80263 | B_DAVIS31A | 3 | South | YES | 0.095659 | 0 | 0 | 180 |  | 1.0366 | CC | 1 | 0.1797 | 180 | 180 | 17.2186 | 180 |  |  | 0.1797 | 32.3461
80264 | B_DAVIS41A | 4 | South | YES | 0.095659 | 0 | 0 | 180 |  | 1.0366 | CC | 1 | 0.1797 | 180 | 180 | 17.2186 | 180 |  |  | 0.1797 | 32.3461
8506 | VAL #1 | 1 | South | YES | 0.095699 | 20.9 | 0 | 25 | 0 | 1.0055 | Cogen | 1 | 0.17974 | 0 | 0 | 0 | 0 |  |  | 0.17974 | 0
8507 | VAL #2 | 2 | South | YES | 0.095699 | 20.9 | 0 | 25 | 0 | 1.0055 | Cogen | 1 | 0.17974 | 0 | 0 | 0 | 0 |  |  | 0.17974 | 0
7028 | L_MARBFA1_1Y | 1 | South | YES | 0.095727 | 0 | 0 | 18 |  | 1 | Hydro | 1 | 0.17977 | 0 | 0 | 0 | 0 |  |  | 0.17977 | 0
7029 | L_MARBFA1_2Y | 2 | South | YES | 0.095727 | 0 | 0 | 18 |  | 1 | Hydro | 1 | 0.17977 | 0 | 0 | 0 | 0 |  |  | 0.17977 | 0
8461 | KOCH_UP0A | 1 | South | YES | 0.095783 | 38 | 0 | 38 | 0 | 1.012 | Cogen | 1 | 0.17982 | 0 | 0 | 0 | 0 |  |  | 0.17982 | 0
8511 | OXY_CC0A | 1 | South | YES | 0.095787 | 30.3 | 0 | 38 | 0 | 1.027 | Cogen | 1 | 0.17983 | 0 | 0 | 0 | 0 |  |  | 0.17983 | 0
8933 | FGNTS001 | 1 | South | YES | 0.096048 | 146.5 | 0 | 146.5 | 0 | 1.03 | CC | 1 | 0.18009 | 146.5 | 146.5 | 14.071 | 146.5 |  |  | 0.18009 | 26.3831
8934 | FGNTS101 | 2 | South | YES | 0.096048 | 147.9 | 0 | 147.9 | 0 | 1.03 | CC | 1 | 0.18009 | 147.9 | 147.9 | 14.2055 | 147.9 |  |  | 0.18009 | 26.6352
8935 | FGNTS201 | 3 | South | YES | 0.096048 | 173 | 0 | 173 | 0 | 1.03 | CC | 1 | 0.18009 | 173 | 173 | 16.6163 | 173 |  |  | 0.18009 | 31.1555
8517 | CELANEBI0A | 1 | South | YES | 0.09611 | 29 | 0 | 29 | 0 | 1.02 | Cogen | 1 | 0.18015 | 0 | 0 | 0 | 0 |  |  | 0.18015 | 0
8936 | MVGN#1 | 1 | South | YES | 0.096152 | 216.6 | 0 | 216.6 | 0 | 1.0304 | CC | 1 | 0.18019 | 216.6 | 216.6 | 20.8265 | 216.6 |  |  | 0.18019 | 39.0299
8937 | MVGN#2 | 2 | South | YES | 0.096152 | 216.7 | 0 | 216.7 | 0 | 1.0304 | CC | 1 | 0.18019 | 216.7 | 216.7 | 20.8361 | 216.7 |  |  | 0.18019 | 39.0479
8938 | MVGN#3 | 3 | South | YES | 0.096152 | 250.9 | 0 | 250.9 | 0 | 1.0304 | CC | 1 | 0.18019 | 250.9 | 250.9 | 24.1245 | 250.9 |  |  | 0.18019 | 45.2105
8981 | HECN1 | 1 | South | YES | 0.096152 | 144.8 | 0 | 144.8 | 0 | 1.0304 | CC | 1 | 0.18019 | 144.8 | 144.8 | 13.9228 | 144.8 |  |  | 0.18019 | 26.092
8982 | HECN2 | 2 | South | YES | 0.096152 | 144.1 | 0 | 144.1 | 0 | 1.0304 | CC | 1 | 0.18019 | 144.1 | 144.1 | 13.8555 | 144.1 |  |  | 0.18019 | 25.9659
8983 | HECN3 | 3 | South | YES | 0.096152 | 171.9 | 0 | 171.9 | 0 | 1.0304 | CC | 1 | 0.18019 | 171.9 | 171.9 | 16.5285 | 171.9 |  |  | 0.18019 | 30.9752
5932 | SI_RAY9 | 9 | South | YES | 0.096187 | 32 | 32 | 38 | 0 | 1.035 | CC | 1 | 0.18023 | 38 | 38 | 3.6551 | 38 |  |  | 0.18023 | 6.8487
5933 | SI_RAY6 | 6 | South | YES | 0.096187 | 15.4 | 10 | 19.3 | 0 | 1.035 | GST | 1 | 0.18023 | 19.3 | 19.3 | 1.8564 | 19.3 |  |  | 0.18023 | 3.4784
5935 | SI_RAY10 | 10 | South | YES | 0.096187 | 47 | 10 | 47 | 0 | 1.03 | CC | 1 | 0.18023 | 47 | 47 | 4.5208 | 47 |  |  | 0.18023 | 8.4707
80003 | MILHWYS | F | South | YES | 0.096187 | 0 | 0 | 0 | 0 | 1.0168 | AVR | 1 | 0.18023 | 0 | 0 | 0 | 0 |  |  | 0.18023 | 0
80080 | GWINDT11A | 3 | South | YES | 0.096212 | 0 | 0 | 38 | 0 | 1.025 | Wind | 1 | 0.18025 | 0 | 38 | 3.6561 | 38 |  |  | 0.18025 | 6.8496
80080 | GWINDT11A | 4 | South | YES | 0.096212 | 3.8 | 0 | 19 | 0 | 1.025 | Wind | 1 | 0.18025 | 0 | 19 | 1.828 | 19 |  |  | 0.18025 | 3.4248
80080 | GWINDT11A | 2 | South | YES | 0.096212 | 0 | 0 | 41 | 0 | 1.025 | Wind | 1 | 0.18025 | 0 | 41 | 3.9447 | 41 |  |  | 0.18025 | 7.3904
80080 | GWINDT11A | 1 | South | YES | 0.096212 | 28.2 | 0 | 94 | 0 | 1.025 | Wind | 1 | 0.18025 | 0 | 94 | 9.0439 | 94 |  |  | 0.18025 | 16.9438
80081 | GWINDT21A | 4 | South | YES | 0.096212 | 4.4 | 0 | 22 | 0 | 1.025 | Wind | 1 | 0.18025 | 0 | 22 | 2.1167 | 22 |  |  | 0.18025 | 3.9656
80081 | GWINDT21A | 1 | South | YES | 0.096212 | 28.2 | 0 | 94 | 0 | 1.025 | Wind | 1 | 0.18025 | 0 | 94 | 9.0439 | 94 |  |  | 0.18025 | 16.9438
80081 | GWINDT21A | 3 | South | YES | 0.096212 | 8.6 | 0 | 43 | 0 | 1.025 | Wind | 1 | 0.18025 | 0 | 43 | 4.1371 | 43 |  |  | 0.18025 | 7.7509
80081 | GWINDT21A | 2 | South | YES | 0.096212 | 7.2 | 0 | 36 | 0 | 1.025 | Wind | 1 | 0.18025 | 0 | 36 | 3.4636 | 36 |  |  | 0.18025 | 6.4891
80180 | PNSCALT11A | 2 | South | YES | 0.096212 | 10 | 0 | 50 | 0 | 1.025 | Wind | 1 | 0.18025 | 0 | 50 | 4.8106 | 50 |  |  | 0.18025 | 9.0127
80180 | PNSCALT11A | 1 | South | YES | 0.096212 | 43.8 | 0 | 148 | 0 | 1.025 | Wind | 1 | 0.18025 | 0 | 148 | 14.2394 | 148 |  |  | 0.18025 | 26.6775
80181 | PNSCALT21A | 2 | South | YES | 0.096212 | 10 | 0 | 50 | 0 | 1.025 | Wind | 1 | 0.18025 | 0 | 50 | 4.8106 | 50 |  |  | 0.18025 | 9.0127
80181 | PNSCALT21A | 1 | South | YES | 0.096212 | 16.5 | 0 | 55 | 0 | 1.025 | Wind | 1 | 0.18025 | 0 | 55 | 5.2917 | 55 |  |  | 0.18025 | 9.9139
8161 | COLETO0A | 1 | South | YES | 0.099675 | 633 | 200 | 633 | 0 | 1.03 | LIGCO | 1 | 0.18372 | 0 | 633 | 63.0943 | 633 |  |  | 0.18372 | 116.2925
58909 | PEARSALLSCG1 | 3 | South | YES | 0.099869 | 0 | 0 | 8.4 |  | 1.027 | Diesel | 1 | 0.18391 | 8.4 | 8.4 | 0.8389 | 8.4 |  |  | 0.18391 | 1.5448
58909 | PEARSALLSCG1 | 4 | South | YES | 0.099869 | 0 | 0 | 8.4 |  | 1.027 | Diesel | 1 | 0.18391 | 8.4 | 8.4 | 0.8389 | 8.4 |  |  | 0.18391 | 1.5448
58909 | PEARSALLSCG1 | 6 | South | YES | 0.099869 | 0 | 0 | 8.4 |  | 1.027 | Diesel | 1 | 0.18391 | 8.4 | 8.4 | 0.8389 | 8.4 |  |  | 0.18391 | 1.5448
58909 | PEARSALLSCG1 | 5 | South | YES | 0.099869 | 0 | 0 | 8.4 |  | 1.027 | Diesel | 1 | 0.18391 | 8.4 | 8.4 | 0.8389 | 8.4 |  |  | 0.18391 | 1.5448
58909 | PEARSALLSCG1 | 1 | South | YES | 0.099869 | 0 | 0 | 8.4 |  | 1.027 | Diesel | 1 | 0.18391 | 8.4 | 8.4 | 0.8389 | 8.4 |  |  | 0.18391 | 1.5448
58909 | PEARSALLSCG1 | 2 | South | YES | 0.099869 | 0 | 0 | 8.4 |  | 1.027 | Diesel | 1 | 0.18391 | 8.4 | 8.4 | 0.8389 | 8.4 |  |  | 0.18391 | 1.5448
58919 | PEARSALLSCG2 | 5 | South | YES | 0.099869 | 0 | 0 | 8.4 |  | 1.027 | Diesel | 1 | 0.18391 | 8.4 | 8.4 | 0.8389 | 8.4 |  |  | 0.18391 | 1.5448
58919 | PEARSALLSCG2 | 6 | South | YES | 0.099869 | 0 | 0 | 8.4 |  | 1.027 | Diesel | 1 | 0.18391 | 8.4 | 8.4 | 0.8389 | 8.4 |  |  | 0.18391 | 1.5448
58919 | PEARSALLSCG2 | 1 | South | YES | 0.099869 | 0 | 0 | 8.4 |  | 1.027 | Diesel | 1 | 0.18391 | 8.4 | 8.4 | 0.8389 | 8.4 |  |  | 0.18391 | 1.5448
58919 | PEARSALLSCG2 | 2 | South | YES | 0.099869 | 0 | 0 | 8.4 |  | 1.027 | Diesel | 1 | 0.18391 | 8.4 | 8.4 | 0.8389 | 8.4 |  |  | 0.18391 | 1.5448
58919 | PEARSALLSCG2 | 4 | South | YES | 0.099869 | 0 | 0 | 8.4 |  | 1.027 | Diesel | 1 | 0.18391 | 8.4 | 8.4 | 0.8389 | 8.4 |  |  | 0.18391 | 1.5448
58919 | PEARSALLSCG2 | 3 | South | YES | 0.099869 | 0 | 0 | 8.4 |  | 1.027 | Diesel | 1 | 0.18391 | 8.4 | 8.4 | 0.8389 | 8.4 |  |  | 0.18391 | 1.5448
58929 | PEARSALLSCG3 | 4 | South | YES | 0.099869 | 0 | 0 | 8.4 |  | 1.027 | Diesel | 1 | 0.18391 | 8.4 | 8.4 | 0.8389 | 8.4 |  |  | 0.18391 | 1.5448
58929 | PEARSALLSCG3 | 6 | South | YES | 0.099869 | 0 | 0 | 8.4 |  | 1.027 | Diesel | 1 | 0.18391 | 8.4 | 8.4 | 0.8389 | 8.4 |  |  | 0.18391 | 1.5448
58929 | PEARSALLSCG3 | 2 | South | YES | 0.099869 | 0 | 0 | 8.4 |  | 1.027 | Diesel | 1 | 0.18391 | 8.4 | 8.4 | 0.8389 | 8.4 |  |  | 0.18391 | 1.5448
58929 | PEARSALLSCG3 | 5 | South | YES | 0.099869 | 0 | 0 | 8.4 |  | 1.027 | Diesel | 1 | 0.18391 | 8.4 | 8.4 | 0.8389 | 8.4 |  |  | 0.18391 | 1.5448
58929 | PEARSALLSCG3 | 1 | South | YES | 0.099869 | 0 | 0 | 8.4 |  | 1.027 | Diesel | 1 | 0.18391 | 8.4 | 8.4 | 0.8389 | 8.4 |  |  | 0.18391 | 1.5448
58929 | PEARSALLSCG3 | 3 | South | YES | 0.099869 | 0 | 0 | 8.4 |  | 1.027 | Diesel | 1 | 0.18391 | 8.4 | 8.4 | 0.8389 | 8.4 |  |  | 0.18391 | 1.5448
58949 | PEARSALLSCG4 | 3 | South | YES | 0.099869 | 0 | 0 | 8.4 |  | 1.027 | Diesel | 1 | 0.18391 | 8.4 | 8.4 | 0.8389 | 8.4 |  |  | 0.18391 | 1.5448
58949 | PEARSALLSCG4 | 2 | South | YES | 0.099869 | 0 | 0 | 8.4 |  | 1.027 | Diesel | 1 | 0.18391 | 8.4 | 8.4 | 0.8389 | 8.4 |  |  | 0.18391 | 1.5448
58949 | PEARSALLSCG4 | 1 | South | YES | 0.099869 | 0 | 0 | 8.4 |  | 1.027 | Diesel | 1 | 0.18391 | 8.4 | 8.4 | 0.8389 | 8.4 |  |  | 0.18391 | 1.5448
58949 | PEARSALLSCG4 | 4 | South | YES | 0.099869 | 0 | 0 | 8.4 |  | 1.027 | Diesel | 1 | 0.18391 | 8.4 | 8.4 | 0.8389 | 8.4 |  |  | 0.18391 | 1.5448
58949 | PEARSALLSCG4 | 6 | South | YES | 0.099869 | 0 | 0 | 8.4 |  | 1.027 | Diesel | 1 | 0.18391 | 8.4 | 8.4 | 0.8389 | 8.4 |  |  | 0.18391 | 1.5448
58949 | PEARSALLSCG4 | 5 | South | YES | 0.099869 | 0 | 0 | 8.4 |  | 1.027 | Diesel | 1 | 0.18391 | 8.4 | 8.4 | 0.8389 | 8.4 |  |  | 0.18391 | 1.5448
88198 | BEEVILLE | F | South | YES | 0.10054 | 0 | 0 | 0 | 0 | 1.02 | AVR | 1 | 0.18458 | 0 | 0 | 0 | 0 |  |  | 0.18458 | 0
5890 | PEARSALLGEN1 | 1 | South | YES | 0.10183 | 19.2 | 6 | 24 | 0 | 1.0226 | GST | 1 | 0.18587 | 24 | 24 | 2.4438 | 24 |  |  | 0.18587 | 4.4608
5891 | PEARSALLGEN2 | 1 | South | YES | 0.10183 | 19.4 | 6 | 24.3 | 0 | 1.0226 | GST | 1 | 0.18587 | 24.3 | 24.3 | 2.4744 | 24.3 |  |  | 0.18587 | 4.5166
5892 | PEARSALLGEN3 | 1 | South | YES | 0.10183 | 19.1 | 6 | 23.9 | 0 | 1.0226 | GST | 1 | 0.18587 | 23.9 | 23.9 | 2.4337 | 23.9 |  |  | 0.18587 | 4.4423
5903 | SANMIGUELGEN | 1 | South | YES | 0.10912 | 396.3 | 180 | 396.3 | 0 | 1.0336 | LIGCO | 1 | 0.19316 | 0 | 396.3 | 43.2435 | 396.3 |  |  | 0.19316 | 76.5491
8189 | CUECPL2A | 1 | South | YES | 0.112 | 12 | 0 | 12 | 0 | 1.02 | Cogen | 1 | 0.19604 | 0 | 0 | 0 | 0 |  |  | 0.19604 | 0
5401 | CALAVER_JKS1 | 1 | South | YES | 0.11372 | 562 | 100 | 562 | 0 | 1.026 | LIGCO | 1 | 0.19776 | 0 | 562 | 63.9084 | 562 |  |  | 0.19776 | 111.1396
5264 | LEON_LCP3G3 | 3 | South | YES | 0.11387 | 0 | 20 | 58 |  | 1.0197 | GST | 1 | 0.19791 | 58 | 58 | 6.6043 | 58 |  |  | 0.19791 | 11.4787
5265 | LEON_LCP4G4 | 4 | South | YES | 0.11387 | 89 | 25 | 89 | 0 | 1.0197 | GST | 1 | 0.19791 | 89 | 89 | 10.1342 | 89 |  |  | 0.19791 | 17.6138
5266 | LEON_LCPCT1 | 1 | South | YES | 0.11387 | 44 | 24 | 44 | 0 | 1.0197 | GGT | 1 | 0.19791 | 44 | 44 | 5.0101 | 44 |  |  | 0.19791 | 8.708
5267 | LEON_LCPCT2 | 2 | South | YES | 0.11387 | 44 | 24 | 44 | 0 | 1.0197 | GGT | 1 | 0.19791 | 44 | 44 | 5.0101 | 44 |  |  | 0.19791 | 8.708
5268 | LEON_LCPCT3 | 3 | South | YES | 0.11387 | 43 | 24 | 43 | 0 | 1.0197 | GGT | 1 | 0.19791 | 43 | 43 | 4.8963 | 43 |  |  | 0.19791 | 8.5101
5269 | LEON_LCPCT4 | 4 | South | YES | 0.11387 | 45 | 24 | 45 | 0 | 1.0197 | GGT | 1 | 0.19791 | 45 | 45 | 5.124 | 45 |  |  | 0.19791 | 8.9059
5476 | BRA_AVR1_CT1 | 1 | South | YES | 0.11423 | 155 | 90 | 155 | 0 | 1.025 | CC | 1 | 0.19827 | 155 | 155 | 17.7053 | 155 |  |  | 0.19827 | 30.7318
5477 | BRA_AVR1_ST | 1 | South | YES | 0.11423 | 174 | 138 | 174 | 0 | 1.025 | CC | 1 | 0.19827 | 174 | 174 | 19.8757 | 174 |  |  | 0.19827 | 34.4989
5478 | BRA_AVR1_CT2 | 1 | South | YES | 0.11423 | 155 | 90 | 155 | 0 | 1.025 | CC | 1 | 0.19827 | 155 | 155 | 17.7053 | 155 |  |  | 0.19827 | 30.7318
5028 | BRAUNIG_VHB3 | 3 | South | YES | 0.11463 | 407 | 60 | 407 | 0 | 1.0138 | GST | 1 | 0.19867 | 407 | 407 | 46.6548 | 407 |  |  | 0.19867 | 80.8597
5026 | BRAUNIG_VHB1 | 1 | South | YES | 0.11469 | 215 | 40 | 215 | 0 | 1.0192 | GST | 1 | 0.19874 | 215 | 215 | 24.6592 | 215 |  |  | 0.19874 | 42.7281
5027 | BRAUNIG_VHB2 | 2 | South | YES | 0.11469 | 216 | 40 | 216 | 0 | 1.0192 | GST | 1 | 0.19874 | 216 | 216 | 24.7739 | 216 |  |  | 0.19874 | 42.9268
5396 | CALAVER_OWS1 | 1 | South | YES | 0.11484 | 418 | 80 | 418 | 0 | 1.0192 | GST | 1 | 0.19888 | 418 | 418 | 48.0014 | 418 |  |  | 0.19888 | 83.1307
5397 | CALAVER_OWS2 | 2 | South | YES | 0.11484 | 400 | 80 | 400 | 0 | 1.0192 | GST | 1 | 0.19888 | 400 | 400 | 45.9344 | 400 |  |  | 0.19888 | 79.5509
5111 | CALAVER_JTD1 | 1 | South | YES | 0.11499 | 430 | 80 | 430 | 0 | 1.0138 | LIGCO | 1 | 0.19903 | 0 | 430 | 49.4444 | 430 |  |  | 0.19903 | 85.5822
5112 | CALAVER_JTD2 | 2 | South | YES | 0.11499 | 430 | 80 | 430 | 0 | 1.0138 | LIGCO | 1 | 0.19903 | 0 | 430 | 49.4444 | 430 |  |  | 0.19903 | 85.5822
5436 | TUTTL_WBT1G1 | 1 | South | YES | 0.11549 | 48.8 | 20 | 61 | 0 | 1.012 | GST | 1 | 0.19953 | 61 | 61 | 7.0448 | 61 |  |  | 0.19953 | 12.1713
5438 | TUTTL_WBT3G3 | 3 | South | YES | 0.11549 | 95 | 25 | 95 | 0 | 1.012 | GST | 1 | 0.19953 | 95 | 95 | 10.9714 | 95 |  |  | 0.19953 | 18.9553
5439 | TUTTL_WBT4G4 | 4 | South | YES | 0.11549 | 151 | 40 | 151 | 0 | 1.012 | GST | 1 | 0.19953 | 151 | 151 | 17.4387 | 151 |  |  | 0.19953 | 30.1289
7031 | L_MARSFO1G1Y | 1 | South | YES | 0.11588 | 0 | 0 | 36 |  | 1 | Hydro | 1 | 0.19993 | 0 | 0 | 0 | 0 |  |  | 0.19993 | 0
7032 | L_MARSFO1G2Y | 2 | South | YES | 0.11588 | 0 | 0 | 35 |  | 1 | Hydro | 1 | 0.19993 | 0 | 0 | 0 | 0 |  |  | 0.19993 | 0
7033 | L_MARSFO1G3Y | 3 | South | YES | 0.11588 | 0 | 0 | 36 |  | 1 | Hydro | 1 | 0.19993 | 0 | 0 | 0 | 0 |  |  | 0.19993 | 0
7624 | L_LAKEWO9_1Y | 1 | South | YES | 0.1184 | 0 | 0 | 2.4 |  | 1 | Hydro | 1 | 0.20244 | 0 | 0 | 0 | 0 |  |  | 0.20244 | 0
7624 | L_LAKEWO9_1Y | 2 | South | YES | 0.1184 | 0 | 0 | 2.4 |  | 1 | Hydro | 1 | 0.20244 | 0 | 0 | 0 | 0 |  |  | 0.20244 | 0
7800 | L_GUADGE1_1Y | 1 | South | YES | 0.11891 | 147 | 30 | 147 | 0 | 1.02 | CC | 1 | 0.20295 | 147 | 147 | 17.4802 | 147 |  |  | 0.20295 | 29.8343
7801 | L_GUADGE1_2Y | 2 | South | YES | 0.11891 | 138 | 30 | 138 | 0 | 1.02 | CC | 1 | 0.20295 | 138 | 138 | 16.41 | 138 |  |  | 0.20295 | 28.0077
7802 | L_GUADGE1_3Y | 3 | South | YES | 0.11891 | 146 | 30 | 146 | 0 | 1.02 | CC | 1 | 0.20295 | 146 | 146 | 17.3613 | 146 |  |  | 0.20295 | 29.6313
7803 | L_GUADGE1_4Y | 4 | South | YES | 0.11891 | 149 | 30 | 149 | 0 | 1.02 | CC | 1 | 0.20295 | 149 | 149 | 17.718 | 149 |  |  | 0.20295 | 30.2402
7804 | L_GUADGE1_5Y | 5 | South | YES | 0.11891 | 182 | 30 | 182 | 0 | 1.02 | CC | 1 | 0.20295 | 182 | 182 | 21.6422 | 182 |  |  | 0.20295 | 36.9377
7805 | L_GUADGE1_6Y | 6 | South | YES | 0.11891 | 203 | 30 | 203 | 0 | 1.02 | CC | 1 | 0.20295 | 203 | 203 | 24.1393 | 203 |  |  | 0.20295 | 41.1997
7609 | L_SCHUMA8_1Y | 1 | South | YES | 0.12041 | 0 | 0 | 4 |  | 1 | Hydro | 1 | 0.20445 | 0 | 0 | 0 | 0 |  |  | 0.20445 | 0
7605 | L_MCQUEE9_1Y | 1 | South | YES | 0.12121 | 0 | 0 | 2.4 |  | 1.025 | Hydro | 1 | 0.20525 | 0 | 0 | 0 | 0 |  |  | 0.20525 | 0
7605 | L_MCQUEE9_1Y | 2 | South | YES | 0.12121 | 0 | 0 | 2.4 |  | 1.025 | Hydro | 1 | 0.20525 | 0 | 0 | 0 | 0 |  |  | 0.20525 | 0
7605 | L_MCQUEE9_1Y | 3 | South | YES | 0.12121 | 0 | 0 | 2.8 |  | 1.025 | Hydro | 1 | 0.20525 | 0 | 0 | 0 | 0 |  |  | 0.20525 | 0
7810 | L_RIONOG1G1Y | 1 | South | YES | 0.12333 | 148 | 0 | 148 | 0 | 1.02 | CC | 1 | 0.20737 | 148 | 148 | 18.2528 | 148 |  |  | 0.20737 | 30.691
7811 | L_RIONOG1G2Y | 2 | South | YES | 0.12333 | 148 | 0 | 148 | 0 | 1.02 | CC | 1 | 0.20737 | 148 | 148 | 18.2528 | 148 |  |  | 0.20737 | 30.691
7812 | L_RIONOG1G3Y | 3 | South | YES | 0.12333 | 154 | 0 | 154 | 0 | 1.02 | CC | 1 | 0.20737 | 154 | 154 | 18.9928 | 154 |  |  | 0.20737 | 31.9352
7813 | L_RIONOG1S1Y | 4 | South | YES | 0.12333 | 293 | 0 | 293 | 0 | 1.02 | CC | 1 | 0.20737 | 293 | 293 | 36.1357 | 293 |  |  | 0.20737 | 60.7598
7487 | L_CANYHY8_1Y | 1 | South | YES | 0.1243 | 0 | 0 | 6 |  | 1 | Hydro | 1 | 0.20834 | 0 | 0 | 0 | 0 |  |  | 0.20834 | 0
7014 | L_HAYSEN1_1Y | 1 | South | YES | 0.12812 | 223.9 | 74 | 223.9 | 0 | 1.008 | CC | 1 | 0.21216 | 223.9 | 223.9 | 28.6861 | 223.9 |  |  | 0.21216 | 47.5029
7015 | L_HAYSEN1_2Y | 2 | South | YES | 0.12812 | 225 | 74 | 225 | 0 | 1.008 | CC | 1 | 0.21216 | 225 | 225 | 28.827 | 225 |  |  | 0.21216 | 47.7363
7016 | L_HAYSEN1_3Y | 3 | South | YES | 0.12812 | 224.6 | 74 | 224.6 | 0 | 1.008 | CC | 1 | 0.21216 | 224.6 | 224.6 | 28.7758 | 224.6 |  |  | 0.21216 | 47.6514
7017 | L_HAYSEN1_4Y | 4 | South | YES | 0.12812 | 226.7 | 74 | 226.7 | 0 | 1.008 | CC | 1 | 0.21216 | 226.7 | 226.7 | 29.0448 | 226.7 |  |  | 0.21216 | 48.097
7303 | L_WPPGS12_1Y | 1 | South | YES | 0.1286 | 50 | 0 | 50 | 0 | 1.025 | GGT | 1 | 0.21264 | 50 | 50 | 6.4298 | 50 |  |  | 0.21264 | 10.6319
7303 | L_WPPGS12_1Y | 2 | South | YES | 0.1286 | 50 | 0 | 50 | 0 | 1.025 | GGT | 1 | 0.21264 | 50 | 50 | 6.4298 | 50 |  |  | 0.21264 | 10.6319
7305 | L_WPPGS34_1Y | 3 | South | YES | 0.1286 | 50 | 0 | 50 | 0 | 1.025 | GGT | 1 | 0.21264 | 50 | 50 | 6.4298 | 50 |  |  | 0.21264 | 10.6319
7305 | L_WPPGS34_1Y | 4 | South | YES | 0.1286 | 50 | 0 | 50 | 0 | 1.025 | GGT | 1 | 0.21264 | 50 | 50 | 6.4298 | 50 |  |  | 0.21264 | 10.6319
7020 | L_AUSTPL1_1Y | 1 | South | YES | 0.13019 | 0 | 0 | 8 |  | 1 | Hydro | 1 | 0.21423 | 0 | 0 | 0 | 0 |  |  | 0.21423 | 0
7020 | L_AUSTPL1_1Y | 2 | South | YES | 0.13019 | 0 | 0 | 8 |  | 1 | Hydro | 1 | 0.21423 | 0 | 0 | 0 | 0 |  |  | 0.21423 | 0
9000 | DECKR_G1 | 1 | South | YES | 0.13335 | 280 | 50 | 321 | 0 | 1.015 | GST | 1 | 0.21739 | 321 | 321 | 42.805 | 321 |  |  | 0.21739 | 69.7823
9001 | DECKR_G2 | 2 | South | YES | 0.13335 | 400 | 50 | 426 | 0 | 1.015 | GST | 1 | 0.21739 | 426 | 426 | 56.8067 | 426 |  |  | 0.21739 | 92.6083
9016 | SANDH_G1 | 1 | South | YES | 0.13422 | 45 | 2 | 49 | 0 | 1.0175 | GGT | 1 | 0.21826 | 49 | 49 | 6.5767 | 49 |  |  | 0.21826 | 10.6947
9017 | SANDH_G2 | 2 | South | YES | 0.13422 | 45 | 2 | 46 | 0 | 1.0175 | GGT | 1 | 0.21826 | 46 | 46 | 6.174 | 46 |  |  | 0.21826 | 10.0399
9018 | SANDH_G3 | 3 | South | YES | 0.13422 | 45 | 2 | 46 | 0 | 1.0175 | GGT | 1 | 0.21826 | 46 | 46 | 6.174 | 46 |  |  | 0.21826 | 10.0399
9019 | SANDH_G4 | 4 | South | YES | 0.13422 | 0 | 2 | 47 |  | 1.0175 | GGT | 1 | 0.21826 | 47 | 47 | 6.3082 | 47 |  |  | 0.21826 | 10.2582
9020 | SANDHG5A | 5A | South | YES | 0.13422 | 150 | 84 | 155 | 0 | 1.0175 | CC | 1 | 0.21826 | 155 | 155 | 20.8038 | 155 |  |  | 0.21826 | 33.8302
9021 | SANDHG5C | 5C | South | YES | 0.13422 | 140 | 0 | 148 | 0 | 1.0175 | CC | 1 | 0.21826 | 148 | 148 | 19.8643 | 148 |  |  | 0.21826 | 32.3024
7012 | L_FPPYD21_3Y | 3 | South | YES | 0.13458 | 427.5 | 200 | 436 | 0 | 1.02 | LIGCO | 1 | 0.21862 | 0 | 436 | 58.676 | 436 |  |  | 0.21862 | 95.318
7010 | L_FPPYD11_1Y | 1 | South | YES | 0.13473 | 547.4 | 200 | 606 | 0 | 1.02 | LIGCO | 1 | 0.21877 | 0 | 606 | 81.644 | 606 |  |  | 0.21877 | 132.573
7011 | L_FPPYD11_2Y | 2 | South | YES | 0.13473 | 552.2 | 200 | 598 | 0 | 1.02 | LIGCO | 1 | 0.21877 | 0 | 598 | 80.5661 | 598 |  |  | 0.21877 | 130.8229
7004 | L_SIMGID1_1Y | 1 | South | YES | 0.13535 | 132 | 40 | 132 | 0 | 1.02 | GST | 1 | 0.21939 | 132 | 132 | 17.8663 | 132 |  |  | 0.21939 | 28.9598
7005 | L_SIMGID1_2Y | 2 | South | YES | 0.13535 | 133 | 32 | 139 | 0 | 1.02 | GST | 1 | 0.21939 | 139 | 139 | 18.8138 | 139 |  |  | 0.21939 | 30.4955
7006 | L_SIMGID1_3Y | 3 | South | YES | 0.13535 | 324.9 | 60 | 329 | 0 | 1.02 | GST | 1 | 0.21939 | 329 | 329 | 44.5305 | 329 |  |  | 0.21939 | 72.1801
9002 | DECKR_G3 | 3 | South | YES | 0.13563 | 0 | 24 | 42 |  | 1.015 | GGT | 1 | 0.21967 | 42 | 42 | 5.6964 | 42 |  |  | 0.21967 | 9.2262
9003 | DECKR_G4 | 4 | South | YES | 0.13563 | 44 | 24 | 44 | 0 | 1.015 | GGT | 1 | 0.21967 | 44 | 44 | 5.9677 | 44 |  |  | 0.21967 | 9.6655
9004 | DECKR_G5 | 5 | South | YES | 0.13563 | 44 | 24 | 44 | 0 | 1.015 | GGT | 1 | 0.21967 | 44 | 44 | 5.9677 | 44 |  |  | 0.21967 | 9.6655
9005 | DECKR_G6 | 6 | South | YES | 0.13563 | 44 | 24 | 47 | 0 | 1.015 | GGT | 1 | 0.21967 | 47 | 47 | 6.3746 | 47 |  |  | 0.21967 | 10.3245
7807 | L_BASTEN1_1Y | 1 | South | YES | 0.152 | 152.5 | 83.5 | 152.5 | 0 | 1.004 | CC | 1 | 0.23604 | 152.5 | 152.5 | 23.1798 | 152.5 |  |  | 0.23604 | 35.9962
7808 | L_BASTEN1_2Y | 1 | South | YES | 0.152 | 149.5 | 83.5 | 149.5 | 0 | 1.004 | CC | 1 | 0.23604 | 149.5 | 149.5 | 22.7239 | 149.5 |  |  | 0.23604 | 35.288
7809 | L_BASTEN1_3Y | 1 | South | YES | 0.152 | 232.6 | 42 | 232.6 | 0 | 1.004 | CC | 1 | 0.23604 | 232.6 | 232.6 | 35.355 | 232.6 |  |  | 0.23604 | 54.903
7007 | L_LOSTPI1_1Y | 1 | South | YES | 0.15375 | 158.6 | 110 | 158 | 0 | 1 | CC | 1 | 0.23779 | 158 | 158 | 24.2919 | 158 |  |  | 0.23779 | 37.5704
7008 | L_LOSTPI1_2Y | 2 | South | YES | 0.15375 | 157.7 | 107 | 160 | 0 | 1 | CC | 1 | 0.23779 | 160 | 160 | 24.5994 | 160 |  |  | 0.23779 | 38.046
7009 | L_LOSTPI1_3Y | 3 | South | YES | 0.15375 | 173.9 | 72 | 175 | 0 | 1 | CC | 1 | 0.23779 | 175 | 175 | 26.9056 | 175 |  |  | 0.23779 | 41.6128
3432 | SANDOW_4G | 4 | South | YES | 0.194 | 580 | 225 | 580 | 0 | 1.029 | LIGCO | 1 | 0.27804 | 0 | 580 | 112.52 | 580 |  |  | 0.27804 | 161.264
13432 | SANDOW_5G | 5 | South | YES | 0.20014 | 581 | 225 | 581 |  | 1.029 | LIGCO | 1 | 0.28418 | 0 | 581 | 116.2808 | 581 |  |  | 0.28418 | 165.1088
Note on AL4: Zonal Cap - Zonal Impact

## Distributed Slack - Bound Gen
Number of Bus | Name of Bus | ID | Area Name of Gen | AGC | P Sensitivity of Bus | Gen MW | Min MW | Max MW | V Sensitivity of Bus | Set Volt | Tech Type | Zone Impact | Zone Correlation | Inc Max | Dec Max | Souce S.F. Weighting | Souce Capacity | Sink S.F. Weighting | Sink Capacity | PTDF Calc | PTDF Weighting | max of zone correlation | 0.084041 |  |  | Neg PTDF weight | Pos PTDF weight
8139 | JOS #1 | MB | South | YES | 0 | 0 | 45 | 255 |  | 1.02 | GST | 1 | 0.084041 | 0 | 0 | 0 | 0 |  |  | 0.084041 | 0 |  |  |  |  | 0 | 0
8285 | LAR #1 | MB | South | YES | 0 | 0 | 9 | 32 |  | 1.0497 | GST | 1 | 0.084041 | 0 | 0 | 0 | 0 |  |  | 0.084041 | 0 |  |  |  |  | 0 | 0
8287 | LAR #2 | MB | South | YES | 0 | 0 | 9 | 32 |  | 1.04 | GST | 1 | 0.084041 | 0 | 0 | 0 | 0 |  |  | 0.084041 | 0 |  |  |  |  | 0 | 0
8288 | LAR #3 | MB | South | YES | 0 | 0 | 25 | 105 |  | 1.04 | GST | 1 | 0.084041 | 0 | 0 | 0 | 0 |  |  | 0.084041 | 0 |  |  | Weighted Shift Factors |  | 0 | 0
8388 | BATES0A | MB | South | YES | 0 | 0 | 21 | 71 |  | 1.033 | GST | 1 | 0.084041 | 0 | 0 | 0 | 0 |  |  | 0.084041 | 0 |  |  | South | 0.12167 | 0 | 0
8393 | BATES0B | MB | South | YES | 0 | 0 | 25 | 110 |  | 1.03 | GST | 1 | 0.084041 | 0 | 0 | 0 | 0 |  |  | 0.084041 | 0 |  |  | North | -0.084041 | 0 | 0
8437 | NUECES_B0C | MB | South | YES | 0 | 0 | 7 | 30 |  | 1.03 | GST | 1 | 0.084041 | 0 | 0 | 0 | 0 |  |  | 0.084041 | 0 |  |  |  |  | 0 | 0
8438 | NUECES_B0B | MB | South | YES | 0 | 0 | 26 | 169 |  | 1.03 | GST | 1 | 0.084041 | 0 | 0 | 0 | 0 |  |  | 0.084041 | 0 | North |  |  |  | 0 | 0
39190 | TNSLCGN1__8 | 1 | Houston | YES | 0 | 0 | 10 | 30 |  | 1.03 | Cogen | 1 | 0.084041 | 0 | 0 |  |  |  |  | 0.084041 | 0 | Line Rating |  | 1072 |  | 0 | 0
5934 | SI_RAY5 | 5 | South | YES | 0 | 0 | 10 | 15 |  | 1.035 | GST | 1 | 0.084041 | 15 | 15 | 0 | 15 |  |  | 0.084041 | 1.2606 | Impact Counter to Zone: |  | 0 |  | 0 | 0
48591 | CHE_GT2_5030 | 2 | Houston | YES | 0.018438 | 173 | 50 | 173 | 0 | 1.029 | Cogen | 1 | 0.10248 | 0 | 0 |  |  |  |  | 0.10248 | 0 |  |  | 0% |  | 0 | 0
48811 | CVC_GT3_5045 | 3 | Houston | YES | 0.018438 | 156 | 91.8 | 156 | 0 | 1.029 | Cogen | 1 | 0.10248 | 0 | 0 |  |  |  |  | 0.10248 | 0 |  |  |  |  | 0 | 0
48812 | CVC_GT2_5020 | 2 | Houston | YES | 0.018438 | 158 | 91.8 | 158 | 0 | 1.029 | Cogen | 1 | 0.10248 | 0 | 0 |  |  |  |  | 0.10248 | 0 | South |  |  |  | 0 | 0
48813 | CVC_GT1_5035 | 1 | Houston | YES | 0.018438 | 160 | 91.8 | 160 | 0 | 1.029 | Cogen | 1 | 0.10248 | 0 | 0 |  |  |  |  | 0.10248 | 0 | Line Rating |  | 1072 |  | 0 | 0
48814 | CVC_ST5_5040 | 1 | Houston | YES | 0.018438 | 162 | 91.8 | 162 | 0 | 1.029 | Cogen | 1 | 0.10248 | 0 | 0 |  |  |  |  | 0.10248 | 0 | Impact Counter to Zone: |  | 0 |  | 0 | 0
48886 | THW_5354 | C | Houston | YES | 0.022392 | 45.6 | 5 | 57 |  | 1.0319 | GGT | 1 | 0.10643 | 57 | 57 |  |  |  |  | 0.10643 | 6.0667 |  |  | 0% |  | 0 | 0
48887 | THW_5556 | F | Houston | YES | 0.022392 | 45.6 | 5 | 57 |  | 1.0319 | GGT | 1 | 0.10643 | 57 | 57 |  |  |  |  | 0.10643 | 6.0667 |  |  |  |  | 0 | 0
48885 | THW_5152 | A | Houston | YES | 0.022392 | 46.4 | 5 | 58 |  | 1.0319 | GGT | 1 | 0.10643 | 58 | 58 |  |  |  |  | 0.10643 | 6.1731 |  |  |  |  | 0 | 0
48886 | THW_5354 | D | Houston | YES | 0.022392 | 46.4 | 5 | 58 |  | 1.0319 | GGT | 1 | 0.10643 | 58 | 58 |  |  |  |  | 0.10643 | 6.1731 |  |  |  |  | 0 | 0
48885 | THW_5152 | B | Houston | YES | 0.022392 | 47.2 | 5 | 59 |  | 1.0319 | GGT | 1 | 0.10643 | 59 | 59 |  |  |  |  | 0.10643 | 6.2796 |  |  |  |  | 0 | 0
48887 | THW_5556 | E | Houston | YES | 0.022392 | 47.2 | 5 | 59 |  | 1.0319 | GGT | 1 | 0.10643 | 59 | 59 |  |  |  |  | 0.10643 | 6.2796 |  |  |  |  | 0 | 0
48690 | GBY_GN5_5 | 5 | Houston | YES | 0.022673 | 318.4 | 81 | 398 |  | 1.0362 | GSC | 1 | 0.10671 | 398 | 398 |  |  |  |  | 0.10671 | 42.4723 |  |  |  |  | 0 | 0
48597 | BTE_GT4_8055 | 3 | Houston | YES | 0.022877 | 158.9 | 130 | 158.9 | 0 | 1.0261 | CC | 1 | 0.10692 | 158.9 | 158.9 |  |  |  |  | 0.10692 | 16.9893 |  |  |  |  | 0 | 0
48596 | BTE_GT3_8045 | 2 | Houston | YES | 0.022877 | 161.4 | 130 | 161.4 | 0 | 1.0261 | CC | 1 | 0.10692 | 161.4 | 161.4 |  |  |  |  | 0.10692 | 17.2566 |  |  |  |  | 0 | 0
48595 | BTE_GT2_8075 | 1 | Houston | YES | 0.022877 | 162.8 | 130 | 162.8 | 0 | 1.0261 | CC | 1 | 0.10692 | 162.8 | 162.8 |  |  |  |  | 0.10692 | 17.4063 |  |  |  |  | 0 | 0
48598 | BTE_ST1_8070 | 4 | Houston | YES | 0.022877 | 269.2 | 60 | 269.2 | 0 | 1.0261 | CC | 1 | 0.10692 | 269.2 | 269.2 |  |  |  |  | 0.10692 | 28.7824 |  |  |  |  | 0 | 0
48583 | CBY_GT4_1 | 1 | Houston | YES | 0.023525 | 172 | 0 | 172 | 0 | 1.027 | GSC | 1 | 0.10757 | 172 | 172 |  |  |  |  | 0.10757 | 18.5014 |  |  |  |  | 0 | 0
48584 | CBY_GT4_2 | 2 | Houston | YES | 0.023525 | 172 | 0 | 172 | 0 | 1.027 | CC | 1 | 0.10757 | 172 | 172 |  |  |  |  | 0.10757 | 18.5014 |  |  |  |  | 0 | 0
48585 | CBY_ST4_1 | 3 | Houston | YES | 0.023525 | 172 | 0 | 172 | 0 | 1.027 | CC | 1 | 0.10757 | 172 | 172 |  |  |  |  | 0.10757 | 18.5014 |  |  |  |  | 0 | 0
48815 | CVC_GT4_8005 | 4 | Houston | YES | 0.023638 | 165 | 91.8 | 165 |  | 1.0362 | Cogen | 1 | 0.10768 | 0 | 0 |  |  |  |  | 0.10768 | 0 |  |  |  |  | 0 | 0
48791 | PSA_GT1_8160 | 1 | Houston | YES | 0.023844 | 52 | 20.8 | 65 | 0 | 1.0362 | Cogen | 1 | 0.10789 | 0 | 0 |  |  |  |  | 0.10789 | 0 |  |  |  |  | 0 | 0
48792 | PSA_GT2_8155 | 2 | Houston | YES | 0.023844 | 52.8 | 20.3 | 66 | 0 | 1.0362 | Cogen | 1 | 0.10789 | 0 | 0 |  |  |  |  | 0.10789 | 0 |  |  |  |  | 0 | 0
48793 | PSA_GT3_8150 | 3 | Houston | YES | 0.023844 | 56 | 20.3 | 70 | 0 | 1.0362 | Cogen | 1 | 0.10789 | 0 | 0 |  |  |  |  | 0.10789 | 0 |  |  |  |  | 0 | 0
48794 | PSA_GT4_8145 | 4 | Houston | YES | 0.023844 | 52.8 | 20.3 | 66 | 0 | 1.0362 | Cogen | 1 | 0.10789 | 0 | 0 |  |  |  |  | 0.10789 | 0 |  |  |  |  | 0 | 0
48795 | PSA_GT5_8140 | 5 | Houston | YES | 0.023844 | 51.2 | 20.3 | 64 | 0 | 1.0362 | Cogen | 1 | 0.10789 | 0 | 0 |  |  |  |  | 0.10789 | 0 |  |  |  |  | 0 | 0
48796 | PSA_GN1_8165 | 1 | Houston | YES | 0.023844 | 83.2 | 43.1 | 104 | 0 | 1.0362 | Cogen | 1 | 0.10789 | 0 | 0 |  |  |  |  | 0.10789 | 0 |  |  |  |  | 0 | 0
48797 | PSA_GT6_8135 | 6 | Houston | YES | 0.023844 | 47.2 | 34.5 | 59 | 0 | 1.0362 | Cogen | 1 | 0.10789 | 0 | 0 |  |  |  |  | 0.10789 | 0 |  |  |  |  | 0 | 0
48581 | CBY_GN1_1 | 1 | Houston | YES | 0.023855 | 595.2 | 108 | 744 | 0 | 1.0435 | GSC | 1 | 0.1079 | 744 | 744 |  |  |  |  | 0.1079 | 80.2749 |  |  |  |  | 0 | 0
48940 | WARVUE_GT1 | G1 | Houston | YES | 0.023869 | 15 | 0 | 15 |  | 1.021 | Cogen | 1 | 0.10791 | 0 | 0 |  |  |  |  | 0.10791 | 0 |  |  |  |  | 0 | 0
48651 | EP_1_2 | 1 | Houston | YES | 0.023881 | 4 | 0 | 5 | 0 | 1.0362 | Cogen | 1 | 0.10792 | 0 | 0 |  |  |  |  | 0.10792 | 0 |  |  |  |  | 0 | 0
48651 | EP_1_2 | 2 | Houston | YES | 0.023881 | 17.7 | 10 | 21 | 0 | 1.0362 | Cogen | 1 | 0.10792 | 0 | 0 |  |  |  |  | 0.10792 | 0 |  |  |  |  | 0 | 0
49803 | EXN_15GT | 1 | Houston | YES | 0.024253 | 33 | 8.3 | 34 |  | 1.0326 | Cogen | 1 | 0.10829 | 0 | 0 |  |  |  |  | 0.10829 | 0 |  |  |  |  | 0 | 0
49804 | EXN_16GT | 2 | Houston | YES | 0.024253 | 32 | 8.3 | 34.7 |  | 1.0326 | Cogen | 1 | 0.10829 | 0 | 0 |  |  |  |  | 0.10829 | 0 |  |  |  |  | 0 | 0
49805 | EXN_17GT | 3 | Houston | YES | 0.024253 | 31 | 8.3 | 32.7 |  | 1.0326 | Cogen | 1 | 0.10829 | 0 | 0 |  |  |  |  | 0.10829 | 0 |  |  |  |  | 0 | 0
49826 | EXN938GT | 5 | Houston | YES | 0.024253 | 43 | 9.2 | 45.9 |  | 1.0326 | Cogen | 1 | 0.10829 | 0 | 0 |  |  |  |  | 0.10829 | 0 |  |  |  |  | 0 | 0
49828 | EXN941GT | 10 | Houston | YES | 0.024253 | 17.7 | 5.4 | 17.7 | 0 | 1.0326 | Cogen | 1 | 0.10829 | 0 | 0 |  |  |  |  | 0.10829 | 0 |  |  |  |  | 0 | 0
49829 | EXN942GT | 11 | Houston | YES | 0.024253 | 20 | 5.4 | 20.4 | 0 | 1.0326 | Cogen | 1 | 0.10829 | 0 | 0 |  |  |  |  | 0.10829 | 0 |  |  |  |  | 0 | 0
49830 | EXN943GT | 12 | Houston | YES | 0.024253 | 19 | 5.4 | 19.9 | 0 | 1.0326 | Cogen | 1 | 0.10829 | 0 | 0 |  |  |  |  | 0.10829 | 0 |  |  |  |  | 0 | 0
49831 | EXN944GT | 13 | Houston | YES | 0.024253 | 33 | 5.4 | 35 | 0 | 1.0326 | Cogen | 1 | 0.10829 | 0 | 0 |  |  |  |  | 0.10829 | 0 |  |  |  |  | 0 | 0
49832 | EXN945GT | 9 | Houston | YES | 0.024253 | 18.5 | 9.2 | 18.5 |  | 1.0326 | Cogen | 1 | 0.10829 | 0 | 0 |  |  |  |  | 0.10829 | 0 |  |  |  |  | 0 | 0
49837 | EXN_GT | 4 | Houston | YES | 0.024253 | 81 | 21.3 | 85.4 |  | 1.0326 | Cogen | 1 | 0.10829 | 0 | 0 |  |  |  |  | 0.10829 | 0 |  |  |  |  | 0 | 0
49838 | EXN_14GT | 14 | Houston | YES | 0.024253 | 140 | 0 | 148 |  | 1.0326 | Cogen | 1 | 0.10829 | 0 | 0 |  |  |  |  | 0.10829 | 0 |  |  |  |  | 0 | 0
48883 | THW_GT1_GT_1 | B2 | Houston | YES | 0.024359 | 0 | 0 | 12 |  | 1.043 | GGT | 1 | 0.1084 | 12 | 12 |  |  |  |  | 0.1084 | 1.3008 |  |  |  |  | 0 | 0
48582 | CBY_GN2_2 | 2 | Houston | YES | 0.024637 | 596.8 | 110 | 746 | 0 | 1.0435 | GSC | 1 | 0.10868 | 746 | 746 |  |  |  |  | 0.10868 | 81.0741 |  |  |  |  | 0 | 0
48875 | THW_3132 | B | Houston | YES | 0.02522 | 53 | 5 | 53 | 0 | 1.0435 | CC | 1 | 0.10926 | 53 | 53 |  |  |  |  | 0.10926 | 5.7909 |  |  |  |  | 0 | 0
48875 | THW_3132 | A | Houston | YES | 0.02522 | 55 | 5 | 55 | 0 | 1.0435 | CC | 1 | 0.10926 | 55 | 55 |  |  |  |  | 0.10926 | 6.0094 |  |  |  |  | 0 | 0
48877 | THW_3334 | C | Houston | YES | 0.02522 | 55 | 5 | 55 | 0 | 1.0435 | CC | 1 | 0.10926 | 55 | 55 |  |  |  |  | 0.10926 | 6.0094 |  |  |  |  | 0 | 0
48879 | THW_4142 | F | Houston | YES | 0.02522 | 55 | 5 | 55 | 0 | 1.0435 | CC | 1 | 0.10926 | 55 | 55 |  |  |  |  | 0.10926 | 6.0094 |  |  |  |  | 0 | 0
48879 | THW_4142 | E | Houston | YES | 0.02522 | 56 | 5 | 56 | 0 | 1.0435 | CC | 1 | 0.10926 | 56 | 56 |  |  |  |  | 0.10926 | 6.1186 |  |  |  |  | 0 | 0
48877 | THW_3334 | D | Houston | YES | 0.02522 | 57 | 5 | 57 | 0 | 1.0435 | CC | 1 | 0.10926 | 57 | 57 |  |  |  |  | 0.10926 | 6.2279 |  |  |  |  | 0 | 0
48881 | THW_4344 | G | Houston | YES | 0.02522 | 58 | 5 | 58 | 0 | 1.0435 | CC | 1 | 0.10926 | 58 | 58 |  |  |  |  | 0.10926 | 6.3372 |  |  |  |  | 0 | 0
48881 | THW_4344 | H | Houston | YES | 0.02522 | 58 | 5 | 58 | 0 | 1.0435 | CC | 1 | 0.10926 | 58 | 58 |  |  |  |  | 0.10926 | 6.3372 |  |  |  |  | 0 | 0
48873 | THW_ST3_ST_3 | 3 | Houston | YES | 0.02522 | 107 | 19 | 107 | 0 | 1.0435 | CC | 1 | 0.10926 | 107 | 107 |  |  |  |  | 0.10926 | 11.691 |  |  |  |  | 0 | 0
48874 | THW_ST4_ST_4 | 4 | Houston | YES | 0.02522 | 108 | 19 | 108 | 0 | 1.0435 | CC | 1 | 0.10926 | 108 | 108 |  |  |  |  | 0.10926 | 11.8002 |  |  |  |  | 0 | 0
48593 | CHE_GT1_8015 | 1 | Houston | YES | 0.025923 | 173 | 50 | 173 | 0 | 1.0362 | Cogen | 1 | 0.10996 | 0 | 0 |  |  |  |  | 0.10996 | 0 |  |  |  |  | 0 | 0
48594 | CHE_GN4_8025 | 4 | Houston | YES | 0.025923 | 142 | 60 | 142 | 0 | 1.0362 | Cogen | 1 | 0.10996 | 0 | 0 |  |  |  |  | 0.10996 | 0 |  |  |  |  | 0 | 0
48513 | LPE_GT3_8080 | 3 | Houston | YES | 0.025992 | 39 | 0 | 39 | 0 | 1.0362 | GGT | 1 | 0.11003 | 39 | 39 |  |  |  |  | 0.11003 | 4.2913 |  |  |  |  | 0 | 0
48514 | LPE_GT4_8085 | 4 | Houston | YES | 0.025992 | 39 | 0 | 39 | 0 | 1.0362 | GGT | 1 | 0.11003 | 39 | 39 |  |  |  |  | 0.11003 | 4.2913 |  |  |  |  | 0 | 0
48511 | LPE_GT1_8070 | 1 | Houston | YES | 0.025992 | 42 | 0 | 42 | 0 | 1.0362 | GGT | 1 | 0.11003 | 42 | 42 |  |  |  |  | 0.11003 | 4.6214 |  |  |  |  | 0 | 0
48512 | LPE_GT2_8075 | 2 | Houston | YES | 0.025992 | 42 | 0 | 42 | 0 | 1.0362 | GGT | 1 | 0.11003 | 42 | 42 |  |  |  |  | 0.11003 | 4.6214 |  |  |  |  | 0 | 0
48500 | APD_GT1_8005 | 1 | Houston | YES | 0.026106 | 137.6 | 54.6 | 137.6 | 0 | 1.0362 | Cogen | 1 | 0.11015 | 0 | 0 |  |  |  |  | 0.11015 | 0 |  |  |  |  | 0 | 0
48820 | SHELLG1_3015 | 1 | Houston | YES | 0.026582 | 71 | 34.5 | 71 |  | 1.029 | Cogen | 1 | 0.11062 | 0 | 0 |  |  |  |  | 0.11062 | 0 |  |  |  |  | 0 | 0
48821 | SHELLG2 | 2 | Houston | YES | 0.026582 | 72 | 34.5 | 72 |  | 1.029 | Cogen | 1 | 0.11062 | 0 | 0 |  |  |  |  | 0.11062 | 0 |  |  |  |  | 0 | 0
48822 | SHELLG3_3020 | 2 | Houston | YES | 0.026582 | 30 | 0 | 30 |  | 1.029 | Cogen | 1 | 0.11062 | 0 | 0 |  |  |  |  | 0.11062 | 0 |  |  |  |  | 0 | 0
48822 | SHELLG3_3020 | 1 | Houston | YES | 0.026582 | 39 | 0 | 39 |  | 1.029 | Cogen | 1 | 0.11062 | 0 | 0 |  |  |  |  | 0.11062 | 0 |  |  |  |  | 0 | 0
48740 | PSG_GN2_8050 | 1 | Houston | YES | 0.026929 | 182 | 60 | 182 | 0 | 1.0326 | Cogen | 1 | 0.11097 | 0 | 0 |  |  |  |  | 0.11097 | 0 |  |  |  |  | 0 | 0
48741 | PSG_GT2_8040 | 1 | Houston | YES | 0.026929 | 158.6 | 50 | 158.6 | 0 | 1.0326 | Cogen | 1 | 0.11097 | 0 | 0 |  |  |  |  | 0.11097 | 0 |  |  |  |  | 0 | 0
48742 | PSG_GT3_8060 | 1 | Houston | YES | 0.026929 | 157 | 50 | 157 | 0 | 1.0326 | Cogen | 1 | 0.11097 | 0 | 0 |  |  |  |  | 0.11097 | 0 |  |  |  |  | 0 | 0
48854 | SRB_GN4_4 | 4 | Houston | YES | 0.026929 | 182.4 | 35 | 228 | 0 | 1.0326 | GST | 1 | 0.11097 | 228 | 228 |  |  |  |  | 0.11097 | 25.3012 |  |  |  |  | 0 | 0
48611 | DIB_GT1_8080 | 1 | Houston | YES | 0.026936 | 64 | 0 | 64 | 0 | 1.0326 | Cogen | 1 | 0.11098 | 0 | 0 |  |  |  |  | 0.11098 | 0 |  |  |  |  | 0 | 0
48612 | DIB_GT2_8075 | 2 | Houston | YES | 0.026936 | 63.2 | 0 | 63.2 | 0 | 1.0326 | Cogen | 1 | 0.11098 | 0 | 0 |  |  |  |  | 0.11098 | 0 |  |  |  |  | 0 | 0
48613 | DIB_ST1_8085 | 3 | Houston | YES | 0.026936 | 67.9 | 30 | 82.6 | 0 | 1.0326 | Cogen | 1 | 0.11098 | 0 | 0 |  |  |  |  | 0.11098 | 0 |  |  |  |  | 0 | 0
48614 | DIB_GT3_8090 | 4 | Houston | YES | 0.026936 | 73.6 | 15 | 73.6 | 0 | 1.0326 | Cogen | 1 | 0.11098 | 0 | 0 |  |  |  |  | 0.11098 | 0 |  |  |  |  | 0 | 0
48845 | SOL_GT1 | 1 | Houston | YES | 0.026939 | 16.2 | 15.4 | 16.2 |  | 1.0326 | Solar | 1 | 0.11098 | 16.2 | 16.2 |  |  |  |  | 0.11098 | 1.7979 |  |  |  |  | 0 | 0
48853 | SRB_GN3_3 | 3 | Houston | YES | 0.026943 | 170.4 | 35 | 213 |  | 1.0326 | GST | 1 | 0.11098 | 213 | 213 |  |  |  |  | 0.11098 | 23.6397 |  |  |  |  | 0 | 0
48551 | CAL_GT1_8045 | 1 | Houston | YES | 0.027003 | 149 | 0 | 149 | 0 | 1.0326 | Cogen | 1 | 0.11104 | 0 | 0 |  |  |  |  | 0.11104 | 0 |  |  |  |  | 0 | 0
48552 | CAL_ST1_8000 | 2 | Houston | YES | 0.027003 | 65.1 | 0 | 65.1 | 0 | 1.0326 | Cogen | 1 | 0.11104 | 0 | 0 |  |  |  |  | 0.11104 | 0 |  |  |  |  | 0 | 0
48851 | SRB_GN1_1 | 1 | Houston | YES | 0.027009 | 132 | 26 | 165 | 0 | 1.0217 | GST | 1 | 0.11105 | 165 | 165 |  |  |  |  | 0.11105 | 18.3233 |  |  |  |  | 0 | 0
48852 | SRB_GN2_2 | 2 | Houston | YES | 0.027027 | 140.8 | 26 | 176 | 0 | 1.0217 | GST | 1 | 0.11107 | 176 | 176 |  |  |  |  | 0.11107 | 19.548 |  |  |  |  | 0 | 0
48855 | SRB_GT211035 | B2 | Houston | YES | 0.027041 | 0 | 0 | 12 |  | 1.014 | GGT | 1 | 0.11108 | 12 | 12 |  |  |  |  | 0.11108 | 1.333 |  |  |  |  | 0 | 0
48855 | SRB_GT211035 | B1 | Houston | YES | 0.027041 | 0 | 0 | 18 |  | 1.014 | GGT | 1 | 0.11108 | 18 | 18 |  |  |  |  | 0.11108 | 1.9995 |  |  |  |  | 0 | 0
48761 | PR_GT1__9040 | 1 | Houston | YES | 0.027289 | 26 | 0 | 35 |  | 1 | Cogen | 1 | 0.11133 | 0 | 0 |  |  |  |  | 0.11133 | 0 |  |  |  |  | 0 | 0
48644 | DPEC_GT45070 | 4 | Houston | YES | 0.027531 | 157 | 98 | 157 | 0 | 1.0319 | CC | 1 | 0.11157 | 157 | 157 |  |  |  |  | 0.11157 | 17.5169 |  |  |  |  | 0 | 0
48642 | DPEC_GT25025 | 2 | Houston | YES | 0.027531 | 157.1 | 98 | 157.1 | 0 | 1.0319 | CC | 1 | 0.11157 | 157.1 | 157.1 |  |  |  |  | 0.11157 | 17.528 |  |  |  |  | 0 | 0
48643 | DPEC_GT35010 | 3 | Houston | YES | 0.027531 | 157.5 | 98 | 157.5 | 0 | 1.0319 | CC | 1 | 0.11157 | 157.5 | 157.5 |  |  |  |  | 0.11157 | 17.5726 |  |  |  |  | 0 | 0
48641 | DPEC_GT15040 | 1 | Houston | YES | 0.027531 | 163.2 | 98 | 163.2 | 0 | 1.0319 | CC | 1 | 0.11157 | 163.2 | 163.2 |  |  |  |  | 0.11157 | 18.2086 |  |  |  |  | 0 | 0
48645 | DPEC_ST55065 | 5 | Houston | YES | 0.027531 | 282 | 0 | 282 | 0 | 1.0319 | CC | 1 | 0.11157 | 282 | 282 |  |  |  |  | 0.11157 | 31.4634 |  |  |  |  | 0 | 0
48841 | SJS_GT1_GT1 | 1 | Houston | YES | 0.02779 | 62.4 | 49 | 78 | 0 | 1.0362 | Cogen | 1 | 0.11183 | 0 | 0 |  |  |  |  | 0.11183 | 0 |  |  |  |  | 0 | 0
48842 | SJS_GT2_GT2 | 2 | Houston | YES | 0.02779 | 64.8 | 49 | 81 | 0 | 1.0362 | Cogen | 1 | 0.11183 | 0 | 0 |  |  |  |  | 0.11183 | 0 |  |  |  |  | 0 | 0
48691 | GBY_73741085 | B | Houston | YES | 0.028121 | 37.6 | 20 | 47 | 0 | 1.0362 | GGT | 1 | 0.11216 | 47 | 47 |  |  |  |  | 0.11216 | 5.2716 |  |  |  |  | 0 | 0
48691 | GBY_73741085 | A | Houston | YES | 0.028121 | 37.6 | 20 | 47 | 0 | 1.0362 | GGT | 1 | 0.11216 | 47 | 47 |  |  |  |  | 0.11216 | 5.2716 |  |  |  |  | 0 | 0
48692 | GBY_81821075 | C | Houston | YES | 0.028121 | 37.6 | 20 | 47 | 0 | 1.0362 | GGT | 1 | 0.11216 | 47 | 47 |  |  |  |  | 0.11216 | 5.2716 |  |  |  |  | 0 | 0
48693 | GBY_83841065 | F | Houston | YES | 0.028121 | 43.2 | 20 | 54 | 0 | 1.0362 | GGT | 1 | 0.11216 | 54 | 54 |  |  |  |  | 0.11216 | 6.0568 |  |  |  |  | 0 | 0
48692 | GBY_81821075 | D | Houston | YES | 0.028121 | 44 | 20 | 55 | 0 | 1.0362 | GGT | 1 | 0.11216 | 55 | 55 |  |  |  |  | 0.11216 | 6.1689 |  |  |  |  | 0 | 0
48693 | GBY_83841065 | E | Houston | YES | 0.028121 | 45.6 | 20 | 57 | 0 | 1.0362 | GGT | 1 | 0.11216 | 57 | 57 |  |  |  |  | 0.11216 | 6.3933 |  |  |  |  | 0 | 0
48531 | BYU_GT1_8075 | 1 | Houston | YES | 0.028785 | 65 | 0 | 65 |  | 1.0362 | Cogen | 1 | 0.11283 | 0 | 0 |  |  |  |  | 0.11283 | 0 |  |  |  |  | 0 | 0
48532 | BYU_GT2_8055 | 2 | Houston | YES | 0.028785 | 62 | 0 | 62 |  | 1.0362 | Cogen | 1 | 0.11283 | 0 | 0 |  |  |  |  | 0.11283 | 0 |  |  |  |  | 0 | 0
48533 | BYU_GT3_8060 | 3 | Houston | YES | 0.028785 | 67 | 0 | 67 |  | 1.0362 | Cogen | 1 | 0.11283 | 0 | 0 |  |  |  |  | 0.11283 | 0 |  |  |  |  | 0 | 0
48534 | BYU_GT4_8065 | 4 | Houston | YES | 0.028785 | 65 | 0 | 65 |  | 1.0362 | Cogen | 1 | 0.11283 | 0 | 0 |  |  |  |  | 0.11283 | 0 |  |  |  |  | 0 | 0
48561 | CTL_GT2_8130 | 1 | Houston | YES | 0.029314 | 73.5 | 30.3 | 91.9 |  | 1.0362 | Cogen | 1 | 0.11336 | 0 | 0 |  |  |  |  | 0.11336 | 0 |  |  |  |  | 0 | 0
48562 | CTL_GT3_8135 | 2 | Houston | YES | 0.029314 | 70.1 | 30.3 | 87.6 |  | 1.0362 | Cogen | 1 | 0.11336 | 0 | 0 |  |  |  |  | 0.11336 | 0 |  |  |  |  | 0 | 0
48563 | CTL_GT4_8140 | 3 | Houston | YES | 0.029314 | 69.6 | 30.3 | 87 |  | 1.0362 | Cogen | 1 | 0.11336 | 0 | 0 |  |  |  |  | 0.11336 | 0 |  |  |  |  | 0 | 0
48564 | CTL_GN1_8145 | 4 | Houston | YES | 0.029314 | 43.6 | 12.9 | 54.5 |  | 1.0362 | Cogen | 1 | 0.11336 | 0 | 0 |  |  |  |  | 0.11336 | 0 |  |  |  |  | 0 | 0
48565 | CTL_GN2_8155 | 5 | Houston | YES | 0.029314 | 9.8 | 3.4 | 12.2 |  | 1.0362 | Cogen | 1 | 0.11336 | 0 | 0 |  |  |  |  | 0.11336 | 0 |  |  |  |  | 0 | 0
48772 | PHR_GN2_2 | MB | Houston | YES | 0.030695 | 0 | 72 | 459 |  | 1.0362 | GSC | 1 | 0.11474 | 0 | 0 |  |  |  |  | 0.11474 | 0 |  |  |  |  | 0 | 0
38580 | TNBP_CGN1_8 | 1 | Houston | YES | 0.032675 | 70.8 | 0 | 70.8 | 0 | 1.005 | Cogen | 1 | 0.11672 | 0 | 0 |  |  |  |  | 0.11672 | 0 |  |  |  |  | 0 | 0
38590 | TNBP_CGN2_8 | 2 | Houston | YES | 0.032675 | 66.7 | 0 | 66.7 | 0 | 1.005 | Cogen | 1 | 0.11672 | 0 | 0 |  |  |  |  | 0.11672 | 0 |  |  |  |  | 0 | 0
38600 | TNBP_CGN3_8 | 5 | Houston | YES | 0.032675 | 53 | 0 | 53 | 0 | 1.005 | Cogen | 1 | 0.11672 | 0 | 0 |  |  |  |  | 0.11672 | 0 |  |  |  |  | 0 | 0
38611 | TNBPAMCG1_8 | 1 | Houston | YES | 0.032675 | 153.2 | 0 | 153.2 | 0 | 1.005 | Cogen | 1 | 0.11672 | 0 | 0 |  |  |  |  | 0.11672 | 0 |  |  |  |  | 0 | 0
38612 | TNBPAMCG2_8 | 2 | Houston | YES | 0.032675 | 153.5 | 0 | 153.5 | 0 | 1.005 | Cogen | 1 | 0.11672 | 0 | 0 |  |  |  |  | 0.11672 | 0 |  |  |  |  | 0 | 0
38613 | TNBPAMCG3_8 | 3 | Houston | YES | 0.032675 | 152.3 | 0 | 152.3 | 0 | 1.005 | Cogen | 1 | 0.11672 | 0 | 0 |  |  |  |  | 0.11672 | 0 |  |  |  |  | 0 | 0
38614 | TNBPAMCG4_8 | 4 | Houston | YES | 0.032675 | 96 | 0 | 96 |  | 1.005 | Cogen | 1 | 0.11672 | 0 | 0 |  |  |  |  | 0.11672 | 0 |  |  |  |  | 0 | 0
38615 | TNBPAMCG5_8 | 1 | Houston | YES | 0.032675 | 244 | 0 | 244 | 0 | 1.005 | Cogen | 1 | 0.11672 | 0 | 0 |  |  |  |  | 0.11672 | 0 |  |  |  |  | 0 | 0
38690 | TNBP_CGN4_8 | 3 | Houston | YES | 0.032675 | 40 | 0 | 40 |  | 1.005 | Cogen | 1 | 0.11672 | 0 | 0 |  |  |  |  | 0.11672 | 0 |  |  |  |  | 0 | 0
38711 | TNTXCTY1CG8 | 1 | Houston | YES | 0.032675 | 100.3 | 59 | 100.3 | 0 | 1 | Cogen | 1 | 0.11672 | 0 | 0 |  |  |  |  | 0.11672 | 0 |  |  |  |  | 0 | 0
38712 | TNTXCTY2CG8 | 1 | Houston | YES | 0.032675 | 92.9 | 59 | 92.9 | 0 | 1 | Cogen | 1 | 0.11672 | 0 | 0 |  |  |  |  | 0.11672 | 0 |  |  |  |  | 0 | 0
38713 | TNTXCTY3CG8 | 1 | Houston | YES | 0.032675 | 102.7 | 59 | 102.7 | 0 | 1 | Cogen | 1 | 0.11672 | 0 | 0 |  |  |  |  | 0.11672 | 0 |  |  |  |  | 0 | 0
38714 | TNTXCTY4CG8 | 1 | Houston | YES | 0.032675 | 103 | 59 | 103 | 0 | 1 | Cogen | 1 | 0.11672 | 0 | 0 |  |  |  |  | 0.11672 | 0 |  |  |  |  | 0 | 0
39470 | TNDOWCGNSG8 | 1 | Houston | YES | 0.032675 | 32 | 10 | 32 | 0 | 0.985 | Cogen | 1 | 0.11672 | 0 | 0 |  |  |  |  | 0.11672 | 0 |  |  |  |  | 0 | 0
39480 | TNDOWCGNGG8 | 1 | Houston | YES | 0.032675 | 30 | 10 | 30 | 0 | 0.985 | Cogen | 1 | 0.11672 | 0 | 0 |  |  |  |  | 0.11672 | 0 |  |  |  |  | 0 | 0
48929 | WAPGT21_GT1 | B1 | Houston | YES | 0.037353 | 0 | 0 | 13 |  | 1.05 | GGT | 1 | 0.12139 | 13 | 13 |  |  |  |  | 0.12139 | 1.5781 |  |  |  |  | 0 | 0
48921 | WAP_GN1_1 | 1 | Houston | YES | 0.037353 | 132.8 | 37 | 166 | 0 | 1.0362 | GST | 1 | 0.12139 | 166 | 166 |  |  |  |  | 0.12139 | 20.1515 |  |  |  |  | 0 | 0
48922 | WAP_GN2_2 | 2 | Houston | YES | 0.037353 | 132.8 | 37 | 166 | 0 | 1.0362 | GST | 1 | 0.12139 | 166 | 166 |  |  |  |  | 0.12139 | 20.1515 |  |  |  |  | 0 | 0
48923 | WAP_GN3_3 | 3 | Houston | YES | 0.037353 | 198.4 | 93 | 248 | 0 | 1.0362 | GST | 1 | 0.12139 | 248 | 248 |  |  |  |  | 0.12139 | 30.1058 |  |  |  |  | 0 | 0
48924 | WAP_GN4_4 | 4 | Houston | YES | 0.037353 | 546 | 217 | 546 | 0 | 1.0362 | GSC | 1 | 0.12139 | 546 | 546 |  |  |  |  | 0.12139 | 66.2813 |  |  |  |  | 0 | 0
48925 | WAP_GN5_5 | 5 | Houston | YES | 0.037353 | 579.1 | 278 | 654 | 0 | 0.985 | LIGCO | 1 | 0.12139 | 0 | 654 |  |  |  |  | 0.12139 | 79.3919 |  |  |  |  | 0 | 0
48510 | AK_GT1__8040 | 1 | Houston | YES | 0.037463 | 33.4 | 8.1 | 34 |  | 1.029 | Cogen | 1 | 0.1215 | 0 | 0 |  |  |  |  | 0.1215 | 0 |  |  |  |  | 0 | 0
48522 | BVE_GT2_5035 | 2 | Houston | YES | 0.038497 | 166.4 | 0 | 166.4 |  | 1.035 | CC | 1 | 0.12254 | 166.4 | 166.4 |  |  |  |  | 0.12254 | 20.3904 |  |  |  |  | 0 | 0
48521 | BVE_GT1_GT1 | 1 | Houston | YES | 0.038497 | 167.7 | 0 | 167.7 |  | 1.035 | CC | 1 | 0.12254 | 167.7 | 167.7 |  |  |  |  | 0.12254 | 20.5497 |  |  |  |  | 0 | 0
48523 | BVE_ST1_GN1 | 3 | Houston | YES | 0.038497 | 252.4 | 0 | 252.4 |  | 1.035 | CC | 1 | 0.12254 | 252.4 | 252.4 |  |  |  |  | 0.12254 | 30.9287 |  |  |  |  | 0 | 0
48730 | MNS_GT | 1 | Houston | YES | 0.03854 | 43 | 0 | 46.1 |  | 1.029 | Cogen | 1 | 0.12258 | 0 | 0 |  |  |  |  | 0.12258 | 0 |  |  |  |  | 0 | 0
48927 | WAP_GN7_7 | 7 | Houston | YES | 0.038557 | 564 | 277 | 564 |  | 1.035 | LIGCO | 1 | 0.1226 | 0 | 564 |  |  |  |  | 0.1226 | 69.1455 |  |  |  |  | 0 | 0
48928 | WAP_GN8_8 | 8 | Houston | YES | 0.038557 | 603 | 275 | 603 |  | 1.035 | LIGCO | 1 | 0.1226 | 0 | 603 |  |  |  |  | 0.1226 | 73.9268 |  |  |  |  | 0 | 0
48926 | WAP_GN6_6 | 6 | Houston | YES | 0.038557 | 651 | 280 | 651 |  | 1.035 | LIGCO | 1 | 0.1226 | 0 | 651 |  |  |  |  | 0.1226 | 79.8115 |  |  |  |  | 0 | 0
39760 | TNSCLP1___8 | 1 | Houston | YES | 0.045684 | 93.4 | 20 | 116.8 | 0 | 1.04 | Cogen | 1 | 0.12973 | 0 | 0 |  |  |  |  | 0.12973 | 0 |  |  |  |  | 0 | 0
39770 | TNSCLP2___8 | 1 | Houston | YES | 0.045684 | 91.6 | 20 | 114.5 | 0 | 1.04 | Cogen | 1 | 0.12973 | 0 | 0 |  |  |  |  | 0.12973 | 0 |  |  |  |  | 0 | 0
39775 | TNSCLP4___8 | 1 | Houston | YES | 0.045684 | 95.2 | 20 | 119 | 0 | 1.04 | Cogen | 1 | 0.12973 | 0 | 0 |  |  |  |  | 0.12973 | 0 |  |  |  |  | 0 | 0
39790 | TNSCLP3___8 | 1 | Houston | YES | 0.045684 | 87.6 | 20 | 109.5 | 0 | 1.027 | Cogen | 1 | 0.12973 | 0 | 0 |  |  |  |  | 0.12973 | 0 |  |  |  |  | 0 | 0
48520 | BSF_GT1_8070 | 1 | Houston | YES | 0.047685 | 72 | 0 | 72 | 0 | 1.0326 | Cogen | 1 | 0.13173 | 0 | 0 |  |  |  |  | 0.13173 | 0 |  |  |  |  | 0 | 0
48520 | BSF_GT1_8070 | 2 | Houston | YES | 0.047685 | 10 | 0 | 10 | 0 | 1.0326 | Cogen | 1 | 0.13173 | 0 | 0 |  |  |  |  | 0.13173 | 0 |  |  |  |  | 0 | 0
49851 | DOW17000 | 37 | Houston | YES | 0.050215 | 39 | 0 | 62 | 0 | 1 | Cogen | 1 | 0.13426 | 0 | 0 |  |  |  |  | 0.13426 | 0 |  |  |  |  | 0 | 0
49858 | DOW38100 | 31 | Houston | YES | 0.050215 | 45 | 0 | 71.4 |  | 1 | Cogen | 1 | 0.13426 | 0 | 0 |  |  |  |  | 0.13426 | 0 |  |  |  |  | 0 | 0
49859 | DOW38200 | 33 | Houston | YES | 0.050215 | 28 | 0 | 45 | 0 | 1 | Cogen | 1 | 0.13426 | 0 | 0 |  |  |  |  | 0.13426 | 0 |  |  |  |  | 0 | 0
49860 | DOW38300 | 32 | Houston | YES | 0.050215 | 63 | 0 | 101 |  | 1 | Cogen | 1 | 0.13426 | 0 | 0 |  |  |  |  | 0.13426 | 0 |  |  |  |  | 0 | 0
49862 | DOW39100 | 36 | Houston | YES | 0.050215 | 54 | 0 | 86 | 0 | 1 | Cogen | 1 | 0.13426 | 0 | 0 |  |  |  |  | 0.13426 | 0 |  |  |  |  | 0 | 0
49863 | DOW39200 | 35 | Houston | YES | 0.050215 | 55 | 0 | 88 | 0 | 1 | Cogen | 1 | 0.13426 | 0 | 0 |  |  |  |  | 0.13426 | 0 |  |  |  |  | 0 | 0
49865 | DOW41000 | 41 | Houston | YES | 0.050215 | 31 | 0 | 50 |  | 1 | Cogen | 1 | 0.13426 | 0 | 0 |  |  |  |  | 0.13426 | 0 |  |  |  |  | 0 | 0
49866 | DOW42000 | 42 | Houston | YES | 0.050215 | 11 | 0 | 18 |  | 1 | Cogen | 1 | 0.13426 | 0 | 0 |  |  |  |  | 0.13426 | 0 |  |  |  |  | 0 | 0
49869 | DOW49000 | 45 | Houston | YES | 0.050215 | 59 | 0 | 94 |  | 1 | Cogen | 1 | 0.13426 | 0 | 0 |  |  |  |  | 0.13426 | 0 |  |  |  |  | 0 | 0
49870 | DOW61000 | 61 | Houston | YES | 0.050215 | 44 | 0 | 70 | 0 | 1 | Cogen | 1 | 0.13426 | 0 | 0 |  |  |  |  | 0.13426 | 0 |  |  |  |  | 0 | 0
49871 | DOW62000 | 62 | Houston | YES | 0.050215 | 40 | 0 | 63 | 0 | 1 | Cogen | 1 | 0.13426 | 0 | 0 |  |  |  |  | 0.13426 | 0 |  |  |  |  | 0 | 0
49872 | DOW63000 | 63 | Houston | YES | 0.050215 | 45 | 0 | 72 | 0 | 1 | Cogen | 1 | 0.13426 | 0 | 0 |  |  |  |  | 0.13426 | 0 |  |  |  |  | 0 | 0
49873 | DOW64000 | 64 | Houston | YES | 0.050215 | 41 | 0 | 64.8 | 0 | 1 | Cogen | 1 | 0.13426 | 0 | 0 |  |  |  |  | 0.13426 | 0 |  |  |  |  | 0 | 0
49876 | DOW65000 | 65 | Houston | YES | 0.050215 | 63 | 0 | 101 | 0 | 1 | Cogen | 1 | 0.13426 | 0 | 0 |  |  |  |  | 0.13426 | 0 |  |  |  |  | 0 | 0
49877 | DOW66000 | 66 | Houston | YES | 0.050215 | 61 | 0 | 97 | 0 | 1 | Cogen | 1 | 0.13426 | 0 | 0 |  |  |  |  | 0.13426 | 0 |  |  |  |  | 0 | 0
49878 | DOW67000 | 67 | Houston | YES | 0.050215 | 65 | 0 | 103 | 0 | 1 | Cogen | 1 | 0.13426 | 0 | 0 |  |  |  |  | 0.13426 | 0 |  |  |  |  | 0 | 0
49882 | DOW81000 | 81 | Houston | YES | 0.050215 | 47 | 0 | 76 | 0 | 1 | Cogen | 1 | 0.13426 | 0 | 0 |  |  |  |  | 0.13426 | 0 |  |  |  |  | 0 | 0
49884 | DOW82000 | 82 | Houston | YES | 0.050215 | 51 | 0 | 80 | 0 | 1 | Cogen | 1 | 0.13426 | 0 | 0 |  |  |  |  | 0.13426 | 0 |  |  |  |  | 0 | 0
49885 | DOW83000 | 83 | Houston | YES | 0.050215 | 51 | 0 | 80 | 0 | 1 | Cogen | 1 | 0.13426 | 0 | 0 |  |  |  |  | 0.13426 | 0 |  |  |  |  | 0 | 0
49886 | DOW84000 | 84 | Houston | YES | 0.050215 | 107 | 0 | 171 | 0 | 0.98 | Cogen | 1 | 0.13426 | 0 | 0 |  |  |  |  | 0.13426 | 0 |  |  |  |  | 0 | 0
8032 | AMISTADHYD1 | 1 | South | YES | 0.05181 | 33 | 13 | 33 | 0 | 1.03 | Hydro | 1 | 0.13585 | 0 | 0 | 0 | 0 |  |  | 0.13585 | 0 |  |  |  |  | 0 | 0
8033 | AMISTADHYD2 | 2 | South | YES | 0.05181 | 25 | 13 | 25 | 0 | 1.03 | Hydro | 1 | 0.13585 | 0 | 0 | 0 | 0 |  |  | 0.13585 | 0 |  |  |  |  | 0 | 0
88253 | HAMILTON | F | South | YES | 0.05181 | 0 | 0 | 0 | 0 | 1.04 | BLT | 1 | 0.13585 | 0 | 0 | 0 | 0 |  |  | 0.13585 | 0 |  |  |  |  | 0 | 0
32892 | BRYN_DNSBY14 | 1 | North | YES | -0.01708 | 84 | 25 | 105 | 0 | 1.035 | GST | -1 | 0.13875 | 105 | 105 |  |  | -1.7934 | 105 | -0.13875 | -14.5691 |  |  |  |  | 0 | 0
32883 | BRYN_DNSBY3 | 1 | North | YES | -0.01708 | 0 | 2 | 48 |  | 1.015 | GST | -1 | 0.13875 | 48 | 48 |  |  | -0.81984 | 48 | -0.13875 | -6.6602 |  |  |  |  | 0 | 0
32884 | BRYN_DNSBY13 | 1 | North | YES | -0.01708 | 46 | 2 | 46 | 0 | 1.015 | GST | -1 | 0.13875 | 46 | 46 |  |  | -0.78568 | 46 | -0.13875 | -6.3826 |  |  |  |  | 0 | 0
48674 | FTR_CN4_5095 | 4 | North | YES | -0.017321 | 380 | 0 | 380 | 0 | 1.0319 | CC | -1 | 0.13899 | 380 | 380 |  |  | -6.582 | 380 | -0.13899 | -52.8178 |  |  |  |  | 0 | 0
48672 | FTR_GT2_5110 | 2 | North | YES | -0.017321 | 159 | 0 | 159 | 0 | 1.0319 | CC | -1 | 0.13899 | 159 | 159 |  |  | -2.754 | 159 | -0.13899 | -22.1001 |  |  |  |  | 0 | 0
48673 | FTR_GT3_5085 | 3 | North | YES | -0.017321 | 158 | 0 | 158 | 0 | 1.0319 | CC | -1 | 0.13899 | 158 | 158 |  |  | -2.7367 | 158 | -0.13899 | -21.9611 |  |  |  |  | 0 | 0
48671 | FTR_GT1_5105 | 1 | North | YES | -0.017321 | 154.2 | 0 | 154.2 | 0 | 1.0319 | CC | -1 | 0.13899 | 154.2 | 154.2 |  |  | -2.6709 | 154.2 | -0.13899 | -21.4329 |  |  |  |  | 0 | 0
32888 | BRYN_ATKINS7 | 1 | North | YES | -0.019514 | 13.6 | 4 | 17 |  | 1.028 | GGT | -1 | 0.14119 | 17 | 17 |  |  | -0.33174 | 17 | -0.14119 | -2.4002 |  |  |  |  | 0 | 0
32886 | BRYN_ATKINS3 | MB | North | YES | -0.019514 | 0 | 5 | 12 |  | 1 | GST | -1 | 0.14119 | 0 | 0 |  |  | 0 | 0 | -0.14119 | 0 |  |  |  |  | 0 | 0
32887 | BRYN_ATKINS6 | MB | North | YES | -0.019514 | 0 | 12 | 51 |  | 1.028 | GST | -1 | 0.14119 | 0 | 0 |  |  | 0 | 0 | -0.14119 | 0 |  |  |  |  | 0 | 0
32890 | BRYN_ATKINS4 | MB | North | YES | -0.019514 | 0 | 5 | 22 |  | 1.031 | GST | -1 | 0.14119 | 0 | 0 |  |  | 0 | 0 | -0.14119 | 0 |  |  |  |  | 0 | 0
32891 | BRYN_ATKINS5 | MB | North | YES | -0.019514 | 0 | 5 | 25 |  | 1.031 | GST | -1 | 0.14119 | 0 | 0 |  |  | 0 | 0 | -0.14119 | 0 |  |  |  |  | 0 | 0
32798 | BRYN_TAMUGEN | 1 | North | YES | -0.019635 | 32 | 0 | 32 |  | 1.02 | GST | -1 | 0.14131 | 32 | 32 |  |  | -0.62832 | 32 | -0.14131 | -4.5219 |  |  |  |  | 0 | 0
48911 | TGF_GT1_8000 | 1 | Houston | YES | 0.059988 | 69.2 | 0 | 69.2 |  | 1.029 | Cogen | 1 | 0.14403 | 0 | 0 |  |  |  |  | 0.14403 | 0 |  |  |  |  | 0 | 0
990 | GIBN_CREK_G1 | 1 | North | YES | -0.024196 | 463 | 200 | 463 | 0 | 1.0275 | LIGCO | -1 | 0.14587 | 0 | 463 |  |  | 0 | 0 | -0.14587 | 0 |  |  |  |  | 0 | 0
48731 | CBE_GT1 | 1 | Houston | YES | 0.063302 | 76 | 0 | 76 | 0 | 1.029 | CC | 1 | 0.14734 | 76 | 76 |  |  |  |  | 0.14734 | 11.1981 |  |  |  |  | 0 | 0
48732 | CBE_GT2 | 1 | Houston | YES | 0.063302 | 76 | 0 | 76 | 0 | 1.029 | CC | 1 | 0.14734 | 76 | 76 |  |  |  |  | 0.14734 | 11.1981 |  |  |  |  | 0 | 0
48734 | CBE_GT3 | 1 | Houston | YES | 0.063302 | 76 | 0 | 76 | 0 | 1.029 | CC | 1 | 0.14734 | 76 | 76 |  |  |  |  | 0.14734 | 11.1981 |  |  |  |  | 0 | 0
48735 | CBE_GT4 | 1 | Houston | YES | 0.063302 | 76 | 0 | 76 | 0 | 1.029 | CC | 1 | 0.14734 | 76 | 76 |  |  |  |  | 0.14734 | 11.1981 |  |  |  |  | 0 | 0
48733 | CBE_ST12 | 1 | Houston | YES | 0.063302 | 105 | 0 | 105 | 0 | 1.029 | CC | 1 | 0.14734 | 105 | 105 |  |  |  |  | 0.14734 | 15.4711 |  |  |  |  | 0 | 0
48736 | CBE_ST34 | 1 | Houston | YES | 0.063302 | 105 | 0 | 105 | 0 | 1.029 | CC | 1 | 0.14734 | 105 | 105 |  |  |  |  | 0.14734 | 15.4711 |  |  |  |  | 0 | 0
5911 | STP_GN1___1 | 1 | Houston | YES | 0.063866 | 1333 | 1249 | 1333 | 0 | 1.0406 | Nuc | 1 | 0.14791 | 0 | 0 |  |  |  |  | 0.14791 | 0 |  |  |  |  | 0 | 0
5912 | STP_GN2___2 | 2 | Houston | YES | 0.063866 | 1332 | 1249 | 1332 | 0 | 1.0406 | Nuc | 1 | 0.14791 | 0 | 0 |  |  |  |  | 0.14791 | 0 |  |  |  |  | 0 | 0
8262 | ELPS | 1 | South | YES | 0.066485 | 6 | 6 | 6 | 0 | 1.15 | Hydro | 1 | 0.15053 | 0 | 0 | 0 | 0 |  |  | 0.15053 | 0 |  |  |  |  | 0 | 0
7022 | L_BUCHAN1_1Y | 1 | South | YES | 0.06723 | 0 | 0 | 18 |  | 1 | Hydro | 1 | 0.15127 | 0 | 0 | 0 | 0 |  |  | 0.15127 | 0 |  |  |  |  | 0 | 0
7023 | L_BUCHAN1_2Y | 2 | South | YES | 0.06723 | 0 | 0 | 18 |  | 1 | Hydro | 1 | 0.15127 | 0 | 0 | 0 | 0 |  |  | 0.15127 | 0 |  |  |  |  | 0 | 0
7024 | L_BUCHAN1_3Y | 3 | South | YES | 0.06723 | 0 | 0 | 15 |  | 1 | Hydro | 1 | 0.15127 | 0 | 0 | 0 | 0 |  |  | 0.15127 | 0 |  |  |  |  | 0 | 0
7026 | L_INKSDA1_1Y | 1 | South | YES | 0.068892 | 0 | 0 | 13.7 |  | 1 | Hydro | 1 | 0.15293 | 0 | 0 | 0 | 0 |  |  | 0.15293 | 0 |  |  |  |  | 0 | 0
39960 | TNTNPONE_18 | 1 | North | YES | -0.047355 | 152.3 | 30 | 152.3 |  | 1.04 | LIGCO | -1 | 0.16903 | 0 | 152.3 |  |  | 0 | 0 | -0.16903 | 0 |  |  |  |  | 0 | 0
39970 | TNTNPONE_28 | 1 | North | YES | -0.047355 | 153 | 30 | 153 |  | 1.04 | LIGCO | -1 | 0.16903 | 0 | 153 |  |  | 0 | 0 | -0.16903 | 0 |  |  |  |  | 0 | 0
7000 | L_FERGUS1_1Y | 1 | South | YES | 0.085983 | 400 | 65 | 423.3 | 0 | 1.015 | GSC | 1 | 0.17002 | 423.3 | 423.3 | 36.3966 | 423.3 |  |  | 0.17002 | 71.9713 |  |  |  |  | 0 | 0
60202 | FRNDDRCS | F | West | YES | -0.048368 | 0 | 0 | 0 | 0 | 0.9985 | AVR | -1 | 0.17004 | 0 | 0 |  |  |  |  | -0.17004 | 0 |  |  |  |  | 0 | 0
7035 | L_WIRTZ_1G1Y | 1 | South | YES | 0.086208 | 0 | 0 | 29 |  | 1 | Hydro | 1 | 0.17025 | 0 | 0 | 0 | 0 |  |  | 0.17025 | 0 |  |  |  |  | 0 | 0
7036 | L_WIRTZ_1G2Y | 2 | South | YES | 0.086208 | 0 | 0 | 29.7 |  | 1 | Hydro | 1 | 0.17025 | 0 | 0 | 0 | 0 |  |  | 0.17025 | 0 |  |  |  |  | 0 | 0
8134 | FOR #1 | 1 | South | YES | 0.088862 | 54.1 | 45 | 79 | 0 | 1 | Cogen | 1 | 0.1729 | 0 | 0 | 0 | 0 |  |  | 0.1729 | 0 |  |  |  |  | 0 | 0
8138 | FOR #2 | 2 | South | YES | 0.088862 | 63.1 | 45 | 81 | 0 | 1 | Cogen | 1 | 0.1729 | 0 | 0 | 0 | 0 |  |  | 0.1729 | 0 |  |  |  |  | 0 | 0
8153 | FOR #3 | 3 | South | YES | 0.088862 | 63.1 | 45 | 79.9 | 0 | 1 | Cogen | 1 | 0.1729 | 0 | 0 | 0 | 0 |  |  | 0.1729 | 0 |  |  |  |  | 0 | 0
8154 | FOR #4 | 4 | South | YES | 0.088862 | 63.1 | 60 | 80 | 0 | 1 | Cogen | 1 | 0.1729 | 0 | 0 | 0 | 0 |  |  | 0.1729 | 0 |  |  |  |  | 0 | 0
8155 | FOR #5 | 5 | South | YES | 0.088862 | 63.1 | 60 | 78.4 | 0 | 1 | Cogen | 1 | 0.1729 | 0 | 0 | 0 | 0 |  |  | 0.1729 | 0 |  |  |  |  | 0 | 0
8156 | FOR #6 | 6 | South | YES | 0.088862 | 24.9 | 5 | 25 | 0 | 1 | Cogen | 1 | 0.1729 | 0 | 0 | 0 | 0 |  |  | 0.1729 | 0 |  |  |  |  | 0 | 0
8157 | FOR #7 | 7 | South | YES | 0.088862 | 28.8 | 5 | 46 | 0 | 1 | Cogen | 1 | 0.1729 | 0 | 0 | 0 | 0 |  |  | 0.1729 | 0 |  |  |  |  | 0 | 0
80051 | FOR #8 | 8 | South | YES | 0.088862 | 28 | 28 | 28 |  | 1 | Cogen | 1 | 0.1729 | 0 | 0 | 0 | 0 |  |  | 0.1729 | 0 |  |  |  |  | 0 | 0
80052 | FOR #9 | 9 | South | YES | 0.088862 | 29.7 | 5 | 43.6 | 0 | 1 | Cogen | 1 | 0.1729 | 0 | 0 | 0 | 0 |  |  | 0.1729 | 0 |  |  |  |  | 0 | 0
80053 | FOR #10 | 10 | South | YES | 0.088862 | 68.4 | 45 | 75 | 0 | 1 | Cogen | 1 | 0.1729 | 0 | 0 | 0 | 0 |  |  | 0.1729 | 0 |  |  |  |  | 0 | 0
80226 | ALCOA G | 1 | South | YES | 0.089559 | 32.3 | 5 | 48 | 0 | 1.015 | Cogen | 1 | 0.1736 | 0 | 0 | 0 | 0 |  |  | 0.1736 | 0 |  |  |  |  | 0 | 0
8147 | UCAR #2 | 10 | South | YES | 0.09182 | 18.2 | 0 | 28 |  | 1 | Cogen | 1 | 0.17586 | 0 | 0 | 0 | 0 |  |  | 0.17586 | 0 |  |  |  |  | 0 | 0
8148 | UCAR #1 | 2 | South | YES | 0.09182 | 6.1 | 0 | 7 | 0 | 1.009 | Cogen | 1 | 0.17586 | 0 | 0 | 0 | 0 |  |  | 0.17586 | 0 |  |  |  |  | 0 | 0
80137 | CSDR89 | 9 | South | YES | 0.09182 | 15 | 0 | 15 | 0 | 1.003 | DCTie | 1 | 0.17586 | 0 | 0 | 0 | 0 |  |  | 0.17586 | 0 |  |  |  |  | 0 | 0
80137 | CSDR89 | 8 | South | YES | 0.09182 | 33.9 | 0 | 39 | 0 | 1.003 | DCTie | 1 | 0.17586 | 0 | 0 | 0 | 0 |  |  | 0.17586 | 0 |  |  |  |  | 0 | 0
80138 | CSDR7 | 7 | South | YES | 0.09182 | 6.1 | 0 | 7 | 0 | 1.014 | DCTie | 1 | 0.17586 | 0 | 0 | 0 | 0 |  |  | 0.17586 | 0 |  |  |  |  | 0 | 0
80139 | CSDR56 | 6 | South | YES | 0.09182 | 0 | 0 | 39 |  | 1.0033 | DCTie | 1 | 0.17586 | 0 | 0 | 0 | 0 |  |  | 0.17586 | 0 |  |  |  |  | 0 | 0
80139 | CSDR56 | 5 | South | YES | 0.09182 | 15 | 0 | 15 |  | 1.0033 | DCTie | 1 | 0.17586 | 0 | 0 | 0 | 0 |  |  | 0.17586 | 0 |  |  |  |  | 0 | 0
80140 | CSDR11 | 11 | South | YES | 0.09182 | 33.9 | 0 | 39 | 0 | 1.03 | DCTie | 1 | 0.17586 | 0 | 0 | 0 | 0 |  |  | 0.17586 | 0 |  |  |  |  | 0 | 0
80227 | AIRCO G | 1 | South | YES | 0.092142 | 7.2 | 0 | 8 | 0 | 1.0104 | Cogen | 1 | 0.17618 | 0 | 0 | 0 | 0 |  |  | 0.17618 | 0 |  |  |  |  | 0 | 0
80224 | VISTRONG1 | 1 | South | YES | 0.092768 | 13.1 | 0 | 15 | 0 | 1.01 | Cogen | 1 | 0.17681 | 0 | 0 | 0 | 0 |  |  | 0.17681 | 0 |  |  |  |  | 0 | 0
80225 | VISTRONG2 | 2 | South | YES | 0.092768 | 20.2 | 0 | 23 | 0 | 1.01 | Cogen | 1 | 0.17681 | 0 | 0 | 0 | 0 |  |  | 0.17681 | 0 |  |  |  |  | 0 | 0
5505 | RAYBURNGEN1 | 1 | South | YES | 0.09361 | 0 | 1 | 11 |  | 1.0223 | GGT | 1 | 0.17765 | 11 | 11 | 1.0297 | 11 |  |  | 0.17765 | 1.9542 |  |  |  |  | 0 | 0
5506 | RAYBURNGEN2 | 1 | South | YES | 0.09361 | 0 | 1 | 11 |  | 1.0223 | GGT | 1 | 0.17765 | 11 | 11 | 1.0297 | 11 |  |  | 0.17765 | 1.9542 |  |  |  |  | 0 | 0
5503 | RAYBURNGEN3 | 1 | South | YES | 0.09361 | 17.6 | 6 | 22 | 0 | 1.0224 | GST | 1 | 0.17765 | 22 | 22 | 2.0594 | 22 |  |  | 0.17765 | 3.9083 |  |  |  |  | 0 | 0
80012 | LAR | F | South | YES | 0.093993 | 0 | 0 | 0 | 0 | 1.04 | DCTie | 1 | 0.17803 | 0 | 0 | 0 | 0 |  |  | 0.17803 | 0 |  |  |  |  | 0 | 0
80265 | LARECU40A | 4 | South | YES | 0.093993 | 80 | 0 | 100 |  | 1.039 | GGT | 1 | 0.17803 | 100 | 100 | 9.3993 | 100 |  |  | 0.17803 | 17.8034 |  |  |  |  | 0 | 0
80266 | LARECU50A | 5 | South | YES | 0.093993 | 80 | 0 | 100 |  | 1.039 | GGT | 1 | 0.17803 | 100 | 100 | 9.3993 | 100 |  |  | 0.17803 | 17.8034 |  |  |  |  | 0 | 0
5509 | RAYBURNCC10 | 1 | South | YES | 0.0944 | 37.3 | 5.2 | 37.3 | 0 | 1.0296 | CC | 1 | 0.17844 | 37.3 | 37.3 | 3.5211 | 37.3 |  |  | 0.17844 | 6.6559 |  |  |  |  | 0 | 0
5511 | RAYBURNCC7 | 1 | South | YES | 0.0944 | 47.5 | 18.2 | 47.5 | 0 | 1.0296 | CC | 1 | 0.17844 | 47.5 | 47.5 | 4.484 | 47.5 |  |  | 0.17844 | 8.476 |  |  |  |  | 0 | 0
5508 | RAYBURNCC9 | 1 | South | YES | 0.0944 | 47.7 | 18.2 | 47.7 | 0 | 1.0296 | CC | 1 | 0.17844 | 47.7 | 47.7 | 4.5029 | 47.7 |  |  | 0.17844 | 8.5117 |  |  |  |  | 0 | 0
5512 | RAYBURNCC8 | 1 | South | YES | 0.0944 | 49.3 | 18.2 | 49.3 | 0 | 1.0296 | CC | 1 | 0.17844 | 49.3 | 49.3 | 4.6539 | 49.3 |  |  | 0.17844 | 8.7972 |  |  |  |  | 0 | 0
8066 | DUP1V#1 | 1 | South | YES | 0.094462 | 52.3 | 0 | 73 | 0 | 1.01 | Cogen | 1 | 0.1785 | 0 | 0 | 0 | 0 |  |  | 0.1785 | 0 |  |  |  |  | 0 | 0
8926 | LGE_GT10A | 1 | South | YES | 0.094677 | 158 | 0 | 158 | 0 | 1.03 | Cogen | 1 | 0.17872 | 0 | 0 | 0 | 0 |  |  | 0.17872 | 0 |  |  |  |  | 0 | 0
8927 | LGE_GT20A | 2 | South | YES | 0.094677 | 153 | 0 | 153 | 0 | 1.03 | Cogen | 1 | 0.17872 | 0 | 0 | 0 | 0 |  |  | 0.17872 | 0 |  |  |  |  | 0 | 0
8928 | LGE_STG0A | 3 | South | YES | 0.094677 | 100 | 0 | 100 | 0 | 1.03 | Cogen | 1 | 0.17872 | 0 | 0 | 0 | 0 |  |  | 0.17872 | 0 |  |  |  |  | 0 | 0
8930 | ICPGN10A | 1 | South | YES | 0.094677 | 149 | 0 | 149 | 0 | 1.03 | Cogen | 1 | 0.17872 | 0 | 0 | 0 | 0 |  |  | 0.17872 | 0 |  |  |  |  | 0 | 0
8931 | ICPGN20A | 2 | South | YES | 0.094677 | 150 | 0 | 150 | 0 | 1.03 | Cogen | 1 | 0.17872 | 0 | 0 | 0 | 0 |  |  | 0.17872 | 0 |  |  |  |  | 0 | 0
8932 | ICPGN30A | 3 | South | YES | 0.094677 | 127 | 0 | 127 | 0 | 1.03 | Cogen | 1 | 0.17872 | 0 | 0 | 0 | 0 |  |  | 0.17872 | 0 |  |  |  |  | 0 | 0
80223 | REYSHR G | 1 | South | YES | 0.094677 | 12 | 0 | 12 | 0 | 1.032 | Cogen | 1 | 0.17872 | 0 | 0 | 0 | 0 |  |  | 0.17872 | 0 |  |  |  |  | 0 | 0
48721 | LEG_1___1 | 1 | North | YES | -0.057159 | 827 | 357 | 827 | 0 | 1.0348 | LIGCO | -1 | 0.17883 | 0 | 827 |  |  | 0 | 0 | -0.17883 | 0 |  |  |  |  | 0 | 0
48722 | LEG_2___2 | 2 | North | YES | -0.057159 | 819 | 357 | 819 | 0 | 1.0348 | LIGCO | -1 | 0.17883 | 0 | 819 |  |  | 0 | 0 | -0.17883 | 0 |  |  |  |  | 0 | 0
88299 | ZAPATA | F | South | YES | 0.094855 | 0 | 0 | 0 | 0 | 1.02 | BLT | 1 | 0.1789 | 0 | 0 | 0 | 0 |  |  | 0.1789 | 0 |  |  |  |  | 0 | 0
8173 | VICEC51A | 5 | South | YES | 0.095424 | 144 | 18 | 144 | 0 | 1.025 | CC | 1 | 0.17947 | 144 | 144 | 13.7411 | 144 |  |  | 0.17947 | 25.843 |  |  |  |  | 0 | 0
8174 | VICEC61A | 6 | South | YES | 0.095424 | 188 | 42 | 188 | 0 | 1.025 | CC | 1 | 0.17947 | 188 | 188 | 17.9397 | 188 |  |  | 0.17947 | 33.7395 |  |  |  |  | 0 | 0
5728 | FALCONHYDRO2 | 2 | South | YES | 0.095439 | 12 | 0 | 12 | 0 | 1.0234 | Hydro | 1 | 0.17948 | 0 | 0 | 0 | 0 |  |  | 0.17948 | 0 |  |  |  |  | 0 | 0
5729 | FALCONHYDRO3 | 3 | South | YES | 0.095439 | 11 | 0 | 11 | 0 | 1.0234 | Hydro | 1 | 0.17948 | 0 | 0 | 0 | 0 |  |  | 0.17948 | 0 |  |  |  |  | 0 | 0
8048 | FALCONHYDRO1 | 1 | South | YES | 0.095439 | 12 | 0 | 12 | 0 | 1.0234 | Hydro | 1 | 0.17948 | 0 | 0 | 0 | 0 |  |  | 0.17948 | 0 |  |  |  |  | 0 | 0
88508 | FALFURRI | F | South | YES | 0.095444 | 0 | 0 | 0 | 0 | 1 | AVR | 1 | 0.17949 | 0 | 0 | 0 | 0 |  |  | 0.17949 | 0 |  |  |  |  | 0 | 0
8442 | NBEC7 | MB | South | YES | 0.095491 | 0 | 81 | 367 |  | 1.0298 | GST | 1 | 0.17953 | 0 | 0 | 0 | 0 |  |  | 0.17953 | 0 |  |  |  |  | 0 | 0
8442 | NBEC7 | 7 | South | YES | 0.095491 | 0 | 81 | 367 |  | 1.0298 | GST | 1 | 0.17953 | 367 | 367 | 35.0452 | 367 |  |  | 0.17953 | 65.8884 |  |  |  |  | 0 | 0
8560 | CNOPGT1 | 1 | South | YES | 0.0955 | 148.3 | 0 | 148.3 | 0 | 1.03 | Cogen | 1 | 0.17954 | 0 | 0 | 0 | 0 |  |  | 0.17954 | 0 |  |  |  |  | 0 | 0
8561 | CNOPGT2 | 2 | South | YES | 0.0955 | 148.6 | 0 | 148.6 | 0 | 1.03 | Cogen | 1 | 0.17954 | 0 | 0 | 0 | 0 |  |  | 0.17954 | 0 |  |  |  |  | 0 | 0
8562 | CNOPST1 | 3 | South | YES | 0.0955 | 153 | 0 | 153 | 0 | 1.03 | Cogen | 1 | 0.17954 | 0 | 0 | 0 | 0 |  |  | 0.17954 | 0 |  |  |  |  | 0 | 0
8456 | COSW#1 | 1 | South | YES | 0.095546 | 20 | 0 | 20 | 0 | 1.027 | Cogen | 1 | 0.17959 | 0 | 0 | 0 | 0 |  |  | 0.17959 | 0 |  |  |  |  | 0 | 0
8457 | COSW#2 | 2 | South | YES | 0.095546 | 14 | 0 | 14 | 0 | 1.027 | Cogen | 1 | 0.17959 | 0 | 0 | 0 | 0 |  |  | 0.17959 | 0 |  |  |  |  | 0 | 0
8459 | B_DAVIS0B | MB | South | YES | 0.095659 | 0 | 50 | 339 |  | 1.03 | GSC | 1 | 0.1797 | 0 | 0 | 0 | 0 |  |  | 0.1797 | 0 |  |  |  |  | 0 | 0
8460 | B_DAVIS0A | MB | South | YES | 0.095659 | 0 | 50 | 340 |  | 1.03 | GSC | 1 | 0.1797 | 0 | 0 | 0 | 0 |  |  | 0.1797 | 0 |  |  |  |  | 0 | 0
80263 | B_DAVIS31A | 3 | South | YES | 0.095659 | 0 | 0 | 180 |  | 1.0366 | CC | 1 | 0.1797 | 180 | 180 | 17.2186 | 180 |  |  | 0.1797 | 32.3461 |  |  |  |  | 0 | 0
80264 | B_DAVIS41A | 4 | South | YES | 0.095659 | 0 | 0 | 180 |  | 1.0366 | CC | 1 | 0.1797 | 180 | 180 | 17.2186 | 180 |  |  | 0.1797 | 32.3461 |  |  |  |  | 0 | 0
8506 | VAL #1 | 1 | South | YES | 0.095699 | 20.9 | 0 | 25 | 0 | 1.0055 | Cogen | 1 | 0.17974 | 0 | 0 | 0 | 0 |  |  | 0.17974 | 0 |  |  |  |  | 0 | 0
8507 | VAL #2 | 2 | South | YES | 0.095699 | 20.9 | 0 | 25 | 0 | 1.0055 | Cogen | 1 | 0.17974 | 0 | 0 | 0 | 0 |  |  | 0.17974 | 0 |  |  |  |  | 0 | 0
7028 | L_MARBFA1_1Y | 1 | South | YES | 0.095727 | 0 | 0 | 18 |  | 1 | Hydro | 1 | 0.17977 | 0 | 0 | 0 | 0 |  |  | 0.17977 | 0 |  |  |  |  | 0 | 0
7029 | L_MARBFA1_2Y | 2 | South | YES | 0.095727 | 0 | 0 | 18 |  | 1 | Hydro | 1 | 0.17977 | 0 | 0 | 0 | 0 |  |  | 0.17977 | 0 |  |  |  |  | 0 | 0
8461 | KOCH_UP0A | 1 | South | YES | 0.095783 | 38 | 0 | 38 | 0 | 1.012 | Cogen | 1 | 0.17982 | 0 | 0 | 0 | 0 |  |  | 0.17982 | 0 |  |  |  |  | 0 | 0
8511 | OXY_CC0A | 1 | South | YES | 0.095787 | 30.3 | 0 | 38 | 0 | 1.027 | Cogen | 1 | 0.17983 | 0 | 0 | 0 | 0 |  |  | 0.17983 | 0 |  |  |  |  | 0 | 0
8933 | FGNTS001 | 1 | South | YES | 0.096048 | 146.5 | 0 | 146.5 | 0 | 1.03 | CC | 1 | 0.18009 | 146.5 | 146.5 | 14.071 | 146.5 |  |  | 0.18009 | 26.3831 |  |  |  |  | 0 | 0
8934 | FGNTS101 | 2 | South | YES | 0.096048 | 147.9 | 0 | 147.9 | 0 | 1.03 | CC | 1 | 0.18009 | 147.9 | 147.9 | 14.2055 | 147.9 |  |  | 0.18009 | 26.6352 |  |  |  |  | 0 | 0
8935 | FGNTS201 | 3 | South | YES | 0.096048 | 173 | 0 | 173 | 0 | 1.03 | CC | 1 | 0.18009 | 173 | 173 | 16.6163 | 173 |  |  | 0.18009 | 31.1555 |  |  |  |  | 0 | 0
8517 | CELANEBI0A | 1 | South | YES | 0.09611 | 29 | 0 | 29 | 0 | 1.02 | Cogen | 1 | 0.18015 | 0 | 0 | 0 | 0 |  |  | 0.18015 | 0 |  |  |  |  | 0 | 0
8982 | HECN2 | 2 | South | YES | 0.096152 | 144.1 | 0 | 144.1 | 0 | 1.0304 | CC | 1 | 0.18019 | 144.1 | 144.1 | 13.8555 | 144.1 |  |  | 0.18019 | 25.9659 |  |  |  |  | 0 | 0
8981 | HECN1 | 1 | South | YES | 0.096152 | 144.8 | 0 | 144.8 | 0 | 1.0304 | CC | 1 | 0.18019 | 144.8 | 144.8 | 13.9228 | 144.8 |  |  | 0.18019 | 26.092 |  |  |  |  | 0 | 0
8983 | HECN3 | 3 | South | YES | 0.096152 | 171.9 | 0 | 171.9 | 0 | 1.0304 | CC | 1 | 0.18019 | 171.9 | 171.9 | 16.5285 | 171.9 |  |  | 0.18019 | 30.9752 |  |  |  |  | 0 | 0
8936 | MVGN#1 | 1 | South | YES | 0.096152 | 216.6 | 0 | 216.6 | 0 | 1.0304 | CC | 1 | 0.18019 | 216.6 | 216.6 | 20.8265 | 216.6 |  |  | 0.18019 | 39.0299 |  |  |  |  | 0 | 0
8937 | MVGN#2 | 2 | South | YES | 0.096152 | 216.7 | 0 | 216.7 | 0 | 1.0304 | CC | 1 | 0.18019 | 216.7 | 216.7 | 20.8361 | 216.7 |  |  | 0.18019 | 39.0479 |  |  |  |  | 0 | 0
8938 | MVGN#3 | 3 | South | YES | 0.096152 | 250.9 | 0 | 250.9 | 0 | 1.0304 | CC | 1 | 0.18019 | 250.9 | 250.9 | 24.1245 | 250.9 |  |  | 0.18019 | 45.2105 |  |  |  |  | 0 | 0
80003 | MILHWYS | F | South | YES | 0.096187 | 0 | 0 | 0 | 0 | 1.0168 | AVR | 1 | 0.18023 | 0 | 0 | 0 | 0 |  |  | 0.18023 | 0 |  |  |  |  | 0 | 0
5933 | SI_RAY6 | 6 | South | YES | 0.096187 | 15.4 | 10 | 19.3 | 0 | 1.035 | GST | 1 | 0.18023 | 19.3 | 19.3 | 1.8564 | 19.3 |  |  | 0.18023 | 3.4784 |  |  |  |  | 0 | 0
5932 | SI_RAY9 | 9 | South | YES | 0.096187 | 32 | 32 | 38 | 0 | 1.035 | CC | 1 | 0.18023 | 38 | 38 | 3.6551 | 38 |  |  | 0.18023 | 6.8487 |  |  |  |  | 0 | 0
5935 | SI_RAY10 | 10 | South | YES | 0.096187 | 47 | 10 | 47 | 0 | 1.03 | CC | 1 | 0.18023 | 47 | 47 | 4.5208 | 47 |  |  | 0.18023 | 8.4707 |  |  |  |  | 0 | 0
80080 | GWINDT11A | 4 | South | YES | 0.096212 | 3.8 | 0 | 19 | 0 | 1.025 | Wind | 1 | 0.18025 | 0 | 19 | 1.828 | 19 |  |  | 0.18025 | 3.4248 |  |  |  |  | 0 | 0
80081 | GWINDT21A | 4 | South | YES | 0.096212 | 4.4 | 0 | 22 | 0 | 1.025 | Wind | 1 | 0.18025 | 0 | 22 | 2.1167 | 22 |  |  | 0.18025 | 3.9656 |  |  |  |  | 0 | 0
80081 | GWINDT21A | 2 | South | YES | 0.096212 | 7.2 | 0 | 36 | 0 | 1.025 | Wind | 1 | 0.18025 | 0 | 36 | 3.4636 | 36 |  |  | 0.18025 | 6.4891 |  |  |  |  | 0 | 0
80080 | GWINDT11A | 3 | South | YES | 0.096212 | 0 | 0 | 38 | 0 | 1.025 | Wind | 1 | 0.18025 | 0 | 38 | 3.6561 | 38 |  |  | 0.18025 | 6.8496 |  |  |  |  | 0 | 0
80080 | GWINDT11A | 2 | South | YES | 0.096212 | 0 | 0 | 41 | 0 | 1.025 | Wind | 1 | 0.18025 | 0 | 41 | 3.9447 | 41 |  |  | 0.18025 | 7.3904 |  |  |  |  | 0 | 0
80081 | GWINDT21A | 3 | South | YES | 0.096212 | 8.6 | 0 | 43 | 0 | 1.025 | Wind | 1 | 0.18025 | 0 | 43 | 4.1371 | 43 |  |  | 0.18025 | 7.7509 |  |  |  |  | 0 | 0
80180 | PNSCALT11A | 2 | South | YES | 0.096212 | 10 | 0 | 50 | 0 | 1.025 | Wind | 1 | 0.18025 | 0 | 50 | 4.8106 | 50 |  |  | 0.18025 | 9.0127 |  |  |  |  | 0 | 0
80181 | PNSCALT21A | 2 | South | YES | 0.096212 | 10 | 0 | 50 | 0 | 1.025 | Wind | 1 | 0.18025 | 0 | 50 | 4.8106 | 50 |  |  | 0.18025 | 9.0127 |  |  |  |  | 0 | 0
80181 | PNSCALT21A | 1 | South | YES | 0.096212 | 16.5 | 0 | 55 | 0 | 1.025 | Wind | 1 | 0.18025 | 0 | 55 | 5.2917 | 55 |  |  | 0.18025 | 9.9139 |  |  |  |  | 0 | 0
80080 | GWINDT11A | 1 | South | YES | 0.096212 | 28.2 | 0 | 94 | 0 | 1.025 | Wind | 1 | 0.18025 | 0 | 94 | 9.0439 | 94 |  |  | 0.18025 | 16.9438 |  |  |  |  | 0 | 0
80081 | GWINDT21A | 1 | South | YES | 0.096212 | 28.2 | 0 | 94 | 0 | 1.025 | Wind | 1 | 0.18025 | 0 | 94 | 9.0439 | 94 |  |  | 0.18025 | 16.9438 |  |  |  |  | 0 | 0
80180 | PNSCALT11A | 1 | South | YES | 0.096212 | 43.8 | 0 | 148 | 0 | 1.025 | Wind | 1 | 0.18025 | 0 | 148 | 14.2394 | 148 |  |  | 0.18025 | 26.6775 |  |  |  |  | 0 | 0
60018 | DSKY1 | 1 | West | YES | -0.060606 | 21 | 0 | 84 | 0 | 1.023 | Wind | -1 | 0.18228 | 0 | 84 |  |  |  |  | -0.18228 | 0 |  |  |  |  | 0 | 0
60000 | DSKY2 | 1 | West | YES | -0.060804 | 19.1 | 0 | 76.5 |  | 1.039 | Wind | -1 | 0.18248 | 0 | 76.5 |  |  |  |  | -0.18248 | 0 |  |  |  |  | 0 | 0
60017 | ORNNWP1 | 1 | West | YES | -0.061397 | 20 | 0 | 80 |  | 1.027 | Wind | -1 | 0.18307 | 0 | 80 |  |  |  |  | -0.18307 | 0 |  |  |  |  | 0 | 0
8161 | COLETO0A | 1 | South | YES | 0.099675 | 633 | 200 | 633 | 0 | 1.03 | LIGCO | 1 | 0.18372 | 0 | 633 | 63.0943 | 633 |  |  | 0.18372 | 116.2925 |  |  |  |  | 0 | 0
58909 | PEARSALLSCG1 | 3 | South | YES | 0.099869 | 0 | 0 | 8.4 |  | 1.027 | Diesel | 1 | 0.18391 | 8.4 | 8.4 | 0.8389 | 8.4 |  |  | 0.18391 | 1.5448 |  |  |  |  | 0 | 0
58909 | PEARSALLSCG1 | 4 | South | YES | 0.099869 | 0 | 0 | 8.4 |  | 1.027 | Diesel | 1 | 0.18391 | 8.4 | 8.4 | 0.8389 | 8.4 |  |  | 0.18391 | 1.5448 |  |  |  |  | 0 | 0
58909 | PEARSALLSCG1 | 6 | South | YES | 0.099869 | 0 | 0 | 8.4 |  | 1.027 | Diesel | 1 | 0.18391 | 8.4 | 8.4 | 0.8389 | 8.4 |  |  | 0.18391 | 1.5448 |  |  |  |  | 0 | 0
58909 | PEARSALLSCG1 | 5 | South | YES | 0.099869 | 0 | 0 | 8.4 |  | 1.027 | Diesel | 1 | 0.18391 | 8.4 | 8.4 | 0.8389 | 8.4 |  |  | 0.18391 | 1.5448 |  |  |  |  | 0 | 0
58909 | PEARSALLSCG1 | 1 | South | YES | 0.099869 | 0 | 0 | 8.4 |  | 1.027 | Diesel | 1 | 0.18391 | 8.4 | 8.4 | 0.8389 | 8.4 |  |  | 0.18391 | 1.5448 |  |  |  |  | 0 | 0
58909 | PEARSALLSCG1 | 2 | South | YES | 0.099869 | 0 | 0 | 8.4 |  | 1.027 | Diesel | 1 | 0.18391 | 8.4 | 8.4 | 0.8389 | 8.4 |  |  | 0.18391 | 1.5448 |  |  |  |  | 0 | 0
58919 | PEARSALLSCG2 | 5 | South | YES | 0.099869 | 0 | 0 | 8.4 |  | 1.027 | Diesel | 1 | 0.18391 | 8.4 | 8.4 | 0.8389 | 8.4 |  |  | 0.18391 | 1.5448 |  |  |  |  | 0 | 0
58919 | PEARSALLSCG2 | 6 | South | YES | 0.099869 | 0 | 0 | 8.4 |  | 1.027 | Diesel | 1 | 0.18391 | 8.4 | 8.4 | 0.8389 | 8.4 |  |  | 0.18391 | 1.5448 |  |  |  |  | 0 | 0
58919 | PEARSALLSCG2 | 1 | South | YES | 0.099869 | 0 | 0 | 8.4 |  | 1.027 | Diesel | 1 | 0.18391 | 8.4 | 8.4 | 0.8389 | 8.4 |  |  | 0.18391 | 1.5448 |  |  |  |  | 0 | 0
58919 | PEARSALLSCG2 | 2 | South | YES | 0.099869 | 0 | 0 | 8.4 |  | 1.027 | Diesel | 1 | 0.18391 | 8.4 | 8.4 | 0.8389 | 8.4 |  |  | 0.18391 | 1.5448 |  |  |  |  | 0 | 0
58919 | PEARSALLSCG2 | 4 | South | YES | 0.099869 | 0 | 0 | 8.4 |  | 1.027 | Diesel | 1 | 0.18391 | 8.4 | 8.4 | 0.8389 | 8.4 |  |  | 0.18391 | 1.5448 |  |  |  |  | 0 | 0
58919 | PEARSALLSCG2 | 3 | South | YES | 0.099869 | 0 | 0 | 8.4 |  | 1.027 | Diesel | 1 | 0.18391 | 8.4 | 8.4 | 0.8389 | 8.4 |  |  | 0.18391 | 1.5448 |  |  |  |  | 0 | 0
58929 | PEARSALLSCG3 | 4 | South | YES | 0.099869 | 0 | 0 | 8.4 |  | 1.027 | Diesel | 1 | 0.18391 | 8.4 | 8.4 | 0.8389 | 8.4 |  |  | 0.18391 | 1.5448 |  |  |  |  | 0 | 0
58929 | PEARSALLSCG3 | 6 | South | YES | 0.099869 | 0 | 0 | 8.4 |  | 1.027 | Diesel | 1 | 0.18391 | 8.4 | 8.4 | 0.8389 | 8.4 |  |  | 0.18391 | 1.5448 |  |  |  |  | 0 | 0
58929 | PEARSALLSCG3 | 2 | South | YES | 0.099869 | 0 | 0 | 8.4 |  | 1.027 | Diesel | 1 | 0.18391 | 8.4 | 8.4 | 0.8389 | 8.4 |  |  | 0.18391 | 1.5448 |  |  |  |  | 0 | 0
58929 | PEARSALLSCG3 | 5 | South | YES | 0.099869 | 0 | 0 | 8.4 |  | 1.027 | Diesel | 1 | 0.18391 | 8.4 | 8.4 | 0.8389 | 8.4 |  |  | 0.18391 | 1.5448 |  |  |  |  | 0 | 0
58929 | PEARSALLSCG3 | 1 | South | YES | 0.099869 | 0 | 0 | 8.4 |  | 1.027 | Diesel | 1 | 0.18391 | 8.4 | 8.4 | 0.8389 | 8.4 |  |  | 0.18391 | 1.5448 |  |  |  |  | 0 | 0
58929 | PEARSALLSCG3 | 3 | South | YES | 0.099869 | 0 | 0 | 8.4 |  | 1.027 | Diesel | 1 | 0.18391 | 8.4 | 8.4 | 0.8389 | 8.4 |  |  | 0.18391 | 1.5448 |  |  |  |  | 0 | 0
58949 | PEARSALLSCG4 | 3 | South | YES | 0.099869 | 0 | 0 | 8.4 |  | 1.027 | Diesel | 1 | 0.18391 | 8.4 | 8.4 | 0.8389 | 8.4 |  |  | 0.18391 | 1.5448 |  |  |  |  | 0 | 0
58949 | PEARSALLSCG4 | 2 | South | YES | 0.099869 | 0 | 0 | 8.4 |  | 1.027 | Diesel | 1 | 0.18391 | 8.4 | 8.4 | 0.8389 | 8.4 |  |  | 0.18391 | 1.5448 |  |  |  |  | 0 | 0
58949 | PEARSALLSCG4 | 1 | South | YES | 0.099869 | 0 | 0 | 8.4 |  | 1.027 | Diesel | 1 | 0.18391 | 8.4 | 8.4 | 0.8389 | 8.4 |  |  | 0.18391 | 1.5448 |  |  |  |  | 0 | 0
58949 | PEARSALLSCG4 | 4 | South | YES | 0.099869 | 0 | 0 | 8.4 |  | 1.027 | Diesel | 1 | 0.18391 | 8.4 | 8.4 | 0.8389 | 8.4 |  |  | 0.18391 | 1.5448 |  |  |  |  | 0 | 0
58949 | PEARSALLSCG4 | 6 | South | YES | 0.099869 | 0 | 0 | 8.4 |  | 1.027 | Diesel | 1 | 0.18391 | 8.4 | 8.4 | 0.8389 | 8.4 |  |  | 0.18391 | 1.5448 |  |  |  |  | 0 | 0
58949 | PEARSALLSCG4 | 5 | South | YES | 0.099869 | 0 | 0 | 8.4 |  | 1.027 | Diesel | 1 | 0.18391 | 8.4 | 8.4 | 0.8389 | 8.4 |  |  | 0.18391 | 1.5448 |  |  |  |  | 0 | 0
88198 | BEEVILLE | F | South | YES | 0.10054 | 0 | 0 | 0 | 0 | 1.02 | AVR | 1 | 0.18458 | 0 | 0 | 0 | 0 |  |  | 0.18458 | 0 |  |  |  |  | 0 | 0
38437 | TNSRBNMESA9 | 1 | West | YES | -0.063741 | 37.5 | 0 | 150 | 0 | 1.02 | Wind | -1 | 0.18541 | 0 | 150 |  |  |  |  | -0.18541 | 0 |  |  |  |  | 0 | 0
38332 | TNWDWRDU2_8 | 1 | West | YES | -0.063808 | 20 | 0 | 80 | 0 | 1.0232 | Wind | -1 | 0.18548 | 0 | 80 |  |  |  |  | -0.18548 | 0 |  |  |  |  | 0 | 0
60016 | WOODWRD11A | 1 | West | YES | -0.063824 | 20 | 0 | 80 |  | 1.033 | Wind | -1 | 0.1855 | 0 | 80 |  |  |  |  | -0.1855 | 0 |  |  |  |  | 0 | 0
6016 | SWMESA | 1 | West | YES | -0.063905 | 18.8 | 0 | 75 |  | 1.03 | Wind | -1 | 0.18558 | 0 | 75 |  |  |  |  | -0.18558 | 0 |  |  |  |  | 0 | 0
60003 | KING_NE1A | 1 | West | YES | -0.063905 | 20 | 0 | 80 |  | 1.03 | Wind | -1 | 0.18558 | 0 | 80 |  |  |  |  | -0.18558 | 0 |  |  |  |  | 0 | 0
60005 | KING_SE1A | 1 | West | YES | -0.063905 | 10 | 0 | 40 |  | 1.035 | Wind | -1 | 0.18558 | 0 | 40 |  |  |  |  | -0.18558 | 0 |  |  |  |  | 0 | 0
60201 | RIO DRCS | F | West | YES | -0.064032 | 0 | 0 | 0 | 0 | 1.025 | AVR | -1 | 0.18571 | 0 | 0 |  |  |  |  | -0.18571 | 0 |  |  |  |  | 0 | 0
5892 | PEARSALLGEN3 | 1 | South | YES | 0.10183 | 19.1 | 6 | 23.9 | 0 | 1.0226 | GST | 1 | 0.18587 | 23.9 | 23.9 | 2.4337 | 23.9 |  |  | 0.18587 | 4.4423 |  |  |  |  | 0 | 0
5890 | PEARSALLGEN1 | 1 | South | YES | 0.10183 | 19.2 | 6 | 24 | 0 | 1.0226 | GST | 1 | 0.18587 | 24 | 24 | 2.4438 | 24 |  |  | 0.18587 | 4.4608 |  |  |  |  | 0 | 0
5891 | PEARSALLGEN2 | 1 | South | YES | 0.10183 | 19.4 | 6 | 24.3 | 0 | 1.0226 | GST | 1 | 0.18587 | 24.3 | 24.3 | 2.4744 | 24.3 |  |  | 0.18587 | 4.5166 |  |  |  |  | 0 | 0
60007 | KING_SW1A | 1 | West | YES | -0.064346 | 20 | 0 | 80 |  | 1.03 | Wind | -1 | 0.18602 | 0 | 80 |  |  |  |  | -0.18602 | 0 |  |  |  |  | 0 | 0
60019 | KING_NW1A | 1 | West | YES | -0.064346 | 20 | 0 | 80 |  | 1.03 | Wind | -1 | 0.18602 | 0 | 80 |  |  |  |  | -0.18602 | 0 |  |  |  |  | 0 | 0
1349 | WESTXWIN_1G | 1 | West | YES | -0.070763 | 1.3 | 0 | 6.6 |  | 1.014 | Wind | -1 | 0.19244 | 0 | 6.6 |  |  |  |  | -0.19244 | 0 |  |  |  |  | 0 | 0
1350 | NWPWRG1_1G | 1 | West | YES | -0.070763 | 6.9 | 1 | 34.3 |  | 1.014 | Wind | -1 | 0.19244 | 0 | 34.3 |  |  |  |  | -0.19244 | 0 |  |  |  |  | 0 | 0
3381 | BBRN_1G | 1 | North | YES | -0.071012 | 618 | 225 | 618 | 0 | 1.03 | LIGCO | -1 | 0.19269 | 0 | 618 |  |  | 0 | 0 | -0.19269 | 0 |  |  |  |  | 0 | 0
3382 | BBRN_2G | 2 | North | YES | -0.071012 | 589 | 225 | 589 | 0 | 1.03 | LIGCO | -1 | 0.19269 | 0 | 589 |  |  | 0 | 0 | -0.19269 | 0 |  |  |  |  | 0 | 0
1008 | PB6GEN_7G | 6 | West | YES | -0.071167 | 515 | 130 | 515 | 0 | 1.036 | GST | -1 | 0.19284 | 515 | 515 |  |  |  |  | -0.19284 | -99.3127 |  |  |  |  | 0 | 0
1007 | PB5GEN_6G | 5 | West | YES | -0.071167 | 91.2 | 40 | 114 | 0 | 1.036 | GST | -1 | 0.19284 | 114 | 114 |  |  |  |  | -0.19284 | -21.9838 |  |  |  |  | 0 | 0
1005 | PBCTDGE_4G | D | West | YES | -0.071167 | 65 | 65 | 68 | 0 | 1.036 | GGT | -1 | 0.19284 | 68 | 68 |  |  |  |  | -0.19284 | -13.1131 |  |  |  |  | 0 | 0
1004 | PBCTCGE_3G | C | West | YES | -0.071167 | 62 | 62 | 67 | 0 | 1.036 | GGT | -1 | 0.19284 | 67 | 67 |  |  |  |  | -0.19284 | -12.9203 |  |  |  |  | 0 | 0
1006 | PBCTEGE_5G | E | West | YES | -0.071167 | 65 | 65 | 67 | 0 | 1.036 | GGT | -1 | 0.19284 | 67 | 67 |  |  |  |  | -0.19284 | -12.9203 |  |  |  |  | 0 | 0
1002 | PBCTAGE_1G | A | West | YES | -0.071167 | 64 | 64 | 66 | 0 | 1.036 | GGT | -1 | 0.19284 | 66 | 66 |  |  |  |  | -0.19284 | -12.7275 |  |  |  |  | 0 | 0
1003 | PBCTBGE_2G | B | West | YES | -0.071167 | 65 | 65 | 66 | 0 | 1.036 | GGT | -1 | 0.19284 | 66 | 66 |  |  |  |  | -0.19284 | -12.7275 |  |  |  |  | 0 | 0
7038 | L_DELAWA1_1Y | 1 | West | YES | -0.071239 | 3.5 | 0 | 35 | 0 | 1 | Wind | -1 | 0.19291 | 0 | 35 |  |  |  |  | -0.19291 | 0 |  |  |  |  | 0 | 0
7038 | L_DELAWA1_1Y | 2 | West | YES | -0.071239 | 3 | 0 | 30 | 0 | 1 | Wind | -1 | 0.19291 | 0 | 30 |  |  |  |  | -0.19291 | 0 |  |  |  |  | 0 | 0
11147 | NOTREES_1G | 1 | West | YES | -0.071379 | 29.8 | 0 | 149 | 0 | 1.017 | Wind | -1 | 0.19305 | 0 | 149 |  |  |  |  | -0.19305 | 0 |  |  |  |  | 0 | 0
76091 | L_DIVIDE1_1N | W1 | West | YES | -0.071468 | 22.5 | 0 | 112.5 |  | 1.02 | Wind | -1 | 0.19314 | 0 | 112.5 |  |  |  |  | -0.19314 | 0 |  |  |  |  | 0 | 0
76095 | L_CAPRSI1_1N | W1 | West | YES | -0.071468 | 29.9 | 0 | 149.5 | 0 | 1.02 | Wind | -1 | 0.19314 | 0 | 149.5 |  |  |  |  | -0.19314 | 0 |  |  |  |  | 0 | 0
76096 | L_CAPRSI1_2N | W1 | West | YES | -0.071468 | 37.2 | 0 | 186 | 0 | 1.02 | Wind | -1 | 0.19314 | 0 | 186 |  |  |  |  | -0.19314 | 0 |  |  |  |  | 0 | 0
76097 | L_CAPRGE1_1N | W1 | West | YES | -0.071468 | 42.9 | 0 | 214.5 | 0 | 1.02 | Wind | -1 | 0.19314 | 0 | 214.5 |  |  |  |  | -0.19314 | 0 |  |  |  |  | 0 | 0
5903 | SANMIGUELGEN | 1 | South | YES | 0.10912 | 396.3 | 180 | 396.3 | 0 | 1.0336 | LIGCO | 1 | 0.19316 | 0 | 396.3 | 43.2435 | 396.3 |  |  | 0.19316 | 76.5491 |  |  |  |  | 0 | 0
60057 | CALLAHAN1A | 1 | West | YES | -0.071665 | 22.8 | 0 | 114 | 0 | 1.04 | Wind | -1 | 0.19334 | 0 | 114 |  |  |  |  | -0.19334 | 0 |  |  |  |  | 0 | 0
76031 | L_GASCCR1_1N | W1 | West | YES | -0.071807 | 30 | 0 | 150 | 0 | 1.02 | Wind | -1 | 0.19348 | 0 | 150 |  |  |  |  | -0.19348 | 0 |  |  |  |  | 0 | 0
13133 | CALFREST_3G | 3 | North | YES | -0.072003 | 177.4 | 40 | 177.4 | 0 | 1.031 | CC | -1 | 0.19368 | 177.4 | 177.4 |  |  | -12.7733 | 177.4 | -0.19368 | -34.3582 |  |  |  |  | 0 | 0
13132 | CALFREST_2G | 2 | North | YES | -0.072003 | 151 | 57 | 151 | 0 | 1.031 | CC | -1 | 0.19368 | 151 | 151 |  |  | -10.8725 | 151 | -0.19368 | -29.2451 |  |  |  |  | 0 | 0
13131 | CALFREST_1G | 1 | North | YES | -0.072003 | 150.7 | 40 | 150.7 | 0 | 1.031 | CC | -1 | 0.19368 | 150.7 | 150.7 |  |  | -10.8509 | 150.7 | -0.19368 | -29.187 |  |  |  |  | 0 | 0
1320 | BSP 1 | 1 | West | YES | -0.07208 | 25.5 | 2.9 | 25.8 | 0 | 1 | Cogen | -1 | 0.19375 | 0 | 0 |  |  |  |  | -0.19375 | 0 |  |  |  |  | 0 | 0
1326 | STANTONW_8 | 1 | West | YES | -0.072172 | 20.1 | 0 | 100.5 |  | 1.01 | Wind | -1 | 0.19385 | 0 | 100.5 |  |  |  |  | -0.19385 | 0 |  |  |  |  | 0 | 0
11025 | TIEHVSG_2G | 1 | West | YES | -0.072191 | 213.2 | 63 | 213.2 | 0 | 1.012 | CC | -1 | 0.19386 | 213.2 | 213.2 |  |  |  |  | -0.19386 | -41.3318 |  |  |  |  | 0 | 0
11020 | TIEHVSG_1G | 1 | West | YES | -0.072191 | 208.2 | 63 | 208.2 | 0 | 1.012 | CC | -1 | 0.19386 | 208.2 | 208.2 |  |  |  |  | -0.19386 | -40.3625 |  |  |  |  | 0 | 0
11024 | TIEHVCG_4G | 1 | West | YES | -0.072191 | 147 | 103 | 147 | 0 | 1.012 | CC | -1 | 0.19386 | 147 | 147 |  |  |  |  | -0.19386 | -28.498 |  |  |  |  | 0 | 0
11021 | TIEHVCG_1G | 1 | West | YES | -0.072191 | 142.1 | 103 | 142.1 | 0 | 1.012 | CC | -1 | 0.19386 | 142.1 | 142.1 |  |  |  |  | -0.19386 | -27.5481 |  |  |  |  | 0 | 0
11023 | TIEHVCG_3G | 1 | West | YES | -0.072191 | 137.4 | 103 | 137.4 | 0 | 1.012 | CC | -1 | 0.19386 | 137.4 | 137.4 |  |  |  |  | -0.19386 | -26.6369 |  |  |  |  | 0 | 0
11022 | TIEHVCG_2G | 1 | West | YES | -0.072191 | 132.4 | 103 | 132.4 | 0 | 1.012 | CC | -1 | 0.19386 | 132.4 | 132.4 |  |  |  |  | -0.19386 | -25.6676 |  |  |  |  | 0 | 0
11014 | NAV6ST | 1 | West | YES | -0.072203 | 115 | 40 | 115 | 0 | 1.029 | CC | -1 | 0.19388 | 115 | 115 |  |  |  |  | -0.19388 | -22.2958 |  |  |  |  | 0 | 0
11011 | NAV3ST | 1 | West | YES | -0.072203 | 92.8 | 40 | 92.8 | 0 | 1.029 | CC | -1 | 0.19388 | 92.8 | 92.8 |  |  |  |  | -0.19388 | -17.9917 |  |  |  |  | 0 | 0
11012 | NAV4CT | 1 | West | YES | -0.072203 | 80 | 18 | 80 | 0 | 1.029 | CC | -1 | 0.19388 | 80 | 80 |  |  |  |  | -0.19388 | -15.5101 |  |  |  |  | 0 | 0
11013 | NAV5CT | 1 | West | YES | -0.072203 | 80 | 18 | 80 | 0 | 1.029 | CC | -1 | 0.19388 | 80 | 80 |  |  |  |  | -0.19388 | -15.5101 |  |  |  |  | 0 | 0
11009 | NAV2CT | 1 | West | YES | -0.072203 | 71.4 | 18 | 71.4 | 0 | 1.029 | CC | -1 | 0.19388 | 71.4 | 71.4 |  |  |  |  | -0.19388 | -13.8428 |  |  |  |  | 0 | 0
11001 | NAV1CT | 1 | West | YES | -0.072203 | 70.4 | 18 | 70.4 | 0 | 1.029 | CC | -1 | 0.19388 | 70.4 | 70.4 |  |  |  |  | -0.19388 | -13.6489 |  |  |  |  | 0 | 0
13136 | CALFREST_6G | 6 | North | YES | -0.072212 | 177.5 | 40 | 177.5 | 0 | 1.031 | CC | -1 | 0.19389 | 177.5 | 177.5 |  |  | -12.8176 | 177.5 | -0.19389 | -34.4146 |  |  |  |  | 0 | 0
13135 | CALFREST_5G | 5 | North | YES | -0.072212 | 152.3 | 57 | 152.3 | 0 | 1.031 | CC | -1 | 0.19389 | 152.3 | 152.3 |  |  | -10.9979 | 152.3 | -0.19389 | -29.5287 |  |  |  |  | 0 | 0
13134 | CALFREST_4G | 4 | North | YES | -0.072212 | 151.5 | 40 | 151.5 | 0 | 1.031 | CC | -1 | 0.19389 | 151.5 | 151.5 |  |  | -10.9401 | 151.5 | -0.19389 | -29.3736 |  |  |  |  | 0 | 0
1328 | OCOTILLO_1G | 1 | West | YES | -0.072307 | 11.6 | 0 | 58 |  | 1.01 | Wind | -1 | 0.19398 | 0 | 58 |  |  |  |  | -0.19398 | 0 |  |  |  |  | 0 | 0
1333 | MCDDONAL_8 | 1 | West | YES | -0.072491 | 42.8 | 0 | 214.2 |  | 1.01 | Wind | -1 | 0.19416 | 0 | 214.2 |  |  |  |  | -0.19416 | 0 |  |  |  |  | 0 | 0
1327 | WILDHRSE_1G | 1 | West | YES | -0.072726 | 0 | 0 | 120 |  | 1 | Wind | -1 | 0.1944 | 0 | 120 |  |  |  |  | -0.1944 | 0 |  |  |  |  | 0 | 0
1360 | GUNSIGHT_8 | 1 | West | YES | -0.072767 | 0 | 0 | 120 |  | 1.01 | Wind | -1 | 0.19444 | 0 | 120 |  |  |  |  | -0.19444 | 0 |  |  |  |  | 0 | 0
11320 | COYOTE_1G | 1 | West | YES | -0.073055 | 22.5 | 0 | 225 |  | 1 | Wind | -1 | 0.19473 | 0 | 225 |  |  |  |  | -0.19473 | 0 |  |  |  |  | 0 | 0
1045 | CALENG1G_1G | 1 | West | YES | -0.07306 | 73.4 | 27 | 73.4 | 0 | 1.014 | Cogen | -1 | 0.19473 | 0 | 0 |  |  |  |  | -0.19473 | 0 |  |  |  |  | 0 | 0
1046 | CALENG2G_2G | 2 | West | YES | -0.07306 | 73.4 | 27 | 73.4 | 0 | 1.014 | Cogen | -1 | 0.19473 | 0 | 0 |  |  |  |  | -0.19473 | 0 |  |  |  |  | 0 | 0
1047 | CALENG3G_3G | 3 | West | YES | -0.07306 | 70.4 | 27 | 70.4 | 0 | 1.014 | Cogen | -1 | 0.19473 | 0 | 0 |  |  |  |  | -0.19473 | 0 |  |  |  |  | 0 | 0
11309 | BULLCREK_2G | 1 | West | YES | -0.073124 | 20.9 | 0 | 180 |  | 1 | Wind | -1 | 0.1948 | 0 | 180 |  |  |  |  | -0.1948 | 0 |  |  |  |  | 0 | 0
11310 | BULLCREK_1G | 1 | West | YES | -0.073124 | 15.1 | 0 | 180 |  | 1 | Wind | -1 | 0.1948 | 0 | 180 |  |  |  |  | -0.1948 | 0 |  |  |  |  | 0 | 0
1058 | LONGSHORE_5 | 1 | West | YES | -0.073259 | 30 | 0 | 150 |  | 1.01 | Wind | -1 | 0.19493 | 0 | 150 |  |  |  |  | -0.19493 | 0 |  |  |  |  | 0 | 0
1058 | LONGSHORE_5 | 2 | West | YES | -0.073259 | 44 | 0 | 220 |  | 1.01 | Wind | -1 | 0.19493 | 0 | 220 |  |  |  |  | -0.19493 | 0 |  |  |  |  | 0 | 0
11065 | ELBOWCK_1G | 1 | West | YES | -0.073259 | 23.4 | 0 | 121.9 | 0 | 1 | Wind | -1 | 0.19493 | 0 | 121.9 |  |  |  |  | -0.19493 | 0 |  |  |  |  | 0 | 0
60058 | BUFF_GAP1A | 1 | West | YES | -0.073426 | 24 | 0 | 120 |  | 1 | Wind | -1 | 0.1951 | 0 | 120 |  |  |  |  | -0.1951 | 0 |  |  |  |  | 0 | 0
60060 | CIRELLO | 1 | West | YES | -0.073426 | 46.6 | 0 | 233 | 0 | 1 | Wind | -1 | 0.1951 | 0 | 233 |  |  |  |  | -0.1951 | 0 |  |  |  |  | 0 | 0
60063 | BUFF_GAP1B | 1 | West | YES | -0.073426 | 34 | 0 | 170.2 | 0 | 1.02 | Wind | -1 | 0.1951 | 0 | 170.2 |  |  |  |  | -0.1951 | 0 |  |  |  |  | 0 | 0
60066 | H_HOLLOW1A | 1 | West | YES | -0.073426 | 44.4 | 0 | 222 | 0 | 1.005 | Wind | -1 | 0.1951 | 0 | 222 |  |  |  |  | -0.1951 | 0 |  |  |  |  | 0 | 0
60068 | HHOLLOW21A | 1 | West | YES | -0.073426 | 36.8 | 0 | 184 | 0 | 1.025 | Wind | -1 | 0.1951 | 0 | 184 |  |  |  |  | -0.1951 | 0 |  |  |  |  | 0 | 0
60070 | HHOLLOW31A | 1 | West | YES | -0.073426 | 44.8 | 0 | 224 | 0 | 1.025 | Wind | -1 | 0.1951 | 0 | 224 |  |  |  |  | -0.1951 | 0 |  |  |  |  | 0 | 0
60072 | HHOLLOW41A | 1 | West | YES | -0.073426 | 23 | 0 | 115 | 0 | 1.025 | Wind | -1 | 0.1951 | 0 | 115 |  |  |  |  | -0.1951 | 0 |  |  |  |  | 0 | 0
1037 | MORGAN5G_5G | 5 | West | YES | -0.07344 | 109.6 | 40 | 137 | 0 | 1.029 | GST | -1 | 0.19511 | 137 | 137 |  |  |  |  | -0.19511 | -26.7305 |  |  |  |  | 0 | 0
1040 | MRGNBG_2G | B | West | YES | -0.07344 | 70 | 70 | 71 | 0 | 1.029 | GGT | -1 | 0.19511 | 71 | 71 |  |  |  |  | -0.19511 | -13.853 |  |  |  |  | 0 | 0
1041 | MRGNCG_3G | C | West | YES | -0.07344 | 69 | 69 | 70 | 0 | 1.029 | GGT | -1 | 0.19511 | 70 | 70 |  |  |  |  | -0.19511 | -13.6579 |  |  |  |  | 0 | 0
1043 | MRGNEG_5G | E | West | YES | -0.07344 | 68 | 68 | 70 | 0 | 1.029 | GGT | -1 | 0.19511 | 70 | 70 |  |  |  |  | -0.19511 | -13.6579 |  |  |  |  | 0 | 0
1039 | MRGNAG_1G | A | West | YES | -0.07344 | 69 | 69 | 69 | 0 | 1.029 | GGT | -1 | 0.19511 | 69 | 69 |  |  |  |  | -0.19511 | -13.4628 |  |  |  |  | 0 | 0
1042 | MRGNDG_4G | D | West | YES | -0.07344 | 68 | 68 | 68 | 0 | 1.029 | GGT | -1 | 0.19511 | 68 | 68 |  |  |  |  | -0.19511 | -13.2677 |  |  |  |  | 0 | 0
1044 | MRGNFG_6G | F | West | YES | -0.07344 | 66 | 66 | 66 | 0 | 1.029 | GGT | -1 | 0.19511 | 66 | 66 |  |  |  |  | -0.19511 | -12.8775 |  |  |  |  | 0 | 0
6637 | SNYDERW1A | 1 | West | YES | -0.073527 | 12.6 | 0 | 63 | 0 | 1.025 | Wind | -1 | 0.1952 | 0 | 63 |  |  |  |  | -0.1952 | 0 |  |  |  |  | 0 | 0
1068 | SCURRYCW_1G | 1 | West | YES | -0.073598 | 28.2 | 1.3 | 141 | 0 | 1.0217 | Wind | -1 | 0.19527 | 0 | 141 |  |  |  |  | -0.19527 | 0 |  |  |  |  | 0 | 0
1073 | SCURRYCW_2G | 2 | West | YES | -0.073598 | 24 | 0 | 120 | 0 | 1.0217 | Wind | -1 | 0.19527 | 0 | 120 |  |  |  |  | -0.19527 | 0 |  |  |  |  | 0 | 0
1061 | CIELOGEN_1G | 1 | West | YES | -0.073609 | 19.8 | 0 | 99 |  | 1 | Wind | -1 | 0.19528 | 0 | 99 |  |  |  |  | -0.19528 | 0 |  |  |  |  | 0 | 0
1062 | CIELOGEN_2G | 1 | West | YES | -0.073609 | 12.2 | 0 | 61 |  | 1 | Wind | -1 | 0.19528 | 0 | 61 |  |  |  |  | -0.19528 | 0 |  |  |  |  | 0 | 0
1069 | KINDERMG_1G | 1 | West | YES | -0.073609 | 25 | 5 | 25 | 0 | 1.017 | Cogen | -1 | 0.19528 | 0 | 0 |  |  |  |  | -0.19528 | 0 |  |  |  |  | 0 | 0
1070 | KINDERMG_2G | 1 | West | YES | -0.073609 | 45.7 | 12 | 45.7 | 0 | 1.017 | Cogen | -1 | 0.19528 | 0 | 0 |  |  |  |  | -0.19528 | 0 |  |  |  |  | 0 | 0
1071 | KINDERMG_3G | 1 | West | YES | -0.073609 | 45.7 | 12 | 45.7 | 0 | 1.017 | Cogen | -1 | 0.19528 | 0 | 0 |  |  |  |  | -0.19528 | 0 |  |  |  |  | 0 | 0
36998 | RDCNYNG1 | 1 | West | YES | -0.073817 | 16.8 | 0 | 84 |  | 1.01 | Wind | -1 | 0.19549 | 0 | 84 |  |  |  |  | -0.19549 | 0 |  |  |  |  | 0 | 0
1343 | TRENTIPP_8 | 1 | West | YES | -0.074298 | 30 | 0 | 150 |  | 1.014 | Wind | -1 | 0.19597 | 0 | 150 |  |  |  |  | -0.19597 | 0 |  |  |  |  | 0 | 0
1354 | AEPWIND_8 | 1 | West | YES | -0.074298 | 20.2 | 0 | 101 |  | 1 | Wind | -1 | 0.19597 | 0 | 101 |  |  |  |  | -0.19597 | 0 |  |  |  |  | 0 | 0
8189 | CUECPL2A | 1 | South | YES | 0.112 | 12 | 0 | 12 | 0 | 1.02 | Cogen | 1 | 0.19604 | 0 | 0 | 0 | 0 |  |  | 0.19604 | 0 |  |  |  |  | 0 | 0
11056 | ROSCOE_1G | 1 | West | YES | -0.074422 | 41.8 | 0 | 209 |  | 1 | Wind | -1 | 0.1961 | 0 | 209 |  |  |  |  | -0.1961 | 0 |  |  |  |  | 0 | 0
11057 | CHAMPION_1G | 1 | West | YES | -0.074422 | 25.3 | 0 | 126.5 |  | 1 | Wind | -1 | 0.1961 | 0 | 126.5 |  |  |  |  | -0.1961 | 0 |  |  |  |  | 0 | 0
11058 | PYRON_1G | 1 | West | YES | -0.074422 | 49.8 | 0 | 249 |  | 1 | Wind | -1 | 0.1961 | 0 | 249 |  |  |  |  | -0.1961 | 0 |  |  |  |  | 0 | 0
11059 | INADALE_1G | 1 | West | YES | -0.074422 | 39.4 | 0 | 197 |  | 1 | Wind | -1 | 0.1961 | 0 | 197 |  |  |  |  | -0.1961 | 0 |  |  |  |  | 0 | 0
71051 | L_BITTCR1_1N | W1 | West | YES | -0.074422 | 7.5 | 0 | 37.5 |  | 1.02 | Wind | -1 | 0.1961 | 0 | 37.5 |  |  |  |  | -0.1961 | 0 |  |  |  |  | 0 | 0
71054 | L_SWEETW1_1N | W1 | West | YES | -0.074422 | 21.5 | 0 | 107.5 |  | 1.02 | Wind | -1 | 0.1961 | 0 | 107.5 |  |  |  |  | -0.1961 | 0 |  |  |  |  | 0 | 0
71057 | L_SWEETW1_2N | W1 | West | YES | -0.074422 | 27 | 0 | 135 |  | 1.02 | Wind | -1 | 0.1961 | 0 | 135 |  |  |  |  | -0.1961 | 0 |  |  |  |  | 0 | 0
71059 | L_SWEETW1_3N | W1 | West | YES | -0.074422 | 23.8 | 0 | 119 | 0 | 1.02 | Wind | -1 | 0.1961 | 0 | 119 |  |  |  |  | -0.1961 | 0 |  |  |  |  | 0 | 0
71060 | L_SWEETW1_4N | W1 | West | YES | -0.074422 | 21 | 0 | 105 | 0 | 1.02 | Wind | -1 | 0.1961 | 0 | 105 |  |  |  |  | -0.1961 | 0 |  |  |  |  | 0 | 0
71061 | L_SWEETW1_5N | W1 | West | YES | -0.074422 | 16.1 | 0 | 80.5 | 0 | 1.02 | Wind | -1 | 0.1961 | 0 | 80.5 |  |  |  |  | -0.1961 | 0 |  |  |  |  | 0 | 0
6144 | MCADOO1A | 1 | West | YES | -0.074726 | 15 | 0 | 150 | 0 | 1.025 | Wind | -1 | 0.1964 | 0 | 150 |  |  |  |  | -0.1964 | 0 |  |  |  |  | 0 | 0
6407 | TURKTRAK1A | 1 | West | YES | -0.074841 | 33.9 | 0 | 169.5 | 0 | 1.025 | Wind | -1 | 0.19651 | 0 | 169.5 |  |  |  |  | -0.19651 | 0 |  |  |  |  | 0 | 0
1417 | SWETWATR_2G | 2 | West | YES | -0.074883 | 72 | 36 | 72 | 0 | 1.026 | CC | -1 | 0.19656 | 72 | 72 |  |  |  |  | -0.19656 | -14.152 |  |  |  |  | 0 | 0
1418 | SWETWATR_3G | 3 | West | YES | -0.074883 | 68 | 36 | 68 | 0 | 1.026 | CC | -1 | 0.19656 | 68 | 68 |  |  |  |  | -0.19656 | -13.3658 |  |  |  |  | 0 | 0
1419 | SWETWATR_4G | 4 | West | YES | -0.074883 | 61 | 36 | 61 | 0 | 1.026 | CC | -1 | 0.19656 | 61 | 61 |  |  |  |  | -0.19656 | -11.9899 |  |  |  |  | 0 | 0
1416 | SWETWATR_1G | 1 | West | YES | -0.074883 | 30 | 18 | 30 | 0 | 1.026 | CC | -1 | 0.19656 | 30 | 30 |  |  |  |  | -0.19656 | -5.8967 |  |  |  |  | 0 | 0
60081 | WHRLWIND1A | 1 | West | YES | -0.075771 | 12 | 0 | 60 | 0 | 1.03 | Wind | -1 | 0.19744 | 0 | 60 |  |  |  |  | -0.19744 | 0 |  |  |  |  | 0 | 0
3108 | STRYKER_2G | 2 | North | YES | -0.075982 | 484 | 75 | 484 | 0 | 1.029 | GST | -1 | 0.19766 | 484 | 484 |  |  | -36.7753 | 484 | -0.19766 | -95.6651 |  |  |  |  | 0 | 0
3107 | STRYKER_1G | 1 | North | YES | -0.075982 | 145.6 | 45 | 182 | 0 | 1.029 | GST | -1 | 0.19766 | 182 | 182 |  |  | -13.8287 | 182 | -0.19766 | -35.9732 |  |  |  |  | 0 | 0
5401 | CALAVER_JKS1 | 1 | South | YES | 0.11372 | 562 | 100 | 562 | 0 | 1.026 | LIGCO | 1 | 0.19776 | 0 | 562 | 63.9084 | 562 |  |  | 0.19776 | 111.1396 |  |  |  |  | 0 | 0
5268 | LEON_LCPCT3 | 3 | South | YES | 0.11387 | 43 | 24 | 43 | 0 | 1.0197 | GGT | 1 | 0.19791 | 43 | 43 | 4.8963 | 43 |  |  | 0.19791 | 8.5101 |  |  |  |  | 0 | 0
5266 | LEON_LCPCT1 | 1 | South | YES | 0.11387 | 44 | 24 | 44 | 0 | 1.0197 | GGT | 1 | 0.19791 | 44 | 44 | 5.0101 | 44 |  |  | 0.19791 | 8.708 |  |  |  |  | 0 | 0
5267 | LEON_LCPCT2 | 2 | South | YES | 0.11387 | 44 | 24 | 44 | 0 | 1.0197 | GGT | 1 | 0.19791 | 44 | 44 | 5.0101 | 44 |  |  | 0.19791 | 8.708 |  |  |  |  | 0 | 0
5269 | LEON_LCPCT4 | 4 | South | YES | 0.11387 | 45 | 24 | 45 | 0 | 1.0197 | GGT | 1 | 0.19791 | 45 | 45 | 5.124 | 45 |  |  | 0.19791 | 8.9059 |  |  |  |  | 0 | 0
5264 | LEON_LCP3G3 | 3 | South | YES | 0.11387 | 0 | 20 | 58 |  | 1.0197 | GST | 1 | 0.19791 | 58 | 58 | 6.6043 | 58 |  |  | 0.19791 | 11.4787 |  |  |  |  | 0 | 0
5265 | LEON_LCP4G4 | 4 | South | YES | 0.11387 | 89 | 25 | 89 | 0 | 1.0197 | GST | 1 | 0.19791 | 89 | 89 | 10.1342 | 89 |  |  | 0.19791 | 17.6138 |  |  |  |  | 0 | 0
3309 | ASPN_G | 1 | North | YES | -0.076274 | 50 | 0 | 50 |  | 1 | Bio | -1 | 0.19795 | 50 | 50 |  |  | -3.8137 | 50 | -0.19795 | -9.8974 |  |  |  |  | 0 | 0
3348 | CHAMPION_1G | MB | North | YES | -0.076313 | 0 | 42 | 42 |  | 1 | Cogen | -1 | 0.19799 | 0 | 0 |  |  | 0 | 0 | -0.19799 | 0 |  |  |  |  | 0 | 0
5476 | BRA_AVR1_CT1 | 1 | South | YES | 0.11423 | 155 | 90 | 155 | 0 | 1.025 | CC | 1 | 0.19827 | 155 | 155 | 17.7053 | 155 |  |  | 0.19827 | 30.7318 |  |  |  |  | 0 | 0
5478 | BRA_AVR1_CT2 | 1 | South | YES | 0.11423 | 155 | 90 | 155 | 0 | 1.025 | CC | 1 | 0.19827 | 155 | 155 | 17.7053 | 155 |  |  | 0.19827 | 30.7318 |  |  |  |  | 0 | 0
5477 | BRA_AVR1_ST | 1 | South | YES | 0.11423 | 174 | 138 | 174 | 0 | 1.025 | CC | 1 | 0.19827 | 174 | 174 | 19.8757 | 174 |  |  | 0.19827 | 34.4989 |  |  |  |  | 0 | 0
13119 | TGATEWAY_4G | 4 | North | YES | -0.076801 | 399 | 65 | 399 | 0 | 1.0232 | CC | -1 | 0.19847 | 399 | 399 |  |  | -30.6436 | 399 | -0.19847 | -79.1912 |  |  |  |  | 0 | 0
13116 | TGATEWAY_1G | 1 | North | YES | -0.076801 | 151 | 30 | 151 | 0 | 1.0232 | CC | -1 | 0.19847 | 151 | 151 |  |  | -11.597 | 151 | -0.19847 | -29.9696 |  |  |  |  | 0 | 0
13118 | TGATEWAY_3G | 3 | North | YES | -0.076801 | 148 | 30 | 148 | 0 | 1.0232 | CC | -1 | 0.19847 | 148 | 148 |  |  | -11.3665 | 148 | -0.19847 | -29.3742 |  |  |  |  | 0 | 0
13117 | TGATEWAY_2G | 2 | North | YES | -0.076801 | 130 | 30 | 130 | 0 | 1.0232 | CC | -1 | 0.19847 | 130 | 130 |  |  | -9.9841 | 130 | -0.19847 | -25.8016 |  |  |  |  | 0 | 0
1437 | MESQUITW_1G | 1 | North | YES | -0.076968 | 40 | 0 | 400 | 0 | 1.023 | Wind | -1 | 0.19864 | 0 | 400 |  |  | 0 | 0 | -0.19864 | 0 |  |  |  |  | 0 | 0
1438 | MESQUITW_2G | 1 | North | YES | -0.076972 | 23.6 | 0 | 236 |  | 1.017 | Wind | -1 | 0.19865 | 0 | 236 |  |  | 0 | 0 | -0.19865 | 0 |  |  |  |  | 0 | 0
5028 | BRAUNIG_VHB3 | 3 | South | YES | 0.11463 | 407 | 60 | 407 | 0 | 1.0138 | GST | 1 | 0.19867 | 407 | 407 | 46.6548 | 407 |  |  | 0.19867 | 80.8597 |  |  |  |  | 0 | 0
5026 | BRAUNIG_VHB1 | 1 | South | YES | 0.11469 | 215 | 40 | 215 | 0 | 1.0192 | GST | 1 | 0.19874 | 215 | 215 | 24.6592 | 215 |  |  | 0.19874 | 42.7281 |  |  |  |  | 0 | 0
5027 | BRAUNIG_VHB2 | 2 | South | YES | 0.11469 | 216 | 40 | 216 | 0 | 1.0192 | GST | 1 | 0.19874 | 216 | 216 | 24.7739 | 216 |  |  | 0.19874 | 42.9268 |  |  |  |  | 0 | 0
5397 | CALAVER_OWS2 | 2 | South | YES | 0.11484 | 400 | 80 | 400 | 0 | 1.0192 | GST | 1 | 0.19888 | 400 | 400 | 45.9344 | 400 |  |  | 0.19888 | 79.5509 |  |  |  |  | 0 | 0
5396 | CALAVER_OWS1 | 1 | South | YES | 0.11484 | 418 | 80 | 418 | 0 | 1.0192 | GST | 1 | 0.19888 | 418 | 418 | 48.0014 | 418 |  |  | 0.19888 | 83.1307 |  |  |  |  | 0 | 0
3097 | MARTLAKE_1G | 1 | North | YES | -0.077209 | 790 | 500 | 790 | 0 | 1.017 | LIGCO | -1 | 0.19888 | 0 | 790 |  |  | 0 | 0 | -0.19888 | 0 |  |  |  |  | 0 | 0
3098 | MARTLAKE_2G | 2 | North | YES | -0.077209 | 795 | 461 | 795 | 0 | 1.017 | LIGCO | -1 | 0.19888 | 0 | 795 |  |  | 0 | 0 | -0.19888 | 0 |  |  |  |  | 0 | 0
3099 | MARTLAKE_3G | 3 | North | YES | -0.077209 | 804 | 500 | 804 | 0 | 1.017 | LIGCO | -1 | 0.19888 | 0 | 804 |  |  | 0 | 0 | -0.19888 | 0 |  |  |  |  | 0 | 0
5111 | CALAVER_JTD1 | 1 | South | YES | 0.11499 | 430 | 80 | 430 | 0 | 1.0138 | LIGCO | 1 | 0.19903 | 0 | 430 | 49.4444 | 430 |  |  | 0.19903 | 85.5822 |  |  |  |  | 0 | 0
5112 | CALAVER_JTD2 | 2 | South | YES | 0.11499 | 430 | 80 | 430 | 0 | 1.0138 | LIGCO | 1 | 0.19903 | 0 | 430 | 49.4444 | 430 |  |  | 0.19903 | 85.5822 |  |  |  |  | 0 | 0
1442 | COKFIELD_5 | 1 | North | YES | -0.077772 | 16.5 | 0 | 165 |  | 1.029 | Wind | -1 | 0.19945 | 0 | 165 |  |  | 0 | 0 | -0.19945 | 0 |  |  |  |  | 0 | 0
5436 | TUTTL_WBT1G1 | 1 | South | YES | 0.11549 | 48.8 | 20 | 61 | 0 | 1.012 | GST | 1 | 0.19953 | 61 | 61 | 7.0448 | 61 |  |  | 0.19953 | 12.1713 |  |  |  |  | 0 | 0
5438 | TUTTL_WBT3G3 | 3 | South | YES | 0.11549 | 95 | 25 | 95 | 0 | 1.012 | GST | 1 | 0.19953 | 95 | 95 | 10.9714 | 95 |  |  | 0.19953 | 18.9553 |  |  |  |  | 0 | 0
5439 | TUTTL_WBT4G4 | 4 | South | YES | 0.11549 | 151 | 40 | 151 | 0 | 1.012 | GST | 1 | 0.19953 | 151 | 151 | 17.4387 | 151 |  |  | 0.19953 | 30.1289 |  |  |  |  | 0 | 0
7031 | L_MARSFO1G1Y | 1 | South | YES | 0.11588 | 0 | 0 | 36 |  | 1 | Hydro | 1 | 0.19993 | 0 | 0 | 0 | 0 |  |  | 0.19993 | 0 |  |  |  |  | 0 | 0
7032 | L_MARSFO1G2Y | 2 | South | YES | 0.11588 | 0 | 0 | 35 |  | 1 | Hydro | 1 | 0.19993 | 0 | 0 | 0 | 0 |  |  | 0.19993 | 0 |  |  |  |  | 0 | 0
7033 | L_MARSFO1G3Y | 3 | South | YES | 0.11588 | 0 | 0 | 36 |  | 1 | Hydro | 1 | 0.19993 | 0 | 0 | 0 | 0 |  |  | 0.19993 | 0 |  |  |  |  | 0 | 0
6100 | OKLA7A | EQ | West | YES | -0.078388 | 50 | -220 | 220 | 0 | 1.035 | DCTie | -1 | 0.20006 | 0 | 0 |  |  |  |  | -0.20006 | 0 |  |  |  |  | 0 | 0
6752 | OKLA0A | 1 | West | YES | -0.078388 | 649.7 | 175 | 649.7 | 0 | 1.035 | LIGCO | -1 | 0.20006 | 0 | 649.7 |  |  |  |  | -0.20006 | 0 |  |  |  |  | 0 | 0
1432 | GRHAMSES_2G | 2 | North | YES | -0.080305 | 294.9 | 90 | 366 | 0 | 1.014 | GST | -1 | 0.20198 | 366 | 366 |  |  | -29.3916 | 366 | -0.20198 | -73.924 |  |  |  |  | 0 | 0
12424 | FPLEFR2S_G | 4 | North | YES | -0.080314 | 415 | 191 | 415 | 0 | 1 | CC | -1 | 0.20199 | 415 | 415 |  |  | -33.3303 | 415 | -0.20199 | -83.8247 |  |  |  |  | 0 | 0
12414 | FPLEFR1S_G | 4 | North | YES | -0.080314 | 414 | 191 | 414 | 0 | 1 | CC | -1 | 0.20199 | 414 | 414 |  |  | -33.25 | 414 | -0.20199 | -83.6227 |  |  |  |  | 0 | 0
12412 | FPLEFR1B_G | 2 | North | YES | -0.080314 | 164 | 72 | 164 | 0 | 1 | CC | -1 | 0.20199 | 164 | 164 |  |  | -13.1715 | 164 | -0.20199 | -33.1259 |  |  |  |  | 0 | 0
12413 | FPLEFR1C_G | 3 | North | YES | -0.080314 | 164 | 72 | 164 | 0 | 1 | CC | -1 | 0.20199 | 164 | 164 |  |  | -13.1715 | 164 | -0.20199 | -33.1259 |  |  |  |  | 0 | 0
12423 | FPLEFR2C_G | 3 | North | YES | -0.080314 | 163 | 72 | 163 | 0 | 1 | CC | -1 | 0.20199 | 163 | 163 |  |  | -13.0912 | 163 | -0.20199 | -32.9239 |  |  |  |  | 0 | 0
12421 | FPLEFR2A_G | 1 | North | YES | -0.080314 | 162 | 72 | 162 | 0 | 1 | CC | -1 | 0.20199 | 162 | 162 |  |  | -13.0109 | 162 | -0.20199 | -32.7219 |  |  |  |  | 0 | 0
12411 | FPLEFR1A_G | 1 | North | YES | -0.080314 | 161 | 72 | 161 | 0 | 1 | CC | -1 | 0.20199 | 161 | 161 |  |  | -12.9306 | 161 | -0.20199 | -32.5199 |  |  |  |  | 0 | 0
12422 | FPLEFR2B_G | 2 | North | YES | -0.080314 | 161 | 72 | 161 | 0 | 1 | CC | -1 | 0.20199 | 161 | 161 |  |  | -12.9306 | 161 | -0.20199 | -32.5199 |  |  |  |  | 0 | 0
1479 | WFCOGEN_1G | 1 | North | YES | -0.080417 | 16 | 12 | 20 | 0 | 1 | Cogen | -1 | 0.20209 | 0 | 0 |  |  | 0 | 0 | -0.20209 | 0 |  |  |  |  | 0 | 0
1479 | WFCOGEN_1G | 2 | North | YES | -0.080417 | 16 | 12 | 20 | 0 | 1 | Cogen | -1 | 0.20209 | 0 | 0 |  |  | 0 | 0 | -0.20209 | 0 |  |  |  |  | 0 | 0
1482 | WFCOGEN_2G | 2 | North | YES | -0.080417 | 13.6 | 12 | 17 | 0 | 1 | Cogen | -1 | 0.20209 | 0 | 0 |  |  | 0 | 0 | -0.20209 | 0 |  |  |  |  | 0 | 0
1482 | WFCOGEN_2G | 1 | North | YES | -0.080417 | 16 | 12 | 20 | 0 | 1 | Cogen | -1 | 0.20209 | 0 | 0 |  |  | 0 | 0 | -0.20209 | 0 |  |  |  |  | 0 | 0
1433 | GRHAMSES_1G | 1 | North | YES | -0.08054 | 242 | 60 | 242 | 0 | 1.038 | GST | -1 | 0.20221 | 242 | 242 |  |  | -19.4907 | 242 | -0.20221 | -48.9356 |  |  |  |  | 0 | 0
7624 | L_LAKEWO9_1Y | 1 | South | YES | 0.1184 | 0 | 0 | 2.4 |  | 1 | Hydro | 1 | 0.20244 | 0 | 0 | 0 | 0 |  |  | 0.20244 | 0 |  |  |  |  | 0 | 0
7624 | L_LAKEWO9_1Y | 2 | South | YES | 0.1184 | 0 | 0 | 2.4 |  | 1 | Hydro | 1 | 0.20244 | 0 | 0 | 0 | 0 |  |  | 0.20244 | 0 |  |  |  |  | 0 | 0
2452 | LKHB2_G | 2 | North | YES | -0.080943 | 516 | 80 | 516 | 0 | 1.022 | GST | -1 | 0.20262 | 516 | 516 |  |  | -41.7666 | 516 | -0.20262 | -104.55 |  |  |  |  | 0 | 0
2451 | LKHB1_G | 1 | North | YES | -0.080943 | 0 | 80 | 391 |  | 1.022 | GST | -1 | 0.20262 | 391 | 391 |  |  | -31.6487 | 391 | -0.20262 | -79.2229 |  |  |  |  | 0 | 0
3126 | TRINIDAD_6G | 1 | North | YES | -0.080946 | 179.2 | 46 | 224 | 0 | 1 | GST | -1 | 0.20262 | 224 | 224 |  |  | -18.1319 | 224 | -0.20262 | -45.3867 |  |  |  |  | 0 | 0
12440 | PARKD_1SVC8 | 1 | North | YES | -0.081081 | 0 | 0 | 0 | 0 | 1.007 | GST | -1 | 0.20275 | 0 | 0 |  |  | 0 | 0 | -0.20275 | 0 |  |  |  |  | 0 | 0
12449 | PARKD_2SVC8 | 1 | North | YES | -0.081081 | 0 | 0 | 0 | 0 | 1.007 | GST | -1 | 0.20275 | 0 | 0 |  |  | 0 | 0 | -0.20275 | 0 |  |  |  |  | 0 | 0
948 | STEAM1 | 1 | North | YES | -0.081112 | 0 | 12 | 20 |  | 1.02 | GST | -1 | 0.20279 | 20 | 20 |  |  | -1.6222 | 20 | -0.20279 | -4.0557 |  |  |  |  | 0 | 0
950 | STEAM3 | 1 | North | YES | -0.081113 | 41 | 13 | 42 | 0 | 1.02 | GST | -1 | 0.20279 | 42 | 42 |  |  | -3.4067 | 42 | -0.20279 | -8.517 |  |  |  |  | 0 | 0
949 | STEAM2 | 1 | North | YES | -0.081113 | 26 | 8 | 26 | 0 | 0.99 | GST | -1 | 0.20279 | 26 | 26 |  |  | -2.1089 | 26 | -0.20279 | -5.2724 |  |  |  |  | 0 | 0
844 | OLINGER_G3 | 1 | North | YES | -0.081244 | 103.9 | 45 | 150 | 0 | 1.03 | GST | -1 | 0.20292 | 150 | 150 |  |  | -12.1866 | 150 | -0.20292 | -30.4376 |  |  |  |  | 0 | 0
843 | OLINGER_G2 | 1 | North | YES | -0.081244 | 76.2 | 25 | 110 | 0 | 1.03 | GST | -1 | 0.20292 | 110 | 110 |  |  | -8.9368 | 110 | -0.20292 | -22.3209 |  |  |  |  | 0 | 0
842 | OLINGER_G1 | 1 | North | YES | -0.081244 | 55.4 | 20 | 79 | 0 | 1.03 | GST | -1 | 0.20292 | 79 | 79 |  |  | -6.4183 | 79 | -0.20292 | -16.0305 |  |  |  |  | 0 | 0
845 | OLINGER_G4 | 1 | North | YES | -0.081244 | 51.9 | 0 | 76 | 0 | 1.03 | GGT | -1 | 0.20292 | 76 | 76 |  |  | -6.1745 | 76 | -0.20292 | -15.4217 |  |  |  |  | 0 | 0
837 | NEWMAN_G5 | 1 | North | YES | -0.081253 | 0 | 15 | 40 |  | 1.01 | GST | -1 | 0.20293 | 40 | 40 |  |  | -3.2501 | 40 | -0.20293 | -8.117 |  |  |  |  | 0 | 0
7801 | L_GUADGE1_2Y | 2 | South | YES | 0.11891 | 138 | 30 | 138 | 0 | 1.02 | CC | 1 | 0.20295 | 138 | 138 | 16.41 | 138 |  |  | 0.20295 | 28.0077 |  |  |  |  | 0 | 0
7802 | L_GUADGE1_3Y | 3 | South | YES | 0.11891 | 146 | 30 | 146 | 0 | 1.02 | CC | 1 | 0.20295 | 146 | 146 | 17.3613 | 146 |  |  | 0.20295 | 29.6313 |  |  |  |  | 0 | 0
7800 | L_GUADGE1_1Y | 1 | South | YES | 0.11891 | 147 | 30 | 147 | 0 | 1.02 | CC | 1 | 0.20295 | 147 | 147 | 17.4802 | 147 |  |  | 0.20295 | 29.8343 |  |  |  |  | 0 | 0
7803 | L_GUADGE1_4Y | 4 | South | YES | 0.11891 | 149 | 30 | 149 | 0 | 1.02 | CC | 1 | 0.20295 | 149 | 149 | 17.718 | 149 |  |  | 0.20295 | 30.2402 |  |  |  |  | 0 | 0
7804 | L_GUADGE1_5Y | 5 | South | YES | 0.11891 | 182 | 30 | 182 | 0 | 1.02 | CC | 1 | 0.20295 | 182 | 182 | 21.6422 | 182 |  |  | 0.20295 | 36.9377 |  |  |  |  | 0 | 0
7805 | L_GUADGE1_6Y | 6 | South | YES | 0.11891 | 203 | 30 | 203 | 0 | 1.02 | CC | 1 | 0.20295 | 203 | 203 | 24.1393 | 203 |  |  | 0.20295 | 41.1997 |  |  |  |  | 0 | 0
1701 | MOSES_1G | 1 | North | YES | -0.08133 | 558 | 175 | 558 | 0 | 1.023 | LIGCO | -1 | 0.203 | 0 | 558 |  |  | 0 | 0 | -0.203 | 0 |  |  |  |  | 0 | 0
1702 | MOSES_2G | 2 | North | YES | -0.08133 | 579 | 175 | 579 | 0 | 1.023 | LIGCO | -1 | 0.203 | 0 | 579 |  |  | 0 | 0 | -0.203 | 0 |  |  |  |  | 0 | 0
1703 | MOSES_3G | 3 | North | YES | -0.08133 | 808 | 463 | 808 | 0 | 1.023 | LIGCO | -1 | 0.203 | 0 | 808 |  |  | 0 | 0 | -0.203 | 0 |  |  |  |  | 0 | 0
5925 | DCEAST | EQ | North | YES | -0.08133 | 400.3 | -600 | 600 | 0 | 1.025 | DCTie | -1 | 0.203 | 0 | 0 |  |  | 0 | 0 | -0.203 | 0 |  |  |  |  | 0 | 0
1675 | PEC_1G | 1 | North | YES | -0.08139 | 76.7 | 35 | 76.7 | 0 | 1.022 | Cogen | -1 | 0.20306 | 0 | 0 |  |  | 0 | 0 | -0.20306 | 0 |  |  |  |  | 0 | 0
1676 | PEC_2G | 2 | North | YES | -0.08139 | 79.6 | 35 | 79.6 | 0 | 1.022 | Cogen | -1 | 0.20306 | 0 | 0 |  |  | 0 | 0 | -0.20306 | 0 |  |  |  |  | 0 | 0
1677 | PEC_3G | 3 | North | YES | -0.08139 | 88.4 | 35 | 88.4 | 0 | 1.022 | Cogen | -1 | 0.20306 | 0 | 0 |  |  | 0 | 0 | -0.20306 | 0 |  |  |  |  | 0 | 0
1683 | LAMARPWR_6G | 6 | North | YES | -0.08146 | 198 | 129.1 | 198 | 0 | 1.038 | CC | -1 | 0.20313 | 198 | 198 |  |  | -16.1291 | 198 | -0.20313 | -40.2204 |  |  |  |  | 0 | 0
1680 | LAMARPWR_3G | 3 | North | YES | -0.08146 | 196 | 129.1 | 196 | 0 | 1.038 | CC | -1 | 0.20313 | 196 | 196 |  |  | -15.9662 | 196 | -0.20313 | -39.8141 |  |  |  |  | 0 | 0
1678 | LAMARPWR_1G | 1 | North | YES | -0.08146 | 160 | 67.7 | 160 | 0 | 1.038 | CC | -1 | 0.20313 | 160 | 160 |  |  | -13.0336 | 160 | -0.20313 | -32.5013 |  |  |  |  | 0 | 0
1682 | LAMARPWR_5G | 5 | North | YES | -0.08146 | 157 | 67.7 | 157 | 0 | 1.038 | CC | -1 | 0.20313 | 157 | 157 |  |  | -12.7892 | 157 | -0.20313 | -31.8919 |  |  |  |  | 0 | 0
1679 | LAMARPWR_2G | 2 | North | YES | -0.08146 | 156 | 67.7 | 156 | 0 | 1.038 | CC | -1 | 0.20313 | 156 | 156 |  |  | -12.7078 | 156 | -0.20313 | -31.6888 |  |  |  |  | 0 | 0
1681 | LAMARPWR_4G | 4 | North | YES | -0.08146 | 156 | 67.7 | 156 | 0 | 1.038 | CC | -1 | 0.20313 | 156 | 156 |  |  | -12.7078 | 156 | -0.20313 | -31.6888 |  |  |  |  | 0 | 0
1689 | VALLEY_3G | 3 | North | YES | -0.08154 | 0 | 25 | 375 |  | 1.003 | GST | -1 | 0.20321 | 375 | 375 |  |  | -30.5775 | 375 | -0.20321 | -76.2049 |  |  |  |  | 0 | 0
11693 | KMICHIST3_G | 3 | North | YES | -0.08154 | 312 | 60 | 312 | 0 | 1.026 | CC | -1 | 0.20321 | 312 | 312 |  |  | -25.4405 | 312 | -0.20321 | -63.4025 |  |  |  |  | 0 | 0
11696 | KMICHIST6_G | 6 | North | YES | -0.08154 | 310 | 60 | 310 | 0 | 1.026 | CC | -1 | 0.20321 | 310 | 310 |  |  | -25.2774 | 310 | -0.20321 | -62.9961 |  |  |  |  | 0 | 0
11695 | KMICHICT5_G | 5 | North | YES | -0.08154 | 148 | 80 | 148 | 0 | 1.026 | CC | -1 | 0.20321 | 148 | 148 |  |  | -12.0679 | 148 | -0.20321 | -30.0756 |  |  |  |  | 0 | 0
11692 | KMICHICT2_G | 2 | North | YES | -0.08154 | 146 | 80 | 146 | 0 | 1.026 | CC | -1 | 0.20321 | 146 | 146 |  |  | -11.9048 | 146 | -0.20321 | -29.6691 |  |  |  |  | 0 | 0
11691 | KMICHICT1_G | 1 | North | YES | -0.08154 | 144 | 80 | 144 | 0 | 1.026 | CC | -1 | 0.20321 | 144 | 144 |  |  | -11.7418 | 144 | -0.20321 | -29.2627 |  |  |  |  | 0 | 0
11694 | KMICHICT4_G | 4 | North | YES | -0.08154 | 144 | 80 | 144 | 0 | 1.026 | CC | -1 | 0.20321 | 144 | 144 |  |  | -11.7418 | 144 | -0.20321 | -29.2627 |  |  |  |  | 0 | 0
1688 | VALLEY_2G | 2 | North | YES | -0.081654 | 527 | 90 | 527 | 0 | 1.029 | GSC | -1 | 0.20333 | 527 | 527 |  |  | -43.0317 | 527 | -0.20333 | -107.1534 |  |  |  |  | 0 | 0
1687 | VALLEY_1G | 1 | North | YES | -0.081654 | 136 | 15 | 170 | 0 | 1.029 | GST | -1 | 0.20333 | 170 | 170 |  |  | -13.8812 | 170 | -0.20333 | -34.5656 |  |  |  |  | 0 | 0
6948 | DENISNDM | 1 | North | YES | -0.081757 | 40 | 5 | 40 |  | 1.015 | Hydro | -1 | 0.20343 | 0 | 0 |  |  | 0 | 0 | -0.20343 | 0 |  |  |  |  | 0 | 0
6948 | DENISNDM | 2 | North | YES | -0.081757 | 31 | 5 | 40 |  | 1.015 | Hydro | -1 | 0.20343 | 0 | 0 |  |  | 0 | 0 | -0.20343 | 0 |  |  |  |  | 0 | 0
2371 | COLLIN_1G | MB | North | YES | -0.082263 | 0 | 40 | 138 |  | 1.022 | GST | -1 | 0.20394 | 0 | 0 |  |  | 0 | 0 | -0.20394 | 0 |  |  |  |  | 0 | 0
1455 | WCPWRCO_3G | 3 | North | YES | -0.08243 | 242 | 50 | 242 |  | 1.02 | CC | -1 | 0.2041 | 242 | 242 |  |  | -19.9481 | 242 | -0.2041 | -49.393 |  |  |  |  | 0 | 0
1453 | WCPWRCO_1G | 1 | North | YES | -0.08243 | 204 | 50 | 204 | 0 | 1.02 | CC | -1 | 0.2041 | 204 | 204 |  |  | -16.8157 | 204 | -0.2041 | -41.6371 |  |  |  |  | 0 | 0
1454 | WCPWRCO_2G | 2 | North | YES | -0.08243 | 204 | 50 | 204 | 0 | 1.02 | CC | -1 | 0.2041 | 204 | 204 |  |  | -16.8157 | 204 | -0.2041 | -41.6371 |  |  |  |  | 0 | 0
2417 | MTCK8_G | 8 | North | YES | -0.082507 | 444.8 | 60 | 556 | 0 | 1.022 | GSC | -1 | 0.20418 | 556 | 556 |  |  | -45.8739 | 556 | -0.20418 | -113.5242 |  |  |  |  | 0 | 0
2413 | MTCK6_G | 6 | North | YES | -0.082507 | 0 | 30 | 118 |  | 1.022 | GST | -1 | 0.20418 | 118 | 118 |  |  | -9.7358 | 118 | -0.20418 | -24.0933 |  |  |  |  | 0 | 0
2414 | MTCK7_G | 7 | North | YES | -0.082507 | 0 | 30 | 115 |  | 1.022 | GST | -1 | 0.20418 | 115 | 115 |  |  | -9.4883 | 115 | -0.20418 | -23.4807 |  |  |  |  | 0 | 0
1600 | BARTNWND_1G | 1 | North | YES | -0.082592 | 12 | 0 | 120 | 0 | 1.022 | Wind | -1 | 0.20427 | 0 | 120 |  |  | 0 | 0 | -0.20427 | 0 |  |  |  |  | 0 | 0
344 | MRSSHPRD | 1 | North | YES | -0.082611 | 0 | 0 | 12 |  | 1.03 | Hydro | -1 | 0.20428 | 0 | 0 |  |  | 0 | 0 | -0.20428 | 0 |  |  |  |  | 0 | 0
345 | MRSSHPRD01 | 2 | North | YES | -0.082611 | 0 | 0 | 12 |  | 1.03 | Hydro | -1 | 0.20428 | 0 | 0 |  |  | 0 | 0 | -0.20428 | 0 |  |  |  |  | 0 | 0
728 | WOLFRIDGE801 | 1 | North | YES | -0.082736 | 11.2 | 0 | 112.5 | 0 | 0.99 | Wind | -1 | 0.20441 | 0 | 112.5 |  |  | 0 | 0 | -0.20441 | 0 |  |  |  |  | 0 | 0
7609 | L_SCHUMA8_1Y | 1 | South | YES | 0.12041 | 0 | 0 | 4 |  | 1 | Hydro | 1 | 0.20445 | 0 | 0 | 0 | 0 |  |  | 0.20445 | 0 |  |  |  |  | 0 | 0
924 | SPENCER_G5 | 1 | North | YES | -0.082815 | 52 | 20 | 66 | 0 | 1.03 | GST | -1 | 0.20449 | 66 | 66 |  |  | -5.4658 | 66 | -0.20449 | -13.4962 |  |  |  |  | 0 | 0
923 | SPENCER_G4 | 1 | North | YES | -0.082815 | 48 | 20 | 61 | 0 | 1.03 | GST | -1 | 0.20449 | 61 | 61 |  |  | -5.0517 | 61 | -0.20449 | -12.4738 |  |  |  |  | 0 | 0
2383 | NTHLK3_G | 3 | North | YES | -0.082852 | 0 | 50 | 329 |  | 1.022 | GST | -1 | 0.20453 | 329 | 329 |  |  | -27.2583 | 329 | -0.20453 | -67.2888 |  |  |  |  | 0 | 0
2382 | NTHLK2_G | 2 | North | YES | -0.082852 | 0 | 35 | 181 |  | 1.022 | GST | -1 | 0.20453 | 181 | 181 |  |  | -14.9962 | 181 | -0.20453 | -37.0191 |  |  |  |  | 0 | 0
2381 | NTHLK1_G | 1 | North | YES | -0.082852 | 0 | 35 | 156 |  | 1.022 | GST | -1 | 0.20453 | 156 | 156 |  |  | -12.9249 | 156 | -0.20453 | -31.9059 |  |  |  |  | 0 | 0
580 | JCKCNTY801 | 1 | North | YES | -0.083498 | 288 | 0 | 288 | 0 | 1.022 | CC | -1 | 0.20517 | 288 | 288 |  |  | -24.0474 | 288 | -0.20517 | -59.0893 |  |  |  |  | 0 | 0
581 | JCKCNTY802 | 2 | North | YES | -0.083498 | 147 | 0 | 147 | 0 | 1.022 | CC | -1 | 0.20517 | 147 | 147 |  |  | -12.2742 | 147 | -0.20517 | -30.1602 |  |  |  |  | 0 | 0
582 | JCKCNTY803 | 3 | North | YES | -0.083498 | 147 | 0 | 147 | 0 | 1.022 | CC | -1 | 0.20517 | 147 | 147 |  |  | -12.2742 | 147 | -0.20517 | -30.1602 |  |  |  |  | 0 | 0
7605 | L_MCQUEE9_1Y | 1 | South | YES | 0.12121 | 0 | 0 | 2.4 |  | 1.025 | Hydro | 1 | 0.20525 | 0 | 0 | 0 | 0 |  |  | 0.20525 | 0 |  |  |  |  | 0 | 0
7605 | L_MCQUEE9_1Y | 2 | South | YES | 0.12121 | 0 | 0 | 2.4 |  | 1.025 | Hydro | 1 | 0.20525 | 0 | 0 | 0 | 0 |  |  | 0.20525 | 0 |  |  |  |  | 0 | 0
7605 | L_MCQUEE9_1Y | 3 | South | YES | 0.12121 | 0 | 0 | 2.8 |  | 1.025 | Hydro | 1 | 0.20525 | 0 | 0 | 0 | 0 |  |  | 0.20525 | 0 |  |  |  |  | 0 | 0
12322 | ENNSTRAC_1G | 1 | North | YES | -0.084214 | 196 | 130 | 196 | 0 | 1.036 | CC | -1 | 0.20589 | 196 | 196 |  |  | -16.5059 | 196 | -0.20589 | -40.3539 |  |  |  |  | 0 | 0
12323 | ENNSTRAC_2G | 2 | North | YES | -0.084214 | 116 | 100 | 116 | 0 | 1.036 | CC | -1 | 0.20589 | 116 | 116 |  |  | -9.7688 | 116 | -0.20589 | -23.8829 |  |  |  |  | 0 | 0
1861 | EAGLEMNT_1G | MB | North | YES | -0.084264 | 0 | 30 | 112 |  | 1.022 | GST | -1 | 0.20594 | 0 | 0 |  |  | 0 | 0 | -0.20594 | 0 |  |  |  |  | 0 | 0
1862 | EAGLEMNT_2G | MB | North | YES | -0.084264 | 0 | 40 | 100 |  | 1.022 | GST | -1 | 0.20594 | 0 | 0 |  |  | 0 | 0 | -0.20594 | 0 |  |  |  |  | 0 | 0
1863 | EAGLEMNT_3G | MB | North | YES | -0.084264 | 0 | 50 | 378 |  | 1.022 | GST | -1 | 0.20594 | 0 | 0 |  |  | 0 | 0 | -0.20594 | 0 |  |  |  |  | 0 | 0
505 | NTHTEXAS03 | 3 | North | YES | -0.084605 | 30.4 | 15 | 38 |  | 1.015 | GST | -1 | 0.20628 | 38 | 38 |  |  | -3.215 | 38 | -0.20628 | -7.8386 |  |  |  |  | 0 | 0
503 | NTHTEXAS01 | 1 | North | YES | -0.084605 | 0 | 5 | 18 |  | 1.015 | GST | -1 | 0.20628 | 18 | 18 |  |  | -1.5229 | 18 | -0.20628 | -3.713 |  |  |  |  | 0 | 0
504 | NTHTEXAS02 | 2 | North | YES | -0.084605 | 14.4 | 5 | 18 |  | 1.015 | GST | -1 | 0.20628 | 18 | 18 |  |  | -1.5229 | 18 | -0.20628 | -3.713 |  |  |  |  | 0 | 0
1643 | SLSTR1PP_1G | 1 | North | YES | -0.084881 | 6 | 0 | 60 | 0 | 1.022 | Wind | -1 | 0.20655 | 0 | 60 |  |  | 0 | 0 | -0.20655 | 0 |  |  |  |  | 0 | 0
1898 | COMCHEPK_1G | 1 | North | YES | -0.08507 | 1217 | 1150 | 1217 | 0 | 1.032 | Nuc | -1 | 0.20674 | 0 | 0 |  |  | 0 | 0 | -0.20674 | 0 |  |  |  |  | 0 | 0
1899 | COMCHEPK_2G | 2 | North | YES | -0.08507 | 1159 | 1128 | 1159 | 0 | 1.032 | Nuc | -1 | 0.20674 | 0 | 0 |  |  | 0 | 0 | -0.20674 | 0 |  |  |  |  | 0 | 0
1879 | WLFHOLW_3G | 3 | North | YES | -0.085266 | 272.4 | 89.2 | 272.4 | 0 | 1.032 | CC | -1 | 0.20694 | 272.4 | 272.4 |  |  | -23.2265 | 272.4 | -0.20694 | -56.3702 |  |  |  |  | 0 | 0
1877 | WLFHOLW_1G | 1 | North | YES | -0.085266 | 217.3 | 89.2 | 217.3 | 0 | 1.032 | CC | -1 | 0.20694 | 217.3 | 217.3 |  |  | -18.5283 | 217.3 | -0.20694 | -44.9679 |  |  |  |  | 0 | 0
1878 | WLFHOLW_2G | 2 | North | YES | -0.085266 | 215.7 | 105 | 215.7 | 0 | 1.032 | CC | -1 | 0.20694 | 215.7 | 215.7 |  |  | -18.3919 | 215.7 | -0.20694 | -44.6368 |  |  |  |  | 0 | 0
1889 | DECRDOVA_1G | 1 | North | YES | -0.085518 | 779 | 255 | 779 | 0 | 1.02 | GSC | -1 | 0.20719 | 779 | 779 |  |  | -66.6185 | 779 | -0.20719 | -161.4019 |  |  |  |  | 0 | 0
1948 | HANDLEY_4G | 4 | North | YES | -0.085531 | 348 | 150 | 435 | 0 | 1.022 | GST | -1 | 0.2072 | 435 | 435 |  |  | -37.206 | 435 | -0.2072 | -90.1338 |  |  |  |  | 0 | 0
334 | RWMILLER03 | 3 | North | YES | -0.085533 | 166.4 | 65 | 208 | 0 | 1.04 | GST | -1 | 0.20721 | 208 | 208 |  |  | -17.7909 | 208 | -0.20721 | -43.0989 |  |  |  |  | 0 | 0
333 | RWMILLER02 | 2 | North | YES | -0.085533 | 95.2 | 37 | 119 | 0 | 1.04 | GST | -1 | 0.20721 | 119 | 119 |  |  | -10.1784 | 119 | -0.20721 | -24.6575 |  |  |  |  | 0 | 0
335 | RWMILLER04 | 4 | North | YES | -0.085533 | 81.6 | 0 | 102 | 0 | 1.04 | GST | -1 | 0.20721 | 102 | 102 |  |  | -8.7244 | 102 | -0.20721 | -21.135 |  |  |  |  | 0 | 0
336 | RWMILLER05 | 5 | North | YES | -0.085533 | 80.8 | 0 | 101 | 0 | 1.04 | GST | -1 | 0.20721 | 101 | 101 |  |  | -8.6388 | 101 | -0.20721 | -20.9278 |  |  |  |  | 0 | 0
332 | RWMILLER01 | 1 | North | YES | -0.085533 | 58.4 | 18.5 | 73 | 0 | 1.04 | GST | -1 | 0.20721 | 73 | 73 |  |  | -6.2439 | 73 | -0.20721 | -15.1261 |  |  |  |  | 0 | 0
1949 | HANDLEY_5G | 5 | North | YES | -0.085652 | 348 | 150 | 435 | 0 | 1.022 | GST | -1 | 0.20733 | 435 | 435 |  |  | -37.2586 | 435 | -0.20733 | -90.1865 |  |  |  |  | 0 | 0
1947 | HANDLEY_3G | 3 | North | YES | -0.085652 | 316 | 100 | 395 | 0 | 1.022 | GST | -1 | 0.20733 | 395 | 395 |  |  | -33.8325 | 395 | -0.20733 | -81.8935 |  |  |  |  | 0 | 0
7810 | L_RIONOG1G1Y | 1 | South | YES | 0.12333 | 148 | 0 | 148 | 0 | 1.02 | CC | 1 | 0.20737 | 148 | 148 | 18.2528 | 148 |  |  | 0.20737 | 30.691 |  |  |  |  | 0 | 0
7811 | L_RIONOG1G2Y | 2 | South | YES | 0.12333 | 148 | 0 | 148 | 0 | 1.02 | CC | 1 | 0.20737 | 148 | 148 | 18.2528 | 148 |  |  | 0.20737 | 30.691 |  |  |  |  | 0 | 0
7812 | L_RIONOG1G3Y | 3 | South | YES | 0.12333 | 154 | 0 | 154 | 0 | 1.02 | CC | 1 | 0.20737 | 154 | 154 | 18.9928 | 154 |  |  | 0.20737 | 31.9352 |  |  |  |  | 0 | 0
7813 | L_RIONOG1S1Y | 4 | South | YES | 0.12333 | 293 | 0 | 293 | 0 | 1.02 | CC | 1 | 0.20737 | 293 | 293 | 36.1357 | 293 |  |  | 0.20737 | 60.7598 |  |  |  |  | 0 | 0
7487 | L_CANYHY8_1Y | 1 | South | YES | 0.1243 | 0 | 0 | 6 |  | 1 | Hydro | 1 | 0.20834 | 0 | 0 | 0 | 0 |  |  | 0.20834 | 0 |  |  |  |  | 0 | 0
1892 | DECRDOVA_2G | A | North | YES | -0.08681 | 65 | 65 | 70 | 0 | 1.025 | GGT | -1 | 0.20848 | 70 | 70 |  |  | -6.0767 | 70 | -0.20848 | -14.5938 |  |  |  |  | 0 | 0
1893 | DECRDOVA_3G | B | North | YES | -0.08681 | 65 | 65 | 69 | 0 | 1.025 | GGT | -1 | 0.20848 | 69 | 69 |  |  | -5.9899 | 69 | -0.20848 | -14.3853 |  |  |  |  | 0 | 0
1894 | DECRDOVA_4G | C | North | YES | -0.08681 | 65 | 65 | 69 | 0 | 1.025 | GGT | -1 | 0.20848 | 69 | 69 |  |  | -5.9899 | 69 | -0.20848 | -14.3853 |  |  |  |  | 0 | 0
1895 | DECRDOVA_5G | D | North | YES | -0.08681 | 65 | 65 | 68 | 0 | 1.025 | GGT | -1 | 0.20848 | 68 | 68 |  |  | -5.9031 | 68 | -0.20848 | -14.1769 |  |  |  |  | 0 | 0
1941 | MDLTHELP_1G | 1 | North | YES | -0.088756 | 216.4 | 74 | 216.4 | 0 | 1 | CC | -1 | 0.21043 | 216.4 | 216.4 |  |  | -19.2068 | 216.4 | -0.21043 | -45.5369 |  |  |  |  | 0 | 0
1942 | MDLTHELP_2G | 2 | North | YES | -0.088756 | 216.1 | 74 | 216.1 | 0 | 1 | CC | -1 | 0.21043 | 216.1 | 216.1 |  |  | -19.1802 | 216.1 | -0.21043 | -45.4737 |  |  |  |  | 0 | 0
1938 | MDLTHELP_6G | 6 | North | YES | -0.089163 | 226 | 74 | 226 | 0 | 1 | CC | -1 | 0.21084 | 226 | 226 |  |  | -20.1508 | 226 | -0.21084 | -47.649 |  |  |  |  | 0 | 0
1937 | MDLTHELP_5G | 5 | North | YES | -0.089163 | 224 | 74 | 224 | 0 | 1 | CC | -1 | 0.21084 | 224 | 224 |  |  | -19.9725 | 224 | -0.21084 | -47.2273 |  |  |  |  | 0 | 0
1943 | MDLTHELP_3G | 3 | North | YES | -0.089163 | 212 | 74 | 212 | 0 | 1 | CC | -1 | 0.21084 | 212 | 212 |  |  | -18.9026 | 212 | -0.21084 | -44.6973 |  |  |  |  | 0 | 0
1944 | MDLTHELP_4G | 4 | North | YES | -0.089163 | 211 | 74 | 211 | 0 | 1 | CC | -1 | 0.21084 | 211 | 211 |  |  | -18.8134 | 211 | -0.21084 | -44.4864 |  |  |  |  | 0 | 0
366 | JNSNCNTY802 | 1 | North | YES | -0.089715 | 168 | 20 | 168 | 0 | 1.02 | Cogen | -1 | 0.21139 | 0 | 0 |  |  | 0 | 0 | -0.21139 | 0 |  |  |  |  | 0 | 0
367 | JNSNCNTY802 | 2 | North | YES | -0.089715 | 90 | 20 | 90 | 0 | 1.02 | Cogen | -1 | 0.21139 | 0 | 0 |  |  | 0 | 0 | -0.21139 | 0 |  |  |  |  | 0 | 0
7014 | L_HAYSEN1_1Y | 1 | South | YES | 0.12812 | 223.9 | 74 | 223.9 | 0 | 1.008 | CC | 1 | 0.21216 | 223.9 | 223.9 | 28.6861 | 223.9 |  |  | 0.21216 | 47.5029 |  |  |  |  | 0 | 0
7016 | L_HAYSEN1_3Y | 3 | South | YES | 0.12812 | 224.6 | 74 | 224.6 | 0 | 1.008 | CC | 1 | 0.21216 | 224.6 | 224.6 | 28.7758 | 224.6 |  |  | 0.21216 | 47.6514 |  |  |  |  | 0 | 0
7015 | L_HAYSEN1_2Y | 2 | South | YES | 0.12812 | 225 | 74 | 225 | 0 | 1.008 | CC | 1 | 0.21216 | 225 | 225 | 28.827 | 225 |  |  | 0.21216 | 47.7363 |  |  |  |  | 0 | 0
7017 | L_HAYSEN1_4Y | 4 | South | YES | 0.12812 | 226.7 | 74 | 226.7 | 0 | 1.008 | CC | 1 | 0.21216 | 226.7 | 226.7 | 29.0448 | 226.7 |  |  | 0.21216 | 48.097 |  |  |  |  | 0 | 0
7303 | L_WPPGS12_1Y | 1 | South | YES | 0.1286 | 50 | 0 | 50 | 0 | 1.025 | GGT | 1 | 0.21264 | 50 | 50 | 6.4298 | 50 |  |  | 0.21264 | 10.6319 |  |  |  |  | 0 | 0
7303 | L_WPPGS12_1Y | 2 | South | YES | 0.1286 | 50 | 0 | 50 | 0 | 1.025 | GGT | 1 | 0.21264 | 50 | 50 | 6.4298 | 50 |  |  | 0.21264 | 10.6319 |  |  |  |  | 0 | 0
7305 | L_WPPGS34_1Y | 3 | South | YES | 0.1286 | 50 | 0 | 50 | 0 | 1.025 | GGT | 1 | 0.21264 | 50 | 50 | 6.4298 | 50 |  |  | 0.21264 | 10.6319 |  |  |  |  | 0 | 0
7305 | L_WPPGS34_1Y | 4 | South | YES | 0.1286 | 50 | 0 | 50 | 0 | 1.025 | GGT | 1 | 0.21264 | 50 | 50 | 6.4298 | 50 |  |  | 0.21264 | 10.6319 |  |  |  |  | 0 | 0
7020 | L_AUSTPL1_1Y | 1 | South | YES | 0.13019 | 0 | 0 | 8 |  | 1 | Hydro | 1 | 0.21423 | 0 | 0 | 0 | 0 |  |  | 0.21423 | 0 |  |  |  |  | 0 | 0
7020 | L_AUSTPL1_1Y | 2 | South | YES | 0.13019 | 0 | 0 | 8 |  | 1 | Hydro | 1 | 0.21423 | 0 | 0 | 0 | 0 |  |  | 0.21423 | 0 |  |  |  |  | 0 | 0
9000 | DECKR_G1 | 1 | South | YES | 0.13335 | 280 | 50 | 321 | 0 | 1.015 | GST | 1 | 0.21739 | 321 | 321 | 42.805 | 321 |  |  | 0.21739 | 69.7823 |  |  |  |  | 0 | 0
9001 | DECKR_G2 | 2 | South | YES | 0.13335 | 400 | 50 | 426 | 0 | 1.015 | GST | 1 | 0.21739 | 426 | 426 | 56.8067 | 426 |  |  | 0.21739 | 92.6083 |  |  |  |  | 0 | 0
9017 | SANDH_G2 | 2 | South | YES | 0.13422 | 45 | 2 | 46 | 0 | 1.0175 | GGT | 1 | 0.21826 | 46 | 46 | 6.174 | 46 |  |  | 0.21826 | 10.0399 |  |  |  |  | 0 | 0
9018 | SANDH_G3 | 3 | South | YES | 0.13422 | 45 | 2 | 46 | 0 | 1.0175 | GGT | 1 | 0.21826 | 46 | 46 | 6.174 | 46 |  |  | 0.21826 | 10.0399 |  |  |  |  | 0 | 0
9019 | SANDH_G4 | 4 | South | YES | 0.13422 | 0 | 2 | 47 |  | 1.0175 | GGT | 1 | 0.21826 | 47 | 47 | 6.3082 | 47 |  |  | 0.21826 | 10.2582 |  |  |  |  | 0 | 0
9016 | SANDH_G1 | 1 | South | YES | 0.13422 | 45 | 2 | 49 | 0 | 1.0175 | GGT | 1 | 0.21826 | 49 | 49 | 6.5767 | 49 |  |  | 0.21826 | 10.6947 |  |  |  |  | 0 | 0
9021 | SANDHG5C | 5C | South | YES | 0.13422 | 140 | 0 | 148 | 0 | 1.0175 | CC | 1 | 0.21826 | 148 | 148 | 19.8643 | 148 |  |  | 0.21826 | 32.3024 |  |  |  |  | 0 | 0
9020 | SANDHG5A | 5A | South | YES | 0.13422 | 150 | 84 | 155 | 0 | 1.0175 | CC | 1 | 0.21826 | 155 | 155 | 20.8038 | 155 |  |  | 0.21826 | 33.8302 |  |  |  |  | 0 | 0
7012 | L_FPPYD21_3Y | 3 | South | YES | 0.13458 | 427.5 | 200 | 436 | 0 | 1.02 | LIGCO | 1 | 0.21862 | 0 | 436 | 58.676 | 436 |  |  | 0.21862 | 95.318 |  |  |  |  | 0 | 0
7011 | L_FPPYD11_2Y | 2 | South | YES | 0.13473 | 552.2 | 200 | 598 | 0 | 1.02 | LIGCO | 1 | 0.21877 | 0 | 598 | 80.5661 | 598 |  |  | 0.21877 | 130.8229 |  |  |  |  | 0 | 0
7010 | L_FPPYD11_1Y | 1 | South | YES | 0.13473 | 547.4 | 200 | 606 | 0 | 1.02 | LIGCO | 1 | 0.21877 | 0 | 606 | 81.644 | 606 |  |  | 0.21877 | 132.573 |  |  |  |  | 0 | 0
7004 | L_SIMGID1_1Y | 1 | South | YES | 0.13535 | 132 | 40 | 132 | 0 | 1.02 | GST | 1 | 0.21939 | 132 | 132 | 17.8663 | 132 |  |  | 0.21939 | 28.9598 |  |  |  |  | 0 | 0
7005 | L_SIMGID1_2Y | 2 | South | YES | 0.13535 | 133 | 32 | 139 | 0 | 1.02 | GST | 1 | 0.21939 | 139 | 139 | 18.8138 | 139 |  |  | 0.21939 | 30.4955 |  |  |  |  | 0 | 0
7006 | L_SIMGID1_3Y | 3 | South | YES | 0.13535 | 324.9 | 60 | 329 | 0 | 1.02 | GST | 1 | 0.21939 | 329 | 329 | 44.5305 | 329 |  |  | 0.21939 | 72.1801 |  |  |  |  | 0 | 0
9002 | DECKR_G3 | 3 | South | YES | 0.13563 | 0 | 24 | 42 |  | 1.015 | GGT | 1 | 0.21967 | 42 | 42 | 5.6964 | 42 |  |  | 0.21967 | 9.2262 |  |  |  |  | 0 | 0
9003 | DECKR_G4 | 4 | South | YES | 0.13563 | 44 | 24 | 44 | 0 | 1.015 | GGT | 1 | 0.21967 | 44 | 44 | 5.9677 | 44 |  |  | 0.21967 | 9.6655 |  |  |  |  | 0 | 0
9004 | DECKR_G5 | 5 | South | YES | 0.13563 | 44 | 24 | 44 | 0 | 1.015 | GGT | 1 | 0.21967 | 44 | 44 | 5.9677 | 44 |  |  | 0.21967 | 9.6655 |  |  |  |  | 0 | 0
9005 | DECKR_G6 | 6 | South | YES | 0.13563 | 44 | 24 | 47 | 0 | 1.015 | GGT | 1 | 0.21967 | 47 | 47 | 6.3746 | 47 |  |  | 0.21967 | 10.3245 |  |  |  |  | 0 | 0
244 | WHITNYDM01 | 1 | North | YES | -0.11195 | 15 | 0 | 15 | 0 | 1.035 | Hydro | -1 | 0.23363 | 0 | 0 |  |  | 0 | 0 | -0.23363 | 0 |  |  |  |  | 0 | 0
245 | WHITNYDM02 | 2 | North | YES | -0.11195 | 15 | 0 | 15 | 0 | 1.035 | Hydro | -1 | 0.23363 | 0 | 0 |  |  | 0 | 0 | -0.23363 | 0 |  |  |  |  | 0 | 0
7808 | L_BASTEN1_2Y | 1 | South | YES | 0.152 | 149.5 | 83.5 | 149.5 | 0 | 1.004 | CC | 1 | 0.23604 | 149.5 | 149.5 | 22.7239 | 149.5 |  |  | 0.23604 | 35.288 |  |  |  |  | 0 | 0
7807 | L_BASTEN1_1Y | 1 | South | YES | 0.152 | 152.5 | 83.5 | 152.5 | 0 | 1.004 | CC | 1 | 0.23604 | 152.5 | 152.5 | 23.1798 | 152.5 |  |  | 0.23604 | 35.9962 |  |  |  |  | 0 | 0
7809 | L_BASTEN1_3Y | 1 | South | YES | 0.152 | 232.6 | 42 | 232.6 | 0 | 1.004 | CC | 1 | 0.23604 | 232.6 | 232.6 | 35.355 | 232.6 |  |  | 0.23604 | 54.903 |  |  |  |  | 0 | 0
7007 | L_LOSTPI1_1Y | 1 | South | YES | 0.15375 | 158.6 | 110 | 158 | 0 | 1 | CC | 1 | 0.23779 | 158 | 158 | 24.2919 | 158 |  |  | 0.23779 | 37.5704 |  |  |  |  | 0 | 0
7008 | L_LOSTPI1_2Y | 2 | South | YES | 0.15375 | 157.7 | 107 | 160 | 0 | 1 | CC | 1 | 0.23779 | 160 | 160 | 24.5994 | 160 |  |  | 0.23779 | 38.046 |  |  |  |  | 0 | 0
7009 | L_LOSTPI1_3Y | 3 | South | YES | 0.15375 | 173.9 | 72 | 175 | 0 | 1 | CC | 1 | 0.23779 | 175 | 175 | 26.9056 | 175 |  |  | 0.23779 | 41.6128 |  |  |  |  | 0 | 0
251 | BOSQUESW803 | 2 | North | YES | -0.11794 | 150 | 0 | 150 | 0 | 1.032 | CC | -1 | 0.23962 | 150 | 150 |  |  | -17.6914 | 150 | -0.23962 | -35.9424 |  |  |  |  | 0 | 0
253 | BOSQUESW804 | 2 | North | YES | -0.11794 | 80 | 0 | 80 | 0 | 1.032 | CC | -1 | 0.23962 | 80 | 80 |  |  | -9.4354 | 80 | -0.23962 | -19.1693 |  |  |  |  | 0 | 0
238 | BOSQUESW505 | 1 | North | YES | -0.12607 | 255 | 0 | 255 | 0 | 1.02 | CC | -1 | 0.24775 | 255 | 255 |  |  | -32.1489 | 255 | -0.24775 | -63.1755 |  |  |  |  | 0 | 0
247 | BOSQUESW501 | 2 | North | YES | -0.12607 | 124.8 | 0 | 156 | 0 | 1.02 | GGT | -1 | 0.24775 | 156 | 156 |  |  | -19.6675 | 156 | -0.24775 | -38.6486 |  |  |  |  | 0 | 0
239 | BOSQUESW502 | 1 | North | YES | -0.12607 | 119.2 | 0 | 149 | 0 | 1.02 | GGT | -1 | 0.24775 | 149 | 149 |  |  | -18.785 | 149 | -0.24775 | -36.9143 |  |  |  |  | 0 | 0
3417 | LAKE_CRK2_G | 2 | North | YES | -0.12974 | 177.6 | 40 | 222 | 0 | 1.029 | GST | -1 | 0.25141 | 222 | 222 |  |  | -28.8018 | 222 | -0.25141 | -55.8133 |  |  |  |  | 0 | 0
3416 | LAKE_CRK1_G | 1 | North | YES | -0.12974 | 60 | 33 | 75 |  | 1.029 | GST | -1 | 0.25141 | 75 | 75 |  |  | -9.7303 | 75 | -0.25141 | -18.8558 |  |  |  |  | 0 | 0
3404 | THOUSE_2G | 2 | North | YES | -0.13153 | 807 | 250 | 807 | 0 | 1.012 | GSC | -1 | 0.2532 | 807 | 807 |  |  | -106.1455 | 807 | -0.2532 | -204.3358 |  |  |  |  | 0 | 0
3403 | THOUSE_1G | 1 | North | YES | -0.13153 | 563 | 200 | 563 | 0 | 1.012 | GSC | -1 | 0.2532 | 563 | 563 |  |  | -74.052 | 563 | -0.2532 | -142.554 |  |  |  |  | 0 | 0
3432 | SANDOW_4G | 4 | South | YES | 0.194 | 580 | 225 | 580 | 0 | 1.029 | LIGCO | 1 | 0.27804 | 0 | 580 | 112.52 | 580 |  |  | 0.27804 | 161.264 |  |  |  |  | 0 | 0
13432 | SANDOW_5G | 5 | South | YES | 0.20014 | 581 | 225 | 581 |  | 1.029 | LIGCO | 1 | 0.28418 | 0 | 581 | 116.2808 | 581 |  |  | 0.28418 | 165.1088 |  |  |  |  | 0 | 0
[26 empty] | 0 | 0
[26 empty] | 0 | 0
[26 empty] | 0 | 0
[26 empty] | 0 | 0
[26 empty] | 0 | 0
[26 empty] | 0 | 0
[26 empty] | 0 | 0
[26 empty] | 0 | 0
[26 empty] | 0 | 0
[26 empty] | 0 | 0
[26 empty] | 0 | 0
[26 empty] | 0 | 0
[26 empty] | 0 | 0
[26 empty] | 0 | 0
[26 empty] | 0 | 0
[26 empty] | 0 | 0
[26 empty] | 0 | 0
[26 empty] | 0 | 0
[26 empty] | 0 | 0
[26 empty] | 0 | 0
[26 empty] | 0 | 0
[26 empty] | 0 | 0
[26 empty] | 0 | 0
[26 empty] | 0 | 0
[26 empty] | 0 | 0
[26 empty] | 0 | 0
[26 empty] | 0 | 0
[26 empty] | 0 | 0
[26 empty] | 0 | 0
[26 empty] | 0 | 0
[26 empty] | 0 | 0
[26 empty] | 0 | 0
[26 empty] | 0 | 0
[26 empty] | 0 | 0
[26 empty] | 0 | 0
[26 empty] | 0 | 0
[26 empty] | 0 | 0
[26 empty] | 0 | 0
[26 empty] | 0 | 0
[26 empty] | 0 | 0
[26 empty] | 0 | 0
[26 empty] | 0 | 0
[26 empty] | 0 | 0
[26 empty] | 0 | 0
[26 empty] | 0 | 0
[26 empty] | 0 | 0
[26 empty] | 0 | 0
[26 empty] | 0 | 0
[26 empty] | 0 | 0
[26 empty] | 0 | 0
[26 empty] | 0 | 0
[26 empty] | 0 | 0
[26 empty] | 0 | 0
[26 empty] | 0 | 0
[26 empty] | 0 | 0
[26 empty] | 0 | 0
[26 empty] | 0 | 0
[26 empty] | 0 | 0
[26 empty] | 0 | 0
[26 empty] | 0 | 0
[26 empty] | 0 | 0
[26 empty] | 0 | 0
[26 empty] | 0 | 0
[26 empty] | 0 | 0
[26 empty] | 0 | 0
[26 empty] | 0 | 0
[26 empty] | 0 | 0
[26 empty] | 0 | 0
[26 empty] | 0 | 0
[26 empty] | 0 | 0
[26 empty] | 0 | 0
[26 empty] | 0 | 0
[26 empty] | 0 | 0
[26 empty] | 0 | 0
[26 empty] | 0 | 0
[26 empty] | 0 | 0
[26 empty] | 0 | 0
[26 empty] | 0 | 0
[26 empty] | 0 | 0
[26 empty] | 0 | 0
[26 empty] | 0 | 0
[26 empty] | 0 | 0
[26 empty] | 0 | 0
[26 empty] | 0 | 0
[26 empty] | 0 | 0
[26 empty] | 0 | 0
[26 empty] | 0 | 0
[26 empty] | 0 | 0
[26 empty] | 0 | 0
[26 empty] | 0 | 0
[26 empty] | 0 | 0
[26 empty] | 0 | 0
[26 empty] | 0 | 0
[26 empty] | 0 | 0
[26 empty] | 0 | 0
[26 empty] | 0 | 0
[26 empty] | 0 | 0
[26 empty] | 0 | 0
[26 empty] | 0 | 0
[26 empty] | 0 | 0
[26 empty] | 0 | 0
[26 empty] | 0 | 0
[26 empty] | 0 | 0
[26 empty] | 0 | 0
[26 empty] | 0 | 0
[26 empty] | 0 | 0
[26 empty] | 0 | 0
[26 empty] | 0 | 0
[26 empty] | 0 | 0
[26 empty] | 0 | 0
[26 empty] | 0 | 0
[26 empty] | 0 | 0
[26 empty] | 0 | 0
[26 empty] | 0 | 0
[26 empty] | 0 | 0
[26 empty] | 0 | 0
[26 empty] | 0 | 0
[26 empty] | 0 | 0
[26 empty] | 0 | 0
[26 empty] | 0 | 0
[26 empty] | 0 | 0
[26 empty] | 0 | 0
[26 empty] | 0 | 0
[26 empty] | 0 | 0
[26 empty] | 0 | 0
[26 empty] | 0 | 0
[26 empty] | 0 | 0
[26 empty] | 0 | 0
[26 empty] | 0 | 0
[26 empty] | 0 | 0
[26 empty] | 0 | 0
[26 empty] | 0 | 0
[26 empty] | 0 | 0
[26 empty] | 0 | 0
[26 empty] | 0 | 0
[26 empty] | 0 | 0
[26 empty] | 0 | 0
[26 empty] | 0 | 0
[26 empty] | 0 | 0
[26 empty] | 0 | 0
[26 empty] | 0 | 0
[26 empty] | 0 | 0
[26 empty] | 0 | 0
[26 empty] | 0 | 0
[26 empty] | 0 | 0
[26 empty] | 0 | 0
[26 empty] | 0 | 0
[26 empty] | 0 | 0
[26 empty] | 0 | 0
[26 empty] | 0 | 0
[26 empty] | 0 | 0
[26 empty] | 0 | 0
[26 empty] | 0 | 0
[26 empty] | 0 | 0
[26 empty] | 0 | 0
[26 empty] | 0 | 0
[26 empty] | 0 | 0
[26 empty] | 0 | 0
[26 empty] | 0 | 0
[26 empty] | 0 | 0
[26 empty] | 0 | 0
[26 empty] | 0 | 0
[26 empty] | 0 | 0
[26 empty] | 0 | 0
[26 empty] | 0 | 0
[26 empty] | 0 | 0
[26 empty] | 0 | 0
[26 empty] | 0 | 0
[26 empty] | 0 | 0
[26 empty] | 0 | 0
[26 empty] | 0 | 0
[26 empty] | 0 | 0
[26 empty] | 0 | 0
[26 empty] | 0 | 0
[26 empty] | 0 | 0
[26 empty] | 0 | 0
[26 empty] | 0 | 0
[26 empty] | 0 | 0
[26 empty] | 0 | 0
[26 empty] | 0 | 0
[26 empty] | 0 | 0
[26 empty] | 0 | 0
[26 empty] | 0 | 0
[26 empty] | 0 | 0
[26 empty] | 0 | 0
[26 empty] | 0 | 0
[26 empty] | 0 | 0
[26 empty] | 0 | 0
[26 empty] | 0 | 0
[26 empty] | 0 | 0
[26 empty] | 0 | 0
[26 empty] | 0 | 0
[26 empty] | 0 | 0
[26 empty] | 0 | 0
[26 empty] | 0 | 0
[26 empty] | 0 | 0
[26 empty] | 0 | 0
[26 empty] | 0 | 0
[26 empty] | 0 | 0
[26 empty] | 0 | 0
[26 empty] | 0 | 0
[26 empty] | 0 | 0
[26 empty] | 0 | 0
[26 empty] | 0 | 0
[26 empty] | 0 | 0
[26 empty] | 0 | 0
[26 empty] | 0 | 0
[26 empty] | 0 | 0
[26 empty] | 0 | 0
[26 empty] | 0 | 0
[26 empty] | 0 | 0
[26 empty] | 0 | 0
[26 empty] | 0 | 0
[26 empty] | 0 | 0
[26 empty] | 0 | 0
[26 empty] | 0 | 0
[26 empty] | 0 | 0
[26 empty] | 0 | 0
[26 empty] | 0 | 0
[26 empty] | 0 | 0
[26 empty] | 0 | 0
[26 empty] | 0 | 0
[26 empty] | 0 | 0
[26 empty] | 0 | 0
[26 empty] | 0 | 0
[26 empty] | 0 | 0
[26 empty] | 0 | 0
[26 empty] | 0 | 0
[26 empty] | 0 | 0
[26 empty] | 0 | 0
[26 empty] | 0 | 0
[26 empty] | 0 | 0
[26 empty] | 0 | 0
[26 empty] | 0 | 0
[26 empty] | 0 | 0
[26 empty] | 0 | 0
[26 empty] | 0 | 0
[26 empty] | 0 | 0
[26 empty] | 0 | 0
[26 empty] | 0 | 0
[26 empty] | 0 | 0
[26 empty] | 0 | 0
[26 empty] | 0 | 0
[26 empty] | 0 | 0
[26 empty] | 0 | 0
[26 empty] | 0 | 0
[26 empty] | 0 | 0
[26 empty] | 0 | 0
[26 empty] | 0 | 0
[26 empty] | 0 | 0
[26 empty] | 0 | 0
[26 empty] | 0 | 0
[26 empty] | 0 | 0
[26 empty] | 0 | 0
[26 empty] | 0 | 0
[26 empty] | 0 | 0
[26 empty] | 0 | 0
[26 empty] | 0 | 0
[26 empty] | 0 | 0
[26 empty] | 0 | 0
[26 empty] | 0 | 0
[26 empty] | 0 | 0
[26 empty] | 0 | 0
[26 empty] | 0 | 0
[26 empty] | 0 | 0
[26 empty] | 0 | 0
[26 empty] | 0 | 0
[26 empty] | 0 | 0
[26 empty] | 0 | 0
[26 empty] | 0 | 0
[26 empty] | 0 | 0
[26 empty] | 0 | 0
[26 empty] | 0 | 0
[26 empty] | 0 | 0
[26 empty] | 0 | 0
[26 empty] | 0 | 0
[26 empty] | 0 | 0
[26 empty] | 0 | 0
[26 empty] | 0 | 0
[26 empty] | 0 | 0
[26 empty] | 0 | 0
[26 empty] | 0 | 0
[26 empty] | 0 | 0
[26 empty] | 0 | 0
[26 empty] | 0 | 0
[26 empty] | 0 | 0
[26 empty] | 0 | 0
[26 empty] | 0 | 0
[26 empty] | 0 | 0
[26 empty] | 0 | 0
[26 empty] | 0 | 0
[26 empty] | 0 | 0
[26 empty] | 0 | 0
[26 empty] | 0 | 0
[26 empty] | 0 | 0
[26 empty] | 0 | 0
[26 empty] | 0 | 0
[26 empty] | 0 | 0
[26 empty] | 0 | 0
[26 empty] | 0 | 0
[26 empty] | 0 | 0
[26 empty] | 0 | 0
[26 empty] | 0 | 0
[26 empty] | 0 | 0
[26 empty] | 0 | 0
[26 empty] | 0 | 0
[26 empty] | 0 | 0
[26 empty] | 0 | 0
[26 empty] | 0 | 0
[26 empty] | 0 | 0
[26 empty] | 0 | 0
[26 empty] | 0 | 0
[26 empty] | 0 | 0
[26 empty] | 0 | 0
[26 empty] | 0 | 0
[26 empty] | 0 | 0
[26 empty] | 0 | 0
[26 empty] | 0 | 0
[26 empty] | 0 | 0
[26 empty] | 0 | 0
[26 empty] | 0 | 0
[26 empty] | 0 | 0
[26 empty] | 0 | 0
[26 empty] | 0 | 0
[26 empty] | 0 | 0
[26 empty] | 0 | 0
[26 empty] | 0 | 0
[26 empty] | 0 | 0
[26 empty] | 0 | 0
[26 empty] | 0 | 0
[26 empty] | 0 | 0
[26 empty] | 0 | 0
[26 empty] | 0 | 0
[26 empty] | 0 | 0
[26 empty] | 0 | 0
[26 empty] | 0 | 0
[26 empty] | 0 | 0
[26 empty] | 0 | 0
[26 empty] | 0 | 0
[26 empty] | 0 | 0
[26 empty] | 0 | 0
[26 empty] | 0 | 0
[26 empty] | 0 | 0
[26 empty] | 0 | 0
[26 empty] | 0 | 0
[26 empty] | 0 | 0
[26 empty] | 0 | 0
[26 empty] | 0 | 0
[26 empty] | 0 | 0
[26 empty] | 0 | 0
[26 empty] | 0 | 0
[26 empty] | 0 | 0
[26 empty] | 0 | 0
[26 empty] | 0 | 0
[26 empty] | 0 | 0
[26 empty] | 0 | 0
[26 empty] | 0 | 0
[26 empty] | 0 | 0
[26 empty] | 0 | 0
[26 empty] | 0 | 0
[26 empty] | 0 | 0
[26 empty] | 0 | 0
[26 empty] | 0 | 0
[26 empty] | 0 | 0
[26 empty] | 0 | 0
[26 empty] | 0 | 0
[26 empty] | 0 | 0
[26 empty] | 0 | 0
[26 empty] | 0 | 0
[26 empty] | 0 | 0
[26 empty] | 0 | 0
[26 empty] | 0 | 0
[26 empty] | 0 | 0
[26 empty] | 0 | 0
[26 empty] | 0 | 0
[26 empty] | 0 | 0
[26 empty] | 0 | 0
[26 empty] | 0 | 0
[26 empty] | 0 | 0
[26 empty] | 0 | 0
[26 empty] | 0 | 0
[26 empty] | 0 | 0
[26 empty] | 0 | 0
[26 empty] | 0 | 0
[26 empty] | 0 | 0
[26 empty] | 0 | 0
[26 empty] | 0 | 0
[26 empty] | 0 | 0
[26 empty] | 0 | 0
[26 empty] | 0 | 0
[26 empty] | 0 | 0
[26 empty] | 0 | 0
[26 empty] | 0 | 0
[26 empty] | 0 | 0
[26 empty] | 0 | 0
[26 empty] | 0 | 0
[26 empty] | 0 | 0
[26 empty] | 0 | 0
[26 empty] | 0 | 0
[26 empty] | 0 | 0
[26 empty] | 0 | 0
[26 empty] | 0 | 0
[26 empty] | 0 | 0
[26 empty] | 0 | 0
[26 empty] | 0 | 0
[26 empty] | 0 | 0
[26 empty] | 0 | 0
[26 empty] | 0 | 0
[26 empty] | 0 | 0
[26 empty] | 0 | 0
[26 empty] | 0 | 0
[26 empty] | 0 | 0
[26 empty] | 0 | 0
[26 empty] | 0 | 0
[26 empty] | 0 | 0
[26 empty] | 0 | 0
[26 empty] | 0 | 0
[26 empty] | 0 | 0
[26 empty] | 0 | 0
[26 empty] | 0 | 0
[26 empty] | 0 | 0
[26 empty] | 0 | 0
[26 empty] | 0 | 0
[26 empty] | 0 | 0
[26 empty] | 0 | 0
[26 empty] | 0 | 0
[26 empty] | 0 | 0
[26 empty] | 0 | 0
[26 empty] | 0 | 0
[26 empty] | 0 | 0
[26 empty] | 0 | 0
[26 empty] | 0 | 0
[26 empty] | 0 | 0
[26 empty] | 0 | 0
[26 empty] | 0 | 0
[26 empty] | 0 | 0
[26 empty] | 0 | 0
[26 empty] | 0 | 0
[26 empty] | 0 | 0
[26 empty] | 0 | 0
[26 empty] | 0 | 0
[26 empty] | 0 | 0
[26 empty] | 0 | 0
[26 empty] | 0 | 0
[26 empty] | 0 | 0
[26 empty] | 0 | 0
[26 empty] | 0 | 0
[26 empty] | 0 | 0
[26 empty] | 0 | 0
[26 empty] | 0 | 0
[26 empty] | 0 | 0
[26 empty] | 0 | 0
[26 empty] | 0 | 0
[26 empty] | 0 | 0
[26 empty] | 0 | 0
[26 empty] | 0 | 0
[26 empty] | 0 | 0
[26 empty] | 0 | 0
[26 empty] | 0 | 0
[26 empty] | 0 | 0
[26 empty] | 0 | 0
[26 empty] | 0 | 0
[26 empty] | 0 | 0
[26 empty] | 0 | 0
[26 empty] | 0 | 0
[26 empty] | 0 | 0
[26 empty] | 0 | 0
[26 empty] | 0 | 0
[26 empty] | 0 | 0
[26 empty] | 0 | 0
[26 empty] | 0 | 0
[26 empty] | 0 | 0
[26 empty] | 0 | 0
[26 empty] | 0 | 0
[26 empty] | 0 | 0
[26 empty] | 0 | 0
[26 empty] | 0 | 0
[26 empty] | 0 | 0
[26 empty] | 0 | 0
[26 empty] | 0 | 0
[26 empty] | 0 | 0
[26 empty] | 0 | 0
[26 empty] | 0 | 0
[26 empty] | 0 | 0
[26 empty] | 0 | 0
[26 empty] | 0 | 0
[26 empty] | 0 | 0
[26 empty] | 0 | 0
[26 empty] | 0 | 0
[26 empty] | 0 | 0
[26 empty] | 0 | 0
[26 empty] | 0 | 0
[26 empty] | 0 | 0
[26 empty] | 0 | 0
[26 empty] | 0 | 0
[26 empty] | 0 | 0
[26 empty] | 0 | 0
[26 empty] | 0 | 0
[26 empty] | 0 | 0
[26 empty] | 0 | 0
[26 empty] | 0 | 0
[26 empty] | 0 | 0
[26 empty] | 0 | 0
[26 empty] | 0 | 0
[26 empty] | 0 | 0
[26 empty] | 0 | 0
[26 empty] | 0 | 0
[26 empty] | 0 | 0
[26 empty] | 0 | 0
[26 empty] | 0 | 0
[26 empty] | 0 | 0
[26 empty] | 0 | 0
[26 empty] | 0 | 0
[26 empty] | 0 | 0
[26 empty] | 0 | 0
[26 empty] | 0 | 0
[26 empty] | 0 | 0
[26 empty] | 0 | 0
[26 empty] | 0 | 0
[26 empty] | 0 | 0
[26 empty] | 0 | 0
[26 empty] | 0 | 0
[26 empty] | 0 | 0
[26 empty] | 0 | 0
[26 empty] | 0 | 0
[26 empty] | 0 | 0
[26 empty] | 0 | 0
[26 empty] | 0 | 0
[26 empty] | 0 | 0
[26 empty] | 0 | 0
[26 empty] | 0 | 0
[26 empty] | 0 | 0
[26 empty] | 0 | 0
[26 empty] | 0 | 0
[26 empty] | 0 | 0
[26 empty] | 0 | 0
[26 empty] | 0 | 0
[26 empty] | 0 | 0
[26 empty] | 0 | 0
[26 empty] | 0 | 0
[26 empty] | 0 | 0
[26 empty] | 0 | 0
[26 empty] | 0 | 0
[26 empty] | 0 | 0
[26 empty] | 0 | 0
[26 empty] | 0 | 0
[26 empty] | 0 | 0
[26 empty] | 0 | 0
[26 empty] | 0 | 0
[26 empty] | 0 | 0
[26 empty] | 0 | 0
[26 empty] | 0 | 0
[26 empty] | 0 | 0
[26 empty] | 0 | 0
[26 empty] | 0 | 0
[26 empty] | 0 | 0
[26 empty] | 0 | 0
[26 empty] | 0 | 0
[26 empty] | 0 | 0
[26 empty] | 0 | 0
[26 empty] | 0 | 0
[26 empty] | 0 | 0
[26 empty] | 0 | 0
[26 empty] | 0 | 0
[26 empty] | 0 | 0
[26 empty] | 0 | 0
[26 empty] | 0 | 0
[26 empty] | 0 | 0
[26 empty] | 0 | 0
[26 empty] | 0 | 0
[26 empty] | 0 | 0
[26 empty] | 0 | 0
[26 empty] | 0 | 0
[26 empty] | 0 | 0
[26 empty] | 0 | 0
[26 empty] | 0 | 0
[26 empty] | 0 | 0
[26 empty] | 0 | 0
[26 empty] | 0 | 0
[26 empty] | 0 | 0
[26 empty] | 0 | 0
[26 empty] | 0 | 0
[26 empty] | 0 | 0
[26 empty] | 0 | 0
[26 empty] | 0 | 0
[26 empty] | 0 | 0
[26 empty] | 0 | 0
[26 empty] | 0 | 0
[26 empty] | 0 | 0
[26 empty] | 0 | 0
[26 empty] | 0 | 0
[26 empty] | 0 | 0
[26 empty] | 0 | 0
[26 empty] | 0 | 0
[26 empty] | 0 | 0
[26 empty] | 0 | 0
[26 empty] | 0 | 0
[26 empty] | 0 | 0
[26 empty] | 0 | 0
[26 empty] | 0 | 0
[26 empty] | 0 | 0
[26 empty] | 0 | 0
[26 empty] | 0 | 0
[26 empty] | 0 | 0
[26 empty] | 0 | 0
[26 empty] | 0 | 0
[26 empty] | 0 | 0
[26 empty] | 0 | 0
[26 empty] | 0 | 0
[26 empty] | 0 | 0
[26 empty] | 0 | 0
[26 empty] | 0 | 0
[26 empty] | 0 | 0
[26 empty] | 0 | 0
[26 empty] | 0 | 0
[26 empty] | 0 | 0
[26 empty] | 0 | 0
[26 empty] | 0 | 0
[26 empty] | 0 | 0
[26 empty] | 0 | 0
[26 empty] | 0 | 0
[26 empty] | 0 | 0
[26 empty] | 0 | 0
[26 empty] | 0 | 0
[26 empty] | 0 | 0
[26 empty] | 0 | 0
[26 empty] | 0 | 0
[26 empty] | 0 | 0
[26 empty] | 0 | 0
[26 empty] | 0 | 0
[26 empty] | 0 | 0
[26 empty] | 0 | 0
[26 empty] | 0 | 0
[26 empty] | 0 | 0
[26 empty] | 0 | 0
[26 empty] | 0 | 0
[26 empty] | 0 | 0
[26 empty] | 0 | 0
[26 empty] | 0 | 0
[26 empty] | 0 | 0
[26 empty] | 0 | 0
[26 empty] | 0 | 0
[26 empty] | 0 | 0
[26 empty] | 0 | 0
[26 empty] | 0 | 0
[26 empty] | 0 | 0
[26 empty] | 0 | 0
[26 empty] | 0 | 0
[26 empty] | 0 | 0
[26 empty] | 0 | 0
[26 empty] | 0 | 0
[26 empty] | 0 | 0
[26 empty] | 0 | 0
[26 empty] | 0 | 0
[26 empty] | 0 | 0
[26 empty] | 0 | 0
[26 empty] | 0 | 0
[26 empty] | 0 | 0
[26 empty] | 0 | 0
[26 empty] | 0 | 0
[26 empty] | 0 | 0
[26 empty] | 0 | 0
[26 empty] | 0 | 0
[26 empty] | 0 | 0
[26 empty] | 0 | 0
[26 empty] | 0 | 0
[26 empty] | 0 | 0
[26 empty] | 0 | 0
[26 empty] | 0 | 0
[26 empty] | 0 | 0
[26 empty] | 0 | 0
[26 empty] | 0 | 0
[26 empty] | 0 | 0
[26 empty] | 0 | 0
[26 empty] | 0 | 0
[26 empty] | 0 | 0
[26 empty] | 0 | 0
[26 empty] | 0 | 0
[26 empty] | 0 | 0
[26 empty] | 0 | 0
[26 empty] | 0 | 0
[26 empty] | 0 | 0
[26 empty] | 0 | 0
[26 empty] | 0 | 0
[26 empty] | 0 | 0
[26 empty] | 0 | 0
[26 empty] | 0 | 0
[26 empty] | 0 | 0
[26 empty] | 0 | 0
[26 empty] | 0 | 0
[26 empty] | 0 | 0
[26 empty] | 0 | 0
[26 empty] | 0 | 0
[26 empty] | 0 | 0
[26 empty] | 0 | 0
[26 empty] | 0 | 0
[26 empty] | 0 | 0
[26 empty] | 0 | 0
[26 empty] | 0 | 0
[26 empty] | 0 | 0
[26 empty] | 0 | 0
[26 empty] | 0 | 0
[26 empty] | 0 | 0
[26 empty] | 0 | 0
[26 empty] | 0 | 0
[26 empty] | 0 | 0
[26 empty] | 0 | 0
[26 empty] | 0 | 0
[26 empty] | 0 | 0
[26 empty] | 0 | 0
[26 empty] | 0 | 0
[26 empty] | 0 | 0
[26 empty] | 0 | 0
[26 empty] | 0 | 0
[26 empty] | 0 | 0
[26 empty] | 0 | 0
[26 empty] | 0 | 0
[26 empty] | 0 | 0
[26 empty] | 0 | 0
[26 empty] | 0 | 0
[26 empty] | 0 | 0
[26 empty] | 0 | 0
[26 empty] | 0 | 0
[26 empty] | 0 | 0
[26 empty] | 0 | 0
[26 empty] | 0 | 0
[26 empty] | 0 | 0
[26 empty] | 0 | 0
[26 empty] | 0 | 0
[26 empty] | 0 | 0
[26 empty] | 0 | 0
[26 empty] | 0 | 0
[26 empty] | 0 | 0
[26 empty] | 0 | 0
[26 empty] | 0 | 0
[26 empty] | 0 | 0
[26 empty] | 0 | 0
[26 empty] | 0 | 0
[26 empty] | 0 | 0
[26 empty] | 0 | 0
[26 empty] | 0 | 0
[26 empty] | 0 | 0
[26 empty] | 0 | 0
[26 empty] | 0 | 0
[26 empty] | 0 | 0
[26 empty] | 0 | 0
[26 empty] | 0 | 0
[26 empty] | 0 | 0
[26 empty] | 0 | 0
[26 empty] | 0 | 0
[26 empty] | 0 | 0
[26 empty] | 0 | 0
[26 empty] | 0 | 0
[26 empty] | 0 | 0
[26 empty] | 0 | 0
[26 empty] | 0 | 0
[26 empty] | 0 | 0
[26 empty] | 0 | 0
[26 empty] | 0 | 0
[26 empty] | 0 | 0
[26 empty] | 0 | 0
[26 empty] | 0 | 0
[26 empty] | 0 | 0
[26 empty] | 0 | 0
[26 empty] | 0 | 0
[26 empty] | 0 | 0
[26 empty] | 0 | 0
[26 empty] | 0 | 0
[26 empty] | 0 | 0
[26 empty] | 0 | 0
[26 empty] | 0 | 0
[26 empty] | 0 | 0
[26 empty] | 0 | 0
[26 empty] | 0 | 0
[26 empty] | 0 | 0
[26 empty] | 0 | 0
[26 empty] | 0 | 0
[26 empty] | 0 | 0
[26 empty] | 0 | 0
[26 empty] | 0 | 0
[26 empty] | 0 | 0
[26 empty] | 0 | 0
[26 empty] | 0 | 0
[26 empty] | 0 | 0
[26 empty] | 0 | 0
[26 empty] | 0 | 0
[26 empty] | 0 | 0
[26 empty] | 0 | 0
[26 empty] | 0 | 0
[26 empty] | 0 | 0
[26 empty] | 0 | 0
[26 empty] | 0 | 0
[26 empty] | 0 | 0
[26 empty] | 0 | 0
[26 empty] | 0 | 0
[26 empty] | 0 | 0
[26 empty] | 0 | 0
[26 empty] | 0 | 0
[26 empty] | 0 | 0
[26 empty] | 0 | 0
[26 empty] | 0 | 0
[26 empty] | 0 | 0
[26 empty] | 0 | 0
[26 empty] | 0 | 0
[26 empty] | 0 | 0
[26 empty] | 0 | 0
[26 empty] | 0 | 0
[26 empty] | 0 | 0
[26 empty] | 0 | 0
[26 empty] | 0 | 0
[26 empty] | 0 | 0
[26 empty] | 0 | 0
[26 empty] | 0 | 0
[26 empty] | 0 | 0
[26 empty] | 0 | 0
[26 empty] | 0 | 0
[26 empty] | 0 | 0
[26 empty] | 0 | 0
[26 empty] | 0 | 0
[26 empty] | 0 | 0
[26 empty] | 0 | 0
[26 empty] | 0 | 0
[26 empty] | 0 | 0
[26 empty] | 0 | 0
[26 empty] | 0 | 0
[26 empty] | 0 | 0
[26 empty] | 0 | 0
[26 empty] | 0 | 0
[26 empty] | 0 | 0
[26 empty] | 0 | 0
[26 empty] | 0 | 0
[26 empty] | 0 | 0
[26 empty] | 0 | 0
[26 empty] | 0 | 0
[26 empty] | 0 | 0
[26 empty] | 0 | 0
[26 empty] | 0 | 0
[26 empty] | 0 | 0
[26 empty] | 0 | 0
[26 empty] | 0 | 0
[26 empty] | 0 | 0
[26 empty] | 0 | 0
[26 empty] | 0 | 0
[26 empty] | 0 | 0
[26 empty] | 0 | 0
[26 empty] | 0 | 0
[26 empty] | 0 | 0
[26 empty] | 0 | 0
[26 empty] | 0 | 0
[26 empty] | 0 | 0
[26 empty] | 0 | 0
[26 empty] | 0 | 0
[26 empty] | 0 | 0
[26 empty] | 0 | 0
[26 empty] | 0 | 0
[26 empty] | 0 | 0
[26 empty] | 0 | 0
[26 empty] | 0 | 0
[26 empty] | 0 | 0
[26 empty] | 0 | 0
[26 empty] | 0 | 0
[26 empty] | 0 | 0
[26 empty] | 0 | 0
[26 empty] | 0 | 0
[26 empty] | 0 | 0
[26 empty] | 0 | 0
[26 empty] | 0 | 0
[26 empty] | 0 | 0
[26 empty] | 0 | 0
[26 empty] | 0 | 0
[26 empty] | 0 | 0
[26 empty] | 0 | 0
[26 empty] | 0 | 0
[26 empty] | 0 | 0
[26 empty] | 0 | 0
[26 empty] | 0 | 0
[26 empty] | 0 | 0
[26 empty] | 0 | 0
[26 empty] | 0 | 0
[26 empty] | 0 | 0
[26 empty] | 0 | 0
[26 empty] | 0 | 0
[26 empty] | 0 | 0
[26 empty] | 0 | 0
[26 empty] | 0 | 0
[26 empty] | 0 | 0
[26 empty] | 0 | 0
[26 empty] | 0 | 0
[26 empty] | 0 | 0
[26 empty] | 0 | 0
[26 empty] | 0 | 0
[26 empty] | 0 | 0
[26 empty] | 0 | 0
[26 empty] | 0 | 0
[26 empty] | 0 | 0
[26 empty] | 0 | 0
[26 empty] | 0 | 0
[26 empty] | 0 | 0
[26 empty] | 0 | 0
[26 empty] | 0 | 0
[26 empty] | 0 | 0
[26 empty] | 0 | 0
[26 empty] | 0 | 0
[26 empty] | 0 | 0
[26 empty] | 0 | 0
[26 empty] | 0 | 0
[26 empty] | 0 | 0
[26 empty] | 0 | 0
[26 empty] | 0 | 0
[26 empty] | 0 | 0
[26 empty] | 0 | 0
[26 empty] | 0 | 0
[26 empty] | 0 | 0
[26 empty] | 0 | 0
[26 empty] | 0 | 0
[26 empty] | 0 | 0
[26 empty] | 0 | 0
[26 empty] | 0 | 0
[26 empty] | 0 | 0
[26 empty] | 0 | 0
[26 empty] | 0 | 0
[26 empty] | 0 | 0
[26 empty] | 0 | 0
[26 empty] | 0 | 0
[26 empty] | 0 | 0
[26 empty] | 0 | 0
[26 empty] | 0 | 0
[26 empty] | 0 | 0
[26 empty] | 0 | 0
[26 empty] | 0 | 0
[26 empty] | 0 | 0
[26 empty] | 0 | 0
[26 empty] | 0 | 0
[26 empty] | 0 | 0
[26 empty] | 0 | 0
[26 empty] | 0 | 0
[26 empty] | 0 | 0
[26 empty] | 0 | 0
[26 empty] | 0 | 0
[26 empty] | 0 | 0
[26 empty] | 0 | 0
[26 empty] | 0 | 0
[26 empty] | 0 | 0
[26 empty] | 0 | 0
[26 empty] | 0 | 0
[26 empty] | 0 | 0
[26 empty] | 0 | 0
[26 empty] | 0 | 0
[26 empty] | 0 | 0
[26 empty] | 0 | 0
[26 empty] | 0 | 0
[26 empty] | 0 | 0
[26 empty] | 0 | 0
[26 empty] | 0 | 0
[26 empty] | 0 | 0
[26 empty] | 0 | 0
[26 empty] | 0 | 0
[26 empty] | 0 | 0
[26 empty] | 0 | 0
[26 empty] | 0 | 0
[26 empty] | 0 | 0
[26 empty] | 0 | 0
[26 empty] | 0 | 0
[26 empty] | 0 | 0
[26 empty] | 0 | 0
[26 empty] | 0 | 0
[26 empty] | 0 | 0
[26 empty] | 0 | 0
[26 empty] | 0 | 0
[26 empty] | 0 | 0
[26 empty] | 0 | 0
[26 empty] | 0 | 0
[26 empty] | 0 | 0
[26 empty] | 0 | 0
[26 empty] | 0 | 0
[26 empty] | 0 | 0
[26 empty] | 0 | 0
[26 empty] | 0 | 0
[26 empty] | 0 | 0
[26 empty] | 0 | 0
[26 empty] | 0 | 0
[26 empty] | 0 | 0
[26 empty] | 0 | 0
[26 empty] | 0 | 0
[26 empty] | 0 | 0
[26 empty] | 0 | 0
[26 empty] | 0 | 0
[26 empty] | 0 | 0
[26 empty] | 0 | 0
[26 empty] | 0 | 0
[26 empty] | 0 | 0
[26 empty] | 0 | 0
[26 empty] | 0 | 0
[26 empty] | 0 | 0
[26 empty] | 0 | 0
[26 empty] | 0 | 0
[26 empty] | 0 | 0
[26 empty] | 0 | 0
[26 empty] | 0 | 0
[26 empty] | 0 | 0
[26 empty] | 0 | 0
[26 empty] | 0 | 0
[26 empty] | 0 | 0
[26 empty] | 0 | 0
[26 empty] | 0 | 0
[26 empty] | 0 | 0
[26 empty] | 0 | 0
[26 empty] | 0 | 0
[26 empty] | 0 | 0
[26 empty] | 0 | 0
[26 empty] | 0 | 0
[26 empty] | 0 | 0
[26 empty] | 0 | 0
[26 empty] | 0 | 0
[26 empty] | 0 | 0
[26 empty] | 0 | 0
[26 empty] | 0 | 0
[26 empty] | 0 | 0
[26 empty] | 0 | 0
[26 empty] | 0 | 0
[26 empty] | 0 | 0
[26 empty] | 0 | 0
[26 empty] | 0 | 0
[26 empty] | 0 | 0
[26 empty] | 0 | 0
[26 empty] | 0 | 0
[26 empty] | 0 | 0
[26 empty] | 0 | 0
[26 empty] | 0 | 0
[26 empty] | 0 | 0
[26 empty] | 0 | 0
[26 empty] | 0 | 0
[26 empty] | 0 | 0
[26 empty] | 0 | 0
[26 empty] | 0 | 0
[26 empty] | 0 | 0
[26 empty] | 0 | 0
[26 empty] | 0 | 0
[26 empty] | 0 | 0
[26 empty] | 0 | 0
[26 empty] | 0 | 0
[26 empty] | 0 | 0
[26 empty] | 0 | 0
[26 empty] | 0 | 0
[26 empty] | 0 | 0
[26 empty] | 0 | 0
[26 empty] | 0 | 0
[26 empty] | 0 | 0
[26 empty] | 0 | 0
[26 empty] | 0 | 0
[26 empty] | 0 | 0
[26 empty] | 0 | 0
[26 empty] | 0 | 0
[26 empty] | 0 | 0
[26 empty] | 0 | 0
[26 empty] | 0 | 0
[26 empty] | 0 | 0
[26 empty] | 0 | 0
[26 empty] | 0 | 0
[26 empty] | 0 | 0
[26 empty] | 0 | 0
[26 empty] | 0 | 0
[26 empty] | 0 | 0
[26 empty] | 0 | 0
[26 empty] | 0 | 0
[26 empty] | 0 | 0
[26 empty] | 0 | 0
[26 empty] | 0 | 0
[26 empty] | 0 | 0
[26 empty] | 0 | 0
[26 empty] | 0 | 0
[26 empty] | 0 | 0
[26 empty] | 0 | 0
[26 empty] | 0 | 0
[26 empty] | 0 | 0
[26 empty] | 0 | 0
[26 empty] | 0 | 0
[26 empty] | 0 | 0
[26 empty] | 0 | 0
[26 empty] | 0 | 0
[26 empty] | 0 | 0
[26 empty] | 0 | 0
[26 empty] | 0 | 0
[26 empty] | 0 | 0
[26 empty] | 0 | 0
[26 empty] | 0 | 0
[26 empty] | 0 | 0
[26 empty] | 0 | 0
[26 empty] | 0 | 0
[26 empty] | 0 | 0
[26 empty] | 0 | 0
[26 empty] | 0 | 0
[26 empty] | 0 | 0
[26 empty] | 0 | 0
[26 empty] | 0 | 0
[26 empty] | 0 | 0
[26 empty] | 0 | 0
[26 empty] | 0 | 0
[26 empty] | 0 | 0
[26 empty] | 0 | 0
[26 empty] | 0 | 0
[26 empty] | 0 | 0
[26 empty] | 0 | 0
[26 empty] | 0 | 0
[26 empty] | 0 | 0
[26 empty] | 0 | 0
[26 empty] | 0 | 0
[26 empty] | 0 | 0
[26 empty] | 0 | 0
[26 empty] | 0 | 0
[26 empty] | 0 | 0
[26 empty] | 0 | 0
[26 empty] | 0 | 0
[26 empty] | 0 | 0
[26 empty] | 0 | 0
[26 empty] | 0 | 0
[26 empty] | 0 | 0
[26 empty] | 0 | 0
[26 empty] | 0 | 0
[26 empty] | 0 | 0
[26 empty] | 0 | 0
[26 empty] | 0 | 0
[26 empty] | 0 | 0
[26 empty] | 0 | 0
[26 empty] | 0 | 0
[26 empty] | 0 | 0
[26 empty] | 0 | 0
[26 empty] | 0 | 0
[26 empty] | 0 | 0
[26 empty] | 0 | 0
[26 empty] | 0 | 0
[26 empty] | 0 | 0
[26 empty] | 0 | 0
[26 empty] | 0 | 0
[26 empty] | 0 | 0
[26 empty] | 0 | 0
[26 empty] | 0 | 0
[26 empty] | 0 | 0
[26 empty] | 0 | 0
[26 empty] | 0 | 0
[26 empty] | 0 | 0
[26 empty] | 0 | 0
[26 empty] | 0 | 0
[26 empty] | 0 | 0
[26 empty] | 0 | 0
[26 empty] | 0 | 0
[26 empty] | 0 | 0
[26 empty] | 0 | 0
[26 empty] | 0 | 0
[26 empty] | 0 | 0
[26 empty] | 0 | 0
[26 empty] | 0 | 0
[26 empty] | 0 | 0
[26 empty] | 0 | 0
[26 empty] | 0 | 0
[26 empty] | 0 | 0
[26 empty] | 0 | 0
[26 empty] | 0 | 0
[26 empty] | 0 | 0
[26 empty] | 0 | 0
[26 empty] | 0 | 0
[26 empty] | 0 | 0
[26 empty] | 0 | 0
[26 empty] | 0 | 0
[26 empty] | 0 | 0
[26 empty] | 0 | 0
[26 empty] | 0 | 0
[26 empty] | 0 | 0
[26 empty] | 0 | 0
[26 empty] | 0 | 0
[26 empty] | 0 | 0
[26 empty] | 0 | 0
[26 empty] | 0 | 0
[26 empty] | 0 | 0
[26 empty] | 0 | 0
[26 empty] | 0 | 0
[26 empty] | 0 | 0
[26 empty] | 0 | 0
[26 empty] | 0 | 0
[26 empty] | 0 | 0
[26 empty] | 0 | 0
[26 empty] | 0 | 0
[26 empty] | 0 | 0
[26 empty] | 0 | 0
[26 empty] | 0 | 0
[26 empty] | 0 | 0
[26 empty] | 0 | 0
[26 empty] | 0 | 0
[26 empty] | 0 | 0
[26 empty] | 0 | 0
[26 empty] | 0 | 0
[26 empty] | 0 | 0
[26 empty] | 0 | 0
[26 empty] | 0 | 0
[26 empty] | 0 | 0
[26 empty] | 0 | 0
[26 empty] | 0 | 0
[26 empty] | 0 | 0
[26 empty] | 0 | 0
[26 empty] | 0 | 0
[26 empty] | 0 | 0
[26 empty] | 0 | 0
[26 empty] | 0 | 0
[26 empty] | 0 | 0
[26 empty] | 0 | 0
[26 empty] | 0 | 0
[26 empty] | 0 | 0
[26 empty] | 0 | 0
[26 empty] | 0 | 0
[26 empty] | 0 | 0
[26 empty] | 0 | 0
[26 empty] | 0 | 0
[26 empty] | 0 | 0
[26 empty] | 0 | 0
[26 empty] | 0 | 0
[26 empty] | 0 | 0
[26 empty] | 0 | 0
[26 empty] | 0 | 0
[26 empty] | 0 | 0
[26 empty] | 0 | 0
[26 empty] | 0 | 0
[26 empty] | 0 | 0
[26 empty] | 0 | 0
[26 empty] | 0 | 0
[26 empty] | 0 | 0
[26 empty] | 0 | 0
[26 empty] | 0 | 0
[26 empty] | 0 | 0
[26 empty] | 0 | 0
[26 empty] | 0 | 0
[26 empty] | 0 | 0
[26 empty] | 0 | 0
[26 empty] | 0 | 0
[26 empty] | 0 | 0
[26 empty] | 0 | 0
[26 empty] | 0 | 0
[26 empty] | 0 | 0
[26 empty] | 0 | 0
[26 empty] | 0 | 0
[26 empty] | 0 | 0
[26 empty] | 0 | 0
[26 empty] | 0 | 0
[26 empty] | 0 | 0
[26 empty] | 0 | 0
[26 empty] | 0 | 0
[26 empty] | 0 | 0
[26 empty] | 0 | 0
[26 empty] | 0 | 0
[26 empty] | 0 | 0
[26 empty] | 0 | 0
[26 empty] | 0 | 0
[26 empty] | 0 | 0
[26 empty] | 0 | 0
[26 empty] | 0 | 0
[26 empty] | 0 | 0
[26 empty] | 0 | 0
[26 empty] | 0 | 0
[26 empty] | 0 | 0
[26 empty] | 0 | 0
[26 empty] | 0 | 0
[26 empty] | 0 | 0
[26 empty] | 0 | 0
[26 empty] | 0 | 0
[26 empty] | 0 | 0
[26 empty] | 0 | 0
[26 empty] | 0 | 0
[26 empty] | 0 | 0
[26 empty] | 0 | 0
[26 empty] | 0 | 0
[26 empty] | 0 | 0
[26 empty] | 0 | 0
[26 empty] | 0 | 0
[26 empty] | 0 | 0
[26 empty] | 0 | 0
[26 empty] | 0 | 0
[26 empty] | 0 | 0
[26 empty] | 0 | 0
[26 empty] | 0 | 0
[26 empty] | 0 | 0
[26 empty] | 0 | 0
[26 empty] | 0 | 0
[26 empty] | 0 | 0
[26 empty] | 0 | 0
[26 empty] | 0 | 0
[26 empty] | 0 | 0
[26 empty] | 0 | 0
[26 empty] | 0 | 0
[26 empty] | 0 | 0
[26 empty] | 0 | 0

## Zones
Houston | 1
North | -1
South | 1
West | -1
SET UP AREA, copy & paste values to cell B1
Source | South |  | N to H | N to W | N to S | W to N | S to N | W to S
Sink | North | Houston | -1 | 1 | -1 | -1 | 1 | -1
|  | North | 1 | 1 | 1 | -1 | -1 | -1
|  | South | -1 | 1 | -1 | -1 | 1 | -1
|  | West | 1 | -1 | 1 | 1 | -1 | 1
|  | Source | North | North | North | West | South | West
|  | Sink | Houston | West | South | North | North | South

## Tech
Number of Bus | Name of Bus | Tech Type
238 | BOSQUESW505 | CC
239 | BOSQUESW502 | GGT
244 | WHITNYDM01 | Hydro
245 | WHITNYDM02 | Hydro
247 | BOSQUESW501 | GGT
251 | BOSQUESW803 | CC
253 | BOSQUESW804 | CC
332 | RWMILLER01 | GST
333 | RWMILLER02 | GST
334 | RWMILLER03 | GST
335 | RWMILLER04 | GST
336 | RWMILLER05 | GST
344 | MRSSHPRD | Hydro
345 | MRSSHPRD01 | Hydro
366 | JNSNCNTY802 | Cogen
367 | JNSNCNTY802 | Cogen
503 | NTHTEXAS01 | GST
504 | NTHTEXAS02 | GST
505 | NTHTEXAS03 | GST
580 | JCKCNTY801 | CC
581 | JCKCNTY802 | CC
582 | JCKCNTY803 | CC
728 | WOLFRIDGE801 | Wind
837 | NEWMAN_G5 | GST
842 | OLINGER_G1 | GST
843 | OLINGER_G2 | GST
844 | OLINGER_G3 | GST
845 | OLINGER_G4 | GGT
923 | SPENCER_G4 | GST
924 | SPENCER_G5 | GST
948 | STEAM1 | GST
949 | STEAM2 | GST
950 | STEAM3 | GST
990 | GIBN_CREK_G1 | LIGCO
1002 | PBCTAGE_1G | GGT
1003 | PBCTBGE_2G | GGT
1004 | PBCTCGE_3G | GGT
1005 | PBCTDGE_4G | GGT
1006 | PBCTEGE_5G | GGT
1007 | PB5GEN_6G | GST
1008 | PB6GEN_7G | GST
1037 | MORGAN5G_5G | GST
1039 | MRGNAG_1G | GGT
1040 | MRGNBG_2G | GGT
1041 | MRGNCG_3G | GGT
1042 | MRGNDG_4G | GGT
1043 | MRGNEG_5G | GGT
1044 | MRGNFG_6G | GGT
1045 | CALENG1G_1G | Cogen
1046 | CALENG2G_2G | Cogen
1047 | CALENG3G_3G | Cogen
1058 | LONGSHORE_5 | Wind
1058 | LONGSHORE_5 | Wind
1061 | CIELOGEN_1G | Wind
1062 | CIELOGEN_2G | Wind
1068 | SCURRYCW_1G | Wind
1069 | KINDERMG_1G | Cogen
1070 | KINDERMG_2G | Cogen
1071 | KINDERMG_3G | Cogen
1073 | SCURRYCW_2G | Wind
1320 | BSP 1 | Cogen
1326 | STANTONW_8 | Wind
1327 | WILDHRSE_1G | Wind
1328 | OCOTILLO_1G | Wind
1333 | MCDDONAL_8 | Wind
1343 | TRENTIPP_8 | Wind
1349 | WESTXWIN_1G | Wind
1350 | NWPWRG1_1G | Wind
1354 | AEPWIND_8 | Wind
1360 | GUNSIGHT_8 | Wind
1416 | SWETWATR_1G | CC
1417 | SWETWATR_2G | CC
1418 | SWETWATR_3G | CC
1419 | SWETWATR_4G | CC
1432 | GRHAMSES_2G | GST
1433 | GRHAMSES_1G | GST
1437 | MESQUITW_1G | Wind
1438 | MESQUITW_2G | Wind
1442 | COKFIELD_5 | Wind
1453 | WCPWRCO_1G | CC
1454 | WCPWRCO_2G | CC
1455 | WCPWRCO_3G | CC
1479 | WFCOGEN_1G | Cogen
1479 | WFCOGEN_1G | Cogen
1482 | WFCOGEN_2G | Cogen
1482 | WFCOGEN_2G | Cogen
1600 | BARTNWND_1G | Wind
1643 | SLSTR1PP_1G | Wind
1675 | PEC_1G | Cogen
1676 | PEC_2G | Cogen
1677 | PEC_3G | Cogen
1678 | LAMARPWR_1G | CC
1679 | LAMARPWR_2G | CC
1680 | LAMARPWR_3G | CC
1681 | LAMARPWR_4G | CC
1682 | LAMARPWR_5G | CC
1683 | LAMARPWR_6G | CC
1687 | VALLEY_1G | GST
1688 | VALLEY_2G | GSC
1689 | VALLEY_3G | GST
1701 | MOSES_1G | LIGCO
1702 | MOSES_2G | LIGCO
1703 | MOSES_3G | LIGCO
1861 | EAGLEMNT_1G | GST
1862 | EAGLEMNT_2G | GST
1863 | EAGLEMNT_3G | GST
1877 | WLFHOLW_1G | CC
1878 | WLFHOLW_2G | CC
1879 | WLFHOLW_3G | CC
1889 | DECRDOVA_1G | GSC
1892 | DECRDOVA_2G | GGT
1893 | DECRDOVA_3G | GGT
1894 | DECRDOVA_4G | GGT
1895 | DECRDOVA_5G | GGT
1898 | COMCHEPK_1G | Nuc
1899 | COMCHEPK_2G | Nuc
1937 | MDLTHELP_5G | CC
1938 | MDLTHELP_6G | CC
1941 | MDLTHELP_1G | CC
1942 | MDLTHELP_2G | CC
1943 | MDLTHELP_3G | CC
1944 | MDLTHELP_4G | CC
1947 | HANDLEY_3G | GST
1948 | HANDLEY_4G | GST
1949 | HANDLEY_5G | GST
2371 | COLLIN_1G | GST
2381 | NTHLK1_G | GST
2382 | NTHLK2_G | GST
2383 | NTHLK3_G | GST
2413 | MTCK6_G | GST
2414 | MTCK7_G | GST
2417 | MTCK8_G | GSC
2451 | LKHB1_G | GST
2452 | LKHB2_G | GST
3097 | MARTLAKE_1G | LIGCO
3098 | MARTLAKE_2G | LIGCO
3099 | MARTLAKE_3G | LIGCO
3107 | STRYKER_1G | GST
3108 | STRYKER_2G | GST
3126 | TRINIDAD_6G | GST
3309 | ASPN_G | Bio
3348 | CHAMPION_1G | Cogen
3381 | BBRN_1G | LIGCO
3382 | BBRN_2G | LIGCO
3403 | THOUSE_1G | GSC
3404 | THOUSE_2G | GSC
3416 | LAKE_CRK1_G | GST
3417 | LAKE_CRK2_G | GST
3432 | SANDOW_4G | LIGCO
5026 | BRAUNIG_VHB1 | GST
5027 | BRAUNIG_VHB2 | GST
5028 | BRAUNIG_VHB3 | GST
5111 | CALAVER_JTD1 | LIGCO
5112 | CALAVER_JTD2 | LIGCO
5264 | LEON_LCP3G3 | GST
5265 | LEON_LCP4G4 | GST
5266 | LEON_LCPCT1 | GGT
5267 | LEON_LCPCT2 | GGT
5268 | LEON_LCPCT3 | GGT
5269 | LEON_LCPCT4 | GGT
5396 | CALAVER_OWS1 | GST
5397 | CALAVER_OWS2 | GST
5401 | CALAVER_JKS1 | LIGCO
5436 | TUTTL_WBT1G1 | GST
5438 | TUTTL_WBT3G3 | GST
5439 | TUTTL_WBT4G4 | GST
5476 | BRA_AVR1_CT1 | CC
5477 | BRA_AVR1_ST | CC
5478 | BRA_AVR1_CT2 | CC
5503 | RAYBURNGEN3 | GST
5505 | RAYBURNGEN1 | GGT
5506 | RAYBURNGEN2 | GGT
5508 | RAYBURNCC9 | CC
5509 | RAYBURNCC10 | CC
5511 | RAYBURNCC7 | CC
5512 | RAYBURNCC8 | CC
5728 | FALCONHYDRO2 | Hydro
5729 | FALCONHYDRO3 | Hydro
5890 | PEARSALLGEN1 | GST
5891 | PEARSALLGEN2 | GST
5892 | PEARSALLGEN3 | GST
5903 | SANMIGUELGEN | LIGCO
5911 | STP_GN1___1 | Nuc
5912 | STP_GN2___2 | Nuc
5920 | WELSHDC1 | DCTie
5925 | DCEAST | DCTie
5932 | SI_RAY9 | CC
5933 | SI_RAY6 | GST
5934 | SI_RAY5 | GST
5935 | SI_RAY10 | CC
6016 | SWMESA | Wind
6096 | NORTHDC7 | DCTie
6100 | OKLA7A | DCTie
6144 | MCADOO1A | Wind
6407 | TURKTRAK1A | Wind
6637 | SNYDERW1A | Wind
6752 | OKLA0A | LIGCO
6948 | DENISNDM | Hydro
6948 | DENISNDM | Hydro
7000 | L_FERGUS1_1Y | GSC
7004 | L_SIMGID1_1Y | GST
7005 | L_SIMGID1_2Y | GST
7006 | L_SIMGID1_3Y | GST
7007 | L_LOSTPI1_1Y | CC
7008 | L_LOSTPI1_2Y | CC
7009 | L_LOSTPI1_3Y | CC
7010 | L_FPPYD11_1Y | LIGCO
7011 | L_FPPYD11_2Y | LIGCO
7012 | L_FPPYD21_3Y | LIGCO
7014 | L_HAYSEN1_1Y | CC
7015 | L_HAYSEN1_2Y | CC
7016 | L_HAYSEN1_3Y | CC
7017 | L_HAYSEN1_4Y | CC
7020 | L_AUSTPL1_1Y | Hydro
7020 | L_AUSTPL1_1Y | Hydro
7022 | L_BUCHAN1_1Y | Hydro
7023 | L_BUCHAN1_2Y | Hydro
7024 | L_BUCHAN1_3Y | Hydro
7026 | L_INKSDA1_1Y | Hydro
7028 | L_MARBFA1_1Y | Hydro
7029 | L_MARBFA1_2Y | Hydro
7031 | L_MARSFO1G1Y | Hydro
7032 | L_MARSFO1G2Y | Hydro
7033 | L_MARSFO1G3Y | Hydro
7035 | L_WIRTZ_1G1Y | Hydro
7036 | L_WIRTZ_1G2Y | Hydro
7038 | L_DELAWA1_1Y | Wind
7038 | L_DELAWA1_1Y | Wind
7303 | L_WPPGS12_1Y | GGT
7303 | L_WPPGS12_1Y | GGT
7305 | L_WPPGS34_1Y | GGT
7305 | L_WPPGS34_1Y | GGT
7487 | L_CANYHY8_1Y | Hydro
7605 | L_MCQUEE9_1Y | Hydro
7605 | L_MCQUEE9_1Y | Hydro
7605 | L_MCQUEE9_1Y | Hydro
7609 | L_SCHUMA8_1Y | Hydro
7624 | L_LAKEWO9_1Y | Hydro
7624 | L_LAKEWO9_1Y | Hydro
7800 | L_GUADGE1_1Y | CC
7801 | L_GUADGE1_2Y | CC
7802 | L_GUADGE1_3Y | CC
7803 | L_GUADGE1_4Y | CC
7804 | L_GUADGE1_5Y | CC
7805 | L_GUADGE1_6Y | CC
7807 | L_BASTEN1_1Y | CC
7808 | L_BASTEN1_2Y | CC
7809 | L_BASTEN1_3Y | CC
7810 | L_RIONOG1G1Y | CC
7811 | L_RIONOG1G2Y | CC
7812 | L_RIONOG1G3Y | CC
7813 | L_RIONOG1S1Y | CC
8032 | AMISTADHYD1 | Hydro
8033 | AMISTADHYD2 | Hydro
8048 | FALCONHYDRO1 | Hydro
8066 | DUP1V#1 | Cogen
8134 | FOR #1 | Cogen
8138 | FOR #2 | Cogen
8139 | JOS #1 | GST
8147 | UCAR #2 | Cogen
8148 | UCAR #1 | Cogen
8153 | FOR #3 | Cogen
8154 | FOR #4 | Cogen
8155 | FOR #5 | Cogen
8156 | FOR #6 | Cogen
8157 | FOR #7 | Cogen
8161 | COLETO0A | LIGCO
8173 | VICEC51A | CC
8174 | VICEC61A | CC
8189 | CUECPL2A | Cogen
8262 | ELPS | Hydro
8285 | LAR #1 | GST
8287 | LAR #2 | GST
8288 | LAR #3 | GST
8388 | BATES0A | GST
8393 | BATES0B | GST
8437 | NUECES_B0C | GST
8438 | NUECES_B0B | GST
8442 | NBEC7 | GST
8442 | NBEC7 | GST
8456 | COSW#1 | Cogen
8457 | COSW#2 | Cogen
8459 | B_DAVIS0B | GSC
8460 | B_DAVIS0A | GSC
8461 | KOCH_UP0A | Cogen
8506 | VAL #1 | Cogen
8507 | VAL #2 | Cogen
8511 | OXY_CC0A | Cogen
8517 | CELANEBI0A | Cogen
8560 | CNOPGT1 | Cogen
8561 | CNOPGT2 | Cogen
8562 | CNOPST1 | Cogen
8926 | LGE_GT10A | Cogen
8927 | LGE_GT20A | Cogen
8928 | LGE_STG0A | Cogen
8930 | ICPGN10A | Cogen
8931 | ICPGN20A | Cogen
8932 | ICPGN30A | Cogen
8933 | FGNTS001 | CC
8934 | FGNTS101 | CC
8935 | FGNTS201 | CC
8936 | MVGN#1 | CC
8937 | MVGN#2 | CC
8938 | MVGN#3 | CC
8981 | HECN1 | CC
8982 | HECN2 | CC
8983 | HECN3 | CC
9000 | DECKR_G1 | GST
9001 | DECKR_G2 | GST
9002 | DECKR_G3 | GGT
9003 | DECKR_G4 | GGT
9004 | DECKR_G5 | GGT
9005 | DECKR_G6 | GGT
9016 | SANDH_G1 | GGT
9017 | SANDH_G2 | GGT
9018 | SANDH_G3 | GGT
9019 | SANDH_G4 | GGT
9020 | SANDHG5A | CC
9021 | SANDHG5C | CC
11001 | NAV1CT | CC
11009 | NAV2CT | CC
11011 | NAV3ST | CC
11012 | NAV4CT | CC
11013 | NAV5CT | CC
11014 | NAV6ST | CC
11020 | TIEHVSG_1G | CC
11021 | TIEHVCG_1G | CC
11022 | TIEHVCG_2G | CC
11023 | TIEHVCG_3G | CC
11024 | TIEHVCG_4G | CC
11025 | TIEHVSG_2G | CC
11056 | ROSCOE_1G | Wind
11057 | CHAMPION_1G | Wind
11058 | PYRON_1G | Wind
11059 | INADALE_1G | Wind
11065 | ELBOWCK_1G | Wind
11147 | NOTREES_1G | Wind
11309 | BULLCREK_2G | Wind
11310 | BULLCREK_1G | Wind
11320 | COYOTE_1G | Wind
11691 | KMICHICT1_G | CC
11692 | KMICHICT2_G | CC
11693 | KMICHIST3_G | CC
11694 | KMICHICT4_G | CC
11695 | KMICHICT5_G | CC
11696 | KMICHIST6_G | CC
12322 | ENNSTRAC_1G | CC
12323 | ENNSTRAC_2G | CC
12411 | FPLEFR1A_G | CC
12412 | FPLEFR1B_G | CC
12413 | FPLEFR1C_G | CC
12414 | FPLEFR1S_G | CC
12421 | FPLEFR2A_G | CC
12422 | FPLEFR2B_G | CC
12423 | FPLEFR2C_G | CC
12424 | FPLEFR2S_G | CC
12440 | PARKD_1SVC8 | GST
12449 | PARKD_2SVC8 | GST
13116 | TGATEWAY_1G | CC
13117 | TGATEWAY_2G | CC
13118 | TGATEWAY_3G | CC
13119 | TGATEWAY_4G | CC
13131 | CALFREST_1G | CC
13132 | CALFREST_2G | CC
13133 | CALFREST_3G | CC
13134 | CALFREST_4G | CC
13135 | CALFREST_5G | CC
13136 | CALFREST_6G | CC
13432 | SANDOW_5G | LIGCO
32798 | BRYN_TAMUGEN | GST
32883 | BRYN_DNSBY3 | GST
32884 | BRYN_DNSBY13 | GST
32886 | BRYN_ATKINS3 | GST
32887 | BRYN_ATKINS6 | GST
32888 | BRYN_ATKINS7 | GGT
32890 | BRYN_ATKINS4 | GST
32891 | BRYN_ATKINS5 | GST
32892 | BRYN_DNSBY14 | GST
36998 | RDCNYNG1 | Wind
38332 | TNWDWRDU2_8 | Wind
38437 | TNSRBNMESA9 | Wind
38580 | TNBP_CGN1_8 | Cogen
38590 | TNBP_CGN2_8 | Cogen
38600 | TNBP_CGN3_8 | Cogen
38611 | TNBPAMCG1_8 | Cogen
38612 | TNBPAMCG2_8 | Cogen
38613 | TNBPAMCG3_8 | Cogen
38614 | TNBPAMCG4_8 | Cogen
38615 | TNBPAMCG5_8 | Cogen
38690 | TNBP_CGN4_8 | Cogen
38711 | TNTXCTY1CG8 | Cogen
38712 | TNTXCTY2CG8 | Cogen
38713 | TNTXCTY3CG8 | Cogen
38714 | TNTXCTY4CG8 | Cogen
39190 | TNSLCGN1__8 | Cogen
39470 | TNDOWCGNSG8 | Cogen
39480 | TNDOWCGNGG8 | Cogen
39760 | TNSCLP1___8 | Cogen
39770 | TNSCLP2___8 | Cogen
39775 | TNSCLP4___8 | Cogen
39790 | TNSCLP3___8 | Cogen
39960 | TNTNPONE_18 | LIGCO
39970 | TNTNPONE_28 | LIGCO
48500 | APD_GT1_8005 | Cogen
48510 | AK_GT1__8040 | Cogen
48511 | LPE_GT1_8070 | GGT
48512 | LPE_GT2_8075 | GGT
48513 | LPE_GT3_8080 | GGT
48514 | LPE_GT4_8085 | GGT
48520 | BSF_GT1_8070 | Cogen
48520 | BSF_GT1_8070 | Cogen
48521 | BVE_GT1_GT1 | CC
48522 | BVE_GT2_5035 | CC
48523 | BVE_ST1_GN1 | CC
48531 | BYU_GT1_8075 | Cogen
48532 | BYU_GT2_8055 | Cogen
48533 | BYU_GT3_8060 | Cogen
48534 | BYU_GT4_8065 | Cogen
48551 | CAL_GT1_8045 | Cogen
48552 | CAL_ST1_8000 | Cogen
48561 | CTL_GT2_8130 | Cogen
48562 | CTL_GT3_8135 | Cogen
48563 | CTL_GT4_8140 | Cogen
48564 | CTL_GN1_8145 | Cogen
48565 | CTL_GN2_8155 | Cogen
48581 | CBY_GN1_1 | GSC
48582 | CBY_GN2_2 | GSC
48583 | CBY_GT4_1 | GSC
48584 | CBY_GT4_2 | CC
48585 | CBY_ST4_1 | CC
48591 | CHE_GT2_5030 | Cogen
48593 | CHE_GT1_8015 | Cogen
48594 | CHE_GN4_8025 | Cogen
48595 | BTE_GT2_8075 | CC
48596 | BTE_GT3_8045 | CC
48597 | BTE_GT4_8055 | CC
48598 | BTE_ST1_8070 | CC
48611 | DIB_GT1_8080 | Cogen
48612 | DIB_GT2_8075 | Cogen
48613 | DIB_ST1_8085 | Cogen
48614 | DIB_GT3_8090 | Cogen
48641 | DPEC_GT15040 | CC
48642 | DPEC_GT25025 | CC
48643 | DPEC_GT35010 | CC
48644 | DPEC_GT45070 | CC
48645 | DPEC_ST55065 | CC
48651 | EP_1_2 | Cogen
48651 | EP_1_2 | Cogen
48671 | FTR_GT1_5105 | CC
48672 | FTR_GT2_5110 | CC
48673 | FTR_GT3_5085 | CC
48674 | FTR_CN4_5095 | CC
48690 | GBY_GN5_5 | GSC
48691 | GBY_73741085 | GGT
48691 | GBY_73741085 | GGT
48692 | GBY_81821075 | GGT
48692 | GBY_81821075 | GGT
48693 | GBY_83841065 | GGT
48693 | GBY_83841065 | GGT
48721 | LEG_1___1 | LIGCO
48722 | LEG_2___2 | LIGCO
48730 | MNS_GT | Cogen
48731 | CBE_GT1 | CC
48732 | CBE_GT2 | CC
48733 | CBE_ST12 | CC
48734 | CBE_GT3 | CC
48735 | CBE_GT4 | CC
48736 | CBE_ST34 | CC
48740 | PSG_GN2_8050 | Cogen
48741 | PSG_GT2_8040 | Cogen
48742 | PSG_GT3_8060 | Cogen
48761 | PR_GT1__9040 | Cogen
48772 | PHR_GN2_2 | GSC
48791 | PSA_GT1_8160 | Cogen
48792 | PSA_GT2_8155 | Cogen
48793 | PSA_GT3_8150 | Cogen
48794 | PSA_GT4_8145 | Cogen
48795 | PSA_GT5_8140 | Cogen
48796 | PSA_GN1_8165 | Cogen
48797 | PSA_GT6_8135 | Cogen
48811 | CVC_GT3_5045 | Cogen
48812 | CVC_GT2_5020 | Cogen
48813 | CVC_GT1_5035 | Cogen
48814 | CVC_ST5_5040 | Cogen
48815 | CVC_GT4_8005 | Cogen
48820 | SHELLG1_3015 | Cogen
48821 | SHELLG2 | Cogen
48822 | SHELLG3_3020 | Cogen
48822 | SHELLG3_3020 | Cogen
48841 | SJS_GT1_GT1 | Cogen
48842 | SJS_GT2_GT2 | Cogen
48845 | SOL_GT1 | Solar
48851 | SRB_GN1_1 | GST
48852 | SRB_GN2_2 | GST
48853 | SRB_GN3_3 | GST
48854 | SRB_GN4_4 | GST
48855 | SRB_GT211035 | GGT
48855 | SRB_GT211035 | GGT
48873 | THW_ST3_ST_3 | CC
48874 | THW_ST4_ST_4 | CC
48875 | THW_3132 | CC
48875 | THW_3132 | CC
48877 | THW_3334 | CC
48877 | THW_3334 | CC
48879 | THW_4142 | CC
48879 | THW_4142 | CC
48881 | THW_4344 | CC
48881 | THW_4344 | CC
48883 | THW_GT1_GT_1 | GGT
48885 | THW_5152 | GGT
48885 | THW_5152 | GGT
48886 | THW_5354 | GGT
48886 | THW_5354 | GGT
48887 | THW_5556 | GGT
48887 | THW_5556 | GGT
48911 | TGF_GT1_8000 | Cogen
48921 | WAP_GN1_1 | GST
48922 | WAP_GN2_2 | GST
48923 | WAP_GN3_3 | GST
48924 | WAP_GN4_4 | GSC
48925 | WAP_GN5_5 | LIGCO
48926 | WAP_GN6_6 | LIGCO
48927 | WAP_GN7_7 | LIGCO
48928 | WAP_GN8_8 | LIGCO
48929 | WAPGT21_GT1 | GGT
48940 | WARVUE_GT1 | Cogen
49803 | EXN_15GT | Cogen
49804 | EXN_16GT | Cogen
49805 | EXN_17GT | Cogen
49826 | EXN938GT | Cogen
49828 | EXN941GT | Cogen
49829 | EXN942GT | Cogen
49830 | EXN943GT | Cogen
49831 | EXN944GT | Cogen
49832 | EXN945GT | Cogen
49837 | EXN_GT | Cogen
49838 | EXN_14GT | Cogen
49851 | DOW17000 | Cogen
49858 | DOW38100 | Cogen
49859 | DOW38200 | Cogen
49860 | DOW38300 | Cogen
49862 | DOW39100 | Cogen
49863 | DOW39200 | Cogen
49865 | DOW41000 | Cogen
49866 | DOW42000 | Cogen
49869 | DOW49000 | Cogen
49870 | DOW61000 | Cogen
49871 | DOW62000 | Cogen
49872 | DOW63000 | Cogen
49873 | DOW64000 | Cogen
49876 | DOW65000 | Cogen
49877 | DOW66000 | Cogen
49878 | DOW67000 | Cogen
49882 | DOW81000 | Cogen
49884 | DOW82000 | Cogen
49885 | DOW83000 | Cogen
49886 | DOW84000 | Cogen
58909 | PEARSALLSCG1 | Diesel
58909 | PEARSALLSCG1 | Diesel
58909 | PEARSALLSCG1 | Diesel
58909 | PEARSALLSCG1 | Diesel
58909 | PEARSALLSCG1 | Diesel
58909 | PEARSALLSCG1 | Diesel
58919 | PEARSALLSCG2 | Diesel
58919 | PEARSALLSCG2 | Diesel
58919 | PEARSALLSCG2 | Diesel
58919 | PEARSALLSCG2 | Diesel
58919 | PEARSALLSCG2 | Diesel
58919 | PEARSALLSCG2 | Diesel
58929 | PEARSALLSCG3 | Diesel
58929 | PEARSALLSCG3 | Diesel
58929 | PEARSALLSCG3 | Diesel
58929 | PEARSALLSCG3 | Diesel
58929 | PEARSALLSCG3 | Diesel
58929 | PEARSALLSCG3 | Diesel
58949 | PEARSALLSCG4 | Diesel
58949 | PEARSALLSCG4 | Diesel
58949 | PEARSALLSCG4 | Diesel
58949 | PEARSALLSCG4 | Diesel
58949 | PEARSALLSCG4 | Diesel
58949 | PEARSALLSCG4 | Diesel
60000 | DSKY2 | Wind
60003 | KING_NE1A | Wind
60005 | KING_SE1A | Wind
60007 | KING_SW1A | Wind
60016 | WOODWRD11A | Wind
60017 | ORNNWP1 | Wind
60018 | DSKY1 | Wind
60019 | KING_NW1A | Wind
60057 | CALLAHAN1A | Wind
60058 | BUFF_GAP1A | Wind
60060 | CIRELLO | Wind
60063 | BUFF_GAP1B | Wind
60066 | H_HOLLOW1A | Wind
60068 | HHOLLOW21A | Wind
60070 | HHOLLOW31A | Wind
60072 | HHOLLOW41A | Wind
60081 | WHRLWIND1A | Wind
60201 | RIO DRCS | AVR
60202 | FRNDDRCS | AVR
71051 | L_BITTCR1_1N | Wind
71054 | L_SWEETW1_1N | Wind
71057 | L_SWEETW1_2N | Wind
71059 | L_SWEETW1_3N | Wind
71060 | L_SWEETW1_4N | Wind
71061 | L_SWEETW1_5N | Wind
76031 | L_GASCCR1_1N | Wind
76091 | L_DIVIDE1_1N | Wind
76095 | L_CAPRSI1_1N | Wind
76096 | L_CAPRSI1_2N | Wind
76097 | L_CAPRGE1_1N | Wind
80003 | MILHWYS | AVR
80012 | LAR | DCTie
80051 | FOR #8 | Cogen
80052 | FOR #9 | Cogen
80053 | FOR #10 | Cogen
80080 | GWINDT11A | Wind
80080 | GWINDT11A | Wind
80080 | GWINDT11A | Wind
80080 | GWINDT11A | Wind
80081 | GWINDT21A | Wind
80081 | GWINDT21A | Wind
80081 | GWINDT21A | Wind
80081 | GWINDT21A | Wind
80137 | CSDR89 | DCTie
80137 | CSDR89 | DCTie
80138 | CSDR7 | DCTie
80139 | CSDR56 | DCTie
80139 | CSDR56 | DCTie
80140 | CSDR11 | DCTie
80180 | PNSCALT11A | Wind
80180 | PNSCALT11A | Wind
80181 | PNSCALT21A | Wind
80181 | PNSCALT21A | Wind
80223 | REYSHR G | Cogen
80224 | VISTRONG1 | Cogen
80225 | VISTRONG2 | Cogen
80226 | ALCOA G | Cogen
80227 | AIRCO G | Cogen
80263 | B_DAVIS31A | CC
80264 | B_DAVIS41A | CC
80265 | LARECU40A | GGT
80266 | LARECU50A | GGT
86104 | CID-138 | DCTie
86105 | CID-230 | DCTie
86106 | CUF-230 | DCTie
86107 | CUF-138 | DCTie
88198 | BEEVILLE | AVR
88253 | HAMILTON | BLT
88299 | ZAPATA | BLT
88508 | FALFURRI | AVR