## Set up
Step 1 | Go to the Zones worksheet in this workbook. Make sure that the source and sink zones are set correctly and the "1"s and "-1"s are correct |  | Summary of Key Data points | Value
File Description: Cont_ FisherRd to Oklaunion OL_ SanAngelo to Menard(Shrew)
Step 2 | Open Dennis' file that needs to have the data transferred, same file that is listed in cell K27 |  | Number of units | 645
|  |  | Dec PTDF cutoff point | 102
Step 3 | Copy columns J:X from an old Dennis' Sheet to the new sheet (if first round of a new alaysis) |  | Dec PTDF cutoff unit | WHRLWIND1A
|  |  | Dec 10% unit | L_CAPRSI1_1N
Step 4 | Mark the contingencies and monitored element set by a "y" in column K of Dennis' sheet, if there are a match on the filename use something to make unique |  | Dec max cumltv zone impact - cumltv zone share | 0.035325
|  |  | Dec max cumltv zone impact - cumltv zone share pt | 40
Step 5 | Enter Dennis' file name into cell K27 |  | Dec max cumltv zone impact - cumltv zone share unit | STANTONW_8
|  |  | West Zonal weighted AWGSF | 0.041688
Step 6 | click the step one button |  | North Zonal weighted AWGSF | 0.010425
|  |  | Inc PTDF cutoff point | 543
Step 7 | Enter the line ratings in Dennis' workbook, the Input worksheet, in the cells |  | Inc PTDF cutoff unit | MESQUITW_1G
| X6:X30, or to the end of the selected list. |  | Inc 10% unit | DECKR_G1
|  |  | Inc max cumltv zone impact - cumltv zone share | 0.13263
Step 8 | Check to see that the number of generators in Dennis' file matches the length |  | Inc max cumltv zone impact - cumltv zone share pt | 368
| of the formulas in columns L:V (Distributed Slack - Dec) have been copied through to the apporpriate number of rows |  | Inc max cumltv zone impact - cumltv zone share unit | THW_5556
| If Dennis' sheet data is less than this file then clear any old unit data in columns A:K of this workbook to match the correct leng |  | West Zonal weighted AWGSF | 0.041688
| It is only necessary to match the Distributed Slack - Dec worksheet. |  | North Zonal weighted AWGSF | 0.010425
|  |  | Min of zone correlation | 0.0086649
Step 9 | Click the step 2 button |  | Bounary gen in North Zone | 0
| The last file saved will still be open, yopu will need to close this file. |  | Bounary gen in soucre zone as % of line | 0%
| This sheet willno longer be open. |  | Bounary gen in West Zone | 0
|  |  | Bounary gen in soucre zone as % of line | 0
|  |  | OL element line rating | 100
|  |  | West Zonal weighted AWGSF | 0.041688
|  | WN_043009automation.xls | North Zonal weighted AWGSF | 0.010425
Copy Dennis' data step 1
Copy Dennis' Data Step 2

## Distributed Slack - Dec
Number of Bus | Name of Bus | ID | Area Name of Gen | AGC | P Sensitivity of Bus | Gen MW | Min MW | Max MW | V Sensitivity of Bus | Set Volt | Tech Type | Zone Impact | Zone Correlation | Inc Max | Dec Max | Souce S.F. Weighting | Souce Capacity | Sink S.F. Weighting | Sink Capacity | PTDF Calc | PTDF Weighting | Cumulative Share of Zonal Cap | Cumulative Share of Zonal Impact | Cont_ FisherRd to Oklaunion OL_ SanAngelo to Menard(Shrew) |  | i_PTDF_DEC_pt | 102 |  | STANTONW_8 | Unit at max
60202 | FRNDDRCS | F | West | YES | 0.056434 | 0 | 0 | 0 | 0 | 0.9985 | AVR | 1 | 0.046009 | 0 | 0 | 0 | 0 |  |  | 0.046009 | 0 | 0 | 0 |  |  | i_10pctunit | 15 |  | 40 | # units @ max
60000 | DSKY2 | 1 | West | YES | 0.050139 | 19.1 | 0 | 76.5 |  | 1.039 | Wind | 1 | 0.039714 | 0 | 76.5 | 3.8356 | 76.5 |  |  | 0.039714 | 3.0381 | 0.0066907 | 0.0084928 |  |  | # units | 645 |  | 0.035325 | delta max
60018 | DSKY1 | 1 | West | YES | 0.049639 | 21 | 0 | 84 | 0 | 1.023 | Wind | 1 | 0.039214 | 0 | 84 | 4.1697 | 84 |  |  | 0.039214 | 3.2939 | 0.014037 | 0.017701 | [5 empty] | Delta
60017 | ORNNWP1 | 1 | West | YES | 0.049166 | 20 | 0 | 80 |  | 1.027 | Wind | 1 | 0.038741 | 0 | 80 | 3.9333 | 80 |  |  | 0.038741 | 3.0993 | 0.021034 | 0.026364 | Weighted Shift Factors |  |  |  | 1 | 0
38437 | TNSRBNMESA9 | 1 | West | YES | 0.047766 | 37.5 | 0 | 150 | 0 | 1.02 | Wind | 1 | 0.037341 | 0 | 150 | 7.1649 | 150 |  |  | 0.037341 | 5.6011 | 0.034153 | 0.042022 | West | 0.041688 |  |  | 2 | 0.0018021
38332 | TNWDWRDU2_8 | 1 | West | YES | 0.047717 | 20 | 0 | 80 | 0 | 1.0232 | Wind | 1 | 0.037292 | 0 | 80 | 3.8174 | 80 |  |  | 0.037292 | 2.9833 | 0.04115 | 0.050362 | North | 0.010425 |  |  | 3 | 0.0036634
60016 | WOODWRD11A | 1 | West | YES | 0.047705 | 20 | 0 | 80 |  | 1.033 | Wind | 1 | 0.03728 | 0 | 80 | 3.8164 | 80 |  |  | 0.03728 | 2.9824 | 0.048147 | 0.058699 |  |  |  |  | 4 | 0.0053303
6016 | SWMESA | 1 | West | YES | 0.047681 | 18.8 | 0 | 75 |  | 1.03 | Wind | 1 | 0.037256 | 0 | 75 | 3.5761 | 75 |  |  | 0.037256 | 2.7942 | 0.054706 | 0.066509 |  |  |  |  | 5 | 0.0078688
60003 | KING_NE1A | 1 | West | YES | 0.047681 | 20 | 0 | 80 |  | 1.03 | Wind | 1 | 0.037256 | 0 | 80 | 3.8145 | 80 |  |  | 0.037256 | 2.9805 | 0.061703 | 0.074841 |  |  |  |  | 6 | 0.0092117
60005 | KING_SE1A | 1 | West | YES | 0.047681 | 10 | 0 | 40 |  | 1.035 | Wind | 1 | 0.037256 | 0 | 40 | 1.9072 | 40 |  |  | 0.037256 | 1.4902 | 0.065201 | 0.079007 |  |  |  |  | 7 | 0.010552
60201 | RIO DRCS | F | West | YES | 0.047552 | 0 | 0 | 0 | 0 | 1.025 | AVR | 1 | 0.037127 | 0 | 0 | 0 | 0 |  |  | 0.037127 | 0 | 0.065201 | 0.079007 |  |  |  |  | 8 | 0.011803
60007 | KING_SW1A | 1 | West | YES | 0.047453 | 20 | 0 | 80 |  | 1.03 | Wind | 1 | 0.037028 | 0 | 80 | 3.7962 | 80 |  |  | 0.037028 | 2.9622 | 0.072198 | 0.087288 |  |  |  |  | 9 | 0.013138
60019 | KING_NW1A | 1 | West | YES | 0.047453 | 20 | 0 | 80 |  | 1.03 | Wind | 1 | 0.037028 | 0 | 80 | 3.7962 | 80 |  |  | 0.037028 | 2.9622 | 0.079195 | 0.095568 |  |  |  |  | 10 | 0.013806
76091 | L_DIVIDE1_1N | W1 | West | YES | 0.046851 | 22.5 | 0 | 112.5 |  | 1.02 | Wind | 1 | 0.036426 | 0 | 112.5 | 5.2707 | 112.5 |  |  | 0.036426 | 4.0979 | 0.089034 | 0.10702 |  |  |  |  | 11 | 0.013806
76095 | L_CAPRSI1_1N | W1 | West | YES | 0.046851 | 29.9 | 0 | 149.5 | 0 | 1.02 | Wind | 1 | 0.036426 | 0 | 149.5 | 7.0042 | 149.5 |  |  | 0.036426 | 5.4456 | 0.10211 | 0.12225 |  |  |  |  | 12 | 0.015089
76096 | L_CAPRSI1_2N | W1 | West | YES | 0.046851 | 37.2 | 0 | 186 | 0 | 1.02 | Wind | 1 | 0.036426 | 0 | 186 | 8.7143 | 186 |  |  | 0.036426 | 6.7752 | 0.11838 | 0.14119 |  |  |  |  | 13 | 0.016373
76097 | L_CAPRGE1_1N | W1 | West | YES | 0.046851 | 42.9 | 0 | 214.5 | 0 | 1.02 | Wind | 1 | 0.036426 | 0 | 214.5 | 10.0495 | 214.5 |  |  | 0.036426 | 7.8133 | 0.13714 | 0.16303 |  |  |  |  | 14 | 0.017989
60057 | CALLAHAN1A | 1 | West | YES | 0.046075 | 22.8 | 0 | 114 | 0 | 1.04 | Wind | 1 | 0.03565 | 0 | 114 | 5.2526 | 114 |  |  | 0.03565 | 4.0641 | 0.14711 | 0.17439 |  |  |  |  | 15 | 0.020137
1349 | WESTXWIN_1G | 1 | West | YES | 0.046047 | 1.3 | 0 | 6.6 |  | 1.014 | Wind | 1 | 0.035622 | 0 | 6.6 | 0.30391 | 6.6 |  |  | 0.035622 | 0.2351 | 0.14768 | 0.17505 |  |  |  |  | 16 | 0.022809
1350 | NWPWRG1_1G | 1 | West | YES | 0.046047 | 6.9 | 1 | 34.3 |  | 1.014 | Wind | 1 | 0.035622 | 0 | 34.3 | 1.5794 | 34.3 |  |  | 0.035622 | 1.2218 | 0.15068 | 0.17846 |  |  |  |  | 17 | 0.02589
76031 | L_GASCCR1_1N | W1 | West | YES | 0.045803 | 30 | 0 | 150 | 0 | 1.02 | Wind | 1 | 0.035378 | 0 | 150 | 6.8704 | 150 |  |  | 0.035378 | 5.3066 | 0.1638 | 0.1933 |  |  |  |  | 18 | 0.02728
1320 | BSP 1 | 1 | West | YES | 0.042877 | 25.5 | 2.9 | 25.8 | 0 | 1 | Cogen | 1 | 0.032452 | 0 | 0 | 0 | 0 |  |  | 0.032452 | 0 | 0.1638 | 0.1933 |  |  |  |  | 19 | 0.02736
60058 | BUFF_GAP1A | 1 | West | YES | 0.04283 | 24 | 0 | 120 |  | 1 | Wind | 1 | 0.032405 | 0 | 120 | 5.1396 | 120 |  |  | 0.032405 | 3.8886 | 0.1743 | 0.20417 |  |  |  |  | 20 | 0.027776
60060 | CIRELLO | 1 | West | YES | 0.04283 | 46.6 | 0 | 233 | 0 | 1 | Wind | 1 | 0.032405 | 0 | 233 | 9.9794 | 233 |  |  | 0.032405 | 7.5503 | 0.19468 | 0.22527 |  |  |  |  | 21 | 0.029491
60063 | BUFF_GAP1B | 1 | West | YES | 0.04283 | 34 | 0 | 170.2 | 0 | 1.02 | Wind | 1 | 0.032405 | 0 | 170.2 | 7.2897 | 170.2 |  |  | 0.032405 | 5.5153 | 0.20956 | 0.24069 |  |  |  |  | 22 | 0.029491
60066 | H_HOLLOW1A | 1 | West | YES | 0.04283 | 44.4 | 0 | 222 | 0 | 1.005 | Wind | 1 | 0.032405 | 0 | 222 | 9.5083 | 222 |  |  | 0.032405 | 7.1938 | 0.22898 | 0.2608 |  |  |  |  | 23 | 0.029866
60068 | HHOLLOW21A | 1 | West | YES | 0.04283 | 36.8 | 0 | 184 | 0 | 1.025 | Wind | 1 | 0.032405 | 0 | 184 | 7.8807 | 184 |  |  | 0.032405 | 5.9625 | 0.24507 | 0.27747 |  |  |  |  | 24 | 0.030594
60070 | HHOLLOW31A | 1 | West | YES | 0.04283 | 44.8 | 0 | 224 | 0 | 1.025 | Wind | 1 | 0.032405 | 0 | 224 | 9.5939 | 224 |  |  | 0.032405 | 7.2586 | 0.26466 | 0.29776 |  |  |  |  | 25 | 0.031126
60072 | HHOLLOW41A | 1 | West | YES | 0.04283 | 23 | 0 | 115 | 0 | 1.025 | Wind | 1 | 0.032405 | 0 | 115 | 4.9254 | 115 |  |  | 0.032405 | 3.7265 | 0.27472 | 0.30817 |  |  |  |  | 26 | 0.03182
1002 | PBCTAGE_1G | A | West | YES | 0.042301 | 64 | 64 | 66 | 0 | 1.036 | GGT | 1 | 0.031876 | 66 | 66 | 2.7919 | 66 |  |  | 0.031876 | 2.1038 | 0.28049 | 0.31406 |  |  |  |  | 27 | 0.032395
1003 | PBCTBGE_2G | B | West | YES | 0.042301 | 65 | 65 | 66 | 0 | 1.036 | GGT | 1 | 0.031876 | 66 | 66 | 2.7919 | 66 |  |  | 0.031876 | 2.1038 | 0.28627 | 0.31994 |  |  |  |  | 28 | 0.033095
1004 | PBCTCGE_3G | C | West | YES | 0.042301 | 62 | 62 | 67 | 0 | 1.036 | GGT | 1 | 0.031876 | 67 | 67 | 2.8342 | 67 |  |  | 0.031876 | 2.1357 | 0.29213 | 0.32591 |  |  |  |  | 29 | 0.033454
1005 | PBCTDGE_4G | D | West | YES | 0.042301 | 65 | 65 | 68 | 0 | 1.036 | GGT | 1 | 0.031876 | 68 | 68 | 2.8765 | 68 |  |  | 0.031876 | 2.1675 | 0.29807 | 0.33197 |  |  |  |  | 30 | 0.033563
1006 | PBCTEGE_5G | E | West | YES | 0.042301 | 65 | 65 | 67 | 0 | 1.036 | GGT | 1 | 0.031876 | 67 | 67 | 2.8342 | 67 |  |  | 0.031876 | 2.1357 | 0.30393 | 0.33794 |  |  |  |  | 31 | 0.033671
1007 | PB5GEN_6G | 5 | West | YES | 0.042301 | 91.2 | 40 | 114 | 0 | 1.036 | GST | 1 | 0.031876 | 114 | 114 | 4.8223 | 114 |  |  | 0.031876 | 3.6338 | 0.3139 | 0.34809 |  |  |  |  | 32 | 0.033782
1008 | PB6GEN_7G | 6 | West | YES | 0.042301 | 515 | 130 | 515 | 0 | 1.036 | GST | 1 | 0.031876 | 515 | 515 | 21.785 | 515 |  |  | 0.031876 | 16.416 | 0.35894 | 0.39398 |  |  |  |  | 33 | 0.033894
7038 | L_DELAWA1_1Y | 1 | West | YES | 0.042246 | 3.5 | 0 | 35 | 0 | 1 | Wind | 1 | 0.031821 | 0 | 35 | 1.4786 | 35 |  |  | 0.031821 | 1.1137 | 0.36201 | 0.3971 |  |  |  |  | 34 | 0.034004
7038 | L_DELAWA1_1Y | 2 | West | YES | 0.042246 | 3 | 0 | 30 | 0 | 1 | Wind | 1 | 0.031821 | 0 | 30 | 1.2674 | 30 |  |  | 0.031821 | 0.95462 | 0.36463 | 0.39977 |  |  |  |  | 35 | 0.034192
11147 | NOTREES_1G | 1 | West | YES | 0.042141 | 29.8 | 0 | 149 | 0 | 1.017 | Wind | 1 | 0.031716 | 0 | 149 | 6.279 | 149 |  |  | 0.031716 | 4.7256 | 0.37766 | 0.41298 |  |  |  |  | 36 | 0.035039
1326 | STANTONW_8 | 1 | West | YES | 0.041749 | 20.1 | 0 | 100.5 |  | 1.01 | Wind | 1 | 0.031324 | 0 | 100.5 | 4.1958 | 100.5 |  |  | 0.031324 | 3.148 | 0.38645 | 0.42178 |  |  |  |  | 37 | 0.035092
1328 | OCOTILLO_1G | 1 | West | YES | 0.041651 | 11.6 | 0 | 58 |  | 1.01 | Wind | 1 | 0.031226 | 0 | 58 | 2.4158 | 58 |  |  | 0.031226 | 1.8111 | 0.39152 | 0.42684 |  |  |  |  | 38 | 0.035136
11020 | TIEHVSG_1G | 1 | West | YES | 0.041517 | 208.2 | 63 | 208.2 | 0 | 1.012 | CC | 1 | 0.031092 | 208.2 | 208.2 | 8.6438 | 208.2 |  |  | 0.031092 | 6.4733 | 0.40973 | 0.44493 |  |  |  |  | 39 | 0.035315
11021 | TIEHVCG_1G | 1 | West | YES | 0.041517 | 142.1 | 103 | 142.1 | 0 | 1.012 | CC | 1 | 0.031092 | 142.1 | 142.1 | 5.8996 | 142.1 |  |  | 0.031092 | 4.4181 | 0.42216 | 0.45728 |  |  |  |  | 40 | 0.035325
11022 | TIEHVCG_2G | 1 | West | YES | 0.041517 | 132.4 | 103 | 132.4 | 0 | 1.012 | CC | 1 | 0.031092 | 132.4 | 132.4 | 5.4969 | 132.4 |  |  | 0.031092 | 4.1165 | 0.43374 | 0.46879 |  |  |  |  | 41 | 0.035315
11023 | TIEHVCG_3G | 1 | West | YES | 0.041517 | 137.4 | 103 | 137.4 | 0 | 1.012 | CC | 1 | 0.031092 | 137.4 | 137.4 | 5.7044 | 137.4 |  |  | 0.031092 | 4.272 | 0.44576 | 0.48073 |  |  |  |  | 42 | 0.035202
11024 | TIEHVCG_4G | 1 | West | YES | 0.041517 | 147 | 103 | 147 | 0 | 1.012 | CC | 1 | 0.031092 | 147 | 147 | 6.103 | 147 |  |  | 0.031092 | 4.5705 | 0.45861 | 0.49351 |  |  |  |  | 43 | 0.035124
11025 | TIEHVSG_2G | 1 | West | YES | 0.041517 | 213.2 | 63 | 213.2 | 0 | 1.012 | CC | 1 | 0.031092 | 213.2 | 213.2 | 8.8514 | 213.2 |  |  | 0.031092 | 6.6287 | 0.47726 | 0.51204 |  |  |  |  | 44 | 0.035052
1333 | MCDDONAL_8 | 1 | West | YES | 0.041512 | 42.8 | 0 | 214.2 |  | 1.01 | Wind | 1 | 0.031087 | 0 | 214.2 | 8.8919 | 214.2 |  |  | 0.031087 | 6.6588 | 0.49599 | 0.53065 |  |  |  |  | 45 | 0.034977
11001 | NAV1CT | 1 | West | YES | 0.041508 | 70.4 | 18 | 70.4 | 0 | 1.029 | CC | 1 | 0.031083 | 70.4 | 70.4 | 2.9222 | 70.4 |  |  | 0.031083 | 2.1882 | 0.50215 | 0.53677 |  |  |  |  | 46 | 0.034897
11009 | NAV2CT | 1 | West | YES | 0.041508 | 71.4 | 18 | 71.4 | 0 | 1.029 | CC | 1 | 0.031083 | 71.4 | 71.4 | 2.9637 | 71.4 |  |  | 0.031083 | 2.2193 | 0.5084 | 0.54298 |  |  |  |  | 47 | 0.03478
11011 | NAV3ST | 1 | West | YES | 0.041508 | 92.8 | 40 | 92.8 | 0 | 1.029 | CC | 1 | 0.031083 | 92.8 | 92.8 | 3.8519 | 92.8 |  |  | 0.031083 | 2.8845 | 0.51651 | 0.55104 |  |  |  |  | 48 | 0.034661
11012 | NAV4CT | 1 | West | YES | 0.041508 | 80 | 18 | 80 | 0 | 1.029 | CC | 1 | 0.031083 | 80 | 80 | 3.3206 | 80 |  |  | 0.031083 | 2.4866 | 0.52351 | 0.55799 |  |  |  |  | 49 | 0.03462
11013 | NAV5CT | 1 | West | YES | 0.041508 | 80 | 18 | 80 | 0 | 1.029 | CC | 1 | 0.031083 | 80 | 80 | 3.3206 | 80 |  |  | 0.031083 | 2.4866 | 0.53051 | 0.56494 |  |  |  |  | 50 | 0.03458
11014 | NAV6ST | 1 | West | YES | 0.041508 | 115 | 40 | 115 | 0 | 1.029 | CC | 1 | 0.031083 | 115 | 115 | 4.7734 | 115 |  |  | 0.031083 | 3.5745 | 0.54056 | 0.57493 |  |  |  |  | 51 | 0.034527
1327 | WILDHRSE_1G | 1 | West | YES | 0.041419 | 0 | 0 | 120 |  | 1 | Wind | 1 | 0.030994 | 0 | 120 | 4.9703 | 120 |  |  | 0.030994 | 3.7192 | 0.55106 | 0.58533 |  |  |  |  | 52 | 0.034481
1360 | GUNSIGHT_8 | 1 | West | YES | 0.04138 | 0 | 0 | 120 |  | 1.01 | Wind | 1 | 0.030955 | 0 | 120 | 4.9656 | 120 |  |  | 0.030955 | 3.7146 | 0.56155 | 0.59571 |  |  |  |  | 53 | 0.034435
1045 | CALENG1G_1G | 1 | West | YES | 0.040823 | 73.4 | 27 | 73.4 | 0 | 1.014 | Cogen | 1 | 0.030398 | 0 | 0 | 0 | 0 |  |  | 0.030398 | 0 | 0.56155 | 0.59571 |  |  |  |  | 54 | 0.03437
1046 | CALENG2G_2G | 2 | West | YES | 0.040823 | 73.4 | 27 | 73.4 | 0 | 1.014 | Cogen | 1 | 0.030398 | 0 | 0 | 0 | 0 |  |  | 0.030398 | 0 | 0.56155 | 0.59571 |  |  |  |  | 55 | 0.034271
1047 | CALENG3G_3G | 3 | West | YES | 0.040823 | 70.4 | 27 | 70.4 | 0 | 1.014 | Cogen | 1 | 0.030398 | 0 | 0 | 0 | 0 |  |  | 0.030398 | 0 | 0.56155 | 0.59571 |  |  |  |  | 56 | 0.03416
11320 | COYOTE_1G | 1 | West | YES | 0.040736 | 22.5 | 0 | 225 |  | 1 | Wind | 1 | 0.030311 | 0 | 225 | 9.1656 | 225 |  |  | 0.030311 | 6.8199 | 0.58123 | 0.61478 |  |  |  |  | 57 | 0.03416
11309 | BULLCREK_2G | 1 | West | YES | 0.040666 | 20.9 | 0 | 180 |  | 1 | Wind | 1 | 0.030241 | 0 | 180 | 7.3199 | 180 |  |  | 0.030241 | 5.4433 | 0.59698 | 0.63 |  |  |  |  | 58 | 0.03416
11310 | BULLCREK_1G | 1 | West | YES | 0.040666 | 15.1 | 0 | 180 |  | 1 | Wind | 1 | 0.030241 | 0 | 180 | 7.3199 | 180 |  |  | 0.030241 | 5.4433 | 0.61272 | 0.64521 |  |  |  |  | 59 | 0.03416
1058 | LONGSHORE_5 | 1 | West | YES | 0.040653 | 30 | 0 | 150 |  | 1.01 | Wind | 1 | 0.030228 | 0 | 150 | 6.0979 | 150 |  |  | 0.030228 | 4.5341 | 0.62584 | 0.65789 |  |  |  |  | 60 | 0.033546
1058 | LONGSHORE_5 | 2 | West | YES | 0.040653 | 44 | 0 | 220 |  | 1.01 | Wind | 1 | 0.030228 | 0 | 220 | 8.9437 | 220 |  |  | 0.030228 | 6.6501 | 0.64508 | 0.67648 |  |  |  |  | 61 | 0.03302
11065 | ELBOWCK_1G | 1 | West | YES | 0.040653 | 23.4 | 0 | 121.9 | 0 | 1 | Wind | 1 | 0.030228 | 0 | 121.9 | 4.9556 | 121.9 |  |  | 0.030228 | 3.6848 | 0.65574 | 0.68678 |  |  |  |  | 62 | 0.032493
1037 | MORGAN5G_5G | 5 | West | YES | 0.040477 | 109.6 | 40 | 137 | 0 | 1.029 | GST | 1 | 0.030052 | 137 | 137 | 5.5453 | 137 |  |  | 0.030052 | 4.1171 | 0.66772 | 0.69829 |  |  |  |  | 63 | 0.032049
1039 | MRGNAG_1G | A | West | YES | 0.040477 | 69 | 69 | 69 | 0 | 1.029 | GGT | 1 | 0.030052 | 69 | 69 | 2.7929 | 69 |  |  | 0.030052 | 2.0736 | 0.67376 | 0.70408 |  |  |  |  | 64 | 0.031398
1040 | MRGNBG_2G | B | West | YES | 0.040477 | 70 | 70 | 71 | 0 | 1.029 | GGT | 1 | 0.030052 | 71 | 71 | 2.8739 | 71 |  |  | 0.030052 | 2.1337 | 0.67997 | 0.71005 |  |  |  |  | 65 | 0.031037
1041 | MRGNCG_3G | C | West | YES | 0.040477 | 69 | 69 | 70 | 0 | 1.029 | GGT | 1 | 0.030052 | 70 | 70 | 2.8334 | 70 |  |  | 0.030052 | 2.1036 | 0.68609 | 0.71593 |  |  |  |  | 66 | 0.030564
1042 | MRGNDG_4G | D | West | YES | 0.040477 | 68 | 68 | 68 | 0 | 1.029 | GGT | 1 | 0.030052 | 68 | 68 | 2.7524 | 68 |  |  | 0.030052 | 2.0435 | 0.69204 | 0.72164 |  |  |  |  | 67 | 0.030325
1043 | MRGNEG_5G | E | West | YES | 0.040477 | 68 | 68 | 70 | 0 | 1.029 | GGT | 1 | 0.030052 | 70 | 70 | 2.8334 | 70 |  |  | 0.030052 | 2.1036 | 0.69816 | 0.72752 |  |  |  |  | 68 | 0.03008
1044 | MRGNFG_6G | F | West | YES | 0.040477 | 66 | 66 | 66 | 0 | 1.029 | GGT | 1 | 0.030052 | 66 | 66 | 2.6715 | 66 |  |  | 0.030052 | 1.9834 | 0.70393 | 0.73306 |  |  |  |  | 69 | 0.029838
6637 | SNYDERW1A | 1 | West | YES | 0.040257 | 12.6 | 0 | 63 | 0 | 1.025 | Wind | 1 | 0.029832 | 0 | 63 | 2.5362 | 63 |  |  | 0.029832 | 1.8794 | 0.70944 | 0.73832 |  |  |  |  | 70 | 0.029604
1068 | SCURRYCW_1G | 1 | West | YES | 0.040123 | 28.2 | 1.3 | 141 | 0 | 1.0217 | Wind | 1 | 0.029698 | 0 | 141 | 5.6573 | 141 |  |  | 0.029698 | 4.1874 | 0.72177 | 0.75002 |  |  |  |  | 71 | 0.029362
1073 | SCURRYCW_2G | 2 | West | YES | 0.040123 | 24 | 0 | 120 | 0 | 1.0217 | Wind | 1 | 0.029698 | 0 | 120 | 4.8148 | 120 |  |  | 0.029698 | 3.5637 | 0.73227 | 0.75999 |  |  |  |  | 72 | 0.029134
1061 | CIELOGEN_1G | 1 | West | YES | 0.040108 | 19.8 | 0 | 99 |  | 1 | Wind | 1 | 0.029683 | 0 | 99 | 3.9707 | 99 |  |  | 0.029683 | 2.9386 | 0.74093 | 0.7682 |  |  |  |  | 73 | 0.028878
1062 | CIELOGEN_2G | 1 | West | YES | 0.040108 | 12.2 | 0 | 61 |  | 1 | Wind | 1 | 0.029683 | 0 | 61 | 2.4466 | 61 |  |  | 0.029683 | 1.8106 | 0.74626 | 0.77326 |  |  |  |  | 74 | 0.028251
1069 | KINDERMG_1G | 1 | West | YES | 0.040108 | 25 | 5 | 25 | 0 | 1.017 | Cogen | 1 | 0.029683 | 0 | 0 | 0 | 0 |  |  | 0.029683 | 0 | 0.74626 | 0.77326 |  |  |  |  | 75 | 0.027718
1070 | KINDERMG_2G | 1 | West | YES | 0.040108 | 45.7 | 12 | 45.7 | 0 | 1.017 | Cogen | 1 | 0.029683 | 0 | 0 | 0 | 0 |  |  | 0.029683 | 0 | 0.74626 | 0.77326 |  |  |  |  | 76 | 0.027274
1071 | KINDERMG_3G | 1 | West | YES | 0.040108 | 45.7 | 12 | 45.7 | 0 | 1.017 | Cogen | 1 | 0.029683 | 0 | 0 | 0 | 0 |  |  | 0.029683 | 0 | 0.74626 | 0.77326 |  |  |  |  | 77 | 0.027001
36998 | RDCNYNG1 | 1 | West | YES | 0.039768 | 16.8 | 0 | 84 |  | 1.01 | Wind | 1 | 0.029343 | 0 | 84 | 3.3405 | 84 |  |  | 0.029343 | 2.4648 | 0.75361 | 0.78015 |  |  |  |  | 78 | 0.027001
1343 | TRENTIPP_8 | 1 | West | YES | 0.039196 | 30 | 0 | 150 |  | 1.014 | Wind | 1 | 0.028771 | 0 | 150 | 5.8794 | 150 |  |  | 0.028771 | 4.3156 | 0.76673 | 0.79222 |  |  |  |  | 79 | 0.027001
1354 | AEPWIND_8 | 1 | West | YES | 0.039196 | 20.2 | 0 | 101 |  | 1 | Wind | 1 | 0.028771 | 0 | 101 | 3.9588 | 101 |  |  | 0.028771 | 2.9058 | 0.77556 | 0.80034 |  |  |  |  | 80 | 0.027001
71051 | L_BITTCR1_1N | W1 | West | YES | 0.039184 | 7.5 | 0 | 37.5 |  | 1.02 | Wind | 1 | 0.028759 | 0 | 37.5 | 1.4694 | 37.5 |  |  | 0.028759 | 1.0784 | 0.77884 | 0.80335 |  |  |  |  | 81 | 0.026544
71054 | L_SWEETW1_1N | W1 | West | YES | 0.039184 | 21.5 | 0 | 107.5 |  | 1.02 | Wind | 1 | 0.028759 | 0 | 107.5 | 4.2123 | 107.5 |  |  | 0.028759 | 3.0916 | 0.78824 | 0.812 |  |  |  |  | 82 | 0.025489
71057 | L_SWEETW1_2N | W1 | West | YES | 0.039184 | 27 | 0 | 135 |  | 1.02 | Wind | 1 | 0.028759 | 0 | 135 | 5.2898 | 135 |  |  | 0.028759 | 3.8824 | 0.80005 | 0.82285 |  |  |  |  | 83 | 0.024779
71059 | L_SWEETW1_3N | W1 | West | YES | 0.039184 | 23.8 | 0 | 119 | 0 | 1.02 | Wind | 1 | 0.028759 | 0 | 119 | 4.6629 | 119 |  |  | 0.028759 | 3.4223 | 0.81046 | 0.83242 |  |  |  |  | 84 | 0.024514
71060 | L_SWEETW1_4N | W1 | West | YES | 0.039184 | 21 | 0 | 105 | 0 | 1.02 | Wind | 1 | 0.028759 | 0 | 105 | 4.1143 | 105 |  |  | 0.028759 | 3.0197 | 0.81964 | 0.84086 |  |  |  |  | 85 | 0.023754
71061 | L_SWEETW1_5N | W1 | West | YES | 0.039184 | 16.1 | 0 | 80.5 | 0 | 1.02 | Wind | 1 | 0.028759 | 0 | 80.5 | 3.1543 | 80.5 |  |  | 0.028759 | 2.3151 | 0.82668 | 0.84733 |  |  |  |  | 86 | 0.0228
6407 | TURKTRAK1A | 1 | West | YES | 0.038393 | 33.9 | 0 | 169.5 | 0 | 1.025 | Wind | 1 | 0.027968 | 0 | 169.5 | 6.5076 | 169.5 |  |  | 0.027968 | 4.7405 | 0.84151 | 0.86058 |  |  |  |  | 87 | 0.021959
11056 | ROSCOE_1G | 1 | West | YES | 0.038291 | 41.8 | 0 | 209 |  | 1 | Wind | 1 | 0.027866 | 0 | 209 | 8.0028 | 209 |  |  | 0.027866 | 5.8239 | 0.85978 | 0.87686 |  |  |  |  | 88 | 0.021217
11057 | CHAMPION_1G | 1 | West | YES | 0.038291 | 25.3 | 0 | 126.5 |  | 1 | Wind | 1 | 0.027866 | 0 | 126.5 | 4.8438 | 126.5 |  |  | 0.027866 | 3.525 | 0.87085 | 0.88671 |  |  |  |  | 89 | 0.020648
11058 | PYRON_1G | 1 | West | YES | 0.038291 | 49.8 | 0 | 249 |  | 1 | Wind | 1 | 0.027866 | 0 | 249 | 9.5345 | 249 |  |  | 0.027866 | 6.9385 | 0.89263 | 0.90611 |  |  |  |  | 90 | 0.019075
11059 | INADALE_1G | 1 | West | YES | 0.038291 | 39.4 | 0 | 197 |  | 1 | Wind | 1 | 0.027866 | 0 | 197 | 7.5433 | 197 |  |  | 0.027866 | 5.4895 | 0.90985 | 0.92146 |  |  |  |  | 91 | 0.017076
6144 | MCADOO1A | 1 | West | YES | 0.03828 | 15 | 0 | 150 | 0 | 1.025 | Wind | 1 | 0.027855 | 0 | 150 | 5.742 | 150 |  |  | 0.027855 | 4.1782 | 0.92297 | 0.93314 |  |  |  |  | 92 | 0.015867
6100 | OKLA7A | EQ | West | YES | 0.037606 | 50 | -220 | 220 | 0 | 1.035 | DCTie | 1 | 0.027181 | 0 | 0 | 0 | 0 |  |  | 0.027181 | 0 | 0.92297 | 0.93314 |  |  |  |  | 93 | 0.013485
6752 | OKLA0A | 1 | West | YES | 0.037606 | 649.7 | 175 | 649.7 | 0 | 1.035 | LIGCO | 1 | 0.027181 | 0 | 649.7 | 24.4326 | 649.7 |  |  | 0.027181 | 17.6593 | 0.9798 | 0.9825 |  |  |  |  | 94 | 0.011601
1416 | SWETWATR_1G | 1 | West | YES | 0.037524 | 30 | 18 | 30 | 0 | 1.026 | CC | 1 | 0.027099 | 30 | 30 | 1.1257 | 30 |  |  | 0.027099 | 0.81296 | 0.98242 | 0.98477 |  |  |  |  | 95 | 0.010162
1417 | SWETWATR_2G | 2 | West | YES | 0.037524 | 72 | 36 | 72 | 0 | 1.026 | CC | 1 | 0.027099 | 72 | 72 | 2.7017 | 72 |  |  | 0.027099 | 1.9511 | 0.98872 | 0.99023 |  |  |  |  | 96 | 0.010162
1418 | SWETWATR_3G | 3 | West | YES | 0.037524 | 68 | 36 | 68 | 0 | 1.026 | CC | 1 | 0.027099 | 68 | 68 | 2.5516 | 68 |  |  | 0.027099 | 1.8427 | 0.99466 | 0.99538 |  |  |  |  | 97 | 0.0027045
1419 | SWETWATR_4G | 4 | West | YES | 0.037524 | 61 | 36 | 61 | 0 | 1.026 | CC | 1 | 0.027099 | 61 | 61 | 2.289 | 61 |  |  | 0.027099 | 1.653 | 1 | 1 |  |  |  |  | 98 | 0.0023533
60081 | WHRLWIND1A | 1 | West | YES | 0.037054 | 12 | 0 | 60 | 0 | 1.03 | Wind | 1 | 0.026629 | 0 | 60 | 2.2232 | 60 |  |  | 0.026629 | 1.5977 | 1.0052 | 1.0045 |  |  |  |  | 99 | 0.0015103
1437 | MESQUITW_1G | 1 | North | YES | 0.033023 | 40 | 0 | 400 |  | 1.023 | Wind | -1 | 0.0086649 | 0 | 400 |  |  | 0 | 0 | -0.0086649 | 0 | [6 empty] | 100 | 0.00071417
1438 | MESQUITW_2G | 1 | North | YES | 0.033008 | 23.6 | 0 | 236 |  | 1.017 | Wind | -1 | 0.0086799 | 0 | 236 |  |  | 0 | 0 | -0.0086799 | 0 | [6 empty] | 101 | 0
1442 | COKFIELD_5 | 1 | North | YES | 0.030854 | 16.5 | 0 | 165 |  | 1.029 | Wind | -1 | 0.010834 | 0 | 165 |  |  | 0 | 0 | -0.010834 | 0 | [6 empty] | 102 | -0.0007813
1432 | GRHAMSES_2G | 2 | North | YES | 0.024032 | 294.9 | 90 | 366 | 0 | 1.014 | GST | -1 | 0.017656 | 366 | 366 |  |  | 8.7957 | 366 | -0.017656 | -6.462 | [6 empty] | 103 | 0
1433 | GRHAMSES_1G | 1 | North | YES | 0.023924 | 242 | 60 | 242 | 0 | 1.038 | GST | -1 | 0.017764 | 242 | 242 |  |  | 5.7896 | 242 | -0.017764 | -4.2989 | [6 empty] | 104 | 0
1479 | WFCOGEN_1G | 1 | North | YES | 0.022238 | 16 | 12 | 20 | 0 | 1 | Cogen | -1 | 0.01945 | 0 | 0 |  |  | 0 | 0 | -0.01945 | 0 | [6 empty] | 105 | 0
1479 | WFCOGEN_1G | 2 | North | YES | 0.022238 | 16 | 12 | 20 | 0 | 1 | Cogen | -1 | 0.01945 | 0 | 0 |  |  | 0 | 0 | -0.01945 | 0 | [6 empty] | 106 | 0
1482 | WFCOGEN_2G | 2 | North | YES | 0.022238 | 13.6 | 12 | 17 | 0 | 1 | Cogen | -1 | 0.01945 | 0 | 0 |  |  | 0 | 0 | -0.01945 | 0 | [6 empty] | 107 | 0
1482 | WFCOGEN_2G | 1 | North | YES | 0.022238 | 16 | 12 | 20 | 0 | 1 | Cogen | -1 | 0.01945 | 0 | 0 |  |  | 0 | 0 | -0.01945 | 0 | [6 empty] | 108 | 0
1643 | SLSTR1PP_1G | 1 | North | YES | 0.020231 | 6 | 0 | 60 | 0 | 1.022 | Wind | -1 | 0.021457 | 0 | 60 |  |  | 0 | 0 | -0.021457 | 0 | [6 empty] | 109 | 0
1600 | BARTNWND_1G | 1 | North | YES | 0.02009 | 12 | 0 | 120 | 0 | 1.022 | Wind | -1 | 0.021598 | 0 | 120 |  |  | 0 | 0 | -0.021598 | 0 | [6 empty] | 110 | 0
344 | MRSSHPRD | 1 | North | YES | 0.019907 | 0 | 0 | 12 |  | 1.03 | Hydro | -1 | 0.021781 | 0 | 0 |  |  | 0 | 0 | -0.021781 | 0 | [6 empty] | 111 | 0
345 | MRSSHPRD01 | 2 | North | YES | 0.019907 | 0 | 0 | 12 |  | 1.03 | Hydro | -1 | 0.021781 | 0 | 0 |  |  | 0 | 0 | -0.021781 | 0 | [6 empty] | 112 | 0
1453 | WCPWRCO_1G | 1 | North | YES | 0.018585 | 204 | 50 | 204 | 0 | 1.02 | CC | -1 | 0.023103 | 204 | 204 |  |  | 3.7913 | 204 | -0.023103 | -4.713 | [6 empty] | 113 | 0
1454 | WCPWRCO_2G | 2 | North | YES | 0.018585 | 204 | 50 | 204 | 0 | 1.02 | CC | -1 | 0.023103 | 204 | 204 |  |  | 3.7913 | 204 | -0.023103 | -4.713 | [6 empty] | 114 | 0
1455 | WCPWRCO_3G | 3 | North | YES | 0.018585 | 242 | 50 | 242 |  | 1.02 | CC | -1 | 0.023103 | 242 | 242 |  |  | 4.4976 | 242 | -0.023103 | -5.5909 | [6 empty] | 115 | 0
332 | RWMILLER01 | 1 | North | YES | 0.016579 | 58.4 | 18.5 | 73 | 0 | 1.04 | GST | -1 | 0.025109 | 73 | 73 |  |  | 1.2103 | 73 | -0.025109 | -1.8329 | [6 empty] | 116 | 0
333 | RWMILLER02 | 2 | North | YES | 0.016579 | 95.2 | 37 | 119 | 0 | 1.04 | GST | -1 | 0.025109 | 119 | 119 |  |  | 1.9729 | 119 | -0.025109 | -2.988 | [6 empty] | 117 | 0
334 | RWMILLER03 | 3 | North | YES | 0.016579 | 166.4 | 65 | 208 | 0 | 1.04 | GST | -1 | 0.025109 | 208 | 208 |  |  | 3.4484 | 208 | -0.025109 | -5.2226 | [6 empty] | 118 | 0
335 | RWMILLER04 | 4 | North | YES | 0.016579 | 81.6 | 0 | 102 | 0 | 1.04 | GST | -1 | 0.025109 | 102 | 102 |  |  | 1.6911 | 102 | -0.025109 | -2.5611 | [6 empty] | 119 | 0
336 | RWMILLER05 | 5 | North | YES | 0.016579 | 80.8 | 0 | 101 | 0 | 1.04 | GST | -1 | 0.025109 | 101 | 101 |  |  | 1.6745 | 101 | -0.025109 | -2.536 | [6 empty] | 120 | 0
503 | NTHTEXAS01 | 1 | North | YES | 0.016161 | 0 | 5 | 18 |  | 1.015 | GST | -1 | 0.025527 | 18 | 18 |  |  | 0.2909 | 18 | -0.025527 | -0.45948 | [6 empty] | 121 | 0
504 | NTHTEXAS02 | 2 | North | YES | 0.016161 | 14.4 | 5 | 18 |  | 1.015 | GST | -1 | 0.025527 | 18 | 18 |  |  | 0.2909 | 18 | -0.025527 | -0.45948 | [6 empty] | 122 | 0
505 | NTHTEXAS03 | 3 | North | YES | 0.016161 | 30.4 | 15 | 38 |  | 1.015 | GST | -1 | 0.025527 | 38 | 38 |  |  | 0.61412 | 38 | -0.025527 | -0.97002 | [6 empty] | 123 | 0
580 | JCKCNTY801 | 1 | North | YES | 0.016072 | 288 | 0 | 288 | 0 | 1.022 | CC | -1 | 0.025616 | 288 | 288 |  |  | 4.6287 | 288 | -0.025616 | -7.3774 | [6 empty] | 124 | 0
581 | JCKCNTY802 | 2 | North | YES | 0.016072 | 147 | 0 | 147 | 0 | 1.022 | CC | -1 | 0.025616 | 147 | 147 |  |  | 2.3626 | 147 | -0.025616 | -3.7655 | [6 empty] | 125 | 0
582 | JCKCNTY803 | 3 | North | YES | 0.016072 | 147 | 0 | 147 | 0 | 1.022 | CC | -1 | 0.025616 | 147 | 147 |  |  | 2.3626 | 147 | -0.025616 | -3.7655 | [6 empty] | 126 | 0
1898 | COMCHEPK_1G | 1 | North | YES | 0.015306 | 1217 | 1150 | 1217 | 0 | 1.032 | Nuc | -1 | 0.026382 | 0 | 0 |  |  | 0 | 0 | -0.026382 | 0 | [6 empty] | 127 | 0
1899 | COMCHEPK_2G | 2 | North | YES | 0.015306 | 1159 | 1128 | 1159 | 0 | 1.032 | Nuc | -1 | 0.026382 | 0 | 0 |  |  | 0 | 0 | -0.026382 | 0 | [6 empty] | 128 | 0
728 | WOLFRIDGE801 | 1 | North | YES | 0.015142 | 11.2 | 0 | 112.5 | 0 | 0.99 | Wind | -1 | 0.026546 | 0 | 112.5 |  |  | 0 | 0 | -0.026546 | 0 | [6 empty] | 129 | 0
1877 | WLFHOLW_1G | 1 | North | YES | 0.014873 | 217.3 | 89.2 | 217.3 | 0 | 1.032 | CC | -1 | 0.026815 | 217.3 | 217.3 |  |  | 3.2319 | 217.3 | -0.026815 | -5.8269 | [6 empty] | 130 | 0
1878 | WLFHOLW_2G | 2 | North | YES | 0.014873 | 215.7 | 105 | 215.7 | 0 | 1.032 | CC | -1 | 0.026815 | 215.7 | 215.7 |  |  | 3.2081 | 215.7 | -0.026815 | -5.784 | [6 empty] | 131 | 0
1879 | WLFHOLW_3G | 3 | North | YES | 0.014873 | 272.4 | 89.2 | 272.4 | 0 | 1.032 | CC | -1 | 0.026815 | 272.4 | 272.4 |  |  | 4.0514 | 272.4 | -0.026815 | -7.3044 | [6 empty] | 132 | 0
1889 | DECRDOVA_1G | 1 | North | YES | 0.014555 | 779 | 255 | 779 | 0 | 1.02 | GSC | -1 | 0.027133 | 779 | 779 |  |  | 11.3383 | 779 | -0.027133 | -21.1365 | [6 empty] | 133 | 0
1861 | EAGLEMNT_1G | MB | North | YES | 0.014386 | 0 | 30 | 112 |  | 1.022 | GST | -1 | 0.027302 | 0 | 0 |  |  | 0 | 0 | -0.027302 | 0 | [6 empty] | 134 | 0
1862 | EAGLEMNT_2G | MB | North | YES | 0.014386 | 0 | 40 | 100 |  | 1.022 | GST | -1 | 0.027302 | 0 | 0 |  |  | 0 | 0 | -0.027302 | 0 | [6 empty] | 135 | 0
1863 | EAGLEMNT_3G | MB | North | YES | 0.014386 | 0 | 50 | 378 |  | 1.022 | GST | -1 | 0.027302 | 0 | 0 |  |  | 0 | 0 | -0.027302 | 0 | [6 empty] | 136 | 0
1892 | DECRDOVA_2G | A | North | YES | 0.014176 | 65 | 65 | 70 | 0 | 1.025 | GGT | -1 | 0.027512 | 70 | 70 |  |  | 0.99232 | 70 | -0.027512 | -1.9258 | [6 empty] | 137 | 0
1893 | DECRDOVA_3G | B | North | YES | 0.014176 | 65 | 65 | 69 | 0 | 1.025 | GGT | -1 | 0.027512 | 69 | 69 |  |  | 0.97814 | 69 | -0.027512 | -1.8983 | [6 empty] | 138 | 0
1894 | DECRDOVA_4G | C | North | YES | 0.014176 | 65 | 65 | 69 | 0 | 1.025 | GGT | -1 | 0.027512 | 69 | 69 |  |  | 0.97814 | 69 | -0.027512 | -1.8983 | [6 empty] | 139 | 0
1895 | DECRDOVA_5G | D | North | YES | 0.014176 | 65 | 65 | 68 | 0 | 1.025 | GGT | -1 | 0.027512 | 68 | 68 |  |  | 0.96397 | 68 | -0.027512 | -1.8708 | [6 empty] | 140 | 0
923 | SPENCER_G4 | 1 | North | YES | 0.013998 | 48 | 20 | 61 | 0 | 1.03 | GST | -1 | 0.02769 | 61 | 61 |  |  | 0.85388 | 61 | -0.02769 | -1.6891 | [6 empty] | 141 | 0
924 | SPENCER_G5 | 1 | North | YES | 0.013998 | 52 | 20 | 66 | 0 | 1.03 | GST | -1 | 0.02769 | 66 | 66 |  |  | 0.92387 | 66 | -0.02769 | -1.8275 | [6 empty] | 142 | 0
8032 | AMISTADHYD1 | 1 | South | YES | 0.013467 | 33 | 13 | 33 | 0 | 1.03 | Hydro | -1 | 0.028221 | 0 | 0 |  |  |  |  | -0.028221 | 0 | [6 empty] | 143 | 0
8033 | AMISTADHYD2 | 2 | South | YES | 0.013467 | 25 | 13 | 25 | 0 | 1.03 | Hydro | -1 | 0.028221 | 0 | 0 |  |  |  |  | -0.028221 | 0 | [6 empty] | 144 | 0
88253 | HAMILTON | F | South | YES | 0.013467 | 0 | 0 | 0 | 0 | 1.04 | BLT | -1 | 0.028221 | 0 | 0 |  |  |  |  | -0.028221 | 0 | [6 empty] | 145 | 0
1947 | HANDLEY_3G | 3 | North | YES | 0.012592 | 316 | 100 | 395 | 0 | 1.022 | GST | -1 | 0.029096 | 395 | 395 |  |  | 4.9738 | 395 | -0.029096 | -11.4929 | [6 empty] | 146 | 0
1949 | HANDLEY_5G | 5 | North | YES | 0.012592 | 348 | 150 | 435 | 0 | 1.022 | GST | -1 | 0.029096 | 435 | 435 |  |  | 5.4775 | 435 | -0.029096 | -12.6567 | [6 empty] | 147 | 0
366 | JNSNCNTY802 | 1 | North | YES | 0.01254 | 168 | 20 | 168 | 0 | 1.02 | Cogen | -1 | 0.029148 | 0 | 0 |  |  | 0 | 0 | -0.029148 | 0 | [6 empty] | 148 | 0
367 | JNSNCNTY802 | 2 | North | YES | 0.01254 | 90 | 20 | 90 | 0 | 1.02 | Cogen | -1 | 0.029148 | 0 | 0 |  |  | 0 | 0 | -0.029148 | 0 | [6 empty] | 149 | 0
1948 | HANDLEY_4G | 4 | North | YES | 0.012467 | 348 | 150 | 435 | 0 | 1.022 | GST | -1 | 0.029221 | 435 | 435 |  |  | 5.4231 | 435 | -0.029221 | -12.7111 | [6 empty] | 150 | 0
2371 | COLLIN_1G | MB | North | YES | 0.011819 | 0 | 40 | 138 |  | 1.022 | GST | -1 | 0.029869 | 0 | 0 |  |  | 0 | 0 | -0.029869 | 0 | [6 empty] | 151 | 0
2381 | NTHLK1_G | 1 | North | YES | 0.011551 | 0 | 35 | 156 |  | 1.022 | GST | -1 | 0.030137 | 156 | 156 |  |  | 1.802 | 156 | -0.030137 | -4.7014 | [6 empty] | 152 | 0
2382 | NTHLK2_G | 2 | North | YES | 0.011551 | 0 | 35 | 181 |  | 1.022 | GST | -1 | 0.030137 | 181 | 181 |  |  | 2.0907 | 181 | -0.030137 | -5.4548 | [6 empty] | 153 | 0
2383 | NTHLK3_G | 3 | North | YES | 0.011551 | 0 | 50 | 329 |  | 1.022 | GST | -1 | 0.030137 | 329 | 329 |  |  | 3.8003 | 329 | -0.030137 | -9.915 | [6 empty] | 154 | 0
6948 | DENISNDM | 1 | North | YES | 0.011549 | 40 | 5 | 40 |  | 1.015 | Hydro | -1 | 0.030139 | 0 | 0 |  |  | 0 | 0 | -0.030139 | 0 | [6 empty] | 155 | 0
6948 | DENISNDM | 2 | North | YES | 0.011549 | 31 | 5 | 40 |  | 1.015 | Hydro | -1 | 0.030139 | 0 | 0 |  |  | 0 | 0 | -0.030139 | 0 | [6 empty] | 156 | 0
1687 | VALLEY_1G | 1 | North | YES | 0.011413 | 136 | 15 | 170 | 0 | 1.029 | GST | -1 | 0.030275 | 170 | 170 |  |  | 1.9402 | 170 | -0.030275 | -5.1467 | [6 empty] | 157 | 0
1688 | VALLEY_2G | 2 | North | YES | 0.011413 | 527 | 90 | 527 | 0 | 1.029 | GSC | -1 | 0.030275 | 527 | 527 |  |  | 6.0147 | 527 | -0.030275 | -15.9549 | [6 empty] | 158 | 0
1689 | VALLEY_3G | 3 | North | YES | 0.011231 | 0 | 25 | 375 |  | 1.003 | GST | -1 | 0.030457 | 375 | 375 |  |  | 4.2116 | 375 | -0.030457 | -11.4213 | [6 empty] | 159 | 0
11691 | KMICHICT1_G | 1 | North | YES | 0.011231 | 144 | 80 | 144 | 0 | 1.026 | CC | -1 | 0.030457 | 144 | 144 |  |  | 1.6173 | 144 | -0.030457 | -4.3858 | [6 empty] | 160 | 0
11692 | KMICHICT2_G | 2 | North | YES | 0.011231 | 146 | 80 | 146 | 0 | 1.026 | CC | -1 | 0.030457 | 146 | 146 |  |  | 1.6397 | 146 | -0.030457 | -4.4467 | [6 empty] | 161 | 0
11693 | KMICHIST3_G | 3 | North | YES | 0.011231 | 312 | 60 | 312 | 0 | 1.026 | CC | -1 | 0.030457 | 312 | 312 |  |  | 3.5041 | 312 | -0.030457 | -9.5025 | [6 empty] | 162 | 0
11694 | KMICHICT4_G | 4 | North | YES | 0.011231 | 144 | 80 | 144 | 0 | 1.026 | CC | -1 | 0.030457 | 144 | 144 |  |  | 1.6173 | 144 | -0.030457 | -4.3858 | [6 empty] | 163 | 0
11695 | KMICHICT5_G | 5 | North | YES | 0.011231 | 148 | 80 | 148 | 0 | 1.026 | CC | -1 | 0.030457 | 148 | 148 |  |  | 1.6622 | 148 | -0.030457 | -4.5076 | [6 empty] | 164 | 0
11696 | KMICHIST6_G | 6 | North | YES | 0.011231 | 310 | 60 | 310 | 0 | 1.026 | CC | -1 | 0.030457 | 310 | 310 |  |  | 3.4816 | 310 | -0.030457 | -9.4416 | [6 empty] | 165 | 0
1678 | LAMARPWR_1G | 1 | North | YES | 0.011173 | 160 | 67.7 | 160 | 0 | 1.038 | CC | -1 | 0.030515 | 160 | 160 |  |  | 1.7877 | 160 | -0.030515 | -4.8824 | [6 empty] | 166 | 0
1679 | LAMARPWR_2G | 2 | North | YES | 0.011173 | 156 | 67.7 | 156 | 0 | 1.038 | CC | -1 | 0.030515 | 156 | 156 |  |  | 1.743 | 156 | -0.030515 | -4.7603 | [6 empty] | 167 | 0
1680 | LAMARPWR_3G | 3 | North | YES | 0.011173 | 196 | 129.1 | 196 | 0 | 1.038 | CC | -1 | 0.030515 | 196 | 196 |  |  | 2.1899 | 196 | -0.030515 | -5.9809 | [6 empty] | 168 | 0
1681 | LAMARPWR_4G | 4 | North | YES | 0.011173 | 156 | 67.7 | 156 | 0 | 1.038 | CC | -1 | 0.030515 | 156 | 156 |  |  | 1.743 | 156 | -0.030515 | -4.7603 | [6 empty] | 169 | 0
1682 | LAMARPWR_5G | 5 | North | YES | 0.011173 | 157 | 67.7 | 157 | 0 | 1.038 | CC | -1 | 0.030515 | 157 | 157 |  |  | 1.7542 | 157 | -0.030515 | -4.7908 | [6 empty] | 170 | 0
1683 | LAMARPWR_6G | 6 | North | YES | 0.011173 | 198 | 129.1 | 198 | 0 | 1.038 | CC | -1 | 0.030515 | 198 | 198 |  |  | 2.2123 | 198 | -0.030515 | -6.0419 | [6 empty] | 171 | 0
1675 | PEC_1G | 1 | North | YES | 0.011143 | 76.7 | 35 | 76.7 | 0 | 1.022 | Cogen | -1 | 0.030545 | 0 | 0 |  |  | 0 | 0 | -0.030545 | 0 | [6 empty] | 172 | 0
1676 | PEC_2G | 2 | North | YES | 0.011143 | 79.6 | 35 | 79.6 | 0 | 1.022 | Cogen | -1 | 0.030545 | 0 | 0 |  |  | 0 | 0 | -0.030545 | 0 | [6 empty] | 173 | 0
1677 | PEC_3G | 3 | North | YES | 0.011143 | 88.4 | 35 | 88.4 | 0 | 1.022 | Cogen | -1 | 0.030545 | 0 | 0 |  |  | 0 | 0 | -0.030545 | 0 | [6 empty] | 174 | 0
1701 | MOSES_1G | 1 | North | YES | 0.01106 | 558 | 175 | 558 | 0 | 1.023 | LIGCO | -1 | 0.030628 | 0 | 558 |  |  | 0 | 0 | -0.030628 | 0 | [6 empty] | 175 | 0
1702 | MOSES_2G | 2 | North | YES | 0.01106 | 579 | 175 | 579 | 0 | 1.023 | LIGCO | -1 | 0.030628 | 0 | 579 |  |  | 0 | 0 | -0.030628 | 0 | [6 empty] | 176 | 0
1703 | MOSES_3G | 3 | North | YES | 0.01106 | 808 | 463 | 808 | 0 | 1.023 | LIGCO | -1 | 0.030628 | 0 | 808 |  |  | 0 | 0 | -0.030628 | 0 | [6 empty] | 177 | 0
5925 | DCEAST | EQ | North | YES | 0.01106 | 400.3 | -600 | 600 | 0 | 1.025 | DCTie | -1 | 0.030628 | 0 | 0 |  |  | 0 | 0 | -0.030628 | 0 | [6 empty] | 178 | 0
1937 | MDLTHELP_5G | 5 | North | YES | 0.010923 | 224 | 74 | 224 | 0 | 1 | CC | -1 | 0.030765 | 224 | 224 |  |  | 2.4468 | 224 | -0.030765 | -6.8913 | [6 empty] | 179 | 0
1938 | MDLTHELP_6G | 6 | North | YES | 0.010923 | 226 | 74 | 226 | 0 | 1 | CC | -1 | 0.030765 | 226 | 226 |  |  | 2.4686 | 226 | -0.030765 | -6.9529 | [6 empty] | 180 | 0
1943 | MDLTHELP_3G | 3 | North | YES | 0.010923 | 212 | 74 | 212 | 0 | 1 | CC | -1 | 0.030765 | 212 | 212 |  |  | 2.3157 | 212 | -0.030765 | -6.5222 | [6 empty] | 181 | 0
1944 | MDLTHELP_4G | 4 | North | YES | 0.010923 | 211 | 74 | 211 | 0 | 1 | CC | -1 | 0.030765 | 211 | 211 |  |  | 2.3048 | 211 | -0.030765 | -6.4914 | [6 empty] | 182 | 0
842 | OLINGER_G1 | 1 | North | YES | 0.010856 | 55.4 | 20 | 79 | 0 | 1.03 | GST | -1 | 0.030832 | 79 | 79 |  |  | 0.85762 | 79 | -0.030832 | -2.4357 | [6 empty] | 183 | 0
843 | OLINGER_G2 | 1 | North | YES | 0.010856 | 76.2 | 25 | 110 | 0 | 1.03 | GST | -1 | 0.030832 | 110 | 110 |  |  | 1.1942 | 110 | -0.030832 | -3.3915 | [6 empty] | 184 | 0
844 | OLINGER_G3 | 1 | North | YES | 0.010856 | 103.9 | 45 | 150 | 0 | 1.03 | GST | -1 | 0.030832 | 150 | 150 |  |  | 1.6284 | 150 | -0.030832 | -4.6248 | [6 empty] | 185 | 0
845 | OLINGER_G4 | 1 | North | YES | 0.010856 | 51.9 | 0 | 76 | 0 | 1.03 | GGT | -1 | 0.030832 | 76 | 76 |  |  | 0.82506 | 76 | -0.030832 | -2.3432 | [6 empty] | 186 | 0
837 | NEWMAN_G5 | 1 | North | YES | 0.010816 | 0 | 15 | 40 |  | 1.01 | GST | -1 | 0.030872 | 40 | 40 |  |  | 0.43264 | 40 | -0.030872 | -1.2349 | [6 empty] | 187 | 0
948 | STEAM1 | 1 | North | YES | 0.010785 | 0 | 12 | 20 |  | 1.02 | GST | -1 | 0.030903 | 20 | 20 |  |  | 0.2157 | 20 | -0.030903 | -0.61806 | [6 empty] | 188 | 0
949 | STEAM2 | 1 | North | YES | 0.010785 | 26 | 8 | 26 | 0 | 0.99 | GST | -1 | 0.030903 | 26 | 26 |  |  | 0.28041 | 26 | -0.030903 | -0.80347 | [6 empty] | 189 | 0
950 | STEAM3 | 1 | North | YES | 0.010785 | 41 | 13 | 42 | 0 | 1.02 | GST | -1 | 0.030903 | 42 | 42 |  |  | 0.45297 | 42 | -0.030903 | -1.2979 | [6 empty] | 190 | 0
2413 | MTCK6_G | 6 | North | YES | 0.010684 | 0 | 30 | 118 |  | 1.022 | GST | -1 | 0.031004 | 118 | 118 |  |  | 1.2607 | 118 | -0.031004 | -3.6585 | [6 empty] | 191 | 0
2414 | MTCK7_G | 7 | North | YES | 0.010684 | 0 | 30 | 115 |  | 1.022 | GST | -1 | 0.031004 | 115 | 115 |  |  | 1.2287 | 115 | -0.031004 | -3.5654 | [6 empty] | 192 | 0
2417 | MTCK8_G | 8 | North | YES | 0.010684 | 444.8 | 60 | 556 | 0 | 1.022 | GSC | -1 | 0.031004 | 556 | 556 |  |  | 5.9403 | 556 | -0.031004 | -17.2382 | [6 empty] | 193 | 0
2451 | LKHB1_G | 1 | North | YES | 0.010552 | 0 | 80 | 391 |  | 1.022 | GST | -1 | 0.031136 | 391 | 391 |  |  | 4.1258 | 391 | -0.031136 | -12.1741 | [6 empty] | 194 | 0
2452 | LKHB2_G | 2 | North | YES | 0.010552 | 516 | 80 | 516 | 0 | 1.022 | GST | -1 | 0.031136 | 516 | 516 |  |  | 5.4448 | 516 | -0.031136 | -16.0661 | [6 empty] | 195 | 0
12440 | PARKD_1SVC8 | 1 | North | YES | 0.01051 | 0 | 0 | 0 | 0 | 1.007 | GST | -1 | 0.031178 | 0 | 0 |  |  | 0 | 0 | -0.031178 | 0 | [6 empty] | 196 | 0
12449 | PARKD_2SVC8 | 1 | North | YES | 0.01051 | 0 | 0 | 0 | 0 | 1.007 | GST | -1 | 0.031178 | 0 | 0 |  |  | 0 | 0 | -0.031178 | 0 | [6 empty] | 197 | 0
12411 | FPLEFR1A_G | 1 | North | YES | 0.01039 | 161 | 72 | 161 | 0 | 1 | CC | -1 | 0.031298 | 161 | 161 |  |  | 1.6728 | 161 | -0.031298 | -5.039 | [6 empty] | 198 | 0
12412 | FPLEFR1B_G | 2 | North | YES | 0.01039 | 164 | 72 | 164 | 0 | 1 | CC | -1 | 0.031298 | 164 | 164 |  |  | 1.704 | 164 | -0.031298 | -5.1329 | [6 empty] | 199 | 0
12413 | FPLEFR1C_G | 3 | North | YES | 0.01039 | 164 | 72 | 164 | 0 | 1 | CC | -1 | 0.031298 | 164 | 164 |  |  | 1.704 | 164 | -0.031298 | -5.1329 | [6 empty] | 200 | 0
12414 | FPLEFR1S_G | 4 | North | YES | 0.01039 | 414 | 191 | 414 | 0 | 1 | CC | -1 | 0.031298 | 414 | 414 |  |  | 4.3015 | 414 | -0.031298 | -12.9573 | [6 empty] | 201 | 0
12421 | FPLEFR2A_G | 1 | North | YES | 0.01039 | 162 | 72 | 162 | 0 | 1 | CC | -1 | 0.031298 | 162 | 162 |  |  | 1.6832 | 162 | -0.031298 | -5.0703 | [6 empty] | 202 | 0
12422 | FPLEFR2B_G | 2 | North | YES | 0.01039 | 161 | 72 | 161 | 0 | 1 | CC | -1 | 0.031298 | 161 | 161 |  |  | 1.6728 | 161 | -0.031298 | -5.039 | [6 empty] | 203 | 0
12423 | FPLEFR2C_G | 3 | North | YES | 0.01039 | 163 | 72 | 163 | 0 | 1 | CC | -1 | 0.031298 | 163 | 163 |  |  | 1.6936 | 163 | -0.031298 | -5.1016 | [6 empty] | 204 | 0
12424 | FPLEFR2S_G | 4 | North | YES | 0.01039 | 415 | 191 | 415 | 0 | 1 | CC | -1 | 0.031298 | 415 | 415 |  |  | 4.3118 | 415 | -0.031298 | -12.9886 | [6 empty] | 205 | 0
1941 | MDLTHELP_1G | 1 | North | YES | 0.010087 | 216.4 | 74 | 216.4 | 0 | 1 | CC | -1 | 0.031601 | 216.4 | 216.4 |  |  | 2.1828 | 216.4 | -0.031601 | -6.8384 | [6 empty] | 206 | 0
1942 | MDLTHELP_2G | 2 | North | YES | 0.010087 | 216.1 | 74 | 216.1 | 0 | 1 | CC | -1 | 0.031601 | 216.1 | 216.1 |  |  | 2.1798 | 216.1 | -0.031601 | -6.8289 | [6 empty] | 207 | 0
12322 | ENNSTRAC_1G | 1 | North | YES | 0.009871 | 196 | 130 | 196 | 0 | 1.036 | CC | -1 | 0.031817 | 196 | 196 |  |  | 1.9347 | 196 | -0.031817 | -6.2361 | [6 empty] | 208 | 0
12323 | ENNSTRAC_2G | 2 | North | YES | 0.009871 | 116 | 100 | 116 | 0 | 1.036 | CC | -1 | 0.031817 | 116 | 116 |  |  | 1.145 | 116 | -0.031817 | -3.6908 | [6 empty] | 209 | 0
3097 | MARTLAKE_1G | 1 | North | YES | 0.009172 | 790 | 500 | 790 | 0 | 1.017 | LIGCO | -1 | 0.032516 | 0 | 790 |  |  | 0 | 0 | -0.032516 | 0 | [6 empty] | 210 | 0
3098 | MARTLAKE_2G | 2 | North | YES | 0.009172 | 795 | 461 | 795 | 0 | 1.017 | LIGCO | -1 | 0.032516 | 0 | 795 |  |  | 0 | 0 | -0.032516 | 0 | [6 empty] | 211 | 0
3099 | MARTLAKE_3G | 3 | North | YES | 0.009172 | 804 | 500 | 804 | 0 | 1.017 | LIGCO | -1 | 0.032516 | 0 | 804 |  |  | 0 | 0 | -0.032516 | 0 | [6 empty] | 212 | 0
13116 | TGATEWAY_1G | 1 | North | YES | 0.009007 | 151 | 30 | 151 | 0 | 1.0232 | CC | -1 | 0.032681 | 151 | 151 |  |  | 1.3601 | 151 | -0.032681 | -4.9348 | [6 empty] | 213 | 0
13117 | TGATEWAY_2G | 2 | North | YES | 0.009007 | 130 | 30 | 130 | 0 | 1.0232 | CC | -1 | 0.032681 | 130 | 130 |  |  | 1.1709 | 130 | -0.032681 | -4.2485 | [6 empty] | 214 | 0
13118 | TGATEWAY_3G | 3 | North | YES | 0.009007 | 148 | 30 | 148 | 0 | 1.0232 | CC | -1 | 0.032681 | 148 | 148 |  |  | 1.333 | 148 | -0.032681 | -4.8368 | [6 empty] | 215 | 0
13119 | TGATEWAY_4G | 4 | North | YES | 0.009007 | 399 | 65 | 399 | 0 | 1.0232 | CC | -1 | 0.032681 | 399 | 399 |  |  | 3.5938 | 399 | -0.032681 | -13.0397 | [6 empty] | 216 | 0
3348 | CHAMPION_1G | MB | North | YES | 0.008853 | 0 | 42 | 42 |  | 1 | Cogen | -1 | 0.032835 | 0 | 0 |  |  | 0 | 0 | -0.032835 | 0 | [6 empty] | 217 | 0
3309 | ASPN_G | 1 | North | YES | 0.008838 | 50 | 0 | 50 |  | 1 | Bio | -1 | 0.03285 | 50 | 50 |  |  | 0.4419 | 50 | -0.03285 | -1.6425 | [6 empty] | 218 | 0
3107 | STRYKER_1G | 1 | North | YES | 0.008782 | 145.6 | 45 | 182 | 0 | 1.029 | GST | -1 | 0.032906 | 182 | 182 |  |  | 1.5983 | 182 | -0.032906 | -5.9889 | [6 empty] | 219 | 0
3108 | STRYKER_2G | 2 | North | YES | 0.008782 | 484 | 75 | 484 | 0 | 1.029 | GST | -1 | 0.032906 | 484 | 484 |  |  | 4.2505 | 484 | -0.032906 | -15.9264 | [6 empty] | 220 | 0
3126 | TRINIDAD_6G | 1 | North | YES | 0.008762 | 179.2 | 46 | 224 | 0 | 1 | GST | -1 | 0.032926 | 224 | 224 |  |  | 1.9627 | 224 | -0.032926 | -7.3754 | [6 empty] | 221 | 0
13134 | CALFREST_4G | 4 | North | YES | 0.007338 | 151.5 | 40 | 151.5 | 0 | 1.031 | CC | -1 | 0.03435 | 151.5 | 151.5 |  |  | 1.1117 | 151.5 | -0.03435 | -5.204 | [6 empty] | 222 | 0
13135 | CALFREST_5G | 5 | North | YES | 0.007338 | 152.3 | 57 | 152.3 | 0 | 1.031 | CC | -1 | 0.03435 | 152.3 | 152.3 |  |  | 1.1176 | 152.3 | -0.03435 | -5.2315 | [6 empty] | 223 | 0
13136 | CALFREST_6G | 6 | North | YES | 0.007338 | 177.5 | 40 | 177.5 | 0 | 1.031 | CC | -1 | 0.03435 | 177.5 | 177.5 |  |  | 1.3025 | 177.5 | -0.03435 | -6.0971 | [6 empty] | 224 | 0
13131 | CALFREST_1G | 1 | North | YES | 0.007279 | 150.7 | 40 | 150.7 | 0 | 1.031 | CC | -1 | 0.034409 | 150.7 | 150.7 |  |  | 1.0969 | 150.7 | -0.034409 | -5.1854 | [6 empty] | 225 | 0
13132 | CALFREST_2G | 2 | North | YES | 0.007279 | 151 | 57 | 151 | 0 | 1.031 | CC | -1 | 0.034409 | 151 | 151 |  |  | 1.0991 | 151 | -0.034409 | -5.1957 | [6 empty] | 226 | 0
13133 | CALFREST_3G | 3 | North | YES | 0.007279 | 177.4 | 40 | 177.4 | 0 | 1.031 | CC | -1 | 0.034409 | 177.4 | 177.4 |  |  | 1.2913 | 177.4 | -0.034409 | -6.1041 | [6 empty] | 227 | 0
3381 | BBRN_1G | 1 | North | YES | 0.006949 | 618 | 225 | 618 | 0 | 1.03 | LIGCO | -1 | 0.034739 | 0 | 618 |  |  | 0 | 0 | -0.034739 | 0 | [6 empty] | 228 | 0
3382 | BBRN_2G | 2 | North | YES | 0.006949 | 589 | 225 | 589 | 0 | 1.03 | LIGCO | -1 | 0.034739 | 0 | 589 |  |  | 0 | 0 | -0.034739 | 0 | [6 empty] | 229 | 0
244 | WHITNYDM01 | 1 | North | YES | 0.006575 | 15 | 0 | 15 | 0 | 1.035 | Hydro | -1 | 0.035113 | 0 | 0 |  |  | 0 | 0 | -0.035113 | 0 | [6 empty] | 230 | 0
245 | WHITNYDM02 | 2 | North | YES | 0.006575 | 15 | 0 | 15 | 0 | 1.035 | Hydro | -1 | 0.035113 | 0 | 0 |  |  | 0 | 0 | -0.035113 | 0 | [6 empty] | 231 | 0
8262 | ELPS | 1 | South | YES | 0.005519 | 6 | 6 | 6 | 0 | 1.15 | Hydro | -1 | 0.036169 | 0 | 0 |  |  |  |  | -0.036169 | 0 | [6 empty] | 232 | 0
251 | BOSQUESW803 | 2 | North | YES | 0.005242 | 150 | 0 | 150 | 0 | 1.032 | CC | -1 | 0.036446 | 150 | 150 |  |  | 0.7863 | 150 | -0.036446 | -5.4669 | [6 empty] | 233 | 0
253 | BOSQUESW804 | 2 | North | YES | 0.005242 | 80 | 0 | 80 | 0 | 1.032 | CC | -1 | 0.036446 | 80 | 80 |  |  | 0.41936 | 80 | -0.036446 | -2.9157 | [6 empty] | 234 | 0
48721 | LEG_1___1 | 1 | North | YES | 0.00417 | 827 | 357 | 827 | 0 | 1.0348 | LIGCO | -1 | 0.037518 | 0 | 827 |  |  | 0 | 0 | -0.037518 | 0 | [6 empty] | 235 | 0
48722 | LEG_2___2 | 2 | North | YES | 0.00417 | 819 | 357 | 819 | 0 | 1.0348 | LIGCO | -1 | 0.037518 | 0 | 819 |  |  | 0 | 0 | -0.037518 | 0 | [6 empty] | 236 | 0
238 | BOSQUESW505 | 1 | North | YES | 0.003553 | 255 | 0 | 255 | 0 | 1.02 | CC | -1 | 0.038135 | 255 | 255 |  |  | 0.90602 | 255 | -0.038135 | -9.7244 | [6 empty] | 237 | 0
239 | BOSQUESW502 | 1 | North | YES | 0.003553 | 119.2 | 0 | 149 | 0 | 1.02 | GGT | -1 | 0.038135 | 149 | 149 |  |  | 0.5294 | 149 | -0.038135 | -5.6821 | [6 empty] | 238 | 0
247 | BOSQUESW501 | 2 | North | YES | 0.003553 | 124.8 | 0 | 156 | 0 | 1.02 | GGT | -1 | 0.038135 | 156 | 156 |  |  | 0.55427 | 156 | -0.038135 | -5.949 | [6 empty] | 239 | 0
39960 | TNTNPONE_18 | 1 | North | YES | 0.003173 | 152.3 | 30 | 152.3 |  | 1.04 | LIGCO | -1 | 0.038515 | 0 | 152.3 |  |  | 0 | 0 | -0.038515 | 0 | [6 empty] | 240 | 0
39970 | TNTNPONE_28 | 1 | North | YES | 0.003173 | 153 | 30 | 153 |  | 1.04 | LIGCO | -1 | 0.038515 | 0 | 153 |  |  | 0 | 0 | -0.038515 | 0 | [6 empty] | 241 | 0
3403 | THOUSE_1G | 1 | North | YES | 0.002539 | 563 | 200 | 563 | 0 | 1.012 | GSC | -1 | 0.039149 | 563 | 563 |  |  | 1.4295 | 563 | -0.039149 | -22.0408 | [6 empty] | 242 | 0
3404 | THOUSE_2G | 2 | North | YES | 0.002539 | 807 | 250 | 807 | 0 | 1.012 | GSC | -1 | 0.039149 | 807 | 807 |  |  | 2.049 | 807 | -0.039149 | -31.5931 | [6 empty] | 243 | 0
3416 | LAKE_CRK1_G | 1 | North | YES | 0.001624 | 60 | 33 | 75 |  | 1.029 | GST | -1 | 0.040064 | 75 | 75 |  |  | 0.1218 | 75 | -0.040064 | -3.0048 | [6 empty] | 244 | 0
3417 | LAKE_CRK2_G | 2 | North | YES | 0.001624 | 177.6 | 40 | 222 | 0 | 1.029 | GST | -1 | 0.040064 | 222 | 222 |  |  | 0.36053 | 222 | -0.040064 | -8.8942 | [6 empty] | 245 | 0
32798 | BRYN_TAMUGEN | 1 | North | YES | 0.000676 | 32 | 0 | 32 |  | 1.02 | GST | -1 | 0.041012 | 32 | 32 |  |  | 0.021632 | 32 | -0.041012 | -1.3124 | [6 empty] | 246 | 0
990 | GIBN_CREK_G1 | 1 | North | YES | 0.00067 | 463 | 200 | 463 | 0 | 1.0275 | LIGCO | -1 | 0.041018 | 0 | 463 |  |  | 0 | 0 | -0.041018 | 0 | [6 empty] | 247 | 0
32886 | BRYN_ATKINS3 | MB | North | YES | 0.000667 | 0 | 5 | 12 |  | 1 | GST | -1 | 0.041021 | 0 | 0 |  |  | 0 | 0 | -0.041021 | 0 | [6 empty] | 248 | 0
32887 | BRYN_ATKINS6 | MB | North | YES | 0.000667 | 0 | 12 | 51 |  | 1.028 | GST | -1 | 0.041021 | 0 | 0 |  |  | 0 | 0 | -0.041021 | 0 | [6 empty] | 249 | 0
32888 | BRYN_ATKINS7 | 1 | North | YES | 0.000667 | 13.6 | 4 | 17 |  | 1.028 | GGT | -1 | 0.041021 | 17 | 17 |  |  | 0.011339 | 17 | -0.041021 | -0.69735 | [6 empty] | 250 | 0
32890 | BRYN_ATKINS4 | MB | North | YES | 0.000667 | 0 | 5 | 22 |  | 1.031 | GST | -1 | 0.041021 | 0 | 0 |  |  | 0 | 0 | -0.041021 | 0 | [6 empty] | 251 | 0
32891 | BRYN_ATKINS5 | MB | North | YES | 0.000667 | 0 | 5 | 25 |  | 1.031 | GST | -1 | 0.041021 | 0 | 0 |  |  | 0 | 0 | -0.041021 | 0 | [6 empty] | 252 | 0
32883 | BRYN_DNSBY3 | 1 | North | YES | 0.000609 | 0 | 2 | 48 |  | 1.015 | GST | -1 | 0.041079 | 48 | 48 |  |  | 0.029232 | 48 | -0.041079 | -1.9718 | [6 empty] | 253 | 0
32884 | BRYN_DNSBY13 | 1 | North | YES | 0.000609 | 46 | 2 | 46 | 0 | 1.015 | GST | -1 | 0.041079 | 46 | 46 |  |  | 0.028014 | 46 | -0.041079 | -1.8896 | [6 empty] | 254 | 0
32892 | BRYN_DNSBY14 | 1 | North | YES | 0.000609 | 84 | 25 | 105 | 0 | 1.035 | GST | -1 | 0.041079 | 105 | 105 |  |  | 0.063945 | 105 | -0.041079 | -4.3133 | [6 empty] | 255 | 0
5934 | SI_RAY5 | 5 | South | YES | 0 | 0 | 10 | 15 |  | 1.035 | GST | -1 | 0.041688 | 15 | 15 |  |  |  |  | -0.041688 | -0.62532 | [6 empty] | 256 | 0
8139 | JOS #1 | MB | South | YES | 0 | 0 | 45 | 255 |  | 1.02 | GST | -1 | 0.041688 | 0 | 0 |  |  |  |  | -0.041688 | 0 | [6 empty] | 257 | 0
8285 | LAR #1 | MB | South | YES | 0 | 0 | 9 | 32 |  | 1.0497 | GST | -1 | 0.041688 | 0 | 0 |  |  |  |  | -0.041688 | 0 | [6 empty] | 258 | 0
8287 | LAR #2 | MB | South | YES | 0 | 0 | 9 | 32 |  | 1.04 | GST | -1 | 0.041688 | 0 | 0 |  |  |  |  | -0.041688 | 0 | [6 empty] | 259 | 0
8288 | LAR #3 | MB | South | YES | 0 | 0 | 25 | 105 |  | 1.04 | GST | -1 | 0.041688 | 0 | 0 |  |  |  |  | -0.041688 | 0 | [6 empty] | 260 | 0
8388 | BATES0A | MB | South | YES | 0 | 0 | 21 | 71 |  | 1.033 | GST | -1 | 0.041688 | 0 | 0 |  |  |  |  | -0.041688 | 0 | [6 empty] | 261 | 0
8393 | BATES0B | MB | South | YES | 0 | 0 | 25 | 110 |  | 1.03 | GST | -1 | 0.041688 | 0 | 0 |  |  |  |  | -0.041688 | 0 | [6 empty] | 262 | 0
8437 | NUECES_B0C | MB | South | YES | 0 | 0 | 7 | 30 |  | 1.03 | GST | -1 | 0.041688 | 0 | 0 |  |  |  |  | -0.041688 | 0 | [6 empty] | 263 | 0
8438 | NUECES_B0B | MB | South | YES | 0 | 0 | 26 | 169 |  | 1.03 | GST | -1 | 0.041688 | 0 | 0 |  |  |  |  | -0.041688 | 0 | [6 empty] | 264 | 0
39190 | TNSLCGN1__8 | 1 | Houston | YES | 0 | 0 | 10 | 30 |  | 1.03 | Cogen | -1 | 0.041688 | 0 | 0 |  |  |  |  | -0.041688 | 0 | [6 empty] | 265 | 0
48671 | FTR_GT1_5105 | 1 | North | YES | -0.000111 | 154.2 | 0 | 154.2 | 0 | 1.0319 | CC | -1 | 0.041799 | 154.2 | 154.2 |  |  | -0.017116 | 154.2 | -0.041799 | -6.4454 | [6 empty] | 266 | 0
48672 | FTR_GT2_5110 | 2 | North | YES | -0.000111 | 159 | 0 | 159 | 0 | 1.0319 | CC | -1 | 0.041799 | 159 | 159 |  |  | -0.017649 | 159 | -0.041799 | -6.646 | [6 empty] | 267 | 0
48673 | FTR_GT3_5085 | 3 | North | YES | -0.000111 | 158 | 0 | 158 | 0 | 1.0319 | CC | -1 | 0.041799 | 158 | 158 |  |  | -0.017538 | 158 | -0.041799 | -6.6042 | [6 empty] | 268 | 0
48674 | FTR_CN4_5095 | 4 | North | YES | -0.000111 | 380 | 0 | 380 | 0 | 1.0319 | CC | -1 | 0.041799 | 380 | 380 |  |  | -0.04218 | 380 | -0.041799 | -15.8836 | [6 empty] | 269 | 0
48591 | CHE_GT2_5030 | 2 | Houston | YES | -0.003895 | 173 | 50 | 173 | 0 | 1.029 | Cogen | -1 | 0.045583 | 0 | 0 |  |  |  |  | -0.045583 | 0 | [6 empty] | 270 | 0
48811 | CVC_GT3_5045 | 3 | Houston | YES | -0.003895 | 156 | 91.8 | 156 | 0 | 1.029 | Cogen | -1 | 0.045583 | 0 | 0 |  |  |  |  | -0.045583 | 0 | [6 empty] | 271 | 0
48812 | CVC_GT2_5020 | 2 | Houston | YES | -0.003895 | 158 | 91.8 | 158 | 0 | 1.029 | Cogen | -1 | 0.045583 | 0 | 0 |  |  |  |  | -0.045583 | 0 | [6 empty] | 272 | 0
48813 | CVC_GT1_5035 | 1 | Houston | YES | -0.003895 | 160 | 91.8 | 160 | 0 | 1.029 | Cogen | -1 | 0.045583 | 0 | 0 |  |  |  |  | -0.045583 | 0 | [6 empty] | 273 | 0
48814 | CVC_ST5_5040 | 1 | Houston | YES | -0.003895 | 162 | 91.8 | 162 | 0 | 1.029 | Cogen | -1 | 0.045583 | 0 | 0 |  |  |  |  | -0.045583 | 0 | [6 empty] | 274 | 0
48885 | THW_5152 | B | Houston | YES | -0.004316 | 47.2 | 5 | 59 |  | 1.0319 | GGT | -1 | 0.046004 | 59 | 59 |  |  |  |  | -0.046004 | -2.7142 | [6 empty] | 275 | 0
48885 | THW_5152 | A | Houston | YES | -0.004316 | 46.4 | 5 | 58 |  | 1.0319 | GGT | -1 | 0.046004 | 58 | 58 |  |  |  |  | -0.046004 | -2.6682 | [6 empty] | 276 | 0
48886 | THW_5354 | D | Houston | YES | -0.004316 | 46.4 | 5 | 58 |  | 1.0319 | GGT | -1 | 0.046004 | 58 | 58 |  |  |  |  | -0.046004 | -2.6682 | [6 empty] | 277 | 0
48886 | THW_5354 | C | Houston | YES | -0.004316 | 45.6 | 5 | 57 |  | 1.0319 | GGT | -1 | 0.046004 | 57 | 57 |  |  |  |  | -0.046004 | -2.6222 | [6 empty] | 278 | 0
48887 | THW_5556 | E | Houston | YES | -0.004316 | 47.2 | 5 | 59 |  | 1.0319 | GGT | -1 | 0.046004 | 59 | 59 |  |  |  |  | -0.046004 | -2.7142 | [6 empty] | 279 | 0
48887 | THW_5556 | F | Houston | YES | -0.004316 | 45.6 | 5 | 57 |  | 1.0319 | GGT | -1 | 0.046004 | 57 | 57 |  |  |  |  | -0.046004 | -2.6222 | [6 empty] | 280 | 0
48690 | GBY_GN5_5 | 5 | Houston | YES | -0.004348 | 318.4 | 81 | 398 |  | 1.0362 | GSC | -1 | 0.046036 | 398 | 398 |  |  |  |  | -0.046036 | -18.3223 | [6 empty] | 281 | 0
48595 | BTE_GT2_8075 | 1 | Houston | YES | -0.004375 | 162.8 | 130 | 162.8 | 0 | 1.0261 | CC | -1 | 0.046063 | 162.8 | 162.8 |  |  |  |  | -0.046063 | -7.499 | [6 empty] | 282 | 0
48596 | BTE_GT3_8045 | 2 | Houston | YES | -0.004375 | 161.4 | 130 | 161.4 | 0 | 1.0261 | CC | -1 | 0.046063 | 161.4 | 161.4 |  |  |  |  | -0.046063 | -7.4345 | [6 empty] | 283 | 0
48597 | BTE_GT4_8055 | 3 | Houston | YES | -0.004375 | 158.9 | 130 | 158.9 | 0 | 1.0261 | CC | -1 | 0.046063 | 158.9 | 158.9 |  |  |  |  | -0.046063 | -7.3194 | [6 empty] | 284 | 0
48598 | BTE_ST1_8070 | 4 | Houston | YES | -0.004375 | 269.2 | 60 | 269.2 | 0 | 1.0261 | CC | -1 | 0.046063 | 269.2 | 269.2 |  |  |  |  | -0.046063 | -12.4001 | [6 empty] | 285 | 0
48583 | CBY_GT4_1 | 1 | Houston | YES | -0.004445 | 172 | 0 | 172 | 0 | 1.027 | GSC | -1 | 0.046133 | 172 | 172 |  |  |  |  | -0.046133 | -7.9349 | [6 empty] | 286 | 0
48584 | CBY_GT4_2 | 2 | Houston | YES | -0.004445 | 172 | 0 | 172 | 0 | 1.027 | CC | -1 | 0.046133 | 172 | 172 |  |  |  |  | -0.046133 | -7.9349 | [6 empty] | 287 | 0
48585 | CBY_ST4_1 | 3 | Houston | YES | -0.004445 | 172 | 0 | 172 | 0 | 1.027 | CC | -1 | 0.046133 | 172 | 172 |  |  |  |  | -0.046133 | -7.9349 | [6 empty] | 288 | 0
48815 | CVC_GT4_8005 | 4 | Houston | YES | -0.004453 | 165 | 91.8 | 165 |  | 1.0362 | Cogen | -1 | 0.046141 | 0 | 0 |  |  |  |  | -0.046141 | 0 | [6 empty] | 289 | 0
48791 | PSA_GT1_8160 | 1 | Houston | YES | -0.004475 | 52 | 20.8 | 65 | 0 | 1.0362 | Cogen | -1 | 0.046163 | 0 | 0 |  |  |  |  | -0.046163 | 0 | [6 empty] | 290 | 0
48792 | PSA_GT2_8155 | 2 | Houston | YES | -0.004475 | 52.8 | 20.3 | 66 | 0 | 1.0362 | Cogen | -1 | 0.046163 | 0 | 0 |  |  |  |  | -0.046163 | 0 | [6 empty] | 291 | 0
48793 | PSA_GT3_8150 | 3 | Houston | YES | -0.004475 | 56 | 20.3 | 70 | 0 | 1.0362 | Cogen | -1 | 0.046163 | 0 | 0 |  |  |  |  | -0.046163 | 0 | [6 empty] | 292 | 0
48794 | PSA_GT4_8145 | 4 | Houston | YES | -0.004475 | 52.8 | 20.3 | 66 | 0 | 1.0362 | Cogen | -1 | 0.046163 | 0 | 0 |  |  |  |  | -0.046163 | 0 | [6 empty] | 293 | 0
48795 | PSA_GT5_8140 | 5 | Houston | YES | -0.004475 | 51.2 | 20.3 | 64 | 0 | 1.0362 | Cogen | -1 | 0.046163 | 0 | 0 |  |  |  |  | -0.046163 | 0 | [6 empty] | 294 | 0
48796 | PSA_GN1_8165 | 1 | Houston | YES | -0.004475 | 83.2 | 43.1 | 104 | 0 | 1.0362 | Cogen | -1 | 0.046163 | 0 | 0 |  |  |  |  | -0.046163 | 0 | [6 empty] | 295 | 0
48797 | PSA_GT6_8135 | 6 | Houston | YES | -0.004475 | 47.2 | 34.5 | 59 | 0 | 1.0362 | Cogen | -1 | 0.046163 | 0 | 0 |  |  |  |  | -0.046163 | 0 | [6 empty] | 296 | 0
48581 | CBY_GN1_1 | 1 | Houston | YES | -0.00448 | 595.2 | 108 | 744 | 0 | 1.0435 | GSC | -1 | 0.046168 | 744 | 744 |  |  |  |  | -0.046168 | -34.3489 | [6 empty] | 297 | 0
48651 | EP_1_2 | 1 | Houston | YES | -0.004481 | 4 | 0 | 5 | 0 | 1.0362 | Cogen | -1 | 0.046169 | 0 | 0 |  |  |  |  | -0.046169 | 0 | [6 empty] | 298 | 0
48651 | EP_1_2 | 2 | Houston | YES | -0.004481 | 17.7 | 10 | 21 | 0 | 1.0362 | Cogen | -1 | 0.046169 | 0 | 0 |  |  |  |  | -0.046169 | 0 | [6 empty] | 299 | 0
48940 | WARVUE_GT1 | G1 | Houston | YES | -0.004481 | 15 | 0 | 15 |  | 1.021 | Cogen | -1 | 0.046169 | 0 | 0 |  |  |  |  | -0.046169 | 0 | [6 empty] | 300 | 0
48883 | THW_GT1_GT_1 | B2 | Houston | YES | -0.004522 | 0 | 0 | 12 |  | 1.043 | GGT | -1 | 0.04621 | 12 | 12 |  |  |  |  | -0.04621 | -0.55452 | [6 empty] | 301 | 0
49803 | EXN_15GT | 1 | Houston | YES | -0.004522 | 33 | 8.3 | 34 |  | 1.0326 | Cogen | -1 | 0.04621 | 0 | 0 |  |  |  |  | -0.04621 | 0 | [6 empty] | 302 | 0
49804 | EXN_16GT | 2 | Houston | YES | -0.004522 | 32 | 8.3 | 34.7 |  | 1.0326 | Cogen | -1 | 0.04621 | 0 | 0 |  |  |  |  | -0.04621 | 0 | [6 empty] | 303 | 0
49805 | EXN_17GT | 3 | Houston | YES | -0.004522 | 31 | 8.3 | 32.7 |  | 1.0326 | Cogen | -1 | 0.04621 | 0 | 0 |  |  |  |  | -0.04621 | 0 | [6 empty] | 304 | 0
49826 | EXN938GT | 5 | Houston | YES | -0.004522 | 43 | 9.2 | 45.9 |  | 1.0326 | Cogen | -1 | 0.04621 | 0 | 0 |  |  |  |  | -0.04621 | 0 | [6 empty] | 305 | 0
49828 | EXN941GT | 10 | Houston | YES | -0.004522 | 17.7 | 5.4 | 17.7 | 0 | 1.0326 | Cogen | -1 | 0.04621 | 0 | 0 |  |  |  |  | -0.04621 | 0 | [6 empty] | 306 | 0
49829 | EXN942GT | 11 | Houston | YES | -0.004522 | 20 | 5.4 | 20.4 | 0 | 1.0326 | Cogen | -1 | 0.04621 | 0 | 0 |  |  |  |  | -0.04621 | 0 | [6 empty] | 307 | 0
49830 | EXN943GT | 12 | Houston | YES | -0.004522 | 19 | 5.4 | 19.9 | 0 | 1.0326 | Cogen | -1 | 0.04621 | 0 | 0 |  |  |  |  | -0.04621 | 0 | [6 empty] | 308 | 0
49831 | EXN944GT | 13 | Houston | YES | -0.004522 | 33 | 5.4 | 35 | 0 | 1.0326 | Cogen | -1 | 0.04621 | 0 | 0 |  |  |  |  | -0.04621 | 0 | [6 empty] | 309 | 0
49832 | EXN945GT | 9 | Houston | YES | -0.004522 | 18.5 | 9.2 | 18.5 |  | 1.0326 | Cogen | -1 | 0.04621 | 0 | 0 |  |  |  |  | -0.04621 | 0 | [6 empty] | 310 | 0
49837 | EXN_GT | 4 | Houston | YES | -0.004522 | 81 | 21.3 | 85.4 |  | 1.0326 | Cogen | -1 | 0.04621 | 0 | 0 |  |  |  |  | -0.04621 | 0 | [6 empty] | 311 | 0
49838 | EXN_14GT | 14 | Houston | YES | -0.004522 | 140 | 0 | 148 |  | 1.0326 | Cogen | -1 | 0.04621 | 0 | 0 |  |  |  |  | -0.04621 | 0 | [6 empty] | 312 | 0
48582 | CBY_GN2_2 | 2 | Houston | YES | -0.004564 | 596.8 | 110 | 746 | 0 | 1.0435 | GSC | -1 | 0.046252 | 746 | 746 |  |  |  |  | -0.046252 | -34.5039 | [6 empty] | 313 | 0
48873 | THW_ST3_ST_3 | 3 | Houston | YES | -0.004614 | 107 | 19 | 107 | 0 | 1.0435 | CC | -1 | 0.046302 | 107 | 107 |  |  |  |  | -0.046302 | -4.9543 | [6 empty] | 314 | 0
48874 | THW_ST4_ST_4 | 4 | Houston | YES | -0.004614 | 108 | 19 | 108 | 0 | 1.0435 | CC | -1 | 0.046302 | 108 | 108 |  |  |  |  | -0.046302 | -5.0006 | [6 empty] | 315 | 0
48875 | THW_3132 | A | Houston | YES | -0.004614 | 55 | 5 | 55 | 0 | 1.0435 | CC | -1 | 0.046302 | 55 | 55 |  |  |  |  | -0.046302 | -2.5466 | [6 empty] | 316 | 0
48875 | THW_3132 | B | Houston | YES | -0.004614 | 53 | 5 | 53 | 0 | 1.0435 | CC | -1 | 0.046302 | 53 | 53 |  |  |  |  | -0.046302 | -2.454 | [6 empty] | 317 | 0
48877 | THW_3334 | C | Houston | YES | -0.004614 | 55 | 5 | 55 | 0 | 1.0435 | CC | -1 | 0.046302 | 55 | 55 |  |  |  |  | -0.046302 | -2.5466 | [6 empty] | 318 | 0
48877 | THW_3334 | D | Houston | YES | -0.004614 | 57 | 5 | 57 | 0 | 1.0435 | CC | -1 | 0.046302 | 57 | 57 |  |  |  |  | -0.046302 | -2.6392 | [6 empty] | 319 | 0
48879 | THW_4142 | E | Houston | YES | -0.004614 | 56 | 5 | 56 | 0 | 1.0435 | CC | -1 | 0.046302 | 56 | 56 |  |  |  |  | -0.046302 | -2.5929 | [6 empty] | 320 | 0
48879 | THW_4142 | F | Houston | YES | -0.004614 | 55 | 5 | 55 | 0 | 1.0435 | CC | -1 | 0.046302 | 55 | 55 |  |  |  |  | -0.046302 | -2.5466 | [6 empty] | 321 | 0
48881 | THW_4344 | G | Houston | YES | -0.004614 | 58 | 5 | 58 | 0 | 1.0435 | CC | -1 | 0.046302 | 58 | 58 |  |  |  |  | -0.046302 | -2.6855 | [6 empty] | 322 | 0
48881 | THW_4344 | H | Houston | YES | -0.004614 | 58 | 5 | 58 | 0 | 1.0435 | CC | -1 | 0.046302 | 58 | 58 |  |  |  |  | -0.046302 | -2.6855 | [6 empty] | 323 | 0
48593 | CHE_GT1_8015 | 1 | Houston | YES | -0.004697 | 173 | 50 | 173 | 0 | 1.0362 | Cogen | -1 | 0.046385 | 0 | 0 |  |  |  |  | -0.046385 | 0 | [6 empty] | 324 | 0
48594 | CHE_GN4_8025 | 4 | Houston | YES | -0.004697 | 142 | 60 | 142 | 0 | 1.0362 | Cogen | -1 | 0.046385 | 0 | 0 |  |  |  |  | -0.046385 | 0 | [6 empty] | 325 | 0
48511 | LPE_GT1_8070 | 1 | Houston | YES | -0.00471 | 42 | 0 | 42 | 0 | 1.0362 | GGT | -1 | 0.046398 | 42 | 42 |  |  |  |  | -0.046398 | -1.9487 | [6 empty] | 326 | 0
48512 | LPE_GT2_8075 | 2 | Houston | YES | -0.00471 | 42 | 0 | 42 | 0 | 1.0362 | GGT | -1 | 0.046398 | 42 | 42 |  |  |  |  | -0.046398 | -1.9487 | [6 empty] | 327 | 0
48513 | LPE_GT3_8080 | 3 | Houston | YES | -0.00471 | 39 | 0 | 39 | 0 | 1.0362 | GGT | -1 | 0.046398 | 39 | 39 |  |  |  |  | -0.046398 | -1.8095 | [6 empty] | 328 | 0
48514 | LPE_GT4_8085 | 4 | Houston | YES | -0.00471 | 39 | 0 | 39 | 0 | 1.0362 | GGT | -1 | 0.046398 | 39 | 39 |  |  |  |  | -0.046398 | -1.8095 | [6 empty] | 329 | 0
48500 | APD_GT1_8005 | 1 | Houston | YES | -0.004717 | 137.6 | 54.6 | 137.6 | 0 | 1.0362 | Cogen | -1 | 0.046405 | 0 | 0 |  |  |  |  | -0.046405 | 0 | [6 empty] | 330 | 0
48820 | SHELLG1_3015 | 1 | Houston | YES | -0.004773 | 71 | 34.5 | 71 |  | 1.029 | Cogen | -1 | 0.046461 | 0 | 0 |  |  |  |  | -0.046461 | 0 | [6 empty] | 331 | 0
48821 | SHELLG2 | 2 | Houston | YES | -0.004773 | 72 | 34.5 | 72 |  | 1.029 | Cogen | -1 | 0.046461 | 0 | 0 |  |  |  |  | -0.046461 | 0 | [6 empty] | 332 | 0
48822 | SHELLG3_3020 | 2 | Houston | YES | -0.004773 | 30 | 0 | 30 |  | 1.029 | Cogen | -1 | 0.046461 | 0 | 0 |  |  |  |  | -0.046461 | 0 | [6 empty] | 333 | 0
48822 | SHELLG3_3020 | 1 | Houston | YES | -0.004773 | 39 | 0 | 39 |  | 1.029 | Cogen | -1 | 0.046461 | 0 | 0 |  |  |  |  | -0.046461 | 0 | [6 empty] | 334 | 0
48740 | PSG_GN2_8050 | 1 | Houston | YES | -0.00481 | 182 | 60 | 182 | 0 | 1.0326 | Cogen | -1 | 0.046498 | 0 | 0 |  |  |  |  | -0.046498 | 0 | [6 empty] | 335 | 0
48741 | PSG_GT2_8040 | 1 | Houston | YES | -0.00481 | 158.6 | 50 | 158.6 | 0 | 1.0326 | Cogen | -1 | 0.046498 | 0 | 0 |  |  |  |  | -0.046498 | 0 | [6 empty] | 336 | 0
48742 | PSG_GT3_8060 | 1 | Houston | YES | -0.00481 | 157 | 50 | 157 | 0 | 1.0326 | Cogen | -1 | 0.046498 | 0 | 0 |  |  |  |  | -0.046498 | 0 | [6 empty] | 337 | 0
48854 | SRB_GN4_4 | 4 | Houston | YES | -0.004811 | 182.4 | 35 | 228 | 0 | 1.0326 | GST | -1 | 0.046499 | 228 | 228 |  |  |  |  | -0.046499 | -10.6017 | [6 empty] | 338 | 0
48611 | DIB_GT1_8080 | 1 | Houston | YES | -0.004812 | 64 | 0 | 64 | 0 | 1.0326 | Cogen | -1 | 0.0465 | 0 | 0 |  |  |  |  | -0.0465 | 0 | [6 empty] | 339 | 0
48612 | DIB_GT2_8075 | 2 | Houston | YES | -0.004812 | 63.2 | 0 | 63.2 | 0 | 1.0326 | Cogen | -1 | 0.0465 | 0 | 0 |  |  |  |  | -0.0465 | 0 | [6 empty] | 340 | 0
48613 | DIB_ST1_8085 | 3 | Houston | YES | -0.004812 | 67.9 | 30 | 82.6 | 0 | 1.0326 | Cogen | -1 | 0.0465 | 0 | 0 |  |  |  |  | -0.0465 | 0 | [6 empty] | 341 | 0
48614 | DIB_GT3_8090 | 4 | Houston | YES | -0.004812 | 73.6 | 15 | 73.6 | 0 | 1.0326 | Cogen | -1 | 0.0465 | 0 | 0 |  |  |  |  | -0.0465 | 0 | [6 empty] | 342 | 0
48845 | SOL_GT1 | 1 | Houston | YES | -0.004812 | 16.2 | 15.4 | 16.2 |  | 1.0326 | Solar | -1 | 0.0465 | 16.2 | 16.2 |  |  |  |  | -0.0465 | -0.7533 | [6 empty] | 343 | 0
48853 | SRB_GN3_3 | 3 | Houston | YES | -0.004813 | 170.4 | 35 | 213 |  | 1.0326 | GST | -1 | 0.046501 | 213 | 213 |  |  |  |  | -0.046501 | -9.9047 | [6 empty] | 344 | 0
48551 | CAL_GT1_8045 | 1 | Houston | YES | -0.004819 | 149 | 0 | 149 | 0 | 1.0326 | Cogen | -1 | 0.046507 | 0 | 0 |  |  |  |  | -0.046507 | 0 | [6 empty] | 345 | 0
48552 | CAL_ST1_8000 | 2 | Houston | YES | -0.004819 | 65.1 | 0 | 65.1 | 0 | 1.0326 | Cogen | -1 | 0.046507 | 0 | 0 |  |  |  |  | -0.046507 | 0 | [6 empty] | 346 | 0
48851 | SRB_GN1_1 | 1 | Houston | YES | -0.00482 | 132 | 26 | 165 | 0 | 1.0217 | GST | -1 | 0.046508 | 165 | 165 |  |  |  |  | -0.046508 | -7.6738 | [6 empty] | 347 | 0
48852 | SRB_GN2_2 | 2 | Houston | YES | -0.004822 | 140.8 | 26 | 176 | 0 | 1.0217 | GST | -1 | 0.04651 | 176 | 176 |  |  |  |  | -0.04651 | -8.1857 | [6 empty] | 348 | 0
48855 | SRB_GT211035 | B1 | Houston | YES | -0.004823 | 0 | 0 | 18 |  | 1.014 | GGT | -1 | 0.046511 | 18 | 18 |  |  |  |  | -0.046511 | -0.8372 | [6 empty] | 349 | 0
48855 | SRB_GT211035 | B2 | Houston | YES | -0.004823 | 0 | 0 | 12 |  | 1.014 | GGT | -1 | 0.046511 | 12 | 12 |  |  |  |  | -0.046511 | -0.55813 | [6 empty] | 350 | 0
48761 | PR_GT1__9040 | 1 | Houston | YES | -0.004849 | 26 | 0 | 35 |  | 1 | Cogen | -1 | 0.046537 | 0 | 0 |  |  |  |  | -0.046537 | 0 | [6 empty] | 351 | 0
48641 | DPEC_GT15040 | 1 | Houston | YES | -0.004882 | 163.2 | 98 | 163.2 | 0 | 1.0319 | CC | -1 | 0.04657 | 163.2 | 163.2 |  |  |  |  | -0.04657 | -7.6002 | [6 empty] | 352 | 0
48642 | DPEC_GT25025 | 2 | Houston | YES | -0.004882 | 157.1 | 98 | 157.1 | 0 | 1.0319 | CC | -1 | 0.04657 | 157.1 | 157.1 |  |  |  |  | -0.04657 | -7.3161 | [6 empty] | 353 | 0
48643 | DPEC_GT35010 | 3 | Houston | YES | -0.004882 | 157.5 | 98 | 157.5 | 0 | 1.0319 | CC | -1 | 0.04657 | 157.5 | 157.5 |  |  |  |  | -0.04657 | -7.3348 | [6 empty] | 354 | 0
48644 | DPEC_GT45070 | 4 | Houston | YES | -0.004882 | 157 | 98 | 157 | 0 | 1.0319 | CC | -1 | 0.04657 | 157 | 157 |  |  |  |  | -0.04657 | -7.3115 | [6 empty] | 355 | 0
48645 | DPEC_ST55065 | 5 | Houston | YES | -0.004882 | 282 | 0 | 282 | 0 | 1.0319 | CC | -1 | 0.04657 | 282 | 282 |  |  |  |  | -0.04657 | -13.1327 | [6 empty] | 356 | 0
48841 | SJS_GT1_GT1 | 1 | Houston | YES | -0.004905 | 62.4 | 49 | 78 | 0 | 1.0362 | Cogen | -1 | 0.046593 | 0 | 0 |  |  |  |  | -0.046593 | 0 | [6 empty] | 357 | 0
48842 | SJS_GT2_GT2 | 2 | Houston | YES | -0.004905 | 64.8 | 49 | 81 | 0 | 1.0362 | Cogen | -1 | 0.046593 | 0 | 0 |  |  |  |  | -0.046593 | 0 | [6 empty] | 358 | 0
48691 | GBY_73741085 | B | Houston | YES | -0.004929 | 37.6 | 20 | 47 | 0 | 1.0362 | GGT | -1 | 0.046617 | 47 | 47 |  |  |  |  | -0.046617 | -2.191 | [6 empty] | 359 | 0
48691 | GBY_73741085 | A | Houston | YES | -0.004929 | 37.6 | 20 | 47 | 0 | 1.0362 | GGT | -1 | 0.046617 | 47 | 47 |  |  |  |  | -0.046617 | -2.191 | [6 empty] | 360 | 0
48692 | GBY_81821075 | D | Houston | YES | -0.004929 | 44 | 20 | 55 | 0 | 1.0362 | GGT | -1 | 0.046617 | 55 | 55 |  |  |  |  | -0.046617 | -2.5639 | [6 empty] | 361 | 0
48692 | GBY_81821075 | C | Houston | YES | -0.004929 | 37.6 | 20 | 47 | 0 | 1.0362 | GGT | -1 | 0.046617 | 47 | 47 |  |  |  |  | -0.046617 | -2.191 | [6 empty] | 362 | 0
48693 | GBY_83841065 | F | Houston | YES | -0.004929 | 43.2 | 20 | 54 | 0 | 1.0362 | GGT | -1 | 0.046617 | 54 | 54 |  |  |  |  | -0.046617 | -2.5173 | [6 empty] | 363 | 0
48693 | GBY_83841065 | E | Houston | YES | -0.004929 | 45.6 | 20 | 57 | 0 | 1.0362 | GGT | -1 | 0.046617 | 57 | 57 |  |  |  |  | -0.046617 | -2.6572 | [6 empty] | 364 | 0
48531 | BYU_GT1_8075 | 1 | Houston | YES | -0.005014 | 65 | 0 | 65 |  | 1.0362 | Cogen | -1 | 0.046702 | 0 | 0 |  |  |  |  | -0.046702 | 0 | [6 empty] | 365 | 0
48532 | BYU_GT2_8055 | 2 | Houston | YES | -0.005014 | 62 | 0 | 62 |  | 1.0362 | Cogen | -1 | 0.046702 | 0 | 0 |  |  |  |  | -0.046702 | 0 | [6 empty] | 366 | 0
48533 | BYU_GT3_8060 | 3 | Houston | YES | -0.005014 | 67 | 0 | 67 |  | 1.0362 | Cogen | -1 | 0.046702 | 0 | 0 |  |  |  |  | -0.046702 | 0 | [6 empty] | 367 | 0
48534 | BYU_GT4_8065 | 4 | Houston | YES | -0.005014 | 65 | 0 | 65 |  | 1.0362 | Cogen | -1 | 0.046702 | 0 | 0 |  |  |  |  | -0.046702 | 0 | [6 empty] | 368 | 0
48561 | CTL_GT2_8130 | 1 | Houston | YES | -0.005071 | 73.5 | 30.3 | 91.9 |  | 1.0362 | Cogen | -1 | 0.046759 | 0 | 0 |  |  |  |  | -0.046759 | 0 | [6 empty] | 369 | 0
48562 | CTL_GT3_8135 | 2 | Houston | YES | -0.005071 | 70.1 | 30.3 | 87.6 |  | 1.0362 | Cogen | -1 | 0.046759 | 0 | 0 |  |  |  |  | -0.046759 | 0 | [6 empty] | 370 | 0
48563 | CTL_GT4_8140 | 3 | Houston | YES | -0.005071 | 69.6 | 30.3 | 87 |  | 1.0362 | Cogen | -1 | 0.046759 | 0 | 0 |  |  |  |  | -0.046759 | 0 | [6 empty] | 371 | 0
48564 | CTL_GN1_8145 | 4 | Houston | YES | -0.005071 | 43.6 | 12.9 | 54.5 |  | 1.0362 | Cogen | -1 | 0.046759 | 0 | 0 |  |  |  |  | -0.046759 | 0 | [6 empty] | 372 | 0
48565 | CTL_GN2_8155 | 5 | Houston | YES | -0.005071 | 9.8 | 3.4 | 12.2 |  | 1.0362 | Cogen | -1 | 0.046759 | 0 | 0 |  |  |  |  | -0.046759 | 0 | [6 empty] | 373 | 0
48772 | PHR_GN2_2 | MB | Houston | YES | -0.005223 | 0 | 72 | 459 |  | 1.0362 | GSC | -1 | 0.046911 | 0 | 0 |  |  |  |  | -0.046911 | 0 | [6 empty] | 374 | 0
38580 | TNBP_CGN1_8 | 1 | Houston | YES | -0.00544 | 70.8 | 0 | 70.8 | 0 | 1.005 | Cogen | -1 | 0.047128 | 0 | 0 |  |  |  |  | -0.047128 | 0 | [6 empty] | 375 | 0
38590 | TNBP_CGN2_8 | 2 | Houston | YES | -0.00544 | 66.7 | 0 | 66.7 | 0 | 1.005 | Cogen | -1 | 0.047128 | 0 | 0 |  |  |  |  | -0.047128 | 0 | [6 empty] | 376 | 0
38600 | TNBP_CGN3_8 | 5 | Houston | YES | -0.00544 | 53 | 0 | 53 | 0 | 1.005 | Cogen | -1 | 0.047128 | 0 | 0 |  |  |  |  | -0.047128 | 0 | [6 empty] | 377 | 0
38611 | TNBPAMCG1_8 | 1 | Houston | YES | -0.00544 | 153.2 | 0 | 153.2 | 0 | 1.005 | Cogen | -1 | 0.047128 | 0 | 0 |  |  |  |  | -0.047128 | 0 | [6 empty] | 378 | 0
38612 | TNBPAMCG2_8 | 2 | Houston | YES | -0.00544 | 153.5 | 0 | 153.5 | 0 | 1.005 | Cogen | -1 | 0.047128 | 0 | 0 |  |  |  |  | -0.047128 | 0 | [6 empty] | 379 | 0
38613 | TNBPAMCG3_8 | 3 | Houston | YES | -0.00544 | 152.3 | 0 | 152.3 | 0 | 1.005 | Cogen | -1 | 0.047128 | 0 | 0 |  |  |  |  | -0.047128 | 0 | [6 empty] | 380 | 0
38614 | TNBPAMCG4_8 | 4 | Houston | YES | -0.00544 | 96 | 0 | 96 |  | 1.005 | Cogen | -1 | 0.047128 | 0 | 0 |  |  |  |  | -0.047128 | 0 | [6 empty] | 381 | 0
38615 | TNBPAMCG5_8 | 1 | Houston | YES | -0.00544 | 244 | 0 | 244 | 0 | 1.005 | Cogen | -1 | 0.047128 | 0 | 0 |  |  |  |  | -0.047128 | 0 | [6 empty] | 382 | 0
38690 | TNBP_CGN4_8 | 3 | Houston | YES | -0.00544 | 40 | 0 | 40 |  | 1.005 | Cogen | -1 | 0.047128 | 0 | 0 |  |  |  |  | -0.047128 | 0 | [6 empty] | 383 | 0
38711 | TNTXCTY1CG8 | 1 | Houston | YES | -0.00544 | 100.3 | 59 | 100.3 | 0 | 1 | Cogen | -1 | 0.047128 | 0 | 0 |  |  |  |  | -0.047128 | 0 | [6 empty] | 384 | 0
38712 | TNTXCTY2CG8 | 1 | Houston | YES | -0.00544 | 92.9 | 59 | 92.9 | 0 | 1 | Cogen | -1 | 0.047128 | 0 | 0 |  |  |  |  | -0.047128 | 0 | [6 empty] | 385 | 0
38713 | TNTXCTY3CG8 | 1 | Houston | YES | -0.00544 | 102.7 | 59 | 102.7 | 0 | 1 | Cogen | -1 | 0.047128 | 0 | 0 |  |  |  |  | -0.047128 | 0 | [6 empty] | 386 | 0
38714 | TNTXCTY4CG8 | 1 | Houston | YES | -0.00544 | 103 | 59 | 103 | 0 | 1 | Cogen | -1 | 0.047128 | 0 | 0 |  |  |  |  | -0.047128 | 0 | [6 empty] | 387 | 0
39470 | TNDOWCGNSG8 | 1 | Houston | YES | -0.00544 | 32 | 10 | 32 | 0 | 0.985 | Cogen | -1 | 0.047128 | 0 | 0 |  |  |  |  | -0.047128 | 0 | [6 empty] | 388 | 0
39480 | TNDOWCGNGG8 | 1 | Houston | YES | -0.00544 | 30 | 10 | 30 | 0 | 0.985 | Cogen | -1 | 0.047128 | 0 | 0 |  |  |  |  | -0.047128 | 0 | [6 empty] | 389 | 0
48921 | WAP_GN1_1 | 1 | Houston | YES | -0.005894 | 132.8 | 37 | 166 | 0 | 1.0362 | GST | -1 | 0.047582 | 166 | 166 |  |  |  |  | -0.047582 | -7.8986 | [6 empty] | 390 | 0
48922 | WAP_GN2_2 | 2 | Houston | YES | -0.005894 | 132.8 | 37 | 166 | 0 | 1.0362 | GST | -1 | 0.047582 | 166 | 166 |  |  |  |  | -0.047582 | -7.8986
48923 | WAP_GN3_3 | 3 | Houston | YES | -0.005894 | 198.4 | 93 | 248 | 0 | 1.0362 | GST | -1 | 0.047582 | 248 | 248 |  |  |  |  | -0.047582 | -11.8003
48924 | WAP_GN4_4 | 4 | Houston | YES | -0.005894 | 546 | 217 | 546 | 0 | 1.0362 | GSC | -1 | 0.047582 | 546 | 546 |  |  |  |  | -0.047582 | -25.9797
48925 | WAP_GN5_5 | 5 | Houston | YES | -0.005894 | 626.3 | 278 | 654 | 0 | 0.985 | LIGCO | -1 | 0.047582 | 0 | 654 |  |  |  |  | -0.047582 | 0
48929 | WAPGT21_GT1 | B1 | Houston | YES | -0.005894 | 0 | 0 | 13 |  | 1.05 | GGT | -1 | 0.047582 | 13 | 13 |  |  |  |  | -0.047582 | -0.61856
48510 | AK_GT1__8040 | 1 | Houston | YES | -0.005965 | 33.4 | 8.1 | 34 |  | 1.029 | Cogen | -1 | 0.047653 | 0 | 0 |  |  |  |  | -0.047653 | 0
48521 | BVE_GT1_GT1 | 1 | Houston | YES | -0.006051 | 167.7 | 0 | 167.7 |  | 1.035 | CC | -1 | 0.047739 | 167.7 | 167.7 |  |  |  |  | -0.047739 | -8.0058
48522 | BVE_GT2_5035 | 2 | Houston | YES | -0.006051 | 166.4 | 0 | 166.4 |  | 1.035 | CC | -1 | 0.047739 | 166.4 | 166.4 |  |  |  |  | -0.047739 | -7.9437
48523 | BVE_ST1_GN1 | 3 | Houston | YES | -0.006051 | 252.4 | 0 | 252.4 |  | 1.035 | CC | -1 | 0.047739 | 252.4 | 252.4 |  |  |  |  | -0.047739 | -12.0493
48926 | WAP_GN6_6 | 6 | Houston | YES | -0.006057 | 651 | 280 | 651 |  | 1.035 | LIGCO | -1 | 0.047745 | 0 | 651 |  |  |  |  | -0.047745 | 0
48927 | WAP_GN7_7 | 7 | Houston | YES | -0.006057 | 564 | 277 | 564 |  | 1.035 | LIGCO | -1 | 0.047745 | 0 | 564 |  |  |  |  | -0.047745 | 0
48928 | WAP_GN8_8 | 8 | Houston | YES | -0.006057 | 603 | 275 | 603 |  | 1.035 | LIGCO | -1 | 0.047745 | 0 | 603 |  |  |  |  | -0.047745 | 0
48730 | MNS_GT | 1 | Houston | YES | -0.006084 | 43 | 0 | 46.1 |  | 1.029 | Cogen | -1 | 0.047772 | 0 | 0 |  |  |  |  | -0.047772 | 0
39760 | TNSCLP1___8 | 1 | Houston | YES | -0.006863 | 93.4 | 20 | 116.8 | 0 | 1.04 | Cogen | -1 | 0.048551 | 0 | 0 |  |  |  |  | -0.048551 | 0
39770 | TNSCLP2___8 | 1 | Houston | YES | -0.006863 | 91.6 | 20 | 114.5 | 0 | 1.04 | Cogen | -1 | 0.048551 | 0 | 0 |  |  |  |  | -0.048551 | 0
39775 | TNSCLP4___8 | 1 | Houston | YES | -0.006863 | 95.2 | 20 | 119 | 0 | 1.04 | Cogen | -1 | 0.048551 | 0 | 0 |  |  |  |  | -0.048551 | 0
39790 | TNSCLP3___8 | 1 | Houston | YES | -0.006863 | 87.6 | 20 | 109.5 | 0 | 1.027 | Cogen | -1 | 0.048551 | 0 | 0 |  |  |  |  | -0.048551 | 0
48520 | BSF_GT1_8070 | 1 | Houston | YES | -0.007119 | 72 | 0 | 72 | 0 | 1.0326 | Cogen | -1 | 0.048807 | 0 | 0 |  |  |  |  | -0.048807 | 0
48520 | BSF_GT1_8070 | 2 | Houston | YES | -0.007119 | 10 | 0 | 10 | 0 | 1.0326 | Cogen | -1 | 0.048807 | 0 | 0 |  |  |  |  | -0.048807 | 0
49851 | DOW17000 | 37 | Houston | YES | -0.007428 | 39 | 0 | 62 | 0 | 1 | Cogen | -1 | 0.049116 | 0 | 0 |  |  |  |  | -0.049116 | 0
49858 | DOW38100 | 31 | Houston | YES | -0.007428 | 45 | 0 | 71.4 |  | 1 | Cogen | -1 | 0.049116 | 0 | 0 |  |  |  |  | -0.049116 | 0
49859 | DOW38200 | 33 | Houston | YES | -0.007428 | 28 | 0 | 45 | 0 | 1 | Cogen | -1 | 0.049116 | 0 | 0 |  |  |  |  | -0.049116 | 0
49860 | DOW38300 | 32 | Houston | YES | -0.007428 | 63 | 0 | 101 |  | 1 | Cogen | -1 | 0.049116 | 0 | 0 |  |  |  |  | -0.049116 | 0
49862 | DOW39100 | 36 | Houston | YES | -0.007428 | 54 | 0 | 86 | 0 | 1 | Cogen | -1 | 0.049116 | 0 | 0 |  |  |  |  | -0.049116 | 0
49863 | DOW39200 | 35 | Houston | YES | -0.007428 | 55 | 0 | 88 | 0 | 1 | Cogen | -1 | 0.049116 | 0 | 0 |  |  |  |  | -0.049116 | 0
49865 | DOW41000 | 41 | Houston | YES | -0.007428 | 31 | 0 | 50 |  | 1 | Cogen | -1 | 0.049116 | 0 | 0 |  |  |  |  | -0.049116 | 0
49866 | DOW42000 | 42 | Houston | YES | -0.007428 | 11 | 0 | 18 |  | 1 | Cogen | -1 | 0.049116 | 0 | 0 |  |  |  |  | -0.049116 | 0
49869 | DOW49000 | 45 | Houston | YES | -0.007428 | 59 | 0 | 94 |  | 1 | Cogen | -1 | 0.049116 | 0 | 0 |  |  |  |  | -0.049116 | 0
49870 | DOW61000 | 61 | Houston | YES | -0.007428 | 44 | 0 | 70 | 0 | 1 | Cogen | -1 | 0.049116 | 0 | 0 |  |  |  |  | -0.049116 | 0
49871 | DOW62000 | 62 | Houston | YES | -0.007428 | 40 | 0 | 63 | 0 | 1 | Cogen | -1 | 0.049116 | 0 | 0 |  |  |  |  | -0.049116 | 0
49872 | DOW63000 | 63 | Houston | YES | -0.007428 | 45 | 0 | 72 | 0 | 1 | Cogen | -1 | 0.049116 | 0 | 0 |  |  |  |  | -0.049116 | 0
49873 | DOW64000 | 64 | Houston | YES | -0.007428 | 41 | 0 | 64.8 | 0 | 1 | Cogen | -1 | 0.049116 | 0 | 0 |  |  |  |  | -0.049116 | 0
49876 | DOW65000 | 65 | Houston | YES | -0.007428 | 63 | 0 | 101 | 0 | 1 | Cogen | -1 | 0.049116 | 0 | 0 |  |  |  |  | -0.049116 | 0
49877 | DOW66000 | 66 | Houston | YES | -0.007428 | 61 | 0 | 97 | 0 | 1 | Cogen | -1 | 0.049116 | 0 | 0 |  |  |  |  | -0.049116 | 0
49878 | DOW67000 | 67 | Houston | YES | -0.007428 | 65 | 0 | 103 | 0 | 1 | Cogen | -1 | 0.049116 | 0 | 0 |  |  |  |  | -0.049116 | 0
49882 | DOW81000 | 81 | Houston | YES | -0.007428 | 47 | 0 | 76 | 0 | 1 | Cogen | -1 | 0.049116 | 0 | 0 |  |  |  |  | -0.049116 | 0
49884 | DOW82000 | 82 | Houston | YES | -0.007428 | 51 | 0 | 80 | 0 | 1 | Cogen | -1 | 0.049116 | 0 | 0 |  |  |  |  | -0.049116 | 0
49885 | DOW83000 | 83 | Houston | YES | -0.007428 | 51 | 0 | 80 | 0 | 1 | Cogen | -1 | 0.049116 | 0 | 0 |  |  |  |  | -0.049116 | 0
49886 | DOW84000 | 84 | Houston | YES | -0.007428 | 107 | 0 | 171 | 0 | 0.98 | Cogen | -1 | 0.049116 | 0 | 0 |  |  |  |  | -0.049116 | 0
13432 | SANDOW_5G | 5 | South | YES | -0.007797 | 581 | 225 | 581 |  | 1.029 | LIGCO | -1 | 0.049485 | 0 | 581 |  |  |  |  | -0.049485 | 0
48911 | TGF_GT1_8000 | 1 | Houston | YES | -0.008462 | 69.2 | 0 | 69.2 |  | 1.029 | Cogen | -1 | 0.05015 | 0 | 0 |  |  |  |  | -0.05015 | 0
48731 | CBE_GT1 | 1 | Houston | YES | -0.008704 | 76 | 0 | 76 | 0 | 1.029 | CC | -1 | 0.050392 | 76 | 76 |  |  |  |  | -0.050392 | -3.8298
48732 | CBE_GT2 | 1 | Houston | YES | -0.008704 | 76 | 0 | 76 | 0 | 1.029 | CC | -1 | 0.050392 | 76 | 76 |  |  |  |  | -0.050392 | -3.8298
48733 | CBE_ST12 | 1 | Houston | YES | -0.008704 | 105 | 0 | 105 | 0 | 1.029 | CC | -1 | 0.050392 | 105 | 105 |  |  |  |  | -0.050392 | -5.2911
48734 | CBE_GT3 | 1 | Houston | YES | -0.008704 | 76 | 0 | 76 | 0 | 1.029 | CC | -1 | 0.050392 | 76 | 76 |  |  |  |  | -0.050392 | -3.8298
48735 | CBE_GT4 | 1 | Houston | YES | -0.008704 | 76 | 0 | 76 | 0 | 1.029 | CC | -1 | 0.050392 | 76 | 76 |  |  |  |  | -0.050392 | -3.8298
48736 | CBE_ST34 | 1 | Houston | YES | -0.008704 | 105 | 0 | 105 | 0 | 1.029 | CC | -1 | 0.050392 | 105 | 105 |  |  |  |  | -0.050392 | -5.2911
5911 | STP_GN1___1 | 1 | Houston | YES | -0.009016 | 1333 | 1249 | 1333 | 0 | 1.0406 | Nuc | -1 | 0.050704 | 0 | 0 |  |  |  |  | -0.050704 | 0
5912 | STP_GN2___2 | 2 | Houston | YES | -0.009016 | 1332 | 1249 | 1332 | 0 | 1.0406 | Nuc | -1 | 0.050704 | 0 | 0 |  |  |  |  | -0.050704 | 0
3432 | SANDOW_4G | 4 | South | YES | -0.010258 | 580 | 225 | 580 |  | 1.029 | LIGCO | -1 | 0.051946 | 0 | 580 |  |  |  |  | -0.051946 | 0
80265 | LARECU40A | 4 | South | YES | -0.010674 | 80 | 0 | 100 |  | 1.039 | GGT | -1 | 0.052362 | 100 | 100 |  |  |  |  | -0.052362 | -5.2362
80266 | LARECU50A | 5 | South | YES | -0.010674 | 80 | 0 | 100 |  | 1.039 | GGT | -1 | 0.052362 | 100 | 100 |  |  |  |  | -0.052362 | -5.2362
80012 | LAR | F | South | YES | -0.010675 | 0 | 0 | 0 | 0 | 1.04 | DCTie | -1 | 0.052363 | 0 | 0 |  |  |  |  | -0.052363 | 0
58909 | PEARSALLSCG1 | 3 | South | YES | -0.011637 | 0 | 0 | 8.4 |  | 1.027 | Diesel | -1 | 0.053325 | 8.4 | 8.4 |  |  |  |  | -0.053325 | -0.44793
58909 | PEARSALLSCG1 | 4 | South | YES | -0.011637 | 0 | 0 | 8.4 |  | 1.027 | Diesel | -1 | 0.053325 | 8.4 | 8.4 |  |  |  |  | -0.053325 | -0.44793
58909 | PEARSALLSCG1 | 6 | South | YES | -0.011637 | 0 | 0 | 8.4 |  | 1.027 | Diesel | -1 | 0.053325 | 8.4 | 8.4 |  |  |  |  | -0.053325 | -0.44793
58909 | PEARSALLSCG1 | 5 | South | YES | -0.011637 | 0 | 0 | 8.4 |  | 1.027 | Diesel | -1 | 0.053325 | 8.4 | 8.4 |  |  |  |  | -0.053325 | -0.44793
58909 | PEARSALLSCG1 | 1 | South | YES | -0.011637 | 0 | 0 | 8.4 |  | 1.027 | Diesel | -1 | 0.053325 | 8.4 | 8.4 |  |  |  |  | -0.053325 | -0.44793
58909 | PEARSALLSCG1 | 2 | South | YES | -0.011637 | 0 | 0 | 8.4 |  | 1.027 | Diesel | -1 | 0.053325 | 8.4 | 8.4 |  |  |  |  | -0.053325 | -0.44793
58919 | PEARSALLSCG2 | 5 | South | YES | -0.011637 | 0 | 0 | 8.4 |  | 1.027 | Diesel | -1 | 0.053325 | 8.4 | 8.4 |  |  |  |  | -0.053325 | -0.44793
58919 | PEARSALLSCG2 | 6 | South | YES | -0.011637 | 0 | 0 | 8.4 |  | 1.027 | Diesel | -1 | 0.053325 | 8.4 | 8.4 |  |  |  |  | -0.053325 | -0.44793
58919 | PEARSALLSCG2 | 1 | South | YES | -0.011637 | 0 | 0 | 8.4 |  | 1.027 | Diesel | -1 | 0.053325 | 8.4 | 8.4 |  |  |  |  | -0.053325 | -0.44793
58919 | PEARSALLSCG2 | 2 | South | YES | -0.011637 | 0 | 0 | 8.4 |  | 1.027 | Diesel | -1 | 0.053325 | 8.4 | 8.4 |  |  |  |  | -0.053325 | -0.44793
58919 | PEARSALLSCG2 | 4 | South | YES | -0.011637 | 0 | 0 | 8.4 |  | 1.027 | Diesel | -1 | 0.053325 | 8.4 | 8.4 |  |  |  |  | -0.053325 | -0.44793
58919 | PEARSALLSCG2 | 3 | South | YES | -0.011637 | 0 | 0 | 8.4 |  | 1.027 | Diesel | -1 | 0.053325 | 8.4 | 8.4 |  |  |  |  | -0.053325 | -0.44793
58929 | PEARSALLSCG3 | 4 | South | YES | -0.011637 | 0 | 0 | 8.4 |  | 1.027 | Diesel | -1 | 0.053325 | 8.4 | 8.4 |  |  |  |  | -0.053325 | -0.44793
58929 | PEARSALLSCG3 | 6 | South | YES | -0.011637 | 0 | 0 | 8.4 |  | 1.027 | Diesel | -1 | 0.053325 | 8.4 | 8.4 |  |  |  |  | -0.053325 | -0.44793
58929 | PEARSALLSCG3 | 2 | South | YES | -0.011637 | 0 | 0 | 8.4 |  | 1.027 | Diesel | -1 | 0.053325 | 8.4 | 8.4 |  |  |  |  | -0.053325 | -0.44793
58929 | PEARSALLSCG3 | 5 | South | YES | -0.011637 | 0 | 0 | 8.4 |  | 1.027 | Diesel | -1 | 0.053325 | 8.4 | 8.4 |  |  |  |  | -0.053325 | -0.44793
58929 | PEARSALLSCG3 | 1 | South | YES | -0.011637 | 0 | 0 | 8.4 |  | 1.027 | Diesel | -1 | 0.053325 | 8.4 | 8.4 |  |  |  |  | -0.053325 | -0.44793
58929 | PEARSALLSCG3 | 3 | South | YES | -0.011637 | 0 | 0 | 8.4 |  | 1.027 | Diesel | -1 | 0.053325 | 8.4 | 8.4 |  |  |  |  | -0.053325 | -0.44793
58949 | PEARSALLSCG4 | 3 | South | YES | -0.011637 | 0 | 0 | 8.4 |  | 1.027 | Diesel | -1 | 0.053325 | 8.4 | 8.4 |  |  |  |  | -0.053325 | -0.44793
58949 | PEARSALLSCG4 | 2 | South | YES | -0.011637 | 0 | 0 | 8.4 |  | 1.027 | Diesel | -1 | 0.053325 | 8.4 | 8.4 |  |  |  |  | -0.053325 | -0.44793
58949 | PEARSALLSCG4 | 1 | South | YES | -0.011637 | 0 | 0 | 8.4 |  | 1.027 | Diesel | -1 | 0.053325 | 8.4 | 8.4 |  |  |  |  | -0.053325 | -0.44793
58949 | PEARSALLSCG4 | 4 | South | YES | -0.011637 | 0 | 0 | 8.4 |  | 1.027 | Diesel | -1 | 0.053325 | 8.4 | 8.4 |  |  |  |  | -0.053325 | -0.44793
58949 | PEARSALLSCG4 | 6 | South | YES | -0.011637 | 0 | 0 | 8.4 |  | 1.027 | Diesel | -1 | 0.053325 | 8.4 | 8.4 |  |  |  |  | -0.053325 | -0.44793
58949 | PEARSALLSCG4 | 5 | South | YES | -0.011637 | 0 | 0 | 8.4 |  | 1.027 | Diesel | -1 | 0.053325 | 8.4 | 8.4 |  |  |  |  | -0.053325 | -0.44793
88299 | ZAPATA | F | South | YES | -0.011845 | 0 | 0 | 0 | 0 | 1.02 | BLT | -1 | 0.053533 | 0 | 0 |  |  |  |  | -0.053533 | 0
8134 | FOR #1 | 1 | South | YES | -0.012534 | 54.1 | 45 | 79 | 0 | 1 | Cogen | -1 | 0.054222 | 0 | 0 |  |  |  |  | -0.054222 | 0
8138 | FOR #2 | 2 | South | YES | -0.012534 | 63.1 | 45 | 81 | 0 | 1 | Cogen | -1 | 0.054222 | 0 | 0 |  |  |  |  | -0.054222 | 0
8153 | FOR #3 | 3 | South | YES | -0.012534 | 63.1 | 45 | 79.9 | 0 | 1 | Cogen | -1 | 0.054222 | 0 | 0 |  |  |  |  | -0.054222 | 0
8154 | FOR #4 | 4 | South | YES | -0.012534 | 63.1 | 60 | 80 | 0 | 1 | Cogen | -1 | 0.054222 | 0 | 0 |  |  |  |  | -0.054222 | 0
8155 | FOR #5 | 5 | South | YES | -0.012534 | 63.1 | 60 | 78.4 | 0 | 1 | Cogen | -1 | 0.054222 | 0 | 0 |  |  |  |  | -0.054222 | 0
8156 | FOR #6 | 6 | South | YES | -0.012534 | 24.9 | 5 | 25 | 0 | 1 | Cogen | -1 | 0.054222 | 0 | 0 |  |  |  |  | -0.054222 | 0
8157 | FOR #7 | 7 | South | YES | -0.012534 | 28.8 | 5 | 46 | 0 | 1 | Cogen | -1 | 0.054222 | 0 | 0 |  |  |  |  | -0.054222 | 0
80051 | FOR #8 | 8 | South | YES | -0.012534 | 28 | 28 | 28 |  | 1 | Cogen | -1 | 0.054222 | 0 | 0 |  |  |  |  | -0.054222 | 0
80052 | FOR #9 | 9 | South | YES | -0.012534 | 29.7 | 5 | 43.6 | 0 | 1 | Cogen | -1 | 0.054222 | 0 | 0 |  |  |  |  | -0.054222 | 0
80053 | FOR #10 | 10 | South | YES | -0.012534 | 68.4 | 45 | 75 | 0 | 1 | Cogen | -1 | 0.054222 | 0 | 0 |  |  |  |  | -0.054222 | 0
80226 | ALCOA G | 1 | South | YES | -0.012635 | 32.3 | 5 | 48 | 0 | 1.015 | Cogen | -1 | 0.054323 | 0 | 0 |  |  |  |  | -0.054323 | 0
5728 | FALCONHYDRO2 | 2 | South | YES | -0.012638 | 12 | 0 | 12 | 0 | 1.0234 | Hydro | -1 | 0.054326 | 0 | 0 |  |  |  |  | -0.054326 | 0
5729 | FALCONHYDRO3 | 3 | South | YES | -0.012638 | 11 | 0 | 11 | 0 | 1.0234 | Hydro | -1 | 0.054326 | 0 | 0 |  |  |  |  | -0.054326 | 0
8048 | FALCONHYDRO1 | 1 | South | YES | -0.012638 | 12 | 0 | 12 | 0 | 1.0234 | Hydro | -1 | 0.054326 | 0 | 0 |  |  |  |  | -0.054326 | 0
5890 | PEARSALLGEN1 | 1 | South | YES | -0.012704 | 19.2 | 6 | 24 | 0 | 1.0226 | GST | -1 | 0.054392 | 24 | 24 |  |  |  |  | -0.054392 | -1.3054
5891 | PEARSALLGEN2 | 1 | South | YES | -0.012704 | 19.4 | 6 | 24.3 | 0 | 1.0226 | GST | -1 | 0.054392 | 24.3 | 24.3 |  |  |  |  | -0.054392 | -1.3217
5892 | PEARSALLGEN3 | 1 | South | YES | -0.012704 | 19.1 | 6 | 23.9 | 0 | 1.0226 | GST | -1 | 0.054392 | 23.9 | 23.9 |  |  |  |  | -0.054392 | -1.3
88508 | FALFURRI | F | South | YES | -0.012728 | 0 | 0 | 0 | 0 | 1 | AVR | -1 | 0.054416 | 0 | 0 |  |  |  |  | -0.054416 | 0
8147 | UCAR #2 | 10 | South | YES | -0.012961 | 18.2 | 0 | 28 |  | 1 | Cogen | -1 | 0.054649 | 0 | 0 |  |  |  |  | -0.054649 | 0
8148 | UCAR #1 | 2 | South | YES | -0.012961 | 6.1 | 0 | 7 | 0 | 1.009 | Cogen | -1 | 0.054649 | 0 | 0 |  |  |  |  | -0.054649 | 0
80137 | CSDR89 | 9 | South | YES | -0.012961 | 15 | 0 | 15 | 0 | 1.003 | DCTie | -1 | 0.054649 | 0 | 0 |  |  |  |  | -0.054649 | 0
80137 | CSDR89 | 8 | South | YES | -0.012961 | 33.9 | 0 | 39 | 0 | 1.003 | DCTie | -1 | 0.054649 | 0 | 0 |  |  |  |  | -0.054649 | 0
80138 | CSDR7 | 7 | South | YES | -0.012961 | 6.1 | 0 | 7 | 0 | 1.014 | DCTie | -1 | 0.054649 | 0 | 0 |  |  |  |  | -0.054649 | 0
80139 | CSDR56 | 6 | South | YES | -0.012961 | 0 | 0 | 39 |  | 1.0033 | DCTie | -1 | 0.054649 | 0 | 0 |  |  |  |  | -0.054649 | 0
80139 | CSDR56 | 5 | South | YES | -0.012961 | 15 | 0 | 15 |  | 1.0033 | DCTie | -1 | 0.054649 | 0 | 0 |  |  |  |  | -0.054649 | 0
80140 | CSDR11 | 11 | South | YES | -0.012961 | 33.9 | 0 | 39 | 0 | 1.03 | DCTie | -1 | 0.054649 | 0 | 0 |  |  |  |  | -0.054649 | 0
80227 | AIRCO G | 1 | South | YES | -0.013019 | 7.2 | 0 | 8 | 0 | 1.0104 | Cogen | -1 | 0.054707 | 0 | 0 |  |  |  |  | -0.054707 | 0
80224 | VISTRONG1 | 1 | South | YES | -0.013104 | 13.1 | 0 | 15 | 0 | 1.01 | Cogen | -1 | 0.054792 | 0 | 0 |  |  |  |  | -0.054792 | 0
80225 | VISTRONG2 | 2 | South | YES | -0.013104 | 20.2 | 0 | 23 | 0 | 1.01 | Cogen | -1 | 0.054792 | 0 | 0 |  |  |  |  | -0.054792 | 0
7010 | L_FPPYD11_1Y | 1 | South | YES | -0.013124 | 547.4 | 200 | 606 | 0 | 1.02 | LIGCO | -1 | 0.054812 | 0 | 606 |  |  |  |  | -0.054812 | 0
7011 | L_FPPYD11_2Y | 2 | South | YES | -0.013124 | 552.2 | 200 | 598 | 0 | 1.02 | LIGCO | -1 | 0.054812 | 0 | 598 |  |  |  |  | -0.054812 | 0
7012 | L_FPPYD21_3Y | 3 | South | YES | -0.013126 | 427.5 | 200 | 436 | 0 | 1.02 | LIGCO | -1 | 0.054814 | 0 | 436 |  |  |  |  | -0.054814 | 0
5503 | RAYBURNGEN3 | 1 | South | YES | -0.013184 | 17.6 | 6 | 22 | 0 | 1.0224 | GST | -1 | 0.054872 | 22 | 22 |  |  |  |  | -0.054872 | -1.2072
5505 | RAYBURNGEN1 | 1 | South | YES | -0.013184 | 0 | 1 | 11 |  | 1.0223 | GGT | -1 | 0.054872 | 11 | 11 |  |  |  |  | -0.054872 | -0.60359
5506 | RAYBURNGEN2 | 1 | South | YES | -0.013184 | 0 | 1 | 11 |  | 1.0223 | GGT | -1 | 0.054872 | 11 | 11 |  |  |  |  | -0.054872 | -0.60359
7007 | L_LOSTPI1_1Y | 1 | South | YES | -0.013234 | 158.6 | 110 | 158 | 0 | 1 | CC | -1 | 0.054922 | 158 | 158 |  |  |  |  | -0.054922 | -8.6777
7008 | L_LOSTPI1_2Y | 2 | South | YES | -0.013234 | 157.7 | 107 | 160 | 0 | 1 | CC | -1 | 0.054922 | 160 | 160 |  |  |  |  | -0.054922 | -8.7875
7009 | L_LOSTPI1_3Y | 3 | South | YES | -0.013234 | 173.9 | 72 | 175 | 0 | 1 | CC | -1 | 0.054922 | 175 | 175 |  |  |  |  | -0.054922 | -9.6113
8066 | DUP1V#1 | 1 | South | YES | -0.013343 | 52.3 | 0 | 73 | 0 | 1.01 | Cogen | -1 | 0.055031 | 0 | 0 |  |  |  |  | -0.055031 | 0
5508 | RAYBURNCC9 | 1 | South | YES | -0.01336 | 47.7 | 18.2 | 47.7 | 0 | 1.0296 | CC | -1 | 0.055048 | 47.7 | 47.7 |  |  |  |  | -0.055048 | -2.6258
5509 | RAYBURNCC10 | 1 | South | YES | -0.01336 | 37.3 | 5.2 | 37.3 | 0 | 1.0296 | CC | -1 | 0.055048 | 37.3 | 37.3 |  |  |  |  | -0.055048 | -2.0533
5511 | RAYBURNCC7 | 1 | South | YES | -0.01336 | 47.5 | 18.2 | 47.5 | 0 | 1.0296 | CC | -1 | 0.055048 | 47.5 | 47.5 |  |  |  |  | -0.055048 | -2.6148
5512 | RAYBURNCC8 | 1 | South | YES | -0.01336 | 49.3 | 18.2 | 49.3 | 0 | 1.0296 | CC | -1 | 0.055048 | 49.3 | 49.3 |  |  |  |  | -0.055048 | -2.7139
8933 | FGNTS001 | 1 | South | YES | -0.013466 | 146.5 | 0 | 146.5 | 0 | 1.03 | CC | -1 | 0.055154 | 146.5 | 146.5 |  |  |  |  | -0.055154 | -8.08
8934 | FGNTS101 | 2 | South | YES | -0.013466 | 147.9 | 0 | 147.9 | 0 | 1.03 | CC | -1 | 0.055154 | 147.9 | 147.9 |  |  |  |  | -0.055154 | -8.1573
8935 | FGNTS201 | 3 | South | YES | -0.013466 | 173 | 0 | 173 | 0 | 1.03 | CC | -1 | 0.055154 | 173 | 173 |  |  |  |  | -0.055154 | -9.5416
8926 | LGE_GT10A | 1 | South | YES | -0.013475 | 158 | 0 | 158 | 0 | 1.03 | Cogen | -1 | 0.055163 | 0 | 0 |  |  |  |  | -0.055163 | 0
8927 | LGE_GT20A | 2 | South | YES | -0.013475 | 153 | 0 | 153 | 0 | 1.03 | Cogen | -1 | 0.055163 | 0 | 0 |  |  |  |  | -0.055163 | 0
8928 | LGE_STG0A | 3 | South | YES | -0.013475 | 100 | 0 | 100 | 0 | 1.03 | Cogen | -1 | 0.055163 | 0 | 0 |  |  |  |  | -0.055163 | 0
8930 | ICPGN10A | 1 | South | YES | -0.013475 | 149 | 0 | 149 | 0 | 1.03 | Cogen | -1 | 0.055163 | 0 | 0 |  |  |  |  | -0.055163 | 0
8931 | ICPGN20A | 2 | South | YES | -0.013475 | 150 | 0 | 150 | 0 | 1.03 | Cogen | -1 | 0.055163 | 0 | 0 |  |  |  |  | -0.055163 | 0
8932 | ICPGN30A | 3 | South | YES | -0.013475 | 127 | 0 | 127 | 0 | 1.03 | Cogen | -1 | 0.055163 | 0 | 0 |  |  |  |  | -0.055163 | 0
80223 | REYSHR G | 1 | South | YES | -0.013475 | 12 | 0 | 12 | 0 | 1.032 | Cogen | -1 | 0.055163 | 0 | 0 |  |  |  |  | -0.055163 | 0
8173 | VICEC51A | 5 | South | YES | -0.01348 | 144 | 18 | 144 | 0 | 1.025 | CC | -1 | 0.055168 | 144 | 144 |  |  |  |  | -0.055168 | -7.9442
8174 | VICEC61A | 6 | South | YES | -0.01348 | 188 | 42 | 188 | 0 | 1.025 | CC | -1 | 0.055168 | 188 | 188 |  |  |  |  | -0.055168 | -10.3716
8442 | NBEC7 | 7 | South | YES | -0.013583 | 0 | 81 | 367 |  | 1.0298 | GST | -1 | 0.055271 | 367 | 367 |  |  |  |  | -0.055271 | -20.2844
8442 | NBEC7 | MB | South | YES | -0.013583 | 0 | 81 | 367 |  | 1.0298 | GST | -1 | 0.055271 | 0 | 0 |  |  |  |  | -0.055271 | 0
8560 | CNOPGT1 | 1 | South | YES | -0.013584 | 148.3 | 0 | 148.3 | 0 | 1.03 | Cogen | -1 | 0.055272 | 0 | 0 |  |  |  |  | -0.055272 | 0
8561 | CNOPGT2 | 2 | South | YES | -0.013584 | 148.6 | 0 | 148.6 | 0 | 1.03 | Cogen | -1 | 0.055272 | 0 | 0 |  |  |  |  | -0.055272 | 0
8562 | CNOPST1 | 3 | South | YES | -0.013584 | 153 | 0 | 153 | 0 | 1.03 | Cogen | -1 | 0.055272 | 0 | 0 |  |  |  |  | -0.055272 | 0
8456 | COSW#1 | 1 | South | YES | -0.01359 | 20 | 0 | 20 | 0 | 1.027 | Cogen | -1 | 0.055278 | 0 | 0 |  |  |  |  | -0.055278 | 0
8457 | COSW#2 | 2 | South | YES | -0.01359 | 14 | 0 | 14 | 0 | 1.027 | Cogen | -1 | 0.055278 | 0 | 0 |  |  |  |  | -0.055278 | 0
8506 | VAL #1 | 1 | South | YES | -0.013599 | 20.9 | 0 | 25 | 0 | 1.0055 | Cogen | -1 | 0.055287 | 0 | 0 |  |  |  |  | -0.055287 | 0
8507 | VAL #2 | 2 | South | YES | -0.013599 | 20.9 | 0 | 25 | 0 | 1.0055 | Cogen | -1 | 0.055287 | 0 | 0 |  |  |  |  | -0.055287 | 0
8461 | KOCH_UP0A | 1 | South | YES | -0.013605 | 38 | 0 | 38 | 0 | 1.012 | Cogen | -1 | 0.055293 | 0 | 0 |  |  |  |  | -0.055293 | 0
8981 | HECN1 | 1 | South | YES | -0.013605 | 144.8 | 0 | 144.8 | 0 | 1.0304 | CC | -1 | 0.055293 | 144.8 | 144.8 |  |  |  |  | -0.055293 | -8.0064
8982 | HECN2 | 2 | South | YES | -0.013605 | 144.1 | 0 | 144.1 | 0 | 1.0304 | CC | -1 | 0.055293 | 144.1 | 144.1 |  |  |  |  | -0.055293 | -7.9677
8983 | HECN3 | 3 | South | YES | -0.013605 | 171.9 | 0 | 171.9 | 0 | 1.0304 | CC | -1 | 0.055293 | 171.9 | 171.9 |  |  |  |  | -0.055293 | -9.5048
8936 | MVGN#1 | 1 | South | YES | -0.013606 | 216.6 | 0 | 216.6 | 0 | 1.0304 | CC | -1 | 0.055294 | 216.6 | 216.6 |  |  |  |  | -0.055294 | -11.9767
8937 | MVGN#2 | 2 | South | YES | -0.013606 | 216.7 | 0 | 216.7 | 0 | 1.0304 | CC | -1 | 0.055294 | 216.7 | 216.7 |  |  |  |  | -0.055294 | -11.9822
8938 | MVGN#3 | 3 | South | YES | -0.013606 | 250.9 | 0 | 250.9 | 0 | 1.0304 | CC | -1 | 0.055294 | 250.9 | 250.9 |  |  |  |  | -0.055294 | -13.8732
8459 | B_DAVIS0B | MB | South | YES | -0.013612 | 0 | 50 | 339 |  | 1.03 | GSC | -1 | 0.0553 | 0 | 0 |  |  |  |  | -0.0553 | 0
8460 | B_DAVIS0A | MB | South | YES | -0.013612 | 0 | 50 | 340 |  | 1.03 | GSC | -1 | 0.0553 | 0 | 0 |  |  |  |  | -0.0553 | 0
80263 | B_DAVIS31A | 3 | South | YES | -0.013612 | 0 | 0 | 180 |  | 1.0366 | CC | -1 | 0.0553 | 180 | 180 |  |  |  |  | -0.0553 | -9.954
80264 | B_DAVIS41A | 4 | South | YES | -0.013612 | 0 | 0 | 180 |  | 1.0366 | CC | -1 | 0.0553 | 180 | 180 |  |  |  |  | -0.0553 | -9.954
8511 | OXY_CC0A | 1 | South | YES | -0.013621 | 30.3 | 0 | 38 | 0 | 1.027 | Cogen | -1 | 0.055309 | 0 | 0 |  |  |  |  | -0.055309 | 0
80003 | MILHWYS | F | South | YES | -0.013662 | 0 | 0 | 0 | 0 | 1.0168 | AVR | -1 | 0.05535 | 0 | 0 |  |  |  |  | -0.05535 | 0
5932 | SI_RAY9 | 9 | South | YES | -0.013663 | 32 | 32 | 38 | 0 | 1.035 | CC | -1 | 0.055351 | 38 | 38 |  |  |  |  | -0.055351 | -2.1033
5933 | SI_RAY6 | 6 | South | YES | -0.013663 | 15.4 | 10 | 19.3 | 0 | 1.035 | GST | -1 | 0.055351 | 19.3 | 19.3 |  |  |  |  | -0.055351 | -1.0683
5935 | SI_RAY10 | 10 | South | YES | -0.013663 | 47 | 10 | 47 | 0 | 1.03 | CC | -1 | 0.055351 | 47 | 47 |  |  |  |  | -0.055351 | -2.6015
8517 | CELANEBI0A | 1 | South | YES | -0.013665 | 29 | 0 | 29 | 0 | 1.02 | Cogen | -1 | 0.055353 | 0 | 0 |  |  |  |  | -0.055353 | 0
80080 | GWINDT11A | 3 | South | YES | -0.013699 | 0 | 0 | 38 | 0 | 1.025 | Wind | -1 | 0.055387 | 0 | 38 |  |  |  |  | -0.055387 | 0
80080 | GWINDT11A | 4 | South | YES | -0.013699 | 3.8 | 0 | 19 | 0 | 1.025 | Wind | -1 | 0.055387 | 0 | 19 |  |  |  |  | -0.055387 | 0
80080 | GWINDT11A | 2 | South | YES | -0.013699 | 0 | 0 | 41 | 0 | 1.025 | Wind | -1 | 0.055387 | 0 | 41 |  |  |  |  | -0.055387 | 0
80080 | GWINDT11A | 1 | South | YES | -0.013699 | 28.2 | 0 | 94 | 0 | 1.025 | Wind | -1 | 0.055387 | 0 | 94 |  |  |  |  | -0.055387 | 0
80081 | GWINDT21A | 4 | South | YES | -0.013699 | 4.4 | 0 | 22 | 0 | 1.025 | Wind | -1 | 0.055387 | 0 | 22 |  |  |  |  | -0.055387 | 0
80081 | GWINDT21A | 1 | South | YES | -0.013699 | 28.2 | 0 | 94 | 0 | 1.025 | Wind | -1 | 0.055387 | 0 | 94 |  |  |  |  | -0.055387 | 0
80081 | GWINDT21A | 3 | South | YES | -0.013699 | 8.6 | 0 | 43 | 0 | 1.025 | Wind | -1 | 0.055387 | 0 | 43 |  |  |  |  | -0.055387 | 0
80081 | GWINDT21A | 2 | South | YES | -0.013699 | 7.2 | 0 | 36 | 0 | 1.025 | Wind | -1 | 0.055387 | 0 | 36 |  |  |  |  | -0.055387 | 0
80180 | PNSCALT11A | 2 | South | YES | -0.013699 | 10 | 0 | 50 | 0 | 1.025 | Wind | -1 | 0.055387 | 0 | 50 |  |  |  |  | -0.055387 | 0
80180 | PNSCALT11A | 1 | South | YES | -0.013699 | 43.8 | 0 | 148 | 0 | 1.025 | Wind | -1 | 0.055387 | 0 | 148 |  |  |  |  | -0.055387 | 0
80181 | PNSCALT21A | 2 | South | YES | -0.013699 | 10 | 0 | 50 | 0 | 1.025 | Wind | -1 | 0.055387 | 0 | 50 |  |  |  |  | -0.055387 | 0
80181 | PNSCALT21A | 1 | South | YES | -0.013699 | 16.5 | 0 | 55 | 0 | 1.025 | Wind | -1 | 0.055387 | 0 | 55 |  |  |  |  | -0.055387 | 0
7303 | L_WPPGS12_1Y | 1 | South | YES | -0.0141 | 50 | 0 | 50 | 0 | 1.025 | GGT | -1 | 0.055788 | 50 | 50 |  |  |  |  | -0.055788 | -2.7894
7303 | L_WPPGS12_1Y | 2 | South | YES | -0.0141 | 50 | 0 | 50 | 0 | 1.025 | GGT | -1 | 0.055788 | 50 | 50 |  |  |  |  | -0.055788 | -2.7894
7305 | L_WPPGS34_1Y | 3 | South | YES | -0.0141 | 50 | 0 | 50 | 0 | 1.025 | GGT | -1 | 0.055788 | 50 | 50 |  |  |  |  | -0.055788 | -2.7894
7305 | L_WPPGS34_1Y | 4 | South | YES | -0.0141 | 50 | 0 | 50 | 0 | 1.025 | GGT | -1 | 0.055788 | 50 | 50 |  |  |  |  | -0.055788 | -2.7894
88198 | BEEVILLE | F | South | YES | -0.014196 | 0 | 0 | 0 | 0 | 1.02 | AVR | -1 | 0.055884 | 0 | 0 |  |  |  |  | -0.055884 | 0
7807 | L_BASTEN1_1Y | 1 | South | YES | -0.014198 | 152.5 | 83.5 | 152.5 | 0 | 1.004 | CC | -1 | 0.055886 | 152.5 | 152.5 |  |  |  |  | -0.055886 | -8.5226
7808 | L_BASTEN1_2Y | 1 | South | YES | -0.014198 | 149.5 | 83.5 | 149.5 | 0 | 1.004 | CC | -1 | 0.055886 | 149.5 | 149.5 |  |  |  |  | -0.055886 | -8.3549
7809 | L_BASTEN1_3Y | 1 | South | YES | -0.014198 | 232.6 | 42 | 232.6 | 0 | 1.004 | CC | -1 | 0.055886 | 232.6 | 232.6 |  |  |  |  | -0.055886 | -12.9991
8161 | COLETO0A | 1 | South | YES | -0.014344 | 633 | 200 | 633 | 0 | 1.03 | LIGCO | -1 | 0.056032 | 0 | 633 |  |  |  |  | -0.056032 | 0
8189 | CUECPL2A | 1 | South | YES | -0.015214 | 12 | 0 | 12 | 0 | 1.02 | Cogen | -1 | 0.056902 | 0 | 0 |  |  |  |  | -0.056902 | 0
7004 | L_SIMGID1_1Y | 1 | South | YES | -0.015477 | 132 | 40 | 132 | 0 | 1.02 | GST | -1 | 0.057165 | 132 | 132 |  |  |  |  | -0.057165 | -7.5458
7005 | L_SIMGID1_2Y | 2 | South | YES | -0.015477 | 133 | 32 | 139 | 0 | 1.02 | GST | -1 | 0.057165 | 139 | 139 |  |  |  |  | -0.057165 | -7.9459
7006 | L_SIMGID1_3Y | 3 | South | YES | -0.015477 | 324.9 | 60 | 329 | 0 | 1.02 | GST | -1 | 0.057165 | 329 | 329 |  |  |  |  | -0.057165 | -18.8072
5903 | SANMIGUELGEN | 1 | South | YES | -0.01576 | 396.3 | 180 | 396.3 | 0 | 1.0336 | LIGCO | -1 | 0.057448 | 0 | 396.3 |  |  |  |  | -0.057448 | 0
7624 | L_LAKEWO9_1Y | 1 | South | YES | -0.01632 | 0 | 0 | 2.4 |  | 1 | Hydro | -1 | 0.058008 | 0 | 0 |  |  |  |  | -0.058008 | 0
7624 | L_LAKEWO9_1Y | 2 | South | YES | -0.01632 | 0 | 0 | 2.4 |  | 1 | Hydro | -1 | 0.058008 | 0 | 0 |  |  |  |  | -0.058008 | 0
9002 | DECKR_G3 | 3 | South | YES | -0.016791 | 0 | 24 | 42 |  | 1.015 | GGT | -1 | 0.058479 | 42 | 42 |  |  |  |  | -0.058479 | -2.4561
9003 | DECKR_G4 | 4 | South | YES | -0.016791 | 44 | 24 | 44 | 0 | 1.015 | GGT | -1 | 0.058479 | 44 | 44 |  |  |  |  | -0.058479 | -2.5731
9004 | DECKR_G5 | 5 | South | YES | -0.016791 | 44 | 24 | 44 | 0 | 1.015 | GGT | -1 | 0.058479 | 44 | 44 |  |  |  |  | -0.058479 | -2.5731
9005 | DECKR_G6 | 6 | South | YES | -0.016791 | 44 | 24 | 47 | 0 | 1.015 | GGT | -1 | 0.058479 | 47 | 47 |  |  |  |  | -0.058479 | -2.7485
7800 | L_GUADGE1_1Y | 1 | South | YES | -0.017028 | 147 | 30 | 147 | 0 | 1.02 | CC | -1 | 0.058716 | 147 | 147 |  |  |  |  | -0.058716 | -8.6312
7801 | L_GUADGE1_2Y | 2 | South | YES | -0.017028 | 138 | 30 | 138 | 0 | 1.02 | CC | -1 | 0.058716 | 138 | 138 |  |  |  |  | -0.058716 | -8.1028
7802 | L_GUADGE1_3Y | 3 | South | YES | -0.017028 | 146 | 30 | 146 | 0 | 1.02 | CC | -1 | 0.058716 | 146 | 146 |  |  |  |  | -0.058716 | -8.5725
7803 | L_GUADGE1_4Y | 4 | South | YES | -0.017028 | 149 | 30 | 149 | 0 | 1.02 | CC | -1 | 0.058716 | 149 | 149 |  |  |  |  | -0.058716 | -8.7487
7804 | L_GUADGE1_5Y | 5 | South | YES | -0.017028 | 182 | 30 | 182 | 0 | 1.02 | CC | -1 | 0.058716 | 182 | 182 |  |  |  |  | -0.058716 | -10.6863
7805 | L_GUADGE1_6Y | 6 | South | YES | -0.017028 | 203 | 30 | 203 | 0 | 1.02 | CC | -1 | 0.058716 | 203 | 203 |  |  |  |  | -0.058716 | -11.9193
7810 | L_RIONOG1G1Y | 1 | South | YES | -0.017068 | 148 | 0 | 148 | 0 | 1.02 | CC | -1 | 0.058756 | 148 | 148 |  |  |  |  | -0.058756 | -8.6959
7811 | L_RIONOG1G2Y | 2 | South | YES | -0.017068 | 148 | 0 | 148 | 0 | 1.02 | CC | -1 | 0.058756 | 148 | 148 |  |  |  |  | -0.058756 | -8.6959
7812 | L_RIONOG1G3Y | 3 | South | YES | -0.017068 | 154 | 0 | 154 | 0 | 1.02 | CC | -1 | 0.058756 | 154 | 154 |  |  |  |  | -0.058756 | -9.0484
7813 | L_RIONOG1S1Y | 4 | South | YES | -0.017068 | 293 | 0 | 293 | 0 | 1.02 | CC | -1 | 0.058756 | 293 | 293 |  |  |  |  | -0.058756 | -17.2155
9016 | SANDH_G1 | 1 | South | YES | -0.017167 | 45 | 2 | 49 | 0 | 1.0175 | GGT | -1 | 0.058855 | 49 | 49 |  |  |  |  | -0.058855 | -2.8839
9017 | SANDH_G2 | 2 | South | YES | -0.017167 | 45 | 2 | 46 | 0 | 1.0175 | GGT | -1 | 0.058855 | 46 | 46 |  |  |  |  | -0.058855 | -2.7073
9018 | SANDH_G3 | 3 | South | YES | -0.017167 | 45 | 2 | 46 | 0 | 1.0175 | GGT | -1 | 0.058855 | 46 | 46 |  |  |  |  | -0.058855 | -2.7073
9019 | SANDH_G4 | 4 | South | YES | -0.017167 | 0 | 2 | 47 |  | 1.0175 | GGT | -1 | 0.058855 | 47 | 47 |  |  |  |  | -0.058855 | -2.7662
9020 | SANDHG5A | 5A | South | YES | -0.017167 | 150 | 84 | 155 | 0 | 1.0175 | CC | -1 | 0.058855 | 155 | 155 |  |  |  |  | -0.058855 | -9.1225
9021 | SANDHG5C | 5C | South | YES | -0.017167 | 140 | 0 | 148 | 0 | 1.0175 | CC | -1 | 0.058855 | 148 | 148 |  |  |  |  | -0.058855 | -8.7105
9000 | DECKR_G1 | 1 | South | YES | -0.017208 | 280 | 50 | 321 | 0 | 1.015 | GST | -1 | 0.058896 | 321 | 321 |  |  |  |  | -0.058896 | -18.9056
9001 | DECKR_G2 | 2 | South | YES | -0.017208 | 400 | 50 | 426 | 0 | 1.015 | GST | -1 | 0.058896 | 426 | 426 |  |  |  |  | -0.058896 | -25.0896
7014 | L_HAYSEN1_1Y | 1 | South | YES | -0.017211 | 223.9 | 74 | 223.9 | 0 | 1.008 | CC | -1 | 0.058899 | 223.9 | 223.9 |  |  |  |  | -0.058899 | -13.1875
7015 | L_HAYSEN1_2Y | 2 | South | YES | -0.017211 | 225 | 74 | 225 | 0 | 1.008 | CC | -1 | 0.058899 | 225 | 225 |  |  |  |  | -0.058899 | -13.2522
7016 | L_HAYSEN1_3Y | 3 | South | YES | -0.017211 | 224.6 | 74 | 224.6 | 0 | 1.008 | CC | -1 | 0.058899 | 224.6 | 224.6 |  |  |  |  | -0.058899 | -13.2287
7017 | L_HAYSEN1_4Y | 4 | South | YES | -0.017211 | 226.7 | 74 | 226.7 | 0 | 1.008 | CC | -1 | 0.058899 | 226.7 | 226.7 |  |  |  |  | -0.058899 | -13.3524
7605 | L_MCQUEE9_1Y | 1 | South | YES | -0.017358 | 0 | 0 | 2.4 |  | 1.025 | Hydro | -1 | 0.059046 | 0 | 0 |  |  |  |  | -0.059046 | 0
7605 | L_MCQUEE9_1Y | 2 | South | YES | -0.017358 | 0 | 0 | 2.4 |  | 1.025 | Hydro | -1 | 0.059046 | 0 | 0 |  |  |  |  | -0.059046 | 0
7605 | L_MCQUEE9_1Y | 3 | South | YES | -0.017358 | 0 | 0 | 2.8 |  | 1.025 | Hydro | -1 | 0.059046 | 0 | 0 |  |  |  |  | -0.059046 | 0
7609 | L_SCHUMA8_1Y | 1 | South | YES | -0.017706 | 0 | 0 | 4 |  | 1 | Hydro | -1 | 0.059394 | 0 | 0 |  |  |  |  | -0.059394 | 0
5401 | CALAVER_JKS1 | 1 | South | YES | -0.017755 | 562 | 100 | 562 | 0 | 1.026 | LIGCO | -1 | 0.059443 | 0 | 562 |  |  |  |  | -0.059443 | 0
5026 | BRAUNIG_VHB1 | 1 | South | YES | -0.017846 | 215 | 40 | 215 | 0 | 1.0192 | GST | -1 | 0.059534 | 215 | 215 |  |  |  |  | -0.059534 | -12.7998
5027 | BRAUNIG_VHB2 | 2 | South | YES | -0.017846 | 216 | 40 | 216 | 0 | 1.0192 | GST | -1 | 0.059534 | 216 | 216 |  |  |  |  | -0.059534 | -12.8593
5264 | LEON_LCP3G3 | 3 | South | YES | -0.017878 | 0 | 20 | 58 |  | 1.0197 | GST | -1 | 0.059566 | 58 | 58 |  |  |  |  | -0.059566 | -3.4548
5265 | LEON_LCP4G4 | 4 | South | YES | -0.017878 | 89 | 25 | 89 | 0 | 1.0197 | GST | -1 | 0.059566 | 89 | 89 |  |  |  |  | -0.059566 | -5.3014
5266 | LEON_LCPCT1 | 1 | South | YES | -0.017878 | 44 | 24 | 44 | 0 | 1.0197 | GGT | -1 | 0.059566 | 44 | 44 |  |  |  |  | -0.059566 | -2.6209
5267 | LEON_LCPCT2 | 2 | South | YES | -0.017878 | 44 | 24 | 44 | 0 | 1.0197 | GGT | -1 | 0.059566 | 44 | 44 |  |  |  |  | -0.059566 | -2.6209
5268 | LEON_LCPCT3 | 3 | South | YES | -0.017878 | 43 | 24 | 43 | 0 | 1.0197 | GGT | -1 | 0.059566 | 43 | 43 |  |  |  |  | -0.059566 | -2.5613
5269 | LEON_LCPCT4 | 4 | South | YES | -0.017878 | 45 | 24 | 45 | 0 | 1.0197 | GGT | -1 | 0.059566 | 45 | 45 |  |  |  |  | -0.059566 | -2.6805
7020 | L_AUSTPL1_1Y | 1 | South | YES | -0.017879 | 0 | 0 | 8 |  | 1 | Hydro | -1 | 0.059567 | 0 | 0 |  |  |  |  | -0.059567 | 0
7020 | L_AUSTPL1_1Y | 2 | South | YES | -0.017879 | 0 | 0 | 8 |  | 1 | Hydro | -1 | 0.059567 | 0 | 0 |  |  |  |  | -0.059567 | 0
5396 | CALAVER_OWS1 | 1 | South | YES | -0.017927 | 418 | 80 | 418 | 0 | 1.0192 | GST | -1 | 0.059615 | 418 | 418 |  |  |  |  | -0.059615 | -24.919
5397 | CALAVER_OWS2 | 2 | South | YES | -0.017927 | 400 | 80 | 400 | 0 | 1.0192 | GST | -1 | 0.059615 | 400 | 400 |  |  |  |  | -0.059615 | -23.8459
5436 | TUTTL_WBT1G1 | 1 | South | YES | -0.017937 | 48.8 | 20 | 61 | 0 | 1.012 | GST | -1 | 0.059625 | 61 | 61 |  |  |  |  | -0.059625 | -3.6371
5438 | TUTTL_WBT3G3 | 3 | South | YES | -0.017937 | 95 | 25 | 95 | 0 | 1.012 | GST | -1 | 0.059625 | 95 | 95 |  |  |  |  | -0.059625 | -5.6644
5439 | TUTTL_WBT4G4 | 4 | South | YES | -0.017937 | 151 | 40 | 151 | 0 | 1.012 | GST | -1 | 0.059625 | 151 | 151 |  |  |  |  | -0.059625 | -9.0034
5028 | BRAUNIG_VHB3 | 3 | South | YES | -0.018047 | 407 | 60 | 407 | 0 | 1.0138 | GST | -1 | 0.059735 | 407 | 407 |  |  |  |  | -0.059735 | -24.3121
5111 | CALAVER_JTD1 | 1 | South | YES | -0.018055 | 430 | 80 | 430 | 0 | 1.0138 | LIGCO | -1 | 0.059743 | 0 | 430 |  |  |  |  | -0.059743 | 0
5112 | CALAVER_JTD2 | 2 | South | YES | -0.018055 | 430 | 80 | 430 | 0 | 1.0138 | LIGCO | -1 | 0.059743 | 0 | 430 |  |  |  |  | -0.059743 | 0
5476 | BRA_AVR1_CT1 | 1 | South | YES | -0.018222 | 155 | 90 | 155 | 0 | 1.025 | CC | -1 | 0.05991 | 155 | 155 |  |  |  |  | -0.05991 | -9.286
5477 | BRA_AVR1_ST | 1 | South | YES | -0.018222 | 174 | 138 | 174 | 0 | 1.025 | CC | -1 | 0.05991 | 174 | 174 |  |  |  |  | -0.05991 | -10.4243
5478 | BRA_AVR1_CT2 | 1 | South | YES | -0.018222 | 155 | 90 | 155 | 0 | 1.025 | CC | -1 | 0.05991 | 155 | 155 |  |  |  |  | -0.05991 | -9.286
7487 | L_CANYHY8_1Y | 1 | South | YES | -0.02014 | 0 | 0 | 6 |  | 1 | Hydro | -1 | 0.061828 | 0 | 0 |  |  |  |  | -0.061828 | 0
7031 | L_MARSFO1G1Y | 1 | South | YES | -0.024572 | 0 | 0 | 36 |  | 1 | Hydro | -1 | 0.06626 | 0 | 0 |  |  |  |  | -0.06626 | 0
7032 | L_MARSFO1G2Y | 2 | South | YES | -0.024572 | 0 | 0 | 35 |  | 1 | Hydro | -1 | 0.06626 | 0 | 0 |  |  |  |  | -0.06626 | 0
7033 | L_MARSFO1G3Y | 3 | South | YES | -0.024572 | 0 | 0 | 36 |  | 1 | Hydro | -1 | 0.06626 | 0 | 0 |  |  |  |  | -0.06626 | 0
7022 | L_BUCHAN1_1Y | 1 | South | YES | -0.038288 | 0 | 0 | 18 |  | 1 | Hydro | -1 | 0.079976 | 0 | 0 |  |  |  |  | -0.079976 | 0
7023 | L_BUCHAN1_2Y | 2 | South | YES | -0.038288 | 0 | 0 | 18 |  | 1 | Hydro | -1 | 0.079976 | 0 | 0 |  |  |  |  | -0.079976 | 0
7024 | L_BUCHAN1_3Y | 3 | South | YES | -0.038288 | 0 | 0 | 15 |  | 1 | Hydro | -1 | 0.079976 | 0 | 0 |  |  |  |  | -0.079976 | 0
7028 | L_MARBFA1_1Y | 1 | South | YES | -0.040479 | 0 | 0 | 18 |  | 1 | Hydro | -1 | 0.082167 | 0 | 0 |  |  |  |  | -0.082167 | 0
7029 | L_MARBFA1_2Y | 2 | South | YES | -0.040479 | 0 | 0 | 18 |  | 1 | Hydro | -1 | 0.082167 | 0 | 0 |  |  |  |  | -0.082167 | 0
7035 | L_WIRTZ_1G1Y | 1 | South | YES | -0.044979 | 0 | 0 | 29 |  | 1 | Hydro | -1 | 0.086667 | 0 | 0 |  |  |  |  | -0.086667 | 0
7036 | L_WIRTZ_1G2Y | 2 | South | YES | -0.044979 | 0 | 0 | 29.7 |  | 1 | Hydro | -1 | 0.086667 | 0 | 0 |  |  |  |  | -0.086667 | 0
7000 | L_FERGUS1_1Y | 1 | South | YES | -0.048169 | 400 | 65 | 423.3 | 0 | 1.015 | GSC | -1 | 0.089857 | 423.3 | 423.3 |  |  |  |  | -0.089857 | -38.0364
7026 | L_INKSDA1_1Y | 1 | South | YES | -0.059732 | 0 | 0 | 13.7 |  | 1 | Hydro | -1 | 0.10142 | 0 | 0 |  |  |  |  | -0.10142 | 0
Note on AL4: Zonal Cap - Zonal Impact

## Distributed Slack - Inc
Number of Bus | Name of Bus | ID | Area Name of Gen | AGC | P Sensitivity of Bus | Gen MW | Min MW | Max MW | V Sensitivity of Bus | Set Volt | Tech Type | Zone Impact | Zone Correlation | Inc Max | Dec Max | Souce S.F. Weighting | Souce Capacity | Sink S.F. Weighting | Sink Capacity | PTDF Calc | PTDF Weighting | Cumulative Share of Zonal Cap | Cumulative Share of Zonal Impact | Cont_ FisherRd to Oklaunion OL_ SanAngelo to Menard(Shrew) |  | i_PTDF_INC_pt | 543 |  | THW_5556 | Unit at max
7026 | L_INKSDA1_1Y | 1 | South | YES | -0.059732 | 0 | 0 | 13.7 |  | 1 | Hydro | -1 | 0.10142 | 0 | 0 |  |  |  |  | -0.10142 | 0 | 0 | 0 |  |  | i_10pctunit | 44 |  | 368 | # units @ max
7000 | L_FERGUS1_1Y | 1 | South | YES | -0.048169 | 400 | 65 | 423.3 | 0 | 1.015 | GSC | -1 | 0.089857 | 423.3 | 423.3 |  |  |  |  | -0.089857 | -38.0364 | 0.0099028 | 0.020986 | [5 empty] | 0.13263 | delta max
7035 | L_WIRTZ_1G1Y | 1 | South | YES | -0.044979 | 0 | 0 | 29 |  | 1 | Hydro | -1 | 0.086667 | 0 | 0 |  |  |  |  | -0.086667 | 0 | 0.0099028 | 0.020986 | [5 empty] | Delta
7036 | L_WIRTZ_1G2Y | 2 | South | YES | -0.044979 | 0 | 0 | 29.7 |  | 1 | Hydro | -1 | 0.086667 | 0 | 0 |  |  |  |  | -0.086667 | 0 | 0.0099028 | 0.020986 | Weighted Shift Factors |  |  |  | 1 | 0
7028 | L_MARBFA1_1Y | 1 | South | YES | -0.040479 | 0 | 0 | 18 |  | 1 | Hydro | -1 | 0.082167 | 0 | 0 |  |  |  |  | -0.082167 | 0 | 0.0099028 | 0.020986 | West | 0.041688 |  |  | 2 | 0.011083
7029 | L_MARBFA1_2Y | 2 | South | YES | -0.040479 | 0 | 0 | 18 |  | 1 | Hydro | -1 | 0.082167 | 0 | 0 |  |  |  |  | -0.082167 | 0 | 0.0099028 | 0.020986 | North | 0.010425 |  |  | 3 | 0.011083
7022 | L_BUCHAN1_1Y | 1 | South | YES | -0.038288 | 0 | 0 | 18 |  | 1 | Hydro | -1 | 0.079976 | 0 | 0 |  |  |  |  | -0.079976 | 0 | 0.0099028 | 0.020986 |  |  |  |  | 4 | 0.011083
7023 | L_BUCHAN1_2Y | 2 | South | YES | -0.038288 | 0 | 0 | 18 |  | 1 | Hydro | -1 | 0.079976 | 0 | 0 |  |  |  |  | -0.079976 | 0 | 0.0099028 | 0.020986 |  |  |  |  | 5 | 0.011083
7024 | L_BUCHAN1_3Y | 3 | South | YES | -0.038288 | 0 | 0 | 15 |  | 1 | Hydro | -1 | 0.079976 | 0 | 0 |  |  |  |  | -0.079976 | 0 | 0.0099028 | 0.020986 |  |  |  |  | 6 | 0.011083
7031 | L_MARSFO1G1Y | 1 | South | YES | -0.024572 | 0 | 0 | 36 |  | 1 | Hydro | -1 | 0.06626 | 0 | 0 |  |  |  |  | -0.06626 | 0 | 0.0099028 | 0.020986 |  |  |  |  | 7 | 0.011083
7032 | L_MARSFO1G2Y | 2 | South | YES | -0.024572 | 0 | 0 | 35 |  | 1 | Hydro | -1 | 0.06626 | 0 | 0 |  |  |  |  | -0.06626 | 0 | 0.0099028 | 0.020986 |  |  |  |  | 8 | 0.011083
7033 | L_MARSFO1G3Y | 3 | South | YES | -0.024572 | 0 | 0 | 36 |  | 1 | Hydro | -1 | 0.06626 | 0 | 0 |  |  |  |  | -0.06626 | 0 | 0.0099028 | 0.020986 |  |  |  |  | 9 | 0.011083
7487 | L_CANYHY8_1Y | 1 | South | YES | -0.02014 | 0 | 0 | 6 |  | 1 | Hydro | -1 | 0.061828 | 0 | 0 |  |  |  |  | -0.061828 | 0 | 0.0099028 | 0.020986 |  |  |  |  | 10 | 0.011083
5476 | BRA_AVR1_CT1 | 1 | South | YES | -0.018222 | 155 | 90 | 155 | 0 | 1.025 | CC | -1 | 0.05991 | 155 | 155 |  |  |  |  | -0.05991 | -9.286 | 0.013529 | 0.026109 |  |  |  |  | 11 | 0.011083
5477 | BRA_AVR1_ST | 1 | South | YES | -0.018222 | 174 | 138 | 174 | 0 | 1.025 | CC | -1 | 0.05991 | 174 | 174 |  |  |  |  | -0.05991 | -10.4243 | 0.017599 | 0.031861 |  |  |  |  | 12 | 0.011083
5478 | BRA_AVR1_CT2 | 1 | South | YES | -0.018222 | 155 | 90 | 155 | 0 | 1.025 | CC | -1 | 0.05991 | 155 | 155 |  |  |  |  | -0.05991 | -9.286 | 0.021226 | 0.036984 |  |  |  |  | 13 | 0.011083
5111 | CALAVER_JTD1 | 1 | South | YES | -0.018055 | 430 | 80 | 430 | 0 | 1.0138 | LIGCO | -1 | 0.059743 | 0 | 430 |  |  |  |  | -0.059743 | 0 | 0.021226 | 0.036984 |  |  |  |  | 14 | 0.01258
5112 | CALAVER_JTD2 | 2 | South | YES | -0.018055 | 430 | 80 | 430 | 0 | 1.0138 | LIGCO | -1 | 0.059743 | 0 | 430 |  |  |  |  | -0.059743 | 0 | 0.021226 | 0.036984 |  |  |  |  | 15 | 0.014261
5028 | BRAUNIG_VHB3 | 3 | South | YES | -0.018047 | 407 | 60 | 407 | 0 | 1.0138 | GST | -1 | 0.059735 | 407 | 407 |  |  |  |  | -0.059735 | -24.3121 | 0.030747 | 0.050398 |  |  |  |  | 16 | 0.015758
5436 | TUTTL_WBT1G1 | 1 | South | YES | -0.017937 | 48.8 | 20 | 61 | 0 | 1.012 | GST | -1 | 0.059625 | 61 | 61 |  |  |  |  | -0.059625 | -3.6371 | 0.032174 | 0.052404 |  |  |  |  | 17 | 0.015758
5438 | TUTTL_WBT3G3 | 3 | South | YES | -0.017937 | 95 | 25 | 95 | 0 | 1.012 | GST | -1 | 0.059625 | 95 | 95 |  |  |  |  | -0.059625 | -5.6644 | 0.034396 | 0.05553 |  |  |  |  | 18 | 0.015758
5439 | TUTTL_WBT4G4 | 4 | South | YES | -0.017937 | 151 | 40 | 151 | 0 | 1.012 | GST | -1 | 0.059625 | 151 | 151 |  |  |  |  | -0.059625 | -9.0034 | 0.037929 | 0.060497 |  |  |  |  | 19 | 0.019651
5396 | CALAVER_OWS1 | 1 | South | YES | -0.017927 | 418 | 80 | 418 | 0 | 1.0192 | GST | -1 | 0.059615 | 418 | 418 |  |  |  |  | -0.059615 | -24.919 | 0.047708 | 0.074245 |  |  |  |  | 20 | 0.02023
5397 | CALAVER_OWS2 | 2 | South | YES | -0.017927 | 400 | 80 | 400 | 0 | 1.0192 | GST | -1 | 0.059615 | 400 | 400 |  |  |  |  | -0.059615 | -23.8459 | 0.057065 | 0.087402 |  |  |  |  | 21 | 0.021133
7020 | L_AUSTPL1_1Y | 1 | South | YES | -0.017879 | 0 | 0 | 8 |  | 1 | Hydro | -1 | 0.059567 | 0 | 0 |  |  |  |  | -0.059567 | 0 | 0.057065 | 0.087402 |  |  |  |  | 22 | 0.022568
7020 | L_AUSTPL1_1Y | 2 | South | YES | -0.017879 | 0 | 0 | 8 |  | 1 | Hydro | -1 | 0.059567 | 0 | 0 |  |  |  |  | -0.059567 | 0 | 0.057065 | 0.087402 |  |  |  |  | 23 | 0.026538
5264 | LEON_LCP3G3 | 3 | South | YES | -0.017878 | 0 | 20 | 58 |  | 1.0197 | GST | -1 | 0.059566 | 58 | 58 |  |  |  |  | -0.059566 | -3.4548 | 0.058422 | 0.089308 |  |  |  |  | 24 | 0.030337
5265 | LEON_LCP4G4 | 4 | South | YES | -0.017878 | 89 | 25 | 89 | 0 | 1.0197 | GST | -1 | 0.059566 | 89 | 89 |  |  |  |  | -0.059566 | -5.3014 | 0.060504 | 0.092233 |  |  |  |  | 25 | 0.030337
5266 | LEON_LCPCT1 | 1 | South | YES | -0.017878 | 44 | 24 | 44 | 0 | 1.0197 | GGT | -1 | 0.059566 | 44 | 44 |  |  |  |  | -0.059566 | -2.6209 | 0.061534 | 0.093679 |  |  |  |  | 26 | 0.030337
5267 | LEON_LCPCT2 | 2 | South | YES | -0.017878 | 44 | 24 | 44 | 0 | 1.0197 | GGT | -1 | 0.059566 | 44 | 44 |  |  |  |  | -0.059566 | -2.6209 | 0.062563 | 0.095125 |  |  |  |  | 27 | 0.030886
5268 | LEON_LCPCT3 | 3 | South | YES | -0.017878 | 43 | 24 | 43 | 0 | 1.0197 | GGT | -1 | 0.059566 | 43 | 43 |  |  |  |  | -0.059566 | -2.5613 | 0.063569 | 0.096538 |  |  |  |  | 28 | 0.031729
5269 | LEON_LCPCT4 | 4 | South | YES | -0.017878 | 45 | 24 | 45 | 0 | 1.0197 | GGT | -1 | 0.059566 | 45 | 45 |  |  |  |  | -0.059566 | -2.6805 | 0.064622 | 0.098017 |  |  |  |  | 29 | 0.032145
5026 | BRAUNIG_VHB1 | 1 | South | YES | -0.017846 | 215 | 40 | 215 | 0 | 1.0192 | GST | -1 | 0.059534 | 215 | 215 |  |  |  |  | -0.059534 | -12.7998 | 0.069651 | 0.10508 |  |  |  |  | 30 | 0.032562
5027 | BRAUNIG_VHB2 | 2 | South | YES | -0.017846 | 216 | 40 | 216 | 0 | 1.0192 | GST | -1 | 0.059534 | 216 | 216 |  |  |  |  | -0.059534 | -12.8593 | 0.074705 | 0.11217 |  |  |  |  | 31 | 0.032969
5401 | CALAVER_JKS1 | 1 | South | YES | -0.017755 | 562 | 100 | 562 | 0 | 1.026 | LIGCO | -1 | 0.059443 | 0 | 562 |  |  |  |  | -0.059443 | 0 | 0.074705 | 0.11217 |  |  |  |  | 32 | 0.033395
7609 | L_SCHUMA8_1Y | 1 | South | YES | -0.017706 | 0 | 0 | 4 |  | 1 | Hydro | -1 | 0.059394 | 0 | 0 |  |  |  |  | -0.059394 | 0 | 0.074705 | 0.11217 |  |  |  |  | 33 | 0.035428
7605 | L_MCQUEE9_1Y | 1 | South | YES | -0.017358 | 0 | 0 | 2.4 |  | 1.025 | Hydro | -1 | 0.059046 | 0 | 0 |  |  |  |  | -0.059046 | 0 | 0.074705 | 0.11217 |  |  |  |  | 34 | 0.037469
7605 | L_MCQUEE9_1Y | 2 | South | YES | -0.017358 | 0 | 0 | 2.4 |  | 1.025 | Hydro | -1 | 0.059046 | 0 | 0 |  |  |  |  | -0.059046 | 0 | 0.074705 | 0.11217 |  |  |  |  | 35 | 0.037469
7605 | L_MCQUEE9_1Y | 3 | South | YES | -0.017358 | 0 | 0 | 2.8 |  | 1.025 | Hydro | -1 | 0.059046 | 0 | 0 |  |  |  |  | -0.059046 | 0 | 0.074705 | 0.11217 |  |  |  |  | 36 | 0.037469
7014 | L_HAYSEN1_1Y | 1 | South | YES | -0.017211 | 223.9 | 74 | 223.9 | 0 | 1.008 | CC | -1 | 0.058899 | 223.9 | 223.9 |  |  |  |  | -0.058899 | -13.1875 | 0.079943 | 0.11945 |  |  |  |  | 37 | 0.037469
7015 | L_HAYSEN1_2Y | 2 | South | YES | -0.017211 | 225 | 74 | 225 | 0 | 1.008 | CC | -1 | 0.058899 | 225 | 225 |  |  |  |  | -0.058899 | -13.2522 | 0.085206 | 0.12676 |  |  |  |  | 38 | 0.037469
7016 | L_HAYSEN1_3Y | 3 | South | YES | -0.017211 | 224.6 | 74 | 224.6 | 0 | 1.008 | CC | -1 | 0.058899 | 224.6 | 224.6 |  |  |  |  | -0.058899 | -13.2287 | 0.090461 | 0.13406 |  |  |  |  | 39 | 0.037469
7017 | L_HAYSEN1_4Y | 4 | South | YES | -0.017211 | 226.7 | 74 | 226.7 | 0 | 1.008 | CC | -1 | 0.058899 | 226.7 | 226.7 |  |  |  |  | -0.058899 | -13.3524 | 0.095764 | 0.14143 |  |  |  |  | 40 | 0.039507
9000 | DECKR_G1 | 1 | South | YES | -0.017208 | 280 | 50 | 321 | 0 | 1.015 | GST | -1 | 0.058896 | 321 | 321 |  |  |  |  | -0.058896 | -18.9056 | 0.10327 | 0.15186 |  |  |  |  | 41 | 0.041555
9001 | DECKR_G2 | 2 | South | YES | -0.017208 | 400 | 50 | 426 | 0 | 1.015 | GST | -1 | 0.058896 | 426 | 426 |  |  |  |  | -0.058896 | -25.0896 | 0.11324 | 0.1657 |  |  |  |  | 42 | 0.0436
9016 | SANDH_G1 | 1 | South | YES | -0.017167 | 45 | 2 | 49 | 0 | 1.0175 | GGT | -1 | 0.058855 | 49 | 49 |  |  |  |  | -0.058855 | -2.8839 | 0.11439 | 0.16729 |  |  |  |  | 43 | 0.045663
9017 | SANDH_G2 | 2 | South | YES | -0.017167 | 45 | 2 | 46 | 0 | 1.0175 | GGT | -1 | 0.058855 | 46 | 46 |  |  |  |  | -0.058855 | -2.7073 | 0.11546 | 0.16879 |  |  |  |  | 44 | 0.048584
9018 | SANDH_G3 | 3 | South | YES | -0.017167 | 45 | 2 | 46 | 0 | 1.0175 | GGT | -1 | 0.058855 | 46 | 46 |  |  |  |  | -0.058855 | -2.7073 | 0.11654 | 0.17028 |  |  |  |  | 45 | 0.052461
9019 | SANDH_G4 | 4 | South | YES | -0.017167 | 0 | 2 | 47 |  | 1.0175 | GGT | -1 | 0.058855 | 47 | 47 |  |  |  |  | -0.058855 | -2.7662 | 0.11764 | 0.17181 |  |  |  |  | 46 | 0.052906
9020 | SANDHG5A | 5A | South | YES | -0.017167 | 150 | 84 | 155 | 0 | 1.0175 | CC | -1 | 0.058855 | 155 | 155 |  |  |  |  | -0.058855 | -9.1225 | 0.12126 | 0.17684 |  |  |  |  | 47 | 0.053323
9021 | SANDHG5C | 5C | South | YES | -0.017167 | 140 | 0 | 148 | 0 | 1.0175 | CC | -1 | 0.058855 | 148 | 148 |  |  |  |  | -0.058855 | -8.7105 | 0.12473 | 0.18164 |  |  |  |  | 48 | 0.053741
7810 | L_RIONOG1G1Y | 1 | South | YES | -0.017068 | 148 | 0 | 148 | 0 | 1.02 | CC | -1 | 0.058756 | 148 | 148 |  |  |  |  | -0.058756 | -8.6959 | 0.12819 | 0.18644 |  |  |  |  | 49 | 0.054168
7811 | L_RIONOG1G2Y | 2 | South | YES | -0.017068 | 148 | 0 | 148 | 0 | 1.02 | CC | -1 | 0.058756 | 148 | 148 |  |  |  |  | -0.058756 | -8.6959 | 0.13165 | 0.19124 |  |  |  |  | 50 | 0.055575
7812 | L_RIONOG1G3Y | 3 | South | YES | -0.017068 | 154 | 0 | 154 | 0 | 1.02 | CC | -1 | 0.058756 | 154 | 154 |  |  |  |  | -0.058756 | -9.0484 | 0.13525 | 0.19623 |  |  |  |  | 51 | 0.056918
7813 | L_RIONOG1S1Y | 4 | South | YES | -0.017068 | 293 | 0 | 293 | 0 | 1.02 | CC | -1 | 0.058756 | 293 | 293 |  |  |  |  | -0.058756 | -17.2155 | 0.14211 | 0.20573 |  |  |  |  | 52 | 0.058254
7800 | L_GUADGE1_1Y | 1 | South | YES | -0.017028 | 147 | 30 | 147 | 0 | 1.02 | CC | -1 | 0.058716 | 147 | 147 |  |  |  |  | -0.058716 | -8.6312 | 0.14555 | 0.21049 |  |  |  |  | 53 | 0.059589
7801 | L_GUADGE1_2Y | 2 | South | YES | -0.017028 | 138 | 30 | 138 | 0 | 1.02 | CC | -1 | 0.058716 | 138 | 138 |  |  |  |  | -0.058716 | -8.1028 | 0.14878 | 0.21496 |  |  |  |  | 54 | 0.060979
7802 | L_GUADGE1_3Y | 3 | South | YES | -0.017028 | 146 | 30 | 146 | 0 | 1.02 | CC | -1 | 0.058716 | 146 | 146 |  |  |  |  | -0.058716 | -8.5725 | 0.15219 | 0.21969 |  |  |  |  | 55 | 0.063622
7803 | L_GUADGE1_4Y | 4 | South | YES | -0.017028 | 149 | 30 | 149 | 0 | 1.02 | CC | -1 | 0.058716 | 149 | 149 |  |  |  |  | -0.058716 | -8.7487 | 0.15568 | 0.22452 |  |  |  |  | 56 | 0.064946
7804 | L_GUADGE1_5Y | 5 | South | YES | -0.017028 | 182 | 30 | 182 | 0 | 1.02 | CC | -1 | 0.058716 | 182 | 182 |  |  |  |  | -0.058716 | -10.6863 | 0.15993 | 0.23042 |  |  |  |  | 57 | 0.066188
7805 | L_GUADGE1_6Y | 6 | South | YES | -0.017028 | 203 | 30 | 203 | 0 | 1.02 | CC | -1 | 0.058716 | 203 | 203 |  |  |  |  | -0.058716 | -11.9193 | 0.16468 | 0.23699 |  |  |  |  | 58 | 0.067502
9002 | DECKR_G3 | 3 | South | YES | -0.016791 | 0 | 24 | 42 |  | 1.015 | GGT | -1 | 0.058479 | 42 | 42 |  |  |  |  | -0.058479 | -2.4561 | 0.16567 | 0.23835 |  |  |  |  | 59 | 0.068843
9003 | DECKR_G4 | 4 | South | YES | -0.016791 | 44 | 24 | 44 | 0 | 1.015 | GGT | -1 | 0.058479 | 44 | 44 |  |  |  |  | -0.058479 | -2.5731 | 0.1667 | 0.23977 |  |  |  |  | 60 | 0.070481
9004 | DECKR_G5 | 5 | South | YES | -0.016791 | 44 | 24 | 44 | 0 | 1.015 | GGT | -1 | 0.058479 | 44 | 44 |  |  |  |  | -0.058479 | -2.5731 | 0.16772 | 0.24119 |  |  |  |  | 61 | 0.072308
9005 | DECKR_G6 | 6 | South | YES | -0.016791 | 44 | 24 | 47 | 0 | 1.015 | GGT | -1 | 0.058479 | 47 | 47 |  |  |  |  | -0.058479 | -2.7485 | 0.16882 | 0.2427 |  |  |  |  | 62 | 0.072681
7624 | L_LAKEWO9_1Y | 1 | South | YES | -0.01632 | 0 | 0 | 2.4 |  | 1 | Hydro | -1 | 0.058008 | 0 | 0 |  |  |  |  | -0.058008 | 0 | 0.16882 | 0.2427 |  |  |  |  | 63 | 0.073071
7624 | L_LAKEWO9_1Y | 2 | South | YES | -0.01632 | 0 | 0 | 2.4 |  | 1 | Hydro | -1 | 0.058008 | 0 | 0 |  |  |  |  | -0.058008 | 0 | 0.16882 | 0.2427 |  |  |  |  | 64 | 0.073462
5903 | SANMIGUELGEN | 1 | South | YES | -0.01576 | 396.3 | 180 | 396.3 | 0 | 1.0336 | LIGCO | -1 | 0.057448 | 0 | 396.3 |  |  |  |  | -0.057448 | 0 | 0.16882 | 0.2427 |  |  |  |  | 65 | 0.073879
7004 | L_SIMGID1_1Y | 1 | South | YES | -0.015477 | 132 | 40 | 132 | 0 | 1.02 | GST | -1 | 0.057165 | 132 | 132 |  |  |  |  | -0.057165 | -7.5458 | 0.17191 | 0.24687 |  |  |  |  | 66 | 0.073879
7005 | L_SIMGID1_2Y | 2 | South | YES | -0.015477 | 133 | 32 | 139 | 0 | 1.02 | GST | -1 | 0.057165 | 139 | 139 |  |  |  |  | -0.057165 | -7.9459 | 0.17516 | 0.25125 |  |  |  |  | 67 | 0.073879
7006 | L_SIMGID1_3Y | 3 | South | YES | -0.015477 | 324.9 | 60 | 329 | 0 | 1.02 | GST | -1 | 0.057165 | 329 | 329 |  |  |  |  | -0.057165 | -18.8072 | 0.18286 | 0.26163 |  |  |  |  | 68 | 0.073879
8189 | CUECPL2A | 1 | South | YES | -0.015214 | 12 | 0 | 12 | 0 | 1.02 | Cogen | -1 | 0.056902 | 0 | 0 |  |  |  |  | -0.056902 | 0 | 0.18286 | 0.26163 |  |  |  |  | 69 | 0.074954
8161 | COLETO0A | 1 | South | YES | -0.014344 | 633 | 200 | 633 | 0 | 1.03 | LIGCO | -1 | 0.056032 | 0 | 633 |  |  |  |  | -0.056032 | 0 | 0.18286 | 0.26163 |  |  |  |  | 70 | 0.076086
7807 | L_BASTEN1_1Y | 1 | South | YES | -0.014198 | 152.5 | 83.5 | 152.5 | 0 | 1.004 | CC | -1 | 0.055886 | 152.5 | 152.5 |  |  |  |  | -0.055886 | -8.5226 | 0.18643 | 0.26633 |  |  |  |  | 71 | 0.078766
7808 | L_BASTEN1_2Y | 1 | South | YES | -0.014198 | 149.5 | 83.5 | 149.5 | 0 | 1.004 | CC | -1 | 0.055886 | 149.5 | 149.5 |  |  |  |  | -0.055886 | -8.3549 | 0.18993 | 0.27094 |  |  |  |  | 72 | 0.078766
7809 | L_BASTEN1_3Y | 1 | South | YES | -0.014198 | 232.6 | 42 | 232.6 | 0 | 1.004 | CC | -1 | 0.055886 | 232.6 | 232.6 |  |  |  |  | -0.055886 | -12.9991 | 0.19537 | 0.27811 |  |  |  |  | 73 | 0.078766
88198 | BEEVILLE | F | South | YES | -0.014196 | 0 | 0 | 0 | 0 | 1.02 | AVR | -1 | 0.055884 | 0 | 0 |  |  |  |  | -0.055884 | 0 | 0.19537 | 0.27811 |  |  |  |  | 74 | 0.0799
7303 | L_WPPGS12_1Y | 1 | South | YES | -0.0141 | 50 | 0 | 50 | 0 | 1.025 | GGT | -1 | 0.055788 | 50 | 50 |  |  |  |  | -0.055788 | -2.7894 | 0.19654 | 0.27965 |  |  |  |  | 75 | 0.081013
7303 | L_WPPGS12_1Y | 2 | South | YES | -0.0141 | 50 | 0 | 50 | 0 | 1.025 | GGT | -1 | 0.055788 | 50 | 50 |  |  |  |  | -0.055788 | -2.7894 | 0.19771 | 0.28119 |  |  |  |  | 76 | 0.082743
7305 | L_WPPGS34_1Y | 3 | South | YES | -0.0141 | 50 | 0 | 50 | 0 | 1.025 | GGT | -1 | 0.055788 | 50 | 50 |  |  |  |  | -0.055788 | -2.7894 | 0.19888 | 0.28273 |  |  |  |  | 77 | 0.082743
7305 | L_WPPGS34_1Y | 4 | South | YES | -0.0141 | 50 | 0 | 50 | 0 | 1.025 | GGT | -1 | 0.055788 | 50 | 50 |  |  |  |  | -0.055788 | -2.7894 | 0.20005 | 0.28427 |  |  |  |  | 78 | 0.083112
80080 | GWINDT11A | 3 | South | YES | -0.013699 | 0 | 0 | 38 | 0 | 1.025 | Wind | -1 | 0.055387 | 0 | 38 |  |  |  |  | -0.055387 | 0 | 0.20005 | 0.28427 |  |  |  |  | 79 | 0.083482
80080 | GWINDT11A | 4 | South | YES | -0.013699 | 3.8 | 0 | 19 | 0 | 1.025 | Wind | -1 | 0.055387 | 0 | 19 |  |  |  |  | -0.055387 | 0 | 0.20005 | 0.28427 |  |  |  |  | 80 | 0.083851
80080 | GWINDT11A | 2 | South | YES | -0.013699 | 0 | 0 | 41 | 0 | 1.025 | Wind | -1 | 0.055387 | 0 | 41 |  |  |  |  | -0.055387 | 0 | 0.20005 | 0.28427 |  |  |  |  | 81 | 0.08422
80080 | GWINDT11A | 1 | South | YES | -0.013699 | 28.2 | 0 | 94 | 0 | 1.025 | Wind | -1 | 0.055387 | 0 | 94 |  |  |  |  | -0.055387 | 0 | 0.20005 | 0.28427 |  |  |  |  | 82 | 0.08422
80081 | GWINDT21A | 4 | South | YES | -0.013699 | 4.4 | 0 | 22 | 0 | 1.025 | Wind | -1 | 0.055387 | 0 | 22 |  |  |  |  | -0.055387 | 0 | 0.20005 | 0.28427 |  |  |  |  | 83 | 0.08422
80081 | GWINDT21A | 1 | South | YES | -0.013699 | 28.2 | 0 | 94 | 0 | 1.025 | Wind | -1 | 0.055387 | 0 | 94 |  |  |  |  | -0.055387 | 0 | 0.20005 | 0.28427 |  |  |  |  | 84 | 0.08422
80081 | GWINDT21A | 3 | South | YES | -0.013699 | 8.6 | 0 | 43 | 0 | 1.025 | Wind | -1 | 0.055387 | 0 | 43 |  |  |  |  | -0.055387 | 0 | 0.20005 | 0.28427 |  |  |  |  | 85 | 0.08422
80081 | GWINDT21A | 2 | South | YES | -0.013699 | 7.2 | 0 | 36 | 0 | 1.025 | Wind | -1 | 0.055387 | 0 | 36 |  |  |  |  | -0.055387 | 0 | 0.20005 | 0.28427 |  |  |  |  | 86 | 0.08422
80180 | PNSCALT11A | 2 | South | YES | -0.013699 | 10 | 0 | 50 | 0 | 1.025 | Wind | -1 | 0.055387 | 0 | 50 |  |  |  |  | -0.055387 | 0 | 0.20005 | 0.28427 |  |  |  |  | 87 | 0.08422
80180 | PNSCALT11A | 1 | South | YES | -0.013699 | 43.8 | 0 | 148 | 0 | 1.025 | Wind | -1 | 0.055387 | 0 | 148 |  |  |  |  | -0.055387 | 0 | 0.20005 | 0.28427 |  |  |  |  | 88 | 0.08422
80181 | PNSCALT21A | 2 | South | YES | -0.013699 | 10 | 0 | 50 | 0 | 1.025 | Wind | -1 | 0.055387 | 0 | 50 |  |  |  |  | -0.055387 | 0 | 0.20005 | 0.28427 |  |  |  |  | 89 | 0.08422
80181 | PNSCALT21A | 1 | South | YES | -0.013699 | 16.5 | 0 | 55 | 0 | 1.025 | Wind | -1 | 0.055387 | 0 | 55 |  |  |  |  | -0.055387 | 0 | 0.20005 | 0.28427 |  |  |  |  | 90 | 0.08422
8517 | CELANEBI0A | 1 | South | YES | -0.013665 | 29 | 0 | 29 | 0 | 1.02 | Cogen | -1 | 0.055353 | 0 | 0 |  |  |  |  | -0.055353 | 0 | 0.20005 | 0.28427 |  |  |  |  | 91 | 0.08422
5932 | SI_RAY9 | 9 | South | YES | -0.013663 | 32 | 32 | 38 | 0 | 1.035 | CC | -1 | 0.055351 | 38 | 38 |  |  |  |  | -0.055351 | -2.1033 | 0.20093 | 0.28543 |  |  |  |  | 92 | 0.08422
5933 | SI_RAY6 | 6 | South | YES | -0.013663 | 15.4 | 10 | 19.3 | 0 | 1.035 | GST | -1 | 0.055351 | 19.3 | 19.3 |  |  |  |  | -0.055351 | -1.0683 | 0.20139 | 0.28602 |  |  |  |  | 93 | 0.08422
5935 | SI_RAY10 | 10 | South | YES | -0.013663 | 47 | 10 | 47 | 0 | 1.03 | CC | -1 | 0.055351 | 47 | 47 |  |  |  |  | -0.055351 | -2.6015 | 0.20249 | 0.28745 |  |  |  |  | 94 | 0.08422
80003 | MILHWYS | F | South | YES | -0.013662 | 0 | 0 | 0 | 0 | 1.0168 | AVR | -1 | 0.05535 | 0 | 0 |  |  |  |  | -0.05535 | 0 | 0.20249 | 0.28745 |  |  |  |  | 95 | 0.084492
8511 | OXY_CC0A | 1 | South | YES | -0.013621 | 30.3 | 0 | 38 | 0 | 1.027 | Cogen | -1 | 0.055309 | 0 | 0 |  |  |  |  | -0.055309 | 0 | 0.20249 | 0.28745 |  |  |  |  | 96 | 0.08463
8459 | B_DAVIS0B | MB | South | YES | -0.013612 | 0 | 50 | 339 |  | 1.03 | GSC | -1 | 0.0553 | 0 | 0 |  |  |  |  | -0.0553 | 0 | 0.20249 | 0.28745 |  |  |  |  | 97 | 0.084965
8460 | B_DAVIS0A | MB | South | YES | -0.013612 | 0 | 50 | 340 |  | 1.03 | GSC | -1 | 0.0553 | 0 | 0 |  |  |  |  | -0.0553 | 0 | 0.20249 | 0.28745 |  |  |  |  | 98 | 0.084965
80263 | B_DAVIS31A | 3 | South | YES | -0.013612 | 0 | 0 | 180 |  | 1.0366 | CC | -1 | 0.0553 | 180 | 180 |  |  |  |  | -0.0553 | -9.954 | 0.2067 | 0.29294 |  |  |  |  | 99 | 0.084965
80264 | B_DAVIS41A | 4 | South | YES | -0.013612 | 0 | 0 | 180 |  | 1.0366 | CC | -1 | 0.0553 | 180 | 180 |  |  |  |  | -0.0553 | -9.954 | 0.21091 | 0.29843 |  |  |  |  | 100 | 0.084965
8936 | MVGN#1 | 1 | South | YES | -0.013606 | 216.6 | 0 | 216.6 | 0 | 1.0304 | CC | -1 | 0.055294 | 216.6 | 216.6 |  |  |  |  | -0.055294 | -11.9767 | 0.21597 | 0.30504 |  |  |  |  | 101 | 0.084965
8937 | MVGN#2 | 2 | South | YES | -0.013606 | 216.7 | 0 | 216.7 | 0 | 1.0304 | CC | -1 | 0.055294 | 216.7 | 216.7 |  |  |  |  | -0.055294 | -11.9822 | 0.22104 | 0.31165 |  |  |  |  | 102 | 0.086246
8938 | MVGN#3 | 3 | South | YES | -0.013606 | 250.9 | 0 | 250.9 | 0 | 1.0304 | CC | -1 | 0.055294 | 250.9 | 250.9 |  |  |  |  | -0.055294 | -13.8732 | 0.22691 | 0.31931 |  |  |  |  | 103 | 0.087527
8461 | KOCH_UP0A | 1 | South | YES | -0.013605 | 38 | 0 | 38 | 0 | 1.012 | Cogen | -1 | 0.055293 | 0 | 0 |  |  |  |  | -0.055293 | 0 | 0.22691 | 0.31931 |  |  |  |  | 104 | 0.089068
8981 | HECN1 | 1 | South | YES | -0.013605 | 144.8 | 0 | 144.8 | 0 | 1.0304 | CC | -1 | 0.055293 | 144.8 | 144.8 |  |  |  |  | -0.055293 | -8.0064 | 0.2303 | 0.32373 |  |  |  |  | 105 | 0.090609
8982 | HECN2 | 2 | South | YES | -0.013605 | 144.1 | 0 | 144.1 | 0 | 1.0304 | CC | -1 | 0.055293 | 144.1 | 144.1 |  |  |  |  | -0.055293 | -7.9677 | 0.23367 | 0.32812 |  |  |  |  | 106 | 0.092394
8983 | HECN3 | 3 | South | YES | -0.013605 | 171.9 | 0 | 171.9 | 0 | 1.0304 | CC | -1 | 0.055293 | 171.9 | 171.9 |  |  |  |  | -0.055293 | -9.5048 | 0.23769 | 0.33337 |  |  |  |  | 107 | 0.092394
8506 | VAL #1 | 1 | South | YES | -0.013599 | 20.9 | 0 | 25 | 0 | 1.0055 | Cogen | -1 | 0.055287 | 0 | 0 |  |  |  |  | -0.055287 | 0 | 0.23769 | 0.33337 |  |  |  |  | 108 | 0.093424
8507 | VAL #2 | 2 | South | YES | -0.013599 | 20.9 | 0 | 25 | 0 | 1.0055 | Cogen | -1 | 0.055287 | 0 | 0 |  |  |  |  | -0.055287 | 0 | 0.23769 | 0.33337 |  |  |  |  | 109 | 0.094449
8456 | COSW#1 | 1 | South | YES | -0.01359 | 20 | 0 | 20 | 0 | 1.027 | Cogen | -1 | 0.055278 | 0 | 0 |  |  |  |  | -0.055278 | 0 | 0.23769 | 0.33337 |  |  |  |  | 110 | 0.095671
8457 | COSW#2 | 2 | South | YES | -0.01359 | 14 | 0 | 14 | 0 | 1.027 | Cogen | -1 | 0.055278 | 0 | 0 |  |  |  |  | -0.055278 | 0 | 0.23769 | 0.33337 |  |  |  |  | 111 | 0.095671
8560 | CNOPGT1 | 1 | South | YES | -0.013584 | 148.3 | 0 | 148.3 | 0 | 1.03 | Cogen | -1 | 0.055272 | 0 | 0 |  |  |  |  | -0.055272 | 0 | 0.23769 | 0.33337 |  |  |  |  | 112 | 0.095671
8561 | CNOPGT2 | 2 | South | YES | -0.013584 | 148.6 | 0 | 148.6 | 0 | 1.03 | Cogen | -1 | 0.055272 | 0 | 0 |  |  |  |  | -0.055272 | 0 | 0.23769 | 0.33337 |  |  |  |  | 113 | 0.095671
8562 | CNOPST1 | 3 | South | YES | -0.013584 | 153 | 0 | 153 | 0 | 1.03 | Cogen | -1 | 0.055272 | 0 | 0 |  |  |  |  | -0.055272 | 0 | 0.23769 | 0.33337 |  |  |  |  | 114 | 0.095671
8442 | NBEC7 | 7 | South | YES | -0.013583 | 0 | 81 | 367 |  | 1.0298 | GST | -1 | 0.055271 | 367 | 367 |  |  |  |  | -0.055271 | -20.2844 | 0.24628 | 0.34456 |  |  |  |  | 115 | 0.095671
8442 | NBEC7 | MB | South | YES | -0.013583 | 0 | 81 | 367 |  | 1.0298 | GST | -1 | 0.055271 | 0 | 0 |  |  |  |  | -0.055271 | 0 | 0.24628 | 0.34456 |  |  |  |  | 116 | 0.095671
8173 | VICEC51A | 5 | South | YES | -0.01348 | 144 | 18 | 144 | 0 | 1.025 | CC | -1 | 0.055168 | 144 | 144 |  |  |  |  | -0.055168 | -7.9442 | 0.24965 | 0.34894 |  |  |  |  | 117 | 0.095671
8174 | VICEC61A | 6 | South | YES | -0.01348 | 188 | 42 | 188 | 0 | 1.025 | CC | -1 | 0.055168 | 188 | 188 |  |  |  |  | -0.055168 | -10.3716 | 0.25405 | 0.35466 |  |  |  |  | 118 | 0.098277
8926 | LGE_GT10A | 1 | South | YES | -0.013475 | 158 | 0 | 158 | 0 | 1.03 | Cogen | -1 | 0.055163 | 0 | 0 |  |  |  |  | -0.055163 | 0 | 0.25405 | 0.35466 |  |  |  |  | 119 | 0.098277
8927 | LGE_GT20A | 2 | South | YES | -0.013475 | 153 | 0 | 153 | 0 | 1.03 | Cogen | -1 | 0.055163 | 0 | 0 |  |  |  |  | -0.055163 | 0 | 0.25405 | 0.35466 |  |  |  |  | 120 | 0.099292
8928 | LGE_STG0A | 3 | South | YES | -0.013475 | 100 | 0 | 100 | 0 | 1.03 | Cogen | -1 | 0.055163 | 0 | 0 |  |  |  |  | -0.055163 | 0 | 0.25405 | 0.35466 |  |  |  |  | 121 | 0.10062
8930 | ICPGN10A | 1 | South | YES | -0.013475 | 149 | 0 | 149 | 0 | 1.03 | Cogen | -1 | 0.055163 | 0 | 0 |  |  |  |  | -0.055163 | 0 | 0.25405 | 0.35466 |  |  |  |  | 122 | 0.10062
8931 | ICPGN20A | 2 | South | YES | -0.013475 | 150 | 0 | 150 | 0 | 1.03 | Cogen | -1 | 0.055163 | 0 | 0 |  |  |  |  | -0.055163 | 0 | 0.25405 | 0.35466 |  |  |  |  | 123 | 0.10062
8932 | ICPGN30A | 3 | South | YES | -0.013475 | 127 | 0 | 127 | 0 | 1.03 | Cogen | -1 | 0.055163 | 0 | 0 |  |  |  |  | -0.055163 | 0 | 0.25405 | 0.35466 |  |  |  |  | 124 | 0.10062
80223 | REYSHR G | 1 | South | YES | -0.013475 | 12 | 0 | 12 | 0 | 1.032 | Cogen | -1 | 0.055163 | 0 | 0 |  |  |  |  | -0.055163 | 0 | 0.25405 | 0.35466 |  |  |  |  | 125 | 0.10062
8933 | FGNTS001 | 1 | South | YES | -0.013466 | 146.5 | 0 | 146.5 | 0 | 1.03 | CC | -1 | 0.055154 | 146.5 | 146.5 |  |  |  |  | -0.055154 | -8.08 | 0.25747 | 0.35912 |  |  |  |  | 126 | 0.10062
8934 | FGNTS101 | 2 | South | YES | -0.013466 | 147.9 | 0 | 147.9 | 0 | 1.03 | CC | -1 | 0.055154 | 147.9 | 147.9 |  |  |  |  | -0.055154 | -8.1573 | 0.26093 | 0.36362 |  |  |  |  | 127 | 0.10062
8935 | FGNTS201 | 3 | South | YES | -0.013466 | 173 | 0 | 173 | 0 | 1.03 | CC | -1 | 0.055154 | 173 | 173 |  |  |  |  | -0.055154 | -9.5416 | 0.26498 | 0.36889 |  |  |  |  | 128 | 0.10062
5508 | RAYBURNCC9 | 1 | South | YES | -0.01336 | 47.7 | 18.2 | 47.7 | 0 | 1.0296 | CC | -1 | 0.055048 | 47.7 | 47.7 |  |  |  |  | -0.055048 | -2.6258 | 0.2661 | 0.37033 |  |  |  |  | 129 | 0.10165
5509 | RAYBURNCC10 | 1 | South | YES | -0.01336 | 37.3 | 5.2 | 37.3 | 0 | 1.0296 | CC | -1 | 0.055048 | 37.3 | 37.3 |  |  |  |  | -0.055048 | -2.0533 | 0.26697 | 0.37147 |  |  |  |  | 130 | 0.10269
5511 | RAYBURNCC7 | 1 | South | YES | -0.01336 | 47.5 | 18.2 | 47.5 | 0 | 1.0296 | CC | -1 | 0.055048 | 47.5 | 47.5 |  |  |  |  | -0.055048 | -2.6148 | 0.26808 | 0.37291 |  |  |  |  | 131 | 0.1039
5512 | RAYBURNCC8 | 1 | South | YES | -0.01336 | 49.3 | 18.2 | 49.3 | 0 | 1.0296 | CC | -1 | 0.055048 | 49.3 | 49.3 |  |  |  |  | -0.055048 | -2.7139 | 0.26923 | 0.37441 |  |  |  |  | 132 | 0.10424
8066 | DUP1V#1 | 1 | South | YES | -0.013343 | 52.3 | 0 | 73 | 0 | 1.01 | Cogen | -1 | 0.055031 | 0 | 0 |  |  |  |  | -0.055031 | 0 | 0.26923 | 0.37441 |  |  |  |  | 133 | 0.1045
7007 | L_LOSTPI1_1Y | 1 | South | YES | -0.013234 | 158.6 | 110 | 158 | 0 | 1 | CC | -1 | 0.054922 | 158 | 158 |  |  |  |  | -0.054922 | -8.6777 | 0.27293 | 0.37919 |  |  |  |  | 134 | 0.10483
7008 | L_LOSTPI1_2Y | 2 | South | YES | -0.013234 | 157.7 | 107 | 160 | 0 | 1 | CC | -1 | 0.054922 | 160 | 160 |  |  |  |  | -0.054922 | -8.7875 | 0.27667 | 0.38404 |  |  |  |  | 135 | 0.10517
7009 | L_LOSTPI1_3Y | 3 | South | YES | -0.013234 | 173.9 | 72 | 175 | 0 | 1 | CC | -1 | 0.054922 | 175 | 175 |  |  |  |  | -0.054922 | -9.6113 | 0.28077 | 0.38935 |  |  |  |  | 136 | 0.10517
5503 | RAYBURNGEN3 | 1 | South | YES | -0.013184 | 17.6 | 6 | 22 | 0 | 1.0224 | GST | -1 | 0.054872 | 22 | 22 |  |  |  |  | -0.054872 | -1.2072 | 0.28128 | 0.39001 |  |  |  |  | 137 | 0.10626
5505 | RAYBURNGEN1 | 1 | South | YES | -0.013184 | 0 | 1 | 11 |  | 1.0223 | GGT | -1 | 0.054872 | 11 | 11 |  |  |  |  | -0.054872 | -0.60359 | 0.28154 | 0.39034 |  |  |  |  | 138 | 0.10737
5506 | RAYBURNGEN2 | 1 | South | YES | -0.013184 | 0 | 1 | 11 |  | 1.0223 | GGT | -1 | 0.054872 | 11 | 11 |  |  |  |  | -0.054872 | -0.60359 | 0.2818 | 0.39068 |  |  |  |  | 139 | 0.10858
7012 | L_FPPYD21_3Y | 3 | South | YES | -0.013126 | 427.5 | 200 | 436 | 0 | 1.02 | LIGCO | -1 | 0.054814 | 0 | 436 |  |  |  |  | -0.054814 | 0 | 0.2818 | 0.39068 |  |  |  |  | 140 | 0.10873
7010 | L_FPPYD11_1Y | 1 | South | YES | -0.013124 | 547.4 | 200 | 606 | 0 | 1.02 | LIGCO | -1 | 0.054812 | 0 | 606 |  |  |  |  | -0.054812 | 0 | 0.2818 | 0.39068 |  |  |  |  | 141 | 0.10881
7011 | L_FPPYD11_2Y | 2 | South | YES | -0.013124 | 552.2 | 200 | 598 | 0 | 1.02 | LIGCO | -1 | 0.054812 | 0 | 598 |  |  |  |  | -0.054812 | 0 | 0.2818 | 0.39068 |  |  |  |  | 142 | 0.10888
80224 | VISTRONG1 | 1 | South | YES | -0.013104 | 13.1 | 0 | 15 | 0 | 1.01 | Cogen | -1 | 0.054792 | 0 | 0 |  |  |  |  | -0.054792 | 0 | 0.2818 | 0.39068 |  |  |  |  | 143 | 0.10888
80225 | VISTRONG2 | 2 | South | YES | -0.013104 | 20.2 | 0 | 23 | 0 | 1.01 | Cogen | -1 | 0.054792 | 0 | 0 |  |  |  |  | -0.054792 | 0 | 0.2818 | 0.39068 |  |  |  |  | 144 | 0.10888
80227 | AIRCO G | 1 | South | YES | -0.013019 | 7.2 | 0 | 8 | 0 | 1.0104 | Cogen | -1 | 0.054707 | 0 | 0 |  |  |  |  | -0.054707 | 0 | 0.2818 | 0.39068 |  |  |  |  | 145 | 0.10888
8147 | UCAR #2 | 10 | South | YES | -0.012961 | 18.2 | 0 | 28 |  | 1 | Cogen | -1 | 0.054649 | 0 | 0 |  |  |  |  | -0.054649 | 0 | 0.2818 | 0.39068 |  |  |  |  | 146 | 0.10888
8148 | UCAR #1 | 2 | South | YES | -0.012961 | 6.1 | 0 | 7 | 0 | 1.009 | Cogen | -1 | 0.054649 | 0 | 0 |  |  |  |  | -0.054649 | 0 | 0.2818 | 0.39068 |  |  |  |  | 147 | 0.10888
80137 | CSDR89 | 9 | South | YES | -0.012961 | 15 | 0 | 15 | 0 | 1.003 | DCTie | -1 | 0.054649 | 0 | 0 |  |  |  |  | -0.054649 | 0 | 0.2818 | 0.39068 |  |  |  |  | 148 | 0.10888
80137 | CSDR89 | 8 | South | YES | -0.012961 | 33.9 | 0 | 39 | 0 | 1.003 | DCTie | -1 | 0.054649 | 0 | 0 |  |  |  |  | -0.054649 | 0 | 0.2818 | 0.39068 |  |  |  |  | 149 | 0.10888
80138 | CSDR7 | 7 | South | YES | -0.012961 | 6.1 | 0 | 7 | 0 | 1.014 | DCTie | -1 | 0.054649 | 0 | 0 |  |  |  |  | -0.054649 | 0 | 0.2818 | 0.39068 |  |  |  |  | 150 | 0.10888
80139 | CSDR56 | 6 | South | YES | -0.012961 | 0 | 0 | 39 |  | 1.0033 | DCTie | -1 | 0.054649 | 0 | 0 |  |  |  |  | -0.054649 | 0 | 0.2818 | 0.39068 |  |  |  |  | 151 | 0.10888
80139 | CSDR56 | 5 | South | YES | -0.012961 | 15 | 0 | 15 |  | 1.0033 | DCTie | -1 | 0.054649 | 0 | 0 |  |  |  |  | -0.054649 | 0 | 0.2818 | 0.39068 |  |  |  |  | 152 | 0.10888
80140 | CSDR11 | 11 | South | YES | -0.012961 | 33.9 | 0 | 39 | 0 | 1.03 | DCTie | -1 | 0.054649 | 0 | 0 |  |  |  |  | -0.054649 | 0 | 0.2818 | 0.39068 |  |  |  |  | 153 | 0.10888
88508 | FALFURRI | F | South | YES | -0.012728 | 0 | 0 | 0 | 0 | 1 | AVR | -1 | 0.054416 | 0 | 0 |  |  |  |  | -0.054416 | 0 | 0.2818 | 0.39068 |  |  |  |  | 154 | 0.10888
5890 | PEARSALLGEN1 | 1 | South | YES | -0.012704 | 19.2 | 6 | 24 | 0 | 1.0226 | GST | -1 | 0.054392 | 24 | 24 |  |  |  |  | -0.054392 | -1.3054 | 0.28236 | 0.3914 |  |  |  |  | 155 | 0.10888
5891 | PEARSALLGEN2 | 1 | South | YES | -0.012704 | 19.4 | 6 | 24.3 | 0 | 1.0226 | GST | -1 | 0.054392 | 24.3 | 24.3 |  |  |  |  | -0.054392 | -1.3217 | 0.28293 | 0.39213 |  |  |  |  | 156 | 0.10888
5892 | PEARSALLGEN3 | 1 | South | YES | -0.012704 | 19.1 | 6 | 23.9 | 0 | 1.0226 | GST | -1 | 0.054392 | 23.9 | 23.9 |  |  |  |  | -0.054392 | -1.3 | 0.28349 | 0.39284 |  |  |  |  | 157 | 0.10888
5728 | FALCONHYDRO2 | 2 | South | YES | -0.012638 | 12 | 0 | 12 | 0 | 1.0234 | Hydro | -1 | 0.054326 | 0 | 0 |  |  |  |  | -0.054326 | 0 | 0.28349 | 0.39284 |  |  |  |  | 158 | 0.10904
5729 | FALCONHYDRO3 | 3 | South | YES | -0.012638 | 11 | 0 | 11 | 0 | 1.0234 | Hydro | -1 | 0.054326 | 0 | 0 |  |  |  |  | -0.054326 | 0 | 0.28349 | 0.39284 |  |  |  |  | 159 | 0.1092
8048 | FALCONHYDRO1 | 1 | South | YES | -0.012638 | 12 | 0 | 12 | 0 | 1.0234 | Hydro | -1 | 0.054326 | 0 | 0 |  |  |  |  | -0.054326 | 0 | 0.28349 | 0.39284 |  |  |  |  | 160 | 0.10936
80226 | ALCOA G | 1 | South | YES | -0.012635 | 32.3 | 5 | 48 | 0 | 1.015 | Cogen | -1 | 0.054323 | 0 | 0 |  |  |  |  | -0.054323 | 0 | 0.28349 | 0.39284 |  |  |  |  | 161 | 0.10936
8134 | FOR #1 | 1 | South | YES | -0.012534 | 54.1 | 45 | 79 | 0 | 1 | Cogen | -1 | 0.054222 | 0 | 0 |  |  |  |  | -0.054222 | 0 | 0.28349 | 0.39284 |  |  |  |  | 162 | 0.10936
8138 | FOR #2 | 2 | South | YES | -0.012534 | 63.1 | 45 | 81 | 0 | 1 | Cogen | -1 | 0.054222 | 0 | 0 |  |  |  |  | -0.054222 | 0 | 0.28349 | 0.39284 |  |  |  |  | 163 | 0.10936
8153 | FOR #3 | 3 | South | YES | -0.012534 | 63.1 | 45 | 79.9 | 0 | 1 | Cogen | -1 | 0.054222 | 0 | 0 |  |  |  |  | -0.054222 | 0 | 0.28349 | 0.39284 |  |  |  |  | 164 | 0.10936
8154 | FOR #4 | 4 | South | YES | -0.012534 | 63.1 | 60 | 80 | 0 | 1 | Cogen | -1 | 0.054222 | 0 | 0 |  |  |  |  | -0.054222 | 0 | 0.28349 | 0.39284 |  |  |  |  | 165 | 0.10936
8155 | FOR #5 | 5 | South | YES | -0.012534 | 63.1 | 60 | 78.4 | 0 | 1 | Cogen | -1 | 0.054222 | 0 | 0 |  |  |  |  | -0.054222 | 0 | 0.28349 | 0.39284 |  |  |  |  | 166 | 0.10936
8156 | FOR #6 | 6 | South | YES | -0.012534 | 24.9 | 5 | 25 | 0 | 1 | Cogen | -1 | 0.054222 | 0 | 0 |  |  |  |  | -0.054222 | 0 | 0.28349 | 0.39284 |  |  |  |  | 167 | 0.10936
8157 | FOR #7 | 7 | South | YES | -0.012534 | 28.8 | 5 | 46 | 0 | 1 | Cogen | -1 | 0.054222 | 0 | 0 |  |  |  |  | -0.054222 | 0 | 0.28349 | 0.39284 |  |  |  |  | 168 | 0.10936
80051 | FOR #8 | 8 | South | YES | -0.012534 | 28 | 28 | 28 |  | 1 | Cogen | -1 | 0.054222 | 0 | 0 |  |  |  |  | -0.054222 | 0 | 0.28349 | 0.39284 |  |  |  |  | 169 | 0.10936
80052 | FOR #9 | 9 | South | YES | -0.012534 | 29.7 | 5 | 43.6 | 0 | 1 | Cogen | -1 | 0.054222 | 0 | 0 |  |  |  |  | -0.054222 | 0 | 0.28349 | 0.39284 |  |  |  |  | 170 | 0.10936
80053 | FOR #10 | 10 | South | YES | -0.012534 | 68.4 | 45 | 75 | 0 | 1 | Cogen | -1 | 0.054222 | 0 | 0 |  |  |  |  | -0.054222 | 0 | 0.28349 | 0.39284 |  |  |  |  | 171 | 0.10936
88299 | ZAPATA | F | South | YES | -0.011845 | 0 | 0 | 0 | 0 | 1.02 | BLT | -1 | 0.053533 | 0 | 0 |  |  |  |  | -0.053533 | 0 | 0.28349 | 0.39284 |  |  |  |  | 172 | 0.10936
58909 | PEARSALLSCG1 | 3 | South | YES | -0.011637 | 0 | 0 | 8.4 |  | 1.027 | Diesel | -1 | 0.053325 | 8.4 | 8.4 |  |  |  |  | -0.053325 | -0.44793 | 0.28368 | 0.39309 |  |  |  |  | 173 | 0.10936
58909 | PEARSALLSCG1 | 4 | South | YES | -0.011637 | 0 | 0 | 8.4 |  | 1.027 | Diesel | -1 | 0.053325 | 8.4 | 8.4 |  |  |  |  | -0.053325 | -0.44793 | 0.28388 | 0.39334 |  |  |  |  | 174 | 0.10936
58909 | PEARSALLSCG1 | 6 | South | YES | -0.011637 | 0 | 0 | 8.4 |  | 1.027 | Diesel | -1 | 0.053325 | 8.4 | 8.4 |  |  |  |  | -0.053325 | -0.44793 | 0.28408 | 0.39359 |  |  |  |  | 175 | 0.10936
58909 | PEARSALLSCG1 | 5 | South | YES | -0.011637 | 0 | 0 | 8.4 |  | 1.027 | Diesel | -1 | 0.053325 | 8.4 | 8.4 |  |  |  |  | -0.053325 | -0.44793 | 0.28427 | 0.39383 |  |  |  |  | 176 | 0.10941
58909 | PEARSALLSCG1 | 1 | South | YES | -0.011637 | 0 | 0 | 8.4 |  | 1.027 | Diesel | -1 | 0.053325 | 8.4 | 8.4 |  |  |  |  | -0.053325 | -0.44793 | 0.28447 | 0.39408 |  |  |  |  | 177 | 0.10946
58909 | PEARSALLSCG1 | 2 | South | YES | -0.011637 | 0 | 0 | 8.4 |  | 1.027 | Diesel | -1 | 0.053325 | 8.4 | 8.4 |  |  |  |  | -0.053325 | -0.44793 | 0.28466 | 0.39433 |  |  |  |  | 178 | 0.10951
58919 | PEARSALLSCG2 | 5 | South | YES | -0.011637 | 0 | 0 | 8.4 |  | 1.027 | Diesel | -1 | 0.053325 | 8.4 | 8.4 |  |  |  |  | -0.053325 | -0.44793 | 0.28486 | 0.39457 |  |  |  |  | 179 | 0.10956
58919 | PEARSALLSCG2 | 6 | South | YES | -0.011637 | 0 | 0 | 8.4 |  | 1.027 | Diesel | -1 | 0.053325 | 8.4 | 8.4 |  |  |  |  | -0.053325 | -0.44793 | 0.28506 | 0.39482 |  |  |  |  | 180 | 0.10961
58919 | PEARSALLSCG2 | 1 | South | YES | -0.011637 | 0 | 0 | 8.4 |  | 1.027 | Diesel | -1 | 0.053325 | 8.4 | 8.4 |  |  |  |  | -0.053325 | -0.44793 | 0.28525 | 0.39507 |  |  |  |  | 181 | 0.10966
58919 | PEARSALLSCG2 | 2 | South | YES | -0.011637 | 0 | 0 | 8.4 |  | 1.027 | Diesel | -1 | 0.053325 | 8.4 | 8.4 |  |  |  |  | -0.053325 | -0.44793 | 0.28545 | 0.39532 |  |  |  |  | 182 | 0.10971
58919 | PEARSALLSCG2 | 4 | South | YES | -0.011637 | 0 | 0 | 8.4 |  | 1.027 | Diesel | -1 | 0.053325 | 8.4 | 8.4 |  |  |  |  | -0.053325 | -0.44793 | 0.28565 | 0.39556 |  |  |  |  | 183 | 0.10976
58919 | PEARSALLSCG2 | 3 | South | YES | -0.011637 | 0 | 0 | 8.4 |  | 1.027 | Diesel | -1 | 0.053325 | 8.4 | 8.4 |  |  |  |  | -0.053325 | -0.44793 | 0.28584 | 0.39581 |  |  |  |  | 184 | 0.10981
58929 | PEARSALLSCG3 | 4 | South | YES | -0.011637 | 0 | 0 | 8.4 |  | 1.027 | Diesel | -1 | 0.053325 | 8.4 | 8.4 |  |  |  |  | -0.053325 | -0.44793 | 0.28604 | 0.39606 |  |  |  |  | 185 | 0.10986
58929 | PEARSALLSCG3 | 6 | South | YES | -0.011637 | 0 | 0 | 8.4 |  | 1.027 | Diesel | -1 | 0.053325 | 8.4 | 8.4 |  |  |  |  | -0.053325 | -0.44793 | 0.28624 | 0.3963 |  |  |  |  | 186 | 0.10992
58929 | PEARSALLSCG3 | 2 | South | YES | -0.011637 | 0 | 0 | 8.4 |  | 1.027 | Diesel | -1 | 0.053325 | 8.4 | 8.4 |  |  |  |  | -0.053325 | -0.44793 | 0.28643 | 0.39655 |  |  |  |  | 187 | 0.10997
58929 | PEARSALLSCG3 | 5 | South | YES | -0.011637 | 0 | 0 | 8.4 |  | 1.027 | Diesel | -1 | 0.053325 | 8.4 | 8.4 |  |  |  |  | -0.053325 | -0.44793 | 0.28663 | 0.3968 |  |  |  |  | 188 | 0.11002
58929 | PEARSALLSCG3 | 1 | South | YES | -0.011637 | 0 | 0 | 8.4 |  | 1.027 | Diesel | -1 | 0.053325 | 8.4 | 8.4 |  |  |  |  | -0.053325 | -0.44793 | 0.28683 | 0.39705 |  |  |  |  | 189 | 0.11007
58929 | PEARSALLSCG3 | 3 | South | YES | -0.011637 | 0 | 0 | 8.4 |  | 1.027 | Diesel | -1 | 0.053325 | 8.4 | 8.4 |  |  |  |  | -0.053325 | -0.44793 | 0.28702 | 0.39729 |  |  |  |  | 190 | 0.11012
58949 | PEARSALLSCG4 | 3 | South | YES | -0.011637 | 0 | 0 | 8.4 |  | 1.027 | Diesel | -1 | 0.053325 | 8.4 | 8.4 |  |  |  |  | -0.053325 | -0.44793 | 0.28722 | 0.39754 |  |  |  |  | 191 | 0.11017
58949 | PEARSALLSCG4 | 2 | South | YES | -0.011637 | 0 | 0 | 8.4 |  | 1.027 | Diesel | -1 | 0.053325 | 8.4 | 8.4 |  |  |  |  | -0.053325 | -0.44793 | 0.28742 | 0.39779 |  |  |  |  | 192 | 0.11022
58949 | PEARSALLSCG4 | 1 | South | YES | -0.011637 | 0 | 0 | 8.4 |  | 1.027 | Diesel | -1 | 0.053325 | 8.4 | 8.4 |  |  |  |  | -0.053325 | -0.44793 | 0.28761 | 0.39803 |  |  |  |  | 193 | 0.11027
58949 | PEARSALLSCG4 | 4 | South | YES | -0.011637 | 0 | 0 | 8.4 |  | 1.027 | Diesel | -1 | 0.053325 | 8.4 | 8.4 |  |  |  |  | -0.053325 | -0.44793 | 0.28781 | 0.39828 |  |  |  |  | 194 | 0.11032
58949 | PEARSALLSCG4 | 6 | South | YES | -0.011637 | 0 | 0 | 8.4 |  | 1.027 | Diesel | -1 | 0.053325 | 8.4 | 8.4 |  |  |  |  | -0.053325 | -0.44793 | 0.28801 | 0.39853 |  |  |  |  | 195 | 0.11037
58949 | PEARSALLSCG4 | 5 | South | YES | -0.011637 | 0 | 0 | 8.4 |  | 1.027 | Diesel | -1 | 0.053325 | 8.4 | 8.4 |  |  |  |  | -0.053325 | -0.44793 | 0.2882 | 0.39878 |  |  |  |  | 196 | 0.11042
80012 | LAR | F | South | YES | -0.010675 | 0 | 0 | 0 | 0 | 1.04 | DCTie | -1 | 0.052363 | 0 | 0 |  |  |  |  | -0.052363 | 0 | 0.2882 | 0.39878 |  |  |  |  | 197 | 0.11047
80265 | LARECU40A | 4 | South | YES | -0.010674 | 80 | 0 | 100 |  | 1.039 | GGT | -1 | 0.052362 | 100 | 100 |  |  |  |  | -0.052362 | -5.2362 | 0.29054 | 0.40166 |  |  |  |  | 198 | 0.11052
80266 | LARECU50A | 5 | South | YES | -0.010674 | 80 | 0 | 100 |  | 1.039 | GGT | -1 | 0.052362 | 100 | 100 |  |  |  |  | -0.052362 | -5.2362 | 0.29288 | 0.40455 |  |  |  |  | 199 | 0.11057
3432 | SANDOW_4G | 4 | South | YES | -0.010258 | 580 | 225 | 580 |  | 1.029 | LIGCO | -1 | 0.051946 | 0 | 580 |  |  |  |  | -0.051946 | 0 | 0.29288 | 0.40455 |  |  |  |  | 200 | 0.11057
5911 | STP_GN1___1 | 1 | Houston | YES | -0.009016 | 1333 | 1249 | 1333 | 0 | 1.0406 | Nuc | -1 | 0.050704 | 0 | 0 |  |  |  |  | -0.050704 | 0 | 0.29288 | 0.40455 |  |  |  |  | 201 | 0.11112
5912 | STP_GN2___2 | 2 | Houston | YES | -0.009016 | 1332 | 1249 | 1332 | 0 | 1.0406 | Nuc | -1 | 0.050704 | 0 | 0 |  |  |  |  | -0.050704 | 0 | 0.29288 | 0.40455 |  |  |  |  | 202 | 0.11167
48731 | CBE_GT1 | 1 | Houston | YES | -0.008704 | 76 | 0 | 76 | 0 | 1.029 | CC | -1 | 0.050392 | 76 | 76 |  |  |  |  | -0.050392 | -3.8298 | 0.29466 | 0.40667 |  |  |  |  | 203 | 0.11167
48732 | CBE_GT2 | 1 | Houston | YES | -0.008704 | 76 | 0 | 76 | 0 | 1.029 | CC | -1 | 0.050392 | 76 | 76 |  |  |  |  | -0.050392 | -3.8298 | 0.29644 | 0.40878 |  |  |  |  | 204 | 0.11167
48733 | CBE_ST12 | 1 | Houston | YES | -0.008704 | 105 | 0 | 105 | 0 | 1.029 | CC | -1 | 0.050392 | 105 | 105 |  |  |  |  | -0.050392 | -5.2911 | 0.29889 | 0.4117 |  |  |  |  | 205 | 0.11167
48734 | CBE_GT3 | 1 | Houston | YES | -0.008704 | 76 | 0 | 76 | 0 | 1.029 | CC | -1 | 0.050392 | 76 | 76 |  |  |  |  | -0.050392 | -3.8298 | 0.30067 | 0.41381 |  |  |  |  | 206 | 0.11201
48735 | CBE_GT4 | 1 | Houston | YES | -0.008704 | 76 | 0 | 76 | 0 | 1.029 | CC | -1 | 0.050392 | 76 | 76 |  |  |  |  | -0.050392 | -3.8298 | 0.30245 | 0.41592 |  |  |  |  | 207 | 0.11234
48736 | CBE_ST34 | 1 | Houston | YES | -0.008704 | 105 | 0 | 105 | 0 | 1.029 | CC | -1 | 0.050392 | 105 | 105 |  |  |  |  | -0.050392 | -5.2911 | 0.30491 | 0.41884 |  |  |  |  | 208 | 0.11281
48911 | TGF_GT1_8000 | 1 | Houston | YES | -0.008462 | 69.2 | 0 | 69.2 |  | 1.029 | Cogen | -1 | 0.05015 | 0 | 0 |  |  |  |  | -0.05015 | 0 | 0.30491 | 0.41884 |  |  |  |  | 209 | 0.11314
13432 | SANDOW_5G | 5 | South | YES | -0.007797 | 581 | 225 | 581 |  | 1.029 | LIGCO | -1 | 0.049485 | 0 | 581 |  |  |  |  | -0.049485 | 0 | 0.30491 | 0.41884 |  |  |  |  | 210 | 0.11348
49851 | DOW17000 | 37 | Houston | YES | -0.007428 | 39 | 0 | 62 | 0 | 1 | Cogen | -1 | 0.049116 | 0 | 0 |  |  |  |  | -0.049116 | 0 | 0.30491 | 0.41884 |  |  |  |  | 211 | 0.11394
49858 | DOW38100 | 31 | Houston | YES | -0.007428 | 45 | 0 | 71.4 |  | 1 | Cogen | -1 | 0.049116 | 0 | 0 |  |  |  |  | -0.049116 | 0 | 0.30491 | 0.41884 |  |  |  |  | 212 | 0.11394
49859 | DOW38200 | 33 | Houston | YES | -0.007428 | 28 | 0 | 45 | 0 | 1 | Cogen | -1 | 0.049116 | 0 | 0 |  |  |  |  | -0.049116 | 0 | 0.30491 | 0.41884 |  |  |  |  | 213 | 0.11394
49860 | DOW38300 | 32 | Houston | YES | -0.007428 | 63 | 0 | 101 |  | 1 | Cogen | -1 | 0.049116 | 0 | 0 |  |  |  |  | -0.049116 | 0 | 0.30491 | 0.41884 |  |  |  |  | 214 | 0.11394
49862 | DOW39100 | 36 | Houston | YES | -0.007428 | 54 | 0 | 86 | 0 | 1 | Cogen | -1 | 0.049116 | 0 | 0 |  |  |  |  | -0.049116 | 0 | 0.30491 | 0.41884 |  |  |  |  | 215 | 0.11394
49863 | DOW39200 | 35 | Houston | YES | -0.007428 | 55 | 0 | 88 | 0 | 1 | Cogen | -1 | 0.049116 | 0 | 0 |  |  |  |  | -0.049116 | 0 | 0.30491 | 0.41884 |  |  |  |  | 216 | 0.11394
49865 | DOW41000 | 41 | Houston | YES | -0.007428 | 31 | 0 | 50 |  | 1 | Cogen | -1 | 0.049116 | 0 | 0 |  |  |  |  | -0.049116 | 0 | 0.30491 | 0.41884 |  |  |  |  | 217 | 0.11394
49866 | DOW42000 | 42 | Houston | YES | -0.007428 | 11 | 0 | 18 |  | 1 | Cogen | -1 | 0.049116 | 0 | 0 |  |  |  |  | -0.049116 | 0 | 0.30491 | 0.41884 |  |  |  |  | 218 | 0.11394
49869 | DOW49000 | 45 | Houston | YES | -0.007428 | 59 | 0 | 94 |  | 1 | Cogen | -1 | 0.049116 | 0 | 0 |  |  |  |  | -0.049116 | 0 | 0.30491 | 0.41884 |  |  |  |  | 219 | 0.11394
49870 | DOW61000 | 61 | Houston | YES | -0.007428 | 44 | 0 | 70 | 0 | 1 | Cogen | -1 | 0.049116 | 0 | 0 |  |  |  |  | -0.049116 | 0 | 0.30491 | 0.41884 |  |  |  |  | 220 | 0.11394
49871 | DOW62000 | 62 | Houston | YES | -0.007428 | 40 | 0 | 63 | 0 | 1 | Cogen | -1 | 0.049116 | 0 | 0 |  |  |  |  | -0.049116 | 0 | 0.30491 | 0.41884 |  |  |  |  | 221 | 0.11394
49872 | DOW63000 | 63 | Houston | YES | -0.007428 | 45 | 0 | 72 | 0 | 1 | Cogen | -1 | 0.049116 | 0 | 0 |  |  |  |  | -0.049116 | 0 | 0.30491 | 0.41884 |  |  |  |  | 222 | 0.11394
49873 | DOW64000 | 64 | Houston | YES | -0.007428 | 41 | 0 | 64.8 | 0 | 1 | Cogen | -1 | 0.049116 | 0 | 0 |  |  |  |  | -0.049116 | 0 | 0.30491 | 0.41884 |  |  |  |  | 223 | 0.11394
49876 | DOW65000 | 65 | Houston | YES | -0.007428 | 63 | 0 | 101 | 0 | 1 | Cogen | -1 | 0.049116 | 0 | 0 |  |  |  |  | -0.049116 | 0 | 0.30491 | 0.41884 |  |  |  |  | 224 | 0.11394
49877 | DOW66000 | 66 | Houston | YES | -0.007428 | 61 | 0 | 97 | 0 | 1 | Cogen | -1 | 0.049116 | 0 | 0 |  |  |  |  | -0.049116 | 0 | 0.30491 | 0.41884 |  |  |  |  | 225 | 0.11394
49878 | DOW67000 | 67 | Houston | YES | -0.007428 | 65 | 0 | 103 | 0 | 1 | Cogen | -1 | 0.049116 | 0 | 0 |  |  |  |  | -0.049116 | 0 | 0.30491 | 0.41884 |  |  |  |  | 226 | 0.11394
49882 | DOW81000 | 81 | Houston | YES | -0.007428 | 47 | 0 | 76 | 0 | 1 | Cogen | -1 | 0.049116 | 0 | 0 |  |  |  |  | -0.049116 | 0 | 0.30491 | 0.41884 |  |  |  |  | 227 | 0.11394
49884 | DOW82000 | 82 | Houston | YES | -0.007428 | 51 | 0 | 80 | 0 | 1 | Cogen | -1 | 0.049116 | 0 | 0 |  |  |  |  | -0.049116 | 0 | 0.30491 | 0.41884 |  |  |  |  | 228 | 0.11394
49885 | DOW83000 | 83 | Houston | YES | -0.007428 | 51 | 0 | 80 | 0 | 1 | Cogen | -1 | 0.049116 | 0 | 0 |  |  |  |  | -0.049116 | 0 | 0.30491 | 0.41884 |  |  |  |  | 229 | 0.11394
49886 | DOW84000 | 84 | Houston | YES | -0.007428 | 107 | 0 | 171 | 0 | 0.98 | Cogen | -1 | 0.049116 | 0 | 0 |  |  |  |  | -0.049116 | 0 | 0.30491 | 0.41884 |  |  |  |  | 230 | 0.11394
48520 | BSF_GT1_8070 | 1 | Houston | YES | -0.007119 | 72 | 0 | 72 | 0 | 1.0326 | Cogen | -1 | 0.048807 | 0 | 0 |  |  |  |  | -0.048807 | 0 | 0.30491 | 0.41884 |  |  |  |  | 231 | 0.11394
48520 | BSF_GT1_8070 | 2 | Houston | YES | -0.007119 | 10 | 0 | 10 | 0 | 1.0326 | Cogen | -1 | 0.048807 | 0 | 0 |  |  |  |  | -0.048807 | 0 | 0.30491 | 0.41884 |  |  |  |  | 232 | 0.11394
39760 | TNSCLP1___8 | 1 | Houston | YES | -0.006863 | 93.4 | 20 | 116.8 | 0 | 1.04 | Cogen | -1 | 0.048551 | 0 | 0 |  |  |  |  | -0.048551 | 0 | 0.30491 | 0.41884 |  |  |  |  | 233 | 0.11394
39770 | TNSCLP2___8 | 1 | Houston | YES | -0.006863 | 91.6 | 20 | 114.5 | 0 | 1.04 | Cogen | -1 | 0.048551 | 0 | 0 |  |  |  |  | -0.048551 | 0 | 0.30491 | 0.41884 |  |  |  |  | 234 | 0.11394
39775 | TNSCLP4___8 | 1 | Houston | YES | -0.006863 | 95.2 | 20 | 119 | 0 | 1.04 | Cogen | -1 | 0.048551 | 0 | 0 |  |  |  |  | -0.048551 | 0 | 0.30491 | 0.41884 |  |  |  |  | 235 | 0.11394
39790 | TNSCLP3___8 | 1 | Houston | YES | -0.006863 | 87.6 | 20 | 109.5 | 0 | 1.027 | Cogen | -1 | 0.048551 | 0 | 0 |  |  |  |  | -0.048551 | 0 | 0.30491 | 0.41884 |  |  |  |  | 236 | 0.11394
48730 | MNS_GT | 1 | Houston | YES | -0.006084 | 43 | 0 | 46.1 |  | 1.029 | Cogen | -1 | 0.047772 | 0 | 0 |  |  |  |  | -0.047772 | 0 | 0.30491 | 0.41884 |  |  |  |  | 237 | 0.11394
48926 | WAP_GN6_6 | 6 | Houston | YES | -0.006057 | 651 | 280 | 651 |  | 1.035 | LIGCO | -1 | 0.047745 | 0 | 651 |  |  |  |  | -0.047745 | 0 | 0.30491 | 0.41884 |  |  |  |  | 238 | 0.11394
48927 | WAP_GN7_7 | 7 | Houston | YES | -0.006057 | 564 | 277 | 564 |  | 1.035 | LIGCO | -1 | 0.047745 | 0 | 564 |  |  |  |  | -0.047745 | 0 | 0.30491 | 0.41884 |  |  |  |  | 239 | 0.11394
48928 | WAP_GN8_8 | 8 | Houston | YES | -0.006057 | 603 | 275 | 603 |  | 1.035 | LIGCO | -1 | 0.047745 | 0 | 603 |  |  |  |  | -0.047745 | 0 | 0.30491 | 0.41884 |  |  |  |  | 240 | 0.11394
48521 | BVE_GT1_GT1 | 1 | Houston | YES | -0.006051 | 167.7 | 0 | 167.7 |  | 1.035 | CC | -1 | 0.047739 | 167.7 | 167.7 |  |  |  |  | -0.047739 | -8.0058 | 0.30883 | 0.42326 |  |  |  |  | 241 | 0.11394
48522 | BVE_GT2_5035 | 2 | Houston | YES | -0.006051 | 166.4 | 0 | 166.4 |  | 1.035 | CC | -1 | 0.047739 | 166.4 | 166.4 |  |  |  |  | -0.047739 | -7.9437 | 0.31272 | 0.42764 |  |  |  |  | 242 | 0.11394
48523 | BVE_ST1_GN1 | 3 | Houston | YES | -0.006051 | 252.4 | 0 | 252.4 |  | 1.035 | CC | -1 | 0.047739 | 252.4 | 252.4 |  |  |  |  | -0.047739 | -12.0493 | 0.31863 | 0.43429 |  |  |  |  | 243 | 0.11394
48510 | AK_GT1__8040 | 1 | Houston | YES | -0.005965 | 33.4 | 8.1 | 34 |  | 1.029 | Cogen | -1 | 0.047653 | 0 | 0 |  |  |  |  | -0.047653 | 0 | 0.31863 | 0.43429 |  |  |  |  | 244 | 0.11443
48921 | WAP_GN1_1 | 1 | Houston | YES | -0.005894 | 132.8 | 37 | 166 | 0 | 1.0362 | GST | -1 | 0.047582 | 166 | 166 |  |  |  |  | -0.047582 | -7.8986 | 0.32251 | 0.43865 |  |  |  |  | 245 | 0.11492
48922 | WAP_GN2_2 | 2 | Houston | YES | -0.005894 | 132.8 | 37 | 166 | 0 | 1.0362 | GST | -1 | 0.047582 | 166 | 166 |  |  |  |  | -0.047582 | -7.8986 | 0.32639 | 0.44301 |  |  |  |  | 246 | 0.11567
48923 | WAP_GN3_3 | 3 | Houston | YES | -0.005894 | 198.4 | 93 | 248 | 0 | 1.0362 | GST | -1 | 0.047582 | 248 | 248 |  |  |  |  | -0.047582 | -11.8003 | 0.33219 | 0.44952 |  |  |  |  | 247 | 0.11567
48924 | WAP_GN4_4 | 4 | Houston | YES | -0.005894 | 546 | 217 | 546 | 0 | 1.0362 | GSC | -1 | 0.047582 | 546 | 546 |  |  |  |  | -0.047582 | -25.9797 | 0.34497 | 0.46385 |  |  |  |  | 248 | 0.11614
48925 | WAP_GN5_5 | 5 | Houston | YES | -0.005894 | 626.3 | 278 | 654 | 0 | 0.985 | LIGCO | -1 | 0.047582 | 0 | 654 |  |  |  |  | -0.047582 | 0 | 0.34497 | 0.46385 |  |  |  |  | 249 | 0.11661
48929 | WAPGT21_GT1 | B1 | Houston | YES | -0.005894 | 0 | 0 | 13 |  | 1.05 | GGT | -1 | 0.047582 | 13 | 13 |  |  |  |  | -0.047582 | -0.61856 | 0.34527 | 0.46419 |  |  |  |  | 250 | 0.11732
38580 | TNBP_CGN1_8 | 1 | Houston | YES | -0.00544 | 70.8 | 0 | 70.8 | 0 | 1.005 | Cogen | -1 | 0.047128 | 0 | 0 |  |  |  |  | -0.047128 | 0 | 0.34527 | 0.46419 |  |  |  |  | 251 | 0.11888
38590 | TNBP_CGN2_8 | 2 | Houston | YES | -0.00544 | 66.7 | 0 | 66.7 | 0 | 1.005 | Cogen | -1 | 0.047128 | 0 | 0 |  |  |  |  | -0.047128 | 0 | 0.34527 | 0.46419 |  |  |  |  | 252 | 0.11888
38600 | TNBP_CGN3_8 | 5 | Houston | YES | -0.00544 | 53 | 0 | 53 | 0 | 1.005 | Cogen | -1 | 0.047128 | 0 | 0 |  |  |  |  | -0.047128 | 0 | 0.34527 | 0.46419 |  |  |  |  | 253 | 0.11892
38611 | TNBPAMCG1_8 | 1 | Houston | YES | -0.00544 | 153.2 | 0 | 153.2 | 0 | 1.005 | Cogen | -1 | 0.047128 | 0 | 0 |  |  |  |  | -0.047128 | 0 | 0.34527 | 0.46419 |  |  |  |  | 254 | 0.11892
38612 | TNBPAMCG2_8 | 2 | Houston | YES | -0.00544 | 153.5 | 0 | 153.5 | 0 | 1.005 | Cogen | -1 | 0.047128 | 0 | 0 |  |  |  |  | -0.047128 | 0 | 0.34527 | 0.46419 |  |  |  |  | 255 | 0.11892
38613 | TNBPAMCG3_8 | 3 | Houston | YES | -0.00544 | 152.3 | 0 | 152.3 | 0 | 1.005 | Cogen | -1 | 0.047128 | 0 | 0 |  |  |  |  | -0.047128 | 0 | 0.34527 | 0.46419 |  |  |  |  | 256 | 0.11892
38614 | TNBPAMCG4_8 | 4 | Houston | YES | -0.00544 | 96 | 0 | 96 |  | 1.005 | Cogen | -1 | 0.047128 | 0 | 0 |  |  |  |  | -0.047128 | 0 | 0.34527 | 0.46419 |  |  |  |  | 257 | 0.11892
38615 | TNBPAMCG5_8 | 1 | Houston | YES | -0.00544 | 244 | 0 | 244 | 0 | 1.005 | Cogen | -1 | 0.047128 | 0 | 0 |  |  |  |  | -0.047128 | 0 | 0.34527 | 0.46419 |  |  |  |  | 258 | 0.11892
38690 | TNBP_CGN4_8 | 3 | Houston | YES | -0.00544 | 40 | 0 | 40 |  | 1.005 | Cogen | -1 | 0.047128 | 0 | 0 |  |  |  |  | -0.047128 | 0 | 0.34527 | 0.46419 |  |  |  |  | 259 | 0.11892
38711 | TNTXCTY1CG8 | 1 | Houston | YES | -0.00544 | 100.3 | 59 | 100.3 | 0 | 1 | Cogen | -1 | 0.047128 | 0 | 0 |  |  |  |  | -0.047128 | 0 | 0.34527 | 0.46419 |  |  |  |  | 260 | 0.11892
38712 | TNTXCTY2CG8 | 1 | Houston | YES | -0.00544 | 92.9 | 59 | 92.9 | 0 | 1 | Cogen | -1 | 0.047128 | 0 | 0 |  |  |  |  | -0.047128 | 0 | 0.34527 | 0.46419 |  |  |  |  | 261 | 0.11892
38713 | TNTXCTY3CG8 | 1 | Houston | YES | -0.00544 | 102.7 | 59 | 102.7 | 0 | 1 | Cogen | -1 | 0.047128 | 0 | 0 |  |  |  |  | -0.047128 | 0 | 0.34527 | 0.46419 |  |  |  |  | 262 | 0.11892
38714 | TNTXCTY4CG8 | 1 | Houston | YES | -0.00544 | 103 | 59 | 103 | 0 | 1 | Cogen | -1 | 0.047128 | 0 | 0 |  |  |  |  | -0.047128 | 0 | 0.34527 | 0.46419 |  |  |  |  | 263 | 0.11892
39470 | TNDOWCGNSG8 | 1 | Houston | YES | -0.00544 | 32 | 10 | 32 | 0 | 0.985 | Cogen | -1 | 0.047128 | 0 | 0 |  |  |  |  | -0.047128 | 0 | 0.34527 | 0.46419 |  |  |  |  | 264 | 0.11892
39480 | TNDOWCGNGG8 | 1 | Houston | YES | -0.00544 | 30 | 10 | 30 | 0 | 0.985 | Cogen | -1 | 0.047128 | 0 | 0 |  |  |  |  | -0.047128 | 0 | 0.34527 | 0.46419 |  |  |  |  | 265 | 0.11892
48772 | PHR_GN2_2 | MB | Houston | YES | -0.005223 | 0 | 72 | 459 |  | 1.0362 | GSC | -1 | 0.046911 | 0 | 0 |  |  |  |  | -0.046911 | 0 | 0.34527 | 0.46419 |  |  |  |  | 266 | 0.11892
48561 | CTL_GT2_8130 | 1 | Houston | YES | -0.005071 | 73.5 | 30.3 | 91.9 |  | 1.0362 | Cogen | -1 | 0.046759 | 0 | 0 |  |  |  |  | -0.046759 | 0 | 0.34527 | 0.46419 |  |  |  |  | 267 | 0.11892
48562 | CTL_GT3_8135 | 2 | Houston | YES | -0.005071 | 70.1 | 30.3 | 87.6 |  | 1.0362 | Cogen | -1 | 0.046759 | 0 | 0 |  |  |  |  | -0.046759 | 0 | 0.34527 | 0.46419 |  |  |  |  | 268 | 0.11892
48563 | CTL_GT4_8140 | 3 | Houston | YES | -0.005071 | 69.6 | 30.3 | 87 |  | 1.0362 | Cogen | -1 | 0.046759 | 0 | 0 |  |  |  |  | -0.046759 | 0 | 0.34527 | 0.46419 |  |  |  |  | 269 | 0.11892
48564 | CTL_GN1_8145 | 4 | Houston | YES | -0.005071 | 43.6 | 12.9 | 54.5 |  | 1.0362 | Cogen | -1 | 0.046759 | 0 | 0 |  |  |  |  | -0.046759 | 0 | 0.34527 | 0.46419 |  |  |  |  | 270 | 0.11892
48565 | CTL_GN2_8155 | 5 | Houston | YES | -0.005071 | 9.8 | 3.4 | 12.2 |  | 1.0362 | Cogen | -1 | 0.046759 | 0 | 0 |  |  |  |  | -0.046759 | 0 | 0.34527 | 0.46419 |  |  |  |  | 271 | 0.11892
48531 | BYU_GT1_8075 | 1 | Houston | YES | -0.005014 | 65 | 0 | 65 |  | 1.0362 | Cogen | -1 | 0.046702 | 0 | 0 |  |  |  |  | -0.046702 | 0 | 0.34527 | 0.46419 |  |  |  |  | 272 | 0.11892
48532 | BYU_GT2_8055 | 2 | Houston | YES | -0.005014 | 62 | 0 | 62 |  | 1.0362 | Cogen | -1 | 0.046702 | 0 | 0 |  |  |  |  | -0.046702 | 0 | 0.34527 | 0.46419 |  |  |  |  | 273 | 0.11892
48533 | BYU_GT3_8060 | 3 | Houston | YES | -0.005014 | 67 | 0 | 67 |  | 1.0362 | Cogen | -1 | 0.046702 | 0 | 0 |  |  |  |  | -0.046702 | 0 | 0.34527 | 0.46419 |  |  |  |  | 274 | 0.11892
48534 | BYU_GT4_8065 | 4 | Houston | YES | -0.005014 | 65 | 0 | 65 |  | 1.0362 | Cogen | -1 | 0.046702 | 0 | 0 |  |  |  |  | -0.046702 | 0 | 0.34527 | 0.46419 |  |  |  |  | 275 | 0.11892
48691 | GBY_73741085 | B | Houston | YES | -0.004929 | 37.6 | 20 | 47 | 0 | 1.0362 | GGT | -1 | 0.046617 | 47 | 47 |  |  |  |  | -0.046617 | -2.191 | 0.34637 | 0.4654 |  |  |  |  | 276 | 0.11892
48691 | GBY_73741085 | A | Houston | YES | -0.004929 | 37.6 | 20 | 47 | 0 | 1.0362 | GGT | -1 | 0.046617 | 47 | 47 |  |  |  |  | -0.046617 | -2.191 | 0.34747 | 0.46661 |  |  |  |  | 277 | 0.11892
48692 | GBY_81821075 | D | Houston | YES | -0.004929 | 44 | 20 | 55 | 0 | 1.0362 | GGT | -1 | 0.046617 | 55 | 55 |  |  |  |  | -0.046617 | -2.5639 | 0.34876 | 0.46803 |  |  |  |  | 278 | 0.11892
48692 | GBY_81821075 | C | Houston | YES | -0.004929 | 37.6 | 20 | 47 | 0 | 1.0362 | GGT | -1 | 0.046617 | 47 | 47 |  |  |  |  | -0.046617 | -2.191 | 0.34986 | 0.46923 |  |  |  |  | 279 | 0.11903
48693 | GBY_83841065 | F | Houston | YES | -0.004929 | 43.2 | 20 | 54 | 0 | 1.0362 | GGT | -1 | 0.046617 | 54 | 54 |  |  |  |  | -0.046617 | -2.5173 | 0.35112 | 0.47062 |  |  |  |  | 280 | 0.11914
48693 | GBY_83841065 | E | Houston | YES | -0.004929 | 45.6 | 20 | 57 | 0 | 1.0362 | GGT | -1 | 0.046617 | 57 | 57 |  |  |  |  | -0.046617 | -2.6572 | 0.35245 | 0.47209 |  |  |  |  | 281 | 0.11927
48841 | SJS_GT1_GT1 | 1 | Houston | YES | -0.004905 | 62.4 | 49 | 78 | 0 | 1.0362 | Cogen | -1 | 0.046593 | 0 | 0 |  |  |  |  | -0.046593 | 0 | 0.35245 | 0.47209 |  |  |  |  | 282 | 0.11938
48842 | SJS_GT2_GT2 | 2 | Houston | YES | -0.004905 | 64.8 | 49 | 81 | 0 | 1.0362 | Cogen | -1 | 0.046593 | 0 | 0 |  |  |  |  | -0.046593 | 0 | 0.35245 | 0.47209 |  |  |  |  | 283 | 0.1195
48641 | DPEC_GT15040 | 1 | Houston | YES | -0.004882 | 163.2 | 98 | 163.2 | 0 | 1.0319 | CC | -1 | 0.04657 | 163.2 | 163.2 |  |  |  |  | -0.04657 | -7.6002 | 0.35627 | 0.47628 |  |  |  |  | 284 | 0.11964
48642 | DPEC_GT25025 | 2 | Houston | YES | -0.004882 | 157.1 | 98 | 157.1 | 0 | 1.0319 | CC | -1 | 0.04657 | 157.1 | 157.1 |  |  |  |  | -0.04657 | -7.3161 | 0.35995 | 0.48032 |  |  |  |  | 285 | 0.11964
48643 | DPEC_GT35010 | 3 | Houston | YES | -0.004882 | 157.5 | 98 | 157.5 | 0 | 1.0319 | CC | -1 | 0.04657 | 157.5 | 157.5 |  |  |  |  | -0.04657 | -7.3348 | 0.36363 | 0.48437 |  |  |  |  | 286 | 0.11964
48644 | DPEC_GT45070 | 4 | Houston | YES | -0.004882 | 157 | 98 | 157 | 0 | 1.0319 | CC | -1 | 0.04657 | 157 | 157 |  |  |  |  | -0.04657 | -7.3115 | 0.3673 | 0.4884 |  |  |  |  | 287 | 0.12001
48645 | DPEC_ST55065 | 5 | Houston | YES | -0.004882 | 282 | 0 | 282 | 0 | 1.0319 | CC | -1 | 0.04657 | 282 | 282 |  |  |  |  | -0.04657 | -13.1327 | 0.3739 | 0.49565 |  |  |  |  | 288 | 0.12037
48761 | PR_GT1__9040 | 1 | Houston | YES | -0.004849 | 26 | 0 | 35 |  | 1 | Cogen | -1 | 0.046537 | 0 | 0 |  |  |  |  | -0.046537 | 0 | 0.3739 | 0.49565 |  |  |  |  | 289 | 0.12073
48855 | SRB_GT211035 | B1 | Houston | YES | -0.004823 | 0 | 0 | 18 |  | 1.014 | GGT | -1 | 0.046511 | 18 | 18 |  |  |  |  | -0.046511 | -0.8372 | 0.37432 | 0.49611 |  |  |  |  | 290 | 0.1211
48855 | SRB_GT211035 | B2 | Houston | YES | -0.004823 | 0 | 0 | 12 |  | 1.014 | GGT | -1 | 0.046511 | 12 | 12 |  |  |  |  | -0.046511 | -0.55813 | 0.3746 | 0.49642 |  |  |  |  | 291 | 0.12174
48852 | SRB_GN2_2 | 2 | Houston | YES | -0.004822 | 140.8 | 26 | 176 | 0 | 1.0217 | GST | -1 | 0.04651 | 176 | 176 |  |  |  |  | -0.04651 | -8.1857 | 0.37872 | 0.50093 |  |  |  |  | 292 | 0.12174
48851 | SRB_GN1_1 | 1 | Houston | YES | -0.00482 | 132 | 26 | 165 | 0 | 1.0217 | GST | -1 | 0.046508 | 165 | 165 |  |  |  |  | -0.046508 | -7.6738 | 0.38258 | 0.50517 |  |  |  |  | 293 | 0.12178
48551 | CAL_GT1_8045 | 1 | Houston | YES | -0.004819 | 149 | 0 | 149 | 0 | 1.0326 | Cogen | -1 | 0.046507 | 0 | 0 |  |  |  |  | -0.046507 | 0 | 0.38258 | 0.50517 |  |  |  |  | 294 | 0.12181
48552 | CAL_ST1_8000 | 2 | Houston | YES | -0.004819 | 65.1 | 0 | 65.1 | 0 | 1.0326 | Cogen | -1 | 0.046507 | 0 | 0 |  |  |  |  | -0.046507 | 0 | 0.38258 | 0.50517 |  |  |  |  | 295 | 0.12221
48853 | SRB_GN3_3 | 3 | Houston | YES | -0.004813 | 170.4 | 35 | 213 |  | 1.0326 | GST | -1 | 0.046501 | 213 | 213 |  |  |  |  | -0.046501 | -9.9047 | 0.38756 | 0.51063 |  |  |  |  | 296 | 0.12258
48611 | DIB_GT1_8080 | 1 | Houston | YES | -0.004812 | 64 | 0 | 64 | 0 | 1.0326 | Cogen | -1 | 0.0465 | 0 | 0 |  |  |  |  | -0.0465 | 0 | 0.38756 | 0.51063 |  |  |  |  | 297 | 0.12258
48612 | DIB_GT2_8075 | 2 | Houston | YES | -0.004812 | 63.2 | 0 | 63.2 | 0 | 1.0326 | Cogen | -1 | 0.0465 | 0 | 0 |  |  |  |  | -0.0465 | 0 | 0.38756 | 0.51063 |  |  |  |  | 298 | 0.12258
48613 | DIB_ST1_8085 | 3 | Houston | YES | -0.004812 | 67.9 | 30 | 82.6 | 0 | 1.0326 | Cogen | -1 | 0.0465 | 0 | 0 |  |  |  |  | -0.0465 | 0 | 0.38756 | 0.51063 |  |  |  |  | 299 | 0.12307
48614 | DIB_GT3_8090 | 4 | Houston | YES | -0.004812 | 73.6 | 15 | 73.6 | 0 | 1.0326 | Cogen | -1 | 0.0465 | 0 | 0 |  |  |  |  | -0.0465 | 0 | 0.38756 | 0.51063 |  |  |  |  | 300 | 0.12307
48845 | SOL_GT1 | 1 | Houston | YES | -0.004812 | 16.2 | 15.4 | 16.2 |  | 1.0326 | Solar | -1 | 0.0465 | 16.2 | 16.2 |  |  |  |  | -0.0465 | -0.7533 | 0.38794 | 0.51105 |  |  |  |  | 301 | 0.12307
48854 | SRB_GN4_4 | 4 | Houston | YES | -0.004811 | 182.4 | 35 | 228 | 0 | 1.0326 | GST | -1 | 0.046499 | 228 | 228 |  |  |  |  | -0.046499 | -10.6017 | 0.39328 | 0.5169 |  |  |  |  | 302 | 0.12307
48740 | PSG_GN2_8050 | 1 | Houston | YES | -0.00481 | 182 | 60 | 182 | 0 | 1.0326 | Cogen | -1 | 0.046498 | 0 | 0 |  |  |  |  | -0.046498 | 0 | 0.39328 | 0.5169 |  |  |  |  | 303 | 0.12307
48741 | PSG_GT2_8040 | 1 | Houston | YES | -0.00481 | 158.6 | 50 | 158.6 | 0 | 1.0326 | Cogen | -1 | 0.046498 | 0 | 0 |  |  |  |  | -0.046498 | 0 | 0.39328 | 0.5169 |  |  |  |  | 304 | 0.1231
48742 | PSG_GT3_8060 | 1 | Houston | YES | -0.00481 | 157 | 50 | 157 | 0 | 1.0326 | Cogen | -1 | 0.046498 | 0 | 0 |  |  |  |  | -0.046498 | 0 | 0.39328 | 0.5169 |  |  |  |  | 305 | 0.12362
48820 | SHELLG1_3015 | 1 | Houston | YES | -0.004773 | 71 | 34.5 | 71 |  | 1.029 | Cogen | -1 | 0.046461 | 0 | 0 |  |  |  |  | -0.046461 | 0 | 0.39328 | 0.5169 |  |  |  |  | 306 | 0.12362
48821 | SHELLG2 | 2 | Houston | YES | -0.004773 | 72 | 34.5 | 72 |  | 1.029 | Cogen | -1 | 0.046461 | 0 | 0 |  |  |  |  | -0.046461 | 0 | 0.39328 | 0.5169 |  |  |  |  | 307 | 0.12362
48822 | SHELLG3_3020 | 2 | Houston | YES | -0.004773 | 30 | 0 | 30 |  | 1.029 | Cogen | -1 | 0.046461 | 0 | 0 |  |  |  |  | -0.046461 | 0 | 0.39328 | 0.5169 |  |  |  |  | 308 | 0.12362
48822 | SHELLG3_3020 | 1 | Houston | YES | -0.004773 | 39 | 0 | 39 |  | 1.029 | Cogen | -1 | 0.046461 | 0 | 0 |  |  |  |  | -0.046461 | 0 | 0.39328 | 0.5169 |  |  |  |  | 309 | 0.12362
48500 | APD_GT1_8005 | 1 | Houston | YES | -0.004717 | 137.6 | 54.6 | 137.6 | 0 | 1.0362 | Cogen | -1 | 0.046405 | 0 | 0 |  |  |  |  | -0.046405 | 0 | 0.39328 | 0.5169 |  |  |  |  | 310 | 0.12362
48511 | LPE_GT1_8070 | 1 | Houston | YES | -0.00471 | 42 | 0 | 42 | 0 | 1.0362 | GGT | -1 | 0.046398 | 42 | 42 |  |  |  |  | -0.046398 | -1.9487 | 0.39426 | 0.51797 |  |  |  |  | 311 | 0.12362
48512 | LPE_GT2_8075 | 2 | Houston | YES | -0.00471 | 42 | 0 | 42 | 0 | 1.0362 | GGT | -1 | 0.046398 | 42 | 42 |  |  |  |  | -0.046398 | -1.9487 | 0.39524 | 0.51905 |  |  |  |  | 312 | 0.12362
48513 | LPE_GT3_8080 | 3 | Houston | YES | -0.00471 | 39 | 0 | 39 | 0 | 1.0362 | GGT | -1 | 0.046398 | 39 | 39 |  |  |  |  | -0.046398 | -1.8095 | 0.39615 | 0.52004 |  |  |  |  | 313 | 0.12362
48514 | LPE_GT4_8085 | 4 | Houston | YES | -0.00471 | 39 | 0 | 39 | 0 | 1.0362 | GGT | -1 | 0.046398 | 39 | 39 |  |  |  |  | -0.046398 | -1.8095 | 0.39707 | 0.52104 |  |  |  |  | 314 | 0.12371
48593 | CHE_GT1_8015 | 1 | Houston | YES | -0.004697 | 173 | 50 | 173 | 0 | 1.0362 | Cogen | -1 | 0.046385 | 0 | 0 |  |  |  |  | -0.046385 | 0 | 0.39707 | 0.52104 |  |  |  |  | 315 | 0.1238
48594 | CHE_GN4_8025 | 4 | Houston | YES | -0.004697 | 142 | 60 | 142 | 0 | 1.0362 | Cogen | -1 | 0.046385 | 0 | 0 |  |  |  |  | -0.046385 | 0 | 0.39707 | 0.52104 |  |  |  |  | 316 | 0.12389
48873 | THW_ST3_ST_3 | 3 | Houston | YES | -0.004614 | 107 | 19 | 107 | 0 | 1.0435 | CC | -1 | 0.046302 | 107 | 107 |  |  |  |  | -0.046302 | -4.9543 | 0.39957 | 0.52378 |  |  |  |  | 317 | 0.12398
48874 | THW_ST4_ST_4 | 4 | Houston | YES | -0.004614 | 108 | 19 | 108 | 0 | 1.0435 | CC | -1 | 0.046302 | 108 | 108 |  |  |  |  | -0.046302 | -5.0006 | 0.4021 | 0.52653 |  |  |  |  | 318 | 0.12398
48875 | THW_3132 | A | Houston | YES | -0.004614 | 55 | 5 | 55 | 0 | 1.0435 | CC | -1 | 0.046302 | 55 | 55 |  |  |  |  | -0.046302 | -2.5466 | 0.40338 | 0.52794 |  |  |  |  | 319 | 0.12398
48875 | THW_3132 | B | Houston | YES | -0.004614 | 53 | 5 | 53 | 0 | 1.0435 | CC | -1 | 0.046302 | 53 | 53 |  |  |  |  | -0.046302 | -2.454 | 0.40462 | 0.52929 |  |  |  |  | 320 | 0.12421
48877 | THW_3334 | C | Houston | YES | -0.004614 | 55 | 5 | 55 | 0 | 1.0435 | CC | -1 | 0.046302 | 55 | 55 |  |  |  |  | -0.046302 | -2.5466 | 0.40591 | 0.5307 |  |  |  |  | 321 | 0.12444
48877 | THW_3334 | D | Houston | YES | -0.004614 | 57 | 5 | 57 | 0 | 1.0435 | CC | -1 | 0.046302 | 57 | 57 |  |  |  |  | -0.046302 | -2.6392 | 0.40724 | 0.53215 |  |  |  |  | 322 | 0.12456
48879 | THW_4142 | E | Houston | YES | -0.004614 | 56 | 5 | 56 | 0 | 1.0435 | CC | -1 | 0.046302 | 56 | 56 |  |  |  |  | -0.046302 | -2.5929 | 0.40855 | 0.53359 |  |  |  |  | 323 | 0.12467
48879 | THW_4142 | F | Houston | YES | -0.004614 | 55 | 5 | 55 | 0 | 1.0435 | CC | -1 | 0.046302 | 55 | 55 |  |  |  |  | -0.046302 | -2.5466 | 0.40984 | 0.53499 |  |  |  |  | 324 | 0.12479
48881 | THW_4344 | G | Houston | YES | -0.004614 | 58 | 5 | 58 | 0 | 1.0435 | CC | -1 | 0.046302 | 58 | 58 |  |  |  |  | -0.046302 | -2.6855 | 0.4112 | 0.53647 |  |  |  |  | 325 | 0.12491
48881 | THW_4344 | H | Houston | YES | -0.004614 | 58 | 5 | 58 | 0 | 1.0435 | CC | -1 | 0.046302 | 58 | 58 |  |  |  |  | -0.046302 | -2.6855 | 0.41255 | 0.53795 |  |  |  |  | 326 | 0.12503
48582 | CBY_GN2_2 | 2 | Houston | YES | -0.004564 | 596.8 | 110 | 746 | 0 | 1.0435 | GSC | -1 | 0.046252 | 746 | 746 |  |  |  |  | -0.046252 | -34.5039 | 0.43001 | 0.55699 |  |  |  |  | 327 | 0.12515
48883 | THW_GT1_GT_1 | B2 | Houston | YES | -0.004522 | 0 | 0 | 12 |  | 1.043 | GGT | -1 | 0.04621 | 12 | 12 |  |  |  |  | -0.04621 | -0.55452 | 0.43029 | 0.5573 |  |  |  |  | 328 | 0.12528
49803 | EXN_15GT | 1 | Houston | YES | -0.004522 | 33 | 8.3 | 34 |  | 1.0326 | Cogen | -1 | 0.04621 | 0 | 0 |  |  |  |  | -0.04621 | 0 | 0.43029 | 0.5573 |  |  |  |  | 329 | 0.1254
49804 | EXN_16GT | 2 | Houston | YES | -0.004522 | 32 | 8.3 | 34.7 |  | 1.0326 | Cogen | -1 | 0.04621 | 0 | 0 |  |  |  |  | -0.04621 | 0 | 0.43029 | 0.5573 |  |  |  |  | 330 | 0.12698
49805 | EXN_17GT | 3 | Houston | YES | -0.004522 | 31 | 8.3 | 32.7 |  | 1.0326 | Cogen | -1 | 0.04621 | 0 | 0 |  |  |  |  | -0.04621 | 0 | 0.43029 | 0.5573 |  |  |  |  | 331 | 0.12701
49826 | EXN938GT | 5 | Houston | YES | -0.004522 | 43 | 9.2 | 45.9 |  | 1.0326 | Cogen | -1 | 0.04621 | 0 | 0 |  |  |  |  | -0.04621 | 0 | 0.43029 | 0.5573 |  |  |  |  | 332 | 0.12701
49828 | EXN941GT | 10 | Houston | YES | -0.004522 | 17.7 | 5.4 | 17.7 | 0 | 1.0326 | Cogen | -1 | 0.04621 | 0 | 0 |  |  |  |  | -0.04621 | 0 | 0.43029 | 0.5573 |  |  |  |  | 333 | 0.12701
49829 | EXN942GT | 11 | Houston | YES | -0.004522 | 20 | 5.4 | 20.4 | 0 | 1.0326 | Cogen | -1 | 0.04621 | 0 | 0 |  |  |  |  | -0.04621 | 0 | 0.43029 | 0.5573 |  |  |  |  | 334 | 0.12701
49830 | EXN943GT | 12 | Houston | YES | -0.004522 | 19 | 5.4 | 19.9 | 0 | 1.0326 | Cogen | -1 | 0.04621 | 0 | 0 |  |  |  |  | -0.04621 | 0 | 0.43029 | 0.5573 |  |  |  |  | 335 | 0.12701
49831 | EXN944GT | 13 | Houston | YES | -0.004522 | 33 | 5.4 | 35 | 0 | 1.0326 | Cogen | -1 | 0.04621 | 0 | 0 |  |  |  |  | -0.04621 | 0 | 0.43029 | 0.5573 |  |  |  |  | 336 | 0.12701
49832 | EXN945GT | 9 | Houston | YES | -0.004522 | 18.5 | 9.2 | 18.5 |  | 1.0326 | Cogen | -1 | 0.04621 | 0 | 0 |  |  |  |  | -0.04621 | 0 | 0.43029 | 0.5573 |  |  |  |  | 337 | 0.12701
49837 | EXN_GT | 4 | Houston | YES | -0.004522 | 81 | 21.3 | 85.4 |  | 1.0326 | Cogen | -1 | 0.04621 | 0 | 0 |  |  |  |  | -0.04621 | 0 | 0.43029 | 0.5573 |  |  |  |  | 338 | 0.12701
49838 | EXN_14GT | 14 | Houston | YES | -0.004522 | 140 | 0 | 148 |  | 1.0326 | Cogen | -1 | 0.04621 | 0 | 0 |  |  |  |  | -0.04621 | 0 | 0.43029 | 0.5573 |  |  |  |  | 339 | 0.12701
48651 | EP_1_2 | 1 | Houston | YES | -0.004481 | 4 | 0 | 5 | 0 | 1.0362 | Cogen | -1 | 0.046169 | 0 | 0 |  |  |  |  | -0.046169 | 0 | 0.43029 | 0.5573 |  |  |  |  | 340 | 0.12701
48651 | EP_1_2 | 2 | Houston | YES | -0.004481 | 17.7 | 10 | 21 | 0 | 1.0362 | Cogen | -1 | 0.046169 | 0 | 0 |  |  |  |  | -0.046169 | 0 | 0.43029 | 0.5573 |  |  |  |  | 341 | 0.12701
48940 | WARVUE_GT1 | G1 | Houston | YES | -0.004481 | 15 | 0 | 15 |  | 1.021 | Cogen | -1 | 0.046169 | 0 | 0 |  |  |  |  | -0.046169 | 0 | 0.43029 | 0.5573 |  |  |  |  | 342 | 0.12701
48581 | CBY_GN1_1 | 1 | Houston | YES | -0.00448 | 595.2 | 108 | 744 | 0 | 1.0435 | GSC | -1 | 0.046168 | 744 | 744 |  |  |  |  | -0.046168 | -34.3489 | 0.44769 | 0.57625 |  |  |  |  | 343 | 0.12701
48791 | PSA_GT1_8160 | 1 | Houston | YES | -0.004475 | 52 | 20.8 | 65 | 0 | 1.0362 | Cogen | -1 | 0.046163 | 0 | 0 |  |  |  |  | -0.046163 | 0 | 0.44769 | 0.57625 |  |  |  |  | 344 | 0.12701
48792 | PSA_GT2_8155 | 2 | Houston | YES | -0.004475 | 52.8 | 20.3 | 66 | 0 | 1.0362 | Cogen | -1 | 0.046163 | 0 | 0 |  |  |  |  | -0.046163 | 0 | 0.44769 | 0.57625 |  |  |  |  | 345 | 0.12701
48793 | PSA_GT3_8150 | 3 | Houston | YES | -0.004475 | 56 | 20.3 | 70 | 0 | 1.0362 | Cogen | -1 | 0.046163 | 0 | 0 |  |  |  |  | -0.046163 | 0 | 0.44769 | 0.57625 |  |  |  |  | 346 | 0.12856
48794 | PSA_GT4_8145 | 4 | Houston | YES | -0.004475 | 52.8 | 20.3 | 66 | 0 | 1.0362 | Cogen | -1 | 0.046163 | 0 | 0 |  |  |  |  | -0.046163 | 0 | 0.44769 | 0.57625 |  |  |  |  | 347 | 0.12856
48795 | PSA_GT5_8140 | 5 | Houston | YES | -0.004475 | 51.2 | 20.3 | 64 | 0 | 1.0362 | Cogen | -1 | 0.046163 | 0 | 0 |  |  |  |  | -0.046163 | 0 | 0.44769 | 0.57625 |  |  |  |  | 348 | 0.12856
48796 | PSA_GN1_8165 | 1 | Houston | YES | -0.004475 | 83.2 | 43.1 | 104 | 0 | 1.0362 | Cogen | -1 | 0.046163 | 0 | 0 |  |  |  |  | -0.046163 | 0 | 0.44769 | 0.57625 |  |  |  |  | 349 | 0.12856
48797 | PSA_GT6_8135 | 6 | Houston | YES | -0.004475 | 47.2 | 34.5 | 59 | 0 | 1.0362 | Cogen | -1 | 0.046163 | 0 | 0 |  |  |  |  | -0.046163 | 0 | 0.44769 | 0.57625 |  |  |  |  | 350 | 0.12856
48815 | CVC_GT4_8005 | 4 | Houston | YES | -0.004453 | 165 | 91.8 | 165 |  | 1.0362 | Cogen | -1 | 0.046141 | 0 | 0 |  |  |  |  | -0.046141 | 0 | 0.44769 | 0.57625 |  |  |  |  | 351 | 0.12856
48583 | CBY_GT4_1 | 1 | Houston | YES | -0.004445 | 172 | 0 | 172 | 0 | 1.027 | GSC | -1 | 0.046133 | 172 | 172 |  |  |  |  | -0.046133 | -7.9349 | 0.45172 | 0.58063 |  |  |  |  | 352 | 0.12856
48584 | CBY_GT4_2 | 2 | Houston | YES | -0.004445 | 172 | 0 | 172 | 0 | 1.027 | CC | -1 | 0.046133 | 172 | 172 |  |  |  |  | -0.046133 | -7.9349 | 0.45574 | 0.585 |  |  |  |  | 353 | 0.12856
48585 | CBY_ST4_1 | 3 | Houston | YES | -0.004445 | 172 | 0 | 172 | 0 | 1.027 | CC | -1 | 0.046133 | 172 | 172 |  |  |  |  | -0.046133 | -7.9349 | 0.45976 | 0.58938 |  |  |  |  | 354 | 0.12856
48595 | BTE_GT2_8075 | 1 | Houston | YES | -0.004375 | 162.8 | 130 | 162.8 | 0 | 1.0261 | CC | -1 | 0.046063 | 162.8 | 162.8 |  |  |  |  | -0.046063 | -7.499 | 0.46357 | 0.59352 |  |  |  |  | 355 | 0.12891
48596 | BTE_GT3_8045 | 2 | Houston | YES | -0.004375 | 161.4 | 130 | 161.4 | 0 | 1.0261 | CC | -1 | 0.046063 | 161.4 | 161.4 |  |  |  |  | -0.046063 | -7.4345 | 0.46735 | 0.59762 |  |  |  |  | 356 | 0.12926
48597 | BTE_GT4_8055 | 3 | Houston | YES | -0.004375 | 158.9 | 130 | 158.9 | 0 | 1.0261 | CC | -1 | 0.046063 | 158.9 | 158.9 |  |  |  |  | -0.046063 | -7.3194 | 0.47106 | 0.60166 |  |  |  |  | 357 | 0.12962
48598 | BTE_ST1_8070 | 4 | Houston | YES | -0.004375 | 269.2 | 60 | 269.2 | 0 | 1.0261 | CC | -1 | 0.046063 | 269.2 | 269.2 |  |  |  |  | -0.046063 | -12.4001 | 0.47736 | 0.6085 |  |  |  |  | 358 | 0.12995
48690 | GBY_GN5_5 | 5 | Houston | YES | -0.004348 | 318.4 | 81 | 398 |  | 1.0362 | GSC | -1 | 0.046036 | 398 | 398 |  |  |  |  | -0.046036 | -18.3223 | 0.48667 | 0.61861 |  |  |  |  | 359 | 0.13027
48885 | THW_5152 | B | Houston | YES | -0.004316 | 47.2 | 5 | 59 |  | 1.0319 | GGT | -1 | 0.046004 | 59 | 59 |  |  |  |  | -0.046004 | -2.7142 | 0.48805 | 0.62011 |  |  |  |  | 360 | 0.13059
48885 | THW_5152 | A | Houston | YES | -0.004316 | 46.4 | 5 | 58 |  | 1.0319 | GGT | -1 | 0.046004 | 58 | 58 |  |  |  |  | -0.046004 | -2.6682 | 0.48941 | 0.62158 |  |  |  |  | 361 | 0.13114
48886 | THW_5354 | D | Houston | YES | -0.004316 | 46.4 | 5 | 58 |  | 1.0319 | GGT | -1 | 0.046004 | 58 | 58 |  |  |  |  | -0.046004 | -2.6682 | 0.49077 | 0.62305 |  |  |  |  | 362 | 0.13194
48886 | THW_5354 | C | Houston | YES | -0.004316 | 45.6 | 5 | 57 |  | 1.0319 | GGT | -1 | 0.046004 | 57 | 57 |  |  |  |  | -0.046004 | -2.6222 | 0.4921 | 0.6245 |  |  |  |  | 363 | 0.13205
48887 | THW_5556 | E | Houston | YES | -0.004316 | 47.2 | 5 | 59 |  | 1.0319 | GGT | -1 | 0.046004 | 59 | 59 |  |  |  |  | -0.046004 | -2.7142 | 0.49348 | 0.626 |  |  |  |  | 364 | 0.13217
48887 | THW_5556 | F | Houston | YES | -0.004316 | 45.6 | 5 | 57 |  | 1.0319 | GGT | -1 | 0.046004 | 57 | 57 |  |  |  |  | -0.046004 | -2.6222 | 0.49481 | 0.62744 |  |  |  |  | 365 | 0.13228
48591 | CHE_GT2_5030 | 2 | Houston | YES | -0.003895 | 173 | 50 | 173 | 0 | 1.029 | Cogen | -1 | 0.045583 | 0 | 0 |  |  |  |  | -0.045583 | 0 | 0.49481 | 0.62744 |  |  |  |  | 366 | 0.1324
48811 | CVC_GT3_5045 | 3 | Houston | YES | -0.003895 | 156 | 91.8 | 156 | 0 | 1.029 | Cogen | -1 | 0.045583 | 0 | 0 |  |  |  |  | -0.045583 | 0 | 0.49481 | 0.62744 |  |  |  |  | 367 | 0.13251
48812 | CVC_GT2_5020 | 2 | Houston | YES | -0.003895 | 158 | 91.8 | 158 | 0 | 1.029 | Cogen | -1 | 0.045583 | 0 | 0 |  |  |  |  | -0.045583 | 0 | 0.49481 | 0.62744 |  |  |  |  | 368 | 0.13263
48813 | CVC_GT1_5035 | 1 | Houston | YES | -0.003895 | 160 | 91.8 | 160 | 0 | 1.029 | Cogen | -1 | 0.045583 | 0 | 0 |  |  |  |  | -0.045583 | 0 | 0.49481 | 0.62744 |  |  |  |  | 369 | 0.13263
48814 | CVC_ST5_5040 | 1 | Houston | YES | -0.003895 | 162 | 91.8 | 162 | 0 | 1.029 | Cogen | -1 | 0.045583 | 0 | 0 |  |  |  |  | -0.045583 | 0 | 0.49481 | 0.62744 |  |  |  |  | 370 | 0.13263
48671 | FTR_GT1_5105 | 1 | North | YES | -0.000111 | 154.2 | 0 | 154.2 | 0 | 1.0319 | CC | -1 | 0.041799 | 154.2 | 154.2 |  |  | -0.017116 | 154.2 | -0.041799 | -6.4454 | 0.49842 | 0.631 |  |  |  |  | 371 | 0.13263
48672 | FTR_GT2_5110 | 2 | North | YES | -0.000111 | 159 | 0 | 159 | 0 | 1.0319 | CC | -1 | 0.041799 | 159 | 159 |  |  | -0.017649 | 159 | -0.041799 | -6.646 | 0.50214 | 0.63467 |  |  |  |  | 372 | 0.13263
48673 | FTR_GT3_5085 | 3 | North | YES | -0.000111 | 158 | 0 | 158 | 0 | 1.0319 | CC | -1 | 0.041799 | 158 | 158 |  |  | -0.017538 | 158 | -0.041799 | -6.6042 | 0.50584 | 0.63831 |  |  |  |  | 373 | 0.13263
48674 | FTR_CN4_5095 | 4 | North | YES | -0.000111 | 380 | 0 | 380 | 0 | 1.0319 | CC | -1 | 0.041799 | 380 | 380 |  |  | -0.04218 | 380 | -0.041799 | -15.8836 | 0.51473 | 0.64707 |  |  |  |  | 374 | 0.13258
5934 | SI_RAY5 | 5 | South | YES | 0 | 0 | 10 | 15 |  | 1.035 | GST | -1 | 0.041688 | 15 | 15 |  |  |  |  | -0.041688 | -0.62532 | 0.51508 | 0.64742 |  |  |  |  | 375 | 0.13252
8139 | JOS #1 | MB | South | YES | 0 | 0 | 45 | 255 |  | 1.02 | GST | -1 | 0.041688 | 0 | 0 |  |  |  |  | -0.041688 | 0 | 0.51508 | 0.64742 |  |  |  |  | 376 | 0.13247
8285 | LAR #1 | MB | South | YES | 0 | 0 | 9 | 32 |  | 1.0497 | GST | -1 | 0.041688 | 0 | 0 |  |  |  |  | -0.041688 | 0 | 0.51508 | 0.64742 |  |  |  |  | 377 | 0.13234
8287 | LAR #2 | MB | South | YES | 0 | 0 | 9 | 32 |  | 1.04 | GST | -1 | 0.041688 | 0 | 0 |  |  |  |  | -0.041688 | 0 | 0.51508 | 0.64742 |  |  |  |  | 378 | 0.13234
8288 | LAR #3 | MB | South | YES | 0 | 0 | 25 | 105 |  | 1.04 | GST | -1 | 0.041688 | 0 | 0 |  |  |  |  | -0.041688 | 0 | 0.51508 | 0.64742 |  |  |  |  | 379 | 0.13234
8388 | BATES0A | MB | South | YES | 0 | 0 | 21 | 71 |  | 1.033 | GST | -1 | 0.041688 | 0 | 0 |  |  |  |  | -0.041688 | 0 | 0.51508 | 0.64742 |  |  |  |  | 380 | 0.13234
8393 | BATES0B | MB | South | YES | 0 | 0 | 25 | 110 |  | 1.03 | GST | -1 | 0.041688 | 0 | 0 |  |  |  |  | -0.041688 | 0 | 0.51508 | 0.64742 |  |  |  |  | 381 | 0.13234
8437 | NUECES_B0C | MB | South | YES | 0 | 0 | 7 | 30 |  | 1.03 | GST | -1 | 0.041688 | 0 | 0 |  |  |  |  | -0.041688 | 0 | 0.51508 | 0.64742 |  |  |  |  | 382 | 0.13234
8438 | NUECES_B0B | MB | South | YES | 0 | 0 | 26 | 169 |  | 1.03 | GST | -1 | 0.041688 | 0 | 0 |  |  |  |  | -0.041688 | 0 | 0.51508 | 0.64742 |  |  |  |  | 383 | 0.13234
39190 | TNSLCGN1__8 | 1 | Houston | YES | 0 | 0 | 10 | 30 |  | 1.03 | Cogen | -1 | 0.041688 | 0 | 0 |  |  |  |  | -0.041688 | 0 | 0.51508 | 0.64742 |  |  |  |  | 384 | 0.13234
32883 | BRYN_DNSBY3 | 1 | North | YES | 0.000609 | 0 | 2 | 48 |  | 1.015 | GST | -1 | 0.041079 | 48 | 48 |  |  | 0.029232 | 48 | -0.041079 | -1.9718 | 0.5162 | 0.64851 |  |  |  |  | 385 | 0.13234
32884 | BRYN_DNSBY13 | 1 | North | YES | 0.000609 | 46 | 2 | 46 | 0 | 1.015 | GST | -1 | 0.041079 | 46 | 46 |  |  | 0.028014 | 46 | -0.041079 | -1.8896 | 0.51728 | 0.64955 |  |  |  |  | 386 | 0.13234
32892 | BRYN_DNSBY14 | 1 | North | YES | 0.000609 | 84 | 25 | 105 | 0 | 1.035 | GST | -1 | 0.041079 | 105 | 105 |  |  | 0.063945 | 105 | -0.041079 | -4.3133 | 0.51973 | 0.65193 |  |  |  |  | 387 | 0.13234
32886 | BRYN_ATKINS3 | MB | North | YES | 0.000667 | 0 | 5 | 12 |  | 1 | GST | -1 | 0.041021 | 0 | 0 |  |  | 0 | 0 | -0.041021 | 0 | 0.51973 | 0.65193 |  |  |  |  | 388 | 0.1323
32887 | BRYN_ATKINS6 | MB | North | YES | 0.000667 | 0 | 12 | 51 |  | 1.028 | GST | -1 | 0.041021 | 0 | 0 |  |  | 0 | 0 | -0.041021 | 0 | 0.51973 | 0.65193 |  |  |  |  | 389 | 0.13227
32888 | BRYN_ATKINS7 | 1 | North | YES | 0.000667 | 13.6 | 4 | 17 |  | 1.028 | GGT | -1 | 0.041021 | 17 | 17 |  |  | 0.011339 | 17 | -0.041021 | -0.69735 | 0.52013 | 0.65231 |  |  |  |  | 390 | 0.13219
32890 | BRYN_ATKINS4 | MB | North | YES | 0.000667 | 0 | 5 | 22 |  | 1.031 | GST | -1 | 0.041021 | 0 | 0 |  |  | 0 | 0 | -0.041021 | 0 | 0.52013 | 0.65231
32891 | BRYN_ATKINS5 | MB | North | YES | 0.000667 | 0 | 5 | 25 |  | 1.031 | GST | -1 | 0.041021 | 0 | 0 |  |  | 0 | 0 | -0.041021 | 0 | 0.52013 | 0.65231
990 | GIBN_CREK_G1 | 1 | North | YES | 0.00067 | 463 | 200 | 463 | 0 | 1.0275 | LIGCO | -1 | 0.041018 | 0 | 463 |  |  | 0 | 0 | -0.041018 | 0 | 0.52013 | 0.65231
32798 | BRYN_TAMUGEN | 1 | North | YES | 0.000676 | 32 | 0 | 32 |  | 1.02 | GST | -1 | 0.041012 | 32 | 32 |  |  | 0.021632 | 32 | -0.041012 | -1.3124 | 0.52088 | 0.65304
3416 | LAKE_CRK1_G | 1 | North | YES | 0.001624 | 60 | 33 | 75 |  | 1.029 | GST | -1 | 0.040064 | 75 | 75 |  |  | 0.1218 | 75 | -0.040064 | -3.0048 | 0.52264 | 0.65469
3417 | LAKE_CRK2_G | 2 | North | YES | 0.001624 | 177.6 | 40 | 222 | 0 | 1.029 | GST | -1 | 0.040064 | 222 | 222 |  |  | 0.36053 | 222 | -0.040064 | -8.8942 | 0.52783 | 0.6596
3403 | THOUSE_1G | 1 | North | YES | 0.002539 | 563 | 200 | 563 | 0 | 1.012 | GSC | -1 | 0.039149 | 563 | 563 |  |  | 1.4295 | 563 | -0.039149 | -22.0408 | 0.541 | 0.67176
3404 | THOUSE_2G | 2 | North | YES | 0.002539 | 807 | 250 | 807 | 0 | 1.012 | GSC | -1 | 0.039149 | 807 | 807 |  |  | 2.049 | 807 | -0.039149 | -31.5931 | 0.55988 | 0.68919
39960 | TNTNPONE_18 | 1 | North | YES | 0.003173 | 152.3 | 30 | 152.3 |  | 1.04 | LIGCO | -1 | 0.038515 | 0 | 152.3 |  |  | 0 | 0 | -0.038515 | 0 | 0.55988 | 0.68919
39970 | TNTNPONE_28 | 1 | North | YES | 0.003173 | 153 | 30 | 153 |  | 1.04 | LIGCO | -1 | 0.038515 | 0 | 153 |  |  | 0 | 0 | -0.038515 | 0 | 0.55988 | 0.68919
238 | BOSQUESW505 | 1 | North | YES | 0.003553 | 255 | 0 | 255 | 0 | 1.02 | CC | -1 | 0.038135 | 255 | 255 |  |  | 0.90602 | 255 | -0.038135 | -9.7244 | 0.56584 | 0.69456
239 | BOSQUESW502 | 1 | North | YES | 0.003553 | 119.2 | 0 | 149 | 0 | 1.02 | GGT | -1 | 0.038135 | 149 | 149 |  |  | 0.5294 | 149 | -0.038135 | -5.6821 | 0.56933 | 0.69769
247 | BOSQUESW501 | 2 | North | YES | 0.003553 | 124.8 | 0 | 156 | 0 | 1.02 | GGT | -1 | 0.038135 | 156 | 156 |  |  | 0.55427 | 156 | -0.038135 | -5.949 | 0.57298 | 0.70098
48721 | LEG_1___1 | 1 | North | YES | 0.00417 | 827 | 357 | 827 | 0 | 1.0348 | LIGCO | -1 | 0.037518 | 0 | 827 |  |  | 0 | 0 | -0.037518 | 0 | 0.57298 | 0.70098
48722 | LEG_2___2 | 2 | North | YES | 0.00417 | 819 | 357 | 819 | 0 | 1.0348 | LIGCO | -1 | 0.037518 | 0 | 819 |  |  | 0 | 0 | -0.037518 | 0 | 0.57298 | 0.70098
251 | BOSQUESW803 | 2 | North | YES | 0.005242 | 150 | 0 | 150 | 0 | 1.032 | CC | -1 | 0.036446 | 150 | 150 |  |  | 0.7863 | 150 | -0.036446 | -5.4669 | 0.57649 | 0.70399
253 | BOSQUESW804 | 2 | North | YES | 0.005242 | 80 | 0 | 80 | 0 | 1.032 | CC | -1 | 0.036446 | 80 | 80 |  |  | 0.41936 | 80 | -0.036446 | -2.9157 | 0.57836 | 0.7056
8262 | ELPS | 1 | South | YES | 0.005519 | 6 | 6 | 6 | 0 | 1.15 | Hydro | -1 | 0.036169 | 0 | 0 |  |  |  |  | -0.036169 | 0 | 0.57836 | 0.7056
244 | WHITNYDM01 | 1 | North | YES | 0.006575 | 15 | 0 | 15 | 0 | 1.035 | Hydro | -1 | 0.035113 | 0 | 0 |  |  | 0 | 0 | -0.035113 | 0 | 0.57836 | 0.7056
245 | WHITNYDM02 | 2 | North | YES | 0.006575 | 15 | 0 | 15 | 0 | 1.035 | Hydro | -1 | 0.035113 | 0 | 0 |  |  | 0 | 0 | -0.035113 | 0 | 0.57836 | 0.7056
3381 | BBRN_1G | 1 | North | YES | 0.006949 | 618 | 225 | 618 | 0 | 1.03 | LIGCO | -1 | 0.034739 | 0 | 618 |  |  | 0 | 0 | -0.034739 | 0 | 0.57836 | 0.7056
3382 | BBRN_2G | 2 | North | YES | 0.006949 | 589 | 225 | 589 | 0 | 1.03 | LIGCO | -1 | 0.034739 | 0 | 589 |  |  | 0 | 0 | -0.034739 | 0 | 0.57836 | 0.7056
13131 | CALFREST_1G | 1 | North | YES | 0.007279 | 150.7 | 40 | 150.7 | 0 | 1.031 | CC | -1 | 0.034409 | 150.7 | 150.7 |  |  | 1.0969 | 150.7 | -0.034409 | -5.1854 | 0.58189 | 0.70846
13132 | CALFREST_2G | 2 | North | YES | 0.007279 | 151 | 57 | 151 | 0 | 1.031 | CC | -1 | 0.034409 | 151 | 151 |  |  | 1.0991 | 151 | -0.034409 | -5.1957 | 0.58542 | 0.71133
13133 | CALFREST_3G | 3 | North | YES | 0.007279 | 177.4 | 40 | 177.4 | 0 | 1.031 | CC | -1 | 0.034409 | 177.4 | 177.4 |  |  | 1.2913 | 177.4 | -0.034409 | -6.1041 | 0.58957 | 0.7147
13134 | CALFREST_4G | 4 | North | YES | 0.007338 | 151.5 | 40 | 151.5 | 0 | 1.031 | CC | -1 | 0.03435 | 151.5 | 151.5 |  |  | 1.1117 | 151.5 | -0.03435 | -5.204 | 0.59311 | 0.71757
13135 | CALFREST_5G | 5 | North | YES | 0.007338 | 152.3 | 57 | 152.3 | 0 | 1.031 | CC | -1 | 0.03435 | 152.3 | 152.3 |  |  | 1.1176 | 152.3 | -0.03435 | -5.2315 | 0.59668 | 0.72045
13136 | CALFREST_6G | 6 | North | YES | 0.007338 | 177.5 | 40 | 177.5 | 0 | 1.031 | CC | -1 | 0.03435 | 177.5 | 177.5 |  |  | 1.3025 | 177.5 | -0.03435 | -6.0971 | 0.60083 | 0.72382
3126 | TRINIDAD_6G | 1 | North | YES | 0.008762 | 179.2 | 46 | 224 | 0 | 1 | GST | -1 | 0.032926 | 224 | 224 |  |  | 1.9627 | 224 | -0.032926 | -7.3754 | 0.60607 | 0.72789
3107 | STRYKER_1G | 1 | North | YES | 0.008782 | 145.6 | 45 | 182 | 0 | 1.029 | GST | -1 | 0.032906 | 182 | 182 |  |  | 1.5983 | 182 | -0.032906 | -5.9889 | 0.61033 | 0.73119
3108 | STRYKER_2G | 2 | North | YES | 0.008782 | 484 | 75 | 484 | 0 | 1.029 | GST | -1 | 0.032906 | 484 | 484 |  |  | 4.2505 | 484 | -0.032906 | -15.9264 | 0.62165 | 0.73998
3309 | ASPN_G | 1 | North | YES | 0.008838 | 50 | 0 | 50 |  | 1 | Bio | -1 | 0.03285 | 50 | 50 |  |  | 0.4419 | 50 | -0.03285 | -1.6425 | 0.62282 | 0.74088
3348 | CHAMPION_1G | MB | North | YES | 0.008853 | 0 | 42 | 42 |  | 1 | Cogen | -1 | 0.032835 | 0 | 0 |  |  | 0 | 0 | -0.032835 | 0 | 0.62282 | 0.74088
13116 | TGATEWAY_1G | 1 | North | YES | 0.009007 | 151 | 30 | 151 | 0 | 1.0232 | CC | -1 | 0.032681 | 151 | 151 |  |  | 1.3601 | 151 | -0.032681 | -4.9348 | 0.62635 | 0.74361
13117 | TGATEWAY_2G | 2 | North | YES | 0.009007 | 130 | 30 | 130 | 0 | 1.0232 | CC | -1 | 0.032681 | 130 | 130 |  |  | 1.1709 | 130 | -0.032681 | -4.2485 | 0.62939 | 0.74595
13118 | TGATEWAY_3G | 3 | North | YES | 0.009007 | 148 | 30 | 148 | 0 | 1.0232 | CC | -1 | 0.032681 | 148 | 148 |  |  | 1.333 | 148 | -0.032681 | -4.8368 | 0.63285 | 0.74862
13119 | TGATEWAY_4G | 4 | North | YES | 0.009007 | 399 | 65 | 399 | 0 | 1.0232 | CC | -1 | 0.032681 | 399 | 399 |  |  | 3.5938 | 399 | -0.032681 | -13.0397 | 0.64219 | 0.75581
3097 | MARTLAKE_1G | 1 | North | YES | 0.009172 | 790 | 500 | 790 | 0 | 1.017 | LIGCO | -1 | 0.032516 | 0 | 790 |  |  | 0 | 0 | -0.032516 | 0 | 0.64219 | 0.75581
3098 | MARTLAKE_2G | 2 | North | YES | 0.009172 | 795 | 461 | 795 | 0 | 1.017 | LIGCO | -1 | 0.032516 | 0 | 795 |  |  | 0 | 0 | -0.032516 | 0 | 0.64219 | 0.75581
3099 | MARTLAKE_3G | 3 | North | YES | 0.009172 | 804 | 500 | 804 | 0 | 1.017 | LIGCO | -1 | 0.032516 | 0 | 804 |  |  | 0 | 0 | -0.032516 | 0 | 0.64219 | 0.75581
12322 | ENNSTRAC_1G | 1 | North | YES | 0.009871 | 196 | 130 | 196 | 0 | 1.036 | CC | -1 | 0.031817 | 196 | 196 |  |  | 1.9347 | 196 | -0.031817 | -6.2361 | 0.64677 | 0.75925
12323 | ENNSTRAC_2G | 2 | North | YES | 0.009871 | 116 | 100 | 116 | 0 | 1.036 | CC | -1 | 0.031817 | 116 | 116 |  |  | 1.145 | 116 | -0.031817 | -3.6908 | 0.64949 | 0.76129
1941 | MDLTHELP_1G | 1 | North | YES | 0.010087 | 216.4 | 74 | 216.4 | 0 | 1 | CC | -1 | 0.031601 | 216.4 | 216.4 |  |  | 2.1828 | 216.4 | -0.031601 | -6.8384 | 0.65455 | 0.76506
1942 | MDLTHELP_2G | 2 | North | YES | 0.010087 | 216.1 | 74 | 216.1 | 0 | 1 | CC | -1 | 0.031601 | 216.1 | 216.1 |  |  | 2.1798 | 216.1 | -0.031601 | -6.8289 | 0.65961 | 0.76883
12411 | FPLEFR1A_G | 1 | North | YES | 0.01039 | 161 | 72 | 161 | 0 | 1 | CC | -1 | 0.031298 | 161 | 161 |  |  | 1.6728 | 161 | -0.031298 | -5.039 | 0.66337 | 0.77161
12412 | FPLEFR1B_G | 2 | North | YES | 0.01039 | 164 | 72 | 164 | 0 | 1 | CC | -1 | 0.031298 | 164 | 164 |  |  | 1.704 | 164 | -0.031298 | -5.1329 | 0.66721 | 0.77444
12413 | FPLEFR1C_G | 3 | North | YES | 0.01039 | 164 | 72 | 164 | 0 | 1 | CC | -1 | 0.031298 | 164 | 164 |  |  | 1.704 | 164 | -0.031298 | -5.1329 | 0.67105 | 0.77728
12414 | FPLEFR1S_G | 4 | North | YES | 0.01039 | 414 | 191 | 414 | 0 | 1 | CC | -1 | 0.031298 | 414 | 414 |  |  | 4.3015 | 414 | -0.031298 | -12.9573 | 0.68073 | 0.78442
12421 | FPLEFR2A_G | 1 | North | YES | 0.01039 | 162 | 72 | 162 | 0 | 1 | CC | -1 | 0.031298 | 162 | 162 |  |  | 1.6832 | 162 | -0.031298 | -5.0703 | 0.68452 | 0.78722
12422 | FPLEFR2B_G | 2 | North | YES | 0.01039 | 161 | 72 | 161 | 0 | 1 | CC | -1 | 0.031298 | 161 | 161 |  |  | 1.6728 | 161 | -0.031298 | -5.039 | 0.68829 | 0.79
12423 | FPLEFR2C_G | 3 | North | YES | 0.01039 | 163 | 72 | 163 | 0 | 1 | CC | -1 | 0.031298 | 163 | 163 |  |  | 1.6936 | 163 | -0.031298 | -5.1016 | 0.6921 | 0.79282
12424 | FPLEFR2S_G | 4 | North | YES | 0.01039 | 415 | 191 | 415 | 0 | 1 | CC | -1 | 0.031298 | 415 | 415 |  |  | 4.3118 | 415 | -0.031298 | -12.9886 | 0.70181 | 0.79998
12440 | PARKD_1SVC8 | 1 | North | YES | 0.01051 | 0 | 0 | 0 | 0 | 1.007 | GST | -1 | 0.031178 | 0 | 0 |  |  | 0 | 0 | -0.031178 | 0 | 0.70181 | 0.79998
12449 | PARKD_2SVC8 | 1 | North | YES | 0.01051 | 0 | 0 | 0 | 0 | 1.007 | GST | -1 | 0.031178 | 0 | 0 |  |  | 0 | 0 | -0.031178 | 0 | 0.70181 | 0.79998
2451 | LKHB1_G | 1 | North | YES | 0.010552 | 0 | 80 | 391 |  | 1.022 | GST | -1 | 0.031136 | 391 | 391 |  |  | 4.1258 | 391 | -0.031136 | -12.1741 | 0.71096 | 0.8067
2452 | LKHB2_G | 2 | North | YES | 0.010552 | 516 | 80 | 516 | 0 | 1.022 | GST | -1 | 0.031136 | 516 | 516 |  |  | 5.4448 | 516 | -0.031136 | -16.0661 | 0.72303 | 0.81556
2413 | MTCK6_G | 6 | North | YES | 0.010684 | 0 | 30 | 118 |  | 1.022 | GST | -1 | 0.031004 | 118 | 118 |  |  | 1.2607 | 118 | -0.031004 | -3.6585 | 0.72579 | 0.81758
2414 | MTCK7_G | 7 | North | YES | 0.010684 | 0 | 30 | 115 |  | 1.022 | GST | -1 | 0.031004 | 115 | 115 |  |  | 1.2287 | 115 | -0.031004 | -3.5654 | 0.72848 | 0.81955
2417 | MTCK8_G | 8 | North | YES | 0.010684 | 444.8 | 60 | 556 | 0 | 1.022 | GSC | -1 | 0.031004 | 556 | 556 |  |  | 5.9403 | 556 | -0.031004 | -17.2382 | 0.74149 | 0.82906
948 | STEAM1 | 1 | North | YES | 0.010785 | 0 | 12 | 20 |  | 1.02 | GST | -1 | 0.030903 | 20 | 20 |  |  | 0.2157 | 20 | -0.030903 | -0.61806 | 0.74195 | 0.8294
949 | STEAM2 | 1 | North | YES | 0.010785 | 26 | 8 | 26 | 0 | 0.99 | GST | -1 | 0.030903 | 26 | 26 |  |  | 0.28041 | 26 | -0.030903 | -0.80347 | 0.74256 | 0.82984
950 | STEAM3 | 1 | North | YES | 0.010785 | 41 | 13 | 42 | 0 | 1.02 | GST | -1 | 0.030903 | 42 | 42 |  |  | 0.45297 | 42 | -0.030903 | -1.2979 | 0.74354 | 0.83056
837 | NEWMAN_G5 | 1 | North | YES | 0.010816 | 0 | 15 | 40 |  | 1.01 | GST | -1 | 0.030872 | 40 | 40 |  |  | 0.43264 | 40 | -0.030872 | -1.2349 | 0.74448 | 0.83124
842 | OLINGER_G1 | 1 | North | YES | 0.010856 | 55.4 | 20 | 79 | 0 | 1.03 | GST | -1 | 0.030832 | 79 | 79 |  |  | 0.85762 | 79 | -0.030832 | -2.4357 | 0.74633 | 0.83259
843 | OLINGER_G2 | 1 | North | YES | 0.010856 | 76.2 | 25 | 110 | 0 | 1.03 | GST | -1 | 0.030832 | 110 | 110 |  |  | 1.1942 | 110 | -0.030832 | -3.3915 | 0.7489 | 0.83446
844 | OLINGER_G3 | 1 | North | YES | 0.010856 | 103.9 | 45 | 150 | 0 | 1.03 | GST | -1 | 0.030832 | 150 | 150 |  |  | 1.6284 | 150 | -0.030832 | -4.6248 | 0.75241 | 0.83701
845 | OLINGER_G4 | 1 | North | YES | 0.010856 | 51.9 | 0 | 76 | 0 | 1.03 | GGT | -1 | 0.030832 | 76 | 76 |  |  | 0.82506 | 76 | -0.030832 | -2.3432 | 0.75419 | 0.8383
1937 | MDLTHELP_5G | 5 | North | YES | 0.010923 | 224 | 74 | 224 | 0 | 1 | CC | -1 | 0.030765 | 224 | 224 |  |  | 2.4468 | 224 | -0.030765 | -6.8913 | 0.75943 | 0.8421
1938 | MDLTHELP_6G | 6 | North | YES | 0.010923 | 226 | 74 | 226 | 0 | 1 | CC | -1 | 0.030765 | 226 | 226 |  |  | 2.4686 | 226 | -0.030765 | -6.9529 | 0.76472 | 0.84594
1943 | MDLTHELP_3G | 3 | North | YES | 0.010923 | 212 | 74 | 212 | 0 | 1 | CC | -1 | 0.030765 | 212 | 212 |  |  | 2.3157 | 212 | -0.030765 | -6.5222 | 0.76968 | 0.84954
1944 | MDLTHELP_4G | 4 | North | YES | 0.010923 | 211 | 74 | 211 | 0 | 1 | CC | -1 | 0.030765 | 211 | 211 |  |  | 2.3048 | 211 | -0.030765 | -6.4914 | 0.77461 | 0.85312
1701 | MOSES_1G | 1 | North | YES | 0.01106 | 558 | 175 | 558 | 0 | 1.023 | LIGCO | -1 | 0.030628 | 0 | 558 |  |  | 0 | 0 | -0.030628 | 0 | 0.77461 | 0.85312
1702 | MOSES_2G | 2 | North | YES | 0.01106 | 579 | 175 | 579 | 0 | 1.023 | LIGCO | -1 | 0.030628 | 0 | 579 |  |  | 0 | 0 | -0.030628 | 0 | 0.77461 | 0.85312
1703 | MOSES_3G | 3 | North | YES | 0.01106 | 808 | 463 | 808 | 0 | 1.023 | LIGCO | -1 | 0.030628 | 0 | 808 |  |  | 0 | 0 | -0.030628 | 0 | 0.77461 | 0.85312
5925 | DCEAST | EQ | North | YES | 0.01106 | 400.3 | -600 | 600 | 0 | 1.025 | DCTie | -1 | 0.030628 | 0 | 0 |  |  | 0 | 0 | -0.030628 | 0 | 0.77461 | 0.85312
1675 | PEC_1G | 1 | North | YES | 0.011143 | 76.7 | 35 | 76.7 | 0 | 1.022 | Cogen | -1 | 0.030545 | 0 | 0 |  |  | 0 | 0 | -0.030545 | 0 | 0.77461 | 0.85312
1676 | PEC_2G | 2 | North | YES | 0.011143 | 79.6 | 35 | 79.6 | 0 | 1.022 | Cogen | -1 | 0.030545 | 0 | 0 |  |  | 0 | 0 | -0.030545 | 0 | 0.77461 | 0.85312
1677 | PEC_3G | 3 | North | YES | 0.011143 | 88.4 | 35 | 88.4 | 0 | 1.022 | Cogen | -1 | 0.030545 | 0 | 0 |  |  | 0 | 0 | -0.030545 | 0 | 0.77461 | 0.85312
1678 | LAMARPWR_1G | 1 | North | YES | 0.011173 | 160 | 67.7 | 160 | 0 | 1.038 | CC | -1 | 0.030515 | 160 | 160 |  |  | 1.7877 | 160 | -0.030515 | -4.8824 | 0.77835 | 0.85581
1679 | LAMARPWR_2G | 2 | North | YES | 0.011173 | 156 | 67.7 | 156 | 0 | 1.038 | CC | -1 | 0.030515 | 156 | 156 |  |  | 1.743 | 156 | -0.030515 | -4.7603 | 0.782 | 0.85844
1680 | LAMARPWR_3G | 3 | North | YES | 0.011173 | 196 | 129.1 | 196 | 0 | 1.038 | CC | -1 | 0.030515 | 196 | 196 |  |  | 2.1899 | 196 | -0.030515 | -5.9809 | 0.78659 | 0.86174
1681 | LAMARPWR_4G | 4 | North | YES | 0.011173 | 156 | 67.7 | 156 | 0 | 1.038 | CC | -1 | 0.030515 | 156 | 156 |  |  | 1.743 | 156 | -0.030515 | -4.7603 | 0.79024 | 0.86437
1682 | LAMARPWR_5G | 5 | North | YES | 0.011173 | 157 | 67.7 | 157 | 0 | 1.038 | CC | -1 | 0.030515 | 157 | 157 |  |  | 1.7542 | 157 | -0.030515 | -4.7908 | 0.79391 | 0.86701
1683 | LAMARPWR_6G | 6 | North | YES | 0.011173 | 198 | 129.1 | 198 | 0 | 1.038 | CC | -1 | 0.030515 | 198 | 198 |  |  | 2.2123 | 198 | -0.030515 | -6.0419 | 0.79854 | 0.87034
1689 | VALLEY_3G | 3 | North | YES | 0.011231 | 0 | 25 | 375 |  | 1.003 | GST | -1 | 0.030457 | 375 | 375 |  |  | 4.2116 | 375 | -0.030457 | -11.4213 | 0.80732 | 0.87664
11691 | KMICHICT1_G | 1 | North | YES | 0.011231 | 144 | 80 | 144 | 0 | 1.026 | CC | -1 | 0.030457 | 144 | 144 |  |  | 1.6173 | 144 | -0.030457 | -4.3858 | 0.81069 | 0.87906
11692 | KMICHICT2_G | 2 | North | YES | 0.011231 | 146 | 80 | 146 | 0 | 1.026 | CC | -1 | 0.030457 | 146 | 146 |  |  | 1.6397 | 146 | -0.030457 | -4.4467 | 0.8141 | 0.88152
11693 | KMICHIST3_G | 3 | North | YES | 0.011231 | 312 | 60 | 312 | 0 | 1.026 | CC | -1 | 0.030457 | 312 | 312 |  |  | 3.5041 | 312 | -0.030457 | -9.5025 | 0.8214 | 0.88676
11694 | KMICHICT4_G | 4 | North | YES | 0.011231 | 144 | 80 | 144 | 0 | 1.026 | CC | -1 | 0.030457 | 144 | 144 |  |  | 1.6173 | 144 | -0.030457 | -4.3858 | 0.82477 | 0.88918
11695 | KMICHICT5_G | 5 | North | YES | 0.011231 | 148 | 80 | 148 | 0 | 1.026 | CC | -1 | 0.030457 | 148 | 148 |  |  | 1.6622 | 148 | -0.030457 | -4.5076 | 0.82823 | 0.89167
11696 | KMICHIST6_G | 6 | North | YES | 0.011231 | 310 | 60 | 310 | 0 | 1.026 | CC | -1 | 0.030457 | 310 | 310 |  |  | 3.4816 | 310 | -0.030457 | -9.4416 | 0.83548 | 0.89688
1687 | VALLEY_1G | 1 | North | YES | 0.011413 | 136 | 15 | 170 | 0 | 1.029 | GST | -1 | 0.030275 | 170 | 170 |  |  | 1.9402 | 170 | -0.030275 | -5.1467 | 0.83946 | 0.89972
1688 | VALLEY_2G | 2 | North | YES | 0.011413 | 527 | 90 | 527 | 0 | 1.029 | GSC | -1 | 0.030275 | 527 | 527 |  |  | 6.0147 | 527 | -0.030275 | -15.9549 | 0.85179 | 0.90852
6948 | DENISNDM | 1 | North | YES | 0.011549 | 40 | 5 | 40 |  | 1.015 | Hydro | -1 | 0.030139 | 0 | 0 |  |  | 0 | 0 | -0.030139 | 0 | 0.85179 | 0.90852
6948 | DENISNDM | 2 | North | YES | 0.011549 | 31 | 5 | 40 |  | 1.015 | Hydro | -1 | 0.030139 | 0 | 0 |  |  | 0 | 0 | -0.030139 | 0 | 0.85179 | 0.90852
2381 | NTHLK1_G | 1 | North | YES | 0.011551 | 0 | 35 | 156 |  | 1.022 | GST | -1 | 0.030137 | 156 | 156 |  |  | 1.802 | 156 | -0.030137 | -4.7014 | 0.85544 | 0.91111
2382 | NTHLK2_G | 2 | North | YES | 0.011551 | 0 | 35 | 181 |  | 1.022 | GST | -1 | 0.030137 | 181 | 181 |  |  | 2.0907 | 181 | -0.030137 | -5.4548 | 0.85967 | 0.91412
2383 | NTHLK3_G | 3 | North | YES | 0.011551 | 0 | 50 | 329 |  | 1.022 | GST | -1 | 0.030137 | 329 | 329 |  |  | 3.8003 | 329 | -0.030137 | -9.915 | 0.86737 | 0.91959
2371 | COLLIN_1G | MB | North | YES | 0.011819 | 0 | 40 | 138 |  | 1.022 | GST | -1 | 0.029869 | 0 | 0 |  |  | 0 | 0 | -0.029869 | 0 | 0.86737 | 0.91959
1948 | HANDLEY_4G | 4 | North | YES | 0.012467 | 348 | 150 | 435 | 0 | 1.022 | GST | -1 | 0.029221 | 435 | 435 |  |  | 5.4231 | 435 | -0.029221 | -12.7111 | 0.87755 | 0.92661
366 | JNSNCNTY802 | 1 | North | YES | 0.01254 | 168 | 20 | 168 | 0 | 1.02 | Cogen | -1 | 0.029148 | 0 | 0 |  |  | 0 | 0 | -0.029148 | 0 | 0.87755 | 0.92661
367 | JNSNCNTY802 | 2 | North | YES | 0.01254 | 90 | 20 | 90 | 0 | 1.02 | Cogen | -1 | 0.029148 | 0 | 0 |  |  | 0 | 0 | -0.029148 | 0 | 0.87755 | 0.92661
1947 | HANDLEY_3G | 3 | North | YES | 0.012592 | 316 | 100 | 395 | 0 | 1.022 | GST | -1 | 0.029096 | 395 | 395 |  |  | 4.9738 | 395 | -0.029096 | -11.4929 | 0.88679 | 0.93295
1949 | HANDLEY_5G | 5 | North | YES | 0.012592 | 348 | 150 | 435 | 0 | 1.022 | GST | -1 | 0.029096 | 435 | 435 |  |  | 5.4775 | 435 | -0.029096 | -12.6567 | 0.89696 | 0.93993
8032 | AMISTADHYD1 | 1 | South | YES | 0.013467 | 33 | 13 | 33 | 0 | 1.03 | Hydro | -1 | 0.028221 | 0 | 0 |  |  |  |  | -0.028221 | 0 | 0.89696 | 0.93993
8033 | AMISTADHYD2 | 2 | South | YES | 0.013467 | 25 | 13 | 25 | 0 | 1.03 | Hydro | -1 | 0.028221 | 0 | 0 |  |  |  |  | -0.028221 | 0 | 0.89696 | 0.93993
88253 | HAMILTON | F | South | YES | 0.013467 | 0 | 0 | 0 | 0 | 1.04 | BLT | -1 | 0.028221 | 0 | 0 |  |  |  |  | -0.028221 | 0 | 0.89696 | 0.93993
923 | SPENCER_G4 | 1 | North | YES | 0.013998 | 48 | 20 | 61 | 0 | 1.03 | GST | -1 | 0.02769 | 61 | 61 |  |  | 0.85388 | 61 | -0.02769 | -1.6891 | 0.89839 | 0.94086
924 | SPENCER_G5 | 1 | North | YES | 0.013998 | 52 | 20 | 66 | 0 | 1.03 | GST | -1 | 0.02769 | 66 | 66 |  |  | 0.92387 | 66 | -0.02769 | -1.8275 | 0.89993 | 0.94187
1892 | DECRDOVA_2G | A | North | YES | 0.014176 | 65 | 65 | 70 | 0 | 1.025 | GGT | -1 | 0.027512 | 70 | 70 |  |  | 0.99232 | 70 | -0.027512 | -1.9258 | 0.90157 | 0.94293
1893 | DECRDOVA_3G | B | North | YES | 0.014176 | 65 | 65 | 69 | 0 | 1.025 | GGT | -1 | 0.027512 | 69 | 69 |  |  | 0.97814 | 69 | -0.027512 | -1.8983 | 0.90319 | 0.94398
1894 | DECRDOVA_4G | C | North | YES | 0.014176 | 65 | 65 | 69 | 0 | 1.025 | GGT | -1 | 0.027512 | 69 | 69 |  |  | 0.97814 | 69 | -0.027512 | -1.8983 | 0.9048 | 0.94503
1895 | DECRDOVA_5G | D | North | YES | 0.014176 | 65 | 65 | 68 | 0 | 1.025 | GGT | -1 | 0.027512 | 68 | 68 |  |  | 0.96397 | 68 | -0.027512 | -1.8708 | 0.90639 | 0.94606
1861 | EAGLEMNT_1G | MB | North | YES | 0.014386 | 0 | 30 | 112 |  | 1.022 | GST | -1 | 0.027302 | 0 | 0 |  |  | 0 | 0 | -0.027302 | 0 | 0.90639 | 0.94606
1862 | EAGLEMNT_2G | MB | North | YES | 0.014386 | 0 | 40 | 100 |  | 1.022 | GST | -1 | 0.027302 | 0 | 0 |  |  | 0 | 0 | -0.027302 | 0 | 0.90639 | 0.94606
1863 | EAGLEMNT_3G | MB | North | YES | 0.014386 | 0 | 50 | 378 |  | 1.022 | GST | -1 | 0.027302 | 0 | 0 |  |  | 0 | 0 | -0.027302 | 0 | 0.90639 | 0.94606
1889 | DECRDOVA_1G | 1 | North | YES | 0.014555 | 779 | 255 | 779 | 0 | 1.02 | GSC | -1 | 0.027133 | 779 | 779 |  |  | 11.3383 | 779 | -0.027133 | -21.1365 | 0.92461 | 0.95772
1877 | WLFHOLW_1G | 1 | North | YES | 0.014873 | 217.3 | 89.2 | 217.3 | 0 | 1.032 | CC | -1 | 0.026815 | 217.3 | 217.3 |  |  | 3.2319 | 217.3 | -0.026815 | -5.8269 | 0.9297 | 0.96094
1878 | WLFHOLW_2G | 2 | North | YES | 0.014873 | 215.7 | 105 | 215.7 | 0 | 1.032 | CC | -1 | 0.026815 | 215.7 | 215.7 |  |  | 3.2081 | 215.7 | -0.026815 | -5.784 | 0.93474 | 0.96413
1879 | WLFHOLW_3G | 3 | North | YES | 0.014873 | 272.4 | 89.2 | 272.4 | 0 | 1.032 | CC | -1 | 0.026815 | 272.4 | 272.4 |  |  | 4.0514 | 272.4 | -0.026815 | -7.3044 | 0.94112 | 0.96816
728 | WOLFRIDGE801 | 1 | North | YES | 0.015142 | 11.2 | 0 | 112.5 | 0 | 0.99 | Wind | -1 | 0.026546 | 0 | 112.5 |  |  | 0 | 0 | -0.026546 | 0 | 0.94112 | 0.96816
1898 | COMCHEPK_1G | 1 | North | YES | 0.015306 | 1217 | 1150 | 1217 | 0 | 1.032 | Nuc | -1 | 0.026382 | 0 | 0 |  |  | 0 | 0 | -0.026382 | 0 | 0.94112 | 0.96816
1899 | COMCHEPK_2G | 2 | North | YES | 0.015306 | 1159 | 1128 | 1159 | 0 | 1.032 | Nuc | -1 | 0.026382 | 0 | 0 |  |  | 0 | 0 | -0.026382 | 0 | 0.94112 | 0.96816
580 | JCKCNTY801 | 1 | North | YES | 0.016072 | 288 | 0 | 288 | 0 | 1.022 | CC | -1 | 0.025616 | 288 | 288 |  |  | 4.6287 | 288 | -0.025616 | -7.3774 | 0.94785 | 0.97223
581 | JCKCNTY802 | 2 | North | YES | 0.016072 | 147 | 0 | 147 | 0 | 1.022 | CC | -1 | 0.025616 | 147 | 147 |  |  | 2.3626 | 147 | -0.025616 | -3.7655 | 0.95129 | 0.9743
582 | JCKCNTY803 | 3 | North | YES | 0.016072 | 147 | 0 | 147 | 0 | 1.022 | CC | -1 | 0.025616 | 147 | 147 |  |  | 2.3626 | 147 | -0.025616 | -3.7655 | 0.95473 | 0.97638
503 | NTHTEXAS01 | 1 | North | YES | 0.016161 | 0 | 5 | 18 |  | 1.015 | GST | -1 | 0.025527 | 18 | 18 |  |  | 0.2909 | 18 | -0.025527 | -0.45948 | 0.95515 | 0.97664
504 | NTHTEXAS02 | 2 | North | YES | 0.016161 | 14.4 | 5 | 18 |  | 1.015 | GST | -1 | 0.025527 | 18 | 18 |  |  | 0.2909 | 18 | -0.025527 | -0.45948 | 0.95557 | 0.97689
505 | NTHTEXAS03 | 3 | North | YES | 0.016161 | 30.4 | 15 | 38 |  | 1.015 | GST | -1 | 0.025527 | 38 | 38 |  |  | 0.61412 | 38 | -0.025527 | -0.97002 | 0.95646 | 0.97742
332 | RWMILLER01 | 1 | North | YES | 0.016579 | 58.4 | 18.5 | 73 | 0 | 1.04 | GST | -1 | 0.025109 | 73 | 73 |  |  | 1.2103 | 73 | -0.025109 | -1.8329 | 0.95817 | 0.97844
333 | RWMILLER02 | 2 | North | YES | 0.016579 | 95.2 | 37 | 119 | 0 | 1.04 | GST | -1 | 0.025109 | 119 | 119 |  |  | 1.9729 | 119 | -0.025109 | -2.988 | 0.96096 | 0.98008
334 | RWMILLER03 | 3 | North | YES | 0.016579 | 166.4 | 65 | 208 | 0 | 1.04 | GST | -1 | 0.025109 | 208 | 208 |  |  | 3.4484 | 208 | -0.025109 | -5.2226 | 0.96582 | 0.98297
335 | RWMILLER04 | 4 | North | YES | 0.016579 | 81.6 | 0 | 102 | 0 | 1.04 | GST | -1 | 0.025109 | 102 | 102 |  |  | 1.6911 | 102 | -0.025109 | -2.5611 | 0.96821 | 0.98438
336 | RWMILLER05 | 5 | North | YES | 0.016579 | 80.8 | 0 | 101 | 0 | 1.04 | GST | -1 | 0.025109 | 101 | 101 |  |  | 1.6745 | 101 | -0.025109 | -2.536 | 0.97057 | 0.98578
1453 | WCPWRCO_1G | 1 | North | YES | 0.018585 | 204 | 50 | 204 | 0 | 1.02 | CC | -1 | 0.023103 | 204 | 204 |  |  | 3.7913 | 204 | -0.023103 | -4.713 | 0.97534 | 0.98838
1454 | WCPWRCO_2G | 2 | North | YES | 0.018585 | 204 | 50 | 204 | 0 | 1.02 | CC | -1 | 0.023103 | 204 | 204 |  |  | 3.7913 | 204 | -0.023103 | -4.713 | 0.98011 | 0.99098
1455 | WCPWRCO_3G | 3 | North | YES | 0.018585 | 242 | 50 | 242 |  | 1.02 | CC | -1 | 0.023103 | 242 | 242 |  |  | 4.4976 | 242 | -0.023103 | -5.5909 | 0.98578 | 0.99406
344 | MRSSHPRD | 1 | North | YES | 0.019907 | 0 | 0 | 12 |  | 1.03 | Hydro | -1 | 0.021781 | 0 | 0 |  |  | 0 | 0 | -0.021781 | 0 | 0.98578 | 0.99406
345 | MRSSHPRD01 | 2 | North | YES | 0.019907 | 0 | 0 | 12 |  | 1.03 | Hydro | -1 | 0.021781 | 0 | 0 |  |  | 0 | 0 | -0.021781 | 0 | 0.98578 | 0.99406
1600 | BARTNWND_1G | 1 | North | YES | 0.02009 | 12 | 0 | 120 | 0 | 1.022 | Wind | -1 | 0.021598 | 0 | 120 |  |  | 0 | 0 | -0.021598 | 0 | 0.98578 | 0.99406
1643 | SLSTR1PP_1G | 1 | North | YES | 0.020231 | 6 | 0 | 60 | 0 | 1.022 | Wind | -1 | 0.021457 | 0 | 60 |  |  | 0 | 0 | -0.021457 | 0 | 0.98578 | 0.99406
1479 | WFCOGEN_1G | 1 | North | YES | 0.022238 | 16 | 12 | 20 | 0 | 1 | Cogen | -1 | 0.01945 | 0 | 0 |  |  | 0 | 0 | -0.01945 | 0 | 0.98578 | 0.99406
1479 | WFCOGEN_1G | 2 | North | YES | 0.022238 | 16 | 12 | 20 | 0 | 1 | Cogen | -1 | 0.01945 | 0 | 0 |  |  | 0 | 0 | -0.01945 | 0 | 0.98578 | 0.99406
1482 | WFCOGEN_2G | 2 | North | YES | 0.022238 | 13.6 | 12 | 17 | 0 | 1 | Cogen | -1 | 0.01945 | 0 | 0 |  |  | 0 | 0 | -0.01945 | 0 | 0.98578 | 0.99406
1482 | WFCOGEN_2G | 1 | North | YES | 0.022238 | 16 | 12 | 20 | 0 | 1 | Cogen | -1 | 0.01945 | 0 | 0 |  |  | 0 | 0 | -0.01945 | 0 | 0.98578 | 0.99406
1433 | GRHAMSES_1G | 1 | North | YES | 0.023924 | 242 | 60 | 242 | 0 | 1.038 | GST | -1 | 0.017764 | 242 | 242 |  |  | 5.7896 | 242 | -0.017764 | -4.2989 | 0.99144 | 0.99643
1432 | GRHAMSES_2G | 2 | North | YES | 0.024032 | 294.9 | 90 | 366 | 0 | 1.014 | GST | -1 | 0.017656 | 366 | 366 |  |  | 8.7957 | 366 | -0.017656 | -6.462 | 1 | 1
1442 | COKFIELD_5 | 1 | North | YES | 0.030854 | 16.5 | 0 | 165 |  | 1.029 | Wind | -1 | 0.010834 | 0 | 165 |  |  | 0 | 0 | -0.010834 | 0 | 1 | 1
1438 | MESQUITW_2G | 1 | North | YES | 0.033008 | 23.6 | 0 | 236 |  | 1.017 | Wind | -1 | 0.0086799 | 0 | 236 |  |  | 0 | 0 | -0.0086799 | 0 | 1 | 1
1437 | MESQUITW_1G | 1 | North | YES | 0.033023 | 40 | 0 | 400 |  | 1.023 | Wind | -1 | 0.0086649 | 0 | 400 |  |  | 0 | 0 | -0.0086649 | 0 | 1 | 1
60081 | WHRLWIND1A | 1 | West | YES | 0.037054 | 12 | 0 | 60 | 0 | 1.03 | Wind | 1 | 0.026629 | 0 | 60 | 2.2232 | 60 |  |  | 0.026629 | 1.5977
1416 | SWETWATR_1G | 1 | West | YES | 0.037524 | 30 | 18 | 30 | 0 | 1.026 | CC | 1 | 0.027099 | 30 | 30 | 1.1257 | 30 |  |  | 0.027099 | 0.81296
1417 | SWETWATR_2G | 2 | West | YES | 0.037524 | 72 | 36 | 72 | 0 | 1.026 | CC | 1 | 0.027099 | 72 | 72 | 2.7017 | 72 |  |  | 0.027099 | 1.9511
1418 | SWETWATR_3G | 3 | West | YES | 0.037524 | 68 | 36 | 68 | 0 | 1.026 | CC | 1 | 0.027099 | 68 | 68 | 2.5516 | 68 |  |  | 0.027099 | 1.8427
1419 | SWETWATR_4G | 4 | West | YES | 0.037524 | 61 | 36 | 61 | 0 | 1.026 | CC | 1 | 0.027099 | 61 | 61 | 2.289 | 61 |  |  | 0.027099 | 1.653
6100 | OKLA7A | EQ | West | YES | 0.037606 | 50 | -220 | 220 | 0 | 1.035 | DCTie | 1 | 0.027181 | 0 | 0 | 0 | 0 |  |  | 0.027181 | 0
6752 | OKLA0A | 1 | West | YES | 0.037606 | 649.7 | 175 | 649.7 | 0 | 1.035 | LIGCO | 1 | 0.027181 | 0 | 649.7 | 24.4326 | 649.7 |  |  | 0.027181 | 17.6593
6144 | MCADOO1A | 1 | West | YES | 0.03828 | 15 | 0 | 150 | 0 | 1.025 | Wind | 1 | 0.027855 | 0 | 150 | 5.742 | 150 |  |  | 0.027855 | 4.1782
11056 | ROSCOE_1G | 1 | West | YES | 0.038291 | 41.8 | 0 | 209 |  | 1 | Wind | 1 | 0.027866 | 0 | 209 | 8.0028 | 209 |  |  | 0.027866 | 5.8239
11057 | CHAMPION_1G | 1 | West | YES | 0.038291 | 25.3 | 0 | 126.5 |  | 1 | Wind | 1 | 0.027866 | 0 | 126.5 | 4.8438 | 126.5 |  |  | 0.027866 | 3.525
11058 | PYRON_1G | 1 | West | YES | 0.038291 | 49.8 | 0 | 249 |  | 1 | Wind | 1 | 0.027866 | 0 | 249 | 9.5345 | 249 |  |  | 0.027866 | 6.9385
11059 | INADALE_1G | 1 | West | YES | 0.038291 | 39.4 | 0 | 197 |  | 1 | Wind | 1 | 0.027866 | 0 | 197 | 7.5433 | 197 |  |  | 0.027866 | 5.4895
6407 | TURKTRAK1A | 1 | West | YES | 0.038393 | 33.9 | 0 | 169.5 | 0 | 1.025 | Wind | 1 | 0.027968 | 0 | 169.5 | 6.5076 | 169.5 |  |  | 0.027968 | 4.7405
71051 | L_BITTCR1_1N | W1 | West | YES | 0.039184 | 7.5 | 0 | 37.5 |  | 1.02 | Wind | 1 | 0.028759 | 0 | 37.5 | 1.4694 | 37.5 |  |  | 0.028759 | 1.0784
71054 | L_SWEETW1_1N | W1 | West | YES | 0.039184 | 21.5 | 0 | 107.5 |  | 1.02 | Wind | 1 | 0.028759 | 0 | 107.5 | 4.2123 | 107.5 |  |  | 0.028759 | 3.0916
71057 | L_SWEETW1_2N | W1 | West | YES | 0.039184 | 27 | 0 | 135 |  | 1.02 | Wind | 1 | 0.028759 | 0 | 135 | 5.2898 | 135 |  |  | 0.028759 | 3.8824
71059 | L_SWEETW1_3N | W1 | West | YES | 0.039184 | 23.8 | 0 | 119 | 0 | 1.02 | Wind | 1 | 0.028759 | 0 | 119 | 4.6629 | 119 |  |  | 0.028759 | 3.4223
71060 | L_SWEETW1_4N | W1 | West | YES | 0.039184 | 21 | 0 | 105 | 0 | 1.02 | Wind | 1 | 0.028759 | 0 | 105 | 4.1143 | 105 |  |  | 0.028759 | 3.0197
71061 | L_SWEETW1_5N | W1 | West | YES | 0.039184 | 16.1 | 0 | 80.5 | 0 | 1.02 | Wind | 1 | 0.028759 | 0 | 80.5 | 3.1543 | 80.5 |  |  | 0.028759 | 2.3151
1343 | TRENTIPP_8 | 1 | West | YES | 0.039196 | 30 | 0 | 150 |  | 1.014 | Wind | 1 | 0.028771 | 0 | 150 | 5.8794 | 150 |  |  | 0.028771 | 4.3156
1354 | AEPWIND_8 | 1 | West | YES | 0.039196 | 20.2 | 0 | 101 |  | 1 | Wind | 1 | 0.028771 | 0 | 101 | 3.9588 | 101 |  |  | 0.028771 | 2.9058
36998 | RDCNYNG1 | 1 | West | YES | 0.039768 | 16.8 | 0 | 84 |  | 1.01 | Wind | 1 | 0.029343 | 0 | 84 | 3.3405 | 84 |  |  | 0.029343 | 2.4648
1061 | CIELOGEN_1G | 1 | West | YES | 0.040108 | 19.8 | 0 | 99 |  | 1 | Wind | 1 | 0.029683 | 0 | 99 | 3.9707 | 99 |  |  | 0.029683 | 2.9386
1062 | CIELOGEN_2G | 1 | West | YES | 0.040108 | 12.2 | 0 | 61 |  | 1 | Wind | 1 | 0.029683 | 0 | 61 | 2.4466 | 61 |  |  | 0.029683 | 1.8106
1069 | KINDERMG_1G | 1 | West | YES | 0.040108 | 25 | 5 | 25 | 0 | 1.017 | Cogen | 1 | 0.029683 | 0 | 0 | 0 | 0 |  |  | 0.029683 | 0
1070 | KINDERMG_2G | 1 | West | YES | 0.040108 | 45.7 | 12 | 45.7 | 0 | 1.017 | Cogen | 1 | 0.029683 | 0 | 0 | 0 | 0 |  |  | 0.029683 | 0
1071 | KINDERMG_3G | 1 | West | YES | 0.040108 | 45.7 | 12 | 45.7 | 0 | 1.017 | Cogen | 1 | 0.029683 | 0 | 0 | 0 | 0 |  |  | 0.029683 | 0
1068 | SCURRYCW_1G | 1 | West | YES | 0.040123 | 28.2 | 1.3 | 141 | 0 | 1.0217 | Wind | 1 | 0.029698 | 0 | 141 | 5.6573 | 141 |  |  | 0.029698 | 4.1874
1073 | SCURRYCW_2G | 2 | West | YES | 0.040123 | 24 | 0 | 120 | 0 | 1.0217 | Wind | 1 | 0.029698 | 0 | 120 | 4.8148 | 120 |  |  | 0.029698 | 3.5637
6637 | SNYDERW1A | 1 | West | YES | 0.040257 | 12.6 | 0 | 63 | 0 | 1.025 | Wind | 1 | 0.029832 | 0 | 63 | 2.5362 | 63 |  |  | 0.029832 | 1.8794
1037 | MORGAN5G_5G | 5 | West | YES | 0.040477 | 109.6 | 40 | 137 | 0 | 1.029 | GST | 1 | 0.030052 | 137 | 137 | 5.5453 | 137 |  |  | 0.030052 | 4.1171
1039 | MRGNAG_1G | A | West | YES | 0.040477 | 69 | 69 | 69 | 0 | 1.029 | GGT | 1 | 0.030052 | 69 | 69 | 2.7929 | 69 |  |  | 0.030052 | 2.0736
1040 | MRGNBG_2G | B | West | YES | 0.040477 | 70 | 70 | 71 | 0 | 1.029 | GGT | 1 | 0.030052 | 71 | 71 | 2.8739 | 71 |  |  | 0.030052 | 2.1337
1041 | MRGNCG_3G | C | West | YES | 0.040477 | 69 | 69 | 70 | 0 | 1.029 | GGT | 1 | 0.030052 | 70 | 70 | 2.8334 | 70 |  |  | 0.030052 | 2.1036
1042 | MRGNDG_4G | D | West | YES | 0.040477 | 68 | 68 | 68 | 0 | 1.029 | GGT | 1 | 0.030052 | 68 | 68 | 2.7524 | 68 |  |  | 0.030052 | 2.0435
1043 | MRGNEG_5G | E | West | YES | 0.040477 | 68 | 68 | 70 | 0 | 1.029 | GGT | 1 | 0.030052 | 70 | 70 | 2.8334 | 70 |  |  | 0.030052 | 2.1036
1044 | MRGNFG_6G | F | West | YES | 0.040477 | 66 | 66 | 66 | 0 | 1.029 | GGT | 1 | 0.030052 | 66 | 66 | 2.6715 | 66 |  |  | 0.030052 | 1.9834
1058 | LONGSHORE_5 | 1 | West | YES | 0.040653 | 30 | 0 | 150 |  | 1.01 | Wind | 1 | 0.030228 | 0 | 150 | 6.0979 | 150 |  |  | 0.030228 | 4.5341
1058 | LONGSHORE_5 | 2 | West | YES | 0.040653 | 44 | 0 | 220 |  | 1.01 | Wind | 1 | 0.030228 | 0 | 220 | 8.9437 | 220 |  |  | 0.030228 | 6.6501
11065 | ELBOWCK_1G | 1 | West | YES | 0.040653 | 23.4 | 0 | 121.9 | 0 | 1 | Wind | 1 | 0.030228 | 0 | 121.9 | 4.9556 | 121.9 |  |  | 0.030228 | 3.6848
11309 | BULLCREK_2G | 1 | West | YES | 0.040666 | 20.9 | 0 | 180 |  | 1 | Wind | 1 | 0.030241 | 0 | 180 | 7.3199 | 180 |  |  | 0.030241 | 5.4433
11310 | BULLCREK_1G | 1 | West | YES | 0.040666 | 15.1 | 0 | 180 |  | 1 | Wind | 1 | 0.030241 | 0 | 180 | 7.3199 | 180 |  |  | 0.030241 | 5.4433
11320 | COYOTE_1G | 1 | West | YES | 0.040736 | 22.5 | 0 | 225 |  | 1 | Wind | 1 | 0.030311 | 0 | 225 | 9.1656 | 225 |  |  | 0.030311 | 6.8199
1045 | CALENG1G_1G | 1 | West | YES | 0.040823 | 73.4 | 27 | 73.4 | 0 | 1.014 | Cogen | 1 | 0.030398 | 0 | 0 | 0 | 0 |  |  | 0.030398 | 0
1046 | CALENG2G_2G | 2 | West | YES | 0.040823 | 73.4 | 27 | 73.4 | 0 | 1.014 | Cogen | 1 | 0.030398 | 0 | 0 | 0 | 0 |  |  | 0.030398 | 0
1047 | CALENG3G_3G | 3 | West | YES | 0.040823 | 70.4 | 27 | 70.4 | 0 | 1.014 | Cogen | 1 | 0.030398 | 0 | 0 | 0 | 0 |  |  | 0.030398 | 0
1360 | GUNSIGHT_8 | 1 | West | YES | 0.04138 | 0 | 0 | 120 |  | 1.01 | Wind | 1 | 0.030955 | 0 | 120 | 4.9656 | 120 |  |  | 0.030955 | 3.7146
1327 | WILDHRSE_1G | 1 | West | YES | 0.041419 | 0 | 0 | 120 |  | 1 | Wind | 1 | 0.030994 | 0 | 120 | 4.9703 | 120 |  |  | 0.030994 | 3.7192
11001 | NAV1CT | 1 | West | YES | 0.041508 | 70.4 | 18 | 70.4 | 0 | 1.029 | CC | 1 | 0.031083 | 70.4 | 70.4 | 2.9222 | 70.4 |  |  | 0.031083 | 2.1882
11009 | NAV2CT | 1 | West | YES | 0.041508 | 71.4 | 18 | 71.4 | 0 | 1.029 | CC | 1 | 0.031083 | 71.4 | 71.4 | 2.9637 | 71.4 |  |  | 0.031083 | 2.2193
11011 | NAV3ST | 1 | West | YES | 0.041508 | 92.8 | 40 | 92.8 | 0 | 1.029 | CC | 1 | 0.031083 | 92.8 | 92.8 | 3.8519 | 92.8 |  |  | 0.031083 | 2.8845
11012 | NAV4CT | 1 | West | YES | 0.041508 | 80 | 18 | 80 | 0 | 1.029 | CC | 1 | 0.031083 | 80 | 80 | 3.3206 | 80 |  |  | 0.031083 | 2.4866
11013 | NAV5CT | 1 | West | YES | 0.041508 | 80 | 18 | 80 | 0 | 1.029 | CC | 1 | 0.031083 | 80 | 80 | 3.3206 | 80 |  |  | 0.031083 | 2.4866
11014 | NAV6ST | 1 | West | YES | 0.041508 | 115 | 40 | 115 | 0 | 1.029 | CC | 1 | 0.031083 | 115 | 115 | 4.7734 | 115 |  |  | 0.031083 | 3.5745
1333 | MCDDONAL_8 | 1 | West | YES | 0.041512 | 42.8 | 0 | 214.2 |  | 1.01 | Wind | 1 | 0.031087 | 0 | 214.2 | 8.8919 | 214.2 |  |  | 0.031087 | 6.6588
11020 | TIEHVSG_1G | 1 | West | YES | 0.041517 | 208.2 | 63 | 208.2 | 0 | 1.012 | CC | 1 | 0.031092 | 208.2 | 208.2 | 8.6438 | 208.2 |  |  | 0.031092 | 6.4733
11021 | TIEHVCG_1G | 1 | West | YES | 0.041517 | 142.1 | 103 | 142.1 | 0 | 1.012 | CC | 1 | 0.031092 | 142.1 | 142.1 | 5.8996 | 142.1 |  |  | 0.031092 | 4.4181
11022 | TIEHVCG_2G | 1 | West | YES | 0.041517 | 132.4 | 103 | 132.4 | 0 | 1.012 | CC | 1 | 0.031092 | 132.4 | 132.4 | 5.4969 | 132.4 |  |  | 0.031092 | 4.1165
11023 | TIEHVCG_3G | 1 | West | YES | 0.041517 | 137.4 | 103 | 137.4 | 0 | 1.012 | CC | 1 | 0.031092 | 137.4 | 137.4 | 5.7044 | 137.4 |  |  | 0.031092 | 4.272
11024 | TIEHVCG_4G | 1 | West | YES | 0.041517 | 147 | 103 | 147 | 0 | 1.012 | CC | 1 | 0.031092 | 147 | 147 | 6.103 | 147 |  |  | 0.031092 | 4.5705
11025 | TIEHVSG_2G | 1 | West | YES | 0.041517 | 213.2 | 63 | 213.2 | 0 | 1.012 | CC | 1 | 0.031092 | 213.2 | 213.2 | 8.8514 | 213.2 |  |  | 0.031092 | 6.6287
1328 | OCOTILLO_1G | 1 | West | YES | 0.041651 | 11.6 | 0 | 58 |  | 1.01 | Wind | 1 | 0.031226 | 0 | 58 | 2.4158 | 58 |  |  | 0.031226 | 1.8111
1326 | STANTONW_8 | 1 | West | YES | 0.041749 | 20.1 | 0 | 100.5 |  | 1.01 | Wind | 1 | 0.031324 | 0 | 100.5 | 4.1958 | 100.5 |  |  | 0.031324 | 3.148
11147 | NOTREES_1G | 1 | West | YES | 0.042141 | 29.8 | 0 | 149 | 0 | 1.017 | Wind | 1 | 0.031716 | 0 | 149 | 6.279 | 149 |  |  | 0.031716 | 4.7256
7038 | L_DELAWA1_1Y | 1 | West | YES | 0.042246 | 3.5 | 0 | 35 | 0 | 1 | Wind | 1 | 0.031821 | 0 | 35 | 1.4786 | 35 |  |  | 0.031821 | 1.1137
7038 | L_DELAWA1_1Y | 2 | West | YES | 0.042246 | 3 | 0 | 30 | 0 | 1 | Wind | 1 | 0.031821 | 0 | 30 | 1.2674 | 30 |  |  | 0.031821 | 0.95462
1002 | PBCTAGE_1G | A | West | YES | 0.042301 | 64 | 64 | 66 | 0 | 1.036 | GGT | 1 | 0.031876 | 66 | 66 | 2.7919 | 66 |  |  | 0.031876 | 2.1038
1003 | PBCTBGE_2G | B | West | YES | 0.042301 | 65 | 65 | 66 | 0 | 1.036 | GGT | 1 | 0.031876 | 66 | 66 | 2.7919 | 66 |  |  | 0.031876 | 2.1038
1004 | PBCTCGE_3G | C | West | YES | 0.042301 | 62 | 62 | 67 | 0 | 1.036 | GGT | 1 | 0.031876 | 67 | 67 | 2.8342 | 67 |  |  | 0.031876 | 2.1357
1005 | PBCTDGE_4G | D | West | YES | 0.042301 | 65 | 65 | 68 | 0 | 1.036 | GGT | 1 | 0.031876 | 68 | 68 | 2.8765 | 68 |  |  | 0.031876 | 2.1675
1006 | PBCTEGE_5G | E | West | YES | 0.042301 | 65 | 65 | 67 | 0 | 1.036 | GGT | 1 | 0.031876 | 67 | 67 | 2.8342 | 67 |  |  | 0.031876 | 2.1357
1007 | PB5GEN_6G | 5 | West | YES | 0.042301 | 91.2 | 40 | 114 | 0 | 1.036 | GST | 1 | 0.031876 | 114 | 114 | 4.8223 | 114 |  |  | 0.031876 | 3.6338
1008 | PB6GEN_7G | 6 | West | YES | 0.042301 | 515 | 130 | 515 | 0 | 1.036 | GST | 1 | 0.031876 | 515 | 515 | 21.785 | 515 |  |  | 0.031876 | 16.416
60058 | BUFF_GAP1A | 1 | West | YES | 0.04283 | 24 | 0 | 120 |  | 1 | Wind | 1 | 0.032405 | 0 | 120 | 5.1396 | 120 |  |  | 0.032405 | 3.8886
60060 | CIRELLO | 1 | West | YES | 0.04283 | 46.6 | 0 | 233 | 0 | 1 | Wind | 1 | 0.032405 | 0 | 233 | 9.9794 | 233 |  |  | 0.032405 | 7.5503
60063 | BUFF_GAP1B | 1 | West | YES | 0.04283 | 34 | 0 | 170.2 | 0 | 1.02 | Wind | 1 | 0.032405 | 0 | 170.2 | 7.2897 | 170.2 |  |  | 0.032405 | 5.5153
60066 | H_HOLLOW1A | 1 | West | YES | 0.04283 | 44.4 | 0 | 222 | 0 | 1.005 | Wind | 1 | 0.032405 | 0 | 222 | 9.5083 | 222 |  |  | 0.032405 | 7.1938
60068 | HHOLLOW21A | 1 | West | YES | 0.04283 | 36.8 | 0 | 184 | 0 | 1.025 | Wind | 1 | 0.032405 | 0 | 184 | 7.8807 | 184 |  |  | 0.032405 | 5.9625
60070 | HHOLLOW31A | 1 | West | YES | 0.04283 | 44.8 | 0 | 224 | 0 | 1.025 | Wind | 1 | 0.032405 | 0 | 224 | 9.5939 | 224 |  |  | 0.032405 | 7.2586
60072 | HHOLLOW41A | 1 | West | YES | 0.04283 | 23 | 0 | 115 | 0 | 1.025 | Wind | 1 | 0.032405 | 0 | 115 | 4.9254 | 115 |  |  | 0.032405 | 3.7265
1320 | BSP 1 | 1 | West | YES | 0.042877 | 25.5 | 2.9 | 25.8 | 0 | 1 | Cogen | 1 | 0.032452 | 0 | 0 | 0 | 0 |  |  | 0.032452 | 0
76031 | L_GASCCR1_1N | W1 | West | YES | 0.045803 | 30 | 0 | 150 | 0 | 1.02 | Wind | 1 | 0.035378 | 0 | 150 | 6.8704 | 150 |  |  | 0.035378 | 5.3066
1349 | WESTXWIN_1G | 1 | West | YES | 0.046047 | 1.3 | 0 | 6.6 |  | 1.014 | Wind | 1 | 0.035622 | 0 | 6.6 | 0.30391 | 6.6 |  |  | 0.035622 | 0.2351
1350 | NWPWRG1_1G | 1 | West | YES | 0.046047 | 6.9 | 1 | 34.3 |  | 1.014 | Wind | 1 | 0.035622 | 0 | 34.3 | 1.5794 | 34.3 |  |  | 0.035622 | 1.2218
60057 | CALLAHAN1A | 1 | West | YES | 0.046075 | 22.8 | 0 | 114 | 0 | 1.04 | Wind | 1 | 0.03565 | 0 | 114 | 5.2526 | 114 |  |  | 0.03565 | 4.0641
76091 | L_DIVIDE1_1N | W1 | West | YES | 0.046851 | 22.5 | 0 | 112.5 |  | 1.02 | Wind | 1 | 0.036426 | 0 | 112.5 | 5.2707 | 112.5 |  |  | 0.036426 | 4.0979
76095 | L_CAPRSI1_1N | W1 | West | YES | 0.046851 | 29.9 | 0 | 149.5 | 0 | 1.02 | Wind | 1 | 0.036426 | 0 | 149.5 | 7.0042 | 149.5 |  |  | 0.036426 | 5.4456
76096 | L_CAPRSI1_2N | W1 | West | YES | 0.046851 | 37.2 | 0 | 186 | 0 | 1.02 | Wind | 1 | 0.036426 | 0 | 186 | 8.7143 | 186 |  |  | 0.036426 | 6.7752
76097 | L_CAPRGE1_1N | W1 | West | YES | 0.046851 | 42.9 | 0 | 214.5 | 0 | 1.02 | Wind | 1 | 0.036426 | 0 | 214.5 | 10.0495 | 214.5 |  |  | 0.036426 | 7.8133
60007 | KING_SW1A | 1 | West | YES | 0.047453 | 20 | 0 | 80 |  | 1.03 | Wind | 1 | 0.037028 | 0 | 80 | 3.7962 | 80 |  |  | 0.037028 | 2.9622
60019 | KING_NW1A | 1 | West | YES | 0.047453 | 20 | 0 | 80 |  | 1.03 | Wind | 1 | 0.037028 | 0 | 80 | 3.7962 | 80 |  |  | 0.037028 | 2.9622
60201 | RIO DRCS | F | West | YES | 0.047552 | 0 | 0 | 0 | 0 | 1.025 | AVR | 1 | 0.037127 | 0 | 0 | 0 | 0 |  |  | 0.037127 | 0
6016 | SWMESA | 1 | West | YES | 0.047681 | 18.8 | 0 | 75 |  | 1.03 | Wind | 1 | 0.037256 | 0 | 75 | 3.5761 | 75 |  |  | 0.037256 | 2.7942
60003 | KING_NE1A | 1 | West | YES | 0.047681 | 20 | 0 | 80 |  | 1.03 | Wind | 1 | 0.037256 | 0 | 80 | 3.8145 | 80 |  |  | 0.037256 | 2.9805
60005 | KING_SE1A | 1 | West | YES | 0.047681 | 10 | 0 | 40 |  | 1.035 | Wind | 1 | 0.037256 | 0 | 40 | 1.9072 | 40 |  |  | 0.037256 | 1.4902
60016 | WOODWRD11A | 1 | West | YES | 0.047705 | 20 | 0 | 80 |  | 1.033 | Wind | 1 | 0.03728 | 0 | 80 | 3.8164 | 80 |  |  | 0.03728 | 2.9824
38332 | TNWDWRDU2_8 | 1 | West | YES | 0.047717 | 20 | 0 | 80 | 0 | 1.0232 | Wind | 1 | 0.037292 | 0 | 80 | 3.8174 | 80 |  |  | 0.037292 | 2.9833
38437 | TNSRBNMESA9 | 1 | West | YES | 0.047766 | 37.5 | 0 | 150 | 0 | 1.02 | Wind | 1 | 0.037341 | 0 | 150 | 7.1649 | 150 |  |  | 0.037341 | 5.6011
60017 | ORNNWP1 | 1 | West | YES | 0.049166 | 20 | 0 | 80 |  | 1.027 | Wind | 1 | 0.038741 | 0 | 80 | 3.9333 | 80 |  |  | 0.038741 | 3.0993
60018 | DSKY1 | 1 | West | YES | 0.049639 | 21 | 0 | 84 | 0 | 1.023 | Wind | 1 | 0.039214 | 0 | 84 | 4.1697 | 84 |  |  | 0.039214 | 3.2939
60000 | DSKY2 | 1 | West | YES | 0.050139 | 19.1 | 0 | 76.5 |  | 1.039 | Wind | 1 | 0.039714 | 0 | 76.5 | 3.8356 | 76.5 |  |  | 0.039714 | 3.0381
60202 | FRNDDRCS | F | West | YES | 0.056434 | 0 | 0 | 0 | 0 | 0.9985 | AVR | 1 | 0.046009 | 0 | 0 | 0 | 0 |  |  | 0.046009 | 0
Note on AL4: Zonal Cap - Zonal Impact

## Distributed Slack - Bound Gen
Number of Bus | Name of Bus | ID | Area Name of Gen | AGC | P Sensitivity of Bus | Gen MW | Min MW | Max MW | V Sensitivity of Bus | Set Volt | Tech Type | Zone Impact | Zone Correlation | Inc Max | Dec Max | Souce S.F. Weighting | Souce Capacity | Sink S.F. Weighting | Sink Capacity | PTDF Calc | PTDF Weighting | max of zone correlation | 0.0086649 |  |  | Neg PTDF weight | Pos PTDF weight
1437 | MESQUITW_1G | 1 | North | YES | 0.033023 | 40 | 0 | 400 |  | 1.023 | Wind | -1 | 0.0086649 | 0 | 400 |  |  | 0 | 0 | -0.0086649 | 0 |  |  |  |  | 0 | 0
1438 | MESQUITW_2G | 1 | North | YES | 0.033008 | 23.6 | 0 | 236 |  | 1.017 | Wind | -1 | 0.0086799 | 0 | 236 |  |  | 0 | 0 | -0.0086799 | 0 |  |  |  |  | 0 | 0
1442 | COKFIELD_5 | 1 | North | YES | 0.030854 | 16.5 | 0 | 165 |  | 1.029 | Wind | -1 | 0.010834 | 0 | 165 |  |  | 0 | 0 | -0.010834 | 0 |  |  |  |  | 0 | 0
1432 | GRHAMSES_2G | 2 | North | YES | 0.024032 | 294.9 | 90 | 366 | 0 | 1.014 | GST | -1 | 0.017656 | 366 | 366 |  |  | 8.7957 | 366 | -0.017656 | -6.462 |  |  | Weighted Shift Factors |  | 0 | 0
1433 | GRHAMSES_1G | 1 | North | YES | 0.023924 | 242 | 60 | 242 | 0 | 1.038 | GST | -1 | 0.017764 | 242 | 242 |  |  | 5.7896 | 242 | -0.017764 | -4.2989 |  |  | West | 0.041688 | 0 | 0
1479 | WFCOGEN_1G | 1 | North | YES | 0.022238 | 16 | 12 | 20 | 0 | 1 | Cogen | -1 | 0.01945 | 0 | 0 |  |  | 0 | 0 | -0.01945 | 0 |  |  | North | 0.010425 | 0 | 0
1479 | WFCOGEN_1G | 2 | North | YES | 0.022238 | 16 | 12 | 20 | 0 | 1 | Cogen | -1 | 0.01945 | 0 | 0 |  |  | 0 | 0 | -0.01945 | 0 |  |  |  |  | 0 | 0
1482 | WFCOGEN_2G | 2 | North | YES | 0.022238 | 13.6 | 12 | 17 | 0 | 1 | Cogen | -1 | 0.01945 | 0 | 0 |  |  | 0 | 0 | -0.01945 | 0 | North |  |  |  | 0 | 0
1482 | WFCOGEN_2G | 1 | North | YES | 0.022238 | 16 | 12 | 20 | 0 | 1 | Cogen | -1 | 0.01945 | 0 | 0 |  |  | 0 | 0 | -0.01945 | 0 | Line Rating |  | 100 |  | 0 | 0
1643 | SLSTR1PP_1G | 1 | North | YES | 0.020231 | 6 | 0 | 60 | 0 | 1.022 | Wind | -1 | 0.021457 | 0 | 60 |  |  | 0 | 0 | -0.021457 | 0 | Impact Counter to Zone: |  | 0 |  | 0 | 0
1600 | BARTNWND_1G | 1 | North | YES | 0.02009 | 12 | 0 | 120 | 0 | 1.022 | Wind | -1 | 0.021598 | 0 | 120 |  |  | 0 | 0 | -0.021598 | 0 |  |  | 0% |  | 0 | 0
344 | MRSSHPRD | 1 | North | YES | 0.019907 | 0 | 0 | 12 |  | 1.03 | Hydro | -1 | 0.021781 | 0 | 0 |  |  | 0 | 0 | -0.021781 | 0 |  |  |  |  | 0 | 0
345 | MRSSHPRD01 | 2 | North | YES | 0.019907 | 0 | 0 | 12 |  | 1.03 | Hydro | -1 | 0.021781 | 0 | 0 |  |  | 0 | 0 | -0.021781 | 0 | West |  |  |  | 0 | 0
1455 | WCPWRCO_3G | 3 | North | YES | 0.018585 | 242 | 50 | 242 |  | 1.02 | CC | -1 | 0.023103 | 242 | 242 |  |  | 4.4976 | 242 | -0.023103 | -5.5909 | Line Rating |  | 100 |  | 0 | 0
1453 | WCPWRCO_1G | 1 | North | YES | 0.018585 | 204 | 50 | 204 | 0 | 1.02 | CC | -1 | 0.023103 | 204 | 204 |  |  | 3.7913 | 204 | -0.023103 | -4.713 | Impact Counter to Zone: |  | 0 |  | 0 | 0
1454 | WCPWRCO_2G | 2 | North | YES | 0.018585 | 204 | 50 | 204 | 0 | 1.02 | CC | -1 | 0.023103 | 204 | 204 |  |  | 3.7913 | 204 | -0.023103 | -4.713 |  |  | 0% |  | 0 | 0
334 | RWMILLER03 | 3 | North | YES | 0.016579 | 166.4 | 65 | 208 | 0 | 1.04 | GST | -1 | 0.025109 | 208 | 208 |  |  | 3.4484 | 208 | -0.025109 | -5.2226 |  |  |  |  | 0 | 0
333 | RWMILLER02 | 2 | North | YES | 0.016579 | 95.2 | 37 | 119 | 0 | 1.04 | GST | -1 | 0.025109 | 119 | 119 |  |  | 1.9729 | 119 | -0.025109 | -2.988 |  |  |  |  | 0 | 0
335 | RWMILLER04 | 4 | North | YES | 0.016579 | 81.6 | 0 | 102 | 0 | 1.04 | GST | -1 | 0.025109 | 102 | 102 |  |  | 1.6911 | 102 | -0.025109 | -2.5611 |  |  |  |  | 0 | 0
336 | RWMILLER05 | 5 | North | YES | 0.016579 | 80.8 | 0 | 101 | 0 | 1.04 | GST | -1 | 0.025109 | 101 | 101 |  |  | 1.6745 | 101 | -0.025109 | -2.536 |  |  |  |  | 0 | 0
332 | RWMILLER01 | 1 | North | YES | 0.016579 | 58.4 | 18.5 | 73 | 0 | 1.04 | GST | -1 | 0.025109 | 73 | 73 |  |  | 1.2103 | 73 | -0.025109 | -1.8329 |  |  |  |  | 0 | 0
505 | NTHTEXAS03 | 3 | North | YES | 0.016161 | 30.4 | 15 | 38 |  | 1.015 | GST | -1 | 0.025527 | 38 | 38 |  |  | 0.61412 | 38 | -0.025527 | -0.97002 |  |  |  |  | 0 | 0
503 | NTHTEXAS01 | 1 | North | YES | 0.016161 | 0 | 5 | 18 |  | 1.015 | GST | -1 | 0.025527 | 18 | 18 |  |  | 0.2909 | 18 | -0.025527 | -0.45948 |  |  |  |  | 0 | 0
504 | NTHTEXAS02 | 2 | North | YES | 0.016161 | 14.4 | 5 | 18 |  | 1.015 | GST | -1 | 0.025527 | 18 | 18 |  |  | 0.2909 | 18 | -0.025527 | -0.45948 |  |  |  |  | 0 | 0
580 | JCKCNTY801 | 1 | North | YES | 0.016072 | 288 | 0 | 288 | 0 | 1.022 | CC | -1 | 0.025616 | 288 | 288 |  |  | 4.6287 | 288 | -0.025616 | -7.3774 |  |  |  |  | 0 | 0
581 | JCKCNTY802 | 2 | North | YES | 0.016072 | 147 | 0 | 147 | 0 | 1.022 | CC | -1 | 0.025616 | 147 | 147 |  |  | 2.3626 | 147 | -0.025616 | -3.7655 |  |  |  |  | 0 | 0
582 | JCKCNTY803 | 3 | North | YES | 0.016072 | 147 | 0 | 147 | 0 | 1.022 | CC | -1 | 0.025616 | 147 | 147 |  |  | 2.3626 | 147 | -0.025616 | -3.7655 |  |  |  |  | 0 | 0
1898 | COMCHEPK_1G | 1 | North | YES | 0.015306 | 1217 | 1150 | 1217 | 0 | 1.032 | Nuc | -1 | 0.026382 | 0 | 0 |  |  | 0 | 0 | -0.026382 | 0 |  |  |  |  | 0 | 0
1899 | COMCHEPK_2G | 2 | North | YES | 0.015306 | 1159 | 1128 | 1159 | 0 | 1.032 | Nuc | -1 | 0.026382 | 0 | 0 |  |  | 0 | 0 | -0.026382 | 0 |  |  |  |  | 0 | 0
728 | WOLFRIDGE801 | 1 | North | YES | 0.015142 | 11.2 | 0 | 112.5 | 0 | 0.99 | Wind | -1 | 0.026546 | 0 | 112.5 |  |  | 0 | 0 | -0.026546 | 0 |  |  |  |  | 0 | 0
60081 | WHRLWIND1A | 1 | West | YES | 0.037054 | 12 | 0 | 60 | 0 | 1.03 | Wind | 1 | 0.026629 | 0 | 60 | 2.2232 | 60 |  |  | 0.026629 | 1.5977 |  |  |  |  | 0 | 0
1879 | WLFHOLW_3G | 3 | North | YES | 0.014873 | 272.4 | 89.2 | 272.4 | 0 | 1.032 | CC | -1 | 0.026815 | 272.4 | 272.4 |  |  | 4.0514 | 272.4 | -0.026815 | -7.3044 |  |  |  |  | 0 | 0
1877 | WLFHOLW_1G | 1 | North | YES | 0.014873 | 217.3 | 89.2 | 217.3 | 0 | 1.032 | CC | -1 | 0.026815 | 217.3 | 217.3 |  |  | 3.2319 | 217.3 | -0.026815 | -5.8269 |  |  |  |  | 0 | 0
1878 | WLFHOLW_2G | 2 | North | YES | 0.014873 | 215.7 | 105 | 215.7 | 0 | 1.032 | CC | -1 | 0.026815 | 215.7 | 215.7 |  |  | 3.2081 | 215.7 | -0.026815 | -5.784 |  |  |  |  | 0 | 0
1416 | SWETWATR_1G | 1 | West | YES | 0.037524 | 30 | 18 | 30 | 0 | 1.026 | CC | 1 | 0.027099 | 30 | 30 | 1.1257 | 30 |  |  | 0.027099 | 0.81296 |  |  |  |  | 0 | 0
1419 | SWETWATR_4G | 4 | West | YES | 0.037524 | 61 | 36 | 61 | 0 | 1.026 | CC | 1 | 0.027099 | 61 | 61 | 2.289 | 61 |  |  | 0.027099 | 1.653 |  |  |  |  | 0 | 0
1418 | SWETWATR_3G | 3 | West | YES | 0.037524 | 68 | 36 | 68 | 0 | 1.026 | CC | 1 | 0.027099 | 68 | 68 | 2.5516 | 68 |  |  | 0.027099 | 1.8427 |  |  |  |  | 0 | 0
1417 | SWETWATR_2G | 2 | West | YES | 0.037524 | 72 | 36 | 72 | 0 | 1.026 | CC | 1 | 0.027099 | 72 | 72 | 2.7017 | 72 |  |  | 0.027099 | 1.9511 |  |  |  |  | 0 | 0
1889 | DECRDOVA_1G | 1 | North | YES | 0.014555 | 779 | 255 | 779 | 0 | 1.02 | GSC | -1 | 0.027133 | 779 | 779 |  |  | 11.3383 | 779 | -0.027133 | -21.1365 |  |  |  |  | 0 | 0
6100 | OKLA7A | EQ | West | YES | 0.037606 | 50 | -220 | 220 | 0 | 1.035 | DCTie | 1 | 0.027181 | 0 | 0 | 0 | 0 |  |  | 0.027181 | 0 |  |  |  |  | 0 | 0
6752 | OKLA0A | 1 | West | YES | 0.037606 | 649.7 | 175 | 649.7 | 0 | 1.035 | LIGCO | 1 | 0.027181 | 0 | 649.7 | 24.4326 | 649.7 |  |  | 0.027181 | 17.6593 |  |  |  |  | 0 | 0
1861 | EAGLEMNT_1G | MB | North | YES | 0.014386 | 0 | 30 | 112 |  | 1.022 | GST | -1 | 0.027302 | 0 | 0 |  |  | 0 | 0 | -0.027302 | 0 |  |  |  |  | 0 | 0
1862 | EAGLEMNT_2G | MB | North | YES | 0.014386 | 0 | 40 | 100 |  | 1.022 | GST | -1 | 0.027302 | 0 | 0 |  |  | 0 | 0 | -0.027302 | 0 |  |  |  |  | 0 | 0
1863 | EAGLEMNT_3G | MB | North | YES | 0.014386 | 0 | 50 | 378 |  | 1.022 | GST | -1 | 0.027302 | 0 | 0 |  |  | 0 | 0 | -0.027302 | 0 |  |  |  |  | 0 | 0
1892 | DECRDOVA_2G | A | North | YES | 0.014176 | 65 | 65 | 70 | 0 | 1.025 | GGT | -1 | 0.027512 | 70 | 70 |  |  | 0.99232 | 70 | -0.027512 | -1.9258 |  |  |  |  | 0 | 0
1893 | DECRDOVA_3G | B | North | YES | 0.014176 | 65 | 65 | 69 | 0 | 1.025 | GGT | -1 | 0.027512 | 69 | 69 |  |  | 0.97814 | 69 | -0.027512 | -1.8983 |  |  |  |  | 0 | 0
1894 | DECRDOVA_4G | C | North | YES | 0.014176 | 65 | 65 | 69 | 0 | 1.025 | GGT | -1 | 0.027512 | 69 | 69 |  |  | 0.97814 | 69 | -0.027512 | -1.8983 |  |  |  |  | 0 | 0
1895 | DECRDOVA_5G | D | North | YES | 0.014176 | 65 | 65 | 68 | 0 | 1.025 | GGT | -1 | 0.027512 | 68 | 68 |  |  | 0.96397 | 68 | -0.027512 | -1.8708 |  |  |  |  | 0 | 0
924 | SPENCER_G5 | 1 | North | YES | 0.013998 | 52 | 20 | 66 | 0 | 1.03 | GST | -1 | 0.02769 | 66 | 66 |  |  | 0.92387 | 66 | -0.02769 | -1.8275 |  |  |  |  | 0 | 0
923 | SPENCER_G4 | 1 | North | YES | 0.013998 | 48 | 20 | 61 | 0 | 1.03 | GST | -1 | 0.02769 | 61 | 61 |  |  | 0.85388 | 61 | -0.02769 | -1.6891 |  |  |  |  | 0 | 0
6144 | MCADOO1A | 1 | West | YES | 0.03828 | 15 | 0 | 150 | 0 | 1.025 | Wind | 1 | 0.027855 | 0 | 150 | 5.742 | 150 |  |  | 0.027855 | 4.1782 |  |  |  |  | 0 | 0
11057 | CHAMPION_1G | 1 | West | YES | 0.038291 | 25.3 | 0 | 126.5 |  | 1 | Wind | 1 | 0.027866 | 0 | 126.5 | 4.8438 | 126.5 |  |  | 0.027866 | 3.525 |  |  |  |  | 0 | 0
11059 | INADALE_1G | 1 | West | YES | 0.038291 | 39.4 | 0 | 197 |  | 1 | Wind | 1 | 0.027866 | 0 | 197 | 7.5433 | 197 |  |  | 0.027866 | 5.4895 |  |  |  |  | 0 | 0
11056 | ROSCOE_1G | 1 | West | YES | 0.038291 | 41.8 | 0 | 209 |  | 1 | Wind | 1 | 0.027866 | 0 | 209 | 8.0028 | 209 |  |  | 0.027866 | 5.8239 |  |  |  |  | 0 | 0
11058 | PYRON_1G | 1 | West | YES | 0.038291 | 49.8 | 0 | 249 |  | 1 | Wind | 1 | 0.027866 | 0 | 249 | 9.5345 | 249 |  |  | 0.027866 | 6.9385 |  |  |  |  | 0 | 0
6407 | TURKTRAK1A | 1 | West | YES | 0.038393 | 33.9 | 0 | 169.5 | 0 | 1.025 | Wind | 1 | 0.027968 | 0 | 169.5 | 6.5076 | 169.5 |  |  | 0.027968 | 4.7405 |  |  |  |  | 0 | 0
8032 | AMISTADHYD1 | 1 | South | YES | 0.013467 | 33 | 13 | 33 | 0 | 1.03 | Hydro | -1 | 0.028221 | 0 | 0 |  |  |  |  | -0.028221 | 0 |  |  |  |  | 0 | 0
8033 | AMISTADHYD2 | 2 | South | YES | 0.013467 | 25 | 13 | 25 | 0 | 1.03 | Hydro | -1 | 0.028221 | 0 | 0 |  |  |  |  | -0.028221 | 0 |  |  |  |  | 0 | 0
88253 | HAMILTON | F | South | YES | 0.013467 | 0 | 0 | 0 | 0 | 1.04 | BLT | -1 | 0.028221 | 0 | 0 |  |  |  |  | -0.028221 | 0 |  |  |  |  | 0 | 0
71051 | L_BITTCR1_1N | W1 | West | YES | 0.039184 | 7.5 | 0 | 37.5 |  | 1.02 | Wind | 1 | 0.028759 | 0 | 37.5 | 1.4694 | 37.5 |  |  | 0.028759 | 1.0784 |  |  |  |  | 0 | 0
71061 | L_SWEETW1_5N | W1 | West | YES | 0.039184 | 16.1 | 0 | 80.5 | 0 | 1.02 | Wind | 1 | 0.028759 | 0 | 80.5 | 3.1543 | 80.5 |  |  | 0.028759 | 2.3151 |  |  |  |  | 0 | 0
71060 | L_SWEETW1_4N | W1 | West | YES | 0.039184 | 21 | 0 | 105 | 0 | 1.02 | Wind | 1 | 0.028759 | 0 | 105 | 4.1143 | 105 |  |  | 0.028759 | 3.0197 |  |  |  |  | 0 | 0
71054 | L_SWEETW1_1N | W1 | West | YES | 0.039184 | 21.5 | 0 | 107.5 |  | 1.02 | Wind | 1 | 0.028759 | 0 | 107.5 | 4.2123 | 107.5 |  |  | 0.028759 | 3.0916 |  |  |  |  | 0 | 0
71059 | L_SWEETW1_3N | W1 | West | YES | 0.039184 | 23.8 | 0 | 119 | 0 | 1.02 | Wind | 1 | 0.028759 | 0 | 119 | 4.6629 | 119 |  |  | 0.028759 | 3.4223 |  |  |  |  | 0 | 0
71057 | L_SWEETW1_2N | W1 | West | YES | 0.039184 | 27 | 0 | 135 |  | 1.02 | Wind | 1 | 0.028759 | 0 | 135 | 5.2898 | 135 |  |  | 0.028759 | 3.8824 |  |  |  |  | 0 | 0
1354 | AEPWIND_8 | 1 | West | YES | 0.039196 | 20.2 | 0 | 101 |  | 1 | Wind | 1 | 0.028771 | 0 | 101 | 3.9588 | 101 |  |  | 0.028771 | 2.9058 |  |  |  |  | 0 | 0
1343 | TRENTIPP_8 | 1 | West | YES | 0.039196 | 30 | 0 | 150 |  | 1.014 | Wind | 1 | 0.028771 | 0 | 150 | 5.8794 | 150 |  |  | 0.028771 | 4.3156 |  |  |  |  | 0 | 0
1949 | HANDLEY_5G | 5 | North | YES | 0.012592 | 348 | 150 | 435 | 0 | 1.022 | GST | -1 | 0.029096 | 435 | 435 |  |  | 5.4775 | 435 | -0.029096 | -12.6567 |  |  |  |  | 0 | 0
1947 | HANDLEY_3G | 3 | North | YES | 0.012592 | 316 | 100 | 395 | 0 | 1.022 | GST | -1 | 0.029096 | 395 | 395 |  |  | 4.9738 | 395 | -0.029096 | -11.4929 |  |  |  |  | 0 | 0
366 | JNSNCNTY802 | 1 | North | YES | 0.01254 | 168 | 20 | 168 | 0 | 1.02 | Cogen | -1 | 0.029148 | 0 | 0 |  |  | 0 | 0 | -0.029148 | 0 |  |  |  |  | 0 | 0
367 | JNSNCNTY802 | 2 | North | YES | 0.01254 | 90 | 20 | 90 | 0 | 1.02 | Cogen | -1 | 0.029148 | 0 | 0 |  |  | 0 | 0 | -0.029148 | 0 |  |  |  |  | 0 | 0
1948 | HANDLEY_4G | 4 | North | YES | 0.012467 | 348 | 150 | 435 | 0 | 1.022 | GST | -1 | 0.029221 | 435 | 435 |  |  | 5.4231 | 435 | -0.029221 | -12.7111 |  |  |  |  | 0 | 0
36998 | RDCNYNG1 | 1 | West | YES | 0.039768 | 16.8 | 0 | 84 |  | 1.01 | Wind | 1 | 0.029343 | 0 | 84 | 3.3405 | 84 |  |  | 0.029343 | 2.4648 |  |  |  |  | 0 | 0
1069 | KINDERMG_1G | 1 | West | YES | 0.040108 | 25 | 5 | 25 | 0 | 1.017 | Cogen | 1 | 0.029683 | 0 | 0 | 0 | 0 |  |  | 0.029683 | 0 |  |  |  |  | 0 | 0
1070 | KINDERMG_2G | 1 | West | YES | 0.040108 | 45.7 | 12 | 45.7 | 0 | 1.017 | Cogen | 1 | 0.029683 | 0 | 0 | 0 | 0 |  |  | 0.029683 | 0 |  |  |  |  | 0 | 0
1071 | KINDERMG_3G | 1 | West | YES | 0.040108 | 45.7 | 12 | 45.7 | 0 | 1.017 | Cogen | 1 | 0.029683 | 0 | 0 | 0 | 0 |  |  | 0.029683 | 0 |  |  |  |  | 0 | 0
1062 | CIELOGEN_2G | 1 | West | YES | 0.040108 | 12.2 | 0 | 61 |  | 1 | Wind | 1 | 0.029683 | 0 | 61 | 2.4466 | 61 |  |  | 0.029683 | 1.8106 |  |  |  |  | 0 | 0
1061 | CIELOGEN_1G | 1 | West | YES | 0.040108 | 19.8 | 0 | 99 |  | 1 | Wind | 1 | 0.029683 | 0 | 99 | 3.9707 | 99 |  |  | 0.029683 | 2.9386 |  |  |  |  | 0 | 0
1073 | SCURRYCW_2G | 2 | West | YES | 0.040123 | 24 | 0 | 120 | 0 | 1.0217 | Wind | 1 | 0.029698 | 0 | 120 | 4.8148 | 120 |  |  | 0.029698 | 3.5637 |  |  |  |  | 0 | 0
1068 | SCURRYCW_1G | 1 | West | YES | 0.040123 | 28.2 | 1.3 | 141 | 0 | 1.0217 | Wind | 1 | 0.029698 | 0 | 141 | 5.6573 | 141 |  |  | 0.029698 | 4.1874 |  |  |  |  | 0 | 0
6637 | SNYDERW1A | 1 | West | YES | 0.040257 | 12.6 | 0 | 63 | 0 | 1.025 | Wind | 1 | 0.029832 | 0 | 63 | 2.5362 | 63 |  |  | 0.029832 | 1.8794 |  |  |  |  | 0 | 0
2371 | COLLIN_1G | MB | North | YES | 0.011819 | 0 | 40 | 138 |  | 1.022 | GST | -1 | 0.029869 | 0 | 0 |  |  | 0 | 0 | -0.029869 | 0 |  |  |  |  | 0 | 0
1044 | MRGNFG_6G | F | West | YES | 0.040477 | 66 | 66 | 66 | 0 | 1.029 | GGT | 1 | 0.030052 | 66 | 66 | 2.6715 | 66 |  |  | 0.030052 | 1.9834 |  |  |  |  | 0 | 0
1042 | MRGNDG_4G | D | West | YES | 0.040477 | 68 | 68 | 68 | 0 | 1.029 | GGT | 1 | 0.030052 | 68 | 68 | 2.7524 | 68 |  |  | 0.030052 | 2.0435 |  |  |  |  | 0 | 0
1039 | MRGNAG_1G | A | West | YES | 0.040477 | 69 | 69 | 69 | 0 | 1.029 | GGT | 1 | 0.030052 | 69 | 69 | 2.7929 | 69 |  |  | 0.030052 | 2.0736 |  |  |  |  | 0 | 0
1041 | MRGNCG_3G | C | West | YES | 0.040477 | 69 | 69 | 70 | 0 | 1.029 | GGT | 1 | 0.030052 | 70 | 70 | 2.8334 | 70 |  |  | 0.030052 | 2.1036 |  |  |  |  | 0 | 0
1043 | MRGNEG_5G | E | West | YES | 0.040477 | 68 | 68 | 70 | 0 | 1.029 | GGT | 1 | 0.030052 | 70 | 70 | 2.8334 | 70 |  |  | 0.030052 | 2.1036 |  |  |  |  | 0 | 0
1040 | MRGNBG_2G | B | West | YES | 0.040477 | 70 | 70 | 71 | 0 | 1.029 | GGT | 1 | 0.030052 | 71 | 71 | 2.8739 | 71 |  |  | 0.030052 | 2.1337 |  |  |  |  | 0 | 0
1037 | MORGAN5G_5G | 5 | West | YES | 0.040477 | 109.6 | 40 | 137 | 0 | 1.029 | GST | 1 | 0.030052 | 137 | 137 | 5.5453 | 137 |  |  | 0.030052 | 4.1171 |  |  |  |  | 0 | 0
2383 | NTHLK3_G | 3 | North | YES | 0.011551 | 0 | 50 | 329 |  | 1.022 | GST | -1 | 0.030137 | 329 | 329 |  |  | 3.8003 | 329 | -0.030137 | -9.915 |  |  |  |  | 0 | 0
2382 | NTHLK2_G | 2 | North | YES | 0.011551 | 0 | 35 | 181 |  | 1.022 | GST | -1 | 0.030137 | 181 | 181 |  |  | 2.0907 | 181 | -0.030137 | -5.4548 |  |  |  |  | 0 | 0
2381 | NTHLK1_G | 1 | North | YES | 0.011551 | 0 | 35 | 156 |  | 1.022 | GST | -1 | 0.030137 | 156 | 156 |  |  | 1.802 | 156 | -0.030137 | -4.7014 |  |  |  |  | 0 | 0
6948 | DENISNDM | 1 | North | YES | 0.011549 | 40 | 5 | 40 |  | 1.015 | Hydro | -1 | 0.030139 | 0 | 0 |  |  | 0 | 0 | -0.030139 | 0 |  |  |  |  | 0 | 0
6948 | DENISNDM | 2 | North | YES | 0.011549 | 31 | 5 | 40 |  | 1.015 | Hydro | -1 | 0.030139 | 0 | 0 |  |  | 0 | 0 | -0.030139 | 0 |  |  |  |  | 0 | 0
11065 | ELBOWCK_1G | 1 | West | YES | 0.040653 | 23.4 | 0 | 121.9 | 0 | 1 | Wind | 1 | 0.030228 | 0 | 121.9 | 4.9556 | 121.9 |  |  | 0.030228 | 3.6848 |  |  |  |  | 0 | 0
1058 | LONGSHORE_5 | 1 | West | YES | 0.040653 | 30 | 0 | 150 |  | 1.01 | Wind | 1 | 0.030228 | 0 | 150 | 6.0979 | 150 |  |  | 0.030228 | 4.5341 |  |  |  |  | 0 | 0
1058 | LONGSHORE_5 | 2 | West | YES | 0.040653 | 44 | 0 | 220 |  | 1.01 | Wind | 1 | 0.030228 | 0 | 220 | 8.9437 | 220 |  |  | 0.030228 | 6.6501 |  |  |  |  | 0 | 0
11309 | BULLCREK_2G | 1 | West | YES | 0.040666 | 20.9 | 0 | 180 |  | 1 | Wind | 1 | 0.030241 | 0 | 180 | 7.3199 | 180 |  |  | 0.030241 | 5.4433 |  |  |  |  | 0 | 0
11310 | BULLCREK_1G | 1 | West | YES | 0.040666 | 15.1 | 0 | 180 |  | 1 | Wind | 1 | 0.030241 | 0 | 180 | 7.3199 | 180 |  |  | 0.030241 | 5.4433 |  |  |  |  | 0 | 0
1688 | VALLEY_2G | 2 | North | YES | 0.011413 | 527 | 90 | 527 | 0 | 1.029 | GSC | -1 | 0.030275 | 527 | 527 |  |  | 6.0147 | 527 | -0.030275 | -15.9549 |  |  |  |  | 0 | 0
1687 | VALLEY_1G | 1 | North | YES | 0.011413 | 136 | 15 | 170 | 0 | 1.029 | GST | -1 | 0.030275 | 170 | 170 |  |  | 1.9402 | 170 | -0.030275 | -5.1467 |  |  |  |  | 0 | 0
11320 | COYOTE_1G | 1 | West | YES | 0.040736 | 22.5 | 0 | 225 |  | 1 | Wind | 1 | 0.030311 | 0 | 225 | 9.1656 | 225 |  |  | 0.030311 | 6.8199 |  |  |  |  | 0 | 0
1045 | CALENG1G_1G | 1 | West | YES | 0.040823 | 73.4 | 27 | 73.4 | 0 | 1.014 | Cogen | 1 | 0.030398 | 0 | 0 | 0 | 0 |  |  | 0.030398 | 0 |  |  |  |  | 0 | 0
1046 | CALENG2G_2G | 2 | West | YES | 0.040823 | 73.4 | 27 | 73.4 | 0 | 1.014 | Cogen | 1 | 0.030398 | 0 | 0 | 0 | 0 |  |  | 0.030398 | 0 |  |  |  |  | 0 | 0
1047 | CALENG3G_3G | 3 | West | YES | 0.040823 | 70.4 | 27 | 70.4 | 0 | 1.014 | Cogen | 1 | 0.030398 | 0 | 0 | 0 | 0 |  |  | 0.030398 | 0 |  |  |  |  | 0 | 0
1689 | VALLEY_3G | 3 | North | YES | 0.011231 | 0 | 25 | 375 |  | 1.003 | GST | -1 | 0.030457 | 375 | 375 |  |  | 4.2116 | 375 | -0.030457 | -11.4213 |  |  |  |  | 0 | 0
11693 | KMICHIST3_G | 3 | North | YES | 0.011231 | 312 | 60 | 312 | 0 | 1.026 | CC | -1 | 0.030457 | 312 | 312 |  |  | 3.5041 | 312 | -0.030457 | -9.5025 |  |  |  |  | 0 | 0
11696 | KMICHIST6_G | 6 | North | YES | 0.011231 | 310 | 60 | 310 | 0 | 1.026 | CC | -1 | 0.030457 | 310 | 310 |  |  | 3.4816 | 310 | -0.030457 | -9.4416 |  |  |  |  | 0 | 0
11695 | KMICHICT5_G | 5 | North | YES | 0.011231 | 148 | 80 | 148 | 0 | 1.026 | CC | -1 | 0.030457 | 148 | 148 |  |  | 1.6622 | 148 | -0.030457 | -4.5076 |  |  |  |  | 0 | 0
11692 | KMICHICT2_G | 2 | North | YES | 0.011231 | 146 | 80 | 146 | 0 | 1.026 | CC | -1 | 0.030457 | 146 | 146 |  |  | 1.6397 | 146 | -0.030457 | -4.4467 |  |  |  |  | 0 | 0
11691 | KMICHICT1_G | 1 | North | YES | 0.011231 | 144 | 80 | 144 | 0 | 1.026 | CC | -1 | 0.030457 | 144 | 144 |  |  | 1.6173 | 144 | -0.030457 | -4.3858 |  |  |  |  | 0 | 0
11694 | KMICHICT4_G | 4 | North | YES | 0.011231 | 144 | 80 | 144 | 0 | 1.026 | CC | -1 | 0.030457 | 144 | 144 |  |  | 1.6173 | 144 | -0.030457 | -4.3858 |  |  |  |  | 0 | 0
1683 | LAMARPWR_6G | 6 | North | YES | 0.011173 | 198 | 129.1 | 198 | 0 | 1.038 | CC | -1 | 0.030515 | 198 | 198 |  |  | 2.2123 | 198 | -0.030515 | -6.0419 |  |  |  |  | 0 | 0
1680 | LAMARPWR_3G | 3 | North | YES | 0.011173 | 196 | 129.1 | 196 | 0 | 1.038 | CC | -1 | 0.030515 | 196 | 196 |  |  | 2.1899 | 196 | -0.030515 | -5.9809 |  |  |  |  | 0 | 0
1678 | LAMARPWR_1G | 1 | North | YES | 0.011173 | 160 | 67.7 | 160 | 0 | 1.038 | CC | -1 | 0.030515 | 160 | 160 |  |  | 1.7877 | 160 | -0.030515 | -4.8824 |  |  |  |  | 0 | 0
1682 | LAMARPWR_5G | 5 | North | YES | 0.011173 | 157 | 67.7 | 157 | 0 | 1.038 | CC | -1 | 0.030515 | 157 | 157 |  |  | 1.7542 | 157 | -0.030515 | -4.7908 |  |  |  |  | 0 | 0
1679 | LAMARPWR_2G | 2 | North | YES | 0.011173 | 156 | 67.7 | 156 | 0 | 1.038 | CC | -1 | 0.030515 | 156 | 156 |  |  | 1.743 | 156 | -0.030515 | -4.7603 |  |  |  |  | 0 | 0
1681 | LAMARPWR_4G | 4 | North | YES | 0.011173 | 156 | 67.7 | 156 | 0 | 1.038 | CC | -1 | 0.030515 | 156 | 156 |  |  | 1.743 | 156 | -0.030515 | -4.7603 |  |  |  |  | 0 | 0
1675 | PEC_1G | 1 | North | YES | 0.011143 | 76.7 | 35 | 76.7 | 0 | 1.022 | Cogen | -1 | 0.030545 | 0 | 0 |  |  | 0 | 0 | -0.030545 | 0 |  |  |  |  | 0 | 0
1676 | PEC_2G | 2 | North | YES | 0.011143 | 79.6 | 35 | 79.6 | 0 | 1.022 | Cogen | -1 | 0.030545 | 0 | 0 |  |  | 0 | 0 | -0.030545 | 0 |  |  |  |  | 0 | 0
1677 | PEC_3G | 3 | North | YES | 0.011143 | 88.4 | 35 | 88.4 | 0 | 1.022 | Cogen | -1 | 0.030545 | 0 | 0 |  |  | 0 | 0 | -0.030545 | 0 |  |  |  |  | 0 | 0
1701 | MOSES_1G | 1 | North | YES | 0.01106 | 558 | 175 | 558 | 0 | 1.023 | LIGCO | -1 | 0.030628 | 0 | 558 |  |  | 0 | 0 | -0.030628 | 0 |  |  |  |  | 0 | 0
1702 | MOSES_2G | 2 | North | YES | 0.01106 | 579 | 175 | 579 | 0 | 1.023 | LIGCO | -1 | 0.030628 | 0 | 579 |  |  | 0 | 0 | -0.030628 | 0 |  |  |  |  | 0 | 0
1703 | MOSES_3G | 3 | North | YES | 0.01106 | 808 | 463 | 808 | 0 | 1.023 | LIGCO | -1 | 0.030628 | 0 | 808 |  |  | 0 | 0 | -0.030628 | 0 |  |  |  |  | 0 | 0
5925 | DCEAST | EQ | North | YES | 0.01106 | 400.3 | -600 | 600 | 0 | 1.025 | DCTie | -1 | 0.030628 | 0 | 0 |  |  | 0 | 0 | -0.030628 | 0 |  |  |  |  | 0 | 0
1938 | MDLTHELP_6G | 6 | North | YES | 0.010923 | 226 | 74 | 226 | 0 | 1 | CC | -1 | 0.030765 | 226 | 226 |  |  | 2.4686 | 226 | -0.030765 | -6.9529 |  |  |  |  | 0 | 0
1937 | MDLTHELP_5G | 5 | North | YES | 0.010923 | 224 | 74 | 224 | 0 | 1 | CC | -1 | 0.030765 | 224 | 224 |  |  | 2.4468 | 224 | -0.030765 | -6.8913 |  |  |  |  | 0 | 0
1943 | MDLTHELP_3G | 3 | North | YES | 0.010923 | 212 | 74 | 212 | 0 | 1 | CC | -1 | 0.030765 | 212 | 212 |  |  | 2.3157 | 212 | -0.030765 | -6.5222 |  |  |  |  | 0 | 0
1944 | MDLTHELP_4G | 4 | North | YES | 0.010923 | 211 | 74 | 211 | 0 | 1 | CC | -1 | 0.030765 | 211 | 211 |  |  | 2.3048 | 211 | -0.030765 | -6.4914 |  |  |  |  | 0 | 0
844 | OLINGER_G3 | 1 | North | YES | 0.010856 | 103.9 | 45 | 150 | 0 | 1.03 | GST | -1 | 0.030832 | 150 | 150 |  |  | 1.6284 | 150 | -0.030832 | -4.6248 |  |  |  |  | 0 | 0
843 | OLINGER_G2 | 1 | North | YES | 0.010856 | 76.2 | 25 | 110 | 0 | 1.03 | GST | -1 | 0.030832 | 110 | 110 |  |  | 1.1942 | 110 | -0.030832 | -3.3915 |  |  |  |  | 0 | 0
842 | OLINGER_G1 | 1 | North | YES | 0.010856 | 55.4 | 20 | 79 | 0 | 1.03 | GST | -1 | 0.030832 | 79 | 79 |  |  | 0.85762 | 79 | -0.030832 | -2.4357 |  |  |  |  | 0 | 0
845 | OLINGER_G4 | 1 | North | YES | 0.010856 | 51.9 | 0 | 76 | 0 | 1.03 | GGT | -1 | 0.030832 | 76 | 76 |  |  | 0.82506 | 76 | -0.030832 | -2.3432 |  |  |  |  | 0 | 0
837 | NEWMAN_G5 | 1 | North | YES | 0.010816 | 0 | 15 | 40 |  | 1.01 | GST | -1 | 0.030872 | 40 | 40 |  |  | 0.43264 | 40 | -0.030872 | -1.2349 |  |  |  |  | 0 | 0
950 | STEAM3 | 1 | North | YES | 0.010785 | 41 | 13 | 42 | 0 | 1.02 | GST | -1 | 0.030903 | 42 | 42 |  |  | 0.45297 | 42 | -0.030903 | -1.2979 |  |  |  |  | 0 | 0
949 | STEAM2 | 1 | North | YES | 0.010785 | 26 | 8 | 26 | 0 | 0.99 | GST | -1 | 0.030903 | 26 | 26 |  |  | 0.28041 | 26 | -0.030903 | -0.80347 |  |  |  |  | 0 | 0
948 | STEAM1 | 1 | North | YES | 0.010785 | 0 | 12 | 20 |  | 1.02 | GST | -1 | 0.030903 | 20 | 20 |  |  | 0.2157 | 20 | -0.030903 | -0.61806 |  |  |  |  | 0 | 0
1360 | GUNSIGHT_8 | 1 | West | YES | 0.04138 | 0 | 0 | 120 |  | 1.01 | Wind | 1 | 0.030955 | 0 | 120 | 4.9656 | 120 |  |  | 0.030955 | 3.7146 |  |  |  |  | 0 | 0
1327 | WILDHRSE_1G | 1 | West | YES | 0.041419 | 0 | 0 | 120 |  | 1 | Wind | 1 | 0.030994 | 0 | 120 | 4.9703 | 120 |  |  | 0.030994 | 3.7192 |  |  |  |  | 0 | 0
2417 | MTCK8_G | 8 | North | YES | 0.010684 | 444.8 | 60 | 556 | 0 | 1.022 | GSC | -1 | 0.031004 | 556 | 556 |  |  | 5.9403 | 556 | -0.031004 | -17.2382 |  |  |  |  | 0 | 0
2413 | MTCK6_G | 6 | North | YES | 0.010684 | 0 | 30 | 118 |  | 1.022 | GST | -1 | 0.031004 | 118 | 118 |  |  | 1.2607 | 118 | -0.031004 | -3.6585 |  |  |  |  | 0 | 0
2414 | MTCK7_G | 7 | North | YES | 0.010684 | 0 | 30 | 115 |  | 1.022 | GST | -1 | 0.031004 | 115 | 115 |  |  | 1.2287 | 115 | -0.031004 | -3.5654 |  |  |  |  | 0 | 0
11001 | NAV1CT | 1 | West | YES | 0.041508 | 70.4 | 18 | 70.4 | 0 | 1.029 | CC | 1 | 0.031083 | 70.4 | 70.4 | 2.9222 | 70.4 |  |  | 0.031083 | 2.1882 |  |  |  |  | 0 | 0
11009 | NAV2CT | 1 | West | YES | 0.041508 | 71.4 | 18 | 71.4 | 0 | 1.029 | CC | 1 | 0.031083 | 71.4 | 71.4 | 2.9637 | 71.4 |  |  | 0.031083 | 2.2193 |  |  |  |  | 0 | 0
11012 | NAV4CT | 1 | West | YES | 0.041508 | 80 | 18 | 80 | 0 | 1.029 | CC | 1 | 0.031083 | 80 | 80 | 3.3206 | 80 |  |  | 0.031083 | 2.4866 |  |  |  |  | 0 | 0
11013 | NAV5CT | 1 | West | YES | 0.041508 | 80 | 18 | 80 | 0 | 1.029 | CC | 1 | 0.031083 | 80 | 80 | 3.3206 | 80 |  |  | 0.031083 | 2.4866 |  |  |  |  | 0 | 0
11011 | NAV3ST | 1 | West | YES | 0.041508 | 92.8 | 40 | 92.8 | 0 | 1.029 | CC | 1 | 0.031083 | 92.8 | 92.8 | 3.8519 | 92.8 |  |  | 0.031083 | 2.8845 |  |  |  |  | 0 | 0
11014 | NAV6ST | 1 | West | YES | 0.041508 | 115 | 40 | 115 | 0 | 1.029 | CC | 1 | 0.031083 | 115 | 115 | 4.7734 | 115 |  |  | 0.031083 | 3.5745 |  |  |  |  | 0 | 0
1333 | MCDDONAL_8 | 1 | West | YES | 0.041512 | 42.8 | 0 | 214.2 |  | 1.01 | Wind | 1 | 0.031087 | 0 | 214.2 | 8.8919 | 214.2 |  |  | 0.031087 | 6.6588 |  |  |  |  | 0 | 0
11022 | TIEHVCG_2G | 1 | West | YES | 0.041517 | 132.4 | 103 | 132.4 | 0 | 1.012 | CC | 1 | 0.031092 | 132.4 | 132.4 | 5.4969 | 132.4 |  |  | 0.031092 | 4.1165 |  |  |  |  | 0 | 0
11023 | TIEHVCG_3G | 1 | West | YES | 0.041517 | 137.4 | 103 | 137.4 | 0 | 1.012 | CC | 1 | 0.031092 | 137.4 | 137.4 | 5.7044 | 137.4 |  |  | 0.031092 | 4.272 |  |  |  |  | 0 | 0
11021 | TIEHVCG_1G | 1 | West | YES | 0.041517 | 142.1 | 103 | 142.1 | 0 | 1.012 | CC | 1 | 0.031092 | 142.1 | 142.1 | 5.8996 | 142.1 |  |  | 0.031092 | 4.4181 |  |  |  |  | 0 | 0
11024 | TIEHVCG_4G | 1 | West | YES | 0.041517 | 147 | 103 | 147 | 0 | 1.012 | CC | 1 | 0.031092 | 147 | 147 | 6.103 | 147 |  |  | 0.031092 | 4.5705 |  |  |  |  | 0 | 0
11020 | TIEHVSG_1G | 1 | West | YES | 0.041517 | 208.2 | 63 | 208.2 | 0 | 1.012 | CC | 1 | 0.031092 | 208.2 | 208.2 | 8.6438 | 208.2 |  |  | 0.031092 | 6.4733 |  |  |  |  | 0 | 0
11025 | TIEHVSG_2G | 1 | West | YES | 0.041517 | 213.2 | 63 | 213.2 | 0 | 1.012 | CC | 1 | 0.031092 | 213.2 | 213.2 | 8.8514 | 213.2 |  |  | 0.031092 | 6.6287 |  |  |  |  | 0 | 0
2452 | LKHB2_G | 2 | North | YES | 0.010552 | 516 | 80 | 516 | 0 | 1.022 | GST | -1 | 0.031136 | 516 | 516 |  |  | 5.4448 | 516 | -0.031136 | -16.0661 |  |  |  |  | 0 | 0
2451 | LKHB1_G | 1 | North | YES | 0.010552 | 0 | 80 | 391 |  | 1.022 | GST | -1 | 0.031136 | 391 | 391 |  |  | 4.1258 | 391 | -0.031136 | -12.1741 |  |  |  |  | 0 | 0
12440 | PARKD_1SVC8 | 1 | North | YES | 0.01051 | 0 | 0 | 0 | 0 | 1.007 | GST | -1 | 0.031178 | 0 | 0 |  |  | 0 | 0 | -0.031178 | 0 |  |  |  |  | 0 | 0
12449 | PARKD_2SVC8 | 1 | North | YES | 0.01051 | 0 | 0 | 0 | 0 | 1.007 | GST | -1 | 0.031178 | 0 | 0 |  |  | 0 | 0 | -0.031178 | 0 |  |  |  |  | 0 | 0
1328 | OCOTILLO_1G | 1 | West | YES | 0.041651 | 11.6 | 0 | 58 |  | 1.01 | Wind | 1 | 0.031226 | 0 | 58 | 2.4158 | 58 |  |  | 0.031226 | 1.8111 |  |  |  |  | 0 | 0
12424 | FPLEFR2S_G | 4 | North | YES | 0.01039 | 415 | 191 | 415 | 0 | 1 | CC | -1 | 0.031298 | 415 | 415 |  |  | 4.3118 | 415 | -0.031298 | -12.9886 |  |  |  |  | 0 | 0
12414 | FPLEFR1S_G | 4 | North | YES | 0.01039 | 414 | 191 | 414 | 0 | 1 | CC | -1 | 0.031298 | 414 | 414 |  |  | 4.3015 | 414 | -0.031298 | -12.9573 |  |  |  |  | 0 | 0
12412 | FPLEFR1B_G | 2 | North | YES | 0.01039 | 164 | 72 | 164 | 0 | 1 | CC | -1 | 0.031298 | 164 | 164 |  |  | 1.704 | 164 | -0.031298 | -5.1329 |  |  |  |  | 0 | 0
12413 | FPLEFR1C_G | 3 | North | YES | 0.01039 | 164 | 72 | 164 | 0 | 1 | CC | -1 | 0.031298 | 164 | 164 |  |  | 1.704 | 164 | -0.031298 | -5.1329 |  |  |  |  | 0 | 0
12423 | FPLEFR2C_G | 3 | North | YES | 0.01039 | 163 | 72 | 163 | 0 | 1 | CC | -1 | 0.031298 | 163 | 163 |  |  | 1.6936 | 163 | -0.031298 | -5.1016 |  |  |  |  | 0 | 0
12421 | FPLEFR2A_G | 1 | North | YES | 0.01039 | 162 | 72 | 162 | 0 | 1 | CC | -1 | 0.031298 | 162 | 162 |  |  | 1.6832 | 162 | -0.031298 | -5.0703 |  |  |  |  | 0 | 0
12411 | FPLEFR1A_G | 1 | North | YES | 0.01039 | 161 | 72 | 161 | 0 | 1 | CC | -1 | 0.031298 | 161 | 161 |  |  | 1.6728 | 161 | -0.031298 | -5.039 |  |  |  |  | 0 | 0
12422 | FPLEFR2B_G | 2 | North | YES | 0.01039 | 161 | 72 | 161 | 0 | 1 | CC | -1 | 0.031298 | 161 | 161 |  |  | 1.6728 | 161 | -0.031298 | -5.039 |  |  |  |  | 0 | 0
1326 | STANTONW_8 | 1 | West | YES | 0.041749 | 20.1 | 0 | 100.5 |  | 1.01 | Wind | 1 | 0.031324 | 0 | 100.5 | 4.1958 | 100.5 |  |  | 0.031324 | 3.148 |  |  |  |  | 0 | 0
1941 | MDLTHELP_1G | 1 | North | YES | 0.010087 | 216.4 | 74 | 216.4 | 0 | 1 | CC | -1 | 0.031601 | 216.4 | 216.4 |  |  | 2.1828 | 216.4 | -0.031601 | -6.8384 |  |  |  |  | 0 | 0
1942 | MDLTHELP_2G | 2 | North | YES | 0.010087 | 216.1 | 74 | 216.1 | 0 | 1 | CC | -1 | 0.031601 | 216.1 | 216.1 |  |  | 2.1798 | 216.1 | -0.031601 | -6.8289 |  |  |  |  | 0 | 0
11147 | NOTREES_1G | 1 | West | YES | 0.042141 | 29.8 | 0 | 149 | 0 | 1.017 | Wind | 1 | 0.031716 | 0 | 149 | 6.279 | 149 |  |  | 0.031716 | 4.7256 |  |  |  |  | 0 | 0
12322 | ENNSTRAC_1G | 1 | North | YES | 0.009871 | 196 | 130 | 196 | 0 | 1.036 | CC | -1 | 0.031817 | 196 | 196 |  |  | 1.9347 | 196 | -0.031817 | -6.2361 |  |  |  |  | 0 | 0
12323 | ENNSTRAC_2G | 2 | North | YES | 0.009871 | 116 | 100 | 116 | 0 | 1.036 | CC | -1 | 0.031817 | 116 | 116 |  |  | 1.145 | 116 | -0.031817 | -3.6908 |  |  |  |  | 0 | 0
7038 | L_DELAWA1_1Y | 2 | West | YES | 0.042246 | 3 | 0 | 30 | 0 | 1 | Wind | 1 | 0.031821 | 0 | 30 | 1.2674 | 30 |  |  | 0.031821 | 0.95462 |  |  |  |  | 0 | 0
7038 | L_DELAWA1_1Y | 1 | West | YES | 0.042246 | 3.5 | 0 | 35 | 0 | 1 | Wind | 1 | 0.031821 | 0 | 35 | 1.4786 | 35 |  |  | 0.031821 | 1.1137 |  |  |  |  | 0 | 0
1002 | PBCTAGE_1G | A | West | YES | 0.042301 | 64 | 64 | 66 | 0 | 1.036 | GGT | 1 | 0.031876 | 66 | 66 | 2.7919 | 66 |  |  | 0.031876 | 2.1038 |  |  |  |  | 0 | 0
1003 | PBCTBGE_2G | B | West | YES | 0.042301 | 65 | 65 | 66 | 0 | 1.036 | GGT | 1 | 0.031876 | 66 | 66 | 2.7919 | 66 |  |  | 0.031876 | 2.1038 |  |  |  |  | 0 | 0
1004 | PBCTCGE_3G | C | West | YES | 0.042301 | 62 | 62 | 67 | 0 | 1.036 | GGT | 1 | 0.031876 | 67 | 67 | 2.8342 | 67 |  |  | 0.031876 | 2.1357 |  |  |  |  | 0 | 0
1006 | PBCTEGE_5G | E | West | YES | 0.042301 | 65 | 65 | 67 | 0 | 1.036 | GGT | 1 | 0.031876 | 67 | 67 | 2.8342 | 67 |  |  | 0.031876 | 2.1357 |  |  |  |  | 0 | 0
1005 | PBCTDGE_4G | D | West | YES | 0.042301 | 65 | 65 | 68 | 0 | 1.036 | GGT | 1 | 0.031876 | 68 | 68 | 2.8765 | 68 |  |  | 0.031876 | 2.1675 |  |  |  |  | 0 | 0
1007 | PB5GEN_6G | 5 | West | YES | 0.042301 | 91.2 | 40 | 114 | 0 | 1.036 | GST | 1 | 0.031876 | 114 | 114 | 4.8223 | 114 |  |  | 0.031876 | 3.6338 |  |  |  |  | 0 | 0
1008 | PB6GEN_7G | 6 | West | YES | 0.042301 | 515 | 130 | 515 | 0 | 1.036 | GST | 1 | 0.031876 | 515 | 515 | 21.785 | 515 |  |  | 0.031876 | 16.416 |  |  |  |  | 0 | 0
60072 | HHOLLOW41A | 1 | West | YES | 0.04283 | 23 | 0 | 115 | 0 | 1.025 | Wind | 1 | 0.032405 | 0 | 115 | 4.9254 | 115 |  |  | 0.032405 | 3.7265 |  |  |  |  | 0 | 0
60058 | BUFF_GAP1A | 1 | West | YES | 0.04283 | 24 | 0 | 120 |  | 1 | Wind | 1 | 0.032405 | 0 | 120 | 5.1396 | 120 |  |  | 0.032405 | 3.8886 |  |  |  |  | 0 | 0
60063 | BUFF_GAP1B | 1 | West | YES | 0.04283 | 34 | 0 | 170.2 | 0 | 1.02 | Wind | 1 | 0.032405 | 0 | 170.2 | 7.2897 | 170.2 |  |  | 0.032405 | 5.5153 |  |  |  |  | 0 | 0
60068 | HHOLLOW21A | 1 | West | YES | 0.04283 | 36.8 | 0 | 184 | 0 | 1.025 | Wind | 1 | 0.032405 | 0 | 184 | 7.8807 | 184 |  |  | 0.032405 | 5.9625 |  |  |  |  | 0 | 0
60066 | H_HOLLOW1A | 1 | West | YES | 0.04283 | 44.4 | 0 | 222 | 0 | 1.005 | Wind | 1 | 0.032405 | 0 | 222 | 9.5083 | 222 |  |  | 0.032405 | 7.1938 |  |  |  |  | 0 | 0
60070 | HHOLLOW31A | 1 | West | YES | 0.04283 | 44.8 | 0 | 224 | 0 | 1.025 | Wind | 1 | 0.032405 | 0 | 224 | 9.5939 | 224 |  |  | 0.032405 | 7.2586 |  |  |  |  | 0 | 0
60060 | CIRELLO | 1 | West | YES | 0.04283 | 46.6 | 0 | 233 | 0 | 1 | Wind | 1 | 0.032405 | 0 | 233 | 9.9794 | 233 |  |  | 0.032405 | 7.5503 |  |  |  |  | 0 | 0
1320 | BSP 1 | 1 | West | YES | 0.042877 | 25.5 | 2.9 | 25.8 | 0 | 1 | Cogen | 1 | 0.032452 | 0 | 0 | 0 | 0 |  |  | 0.032452 | 0 |  |  |  |  | 0 | 0
3097 | MARTLAKE_1G | 1 | North | YES | 0.009172 | 790 | 500 | 790 | 0 | 1.017 | LIGCO | -1 | 0.032516 | 0 | 790 |  |  | 0 | 0 | -0.032516 | 0 |  |  |  |  | 0 | 0
3098 | MARTLAKE_2G | 2 | North | YES | 0.009172 | 795 | 461 | 795 | 0 | 1.017 | LIGCO | -1 | 0.032516 | 0 | 795 |  |  | 0 | 0 | -0.032516 | 0 |  |  |  |  | 0 | 0
3099 | MARTLAKE_3G | 3 | North | YES | 0.009172 | 804 | 500 | 804 | 0 | 1.017 | LIGCO | -1 | 0.032516 | 0 | 804 |  |  | 0 | 0 | -0.032516 | 0 |  |  |  |  | 0 | 0
13119 | TGATEWAY_4G | 4 | North | YES | 0.009007 | 399 | 65 | 399 | 0 | 1.0232 | CC | -1 | 0.032681 | 399 | 399 |  |  | 3.5938 | 399 | -0.032681 | -13.0397 |  |  |  |  | 0 | 0
13116 | TGATEWAY_1G | 1 | North | YES | 0.009007 | 151 | 30 | 151 | 0 | 1.0232 | CC | -1 | 0.032681 | 151 | 151 |  |  | 1.3601 | 151 | -0.032681 | -4.9348 |  |  |  |  | 0 | 0
13118 | TGATEWAY_3G | 3 | North | YES | 0.009007 | 148 | 30 | 148 | 0 | 1.0232 | CC | -1 | 0.032681 | 148 | 148 |  |  | 1.333 | 148 | -0.032681 | -4.8368 |  |  |  |  | 0 | 0
13117 | TGATEWAY_2G | 2 | North | YES | 0.009007 | 130 | 30 | 130 | 0 | 1.0232 | CC | -1 | 0.032681 | 130 | 130 |  |  | 1.1709 | 130 | -0.032681 | -4.2485 |  |  |  |  | 0 | 0
3348 | CHAMPION_1G | MB | North | YES | 0.008853 | 0 | 42 | 42 |  | 1 | Cogen | -1 | 0.032835 | 0 | 0 |  |  | 0 | 0 | -0.032835 | 0 |  |  |  |  | 0 | 0
3309 | ASPN_G | 1 | North | YES | 0.008838 | 50 | 0 | 50 |  | 1 | Bio | -1 | 0.03285 | 50 | 50 |  |  | 0.4419 | 50 | -0.03285 | -1.6425 |  |  |  |  | 0 | 0
3108 | STRYKER_2G | 2 | North | YES | 0.008782 | 484 | 75 | 484 | 0 | 1.029 | GST | -1 | 0.032906 | 484 | 484 |  |  | 4.2505 | 484 | -0.032906 | -15.9264 |  |  |  |  | 0 | 0
3107 | STRYKER_1G | 1 | North | YES | 0.008782 | 145.6 | 45 | 182 | 0 | 1.029 | GST | -1 | 0.032906 | 182 | 182 |  |  | 1.5983 | 182 | -0.032906 | -5.9889 |  |  |  |  | 0 | 0
3126 | TRINIDAD_6G | 1 | North | YES | 0.008762 | 179.2 | 46 | 224 | 0 | 1 | GST | -1 | 0.032926 | 224 | 224 |  |  | 1.9627 | 224 | -0.032926 | -7.3754 |  |  |  |  | 0 | 0
13136 | CALFREST_6G | 6 | North | YES | 0.007338 | 177.5 | 40 | 177.5 | 0 | 1.031 | CC | -1 | 0.03435 | 177.5 | 177.5 |  |  | 1.3025 | 177.5 | -0.03435 | -6.0971 |  |  |  |  | 0 | 0
13135 | CALFREST_5G | 5 | North | YES | 0.007338 | 152.3 | 57 | 152.3 | 0 | 1.031 | CC | -1 | 0.03435 | 152.3 | 152.3 |  |  | 1.1176 | 152.3 | -0.03435 | -5.2315 |  |  |  |  | 0 | 0
13134 | CALFREST_4G | 4 | North | YES | 0.007338 | 151.5 | 40 | 151.5 | 0 | 1.031 | CC | -1 | 0.03435 | 151.5 | 151.5 |  |  | 1.1117 | 151.5 | -0.03435 | -5.204 |  |  |  |  | 0 | 0
13133 | CALFREST_3G | 3 | North | YES | 0.007279 | 177.4 | 40 | 177.4 | 0 | 1.031 | CC | -1 | 0.034409 | 177.4 | 177.4 |  |  | 1.2913 | 177.4 | -0.034409 | -6.1041 |  |  |  |  | 0 | 0
13132 | CALFREST_2G | 2 | North | YES | 0.007279 | 151 | 57 | 151 | 0 | 1.031 | CC | -1 | 0.034409 | 151 | 151 |  |  | 1.0991 | 151 | -0.034409 | -5.1957 |  |  |  |  | 0 | 0
13131 | CALFREST_1G | 1 | North | YES | 0.007279 | 150.7 | 40 | 150.7 | 0 | 1.031 | CC | -1 | 0.034409 | 150.7 | 150.7 |  |  | 1.0969 | 150.7 | -0.034409 | -5.1854 |  |  |  |  | 0 | 0
3381 | BBRN_1G | 1 | North | YES | 0.006949 | 618 | 225 | 618 | 0 | 1.03 | LIGCO | -1 | 0.034739 | 0 | 618 |  |  | 0 | 0 | -0.034739 | 0 |  |  |  |  | 0 | 0
3382 | BBRN_2G | 2 | North | YES | 0.006949 | 589 | 225 | 589 | 0 | 1.03 | LIGCO | -1 | 0.034739 | 0 | 589 |  |  | 0 | 0 | -0.034739 | 0 |  |  |  |  | 0 | 0
244 | WHITNYDM01 | 1 | North | YES | 0.006575 | 15 | 0 | 15 | 0 | 1.035 | Hydro | -1 | 0.035113 | 0 | 0 |  |  | 0 | 0 | -0.035113 | 0 |  |  |  |  | 0 | 0
245 | WHITNYDM02 | 2 | North | YES | 0.006575 | 15 | 0 | 15 | 0 | 1.035 | Hydro | -1 | 0.035113 | 0 | 0 |  |  | 0 | 0 | -0.035113 | 0 |  |  |  |  | 0 | 0
76031 | L_GASCCR1_1N | W1 | West | YES | 0.045803 | 30 | 0 | 150 | 0 | 1.02 | Wind | 1 | 0.035378 | 0 | 150 | 6.8704 | 150 |  |  | 0.035378 | 5.3066 |  |  |  |  | 0 | 0
1349 | WESTXWIN_1G | 1 | West | YES | 0.046047 | 1.3 | 0 | 6.6 |  | 1.014 | Wind | 1 | 0.035622 | 0 | 6.6 | 0.30391 | 6.6 |  |  | 0.035622 | 0.2351 |  |  |  |  | 0 | 0
1350 | NWPWRG1_1G | 1 | West | YES | 0.046047 | 6.9 | 1 | 34.3 |  | 1.014 | Wind | 1 | 0.035622 | 0 | 34.3 | 1.5794 | 34.3 |  |  | 0.035622 | 1.2218 |  |  |  |  | 0 | 0
60057 | CALLAHAN1A | 1 | West | YES | 0.046075 | 22.8 | 0 | 114 | 0 | 1.04 | Wind | 1 | 0.03565 | 0 | 114 | 5.2526 | 114 |  |  | 0.03565 | 4.0641 |  |  |  |  | 0 | 0
8262 | ELPS | 1 | South | YES | 0.005519 | 6 | 6 | 6 | 0 | 1.15 | Hydro | -1 | 0.036169 | 0 | 0 |  |  |  |  | -0.036169 | 0 |  |  |  |  | 0 | 0
76091 | L_DIVIDE1_1N | W1 | West | YES | 0.046851 | 22.5 | 0 | 112.5 |  | 1.02 | Wind | 1 | 0.036426 | 0 | 112.5 | 5.2707 | 112.5 |  |  | 0.036426 | 4.0979 |  |  |  |  | 0 | 0
76095 | L_CAPRSI1_1N | W1 | West | YES | 0.046851 | 29.9 | 0 | 149.5 | 0 | 1.02 | Wind | 1 | 0.036426 | 0 | 149.5 | 7.0042 | 149.5 |  |  | 0.036426 | 5.4456 |  |  |  |  | 0 | 0
76096 | L_CAPRSI1_2N | W1 | West | YES | 0.046851 | 37.2 | 0 | 186 | 0 | 1.02 | Wind | 1 | 0.036426 | 0 | 186 | 8.7143 | 186 |  |  | 0.036426 | 6.7752 |  |  |  |  | 0 | 0
76097 | L_CAPRGE1_1N | W1 | West | YES | 0.046851 | 42.9 | 0 | 214.5 | 0 | 1.02 | Wind | 1 | 0.036426 | 0 | 214.5 | 10.0495 | 214.5 |  |  | 0.036426 | 7.8133 |  |  |  |  | 0 | 0
251 | BOSQUESW803 | 2 | North | YES | 0.005242 | 150 | 0 | 150 | 0 | 1.032 | CC | -1 | 0.036446 | 150 | 150 |  |  | 0.7863 | 150 | -0.036446 | -5.4669 |  |  |  |  | 0 | 0
253 | BOSQUESW804 | 2 | North | YES | 0.005242 | 80 | 0 | 80 | 0 | 1.032 | CC | -1 | 0.036446 | 80 | 80 |  |  | 0.41936 | 80 | -0.036446 | -2.9157 |  |  |  |  | 0 | 0
60007 | KING_SW1A | 1 | West | YES | 0.047453 | 20 | 0 | 80 |  | 1.03 | Wind | 1 | 0.037028 | 0 | 80 | 3.7962 | 80 |  |  | 0.037028 | 2.9622 |  |  |  |  | 0 | 0
60019 | KING_NW1A | 1 | West | YES | 0.047453 | 20 | 0 | 80 |  | 1.03 | Wind | 1 | 0.037028 | 0 | 80 | 3.7962 | 80 |  |  | 0.037028 | 2.9622 |  |  |  |  | 0 | 0
60201 | RIO DRCS | F | West | YES | 0.047552 | 0 | 0 | 0 | 0 | 1.025 | AVR | 1 | 0.037127 | 0 | 0 | 0 | 0 |  |  | 0.037127 | 0 |  |  |  |  | 0 | 0
60005 | KING_SE1A | 1 | West | YES | 0.047681 | 10 | 0 | 40 |  | 1.035 | Wind | 1 | 0.037256 | 0 | 40 | 1.9072 | 40 |  |  | 0.037256 | 1.4902 |  |  |  |  | 0 | 0
6016 | SWMESA | 1 | West | YES | 0.047681 | 18.8 | 0 | 75 |  | 1.03 | Wind | 1 | 0.037256 | 0 | 75 | 3.5761 | 75 |  |  | 0.037256 | 2.7942 |  |  |  |  | 0 | 0
60003 | KING_NE1A | 1 | West | YES | 0.047681 | 20 | 0 | 80 |  | 1.03 | Wind | 1 | 0.037256 | 0 | 80 | 3.8145 | 80 |  |  | 0.037256 | 2.9805 |  |  |  |  | 0 | 0
60016 | WOODWRD11A | 1 | West | YES | 0.047705 | 20 | 0 | 80 |  | 1.033 | Wind | 1 | 0.03728 | 0 | 80 | 3.8164 | 80 |  |  | 0.03728 | 2.9824 |  |  |  |  | 0 | 0
38332 | TNWDWRDU2_8 | 1 | West | YES | 0.047717 | 20 | 0 | 80 | 0 | 1.0232 | Wind | 1 | 0.037292 | 0 | 80 | 3.8174 | 80 |  |  | 0.037292 | 2.9833 |  |  |  |  | 0 | 0
38437 | TNSRBNMESA9 | 1 | West | YES | 0.047766 | 37.5 | 0 | 150 | 0 | 1.02 | Wind | 1 | 0.037341 | 0 | 150 | 7.1649 | 150 |  |  | 0.037341 | 5.6011 |  |  |  |  | 0 | 0
48721 | LEG_1___1 | 1 | North | YES | 0.00417 | 827 | 357 | 827 | 0 | 1.0348 | LIGCO | -1 | 0.037518 | 0 | 827 |  |  | 0 | 0 | -0.037518 | 0 |  |  |  |  | 0 | 0
48722 | LEG_2___2 | 2 | North | YES | 0.00417 | 819 | 357 | 819 | 0 | 1.0348 | LIGCO | -1 | 0.037518 | 0 | 819 |  |  | 0 | 0 | -0.037518 | 0 |  |  |  |  | 0 | 0
238 | BOSQUESW505 | 1 | North | YES | 0.003553 | 255 | 0 | 255 | 0 | 1.02 | CC | -1 | 0.038135 | 255 | 255 |  |  | 0.90602 | 255 | -0.038135 | -9.7244 |  |  |  |  | 0 | 0
247 | BOSQUESW501 | 2 | North | YES | 0.003553 | 124.8 | 0 | 156 | 0 | 1.02 | GGT | -1 | 0.038135 | 156 | 156 |  |  | 0.55427 | 156 | -0.038135 | -5.949 |  |  |  |  | 0 | 0
239 | BOSQUESW502 | 1 | North | YES | 0.003553 | 119.2 | 0 | 149 | 0 | 1.02 | GGT | -1 | 0.038135 | 149 | 149 |  |  | 0.5294 | 149 | -0.038135 | -5.6821 |  |  |  |  | 0 | 0
39960 | TNTNPONE_18 | 1 | North | YES | 0.003173 | 152.3 | 30 | 152.3 |  | 1.04 | LIGCO | -1 | 0.038515 | 0 | 152.3 |  |  | 0 | 0 | -0.038515 | 0 |  |  |  |  | 0 | 0
39970 | TNTNPONE_28 | 1 | North | YES | 0.003173 | 153 | 30 | 153 |  | 1.04 | LIGCO | -1 | 0.038515 | 0 | 153 |  |  | 0 | 0 | -0.038515 | 0 |  |  |  |  | 0 | 0
60017 | ORNNWP1 | 1 | West | YES | 0.049166 | 20 | 0 | 80 |  | 1.027 | Wind | 1 | 0.038741 | 0 | 80 | 3.9333 | 80 |  |  | 0.038741 | 3.0993 |  |  |  |  | 0 | 0
3404 | THOUSE_2G | 2 | North | YES | 0.002539 | 807 | 250 | 807 | 0 | 1.012 | GSC | -1 | 0.039149 | 807 | 807 |  |  | 2.049 | 807 | -0.039149 | -31.5931 |  |  |  |  | 0 | 0
3403 | THOUSE_1G | 1 | North | YES | 0.002539 | 563 | 200 | 563 | 0 | 1.012 | GSC | -1 | 0.039149 | 563 | 563 |  |  | 1.4295 | 563 | -0.039149 | -22.0408 |  |  |  |  | 0 | 0
60018 | DSKY1 | 1 | West | YES | 0.049639 | 21 | 0 | 84 | 0 | 1.023 | Wind | 1 | 0.039214 | 0 | 84 | 4.1697 | 84 |  |  | 0.039214 | 3.2939 |  |  |  |  | 0 | 0
60000 | DSKY2 | 1 | West | YES | 0.050139 | 19.1 | 0 | 76.5 |  | 1.039 | Wind | 1 | 0.039714 | 0 | 76.5 | 3.8356 | 76.5 |  |  | 0.039714 | 3.0381 |  |  |  |  | 0 | 0
3417 | LAKE_CRK2_G | 2 | North | YES | 0.001624 | 177.6 | 40 | 222 | 0 | 1.029 | GST | -1 | 0.040064 | 222 | 222 |  |  | 0.36053 | 222 | -0.040064 | -8.8942 |  |  |  |  | 0 | 0
3416 | LAKE_CRK1_G | 1 | North | YES | 0.001624 | 60 | 33 | 75 |  | 1.029 | GST | -1 | 0.040064 | 75 | 75 |  |  | 0.1218 | 75 | -0.040064 | -3.0048 |  |  |  |  | 0 | 0
32798 | BRYN_TAMUGEN | 1 | North | YES | 0.000676 | 32 | 0 | 32 |  | 1.02 | GST | -1 | 0.041012 | 32 | 32 |  |  | 0.021632 | 32 | -0.041012 | -1.3124 |  |  |  |  | 0 | 0
990 | GIBN_CREK_G1 | 1 | North | YES | 0.00067 | 463 | 200 | 463 | 0 | 1.0275 | LIGCO | -1 | 0.041018 | 0 | 463 |  |  | 0 | 0 | -0.041018 | 0 |  |  |  |  | 0 | 0
32888 | BRYN_ATKINS7 | 1 | North | YES | 0.000667 | 13.6 | 4 | 17 |  | 1.028 | GGT | -1 | 0.041021 | 17 | 17 |  |  | 0.011339 | 17 | -0.041021 | -0.69735 |  |  |  |  | 0 | 0
32886 | BRYN_ATKINS3 | MB | North | YES | 0.000667 | 0 | 5 | 12 |  | 1 | GST | -1 | 0.041021 | 0 | 0 |  |  | 0 | 0 | -0.041021 | 0 |  |  |  |  | 0 | 0
32887 | BRYN_ATKINS6 | MB | North | YES | 0.000667 | 0 | 12 | 51 |  | 1.028 | GST | -1 | 0.041021 | 0 | 0 |  |  | 0 | 0 | -0.041021 | 0 |  |  |  |  | 0 | 0
32890 | BRYN_ATKINS4 | MB | North | YES | 0.000667 | 0 | 5 | 22 |  | 1.031 | GST | -1 | 0.041021 | 0 | 0 |  |  | 0 | 0 | -0.041021 | 0 |  |  |  |  | 0 | 0
32891 | BRYN_ATKINS5 | MB | North | YES | 0.000667 | 0 | 5 | 25 |  | 1.031 | GST | -1 | 0.041021 | 0 | 0 |  |  | 0 | 0 | -0.041021 | 0 |  |  |  |  | 0 | 0
32892 | BRYN_DNSBY14 | 1 | North | YES | 0.000609 | 84 | 25 | 105 | 0 | 1.035 | GST | -1 | 0.041079 | 105 | 105 |  |  | 0.063945 | 105 | -0.041079 | -4.3133 |  |  |  |  | 0 | 0
32883 | BRYN_DNSBY3 | 1 | North | YES | 0.000609 | 0 | 2 | 48 |  | 1.015 | GST | -1 | 0.041079 | 48 | 48 |  |  | 0.029232 | 48 | -0.041079 | -1.9718 |  |  |  |  | 0 | 0
32884 | BRYN_DNSBY13 | 1 | North | YES | 0.000609 | 46 | 2 | 46 | 0 | 1.015 | GST | -1 | 0.041079 | 46 | 46 |  |  | 0.028014 | 46 | -0.041079 | -1.8896 |  |  |  |  | 0 | 0
5934 | SI_RAY5 | 5 | South | YES | 0 | 0 | 10 | 15 |  | 1.035 | GST | -1 | 0.041688 | 15 | 15 |  |  |  |  | -0.041688 | -0.62532 |  |  |  |  | 0 | 0
8139 | JOS #1 | MB | South | YES | 0 | 0 | 45 | 255 |  | 1.02 | GST | -1 | 0.041688 | 0 | 0 |  |  |  |  | -0.041688 | 0 |  |  |  |  | 0 | 0
8285 | LAR #1 | MB | South | YES | 0 | 0 | 9 | 32 |  | 1.0497 | GST | -1 | 0.041688 | 0 | 0 |  |  |  |  | -0.041688 | 0 |  |  |  |  | 0 | 0
8287 | LAR #2 | MB | South | YES | 0 | 0 | 9 | 32 |  | 1.04 | GST | -1 | 0.041688 | 0 | 0 |  |  |  |  | -0.041688 | 0 |  |  |  |  | 0 | 0
8288 | LAR #3 | MB | South | YES | 0 | 0 | 25 | 105 |  | 1.04 | GST | -1 | 0.041688 | 0 | 0 |  |  |  |  | -0.041688 | 0 |  |  |  |  | 0 | 0
8388 | BATES0A | MB | South | YES | 0 | 0 | 21 | 71 |  | 1.033 | GST | -1 | 0.041688 | 0 | 0 |  |  |  |  | -0.041688 | 0 |  |  |  |  | 0 | 0
8393 | BATES0B | MB | South | YES | 0 | 0 | 25 | 110 |  | 1.03 | GST | -1 | 0.041688 | 0 | 0 |  |  |  |  | -0.041688 | 0 |  |  |  |  | 0 | 0
8437 | NUECES_B0C | MB | South | YES | 0 | 0 | 7 | 30 |  | 1.03 | GST | -1 | 0.041688 | 0 | 0 |  |  |  |  | -0.041688 | 0 |  |  |  |  | 0 | 0
8438 | NUECES_B0B | MB | South | YES | 0 | 0 | 26 | 169 |  | 1.03 | GST | -1 | 0.041688 | 0 | 0 |  |  |  |  | -0.041688 | 0 |  |  |  |  | 0 | 0
39190 | TNSLCGN1__8 | 1 | Houston | YES | 0 | 0 | 10 | 30 |  | 1.03 | Cogen | -1 | 0.041688 | 0 | 0 |  |  |  |  | -0.041688 | 0 |  |  |  |  | 0 | 0
48674 | FTR_CN4_5095 | 4 | North | YES | -0.000111 | 380 | 0 | 380 | 0 | 1.0319 | CC | -1 | 0.041799 | 380 | 380 |  |  | -0.04218 | 380 | -0.041799 | -15.8836 |  |  |  |  | 0 | 0
48672 | FTR_GT2_5110 | 2 | North | YES | -0.000111 | 159 | 0 | 159 | 0 | 1.0319 | CC | -1 | 0.041799 | 159 | 159 |  |  | -0.017649 | 159 | -0.041799 | -6.646 |  |  |  |  | 0 | 0
48673 | FTR_GT3_5085 | 3 | North | YES | -0.000111 | 158 | 0 | 158 | 0 | 1.0319 | CC | -1 | 0.041799 | 158 | 158 |  |  | -0.017538 | 158 | -0.041799 | -6.6042 |  |  |  |  | 0 | 0
48671 | FTR_GT1_5105 | 1 | North | YES | -0.000111 | 154.2 | 0 | 154.2 | 0 | 1.0319 | CC | -1 | 0.041799 | 154.2 | 154.2 |  |  | -0.017116 | 154.2 | -0.041799 | -6.4454 |  |  |  |  | 0 | 0
48591 | CHE_GT2_5030 | 2 | Houston | YES | -0.003895 | 173 | 50 | 173 | 0 | 1.029 | Cogen | -1 | 0.045583 | 0 | 0 |  |  |  |  | -0.045583 | 0 |  |  |  |  | 0 | 0
48811 | CVC_GT3_5045 | 3 | Houston | YES | -0.003895 | 156 | 91.8 | 156 | 0 | 1.029 | Cogen | -1 | 0.045583 | 0 | 0 |  |  |  |  | -0.045583 | 0 |  |  |  |  | 0 | 0
48812 | CVC_GT2_5020 | 2 | Houston | YES | -0.003895 | 158 | 91.8 | 158 | 0 | 1.029 | Cogen | -1 | 0.045583 | 0 | 0 |  |  |  |  | -0.045583 | 0 |  |  |  |  | 0 | 0
48813 | CVC_GT1_5035 | 1 | Houston | YES | -0.003895 | 160 | 91.8 | 160 | 0 | 1.029 | Cogen | -1 | 0.045583 | 0 | 0 |  |  |  |  | -0.045583 | 0 |  |  |  |  | 0 | 0
48814 | CVC_ST5_5040 | 1 | Houston | YES | -0.003895 | 162 | 91.8 | 162 | 0 | 1.029 | Cogen | -1 | 0.045583 | 0 | 0 |  |  |  |  | -0.045583 | 0 |  |  |  |  | 0 | 0
48885 | THW_5152 | B | Houston | YES | -0.004316 | 47.2 | 5 | 59 |  | 1.0319 | GGT | -1 | 0.046004 | 59 | 59 |  |  |  |  | -0.046004 | -2.7142 |  |  |  |  | 0 | 0
48887 | THW_5556 | E | Houston | YES | -0.004316 | 47.2 | 5 | 59 |  | 1.0319 | GGT | -1 | 0.046004 | 59 | 59 |  |  |  |  | -0.046004 | -2.7142 |  |  |  |  | 0 | 0
48885 | THW_5152 | A | Houston | YES | -0.004316 | 46.4 | 5 | 58 |  | 1.0319 | GGT | -1 | 0.046004 | 58 | 58 |  |  |  |  | -0.046004 | -2.6682 |  |  |  |  | 0 | 0
48886 | THW_5354 | D | Houston | YES | -0.004316 | 46.4 | 5 | 58 |  | 1.0319 | GGT | -1 | 0.046004 | 58 | 58 |  |  |  |  | -0.046004 | -2.6682 |  |  |  |  | 0 | 0
48886 | THW_5354 | C | Houston | YES | -0.004316 | 45.6 | 5 | 57 |  | 1.0319 | GGT | -1 | 0.046004 | 57 | 57 |  |  |  |  | -0.046004 | -2.6222 |  |  |  |  | 0 | 0
48887 | THW_5556 | F | Houston | YES | -0.004316 | 45.6 | 5 | 57 |  | 1.0319 | GGT | -1 | 0.046004 | 57 | 57 |  |  |  |  | -0.046004 | -2.6222 |  |  |  |  | 0 | 0
60202 | FRNDDRCS | F | West | YES | 0.056434 | 0 | 0 | 0 | 0 | 0.9985 | AVR | 1 | 0.046009 | 0 | 0 | 0 | 0 |  |  | 0.046009 | 0 |  |  |  |  | 0 | 0
48690 | GBY_GN5_5 | 5 | Houston | YES | -0.004348 | 318.4 | 81 | 398 |  | 1.0362 | GSC | -1 | 0.046036 | 398 | 398 |  |  |  |  | -0.046036 | -18.3223 |  |  |  |  | 0 | 0
48598 | BTE_ST1_8070 | 4 | Houston | YES | -0.004375 | 269.2 | 60 | 269.2 | 0 | 1.0261 | CC | -1 | 0.046063 | 269.2 | 269.2 |  |  |  |  | -0.046063 | -12.4001 |  |  |  |  | 0 | 0
48595 | BTE_GT2_8075 | 1 | Houston | YES | -0.004375 | 162.8 | 130 | 162.8 | 0 | 1.0261 | CC | -1 | 0.046063 | 162.8 | 162.8 |  |  |  |  | -0.046063 | -7.499 |  |  |  |  | 0 | 0
48596 | BTE_GT3_8045 | 2 | Houston | YES | -0.004375 | 161.4 | 130 | 161.4 | 0 | 1.0261 | CC | -1 | 0.046063 | 161.4 | 161.4 |  |  |  |  | -0.046063 | -7.4345 |  |  |  |  | 0 | 0
48597 | BTE_GT4_8055 | 3 | Houston | YES | -0.004375 | 158.9 | 130 | 158.9 | 0 | 1.0261 | CC | -1 | 0.046063 | 158.9 | 158.9 |  |  |  |  | -0.046063 | -7.3194 |  |  |  |  | 0 | 0
48583 | CBY_GT4_1 | 1 | Houston | YES | -0.004445 | 172 | 0 | 172 | 0 | 1.027 | GSC | -1 | 0.046133 | 172 | 172 |  |  |  |  | -0.046133 | -7.9349 |  |  |  |  | 0 | 0
48584 | CBY_GT4_2 | 2 | Houston | YES | -0.004445 | 172 | 0 | 172 | 0 | 1.027 | CC | -1 | 0.046133 | 172 | 172 |  |  |  |  | -0.046133 | -7.9349 |  |  |  |  | 0 | 0
48585 | CBY_ST4_1 | 3 | Houston | YES | -0.004445 | 172 | 0 | 172 | 0 | 1.027 | CC | -1 | 0.046133 | 172 | 172 |  |  |  |  | -0.046133 | -7.9349 |  |  |  |  | 0 | 0
48815 | CVC_GT4_8005 | 4 | Houston | YES | -0.004453 | 165 | 91.8 | 165 |  | 1.0362 | Cogen | -1 | 0.046141 | 0 | 0 |  |  |  |  | -0.046141 | 0 |  |  |  |  | 0 | 0
48791 | PSA_GT1_8160 | 1 | Houston | YES | -0.004475 | 52 | 20.8 | 65 | 0 | 1.0362 | Cogen | -1 | 0.046163 | 0 | 0 |  |  |  |  | -0.046163 | 0 |  |  |  |  | 0 | 0
48792 | PSA_GT2_8155 | 2 | Houston | YES | -0.004475 | 52.8 | 20.3 | 66 | 0 | 1.0362 | Cogen | -1 | 0.046163 | 0 | 0 |  |  |  |  | -0.046163 | 0 |  |  |  |  | 0 | 0
48793 | PSA_GT3_8150 | 3 | Houston | YES | -0.004475 | 56 | 20.3 | 70 | 0 | 1.0362 | Cogen | -1 | 0.046163 | 0 | 0 |  |  |  |  | -0.046163 | 0 |  |  |  |  | 0 | 0
48794 | PSA_GT4_8145 | 4 | Houston | YES | -0.004475 | 52.8 | 20.3 | 66 | 0 | 1.0362 | Cogen | -1 | 0.046163 | 0 | 0 |  |  |  |  | -0.046163 | 0 |  |  |  |  | 0 | 0
48795 | PSA_GT5_8140 | 5 | Houston | YES | -0.004475 | 51.2 | 20.3 | 64 | 0 | 1.0362 | Cogen | -1 | 0.046163 | 0 | 0 |  |  |  |  | -0.046163 | 0 |  |  |  |  | 0 | 0
48796 | PSA_GN1_8165 | 1 | Houston | YES | -0.004475 | 83.2 | 43.1 | 104 | 0 | 1.0362 | Cogen | -1 | 0.046163 | 0 | 0 |  |  |  |  | -0.046163 | 0 |  |  |  |  | 0 | 0
48797 | PSA_GT6_8135 | 6 | Houston | YES | -0.004475 | 47.2 | 34.5 | 59 | 0 | 1.0362 | Cogen | -1 | 0.046163 | 0 | 0 |  |  |  |  | -0.046163 | 0 |  |  |  |  | 0 | 0
48581 | CBY_GN1_1 | 1 | Houston | YES | -0.00448 | 595.2 | 108 | 744 | 0 | 1.0435 | GSC | -1 | 0.046168 | 744 | 744 |  |  |  |  | -0.046168 | -34.3489 |  |  |  |  | 0 | 0
48651 | EP_1_2 | 1 | Houston | YES | -0.004481 | 4 | 0 | 5 | 0 | 1.0362 | Cogen | -1 | 0.046169 | 0 | 0 |  |  |  |  | -0.046169 | 0 |  |  |  |  | 0 | 0
48651 | EP_1_2 | 2 | Houston | YES | -0.004481 | 17.7 | 10 | 21 | 0 | 1.0362 | Cogen | -1 | 0.046169 | 0 | 0 |  |  |  |  | -0.046169 | 0 |  |  |  |  | 0 | 0
48940 | WARVUE_GT1 | G1 | Houston | YES | -0.004481 | 15 | 0 | 15 |  | 1.021 | Cogen | -1 | 0.046169 | 0 | 0 |  |  |  |  | -0.046169 | 0 |  |  |  |  | 0 | 0
48883 | THW_GT1_GT_1 | B2 | Houston | YES | -0.004522 | 0 | 0 | 12 |  | 1.043 | GGT | -1 | 0.04621 | 12 | 12 |  |  |  |  | -0.04621 | -0.55452 |  |  |  |  | 0 | 0
49803 | EXN_15GT | 1 | Houston | YES | -0.004522 | 33 | 8.3 | 34 |  | 1.0326 | Cogen | -1 | 0.04621 | 0 | 0 |  |  |  |  | -0.04621 | 0 |  |  |  |  | 0 | 0
49804 | EXN_16GT | 2 | Houston | YES | -0.004522 | 32 | 8.3 | 34.7 |  | 1.0326 | Cogen | -1 | 0.04621 | 0 | 0 |  |  |  |  | -0.04621 | 0 |  |  |  |  | 0 | 0
49805 | EXN_17GT | 3 | Houston | YES | -0.004522 | 31 | 8.3 | 32.7 |  | 1.0326 | Cogen | -1 | 0.04621 | 0 | 0 |  |  |  |  | -0.04621 | 0 |  |  |  |  | 0 | 0
49826 | EXN938GT | 5 | Houston | YES | -0.004522 | 43 | 9.2 | 45.9 |  | 1.0326 | Cogen | -1 | 0.04621 | 0 | 0 |  |  |  |  | -0.04621 | 0 |  |  |  |  | 0 | 0
49828 | EXN941GT | 10 | Houston | YES | -0.004522 | 17.7 | 5.4 | 17.7 | 0 | 1.0326 | Cogen | -1 | 0.04621 | 0 | 0 |  |  |  |  | -0.04621 | 0 |  |  |  |  | 0 | 0
49829 | EXN942GT | 11 | Houston | YES | -0.004522 | 20 | 5.4 | 20.4 | 0 | 1.0326 | Cogen | -1 | 0.04621 | 0 | 0 |  |  |  |  | -0.04621 | 0 |  |  |  |  | 0 | 0
49830 | EXN943GT | 12 | Houston | YES | -0.004522 | 19 | 5.4 | 19.9 | 0 | 1.0326 | Cogen | -1 | 0.04621 | 0 | 0 |  |  |  |  | -0.04621 | 0 |  |  |  |  | 0 | 0
49831 | EXN944GT | 13 | Houston | YES | -0.004522 | 33 | 5.4 | 35 | 0 | 1.0326 | Cogen | -1 | 0.04621 | 0 | 0 |  |  |  |  | -0.04621 | 0 |  |  |  |  | 0 | 0
49832 | EXN945GT | 9 | Houston | YES | -0.004522 | 18.5 | 9.2 | 18.5 |  | 1.0326 | Cogen | -1 | 0.04621 | 0 | 0 |  |  |  |  | -0.04621 | 0 |  |  |  |  | 0 | 0
49837 | EXN_GT | 4 | Houston | YES | -0.004522 | 81 | 21.3 | 85.4 |  | 1.0326 | Cogen | -1 | 0.04621 | 0 | 0 |  |  |  |  | -0.04621 | 0 |  |  |  |  | 0 | 0
49838 | EXN_14GT | 14 | Houston | YES | -0.004522 | 140 | 0 | 148 |  | 1.0326 | Cogen | -1 | 0.04621 | 0 | 0 |  |  |  |  | -0.04621 | 0 |  |  |  |  | 0 | 0
48582 | CBY_GN2_2 | 2 | Houston | YES | -0.004564 | 596.8 | 110 | 746 | 0 | 1.0435 | GSC | -1 | 0.046252 | 746 | 746 |  |  |  |  | -0.046252 | -34.5039 |  |  |  |  | 0 | 0
48874 | THW_ST4_ST_4 | 4 | Houston | YES | -0.004614 | 108 | 19 | 108 | 0 | 1.0435 | CC | -1 | 0.046302 | 108 | 108 |  |  |  |  | -0.046302 | -5.0006 |  |  |  |  | 0 | 0
48873 | THW_ST3_ST_3 | 3 | Houston | YES | -0.004614 | 107 | 19 | 107 | 0 | 1.0435 | CC | -1 | 0.046302 | 107 | 107 |  |  |  |  | -0.046302 | -4.9543 |  |  |  |  | 0 | 0
48881 | THW_4344 | G | Houston | YES | -0.004614 | 58 | 5 | 58 | 0 | 1.0435 | CC | -1 | 0.046302 | 58 | 58 |  |  |  |  | -0.046302 | -2.6855 |  |  |  |  | 0 | 0
48881 | THW_4344 | H | Houston | YES | -0.004614 | 58 | 5 | 58 | 0 | 1.0435 | CC | -1 | 0.046302 | 58 | 58 |  |  |  |  | -0.046302 | -2.6855 |  |  |  |  | 0 | 0
48877 | THW_3334 | D | Houston | YES | -0.004614 | 57 | 5 | 57 | 0 | 1.0435 | CC | -1 | 0.046302 | 57 | 57 |  |  |  |  | -0.046302 | -2.6392 |  |  |  |  | 0 | 0
48879 | THW_4142 | E | Houston | YES | -0.004614 | 56 | 5 | 56 | 0 | 1.0435 | CC | -1 | 0.046302 | 56 | 56 |  |  |  |  | -0.046302 | -2.5929 |  |  |  |  | 0 | 0
48875 | THW_3132 | A | Houston | YES | -0.004614 | 55 | 5 | 55 | 0 | 1.0435 | CC | -1 | 0.046302 | 55 | 55 |  |  |  |  | -0.046302 | -2.5466 |  |  |  |  | 0 | 0
48877 | THW_3334 | C | Houston | YES | -0.004614 | 55 | 5 | 55 | 0 | 1.0435 | CC | -1 | 0.046302 | 55 | 55 |  |  |  |  | -0.046302 | -2.5466 |  |  |  |  | 0 | 0
48879 | THW_4142 | F | Houston | YES | -0.004614 | 55 | 5 | 55 | 0 | 1.0435 | CC | -1 | 0.046302 | 55 | 55 |  |  |  |  | -0.046302 | -2.5466 |  |  |  |  | 0 | 0
48875 | THW_3132 | B | Houston | YES | -0.004614 | 53 | 5 | 53 | 0 | 1.0435 | CC | -1 | 0.046302 | 53 | 53 |  |  |  |  | -0.046302 | -2.454 |  |  |  |  | 0 | 0
48593 | CHE_GT1_8015 | 1 | Houston | YES | -0.004697 | 173 | 50 | 173 | 0 | 1.0362 | Cogen | -1 | 0.046385 | 0 | 0 |  |  |  |  | -0.046385 | 0 |  |  |  |  | 0 | 0
48594 | CHE_GN4_8025 | 4 | Houston | YES | -0.004697 | 142 | 60 | 142 | 0 | 1.0362 | Cogen | -1 | 0.046385 | 0 | 0 |  |  |  |  | -0.046385 | 0 |  |  |  |  | 0 | 0
48511 | LPE_GT1_8070 | 1 | Houston | YES | -0.00471 | 42 | 0 | 42 | 0 | 1.0362 | GGT | -1 | 0.046398 | 42 | 42 |  |  |  |  | -0.046398 | -1.9487 |  |  |  |  | 0 | 0
48512 | LPE_GT2_8075 | 2 | Houston | YES | -0.00471 | 42 | 0 | 42 | 0 | 1.0362 | GGT | -1 | 0.046398 | 42 | 42 |  |  |  |  | -0.046398 | -1.9487 |  |  |  |  | 0 | 0
48513 | LPE_GT3_8080 | 3 | Houston | YES | -0.00471 | 39 | 0 | 39 | 0 | 1.0362 | GGT | -1 | 0.046398 | 39 | 39 |  |  |  |  | -0.046398 | -1.8095 |  |  |  |  | 0 | 0
48514 | LPE_GT4_8085 | 4 | Houston | YES | -0.00471 | 39 | 0 | 39 | 0 | 1.0362 | GGT | -1 | 0.046398 | 39 | 39 |  |  |  |  | -0.046398 | -1.8095 |  |  |  |  | 0 | 0
48500 | APD_GT1_8005 | 1 | Houston | YES | -0.004717 | 137.6 | 54.6 | 137.6 | 0 | 1.0362 | Cogen | -1 | 0.046405 | 0 | 0 |  |  |  |  | -0.046405 | 0 |  |  |  |  | 0 | 0
48820 | SHELLG1_3015 | 1 | Houston | YES | -0.004773 | 71 | 34.5 | 71 |  | 1.029 | Cogen | -1 | 0.046461 | 0 | 0 |  |  |  |  | -0.046461 | 0 |  |  |  |  | 0 | 0
48821 | SHELLG2 | 2 | Houston | YES | -0.004773 | 72 | 34.5 | 72 |  | 1.029 | Cogen | -1 | 0.046461 | 0 | 0 |  |  |  |  | -0.046461 | 0 |  |  |  |  | 0 | 0
48822 | SHELLG3_3020 | 2 | Houston | YES | -0.004773 | 30 | 0 | 30 |  | 1.029 | Cogen | -1 | 0.046461 | 0 | 0 |  |  |  |  | -0.046461 | 0 |  |  |  |  | 0 | 0
48822 | SHELLG3_3020 | 1 | Houston | YES | -0.004773 | 39 | 0 | 39 |  | 1.029 | Cogen | -1 | 0.046461 | 0 | 0 |  |  |  |  | -0.046461 | 0 |  |  |  |  | 0 | 0
48740 | PSG_GN2_8050 | 1 | Houston | YES | -0.00481 | 182 | 60 | 182 | 0 | 1.0326 | Cogen | -1 | 0.046498 | 0 | 0 |  |  |  |  | -0.046498 | 0 |  |  |  |  | 0 | 0
48741 | PSG_GT2_8040 | 1 | Houston | YES | -0.00481 | 158.6 | 50 | 158.6 | 0 | 1.0326 | Cogen | -1 | 0.046498 | 0 | 0 |  |  |  |  | -0.046498 | 0 |  |  |  |  | 0 | 0
48742 | PSG_GT3_8060 | 1 | Houston | YES | -0.00481 | 157 | 50 | 157 | 0 | 1.0326 | Cogen | -1 | 0.046498 | 0 | 0 |  |  |  |  | -0.046498 | 0 |  |  |  |  | 0 | 0
48854 | SRB_GN4_4 | 4 | Houston | YES | -0.004811 | 182.4 | 35 | 228 | 0 | 1.0326 | GST | -1 | 0.046499 | 228 | 228 |  |  |  |  | -0.046499 | -10.6017 |  |  |  |  | 0 | 0
48845 | SOL_GT1 | 1 | Houston | YES | -0.004812 | 16.2 | 15.4 | 16.2 |  | 1.0326 | Solar | -1 | 0.0465 | 16.2 | 16.2 |  |  |  |  | -0.0465 | -0.7533 |  |  |  |  | 0 | 0
48611 | DIB_GT1_8080 | 1 | Houston | YES | -0.004812 | 64 | 0 | 64 | 0 | 1.0326 | Cogen | -1 | 0.0465 | 0 | 0 |  |  |  |  | -0.0465 | 0 |  |  |  |  | 0 | 0
48612 | DIB_GT2_8075 | 2 | Houston | YES | -0.004812 | 63.2 | 0 | 63.2 | 0 | 1.0326 | Cogen | -1 | 0.0465 | 0 | 0 |  |  |  |  | -0.0465 | 0 |  |  |  |  | 0 | 0
48613 | DIB_ST1_8085 | 3 | Houston | YES | -0.004812 | 67.9 | 30 | 82.6 | 0 | 1.0326 | Cogen | -1 | 0.0465 | 0 | 0 |  |  |  |  | -0.0465 | 0 |  |  |  |  | 0 | 0
48614 | DIB_GT3_8090 | 4 | Houston | YES | -0.004812 | 73.6 | 15 | 73.6 | 0 | 1.0326 | Cogen | -1 | 0.0465 | 0 | 0 |  |  |  |  | -0.0465 | 0 |  |  |  |  | 0 | 0
48853 | SRB_GN3_3 | 3 | Houston | YES | -0.004813 | 170.4 | 35 | 213 |  | 1.0326 | GST | -1 | 0.046501 | 213 | 213 |  |  |  |  | -0.046501 | -9.9047 |  |  |  |  | 0 | 0
48551 | CAL_GT1_8045 | 1 | Houston | YES | -0.004819 | 149 | 0 | 149 | 0 | 1.0326 | Cogen | -1 | 0.046507 | 0 | 0 |  |  |  |  | -0.046507 | 0 |  |  |  |  | 0 | 0
48552 | CAL_ST1_8000 | 2 | Houston | YES | -0.004819 | 65.1 | 0 | 65.1 | 0 | 1.0326 | Cogen | -1 | 0.046507 | 0 | 0 |  |  |  |  | -0.046507 | 0 |  |  |  |  | 0 | 0
48851 | SRB_GN1_1 | 1 | Houston | YES | -0.00482 | 132 | 26 | 165 | 0 | 1.0217 | GST | -1 | 0.046508 | 165 | 165 |  |  |  |  | -0.046508 | -7.6738 |  |  |  |  | 0 | 0
48852 | SRB_GN2_2 | 2 | Houston | YES | -0.004822 | 140.8 | 26 | 176 | 0 | 1.0217 | GST | -1 | 0.04651 | 176 | 176 |  |  |  |  | -0.04651 | -8.1857 |  |  |  |  | 0 | 0
48855 | SRB_GT211035 | B1 | Houston | YES | -0.004823 | 0 | 0 | 18 |  | 1.014 | GGT | -1 | 0.046511 | 18 | 18 |  |  |  |  | -0.046511 | -0.8372 |  |  |  |  | 0 | 0
48855 | SRB_GT211035 | B2 | Houston | YES | -0.004823 | 0 | 0 | 12 |  | 1.014 | GGT | -1 | 0.046511 | 12 | 12 |  |  |  |  | -0.046511 | -0.55813 |  |  |  |  | 0 | 0
48761 | PR_GT1__9040 | 1 | Houston | YES | -0.004849 | 26 | 0 | 35 |  | 1 | Cogen | -1 | 0.046537 | 0 | 0 |  |  |  |  | -0.046537 | 0 |  |  |  |  | 0 | 0
48645 | DPEC_ST55065 | 5 | Houston | YES | -0.004882 | 282 | 0 | 282 | 0 | 1.0319 | CC | -1 | 0.04657 | 282 | 282 |  |  |  |  | -0.04657 | -13.1327 |  |  |  |  | 0 | 0
48641 | DPEC_GT15040 | 1 | Houston | YES | -0.004882 | 163.2 | 98 | 163.2 | 0 | 1.0319 | CC | -1 | 0.04657 | 163.2 | 163.2 |  |  |  |  | -0.04657 | -7.6002 |  |  |  |  | 0 | 0
48643 | DPEC_GT35010 | 3 | Houston | YES | -0.004882 | 157.5 | 98 | 157.5 | 0 | 1.0319 | CC | -1 | 0.04657 | 157.5 | 157.5 |  |  |  |  | -0.04657 | -7.3348 |  |  |  |  | 0 | 0
48642 | DPEC_GT25025 | 2 | Houston | YES | -0.004882 | 157.1 | 98 | 157.1 | 0 | 1.0319 | CC | -1 | 0.04657 | 157.1 | 157.1 |  |  |  |  | -0.04657 | -7.3161 |  |  |  |  | 0 | 0
48644 | DPEC_GT45070 | 4 | Houston | YES | -0.004882 | 157 | 98 | 157 | 0 | 1.0319 | CC | -1 | 0.04657 | 157 | 157 |  |  |  |  | -0.04657 | -7.3115 |  |  |  |  | 0 | 0
48841 | SJS_GT1_GT1 | 1 | Houston | YES | -0.004905 | 62.4 | 49 | 78 | 0 | 1.0362 | Cogen | -1 | 0.046593 | 0 | 0 |  |  |  |  | -0.046593 | 0 |  |  |  |  | 0 | 0
48842 | SJS_GT2_GT2 | 2 | Houston | YES | -0.004905 | 64.8 | 49 | 81 | 0 | 1.0362 | Cogen | -1 | 0.046593 | 0 | 0 |  |  |  |  | -0.046593 | 0 |  |  |  |  | 0 | 0
48693 | GBY_83841065 | E | Houston | YES | -0.004929 | 45.6 | 20 | 57 | 0 | 1.0362 | GGT | -1 | 0.046617 | 57 | 57 |  |  |  |  | -0.046617 | -2.6572 |  |  |  |  | 0 | 0
48692 | GBY_81821075 | D | Houston | YES | -0.004929 | 44 | 20 | 55 | 0 | 1.0362 | GGT | -1 | 0.046617 | 55 | 55 |  |  |  |  | -0.046617 | -2.5639 |  |  |  |  | 0 | 0
48693 | GBY_83841065 | F | Houston | YES | -0.004929 | 43.2 | 20 | 54 | 0 | 1.0362 | GGT | -1 | 0.046617 | 54 | 54 |  |  |  |  | -0.046617 | -2.5173 |  |  |  |  | 0 | 0
48691 | GBY_73741085 | B | Houston | YES | -0.004929 | 37.6 | 20 | 47 | 0 | 1.0362 | GGT | -1 | 0.046617 | 47 | 47 |  |  |  |  | -0.046617 | -2.191 |  |  |  |  | 0 | 0
48691 | GBY_73741085 | A | Houston | YES | -0.004929 | 37.6 | 20 | 47 | 0 | 1.0362 | GGT | -1 | 0.046617 | 47 | 47 |  |  |  |  | -0.046617 | -2.191 |  |  |  |  | 0 | 0
48692 | GBY_81821075 | C | Houston | YES | -0.004929 | 37.6 | 20 | 47 | 0 | 1.0362 | GGT | -1 | 0.046617 | 47 | 47 |  |  |  |  | -0.046617 | -2.191 |  |  |  |  | 0 | 0
48531 | BYU_GT1_8075 | 1 | Houston | YES | -0.005014 | 65 | 0 | 65 |  | 1.0362 | Cogen | -1 | 0.046702 | 0 | 0 |  |  |  |  | -0.046702 | 0 |  |  |  |  | 0 | 0
48532 | BYU_GT2_8055 | 2 | Houston | YES | -0.005014 | 62 | 0 | 62 |  | 1.0362 | Cogen | -1 | 0.046702 | 0 | 0 |  |  |  |  | -0.046702 | 0 |  |  |  |  | 0 | 0
48533 | BYU_GT3_8060 | 3 | Houston | YES | -0.005014 | 67 | 0 | 67 |  | 1.0362 | Cogen | -1 | 0.046702 | 0 | 0 |  |  |  |  | -0.046702 | 0 |  |  |  |  | 0 | 0
48534 | BYU_GT4_8065 | 4 | Houston | YES | -0.005014 | 65 | 0 | 65 |  | 1.0362 | Cogen | -1 | 0.046702 | 0 | 0 |  |  |  |  | -0.046702 | 0 |  |  |  |  | 0 | 0
48561 | CTL_GT2_8130 | 1 | Houston | YES | -0.005071 | 73.5 | 30.3 | 91.9 |  | 1.0362 | Cogen | -1 | 0.046759 | 0 | 0 |  |  |  |  | -0.046759 | 0 |  |  |  |  | 0 | 0
48562 | CTL_GT3_8135 | 2 | Houston | YES | -0.005071 | 70.1 | 30.3 | 87.6 |  | 1.0362 | Cogen | -1 | 0.046759 | 0 | 0 |  |  |  |  | -0.046759 | 0 |  |  |  |  | 0 | 0
48563 | CTL_GT4_8140 | 3 | Houston | YES | -0.005071 | 69.6 | 30.3 | 87 |  | 1.0362 | Cogen | -1 | 0.046759 | 0 | 0 |  |  |  |  | -0.046759 | 0 |  |  |  |  | 0 | 0
48564 | CTL_GN1_8145 | 4 | Houston | YES | -0.005071 | 43.6 | 12.9 | 54.5 |  | 1.0362 | Cogen | -1 | 0.046759 | 0 | 0 |  |  |  |  | -0.046759 | 0 |  |  |  |  | 0 | 0
48565 | CTL_GN2_8155 | 5 | Houston | YES | -0.005071 | 9.8 | 3.4 | 12.2 |  | 1.0362 | Cogen | -1 | 0.046759 | 0 | 0 |  |  |  |  | -0.046759 | 0 |  |  |  |  | 0 | 0
48772 | PHR_GN2_2 | MB | Houston | YES | -0.005223 | 0 | 72 | 459 |  | 1.0362 | GSC | -1 | 0.046911 | 0 | 0 |  |  |  |  | -0.046911 | 0 |  |  |  |  | 0 | 0
38580 | TNBP_CGN1_8 | 1 | Houston | YES | -0.00544 | 70.8 | 0 | 70.8 | 0 | 1.005 | Cogen | -1 | 0.047128 | 0 | 0 |  |  |  |  | -0.047128 | 0 |  |  |  |  | 0 | 0
38590 | TNBP_CGN2_8 | 2 | Houston | YES | -0.00544 | 66.7 | 0 | 66.7 | 0 | 1.005 | Cogen | -1 | 0.047128 | 0 | 0 |  |  |  |  | -0.047128 | 0 |  |  |  |  | 0 | 0
38600 | TNBP_CGN3_8 | 5 | Houston | YES | -0.00544 | 53 | 0 | 53 | 0 | 1.005 | Cogen | -1 | 0.047128 | 0 | 0 |  |  |  |  | -0.047128 | 0 |  |  |  |  | 0 | 0
38611 | TNBPAMCG1_8 | 1 | Houston | YES | -0.00544 | 153.2 | 0 | 153.2 | 0 | 1.005 | Cogen | -1 | 0.047128 | 0 | 0 |  |  |  |  | -0.047128 | 0 |  |  |  |  | 0 | 0
38612 | TNBPAMCG2_8 | 2 | Houston | YES | -0.00544 | 153.5 | 0 | 153.5 | 0 | 1.005 | Cogen | -1 | 0.047128 | 0 | 0 |  |  |  |  | -0.047128 | 0 |  |  |  |  | 0 | 0
38613 | TNBPAMCG3_8 | 3 | Houston | YES | -0.00544 | 152.3 | 0 | 152.3 | 0 | 1.005 | Cogen | -1 | 0.047128 | 0 | 0 |  |  |  |  | -0.047128 | 0 |  |  |  |  | 0 | 0
38614 | TNBPAMCG4_8 | 4 | Houston | YES | -0.00544 | 96 | 0 | 96 |  | 1.005 | Cogen | -1 | 0.047128 | 0 | 0 |  |  |  |  | -0.047128 | 0 |  |  |  |  | 0 | 0
38615 | TNBPAMCG5_8 | 1 | Houston | YES | -0.00544 | 244 | 0 | 244 | 0 | 1.005 | Cogen | -1 | 0.047128 | 0 | 0 |  |  |  |  | -0.047128 | 0 |  |  |  |  | 0 | 0
38690 | TNBP_CGN4_8 | 3 | Houston | YES | -0.00544 | 40 | 0 | 40 |  | 1.005 | Cogen | -1 | 0.047128 | 0 | 0 |  |  |  |  | -0.047128 | 0 |  |  |  |  | 0 | 0
38711 | TNTXCTY1CG8 | 1 | Houston | YES | -0.00544 | 100.3 | 59 | 100.3 | 0 | 1 | Cogen | -1 | 0.047128 | 0 | 0 |  |  |  |  | -0.047128 | 0 |  |  |  |  | 0 | 0
38712 | TNTXCTY2CG8 | 1 | Houston | YES | -0.00544 | 92.9 | 59 | 92.9 | 0 | 1 | Cogen | -1 | 0.047128 | 0 | 0 |  |  |  |  | -0.047128 | 0 |  |  |  |  | 0 | 0
38713 | TNTXCTY3CG8 | 1 | Houston | YES | -0.00544 | 102.7 | 59 | 102.7 | 0 | 1 | Cogen | -1 | 0.047128 | 0 | 0 |  |  |  |  | -0.047128 | 0 |  |  |  |  | 0 | 0
38714 | TNTXCTY4CG8 | 1 | Houston | YES | -0.00544 | 103 | 59 | 103 | 0 | 1 | Cogen | -1 | 0.047128 | 0 | 0 |  |  |  |  | -0.047128 | 0 |  |  |  |  | 0 | 0
39470 | TNDOWCGNSG8 | 1 | Houston | YES | -0.00544 | 32 | 10 | 32 | 0 | 0.985 | Cogen | -1 | 0.047128 | 0 | 0 |  |  |  |  | -0.047128 | 0 |  |  |  |  | 0 | 0
39480 | TNDOWCGNGG8 | 1 | Houston | YES | -0.00544 | 30 | 10 | 30 | 0 | 0.985 | Cogen | -1 | 0.047128 | 0 | 0 |  |  |  |  | -0.047128 | 0 |  |  |  |  | 0 | 0
48924 | WAP_GN4_4 | 4 | Houston | YES | -0.005894 | 546 | 217 | 546 | 0 | 1.0362 | GSC | -1 | 0.047582 | 546 | 546 |  |  |  |  | -0.047582 | -25.9797 |  |  |  |  | 0 | 0
48923 | WAP_GN3_3 | 3 | Houston | YES | -0.005894 | 198.4 | 93 | 248 | 0 | 1.0362 | GST | -1 | 0.047582 | 248 | 248 |  |  |  |  | -0.047582 | -11.8003 |  |  |  |  | 0 | 0
48921 | WAP_GN1_1 | 1 | Houston | YES | -0.005894 | 132.8 | 37 | 166 | 0 | 1.0362 | GST | -1 | 0.047582 | 166 | 166 |  |  |  |  | -0.047582 | -7.8986 |  |  |  |  | 0 | 0
48922 | WAP_GN2_2 | 2 | Houston | YES | -0.005894 | 132.8 | 37 | 166 | 0 | 1.0362 | GST | -1 | 0.047582 | 166 | 166 |  |  |  |  | -0.047582 | -7.8986 |  |  |  |  | 0 | 0
48929 | WAPGT21_GT1 | B1 | Houston | YES | -0.005894 | 0 | 0 | 13 |  | 1.05 | GGT | -1 | 0.047582 | 13 | 13 |  |  |  |  | -0.047582 | -0.61856 |  |  |  |  | 0 | 0
48925 | WAP_GN5_5 | 5 | Houston | YES | -0.005894 | 626.3 | 278 | 654 | 0 | 0.985 | LIGCO | -1 | 0.047582 | 0 | 654 |  |  |  |  | -0.047582 | 0 |  |  |  |  | 0 | 0
48510 | AK_GT1__8040 | 1 | Houston | YES | -0.005965 | 33.4 | 8.1 | 34 |  | 1.029 | Cogen | -1 | 0.047653 | 0 | 0 |  |  |  |  | -0.047653 | 0 |  |  |  |  | 0 | 0
48523 | BVE_ST1_GN1 | 3 | Houston | YES | -0.006051 | 252.4 | 0 | 252.4 |  | 1.035 | CC | -1 | 0.047739 | 252.4 | 252.4 |  |  |  |  | -0.047739 | -12.0493 |  |  |  |  | 0 | 0
48521 | BVE_GT1_GT1 | 1 | Houston | YES | -0.006051 | 167.7 | 0 | 167.7 |  | 1.035 | CC | -1 | 0.047739 | 167.7 | 167.7 |  |  |  |  | -0.047739 | -8.0058 |  |  |  |  | 0 | 0
48522 | BVE_GT2_5035 | 2 | Houston | YES | -0.006051 | 166.4 | 0 | 166.4 |  | 1.035 | CC | -1 | 0.047739 | 166.4 | 166.4 |  |  |  |  | -0.047739 | -7.9437 |  |  |  |  | 0 | 0
48926 | WAP_GN6_6 | 6 | Houston | YES | -0.006057 | 651 | 280 | 651 |  | 1.035 | LIGCO | -1 | 0.047745 | 0 | 651 |  |  |  |  | -0.047745 | 0 |  |  |  |  | 0 | 0
48927 | WAP_GN7_7 | 7 | Houston | YES | -0.006057 | 564 | 277 | 564 |  | 1.035 | LIGCO | -1 | 0.047745 | 0 | 564 |  |  |  |  | -0.047745 | 0 |  |  |  |  | 0 | 0
48928 | WAP_GN8_8 | 8 | Houston | YES | -0.006057 | 603 | 275 | 603 |  | 1.035 | LIGCO | -1 | 0.047745 | 0 | 603 |  |  |  |  | -0.047745 | 0 |  |  |  |  | 0 | 0
48730 | MNS_GT | 1 | Houston | YES | -0.006084 | 43 | 0 | 46.1 |  | 1.029 | Cogen | -1 | 0.047772 | 0 | 0 |  |  |  |  | -0.047772 | 0 |  |  |  |  | 0 | 0
39760 | TNSCLP1___8 | 1 | Houston | YES | -0.006863 | 93.4 | 20 | 116.8 | 0 | 1.04 | Cogen | -1 | 0.048551 | 0 | 0 |  |  |  |  | -0.048551 | 0 |  |  |  |  | 0 | 0
39770 | TNSCLP2___8 | 1 | Houston | YES | -0.006863 | 91.6 | 20 | 114.5 | 0 | 1.04 | Cogen | -1 | 0.048551 | 0 | 0 |  |  |  |  | -0.048551 | 0 |  |  |  |  | 0 | 0
39775 | TNSCLP4___8 | 1 | Houston | YES | -0.006863 | 95.2 | 20 | 119 | 0 | 1.04 | Cogen | -1 | 0.048551 | 0 | 0 |  |  |  |  | -0.048551 | 0 |  |  |  |  | 0 | 0
39790 | TNSCLP3___8 | 1 | Houston | YES | -0.006863 | 87.6 | 20 | 109.5 | 0 | 1.027 | Cogen | -1 | 0.048551 | 0 | 0 |  |  |  |  | -0.048551 | 0 |  |  |  |  | 0 | 0
48520 | BSF_GT1_8070 | 1 | Houston | YES | -0.007119 | 72 | 0 | 72 | 0 | 1.0326 | Cogen | -1 | 0.048807 | 0 | 0 |  |  |  |  | -0.048807 | 0 |  |  |  |  | 0 | 0
48520 | BSF_GT1_8070 | 2 | Houston | YES | -0.007119 | 10 | 0 | 10 | 0 | 1.0326 | Cogen | -1 | 0.048807 | 0 | 0 |  |  |  |  | -0.048807 | 0 |  |  |  |  | 0 | 0
49851 | DOW17000 | 37 | Houston | YES | -0.007428 | 39 | 0 | 62 | 0 | 1 | Cogen | -1 | 0.049116 | 0 | 0 |  |  |  |  | -0.049116 | 0 |  |  |  |  | 0 | 0
49858 | DOW38100 | 31 | Houston | YES | -0.007428 | 45 | 0 | 71.4 |  | 1 | Cogen | -1 | 0.049116 | 0 | 0 |  |  |  |  | -0.049116 | 0 |  |  |  |  | 0 | 0
49859 | DOW38200 | 33 | Houston | YES | -0.007428 | 28 | 0 | 45 | 0 | 1 | Cogen | -1 | 0.049116 | 0 | 0 |  |  |  |  | -0.049116 | 0 |  |  |  |  | 0 | 0
49860 | DOW38300 | 32 | Houston | YES | -0.007428 | 63 | 0 | 101 |  | 1 | Cogen | -1 | 0.049116 | 0 | 0 |  |  |  |  | -0.049116 | 0 |  |  |  |  | 0 | 0
49862 | DOW39100 | 36 | Houston | YES | -0.007428 | 54 | 0 | 86 | 0 | 1 | Cogen | -1 | 0.049116 | 0 | 0 |  |  |  |  | -0.049116 | 0 |  |  |  |  | 0 | 0
49863 | DOW39200 | 35 | Houston | YES | -0.007428 | 55 | 0 | 88 | 0 | 1 | Cogen | -1 | 0.049116 | 0 | 0 |  |  |  |  | -0.049116 | 0 |  |  |  |  | 0 | 0
49865 | DOW41000 | 41 | Houston | YES | -0.007428 | 31 | 0 | 50 |  | 1 | Cogen | -1 | 0.049116 | 0 | 0 |  |  |  |  | -0.049116 | 0 |  |  |  |  | 0 | 0
49866 | DOW42000 | 42 | Houston | YES | -0.007428 | 11 | 0 | 18 |  | 1 | Cogen | -1 | 0.049116 | 0 | 0 |  |  |  |  | -0.049116 | 0 |  |  |  |  | 0 | 0
49869 | DOW49000 | 45 | Houston | YES | -0.007428 | 59 | 0 | 94 |  | 1 | Cogen | -1 | 0.049116 | 0 | 0 |  |  |  |  | -0.049116 | 0 |  |  |  |  | 0 | 0
49870 | DOW61000 | 61 | Houston | YES | -0.007428 | 44 | 0 | 70 | 0 | 1 | Cogen | -1 | 0.049116 | 0 | 0 |  |  |  |  | -0.049116 | 0 |  |  |  |  | 0 | 0
49871 | DOW62000 | 62 | Houston | YES | -0.007428 | 40 | 0 | 63 | 0 | 1 | Cogen | -1 | 0.049116 | 0 | 0 |  |  |  |  | -0.049116 | 0 |  |  |  |  | 0 | 0
49872 | DOW63000 | 63 | Houston | YES | -0.007428 | 45 | 0 | 72 | 0 | 1 | Cogen | -1 | 0.049116 | 0 | 0 |  |  |  |  | -0.049116 | 0 |  |  |  |  | 0 | 0
49873 | DOW64000 | 64 | Houston | YES | -0.007428 | 41 | 0 | 64.8 | 0 | 1 | Cogen | -1 | 0.049116 | 0 | 0 |  |  |  |  | -0.049116 | 0 |  |  |  |  | 0 | 0
49876 | DOW65000 | 65 | Houston | YES | -0.007428 | 63 | 0 | 101 | 0 | 1 | Cogen | -1 | 0.049116 | 0 | 0 |  |  |  |  | -0.049116 | 0 |  |  |  |  | 0 | 0
49877 | DOW66000 | 66 | Houston | YES | -0.007428 | 61 | 0 | 97 | 0 | 1 | Cogen | -1 | 0.049116 | 0 | 0 |  |  |  |  | -0.049116 | 0 |  |  |  |  | 0 | 0
49878 | DOW67000 | 67 | Houston | YES | -0.007428 | 65 | 0 | 103 | 0 | 1 | Cogen | -1 | 0.049116 | 0 | 0 |  |  |  |  | -0.049116 | 0 |  |  |  |  | 0 | 0
49882 | DOW81000 | 81 | Houston | YES | -0.007428 | 47 | 0 | 76 | 0 | 1 | Cogen | -1 | 0.049116 | 0 | 0 |  |  |  |  | -0.049116 | 0 |  |  |  |  | 0 | 0
49884 | DOW82000 | 82 | Houston | YES | -0.007428 | 51 | 0 | 80 | 0 | 1 | Cogen | -1 | 0.049116 | 0 | 0 |  |  |  |  | -0.049116 | 0 |  |  |  |  | 0 | 0
49885 | DOW83000 | 83 | Houston | YES | -0.007428 | 51 | 0 | 80 | 0 | 1 | Cogen | -1 | 0.049116 | 0 | 0 |  |  |  |  | -0.049116 | 0 |  |  |  |  | 0 | 0
49886 | DOW84000 | 84 | Houston | YES | -0.007428 | 107 | 0 | 171 | 0 | 0.98 | Cogen | -1 | 0.049116 | 0 | 0 |  |  |  |  | -0.049116 | 0 |  |  |  |  | 0 | 0
13432 | SANDOW_5G | 5 | South | YES | -0.007797 | 581 | 225 | 581 |  | 1.029 | LIGCO | -1 | 0.049485 | 0 | 581 |  |  |  |  | -0.049485 | 0 |  |  |  |  | 0 | 0
48911 | TGF_GT1_8000 | 1 | Houston | YES | -0.008462 | 69.2 | 0 | 69.2 |  | 1.029 | Cogen | -1 | 0.05015 | 0 | 0 |  |  |  |  | -0.05015 | 0 |  |  |  |  | 0 | 0
48733 | CBE_ST12 | 1 | Houston | YES | -0.008704 | 105 | 0 | 105 | 0 | 1.029 | CC | -1 | 0.050392 | 105 | 105 |  |  |  |  | -0.050392 | -5.2911 |  |  |  |  | 0 | 0
48736 | CBE_ST34 | 1 | Houston | YES | -0.008704 | 105 | 0 | 105 | 0 | 1.029 | CC | -1 | 0.050392 | 105 | 105 |  |  |  |  | -0.050392 | -5.2911 |  |  |  |  | 0 | 0
48731 | CBE_GT1 | 1 | Houston | YES | -0.008704 | 76 | 0 | 76 | 0 | 1.029 | CC | -1 | 0.050392 | 76 | 76 |  |  |  |  | -0.050392 | -3.8298 |  |  |  |  | 0 | 0
48732 | CBE_GT2 | 1 | Houston | YES | -0.008704 | 76 | 0 | 76 | 0 | 1.029 | CC | -1 | 0.050392 | 76 | 76 |  |  |  |  | -0.050392 | -3.8298 |  |  |  |  | 0 | 0
48734 | CBE_GT3 | 1 | Houston | YES | -0.008704 | 76 | 0 | 76 | 0 | 1.029 | CC | -1 | 0.050392 | 76 | 76 |  |  |  |  | -0.050392 | -3.8298 |  |  |  |  | 0 | 0
48735 | CBE_GT4 | 1 | Houston | YES | -0.008704 | 76 | 0 | 76 | 0 | 1.029 | CC | -1 | 0.050392 | 76 | 76 |  |  |  |  | -0.050392 | -3.8298 |  |  |  |  | 0 | 0
5911 | STP_GN1___1 | 1 | Houston | YES | -0.009016 | 1333 | 1249 | 1333 | 0 | 1.0406 | Nuc | -1 | 0.050704 | 0 | 0 |  |  |  |  | -0.050704 | 0 |  |  |  |  | 0 | 0
5912 | STP_GN2___2 | 2 | Houston | YES | -0.009016 | 1332 | 1249 | 1332 | 0 | 1.0406 | Nuc | -1 | 0.050704 | 0 | 0 |  |  |  |  | -0.050704 | 0 |  |  |  |  | 0 | 0
3432 | SANDOW_4G | 4 | South | YES | -0.010258 | 580 | 225 | 580 |  | 1.029 | LIGCO | -1 | 0.051946 | 0 | 580 |  |  |  |  | -0.051946 | 0 |  |  |  |  | 0 | 0
80265 | LARECU40A | 4 | South | YES | -0.010674 | 80 | 0 | 100 |  | 1.039 | GGT | -1 | 0.052362 | 100 | 100 |  |  |  |  | -0.052362 | -5.2362 |  |  |  |  | 0 | 0
80266 | LARECU50A | 5 | South | YES | -0.010674 | 80 | 0 | 100 |  | 1.039 | GGT | -1 | 0.052362 | 100 | 100 |  |  |  |  | -0.052362 | -5.2362 |  |  |  |  | 0 | 0
80012 | LAR | F | South | YES | -0.010675 | 0 | 0 | 0 | 0 | 1.04 | DCTie | -1 | 0.052363 | 0 | 0 |  |  |  |  | -0.052363 | 0 |  |  |  |  | 0 | 0
58909 | PEARSALLSCG1 | 3 | South | YES | -0.011637 | 0 | 0 | 8.4 |  | 1.027 | Diesel | -1 | 0.053325 | 8.4 | 8.4 |  |  |  |  | -0.053325 | -0.44793 |  |  |  |  | 0 | 0
58909 | PEARSALLSCG1 | 4 | South | YES | -0.011637 | 0 | 0 | 8.4 |  | 1.027 | Diesel | -1 | 0.053325 | 8.4 | 8.4 |  |  |  |  | -0.053325 | -0.44793 |  |  |  |  | 0 | 0
58909 | PEARSALLSCG1 | 6 | South | YES | -0.011637 | 0 | 0 | 8.4 |  | 1.027 | Diesel | -1 | 0.053325 | 8.4 | 8.4 |  |  |  |  | -0.053325 | -0.44793 |  |  |  |  | 0 | 0
58909 | PEARSALLSCG1 | 5 | South | YES | -0.011637 | 0 | 0 | 8.4 |  | 1.027 | Diesel | -1 | 0.053325 | 8.4 | 8.4 |  |  |  |  | -0.053325 | -0.44793 |  |  |  |  | 0 | 0
58909 | PEARSALLSCG1 | 1 | South | YES | -0.011637 | 0 | 0 | 8.4 |  | 1.027 | Diesel | -1 | 0.053325 | 8.4 | 8.4 |  |  |  |  | -0.053325 | -0.44793 |  |  |  |  | 0 | 0
58909 | PEARSALLSCG1 | 2 | South | YES | -0.011637 | 0 | 0 | 8.4 |  | 1.027 | Diesel | -1 | 0.053325 | 8.4 | 8.4 |  |  |  |  | -0.053325 | -0.44793 |  |  |  |  | 0 | 0
58919 | PEARSALLSCG2 | 5 | South | YES | -0.011637 | 0 | 0 | 8.4 |  | 1.027 | Diesel | -1 | 0.053325 | 8.4 | 8.4 |  |  |  |  | -0.053325 | -0.44793 |  |  |  |  | 0 | 0
58919 | PEARSALLSCG2 | 6 | South | YES | -0.011637 | 0 | 0 | 8.4 |  | 1.027 | Diesel | -1 | 0.053325 | 8.4 | 8.4 |  |  |  |  | -0.053325 | -0.44793 |  |  |  |  | 0 | 0
58919 | PEARSALLSCG2 | 1 | South | YES | -0.011637 | 0 | 0 | 8.4 |  | 1.027 | Diesel | -1 | 0.053325 | 8.4 | 8.4 |  |  |  |  | -0.053325 | -0.44793 |  |  |  |  | 0 | 0
58919 | PEARSALLSCG2 | 2 | South | YES | -0.011637 | 0 | 0 | 8.4 |  | 1.027 | Diesel | -1 | 0.053325 | 8.4 | 8.4 |  |  |  |  | -0.053325 | -0.44793 |  |  |  |  | 0 | 0
58919 | PEARSALLSCG2 | 4 | South | YES | -0.011637 | 0 | 0 | 8.4 |  | 1.027 | Diesel | -1 | 0.053325 | 8.4 | 8.4 |  |  |  |  | -0.053325 | -0.44793 |  |  |  |  | 0 | 0
58919 | PEARSALLSCG2 | 3 | South | YES | -0.011637 | 0 | 0 | 8.4 |  | 1.027 | Diesel | -1 | 0.053325 | 8.4 | 8.4 |  |  |  |  | -0.053325 | -0.44793 |  |  |  |  | 0 | 0
58929 | PEARSALLSCG3 | 4 | South | YES | -0.011637 | 0 | 0 | 8.4 |  | 1.027 | Diesel | -1 | 0.053325 | 8.4 | 8.4 |  |  |  |  | -0.053325 | -0.44793 |  |  |  |  | 0 | 0
58929 | PEARSALLSCG3 | 6 | South | YES | -0.011637 | 0 | 0 | 8.4 |  | 1.027 | Diesel | -1 | 0.053325 | 8.4 | 8.4 |  |  |  |  | -0.053325 | -0.44793 |  |  |  |  | 0 | 0
58929 | PEARSALLSCG3 | 2 | South | YES | -0.011637 | 0 | 0 | 8.4 |  | 1.027 | Diesel | -1 | 0.053325 | 8.4 | 8.4 |  |  |  |  | -0.053325 | -0.44793 |  |  |  |  | 0 | 0
58929 | PEARSALLSCG3 | 5 | South | YES | -0.011637 | 0 | 0 | 8.4 |  | 1.027 | Diesel | -1 | 0.053325 | 8.4 | 8.4 |  |  |  |  | -0.053325 | -0.44793 |  |  |  |  | 0 | 0
58929 | PEARSALLSCG3 | 1 | South | YES | -0.011637 | 0 | 0 | 8.4 |  | 1.027 | Diesel | -1 | 0.053325 | 8.4 | 8.4 |  |  |  |  | -0.053325 | -0.44793 |  |  |  |  | 0 | 0
58929 | PEARSALLSCG3 | 3 | South | YES | -0.011637 | 0 | 0 | 8.4 |  | 1.027 | Diesel | -1 | 0.053325 | 8.4 | 8.4 |  |  |  |  | -0.053325 | -0.44793 |  |  |  |  | 0 | 0
58949 | PEARSALLSCG4 | 3 | South | YES | -0.011637 | 0 | 0 | 8.4 |  | 1.027 | Diesel | -1 | 0.053325 | 8.4 | 8.4 |  |  |  |  | -0.053325 | -0.44793 |  |  |  |  | 0 | 0
58949 | PEARSALLSCG4 | 2 | South | YES | -0.011637 | 0 | 0 | 8.4 |  | 1.027 | Diesel | -1 | 0.053325 | 8.4 | 8.4 |  |  |  |  | -0.053325 | -0.44793 |  |  |  |  | 0 | 0
58949 | PEARSALLSCG4 | 1 | South | YES | -0.011637 | 0 | 0 | 8.4 |  | 1.027 | Diesel | -1 | 0.053325 | 8.4 | 8.4 |  |  |  |  | -0.053325 | -0.44793 |  |  |  |  | 0 | 0
58949 | PEARSALLSCG4 | 4 | South | YES | -0.011637 | 0 | 0 | 8.4 |  | 1.027 | Diesel | -1 | 0.053325 | 8.4 | 8.4 |  |  |  |  | -0.053325 | -0.44793 |  |  |  |  | 0 | 0
58949 | PEARSALLSCG4 | 6 | South | YES | -0.011637 | 0 | 0 | 8.4 |  | 1.027 | Diesel | -1 | 0.053325 | 8.4 | 8.4 |  |  |  |  | -0.053325 | -0.44793 |  |  |  |  | 0 | 0
58949 | PEARSALLSCG4 | 5 | South | YES | -0.011637 | 0 | 0 | 8.4 |  | 1.027 | Diesel | -1 | 0.053325 | 8.4 | 8.4 |  |  |  |  | -0.053325 | -0.44793 |  |  |  |  | 0 | 0
88299 | ZAPATA | F | South | YES | -0.011845 | 0 | 0 | 0 | 0 | 1.02 | BLT | -1 | 0.053533 | 0 | 0 |  |  |  |  | -0.053533 | 0 |  |  |  |  | 0 | 0
8134 | FOR #1 | 1 | South | YES | -0.012534 | 54.1 | 45 | 79 | 0 | 1 | Cogen | -1 | 0.054222 | 0 | 0 |  |  |  |  | -0.054222 | 0 |  |  |  |  | 0 | 0
8138 | FOR #2 | 2 | South | YES | -0.012534 | 63.1 | 45 | 81 | 0 | 1 | Cogen | -1 | 0.054222 | 0 | 0 |  |  |  |  | -0.054222 | 0 |  |  |  |  | 0 | 0
8153 | FOR #3 | 3 | South | YES | -0.012534 | 63.1 | 45 | 79.9 | 0 | 1 | Cogen | -1 | 0.054222 | 0 | 0 |  |  |  |  | -0.054222 | 0 |  |  |  |  | 0 | 0
8154 | FOR #4 | 4 | South | YES | -0.012534 | 63.1 | 60 | 80 | 0 | 1 | Cogen | -1 | 0.054222 | 0 | 0 |  |  |  |  | -0.054222 | 0 |  |  |  |  | 0 | 0
8155 | FOR #5 | 5 | South | YES | -0.012534 | 63.1 | 60 | 78.4 | 0 | 1 | Cogen | -1 | 0.054222 | 0 | 0 |  |  |  |  | -0.054222 | 0 |  |  |  |  | 0 | 0
8156 | FOR #6 | 6 | South | YES | -0.012534 | 24.9 | 5 | 25 | 0 | 1 | Cogen | -1 | 0.054222 | 0 | 0 |  |  |  |  | -0.054222 | 0 |  |  |  |  | 0 | 0
8157 | FOR #7 | 7 | South | YES | -0.012534 | 28.8 | 5 | 46 | 0 | 1 | Cogen | -1 | 0.054222 | 0 | 0 |  |  |  |  | -0.054222 | 0 |  |  |  |  | 0 | 0
80051 | FOR #8 | 8 | South | YES | -0.012534 | 28 | 28 | 28 |  | 1 | Cogen | -1 | 0.054222 | 0 | 0 |  |  |  |  | -0.054222 | 0 |  |  |  |  | 0 | 0
80052 | FOR #9 | 9 | South | YES | -0.012534 | 29.7 | 5 | 43.6 | 0 | 1 | Cogen | -1 | 0.054222 | 0 | 0 |  |  |  |  | -0.054222 | 0 |  |  |  |  | 0 | 0
80053 | FOR #10 | 10 | South | YES | -0.012534 | 68.4 | 45 | 75 | 0 | 1 | Cogen | -1 | 0.054222 | 0 | 0 |  |  |  |  | -0.054222 | 0 |  |  |  |  | 0 | 0
80226 | ALCOA G | 1 | South | YES | -0.012635 | 32.3 | 5 | 48 | 0 | 1.015 | Cogen | -1 | 0.054323 | 0 | 0 |  |  |  |  | -0.054323 | 0 |  |  |  |  | 0 | 0
5728 | FALCONHYDRO2 | 2 | South | YES | -0.012638 | 12 | 0 | 12 | 0 | 1.0234 | Hydro | -1 | 0.054326 | 0 | 0 |  |  |  |  | -0.054326 | 0 |  |  |  |  | 0 | 0
5729 | FALCONHYDRO3 | 3 | South | YES | -0.012638 | 11 | 0 | 11 | 0 | 1.0234 | Hydro | -1 | 0.054326 | 0 | 0 |  |  |  |  | -0.054326 | 0 |  |  |  |  | 0 | 0
8048 | FALCONHYDRO1 | 1 | South | YES | -0.012638 | 12 | 0 | 12 | 0 | 1.0234 | Hydro | -1 | 0.054326 | 0 | 0 |  |  |  |  | -0.054326 | 0 |  |  |  |  | 0 | 0
5891 | PEARSALLGEN2 | 1 | South | YES | -0.012704 | 19.4 | 6 | 24.3 | 0 | 1.0226 | GST | -1 | 0.054392 | 24.3 | 24.3 |  |  |  |  | -0.054392 | -1.3217 |  |  |  |  | 0 | 0
5890 | PEARSALLGEN1 | 1 | South | YES | -0.012704 | 19.2 | 6 | 24 | 0 | 1.0226 | GST | -1 | 0.054392 | 24 | 24 |  |  |  |  | -0.054392 | -1.3054 |  |  |  |  | 0 | 0
5892 | PEARSALLGEN3 | 1 | South | YES | -0.012704 | 19.1 | 6 | 23.9 | 0 | 1.0226 | GST | -1 | 0.054392 | 23.9 | 23.9 |  |  |  |  | -0.054392 | -1.3 |  |  |  |  | 0 | 0
88508 | FALFURRI | F | South | YES | -0.012728 | 0 | 0 | 0 | 0 | 1 | AVR | -1 | 0.054416 | 0 | 0 |  |  |  |  | -0.054416 | 0 |  |  |  |  | 0 | 0
8147 | UCAR #2 | 10 | South | YES | -0.012961 | 18.2 | 0 | 28 |  | 1 | Cogen | -1 | 0.054649 | 0 | 0 |  |  |  |  | -0.054649 | 0 |  |  |  |  | 0 | 0
8148 | UCAR #1 | 2 | South | YES | -0.012961 | 6.1 | 0 | 7 | 0 | 1.009 | Cogen | -1 | 0.054649 | 0 | 0 |  |  |  |  | -0.054649 | 0 |  |  |  |  | 0 | 0
80137 | CSDR89 | 9 | South | YES | -0.012961 | 15 | 0 | 15 | 0 | 1.003 | DCTie | -1 | 0.054649 | 0 | 0 |  |  |  |  | -0.054649 | 0 |  |  |  |  | 0 | 0
80137 | CSDR89 | 8 | South | YES | -0.012961 | 33.9 | 0 | 39 | 0 | 1.003 | DCTie | -1 | 0.054649 | 0 | 0 |  |  |  |  | -0.054649 | 0 |  |  |  |  | 0 | 0
80138 | CSDR7 | 7 | South | YES | -0.012961 | 6.1 | 0 | 7 | 0 | 1.014 | DCTie | -1 | 0.054649 | 0 | 0 |  |  |  |  | -0.054649 | 0 |  |  |  |  | 0 | 0
80139 | CSDR56 | 6 | South | YES | -0.012961 | 0 | 0 | 39 |  | 1.0033 | DCTie | -1 | 0.054649 | 0 | 0 |  |  |  |  | -0.054649 | 0 |  |  |  |  | 0 | 0
80139 | CSDR56 | 5 | South | YES | -0.012961 | 15 | 0 | 15 |  | 1.0033 | DCTie | -1 | 0.054649 | 0 | 0 |  |  |  |  | -0.054649 | 0 |  |  |  |  | 0 | 0
80140 | CSDR11 | 11 | South | YES | -0.012961 | 33.9 | 0 | 39 | 0 | 1.03 | DCTie | -1 | 0.054649 | 0 | 0 |  |  |  |  | -0.054649 | 0 |  |  |  |  | 0 | 0
80227 | AIRCO G | 1 | South | YES | -0.013019 | 7.2 | 0 | 8 | 0 | 1.0104 | Cogen | -1 | 0.054707 | 0 | 0 |  |  |  |  | -0.054707 | 0 |  |  |  |  | 0 | 0
80224 | VISTRONG1 | 1 | South | YES | -0.013104 | 13.1 | 0 | 15 | 0 | 1.01 | Cogen | -1 | 0.054792 | 0 | 0 |  |  |  |  | -0.054792 | 0 |  |  |  |  | 0 | 0
80225 | VISTRONG2 | 2 | South | YES | -0.013104 | 20.2 | 0 | 23 | 0 | 1.01 | Cogen | -1 | 0.054792 | 0 | 0 |  |  |  |  | -0.054792 | 0 |  |  |  |  | 0 | 0
7010 | L_FPPYD11_1Y | 1 | South | YES | -0.013124 | 547.4 | 200 | 606 | 0 | 1.02 | LIGCO | -1 | 0.054812 | 0 | 606 |  |  |  |  | -0.054812 | 0 |  |  |  |  | 0 | 0
7011 | L_FPPYD11_2Y | 2 | South | YES | -0.013124 | 552.2 | 200 | 598 | 0 | 1.02 | LIGCO | -1 | 0.054812 | 0 | 598 |  |  |  |  | -0.054812 | 0 |  |  |  |  | 0 | 0
7012 | L_FPPYD21_3Y | 3 | South | YES | -0.013126 | 427.5 | 200 | 436 | 0 | 1.02 | LIGCO | -1 | 0.054814 | 0 | 436 |  |  |  |  | -0.054814 | 0 |  |  |  |  | 0 | 0
5503 | RAYBURNGEN3 | 1 | South | YES | -0.013184 | 17.6 | 6 | 22 | 0 | 1.0224 | GST | -1 | 0.054872 | 22 | 22 |  |  |  |  | -0.054872 | -1.2072 |  |  |  |  | 0 | 0
5505 | RAYBURNGEN1 | 1 | South | YES | -0.013184 | 0 | 1 | 11 |  | 1.0223 | GGT | -1 | 0.054872 | 11 | 11 |  |  |  |  | -0.054872 | -0.60359 |  |  |  |  | 0 | 0
5506 | RAYBURNGEN2 | 1 | South | YES | -0.013184 | 0 | 1 | 11 |  | 1.0223 | GGT | -1 | 0.054872 | 11 | 11 |  |  |  |  | -0.054872 | -0.60359 |  |  |  |  | 0 | 0
7009 | L_LOSTPI1_3Y | 3 | South | YES | -0.013234 | 173.9 | 72 | 175 | 0 | 1 | CC | -1 | 0.054922 | 175 | 175 |  |  |  |  | -0.054922 | -9.6113 |  |  |  |  | 0 | 0
7008 | L_LOSTPI1_2Y | 2 | South | YES | -0.013234 | 157.7 | 107 | 160 | 0 | 1 | CC | -1 | 0.054922 | 160 | 160 |  |  |  |  | -0.054922 | -8.7875 |  |  |  |  | 0 | 0
7007 | L_LOSTPI1_1Y | 1 | South | YES | -0.013234 | 158.6 | 110 | 158 | 0 | 1 | CC | -1 | 0.054922 | 158 | 158 |  |  |  |  | -0.054922 | -8.6777 |  |  |  |  | 0 | 0
8066 | DUP1V#1 | 1 | South | YES | -0.013343 | 52.3 | 0 | 73 | 0 | 1.01 | Cogen | -1 | 0.055031 | 0 | 0 |  |  |  |  | -0.055031 | 0 |  |  |  |  | 0 | 0
5512 | RAYBURNCC8 | 1 | South | YES | -0.01336 | 49.3 | 18.2 | 49.3 | 0 | 1.0296 | CC | -1 | 0.055048 | 49.3 | 49.3 |  |  |  |  | -0.055048 | -2.7139 |  |  |  |  | 0 | 0
5508 | RAYBURNCC9 | 1 | South | YES | -0.01336 | 47.7 | 18.2 | 47.7 | 0 | 1.0296 | CC | -1 | 0.055048 | 47.7 | 47.7 |  |  |  |  | -0.055048 | -2.6258 |  |  |  |  | 0 | 0
5511 | RAYBURNCC7 | 1 | South | YES | -0.01336 | 47.5 | 18.2 | 47.5 | 0 | 1.0296 | CC | -1 | 0.055048 | 47.5 | 47.5 |  |  |  |  | -0.055048 | -2.6148 |  |  |  |  | 0 | 0
5509 | RAYBURNCC10 | 1 | South | YES | -0.01336 | 37.3 | 5.2 | 37.3 | 0 | 1.0296 | CC | -1 | 0.055048 | 37.3 | 37.3 |  |  |  |  | -0.055048 | -2.0533 |  |  |  |  | 0 | 0
8935 | FGNTS201 | 3 | South | YES | -0.013466 | 173 | 0 | 173 | 0 | 1.03 | CC | -1 | 0.055154 | 173 | 173 |  |  |  |  | -0.055154 | -9.5416 |  |  |  |  | 0 | 0
8934 | FGNTS101 | 2 | South | YES | -0.013466 | 147.9 | 0 | 147.9 | 0 | 1.03 | CC | -1 | 0.055154 | 147.9 | 147.9 |  |  |  |  | -0.055154 | -8.1573 |  |  |  |  | 0 | 0
8933 | FGNTS001 | 1 | South | YES | -0.013466 | 146.5 | 0 | 146.5 | 0 | 1.03 | CC | -1 | 0.055154 | 146.5 | 146.5 |  |  |  |  | -0.055154 | -8.08 |  |  |  |  | 0 | 0
8926 | LGE_GT10A | 1 | South | YES | -0.013475 | 158 | 0 | 158 | 0 | 1.03 | Cogen | -1 | 0.055163 | 0 | 0 |  |  |  |  | -0.055163 | 0 |  |  |  |  | 0 | 0
8927 | LGE_GT20A | 2 | South | YES | -0.013475 | 153 | 0 | 153 | 0 | 1.03 | Cogen | -1 | 0.055163 | 0 | 0 |  |  |  |  | -0.055163 | 0 |  |  |  |  | 0 | 0
8928 | LGE_STG0A | 3 | South | YES | -0.013475 | 100 | 0 | 100 | 0 | 1.03 | Cogen | -1 | 0.055163 | 0 | 0 |  |  |  |  | -0.055163 | 0 |  |  |  |  | 0 | 0
8930 | ICPGN10A | 1 | South | YES | -0.013475 | 149 | 0 | 149 | 0 | 1.03 | Cogen | -1 | 0.055163 | 0 | 0 |  |  |  |  | -0.055163 | 0 |  |  |  |  | 0 | 0
8931 | ICPGN20A | 2 | South | YES | -0.013475 | 150 | 0 | 150 | 0 | 1.03 | Cogen | -1 | 0.055163 | 0 | 0 |  |  |  |  | -0.055163 | 0 |  |  |  |  | 0 | 0
8932 | ICPGN30A | 3 | South | YES | -0.013475 | 127 | 0 | 127 | 0 | 1.03 | Cogen | -1 | 0.055163 | 0 | 0 |  |  |  |  | -0.055163 | 0 |  |  |  |  | 0 | 0
80223 | REYSHR G | 1 | South | YES | -0.013475 | 12 | 0 | 12 | 0 | 1.032 | Cogen | -1 | 0.055163 | 0 | 0 |  |  |  |  | -0.055163 | 0 |  |  |  |  | 0 | 0
8174 | VICEC61A | 6 | South | YES | -0.01348 | 188 | 42 | 188 | 0 | 1.025 | CC | -1 | 0.055168 | 188 | 188 |  |  |  |  | -0.055168 | -10.3716 |  |  |  |  | 0 | 0
8173 | VICEC51A | 5 | South | YES | -0.01348 | 144 | 18 | 144 | 0 | 1.025 | CC | -1 | 0.055168 | 144 | 144 |  |  |  |  | -0.055168 | -7.9442 |  |  |  |  | 0 | 0
8442 | NBEC7 | 7 | South | YES | -0.013583 | 0 | 81 | 367 |  | 1.0298 | GST | -1 | 0.055271 | 367 | 367 |  |  |  |  | -0.055271 | -20.2844 |  |  |  |  | 0 | 0
8442 | NBEC7 | MB | South | YES | -0.013583 | 0 | 81 | 367 |  | 1.0298 | GST | -1 | 0.055271 | 0 | 0 |  |  |  |  | -0.055271 | 0 |  |  |  |  | 0 | 0
8560 | CNOPGT1 | 1 | South | YES | -0.013584 | 148.3 | 0 | 148.3 | 0 | 1.03 | Cogen | -1 | 0.055272 | 0 | 0 |  |  |  |  | -0.055272 | 0 |  |  |  |  | 0 | 0
8561 | CNOPGT2 | 2 | South | YES | -0.013584 | 148.6 | 0 | 148.6 | 0 | 1.03 | Cogen | -1 | 0.055272 | 0 | 0 |  |  |  |  | -0.055272 | 0 |  |  |  |  | 0 | 0
8562 | CNOPST1 | 3 | South | YES | -0.013584 | 153 | 0 | 153 | 0 | 1.03 | Cogen | -1 | 0.055272 | 0 | 0 |  |  |  |  | -0.055272 | 0 |  |  |  |  | 0 | 0
8456 | COSW#1 | 1 | South | YES | -0.01359 | 20 | 0 | 20 | 0 | 1.027 | Cogen | -1 | 0.055278 | 0 | 0 |  |  |  |  | -0.055278 | 0 |  |  |  |  | 0 | 0
8457 | COSW#2 | 2 | South | YES | -0.01359 | 14 | 0 | 14 | 0 | 1.027 | Cogen | -1 | 0.055278 | 0 | 0 |  |  |  |  | -0.055278 | 0 |  |  |  |  | 0 | 0
8506 | VAL #1 | 1 | South | YES | -0.013599 | 20.9 | 0 | 25 | 0 | 1.0055 | Cogen | -1 | 0.055287 | 0 | 0 |  |  |  |  | -0.055287 | 0 |  |  |  |  | 0 | 0
8507 | VAL #2 | 2 | South | YES | -0.013599 | 20.9 | 0 | 25 | 0 | 1.0055 | Cogen | -1 | 0.055287 | 0 | 0 |  |  |  |  | -0.055287 | 0 |  |  |  |  | 0 | 0
8983 | HECN3 | 3 | South | YES | -0.013605 | 171.9 | 0 | 171.9 | 0 | 1.0304 | CC | -1 | 0.055293 | 171.9 | 171.9 |  |  |  |  | -0.055293 | -9.5048 |  |  |  |  | 0 | 0
8981 | HECN1 | 1 | South | YES | -0.013605 | 144.8 | 0 | 144.8 | 0 | 1.0304 | CC | -1 | 0.055293 | 144.8 | 144.8 |  |  |  |  | -0.055293 | -8.0064 |  |  |  |  | 0 | 0
8982 | HECN2 | 2 | South | YES | -0.013605 | 144.1 | 0 | 144.1 | 0 | 1.0304 | CC | -1 | 0.055293 | 144.1 | 144.1 |  |  |  |  | -0.055293 | -7.9677 |  |  |  |  | 0 | 0
8461 | KOCH_UP0A | 1 | South | YES | -0.013605 | 38 | 0 | 38 | 0 | 1.012 | Cogen | -1 | 0.055293 | 0 | 0 |  |  |  |  | -0.055293 | 0 |  |  |  |  | 0 | 0
8938 | MVGN#3 | 3 | South | YES | -0.013606 | 250.9 | 0 | 250.9 | 0 | 1.0304 | CC | -1 | 0.055294 | 250.9 | 250.9 |  |  |  |  | -0.055294 | -13.8732 |  |  |  |  | 0 | 0
8937 | MVGN#2 | 2 | South | YES | -0.013606 | 216.7 | 0 | 216.7 | 0 | 1.0304 | CC | -1 | 0.055294 | 216.7 | 216.7 |  |  |  |  | -0.055294 | -11.9822 |  |  |  |  | 0 | 0
8936 | MVGN#1 | 1 | South | YES | -0.013606 | 216.6 | 0 | 216.6 | 0 | 1.0304 | CC | -1 | 0.055294 | 216.6 | 216.6 |  |  |  |  | -0.055294 | -11.9767 |  |  |  |  | 0 | 0
80263 | B_DAVIS31A | 3 | South | YES | -0.013612 | 0 | 0 | 180 |  | 1.0366 | CC | -1 | 0.0553 | 180 | 180 |  |  |  |  | -0.0553 | -9.954 |  |  |  |  | 0 | 0
80264 | B_DAVIS41A | 4 | South | YES | -0.013612 | 0 | 0 | 180 |  | 1.0366 | CC | -1 | 0.0553 | 180 | 180 |  |  |  |  | -0.0553 | -9.954 |  |  |  |  | 0 | 0
8459 | B_DAVIS0B | MB | South | YES | -0.013612 | 0 | 50 | 339 |  | 1.03 | GSC | -1 | 0.0553 | 0 | 0 |  |  |  |  | -0.0553 | 0 |  |  |  |  | 0 | 0
8460 | B_DAVIS0A | MB | South | YES | -0.013612 | 0 | 50 | 340 |  | 1.03 | GSC | -1 | 0.0553 | 0 | 0 |  |  |  |  | -0.0553 | 0 |  |  |  |  | 0 | 0
8511 | OXY_CC0A | 1 | South | YES | -0.013621 | 30.3 | 0 | 38 | 0 | 1.027 | Cogen | -1 | 0.055309 | 0 | 0 |  |  |  |  | -0.055309 | 0 |  |  |  |  | 0 | 0
80003 | MILHWYS | F | South | YES | -0.013662 | 0 | 0 | 0 | 0 | 1.0168 | AVR | -1 | 0.05535 | 0 | 0 |  |  |  |  | -0.05535 | 0 |  |  |  |  | 0 | 0
5935 | SI_RAY10 | 10 | South | YES | -0.013663 | 47 | 10 | 47 | 0 | 1.03 | CC | -1 | 0.055351 | 47 | 47 |  |  |  |  | -0.055351 | -2.6015 |  |  |  |  | 0 | 0
5932 | SI_RAY9 | 9 | South | YES | -0.013663 | 32 | 32 | 38 | 0 | 1.035 | CC | -1 | 0.055351 | 38 | 38 |  |  |  |  | -0.055351 | -2.1033 |  |  |  |  | 0 | 0
5933 | SI_RAY6 | 6 | South | YES | -0.013663 | 15.4 | 10 | 19.3 | 0 | 1.035 | GST | -1 | 0.055351 | 19.3 | 19.3 |  |  |  |  | -0.055351 | -1.0683 |  |  |  |  | 0 | 0
8517 | CELANEBI0A | 1 | South | YES | -0.013665 | 29 | 0 | 29 | 0 | 1.02 | Cogen | -1 | 0.055353 | 0 | 0 |  |  |  |  | -0.055353 | 0 |  |  |  |  | 0 | 0
80080 | GWINDT11A | 3 | South | YES | -0.013699 | 0 | 0 | 38 | 0 | 1.025 | Wind | -1 | 0.055387 | 0 | 38 |  |  |  |  | -0.055387 | 0 |  |  |  |  | 0 | 0
80080 | GWINDT11A | 4 | South | YES | -0.013699 | 3.8 | 0 | 19 | 0 | 1.025 | Wind | -1 | 0.055387 | 0 | 19 |  |  |  |  | -0.055387 | 0 |  |  |  |  | 0 | 0
80080 | GWINDT11A | 2 | South | YES | -0.013699 | 0 | 0 | 41 | 0 | 1.025 | Wind | -1 | 0.055387 | 0 | 41 |  |  |  |  | -0.055387 | 0 |  |  |  |  | 0 | 0
80080 | GWINDT11A | 1 | South | YES | -0.013699 | 28.2 | 0 | 94 | 0 | 1.025 | Wind | -1 | 0.055387 | 0 | 94 |  |  |  |  | -0.055387 | 0 |  |  |  |  | 0 | 0
80081 | GWINDT21A | 4 | South | YES | -0.013699 | 4.4 | 0 | 22 | 0 | 1.025 | Wind | -1 | 0.055387 | 0 | 22 |  |  |  |  | -0.055387 | 0 |  |  |  |  | 0 | 0
80081 | GWINDT21A | 1 | South | YES | -0.013699 | 28.2 | 0 | 94 | 0 | 1.025 | Wind | -1 | 0.055387 | 0 | 94 |  |  |  |  | -0.055387 | 0 |  |  |  |  | 0 | 0
80081 | GWINDT21A | 3 | South | YES | -0.013699 | 8.6 | 0 | 43 | 0 | 1.025 | Wind | -1 | 0.055387 | 0 | 43 |  |  |  |  | -0.055387 | 0 |  |  |  |  | 0 | 0
80081 | GWINDT21A | 2 | South | YES | -0.013699 | 7.2 | 0 | 36 | 0 | 1.025 | Wind | -1 | 0.055387 | 0 | 36 |  |  |  |  | -0.055387 | 0 |  |  |  |  | 0 | 0
80180 | PNSCALT11A | 2 | South | YES | -0.013699 | 10 | 0 | 50 | 0 | 1.025 | Wind | -1 | 0.055387 | 0 | 50 |  |  |  |  | -0.055387 | 0 |  |  |  |  | 0 | 0
80180 | PNSCALT11A | 1 | South | YES | -0.013699 | 43.8 | 0 | 148 | 0 | 1.025 | Wind | -1 | 0.055387 | 0 | 148 |  |  |  |  | -0.055387 | 0 |  |  |  |  | 0 | 0
80181 | PNSCALT21A | 2 | South | YES | -0.013699 | 10 | 0 | 50 | 0 | 1.025 | Wind | -1 | 0.055387 | 0 | 50 |  |  |  |  | -0.055387 | 0 |  |  |  |  | 0 | 0
80181 | PNSCALT21A | 1 | South | YES | -0.013699 | 16.5 | 0 | 55 | 0 | 1.025 | Wind | -1 | 0.055387 | 0 | 55 |  |  |  |  | -0.055387 | 0 |  |  |  |  | 0 | 0
7303 | L_WPPGS12_1Y | 1 | South | YES | -0.0141 | 50 | 0 | 50 | 0 | 1.025 | GGT | -1 | 0.055788 | 50 | 50 |  |  |  |  | -0.055788 | -2.7894 |  |  |  |  | 0 | 0
7303 | L_WPPGS12_1Y | 2 | South | YES | -0.0141 | 50 | 0 | 50 | 0 | 1.025 | GGT | -1 | 0.055788 | 50 | 50 |  |  |  |  | -0.055788 | -2.7894 |  |  |  |  | 0 | 0
7305 | L_WPPGS34_1Y | 3 | South | YES | -0.0141 | 50 | 0 | 50 | 0 | 1.025 | GGT | -1 | 0.055788 | 50 | 50 |  |  |  |  | -0.055788 | -2.7894 |  |  |  |  | 0 | 0
7305 | L_WPPGS34_1Y | 4 | South | YES | -0.0141 | 50 | 0 | 50 | 0 | 1.025 | GGT | -1 | 0.055788 | 50 | 50 |  |  |  |  | -0.055788 | -2.7894 |  |  |  |  | 0 | 0
88198 | BEEVILLE | F | South | YES | -0.014196 | 0 | 0 | 0 | 0 | 1.02 | AVR | -1 | 0.055884 | 0 | 0 |  |  |  |  | -0.055884 | 0 |  |  |  |  | 0 | 0
7809 | L_BASTEN1_3Y | 1 | South | YES | -0.014198 | 232.6 | 42 | 232.6 | 0 | 1.004 | CC | -1 | 0.055886 | 232.6 | 232.6 |  |  |  |  | -0.055886 | -12.9991 |  |  |  |  | 0 | 0
7807 | L_BASTEN1_1Y | 1 | South | YES | -0.014198 | 152.5 | 83.5 | 152.5 | 0 | 1.004 | CC | -1 | 0.055886 | 152.5 | 152.5 |  |  |  |  | -0.055886 | -8.5226 |  |  |  |  | 0 | 0
7808 | L_BASTEN1_2Y | 1 | South | YES | -0.014198 | 149.5 | 83.5 | 149.5 | 0 | 1.004 | CC | -1 | 0.055886 | 149.5 | 149.5 |  |  |  |  | -0.055886 | -8.3549 |  |  |  |  | 0 | 0
8161 | COLETO0A | 1 | South | YES | -0.014344 | 633 | 200 | 633 | 0 | 1.03 | LIGCO | -1 | 0.056032 | 0 | 633 |  |  |  |  | -0.056032 | 0 |  |  |  |  | 0 | 0
8189 | CUECPL2A | 1 | South | YES | -0.015214 | 12 | 0 | 12 | 0 | 1.02 | Cogen | -1 | 0.056902 | 0 | 0 |  |  |  |  | -0.056902 | 0 |  |  |  |  | 0 | 0
7006 | L_SIMGID1_3Y | 3 | South | YES | -0.015477 | 324.9 | 60 | 329 | 0 | 1.02 | GST | -1 | 0.057165 | 329 | 329 |  |  |  |  | -0.057165 | -18.8072 |  |  |  |  | 0 | 0
7005 | L_SIMGID1_2Y | 2 | South | YES | -0.015477 | 133 | 32 | 139 | 0 | 1.02 | GST | -1 | 0.057165 | 139 | 139 |  |  |  |  | -0.057165 | -7.9459 |  |  |  |  | 0 | 0
7004 | L_SIMGID1_1Y | 1 | South | YES | -0.015477 | 132 | 40 | 132 | 0 | 1.02 | GST | -1 | 0.057165 | 132 | 132 |  |  |  |  | -0.057165 | -7.5458 |  |  |  |  | 0 | 0
5903 | SANMIGUELGEN | 1 | South | YES | -0.01576 | 396.3 | 180 | 396.3 | 0 | 1.0336 | LIGCO | -1 | 0.057448 | 0 | 396.3 |  |  |  |  | -0.057448 | 0 |  |  |  |  | 0 | 0
7624 | L_LAKEWO9_1Y | 1 | South | YES | -0.01632 | 0 | 0 | 2.4 |  | 1 | Hydro | -1 | 0.058008 | 0 | 0 |  |  |  |  | -0.058008 | 0 |  |  |  |  | 0 | 0
7624 | L_LAKEWO9_1Y | 2 | South | YES | -0.01632 | 0 | 0 | 2.4 |  | 1 | Hydro | -1 | 0.058008 | 0 | 0 |  |  |  |  | -0.058008 | 0 |  |  |  |  | 0 | 0
9005 | DECKR_G6 | 6 | South | YES | -0.016791 | 44 | 24 | 47 | 0 | 1.015 | GGT | -1 | 0.058479 | 47 | 47 |  |  |  |  | -0.058479 | -2.7485 |  |  |  |  | 0 | 0
9003 | DECKR_G4 | 4 | South | YES | -0.016791 | 44 | 24 | 44 | 0 | 1.015 | GGT | -1 | 0.058479 | 44 | 44 |  |  |  |  | -0.058479 | -2.5731 |  |  |  |  | 0 | 0
9004 | DECKR_G5 | 5 | South | YES | -0.016791 | 44 | 24 | 44 | 0 | 1.015 | GGT | -1 | 0.058479 | 44 | 44 |  |  |  |  | -0.058479 | -2.5731 |  |  |  |  | 0 | 0
9002 | DECKR_G3 | 3 | South | YES | -0.016791 | 0 | 24 | 42 |  | 1.015 | GGT | -1 | 0.058479 | 42 | 42 |  |  |  |  | -0.058479 | -2.4561 |  |  |  |  | 0 | 0
7805 | L_GUADGE1_6Y | 6 | South | YES | -0.017028 | 203 | 30 | 203 | 0 | 1.02 | CC | -1 | 0.058716 | 203 | 203 |  |  |  |  | -0.058716 | -11.9193 |  |  |  |  | 0 | 0
7804 | L_GUADGE1_5Y | 5 | South | YES | -0.017028 | 182 | 30 | 182 | 0 | 1.02 | CC | -1 | 0.058716 | 182 | 182 |  |  |  |  | -0.058716 | -10.6863 |  |  |  |  | 0 | 0
7803 | L_GUADGE1_4Y | 4 | South | YES | -0.017028 | 149 | 30 | 149 | 0 | 1.02 | CC | -1 | 0.058716 | 149 | 149 |  |  |  |  | -0.058716 | -8.7487 |  |  |  |  | 0 | 0
7800 | L_GUADGE1_1Y | 1 | South | YES | -0.017028 | 147 | 30 | 147 | 0 | 1.02 | CC | -1 | 0.058716 | 147 | 147 |  |  |  |  | -0.058716 | -8.6312 |  |  |  |  | 0 | 0
7802 | L_GUADGE1_3Y | 3 | South | YES | -0.017028 | 146 | 30 | 146 | 0 | 1.02 | CC | -1 | 0.058716 | 146 | 146 |  |  |  |  | -0.058716 | -8.5725 |  |  |  |  | 0 | 0
7801 | L_GUADGE1_2Y | 2 | South | YES | -0.017028 | 138 | 30 | 138 | 0 | 1.02 | CC | -1 | 0.058716 | 138 | 138 |  |  |  |  | -0.058716 | -8.1028 |  |  |  |  | 0 | 0
7813 | L_RIONOG1S1Y | 4 | South | YES | -0.017068 | 293 | 0 | 293 | 0 | 1.02 | CC | -1 | 0.058756 | 293 | 293 |  |  |  |  | -0.058756 | -17.2155 |  |  |  |  | 0 | 0
7812 | L_RIONOG1G3Y | 3 | South | YES | -0.017068 | 154 | 0 | 154 | 0 | 1.02 | CC | -1 | 0.058756 | 154 | 154 |  |  |  |  | -0.058756 | -9.0484 |  |  |  |  | 0 | 0
7810 | L_RIONOG1G1Y | 1 | South | YES | -0.017068 | 148 | 0 | 148 | 0 | 1.02 | CC | -1 | 0.058756 | 148 | 148 |  |  |  |  | -0.058756 | -8.6959 |  |  |  |  | 0 | 0
7811 | L_RIONOG1G2Y | 2 | South | YES | -0.017068 | 148 | 0 | 148 | 0 | 1.02 | CC | -1 | 0.058756 | 148 | 148 |  |  |  |  | -0.058756 | -8.6959 |  |  |  |  | 0 | 0
9020 | SANDHG5A | 5A | South | YES | -0.017167 | 150 | 84 | 155 | 0 | 1.0175 | CC | -1 | 0.058855 | 155 | 155 |  |  |  |  | -0.058855 | -9.1225 |  |  |  |  | 0 | 0
9021 | SANDHG5C | 5C | South | YES | -0.017167 | 140 | 0 | 148 | 0 | 1.0175 | CC | -1 | 0.058855 | 148 | 148 |  |  |  |  | -0.058855 | -8.7105 |  |  |  |  | 0 | 0
9016 | SANDH_G1 | 1 | South | YES | -0.017167 | 45 | 2 | 49 | 0 | 1.0175 | GGT | -1 | 0.058855 | 49 | 49 |  |  |  |  | -0.058855 | -2.8839 |  |  |  |  | 0 | 0
9019 | SANDH_G4 | 4 | South | YES | -0.017167 | 0 | 2 | 47 |  | 1.0175 | GGT | -1 | 0.058855 | 47 | 47 |  |  |  |  | -0.058855 | -2.7662 |  |  |  |  | 0 | 0
9017 | SANDH_G2 | 2 | South | YES | -0.017167 | 45 | 2 | 46 | 0 | 1.0175 | GGT | -1 | 0.058855 | 46 | 46 |  |  |  |  | -0.058855 | -2.7073 |  |  |  |  | 0 | 0
9018 | SANDH_G3 | 3 | South | YES | -0.017167 | 45 | 2 | 46 | 0 | 1.0175 | GGT | -1 | 0.058855 | 46 | 46 |  |  |  |  | -0.058855 | -2.7073 |  |  |  |  | 0 | 0
9001 | DECKR_G2 | 2 | South | YES | -0.017208 | 400 | 50 | 426 | 0 | 1.015 | GST | -1 | 0.058896 | 426 | 426 |  |  |  |  | -0.058896 | -25.0896 |  |  |  |  | 0 | 0
9000 | DECKR_G1 | 1 | South | YES | -0.017208 | 280 | 50 | 321 | 0 | 1.015 | GST | -1 | 0.058896 | 321 | 321 |  |  |  |  | -0.058896 | -18.9056 |  |  |  |  | 0 | 0
7017 | L_HAYSEN1_4Y | 4 | South | YES | -0.017211 | 226.7 | 74 | 226.7 | 0 | 1.008 | CC | -1 | 0.058899 | 226.7 | 226.7 |  |  |  |  | -0.058899 | -13.3524 |  |  |  |  | 0 | 0
7015 | L_HAYSEN1_2Y | 2 | South | YES | -0.017211 | 225 | 74 | 225 | 0 | 1.008 | CC | -1 | 0.058899 | 225 | 225 |  |  |  |  | -0.058899 | -13.2522 |  |  |  |  | 0 | 0
7016 | L_HAYSEN1_3Y | 3 | South | YES | -0.017211 | 224.6 | 74 | 224.6 | 0 | 1.008 | CC | -1 | 0.058899 | 224.6 | 224.6 |  |  |  |  | -0.058899 | -13.2287 |  |  |  |  | 0 | 0
7014 | L_HAYSEN1_1Y | 1 | South | YES | -0.017211 | 223.9 | 74 | 223.9 | 0 | 1.008 | CC | -1 | 0.058899 | 223.9 | 223.9 |  |  |  |  | -0.058899 | -13.1875 |  |  |  |  | 0 | 0
7605 | L_MCQUEE9_1Y | 1 | South | YES | -0.017358 | 0 | 0 | 2.4 |  | 1.025 | Hydro | -1 | 0.059046 | 0 | 0 |  |  |  |  | -0.059046 | 0 |  |  |  |  | 0 | 0
7605 | L_MCQUEE9_1Y | 2 | South | YES | -0.017358 | 0 | 0 | 2.4 |  | 1.025 | Hydro | -1 | 0.059046 | 0 | 0 |  |  |  |  | -0.059046 | 0 |  |  |  |  | 0 | 0
7605 | L_MCQUEE9_1Y | 3 | South | YES | -0.017358 | 0 | 0 | 2.8 |  | 1.025 | Hydro | -1 | 0.059046 | 0 | 0 |  |  |  |  | -0.059046 | 0 |  |  |  |  | 0 | 0
7609 | L_SCHUMA8_1Y | 1 | South | YES | -0.017706 | 0 | 0 | 4 |  | 1 | Hydro | -1 | 0.059394 | 0 | 0 |  |  |  |  | -0.059394 | 0 |  |  |  |  | 0 | 0
5401 | CALAVER_JKS1 | 1 | South | YES | -0.017755 | 562 | 100 | 562 | 0 | 1.026 | LIGCO | -1 | 0.059443 | 0 | 562 |  |  |  |  | -0.059443 | 0 |  |  |  |  | 0 | 0
5027 | BRAUNIG_VHB2 | 2 | South | YES | -0.017846 | 216 | 40 | 216 | 0 | 1.0192 | GST | -1 | 0.059534 | 216 | 216 |  |  |  |  | -0.059534 | -12.8593 |  |  |  |  | 0 | 0
5026 | BRAUNIG_VHB1 | 1 | South | YES | -0.017846 | 215 | 40 | 215 | 0 | 1.0192 | GST | -1 | 0.059534 | 215 | 215 |  |  |  |  | -0.059534 | -12.7998 |  |  |  |  | 0 | 0
5265 | LEON_LCP4G4 | 4 | South | YES | -0.017878 | 89 | 25 | 89 | 0 | 1.0197 | GST | -1 | 0.059566 | 89 | 89 |  |  |  |  | -0.059566 | -5.3014 |  |  |  |  | 0 | 0
5264 | LEON_LCP3G3 | 3 | South | YES | -0.017878 | 0 | 20 | 58 |  | 1.0197 | GST | -1 | 0.059566 | 58 | 58 |  |  |  |  | -0.059566 | -3.4548 |  |  |  |  | 0 | 0
5269 | LEON_LCPCT4 | 4 | South | YES | -0.017878 | 45 | 24 | 45 | 0 | 1.0197 | GGT | -1 | 0.059566 | 45 | 45 |  |  |  |  | -0.059566 | -2.6805 |  |  |  |  | 0 | 0
5266 | LEON_LCPCT1 | 1 | South | YES | -0.017878 | 44 | 24 | 44 | 0 | 1.0197 | GGT | -1 | 0.059566 | 44 | 44 |  |  |  |  | -0.059566 | -2.6209 |  |  |  |  | 0 | 0
5267 | LEON_LCPCT2 | 2 | South | YES | -0.017878 | 44 | 24 | 44 | 0 | 1.0197 | GGT | -1 | 0.059566 | 44 | 44 |  |  |  |  | -0.059566 | -2.6209 |  |  |  |  | 0 | 0
5268 | LEON_LCPCT3 | 3 | South | YES | -0.017878 | 43 | 24 | 43 | 0 | 1.0197 | GGT | -1 | 0.059566 | 43 | 43 |  |  |  |  | -0.059566 | -2.5613 |  |  |  |  | 0 | 0
7020 | L_AUSTPL1_1Y | 1 | South | YES | -0.017879 | 0 | 0 | 8 |  | 1 | Hydro | -1 | 0.059567 | 0 | 0 |  |  |  |  | -0.059567 | 0 |  |  |  |  | 0 | 0
7020 | L_AUSTPL1_1Y | 2 | South | YES | -0.017879 | 0 | 0 | 8 |  | 1 | Hydro | -1 | 0.059567 | 0 | 0 |  |  |  |  | -0.059567 | 0 |  |  |  |  | 0 | 0
5396 | CALAVER_OWS1 | 1 | South | YES | -0.017927 | 418 | 80 | 418 | 0 | 1.0192 | GST | -1 | 0.059615 | 418 | 418 |  |  |  |  | -0.059615 | -24.919 |  |  |  |  | 0 | 0
5397 | CALAVER_OWS2 | 2 | South | YES | -0.017927 | 400 | 80 | 400 | 0 | 1.0192 | GST | -1 | 0.059615 | 400 | 400 |  |  |  |  | -0.059615 | -23.8459 |  |  |  |  | 0 | 0
5439 | TUTTL_WBT4G4 | 4 | South | YES | -0.017937 | 151 | 40 | 151 | 0 | 1.012 | GST | -1 | 0.059625 | 151 | 151 |  |  |  |  | -0.059625 | -9.0034 |  |  |  |  | 0 | 0
5438 | TUTTL_WBT3G3 | 3 | South | YES | -0.017937 | 95 | 25 | 95 | 0 | 1.012 | GST | -1 | 0.059625 | 95 | 95 |  |  |  |  | -0.059625 | -5.6644 |  |  |  |  | 0 | 0
5436 | TUTTL_WBT1G1 | 1 | South | YES | -0.017937 | 48.8 | 20 | 61 | 0 | 1.012 | GST | -1 | 0.059625 | 61 | 61 |  |  |  |  | -0.059625 | -3.6371 |  |  |  |  | 0 | 0
5028 | BRAUNIG_VHB3 | 3 | South | YES | -0.018047 | 407 | 60 | 407 | 0 | 1.0138 | GST | -1 | 0.059735 | 407 | 407 |  |  |  |  | -0.059735 | -24.3121 |  |  |  |  | 0 | 0
5111 | CALAVER_JTD1 | 1 | South | YES | -0.018055 | 430 | 80 | 430 | 0 | 1.0138 | LIGCO | -1 | 0.059743 | 0 | 430 |  |  |  |  | -0.059743 | 0 |  |  |  |  | 0 | 0
5112 | CALAVER_JTD2 | 2 | South | YES | -0.018055 | 430 | 80 | 430 | 0 | 1.0138 | LIGCO | -1 | 0.059743 | 0 | 430 |  |  |  |  | -0.059743 | 0 |  |  |  |  | 0 | 0
5477 | BRA_AVR1_ST | 1 | South | YES | -0.018222 | 174 | 138 | 174 | 0 | 1.025 | CC | -1 | 0.05991 | 174 | 174 |  |  |  |  | -0.05991 | -10.4243 |  |  |  |  | 0 | 0
5476 | BRA_AVR1_CT1 | 1 | South | YES | -0.018222 | 155 | 90 | 155 | 0 | 1.025 | CC | -1 | 0.05991 | 155 | 155 |  |  |  |  | -0.05991 | -9.286 |  |  |  |  | 0 | 0
5478 | BRA_AVR1_CT2 | 1 | South | YES | -0.018222 | 155 | 90 | 155 | 0 | 1.025 | CC | -1 | 0.05991 | 155 | 155 |  |  |  |  | -0.05991 | -9.286 |  |  |  |  | 0 | 0
7487 | L_CANYHY8_1Y | 1 | South | YES | -0.02014 | 0 | 0 | 6 |  | 1 | Hydro | -1 | 0.061828 | 0 | 0 |  |  |  |  | -0.061828 | 0 |  |  |  |  | 0 | 0
7031 | L_MARSFO1G1Y | 1 | South | YES | -0.024572 | 0 | 0 | 36 |  | 1 | Hydro | -1 | 0.06626 | 0 | 0 |  |  |  |  | -0.06626 | 0 |  |  |  |  | 0 | 0
7032 | L_MARSFO1G2Y | 2 | South | YES | -0.024572 | 0 | 0 | 35 |  | 1 | Hydro | -1 | 0.06626 | 0 | 0 |  |  |  |  | -0.06626 | 0 |  |  |  |  | 0 | 0
7033 | L_MARSFO1G3Y | 3 | South | YES | -0.024572 | 0 | 0 | 36 |  | 1 | Hydro | -1 | 0.06626 | 0 | 0 |  |  |  |  | -0.06626 | 0 |  |  |  |  | 0 | 0
7022 | L_BUCHAN1_1Y | 1 | South | YES | -0.038288 | 0 | 0 | 18 |  | 1 | Hydro | -1 | 0.079976 | 0 | 0 |  |  |  |  | -0.079976 | 0 |  |  |  |  | 0 | 0
7023 | L_BUCHAN1_2Y | 2 | South | YES | -0.038288 | 0 | 0 | 18 |  | 1 | Hydro | -1 | 0.079976 | 0 | 0 |  |  |  |  | -0.079976 | 0 |  |  |  |  | 0 | 0
7024 | L_BUCHAN1_3Y | 3 | South | YES | -0.038288 | 0 | 0 | 15 |  | 1 | Hydro | -1 | 0.079976 | 0 | 0 |  |  |  |  | -0.079976 | 0 |  |  |  |  | 0 | 0
7028 | L_MARBFA1_1Y | 1 | South | YES | -0.040479 | 0 | 0 | 18 |  | 1 | Hydro | -1 | 0.082167 | 0 | 0 |  |  |  |  | -0.082167 | 0 |  |  |  |  | 0 | 0
7029 | L_MARBFA1_2Y | 2 | South | YES | -0.040479 | 0 | 0 | 18 |  | 1 | Hydro | -1 | 0.082167 | 0 | 0 |  |  |  |  | -0.082167 | 0 |  |  |  |  | 0 | 0
7035 | L_WIRTZ_1G1Y | 1 | South | YES | -0.044979 | 0 | 0 | 29 |  | 1 | Hydro | -1 | 0.086667 | 0 | 0 |  |  |  |  | -0.086667 | 0 |  |  |  |  | 0 | 0
7036 | L_WIRTZ_1G2Y | 2 | South | YES | -0.044979 | 0 | 0 | 29.7 |  | 1 | Hydro | -1 | 0.086667 | 0 | 0 |  |  |  |  | -0.086667 | 0 |  |  |  |  | 0 | 0
7000 | L_FERGUS1_1Y | 1 | South | YES | -0.048169 | 400 | 65 | 423.3 | 0 | 1.015 | GSC | -1 | 0.089857 | 423.3 | 423.3 |  |  |  |  | -0.089857 | -38.0364 |  |  |  |  | 0 | 0
7026 | L_INKSDA1_1Y | 1 | South | YES | -0.059732 | 0 | 0 | 13.7 |  | 1 | Hydro | -1 | 0.10142 | 0 | 0 |  |  |  |  | -0.10142 | 0 |  |  |  |  | 0 | 0
[26 empty] | 0 | 0
[26 empty] | 0 | 0
[26 empty] | 0 | 0
[26 empty] | 0 | 0
[26 empty] | 0 | 0
[26 empty] | 0 | 0
[26 empty] | 0 | 0
[26 empty] | 0 | 0
[26 empty] | 0 | 0
[26 empty] | 0 | 0
[26 empty] | 0 | 0
[26 empty] | 0 | 0
[26 empty] | 0 | 0
[26 empty] | 0 | 0
[26 empty] | 0 | 0
[26 empty] | 0 | 0
[26 empty] | 0 | 0
[26 empty] | 0 | 0
[26 empty] | 0 | 0
[26 empty] | 0 | 0
[26 empty] | 0 | 0
[26 empty] | 0 | 0
[26 empty] | 0 | 0
[26 empty] | 0 | 0
[26 empty] | 0 | 0
[26 empty] | 0 | 0
[26 empty] | 0 | 0
[26 empty] | 0 | 0
[26 empty] | 0 | 0
[26 empty] | 0 | 0
[26 empty] | 0 | 0
[26 empty] | 0 | 0
[26 empty] | 0 | 0
[26 empty] | 0 | 0
[26 empty] | 0 | 0
[26 empty] | 0 | 0
[26 empty] | 0 | 0
[26 empty] | 0 | 0
[26 empty] | 0 | 0
[26 empty] | 0 | 0
[26 empty] | 0 | 0
[26 empty] | 0 | 0
[26 empty] | 0 | 0
[26 empty] | 0 | 0
[26 empty] | 0 | 0
[26 empty] | 0 | 0
[26 empty] | 0 | 0
[26 empty] | 0 | 0
[26 empty] | 0 | 0
[26 empty] | 0 | 0
[26 empty] | 0 | 0
[26 empty] | 0 | 0
[26 empty] | 0 | 0
[26 empty] | 0 | 0
[26 empty] | 0 | 0
[26 empty] | 0 | 0
[26 empty] | 0 | 0
[26 empty] | 0 | 0
[26 empty] | 0 | 0
[26 empty] | 0 | 0
[26 empty] | 0 | 0
[26 empty] | 0 | 0
[26 empty] | 0 | 0
[26 empty] | 0 | 0
[26 empty] | 0 | 0
[26 empty] | 0 | 0
[26 empty] | 0 | 0
[26 empty] | 0 | 0
[26 empty] | 0 | 0
[26 empty] | 0 | 0
[26 empty] | 0 | 0
[26 empty] | 0 | 0
[26 empty] | 0 | 0
[26 empty] | 0 | 0
[26 empty] | 0 | 0
[26 empty] | 0 | 0
[26 empty] | 0 | 0
[26 empty] | 0 | 0
[26 empty] | 0 | 0
[26 empty] | 0 | 0
[26 empty] | 0 | 0
[26 empty] | 0 | 0
[26 empty] | 0 | 0
[26 empty] | 0 | 0
[26 empty] | 0 | 0
[26 empty] | 0 | 0
[26 empty] | 0 | 0
[26 empty] | 0 | 0
[26 empty] | 0 | 0
[26 empty] | 0 | 0
[26 empty] | 0 | 0
[26 empty] | 0 | 0
[26 empty] | 0 | 0
[26 empty] | 0 | 0
[26 empty] | 0 | 0
[26 empty] | 0 | 0
[26 empty] | 0 | 0
[26 empty] | 0 | 0
[26 empty] | 0 | 0
[26 empty] | 0 | 0
[26 empty] | 0 | 0
[26 empty] | 0 | 0
[26 empty] | 0 | 0
[26 empty] | 0 | 0
[26 empty] | 0 | 0
[26 empty] | 0 | 0
[26 empty] | 0 | 0
[26 empty] | 0 | 0
[26 empty] | 0 | 0
[26 empty] | 0 | 0
[26 empty] | 0 | 0
[26 empty] | 0 | 0
[26 empty] | 0 | 0
[26 empty] | 0 | 0
[26 empty] | 0 | 0
[26 empty] | 0 | 0
[26 empty] | 0 | 0
[26 empty] | 0 | 0
[26 empty] | 0 | 0
[26 empty] | 0 | 0
[26 empty] | 0 | 0
[26 empty] | 0 | 0
[26 empty] | 0 | 0
[26 empty] | 0 | 0
[26 empty] | 0 | 0
[26 empty] | 0 | 0
[26 empty] | 0 | 0
[26 empty] | 0 | 0
[26 empty] | 0 | 0
[26 empty] | 0 | 0
[26 empty] | 0 | 0
[26 empty] | 0 | 0
[26 empty] | 0 | 0
[26 empty] | 0 | 0
[26 empty] | 0 | 0
[26 empty] | 0 | 0
[26 empty] | 0 | 0
[26 empty] | 0 | 0
[26 empty] | 0 | 0
[26 empty] | 0 | 0
[26 empty] | 0 | 0
[26 empty] | 0 | 0
[26 empty] | 0 | 0
[26 empty] | 0 | 0
[26 empty] | 0 | 0
[26 empty] | 0 | 0
[26 empty] | 0 | 0
[26 empty] | 0 | 0
[26 empty] | 0 | 0
[26 empty] | 0 | 0
[26 empty] | 0 | 0
[26 empty] | 0 | 0
[26 empty] | 0 | 0
[26 empty] | 0 | 0
[26 empty] | 0 | 0
[26 empty] | 0 | 0
[26 empty] | 0 | 0
[26 empty] | 0 | 0
[26 empty] | 0 | 0
[26 empty] | 0 | 0
[26 empty] | 0 | 0
[26 empty] | 0 | 0
[26 empty] | 0 | 0
[26 empty] | 0 | 0
[26 empty] | 0 | 0
[26 empty] | 0 | 0
[26 empty] | 0 | 0
[26 empty] | 0 | 0
[26 empty] | 0 | 0
[26 empty] | 0 | 0
[26 empty] | 0 | 0
[26 empty] | 0 | 0
[26 empty] | 0 | 0
[26 empty] | 0 | 0
[26 empty] | 0 | 0
[26 empty] | 0 | 0
[26 empty] | 0 | 0
[26 empty] | 0 | 0
[26 empty] | 0 | 0
[26 empty] | 0 | 0
[26 empty] | 0 | 0
[26 empty] | 0 | 0
[26 empty] | 0 | 0
[26 empty] | 0 | 0
[26 empty] | 0 | 0
[26 empty] | 0 | 0
[26 empty] | 0 | 0
[26 empty] | 0 | 0
[26 empty] | 0 | 0
[26 empty] | 0 | 0
[26 empty] | 0 | 0
[26 empty] | 0 | 0
[26 empty] | 0 | 0
[26 empty] | 0 | 0
[26 empty] | 0 | 0
[26 empty] | 0 | 0
[26 empty] | 0 | 0
[26 empty] | 0 | 0
[26 empty] | 0 | 0
[26 empty] | 0 | 0
[26 empty] | 0 | 0
[26 empty] | 0 | 0
[26 empty] | 0 | 0
[26 empty] | 0 | 0
[26 empty] | 0 | 0
[26 empty] | 0 | 0
[26 empty] | 0 | 0
[26 empty] | 0 | 0
[26 empty] | 0 | 0
[26 empty] | 0 | 0
[26 empty] | 0 | 0
[26 empty] | 0 | 0
[26 empty] | 0 | 0
[26 empty] | 0 | 0
[26 empty] | 0 | 0
[26 empty] | 0 | 0
[26 empty] | 0 | 0
[26 empty] | 0 | 0
[26 empty] | 0 | 0
[26 empty] | 0 | 0
[26 empty] | 0 | 0
[26 empty] | 0 | 0
[26 empty] | 0 | 0
[26 empty] | 0 | 0
[26 empty] | 0 | 0
[26 empty] | 0 | 0
[26 empty] | 0 | 0
[26 empty] | 0 | 0
[26 empty] | 0 | 0
[26 empty] | 0 | 0
[26 empty] | 0 | 0
[26 empty] | 0 | 0
[26 empty] | 0 | 0
[26 empty] | 0 | 0
[26 empty] | 0 | 0
[26 empty] | 0 | 0
[26 empty] | 0 | 0
[26 empty] | 0 | 0
[26 empty] | 0 | 0
[26 empty] | 0 | 0
[26 empty] | 0 | 0
[26 empty] | 0 | 0
[26 empty] | 0 | 0
[26 empty] | 0 | 0
[26 empty] | 0 | 0
[26 empty] | 0 | 0
[26 empty] | 0 | 0
[26 empty] | 0 | 0
[26 empty] | 0 | 0
[26 empty] | 0 | 0
[26 empty] | 0 | 0
[26 empty] | 0 | 0
[26 empty] | 0 | 0
[26 empty] | 0 | 0
[26 empty] | 0 | 0
[26 empty] | 0 | 0
[26 empty] | 0 | 0
[26 empty] | 0 | 0
[26 empty] | 0 | 0
[26 empty] | 0 | 0
[26 empty] | 0 | 0
[26 empty] | 0 | 0
[26 empty] | 0 | 0
[26 empty] | 0 | 0
[26 empty] | 0 | 0
[26 empty] | 0 | 0
[26 empty] | 0 | 0
[26 empty] | 0 | 0
[26 empty] | 0 | 0
[26 empty] | 0 | 0
[26 empty] | 0 | 0
[26 empty] | 0 | 0
[26 empty] | 0 | 0
[26 empty] | 0 | 0
[26 empty] | 0 | 0
[26 empty] | 0 | 0
[26 empty] | 0 | 0
[26 empty] | 0 | 0
[26 empty] | 0 | 0
[26 empty] | 0 | 0
[26 empty] | 0 | 0
[26 empty] | 0 | 0
[26 empty] | 0 | 0
[26 empty] | 0 | 0
[26 empty] | 0 | 0
[26 empty] | 0 | 0
[26 empty] | 0 | 0
[26 empty] | 0 | 0
[26 empty] | 0 | 0
[26 empty] | 0 | 0
[26 empty] | 0 | 0
[26 empty] | 0 | 0
[26 empty] | 0 | 0
[26 empty] | 0 | 0
[26 empty] | 0 | 0
[26 empty] | 0 | 0
[26 empty] | 0 | 0
[26 empty] | 0 | 0
[26 empty] | 0 | 0
[26 empty] | 0 | 0
[26 empty] | 0 | 0
[26 empty] | 0 | 0
[26 empty] | 0 | 0
[26 empty] | 0 | 0
[26 empty] | 0 | 0
[26 empty] | 0 | 0
[26 empty] | 0 | 0
[26 empty] | 0 | 0
[26 empty] | 0 | 0
[26 empty] | 0 | 0
[26 empty] | 0 | 0
[26 empty] | 0 | 0
[26 empty] | 0 | 0
[26 empty] | 0 | 0
[26 empty] | 0 | 0
[26 empty] | 0 | 0
[26 empty] | 0 | 0
[26 empty] | 0 | 0
[26 empty] | 0 | 0
[26 empty] | 0 | 0
[26 empty] | 0 | 0
[26 empty] | 0 | 0
[26 empty] | 0 | 0
[26 empty] | 0 | 0
[26 empty] | 0 | 0
[26 empty] | 0 | 0
[26 empty] | 0 | 0
[26 empty] | 0 | 0
[26 empty] | 0 | 0
[26 empty] | 0 | 0
[26 empty] | 0 | 0
[26 empty] | 0 | 0
[26 empty] | 0 | 0
[26 empty] | 0 | 0
[26 empty] | 0 | 0
[26 empty] | 0 | 0
[26 empty] | 0 | 0
[26 empty] | 0 | 0
[26 empty] | 0 | 0
[26 empty] | 0 | 0
[26 empty] | 0 | 0
[26 empty] | 0 | 0
[26 empty] | 0 | 0
[26 empty] | 0 | 0
[26 empty] | 0 | 0
[26 empty] | 0 | 0
[26 empty] | 0 | 0
[26 empty] | 0 | 0
[26 empty] | 0 | 0
[26 empty] | 0 | 0
[26 empty] | 0 | 0
[26 empty] | 0 | 0
[26 empty] | 0 | 0
[26 empty] | 0 | 0
[26 empty] | 0 | 0
[26 empty] | 0 | 0
[26 empty] | 0 | 0
[26 empty] | 0 | 0
[26 empty] | 0 | 0
[26 empty] | 0 | 0
[26 empty] | 0 | 0
[26 empty] | 0 | 0
[26 empty] | 0 | 0
[26 empty] | 0 | 0
[26 empty] | 0 | 0
[26 empty] | 0 | 0
[26 empty] | 0 | 0
[26 empty] | 0 | 0
[26 empty] | 0 | 0
[26 empty] | 0 | 0
[26 empty] | 0 | 0
[26 empty] | 0 | 0
[26 empty] | 0 | 0
[26 empty] | 0 | 0
[26 empty] | 0 | 0
[26 empty] | 0 | 0
[26 empty] | 0 | 0
[26 empty] | 0 | 0
[26 empty] | 0 | 0
[26 empty] | 0 | 0
[26 empty] | 0 | 0
[26 empty] | 0 | 0
[26 empty] | 0 | 0
[26 empty] | 0 | 0
[26 empty] | 0 | 0
[26 empty] | 0 | 0
[26 empty] | 0 | 0
[26 empty] | 0 | 0
[26 empty] | 0 | 0
[26 empty] | 0 | 0
[26 empty] | 0 | 0
[26 empty] | 0 | 0
[26 empty] | 0 | 0
[26 empty] | 0 | 0
[26 empty] | 0 | 0
[26 empty] | 0 | 0
[26 empty] | 0 | 0
[26 empty] | 0 | 0
[26 empty] | 0 | 0
[26 empty] | 0 | 0
[26 empty] | 0 | 0
[26 empty] | 0 | 0
[26 empty] | 0 | 0
[26 empty] | 0 | 0
[26 empty] | 0 | 0
[26 empty] | 0 | 0
[26 empty] | 0 | 0
[26 empty] | 0 | 0
[26 empty] | 0 | 0
[26 empty] | 0 | 0
[26 empty] | 0 | 0
[26 empty] | 0 | 0
[26 empty] | 0 | 0
[26 empty] | 0 | 0
[26 empty] | 0 | 0
[26 empty] | 0 | 0
[26 empty] | 0 | 0
[26 empty] | 0 | 0
[26 empty] | 0 | 0
[26 empty] | 0 | 0
[26 empty] | 0 | 0
[26 empty] | 0 | 0
[26 empty] | 0 | 0
[26 empty] | 0 | 0
[26 empty] | 0 | 0
[26 empty] | 0 | 0
[26 empty] | 0 | 0
[26 empty] | 0 | 0
[26 empty] | 0 | 0
[26 empty] | 0 | 0
[26 empty] | 0 | 0
[26 empty] | 0 | 0
[26 empty] | 0 | 0
[26 empty] | 0 | 0
[26 empty] | 0 | 0
[26 empty] | 0 | 0
[26 empty] | 0 | 0
[26 empty] | 0 | 0
[26 empty] | 0 | 0
[26 empty] | 0 | 0
[26 empty] | 0 | 0
[26 empty] | 0 | 0
[26 empty] | 0 | 0
[26 empty] | 0 | 0
[26 empty] | 0 | 0
[26 empty] | 0 | 0
[26 empty] | 0 | 0
[26 empty] | 0 | 0
[26 empty] | 0 | 0
[26 empty] | 0 | 0
[26 empty] | 0 | 0
[26 empty] | 0 | 0
[26 empty] | 0 | 0
[26 empty] | 0 | 0
[26 empty] | 0 | 0
[26 empty] | 0 | 0
[26 empty] | 0 | 0
[26 empty] | 0 | 0
[26 empty] | 0 | 0
[26 empty] | 0 | 0
[26 empty] | 0 | 0
[26 empty] | 0 | 0
[26 empty] | 0 | 0
[26 empty] | 0 | 0
[26 empty] | 0 | 0
[26 empty] | 0 | 0
[26 empty] | 0 | 0
[26 empty] | 0 | 0
[26 empty] | 0 | 0
[26 empty] | 0 | 0
[26 empty] | 0 | 0
[26 empty] | 0 | 0
[26 empty] | 0 | 0
[26 empty] | 0 | 0
[26 empty] | 0 | 0
[26 empty] | 0 | 0
[26 empty] | 0 | 0
[26 empty] | 0 | 0
[26 empty] | 0 | 0
[26 empty] | 0 | 0
[26 empty] | 0 | 0
[26 empty] | 0 | 0
[26 empty] | 0 | 0
[26 empty] | 0 | 0
[26 empty] | 0 | 0
[26 empty] | 0 | 0
[26 empty] | 0 | 0
[26 empty] | 0 | 0
[26 empty] | 0 | 0
[26 empty] | 0 | 0
[26 empty] | 0 | 0
[26 empty] | 0 | 0
[26 empty] | 0 | 0
[26 empty] | 0 | 0
[26 empty] | 0 | 0
[26 empty] | 0 | 0
[26 empty] | 0 | 0
[26 empty] | 0 | 0
[26 empty] | 0 | 0
[26 empty] | 0 | 0
[26 empty] | 0 | 0
[26 empty] | 0 | 0
[26 empty] | 0 | 0
[26 empty] | 0 | 0
[26 empty] | 0 | 0
[26 empty] | 0 | 0
[26 empty] | 0 | 0
[26 empty] | 0 | 0
[26 empty] | 0 | 0
[26 empty] | 0 | 0
[26 empty] | 0 | 0
[26 empty] | 0 | 0
[26 empty] | 0 | 0
[26 empty] | 0 | 0
[26 empty] | 0 | 0
[26 empty] | 0 | 0
[26 empty] | 0 | 0
[26 empty] | 0 | 0
[26 empty] | 0 | 0
[26 empty] | 0 | 0
[26 empty] | 0 | 0
[26 empty] | 0 | 0
[26 empty] | 0 | 0
[26 empty] | 0 | 0
[26 empty] | 0 | 0
[26 empty] | 0 | 0
[26 empty] | 0 | 0
[26 empty] | 0 | 0
[26 empty] | 0 | 0
[26 empty] | 0 | 0
[26 empty] | 0 | 0
[26 empty] | 0 | 0
[26 empty] | 0 | 0
[26 empty] | 0 | 0
[26 empty] | 0 | 0
[26 empty] | 0 | 0
[26 empty] | 0 | 0
[26 empty] | 0 | 0
[26 empty] | 0 | 0
[26 empty] | 0 | 0
[26 empty] | 0 | 0
[26 empty] | 0 | 0
[26 empty] | 0 | 0
[26 empty] | 0 | 0
[26 empty] | 0 | 0
[26 empty] | 0 | 0
[26 empty] | 0 | 0
[26 empty] | 0 | 0
[26 empty] | 0 | 0
[26 empty] | 0 | 0
[26 empty] | 0 | 0
[26 empty] | 0 | 0
[26 empty] | 0 | 0
[26 empty] | 0 | 0
[26 empty] | 0 | 0
[26 empty] | 0 | 0
[26 empty] | 0 | 0
[26 empty] | 0 | 0
[26 empty] | 0 | 0
[26 empty] | 0 | 0
[26 empty] | 0 | 0
[26 empty] | 0 | 0
[26 empty] | 0 | 0
[26 empty] | 0 | 0
[26 empty] | 0 | 0
[26 empty] | 0 | 0
[26 empty] | 0 | 0
[26 empty] | 0 | 0
[26 empty] | 0 | 0
[26 empty] | 0 | 0
[26 empty] | 0 | 0
[26 empty] | 0 | 0
[26 empty] | 0 | 0
[26 empty] | 0 | 0
[26 empty] | 0 | 0
[26 empty] | 0 | 0
[26 empty] | 0 | 0
[26 empty] | 0 | 0
[26 empty] | 0 | 0
[26 empty] | 0 | 0
[26 empty] | 0 | 0
[26 empty] | 0 | 0
[26 empty] | 0 | 0
[26 empty] | 0 | 0
[26 empty] | 0 | 0
[26 empty] | 0 | 0
[26 empty] | 0 | 0
[26 empty] | 0 | 0
[26 empty] | 0 | 0
[26 empty] | 0 | 0
[26 empty] | 0 | 0
[26 empty] | 0 | 0
[26 empty] | 0 | 0
[26 empty] | 0 | 0
[26 empty] | 0 | 0
[26 empty] | 0 | 0
[26 empty] | 0 | 0
[26 empty] | 0 | 0
[26 empty] | 0 | 0
[26 empty] | 0 | 0
[26 empty] | 0 | 0
[26 empty] | 0 | 0
[26 empty] | 0 | 0
[26 empty] | 0 | 0
[26 empty] | 0 | 0
[26 empty] | 0 | 0
[26 empty] | 0 | 0
[26 empty] | 0 | 0
[26 empty] | 0 | 0
[26 empty] | 0 | 0
[26 empty] | 0 | 0
[26 empty] | 0 | 0
[26 empty] | 0 | 0
[26 empty] | 0 | 0
[26 empty] | 0 | 0
[26 empty] | 0 | 0
[26 empty] | 0 | 0
[26 empty] | 0 | 0
[26 empty] | 0 | 0
[26 empty] | 0 | 0
[26 empty] | 0 | 0
[26 empty] | 0 | 0
[26 empty] | 0 | 0
[26 empty] | 0 | 0
[26 empty] | 0 | 0
[26 empty] | 0 | 0
[26 empty] | 0 | 0
[26 empty] | 0 | 0
[26 empty] | 0 | 0
[26 empty] | 0 | 0
[26 empty] | 0 | 0
[26 empty] | 0 | 0
[26 empty] | 0 | 0
[26 empty] | 0 | 0
[26 empty] | 0 | 0
[26 empty] | 0 | 0
[26 empty] | 0 | 0
[26 empty] | 0 | 0
[26 empty] | 0 | 0
[26 empty] | 0 | 0
[26 empty] | 0 | 0
[26 empty] | 0 | 0
[26 empty] | 0 | 0
[26 empty] | 0 | 0
[26 empty] | 0 | 0
[26 empty] | 0 | 0
[26 empty] | 0 | 0
[26 empty] | 0 | 0
[26 empty] | 0 | 0
[26 empty] | 0 | 0
[26 empty] | 0 | 0
[26 empty] | 0 | 0
[26 empty] | 0 | 0
[26 empty] | 0 | 0
[26 empty] | 0 | 0
[26 empty] | 0 | 0
[26 empty] | 0 | 0
[26 empty] | 0 | 0
[26 empty] | 0 | 0
[26 empty] | 0 | 0
[26 empty] | 0 | 0
[26 empty] | 0 | 0
[26 empty] | 0 | 0
[26 empty] | 0 | 0
[26 empty] | 0 | 0
[26 empty] | 0 | 0
[26 empty] | 0 | 0
[26 empty] | 0 | 0
[26 empty] | 0 | 0
[26 empty] | 0 | 0
[26 empty] | 0 | 0
[26 empty] | 0 | 0
[26 empty] | 0 | 0
[26 empty] | 0 | 0
[26 empty] | 0 | 0
[26 empty] | 0 | 0
[26 empty] | 0 | 0
[26 empty] | 0 | 0
[26 empty] | 0 | 0
[26 empty] | 0 | 0
[26 empty] | 0 | 0
[26 empty] | 0 | 0
[26 empty] | 0 | 0
[26 empty] | 0 | 0
[26 empty] | 0 | 0
[26 empty] | 0 | 0
[26 empty] | 0 | 0
[26 empty] | 0 | 0
[26 empty] | 0 | 0
[26 empty] | 0 | 0
[26 empty] | 0 | 0
[26 empty] | 0 | 0
[26 empty] | 0 | 0
[26 empty] | 0 | 0
[26 empty] | 0 | 0
[26 empty] | 0 | 0
[26 empty] | 0 | 0
[26 empty] | 0 | 0
[26 empty] | 0 | 0
[26 empty] | 0 | 0
[26 empty] | 0 | 0
[26 empty] | 0 | 0
[26 empty] | 0 | 0
[26 empty] | 0 | 0
[26 empty] | 0 | 0
[26 empty] | 0 | 0
[26 empty] | 0 | 0
[26 empty] | 0 | 0
[26 empty] | 0 | 0
[26 empty] | 0 | 0
[26 empty] | 0 | 0
[26 empty] | 0 | 0
[26 empty] | 0 | 0
[26 empty] | 0 | 0
[26 empty] | 0 | 0
[26 empty] | 0 | 0
[26 empty] | 0 | 0
[26 empty] | 0 | 0
[26 empty] | 0 | 0
[26 empty] | 0 | 0
[26 empty] | 0 | 0
[26 empty] | 0 | 0
[26 empty] | 0 | 0
[26 empty] | 0 | 0
[26 empty] | 0 | 0
[26 empty] | 0 | 0
[26 empty] | 0 | 0
[26 empty] | 0 | 0
[26 empty] | 0 | 0
[26 empty] | 0 | 0
[26 empty] | 0 | 0
[26 empty] | 0 | 0
[26 empty] | 0 | 0
[26 empty] | 0 | 0
[26 empty] | 0 | 0
[26 empty] | 0 | 0
[26 empty] | 0 | 0
[26 empty] | 0 | 0
[26 empty] | 0 | 0
[26 empty] | 0 | 0
[26 empty] | 0 | 0
[26 empty] | 0 | 0
[26 empty] | 0 | 0
[26 empty] | 0 | 0
[26 empty] | 0 | 0
[26 empty] | 0 | 0
[26 empty] | 0 | 0
[26 empty] | 0 | 0
[26 empty] | 0 | 0
[26 empty] | 0 | 0
[26 empty] | 0 | 0
[26 empty] | 0 | 0
[26 empty] | 0 | 0
[26 empty] | 0 | 0
[26 empty] | 0 | 0
[26 empty] | 0 | 0
[26 empty] | 0 | 0
[26 empty] | 0 | 0
[26 empty] | 0 | 0
[26 empty] | 0 | 0
[26 empty] | 0 | 0
[26 empty] | 0 | 0
[26 empty] | 0 | 0
[26 empty] | 0 | 0
[26 empty] | 0 | 0
[26 empty] | 0 | 0
[26 empty] | 0 | 0
[26 empty] | 0 | 0
[26 empty] | 0 | 0
[26 empty] | 0 | 0
[26 empty] | 0 | 0
[26 empty] | 0 | 0
[26 empty] | 0 | 0
[26 empty] | 0 | 0
[26 empty] | 0 | 0
[26 empty] | 0 | 0
[26 empty] | 0 | 0
[26 empty] | 0 | 0
[26 empty] | 0 | 0
[26 empty] | 0 | 0
[26 empty] | 0 | 0
[26 empty] | 0 | 0
[26 empty] | 0 | 0
[26 empty] | 0 | 0
[26 empty] | 0 | 0
[26 empty] | 0 | 0
[26 empty] | 0 | 0
[26 empty] | 0 | 0
[26 empty] | 0 | 0
[26 empty] | 0 | 0
[26 empty] | 0 | 0
[26 empty] | 0 | 0
[26 empty] | 0 | 0
[26 empty] | 0 | 0
[26 empty] | 0 | 0
[26 empty] | 0 | 0
[26 empty] | 0 | 0
[26 empty] | 0 | 0
[26 empty] | 0 | 0
[26 empty] | 0 | 0
[26 empty] | 0 | 0
[26 empty] | 0 | 0
[26 empty] | 0 | 0
[26 empty] | 0 | 0
[26 empty] | 0 | 0
[26 empty] | 0 | 0
[26 empty] | 0 | 0
[26 empty] | 0 | 0
[26 empty] | 0 | 0
[26 empty] | 0 | 0
[26 empty] | 0 | 0
[26 empty] | 0 | 0
[26 empty] | 0 | 0
[26 empty] | 0 | 0
[26 empty] | 0 | 0
[26 empty] | 0 | 0
[26 empty] | 0 | 0
[26 empty] | 0 | 0
[26 empty] | 0 | 0
[26 empty] | 0 | 0
[26 empty] | 0 | 0
[26 empty] | 0 | 0
[26 empty] | 0 | 0
[26 empty] | 0 | 0
[26 empty] | 0 | 0
[26 empty] | 0 | 0
[26 empty] | 0 | 0
[26 empty] | 0 | 0
[26 empty] | 0 | 0
[26 empty] | 0 | 0
[26 empty] | 0 | 0
[26 empty] | 0 | 0
[26 empty] | 0 | 0
[26 empty] | 0 | 0
[26 empty] | 0 | 0
[26 empty] | 0 | 0
[26 empty] | 0 | 0
[26 empty] | 0 | 0
[26 empty] | 0 | 0
[26 empty] | 0 | 0
[26 empty] | 0 | 0
[26 empty] | 0 | 0
[26 empty] | 0 | 0
[26 empty] | 0 | 0
[26 empty] | 0 | 0
[26 empty] | 0 | 0
[26 empty] | 0 | 0
[26 empty] | 0 | 0
[26 empty] | 0 | 0
[26 empty] | 0 | 0
[26 empty] | 0 | 0
[26 empty] | 0 | 0
[26 empty] | 0 | 0
[26 empty] | 0 | 0
[26 empty] | 0 | 0
[26 empty] | 0 | 0
[26 empty] | 0 | 0
[26 empty] | 0 | 0
[26 empty] | 0 | 0
[26 empty] | 0 | 0
[26 empty] | 0 | 0
[26 empty] | 0 | 0
[26 empty] | 0 | 0
[26 empty] | 0 | 0
[26 empty] | 0 | 0
[26 empty] | 0 | 0
[26 empty] | 0 | 0
[26 empty] | 0 | 0
[26 empty] | 0 | 0
[26 empty] | 0 | 0
[26 empty] | 0 | 0
[26 empty] | 0 | 0
[26 empty] | 0 | 0
[26 empty] | 0 | 0
[26 empty] | 0 | 0
[26 empty] | 0 | 0
[26 empty] | 0 | 0
[26 empty] | 0 | 0
[26 empty] | 0 | 0
[26 empty] | 0 | 0
[26 empty] | 0 | 0
[26 empty] | 0 | 0
[26 empty] | 0 | 0
[26 empty] | 0 | 0
[26 empty] | 0 | 0
[26 empty] | 0 | 0
[26 empty] | 0 | 0
[26 empty] | 0 | 0
[26 empty] | 0 | 0
[26 empty] | 0 | 0
[26 empty] | 0 | 0
[26 empty] | 0 | 0
[26 empty] | 0 | 0
[26 empty] | 0 | 0
[26 empty] | 0 | 0
[26 empty] | 0 | 0
[26 empty] | 0 | 0
[26 empty] | 0 | 0
[26 empty] | 0 | 0
[26 empty] | 0 | 0
[26 empty] | 0 | 0
[26 empty] | 0 | 0
[26 empty] | 0 | 0
[26 empty] | 0 | 0
[26 empty] | 0 | 0
[26 empty] | 0 | 0
[26 empty] | 0 | 0
[26 empty] | 0 | 0
[26 empty] | 0 | 0
[26 empty] | 0 | 0
[26 empty] | 0 | 0
[26 empty] | 0 | 0
[26 empty] | 0 | 0
[26 empty] | 0 | 0
[26 empty] | 0 | 0
[26 empty] | 0 | 0
[26 empty] | 0 | 0
[26 empty] | 0 | 0
[26 empty] | 0 | 0
[26 empty] | 0 | 0
[26 empty] | 0 | 0
[26 empty] | 0 | 0
[26 empty] | 0 | 0
[26 empty] | 0 | 0
[26 empty] | 0 | 0
[26 empty] | 0 | 0
[26 empty] | 0 | 0
[26 empty] | 0 | 0
[26 empty] | 0 | 0
[26 empty] | 0 | 0
[26 empty] | 0 | 0
[26 empty] | 0 | 0
[26 empty] | 0 | 0
[26 empty] | 0 | 0
[26 empty] | 0 | 0
[26 empty] | 0 | 0
[26 empty] | 0 | 0
[26 empty] | 0 | 0
[26 empty] | 0 | 0
[26 empty] | 0 | 0
[26 empty] | 0 | 0
[26 empty] | 0 | 0
[26 empty] | 0 | 0
[26 empty] | 0 | 0
[26 empty] | 0 | 0
[26 empty] | 0 | 0
[26 empty] | 0 | 0
[26 empty] | 0 | 0
[26 empty] | 0 | 0
[26 empty] | 0 | 0
[26 empty] | 0 | 0
[26 empty] | 0 | 0
[26 empty] | 0 | 0
[26 empty] | 0 | 0
[26 empty] | 0 | 0
[26 empty] | 0 | 0
[26 empty] | 0 | 0
[26 empty] | 0 | 0
[26 empty] | 0 | 0
[26 empty] | 0 | 0
[26 empty] | 0 | 0
[26 empty] | 0 | 0
[26 empty] | 0 | 0
[26 empty] | 0 | 0
[26 empty] | 0 | 0
[26 empty] | 0 | 0
[26 empty] | 0 | 0
[26 empty] | 0 | 0
[26 empty] | 0 | 0
[26 empty] | 0 | 0
[26 empty] | 0 | 0
[26 empty] | 0 | 0
[26 empty] | 0 | 0
[26 empty] | 0 | 0
[26 empty] | 0 | 0
[26 empty] | 0 | 0
[26 empty] | 0 | 0
[26 empty] | 0 | 0
[26 empty] | 0 | 0
[26 empty] | 0 | 0
[26 empty] | 0 | 0
[26 empty] | 0 | 0
[26 empty] | 0 | 0
[26 empty] | 0 | 0
[26 empty] | 0 | 0
[26 empty] | 0 | 0
[26 empty] | 0 | 0
[26 empty] | 0 | 0
[26 empty] | 0 | 0
[26 empty] | 0 | 0
[26 empty] | 0 | 0
[26 empty] | 0 | 0
[26 empty] | 0 | 0
[26 empty] | 0 | 0
[26 empty] | 0 | 0
[26 empty] | 0 | 0
[26 empty] | 0 | 0
[26 empty] | 0 | 0
[26 empty] | 0 | 0
[26 empty] | 0 | 0
[26 empty] | 0 | 0
[26 empty] | 0 | 0
[26 empty] | 0 | 0
[26 empty] | 0 | 0
[26 empty] | 0 | 0
[26 empty] | 0 | 0
[26 empty] | 0 | 0
[26 empty] | 0 | 0
[26 empty] | 0 | 0
[26 empty] | 0 | 0
[26 empty] | 0 | 0
[26 empty] | 0 | 0
[26 empty] | 0 | 0
[26 empty] | 0 | 0
[26 empty] | 0 | 0
[26 empty] | 0 | 0
[26 empty] | 0 | 0
[26 empty] | 0 | 0
[26 empty] | 0 | 0
[26 empty] | 0 | 0
[26 empty] | 0 | 0
[26 empty] | 0 | 0
[26 empty] | 0 | 0
[26 empty] | 0 | 0
[26 empty] | 0 | 0
[26 empty] | 0 | 0
[26 empty] | 0 | 0
[26 empty] | 0 | 0
[26 empty] | 0 | 0
[26 empty] | 0 | 0
[26 empty] | 0 | 0
[26 empty] | 0 | 0
[26 empty] | 0 | 0
[26 empty] | 0 | 0
[26 empty] | 0 | 0
[26 empty] | 0 | 0
[26 empty] | 0 | 0
[26 empty] | 0 | 0
[26 empty] | 0 | 0
[26 empty] | 0 | 0
[26 empty] | 0 | 0
[26 empty] | 0 | 0
[26 empty] | 0 | 0
[26 empty] | 0 | 0
[26 empty] | 0 | 0
[26 empty] | 0 | 0
[26 empty] | 0 | 0
[26 empty] | 0 | 0
[26 empty] | 0 | 0
[26 empty] | 0 | 0
[26 empty] | 0 | 0
[26 empty] | 0 | 0
[26 empty] | 0 | 0
[26 empty] | 0 | 0
[26 empty] | 0 | 0
[26 empty] | 0 | 0
[26 empty] | 0 | 0
[26 empty] | 0 | 0
[26 empty] | 0 | 0
[26 empty] | 0 | 0
[26 empty] | 0 | 0
[26 empty] | 0 | 0
[26 empty] | 0 | 0
[26 empty] | 0 | 0
[26 empty] | 0 | 0
[26 empty] | 0 | 0
[26 empty] | 0 | 0
[26 empty] | 0 | 0
[26 empty] | 0 | 0
[26 empty] | 0 | 0
[26 empty] | 0 | 0
[26 empty] | 0 | 0
[26 empty] | 0 | 0
[26 empty] | 0 | 0
[26 empty] | 0 | 0
[26 empty] | 0 | 0
[26 empty] | 0 | 0
[26 empty] | 0 | 0
[26 empty] | 0 | 0
[26 empty] | 0 | 0
[26 empty] | 0 | 0
[26 empty] | 0 | 0
[26 empty] | 0 | 0
[26 empty] | 0 | 0
[26 empty] | 0 | 0
[26 empty] | 0 | 0
[26 empty] | 0 | 0
[26 empty] | 0 | 0
[26 empty] | 0 | 0
[26 empty] | 0 | 0
[26 empty] | 0 | 0
[26 empty] | 0 | 0
[26 empty] | 0 | 0
[26 empty] | 0 | 0
[26 empty] | 0 | 0
[26 empty] | 0 | 0
[26 empty] | 0 | 0
[26 empty] | 0 | 0
[26 empty] | 0 | 0
[26 empty] | 0 | 0
[26 empty] | 0 | 0
[26 empty] | 0 | 0
[26 empty] | 0 | 0
[26 empty] | 0 | 0
[26 empty] | 0 | 0
[26 empty] | 0 | 0
[26 empty] | 0 | 0
[26 empty] | 0 | 0
[26 empty] | 0 | 0
[26 empty] | 0 | 0
[26 empty] | 0 | 0
[26 empty] | 0 | 0
[26 empty] | 0 | 0
[26 empty] | 0 | 0
[26 empty] | 0 | 0
[26 empty] | 0 | 0
[26 empty] | 0 | 0
[26 empty] | 0 | 0
[26 empty] | 0 | 0
[26 empty] | 0 | 0
[26 empty] | 0 | 0
[26 empty] | 0 | 0
[26 empty] | 0 | 0
[26 empty] | 0 | 0
[26 empty] | 0 | 0
[26 empty] | 0 | 0
[26 empty] | 0 | 0
[26 empty] | 0 | 0
[26 empty] | 0 | 0
[26 empty] | 0 | 0
[26 empty] | 0 | 0
[26 empty] | 0 | 0
[26 empty] | 0 | 0
[26 empty] | 0 | 0
[26 empty] | 0 | 0
[26 empty] | 0 | 0
[26 empty] | 0 | 0
[26 empty] | 0 | 0
[26 empty] | 0 | 0
[26 empty] | 0 | 0
[26 empty] | 0 | 0
[26 empty] | 0 | 0
[26 empty] | 0 | 0
[26 empty] | 0 | 0
[26 empty] | 0 | 0
[26 empty] | 0 | 0
[26 empty] | 0 | 0
[26 empty] | 0 | 0
[26 empty] | 0 | 0
[26 empty] | 0 | 0
[26 empty] | 0 | 0
[26 empty] | 0 | 0
[26 empty] | 0 | 0
[26 empty] | 0 | 0
[26 empty] | 0 | 0
[26 empty] | 0 | 0
[26 empty] | 0 | 0
[26 empty] | 0 | 0
[26 empty] | 0 | 0
[26 empty] | 0 | 0
[26 empty] | 0 | 0
[26 empty] | 0 | 0
[26 empty] | 0 | 0
[26 empty] | 0 | 0
[26 empty] | 0 | 0
[26 empty] | 0 | 0
[26 empty] | 0 | 0
[26 empty] | 0 | 0
[26 empty] | 0 | 0
[26 empty] | 0 | 0
[26 empty] | 0 | 0
[26 empty] | 0 | 0
[26 empty] | 0 | 0
[26 empty] | 0 | 0
[26 empty] | 0 | 0
[26 empty] | 0 | 0
[26 empty] | 0 | 0
[26 empty] | 0 | 0
[26 empty] | 0 | 0
[26 empty] | 0 | 0
[26 empty] | 0 | 0
[26 empty] | 0 | 0
[26 empty] | 0 | 0
[26 empty] | 0 | 0
[26 empty] | 0 | 0
[26 empty] | 0 | 0
[26 empty] | 0 | 0
[26 empty] | 0 | 0
[26 empty] | 0 | 0
[26 empty] | 0 | 0
[26 empty] | 0 | 0
[26 empty] | 0 | 0
[26 empty] | 0 | 0
[26 empty] | 0 | 0
[26 empty] | 0 | 0
[26 empty] | 0 | 0
[26 empty] | 0 | 0
[26 empty] | 0 | 0
[26 empty] | 0 | 0
[26 empty] | 0 | 0
[26 empty] | 0 | 0
[26 empty] | 0 | 0
[26 empty] | 0 | 0
[26 empty] | 0 | 0
[26 empty] | 0 | 0
[26 empty] | 0 | 0
[26 empty] | 0 | 0
[26 empty] | 0 | 0
[26 empty] | 0 | 0
[26 empty] | 0 | 0
[26 empty] | 0 | 0
[26 empty] | 0 | 0
[26 empty] | 0 | 0
[26 empty] | 0 | 0
[26 empty] | 0 | 0
[26 empty] | 0 | 0
[26 empty] | 0 | 0
[26 empty] | 0 | 0
[26 empty] | 0 | 0
[26 empty] | 0 | 0
[26 empty] | 0 | 0
[26 empty] | 0 | 0
[26 empty] | 0 | 0
[26 empty] | 0 | 0
[26 empty] | 0 | 0
[26 empty] | 0 | 0
[26 empty] | 0 | 0
[26 empty] | 0 | 0
[26 empty] | 0 | 0
[26 empty] | 0 | 0
[26 empty] | 0 | 0
[26 empty] | 0 | 0
[26 empty] | 0 | 0
[26 empty] | 0 | 0
[26 empty] | 0 | 0
[26 empty] | 0 | 0
[26 empty] | 0 | 0
[26 empty] | 0 | 0
[26 empty] | 0 | 0
[26 empty] | 0 | 0
[26 empty] | 0 | 0
[26 empty] | 0 | 0
[26 empty] | 0 | 0
[26 empty] | 0 | 0
[26 empty] | 0 | 0
[26 empty] | 0 | 0
[26 empty] | 0 | 0
[26 empty] | 0 | 0
[26 empty] | 0 | 0
[26 empty] | 0 | 0
[26 empty] | 0 | 0
[26 empty] | 0 | 0
[26 empty] | 0 | 0
[26 empty] | 0 | 0
[26 empty] | 0 | 0
[26 empty] | 0 | 0
[26 empty] | 0 | 0
[26 empty] | 0 | 0
[26 empty] | 0 | 0
[26 empty] | 0 | 0
[26 empty] | 0 | 0
[26 empty] | 0 | 0
[26 empty] | 0 | 0
[26 empty] | 0 | 0
[26 empty] | 0 | 0
[26 empty] | 0 | 0
[26 empty] | 0 | 0
[26 empty] | 0 | 0
[26 empty] | 0 | 0
[26 empty] | 0 | 0
[26 empty] | 0 | 0
[26 empty] | 0 | 0
[26 empty] | 0 | 0
[26 empty] | 0 | 0
[26 empty] | 0 | 0
[26 empty] | 0 | 0
[26 empty] | 0 | 0
[26 empty] | 0 | 0
[26 empty] | 0 | 0
[26 empty] | 0 | 0
[26 empty] | 0 | 0
[26 empty] | 0 | 0
[26 empty] | 0 | 0
[26 empty] | 0 | 0
[26 empty] | 0 | 0
[26 empty] | 0 | 0
[26 empty] | 0 | 0
[26 empty] | 0 | 0
[26 empty] | 0 | 0

## Zones
Houston | -1
North | -1
South | -1
West | 1
SET UP AREA, copy & paste values to cell B1
Source | West |  | N to H | N to W | N to S | W to N | S to N | W to S
Sink | North | Houston | -1 | 1 | -1 | -1 | 1 | -1
|  | North | 1 | 1 | 1 | -1 | -1 | -1
|  | South | -1 | 1 | -1 | -1 | 1 | -1
|  | West | 1 | -1 | 1 | 1 | -1 | 1
|  | Source | North | North | North | West | South | West
|  | Sink | Houston | West | South | North | North | South

## Tech
Number of Bus | Name of Bus | Tech Type
238 | BOSQUESW505 | CC
239 | BOSQUESW502 | GGT
244 | WHITNYDM01 | Hydro
245 | WHITNYDM02 | Hydro
247 | BOSQUESW501 | GGT
251 | BOSQUESW803 | CC
253 | BOSQUESW804 | CC
332 | RWMILLER01 | GST
333 | RWMILLER02 | GST
334 | RWMILLER03 | GST
335 | RWMILLER04 | GST
336 | RWMILLER05 | GST
344 | MRSSHPRD | Hydro
345 | MRSSHPRD01 | Hydro
366 | JNSNCNTY802 | Cogen
367 | JNSNCNTY802 | Cogen
503 | NTHTEXAS01 | GST
504 | NTHTEXAS02 | GST
505 | NTHTEXAS03 | GST
580 | JCKCNTY801 | CC
581 | JCKCNTY802 | CC
582 | JCKCNTY803 | CC
728 | WOLFRIDGE801 | Wind
837 | NEWMAN_G5 | GST
842 | OLINGER_G1 | GST
843 | OLINGER_G2 | GST
844 | OLINGER_G3 | GST
845 | OLINGER_G4 | GGT
923 | SPENCER_G4 | GST
924 | SPENCER_G5 | GST
948 | STEAM1 | GST
949 | STEAM2 | GST
950 | STEAM3 | GST
990 | GIBN_CREK_G1 | LIGCO
1002 | PBCTAGE_1G | GGT
1003 | PBCTBGE_2G | GGT
1004 | PBCTCGE_3G | GGT
1005 | PBCTDGE_4G | GGT
1006 | PBCTEGE_5G | GGT
1007 | PB5GEN_6G | GST
1008 | PB6GEN_7G | GST
1037 | MORGAN5G_5G | GST
1039 | MRGNAG_1G | GGT
1040 | MRGNBG_2G | GGT
1041 | MRGNCG_3G | GGT
1042 | MRGNDG_4G | GGT
1043 | MRGNEG_5G | GGT
1044 | MRGNFG_6G | GGT
1045 | CALENG1G_1G | Cogen
1046 | CALENG2G_2G | Cogen
1047 | CALENG3G_3G | Cogen
1058 | LONGSHORE_5 | Wind
1058 | LONGSHORE_5 | Wind
1061 | CIELOGEN_1G | Wind
1062 | CIELOGEN_2G | Wind
1068 | SCURRYCW_1G | Wind
1069 | KINDERMG_1G | Cogen
1070 | KINDERMG_2G | Cogen
1071 | KINDERMG_3G | Cogen
1073 | SCURRYCW_2G | Wind
1320 | BSP 1 | Cogen
1326 | STANTONW_8 | Wind
1327 | WILDHRSE_1G | Wind
1328 | OCOTILLO_1G | Wind
1333 | MCDDONAL_8 | Wind
1343 | TRENTIPP_8 | Wind
1349 | WESTXWIN_1G | Wind
1350 | NWPWRG1_1G | Wind
1354 | AEPWIND_8 | Wind
1360 | GUNSIGHT_8 | Wind
1416 | SWETWATR_1G | CC
1417 | SWETWATR_2G | CC
1418 | SWETWATR_3G | CC
1419 | SWETWATR_4G | CC
1432 | GRHAMSES_2G | GST
1433 | GRHAMSES_1G | GST
1437 | MESQUITW_1G | Wind
1438 | MESQUITW_2G | Wind
1442 | COKFIELD_5 | Wind
1453 | WCPWRCO_1G | CC
1454 | WCPWRCO_2G | CC
1455 | WCPWRCO_3G | CC
1479 | WFCOGEN_1G | Cogen
1479 | WFCOGEN_1G | Cogen
1482 | WFCOGEN_2G | Cogen
1482 | WFCOGEN_2G | Cogen
1600 | BARTNWND_1G | Wind
1643 | SLSTR1PP_1G | Wind
1675 | PEC_1G | Cogen
1676 | PEC_2G | Cogen
1677 | PEC_3G | Cogen
1678 | LAMARPWR_1G | CC
1679 | LAMARPWR_2G | CC
1680 | LAMARPWR_3G | CC
1681 | LAMARPWR_4G | CC
1682 | LAMARPWR_5G | CC
1683 | LAMARPWR_6G | CC
1687 | VALLEY_1G | GST
1688 | VALLEY_2G | GSC
1689 | VALLEY_3G | GST
1701 | MOSES_1G | LIGCO
1702 | MOSES_2G | LIGCO
1703 | MOSES_3G | LIGCO
1861 | EAGLEMNT_1G | GST
1862 | EAGLEMNT_2G | GST
1863 | EAGLEMNT_3G | GST
1877 | WLFHOLW_1G | CC
1878 | WLFHOLW_2G | CC
1879 | WLFHOLW_3G | CC
1889 | DECRDOVA_1G | GSC
1892 | DECRDOVA_2G | GGT
1893 | DECRDOVA_3G | GGT
1894 | DECRDOVA_4G | GGT
1895 | DECRDOVA_5G | GGT
1898 | COMCHEPK_1G | Nuc
1899 | COMCHEPK_2G | Nuc
1937 | MDLTHELP_5G | CC
1938 | MDLTHELP_6G | CC
1941 | MDLTHELP_1G | CC
1942 | MDLTHELP_2G | CC
1943 | MDLTHELP_3G | CC
1944 | MDLTHELP_4G | CC
1947 | HANDLEY_3G | GST
1948 | HANDLEY_4G | GST
1949 | HANDLEY_5G | GST
2371 | COLLIN_1G | GST
2381 | NTHLK1_G | GST
2382 | NTHLK2_G | GST
2383 | NTHLK3_G | GST
2413 | MTCK6_G | GST
2414 | MTCK7_G | GST
2417 | MTCK8_G | GSC
2451 | LKHB1_G | GST
2452 | LKHB2_G | GST
3097 | MARTLAKE_1G | LIGCO
3098 | MARTLAKE_2G | LIGCO
3099 | MARTLAKE_3G | LIGCO
3107 | STRYKER_1G | GST
3108 | STRYKER_2G | GST
3126 | TRINIDAD_6G | GST
3309 | ASPN_G | Bio
3348 | CHAMPION_1G | Cogen
3381 | BBRN_1G | LIGCO
3382 | BBRN_2G | LIGCO
3403 | THOUSE_1G | GSC
3404 | THOUSE_2G | GSC
3416 | LAKE_CRK1_G | GST
3417 | LAKE_CRK2_G | GST
3432 | SANDOW_4G | LIGCO
5026 | BRAUNIG_VHB1 | GST
5027 | BRAUNIG_VHB2 | GST
5028 | BRAUNIG_VHB3 | GST
5111 | CALAVER_JTD1 | LIGCO
5112 | CALAVER_JTD2 | LIGCO
5264 | LEON_LCP3G3 | GST
5265 | LEON_LCP4G4 | GST
5266 | LEON_LCPCT1 | GGT
5267 | LEON_LCPCT2 | GGT
5268 | LEON_LCPCT3 | GGT
5269 | LEON_LCPCT4 | GGT
5396 | CALAVER_OWS1 | GST
5397 | CALAVER_OWS2 | GST
5401 | CALAVER_JKS1 | LIGCO
5436 | TUTTL_WBT1G1 | GST
5438 | TUTTL_WBT3G3 | GST
5439 | TUTTL_WBT4G4 | GST
5476 | BRA_AVR1_CT1 | CC
5477 | BRA_AVR1_ST | CC
5478 | BRA_AVR1_CT2 | CC
5503 | RAYBURNGEN3 | GST
5505 | RAYBURNGEN1 | GGT
5506 | RAYBURNGEN2 | GGT
5508 | RAYBURNCC9 | CC
5509 | RAYBURNCC10 | CC
5511 | RAYBURNCC7 | CC
5512 | RAYBURNCC8 | CC
5728 | FALCONHYDRO2 | Hydro
5729 | FALCONHYDRO3 | Hydro
5890 | PEARSALLGEN1 | GST
5891 | PEARSALLGEN2 | GST
5892 | PEARSALLGEN3 | GST
5903 | SANMIGUELGEN | LIGCO
5911 | STP_GN1___1 | Nuc
5912 | STP_GN2___2 | Nuc
5920 | WELSHDC1 | DCTie
5925 | DCEAST | DCTie
5932 | SI_RAY9 | CC
5933 | SI_RAY6 | GST
5934 | SI_RAY5 | GST
5935 | SI_RAY10 | CC
6016 | SWMESA | Wind
6096 | NORTHDC7 | DCTie
6100 | OKLA7A | DCTie
6144 | MCADOO1A | Wind
6407 | TURKTRAK1A | Wind
6637 | SNYDERW1A | Wind
6752 | OKLA0A | LIGCO
6948 | DENISNDM | Hydro
6948 | DENISNDM | Hydro
7000 | L_FERGUS1_1Y | GSC
7004 | L_SIMGID1_1Y | GST
7005 | L_SIMGID1_2Y | GST
7006 | L_SIMGID1_3Y | GST
7007 | L_LOSTPI1_1Y | CC
7008 | L_LOSTPI1_2Y | CC
7009 | L_LOSTPI1_3Y | CC
7010 | L_FPPYD11_1Y | LIGCO
7011 | L_FPPYD11_2Y | LIGCO
7012 | L_FPPYD21_3Y | LIGCO
7014 | L_HAYSEN1_1Y | CC
7015 | L_HAYSEN1_2Y | CC
7016 | L_HAYSEN1_3Y | CC
7017 | L_HAYSEN1_4Y | CC
7020 | L_AUSTPL1_1Y | Hydro
7020 | L_AUSTPL1_1Y | Hydro
7022 | L_BUCHAN1_1Y | Hydro
7023 | L_BUCHAN1_2Y | Hydro
7024 | L_BUCHAN1_3Y | Hydro
7026 | L_INKSDA1_1Y | Hydro
7028 | L_MARBFA1_1Y | Hydro
7029 | L_MARBFA1_2Y | Hydro
7031 | L_MARSFO1G1Y | Hydro
7032 | L_MARSFO1G2Y | Hydro
7033 | L_MARSFO1G3Y | Hydro
7035 | L_WIRTZ_1G1Y | Hydro
7036 | L_WIRTZ_1G2Y | Hydro
7038 | L_DELAWA1_1Y | Wind
7038 | L_DELAWA1_1Y | Wind
7303 | L_WPPGS12_1Y | GGT
7303 | L_WPPGS12_1Y | GGT
7305 | L_WPPGS34_1Y | GGT
7305 | L_WPPGS34_1Y | GGT
7487 | L_CANYHY8_1Y | Hydro
7605 | L_MCQUEE9_1Y | Hydro
7605 | L_MCQUEE9_1Y | Hydro
7605 | L_MCQUEE9_1Y | Hydro
7609 | L_SCHUMA8_1Y | Hydro
7624 | L_LAKEWO9_1Y | Hydro
7624 | L_LAKEWO9_1Y | Hydro
7800 | L_GUADGE1_1Y | CC
7801 | L_GUADGE1_2Y | CC
7802 | L_GUADGE1_3Y | CC
7803 | L_GUADGE1_4Y | CC
7804 | L_GUADGE1_5Y | CC
7805 | L_GUADGE1_6Y | CC
7807 | L_BASTEN1_1Y | CC
7808 | L_BASTEN1_2Y | CC
7809 | L_BASTEN1_3Y | CC
7810 | L_RIONOG1G1Y | CC
7811 | L_RIONOG1G2Y | CC
7812 | L_RIONOG1G3Y | CC
7813 | L_RIONOG1S1Y | CC
8032 | AMISTADHYD1 | Hydro
8033 | AMISTADHYD2 | Hydro
8048 | FALCONHYDRO1 | Hydro
8066 | DUP1V#1 | Cogen
8134 | FOR #1 | Cogen
8138 | FOR #2 | Cogen
8139 | JOS #1 | GST
8147 | UCAR #2 | Cogen
8148 | UCAR #1 | Cogen
8153 | FOR #3 | Cogen
8154 | FOR #4 | Cogen
8155 | FOR #5 | Cogen
8156 | FOR #6 | Cogen
8157 | FOR #7 | Cogen
8161 | COLETO0A | LIGCO
8173 | VICEC51A | CC
8174 | VICEC61A | CC
8189 | CUECPL2A | Cogen
8262 | ELPS | Hydro
8285 | LAR #1 | GST
8287 | LAR #2 | GST
8288 | LAR #3 | GST
8388 | BATES0A | GST
8393 | BATES0B | GST
8437 | NUECES_B0C | GST
8438 | NUECES_B0B | GST
8442 | NBEC7 | GST
8442 | NBEC7 | GST
8456 | COSW#1 | Cogen
8457 | COSW#2 | Cogen
8459 | B_DAVIS0B | GSC
8460 | B_DAVIS0A | GSC
8461 | KOCH_UP0A | Cogen
8506 | VAL #1 | Cogen
8507 | VAL #2 | Cogen
8511 | OXY_CC0A | Cogen
8517 | CELANEBI0A | Cogen
8560 | CNOPGT1 | Cogen
8561 | CNOPGT2 | Cogen
8562 | CNOPST1 | Cogen
8926 | LGE_GT10A | Cogen
8927 | LGE_GT20A | Cogen
8928 | LGE_STG0A | Cogen
8930 | ICPGN10A | Cogen
8931 | ICPGN20A | Cogen
8932 | ICPGN30A | Cogen
8933 | FGNTS001 | CC
8934 | FGNTS101 | CC
8935 | FGNTS201 | CC
8936 | MVGN#1 | CC
8937 | MVGN#2 | CC
8938 | MVGN#3 | CC
8981 | HECN1 | CC
8982 | HECN2 | CC
8983 | HECN3 | CC
9000 | DECKR_G1 | GST
9001 | DECKR_G2 | GST
9002 | DECKR_G3 | GGT
9003 | DECKR_G4 | GGT
9004 | DECKR_G5 | GGT
9005 | DECKR_G6 | GGT
9016 | SANDH_G1 | GGT
9017 | SANDH_G2 | GGT
9018 | SANDH_G3 | GGT
9019 | SANDH_G4 | GGT
9020 | SANDHG5A | CC
9021 | SANDHG5C | CC
11001 | NAV1CT | CC
11009 | NAV2CT | CC
11011 | NAV3ST | CC
11012 | NAV4CT | CC
11013 | NAV5CT | CC
11014 | NAV6ST | CC
11020 | TIEHVSG_1G | CC
11021 | TIEHVCG_1G | CC
11022 | TIEHVCG_2G | CC
11023 | TIEHVCG_3G | CC
11024 | TIEHVCG_4G | CC
11025 | TIEHVSG_2G | CC
11056 | ROSCOE_1G | Wind
11057 | CHAMPION_1G | Wind
11058 | PYRON_1G | Wind
11059 | INADALE_1G | Wind
11065 | ELBOWCK_1G | Wind
11147 | NOTREES_1G | Wind
11309 | BULLCREK_2G | Wind
11310 | BULLCREK_1G | Wind
11320 | COYOTE_1G | Wind
11691 | KMICHICT1_G | CC
11692 | KMICHICT2_G | CC
11693 | KMICHIST3_G | CC
11694 | KMICHICT4_G | CC
11695 | KMICHICT5_G | CC
11696 | KMICHIST6_G | CC
12322 | ENNSTRAC_1G | CC
12323 | ENNSTRAC_2G | CC
12411 | FPLEFR1A_G | CC
12412 | FPLEFR1B_G | CC
12413 | FPLEFR1C_G | CC
12414 | FPLEFR1S_G | CC
12421 | FPLEFR2A_G | CC
12422 | FPLEFR2B_G | CC
12423 | FPLEFR2C_G | CC
12424 | FPLEFR2S_G | CC
12440 | PARKD_1SVC8 | GST
12449 | PARKD_2SVC8 | GST
13116 | TGATEWAY_1G | CC
13117 | TGATEWAY_2G | CC
13118 | TGATEWAY_3G | CC
13119 | TGATEWAY_4G | CC
13131 | CALFREST_1G | CC
13132 | CALFREST_2G | CC
13133 | CALFREST_3G | CC
13134 | CALFREST_4G | CC
13135 | CALFREST_5G | CC
13136 | CALFREST_6G | CC
13432 | SANDOW_5G | LIGCO
32798 | BRYN_TAMUGEN | GST
32883 | BRYN_DNSBY3 | GST
32884 | BRYN_DNSBY13 | GST
32886 | BRYN_ATKINS3 | GST
32887 | BRYN_ATKINS6 | GST
32888 | BRYN_ATKINS7 | GGT
32890 | BRYN_ATKINS4 | GST
32891 | BRYN_ATKINS5 | GST
32892 | BRYN_DNSBY14 | GST
36998 | RDCNYNG1 | Wind
38332 | TNWDWRDU2_8 | Wind
38437 | TNSRBNMESA9 | Wind
38580 | TNBP_CGN1_8 | Cogen
38590 | TNBP_CGN2_8 | Cogen
38600 | TNBP_CGN3_8 | Cogen
38611 | TNBPAMCG1_8 | Cogen
38612 | TNBPAMCG2_8 | Cogen
38613 | TNBPAMCG3_8 | Cogen
38614 | TNBPAMCG4_8 | Cogen
38615 | TNBPAMCG5_8 | Cogen
38690 | TNBP_CGN4_8 | Cogen
38711 | TNTXCTY1CG8 | Cogen
38712 | TNTXCTY2CG8 | Cogen
38713 | TNTXCTY3CG8 | Cogen
38714 | TNTXCTY4CG8 | Cogen
39190 | TNSLCGN1__8 | Cogen
39470 | TNDOWCGNSG8 | Cogen
39480 | TNDOWCGNGG8 | Cogen
39760 | TNSCLP1___8 | Cogen
39770 | TNSCLP2___8 | Cogen
39775 | TNSCLP4___8 | Cogen
39790 | TNSCLP3___8 | Cogen
39960 | TNTNPONE_18 | LIGCO
39970 | TNTNPONE_28 | LIGCO
48500 | APD_GT1_8005 | Cogen
48510 | AK_GT1__8040 | Cogen
48511 | LPE_GT1_8070 | GGT
48512 | LPE_GT2_8075 | GGT
48513 | LPE_GT3_8080 | GGT
48514 | LPE_GT4_8085 | GGT
48520 | BSF_GT1_8070 | Cogen
48520 | BSF_GT1_8070 | Cogen
48521 | BVE_GT1_GT1 | CC
48522 | BVE_GT2_5035 | CC
48523 | BVE_ST1_GN1 | CC
48531 | BYU_GT1_8075 | Cogen
48532 | BYU_GT2_8055 | Cogen
48533 | BYU_GT3_8060 | Cogen
48534 | BYU_GT4_8065 | Cogen
48551 | CAL_GT1_8045 | Cogen
48552 | CAL_ST1_8000 | Cogen
48561 | CTL_GT2_8130 | Cogen
48562 | CTL_GT3_8135 | Cogen
48563 | CTL_GT4_8140 | Cogen
48564 | CTL_GN1_8145 | Cogen
48565 | CTL_GN2_8155 | Cogen
48581 | CBY_GN1_1 | GSC
48582 | CBY_GN2_2 | GSC
48583 | CBY_GT4_1 | GSC
48584 | CBY_GT4_2 | CC
48585 | CBY_ST4_1 | CC
48591 | CHE_GT2_5030 | Cogen
48593 | CHE_GT1_8015 | Cogen
48594 | CHE_GN4_8025 | Cogen
48595 | BTE_GT2_8075 | CC
48596 | BTE_GT3_8045 | CC
48597 | BTE_GT4_8055 | CC
48598 | BTE_ST1_8070 | CC
48611 | DIB_GT1_8080 | Cogen
48612 | DIB_GT2_8075 | Cogen
48613 | DIB_ST1_8085 | Cogen
48614 | DIB_GT3_8090 | Cogen
48641 | DPEC_GT15040 | CC
48642 | DPEC_GT25025 | CC
48643 | DPEC_GT35010 | CC
48644 | DPEC_GT45070 | CC
48645 | DPEC_ST55065 | CC
48651 | EP_1_2 | Cogen
48651 | EP_1_2 | Cogen
48671 | FTR_GT1_5105 | CC
48672 | FTR_GT2_5110 | CC
48673 | FTR_GT3_5085 | CC
48674 | FTR_CN4_5095 | CC
48690 | GBY_GN5_5 | GSC
48691 | GBY_73741085 | GGT
48691 | GBY_73741085 | GGT
48692 | GBY_81821075 | GGT
48692 | GBY_81821075 | GGT
48693 | GBY_83841065 | GGT
48693 | GBY_83841065 | GGT
48721 | LEG_1___1 | LIGCO
48722 | LEG_2___2 | LIGCO
48730 | MNS_GT | Cogen
48731 | CBE_GT1 | CC
48732 | CBE_GT2 | CC
48733 | CBE_ST12 | CC
48734 | CBE_GT3 | CC
48735 | CBE_GT4 | CC
48736 | CBE_ST34 | CC
48740 | PSG_GN2_8050 | Cogen
48741 | PSG_GT2_8040 | Cogen
48742 | PSG_GT3_8060 | Cogen
48761 | PR_GT1__9040 | Cogen
48772 | PHR_GN2_2 | GSC
48791 | PSA_GT1_8160 | Cogen
48792 | PSA_GT2_8155 | Cogen
48793 | PSA_GT3_8150 | Cogen
48794 | PSA_GT4_8145 | Cogen
48795 | PSA_GT5_8140 | Cogen
48796 | PSA_GN1_8165 | Cogen
48797 | PSA_GT6_8135 | Cogen
48811 | CVC_GT3_5045 | Cogen
48812 | CVC_GT2_5020 | Cogen
48813 | CVC_GT1_5035 | Cogen
48814 | CVC_ST5_5040 | Cogen
48815 | CVC_GT4_8005 | Cogen
48820 | SHELLG1_3015 | Cogen
48821 | SHELLG2 | Cogen
48822 | SHELLG3_3020 | Cogen
48822 | SHELLG3_3020 | Cogen
48841 | SJS_GT1_GT1 | Cogen
48842 | SJS_GT2_GT2 | Cogen
48845 | SOL_GT1 | Solar
48851 | SRB_GN1_1 | GST
48852 | SRB_GN2_2 | GST
48853 | SRB_GN3_3 | GST
48854 | SRB_GN4_4 | GST
48855 | SRB_GT211035 | GGT
48855 | SRB_GT211035 | GGT
48873 | THW_ST3_ST_3 | CC
48874 | THW_ST4_ST_4 | CC
48875 | THW_3132 | CC
48875 | THW_3132 | CC
48877 | THW_3334 | CC
48877 | THW_3334 | CC
48879 | THW_4142 | CC
48879 | THW_4142 | CC
48881 | THW_4344 | CC
48881 | THW_4344 | CC
48883 | THW_GT1_GT_1 | GGT
48885 | THW_5152 | GGT
48885 | THW_5152 | GGT
48886 | THW_5354 | GGT
48886 | THW_5354 | GGT
48887 | THW_5556 | GGT
48887 | THW_5556 | GGT
48911 | TGF_GT1_8000 | Cogen
48921 | WAP_GN1_1 | GST
48922 | WAP_GN2_2 | GST
48923 | WAP_GN3_3 | GST
48924 | WAP_GN4_4 | GSC
48925 | WAP_GN5_5 | LIGCO
48926 | WAP_GN6_6 | LIGCO
48927 | WAP_GN7_7 | LIGCO
48928 | WAP_GN8_8 | LIGCO
48929 | WAPGT21_GT1 | GGT
48940 | WARVUE_GT1 | Cogen
49803 | EXN_15GT | Cogen
49804 | EXN_16GT | Cogen
49805 | EXN_17GT | Cogen
49826 | EXN938GT | Cogen
49828 | EXN941GT | Cogen
49829 | EXN942GT | Cogen
49830 | EXN943GT | Cogen
49831 | EXN944GT | Cogen
49832 | EXN945GT | Cogen
49837 | EXN_GT | Cogen
49838 | EXN_14GT | Cogen
49851 | DOW17000 | Cogen
49858 | DOW38100 | Cogen
49859 | DOW38200 | Cogen
49860 | DOW38300 | Cogen
49862 | DOW39100 | Cogen
49863 | DOW39200 | Cogen
49865 | DOW41000 | Cogen
49866 | DOW42000 | Cogen
49869 | DOW49000 | Cogen
49870 | DOW61000 | Cogen
49871 | DOW62000 | Cogen
49872 | DOW63000 | Cogen
49873 | DOW64000 | Cogen
49876 | DOW65000 | Cogen
49877 | DOW66000 | Cogen
49878 | DOW67000 | Cogen
49882 | DOW81000 | Cogen
49884 | DOW82000 | Cogen
49885 | DOW83000 | Cogen
49886 | DOW84000 | Cogen
58909 | PEARSALLSCG1 | Diesel
58909 | PEARSALLSCG1 | Diesel
58909 | PEARSALLSCG1 | Diesel
58909 | PEARSALLSCG1 | Diesel
58909 | PEARSALLSCG1 | Diesel
58909 | PEARSALLSCG1 | Diesel
58919 | PEARSALLSCG2 | Diesel
58919 | PEARSALLSCG2 | Diesel
58919 | PEARSALLSCG2 | Diesel
58919 | PEARSALLSCG2 | Diesel
58919 | PEARSALLSCG2 | Diesel
58919 | PEARSALLSCG2 | Diesel
58929 | PEARSALLSCG3 | Diesel
58929 | PEARSALLSCG3 | Diesel
58929 | PEARSALLSCG3 | Diesel
58929 | PEARSALLSCG3 | Diesel
58929 | PEARSALLSCG3 | Diesel
58929 | PEARSALLSCG3 | Diesel
58949 | PEARSALLSCG4 | Diesel
58949 | PEARSALLSCG4 | Diesel
58949 | PEARSALLSCG4 | Diesel
58949 | PEARSALLSCG4 | Diesel
58949 | PEARSALLSCG4 | Diesel
58949 | PEARSALLSCG4 | Diesel
60000 | DSKY2 | Wind
60003 | KING_NE1A | Wind
60005 | KING_SE1A | Wind
60007 | KING_SW1A | Wind
60016 | WOODWRD11A | Wind
60017 | ORNNWP1 | Wind
60018 | DSKY1 | Wind
60019 | KING_NW1A | Wind
60057 | CALLAHAN1A | Wind
60058 | BUFF_GAP1A | Wind
60060 | CIRELLO | Wind
60063 | BUFF_GAP1B | Wind
60066 | H_HOLLOW1A | Wind
60068 | HHOLLOW21A | Wind
60070 | HHOLLOW31A | Wind
60072 | HHOLLOW41A | Wind
60081 | WHRLWIND1A | Wind
60201 | RIO DRCS | AVR
60202 | FRNDDRCS | AVR
71051 | L_BITTCR1_1N | Wind
71054 | L_SWEETW1_1N | Wind
71057 | L_SWEETW1_2N | Wind
71059 | L_SWEETW1_3N | Wind
71060 | L_SWEETW1_4N | Wind
71061 | L_SWEETW1_5N | Wind
76031 | L_GASCCR1_1N | Wind
76091 | L_DIVIDE1_1N | Wind
76095 | L_CAPRSI1_1N | Wind
76096 | L_CAPRSI1_2N | Wind
76097 | L_CAPRGE1_1N | Wind
80003 | MILHWYS | AVR
80012 | LAR | DCTie
80051 | FOR #8 | Cogen
80052 | FOR #9 | Cogen
80053 | FOR #10 | Cogen
80080 | GWINDT11A | Wind
80080 | GWINDT11A | Wind
80080 | GWINDT11A | Wind
80080 | GWINDT11A | Wind
80081 | GWINDT21A | Wind
80081 | GWINDT21A | Wind
80081 | GWINDT21A | Wind
80081 | GWINDT21A | Wind
80137 | CSDR89 | DCTie
80137 | CSDR89 | DCTie
80138 | CSDR7 | DCTie
80139 | CSDR56 | DCTie
80139 | CSDR56 | DCTie
80140 | CSDR11 | DCTie
80180 | PNSCALT11A | Wind
80180 | PNSCALT11A | Wind
80181 | PNSCALT21A | Wind
80181 | PNSCALT21A | Wind
80223 | REYSHR G | Cogen
80224 | VISTRONG1 | Cogen
80225 | VISTRONG2 | Cogen
80226 | ALCOA G | Cogen
80227 | AIRCO G | Cogen
80263 | B_DAVIS31A | CC
80264 | B_DAVIS41A | CC
80265 | LARECU40A | GGT
80266 | LARECU50A | GGT
86104 | CID-138 | DCTie
86105 | CID-230 | DCTie
86106 | CUF-230 | DCTie
86107 | CUF-138 | DCTie
88198 | BEEVILLE | AVR
88253 | HAMILTON | BLT
88299 | ZAPATA | BLT
88508 | FALFURRI | AVR