## Set up
Step 1 | Go to the Zones worksheet in this workbook. Make sure that the source and sink zones are set correctly and the "1"s and "-1"s are correct |  | Summary of Key Data points | Value
File Description: Cont_ Ballinger to Coleman OL_ Ballinger to Humble(BalexTP)
Step 2 | Open Dennis' file that needs to have the data transferred, same file that is listed in cell K27 |  | Number of units | 645
|  |  | Dec PTDF cutoff point | 102
Step 3 | Copy columns J:X from an old Dennis' Sheet to the new sheet (if first round of a new alaysis) |  | Dec PTDF cutoff unit | OKLA0A
|  |  | Dec 10% unit | L_DIVIDE1_1N
Step 4 | Mark the contingencies and monitored element set by a "y" in column K of Dennis' sheet, if there are a match on the filename use something to make unique |  | Dec max cumltv zone impact - cumltv zone share | 0.040077
|  |  | Dec max cumltv zone impact - cumltv zone share pt | 34
Step 5 | Enter Dennis' file name into cell K27 |  | Dec max cumltv zone impact - cumltv zone share unit | PB6GEN_7G
|  |  | West Zonal weighted AWGSF | 0.009614
Step 6 | click the step one button |  | North Zonal weighted AWGSF | -0.00012867
|  |  | Inc PTDF cutoff point | 543
Step 7 | Enter the line ratings in Dennis' workbook, the Input worksheet, in the cells |  | Inc PTDF cutoff unit | MESQUITW_1G
| X6:X30, or to the end of the selected list. |  | Inc 10% unit | L_BASTEN1_2Y
|  |  | Inc max cumltv zone impact - cumltv zone share | 0.019792
Step 8 | Check to see that the number of generators in Dennis' file matches the length |  | Inc max cumltv zone impact - cumltv zone share pt | 383
| of the formulas in columns L:V (Distributed Slack - Dec) have been copied through to the apporpriate number of rows |  | Inc max cumltv zone impact - cumltv zone share unit | DECRDOVA_1G
| If Dennis' sheet data is less than this file then clear any old unit data in columns A:K of this workbook to match the correct leng |  | West Zonal weighted AWGSF | 0.009614
| It is only necessary to match the Distributed Slack - Dec worksheet. |  | North Zonal weighted AWGSF | -0.00012867
|  |  | Min of zone correlation | 0.003107
Step 9 | Click the step 2 button |  | Bounary gen in North Zone | 0
| The last file saved will still be open, yopu will need to close this file. |  | Bounary gen in soucre zone as % of line | 0%
| This sheet willno longer be open. |  | Bounary gen in West Zone | 0
|  |  | Bounary gen in soucre zone as % of line | 0
|  |  | OL element line rating | 27
|  |  | West Zonal weighted AWGSF | 0.009614
|  | WN_043009automation.xls | North Zonal weighted AWGSF | -0.00012867
Copy Dennis' data step 1
Copy Dennis' Data Step 2

## Distributed Slack - Dec
Number of Bus | Name of Bus | ID | Area Name of Gen | AGC | P Sensitivity of Bus | Gen MW | Min MW | Max MW | V Sensitivity of Bus | Set Volt | Tech Type | Zone Impact | Zone Correlation | Inc Max | Dec Max | Souce S.F. Weighting | Souce Capacity | Sink S.F. Weighting | Sink Capacity | PTDF Calc | PTDF Weighting | Cumulative Share of Zonal Cap | Cumulative Share of Zonal Impact | Cont_ Ballinger to Coleman OL_ Ballinger to Humble(BalexTP) |  | i_PTDF_DEC_pt | 102 |  | PB6GEN_7G | Unit at max
60057 | CALLAHAN1A | 1 | West | YES | 0.022675 | 22.8 | 0 | 114 | 0 | 1.04 | Wind | 1 | 0.022804 | 0 | 114 | 2.585 | 114 |  |  | 0.022804 | 2.5996 | 0.010513 | 0.023955 |  |  | i_10pctunit | 18 |  | 34 | # units @ max
1349 | WESTXWIN_1G | 1 | West | YES | 0.014689 | 1.3 | 0 | 6.6 |  | 1.014 | Wind | 1 | 0.014818 | 0 | 6.6 | 0.096947 | 6.6 |  |  | 0.014818 | 0.097797 | 0.011121 | 0.024856 |  |  | # units | 645 |  | 0.040077 | delta max
1350 | NWPWRG1_1G | 1 | West | YES | 0.014689 | 6.9 | 1 | 34.3 |  | 1.014 | Wind | 1 | 0.014818 | 0 | 34.3 | 0.50383 | 34.3 |  |  | 0.014818 | 0.50825 | 0.014284 | 0.029539 | [5 empty] | Delta
60202 | FRNDDRCS | F | West | YES | 0.014388 | 0 | 0 | 0 | 0 | 0.9985 | AVR | 1 | 0.014517 | 0 | 0 | 0 | 0 |  |  | 0.014517 | 0 | 0.014284 | 0.029539 | Weighted Shift Factors |  |  |  | 1 | 0.013442
60000 | DSKY2 | 1 | West | YES | 0.012353 | 19.1 | 0 | 76.5 |  | 1.039 | Wind | 1 | 0.012482 | 0 | 76.5 | 0.945 | 76.5 |  |  | 0.012482 | 0.95485 | 0.021339 | 0.038338 | West | 0.009614 |  |  | 2 | 0.013735
60018 | DSKY1 | 1 | West | YES | 0.012218 | 21 | 0 | 84 | 0 | 1.023 | Wind | 1 | 0.012347 | 0 | 84 | 1.0263 | 84 |  |  | 0.012347 | 1.0371 | 0.029085 | 0.047894 | North | -0.00012867 |  |  | 3 | 0.015255
60017 | ORNNWP1 | 1 | West | YES | 0.012073 | 20 | 0 | 80 |  | 1.027 | Wind | 1 | 0.012202 | 0 | 80 | 0.96584 | 80 |  |  | 0.012202 | 0.97613 | 0.036462 | 0.056889 |  |  |  |  | 4 | 0.015255
38437 | TNSRBNMESA9 | 1 | West | YES | 0.011643 | 37.5 | 0 | 150 | 0 | 1.02 | Wind | 1 | 0.011772 | 0 | 150 | 1.7465 | 150 |  |  | 0.011772 | 1.7657 | 0.050295 | 0.07316 |  |  |  |  | 5 | 0.016999
38332 | TNWDWRDU2_8 | 1 | West | YES | 0.011627 | 20 | 0 | 80 | 0 | 1.0232 | Wind | 1 | 0.011756 | 0 | 80 | 0.93016 | 80 |  |  | 0.011756 | 0.94045 | 0.057672 | 0.081826 |  |  |  |  | 6 | 0.01881
60016 | WOODWRD11A | 1 | West | YES | 0.011624 | 20 | 0 | 80 |  | 1.033 | Wind | 1 | 0.011753 | 0 | 80 | 0.92992 | 80 |  |  | 0.011753 | 0.94021 | 0.065049 | 0.09049 |  |  |  |  | 7 | 0.020427
6016 | SWMESA | 1 | West | YES | 0.011618 | 18.8 | 0 | 75 |  | 1.03 | Wind | 1 | 0.011747 | 0 | 75 | 0.87135 | 75 |  |  | 0.011747 | 0.881 | 0.071965 | 0.098608 |  |  |  |  | 8 | 0.022865
60003 | KING_NE1A | 1 | West | YES | 0.011618 | 20 | 0 | 80 |  | 1.03 | Wind | 1 | 0.011747 | 0 | 80 | 0.92944 | 80 |  |  | 0.011747 | 0.93973 | 0.079343 | 0.10727 |  |  |  |  | 9 | 0.024154
60005 | KING_SE1A | 1 | West | YES | 0.011618 | 10 | 0 | 40 |  | 1.035 | Wind | 1 | 0.011747 | 0 | 40 | 0.46472 | 40 |  |  | 0.011747 | 0.46987 | 0.083031 | 0.1116 |  |  |  |  | 10 | 0.025441
60201 | RIO DRCS | F | West | YES | 0.011574 | 0 | 0 | 0 | 0 | 1.025 | AVR | 1 | 0.011703 | 0 | 0 | 0 | 0 |  |  | 0.011703 | 0 | 0.083031 | 0.1116 |  |  |  |  | 11 | 0.026642
60007 | KING_SW1A | 1 | West | YES | 0.011551 | 20 | 0 | 80 |  | 1.03 | Wind | 1 | 0.01168 | 0 | 80 | 0.92408 | 80 |  |  | 0.01168 | 0.93437 | 0.090409 | 0.12021 |  |  |  |  | 12 | 0.027925
60019 | KING_NW1A | 1 | West | YES | 0.011551 | 20 | 0 | 80 |  | 1.03 | Wind | 1 | 0.01168 | 0 | 80 | 0.92408 | 80 |  |  | 0.01168 | 0.93437 | 0.097786 | 0.12882 |  |  |  |  | 13 | 0.028566
1320 | BSP 1 | 1 | West | YES | 0.011526 | 25.5 | 2.9 | 25.8 | 0 | 1 | Cogen | 1 | 0.011655 | 0 | 0 | 0 | 0 |  |  | 0.011655 | 0 | 0.097786 | 0.12882 |  |  |  |  | 14 | 0.028566
76091 | L_DIVIDE1_1N | W1 | West | YES | 0.011017 | 22.5 | 0 | 112.5 |  | 1.02 | Wind | 1 | 0.011146 | 0 | 112.5 | 1.2394 | 112.5 |  |  | 0.011146 | 1.2539 | 0.10816 | 0.14037 |  |  |  |  | 15 | 0.029798
76095 | L_CAPRSI1_1N | W1 | West | YES | 0.011017 | 29.9 | 0 | 149.5 | 0 | 1.02 | Wind | 1 | 0.011146 | 0 | 149.5 | 1.647 | 149.5 |  |  | 0.011146 | 1.6663 | 0.12195 | 0.15573 |  |  |  |  | 16 | 0.031031
76096 | L_CAPRSI1_2N | W1 | West | YES | 0.011017 | 37.2 | 0 | 186 | 0 | 1.02 | Wind | 1 | 0.011146 | 0 | 186 | 2.0492 | 186 |  |  | 0.011146 | 2.0731 | 0.1391 | 0.17483 |  |  |  |  | 17 | 0.031031
76097 | L_CAPRGE1_1N | W1 | West | YES | 0.011017 | 42.9 | 0 | 214.5 | 0 | 1.02 | Wind | 1 | 0.011146 | 0 | 214.5 | 2.3631 | 214.5 |  |  | 0.011146 | 2.3907 | 0.15888 | 0.19686 |  |  |  |  | 18 | 0.032211
76031 | L_GASCCR1_1N | W1 | West | YES | 0.010707 | 30 | 0 | 150 | 0 | 1.02 | Wind | 1 | 0.010836 | 0 | 150 | 1.606 | 150 |  |  | 0.010836 | 1.6253 | 0.17271 | 0.21184 |  |  |  |  | 19 | 0.033779
1360 | GUNSIGHT_8 | 1 | West | YES | 0.010114 | 0 | 0 | 120 |  | 1.01 | Wind | 1 | 0.010243 | 0 | 120 | 1.2137 | 120 |  |  | 0.010243 | 1.2291 | 0.18378 | 0.22316 |  |  |  |  | 20 | 0.035729
1327 | WILDHRSE_1G | 1 | West | YES | 0.010106 | 0 | 0 | 120 |  | 1 | Wind | 1 | 0.010235 | 0 | 120 | 1.2127 | 120 |  |  | 0.010235 | 1.2282 | 0.19484 | 0.23448 |  |  |  |  | 21 | 0.037979
1328 | OCOTILLO_1G | 1 | West | YES | 0.01001 | 11.6 | 0 | 58 |  | 1.01 | Wind | 1 | 0.010139 | 0 | 58 | 0.58058 | 58 |  |  | 0.010139 | 0.58804 | 0.20019 | 0.2399 |  |  |  |  | 22 | 0.039124
1326 | STANTONW_8 | 1 | West | YES | 0.009983 | 20.1 | 0 | 100.5 |  | 1.01 | Wind | 1 | 0.010112 | 0 | 100.5 | 1.0033 | 100.5 |  |  | 0.010112 | 1.0162 | 0.20946 | 0.24926 |  |  |  |  | 23 | 0.039384
1333 | MCDDONAL_8 | 1 | West | YES | 0.009982 | 42.8 | 0 | 214.2 |  | 1.01 | Wind | 1 | 0.010111 | 0 | 214.2 | 2.1381 | 214.2 |  |  | 0.010111 | 2.1657 | 0.22921 | 0.26922 |  |  |  |  | 24 | 0.039635
1002 | PBCTAGE_1G | A | West | YES | 0.009887 | 64 | 64 | 66 | 0 | 1.036 | GGT | 1 | 0.010016 | 66 | 66 | 0.65254 | 66 |  |  | 0.010016 | 0.66103 | 0.2353 | 0.27531 |  |  |  |  | 25 | 0.039705
1003 | PBCTBGE_2G | B | West | YES | 0.009887 | 65 | 65 | 66 | 0 | 1.036 | GGT | 1 | 0.010016 | 66 | 66 | 0.65254 | 66 |  |  | 0.010016 | 0.66103 | 0.24138 | 0.2814 |  |  |  |  | 26 | 0.039801
1004 | PBCTCGE_3G | C | West | YES | 0.009887 | 62 | 62 | 67 | 0 | 1.036 | GGT | 1 | 0.010016 | 67 | 67 | 0.66243 | 67 |  |  | 0.010016 | 0.67105 | 0.24756 | 0.28758 |  |  |  |  | 27 | 0.040005
1005 | PBCTDGE_4G | D | West | YES | 0.009887 | 65 | 65 | 68 | 0 | 1.036 | GGT | 1 | 0.010016 | 68 | 68 | 0.67232 | 68 |  |  | 0.010016 | 0.68107 | 0.25383 | 0.29386 |  |  |  |  | 28 | 0.04001
1006 | PBCTEGE_5G | E | West | YES | 0.009887 | 65 | 65 | 67 | 0 | 1.036 | GGT | 1 | 0.010016 | 67 | 67 | 0.66243 | 67 |  |  | 0.010016 | 0.67105 | 0.26001 | 0.30004 |  |  |  |  | 29 | 0.040015
1007 | PB5GEN_6G | 5 | West | YES | 0.009887 | 91.2 | 40 | 114 | 0 | 1.036 | GST | 1 | 0.010016 | 114 | 114 | 1.1271 | 114 |  |  | 0.010016 | 1.1418 | 0.27052 | 0.31056 |  |  |  |  | 30 | 0.04002
1008 | PB6GEN_7G | 6 | West | YES | 0.009887 | 515 | 130 | 515 | 0 | 1.036 | GST | 1 | 0.010016 | 515 | 515 | 5.0918 | 515 |  |  | 0.010016 | 5.1581 | 0.31802 | 0.35809 |  |  |  |  | 31 | 0.040025
7038 | L_DELAWA1_1Y | 1 | West | YES | 0.009876 | 3.5 | 0 | 35 | 0 | 1 | Wind | 1 | 0.010005 | 0 | 35 | 0.34566 | 35 |  |  | 0.010005 | 0.35016 | 0.32124 | 0.36132 |  |  |  |  | 32 | 0.04003
7038 | L_DELAWA1_1Y | 2 | West | YES | 0.009876 | 3 | 0 | 30 | 0 | 1 | Wind | 1 | 0.010005 | 0 | 30 | 0.29628 | 30 |  |  | 0.010005 | 0.30014 | 0.32401 | 0.36409 |  |  |  |  | 33 | 0.040039
6407 | TURKTRAK1A | 1 | West | YES | 0.009858 | 33.9 | 0 | 169.5 | 0 | 1.025 | Wind | 1 | 0.0099867 | 0 | 169.5 | 1.6709 | 169.5 |  |  | 0.0099867 | 1.6927 | 0.33964 | 0.37968 |  |  |  |  | 34 | 0.040077
11147 | NOTREES_1G | 1 | West | YES | 0.009856 | 29.8 | 0 | 149 | 0 | 1.017 | Wind | 1 | 0.0099847 | 0 | 149 | 1.4685 | 149 |  |  | 0.0099847 | 1.4877 | 0.35338 | 0.39339 |  |  |  |  | 35 | 0.040076
60058 | BUFF_GAP1A | 1 | West | YES | 0.009787 | 24 | 0 | 120 |  | 1 | Wind | 1 | 0.0099157 | 0 | 120 | 1.1744 | 120 |  |  | 0.0099157 | 1.1899 | 0.36445 | 0.40436 |  |  |  |  | 36 | 0.040076
60060 | CIRELLO | 1 | West | YES | 0.009787 | 46.6 | 0 | 233 | 0 | 1 | Wind | 1 | 0.0099157 | 0 | 233 | 2.2804 | 233 |  |  | 0.0099157 | 2.3104 | 0.38593 | 0.42565 |  |  |  |  | 37 | 0.040043
60063 | BUFF_GAP1B | 1 | West | YES | 0.009787 | 34 | 0 | 170.2 | 0 | 1.02 | Wind | 1 | 0.0099157 | 0 | 170.2 | 1.6657 | 170.2 |  |  | 0.0099157 | 1.6876 | 0.40163 | 0.4412 |  |  |  |  | 38 | 0.040012
60066 | H_HOLLOW1A | 1 | West | YES | 0.009787 | 44.4 | 0 | 222 | 0 | 1.005 | Wind | 1 | 0.0099157 | 0 | 222 | 2.1727 | 222 |  |  | 0.0099157 | 2.2013 | 0.4221 | 0.46148 |  |  |  |  | 39 | 0.03991
60068 | HHOLLOW21A | 1 | West | YES | 0.009787 | 36.8 | 0 | 184 | 0 | 1.025 | Wind | 1 | 0.0099157 | 0 | 184 | 1.8008 | 184 |  |  | 0.0099157 | 1.8245 | 0.43907 | 0.47829 |  |  |  |  | 40 | 0.039713
60070 | HHOLLOW31A | 1 | West | YES | 0.009787 | 44.8 | 0 | 224 | 0 | 1.025 | Wind | 1 | 0.0099157 | 0 | 224 | 2.1923 | 224 |  |  | 0.0099157 | 2.2211 | 0.45972 | 0.49876 |  |  |  |  | 41 | 0.039569
60072 | HHOLLOW41A | 1 | West | YES | 0.009787 | 23 | 0 | 115 | 0 | 1.025 | Wind | 1 | 0.0099157 | 0 | 115 | 1.1255 | 115 |  |  | 0.0099157 | 1.1403 | 0.47033 | 0.50927 |  |  |  |  | 42 | 0.039381
1343 | TRENTIPP_8 | 1 | West | YES | 0.009719 | 30 | 0 | 150 |  | 1.014 | Wind | 1 | 0.0098477 | 0 | 150 | 1.4579 | 150 |  |  | 0.0098477 | 1.4771 | 0.48416 | 0.52288 |  |  |  |  | 43 | 0.039225
1354 | AEPWIND_8 | 1 | West | YES | 0.009719 | 20.2 | 0 | 101 |  | 1 | Wind | 1 | 0.0098477 | 0 | 101 | 0.98162 | 101 |  |  | 0.0098477 | 0.99461 | 0.49348 | 0.53204 |  |  |  |  | 44 | 0.039036
11020 | TIEHVSG_1G | 1 | West | YES | 0.009584 | 208.2 | 63 | 208.2 | 0 | 1.012 | CC | 1 | 0.0097127 | 208.2 | 208.2 | 1.9954 | 208.2 |  |  | 0.0097127 | 2.0222 | 0.51268 | 0.55068 |  |  |  |  | 45 | 0.038938
11021 | TIEHVCG_1G | 1 | West | YES | 0.009584 | 142.1 | 103 | 142.1 | 0 | 1.012 | CC | 1 | 0.0097127 | 142.1 | 142.1 | 1.3619 | 142.1 |  |  | 0.0097127 | 1.3802 | 0.52578 | 0.5634 |  |  |  |  | 46 | 0.038717
11022 | TIEHVCG_2G | 1 | West | YES | 0.009584 | 132.4 | 103 | 132.4 | 0 | 1.012 | CC | 1 | 0.0097127 | 132.4 | 132.4 | 1.2689 | 132.4 |  |  | 0.0097127 | 1.286 | 0.53799 | 0.57525 |  |  |  |  | 47 | 0.038569
11023 | TIEHVCG_3G | 1 | West | YES | 0.009584 | 137.4 | 103 | 137.4 | 0 | 1.012 | CC | 1 | 0.0097127 | 137.4 | 137.4 | 1.3168 | 137.4 |  |  | 0.0097127 | 1.3345 | 0.55066 | 0.58754 |  |  |  |  | 48 | 0.038003
11024 | TIEHVCG_4G | 1 | West | YES | 0.009584 | 147 | 103 | 147 | 0 | 1.012 | CC | 1 | 0.0097127 | 147 | 147 | 1.4088 | 147 |  |  | 0.0097127 | 1.4278 | 0.56421 | 0.6007 |  |  |  |  | 49 | 0.037617
11025 | TIEHVSG_2G | 1 | West | YES | 0.009584 | 213.2 | 63 | 213.2 | 0 | 1.012 | CC | 1 | 0.0097127 | 213.2 | 213.2 | 2.0433 | 213.2 |  |  | 0.0097127 | 2.0707 | 0.58388 | 0.61978 |  |  |  |  | 50 | 0.037257
11001 | NAV1CT | 1 | West | YES | 0.00958 | 70.4 | 18 | 70.4 | 0 | 1.029 | CC | 1 | 0.0097087 | 70.4 | 70.4 | 0.67443 | 70.4 |  |  | 0.0097087 | 0.68349 | 0.59037 | 0.62608 |  |  |  |  | 51 | 0.036884
11009 | NAV2CT | 1 | West | YES | 0.00958 | 71.4 | 18 | 71.4 | 0 | 1.029 | CC | 1 | 0.0097087 | 71.4 | 71.4 | 0.68401 | 71.4 |  |  | 0.0097087 | 0.6932 | 0.59695 | 0.63247 |  |  |  |  | 52 | 0.036484
11011 | NAV3ST | 1 | West | YES | 0.00958 | 92.8 | 40 | 92.8 | 0 | 1.029 | CC | 1 | 0.0097087 | 92.8 | 92.8 | 0.88902 | 92.8 |  |  | 0.0097087 | 0.90096 | 0.60551 | 0.64077 |  |  |  |  | 53 | 0.035905
11012 | NAV4CT | 1 | West | YES | 0.00958 | 80 | 18 | 80 | 0 | 1.029 | CC | 1 | 0.0097087 | 80 | 80 | 0.7664 | 80 |  |  | 0.0097087 | 0.77669 | 0.61289 | 0.64792 |  |  |  |  | 54 | 0.035711
11013 | NAV5CT | 1 | West | YES | 0.00958 | 80 | 18 | 80 | 0 | 1.029 | CC | 1 | 0.0097087 | 80 | 80 | 0.7664 | 80 |  |  | 0.0097087 | 0.77669 | 0.62026 | 0.65508 |  |  |  |  | 55 | 0.035515
11014 | NAV6ST | 1 | West | YES | 0.00958 | 115 | 40 | 115 | 0 | 1.029 | CC | 1 | 0.0097087 | 115 | 115 | 1.1017 | 115 |  |  | 0.0097087 | 1.1165 | 0.63087 | 0.66537 |  |  |  |  | 56 | 0.035259
11320 | COYOTE_1G | 1 | West | YES | 0.009563 | 22.5 | 0 | 225 |  | 1 | Wind | 1 | 0.0096917 | 0 | 225 | 2.1517 | 225 |  |  | 0.0096917 | 2.1806 | 0.65162 | 0.68546 |  |  |  |  | 57 | 0.035039
11309 | BULLCREK_2G | 1 | West | YES | 0.009536 | 20.9 | 0 | 180 |  | 1 | Wind | 1 | 0.0096647 | 0 | 180 | 1.7165 | 180 |  |  | 0.0096647 | 1.7396 | 0.66822 | 0.70149 |  |  |  |  | 58 | 0.034818
11310 | BULLCREK_1G | 1 | West | YES | 0.009536 | 15.1 | 0 | 180 |  | 1 | Wind | 1 | 0.0096647 | 0 | 180 | 1.7165 | 180 |  |  | 0.0096647 | 1.7396 | 0.68481 | 0.71752 |  |  |  |  | 59 | 0.034502
6637 | SNYDERW1A | 1 | West | YES | 0.009406 | 12.6 | 0 | 63 | 0 | 1.025 | Wind | 1 | 0.0095347 | 0 | 63 | 0.59258 | 63 |  |  | 0.0095347 | 0.60068 | 0.69062 | 0.72306 |  |  |  |  | 60 | 0.033847
1037 | MORGAN5G_5G | 5 | West | YES | 0.009364 | 109.6 | 40 | 137 | 0 | 1.029 | GST | 1 | 0.0094927 | 137 | 137 | 1.2829 | 137 |  |  | 0.0094927 | 1.3005 | 0.70326 | 0.73504 |  |  |  |  | 61 | 0.033278
1039 | MRGNAG_1G | A | West | YES | 0.009364 | 69 | 69 | 69 | 0 | 1.029 | GGT | 1 | 0.0094927 | 69 | 69 | 0.64612 | 69 |  |  | 0.0094927 | 0.65499 | 0.70962 | 0.74108 |  |  |  |  | 62 | 0.03271
1040 | MRGNBG_2G | B | West | YES | 0.009364 | 70 | 70 | 71 | 0 | 1.029 | GGT | 1 | 0.0094927 | 71 | 71 | 0.66484 | 71 |  |  | 0.0094927 | 0.67398 | 0.71617 | 0.74729 |  |  |  |  | 63 | 0.032435
1041 | MRGNCG_3G | C | West | YES | 0.009364 | 69 | 69 | 70 | 0 | 1.029 | GGT | 1 | 0.0094927 | 70 | 70 | 0.65548 | 70 |  |  | 0.0094927 | 0.66449 | 0.72262 | 0.75341 |  |  |  |  | 64 | 0.031785
1042 | MRGNDG_4G | D | West | YES | 0.009364 | 68 | 68 | 68 | 0 | 1.029 | GGT | 1 | 0.0094927 | 68 | 68 | 0.63675 | 68 |  |  | 0.0094927 | 0.6455 | 0.72889 | 0.75936 |  |  |  |  | 65 | 0.031458
1043 | MRGNEG_5G | E | West | YES | 0.009364 | 68 | 68 | 70 | 0 | 1.029 | GGT | 1 | 0.0094927 | 70 | 70 | 0.65548 | 70 |  |  | 0.0094927 | 0.66449 | 0.73535 | 0.76548 |  |  |  |  | 66 | 0.031121
1044 | MRGNFG_6G | F | West | YES | 0.009364 | 66 | 66 | 66 | 0 | 1.029 | GGT | 1 | 0.0094927 | 66 | 66 | 0.61802 | 66 |  |  | 0.0094927 | 0.62652 | 0.74144 | 0.77126 |  |  |  |  | 67 | 0.030789
1068 | SCURRYCW_1G | 1 | West | YES | 0.009318 | 28.2 | 1.3 | 141 | 0 | 1.0217 | Wind | 1 | 0.0094467 | 0 | 141 | 1.3138 | 141 |  |  | 0.0094467 | 1.332 | 0.75444 | 0.78353 |  |  |  |  | 68 | 0.030466
1073 | SCURRYCW_2G | 2 | West | YES | 0.009318 | 24 | 0 | 120 | 0 | 1.0217 | Wind | 1 | 0.0094467 | 0 | 120 | 1.1182 | 120 |  |  | 0.0094467 | 1.1336 | 0.7655 | 0.79398 |  |  |  |  | 69 | 0.030134
1061 | CIELOGEN_1G | 1 | West | YES | 0.009312 | 19.8 | 0 | 99 |  | 1 | Wind | 1 | 0.0094407 | 0 | 99 | 0.92189 | 99 |  |  | 0.0094407 | 0.93463 | 0.77463 | 0.80259 |  |  |  |  | 70 | 0.029821
1062 | CIELOGEN_2G | 1 | West | YES | 0.009312 | 12.2 | 0 | 61 |  | 1 | Wind | 1 | 0.0094407 | 0 | 61 | 0.56803 | 61 |  |  | 0.0094407 | 0.57588 | 0.78026 | 0.80789 |  |  |  |  | 71 | 0.029092
1069 | KINDERMG_1G | 1 | West | YES | 0.009312 | 25 | 5 | 25 | 0 | 1.017 | Cogen | 1 | 0.0094407 | 0 | 0 | 0 | 0 |  |  | 0.0094407 | 0 | 0.78026 | 0.80789 |  |  |  |  | 72 | 0.028472
1070 | KINDERMG_2G | 1 | West | YES | 0.009312 | 45.7 | 12 | 45.7 | 0 | 1.017 | Cogen | 1 | 0.0094407 | 0 | 0 | 0 | 0 |  |  | 0.0094407 | 0 | 0.78026 | 0.80789 |  |  |  |  | 73 | 0.027955
1071 | KINDERMG_3G | 1 | West | YES | 0.009312 | 45.7 | 12 | 45.7 | 0 | 1.017 | Cogen | 1 | 0.0094407 | 0 | 0 | 0 | 0 |  |  | 0.0094407 | 0 | 0.78026 | 0.80789 |  |  |  |  | 74 | 0.027636
1045 | CALENG1G_1G | 1 | West | YES | 0.009301 | 73.4 | 27 | 73.4 | 0 | 1.014 | Cogen | 1 | 0.0094297 | 0 | 0 | 0 | 0 |  |  | 0.0094297 | 0 | 0.78026 | 0.80789 |  |  |  |  | 75 | 0.027636
1046 | CALENG2G_2G | 2 | West | YES | 0.009301 | 73.4 | 27 | 73.4 | 0 | 1.014 | Cogen | 1 | 0.0094297 | 0 | 0 | 0 | 0 |  |  | 0.0094297 | 0 | 0.78026 | 0.80789 |  |  |  |  | 76 | 0.027636
1047 | CALENG3G_3G | 3 | West | YES | 0.009301 | 70.4 | 27 | 70.4 | 0 | 1.014 | Cogen | 1 | 0.0094297 | 0 | 0 | 0 | 0 |  |  | 0.0094297 | 0 | 0.78026 | 0.80789 |  |  |  |  | 77 | 0.027636
1058 | LONGSHORE_5 | 1 | West | YES | 0.009219 | 30 | 0 | 150 |  | 1.01 | Wind | 1 | 0.0093477 | 0 | 150 | 1.3828 | 150 |  |  | 0.0093477 | 1.4021 | 0.79409 | 0.82082 |  |  |  |  | 78 | 0.027636
1058 | LONGSHORE_5 | 2 | West | YES | 0.009219 | 44 | 0 | 220 |  | 1.01 | Wind | 1 | 0.0093477 | 0 | 220 | 2.0282 | 220 |  |  | 0.0093477 | 2.0565 | 0.81438 | 0.83976 |  |  |  |  | 79 | 0.027636
11065 | ELBOWCK_1G | 1 | West | YES | 0.009219 | 23.4 | 0 | 121.9 | 0 | 1 | Wind | 1 | 0.0093477 | 0 | 121.9 | 1.1238 | 121.9 |  |  | 0.0093477 | 1.1395 | 0.82562 | 0.85026 |  |  |  |  | 80 | 0.027636
36998 | RDCNYNG1 | 1 | West | YES | 0.009189 | 16.8 | 0 | 84 |  | 1.01 | Wind | 1 | 0.0093177 | 0 | 84 | 0.77188 | 84 |  |  | 0.0093177 | 0.78268 | 0.83337 | 0.85748 |  |  |  |  | 81 | 0.026724
6144 | MCADOO1A | 1 | West | YES | 0.008653 | 15 | 0 | 150 | 0 | 1.025 | Wind | 1 | 0.0087817 | 0 | 150 | 1.2979 | 150 |  |  | 0.0087817 | 1.3172 | 0.8472 | 0.86962 |  |  |  |  | 82 | 0.025387
71051 | L_BITTCR1_1N | W1 | West | YES | 0.008644 | 7.5 | 0 | 37.5 |  | 1.02 | Wind | 1 | 0.0087727 | 0 | 37.5 | 0.32415 | 37.5 |  |  | 0.0087727 | 0.32897 | 0.85066 | 0.87265 |  |  |  |  | 83 | 0.024645
71054 | L_SWEETW1_1N | W1 | West | YES | 0.008644 | 21.5 | 0 | 107.5 |  | 1.02 | Wind | 1 | 0.0087727 | 0 | 107.5 | 0.92923 | 107.5 |  |  | 0.0087727 | 0.94306 | 0.86057 | 0.88134 |  |  |  |  | 84 | 0.024111
71057 | L_SWEETW1_2N | W1 | West | YES | 0.008644 | 27 | 0 | 135 |  | 1.02 | Wind | 1 | 0.0087727 | 0 | 135 | 1.1669 | 135 |  |  | 0.0087727 | 1.1843 | 0.87302 | 0.89225 |  |  |  |  | 85 | 0.022417
71059 | L_SWEETW1_3N | W1 | West | YES | 0.008644 | 23.8 | 0 | 119 | 0 | 1.02 | Wind | 1 | 0.0087727 | 0 | 119 | 1.0286 | 119 |  |  | 0.0087727 | 1.0439 | 0.88399 | 0.90187 |  |  |  |  | 86 | 0.02199
71060 | L_SWEETW1_4N | W1 | West | YES | 0.008644 | 21 | 0 | 105 | 0 | 1.02 | Wind | 1 | 0.0087727 | 0 | 105 | 0.90762 | 105 |  |  | 0.0087727 | 0.92113 | 0.89367 | 0.91036 |  |  |  |  | 87 | 0.020767
71061 | L_SWEETW1_5N | W1 | West | YES | 0.008644 | 16.1 | 0 | 80.5 | 0 | 1.02 | Wind | 1 | 0.0087727 | 0 | 80.5 | 0.69584 | 80.5 |  |  | 0.0087727 | 0.7062 | 0.9011 | 0.91686 |  |  |  |  | 88 | 0.019231
11056 | ROSCOE_1G | 1 | West | YES | 0.008382 | 41.8 | 0 | 209 |  | 1 | Wind | 1 | 0.0085107 | 0 | 209 | 1.7518 | 209 |  |  | 0.0085107 | 1.7787 | 0.92037 | 0.93325 |  |  |  |  | 89 | 0.017877
11057 | CHAMPION_1G | 1 | West | YES | 0.008382 | 25.3 | 0 | 126.5 |  | 1 | Wind | 1 | 0.0085107 | 0 | 126.5 | 1.0603 | 126.5 |  |  | 0.0085107 | 1.0766 | 0.93204 | 0.94318 |  |  |  |  | 90 | 0.016682
11058 | PYRON_1G | 1 | West | YES | 0.008382 | 49.8 | 0 | 249 |  | 1 | Wind | 1 | 0.0085107 | 0 | 249 | 2.0871 | 249 |  |  | 0.0085107 | 2.1192 | 0.955 | 0.9627 |  |  |  |  | 91 | 0.015766
11059 | INADALE_1G | 1 | West | YES | 0.008382 | 39.4 | 0 | 197 |  | 1 | Wind | 1 | 0.0085107 | 0 | 197 | 1.6513 | 197 |  |  | 0.0085107 | 1.6766 | 0.97317 | 0.97815 |  |  |  |  | 92 | 0.012883
1416 | SWETWATR_1G | 1 | West | YES | 0.008097 | 30 | 18 | 30 | 0 | 1.026 | CC | 1 | 0.0082257 | 30 | 30 | 0.24291 | 30 |  |  | 0.0082257 | 0.24677 | 0.97593 | 0.98043 |  |  |  |  | 93 | 0.011139
1417 | SWETWATR_2G | 2 | West | YES | 0.008097 | 72 | 36 | 72 | 0 | 1.026 | CC | 1 | 0.0082257 | 72 | 72 | 0.58298 | 72 |  |  | 0.0082257 | 0.59225 | 0.98257 | 0.98588 |  |  |  |  | 94 | 0.0077042
1418 | SWETWATR_3G | 3 | West | YES | 0.008097 | 68 | 36 | 68 | 0 | 1.026 | CC | 1 | 0.0082257 | 68 | 68 | 0.5506 | 68 |  |  | 0.0082257 | 0.55935 | 0.98884 | 0.99104 |  |  |  |  | 95 | 0.004987
1419 | SWETWATR_4G | 4 | West | YES | 0.008097 | 61 | 36 | 61 | 0 | 1.026 | CC | 1 | 0.0082257 | 61 | 61 | 0.49392 | 61 |  |  | 0.0082257 | 0.50177 | 0.99447 | 0.99566 |  |  |  |  | 96 | 0.0044944
60081 | WHRLWIND1A | 1 | West | YES | 0.007719 | 12 | 0 | 60 | 0 | 1.03 | Wind | 1 | 0.0078477 | 0 | 60 | 0.46314 | 60 |  |  | 0.0078477 | 0.47086 | 1 | 1 |  |  |  |  | 97 | 0.0033122
6100 | OKLA7A | EQ | West | YES | 0.005193 | 50 | -220 | 220 | 0 | 1.035 | DCTie | 1 | 0.0053217 | 0 | 0 | 0 | 0 |  |  | 0.0053217 | 0 | 1 | 1 |  |  |  |  | 98 | 0.0021957
6752 | OKLA0A | 1 | West | YES | 0.005193 | 649.7 | 175 | 649.7 | 0 | 1.035 | LIGCO | 1 | 0.0053217 | 0 | 649.7 | 3.3739 | 649.7 |  |  | 0.0053217 | 3.4575 | 1.0599 | 1.0319 |  |  |  |  | 99 | 0.0011941
1437 | MESQUITW_1G | 1 | North | YES | 0.006507 | 40 | 0 | 400 | 0 | 1.023 | Wind | -1 | 0.003107 | 0 | 400 |  |  | 0 | 0 | -0.003107 | 0 | [6 empty] | 100 | 0
1438 | MESQUITW_2G | 1 | North | YES | 0.006502 | 23.6 | 0 | 236 |  | 1.017 | Wind | -1 | 0.003112 | 0 | 236 |  |  | 0 | 0 | -0.003112 | 0 | [6 empty] | 101 | 0
1442 | COKFIELD_5 | 1 | North | YES | 0.005766 | 16.5 | 0 | 165 |  | 1.029 | Wind | -1 | 0.003848 | 0 | 165 |  |  | 0 | 0 | -0.003848 | 0 | [6 empty] | 102 | -0.028053
8032 | AMISTADHYD1 | 1 | South | YES | 0.005758 | 33 | 13 | 33 | 0 | 1.03 | Hydro | -1 | 0.003856 | 0 | 0 |  |  |  |  | -0.003856 | 0 | [6 empty] | 103 | 0
8033 | AMISTADHYD2 | 2 | South | YES | 0.005758 | 25 | 13 | 25 | 0 | 1.03 | Hydro | -1 | 0.003856 | 0 | 0 |  |  |  |  | -0.003856 | 0 | [6 empty] | 104 | 0
88253 | HAMILTON | F | South | YES | 0.005758 | 0 | 0 | 0 | 0 | 1.04 | BLT | -1 | 0.003856 | 0 | 0 |  |  |  |  | -0.003856 | 0 | [6 empty] | 105 | 0
8262 | ELPS | 1 | South | YES | 0.004071 | 6 | 6 | 6 | 0 | 1.15 | Hydro | -1 | 0.005543 | 0 | 0 |  |  |  |  | -0.005543 | 0 | [6 empty] | 106 | 0
1432 | GRHAMSES_2G | 2 | North | YES | 0.003435 | 294.9 | 90 | 366 | 0 | 1.014 | GST | -1 | 0.006179 | 366 | 366 |  |  | 1.2572 | 366 | -0.006179 | -2.2615 | [6 empty] | 107 | 0
1479 | WFCOGEN_1G | 1 | North | YES | 0.003094 | 16 | 12 | 20 | 0 | 1 | Cogen | -1 | 0.00652 | 0 | 0 |  |  | 0 | 0 | -0.00652 | 0 | [6 empty] | 108 | 0
1479 | WFCOGEN_1G | 2 | North | YES | 0.003094 | 16 | 12 | 20 | 0 | 1 | Cogen | -1 | 0.00652 | 0 | 0 |  |  | 0 | 0 | -0.00652 | 0 | [6 empty] | 109 | 0
1482 | WFCOGEN_2G | 2 | North | YES | 0.003094 | 13.6 | 12 | 17 | 0 | 1 | Cogen | -1 | 0.00652 | 0 | 0 |  |  | 0 | 0 | -0.00652 | 0 | [6 empty] | 110 | 0
1482 | WFCOGEN_2G | 1 | North | YES | 0.003094 | 16 | 12 | 20 | 0 | 1 | Cogen | -1 | 0.00652 | 0 | 0 |  |  | 0 | 0 | -0.00652 | 0 | [6 empty] | 111 | 0
1433 | GRHAMSES_1G | 1 | North | YES | 0.002141 | 242 | 60 | 242 | 0 | 1.038 | GST | -1 | 0.007473 | 242 | 242 |  |  | 0.51812 | 242 | -0.007473 | -1.8085 | [6 empty] | 112 | 0
1453 | WCPWRCO_1G | 1 | North | YES | 0.001638 | 204 | 50 | 204 | 0 | 1.02 | CC | -1 | 0.007976 | 204 | 204 |  |  | 0.33415 | 204 | -0.007976 | -1.6271 | [6 empty] | 113 | 0
1454 | WCPWRCO_2G | 2 | North | YES | 0.001638 | 204 | 50 | 204 | 0 | 1.02 | CC | -1 | 0.007976 | 204 | 204 |  |  | 0.33415 | 204 | -0.007976 | -1.6271 | [6 empty] | 114 | 0
1455 | WCPWRCO_3G | 3 | North | YES | 0.001638 | 242 | 50 | 242 |  | 1.02 | CC | -1 | 0.007976 | 242 | 242 |  |  | 0.3964 | 242 | -0.007976 | -1.9302 | [6 empty] | 115 | 0
344 | MRSSHPRD | 1 | North | YES | 0.000775 | 0 | 0 | 12 |  | 1.03 | Hydro | -1 | 0.008839 | 0 | 0 |  |  | 0 | 0 | -0.008839 | 0 | [6 empty] | 116 | 0
345 | MRSSHPRD01 | 2 | North | YES | 0.000775 | 0 | 0 | 12 |  | 1.03 | Hydro | -1 | 0.008839 | 0 | 0 |  |  | 0 | 0 | -0.008839 | 0 | [6 empty] | 117 | 0
728 | WOLFRIDGE801 | 1 | North | YES | 0.000652 | 11.2 | 0 | 112.5 | 0 | 0.99 | Wind | -1 | 0.008962 | 0 | 112.5 |  |  | 0 | 0 | -0.008962 | 0 | [6 empty] | 118 | 0
1600 | BARTNWND_1G | 1 | North | YES | 0.000616 | 12 | 0 | 120 | 0 | 1.022 | Wind | -1 | 0.008998 | 0 | 120 |  |  | 0 | 0 | -0.008998 | 0 | [6 empty] | 119 | 0
58909 | PEARSALLSCG1 | 3 | South | YES | 0.000544 | 0 | 0 | 8.4 |  | 1.027 | Diesel | -1 | 0.00907 | 8.4 | 8.4 |  |  |  |  | -0.00907 | -0.076188 | [6 empty] | 120 | 0
58909 | PEARSALLSCG1 | 4 | South | YES | 0.000544 | 0 | 0 | 8.4 |  | 1.027 | Diesel | -1 | 0.00907 | 8.4 | 8.4 |  |  |  |  | -0.00907 | -0.076188 | [6 empty] | 121 | 0
58909 | PEARSALLSCG1 | 6 | South | YES | 0.000544 | 0 | 0 | 8.4 |  | 1.027 | Diesel | -1 | 0.00907 | 8.4 | 8.4 |  |  |  |  | -0.00907 | -0.076188 | [6 empty] | 122 | 0
58909 | PEARSALLSCG1 | 5 | South | YES | 0.000544 | 0 | 0 | 8.4 |  | 1.027 | Diesel | -1 | 0.00907 | 8.4 | 8.4 |  |  |  |  | -0.00907 | -0.076188 | [6 empty] | 123 | 0
58909 | PEARSALLSCG1 | 1 | South | YES | 0.000544 | 0 | 0 | 8.4 |  | 1.027 | Diesel | -1 | 0.00907 | 8.4 | 8.4 |  |  |  |  | -0.00907 | -0.076188 | [6 empty] | 124 | 0
58909 | PEARSALLSCG1 | 2 | South | YES | 0.000544 | 0 | 0 | 8.4 |  | 1.027 | Diesel | -1 | 0.00907 | 8.4 | 8.4 |  |  |  |  | -0.00907 | -0.076188 | [6 empty] | 125 | 0
58919 | PEARSALLSCG2 | 5 | South | YES | 0.000544 | 0 | 0 | 8.4 |  | 1.027 | Diesel | -1 | 0.00907 | 8.4 | 8.4 |  |  |  |  | -0.00907 | -0.076188 | [6 empty] | 126 | 0
58919 | PEARSALLSCG2 | 6 | South | YES | 0.000544 | 0 | 0 | 8.4 |  | 1.027 | Diesel | -1 | 0.00907 | 8.4 | 8.4 |  |  |  |  | -0.00907 | -0.076188 | [6 empty] | 127 | 0
58919 | PEARSALLSCG2 | 1 | South | YES | 0.000544 | 0 | 0 | 8.4 |  | 1.027 | Diesel | -1 | 0.00907 | 8.4 | 8.4 |  |  |  |  | -0.00907 | -0.076188 | [6 empty] | 128 | 0
58919 | PEARSALLSCG2 | 2 | South | YES | 0.000544 | 0 | 0 | 8.4 |  | 1.027 | Diesel | -1 | 0.00907 | 8.4 | 8.4 |  |  |  |  | -0.00907 | -0.076188 | [6 empty] | 129 | 0
58919 | PEARSALLSCG2 | 4 | South | YES | 0.000544 | 0 | 0 | 8.4 |  | 1.027 | Diesel | -1 | 0.00907 | 8.4 | 8.4 |  |  |  |  | -0.00907 | -0.076188 | [6 empty] | 130 | 0
58919 | PEARSALLSCG2 | 3 | South | YES | 0.000544 | 0 | 0 | 8.4 |  | 1.027 | Diesel | -1 | 0.00907 | 8.4 | 8.4 |  |  |  |  | -0.00907 | -0.076188 | [6 empty] | 131 | 0
58929 | PEARSALLSCG3 | 4 | South | YES | 0.000544 | 0 | 0 | 8.4 |  | 1.027 | Diesel | -1 | 0.00907 | 8.4 | 8.4 |  |  |  |  | -0.00907 | -0.076188 | [6 empty] | 132 | 0
58929 | PEARSALLSCG3 | 6 | South | YES | 0.000544 | 0 | 0 | 8.4 |  | 1.027 | Diesel | -1 | 0.00907 | 8.4 | 8.4 |  |  |  |  | -0.00907 | -0.076188 | [6 empty] | 133 | 0
58929 | PEARSALLSCG3 | 2 | South | YES | 0.000544 | 0 | 0 | 8.4 |  | 1.027 | Diesel | -1 | 0.00907 | 8.4 | 8.4 |  |  |  |  | -0.00907 | -0.076188 | [6 empty] | 134 | 0
58929 | PEARSALLSCG3 | 5 | South | YES | 0.000544 | 0 | 0 | 8.4 |  | 1.027 | Diesel | -1 | 0.00907 | 8.4 | 8.4 |  |  |  |  | -0.00907 | -0.076188 | [6 empty] | 135 | 0
58929 | PEARSALLSCG3 | 1 | South | YES | 0.000544 | 0 | 0 | 8.4 |  | 1.027 | Diesel | -1 | 0.00907 | 8.4 | 8.4 |  |  |  |  | -0.00907 | -0.076188 | [6 empty] | 136 | 0
58929 | PEARSALLSCG3 | 3 | South | YES | 0.000544 | 0 | 0 | 8.4 |  | 1.027 | Diesel | -1 | 0.00907 | 8.4 | 8.4 |  |  |  |  | -0.00907 | -0.076188 | [6 empty] | 137 | 0
58949 | PEARSALLSCG4 | 3 | South | YES | 0.000544 | 0 | 0 | 8.4 |  | 1.027 | Diesel | -1 | 0.00907 | 8.4 | 8.4 |  |  |  |  | -0.00907 | -0.076188 | [6 empty] | 138 | 0
58949 | PEARSALLSCG4 | 2 | South | YES | 0.000544 | 0 | 0 | 8.4 |  | 1.027 | Diesel | -1 | 0.00907 | 8.4 | 8.4 |  |  |  |  | -0.00907 | -0.076188 | [6 empty] | 139 | 0
58949 | PEARSALLSCG4 | 1 | South | YES | 0.000544 | 0 | 0 | 8.4 |  | 1.027 | Diesel | -1 | 0.00907 | 8.4 | 8.4 |  |  |  |  | -0.00907 | -0.076188 | [6 empty] | 140 | 0
58949 | PEARSALLSCG4 | 4 | South | YES | 0.000544 | 0 | 0 | 8.4 |  | 1.027 | Diesel | -1 | 0.00907 | 8.4 | 8.4 |  |  |  |  | -0.00907 | -0.076188 | [6 empty] | 141 | 0
58949 | PEARSALLSCG4 | 6 | South | YES | 0.000544 | 0 | 0 | 8.4 |  | 1.027 | Diesel | -1 | 0.00907 | 8.4 | 8.4 |  |  |  |  | -0.00907 | -0.076188 | [6 empty] | 142 | 0
58949 | PEARSALLSCG4 | 5 | South | YES | 0.000544 | 0 | 0 | 8.4 |  | 1.027 | Diesel | -1 | 0.00907 | 8.4 | 8.4 |  |  |  |  | -0.00907 | -0.076188 | [6 empty] | 143 | 0
923 | SPENCER_G4 | 1 | North | YES | 0.00053 | 48 | 20 | 61 | 0 | 1.03 | GST | -1 | 0.009084 | 61 | 61 |  |  | 0.03233 | 61 | -0.009084 | -0.55412 | [6 empty] | 144 | 0
924 | SPENCER_G5 | 1 | North | YES | 0.00053 | 52 | 20 | 66 | 0 | 1.03 | GST | -1 | 0.009084 | 66 | 66 |  |  | 0.03498 | 66 | -0.009084 | -0.59954 | [6 empty] | 145 | 0
80012 | LAR | F | South | YES | 0.000437 | 0 | 0 | 0 | 0 | 1.04 | DCTie | -1 | 0.009177 | 0 | 0 |  |  |  |  | -0.009177 | 0 | [6 empty] | 146 | 0
80265 | LARECU40A | 4 | South | YES | 0.000437 | 80 | 0 | 100 |  | 1.039 | GGT | -1 | 0.009177 | 100 | 100 |  |  |  |  | -0.009177 | -0.9177 | [6 empty] | 147 | 0
80266 | LARECU50A | 5 | South | YES | 0.000437 | 80 | 0 | 100 |  | 1.039 | GGT | -1 | 0.009177 | 100 | 100 |  |  |  |  | -0.009177 | -0.9177 | [6 empty] | 148 | 0
580 | JCKCNTY801 | 1 | North | YES | 0.00038 | 288 | 0 | 288 | 0 | 1.022 | CC | -1 | 0.009234 | 288 | 288 |  |  | 0.10944 | 288 | -0.009234 | -2.6594 | [6 empty] | 149 | 0
581 | JCKCNTY802 | 2 | North | YES | 0.00038 | 147 | 0 | 147 | 0 | 1.022 | CC | -1 | 0.009234 | 147 | 147 |  |  | 0.05586 | 147 | -0.009234 | -1.3574 | [6 empty] | 150 | 0
582 | JCKCNTY803 | 3 | North | YES | 0.00038 | 147 | 0 | 147 | 0 | 1.022 | CC | -1 | 0.009234 | 147 | 147 |  |  | 0.05586 | 147 | -0.009234 | -1.3574 | [6 empty] | 151 | 0
1861 | EAGLEMNT_1G | MB | North | YES | 0.000339 | 0 | 30 | 112 |  | 1.022 | GST | -1 | 0.009275 | 0 | 0 |  |  | 0 | 0 | -0.009275 | 0 | [6 empty] | 152 | 0
1862 | EAGLEMNT_2G | MB | North | YES | 0.000339 | 0 | 40 | 100 |  | 1.022 | GST | -1 | 0.009275 | 0 | 0 |  |  | 0 | 0 | -0.009275 | 0 | [6 empty] | 153 | 0
1863 | EAGLEMNT_3G | MB | North | YES | 0.000339 | 0 | 50 | 378 |  | 1.022 | GST | -1 | 0.009275 | 0 | 0 |  |  | 0 | 0 | -0.009275 | 0 | [6 empty] | 154 | 0
5890 | PEARSALLGEN1 | 1 | South | YES | 0.000314 | 19.2 | 6 | 24 | 0 | 1.0226 | GST | -1 | 0.0093 | 24 | 24 |  |  |  |  | -0.0093 | -0.2232 | [6 empty] | 155 | 0
5891 | PEARSALLGEN2 | 1 | South | YES | 0.000314 | 19.4 | 6 | 24.3 | 0 | 1.0226 | GST | -1 | 0.0093 | 24.3 | 24.3 |  |  |  |  | -0.0093 | -0.22599 | [6 empty] | 156 | 0
5892 | PEARSALLGEN3 | 1 | South | YES | 0.000314 | 19.1 | 6 | 23.9 | 0 | 1.0226 | GST | -1 | 0.0093 | 23.9 | 23.9 |  |  |  |  | -0.0093 | -0.22227 | [6 empty] | 157 | 0
2371 | COLLIN_1G | MB | North | YES | 0.000133 | 0 | 40 | 138 |  | 1.022 | GST | -1 | 0.009481 | 0 | 0 |  |  | 0 | 0 | -0.009481 | 0 | [6 empty] | 158 | 0
88299 | ZAPATA | F | South | YES | 0.000101 | 0 | 0 | 0 | 0 | 1.02 | BLT | -1 | 0.009513 | 0 | 0 |  |  |  |  | -0.009513 | 0 | [6 empty] | 159 | 0
6948 | DENISNDM | 1 | North | YES | 9.7e-05 | 40 | 5 | 40 |  | 1.015 | Hydro | -1 | 0.009517 | 0 | 0 |  |  | 0 | 0 | -0.009517 | 0 | [6 empty] | 160 | 0
6948 | DENISNDM | 2 | North | YES | 9.7e-05 | 31 | 5 | 40 |  | 1.015 | Hydro | -1 | 0.009517 | 0 | 0 |  |  | 0 | 0 | -0.009517 | 0 | [6 empty] | 161 | 0
1687 | VALLEY_1G | 1 | North | YES | 7.8e-05 | 136 | 15 | 170 | 0 | 1.029 | GST | -1 | 0.009536 | 170 | 170 |  |  | 0.01326 | 170 | -0.009536 | -1.6211 | [6 empty] | 162 | 0
1688 | VALLEY_2G | 2 | North | YES | 7.8e-05 | 527 | 90 | 527 | 0 | 1.029 | GSC | -1 | 0.009536 | 527 | 527 |  |  | 0.041106 | 527 | -0.009536 | -5.0255 | [6 empty] | 163 | 0
2381 | NTHLK1_G | 1 | North | YES | 5.7e-05 | 0 | 35 | 156 |  | 1.022 | GST | -1 | 0.009557 | 156 | 156 |  |  | 0.008892 | 156 | -0.009557 | -1.4909 | [6 empty] | 164 | 0
2382 | NTHLK2_G | 2 | North | YES | 5.7e-05 | 0 | 35 | 181 |  | 1.022 | GST | -1 | 0.009557 | 181 | 181 |  |  | 0.010317 | 181 | -0.009557 | -1.7298 | [6 empty] | 165 | 0
2383 | NTHLK3_G | 3 | North | YES | 5.7e-05 | 0 | 50 | 329 |  | 1.022 | GST | -1 | 0.009557 | 329 | 329 |  |  | 0.018753 | 329 | -0.009557 | -3.1442 | [6 empty] | 166 | 0
1689 | VALLEY_3G | 3 | North | YES | 5.3e-05 | 0 | 25 | 375 |  | 1.003 | GST | -1 | 0.009561 | 375 | 375 |  |  | 0.019875 | 375 | -0.009561 | -3.5854 | [6 empty] | 167 | 0
11691 | KMICHICT1_G | 1 | North | YES | 5.3e-05 | 144 | 80 | 144 | 0 | 1.026 | CC | -1 | 0.009561 | 144 | 144 |  |  | 0.007632 | 144 | -0.009561 | -1.3768 | [6 empty] | 168 | 0
11692 | KMICHICT2_G | 2 | North | YES | 5.3e-05 | 146 | 80 | 146 | 0 | 1.026 | CC | -1 | 0.009561 | 146 | 146 |  |  | 0.007738 | 146 | -0.009561 | -1.3959 | [6 empty] | 169 | 0
11693 | KMICHIST3_G | 3 | North | YES | 5.3e-05 | 312 | 60 | 312 | 0 | 1.026 | CC | -1 | 0.009561 | 312 | 312 |  |  | 0.016536 | 312 | -0.009561 | -2.983 | [6 empty] | 170 | 0
11694 | KMICHICT4_G | 4 | North | YES | 5.3e-05 | 144 | 80 | 144 | 0 | 1.026 | CC | -1 | 0.009561 | 144 | 144 |  |  | 0.007632 | 144 | -0.009561 | -1.3768 | [6 empty] | 171 | 0
11695 | KMICHICT5_G | 5 | North | YES | 5.3e-05 | 148 | 80 | 148 | 0 | 1.026 | CC | -1 | 0.009561 | 148 | 148 |  |  | 0.007844 | 148 | -0.009561 | -1.415 | [6 empty] | 172 | 0
11696 | KMICHIST6_G | 6 | North | YES | 5.3e-05 | 310 | 60 | 310 | 0 | 1.026 | CC | -1 | 0.009561 | 310 | 310 |  |  | 0.01643 | 310 | -0.009561 | -2.9639 | [6 empty] | 173 | 0
1678 | LAMARPWR_1G | 1 | North | YES | 4.6e-05 | 160 | 67.7 | 160 | 0 | 1.038 | CC | -1 | 0.009568 | 160 | 160 |  |  | 0.00736 | 160 | -0.009568 | -1.5309 | [6 empty] | 174 | 0
1679 | LAMARPWR_2G | 2 | North | YES | 4.6e-05 | 156 | 67.7 | 156 | 0 | 1.038 | CC | -1 | 0.009568 | 156 | 156 |  |  | 0.007176 | 156 | -0.009568 | -1.4926 | [6 empty] | 175 | 0
1680 | LAMARPWR_3G | 3 | North | YES | 4.6e-05 | 196 | 129.1 | 196 | 0 | 1.038 | CC | -1 | 0.009568 | 196 | 196 |  |  | 0.009016 | 196 | -0.009568 | -1.8753 | [6 empty] | 176 | 0
1681 | LAMARPWR_4G | 4 | North | YES | 4.6e-05 | 156 | 67.7 | 156 | 0 | 1.038 | CC | -1 | 0.009568 | 156 | 156 |  |  | 0.007176 | 156 | -0.009568 | -1.4926 | [6 empty] | 177 | 0
1682 | LAMARPWR_5G | 5 | North | YES | 4.6e-05 | 157 | 67.7 | 157 | 0 | 1.038 | CC | -1 | 0.009568 | 157 | 157 |  |  | 0.007222 | 157 | -0.009568 | -1.5022 | [6 empty] | 178 | 0
1683 | LAMARPWR_6G | 6 | North | YES | 4.6e-05 | 198 | 129.1 | 198 | 0 | 1.038 | CC | -1 | 0.009568 | 198 | 198 |  |  | 0.009108 | 198 | -0.009568 | -1.8945 | [6 empty] | 179 | 0
1675 | PEC_1G | 1 | North | YES | 4.3e-05 | 76.7 | 35 | 76.7 | 0 | 1.022 | Cogen | -1 | 0.009571 | 0 | 0 |  |  | 0 | 0 | -0.009571 | 0 | [6 empty] | 180 | 0
1676 | PEC_2G | 2 | North | YES | 4.3e-05 | 79.6 | 35 | 79.6 | 0 | 1.022 | Cogen | -1 | 0.009571 | 0 | 0 |  |  | 0 | 0 | -0.009571 | 0 | [6 empty] | 181 | 0
1677 | PEC_3G | 3 | North | YES | 4.3e-05 | 88.4 | 35 | 88.4 | 0 | 1.022 | Cogen | -1 | 0.009571 | 0 | 0 |  |  | 0 | 0 | -0.009571 | 0 | [6 empty] | 182 | 0
1701 | MOSES_1G | 1 | North | YES | 3.1e-05 | 558 | 175 | 558 | 0 | 1.023 | LIGCO | -1 | 0.009583 | 0 | 558 |  |  | 0 | 0 | -0.009583 | 0 | [6 empty] | 183 | 0
1702 | MOSES_2G | 2 | North | YES | 3.1e-05 | 579 | 175 | 579 | 0 | 1.023 | LIGCO | -1 | 0.009583 | 0 | 579 |  |  | 0 | 0 | -0.009583 | 0 | [6 empty] | 184 | 0
1703 | MOSES_3G | 3 | North | YES | 3.1e-05 | 808 | 463 | 808 | 0 | 1.023 | LIGCO | -1 | 0.009583 | 0 | 808 |  |  | 0 | 0 | -0.009583 | 0 | [6 empty] | 185 | 0
5925 | DCEAST | EQ | North | YES | 3.1e-05 | 400.3 | -600 | 600 | 0 | 1.025 | DCTie | -1 | 0.009583 | 0 | 0 |  |  | 0 | 0 | -0.009583 | 0 | [6 empty] | 186 | 0
1947 | HANDLEY_3G | 3 | North | YES | 2e-06 | 316 | 100 | 395 | 0 | 1.022 | GST | -1 | 0.009612 | 395 | 395 |  |  | 0.00079 | 395 | -0.009612 | -3.7967 | [6 empty] | 187 | 0
1949 | HANDLEY_5G | 5 | North | YES | 2e-06 | 348 | 150 | 435 | 0 | 1.022 | GST | -1 | 0.009612 | 435 | 435 |  |  | 0.00087 | 435 | -0.009612 | -4.1812 | [6 empty] | 188 | 0
5934 | SI_RAY5 | 5 | South | YES | 0 | 0 | 10 | 15 |  | 1.035 | GST | -1 | 0.009614 | 15 | 15 |  |  |  |  | -0.009614 | -0.14421 | [6 empty] | 189 | 0
8139 | JOS #1 | MB | South | YES | 0 | 0 | 45 | 255 |  | 1.02 | GST | -1 | 0.009614 | 0 | 0 |  |  |  |  | -0.009614 | 0 | [6 empty] | 190 | 0
8285 | LAR #1 | MB | South | YES | 0 | 0 | 9 | 32 |  | 1.0497 | GST | -1 | 0.009614 | 0 | 0 |  |  |  |  | -0.009614 | 0 | [6 empty] | 191 | 0
8287 | LAR #2 | MB | South | YES | 0 | 0 | 9 | 32 |  | 1.04 | GST | -1 | 0.009614 | 0 | 0 |  |  |  |  | -0.009614 | 0 | [6 empty] | 192 | 0
8288 | LAR #3 | MB | South | YES | 0 | 0 | 25 | 105 |  | 1.04 | GST | -1 | 0.009614 | 0 | 0 |  |  |  |  | -0.009614 | 0 | [6 empty] | 193 | 0
8388 | BATES0A | MB | South | YES | 0 | 0 | 21 | 71 |  | 1.033 | GST | -1 | 0.009614 | 0 | 0 |  |  |  |  | -0.009614 | 0 | [6 empty] | 194 | 0
8393 | BATES0B | MB | South | YES | 0 | 0 | 25 | 110 |  | 1.03 | GST | -1 | 0.009614 | 0 | 0 |  |  |  |  | -0.009614 | 0 | [6 empty] | 195 | 0
8437 | NUECES_B0C | MB | South | YES | 0 | 0 | 7 | 30 |  | 1.03 | GST | -1 | 0.009614 | 0 | 0 |  |  |  |  | -0.009614 | 0 | [6 empty] | 196 | 0
8438 | NUECES_B0B | MB | South | YES | 0 | 0 | 26 | 169 |  | 1.03 | GST | -1 | 0.009614 | 0 | 0 |  |  |  |  | -0.009614 | 0 | [6 empty] | 197 | 0
39190 | TNSLCGN1__8 | 1 | Houston | YES | 0 | 0 | 10 | 30 |  | 1.03 | Cogen | -1 | 0.009614 | 0 | 0 |  |  |  |  | -0.009614 | 0 | [6 empty] | 198 | 0
842 | OLINGER_G1 | 1 | North | YES | -1e-06 | 55.4 | 20 | 79 | 0 | 1.03 | GST | -1 | 0.009615 | 79 | 79 |  |  | -7.9e-05 | 79 | -0.009615 | -0.75958 | [6 empty] | 199 | 0
843 | OLINGER_G2 | 1 | North | YES | -1e-06 | 76.2 | 25 | 110 | 0 | 1.03 | GST | -1 | 0.009615 | 110 | 110 |  |  | -0.00011 | 110 | -0.009615 | -1.0576 | [6 empty] | 200 | 0
844 | OLINGER_G3 | 1 | North | YES | -1e-06 | 103.9 | 45 | 150 | 0 | 1.03 | GST | -1 | 0.009615 | 150 | 150 |  |  | -0.00015 | 150 | -0.009615 | -1.4422 | [6 empty] | 201 | 0
845 | OLINGER_G4 | 1 | North | YES | -1e-06 | 51.9 | 0 | 76 | 0 | 1.03 | GGT | -1 | 0.009615 | 76 | 76 |  |  | -7.6e-05 | 76 | -0.009615 | -0.73074 | [6 empty] | 202 | 0
1948 | HANDLEY_4G | 4 | North | YES | -2e-06 | 348 | 150 | 435 | 0 | 1.022 | GST | -1 | 0.009616 | 435 | 435 |  |  | -0.00087 | 435 | -0.009616 | -4.183 | [6 empty] | 203 | 0
837 | NEWMAN_G5 | 1 | North | YES | -7e-06 | 0 | 15 | 40 |  | 1.01 | GST | -1 | 0.009621 | 40 | 40 |  |  | -0.00028 | 40 | -0.009621 | -0.38484 | [6 empty] | 204 | 0
948 | STEAM1 | 1 | North | YES | -8e-06 | 0 | 12 | 20 |  | 1.02 | GST | -1 | 0.009622 | 20 | 20 |  |  | -0.00016 | 20 | -0.009622 | -0.19244 | [6 empty] | 205 | 0
949 | STEAM2 | 1 | North | YES | -8e-06 | 26 | 8 | 26 | 0 | 0.99 | GST | -1 | 0.009622 | 26 | 26 |  |  | -0.000208 | 26 | -0.009622 | -0.25017 | [6 empty] | 206 | 0
950 | STEAM3 | 1 | North | YES | -8e-06 | 41 | 13 | 42 | 0 | 1.02 | GST | -1 | 0.009622 | 42 | 42 |  |  | -0.000336 | 42 | -0.009622 | -0.40412 | [6 empty] | 207 | 0
2451 | LKHB1_G | 1 | North | YES | -4.5e-05 | 0 | 80 | 391 |  | 1.022 | GST | -1 | 0.009659 | 391 | 391 |  |  | -0.017595 | 391 | -0.009659 | -3.7767 | [6 empty] | 208 | 0
2452 | LKHB2_G | 2 | North | YES | -4.5e-05 | 516 | 80 | 516 | 0 | 1.022 | GST | -1 | 0.009659 | 516 | 516 |  |  | -0.02322 | 516 | -0.009659 | -4.984 | [6 empty] | 209 | 0
12411 | FPLEFR1A_G | 1 | North | YES | -5e-05 | 161 | 72 | 161 | 0 | 1 | CC | -1 | 0.009664 | 161 | 161 |  |  | -0.00805 | 161 | -0.009664 | -1.5559 | [6 empty] | 210 | 0
12412 | FPLEFR1B_G | 2 | North | YES | -5e-05 | 164 | 72 | 164 | 0 | 1 | CC | -1 | 0.009664 | 164 | 164 |  |  | -0.0082 | 164 | -0.009664 | -1.5849 | [6 empty] | 211 | 0
12413 | FPLEFR1C_G | 3 | North | YES | -5e-05 | 164 | 72 | 164 | 0 | 1 | CC | -1 | 0.009664 | 164 | 164 |  |  | -0.0082 | 164 | -0.009664 | -1.5849 | [6 empty] | 212 | 0
12414 | FPLEFR1S_G | 4 | North | YES | -5e-05 | 414 | 191 | 414 | 0 | 1 | CC | -1 | 0.009664 | 414 | 414 |  |  | -0.0207 | 414 | -0.009664 | -4.0009 | [6 empty] | 213 | 0
12421 | FPLEFR2A_G | 1 | North | YES | -5e-05 | 162 | 72 | 162 | 0 | 1 | CC | -1 | 0.009664 | 162 | 162 |  |  | -0.0081 | 162 | -0.009664 | -1.5656 | [6 empty] | 214 | 0
12422 | FPLEFR2B_G | 2 | North | YES | -5e-05 | 161 | 72 | 161 | 0 | 1 | CC | -1 | 0.009664 | 161 | 161 |  |  | -0.00805 | 161 | -0.009664 | -1.5559 | [6 empty] | 215 | 0
12423 | FPLEFR2C_G | 3 | North | YES | -5e-05 | 163 | 72 | 163 | 0 | 1 | CC | -1 | 0.009664 | 163 | 163 |  |  | -0.00815 | 163 | -0.009664 | -1.5752 | [6 empty] | 216 | 0
12424 | FPLEFR2S_G | 4 | North | YES | -5e-05 | 415 | 191 | 415 | 0 | 1 | CC | -1 | 0.009664 | 415 | 415 |  |  | -0.02075 | 415 | -0.009664 | -4.0106 | [6 empty] | 217 | 0
12440 | PARKD_1SVC8 | 1 | North | YES | -6e-05 | 0 | 0 | 0 | 0 | 1.007 | GST | -1 | 0.009674 | 0 | 0 |  |  | 0 | 0 | -0.009674 | 0 | [6 empty] | 218 | 0
12449 | PARKD_2SVC8 | 1 | North | YES | -6e-05 | 0 | 0 | 0 | 0 | 1.007 | GST | -1 | 0.009674 | 0 | 0 |  |  | 0 | 0 | -0.009674 | 0 | [6 empty] | 219 | 0
2413 | MTCK6_G | 6 | North | YES | -9.3e-05 | 0 | 30 | 118 |  | 1.022 | GST | -1 | 0.009707 | 118 | 118 |  |  | -0.010974 | 118 | -0.009707 | -1.1454 | [6 empty] | 220 | 0
2414 | MTCK7_G | 7 | North | YES | -9.3e-05 | 0 | 30 | 115 |  | 1.022 | GST | -1 | 0.009707 | 115 | 115 |  |  | -0.010695 | 115 | -0.009707 | -1.1163 | [6 empty] | 221 | 0
2417 | MTCK8_G | 8 | North | YES | -9.3e-05 | 444.8 | 60 | 556 | 0 | 1.022 | GSC | -1 | 0.009707 | 556 | 556 |  |  | -0.051708 | 556 | -0.009707 | -5.3971 | [6 empty] | 222 | 0
5728 | FALCONHYDRO2 | 2 | South | YES | -0.000128 | 12 | 0 | 12 | 0 | 1.0234 | Hydro | -1 | 0.009742 | 0 | 0 |  |  |  |  | -0.009742 | 0 | [6 empty] | 223 | 0
5729 | FALCONHYDRO3 | 3 | South | YES | -0.000128 | 11 | 0 | 11 | 0 | 1.0234 | Hydro | -1 | 0.009742 | 0 | 0 |  |  |  |  | -0.009742 | 0 | [6 empty] | 224 | 0
8048 | FALCONHYDRO1 | 1 | South | YES | -0.000128 | 12 | 0 | 12 | 0 | 1.0234 | Hydro | -1 | 0.009742 | 0 | 0 |  |  |  |  | -0.009742 | 0 | [6 empty] | 225 | 0
3097 | MARTLAKE_1G | 1 | North | YES | -0.000147 | 790 | 500 | 790 | 0 | 1.017 | LIGCO | -1 | 0.009761 | 0 | 790 |  |  | 0 | 0 | -0.009761 | 0 | [6 empty] | 226 | 0
3098 | MARTLAKE_2G | 2 | North | YES | -0.000147 | 795 | 461 | 795 | 0 | 1.017 | LIGCO | -1 | 0.009761 | 0 | 795 |  |  | 0 | 0 | -0.009761 | 0 | [6 empty] | 227 | 0
3099 | MARTLAKE_3G | 3 | North | YES | -0.000147 | 804 | 500 | 804 | 0 | 1.017 | LIGCO | -1 | 0.009761 | 0 | 804 |  |  | 0 | 0 | -0.009761 | 0 | [6 empty] | 228 | 0
13116 | TGATEWAY_1G | 1 | North | YES | -0.000161 | 151 | 30 | 151 | 0 | 1.0232 | CC | -1 | 0.009775 | 151 | 151 |  |  | -0.024311 | 151 | -0.009775 | -1.476 | [6 empty] | 229 | 0
13117 | TGATEWAY_2G | 2 | North | YES | -0.000161 | 130 | 30 | 130 | 0 | 1.0232 | CC | -1 | 0.009775 | 130 | 130 |  |  | -0.02093 | 130 | -0.009775 | -1.2707 | [6 empty] | 230 | 0
13118 | TGATEWAY_3G | 3 | North | YES | -0.000161 | 148 | 30 | 148 | 0 | 1.0232 | CC | -1 | 0.009775 | 148 | 148 |  |  | -0.023828 | 148 | -0.009775 | -1.4467 | [6 empty] | 231 | 0
13119 | TGATEWAY_4G | 4 | North | YES | -0.000161 | 399 | 65 | 399 | 0 | 1.0232 | CC | -1 | 0.009775 | 399 | 399 |  |  | -0.064239 | 399 | -0.009775 | -3.9002 | [6 empty] | 232 | 0
88508 | FALFURRI | F | South | YES | -0.000163 | 0 | 0 | 0 | 0 | 1 | AVR | -1 | 0.009777 | 0 | 0 |  |  |  |  | -0.009777 | 0 | [6 empty] | 233 | 0
3348 | CHAMPION_1G | MB | North | YES | -0.000171 | 0 | 42 | 42 |  | 1 | Cogen | -1 | 0.009785 | 0 | 0 |  |  | 0 | 0 | -0.009785 | 0 | [6 empty] | 234 | 0
3309 | ASPN_G | 1 | North | YES | -0.000173 | 50 | 0 | 50 |  | 1 | Bio | -1 | 0.009787 | 50 | 50 |  |  | -0.00865 | 50 | -0.009787 | -0.48935 | [6 empty] | 235 | 0
3107 | STRYKER_1G | 1 | North | YES | -0.000175 | 145.6 | 45 | 182 | 0 | 1.029 | GST | -1 | 0.009789 | 182 | 182 |  |  | -0.03185 | 182 | -0.009789 | -1.7816 | [6 empty] | 236 | 0
3108 | STRYKER_2G | 2 | North | YES | -0.000175 | 484 | 75 | 484 | 0 | 1.029 | GST | -1 | 0.009789 | 484 | 484 |  |  | -0.0847 | 484 | -0.009789 | -4.7379 | [6 empty] | 237 | 0
1941 | MDLTHELP_1G | 1 | North | YES | -0.000216 | 216.4 | 74 | 216.4 | 0 | 1 | CC | -1 | 0.00983 | 216.4 | 216.4 |  |  | -0.046742 | 216.4 | -0.00983 | -2.1272 | [6 empty] | 238 | 0
1942 | MDLTHELP_2G | 2 | North | YES | -0.000216 | 216.1 | 74 | 216.1 | 0 | 1 | CC | -1 | 0.00983 | 216.1 | 216.1 |  |  | -0.046678 | 216.1 | -0.00983 | -2.1243 | [6 empty] | 239 | 0
12322 | ENNSTRAC_1G | 1 | North | YES | -0.000276 | 196 | 130 | 196 | 0 | 1.036 | CC | -1 | 0.00989 | 196 | 196 |  |  | -0.054096 | 196 | -0.00989 | -1.9384 | [6 empty] | 240 | 0
12323 | ENNSTRAC_2G | 2 | North | YES | -0.000276 | 116 | 100 | 116 | 0 | 1.036 | CC | -1 | 0.00989 | 116 | 116 |  |  | -0.032016 | 116 | -0.00989 | -1.1472 | [6 empty] | 241 | 0
13134 | CALFREST_4G | 4 | North | YES | -0.000276 | 151.5 | 40 | 151.5 | 0 | 1.031 | CC | -1 | 0.00989 | 151.5 | 151.5 |  |  | -0.041814 | 151.5 | -0.00989 | -1.4983 | [6 empty] | 242 | 0
13135 | CALFREST_5G | 5 | North | YES | -0.000276 | 152.3 | 57 | 152.3 | 0 | 1.031 | CC | -1 | 0.00989 | 152.3 | 152.3 |  |  | -0.042035 | 152.3 | -0.00989 | -1.5062 | [6 empty] | 243 | 0
13136 | CALFREST_6G | 6 | North | YES | -0.000276 | 177.5 | 40 | 177.5 | 0 | 1.031 | CC | -1 | 0.00989 | 177.5 | 177.5 |  |  | -0.04899 | 177.5 | -0.00989 | -1.7555 | [6 empty] | 244 | 0
3126 | TRINIDAD_6G | 1 | North | YES | -0.000281 | 179.2 | 46 | 224 | 0 | 1 | GST | -1 | 0.009895 | 224 | 224 |  |  | -0.062944 | 224 | -0.009895 | -2.2165 | [6 empty] | 245 | 0
13131 | CALFREST_1G | 1 | North | YES | -0.000281 | 150.7 | 40 | 150.7 | 0 | 1.031 | CC | -1 | 0.009895 | 150.7 | 150.7 |  |  | -0.042347 | 150.7 | -0.009895 | -1.4912 | [6 empty] | 246 | 0
13132 | CALFREST_2G | 2 | North | YES | -0.000281 | 151 | 57 | 151 | 0 | 1.031 | CC | -1 | 0.009895 | 151 | 151 |  |  | -0.042431 | 151 | -0.009895 | -1.4941 | [6 empty] | 247 | 0
13133 | CALFREST_3G | 3 | North | YES | -0.000281 | 177.4 | 40 | 177.4 | 0 | 1.031 | CC | -1 | 0.009895 | 177.4 | 177.4 |  |  | -0.049849 | 177.4 | -0.009895 | -1.7554 | [6 empty] | 248 | 0
1937 | MDLTHELP_5G | 5 | North | YES | -0.00029 | 224 | 74 | 224 | 0 | 1 | CC | -1 | 0.009904 | 224 | 224 |  |  | -0.06496 | 224 | -0.009904 | -2.2185 | [6 empty] | 249 | 0
1938 | MDLTHELP_6G | 6 | North | YES | -0.00029 | 226 | 74 | 226 | 0 | 1 | CC | -1 | 0.009904 | 226 | 226 |  |  | -0.06554 | 226 | -0.009904 | -2.2383 | [6 empty] | 250 | 0
1943 | MDLTHELP_3G | 3 | North | YES | -0.00029 | 212 | 74 | 212 | 0 | 1 | CC | -1 | 0.009904 | 212 | 212 |  |  | -0.06148 | 212 | -0.009904 | -2.0996 | [6 empty] | 251 | 0
1944 | MDLTHELP_4G | 4 | North | YES | -0.00029 | 211 | 74 | 211 | 0 | 1 | CC | -1 | 0.009904 | 211 | 211 |  |  | -0.06119 | 211 | -0.009904 | -2.0897 | [6 empty] | 252 | 0
3381 | BBRN_1G | 1 | North | YES | -0.0003 | 618 | 225 | 618 | 0 | 1.03 | LIGCO | -1 | 0.009914 | 0 | 618 |  |  | 0 | 0 | -0.009914 | 0 | [6 empty] | 253 | 0
3382 | BBRN_2G | 2 | North | YES | -0.0003 | 589 | 225 | 589 | 0 | 1.03 | LIGCO | -1 | 0.009914 | 0 | 589 |  |  | 0 | 0 | -0.009914 | 0 | [6 empty] | 254 | 0
8933 | FGNTS001 | 1 | South | YES | -0.000366 | 146.5 | 0 | 146.5 | 0 | 1.03 | CC | -1 | 0.00998 | 146.5 | 146.5 |  |  |  |  | -0.00998 | -1.4621 | [6 empty] | 255 | 0
8934 | FGNTS101 | 2 | South | YES | -0.000366 | 147.9 | 0 | 147.9 | 0 | 1.03 | CC | -1 | 0.00998 | 147.9 | 147.9 |  |  |  |  | -0.00998 | -1.476 | [6 empty] | 256 | 0
8935 | FGNTS201 | 3 | South | YES | -0.000366 | 173 | 0 | 173 | 0 | 1.03 | CC | -1 | 0.00998 | 173 | 173 |  |  |  |  | -0.00998 | -1.7265 | [6 empty] | 257 | 0
48721 | LEG_1___1 | 1 | North | YES | -0.000389 | 827 | 357 | 827 | 0 | 1.0348 | LIGCO | -1 | 0.010003 | 0 | 827 |  |  | 0 | 0 | -0.010003 | 0 | [6 empty] | 258 | 0
48722 | LEG_2___2 | 2 | North | YES | -0.000389 | 819 | 357 | 819 | 0 | 1.0348 | LIGCO | -1 | 0.010003 | 0 | 819 |  |  | 0 | 0 | -0.010003 | 0 | [6 empty] | 259 | 0
1889 | DECRDOVA_1G | 1 | North | YES | -0.000402 | 779 | 255 | 779 | 0 | 1.02 | GSC | -1 | 0.010016 | 779 | 779 |  |  | -0.31316 | 779 | -0.010016 | -7.8024 | [6 empty] | 260 | 0
8936 | MVGN#1 | 1 | South | YES | -0.000406 | 216.6 | 0 | 216.6 | 0 | 1.0304 | CC | -1 | 0.01002 | 216.6 | 216.6 |  |  |  |  | -0.01002 | -2.1703 | [6 empty] | 261 | 0
8937 | MVGN#2 | 2 | South | YES | -0.000406 | 216.7 | 0 | 216.7 | 0 | 1.0304 | CC | -1 | 0.01002 | 216.7 | 216.7 |  |  |  |  | -0.01002 | -2.1713 | [6 empty] | 262 | 0
8938 | MVGN#3 | 3 | South | YES | -0.000406 | 250.9 | 0 | 250.9 | 0 | 1.0304 | CC | -1 | 0.01002 | 250.9 | 250.9 |  |  |  |  | -0.01002 | -2.514 | [6 empty] | 263 | 0
8981 | HECN1 | 1 | South | YES | -0.000406 | 144.8 | 0 | 144.8 | 0 | 1.0304 | CC | -1 | 0.01002 | 144.8 | 144.8 |  |  |  |  | -0.01002 | -1.4509 | [6 empty] | 264 | 0
8982 | HECN2 | 2 | South | YES | -0.000406 | 144.1 | 0 | 144.1 | 0 | 1.0304 | CC | -1 | 0.01002 | 144.1 | 144.1 |  |  |  |  | -0.01002 | -1.4439 | [6 empty] | 265 | 0
8983 | HECN3 | 3 | South | YES | -0.000406 | 171.9 | 0 | 171.9 | 0 | 1.0304 | CC | -1 | 0.01002 | 171.9 | 171.9 |  |  |  |  | -0.01002 | -1.7224 | [6 empty] | 266 | 0
39960 | TNTNPONE_18 | 1 | North | YES | -0.000409 | 152.3 | 30 | 152.3 |  | 1.04 | LIGCO | -1 | 0.010023 | 0 | 152.3 |  |  | 0 | 0 | -0.010023 | 0 | [6 empty] | 267 | 0
39970 | TNTNPONE_28 | 1 | North | YES | -0.000409 | 153 | 30 | 153 |  | 1.04 | LIGCO | -1 | 0.010023 | 0 | 153 |  |  | 0 | 0 | -0.010023 | 0 | [6 empty] | 268 | 0
88198 | BEEVILLE | F | South | YES | -0.000411 | 0 | 0 | 0 | 0 | 1.02 | AVR | -1 | 0.010025 | 0 | 0 |  |  |  |  | -0.010025 | 0 | [6 empty] | 269 | 0
5932 | SI_RAY9 | 9 | South | YES | -0.000423 | 32 | 32 | 38 | 0 | 1.035 | CC | -1 | 0.010037 | 38 | 38 |  |  |  |  | -0.010037 | -0.38141 | [6 empty] | 270 | 0
5933 | SI_RAY6 | 6 | South | YES | -0.000423 | 15.4 | 10 | 19.3 | 0 | 1.035 | GST | -1 | 0.010037 | 19.3 | 19.3 |  |  |  |  | -0.010037 | -0.19371 | [6 empty] | 271 | 0
5935 | SI_RAY10 | 10 | South | YES | -0.000423 | 47 | 10 | 47 | 0 | 1.03 | CC | -1 | 0.010037 | 47 | 47 |  |  |  |  | -0.010037 | -0.47174 | [6 empty] | 272 | 0
80003 | MILHWYS | F | South | YES | -0.000423 | 0 | 0 | 0 | 0 | 1.0168 | AVR | -1 | 0.010037 | 0 | 0 |  |  |  |  | -0.010037 | 0 | [6 empty] | 273 | 0
8517 | CELANEBI0A | 1 | South | YES | -0.000431 | 29 | 0 | 29 | 0 | 1.02 | Cogen | -1 | 0.010045 | 0 | 0 |  |  |  |  | -0.010045 | 0 | [6 empty] | 274 | 0
80080 | GWINDT11A | 3 | South | YES | -0.000434 | 0 | 0 | 38 | 0 | 1.025 | Wind | -1 | 0.010048 | 0 | 38 |  |  |  |  | -0.010048 | 0 | [6 empty] | 275 | 0
80080 | GWINDT11A | 4 | South | YES | -0.000434 | 3.8 | 0 | 19 | 0 | 1.025 | Wind | -1 | 0.010048 | 0 | 19 |  |  |  |  | -0.010048 | 0 | [6 empty] | 276 | 0
80080 | GWINDT11A | 2 | South | YES | -0.000434 | 0 | 0 | 41 | 0 | 1.025 | Wind | -1 | 0.010048 | 0 | 41 |  |  |  |  | -0.010048 | 0 | [6 empty] | 277 | 0
80080 | GWINDT11A | 1 | South | YES | -0.000434 | 28.2 | 0 | 94 | 0 | 1.025 | Wind | -1 | 0.010048 | 0 | 94 |  |  |  |  | -0.010048 | 0 | [6 empty] | 278 | 0
80081 | GWINDT21A | 4 | South | YES | -0.000434 | 4.4 | 0 | 22 | 0 | 1.025 | Wind | -1 | 0.010048 | 0 | 22 |  |  |  |  | -0.010048 | 0 | [6 empty] | 279 | 0
80081 | GWINDT21A | 1 | South | YES | -0.000434 | 28.2 | 0 | 94 | 0 | 1.025 | Wind | -1 | 0.010048 | 0 | 94 |  |  |  |  | -0.010048 | 0 | [6 empty] | 280 | 0
80081 | GWINDT21A | 3 | South | YES | -0.000434 | 8.6 | 0 | 43 | 0 | 1.025 | Wind | -1 | 0.010048 | 0 | 43 |  |  |  |  | -0.010048 | 0 | [6 empty] | 281 | 0
80081 | GWINDT21A | 2 | South | YES | -0.000434 | 7.2 | 0 | 36 | 0 | 1.025 | Wind | -1 | 0.010048 | 0 | 36 |  |  |  |  | -0.010048 | 0 | [6 empty] | 282 | 0
80180 | PNSCALT11A | 2 | South | YES | -0.000434 | 10 | 0 | 50 | 0 | 1.025 | Wind | -1 | 0.010048 | 0 | 50 |  |  |  |  | -0.010048 | 0 | [6 empty] | 283 | 0
80180 | PNSCALT11A | 1 | South | YES | -0.000434 | 43.8 | 0 | 148 | 0 | 1.025 | Wind | -1 | 0.010048 | 0 | 148 |  |  |  |  | -0.010048 | 0 | [6 empty] | 284 | 0
80181 | PNSCALT21A | 2 | South | YES | -0.000434 | 10 | 0 | 50 | 0 | 1.025 | Wind | -1 | 0.010048 | 0 | 50 |  |  |  |  | -0.010048 | 0 | [6 empty] | 285 | 0
80181 | PNSCALT21A | 1 | South | YES | -0.000434 | 16.5 | 0 | 55 | 0 | 1.025 | Wind | -1 | 0.010048 | 0 | 55 |  |  |  |  | -0.010048 | 0 | [6 empty] | 286 | 0
8461 | KOCH_UP0A | 1 | South | YES | -0.000436 | 38 | 0 | 38 | 0 | 1.012 | Cogen | -1 | 0.01005 | 0 | 0 |  |  |  |  | -0.01005 | 0 | [6 empty] | 287 | 0
8506 | VAL #1 | 1 | South | YES | -0.000438 | 20.9 | 0 | 25 | 0 | 1.0055 | Cogen | -1 | 0.010052 | 0 | 0 |  |  |  |  | -0.010052 | 0 | [6 empty] | 288 | 0
8507 | VAL #2 | 2 | South | YES | -0.000438 | 20.9 | 0 | 25 | 0 | 1.0055 | Cogen | -1 | 0.010052 | 0 | 0 |  |  |  |  | -0.010052 | 0 | [6 empty] | 289 | 0
8511 | OXY_CC0A | 1 | South | YES | -0.000439 | 30.3 | 0 | 38 | 0 | 1.027 | Cogen | -1 | 0.010053 | 0 | 0 |  |  |  |  | -0.010053 | 0 | [6 empty] | 290 | 0
8456 | COSW#1 | 1 | South | YES | -0.000442 | 20 | 0 | 20 | 0 | 1.027 | Cogen | -1 | 0.010056 | 0 | 0 |  |  |  |  | -0.010056 | 0 | [6 empty] | 291 | 0
8457 | COSW#2 | 2 | South | YES | -0.000442 | 14 | 0 | 14 | 0 | 1.027 | Cogen | -1 | 0.010056 | 0 | 0 |  |  |  |  | -0.010056 | 0 | [6 empty] | 292 | 0
8459 | B_DAVIS0B | MB | South | YES | -0.000442 | 0 | 50 | 339 |  | 1.03 | GSC | -1 | 0.010056 | 0 | 0 |  |  |  |  | -0.010056 | 0 | [6 empty] | 293 | 0
8460 | B_DAVIS0A | MB | South | YES | -0.000442 | 0 | 50 | 340 |  | 1.03 | GSC | -1 | 0.010056 | 0 | 0 |  |  |  |  | -0.010056 | 0 | [6 empty] | 294 | 0
80263 | B_DAVIS31A | 3 | South | YES | -0.000442 | 0 | 0 | 180 |  | 1.0366 | CC | -1 | 0.010056 | 180 | 180 |  |  |  |  | -0.010056 | -1.8101 | [6 empty] | 295 | 0
80264 | B_DAVIS41A | 4 | South | YES | -0.000442 | 0 | 0 | 180 |  | 1.0366 | CC | -1 | 0.010056 | 180 | 180 |  |  |  |  | -0.010056 | -1.8101 | [6 empty] | 296 | 0
8442 | NBEC7 | 7 | South | YES | -0.000443 | 0 | 81 | 367 |  | 1.0298 | GST | -1 | 0.010057 | 367 | 367 |  |  |  |  | -0.010057 | -3.6909 | [6 empty] | 297 | 0
8442 | NBEC7 | MB | South | YES | -0.000443 | 0 | 81 | 367 |  | 1.0298 | GST | -1 | 0.010057 | 0 | 0 |  |  |  |  | -0.010057 | 0 | [6 empty] | 298 | 0
8560 | CNOPGT1 | 1 | South | YES | -0.000443 | 148.3 | 0 | 148.3 | 0 | 1.03 | Cogen | -1 | 0.010057 | 0 | 0 |  |  |  |  | -0.010057 | 0 | [6 empty] | 299 | 0
8561 | CNOPGT2 | 2 | South | YES | -0.000443 | 148.6 | 0 | 148.6 | 0 | 1.03 | Cogen | -1 | 0.010057 | 0 | 0 |  |  |  |  | -0.010057 | 0 | [6 empty] | 300 | 0
8562 | CNOPST1 | 3 | South | YES | -0.000443 | 153 | 0 | 153 | 0 | 1.03 | Cogen | -1 | 0.010057 | 0 | 0 |  |  |  |  | -0.010057 | 0 | [6 empty] | 301 | 0
8926 | LGE_GT10A | 1 | South | YES | -0.000455 | 158 | 0 | 158 | 0 | 1.03 | Cogen | -1 | 0.010069 | 0 | 0 |  |  |  |  | -0.010069 | 0 | [6 empty] | 302 | 0
8927 | LGE_GT20A | 2 | South | YES | -0.000455 | 153 | 0 | 153 | 0 | 1.03 | Cogen | -1 | 0.010069 | 0 | 0 |  |  |  |  | -0.010069 | 0 | [6 empty] | 303 | 0
8928 | LGE_STG0A | 3 | South | YES | -0.000455 | 100 | 0 | 100 | 0 | 1.03 | Cogen | -1 | 0.010069 | 0 | 0 |  |  |  |  | -0.010069 | 0 | [6 empty] | 304 | 0
8930 | ICPGN10A | 1 | South | YES | -0.000455 | 149 | 0 | 149 | 0 | 1.03 | Cogen | -1 | 0.010069 | 0 | 0 |  |  |  |  | -0.010069 | 0 | [6 empty] | 305 | 0
8931 | ICPGN20A | 2 | South | YES | -0.000455 | 150 | 0 | 150 | 0 | 1.03 | Cogen | -1 | 0.010069 | 0 | 0 |  |  |  |  | -0.010069 | 0 | [6 empty] | 306 | 0
8932 | ICPGN30A | 3 | South | YES | -0.000455 | 127 | 0 | 127 | 0 | 1.03 | Cogen | -1 | 0.010069 | 0 | 0 |  |  |  |  | -0.010069 | 0 | [6 empty] | 307 | 0
80223 | REYSHR G | 1 | South | YES | -0.000455 | 12 | 0 | 12 | 0 | 1.032 | Cogen | -1 | 0.010069 | 0 | 0 |  |  |  |  | -0.010069 | 0 | [6 empty] | 308 | 0
990 | GIBN_CREK_G1 | 1 | North | YES | -0.00046 | 463 | 200 | 463 | 0 | 1.0275 | LIGCO | -1 | 0.010074 | 0 | 463 |  |  | 0 | 0 | -0.010074 | 0 | [6 empty] | 309 | 0
48671 | FTR_GT1_5105 | 1 | North | YES | -0.000471 | 154.2 | 0 | 154.2 | 0 | 1.0319 | CC | -1 | 0.010085 | 154.2 | 154.2 |  |  | -0.072628 | 154.2 | -0.010085 | -1.5551 | [6 empty] | 310 | 0
48672 | FTR_GT2_5110 | 2 | North | YES | -0.000471 | 159 | 0 | 159 | 0 | 1.0319 | CC | -1 | 0.010085 | 159 | 159 |  |  | -0.074889 | 159 | -0.010085 | -1.6035 | [6 empty] | 311 | 0
48673 | FTR_GT3_5085 | 3 | North | YES | -0.000471 | 158 | 0 | 158 | 0 | 1.0319 | CC | -1 | 0.010085 | 158 | 158 |  |  | -0.074418 | 158 | -0.010085 | -1.5934 | [6 empty] | 312 | 0
48674 | FTR_CN4_5095 | 4 | North | YES | -0.000471 | 380 | 0 | 380 | 0 | 1.0319 | CC | -1 | 0.010085 | 380 | 380 |  |  | -0.17898 | 380 | -0.010085 | -3.8323 | [6 empty] | 313 | 0
32798 | BRYN_TAMUGEN | 1 | North | YES | -0.000485 | 32 | 0 | 32 |  | 1.02 | GST | -1 | 0.010099 | 32 | 32 |  |  | -0.01552 | 32 | -0.010099 | -0.32317 | [6 empty] | 314 | 0
32886 | BRYN_ATKINS3 | MB | North | YES | -0.000492 | 0 | 5 | 12 |  | 1 | GST | -1 | 0.010106 | 0 | 0 |  |  | 0 | 0 | -0.010106 | 0 | [6 empty] | 315 | 0
32887 | BRYN_ATKINS6 | MB | North | YES | -0.000492 | 0 | 12 | 51 |  | 1.028 | GST | -1 | 0.010106 | 0 | 0 |  |  | 0 | 0 | -0.010106 | 0 | [6 empty] | 316 | 0
32888 | BRYN_ATKINS7 | 1 | North | YES | -0.000492 | 13.6 | 4 | 17 |  | 1.028 | GGT | -1 | 0.010106 | 17 | 17 |  |  | -0.008364 | 17 | -0.010106 | -0.1718 | [6 empty] | 317 | 0
32890 | BRYN_ATKINS4 | MB | North | YES | -0.000492 | 0 | 5 | 22 |  | 1.031 | GST | -1 | 0.010106 | 0 | 0 |  |  | 0 | 0 | -0.010106 | 0 | [6 empty] | 318 | 0
32891 | BRYN_ATKINS5 | MB | North | YES | -0.000492 | 0 | 5 | 25 |  | 1.031 | GST | -1 | 0.010106 | 0 | 0 |  |  | 0 | 0 | -0.010106 | 0 | [6 empty] | 319 | 0
5264 | LEON_LCP3G3 | 3 | South | YES | -0.000493 | 0 | 20 | 58 |  | 1.0197 | GST | -1 | 0.010107 | 58 | 58 |  |  |  |  | -0.010107 | -0.5862 | [6 empty] | 320 | 0
5265 | LEON_LCP4G4 | 4 | South | YES | -0.000493 | 89 | 25 | 89 | 0 | 1.0197 | GST | -1 | 0.010107 | 89 | 89 |  |  |  |  | -0.010107 | -0.89952 | [6 empty] | 321 | 0
5266 | LEON_LCPCT1 | 1 | South | YES | -0.000493 | 44 | 24 | 44 | 0 | 1.0197 | GGT | -1 | 0.010107 | 44 | 44 |  |  |  |  | -0.010107 | -0.44471 | [6 empty] | 322 | 0
5267 | LEON_LCPCT2 | 2 | South | YES | -0.000493 | 44 | 24 | 44 | 0 | 1.0197 | GGT | -1 | 0.010107 | 44 | 44 |  |  |  |  | -0.010107 | -0.44471 | [6 empty] | 323 | 0
5268 | LEON_LCPCT3 | 3 | South | YES | -0.000493 | 43 | 24 | 43 | 0 | 1.0197 | GGT | -1 | 0.010107 | 43 | 43 |  |  |  |  | -0.010107 | -0.4346 | [6 empty] | 324 | 0
5269 | LEON_LCPCT4 | 4 | South | YES | -0.000493 | 45 | 24 | 45 | 0 | 1.0197 | GGT | -1 | 0.010107 | 45 | 45 |  |  |  |  | -0.010107 | -0.45481 | [6 empty] | 325 | 0
5503 | RAYBURNGEN3 | 1 | South | YES | -0.000494 | 17.6 | 6 | 22 | 0 | 1.0224 | GST | -1 | 0.010108 | 22 | 22 |  |  |  |  | -0.010108 | -0.22238 | [6 empty] | 326 | 0
5505 | RAYBURNGEN1 | 1 | South | YES | -0.000494 | 0 | 1 | 11 |  | 1.0223 | GGT | -1 | 0.010108 | 11 | 11 |  |  |  |  | -0.010108 | -0.11119 | [6 empty] | 327 | 0
5506 | RAYBURNGEN2 | 1 | South | YES | -0.000494 | 0 | 1 | 11 |  | 1.0223 | GGT | -1 | 0.010108 | 11 | 11 |  |  |  |  | -0.010108 | -0.11119 | [6 empty] | 328 | 0
5903 | SANMIGUELGEN | 1 | South | YES | -0.000498 | 396.3 | 180 | 396.3 | 0 | 1.0336 | LIGCO | -1 | 0.010112 | 0 | 396.3 |  |  |  |  | -0.010112 | 0 | [6 empty] | 329 | 0
32883 | BRYN_DNSBY3 | 1 | North | YES | -0.000501 | 0 | 2 | 48 |  | 1.015 | GST | -1 | 0.010115 | 48 | 48 |  |  | -0.024048 | 48 | -0.010115 | -0.48552 | [6 empty] | 330 | 0
32884 | BRYN_DNSBY13 | 1 | North | YES | -0.000501 | 46 | 2 | 46 | 0 | 1.015 | GST | -1 | 0.010115 | 46 | 46 |  |  | -0.023046 | 46 | -0.010115 | -0.46529 | [6 empty] | 331 | 0
32892 | BRYN_DNSBY14 | 1 | North | YES | -0.000501 | 84 | 25 | 105 | 0 | 1.035 | GST | -1 | 0.010115 | 105 | 105 |  |  | -0.052605 | 105 | -0.010115 | -1.0621 | [6 empty] | 332 | 0
8161 | COLETO0A | 1 | South | YES | -0.000504 | 633 | 200 | 633 | 0 | 1.03 | LIGCO | -1 | 0.010118 | 0 | 633 |  |  |  |  | -0.010118 | 0 | [6 empty] | 333 | 0
503 | NTHTEXAS01 | 1 | North | YES | -0.000508 | 0 | 5 | 18 |  | 1.015 | GST | -1 | 0.010122 | 18 | 18 |  |  | -0.009144 | 18 | -0.010122 | -0.1822 | [6 empty] | 334 | 0
504 | NTHTEXAS02 | 2 | North | YES | -0.000508 | 14.4 | 5 | 18 |  | 1.015 | GST | -1 | 0.010122 | 18 | 18 |  |  | -0.009144 | 18 | -0.010122 | -0.1822 | [6 empty] | 335 | 0
505 | NTHTEXAS03 | 3 | North | YES | -0.000508 | 30.4 | 15 | 38 |  | 1.015 | GST | -1 | 0.010122 | 38 | 38 |  |  | -0.019304 | 38 | -0.010122 | -0.38464 | [6 empty] | 336 | 0
5508 | RAYBURNCC9 | 1 | South | YES | -0.000518 | 47.7 | 18.2 | 47.7 | 0 | 1.0296 | CC | -1 | 0.010132 | 47.7 | 47.7 |  |  |  |  | -0.010132 | -0.4833 | [6 empty] | 337 | 0
5509 | RAYBURNCC10 | 1 | South | YES | -0.000518 | 37.3 | 5.2 | 37.3 | 0 | 1.0296 | CC | -1 | 0.010132 | 37.3 | 37.3 |  |  |  |  | -0.010132 | -0.37792 | [6 empty] | 338 | 0
5511 | RAYBURNCC7 | 1 | South | YES | -0.000518 | 47.5 | 18.2 | 47.5 | 0 | 1.0296 | CC | -1 | 0.010132 | 47.5 | 47.5 |  |  |  |  | -0.010132 | -0.48127 | [6 empty] | 339 | 0
5512 | RAYBURNCC8 | 1 | South | YES | -0.000518 | 49.3 | 18.2 | 49.3 | 0 | 1.0296 | CC | -1 | 0.010132 | 49.3 | 49.3 |  |  |  |  | -0.010132 | -0.49951 | [6 empty] | 340 | 0
80227 | AIRCO G | 1 | South | YES | -0.000521 | 7.2 | 0 | 8 | 0 | 1.0104 | Cogen | -1 | 0.010135 | 0 | 0 |  |  |  |  | -0.010135 | 0 | [6 empty] | 341 | 0
8147 | UCAR #2 | 10 | South | YES | -0.000524 | 18.2 | 0 | 28 |  | 1 | Cogen | -1 | 0.010138 | 0 | 0 |  |  |  |  | -0.010138 | 0 | [6 empty] | 342 | 0
8148 | UCAR #1 | 2 | South | YES | -0.000524 | 6.1 | 0 | 7 | 0 | 1.009 | Cogen | -1 | 0.010138 | 0 | 0 |  |  |  |  | -0.010138 | 0 | [6 empty] | 343 | 0
80137 | CSDR89 | 9 | South | YES | -0.000524 | 15 | 0 | 15 | 0 | 1.003 | DCTie | -1 | 0.010138 | 0 | 0 |  |  |  |  | -0.010138 | 0 | [6 empty] | 344 | 0
80137 | CSDR89 | 8 | South | YES | -0.000524 | 33.9 | 0 | 39 | 0 | 1.003 | DCTie | -1 | 0.010138 | 0 | 0 |  |  |  |  | -0.010138 | 0 | [6 empty] | 345 | 0
80138 | CSDR7 | 7 | South | YES | -0.000524 | 6.1 | 0 | 7 | 0 | 1.014 | DCTie | -1 | 0.010138 | 0 | 0 |  |  |  |  | -0.010138 | 0 | [6 empty] | 346 | 0
80139 | CSDR56 | 6 | South | YES | -0.000524 | 0 | 0 | 39 |  | 1.0033 | DCTie | -1 | 0.010138 | 0 | 0 |  |  |  |  | -0.010138 | 0 | [6 empty] | 347 | 0
80139 | CSDR56 | 5 | South | YES | -0.000524 | 15 | 0 | 15 |  | 1.0033 | DCTie | -1 | 0.010138 | 0 | 0 |  |  |  |  | -0.010138 | 0 | [6 empty] | 348 | 0
80140 | CSDR11 | 11 | South | YES | -0.000524 | 33.9 | 0 | 39 | 0 | 1.03 | DCTie | -1 | 0.010138 | 0 | 0 |  |  |  |  | -0.010138 | 0 | [6 empty] | 349 | 0
80224 | VISTRONG1 | 1 | South | YES | -0.000525 | 13.1 | 0 | 15 | 0 | 1.01 | Cogen | -1 | 0.010139 | 0 | 0 |  |  |  |  | -0.010139 | 0 | [6 empty] | 350 | 0
80225 | VISTRONG2 | 2 | South | YES | -0.000525 | 20.2 | 0 | 23 | 0 | 1.01 | Cogen | -1 | 0.010139 | 0 | 0 |  |  |  |  | -0.010139 | 0 | [6 empty] | 351 | 0
48591 | CHE_GT2_5030 | 2 | Houston | YES | -0.000528 | 173 | 50 | 173 | 0 | 1.029 | Cogen | -1 | 0.010142 | 0 | 0 |  |  |  |  | -0.010142 | 0 | [6 empty] | 352 | 0
48811 | CVC_GT3_5045 | 3 | Houston | YES | -0.000528 | 156 | 91.8 | 156 | 0 | 1.029 | Cogen | -1 | 0.010142 | 0 | 0 |  |  |  |  | -0.010142 | 0 | [6 empty] | 353 | 0
48812 | CVC_GT2_5020 | 2 | Houston | YES | -0.000528 | 158 | 91.8 | 158 | 0 | 1.029 | Cogen | -1 | 0.010142 | 0 | 0 |  |  |  |  | -0.010142 | 0 | [6 empty] | 354 | 0
48813 | CVC_GT1_5035 | 1 | Houston | YES | -0.000528 | 160 | 91.8 | 160 | 0 | 1.029 | Cogen | -1 | 0.010142 | 0 | 0 |  |  |  |  | -0.010142 | 0 | [6 empty] | 355 | 0
48814 | CVC_ST5_5040 | 1 | Houston | YES | -0.000528 | 162 | 91.8 | 162 | 0 | 1.029 | Cogen | -1 | 0.010142 | 0 | 0 |  |  |  |  | -0.010142 | 0 | [6 empty] | 356 | 0
8066 | DUP1V#1 | 1 | South | YES | -0.000531 | 52.3 | 0 | 73 | 0 | 1.01 | Cogen | -1 | 0.010145 | 0 | 0 |  |  |  |  | -0.010145 | 0 | [6 empty] | 357 | 0
8173 | VICEC51A | 5 | South | YES | -0.000532 | 144 | 18 | 144 | 0 | 1.025 | CC | -1 | 0.010146 | 144 | 144 |  |  |  |  | -0.010146 | -1.461 | [6 empty] | 358 | 0
8174 | VICEC61A | 6 | South | YES | -0.000532 | 188 | 42 | 188 | 0 | 1.025 | CC | -1 | 0.010146 | 188 | 188 |  |  |  |  | -0.010146 | -1.9074 | [6 empty] | 359 | 0
5028 | BRAUNIG_VHB3 | 3 | South | YES | -0.000534 | 407 | 60 | 407 | 0 | 1.0138 | GST | -1 | 0.010148 | 407 | 407 |  |  |  |  | -0.010148 | -4.1302 | [6 empty] | 360 | 0
48595 | BTE_GT2_8075 | 1 | Houston | YES | -0.000535 | 162.8 | 130 | 162.8 | 0 | 1.0261 | CC | -1 | 0.010149 | 162.8 | 162.8 |  |  |  |  | -0.010149 | -1.6523 | [6 empty] | 361 | 0
48596 | BTE_GT3_8045 | 2 | Houston | YES | -0.000535 | 161.4 | 130 | 161.4 | 0 | 1.0261 | CC | -1 | 0.010149 | 161.4 | 161.4 |  |  |  |  | -0.010149 | -1.638 | [6 empty] | 362 | 0
48597 | BTE_GT4_8055 | 3 | Houston | YES | -0.000535 | 158.9 | 130 | 158.9 | 0 | 1.0261 | CC | -1 | 0.010149 | 158.9 | 158.9 |  |  |  |  | -0.010149 | -1.6127 | [6 empty] | 363 | 0
48598 | BTE_ST1_8070 | 4 | Houston | YES | -0.000535 | 269.2 | 60 | 269.2 | 0 | 1.0261 | CC | -1 | 0.010149 | 269.2 | 269.2 |  |  |  |  | -0.010149 | -2.7321 | [6 empty] | 364 | 0
48690 | GBY_GN5_5 | 5 | Houston | YES | -0.000535 | 318.4 | 81 | 398 |  | 1.0362 | GSC | -1 | 0.010149 | 398 | 398 |  |  |  |  | -0.010149 | -4.0393 | [6 empty] | 365 | 0
48885 | THW_5152 | B | Houston | YES | -0.000535 | 47.2 | 5 | 59 |  | 1.0319 | GGT | -1 | 0.010149 | 59 | 59 |  |  |  |  | -0.010149 | -0.59879 | [6 empty] | 366 | 0
48885 | THW_5152 | A | Houston | YES | -0.000535 | 46.4 | 5 | 58 |  | 1.0319 | GGT | -1 | 0.010149 | 58 | 58 |  |  |  |  | -0.010149 | -0.58864 | [6 empty] | 367 | 0
48886 | THW_5354 | D | Houston | YES | -0.000535 | 46.4 | 5 | 58 |  | 1.0319 | GGT | -1 | 0.010149 | 58 | 58 |  |  |  |  | -0.010149 | -0.58864 | [6 empty] | 368 | 0
48886 | THW_5354 | C | Houston | YES | -0.000535 | 45.6 | 5 | 57 |  | 1.0319 | GGT | -1 | 0.010149 | 57 | 57 |  |  |  |  | -0.010149 | -0.57849 | [6 empty] | 369 | 0
48887 | THW_5556 | E | Houston | YES | -0.000535 | 47.2 | 5 | 59 |  | 1.0319 | GGT | -1 | 0.010149 | 59 | 59 |  |  |  |  | -0.010149 | -0.59879 | [6 empty] | 370 | 0
48887 | THW_5556 | F | Houston | YES | -0.000535 | 45.6 | 5 | 57 |  | 1.0319 | GGT | -1 | 0.010149 | 57 | 57 |  |  |  |  | -0.010149 | -0.57849 | [6 empty] | 371 | 0
80226 | ALCOA G | 1 | South | YES | -0.000535 | 32.3 | 5 | 48 | 0 | 1.015 | Cogen | -1 | 0.010149 | 0 | 0 |  |  |  |  | -0.010149 | 0 | [6 empty] | 372 | 0
48581 | CBY_GN1_1 | 1 | Houston | YES | -0.000536 | 595.2 | 108 | 744 | 0 | 1.0435 | GSC | -1 | 0.01015 | 744 | 744 |  |  |  |  | -0.01015 | -7.5516 | [6 empty] | 373 | 0
48583 | CBY_GT4_1 | 1 | Houston | YES | -0.000536 | 172 | 0 | 172 | 0 | 1.027 | GSC | -1 | 0.01015 | 172 | 172 |  |  |  |  | -0.01015 | -1.7458 | [6 empty] | 374 | 0
48584 | CBY_GT4_2 | 2 | Houston | YES | -0.000536 | 172 | 0 | 172 | 0 | 1.027 | CC | -1 | 0.01015 | 172 | 172 |  |  |  |  | -0.01015 | -1.7458 | [6 empty] | 375 | 0
48585 | CBY_ST4_1 | 3 | Houston | YES | -0.000536 | 172 | 0 | 172 | 0 | 1.027 | CC | -1 | 0.01015 | 172 | 172 |  |  |  |  | -0.01015 | -1.7458 | [6 empty] | 376 | 0
48651 | EP_1_2 | 1 | Houston | YES | -0.000536 | 4 | 0 | 5 | 0 | 1.0362 | Cogen | -1 | 0.01015 | 0 | 0 |  |  |  |  | -0.01015 | 0 | [6 empty] | 377 | 0
48651 | EP_1_2 | 2 | Houston | YES | -0.000536 | 17.7 | 10 | 21 | 0 | 1.0362 | Cogen | -1 | 0.01015 | 0 | 0 |  |  |  |  | -0.01015 | 0 | [6 empty] | 378 | 0
48815 | CVC_GT4_8005 | 4 | Houston | YES | -0.000536 | 165 | 91.8 | 165 |  | 1.0362 | Cogen | -1 | 0.01015 | 0 | 0 |  |  |  |  | -0.01015 | 0 | [6 empty] | 379 | 0
48940 | WARVUE_GT1 | G1 | Houston | YES | -0.000536 | 15 | 0 | 15 |  | 1.021 | Cogen | -1 | 0.01015 | 0 | 0 |  |  |  |  | -0.01015 | 0 | [6 empty] | 380 | 0
8134 | FOR #1 | 1 | South | YES | -0.000537 | 54.1 | 45 | 79 | 0 | 1 | Cogen | -1 | 0.010151 | 0 | 0 |  |  |  |  | -0.010151 | 0 | [6 empty] | 381 | 0
8138 | FOR #2 | 2 | South | YES | -0.000537 | 63.1 | 45 | 81 | 0 | 1 | Cogen | -1 | 0.010151 | 0 | 0 |  |  |  |  | -0.010151 | 0 | [6 empty] | 382 | 0
8153 | FOR #3 | 3 | South | YES | -0.000537 | 63.1 | 45 | 79.9 | 0 | 1 | Cogen | -1 | 0.010151 | 0 | 0 |  |  |  |  | -0.010151 | 0 | [6 empty] | 383 | 0
8154 | FOR #4 | 4 | South | YES | -0.000537 | 63.1 | 60 | 80 | 0 | 1 | Cogen | -1 | 0.010151 | 0 | 0 |  |  |  |  | -0.010151 | 0 | [6 empty] | 384 | 0
8155 | FOR #5 | 5 | South | YES | -0.000537 | 63.1 | 60 | 78.4 | 0 | 1 | Cogen | -1 | 0.010151 | 0 | 0 |  |  |  |  | -0.010151 | 0 | [6 empty] | 385 | 0
8156 | FOR #6 | 6 | South | YES | -0.000537 | 24.9 | 5 | 25 | 0 | 1 | Cogen | -1 | 0.010151 | 0 | 0 |  |  |  |  | -0.010151 | 0 | [6 empty] | 386 | 0
8157 | FOR #7 | 7 | South | YES | -0.000537 | 28.8 | 5 | 46 | 0 | 1 | Cogen | -1 | 0.010151 | 0 | 0 |  |  |  |  | -0.010151 | 0 | [6 empty] | 387 | 0
48791 | PSA_GT1_8160 | 1 | Houston | YES | -0.000537 | 52 | 20.8 | 65 | 0 | 1.0362 | Cogen | -1 | 0.010151 | 0 | 0 |  |  |  |  | -0.010151 | 0 | [6 empty] | 388 | 0
48792 | PSA_GT2_8155 | 2 | Houston | YES | -0.000537 | 52.8 | 20.3 | 66 | 0 | 1.0362 | Cogen | -1 | 0.010151 | 0 | 0 |  |  |  |  | -0.010151 | 0 | [6 empty] | 389 | 0
48793 | PSA_GT3_8150 | 3 | Houston | YES | -0.000537 | 56 | 20.3 | 70 | 0 | 1.0362 | Cogen | -1 | 0.010151 | 0 | 0 |  |  |  |  | -0.010151 | 0 | [6 empty] | 390 | 0
48794 | PSA_GT4_8145 | 4 | Houston | YES | -0.000537 | 52.8 | 20.3 | 66 | 0 | 1.0362 | Cogen | -1 | 0.010151 | 0 | 0 |  |  |  |  | -0.010151 | 0
48795 | PSA_GT5_8140 | 5 | Houston | YES | -0.000537 | 51.2 | 20.3 | 64 | 0 | 1.0362 | Cogen | -1 | 0.010151 | 0 | 0 |  |  |  |  | -0.010151 | 0
48796 | PSA_GN1_8165 | 1 | Houston | YES | -0.000537 | 83.2 | 43.1 | 104 | 0 | 1.0362 | Cogen | -1 | 0.010151 | 0 | 0 |  |  |  |  | -0.010151 | 0
48797 | PSA_GT6_8135 | 6 | Houston | YES | -0.000537 | 47.2 | 34.5 | 59 | 0 | 1.0362 | Cogen | -1 | 0.010151 | 0 | 0 |  |  |  |  | -0.010151 | 0
49803 | EXN_15GT | 1 | Houston | YES | -0.000537 | 33 | 8.3 | 34 |  | 1.0326 | Cogen | -1 | 0.010151 | 0 | 0 |  |  |  |  | -0.010151 | 0
49804 | EXN_16GT | 2 | Houston | YES | -0.000537 | 32 | 8.3 | 34.7 |  | 1.0326 | Cogen | -1 | 0.010151 | 0 | 0 |  |  |  |  | -0.010151 | 0
49805 | EXN_17GT | 3 | Houston | YES | -0.000537 | 31 | 8.3 | 32.7 |  | 1.0326 | Cogen | -1 | 0.010151 | 0 | 0 |  |  |  |  | -0.010151 | 0
49826 | EXN938GT | 5 | Houston | YES | -0.000537 | 43 | 9.2 | 45.9 |  | 1.0326 | Cogen | -1 | 0.010151 | 0 | 0 |  |  |  |  | -0.010151 | 0
49828 | EXN941GT | 10 | Houston | YES | -0.000537 | 17.7 | 5.4 | 17.7 | 0 | 1.0326 | Cogen | -1 | 0.010151 | 0 | 0 |  |  |  |  | -0.010151 | 0
49829 | EXN942GT | 11 | Houston | YES | -0.000537 | 20 | 5.4 | 20.4 | 0 | 1.0326 | Cogen | -1 | 0.010151 | 0 | 0 |  |  |  |  | -0.010151 | 0
49830 | EXN943GT | 12 | Houston | YES | -0.000537 | 19 | 5.4 | 19.9 | 0 | 1.0326 | Cogen | -1 | 0.010151 | 0 | 0 |  |  |  |  | -0.010151 | 0
49831 | EXN944GT | 13 | Houston | YES | -0.000537 | 33 | 5.4 | 35 | 0 | 1.0326 | Cogen | -1 | 0.010151 | 0 | 0 |  |  |  |  | -0.010151 | 0
49832 | EXN945GT | 9 | Houston | YES | -0.000537 | 18.5 | 9.2 | 18.5 |  | 1.0326 | Cogen | -1 | 0.010151 | 0 | 0 |  |  |  |  | -0.010151 | 0
49837 | EXN_GT | 4 | Houston | YES | -0.000537 | 81 | 21.3 | 85.4 |  | 1.0326 | Cogen | -1 | 0.010151 | 0 | 0 |  |  |  |  | -0.010151 | 0
49838 | EXN_14GT | 14 | Houston | YES | -0.000537 | 140 | 0 | 148 |  | 1.0326 | Cogen | -1 | 0.010151 | 0 | 0 |  |  |  |  | -0.010151 | 0
80051 | FOR #8 | 8 | South | YES | -0.000537 | 28 | 28 | 28 |  | 1 | Cogen | -1 | 0.010151 | 0 | 0 |  |  |  |  | -0.010151 | 0
80052 | FOR #9 | 9 | South | YES | -0.000537 | 29.7 | 5 | 43.6 | 0 | 1 | Cogen | -1 | 0.010151 | 0 | 0 |  |  |  |  | -0.010151 | 0
80053 | FOR #10 | 10 | South | YES | -0.000537 | 68.4 | 45 | 75 | 0 | 1 | Cogen | -1 | 0.010151 | 0 | 0 |  |  |  |  | -0.010151 | 0
48582 | CBY_GN2_2 | 2 | Houston | YES | -0.000538 | 596.8 | 110 | 746 | 0 | 1.0435 | GSC | -1 | 0.010152 | 746 | 746 |  |  |  |  | -0.010152 | -7.5734
48883 | THW_GT1_GT_1 | B2 | Houston | YES | -0.000538 | 0 | 0 | 12 |  | 1.043 | GGT | -1 | 0.010152 | 12 | 12 |  |  |  |  | -0.010152 | -0.12182
48873 | THW_ST3_ST_3 | 3 | Houston | YES | -0.000539 | 107 | 19 | 107 | 0 | 1.0435 | CC | -1 | 0.010153 | 107 | 107 |  |  |  |  | -0.010153 | -1.0864
48874 | THW_ST4_ST_4 | 4 | Houston | YES | -0.000539 | 108 | 19 | 108 | 0 | 1.0435 | CC | -1 | 0.010153 | 108 | 108 |  |  |  |  | -0.010153 | -1.0965
48875 | THW_3132 | A | Houston | YES | -0.000539 | 55 | 5 | 55 | 0 | 1.0435 | CC | -1 | 0.010153 | 55 | 55 |  |  |  |  | -0.010153 | -0.55841
48875 | THW_3132 | B | Houston | YES | -0.000539 | 53 | 5 | 53 | 0 | 1.0435 | CC | -1 | 0.010153 | 53 | 53 |  |  |  |  | -0.010153 | -0.53811
48877 | THW_3334 | C | Houston | YES | -0.000539 | 55 | 5 | 55 | 0 | 1.0435 | CC | -1 | 0.010153 | 55 | 55 |  |  |  |  | -0.010153 | -0.55841
48877 | THW_3334 | D | Houston | YES | -0.000539 | 57 | 5 | 57 | 0 | 1.0435 | CC | -1 | 0.010153 | 57 | 57 |  |  |  |  | -0.010153 | -0.57872
48879 | THW_4142 | E | Houston | YES | -0.000539 | 56 | 5 | 56 | 0 | 1.0435 | CC | -1 | 0.010153 | 56 | 56 |  |  |  |  | -0.010153 | -0.56857
48879 | THW_4142 | F | Houston | YES | -0.000539 | 55 | 5 | 55 | 0 | 1.0435 | CC | -1 | 0.010153 | 55 | 55 |  |  |  |  | -0.010153 | -0.55841
48881 | THW_4344 | G | Houston | YES | -0.000539 | 58 | 5 | 58 | 0 | 1.0435 | CC | -1 | 0.010153 | 58 | 58 |  |  |  |  | -0.010153 | -0.58887
48881 | THW_4344 | H | Houston | YES | -0.000539 | 58 | 5 | 58 | 0 | 1.0435 | CC | -1 | 0.010153 | 58 | 58 |  |  |  |  | -0.010153 | -0.58887
48500 | APD_GT1_8005 | 1 | Houston | YES | -0.00054 | 137.6 | 54.6 | 137.6 | 0 | 1.0362 | Cogen | -1 | 0.010154 | 0 | 0 |  |  |  |  | -0.010154 | 0
48511 | LPE_GT1_8070 | 1 | Houston | YES | -0.00054 | 42 | 0 | 42 | 0 | 1.0362 | GGT | -1 | 0.010154 | 42 | 42 |  |  |  |  | -0.010154 | -0.42647
48512 | LPE_GT2_8075 | 2 | Houston | YES | -0.00054 | 42 | 0 | 42 | 0 | 1.0362 | GGT | -1 | 0.010154 | 42 | 42 |  |  |  |  | -0.010154 | -0.42647
48513 | LPE_GT3_8080 | 3 | Houston | YES | -0.00054 | 39 | 0 | 39 | 0 | 1.0362 | GGT | -1 | 0.010154 | 39 | 39 |  |  |  |  | -0.010154 | -0.39601
48514 | LPE_GT4_8085 | 4 | Houston | YES | -0.00054 | 39 | 0 | 39 | 0 | 1.0362 | GGT | -1 | 0.010154 | 39 | 39 |  |  |  |  | -0.010154 | -0.39601
48593 | CHE_GT1_8015 | 1 | Houston | YES | -0.00054 | 173 | 50 | 173 | 0 | 1.0362 | Cogen | -1 | 0.010154 | 0 | 0 |  |  |  |  | -0.010154 | 0
48594 | CHE_GN4_8025 | 4 | Houston | YES | -0.00054 | 142 | 60 | 142 | 0 | 1.0362 | Cogen | -1 | 0.010154 | 0 | 0 |  |  |  |  | -0.010154 | 0
48820 | SHELLG1_3015 | 1 | Houston | YES | -0.00054 | 71 | 34.5 | 71 |  | 1.029 | Cogen | -1 | 0.010154 | 0 | 0 |  |  |  |  | -0.010154 | 0
48821 | SHELLG2 | 2 | Houston | YES | -0.00054 | 72 | 34.5 | 72 |  | 1.029 | Cogen | -1 | 0.010154 | 0 | 0 |  |  |  |  | -0.010154 | 0
48822 | SHELLG3_3020 | 2 | Houston | YES | -0.00054 | 30 | 0 | 30 |  | 1.029 | Cogen | -1 | 0.010154 | 0 | 0 |  |  |  |  | -0.010154 | 0
48822 | SHELLG3_3020 | 1 | Houston | YES | -0.00054 | 39 | 0 | 39 |  | 1.029 | Cogen | -1 | 0.010154 | 0 | 0 |  |  |  |  | -0.010154 | 0
48551 | CAL_GT1_8045 | 1 | Houston | YES | -0.000541 | 149 | 0 | 149 | 0 | 1.0326 | Cogen | -1 | 0.010155 | 0 | 0 |  |  |  |  | -0.010155 | 0
48552 | CAL_ST1_8000 | 2 | Houston | YES | -0.000541 | 65.1 | 0 | 65.1 | 0 | 1.0326 | Cogen | -1 | 0.010155 | 0 | 0 |  |  |  |  | -0.010155 | 0
48611 | DIB_GT1_8080 | 1 | Houston | YES | -0.000541 | 64 | 0 | 64 | 0 | 1.0326 | Cogen | -1 | 0.010155 | 0 | 0 |  |  |  |  | -0.010155 | 0
48612 | DIB_GT2_8075 | 2 | Houston | YES | -0.000541 | 63.2 | 0 | 63.2 | 0 | 1.0326 | Cogen | -1 | 0.010155 | 0 | 0 |  |  |  |  | -0.010155 | 0
48613 | DIB_ST1_8085 | 3 | Houston | YES | -0.000541 | 67.9 | 30 | 82.6 | 0 | 1.0326 | Cogen | -1 | 0.010155 | 0 | 0 |  |  |  |  | -0.010155 | 0
48614 | DIB_GT3_8090 | 4 | Houston | YES | -0.000541 | 73.6 | 15 | 73.6 | 0 | 1.0326 | Cogen | -1 | 0.010155 | 0 | 0 |  |  |  |  | -0.010155 | 0
48740 | PSG_GN2_8050 | 1 | Houston | YES | -0.000541 | 182 | 60 | 182 | 0 | 1.0326 | Cogen | -1 | 0.010155 | 0 | 0 |  |  |  |  | -0.010155 | 0
48741 | PSG_GT2_8040 | 1 | Houston | YES | -0.000541 | 158.6 | 50 | 158.6 | 0 | 1.0326 | Cogen | -1 | 0.010155 | 0 | 0 |  |  |  |  | -0.010155 | 0
48742 | PSG_GT3_8060 | 1 | Houston | YES | -0.000541 | 157 | 50 | 157 | 0 | 1.0326 | Cogen | -1 | 0.010155 | 0 | 0 |  |  |  |  | -0.010155 | 0
48845 | SOL_GT1 | 1 | Houston | YES | -0.000541 | 16.2 | 15.4 | 16.2 |  | 1.0326 | Solar | -1 | 0.010155 | 16.2 | 16.2 |  |  |  |  | -0.010155 | -0.16451
48851 | SRB_GN1_1 | 1 | Houston | YES | -0.000541 | 132 | 26 | 165 | 0 | 1.0217 | GST | -1 | 0.010155 | 165 | 165 |  |  |  |  | -0.010155 | -1.6756
48852 | SRB_GN2_2 | 2 | Houston | YES | -0.000541 | 140.8 | 26 | 176 | 0 | 1.0217 | GST | -1 | 0.010155 | 176 | 176 |  |  |  |  | -0.010155 | -1.7873
48853 | SRB_GN3_3 | 3 | Houston | YES | -0.000541 | 170.4 | 35 | 213 |  | 1.0326 | GST | -1 | 0.010155 | 213 | 213 |  |  |  |  | -0.010155 | -2.163
48854 | SRB_GN4_4 | 4 | Houston | YES | -0.000541 | 182.4 | 35 | 228 | 0 | 1.0326 | GST | -1 | 0.010155 | 228 | 228 |  |  |  |  | -0.010155 | -2.3153
48855 | SRB_GT211035 | B1 | Houston | YES | -0.000541 | 0 | 0 | 18 |  | 1.014 | GGT | -1 | 0.010155 | 18 | 18 |  |  |  |  | -0.010155 | -0.18279
48855 | SRB_GT211035 | B2 | Houston | YES | -0.000541 | 0 | 0 | 12 |  | 1.014 | GGT | -1 | 0.010155 | 12 | 12 |  |  |  |  | -0.010155 | -0.12186
48641 | DPEC_GT15040 | 1 | Houston | YES | -0.000542 | 163.2 | 98 | 163.2 | 0 | 1.0319 | CC | -1 | 0.010156 | 163.2 | 163.2 |  |  |  |  | -0.010156 | -1.6575
48642 | DPEC_GT25025 | 2 | Houston | YES | -0.000542 | 157.1 | 98 | 157.1 | 0 | 1.0319 | CC | -1 | 0.010156 | 157.1 | 157.1 |  |  |  |  | -0.010156 | -1.5955
48643 | DPEC_GT35010 | 3 | Houston | YES | -0.000542 | 157.5 | 98 | 157.5 | 0 | 1.0319 | CC | -1 | 0.010156 | 157.5 | 157.5 |  |  |  |  | -0.010156 | -1.5996
48644 | DPEC_GT45070 | 4 | Houston | YES | -0.000542 | 157 | 98 | 157 | 0 | 1.0319 | CC | -1 | 0.010156 | 157 | 157 |  |  |  |  | -0.010156 | -1.5945
48645 | DPEC_ST55065 | 5 | Houston | YES | -0.000542 | 282 | 0 | 282 | 0 | 1.0319 | CC | -1 | 0.010156 | 282 | 282 |  |  |  |  | -0.010156 | -2.864
48761 | PR_GT1__9040 | 1 | Houston | YES | -0.000542 | 26 | 0 | 35 |  | 1 | Cogen | -1 | 0.010156 | 0 | 0 |  |  |  |  | -0.010156 | 0
48841 | SJS_GT1_GT1 | 1 | Houston | YES | -0.000542 | 62.4 | 49 | 78 | 0 | 1.0362 | Cogen | -1 | 0.010156 | 0 | 0 |  |  |  |  | -0.010156 | 0
48842 | SJS_GT2_GT2 | 2 | Houston | YES | -0.000542 | 64.8 | 49 | 81 | 0 | 1.0362 | Cogen | -1 | 0.010156 | 0 | 0 |  |  |  |  | -0.010156 | 0
48691 | GBY_73741085 | B | Houston | YES | -0.000543 | 37.6 | 20 | 47 | 0 | 1.0362 | GGT | -1 | 0.010157 | 47 | 47 |  |  |  |  | -0.010157 | -0.47738
48691 | GBY_73741085 | A | Houston | YES | -0.000543 | 37.6 | 20 | 47 | 0 | 1.0362 | GGT | -1 | 0.010157 | 47 | 47 |  |  |  |  | -0.010157 | -0.47738
48692 | GBY_81821075 | D | Houston | YES | -0.000543 | 44 | 20 | 55 | 0 | 1.0362 | GGT | -1 | 0.010157 | 55 | 55 |  |  |  |  | -0.010157 | -0.55863
48692 | GBY_81821075 | C | Houston | YES | -0.000543 | 37.6 | 20 | 47 | 0 | 1.0362 | GGT | -1 | 0.010157 | 47 | 47 |  |  |  |  | -0.010157 | -0.47738
48693 | GBY_83841065 | F | Houston | YES | -0.000543 | 43.2 | 20 | 54 | 0 | 1.0362 | GGT | -1 | 0.010157 | 54 | 54 |  |  |  |  | -0.010157 | -0.54848
48693 | GBY_83841065 | E | Houston | YES | -0.000543 | 45.6 | 20 | 57 | 0 | 1.0362 | GGT | -1 | 0.010157 | 57 | 57 |  |  |  |  | -0.010157 | -0.57895
5026 | BRAUNIG_VHB1 | 1 | South | YES | -0.000544 | 215 | 40 | 215 | 0 | 1.0192 | GST | -1 | 0.010158 | 215 | 215 |  |  |  |  | -0.010158 | -2.184
5027 | BRAUNIG_VHB2 | 2 | South | YES | -0.000544 | 216 | 40 | 216 | 0 | 1.0192 | GST | -1 | 0.010158 | 216 | 216 |  |  |  |  | -0.010158 | -2.1941
48531 | BYU_GT1_8075 | 1 | Houston | YES | -0.000544 | 65 | 0 | 65 |  | 1.0362 | Cogen | -1 | 0.010158 | 0 | 0 |  |  |  |  | -0.010158 | 0
48532 | BYU_GT2_8055 | 2 | Houston | YES | -0.000544 | 62 | 0 | 62 |  | 1.0362 | Cogen | -1 | 0.010158 | 0 | 0 |  |  |  |  | -0.010158 | 0
48533 | BYU_GT3_8060 | 3 | Houston | YES | -0.000544 | 67 | 0 | 67 |  | 1.0362 | Cogen | -1 | 0.010158 | 0 | 0 |  |  |  |  | -0.010158 | 0
48534 | BYU_GT4_8065 | 4 | Houston | YES | -0.000544 | 65 | 0 | 65 |  | 1.0362 | Cogen | -1 | 0.010158 | 0 | 0 |  |  |  |  | -0.010158 | 0
48561 | CTL_GT2_8130 | 1 | Houston | YES | -0.000544 | 73.5 | 30.3 | 91.9 |  | 1.0362 | Cogen | -1 | 0.010158 | 0 | 0 |  |  |  |  | -0.010158 | 0
48562 | CTL_GT3_8135 | 2 | Houston | YES | -0.000544 | 70.1 | 30.3 | 87.6 |  | 1.0362 | Cogen | -1 | 0.010158 | 0 | 0 |  |  |  |  | -0.010158 | 0
48563 | CTL_GT4_8140 | 3 | Houston | YES | -0.000544 | 69.6 | 30.3 | 87 |  | 1.0362 | Cogen | -1 | 0.010158 | 0 | 0 |  |  |  |  | -0.010158 | 0
48564 | CTL_GN1_8145 | 4 | Houston | YES | -0.000544 | 43.6 | 12.9 | 54.5 |  | 1.0362 | Cogen | -1 | 0.010158 | 0 | 0 |  |  |  |  | -0.010158 | 0
48565 | CTL_GN2_8155 | 5 | Houston | YES | -0.000544 | 9.8 | 3.4 | 12.2 |  | 1.0362 | Cogen | -1 | 0.010158 | 0 | 0 |  |  |  |  | -0.010158 | 0
5396 | CALAVER_OWS1 | 1 | South | YES | -0.000546 | 418 | 80 | 418 | 0 | 1.0192 | GST | -1 | 0.01016 | 418 | 418 |  |  |  |  | -0.01016 | -4.2469
5397 | CALAVER_OWS2 | 2 | South | YES | -0.000546 | 400 | 80 | 400 | 0 | 1.0192 | GST | -1 | 0.01016 | 400 | 400 |  |  |  |  | -0.01016 | -4.064
48772 | PHR_GN2_2 | MB | Houston | YES | -0.000546 | 0 | 72 | 459 |  | 1.0362 | GSC | -1 | 0.01016 | 0 | 0 |  |  |  |  | -0.01016 | 0
38580 | TNBP_CGN1_8 | 1 | Houston | YES | -0.000549 | 70.8 | 0 | 70.8 | 0 | 1.005 | Cogen | -1 | 0.010163 | 0 | 0 |  |  |  |  | -0.010163 | 0
38590 | TNBP_CGN2_8 | 2 | Houston | YES | -0.000549 | 66.7 | 0 | 66.7 | 0 | 1.005 | Cogen | -1 | 0.010163 | 0 | 0 |  |  |  |  | -0.010163 | 0
38600 | TNBP_CGN3_8 | 5 | Houston | YES | -0.000549 | 53 | 0 | 53 | 0 | 1.005 | Cogen | -1 | 0.010163 | 0 | 0 |  |  |  |  | -0.010163 | 0
38611 | TNBPAMCG1_8 | 1 | Houston | YES | -0.000549 | 153.2 | 0 | 153.2 | 0 | 1.005 | Cogen | -1 | 0.010163 | 0 | 0 |  |  |  |  | -0.010163 | 0
38612 | TNBPAMCG2_8 | 2 | Houston | YES | -0.000549 | 153.5 | 0 | 153.5 | 0 | 1.005 | Cogen | -1 | 0.010163 | 0 | 0 |  |  |  |  | -0.010163 | 0
38613 | TNBPAMCG3_8 | 3 | Houston | YES | -0.000549 | 152.3 | 0 | 152.3 | 0 | 1.005 | Cogen | -1 | 0.010163 | 0 | 0 |  |  |  |  | -0.010163 | 0
38614 | TNBPAMCG4_8 | 4 | Houston | YES | -0.000549 | 96 | 0 | 96 |  | 1.005 | Cogen | -1 | 0.010163 | 0 | 0 |  |  |  |  | -0.010163 | 0
38615 | TNBPAMCG5_8 | 1 | Houston | YES | -0.000549 | 244 | 0 | 244 | 0 | 1.005 | Cogen | -1 | 0.010163 | 0 | 0 |  |  |  |  | -0.010163 | 0
38690 | TNBP_CGN4_8 | 3 | Houston | YES | -0.000549 | 40 | 0 | 40 |  | 1.005 | Cogen | -1 | 0.010163 | 0 | 0 |  |  |  |  | -0.010163 | 0
38711 | TNTXCTY1CG8 | 1 | Houston | YES | -0.000549 | 100.3 | 59 | 100.3 | 0 | 1 | Cogen | -1 | 0.010163 | 0 | 0 |  |  |  |  | -0.010163 | 0
38712 | TNTXCTY2CG8 | 1 | Houston | YES | -0.000549 | 92.9 | 59 | 92.9 | 0 | 1 | Cogen | -1 | 0.010163 | 0 | 0 |  |  |  |  | -0.010163 | 0
38713 | TNTXCTY3CG8 | 1 | Houston | YES | -0.000549 | 102.7 | 59 | 102.7 | 0 | 1 | Cogen | -1 | 0.010163 | 0 | 0 |  |  |  |  | -0.010163 | 0
38714 | TNTXCTY4CG8 | 1 | Houston | YES | -0.000549 | 103 | 59 | 103 | 0 | 1 | Cogen | -1 | 0.010163 | 0 | 0 |  |  |  |  | -0.010163 | 0
39470 | TNDOWCGNSG8 | 1 | Houston | YES | -0.000549 | 32 | 10 | 32 | 0 | 0.985 | Cogen | -1 | 0.010163 | 0 | 0 |  |  |  |  | -0.010163 | 0
39480 | TNDOWCGNGG8 | 1 | Houston | YES | -0.000549 | 30 | 10 | 30 | 0 | 0.985 | Cogen | -1 | 0.010163 | 0 | 0 |  |  |  |  | -0.010163 | 0
5111 | CALAVER_JTD1 | 1 | South | YES | -0.000554 | 430 | 80 | 430 | 0 | 1.0138 | LIGCO | -1 | 0.010168 | 0 | 430 |  |  |  |  | -0.010168 | 0
5112 | CALAVER_JTD2 | 2 | South | YES | -0.000554 | 430 | 80 | 430 | 0 | 1.0138 | LIGCO | -1 | 0.010168 | 0 | 430 |  |  |  |  | -0.010168 | 0
48510 | AK_GT1__8040 | 1 | Houston | YES | -0.000555 | 33.4 | 8.1 | 34 |  | 1.029 | Cogen | -1 | 0.010169 | 0 | 0 |  |  |  |  | -0.010169 | 0
48730 | MNS_GT | 1 | Houston | YES | -0.000557 | 43 | 0 | 46.1 |  | 1.029 | Cogen | -1 | 0.010171 | 0 | 0 |  |  |  |  | -0.010171 | 0
48921 | WAP_GN1_1 | 1 | Houston | YES | -0.000558 | 132.8 | 37 | 166 | 0 | 1.0362 | GST | -1 | 0.010172 | 166 | 166 |  |  |  |  | -0.010172 | -1.6885
48922 | WAP_GN2_2 | 2 | Houston | YES | -0.000558 | 132.8 | 37 | 166 | 0 | 1.0362 | GST | -1 | 0.010172 | 166 | 166 |  |  |  |  | -0.010172 | -1.6885
48923 | WAP_GN3_3 | 3 | Houston | YES | -0.000558 | 198.4 | 93 | 248 | 0 | 1.0362 | GST | -1 | 0.010172 | 248 | 248 |  |  |  |  | -0.010172 | -2.5227
48924 | WAP_GN4_4 | 4 | Houston | YES | -0.000558 | 546 | 217 | 546 | 0 | 1.0362 | GSC | -1 | 0.010172 | 546 | 546 |  |  |  |  | -0.010172 | -5.5539
48925 | WAP_GN5_5 | 5 | Houston | YES | -0.000558 | 555 | 278 | 654 | 0 | 0.985 | LIGCO | -1 | 0.010172 | 0 | 654 |  |  |  |  | -0.010172 | 0
48929 | WAPGT21_GT1 | B1 | Houston | YES | -0.000558 | 0 | 0 | 13 |  | 1.05 | GGT | -1 | 0.010172 | 13 | 13 |  |  |  |  | -0.010172 | -0.13224
48521 | BVE_GT1_GT1 | 1 | Houston | YES | -0.000559 | 167.7 | 0 | 167.7 |  | 1.035 | CC | -1 | 0.010173 | 167.7 | 167.7 |  |  |  |  | -0.010173 | -1.706
48522 | BVE_GT2_5035 | 2 | Houston | YES | -0.000559 | 166.4 | 0 | 166.4 |  | 1.035 | CC | -1 | 0.010173 | 166.4 | 166.4 |  |  |  |  | -0.010173 | -1.6928
48523 | BVE_ST1_GN1 | 3 | Houston | YES | -0.000559 | 252.4 | 0 | 252.4 |  | 1.035 | CC | -1 | 0.010173 | 252.4 | 252.4 |  |  |  |  | -0.010173 | -2.5677
48926 | WAP_GN6_6 | 6 | Houston | YES | -0.000559 | 651 | 280 | 651 |  | 1.035 | LIGCO | -1 | 0.010173 | 0 | 651 |  |  |  |  | -0.010173 | 0
48927 | WAP_GN7_7 | 7 | Houston | YES | -0.000559 | 564 | 277 | 564 |  | 1.035 | LIGCO | -1 | 0.010173 | 0 | 564 |  |  |  |  | -0.010173 | 0
48928 | WAP_GN8_8 | 8 | Houston | YES | -0.000559 | 603 | 275 | 603 |  | 1.035 | LIGCO | -1 | 0.010173 | 0 | 603 |  |  |  |  | -0.010173 | 0
39760 | TNSCLP1___8 | 1 | Houston | YES | -0.000566 | 93.4 | 20 | 116.8 | 0 | 1.04 | Cogen | -1 | 0.01018 | 0 | 0 |  |  |  |  | -0.01018 | 0
39770 | TNSCLP2___8 | 1 | Houston | YES | -0.000566 | 91.6 | 20 | 114.5 | 0 | 1.04 | Cogen | -1 | 0.01018 | 0 | 0 |  |  |  |  | -0.01018 | 0
39775 | TNSCLP4___8 | 1 | Houston | YES | -0.000566 | 95.2 | 20 | 119 | 0 | 1.04 | Cogen | -1 | 0.01018 | 0 | 0 |  |  |  |  | -0.01018 | 0
39790 | TNSCLP3___8 | 1 | Houston | YES | -0.000566 | 87.6 | 20 | 109.5 | 0 | 1.027 | Cogen | -1 | 0.01018 | 0 | 0 |  |  |  |  | -0.01018 | 0
48520 | BSF_GT1_8070 | 1 | Houston | YES | -0.000567 | 72 | 0 | 72 | 0 | 1.0326 | Cogen | -1 | 0.010181 | 0 | 0 |  |  |  |  | -0.010181 | 0
48520 | BSF_GT1_8070 | 2 | Houston | YES | -0.000567 | 10 | 0 | 10 | 0 | 1.0326 | Cogen | -1 | 0.010181 | 0 | 0 |  |  |  |  | -0.010181 | 0
49851 | DOW17000 | 37 | Houston | YES | -0.00057 | 39 | 0 | 62 | 0 | 1 | Cogen | -1 | 0.010184 | 0 | 0 |  |  |  |  | -0.010184 | 0
49858 | DOW38100 | 31 | Houston | YES | -0.00057 | 45 | 0 | 71.4 |  | 1 | Cogen | -1 | 0.010184 | 0 | 0 |  |  |  |  | -0.010184 | 0
49859 | DOW38200 | 33 | Houston | YES | -0.00057 | 28 | 0 | 45 | 0 | 1 | Cogen | -1 | 0.010184 | 0 | 0 |  |  |  |  | -0.010184 | 0
49860 | DOW38300 | 32 | Houston | YES | -0.00057 | 63 | 0 | 101 |  | 1 | Cogen | -1 | 0.010184 | 0 | 0 |  |  |  |  | -0.010184 | 0
49862 | DOW39100 | 36 | Houston | YES | -0.00057 | 54 | 0 | 86 | 0 | 1 | Cogen | -1 | 0.010184 | 0 | 0 |  |  |  |  | -0.010184 | 0
49863 | DOW39200 | 35 | Houston | YES | -0.00057 | 55 | 0 | 88 | 0 | 1 | Cogen | -1 | 0.010184 | 0 | 0 |  |  |  |  | -0.010184 | 0
49865 | DOW41000 | 41 | Houston | YES | -0.00057 | 31 | 0 | 50 |  | 1 | Cogen | -1 | 0.010184 | 0 | 0 |  |  |  |  | -0.010184 | 0
49866 | DOW42000 | 42 | Houston | YES | -0.00057 | 11 | 0 | 18 |  | 1 | Cogen | -1 | 0.010184 | 0 | 0 |  |  |  |  | -0.010184 | 0
49869 | DOW49000 | 45 | Houston | YES | -0.00057 | 59 | 0 | 94 |  | 1 | Cogen | -1 | 0.010184 | 0 | 0 |  |  |  |  | -0.010184 | 0
49870 | DOW61000 | 61 | Houston | YES | -0.00057 | 44 | 0 | 70 | 0 | 1 | Cogen | -1 | 0.010184 | 0 | 0 |  |  |  |  | -0.010184 | 0
49871 | DOW62000 | 62 | Houston | YES | -0.00057 | 40 | 0 | 63 | 0 | 1 | Cogen | -1 | 0.010184 | 0 | 0 |  |  |  |  | -0.010184 | 0
49872 | DOW63000 | 63 | Houston | YES | -0.00057 | 45 | 0 | 72 | 0 | 1 | Cogen | -1 | 0.010184 | 0 | 0 |  |  |  |  | -0.010184 | 0
49873 | DOW64000 | 64 | Houston | YES | -0.00057 | 41 | 0 | 64.8 | 0 | 1 | Cogen | -1 | 0.010184 | 0 | 0 |  |  |  |  | -0.010184 | 0
49876 | DOW65000 | 65 | Houston | YES | -0.00057 | 63 | 0 | 101 | 0 | 1 | Cogen | -1 | 0.010184 | 0 | 0 |  |  |  |  | -0.010184 | 0
49877 | DOW66000 | 66 | Houston | YES | -0.00057 | 61 | 0 | 97 | 0 | 1 | Cogen | -1 | 0.010184 | 0 | 0 |  |  |  |  | -0.010184 | 0
49878 | DOW67000 | 67 | Houston | YES | -0.00057 | 65 | 0 | 103 | 0 | 1 | Cogen | -1 | 0.010184 | 0 | 0 |  |  |  |  | -0.010184 | 0
49882 | DOW81000 | 81 | Houston | YES | -0.00057 | 47 | 0 | 76 | 0 | 1 | Cogen | -1 | 0.010184 | 0 | 0 |  |  |  |  | -0.010184 | 0
49884 | DOW82000 | 82 | Houston | YES | -0.00057 | 51 | 0 | 80 | 0 | 1 | Cogen | -1 | 0.010184 | 0 | 0 |  |  |  |  | -0.010184 | 0
49885 | DOW83000 | 83 | Houston | YES | -0.00057 | 51 | 0 | 80 | 0 | 1 | Cogen | -1 | 0.010184 | 0 | 0 |  |  |  |  | -0.010184 | 0
49886 | DOW84000 | 84 | Houston | YES | -0.00057 | 107 | 0 | 171 | 0 | 0.98 | Cogen | -1 | 0.010184 | 0 | 0 |  |  |  |  | -0.010184 | 0
5436 | TUTTL_WBT1G1 | 1 | South | YES | -0.000578 | 48.8 | 20 | 61 | 0 | 1.012 | GST | -1 | 0.010192 | 61 | 61 |  |  |  |  | -0.010192 | -0.62171
5438 | TUTTL_WBT3G3 | 3 | South | YES | -0.000578 | 95 | 25 | 95 | 0 | 1.012 | GST | -1 | 0.010192 | 95 | 95 |  |  |  |  | -0.010192 | -0.96824
5439 | TUTTL_WBT4G4 | 4 | South | YES | -0.000578 | 151 | 40 | 151 | 0 | 1.012 | GST | -1 | 0.010192 | 151 | 151 |  |  |  |  | -0.010192 | -1.539
48911 | TGF_GT1_8000 | 1 | Houston | YES | -0.000579 | 69.2 | 0 | 69.2 |  | 1.029 | Cogen | -1 | 0.010193 | 0 | 0 |  |  |  |  | -0.010193 | 0
5401 | CALAVER_JKS1 | 1 | South | YES | -0.000582 | 562 | 100 | 562 | 0 | 1.026 | LIGCO | -1 | 0.010196 | 0 | 562 |  |  |  |  | -0.010196 | 0
5476 | BRA_AVR1_CT1 | 1 | South | YES | -0.000583 | 155 | 90 | 155 | 0 | 1.025 | CC | -1 | 0.010197 | 155 | 155 |  |  |  |  | -0.010197 | -1.5805
5477 | BRA_AVR1_ST | 1 | South | YES | -0.000583 | 174 | 138 | 174 | 0 | 1.025 | CC | -1 | 0.010197 | 174 | 174 |  |  |  |  | -0.010197 | -1.7743
5478 | BRA_AVR1_CT2 | 1 | South | YES | -0.000583 | 155 | 90 | 155 | 0 | 1.025 | CC | -1 | 0.010197 | 155 | 155 |  |  |  |  | -0.010197 | -1.5805
5911 | STP_GN1___1 | 1 | Houston | YES | -0.000585 | 1333 | 1249 | 1333 | 0 | 1.0406 | Nuc | -1 | 0.010199 | 0 | 0 |  |  |  |  | -0.010199 | 0
5912 | STP_GN2___2 | 2 | Houston | YES | -0.000585 | 1332 | 1249 | 1332 | 0 | 1.0406 | Nuc | -1 | 0.010199 | 0 | 0 |  |  |  |  | -0.010199 | 0
48731 | CBE_GT1 | 1 | Houston | YES | -0.00059 | 76 | 0 | 76 | 0 | 1.029 | CC | -1 | 0.010204 | 76 | 76 |  |  |  |  | -0.010204 | -0.7755
48732 | CBE_GT2 | 1 | Houston | YES | -0.00059 | 76 | 0 | 76 | 0 | 1.029 | CC | -1 | 0.010204 | 76 | 76 |  |  |  |  | -0.010204 | -0.7755
48733 | CBE_ST12 | 1 | Houston | YES | -0.00059 | 105 | 0 | 105 | 0 | 1.029 | CC | -1 | 0.010204 | 105 | 105 |  |  |  |  | -0.010204 | -1.0714
48734 | CBE_GT3 | 1 | Houston | YES | -0.00059 | 76 | 0 | 76 | 0 | 1.029 | CC | -1 | 0.010204 | 76 | 76 |  |  |  |  | -0.010204 | -0.7755
48735 | CBE_GT4 | 1 | Houston | YES | -0.00059 | 76 | 0 | 76 | 0 | 1.029 | CC | -1 | 0.010204 | 76 | 76 |  |  |  |  | -0.010204 | -0.7755
48736 | CBE_ST34 | 1 | Houston | YES | -0.00059 | 105 | 0 | 105 | 0 | 1.029 | CC | -1 | 0.010204 | 105 | 105 |  |  |  |  | -0.010204 | -1.0714
1877 | WLFHOLW_1G | 1 | North | YES | -0.000635 | 217.3 | 89.2 | 217.3 | 0 | 1.032 | CC | -1 | 0.010249 | 217.3 | 217.3 |  |  | -0.13799 | 217.3 | -0.010249 | -2.2271
1878 | WLFHOLW_2G | 2 | North | YES | -0.000635 | 215.7 | 105 | 215.7 | 0 | 1.032 | CC | -1 | 0.010249 | 215.7 | 215.7 |  |  | -0.13697 | 215.7 | -0.010249 | -2.2107
1879 | WLFHOLW_3G | 3 | North | YES | -0.000635 | 272.4 | 89.2 | 272.4 | 0 | 1.032 | CC | -1 | 0.010249 | 272.4 | 272.4 |  |  | -0.17297 | 272.4 | -0.010249 | -2.7918
7800 | L_GUADGE1_1Y | 1 | South | YES | -0.000657 | 147 | 30 | 147 | 0 | 1.02 | CC | -1 | 0.010271 | 147 | 147 |  |  |  |  | -0.010271 | -1.5098
7801 | L_GUADGE1_2Y | 2 | South | YES | -0.000657 | 138 | 30 | 138 | 0 | 1.02 | CC | -1 | 0.010271 | 138 | 138 |  |  |  |  | -0.010271 | -1.4174
7802 | L_GUADGE1_3Y | 3 | South | YES | -0.000657 | 146 | 30 | 146 | 0 | 1.02 | CC | -1 | 0.010271 | 146 | 146 |  |  |  |  | -0.010271 | -1.4996
7803 | L_GUADGE1_4Y | 4 | South | YES | -0.000657 | 149 | 30 | 149 | 0 | 1.02 | CC | -1 | 0.010271 | 149 | 149 |  |  |  |  | -0.010271 | -1.5304
7804 | L_GUADGE1_5Y | 5 | South | YES | -0.000657 | 182 | 30 | 182 | 0 | 1.02 | CC | -1 | 0.010271 | 182 | 182 |  |  |  |  | -0.010271 | -1.8693
7805 | L_GUADGE1_6Y | 6 | South | YES | -0.000657 | 203 | 30 | 203 | 0 | 1.02 | CC | -1 | 0.010271 | 203 | 203 |  |  |  |  | -0.010271 | -2.085
8189 | CUECPL2A | 1 | South | YES | -0.000672 | 12 | 0 | 12 | 0 | 1.02 | Cogen | -1 | 0.010286 | 0 | 0 |  |  |  |  | -0.010286 | 0
7609 | L_SCHUMA8_1Y | 1 | South | YES | -0.000686 | 0 | 0 | 4 |  | 1 | Hydro | -1 | 0.0103 | 0 | 0 |  |  |  |  | -0.0103 | 0
7810 | L_RIONOG1G1Y | 1 | South | YES | -0.000697 | 148 | 0 | 148 | 0 | 1.02 | CC | -1 | 0.010311 | 148 | 148 |  |  |  |  | -0.010311 | -1.526
7811 | L_RIONOG1G2Y | 2 | South | YES | -0.000697 | 148 | 0 | 148 | 0 | 1.02 | CC | -1 | 0.010311 | 148 | 148 |  |  |  |  | -0.010311 | -1.526
7812 | L_RIONOG1G3Y | 3 | South | YES | -0.000697 | 154 | 0 | 154 | 0 | 1.02 | CC | -1 | 0.010311 | 154 | 154 |  |  |  |  | -0.010311 | -1.5879
7813 | L_RIONOG1S1Y | 4 | South | YES | -0.000697 | 293 | 0 | 293 | 0 | 1.02 | CC | -1 | 0.010311 | 293 | 293 |  |  |  |  | -0.010311 | -3.0211
1898 | COMCHEPK_1G | 1 | North | YES | -0.000715 | 1217 | 1150 | 1217 | 0 | 1.032 | Nuc | -1 | 0.010329 | 0 | 0 |  |  | 0 | 0 | -0.010329 | 0
1899 | COMCHEPK_2G | 2 | North | YES | -0.000715 | 1159 | 1128 | 1159 | 0 | 1.032 | Nuc | -1 | 0.010329 | 0 | 0 |  |  | 0 | 0 | -0.010329 | 0
7605 | L_MCQUEE9_1Y | 1 | South | YES | -0.00073 | 0 | 0 | 2.4 |  | 1.025 | Hydro | -1 | 0.010344 | 0 | 0 |  |  |  |  | -0.010344 | 0
7605 | L_MCQUEE9_1Y | 2 | South | YES | -0.00073 | 0 | 0 | 2.4 |  | 1.025 | Hydro | -1 | 0.010344 | 0 | 0 |  |  |  |  | -0.010344 | 0
7605 | L_MCQUEE9_1Y | 3 | South | YES | -0.00073 | 0 | 0 | 2.8 |  | 1.025 | Hydro | -1 | 0.010344 | 0 | 0 |  |  |  |  | -0.010344 | 0
7014 | L_HAYSEN1_1Y | 1 | South | YES | -0.000737 | 223.9 | 74 | 223.9 | 0 | 1.008 | CC | -1 | 0.010351 | 223.9 | 223.9 |  |  |  |  | -0.010351 | -2.3176
7015 | L_HAYSEN1_2Y | 2 | South | YES | -0.000737 | 225 | 74 | 225 | 0 | 1.008 | CC | -1 | 0.010351 | 225 | 225 |  |  |  |  | -0.010351 | -2.329
7016 | L_HAYSEN1_3Y | 3 | South | YES | -0.000737 | 224.6 | 74 | 224.6 | 0 | 1.008 | CC | -1 | 0.010351 | 224.6 | 224.6 |  |  |  |  | -0.010351 | -2.3248
7017 | L_HAYSEN1_4Y | 4 | South | YES | -0.000737 | 226.7 | 74 | 226.7 | 0 | 1.008 | CC | -1 | 0.010351 | 226.7 | 226.7 |  |  |  |  | -0.010351 | -2.3466
7624 | L_LAKEWO9_1Y | 1 | South | YES | -0.00074 | 0 | 0 | 2.4 |  | 1 | Hydro | -1 | 0.010354 | 0 | 0 |  |  |  |  | -0.010354 | 0
7624 | L_LAKEWO9_1Y | 2 | South | YES | -0.00074 | 0 | 0 | 2.4 |  | 1 | Hydro | -1 | 0.010354 | 0 | 0 |  |  |  |  | -0.010354 | 0
366 | JNSNCNTY802 | 1 | North | YES | -0.000743 | 168 | 20 | 168 | 0 | 1.02 | Cogen | -1 | 0.010357 | 0 | 0 |  |  | 0 | 0 | -0.010357 | 0
367 | JNSNCNTY802 | 2 | North | YES | -0.000743 | 90 | 20 | 90 | 0 | 1.02 | Cogen | -1 | 0.010357 | 0 | 0 |  |  | 0 | 0 | -0.010357 | 0
3403 | THOUSE_1G | 1 | North | YES | -0.000746 | 563 | 200 | 563 | 0 | 1.012 | GSC | -1 | 0.01036 | 563 | 563 |  |  | -0.42 | 563 | -0.01036 | -5.8327
3404 | THOUSE_2G | 2 | North | YES | -0.000746 | 807 | 250 | 807 | 0 | 1.012 | GSC | -1 | 0.01036 | 807 | 807 |  |  | -0.60202 | 807 | -0.01036 | -8.3605
3416 | LAKE_CRK1_G | 1 | North | YES | -0.000822 | 60 | 33 | 75 |  | 1.029 | GST | -1 | 0.010436 | 75 | 75 |  |  | -0.06165 | 75 | -0.010436 | -0.7827
3417 | LAKE_CRK2_G | 2 | North | YES | -0.000822 | 177.6 | 40 | 222 | 0 | 1.029 | GST | -1 | 0.010436 | 222 | 222 |  |  | -0.18248 | 222 | -0.010436 | -2.3168
7010 | L_FPPYD11_1Y | 1 | South | YES | -0.000843 | 547.4 | 200 | 606 | 0 | 1.02 | LIGCO | -1 | 0.010457 | 0 | 606 |  |  |  |  | -0.010457 | 0
7011 | L_FPPYD11_2Y | 2 | South | YES | -0.000843 | 552.2 | 200 | 598 | 0 | 1.02 | LIGCO | -1 | 0.010457 | 0 | 598 |  |  |  |  | -0.010457 | 0
7012 | L_FPPYD21_3Y | 3 | South | YES | -0.000843 | 427.5 | 200 | 436 | 0 | 1.02 | LIGCO | -1 | 0.010457 | 0 | 436 |  |  |  |  | -0.010457 | 0
7487 | L_CANYHY8_1Y | 1 | South | YES | -0.000846 | 0 | 0 | 6 |  | 1 | Hydro | -1 | 0.01046 | 0 | 0 |  |  |  |  | -0.01046 | 0
7007 | L_LOSTPI1_1Y | 1 | South | YES | -0.000889 | 158.6 | 110 | 158 | 0 | 1 | CC | -1 | 0.010503 | 158 | 158 |  |  |  |  | -0.010503 | -1.6595
7008 | L_LOSTPI1_2Y | 2 | South | YES | -0.000889 | 157.7 | 107 | 160 | 0 | 1 | CC | -1 | 0.010503 | 160 | 160 |  |  |  |  | -0.010503 | -1.6805
7009 | L_LOSTPI1_3Y | 3 | South | YES | -0.000889 | 173.9 | 72 | 175 | 0 | 1 | CC | -1 | 0.010503 | 175 | 175 |  |  |  |  | -0.010503 | -1.838
7303 | L_WPPGS12_1Y | 1 | South | YES | -0.000901 | 50 | 0 | 50 | 0 | 1.025 | GGT | -1 | 0.010515 | 50 | 50 |  |  |  |  | -0.010515 | -0.52575
7303 | L_WPPGS12_1Y | 2 | South | YES | -0.000901 | 50 | 0 | 50 | 0 | 1.025 | GGT | -1 | 0.010515 | 50 | 50 |  |  |  |  | -0.010515 | -0.52575
7305 | L_WPPGS34_1Y | 3 | South | YES | -0.000901 | 50 | 0 | 50 | 0 | 1.025 | GGT | -1 | 0.010515 | 50 | 50 |  |  |  |  | -0.010515 | -0.52575
7305 | L_WPPGS34_1Y | 4 | South | YES | -0.000901 | 50 | 0 | 50 | 0 | 1.025 | GGT | -1 | 0.010515 | 50 | 50 |  |  |  |  | -0.010515 | -0.52575
13432 | SANDOW_5G | 5 | South | YES | -0.000901 | 581 | 225 | 581 |  | 1.029 | LIGCO | -1 | 0.010515 | 0 | 581 |  |  |  |  | -0.010515 | 0
7807 | L_BASTEN1_1Y | 1 | South | YES | -0.000906 | 152.5 | 83.5 | 152.5 | 0 | 1.004 | CC | -1 | 0.01052 | 152.5 | 152.5 |  |  |  |  | -0.01052 | -1.6043
7808 | L_BASTEN1_2Y | 1 | South | YES | -0.000906 | 149.5 | 83.5 | 149.5 | 0 | 1.004 | CC | -1 | 0.01052 | 149.5 | 149.5 |  |  |  |  | -0.01052 | -1.5727
7809 | L_BASTEN1_3Y | 1 | South | YES | -0.000906 | 232.6 | 42 | 232.6 | 0 | 1.004 | CC | -1 | 0.01052 | 232.6 | 232.6 |  |  |  |  | -0.01052 | -2.4469
1892 | DECRDOVA_2G | A | North | YES | -0.000961 | 65 | 65 | 70 | 0 | 1.025 | GGT | -1 | 0.010575 | 70 | 70 |  |  | -0.06727 | 70 | -0.010575 | -0.74025
1893 | DECRDOVA_3G | B | North | YES | -0.000961 | 65 | 65 | 69 | 0 | 1.025 | GGT | -1 | 0.010575 | 69 | 69 |  |  | -0.066309 | 69 | -0.010575 | -0.72967
1894 | DECRDOVA_4G | C | North | YES | -0.000961 | 65 | 65 | 69 | 0 | 1.025 | GGT | -1 | 0.010575 | 69 | 69 |  |  | -0.066309 | 69 | -0.010575 | -0.72967
1895 | DECRDOVA_5G | D | North | YES | -0.000961 | 65 | 65 | 68 | 0 | 1.025 | GGT | -1 | 0.010575 | 68 | 68 |  |  | -0.065348 | 68 | -0.010575 | -0.7191
238 | BOSQUESW505 | 1 | North | YES | -0.000998 | 255 | 0 | 255 | 0 | 1.02 | CC | -1 | 0.010612 | 255 | 255 |  |  | -0.25449 | 255 | -0.010612 | -2.7061
239 | BOSQUESW502 | 1 | North | YES | -0.000998 | 119.2 | 0 | 149 | 0 | 1.02 | GGT | -1 | 0.010612 | 149 | 149 |  |  | -0.1487 | 149 | -0.010612 | -1.5812
247 | BOSQUESW501 | 2 | North | YES | -0.000998 | 124.8 | 0 | 156 | 0 | 1.02 | GGT | -1 | 0.010612 | 156 | 156 |  |  | -0.15569 | 156 | -0.010612 | -1.6555
7004 | L_SIMGID1_1Y | 1 | South | YES | -0.001002 | 132 | 40 | 132 | 0 | 1.02 | GST | -1 | 0.010616 | 132 | 132 |  |  |  |  | -0.010616 | -1.4013
7005 | L_SIMGID1_2Y | 2 | South | YES | -0.001002 | 133 | 32 | 139 | 0 | 1.02 | GST | -1 | 0.010616 | 139 | 139 |  |  |  |  | -0.010616 | -1.4756
7006 | L_SIMGID1_3Y | 3 | South | YES | -0.001002 | 324.9 | 60 | 329 | 0 | 1.02 | GST | -1 | 0.010616 | 329 | 329 |  |  |  |  | -0.010616 | -3.4927
3432 | SANDOW_4G | 4 | South | YES | -0.00102 | 580 | 225 | 580 |  | 1.029 | LIGCO | -1 | 0.010634 | 0 | 580 |  |  |  |  | -0.010634 | 0
9016 | SANDH_G1 | 1 | South | YES | -0.001108 | 45 | 2 | 49 | 0 | 1.0175 | GGT | -1 | 0.010722 | 49 | 49 |  |  |  |  | -0.010722 | -0.52538
9017 | SANDH_G2 | 2 | South | YES | -0.001108 | 45 | 2 | 46 | 0 | 1.0175 | GGT | -1 | 0.010722 | 46 | 46 |  |  |  |  | -0.010722 | -0.49321
9018 | SANDH_G3 | 3 | South | YES | -0.001108 | 45 | 2 | 46 | 0 | 1.0175 | GGT | -1 | 0.010722 | 46 | 46 |  |  |  |  | -0.010722 | -0.49321
9019 | SANDH_G4 | 4 | South | YES | -0.001108 | 0 | 2 | 47 |  | 1.0175 | GGT | -1 | 0.010722 | 47 | 47 |  |  |  |  | -0.010722 | -0.50393
9020 | SANDHG5A | 5A | South | YES | -0.001108 | 150 | 84 | 155 | 0 | 1.0175 | CC | -1 | 0.010722 | 155 | 155 |  |  |  |  | -0.010722 | -1.6619
9021 | SANDHG5C | 5C | South | YES | -0.001108 | 140 | 0 | 148 | 0 | 1.0175 | CC | -1 | 0.010722 | 148 | 148 |  |  |  |  | -0.010722 | -1.5869
9002 | DECKR_G3 | 3 | South | YES | -0.001121 | 0 | 24 | 42 |  | 1.015 | GGT | -1 | 0.010735 | 42 | 42 |  |  |  |  | -0.010735 | -0.45087
9003 | DECKR_G4 | 4 | South | YES | -0.001121 | 44 | 24 | 44 | 0 | 1.015 | GGT | -1 | 0.010735 | 44 | 44 |  |  |  |  | -0.010735 | -0.47234
9004 | DECKR_G5 | 5 | South | YES | -0.001121 | 44 | 24 | 44 | 0 | 1.015 | GGT | -1 | 0.010735 | 44 | 44 |  |  |  |  | -0.010735 | -0.47234
9005 | DECKR_G6 | 6 | South | YES | -0.001121 | 44 | 24 | 47 | 0 | 1.015 | GGT | -1 | 0.010735 | 47 | 47 |  |  |  |  | -0.010735 | -0.50454
9000 | DECKR_G1 | 1 | South | YES | -0.001128 | 280 | 50 | 321 | 0 | 1.015 | GST | -1 | 0.010742 | 321 | 321 |  |  |  |  | -0.010742 | -3.4482
9001 | DECKR_G2 | 2 | South | YES | -0.001128 | 400 | 50 | 426 | 0 | 1.015 | GST | -1 | 0.010742 | 426 | 426 |  |  |  |  | -0.010742 | -4.5761
7020 | L_AUSTPL1_1Y | 1 | South | YES | -0.001161 | 0 | 0 | 8 |  | 1 | Hydro | -1 | 0.010775 | 0 | 0 |  |  |  |  | -0.010775 | 0
7020 | L_AUSTPL1_1Y | 2 | South | YES | -0.001161 | 0 | 0 | 8 |  | 1 | Hydro | -1 | 0.010775 | 0 | 0 |  |  |  |  | -0.010775 | 0
244 | WHITNYDM01 | 1 | North | YES | -0.001369 | 15 | 0 | 15 | 0 | 1.035 | Hydro | -1 | 0.010983 | 0 | 0 |  |  | 0 | 0 | -0.010983 | 0
245 | WHITNYDM02 | 2 | North | YES | -0.001369 | 15 | 0 | 15 | 0 | 1.035 | Hydro | -1 | 0.010983 | 0 | 0 |  |  | 0 | 0 | -0.010983 | 0
251 | BOSQUESW803 | 2 | North | YES | -0.001381 | 150 | 0 | 150 | 0 | 1.032 | CC | -1 | 0.010995 | 150 | 150 |  |  | -0.20715 | 150 | -0.010995 | -1.6492
253 | BOSQUESW804 | 2 | North | YES | -0.001381 | 80 | 0 | 80 | 0 | 1.032 | CC | -1 | 0.010995 | 80 | 80 |  |  | -0.11048 | 80 | -0.010995 | -0.8796
7031 | L_MARSFO1G1Y | 1 | South | YES | -0.001564 | 0 | 0 | 36 |  | 1 | Hydro | -1 | 0.011178 | 0 | 0 |  |  |  |  | -0.011178 | 0
7032 | L_MARSFO1G2Y | 2 | South | YES | -0.001564 | 0 | 0 | 35 |  | 1 | Hydro | -1 | 0.011178 | 0 | 0 |  |  |  |  | -0.011178 | 0
7033 | L_MARSFO1G3Y | 3 | South | YES | -0.001564 | 0 | 0 | 36 |  | 1 | Hydro | -1 | 0.011178 | 0 | 0 |  |  |  |  | -0.011178 | 0
332 | RWMILLER01 | 1 | North | YES | -0.001941 | 58.4 | 18.5 | 73 | 0 | 1.04 | GST | -1 | 0.011555 | 73 | 73 |  |  | -0.14169 | 73 | -0.011555 | -0.84351
333 | RWMILLER02 | 2 | North | YES | -0.001941 | 95.2 | 37 | 119 | 0 | 1.04 | GST | -1 | 0.011555 | 119 | 119 |  |  | -0.23098 | 119 | -0.011555 | -1.375
334 | RWMILLER03 | 3 | North | YES | -0.001941 | 166.4 | 65 | 208 | 0 | 1.04 | GST | -1 | 0.011555 | 208 | 208 |  |  | -0.40373 | 208 | -0.011555 | -2.4034
335 | RWMILLER04 | 4 | North | YES | -0.001941 | 81.6 | 0 | 102 | 0 | 1.04 | GST | -1 | 0.011555 | 102 | 102 |  |  | -0.19798 | 102 | -0.011555 | -1.1786
336 | RWMILLER05 | 5 | North | YES | -0.001941 | 80.8 | 0 | 101 | 0 | 1.04 | GST | -1 | 0.011555 | 101 | 101 |  |  | -0.19604 | 101 | -0.011555 | -1.1671
7028 | L_MARBFA1_1Y | 1 | South | YES | -0.002183 | 0 | 0 | 18 |  | 1 | Hydro | -1 | 0.011797 | 0 | 0 |  |  |  |  | -0.011797 | 0
7029 | L_MARBFA1_2Y | 2 | South | YES | -0.002183 | 0 | 0 | 18 |  | 1 | Hydro | -1 | 0.011797 | 0 | 0 |  |  |  |  | -0.011797 | 0
7000 | L_FERGUS1_1Y | 1 | South | YES | -0.002482 | 400 | 65 | 423.3 | 0 | 1.015 | GSC | -1 | 0.012096 | 423.3 | 423.3 |  |  |  |  | -0.012096 | -5.1202
7035 | L_WIRTZ_1G1Y | 1 | South | YES | -0.002611 | 0 | 0 | 29 |  | 1 | Hydro | -1 | 0.012225 | 0 | 0 |  |  |  |  | -0.012225 | 0
7036 | L_WIRTZ_1G2Y | 2 | South | YES | -0.002611 | 0 | 0 | 29.7 |  | 1 | Hydro | -1 | 0.012225 | 0 | 0 |  |  |  |  | -0.012225 | 0
7026 | L_INKSDA1_1Y | 1 | South | YES | -0.003211 | 0 | 0 | 13.7 |  | 1 | Hydro | -1 | 0.012825 | 0 | 0 |  |  |  |  | -0.012825 | 0
7022 | L_BUCHAN1_1Y | 1 | South | YES | -0.004186 | 0 | 0 | 18 |  | 1 | Hydro | -1 | 0.0138 | 0 | 0 |  |  |  |  | -0.0138 | 0
7023 | L_BUCHAN1_2Y | 2 | South | YES | -0.004186 | 0 | 0 | 18 |  | 1 | Hydro | -1 | 0.0138 | 0 | 0 |  |  |  |  | -0.0138 | 0
7024 | L_BUCHAN1_3Y | 3 | South | YES | -0.004186 | 0 | 0 | 15 |  | 1 | Hydro | -1 | 0.0138 | 0 | 0 |  |  |  |  | -0.0138 | 0
1643 | SLSTR1PP_1G | 1 | North | YES | -0.006269 | 6 | 0 | 60 | 0 | 1.022 | Wind | -1 | 0.015883 | 0 | 60 |  |  | 0 | 0 | -0.015883 | 0
Note on AL4: Zonal Cap - Zonal Impact

## Distributed Slack - Inc
Number of Bus | Name of Bus | ID | Area Name of Gen | AGC | P Sensitivity of Bus | Gen MW | Min MW | Max MW | V Sensitivity of Bus | Set Volt | Tech Type | Zone Impact | Zone Correlation | Inc Max | Dec Max | Souce S.F. Weighting | Souce Capacity | Sink S.F. Weighting | Sink Capacity | PTDF Calc | PTDF Weighting | Cumulative Share of Zonal Cap | Cumulative Share of Zonal Impact | Cont_ Ballinger to Coleman OL_ Ballinger to Humble(BalexTP) |  | i_PTDF_INC_pt | 543 |  | DECRDOVA_1G | Unit at max
1643 | SLSTR1PP_1G | 1 | North | YES | -0.006269 | 6 | 0 | 60 | 0 | 1.022 | Wind | -1 | 0.015883 | 0 | 60 |  |  | 0 | 0 | -0.015883 | 0 | 0 | 0 |  |  | i_10pctunit | 49 |  | 383 | # units @ max
7022 | L_BUCHAN1_1Y | 1 | South | YES | -0.004186 | 0 | 0 | 18 |  | 1 | Hydro | -1 | 0.0138 | 0 | 0 |  |  |  |  | -0.0138 | 0 | 0 | 0 | [5 empty] | 0.019792 | delta max
7023 | L_BUCHAN1_2Y | 2 | South | YES | -0.004186 | 0 | 0 | 18 |  | 1 | Hydro | -1 | 0.0138 | 0 | 0 |  |  |  |  | -0.0138 | 0 | 0 | 0 | [5 empty] | Delta
7024 | L_BUCHAN1_3Y | 3 | South | YES | -0.004186 | 0 | 0 | 15 |  | 1 | Hydro | -1 | 0.0138 | 0 | 0 |  |  |  |  | -0.0138 | 0 | 0 | 0 | Weighted Shift Factors |  |  |  | 1 | 0
7026 | L_INKSDA1_1Y | 1 | South | YES | -0.003211 | 0 | 0 | 13.7 |  | 1 | Hydro | -1 | 0.012825 | 0 | 0 |  |  |  |  | -0.012825 | 0 | 0 | 0 | West | 0.009614 |  |  | 2 | 0
7035 | L_WIRTZ_1G1Y | 1 | South | YES | -0.002611 | 0 | 0 | 29 |  | 1 | Hydro | -1 | 0.012225 | 0 | 0 |  |  |  |  | -0.012225 | 0 | 0 | 0 | North | -0.00012867 |  |  | 3 | 0
7036 | L_WIRTZ_1G2Y | 2 | South | YES | -0.002611 | 0 | 0 | 29.7 |  | 1 | Hydro | -1 | 0.012225 | 0 | 0 |  |  |  |  | -0.012225 | 0 | 0 | 0 |  |  |  |  | 4 | 0
7000 | L_FERGUS1_1Y | 1 | South | YES | -0.002482 | 400 | 65 | 423.3 | 0 | 1.015 | GSC | -1 | 0.012096 | 423.3 | 423.3 |  |  |  |  | -0.012096 | -5.1202 | 0.0099028 | 0.011986 |  |  |  |  | 5 | 0
7028 | L_MARBFA1_1Y | 1 | South | YES | -0.002183 | 0 | 0 | 18 |  | 1 | Hydro | -1 | 0.011797 | 0 | 0 |  |  |  |  | -0.011797 | 0 | 0.0099028 | 0.011986 |  |  |  |  | 6 | 0
7029 | L_MARBFA1_2Y | 2 | South | YES | -0.002183 | 0 | 0 | 18 |  | 1 | Hydro | -1 | 0.011797 | 0 | 0 |  |  |  |  | -0.011797 | 0 | 0.0099028 | 0.011986 |  |  |  |  | 7 | 0
332 | RWMILLER01 | 1 | North | YES | -0.001941 | 58.4 | 18.5 | 73 | 0 | 1.04 | GST | -1 | 0.011555 | 73 | 73 |  |  | -0.14169 | 73 | -0.011555 | -0.84351 | 0.011611 | 0.01396 |  |  |  |  | 8 | 0.0020832
333 | RWMILLER02 | 2 | North | YES | -0.001941 | 95.2 | 37 | 119 | 0 | 1.04 | GST | -1 | 0.011555 | 119 | 119 |  |  | -0.23098 | 119 | -0.011555 | -1.375 | 0.014394 | 0.017179 |  |  |  |  | 9 | 0.0020832
334 | RWMILLER03 | 3 | North | YES | -0.001941 | 166.4 | 65 | 208 | 0 | 1.04 | GST | -1 | 0.011555 | 208 | 208 |  |  | -0.40373 | 208 | -0.011555 | -2.4034 | 0.01926 | 0.022806 |  |  |  |  | 10 | 0.0020832
335 | RWMILLER04 | 4 | North | YES | -0.001941 | 81.6 | 0 | 102 | 0 | 1.04 | GST | -1 | 0.011555 | 102 | 102 |  |  | -0.19798 | 102 | -0.011555 | -1.1786 | 0.021647 | 0.025565 |  |  |  |  | 11 | 0.00235
336 | RWMILLER05 | 5 | North | YES | -0.001941 | 80.8 | 0 | 101 | 0 | 1.04 | GST | -1 | 0.011555 | 101 | 101 |  |  | -0.19604 | 101 | -0.011555 | -1.1671 | 0.024009 | 0.028296 |  |  |  |  | 12 | 0.0027849
7031 | L_MARSFO1G1Y | 1 | South | YES | -0.001564 | 0 | 0 | 36 |  | 1 | Hydro | -1 | 0.011178 | 0 | 0 |  |  |  |  | -0.011178 | 0 | 0.024009 | 0.028296 |  |  |  |  | 13 | 0.0035451
7032 | L_MARSFO1G2Y | 2 | South | YES | -0.001564 | 0 | 0 | 35 |  | 1 | Hydro | -1 | 0.011178 | 0 | 0 |  |  |  |  | -0.011178 | 0 | 0.024009 | 0.028296 |  |  |  |  | 14 | 0.0039179
7033 | L_MARSFO1G3Y | 3 | South | YES | -0.001564 | 0 | 0 | 36 |  | 1 | Hydro | -1 | 0.011178 | 0 | 0 |  |  |  |  | -0.011178 | 0 | 0.024009 | 0.028296 |  |  |  |  | 15 | 0.004287
251 | BOSQUESW803 | 2 | North | YES | -0.001381 | 150 | 0 | 150 | 0 | 1.032 | CC | -1 | 0.010995 | 150 | 150 |  |  | -0.20715 | 150 | -0.010995 | -1.6492 | 0.027519 | 0.032157 |  |  |  |  | 16 | 0.004287
253 | BOSQUESW804 | 2 | North | YES | -0.001381 | 80 | 0 | 80 | 0 | 1.032 | CC | -1 | 0.010995 | 80 | 80 |  |  | -0.11048 | 80 | -0.010995 | -0.8796 | 0.02939 | 0.034216 |  |  |  |  | 17 | 0.004287
244 | WHITNYDM01 | 1 | North | YES | -0.001369 | 15 | 0 | 15 | 0 | 1.035 | Hydro | -1 | 0.010983 | 0 | 0 |  |  | 0 | 0 | -0.010983 | 0 | 0.02939 | 0.034216 |  |  |  |  | 18 | 0.004287
245 | WHITNYDM02 | 2 | North | YES | -0.001369 | 15 | 0 | 15 | 0 | 1.035 | Hydro | -1 | 0.010983 | 0 | 0 |  |  | 0 | 0 | -0.010983 | 0 | 0.02939 | 0.034216 |  |  |  |  | 19 | 0.0046386
7020 | L_AUSTPL1_1Y | 1 | South | YES | -0.001161 | 0 | 0 | 8 |  | 1 | Hydro | -1 | 0.010775 | 0 | 0 |  |  |  |  | -0.010775 | 0 | 0.02939 | 0.034216 |  |  |  |  | 20 | 0.0048261
7020 | L_AUSTPL1_1Y | 2 | South | YES | -0.001161 | 0 | 0 | 8 |  | 1 | Hydro | -1 | 0.010775 | 0 | 0 |  |  |  |  | -0.010775 | 0 | 0.02939 | 0.034216 |  |  |  |  | 21 | 0.0048261
9000 | DECKR_G1 | 1 | South | YES | -0.001128 | 280 | 50 | 321 | 0 | 1.015 | GST | -1 | 0.010742 | 321 | 321 |  |  |  |  | -0.010742 | -3.4482 | 0.0369 | 0.042288 |  |  |  |  | 22 | 0.0048261
9001 | DECKR_G2 | 2 | South | YES | -0.001128 | 400 | 50 | 426 | 0 | 1.015 | GST | -1 | 0.010742 | 426 | 426 |  |  |  |  | -0.010742 | -4.5761 | 0.046866 | 0.053 |  |  |  |  | 23 | 0.0048261
9002 | DECKR_G3 | 3 | South | YES | -0.001121 | 0 | 24 | 42 |  | 1.015 | GGT | -1 | 0.010735 | 42 | 42 |  |  |  |  | -0.010735 | -0.45087 | 0.047848 | 0.054056 |  |  |  |  | 24 | 0.0048261
9003 | DECKR_G4 | 4 | South | YES | -0.001121 | 44 | 24 | 44 | 0 | 1.015 | GGT | -1 | 0.010735 | 44 | 44 |  |  |  |  | -0.010735 | -0.47234 | 0.048877 | 0.055161 |  |  |  |  | 25 | 0.0053884
9004 | DECKR_G5 | 5 | South | YES | -0.001121 | 44 | 24 | 44 | 0 | 1.015 | GGT | -1 | 0.010735 | 44 | 44 |  |  |  |  | -0.010735 | -0.47234 | 0.049907 | 0.056267 |  |  |  |  | 26 | 0.0061346
9005 | DECKR_G6 | 6 | South | YES | -0.001121 | 44 | 24 | 47 | 0 | 1.015 | GGT | -1 | 0.010735 | 47 | 47 |  |  |  |  | -0.010735 | -0.50454 | 0.051006 | 0.057448 |  |  |  |  | 27 | 0.0062075
9016 | SANDH_G1 | 1 | South | YES | -0.001108 | 45 | 2 | 49 | 0 | 1.0175 | GGT | -1 | 0.010722 | 49 | 49 |  |  |  |  | -0.010722 | -0.52538 | 0.052153 | 0.058678 |  |  |  |  | 28 | 0.0062839
9017 | SANDH_G2 | 2 | South | YES | -0.001108 | 45 | 2 | 46 | 0 | 1.0175 | GGT | -1 | 0.010722 | 46 | 46 |  |  |  |  | -0.010722 | -0.49321 | 0.053229 | 0.059832 |  |  |  |  | 29 | 0.0063602
9018 | SANDH_G3 | 3 | South | YES | -0.001108 | 45 | 2 | 46 | 0 | 1.0175 | GGT | -1 | 0.010722 | 46 | 46 |  |  |  |  | -0.010722 | -0.49321 | 0.054305 | 0.060987 |  |  |  |  | 30 | 0.0064418
9019 | SANDH_G4 | 4 | South | YES | -0.001108 | 0 | 2 | 47 |  | 1.0175 | GGT | -1 | 0.010722 | 47 | 47 |  |  |  |  | -0.010722 | -0.50393 | 0.055404 | 0.062167 |  |  |  |  | 31 | 0.0065253
9020 | SANDHG5A | 5A | South | YES | -0.001108 | 150 | 84 | 155 | 0 | 1.0175 | CC | -1 | 0.010722 | 155 | 155 |  |  |  |  | -0.010722 | -1.6619 | 0.05903 | 0.066057 |  |  |  |  | 32 | 0.0066037
9021 | SANDHG5C | 5C | South | YES | -0.001108 | 140 | 0 | 148 | 0 | 1.0175 | CC | -1 | 0.010722 | 148 | 148 |  |  |  |  | -0.010722 | -1.5869 | 0.062493 | 0.069772 |  |  |  |  | 33 | 0.0066822
3432 | SANDOW_4G | 4 | South | YES | -0.00102 | 580 | 225 | 580 |  | 1.029 | LIGCO | -1 | 0.010634 | 0 | 580 |  |  |  |  | -0.010634 | 0 | 0.062493 | 0.069772 |  |  |  |  | 34 | 0.0067623
7004 | L_SIMGID1_1Y | 1 | South | YES | -0.001002 | 132 | 40 | 132 | 0 | 1.02 | GST | -1 | 0.010616 | 132 | 132 |  |  |  |  | -0.010616 | -1.4013 | 0.065581 | 0.073052 |  |  |  |  | 35 | 0.0070265
7005 | L_SIMGID1_2Y | 2 | South | YES | -0.001002 | 133 | 32 | 139 | 0 | 1.02 | GST | -1 | 0.010616 | 139 | 139 |  |  |  |  | -0.010616 | -1.4756 | 0.068833 | 0.076506 |  |  |  |  | 36 | 0.0072789
7006 | L_SIMGID1_3Y | 3 | South | YES | -0.001002 | 324.9 | 60 | 329 | 0 | 1.02 | GST | -1 | 0.010616 | 329 | 329 |  |  |  |  | -0.010616 | -3.4927 | 0.076529 | 0.084682 |  |  |  |  | 37 | 0.0072789
238 | BOSQUESW505 | 1 | North | YES | -0.000998 | 255 | 0 | 255 | 0 | 1.02 | CC | -1 | 0.010612 | 255 | 255 |  |  | -0.25449 | 255 | -0.010612 | -2.7061 | 0.082495 | 0.091017 |  |  |  |  | 38 | 0.0074711
239 | BOSQUESW502 | 1 | North | YES | -0.000998 | 119.2 | 0 | 149 | 0 | 1.02 | GGT | -1 | 0.010612 | 149 | 149 |  |  | -0.1487 | 149 | -0.010612 | -1.5812 | 0.085981 | 0.094718 |  |  |  |  | 39 | 0.0076736
247 | BOSQUESW501 | 2 | North | YES | -0.000998 | 124.8 | 0 | 156 | 0 | 1.02 | GGT | -1 | 0.010612 | 156 | 156 |  |  | -0.15569 | 156 | -0.010612 | -1.6555 | 0.08963 | 0.098593 |  |  |  |  | 40 | 0.0081529
1892 | DECRDOVA_2G | A | North | YES | -0.000961 | 65 | 65 | 70 | 0 | 1.025 | GGT | -1 | 0.010575 | 70 | 70 |  |  | -0.06727 | 70 | -0.010575 | -0.74025 | 0.091268 | 0.10033 |  |  |  |  | 41 | 0.008522
1893 | DECRDOVA_3G | B | North | YES | -0.000961 | 65 | 65 | 69 | 0 | 1.025 | GGT | -1 | 0.010575 | 69 | 69 |  |  | -0.066309 | 69 | -0.010575 | -0.72967 | 0.092882 | 0.10203 |  |  |  |  | 42 | 0.0087376
1894 | DECRDOVA_4G | C | North | YES | -0.000961 | 65 | 65 | 69 | 0 | 1.025 | GGT | -1 | 0.010575 | 69 | 69 |  |  | -0.066309 | 69 | -0.010575 | -0.72967 | 0.094496 | 0.10374 |  |  |  |  | 43 | 0.0089634
1895 | DECRDOVA_5G | D | North | YES | -0.000961 | 65 | 65 | 68 | 0 | 1.025 | GGT | -1 | 0.010575 | 68 | 68 |  |  | -0.065348 | 68 | -0.010575 | -0.7191 | 0.096087 | 0.10543 |  |  |  |  | 44 | 0.0090587
7807 | L_BASTEN1_1Y | 1 | South | YES | -0.000906 | 152.5 | 83.5 | 152.5 | 0 | 1.004 | CC | -1 | 0.01052 | 152.5 | 152.5 |  |  |  |  | -0.01052 | -1.6043 | 0.099654 | 0.10918 |  |  |  |  | 45 | 0.0091526
7808 | L_BASTEN1_2Y | 1 | South | YES | -0.000906 | 149.5 | 83.5 | 149.5 | 0 | 1.004 | CC | -1 | 0.01052 | 149.5 | 149.5 |  |  |  |  | -0.01052 | -1.5727 | 0.10315 | 0.11286 |  |  |  |  | 46 | 0.0092465
7809 | L_BASTEN1_3Y | 1 | South | YES | -0.000906 | 232.6 | 42 | 232.6 | 0 | 1.004 | CC | -1 | 0.01052 | 232.6 | 232.6 |  |  |  |  | -0.01052 | -2.4469 | 0.10859 | 0.11859 |  |  |  |  | 47 | 0.009339
7303 | L_WPPGS12_1Y | 1 | South | YES | -0.000901 | 50 | 0 | 50 | 0 | 1.025 | GGT | -1 | 0.010515 | 50 | 50 |  |  |  |  | -0.010515 | -0.52575 | 0.10976 | 0.11982 |  |  |  |  | 48 | 0.0095269
7303 | L_WPPGS12_1Y | 2 | South | YES | -0.000901 | 50 | 0 | 50 | 0 | 1.025 | GGT | -1 | 0.010515 | 50 | 50 |  |  |  |  | -0.010515 | -0.52575 | 0.11093 | 0.12105 |  |  |  |  | 49 | 0.009711
7305 | L_WPPGS34_1Y | 3 | South | YES | -0.000901 | 50 | 0 | 50 | 0 | 1.025 | GGT | -1 | 0.010515 | 50 | 50 |  |  |  |  | -0.010515 | -0.52575 | 0.1121 | 0.12228 |  |  |  |  | 50 | 0.0099976
7305 | L_WPPGS34_1Y | 4 | South | YES | -0.000901 | 50 | 0 | 50 | 0 | 1.025 | GGT | -1 | 0.010515 | 50 | 50 |  |  |  |  | -0.010515 | -0.52575 | 0.11327 | 0.12351 |  |  |  |  | 51 | 0.010059
13432 | SANDOW_5G | 5 | South | YES | -0.000901 | 581 | 225 | 581 |  | 1.029 | LIGCO | -1 | 0.010515 | 0 | 581 |  |  |  |  | -0.010515 | 0 | 0.11327 | 0.12351 |  |  |  |  | 52 | 0.01012
7007 | L_LOSTPI1_1Y | 1 | South | YES | -0.000889 | 158.6 | 110 | 158 | 0 | 1 | CC | -1 | 0.010503 | 158 | 158 |  |  |  |  | -0.010503 | -1.6595 | 0.11697 | 0.1274 |  |  |  |  | 53 | 0.010181
7008 | L_LOSTPI1_2Y | 2 | South | YES | -0.000889 | 157.7 | 107 | 160 | 0 | 1 | CC | -1 | 0.010503 | 160 | 160 |  |  |  |  | -0.010503 | -1.6805 | 0.12071 | 0.13133 |  |  |  |  | 54 | 0.010242
7009 | L_LOSTPI1_3Y | 3 | South | YES | -0.000889 | 173.9 | 72 | 175 | 0 | 1 | CC | -1 | 0.010503 | 175 | 175 |  |  |  |  | -0.010503 | -1.838 | 0.12481 | 0.13563 |  |  |  |  | 55 | 0.010242
7487 | L_CANYHY8_1Y | 1 | South | YES | -0.000846 | 0 | 0 | 6 |  | 1 | Hydro | -1 | 0.01046 | 0 | 0 |  |  |  |  | -0.01046 | 0 | 0.12481 | 0.13563 |  |  |  |  | 56 | 0.01043
7010 | L_FPPYD11_1Y | 1 | South | YES | -0.000843 | 547.4 | 200 | 606 | 0 | 1.02 | LIGCO | -1 | 0.010457 | 0 | 606 |  |  |  |  | -0.010457 | 0 | 0.12481 | 0.13563 |  |  |  |  | 57 | 0.010621
7011 | L_FPPYD11_2Y | 2 | South | YES | -0.000843 | 552.2 | 200 | 598 | 0 | 1.02 | LIGCO | -1 | 0.010457 | 0 | 598 |  |  |  |  | -0.010457 | 0 | 0.12481 | 0.13563 |  |  |  |  | 58 | 0.010829
7012 | L_FPPYD21_3Y | 3 | South | YES | -0.000843 | 427.5 | 200 | 436 | 0 | 1.02 | LIGCO | -1 | 0.010457 | 0 | 436 |  |  |  |  | -0.010457 | 0 | 0.12481 | 0.13563 |  |  |  |  | 59 | 0.010829
3416 | LAKE_CRK1_G | 1 | North | YES | -0.000822 | 60 | 33 | 75 |  | 1.029 | GST | -1 | 0.010436 | 75 | 75 |  |  | -0.06165 | 75 | -0.010436 | -0.7827 | 0.12656 | 0.13747 |  |  |  |  | 60 | 0.010829
3417 | LAKE_CRK2_G | 2 | North | YES | -0.000822 | 177.6 | 40 | 222 | 0 | 1.029 | GST | -1 | 0.010436 | 222 | 222 |  |  | -0.18248 | 222 | -0.010436 | -2.3168 | 0.13175 | 0.14289 |  |  |  |  | 61 | 0.010829
3403 | THOUSE_1G | 1 | North | YES | -0.000746 | 563 | 200 | 563 | 0 | 1.012 | GSC | -1 | 0.01036 | 563 | 563 |  |  | -0.42 | 563 | -0.01036 | -5.8327 | 0.14492 | 0.15654 |  |  |  |  | 62 | 0.010829
3404 | THOUSE_2G | 2 | North | YES | -0.000746 | 807 | 250 | 807 | 0 | 1.012 | GSC | -1 | 0.01036 | 807 | 807 |  |  | -0.60202 | 807 | -0.01036 | -8.3605 | 0.1638 | 0.17612 |  |  |  |  | 63 | 0.010907
366 | JNSNCNTY802 | 1 | North | YES | -0.000743 | 168 | 20 | 168 | 0 | 1.02 | Cogen | -1 | 0.010357 | 0 | 0 |  |  | 0 | 0 | -0.010357 | 0 | 0.1638 | 0.17612 |  |  |  |  | 64 | 0.011137
367 | JNSNCNTY802 | 2 | North | YES | -0.000743 | 90 | 20 | 90 | 0 | 1.02 | Cogen | -1 | 0.010357 | 0 | 0 |  |  | 0 | 0 | -0.010357 | 0 | 0.1638 | 0.17612 |  |  |  |  | 65 | 0.01162
7624 | L_LAKEWO9_1Y | 1 | South | YES | -0.00074 | 0 | 0 | 2.4 |  | 1 | Hydro | -1 | 0.010354 | 0 | 0 |  |  |  |  | -0.010354 | 0 | 0.1638 | 0.17612 |  |  |  |  | 66 | 0.012312
7624 | L_LAKEWO9_1Y | 2 | South | YES | -0.00074 | 0 | 0 | 2.4 |  | 1 | Hydro | -1 | 0.010354 | 0 | 0 |  |  |  |  | -0.010354 | 0 | 0.1638 | 0.17612 |  |  |  |  | 67 | 0.012312
7014 | L_HAYSEN1_1Y | 1 | South | YES | -0.000737 | 223.9 | 74 | 223.9 | 0 | 1.008 | CC | -1 | 0.010351 | 223.9 | 223.9 |  |  |  |  | -0.010351 | -2.3176 | 0.16904 | 0.18154 |  |  |  |  | 68 | 0.012312
7015 | L_HAYSEN1_2Y | 2 | South | YES | -0.000737 | 225 | 74 | 225 | 0 | 1.008 | CC | -1 | 0.010351 | 225 | 225 |  |  |  |  | -0.010351 | -2.329 | 0.17431 | 0.18699 |  |  |  |  | 69 | 0.012312
7016 | L_HAYSEN1_3Y | 3 | South | YES | -0.000737 | 224.6 | 74 | 224.6 | 0 | 1.008 | CC | -1 | 0.010351 | 224.6 | 224.6 |  |  |  |  | -0.010351 | -2.3248 | 0.17956 | 0.19243 |  |  |  |  | 70 | 0.012312
7017 | L_HAYSEN1_4Y | 4 | South | YES | -0.000737 | 226.7 | 74 | 226.7 | 0 | 1.008 | CC | -1 | 0.010351 | 226.7 | 226.7 |  |  |  |  | -0.010351 | -2.3466 | 0.18486 | 0.19793 |  |  |  |  | 71 | 0.012499
7605 | L_MCQUEE9_1Y | 1 | South | YES | -0.00073 | 0 | 0 | 2.4 |  | 1.025 | Hydro | -1 | 0.010344 | 0 | 0 |  |  |  |  | -0.010344 | 0 | 0.18486 | 0.19793 |  |  |  |  | 72 | 0.012687
7605 | L_MCQUEE9_1Y | 2 | South | YES | -0.00073 | 0 | 0 | 2.4 |  | 1.025 | Hydro | -1 | 0.010344 | 0 | 0 |  |  |  |  | -0.010344 | 0 | 0.18486 | 0.19793 |  |  |  |  | 73 | 0.012875
7605 | L_MCQUEE9_1Y | 3 | South | YES | -0.00073 | 0 | 0 | 2.8 |  | 1.025 | Hydro | -1 | 0.010344 | 0 | 0 |  |  |  |  | -0.010344 | 0 | 0.18486 | 0.19793 |  |  |  |  | 74 | 0.013065
1898 | COMCHEPK_1G | 1 | North | YES | -0.000715 | 1217 | 1150 | 1217 | 0 | 1.032 | Nuc | -1 | 0.010329 | 0 | 0 |  |  | 0 | 0 | -0.010329 | 0 | 0.18486 | 0.19793 |  |  |  |  | 75 | 0.013065
1899 | COMCHEPK_2G | 2 | North | YES | -0.000715 | 1159 | 1128 | 1159 | 0 | 1.032 | Nuc | -1 | 0.010329 | 0 | 0 |  |  | 0 | 0 | -0.010329 | 0 | 0.18486 | 0.19793 |  |  |  |  | 76 | 0.013065
7810 | L_RIONOG1G1Y | 1 | South | YES | -0.000697 | 148 | 0 | 148 | 0 | 1.02 | CC | -1 | 0.010311 | 148 | 148 |  |  |  |  | -0.010311 | -1.526 | 0.18833 | 0.2015 |  |  |  |  | 77 | 0.013065
7811 | L_RIONOG1G2Y | 2 | South | YES | -0.000697 | 148 | 0 | 148 | 0 | 1.02 | CC | -1 | 0.010311 | 148 | 148 |  |  |  |  | -0.010311 | -1.526 | 0.19179 | 0.20507 |  |  |  |  | 78 | 0.013065
7812 | L_RIONOG1G3Y | 3 | South | YES | -0.000697 | 154 | 0 | 154 | 0 | 1.02 | CC | -1 | 0.010311 | 154 | 154 |  |  |  |  | -0.010311 | -1.5879 | 0.19539 | 0.20879 |  |  |  |  | 79 | 0.013065
7813 | L_RIONOG1S1Y | 4 | South | YES | -0.000697 | 293 | 0 | 293 | 0 | 1.02 | CC | -1 | 0.010311 | 293 | 293 |  |  |  |  | -0.010311 | -3.0211 | 0.20224 | 0.21586 |  |  |  |  | 80 | 0.013174
7609 | L_SCHUMA8_1Y | 1 | South | YES | -0.000686 | 0 | 0 | 4 |  | 1 | Hydro | -1 | 0.0103 | 0 | 0 |  |  |  |  | -0.0103 | 0 | 0.20224 | 0.21586 |  |  |  |  | 81 | 0.013284
8189 | CUECPL2A | 1 | South | YES | -0.000672 | 12 | 0 | 12 | 0 | 1.02 | Cogen | -1 | 0.010286 | 0 | 0 |  |  |  |  | -0.010286 | 0 | 0.20224 | 0.21586 |  |  |  |  | 82 | 0.013399
7800 | L_GUADGE1_1Y | 1 | South | YES | -0.000657 | 147 | 30 | 147 | 0 | 1.02 | CC | -1 | 0.010271 | 147 | 147 |  |  |  |  | -0.010271 | -1.5098 | 0.20568 | 0.2194 |  |  |  |  | 83 | 0.013616
7801 | L_GUADGE1_2Y | 2 | South | YES | -0.000657 | 138 | 30 | 138 | 0 | 1.02 | CC | -1 | 0.010271 | 138 | 138 |  |  |  |  | -0.010271 | -1.4174 | 0.20891 | 0.22271 |  |  |  |  | 84 | 0.013616
7802 | L_GUADGE1_3Y | 3 | South | YES | -0.000657 | 146 | 30 | 146 | 0 | 1.02 | CC | -1 | 0.010271 | 146 | 146 |  |  |  |  | -0.010271 | -1.4996 | 0.21233 | 0.22622 |  |  |  |  | 85 | 0.013616
7803 | L_GUADGE1_4Y | 4 | South | YES | -0.000657 | 149 | 30 | 149 | 0 | 1.02 | CC | -1 | 0.010271 | 149 | 149 |  |  |  |  | -0.010271 | -1.5304 | 0.21581 | 0.22981 |  |  |  |  | 86 | 0.013712
7804 | L_GUADGE1_5Y | 5 | South | YES | -0.000657 | 182 | 30 | 182 | 0 | 1.02 | CC | -1 | 0.010271 | 182 | 182 |  |  |  |  | -0.010271 | -1.8693 | 0.22007 | 0.23418 |  |  |  |  | 87 | 0.013801
7805 | L_GUADGE1_6Y | 6 | South | YES | -0.000657 | 203 | 30 | 203 | 0 | 1.02 | CC | -1 | 0.010271 | 203 | 203 |  |  |  |  | -0.010271 | -2.085 | 0.22482 | 0.23906 |  |  |  |  | 88 | 0.013896
1877 | WLFHOLW_1G | 1 | North | YES | -0.000635 | 217.3 | 89.2 | 217.3 | 0 | 1.032 | CC | -1 | 0.010249 | 217.3 | 217.3 |  |  | -0.13799 | 217.3 | -0.010249 | -2.2271 | 0.2299 | 0.24428 |  |  |  |  | 89 | 0.013993
1878 | WLFHOLW_2G | 2 | North | YES | -0.000635 | 215.7 | 105 | 215.7 | 0 | 1.032 | CC | -1 | 0.010249 | 215.7 | 215.7 |  |  | -0.13697 | 215.7 | -0.010249 | -2.2107 | 0.23495 | 0.24945 |  |  |  |  | 90 | 0.014111
1879 | WLFHOLW_3G | 3 | North | YES | -0.000635 | 272.4 | 89.2 | 272.4 | 0 | 1.032 | CC | -1 | 0.010249 | 272.4 | 272.4 |  |  | -0.17297 | 272.4 | -0.010249 | -2.7918 | 0.24132 | 0.25599 |  |  |  |  | 91 | 0.014243
48731 | CBE_GT1 | 1 | Houston | YES | -0.00059 | 76 | 0 | 76 | 0 | 1.029 | CC | -1 | 0.010204 | 76 | 76 |  |  |  |  | -0.010204 | -0.7755 | 0.2431 | 0.2578 |  |  |  |  | 92 | 0.014373
48732 | CBE_GT2 | 1 | Houston | YES | -0.00059 | 76 | 0 | 76 | 0 | 1.029 | CC | -1 | 0.010204 | 76 | 76 |  |  |  |  | -0.010204 | -0.7755 | 0.24488 | 0.25962 |  |  |  |  | 93 | 0.014502
48733 | CBE_ST12 | 1 | Houston | YES | -0.00059 | 105 | 0 | 105 | 0 | 1.029 | CC | -1 | 0.010204 | 105 | 105 |  |  |  |  | -0.010204 | -1.0714 | 0.24733 | 0.26213 |  |  |  |  | 94 | 0.014664
48734 | CBE_GT3 | 1 | Houston | YES | -0.00059 | 76 | 0 | 76 | 0 | 1.029 | CC | -1 | 0.010204 | 76 | 76 |  |  |  |  | -0.010204 | -0.7755 | 0.24911 | 0.26394 |  |  |  |  | 95 | 0.014702
48735 | CBE_GT4 | 1 | Houston | YES | -0.00059 | 76 | 0 | 76 | 0 | 1.029 | CC | -1 | 0.010204 | 76 | 76 |  |  |  |  | -0.010204 | -0.7755 | 0.25089 | 0.26576 |  |  |  |  | 96 | 0.014739
48736 | CBE_ST34 | 1 | Houston | YES | -0.00059 | 105 | 0 | 105 | 0 | 1.029 | CC | -1 | 0.010204 | 105 | 105 |  |  |  |  | -0.010204 | -1.0714 | 0.25335 | 0.26826 |  |  |  |  | 97 | 0.014791
5911 | STP_GN1___1 | 1 | Houston | YES | -0.000585 | 1333 | 1249 | 1333 | 0 | 1.0406 | Nuc | -1 | 0.010199 | 0 | 0 |  |  |  |  | -0.010199 | 0 | 0.25335 | 0.26826 |  |  |  |  | 98 | 0.014828
5912 | STP_GN2___2 | 2 | Houston | YES | -0.000585 | 1332 | 1249 | 1332 | 0 | 1.0406 | Nuc | -1 | 0.010199 | 0 | 0 |  |  |  |  | -0.010199 | 0 | 0.25335 | 0.26826 |  |  |  |  | 99 | 0.014866
5476 | BRA_AVR1_CT1 | 1 | South | YES | -0.000583 | 155 | 90 | 155 | 0 | 1.025 | CC | -1 | 0.010197 | 155 | 155 |  |  |  |  | -0.010197 | -1.5805 | 0.25697 | 0.27196 |  |  |  |  | 100 | 0.014917
5477 | BRA_AVR1_ST | 1 | South | YES | -0.000583 | 174 | 138 | 174 | 0 | 1.025 | CC | -1 | 0.010197 | 174 | 174 |  |  |  |  | -0.010197 | -1.7743 | 0.26104 | 0.27612 |  |  |  |  | 101 | 0.014917
5478 | BRA_AVR1_CT2 | 1 | South | YES | -0.000583 | 155 | 90 | 155 | 0 | 1.025 | CC | -1 | 0.010197 | 155 | 155 |  |  |  |  | -0.010197 | -1.5805 | 0.26467 | 0.27982 |  |  |  |  | 102 | 0.014917
5401 | CALAVER_JKS1 | 1 | South | YES | -0.000582 | 562 | 100 | 562 | 0 | 1.026 | LIGCO | -1 | 0.010196 | 0 | 562 |  |  |  |  | -0.010196 | 0 | 0.26467 | 0.27982 |  |  |  |  | 103 | 0.014991
48911 | TGF_GT1_8000 | 1 | Houston | YES | -0.000579 | 69.2 | 0 | 69.2 |  | 1.029 | Cogen | -1 | 0.010193 | 0 | 0 |  |  |  |  | -0.010193 | 0 | 0.26467 | 0.27982 |  |  |  |  | 104 | 0.015074
5436 | TUTTL_WBT1G1 | 1 | South | YES | -0.000578 | 48.8 | 20 | 61 | 0 | 1.012 | GST | -1 | 0.010192 | 61 | 61 |  |  |  |  | -0.010192 | -0.62171 | 0.2661 | 0.28127 |  |  |  |  | 105 | 0.015148
5438 | TUTTL_WBT3G3 | 3 | South | YES | -0.000578 | 95 | 25 | 95 | 0 | 1.012 | GST | -1 | 0.010192 | 95 | 95 |  |  |  |  | -0.010192 | -0.96824 | 0.26832 | 0.28354 |  |  |  |  | 106 | 0.015148
5439 | TUTTL_WBT4G4 | 4 | South | YES | -0.000578 | 151 | 40 | 151 | 0 | 1.012 | GST | -1 | 0.010192 | 151 | 151 |  |  |  |  | -0.010192 | -1.539 | 0.27185 | 0.28714 |  |  |  |  | 107 | 0.015148
49851 | DOW17000 | 37 | Houston | YES | -0.00057 | 39 | 0 | 62 | 0 | 1 | Cogen | -1 | 0.010184 | 0 | 0 |  |  |  |  | -0.010184 | 0 | 0.27185 | 0.28714 |  |  |  |  | 108 | 0.015176
49858 | DOW38100 | 31 | Houston | YES | -0.00057 | 45 | 0 | 71.4 |  | 1 | Cogen | -1 | 0.010184 | 0 | 0 |  |  |  |  | -0.010184 | 0 | 0.27185 | 0.28714 |  |  |  |  | 109 | 0.01522
49859 | DOW38200 | 33 | Houston | YES | -0.00057 | 28 | 0 | 45 | 0 | 1 | Cogen | -1 | 0.010184 | 0 | 0 |  |  |  |  | -0.010184 | 0 | 0.27185 | 0.28714 |  |  |  |  | 110 | 0.01529
49860 | DOW38300 | 32 | Houston | YES | -0.00057 | 63 | 0 | 101 |  | 1 | Cogen | -1 | 0.010184 | 0 | 0 |  |  |  |  | -0.010184 | 0 | 0.27185 | 0.28714 |  |  |  |  | 111 | 0.01529
49862 | DOW39100 | 36 | Houston | YES | -0.00057 | 54 | 0 | 86 | 0 | 1 | Cogen | -1 | 0.010184 | 0 | 0 |  |  |  |  | -0.010184 | 0 | 0.27185 | 0.28714 |  |  |  |  | 112 | 0.01529
49863 | DOW39200 | 35 | Houston | YES | -0.00057 | 55 | 0 | 88 | 0 | 1 | Cogen | -1 | 0.010184 | 0 | 0 |  |  |  |  | -0.010184 | 0 | 0.27185 | 0.28714 |  |  |  |  | 113 | 0.01529
49865 | DOW41000 | 41 | Houston | YES | -0.00057 | 31 | 0 | 50 |  | 1 | Cogen | -1 | 0.010184 | 0 | 0 |  |  |  |  | -0.010184 | 0 | 0.27185 | 0.28714 |  |  |  |  | 114 | 0.01529
49866 | DOW42000 | 42 | Houston | YES | -0.00057 | 11 | 0 | 18 |  | 1 | Cogen | -1 | 0.010184 | 0 | 0 |  |  |  |  | -0.010184 | 0 | 0.27185 | 0.28714 |  |  |  |  | 115 | 0.01529
49869 | DOW49000 | 45 | Houston | YES | -0.00057 | 59 | 0 | 94 |  | 1 | Cogen | -1 | 0.010184 | 0 | 0 |  |  |  |  | -0.010184 | 0 | 0.27185 | 0.28714 |  |  |  |  | 116 | 0.01529
49870 | DOW61000 | 61 | Houston | YES | -0.00057 | 44 | 0 | 70 | 0 | 1 | Cogen | -1 | 0.010184 | 0 | 0 |  |  |  |  | -0.010184 | 0 | 0.27185 | 0.28714 |  |  |  |  | 117 | 0.01529
49871 | DOW62000 | 62 | Houston | YES | -0.00057 | 40 | 0 | 63 | 0 | 1 | Cogen | -1 | 0.010184 | 0 | 0 |  |  |  |  | -0.010184 | 0 | 0.27185 | 0.28714 |  |  |  |  | 118 | 0.01529
49872 | DOW63000 | 63 | Houston | YES | -0.00057 | 45 | 0 | 72 | 0 | 1 | Cogen | -1 | 0.010184 | 0 | 0 |  |  |  |  | -0.010184 | 0 | 0.27185 | 0.28714 |  |  |  |  | 119 | 0.01529
49873 | DOW64000 | 64 | Houston | YES | -0.00057 | 41 | 0 | 64.8 | 0 | 1 | Cogen | -1 | 0.010184 | 0 | 0 |  |  |  |  | -0.010184 | 0 | 0.27185 | 0.28714 |  |  |  |  | 120 | 0.01529
49876 | DOW65000 | 65 | Houston | YES | -0.00057 | 63 | 0 | 101 | 0 | 1 | Cogen | -1 | 0.010184 | 0 | 0 |  |  |  |  | -0.010184 | 0 | 0.27185 | 0.28714 |  |  |  |  | 121 | 0.01529
49877 | DOW66000 | 66 | Houston | YES | -0.00057 | 61 | 0 | 97 | 0 | 1 | Cogen | -1 | 0.010184 | 0 | 0 |  |  |  |  | -0.010184 | 0 | 0.27185 | 0.28714 |  |  |  |  | 122 | 0.01529
49878 | DOW67000 | 67 | Houston | YES | -0.00057 | 65 | 0 | 103 | 0 | 1 | Cogen | -1 | 0.010184 | 0 | 0 |  |  |  |  | -0.010184 | 0 | 0.27185 | 0.28714 |  |  |  |  | 123 | 0.01529
49882 | DOW81000 | 81 | Houston | YES | -0.00057 | 47 | 0 | 76 | 0 | 1 | Cogen | -1 | 0.010184 | 0 | 0 |  |  |  |  | -0.010184 | 0 | 0.27185 | 0.28714 |  |  |  |  | 124 | 0.01529
49884 | DOW82000 | 82 | Houston | YES | -0.00057 | 51 | 0 | 80 | 0 | 1 | Cogen | -1 | 0.010184 | 0 | 0 |  |  |  |  | -0.010184 | 0 | 0.27185 | 0.28714 |  |  |  |  | 125 | 0.01529
49885 | DOW83000 | 83 | Houston | YES | -0.00057 | 51 | 0 | 80 | 0 | 1 | Cogen | -1 | 0.010184 | 0 | 0 |  |  |  |  | -0.010184 | 0 | 0.27185 | 0.28714 |  |  |  |  | 126 | 0.01529
49886 | DOW84000 | 84 | Houston | YES | -0.00057 | 107 | 0 | 171 | 0 | 0.98 | Cogen | -1 | 0.010184 | 0 | 0 |  |  |  |  | -0.010184 | 0 | 0.27185 | 0.28714 |  |  |  |  | 127 | 0.01529
48520 | BSF_GT1_8070 | 1 | Houston | YES | -0.000567 | 72 | 0 | 72 | 0 | 1.0326 | Cogen | -1 | 0.010181 | 0 | 0 |  |  |  |  | -0.010181 | 0 | 0.27185 | 0.28714 |  |  |  |  | 128 | 0.01529
48520 | BSF_GT1_8070 | 2 | Houston | YES | -0.000567 | 10 | 0 | 10 | 0 | 1.0326 | Cogen | -1 | 0.010181 | 0 | 0 |  |  |  |  | -0.010181 | 0 | 0.27185 | 0.28714 |  |  |  |  | 129 | 0.01529
39760 | TNSCLP1___8 | 1 | Houston | YES | -0.000566 | 93.4 | 20 | 116.8 | 0 | 1.04 | Cogen | -1 | 0.01018 | 0 | 0 |  |  |  |  | -0.01018 | 0 | 0.27185 | 0.28714 |  |  |  |  | 130 | 0.01529
39770 | TNSCLP2___8 | 1 | Houston | YES | -0.000566 | 91.6 | 20 | 114.5 | 0 | 1.04 | Cogen | -1 | 0.01018 | 0 | 0 |  |  |  |  | -0.01018 | 0 | 0.27185 | 0.28714 |  |  |  |  | 131 | 0.01529
39775 | TNSCLP4___8 | 1 | Houston | YES | -0.000566 | 95.2 | 20 | 119 | 0 | 1.04 | Cogen | -1 | 0.01018 | 0 | 0 |  |  |  |  | -0.01018 | 0 | 0.27185 | 0.28714 |  |  |  |  | 132 | 0.01529
39790 | TNSCLP3___8 | 1 | Houston | YES | -0.000566 | 87.6 | 20 | 109.5 | 0 | 1.027 | Cogen | -1 | 0.01018 | 0 | 0 |  |  |  |  | -0.01018 | 0 | 0.27185 | 0.28714 |  |  |  |  | 133 | 0.01529
48521 | BVE_GT1_GT1 | 1 | Houston | YES | -0.000559 | 167.7 | 0 | 167.7 |  | 1.035 | CC | -1 | 0.010173 | 167.7 | 167.7 |  |  |  |  | -0.010173 | -1.706 | 0.27578 | 0.29114 |  |  |  |  | 134 | 0.01529
48522 | BVE_GT2_5035 | 2 | Houston | YES | -0.000559 | 166.4 | 0 | 166.4 |  | 1.035 | CC | -1 | 0.010173 | 166.4 | 166.4 |  |  |  |  | -0.010173 | -1.6928 | 0.27967 | 0.2951 |  |  |  |  | 135 | 0.01529
48523 | BVE_ST1_GN1 | 3 | Houston | YES | -0.000559 | 252.4 | 0 | 252.4 |  | 1.035 | CC | -1 | 0.010173 | 252.4 | 252.4 |  |  |  |  | -0.010173 | -2.5677 | 0.28557 | 0.30111 |  |  |  |  | 136 | 0.01529
48926 | WAP_GN6_6 | 6 | Houston | YES | -0.000559 | 651 | 280 | 651 |  | 1.035 | LIGCO | -1 | 0.010173 | 0 | 651 |  |  |  |  | -0.010173 | 0 | 0.28557 | 0.30111 |  |  |  |  | 137 | 0.015361
48927 | WAP_GN7_7 | 7 | Houston | YES | -0.000559 | 564 | 277 | 564 |  | 1.035 | LIGCO | -1 | 0.010173 | 0 | 564 |  |  |  |  | -0.010173 | 0 | 0.28557 | 0.30111 |  |  |  |  | 138 | 0.01543
48928 | WAP_GN8_8 | 8 | Houston | YES | -0.000559 | 603 | 275 | 603 |  | 1.035 | LIGCO | -1 | 0.010173 | 0 | 603 |  |  |  |  | -0.010173 | 0 | 0.28557 | 0.30111 |  |  |  |  | 139 | 0.015536
48921 | WAP_GN1_1 | 1 | Houston | YES | -0.000558 | 132.8 | 37 | 166 | 0 | 1.0362 | GST | -1 | 0.010172 | 166 | 166 |  |  |  |  | -0.010172 | -1.6885 | 0.28946 | 0.30506 |  |  |  |  | 140 | 0.015536
48922 | WAP_GN2_2 | 2 | Houston | YES | -0.000558 | 132.8 | 37 | 166 | 0 | 1.0362 | GST | -1 | 0.010172 | 166 | 166 |  |  |  |  | -0.010172 | -1.6885 | 0.29334 | 0.30901 |  |  |  |  | 141 | 0.015536
48923 | WAP_GN3_3 | 3 | Houston | YES | -0.000558 | 198.4 | 93 | 248 | 0 | 1.0362 | GST | -1 | 0.010172 | 248 | 248 |  |  |  |  | -0.010172 | -2.5227 | 0.29914 | 0.31492 |  |  |  |  | 142 | 0.015536
48924 | WAP_GN4_4 | 4 | Houston | YES | -0.000558 | 546 | 217 | 546 | 0 | 1.0362 | GSC | -1 | 0.010172 | 546 | 546 |  |  |  |  | -0.010172 | -5.5539 | 0.31191 | 0.32792 |  |  |  |  | 143 | 0.015606
48925 | WAP_GN5_5 | 5 | Houston | YES | -0.000558 | 555 | 278 | 654 | 0 | 0.985 | LIGCO | -1 | 0.010172 | 0 | 654 |  |  |  |  | -0.010172 | 0 | 0.31191 | 0.32792 |  |  |  |  | 144 | 0.015675
48929 | WAPGT21_GT1 | B1 | Houston | YES | -0.000558 | 0 | 0 | 13 |  | 1.05 | GGT | -1 | 0.010172 | 13 | 13 |  |  |  |  | -0.010172 | -0.13224 | 0.31222 | 0.32823 |  |  |  |  | 145 | 0.015778
48730 | MNS_GT | 1 | Houston | YES | -0.000557 | 43 | 0 | 46.1 |  | 1.029 | Cogen | -1 | 0.010171 | 0 | 0 |  |  |  |  | -0.010171 | 0 | 0.31222 | 0.32823 |  |  |  |  | 146 | 0.016006
48510 | AK_GT1__8040 | 1 | Houston | YES | -0.000555 | 33.4 | 8.1 | 34 |  | 1.029 | Cogen | -1 | 0.010169 | 0 | 0 |  |  |  |  | -0.010169 | 0 | 0.31222 | 0.32823 |  |  |  |  | 147 | 0.016006
5111 | CALAVER_JTD1 | 1 | South | YES | -0.000554 | 430 | 80 | 430 | 0 | 1.0138 | LIGCO | -1 | 0.010168 | 0 | 430 |  |  |  |  | -0.010168 | 0 | 0.31222 | 0.32823 |  |  |  |  | 148 | 0.016012
5112 | CALAVER_JTD2 | 2 | South | YES | -0.000554 | 430 | 80 | 430 | 0 | 1.0138 | LIGCO | -1 | 0.010168 | 0 | 430 |  |  |  |  | -0.010168 | 0 | 0.31222 | 0.32823 |  |  |  |  | 149 | 0.016012
38580 | TNBP_CGN1_8 | 1 | Houston | YES | -0.000549 | 70.8 | 0 | 70.8 | 0 | 1.005 | Cogen | -1 | 0.010163 | 0 | 0 |  |  |  |  | -0.010163 | 0 | 0.31222 | 0.32823 |  |  |  |  | 150 | 0.016012
38590 | TNBP_CGN2_8 | 2 | Houston | YES | -0.000549 | 66.7 | 0 | 66.7 | 0 | 1.005 | Cogen | -1 | 0.010163 | 0 | 0 |  |  |  |  | -0.010163 | 0 | 0.31222 | 0.32823 |  |  |  |  | 151 | 0.016012
38600 | TNBP_CGN3_8 | 5 | Houston | YES | -0.000549 | 53 | 0 | 53 | 0 | 1.005 | Cogen | -1 | 0.010163 | 0 | 0 |  |  |  |  | -0.010163 | 0 | 0.31222 | 0.32823 |  |  |  |  | 152 | 0.016012
38611 | TNBPAMCG1_8 | 1 | Houston | YES | -0.000549 | 153.2 | 0 | 153.2 | 0 | 1.005 | Cogen | -1 | 0.010163 | 0 | 0 |  |  |  |  | -0.010163 | 0 | 0.31222 | 0.32823 |  |  |  |  | 153 | 0.016012
38612 | TNBPAMCG2_8 | 2 | Houston | YES | -0.000549 | 153.5 | 0 | 153.5 | 0 | 1.005 | Cogen | -1 | 0.010163 | 0 | 0 |  |  |  |  | -0.010163 | 0 | 0.31222 | 0.32823 |  |  |  |  | 154 | 0.016012
38613 | TNBPAMCG3_8 | 3 | Houston | YES | -0.000549 | 152.3 | 0 | 152.3 | 0 | 1.005 | Cogen | -1 | 0.010163 | 0 | 0 |  |  |  |  | -0.010163 | 0 | 0.31222 | 0.32823 |  |  |  |  | 155 | 0.016012
38614 | TNBPAMCG4_8 | 4 | Houston | YES | -0.000549 | 96 | 0 | 96 |  | 1.005 | Cogen | -1 | 0.010163 | 0 | 0 |  |  |  |  | -0.010163 | 0 | 0.31222 | 0.32823 |  |  |  |  | 156 | 0.016012
38615 | TNBPAMCG5_8 | 1 | Houston | YES | -0.000549 | 244 | 0 | 244 | 0 | 1.005 | Cogen | -1 | 0.010163 | 0 | 0 |  |  |  |  | -0.010163 | 0 | 0.31222 | 0.32823 |  |  |  |  | 157 | 0.016012
38690 | TNBP_CGN4_8 | 3 | Houston | YES | -0.000549 | 40 | 0 | 40 |  | 1.005 | Cogen | -1 | 0.010163 | 0 | 0 |  |  |  |  | -0.010163 | 0 | 0.31222 | 0.32823 |  |  |  |  | 158 | 0.016012
38711 | TNTXCTY1CG8 | 1 | Houston | YES | -0.000549 | 100.3 | 59 | 100.3 | 0 | 1 | Cogen | -1 | 0.010163 | 0 | 0 |  |  |  |  | -0.010163 | 0 | 0.31222 | 0.32823 |  |  |  |  | 159 | 0.016012
38712 | TNTXCTY2CG8 | 1 | Houston | YES | -0.000549 | 92.9 | 59 | 92.9 | 0 | 1 | Cogen | -1 | 0.010163 | 0 | 0 |  |  |  |  | -0.010163 | 0 | 0.31222 | 0.32823 |  |  |  |  | 160 | 0.016012
38713 | TNTXCTY3CG8 | 1 | Houston | YES | -0.000549 | 102.7 | 59 | 102.7 | 0 | 1 | Cogen | -1 | 0.010163 | 0 | 0 |  |  |  |  | -0.010163 | 0 | 0.31222 | 0.32823 |  |  |  |  | 161 | 0.016012
38714 | TNTXCTY4CG8 | 1 | Houston | YES | -0.000549 | 103 | 59 | 103 | 0 | 1 | Cogen | -1 | 0.010163 | 0 | 0 |  |  |  |  | -0.010163 | 0 | 0.31222 | 0.32823 |  |  |  |  | 162 | 0.016012
39470 | TNDOWCGNSG8 | 1 | Houston | YES | -0.000549 | 32 | 10 | 32 | 0 | 0.985 | Cogen | -1 | 0.010163 | 0 | 0 |  |  |  |  | -0.010163 | 0 | 0.31222 | 0.32823 |  |  |  |  | 163 | 0.016012
39480 | TNDOWCGNGG8 | 1 | Houston | YES | -0.000549 | 30 | 10 | 30 | 0 | 0.985 | Cogen | -1 | 0.010163 | 0 | 0 |  |  |  |  | -0.010163 | 0 | 0.31222 | 0.32823 |  |  |  |  | 164 | 0.016012
5396 | CALAVER_OWS1 | 1 | South | YES | -0.000546 | 418 | 80 | 418 | 0 | 1.0192 | GST | -1 | 0.01016 | 418 | 418 |  |  |  |  | -0.01016 | -4.2469 | 0.322 | 0.33817 |  |  |  |  | 165 | 0.016012
5397 | CALAVER_OWS2 | 2 | South | YES | -0.000546 | 400 | 80 | 400 | 0 | 1.0192 | GST | -1 | 0.01016 | 400 | 400 |  |  |  |  | -0.01016 | -4.064 | 0.33135 | 0.34769 |  |  |  |  | 166 | 0.016012
48772 | PHR_GN2_2 | MB | Houston | YES | -0.000546 | 0 | 72 | 459 |  | 1.0362 | GSC | -1 | 0.01016 | 0 | 0 |  |  |  |  | -0.01016 | 0 | 0.33135 | 0.34769 |  |  |  |  | 167 | 0.016012
5026 | BRAUNIG_VHB1 | 1 | South | YES | -0.000544 | 215 | 40 | 215 | 0 | 1.0192 | GST | -1 | 0.010158 | 215 | 215 |  |  |  |  | -0.010158 | -2.184 | 0.33638 | 0.3528 |  |  |  |  | 168 | 0.016174
5027 | BRAUNIG_VHB2 | 2 | South | YES | -0.000544 | 216 | 40 | 216 | 0 | 1.0192 | GST | -1 | 0.010158 | 216 | 216 |  |  |  |  | -0.010158 | -2.1941 | 0.34144 | 0.35793 |  |  |  |  | 169 | 0.01633
48531 | BYU_GT1_8075 | 1 | Houston | YES | -0.000544 | 65 | 0 | 65 |  | 1.0362 | Cogen | -1 | 0.010158 | 0 | 0 |  |  |  |  | -0.010158 | 0 | 0.34144 | 0.35793 |  |  |  |  | 170 | 0.01633
48532 | BYU_GT2_8055 | 2 | Houston | YES | -0.000544 | 62 | 0 | 62 |  | 1.0362 | Cogen | -1 | 0.010158 | 0 | 0 |  |  |  |  | -0.010158 | 0 | 0.34144 | 0.35793 |  |  |  |  | 171 | 0.016413
48533 | BYU_GT3_8060 | 3 | Houston | YES | -0.000544 | 67 | 0 | 67 |  | 1.0362 | Cogen | -1 | 0.010158 | 0 | 0 |  |  |  |  | -0.010158 | 0 | 0.34144 | 0.35793 |  |  |  |  | 172 | 0.016496
48534 | BYU_GT4_8065 | 4 | Houston | YES | -0.000544 | 65 | 0 | 65 |  | 1.0362 | Cogen | -1 | 0.010158 | 0 | 0 |  |  |  |  | -0.010158 | 0 | 0.34144 | 0.35793 |  |  |  |  | 173 | 0.016496
48561 | CTL_GT2_8130 | 1 | Houston | YES | -0.000544 | 73.5 | 30.3 | 91.9 |  | 1.0362 | Cogen | -1 | 0.010158 | 0 | 0 |  |  |  |  | -0.010158 | 0 | 0.34144 | 0.35793 |  |  |  |  | 174 | 0.016496
48562 | CTL_GT3_8135 | 2 | Houston | YES | -0.000544 | 70.1 | 30.3 | 87.6 |  | 1.0362 | Cogen | -1 | 0.010158 | 0 | 0 |  |  |  |  | -0.010158 | 0 | 0.34144 | 0.35793 |  |  |  |  | 175 | 0.016496
48563 | CTL_GT4_8140 | 3 | Houston | YES | -0.000544 | 69.6 | 30.3 | 87 |  | 1.0362 | Cogen | -1 | 0.010158 | 0 | 0 |  |  |  |  | -0.010158 | 0 | 0.34144 | 0.35793 |  |  |  |  | 176 | 0.016496
48564 | CTL_GN1_8145 | 4 | Houston | YES | -0.000544 | 43.6 | 12.9 | 54.5 |  | 1.0362 | Cogen | -1 | 0.010158 | 0 | 0 |  |  |  |  | -0.010158 | 0 | 0.34144 | 0.35793 |  |  |  |  | 177 | 0.016496
48565 | CTL_GN2_8155 | 5 | Houston | YES | -0.000544 | 9.8 | 3.4 | 12.2 |  | 1.0362 | Cogen | -1 | 0.010158 | 0 | 0 |  |  |  |  | -0.010158 | 0 | 0.34144 | 0.35793 |  |  |  |  | 178 | 0.016496
48691 | GBY_73741085 | B | Houston | YES | -0.000543 | 37.6 | 20 | 47 | 0 | 1.0362 | GGT | -1 | 0.010157 | 47 | 47 |  |  |  |  | -0.010157 | -0.47738 | 0.34254 | 0.35905 |  |  |  |  | 179 | 0.016496
48691 | GBY_73741085 | A | Houston | YES | -0.000543 | 37.6 | 20 | 47 | 0 | 1.0362 | GGT | -1 | 0.010157 | 47 | 47 |  |  |  |  | -0.010157 | -0.47738 | 0.34364 | 0.36017 |  |  |  |  | 180 | 0.016496
48692 | GBY_81821075 | D | Houston | YES | -0.000543 | 44 | 20 | 55 | 0 | 1.0362 | GGT | -1 | 0.010157 | 55 | 55 |  |  |  |  | -0.010157 | -0.55863 | 0.34492 | 0.36148 |  |  |  |  | 181 | 0.016496
48692 | GBY_81821075 | C | Houston | YES | -0.000543 | 37.6 | 20 | 47 | 0 | 1.0362 | GGT | -1 | 0.010157 | 47 | 47 |  |  |  |  | -0.010157 | -0.47738 | 0.34602 | 0.36259 |  |  |  |  | 182 | 0.016514
48693 | GBY_83841065 | F | Houston | YES | -0.000543 | 43.2 | 20 | 54 | 0 | 1.0362 | GGT | -1 | 0.010157 | 54 | 54 |  |  |  |  | -0.010157 | -0.54848 | 0.34729 | 0.36388 |  |  |  |  | 183 | 0.016532
48693 | GBY_83841065 | E | Houston | YES | -0.000543 | 45.6 | 20 | 57 | 0 | 1.0362 | GGT | -1 | 0.010157 | 57 | 57 |  |  |  |  | -0.010157 | -0.57895 | 0.34862 | 0.36523 |  |  |  |  | 184 | 0.016553
48641 | DPEC_GT15040 | 1 | Houston | YES | -0.000542 | 163.2 | 98 | 163.2 | 0 | 1.0319 | CC | -1 | 0.010156 | 163.2 | 163.2 |  |  |  |  | -0.010156 | -1.6575 | 0.35244 | 0.36911 |  |  |  |  | 185 | 0.016571
48642 | DPEC_GT25025 | 2 | Houston | YES | -0.000542 | 157.1 | 98 | 157.1 | 0 | 1.0319 | CC | -1 | 0.010156 | 157.1 | 157.1 |  |  |  |  | -0.010156 | -1.5955 | 0.35611 | 0.37285 |  |  |  |  | 186 | 0.016592
48643 | DPEC_GT35010 | 3 | Houston | YES | -0.000542 | 157.5 | 98 | 157.5 | 0 | 1.0319 | CC | -1 | 0.010156 | 157.5 | 157.5 |  |  |  |  | -0.010156 | -1.5996 | 0.3598 | 0.37659 |  |  |  |  | 187 | 0.016613
48644 | DPEC_GT45070 | 4 | Houston | YES | -0.000542 | 157 | 98 | 157 | 0 | 1.0319 | CC | -1 | 0.010156 | 157 | 157 |  |  |  |  | -0.010156 | -1.5945 | 0.36347 | 0.38032 |  |  |  |  | 188 | 0.016675
48645 | DPEC_ST55065 | 5 | Houston | YES | -0.000542 | 282 | 0 | 282 | 0 | 1.0319 | CC | -1 | 0.010156 | 282 | 282 |  |  |  |  | -0.010156 | -2.864 | 0.37007 | 0.38703 |  |  |  |  | 189 | 0.016735
48761 | PR_GT1__9040 | 1 | Houston | YES | -0.000542 | 26 | 0 | 35 |  | 1 | Cogen | -1 | 0.010156 | 0 | 0 |  |  |  |  | -0.010156 | 0 | 0.37007 | 0.38703 |  |  |  |  | 190 | 0.016795
48841 | SJS_GT1_GT1 | 1 | Houston | YES | -0.000542 | 62.4 | 49 | 78 | 0 | 1.0362 | Cogen | -1 | 0.010156 | 0 | 0 |  |  |  |  | -0.010156 | 0 | 0.37007 | 0.38703 |  |  |  |  | 191 | 0.016854
48842 | SJS_GT2_GT2 | 2 | Houston | YES | -0.000542 | 64.8 | 49 | 81 | 0 | 1.0362 | Cogen | -1 | 0.010156 | 0 | 0 |  |  |  |  | -0.010156 | 0 | 0.37007 | 0.38703 |  |  |  |  | 192 | 0.016962
48551 | CAL_GT1_8045 | 1 | Houston | YES | -0.000541 | 149 | 0 | 149 | 0 | 1.0326 | Cogen | -1 | 0.010155 | 0 | 0 |  |  |  |  | -0.010155 | 0 | 0.37007 | 0.38703 |  |  |  |  | 193 | 0.016962
48552 | CAL_ST1_8000 | 2 | Houston | YES | -0.000541 | 65.1 | 0 | 65.1 | 0 | 1.0326 | Cogen | -1 | 0.010155 | 0 | 0 |  |  |  |  | -0.010155 | 0 | 0.37007 | 0.38703 |  |  |  |  | 194 | 0.016962
48611 | DIB_GT1_8080 | 1 | Houston | YES | -0.000541 | 64 | 0 | 64 | 0 | 1.0326 | Cogen | -1 | 0.010155 | 0 | 0 |  |  |  |  | -0.010155 | 0 | 0.37007 | 0.38703 |  |  |  |  | 195 | 0.016962
48612 | DIB_GT2_8075 | 2 | Houston | YES | -0.000541 | 63.2 | 0 | 63.2 | 0 | 1.0326 | Cogen | -1 | 0.010155 | 0 | 0 |  |  |  |  | -0.010155 | 0 | 0.37007 | 0.38703 |  |  |  |  | 196 | 0.016962
48613 | DIB_ST1_8085 | 3 | Houston | YES | -0.000541 | 67.9 | 30 | 82.6 | 0 | 1.0326 | Cogen | -1 | 0.010155 | 0 | 0 |  |  |  |  | -0.010155 | 0 | 0.37007 | 0.38703 |  |  |  |  | 197 | 0.016962
48614 | DIB_GT3_8090 | 4 | Houston | YES | -0.000541 | 73.6 | 15 | 73.6 | 0 | 1.0326 | Cogen | -1 | 0.010155 | 0 | 0 |  |  |  |  | -0.010155 | 0 | 0.37007 | 0.38703 |  |  |  |  | 198 | 0.016962
48740 | PSG_GN2_8050 | 1 | Houston | YES | -0.000541 | 182 | 60 | 182 | 0 | 1.0326 | Cogen | -1 | 0.010155 | 0 | 0 |  |  |  |  | -0.010155 | 0 | 0.37007 | 0.38703 |  |  |  |  | 199 | 0.016962
48741 | PSG_GT2_8040 | 1 | Houston | YES | -0.000541 | 158.6 | 50 | 158.6 | 0 | 1.0326 | Cogen | -1 | 0.010155 | 0 | 0 |  |  |  |  | -0.010155 | 0 | 0.37007 | 0.38703 |  |  |  |  | 200 | 0.016962
48742 | PSG_GT3_8060 | 1 | Houston | YES | -0.000541 | 157 | 50 | 157 | 0 | 1.0326 | Cogen | -1 | 0.010155 | 0 | 0 |  |  |  |  | -0.010155 | 0 | 0.37007 | 0.38703 |  |  |  |  | 201 | 0.016962
48845 | SOL_GT1 | 1 | Houston | YES | -0.000541 | 16.2 | 15.4 | 16.2 |  | 1.0326 | Solar | -1 | 0.010155 | 16.2 | 16.2 |  |  |  |  | -0.010155 | -0.16451 | 0.37045 | 0.38741 |  |  |  |  | 202 | 0.016962
48851 | SRB_GN1_1 | 1 | Houston | YES | -0.000541 | 132 | 26 | 165 | 0 | 1.0217 | GST | -1 | 0.010155 | 165 | 165 |  |  |  |  | -0.010155 | -1.6756 | 0.37431 | 0.39134 |  |  |  |  | 203 | 0.016962
48852 | SRB_GN2_2 | 2 | Houston | YES | -0.000541 | 140.8 | 26 | 176 | 0 | 1.0217 | GST | -1 | 0.010155 | 176 | 176 |  |  |  |  | -0.010155 | -1.7873 | 0.37842 | 0.39552 |  |  |  |  | 204 | 0.016962
48853 | SRB_GN3_3 | 3 | Houston | YES | -0.000541 | 170.4 | 35 | 213 |  | 1.0326 | GST | -1 | 0.010155 | 213 | 213 |  |  |  |  | -0.010155 | -2.163 | 0.38341 | 0.40058 |  |  |  |  | 205 | 0.016968
48854 | SRB_GN4_4 | 4 | Houston | YES | -0.000541 | 182.4 | 35 | 228 | 0 | 1.0326 | GST | -1 | 0.010155 | 228 | 228 |  |  |  |  | -0.010155 | -2.3153 | 0.38874 | 0.406 |  |  |  |  | 206 | 0.01703
48855 | SRB_GT211035 | B1 | Houston | YES | -0.000541 | 0 | 0 | 18 |  | 1.014 | GGT | -1 | 0.010155 | 18 | 18 |  |  |  |  | -0.010155 | -0.18279 | 0.38916 | 0.40643 |  |  |  |  | 207 | 0.017096
48855 | SRB_GT211035 | B2 | Houston | YES | -0.000541 | 0 | 0 | 12 |  | 1.014 | GGT | -1 | 0.010155 | 12 | 12 |  |  |  |  | -0.010155 | -0.12186 | 0.38944 | 0.40672 |  |  |  |  | 208 | 0.017177
48500 | APD_GT1_8005 | 1 | Houston | YES | -0.00054 | 137.6 | 54.6 | 137.6 | 0 | 1.0362 | Cogen | -1 | 0.010154 | 0 | 0 |  |  |  |  | -0.010154 | 0 | 0.38944 | 0.40672 |  |  |  |  | 209 | 0.017263
48511 | LPE_GT1_8070 | 1 | Houston | YES | -0.00054 | 42 | 0 | 42 | 0 | 1.0362 | GGT | -1 | 0.010154 | 42 | 42 |  |  |  |  | -0.010154 | -0.42647 | 0.39043 | 0.40772 |  |  |  |  | 210 | 0.01727
48512 | LPE_GT2_8075 | 2 | Houston | YES | -0.00054 | 42 | 0 | 42 | 0 | 1.0362 | GGT | -1 | 0.010154 | 42 | 42 |  |  |  |  | -0.010154 | -0.42647 | 0.39141 | 0.40871 |  |  |  |  | 211 | 0.017274
48513 | LPE_GT3_8080 | 3 | Houston | YES | -0.00054 | 39 | 0 | 39 | 0 | 1.0362 | GGT | -1 | 0.010154 | 39 | 39 |  |  |  |  | -0.010154 | -0.39601 | 0.39232 | 0.40964 |  |  |  |  | 212 | 0.017274
48514 | LPE_GT4_8085 | 4 | Houston | YES | -0.00054 | 39 | 0 | 39 | 0 | 1.0362 | GGT | -1 | 0.010154 | 39 | 39 |  |  |  |  | -0.010154 | -0.39601 | 0.39323 | 0.41057 |  |  |  |  | 213 | 0.01729
48593 | CHE_GT1_8015 | 1 | Houston | YES | -0.00054 | 173 | 50 | 173 | 0 | 1.0362 | Cogen | -1 | 0.010154 | 0 | 0 |  |  |  |  | -0.010154 | 0 | 0.39323 | 0.41057 |  |  |  |  | 214 | 0.017306
48594 | CHE_GN4_8025 | 4 | Houston | YES | -0.00054 | 142 | 60 | 142 | 0 | 1.0362 | Cogen | -1 | 0.010154 | 0 | 0 |  |  |  |  | -0.010154 | 0 | 0.39323 | 0.41057 |  |  |  |  | 215 | 0.01732
48820 | SHELLG1_3015 | 1 | Houston | YES | -0.00054 | 71 | 34.5 | 71 |  | 1.029 | Cogen | -1 | 0.010154 | 0 | 0 |  |  |  |  | -0.010154 | 0 | 0.39323 | 0.41057 |  |  |  |  | 216 | 0.017335
48821 | SHELLG2 | 2 | Houston | YES | -0.00054 | 72 | 34.5 | 72 |  | 1.029 | Cogen | -1 | 0.010154 | 0 | 0 |  |  |  |  | -0.010154 | 0 | 0.39323 | 0.41057 |  |  |  |  | 217 | 0.017335
48822 | SHELLG3_3020 | 2 | Houston | YES | -0.00054 | 30 | 0 | 30 |  | 1.029 | Cogen | -1 | 0.010154 | 0 | 0 |  |  |  |  | -0.010154 | 0 | 0.39323 | 0.41057 |  |  |  |  | 218 | 0.017335
48822 | SHELLG3_3020 | 1 | Houston | YES | -0.00054 | 39 | 0 | 39 |  | 1.029 | Cogen | -1 | 0.010154 | 0 | 0 |  |  |  |  | -0.010154 | 0 | 0.39323 | 0.41057 |  |  |  |  | 219 | 0.017335
48873 | THW_ST3_ST_3 | 3 | Houston | YES | -0.000539 | 107 | 19 | 107 | 0 | 1.0435 | CC | -1 | 0.010153 | 107 | 107 |  |  |  |  | -0.010153 | -1.0864 | 0.39574 | 0.41311 |  |  |  |  | 220 | 0.017335
48874 | THW_ST4_ST_4 | 4 | Houston | YES | -0.000539 | 108 | 19 | 108 | 0 | 1.0435 | CC | -1 | 0.010153 | 108 | 108 |  |  |  |  | -0.010153 | -1.0965 | 0.39826 | 0.41568 |  |  |  |  | 221 | 0.017335
48875 | THW_3132 | A | Houston | YES | -0.000539 | 55 | 5 | 55 | 0 | 1.0435 | CC | -1 | 0.010153 | 55 | 55 |  |  |  |  | -0.010153 | -0.55841 | 0.39955 | 0.41698 |  |  |  |  | 222 | 0.017335
48875 | THW_3132 | B | Houston | YES | -0.000539 | 53 | 5 | 53 | 0 | 1.0435 | CC | -1 | 0.010153 | 53 | 53 |  |  |  |  | -0.010153 | -0.53811 | 0.40079 | 0.41824 |  |  |  |  | 223 | 0.017375
48877 | THW_3334 | C | Houston | YES | -0.000539 | 55 | 5 | 55 | 0 | 1.0435 | CC | -1 | 0.010153 | 55 | 55 |  |  |  |  | -0.010153 | -0.55841 | 0.40208 | 0.41955 |  |  |  |  | 224 | 0.017415
48877 | THW_3334 | D | Houston | YES | -0.000539 | 57 | 5 | 57 | 0 | 1.0435 | CC | -1 | 0.010153 | 57 | 57 |  |  |  |  | -0.010153 | -0.57872 | 0.40341 | 0.42091 |  |  |  |  | 225 | 0.017436
48879 | THW_4142 | E | Houston | YES | -0.000539 | 56 | 5 | 56 | 0 | 1.0435 | CC | -1 | 0.010153 | 56 | 56 |  |  |  |  | -0.010153 | -0.56857 | 0.40472 | 0.42224 |  |  |  |  | 226 | 0.017456
48879 | THW_4142 | F | Houston | YES | -0.000539 | 55 | 5 | 55 | 0 | 1.0435 | CC | -1 | 0.010153 | 55 | 55 |  |  |  |  | -0.010153 | -0.55841 | 0.40601 | 0.42354 |  |  |  |  | 227 | 0.017476
48881 | THW_4344 | G | Houston | YES | -0.000539 | 58 | 5 | 58 | 0 | 1.0435 | CC | -1 | 0.010153 | 58 | 58 |  |  |  |  | -0.010153 | -0.58887 | 0.40736 | 0.42492 |  |  |  |  | 228 | 0.017497
48881 | THW_4344 | H | Houston | YES | -0.000539 | 58 | 5 | 58 | 0 | 1.0435 | CC | -1 | 0.010153 | 58 | 58 |  |  |  |  | -0.010153 | -0.58887 | 0.40872 | 0.4263 |  |  |  |  | 229 | 0.017518
48582 | CBY_GN2_2 | 2 | Houston | YES | -0.000538 | 596.8 | 110 | 746 | 0 | 1.0435 | GSC | -1 | 0.010152 | 746 | 746 |  |  |  |  | -0.010152 | -7.5734 | 0.42617 | 0.44403 |  |  |  |  | 230 | 0.017539
48883 | THW_GT1_GT_1 | B2 | Houston | YES | -0.000538 | 0 | 0 | 12 |  | 1.043 | GGT | -1 | 0.010152 | 12 | 12 |  |  |  |  | -0.010152 | -0.12182 | 0.42645 | 0.44432 |  |  |  |  | 231 | 0.01756
8134 | FOR #1 | 1 | South | YES | -0.000537 | 54.1 | 45 | 79 | 0 | 1 | Cogen | -1 | 0.010151 | 0 | 0 |  |  |  |  | -0.010151 | 0 | 0.42645 | 0.44432 |  |  |  |  | 232 | 0.017582
8138 | FOR #2 | 2 | South | YES | -0.000537 | 63.1 | 45 | 81 | 0 | 1 | Cogen | -1 | 0.010151 | 0 | 0 |  |  |  |  | -0.010151 | 0 | 0.42645 | 0.44432 |  |  |  |  | 233 | 0.017858
8153 | FOR #3 | 3 | South | YES | -0.000537 | 63.1 | 45 | 79.9 | 0 | 1 | Cogen | -1 | 0.010151 | 0 | 0 |  |  |  |  | -0.010151 | 0 | 0.42645 | 0.44432 |  |  |  |  | 234 | 0.017863
8154 | FOR #4 | 4 | South | YES | -0.000537 | 63.1 | 60 | 80 | 0 | 1 | Cogen | -1 | 0.010151 | 0 | 0 |  |  |  |  | -0.010151 | 0 | 0.42645 | 0.44432 |  |  |  |  | 235 | 0.017863
8155 | FOR #5 | 5 | South | YES | -0.000537 | 63.1 | 60 | 78.4 | 0 | 1 | Cogen | -1 | 0.010151 | 0 | 0 |  |  |  |  | -0.010151 | 0 | 0.42645 | 0.44432 |  |  |  |  | 236 | 0.017863
8156 | FOR #6 | 6 | South | YES | -0.000537 | 24.9 | 5 | 25 | 0 | 1 | Cogen | -1 | 0.010151 | 0 | 0 |  |  |  |  | -0.010151 | 0 | 0.42645 | 0.44432 |  |  |  |  | 237 | 0.017863
8157 | FOR #7 | 7 | South | YES | -0.000537 | 28.8 | 5 | 46 | 0 | 1 | Cogen | -1 | 0.010151 | 0 | 0 |  |  |  |  | -0.010151 | 0 | 0.42645 | 0.44432 |  |  |  |  | 238 | 0.017863
48791 | PSA_GT1_8160 | 1 | Houston | YES | -0.000537 | 52 | 20.8 | 65 | 0 | 1.0362 | Cogen | -1 | 0.010151 | 0 | 0 |  |  |  |  | -0.010151 | 0 | 0.42645 | 0.44432 |  |  |  |  | 239 | 0.017863
48792 | PSA_GT2_8155 | 2 | Houston | YES | -0.000537 | 52.8 | 20.3 | 66 | 0 | 1.0362 | Cogen | -1 | 0.010151 | 0 | 0 |  |  |  |  | -0.010151 | 0 | 0.42645 | 0.44432 |  |  |  |  | 240 | 0.017863
48793 | PSA_GT3_8150 | 3 | Houston | YES | -0.000537 | 56 | 20.3 | 70 | 0 | 1.0362 | Cogen | -1 | 0.010151 | 0 | 0 |  |  |  |  | -0.010151 | 0 | 0.42645 | 0.44432 |  |  |  |  | 241 | 0.017863
48794 | PSA_GT4_8145 | 4 | Houston | YES | -0.000537 | 52.8 | 20.3 | 66 | 0 | 1.0362 | Cogen | -1 | 0.010151 | 0 | 0 |  |  |  |  | -0.010151 | 0 | 0.42645 | 0.44432 |  |  |  |  | 242 | 0.017863
48795 | PSA_GT5_8140 | 5 | Houston | YES | -0.000537 | 51.2 | 20.3 | 64 | 0 | 1.0362 | Cogen | -1 | 0.010151 | 0 | 0 |  |  |  |  | -0.010151 | 0 | 0.42645 | 0.44432 |  |  |  |  | 243 | 0.017863
48796 | PSA_GN1_8165 | 1 | Houston | YES | -0.000537 | 83.2 | 43.1 | 104 | 0 | 1.0362 | Cogen | -1 | 0.010151 | 0 | 0 |  |  |  |  | -0.010151 | 0 | 0.42645 | 0.44432 |  |  |  |  | 244 | 0.017863
48797 | PSA_GT6_8135 | 6 | Houston | YES | -0.000537 | 47.2 | 34.5 | 59 | 0 | 1.0362 | Cogen | -1 | 0.010151 | 0 | 0 |  |  |  |  | -0.010151 | 0 | 0.42645 | 0.44432 |  |  |  |  | 245 | 0.017863
49803 | EXN_15GT | 1 | Houston | YES | -0.000537 | 33 | 8.3 | 34 |  | 1.0326 | Cogen | -1 | 0.010151 | 0 | 0 |  |  |  |  | -0.010151 | 0 | 0.42645 | 0.44432 |  |  |  |  | 246 | 0.017863
49804 | EXN_16GT | 2 | Houston | YES | -0.000537 | 32 | 8.3 | 34.7 |  | 1.0326 | Cogen | -1 | 0.010151 | 0 | 0 |  |  |  |  | -0.010151 | 0 | 0.42645 | 0.44432 |  |  |  |  | 247 | 0.017863
49805 | EXN_17GT | 3 | Houston | YES | -0.000537 | 31 | 8.3 | 32.7 |  | 1.0326 | Cogen | -1 | 0.010151 | 0 | 0 |  |  |  |  | -0.010151 | 0 | 0.42645 | 0.44432 |  |  |  |  | 248 | 0.017863
49826 | EXN938GT | 5 | Houston | YES | -0.000537 | 43 | 9.2 | 45.9 |  | 1.0326 | Cogen | -1 | 0.010151 | 0 | 0 |  |  |  |  | -0.010151 | 0 | 0.42645 | 0.44432 |  |  |  |  | 249 | 0.017863
49828 | EXN941GT | 10 | Houston | YES | -0.000537 | 17.7 | 5.4 | 17.7 | 0 | 1.0326 | Cogen | -1 | 0.010151 | 0 | 0 |  |  |  |  | -0.010151 | 0 | 0.42645 | 0.44432 |  |  |  |  | 250 | 0.017863
49829 | EXN942GT | 11 | Houston | YES | -0.000537 | 20 | 5.4 | 20.4 | 0 | 1.0326 | Cogen | -1 | 0.010151 | 0 | 0 |  |  |  |  | -0.010151 | 0 | 0.42645 | 0.44432 |  |  |  |  | 251 | 0.017863
49830 | EXN943GT | 12 | Houston | YES | -0.000537 | 19 | 5.4 | 19.9 | 0 | 1.0326 | Cogen | -1 | 0.010151 | 0 | 0 |  |  |  |  | -0.010151 | 0 | 0.42645 | 0.44432 |  |  |  |  | 252 | 0.017863
49831 | EXN944GT | 13 | Houston | YES | -0.000537 | 33 | 5.4 | 35 | 0 | 1.0326 | Cogen | -1 | 0.010151 | 0 | 0 |  |  |  |  | -0.010151 | 0 | 0.42645 | 0.44432 |  |  |  |  | 253 | 0.017863
49832 | EXN945GT | 9 | Houston | YES | -0.000537 | 18.5 | 9.2 | 18.5 |  | 1.0326 | Cogen | -1 | 0.010151 | 0 | 0 |  |  |  |  | -0.010151 | 0 | 0.42645 | 0.44432 |  |  |  |  | 254 | 0.017863
49837 | EXN_GT | 4 | Houston | YES | -0.000537 | 81 | 21.3 | 85.4 |  | 1.0326 | Cogen | -1 | 0.010151 | 0 | 0 |  |  |  |  | -0.010151 | 0 | 0.42645 | 0.44432 |  |  |  |  | 255 | 0.017863
49838 | EXN_14GT | 14 | Houston | YES | -0.000537 | 140 | 0 | 148 |  | 1.0326 | Cogen | -1 | 0.010151 | 0 | 0 |  |  |  |  | -0.010151 | 0 | 0.42645 | 0.44432 |  |  |  |  | 256 | 0.017863
80051 | FOR #8 | 8 | South | YES | -0.000537 | 28 | 28 | 28 |  | 1 | Cogen | -1 | 0.010151 | 0 | 0 |  |  |  |  | -0.010151 | 0 | 0.42645 | 0.44432 |  |  |  |  | 257 | 0.017863
80052 | FOR #9 | 9 | South | YES | -0.000537 | 29.7 | 5 | 43.6 | 0 | 1 | Cogen | -1 | 0.010151 | 0 | 0 |  |  |  |  | -0.010151 | 0 | 0.42645 | 0.44432 |  |  |  |  | 258 | 0.017863
80053 | FOR #10 | 10 | South | YES | -0.000537 | 68.4 | 45 | 75 | 0 | 1 | Cogen | -1 | 0.010151 | 0 | 0 |  |  |  |  | -0.010151 | 0 | 0.42645 | 0.44432 |  |  |  |  | 259 | 0.017863
48581 | CBY_GN1_1 | 1 | Houston | YES | -0.000536 | 595.2 | 108 | 744 | 0 | 1.0435 | GSC | -1 | 0.01015 | 744 | 744 |  |  |  |  | -0.01015 | -7.5516 | 0.44386 | 0.46199 |  |  |  |  | 260 | 0.017863
48583 | CBY_GT4_1 | 1 | Houston | YES | -0.000536 | 172 | 0 | 172 | 0 | 1.027 | GSC | -1 | 0.01015 | 172 | 172 |  |  |  |  | -0.01015 | -1.7458 | 0.44788 | 0.46608 |  |  |  |  | 261 | 0.017863
48584 | CBY_GT4_2 | 2 | Houston | YES | -0.000536 | 172 | 0 | 172 | 0 | 1.027 | CC | -1 | 0.01015 | 172 | 172 |  |  |  |  | -0.01015 | -1.7458 | 0.45191 | 0.47017 |  |  |  |  | 262 | 0.017863
48585 | CBY_ST4_1 | 3 | Houston | YES | -0.000536 | 172 | 0 | 172 | 0 | 1.027 | CC | -1 | 0.01015 | 172 | 172 |  |  |  |  | -0.01015 | -1.7458 | 0.45593 | 0.47425 |  |  |  |  | 263 | 0.018135
48651 | EP_1_2 | 1 | Houston | YES | -0.000536 | 4 | 0 | 5 | 0 | 1.0362 | Cogen | -1 | 0.01015 | 0 | 0 |  |  |  |  | -0.01015 | 0 | 0.45593 | 0.47425 |  |  |  |  | 264 | 0.018198
48651 | EP_1_2 | 2 | Houston | YES | -0.000536 | 17.7 | 10 | 21 | 0 | 1.0362 | Cogen | -1 | 0.01015 | 0 | 0 |  |  |  |  | -0.01015 | 0 | 0.45593 | 0.47425 |  |  |  |  | 265 | 0.018261
48815 | CVC_GT4_8005 | 4 | Houston | YES | -0.000536 | 165 | 91.8 | 165 |  | 1.0362 | Cogen | -1 | 0.01015 | 0 | 0 |  |  |  |  | -0.01015 | 0 | 0.45593 | 0.47425 |  |  |  |  | 266 | 0.018324
48940 | WARVUE_GT1 | G1 | Houston | YES | -0.000536 | 15 | 0 | 15 |  | 1.021 | Cogen | -1 | 0.01015 | 0 | 0 |  |  |  |  | -0.01015 | 0 | 0.45593 | 0.47425 |  |  |  |  | 267 | 0.018324
48595 | BTE_GT2_8075 | 1 | Houston | YES | -0.000535 | 162.8 | 130 | 162.8 | 0 | 1.0261 | CC | -1 | 0.010149 | 162.8 | 162.8 |  |  |  |  | -0.010149 | -1.6523 | 0.45974 | 0.47812 |  |  |  |  | 268 | 0.018324
48596 | BTE_GT3_8045 | 2 | Houston | YES | -0.000535 | 161.4 | 130 | 161.4 | 0 | 1.0261 | CC | -1 | 0.010149 | 161.4 | 161.4 |  |  |  |  | -0.010149 | -1.638 | 0.46351 | 0.48195 |  |  |  |  | 269 | 0.018324
48597 | BTE_GT4_8055 | 3 | Houston | YES | -0.000535 | 158.9 | 130 | 158.9 | 0 | 1.0261 | CC | -1 | 0.010149 | 158.9 | 158.9 |  |  |  |  | -0.010149 | -1.6127 | 0.46723 | 0.48573 |  |  |  |  | 270 | 0.018324
48598 | BTE_ST1_8070 | 4 | Houston | YES | -0.000535 | 269.2 | 60 | 269.2 | 0 | 1.0261 | CC | -1 | 0.010149 | 269.2 | 269.2 |  |  |  |  | -0.010149 | -2.7321 | 0.47353 | 0.49213 |  |  |  |  | 271 | 0.018383
48690 | GBY_GN5_5 | 5 | Houston | YES | -0.000535 | 318.4 | 81 | 398 |  | 1.0362 | GSC | -1 | 0.010149 | 398 | 398 |  |  |  |  | -0.010149 | -4.0393 | 0.48284 | 0.50158 |  |  |  |  | 272 | 0.018442
48885 | THW_5152 | B | Houston | YES | -0.000535 | 47.2 | 5 | 59 |  | 1.0319 | GGT | -1 | 0.010149 | 59 | 59 |  |  |  |  | -0.010149 | -0.59879 | 0.48422 | 0.50298 |  |  |  |  | 273 | 0.018499
48885 | THW_5152 | A | Houston | YES | -0.000535 | 46.4 | 5 | 58 |  | 1.0319 | GGT | -1 | 0.010149 | 58 | 58 |  |  |  |  | -0.010149 | -0.58864 | 0.48558 | 0.50436 |  |  |  |  | 274 | 0.018597
48886 | THW_5354 | D | Houston | YES | -0.000535 | 46.4 | 5 | 58 |  | 1.0319 | GGT | -1 | 0.010149 | 58 | 58 |  |  |  |  | -0.010149 | -0.58864 | 0.48693 | 0.50574 |  |  |  |  | 275 | 0.018742
48886 | THW_5354 | C | Houston | YES | -0.000535 | 45.6 | 5 | 57 |  | 1.0319 | GGT | -1 | 0.010149 | 57 | 57 |  |  |  |  | -0.010149 | -0.57849 | 0.48827 | 0.50709 |  |  |  |  | 276 | 0.018763
48887 | THW_5556 | E | Houston | YES | -0.000535 | 47.2 | 5 | 59 |  | 1.0319 | GGT | -1 | 0.010149 | 59 | 59 |  |  |  |  | -0.010149 | -0.59879 | 0.48965 | 0.50849 |  |  |  |  | 277 | 0.018785
48887 | THW_5556 | F | Houston | YES | -0.000535 | 45.6 | 5 | 57 |  | 1.0319 | GGT | -1 | 0.010149 | 57 | 57 |  |  |  |  | -0.010149 | -0.57849 | 0.49098 | 0.50985 |  |  |  |  | 278 | 0.018806
80226 | ALCOA G | 1 | South | YES | -0.000535 | 32.3 | 5 | 48 | 0 | 1.015 | Cogen | -1 | 0.010149 | 0 | 0 |  |  |  |  | -0.010149 | 0 | 0.49098 | 0.50985 |  |  |  |  | 279 | 0.018826
5028 | BRAUNIG_VHB3 | 3 | South | YES | -0.000534 | 407 | 60 | 407 | 0 | 1.0138 | GST | -1 | 0.010148 | 407 | 407 |  |  |  |  | -0.010148 | -4.1302 | 0.5005 | 0.51952 |  |  |  |  | 280 | 0.018848
8173 | VICEC51A | 5 | South | YES | -0.000532 | 144 | 18 | 144 | 0 | 1.025 | CC | -1 | 0.010146 | 144 | 144 |  |  |  |  | -0.010146 | -1.461 | 0.50387 | 0.52294 |  |  |  |  | 281 | 0.018869
8174 | VICEC61A | 6 | South | YES | -0.000532 | 188 | 42 | 188 | 0 | 1.025 | CC | -1 | 0.010146 | 188 | 188 |  |  |  |  | -0.010146 | -1.9074 | 0.50827 | 0.5274 |  |  |  |  | 282 | 0.018869
8066 | DUP1V#1 | 1 | South | YES | -0.000531 | 52.3 | 0 | 73 | 0 | 1.01 | Cogen | -1 | 0.010145 | 0 | 0 |  |  |  |  | -0.010145 | 0 | 0.50827 | 0.5274 |  |  |  |  | 283 | 0.019016
48591 | CHE_GT2_5030 | 2 | Houston | YES | -0.000528 | 173 | 50 | 173 | 0 | 1.029 | Cogen | -1 | 0.010142 | 0 | 0 |  |  |  |  | -0.010142 | 0 | 0.50827 | 0.5274 |  |  |  |  | 284 | 0.019067
48811 | CVC_GT3_5045 | 3 | Houston | YES | -0.000528 | 156 | 91.8 | 156 | 0 | 1.029 | Cogen | -1 | 0.010142 | 0 | 0 |  |  |  |  | -0.010142 | 0 | 0.50827 | 0.5274 |  |  |  |  | 285 | 0.019134
48812 | CVC_GT2_5020 | 2 | Houston | YES | -0.000528 | 158 | 91.8 | 158 | 0 | 1.029 | Cogen | -1 | 0.010142 | 0 | 0 |  |  |  |  | -0.010142 | 0 | 0.50827 | 0.5274 |  |  |  |  | 286 | 0.019134
48813 | CVC_GT1_5035 | 1 | Houston | YES | -0.000528 | 160 | 91.8 | 160 | 0 | 1.029 | Cogen | -1 | 0.010142 | 0 | 0 |  |  |  |  | -0.010142 | 0 | 0.50827 | 0.5274 |  |  |  |  | 287 | 0.019134
48814 | CVC_ST5_5040 | 1 | Houston | YES | -0.000528 | 162 | 91.8 | 162 | 0 | 1.029 | Cogen | -1 | 0.010142 | 0 | 0 |  |  |  |  | -0.010142 | 0 | 0.50827 | 0.5274 |  |  |  |  | 288 | 0.019134
80224 | VISTRONG1 | 1 | South | YES | -0.000525 | 13.1 | 0 | 15 | 0 | 1.01 | Cogen | -1 | 0.010139 | 0 | 0 |  |  |  |  | -0.010139 | 0 | 0.50827 | 0.5274 |  |  |  |  | 289 | 0.019134
80225 | VISTRONG2 | 2 | South | YES | -0.000525 | 20.2 | 0 | 23 | 0 | 1.01 | Cogen | -1 | 0.010139 | 0 | 0 |  |  |  |  | -0.010139 | 0 | 0.50827 | 0.5274 |  |  |  |  | 290 | 0.019134
8147 | UCAR #2 | 10 | South | YES | -0.000524 | 18.2 | 0 | 28 |  | 1 | Cogen | -1 | 0.010138 | 0 | 0 |  |  |  |  | -0.010138 | 0 | 0.50827 | 0.5274 |  |  |  |  | 291 | 0.019134
8148 | UCAR #1 | 2 | South | YES | -0.000524 | 6.1 | 0 | 7 | 0 | 1.009 | Cogen | -1 | 0.010138 | 0 | 0 |  |  |  |  | -0.010138 | 0 | 0.50827 | 0.5274 |  |  |  |  | 292 | 0.019134
80137 | CSDR89 | 9 | South | YES | -0.000524 | 15 | 0 | 15 | 0 | 1.003 | DCTie | -1 | 0.010138 | 0 | 0 |  |  |  |  | -0.010138 | 0 | 0.50827 | 0.5274 |  |  |  |  | 293 | 0.019134
80137 | CSDR89 | 8 | South | YES | -0.000524 | 33.9 | 0 | 39 | 0 | 1.003 | DCTie | -1 | 0.010138 | 0 | 0 |  |  |  |  | -0.010138 | 0 | 0.50827 | 0.5274 |  |  |  |  | 294 | 0.019134
80138 | CSDR7 | 7 | South | YES | -0.000524 | 6.1 | 0 | 7 | 0 | 1.014 | DCTie | -1 | 0.010138 | 0 | 0 |  |  |  |  | -0.010138 | 0 | 0.50827 | 0.5274 |  |  |  |  | 295 | 0.019134
80139 | CSDR56 | 6 | South | YES | -0.000524 | 0 | 0 | 39 |  | 1.0033 | DCTie | -1 | 0.010138 | 0 | 0 |  |  |  |  | -0.010138 | 0 | 0.50827 | 0.5274 |  |  |  |  | 296 | 0.019134
80139 | CSDR56 | 5 | South | YES | -0.000524 | 15 | 0 | 15 |  | 1.0033 | DCTie | -1 | 0.010138 | 0 | 0 |  |  |  |  | -0.010138 | 0 | 0.50827 | 0.5274 |  |  |  |  | 297 | 0.019134
80140 | CSDR11 | 11 | South | YES | -0.000524 | 33.9 | 0 | 39 | 0 | 1.03 | DCTie | -1 | 0.010138 | 0 | 0 |  |  |  |  | -0.010138 | 0 | 0.50827 | 0.5274 |  |  |  |  | 298 | 0.019134
80227 | AIRCO G | 1 | South | YES | -0.000521 | 7.2 | 0 | 8 | 0 | 1.0104 | Cogen | -1 | 0.010135 | 0 | 0 |  |  |  |  | -0.010135 | 0 | 0.50827 | 0.5274 |  |  |  |  | 299 | 0.019134
5508 | RAYBURNCC9 | 1 | South | YES | -0.000518 | 47.7 | 18.2 | 47.7 | 0 | 1.0296 | CC | -1 | 0.010132 | 47.7 | 47.7 |  |  |  |  | -0.010132 | -0.4833 | 0.50938 | 0.52853 |  |  |  |  | 300 | 0.019134
5509 | RAYBURNCC10 | 1 | South | YES | -0.000518 | 37.3 | 5.2 | 37.3 | 0 | 1.0296 | CC | -1 | 0.010132 | 37.3 | 37.3 |  |  |  |  | -0.010132 | -0.37792 | 0.51026 | 0.52942 |  |  |  |  | 301 | 0.019134
5511 | RAYBURNCC7 | 1 | South | YES | -0.000518 | 47.5 | 18.2 | 47.5 | 0 | 1.0296 | CC | -1 | 0.010132 | 47.5 | 47.5 |  |  |  |  | -0.010132 | -0.48127 | 0.51137 | 0.53055 |  |  |  |  | 302 | 0.019134
5512 | RAYBURNCC8 | 1 | South | YES | -0.000518 | 49.3 | 18.2 | 49.3 | 0 | 1.0296 | CC | -1 | 0.010132 | 49.3 | 49.3 |  |  |  |  | -0.010132 | -0.49951 | 0.51252 | 0.53171 |  |  |  |  | 303 | 0.019149
503 | NTHTEXAS01 | 1 | North | YES | -0.000508 | 0 | 5 | 18 |  | 1.015 | GST | -1 | 0.010122 | 18 | 18 |  |  | -0.009144 | 18 | -0.010122 | -0.1822 | 0.51294 | 0.53214 |  |  |  |  | 304 | 0.019161
504 | NTHTEXAS02 | 2 | North | YES | -0.000508 | 14.4 | 5 | 18 |  | 1.015 | GST | -1 | 0.010122 | 18 | 18 |  |  | -0.009144 | 18 | -0.010122 | -0.1822 | 0.51336 | 0.53257 |  |  |  |  | 305 | 0.019177
505 | NTHTEXAS03 | 3 | North | YES | -0.000508 | 30.4 | 15 | 38 |  | 1.015 | GST | -1 | 0.010122 | 38 | 38 |  |  | -0.019304 | 38 | -0.010122 | -0.38464 | 0.51425 | 0.53347 |  |  |  |  | 306 | 0.019193
8161 | COLETO0A | 1 | South | YES | -0.000504 | 633 | 200 | 633 | 0 | 1.03 | LIGCO | -1 | 0.010118 | 0 | 633 |  |  |  |  | -0.010118 | 0 | 0.51425 | 0.53347 |  |  |  |  | 307 | 0.019198
32883 | BRYN_DNSBY3 | 1 | North | YES | -0.000501 | 0 | 2 | 48 |  | 1.015 | GST | -1 | 0.010115 | 48 | 48 |  |  | -0.024048 | 48 | -0.010115 | -0.48552 | 0.51538 | 0.5346 |  |  |  |  | 308 | 0.019204
32884 | BRYN_DNSBY13 | 1 | North | YES | -0.000501 | 46 | 2 | 46 | 0 | 1.015 | GST | -1 | 0.010115 | 46 | 46 |  |  | -0.023046 | 46 | -0.010115 | -0.46529 | 0.51645 | 0.53569 |  |  |  |  | 309 | 0.019215
32892 | BRYN_DNSBY14 | 1 | North | YES | -0.000501 | 84 | 25 | 105 | 0 | 1.035 | GST | -1 | 0.010115 | 105 | 105 |  |  | -0.052605 | 105 | -0.010115 | -1.0621 | 0.51891 | 0.53818 |  |  |  |  | 310 | 0.019215
5903 | SANMIGUELGEN | 1 | South | YES | -0.000498 | 396.3 | 180 | 396.3 | 0 | 1.0336 | LIGCO | -1 | 0.010112 | 0 | 396.3 |  |  |  |  | -0.010112 | 0 | 0.51891 | 0.53818 |  |  |  |  | 311 | 0.019229
5503 | RAYBURNGEN3 | 1 | South | YES | -0.000494 | 17.6 | 6 | 22 | 0 | 1.0224 | GST | -1 | 0.010108 | 22 | 22 |  |  |  |  | -0.010108 | -0.22238 | 0.51942 | 0.5387 |  |  |  |  | 312 | 0.019242
5505 | RAYBURNGEN1 | 1 | South | YES | -0.000494 | 0 | 1 | 11 |  | 1.0223 | GGT | -1 | 0.010108 | 11 | 11 |  |  |  |  | -0.010108 | -0.11119 | 0.51968 | 0.53896 |  |  |  |  | 313 | 0.019271
5506 | RAYBURNGEN2 | 1 | South | YES | -0.000494 | 0 | 1 | 11 |  | 1.0223 | GGT | -1 | 0.010108 | 11 | 11 |  |  |  |  | -0.010108 | -0.11119 | 0.51994 | 0.53922 |  |  |  |  | 314 | 0.019271
5264 | LEON_LCP3G3 | 3 | South | YES | -0.000493 | 0 | 20 | 58 |  | 1.0197 | GST | -1 | 0.010107 | 58 | 58 |  |  |  |  | -0.010107 | -0.5862 | 0.52129 | 0.54059 |  |  |  |  | 315 | 0.019277
5265 | LEON_LCP4G4 | 4 | South | YES | -0.000493 | 89 | 25 | 89 | 0 | 1.0197 | GST | -1 | 0.010107 | 89 | 89 |  |  |  |  | -0.010107 | -0.89952 | 0.52338 | 0.5427 |  |  |  |  | 316 | 0.01928
5266 | LEON_LCPCT1 | 1 | South | YES | -0.000493 | 44 | 24 | 44 | 0 | 1.0197 | GGT | -1 | 0.010107 | 44 | 44 |  |  |  |  | -0.010107 | -0.44471 | 0.52441 | 0.54374 |  |  |  |  | 317 | 0.019283
5267 | LEON_LCPCT2 | 2 | South | YES | -0.000493 | 44 | 24 | 44 | 0 | 1.0197 | GGT | -1 | 0.010107 | 44 | 44 |  |  |  |  | -0.010107 | -0.44471 | 0.52544 | 0.54478 |  |  |  |  | 318 | 0.019299
5268 | LEON_LCPCT3 | 3 | South | YES | -0.000493 | 43 | 24 | 43 | 0 | 1.0197 | GGT | -1 | 0.010107 | 43 | 43 |  |  |  |  | -0.010107 | -0.4346 | 0.52644 | 0.5458 |  |  |  |  | 319 | 0.019322
5269 | LEON_LCPCT4 | 4 | South | YES | -0.000493 | 45 | 24 | 45 | 0 | 1.0197 | GGT | -1 | 0.010107 | 45 | 45 |  |  |  |  | -0.010107 | -0.45481 | 0.52749 | 0.54686 |  |  |  |  | 320 | 0.019334
32886 | BRYN_ATKINS3 | MB | North | YES | -0.000492 | 0 | 5 | 12 |  | 1 | GST | -1 | 0.010106 | 0 | 0 |  |  | 0 | 0 | -0.010106 | 0 | 0.52749 | 0.54686 |  |  |  |  | 321 | 0.019346
32887 | BRYN_ATKINS6 | MB | North | YES | -0.000492 | 0 | 12 | 51 |  | 1.028 | GST | -1 | 0.010106 | 0 | 0 |  |  | 0 | 0 | -0.010106 | 0 | 0.52749 | 0.54686 |  |  |  |  | 322 | 0.019357
32888 | BRYN_ATKINS7 | 1 | North | YES | -0.000492 | 13.6 | 4 | 17 |  | 1.028 | GGT | -1 | 0.010106 | 17 | 17 |  |  | -0.008364 | 17 | -0.010106 | -0.1718 | 0.52789 | 0.54727 |  |  |  |  | 323 | 0.019369
32890 | BRYN_ATKINS4 | MB | North | YES | -0.000492 | 0 | 5 | 22 |  | 1.031 | GST | -1 | 0.010106 | 0 | 0 |  |  | 0 | 0 | -0.010106 | 0 | 0.52789 | 0.54727 |  |  |  |  | 324 | 0.019369
32891 | BRYN_ATKINS5 | MB | North | YES | -0.000492 | 0 | 5 | 25 |  | 1.031 | GST | -1 | 0.010106 | 0 | 0 |  |  | 0 | 0 | -0.010106 | 0 | 0.52789 | 0.54727 |  |  |  |  | 325 | 0.019369
32798 | BRYN_TAMUGEN | 1 | North | YES | -0.000485 | 32 | 0 | 32 |  | 1.02 | GST | -1 | 0.010099 | 32 | 32 |  |  | -0.01552 | 32 | -0.010099 | -0.32317 | 0.52864 | 0.54802 |  |  |  |  | 326 | 0.019373
48671 | FTR_GT1_5105 | 1 | North | YES | -0.000471 | 154.2 | 0 | 154.2 | 0 | 1.0319 | CC | -1 | 0.010085 | 154.2 | 154.2 |  |  | -0.072628 | 154.2 | -0.010085 | -1.5551 | 0.53225 | 0.55166 |  |  |  |  | 327 | 0.019373
48672 | FTR_GT2_5110 | 2 | North | YES | -0.000471 | 159 | 0 | 159 | 0 | 1.0319 | CC | -1 | 0.010085 | 159 | 159 |  |  | -0.074889 | 159 | -0.010085 | -1.6035 | 0.53597 | 0.55542 |  |  |  |  | 328 | 0.019373
48673 | FTR_GT3_5085 | 3 | North | YES | -0.000471 | 158 | 0 | 158 | 0 | 1.0319 | CC | -1 | 0.010085 | 158 | 158 |  |  | -0.074418 | 158 | -0.010085 | -1.5934 | 0.53966 | 0.55915 |  |  |  |  | 329 | 0.019381
48674 | FTR_CN4_5095 | 4 | North | YES | -0.000471 | 380 | 0 | 380 | 0 | 1.0319 | CC | -1 | 0.010085 | 380 | 380 |  |  | -0.17898 | 380 | -0.010085 | -3.8323 | 0.54855 | 0.56812 |  |  |  |  | 330 | 0.019414
990 | GIBN_CREK_G1 | 1 | North | YES | -0.00046 | 463 | 200 | 463 | 0 | 1.0275 | LIGCO | -1 | 0.010074 | 0 | 463 |  |  | 0 | 0 | -0.010074 | 0 | 0.54855 | 0.56812 |  |  |  |  | 331 | 0.019448
8926 | LGE_GT10A | 1 | South | YES | -0.000455 | 158 | 0 | 158 | 0 | 1.03 | Cogen | -1 | 0.010069 | 0 | 0 |  |  |  |  | -0.010069 | 0 | 0.54855 | 0.56812 |  |  |  |  | 332 | 0.019482
8927 | LGE_GT20A | 2 | South | YES | -0.000455 | 153 | 0 | 153 | 0 | 1.03 | Cogen | -1 | 0.010069 | 0 | 0 |  |  |  |  | -0.010069 | 0 | 0.54855 | 0.56812 |  |  |  |  | 333 | 0.019563
8928 | LGE_STG0A | 3 | South | YES | -0.000455 | 100 | 0 | 100 | 0 | 1.03 | Cogen | -1 | 0.010069 | 0 | 0 |  |  |  |  | -0.010069 | 0 | 0.54855 | 0.56812 |  |  |  |  | 334 | 0.019563
8930 | ICPGN10A | 1 | South | YES | -0.000455 | 149 | 0 | 149 | 0 | 1.03 | Cogen | -1 | 0.010069 | 0 | 0 |  |  |  |  | -0.010069 | 0 | 0.54855 | 0.56812 |  |  |  |  | 335 | 0.019563
8931 | ICPGN20A | 2 | South | YES | -0.000455 | 150 | 0 | 150 | 0 | 1.03 | Cogen | -1 | 0.010069 | 0 | 0 |  |  |  |  | -0.010069 | 0 | 0.54855 | 0.56812 |  |  |  |  | 336 | 0.019563
8932 | ICPGN30A | 3 | South | YES | -0.000455 | 127 | 0 | 127 | 0 | 1.03 | Cogen | -1 | 0.010069 | 0 | 0 |  |  |  |  | -0.010069 | 0 | 0.54855 | 0.56812 |  |  |  |  | 337 | 0.019563
80223 | REYSHR G | 1 | South | YES | -0.000455 | 12 | 0 | 12 | 0 | 1.032 | Cogen | -1 | 0.010069 | 0 | 0 |  |  |  |  | -0.010069 | 0 | 0.54855 | 0.56812 |  |  |  |  | 338 | 0.019563
8442 | NBEC7 | 7 | South | YES | -0.000443 | 0 | 81 | 367 |  | 1.0298 | GST | -1 | 0.010057 | 367 | 367 |  |  |  |  | -0.010057 | -3.6909 | 0.55714 | 0.57676 |  |  |  |  | 339 | 0.019563
8442 | NBEC7 | MB | South | YES | -0.000443 | 0 | 81 | 367 |  | 1.0298 | GST | -1 | 0.010057 | 0 | 0 |  |  |  |  | -0.010057 | 0 | 0.55714 | 0.57676 |  |  |  |  | 340 | 0.019563
8560 | CNOPGT1 | 1 | South | YES | -0.000443 | 148.3 | 0 | 148.3 | 0 | 1.03 | Cogen | -1 | 0.010057 | 0 | 0 |  |  |  |  | -0.010057 | 0 | 0.55714 | 0.57676 |  |  |  |  | 341 | 0.019563
8561 | CNOPGT2 | 2 | South | YES | -0.000443 | 148.6 | 0 | 148.6 | 0 | 1.03 | Cogen | -1 | 0.010057 | 0 | 0 |  |  |  |  | -0.010057 | 0 | 0.55714 | 0.57676 |  |  |  |  | 342 | 0.019618
8562 | CNOPST1 | 3 | South | YES | -0.000443 | 153 | 0 | 153 | 0 | 1.03 | Cogen | -1 | 0.010057 | 0 | 0 |  |  |  |  | -0.010057 | 0 | 0.55714 | 0.57676 |  |  |  |  | 343 | 0.019618
8456 | COSW#1 | 1 | South | YES | -0.000442 | 20 | 0 | 20 | 0 | 1.027 | Cogen | -1 | 0.010056 | 0 | 0 |  |  |  |  | -0.010056 | 0 | 0.55714 | 0.57676 |  |  |  |  | 344 | 0.019618
8457 | COSW#2 | 2 | South | YES | -0.000442 | 14 | 0 | 14 | 0 | 1.027 | Cogen | -1 | 0.010056 | 0 | 0 |  |  |  |  | -0.010056 | 0 | 0.55714 | 0.57676 |  |  |  |  | 345 | 0.019618
8459 | B_DAVIS0B | MB | South | YES | -0.000442 | 0 | 50 | 339 |  | 1.03 | GSC | -1 | 0.010056 | 0 | 0 |  |  |  |  | -0.010056 | 0 | 0.55714 | 0.57676 |  |  |  |  | 346 | 0.019618
8460 | B_DAVIS0A | MB | South | YES | -0.000442 | 0 | 50 | 340 |  | 1.03 | GSC | -1 | 0.010056 | 0 | 0 |  |  |  |  | -0.010056 | 0 | 0.55714 | 0.57676 |  |  |  |  | 347 | 0.019618
80263 | B_DAVIS31A | 3 | South | YES | -0.000442 | 0 | 0 | 180 |  | 1.0366 | CC | -1 | 0.010056 | 180 | 180 |  |  |  |  | -0.010056 | -1.8101 | 0.56135 | 0.58099 |  |  |  |  | 348 | 0.019618
80264 | B_DAVIS41A | 4 | South | YES | -0.000442 | 0 | 0 | 180 |  | 1.0366 | CC | -1 | 0.010056 | 180 | 180 |  |  |  |  | -0.010056 | -1.8101 | 0.56556 | 0.58523 |  |  |  |  | 349 | 0.019618
8511 | OXY_CC0A | 1 | South | YES | -0.000439 | 30.3 | 0 | 38 | 0 | 1.027 | Cogen | -1 | 0.010053 | 0 | 0 |  |  |  |  | -0.010053 | 0 | 0.56556 | 0.58523 |  |  |  |  | 350 | 0.019618
8506 | VAL #1 | 1 | South | YES | -0.000438 | 20.9 | 0 | 25 | 0 | 1.0055 | Cogen | -1 | 0.010052 | 0 | 0 |  |  |  |  | -0.010052 | 0 | 0.56556 | 0.58523 |  |  |  |  | 351 | 0.019644
8507 | VAL #2 | 2 | South | YES | -0.000438 | 20.9 | 0 | 25 | 0 | 1.0055 | Cogen | -1 | 0.010052 | 0 | 0 |  |  |  |  | -0.010052 | 0 | 0.56556 | 0.58523 |  |  |  |  | 352 | 0.01967
8461 | KOCH_UP0A | 1 | South | YES | -0.000436 | 38 | 0 | 38 | 0 | 1.012 | Cogen | -1 | 0.01005 | 0 | 0 |  |  |  |  | -0.01005 | 0 | 0.56556 | 0.58523 |  |  |  |  | 353 | 0.01967
80080 | GWINDT11A | 3 | South | YES | -0.000434 | 0 | 0 | 38 | 0 | 1.025 | Wind | -1 | 0.010048 | 0 | 38 |  |  |  |  | -0.010048 | 0 | 0.56556 | 0.58523 |  |  |  |  | 354 | 0.01967
80080 | GWINDT11A | 4 | South | YES | -0.000434 | 3.8 | 0 | 19 | 0 | 1.025 | Wind | -1 | 0.010048 | 0 | 19 |  |  |  |  | -0.010048 | 0 | 0.56556 | 0.58523 |  |  |  |  | 355 | 0.01967
80080 | GWINDT11A | 2 | South | YES | -0.000434 | 0 | 0 | 41 | 0 | 1.025 | Wind | -1 | 0.010048 | 0 | 41 |  |  |  |  | -0.010048 | 0 | 0.56556 | 0.58523 |  |  |  |  | 356 | 0.01967
80080 | GWINDT11A | 1 | South | YES | -0.000434 | 28.2 | 0 | 94 | 0 | 1.025 | Wind | -1 | 0.010048 | 0 | 94 |  |  |  |  | -0.010048 | 0 | 0.56556 | 0.58523 |  |  |  |  | 357 | 0.01967
80081 | GWINDT21A | 4 | South | YES | -0.000434 | 4.4 | 0 | 22 | 0 | 1.025 | Wind | -1 | 0.010048 | 0 | 22 |  |  |  |  | -0.010048 | 0 | 0.56556 | 0.58523 |  |  |  |  | 358 | 0.01967
80081 | GWINDT21A | 1 | South | YES | -0.000434 | 28.2 | 0 | 94 | 0 | 1.025 | Wind | -1 | 0.010048 | 0 | 94 |  |  |  |  | -0.010048 | 0 | 0.56556 | 0.58523 |  |  |  |  | 359 | 0.01967
80081 | GWINDT21A | 3 | South | YES | -0.000434 | 8.6 | 0 | 43 | 0 | 1.025 | Wind | -1 | 0.010048 | 0 | 43 |  |  |  |  | -0.010048 | 0 | 0.56556 | 0.58523 |  |  |  |  | 360 | 0.01967
80081 | GWINDT21A | 2 | South | YES | -0.000434 | 7.2 | 0 | 36 | 0 | 1.025 | Wind | -1 | 0.010048 | 0 | 36 |  |  |  |  | -0.010048 | 0 | 0.56556 | 0.58523 |  |  |  |  | 361 | 0.01967
80180 | PNSCALT11A | 2 | South | YES | -0.000434 | 10 | 0 | 50 | 0 | 1.025 | Wind | -1 | 0.010048 | 0 | 50 |  |  |  |  | -0.010048 | 0 | 0.56556 | 0.58523 |  |  |  |  | 362 | 0.01967
80180 | PNSCALT11A | 1 | South | YES | -0.000434 | 43.8 | 0 | 148 | 0 | 1.025 | Wind | -1 | 0.010048 | 0 | 148 |  |  |  |  | -0.010048 | 0 | 0.56556 | 0.58523 |  |  |  |  | 363 | 0.01967
80181 | PNSCALT21A | 2 | South | YES | -0.000434 | 10 | 0 | 50 | 0 | 1.025 | Wind | -1 | 0.010048 | 0 | 50 |  |  |  |  | -0.010048 | 0 | 0.56556 | 0.58523 |  |  |  |  | 364 | 0.01967
80181 | PNSCALT21A | 1 | South | YES | -0.000434 | 16.5 | 0 | 55 | 0 | 1.025 | Wind | -1 | 0.010048 | 0 | 55 |  |  |  |  | -0.010048 | 0 | 0.56556 | 0.58523 |  |  |  |  | 365 | 0.01967
8517 | CELANEBI0A | 1 | South | YES | -0.000431 | 29 | 0 | 29 | 0 | 1.02 | Cogen | -1 | 0.010045 | 0 | 0 |  |  |  |  | -0.010045 | 0 | 0.56556 | 0.58523 |  |  |  |  | 366 | 0.01967
5932 | SI_RAY9 | 9 | South | YES | -0.000423 | 32 | 32 | 38 | 0 | 1.035 | CC | -1 | 0.010037 | 38 | 38 |  |  |  |  | -0.010037 | -0.38141 | 0.56645 | 0.58612 |  |  |  |  | 367 | 0.01967
5933 | SI_RAY6 | 6 | South | YES | -0.000423 | 15.4 | 10 | 19.3 | 0 | 1.035 | GST | -1 | 0.010037 | 19.3 | 19.3 |  |  |  |  | -0.010037 | -0.19371 | 0.5669 | 0.58658 |  |  |  |  | 368 | 0.01967
5935 | SI_RAY10 | 10 | South | YES | -0.000423 | 47 | 10 | 47 | 0 | 1.03 | CC | -1 | 0.010037 | 47 | 47 |  |  |  |  | -0.010037 | -0.47174 | 0.568 | 0.58768 |  |  |  |  | 369 | 0.01967
80003 | MILHWYS | F | South | YES | -0.000423 | 0 | 0 | 0 | 0 | 1.0168 | AVR | -1 | 0.010037 | 0 | 0 |  |  |  |  | -0.010037 | 0 | 0.568 | 0.58768 |  |  |  |  | 370 | 0.019674
88198 | BEEVILLE | F | South | YES | -0.000411 | 0 | 0 | 0 | 0 | 1.02 | AVR | -1 | 0.010025 | 0 | 0 |  |  |  |  | -0.010025 | 0 | 0.568 | 0.58768 |  |  |  |  | 371 | 0.019676
39960 | TNTNPONE_18 | 1 | North | YES | -0.000409 | 152.3 | 30 | 152.3 |  | 1.04 | LIGCO | -1 | 0.010023 | 0 | 152.3 |  |  | 0 | 0 | -0.010023 | 0 | 0.568 | 0.58768 |  |  |  |  | 372 | 0.019681
39970 | TNTNPONE_28 | 1 | North | YES | -0.000409 | 153 | 30 | 153 |  | 1.04 | LIGCO | -1 | 0.010023 | 0 | 153 |  |  | 0 | 0 | -0.010023 | 0 | 0.568 | 0.58768 |  |  |  |  | 373 | 0.019681
8936 | MVGN#1 | 1 | South | YES | -0.000406 | 216.6 | 0 | 216.6 | 0 | 1.0304 | CC | -1 | 0.01002 | 216.6 | 216.6 |  |  |  |  | -0.01002 | -2.1703 | 0.57307 | 0.59276 |  |  |  |  | 374 | 0.019681
8937 | MVGN#2 | 2 | South | YES | -0.000406 | 216.7 | 0 | 216.7 | 0 | 1.0304 | CC | -1 | 0.01002 | 216.7 | 216.7 |  |  |  |  | -0.01002 | -2.1713 | 0.57814 | 0.59784 |  |  |  |  | 375 | 0.019681
8938 | MVGN#3 | 3 | South | YES | -0.000406 | 250.9 | 0 | 250.9 | 0 | 1.0304 | CC | -1 | 0.01002 | 250.9 | 250.9 |  |  |  |  | -0.01002 | -2.514 | 0.58401 | 0.60373 |  |  |  |  | 376 | 0.019681
8981 | HECN1 | 1 | South | YES | -0.000406 | 144.8 | 0 | 144.8 | 0 | 1.0304 | CC | -1 | 0.01002 | 144.8 | 144.8 |  |  |  |  | -0.01002 | -1.4509 | 0.58739 | 0.60713 |  |  |  |  | 377 | 0.019694
8982 | HECN2 | 2 | South | YES | -0.000406 | 144.1 | 0 | 144.1 | 0 | 1.0304 | CC | -1 | 0.01002 | 144.1 | 144.1 |  |  |  |  | -0.01002 | -1.4439 | 0.59077 | 0.61051 |  |  |  |  | 378 | 0.019707
8983 | HECN3 | 3 | South | YES | -0.000406 | 171.9 | 0 | 171.9 | 0 | 1.0304 | CC | -1 | 0.01002 | 171.9 | 171.9 |  |  |  |  | -0.01002 | -1.7224 | 0.59479 | 0.61454 |  |  |  |  | 379 | 0.019723
1889 | DECRDOVA_1G | 1 | North | YES | -0.000402 | 779 | 255 | 779 | 0 | 1.02 | GSC | -1 | 0.010016 | 779 | 779 |  |  | -0.31316 | 779 | -0.010016 | -7.8024 | 0.61301 | 0.6328 |  |  |  |  | 380 | 0.019732
48721 | LEG_1___1 | 1 | North | YES | -0.000389 | 827 | 357 | 827 | 0 | 1.0348 | LIGCO | -1 | 0.010003 | 0 | 827 |  |  | 0 | 0 | -0.010003 | 0 | 0.61301 | 0.6328 |  |  |  |  | 381 | 0.01974
48722 | LEG_2___2 | 2 | North | YES | -0.000389 | 819 | 357 | 819 | 0 | 1.0348 | LIGCO | -1 | 0.010003 | 0 | 819 |  |  | 0 | 0 | -0.010003 | 0 | 0.61301 | 0.6328 |  |  |  |  | 382 | 0.019751
8933 | FGNTS001 | 1 | South | YES | -0.000366 | 146.5 | 0 | 146.5 | 0 | 1.03 | CC | -1 | 0.00998 | 146.5 | 146.5 |  |  |  |  | -0.00998 | -1.4621 | 0.61644 | 0.63623 |  |  |  |  | 383 | 0.019792
8934 | FGNTS101 | 2 | South | YES | -0.000366 | 147.9 | 0 | 147.9 | 0 | 1.03 | CC | -1 | 0.00998 | 147.9 | 147.9 |  |  |  |  | -0.00998 | -1.476 | 0.6199 | 0.63968 |  |  |  |  | 384 | 0.019792
8935 | FGNTS201 | 3 | South | YES | -0.000366 | 173 | 0 | 173 | 0 | 1.03 | CC | -1 | 0.00998 | 173 | 173 |  |  |  |  | -0.00998 | -1.7265 | 0.62395 | 0.64372 |  |  |  |  | 385 | 0.019792
3381 | BBRN_1G | 1 | North | YES | -0.0003 | 618 | 225 | 618 | 0 | 1.03 | LIGCO | -1 | 0.009914 | 0 | 618 |  |  | 0 | 0 | -0.009914 | 0 | 0.62395 | 0.64372 |  |  |  |  | 386 | 0.019787
3382 | BBRN_2G | 2 | North | YES | -0.0003 | 589 | 225 | 589 | 0 | 1.03 | LIGCO | -1 | 0.009914 | 0 | 589 |  |  | 0 | 0 | -0.009914 | 0 | 0.62395 | 0.64372 |  |  |  |  | 387 | 0.019782
1937 | MDLTHELP_5G | 5 | North | YES | -0.00029 | 224 | 74 | 224 | 0 | 1 | CC | -1 | 0.009904 | 224 | 224 |  |  | -0.06496 | 224 | -0.009904 | -2.2185 | 0.62919 | 0.64892 |  |  |  |  | 388 | 0.019777
1938 | MDLTHELP_6G | 6 | North | YES | -0.00029 | 226 | 74 | 226 | 0 | 1 | CC | -1 | 0.009904 | 226 | 226 |  |  | -0.06554 | 226 | -0.009904 | -2.2383 | 0.63447 | 0.65416 |  |  |  |  | 389 | 0.019777
1943 | MDLTHELP_3G | 3 | North | YES | -0.00029 | 212 | 74 | 212 | 0 | 1 | CC | -1 | 0.009904 | 212 | 212 |  |  | -0.06148 | 212 | -0.009904 | -2.0996 | 0.63943 | 0.65907 |  |  |  |  | 390 | 0.019777
1944 | MDLTHELP_4G | 4 | North | YES | -0.00029 | 211 | 74 | 211 | 0 | 1 | CC | -1 | 0.009904 | 211 | 211 |  |  | -0.06119 | 211 | -0.009904 | -2.0897 | 0.64437 | 0.66396
3126 | TRINIDAD_6G | 1 | North | YES | -0.000281 | 179.2 | 46 | 224 | 0 | 1 | GST | -1 | 0.009895 | 224 | 224 |  |  | -0.062944 | 224 | -0.009895 | -2.2165 | 0.64961 | 0.66915
13131 | CALFREST_1G | 1 | North | YES | -0.000281 | 150.7 | 40 | 150.7 | 0 | 1.031 | CC | -1 | 0.009895 | 150.7 | 150.7 |  |  | -0.042347 | 150.7 | -0.009895 | -1.4912 | 0.65313 | 0.67264
13132 | CALFREST_2G | 2 | North | YES | -0.000281 | 151 | 57 | 151 | 0 | 1.031 | CC | -1 | 0.009895 | 151 | 151 |  |  | -0.042431 | 151 | -0.009895 | -1.4941 | 0.65667 | 0.67614
13133 | CALFREST_3G | 3 | North | YES | -0.000281 | 177.4 | 40 | 177.4 | 0 | 1.031 | CC | -1 | 0.009895 | 177.4 | 177.4 |  |  | -0.049849 | 177.4 | -0.009895 | -1.7554 | 0.66082 | 0.68025
12322 | ENNSTRAC_1G | 1 | North | YES | -0.000276 | 196 | 130 | 196 | 0 | 1.036 | CC | -1 | 0.00989 | 196 | 196 |  |  | -0.054096 | 196 | -0.00989 | -1.9384 | 0.6654 | 0.68479
12323 | ENNSTRAC_2G | 2 | North | YES | -0.000276 | 116 | 100 | 116 | 0 | 1.036 | CC | -1 | 0.00989 | 116 | 116 |  |  | -0.032016 | 116 | -0.00989 | -1.1472 | 0.66812 | 0.68747
13134 | CALFREST_4G | 4 | North | YES | -0.000276 | 151.5 | 40 | 151.5 | 0 | 1.031 | CC | -1 | 0.00989 | 151.5 | 151.5 |  |  | -0.041814 | 151.5 | -0.00989 | -1.4983 | 0.67166 | 0.69098
13135 | CALFREST_5G | 5 | North | YES | -0.000276 | 152.3 | 57 | 152.3 | 0 | 1.031 | CC | -1 | 0.00989 | 152.3 | 152.3 |  |  | -0.042035 | 152.3 | -0.00989 | -1.5062 | 0.67522 | 0.6945
13136 | CALFREST_6G | 6 | North | YES | -0.000276 | 177.5 | 40 | 177.5 | 0 | 1.031 | CC | -1 | 0.00989 | 177.5 | 177.5 |  |  | -0.04899 | 177.5 | -0.00989 | -1.7555 | 0.67938 | 0.69861
1941 | MDLTHELP_1G | 1 | North | YES | -0.000216 | 216.4 | 74 | 216.4 | 0 | 1 | CC | -1 | 0.00983 | 216.4 | 216.4 |  |  | -0.046742 | 216.4 | -0.00983 | -2.1272 | 0.68444 | 0.70359
1942 | MDLTHELP_2G | 2 | North | YES | -0.000216 | 216.1 | 74 | 216.1 | 0 | 1 | CC | -1 | 0.00983 | 216.1 | 216.1 |  |  | -0.046678 | 216.1 | -0.00983 | -2.1243 | 0.68949 | 0.70857
3107 | STRYKER_1G | 1 | North | YES | -0.000175 | 145.6 | 45 | 182 | 0 | 1.029 | GST | -1 | 0.009789 | 182 | 182 |  |  | -0.03185 | 182 | -0.009789 | -1.7816 | 0.69375 | 0.71274
3108 | STRYKER_2G | 2 | North | YES | -0.000175 | 484 | 75 | 484 | 0 | 1.029 | GST | -1 | 0.009789 | 484 | 484 |  |  | -0.0847 | 484 | -0.009789 | -4.7379 | 0.70507 | 0.72383
3309 | ASPN_G | 1 | North | YES | -0.000173 | 50 | 0 | 50 |  | 1 | Bio | -1 | 0.009787 | 50 | 50 |  |  | -0.00865 | 50 | -0.009787 | -0.48935 | 0.70624 | 0.72497
3348 | CHAMPION_1G | MB | North | YES | -0.000171 | 0 | 42 | 42 |  | 1 | Cogen | -1 | 0.009785 | 0 | 0 |  |  | 0 | 0 | -0.009785 | 0 | 0.70624 | 0.72497
88508 | FALFURRI | F | South | YES | -0.000163 | 0 | 0 | 0 | 0 | 1 | AVR | -1 | 0.009777 | 0 | 0 |  |  |  |  | -0.009777 | 0 | 0.70624 | 0.72497
13116 | TGATEWAY_1G | 1 | North | YES | -0.000161 | 151 | 30 | 151 | 0 | 1.0232 | CC | -1 | 0.009775 | 151 | 151 |  |  | -0.024311 | 151 | -0.009775 | -1.476 | 0.70978 | 0.72843
13117 | TGATEWAY_2G | 2 | North | YES | -0.000161 | 130 | 30 | 130 | 0 | 1.0232 | CC | -1 | 0.009775 | 130 | 130 |  |  | -0.02093 | 130 | -0.009775 | -1.2707 | 0.71282 | 0.7314
13118 | TGATEWAY_3G | 3 | North | YES | -0.000161 | 148 | 30 | 148 | 0 | 1.0232 | CC | -1 | 0.009775 | 148 | 148 |  |  | -0.023828 | 148 | -0.009775 | -1.4467 | 0.71628 | 0.73479
13119 | TGATEWAY_4G | 4 | North | YES | -0.000161 | 399 | 65 | 399 | 0 | 1.0232 | CC | -1 | 0.009775 | 399 | 399 |  |  | -0.064239 | 399 | -0.009775 | -3.9002 | 0.72561 | 0.74392
3097 | MARTLAKE_1G | 1 | North | YES | -0.000147 | 790 | 500 | 790 | 0 | 1.017 | LIGCO | -1 | 0.009761 | 0 | 790 |  |  | 0 | 0 | -0.009761 | 0 | 0.72561 | 0.74392
3098 | MARTLAKE_2G | 2 | North | YES | -0.000147 | 795 | 461 | 795 | 0 | 1.017 | LIGCO | -1 | 0.009761 | 0 | 795 |  |  | 0 | 0 | -0.009761 | 0 | 0.72561 | 0.74392
3099 | MARTLAKE_3G | 3 | North | YES | -0.000147 | 804 | 500 | 804 | 0 | 1.017 | LIGCO | -1 | 0.009761 | 0 | 804 |  |  | 0 | 0 | -0.009761 | 0 | 0.72561 | 0.74392
5728 | FALCONHYDRO2 | 2 | South | YES | -0.000128 | 12 | 0 | 12 | 0 | 1.0234 | Hydro | -1 | 0.009742 | 0 | 0 |  |  |  |  | -0.009742 | 0 | 0.72561 | 0.74392
5729 | FALCONHYDRO3 | 3 | South | YES | -0.000128 | 11 | 0 | 11 | 0 | 1.0234 | Hydro | -1 | 0.009742 | 0 | 0 |  |  |  |  | -0.009742 | 0 | 0.72561 | 0.74392
8048 | FALCONHYDRO1 | 1 | South | YES | -0.000128 | 12 | 0 | 12 | 0 | 1.0234 | Hydro | -1 | 0.009742 | 0 | 0 |  |  |  |  | -0.009742 | 0 | 0.72561 | 0.74392
2413 | MTCK6_G | 6 | North | YES | -9.3e-05 | 0 | 30 | 118 |  | 1.022 | GST | -1 | 0.009707 | 118 | 118 |  |  | -0.010974 | 118 | -0.009707 | -1.1454 | 0.72838 | 0.7466
2414 | MTCK7_G | 7 | North | YES | -9.3e-05 | 0 | 30 | 115 |  | 1.022 | GST | -1 | 0.009707 | 115 | 115 |  |  | -0.010695 | 115 | -0.009707 | -1.1163 | 0.73107 | 0.74921
2417 | MTCK8_G | 8 | North | YES | -9.3e-05 | 444.8 | 60 | 556 | 0 | 1.022 | GSC | -1 | 0.009707 | 556 | 556 |  |  | -0.051708 | 556 | -0.009707 | -5.3971 | 0.74407 | 0.76185
12440 | PARKD_1SVC8 | 1 | North | YES | -6e-05 | 0 | 0 | 0 | 0 | 1.007 | GST | -1 | 0.009674 | 0 | 0 |  |  | 0 | 0 | -0.009674 | 0 | 0.74407 | 0.76185
12449 | PARKD_2SVC8 | 1 | North | YES | -6e-05 | 0 | 0 | 0 | 0 | 1.007 | GST | -1 | 0.009674 | 0 | 0 |  |  | 0 | 0 | -0.009674 | 0 | 0.74407 | 0.76185
12411 | FPLEFR1A_G | 1 | North | YES | -5e-05 | 161 | 72 | 161 | 0 | 1 | CC | -1 | 0.009664 | 161 | 161 |  |  | -0.00805 | 161 | -0.009664 | -1.5559 | 0.74784 | 0.76549
12412 | FPLEFR1B_G | 2 | North | YES | -5e-05 | 164 | 72 | 164 | 0 | 1 | CC | -1 | 0.009664 | 164 | 164 |  |  | -0.0082 | 164 | -0.009664 | -1.5849 | 0.75168 | 0.7692
12413 | FPLEFR1C_G | 3 | North | YES | -5e-05 | 164 | 72 | 164 | 0 | 1 | CC | -1 | 0.009664 | 164 | 164 |  |  | -0.0082 | 164 | -0.009664 | -1.5849 | 0.75551 | 0.77291
12414 | FPLEFR1S_G | 4 | North | YES | -5e-05 | 414 | 191 | 414 | 0 | 1 | CC | -1 | 0.009664 | 414 | 414 |  |  | -0.0207 | 414 | -0.009664 | -4.0009 | 0.7652 | 0.78228
12421 | FPLEFR2A_G | 1 | North | YES | -5e-05 | 162 | 72 | 162 | 0 | 1 | CC | -1 | 0.009664 | 162 | 162 |  |  | -0.0081 | 162 | -0.009664 | -1.5656 | 0.76899 | 0.78594
12422 | FPLEFR2B_G | 2 | North | YES | -5e-05 | 161 | 72 | 161 | 0 | 1 | CC | -1 | 0.009664 | 161 | 161 |  |  | -0.00805 | 161 | -0.009664 | -1.5559 | 0.77275 | 0.78958
12423 | FPLEFR2C_G | 3 | North | YES | -5e-05 | 163 | 72 | 163 | 0 | 1 | CC | -1 | 0.009664 | 163 | 163 |  |  | -0.00815 | 163 | -0.009664 | -1.5752 | 0.77657 | 0.79327
12424 | FPLEFR2S_G | 4 | North | YES | -5e-05 | 415 | 191 | 415 | 0 | 1 | CC | -1 | 0.009664 | 415 | 415 |  |  | -0.02075 | 415 | -0.009664 | -4.0106 | 0.78628 | 0.80266
2451 | LKHB1_G | 1 | North | YES | -4.5e-05 | 0 | 80 | 391 |  | 1.022 | GST | -1 | 0.009659 | 391 | 391 |  |  | -0.017595 | 391 | -0.009659 | -3.7767 | 0.79542 | 0.8115
2452 | LKHB2_G | 2 | North | YES | -4.5e-05 | 516 | 80 | 516 | 0 | 1.022 | GST | -1 | 0.009659 | 516 | 516 |  |  | -0.02322 | 516 | -0.009659 | -4.984 | 0.80749 | 0.82317
948 | STEAM1 | 1 | North | YES | -8e-06 | 0 | 12 | 20 |  | 1.02 | GST | -1 | 0.009622 | 20 | 20 |  |  | -0.00016 | 20 | -0.009622 | -0.19244 | 0.80796 | 0.82362
949 | STEAM2 | 1 | North | YES | -8e-06 | 26 | 8 | 26 | 0 | 0.99 | GST | -1 | 0.009622 | 26 | 26 |  |  | -0.000208 | 26 | -0.009622 | -0.25017 | 0.80857 | 0.8242
950 | STEAM3 | 1 | North | YES | -8e-06 | 41 | 13 | 42 | 0 | 1.02 | GST | -1 | 0.009622 | 42 | 42 |  |  | -0.000336 | 42 | -0.009622 | -0.40412 | 0.80955 | 0.82515
837 | NEWMAN_G5 | 1 | North | YES | -7e-06 | 0 | 15 | 40 |  | 1.01 | GST | -1 | 0.009621 | 40 | 40 |  |  | -0.00028 | 40 | -0.009621 | -0.38484 | 0.81049 | 0.82605
1948 | HANDLEY_4G | 4 | North | YES | -2e-06 | 348 | 150 | 435 | 0 | 1.022 | GST | -1 | 0.009616 | 435 | 435 |  |  | -0.00087 | 435 | -0.009616 | -4.183 | 0.82067 | 0.83584
842 | OLINGER_G1 | 1 | North | YES | -1e-06 | 55.4 | 20 | 79 | 0 | 1.03 | GST | -1 | 0.009615 | 79 | 79 |  |  | -7.9e-05 | 79 | -0.009615 | -0.75958 | 0.82251 | 0.83762
843 | OLINGER_G2 | 1 | North | YES | -1e-06 | 76.2 | 25 | 110 | 0 | 1.03 | GST | -1 | 0.009615 | 110 | 110 |  |  | -0.00011 | 110 | -0.009615 | -1.0576 | 0.82509 | 0.8401
844 | OLINGER_G3 | 1 | North | YES | -1e-06 | 103.9 | 45 | 150 | 0 | 1.03 | GST | -1 | 0.009615 | 150 | 150 |  |  | -0.00015 | 150 | -0.009615 | -1.4422 | 0.8286 | 0.84347
845 | OLINGER_G4 | 1 | North | YES | -1e-06 | 51.9 | 0 | 76 | 0 | 1.03 | GGT | -1 | 0.009615 | 76 | 76 |  |  | -7.6e-05 | 76 | -0.009615 | -0.73074 | 0.83037 | 0.84518
5934 | SI_RAY5 | 5 | South | YES | 0 | 0 | 10 | 15 |  | 1.035 | GST | -1 | 0.009614 | 15 | 15 |  |  |  |  | -0.009614 | -0.14421 | 0.83072 | 0.84552
8139 | JOS #1 | MB | South | YES | 0 | 0 | 45 | 255 |  | 1.02 | GST | -1 | 0.009614 | 0 | 0 |  |  |  |  | -0.009614 | 0 | 0.83072 | 0.84552
8285 | LAR #1 | MB | South | YES | 0 | 0 | 9 | 32 |  | 1.0497 | GST | -1 | 0.009614 | 0 | 0 |  |  |  |  | -0.009614 | 0 | 0.83072 | 0.84552
8287 | LAR #2 | MB | South | YES | 0 | 0 | 9 | 32 |  | 1.04 | GST | -1 | 0.009614 | 0 | 0 |  |  |  |  | -0.009614 | 0 | 0.83072 | 0.84552
8288 | LAR #3 | MB | South | YES | 0 | 0 | 25 | 105 |  | 1.04 | GST | -1 | 0.009614 | 0 | 0 |  |  |  |  | -0.009614 | 0 | 0.83072 | 0.84552
8388 | BATES0A | MB | South | YES | 0 | 0 | 21 | 71 |  | 1.033 | GST | -1 | 0.009614 | 0 | 0 |  |  |  |  | -0.009614 | 0 | 0.83072 | 0.84552
8393 | BATES0B | MB | South | YES | 0 | 0 | 25 | 110 |  | 1.03 | GST | -1 | 0.009614 | 0 | 0 |  |  |  |  | -0.009614 | 0 | 0.83072 | 0.84552
8437 | NUECES_B0C | MB | South | YES | 0 | 0 | 7 | 30 |  | 1.03 | GST | -1 | 0.009614 | 0 | 0 |  |  |  |  | -0.009614 | 0 | 0.83072 | 0.84552
8438 | NUECES_B0B | MB | South | YES | 0 | 0 | 26 | 169 |  | 1.03 | GST | -1 | 0.009614 | 0 | 0 |  |  |  |  | -0.009614 | 0 | 0.83072 | 0.84552
39190 | TNSLCGN1__8 | 1 | Houston | YES | 0 | 0 | 10 | 30 |  | 1.03 | Cogen | -1 | 0.009614 | 0 | 0 |  |  |  |  | -0.009614 | 0 | 0.83072 | 0.84552
1947 | HANDLEY_3G | 3 | North | YES | 2e-06 | 316 | 100 | 395 | 0 | 1.022 | GST | -1 | 0.009612 | 395 | 395 |  |  | 0.00079 | 395 | -0.009612 | -3.7967 | 0.83997 | 0.85441
1949 | HANDLEY_5G | 5 | North | YES | 2e-06 | 348 | 150 | 435 | 0 | 1.022 | GST | -1 | 0.009612 | 435 | 435 |  |  | 0.00087 | 435 | -0.009612 | -4.1812 | 0.85014 | 0.8642
1701 | MOSES_1G | 1 | North | YES | 3.1e-05 | 558 | 175 | 558 | 0 | 1.023 | LIGCO | -1 | 0.009583 | 0 | 558 |  |  | 0 | 0 | -0.009583 | 0 | 0.85014 | 0.8642
1702 | MOSES_2G | 2 | North | YES | 3.1e-05 | 579 | 175 | 579 | 0 | 1.023 | LIGCO | -1 | 0.009583 | 0 | 579 |  |  | 0 | 0 | -0.009583 | 0 | 0.85014 | 0.8642
1703 | MOSES_3G | 3 | North | YES | 3.1e-05 | 808 | 463 | 808 | 0 | 1.023 | LIGCO | -1 | 0.009583 | 0 | 808 |  |  | 0 | 0 | -0.009583 | 0 | 0.85014 | 0.8642
5925 | DCEAST | EQ | North | YES | 3.1e-05 | 400.3 | -600 | 600 | 0 | 1.025 | DCTie | -1 | 0.009583 | 0 | 0 |  |  | 0 | 0 | -0.009583 | 0 | 0.85014 | 0.8642
1675 | PEC_1G | 1 | North | YES | 4.3e-05 | 76.7 | 35 | 76.7 | 0 | 1.022 | Cogen | -1 | 0.009571 | 0 | 0 |  |  | 0 | 0 | -0.009571 | 0 | 0.85014 | 0.8642
1676 | PEC_2G | 2 | North | YES | 4.3e-05 | 79.6 | 35 | 79.6 | 0 | 1.022 | Cogen | -1 | 0.009571 | 0 | 0 |  |  | 0 | 0 | -0.009571 | 0 | 0.85014 | 0.8642
1677 | PEC_3G | 3 | North | YES | 4.3e-05 | 88.4 | 35 | 88.4 | 0 | 1.022 | Cogen | -1 | 0.009571 | 0 | 0 |  |  | 0 | 0 | -0.009571 | 0 | 0.85014 | 0.8642
1678 | LAMARPWR_1G | 1 | North | YES | 4.6e-05 | 160 | 67.7 | 160 | 0 | 1.038 | CC | -1 | 0.009568 | 160 | 160 |  |  | 0.00736 | 160 | -0.009568 | -1.5309 | 0.85388 | 0.86778
1679 | LAMARPWR_2G | 2 | North | YES | 4.6e-05 | 156 | 67.7 | 156 | 0 | 1.038 | CC | -1 | 0.009568 | 156 | 156 |  |  | 0.007176 | 156 | -0.009568 | -1.4926 | 0.85753 | 0.87127
1680 | LAMARPWR_3G | 3 | North | YES | 4.6e-05 | 196 | 129.1 | 196 | 0 | 1.038 | CC | -1 | 0.009568 | 196 | 196 |  |  | 0.009016 | 196 | -0.009568 | -1.8753 | 0.86212 | 0.87566
1681 | LAMARPWR_4G | 4 | North | YES | 4.6e-05 | 156 | 67.7 | 156 | 0 | 1.038 | CC | -1 | 0.009568 | 156 | 156 |  |  | 0.007176 | 156 | -0.009568 | -1.4926 | 0.86577 | 0.87916
1682 | LAMARPWR_5G | 5 | North | YES | 4.6e-05 | 157 | 67.7 | 157 | 0 | 1.038 | CC | -1 | 0.009568 | 157 | 157 |  |  | 0.007222 | 157 | -0.009568 | -1.5022 | 0.86944 | 0.88267
1683 | LAMARPWR_6G | 6 | North | YES | 4.6e-05 | 198 | 129.1 | 198 | 0 | 1.038 | CC | -1 | 0.009568 | 198 | 198 |  |  | 0.009108 | 198 | -0.009568 | -1.8945 | 0.87407 | 0.88711
1689 | VALLEY_3G | 3 | North | YES | 5.3e-05 | 0 | 25 | 375 |  | 1.003 | GST | -1 | 0.009561 | 375 | 375 |  |  | 0.019875 | 375 | -0.009561 | -3.5854 | 0.88285 | 0.8955
11691 | KMICHICT1_G | 1 | North | YES | 5.3e-05 | 144 | 80 | 144 | 0 | 1.026 | CC | -1 | 0.009561 | 144 | 144 |  |  | 0.007632 | 144 | -0.009561 | -1.3768 | 0.88622 | 0.89872
11692 | KMICHICT2_G | 2 | North | YES | 5.3e-05 | 146 | 80 | 146 | 0 | 1.026 | CC | -1 | 0.009561 | 146 | 146 |  |  | 0.007738 | 146 | -0.009561 | -1.3959 | 0.88963 | 0.90199
11693 | KMICHIST3_G | 3 | North | YES | 5.3e-05 | 312 | 60 | 312 | 0 | 1.026 | CC | -1 | 0.009561 | 312 | 312 |  |  | 0.016536 | 312 | -0.009561 | -2.983 | 0.89693 | 0.90897
11694 | KMICHICT4_G | 4 | North | YES | 5.3e-05 | 144 | 80 | 144 | 0 | 1.026 | CC | -1 | 0.009561 | 144 | 144 |  |  | 0.007632 | 144 | -0.009561 | -1.3768 | 0.9003 | 0.9122
11695 | KMICHICT5_G | 5 | North | YES | 5.3e-05 | 148 | 80 | 148 | 0 | 1.026 | CC | -1 | 0.009561 | 148 | 148 |  |  | 0.007844 | 148 | -0.009561 | -1.415 | 0.90376 | 0.91551
11696 | KMICHIST6_G | 6 | North | YES | 5.3e-05 | 310 | 60 | 310 | 0 | 1.026 | CC | -1 | 0.009561 | 310 | 310 |  |  | 0.01643 | 310 | -0.009561 | -2.9639 | 0.91101 | 0.92245
2381 | NTHLK1_G | 1 | North | YES | 5.7e-05 | 0 | 35 | 156 |  | 1.022 | GST | -1 | 0.009557 | 156 | 156 |  |  | 0.008892 | 156 | -0.009557 | -1.4909 | 0.91466 | 0.92594
2382 | NTHLK2_G | 2 | North | YES | 5.7e-05 | 0 | 35 | 181 |  | 1.022 | GST | -1 | 0.009557 | 181 | 181 |  |  | 0.010317 | 181 | -0.009557 | -1.7298 | 0.9189 | 0.92999
2383 | NTHLK3_G | 3 | North | YES | 5.7e-05 | 0 | 50 | 329 |  | 1.022 | GST | -1 | 0.009557 | 329 | 329 |  |  | 0.018753 | 329 | -0.009557 | -3.1442 | 0.92659 | 0.93735
1687 | VALLEY_1G | 1 | North | YES | 7.8e-05 | 136 | 15 | 170 | 0 | 1.029 | GST | -1 | 0.009536 | 170 | 170 |  |  | 0.01326 | 170 | -0.009536 | -1.6211 | 0.93057 | 0.94114
1688 | VALLEY_2G | 2 | North | YES | 7.8e-05 | 527 | 90 | 527 | 0 | 1.029 | GSC | -1 | 0.009536 | 527 | 527 |  |  | 0.041106 | 527 | -0.009536 | -5.0255 | 0.9429 | 0.95291
6948 | DENISNDM | 1 | North | YES | 9.7e-05 | 40 | 5 | 40 |  | 1.015 | Hydro | -1 | 0.009517 | 0 | 0 |  |  | 0 | 0 | -0.009517 | 0 | 0.9429 | 0.95291
6948 | DENISNDM | 2 | North | YES | 9.7e-05 | 31 | 5 | 40 |  | 1.015 | Hydro | -1 | 0.009517 | 0 | 0 |  |  | 0 | 0 | -0.009517 | 0 | 0.9429 | 0.95291
88299 | ZAPATA | F | South | YES | 0.000101 | 0 | 0 | 0 | 0 | 1.02 | BLT | -1 | 0.009513 | 0 | 0 |  |  |  |  | -0.009513 | 0 | 0.9429 | 0.95291
2371 | COLLIN_1G | MB | North | YES | 0.000133 | 0 | 40 | 138 |  | 1.022 | GST | -1 | 0.009481 | 0 | 0 |  |  | 0 | 0 | -0.009481 | 0 | 0.9429 | 0.95291
5890 | PEARSALLGEN1 | 1 | South | YES | 0.000314 | 19.2 | 6 | 24 | 0 | 1.0226 | GST | -1 | 0.0093 | 24 | 24 |  |  |  |  | -0.0093 | -0.2232 | 0.94346 | 0.95343
5891 | PEARSALLGEN2 | 1 | South | YES | 0.000314 | 19.4 | 6 | 24.3 | 0 | 1.0226 | GST | -1 | 0.0093 | 24.3 | 24.3 |  |  |  |  | -0.0093 | -0.22599 | 0.94403 | 0.95396
5892 | PEARSALLGEN3 | 1 | South | YES | 0.000314 | 19.1 | 6 | 23.9 | 0 | 1.0226 | GST | -1 | 0.0093 | 23.9 | 23.9 |  |  |  |  | -0.0093 | -0.22227 | 0.94459 | 0.95448
1861 | EAGLEMNT_1G | MB | North | YES | 0.000339 | 0 | 30 | 112 |  | 1.022 | GST | -1 | 0.009275 | 0 | 0 |  |  | 0 | 0 | -0.009275 | 0 | 0.94459 | 0.95448
1862 | EAGLEMNT_2G | MB | North | YES | 0.000339 | 0 | 40 | 100 |  | 1.022 | GST | -1 | 0.009275 | 0 | 0 |  |  | 0 | 0 | -0.009275 | 0 | 0.94459 | 0.95448
1863 | EAGLEMNT_3G | MB | North | YES | 0.000339 | 0 | 50 | 378 |  | 1.022 | GST | -1 | 0.009275 | 0 | 0 |  |  | 0 | 0 | -0.009275 | 0 | 0.94459 | 0.95448
580 | JCKCNTY801 | 1 | North | YES | 0.00038 | 288 | 0 | 288 | 0 | 1.022 | CC | -1 | 0.009234 | 288 | 288 |  |  | 0.10944 | 288 | -0.009234 | -2.6594 | 0.95133 | 0.9607
581 | JCKCNTY802 | 2 | North | YES | 0.00038 | 147 | 0 | 147 | 0 | 1.022 | CC | -1 | 0.009234 | 147 | 147 |  |  | 0.05586 | 147 | -0.009234 | -1.3574 | 0.95477 | 0.96388
582 | JCKCNTY803 | 3 | North | YES | 0.00038 | 147 | 0 | 147 | 0 | 1.022 | CC | -1 | 0.009234 | 147 | 147 |  |  | 0.05586 | 147 | -0.009234 | -1.3574 | 0.9582 | 0.96706
80012 | LAR | F | South | YES | 0.000437 | 0 | 0 | 0 | 0 | 1.04 | DCTie | -1 | 0.009177 | 0 | 0 |  |  |  |  | -0.009177 | 0 | 0.9582 | 0.96706
80265 | LARECU40A | 4 | South | YES | 0.000437 | 80 | 0 | 100 |  | 1.039 | GGT | -1 | 0.009177 | 100 | 100 |  |  |  |  | -0.009177 | -0.9177 | 0.96054 | 0.96921
80266 | LARECU50A | 5 | South | YES | 0.000437 | 80 | 0 | 100 |  | 1.039 | GGT | -1 | 0.009177 | 100 | 100 |  |  |  |  | -0.009177 | -0.9177 | 0.96288 | 0.97136
923 | SPENCER_G4 | 1 | North | YES | 0.00053 | 48 | 20 | 61 | 0 | 1.03 | GST | -1 | 0.009084 | 61 | 61 |  |  | 0.03233 | 61 | -0.009084 | -0.55412 | 0.96431 | 0.97265
924 | SPENCER_G5 | 1 | North | YES | 0.00053 | 52 | 20 | 66 | 0 | 1.03 | GST | -1 | 0.009084 | 66 | 66 |  |  | 0.03498 | 66 | -0.009084 | -0.59954 | 0.96585 | 0.97406
58909 | PEARSALLSCG1 | 3 | South | YES | 0.000544 | 0 | 0 | 8.4 |  | 1.027 | Diesel | -1 | 0.00907 | 8.4 | 8.4 |  |  |  |  | -0.00907 | -0.076188 | 0.96605 | 0.97423
58909 | PEARSALLSCG1 | 4 | South | YES | 0.000544 | 0 | 0 | 8.4 |  | 1.027 | Diesel | -1 | 0.00907 | 8.4 | 8.4 |  |  |  |  | -0.00907 | -0.076188 | 0.96625 | 0.97441
58909 | PEARSALLSCG1 | 6 | South | YES | 0.000544 | 0 | 0 | 8.4 |  | 1.027 | Diesel | -1 | 0.00907 | 8.4 | 8.4 |  |  |  |  | -0.00907 | -0.076188 | 0.96644 | 0.97459
58909 | PEARSALLSCG1 | 5 | South | YES | 0.000544 | 0 | 0 | 8.4 |  | 1.027 | Diesel | -1 | 0.00907 | 8.4 | 8.4 |  |  |  |  | -0.00907 | -0.076188 | 0.96664 | 0.97477
58909 | PEARSALLSCG1 | 1 | South | YES | 0.000544 | 0 | 0 | 8.4 |  | 1.027 | Diesel | -1 | 0.00907 | 8.4 | 8.4 |  |  |  |  | -0.00907 | -0.076188 | 0.96684 | 0.97495
58909 | PEARSALLSCG1 | 2 | South | YES | 0.000544 | 0 | 0 | 8.4 |  | 1.027 | Diesel | -1 | 0.00907 | 8.4 | 8.4 |  |  |  |  | -0.00907 | -0.076188 | 0.96703 | 0.97513
58919 | PEARSALLSCG2 | 5 | South | YES | 0.000544 | 0 | 0 | 8.4 |  | 1.027 | Diesel | -1 | 0.00907 | 8.4 | 8.4 |  |  |  |  | -0.00907 | -0.076188 | 0.96723 | 0.9753
58919 | PEARSALLSCG2 | 6 | South | YES | 0.000544 | 0 | 0 | 8.4 |  | 1.027 | Diesel | -1 | 0.00907 | 8.4 | 8.4 |  |  |  |  | -0.00907 | -0.076188 | 0.96743 | 0.97548
58919 | PEARSALLSCG2 | 1 | South | YES | 0.000544 | 0 | 0 | 8.4 |  | 1.027 | Diesel | -1 | 0.00907 | 8.4 | 8.4 |  |  |  |  | -0.00907 | -0.076188 | 0.96762 | 0.97566
58919 | PEARSALLSCG2 | 2 | South | YES | 0.000544 | 0 | 0 | 8.4 |  | 1.027 | Diesel | -1 | 0.00907 | 8.4 | 8.4 |  |  |  |  | -0.00907 | -0.076188 | 0.96782 | 0.97584
58919 | PEARSALLSCG2 | 4 | South | YES | 0.000544 | 0 | 0 | 8.4 |  | 1.027 | Diesel | -1 | 0.00907 | 8.4 | 8.4 |  |  |  |  | -0.00907 | -0.076188 | 0.96802 | 0.97602
58919 | PEARSALLSCG2 | 3 | South | YES | 0.000544 | 0 | 0 | 8.4 |  | 1.027 | Diesel | -1 | 0.00907 | 8.4 | 8.4 |  |  |  |  | -0.00907 | -0.076188 | 0.96821 | 0.9762
58929 | PEARSALLSCG3 | 4 | South | YES | 0.000544 | 0 | 0 | 8.4 |  | 1.027 | Diesel | -1 | 0.00907 | 8.4 | 8.4 |  |  |  |  | -0.00907 | -0.076188 | 0.96841 | 0.97637
58929 | PEARSALLSCG3 | 6 | South | YES | 0.000544 | 0 | 0 | 8.4 |  | 1.027 | Diesel | -1 | 0.00907 | 8.4 | 8.4 |  |  |  |  | -0.00907 | -0.076188 | 0.96861 | 0.97655
58929 | PEARSALLSCG3 | 2 | South | YES | 0.000544 | 0 | 0 | 8.4 |  | 1.027 | Diesel | -1 | 0.00907 | 8.4 | 8.4 |  |  |  |  | -0.00907 | -0.076188 | 0.9688 | 0.97673
58929 | PEARSALLSCG3 | 5 | South | YES | 0.000544 | 0 | 0 | 8.4 |  | 1.027 | Diesel | -1 | 0.00907 | 8.4 | 8.4 |  |  |  |  | -0.00907 | -0.076188 | 0.969 | 0.97691
58929 | PEARSALLSCG3 | 1 | South | YES | 0.000544 | 0 | 0 | 8.4 |  | 1.027 | Diesel | -1 | 0.00907 | 8.4 | 8.4 |  |  |  |  | -0.00907 | -0.076188 | 0.96919 | 0.97709
58929 | PEARSALLSCG3 | 3 | South | YES | 0.000544 | 0 | 0 | 8.4 |  | 1.027 | Diesel | -1 | 0.00907 | 8.4 | 8.4 |  |  |  |  | -0.00907 | -0.076188 | 0.96939 | 0.97727
58949 | PEARSALLSCG4 | 3 | South | YES | 0.000544 | 0 | 0 | 8.4 |  | 1.027 | Diesel | -1 | 0.00907 | 8.4 | 8.4 |  |  |  |  | -0.00907 | -0.076188 | 0.96959 | 0.97744
58949 | PEARSALLSCG4 | 2 | South | YES | 0.000544 | 0 | 0 | 8.4 |  | 1.027 | Diesel | -1 | 0.00907 | 8.4 | 8.4 |  |  |  |  | -0.00907 | -0.076188 | 0.96978 | 0.97762
58949 | PEARSALLSCG4 | 1 | South | YES | 0.000544 | 0 | 0 | 8.4 |  | 1.027 | Diesel | -1 | 0.00907 | 8.4 | 8.4 |  |  |  |  | -0.00907 | -0.076188 | 0.96998 | 0.9778
58949 | PEARSALLSCG4 | 4 | South | YES | 0.000544 | 0 | 0 | 8.4 |  | 1.027 | Diesel | -1 | 0.00907 | 8.4 | 8.4 |  |  |  |  | -0.00907 | -0.076188 | 0.97018 | 0.97798
58949 | PEARSALLSCG4 | 6 | South | YES | 0.000544 | 0 | 0 | 8.4 |  | 1.027 | Diesel | -1 | 0.00907 | 8.4 | 8.4 |  |  |  |  | -0.00907 | -0.076188 | 0.97037 | 0.97816
58949 | PEARSALLSCG4 | 5 | South | YES | 0.000544 | 0 | 0 | 8.4 |  | 1.027 | Diesel | -1 | 0.00907 | 8.4 | 8.4 |  |  |  |  | -0.00907 | -0.076188 | 0.97057 | 0.97834
1600 | BARTNWND_1G | 1 | North | YES | 0.000616 | 12 | 0 | 120 | 0 | 1.022 | Wind | -1 | 0.008998 | 0 | 120 |  |  | 0 | 0 | -0.008998 | 0 | 0.97057 | 0.97834
728 | WOLFRIDGE801 | 1 | North | YES | 0.000652 | 11.2 | 0 | 112.5 | 0 | 0.99 | Wind | -1 | 0.008962 | 0 | 112.5 |  |  | 0 | 0 | -0.008962 | 0 | 0.97057 | 0.97834
344 | MRSSHPRD | 1 | North | YES | 0.000775 | 0 | 0 | 12 |  | 1.03 | Hydro | -1 | 0.008839 | 0 | 0 |  |  | 0 | 0 | -0.008839 | 0 | 0.97057 | 0.97834
345 | MRSSHPRD01 | 2 | North | YES | 0.000775 | 0 | 0 | 12 |  | 1.03 | Hydro | -1 | 0.008839 | 0 | 0 |  |  | 0 | 0 | -0.008839 | 0 | 0.97057 | 0.97834
1453 | WCPWRCO_1G | 1 | North | YES | 0.001638 | 204 | 50 | 204 | 0 | 1.02 | CC | -1 | 0.007976 | 204 | 204 |  |  | 0.33415 | 204 | -0.007976 | -1.6271 | 0.97534 | 0.98215
1454 | WCPWRCO_2G | 2 | North | YES | 0.001638 | 204 | 50 | 204 | 0 | 1.02 | CC | -1 | 0.007976 | 204 | 204 |  |  | 0.33415 | 204 | -0.007976 | -1.6271 | 0.98011 | 0.98595
1455 | WCPWRCO_3G | 3 | North | YES | 0.001638 | 242 | 50 | 242 |  | 1.02 | CC | -1 | 0.007976 | 242 | 242 |  |  | 0.3964 | 242 | -0.007976 | -1.9302 | 0.98578 | 0.99047
1433 | GRHAMSES_1G | 1 | North | YES | 0.002141 | 242 | 60 | 242 | 0 | 1.038 | GST | -1 | 0.007473 | 242 | 242 |  |  | 0.51812 | 242 | -0.007473 | -1.8085 | 0.99144 | 0.99471
1479 | WFCOGEN_1G | 1 | North | YES | 0.003094 | 16 | 12 | 20 | 0 | 1 | Cogen | -1 | 0.00652 | 0 | 0 |  |  | 0 | 0 | -0.00652 | 0 | 0.99144 | 0.99471
1479 | WFCOGEN_1G | 2 | North | YES | 0.003094 | 16 | 12 | 20 | 0 | 1 | Cogen | -1 | 0.00652 | 0 | 0 |  |  | 0 | 0 | -0.00652 | 0 | 0.99144 | 0.99471
1482 | WFCOGEN_2G | 2 | North | YES | 0.003094 | 13.6 | 12 | 17 | 0 | 1 | Cogen | -1 | 0.00652 | 0 | 0 |  |  | 0 | 0 | -0.00652 | 0 | 0.99144 | 0.99471
1482 | WFCOGEN_2G | 1 | North | YES | 0.003094 | 16 | 12 | 20 | 0 | 1 | Cogen | -1 | 0.00652 | 0 | 0 |  |  | 0 | 0 | -0.00652 | 0 | 0.99144 | 0.99471
1432 | GRHAMSES_2G | 2 | North | YES | 0.003435 | 294.9 | 90 | 366 | 0 | 1.014 | GST | -1 | 0.006179 | 366 | 366 |  |  | 1.2572 | 366 | -0.006179 | -2.2615 | 1 | 1
8262 | ELPS | 1 | South | YES | 0.004071 | 6 | 6 | 6 | 0 | 1.15 | Hydro | -1 | 0.005543 | 0 | 0 |  |  |  |  | -0.005543 | 0 | 1 | 1
8032 | AMISTADHYD1 | 1 | South | YES | 0.005758 | 33 | 13 | 33 | 0 | 1.03 | Hydro | -1 | 0.003856 | 0 | 0 |  |  |  |  | -0.003856 | 0 | 1 | 1
8033 | AMISTADHYD2 | 2 | South | YES | 0.005758 | 25 | 13 | 25 | 0 | 1.03 | Hydro | -1 | 0.003856 | 0 | 0 |  |  |  |  | -0.003856 | 0 | 1 | 1
88253 | HAMILTON | F | South | YES | 0.005758 | 0 | 0 | 0 | 0 | 1.04 | BLT | -1 | 0.003856 | 0 | 0 |  |  |  |  | -0.003856 | 0 | 1 | 1
1442 | COKFIELD_5 | 1 | North | YES | 0.005766 | 16.5 | 0 | 165 |  | 1.029 | Wind | -1 | 0.003848 | 0 | 165 |  |  | 0 | 0 | -0.003848 | 0 | 1 | 1
1438 | MESQUITW_2G | 1 | North | YES | 0.006502 | 23.6 | 0 | 236 |  | 1.017 | Wind | -1 | 0.003112 | 0 | 236 |  |  | 0 | 0 | -0.003112 | 0 | 1 | 1
1437 | MESQUITW_1G | 1 | North | YES | 0.006507 | 40 | 0 | 400 | 0 | 1.023 | Wind | -1 | 0.003107 | 0 | 400 |  |  | 0 | 0 | -0.003107 | 0 | 1 | 1
6100 | OKLA7A | EQ | West | YES | 0.005193 | 50 | -220 | 220 | 0 | 1.035 | DCTie | 1 | 0.0053217 | 0 | 0 | 0 | 0 |  |  | 0.0053217 | 0
6752 | OKLA0A | 1 | West | YES | 0.005193 | 649.7 | 175 | 649.7 | 0 | 1.035 | LIGCO | 1 | 0.0053217 | 0 | 649.7 | 3.3739 | 649.7 |  |  | 0.0053217 | 3.4575
60081 | WHRLWIND1A | 1 | West | YES | 0.007719 | 12 | 0 | 60 | 0 | 1.03 | Wind | 1 | 0.0078477 | 0 | 60 | 0.46314 | 60 |  |  | 0.0078477 | 0.47086
1416 | SWETWATR_1G | 1 | West | YES | 0.008097 | 30 | 18 | 30 | 0 | 1.026 | CC | 1 | 0.0082257 | 30 | 30 | 0.24291 | 30 |  |  | 0.0082257 | 0.24677
1417 | SWETWATR_2G | 2 | West | YES | 0.008097 | 72 | 36 | 72 | 0 | 1.026 | CC | 1 | 0.0082257 | 72 | 72 | 0.58298 | 72 |  |  | 0.0082257 | 0.59225
1418 | SWETWATR_3G | 3 | West | YES | 0.008097 | 68 | 36 | 68 | 0 | 1.026 | CC | 1 | 0.0082257 | 68 | 68 | 0.5506 | 68 |  |  | 0.0082257 | 0.55935
1419 | SWETWATR_4G | 4 | West | YES | 0.008097 | 61 | 36 | 61 | 0 | 1.026 | CC | 1 | 0.0082257 | 61 | 61 | 0.49392 | 61 |  |  | 0.0082257 | 0.50177
11056 | ROSCOE_1G | 1 | West | YES | 0.008382 | 41.8 | 0 | 209 |  | 1 | Wind | 1 | 0.0085107 | 0 | 209 | 1.7518 | 209 |  |  | 0.0085107 | 1.7787
11057 | CHAMPION_1G | 1 | West | YES | 0.008382 | 25.3 | 0 | 126.5 |  | 1 | Wind | 1 | 0.0085107 | 0 | 126.5 | 1.0603 | 126.5 |  |  | 0.0085107 | 1.0766
11058 | PYRON_1G | 1 | West | YES | 0.008382 | 49.8 | 0 | 249 |  | 1 | Wind | 1 | 0.0085107 | 0 | 249 | 2.0871 | 249 |  |  | 0.0085107 | 2.1192
11059 | INADALE_1G | 1 | West | YES | 0.008382 | 39.4 | 0 | 197 |  | 1 | Wind | 1 | 0.0085107 | 0 | 197 | 1.6513 | 197 |  |  | 0.0085107 | 1.6766
71051 | L_BITTCR1_1N | W1 | West | YES | 0.008644 | 7.5 | 0 | 37.5 |  | 1.02 | Wind | 1 | 0.0087727 | 0 | 37.5 | 0.32415 | 37.5 |  |  | 0.0087727 | 0.32897
71054 | L_SWEETW1_1N | W1 | West | YES | 0.008644 | 21.5 | 0 | 107.5 |  | 1.02 | Wind | 1 | 0.0087727 | 0 | 107.5 | 0.92923 | 107.5 |  |  | 0.0087727 | 0.94306
71057 | L_SWEETW1_2N | W1 | West | YES | 0.008644 | 27 | 0 | 135 |  | 1.02 | Wind | 1 | 0.0087727 | 0 | 135 | 1.1669 | 135 |  |  | 0.0087727 | 1.1843
71059 | L_SWEETW1_3N | W1 | West | YES | 0.008644 | 23.8 | 0 | 119 | 0 | 1.02 | Wind | 1 | 0.0087727 | 0 | 119 | 1.0286 | 119 |  |  | 0.0087727 | 1.0439
71060 | L_SWEETW1_4N | W1 | West | YES | 0.008644 | 21 | 0 | 105 | 0 | 1.02 | Wind | 1 | 0.0087727 | 0 | 105 | 0.90762 | 105 |  |  | 0.0087727 | 0.92113
71061 | L_SWEETW1_5N | W1 | West | YES | 0.008644 | 16.1 | 0 | 80.5 | 0 | 1.02 | Wind | 1 | 0.0087727 | 0 | 80.5 | 0.69584 | 80.5 |  |  | 0.0087727 | 0.7062
6144 | MCADOO1A | 1 | West | YES | 0.008653 | 15 | 0 | 150 | 0 | 1.025 | Wind | 1 | 0.0087817 | 0 | 150 | 1.2979 | 150 |  |  | 0.0087817 | 1.3172
36998 | RDCNYNG1 | 1 | West | YES | 0.009189 | 16.8 | 0 | 84 |  | 1.01 | Wind | 1 | 0.0093177 | 0 | 84 | 0.77188 | 84 |  |  | 0.0093177 | 0.78268
1058 | LONGSHORE_5 | 1 | West | YES | 0.009219 | 30 | 0 | 150 |  | 1.01 | Wind | 1 | 0.0093477 | 0 | 150 | 1.3828 | 150 |  |  | 0.0093477 | 1.4021
1058 | LONGSHORE_5 | 2 | West | YES | 0.009219 | 44 | 0 | 220 |  | 1.01 | Wind | 1 | 0.0093477 | 0 | 220 | 2.0282 | 220 |  |  | 0.0093477 | 2.0565
11065 | ELBOWCK_1G | 1 | West | YES | 0.009219 | 23.4 | 0 | 121.9 | 0 | 1 | Wind | 1 | 0.0093477 | 0 | 121.9 | 1.1238 | 121.9 |  |  | 0.0093477 | 1.1395
1045 | CALENG1G_1G | 1 | West | YES | 0.009301 | 73.4 | 27 | 73.4 | 0 | 1.014 | Cogen | 1 | 0.0094297 | 0 | 0 | 0 | 0 |  |  | 0.0094297 | 0
1046 | CALENG2G_2G | 2 | West | YES | 0.009301 | 73.4 | 27 | 73.4 | 0 | 1.014 | Cogen | 1 | 0.0094297 | 0 | 0 | 0 | 0 |  |  | 0.0094297 | 0
1047 | CALENG3G_3G | 3 | West | YES | 0.009301 | 70.4 | 27 | 70.4 | 0 | 1.014 | Cogen | 1 | 0.0094297 | 0 | 0 | 0 | 0 |  |  | 0.0094297 | 0
1061 | CIELOGEN_1G | 1 | West | YES | 0.009312 | 19.8 | 0 | 99 |  | 1 | Wind | 1 | 0.0094407 | 0 | 99 | 0.92189 | 99 |  |  | 0.0094407 | 0.93463
1062 | CIELOGEN_2G | 1 | West | YES | 0.009312 | 12.2 | 0 | 61 |  | 1 | Wind | 1 | 0.0094407 | 0 | 61 | 0.56803 | 61 |  |  | 0.0094407 | 0.57588
1069 | KINDERMG_1G | 1 | West | YES | 0.009312 | 25 | 5 | 25 | 0 | 1.017 | Cogen | 1 | 0.0094407 | 0 | 0 | 0 | 0 |  |  | 0.0094407 | 0
1070 | KINDERMG_2G | 1 | West | YES | 0.009312 | 45.7 | 12 | 45.7 | 0 | 1.017 | Cogen | 1 | 0.0094407 | 0 | 0 | 0 | 0 |  |  | 0.0094407 | 0
1071 | KINDERMG_3G | 1 | West | YES | 0.009312 | 45.7 | 12 | 45.7 | 0 | 1.017 | Cogen | 1 | 0.0094407 | 0 | 0 | 0 | 0 |  |  | 0.0094407 | 0
1068 | SCURRYCW_1G | 1 | West | YES | 0.009318 | 28.2 | 1.3 | 141 | 0 | 1.0217 | Wind | 1 | 0.0094467 | 0 | 141 | 1.3138 | 141 |  |  | 0.0094467 | 1.332
1073 | SCURRYCW_2G | 2 | West | YES | 0.009318 | 24 | 0 | 120 | 0 | 1.0217 | Wind | 1 | 0.0094467 | 0 | 120 | 1.1182 | 120 |  |  | 0.0094467 | 1.1336
1037 | MORGAN5G_5G | 5 | West | YES | 0.009364 | 109.6 | 40 | 137 | 0 | 1.029 | GST | 1 | 0.0094927 | 137 | 137 | 1.2829 | 137 |  |  | 0.0094927 | 1.3005
1039 | MRGNAG_1G | A | West | YES | 0.009364 | 69 | 69 | 69 | 0 | 1.029 | GGT | 1 | 0.0094927 | 69 | 69 | 0.64612 | 69 |  |  | 0.0094927 | 0.65499
1040 | MRGNBG_2G | B | West | YES | 0.009364 | 70 | 70 | 71 | 0 | 1.029 | GGT | 1 | 0.0094927 | 71 | 71 | 0.66484 | 71 |  |  | 0.0094927 | 0.67398
1041 | MRGNCG_3G | C | West | YES | 0.009364 | 69 | 69 | 70 | 0 | 1.029 | GGT | 1 | 0.0094927 | 70 | 70 | 0.65548 | 70 |  |  | 0.0094927 | 0.66449
1042 | MRGNDG_4G | D | West | YES | 0.009364 | 68 | 68 | 68 | 0 | 1.029 | GGT | 1 | 0.0094927 | 68 | 68 | 0.63675 | 68 |  |  | 0.0094927 | 0.6455
1043 | MRGNEG_5G | E | West | YES | 0.009364 | 68 | 68 | 70 | 0 | 1.029 | GGT | 1 | 0.0094927 | 70 | 70 | 0.65548 | 70 |  |  | 0.0094927 | 0.66449
1044 | MRGNFG_6G | F | West | YES | 0.009364 | 66 | 66 | 66 | 0 | 1.029 | GGT | 1 | 0.0094927 | 66 | 66 | 0.61802 | 66 |  |  | 0.0094927 | 0.62652
6637 | SNYDERW1A | 1 | West | YES | 0.009406 | 12.6 | 0 | 63 | 0 | 1.025 | Wind | 1 | 0.0095347 | 0 | 63 | 0.59258 | 63 |  |  | 0.0095347 | 0.60068
11309 | BULLCREK_2G | 1 | West | YES | 0.009536 | 20.9 | 0 | 180 |  | 1 | Wind | 1 | 0.0096647 | 0 | 180 | 1.7165 | 180 |  |  | 0.0096647 | 1.7396
11310 | BULLCREK_1G | 1 | West | YES | 0.009536 | 15.1 | 0 | 180 |  | 1 | Wind | 1 | 0.0096647 | 0 | 180 | 1.7165 | 180 |  |  | 0.0096647 | 1.7396
11320 | COYOTE_1G | 1 | West | YES | 0.009563 | 22.5 | 0 | 225 |  | 1 | Wind | 1 | 0.0096917 | 0 | 225 | 2.1517 | 225 |  |  | 0.0096917 | 2.1806
11001 | NAV1CT | 1 | West | YES | 0.00958 | 70.4 | 18 | 70.4 | 0 | 1.029 | CC | 1 | 0.0097087 | 70.4 | 70.4 | 0.67443 | 70.4 |  |  | 0.0097087 | 0.68349
11009 | NAV2CT | 1 | West | YES | 0.00958 | 71.4 | 18 | 71.4 | 0 | 1.029 | CC | 1 | 0.0097087 | 71.4 | 71.4 | 0.68401 | 71.4 |  |  | 0.0097087 | 0.6932
11011 | NAV3ST | 1 | West | YES | 0.00958 | 92.8 | 40 | 92.8 | 0 | 1.029 | CC | 1 | 0.0097087 | 92.8 | 92.8 | 0.88902 | 92.8 |  |  | 0.0097087 | 0.90096
11012 | NAV4CT | 1 | West | YES | 0.00958 | 80 | 18 | 80 | 0 | 1.029 | CC | 1 | 0.0097087 | 80 | 80 | 0.7664 | 80 |  |  | 0.0097087 | 0.77669
11013 | NAV5CT | 1 | West | YES | 0.00958 | 80 | 18 | 80 | 0 | 1.029 | CC | 1 | 0.0097087 | 80 | 80 | 0.7664 | 80 |  |  | 0.0097087 | 0.77669
11014 | NAV6ST | 1 | West | YES | 0.00958 | 115 | 40 | 115 | 0 | 1.029 | CC | 1 | 0.0097087 | 115 | 115 | 1.1017 | 115 |  |  | 0.0097087 | 1.1165
11020 | TIEHVSG_1G | 1 | West | YES | 0.009584 | 208.2 | 63 | 208.2 | 0 | 1.012 | CC | 1 | 0.0097127 | 208.2 | 208.2 | 1.9954 | 208.2 |  |  | 0.0097127 | 2.0222
11021 | TIEHVCG_1G | 1 | West | YES | 0.009584 | 142.1 | 103 | 142.1 | 0 | 1.012 | CC | 1 | 0.0097127 | 142.1 | 142.1 | 1.3619 | 142.1 |  |  | 0.0097127 | 1.3802
11022 | TIEHVCG_2G | 1 | West | YES | 0.009584 | 132.4 | 103 | 132.4 | 0 | 1.012 | CC | 1 | 0.0097127 | 132.4 | 132.4 | 1.2689 | 132.4 |  |  | 0.0097127 | 1.286
11023 | TIEHVCG_3G | 1 | West | YES | 0.009584 | 137.4 | 103 | 137.4 | 0 | 1.012 | CC | 1 | 0.0097127 | 137.4 | 137.4 | 1.3168 | 137.4 |  |  | 0.0097127 | 1.3345
11024 | TIEHVCG_4G | 1 | West | YES | 0.009584 | 147 | 103 | 147 | 0 | 1.012 | CC | 1 | 0.0097127 | 147 | 147 | 1.4088 | 147 |  |  | 0.0097127 | 1.4278
11025 | TIEHVSG_2G | 1 | West | YES | 0.009584 | 213.2 | 63 | 213.2 | 0 | 1.012 | CC | 1 | 0.0097127 | 213.2 | 213.2 | 2.0433 | 213.2 |  |  | 0.0097127 | 2.0707
1343 | TRENTIPP_8 | 1 | West | YES | 0.009719 | 30 | 0 | 150 |  | 1.014 | Wind | 1 | 0.0098477 | 0 | 150 | 1.4579 | 150 |  |  | 0.0098477 | 1.4771
1354 | AEPWIND_8 | 1 | West | YES | 0.009719 | 20.2 | 0 | 101 |  | 1 | Wind | 1 | 0.0098477 | 0 | 101 | 0.98162 | 101 |  |  | 0.0098477 | 0.99461
60058 | BUFF_GAP1A | 1 | West | YES | 0.009787 | 24 | 0 | 120 |  | 1 | Wind | 1 | 0.0099157 | 0 | 120 | 1.1744 | 120 |  |  | 0.0099157 | 1.1899
60060 | CIRELLO | 1 | West | YES | 0.009787 | 46.6 | 0 | 233 | 0 | 1 | Wind | 1 | 0.0099157 | 0 | 233 | 2.2804 | 233 |  |  | 0.0099157 | 2.3104
60063 | BUFF_GAP1B | 1 | West | YES | 0.009787 | 34 | 0 | 170.2 | 0 | 1.02 | Wind | 1 | 0.0099157 | 0 | 170.2 | 1.6657 | 170.2 |  |  | 0.0099157 | 1.6876
60066 | H_HOLLOW1A | 1 | West | YES | 0.009787 | 44.4 | 0 | 222 | 0 | 1.005 | Wind | 1 | 0.0099157 | 0 | 222 | 2.1727 | 222 |  |  | 0.0099157 | 2.2013
60068 | HHOLLOW21A | 1 | West | YES | 0.009787 | 36.8 | 0 | 184 | 0 | 1.025 | Wind | 1 | 0.0099157 | 0 | 184 | 1.8008 | 184 |  |  | 0.0099157 | 1.8245
60070 | HHOLLOW31A | 1 | West | YES | 0.009787 | 44.8 | 0 | 224 | 0 | 1.025 | Wind | 1 | 0.0099157 | 0 | 224 | 2.1923 | 224 |  |  | 0.0099157 | 2.2211
60072 | HHOLLOW41A | 1 | West | YES | 0.009787 | 23 | 0 | 115 | 0 | 1.025 | Wind | 1 | 0.0099157 | 0 | 115 | 1.1255 | 115 |  |  | 0.0099157 | 1.1403
11147 | NOTREES_1G | 1 | West | YES | 0.009856 | 29.8 | 0 | 149 | 0 | 1.017 | Wind | 1 | 0.0099847 | 0 | 149 | 1.4685 | 149 |  |  | 0.0099847 | 1.4877
6407 | TURKTRAK1A | 1 | West | YES | 0.009858 | 33.9 | 0 | 169.5 | 0 | 1.025 | Wind | 1 | 0.0099867 | 0 | 169.5 | 1.6709 | 169.5 |  |  | 0.0099867 | 1.6927
7038 | L_DELAWA1_1Y | 1 | West | YES | 0.009876 | 3.5 | 0 | 35 | 0 | 1 | Wind | 1 | 0.010005 | 0 | 35 | 0.34566 | 35 |  |  | 0.010005 | 0.35016
7038 | L_DELAWA1_1Y | 2 | West | YES | 0.009876 | 3 | 0 | 30 | 0 | 1 | Wind | 1 | 0.010005 | 0 | 30 | 0.29628 | 30 |  |  | 0.010005 | 0.30014
1002 | PBCTAGE_1G | A | West | YES | 0.009887 | 64 | 64 | 66 | 0 | 1.036 | GGT | 1 | 0.010016 | 66 | 66 | 0.65254 | 66 |  |  | 0.010016 | 0.66103
1003 | PBCTBGE_2G | B | West | YES | 0.009887 | 65 | 65 | 66 | 0 | 1.036 | GGT | 1 | 0.010016 | 66 | 66 | 0.65254 | 66 |  |  | 0.010016 | 0.66103
1004 | PBCTCGE_3G | C | West | YES | 0.009887 | 62 | 62 | 67 | 0 | 1.036 | GGT | 1 | 0.010016 | 67 | 67 | 0.66243 | 67 |  |  | 0.010016 | 0.67105
1005 | PBCTDGE_4G | D | West | YES | 0.009887 | 65 | 65 | 68 | 0 | 1.036 | GGT | 1 | 0.010016 | 68 | 68 | 0.67232 | 68 |  |  | 0.010016 | 0.68107
1006 | PBCTEGE_5G | E | West | YES | 0.009887 | 65 | 65 | 67 | 0 | 1.036 | GGT | 1 | 0.010016 | 67 | 67 | 0.66243 | 67 |  |  | 0.010016 | 0.67105
1007 | PB5GEN_6G | 5 | West | YES | 0.009887 | 91.2 | 40 | 114 | 0 | 1.036 | GST | 1 | 0.010016 | 114 | 114 | 1.1271 | 114 |  |  | 0.010016 | 1.1418
1008 | PB6GEN_7G | 6 | West | YES | 0.009887 | 515 | 130 | 515 | 0 | 1.036 | GST | 1 | 0.010016 | 515 | 515 | 5.0918 | 515 |  |  | 0.010016 | 5.1581
1333 | MCDDONAL_8 | 1 | West | YES | 0.009982 | 42.8 | 0 | 214.2 |  | 1.01 | Wind | 1 | 0.010111 | 0 | 214.2 | 2.1381 | 214.2 |  |  | 0.010111 | 2.1657
1326 | STANTONW_8 | 1 | West | YES | 0.009983 | 20.1 | 0 | 100.5 |  | 1.01 | Wind | 1 | 0.010112 | 0 | 100.5 | 1.0033 | 100.5 |  |  | 0.010112 | 1.0162
1328 | OCOTILLO_1G | 1 | West | YES | 0.01001 | 11.6 | 0 | 58 |  | 1.01 | Wind | 1 | 0.010139 | 0 | 58 | 0.58058 | 58 |  |  | 0.010139 | 0.58804
1327 | WILDHRSE_1G | 1 | West | YES | 0.010106 | 0 | 0 | 120 |  | 1 | Wind | 1 | 0.010235 | 0 | 120 | 1.2127 | 120 |  |  | 0.010235 | 1.2282
1360 | GUNSIGHT_8 | 1 | West | YES | 0.010114 | 0 | 0 | 120 |  | 1.01 | Wind | 1 | 0.010243 | 0 | 120 | 1.2137 | 120 |  |  | 0.010243 | 1.2291
76031 | L_GASCCR1_1N | W1 | West | YES | 0.010707 | 30 | 0 | 150 | 0 | 1.02 | Wind | 1 | 0.010836 | 0 | 150 | 1.606 | 150 |  |  | 0.010836 | 1.6253
76091 | L_DIVIDE1_1N | W1 | West | YES | 0.011017 | 22.5 | 0 | 112.5 |  | 1.02 | Wind | 1 | 0.011146 | 0 | 112.5 | 1.2394 | 112.5 |  |  | 0.011146 | 1.2539
76095 | L_CAPRSI1_1N | W1 | West | YES | 0.011017 | 29.9 | 0 | 149.5 | 0 | 1.02 | Wind | 1 | 0.011146 | 0 | 149.5 | 1.647 | 149.5 |  |  | 0.011146 | 1.6663
76096 | L_CAPRSI1_2N | W1 | West | YES | 0.011017 | 37.2 | 0 | 186 | 0 | 1.02 | Wind | 1 | 0.011146 | 0 | 186 | 2.0492 | 186 |  |  | 0.011146 | 2.0731
76097 | L_CAPRGE1_1N | W1 | West | YES | 0.011017 | 42.9 | 0 | 214.5 | 0 | 1.02 | Wind | 1 | 0.011146 | 0 | 214.5 | 2.3631 | 214.5 |  |  | 0.011146 | 2.3907
1320 | BSP 1 | 1 | West | YES | 0.011526 | 25.5 | 2.9 | 25.8 | 0 | 1 | Cogen | 1 | 0.011655 | 0 | 0 | 0 | 0 |  |  | 0.011655 | 0
60007 | KING_SW1A | 1 | West | YES | 0.011551 | 20 | 0 | 80 |  | 1.03 | Wind | 1 | 0.01168 | 0 | 80 | 0.92408 | 80 |  |  | 0.01168 | 0.93437
60019 | KING_NW1A | 1 | West | YES | 0.011551 | 20 | 0 | 80 |  | 1.03 | Wind | 1 | 0.01168 | 0 | 80 | 0.92408 | 80 |  |  | 0.01168 | 0.93437
60201 | RIO DRCS | F | West | YES | 0.011574 | 0 | 0 | 0 | 0 | 1.025 | AVR | 1 | 0.011703 | 0 | 0 | 0 | 0 |  |  | 0.011703 | 0
6016 | SWMESA | 1 | West | YES | 0.011618 | 18.8 | 0 | 75 |  | 1.03 | Wind | 1 | 0.011747 | 0 | 75 | 0.87135 | 75 |  |  | 0.011747 | 0.881
60003 | KING_NE1A | 1 | West | YES | 0.011618 | 20 | 0 | 80 |  | 1.03 | Wind | 1 | 0.011747 | 0 | 80 | 0.92944 | 80 |  |  | 0.011747 | 0.93973
60005 | KING_SE1A | 1 | West | YES | 0.011618 | 10 | 0 | 40 |  | 1.035 | Wind | 1 | 0.011747 | 0 | 40 | 0.46472 | 40 |  |  | 0.011747 | 0.46987
60016 | WOODWRD11A | 1 | West | YES | 0.011624 | 20 | 0 | 80 |  | 1.033 | Wind | 1 | 0.011753 | 0 | 80 | 0.92992 | 80 |  |  | 0.011753 | 0.94021
38332 | TNWDWRDU2_8 | 1 | West | YES | 0.011627 | 20 | 0 | 80 | 0 | 1.0232 | Wind | 1 | 0.011756 | 0 | 80 | 0.93016 | 80 |  |  | 0.011756 | 0.94045
38437 | TNSRBNMESA9 | 1 | West | YES | 0.011643 | 37.5 | 0 | 150 | 0 | 1.02 | Wind | 1 | 0.011772 | 0 | 150 | 1.7465 | 150 |  |  | 0.011772 | 1.7657
60017 | ORNNWP1 | 1 | West | YES | 0.012073 | 20 | 0 | 80 |  | 1.027 | Wind | 1 | 0.012202 | 0 | 80 | 0.96584 | 80 |  |  | 0.012202 | 0.97613
60018 | DSKY1 | 1 | West | YES | 0.012218 | 21 | 0 | 84 | 0 | 1.023 | Wind | 1 | 0.012347 | 0 | 84 | 1.0263 | 84 |  |  | 0.012347 | 1.0371
60000 | DSKY2 | 1 | West | YES | 0.012353 | 19.1 | 0 | 76.5 |  | 1.039 | Wind | 1 | 0.012482 | 0 | 76.5 | 0.945 | 76.5 |  |  | 0.012482 | 0.95485
60202 | FRNDDRCS | F | West | YES | 0.014388 | 0 | 0 | 0 | 0 | 0.9985 | AVR | 1 | 0.014517 | 0 | 0 | 0 | 0 |  |  | 0.014517 | 0
1349 | WESTXWIN_1G | 1 | West | YES | 0.014689 | 1.3 | 0 | 6.6 |  | 1.014 | Wind | 1 | 0.014818 | 0 | 6.6 | 0.096947 | 6.6 |  |  | 0.014818 | 0.097797
1350 | NWPWRG1_1G | 1 | West | YES | 0.014689 | 6.9 | 1 | 34.3 |  | 1.014 | Wind | 1 | 0.014818 | 0 | 34.3 | 0.50383 | 34.3 |  |  | 0.014818 | 0.50825
60057 | CALLAHAN1A | 1 | West | YES | 0.022675 | 22.8 | 0 | 114 | 0 | 1.04 | Wind | 1 | 0.022804 | 0 | 114 | 2.585 | 114 |  |  | 0.022804 | 2.5996
Note on AL4: Zonal Cap - Zonal Impact

## Distributed Slack - Bound Gen
Number of Bus | Name of Bus | ID | Area Name of Gen | AGC | P Sensitivity of Bus | Gen MW | Min MW | Max MW | V Sensitivity of Bus | Set Volt | Tech Type | Zone Impact | Zone Correlation | Inc Max | Dec Max | Souce S.F. Weighting | Souce Capacity | Sink S.F. Weighting | Sink Capacity | PTDF Calc | PTDF Weighting | max of zone correlation | 0.003107 |  |  | Neg PTDF weight | Pos PTDF weight
1437 | MESQUITW_1G | 1 | North | YES | 0.006507 | 40 | 0 | 400 | 0 | 1.023 | Wind | -1 | 0.003107 | 0 | 400 |  |  | 0 | 0 | -0.003107 | 0 |  |  |  |  | 0 | 0
1438 | MESQUITW_2G | 1 | North | YES | 0.006502 | 23.6 | 0 | 236 |  | 1.017 | Wind | -1 | 0.003112 | 0 | 236 |  |  | 0 | 0 | -0.003112 | 0 |  |  |  |  | 0 | 0
1442 | COKFIELD_5 | 1 | North | YES | 0.005766 | 16.5 | 0 | 165 |  | 1.029 | Wind | -1 | 0.003848 | 0 | 165 |  |  | 0 | 0 | -0.003848 | 0 |  |  |  |  | 0 | 0
8032 | AMISTADHYD1 | 1 | South | YES | 0.005758 | 33 | 13 | 33 | 0 | 1.03 | Hydro | -1 | 0.003856 | 0 | 0 |  |  |  |  | -0.003856 | 0 |  |  | Weighted Shift Factors |  | 0 | 0
8033 | AMISTADHYD2 | 2 | South | YES | 0.005758 | 25 | 13 | 25 | 0 | 1.03 | Hydro | -1 | 0.003856 | 0 | 0 |  |  |  |  | -0.003856 | 0 |  |  | West | 0.009614 | 0 | 0
88253 | HAMILTON | F | South | YES | 0.005758 | 0 | 0 | 0 | 0 | 1.04 | BLT | -1 | 0.003856 | 0 | 0 |  |  |  |  | -0.003856 | 0 |  |  | North | -0.00012867 | 0 | 0
6100 | OKLA7A | EQ | West | YES | 0.005193 | 50 | -220 | 220 | 0 | 1.035 | DCTie | 1 | 0.0053217 | 0 | 0 | 0 | 0 |  |  | 0.0053217 | 0 |  |  |  |  | 0 | 0
6752 | OKLA0A | 1 | West | YES | 0.005193 | 649.7 | 175 | 649.7 | 0 | 1.035 | LIGCO | 1 | 0.0053217 | 0 | 649.7 | 3.3739 | 649.7 |  |  | 0.0053217 | 3.4575 | North |  |  |  | 0 | 0
8262 | ELPS | 1 | South | YES | 0.004071 | 6 | 6 | 6 | 0 | 1.15 | Hydro | -1 | 0.005543 | 0 | 0 |  |  |  |  | -0.005543 | 0 | Line Rating |  | 27 |  | 0 | 0
1432 | GRHAMSES_2G | 2 | North | YES | 0.003435 | 294.9 | 90 | 366 | 0 | 1.014 | GST | -1 | 0.006179 | 366 | 366 |  |  | 1.2572 | 366 | -0.006179 | -2.2615 | Impact Counter to Zone: |  | 0 |  | 0 | 0
1479 | WFCOGEN_1G | 1 | North | YES | 0.003094 | 16 | 12 | 20 | 0 | 1 | Cogen | -1 | 0.00652 | 0 | 0 |  |  | 0 | 0 | -0.00652 | 0 |  |  | 0% |  | 0 | 0
1479 | WFCOGEN_1G | 2 | North | YES | 0.003094 | 16 | 12 | 20 | 0 | 1 | Cogen | -1 | 0.00652 | 0 | 0 |  |  | 0 | 0 | -0.00652 | 0 |  |  |  |  | 0 | 0
1482 | WFCOGEN_2G | 2 | North | YES | 0.003094 | 13.6 | 12 | 17 | 0 | 1 | Cogen | -1 | 0.00652 | 0 | 0 |  |  | 0 | 0 | -0.00652 | 0 | West |  |  |  | 0 | 0
1482 | WFCOGEN_2G | 1 | North | YES | 0.003094 | 16 | 12 | 20 | 0 | 1 | Cogen | -1 | 0.00652 | 0 | 0 |  |  | 0 | 0 | -0.00652 | 0 | Line Rating |  | 27 |  | 0 | 0
1433 | GRHAMSES_1G | 1 | North | YES | 0.002141 | 242 | 60 | 242 | 0 | 1.038 | GST | -1 | 0.007473 | 242 | 242 |  |  | 0.51812 | 242 | -0.007473 | -1.8085 | Impact Counter to Zone: |  | 0 |  | 0 | 0
60081 | WHRLWIND1A | 1 | West | YES | 0.007719 | 12 | 0 | 60 | 0 | 1.03 | Wind | 1 | 0.0078477 | 0 | 60 | 0.46314 | 60 |  |  | 0.0078477 | 0.47086 |  |  | 0% |  | 0 | 0
1455 | WCPWRCO_3G | 3 | North | YES | 0.001638 | 242 | 50 | 242 |  | 1.02 | CC | -1 | 0.007976 | 242 | 242 |  |  | 0.3964 | 242 | -0.007976 | -1.9302 |  |  |  |  | 0 | 0
1453 | WCPWRCO_1G | 1 | North | YES | 0.001638 | 204 | 50 | 204 | 0 | 1.02 | CC | -1 | 0.007976 | 204 | 204 |  |  | 0.33415 | 204 | -0.007976 | -1.6271 |  |  |  |  | 0 | 0
1454 | WCPWRCO_2G | 2 | North | YES | 0.001638 | 204 | 50 | 204 | 0 | 1.02 | CC | -1 | 0.007976 | 204 | 204 |  |  | 0.33415 | 204 | -0.007976 | -1.6271 |  |  |  |  | 0 | 0
1416 | SWETWATR_1G | 1 | West | YES | 0.008097 | 30 | 18 | 30 | 0 | 1.026 | CC | 1 | 0.0082257 | 30 | 30 | 0.24291 | 30 |  |  | 0.0082257 | 0.24677 |  |  |  |  | 0 | 0
1419 | SWETWATR_4G | 4 | West | YES | 0.008097 | 61 | 36 | 61 | 0 | 1.026 | CC | 1 | 0.0082257 | 61 | 61 | 0.49392 | 61 |  |  | 0.0082257 | 0.50177 |  |  |  |  | 0 | 0
1418 | SWETWATR_3G | 3 | West | YES | 0.008097 | 68 | 36 | 68 | 0 | 1.026 | CC | 1 | 0.0082257 | 68 | 68 | 0.5506 | 68 |  |  | 0.0082257 | 0.55935 |  |  |  |  | 0 | 0
1417 | SWETWATR_2G | 2 | West | YES | 0.008097 | 72 | 36 | 72 | 0 | 1.026 | CC | 1 | 0.0082257 | 72 | 72 | 0.58298 | 72 |  |  | 0.0082257 | 0.59225 |  |  |  |  | 0 | 0
11057 | CHAMPION_1G | 1 | West | YES | 0.008382 | 25.3 | 0 | 126.5 |  | 1 | Wind | 1 | 0.0085107 | 0 | 126.5 | 1.0603 | 126.5 |  |  | 0.0085107 | 1.0766 |  |  |  |  | 0 | 0
11059 | INADALE_1G | 1 | West | YES | 0.008382 | 39.4 | 0 | 197 |  | 1 | Wind | 1 | 0.0085107 | 0 | 197 | 1.6513 | 197 |  |  | 0.0085107 | 1.6766 |  |  |  |  | 0 | 0
11056 | ROSCOE_1G | 1 | West | YES | 0.008382 | 41.8 | 0 | 209 |  | 1 | Wind | 1 | 0.0085107 | 0 | 209 | 1.7518 | 209 |  |  | 0.0085107 | 1.7787 |  |  |  |  | 0 | 0
11058 | PYRON_1G | 1 | West | YES | 0.008382 | 49.8 | 0 | 249 |  | 1 | Wind | 1 | 0.0085107 | 0 | 249 | 2.0871 | 249 |  |  | 0.0085107 | 2.1192 |  |  |  |  | 0 | 0
71051 | L_BITTCR1_1N | W1 | West | YES | 0.008644 | 7.5 | 0 | 37.5 |  | 1.02 | Wind | 1 | 0.0087727 | 0 | 37.5 | 0.32415 | 37.5 |  |  | 0.0087727 | 0.32897 |  |  |  |  | 0 | 0
71061 | L_SWEETW1_5N | W1 | West | YES | 0.008644 | 16.1 | 0 | 80.5 | 0 | 1.02 | Wind | 1 | 0.0087727 | 0 | 80.5 | 0.69584 | 80.5 |  |  | 0.0087727 | 0.7062 |  |  |  |  | 0 | 0
71060 | L_SWEETW1_4N | W1 | West | YES | 0.008644 | 21 | 0 | 105 | 0 | 1.02 | Wind | 1 | 0.0087727 | 0 | 105 | 0.90762 | 105 |  |  | 0.0087727 | 0.92113 |  |  |  |  | 0 | 0
71054 | L_SWEETW1_1N | W1 | West | YES | 0.008644 | 21.5 | 0 | 107.5 |  | 1.02 | Wind | 1 | 0.0087727 | 0 | 107.5 | 0.92923 | 107.5 |  |  | 0.0087727 | 0.94306 |  |  |  |  | 0 | 0
71059 | L_SWEETW1_3N | W1 | West | YES | 0.008644 | 23.8 | 0 | 119 | 0 | 1.02 | Wind | 1 | 0.0087727 | 0 | 119 | 1.0286 | 119 |  |  | 0.0087727 | 1.0439 |  |  |  |  | 0 | 0
71057 | L_SWEETW1_2N | W1 | West | YES | 0.008644 | 27 | 0 | 135 |  | 1.02 | Wind | 1 | 0.0087727 | 0 | 135 | 1.1669 | 135 |  |  | 0.0087727 | 1.1843 |  |  |  |  | 0 | 0
6144 | MCADOO1A | 1 | West | YES | 0.008653 | 15 | 0 | 150 | 0 | 1.025 | Wind | 1 | 0.0087817 | 0 | 150 | 1.2979 | 150 |  |  | 0.0087817 | 1.3172 |  |  |  |  | 0 | 0
344 | MRSSHPRD | 1 | North | YES | 0.000775 | 0 | 0 | 12 |  | 1.03 | Hydro | -1 | 0.008839 | 0 | 0 |  |  | 0 | 0 | -0.008839 | 0 |  |  |  |  | 0 | 0
345 | MRSSHPRD01 | 2 | North | YES | 0.000775 | 0 | 0 | 12 |  | 1.03 | Hydro | -1 | 0.008839 | 0 | 0 |  |  | 0 | 0 | -0.008839 | 0 |  |  |  |  | 0 | 0
728 | WOLFRIDGE801 | 1 | North | YES | 0.000652 | 11.2 | 0 | 112.5 | 0 | 0.99 | Wind | -1 | 0.008962 | 0 | 112.5 |  |  | 0 | 0 | -0.008962 | 0 |  |  |  |  | 0 | 0
1600 | BARTNWND_1G | 1 | North | YES | 0.000616 | 12 | 0 | 120 | 0 | 1.022 | Wind | -1 | 0.008998 | 0 | 120 |  |  | 0 | 0 | -0.008998 | 0 |  |  |  |  | 0 | 0
58909 | PEARSALLSCG1 | 3 | South | YES | 0.000544 | 0 | 0 | 8.4 |  | 1.027 | Diesel | -1 | 0.00907 | 8.4 | 8.4 |  |  |  |  | -0.00907 | -0.076188 |  |  |  |  | 0 | 0
58909 | PEARSALLSCG1 | 4 | South | YES | 0.000544 | 0 | 0 | 8.4 |  | 1.027 | Diesel | -1 | 0.00907 | 8.4 | 8.4 |  |  |  |  | -0.00907 | -0.076188 |  |  |  |  | 0 | 0
58909 | PEARSALLSCG1 | 6 | South | YES | 0.000544 | 0 | 0 | 8.4 |  | 1.027 | Diesel | -1 | 0.00907 | 8.4 | 8.4 |  |  |  |  | -0.00907 | -0.076188 |  |  |  |  | 0 | 0
58909 | PEARSALLSCG1 | 5 | South | YES | 0.000544 | 0 | 0 | 8.4 |  | 1.027 | Diesel | -1 | 0.00907 | 8.4 | 8.4 |  |  |  |  | -0.00907 | -0.076188 |  |  |  |  | 0 | 0
58909 | PEARSALLSCG1 | 1 | South | YES | 0.000544 | 0 | 0 | 8.4 |  | 1.027 | Diesel | -1 | 0.00907 | 8.4 | 8.4 |  |  |  |  | -0.00907 | -0.076188 |  |  |  |  | 0 | 0
58909 | PEARSALLSCG1 | 2 | South | YES | 0.000544 | 0 | 0 | 8.4 |  | 1.027 | Diesel | -1 | 0.00907 | 8.4 | 8.4 |  |  |  |  | -0.00907 | -0.076188 |  |  |  |  | 0 | 0
58919 | PEARSALLSCG2 | 5 | South | YES | 0.000544 | 0 | 0 | 8.4 |  | 1.027 | Diesel | -1 | 0.00907 | 8.4 | 8.4 |  |  |  |  | -0.00907 | -0.076188 |  |  |  |  | 0 | 0
58919 | PEARSALLSCG2 | 6 | South | YES | 0.000544 | 0 | 0 | 8.4 |  | 1.027 | Diesel | -1 | 0.00907 | 8.4 | 8.4 |  |  |  |  | -0.00907 | -0.076188 |  |  |  |  | 0 | 0
58919 | PEARSALLSCG2 | 1 | South | YES | 0.000544 | 0 | 0 | 8.4 |  | 1.027 | Diesel | -1 | 0.00907 | 8.4 | 8.4 |  |  |  |  | -0.00907 | -0.076188 |  |  |  |  | 0 | 0
58919 | PEARSALLSCG2 | 2 | South | YES | 0.000544 | 0 | 0 | 8.4 |  | 1.027 | Diesel | -1 | 0.00907 | 8.4 | 8.4 |  |  |  |  | -0.00907 | -0.076188 |  |  |  |  | 0 | 0
58919 | PEARSALLSCG2 | 4 | South | YES | 0.000544 | 0 | 0 | 8.4 |  | 1.027 | Diesel | -1 | 0.00907 | 8.4 | 8.4 |  |  |  |  | -0.00907 | -0.076188 |  |  |  |  | 0 | 0
58919 | PEARSALLSCG2 | 3 | South | YES | 0.000544 | 0 | 0 | 8.4 |  | 1.027 | Diesel | -1 | 0.00907 | 8.4 | 8.4 |  |  |  |  | -0.00907 | -0.076188 |  |  |  |  | 0 | 0
58929 | PEARSALLSCG3 | 4 | South | YES | 0.000544 | 0 | 0 | 8.4 |  | 1.027 | Diesel | -1 | 0.00907 | 8.4 | 8.4 |  |  |  |  | -0.00907 | -0.076188 |  |  |  |  | 0 | 0
58929 | PEARSALLSCG3 | 6 | South | YES | 0.000544 | 0 | 0 | 8.4 |  | 1.027 | Diesel | -1 | 0.00907 | 8.4 | 8.4 |  |  |  |  | -0.00907 | -0.076188 |  |  |  |  | 0 | 0
58929 | PEARSALLSCG3 | 2 | South | YES | 0.000544 | 0 | 0 | 8.4 |  | 1.027 | Diesel | -1 | 0.00907 | 8.4 | 8.4 |  |  |  |  | -0.00907 | -0.076188 |  |  |  |  | 0 | 0
58929 | PEARSALLSCG3 | 5 | South | YES | 0.000544 | 0 | 0 | 8.4 |  | 1.027 | Diesel | -1 | 0.00907 | 8.4 | 8.4 |  |  |  |  | -0.00907 | -0.076188 |  |  |  |  | 0 | 0
58929 | PEARSALLSCG3 | 1 | South | YES | 0.000544 | 0 | 0 | 8.4 |  | 1.027 | Diesel | -1 | 0.00907 | 8.4 | 8.4 |  |  |  |  | -0.00907 | -0.076188 |  |  |  |  | 0 | 0
58929 | PEARSALLSCG3 | 3 | South | YES | 0.000544 | 0 | 0 | 8.4 |  | 1.027 | Diesel | -1 | 0.00907 | 8.4 | 8.4 |  |  |  |  | -0.00907 | -0.076188 |  |  |  |  | 0 | 0
58949 | PEARSALLSCG4 | 3 | South | YES | 0.000544 | 0 | 0 | 8.4 |  | 1.027 | Diesel | -1 | 0.00907 | 8.4 | 8.4 |  |  |  |  | -0.00907 | -0.076188 |  |  |  |  | 0 | 0
58949 | PEARSALLSCG4 | 2 | South | YES | 0.000544 | 0 | 0 | 8.4 |  | 1.027 | Diesel | -1 | 0.00907 | 8.4 | 8.4 |  |  |  |  | -0.00907 | -0.076188 |  |  |  |  | 0 | 0
58949 | PEARSALLSCG4 | 1 | South | YES | 0.000544 | 0 | 0 | 8.4 |  | 1.027 | Diesel | -1 | 0.00907 | 8.4 | 8.4 |  |  |  |  | -0.00907 | -0.076188 |  |  |  |  | 0 | 0
58949 | PEARSALLSCG4 | 4 | South | YES | 0.000544 | 0 | 0 | 8.4 |  | 1.027 | Diesel | -1 | 0.00907 | 8.4 | 8.4 |  |  |  |  | -0.00907 | -0.076188 |  |  |  |  | 0 | 0
58949 | PEARSALLSCG4 | 6 | South | YES | 0.000544 | 0 | 0 | 8.4 |  | 1.027 | Diesel | -1 | 0.00907 | 8.4 | 8.4 |  |  |  |  | -0.00907 | -0.076188 |  |  |  |  | 0 | 0
58949 | PEARSALLSCG4 | 5 | South | YES | 0.000544 | 0 | 0 | 8.4 |  | 1.027 | Diesel | -1 | 0.00907 | 8.4 | 8.4 |  |  |  |  | -0.00907 | -0.076188 |  |  |  |  | 0 | 0
924 | SPENCER_G5 | 1 | North | YES | 0.00053 | 52 | 20 | 66 | 0 | 1.03 | GST | -1 | 0.009084 | 66 | 66 |  |  | 0.03498 | 66 | -0.009084 | -0.59954 |  |  |  |  | 0 | 0
923 | SPENCER_G4 | 1 | North | YES | 0.00053 | 48 | 20 | 61 | 0 | 1.03 | GST | -1 | 0.009084 | 61 | 61 |  |  | 0.03233 | 61 | -0.009084 | -0.55412 |  |  |  |  | 0 | 0
80265 | LARECU40A | 4 | South | YES | 0.000437 | 80 | 0 | 100 |  | 1.039 | GGT | -1 | 0.009177 | 100 | 100 |  |  |  |  | -0.009177 | -0.9177 |  |  |  |  | 0 | 0
80266 | LARECU50A | 5 | South | YES | 0.000437 | 80 | 0 | 100 |  | 1.039 | GGT | -1 | 0.009177 | 100 | 100 |  |  |  |  | -0.009177 | -0.9177 |  |  |  |  | 0 | 0
80012 | LAR | F | South | YES | 0.000437 | 0 | 0 | 0 | 0 | 1.04 | DCTie | -1 | 0.009177 | 0 | 0 |  |  |  |  | -0.009177 | 0 |  |  |  |  | 0 | 0
580 | JCKCNTY801 | 1 | North | YES | 0.00038 | 288 | 0 | 288 | 0 | 1.022 | CC | -1 | 0.009234 | 288 | 288 |  |  | 0.10944 | 288 | -0.009234 | -2.6594 |  |  |  |  | 0 | 0
581 | JCKCNTY802 | 2 | North | YES | 0.00038 | 147 | 0 | 147 | 0 | 1.022 | CC | -1 | 0.009234 | 147 | 147 |  |  | 0.05586 | 147 | -0.009234 | -1.3574 |  |  |  |  | 0 | 0
582 | JCKCNTY803 | 3 | North | YES | 0.00038 | 147 | 0 | 147 | 0 | 1.022 | CC | -1 | 0.009234 | 147 | 147 |  |  | 0.05586 | 147 | -0.009234 | -1.3574 |  |  |  |  | 0 | 0
1861 | EAGLEMNT_1G | MB | North | YES | 0.000339 | 0 | 30 | 112 |  | 1.022 | GST | -1 | 0.009275 | 0 | 0 |  |  | 0 | 0 | -0.009275 | 0 |  |  |  |  | 0 | 0
1862 | EAGLEMNT_2G | MB | North | YES | 0.000339 | 0 | 40 | 100 |  | 1.022 | GST | -1 | 0.009275 | 0 | 0 |  |  | 0 | 0 | -0.009275 | 0 |  |  |  |  | 0 | 0
1863 | EAGLEMNT_3G | MB | North | YES | 0.000339 | 0 | 50 | 378 |  | 1.022 | GST | -1 | 0.009275 | 0 | 0 |  |  | 0 | 0 | -0.009275 | 0 |  |  |  |  | 0 | 0
5891 | PEARSALLGEN2 | 1 | South | YES | 0.000314 | 19.4 | 6 | 24.3 | 0 | 1.0226 | GST | -1 | 0.0093 | 24.3 | 24.3 |  |  |  |  | -0.0093 | -0.22599 |  |  |  |  | 0 | 0
5890 | PEARSALLGEN1 | 1 | South | YES | 0.000314 | 19.2 | 6 | 24 | 0 | 1.0226 | GST | -1 | 0.0093 | 24 | 24 |  |  |  |  | -0.0093 | -0.2232 |  |  |  |  | 0 | 0
5892 | PEARSALLGEN3 | 1 | South | YES | 0.000314 | 19.1 | 6 | 23.9 | 0 | 1.0226 | GST | -1 | 0.0093 | 23.9 | 23.9 |  |  |  |  | -0.0093 | -0.22227 |  |  |  |  | 0 | 0
36998 | RDCNYNG1 | 1 | West | YES | 0.009189 | 16.8 | 0 | 84 |  | 1.01 | Wind | 1 | 0.0093177 | 0 | 84 | 0.77188 | 84 |  |  | 0.0093177 | 0.78268 |  |  |  |  | 0 | 0
11065 | ELBOWCK_1G | 1 | West | YES | 0.009219 | 23.4 | 0 | 121.9 | 0 | 1 | Wind | 1 | 0.0093477 | 0 | 121.9 | 1.1238 | 121.9 |  |  | 0.0093477 | 1.1395 |  |  |  |  | 0 | 0
1058 | LONGSHORE_5 | 1 | West | YES | 0.009219 | 30 | 0 | 150 |  | 1.01 | Wind | 1 | 0.0093477 | 0 | 150 | 1.3828 | 150 |  |  | 0.0093477 | 1.4021 |  |  |  |  | 0 | 0
1058 | LONGSHORE_5 | 2 | West | YES | 0.009219 | 44 | 0 | 220 |  | 1.01 | Wind | 1 | 0.0093477 | 0 | 220 | 2.0282 | 220 |  |  | 0.0093477 | 2.0565 |  |  |  |  | 0 | 0
1045 | CALENG1G_1G | 1 | West | YES | 0.009301 | 73.4 | 27 | 73.4 | 0 | 1.014 | Cogen | 1 | 0.0094297 | 0 | 0 | 0 | 0 |  |  | 0.0094297 | 0 |  |  |  |  | 0 | 0
1046 | CALENG2G_2G | 2 | West | YES | 0.009301 | 73.4 | 27 | 73.4 | 0 | 1.014 | Cogen | 1 | 0.0094297 | 0 | 0 | 0 | 0 |  |  | 0.0094297 | 0 |  |  |  |  | 0 | 0
1047 | CALENG3G_3G | 3 | West | YES | 0.009301 | 70.4 | 27 | 70.4 | 0 | 1.014 | Cogen | 1 | 0.0094297 | 0 | 0 | 0 | 0 |  |  | 0.0094297 | 0 |  |  |  |  | 0 | 0
1069 | KINDERMG_1G | 1 | West | YES | 0.009312 | 25 | 5 | 25 | 0 | 1.017 | Cogen | 1 | 0.0094407 | 0 | 0 | 0 | 0 |  |  | 0.0094407 | 0 |  |  |  |  | 0 | 0
1070 | KINDERMG_2G | 1 | West | YES | 0.009312 | 45.7 | 12 | 45.7 | 0 | 1.017 | Cogen | 1 | 0.0094407 | 0 | 0 | 0 | 0 |  |  | 0.0094407 | 0 |  |  |  |  | 0 | 0
1071 | KINDERMG_3G | 1 | West | YES | 0.009312 | 45.7 | 12 | 45.7 | 0 | 1.017 | Cogen | 1 | 0.0094407 | 0 | 0 | 0 | 0 |  |  | 0.0094407 | 0 |  |  |  |  | 0 | 0
1062 | CIELOGEN_2G | 1 | West | YES | 0.009312 | 12.2 | 0 | 61 |  | 1 | Wind | 1 | 0.0094407 | 0 | 61 | 0.56803 | 61 |  |  | 0.0094407 | 0.57588 |  |  |  |  | 0 | 0
1061 | CIELOGEN_1G | 1 | West | YES | 0.009312 | 19.8 | 0 | 99 |  | 1 | Wind | 1 | 0.0094407 | 0 | 99 | 0.92189 | 99 |  |  | 0.0094407 | 0.93463 |  |  |  |  | 0 | 0
1073 | SCURRYCW_2G | 2 | West | YES | 0.009318 | 24 | 0 | 120 | 0 | 1.0217 | Wind | 1 | 0.0094467 | 0 | 120 | 1.1182 | 120 |  |  | 0.0094467 | 1.1336 |  |  |  |  | 0 | 0
1068 | SCURRYCW_1G | 1 | West | YES | 0.009318 | 28.2 | 1.3 | 141 | 0 | 1.0217 | Wind | 1 | 0.0094467 | 0 | 141 | 1.3138 | 141 |  |  | 0.0094467 | 1.332 |  |  |  |  | 0 | 0
2371 | COLLIN_1G | MB | North | YES | 0.000133 | 0 | 40 | 138 |  | 1.022 | GST | -1 | 0.009481 | 0 | 0 |  |  | 0 | 0 | -0.009481 | 0 |  |  |  |  | 0 | 0
1044 | MRGNFG_6G | F | West | YES | 0.009364 | 66 | 66 | 66 | 0 | 1.029 | GGT | 1 | 0.0094927 | 66 | 66 | 0.61802 | 66 |  |  | 0.0094927 | 0.62652 |  |  |  |  | 0 | 0
1042 | MRGNDG_4G | D | West | YES | 0.009364 | 68 | 68 | 68 | 0 | 1.029 | GGT | 1 | 0.0094927 | 68 | 68 | 0.63675 | 68 |  |  | 0.0094927 | 0.6455 |  |  |  |  | 0 | 0
1039 | MRGNAG_1G | A | West | YES | 0.009364 | 69 | 69 | 69 | 0 | 1.029 | GGT | 1 | 0.0094927 | 69 | 69 | 0.64612 | 69 |  |  | 0.0094927 | 0.65499 |  |  |  |  | 0 | 0
1041 | MRGNCG_3G | C | West | YES | 0.009364 | 69 | 69 | 70 | 0 | 1.029 | GGT | 1 | 0.0094927 | 70 | 70 | 0.65548 | 70 |  |  | 0.0094927 | 0.66449 |  |  |  |  | 0 | 0
1043 | MRGNEG_5G | E | West | YES | 0.009364 | 68 | 68 | 70 | 0 | 1.029 | GGT | 1 | 0.0094927 | 70 | 70 | 0.65548 | 70 |  |  | 0.0094927 | 0.66449 |  |  |  |  | 0 | 0
1040 | MRGNBG_2G | B | West | YES | 0.009364 | 70 | 70 | 71 | 0 | 1.029 | GGT | 1 | 0.0094927 | 71 | 71 | 0.66484 | 71 |  |  | 0.0094927 | 0.67398 |  |  |  |  | 0 | 0
1037 | MORGAN5G_5G | 5 | West | YES | 0.009364 | 109.6 | 40 | 137 | 0 | 1.029 | GST | 1 | 0.0094927 | 137 | 137 | 1.2829 | 137 |  |  | 0.0094927 | 1.3005 |  |  |  |  | 0 | 0
88299 | ZAPATA | F | South | YES | 0.000101 | 0 | 0 | 0 | 0 | 1.02 | BLT | -1 | 0.009513 | 0 | 0 |  |  |  |  | -0.009513 | 0 |  |  |  |  | 0 | 0
6948 | DENISNDM | 1 | North | YES | 9.7e-05 | 40 | 5 | 40 |  | 1.015 | Hydro | -1 | 0.009517 | 0 | 0 |  |  | 0 | 0 | -0.009517 | 0 |  |  |  |  | 0 | 0
6948 | DENISNDM | 2 | North | YES | 9.7e-05 | 31 | 5 | 40 |  | 1.015 | Hydro | -1 | 0.009517 | 0 | 0 |  |  | 0 | 0 | -0.009517 | 0 |  |  |  |  | 0 | 0
6637 | SNYDERW1A | 1 | West | YES | 0.009406 | 12.6 | 0 | 63 | 0 | 1.025 | Wind | 1 | 0.0095347 | 0 | 63 | 0.59258 | 63 |  |  | 0.0095347 | 0.60068 |  |  |  |  | 0 | 0
1688 | VALLEY_2G | 2 | North | YES | 7.8e-05 | 527 | 90 | 527 | 0 | 1.029 | GSC | -1 | 0.009536 | 527 | 527 |  |  | 0.041106 | 527 | -0.009536 | -5.0255 |  |  |  |  | 0 | 0
1687 | VALLEY_1G | 1 | North | YES | 7.8e-05 | 136 | 15 | 170 | 0 | 1.029 | GST | -1 | 0.009536 | 170 | 170 |  |  | 0.01326 | 170 | -0.009536 | -1.6211 |  |  |  |  | 0 | 0
2383 | NTHLK3_G | 3 | North | YES | 5.7e-05 | 0 | 50 | 329 |  | 1.022 | GST | -1 | 0.009557 | 329 | 329 |  |  | 0.018753 | 329 | -0.009557 | -3.1442 |  |  |  |  | 0 | 0
2382 | NTHLK2_G | 2 | North | YES | 5.7e-05 | 0 | 35 | 181 |  | 1.022 | GST | -1 | 0.009557 | 181 | 181 |  |  | 0.010317 | 181 | -0.009557 | -1.7298 |  |  |  |  | 0 | 0
2381 | NTHLK1_G | 1 | North | YES | 5.7e-05 | 0 | 35 | 156 |  | 1.022 | GST | -1 | 0.009557 | 156 | 156 |  |  | 0.008892 | 156 | -0.009557 | -1.4909 |  |  |  |  | 0 | 0
1689 | VALLEY_3G | 3 | North | YES | 5.3e-05 | 0 | 25 | 375 |  | 1.003 | GST | -1 | 0.009561 | 375 | 375 |  |  | 0.019875 | 375 | -0.009561 | -3.5854 |  |  |  |  | 0 | 0
11693 | KMICHIST3_G | 3 | North | YES | 5.3e-05 | 312 | 60 | 312 | 0 | 1.026 | CC | -1 | 0.009561 | 312 | 312 |  |  | 0.016536 | 312 | -0.009561 | -2.983 |  |  |  |  | 0 | 0
11696 | KMICHIST6_G | 6 | North | YES | 5.3e-05 | 310 | 60 | 310 | 0 | 1.026 | CC | -1 | 0.009561 | 310 | 310 |  |  | 0.01643 | 310 | -0.009561 | -2.9639 |  |  |  |  | 0 | 0
11695 | KMICHICT5_G | 5 | North | YES | 5.3e-05 | 148 | 80 | 148 | 0 | 1.026 | CC | -1 | 0.009561 | 148 | 148 |  |  | 0.007844 | 148 | -0.009561 | -1.415 |  |  |  |  | 0 | 0
11692 | KMICHICT2_G | 2 | North | YES | 5.3e-05 | 146 | 80 | 146 | 0 | 1.026 | CC | -1 | 0.009561 | 146 | 146 |  |  | 0.007738 | 146 | -0.009561 | -1.3959 |  |  |  |  | 0 | 0
11691 | KMICHICT1_G | 1 | North | YES | 5.3e-05 | 144 | 80 | 144 | 0 | 1.026 | CC | -1 | 0.009561 | 144 | 144 |  |  | 0.007632 | 144 | -0.009561 | -1.3768 |  |  |  |  | 0 | 0
11694 | KMICHICT4_G | 4 | North | YES | 5.3e-05 | 144 | 80 | 144 | 0 | 1.026 | CC | -1 | 0.009561 | 144 | 144 |  |  | 0.007632 | 144 | -0.009561 | -1.3768 |  |  |  |  | 0 | 0
1683 | LAMARPWR_6G | 6 | North | YES | 4.6e-05 | 198 | 129.1 | 198 | 0 | 1.038 | CC | -1 | 0.009568 | 198 | 198 |  |  | 0.009108 | 198 | -0.009568 | -1.8945 |  |  |  |  | 0 | 0
1680 | LAMARPWR_3G | 3 | North | YES | 4.6e-05 | 196 | 129.1 | 196 | 0 | 1.038 | CC | -1 | 0.009568 | 196 | 196 |  |  | 0.009016 | 196 | -0.009568 | -1.8753 |  |  |  |  | 0 | 0
1678 | LAMARPWR_1G | 1 | North | YES | 4.6e-05 | 160 | 67.7 | 160 | 0 | 1.038 | CC | -1 | 0.009568 | 160 | 160 |  |  | 0.00736 | 160 | -0.009568 | -1.5309 |  |  |  |  | 0 | 0
1682 | LAMARPWR_5G | 5 | North | YES | 4.6e-05 | 157 | 67.7 | 157 | 0 | 1.038 | CC | -1 | 0.009568 | 157 | 157 |  |  | 0.007222 | 157 | -0.009568 | -1.5022 |  |  |  |  | 0 | 0
1679 | LAMARPWR_2G | 2 | North | YES | 4.6e-05 | 156 | 67.7 | 156 | 0 | 1.038 | CC | -1 | 0.009568 | 156 | 156 |  |  | 0.007176 | 156 | -0.009568 | -1.4926 |  |  |  |  | 0 | 0
1681 | LAMARPWR_4G | 4 | North | YES | 4.6e-05 | 156 | 67.7 | 156 | 0 | 1.038 | CC | -1 | 0.009568 | 156 | 156 |  |  | 0.007176 | 156 | -0.009568 | -1.4926 |  |  |  |  | 0 | 0
1675 | PEC_1G | 1 | North | YES | 4.3e-05 | 76.7 | 35 | 76.7 | 0 | 1.022 | Cogen | -1 | 0.009571 | 0 | 0 |  |  | 0 | 0 | -0.009571 | 0 |  |  |  |  | 0 | 0
1676 | PEC_2G | 2 | North | YES | 4.3e-05 | 79.6 | 35 | 79.6 | 0 | 1.022 | Cogen | -1 | 0.009571 | 0 | 0 |  |  | 0 | 0 | -0.009571 | 0 |  |  |  |  | 0 | 0
1677 | PEC_3G | 3 | North | YES | 4.3e-05 | 88.4 | 35 | 88.4 | 0 | 1.022 | Cogen | -1 | 0.009571 | 0 | 0 |  |  | 0 | 0 | -0.009571 | 0 |  |  |  |  | 0 | 0
1701 | MOSES_1G | 1 | North | YES | 3.1e-05 | 558 | 175 | 558 | 0 | 1.023 | LIGCO | -1 | 0.009583 | 0 | 558 |  |  | 0 | 0 | -0.009583 | 0 |  |  |  |  | 0 | 0
1702 | MOSES_2G | 2 | North | YES | 3.1e-05 | 579 | 175 | 579 | 0 | 1.023 | LIGCO | -1 | 0.009583 | 0 | 579 |  |  | 0 | 0 | -0.009583 | 0 |  |  |  |  | 0 | 0
1703 | MOSES_3G | 3 | North | YES | 3.1e-05 | 808 | 463 | 808 | 0 | 1.023 | LIGCO | -1 | 0.009583 | 0 | 808 |  |  | 0 | 0 | -0.009583 | 0 |  |  |  |  | 0 | 0
5925 | DCEAST | EQ | North | YES | 3.1e-05 | 400.3 | -600 | 600 | 0 | 1.025 | DCTie | -1 | 0.009583 | 0 | 0 |  |  | 0 | 0 | -0.009583 | 0 |  |  |  |  | 0 | 0
1949 | HANDLEY_5G | 5 | North | YES | 2e-06 | 348 | 150 | 435 | 0 | 1.022 | GST | -1 | 0.009612 | 435 | 435 |  |  | 0.00087 | 435 | -0.009612 | -4.1812 |  |  |  |  | 0 | 0
1947 | HANDLEY_3G | 3 | North | YES | 2e-06 | 316 | 100 | 395 | 0 | 1.022 | GST | -1 | 0.009612 | 395 | 395 |  |  | 0.00079 | 395 | -0.009612 | -3.7967 |  |  |  |  | 0 | 0
5934 | SI_RAY5 | 5 | South | YES | 0 | 0 | 10 | 15 |  | 1.035 | GST | -1 | 0.009614 | 15 | 15 |  |  |  |  | -0.009614 | -0.14421 |  |  |  |  | 0 | 0
8139 | JOS #1 | MB | South | YES | 0 | 0 | 45 | 255 |  | 1.02 | GST | -1 | 0.009614 | 0 | 0 |  |  |  |  | -0.009614 | 0 |  |  |  |  | 0 | 0
8285 | LAR #1 | MB | South | YES | 0 | 0 | 9 | 32 |  | 1.0497 | GST | -1 | 0.009614 | 0 | 0 |  |  |  |  | -0.009614 | 0 |  |  |  |  | 0 | 0
8287 | LAR #2 | MB | South | YES | 0 | 0 | 9 | 32 |  | 1.04 | GST | -1 | 0.009614 | 0 | 0 |  |  |  |  | -0.009614 | 0 |  |  |  |  | 0 | 0
8288 | LAR #3 | MB | South | YES | 0 | 0 | 25 | 105 |  | 1.04 | GST | -1 | 0.009614 | 0 | 0 |  |  |  |  | -0.009614 | 0 |  |  |  |  | 0 | 0
8388 | BATES0A | MB | South | YES | 0 | 0 | 21 | 71 |  | 1.033 | GST | -1 | 0.009614 | 0 | 0 |  |  |  |  | -0.009614 | 0 |  |  |  |  | 0 | 0
8393 | BATES0B | MB | South | YES | 0 | 0 | 25 | 110 |  | 1.03 | GST | -1 | 0.009614 | 0 | 0 |  |  |  |  | -0.009614 | 0 |  |  |  |  | 0 | 0
8437 | NUECES_B0C | MB | South | YES | 0 | 0 | 7 | 30 |  | 1.03 | GST | -1 | 0.009614 | 0 | 0 |  |  |  |  | -0.009614 | 0 |  |  |  |  | 0 | 0
8438 | NUECES_B0B | MB | South | YES | 0 | 0 | 26 | 169 |  | 1.03 | GST | -1 | 0.009614 | 0 | 0 |  |  |  |  | -0.009614 | 0 |  |  |  |  | 0 | 0
39190 | TNSLCGN1__8 | 1 | Houston | YES | 0 | 0 | 10 | 30 |  | 1.03 | Cogen | -1 | 0.009614 | 0 | 0 |  |  |  |  | -0.009614 | 0 |  |  |  |  | 0 | 0
844 | OLINGER_G3 | 1 | North | YES | -1e-06 | 103.9 | 45 | 150 | 0 | 1.03 | GST | -1 | 0.009615 | 150 | 150 |  |  | -0.00015 | 150 | -0.009615 | -1.4422 |  |  |  |  | 0 | 0
843 | OLINGER_G2 | 1 | North | YES | -1e-06 | 76.2 | 25 | 110 | 0 | 1.03 | GST | -1 | 0.009615 | 110 | 110 |  |  | -0.00011 | 110 | -0.009615 | -1.0576 |  |  |  |  | 0 | 0
842 | OLINGER_G1 | 1 | North | YES | -1e-06 | 55.4 | 20 | 79 | 0 | 1.03 | GST | -1 | 0.009615 | 79 | 79 |  |  | -7.9e-05 | 79 | -0.009615 | -0.75958 |  |  |  |  | 0 | 0
845 | OLINGER_G4 | 1 | North | YES | -1e-06 | 51.9 | 0 | 76 | 0 | 1.03 | GGT | -1 | 0.009615 | 76 | 76 |  |  | -7.6e-05 | 76 | -0.009615 | -0.73074 |  |  |  |  | 0 | 0
1948 | HANDLEY_4G | 4 | North | YES | -2e-06 | 348 | 150 | 435 | 0 | 1.022 | GST | -1 | 0.009616 | 435 | 435 |  |  | -0.00087 | 435 | -0.009616 | -4.183 |  |  |  |  | 0 | 0
837 | NEWMAN_G5 | 1 | North | YES | -7e-06 | 0 | 15 | 40 |  | 1.01 | GST | -1 | 0.009621 | 40 | 40 |  |  | -0.00028 | 40 | -0.009621 | -0.38484 |  |  |  |  | 0 | 0
950 | STEAM3 | 1 | North | YES | -8e-06 | 41 | 13 | 42 | 0 | 1.02 | GST | -1 | 0.009622 | 42 | 42 |  |  | -0.000336 | 42 | -0.009622 | -0.40412 |  |  |  |  | 0 | 0
949 | STEAM2 | 1 | North | YES | -8e-06 | 26 | 8 | 26 | 0 | 0.99 | GST | -1 | 0.009622 | 26 | 26 |  |  | -0.000208 | 26 | -0.009622 | -0.25017 |  |  |  |  | 0 | 0
948 | STEAM1 | 1 | North | YES | -8e-06 | 0 | 12 | 20 |  | 1.02 | GST | -1 | 0.009622 | 20 | 20 |  |  | -0.00016 | 20 | -0.009622 | -0.19244 |  |  |  |  | 0 | 0
2452 | LKHB2_G | 2 | North | YES | -4.5e-05 | 516 | 80 | 516 | 0 | 1.022 | GST | -1 | 0.009659 | 516 | 516 |  |  | -0.02322 | 516 | -0.009659 | -4.984 |  |  |  |  | 0 | 0
2451 | LKHB1_G | 1 | North | YES | -4.5e-05 | 0 | 80 | 391 |  | 1.022 | GST | -1 | 0.009659 | 391 | 391 |  |  | -0.017595 | 391 | -0.009659 | -3.7767 |  |  |  |  | 0 | 0
12424 | FPLEFR2S_G | 4 | North | YES | -5e-05 | 415 | 191 | 415 | 0 | 1 | CC | -1 | 0.009664 | 415 | 415 |  |  | -0.02075 | 415 | -0.009664 | -4.0106 |  |  |  |  | 0 | 0
12414 | FPLEFR1S_G | 4 | North | YES | -5e-05 | 414 | 191 | 414 | 0 | 1 | CC | -1 | 0.009664 | 414 | 414 |  |  | -0.0207 | 414 | -0.009664 | -4.0009 |  |  |  |  | 0 | 0
12412 | FPLEFR1B_G | 2 | North | YES | -5e-05 | 164 | 72 | 164 | 0 | 1 | CC | -1 | 0.009664 | 164 | 164 |  |  | -0.0082 | 164 | -0.009664 | -1.5849 |  |  |  |  | 0 | 0
12413 | FPLEFR1C_G | 3 | North | YES | -5e-05 | 164 | 72 | 164 | 0 | 1 | CC | -1 | 0.009664 | 164 | 164 |  |  | -0.0082 | 164 | -0.009664 | -1.5849 |  |  |  |  | 0 | 0
12423 | FPLEFR2C_G | 3 | North | YES | -5e-05 | 163 | 72 | 163 | 0 | 1 | CC | -1 | 0.009664 | 163 | 163 |  |  | -0.00815 | 163 | -0.009664 | -1.5752 |  |  |  |  | 0 | 0
12421 | FPLEFR2A_G | 1 | North | YES | -5e-05 | 162 | 72 | 162 | 0 | 1 | CC | -1 | 0.009664 | 162 | 162 |  |  | -0.0081 | 162 | -0.009664 | -1.5656 |  |  |  |  | 0 | 0
12411 | FPLEFR1A_G | 1 | North | YES | -5e-05 | 161 | 72 | 161 | 0 | 1 | CC | -1 | 0.009664 | 161 | 161 |  |  | -0.00805 | 161 | -0.009664 | -1.5559 |  |  |  |  | 0 | 0
12422 | FPLEFR2B_G | 2 | North | YES | -5e-05 | 161 | 72 | 161 | 0 | 1 | CC | -1 | 0.009664 | 161 | 161 |  |  | -0.00805 | 161 | -0.009664 | -1.5559 |  |  |  |  | 0 | 0
11309 | BULLCREK_2G | 1 | West | YES | 0.009536 | 20.9 | 0 | 180 |  | 1 | Wind | 1 | 0.0096647 | 0 | 180 | 1.7165 | 180 |  |  | 0.0096647 | 1.7396 |  |  |  |  | 0 | 0
11310 | BULLCREK_1G | 1 | West | YES | 0.009536 | 15.1 | 0 | 180 |  | 1 | Wind | 1 | 0.0096647 | 0 | 180 | 1.7165 | 180 |  |  | 0.0096647 | 1.7396 |  |  |  |  | 0 | 0
12440 | PARKD_1SVC8 | 1 | North | YES | -6e-05 | 0 | 0 | 0 | 0 | 1.007 | GST | -1 | 0.009674 | 0 | 0 |  |  | 0 | 0 | -0.009674 | 0 |  |  |  |  | 0 | 0
12449 | PARKD_2SVC8 | 1 | North | YES | -6e-05 | 0 | 0 | 0 | 0 | 1.007 | GST | -1 | 0.009674 | 0 | 0 |  |  | 0 | 0 | -0.009674 | 0 |  |  |  |  | 0 | 0
11320 | COYOTE_1G | 1 | West | YES | 0.009563 | 22.5 | 0 | 225 |  | 1 | Wind | 1 | 0.0096917 | 0 | 225 | 2.1517 | 225 |  |  | 0.0096917 | 2.1806 |  |  |  |  | 0 | 0
2417 | MTCK8_G | 8 | North | YES | -9.3e-05 | 444.8 | 60 | 556 | 0 | 1.022 | GSC | -1 | 0.009707 | 556 | 556 |  |  | -0.051708 | 556 | -0.009707 | -5.3971 |  |  |  |  | 0 | 0
2413 | MTCK6_G | 6 | North | YES | -9.3e-05 | 0 | 30 | 118 |  | 1.022 | GST | -1 | 0.009707 | 118 | 118 |  |  | -0.010974 | 118 | -0.009707 | -1.1454 |  |  |  |  | 0 | 0
2414 | MTCK7_G | 7 | North | YES | -9.3e-05 | 0 | 30 | 115 |  | 1.022 | GST | -1 | 0.009707 | 115 | 115 |  |  | -0.010695 | 115 | -0.009707 | -1.1163 |  |  |  |  | 0 | 0
11001 | NAV1CT | 1 | West | YES | 0.00958 | 70.4 | 18 | 70.4 | 0 | 1.029 | CC | 1 | 0.0097087 | 70.4 | 70.4 | 0.67443 | 70.4 |  |  | 0.0097087 | 0.68349 |  |  |  |  | 0 | 0
11009 | NAV2CT | 1 | West | YES | 0.00958 | 71.4 | 18 | 71.4 | 0 | 1.029 | CC | 1 | 0.0097087 | 71.4 | 71.4 | 0.68401 | 71.4 |  |  | 0.0097087 | 0.6932 |  |  |  |  | 0 | 0
11012 | NAV4CT | 1 | West | YES | 0.00958 | 80 | 18 | 80 | 0 | 1.029 | CC | 1 | 0.0097087 | 80 | 80 | 0.7664 | 80 |  |  | 0.0097087 | 0.77669 |  |  |  |  | 0 | 0
11013 | NAV5CT | 1 | West | YES | 0.00958 | 80 | 18 | 80 | 0 | 1.029 | CC | 1 | 0.0097087 | 80 | 80 | 0.7664 | 80 |  |  | 0.0097087 | 0.77669 |  |  |  |  | 0 | 0
11011 | NAV3ST | 1 | West | YES | 0.00958 | 92.8 | 40 | 92.8 | 0 | 1.029 | CC | 1 | 0.0097087 | 92.8 | 92.8 | 0.88902 | 92.8 |  |  | 0.0097087 | 0.90096 |  |  |  |  | 0 | 0
11014 | NAV6ST | 1 | West | YES | 0.00958 | 115 | 40 | 115 | 0 | 1.029 | CC | 1 | 0.0097087 | 115 | 115 | 1.1017 | 115 |  |  | 0.0097087 | 1.1165 |  |  |  |  | 0 | 0
11022 | TIEHVCG_2G | 1 | West | YES | 0.009584 | 132.4 | 103 | 132.4 | 0 | 1.012 | CC | 1 | 0.0097127 | 132.4 | 132.4 | 1.2689 | 132.4 |  |  | 0.0097127 | 1.286 |  |  |  |  | 0 | 0
11023 | TIEHVCG_3G | 1 | West | YES | 0.009584 | 137.4 | 103 | 137.4 | 0 | 1.012 | CC | 1 | 0.0097127 | 137.4 | 137.4 | 1.3168 | 137.4 |  |  | 0.0097127 | 1.3345 |  |  |  |  | 0 | 0
11021 | TIEHVCG_1G | 1 | West | YES | 0.009584 | 142.1 | 103 | 142.1 | 0 | 1.012 | CC | 1 | 0.0097127 | 142.1 | 142.1 | 1.3619 | 142.1 |  |  | 0.0097127 | 1.3802 |  |  |  |  | 0 | 0
11024 | TIEHVCG_4G | 1 | West | YES | 0.009584 | 147 | 103 | 147 | 0 | 1.012 | CC | 1 | 0.0097127 | 147 | 147 | 1.4088 | 147 |  |  | 0.0097127 | 1.4278 |  |  |  |  | 0 | 0
11020 | TIEHVSG_1G | 1 | West | YES | 0.009584 | 208.2 | 63 | 208.2 | 0 | 1.012 | CC | 1 | 0.0097127 | 208.2 | 208.2 | 1.9954 | 208.2 |  |  | 0.0097127 | 2.0222 |  |  |  |  | 0 | 0
11025 | TIEHVSG_2G | 1 | West | YES | 0.009584 | 213.2 | 63 | 213.2 | 0 | 1.012 | CC | 1 | 0.0097127 | 213.2 | 213.2 | 2.0433 | 213.2 |  |  | 0.0097127 | 2.0707 |  |  |  |  | 0 | 0
5728 | FALCONHYDRO2 | 2 | South | YES | -0.000128 | 12 | 0 | 12 | 0 | 1.0234 | Hydro | -1 | 0.009742 | 0 | 0 |  |  |  |  | -0.009742 | 0 |  |  |  |  | 0 | 0
5729 | FALCONHYDRO3 | 3 | South | YES | -0.000128 | 11 | 0 | 11 | 0 | 1.0234 | Hydro | -1 | 0.009742 | 0 | 0 |  |  |  |  | -0.009742 | 0 |  |  |  |  | 0 | 0
8048 | FALCONHYDRO1 | 1 | South | YES | -0.000128 | 12 | 0 | 12 | 0 | 1.0234 | Hydro | -1 | 0.009742 | 0 | 0 |  |  |  |  | -0.009742 | 0 |  |  |  |  | 0 | 0
3097 | MARTLAKE_1G | 1 | North | YES | -0.000147 | 790 | 500 | 790 | 0 | 1.017 | LIGCO | -1 | 0.009761 | 0 | 790 |  |  | 0 | 0 | -0.009761 | 0 |  |  |  |  | 0 | 0
3098 | MARTLAKE_2G | 2 | North | YES | -0.000147 | 795 | 461 | 795 | 0 | 1.017 | LIGCO | -1 | 0.009761 | 0 | 795 |  |  | 0 | 0 | -0.009761 | 0 |  |  |  |  | 0 | 0
3099 | MARTLAKE_3G | 3 | North | YES | -0.000147 | 804 | 500 | 804 | 0 | 1.017 | LIGCO | -1 | 0.009761 | 0 | 804 |  |  | 0 | 0 | -0.009761 | 0 |  |  |  |  | 0 | 0
13119 | TGATEWAY_4G | 4 | North | YES | -0.000161 | 399 | 65 | 399 | 0 | 1.0232 | CC | -1 | 0.009775 | 399 | 399 |  |  | -0.064239 | 399 | -0.009775 | -3.9002 |  |  |  |  | 0 | 0
13116 | TGATEWAY_1G | 1 | North | YES | -0.000161 | 151 | 30 | 151 | 0 | 1.0232 | CC | -1 | 0.009775 | 151 | 151 |  |  | -0.024311 | 151 | -0.009775 | -1.476 |  |  |  |  | 0 | 0
13118 | TGATEWAY_3G | 3 | North | YES | -0.000161 | 148 | 30 | 148 | 0 | 1.0232 | CC | -1 | 0.009775 | 148 | 148 |  |  | -0.023828 | 148 | -0.009775 | -1.4467 |  |  |  |  | 0 | 0
13117 | TGATEWAY_2G | 2 | North | YES | -0.000161 | 130 | 30 | 130 | 0 | 1.0232 | CC | -1 | 0.009775 | 130 | 130 |  |  | -0.02093 | 130 | -0.009775 | -1.2707 |  |  |  |  | 0 | 0
88508 | FALFURRI | F | South | YES | -0.000163 | 0 | 0 | 0 | 0 | 1 | AVR | -1 | 0.009777 | 0 | 0 |  |  |  |  | -0.009777 | 0 |  |  |  |  | 0 | 0
3348 | CHAMPION_1G | MB | North | YES | -0.000171 | 0 | 42 | 42 |  | 1 | Cogen | -1 | 0.009785 | 0 | 0 |  |  | 0 | 0 | -0.009785 | 0 |  |  |  |  | 0 | 0
3309 | ASPN_G | 1 | North | YES | -0.000173 | 50 | 0 | 50 |  | 1 | Bio | -1 | 0.009787 | 50 | 50 |  |  | -0.00865 | 50 | -0.009787 | -0.48935 |  |  |  |  | 0 | 0
3108 | STRYKER_2G | 2 | North | YES | -0.000175 | 484 | 75 | 484 | 0 | 1.029 | GST | -1 | 0.009789 | 484 | 484 |  |  | -0.0847 | 484 | -0.009789 | -4.7379 |  |  |  |  | 0 | 0
3107 | STRYKER_1G | 1 | North | YES | -0.000175 | 145.6 | 45 | 182 | 0 | 1.029 | GST | -1 | 0.009789 | 182 | 182 |  |  | -0.03185 | 182 | -0.009789 | -1.7816 |  |  |  |  | 0 | 0
1941 | MDLTHELP_1G | 1 | North | YES | -0.000216 | 216.4 | 74 | 216.4 | 0 | 1 | CC | -1 | 0.00983 | 216.4 | 216.4 |  |  | -0.046742 | 216.4 | -0.00983 | -2.1272 |  |  |  |  | 0 | 0
1942 | MDLTHELP_2G | 2 | North | YES | -0.000216 | 216.1 | 74 | 216.1 | 0 | 1 | CC | -1 | 0.00983 | 216.1 | 216.1 |  |  | -0.046678 | 216.1 | -0.00983 | -2.1243 |  |  |  |  | 0 | 0
1354 | AEPWIND_8 | 1 | West | YES | 0.009719 | 20.2 | 0 | 101 |  | 1 | Wind | 1 | 0.0098477 | 0 | 101 | 0.98162 | 101 |  |  | 0.0098477 | 0.99461 |  |  |  |  | 0 | 0
1343 | TRENTIPP_8 | 1 | West | YES | 0.009719 | 30 | 0 | 150 |  | 1.014 | Wind | 1 | 0.0098477 | 0 | 150 | 1.4579 | 150 |  |  | 0.0098477 | 1.4771 |  |  |  |  | 0 | 0
12322 | ENNSTRAC_1G | 1 | North | YES | -0.000276 | 196 | 130 | 196 | 0 | 1.036 | CC | -1 | 0.00989 | 196 | 196 |  |  | -0.054096 | 196 | -0.00989 | -1.9384 |  |  |  |  | 0 | 0
13136 | CALFREST_6G | 6 | North | YES | -0.000276 | 177.5 | 40 | 177.5 | 0 | 1.031 | CC | -1 | 0.00989 | 177.5 | 177.5 |  |  | -0.04899 | 177.5 | -0.00989 | -1.7555 |  |  |  |  | 0 | 0
13135 | CALFREST_5G | 5 | North | YES | -0.000276 | 152.3 | 57 | 152.3 | 0 | 1.031 | CC | -1 | 0.00989 | 152.3 | 152.3 |  |  | -0.042035 | 152.3 | -0.00989 | -1.5062 |  |  |  |  | 0 | 0
13134 | CALFREST_4G | 4 | North | YES | -0.000276 | 151.5 | 40 | 151.5 | 0 | 1.031 | CC | -1 | 0.00989 | 151.5 | 151.5 |  |  | -0.041814 | 151.5 | -0.00989 | -1.4983 |  |  |  |  | 0 | 0
12323 | ENNSTRAC_2G | 2 | North | YES | -0.000276 | 116 | 100 | 116 | 0 | 1.036 | CC | -1 | 0.00989 | 116 | 116 |  |  | -0.032016 | 116 | -0.00989 | -1.1472 |  |  |  |  | 0 | 0
3126 | TRINIDAD_6G | 1 | North | YES | -0.000281 | 179.2 | 46 | 224 | 0 | 1 | GST | -1 | 0.009895 | 224 | 224 |  |  | -0.062944 | 224 | -0.009895 | -2.2165 |  |  |  |  | 0 | 0
13133 | CALFREST_3G | 3 | North | YES | -0.000281 | 177.4 | 40 | 177.4 | 0 | 1.031 | CC | -1 | 0.009895 | 177.4 | 177.4 |  |  | -0.049849 | 177.4 | -0.009895 | -1.7554 |  |  |  |  | 0 | 0
13132 | CALFREST_2G | 2 | North | YES | -0.000281 | 151 | 57 | 151 | 0 | 1.031 | CC | -1 | 0.009895 | 151 | 151 |  |  | -0.042431 | 151 | -0.009895 | -1.4941 |  |  |  |  | 0 | 0
13131 | CALFREST_1G | 1 | North | YES | -0.000281 | 150.7 | 40 | 150.7 | 0 | 1.031 | CC | -1 | 0.009895 | 150.7 | 150.7 |  |  | -0.042347 | 150.7 | -0.009895 | -1.4912 |  |  |  |  | 0 | 0
1938 | MDLTHELP_6G | 6 | North | YES | -0.00029 | 226 | 74 | 226 | 0 | 1 | CC | -1 | 0.009904 | 226 | 226 |  |  | -0.06554 | 226 | -0.009904 | -2.2383 |  |  |  |  | 0 | 0
1937 | MDLTHELP_5G | 5 | North | YES | -0.00029 | 224 | 74 | 224 | 0 | 1 | CC | -1 | 0.009904 | 224 | 224 |  |  | -0.06496 | 224 | -0.009904 | -2.2185 |  |  |  |  | 0 | 0
1943 | MDLTHELP_3G | 3 | North | YES | -0.00029 | 212 | 74 | 212 | 0 | 1 | CC | -1 | 0.009904 | 212 | 212 |  |  | -0.06148 | 212 | -0.009904 | -2.0996 |  |  |  |  | 0 | 0
1944 | MDLTHELP_4G | 4 | North | YES | -0.00029 | 211 | 74 | 211 | 0 | 1 | CC | -1 | 0.009904 | 211 | 211 |  |  | -0.06119 | 211 | -0.009904 | -2.0897 |  |  |  |  | 0 | 0
3381 | BBRN_1G | 1 | North | YES | -0.0003 | 618 | 225 | 618 | 0 | 1.03 | LIGCO | -1 | 0.009914 | 0 | 618 |  |  | 0 | 0 | -0.009914 | 0 |  |  |  |  | 0 | 0
3382 | BBRN_2G | 2 | North | YES | -0.0003 | 589 | 225 | 589 | 0 | 1.03 | LIGCO | -1 | 0.009914 | 0 | 589 |  |  | 0 | 0 | -0.009914 | 0 |  |  |  |  | 0 | 0
60072 | HHOLLOW41A | 1 | West | YES | 0.009787 | 23 | 0 | 115 | 0 | 1.025 | Wind | 1 | 0.0099157 | 0 | 115 | 1.1255 | 115 |  |  | 0.0099157 | 1.1403 |  |  |  |  | 0 | 0
60058 | BUFF_GAP1A | 1 | West | YES | 0.009787 | 24 | 0 | 120 |  | 1 | Wind | 1 | 0.0099157 | 0 | 120 | 1.1744 | 120 |  |  | 0.0099157 | 1.1899 |  |  |  |  | 0 | 0
60063 | BUFF_GAP1B | 1 | West | YES | 0.009787 | 34 | 0 | 170.2 | 0 | 1.02 | Wind | 1 | 0.0099157 | 0 | 170.2 | 1.6657 | 170.2 |  |  | 0.0099157 | 1.6876 |  |  |  |  | 0 | 0
60068 | HHOLLOW21A | 1 | West | YES | 0.009787 | 36.8 | 0 | 184 | 0 | 1.025 | Wind | 1 | 0.0099157 | 0 | 184 | 1.8008 | 184 |  |  | 0.0099157 | 1.8245 |  |  |  |  | 0 | 0
60066 | H_HOLLOW1A | 1 | West | YES | 0.009787 | 44.4 | 0 | 222 | 0 | 1.005 | Wind | 1 | 0.0099157 | 0 | 222 | 2.1727 | 222 |  |  | 0.0099157 | 2.2013 |  |  |  |  | 0 | 0
60070 | HHOLLOW31A | 1 | West | YES | 0.009787 | 44.8 | 0 | 224 | 0 | 1.025 | Wind | 1 | 0.0099157 | 0 | 224 | 2.1923 | 224 |  |  | 0.0099157 | 2.2211 |  |  |  |  | 0 | 0
60060 | CIRELLO | 1 | West | YES | 0.009787 | 46.6 | 0 | 233 | 0 | 1 | Wind | 1 | 0.0099157 | 0 | 233 | 2.2804 | 233 |  |  | 0.0099157 | 2.3104 |  |  |  |  | 0 | 0
8935 | FGNTS201 | 3 | South | YES | -0.000366 | 173 | 0 | 173 | 0 | 1.03 | CC | -1 | 0.00998 | 173 | 173 |  |  |  |  | -0.00998 | -1.7265 |  |  |  |  | 0 | 0
8934 | FGNTS101 | 2 | South | YES | -0.000366 | 147.9 | 0 | 147.9 | 0 | 1.03 | CC | -1 | 0.00998 | 147.9 | 147.9 |  |  |  |  | -0.00998 | -1.476 |  |  |  |  | 0 | 0
8933 | FGNTS001 | 1 | South | YES | -0.000366 | 146.5 | 0 | 146.5 | 0 | 1.03 | CC | -1 | 0.00998 | 146.5 | 146.5 |  |  |  |  | -0.00998 | -1.4621 |  |  |  |  | 0 | 0
11147 | NOTREES_1G | 1 | West | YES | 0.009856 | 29.8 | 0 | 149 | 0 | 1.017 | Wind | 1 | 0.0099847 | 0 | 149 | 1.4685 | 149 |  |  | 0.0099847 | 1.4877 |  |  |  |  | 0 | 0
6407 | TURKTRAK1A | 1 | West | YES | 0.009858 | 33.9 | 0 | 169.5 | 0 | 1.025 | Wind | 1 | 0.0099867 | 0 | 169.5 | 1.6709 | 169.5 |  |  | 0.0099867 | 1.6927 |  |  |  |  | 0 | 0
48721 | LEG_1___1 | 1 | North | YES | -0.000389 | 827 | 357 | 827 | 0 | 1.0348 | LIGCO | -1 | 0.010003 | 0 | 827 |  |  | 0 | 0 | -0.010003 | 0 |  |  |  |  | 0 | 0
48722 | LEG_2___2 | 2 | North | YES | -0.000389 | 819 | 357 | 819 | 0 | 1.0348 | LIGCO | -1 | 0.010003 | 0 | 819 |  |  | 0 | 0 | -0.010003 | 0 |  |  |  |  | 0 | 0
7038 | L_DELAWA1_1Y | 2 | West | YES | 0.009876 | 3 | 0 | 30 | 0 | 1 | Wind | 1 | 0.010005 | 0 | 30 | 0.29628 | 30 |  |  | 0.010005 | 0.30014 |  |  |  |  | 0 | 0
7038 | L_DELAWA1_1Y | 1 | West | YES | 0.009876 | 3.5 | 0 | 35 | 0 | 1 | Wind | 1 | 0.010005 | 0 | 35 | 0.34566 | 35 |  |  | 0.010005 | 0.35016 |  |  |  |  | 0 | 0
1002 | PBCTAGE_1G | A | West | YES | 0.009887 | 64 | 64 | 66 | 0 | 1.036 | GGT | 1 | 0.010016 | 66 | 66 | 0.65254 | 66 |  |  | 0.010016 | 0.66103 |  |  |  |  | 0 | 0
1003 | PBCTBGE_2G | B | West | YES | 0.009887 | 65 | 65 | 66 | 0 | 1.036 | GGT | 1 | 0.010016 | 66 | 66 | 0.65254 | 66 |  |  | 0.010016 | 0.66103 |  |  |  |  | 0 | 0
1004 | PBCTCGE_3G | C | West | YES | 0.009887 | 62 | 62 | 67 | 0 | 1.036 | GGT | 1 | 0.010016 | 67 | 67 | 0.66243 | 67 |  |  | 0.010016 | 0.67105 |  |  |  |  | 0 | 0
1006 | PBCTEGE_5G | E | West | YES | 0.009887 | 65 | 65 | 67 | 0 | 1.036 | GGT | 1 | 0.010016 | 67 | 67 | 0.66243 | 67 |  |  | 0.010016 | 0.67105 |  |  |  |  | 0 | 0
1005 | PBCTDGE_4G | D | West | YES | 0.009887 | 65 | 65 | 68 | 0 | 1.036 | GGT | 1 | 0.010016 | 68 | 68 | 0.67232 | 68 |  |  | 0.010016 | 0.68107 |  |  |  |  | 0 | 0
1007 | PB5GEN_6G | 5 | West | YES | 0.009887 | 91.2 | 40 | 114 | 0 | 1.036 | GST | 1 | 0.010016 | 114 | 114 | 1.1271 | 114 |  |  | 0.010016 | 1.1418 |  |  |  |  | 0 | 0
1008 | PB6GEN_7G | 6 | West | YES | 0.009887 | 515 | 130 | 515 | 0 | 1.036 | GST | 1 | 0.010016 | 515 | 515 | 5.0918 | 515 |  |  | 0.010016 | 5.1581 |  |  |  |  | 0 | 0
1889 | DECRDOVA_1G | 1 | North | YES | -0.000402 | 779 | 255 | 779 | 0 | 1.02 | GSC | -1 | 0.010016 | 779 | 779 |  |  | -0.31316 | 779 | -0.010016 | -7.8024 |  |  |  |  | 0 | 0
8938 | MVGN#3 | 3 | South | YES | -0.000406 | 250.9 | 0 | 250.9 | 0 | 1.0304 | CC | -1 | 0.01002 | 250.9 | 250.9 |  |  |  |  | -0.01002 | -2.514 |  |  |  |  | 0 | 0
8937 | MVGN#2 | 2 | South | YES | -0.000406 | 216.7 | 0 | 216.7 | 0 | 1.0304 | CC | -1 | 0.01002 | 216.7 | 216.7 |  |  |  |  | -0.01002 | -2.1713 |  |  |  |  | 0 | 0
8936 | MVGN#1 | 1 | South | YES | -0.000406 | 216.6 | 0 | 216.6 | 0 | 1.0304 | CC | -1 | 0.01002 | 216.6 | 216.6 |  |  |  |  | -0.01002 | -2.1703 |  |  |  |  | 0 | 0
8983 | HECN3 | 3 | South | YES | -0.000406 | 171.9 | 0 | 171.9 | 0 | 1.0304 | CC | -1 | 0.01002 | 171.9 | 171.9 |  |  |  |  | -0.01002 | -1.7224 |  |  |  |  | 0 | 0
8981 | HECN1 | 1 | South | YES | -0.000406 | 144.8 | 0 | 144.8 | 0 | 1.0304 | CC | -1 | 0.01002 | 144.8 | 144.8 |  |  |  |  | -0.01002 | -1.4509 |  |  |  |  | 0 | 0
8982 | HECN2 | 2 | South | YES | -0.000406 | 144.1 | 0 | 144.1 | 0 | 1.0304 | CC | -1 | 0.01002 | 144.1 | 144.1 |  |  |  |  | -0.01002 | -1.4439 |  |  |  |  | 0 | 0
39960 | TNTNPONE_18 | 1 | North | YES | -0.000409 | 152.3 | 30 | 152.3 |  | 1.04 | LIGCO | -1 | 0.010023 | 0 | 152.3 |  |  | 0 | 0 | -0.010023 | 0 |  |  |  |  | 0 | 0
39970 | TNTNPONE_28 | 1 | North | YES | -0.000409 | 153 | 30 | 153 |  | 1.04 | LIGCO | -1 | 0.010023 | 0 | 153 |  |  | 0 | 0 | -0.010023 | 0 |  |  |  |  | 0 | 0
88198 | BEEVILLE | F | South | YES | -0.000411 | 0 | 0 | 0 | 0 | 1.02 | AVR | -1 | 0.010025 | 0 | 0 |  |  |  |  | -0.010025 | 0 |  |  |  |  | 0 | 0
5935 | SI_RAY10 | 10 | South | YES | -0.000423 | 47 | 10 | 47 | 0 | 1.03 | CC | -1 | 0.010037 | 47 | 47 |  |  |  |  | -0.010037 | -0.47174 |  |  |  |  | 0 | 0
5932 | SI_RAY9 | 9 | South | YES | -0.000423 | 32 | 32 | 38 | 0 | 1.035 | CC | -1 | 0.010037 | 38 | 38 |  |  |  |  | -0.010037 | -0.38141 |  |  |  |  | 0 | 0
5933 | SI_RAY6 | 6 | South | YES | -0.000423 | 15.4 | 10 | 19.3 | 0 | 1.035 | GST | -1 | 0.010037 | 19.3 | 19.3 |  |  |  |  | -0.010037 | -0.19371 |  |  |  |  | 0 | 0
80003 | MILHWYS | F | South | YES | -0.000423 | 0 | 0 | 0 | 0 | 1.0168 | AVR | -1 | 0.010037 | 0 | 0 |  |  |  |  | -0.010037 | 0 |  |  |  |  | 0 | 0
8517 | CELANEBI0A | 1 | South | YES | -0.000431 | 29 | 0 | 29 | 0 | 1.02 | Cogen | -1 | 0.010045 | 0 | 0 |  |  |  |  | -0.010045 | 0 |  |  |  |  | 0 | 0
80080 | GWINDT11A | 3 | South | YES | -0.000434 | 0 | 0 | 38 | 0 | 1.025 | Wind | -1 | 0.010048 | 0 | 38 |  |  |  |  | -0.010048 | 0 |  |  |  |  | 0 | 0
80080 | GWINDT11A | 4 | South | YES | -0.000434 | 3.8 | 0 | 19 | 0 | 1.025 | Wind | -1 | 0.010048 | 0 | 19 |  |  |  |  | -0.010048 | 0 |  |  |  |  | 0 | 0
80080 | GWINDT11A | 2 | South | YES | -0.000434 | 0 | 0 | 41 | 0 | 1.025 | Wind | -1 | 0.010048 | 0 | 41 |  |  |  |  | -0.010048 | 0 |  |  |  |  | 0 | 0
80080 | GWINDT11A | 1 | South | YES | -0.000434 | 28.2 | 0 | 94 | 0 | 1.025 | Wind | -1 | 0.010048 | 0 | 94 |  |  |  |  | -0.010048 | 0 |  |  |  |  | 0 | 0
80081 | GWINDT21A | 4 | South | YES | -0.000434 | 4.4 | 0 | 22 | 0 | 1.025 | Wind | -1 | 0.010048 | 0 | 22 |  |  |  |  | -0.010048 | 0 |  |  |  |  | 0 | 0
80081 | GWINDT21A | 1 | South | YES | -0.000434 | 28.2 | 0 | 94 | 0 | 1.025 | Wind | -1 | 0.010048 | 0 | 94 |  |  |  |  | -0.010048 | 0 |  |  |  |  | 0 | 0
80081 | GWINDT21A | 3 | South | YES | -0.000434 | 8.6 | 0 | 43 | 0 | 1.025 | Wind | -1 | 0.010048 | 0 | 43 |  |  |  |  | -0.010048 | 0 |  |  |  |  | 0 | 0
80081 | GWINDT21A | 2 | South | YES | -0.000434 | 7.2 | 0 | 36 | 0 | 1.025 | Wind | -1 | 0.010048 | 0 | 36 |  |  |  |  | -0.010048 | 0 |  |  |  |  | 0 | 0
80180 | PNSCALT11A | 2 | South | YES | -0.000434 | 10 | 0 | 50 | 0 | 1.025 | Wind | -1 | 0.010048 | 0 | 50 |  |  |  |  | -0.010048 | 0 |  |  |  |  | 0 | 0
80180 | PNSCALT11A | 1 | South | YES | -0.000434 | 43.8 | 0 | 148 | 0 | 1.025 | Wind | -1 | 0.010048 | 0 | 148 |  |  |  |  | -0.010048 | 0 |  |  |  |  | 0 | 0
80181 | PNSCALT21A | 2 | South | YES | -0.000434 | 10 | 0 | 50 | 0 | 1.025 | Wind | -1 | 0.010048 | 0 | 50 |  |  |  |  | -0.010048 | 0 |  |  |  |  | 0 | 0
80181 | PNSCALT21A | 1 | South | YES | -0.000434 | 16.5 | 0 | 55 | 0 | 1.025 | Wind | -1 | 0.010048 | 0 | 55 |  |  |  |  | -0.010048 | 0 |  |  |  |  | 0 | 0
8461 | KOCH_UP0A | 1 | South | YES | -0.000436 | 38 | 0 | 38 | 0 | 1.012 | Cogen | -1 | 0.01005 | 0 | 0 |  |  |  |  | -0.01005 | 0 |  |  |  |  | 0 | 0
8506 | VAL #1 | 1 | South | YES | -0.000438 | 20.9 | 0 | 25 | 0 | 1.0055 | Cogen | -1 | 0.010052 | 0 | 0 |  |  |  |  | -0.010052 | 0 |  |  |  |  | 0 | 0
8507 | VAL #2 | 2 | South | YES | -0.000438 | 20.9 | 0 | 25 | 0 | 1.0055 | Cogen | -1 | 0.010052 | 0 | 0 |  |  |  |  | -0.010052 | 0 |  |  |  |  | 0 | 0
8511 | OXY_CC0A | 1 | South | YES | -0.000439 | 30.3 | 0 | 38 | 0 | 1.027 | Cogen | -1 | 0.010053 | 0 | 0 |  |  |  |  | -0.010053 | 0 |  |  |  |  | 0 | 0
80263 | B_DAVIS31A | 3 | South | YES | -0.000442 | 0 | 0 | 180 |  | 1.0366 | CC | -1 | 0.010056 | 180 | 180 |  |  |  |  | -0.010056 | -1.8101 |  |  |  |  | 0 | 0
80264 | B_DAVIS41A | 4 | South | YES | -0.000442 | 0 | 0 | 180 |  | 1.0366 | CC | -1 | 0.010056 | 180 | 180 |  |  |  |  | -0.010056 | -1.8101 |  |  |  |  | 0 | 0
8456 | COSW#1 | 1 | South | YES | -0.000442 | 20 | 0 | 20 | 0 | 1.027 | Cogen | -1 | 0.010056 | 0 | 0 |  |  |  |  | -0.010056 | 0 |  |  |  |  | 0 | 0
8457 | COSW#2 | 2 | South | YES | -0.000442 | 14 | 0 | 14 | 0 | 1.027 | Cogen | -1 | 0.010056 | 0 | 0 |  |  |  |  | -0.010056 | 0 |  |  |  |  | 0 | 0
8459 | B_DAVIS0B | MB | South | YES | -0.000442 | 0 | 50 | 339 |  | 1.03 | GSC | -1 | 0.010056 | 0 | 0 |  |  |  |  | -0.010056 | 0 |  |  |  |  | 0 | 0
8460 | B_DAVIS0A | MB | South | YES | -0.000442 | 0 | 50 | 340 |  | 1.03 | GSC | -1 | 0.010056 | 0 | 0 |  |  |  |  | -0.010056 | 0 |  |  |  |  | 0 | 0
8442 | NBEC7 | 7 | South | YES | -0.000443 | 0 | 81 | 367 |  | 1.0298 | GST | -1 | 0.010057 | 367 | 367 |  |  |  |  | -0.010057 | -3.6909 |  |  |  |  | 0 | 0
8442 | NBEC7 | MB | South | YES | -0.000443 | 0 | 81 | 367 |  | 1.0298 | GST | -1 | 0.010057 | 0 | 0 |  |  |  |  | -0.010057 | 0 |  |  |  |  | 0 | 0
8560 | CNOPGT1 | 1 | South | YES | -0.000443 | 148.3 | 0 | 148.3 | 0 | 1.03 | Cogen | -1 | 0.010057 | 0 | 0 |  |  |  |  | -0.010057 | 0 |  |  |  |  | 0 | 0
8561 | CNOPGT2 | 2 | South | YES | -0.000443 | 148.6 | 0 | 148.6 | 0 | 1.03 | Cogen | -1 | 0.010057 | 0 | 0 |  |  |  |  | -0.010057 | 0 |  |  |  |  | 0 | 0
8562 | CNOPST1 | 3 | South | YES | -0.000443 | 153 | 0 | 153 | 0 | 1.03 | Cogen | -1 | 0.010057 | 0 | 0 |  |  |  |  | -0.010057 | 0 |  |  |  |  | 0 | 0
8926 | LGE_GT10A | 1 | South | YES | -0.000455 | 158 | 0 | 158 | 0 | 1.03 | Cogen | -1 | 0.010069 | 0 | 0 |  |  |  |  | -0.010069 | 0 |  |  |  |  | 0 | 0
8927 | LGE_GT20A | 2 | South | YES | -0.000455 | 153 | 0 | 153 | 0 | 1.03 | Cogen | -1 | 0.010069 | 0 | 0 |  |  |  |  | -0.010069 | 0 |  |  |  |  | 0 | 0
8928 | LGE_STG0A | 3 | South | YES | -0.000455 | 100 | 0 | 100 | 0 | 1.03 | Cogen | -1 | 0.010069 | 0 | 0 |  |  |  |  | -0.010069 | 0 |  |  |  |  | 0 | 0
8930 | ICPGN10A | 1 | South | YES | -0.000455 | 149 | 0 | 149 | 0 | 1.03 | Cogen | -1 | 0.010069 | 0 | 0 |  |  |  |  | -0.010069 | 0 |  |  |  |  | 0 | 0
8931 | ICPGN20A | 2 | South | YES | -0.000455 | 150 | 0 | 150 | 0 | 1.03 | Cogen | -1 | 0.010069 | 0 | 0 |  |  |  |  | -0.010069 | 0 |  |  |  |  | 0 | 0
8932 | ICPGN30A | 3 | South | YES | -0.000455 | 127 | 0 | 127 | 0 | 1.03 | Cogen | -1 | 0.010069 | 0 | 0 |  |  |  |  | -0.010069 | 0 |  |  |  |  | 0 | 0
80223 | REYSHR G | 1 | South | YES | -0.000455 | 12 | 0 | 12 | 0 | 1.032 | Cogen | -1 | 0.010069 | 0 | 0 |  |  |  |  | -0.010069 | 0 |  |  |  |  | 0 | 0
990 | GIBN_CREK_G1 | 1 | North | YES | -0.00046 | 463 | 200 | 463 | 0 | 1.0275 | LIGCO | -1 | 0.010074 | 0 | 463 |  |  | 0 | 0 | -0.010074 | 0 |  |  |  |  | 0 | 0
48674 | FTR_CN4_5095 | 4 | North | YES | -0.000471 | 380 | 0 | 380 | 0 | 1.0319 | CC | -1 | 0.010085 | 380 | 380 |  |  | -0.17898 | 380 | -0.010085 | -3.8323 |  |  |  |  | 0 | 0
48672 | FTR_GT2_5110 | 2 | North | YES | -0.000471 | 159 | 0 | 159 | 0 | 1.0319 | CC | -1 | 0.010085 | 159 | 159 |  |  | -0.074889 | 159 | -0.010085 | -1.6035 |  |  |  |  | 0 | 0
48673 | FTR_GT3_5085 | 3 | North | YES | -0.000471 | 158 | 0 | 158 | 0 | 1.0319 | CC | -1 | 0.010085 | 158 | 158 |  |  | -0.074418 | 158 | -0.010085 | -1.5934 |  |  |  |  | 0 | 0
48671 | FTR_GT1_5105 | 1 | North | YES | -0.000471 | 154.2 | 0 | 154.2 | 0 | 1.0319 | CC | -1 | 0.010085 | 154.2 | 154.2 |  |  | -0.072628 | 154.2 | -0.010085 | -1.5551 |  |  |  |  | 0 | 0
32798 | BRYN_TAMUGEN | 1 | North | YES | -0.000485 | 32 | 0 | 32 |  | 1.02 | GST | -1 | 0.010099 | 32 | 32 |  |  | -0.01552 | 32 | -0.010099 | -0.32317 |  |  |  |  | 0 | 0
32888 | BRYN_ATKINS7 | 1 | North | YES | -0.000492 | 13.6 | 4 | 17 |  | 1.028 | GGT | -1 | 0.010106 | 17 | 17 |  |  | -0.008364 | 17 | -0.010106 | -0.1718 |  |  |  |  | 0 | 0
32886 | BRYN_ATKINS3 | MB | North | YES | -0.000492 | 0 | 5 | 12 |  | 1 | GST | -1 | 0.010106 | 0 | 0 |  |  | 0 | 0 | -0.010106 | 0 |  |  |  |  | 0 | 0
32887 | BRYN_ATKINS6 | MB | North | YES | -0.000492 | 0 | 12 | 51 |  | 1.028 | GST | -1 | 0.010106 | 0 | 0 |  |  | 0 | 0 | -0.010106 | 0 |  |  |  |  | 0 | 0
32890 | BRYN_ATKINS4 | MB | North | YES | -0.000492 | 0 | 5 | 22 |  | 1.031 | GST | -1 | 0.010106 | 0 | 0 |  |  | 0 | 0 | -0.010106 | 0 |  |  |  |  | 0 | 0
32891 | BRYN_ATKINS5 | MB | North | YES | -0.000492 | 0 | 5 | 25 |  | 1.031 | GST | -1 | 0.010106 | 0 | 0 |  |  | 0 | 0 | -0.010106 | 0 |  |  |  |  | 0 | 0
5265 | LEON_LCP4G4 | 4 | South | YES | -0.000493 | 89 | 25 | 89 | 0 | 1.0197 | GST | -1 | 0.010107 | 89 | 89 |  |  |  |  | -0.010107 | -0.89952 |  |  |  |  | 0 | 0
5264 | LEON_LCP3G3 | 3 | South | YES | -0.000493 | 0 | 20 | 58 |  | 1.0197 | GST | -1 | 0.010107 | 58 | 58 |  |  |  |  | -0.010107 | -0.5862 |  |  |  |  | 0 | 0
5269 | LEON_LCPCT4 | 4 | South | YES | -0.000493 | 45 | 24 | 45 | 0 | 1.0197 | GGT | -1 | 0.010107 | 45 | 45 |  |  |  |  | -0.010107 | -0.45481 |  |  |  |  | 0 | 0
5266 | LEON_LCPCT1 | 1 | South | YES | -0.000493 | 44 | 24 | 44 | 0 | 1.0197 | GGT | -1 | 0.010107 | 44 | 44 |  |  |  |  | -0.010107 | -0.44471 |  |  |  |  | 0 | 0
5267 | LEON_LCPCT2 | 2 | South | YES | -0.000493 | 44 | 24 | 44 | 0 | 1.0197 | GGT | -1 | 0.010107 | 44 | 44 |  |  |  |  | -0.010107 | -0.44471 |  |  |  |  | 0 | 0
5268 | LEON_LCPCT3 | 3 | South | YES | -0.000493 | 43 | 24 | 43 | 0 | 1.0197 | GGT | -1 | 0.010107 | 43 | 43 |  |  |  |  | -0.010107 | -0.4346 |  |  |  |  | 0 | 0
5503 | RAYBURNGEN3 | 1 | South | YES | -0.000494 | 17.6 | 6 | 22 | 0 | 1.0224 | GST | -1 | 0.010108 | 22 | 22 |  |  |  |  | -0.010108 | -0.22238 |  |  |  |  | 0 | 0
5505 | RAYBURNGEN1 | 1 | South | YES | -0.000494 | 0 | 1 | 11 |  | 1.0223 | GGT | -1 | 0.010108 | 11 | 11 |  |  |  |  | -0.010108 | -0.11119 |  |  |  |  | 0 | 0
5506 | RAYBURNGEN2 | 1 | South | YES | -0.000494 | 0 | 1 | 11 |  | 1.0223 | GGT | -1 | 0.010108 | 11 | 11 |  |  |  |  | -0.010108 | -0.11119 |  |  |  |  | 0 | 0
1333 | MCDDONAL_8 | 1 | West | YES | 0.009982 | 42.8 | 0 | 214.2 |  | 1.01 | Wind | 1 | 0.010111 | 0 | 214.2 | 2.1381 | 214.2 |  |  | 0.010111 | 2.1657 |  |  |  |  | 0 | 0
1326 | STANTONW_8 | 1 | West | YES | 0.009983 | 20.1 | 0 | 100.5 |  | 1.01 | Wind | 1 | 0.010112 | 0 | 100.5 | 1.0033 | 100.5 |  |  | 0.010112 | 1.0162 |  |  |  |  | 0 | 0
5903 | SANMIGUELGEN | 1 | South | YES | -0.000498 | 396.3 | 180 | 396.3 | 0 | 1.0336 | LIGCO | -1 | 0.010112 | 0 | 396.3 |  |  |  |  | -0.010112 | 0 |  |  |  |  | 0 | 0
32892 | BRYN_DNSBY14 | 1 | North | YES | -0.000501 | 84 | 25 | 105 | 0 | 1.035 | GST | -1 | 0.010115 | 105 | 105 |  |  | -0.052605 | 105 | -0.010115 | -1.0621 |  |  |  |  | 0 | 0
32883 | BRYN_DNSBY3 | 1 | North | YES | -0.000501 | 0 | 2 | 48 |  | 1.015 | GST | -1 | 0.010115 | 48 | 48 |  |  | -0.024048 | 48 | -0.010115 | -0.48552 |  |  |  |  | 0 | 0
32884 | BRYN_DNSBY13 | 1 | North | YES | -0.000501 | 46 | 2 | 46 | 0 | 1.015 | GST | -1 | 0.010115 | 46 | 46 |  |  | -0.023046 | 46 | -0.010115 | -0.46529 |  |  |  |  | 0 | 0
8161 | COLETO0A | 1 | South | YES | -0.000504 | 633 | 200 | 633 | 0 | 1.03 | LIGCO | -1 | 0.010118 | 0 | 633 |  |  |  |  | -0.010118 | 0 |  |  |  |  | 0 | 0
505 | NTHTEXAS03 | 3 | North | YES | -0.000508 | 30.4 | 15 | 38 |  | 1.015 | GST | -1 | 0.010122 | 38 | 38 |  |  | -0.019304 | 38 | -0.010122 | -0.38464 |  |  |  |  | 0 | 0
503 | NTHTEXAS01 | 1 | North | YES | -0.000508 | 0 | 5 | 18 |  | 1.015 | GST | -1 | 0.010122 | 18 | 18 |  |  | -0.009144 | 18 | -0.010122 | -0.1822 |  |  |  |  | 0 | 0
504 | NTHTEXAS02 | 2 | North | YES | -0.000508 | 14.4 | 5 | 18 |  | 1.015 | GST | -1 | 0.010122 | 18 | 18 |  |  | -0.009144 | 18 | -0.010122 | -0.1822 |  |  |  |  | 0 | 0
5512 | RAYBURNCC8 | 1 | South | YES | -0.000518 | 49.3 | 18.2 | 49.3 | 0 | 1.0296 | CC | -1 | 0.010132 | 49.3 | 49.3 |  |  |  |  | -0.010132 | -0.49951 |  |  |  |  | 0 | 0
5508 | RAYBURNCC9 | 1 | South | YES | -0.000518 | 47.7 | 18.2 | 47.7 | 0 | 1.0296 | CC | -1 | 0.010132 | 47.7 | 47.7 |  |  |  |  | -0.010132 | -0.4833 |  |  |  |  | 0 | 0
5511 | RAYBURNCC7 | 1 | South | YES | -0.000518 | 47.5 | 18.2 | 47.5 | 0 | 1.0296 | CC | -1 | 0.010132 | 47.5 | 47.5 |  |  |  |  | -0.010132 | -0.48127 |  |  |  |  | 0 | 0
5509 | RAYBURNCC10 | 1 | South | YES | -0.000518 | 37.3 | 5.2 | 37.3 | 0 | 1.0296 | CC | -1 | 0.010132 | 37.3 | 37.3 |  |  |  |  | -0.010132 | -0.37792 |  |  |  |  | 0 | 0
80227 | AIRCO G | 1 | South | YES | -0.000521 | 7.2 | 0 | 8 | 0 | 1.0104 | Cogen | -1 | 0.010135 | 0 | 0 |  |  |  |  | -0.010135 | 0 |  |  |  |  | 0 | 0
8147 | UCAR #2 | 10 | South | YES | -0.000524 | 18.2 | 0 | 28 |  | 1 | Cogen | -1 | 0.010138 | 0 | 0 |  |  |  |  | -0.010138 | 0 |  |  |  |  | 0 | 0
8148 | UCAR #1 | 2 | South | YES | -0.000524 | 6.1 | 0 | 7 | 0 | 1.009 | Cogen | -1 | 0.010138 | 0 | 0 |  |  |  |  | -0.010138 | 0 |  |  |  |  | 0 | 0
80137 | CSDR89 | 9 | South | YES | -0.000524 | 15 | 0 | 15 | 0 | 1.003 | DCTie | -1 | 0.010138 | 0 | 0 |  |  |  |  | -0.010138 | 0 |  |  |  |  | 0 | 0
80137 | CSDR89 | 8 | South | YES | -0.000524 | 33.9 | 0 | 39 | 0 | 1.003 | DCTie | -1 | 0.010138 | 0 | 0 |  |  |  |  | -0.010138 | 0 |  |  |  |  | 0 | 0
80138 | CSDR7 | 7 | South | YES | -0.000524 | 6.1 | 0 | 7 | 0 | 1.014 | DCTie | -1 | 0.010138 | 0 | 0 |  |  |  |  | -0.010138 | 0 |  |  |  |  | 0 | 0
80139 | CSDR56 | 6 | South | YES | -0.000524 | 0 | 0 | 39 |  | 1.0033 | DCTie | -1 | 0.010138 | 0 | 0 |  |  |  |  | -0.010138 | 0 |  |  |  |  | 0 | 0
80139 | CSDR56 | 5 | South | YES | -0.000524 | 15 | 0 | 15 |  | 1.0033 | DCTie | -1 | 0.010138 | 0 | 0 |  |  |  |  | -0.010138 | 0 |  |  |  |  | 0 | 0
80140 | CSDR11 | 11 | South | YES | -0.000524 | 33.9 | 0 | 39 | 0 | 1.03 | DCTie | -1 | 0.010138 | 0 | 0 |  |  |  |  | -0.010138 | 0 |  |  |  |  | 0 | 0
1328 | OCOTILLO_1G | 1 | West | YES | 0.01001 | 11.6 | 0 | 58 |  | 1.01 | Wind | 1 | 0.010139 | 0 | 58 | 0.58058 | 58 |  |  | 0.010139 | 0.58804 |  |  |  |  | 0 | 0
80224 | VISTRONG1 | 1 | South | YES | -0.000525 | 13.1 | 0 | 15 | 0 | 1.01 | Cogen | -1 | 0.010139 | 0 | 0 |  |  |  |  | -0.010139 | 0 |  |  |  |  | 0 | 0
80225 | VISTRONG2 | 2 | South | YES | -0.000525 | 20.2 | 0 | 23 | 0 | 1.01 | Cogen | -1 | 0.010139 | 0 | 0 |  |  |  |  | -0.010139 | 0 |  |  |  |  | 0 | 0
48591 | CHE_GT2_5030 | 2 | Houston | YES | -0.000528 | 173 | 50 | 173 | 0 | 1.029 | Cogen | -1 | 0.010142 | 0 | 0 |  |  |  |  | -0.010142 | 0 |  |  |  |  | 0 | 0
48811 | CVC_GT3_5045 | 3 | Houston | YES | -0.000528 | 156 | 91.8 | 156 | 0 | 1.029 | Cogen | -1 | 0.010142 | 0 | 0 |  |  |  |  | -0.010142 | 0 |  |  |  |  | 0 | 0
48812 | CVC_GT2_5020 | 2 | Houston | YES | -0.000528 | 158 | 91.8 | 158 | 0 | 1.029 | Cogen | -1 | 0.010142 | 0 | 0 |  |  |  |  | -0.010142 | 0 |  |  |  |  | 0 | 0
48813 | CVC_GT1_5035 | 1 | Houston | YES | -0.000528 | 160 | 91.8 | 160 | 0 | 1.029 | Cogen | -1 | 0.010142 | 0 | 0 |  |  |  |  | -0.010142 | 0 |  |  |  |  | 0 | 0
48814 | CVC_ST5_5040 | 1 | Houston | YES | -0.000528 | 162 | 91.8 | 162 | 0 | 1.029 | Cogen | -1 | 0.010142 | 0 | 0 |  |  |  |  | -0.010142 | 0 |  |  |  |  | 0 | 0
8066 | DUP1V#1 | 1 | South | YES | -0.000531 | 52.3 | 0 | 73 | 0 | 1.01 | Cogen | -1 | 0.010145 | 0 | 0 |  |  |  |  | -0.010145 | 0 |  |  |  |  | 0 | 0
8174 | VICEC61A | 6 | South | YES | -0.000532 | 188 | 42 | 188 | 0 | 1.025 | CC | -1 | 0.010146 | 188 | 188 |  |  |  |  | -0.010146 | -1.9074 |  |  |  |  | 0 | 0
8173 | VICEC51A | 5 | South | YES | -0.000532 | 144 | 18 | 144 | 0 | 1.025 | CC | -1 | 0.010146 | 144 | 144 |  |  |  |  | -0.010146 | -1.461 |  |  |  |  | 0 | 0
5028 | BRAUNIG_VHB3 | 3 | South | YES | -0.000534 | 407 | 60 | 407 | 0 | 1.0138 | GST | -1 | 0.010148 | 407 | 407 |  |  |  |  | -0.010148 | -4.1302 |  |  |  |  | 0 | 0
48690 | GBY_GN5_5 | 5 | Houston | YES | -0.000535 | 318.4 | 81 | 398 |  | 1.0362 | GSC | -1 | 0.010149 | 398 | 398 |  |  |  |  | -0.010149 | -4.0393 |  |  |  |  | 0 | 0
48598 | BTE_ST1_8070 | 4 | Houston | YES | -0.000535 | 269.2 | 60 | 269.2 | 0 | 1.0261 | CC | -1 | 0.010149 | 269.2 | 269.2 |  |  |  |  | -0.010149 | -2.7321 |  |  |  |  | 0 | 0
48595 | BTE_GT2_8075 | 1 | Houston | YES | -0.000535 | 162.8 | 130 | 162.8 | 0 | 1.0261 | CC | -1 | 0.010149 | 162.8 | 162.8 |  |  |  |  | -0.010149 | -1.6523 |  |  |  |  | 0 | 0
48596 | BTE_GT3_8045 | 2 | Houston | YES | -0.000535 | 161.4 | 130 | 161.4 | 0 | 1.0261 | CC | -1 | 0.010149 | 161.4 | 161.4 |  |  |  |  | -0.010149 | -1.638 |  |  |  |  | 0 | 0
48597 | BTE_GT4_8055 | 3 | Houston | YES | -0.000535 | 158.9 | 130 | 158.9 | 0 | 1.0261 | CC | -1 | 0.010149 | 158.9 | 158.9 |  |  |  |  | -0.010149 | -1.6127 |  |  |  |  | 0 | 0
48885 | THW_5152 | B | Houston | YES | -0.000535 | 47.2 | 5 | 59 |  | 1.0319 | GGT | -1 | 0.010149 | 59 | 59 |  |  |  |  | -0.010149 | -0.59879 |  |  |  |  | 0 | 0
48887 | THW_5556 | E | Houston | YES | -0.000535 | 47.2 | 5 | 59 |  | 1.0319 | GGT | -1 | 0.010149 | 59 | 59 |  |  |  |  | -0.010149 | -0.59879 |  |  |  |  | 0 | 0
48885 | THW_5152 | A | Houston | YES | -0.000535 | 46.4 | 5 | 58 |  | 1.0319 | GGT | -1 | 0.010149 | 58 | 58 |  |  |  |  | -0.010149 | -0.58864 |  |  |  |  | 0 | 0
48886 | THW_5354 | D | Houston | YES | -0.000535 | 46.4 | 5 | 58 |  | 1.0319 | GGT | -1 | 0.010149 | 58 | 58 |  |  |  |  | -0.010149 | -0.58864 |  |  |  |  | 0 | 0
48886 | THW_5354 | C | Houston | YES | -0.000535 | 45.6 | 5 | 57 |  | 1.0319 | GGT | -1 | 0.010149 | 57 | 57 |  |  |  |  | -0.010149 | -0.57849 |  |  |  |  | 0 | 0
48887 | THW_5556 | F | Houston | YES | -0.000535 | 45.6 | 5 | 57 |  | 1.0319 | GGT | -1 | 0.010149 | 57 | 57 |  |  |  |  | -0.010149 | -0.57849 |  |  |  |  | 0 | 0
80226 | ALCOA G | 1 | South | YES | -0.000535 | 32.3 | 5 | 48 | 0 | 1.015 | Cogen | -1 | 0.010149 | 0 | 0 |  |  |  |  | -0.010149 | 0 |  |  |  |  | 0 | 0
48581 | CBY_GN1_1 | 1 | Houston | YES | -0.000536 | 595.2 | 108 | 744 | 0 | 1.0435 | GSC | -1 | 0.01015 | 744 | 744 |  |  |  |  | -0.01015 | -7.5516 |  |  |  |  | 0 | 0
48583 | CBY_GT4_1 | 1 | Houston | YES | -0.000536 | 172 | 0 | 172 | 0 | 1.027 | GSC | -1 | 0.01015 | 172 | 172 |  |  |  |  | -0.01015 | -1.7458 |  |  |  |  | 0 | 0
48584 | CBY_GT4_2 | 2 | Houston | YES | -0.000536 | 172 | 0 | 172 | 0 | 1.027 | CC | -1 | 0.01015 | 172 | 172 |  |  |  |  | -0.01015 | -1.7458 |  |  |  |  | 0 | 0
48585 | CBY_ST4_1 | 3 | Houston | YES | -0.000536 | 172 | 0 | 172 | 0 | 1.027 | CC | -1 | 0.01015 | 172 | 172 |  |  |  |  | -0.01015 | -1.7458 |  |  |  |  | 0 | 0
48651 | EP_1_2 | 1 | Houston | YES | -0.000536 | 4 | 0 | 5 | 0 | 1.0362 | Cogen | -1 | 0.01015 | 0 | 0 |  |  |  |  | -0.01015 | 0 |  |  |  |  | 0 | 0
48651 | EP_1_2 | 2 | Houston | YES | -0.000536 | 17.7 | 10 | 21 | 0 | 1.0362 | Cogen | -1 | 0.01015 | 0 | 0 |  |  |  |  | -0.01015 | 0 |  |  |  |  | 0 | 0
48815 | CVC_GT4_8005 | 4 | Houston | YES | -0.000536 | 165 | 91.8 | 165 |  | 1.0362 | Cogen | -1 | 0.01015 | 0 | 0 |  |  |  |  | -0.01015 | 0 |  |  |  |  | 0 | 0
48940 | WARVUE_GT1 | G1 | Houston | YES | -0.000536 | 15 | 0 | 15 |  | 1.021 | Cogen | -1 | 0.01015 | 0 | 0 |  |  |  |  | -0.01015 | 0 |  |  |  |  | 0 | 0
8134 | FOR #1 | 1 | South | YES | -0.000537 | 54.1 | 45 | 79 | 0 | 1 | Cogen | -1 | 0.010151 | 0 | 0 |  |  |  |  | -0.010151 | 0 |  |  |  |  | 0 | 0
8138 | FOR #2 | 2 | South | YES | -0.000537 | 63.1 | 45 | 81 | 0 | 1 | Cogen | -1 | 0.010151 | 0 | 0 |  |  |  |  | -0.010151 | 0 |  |  |  |  | 0 | 0
8153 | FOR #3 | 3 | South | YES | -0.000537 | 63.1 | 45 | 79.9 | 0 | 1 | Cogen | -1 | 0.010151 | 0 | 0 |  |  |  |  | -0.010151 | 0 |  |  |  |  | 0 | 0
8154 | FOR #4 | 4 | South | YES | -0.000537 | 63.1 | 60 | 80 | 0 | 1 | Cogen | -1 | 0.010151 | 0 | 0 |  |  |  |  | -0.010151 | 0 |  |  |  |  | 0 | 0
8155 | FOR #5 | 5 | South | YES | -0.000537 | 63.1 | 60 | 78.4 | 0 | 1 | Cogen | -1 | 0.010151 | 0 | 0 |  |  |  |  | -0.010151 | 0 |  |  |  |  | 0 | 0
8156 | FOR #6 | 6 | South | YES | -0.000537 | 24.9 | 5 | 25 | 0 | 1 | Cogen | -1 | 0.010151 | 0 | 0 |  |  |  |  | -0.010151 | 0 |  |  |  |  | 0 | 0
8157 | FOR #7 | 7 | South | YES | -0.000537 | 28.8 | 5 | 46 | 0 | 1 | Cogen | -1 | 0.010151 | 0 | 0 |  |  |  |  | -0.010151 | 0 |  |  |  |  | 0 | 0
48791 | PSA_GT1_8160 | 1 | Houston | YES | -0.000537 | 52 | 20.8 | 65 | 0 | 1.0362 | Cogen | -1 | 0.010151 | 0 | 0 |  |  |  |  | -0.010151 | 0 |  |  |  |  | 0 | 0
48792 | PSA_GT2_8155 | 2 | Houston | YES | -0.000537 | 52.8 | 20.3 | 66 | 0 | 1.0362 | Cogen | -1 | 0.010151 | 0 | 0 |  |  |  |  | -0.010151 | 0 |  |  |  |  | 0 | 0
48793 | PSA_GT3_8150 | 3 | Houston | YES | -0.000537 | 56 | 20.3 | 70 | 0 | 1.0362 | Cogen | -1 | 0.010151 | 0 | 0 |  |  |  |  | -0.010151 | 0 |  |  |  |  | 0 | 0
48794 | PSA_GT4_8145 | 4 | Houston | YES | -0.000537 | 52.8 | 20.3 | 66 | 0 | 1.0362 | Cogen | -1 | 0.010151 | 0 | 0 |  |  |  |  | -0.010151 | 0 |  |  |  |  | 0 | 0
48795 | PSA_GT5_8140 | 5 | Houston | YES | -0.000537 | 51.2 | 20.3 | 64 | 0 | 1.0362 | Cogen | -1 | 0.010151 | 0 | 0 |  |  |  |  | -0.010151 | 0 |  |  |  |  | 0 | 0
48796 | PSA_GN1_8165 | 1 | Houston | YES | -0.000537 | 83.2 | 43.1 | 104 | 0 | 1.0362 | Cogen | -1 | 0.010151 | 0 | 0 |  |  |  |  | -0.010151 | 0 |  |  |  |  | 0 | 0
48797 | PSA_GT6_8135 | 6 | Houston | YES | -0.000537 | 47.2 | 34.5 | 59 | 0 | 1.0362 | Cogen | -1 | 0.010151 | 0 | 0 |  |  |  |  | -0.010151 | 0 |  |  |  |  | 0 | 0
49803 | EXN_15GT | 1 | Houston | YES | -0.000537 | 33 | 8.3 | 34 |  | 1.0326 | Cogen | -1 | 0.010151 | 0 | 0 |  |  |  |  | -0.010151 | 0 |  |  |  |  | 0 | 0
49804 | EXN_16GT | 2 | Houston | YES | -0.000537 | 32 | 8.3 | 34.7 |  | 1.0326 | Cogen | -1 | 0.010151 | 0 | 0 |  |  |  |  | -0.010151 | 0 |  |  |  |  | 0 | 0
49805 | EXN_17GT | 3 | Houston | YES | -0.000537 | 31 | 8.3 | 32.7 |  | 1.0326 | Cogen | -1 | 0.010151 | 0 | 0 |  |  |  |  | -0.010151 | 0 |  |  |  |  | 0 | 0
49826 | EXN938GT | 5 | Houston | YES | -0.000537 | 43 | 9.2 | 45.9 |  | 1.0326 | Cogen | -1 | 0.010151 | 0 | 0 |  |  |  |  | -0.010151 | 0 |  |  |  |  | 0 | 0
49828 | EXN941GT | 10 | Houston | YES | -0.000537 | 17.7 | 5.4 | 17.7 | 0 | 1.0326 | Cogen | -1 | 0.010151 | 0 | 0 |  |  |  |  | -0.010151 | 0 |  |  |  |  | 0 | 0
49829 | EXN942GT | 11 | Houston | YES | -0.000537 | 20 | 5.4 | 20.4 | 0 | 1.0326 | Cogen | -1 | 0.010151 | 0 | 0 |  |  |  |  | -0.010151 | 0 |  |  |  |  | 0 | 0
49830 | EXN943GT | 12 | Houston | YES | -0.000537 | 19 | 5.4 | 19.9 | 0 | 1.0326 | Cogen | -1 | 0.010151 | 0 | 0 |  |  |  |  | -0.010151 | 0 |  |  |  |  | 0 | 0
49831 | EXN944GT | 13 | Houston | YES | -0.000537 | 33 | 5.4 | 35 | 0 | 1.0326 | Cogen | -1 | 0.010151 | 0 | 0 |  |  |  |  | -0.010151 | 0 |  |  |  |  | 0 | 0
49832 | EXN945GT | 9 | Houston | YES | -0.000537 | 18.5 | 9.2 | 18.5 |  | 1.0326 | Cogen | -1 | 0.010151 | 0 | 0 |  |  |  |  | -0.010151 | 0 |  |  |  |  | 0 | 0
49837 | EXN_GT | 4 | Houston | YES | -0.000537 | 81 | 21.3 | 85.4 |  | 1.0326 | Cogen | -1 | 0.010151 | 0 | 0 |  |  |  |  | -0.010151 | 0 |  |  |  |  | 0 | 0
49838 | EXN_14GT | 14 | Houston | YES | -0.000537 | 140 | 0 | 148 |  | 1.0326 | Cogen | -1 | 0.010151 | 0 | 0 |  |  |  |  | -0.010151 | 0 |  |  |  |  | 0 | 0
80051 | FOR #8 | 8 | South | YES | -0.000537 | 28 | 28 | 28 |  | 1 | Cogen | -1 | 0.010151 | 0 | 0 |  |  |  |  | -0.010151 | 0 |  |  |  |  | 0 | 0
80052 | FOR #9 | 9 | South | YES | -0.000537 | 29.7 | 5 | 43.6 | 0 | 1 | Cogen | -1 | 0.010151 | 0 | 0 |  |  |  |  | -0.010151 | 0 |  |  |  |  | 0 | 0
80053 | FOR #10 | 10 | South | YES | -0.000537 | 68.4 | 45 | 75 | 0 | 1 | Cogen | -1 | 0.010151 | 0 | 0 |  |  |  |  | -0.010151 | 0 |  |  |  |  | 0 | 0
48582 | CBY_GN2_2 | 2 | Houston | YES | -0.000538 | 596.8 | 110 | 746 | 0 | 1.0435 | GSC | -1 | 0.010152 | 746 | 746 |  |  |  |  | -0.010152 | -7.5734 |  |  |  |  | 0 | 0
48883 | THW_GT1_GT_1 | B2 | Houston | YES | -0.000538 | 0 | 0 | 12 |  | 1.043 | GGT | -1 | 0.010152 | 12 | 12 |  |  |  |  | -0.010152 | -0.12182 |  |  |  |  | 0 | 0
48874 | THW_ST4_ST_4 | 4 | Houston | YES | -0.000539 | 108 | 19 | 108 | 0 | 1.0435 | CC | -1 | 0.010153 | 108 | 108 |  |  |  |  | -0.010153 | -1.0965 |  |  |  |  | 0 | 0
48873 | THW_ST3_ST_3 | 3 | Houston | YES | -0.000539 | 107 | 19 | 107 | 0 | 1.0435 | CC | -1 | 0.010153 | 107 | 107 |  |  |  |  | -0.010153 | -1.0864 |  |  |  |  | 0 | 0
48881 | THW_4344 | G | Houston | YES | -0.000539 | 58 | 5 | 58 | 0 | 1.0435 | CC | -1 | 0.010153 | 58 | 58 |  |  |  |  | -0.010153 | -0.58887 |  |  |  |  | 0 | 0
48881 | THW_4344 | H | Houston | YES | -0.000539 | 58 | 5 | 58 | 0 | 1.0435 | CC | -1 | 0.010153 | 58 | 58 |  |  |  |  | -0.010153 | -0.58887 |  |  |  |  | 0 | 0
48877 | THW_3334 | D | Houston | YES | -0.000539 | 57 | 5 | 57 | 0 | 1.0435 | CC | -1 | 0.010153 | 57 | 57 |  |  |  |  | -0.010153 | -0.57872 |  |  |  |  | 0 | 0
48879 | THW_4142 | E | Houston | YES | -0.000539 | 56 | 5 | 56 | 0 | 1.0435 | CC | -1 | 0.010153 | 56 | 56 |  |  |  |  | -0.010153 | -0.56857 |  |  |  |  | 0 | 0
48875 | THW_3132 | A | Houston | YES | -0.000539 | 55 | 5 | 55 | 0 | 1.0435 | CC | -1 | 0.010153 | 55 | 55 |  |  |  |  | -0.010153 | -0.55841 |  |  |  |  | 0 | 0
48877 | THW_3334 | C | Houston | YES | -0.000539 | 55 | 5 | 55 | 0 | 1.0435 | CC | -1 | 0.010153 | 55 | 55 |  |  |  |  | -0.010153 | -0.55841 |  |  |  |  | 0 | 0
48879 | THW_4142 | F | Houston | YES | -0.000539 | 55 | 5 | 55 | 0 | 1.0435 | CC | -1 | 0.010153 | 55 | 55 |  |  |  |  | -0.010153 | -0.55841 |  |  |  |  | 0 | 0
48875 | THW_3132 | B | Houston | YES | -0.000539 | 53 | 5 | 53 | 0 | 1.0435 | CC | -1 | 0.010153 | 53 | 53 |  |  |  |  | -0.010153 | -0.53811 |  |  |  |  | 0 | 0
48511 | LPE_GT1_8070 | 1 | Houston | YES | -0.00054 | 42 | 0 | 42 | 0 | 1.0362 | GGT | -1 | 0.010154 | 42 | 42 |  |  |  |  | -0.010154 | -0.42647 |  |  |  |  | 0 | 0
48512 | LPE_GT2_8075 | 2 | Houston | YES | -0.00054 | 42 | 0 | 42 | 0 | 1.0362 | GGT | -1 | 0.010154 | 42 | 42 |  |  |  |  | -0.010154 | -0.42647 |  |  |  |  | 0 | 0
48513 | LPE_GT3_8080 | 3 | Houston | YES | -0.00054 | 39 | 0 | 39 | 0 | 1.0362 | GGT | -1 | 0.010154 | 39 | 39 |  |  |  |  | -0.010154 | -0.39601 |  |  |  |  | 0 | 0
48514 | LPE_GT4_8085 | 4 | Houston | YES | -0.00054 | 39 | 0 | 39 | 0 | 1.0362 | GGT | -1 | 0.010154 | 39 | 39 |  |  |  |  | -0.010154 | -0.39601 |  |  |  |  | 0 | 0
48500 | APD_GT1_8005 | 1 | Houston | YES | -0.00054 | 137.6 | 54.6 | 137.6 | 0 | 1.0362 | Cogen | -1 | 0.010154 | 0 | 0 |  |  |  |  | -0.010154 | 0 |  |  |  |  | 0 | 0
48593 | CHE_GT1_8015 | 1 | Houston | YES | -0.00054 | 173 | 50 | 173 | 0 | 1.0362 | Cogen | -1 | 0.010154 | 0 | 0 |  |  |  |  | -0.010154 | 0 |  |  |  |  | 0 | 0
48594 | CHE_GN4_8025 | 4 | Houston | YES | -0.00054 | 142 | 60 | 142 | 0 | 1.0362 | Cogen | -1 | 0.010154 | 0 | 0 |  |  |  |  | -0.010154 | 0 |  |  |  |  | 0 | 0
48820 | SHELLG1_3015 | 1 | Houston | YES | -0.00054 | 71 | 34.5 | 71 |  | 1.029 | Cogen | -1 | 0.010154 | 0 | 0 |  |  |  |  | -0.010154 | 0 |  |  |  |  | 0 | 0
48821 | SHELLG2 | 2 | Houston | YES | -0.00054 | 72 | 34.5 | 72 |  | 1.029 | Cogen | -1 | 0.010154 | 0 | 0 |  |  |  |  | -0.010154 | 0 |  |  |  |  | 0 | 0
48822 | SHELLG3_3020 | 2 | Houston | YES | -0.00054 | 30 | 0 | 30 |  | 1.029 | Cogen | -1 | 0.010154 | 0 | 0 |  |  |  |  | -0.010154 | 0 |  |  |  |  | 0 | 0
48822 | SHELLG3_3020 | 1 | Houston | YES | -0.00054 | 39 | 0 | 39 |  | 1.029 | Cogen | -1 | 0.010154 | 0 | 0 |  |  |  |  | -0.010154 | 0 |  |  |  |  | 0 | 0
48854 | SRB_GN4_4 | 4 | Houston | YES | -0.000541 | 182.4 | 35 | 228 | 0 | 1.0326 | GST | -1 | 0.010155 | 228 | 228 |  |  |  |  | -0.010155 | -2.3153 |  |  |  |  | 0 | 0
48853 | SRB_GN3_3 | 3 | Houston | YES | -0.000541 | 170.4 | 35 | 213 |  | 1.0326 | GST | -1 | 0.010155 | 213 | 213 |  |  |  |  | -0.010155 | -2.163 |  |  |  |  | 0 | 0
48852 | SRB_GN2_2 | 2 | Houston | YES | -0.000541 | 140.8 | 26 | 176 | 0 | 1.0217 | GST | -1 | 0.010155 | 176 | 176 |  |  |  |  | -0.010155 | -1.7873 |  |  |  |  | 0 | 0
48851 | SRB_GN1_1 | 1 | Houston | YES | -0.000541 | 132 | 26 | 165 | 0 | 1.0217 | GST | -1 | 0.010155 | 165 | 165 |  |  |  |  | -0.010155 | -1.6756 |  |  |  |  | 0 | 0
48855 | SRB_GT211035 | B1 | Houston | YES | -0.000541 | 0 | 0 | 18 |  | 1.014 | GGT | -1 | 0.010155 | 18 | 18 |  |  |  |  | -0.010155 | -0.18279 |  |  |  |  | 0 | 0
48845 | SOL_GT1 | 1 | Houston | YES | -0.000541 | 16.2 | 15.4 | 16.2 |  | 1.0326 | Solar | -1 | 0.010155 | 16.2 | 16.2 |  |  |  |  | -0.010155 | -0.16451 |  |  |  |  | 0 | 0
48855 | SRB_GT211035 | B2 | Houston | YES | -0.000541 | 0 | 0 | 12 |  | 1.014 | GGT | -1 | 0.010155 | 12 | 12 |  |  |  |  | -0.010155 | -0.12186 |  |  |  |  | 0 | 0
48551 | CAL_GT1_8045 | 1 | Houston | YES | -0.000541 | 149 | 0 | 149 | 0 | 1.0326 | Cogen | -1 | 0.010155 | 0 | 0 |  |  |  |  | -0.010155 | 0 |  |  |  |  | 0 | 0
48552 | CAL_ST1_8000 | 2 | Houston | YES | -0.000541 | 65.1 | 0 | 65.1 | 0 | 1.0326 | Cogen | -1 | 0.010155 | 0 | 0 |  |  |  |  | -0.010155 | 0 |  |  |  |  | 0 | 0
48611 | DIB_GT1_8080 | 1 | Houston | YES | -0.000541 | 64 | 0 | 64 | 0 | 1.0326 | Cogen | -1 | 0.010155 | 0 | 0 |  |  |  |  | -0.010155 | 0 |  |  |  |  | 0 | 0
48612 | DIB_GT2_8075 | 2 | Houston | YES | -0.000541 | 63.2 | 0 | 63.2 | 0 | 1.0326 | Cogen | -1 | 0.010155 | 0 | 0 |  |  |  |  | -0.010155 | 0 |  |  |  |  | 0 | 0
48613 | DIB_ST1_8085 | 3 | Houston | YES | -0.000541 | 67.9 | 30 | 82.6 | 0 | 1.0326 | Cogen | -1 | 0.010155 | 0 | 0 |  |  |  |  | -0.010155 | 0 |  |  |  |  | 0 | 0
48614 | DIB_GT3_8090 | 4 | Houston | YES | -0.000541 | 73.6 | 15 | 73.6 | 0 | 1.0326 | Cogen | -1 | 0.010155 | 0 | 0 |  |  |  |  | -0.010155 | 0 |  |  |  |  | 0 | 0
48740 | PSG_GN2_8050 | 1 | Houston | YES | -0.000541 | 182 | 60 | 182 | 0 | 1.0326 | Cogen | -1 | 0.010155 | 0 | 0 |  |  |  |  | -0.010155 | 0 |  |  |  |  | 0 | 0
48741 | PSG_GT2_8040 | 1 | Houston | YES | -0.000541 | 158.6 | 50 | 158.6 | 0 | 1.0326 | Cogen | -1 | 0.010155 | 0 | 0 |  |  |  |  | -0.010155 | 0 |  |  |  |  | 0 | 0
48742 | PSG_GT3_8060 | 1 | Houston | YES | -0.000541 | 157 | 50 | 157 | 0 | 1.0326 | Cogen | -1 | 0.010155 | 0 | 0 |  |  |  |  | -0.010155 | 0 |  |  |  |  | 0 | 0
48645 | DPEC_ST55065 | 5 | Houston | YES | -0.000542 | 282 | 0 | 282 | 0 | 1.0319 | CC | -1 | 0.010156 | 282 | 282 |  |  |  |  | -0.010156 | -2.864 |  |  |  |  | 0 | 0
48641 | DPEC_GT15040 | 1 | Houston | YES | -0.000542 | 163.2 | 98 | 163.2 | 0 | 1.0319 | CC | -1 | 0.010156 | 163.2 | 163.2 |  |  |  |  | -0.010156 | -1.6575 |  |  |  |  | 0 | 0
48643 | DPEC_GT35010 | 3 | Houston | YES | -0.000542 | 157.5 | 98 | 157.5 | 0 | 1.0319 | CC | -1 | 0.010156 | 157.5 | 157.5 |  |  |  |  | -0.010156 | -1.5996 |  |  |  |  | 0 | 0
48642 | DPEC_GT25025 | 2 | Houston | YES | -0.000542 | 157.1 | 98 | 157.1 | 0 | 1.0319 | CC | -1 | 0.010156 | 157.1 | 157.1 |  |  |  |  | -0.010156 | -1.5955 |  |  |  |  | 0 | 0
48644 | DPEC_GT45070 | 4 | Houston | YES | -0.000542 | 157 | 98 | 157 | 0 | 1.0319 | CC | -1 | 0.010156 | 157 | 157 |  |  |  |  | -0.010156 | -1.5945 |  |  |  |  | 0 | 0
48761 | PR_GT1__9040 | 1 | Houston | YES | -0.000542 | 26 | 0 | 35 |  | 1 | Cogen | -1 | 0.010156 | 0 | 0 |  |  |  |  | -0.010156 | 0 |  |  |  |  | 0 | 0
48841 | SJS_GT1_GT1 | 1 | Houston | YES | -0.000542 | 62.4 | 49 | 78 | 0 | 1.0362 | Cogen | -1 | 0.010156 | 0 | 0 |  |  |  |  | -0.010156 | 0 |  |  |  |  | 0 | 0
48842 | SJS_GT2_GT2 | 2 | Houston | YES | -0.000542 | 64.8 | 49 | 81 | 0 | 1.0362 | Cogen | -1 | 0.010156 | 0 | 0 |  |  |  |  | -0.010156 | 0 |  |  |  |  | 0 | 0
48693 | GBY_83841065 | E | Houston | YES | -0.000543 | 45.6 | 20 | 57 | 0 | 1.0362 | GGT | -1 | 0.010157 | 57 | 57 |  |  |  |  | -0.010157 | -0.57895 |  |  |  |  | 0 | 0
48692 | GBY_81821075 | D | Houston | YES | -0.000543 | 44 | 20 | 55 | 0 | 1.0362 | GGT | -1 | 0.010157 | 55 | 55 |  |  |  |  | -0.010157 | -0.55863 |  |  |  |  | 0 | 0
48693 | GBY_83841065 | F | Houston | YES | -0.000543 | 43.2 | 20 | 54 | 0 | 1.0362 | GGT | -1 | 0.010157 | 54 | 54 |  |  |  |  | -0.010157 | -0.54848 |  |  |  |  | 0 | 0
48691 | GBY_73741085 | B | Houston | YES | -0.000543 | 37.6 | 20 | 47 | 0 | 1.0362 | GGT | -1 | 0.010157 | 47 | 47 |  |  |  |  | -0.010157 | -0.47738 |  |  |  |  | 0 | 0
48691 | GBY_73741085 | A | Houston | YES | -0.000543 | 37.6 | 20 | 47 | 0 | 1.0362 | GGT | -1 | 0.010157 | 47 | 47 |  |  |  |  | -0.010157 | -0.47738 |  |  |  |  | 0 | 0
48692 | GBY_81821075 | C | Houston | YES | -0.000543 | 37.6 | 20 | 47 | 0 | 1.0362 | GGT | -1 | 0.010157 | 47 | 47 |  |  |  |  | -0.010157 | -0.47738 |  |  |  |  | 0 | 0
5027 | BRAUNIG_VHB2 | 2 | South | YES | -0.000544 | 216 | 40 | 216 | 0 | 1.0192 | GST | -1 | 0.010158 | 216 | 216 |  |  |  |  | -0.010158 | -2.1941 |  |  |  |  | 0 | 0
5026 | BRAUNIG_VHB1 | 1 | South | YES | -0.000544 | 215 | 40 | 215 | 0 | 1.0192 | GST | -1 | 0.010158 | 215 | 215 |  |  |  |  | -0.010158 | -2.184 |  |  |  |  | 0 | 0
48531 | BYU_GT1_8075 | 1 | Houston | YES | -0.000544 | 65 | 0 | 65 |  | 1.0362 | Cogen | -1 | 0.010158 | 0 | 0 |  |  |  |  | -0.010158 | 0 |  |  |  |  | 0 | 0
48532 | BYU_GT2_8055 | 2 | Houston | YES | -0.000544 | 62 | 0 | 62 |  | 1.0362 | Cogen | -1 | 0.010158 | 0 | 0 |  |  |  |  | -0.010158 | 0 |  |  |  |  | 0 | 0
48533 | BYU_GT3_8060 | 3 | Houston | YES | -0.000544 | 67 | 0 | 67 |  | 1.0362 | Cogen | -1 | 0.010158 | 0 | 0 |  |  |  |  | -0.010158 | 0 |  |  |  |  | 0 | 0
48534 | BYU_GT4_8065 | 4 | Houston | YES | -0.000544 | 65 | 0 | 65 |  | 1.0362 | Cogen | -1 | 0.010158 | 0 | 0 |  |  |  |  | -0.010158 | 0 |  |  |  |  | 0 | 0
48561 | CTL_GT2_8130 | 1 | Houston | YES | -0.000544 | 73.5 | 30.3 | 91.9 |  | 1.0362 | Cogen | -1 | 0.010158 | 0 | 0 |  |  |  |  | -0.010158 | 0 |  |  |  |  | 0 | 0
48562 | CTL_GT3_8135 | 2 | Houston | YES | -0.000544 | 70.1 | 30.3 | 87.6 |  | 1.0362 | Cogen | -1 | 0.010158 | 0 | 0 |  |  |  |  | -0.010158 | 0 |  |  |  |  | 0 | 0
48563 | CTL_GT4_8140 | 3 | Houston | YES | -0.000544 | 69.6 | 30.3 | 87 |  | 1.0362 | Cogen | -1 | 0.010158 | 0 | 0 |  |  |  |  | -0.010158 | 0 |  |  |  |  | 0 | 0
48564 | CTL_GN1_8145 | 4 | Houston | YES | -0.000544 | 43.6 | 12.9 | 54.5 |  | 1.0362 | Cogen | -1 | 0.010158 | 0 | 0 |  |  |  |  | -0.010158 | 0 |  |  |  |  | 0 | 0
48565 | CTL_GN2_8155 | 5 | Houston | YES | -0.000544 | 9.8 | 3.4 | 12.2 |  | 1.0362 | Cogen | -1 | 0.010158 | 0 | 0 |  |  |  |  | -0.010158 | 0 |  |  |  |  | 0 | 0
5396 | CALAVER_OWS1 | 1 | South | YES | -0.000546 | 418 | 80 | 418 | 0 | 1.0192 | GST | -1 | 0.01016 | 418 | 418 |  |  |  |  | -0.01016 | -4.2469 |  |  |  |  | 0 | 0
5397 | CALAVER_OWS2 | 2 | South | YES | -0.000546 | 400 | 80 | 400 | 0 | 1.0192 | GST | -1 | 0.01016 | 400 | 400 |  |  |  |  | -0.01016 | -4.064 |  |  |  |  | 0 | 0
48772 | PHR_GN2_2 | MB | Houston | YES | -0.000546 | 0 | 72 | 459 |  | 1.0362 | GSC | -1 | 0.01016 | 0 | 0 |  |  |  |  | -0.01016 | 0 |  |  |  |  | 0 | 0
38580 | TNBP_CGN1_8 | 1 | Houston | YES | -0.000549 | 70.8 | 0 | 70.8 | 0 | 1.005 | Cogen | -1 | 0.010163 | 0 | 0 |  |  |  |  | -0.010163 | 0 |  |  |  |  | 0 | 0
38590 | TNBP_CGN2_8 | 2 | Houston | YES | -0.000549 | 66.7 | 0 | 66.7 | 0 | 1.005 | Cogen | -1 | 0.010163 | 0 | 0 |  |  |  |  | -0.010163 | 0 |  |  |  |  | 0 | 0
38600 | TNBP_CGN3_8 | 5 | Houston | YES | -0.000549 | 53 | 0 | 53 | 0 | 1.005 | Cogen | -1 | 0.010163 | 0 | 0 |  |  |  |  | -0.010163 | 0 |  |  |  |  | 0 | 0
38611 | TNBPAMCG1_8 | 1 | Houston | YES | -0.000549 | 153.2 | 0 | 153.2 | 0 | 1.005 | Cogen | -1 | 0.010163 | 0 | 0 |  |  |  |  | -0.010163 | 0 |  |  |  |  | 0 | 0
38612 | TNBPAMCG2_8 | 2 | Houston | YES | -0.000549 | 153.5 | 0 | 153.5 | 0 | 1.005 | Cogen | -1 | 0.010163 | 0 | 0 |  |  |  |  | -0.010163 | 0 |  |  |  |  | 0 | 0
38613 | TNBPAMCG3_8 | 3 | Houston | YES | -0.000549 | 152.3 | 0 | 152.3 | 0 | 1.005 | Cogen | -1 | 0.010163 | 0 | 0 |  |  |  |  | -0.010163 | 0 |  |  |  |  | 0 | 0
38614 | TNBPAMCG4_8 | 4 | Houston | YES | -0.000549 | 96 | 0 | 96 |  | 1.005 | Cogen | -1 | 0.010163 | 0 | 0 |  |  |  |  | -0.010163 | 0 |  |  |  |  | 0 | 0
38615 | TNBPAMCG5_8 | 1 | Houston | YES | -0.000549 | 244 | 0 | 244 | 0 | 1.005 | Cogen | -1 | 0.010163 | 0 | 0 |  |  |  |  | -0.010163 | 0 |  |  |  |  | 0 | 0
38690 | TNBP_CGN4_8 | 3 | Houston | YES | -0.000549 | 40 | 0 | 40 |  | 1.005 | Cogen | -1 | 0.010163 | 0 | 0 |  |  |  |  | -0.010163 | 0 |  |  |  |  | 0 | 0
38711 | TNTXCTY1CG8 | 1 | Houston | YES | -0.000549 | 100.3 | 59 | 100.3 | 0 | 1 | Cogen | -1 | 0.010163 | 0 | 0 |  |  |  |  | -0.010163 | 0 |  |  |  |  | 0 | 0
38712 | TNTXCTY2CG8 | 1 | Houston | YES | -0.000549 | 92.9 | 59 | 92.9 | 0 | 1 | Cogen | -1 | 0.010163 | 0 | 0 |  |  |  |  | -0.010163 | 0 |  |  |  |  | 0 | 0
38713 | TNTXCTY3CG8 | 1 | Houston | YES | -0.000549 | 102.7 | 59 | 102.7 | 0 | 1 | Cogen | -1 | 0.010163 | 0 | 0 |  |  |  |  | -0.010163 | 0 |  |  |  |  | 0 | 0
38714 | TNTXCTY4CG8 | 1 | Houston | YES | -0.000549 | 103 | 59 | 103 | 0 | 1 | Cogen | -1 | 0.010163 | 0 | 0 |  |  |  |  | -0.010163 | 0 |  |  |  |  | 0 | 0
39470 | TNDOWCGNSG8 | 1 | Houston | YES | -0.000549 | 32 | 10 | 32 | 0 | 0.985 | Cogen | -1 | 0.010163 | 0 | 0 |  |  |  |  | -0.010163 | 0 |  |  |  |  | 0 | 0
39480 | TNDOWCGNGG8 | 1 | Houston | YES | -0.000549 | 30 | 10 | 30 | 0 | 0.985 | Cogen | -1 | 0.010163 | 0 | 0 |  |  |  |  | -0.010163 | 0 |  |  |  |  | 0 | 0
5111 | CALAVER_JTD1 | 1 | South | YES | -0.000554 | 430 | 80 | 430 | 0 | 1.0138 | LIGCO | -1 | 0.010168 | 0 | 430 |  |  |  |  | -0.010168 | 0 |  |  |  |  | 0 | 0
5112 | CALAVER_JTD2 | 2 | South | YES | -0.000554 | 430 | 80 | 430 | 0 | 1.0138 | LIGCO | -1 | 0.010168 | 0 | 430 |  |  |  |  | -0.010168 | 0 |  |  |  |  | 0 | 0
48510 | AK_GT1__8040 | 1 | Houston | YES | -0.000555 | 33.4 | 8.1 | 34 |  | 1.029 | Cogen | -1 | 0.010169 | 0 | 0 |  |  |  |  | -0.010169 | 0 |  |  |  |  | 0 | 0
48730 | MNS_GT | 1 | Houston | YES | -0.000557 | 43 | 0 | 46.1 |  | 1.029 | Cogen | -1 | 0.010171 | 0 | 0 |  |  |  |  | -0.010171 | 0 |  |  |  |  | 0 | 0
48924 | WAP_GN4_4 | 4 | Houston | YES | -0.000558 | 546 | 217 | 546 | 0 | 1.0362 | GSC | -1 | 0.010172 | 546 | 546 |  |  |  |  | -0.010172 | -5.5539 |  |  |  |  | 0 | 0
48923 | WAP_GN3_3 | 3 | Houston | YES | -0.000558 | 198.4 | 93 | 248 | 0 | 1.0362 | GST | -1 | 0.010172 | 248 | 248 |  |  |  |  | -0.010172 | -2.5227 |  |  |  |  | 0 | 0
48921 | WAP_GN1_1 | 1 | Houston | YES | -0.000558 | 132.8 | 37 | 166 | 0 | 1.0362 | GST | -1 | 0.010172 | 166 | 166 |  |  |  |  | -0.010172 | -1.6885 |  |  |  |  | 0 | 0
48922 | WAP_GN2_2 | 2 | Houston | YES | -0.000558 | 132.8 | 37 | 166 | 0 | 1.0362 | GST | -1 | 0.010172 | 166 | 166 |  |  |  |  | -0.010172 | -1.6885 |  |  |  |  | 0 | 0
48929 | WAPGT21_GT1 | B1 | Houston | YES | -0.000558 | 0 | 0 | 13 |  | 1.05 | GGT | -1 | 0.010172 | 13 | 13 |  |  |  |  | -0.010172 | -0.13224 |  |  |  |  | 0 | 0
48925 | WAP_GN5_5 | 5 | Houston | YES | -0.000558 | 555 | 278 | 654 | 0 | 0.985 | LIGCO | -1 | 0.010172 | 0 | 654 |  |  |  |  | -0.010172 | 0 |  |  |  |  | 0 | 0
48523 | BVE_ST1_GN1 | 3 | Houston | YES | -0.000559 | 252.4 | 0 | 252.4 |  | 1.035 | CC | -1 | 0.010173 | 252.4 | 252.4 |  |  |  |  | -0.010173 | -2.5677 |  |  |  |  | 0 | 0
48521 | BVE_GT1_GT1 | 1 | Houston | YES | -0.000559 | 167.7 | 0 | 167.7 |  | 1.035 | CC | -1 | 0.010173 | 167.7 | 167.7 |  |  |  |  | -0.010173 | -1.706 |  |  |  |  | 0 | 0
48522 | BVE_GT2_5035 | 2 | Houston | YES | -0.000559 | 166.4 | 0 | 166.4 |  | 1.035 | CC | -1 | 0.010173 | 166.4 | 166.4 |  |  |  |  | -0.010173 | -1.6928 |  |  |  |  | 0 | 0
48926 | WAP_GN6_6 | 6 | Houston | YES | -0.000559 | 651 | 280 | 651 |  | 1.035 | LIGCO | -1 | 0.010173 | 0 | 651 |  |  |  |  | -0.010173 | 0 |  |  |  |  | 0 | 0
48927 | WAP_GN7_7 | 7 | Houston | YES | -0.000559 | 564 | 277 | 564 |  | 1.035 | LIGCO | -1 | 0.010173 | 0 | 564 |  |  |  |  | -0.010173 | 0 |  |  |  |  | 0 | 0
48928 | WAP_GN8_8 | 8 | Houston | YES | -0.000559 | 603 | 275 | 603 |  | 1.035 | LIGCO | -1 | 0.010173 | 0 | 603 |  |  |  |  | -0.010173 | 0 |  |  |  |  | 0 | 0
39760 | TNSCLP1___8 | 1 | Houston | YES | -0.000566 | 93.4 | 20 | 116.8 | 0 | 1.04 | Cogen | -1 | 0.01018 | 0 | 0 |  |  |  |  | -0.01018 | 0 |  |  |  |  | 0 | 0
39770 | TNSCLP2___8 | 1 | Houston | YES | -0.000566 | 91.6 | 20 | 114.5 | 0 | 1.04 | Cogen | -1 | 0.01018 | 0 | 0 |  |  |  |  | -0.01018 | 0 |  |  |  |  | 0 | 0
39775 | TNSCLP4___8 | 1 | Houston | YES | -0.000566 | 95.2 | 20 | 119 | 0 | 1.04 | Cogen | -1 | 0.01018 | 0 | 0 |  |  |  |  | -0.01018 | 0 |  |  |  |  | 0 | 0
39790 | TNSCLP3___8 | 1 | Houston | YES | -0.000566 | 87.6 | 20 | 109.5 | 0 | 1.027 | Cogen | -1 | 0.01018 | 0 | 0 |  |  |  |  | -0.01018 | 0 |  |  |  |  | 0 | 0
48520 | BSF_GT1_8070 | 1 | Houston | YES | -0.000567 | 72 | 0 | 72 | 0 | 1.0326 | Cogen | -1 | 0.010181 | 0 | 0 |  |  |  |  | -0.010181 | 0 |  |  |  |  | 0 | 0
48520 | BSF_GT1_8070 | 2 | Houston | YES | -0.000567 | 10 | 0 | 10 | 0 | 1.0326 | Cogen | -1 | 0.010181 | 0 | 0 |  |  |  |  | -0.010181 | 0 |  |  |  |  | 0 | 0
49851 | DOW17000 | 37 | Houston | YES | -0.00057 | 39 | 0 | 62 | 0 | 1 | Cogen | -1 | 0.010184 | 0 | 0 |  |  |  |  | -0.010184 | 0 |  |  |  |  | 0 | 0
49858 | DOW38100 | 31 | Houston | YES | -0.00057 | 45 | 0 | 71.4 |  | 1 | Cogen | -1 | 0.010184 | 0 | 0 |  |  |  |  | -0.010184 | 0 |  |  |  |  | 0 | 0
49859 | DOW38200 | 33 | Houston | YES | -0.00057 | 28 | 0 | 45 | 0 | 1 | Cogen | -1 | 0.010184 | 0 | 0 |  |  |  |  | -0.010184 | 0 |  |  |  |  | 0 | 0
49860 | DOW38300 | 32 | Houston | YES | -0.00057 | 63 | 0 | 101 |  | 1 | Cogen | -1 | 0.010184 | 0 | 0 |  |  |  |  | -0.010184 | 0 |  |  |  |  | 0 | 0
49862 | DOW39100 | 36 | Houston | YES | -0.00057 | 54 | 0 | 86 | 0 | 1 | Cogen | -1 | 0.010184 | 0 | 0 |  |  |  |  | -0.010184 | 0 |  |  |  |  | 0 | 0
49863 | DOW39200 | 35 | Houston | YES | -0.00057 | 55 | 0 | 88 | 0 | 1 | Cogen | -1 | 0.010184 | 0 | 0 |  |  |  |  | -0.010184 | 0 |  |  |  |  | 0 | 0
49865 | DOW41000 | 41 | Houston | YES | -0.00057 | 31 | 0 | 50 |  | 1 | Cogen | -1 | 0.010184 | 0 | 0 |  |  |  |  | -0.010184 | 0 |  |  |  |  | 0 | 0
49866 | DOW42000 | 42 | Houston | YES | -0.00057 | 11 | 0 | 18 |  | 1 | Cogen | -1 | 0.010184 | 0 | 0 |  |  |  |  | -0.010184 | 0 |  |  |  |  | 0 | 0
49869 | DOW49000 | 45 | Houston | YES | -0.00057 | 59 | 0 | 94 |  | 1 | Cogen | -1 | 0.010184 | 0 | 0 |  |  |  |  | -0.010184 | 0 |  |  |  |  | 0 | 0
49870 | DOW61000 | 61 | Houston | YES | -0.00057 | 44 | 0 | 70 | 0 | 1 | Cogen | -1 | 0.010184 | 0 | 0 |  |  |  |  | -0.010184 | 0 |  |  |  |  | 0 | 0
49871 | DOW62000 | 62 | Houston | YES | -0.00057 | 40 | 0 | 63 | 0 | 1 | Cogen | -1 | 0.010184 | 0 | 0 |  |  |  |  | -0.010184 | 0 |  |  |  |  | 0 | 0
49872 | DOW63000 | 63 | Houston | YES | -0.00057 | 45 | 0 | 72 | 0 | 1 | Cogen | -1 | 0.010184 | 0 | 0 |  |  |  |  | -0.010184 | 0 |  |  |  |  | 0 | 0
49873 | DOW64000 | 64 | Houston | YES | -0.00057 | 41 | 0 | 64.8 | 0 | 1 | Cogen | -1 | 0.010184 | 0 | 0 |  |  |  |  | -0.010184 | 0 |  |  |  |  | 0 | 0
49876 | DOW65000 | 65 | Houston | YES | -0.00057 | 63 | 0 | 101 | 0 | 1 | Cogen | -1 | 0.010184 | 0 | 0 |  |  |  |  | -0.010184 | 0 |  |  |  |  | 0 | 0
49877 | DOW66000 | 66 | Houston | YES | -0.00057 | 61 | 0 | 97 | 0 | 1 | Cogen | -1 | 0.010184 | 0 | 0 |  |  |  |  | -0.010184 | 0 |  |  |  |  | 0 | 0
49878 | DOW67000 | 67 | Houston | YES | -0.00057 | 65 | 0 | 103 | 0 | 1 | Cogen | -1 | 0.010184 | 0 | 0 |  |  |  |  | -0.010184 | 0 |  |  |  |  | 0 | 0
49882 | DOW81000 | 81 | Houston | YES | -0.00057 | 47 | 0 | 76 | 0 | 1 | Cogen | -1 | 0.010184 | 0 | 0 |  |  |  |  | -0.010184 | 0 |  |  |  |  | 0 | 0
49884 | DOW82000 | 82 | Houston | YES | -0.00057 | 51 | 0 | 80 | 0 | 1 | Cogen | -1 | 0.010184 | 0 | 0 |  |  |  |  | -0.010184 | 0 |  |  |  |  | 0 | 0
49885 | DOW83000 | 83 | Houston | YES | -0.00057 | 51 | 0 | 80 | 0 | 1 | Cogen | -1 | 0.010184 | 0 | 0 |  |  |  |  | -0.010184 | 0 |  |  |  |  | 0 | 0
49886 | DOW84000 | 84 | Houston | YES | -0.00057 | 107 | 0 | 171 | 0 | 0.98 | Cogen | -1 | 0.010184 | 0 | 0 |  |  |  |  | -0.010184 | 0 |  |  |  |  | 0 | 0
5439 | TUTTL_WBT4G4 | 4 | South | YES | -0.000578 | 151 | 40 | 151 | 0 | 1.012 | GST | -1 | 0.010192 | 151 | 151 |  |  |  |  | -0.010192 | -1.539 |  |  |  |  | 0 | 0
5438 | TUTTL_WBT3G3 | 3 | South | YES | -0.000578 | 95 | 25 | 95 | 0 | 1.012 | GST | -1 | 0.010192 | 95 | 95 |  |  |  |  | -0.010192 | -0.96824 |  |  |  |  | 0 | 0
5436 | TUTTL_WBT1G1 | 1 | South | YES | -0.000578 | 48.8 | 20 | 61 | 0 | 1.012 | GST | -1 | 0.010192 | 61 | 61 |  |  |  |  | -0.010192 | -0.62171 |  |  |  |  | 0 | 0
48911 | TGF_GT1_8000 | 1 | Houston | YES | -0.000579 | 69.2 | 0 | 69.2 |  | 1.029 | Cogen | -1 | 0.010193 | 0 | 0 |  |  |  |  | -0.010193 | 0 |  |  |  |  | 0 | 0
5401 | CALAVER_JKS1 | 1 | South | YES | -0.000582 | 562 | 100 | 562 | 0 | 1.026 | LIGCO | -1 | 0.010196 | 0 | 562 |  |  |  |  | -0.010196 | 0 |  |  |  |  | 0 | 0
5477 | BRA_AVR1_ST | 1 | South | YES | -0.000583 | 174 | 138 | 174 | 0 | 1.025 | CC | -1 | 0.010197 | 174 | 174 |  |  |  |  | -0.010197 | -1.7743 |  |  |  |  | 0 | 0
5476 | BRA_AVR1_CT1 | 1 | South | YES | -0.000583 | 155 | 90 | 155 | 0 | 1.025 | CC | -1 | 0.010197 | 155 | 155 |  |  |  |  | -0.010197 | -1.5805 |  |  |  |  | 0 | 0
5478 | BRA_AVR1_CT2 | 1 | South | YES | -0.000583 | 155 | 90 | 155 | 0 | 1.025 | CC | -1 | 0.010197 | 155 | 155 |  |  |  |  | -0.010197 | -1.5805 |  |  |  |  | 0 | 0
5911 | STP_GN1___1 | 1 | Houston | YES | -0.000585 | 1333 | 1249 | 1333 | 0 | 1.0406 | Nuc | -1 | 0.010199 | 0 | 0 |  |  |  |  | -0.010199 | 0 |  |  |  |  | 0 | 0
5912 | STP_GN2___2 | 2 | Houston | YES | -0.000585 | 1332 | 1249 | 1332 | 0 | 1.0406 | Nuc | -1 | 0.010199 | 0 | 0 |  |  |  |  | -0.010199 | 0 |  |  |  |  | 0 | 0
48733 | CBE_ST12 | 1 | Houston | YES | -0.00059 | 105 | 0 | 105 | 0 | 1.029 | CC | -1 | 0.010204 | 105 | 105 |  |  |  |  | -0.010204 | -1.0714 |  |  |  |  | 0 | 0
48736 | CBE_ST34 | 1 | Houston | YES | -0.00059 | 105 | 0 | 105 | 0 | 1.029 | CC | -1 | 0.010204 | 105 | 105 |  |  |  |  | -0.010204 | -1.0714 |  |  |  |  | 0 | 0
48731 | CBE_GT1 | 1 | Houston | YES | -0.00059 | 76 | 0 | 76 | 0 | 1.029 | CC | -1 | 0.010204 | 76 | 76 |  |  |  |  | -0.010204 | -0.7755 |  |  |  |  | 0 | 0
48732 | CBE_GT2 | 1 | Houston | YES | -0.00059 | 76 | 0 | 76 | 0 | 1.029 | CC | -1 | 0.010204 | 76 | 76 |  |  |  |  | -0.010204 | -0.7755 |  |  |  |  | 0 | 0
48734 | CBE_GT3 | 1 | Houston | YES | -0.00059 | 76 | 0 | 76 | 0 | 1.029 | CC | -1 | 0.010204 | 76 | 76 |  |  |  |  | -0.010204 | -0.7755 |  |  |  |  | 0 | 0
48735 | CBE_GT4 | 1 | Houston | YES | -0.00059 | 76 | 0 | 76 | 0 | 1.029 | CC | -1 | 0.010204 | 76 | 76 |  |  |  |  | -0.010204 | -0.7755 |  |  |  |  | 0 | 0
1327 | WILDHRSE_1G | 1 | West | YES | 0.010106 | 0 | 0 | 120 |  | 1 | Wind | 1 | 0.010235 | 0 | 120 | 1.2127 | 120 |  |  | 0.010235 | 1.2282 |  |  |  |  | 0 | 0
1360 | GUNSIGHT_8 | 1 | West | YES | 0.010114 | 0 | 0 | 120 |  | 1.01 | Wind | 1 | 0.010243 | 0 | 120 | 1.2137 | 120 |  |  | 0.010243 | 1.2291 |  |  |  |  | 0 | 0
1879 | WLFHOLW_3G | 3 | North | YES | -0.000635 | 272.4 | 89.2 | 272.4 | 0 | 1.032 | CC | -1 | 0.010249 | 272.4 | 272.4 |  |  | -0.17297 | 272.4 | -0.010249 | -2.7918 |  |  |  |  | 0 | 0
1877 | WLFHOLW_1G | 1 | North | YES | -0.000635 | 217.3 | 89.2 | 217.3 | 0 | 1.032 | CC | -1 | 0.010249 | 217.3 | 217.3 |  |  | -0.13799 | 217.3 | -0.010249 | -2.2271 |  |  |  |  | 0 | 0
1878 | WLFHOLW_2G | 2 | North | YES | -0.000635 | 215.7 | 105 | 215.7 | 0 | 1.032 | CC | -1 | 0.010249 | 215.7 | 215.7 |  |  | -0.13697 | 215.7 | -0.010249 | -2.2107 |  |  |  |  | 0 | 0
7805 | L_GUADGE1_6Y | 6 | South | YES | -0.000657 | 203 | 30 | 203 | 0 | 1.02 | CC | -1 | 0.010271 | 203 | 203 |  |  |  |  | -0.010271 | -2.085 |  |  |  |  | 0 | 0
7804 | L_GUADGE1_5Y | 5 | South | YES | -0.000657 | 182 | 30 | 182 | 0 | 1.02 | CC | -1 | 0.010271 | 182 | 182 |  |  |  |  | -0.010271 | -1.8693 |  |  |  |  | 0 | 0
7803 | L_GUADGE1_4Y | 4 | South | YES | -0.000657 | 149 | 30 | 149 | 0 | 1.02 | CC | -1 | 0.010271 | 149 | 149 |  |  |  |  | -0.010271 | -1.5304 |  |  |  |  | 0 | 0
7800 | L_GUADGE1_1Y | 1 | South | YES | -0.000657 | 147 | 30 | 147 | 0 | 1.02 | CC | -1 | 0.010271 | 147 | 147 |  |  |  |  | -0.010271 | -1.5098 |  |  |  |  | 0 | 0
7802 | L_GUADGE1_3Y | 3 | South | YES | -0.000657 | 146 | 30 | 146 | 0 | 1.02 | CC | -1 | 0.010271 | 146 | 146 |  |  |  |  | -0.010271 | -1.4996 |  |  |  |  | 0 | 0
7801 | L_GUADGE1_2Y | 2 | South | YES | -0.000657 | 138 | 30 | 138 | 0 | 1.02 | CC | -1 | 0.010271 | 138 | 138 |  |  |  |  | -0.010271 | -1.4174 |  |  |  |  | 0 | 0
8189 | CUECPL2A | 1 | South | YES | -0.000672 | 12 | 0 | 12 | 0 | 1.02 | Cogen | -1 | 0.010286 | 0 | 0 |  |  |  |  | -0.010286 | 0 |  |  |  |  | 0 | 0
7609 | L_SCHUMA8_1Y | 1 | South | YES | -0.000686 | 0 | 0 | 4 |  | 1 | Hydro | -1 | 0.0103 | 0 | 0 |  |  |  |  | -0.0103 | 0 |  |  |  |  | 0 | 0
7813 | L_RIONOG1S1Y | 4 | South | YES | -0.000697 | 293 | 0 | 293 | 0 | 1.02 | CC | -1 | 0.010311 | 293 | 293 |  |  |  |  | -0.010311 | -3.0211 |  |  |  |  | 0 | 0
7812 | L_RIONOG1G3Y | 3 | South | YES | -0.000697 | 154 | 0 | 154 | 0 | 1.02 | CC | -1 | 0.010311 | 154 | 154 |  |  |  |  | -0.010311 | -1.5879 |  |  |  |  | 0 | 0
7810 | L_RIONOG1G1Y | 1 | South | YES | -0.000697 | 148 | 0 | 148 | 0 | 1.02 | CC | -1 | 0.010311 | 148 | 148 |  |  |  |  | -0.010311 | -1.526 |  |  |  |  | 0 | 0
7811 | L_RIONOG1G2Y | 2 | South | YES | -0.000697 | 148 | 0 | 148 | 0 | 1.02 | CC | -1 | 0.010311 | 148 | 148 |  |  |  |  | -0.010311 | -1.526 |  |  |  |  | 0 | 0
1898 | COMCHEPK_1G | 1 | North | YES | -0.000715 | 1217 | 1150 | 1217 | 0 | 1.032 | Nuc | -1 | 0.010329 | 0 | 0 |  |  | 0 | 0 | -0.010329 | 0 |  |  |  |  | 0 | 0
1899 | COMCHEPK_2G | 2 | North | YES | -0.000715 | 1159 | 1128 | 1159 | 0 | 1.032 | Nuc | -1 | 0.010329 | 0 | 0 |  |  | 0 | 0 | -0.010329 | 0 |  |  |  |  | 0 | 0
7605 | L_MCQUEE9_1Y | 1 | South | YES | -0.00073 | 0 | 0 | 2.4 |  | 1.025 | Hydro | -1 | 0.010344 | 0 | 0 |  |  |  |  | -0.010344 | 0 |  |  |  |  | 0 | 0
7605 | L_MCQUEE9_1Y | 2 | South | YES | -0.00073 | 0 | 0 | 2.4 |  | 1.025 | Hydro | -1 | 0.010344 | 0 | 0 |  |  |  |  | -0.010344 | 0 |  |  |  |  | 0 | 0
7605 | L_MCQUEE9_1Y | 3 | South | YES | -0.00073 | 0 | 0 | 2.8 |  | 1.025 | Hydro | -1 | 0.010344 | 0 | 0 |  |  |  |  | -0.010344 | 0 |  |  |  |  | 0 | 0
7017 | L_HAYSEN1_4Y | 4 | South | YES | -0.000737 | 226.7 | 74 | 226.7 | 0 | 1.008 | CC | -1 | 0.010351 | 226.7 | 226.7 |  |  |  |  | -0.010351 | -2.3466 |  |  |  |  | 0 | 0
7015 | L_HAYSEN1_2Y | 2 | South | YES | -0.000737 | 225 | 74 | 225 | 0 | 1.008 | CC | -1 | 0.010351 | 225 | 225 |  |  |  |  | -0.010351 | -2.329 |  |  |  |  | 0 | 0
7016 | L_HAYSEN1_3Y | 3 | South | YES | -0.000737 | 224.6 | 74 | 224.6 | 0 | 1.008 | CC | -1 | 0.010351 | 224.6 | 224.6 |  |  |  |  | -0.010351 | -2.3248 |  |  |  |  | 0 | 0
7014 | L_HAYSEN1_1Y | 1 | South | YES | -0.000737 | 223.9 | 74 | 223.9 | 0 | 1.008 | CC | -1 | 0.010351 | 223.9 | 223.9 |  |  |  |  | -0.010351 | -2.3176 |  |  |  |  | 0 | 0
7624 | L_LAKEWO9_1Y | 1 | South | YES | -0.00074 | 0 | 0 | 2.4 |  | 1 | Hydro | -1 | 0.010354 | 0 | 0 |  |  |  |  | -0.010354 | 0 |  |  |  |  | 0 | 0
7624 | L_LAKEWO9_1Y | 2 | South | YES | -0.00074 | 0 | 0 | 2.4 |  | 1 | Hydro | -1 | 0.010354 | 0 | 0 |  |  |  |  | -0.010354 | 0 |  |  |  |  | 0 | 0
366 | JNSNCNTY802 | 1 | North | YES | -0.000743 | 168 | 20 | 168 | 0 | 1.02 | Cogen | -1 | 0.010357 | 0 | 0 |  |  | 0 | 0 | -0.010357 | 0 |  |  |  |  | 0 | 0
367 | JNSNCNTY802 | 2 | North | YES | -0.000743 | 90 | 20 | 90 | 0 | 1.02 | Cogen | -1 | 0.010357 | 0 | 0 |  |  | 0 | 0 | -0.010357 | 0 |  |  |  |  | 0 | 0
3404 | THOUSE_2G | 2 | North | YES | -0.000746 | 807 | 250 | 807 | 0 | 1.012 | GSC | -1 | 0.01036 | 807 | 807 |  |  | -0.60202 | 807 | -0.01036 | -8.3605 |  |  |  |  | 0 | 0
3403 | THOUSE_1G | 1 | North | YES | -0.000746 | 563 | 200 | 563 | 0 | 1.012 | GSC | -1 | 0.01036 | 563 | 563 |  |  | -0.42 | 563 | -0.01036 | -5.8327 |  |  |  |  | 0 | 0
3417 | LAKE_CRK2_G | 2 | North | YES | -0.000822 | 177.6 | 40 | 222 | 0 | 1.029 | GST | -1 | 0.010436 | 222 | 222 |  |  | -0.18248 | 222 | -0.010436 | -2.3168 |  |  |  |  | 0 | 0
3416 | LAKE_CRK1_G | 1 | North | YES | -0.000822 | 60 | 33 | 75 |  | 1.029 | GST | -1 | 0.010436 | 75 | 75 |  |  | -0.06165 | 75 | -0.010436 | -0.7827 |  |  |  |  | 0 | 0
7010 | L_FPPYD11_1Y | 1 | South | YES | -0.000843 | 547.4 | 200 | 606 | 0 | 1.02 | LIGCO | -1 | 0.010457 | 0 | 606 |  |  |  |  | -0.010457 | 0 |  |  |  |  | 0 | 0
7011 | L_FPPYD11_2Y | 2 | South | YES | -0.000843 | 552.2 | 200 | 598 | 0 | 1.02 | LIGCO | -1 | 0.010457 | 0 | 598 |  |  |  |  | -0.010457 | 0 |  |  |  |  | 0 | 0
7012 | L_FPPYD21_3Y | 3 | South | YES | -0.000843 | 427.5 | 200 | 436 | 0 | 1.02 | LIGCO | -1 | 0.010457 | 0 | 436 |  |  |  |  | -0.010457 | 0 |  |  |  |  | 0 | 0
7487 | L_CANYHY8_1Y | 1 | South | YES | -0.000846 | 0 | 0 | 6 |  | 1 | Hydro | -1 | 0.01046 | 0 | 0 |  |  |  |  | -0.01046 | 0 |  |  |  |  | 0 | 0
7009 | L_LOSTPI1_3Y | 3 | South | YES | -0.000889 | 173.9 | 72 | 175 | 0 | 1 | CC | -1 | 0.010503 | 175 | 175 |  |  |  |  | -0.010503 | -1.838 |  |  |  |  | 0 | 0
7008 | L_LOSTPI1_2Y | 2 | South | YES | -0.000889 | 157.7 | 107 | 160 | 0 | 1 | CC | -1 | 0.010503 | 160 | 160 |  |  |  |  | -0.010503 | -1.6805 |  |  |  |  | 0 | 0
7007 | L_LOSTPI1_1Y | 1 | South | YES | -0.000889 | 158.6 | 110 | 158 | 0 | 1 | CC | -1 | 0.010503 | 158 | 158 |  |  |  |  | -0.010503 | -1.6595 |  |  |  |  | 0 | 0
7303 | L_WPPGS12_1Y | 1 | South | YES | -0.000901 | 50 | 0 | 50 | 0 | 1.025 | GGT | -1 | 0.010515 | 50 | 50 |  |  |  |  | -0.010515 | -0.52575 |  |  |  |  | 0 | 0
7303 | L_WPPGS12_1Y | 2 | South | YES | -0.000901 | 50 | 0 | 50 | 0 | 1.025 | GGT | -1 | 0.010515 | 50 | 50 |  |  |  |  | -0.010515 | -0.52575 |  |  |  |  | 0 | 0
7305 | L_WPPGS34_1Y | 3 | South | YES | -0.000901 | 50 | 0 | 50 | 0 | 1.025 | GGT | -1 | 0.010515 | 50 | 50 |  |  |  |  | -0.010515 | -0.52575 |  |  |  |  | 0 | 0
7305 | L_WPPGS34_1Y | 4 | South | YES | -0.000901 | 50 | 0 | 50 | 0 | 1.025 | GGT | -1 | 0.010515 | 50 | 50 |  |  |  |  | -0.010515 | -0.52575 |  |  |  |  | 0 | 0
13432 | SANDOW_5G | 5 | South | YES | -0.000901 | 581 | 225 | 581 |  | 1.029 | LIGCO | -1 | 0.010515 | 0 | 581 |  |  |  |  | -0.010515 | 0 |  |  |  |  | 0 | 0
7809 | L_BASTEN1_3Y | 1 | South | YES | -0.000906 | 232.6 | 42 | 232.6 | 0 | 1.004 | CC | -1 | 0.01052 | 232.6 | 232.6 |  |  |  |  | -0.01052 | -2.4469 |  |  |  |  | 0 | 0
7807 | L_BASTEN1_1Y | 1 | South | YES | -0.000906 | 152.5 | 83.5 | 152.5 | 0 | 1.004 | CC | -1 | 0.01052 | 152.5 | 152.5 |  |  |  |  | -0.01052 | -1.6043 |  |  |  |  | 0 | 0
7808 | L_BASTEN1_2Y | 1 | South | YES | -0.000906 | 149.5 | 83.5 | 149.5 | 0 | 1.004 | CC | -1 | 0.01052 | 149.5 | 149.5 |  |  |  |  | -0.01052 | -1.5727 |  |  |  |  | 0 | 0
1892 | DECRDOVA_2G | A | North | YES | -0.000961 | 65 | 65 | 70 | 0 | 1.025 | GGT | -1 | 0.010575 | 70 | 70 |  |  | -0.06727 | 70 | -0.010575 | -0.74025 |  |  |  |  | 0 | 0
1893 | DECRDOVA_3G | B | North | YES | -0.000961 | 65 | 65 | 69 | 0 | 1.025 | GGT | -1 | 0.010575 | 69 | 69 |  |  | -0.066309 | 69 | -0.010575 | -0.72967 |  |  |  |  | 0 | 0
1894 | DECRDOVA_4G | C | North | YES | -0.000961 | 65 | 65 | 69 | 0 | 1.025 | GGT | -1 | 0.010575 | 69 | 69 |  |  | -0.066309 | 69 | -0.010575 | -0.72967 |  |  |  |  | 0 | 0
1895 | DECRDOVA_5G | D | North | YES | -0.000961 | 65 | 65 | 68 | 0 | 1.025 | GGT | -1 | 0.010575 | 68 | 68 |  |  | -0.065348 | 68 | -0.010575 | -0.7191 |  |  |  |  | 0 | 0
238 | BOSQUESW505 | 1 | North | YES | -0.000998 | 255 | 0 | 255 | 0 | 1.02 | CC | -1 | 0.010612 | 255 | 255 |  |  | -0.25449 | 255 | -0.010612 | -2.7061 |  |  |  |  | 0 | 0
247 | BOSQUESW501 | 2 | North | YES | -0.000998 | 124.8 | 0 | 156 | 0 | 1.02 | GGT | -1 | 0.010612 | 156 | 156 |  |  | -0.15569 | 156 | -0.010612 | -1.6555 |  |  |  |  | 0 | 0
239 | BOSQUESW502 | 1 | North | YES | -0.000998 | 119.2 | 0 | 149 | 0 | 1.02 | GGT | -1 | 0.010612 | 149 | 149 |  |  | -0.1487 | 149 | -0.010612 | -1.5812 |  |  |  |  | 0 | 0
7006 | L_SIMGID1_3Y | 3 | South | YES | -0.001002 | 324.9 | 60 | 329 | 0 | 1.02 | GST | -1 | 0.010616 | 329 | 329 |  |  |  |  | -0.010616 | -3.4927 |  |  |  |  | 0 | 0
7005 | L_SIMGID1_2Y | 2 | South | YES | -0.001002 | 133 | 32 | 139 | 0 | 1.02 | GST | -1 | 0.010616 | 139 | 139 |  |  |  |  | -0.010616 | -1.4756 |  |  |  |  | 0 | 0
7004 | L_SIMGID1_1Y | 1 | South | YES | -0.001002 | 132 | 40 | 132 | 0 | 1.02 | GST | -1 | 0.010616 | 132 | 132 |  |  |  |  | -0.010616 | -1.4013 |  |  |  |  | 0 | 0
3432 | SANDOW_4G | 4 | South | YES | -0.00102 | 580 | 225 | 580 |  | 1.029 | LIGCO | -1 | 0.010634 | 0 | 580 |  |  |  |  | -0.010634 | 0 |  |  |  |  | 0 | 0
9020 | SANDHG5A | 5A | South | YES | -0.001108 | 150 | 84 | 155 | 0 | 1.0175 | CC | -1 | 0.010722 | 155 | 155 |  |  |  |  | -0.010722 | -1.6619 |  |  |  |  | 0 | 0
9021 | SANDHG5C | 5C | South | YES | -0.001108 | 140 | 0 | 148 | 0 | 1.0175 | CC | -1 | 0.010722 | 148 | 148 |  |  |  |  | -0.010722 | -1.5869 |  |  |  |  | 0 | 0
9016 | SANDH_G1 | 1 | South | YES | -0.001108 | 45 | 2 | 49 | 0 | 1.0175 | GGT | -1 | 0.010722 | 49 | 49 |  |  |  |  | -0.010722 | -0.52538 |  |  |  |  | 0 | 0
9019 | SANDH_G4 | 4 | South | YES | -0.001108 | 0 | 2 | 47 |  | 1.0175 | GGT | -1 | 0.010722 | 47 | 47 |  |  |  |  | -0.010722 | -0.50393 |  |  |  |  | 0 | 0
9017 | SANDH_G2 | 2 | South | YES | -0.001108 | 45 | 2 | 46 | 0 | 1.0175 | GGT | -1 | 0.010722 | 46 | 46 |  |  |  |  | -0.010722 | -0.49321 |  |  |  |  | 0 | 0
9018 | SANDH_G3 | 3 | South | YES | -0.001108 | 45 | 2 | 46 | 0 | 1.0175 | GGT | -1 | 0.010722 | 46 | 46 |  |  |  |  | -0.010722 | -0.49321 |  |  |  |  | 0 | 0
9005 | DECKR_G6 | 6 | South | YES | -0.001121 | 44 | 24 | 47 | 0 | 1.015 | GGT | -1 | 0.010735 | 47 | 47 |  |  |  |  | -0.010735 | -0.50454 |  |  |  |  | 0 | 0
9003 | DECKR_G4 | 4 | South | YES | -0.001121 | 44 | 24 | 44 | 0 | 1.015 | GGT | -1 | 0.010735 | 44 | 44 |  |  |  |  | -0.010735 | -0.47234 |  |  |  |  | 0 | 0
9004 | DECKR_G5 | 5 | South | YES | -0.001121 | 44 | 24 | 44 | 0 | 1.015 | GGT | -1 | 0.010735 | 44 | 44 |  |  |  |  | -0.010735 | -0.47234 |  |  |  |  | 0 | 0
9002 | DECKR_G3 | 3 | South | YES | -0.001121 | 0 | 24 | 42 |  | 1.015 | GGT | -1 | 0.010735 | 42 | 42 |  |  |  |  | -0.010735 | -0.45087 |  |  |  |  | 0 | 0
9001 | DECKR_G2 | 2 | South | YES | -0.001128 | 400 | 50 | 426 | 0 | 1.015 | GST | -1 | 0.010742 | 426 | 426 |  |  |  |  | -0.010742 | -4.5761 |  |  |  |  | 0 | 0
9000 | DECKR_G1 | 1 | South | YES | -0.001128 | 280 | 50 | 321 | 0 | 1.015 | GST | -1 | 0.010742 | 321 | 321 |  |  |  |  | -0.010742 | -3.4482 |  |  |  |  | 0 | 0
7020 | L_AUSTPL1_1Y | 1 | South | YES | -0.001161 | 0 | 0 | 8 |  | 1 | Hydro | -1 | 0.010775 | 0 | 0 |  |  |  |  | -0.010775 | 0 |  |  |  |  | 0 | 0
7020 | L_AUSTPL1_1Y | 2 | South | YES | -0.001161 | 0 | 0 | 8 |  | 1 | Hydro | -1 | 0.010775 | 0 | 0 |  |  |  |  | -0.010775 | 0 |  |  |  |  | 0 | 0
76031 | L_GASCCR1_1N | W1 | West | YES | 0.010707 | 30 | 0 | 150 | 0 | 1.02 | Wind | 1 | 0.010836 | 0 | 150 | 1.606 | 150 |  |  | 0.010836 | 1.6253 |  |  |  |  | 0 | 0
244 | WHITNYDM01 | 1 | North | YES | -0.001369 | 15 | 0 | 15 | 0 | 1.035 | Hydro | -1 | 0.010983 | 0 | 0 |  |  | 0 | 0 | -0.010983 | 0 |  |  |  |  | 0 | 0
245 | WHITNYDM02 | 2 | North | YES | -0.001369 | 15 | 0 | 15 | 0 | 1.035 | Hydro | -1 | 0.010983 | 0 | 0 |  |  | 0 | 0 | -0.010983 | 0 |  |  |  |  | 0 | 0
251 | BOSQUESW803 | 2 | North | YES | -0.001381 | 150 | 0 | 150 | 0 | 1.032 | CC | -1 | 0.010995 | 150 | 150 |  |  | -0.20715 | 150 | -0.010995 | -1.6492 |  |  |  |  | 0 | 0
253 | BOSQUESW804 | 2 | North | YES | -0.001381 | 80 | 0 | 80 | 0 | 1.032 | CC | -1 | 0.010995 | 80 | 80 |  |  | -0.11048 | 80 | -0.010995 | -0.8796 |  |  |  |  | 0 | 0
76091 | L_DIVIDE1_1N | W1 | West | YES | 0.011017 | 22.5 | 0 | 112.5 |  | 1.02 | Wind | 1 | 0.011146 | 0 | 112.5 | 1.2394 | 112.5 |  |  | 0.011146 | 1.2539 |  |  |  |  | 0 | 0
76095 | L_CAPRSI1_1N | W1 | West | YES | 0.011017 | 29.9 | 0 | 149.5 | 0 | 1.02 | Wind | 1 | 0.011146 | 0 | 149.5 | 1.647 | 149.5 |  |  | 0.011146 | 1.6663 |  |  |  |  | 0 | 0
76096 | L_CAPRSI1_2N | W1 | West | YES | 0.011017 | 37.2 | 0 | 186 | 0 | 1.02 | Wind | 1 | 0.011146 | 0 | 186 | 2.0492 | 186 |  |  | 0.011146 | 2.0731 |  |  |  |  | 0 | 0
76097 | L_CAPRGE1_1N | W1 | West | YES | 0.011017 | 42.9 | 0 | 214.5 | 0 | 1.02 | Wind | 1 | 0.011146 | 0 | 214.5 | 2.3631 | 214.5 |  |  | 0.011146 | 2.3907 |  |  |  |  | 0 | 0
7031 | L_MARSFO1G1Y | 1 | South | YES | -0.001564 | 0 | 0 | 36 |  | 1 | Hydro | -1 | 0.011178 | 0 | 0 |  |  |  |  | -0.011178 | 0 |  |  |  |  | 0 | 0
7032 | L_MARSFO1G2Y | 2 | South | YES | -0.001564 | 0 | 0 | 35 |  | 1 | Hydro | -1 | 0.011178 | 0 | 0 |  |  |  |  | -0.011178 | 0 |  |  |  |  | 0 | 0
7033 | L_MARSFO1G3Y | 3 | South | YES | -0.001564 | 0 | 0 | 36 |  | 1 | Hydro | -1 | 0.011178 | 0 | 0 |  |  |  |  | -0.011178 | 0 |  |  |  |  | 0 | 0
334 | RWMILLER03 | 3 | North | YES | -0.001941 | 166.4 | 65 | 208 | 0 | 1.04 | GST | -1 | 0.011555 | 208 | 208 |  |  | -0.40373 | 208 | -0.011555 | -2.4034 |  |  |  |  | 0 | 0
333 | RWMILLER02 | 2 | North | YES | -0.001941 | 95.2 | 37 | 119 | 0 | 1.04 | GST | -1 | 0.011555 | 119 | 119 |  |  | -0.23098 | 119 | -0.011555 | -1.375 |  |  |  |  | 0 | 0
335 | RWMILLER04 | 4 | North | YES | -0.001941 | 81.6 | 0 | 102 | 0 | 1.04 | GST | -1 | 0.011555 | 102 | 102 |  |  | -0.19798 | 102 | -0.011555 | -1.1786 |  |  |  |  | 0 | 0
336 | RWMILLER05 | 5 | North | YES | -0.001941 | 80.8 | 0 | 101 | 0 | 1.04 | GST | -1 | 0.011555 | 101 | 101 |  |  | -0.19604 | 101 | -0.011555 | -1.1671 |  |  |  |  | 0 | 0
332 | RWMILLER01 | 1 | North | YES | -0.001941 | 58.4 | 18.5 | 73 | 0 | 1.04 | GST | -1 | 0.011555 | 73 | 73 |  |  | -0.14169 | 73 | -0.011555 | -0.84351 |  |  |  |  | 0 | 0
1320 | BSP 1 | 1 | West | YES | 0.011526 | 25.5 | 2.9 | 25.8 | 0 | 1 | Cogen | 1 | 0.011655 | 0 | 0 | 0 | 0 |  |  | 0.011655 | 0 |  |  |  |  | 0 | 0
60007 | KING_SW1A | 1 | West | YES | 0.011551 | 20 | 0 | 80 |  | 1.03 | Wind | 1 | 0.01168 | 0 | 80 | 0.92408 | 80 |  |  | 0.01168 | 0.93437 |  |  |  |  | 0 | 0
60019 | KING_NW1A | 1 | West | YES | 0.011551 | 20 | 0 | 80 |  | 1.03 | Wind | 1 | 0.01168 | 0 | 80 | 0.92408 | 80 |  |  | 0.01168 | 0.93437 |  |  |  |  | 0 | 0
60201 | RIO DRCS | F | West | YES | 0.011574 | 0 | 0 | 0 | 0 | 1.025 | AVR | 1 | 0.011703 | 0 | 0 | 0 | 0 |  |  | 0.011703 | 0 |  |  |  |  | 0 | 0
60005 | KING_SE1A | 1 | West | YES | 0.011618 | 10 | 0 | 40 |  | 1.035 | Wind | 1 | 0.011747 | 0 | 40 | 0.46472 | 40 |  |  | 0.011747 | 0.46987 |  |  |  |  | 0 | 0
6016 | SWMESA | 1 | West | YES | 0.011618 | 18.8 | 0 | 75 |  | 1.03 | Wind | 1 | 0.011747 | 0 | 75 | 0.87135 | 75 |  |  | 0.011747 | 0.881 |  |  |  |  | 0 | 0
60003 | KING_NE1A | 1 | West | YES | 0.011618 | 20 | 0 | 80 |  | 1.03 | Wind | 1 | 0.011747 | 0 | 80 | 0.92944 | 80 |  |  | 0.011747 | 0.93973 |  |  |  |  | 0 | 0
60016 | WOODWRD11A | 1 | West | YES | 0.011624 | 20 | 0 | 80 |  | 1.033 | Wind | 1 | 0.011753 | 0 | 80 | 0.92992 | 80 |  |  | 0.011753 | 0.94021 |  |  |  |  | 0 | 0
38332 | TNWDWRDU2_8 | 1 | West | YES | 0.011627 | 20 | 0 | 80 | 0 | 1.0232 | Wind | 1 | 0.011756 | 0 | 80 | 0.93016 | 80 |  |  | 0.011756 | 0.94045 |  |  |  |  | 0 | 0
38437 | TNSRBNMESA9 | 1 | West | YES | 0.011643 | 37.5 | 0 | 150 | 0 | 1.02 | Wind | 1 | 0.011772 | 0 | 150 | 1.7465 | 150 |  |  | 0.011772 | 1.7657 |  |  |  |  | 0 | 0
7028 | L_MARBFA1_1Y | 1 | South | YES | -0.002183 | 0 | 0 | 18 |  | 1 | Hydro | -1 | 0.011797 | 0 | 0 |  |  |  |  | -0.011797 | 0 |  |  |  |  | 0 | 0
7029 | L_MARBFA1_2Y | 2 | South | YES | -0.002183 | 0 | 0 | 18 |  | 1 | Hydro | -1 | 0.011797 | 0 | 0 |  |  |  |  | -0.011797 | 0 |  |  |  |  | 0 | 0
7000 | L_FERGUS1_1Y | 1 | South | YES | -0.002482 | 400 | 65 | 423.3 | 0 | 1.015 | GSC | -1 | 0.012096 | 423.3 | 423.3 |  |  |  |  | -0.012096 | -5.1202 |  |  |  |  | 0 | 0
60017 | ORNNWP1 | 1 | West | YES | 0.012073 | 20 | 0 | 80 |  | 1.027 | Wind | 1 | 0.012202 | 0 | 80 | 0.96584 | 80 |  |  | 0.012202 | 0.97613 |  |  |  |  | 0 | 0
7035 | L_WIRTZ_1G1Y | 1 | South | YES | -0.002611 | 0 | 0 | 29 |  | 1 | Hydro | -1 | 0.012225 | 0 | 0 |  |  |  |  | -0.012225 | 0 |  |  |  |  | 0 | 0
7036 | L_WIRTZ_1G2Y | 2 | South | YES | -0.002611 | 0 | 0 | 29.7 |  | 1 | Hydro | -1 | 0.012225 | 0 | 0 |  |  |  |  | -0.012225 | 0 |  |  |  |  | 0 | 0
60018 | DSKY1 | 1 | West | YES | 0.012218 | 21 | 0 | 84 | 0 | 1.023 | Wind | 1 | 0.012347 | 0 | 84 | 1.0263 | 84 |  |  | 0.012347 | 1.0371 |  |  |  |  | 0 | 0
60000 | DSKY2 | 1 | West | YES | 0.012353 | 19.1 | 0 | 76.5 |  | 1.039 | Wind | 1 | 0.012482 | 0 | 76.5 | 0.945 | 76.5 |  |  | 0.012482 | 0.95485 |  |  |  |  | 0 | 0
7026 | L_INKSDA1_1Y | 1 | South | YES | -0.003211 | 0 | 0 | 13.7 |  | 1 | Hydro | -1 | 0.012825 | 0 | 0 |  |  |  |  | -0.012825 | 0 |  |  |  |  | 0 | 0
7022 | L_BUCHAN1_1Y | 1 | South | YES | -0.004186 | 0 | 0 | 18 |  | 1 | Hydro | -1 | 0.0138 | 0 | 0 |  |  |  |  | -0.0138 | 0 |  |  |  |  | 0 | 0
7023 | L_BUCHAN1_2Y | 2 | South | YES | -0.004186 | 0 | 0 | 18 |  | 1 | Hydro | -1 | 0.0138 | 0 | 0 |  |  |  |  | -0.0138 | 0 |  |  |  |  | 0 | 0
7024 | L_BUCHAN1_3Y | 3 | South | YES | -0.004186 | 0 | 0 | 15 |  | 1 | Hydro | -1 | 0.0138 | 0 | 0 |  |  |  |  | -0.0138 | 0 |  |  |  |  | 0 | 0
60202 | FRNDDRCS | F | West | YES | 0.014388 | 0 | 0 | 0 | 0 | 0.9985 | AVR | 1 | 0.014517 | 0 | 0 | 0 | 0 |  |  | 0.014517 | 0 |  |  |  |  | 0 | 0
1349 | WESTXWIN_1G | 1 | West | YES | 0.014689 | 1.3 | 0 | 6.6 |  | 1.014 | Wind | 1 | 0.014818 | 0 | 6.6 | 0.096947 | 6.6 |  |  | 0.014818 | 0.097797 |  |  |  |  | 0 | 0
1350 | NWPWRG1_1G | 1 | West | YES | 0.014689 | 6.9 | 1 | 34.3 |  | 1.014 | Wind | 1 | 0.014818 | 0 | 34.3 | 0.50383 | 34.3 |  |  | 0.014818 | 0.50825 |  |  |  |  | 0 | 0
1643 | SLSTR1PP_1G | 1 | North | YES | -0.006269 | 6 | 0 | 60 | 0 | 1.022 | Wind | -1 | 0.015883 | 0 | 60 |  |  | 0 | 0 | -0.015883 | 0 |  |  |  |  | 0 | 0
60057 | CALLAHAN1A | 1 | West | YES | 0.022675 | 22.8 | 0 | 114 | 0 | 1.04 | Wind | 1 | 0.022804 | 0 | 114 | 2.585 | 114 |  |  | 0.022804 | 2.5996 |  |  |  |  | 0 | 0
[26 empty] | 0 | 0
[26 empty] | 0 | 0
[26 empty] | 0 | 0
[26 empty] | 0 | 0
[26 empty] | 0 | 0
[26 empty] | 0 | 0
[26 empty] | 0 | 0
[26 empty] | 0 | 0
[26 empty] | 0 | 0
[26 empty] | 0 | 0
[26 empty] | 0 | 0
[26 empty] | 0 | 0
[26 empty] | 0 | 0
[26 empty] | 0 | 0
[26 empty] | 0 | 0
[26 empty] | 0 | 0
[26 empty] | 0 | 0
[26 empty] | 0 | 0
[26 empty] | 0 | 0
[26 empty] | 0 | 0
[26 empty] | 0 | 0
[26 empty] | 0 | 0
[26 empty] | 0 | 0
[26 empty] | 0 | 0
[26 empty] | 0 | 0
[26 empty] | 0 | 0
[26 empty] | 0 | 0
[26 empty] | 0 | 0
[26 empty] | 0 | 0
[26 empty] | 0 | 0
[26 empty] | 0 | 0
[26 empty] | 0 | 0
[26 empty] | 0 | 0
[26 empty] | 0 | 0
[26 empty] | 0 | 0
[26 empty] | 0 | 0
[26 empty] | 0 | 0
[26 empty] | 0 | 0
[26 empty] | 0 | 0
[26 empty] | 0 | 0
[26 empty] | 0 | 0
[26 empty] | 0 | 0
[26 empty] | 0 | 0
[26 empty] | 0 | 0
[26 empty] | 0 | 0
[26 empty] | 0 | 0
[26 empty] | 0 | 0
[26 empty] | 0 | 0
[26 empty] | 0 | 0
[26 empty] | 0 | 0
[26 empty] | 0 | 0
[26 empty] | 0 | 0
[26 empty] | 0 | 0
[26 empty] | 0 | 0
[26 empty] | 0 | 0
[26 empty] | 0 | 0
[26 empty] | 0 | 0
[26 empty] | 0 | 0
[26 empty] | 0 | 0
[26 empty] | 0 | 0
[26 empty] | 0 | 0
[26 empty] | 0 | 0
[26 empty] | 0 | 0
[26 empty] | 0 | 0
[26 empty] | 0 | 0
[26 empty] | 0 | 0
[26 empty] | 0 | 0
[26 empty] | 0 | 0
[26 empty] | 0 | 0
[26 empty] | 0 | 0
[26 empty] | 0 | 0
[26 empty] | 0 | 0
[26 empty] | 0 | 0
[26 empty] | 0 | 0
[26 empty] | 0 | 0
[26 empty] | 0 | 0
[26 empty] | 0 | 0
[26 empty] | 0 | 0
[26 empty] | 0 | 0
[26 empty] | 0 | 0
[26 empty] | 0 | 0
[26 empty] | 0 | 0
[26 empty] | 0 | 0
[26 empty] | 0 | 0
[26 empty] | 0 | 0
[26 empty] | 0 | 0
[26 empty] | 0 | 0
[26 empty] | 0 | 0
[26 empty] | 0 | 0
[26 empty] | 0 | 0
[26 empty] | 0 | 0
[26 empty] | 0 | 0
[26 empty] | 0 | 0
[26 empty] | 0 | 0
[26 empty] | 0 | 0
[26 empty] | 0 | 0
[26 empty] | 0 | 0
[26 empty] | 0 | 0
[26 empty] | 0 | 0
[26 empty] | 0 | 0
[26 empty] | 0 | 0
[26 empty] | 0 | 0
[26 empty] | 0 | 0
[26 empty] | 0 | 0
[26 empty] | 0 | 0
[26 empty] | 0 | 0
[26 empty] | 0 | 0
[26 empty] | 0 | 0
[26 empty] | 0 | 0
[26 empty] | 0 | 0
[26 empty] | 0 | 0
[26 empty] | 0 | 0
[26 empty] | 0 | 0
[26 empty] | 0 | 0
[26 empty] | 0 | 0
[26 empty] | 0 | 0
[26 empty] | 0 | 0
[26 empty] | 0 | 0
[26 empty] | 0 | 0
[26 empty] | 0 | 0
[26 empty] | 0 | 0
[26 empty] | 0 | 0
[26 empty] | 0 | 0
[26 empty] | 0 | 0
[26 empty] | 0 | 0
[26 empty] | 0 | 0
[26 empty] | 0 | 0
[26 empty] | 0 | 0
[26 empty] | 0 | 0
[26 empty] | 0 | 0
[26 empty] | 0 | 0
[26 empty] | 0 | 0
[26 empty] | 0 | 0
[26 empty] | 0 | 0
[26 empty] | 0 | 0
[26 empty] | 0 | 0
[26 empty] | 0 | 0
[26 empty] | 0 | 0
[26 empty] | 0 | 0
[26 empty] | 0 | 0
[26 empty] | 0 | 0
[26 empty] | 0 | 0
[26 empty] | 0 | 0
[26 empty] | 0 | 0
[26 empty] | 0 | 0
[26 empty] | 0 | 0
[26 empty] | 0 | 0
[26 empty] | 0 | 0
[26 empty] | 0 | 0
[26 empty] | 0 | 0
[26 empty] | 0 | 0
[26 empty] | 0 | 0
[26 empty] | 0 | 0
[26 empty] | 0 | 0
[26 empty] | 0 | 0
[26 empty] | 0 | 0
[26 empty] | 0 | 0
[26 empty] | 0 | 0
[26 empty] | 0 | 0
[26 empty] | 0 | 0
[26 empty] | 0 | 0
[26 empty] | 0 | 0
[26 empty] | 0 | 0
[26 empty] | 0 | 0
[26 empty] | 0 | 0
[26 empty] | 0 | 0
[26 empty] | 0 | 0
[26 empty] | 0 | 0
[26 empty] | 0 | 0
[26 empty] | 0 | 0
[26 empty] | 0 | 0
[26 empty] | 0 | 0
[26 empty] | 0 | 0
[26 empty] | 0 | 0
[26 empty] | 0 | 0
[26 empty] | 0 | 0
[26 empty] | 0 | 0
[26 empty] | 0 | 0
[26 empty] | 0 | 0
[26 empty] | 0 | 0
[26 empty] | 0 | 0
[26 empty] | 0 | 0
[26 empty] | 0 | 0
[26 empty] | 0 | 0
[26 empty] | 0 | 0
[26 empty] | 0 | 0
[26 empty] | 0 | 0
[26 empty] | 0 | 0
[26 empty] | 0 | 0
[26 empty] | 0 | 0
[26 empty] | 0 | 0
[26 empty] | 0 | 0
[26 empty] | 0 | 0
[26 empty] | 0 | 0
[26 empty] | 0 | 0
[26 empty] | 0 | 0
[26 empty] | 0 | 0
[26 empty] | 0 | 0
[26 empty] | 0 | 0
[26 empty] | 0 | 0
[26 empty] | 0 | 0
[26 empty] | 0 | 0
[26 empty] | 0 | 0
[26 empty] | 0 | 0
[26 empty] | 0 | 0
[26 empty] | 0 | 0
[26 empty] | 0 | 0
[26 empty] | 0 | 0
[26 empty] | 0 | 0
[26 empty] | 0 | 0
[26 empty] | 0 | 0
[26 empty] | 0 | 0
[26 empty] | 0 | 0
[26 empty] | 0 | 0
[26 empty] | 0 | 0
[26 empty] | 0 | 0
[26 empty] | 0 | 0
[26 empty] | 0 | 0
[26 empty] | 0 | 0
[26 empty] | 0 | 0
[26 empty] | 0 | 0
[26 empty] | 0 | 0
[26 empty] | 0 | 0
[26 empty] | 0 | 0
[26 empty] | 0 | 0
[26 empty] | 0 | 0
[26 empty] | 0 | 0
[26 empty] | 0 | 0
[26 empty] | 0 | 0
[26 empty] | 0 | 0
[26 empty] | 0 | 0
[26 empty] | 0 | 0
[26 empty] | 0 | 0
[26 empty] | 0 | 0
[26 empty] | 0 | 0
[26 empty] | 0 | 0
[26 empty] | 0 | 0
[26 empty] | 0 | 0
[26 empty] | 0 | 0
[26 empty] | 0 | 0
[26 empty] | 0 | 0
[26 empty] | 0 | 0
[26 empty] | 0 | 0
[26 empty] | 0 | 0
[26 empty] | 0 | 0
[26 empty] | 0 | 0
[26 empty] | 0 | 0
[26 empty] | 0 | 0
[26 empty] | 0 | 0
[26 empty] | 0 | 0
[26 empty] | 0 | 0
[26 empty] | 0 | 0
[26 empty] | 0 | 0
[26 empty] | 0 | 0
[26 empty] | 0 | 0
[26 empty] | 0 | 0
[26 empty] | 0 | 0
[26 empty] | 0 | 0
[26 empty] | 0 | 0
[26 empty] | 0 | 0
[26 empty] | 0 | 0
[26 empty] | 0 | 0
[26 empty] | 0 | 0
[26 empty] | 0 | 0
[26 empty] | 0 | 0
[26 empty] | 0 | 0
[26 empty] | 0 | 0
[26 empty] | 0 | 0
[26 empty] | 0 | 0
[26 empty] | 0 | 0
[26 empty] | 0 | 0
[26 empty] | 0 | 0
[26 empty] | 0 | 0
[26 empty] | 0 | 0
[26 empty] | 0 | 0
[26 empty] | 0 | 0
[26 empty] | 0 | 0
[26 empty] | 0 | 0
[26 empty] | 0 | 0
[26 empty] | 0 | 0
[26 empty] | 0 | 0
[26 empty] | 0 | 0
[26 empty] | 0 | 0
[26 empty] | 0 | 0
[26 empty] | 0 | 0
[26 empty] | 0 | 0
[26 empty] | 0 | 0
[26 empty] | 0 | 0
[26 empty] | 0 | 0
[26 empty] | 0 | 0
[26 empty] | 0 | 0
[26 empty] | 0 | 0
[26 empty] | 0 | 0
[26 empty] | 0 | 0
[26 empty] | 0 | 0
[26 empty] | 0 | 0
[26 empty] | 0 | 0
[26 empty] | 0 | 0
[26 empty] | 0 | 0
[26 empty] | 0 | 0
[26 empty] | 0 | 0
[26 empty] | 0 | 0
[26 empty] | 0 | 0
[26 empty] | 0 | 0
[26 empty] | 0 | 0
[26 empty] | 0 | 0
[26 empty] | 0 | 0
[26 empty] | 0 | 0
[26 empty] | 0 | 0
[26 empty] | 0 | 0
[26 empty] | 0 | 0
[26 empty] | 0 | 0
[26 empty] | 0 | 0
[26 empty] | 0 | 0
[26 empty] | 0 | 0
[26 empty] | 0 | 0
[26 empty] | 0 | 0
[26 empty] | 0 | 0
[26 empty] | 0 | 0
[26 empty] | 0 | 0
[26 empty] | 0 | 0
[26 empty] | 0 | 0
[26 empty] | 0 | 0
[26 empty] | 0 | 0
[26 empty] | 0 | 0
[26 empty] | 0 | 0
[26 empty] | 0 | 0
[26 empty] | 0 | 0
[26 empty] | 0 | 0
[26 empty] | 0 | 0
[26 empty] | 0 | 0
[26 empty] | 0 | 0
[26 empty] | 0 | 0
[26 empty] | 0 | 0
[26 empty] | 0 | 0
[26 empty] | 0 | 0
[26 empty] | 0 | 0
[26 empty] | 0 | 0
[26 empty] | 0 | 0
[26 empty] | 0 | 0
[26 empty] | 0 | 0
[26 empty] | 0 | 0
[26 empty] | 0 | 0
[26 empty] | 0 | 0
[26 empty] | 0 | 0
[26 empty] | 0 | 0
[26 empty] | 0 | 0
[26 empty] | 0 | 0
[26 empty] | 0 | 0
[26 empty] | 0 | 0
[26 empty] | 0 | 0
[26 empty] | 0 | 0
[26 empty] | 0 | 0
[26 empty] | 0 | 0
[26 empty] | 0 | 0
[26 empty] | 0 | 0
[26 empty] | 0 | 0
[26 empty] | 0 | 0
[26 empty] | 0 | 0
[26 empty] | 0 | 0
[26 empty] | 0 | 0
[26 empty] | 0 | 0
[26 empty] | 0 | 0
[26 empty] | 0 | 0
[26 empty] | 0 | 0
[26 empty] | 0 | 0
[26 empty] | 0 | 0
[26 empty] | 0 | 0
[26 empty] | 0 | 0
[26 empty] | 0 | 0
[26 empty] | 0 | 0
[26 empty] | 0 | 0
[26 empty] | 0 | 0
[26 empty] | 0 | 0
[26 empty] | 0 | 0
[26 empty] | 0 | 0
[26 empty] | 0 | 0
[26 empty] | 0 | 0
[26 empty] | 0 | 0
[26 empty] | 0 | 0
[26 empty] | 0 | 0
[26 empty] | 0 | 0
[26 empty] | 0 | 0
[26 empty] | 0 | 0
[26 empty] | 0 | 0
[26 empty] | 0 | 0
[26 empty] | 0 | 0
[26 empty] | 0 | 0
[26 empty] | 0 | 0
[26 empty] | 0 | 0
[26 empty] | 0 | 0
[26 empty] | 0 | 0
[26 empty] | 0 | 0
[26 empty] | 0 | 0
[26 empty] | 0 | 0
[26 empty] | 0 | 0
[26 empty] | 0 | 0
[26 empty] | 0 | 0
[26 empty] | 0 | 0
[26 empty] | 0 | 0
[26 empty] | 0 | 0
[26 empty] | 0 | 0
[26 empty] | 0 | 0
[26 empty] | 0 | 0
[26 empty] | 0 | 0
[26 empty] | 0 | 0
[26 empty] | 0 | 0
[26 empty] | 0 | 0
[26 empty] | 0 | 0
[26 empty] | 0 | 0
[26 empty] | 0 | 0
[26 empty] | 0 | 0
[26 empty] | 0 | 0
[26 empty] | 0 | 0
[26 empty] | 0 | 0
[26 empty] | 0 | 0
[26 empty] | 0 | 0
[26 empty] | 0 | 0
[26 empty] | 0 | 0
[26 empty] | 0 | 0
[26 empty] | 0 | 0
[26 empty] | 0 | 0
[26 empty] | 0 | 0
[26 empty] | 0 | 0
[26 empty] | 0 | 0
[26 empty] | 0 | 0
[26 empty] | 0 | 0
[26 empty] | 0 | 0
[26 empty] | 0 | 0
[26 empty] | 0 | 0
[26 empty] | 0 | 0
[26 empty] | 0 | 0
[26 empty] | 0 | 0
[26 empty] | 0 | 0
[26 empty] | 0 | 0
[26 empty] | 0 | 0
[26 empty] | 0 | 0
[26 empty] | 0 | 0
[26 empty] | 0 | 0
[26 empty] | 0 | 0
[26 empty] | 0 | 0
[26 empty] | 0 | 0
[26 empty] | 0 | 0
[26 empty] | 0 | 0
[26 empty] | 0 | 0
[26 empty] | 0 | 0
[26 empty] | 0 | 0
[26 empty] | 0 | 0
[26 empty] | 0 | 0
[26 empty] | 0 | 0
[26 empty] | 0 | 0
[26 empty] | 0 | 0
[26 empty] | 0 | 0
[26 empty] | 0 | 0
[26 empty] | 0 | 0
[26 empty] | 0 | 0
[26 empty] | 0 | 0
[26 empty] | 0 | 0
[26 empty] | 0 | 0
[26 empty] | 0 | 0
[26 empty] | 0 | 0
[26 empty] | 0 | 0
[26 empty] | 0 | 0
[26 empty] | 0 | 0
[26 empty] | 0 | 0
[26 empty] | 0 | 0
[26 empty] | 0 | 0
[26 empty] | 0 | 0
[26 empty] | 0 | 0
[26 empty] | 0 | 0
[26 empty] | 0 | 0
[26 empty] | 0 | 0
[26 empty] | 0 | 0
[26 empty] | 0 | 0
[26 empty] | 0 | 0
[26 empty] | 0 | 0
[26 empty] | 0 | 0
[26 empty] | 0 | 0
[26 empty] | 0 | 0
[26 empty] | 0 | 0
[26 empty] | 0 | 0
[26 empty] | 0 | 0
[26 empty] | 0 | 0
[26 empty] | 0 | 0
[26 empty] | 0 | 0
[26 empty] | 0 | 0
[26 empty] | 0 | 0
[26 empty] | 0 | 0
[26 empty] | 0 | 0
[26 empty] | 0 | 0
[26 empty] | 0 | 0
[26 empty] | 0 | 0
[26 empty] | 0 | 0
[26 empty] | 0 | 0
[26 empty] | 0 | 0
[26 empty] | 0 | 0
[26 empty] | 0 | 0
[26 empty] | 0 | 0
[26 empty] | 0 | 0
[26 empty] | 0 | 0
[26 empty] | 0 | 0
[26 empty] | 0 | 0
[26 empty] | 0 | 0
[26 empty] | 0 | 0
[26 empty] | 0 | 0
[26 empty] | 0 | 0
[26 empty] | 0 | 0
[26 empty] | 0 | 0
[26 empty] | 0 | 0
[26 empty] | 0 | 0
[26 empty] | 0 | 0
[26 empty] | 0 | 0
[26 empty] | 0 | 0
[26 empty] | 0 | 0
[26 empty] | 0 | 0
[26 empty] | 0 | 0
[26 empty] | 0 | 0
[26 empty] | 0 | 0
[26 empty] | 0 | 0
[26 empty] | 0 | 0
[26 empty] | 0 | 0
[26 empty] | 0 | 0
[26 empty] | 0 | 0
[26 empty] | 0 | 0
[26 empty] | 0 | 0
[26 empty] | 0 | 0
[26 empty] | 0 | 0
[26 empty] | 0 | 0
[26 empty] | 0 | 0
[26 empty] | 0 | 0
[26 empty] | 0 | 0
[26 empty] | 0 | 0
[26 empty] | 0 | 0
[26 empty] | 0 | 0
[26 empty] | 0 | 0
[26 empty] | 0 | 0
[26 empty] | 0 | 0
[26 empty] | 0 | 0
[26 empty] | 0 | 0
[26 empty] | 0 | 0
[26 empty] | 0 | 0
[26 empty] | 0 | 0
[26 empty] | 0 | 0
[26 empty] | 0 | 0
[26 empty] | 0 | 0
[26 empty] | 0 | 0
[26 empty] | 0 | 0
[26 empty] | 0 | 0
[26 empty] | 0 | 0
[26 empty] | 0 | 0
[26 empty] | 0 | 0
[26 empty] | 0 | 0
[26 empty] | 0 | 0
[26 empty] | 0 | 0
[26 empty] | 0 | 0
[26 empty] | 0 | 0
[26 empty] | 0 | 0
[26 empty] | 0 | 0
[26 empty] | 0 | 0
[26 empty] | 0 | 0
[26 empty] | 0 | 0
[26 empty] | 0 | 0
[26 empty] | 0 | 0
[26 empty] | 0 | 0
[26 empty] | 0 | 0
[26 empty] | 0 | 0
[26 empty] | 0 | 0
[26 empty] | 0 | 0
[26 empty] | 0 | 0
[26 empty] | 0 | 0
[26 empty] | 0 | 0
[26 empty] | 0 | 0
[26 empty] | 0 | 0
[26 empty] | 0 | 0
[26 empty] | 0 | 0
[26 empty] | 0 | 0
[26 empty] | 0 | 0
[26 empty] | 0 | 0
[26 empty] | 0 | 0
[26 empty] | 0 | 0
[26 empty] | 0 | 0
[26 empty] | 0 | 0
[26 empty] | 0 | 0
[26 empty] | 0 | 0
[26 empty] | 0 | 0
[26 empty] | 0 | 0
[26 empty] | 0 | 0
[26 empty] | 0 | 0
[26 empty] | 0 | 0
[26 empty] | 0 | 0
[26 empty] | 0 | 0
[26 empty] | 0 | 0
[26 empty] | 0 | 0
[26 empty] | 0 | 0
[26 empty] | 0 | 0
[26 empty] | 0 | 0
[26 empty] | 0 | 0
[26 empty] | 0 | 0
[26 empty] | 0 | 0
[26 empty] | 0 | 0
[26 empty] | 0 | 0
[26 empty] | 0 | 0
[26 empty] | 0 | 0
[26 empty] | 0 | 0
[26 empty] | 0 | 0
[26 empty] | 0 | 0
[26 empty] | 0 | 0
[26 empty] | 0 | 0
[26 empty] | 0 | 0
[26 empty] | 0 | 0
[26 empty] | 0 | 0
[26 empty] | 0 | 0
[26 empty] | 0 | 0
[26 empty] | 0 | 0
[26 empty] | 0 | 0
[26 empty] | 0 | 0
[26 empty] | 0 | 0
[26 empty] | 0 | 0
[26 empty] | 0 | 0
[26 empty] | 0 | 0
[26 empty] | 0 | 0
[26 empty] | 0 | 0
[26 empty] | 0 | 0
[26 empty] | 0 | 0
[26 empty] | 0 | 0
[26 empty] | 0 | 0
[26 empty] | 0 | 0
[26 empty] | 0 | 0
[26 empty] | 0 | 0
[26 empty] | 0 | 0
[26 empty] | 0 | 0
[26 empty] | 0 | 0
[26 empty] | 0 | 0
[26 empty] | 0 | 0
[26 empty] | 0 | 0
[26 empty] | 0 | 0
[26 empty] | 0 | 0
[26 empty] | 0 | 0
[26 empty] | 0 | 0
[26 empty] | 0 | 0
[26 empty] | 0 | 0
[26 empty] | 0 | 0
[26 empty] | 0 | 0
[26 empty] | 0 | 0
[26 empty] | 0 | 0
[26 empty] | 0 | 0
[26 empty] | 0 | 0
[26 empty] | 0 | 0
[26 empty] | 0 | 0
[26 empty] | 0 | 0
[26 empty] | 0 | 0
[26 empty] | 0 | 0
[26 empty] | 0 | 0
[26 empty] | 0 | 0
[26 empty] | 0 | 0
[26 empty] | 0 | 0
[26 empty] | 0 | 0
[26 empty] | 0 | 0
[26 empty] | 0 | 0
[26 empty] | 0 | 0
[26 empty] | 0 | 0
[26 empty] | 0 | 0
[26 empty] | 0 | 0
[26 empty] | 0 | 0
[26 empty] | 0 | 0
[26 empty] | 0 | 0
[26 empty] | 0 | 0
[26 empty] | 0 | 0
[26 empty] | 0 | 0
[26 empty] | 0 | 0
[26 empty] | 0 | 0
[26 empty] | 0 | 0
[26 empty] | 0 | 0
[26 empty] | 0 | 0
[26 empty] | 0 | 0
[26 empty] | 0 | 0
[26 empty] | 0 | 0
[26 empty] | 0 | 0
[26 empty] | 0 | 0
[26 empty] | 0 | 0
[26 empty] | 0 | 0
[26 empty] | 0 | 0
[26 empty] | 0 | 0
[26 empty] | 0 | 0
[26 empty] | 0 | 0
[26 empty] | 0 | 0
[26 empty] | 0 | 0
[26 empty] | 0 | 0
[26 empty] | 0 | 0
[26 empty] | 0 | 0
[26 empty] | 0 | 0
[26 empty] | 0 | 0
[26 empty] | 0 | 0
[26 empty] | 0 | 0
[26 empty] | 0 | 0
[26 empty] | 0 | 0
[26 empty] | 0 | 0
[26 empty] | 0 | 0
[26 empty] | 0 | 0
[26 empty] | 0 | 0
[26 empty] | 0 | 0
[26 empty] | 0 | 0
[26 empty] | 0 | 0
[26 empty] | 0 | 0
[26 empty] | 0 | 0
[26 empty] | 0 | 0
[26 empty] | 0 | 0
[26 empty] | 0 | 0
[26 empty] | 0 | 0
[26 empty] | 0 | 0
[26 empty] | 0 | 0
[26 empty] | 0 | 0
[26 empty] | 0 | 0
[26 empty] | 0 | 0
[26 empty] | 0 | 0
[26 empty] | 0 | 0
[26 empty] | 0 | 0
[26 empty] | 0 | 0
[26 empty] | 0 | 0
[26 empty] | 0 | 0
[26 empty] | 0 | 0
[26 empty] | 0 | 0
[26 empty] | 0 | 0
[26 empty] | 0 | 0
[26 empty] | 0 | 0
[26 empty] | 0 | 0
[26 empty] | 0 | 0
[26 empty] | 0 | 0
[26 empty] | 0 | 0
[26 empty] | 0 | 0
[26 empty] | 0 | 0
[26 empty] | 0 | 0
[26 empty] | 0 | 0
[26 empty] | 0 | 0
[26 empty] | 0 | 0
[26 empty] | 0 | 0
[26 empty] | 0 | 0
[26 empty] | 0 | 0
[26 empty] | 0 | 0
[26 empty] | 0 | 0
[26 empty] | 0 | 0
[26 empty] | 0 | 0
[26 empty] | 0 | 0
[26 empty] | 0 | 0
[26 empty] | 0 | 0
[26 empty] | 0 | 0
[26 empty] | 0 | 0
[26 empty] | 0 | 0
[26 empty] | 0 | 0
[26 empty] | 0 | 0
[26 empty] | 0 | 0
[26 empty] | 0 | 0
[26 empty] | 0 | 0
[26 empty] | 0 | 0
[26 empty] | 0 | 0
[26 empty] | 0 | 0
[26 empty] | 0 | 0
[26 empty] | 0 | 0
[26 empty] | 0 | 0
[26 empty] | 0 | 0
[26 empty] | 0 | 0
[26 empty] | 0 | 0
[26 empty] | 0 | 0
[26 empty] | 0 | 0
[26 empty] | 0 | 0
[26 empty] | 0 | 0
[26 empty] | 0 | 0
[26 empty] | 0 | 0
[26 empty] | 0 | 0
[26 empty] | 0 | 0
[26 empty] | 0 | 0
[26 empty] | 0 | 0
[26 empty] | 0 | 0
[26 empty] | 0 | 0
[26 empty] | 0 | 0
[26 empty] | 0 | 0
[26 empty] | 0 | 0
[26 empty] | 0 | 0
[26 empty] | 0 | 0
[26 empty] | 0 | 0
[26 empty] | 0 | 0
[26 empty] | 0 | 0
[26 empty] | 0 | 0
[26 empty] | 0 | 0
[26 empty] | 0 | 0
[26 empty] | 0 | 0
[26 empty] | 0 | 0
[26 empty] | 0 | 0
[26 empty] | 0 | 0
[26 empty] | 0 | 0
[26 empty] | 0 | 0
[26 empty] | 0 | 0
[26 empty] | 0 | 0
[26 empty] | 0 | 0
[26 empty] | 0 | 0
[26 empty] | 0 | 0
[26 empty] | 0 | 0
[26 empty] | 0 | 0
[26 empty] | 0 | 0
[26 empty] | 0 | 0
[26 empty] | 0 | 0
[26 empty] | 0 | 0
[26 empty] | 0 | 0
[26 empty] | 0 | 0
[26 empty] | 0 | 0
[26 empty] | 0 | 0
[26 empty] | 0 | 0
[26 empty] | 0 | 0
[26 empty] | 0 | 0
[26 empty] | 0 | 0
[26 empty] | 0 | 0
[26 empty] | 0 | 0
[26 empty] | 0 | 0
[26 empty] | 0 | 0
[26 empty] | 0 | 0
[26 empty] | 0 | 0
[26 empty] | 0 | 0
[26 empty] | 0 | 0
[26 empty] | 0 | 0
[26 empty] | 0 | 0
[26 empty] | 0 | 0
[26 empty] | 0 | 0
[26 empty] | 0 | 0
[26 empty] | 0 | 0
[26 empty] | 0 | 0
[26 empty] | 0 | 0
[26 empty] | 0 | 0
[26 empty] | 0 | 0
[26 empty] | 0 | 0
[26 empty] | 0 | 0
[26 empty] | 0 | 0
[26 empty] | 0 | 0
[26 empty] | 0 | 0
[26 empty] | 0 | 0
[26 empty] | 0 | 0
[26 empty] | 0 | 0
[26 empty] | 0 | 0
[26 empty] | 0 | 0
[26 empty] | 0 | 0
[26 empty] | 0 | 0
[26 empty] | 0 | 0
[26 empty] | 0 | 0
[26 empty] | 0 | 0
[26 empty] | 0 | 0
[26 empty] | 0 | 0
[26 empty] | 0 | 0
[26 empty] | 0 | 0
[26 empty] | 0 | 0
[26 empty] | 0 | 0
[26 empty] | 0 | 0
[26 empty] | 0 | 0
[26 empty] | 0 | 0
[26 empty] | 0 | 0
[26 empty] | 0 | 0
[26 empty] | 0 | 0
[26 empty] | 0 | 0
[26 empty] | 0 | 0
[26 empty] | 0 | 0
[26 empty] | 0 | 0
[26 empty] | 0 | 0
[26 empty] | 0 | 0
[26 empty] | 0 | 0
[26 empty] | 0 | 0
[26 empty] | 0 | 0
[26 empty] | 0 | 0
[26 empty] | 0 | 0
[26 empty] | 0 | 0
[26 empty] | 0 | 0
[26 empty] | 0 | 0
[26 empty] | 0 | 0
[26 empty] | 0 | 0
[26 empty] | 0 | 0
[26 empty] | 0 | 0
[26 empty] | 0 | 0
[26 empty] | 0 | 0
[26 empty] | 0 | 0
[26 empty] | 0 | 0
[26 empty] | 0 | 0
[26 empty] | 0 | 0
[26 empty] | 0 | 0
[26 empty] | 0 | 0
[26 empty] | 0 | 0
[26 empty] | 0 | 0
[26 empty] | 0 | 0
[26 empty] | 0 | 0
[26 empty] | 0 | 0
[26 empty] | 0 | 0
[26 empty] | 0 | 0
[26 empty] | 0 | 0
[26 empty] | 0 | 0
[26 empty] | 0 | 0
[26 empty] | 0 | 0
[26 empty] | 0 | 0
[26 empty] | 0 | 0
[26 empty] | 0 | 0
[26 empty] | 0 | 0
[26 empty] | 0 | 0
[26 empty] | 0 | 0
[26 empty] | 0 | 0
[26 empty] | 0 | 0
[26 empty] | 0 | 0
[26 empty] | 0 | 0
[26 empty] | 0 | 0
[26 empty] | 0 | 0
[26 empty] | 0 | 0
[26 empty] | 0 | 0
[26 empty] | 0 | 0
[26 empty] | 0 | 0
[26 empty] | 0 | 0
[26 empty] | 0 | 0
[26 empty] | 0 | 0
[26 empty] | 0 | 0
[26 empty] | 0 | 0
[26 empty] | 0 | 0
[26 empty] | 0 | 0
[26 empty] | 0 | 0
[26 empty] | 0 | 0
[26 empty] | 0 | 0
[26 empty] | 0 | 0
[26 empty] | 0 | 0
[26 empty] | 0 | 0
[26 empty] | 0 | 0
[26 empty] | 0 | 0
[26 empty] | 0 | 0
[26 empty] | 0 | 0
[26 empty] | 0 | 0
[26 empty] | 0 | 0
[26 empty] | 0 | 0
[26 empty] | 0 | 0
[26 empty] | 0 | 0
[26 empty] | 0 | 0
[26 empty] | 0 | 0
[26 empty] | 0 | 0
[26 empty] | 0 | 0
[26 empty] | 0 | 0
[26 empty] | 0 | 0
[26 empty] | 0 | 0
[26 empty] | 0 | 0
[26 empty] | 0 | 0
[26 empty] | 0 | 0
[26 empty] | 0 | 0
[26 empty] | 0 | 0
[26 empty] | 0 | 0
[26 empty] | 0 | 0
[26 empty] | 0 | 0
[26 empty] | 0 | 0
[26 empty] | 0 | 0
[26 empty] | 0 | 0
[26 empty] | 0 | 0
[26 empty] | 0 | 0
[26 empty] | 0 | 0
[26 empty] | 0 | 0
[26 empty] | 0 | 0
[26 empty] | 0 | 0
[26 empty] | 0 | 0
[26 empty] | 0 | 0
[26 empty] | 0 | 0
[26 empty] | 0 | 0
[26 empty] | 0 | 0
[26 empty] | 0 | 0
[26 empty] | 0 | 0
[26 empty] | 0 | 0
[26 empty] | 0 | 0
[26 empty] | 0 | 0
[26 empty] | 0 | 0
[26 empty] | 0 | 0
[26 empty] | 0 | 0
[26 empty] | 0 | 0
[26 empty] | 0 | 0
[26 empty] | 0 | 0
[26 empty] | 0 | 0
[26 empty] | 0 | 0
[26 empty] | 0 | 0
[26 empty] | 0 | 0
[26 empty] | 0 | 0
[26 empty] | 0 | 0
[26 empty] | 0 | 0
[26 empty] | 0 | 0
[26 empty] | 0 | 0
[26 empty] | 0 | 0
[26 empty] | 0 | 0
[26 empty] | 0 | 0
[26 empty] | 0 | 0
[26 empty] | 0 | 0
[26 empty] | 0 | 0
[26 empty] | 0 | 0
[26 empty] | 0 | 0
[26 empty] | 0 | 0
[26 empty] | 0 | 0
[26 empty] | 0 | 0
[26 empty] | 0 | 0
[26 empty] | 0 | 0
[26 empty] | 0 | 0
[26 empty] | 0 | 0
[26 empty] | 0 | 0
[26 empty] | 0 | 0
[26 empty] | 0 | 0
[26 empty] | 0 | 0
[26 empty] | 0 | 0
[26 empty] | 0 | 0
[26 empty] | 0 | 0
[26 empty] | 0 | 0
[26 empty] | 0 | 0
[26 empty] | 0 | 0
[26 empty] | 0 | 0
[26 empty] | 0 | 0
[26 empty] | 0 | 0
[26 empty] | 0 | 0
[26 empty] | 0 | 0
[26 empty] | 0 | 0
[26 empty] | 0 | 0
[26 empty] | 0 | 0
[26 empty] | 0 | 0
[26 empty] | 0 | 0
[26 empty] | 0 | 0
[26 empty] | 0 | 0
[26 empty] | 0 | 0
[26 empty] | 0 | 0
[26 empty] | 0 | 0
[26 empty] | 0 | 0
[26 empty] | 0 | 0
[26 empty] | 0 | 0
[26 empty] | 0 | 0
[26 empty] | 0 | 0
[26 empty] | 0 | 0
[26 empty] | 0 | 0
[26 empty] | 0 | 0
[26 empty] | 0 | 0
[26 empty] | 0 | 0
[26 empty] | 0 | 0
[26 empty] | 0 | 0
[26 empty] | 0 | 0
[26 empty] | 0 | 0
[26 empty] | 0 | 0
[26 empty] | 0 | 0
[26 empty] | 0 | 0
[26 empty] | 0 | 0
[26 empty] | 0 | 0
[26 empty] | 0 | 0
[26 empty] | 0 | 0
[26 empty] | 0 | 0
[26 empty] | 0 | 0
[26 empty] | 0 | 0
[26 empty] | 0 | 0
[26 empty] | 0 | 0
[26 empty] | 0 | 0
[26 empty] | 0 | 0
[26 empty] | 0 | 0
[26 empty] | 0 | 0
[26 empty] | 0 | 0
[26 empty] | 0 | 0
[26 empty] | 0 | 0
[26 empty] | 0 | 0
[26 empty] | 0 | 0
[26 empty] | 0 | 0
[26 empty] | 0 | 0
[26 empty] | 0 | 0
[26 empty] | 0 | 0
[26 empty] | 0 | 0
[26 empty] | 0 | 0
[26 empty] | 0 | 0
[26 empty] | 0 | 0
[26 empty] | 0 | 0
[26 empty] | 0 | 0
[26 empty] | 0 | 0
[26 empty] | 0 | 0
[26 empty] | 0 | 0
[26 empty] | 0 | 0
[26 empty] | 0 | 0
[26 empty] | 0 | 0
[26 empty] | 0 | 0
[26 empty] | 0 | 0
[26 empty] | 0 | 0
[26 empty] | 0 | 0
[26 empty] | 0 | 0
[26 empty] | 0 | 0
[26 empty] | 0 | 0
[26 empty] | 0 | 0
[26 empty] | 0 | 0
[26 empty] | 0 | 0
[26 empty] | 0 | 0
[26 empty] | 0 | 0
[26 empty] | 0 | 0
[26 empty] | 0 | 0
[26 empty] | 0 | 0
[26 empty] | 0 | 0
[26 empty] | 0 | 0
[26 empty] | 0 | 0
[26 empty] | 0 | 0
[26 empty] | 0 | 0
[26 empty] | 0 | 0
[26 empty] | 0 | 0
[26 empty] | 0 | 0
[26 empty] | 0 | 0
[26 empty] | 0 | 0
[26 empty] | 0 | 0
[26 empty] | 0 | 0
[26 empty] | 0 | 0
[26 empty] | 0 | 0
[26 empty] | 0 | 0
[26 empty] | 0 | 0
[26 empty] | 0 | 0
[26 empty] | 0 | 0
[26 empty] | 0 | 0
[26 empty] | 0 | 0
[26 empty] | 0 | 0
[26 empty] | 0 | 0
[26 empty] | 0 | 0
[26 empty] | 0 | 0
[26 empty] | 0 | 0
[26 empty] | 0 | 0
[26 empty] | 0 | 0
[26 empty] | 0 | 0
[26 empty] | 0 | 0
[26 empty] | 0 | 0
[26 empty] | 0 | 0
[26 empty] | 0 | 0
[26 empty] | 0 | 0
[26 empty] | 0 | 0
[26 empty] | 0 | 0
[26 empty] | 0 | 0
[26 empty] | 0 | 0
[26 empty] | 0 | 0
[26 empty] | 0 | 0
[26 empty] | 0 | 0
[26 empty] | 0 | 0
[26 empty] | 0 | 0
[26 empty] | 0 | 0
[26 empty] | 0 | 0
[26 empty] | 0 | 0
[26 empty] | 0 | 0
[26 empty] | 0 | 0
[26 empty] | 0 | 0
[26 empty] | 0 | 0
[26 empty] | 0 | 0
[26 empty] | 0 | 0
[26 empty] | 0 | 0
[26 empty] | 0 | 0
[26 empty] | 0 | 0
[26 empty] | 0 | 0
[26 empty] | 0 | 0
[26 empty] | 0 | 0
[26 empty] | 0 | 0
[26 empty] | 0 | 0
[26 empty] | 0 | 0
[26 empty] | 0 | 0
[26 empty] | 0 | 0
[26 empty] | 0 | 0
[26 empty] | 0 | 0
[26 empty] | 0 | 0
[26 empty] | 0 | 0
[26 empty] | 0 | 0
[26 empty] | 0 | 0
[26 empty] | 0 | 0
[26 empty] | 0 | 0
[26 empty] | 0 | 0
[26 empty] | 0 | 0
[26 empty] | 0 | 0
[26 empty] | 0 | 0
[26 empty] | 0 | 0
[26 empty] | 0 | 0
[26 empty] | 0 | 0
[26 empty] | 0 | 0
[26 empty] | 0 | 0
[26 empty] | 0 | 0
[26 empty] | 0 | 0
[26 empty] | 0 | 0
[26 empty] | 0 | 0
[26 empty] | 0 | 0
[26 empty] | 0 | 0
[26 empty] | 0 | 0
[26 empty] | 0 | 0
[26 empty] | 0 | 0
[26 empty] | 0 | 0
[26 empty] | 0 | 0
[26 empty] | 0 | 0
[26 empty] | 0 | 0
[26 empty] | 0 | 0
[26 empty] | 0 | 0
[26 empty] | 0 | 0
[26 empty] | 0 | 0
[26 empty] | 0 | 0
[26 empty] | 0 | 0
[26 empty] | 0 | 0
[26 empty] | 0 | 0
[26 empty] | 0 | 0
[26 empty] | 0 | 0
[26 empty] | 0 | 0
[26 empty] | 0 | 0
[26 empty] | 0 | 0
[26 empty] | 0 | 0
[26 empty] | 0 | 0
[26 empty] | 0 | 0
[26 empty] | 0 | 0
[26 empty] | 0 | 0
[26 empty] | 0 | 0
[26 empty] | 0 | 0
[26 empty] | 0 | 0
[26 empty] | 0 | 0
[26 empty] | 0 | 0
[26 empty] | 0 | 0
[26 empty] | 0 | 0
[26 empty] | 0 | 0
[26 empty] | 0 | 0
[26 empty] | 0 | 0
[26 empty] | 0 | 0
[26 empty] | 0 | 0
[26 empty] | 0 | 0
[26 empty] | 0 | 0
[26 empty] | 0 | 0
[26 empty] | 0 | 0
[26 empty] | 0 | 0
[26 empty] | 0 | 0
[26 empty] | 0 | 0
[26 empty] | 0 | 0
[26 empty] | 0 | 0
[26 empty] | 0 | 0
[26 empty] | 0 | 0
[26 empty] | 0 | 0
[26 empty] | 0 | 0
[26 empty] | 0 | 0
[26 empty] | 0 | 0
[26 empty] | 0 | 0
[26 empty] | 0 | 0
[26 empty] | 0 | 0
[26 empty] | 0 | 0
[26 empty] | 0 | 0
[26 empty] | 0 | 0
[26 empty] | 0 | 0
[26 empty] | 0 | 0
[26 empty] | 0 | 0
[26 empty] | 0 | 0
[26 empty] | 0 | 0
[26 empty] | 0 | 0
[26 empty] | 0 | 0
[26 empty] | 0 | 0
[26 empty] | 0 | 0
[26 empty] | 0 | 0
[26 empty] | 0 | 0
[26 empty] | 0 | 0
[26 empty] | 0 | 0
[26 empty] | 0 | 0
[26 empty] | 0 | 0
[26 empty] | 0 | 0
[26 empty] | 0 | 0
[26 empty] | 0 | 0
[26 empty] | 0 | 0
[26 empty] | 0 | 0
[26 empty] | 0 | 0
[26 empty] | 0 | 0
[26 empty] | 0 | 0
[26 empty] | 0 | 0
[26 empty] | 0 | 0
[26 empty] | 0 | 0
[26 empty] | 0 | 0
[26 empty] | 0 | 0
[26 empty] | 0 | 0
[26 empty] | 0 | 0
[26 empty] | 0 | 0
[26 empty] | 0 | 0
[26 empty] | 0 | 0
[26 empty] | 0 | 0
[26 empty] | 0 | 0
[26 empty] | 0 | 0
[26 empty] | 0 | 0
[26 empty] | 0 | 0
[26 empty] | 0 | 0
[26 empty] | 0 | 0
[26 empty] | 0 | 0
[26 empty] | 0 | 0
[26 empty] | 0 | 0
[26 empty] | 0 | 0
[26 empty] | 0 | 0
[26 empty] | 0 | 0
[26 empty] | 0 | 0
[26 empty] | 0 | 0
[26 empty] | 0 | 0
[26 empty] | 0 | 0
[26 empty] | 0 | 0
[26 empty] | 0 | 0
[26 empty] | 0 | 0
[26 empty] | 0 | 0
[26 empty] | 0 | 0
[26 empty] | 0 | 0
[26 empty] | 0 | 0
[26 empty] | 0 | 0
[26 empty] | 0 | 0
[26 empty] | 0 | 0
[26 empty] | 0 | 0

## Zones
Houston | -1
North | -1
South | -1
West | 1
SET UP AREA, copy & paste values to cell B1
Source | West |  | N to H | N to W | N to S | W to N | S to N | W to S
Sink | North | Houston | -1 | 1 | -1 | -1 | 1 | -1
|  | North | 1 | 1 | 1 | -1 | -1 | -1
|  | South | -1 | 1 | -1 | -1 | 1 | -1
|  | West | 1 | -1 | 1 | 1 | -1 | 1
|  | Source | North | North | North | West | South | West
|  | Sink | Houston | West | South | North | North | South

## Tech
Number of Bus | Name of Bus | Tech Type
238 | BOSQUESW505 | CC
239 | BOSQUESW502 | GGT
244 | WHITNYDM01 | Hydro
245 | WHITNYDM02 | Hydro
247 | BOSQUESW501 | GGT
251 | BOSQUESW803 | CC
253 | BOSQUESW804 | CC
332 | RWMILLER01 | GST
333 | RWMILLER02 | GST
334 | RWMILLER03 | GST
335 | RWMILLER04 | GST
336 | RWMILLER05 | GST
344 | MRSSHPRD | Hydro
345 | MRSSHPRD01 | Hydro
366 | JNSNCNTY802 | Cogen
367 | JNSNCNTY802 | Cogen
503 | NTHTEXAS01 | GST
504 | NTHTEXAS02 | GST
505 | NTHTEXAS03 | GST
580 | JCKCNTY801 | CC
581 | JCKCNTY802 | CC
582 | JCKCNTY803 | CC
728 | WOLFRIDGE801 | Wind
837 | NEWMAN_G5 | GST
842 | OLINGER_G1 | GST
843 | OLINGER_G2 | GST
844 | OLINGER_G3 | GST
845 | OLINGER_G4 | GGT
923 | SPENCER_G4 | GST
924 | SPENCER_G5 | GST
948 | STEAM1 | GST
949 | STEAM2 | GST
950 | STEAM3 | GST
990 | GIBN_CREK_G1 | LIGCO
1002 | PBCTAGE_1G | GGT
1003 | PBCTBGE_2G | GGT
1004 | PBCTCGE_3G | GGT
1005 | PBCTDGE_4G | GGT
1006 | PBCTEGE_5G | GGT
1007 | PB5GEN_6G | GST
1008 | PB6GEN_7G | GST
1037 | MORGAN5G_5G | GST
1039 | MRGNAG_1G | GGT
1040 | MRGNBG_2G | GGT
1041 | MRGNCG_3G | GGT
1042 | MRGNDG_4G | GGT
1043 | MRGNEG_5G | GGT
1044 | MRGNFG_6G | GGT
1045 | CALENG1G_1G | Cogen
1046 | CALENG2G_2G | Cogen
1047 | CALENG3G_3G | Cogen
1058 | LONGSHORE_5 | Wind
1058 | LONGSHORE_5 | Wind
1061 | CIELOGEN_1G | Wind
1062 | CIELOGEN_2G | Wind
1068 | SCURRYCW_1G | Wind
1069 | KINDERMG_1G | Cogen
1070 | KINDERMG_2G | Cogen
1071 | KINDERMG_3G | Cogen
1073 | SCURRYCW_2G | Wind
1320 | BSP 1 | Cogen
1326 | STANTONW_8 | Wind
1327 | WILDHRSE_1G | Wind
1328 | OCOTILLO_1G | Wind
1333 | MCDDONAL_8 | Wind
1343 | TRENTIPP_8 | Wind
1349 | WESTXWIN_1G | Wind
1350 | NWPWRG1_1G | Wind
1354 | AEPWIND_8 | Wind
1360 | GUNSIGHT_8 | Wind
1416 | SWETWATR_1G | CC
1417 | SWETWATR_2G | CC
1418 | SWETWATR_3G | CC
1419 | SWETWATR_4G | CC
1432 | GRHAMSES_2G | GST
1433 | GRHAMSES_1G | GST
1437 | MESQUITW_1G | Wind
1438 | MESQUITW_2G | Wind
1442 | COKFIELD_5 | Wind
1453 | WCPWRCO_1G | CC
1454 | WCPWRCO_2G | CC
1455 | WCPWRCO_3G | CC
1479 | WFCOGEN_1G | Cogen
1479 | WFCOGEN_1G | Cogen
1482 | WFCOGEN_2G | Cogen
1482 | WFCOGEN_2G | Cogen
1600 | BARTNWND_1G | Wind
1643 | SLSTR1PP_1G | Wind
1675 | PEC_1G | Cogen
1676 | PEC_2G | Cogen
1677 | PEC_3G | Cogen
1678 | LAMARPWR_1G | CC
1679 | LAMARPWR_2G | CC
1680 | LAMARPWR_3G | CC
1681 | LAMARPWR_4G | CC
1682 | LAMARPWR_5G | CC
1683 | LAMARPWR_6G | CC
1687 | VALLEY_1G | GST
1688 | VALLEY_2G | GSC
1689 | VALLEY_3G | GST
1701 | MOSES_1G | LIGCO
1702 | MOSES_2G | LIGCO
1703 | MOSES_3G | LIGCO
1861 | EAGLEMNT_1G | GST
1862 | EAGLEMNT_2G | GST
1863 | EAGLEMNT_3G | GST
1877 | WLFHOLW_1G | CC
1878 | WLFHOLW_2G | CC
1879 | WLFHOLW_3G | CC
1889 | DECRDOVA_1G | GSC
1892 | DECRDOVA_2G | GGT
1893 | DECRDOVA_3G | GGT
1894 | DECRDOVA_4G | GGT
1895 | DECRDOVA_5G | GGT
1898 | COMCHEPK_1G | Nuc
1899 | COMCHEPK_2G | Nuc
1937 | MDLTHELP_5G | CC
1938 | MDLTHELP_6G | CC
1941 | MDLTHELP_1G | CC
1942 | MDLTHELP_2G | CC
1943 | MDLTHELP_3G | CC
1944 | MDLTHELP_4G | CC
1947 | HANDLEY_3G | GST
1948 | HANDLEY_4G | GST
1949 | HANDLEY_5G | GST
2371 | COLLIN_1G | GST
2381 | NTHLK1_G | GST
2382 | NTHLK2_G | GST
2383 | NTHLK3_G | GST
2413 | MTCK6_G | GST
2414 | MTCK7_G | GST
2417 | MTCK8_G | GSC
2451 | LKHB1_G | GST
2452 | LKHB2_G | GST
3097 | MARTLAKE_1G | LIGCO
3098 | MARTLAKE_2G | LIGCO
3099 | MARTLAKE_3G | LIGCO
3107 | STRYKER_1G | GST
3108 | STRYKER_2G | GST
3126 | TRINIDAD_6G | GST
3309 | ASPN_G | Bio
3348 | CHAMPION_1G | Cogen
3381 | BBRN_1G | LIGCO
3382 | BBRN_2G | LIGCO
3403 | THOUSE_1G | GSC
3404 | THOUSE_2G | GSC
3416 | LAKE_CRK1_G | GST
3417 | LAKE_CRK2_G | GST
3432 | SANDOW_4G | LIGCO
5026 | BRAUNIG_VHB1 | GST
5027 | BRAUNIG_VHB2 | GST
5028 | BRAUNIG_VHB3 | GST
5111 | CALAVER_JTD1 | LIGCO
5112 | CALAVER_JTD2 | LIGCO
5264 | LEON_LCP3G3 | GST
5265 | LEON_LCP4G4 | GST
5266 | LEON_LCPCT1 | GGT
5267 | LEON_LCPCT2 | GGT
5268 | LEON_LCPCT3 | GGT
5269 | LEON_LCPCT4 | GGT
5396 | CALAVER_OWS1 | GST
5397 | CALAVER_OWS2 | GST
5401 | CALAVER_JKS1 | LIGCO
5436 | TUTTL_WBT1G1 | GST
5438 | TUTTL_WBT3G3 | GST
5439 | TUTTL_WBT4G4 | GST
5476 | BRA_AVR1_CT1 | CC
5477 | BRA_AVR1_ST | CC
5478 | BRA_AVR1_CT2 | CC
5503 | RAYBURNGEN3 | GST
5505 | RAYBURNGEN1 | GGT
5506 | RAYBURNGEN2 | GGT
5508 | RAYBURNCC9 | CC
5509 | RAYBURNCC10 | CC
5511 | RAYBURNCC7 | CC
5512 | RAYBURNCC8 | CC
5728 | FALCONHYDRO2 | Hydro
5729 | FALCONHYDRO3 | Hydro
5890 | PEARSALLGEN1 | GST
5891 | PEARSALLGEN2 | GST
5892 | PEARSALLGEN3 | GST
5903 | SANMIGUELGEN | LIGCO
5911 | STP_GN1___1 | Nuc
5912 | STP_GN2___2 | Nuc
5920 | WELSHDC1 | DCTie
5925 | DCEAST | DCTie
5932 | SI_RAY9 | CC
5933 | SI_RAY6 | GST
5934 | SI_RAY5 | GST
5935 | SI_RAY10 | CC
6016 | SWMESA | Wind
6096 | NORTHDC7 | DCTie
6100 | OKLA7A | DCTie
6144 | MCADOO1A | Wind
6407 | TURKTRAK1A | Wind
6637 | SNYDERW1A | Wind
6752 | OKLA0A | LIGCO
6948 | DENISNDM | Hydro
6948 | DENISNDM | Hydro
7000 | L_FERGUS1_1Y | GSC
7004 | L_SIMGID1_1Y | GST
7005 | L_SIMGID1_2Y | GST
7006 | L_SIMGID1_3Y | GST
7007 | L_LOSTPI1_1Y | CC
7008 | L_LOSTPI1_2Y | CC
7009 | L_LOSTPI1_3Y | CC
7010 | L_FPPYD11_1Y | LIGCO
7011 | L_FPPYD11_2Y | LIGCO
7012 | L_FPPYD21_3Y | LIGCO
7014 | L_HAYSEN1_1Y | CC
7015 | L_HAYSEN1_2Y | CC
7016 | L_HAYSEN1_3Y | CC
7017 | L_HAYSEN1_4Y | CC
7020 | L_AUSTPL1_1Y | Hydro
7020 | L_AUSTPL1_1Y | Hydro
7022 | L_BUCHAN1_1Y | Hydro
7023 | L_BUCHAN1_2Y | Hydro
7024 | L_BUCHAN1_3Y | Hydro
7026 | L_INKSDA1_1Y | Hydro
7028 | L_MARBFA1_1Y | Hydro
7029 | L_MARBFA1_2Y | Hydro
7031 | L_MARSFO1G1Y | Hydro
7032 | L_MARSFO1G2Y | Hydro
7033 | L_MARSFO1G3Y | Hydro
7035 | L_WIRTZ_1G1Y | Hydro
7036 | L_WIRTZ_1G2Y | Hydro
7038 | L_DELAWA1_1Y | Wind
7038 | L_DELAWA1_1Y | Wind
7303 | L_WPPGS12_1Y | GGT
7303 | L_WPPGS12_1Y | GGT
7305 | L_WPPGS34_1Y | GGT
7305 | L_WPPGS34_1Y | GGT
7487 | L_CANYHY8_1Y | Hydro
7605 | L_MCQUEE9_1Y | Hydro
7605 | L_MCQUEE9_1Y | Hydro
7605 | L_MCQUEE9_1Y | Hydro
7609 | L_SCHUMA8_1Y | Hydro
7624 | L_LAKEWO9_1Y | Hydro
7624 | L_LAKEWO9_1Y | Hydro
7800 | L_GUADGE1_1Y | CC
7801 | L_GUADGE1_2Y | CC
7802 | L_GUADGE1_3Y | CC
7803 | L_GUADGE1_4Y | CC
7804 | L_GUADGE1_5Y | CC
7805 | L_GUADGE1_6Y | CC
7807 | L_BASTEN1_1Y | CC
7808 | L_BASTEN1_2Y | CC
7809 | L_BASTEN1_3Y | CC
7810 | L_RIONOG1G1Y | CC
7811 | L_RIONOG1G2Y | CC
7812 | L_RIONOG1G3Y | CC
7813 | L_RIONOG1S1Y | CC
8032 | AMISTADHYD1 | Hydro
8033 | AMISTADHYD2 | Hydro
8048 | FALCONHYDRO1 | Hydro
8066 | DUP1V#1 | Cogen
8134 | FOR #1 | Cogen
8138 | FOR #2 | Cogen
8139 | JOS #1 | GST
8147 | UCAR #2 | Cogen
8148 | UCAR #1 | Cogen
8153 | FOR #3 | Cogen
8154 | FOR #4 | Cogen
8155 | FOR #5 | Cogen
8156 | FOR #6 | Cogen
8157 | FOR #7 | Cogen
8161 | COLETO0A | LIGCO
8173 | VICEC51A | CC
8174 | VICEC61A | CC
8189 | CUECPL2A | Cogen
8262 | ELPS | Hydro
8285 | LAR #1 | GST
8287 | LAR #2 | GST
8288 | LAR #3 | GST
8388 | BATES0A | GST
8393 | BATES0B | GST
8437 | NUECES_B0C | GST
8438 | NUECES_B0B | GST
8442 | NBEC7 | GST
8442 | NBEC7 | GST
8456 | COSW#1 | Cogen
8457 | COSW#2 | Cogen
8459 | B_DAVIS0B | GSC
8460 | B_DAVIS0A | GSC
8461 | KOCH_UP0A | Cogen
8506 | VAL #1 | Cogen
8507 | VAL #2 | Cogen
8511 | OXY_CC0A | Cogen
8517 | CELANEBI0A | Cogen
8560 | CNOPGT1 | Cogen
8561 | CNOPGT2 | Cogen
8562 | CNOPST1 | Cogen
8926 | LGE_GT10A | Cogen
8927 | LGE_GT20A | Cogen
8928 | LGE_STG0A | Cogen
8930 | ICPGN10A | Cogen
8931 | ICPGN20A | Cogen
8932 | ICPGN30A | Cogen
8933 | FGNTS001 | CC
8934 | FGNTS101 | CC
8935 | FGNTS201 | CC
8936 | MVGN#1 | CC
8937 | MVGN#2 | CC
8938 | MVGN#3 | CC
8981 | HECN1 | CC
8982 | HECN2 | CC
8983 | HECN3 | CC
9000 | DECKR_G1 | GST
9001 | DECKR_G2 | GST
9002 | DECKR_G3 | GGT
9003 | DECKR_G4 | GGT
9004 | DECKR_G5 | GGT
9005 | DECKR_G6 | GGT
9016 | SANDH_G1 | GGT
9017 | SANDH_G2 | GGT
9018 | SANDH_G3 | GGT
9019 | SANDH_G4 | GGT
9020 | SANDHG5A | CC
9021 | SANDHG5C | CC
11001 | NAV1CT | CC
11009 | NAV2CT | CC
11011 | NAV3ST | CC
11012 | NAV4CT | CC
11013 | NAV5CT | CC
11014 | NAV6ST | CC
11020 | TIEHVSG_1G | CC
11021 | TIEHVCG_1G | CC
11022 | TIEHVCG_2G | CC
11023 | TIEHVCG_3G | CC
11024 | TIEHVCG_4G | CC
11025 | TIEHVSG_2G | CC
11056 | ROSCOE_1G | Wind
11057 | CHAMPION_1G | Wind
11058 | PYRON_1G | Wind
11059 | INADALE_1G | Wind
11065 | ELBOWCK_1G | Wind
11147 | NOTREES_1G | Wind
11309 | BULLCREK_2G | Wind
11310 | BULLCREK_1G | Wind
11320 | COYOTE_1G | Wind
11691 | KMICHICT1_G | CC
11692 | KMICHICT2_G | CC
11693 | KMICHIST3_G | CC
11694 | KMICHICT4_G | CC
11695 | KMICHICT5_G | CC
11696 | KMICHIST6_G | CC
12322 | ENNSTRAC_1G | CC
12323 | ENNSTRAC_2G | CC
12411 | FPLEFR1A_G | CC
12412 | FPLEFR1B_G | CC
12413 | FPLEFR1C_G | CC
12414 | FPLEFR1S_G | CC
12421 | FPLEFR2A_G | CC
12422 | FPLEFR2B_G | CC
12423 | FPLEFR2C_G | CC
12424 | FPLEFR2S_G | CC
12440 | PARKD_1SVC8 | GST
12449 | PARKD_2SVC8 | GST
13116 | TGATEWAY_1G | CC
13117 | TGATEWAY_2G | CC
13118 | TGATEWAY_3G | CC
13119 | TGATEWAY_4G | CC
13131 | CALFREST_1G | CC
13132 | CALFREST_2G | CC
13133 | CALFREST_3G | CC
13134 | CALFREST_4G | CC
13135 | CALFREST_5G | CC
13136 | CALFREST_6G | CC
13432 | SANDOW_5G | LIGCO
32798 | BRYN_TAMUGEN | GST
32883 | BRYN_DNSBY3 | GST
32884 | BRYN_DNSBY13 | GST
32886 | BRYN_ATKINS3 | GST
32887 | BRYN_ATKINS6 | GST
32888 | BRYN_ATKINS7 | GGT
32890 | BRYN_ATKINS4 | GST
32891 | BRYN_ATKINS5 | GST
32892 | BRYN_DNSBY14 | GST
36998 | RDCNYNG1 | Wind
38332 | TNWDWRDU2_8 | Wind
38437 | TNSRBNMESA9 | Wind
38580 | TNBP_CGN1_8 | Cogen
38590 | TNBP_CGN2_8 | Cogen
38600 | TNBP_CGN3_8 | Cogen
38611 | TNBPAMCG1_8 | Cogen
38612 | TNBPAMCG2_8 | Cogen
38613 | TNBPAMCG3_8 | Cogen
38614 | TNBPAMCG4_8 | Cogen
38615 | TNBPAMCG5_8 | Cogen
38690 | TNBP_CGN4_8 | Cogen
38711 | TNTXCTY1CG8 | Cogen
38712 | TNTXCTY2CG8 | Cogen
38713 | TNTXCTY3CG8 | Cogen
38714 | TNTXCTY4CG8 | Cogen
39190 | TNSLCGN1__8 | Cogen
39470 | TNDOWCGNSG8 | Cogen
39480 | TNDOWCGNGG8 | Cogen
39760 | TNSCLP1___8 | Cogen
39770 | TNSCLP2___8 | Cogen
39775 | TNSCLP4___8 | Cogen
39790 | TNSCLP3___8 | Cogen
39960 | TNTNPONE_18 | LIGCO
39970 | TNTNPONE_28 | LIGCO
48500 | APD_GT1_8005 | Cogen
48510 | AK_GT1__8040 | Cogen
48511 | LPE_GT1_8070 | GGT
48512 | LPE_GT2_8075 | GGT
48513 | LPE_GT3_8080 | GGT
48514 | LPE_GT4_8085 | GGT
48520 | BSF_GT1_8070 | Cogen
48520 | BSF_GT1_8070 | Cogen
48521 | BVE_GT1_GT1 | CC
48522 | BVE_GT2_5035 | CC
48523 | BVE_ST1_GN1 | CC
48531 | BYU_GT1_8075 | Cogen
48532 | BYU_GT2_8055 | Cogen
48533 | BYU_GT3_8060 | Cogen
48534 | BYU_GT4_8065 | Cogen
48551 | CAL_GT1_8045 | Cogen
48552 | CAL_ST1_8000 | Cogen
48561 | CTL_GT2_8130 | Cogen
48562 | CTL_GT3_8135 | Cogen
48563 | CTL_GT4_8140 | Cogen
48564 | CTL_GN1_8145 | Cogen
48565 | CTL_GN2_8155 | Cogen
48581 | CBY_GN1_1 | GSC
48582 | CBY_GN2_2 | GSC
48583 | CBY_GT4_1 | GSC
48584 | CBY_GT4_2 | CC
48585 | CBY_ST4_1 | CC
48591 | CHE_GT2_5030 | Cogen
48593 | CHE_GT1_8015 | Cogen
48594 | CHE_GN4_8025 | Cogen
48595 | BTE_GT2_8075 | CC
48596 | BTE_GT3_8045 | CC
48597 | BTE_GT4_8055 | CC
48598 | BTE_ST1_8070 | CC
48611 | DIB_GT1_8080 | Cogen
48612 | DIB_GT2_8075 | Cogen
48613 | DIB_ST1_8085 | Cogen
48614 | DIB_GT3_8090 | Cogen
48641 | DPEC_GT15040 | CC
48642 | DPEC_GT25025 | CC
48643 | DPEC_GT35010 | CC
48644 | DPEC_GT45070 | CC
48645 | DPEC_ST55065 | CC
48651 | EP_1_2 | Cogen
48651 | EP_1_2 | Cogen
48671 | FTR_GT1_5105 | CC
48672 | FTR_GT2_5110 | CC
48673 | FTR_GT3_5085 | CC
48674 | FTR_CN4_5095 | CC
48690 | GBY_GN5_5 | GSC
48691 | GBY_73741085 | GGT
48691 | GBY_73741085 | GGT
48692 | GBY_81821075 | GGT
48692 | GBY_81821075 | GGT
48693 | GBY_83841065 | GGT
48693 | GBY_83841065 | GGT
48721 | LEG_1___1 | LIGCO
48722 | LEG_2___2 | LIGCO
48730 | MNS_GT | Cogen
48731 | CBE_GT1 | CC
48732 | CBE_GT2 | CC
48733 | CBE_ST12 | CC
48734 | CBE_GT3 | CC
48735 | CBE_GT4 | CC
48736 | CBE_ST34 | CC
48740 | PSG_GN2_8050 | Cogen
48741 | PSG_GT2_8040 | Cogen
48742 | PSG_GT3_8060 | Cogen
48761 | PR_GT1__9040 | Cogen
48772 | PHR_GN2_2 | GSC
48791 | PSA_GT1_8160 | Cogen
48792 | PSA_GT2_8155 | Cogen
48793 | PSA_GT3_8150 | Cogen
48794 | PSA_GT4_8145 | Cogen
48795 | PSA_GT5_8140 | Cogen
48796 | PSA_GN1_8165 | Cogen
48797 | PSA_GT6_8135 | Cogen
48811 | CVC_GT3_5045 | Cogen
48812 | CVC_GT2_5020 | Cogen
48813 | CVC_GT1_5035 | Cogen
48814 | CVC_ST5_5040 | Cogen
48815 | CVC_GT4_8005 | Cogen
48820 | SHELLG1_3015 | Cogen
48821 | SHELLG2 | Cogen
48822 | SHELLG3_3020 | Cogen
48822 | SHELLG3_3020 | Cogen
48841 | SJS_GT1_GT1 | Cogen
48842 | SJS_GT2_GT2 | Cogen
48845 | SOL_GT1 | Solar
48851 | SRB_GN1_1 | GST
48852 | SRB_GN2_2 | GST
48853 | SRB_GN3_3 | GST
48854 | SRB_GN4_4 | GST
48855 | SRB_GT211035 | GGT
48855 | SRB_GT211035 | GGT
48873 | THW_ST3_ST_3 | CC
48874 | THW_ST4_ST_4 | CC
48875 | THW_3132 | CC
48875 | THW_3132 | CC
48877 | THW_3334 | CC
48877 | THW_3334 | CC
48879 | THW_4142 | CC
48879 | THW_4142 | CC
48881 | THW_4344 | CC
48881 | THW_4344 | CC
48883 | THW_GT1_GT_1 | GGT
48885 | THW_5152 | GGT
48885 | THW_5152 | GGT
48886 | THW_5354 | GGT
48886 | THW_5354 | GGT
48887 | THW_5556 | GGT
48887 | THW_5556 | GGT
48911 | TGF_GT1_8000 | Cogen
48921 | WAP_GN1_1 | GST
48922 | WAP_GN2_2 | GST
48923 | WAP_GN3_3 | GST
48924 | WAP_GN4_4 | GSC
48925 | WAP_GN5_5 | LIGCO
48926 | WAP_GN6_6 | LIGCO
48927 | WAP_GN7_7 | LIGCO
48928 | WAP_GN8_8 | LIGCO
48929 | WAPGT21_GT1 | GGT
48940 | WARVUE_GT1 | Cogen
49803 | EXN_15GT | Cogen
49804 | EXN_16GT | Cogen
49805 | EXN_17GT | Cogen
49826 | EXN938GT | Cogen
49828 | EXN941GT | Cogen
49829 | EXN942GT | Cogen
49830 | EXN943GT | Cogen
49831 | EXN944GT | Cogen
49832 | EXN945GT | Cogen
49837 | EXN_GT | Cogen
49838 | EXN_14GT | Cogen
49851 | DOW17000 | Cogen
49858 | DOW38100 | Cogen
49859 | DOW38200 | Cogen
49860 | DOW38300 | Cogen
49862 | DOW39100 | Cogen
49863 | DOW39200 | Cogen
49865 | DOW41000 | Cogen
49866 | DOW42000 | Cogen
49869 | DOW49000 | Cogen
49870 | DOW61000 | Cogen
49871 | DOW62000 | Cogen
49872 | DOW63000 | Cogen
49873 | DOW64000 | Cogen
49876 | DOW65000 | Cogen
49877 | DOW66000 | Cogen
49878 | DOW67000 | Cogen
49882 | DOW81000 | Cogen
49884 | DOW82000 | Cogen
49885 | DOW83000 | Cogen
49886 | DOW84000 | Cogen
58909 | PEARSALLSCG1 | Diesel
58909 | PEARSALLSCG1 | Diesel
58909 | PEARSALLSCG1 | Diesel
58909 | PEARSALLSCG1 | Diesel
58909 | PEARSALLSCG1 | Diesel
58909 | PEARSALLSCG1 | Diesel
58919 | PEARSALLSCG2 | Diesel
58919 | PEARSALLSCG2 | Diesel
58919 | PEARSALLSCG2 | Diesel
58919 | PEARSALLSCG2 | Diesel
58919 | PEARSALLSCG2 | Diesel
58919 | PEARSALLSCG2 | Diesel
58929 | PEARSALLSCG3 | Diesel
58929 | PEARSALLSCG3 | Diesel
58929 | PEARSALLSCG3 | Diesel
58929 | PEARSALLSCG3 | Diesel
58929 | PEARSALLSCG3 | Diesel
58929 | PEARSALLSCG3 | Diesel
58949 | PEARSALLSCG4 | Diesel
58949 | PEARSALLSCG4 | Diesel
58949 | PEARSALLSCG4 | Diesel
58949 | PEARSALLSCG4 | Diesel
58949 | PEARSALLSCG4 | Diesel
58949 | PEARSALLSCG4 | Diesel
60000 | DSKY2 | Wind
60003 | KING_NE1A | Wind
60005 | KING_SE1A | Wind
60007 | KING_SW1A | Wind
60016 | WOODWRD11A | Wind
60017 | ORNNWP1 | Wind
60018 | DSKY1 | Wind
60019 | KING_NW1A | Wind
60057 | CALLAHAN1A | Wind
60058 | BUFF_GAP1A | Wind
60060 | CIRELLO | Wind
60063 | BUFF_GAP1B | Wind
60066 | H_HOLLOW1A | Wind
60068 | HHOLLOW21A | Wind
60070 | HHOLLOW31A | Wind
60072 | HHOLLOW41A | Wind
60081 | WHRLWIND1A | Wind
60201 | RIO DRCS | AVR
60202 | FRNDDRCS | AVR
71051 | L_BITTCR1_1N | Wind
71054 | L_SWEETW1_1N | Wind
71057 | L_SWEETW1_2N | Wind
71059 | L_SWEETW1_3N | Wind
71060 | L_SWEETW1_4N | Wind
71061 | L_SWEETW1_5N | Wind
76031 | L_GASCCR1_1N | Wind
76091 | L_DIVIDE1_1N | Wind
76095 | L_CAPRSI1_1N | Wind
76096 | L_CAPRSI1_2N | Wind
76097 | L_CAPRGE1_1N | Wind
80003 | MILHWYS | AVR
80012 | LAR | DCTie
80051 | FOR #8 | Cogen
80052 | FOR #9 | Cogen
80053 | FOR #10 | Cogen
80080 | GWINDT11A | Wind
80080 | GWINDT11A | Wind
80080 | GWINDT11A | Wind
80080 | GWINDT11A | Wind
80081 | GWINDT21A | Wind
80081 | GWINDT21A | Wind
80081 | GWINDT21A | Wind
80081 | GWINDT21A | Wind
80137 | CSDR89 | DCTie
80137 | CSDR89 | DCTie
80138 | CSDR7 | DCTie
80139 | CSDR56 | DCTie
80139 | CSDR56 | DCTie
80140 | CSDR11 | DCTie
80180 | PNSCALT11A | Wind
80180 | PNSCALT11A | Wind
80181 | PNSCALT21A | Wind
80181 | PNSCALT21A | Wind
80223 | REYSHR G | Cogen
80224 | VISTRONG1 | Cogen
80225 | VISTRONG2 | Cogen
80226 | ALCOA G | Cogen
80227 | AIRCO G | Cogen
80263 | B_DAVIS31A | CC
80264 | B_DAVIS41A | CC
80265 | LARECU40A | GGT
80266 | LARECU50A | GGT
86104 | CID-138 | DCTie
86105 | CID-230 | DCTie
86106 | CUF-230 | DCTie
86107 | CUF-138 | DCTie
88198 | BEEVILLE | AVR
88253 | HAMILTON | BLT
88299 | ZAPATA | BLT
88508 | FALFURRI | AVR