## Set up
Step 1 | Go to the Zones worksheet in this workbook. Make sure that the source and sink zones are set correctly and the "1"s and "-1"s are correct |  | Summary of Key Data points | Value
File Description: Cont_ Cokfield to GrahamSES and LongCreek to GrahamSES1_5 OL_ FisherRd to Oklaunion
Step 2 | Open Dennis' file that needs to have the data transferred, same file that is listed in cell K27 |  | Number of units | 645
|  |  | Dec PTDF cutoff point | 105
Step 3 | Copy columns J:X from an old Dennis' Sheet to the new sheet (if first round of a new alaysis) |  | Dec PTDF cutoff unit | COKFIELD_5
|  |  | Dec 10% unit | BUFF_GAP1B
Step 4 | Mark the contingencies and monitored element set by a "y" in column K of Dennis' sheet, if there are a match on the filename use something to make unique |  | Dec max cumltv zone impact - cumltv zone share | 0.12081
|  |  | Dec max cumltv zone impact - cumltv zone share pt | 20
Step 5 | Enter Dennis' file name into cell K27 |  | Dec max cumltv zone impact - cumltv zone share unit | SWETWATR_4G
|  |  | West Zonal weighted AWGSF | 0.21441
Step 6 | click the step one button |  | North Zonal weighted AWGSF | -0.016282
|  |  | Inc PTDF cutoff point | 540
Step 7 | Enter the line ratings in Dennis' workbook, the Input worksheet, in the cells |  | Inc PTDF cutoff unit | HAMILTON
| X6:X30, or to the end of the selected list. |  | Inc 10% unit | KMICHIST6_G
|  |  | Inc max cumltv zone impact - cumltv zone share | 0.015375
Step 8 | Check to see that the number of generators in Dennis' file matches the length |  | Inc max cumltv zone impact - cumltv zone share pt | 129
| of the formulas in columns L:V (Distributed Slack - Dec) have been copied through to the apporpriate number of rows |  | Inc max cumltv zone impact - cumltv zone share unit | BRYN_DNSBY14
| If Dennis' sheet data is less than this file then clear any old unit data in columns A:K of this workbook to match the correct leng |  | West Zonal weighted AWGSF | 0.21441
| It is only necessary to match the Distributed Slack - Dec worksheet. |  | North Zonal weighted AWGSF | -0.016282
|  |  | Min of zone correlation | -0.026723
Step 9 | Click the step 2 button |  | Bounary gen in North Zone | 0
| The last file saved will still be open, yopu will need to close this file. |  | Bounary gen in soucre zone as % of line | -0%
| This sheet willno longer be open. |  | Bounary gen in West Zone | 0
|  |  | Bounary gen in soucre zone as % of line | 0
|  |  | OL element line rating | 1072
|  |  | West Zonal weighted AWGSF | 0.21441
|  | WN_043009automation.xls | North Zonal weighted AWGSF | -0.016282
Copy Dennis' data step 1
Copy Dennis' Data Step 2

## Distributed Slack - Dec
Number of Bus | Name of Bus | ID | Area Name of Gen | AGC | P Sensitivity of Bus | Gen MW | Min MW | Max MW | V Sensitivity of Bus | Set Volt | Tech Type | Zone Impact | Zone Correlation | Inc Max | Dec Max | Souce S.F. Weighting | Souce Capacity | Sink S.F. Weighting | Sink Capacity | PTDF Calc | PTDF Weighting | Cumulative Share of Zonal Cap | Cumulative Share of Zonal Impact | Cont_ Cokfield to GrahamSES and LongCreek to GrahamSES1_5 OL_ FisherRd to Oklaunion |  | i_PTDF_DEC_pt | 105 |  | SWETWATR_4G | Unit at max
6100 | OKLA7A | EQ | West | YES | 0.63001 | 50 | -220 | 220 | 0 | 1.035 | DCTie | 1 | 0.64629 | 0 | 0 | 0 | 0 |  |  | 0.64629 | 0 | 0 | 0 |  |  | i_10pctunit | 6 |  | 20 | # units @ max
6752 | OKLA0A | 1 | West | YES | 0.63001 | 649.7 | 175 | 649.7 | 0 | 1.035 | LIGCO | 1 | 0.64629 | 0 | 649.7 | 409.3181 | 649.7 |  |  | 0.64629 | 419.8965 | 0.053562 | 0.15836 |  |  | # units | 645 |  | 0.12081 | delta max
60081 | WHRLWIND1A | 1 | West | YES | 0.24593 | 12 | 0 | 60 | 0 | 1.03 | Wind | 1 | 0.26221 | 0 | 60 | 14.7556 | 60 |  |  | 0.26221 | 15.7325 | 0.058509 | 0.16429 | [5 empty] | Delta
60058 | BUFF_GAP1A | 1 | West | YES | 0.2244 | 24 | 0 | 120 |  | 1 | Wind | 1 | 0.24068 | 0 | 120 | 26.9284 | 120 |  |  | 0.24068 | 28.8822 | 0.068402 | 0.17519 | Weighted Shift Factors |  |  |  | 1 | 0
60060 | CIRELLO | 1 | West | YES | 0.2244 | 46.6 | 0 | 233 | 0 | 1 | Wind | 1 | 0.24068 | 0 | 233 | 52.2859 | 233 |  |  | 0.24068 | 56.0796 | 0.087611 | 0.19634 | West | 0.21441 |  |  | 2 | 0.1048
60063 | BUFF_GAP1B | 1 | West | YES | 0.2244 | 34 | 0 | 170.2 | 0 | 1.02 | Wind | 1 | 0.24068 | 0 | 170.2 | 38.1934 | 170.2 |  |  | 0.24068 | 40.9646 | 0.10164 | 0.21179 | North | -0.016282 |  |  | 3 | 0.10578
60066 | H_HOLLOW1A | 1 | West | YES | 0.2244 | 44.4 | 0 | 222 | 0 | 1.005 | Wind | 1 | 0.24068 | 0 | 222 | 49.8175 | 222 |  |  | 0.24068 | 53.432 | 0.11994 | 0.23194 |  |  |  |  | 4 | 0.10678
60068 | HHOLLOW21A | 1 | West | YES | 0.2244 | 36.8 | 0 | 184 | 0 | 1.025 | Wind | 1 | 0.24068 | 0 | 184 | 41.2902 | 184 |  |  | 0.24068 | 44.286 | 0.13511 | 0.24864 |  |  |  |  | 5 | 0.10873
60070 | HHOLLOW31A | 1 | West | YES | 0.2244 | 44.8 | 0 | 224 | 0 | 1.025 | Wind | 1 | 0.24068 | 0 | 224 | 50.2663 | 224 |  |  | 0.24068 | 53.9134 | 0.15358 | 0.26897 |  |  |  |  | 6 | 0.11014
60072 | HHOLLOW41A | 1 | West | YES | 0.2244 | 23 | 0 | 115 | 0 | 1.025 | Wind | 1 | 0.24068 | 0 | 115 | 25.8063 | 115 |  |  | 0.24068 | 27.6788 | 0.16306 | 0.27941 |  |  |  |  | 7 | 0.11199
71051 | L_BITTCR1_1N | W1 | West | YES | 0.22039 | 7.5 | 0 | 37.5 |  | 1.02 | Wind | 1 | 0.23667 | 0 | 37.5 | 8.2645 | 37.5 |  |  | 0.23667 | 8.875 | 0.16615 | 0.28276 |  |  |  |  | 8 | 0.11353
71054 | L_SWEETW1_1N | W1 | West | YES | 0.22039 | 21.5 | 0 | 107.5 |  | 1.02 | Wind | 1 | 0.23667 | 0 | 107.5 | 23.6915 | 107.5 |  |  | 0.23667 | 25.4418 | 0.17502 | 0.29235 |  |  |  |  | 9 | 0.11539
71057 | L_SWEETW1_2N | W1 | West | YES | 0.22039 | 27 | 0 | 135 |  | 1.02 | Wind | 1 | 0.23667 | 0 | 135 | 29.7521 | 135 |  |  | 0.23667 | 31.9502 | 0.18614 | 0.3044 |  |  |  |  | 10 | 0.11635
71059 | L_SWEETW1_3N | W1 | West | YES | 0.22039 | 23.8 | 0 | 119 | 0 | 1.02 | Wind | 1 | 0.23667 | 0 | 119 | 26.2259 | 119 |  |  | 0.23667 | 28.1635 | 0.19596 | 0.31502 |  |  |  |  | 11 | 0.11661
71060 | L_SWEETW1_4N | W1 | West | YES | 0.22039 | 21 | 0 | 105 | 0 | 1.02 | Wind | 1 | 0.23667 | 0 | 105 | 23.1405 | 105 |  |  | 0.23667 | 24.8501 | 0.20461 | 0.3244 |  |  |  |  | 12 | 0.11734
71061 | L_SWEETW1_5N | W1 | West | YES | 0.22039 | 16.1 | 0 | 80.5 | 0 | 1.02 | Wind | 1 | 0.23667 | 0 | 80.5 | 17.7411 | 80.5 |  |  | 0.23667 | 19.0518 | 0.21125 | 0.33158 |  |  |  |  | 13 | 0.11826
1416 | SWETWATR_1G | 1 | West | YES | 0.20775 | 30 | 18 | 30 | 0 | 1.026 | CC | 1 | 0.22403 | 30 | 30 | 6.2325 | 30 |  |  | 0.22403 | 6.721 | 0.21372 | 0.33412 |  |  |  |  | 14 | 0.11907
1417 | SWETWATR_2G | 2 | West | YES | 0.20775 | 72 | 36 | 72 | 0 | 1.026 | CC | 1 | 0.22403 | 72 | 72 | 14.9581 | 72 |  |  | 0.22403 | 16.1304 | 0.21966 | 0.3402 |  |  |  |  | 15 | 0.11978
1418 | SWETWATR_3G | 3 | West | YES | 0.20775 | 68 | 36 | 68 | 0 | 1.026 | CC | 1 | 0.22403 | 68 | 68 | 14.1271 | 68 |  |  | 0.22403 | 15.2342 | 0.22526 | 0.34595 |  |  |  |  | 16 | 0.12033
1419 | SWETWATR_4G | 4 | West | YES | 0.20775 | 61 | 36 | 61 | 0 | 1.026 | CC | 1 | 0.22403 | 61 | 61 | 12.6728 | 61 |  |  | 0.22403 | 13.666 | 0.23029 | 0.3511 |  |  |  |  | 17 | 0.12039
6144 | MCADOO1A | 1 | West | YES | 0.19811 | 15 | 0 | 150 | 0 | 1.025 | Wind | 1 | 0.2144 | 0 | 150 | 29.7171 | 150 |  |  | 0.2144 | 32.1594 | 0.24266 | 0.36323 |  |  |  |  | 18 | 0.12054
6407 | TURKTRAK1A | 1 | West | YES | 0.19079 | 33.9 | 0 | 169.5 | 0 | 1.025 | Wind | 1 | 0.20707 | 0 | 169.5 | 32.3381 | 169.5 |  |  | 0.20707 | 35.0978 | 0.25663 | 0.37646 |  |  |  |  | 19 | 0.12068
36998 | RDCNYNG1 | 1 | West | YES | 0.19071 | 16.8 | 0 | 84 |  | 1.01 | Wind | 1 | 0.20699 | 0 | 84 | 16.0195 | 84 |  |  | 0.20699 | 17.3872 | 0.26356 | 0.38302 |  |  |  |  | 20 | 0.12081
1343 | TRENTIPP_8 | 1 | West | YES | 0.19009 | 30 | 0 | 150 |  | 1.014 | Wind | 1 | 0.20637 | 0 | 150 | 28.5138 | 150 |  |  | 0.20637 | 30.9561 | 0.27592 | 0.3947 |  |  |  |  | 21 | 0.12057
1354 | AEPWIND_8 | 1 | West | YES | 0.19009 | 20.2 | 0 | 101 |  | 1 | Wind | 1 | 0.20637 | 0 | 101 | 19.1993 | 101 |  |  | 0.20637 | 20.8438 | 0.28425 | 0.40256 |  |  |  |  | 22 | 0.11983
1061 | CIELOGEN_1G | 1 | West | YES | 0.18902 | 19.8 | 0 | 99 |  | 1 | Wind | 1 | 0.2053 | 0 | 99 | 18.713 | 99 |  |  | 0.2053 | 20.3249 | 0.29241 | 0.41022 |  |  |  |  | 23 | 0.11946
1062 | CIELOGEN_2G | 1 | West | YES | 0.18902 | 12.2 | 0 | 61 |  | 1 | Wind | 1 | 0.2053 | 0 | 61 | 11.5302 | 61 |  |  | 0.2053 | 12.5234 | 0.29744 | 0.41495 |  |  |  |  | 24 | 0.11877
1069 | KINDERMG_1G | 1 | West | YES | 0.18902 | 25 | 5 | 25 | 0 | 1.017 | Cogen | 1 | 0.2053 | 0 | 0 | 0 | 0 |  |  | 0.2053 | 0 | 0.29744 | 0.41495 |  |  |  |  | 25 | 0.11831
1070 | KINDERMG_2G | 1 | West | YES | 0.18902 | 45.7 | 12 | 45.7 | 0 | 1.017 | Cogen | 1 | 0.2053 | 0 | 0 | 0 | 0 |  |  | 0.2053 | 0 | 0.29744 | 0.41495 |  |  |  |  | 26 | 0.11781
1071 | KINDERMG_3G | 1 | West | YES | 0.18902 | 45.7 | 12 | 45.7 | 0 | 1.017 | Cogen | 1 | 0.2053 | 0 | 0 | 0 | 0 |  |  | 0.2053 | 0 | 0.29744 | 0.41495 |  |  |  |  | 27 | 0.11751
1068 | SCURRYCW_1G | 1 | West | YES | 0.18896 | 28.2 | 1.3 | 141 | 0 | 1.0217 | Wind | 1 | 0.20524 | 0 | 141 | 26.6434 | 141 |  |  | 0.20524 | 28.9391 | 0.30907 | 0.42586 |  |  |  |  | 28 | 0.11751
1073 | SCURRYCW_2G | 2 | West | YES | 0.18896 | 24 | 0 | 120 | 0 | 1.0217 | Wind | 1 | 0.20524 | 0 | 120 | 22.6752 | 120 |  |  | 0.20524 | 24.629 | 0.31896 | 0.43515 |  |  |  |  | 29 | 0.11751
6637 | SNYDERW1A | 1 | West | YES | 0.18825 | 12.6 | 0 | 63 | 0 | 1.025 | Wind | 1 | 0.20453 | 0 | 63 | 11.8599 | 63 |  |  | 0.20453 | 12.8856 | 0.32415 | 0.44001 |  |  |  |  | 30 | 0.11751
60057 | CALLAHAN1A | 1 | West | YES | 0.18742 | 22.8 | 0 | 114 | 0 | 1.04 | Wind | 1 | 0.2037 | 0 | 114 | 21.3661 | 114 |  |  | 0.2037 | 23.2222 | 0.33355 | 0.44877 |  |  |  |  | 31 | 0.1168
11309 | BULLCREK_2G | 1 | West | YES | 0.18725 | 20.9 | 0 | 180 |  | 1 | Wind | 1 | 0.20353 | 0 | 180 | 33.7055 | 180 |  |  | 0.20353 | 36.6363 | 0.34839 | 0.46258 |  |  |  |  | 32 | 0.11619
11310 | BULLCREK_1G | 1 | West | YES | 0.18725 | 15.1 | 0 | 180 |  | 1 | Wind | 1 | 0.20353 | 0 | 180 | 33.7055 | 180 |  |  | 0.20353 | 36.6363 | 0.36323 | 0.4764 |  |  |  |  | 33 | 0.11586
11320 | COYOTE_1G | 1 | West | YES | 0.1871 | 22.5 | 0 | 225 |  | 1 | Wind | 1 | 0.20338 | 0 | 225 | 42.0973 | 225 |  |  | 0.20338 | 45.7607 | 0.38178 | 0.49366 |  |  |  |  | 34 | 0.11522
1037 | MORGAN5G_5G | 5 | West | YES | 0.18691 | 109.6 | 40 | 137 | 0 | 1.029 | GST | 1 | 0.20319 | 137 | 137 | 25.6069 | 137 |  |  | 0.20319 | 27.8376 | 0.39307 | 0.50416 |  |  |  |  | 35 | 0.11419
1039 | MRGNAG_1G | A | West | YES | 0.18691 | 69 | 69 | 69 | 0 | 1.029 | GGT | 1 | 0.20319 | 69 | 69 | 12.8969 | 69 |  |  | 0.20319 | 14.0204 | 0.39876 | 0.50945 |  |  |  |  | 36 | 0.11317
1040 | MRGNBG_2G | B | West | YES | 0.18691 | 70 | 70 | 71 | 0 | 1.029 | GGT | 1 | 0.20319 | 71 | 71 | 13.2708 | 71 |  |  | 0.20319 | 14.4268 | 0.40462 | 0.51489 |  |  |  |  | 37 | 0.11188
1041 | MRGNCG_3G | C | West | YES | 0.18691 | 69 | 69 | 70 | 0 | 1.029 | GGT | 1 | 0.20319 | 70 | 70 | 13.0838 | 70 |  |  | 0.20319 | 14.2236 | 0.41039 | 0.52025 |  |  |  |  | 38 | 0.11108
1042 | MRGNDG_4G | D | West | YES | 0.18691 | 68 | 68 | 68 | 0 | 1.029 | GGT | 1 | 0.20319 | 68 | 68 | 12.71 | 68 |  |  | 0.20319 | 13.8172 | 0.41599 | 0.52546 |  |  |  |  | 39 | 0.11068
1043 | MRGNEG_5G | E | West | YES | 0.18691 | 68 | 68 | 70 | 0 | 1.029 | GGT | 1 | 0.20319 | 70 | 70 | 13.0838 | 70 |  |  | 0.20319 | 14.2236 | 0.42176 | 0.53083 |  |  |  |  | 40 | 0.11027
1044 | MRGNFG_6G | F | West | YES | 0.18691 | 66 | 66 | 66 | 0 | 1.029 | GGT | 1 | 0.20319 | 66 | 66 | 12.3362 | 66 |  |  | 0.20319 | 13.4108 | 0.4272 | 0.53588 |  |  |  |  | 41 | 0.10986
1058 | LONGSHORE_5 | 1 | West | YES | 0.18603 | 30 | 0 | 150 |  | 1.01 | Wind | 1 | 0.20231 | 0 | 150 | 27.9041 | 150 |  |  | 0.20231 | 30.3463 | 0.43957 | 0.54733 |  |  |  |  | 42 | 0.10947
1058 | LONGSHORE_5 | 2 | West | YES | 0.18603 | 44 | 0 | 220 |  | 1.01 | Wind | 1 | 0.20231 | 0 | 220 | 40.9259 | 220 |  |  | 0.20231 | 44.508 | 0.45771 | 0.56411 |  |  |  |  | 43 | 0.10906
11065 | ELBOWCK_1G | 1 | West | YES | 0.18603 | 23.4 | 0 | 121.9 | 0 | 1 | Wind | 1 | 0.20231 | 0 | 121.9 | 22.6767 | 121.9 |  |  | 0.20231 | 24.6615 | 0.46776 | 0.57342 |  |  |  |  | 44 | 0.10868
1360 | GUNSIGHT_8 | 1 | West | YES | 0.18601 | 0 | 0 | 120 |  | 1.01 | Wind | 1 | 0.20229 | 0 | 120 | 22.3216 | 120 |  |  | 0.20229 | 24.2754 | 0.47765 | 0.58257 |  |  |  |  | 45 | 0.10776
1327 | WILDHRSE_1G | 1 | West | YES | 0.18586 | 0 | 0 | 120 |  | 1 | Wind | 1 | 0.20214 | 0 | 120 | 22.303 | 120 |  |  | 0.20214 | 24.2568 | 0.48754 | 0.59172 |  |  |  |  | 46 | 0.10641
1045 | CALENG1G_1G | 1 | West | YES | 0.18577 | 73.4 | 27 | 73.4 | 0 | 1.014 | Cogen | 1 | 0.20205 | 0 | 0 | 0 | 0 |  |  | 0.20205 | 0 | 0.48754 | 0.59172 |  |  |  |  | 47 | 0.10566
1046 | CALENG2G_2G | 2 | West | YES | 0.18577 | 73.4 | 27 | 73.4 | 0 | 1.014 | Cogen | 1 | 0.20205 | 0 | 0 | 0 | 0 |  |  | 0.20205 | 0 | 0.48754 | 0.59172 |  |  |  |  | 48 | 0.10492
1047 | CALENG3G_3G | 3 | West | YES | 0.18577 | 70.4 | 27 | 70.4 | 0 | 1.014 | Cogen | 1 | 0.20205 | 0 | 0 | 0 | 0 |  |  | 0.20205 | 0 | 0.48754 | 0.59172 |  |  |  |  | 49 | 0.10418
1333 | MCDDONAL_8 | 1 | West | YES | 0.18539 | 42.8 | 0 | 214.2 |  | 1.01 | Wind | 1 | 0.20167 | 0 | 214.2 | 39.7099 | 214.2 |  |  | 0.20167 | 43.1975 | 0.5052 | 0.60801 |  |  |  |  | 50 | 0.10418
1328 | OCOTILLO_1G | 1 | West | YES | 0.1851 | 11.6 | 0 | 58 |  | 1.01 | Wind | 1 | 0.20138 | 0 | 58 | 10.7359 | 58 |  |  | 0.20138 | 11.6802 | 0.50998 | 0.61242 |  |  |  |  | 51 | 0.10418
1326 | STANTONW_8 | 1 | West | YES | 0.18478 | 20.1 | 0 | 100.5 |  | 1.01 | Wind | 1 | 0.20106 | 0 | 100.5 | 18.5707 | 100.5 |  |  | 0.20106 | 20.207 | 0.51827 | 0.62004 |  |  |  |  | 52 | 0.10418
11001 | NAV1CT | 1 | West | YES | 0.18466 | 70.4 | 18 | 70.4 | 0 | 1.029 | CC | 1 | 0.20095 | 70.4 | 70.4 | 13.0003 | 70.4 |  |  | 0.20095 | 14.1466 | 0.52407 | 0.62537 |  |  |  |  | 53 | 0.10281
11009 | NAV2CT | 1 | West | YES | 0.18466 | 71.4 | 18 | 71.4 | 0 | 1.029 | CC | 1 | 0.20095 | 71.4 | 71.4 | 13.185 | 71.4 |  |  | 0.20095 | 14.3475 | 0.52996 | 0.63078 |  |  |  |  | 54 | 0.10243
11011 | NAV3ST | 1 | West | YES | 0.18466 | 92.8 | 40 | 92.8 | 0 | 1.029 | CC | 1 | 0.20095 | 92.8 | 92.8 | 17.1368 | 92.8 |  |  | 0.20095 | 18.6478 | 0.53761 | 0.63782 |  |  |  |  | 55 | 0.10177
11012 | NAV4CT | 1 | West | YES | 0.18466 | 80 | 18 | 80 | 0 | 1.029 | CC | 1 | 0.20095 | 80 | 80 | 14.7731 | 80 |  |  | 0.20095 | 16.0757 | 0.54421 | 0.64388 |  |  |  |  | 56 | 0.1013
11013 | NAV5CT | 1 | West | YES | 0.18466 | 80 | 18 | 80 | 0 | 1.029 | CC | 1 | 0.20095 | 80 | 80 | 14.7731 | 80 |  |  | 0.20095 | 16.0757 | 0.5508 | 0.64994 |  |  |  |  | 57 | 0.10082
11014 | NAV6ST | 1 | West | YES | 0.18466 | 115 | 40 | 115 | 0 | 1.029 | CC | 1 | 0.20095 | 115 | 115 | 21.2364 | 115 |  |  | 0.20095 | 23.1088 | 0.56028 | 0.65866 |  |  |  |  | 58 | 0.10021
11020 | TIEHVSG_1G | 1 | West | YES | 0.18465 | 208.2 | 63 | 208.2 | 0 | 1.012 | CC | 1 | 0.20093 | 208.2 | 208.2 | 38.4439 | 208.2 |  |  | 0.20093 | 41.8338 | 0.57745 | 0.67443 |  |  |  |  | 59 | 0.099673
11021 | TIEHVCG_1G | 1 | West | YES | 0.18465 | 142.1 | 103 | 142.1 | 0 | 1.012 | CC | 1 | 0.20093 | 142.1 | 142.1 | 26.2386 | 142.1 |  |  | 0.20093 | 28.5523 | 0.58916 | 0.6852 |  |  |  |  | 60 | 0.099141
11022 | TIEHVCG_2G | 1 | West | YES | 0.18465 | 132.4 | 103 | 132.4 | 0 | 1.012 | CC | 1 | 0.20093 | 132.4 | 132.4 | 24.4475 | 132.4 |  |  | 0.20093 | 26.6032 | 0.60008 | 0.69524 |  |  |  |  | 61 | 0.098375
11023 | TIEHVCG_3G | 1 | West | YES | 0.18465 | 137.4 | 103 | 137.4 | 0 | 1.012 | CC | 1 | 0.20093 | 137.4 | 137.4 | 25.3708 | 137.4 |  |  | 0.20093 | 27.6079 | 0.6114 | 0.70565 |  |  |  |  | 62 | 0.096988
11024 | TIEHVCG_4G | 1 | West | YES | 0.18465 | 147 | 103 | 147 | 0 | 1.012 | CC | 1 | 0.20093 | 147 | 147 | 27.1434 | 147 |  |  | 0.20093 | 29.5368 | 0.62352 | 0.71679 |  |  |  |  | 63 | 0.096041
11025 | TIEHVSG_2G | 1 | West | YES | 0.18465 | 213.2 | 63 | 213.2 | 0 | 1.012 | CC | 1 | 0.20093 | 213.2 | 213.2 | 39.3672 | 213.2 |  |  | 0.20093 | 42.8385 | 0.6411 | 0.73294 |  |  |  |  | 64 | 0.095159
1320 | BSP 1 | 1 | West | YES | 0.18432 | 25.5 | 2.9 | 25.8 | 0 | 1 | Cogen | 1 | 0.2006 | 0 | 0 | 0 | 0 |  |  | 0.2006 | 0 | 0.6411 | 0.73294 |  |  |  |  | 65 | 0.094244
11147 | NOTREES_1G | 1 | West | YES | 0.18371 | 29.8 | 0 | 149 | 0 | 1.017 | Wind | 1 | 0.2 | 0 | 149 | 27.3735 | 149 |  |  | 0.2 | 29.7995 | 0.65338 | 0.74418 |  |  |  |  | 66 | 0.093265
7038 | L_DELAWA1_1Y | 2 | West | YES | 0.18348 | 3 | 0 | 30 | 0 | 1 | Wind | 1 | 0.19976 | 0 | 30 | 5.5044 | 30 |  |  | 0.19976 | 5.9929 | 0.65586 | 0.74644 |  |  |  |  | 67 | 0.091844
7038 | L_DELAWA1_1Y | 1 | West | YES | 0.18348 | 3.5 | 0 | 35 | 0 | 1 | Wind | 1 | 0.19976 | 0 | 35 | 6.4218 | 35 |  |  | 0.19976 | 6.9917 | 0.65874 | 0.74908 |  |  |  |  | 68 | 0.091844
1002 | PBCTAGE_1G | A | West | YES | 0.18336 | 64 | 64 | 66 | 0 | 1.036 | GGT | 1 | 0.19964 | 66 | 66 | 12.1018 | 66 |  |  | 0.19964 | 13.1764 | 0.66418 | 0.75405 |  |  |  |  | 69 | 0.090799
1003 | PBCTBGE_2G | B | West | YES | 0.18336 | 65 | 65 | 66 | 0 | 1.036 | GGT | 1 | 0.19964 | 66 | 66 | 12.1018 | 66 |  |  | 0.19964 | 13.1764 | 0.66962 | 0.75902 |  |  |  |  | 70 | 0.090586
1004 | PBCTCGE_3G | C | West | YES | 0.18336 | 62 | 62 | 67 | 0 | 1.036 | GGT | 1 | 0.19964 | 67 | 67 | 12.2852 | 67 |  |  | 0.19964 | 13.3761 | 0.67515 | 0.76406 |  |  |  |  | 71 | 0.090337
1005 | PBCTDGE_4G | D | West | YES | 0.18336 | 65 | 65 | 68 | 0 | 1.036 | GGT | 1 | 0.19964 | 68 | 68 | 12.4685 | 68 |  |  | 0.19964 | 13.5757 | 0.68075 | 0.76918 |  |  |  |  | 72 | 0.089865
1006 | PBCTEGE_5G | E | West | YES | 0.18336 | 65 | 65 | 67 | 0 | 1.036 | GGT | 1 | 0.19964 | 67 | 67 | 12.2852 | 67 |  |  | 0.19964 | 13.3761 | 0.68628 | 0.77423 |  |  |  |  | 73 | 0.089394
1007 | PB5GEN_6G | 5 | West | YES | 0.18336 | 91.2 | 40 | 114 | 0 | 1.036 | GST | 1 | 0.19964 | 114 | 114 | 20.9032 | 114 |  |  | 0.19964 | 22.7593 | 0.69568 | 0.78281 |  |  |  |  | 74 | 0.088915
1008 | PB6GEN_7G | 6 | West | YES | 0.18336 | 515 | 130 | 515 | 0 | 1.036 | GST | 1 | 0.19964 | 515 | 515 | 94.4309 | 515 |  |  | 0.19964 | 102.8161 | 0.73813 | 0.82159 |  |  |  |  | 75 | 0.088429
1349 | WESTXWIN_1G | 1 | West | YES | 0.18113 | 1.3 | 0 | 6.6 |  | 1.014 | Wind | 1 | 0.19741 | 0 | 6.6 | 1.1955 | 6.6 |  |  | 0.19741 | 1.3029 | 0.73868 | 0.82208 |  |  |  |  | 76 | 0.08795
1350 | NWPWRG1_1G | 1 | West | YES | 0.18113 | 6.9 | 1 | 34.3 |  | 1.014 | Wind | 1 | 0.19741 | 0 | 34.3 | 6.2129 | 34.3 |  |  | 0.19741 | 6.7713 | 0.7415 | 0.82463 |  |  |  |  | 77 | 0.087135
76031 | L_GASCCR1_1N | W1 | West | YES | 0.17985 | 30 | 0 | 150 |  | 1.02 | Wind | 1 | 0.19613 | 0 | 150 | 26.9767 | 150 |  |  | 0.19613 | 29.419 | 0.75387 | 0.83573 |  |  |  |  | 78 | 0.083454
76091 | L_DIVIDE1_1N | W1 | West | YES | 0.17857 | 22.5 | 0 | 112.5 |  | 1.02 | Wind | 1 | 0.19485 | 0 | 112.5 | 20.089 | 112.5 |  |  | 0.19485 | 21.9207 | 0.76315 | 0.84399 |  |  |  |  | 79 | 0.083401
76095 | L_CAPRSI1_1N | W1 | West | YES | 0.17857 | 29.9 | 0 | 149.5 | 0 | 1.02 | Wind | 1 | 0.19485 | 0 | 149.5 | 26.6961 | 149.5 |  |  | 0.19485 | 29.1302 | 0.77547 | 0.85498 |  |  |  |  | 80 | 0.083127
76096 | L_CAPRSI1_2N | W1 | West | YES | 0.17857 | 37.2 | 0 | 186 | 0 | 1.02 | Wind | 1 | 0.19485 | 0 | 186 | 33.2138 | 186 |  |  | 0.19485 | 36.2423 | 0.7908 | 0.86865 |  |  |  |  | 81 | 0.081856
76097 | L_CAPRGE1_1N | W1 | West | YES | 0.17857 | 42.9 | 0 | 214.5 | 0 | 1.02 | Wind | 1 | 0.19485 | 0 | 214.5 | 38.3031 | 214.5 |  |  | 0.19485 | 41.7955 | 0.80849 | 0.88441 |  |  |  |  | 82 | 0.080848
60007 | KING_SW1A | 1 | West | YES | 0.17422 | 20 | 0 | 80 |  | 1.03 | Wind | 1 | 0.1905 | 0 | 80 | 13.9374 | 80 |  |  | 0.1905 | 15.24 | 0.81508 | 0.89016 |  |  |  |  | 83 | 0.07951
60019 | KING_NW1A | 1 | West | YES | 0.17422 | 20 | 0 | 80 |  | 1.03 | Wind | 1 | 0.1905 | 0 | 80 | 13.9374 | 80 |  |  | 0.1905 | 15.24 | 0.82168 | 0.89591 |  |  |  |  | 84 | 0.077844
60201 | RIO DRCS | F | West | YES | 0.17385 | 0 | 0 | 0 | 0 | 1.025 | AVR | 1 | 0.19013 | 0 | 0 | 0 | 0 |  |  | 0.19013 | 0 | 0.82168 | 0.89591 |  |  |  |  | 85 | 0.075923
6016 | SWMESA | 1 | West | YES | 0.17367 | 18.8 | 0 | 75 |  | 1.03 | Wind | 1 | 0.18995 | 0 | 75 | 13.025 | 75 |  |  | 0.18995 | 14.2462 | 0.82786 | 0.90128 |  |  |  |  | 86 | 0.075075
60003 | KING_NE1A | 1 | West | YES | 0.17367 | 20 | 0 | 80 |  | 1.03 | Wind | 1 | 0.18995 | 0 | 80 | 13.8934 | 80 |  |  | 0.18995 | 15.1959 | 0.83446 | 0.90701 |  |  |  |  | 87 | 0.074228
60005 | KING_SE1A | 1 | West | YES | 0.17367 | 10 | 0 | 40 |  | 1.035 | Wind | 1 | 0.18995 | 0 | 40 | 6.9467 | 40 |  |  | 0.18995 | 7.598 | 0.83775 | 0.90988 |  |  |  |  | 88 | 0.074228
60016 | WOODWRD11A | 1 | West | YES | 0.17357 | 20 | 0 | 80 |  | 1.033 | Wind | 1 | 0.18985 | 0 | 80 | 13.8857 | 80 |  |  | 0.18985 | 15.1882 | 0.84435 | 0.9156 |  |  |  |  | 89 | 0.073417
38332 | TNWDWRDU2_8 | 1 | West | YES | 0.17355 | 20 | 0 | 80 | 0 | 1.0232 | Wind | 1 | 0.18983 | 0 | 80 | 13.8841 | 80 |  |  | 0.18983 | 15.1866 | 0.85095 | 0.92133 |  |  |  |  | 90 | 0.072553
38437 | TNSRBNMESA9 | 1 | West | YES | 0.17346 | 37.5 | 0 | 150 | 0 | 1.02 | Wind | 1 | 0.18974 | 0 | 150 | 26.0191 | 150 |  |  | 0.18974 | 28.4614 | 0.86331 | 0.93207 |  |  |  |  | 91 | 0.072121
60017 | ORNNWP1 | 1 | West | YES | 0.17046 | 20 | 0 | 80 |  | 1.027 | Wind | 1 | 0.18674 | 0 | 80 | 13.6368 | 80 |  |  | 0.18674 | 14.9394 | 0.86991 | 0.9377 |  |  |  |  | 92 | 0.071254
60000 | DSKY2 | 1 | West | YES | 0.16948 | 19.1 | 0 | 76.5 |  | 1.039 | Wind | 1 | 0.18577 | 0 | 76.5 | 12.9655 | 76.5 |  |  | 0.18577 | 14.2111 | 0.87621 | 0.94306 |  |  |  |  | 93 | 0.070386
60018 | DSKY1 | 1 | West | YES | 0.16945 | 21 | 0 | 84 | 0 | 1.023 | Wind | 1 | 0.18573 | 0 | 84 | 14.2335 | 84 |  |  | 0.18573 | 15.6012 | 0.88314 | 0.94894 |  |  |  |  | 94 | 0.068753
11056 | ROSCOE_1G | 1 | West | YES | 0.15695 | 41.8 | 0 | 209 |  | 1 | Wind | 1 | 0.17323 | 0 | 209 | 32.8021 | 209 |  |  | 0.17323 | 36.205 | 0.90037 | 0.9626 |  |  |  |  | 95 | 0.067792
11057 | CHAMPION_1G | 1 | West | YES | 0.15695 | 25.3 | 0 | 126.5 |  | 1 | Wind | 1 | 0.17323 | 0 | 126.5 | 19.8539 | 126.5 |  |  | 0.17323 | 21.9136 | 0.9108 | 0.97086 |  |  |  |  | 96 | 0.066845
11058 | PYRON_1G | 1 | West | YES | 0.15695 | 49.8 | 0 | 249 |  | 1 | Wind | 1 | 0.17323 | 0 | 249 | 39.0801 | 249 |  |  | 0.17323 | 43.1342 | 0.93133 | 0.98713 |  |  |  |  | 97 | 0.065804
11059 | INADALE_1G | 1 | West | YES | 0.15695 | 39.4 | 0 | 197 |  | 1 | Wind | 1 | 0.17323 | 0 | 197 | 30.9188 | 197 |  |  | 0.17323 | 34.1263 | 0.94757 | 1 |  |  |  |  | 98 | 0.062228
60202 | FRNDDRCS | F | West | YES | 0.15397 | 0 | 0 | 0 | 0 | 0.9985 | AVR | 1 | 0.17025 | 0 | 0 | 0 | 0 |  |  | 0.17025 | 0 | 0.94757 | 1 |  |  |  |  | 99 | 0.060064
1437 | MESQUITW_1G | 1 | North | YES | 0.24113 | 40 | 0 | 400 | 0 | 1.023 | Wind | -1 | -0.026723 | 0 | 400 |  |  | 0 | 0 | 0.026723 | 0 | 0.98054 | 1 |  |  |  |  | 100 | 0.055803
1438 | MESQUITW_2G | 1 | North | YES | 0.24101 | 23.6 | 0 | 236 |  | 1.017 | Wind | -1 | -0.026603 | 0 | 236 |  |  | 0 | 0 | 0.026603 | 0 | 1 | 1 |  |  |  |  | 101 | 0.052433
1442 | COKFIELD_5 | 1 | North | YES | 0.24101 | 16.5 | 0 | 165 |  | 1.029 | Wind | -1 | -0.026603 | 0 | 165 |  |  | 0 | 0 | 0.026603 | 0 | 1.0136 | 1 |  |  |  |  | 102 | 0.052433
8032 | AMISTADHYD1 | 1 | South | YES | 0.054804 | 33 | 13 | 33 | 0 | 1.03 | Hydro | -1 | 0.15961 | 0 | 0 |  |  |  |  | -0.15961 | 0 | [6 empty] | 103 | 0.019456
8033 | AMISTADHYD2 | 2 | South | YES | 0.054804 | 25 | 13 | 25 | 0 | 1.03 | Hydro | -1 | 0.15961 | 0 | 0 |  |  |  |  | -0.15961 | 0 | [6 empty] | 104 | 0
88253 | HAMILTON | F | South | YES | 0.054804 | 0 | 0 | 0 | 0 | 1.04 | BLT | -1 | 0.15961 | 0 | 0 |  |  |  |  | -0.15961 | 0 | [6 empty] | 105 | -0.013603
8262 | ELPS | 1 | South | YES | 0.040105 | 6 | 6 | 6 | 0 | 1.15 | Hydro | -1 | 0.17431 | 0 | 0 |  |  |  |  | -0.17431 | 0 | [6 empty] | 106 | 0
1643 | SLSTR1PP_1G | 1 | North | YES | 0.023338 | 6 | 0 | 60 | 0 | 1.022 | Wind | -1 | 0.19107 | 0 | 60 |  |  | 0 | 0 | -0.19107 | 0 | [6 empty] | 107 | 0
7026 | L_INKSDA1_1Y | 1 | South | YES | 0.011225 | 0 | 0 | 13.7 |  | 1 | Hydro | -1 | 0.20319 | 0 | 0 |  |  |  |  | -0.20319 | 0 | [6 empty] | 108 | 0
58909 | PEARSALLSCG1 | 2 | South | YES | 0.009631 | 0 | 0 | 8.4 |  | 1.027 | Diesel | -1 | 0.20478 | 8.4 | 8.4 |  |  |  |  | -0.20478 | -1.7201 | [6 empty] | 109 | 0
58909 | PEARSALLSCG1 | 5 | South | YES | 0.009631 | 0 | 0 | 8.4 |  | 1.027 | Diesel | -1 | 0.20478 | 8.4 | 8.4 |  |  |  |  | -0.20478 | -1.7201 | [6 empty] | 110 | 0
58909 | PEARSALLSCG1 | 1 | South | YES | 0.009631 | 0 | 0 | 8.4 |  | 1.027 | Diesel | -1 | 0.20478 | 8.4 | 8.4 |  |  |  |  | -0.20478 | -1.7201 | [6 empty] | 111 | 0
58909 | PEARSALLSCG1 | 4 | South | YES | 0.009631 | 0 | 0 | 8.4 |  | 1.027 | Diesel | -1 | 0.20478 | 8.4 | 8.4 |  |  |  |  | -0.20478 | -1.7201 | [6 empty] | 112 | 0
58909 | PEARSALLSCG1 | 3 | South | YES | 0.009631 | 0 | 0 | 8.4 |  | 1.027 | Diesel | -1 | 0.20478 | 8.4 | 8.4 |  |  |  |  | -0.20478 | -1.7201 | [6 empty] | 113 | 0
58909 | PEARSALLSCG1 | 6 | South | YES | 0.009631 | 0 | 0 | 8.4 |  | 1.027 | Diesel | -1 | 0.20478 | 8.4 | 8.4 |  |  |  |  | -0.20478 | -1.7201 | [6 empty] | 114 | 0
58919 | PEARSALLSCG2 | 4 | South | YES | 0.009631 | 0 | 0 | 8.4 |  | 1.027 | Diesel | -1 | 0.20478 | 8.4 | 8.4 |  |  |  |  | -0.20478 | -1.7201 | [6 empty] | 115 | 0
58919 | PEARSALLSCG2 | 3 | South | YES | 0.009631 | 0 | 0 | 8.4 |  | 1.027 | Diesel | -1 | 0.20478 | 8.4 | 8.4 |  |  |  |  | -0.20478 | -1.7201 | [6 empty] | 116 | 0
58919 | PEARSALLSCG2 | 1 | South | YES | 0.009631 | 0 | 0 | 8.4 |  | 1.027 | Diesel | -1 | 0.20478 | 8.4 | 8.4 |  |  |  |  | -0.20478 | -1.7201 | [6 empty] | 117 | 0
58919 | PEARSALLSCG2 | 6 | South | YES | 0.009631 | 0 | 0 | 8.4 |  | 1.027 | Diesel | -1 | 0.20478 | 8.4 | 8.4 |  |  |  |  | -0.20478 | -1.7201 | [6 empty] | 118 | 0
58919 | PEARSALLSCG2 | 5 | South | YES | 0.009631 | 0 | 0 | 8.4 |  | 1.027 | Diesel | -1 | 0.20478 | 8.4 | 8.4 |  |  |  |  | -0.20478 | -1.7201 | [6 empty] | 119 | 0
58919 | PEARSALLSCG2 | 2 | South | YES | 0.009631 | 0 | 0 | 8.4 |  | 1.027 | Diesel | -1 | 0.20478 | 8.4 | 8.4 |  |  |  |  | -0.20478 | -1.7201 | [6 empty] | 120 | 0
58929 | PEARSALLSCG3 | 1 | South | YES | 0.009631 | 0 | 0 | 8.4 |  | 1.027 | Diesel | -1 | 0.20478 | 8.4 | 8.4 |  |  |  |  | -0.20478 | -1.7201 | [6 empty] | 121 | 0
58929 | PEARSALLSCG3 | 6 | South | YES | 0.009631 | 0 | 0 | 8.4 |  | 1.027 | Diesel | -1 | 0.20478 | 8.4 | 8.4 |  |  |  |  | -0.20478 | -1.7201 | [6 empty] | 122 | 0
58929 | PEARSALLSCG3 | 2 | South | YES | 0.009631 | 0 | 0 | 8.4 |  | 1.027 | Diesel | -1 | 0.20478 | 8.4 | 8.4 |  |  |  |  | -0.20478 | -1.7201 | [6 empty] | 123 | 0
58929 | PEARSALLSCG3 | 3 | South | YES | 0.009631 | 0 | 0 | 8.4 |  | 1.027 | Diesel | -1 | 0.20478 | 8.4 | 8.4 |  |  |  |  | -0.20478 | -1.7201 | [6 empty] | 124 | 0
58929 | PEARSALLSCG3 | 4 | South | YES | 0.009631 | 0 | 0 | 8.4 |  | 1.027 | Diesel | -1 | 0.20478 | 8.4 | 8.4 |  |  |  |  | -0.20478 | -1.7201 | [6 empty] | 125 | 0
58929 | PEARSALLSCG3 | 5 | South | YES | 0.009631 | 0 | 0 | 8.4 |  | 1.027 | Diesel | -1 | 0.20478 | 8.4 | 8.4 |  |  |  |  | -0.20478 | -1.7201 | [6 empty] | 126 | 0
58949 | PEARSALLSCG4 | 2 | South | YES | 0.009631 | 0 | 0 | 8.4 |  | 1.027 | Diesel | -1 | 0.20478 | 8.4 | 8.4 |  |  |  |  | -0.20478 | -1.7201 | [6 empty] | 127 | 0
58949 | PEARSALLSCG4 | 6 | South | YES | 0.009631 | 0 | 0 | 8.4 |  | 1.027 | Diesel | -1 | 0.20478 | 8.4 | 8.4 |  |  |  |  | -0.20478 | -1.7201 | [6 empty] | 128 | 0
58949 | PEARSALLSCG4 | 5 | South | YES | 0.009631 | 0 | 0 | 8.4 |  | 1.027 | Diesel | -1 | 0.20478 | 8.4 | 8.4 |  |  |  |  | -0.20478 | -1.7201 | [6 empty] | 129 | 0
58949 | PEARSALLSCG4 | 1 | South | YES | 0.009631 | 0 | 0 | 8.4 |  | 1.027 | Diesel | -1 | 0.20478 | 8.4 | 8.4 |  |  |  |  | -0.20478 | -1.7201 | [6 empty] | 130 | 0
58949 | PEARSALLSCG4 | 4 | South | YES | 0.009631 | 0 | 0 | 8.4 |  | 1.027 | Diesel | -1 | 0.20478 | 8.4 | 8.4 |  |  |  |  | -0.20478 | -1.7201 | [6 empty] | 131 | 0
58949 | PEARSALLSCG4 | 3 | South | YES | 0.009631 | 0 | 0 | 8.4 |  | 1.027 | Diesel | -1 | 0.20478 | 8.4 | 8.4 |  |  |  |  | -0.20478 | -1.7201 | [6 empty] | 132 | 0
80265 | LARECU40A | 4 | South | YES | 0.008031 | 80 | 0 | 100 |  | 1.039 | GGT | -1 | 0.20638 | 100 | 100 |  |  |  |  | -0.20638 | -20.6379 | [6 empty] | 133 | 0
80266 | LARECU50A | 5 | South | YES | 0.008031 | 80 | 0 | 100 |  | 1.039 | GGT | -1 | 0.20638 | 100 | 100 |  |  |  |  | -0.20638 | -20.6379 | [6 empty] | 134 | 0
80012 | LAR | F | South | YES | 0.008029 | 0 | 0 | 0 | 0 | 1.04 | DCTie | -1 | 0.20638 | 0 | 0 |  |  |  |  | -0.20638 | 0 | [6 empty] | 135 | 0
7022 | L_BUCHAN1_1Y | 1 | South | YES | 0.007958 | 0 | 0 | 18 |  | 1 | Hydro | -1 | 0.20645 | 0 | 0 |  |  |  |  | -0.20645 | 0 | [6 empty] | 136 | 0
7023 | L_BUCHAN1_2Y | 2 | South | YES | 0.007958 | 0 | 0 | 18 |  | 1 | Hydro | -1 | 0.20645 | 0 | 0 |  |  |  |  | -0.20645 | 0 | [6 empty] | 137 | 0
7024 | L_BUCHAN1_3Y | 3 | South | YES | 0.007958 | 0 | 0 | 15 |  | 1 | Hydro | -1 | 0.20645 | 0 | 0 |  |  |  |  | -0.20645 | 0 | [6 empty] | 138 | 0
7000 | L_FERGUS1_1Y | 1 | South | YES | 0.007805 | 400 | 65 | 423.3 | 0 | 1.015 | GSC | -1 | 0.20661 | 423.3 | 423.3 |  |  |  |  | -0.20661 | -87.4559 | [6 empty] | 139 | 0
5890 | PEARSALLGEN1 | 1 | South | YES | 0.007618 | 19.2 | 6 | 24 | 0 | 1.0226 | GST | -1 | 0.20679 | 24 | 24 |  |  |  |  | -0.20679 | -4.963 | [6 empty] | 140 | 0
5891 | PEARSALLGEN2 | 1 | South | YES | 0.007618 | 19.4 | 6 | 24.3 | 0 | 1.0226 | GST | -1 | 0.20679 | 24.3 | 24.3 |  |  |  |  | -0.20679 | -5.025 | [6 empty] | 141 | 0
5892 | PEARSALLGEN3 | 1 | South | YES | 0.007618 | 19.1 | 6 | 23.9 | 0 | 1.0226 | GST | -1 | 0.20679 | 23.9 | 23.9 |  |  |  |  | -0.20679 | -4.9423 | [6 empty] | 142 | 0
7035 | L_WIRTZ_1G1Y | 1 | South | YES | 0.007269 | 0 | 0 | 29 |  | 1 | Hydro | -1 | 0.20714 | 0 | 0 |  |  |  |  | -0.20714 | 0 | [6 empty] | 143 | 0
7036 | L_WIRTZ_1G2Y | 2 | South | YES | 0.007269 | 0 | 0 | 29.7 |  | 1 | Hydro | -1 | 0.20714 | 0 | 0 |  |  |  |  | -0.20714 | 0 | [6 empty] | 144 | 0
7028 | L_MARBFA1_1Y | 1 | South | YES | 0.005603 | 0 | 0 | 18 |  | 1 | Hydro | -1 | 0.20881 | 0 | 0 |  |  |  |  | -0.20881 | 0 | [6 empty] | 145 | 0
7029 | L_MARBFA1_2Y | 2 | South | YES | 0.005603 | 0 | 0 | 18 |  | 1 | Hydro | -1 | 0.20881 | 0 | 0 |  |  |  |  | -0.20881 | 0 | [6 empty] | 146 | 0
88299 | ZAPATA | F | South | YES | 0.004901 | 0 | 0 | 0 | 0 | 1.02 | BLT | -1 | 0.20951 | 0 | 0 |  |  |  |  | -0.20951 | 0 | [6 empty] | 147 | 0
5728 | FALCONHYDRO2 | 2 | South | YES | 0.002781 | 12 | 0 | 12 | 0 | 1.0234 | Hydro | -1 | 0.21163 | 0 | 0 |  |  |  |  | -0.21163 | 0 | [6 empty] | 148 | 0
5729 | FALCONHYDRO3 | 3 | South | YES | 0.002781 | 11 | 0 | 11 | 0 | 1.0234 | Hydro | -1 | 0.21163 | 0 | 0 |  |  |  |  | -0.21163 | 0 | [6 empty] | 149 | 0
8048 | FALCONHYDRO1 | 1 | South | YES | 0.002781 | 12 | 0 | 12 | 0 | 1.0234 | Hydro | -1 | 0.21163 | 0 | 0 |  |  |  |  | -0.21163 | 0 | [6 empty] | 150 | 0
88508 | FALFURRI | F | South | YES | 0.002441 | 0 | 0 | 0 | 0 | 1 | AVR | -1 | 0.21197 | 0 | 0 |  |  |  |  | -0.21197 | 0 | [6 empty] | 151 | 0
5264 | LEON_LCP3G3 | 3 | South | YES | 0.001142 | 0 | 20 | 58 |  | 1.0197 | GST | -1 | 0.21327 | 58 | 58 |  |  |  |  | -0.21327 | -12.3696 | [6 empty] | 152 | 0
5265 | LEON_LCP4G4 | 4 | South | YES | 0.001142 | 89 | 25 | 89 | 0 | 1.0197 | GST | -1 | 0.21327 | 89 | 89 |  |  |  |  | -0.21327 | -18.9809 | [6 empty] | 153 | 0
5266 | LEON_LCPCT1 | 1 | South | YES | 0.001142 | 44 | 24 | 44 | 0 | 1.0197 | GGT | -1 | 0.21327 | 44 | 44 |  |  |  |  | -0.21327 | -9.3838 | [6 empty] | 154 | 0
5267 | LEON_LCPCT2 | 2 | South | YES | 0.001142 | 44 | 24 | 44 | 0 | 1.0197 | GGT | -1 | 0.21327 | 44 | 44 |  |  |  |  | -0.21327 | -9.3838 | [6 empty] | 155 | 0
5268 | LEON_LCPCT3 | 3 | South | YES | 0.001142 | 43 | 24 | 43 | 0 | 1.0197 | GGT | -1 | 0.21327 | 43 | 43 |  |  |  |  | -0.21327 | -9.1705 | [6 empty] | 156 | 0
5269 | LEON_LCPCT4 | 4 | South | YES | 0.001142 | 45 | 24 | 45 | 0 | 1.0197 | GGT | -1 | 0.21327 | 45 | 45 |  |  |  |  | -0.21327 | -9.5971 | [6 empty] | 157 | 0
7031 | L_MARSFO1G1Y | 1 | South | YES | 0.001048 | 0 | 0 | 36 |  | 1 | Hydro | -1 | 0.21336 | 0 | 0 |  |  |  |  | -0.21336 | 0 | [6 empty] | 158 | 0
7032 | L_MARSFO1G2Y | 2 | South | YES | 0.001048 | 0 | 0 | 35 |  | 1 | Hydro | -1 | 0.21336 | 0 | 0 |  |  |  |  | -0.21336 | 0 | [6 empty] | 159 | 0
7033 | L_MARSFO1G3Y | 3 | South | YES | 0.001048 | 0 | 0 | 36 |  | 1 | Hydro | -1 | 0.21336 | 0 | 0 |  |  |  |  | -0.21336 | 0 | [6 empty] | 160 | 0
5028 | BRAUNIG_VHB3 | 3 | South | YES | 0.000796 | 407 | 60 | 407 | 0 | 1.0138 | GST | -1 | 0.21361 | 407 | 407 |  |  |  |  | -0.21361 | -86.9409 | [6 empty] | 161 | 0
5026 | BRAUNIG_VHB1 | 1 | South | YES | 0.000688 | 215 | 40 | 215 | 0 | 1.0192 | GST | -1 | 0.21372 | 215 | 215 |  |  |  |  | -0.21372 | -45.9503 | [6 empty] | 162 | 0
5027 | BRAUNIG_VHB2 | 2 | South | YES | 0.000688 | 216 | 40 | 216 | 0 | 1.0192 | GST | -1 | 0.21372 | 216 | 216 |  |  |  |  | -0.21372 | -46.164 | [6 empty] | 163 | 0
5396 | CALAVER_OWS1 | 1 | South | YES | 0.000683 | 418 | 80 | 418 | 0 | 1.0192 | GST | -1 | 0.21373 | 418 | 418 |  |  |  |  | -0.21373 | -89.3379 | [6 empty] | 164 | 0
5397 | CALAVER_OWS2 | 2 | South | YES | 0.000683 | 400 | 80 | 400 | 0 | 1.0192 | GST | -1 | 0.21373 | 400 | 400 |  |  |  |  | -0.21373 | -85.4908 | [6 empty] | 165 | 0
5111 | CALAVER_JTD1 | 1 | South | YES | 0.000619 | 430 | 80 | 430 | 0 | 1.0138 | LIGCO | -1 | 0.21379 | 0 | 430 |  |  |  |  | -0.21379 | 0 | [6 empty] | 166 | 0
5112 | CALAVER_JTD2 | 2 | South | YES | 0.000619 | 430 | 80 | 430 | 0 | 1.0138 | LIGCO | -1 | 0.21379 | 0 | 430 |  |  |  |  | -0.21379 | 0 | [6 empty] | 167 | 0
8933 | FGNTS001 | 1 | South | YES | 0.000564 | 146.5 | 0 | 146.5 | 0 | 1.03 | CC | -1 | 0.21385 | 146.5 | 146.5 |  |  |  |  | -0.21385 | -31.3285 | [6 empty] | 168 | 0
8934 | FGNTS101 | 2 | South | YES | 0.000564 | 147.9 | 0 | 147.9 | 0 | 1.03 | CC | -1 | 0.21385 | 147.9 | 147.9 |  |  |  |  | -0.21385 | -31.6278 | [6 empty] | 169 | 0
8935 | FGNTS201 | 3 | South | YES | 0.000564 | 173 | 0 | 173 | 0 | 1.03 | CC | -1 | 0.21385 | 173 | 173 |  |  |  |  | -0.21385 | -36.9954 | [6 empty] | 170 | 0
88198 | BEEVILLE | F | South | YES | 0.000563 | 0 | 0 | 0 | 0 | 1.02 | AVR | -1 | 0.21385 | 0 | 0 |  |  |  |  | -0.21385 | 0 | [6 empty] | 171 | 0
5436 | TUTTL_WBT1G1 | 1 | South | YES | 0.000389 | 48.8 | 20 | 61 | 0 | 1.012 | GST | -1 | 0.21402 | 61 | 61 |  |  |  |  | -0.21402 | -13.0553 | [6 empty] | 172 | 0
5438 | TUTTL_WBT3G3 | 3 | South | YES | 0.000389 | 95 | 25 | 95 | 0 | 1.012 | GST | -1 | 0.21402 | 95 | 95 |  |  |  |  | -0.21402 | -20.332 | [6 empty] | 173 | 0
5439 | TUTTL_WBT4G4 | 4 | South | YES | 0.000389 | 151 | 40 | 151 | 0 | 1.012 | GST | -1 | 0.21402 | 151 | 151 |  |  |  |  | -0.21402 | -32.3172 | [6 empty] | 174 | 0
5903 | SANMIGUELGEN | 1 | South | YES | 0.000389 | 396.3 | 180 | 396.3 | 0 | 1.0336 | LIGCO | -1 | 0.21402 | 0 | 396.3 |  |  |  |  | -0.21402 | 0 | [6 empty] | 175 | 0
5476 | BRA_AVR1_CT1 | 1 | South | YES | 0.0003 | 155 | 90 | 155 | 0 | 1.025 | CC | -1 | 0.21411 | 155 | 155 |  |  |  |  | -0.21411 | -33.1871 | [6 empty] | 176 | 0
5477 | BRA_AVR1_ST | 1 | South | YES | 0.0003 | 174 | 138 | 174 | 0 | 1.025 | CC | -1 | 0.21411 | 174 | 174 |  |  |  |  | -0.21411 | -37.2552 | [6 empty] | 177 | 0
5478 | BRA_AVR1_CT2 | 1 | South | YES | 0.0003 | 155 | 90 | 155 | 0 | 1.025 | CC | -1 | 0.21411 | 155 | 155 |  |  |  |  | -0.21411 | -33.1871 | [6 empty] | 178 | 0
8981 | HECN1 | 1 | South | YES | 0.000191 | 144.8 | 0 | 144.8 | 0 | 1.0304 | CC | -1 | 0.21422 | 144.8 | 144.8 |  |  |  |  | -0.21422 | -31.0189 | [6 empty] | 179 | 0
8982 | HECN2 | 2 | South | YES | 0.000191 | 144.1 | 0 | 144.1 | 0 | 1.0304 | CC | -1 | 0.21422 | 144.1 | 144.1 |  |  |  |  | -0.21422 | -30.869 | [6 empty] | 180 | 0
8983 | HECN3 | 3 | South | YES | 0.000191 | 171.9 | 0 | 171.9 | 0 | 1.0304 | CC | -1 | 0.21422 | 171.9 | 171.9 |  |  |  |  | -0.21422 | -36.8243 | [6 empty] | 181 | 0
8936 | MVGN#1 | 1 | South | YES | 0.00019 | 216.6 | 0 | 216.6 | 0 | 1.0304 | CC | -1 | 0.21422 | 216.6 | 216.6 |  |  |  |  | -0.21422 | -46.4001 | [6 empty] | 182 | 0
8937 | MVGN#2 | 2 | South | YES | 0.00019 | 216.7 | 0 | 216.7 | 0 | 1.0304 | CC | -1 | 0.21422 | 216.7 | 216.7 |  |  |  |  | -0.21422 | -46.4215 | [6 empty] | 183 | 0
8938 | MVGN#3 | 3 | South | YES | 0.00019 | 250.9 | 0 | 250.9 | 0 | 1.0304 | CC | -1 | 0.21422 | 250.9 | 250.9 |  |  |  |  | -0.21422 | -53.7478 | [6 empty] | 184 | 0
5401 | CALAVER_JKS1 | 1 | South | YES | 0.000186 | 562 | 100 | 562 | 0 | 1.026 | LIGCO | -1 | 0.21422 | 0 | 562 |  |  |  |  | -0.21422 | 0 | [6 empty] | 185 | 0
5932 | SI_RAY9 | 9 | South | YES | 3.2e-05 | 32 | 32 | 38 | 0 | 1.035 | CC | -1 | 0.21438 | 38 | 38 |  |  |  |  | -0.21438 | -8.1464 | [6 empty] | 186 | 0
5933 | SI_RAY6 | 6 | South | YES | 3.2e-05 | 15.4 | 10 | 19.3 | 0 | 1.035 | GST | -1 | 0.21438 | 19.3 | 19.3 |  |  |  |  | -0.21438 | -4.1375 | [6 empty] | 187 | 0
5935 | SI_RAY10 | 10 | South | YES | 3.2e-05 | 47 | 10 | 47 | 0 | 1.03 | CC | -1 | 0.21438 | 47 | 47 |  |  |  |  | -0.21438 | -10.0758 | [6 empty] | 188 | 0
80003 | MILHWYS | F | South | YES | 3.2e-05 | 0 | 0 | 0 | 0 | 1.0168 | AVR | -1 | 0.21438 | 0 | 0 |  |  |  |  | -0.21438 | 0 | [6 empty] | 189 | 0
5934 | SI_RAY5 | 5 | South | YES | 0 | 0 | 10 | 15 |  | 1.035 | GST | -1 | 0.21441 | 15 | 15 |  |  |  |  | -0.21441 | -3.2162 | [6 empty] | 190 | 0
8139 | JOS #1 | MB | South | YES | 0 | 0 | 45 | 255 |  | 1.02 | GST | -1 | 0.21441 | 0 | 0 |  |  |  |  | -0.21441 | 0 | [6 empty] | 191 | 0
8285 | LAR #1 | MB | South | YES | 0 | 0 | 9 | 32 |  | 1.0497 | GST | -1 | 0.21441 | 0 | 0 |  |  |  |  | -0.21441 | 0 | [6 empty] | 192 | 0
8287 | LAR #2 | MB | South | YES | 0 | 0 | 9 | 32 |  | 1.04 | GST | -1 | 0.21441 | 0 | 0 |  |  |  |  | -0.21441 | 0 | [6 empty] | 193 | 0
8288 | LAR #3 | MB | South | YES | 0 | 0 | 25 | 105 |  | 1.04 | GST | -1 | 0.21441 | 0 | 0 |  |  |  |  | -0.21441 | 0 | [6 empty] | 194 | 0
8388 | BATES0A | MB | South | YES | 0 | 0 | 21 | 71 |  | 1.033 | GST | -1 | 0.21441 | 0 | 0 |  |  |  |  | -0.21441 | 0 | [6 empty] | 195 | 0
8393 | BATES0B | MB | South | YES | 0 | 0 | 25 | 110 |  | 1.03 | GST | -1 | 0.21441 | 0 | 0 |  |  |  |  | -0.21441 | 0 | [6 empty] | 196 | 0
8437 | NUECES_B0C | MB | South | YES | 0 | 0 | 7 | 30 |  | 1.03 | GST | -1 | 0.21441 | 0 | 0 |  |  |  |  | -0.21441 | 0 | [6 empty] | 197 | 0
8438 | NUECES_B0B | MB | South | YES | 0 | 0 | 26 | 169 |  | 1.03 | GST | -1 | 0.21441 | 0 | 0 |  |  |  |  | -0.21441 | 0 | [6 empty] | 198 | 0
39190 | TNSLCGN1__8 | 1 | Houston | YES | 0 | 0 | 10 | 30 |  | 1.03 | Cogen | -1 | 0.21441 | 0 | 0 |  |  |  |  | -0.21441 | 0 | [6 empty] | 199 | 0
8517 | CELANEBI0A | 1 | South | YES | -5.3e-05 | 29 | 0 | 29 | 0 | 1.02 | Cogen | -1 | 0.21446 | 0 | 0 |  |  |  |  | -0.21446 | 0 | [6 empty] | 200 | 0
80080 | GWINDT11A | 4 | South | YES | -6.7e-05 | 3.8 | 0 | 19 | 0 | 1.025 | Wind | -1 | 0.21448 | 0 | 19 |  |  |  |  | -0.21448 | 0 | [6 empty] | 201 | 0
80080 | GWINDT11A | 2 | South | YES | -6.7e-05 | 0 | 0 | 41 | 0 | 1.025 | Wind | -1 | 0.21448 | 0 | 41 |  |  |  |  | -0.21448 | 0 | [6 empty] | 202 | 0
80080 | GWINDT11A | 3 | South | YES | -6.7e-05 | 0 | 0 | 38 | 0 | 1.025 | Wind | -1 | 0.21448 | 0 | 38 |  |  |  |  | -0.21448 | 0 | [6 empty] | 203 | 0
80080 | GWINDT11A | 1 | South | YES | -6.7e-05 | 28.2 | 0 | 94 | 0 | 1.025 | Wind | -1 | 0.21448 | 0 | 94 |  |  |  |  | -0.21448 | 0 | [6 empty] | 204 | 0
80081 | GWINDT21A | 2 | South | YES | -6.7e-05 | 7.2 | 0 | 36 | 0 | 1.025 | Wind | -1 | 0.21448 | 0 | 36 |  |  |  |  | -0.21448 | 0 | [6 empty] | 205 | 0
80081 | GWINDT21A | 3 | South | YES | -6.7e-05 | 8.6 | 0 | 43 | 0 | 1.025 | Wind | -1 | 0.21448 | 0 | 43 |  |  |  |  | -0.21448 | 0 | [6 empty] | 206 | 0
80081 | GWINDT21A | 1 | South | YES | -6.7e-05 | 28.2 | 0 | 94 | 0 | 1.025 | Wind | -1 | 0.21448 | 0 | 94 |  |  |  |  | -0.21448 | 0 | [6 empty] | 207 | 0
80081 | GWINDT21A | 4 | South | YES | -6.7e-05 | 4.4 | 0 | 22 | 0 | 1.025 | Wind | -1 | 0.21448 | 0 | 22 |  |  |  |  | -0.21448 | 0 | [6 empty] | 208 | 0
80180 | PNSCALT11A | 1 | South | YES | -6.7e-05 | 43.8 | 0 | 148 | 0 | 1.025 | Wind | -1 | 0.21448 | 0 | 148 |  |  |  |  | -0.21448 | 0 | [6 empty] | 209 | 0
80180 | PNSCALT11A | 2 | South | YES | -6.7e-05 | 10 | 0 | 50 | 0 | 1.025 | Wind | -1 | 0.21448 | 0 | 50 |  |  |  |  | -0.21448 | 0 | [6 empty] | 210 | 0
80181 | PNSCALT21A | 1 | South | YES | -6.7e-05 | 16.5 | 0 | 55 | 0 | 1.025 | Wind | -1 | 0.21448 | 0 | 55 |  |  |  |  | -0.21448 | 0 | [6 empty] | 211 | 0
80181 | PNSCALT21A | 2 | South | YES | -6.7e-05 | 10 | 0 | 50 | 0 | 1.025 | Wind | -1 | 0.21448 | 0 | 50 |  |  |  |  | -0.21448 | 0 | [6 empty] | 212 | 0
7487 | L_CANYHY8_1Y | 1 | South | YES | -0.000102 | 0 | 0 | 6 |  | 1 | Hydro | -1 | 0.21451 | 0 | 0 |  |  |  |  | -0.21451 | 0 | [6 empty] | 213 | 0
8461 | KOCH_UP0A | 1 | South | YES | -0.000131 | 38 | 0 | 38 | 0 | 1.012 | Cogen | -1 | 0.21454 | 0 | 0 |  |  |  |  | -0.21454 | 0 | [6 empty] | 214 | 0
8511 | OXY_CC0A | 1 | South | YES | -0.000157 | 30.3 | 0 | 38 | 0 | 1.027 | Cogen | -1 | 0.21457 | 0 | 0 |  |  |  |  | -0.21457 | 0 | [6 empty] | 215 | 0
8506 | VAL #1 | 1 | South | YES | -0.000158 | 20.9 | 0 | 25 | 0 | 1.0055 | Cogen | -1 | 0.21457 | 0 | 0 |  |  |  |  | -0.21457 | 0 | [6 empty] | 216 | 0
8507 | VAL #2 | 2 | South | YES | -0.000158 | 20.9 | 0 | 25 | 0 | 1.0055 | Cogen | -1 | 0.21457 | 0 | 0 |  |  |  |  | -0.21457 | 0 | [6 empty] | 217 | 0
8459 | B_DAVIS0B | MB | South | YES | -0.000198 | 0 | 50 | 339 |  | 1.03 | GSC | -1 | 0.21461 | 0 | 0 |  |  |  |  | -0.21461 | 0 | [6 empty] | 218 | 0
8460 | B_DAVIS0A | MB | South | YES | -0.000198 | 0 | 50 | 340 |  | 1.03 | GSC | -1 | 0.21461 | 0 | 0 |  |  |  |  | -0.21461 | 0 | [6 empty] | 219 | 0
80263 | B_DAVIS31A | 3 | South | YES | -0.000198 | 0 | 0 | 180 |  | 1.0366 | CC | -1 | 0.21461 | 180 | 180 |  |  |  |  | -0.21461 | -38.6295 | [6 empty] | 220 | 0
80264 | B_DAVIS41A | 4 | South | YES | -0.000198 | 0 | 0 | 180 |  | 1.0366 | CC | -1 | 0.21461 | 180 | 180 |  |  |  |  | -0.21461 | -38.6295 | [6 empty] | 221 | 0
8456 | COSW#1 | 1 | South | YES | -0.000209 | 20 | 0 | 20 | 0 | 1.027 | Cogen | -1 | 0.21462 | 0 | 0 |  |  |  |  | -0.21462 | 0 | [6 empty] | 222 | 0
8457 | COSW#2 | 2 | South | YES | -0.000209 | 14 | 0 | 14 | 0 | 1.027 | Cogen | -1 | 0.21462 | 0 | 0 |  |  |  |  | -0.21462 | 0 | [6 empty] | 223 | 0
8560 | CNOPGT1 | 1 | South | YES | -0.000219 | 148.3 | 0 | 148.3 | 0 | 1.03 | Cogen | -1 | 0.21463 | 0 | 0 |  |  |  |  | -0.21463 | 0 | [6 empty] | 224 | 0
8561 | CNOPGT2 | 2 | South | YES | -0.000219 | 148.6 | 0 | 148.6 | 0 | 1.03 | Cogen | -1 | 0.21463 | 0 | 0 |  |  |  |  | -0.21463 | 0 | [6 empty] | 225 | 0
8562 | CNOPST1 | 3 | South | YES | -0.000219 | 153 | 0 | 153 | 0 | 1.03 | Cogen | -1 | 0.21463 | 0 | 0 |  |  |  |  | -0.21463 | 0 | [6 empty] | 226 | 0
8442 | NBEC7 | 7 | South | YES | -0.000221 | 0 | 81 | 367 |  | 1.0298 | GST | -1 | 0.21463 | 367 | 367 |  |  |  |  | -0.21463 | -78.7696 | [6 empty] | 227 | 0
8442 | NBEC7 | MB | South | YES | -0.000221 | 0 | 81 | 367 |  | 1.0298 | GST | -1 | 0.21463 | 0 | 0 |  |  |  |  | -0.21463 | 0 | [6 empty] | 228 | 0
7609 | L_SCHUMA8_1Y | 1 | South | YES | -0.000234 | 0 | 0 | 4 |  | 1 | Hydro | -1 | 0.21464 | 0 | 0 |  |  |  |  | -0.21464 | 0 | [6 empty] | 229 | 0
8926 | LGE_GT10A | 1 | South | YES | -0.000405 | 158 | 0 | 158 | 0 | 1.03 | Cogen | -1 | 0.21482 | 0 | 0 |  |  |  |  | -0.21482 | 0 | [6 empty] | 230 | 0
8927 | LGE_GT20A | 2 | South | YES | -0.000405 | 153 | 0 | 153 | 0 | 1.03 | Cogen | -1 | 0.21482 | 0 | 0 |  |  |  |  | -0.21482 | 0 | [6 empty] | 231 | 0
8928 | LGE_STG0A | 3 | South | YES | -0.000405 | 100 | 0 | 100 | 0 | 1.03 | Cogen | -1 | 0.21482 | 0 | 0 |  |  |  |  | -0.21482 | 0 | [6 empty] | 232 | 0
8930 | ICPGN10A | 1 | South | YES | -0.000405 | 149 | 0 | 149 | 0 | 1.03 | Cogen | -1 | 0.21482 | 0 | 0 |  |  |  |  | -0.21482 | 0 | [6 empty] | 233 | 0
8931 | ICPGN20A | 2 | South | YES | -0.000405 | 150 | 0 | 150 | 0 | 1.03 | Cogen | -1 | 0.21482 | 0 | 0 |  |  |  |  | -0.21482 | 0 | [6 empty] | 234 | 0
8932 | ICPGN30A | 3 | South | YES | -0.000405 | 127 | 0 | 127 | 0 | 1.03 | Cogen | -1 | 0.21482 | 0 | 0 |  |  |  |  | -0.21482 | 0 | [6 empty] | 235 | 0
80223 | REYSHR G | 1 | South | YES | -0.000405 | 12 | 0 | 12 | 0 | 1.032 | Cogen | -1 | 0.21482 | 0 | 0 |  |  |  |  | -0.21482 | 0 | [6 empty] | 236 | 0
8161 | COLETO0A | 1 | South | YES | -0.000423 | 633 | 200 | 633 | 0 | 1.03 | LIGCO | -1 | 0.21483 | 0 | 633 |  |  |  |  | -0.21483 | 0 | [6 empty] | 237 | 0
7800 | L_GUADGE1_1Y | 1 | South | YES | -0.000445 | 147 | 30 | 147 | 0 | 1.02 | CC | -1 | 0.21486 | 147 | 147 |  |  |  |  | -0.21486 | -31.5837 | [6 empty] | 238 | 0
7801 | L_GUADGE1_2Y | 2 | South | YES | -0.000445 | 138 | 30 | 138 | 0 | 1.02 | CC | -1 | 0.21486 | 138 | 138 |  |  |  |  | -0.21486 | -29.65 | [6 empty] | 239 | 0
7802 | L_GUADGE1_3Y | 3 | South | YES | -0.000445 | 146 | 30 | 146 | 0 | 1.02 | CC | -1 | 0.21486 | 146 | 146 |  |  |  |  | -0.21486 | -31.3688 | [6 empty] | 240 | 0
7803 | L_GUADGE1_4Y | 4 | South | YES | -0.000445 | 149 | 30 | 149 | 0 | 1.02 | CC | -1 | 0.21486 | 149 | 149 |  |  |  |  | -0.21486 | -32.0134 | [6 empty] | 241 | 0
7804 | L_GUADGE1_5Y | 5 | South | YES | -0.000445 | 182 | 30 | 182 | 0 | 1.02 | CC | -1 | 0.21486 | 182 | 182 |  |  |  |  | -0.21486 | -39.1036 | [6 empty] | 242 | 0
7805 | L_GUADGE1_6Y | 6 | South | YES | -0.000445 | 203 | 30 | 203 | 0 | 1.02 | CC | -1 | 0.21486 | 203 | 203 |  |  |  |  | -0.21486 | -43.6156 | [6 empty] | 243 | 0
7605 | L_MCQUEE9_1Y | 3 | South | YES | -0.00049 | 0 | 0 | 2.8 |  | 1.025 | Hydro | -1 | 0.2149 | 0 | 0 |  |  |  |  | -0.2149 | 0 | [6 empty] | 244 | 0
7605 | L_MCQUEE9_1Y | 2 | South | YES | -0.00049 | 0 | 0 | 2.4 |  | 1.025 | Hydro | -1 | 0.2149 | 0 | 0 |  |  |  |  | -0.2149 | 0 | [6 empty] | 245 | 0
7605 | L_MCQUEE9_1Y | 1 | South | YES | -0.00049 | 0 | 0 | 2.4 |  | 1.025 | Hydro | -1 | 0.2149 | 0 | 0 |  |  |  |  | -0.2149 | 0 | [6 empty] | 246 | 0
7810 | L_RIONOG1G1Y | 1 | South | YES | -0.000618 | 148 | 0 | 148 | 0 | 1.02 | CC | -1 | 0.21503 | 148 | 148 |  |  |  |  | -0.21503 | -31.8242 | [6 empty] | 247 | 0
7811 | L_RIONOG1G2Y | 2 | South | YES | -0.000618 | 148 | 0 | 148 | 0 | 1.02 | CC | -1 | 0.21503 | 148 | 148 |  |  |  |  | -0.21503 | -31.8242 | [6 empty] | 248 | 0
7812 | L_RIONOG1G3Y | 3 | South | YES | -0.000618 | 154 | 0 | 154 | 0 | 1.02 | CC | -1 | 0.21503 | 154 | 154 |  |  |  |  | -0.21503 | -33.1143 | [6 empty] | 249 | 0
7813 | L_RIONOG1S1Y | 4 | South | YES | -0.000618 | 293 | 0 | 293 | 0 | 1.02 | CC | -1 | 0.21503 | 293 | 293 |  |  |  |  | -0.21503 | -63.0032 | [6 empty] | 250 | 0
7624 | L_LAKEWO9_1Y | 2 | South | YES | -0.000738 | 0 | 0 | 2.4 |  | 1 | Hydro | -1 | 0.21515 | 0 | 0 |  |  |  |  | -0.21515 | 0 | [6 empty] | 251 | 0
7624 | L_LAKEWO9_1Y | 1 | South | YES | -0.000738 | 0 | 0 | 2.4 |  | 1 | Hydro | -1 | 0.21515 | 0 | 0 |  |  |  |  | -0.21515 | 0 | [6 empty] | 252 | 0
7014 | L_HAYSEN1_1Y | 1 | South | YES | -0.000787 | 223.9 | 74 | 223.9 | 0 | 1.008 | CC | -1 | 0.2152 | 223.9 | 223.9 |  |  |  |  | -0.2152 | -48.1826 | [6 empty] | 253 | 0
7015 | L_HAYSEN1_2Y | 2 | South | YES | -0.000787 | 225 | 74 | 225 | 0 | 1.008 | CC | -1 | 0.2152 | 225 | 225 |  |  |  |  | -0.2152 | -48.4194 | [6 empty] | 254 | 0
7016 | L_HAYSEN1_3Y | 3 | South | YES | -0.000787 | 224.6 | 74 | 224.6 | 0 | 1.008 | CC | -1 | 0.2152 | 224.6 | 224.6 |  |  |  |  | -0.2152 | -48.3333 | [6 empty] | 255 | 0
7017 | L_HAYSEN1_4Y | 4 | South | YES | -0.000787 | 226.7 | 74 | 226.7 | 0 | 1.008 | CC | -1 | 0.2152 | 226.7 | 226.7 |  |  |  |  | -0.2152 | -48.7852 | [6 empty] | 256 | 0
8189 | CUECPL2A | 1 | South | YES | -0.00079 | 12 | 0 | 12 | 0 | 1.02 | Cogen | -1 | 0.2152 | 0 | 0 |  |  |  |  | -0.2152 | 0 | [6 empty] | 257 | 0
5503 | RAYBURNGEN3 | 1 | South | YES | -0.000893 | 17.6 | 6 | 22 | 0 | 1.0224 | GST | -1 | 0.2153 | 22 | 22 |  |  |  |  | -0.2153 | -4.7367 | [6 empty] | 258 | 0
5505 | RAYBURNGEN1 | 1 | South | YES | -0.000893 | 0 | 1 | 11 |  | 1.0223 | GGT | -1 | 0.2153 | 11 | 11 |  |  |  |  | -0.2153 | -2.3683 | [6 empty] | 259 | 0
5506 | RAYBURNGEN2 | 1 | South | YES | -0.000893 | 0 | 1 | 11 |  | 1.0223 | GGT | -1 | 0.2153 | 11 | 11 |  |  |  |  | -0.2153 | -2.3683 | [6 empty] | 260 | 0
5508 | RAYBURNCC9 | 1 | South | YES | -0.001044 | 47.7 | 18.2 | 47.7 | 0 | 1.0296 | CC | -1 | 0.21545 | 47.7 | 47.7 |  |  |  |  | -0.21545 | -10.2772 | [6 empty] | 261 | 0
5509 | RAYBURNCC10 | 1 | South | YES | -0.001044 | 37.3 | 5.2 | 37.3 | 0 | 1.0296 | CC | -1 | 0.21545 | 37.3 | 37.3 |  |  |  |  | -0.21545 | -8.0364 | [6 empty] | 262 | 0
5511 | RAYBURNCC7 | 1 | South | YES | -0.001044 | 47.5 | 18.2 | 47.5 | 0 | 1.0296 | CC | -1 | 0.21545 | 47.5 | 47.5 |  |  |  |  | -0.21545 | -10.2341 | [6 empty] | 263 | 0
5512 | RAYBURNCC8 | 1 | South | YES | -0.001044 | 49.3 | 18.2 | 49.3 | 0 | 1.0296 | CC | -1 | 0.21545 | 49.3 | 49.3 |  |  |  |  | -0.21545 | -10.6219 | [6 empty] | 264 | 0
8173 | VICEC51A | 5 | South | YES | -0.001074 | 144 | 18 | 144 | 0 | 1.025 | CC | -1 | 0.21548 | 144 | 144 |  |  |  |  | -0.21548 | -31.0297 | [6 empty] | 265 | 0
8174 | VICEC61A | 6 | South | YES | -0.001074 | 188 | 42 | 188 | 0 | 1.025 | CC | -1 | 0.21548 | 188 | 188 |  |  |  |  | -0.21548 | -40.511 | [6 empty] | 266 | 0
7020 | L_AUSTPL1_1Y | 2 | South | YES | -0.001128 | 0 | 0 | 8 |  | 1 | Hydro | -1 | 0.21554 | 0 | 0 |  |  |  |  | -0.21554 | 0 | [6 empty] | 267 | 0
7020 | L_AUSTPL1_1Y | 1 | South | YES | -0.001128 | 0 | 0 | 8 |  | 1 | Hydro | -1 | 0.21554 | 0 | 0 |  |  |  |  | -0.21554 | 0 | [6 empty] | 268 | 0
8066 | DUP1V#1 | 1 | South | YES | -0.001152 | 52.3 | 0 | 73 | 0 | 1.01 | Cogen | -1 | 0.21556 | 0 | 0 |  |  |  |  | -0.21556 | 0 | [6 empty] | 269 | 0
80224 | VISTRONG1 | 1 | South | YES | -0.001248 | 13.1 | 0 | 15 | 0 | 1.01 | Cogen | -1 | 0.21566 | 0 | 0 |  |  |  |  | -0.21566 | 0 | [6 empty] | 270 | 0
80225 | VISTRONG2 | 2 | South | YES | -0.001248 | 20.2 | 0 | 23 | 0 | 1.01 | Cogen | -1 | 0.21566 | 0 | 0 |  |  |  |  | -0.21566 | 0 | [6 empty] | 271 | 0
80227 | AIRCO G | 1 | South | YES | -0.001265 | 7.2 | 0 | 8 | 0 | 1.0104 | Cogen | -1 | 0.21568 | 0 | 0 |  |  |  |  | -0.21568 | 0 | [6 empty] | 272 | 0
8147 | UCAR #2 | 10 | South | YES | -0.001329 | 18.2 | 0 | 28 |  | 1 | Cogen | -1 | 0.21574 | 0 | 0 |  |  |  |  | -0.21574 | 0 | [6 empty] | 273 | 0
8148 | UCAR #1 | 2 | South | YES | -0.001329 | 6.1 | 0 | 7 | 0 | 1.009 | Cogen | -1 | 0.21574 | 0 | 0 |  |  |  |  | -0.21574 | 0 | [6 empty] | 274 | 0
80137 | CSDR89 | 8 | South | YES | -0.001329 | 33.9 | 0 | 39 | 0 | 1.003 | DCTie | -1 | 0.21574 | 0 | 0 |  |  |  |  | -0.21574 | 0 | [6 empty] | 275 | 0
80137 | CSDR89 | 9 | South | YES | -0.001329 | 15 | 0 | 15 | 0 | 1.003 | DCTie | -1 | 0.21574 | 0 | 0 |  |  |  |  | -0.21574 | 0 | [6 empty] | 276 | 0
80138 | CSDR7 | 7 | South | YES | -0.001329 | 6.1 | 0 | 7 | 0 | 1.014 | DCTie | -1 | 0.21574 | 0 | 0 |  |  |  |  | -0.21574 | 0 | [6 empty] | 277 | 0
80139 | CSDR56 | 6 | South | YES | -0.001329 | 0 | 0 | 39 |  | 1.0033 | DCTie | -1 | 0.21574 | 0 | 0 |  |  |  |  | -0.21574 | 0 | [6 empty] | 278 | 0
80139 | CSDR56 | 5 | South | YES | -0.001329 | 15 | 0 | 15 |  | 1.0033 | DCTie | -1 | 0.21574 | 0 | 0 |  |  |  |  | -0.21574 | 0 | [6 empty] | 279 | 0
80140 | CSDR11 | 11 | South | YES | -0.001329 | 33.9 | 0 | 39 | 0 | 1.03 | DCTie | -1 | 0.21574 | 0 | 0 |  |  |  |  | -0.21574 | 0 | [6 empty] | 280 | 0
9016 | SANDH_G1 | 1 | South | YES | -0.00136 | 45 | 2 | 49 | 0 | 1.0175 | GGT | -1 | 0.21577 | 49 | 49 |  |  |  |  | -0.21577 | -10.5727 | [6 empty] | 281 | 0
9017 | SANDH_G2 | 2 | South | YES | -0.00136 | 45 | 2 | 46 | 0 | 1.0175 | GGT | -1 | 0.21577 | 46 | 46 |  |  |  |  | -0.21577 | -9.9254 | [6 empty] | 282 | 0
9018 | SANDH_G3 | 3 | South | YES | -0.00136 | 45 | 2 | 46 | 0 | 1.0175 | GGT | -1 | 0.21577 | 46 | 46 |  |  |  |  | -0.21577 | -9.9254 | [6 empty] | 283 | 0
9019 | SANDH_G4 | 4 | South | YES | -0.00136 | 0 | 2 | 47 |  | 1.0175 | GGT | -1 | 0.21577 | 47 | 47 |  |  |  |  | -0.21577 | -10.1412 | [6 empty] | 284 | 0
9020 | SANDHG5A | 5A | South | YES | -0.00136 | 150 | 84 | 155 | 0 | 1.0175 | CC | -1 | 0.21577 | 155 | 155 |  |  |  |  | -0.21577 | -33.4444 | [6 empty] | 285 | 0
9021 | SANDHG5C | 5C | South | YES | -0.00136 | 140 | 0 | 148 | 0 | 1.0175 | CC | -1 | 0.21577 | 148 | 148 |  |  |  |  | -0.21577 | -31.934 | [6 empty] | 286 | 0
9000 | DECKR_G1 | 1 | South | YES | -0.001362 | 280 | 50 | 321 | 0 | 1.015 | GST | -1 | 0.21577 | 321 | 321 |  |  |  |  | -0.21577 | -69.2628 | [6 empty] | 287 | 0
9001 | DECKR_G2 | 2 | South | YES | -0.001362 | 400 | 50 | 426 | 0 | 1.015 | GST | -1 | 0.21577 | 426 | 426 |  |  |  |  | -0.21577 | -91.9189 | [6 empty] | 288 | 0
9002 | DECKR_G3 | 3 | South | YES | -0.001521 | 0 | 24 | 42 |  | 1.015 | GGT | -1 | 0.21593 | 42 | 42 |  |  |  |  | -0.21593 | -9.0691 | [6 empty] | 289 | 0
9003 | DECKR_G4 | 4 | South | YES | -0.001521 | 44 | 24 | 44 | 0 | 1.015 | GGT | -1 | 0.21593 | 44 | 44 |  |  |  |  | -0.21593 | -9.501 | [6 empty] | 290 | 0
9004 | DECKR_G5 | 5 | South | YES | -0.001521 | 44 | 24 | 44 | 0 | 1.015 | GGT | -1 | 0.21593 | 44 | 44 |  |  |  |  | -0.21593 | -9.501 | [6 empty] | 291 | 0
9005 | DECKR_G6 | 6 | South | YES | -0.001521 | 44 | 24 | 47 | 0 | 1.015 | GGT | -1 | 0.21593 | 47 | 47 |  |  |  |  | -0.21593 | -10.1488 | [6 empty] | 292 | 0
80226 | ALCOA G | 1 | South | YES | -0.00163 | 32.3 | 5 | 48 | 0 | 1.015 | Cogen | -1 | 0.21604 | 0 | 0 |  |  |  |  | -0.21604 | 0 | [6 empty] | 293 | 0
8134 | FOR #1 | 1 | South | YES | -0.00171 | 54.1 | 45 | 79 | 0 | 1 | Cogen | -1 | 0.21612 | 0 | 0 |  |  |  |  | -0.21612 | 0 | [6 empty] | 294 | 0
8138 | FOR #2 | 2 | South | YES | -0.00171 | 63.1 | 45 | 81 | 0 | 1 | Cogen | -1 | 0.21612 | 0 | 0 |  |  |  |  | -0.21612 | 0 | [6 empty] | 295 | 0
8153 | FOR #3 | 3 | South | YES | -0.00171 | 63.1 | 45 | 79.9 | 0 | 1 | Cogen | -1 | 0.21612 | 0 | 0 |  |  |  |  | -0.21612 | 0 | [6 empty] | 296 | 0
8154 | FOR #4 | 4 | South | YES | -0.00171 | 63.1 | 60 | 80 | 0 | 1 | Cogen | -1 | 0.21612 | 0 | 0 |  |  |  |  | -0.21612 | 0 | [6 empty] | 297 | 0
8155 | FOR #5 | 5 | South | YES | -0.00171 | 63.1 | 60 | 78.4 | 0 | 1 | Cogen | -1 | 0.21612 | 0 | 0 |  |  |  |  | -0.21612 | 0 | [6 empty] | 298 | 0
8156 | FOR #6 | 6 | South | YES | -0.00171 | 24.9 | 5 | 25 | 0 | 1 | Cogen | -1 | 0.21612 | 0 | 0 |  |  |  |  | -0.21612 | 0 | [6 empty] | 299 | 0
8157 | FOR #7 | 7 | South | YES | -0.00171 | 28.8 | 5 | 46 | 0 | 1 | Cogen | -1 | 0.21612 | 0 | 0 |  |  |  |  | -0.21612 | 0 | [6 empty] | 300 | 0
80051 | FOR #8 | 8 | South | YES | -0.00171 | 28 | 28 | 28 |  | 1 | Cogen | -1 | 0.21612 | 0 | 0 |  |  |  |  | -0.21612 | 0 | [6 empty] | 301 | 0
80052 | FOR #9 | 9 | South | YES | -0.00171 | 29.7 | 5 | 43.6 | 0 | 1 | Cogen | -1 | 0.21612 | 0 | 0 |  |  |  |  | -0.21612 | 0 | [6 empty] | 302 | 0
80053 | FOR #10 | 10 | South | YES | -0.00171 | 68.4 | 45 | 75 | 0 | 1 | Cogen | -1 | 0.21612 | 0 | 0 |  |  |  |  | -0.21612 | 0 | [6 empty] | 303 | 0
7004 | L_SIMGID1_1Y | 1 | South | YES | -0.001937 | 132 | 40 | 132 | 0 | 1.02 | GST | -1 | 0.21635 | 132 | 132 |  |  |  |  | -0.21635 | -28.5578 | [6 empty] | 304 | 0
7005 | L_SIMGID1_2Y | 2 | South | YES | -0.001937 | 133 | 32 | 139 | 0 | 1.02 | GST | -1 | 0.21635 | 139 | 139 |  |  |  |  | -0.21635 | -30.0722 | [6 empty] | 305 | 0
7006 | L_SIMGID1_3Y | 3 | South | YES | -0.001937 | 324.9 | 60 | 329 | 0 | 1.02 | GST | -1 | 0.21635 | 329 | 329 |  |  |  |  | -0.21635 | -71.1782 | [6 empty] | 306 | 0
7807 | L_BASTEN1_1Y | 1 | South | YES | -0.002339 | 152.5 | 83.5 | 152.5 | 0 | 1.004 | CC | -1 | 0.21675 | 152.5 | 152.5 |  |  |  |  | -0.21675 | -33.0542 | [6 empty] | 307 | 0
7808 | L_BASTEN1_2Y | 1 | South | YES | -0.002339 | 149.5 | 83.5 | 149.5 | 0 | 1.004 | CC | -1 | 0.21675 | 149.5 | 149.5 |  |  |  |  | -0.21675 | -32.404 | [6 empty] | 308 | 0
7809 | L_BASTEN1_3Y | 1 | South | YES | -0.002339 | 232.6 | 42 | 232.6 | 0 | 1.004 | CC | -1 | 0.21675 | 232.6 | 232.6 |  |  |  |  | -0.21675 | -50.4158 | [6 empty] | 309 | 0
7303 | L_WPPGS12_1Y | 2 | South | YES | -0.002405 | 50 | 0 | 50 | 0 | 1.025 | GGT | -1 | 0.21682 | 50 | 50 |  |  |  |  | -0.21682 | -10.8408 | [6 empty] | 310 | 0
7303 | L_WPPGS12_1Y | 1 | South | YES | -0.002405 | 50 | 0 | 50 | 0 | 1.025 | GGT | -1 | 0.21682 | 50 | 50 |  |  |  |  | -0.21682 | -10.8408 | [6 empty] | 311 | 0
7305 | L_WPPGS34_1Y | 3 | South | YES | -0.002405 | 50 | 0 | 50 | 0 | 1.025 | GGT | -1 | 0.21682 | 50 | 50 |  |  |  |  | -0.21682 | -10.8408 | [6 empty] | 312 | 0
7305 | L_WPPGS34_1Y | 4 | South | YES | -0.002405 | 50 | 0 | 50 | 0 | 1.025 | GGT | -1 | 0.21682 | 50 | 50 |  |  |  |  | -0.21682 | -10.8408 | [6 empty] | 313 | 0
7007 | L_LOSTPI1_1Y | 1 | South | YES | -0.002744 | 158.6 | 110 | 158 | 0 | 1 | CC | -1 | 0.21715 | 158 | 158 |  |  |  |  | -0.21715 | -34.3103 | [6 empty] | 314 | 0
7008 | L_LOSTPI1_2Y | 2 | South | YES | -0.002744 | 157.7 | 107 | 160 | 0 | 1 | CC | -1 | 0.21715 | 160 | 160 |  |  |  |  | -0.21715 | -34.7447 | [6 empty] | 315 | 0
7009 | L_LOSTPI1_3Y | 3 | South | YES | -0.002744 | 173.9 | 72 | 175 | 0 | 1 | CC | -1 | 0.21715 | 175 | 175 |  |  |  |  | -0.21715 | -38.002 | [6 empty] | 316 | 0
7012 | L_FPPYD21_3Y | 3 | South | YES | -0.002781 | 427.5 | 200 | 436 | 0 | 1.02 | LIGCO | -1 | 0.21719 | 0 | 436 |  |  |  |  | -0.21719 | 0 | [6 empty] | 317 | 0
7010 | L_FPPYD11_1Y | 1 | South | YES | -0.002782 | 547.4 | 200 | 606 | 0 | 1.02 | LIGCO | -1 | 0.21719 | 0 | 606 |  |  |  |  | -0.21719 | 0 | [6 empty] | 318 | 0
7011 | L_FPPYD11_2Y | 2 | South | YES | -0.002782 | 552.2 | 200 | 598 | 0 | 1.02 | LIGCO | -1 | 0.21719 | 0 | 598 |  |  |  |  | -0.21719 | 0 | [6 empty] | 319 | 0
3432 | SANDOW_4G | 4 | South | YES | -0.004066 | 580 | 225 | 580 |  | 1.029 | LIGCO | -1 | 0.21848 | 0 | 580 |  |  |  |  | -0.21848 | 0 | [6 empty] | 320 | 0
5911 | STP_GN1___1 | 1 | Houston | YES | -0.004402 | 1333 | 1249 | 1333 | 0 | 1.0406 | Nuc | -1 | 0.21881 | 0 | 0 |  |  |  |  | -0.21881 | 0 | [6 empty] | 321 | 0
5912 | STP_GN2___2 | 2 | Houston | YES | -0.004402 | 1332 | 1249 | 1332 | 0 | 1.0406 | Nuc | -1 | 0.21881 | 0 | 0 |  |  |  |  | -0.21881 | 0 | [6 empty] | 322 | 0
48731 | CBE_GT1 | 1 | Houston | YES | -0.00451 | 76 | 0 | 76 | 0 | 1.029 | CC | -1 | 0.21892 | 76 | 76 |  |  |  |  | -0.21892 | -16.6379 | [6 empty] | 323 | 0
48732 | CBE_GT2 | 1 | Houston | YES | -0.00451 | 76 | 0 | 76 | 0 | 1.029 | CC | -1 | 0.21892 | 76 | 76 |  |  |  |  | -0.21892 | -16.6379 | [6 empty] | 324 | 0
48733 | CBE_ST12 | 1 | Houston | YES | -0.00451 | 105 | 0 | 105 | 0 | 1.029 | CC | -1 | 0.21892 | 105 | 105 |  |  |  |  | -0.21892 | -22.9866 | [6 empty] | 325 | 0
48734 | CBE_GT3 | 1 | Houston | YES | -0.00451 | 76 | 0 | 76 | 0 | 1.029 | CC | -1 | 0.21892 | 76 | 76 |  |  |  |  | -0.21892 | -16.6379 | [6 empty] | 326 | 0
48735 | CBE_GT4 | 1 | Houston | YES | -0.00451 | 76 | 0 | 76 | 0 | 1.029 | CC | -1 | 0.21892 | 76 | 76 |  |  |  |  | -0.21892 | -16.6379 | [6 empty] | 327 | 0
48736 | CBE_ST34 | 1 | Houston | YES | -0.00451 | 105 | 0 | 105 | 0 | 1.029 | CC | -1 | 0.21892 | 105 | 105 |  |  |  |  | -0.21892 | -22.9866 | [6 empty] | 328 | 0
48911 | TGF_GT1_8000 | 1 | Houston | YES | -0.004622 | 69.2 | 0 | 69.2 |  | 1.029 | Cogen | -1 | 0.21903 | 0 | 0 |  |  |  |  | -0.21903 | 0 | [6 empty] | 329 | 0
13432 | SANDOW_5G | 5 | South | YES | -0.00518 | 581 | 225 | 581 |  | 1.029 | LIGCO | -1 | 0.21959 | 0 | 581 |  |  |  |  | -0.21959 | 0 | [6 empty] | 330 | 0
49851 | DOW17000 | 37 | Houston | YES | -0.005303 | 39 | 0 | 62 | 0 | 1 | Cogen | -1 | 0.21971 | 0 | 0 |  |  |  |  | -0.21971 | 0 | [6 empty] | 331 | 0
49858 | DOW38100 | 31 | Houston | YES | -0.005303 | 45 | 0 | 71.4 |  | 1 | Cogen | -1 | 0.21971 | 0 | 0 |  |  |  |  | -0.21971 | 0 | [6 empty] | 332 | 0
49859 | DOW38200 | 33 | Houston | YES | -0.005303 | 28 | 0 | 45 | 0 | 1 | Cogen | -1 | 0.21971 | 0 | 0 |  |  |  |  | -0.21971 | 0 | [6 empty] | 333 | 0
49860 | DOW38300 | 32 | Houston | YES | -0.005303 | 63 | 0 | 101 |  | 1 | Cogen | -1 | 0.21971 | 0 | 0 |  |  |  |  | -0.21971 | 0 | [6 empty] | 334 | 0
49862 | DOW39100 | 36 | Houston | YES | -0.005303 | 54 | 0 | 86 | 0 | 1 | Cogen | -1 | 0.21971 | 0 | 0 |  |  |  |  | -0.21971 | 0 | [6 empty] | 335 | 0
49863 | DOW39200 | 35 | Houston | YES | -0.005303 | 55 | 0 | 88 | 0 | 1 | Cogen | -1 | 0.21971 | 0 | 0 |  |  |  |  | -0.21971 | 0 | [6 empty] | 336 | 0
49865 | DOW41000 | 41 | Houston | YES | -0.005303 | 31 | 0 | 50 |  | 1 | Cogen | -1 | 0.21971 | 0 | 0 |  |  |  |  | -0.21971 | 0 | [6 empty] | 337 | 0
49866 | DOW42000 | 42 | Houston | YES | -0.005303 | 11 | 0 | 18 |  | 1 | Cogen | -1 | 0.21971 | 0 | 0 |  |  |  |  | -0.21971 | 0 | [6 empty] | 338 | 0
49869 | DOW49000 | 45 | Houston | YES | -0.005303 | 59 | 0 | 94 |  | 1 | Cogen | -1 | 0.21971 | 0 | 0 |  |  |  |  | -0.21971 | 0 | [6 empty] | 339 | 0
49870 | DOW61000 | 61 | Houston | YES | -0.005303 | 44 | 0 | 70 | 0 | 1 | Cogen | -1 | 0.21971 | 0 | 0 |  |  |  |  | -0.21971 | 0 | [6 empty] | 340 | 0
49871 | DOW62000 | 62 | Houston | YES | -0.005303 | 40 | 0 | 63 | 0 | 1 | Cogen | -1 | 0.21971 | 0 | 0 |  |  |  |  | -0.21971 | 0 | [6 empty] | 341 | 0
49872 | DOW63000 | 63 | Houston | YES | -0.005303 | 45 | 0 | 72 | 0 | 1 | Cogen | -1 | 0.21971 | 0 | 0 |  |  |  |  | -0.21971 | 0 | [6 empty] | 342 | 0
49873 | DOW64000 | 64 | Houston | YES | -0.005303 | 41 | 0 | 64.8 | 0 | 1 | Cogen | -1 | 0.21971 | 0 | 0 |  |  |  |  | -0.21971 | 0 | [6 empty] | 343 | 0
49876 | DOW65000 | 65 | Houston | YES | -0.005303 | 63 | 0 | 101 | 0 | 1 | Cogen | -1 | 0.21971 | 0 | 0 |  |  |  |  | -0.21971 | 0 | [6 empty] | 344 | 0
49877 | DOW66000 | 66 | Houston | YES | -0.005303 | 61 | 0 | 97 | 0 | 1 | Cogen | -1 | 0.21971 | 0 | 0 |  |  |  |  | -0.21971 | 0 | [6 empty] | 345 | 0
49878 | DOW67000 | 67 | Houston | YES | -0.005303 | 65 | 0 | 103 | 0 | 1 | Cogen | -1 | 0.21971 | 0 | 0 |  |  |  |  | -0.21971 | 0 | [6 empty] | 346 | 0
49882 | DOW81000 | 81 | Houston | YES | -0.005303 | 47 | 0 | 76 | 0 | 1 | Cogen | -1 | 0.21971 | 0 | 0 |  |  |  |  | -0.21971 | 0 | [6 empty] | 347 | 0
49884 | DOW82000 | 82 | Houston | YES | -0.005303 | 51 | 0 | 80 | 0 | 1 | Cogen | -1 | 0.21971 | 0 | 0 |  |  |  |  | -0.21971 | 0 | [6 empty] | 348 | 0
49885 | DOW83000 | 83 | Houston | YES | -0.005303 | 51 | 0 | 80 | 0 | 1 | Cogen | -1 | 0.21971 | 0 | 0 |  |  |  |  | -0.21971 | 0 | [6 empty] | 349 | 0
49886 | DOW84000 | 84 | Houston | YES | -0.005303 | 107 | 0 | 171 | 0 | 0.98 | Cogen | -1 | 0.21971 | 0 | 0 |  |  |  |  | -0.21971 | 0 | [6 empty] | 350 | 0
48520 | BSF_GT1_8070 | 1 | Houston | YES | -0.005467 | 72 | 0 | 72 | 0 | 1.0326 | Cogen | -1 | 0.21988 | 0 | 0 |  |  |  |  | -0.21988 | 0 | [6 empty] | 351 | 0
48520 | BSF_GT1_8070 | 2 | Houston | YES | -0.005467 | 10 | 0 | 10 | 0 | 1.0326 | Cogen | -1 | 0.21988 | 0 | 0 |  |  |  |  | -0.21988 | 0 | [6 empty] | 352 | 0
39760 | TNSCLP1___8 | 1 | Houston | YES | -0.005605 | 93.4 | 20 | 116.8 | 0 | 1.04 | Cogen | -1 | 0.22002 | 0 | 0 |  |  |  |  | -0.22002 | 0 | [6 empty] | 353 | 0
39770 | TNSCLP2___8 | 1 | Houston | YES | -0.005605 | 91.6 | 20 | 114.5 | 0 | 1.04 | Cogen | -1 | 0.22002 | 0 | 0 |  |  |  |  | -0.22002 | 0 | [6 empty] | 354 | 0
39775 | TNSCLP4___8 | 1 | Houston | YES | -0.005605 | 95.2 | 20 | 119 | 0 | 1.04 | Cogen | -1 | 0.22002 | 0 | 0 |  |  |  |  | -0.22002 | 0 | [6 empty] | 355 | 0
39790 | TNSCLP3___8 | 1 | Houston | YES | -0.005605 | 87.6 | 20 | 109.5 | 0 | 1.027 | Cogen | -1 | 0.22002 | 0 | 0 |  |  |  |  | -0.22002 | 0 | [6 empty] | 356 | 0
48730 | MNS_GT | 1 | Houston | YES | -0.006059 | 43 | 0 | 46.1 |  | 1.029 | Cogen | -1 | 0.22047 | 0 | 0 |  |  |  |  | -0.22047 | 0 | [6 empty] | 357 | 0
48926 | WAP_GN6_6 | 6 | Houston | YES | -0.00609 | 651 | 280 | 651 |  | 1.035 | LIGCO | -1 | 0.2205 | 0 | 651 |  |  |  |  | -0.2205 | 0 | [6 empty] | 358 | 0
48927 | WAP_GN7_7 | 7 | Houston | YES | -0.00609 | 564 | 277 | 564 |  | 1.035 | LIGCO | -1 | 0.2205 | 0 | 564 |  |  |  |  | -0.2205 | 0 | [6 empty] | 359 | 0
48928 | WAP_GN8_8 | 8 | Houston | YES | -0.00609 | 603 | 275 | 603 |  | 1.035 | LIGCO | -1 | 0.2205 | 0 | 603 |  |  |  |  | -0.2205 | 0 | [6 empty] | 360 | 0
48521 | BVE_GT1_GT1 | 1 | Houston | YES | -0.006093 | 167.7 | 0 | 167.7 |  | 1.035 | CC | -1 | 0.2205 | 167.7 | 167.7 |  |  |  |  | -0.2205 | -36.9784 | [6 empty] | 361 | 0
48522 | BVE_GT2_5035 | 2 | Houston | YES | -0.006093 | 166.4 | 0 | 166.4 |  | 1.035 | CC | -1 | 0.2205 | 166.4 | 166.4 |  |  |  |  | -0.2205 | -36.6917 | [6 empty] | 362 | 0
48523 | BVE_ST1_GN1 | 3 | Houston | YES | -0.006093 | 252.4 | 0 | 252.4 |  | 1.035 | CC | -1 | 0.2205 | 252.4 | 252.4 |  |  |  |  | -0.2205 | -55.655 | [6 empty] | 363 | 0
48510 | AK_GT1__8040 | 1 | Houston | YES | -0.006127 | 33.4 | 8.1 | 34 |  | 1.029 | Cogen | -1 | 0.22054 | 0 | 0 |  |  |  |  | -0.22054 | 0 | [6 empty] | 364 | 0
48921 | WAP_GN1_1 | 1 | Houston | YES | -0.006178 | 132.8 | 37 | 166 | 0 | 1.0362 | GST | -1 | 0.22059 | 166 | 166 |  |  |  |  | -0.22059 | -36.6176 | [6 empty] | 365 | 0
48922 | WAP_GN2_2 | 2 | Houston | YES | -0.006178 | 132.8 | 37 | 166 | 0 | 1.0362 | GST | -1 | 0.22059 | 166 | 166 |  |  |  |  | -0.22059 | -36.6176 | [6 empty] | 366 | 0
48923 | WAP_GN3_3 | 3 | Houston | YES | -0.006178 | 198.4 | 93 | 248 | 0 | 1.0362 | GST | -1 | 0.22059 | 248 | 248 |  |  |  |  | -0.22059 | -54.7059 | [6 empty] | 367 | 0
48924 | WAP_GN4_4 | 4 | Houston | YES | -0.006178 | 546 | 217 | 546 | 0 | 1.0362 | GSC | -1 | 0.22059 | 546 | 546 |  |  |  |  | -0.22059 | -120.4411 | [6 empty] | 368 | 0
48925 | WAP_GN5_5 | 5 | Houston | YES | -0.006178 | 620.4 | 278 | 654 | 0 | 0.985 | LIGCO | -1 | 0.22059 | 0 | 654 |  |  |  |  | -0.22059 | 0 | [6 empty] | 369 | 0
48929 | WAPGT21_GT1 | B1 | Houston | YES | -0.006178 | 0 | 0 | 13 |  | 1.05 | GGT | -1 | 0.22059 | 13 | 13 |  |  |  |  | -0.22059 | -2.8676 | [6 empty] | 370 | 0
38580 | TNBP_CGN1_8 | 1 | Houston | YES | -0.006429 | 70.8 | 0 | 70.8 | 0 | 1.005 | Cogen | -1 | 0.22084 | 0 | 0 |  |  |  |  | -0.22084 | 0 | [6 empty] | 371 | 0
38590 | TNBP_CGN2_8 | 2 | Houston | YES | -0.006429 | 66.7 | 0 | 66.7 | 0 | 1.005 | Cogen | -1 | 0.22084 | 0 | 0 |  |  |  |  | -0.22084 | 0 | [6 empty] | 372 | 0
38600 | TNBP_CGN3_8 | 5 | Houston | YES | -0.006429 | 53 | 0 | 53 | 0 | 1.005 | Cogen | -1 | 0.22084 | 0 | 0 |  |  |  |  | -0.22084 | 0 | [6 empty] | 373 | 0
38611 | TNBPAMCG1_8 | 1 | Houston | YES | -0.006429 | 153.2 | 0 | 153.2 | 0 | 1.005 | Cogen | -1 | 0.22084 | 0 | 0 |  |  |  |  | -0.22084 | 0 | [6 empty] | 374 | 0
38612 | TNBPAMCG2_8 | 2 | Houston | YES | -0.006429 | 153.5 | 0 | 153.5 | 0 | 1.005 | Cogen | -1 | 0.22084 | 0 | 0 |  |  |  |  | -0.22084 | 0 | [6 empty] | 375 | 0
38613 | TNBPAMCG3_8 | 3 | Houston | YES | -0.006429 | 152.3 | 0 | 152.3 | 0 | 1.005 | Cogen | -1 | 0.22084 | 0 | 0 |  |  |  |  | -0.22084 | 0 | [6 empty] | 376 | 0
38614 | TNBPAMCG4_8 | 4 | Houston | YES | -0.006429 | 96 | 0 | 96 |  | 1.005 | Cogen | -1 | 0.22084 | 0 | 0 |  |  |  |  | -0.22084 | 0 | [6 empty] | 377 | 0
38615 | TNBPAMCG5_8 | 1 | Houston | YES | -0.006429 | 244 | 0 | 244 | 0 | 1.005 | Cogen | -1 | 0.22084 | 0 | 0 |  |  |  |  | -0.22084 | 0 | [6 empty] | 378 | 0
38690 | TNBP_CGN4_8 | 3 | Houston | YES | -0.006429 | 40 | 0 | 40 |  | 1.005 | Cogen | -1 | 0.22084 | 0 | 0 |  |  |  |  | -0.22084 | 0 | [6 empty] | 379 | 0
38711 | TNTXCTY1CG8 | 1 | Houston | YES | -0.006429 | 100.3 | 59 | 100.3 | 0 | 1 | Cogen | -1 | 0.22084 | 0 | 0 |  |  |  |  | -0.22084 | 0 | [6 empty] | 380 | 0
38712 | TNTXCTY2CG8 | 1 | Houston | YES | -0.006429 | 92.9 | 59 | 92.9 | 0 | 1 | Cogen | -1 | 0.22084 | 0 | 0 |  |  |  |  | -0.22084 | 0 | [6 empty] | 381 | 0
38713 | TNTXCTY3CG8 | 1 | Houston | YES | -0.006429 | 102.7 | 59 | 102.7 | 0 | 1 | Cogen | -1 | 0.22084 | 0 | 0 |  |  |  |  | -0.22084 | 0 | [6 empty] | 382 | 0
38714 | TNTXCTY4CG8 | 1 | Houston | YES | -0.006429 | 103 | 59 | 103 | 0 | 1 | Cogen | -1 | 0.22084 | 0 | 0 |  |  |  |  | -0.22084 | 0 | [6 empty] | 383 | 0
39470 | TNDOWCGNSG8 | 1 | Houston | YES | -0.006429 | 32 | 10 | 32 | 0 | 0.985 | Cogen | -1 | 0.22084 | 0 | 0 |  |  |  |  | -0.22084 | 0 | [6 empty] | 384 | 0
39480 | TNDOWCGNGG8 | 1 | Houston | YES | -0.006429 | 30 | 10 | 30 | 0 | 0.985 | Cogen | -1 | 0.22084 | 0 | 0 |  |  |  |  | -0.22084 | 0 | [6 empty] | 385 | 0
48772 | PHR_GN2_2 | MB | Houston | YES | -0.006549 | 0 | 72 | 459 |  | 1.0362 | GSC | -1 | 0.22096 | 0 | 0 |  |  |  |  | -0.22096 | 0 | [6 empty] | 386 | 0
48561 | CTL_GT2_8130 | 1 | Houston | YES | -0.006635 | 73.5 | 30.3 | 91.9 |  | 1.0362 | Cogen | -1 | 0.22105 | 0 | 0 |  |  |  |  | -0.22105 | 0 | [6 empty] | 387 | 0
48562 | CTL_GT3_8135 | 2 | Houston | YES | -0.006635 | 70.1 | 30.3 | 87.6 |  | 1.0362 | Cogen | -1 | 0.22105 | 0 | 0 |  |  |  |  | -0.22105 | 0 | [6 empty] | 388 | 0
48563 | CTL_GT4_8140 | 3 | Houston | YES | -0.006635 | 69.6 | 30.3 | 87 |  | 1.0362 | Cogen | -1 | 0.22105 | 0 | 0 |  |  |  |  | -0.22105 | 0 | [6 empty] | 389 | 0
48564 | CTL_GN1_8145 | 4 | Houston | YES | -0.006635 | 43.6 | 12.9 | 54.5 |  | 1.0362 | Cogen | -1 | 0.22105 | 0 | 0 |  |  |  |  | -0.22105 | 0 | [6 empty] | 390 | 0
48565 | CTL_GN2_8155 | 5 | Houston | YES | -0.006635 | 9.8 | 3.4 | 12.2 |  | 1.0362 | Cogen | -1 | 0.22105 | 0 | 0 |  |  |  |  | -0.22105 | 0
48531 | BYU_GT1_8075 | 1 | Houston | YES | -0.006667 | 65 | 0 | 65 |  | 1.0362 | Cogen | -1 | 0.22108 | 0 | 0 |  |  |  |  | -0.22108 | 0
48532 | BYU_GT2_8055 | 2 | Houston | YES | -0.006667 | 62 | 0 | 62 |  | 1.0362 | Cogen | -1 | 0.22108 | 0 | 0 |  |  |  |  | -0.22108 | 0
48533 | BYU_GT3_8060 | 3 | Houston | YES | -0.006667 | 67 | 0 | 67 |  | 1.0362 | Cogen | -1 | 0.22108 | 0 | 0 |  |  |  |  | -0.22108 | 0
48534 | BYU_GT4_8065 | 4 | Houston | YES | -0.006667 | 65 | 0 | 65 |  | 1.0362 | Cogen | -1 | 0.22108 | 0 | 0 |  |  |  |  | -0.22108 | 0
48691 | GBY_73741085 | A | Houston | YES | -0.006716 | 37.6 | 20 | 47 | 0 | 1.0362 | GGT | -1 | 0.22113 | 47 | 47 |  |  |  |  | -0.22113 | -10.3929
48691 | GBY_73741085 | B | Houston | YES | -0.006716 | 37.6 | 20 | 47 | 0 | 1.0362 | GGT | -1 | 0.22113 | 47 | 47 |  |  |  |  | -0.22113 | -10.3929
48692 | GBY_81821075 | C | Houston | YES | -0.006716 | 37.6 | 20 | 47 | 0 | 1.0362 | GGT | -1 | 0.22113 | 47 | 47 |  |  |  |  | -0.22113 | -10.3929
48692 | GBY_81821075 | D | Houston | YES | -0.006716 | 44 | 20 | 55 | 0 | 1.0362 | GGT | -1 | 0.22113 | 55 | 55 |  |  |  |  | -0.22113 | -12.1619
48693 | GBY_83841065 | F | Houston | YES | -0.006716 | 43.2 | 20 | 54 | 0 | 1.0362 | GGT | -1 | 0.22113 | 54 | 54 |  |  |  |  | -0.22113 | -11.9408
48693 | GBY_83841065 | E | Houston | YES | -0.006716 | 45.6 | 20 | 57 | 0 | 1.0362 | GGT | -1 | 0.22113 | 57 | 57 |  |  |  |  | -0.22113 | -12.6042
48841 | SJS_GT1_GT1 | 1 | Houston | YES | -0.006727 | 62.4 | 49 | 78 | 0 | 1.0362 | Cogen | -1 | 0.22114 | 0 | 0 |  |  |  |  | -0.22114 | 0
48842 | SJS_GT2_GT2 | 2 | Houston | YES | -0.006727 | 64.8 | 49 | 81 | 0 | 1.0362 | Cogen | -1 | 0.22114 | 0 | 0 |  |  |  |  | -0.22114 | 0
48641 | DPEC_GT15040 | 1 | Houston | YES | -0.00674 | 163.2 | 98 | 163.2 | 0 | 1.0319 | CC | -1 | 0.22115 | 163.2 | 163.2 |  |  |  |  | -0.22115 | -36.0917
48642 | DPEC_GT25025 | 2 | Houston | YES | -0.00674 | 157.1 | 98 | 157.1 | 0 | 1.0319 | CC | -1 | 0.22115 | 157.1 | 157.1 |  |  |  |  | -0.22115 | -34.7427
48643 | DPEC_GT35010 | 3 | Houston | YES | -0.00674 | 157.5 | 98 | 157.5 | 0 | 1.0319 | CC | -1 | 0.22115 | 157.5 | 157.5 |  |  |  |  | -0.22115 | -34.8311
48644 | DPEC_GT45070 | 4 | Houston | YES | -0.00674 | 157 | 98 | 157 | 0 | 1.0319 | CC | -1 | 0.22115 | 157 | 157 |  |  |  |  | -0.22115 | -34.7206
48645 | DPEC_ST55065 | 5 | Houston | YES | -0.00674 | 282 | 0 | 282 | 0 | 1.0319 | CC | -1 | 0.22115 | 282 | 282 |  |  |  |  | -0.22115 | -62.3643
48761 | PR_GT1__9040 | 1 | Houston | YES | -0.006759 | 26 | 0 | 35 |  | 1 | Cogen | -1 | 0.22117 | 0 | 0 |  |  |  |  | -0.22117 | 0
48855 | SRB_GT211035 | B2 | Houston | YES | -0.006773 | 0 | 0 | 12 |  | 1.014 | GGT | -1 | 0.22118 | 12 | 12 |  |  |  |  | -0.22118 | -2.6542
48855 | SRB_GT211035 | B1 | Houston | YES | -0.006773 | 0 | 0 | 18 |  | 1.014 | GGT | -1 | 0.22118 | 18 | 18 |  |  |  |  | -0.22118 | -3.9813
48852 | SRB_GN2_2 | 2 | Houston | YES | -0.006774 | 140.8 | 26 | 176 | 0 | 1.0217 | GST | -1 | 0.22118 | 176 | 176 |  |  |  |  | -0.22118 | -38.9284
48851 | SRB_GN1_1 | 1 | Houston | YES | -0.006775 | 132 | 26 | 165 | 0 | 1.0217 | GST | -1 | 0.22119 | 165 | 165 |  |  |  |  | -0.22119 | -36.4955
48551 | CAL_GT1_8045 | 1 | Houston | YES | -0.006776 | 149 | 0 | 149 | 0 | 1.0326 | Cogen | -1 | 0.22119 | 0 | 0 |  |  |  |  | -0.22119 | 0
48552 | CAL_ST1_8000 | 2 | Houston | YES | -0.006776 | 65.1 | 0 | 65.1 | 0 | 1.0326 | Cogen | -1 | 0.22119 | 0 | 0 |  |  |  |  | -0.22119 | 0
48845 | SOL_GT1 | 1 | Houston | YES | -0.006779 | 16.2 | 15.4 | 16.2 |  | 1.0326 | Solar | -1 | 0.22119 | 16.2 | 16.2 |  |  |  |  | -0.22119 | -3.5833
48853 | SRB_GN3_3 | 3 | Houston | YES | -0.006779 | 170.4 | 35 | 213 |  | 1.0326 | GST | -1 | 0.22119 | 213 | 213 |  |  |  |  | -0.22119 | -47.1133
48611 | DIB_GT1_8080 | 1 | Houston | YES | -0.00678 | 64 | 0 | 64 | 0 | 1.0326 | Cogen | -1 | 0.22119 | 0 | 0 |  |  |  |  | -0.22119 | 0
48612 | DIB_GT2_8075 | 2 | Houston | YES | -0.00678 | 63.2 | 0 | 63.2 | 0 | 1.0326 | Cogen | -1 | 0.22119 | 0 | 0 |  |  |  |  | -0.22119 | 0
48613 | DIB_ST1_8085 | 3 | Houston | YES | -0.00678 | 67.9 | 30 | 82.6 | 0 | 1.0326 | Cogen | -1 | 0.22119 | 0 | 0 |  |  |  |  | -0.22119 | 0
48614 | DIB_GT3_8090 | 4 | Houston | YES | -0.00678 | 73.6 | 15 | 73.6 | 0 | 1.0326 | Cogen | -1 | 0.22119 | 0 | 0 |  |  |  |  | -0.22119 | 0
48854 | SRB_GN4_4 | 4 | Houston | YES | -0.00678 | 182.4 | 35 | 228 | 0 | 1.0326 | GST | -1 | 0.22119 | 228 | 228 |  |  |  |  | -0.22119 | -50.4313
48740 | PSG_GN2_8050 | 1 | Houston | YES | -0.006781 | 182 | 60 | 182 | 0 | 1.0326 | Cogen | -1 | 0.22119 | 0 | 0 |  |  |  |  | -0.22119 | 0
48741 | PSG_GT2_8040 | 1 | Houston | YES | -0.006781 | 158.6 | 50 | 158.6 | 0 | 1.0326 | Cogen | -1 | 0.22119 | 0 | 0 |  |  |  |  | -0.22119 | 0
48742 | PSG_GT3_8060 | 1 | Houston | YES | -0.006781 | 157 | 50 | 157 | 0 | 1.0326 | Cogen | -1 | 0.22119 | 0 | 0 |  |  |  |  | -0.22119 | 0
48820 | SHELLG1_3015 | 1 | Houston | YES | -0.006801 | 71 | 34.5 | 71 |  | 1.029 | Cogen | -1 | 0.22121 | 0 | 0 |  |  |  |  | -0.22121 | 0
48821 | SHELLG2 | 2 | Houston | YES | -0.006801 | 72 | 34.5 | 72 |  | 1.029 | Cogen | -1 | 0.22121 | 0 | 0 |  |  |  |  | -0.22121 | 0
48822 | SHELLG3_3020 | 2 | Houston | YES | -0.006801 | 30 | 0 | 30 |  | 1.029 | Cogen | -1 | 0.22121 | 0 | 0 |  |  |  |  | -0.22121 | 0
48822 | SHELLG3_3020 | 1 | Houston | YES | -0.006801 | 39 | 0 | 39 |  | 1.029 | Cogen | -1 | 0.22121 | 0 | 0 |  |  |  |  | -0.22121 | 0
48500 | APD_GT1_8005 | 1 | Houston | YES | -0.006834 | 137.6 | 54.6 | 137.6 | 0 | 1.0362 | Cogen | -1 | 0.22124 | 0 | 0 |  |  |  |  | -0.22124 | 0
48511 | LPE_GT1_8070 | 1 | Houston | YES | -0.006837 | 42 | 0 | 42 | 0 | 1.0362 | GGT | -1 | 0.22125 | 42 | 42 |  |  |  |  | -0.22125 | -9.2924
48512 | LPE_GT2_8075 | 2 | Houston | YES | -0.006837 | 42 | 0 | 42 | 0 | 1.0362 | GGT | -1 | 0.22125 | 42 | 42 |  |  |  |  | -0.22125 | -9.2924
48513 | LPE_GT3_8080 | 3 | Houston | YES | -0.006837 | 39 | 0 | 39 | 0 | 1.0362 | GGT | -1 | 0.22125 | 39 | 39 |  |  |  |  | -0.22125 | -8.6286
48514 | LPE_GT4_8085 | 4 | Houston | YES | -0.006837 | 39 | 0 | 39 | 0 | 1.0362 | GGT | -1 | 0.22125 | 39 | 39 |  |  |  |  | -0.22125 | -8.6286
48593 | CHE_GT1_8015 | 1 | Houston | YES | -0.006845 | 173 | 50 | 173 | 0 | 1.0362 | Cogen | -1 | 0.22126 | 0 | 0 |  |  |  |  | -0.22126 | 0
48594 | CHE_GN4_8025 | 4 | Houston | YES | -0.006845 | 142 | 60 | 142 | 0 | 1.0362 | Cogen | -1 | 0.22126 | 0 | 0 |  |  |  |  | -0.22126 | 0
48873 | THW_ST3_ST_3 | 3 | Houston | YES | -0.006893 | 107 | 19 | 107 | 0 | 1.0435 | CC | -1 | 0.2213 | 107 | 107 |  |  |  |  | -0.2213 | -23.6794
48874 | THW_ST4_ST_4 | 4 | Houston | YES | -0.006893 | 108 | 19 | 108 | 0 | 1.0435 | CC | -1 | 0.2213 | 108 | 108 |  |  |  |  | -0.2213 | -23.9007
48875 | THW_3132 | A | Houston | YES | -0.006893 | 55 | 5 | 55 | 0 | 1.0435 | CC | -1 | 0.2213 | 55 | 55 |  |  |  |  | -0.2213 | -12.1717
48875 | THW_3132 | B | Houston | YES | -0.006893 | 53 | 5 | 53 | 0 | 1.0435 | CC | -1 | 0.2213 | 53 | 53 |  |  |  |  | -0.2213 | -11.7291
48877 | THW_3334 | C | Houston | YES | -0.006893 | 55 | 5 | 55 | 0 | 1.0435 | CC | -1 | 0.2213 | 55 | 55 |  |  |  |  | -0.2213 | -12.1717
48877 | THW_3334 | D | Houston | YES | -0.006893 | 57 | 5 | 57 | 0 | 1.0435 | CC | -1 | 0.2213 | 57 | 57 |  |  |  |  | -0.2213 | -12.6143
48879 | THW_4142 | E | Houston | YES | -0.006893 | 56 | 5 | 56 | 0 | 1.0435 | CC | -1 | 0.2213 | 56 | 56 |  |  |  |  | -0.2213 | -12.393
48879 | THW_4142 | F | Houston | YES | -0.006893 | 55 | 5 | 55 | 0 | 1.0435 | CC | -1 | 0.2213 | 55 | 55 |  |  |  |  | -0.2213 | -12.1717
48881 | THW_4344 | G | Houston | YES | -0.006893 | 58 | 5 | 58 | 0 | 1.0435 | CC | -1 | 0.2213 | 58 | 58 |  |  |  |  | -0.2213 | -12.8356
48881 | THW_4344 | H | Houston | YES | -0.006893 | 58 | 5 | 58 | 0 | 1.0435 | CC | -1 | 0.2213 | 58 | 58 |  |  |  |  | -0.2213 | -12.8356
48582 | CBY_GN2_2 | 2 | Houston | YES | -0.006918 | 596.8 | 110 | 746 | 0 | 1.0435 | GSC | -1 | 0.22133 | 746 | 746 |  |  |  |  | -0.22133 | -165.1108
49803 | EXN_15GT | 1 | Houston | YES | -0.006941 | 33 | 8.3 | 34 |  | 1.0326 | Cogen | -1 | 0.22135 | 0 | 0 |  |  |  |  | -0.22135 | 0
49804 | EXN_16GT | 2 | Houston | YES | -0.006941 | 32 | 8.3 | 34.7 |  | 1.0326 | Cogen | -1 | 0.22135 | 0 | 0 |  |  |  |  | -0.22135 | 0
49805 | EXN_17GT | 3 | Houston | YES | -0.006941 | 31 | 8.3 | 32.7 |  | 1.0326 | Cogen | -1 | 0.22135 | 0 | 0 |  |  |  |  | -0.22135 | 0
49826 | EXN938GT | 5 | Houston | YES | -0.006941 | 43 | 9.2 | 45.9 |  | 1.0326 | Cogen | -1 | 0.22135 | 0 | 0 |  |  |  |  | -0.22135 | 0
49828 | EXN941GT | 10 | Houston | YES | -0.006941 | 17.7 | 5.4 | 17.7 | 0 | 1.0326 | Cogen | -1 | 0.22135 | 0 | 0 |  |  |  |  | -0.22135 | 0
49829 | EXN942GT | 11 | Houston | YES | -0.006941 | 20 | 5.4 | 20.4 | 0 | 1.0326 | Cogen | -1 | 0.22135 | 0 | 0 |  |  |  |  | -0.22135 | 0
49830 | EXN943GT | 12 | Houston | YES | -0.006941 | 19 | 5.4 | 19.9 | 0 | 1.0326 | Cogen | -1 | 0.22135 | 0 | 0 |  |  |  |  | -0.22135 | 0
49831 | EXN944GT | 13 | Houston | YES | -0.006941 | 33 | 5.4 | 35 | 0 | 1.0326 | Cogen | -1 | 0.22135 | 0 | 0 |  |  |  |  | -0.22135 | 0
49832 | EXN945GT | 9 | Houston | YES | -0.006941 | 18.5 | 9.2 | 18.5 |  | 1.0326 | Cogen | -1 | 0.22135 | 0 | 0 |  |  |  |  | -0.22135 | 0
49837 | EXN_GT | 4 | Houston | YES | -0.006941 | 81 | 21.3 | 85.4 |  | 1.0326 | Cogen | -1 | 0.22135 | 0 | 0 |  |  |  |  | -0.22135 | 0
49838 | EXN_14GT | 14 | Houston | YES | -0.006941 | 140 | 0 | 148 |  | 1.0326 | Cogen | -1 | 0.22135 | 0 | 0 |  |  |  |  | -0.22135 | 0
48883 | THW_GT1_GT_1 | B2 | Houston | YES | -0.006944 | 0 | 0 | 12 |  | 1.043 | GGT | -1 | 0.22135 | 12 | 12 |  |  |  |  | -0.22135 | -2.6562
48651 | EP_1_2 | 1 | Houston | YES | -0.006964 | 4 | 0 | 5 | 0 | 1.0362 | Cogen | -1 | 0.22137 | 0 | 0 |  |  |  |  | -0.22137 | 0
48651 | EP_1_2 | 2 | Houston | YES | -0.006964 | 17.7 | 10 | 21 | 0 | 1.0362 | Cogen | -1 | 0.22137 | 0 | 0 |  |  |  |  | -0.22137 | 0
48581 | CBY_GN1_1 | 1 | Houston | YES | -0.006965 | 595.2 | 108 | 744 | 0 | 1.0435 | GSC | -1 | 0.22138 | 744 | 744 |  |  |  |  | -0.22138 | -164.7031
48940 | WARVUE_GT1 | G1 | Houston | YES | -0.006965 | 15 | 0 | 15 |  | 1.021 | Cogen | -1 | 0.22138 | 0 | 0 |  |  |  |  | -0.22138 | 0
48791 | PSA_GT1_8160 | 1 | Houston | YES | -0.006968 | 52 | 20.8 | 65 | 0 | 1.0362 | Cogen | -1 | 0.22138 | 0 | 0 |  |  |  |  | -0.22138 | 0
48792 | PSA_GT2_8155 | 2 | Houston | YES | -0.006968 | 52.8 | 20.3 | 66 | 0 | 1.0362 | Cogen | -1 | 0.22138 | 0 | 0 |  |  |  |  | -0.22138 | 0
48793 | PSA_GT3_8150 | 3 | Houston | YES | -0.006968 | 56 | 20.3 | 70 | 0 | 1.0362 | Cogen | -1 | 0.22138 | 0 | 0 |  |  |  |  | -0.22138 | 0
48794 | PSA_GT4_8145 | 4 | Houston | YES | -0.006968 | 52.8 | 20.3 | 66 | 0 | 1.0362 | Cogen | -1 | 0.22138 | 0 | 0 |  |  |  |  | -0.22138 | 0
48795 | PSA_GT5_8140 | 5 | Houston | YES | -0.006968 | 51.2 | 20.3 | 64 | 0 | 1.0362 | Cogen | -1 | 0.22138 | 0 | 0 |  |  |  |  | -0.22138 | 0
48796 | PSA_GN1_8165 | 1 | Houston | YES | -0.006968 | 83.2 | 43.1 | 104 | 0 | 1.0362 | Cogen | -1 | 0.22138 | 0 | 0 |  |  |  |  | -0.22138 | 0
48797 | PSA_GT6_8135 | 6 | Houston | YES | -0.006968 | 47.2 | 34.5 | 59 | 0 | 1.0362 | Cogen | -1 | 0.22138 | 0 | 0 |  |  |  |  | -0.22138 | 0
48815 | CVC_GT4_8005 | 4 | Houston | YES | -0.00698 | 165 | 91.8 | 165 |  | 1.0362 | Cogen | -1 | 0.22139 | 0 | 0 |  |  |  |  | -0.22139 | 0
48583 | CBY_GT4_1 | 1 | Houston | YES | -0.006984 | 172 | 0 | 172 | 0 | 1.027 | GSC | -1 | 0.22139 | 172 | 172 |  |  |  |  | -0.22139 | -38.0798
48584 | CBY_GT4_2 | 2 | Houston | YES | -0.006984 | 172 | 0 | 172 | 0 | 1.027 | CC | -1 | 0.22139 | 172 | 172 |  |  |  |  | -0.22139 | -38.0798
48585 | CBY_ST4_1 | 3 | Houston | YES | -0.006984 | 172 | 0 | 172 | 0 | 1.027 | CC | -1 | 0.22139 | 172 | 172 |  |  |  |  | -0.22139 | -38.0798
48595 | BTE_GT2_8075 | 1 | Houston | YES | -0.007023 | 162.8 | 130 | 162.8 | 0 | 1.0261 | CC | -1 | 0.22143 | 162.8 | 162.8 |  |  |  |  | -0.22143 | -36.0493
48596 | BTE_GT3_8045 | 2 | Houston | YES | -0.007023 | 161.4 | 130 | 161.4 | 0 | 1.0261 | CC | -1 | 0.22143 | 161.4 | 161.4 |  |  |  |  | -0.22143 | -35.7393
48597 | BTE_GT4_8055 | 3 | Houston | YES | -0.007023 | 158.9 | 130 | 158.9 | 0 | 1.0261 | CC | -1 | 0.22143 | 158.9 | 158.9 |  |  |  |  | -0.22143 | -35.1857
48598 | BTE_ST1_8070 | 4 | Houston | YES | -0.007023 | 269.2 | 60 | 269.2 | 0 | 1.0261 | CC | -1 | 0.22143 | 269.2 | 269.2 |  |  |  |  | -0.22143 | -59.6098
48690 | GBY_GN5_5 | 5 | Houston | YES | -0.007039 | 318.4 | 81 | 398 |  | 1.0362 | GSC | -1 | 0.22145 | 398 | 398 |  |  |  |  | -0.22145 | -88.1367
48885 | THW_5152 | B | Houston | YES | -0.007058 | 47.2 | 5 | 59 |  | 1.0319 | GGT | -1 | 0.22147 | 59 | 59 |  |  |  |  | -0.22147 | -13.0666
48885 | THW_5152 | A | Houston | YES | -0.007058 | 46.4 | 5 | 58 |  | 1.0319 | GGT | -1 | 0.22147 | 58 | 58 |  |  |  |  | -0.22147 | -12.8452
48886 | THW_5354 | D | Houston | YES | -0.007058 | 46.4 | 5 | 58 |  | 1.0319 | GGT | -1 | 0.22147 | 58 | 58 |  |  |  |  | -0.22147 | -12.8452
48886 | THW_5354 | C | Houston | YES | -0.007058 | 45.6 | 5 | 57 |  | 1.0319 | GGT | -1 | 0.22147 | 57 | 57 |  |  |  |  | -0.22147 | -12.6237
48887 | THW_5556 | E | Houston | YES | -0.007058 | 47.2 | 5 | 59 |  | 1.0319 | GGT | -1 | 0.22147 | 59 | 59 |  |  |  |  | -0.22147 | -13.0666
48887 | THW_5556 | F | Houston | YES | -0.007058 | 45.6 | 5 | 57 |  | 1.0319 | GGT | -1 | 0.22147 | 57 | 57 |  |  |  |  | -0.22147 | -12.6237
48591 | CHE_GT2_5030 | 2 | Houston | YES | -0.00729 | 173 | 50 | 173 | 0 | 1.029 | Cogen | -1 | 0.2217 | 0 | 0 |  |  |  |  | -0.2217 | 0
48811 | CVC_GT3_5045 | 3 | Houston | YES | -0.00729 | 156 | 91.8 | 156 | 0 | 1.029 | Cogen | -1 | 0.2217 | 0 | 0 |  |  |  |  | -0.2217 | 0
48812 | CVC_GT2_5020 | 2 | Houston | YES | -0.00729 | 158 | 91.8 | 158 | 0 | 1.029 | Cogen | -1 | 0.2217 | 0 | 0 |  |  |  |  | -0.2217 | 0
48813 | CVC_GT1_5035 | 1 | Houston | YES | -0.00729 | 160 | 91.8 | 160 | 0 | 1.029 | Cogen | -1 | 0.2217 | 0 | 0 |  |  |  |  | -0.2217 | 0
48814 | CVC_ST5_5040 | 1 | Houston | YES | -0.00729 | 162 | 91.8 | 162 | 0 | 1.029 | Cogen | -1 | 0.2217 | 0 | 0 |  |  |  |  | -0.2217 | 0
251 | BOSQUESW803 | 2 | North | YES | -0.007759 | 150 | 0 | 150 | 0 | 1.032 | CC | -1 | 0.22217 | 150 | 150 |  |  | -1.1639 | 150 | -0.22217 | -33.3254
253 | BOSQUESW804 | 2 | North | YES | -0.007759 | 80 | 0 | 80 | 0 | 1.032 | CC | -1 | 0.22217 | 80 | 80 |  |  | -0.62072 | 80 | -0.22217 | -17.7735
244 | WHITNYDM01 | 1 | North | YES | -0.008287 | 15 | 0 | 15 | 0 | 1.035 | Hydro | -1 | 0.2227 | 0 | 0 |  |  | 0 | 0 | -0.2227 | 0
245 | WHITNYDM02 | 2 | North | YES | -0.008287 | 15 | 0 | 15 | 0 | 1.035 | Hydro | -1 | 0.2227 | 0 | 0 |  |  | 0 | 0 | -0.2227 | 0
1898 | COMCHEPK_1G | 1 | North | YES | -0.008328 | 1217 | 1150 | 1217 | 0 | 1.032 | Nuc | -1 | 0.22274 | 0 | 0 |  |  | 0 | 0 | -0.22274 | 0
1899 | COMCHEPK_2G | 2 | North | YES | -0.008328 | 1159 | 1128 | 1159 | 0 | 1.032 | Nuc | -1 | 0.22274 | 0 | 0 |  |  | 0 | 0 | -0.22274 | 0
238 | BOSQUESW505 | 1 | North | YES | -0.008941 | 255 | 0 | 255 | 0 | 1.02 | CC | -1 | 0.22335 | 255 | 255 |  |  | -2.28 | 255 | -0.22335 | -56.9545
239 | BOSQUESW502 | 1 | North | YES | -0.008941 | 119.2 | 0 | 149 | 0 | 1.02 | GGT | -1 | 0.22335 | 149 | 149 |  |  | -1.3322 | 149 | -0.22335 | -33.2793
247 | BOSQUESW501 | 2 | North | YES | -0.008941 | 124.8 | 0 | 156 | 0 | 1.02 | GGT | -1 | 0.22335 | 156 | 156 |  |  | -1.3948 | 156 | -0.22335 | -34.8428
332 | RWMILLER01 | 1 | North | YES | -0.009044 | 58.4 | 18.5 | 73 | 0 | 1.04 | GST | -1 | 0.22345 | 73 | 73 |  |  | -0.66021 | 73 | -0.22345 | -16.3122
333 | RWMILLER02 | 2 | North | YES | -0.009044 | 95.2 | 37 | 119 | 0 | 1.04 | GST | -1 | 0.22345 | 119 | 119 |  |  | -1.0762 | 119 | -0.22345 | -26.591
334 | RWMILLER03 | 3 | North | YES | -0.009044 | 166.4 | 65 | 208 | 0 | 1.04 | GST | -1 | 0.22345 | 208 | 208 |  |  | -1.8812 | 208 | -0.22345 | -46.4785
335 | RWMILLER04 | 4 | North | YES | -0.009044 | 81.6 | 0 | 102 | 0 | 1.04 | GST | -1 | 0.22345 | 102 | 102 |  |  | -0.92249 | 102 | -0.22345 | -22.7923
336 | RWMILLER05 | 5 | North | YES | -0.009044 | 80.8 | 0 | 101 | 0 | 1.04 | GST | -1 | 0.22345 | 101 | 101 |  |  | -0.91344 | 101 | -0.22345 | -22.5689
3416 | LAKE_CRK1_G | 1 | North | YES | -0.009177 | 60 | 33 | 75 |  | 1.029 | GST | -1 | 0.22359 | 75 | 75 |  |  | -0.68827 | 75 | -0.22359 | -16.769
3417 | LAKE_CRK2_G | 2 | North | YES | -0.009177 | 177.6 | 40 | 222 | 0 | 1.029 | GST | -1 | 0.22359 | 222 | 222 |  |  | -2.0373 | 222 | -0.22359 | -49.6363
1877 | WLFHOLW_1G | 1 | North | YES | -0.009317 | 217.3 | 89.2 | 217.3 | 0 | 1.032 | CC | -1 | 0.22373 | 217.3 | 217.3 |  |  | -2.0246 | 217.3 | -0.22373 | -48.6159
1878 | WLFHOLW_2G | 2 | North | YES | -0.009317 | 215.7 | 105 | 215.7 | 0 | 1.032 | CC | -1 | 0.22373 | 215.7 | 215.7 |  |  | -2.0097 | 215.7 | -0.22373 | -48.2579
1879 | WLFHOLW_3G | 3 | North | YES | -0.009317 | 272.4 | 89.2 | 272.4 | 0 | 1.032 | CC | -1 | 0.22373 | 272.4 | 272.4 |  |  | -2.538 | 272.4 | -0.22373 | -60.9433
48671 | FTR_GT1_5105 | 1 | North | YES | -0.009382 | 154.2 | 0 | 154.2 | 0 | 1.0319 | CC | -1 | 0.22379 | 154.2 | 154.2 |  |  | -1.4467 | 154.2 | -0.22379 | -34.5087
48672 | FTR_GT2_5110 | 2 | North | YES | -0.009382 | 159 | 0 | 159 | 0 | 1.0319 | CC | -1 | 0.22379 | 159 | 159 |  |  | -1.4917 | 159 | -0.22379 | -35.5829
48673 | FTR_GT3_5085 | 3 | North | YES | -0.009382 | 158 | 0 | 158 | 0 | 1.0319 | CC | -1 | 0.22379 | 158 | 158 |  |  | -1.4824 | 158 | -0.22379 | -35.3592
48674 | FTR_CN4_5095 | 4 | North | YES | -0.009382 | 380 | 0 | 380 | 0 | 1.0319 | CC | -1 | 0.22379 | 380 | 380 |  |  | -3.5652 | 380 | -0.22379 | -85.041
32883 | BRYN_DNSBY3 | 1 | North | YES | -0.009739 | 0 | 2 | 48 |  | 1.015 | GST | -1 | 0.22415 | 48 | 48 |  |  | -0.46747 | 48 | -0.22415 | -10.7592
32884 | BRYN_DNSBY13 | 1 | North | YES | -0.009739 | 46 | 2 | 46 | 0 | 1.015 | GST | -1 | 0.22415 | 46 | 46 |  |  | -0.44799 | 46 | -0.22415 | -10.3109
32892 | BRYN_DNSBY14 | 1 | North | YES | -0.009739 | 84 | 25 | 105 | 0 | 1.035 | GST | -1 | 0.22415 | 105 | 105 |  |  | -1.0226 | 105 | -0.22415 | -23.5357
3403 | THOUSE_1G | 1 | North | YES | -0.009749 | 563 | 200 | 563 | 0 | 1.012 | GSC | -1 | 0.22416 | 563 | 563 |  |  | -5.4887 | 563 | -0.22416 | -126.2016
3404 | THOUSE_2G | 2 | North | YES | -0.009749 | 807 | 250 | 807 | 0 | 1.012 | GSC | -1 | 0.22416 | 807 | 807 |  |  | -7.8674 | 807 | -0.22416 | -180.8964
32886 | BRYN_ATKINS3 | MB | North | YES | -0.009778 | 0 | 5 | 12 |  | 1 | GST | -1 | 0.22419 | 0 | 0 |  |  | 0 | 0 | -0.22419 | 0
32887 | BRYN_ATKINS6 | MB | North | YES | -0.009778 | 0 | 12 | 51 |  | 1.028 | GST | -1 | 0.22419 | 0 | 0 |  |  | 0 | 0 | -0.22419 | 0
32888 | BRYN_ATKINS7 | 1 | North | YES | -0.009778 | 13.6 | 4 | 17 |  | 1.028 | GGT | -1 | 0.22419 | 17 | 17 |  |  | -0.16623 | 17 | -0.22419 | -3.8112
32890 | BRYN_ATKINS4 | MB | North | YES | -0.009778 | 0 | 5 | 22 |  | 1.031 | GST | -1 | 0.22419 | 0 | 0 |  |  | 0 | 0 | -0.22419 | 0
32891 | BRYN_ATKINS5 | MB | North | YES | -0.009778 | 0 | 5 | 25 |  | 1.031 | GST | -1 | 0.22419 | 0 | 0 |  |  | 0 | 0 | -0.22419 | 0
32798 | BRYN_TAMUGEN | 1 | North | YES | -0.009794 | 32 | 0 | 32 |  | 1.02 | GST | -1 | 0.2242 | 32 | 32 |  |  | -0.31341 | 32 | -0.2242 | -7.1745
990 | GIBN_CREK_G1 | 1 | North | YES | -0.009817 | 463 | 200 | 463 | 0 | 1.0275 | LIGCO | -1 | 0.22423 | 0 | 463 |  |  | 0 | 0 | -0.22423 | 0
1892 | DECRDOVA_2G | A | North | YES | -0.010433 | 65 | 65 | 70 | 0 | 1.025 | GGT | -1 | 0.22484 | 70 | 70 |  |  | -0.73031 | 70 | -0.22484 | -15.739
1893 | DECRDOVA_3G | B | North | YES | -0.010433 | 65 | 65 | 69 | 0 | 1.025 | GGT | -1 | 0.22484 | 69 | 69 |  |  | -0.71988 | 69 | -0.22484 | -15.5142
1894 | DECRDOVA_4G | C | North | YES | -0.010433 | 65 | 65 | 69 | 0 | 1.025 | GGT | -1 | 0.22484 | 69 | 69 |  |  | -0.71988 | 69 | -0.22484 | -15.5142
1895 | DECRDOVA_5G | D | North | YES | -0.010433 | 65 | 65 | 68 | 0 | 1.025 | GGT | -1 | 0.22484 | 68 | 68 |  |  | -0.70944 | 68 | -0.22484 | -15.2893
366 | JNSNCNTY802 | 1 | North | YES | -0.010727 | 168 | 20 | 168 | 0 | 1.02 | Cogen | -1 | 0.22514 | 0 | 0 |  |  | 0 | 0 | -0.22514 | 0
367 | JNSNCNTY802 | 2 | North | YES | -0.010727 | 90 | 20 | 90 | 0 | 1.02 | Cogen | -1 | 0.22514 | 0 | 0 |  |  | 0 | 0 | -0.22514 | 0
39960 | TNTNPONE_18 | 1 | North | YES | -0.011229 | 152.3 | 30 | 152.3 |  | 1.04 | LIGCO | -1 | 0.22564 | 0 | 152.3 |  |  | 0 | 0 | -0.22564 | 0
39970 | TNTNPONE_28 | 1 | North | YES | -0.011229 | 153 | 30 | 153 |  | 1.04 | LIGCO | -1 | 0.22564 | 0 | 153 |  |  | 0 | 0 | -0.22564 | 0
48721 | LEG_1___1 | 1 | North | YES | -0.011795 | 827 | 357 | 827 | 0 | 1.0348 | LIGCO | -1 | 0.22621 | 0 | 827 |  |  | 0 | 0 | -0.22621 | 0
48722 | LEG_2___2 | 2 | North | YES | -0.011795 | 819 | 357 | 819 | 0 | 1.0348 | LIGCO | -1 | 0.22621 | 0 | 819 |  |  | 0 | 0 | -0.22621 | 0
1889 | DECRDOVA_1G | 1 | North | YES | -0.012557 | 779 | 255 | 779 | 0 | 1.02 | GSC | -1 | 0.22697 | 779 | 779 |  |  | -9.7819 | 779 | -0.22697 | -176.8074
3381 | BBRN_1G | 1 | North | YES | -0.013348 | 618 | 225 | 618 | 0 | 1.03 | LIGCO | -1 | 0.22776 | 0 | 618 |  |  | 0 | 0 | -0.22776 | 0
3382 | BBRN_2G | 2 | North | YES | -0.013348 | 589 | 225 | 589 | 0 | 1.03 | LIGCO | -1 | 0.22776 | 0 | 589 |  |  | 0 | 0 | -0.22776 | 0
13131 | CALFREST_1G | 1 | North | YES | -0.013625 | 150.7 | 40 | 150.7 | 0 | 1.031 | CC | -1 | 0.22804 | 150.7 | 150.7 |  |  | -2.0533 | 150.7 | -0.22804 | -34.3649
13132 | CALFREST_2G | 2 | North | YES | -0.013625 | 151 | 57 | 151 | 0 | 1.031 | CC | -1 | 0.22804 | 151 | 151 |  |  | -2.0574 | 151 | -0.22804 | -34.4333
13133 | CALFREST_3G | 3 | North | YES | -0.013625 | 177.4 | 40 | 177.4 | 0 | 1.031 | CC | -1 | 0.22804 | 177.4 | 177.4 |  |  | -2.4171 | 177.4 | -0.22804 | -40.4534
13134 | CALFREST_4G | 4 | North | YES | -0.013697 | 151.5 | 40 | 151.5 | 0 | 1.031 | CC | -1 | 0.22811 | 151.5 | 151.5 |  |  | -2.0751 | 151.5 | -0.22811 | -34.5582
13135 | CALFREST_5G | 5 | North | YES | -0.013697 | 152.3 | 57 | 152.3 | 0 | 1.031 | CC | -1 | 0.22811 | 152.3 | 152.3 |  |  | -2.0861 | 152.3 | -0.22811 | -34.7407
13136 | CALFREST_6G | 6 | North | YES | -0.013697 | 177.5 | 40 | 177.5 | 0 | 1.031 | CC | -1 | 0.22811 | 177.5 | 177.5 |  |  | -2.4312 | 177.5 | -0.22811 | -40.489
1937 | MDLTHELP_5G | 5 | North | YES | -0.014 | 224 | 74 | 224 | 0 | 1 | CC | -1 | 0.22841 | 224 | 224 |  |  | -3.136 | 224 | -0.22841 | -51.1639
1938 | MDLTHELP_6G | 6 | North | YES | -0.014 | 226 | 74 | 226 | 0 | 1 | CC | -1 | 0.22841 | 226 | 226 |  |  | -3.164 | 226 | -0.22841 | -51.6207
1943 | MDLTHELP_3G | 3 | North | YES | -0.014 | 212 | 74 | 212 | 0 | 1 | CC | -1 | 0.22841 | 212 | 212 |  |  | -2.968 | 212 | -0.22841 | -48.4229
1944 | MDLTHELP_4G | 4 | North | YES | -0.014 | 211 | 74 | 211 | 0 | 1 | CC | -1 | 0.22841 | 211 | 211 |  |  | -2.954 | 211 | -0.22841 | -48.1945
3126 | TRINIDAD_6G | 1 | North | YES | -0.014476 | 179.2 | 46 | 224 | 0 | 1 | GST | -1 | 0.22889 | 224 | 224 |  |  | -3.2426 | 224 | -0.22889 | -51.2705
12322 | ENNSTRAC_1G | 1 | North | YES | -0.014606 | 196 | 130 | 196 | 0 | 1.036 | CC | -1 | 0.22902 | 196 | 196 |  |  | -2.8628 | 196 | -0.22902 | -44.8872
12323 | ENNSTRAC_2G | 2 | North | YES | -0.014606 | 116 | 100 | 116 | 0 | 1.036 | CC | -1 | 0.22902 | 116 | 116 |  |  | -1.6943 | 116 | -0.22902 | -26.5659
1941 | MDLTHELP_1G | 1 | North | YES | -0.014804 | 216.4 | 74 | 216.4 | 0 | 1 | CC | -1 | 0.22921 | 216.4 | 216.4 |  |  | -3.2036 | 216.4 | -0.22921 | -49.6019
1942 | MDLTHELP_2G | 2 | North | YES | -0.014804 | 216.1 | 74 | 216.1 | 0 | 1 | CC | -1 | 0.22921 | 216.1 | 216.1 |  |  | -3.1991 | 216.1 | -0.22921 | -49.5332
3107 | STRYKER_1G | 1 | North | YES | -0.015159 | 145.6 | 45 | 182 | 0 | 1.029 | GST | -1 | 0.22957 | 182 | 182 |  |  | -2.7589 | 182 | -0.22957 | -41.7816
3108 | STRYKER_2G | 2 | North | YES | -0.015159 | 484 | 75 | 484 | 0 | 1.029 | GST | -1 | 0.22957 | 484 | 484 |  |  | -7.337 | 484 | -0.22957 | -111.1114
3309 | ASPN_G | 1 | North | YES | -0.01518 | 50 | 0 | 50 |  | 1 | Bio | -1 | 0.22959 | 50 | 50 |  |  | -0.759 | 50 | -0.22959 | -11.4795
3348 | CHAMPION_1G | MB | North | YES | -0.015198 | 0 | 42 | 42 |  | 1 | Cogen | -1 | 0.22961 | 0 | 0 |  |  | 0 | 0 | -0.22961 | 0
13116 | TGATEWAY_1G | 1 | North | YES | -0.015349 | 151 | 30 | 151 | 0 | 1.0232 | CC | -1 | 0.22976 | 151 | 151 |  |  | -2.3177 | 151 | -0.22976 | -34.6936
13117 | TGATEWAY_2G | 2 | North | YES | -0.015349 | 130 | 30 | 130 | 0 | 1.0232 | CC | -1 | 0.22976 | 130 | 130 |  |  | -1.9954 | 130 | -0.22976 | -29.8687
13118 | TGATEWAY_3G | 3 | North | YES | -0.015349 | 148 | 30 | 148 | 0 | 1.0232 | CC | -1 | 0.22976 | 148 | 148 |  |  | -2.2717 | 148 | -0.22976 | -34.0043
13119 | TGATEWAY_4G | 4 | North | YES | -0.015349 | 399 | 65 | 399 | 0 | 1.0232 | CC | -1 | 0.22976 | 399 | 399 |  |  | -6.1243 | 399 | -0.22976 | -91.6739
3097 | MARTLAKE_1G | 1 | North | YES | -0.015529 | 790 | 500 | 790 | 0 | 1.017 | LIGCO | -1 | 0.22994 | 0 | 790 |  |  | 0 | 0 | -0.22994 | 0
3098 | MARTLAKE_2G | 2 | North | YES | -0.015529 | 795 | 461 | 795 | 0 | 1.017 | LIGCO | -1 | 0.22994 | 0 | 795 |  |  | 0 | 0 | -0.22994 | 0
3099 | MARTLAKE_3G | 3 | North | YES | -0.015529 | 804 | 500 | 804 | 0 | 1.017 | LIGCO | -1 | 0.22994 | 0 | 804 |  |  | 0 | 0 | -0.22994 | 0
2413 | MTCK6_G | 6 | North | YES | -0.016305 | 0 | 30 | 118 |  | 1.022 | GST | -1 | 0.23072 | 118 | 118 |  |  | -1.924 | 118 | -0.23072 | -27.2244
2414 | MTCK7_G | 7 | North | YES | -0.016305 | 0 | 30 | 115 |  | 1.022 | GST | -1 | 0.23072 | 115 | 115 |  |  | -1.8751 | 115 | -0.23072 | -26.5322
2417 | MTCK8_G | 8 | North | YES | -0.016305 | 444.8 | 60 | 556 | 0 | 1.022 | GSC | -1 | 0.23072 | 556 | 556 |  |  | -9.0656 | 556 | -0.23072 | -128.2776
12440 | PARKD_1SVC8 | 1 | North | YES | -0.016728 | 0 | 0 | 0 | 0 | 1.007 | GST | -1 | 0.23114 | 0 | 0 |  |  | 0 | 0 | -0.23114 | 0
12449 | PARKD_2SVC8 | 1 | North | YES | -0.016728 | 0 | 0 | 0 | 0 | 1.007 | GST | -1 | 0.23114 | 0 | 0 |  |  | 0 | 0 | -0.23114 | 0
12411 | FPLEFR1A_G | 1 | North | YES | -0.016858 | 161 | 72 | 161 | 0 | 1 | CC | -1 | 0.23127 | 161 | 161 |  |  | -2.7141 | 161 | -0.23127 | -37.2342
12412 | FPLEFR1B_G | 2 | North | YES | -0.016858 | 164 | 72 | 164 | 0 | 1 | CC | -1 | 0.23127 | 164 | 164 |  |  | -2.7647 | 164 | -0.23127 | -37.928
12413 | FPLEFR1C_G | 3 | North | YES | -0.016858 | 164 | 72 | 164 | 0 | 1 | CC | -1 | 0.23127 | 164 | 164 |  |  | -2.7647 | 164 | -0.23127 | -37.928
12414 | FPLEFR1S_G | 4 | North | YES | -0.016858 | 414 | 191 | 414 | 0 | 1 | CC | -1 | 0.23127 | 414 | 414 |  |  | -6.9792 | 414 | -0.23127 | -95.745
12421 | FPLEFR2A_G | 1 | North | YES | -0.016858 | 162 | 72 | 162 | 0 | 1 | CC | -1 | 0.23127 | 162 | 162 |  |  | -2.731 | 162 | -0.23127 | -37.4654
12422 | FPLEFR2B_G | 2 | North | YES | -0.016858 | 161 | 72 | 161 | 0 | 1 | CC | -1 | 0.23127 | 161 | 161 |  |  | -2.7141 | 161 | -0.23127 | -37.2342
12423 | FPLEFR2C_G | 3 | North | YES | -0.016858 | 163 | 72 | 163 | 0 | 1 | CC | -1 | 0.23127 | 163 | 163 |  |  | -2.7479 | 163 | -0.23127 | -37.6967
12424 | FPLEFR2S_G | 4 | North | YES | -0.016858 | 415 | 191 | 415 | 0 | 1 | CC | -1 | 0.23127 | 415 | 415 |  |  | -6.9961 | 415 | -0.23127 | -95.9763
2451 | LKHB1_G | 1 | North | YES | -0.016919 | 0 | 80 | 391 |  | 1.022 | GST | -1 | 0.23133 | 391 | 391 |  |  | -6.6153 | 391 | -0.23133 | -90.4497
2452 | LKHB2_G | 2 | North | YES | -0.016919 | 516 | 80 | 516 | 0 | 1.022 | GST | -1 | 0.23133 | 516 | 516 |  |  | -8.7302 | 516 | -0.23133 | -119.3658
1947 | HANDLEY_3G | 3 | North | YES | -0.017239 | 316 | 100 | 395 | 0 | 1.022 | GST | -1 | 0.23165 | 395 | 395 |  |  | -6.8094 | 395 | -0.23165 | -91.5014
1949 | HANDLEY_5G | 5 | North | YES | -0.017239 | 348 | 150 | 435 | 0 | 1.022 | GST | -1 | 0.23165 | 435 | 435 |  |  | -7.499 | 435 | -0.23165 | -100.7674
1948 | HANDLEY_4G | 4 | North | YES | -0.017285 | 348 | 150 | 435 | 0 | 1.022 | GST | -1 | 0.2317 | 435 | 435 |  |  | -7.519 | 435 | -0.2317 | -100.7874
344 | MRSSHPRD | 1 | North | YES | -0.01736 | 0 | 0 | 12 |  | 1.03 | Hydro | -1 | 0.23177 | 0 | 0 |  |  | 0 | 0 | -0.23177 | 0
345 | MRSSHPRD01 | 2 | North | YES | -0.01736 | 0 | 0 | 12 |  | 1.03 | Hydro | -1 | 0.23177 | 0 | 0 |  |  | 0 | 0 | -0.23177 | 0
948 | STEAM1 | 1 | North | YES | -0.017427 | 0 | 12 | 20 |  | 1.02 | GST | -1 | 0.23184 | 20 | 20 |  |  | -0.34854 | 20 | -0.23184 | -4.6367
949 | STEAM2 | 1 | North | YES | -0.017427 | 26 | 8 | 26 | 0 | 0.99 | GST | -1 | 0.23184 | 26 | 26 |  |  | -0.4531 | 26 | -0.23184 | -6.0278
950 | STEAM3 | 1 | North | YES | -0.017427 | 41 | 13 | 42 | 0 | 1.02 | GST | -1 | 0.23184 | 42 | 42 |  |  | -0.73193 | 42 | -0.23184 | -9.7372
837 | NEWMAN_G5 | 1 | North | YES | -0.017439 | 0 | 15 | 40 |  | 1.01 | GST | -1 | 0.23185 | 40 | 40 |  |  | -0.69756 | 40 | -0.23185 | -9.274
842 | OLINGER_G1 | 1 | North | YES | -0.017522 | 55.4 | 20 | 79 | 0 | 1.03 | GST | -1 | 0.23193 | 79 | 79 |  |  | -1.3842 | 79 | -0.23193 | -18.3226
843 | OLINGER_G2 | 1 | North | YES | -0.017522 | 76.2 | 25 | 110 | 0 | 1.03 | GST | -1 | 0.23193 | 110 | 110 |  |  | -1.9274 | 110 | -0.23193 | -25.5125
844 | OLINGER_G3 | 1 | North | YES | -0.017522 | 103.9 | 45 | 150 | 0 | 1.03 | GST | -1 | 0.23193 | 150 | 150 |  |  | -2.6283 | 150 | -0.23193 | -34.7898
845 | OLINGER_G4 | 1 | North | YES | -0.017522 | 51.9 | 0 | 76 | 0 | 1.03 | GGT | -1 | 0.23193 | 76 | 76 |  |  | -1.3317 | 76 | -0.23193 | -17.6268
1701 | MOSES_1G | 1 | North | YES | -0.017944 | 558 | 175 | 558 | 0 | 1.023 | LIGCO | -1 | 0.23235 | 0 | 558 |  |  | 0 | 0 | -0.23235 | 0
1702 | MOSES_2G | 2 | North | YES | -0.017944 | 579 | 175 | 579 | 0 | 1.023 | LIGCO | -1 | 0.23235 | 0 | 579 |  |  | 0 | 0 | -0.23235 | 0
1703 | MOSES_3G | 3 | North | YES | -0.017944 | 808 | 463 | 808 | 0 | 1.023 | LIGCO | -1 | 0.23235 | 0 | 808 |  |  | 0 | 0 | -0.23235 | 0
5925 | DCEAST | EQ | North | YES | -0.017944 | 400.3 | -600 | 600 | 0 | 1.025 | DCTie | -1 | 0.23235 | 0 | 0 |  |  | 0 | 0 | -0.23235 | 0
1675 | PEC_1G | 1 | North | YES | -0.018147 | 76.7 | 35 | 76.7 | 0 | 1.022 | Cogen | -1 | 0.23256 | 0 | 0 |  |  | 0 | 0 | -0.23256 | 0
1676 | PEC_2G | 2 | North | YES | -0.018147 | 79.6 | 35 | 79.6 | 0 | 1.022 | Cogen | -1 | 0.23256 | 0 | 0 |  |  | 0 | 0 | -0.23256 | 0
1677 | PEC_3G | 3 | North | YES | -0.018147 | 88.4 | 35 | 88.4 | 0 | 1.022 | Cogen | -1 | 0.23256 | 0 | 0 |  |  | 0 | 0 | -0.23256 | 0
1678 | LAMARPWR_1G | 1 | North | YES | -0.018168 | 160 | 67.7 | 160 | 0 | 1.038 | CC | -1 | 0.23258 | 160 | 160 |  |  | -2.9069 | 160 | -0.23258 | -37.2125
1679 | LAMARPWR_2G | 2 | North | YES | -0.018168 | 156 | 67.7 | 156 | 0 | 1.038 | CC | -1 | 0.23258 | 156 | 156 |  |  | -2.8342 | 156 | -0.23258 | -36.2822
1680 | LAMARPWR_3G | 3 | North | YES | -0.018168 | 196 | 129.1 | 196 | 0 | 1.038 | CC | -1 | 0.23258 | 196 | 196 |  |  | -3.5609 | 196 | -0.23258 | -45.5853
1681 | LAMARPWR_4G | 4 | North | YES | -0.018168 | 156 | 67.7 | 156 | 0 | 1.038 | CC | -1 | 0.23258 | 156 | 156 |  |  | -2.8342 | 156 | -0.23258 | -36.2822
1682 | LAMARPWR_5G | 5 | North | YES | -0.018168 | 157 | 67.7 | 157 | 0 | 1.038 | CC | -1 | 0.23258 | 157 | 157 |  |  | -2.8524 | 157 | -0.23258 | -36.5148
1683 | LAMARPWR_6G | 6 | North | YES | -0.018168 | 198 | 129.1 | 198 | 0 | 1.038 | CC | -1 | 0.23258 | 198 | 198 |  |  | -3.5973 | 198 | -0.23258 | -46.0505
2381 | NTHLK1_G | 1 | North | YES | -0.01826 | 0 | 35 | 156 |  | 1.022 | GST | -1 | 0.23267 | 156 | 156 |  |  | -2.8486 | 156 | -0.23267 | -36.2965
2382 | NTHLK2_G | 2 | North | YES | -0.01826 | 0 | 35 | 181 |  | 1.022 | GST | -1 | 0.23267 | 181 | 181 |  |  | -3.3051 | 181 | -0.23267 | -42.1133
2383 | NTHLK3_G | 3 | North | YES | -0.01826 | 0 | 50 | 329 |  | 1.022 | GST | -1 | 0.23267 | 329 | 329 |  |  | -6.0075 | 329 | -0.23267 | -76.5485
1689 | VALLEY_3G | 3 | North | YES | -0.01827 | 0 | 25 | 375 |  | 1.003 | GST | -1 | 0.23268 | 375 | 375 |  |  | -6.8513 | 375 | -0.23268 | -87.255
11691 | KMICHICT1_G | 1 | North | YES | -0.01827 | 144 | 80 | 144 | 0 | 1.026 | CC | -1 | 0.23268 | 144 | 144 |  |  | -2.6309 | 144 | -0.23268 | -33.5059
11692 | KMICHICT2_G | 2 | North | YES | -0.01827 | 146 | 80 | 146 | 0 | 1.026 | CC | -1 | 0.23268 | 146 | 146 |  |  | -2.6674 | 146 | -0.23268 | -33.9713
11693 | KMICHIST3_G | 3 | North | YES | -0.01827 | 312 | 60 | 312 | 0 | 1.026 | CC | -1 | 0.23268 | 312 | 312 |  |  | -5.7002 | 312 | -0.23268 | -72.5962
11694 | KMICHICT4_G | 4 | North | YES | -0.01827 | 144 | 80 | 144 | 0 | 1.026 | CC | -1 | 0.23268 | 144 | 144 |  |  | -2.6309 | 144 | -0.23268 | -33.5059
11695 | KMICHICT5_G | 5 | North | YES | -0.01827 | 148 | 80 | 148 | 0 | 1.026 | CC | -1 | 0.23268 | 148 | 148 |  |  | -2.704 | 148 | -0.23268 | -34.4367
11696 | KMICHIST6_G | 6 | North | YES | -0.01827 | 310 | 60 | 310 | 0 | 1.026 | CC | -1 | 0.23268 | 310 | 310 |  |  | -5.6637 | 310 | -0.23268 | -72.1308
503 | NTHTEXAS01 | 1 | North | YES | -0.018603 | 0 | 5 | 18 |  | 1.015 | GST | -1 | 0.23301 | 18 | 18 |  |  | -0.33485 | 18 | -0.23301 | -4.1942
504 | NTHTEXAS02 | 2 | North | YES | -0.018603 | 14.4 | 5 | 18 |  | 1.015 | GST | -1 | 0.23301 | 18 | 18 |  |  | -0.33485 | 18 | -0.23301 | -4.1942
505 | NTHTEXAS03 | 3 | North | YES | -0.018603 | 30.4 | 15 | 38 |  | 1.015 | GST | -1 | 0.23301 | 38 | 38 |  |  | -0.70691 | 38 | -0.23301 | -8.8545
1687 | VALLEY_1G | 1 | North | YES | -0.018738 | 136 | 15 | 170 | 0 | 1.029 | GST | -1 | 0.23315 | 170 | 170 |  |  | -3.1855 | 170 | -0.23315 | -39.6352
1688 | VALLEY_2G | 2 | North | YES | -0.018738 | 527 | 90 | 527 | 0 | 1.029 | GSC | -1 | 0.23315 | 527 | 527 |  |  | -9.8749 | 527 | -0.23315 | -122.8691
6948 | DENISNDM | 1 | North | YES | -0.019068 | 40 | 5 | 40 |  | 1.015 | Hydro | -1 | 0.23348 | 0 | 0 |  |  | 0 | 0 | -0.23348 | 0
6948 | DENISNDM | 2 | North | YES | -0.019068 | 31 | 5 | 40 |  | 1.015 | Hydro | -1 | 0.23348 | 0 | 0 |  |  | 0 | 0 | -0.23348 | 0
2371 | COLLIN_1G | MB | North | YES | -0.01934 | 0 | 40 | 138 |  | 1.022 | GST | -1 | 0.23375 | 0 | 0 |  |  | 0 | 0 | -0.23375 | 0
1600 | BARTNWND_1G | 1 | North | YES | -0.019493 | 12 | 0 | 120 | 0 | 1.022 | Wind | -1 | 0.2339 | 0 | 120 |  |  | 0 | 0 | -0.2339 | 0
1861 | EAGLEMNT_1G | MB | North | YES | -0.022065 | 0 | 30 | 112 |  | 1.022 | GST | -1 | 0.23648 | 0 | 0 |  |  | 0 | 0 | -0.23648 | 0
1862 | EAGLEMNT_2G | MB | North | YES | -0.022065 | 0 | 40 | 100 |  | 1.022 | GST | -1 | 0.23648 | 0 | 0 |  |  | 0 | 0 | -0.23648 | 0
1863 | EAGLEMNT_3G | MB | North | YES | -0.022065 | 0 | 50 | 378 |  | 1.022 | GST | -1 | 0.23648 | 0 | 0 |  |  | 0 | 0 | -0.23648 | 0
1433 | GRHAMSES_1G | 1 | North | YES | -0.02232 | 242 | 60 | 242 | 0 | 1.038 | GST | -1 | 0.23673 | 242 | 242 |  |  | -5.4014 | 242 | -0.23673 | -57.2887
923 | SPENCER_G4 | 1 | North | YES | -0.025031 | 48 | 20 | 61 | 0 | 1.03 | GST | -1 | 0.23944 | 61 | 61 |  |  | -1.5269 | 61 | -0.23944 | -14.6059
924 | SPENCER_G5 | 1 | North | YES | -0.025031 | 52 | 20 | 66 | 0 | 1.03 | GST | -1 | 0.23944 | 66 | 66 |  |  | -1.652 | 66 | -0.23944 | -15.8031
580 | JCKCNTY801 | 1 | North | YES | -0.030011 | 288 | 0 | 288 | 0 | 1.022 | CC | -1 | 0.24442 | 288 | 288 |  |  | -8.6432 | 288 | -0.24442 | -70.3933
581 | JCKCNTY802 | 2 | North | YES | -0.030011 | 147 | 0 | 147 | 0 | 1.022 | CC | -1 | 0.24442 | 147 | 147 |  |  | -4.4116 | 147 | -0.24442 | -35.9299
582 | JCKCNTY803 | 3 | North | YES | -0.030011 | 147 | 0 | 147 | 0 | 1.022 | CC | -1 | 0.24442 | 147 | 147 |  |  | -4.4116 | 147 | -0.24442 | -35.9299
728 | WOLFRIDGE801 | 1 | North | YES | -0.032967 | 11.2 | 0 | 112.5 | 0 | 0.99 | Wind | -1 | 0.24738 | 0 | 112.5 |  |  | 0 | 0 | -0.24738 | 0
1453 | WCPWRCO_1G | 1 | North | YES | -0.039399 | 204 | 50 | 204 | 0 | 1.02 | CC | -1 | 0.25381 | 204 | 204 |  |  | -8.0374 | 204 | -0.25381 | -51.7771
1454 | WCPWRCO_2G | 2 | North | YES | -0.039399 | 204 | 50 | 204 | 0 | 1.02 | CC | -1 | 0.25381 | 204 | 204 |  |  | -8.0374 | 204 | -0.25381 | -51.7771
1455 | WCPWRCO_3G | 3 | North | YES | -0.039399 | 242 | 50 | 242 |  | 1.02 | CC | -1 | 0.25381 | 242 | 242 |  |  | -9.5346 | 242 | -0.25381 | -61.4218
1432 | GRHAMSES_2G | 2 | North | YES | -0.040005 | 294.9 | 90 | 366 | 0 | 1.014 | GST | -1 | 0.25442 | 366 | 366 |  |  | -14.6418 | 366 | -0.25442 | -93.1159
1479 | WFCOGEN_1G | 2 | North | YES | -0.10627 | 16 | 12 | 20 | 0 | 1 | Cogen | -1 | 0.32068 | 0 | 0 |  |  | 0 | 0 | -0.32068 | 0
1479 | WFCOGEN_1G | 1 | North | YES | -0.10627 | 16 | 12 | 20 | 0 | 1 | Cogen | -1 | 0.32068 | 0 | 0 |  |  | 0 | 0 | -0.32068 | 0
1482 | WFCOGEN_2G | 1 | North | YES | -0.10627 | 16 | 12 | 20 | 0 | 1 | Cogen | -1 | 0.32068 | 0 | 0 |  |  | 0 | 0 | -0.32068 | 0
1482 | WFCOGEN_2G | 2 | North | YES | -0.10627 | 13.6 | 12 | 17 | 0 | 1 | Cogen | -1 | 0.32068 | 0 | 0 |  |  | 0 | 0 | -0.32068 | 0
Note on AL4: Zonal Cap - Zonal Impact

## Distributed Slack - Inc
Number of Bus | Name of Bus | ID | Area Name of Gen | AGC | P Sensitivity of Bus | Gen MW | Min MW | Max MW | V Sensitivity of Bus | Set Volt | Tech Type | Zone Impact | Zone Correlation | Inc Max | Dec Max | Souce S.F. Weighting | Souce Capacity | Sink S.F. Weighting | Sink Capacity | PTDF Calc | PTDF Weighting | Cumulative Share of Zonal Cap | Cumulative Share of Zonal Impact | Cont_ Cokfield to GrahamSES and LongCreek to GrahamSES1_5 OL_ FisherRd to Oklaunion |  | i_PTDF_INC_pt | 540 |  | BRYN_DNSBY14 | Unit at max
1479 | WFCOGEN_1G | 2 | North | YES | -0.10627 | 16 | 12 | 20 | 0 | 1 | Cogen | -1 | 0.32068 | 0 | 0 |  |  | 0 | 0 | -0.32068 | 0 | 0 | 0 |  |  | i_10pctunit | 34 |  | 129 | # units @ max
1479 | WFCOGEN_1G | 1 | North | YES | -0.10627 | 16 | 12 | 20 | 0 | 1 | Cogen | -1 | 0.32068 | 0 | 0 |  |  | 0 | 0 | -0.32068 | 0 | 0 | 0 | [5 empty] | 0.015375 | delta max
1482 | WFCOGEN_2G | 1 | North | YES | -0.10627 | 16 | 12 | 20 | 0 | 1 | Cogen | -1 | 0.32068 | 0 | 0 |  |  | 0 | 0 | -0.32068 | 0 | 0 | 0 | [5 empty] | Delta
1482 | WFCOGEN_2G | 2 | North | YES | -0.10627 | 13.6 | 12 | 17 | 0 | 1 | Cogen | -1 | 0.32068 | 0 | 0 |  |  | 0 | 0 | -0.32068 | 0 | 0 | 0 | Weighted Shift Factors |  |  |  | 1 | 0
1432 | GRHAMSES_2G | 2 | North | YES | -0.040005 | 294.9 | 90 | 366 | 0 | 1.014 | GST | -1 | 0.25442 | 366 | 366 |  |  | -14.6418 | 366 | -0.25442 | -93.1159 | 0.0085623 | 0.0097276 | West | 0.21441 |  |  | 2 | 0
1453 | WCPWRCO_1G | 1 | North | YES | -0.039399 | 204 | 50 | 204 | 0 | 1.02 | CC | -1 | 0.25381 | 204 | 204 |  |  | -8.0374 | 204 | -0.25381 | -51.7771 | 0.013335 | 0.015137 | North | -0.016282 |  |  | 3 | 0
1454 | WCPWRCO_2G | 2 | North | YES | -0.039399 | 204 | 50 | 204 | 0 | 1.02 | CC | -1 | 0.25381 | 204 | 204 |  |  | -8.0374 | 204 | -0.25381 | -51.7771 | 0.018107 | 0.020546 |  |  |  |  | 4 | 0
1455 | WCPWRCO_3G | 3 | North | YES | -0.039399 | 242 | 50 | 242 |  | 1.02 | CC | -1 | 0.25381 | 242 | 242 |  |  | -9.5346 | 242 | -0.25381 | -61.4218 | 0.023768 | 0.026962 |  |  |  |  | 5 | 0.0011654
728 | WOLFRIDGE801 | 1 | North | YES | -0.032967 | 11.2 | 0 | 112.5 | 0 | 0.99 | Wind | -1 | 0.24738 | 0 | 112.5 |  |  | 0 | 0 | -0.24738 | 0 | 0.023768 | 0.026962 |  |  |  |  | 6 | 0.001802
580 | JCKCNTY801 | 1 | North | YES | -0.030011 | 288 | 0 | 288 | 0 | 1.022 | CC | -1 | 0.24442 | 288 | 288 |  |  | -8.6432 | 288 | -0.24442 | -70.3933 | 0.030506 | 0.034316 |  |  |  |  | 7 | 0.0024386
581 | JCKCNTY802 | 2 | North | YES | -0.030011 | 147 | 0 | 147 | 0 | 1.022 | CC | -1 | 0.24442 | 147 | 147 |  |  | -4.4116 | 147 | -0.24442 | -35.9299 | 0.033945 | 0.03807 |  |  |  |  | 8 | 0.0031938
582 | JCKCNTY803 | 3 | North | YES | -0.030011 | 147 | 0 | 147 | 0 | 1.022 | CC | -1 | 0.24442 | 147 | 147 |  |  | -4.4116 | 147 | -0.24442 | -35.9299 | 0.037384 | 0.041823 |  |  |  |  | 9 | 0.0031938
923 | SPENCER_G4 | 1 | North | YES | -0.025031 | 48 | 20 | 61 | 0 | 1.03 | GST | -1 | 0.23944 | 61 | 61 |  |  | -1.5269 | 61 | -0.23944 | -14.6059 | 0.038811 | 0.043349 |  |  |  |  | 10 | 0.0038101
924 | SPENCER_G5 | 1 | North | YES | -0.025031 | 52 | 20 | 66 | 0 | 1.03 | GST | -1 | 0.23944 | 66 | 66 |  |  | -1.652 | 66 | -0.23944 | -15.8031 | 0.040355 | 0.045 |  |  |  |  | 11 | 0.0041247
1433 | GRHAMSES_1G | 1 | North | YES | -0.02232 | 242 | 60 | 242 | 0 | 1.038 | GST | -1 | 0.23673 | 242 | 242 |  |  | -5.4014 | 242 | -0.23673 | -57.2887 | 0.046016 | 0.050985 |  |  |  |  | 12 | 0.0044393
1861 | EAGLEMNT_1G | MB | North | YES | -0.022065 | 0 | 30 | 112 |  | 1.022 | GST | -1 | 0.23648 | 0 | 0 |  |  | 0 | 0 | -0.23648 | 0 | 0.046016 | 0.050985 |  |  |  |  | 13 | 0.0045381
1862 | EAGLEMNT_2G | MB | North | YES | -0.022065 | 0 | 40 | 100 |  | 1.022 | GST | -1 | 0.23648 | 0 | 0 |  |  | 0 | 0 | -0.23648 | 0 | 0.046016 | 0.050985 |  |  |  |  | 14 | 0.004645
1863 | EAGLEMNT_3G | MB | North | YES | -0.022065 | 0 | 50 | 378 |  | 1.022 | GST | -1 | 0.23648 | 0 | 0 |  |  | 0 | 0 | -0.23648 | 0 | 0.046016 | 0.050985 |  |  |  |  | 15 | 0.0049684
1600 | BARTNWND_1G | 1 | North | YES | -0.019493 | 12 | 0 | 120 | 0 | 1.022 | Wind | -1 | 0.2339 | 0 | 120 |  |  | 0 | 0 | -0.2339 | 0 | 0.046016 | 0.050985 |  |  |  |  | 16 | 0.0049684
2371 | COLLIN_1G | MB | North | YES | -0.01934 | 0 | 40 | 138 |  | 1.022 | GST | -1 | 0.23375 | 0 | 0 |  |  | 0 | 0 | -0.23375 | 0 | 0.046016 | 0.050985 |  |  |  |  | 17 | 0.0049684
6948 | DENISNDM | 1 | North | YES | -0.019068 | 40 | 5 | 40 |  | 1.015 | Hydro | -1 | 0.23348 | 0 | 0 |  |  | 0 | 0 | -0.23348 | 0 | 0.046016 | 0.050985 |  |  |  |  | 18 | 0.0049684
6948 | DENISNDM | 2 | North | YES | -0.019068 | 31 | 5 | 40 |  | 1.015 | Hydro | -1 | 0.23348 | 0 | 0 |  |  | 0 | 0 | -0.23348 | 0 | 0.046016 | 0.050985 |  |  |  |  | 19 | 0.0049684
1687 | VALLEY_1G | 1 | North | YES | -0.018738 | 136 | 15 | 170 | 0 | 1.029 | GST | -1 | 0.23315 | 170 | 170 |  |  | -3.1855 | 170 | -0.23315 | -39.6352 | 0.049993 | 0.055125 |  |  |  |  | 20 | 0.0049684
1688 | VALLEY_2G | 2 | North | YES | -0.018738 | 527 | 90 | 527 | 0 | 1.029 | GSC | -1 | 0.23315 | 527 | 527 |  |  | -9.8749 | 527 | -0.23315 | -122.8691 | 0.062322 | 0.067961 |  |  |  |  | 21 | 0.0049684
503 | NTHTEXAS01 | 1 | North | YES | -0.018603 | 0 | 5 | 18 |  | 1.015 | GST | -1 | 0.23301 | 18 | 18 |  |  | -0.33485 | 18 | -0.23301 | -4.1942 | 0.062743 | 0.068399 |  |  |  |  | 22 | 0.0049684
504 | NTHTEXAS02 | 2 | North | YES | -0.018603 | 14.4 | 5 | 18 |  | 1.015 | GST | -1 | 0.23301 | 18 | 18 |  |  | -0.33485 | 18 | -0.23301 | -4.1942 | 0.063164 | 0.068838 |  |  |  |  | 23 | 0.005132
505 | NTHTEXAS03 | 3 | North | YES | -0.018603 | 30.4 | 15 | 38 |  | 1.015 | GST | -1 | 0.23301 | 38 | 38 |  |  | -0.70691 | 38 | -0.23301 | -8.8545 | 0.064053 | 0.069763 |  |  |  |  | 24 | 0.0056392
1689 | VALLEY_3G | 3 | North | YES | -0.01827 | 0 | 25 | 375 |  | 1.003 | GST | -1 | 0.23268 | 375 | 375 |  |  | -6.8513 | 375 | -0.23268 | -87.255 | 0.072826 | 0.078878 |  |  |  |  | 25 | 0.0056562
11691 | KMICHICT1_G | 1 | North | YES | -0.01827 | 144 | 80 | 144 | 0 | 1.026 | CC | -1 | 0.23268 | 144 | 144 |  |  | -2.6309 | 144 | -0.23268 | -33.5059 | 0.076195 | 0.082378 |  |  |  |  | 26 | 0.0056733
11692 | KMICHICT2_G | 2 | North | YES | -0.01827 | 146 | 80 | 146 | 0 | 1.026 | CC | -1 | 0.23268 | 146 | 146 |  |  | -2.6674 | 146 | -0.23268 | -33.9713 | 0.07961 | 0.085927 |  |  |  |  | 27 | 0.0057093
11693 | KMICHIST3_G | 3 | North | YES | -0.01827 | 312 | 60 | 312 | 0 | 1.026 | CC | -1 | 0.23268 | 312 | 312 |  |  | -5.7002 | 312 | -0.23268 | -72.5962 | 0.086909 | 0.093511 |  |  |  |  | 28 | 0.0060519
11694 | KMICHICT4_G | 4 | North | YES | -0.01827 | 144 | 80 | 144 | 0 | 1.026 | CC | -1 | 0.23268 | 144 | 144 |  |  | -2.6309 | 144 | -0.23268 | -33.5059 | 0.090278 | 0.097011 |  |  |  |  | 29 | 0.0061834
11695 | KMICHICT5_G | 5 | North | YES | -0.01827 | 148 | 80 | 148 | 0 | 1.026 | CC | -1 | 0.23268 | 148 | 148 |  |  | -2.704 | 148 | -0.23268 | -34.4367 | 0.09374 | 0.10061 |  |  |  |  | 30 | 0.0063167
11696 | KMICHIST6_G | 6 | North | YES | -0.01827 | 310 | 60 | 310 | 0 | 1.026 | CC | -1 | 0.23268 | 310 | 310 |  |  | -5.6637 | 310 | -0.23268 | -72.1308 | 0.10099 | 0.10814 |  |  |  |  | 31 | 0.0066017
2381 | NTHLK1_G | 1 | North | YES | -0.01826 | 0 | 35 | 156 |  | 1.022 | GST | -1 | 0.23267 | 156 | 156 |  |  | -2.8486 | 156 | -0.23267 | -36.2965 | 0.10464 | 0.11194 |  |  |  |  | 32 | 0.0067333
2382 | NTHLK2_G | 2 | North | YES | -0.01826 | 0 | 35 | 181 |  | 1.022 | GST | -1 | 0.23267 | 181 | 181 |  |  | -3.3051 | 181 | -0.23267 | -42.1133 | 0.10888 | 0.11634 |  |  |  |  | 33 | 0.0068684
2383 | NTHLK3_G | 3 | North | YES | -0.01826 | 0 | 50 | 329 |  | 1.022 | GST | -1 | 0.23267 | 329 | 329 |  |  | -6.0075 | 329 | -0.23267 | -76.5485 | 0.11657 | 0.12433 |  |  |  |  | 34 | 0.0071516
1678 | LAMARPWR_1G | 1 | North | YES | -0.018168 | 160 | 67.7 | 160 | 0 | 1.038 | CC | -1 | 0.23258 | 160 | 160 |  |  | -2.9069 | 160 | -0.23258 | -37.2125 | 0.12032 | 0.12822 |  |  |  |  | 35 | 0.0072939
1679 | LAMARPWR_2G | 2 | North | YES | -0.018168 | 156 | 67.7 | 156 | 0 | 1.038 | CC | -1 | 0.23258 | 156 | 156 |  |  | -2.8342 | 156 | -0.23258 | -36.2822 | 0.12397 | 0.13201 |  |  |  |  | 36 | 0.0074591
1680 | LAMARPWR_3G | 3 | North | YES | -0.018168 | 196 | 129.1 | 196 | 0 | 1.038 | CC | -1 | 0.23258 | 196 | 196 |  |  | -3.5609 | 196 | -0.23258 | -45.5853 | 0.12855 | 0.13677 |  |  |  |  | 37 | 0.0077592
1681 | LAMARPWR_4G | 4 | North | YES | -0.018168 | 156 | 67.7 | 156 | 0 | 1.038 | CC | -1 | 0.23258 | 156 | 156 |  |  | -2.8342 | 156 | -0.23258 | -36.2822 | 0.1322 | 0.14056 |  |  |  |  | 38 | 0.0079037
1682 | LAMARPWR_5G | 5 | North | YES | -0.018168 | 157 | 67.7 | 157 | 0 | 1.038 | CC | -1 | 0.23258 | 157 | 157 |  |  | -2.8524 | 157 | -0.23258 | -36.5148 | 0.13587 | 0.14438 |  |  |  |  | 39 | 0.0080445
1683 | LAMARPWR_6G | 6 | North | YES | -0.018168 | 198 | 129.1 | 198 | 0 | 1.038 | CC | -1 | 0.23258 | 198 | 198 |  |  | -3.5973 | 198 | -0.23258 | -46.0505 | 0.14051 | 0.14919 |  |  |  |  | 40 | 0.0082215
1675 | PEC_1G | 1 | North | YES | -0.018147 | 76.7 | 35 | 76.7 | 0 | 1.022 | Cogen | -1 | 0.23256 | 0 | 0 |  |  | 0 | 0 | -0.23256 | 0 | 0.14051 | 0.14919 |  |  |  |  | 41 | 0.0083623
1676 | PEC_2G | 2 | North | YES | -0.018147 | 79.6 | 35 | 79.6 | 0 | 1.022 | Cogen | -1 | 0.23256 | 0 | 0 |  |  | 0 | 0 | -0.23256 | 0 | 0.14051 | 0.14919 |  |  |  |  | 42 | 0.008504
1677 | PEC_3G | 3 | North | YES | -0.018147 | 88.4 | 35 | 88.4 | 0 | 1.022 | Cogen | -1 | 0.23256 | 0 | 0 |  |  | 0 | 0 | -0.23256 | 0 | 0.14051 | 0.14919 |  |  |  |  | 43 | 0.0086828
1701 | MOSES_1G | 1 | North | YES | -0.017944 | 558 | 175 | 558 | 0 | 1.023 | LIGCO | -1 | 0.23235 | 0 | 558 |  |  | 0 | 0 | -0.23235 | 0 | 0.14051 | 0.14919 |  |  |  |  | 44 | 0.0086828
1702 | MOSES_2G | 2 | North | YES | -0.017944 | 579 | 175 | 579 | 0 | 1.023 | LIGCO | -1 | 0.23235 | 0 | 579 |  |  | 0 | 0 | -0.23235 | 0 | 0.14051 | 0.14919 |  |  |  |  | 45 | 0.0086828
1703 | MOSES_3G | 3 | North | YES | -0.017944 | 808 | 463 | 808 | 0 | 1.023 | LIGCO | -1 | 0.23235 | 0 | 808 |  |  | 0 | 0 | -0.23235 | 0 | 0.14051 | 0.14919 |  |  |  |  | 46 | 0.0086828
5925 | DCEAST | EQ | North | YES | -0.017944 | 400.3 | -600 | 600 | 0 | 1.025 | DCTie | -1 | 0.23235 | 0 | 0 |  |  | 0 | 0 | -0.23235 | 0 | 0.14051 | 0.14919 |  |  |  |  | 47 | 0.0086828
842 | OLINGER_G1 | 1 | North | YES | -0.017522 | 55.4 | 20 | 79 | 0 | 1.03 | GST | -1 | 0.23193 | 79 | 79 |  |  | -1.3842 | 79 | -0.23193 | -18.3226 | 0.14235 | 0.1511 |  |  |  |  | 48 | 0.0086828
843 | OLINGER_G2 | 1 | North | YES | -0.017522 | 76.2 | 25 | 110 | 0 | 1.03 | GST | -1 | 0.23193 | 110 | 110 |  |  | -1.9274 | 110 | -0.23193 | -25.5125 | 0.14493 | 0.15377 |  |  |  |  | 49 | 0.0086828
844 | OLINGER_G3 | 1 | North | YES | -0.017522 | 103.9 | 45 | 150 | 0 | 1.03 | GST | -1 | 0.23193 | 150 | 150 |  |  | -2.6283 | 150 | -0.23193 | -34.7898 | 0.14844 | 0.1574 |  |  |  |  | 50 | 0.0086828
845 | OLINGER_G4 | 1 | North | YES | -0.017522 | 51.9 | 0 | 76 | 0 | 1.03 | GGT | -1 | 0.23193 | 76 | 76 |  |  | -1.3317 | 76 | -0.23193 | -17.6268 | 0.15021 | 0.15924 |  |  |  |  | 51 | 0.0087488
837 | NEWMAN_G5 | 1 | North | YES | -0.017439 | 0 | 15 | 40 |  | 1.01 | GST | -1 | 0.23185 | 40 | 40 |  |  | -0.69756 | 40 | -0.23185 | -9.274 | 0.15115 | 0.16021 |  |  |  |  | 52 | 0.0088406
948 | STEAM1 | 1 | North | YES | -0.017427 | 0 | 12 | 20 |  | 1.02 | GST | -1 | 0.23184 | 20 | 20 |  |  | -0.34854 | 20 | -0.23184 | -4.6367 | 0.15162 | 0.1607 |  |  |  |  | 53 | 0.0089659
949 | STEAM2 | 1 | North | YES | -0.017427 | 26 | 8 | 26 | 0 | 0.99 | GST | -1 | 0.23184 | 26 | 26 |  |  | -0.4531 | 26 | -0.23184 | -6.0278 | 0.15223 | 0.16133 |  |  |  |  | 54 | 0.0090294
950 | STEAM3 | 1 | North | YES | -0.017427 | 41 | 13 | 42 | 0 | 1.02 | GST | -1 | 0.23184 | 42 | 42 |  |  | -0.73193 | 42 | -0.23184 | -9.7372 | 0.15321 | 0.16234 |  |  |  |  | 55 | 0.0090625
344 | MRSSHPRD | 1 | North | YES | -0.01736 | 0 | 0 | 12 |  | 1.03 | Hydro | -1 | 0.23177 | 0 | 0 |  |  | 0 | 0 | -0.23177 | 0 | 0.15321 | 0.16234 |  |  |  |  | 56 | 0.009079
345 | MRSSHPRD01 | 2 | North | YES | -0.01736 | 0 | 0 | 12 |  | 1.03 | Hydro | -1 | 0.23177 | 0 | 0 |  |  | 0 | 0 | -0.23177 | 0 | 0.15321 | 0.16234 |  |  |  |  | 57 | 0.0091004
1948 | HANDLEY_4G | 4 | North | YES | -0.017285 | 348 | 150 | 435 | 0 | 1.022 | GST | -1 | 0.2317 | 435 | 435 |  |  | -7.519 | 435 | -0.2317 | -100.7874 | 0.16338 | 0.17287 |  |  |  |  | 58 | 0.0091351
1947 | HANDLEY_3G | 3 | North | YES | -0.017239 | 316 | 100 | 395 | 0 | 1.022 | GST | -1 | 0.23165 | 395 | 395 |  |  | -6.8094 | 395 | -0.23165 | -91.5014 | 0.17263 | 0.18243 |  |  |  |  | 59 | 0.0091351
1949 | HANDLEY_5G | 5 | North | YES | -0.017239 | 348 | 150 | 435 | 0 | 1.022 | GST | -1 | 0.23165 | 435 | 435 |  |  | -7.499 | 435 | -0.23165 | -100.7674 | 0.1828 | 0.19296 |  |  |  |  | 60 | 0.0091351
2451 | LKHB1_G | 1 | North | YES | -0.016919 | 0 | 80 | 391 |  | 1.022 | GST | -1 | 0.23133 | 391 | 391 |  |  | -6.6153 | 391 | -0.23133 | -90.4497 | 0.19195 | 0.20241 |  |  |  |  | 61 | 0.0094877
2452 | LKHB2_G | 2 | North | YES | -0.016919 | 516 | 80 | 516 | 0 | 1.022 | GST | -1 | 0.23133 | 516 | 516 |  |  | -8.7302 | 516 | -0.23133 | -119.3658 | 0.20402 | 0.21488 |  |  |  |  | 62 | 0.0098059
12411 | FPLEFR1A_G | 1 | North | YES | -0.016858 | 161 | 72 | 161 | 0 | 1 | CC | -1 | 0.23127 | 161 | 161 |  |  | -2.7141 | 161 | -0.23127 | -37.2342 | 0.20779 | 0.21877 |  |  |  |  | 63 | 0.010156
12412 | FPLEFR1B_G | 2 | North | YES | -0.016858 | 164 | 72 | 164 | 0 | 1 | CC | -1 | 0.23127 | 164 | 164 |  |  | -2.7647 | 164 | -0.23127 | -37.928 | 0.21162 | 0.22273 |  |  |  |  | 64 | 0.010458
12413 | FPLEFR1C_G | 3 | North | YES | -0.016858 | 164 | 72 | 164 | 0 | 1 | CC | -1 | 0.23127 | 164 | 164 |  |  | -2.7647 | 164 | -0.23127 | -37.928 | 0.21546 | 0.22669 |  |  |  |  | 65 | 0.010857
12414 | FPLEFR1S_G | 4 | North | YES | -0.016858 | 414 | 191 | 414 | 0 | 1 | CC | -1 | 0.23127 | 414 | 414 |  |  | -6.9792 | 414 | -0.23127 | -95.745 | 0.22515 | 0.23669 |  |  |  |  | 66 | 0.01098
12421 | FPLEFR2A_G | 1 | North | YES | -0.016858 | 162 | 72 | 162 | 0 | 1 | CC | -1 | 0.23127 | 162 | 162 |  |  | -2.731 | 162 | -0.23127 | -37.4654 | 0.22894 | 0.24061 |  |  |  |  | 67 | 0.011106
12422 | FPLEFR2B_G | 2 | North | YES | -0.016858 | 161 | 72 | 161 | 0 | 1 | CC | -1 | 0.23127 | 161 | 161 |  |  | -2.7141 | 161 | -0.23127 | -37.2342 | 0.2327 | 0.2445 |  |  |  |  | 68 | 0.011231
12423 | FPLEFR2C_G | 3 | North | YES | -0.016858 | 163 | 72 | 163 | 0 | 1 | CC | -1 | 0.23127 | 163 | 163 |  |  | -2.7479 | 163 | -0.23127 | -37.6967 | 0.23652 | 0.24844 |  |  |  |  | 69 | 0.011549
12424 | FPLEFR2S_G | 4 | North | YES | -0.016858 | 415 | 191 | 415 | 0 | 1 | CC | -1 | 0.23127 | 415 | 415 |  |  | -6.9961 | 415 | -0.23127 | -95.9763 | 0.24622 | 0.25846 |  |  |  |  | 70 | 0.011673
12440 | PARKD_1SVC8 | 1 | North | YES | -0.016728 | 0 | 0 | 0 | 0 | 1.007 | GST | -1 | 0.23114 | 0 | 0 |  |  | 0 | 0 | -0.23114 | 0 | 0.24622 | 0.25846 |  |  |  |  | 71 | 0.011796
12449 | PARKD_2SVC8 | 1 | North | YES | -0.016728 | 0 | 0 | 0 | 0 | 1.007 | GST | -1 | 0.23114 | 0 | 0 |  |  | 0 | 0 | -0.23114 | 0 | 0.24622 | 0.25846 |  |  |  |  | 72 | 0.011921
2413 | MTCK6_G | 6 | North | YES | -0.016305 | 0 | 30 | 118 |  | 1.022 | GST | -1 | 0.23072 | 118 | 118 |  |  | -1.924 | 118 | -0.23072 | -27.2244 | 0.24898 | 0.26131 |  |  |  |  | 73 | 0.012239
2414 | MTCK7_G | 7 | North | YES | -0.016305 | 0 | 30 | 115 |  | 1.022 | GST | -1 | 0.23072 | 115 | 115 |  |  | -1.8751 | 115 | -0.23072 | -26.5322 | 0.25167 | 0.26408 |  |  |  |  | 74 | 0.012239
2417 | MTCK8_G | 8 | North | YES | -0.016305 | 444.8 | 60 | 556 | 0 | 1.022 | GSC | -1 | 0.23072 | 556 | 556 |  |  | -9.0656 | 556 | -0.23072 | -128.2776 | 0.26468 | 0.27748 |  |  |  |  | 75 | 0.012239
3097 | MARTLAKE_1G | 1 | North | YES | -0.015529 | 790 | 500 | 790 | 0 | 1.017 | LIGCO | -1 | 0.22994 | 0 | 790 |  |  | 0 | 0 | -0.22994 | 0 | 0.26468 | 0.27748 |  |  |  |  | 76 | 0.012322
3098 | MARTLAKE_2G | 2 | North | YES | -0.015529 | 795 | 461 | 795 | 0 | 1.017 | LIGCO | -1 | 0.22994 | 0 | 795 |  |  | 0 | 0 | -0.22994 | 0 | 0.26468 | 0.27748 |  |  |  |  | 77 | 0.012404
3099 | MARTLAKE_3G | 3 | North | YES | -0.015529 | 804 | 500 | 804 | 0 | 1.017 | LIGCO | -1 | 0.22994 | 0 | 804 |  |  | 0 | 0 | -0.22994 | 0 | 0.26468 | 0.27748 |  |  |  |  | 78 | 0.012797
13116 | TGATEWAY_1G | 1 | North | YES | -0.015349 | 151 | 30 | 151 | 0 | 1.0232 | CC | -1 | 0.22976 | 151 | 151 |  |  | -2.3177 | 151 | -0.22976 | -34.6936 | 0.26821 | 0.2811 |  |  |  |  | 79 | 0.012797
13117 | TGATEWAY_2G | 2 | North | YES | -0.015349 | 130 | 30 | 130 | 0 | 1.0232 | CC | -1 | 0.22976 | 130 | 130 |  |  | -1.9954 | 130 | -0.22976 | -29.8687 | 0.27126 | 0.28422 |  |  |  |  | 80 | 0.012797
13118 | TGATEWAY_3G | 3 | North | YES | -0.015349 | 148 | 30 | 148 | 0 | 1.0232 | CC | -1 | 0.22976 | 148 | 148 |  |  | -2.2717 | 148 | -0.22976 | -34.0043 | 0.27472 | 0.28778 |  |  |  |  | 81 | 0.012797
13119 | TGATEWAY_4G | 4 | North | YES | -0.015349 | 399 | 65 | 399 | 0 | 1.0232 | CC | -1 | 0.22976 | 399 | 399 |  |  | -6.1243 | 399 | -0.22976 | -91.6739 | 0.28405 | 0.29735 |  |  |  |  | 82 | 0.012889
3348 | CHAMPION_1G | MB | North | YES | -0.015198 | 0 | 42 | 42 |  | 1 | Cogen | -1 | 0.22961 | 0 | 0 |  |  | 0 | 0 | -0.22961 | 0 | 0.28405 | 0.29735 |  |  |  |  | 83 | 0.012968
3309 | ASPN_G | 1 | North | YES | -0.01518 | 50 | 0 | 50 |  | 1 | Bio | -1 | 0.22959 | 50 | 50 |  |  | -0.759 | 50 | -0.22959 | -11.4795 | 0.28522 | 0.29855 |  |  |  |  | 84 | 0.013058
3107 | STRYKER_1G | 1 | North | YES | -0.015159 | 145.6 | 45 | 182 | 0 | 1.029 | GST | -1 | 0.22957 | 182 | 182 |  |  | -2.7589 | 182 | -0.22957 | -41.7816 | 0.28948 | 0.30292 |  |  |  |  | 85 | 0.013301
3108 | STRYKER_2G | 2 | North | YES | -0.015159 | 484 | 75 | 484 | 0 | 1.029 | GST | -1 | 0.22957 | 484 | 484 |  |  | -7.337 | 484 | -0.22957 | -111.1114 | 0.3008 | 0.31452 |  |  |  |  | 86 | 0.013301
1941 | MDLTHELP_1G | 1 | North | YES | -0.014804 | 216.4 | 74 | 216.4 | 0 | 1 | CC | -1 | 0.22921 | 216.4 | 216.4 |  |  | -3.2036 | 216.4 | -0.22921 | -49.6019 | 0.30586 | 0.31971 |  |  |  |  | 87 | 0.01333
1942 | MDLTHELP_2G | 2 | North | YES | -0.014804 | 216.1 | 74 | 216.1 | 0 | 1 | CC | -1 | 0.22921 | 216.1 | 216.1 |  |  | -3.1991 | 216.1 | -0.22921 | -49.5332 | 0.31092 | 0.32488 |  |  |  |  | 88 | 0.013438
12322 | ENNSTRAC_1G | 1 | North | YES | -0.014606 | 196 | 130 | 196 | 0 | 1.036 | CC | -1 | 0.22902 | 196 | 196 |  |  | -2.8628 | 196 | -0.22902 | -44.8872 | 0.31551 | 0.32957 |  |  |  |  | 89 | 0.013722
12323 | ENNSTRAC_2G | 2 | North | YES | -0.014606 | 116 | 100 | 116 | 0 | 1.036 | CC | -1 | 0.22902 | 116 | 116 |  |  | -1.6943 | 116 | -0.22902 | -26.5659 | 0.31822 | 0.33235 |  |  |  |  | 90 | 0.013842
3126 | TRINIDAD_6G | 1 | North | YES | -0.014476 | 179.2 | 46 | 224 | 0 | 1 | GST | -1 | 0.22889 | 224 | 224 |  |  | -3.2426 | 224 | -0.22889 | -51.2705 | 0.32346 | 0.3377 |  |  |  |  | 91 | 0.013961
1937 | MDLTHELP_5G | 5 | North | YES | -0.014 | 224 | 74 | 224 | 0 | 1 | CC | -1 | 0.22841 | 224 | 224 |  |  | -3.136 | 224 | -0.22841 | -51.1639 | 0.3287 | 0.34305 |  |  |  |  | 92 | 0.014065
1938 | MDLTHELP_6G | 6 | North | YES | -0.014 | 226 | 74 | 226 | 0 | 1 | CC | -1 | 0.22841 | 226 | 226 |  |  | -3.164 | 226 | -0.22841 | -51.6207 | 0.33399 | 0.34844 |  |  |  |  | 93 | 0.014126
1943 | MDLTHELP_3G | 3 | North | YES | -0.014 | 212 | 74 | 212 | 0 | 1 | CC | -1 | 0.22841 | 212 | 212 |  |  | -2.968 | 212 | -0.22841 | -48.4229 | 0.33895 | 0.3535 |  |  |  |  | 94 | 0.014242
1944 | MDLTHELP_4G | 4 | North | YES | -0.014 | 211 | 74 | 211 | 0 | 1 | CC | -1 | 0.22841 | 211 | 211 |  |  | -2.954 | 211 | -0.22841 | -48.1945 | 0.34388 | 0.35853 |  |  |  |  | 95 | 0.014347
13134 | CALFREST_4G | 4 | North | YES | -0.013697 | 151.5 | 40 | 151.5 | 0 | 1.031 | CC | -1 | 0.22811 | 151.5 | 151.5 |  |  | -2.0751 | 151.5 | -0.22811 | -34.5582 | 0.34743 | 0.36214 |  |  |  |  | 96 | 0.014453
13135 | CALFREST_5G | 5 | North | YES | -0.013697 | 152.3 | 57 | 152.3 | 0 | 1.031 | CC | -1 | 0.22811 | 152.3 | 152.3 |  |  | -2.0861 | 152.3 | -0.22811 | -34.7407 | 0.35099 | 0.36577 |  |  |  |  | 97 | 0.014552
13136 | CALFREST_6G | 6 | North | YES | -0.013697 | 177.5 | 40 | 177.5 | 0 | 1.031 | CC | -1 | 0.22811 | 177.5 | 177.5 |  |  | -2.4312 | 177.5 | -0.22811 | -40.489 | 0.35514 | 0.37 |  |  |  |  | 98 | 0.01465
13131 | CALFREST_1G | 1 | North | YES | -0.013625 | 150.7 | 40 | 150.7 | 0 | 1.031 | CC | -1 | 0.22804 | 150.7 | 150.7 |  |  | -2.0533 | 150.7 | -0.22804 | -34.3649 | 0.35867 | 0.37359 |  |  |  |  | 99 | 0.014716
13132 | CALFREST_2G | 2 | North | YES | -0.013625 | 151 | 57 | 151 | 0 | 1.031 | CC | -1 | 0.22804 | 151 | 151 |  |  | -2.0574 | 151 | -0.22804 | -34.4333 | 0.3622 | 0.37719 |  |  |  |  | 100 | 0.014783
13133 | CALFREST_3G | 3 | North | YES | -0.013625 | 177.4 | 40 | 177.4 | 0 | 1.031 | CC | -1 | 0.22804 | 177.4 | 177.4 |  |  | -2.4171 | 177.4 | -0.22804 | -40.4534 | 0.36635 | 0.38142 |  |  |  |  | 101 | 0.01486
3381 | BBRN_1G | 1 | North | YES | -0.013348 | 618 | 225 | 618 | 0 | 1.03 | LIGCO | -1 | 0.22776 | 0 | 618 |  |  | 0 | 0 | -0.22776 | 0 | 0.36635 | 0.38142 |  |  |  |  | 102 | 0.014924
3382 | BBRN_2G | 2 | North | YES | -0.013348 | 589 | 225 | 589 | 0 | 1.03 | LIGCO | -1 | 0.22776 | 0 | 589 |  |  | 0 | 0 | -0.22776 | 0 | 0.36635 | 0.38142 |  |  |  |  | 103 | 0.014989
1889 | DECRDOVA_1G | 1 | North | YES | -0.012557 | 779 | 255 | 779 | 0 | 1.02 | GSC | -1 | 0.22697 | 779 | 779 |  |  | -9.7819 | 779 | -0.22697 | -176.8074 | 0.38457 | 0.39989 |  |  |  |  | 104 | 0.015065
48721 | LEG_1___1 | 1 | North | YES | -0.011795 | 827 | 357 | 827 | 0 | 1.0348 | LIGCO | -1 | 0.22621 | 0 | 827 |  |  | 0 | 0 | -0.22621 | 0 | 0.38457 | 0.39989 |  |  |  |  | 105 | 0.015065
48722 | LEG_2___2 | 2 | North | YES | -0.011795 | 819 | 357 | 819 | 0 | 1.0348 | LIGCO | -1 | 0.22621 | 0 | 819 |  |  | 0 | 0 | -0.22621 | 0 | 0.38457 | 0.39989 |  |  |  |  | 106 | 0.015065
39960 | TNTNPONE_18 | 1 | North | YES | -0.011229 | 152.3 | 30 | 152.3 |  | 1.04 | LIGCO | -1 | 0.22564 | 0 | 152.3 |  |  | 0 | 0 | -0.22564 | 0 | 0.38457 | 0.39989 |  |  |  |  | 107 | 0.015312
39970 | TNTNPONE_28 | 1 | North | YES | -0.011229 | 153 | 30 | 153 |  | 1.04 | LIGCO | -1 | 0.22564 | 0 | 153 |  |  | 0 | 0 | -0.22564 | 0 | 0.38457 | 0.39989 |  |  |  |  | 108 | 0.015312
366 | JNSNCNTY802 | 1 | North | YES | -0.010727 | 168 | 20 | 168 | 0 | 1.02 | Cogen | -1 | 0.22514 | 0 | 0 |  |  | 0 | 0 | -0.22514 | 0 | 0.38457 | 0.39989 |  |  |  |  | 109 | 0.015312
367 | JNSNCNTY802 | 2 | North | YES | -0.010727 | 90 | 20 | 90 | 0 | 1.02 | Cogen | -1 | 0.22514 | 0 | 0 |  |  | 0 | 0 | -0.22514 | 0 | 0.38457 | 0.39989 |  |  |  |  | 110 | 0.015312
1892 | DECRDOVA_2G | A | North | YES | -0.010433 | 65 | 65 | 70 | 0 | 1.025 | GGT | -1 | 0.22484 | 70 | 70 |  |  | -0.73031 | 70 | -0.22484 | -15.739 | 0.38621 | 0.40153 |  |  |  |  | 111 | 0.015312
1893 | DECRDOVA_3G | B | North | YES | -0.010433 | 65 | 65 | 69 | 0 | 1.025 | GGT | -1 | 0.22484 | 69 | 69 |  |  | -0.71988 | 69 | -0.22484 | -15.5142 | 0.38783 | 0.40315 |  |  |  |  | 112 | 0.015312
1894 | DECRDOVA_4G | C | North | YES | -0.010433 | 65 | 65 | 69 | 0 | 1.025 | GGT | -1 | 0.22484 | 69 | 69 |  |  | -0.71988 | 69 | -0.22484 | -15.5142 | 0.38944 | 0.40477 |  |  |  |  | 113 | 0.015312
1895 | DECRDOVA_5G | D | North | YES | -0.010433 | 65 | 65 | 68 | 0 | 1.025 | GGT | -1 | 0.22484 | 68 | 68 |  |  | -0.70944 | 68 | -0.22484 | -15.2893 | 0.39103 | 0.40637 |  |  |  |  | 114 | 0.015318
990 | GIBN_CREK_G1 | 1 | North | YES | -0.009817 | 463 | 200 | 463 | 0 | 1.0275 | LIGCO | -1 | 0.22423 | 0 | 463 |  |  | 0 | 0 | -0.22423 | 0 | 0.39103 | 0.40637 |  |  |  |  | 115 | 0.015325
32798 | BRYN_TAMUGEN | 1 | North | YES | -0.009794 | 32 | 0 | 32 |  | 1.02 | GST | -1 | 0.2242 | 32 | 32 |  |  | -0.31341 | 32 | -0.2242 | -7.1745 | 0.39178 | 0.40712 |  |  |  |  | 116 | 0.015331
32886 | BRYN_ATKINS3 | MB | North | YES | -0.009778 | 0 | 5 | 12 |  | 1 | GST | -1 | 0.22419 | 0 | 0 |  |  | 0 | 0 | -0.22419 | 0 | 0.39178 | 0.40712 |  |  |  |  | 117 | 0.015338
32887 | BRYN_ATKINS6 | MB | North | YES | -0.009778 | 0 | 12 | 51 |  | 1.028 | GST | -1 | 0.22419 | 0 | 0 |  |  | 0 | 0 | -0.22419 | 0 | 0.39178 | 0.40712 |  |  |  |  | 118 | 0.015338
32888 | BRYN_ATKINS7 | 1 | North | YES | -0.009778 | 13.6 | 4 | 17 |  | 1.028 | GGT | -1 | 0.22419 | 17 | 17 |  |  | -0.16623 | 17 | -0.22419 | -3.8112 | 0.39218 | 0.40752 |  |  |  |  | 119 | 0.015339
32890 | BRYN_ATKINS4 | MB | North | YES | -0.009778 | 0 | 5 | 22 |  | 1.031 | GST | -1 | 0.22419 | 0 | 0 |  |  | 0 | 0 | -0.22419 | 0 | 0.39218 | 0.40752 |  |  |  |  | 120 | 0.015339
32891 | BRYN_ATKINS5 | MB | North | YES | -0.009778 | 0 | 5 | 25 |  | 1.031 | GST | -1 | 0.22419 | 0 | 0 |  |  | 0 | 0 | -0.22419 | 0 | 0.39218 | 0.40752 |  |  |  |  | 121 | 0.015339
3403 | THOUSE_1G | 1 | North | YES | -0.009749 | 563 | 200 | 563 | 0 | 1.012 | GSC | -1 | 0.22416 | 563 | 563 |  |  | -5.4887 | 563 | -0.22416 | -126.2016 | 0.40535 | 0.4207 |  |  |  |  | 122 | 0.015339
3404 | THOUSE_2G | 2 | North | YES | -0.009749 | 807 | 250 | 807 | 0 | 1.012 | GSC | -1 | 0.22416 | 807 | 807 |  |  | -7.8674 | 807 | -0.22416 | -180.8964 | 0.42423 | 0.4396 |  |  |  |  | 123 | 0.015339
32883 | BRYN_DNSBY3 | 1 | North | YES | -0.009739 | 0 | 2 | 48 |  | 1.015 | GST | -1 | 0.22415 | 48 | 48 |  |  | -0.46747 | 48 | -0.22415 | -10.7592 | 0.42535 | 0.44072 |  |  |  |  | 124 | 0.015339
32884 | BRYN_DNSBY13 | 1 | North | YES | -0.009739 | 46 | 2 | 46 | 0 | 1.015 | GST | -1 | 0.22415 | 46 | 46 |  |  | -0.44799 | 46 | -0.22415 | -10.3109 | 0.42643 | 0.4418 |  |  |  |  | 125 | 0.015352
32892 | BRYN_DNSBY14 | 1 | North | YES | -0.009739 | 84 | 25 | 105 | 0 | 1.035 | GST | -1 | 0.22415 | 105 | 105 |  |  | -1.0226 | 105 | -0.22415 | -23.5357 | 0.42888 | 0.44426 |  |  |  |  | 126 | 0.015371
48671 | FTR_GT1_5105 | 1 | North | YES | -0.009382 | 154.2 | 0 | 154.2 | 0 | 1.0319 | CC | -1 | 0.22379 | 154.2 | 154.2 |  |  | -1.4467 | 154.2 | -0.22379 | -34.5087 | 0.43249 | 0.44786 |  |  |  |  | 127 | 0.015372
48672 | FTR_GT2_5110 | 2 | North | YES | -0.009382 | 159 | 0 | 159 | 0 | 1.0319 | CC | -1 | 0.22379 | 159 | 159 |  |  | -1.4917 | 159 | -0.22379 | -35.5829 | 0.43621 | 0.45158 |  |  |  |  | 128 | 0.015373
48673 | FTR_GT3_5085 | 3 | North | YES | -0.009382 | 158 | 0 | 158 | 0 | 1.0319 | CC | -1 | 0.22379 | 158 | 158 |  |  | -1.4824 | 158 | -0.22379 | -35.3592 | 0.43991 | 0.45527 |  |  |  |  | 129 | 0.015375
48674 | FTR_CN4_5095 | 4 | North | YES | -0.009382 | 380 | 0 | 380 | 0 | 1.0319 | CC | -1 | 0.22379 | 380 | 380 |  |  | -3.5652 | 380 | -0.22379 | -85.041 | 0.4488 | 0.46416 |  |  |  |  | 130 | 0.015373
1877 | WLFHOLW_1G | 1 | North | YES | -0.009317 | 217.3 | 89.2 | 217.3 | 0 | 1.032 | CC | -1 | 0.22373 | 217.3 | 217.3 |  |  | -2.0246 | 217.3 | -0.22373 | -48.6159 | 0.45388 | 0.46924 |  |  |  |  | 131 | 0.015371
1878 | WLFHOLW_2G | 2 | North | YES | -0.009317 | 215.7 | 105 | 215.7 | 0 | 1.032 | CC | -1 | 0.22373 | 215.7 | 215.7 |  |  | -2.0097 | 215.7 | -0.22373 | -48.2579 | 0.45893 | 0.47428 |  |  |  |  | 132 | 0.015368
1879 | WLFHOLW_3G | 3 | North | YES | -0.009317 | 272.4 | 89.2 | 272.4 | 0 | 1.032 | CC | -1 | 0.22373 | 272.4 | 272.4 |  |  | -2.538 | 272.4 | -0.22373 | -60.9433 | 0.4653 | 0.48065 |  |  |  |  | 133 | 0.015363
3416 | LAKE_CRK1_G | 1 | North | YES | -0.009177 | 60 | 33 | 75 |  | 1.029 | GST | -1 | 0.22359 | 75 | 75 |  |  | -0.68827 | 75 | -0.22359 | -16.769 | 0.46705 | 0.4824 |  |  |  |  | 134 | 0.015358
3417 | LAKE_CRK2_G | 2 | North | YES | -0.009177 | 177.6 | 40 | 222 | 0 | 1.029 | GST | -1 | 0.22359 | 222 | 222 |  |  | -2.0373 | 222 | -0.22359 | -49.6363 | 0.47225 | 0.48758 |  |  |  |  | 135 | 0.015353
332 | RWMILLER01 | 1 | North | YES | -0.009044 | 58.4 | 18.5 | 73 | 0 | 1.04 | GST | -1 | 0.22345 | 73 | 73 |  |  | -0.66021 | 73 | -0.22345 | -16.3122 | 0.47395 | 0.48929 |  |  |  |  | 136 | 0.015347
333 | RWMILLER02 | 2 | North | YES | -0.009044 | 95.2 | 37 | 119 | 0 | 1.04 | GST | -1 | 0.22345 | 119 | 119 |  |  | -1.0762 | 119 | -0.22345 | -26.591 | 0.47674 | 0.49206 |  |  |  |  | 137 | 0.015344
334 | RWMILLER03 | 3 | North | YES | -0.009044 | 166.4 | 65 | 208 | 0 | 1.04 | GST | -1 | 0.22345 | 208 | 208 |  |  | -1.8812 | 208 | -0.22345 | -46.4785 | 0.4816 | 0.49692 |  |  |  |  | 138 | 0.015336
335 | RWMILLER04 | 4 | North | YES | -0.009044 | 81.6 | 0 | 102 | 0 | 1.04 | GST | -1 | 0.22345 | 102 | 102 |  |  | -0.92249 | 102 | -0.22345 | -22.7923 | 0.48399 | 0.4993 |  |  |  |  | 139 | 0.015333
336 | RWMILLER05 | 5 | North | YES | -0.009044 | 80.8 | 0 | 101 | 0 | 1.04 | GST | -1 | 0.22345 | 101 | 101 |  |  | -0.91344 | 101 | -0.22345 | -22.5689 | 0.48635 | 0.50166 |  |  |  |  | 140 | 0.015327
238 | BOSQUESW505 | 1 | North | YES | -0.008941 | 255 | 0 | 255 | 0 | 1.02 | CC | -1 | 0.22335 | 255 | 255 |  |  | -2.28 | 255 | -0.22335 | -56.9545 | 0.49232 | 0.50761 |  |  |  |  | 141 | 0.015316
239 | BOSQUESW502 | 1 | North | YES | -0.008941 | 119.2 | 0 | 149 | 0 | 1.02 | GGT | -1 | 0.22335 | 149 | 149 |  |  | -1.3322 | 149 | -0.22335 | -33.2793 | 0.4958 | 0.51109 |  |  |  |  | 142 | 0.015311
247 | BOSQUESW501 | 2 | North | YES | -0.008941 | 124.8 | 0 | 156 | 0 | 1.02 | GGT | -1 | 0.22335 | 156 | 156 |  |  | -1.3948 | 156 | -0.22335 | -34.8428 | 0.49945 | 0.51473 |  |  |  |  | 143 | 0.015306
1898 | COMCHEPK_1G | 1 | North | YES | -0.008328 | 1217 | 1150 | 1217 | 0 | 1.032 | Nuc | -1 | 0.22274 | 0 | 0 |  |  | 0 | 0 | -0.22274 | 0 | 0.49945 | 0.51473 |  |  |  |  | 144 | 0.01529
1899 | COMCHEPK_2G | 2 | North | YES | -0.008328 | 1159 | 1128 | 1159 | 0 | 1.032 | Nuc | -1 | 0.22274 | 0 | 0 |  |  | 0 | 0 | -0.22274 | 0 | 0.49945 | 0.51473 |  |  |  |  | 145 | 0.015281
244 | WHITNYDM01 | 1 | North | YES | -0.008287 | 15 | 0 | 15 | 0 | 1.035 | Hydro | -1 | 0.2227 | 0 | 0 |  |  | 0 | 0 | -0.2227 | 0 | 0.49945 | 0.51473 |  |  |  |  | 146 | 0.015272
245 | WHITNYDM02 | 2 | North | YES | -0.008287 | 15 | 0 | 15 | 0 | 1.035 | Hydro | -1 | 0.2227 | 0 | 0 |  |  | 0 | 0 | -0.2227 | 0 | 0.49945 | 0.51473 |  |  |  |  | 147 | 0.015272
251 | BOSQUESW803 | 2 | North | YES | -0.007759 | 150 | 0 | 150 | 0 | 1.032 | CC | -1 | 0.22217 | 150 | 150 |  |  | -1.1639 | 150 | -0.22217 | -33.3254 | 0.50296 | 0.51821 |  |  |  |  | 148 | 0.015272
253 | BOSQUESW804 | 2 | North | YES | -0.007759 | 80 | 0 | 80 | 0 | 1.032 | CC | -1 | 0.22217 | 80 | 80 |  |  | -0.62072 | 80 | -0.22217 | -17.7735 | 0.50483 | 0.52006 |  |  |  |  | 149 | 0.015272
48591 | CHE_GT2_5030 | 2 | Houston | YES | -0.00729 | 173 | 50 | 173 | 0 | 1.029 | Cogen | -1 | 0.2217 | 0 | 0 |  |  |  |  | -0.2217 | 0 | 0.50483 | 0.52006 |  |  |  |  | 150 | 0.015272
48811 | CVC_GT3_5045 | 3 | Houston | YES | -0.00729 | 156 | 91.8 | 156 | 0 | 1.029 | Cogen | -1 | 0.2217 | 0 | 0 |  |  |  |  | -0.2217 | 0 | 0.50483 | 0.52006 |  |  |  |  | 151 | 0.015244
48812 | CVC_GT2_5020 | 2 | Houston | YES | -0.00729 | 158 | 91.8 | 158 | 0 | 1.029 | Cogen | -1 | 0.2217 | 0 | 0 |  |  |  |  | -0.2217 | 0 | 0.50483 | 0.52006 |  |  |  |  | 152 | 0.015229
48813 | CVC_GT1_5035 | 1 | Houston | YES | -0.00729 | 160 | 91.8 | 160 | 0 | 1.029 | Cogen | -1 | 0.2217 | 0 | 0 |  |  |  |  | -0.2217 | 0 | 0.50483 | 0.52006 |  |  |  |  | 153 | 0.015229
48814 | CVC_ST5_5040 | 1 | Houston | YES | -0.00729 | 162 | 91.8 | 162 | 0 | 1.029 | Cogen | -1 | 0.2217 | 0 | 0 |  |  |  |  | -0.2217 | 0 | 0.50483 | 0.52006 |  |  |  |  | 154 | 0.015229
48885 | THW_5152 | B | Houston | YES | -0.007058 | 47.2 | 5 | 59 |  | 1.0319 | GGT | -1 | 0.22147 | 59 | 59 |  |  |  |  | -0.22147 | -13.0666 | 0.50621 | 0.52143 |  |  |  |  | 155 | 0.015229
48885 | THW_5152 | A | Houston | YES | -0.007058 | 46.4 | 5 | 58 |  | 1.0319 | GGT | -1 | 0.22147 | 58 | 58 |  |  |  |  | -0.22147 | -12.8452 | 0.50757 | 0.52277 |  |  |  |  | 156 | 0.015229
48886 | THW_5354 | D | Houston | YES | -0.007058 | 46.4 | 5 | 58 |  | 1.0319 | GGT | -1 | 0.22147 | 58 | 58 |  |  |  |  | -0.22147 | -12.8452 | 0.50893 | 0.52411 |  |  |  |  | 157 | 0.015229
48886 | THW_5354 | C | Houston | YES | -0.007058 | 45.6 | 5 | 57 |  | 1.0319 | GGT | -1 | 0.22147 | 57 | 57 |  |  |  |  | -0.22147 | -12.6237 | 0.51026 | 0.52543 |  |  |  |  | 158 | 0.015214
48887 | THW_5556 | E | Houston | YES | -0.007058 | 47.2 | 5 | 59 |  | 1.0319 | GGT | -1 | 0.22147 | 59 | 59 |  |  |  |  | -0.22147 | -13.0666 | 0.51164 | 0.5268 |  |  |  |  | 159 | 0.015199
48887 | THW_5556 | F | Houston | YES | -0.007058 | 45.6 | 5 | 57 |  | 1.0319 | GGT | -1 | 0.22147 | 57 | 57 |  |  |  |  | -0.22147 | -12.6237 | 0.51298 | 0.52811 |  |  |  |  | 160 | 0.015184
48690 | GBY_GN5_5 | 5 | Houston | YES | -0.007039 | 318.4 | 81 | 398 |  | 1.0362 | GSC | -1 | 0.22145 | 398 | 398 |  |  |  |  | -0.22145 | -88.1367 | 0.52229 | 0.53732 |  |  |  |  | 161 | 0.015169
48595 | BTE_GT2_8075 | 1 | Houston | YES | -0.007023 | 162.8 | 130 | 162.8 | 0 | 1.0261 | CC | -1 | 0.22143 | 162.8 | 162.8 |  |  |  |  | -0.22143 | -36.0493 | 0.5261 | 0.54109 |  |  |  |  | 162 | 0.015154
48596 | BTE_GT3_8045 | 2 | Houston | YES | -0.007023 | 161.4 | 130 | 161.4 | 0 | 1.0261 | CC | -1 | 0.22143 | 161.4 | 161.4 |  |  |  |  | -0.22143 | -35.7393 | 0.52987 | 0.54482 |  |  |  |  | 163 | 0.015139
48597 | BTE_GT4_8055 | 3 | Houston | YES | -0.007023 | 158.9 | 130 | 158.9 | 0 | 1.0261 | CC | -1 | 0.22143 | 158.9 | 158.9 |  |  |  |  | -0.22143 | -35.1857 | 0.53359 | 0.5485 |  |  |  |  | 164 | 0.015036
48598 | BTE_ST1_8070 | 4 | Houston | YES | -0.007023 | 269.2 | 60 | 269.2 | 0 | 1.0261 | CC | -1 | 0.22143 | 269.2 | 269.2 |  |  |  |  | -0.22143 | -59.6098 | 0.53989 | 0.55473 |  |  |  |  | 165 | 0.014993
48583 | CBY_GT4_1 | 1 | Houston | YES | -0.006984 | 172 | 0 | 172 | 0 | 1.027 | GSC | -1 | 0.22139 | 172 | 172 |  |  |  |  | -0.22139 | -38.0798 | 0.54391 | 0.5587 |  |  |  |  | 166 | 0.014951
48584 | CBY_GT4_2 | 2 | Houston | YES | -0.006984 | 172 | 0 | 172 | 0 | 1.027 | CC | -1 | 0.22139 | 172 | 172 |  |  |  |  | -0.22139 | -38.0798 | 0.54793 | 0.56268 |  |  |  |  | 167 | 0.01491
48585 | CBY_ST4_1 | 3 | Houston | YES | -0.006984 | 172 | 0 | 172 | 0 | 1.027 | CC | -1 | 0.22139 | 172 | 172 |  |  |  |  | -0.22139 | -38.0798 | 0.55196 | 0.56666 |  |  |  |  | 168 | 0.014839
48815 | CVC_GT4_8005 | 4 | Houston | YES | -0.00698 | 165 | 91.8 | 165 |  | 1.0362 | Cogen | -1 | 0.22139 | 0 | 0 |  |  |  |  | -0.22139 | 0 | 0.55196 | 0.56666 |  |  |  |  | 169 | 0.014794
48791 | PSA_GT1_8160 | 1 | Houston | YES | -0.006968 | 52 | 20.8 | 65 | 0 | 1.0362 | Cogen | -1 | 0.22138 | 0 | 0 |  |  |  |  | -0.22138 | 0 | 0.55196 | 0.56666 |  |  |  |  | 170 | 0.014748
48792 | PSA_GT2_8155 | 2 | Houston | YES | -0.006968 | 52.8 | 20.3 | 66 | 0 | 1.0362 | Cogen | -1 | 0.22138 | 0 | 0 |  |  |  |  | -0.22138 | 0 | 0.55196 | 0.56666 |  |  |  |  | 171 | 0.014702
48793 | PSA_GT3_8150 | 3 | Houston | YES | -0.006968 | 56 | 20.3 | 70 | 0 | 1.0362 | Cogen | -1 | 0.22138 | 0 | 0 |  |  |  |  | -0.22138 | 0 | 0.55196 | 0.56666 |  |  |  |  | 172 | 0.014702
48794 | PSA_GT4_8145 | 4 | Houston | YES | -0.006968 | 52.8 | 20.3 | 66 | 0 | 1.0362 | Cogen | -1 | 0.22138 | 0 | 0 |  |  |  |  | -0.22138 | 0 | 0.55196 | 0.56666 |  |  |  |  | 173 | 0.014702
48795 | PSA_GT5_8140 | 5 | Houston | YES | -0.006968 | 51.2 | 20.3 | 64 | 0 | 1.0362 | Cogen | -1 | 0.22138 | 0 | 0 |  |  |  |  | -0.22138 | 0 | 0.55196 | 0.56666 |  |  |  |  | 174 | 0.014702
48796 | PSA_GN1_8165 | 1 | Houston | YES | -0.006968 | 83.2 | 43.1 | 104 | 0 | 1.0362 | Cogen | -1 | 0.22138 | 0 | 0 |  |  |  |  | -0.22138 | 0 | 0.55196 | 0.56666 |  |  |  |  | 175 | 0.014702
48797 | PSA_GT6_8135 | 6 | Houston | YES | -0.006968 | 47.2 | 34.5 | 59 | 0 | 1.0362 | Cogen | -1 | 0.22138 | 0 | 0 |  |  |  |  | -0.22138 | 0 | 0.55196 | 0.56666 |  |  |  |  | 176 | 0.014702
48581 | CBY_GN1_1 | 1 | Houston | YES | -0.006965 | 595.2 | 108 | 744 | 0 | 1.0435 | GSC | -1 | 0.22138 | 744 | 744 |  |  |  |  | -0.22138 | -164.7031 | 0.56936 | 0.58387 |  |  |  |  | 177 | 0.014702
48940 | WARVUE_GT1 | G1 | Houston | YES | -0.006965 | 15 | 0 | 15 |  | 1.021 | Cogen | -1 | 0.22138 | 0 | 0 |  |  |  |  | -0.22138 | 0 | 0.56936 | 0.58387 |  |  |  |  | 178 | 0.014702
48651 | EP_1_2 | 1 | Houston | YES | -0.006964 | 4 | 0 | 5 | 0 | 1.0362 | Cogen | -1 | 0.22137 | 0 | 0 |  |  |  |  | -0.22137 | 0 | 0.56936 | 0.58387 |  |  |  |  | 179 | 0.014702
48651 | EP_1_2 | 2 | Houston | YES | -0.006964 | 17.7 | 10 | 21 | 0 | 1.0362 | Cogen | -1 | 0.22137 | 0 | 0 |  |  |  |  | -0.22137 | 0 | 0.56936 | 0.58387 |  |  |  |  | 180 | 0.014503
48883 | THW_GT1_GT_1 | B2 | Houston | YES | -0.006944 | 0 | 0 | 12 |  | 1.043 | GGT | -1 | 0.22135 | 12 | 12 |  |  |  |  | -0.22135 | -2.6562 | 0.56964 | 0.58414 |  |  |  |  | 181 | 0.014503
49803 | EXN_15GT | 1 | Houston | YES | -0.006941 | 33 | 8.3 | 34 |  | 1.0326 | Cogen | -1 | 0.22135 | 0 | 0 |  |  |  |  | -0.22135 | 0 | 0.56964 | 0.58414 |  |  |  |  | 182 | 0.014503
49804 | EXN_16GT | 2 | Houston | YES | -0.006941 | 32 | 8.3 | 34.7 |  | 1.0326 | Cogen | -1 | 0.22135 | 0 | 0 |  |  |  |  | -0.22135 | 0 | 0.56964 | 0.58414 |  |  |  |  | 183 | 0.014503
49805 | EXN_17GT | 3 | Houston | YES | -0.006941 | 31 | 8.3 | 32.7 |  | 1.0326 | Cogen | -1 | 0.22135 | 0 | 0 |  |  |  |  | -0.22135 | 0 | 0.56964 | 0.58414 |  |  |  |  | 184 | 0.0145
49826 | EXN938GT | 5 | Houston | YES | -0.006941 | 43 | 9.2 | 45.9 |  | 1.0326 | Cogen | -1 | 0.22135 | 0 | 0 |  |  |  |  | -0.22135 | 0 | 0.56964 | 0.58414 |  |  |  |  | 185 | 0.0145
49828 | EXN941GT | 10 | Houston | YES | -0.006941 | 17.7 | 5.4 | 17.7 | 0 | 1.0326 | Cogen | -1 | 0.22135 | 0 | 0 |  |  |  |  | -0.22135 | 0 | 0.56964 | 0.58414 |  |  |  |  | 186 | 0.0145
49829 | EXN942GT | 11 | Houston | YES | -0.006941 | 20 | 5.4 | 20.4 | 0 | 1.0326 | Cogen | -1 | 0.22135 | 0 | 0 |  |  |  |  | -0.22135 | 0 | 0.56964 | 0.58414 |  |  |  |  | 187 | 0.0145
49830 | EXN943GT | 12 | Houston | YES | -0.006941 | 19 | 5.4 | 19.9 | 0 | 1.0326 | Cogen | -1 | 0.22135 | 0 | 0 |  |  |  |  | -0.22135 | 0 | 0.56964 | 0.58414 |  |  |  |  | 188 | 0.0145
49831 | EXN944GT | 13 | Houston | YES | -0.006941 | 33 | 5.4 | 35 | 0 | 1.0326 | Cogen | -1 | 0.22135 | 0 | 0 |  |  |  |  | -0.22135 | 0 | 0.56964 | 0.58414 |  |  |  |  | 189 | 0.0145
49832 | EXN945GT | 9 | Houston | YES | -0.006941 | 18.5 | 9.2 | 18.5 |  | 1.0326 | Cogen | -1 | 0.22135 | 0 | 0 |  |  |  |  | -0.22135 | 0 | 0.56964 | 0.58414 |  |  |  |  | 190 | 0.0145
49837 | EXN_GT | 4 | Houston | YES | -0.006941 | 81 | 21.3 | 85.4 |  | 1.0326 | Cogen | -1 | 0.22135 | 0 | 0 |  |  |  |  | -0.22135 | 0 | 0.56964 | 0.58414 |  |  |  |  | 191 | 0.0145
49838 | EXN_14GT | 14 | Houston | YES | -0.006941 | 140 | 0 | 148 |  | 1.0326 | Cogen | -1 | 0.22135 | 0 | 0 |  |  |  |  | -0.22135 | 0 | 0.56964 | 0.58414 |  |  |  |  | 192 | 0.0145
48582 | CBY_GN2_2 | 2 | Houston | YES | -0.006918 | 596.8 | 110 | 746 | 0 | 1.0435 | GSC | -1 | 0.22133 | 746 | 746 |  |  |  |  | -0.22133 | -165.1108 | 0.5871 | 0.60139 |  |  |  |  | 193 | 0.0145
48873 | THW_ST3_ST_3 | 3 | Houston | YES | -0.006893 | 107 | 19 | 107 | 0 | 1.0435 | CC | -1 | 0.2213 | 107 | 107 |  |  |  |  | -0.2213 | -23.6794 | 0.5896 | 0.60387 |  |  |  |  | 194 | 0.0145
48874 | THW_ST4_ST_4 | 4 | Houston | YES | -0.006893 | 108 | 19 | 108 | 0 | 1.0435 | CC | -1 | 0.2213 | 108 | 108 |  |  |  |  | -0.2213 | -23.9007 | 0.59213 | 0.60636 |  |  |  |  | 195 | 0.0145
48875 | THW_3132 | A | Houston | YES | -0.006893 | 55 | 5 | 55 | 0 | 1.0435 | CC | -1 | 0.2213 | 55 | 55 |  |  |  |  | -0.2213 | -12.1717 | 0.59341 | 0.60763 |  |  |  |  | 196 | 0.014297
48875 | THW_3132 | B | Houston | YES | -0.006893 | 53 | 5 | 53 | 0 | 1.0435 | CC | -1 | 0.2213 | 53 | 53 |  |  |  |  | -0.2213 | -11.7291 | 0.59465 | 0.60886 |  |  |  |  | 197 | 0.014267
48877 | THW_3334 | C | Houston | YES | -0.006893 | 55 | 5 | 55 | 0 | 1.0435 | CC | -1 | 0.2213 | 55 | 55 |  |  |  |  | -0.2213 | -12.1717 | 0.59594 | 0.61013 |  |  |  |  | 198 | 0.014237
48877 | THW_3334 | D | Houston | YES | -0.006893 | 57 | 5 | 57 | 0 | 1.0435 | CC | -1 | 0.2213 | 57 | 57 |  |  |  |  | -0.2213 | -12.6143 | 0.59727 | 0.61145 |  |  |  |  | 199 | 0.014222
48879 | THW_4142 | E | Houston | YES | -0.006893 | 56 | 5 | 56 | 0 | 1.0435 | CC | -1 | 0.2213 | 56 | 56 |  |  |  |  | -0.2213 | -12.393 | 0.59858 | 0.61274 |  |  |  |  | 200 | 0.014208
48879 | THW_4142 | F | Houston | YES | -0.006893 | 55 | 5 | 55 | 0 | 1.0435 | CC | -1 | 0.2213 | 55 | 55 |  |  |  |  | -0.2213 | -12.1717 | 0.59987 | 0.61401 |  |  |  |  | 201 | 0.014193
48881 | THW_4344 | G | Houston | YES | -0.006893 | 58 | 5 | 58 | 0 | 1.0435 | CC | -1 | 0.2213 | 58 | 58 |  |  |  |  | -0.2213 | -12.8356 | 0.60123 | 0.61536 |  |  |  |  | 202 | 0.014177
48881 | THW_4344 | H | Houston | YES | -0.006893 | 58 | 5 | 58 | 0 | 1.0435 | CC | -1 | 0.2213 | 58 | 58 |  |  |  |  | -0.2213 | -12.8356 | 0.60258 | 0.6167 |  |  |  |  | 203 | 0.014161
48593 | CHE_GT1_8015 | 1 | Houston | YES | -0.006845 | 173 | 50 | 173 | 0 | 1.0362 | Cogen | -1 | 0.22126 | 0 | 0 |  |  |  |  | -0.22126 | 0 | 0.60258 | 0.6167 |  |  |  |  | 204 | 0.014146
48594 | CHE_GN4_8025 | 4 | Houston | YES | -0.006845 | 142 | 60 | 142 | 0 | 1.0362 | Cogen | -1 | 0.22126 | 0 | 0 |  |  |  |  | -0.22126 | 0 | 0.60258 | 0.6167 |  |  |  |  | 205 | 0.01413
48511 | LPE_GT1_8070 | 1 | Houston | YES | -0.006837 | 42 | 0 | 42 | 0 | 1.0362 | GGT | -1 | 0.22125 | 42 | 42 |  |  |  |  | -0.22125 | -9.2924 | 0.60356 | 0.61767 |  |  |  |  | 206 | 0.014114
48512 | LPE_GT2_8075 | 2 | Houston | YES | -0.006837 | 42 | 0 | 42 | 0 | 1.0362 | GGT | -1 | 0.22125 | 42 | 42 |  |  |  |  | -0.22125 | -9.2924 | 0.60455 | 0.61864 |  |  |  |  | 207 | 0.014114
48513 | LPE_GT3_8080 | 3 | Houston | YES | -0.006837 | 39 | 0 | 39 | 0 | 1.0362 | GGT | -1 | 0.22125 | 39 | 39 |  |  |  |  | -0.22125 | -8.6286 | 0.60546 | 0.61954 |  |  |  |  | 208 | 0.014114
48514 | LPE_GT4_8085 | 4 | Houston | YES | -0.006837 | 39 | 0 | 39 | 0 | 1.0362 | GGT | -1 | 0.22125 | 39 | 39 |  |  |  |  | -0.22125 | -8.6286 | 0.60637 | 0.62044 |  |  |  |  | 209 | 0.014103
48500 | APD_GT1_8005 | 1 | Houston | YES | -0.006834 | 137.6 | 54.6 | 137.6 | 0 | 1.0362 | Cogen | -1 | 0.22124 | 0 | 0 |  |  |  |  | -0.22124 | 0 | 0.60637 | 0.62044 |  |  |  |  | 210 | 0.014091
48820 | SHELLG1_3015 | 1 | Houston | YES | -0.006801 | 71 | 34.5 | 71 |  | 1.029 | Cogen | -1 | 0.22121 | 0 | 0 |  |  |  |  | -0.22121 | 0 | 0.60637 | 0.62044 |  |  |  |  | 211 | 0.01408
48821 | SHELLG2 | 2 | Houston | YES | -0.006801 | 72 | 34.5 | 72 |  | 1.029 | Cogen | -1 | 0.22121 | 0 | 0 |  |  |  |  | -0.22121 | 0 | 0.60637 | 0.62044 |  |  |  |  | 212 | 0.014069
48822 | SHELLG3_3020 | 2 | Houston | YES | -0.006801 | 30 | 0 | 30 |  | 1.029 | Cogen | -1 | 0.22121 | 0 | 0 |  |  |  |  | -0.22121 | 0 | 0.60637 | 0.62044 |  |  |  |  | 213 | 0.014069
48822 | SHELLG3_3020 | 1 | Houston | YES | -0.006801 | 39 | 0 | 39 |  | 1.029 | Cogen | -1 | 0.22121 | 0 | 0 |  |  |  |  | -0.22121 | 0 | 0.60637 | 0.62044 |  |  |  |  | 214 | 0.014069
48740 | PSG_GN2_8050 | 1 | Houston | YES | -0.006781 | 182 | 60 | 182 | 0 | 1.0326 | Cogen | -1 | 0.22119 | 0 | 0 |  |  |  |  | -0.22119 | 0 | 0.60637 | 0.62044 |  |  |  |  | 215 | 0.014069
48741 | PSG_GT2_8040 | 1 | Houston | YES | -0.006781 | 158.6 | 50 | 158.6 | 0 | 1.0326 | Cogen | -1 | 0.22119 | 0 | 0 |  |  |  |  | -0.22119 | 0 | 0.60637 | 0.62044 |  |  |  |  | 216 | 0.014069
48742 | PSG_GT3_8060 | 1 | Houston | YES | -0.006781 | 157 | 50 | 157 | 0 | 1.0326 | Cogen | -1 | 0.22119 | 0 | 0 |  |  |  |  | -0.22119 | 0 | 0.60637 | 0.62044 |  |  |  |  | 217 | 0.014069
48611 | DIB_GT1_8080 | 1 | Houston | YES | -0.00678 | 64 | 0 | 64 | 0 | 1.0326 | Cogen | -1 | 0.22119 | 0 | 0 |  |  |  |  | -0.22119 | 0 | 0.60637 | 0.62044 |  |  |  |  | 218 | 0.014069
48612 | DIB_GT2_8075 | 2 | Houston | YES | -0.00678 | 63.2 | 0 | 63.2 | 0 | 1.0326 | Cogen | -1 | 0.22119 | 0 | 0 |  |  |  |  | -0.22119 | 0 | 0.60637 | 0.62044 |  |  |  |  | 219 | 0.014069
48613 | DIB_ST1_8085 | 3 | Houston | YES | -0.00678 | 67.9 | 30 | 82.6 | 0 | 1.0326 | Cogen | -1 | 0.22119 | 0 | 0 |  |  |  |  | -0.22119 | 0 | 0.60637 | 0.62044 |  |  |  |  | 220 | 0.014069
48614 | DIB_GT3_8090 | 4 | Houston | YES | -0.00678 | 73.6 | 15 | 73.6 | 0 | 1.0326 | Cogen | -1 | 0.22119 | 0 | 0 |  |  |  |  | -0.22119 | 0 | 0.60637 | 0.62044 |  |  |  |  | 221 | 0.014069
48854 | SRB_GN4_4 | 4 | Houston | YES | -0.00678 | 182.4 | 35 | 228 | 0 | 1.0326 | GST | -1 | 0.22119 | 228 | 228 |  |  |  |  | -0.22119 | -50.4313 | 0.61171 | 0.62571 |  |  |  |  | 222 | 0.014069
48845 | SOL_GT1 | 1 | Houston | YES | -0.006779 | 16.2 | 15.4 | 16.2 |  | 1.0326 | Solar | -1 | 0.22119 | 16.2 | 16.2 |  |  |  |  | -0.22119 | -3.5833 | 0.61208 | 0.62608 |  |  |  |  | 223 | 0.014069
48853 | SRB_GN3_3 | 3 | Houston | YES | -0.006779 | 170.4 | 35 | 213 |  | 1.0326 | GST | -1 | 0.22119 | 213 | 213 |  |  |  |  | -0.22119 | -47.1133 | 0.61707 | 0.63101 |  |  |  |  | 224 | 0.014069
48551 | CAL_GT1_8045 | 1 | Houston | YES | -0.006776 | 149 | 0 | 149 | 0 | 1.0326 | Cogen | -1 | 0.22119 | 0 | 0 |  |  |  |  | -0.22119 | 0 | 0.61707 | 0.63101 |  |  |  |  | 225 | 0.014004
48552 | CAL_ST1_8000 | 2 | Houston | YES | -0.006776 | 65.1 | 0 | 65.1 | 0 | 1.0326 | Cogen | -1 | 0.22119 | 0 | 0 |  |  |  |  | -0.22119 | 0 | 0.61707 | 0.63101 |  |  |  |  | 226 | 0.013999
48851 | SRB_GN1_1 | 1 | Houston | YES | -0.006775 | 132 | 26 | 165 | 0 | 1.0217 | GST | -1 | 0.22119 | 165 | 165 |  |  |  |  | -0.22119 | -36.4955 | 0.62093 | 0.63482 |  |  |  |  | 227 | 0.013938
48852 | SRB_GN2_2 | 2 | Houston | YES | -0.006774 | 140.8 | 26 | 176 | 0 | 1.0217 | GST | -1 | 0.22118 | 176 | 176 |  |  |  |  | -0.22118 | -38.9284 | 0.62505 | 0.63889 |  |  |  |  | 228 | 0.013938
48855 | SRB_GT211035 | B2 | Houston | YES | -0.006773 | 0 | 0 | 12 |  | 1.014 | GGT | -1 | 0.22118 | 12 | 12 |  |  |  |  | -0.22118 | -2.6542 | 0.62533 | 0.63916 |  |  |  |  | 229 | 0.013938
48855 | SRB_GT211035 | B1 | Houston | YES | -0.006773 | 0 | 0 | 18 |  | 1.014 | GGT | -1 | 0.22118 | 18 | 18 |  |  |  |  | -0.22118 | -3.9813 | 0.62575 | 0.63958 |  |  |  |  | 230 | 0.01389
48761 | PR_GT1__9040 | 1 | Houston | YES | -0.006759 | 26 | 0 | 35 |  | 1 | Cogen | -1 | 0.22117 | 0 | 0 |  |  |  |  | -0.22117 | 0 | 0.62575 | 0.63958 |  |  |  |  | 231 | 0.01384
48641 | DPEC_GT15040 | 1 | Houston | YES | -0.00674 | 163.2 | 98 | 163.2 | 0 | 1.0319 | CC | -1 | 0.22115 | 163.2 | 163.2 |  |  |  |  | -0.22115 | -36.0917 | 0.62957 | 0.64335 |  |  |  |  | 232 | 0.013836
48642 | DPEC_GT25025 | 2 | Houston | YES | -0.00674 | 157.1 | 98 | 157.1 | 0 | 1.0319 | CC | -1 | 0.22115 | 157.1 | 157.1 |  |  |  |  | -0.22115 | -34.7427 | 0.63324 | 0.64698 |  |  |  |  | 233 | 0.013831
48643 | DPEC_GT35010 | 3 | Houston | YES | -0.00674 | 157.5 | 98 | 157.5 | 0 | 1.0319 | CC | -1 | 0.22115 | 157.5 | 157.5 |  |  |  |  | -0.22115 | -34.8311 | 0.63692 | 0.65062 |  |  |  |  | 234 | 0.013831
48644 | DPEC_GT45070 | 4 | Houston | YES | -0.00674 | 157 | 98 | 157 | 0 | 1.0319 | CC | -1 | 0.22115 | 157 | 157 |  |  |  |  | -0.22115 | -34.7206 | 0.6406 | 0.65424 |  |  |  |  | 235 | 0.013784
48645 | DPEC_ST55065 | 5 | Houston | YES | -0.00674 | 282 | 0 | 282 | 0 | 1.0319 | CC | -1 | 0.22115 | 282 | 282 |  |  |  |  | -0.22115 | -62.3643 | 0.64719 | 0.66076 |  |  |  |  | 236 | 0.013738
48841 | SJS_GT1_GT1 | 1 | Houston | YES | -0.006727 | 62.4 | 49 | 78 | 0 | 1.0362 | Cogen | -1 | 0.22114 | 0 | 0 |  |  |  |  | -0.22114 | 0 | 0.64719 | 0.66076 |  |  |  |  | 237 | 0.013692
48842 | SJS_GT2_GT2 | 2 | Houston | YES | -0.006727 | 64.8 | 49 | 81 | 0 | 1.0362 | Cogen | -1 | 0.22114 | 0 | 0 |  |  |  |  | -0.22114 | 0 | 0.64719 | 0.66076 |  |  |  |  | 238 | 0.013646
48691 | GBY_73741085 | A | Houston | YES | -0.006716 | 37.6 | 20 | 47 | 0 | 1.0362 | GGT | -1 | 0.22113 | 47 | 47 |  |  |  |  | -0.22113 | -10.3929 | 0.64829 | 0.66184 |  |  |  |  | 239 | 0.013564
48691 | GBY_73741085 | B | Houston | YES | -0.006716 | 37.6 | 20 | 47 | 0 | 1.0362 | GGT | -1 | 0.22113 | 47 | 47 |  |  |  |  | -0.22113 | -10.3929 | 0.64939 | 0.66293 |  |  |  |  | 240 | 0.013564
48692 | GBY_81821075 | C | Houston | YES | -0.006716 | 37.6 | 20 | 47 | 0 | 1.0362 | GGT | -1 | 0.22113 | 47 | 47 |  |  |  |  | -0.22113 | -10.3929 | 0.65049 | 0.66402 |  |  |  |  | 241 | 0.013564
48692 | GBY_81821075 | D | Houston | YES | -0.006716 | 44 | 20 | 55 | 0 | 1.0362 | GGT | -1 | 0.22113 | 55 | 55 |  |  |  |  | -0.22113 | -12.1619 | 0.65178 | 0.66529 |  |  |  |  | 242 | 0.01355
48693 | GBY_83841065 | F | Houston | YES | -0.006716 | 43.2 | 20 | 54 | 0 | 1.0362 | GGT | -1 | 0.22113 | 54 | 54 |  |  |  |  | -0.22113 | -11.9408 | 0.65304 | 0.66653 |  |  |  |  | 243 | 0.013537
48693 | GBY_83841065 | E | Houston | YES | -0.006716 | 45.6 | 20 | 57 | 0 | 1.0362 | GGT | -1 | 0.22113 | 57 | 57 |  |  |  |  | -0.22113 | -12.6042 | 0.65438 | 0.66785 |  |  |  |  | 244 | 0.013523
48531 | BYU_GT1_8075 | 1 | Houston | YES | -0.006667 | 65 | 0 | 65 |  | 1.0362 | Cogen | -1 | 0.22108 | 0 | 0 |  |  |  |  | -0.22108 | 0 | 0.65438 | 0.66785 |  |  |  |  | 245 | 0.013507
48532 | BYU_GT2_8055 | 2 | Houston | YES | -0.006667 | 62 | 0 | 62 |  | 1.0362 | Cogen | -1 | 0.22108 | 0 | 0 |  |  |  |  | -0.22108 | 0 | 0.65438 | 0.66785 |  |  |  |  | 246 | 0.013491
48533 | BYU_GT3_8060 | 3 | Houston | YES | -0.006667 | 67 | 0 | 67 |  | 1.0362 | Cogen | -1 | 0.22108 | 0 | 0 |  |  |  |  | -0.22108 | 0 | 0.65438 | 0.66785 |  |  |  |  | 247 | 0.013474
48534 | BYU_GT4_8065 | 4 | Houston | YES | -0.006667 | 65 | 0 | 65 |  | 1.0362 | Cogen | -1 | 0.22108 | 0 | 0 |  |  |  |  | -0.22108 | 0 | 0.65438 | 0.66785 |  |  |  |  | 248 | 0.013474
48561 | CTL_GT2_8130 | 1 | Houston | YES | -0.006635 | 73.5 | 30.3 | 91.9 |  | 1.0362 | Cogen | -1 | 0.22105 | 0 | 0 |  |  |  |  | -0.22105 | 0 | 0.65438 | 0.66785 |  |  |  |  | 249 | 0.013474
48562 | CTL_GT3_8135 | 2 | Houston | YES | -0.006635 | 70.1 | 30.3 | 87.6 |  | 1.0362 | Cogen | -1 | 0.22105 | 0 | 0 |  |  |  |  | -0.22105 | 0 | 0.65438 | 0.66785 |  |  |  |  | 250 | 0.013474
48563 | CTL_GT4_8140 | 3 | Houston | YES | -0.006635 | 69.6 | 30.3 | 87 |  | 1.0362 | Cogen | -1 | 0.22105 | 0 | 0 |  |  |  |  | -0.22105 | 0 | 0.65438 | 0.66785 |  |  |  |  | 251 | 0.013474
48564 | CTL_GN1_8145 | 4 | Houston | YES | -0.006635 | 43.6 | 12.9 | 54.5 |  | 1.0362 | Cogen | -1 | 0.22105 | 0 | 0 |  |  |  |  | -0.22105 | 0 | 0.65438 | 0.66785 |  |  |  |  | 252 | 0.013474
48565 | CTL_GN2_8155 | 5 | Houston | YES | -0.006635 | 9.8 | 3.4 | 12.2 |  | 1.0362 | Cogen | -1 | 0.22105 | 0 | 0 |  |  |  |  | -0.22105 | 0 | 0.65438 | 0.66785 |  |  |  |  | 253 | 0.013474
48772 | PHR_GN2_2 | MB | Houston | YES | -0.006549 | 0 | 72 | 459 |  | 1.0362 | GSC | -1 | 0.22096 | 0 | 0 |  |  |  |  | -0.22096 | 0 | 0.65438 | 0.66785 |  |  |  |  | 254 | 0.013474
38580 | TNBP_CGN1_8 | 1 | Houston | YES | -0.006429 | 70.8 | 0 | 70.8 | 0 | 1.005 | Cogen | -1 | 0.22084 | 0 | 0 |  |  |  |  | -0.22084 | 0 | 0.65438 | 0.66785 |  |  |  |  | 255 | 0.013474
38590 | TNBP_CGN2_8 | 2 | Houston | YES | -0.006429 | 66.7 | 0 | 66.7 | 0 | 1.005 | Cogen | -1 | 0.22084 | 0 | 0 |  |  |  |  | -0.22084 | 0 | 0.65438 | 0.66785 |  |  |  |  | 256 | 0.013474
38600 | TNBP_CGN3_8 | 5 | Houston | YES | -0.006429 | 53 | 0 | 53 | 0 | 1.005 | Cogen | -1 | 0.22084 | 0 | 0 |  |  |  |  | -0.22084 | 0 | 0.65438 | 0.66785 |  |  |  |  | 257 | 0.013474
38611 | TNBPAMCG1_8 | 1 | Houston | YES | -0.006429 | 153.2 | 0 | 153.2 | 0 | 1.005 | Cogen | -1 | 0.22084 | 0 | 0 |  |  |  |  | -0.22084 | 0 | 0.65438 | 0.66785 |  |  |  |  | 258 | 0.013474
38612 | TNBPAMCG2_8 | 2 | Houston | YES | -0.006429 | 153.5 | 0 | 153.5 | 0 | 1.005 | Cogen | -1 | 0.22084 | 0 | 0 |  |  |  |  | -0.22084 | 0 | 0.65438 | 0.66785 |  |  |  |  | 259 | 0.013474
38613 | TNBPAMCG3_8 | 3 | Houston | YES | -0.006429 | 152.3 | 0 | 152.3 | 0 | 1.005 | Cogen | -1 | 0.22084 | 0 | 0 |  |  |  |  | -0.22084 | 0 | 0.65438 | 0.66785 |  |  |  |  | 260 | 0.013474
38614 | TNBPAMCG4_8 | 4 | Houston | YES | -0.006429 | 96 | 0 | 96 |  | 1.005 | Cogen | -1 | 0.22084 | 0 | 0 |  |  |  |  | -0.22084 | 0 | 0.65438 | 0.66785 |  |  |  |  | 261 | 0.013474
38615 | TNBPAMCG5_8 | 1 | Houston | YES | -0.006429 | 244 | 0 | 244 | 0 | 1.005 | Cogen | -1 | 0.22084 | 0 | 0 |  |  |  |  | -0.22084 | 0 | 0.65438 | 0.66785 |  |  |  |  | 262 | 0.013474
38690 | TNBP_CGN4_8 | 3 | Houston | YES | -0.006429 | 40 | 0 | 40 |  | 1.005 | Cogen | -1 | 0.22084 | 0 | 0 |  |  |  |  | -0.22084 | 0 | 0.65438 | 0.66785 |  |  |  |  | 263 | 0.013474
38711 | TNTXCTY1CG8 | 1 | Houston | YES | -0.006429 | 100.3 | 59 | 100.3 | 0 | 1 | Cogen | -1 | 0.22084 | 0 | 0 |  |  |  |  | -0.22084 | 0 | 0.65438 | 0.66785 |  |  |  |  | 264 | 0.013474
38712 | TNTXCTY2CG8 | 1 | Houston | YES | -0.006429 | 92.9 | 59 | 92.9 | 0 | 1 | Cogen | -1 | 0.22084 | 0 | 0 |  |  |  |  | -0.22084 | 0 | 0.65438 | 0.66785 |  |  |  |  | 265 | 0.013474
38713 | TNTXCTY3CG8 | 1 | Houston | YES | -0.006429 | 102.7 | 59 | 102.7 | 0 | 1 | Cogen | -1 | 0.22084 | 0 | 0 |  |  |  |  | -0.22084 | 0 | 0.65438 | 0.66785 |  |  |  |  | 266 | 0.013474
38714 | TNTXCTY4CG8 | 1 | Houston | YES | -0.006429 | 103 | 59 | 103 | 0 | 1 | Cogen | -1 | 0.22084 | 0 | 0 |  |  |  |  | -0.22084 | 0 | 0.65438 | 0.66785 |  |  |  |  | 267 | 0.013474
39470 | TNDOWCGNSG8 | 1 | Houston | YES | -0.006429 | 32 | 10 | 32 | 0 | 0.985 | Cogen | -1 | 0.22084 | 0 | 0 |  |  |  |  | -0.22084 | 0 | 0.65438 | 0.66785 |  |  |  |  | 268 | 0.013474
39480 | TNDOWCGNGG8 | 1 | Houston | YES | -0.006429 | 30 | 10 | 30 | 0 | 0.985 | Cogen | -1 | 0.22084 | 0 | 0 |  |  |  |  | -0.22084 | 0 | 0.65438 | 0.66785 |  |  |  |  | 269 | 0.013474
48921 | WAP_GN1_1 | 1 | Houston | YES | -0.006178 | 132.8 | 37 | 166 | 0 | 1.0362 | GST | -1 | 0.22059 | 166 | 166 |  |  |  |  | -0.22059 | -36.6176 | 0.65826 | 0.67168 |  |  |  |  | 270 | 0.013474
48922 | WAP_GN2_2 | 2 | Houston | YES | -0.006178 | 132.8 | 37 | 166 | 0 | 1.0362 | GST | -1 | 0.22059 | 166 | 166 |  |  |  |  | -0.22059 | -36.6176 | 0.66214 | 0.6755 |  |  |  |  | 271 | 0.013474
48923 | WAP_GN3_3 | 3 | Houston | YES | -0.006178 | 198.4 | 93 | 248 | 0 | 1.0362 | GST | -1 | 0.22059 | 248 | 248 |  |  |  |  | -0.22059 | -54.7059 | 0.66795 | 0.68122 |  |  |  |  | 272 | 0.013474
48924 | WAP_GN4_4 | 4 | Houston | YES | -0.006178 | 546 | 217 | 546 | 0 | 1.0362 | GSC | -1 | 0.22059 | 546 | 546 |  |  |  |  | -0.22059 | -120.4411 | 0.68072 | 0.6938 |  |  |  |  | 273 | 0.013416
48925 | WAP_GN5_5 | 5 | Houston | YES | -0.006178 | 620.4 | 278 | 654 | 0 | 0.985 | LIGCO | -1 | 0.22059 | 0 | 654 |  |  |  |  | -0.22059 | 0 | 0.68072 | 0.6938 |  |  |  |  | 274 | 0.013358
48929 | WAPGT21_GT1 | B1 | Houston | YES | -0.006178 | 0 | 0 | 13 |  | 1.05 | GGT | -1 | 0.22059 | 13 | 13 |  |  |  |  | -0.22059 | -2.8676 | 0.68102 | 0.6941 |  |  |  |  | 275 | 0.013271
48510 | AK_GT1__8040 | 1 | Houston | YES | -0.006127 | 33.4 | 8.1 | 34 |  | 1.029 | Cogen | -1 | 0.22054 | 0 | 0 |  |  |  |  | -0.22054 | 0 | 0.68102 | 0.6941 |  |  |  |  | 276 | 0.01308
48521 | BVE_GT1_GT1 | 1 | Houston | YES | -0.006093 | 167.7 | 0 | 167.7 |  | 1.035 | CC | -1 | 0.2205 | 167.7 | 167.7 |  |  |  |  | -0.2205 | -36.9784 | 0.68495 | 0.69796 |  |  |  |  | 277 | 0.01308
48522 | BVE_GT2_5035 | 2 | Houston | YES | -0.006093 | 166.4 | 0 | 166.4 |  | 1.035 | CC | -1 | 0.2205 | 166.4 | 166.4 |  |  |  |  | -0.2205 | -36.6917 | 0.68884 | 0.70179 |  |  |  |  | 278 | 0.013076
48523 | BVE_ST1_GN1 | 3 | Houston | YES | -0.006093 | 252.4 | 0 | 252.4 |  | 1.035 | CC | -1 | 0.2205 | 252.4 | 252.4 |  |  |  |  | -0.2205 | -55.655 | 0.69474 | 0.70761 |  |  |  |  | 279 | 0.013076
48926 | WAP_GN6_6 | 6 | Houston | YES | -0.00609 | 651 | 280 | 651 |  | 1.035 | LIGCO | -1 | 0.2205 | 0 | 651 |  |  |  |  | -0.2205 | 0 | 0.69474 | 0.70761 |  |  |  |  | 280 | 0.013015
48927 | WAP_GN7_7 | 7 | Houston | YES | -0.00609 | 564 | 277 | 564 |  | 1.035 | LIGCO | -1 | 0.2205 | 0 | 564 |  |  |  |  | -0.2205 | 0 | 0.69474 | 0.70761 |  |  |  |  | 281 | 0.012956
48928 | WAP_GN8_8 | 8 | Houston | YES | -0.00609 | 603 | 275 | 603 |  | 1.035 | LIGCO | -1 | 0.2205 | 0 | 603 |  |  |  |  | -0.2205 | 0 | 0.69474 | 0.70761 |  |  |  |  | 282 | 0.012865
48730 | MNS_GT | 1 | Houston | YES | -0.006059 | 43 | 0 | 46.1 |  | 1.029 | Cogen | -1 | 0.22047 | 0 | 0 |  |  |  |  | -0.22047 | 0 | 0.69474 | 0.70761 |  |  |  |  | 283 | 0.012865
39760 | TNSCLP1___8 | 1 | Houston | YES | -0.005605 | 93.4 | 20 | 116.8 | 0 | 1.04 | Cogen | -1 | 0.22002 | 0 | 0 |  |  |  |  | -0.22002 | 0 | 0.69474 | 0.70761 |  |  |  |  | 284 | 0.012865
39770 | TNSCLP2___8 | 1 | Houston | YES | -0.005605 | 91.6 | 20 | 114.5 | 0 | 1.04 | Cogen | -1 | 0.22002 | 0 | 0 |  |  |  |  | -0.22002 | 0 | 0.69474 | 0.70761 |  |  |  |  | 285 | 0.012865
39775 | TNSCLP4___8 | 1 | Houston | YES | -0.005605 | 95.2 | 20 | 119 | 0 | 1.04 | Cogen | -1 | 0.22002 | 0 | 0 |  |  |  |  | -0.22002 | 0 | 0.69474 | 0.70761 |  |  |  |  | 286 | 0.012865
39790 | TNSCLP3___8 | 1 | Houston | YES | -0.005605 | 87.6 | 20 | 109.5 | 0 | 1.027 | Cogen | -1 | 0.22002 | 0 | 0 |  |  |  |  | -0.22002 | 0 | 0.69474 | 0.70761 |  |  |  |  | 287 | 0.012865
48520 | BSF_GT1_8070 | 1 | Houston | YES | -0.005467 | 72 | 0 | 72 | 0 | 1.0326 | Cogen | -1 | 0.21988 | 0 | 0 |  |  |  |  | -0.21988 | 0 | 0.69474 | 0.70761 |  |  |  |  | 288 | 0.012865
48520 | BSF_GT1_8070 | 2 | Houston | YES | -0.005467 | 10 | 0 | 10 | 0 | 1.0326 | Cogen | -1 | 0.21988 | 0 | 0 |  |  |  |  | -0.21988 | 0 | 0.69474 | 0.70761 |  |  |  |  | 289 | 0.012865
49851 | DOW17000 | 37 | Houston | YES | -0.005303 | 39 | 0 | 62 | 0 | 1 | Cogen | -1 | 0.21971 | 0 | 0 |  |  |  |  | -0.21971 | 0 | 0.69474 | 0.70761 |  |  |  |  | 290 | 0.012865
49858 | DOW38100 | 31 | Houston | YES | -0.005303 | 45 | 0 | 71.4 |  | 1 | Cogen | -1 | 0.21971 | 0 | 0 |  |  |  |  | -0.21971 | 0 | 0.69474 | 0.70761 |  |  |  |  | 291 | 0.012865
49859 | DOW38200 | 33 | Houston | YES | -0.005303 | 28 | 0 | 45 | 0 | 1 | Cogen | -1 | 0.21971 | 0 | 0 |  |  |  |  | -0.21971 | 0 | 0.69474 | 0.70761 |  |  |  |  | 292 | 0.012865
49860 | DOW38300 | 32 | Houston | YES | -0.005303 | 63 | 0 | 101 |  | 1 | Cogen | -1 | 0.21971 | 0 | 0 |  |  |  |  | -0.21971 | 0 | 0.69474 | 0.70761 |  |  |  |  | 293 | 0.012865
49862 | DOW39100 | 36 | Houston | YES | -0.005303 | 54 | 0 | 86 | 0 | 1 | Cogen | -1 | 0.21971 | 0 | 0 |  |  |  |  | -0.21971 | 0 | 0.69474 | 0.70761 |  |  |  |  | 294 | 0.012865
49863 | DOW39200 | 35 | Houston | YES | -0.005303 | 55 | 0 | 88 | 0 | 1 | Cogen | -1 | 0.21971 | 0 | 0 |  |  |  |  | -0.21971 | 0 | 0.69474 | 0.70761 |  |  |  |  | 295 | 0.012865
49865 | DOW41000 | 41 | Houston | YES | -0.005303 | 31 | 0 | 50 |  | 1 | Cogen | -1 | 0.21971 | 0 | 0 |  |  |  |  | -0.21971 | 0 | 0.69474 | 0.70761 |  |  |  |  | 296 | 0.012865
49866 | DOW42000 | 42 | Houston | YES | -0.005303 | 11 | 0 | 18 |  | 1 | Cogen | -1 | 0.21971 | 0 | 0 |  |  |  |  | -0.21971 | 0 | 0.69474 | 0.70761 |  |  |  |  | 297 | 0.012865
49869 | DOW49000 | 45 | Houston | YES | -0.005303 | 59 | 0 | 94 |  | 1 | Cogen | -1 | 0.21971 | 0 | 0 |  |  |  |  | -0.21971 | 0 | 0.69474 | 0.70761 |  |  |  |  | 298 | 0.012865
49870 | DOW61000 | 61 | Houston | YES | -0.005303 | 44 | 0 | 70 | 0 | 1 | Cogen | -1 | 0.21971 | 0 | 0 |  |  |  |  | -0.21971 | 0 | 0.69474 | 0.70761 |  |  |  |  | 299 | 0.012865
49871 | DOW62000 | 62 | Houston | YES | -0.005303 | 40 | 0 | 63 | 0 | 1 | Cogen | -1 | 0.21971 | 0 | 0 |  |  |  |  | -0.21971 | 0 | 0.69474 | 0.70761 |  |  |  |  | 300 | 0.012865
49872 | DOW63000 | 63 | Houston | YES | -0.005303 | 45 | 0 | 72 | 0 | 1 | Cogen | -1 | 0.21971 | 0 | 0 |  |  |  |  | -0.21971 | 0 | 0.69474 | 0.70761 |  |  |  |  | 301 | 0.012865
49873 | DOW64000 | 64 | Houston | YES | -0.005303 | 41 | 0 | 64.8 | 0 | 1 | Cogen | -1 | 0.21971 | 0 | 0 |  |  |  |  | -0.21971 | 0 | 0.69474 | 0.70761 |  |  |  |  | 302 | 0.012865
49876 | DOW65000 | 65 | Houston | YES | -0.005303 | 63 | 0 | 101 | 0 | 1 | Cogen | -1 | 0.21971 | 0 | 0 |  |  |  |  | -0.21971 | 0 | 0.69474 | 0.70761 |  |  |  |  | 303 | 0.012865
49877 | DOW66000 | 66 | Houston | YES | -0.005303 | 61 | 0 | 97 | 0 | 1 | Cogen | -1 | 0.21971 | 0 | 0 |  |  |  |  | -0.21971 | 0 | 0.69474 | 0.70761 |  |  |  |  | 304 | 0.012865
49878 | DOW67000 | 67 | Houston | YES | -0.005303 | 65 | 0 | 103 | 0 | 1 | Cogen | -1 | 0.21971 | 0 | 0 |  |  |  |  | -0.21971 | 0 | 0.69474 | 0.70761 |  |  |  |  | 305 | 0.012865
49882 | DOW81000 | 81 | Houston | YES | -0.005303 | 47 | 0 | 76 | 0 | 1 | Cogen | -1 | 0.21971 | 0 | 0 |  |  |  |  | -0.21971 | 0 | 0.69474 | 0.70761 |  |  |  |  | 306 | 0.012865
49884 | DOW82000 | 82 | Houston | YES | -0.005303 | 51 | 0 | 80 | 0 | 1 | Cogen | -1 | 0.21971 | 0 | 0 |  |  |  |  | -0.21971 | 0 | 0.69474 | 0.70761 |  |  |  |  | 307 | 0.012865
49885 | DOW83000 | 83 | Houston | YES | -0.005303 | 51 | 0 | 80 | 0 | 1 | Cogen | -1 | 0.21971 | 0 | 0 |  |  |  |  | -0.21971 | 0 | 0.69474 | 0.70761 |  |  |  |  | 308 | 0.012865
49886 | DOW84000 | 84 | Houston | YES | -0.005303 | 107 | 0 | 171 | 0 | 0.98 | Cogen | -1 | 0.21971 | 0 | 0 |  |  |  |  | -0.21971 | 0 | 0.69474 | 0.70761 |  |  |  |  | 309 | 0.012865
13432 | SANDOW_5G | 5 | South | YES | -0.00518 | 581 | 225 | 581 |  | 1.029 | LIGCO | -1 | 0.21959 | 0 | 581 |  |  |  |  | -0.21959 | 0 | 0.69474 | 0.70761 |  |  |  |  | 310 | 0.012865
48911 | TGF_GT1_8000 | 1 | Houston | YES | -0.004622 | 69.2 | 0 | 69.2 |  | 1.029 | Cogen | -1 | 0.21903 | 0 | 0 |  |  |  |  | -0.21903 | 0 | 0.69474 | 0.70761 |  |  |  |  | 311 | 0.012865
48731 | CBE_GT1 | 1 | Houston | YES | -0.00451 | 76 | 0 | 76 | 0 | 1.029 | CC | -1 | 0.21892 | 76 | 76 |  |  |  |  | -0.21892 | -16.6379 | 0.69652 | 0.70935 |  |  |  |  | 312 | 0.012865
48732 | CBE_GT2 | 1 | Houston | YES | -0.00451 | 76 | 0 | 76 | 0 | 1.029 | CC | -1 | 0.21892 | 76 | 76 |  |  |  |  | -0.21892 | -16.6379 | 0.6983 | 0.71109 |  |  |  |  | 313 | 0.012865
48733 | CBE_ST12 | 1 | Houston | YES | -0.00451 | 105 | 0 | 105 | 0 | 1.029 | CC | -1 | 0.21892 | 105 | 105 |  |  |  |  | -0.21892 | -22.9866 | 0.70076 | 0.71349 |  |  |  |  | 314 | 0.012865
48734 | CBE_GT3 | 1 | Houston | YES | -0.00451 | 76 | 0 | 76 | 0 | 1.029 | CC | -1 | 0.21892 | 76 | 76 |  |  |  |  | -0.21892 | -16.6379 | 0.70253 | 0.71522 |  |  |  |  | 315 | 0.012825
48735 | CBE_GT4 | 1 | Houston | YES | -0.00451 | 76 | 0 | 76 | 0 | 1.029 | CC | -1 | 0.21892 | 76 | 76 |  |  |  |  | -0.21892 | -16.6379 | 0.70431 | 0.71696 |  |  |  |  | 316 | 0.012786
48736 | CBE_ST34 | 1 | Houston | YES | -0.00451 | 105 | 0 | 105 | 0 | 1.029 | CC | -1 | 0.21892 | 105 | 105 |  |  |  |  | -0.21892 | -22.9866 | 0.70677 | 0.71936 |  |  |  |  | 317 | 0.012731
5911 | STP_GN1___1 | 1 | Houston | YES | -0.004402 | 1333 | 1249 | 1333 | 0 | 1.0406 | Nuc | -1 | 0.21881 | 0 | 0 |  |  |  |  | -0.21881 | 0 | 0.70677 | 0.71936 |  |  |  |  | 318 | 0.012691
5912 | STP_GN2___2 | 2 | Houston | YES | -0.004402 | 1332 | 1249 | 1332 | 0 | 1.0406 | Nuc | -1 | 0.21881 | 0 | 0 |  |  |  |  | -0.21881 | 0 | 0.70677 | 0.71936 |  |  |  |  | 319 | 0.012651
3432 | SANDOW_4G | 4 | South | YES | -0.004066 | 580 | 225 | 580 |  | 1.029 | LIGCO | -1 | 0.21848 | 0 | 580 |  |  |  |  | -0.21848 | 0 | 0.70677 | 0.71936 |  |  |  |  | 320 | 0.012596
7010 | L_FPPYD11_1Y | 1 | South | YES | -0.002782 | 547.4 | 200 | 606 | 0 | 1.02 | LIGCO | -1 | 0.21719 | 0 | 606 |  |  |  |  | -0.21719 | 0 | 0.70677 | 0.71936 |  |  |  |  | 321 | 0.012596
7011 | L_FPPYD11_2Y | 2 | South | YES | -0.002782 | 552.2 | 200 | 598 | 0 | 1.02 | LIGCO | -1 | 0.21719 | 0 | 598 |  |  |  |  | -0.21719 | 0 | 0.70677 | 0.71936 |  |  |  |  | 322 | 0.012596
7012 | L_FPPYD21_3Y | 3 | South | YES | -0.002781 | 427.5 | 200 | 436 | 0 | 1.02 | LIGCO | -1 | 0.21719 | 0 | 436 |  |  |  |  | -0.21719 | 0 | 0.70677 | 0.71936 |  |  |  |  | 323 | 0.012596
7007 | L_LOSTPI1_1Y | 1 | South | YES | -0.002744 | 158.6 | 110 | 158 | 0 | 1 | CC | -1 | 0.21715 | 158 | 158 |  |  |  |  | -0.21715 | -34.3103 | 0.71046 | 0.72295 |  |  |  |  | 324 | 0.012596
7008 | L_LOSTPI1_2Y | 2 | South | YES | -0.002744 | 157.7 | 107 | 160 | 0 | 1 | CC | -1 | 0.21715 | 160 | 160 |  |  |  |  | -0.21715 | -34.7447 | 0.71421 | 0.72658 |  |  |  |  | 325 | 0.012596
7009 | L_LOSTPI1_3Y | 3 | South | YES | -0.002744 | 173.9 | 72 | 175 | 0 | 1 | CC | -1 | 0.21715 | 175 | 175 |  |  |  |  | -0.21715 | -38.002 | 0.7183 | 0.73055 |  |  |  |  | 326 | 0.012596
7303 | L_WPPGS12_1Y | 2 | South | YES | -0.002405 | 50 | 0 | 50 | 0 | 1.025 | GGT | -1 | 0.21682 | 50 | 50 |  |  |  |  | -0.21682 | -10.8408 | 0.71947 | 0.73168 |  |  |  |  | 327 | 0.012484
7303 | L_WPPGS12_1Y | 1 | South | YES | -0.002405 | 50 | 0 | 50 | 0 | 1.025 | GGT | -1 | 0.21682 | 50 | 50 |  |  |  |  | -0.21682 | -10.8408 | 0.72064 | 0.73281 |  |  |  |  | 328 | 0.012371
7305 | L_WPPGS34_1Y | 3 | South | YES | -0.002405 | 50 | 0 | 50 | 0 | 1.025 | GGT | -1 | 0.21682 | 50 | 50 |  |  |  |  | -0.21682 | -10.8408 | 0.72181 | 0.73395 |  |  |  |  | 329 | 0.012247
7305 | L_WPPGS34_1Y | 4 | South | YES | -0.002405 | 50 | 0 | 50 | 0 | 1.025 | GGT | -1 | 0.21682 | 50 | 50 |  |  |  |  | -0.21682 | -10.8408 | 0.72298 | 0.73508 |  |  |  |  | 330 | 0.012209
7807 | L_BASTEN1_1Y | 1 | South | YES | -0.002339 | 152.5 | 83.5 | 152.5 | 0 | 1.004 | CC | -1 | 0.21675 | 152.5 | 152.5 |  |  |  |  | -0.21675 | -33.0542 | 0.72655 | 0.73853 |  |  |  |  | 331 | 0.012172
7808 | L_BASTEN1_2Y | 1 | South | YES | -0.002339 | 149.5 | 83.5 | 149.5 | 0 | 1.004 | CC | -1 | 0.21675 | 149.5 | 149.5 |  |  |  |  | -0.21675 | -32.404 | 0.73005 | 0.74192 |  |  |  |  | 332 | 0.012135
7809 | L_BASTEN1_3Y | 1 | South | YES | -0.002339 | 232.6 | 42 | 232.6 | 0 | 1.004 | CC | -1 | 0.21675 | 232.6 | 232.6 |  |  |  |  | -0.21675 | -50.4158 | 0.73549 | 0.74718 |  |  |  |  | 333 | 0.012098
7004 | L_SIMGID1_1Y | 1 | South | YES | -0.001937 | 132 | 40 | 132 | 0 | 1.02 | GST | -1 | 0.21635 | 132 | 132 |  |  |  |  | -0.21635 | -28.5578 | 0.73857 | 0.75017 |  |  |  |  | 334 | 0.011983
7005 | L_SIMGID1_2Y | 2 | South | YES | -0.001937 | 133 | 32 | 139 | 0 | 1.02 | GST | -1 | 0.21635 | 139 | 139 |  |  |  |  | -0.21635 | -30.0722 | 0.74183 | 0.75331 |  |  |  |  | 335 | 0.011871
7006 | L_SIMGID1_3Y | 3 | South | YES | -0.001937 | 324.9 | 60 | 329 | 0 | 1.02 | GST | -1 | 0.21635 | 329 | 329 |  |  |  |  | -0.21635 | -71.1782 | 0.74952 | 0.76074 |  |  |  |  | 336 | 0.011696
8134 | FOR #1 | 1 | South | YES | -0.00171 | 54.1 | 45 | 79 | 0 | 1 | Cogen | -1 | 0.21612 | 0 | 0 |  |  |  |  | -0.21612 | 0 | 0.74952 | 0.76074 |  |  |  |  | 337 | 0.011592
8138 | FOR #2 | 2 | South | YES | -0.00171 | 63.1 | 45 | 81 | 0 | 1 | Cogen | -1 | 0.21612 | 0 | 0 |  |  |  |  | -0.21612 | 0 | 0.74952 | 0.76074 |  |  |  |  | 338 | 0.011482
8153 | FOR #3 | 3 | South | YES | -0.00171 | 63.1 | 45 | 79.9 | 0 | 1 | Cogen | -1 | 0.21612 | 0 | 0 |  |  |  |  | -0.21612 | 0 | 0.74952 | 0.76074 |  |  |  |  | 339 | 0.011221
8154 | FOR #4 | 4 | South | YES | -0.00171 | 63.1 | 60 | 80 | 0 | 1 | Cogen | -1 | 0.21612 | 0 | 0 |  |  |  |  | -0.21612 | 0 | 0.74952 | 0.76074 |  |  |  |  | 340 | 0.011221
8155 | FOR #5 | 5 | South | YES | -0.00171 | 63.1 | 60 | 78.4 | 0 | 1 | Cogen | -1 | 0.21612 | 0 | 0 |  |  |  |  | -0.21612 | 0 | 0.74952 | 0.76074 |  |  |  |  | 341 | 0.011221
8156 | FOR #6 | 6 | South | YES | -0.00171 | 24.9 | 5 | 25 | 0 | 1 | Cogen | -1 | 0.21612 | 0 | 0 |  |  |  |  | -0.21612 | 0 | 0.74952 | 0.76074 |  |  |  |  | 342 | 0.011221
8157 | FOR #7 | 7 | South | YES | -0.00171 | 28.8 | 5 | 46 | 0 | 1 | Cogen | -1 | 0.21612 | 0 | 0 |  |  |  |  | -0.21612 | 0 | 0.74952 | 0.76074 |  |  |  |  | 343 | 0.011221
80051 | FOR #8 | 8 | South | YES | -0.00171 | 28 | 28 | 28 |  | 1 | Cogen | -1 | 0.21612 | 0 | 0 |  |  |  |  | -0.21612 | 0 | 0.74952 | 0.76074 |  |  |  |  | 344 | 0.011221
80052 | FOR #9 | 9 | South | YES | -0.00171 | 29.7 | 5 | 43.6 | 0 | 1 | Cogen | -1 | 0.21612 | 0 | 0 |  |  |  |  | -0.21612 | 0 | 0.74952 | 0.76074 |  |  |  |  | 345 | 0.011221
80053 | FOR #10 | 10 | South | YES | -0.00171 | 68.4 | 45 | 75 | 0 | 1 | Cogen | -1 | 0.21612 | 0 | 0 |  |  |  |  | -0.21612 | 0 | 0.74952 | 0.76074 |  |  |  |  | 346 | 0.011221
80226 | ALCOA G | 1 | South | YES | -0.00163 | 32.3 | 5 | 48 | 0 | 1.015 | Cogen | -1 | 0.21604 | 0 | 0 |  |  |  |  | -0.21604 | 0 | 0.74952 | 0.76074 |  |  |  |  | 347 | 0.011221
9002 | DECKR_G3 | 3 | South | YES | -0.001521 | 0 | 24 | 42 |  | 1.015 | GGT | -1 | 0.21593 | 42 | 42 |  |  |  |  | -0.21593 | -9.0691 | 0.75051 | 0.76169 |  |  |  |  | 348 | 0.011221
9003 | DECKR_G4 | 4 | South | YES | -0.001521 | 44 | 24 | 44 | 0 | 1.015 | GGT | -1 | 0.21593 | 44 | 44 |  |  |  |  | -0.21593 | -9.501 | 0.75154 | 0.76268 |  |  |  |  | 349 | 0.011221
9004 | DECKR_G5 | 5 | South | YES | -0.001521 | 44 | 24 | 44 | 0 | 1.015 | GGT | -1 | 0.21593 | 44 | 44 |  |  |  |  | -0.21593 | -9.501 | 0.75256 | 0.76368 |  |  |  |  | 350 | 0.011221
9005 | DECKR_G6 | 6 | South | YES | -0.001521 | 44 | 24 | 47 | 0 | 1.015 | GGT | -1 | 0.21593 | 47 | 47 |  |  |  |  | -0.21593 | -10.1488 | 0.75366 | 0.76474 |  |  |  |  | 351 | 0.011186
9000 | DECKR_G1 | 1 | South | YES | -0.001362 | 280 | 50 | 321 | 0 | 1.015 | GST | -1 | 0.21577 | 321 | 321 |  |  |  |  | -0.21577 | -69.2628 | 0.76117 | 0.77197 |  |  |  |  | 352 | 0.011149
9001 | DECKR_G2 | 2 | South | YES | -0.001362 | 400 | 50 | 426 | 0 | 1.015 | GST | -1 | 0.21577 | 426 | 426 |  |  |  |  | -0.21577 | -91.9189 | 0.77114 | 0.78158 |  |  |  |  | 353 | 0.011112
9016 | SANDH_G1 | 1 | South | YES | -0.00136 | 45 | 2 | 49 | 0 | 1.0175 | GGT | -1 | 0.21577 | 49 | 49 |  |  |  |  | -0.21577 | -10.5727 | 0.77229 | 0.78268 |  |  |  |  | 354 | 0.011073
9017 | SANDH_G2 | 2 | South | YES | -0.00136 | 45 | 2 | 46 | 0 | 1.0175 | GGT | -1 | 0.21577 | 46 | 46 |  |  |  |  | -0.21577 | -9.9254 | 0.77336 | 0.78372 |  |  |  |  | 355 | 0.010799
9018 | SANDH_G3 | 3 | South | YES | -0.00136 | 45 | 2 | 46 | 0 | 1.0175 | GGT | -1 | 0.21577 | 46 | 46 |  |  |  |  | -0.21577 | -9.9254 | 0.77444 | 0.78475 |  |  |  |  | 356 | 0.010435
9019 | SANDH_G4 | 4 | South | YES | -0.00136 | 0 | 2 | 47 |  | 1.0175 | GGT | -1 | 0.21577 | 47 | 47 |  |  |  |  | -0.21577 | -10.1412 | 0.77554 | 0.78581 |  |  |  |  | 357 | 0.010394
9020 | SANDHG5A | 5A | South | YES | -0.00136 | 150 | 84 | 155 | 0 | 1.0175 | CC | -1 | 0.21577 | 155 | 155 |  |  |  |  | -0.21577 | -33.4444 | 0.77916 | 0.78931 |  |  |  |  | 358 | 0.010354
9021 | SANDHG5C | 5C | South | YES | -0.00136 | 140 | 0 | 148 | 0 | 1.0175 | CC | -1 | 0.21577 | 148 | 148 |  |  |  |  | -0.21577 | -31.934 | 0.78263 | 0.79264 |  |  |  |  | 359 | 0.010315
8147 | UCAR #2 | 10 | South | YES | -0.001329 | 18.2 | 0 | 28 |  | 1 | Cogen | -1 | 0.21574 | 0 | 0 |  |  |  |  | -0.21574 | 0 | 0.78263 | 0.79264 |  |  |  |  | 360 | 0.010275
8148 | UCAR #1 | 2 | South | YES | -0.001329 | 6.1 | 0 | 7 | 0 | 1.009 | Cogen | -1 | 0.21574 | 0 | 0 |  |  |  |  | -0.21574 | 0 | 0.78263 | 0.79264 |  |  |  |  | 361 | 0.010143
80137 | CSDR89 | 8 | South | YES | -0.001329 | 33.9 | 0 | 39 | 0 | 1.003 | DCTie | -1 | 0.21574 | 0 | 0 |  |  |  |  | -0.21574 | 0 | 0.78263 | 0.79264 |  |  |  |  | 362 | 0.010017
80137 | CSDR89 | 9 | South | YES | -0.001329 | 15 | 0 | 15 | 0 | 1.003 | DCTie | -1 | 0.21574 | 0 | 0 |  |  |  |  | -0.21574 | 0 | 0.78263 | 0.79264 |  |  |  |  | 363 | 0.010017
80138 | CSDR7 | 7 | South | YES | -0.001329 | 6.1 | 0 | 7 | 0 | 1.014 | DCTie | -1 | 0.21574 | 0 | 0 |  |  |  |  | -0.21574 | 0 | 0.78263 | 0.79264 |  |  |  |  | 364 | 0.010017
80139 | CSDR56 | 6 | South | YES | -0.001329 | 0 | 0 | 39 |  | 1.0033 | DCTie | -1 | 0.21574 | 0 | 0 |  |  |  |  | -0.21574 | 0 | 0.78263 | 0.79264 |  |  |  |  | 365 | 0.010017
80139 | CSDR56 | 5 | South | YES | -0.001329 | 15 | 0 | 15 |  | 1.0033 | DCTie | -1 | 0.21574 | 0 | 0 |  |  |  |  | -0.21574 | 0 | 0.78263 | 0.79264 |  |  |  |  | 366 | 0.010017
80140 | CSDR11 | 11 | South | YES | -0.001329 | 33.9 | 0 | 39 | 0 | 1.03 | DCTie | -1 | 0.21574 | 0 | 0 |  |  |  |  | -0.21574 | 0 | 0.78263 | 0.79264 |  |  |  |  | 367 | 0.010017
80227 | AIRCO G | 1 | South | YES | -0.001265 | 7.2 | 0 | 8 | 0 | 1.0104 | Cogen | -1 | 0.21568 | 0 | 0 |  |  |  |  | -0.21568 | 0 | 0.78263 | 0.79264 |  |  |  |  | 368 | 0.010017
80224 | VISTRONG1 | 1 | South | YES | -0.001248 | 13.1 | 0 | 15 | 0 | 1.01 | Cogen | -1 | 0.21566 | 0 | 0 |  |  |  |  | -0.21566 | 0 | 0.78263 | 0.79264 |  |  |  |  | 369 | 0.010017
80225 | VISTRONG2 | 2 | South | YES | -0.001248 | 20.2 | 0 | 23 | 0 | 1.01 | Cogen | -1 | 0.21566 | 0 | 0 |  |  |  |  | -0.21566 | 0 | 0.78263 | 0.79264 |  |  |  |  | 370 | 0.010017
8066 | DUP1V#1 | 1 | South | YES | -0.001152 | 52.3 | 0 | 73 | 0 | 1.01 | Cogen | -1 | 0.21556 | 0 | 0 |  |  |  |  | -0.21556 | 0 | 0.78263 | 0.79264 |  |  |  |  | 371 | 0.010017
7020 | L_AUSTPL1_1Y | 2 | South | YES | -0.001128 | 0 | 0 | 8 |  | 1 | Hydro | -1 | 0.21554 | 0 | 0 |  |  |  |  | -0.21554 | 0 | 0.78263 | 0.79264 |  |  |  |  | 372 | 0.010017
7020 | L_AUSTPL1_1Y | 1 | South | YES | -0.001128 | 0 | 0 | 8 |  | 1 | Hydro | -1 | 0.21554 | 0 | 0 |  |  |  |  | -0.21554 | 0 | 0.78263 | 0.79264 |  |  |  |  | 373 | 0.010017
8173 | VICEC51A | 5 | South | YES | -0.001074 | 144 | 18 | 144 | 0 | 1.025 | CC | -1 | 0.21548 | 144 | 144 |  |  |  |  | -0.21548 | -31.0297 | 0.78599 | 0.79588 |  |  |  |  | 374 | 0.010017
8174 | VICEC61A | 6 | South | YES | -0.001074 | 188 | 42 | 188 | 0 | 1.025 | CC | -1 | 0.21548 | 188 | 188 |  |  |  |  | -0.21548 | -40.511 | 0.79039 | 0.80012 |  |  |  |  | 375 | 0.010017
5508 | RAYBURNCC9 | 1 | South | YES | -0.001044 | 47.7 | 18.2 | 47.7 | 0 | 1.0296 | CC | -1 | 0.21545 | 47.7 | 47.7 |  |  |  |  | -0.21545 | -10.2772 | 0.79151 | 0.80119 |  |  |  |  | 376 | 0.010017
5509 | RAYBURNCC10 | 1 | South | YES | -0.001044 | 37.3 | 5.2 | 37.3 | 0 | 1.0296 | CC | -1 | 0.21545 | 37.3 | 37.3 |  |  |  |  | -0.21545 | -8.0364 | 0.79238 | 0.80203 |  |  |  |  | 377 | 0.0098895
5511 | RAYBURNCC7 | 1 | South | YES | -0.001044 | 47.5 | 18.2 | 47.5 | 0 | 1.0296 | CC | -1 | 0.21545 | 47.5 | 47.5 |  |  |  |  | -0.21545 | -10.2341 | 0.79349 | 0.8031 |  |  |  |  | 378 | 0.0097235
5512 | RAYBURNCC8 | 1 | South | YES | -0.001044 | 49.3 | 18.2 | 49.3 | 0 | 1.0296 | CC | -1 | 0.21545 | 49.3 | 49.3 |  |  |  |  | -0.21545 | -10.6219 | 0.79465 | 0.80421 |  |  |  |  | 379 | 0.0096812
5503 | RAYBURNGEN3 | 1 | South | YES | -0.000893 | 17.6 | 6 | 22 | 0 | 1.0224 | GST | -1 | 0.2153 | 22 | 22 |  |  |  |  | -0.2153 | -4.7367 | 0.79516 | 0.8047 |  |  |  |  | 380 | 0.0096481
5505 | RAYBURNGEN1 | 1 | South | YES | -0.000893 | 0 | 1 | 11 |  | 1.0223 | GGT | -1 | 0.2153 | 11 | 11 |  |  |  |  | -0.2153 | -2.3683 | 0.79542 | 0.80495 |  |  |  |  | 381 | 0.009606
5506 | RAYBURNGEN2 | 1 | South | YES | -0.000893 | 0 | 1 | 11 |  | 1.0223 | GGT | -1 | 0.2153 | 11 | 11 |  |  |  |  | -0.2153 | -2.3683 | 0.79568 | 0.8052 |  |  |  |  | 382 | 0.0095623
8189 | CUECPL2A | 1 | South | YES | -0.00079 | 12 | 0 | 12 | 0 | 1.02 | Cogen | -1 | 0.2152 | 0 | 0 |  |  |  |  | -0.2152 | 0 | 0.79568 | 0.8052 |  |  |  |  | 383 | 0.0095425
7014 | L_HAYSEN1_1Y | 1 | South | YES | -0.000787 | 223.9 | 74 | 223.9 | 0 | 1.008 | CC | -1 | 0.2152 | 223.9 | 223.9 |  |  |  |  | -0.2152 | -48.1826 | 0.80091 | 0.81023 |  |  |  |  | 384 | 0.0095326
7015 | L_HAYSEN1_2Y | 2 | South | YES | -0.000787 | 225 | 74 | 225 | 0 | 1.008 | CC | -1 | 0.2152 | 225 | 225 |  |  |  |  | -0.2152 | -48.4194 | 0.80618 | 0.81529 |  |  |  |  | 385 | 0.0095227
7016 | L_HAYSEN1_3Y | 3 | South | YES | -0.000787 | 224.6 | 74 | 224.6 | 0 | 1.008 | CC | -1 | 0.2152 | 224.6 | 224.6 |  |  |  |  | -0.2152 | -48.3333 | 0.81143 | 0.82034 |  |  |  |  | 386 | 0.0095227
7017 | L_HAYSEN1_4Y | 4 | South | YES | -0.000787 | 226.7 | 74 | 226.7 | 0 | 1.008 | CC | -1 | 0.2152 | 226.7 | 226.7 |  |  |  |  | -0.2152 | -48.7852 | 0.81673 | 0.82544 |  |  |  |  | 387 | 0.0093182
7624 | L_LAKEWO9_1Y | 2 | South | YES | -0.000738 | 0 | 0 | 2.4 |  | 1 | Hydro | -1 | 0.21515 | 0 | 0 |  |  |  |  | -0.21515 | 0 | 0.81673 | 0.82544 |  |  |  |  | 388 | 0.0091128
7624 | L_LAKEWO9_1Y | 1 | South | YES | -0.000738 | 0 | 0 | 2.4 |  | 1 | Hydro | -1 | 0.21515 | 0 | 0 |  |  |  |  | -0.21515 | 0 | 0.81673 | 0.82544 |  |  |  |  | 389 | 0.0089078
7810 | L_RIONOG1G1Y | 1 | South | YES | -0.000618 | 148 | 0 | 148 | 0 | 1.02 | CC | -1 | 0.21503 | 148 | 148 |  |  |  |  | -0.21503 | -31.8242 | 0.8202 | 0.82876 |  |  |  |  | 390 | 0.0087008
7811 | L_RIONOG1G2Y | 2 | South | YES | -0.000618 | 148 | 0 | 148 | 0 | 1.02 | CC | -1 | 0.21503 | 148 | 148 |  |  |  |  | -0.21503 | -31.8242 | 0.82366 | 0.83208
7812 | L_RIONOG1G3Y | 3 | South | YES | -0.000618 | 154 | 0 | 154 | 0 | 1.02 | CC | -1 | 0.21503 | 154 | 154 |  |  |  |  | -0.21503 | -33.1143 | 0.82726 | 0.83554
7813 | L_RIONOG1S1Y | 4 | South | YES | -0.000618 | 293 | 0 | 293 | 0 | 1.02 | CC | -1 | 0.21503 | 293 | 293 |  |  |  |  | -0.21503 | -63.0032 | 0.83412 | 0.84213
7605 | L_MCQUEE9_1Y | 3 | South | YES | -0.00049 | 0 | 0 | 2.8 |  | 1.025 | Hydro | -1 | 0.2149 | 0 | 0 |  |  |  |  | -0.2149 | 0 | 0.83412 | 0.84213
7605 | L_MCQUEE9_1Y | 2 | South | YES | -0.00049 | 0 | 0 | 2.4 |  | 1.025 | Hydro | -1 | 0.2149 | 0 | 0 |  |  |  |  | -0.2149 | 0 | 0.83412 | 0.84213
7605 | L_MCQUEE9_1Y | 1 | South | YES | -0.00049 | 0 | 0 | 2.4 |  | 1.025 | Hydro | -1 | 0.2149 | 0 | 0 |  |  |  |  | -0.2149 | 0 | 0.83412 | 0.84213
7800 | L_GUADGE1_1Y | 1 | South | YES | -0.000445 | 147 | 30 | 147 | 0 | 1.02 | CC | -1 | 0.21486 | 147 | 147 |  |  |  |  | -0.21486 | -31.5837 | 0.83756 | 0.84543
7801 | L_GUADGE1_2Y | 2 | South | YES | -0.000445 | 138 | 30 | 138 | 0 | 1.02 | CC | -1 | 0.21486 | 138 | 138 |  |  |  |  | -0.21486 | -29.65 | 0.84078 | 0.84852
7802 | L_GUADGE1_3Y | 3 | South | YES | -0.000445 | 146 | 30 | 146 | 0 | 1.02 | CC | -1 | 0.21486 | 146 | 146 |  |  |  |  | -0.21486 | -31.3688 | 0.8442 | 0.8518
7803 | L_GUADGE1_4Y | 4 | South | YES | -0.000445 | 149 | 30 | 149 | 0 | 1.02 | CC | -1 | 0.21486 | 149 | 149 |  |  |  |  | -0.21486 | -32.0134 | 0.84769 | 0.85514
7804 | L_GUADGE1_5Y | 5 | South | YES | -0.000445 | 182 | 30 | 182 | 0 | 1.02 | CC | -1 | 0.21486 | 182 | 182 |  |  |  |  | -0.21486 | -39.1036 | 0.85194 | 0.85923
7805 | L_GUADGE1_6Y | 6 | South | YES | -0.000445 | 203 | 30 | 203 | 0 | 1.02 | CC | -1 | 0.21486 | 203 | 203 |  |  |  |  | -0.21486 | -43.6156 | 0.85669 | 0.86379
8161 | COLETO0A | 1 | South | YES | -0.000423 | 633 | 200 | 633 | 0 | 1.03 | LIGCO | -1 | 0.21483 | 0 | 633 |  |  |  |  | -0.21483 | 0 | 0.85669 | 0.86379
8926 | LGE_GT10A | 1 | South | YES | -0.000405 | 158 | 0 | 158 | 0 | 1.03 | Cogen | -1 | 0.21482 | 0 | 0 |  |  |  |  | -0.21482 | 0 | 0.85669 | 0.86379
8927 | LGE_GT20A | 2 | South | YES | -0.000405 | 153 | 0 | 153 | 0 | 1.03 | Cogen | -1 | 0.21482 | 0 | 0 |  |  |  |  | -0.21482 | 0 | 0.85669 | 0.86379
8928 | LGE_STG0A | 3 | South | YES | -0.000405 | 100 | 0 | 100 | 0 | 1.03 | Cogen | -1 | 0.21482 | 0 | 0 |  |  |  |  | -0.21482 | 0 | 0.85669 | 0.86379
8930 | ICPGN10A | 1 | South | YES | -0.000405 | 149 | 0 | 149 | 0 | 1.03 | Cogen | -1 | 0.21482 | 0 | 0 |  |  |  |  | -0.21482 | 0 | 0.85669 | 0.86379
8931 | ICPGN20A | 2 | South | YES | -0.000405 | 150 | 0 | 150 | 0 | 1.03 | Cogen | -1 | 0.21482 | 0 | 0 |  |  |  |  | -0.21482 | 0 | 0.85669 | 0.86379
8932 | ICPGN30A | 3 | South | YES | -0.000405 | 127 | 0 | 127 | 0 | 1.03 | Cogen | -1 | 0.21482 | 0 | 0 |  |  |  |  | -0.21482 | 0 | 0.85669 | 0.86379
80223 | REYSHR G | 1 | South | YES | -0.000405 | 12 | 0 | 12 | 0 | 1.032 | Cogen | -1 | 0.21482 | 0 | 0 |  |  |  |  | -0.21482 | 0 | 0.85669 | 0.86379
7609 | L_SCHUMA8_1Y | 1 | South | YES | -0.000234 | 0 | 0 | 4 |  | 1 | Hydro | -1 | 0.21464 | 0 | 0 |  |  |  |  | -0.21464 | 0 | 0.85669 | 0.86379
8442 | NBEC7 | 7 | South | YES | -0.000221 | 0 | 81 | 367 |  | 1.0298 | GST | -1 | 0.21463 | 367 | 367 |  |  |  |  | -0.21463 | -78.7696 | 0.86528 | 0.87201
8442 | NBEC7 | MB | South | YES | -0.000221 | 0 | 81 | 367 |  | 1.0298 | GST | -1 | 0.21463 | 0 | 0 |  |  |  |  | -0.21463 | 0 | 0.86528 | 0.87201
8560 | CNOPGT1 | 1 | South | YES | -0.000219 | 148.3 | 0 | 148.3 | 0 | 1.03 | Cogen | -1 | 0.21463 | 0 | 0 |  |  |  |  | -0.21463 | 0 | 0.86528 | 0.87201
8561 | CNOPGT2 | 2 | South | YES | -0.000219 | 148.6 | 0 | 148.6 | 0 | 1.03 | Cogen | -1 | 0.21463 | 0 | 0 |  |  |  |  | -0.21463 | 0 | 0.86528 | 0.87201
8562 | CNOPST1 | 3 | South | YES | -0.000219 | 153 | 0 | 153 | 0 | 1.03 | Cogen | -1 | 0.21463 | 0 | 0 |  |  |  |  | -0.21463 | 0 | 0.86528 | 0.87201
8456 | COSW#1 | 1 | South | YES | -0.000209 | 20 | 0 | 20 | 0 | 1.027 | Cogen | -1 | 0.21462 | 0 | 0 |  |  |  |  | -0.21462 | 0 | 0.86528 | 0.87201
8457 | COSW#2 | 2 | South | YES | -0.000209 | 14 | 0 | 14 | 0 | 1.027 | Cogen | -1 | 0.21462 | 0 | 0 |  |  |  |  | -0.21462 | 0 | 0.86528 | 0.87201
8459 | B_DAVIS0B | MB | South | YES | -0.000198 | 0 | 50 | 339 |  | 1.03 | GSC | -1 | 0.21461 | 0 | 0 |  |  |  |  | -0.21461 | 0 | 0.86528 | 0.87201
8460 | B_DAVIS0A | MB | South | YES | -0.000198 | 0 | 50 | 340 |  | 1.03 | GSC | -1 | 0.21461 | 0 | 0 |  |  |  |  | -0.21461 | 0 | 0.86528 | 0.87201
80263 | B_DAVIS31A | 3 | South | YES | -0.000198 | 0 | 0 | 180 |  | 1.0366 | CC | -1 | 0.21461 | 180 | 180 |  |  |  |  | -0.21461 | -38.6295 | 0.86949 | 0.87605
80264 | B_DAVIS41A | 4 | South | YES | -0.000198 | 0 | 0 | 180 |  | 1.0366 | CC | -1 | 0.21461 | 180 | 180 |  |  |  |  | -0.21461 | -38.6295 | 0.8737 | 0.88009
8506 | VAL #1 | 1 | South | YES | -0.000158 | 20.9 | 0 | 25 | 0 | 1.0055 | Cogen | -1 | 0.21457 | 0 | 0 |  |  |  |  | -0.21457 | 0 | 0.8737 | 0.88009
8507 | VAL #2 | 2 | South | YES | -0.000158 | 20.9 | 0 | 25 | 0 | 1.0055 | Cogen | -1 | 0.21457 | 0 | 0 |  |  |  |  | -0.21457 | 0 | 0.8737 | 0.88009
8511 | OXY_CC0A | 1 | South | YES | -0.000157 | 30.3 | 0 | 38 | 0 | 1.027 | Cogen | -1 | 0.21457 | 0 | 0 |  |  |  |  | -0.21457 | 0 | 0.8737 | 0.88009
8461 | KOCH_UP0A | 1 | South | YES | -0.000131 | 38 | 0 | 38 | 0 | 1.012 | Cogen | -1 | 0.21454 | 0 | 0 |  |  |  |  | -0.21454 | 0 | 0.8737 | 0.88009
7487 | L_CANYHY8_1Y | 1 | South | YES | -0.000102 | 0 | 0 | 6 |  | 1 | Hydro | -1 | 0.21451 | 0 | 0 |  |  |  |  | -0.21451 | 0 | 0.8737 | 0.88009
80080 | GWINDT11A | 4 | South | YES | -6.7e-05 | 3.8 | 0 | 19 | 0 | 1.025 | Wind | -1 | 0.21448 | 0 | 19 |  |  |  |  | -0.21448 | 0 | 0.8737 | 0.88009
80080 | GWINDT11A | 2 | South | YES | -6.7e-05 | 0 | 0 | 41 | 0 | 1.025 | Wind | -1 | 0.21448 | 0 | 41 |  |  |  |  | -0.21448 | 0 | 0.8737 | 0.88009
80080 | GWINDT11A | 3 | South | YES | -6.7e-05 | 0 | 0 | 38 | 0 | 1.025 | Wind | -1 | 0.21448 | 0 | 38 |  |  |  |  | -0.21448 | 0 | 0.8737 | 0.88009
80080 | GWINDT11A | 1 | South | YES | -6.7e-05 | 28.2 | 0 | 94 | 0 | 1.025 | Wind | -1 | 0.21448 | 0 | 94 |  |  |  |  | -0.21448 | 0 | 0.8737 | 0.88009
80081 | GWINDT21A | 2 | South | YES | -6.7e-05 | 7.2 | 0 | 36 | 0 | 1.025 | Wind | -1 | 0.21448 | 0 | 36 |  |  |  |  | -0.21448 | 0 | 0.8737 | 0.88009
80081 | GWINDT21A | 3 | South | YES | -6.7e-05 | 8.6 | 0 | 43 | 0 | 1.025 | Wind | -1 | 0.21448 | 0 | 43 |  |  |  |  | -0.21448 | 0 | 0.8737 | 0.88009
80081 | GWINDT21A | 1 | South | YES | -6.7e-05 | 28.2 | 0 | 94 | 0 | 1.025 | Wind | -1 | 0.21448 | 0 | 94 |  |  |  |  | -0.21448 | 0 | 0.8737 | 0.88009
80081 | GWINDT21A | 4 | South | YES | -6.7e-05 | 4.4 | 0 | 22 | 0 | 1.025 | Wind | -1 | 0.21448 | 0 | 22 |  |  |  |  | -0.21448 | 0 | 0.8737 | 0.88009
80180 | PNSCALT11A | 1 | South | YES | -6.7e-05 | 43.8 | 0 | 148 | 0 | 1.025 | Wind | -1 | 0.21448 | 0 | 148 |  |  |  |  | -0.21448 | 0 | 0.8737 | 0.88009
80180 | PNSCALT11A | 2 | South | YES | -6.7e-05 | 10 | 0 | 50 | 0 | 1.025 | Wind | -1 | 0.21448 | 0 | 50 |  |  |  |  | -0.21448 | 0 | 0.8737 | 0.88009
80181 | PNSCALT21A | 1 | South | YES | -6.7e-05 | 16.5 | 0 | 55 | 0 | 1.025 | Wind | -1 | 0.21448 | 0 | 55 |  |  |  |  | -0.21448 | 0 | 0.8737 | 0.88009
80181 | PNSCALT21A | 2 | South | YES | -6.7e-05 | 10 | 0 | 50 | 0 | 1.025 | Wind | -1 | 0.21448 | 0 | 50 |  |  |  |  | -0.21448 | 0 | 0.8737 | 0.88009
8517 | CELANEBI0A | 1 | South | YES | -5.3e-05 | 29 | 0 | 29 | 0 | 1.02 | Cogen | -1 | 0.21446 | 0 | 0 |  |  |  |  | -0.21446 | 0 | 0.8737 | 0.88009
5934 | SI_RAY5 | 5 | South | YES | 0 | 0 | 10 | 15 |  | 1.035 | GST | -1 | 0.21441 | 15 | 15 |  |  |  |  | -0.21441 | -3.2162 | 0.87405 | 0.88042
8139 | JOS #1 | MB | South | YES | 0 | 0 | 45 | 255 |  | 1.02 | GST | -1 | 0.21441 | 0 | 0 |  |  |  |  | -0.21441 | 0 | 0.87405 | 0.88042
8285 | LAR #1 | MB | South | YES | 0 | 0 | 9 | 32 |  | 1.0497 | GST | -1 | 0.21441 | 0 | 0 |  |  |  |  | -0.21441 | 0 | 0.87405 | 0.88042
8287 | LAR #2 | MB | South | YES | 0 | 0 | 9 | 32 |  | 1.04 | GST | -1 | 0.21441 | 0 | 0 |  |  |  |  | -0.21441 | 0 | 0.87405 | 0.88042
8288 | LAR #3 | MB | South | YES | 0 | 0 | 25 | 105 |  | 1.04 | GST | -1 | 0.21441 | 0 | 0 |  |  |  |  | -0.21441 | 0 | 0.87405 | 0.88042
8388 | BATES0A | MB | South | YES | 0 | 0 | 21 | 71 |  | 1.033 | GST | -1 | 0.21441 | 0 | 0 |  |  |  |  | -0.21441 | 0 | 0.87405 | 0.88042
8393 | BATES0B | MB | South | YES | 0 | 0 | 25 | 110 |  | 1.03 | GST | -1 | 0.21441 | 0 | 0 |  |  |  |  | -0.21441 | 0 | 0.87405 | 0.88042
8437 | NUECES_B0C | MB | South | YES | 0 | 0 | 7 | 30 |  | 1.03 | GST | -1 | 0.21441 | 0 | 0 |  |  |  |  | -0.21441 | 0 | 0.87405 | 0.88042
8438 | NUECES_B0B | MB | South | YES | 0 | 0 | 26 | 169 |  | 1.03 | GST | -1 | 0.21441 | 0 | 0 |  |  |  |  | -0.21441 | 0 | 0.87405 | 0.88042
39190 | TNSLCGN1__8 | 1 | Houston | YES | 0 | 0 | 10 | 30 |  | 1.03 | Cogen | -1 | 0.21441 | 0 | 0 |  |  |  |  | -0.21441 | 0 | 0.87405 | 0.88042
5932 | SI_RAY9 | 9 | South | YES | 3.2e-05 | 32 | 32 | 38 | 0 | 1.035 | CC | -1 | 0.21438 | 38 | 38 |  |  |  |  | -0.21438 | -8.1464 | 0.87494 | 0.88127
5933 | SI_RAY6 | 6 | South | YES | 3.2e-05 | 15.4 | 10 | 19.3 | 0 | 1.035 | GST | -1 | 0.21438 | 19.3 | 19.3 |  |  |  |  | -0.21438 | -4.1375 | 0.87539 | 0.88171
5935 | SI_RAY10 | 10 | South | YES | 3.2e-05 | 47 | 10 | 47 | 0 | 1.03 | CC | -1 | 0.21438 | 47 | 47 |  |  |  |  | -0.21438 | -10.0758 | 0.87649 | 0.88276
80003 | MILHWYS | F | South | YES | 3.2e-05 | 0 | 0 | 0 | 0 | 1.0168 | AVR | -1 | 0.21438 | 0 | 0 |  |  |  |  | -0.21438 | 0 | 0.87649 | 0.88276
5401 | CALAVER_JKS1 | 1 | South | YES | 0.000186 | 562 | 100 | 562 | 0 | 1.026 | LIGCO | -1 | 0.21422 | 0 | 562 |  |  |  |  | -0.21422 | 0 | 0.87649 | 0.88276
8936 | MVGN#1 | 1 | South | YES | 0.00019 | 216.6 | 0 | 216.6 | 0 | 1.0304 | CC | -1 | 0.21422 | 216.6 | 216.6 |  |  |  |  | -0.21422 | -46.4001 | 0.88156 | 0.8876
8937 | MVGN#2 | 2 | South | YES | 0.00019 | 216.7 | 0 | 216.7 | 0 | 1.0304 | CC | -1 | 0.21422 | 216.7 | 216.7 |  |  |  |  | -0.21422 | -46.4215 | 0.88663 | 0.89245
8938 | MVGN#3 | 3 | South | YES | 0.00019 | 250.9 | 0 | 250.9 | 0 | 1.0304 | CC | -1 | 0.21422 | 250.9 | 250.9 |  |  |  |  | -0.21422 | -53.7478 | 0.8925 | 0.89807
8981 | HECN1 | 1 | South | YES | 0.000191 | 144.8 | 0 | 144.8 | 0 | 1.0304 | CC | -1 | 0.21422 | 144.8 | 144.8 |  |  |  |  | -0.21422 | -31.0189 | 0.89588 | 0.90131
8982 | HECN2 | 2 | South | YES | 0.000191 | 144.1 | 0 | 144.1 | 0 | 1.0304 | CC | -1 | 0.21422 | 144.1 | 144.1 |  |  |  |  | -0.21422 | -30.869 | 0.89926 | 0.90453
8983 | HECN3 | 3 | South | YES | 0.000191 | 171.9 | 0 | 171.9 | 0 | 1.0304 | CC | -1 | 0.21422 | 171.9 | 171.9 |  |  |  |  | -0.21422 | -36.8243 | 0.90328 | 0.90838
5476 | BRA_AVR1_CT1 | 1 | South | YES | 0.0003 | 155 | 90 | 155 | 0 | 1.025 | CC | -1 | 0.21411 | 155 | 155 |  |  |  |  | -0.21411 | -33.1871 | 0.9069 | 0.91185
5477 | BRA_AVR1_ST | 1 | South | YES | 0.0003 | 174 | 138 | 174 | 0 | 1.025 | CC | -1 | 0.21411 | 174 | 174 |  |  |  |  | -0.21411 | -37.2552 | 0.91097 | 0.91574
5478 | BRA_AVR1_CT2 | 1 | South | YES | 0.0003 | 155 | 90 | 155 | 0 | 1.025 | CC | -1 | 0.21411 | 155 | 155 |  |  |  |  | -0.21411 | -33.1871 | 0.9146 | 0.91921
5436 | TUTTL_WBT1G1 | 1 | South | YES | 0.000389 | 48.8 | 20 | 61 | 0 | 1.012 | GST | -1 | 0.21402 | 61 | 61 |  |  |  |  | -0.21402 | -13.0553 | 0.91603 | 0.92057
5438 | TUTTL_WBT3G3 | 3 | South | YES | 0.000389 | 95 | 25 | 95 | 0 | 1.012 | GST | -1 | 0.21402 | 95 | 95 |  |  |  |  | -0.21402 | -20.332 | 0.91825 | 0.9227
5439 | TUTTL_WBT4G4 | 4 | South | YES | 0.000389 | 151 | 40 | 151 | 0 | 1.012 | GST | -1 | 0.21402 | 151 | 151 |  |  |  |  | -0.21402 | -32.3172 | 0.92178 | 0.92607
5903 | SANMIGUELGEN | 1 | South | YES | 0.000389 | 396.3 | 180 | 396.3 | 0 | 1.0336 | LIGCO | -1 | 0.21402 | 0 | 396.3 |  |  |  |  | -0.21402 | 0 | 0.92178 | 0.92607
88198 | BEEVILLE | F | South | YES | 0.000563 | 0 | 0 | 0 | 0 | 1.02 | AVR | -1 | 0.21385 | 0 | 0 |  |  |  |  | -0.21385 | 0 | 0.92178 | 0.92607
8933 | FGNTS001 | 1 | South | YES | 0.000564 | 146.5 | 0 | 146.5 | 0 | 1.03 | CC | -1 | 0.21385 | 146.5 | 146.5 |  |  |  |  | -0.21385 | -31.3285 | 0.92521 | 0.92934
8934 | FGNTS101 | 2 | South | YES | 0.000564 | 147.9 | 0 | 147.9 | 0 | 1.03 | CC | -1 | 0.21385 | 147.9 | 147.9 |  |  |  |  | -0.21385 | -31.6278 | 0.92867 | 0.93265
8935 | FGNTS201 | 3 | South | YES | 0.000564 | 173 | 0 | 173 | 0 | 1.03 | CC | -1 | 0.21385 | 173 | 173 |  |  |  |  | -0.21385 | -36.9954 | 0.93272 | 0.93651
5111 | CALAVER_JTD1 | 1 | South | YES | 0.000619 | 430 | 80 | 430 | 0 | 1.0138 | LIGCO | -1 | 0.21379 | 0 | 430 |  |  |  |  | -0.21379 | 0 | 0.93272 | 0.93651
5112 | CALAVER_JTD2 | 2 | South | YES | 0.000619 | 430 | 80 | 430 | 0 | 1.0138 | LIGCO | -1 | 0.21379 | 0 | 430 |  |  |  |  | -0.21379 | 0 | 0.93272 | 0.93651
5396 | CALAVER_OWS1 | 1 | South | YES | 0.000683 | 418 | 80 | 418 | 0 | 1.0192 | GST | -1 | 0.21373 | 418 | 418 |  |  |  |  | -0.21373 | -89.3379 | 0.94249 | 0.94585
5397 | CALAVER_OWS2 | 2 | South | YES | 0.000683 | 400 | 80 | 400 | 0 | 1.0192 | GST | -1 | 0.21373 | 400 | 400 |  |  |  |  | -0.21373 | -85.4908 | 0.95185 | 0.95478
5026 | BRAUNIG_VHB1 | 1 | South | YES | 0.000688 | 215 | 40 | 215 | 0 | 1.0192 | GST | -1 | 0.21372 | 215 | 215 |  |  |  |  | -0.21372 | -45.9503 | 0.95688 | 0.95958
5027 | BRAUNIG_VHB2 | 2 | South | YES | 0.000688 | 216 | 40 | 216 | 0 | 1.0192 | GST | -1 | 0.21372 | 216 | 216 |  |  |  |  | -0.21372 | -46.164 | 0.96194 | 0.9644
5028 | BRAUNIG_VHB3 | 3 | South | YES | 0.000796 | 407 | 60 | 407 | 0 | 1.0138 | GST | -1 | 0.21361 | 407 | 407 |  |  |  |  | -0.21361 | -86.9409 | 0.97146 | 0.97348
7031 | L_MARSFO1G1Y | 1 | South | YES | 0.001048 | 0 | 0 | 36 |  | 1 | Hydro | -1 | 0.21336 | 0 | 0 |  |  |  |  | -0.21336 | 0 | 0.97146 | 0.97348
7032 | L_MARSFO1G2Y | 2 | South | YES | 0.001048 | 0 | 0 | 35 |  | 1 | Hydro | -1 | 0.21336 | 0 | 0 |  |  |  |  | -0.21336 | 0 | 0.97146 | 0.97348
7033 | L_MARSFO1G3Y | 3 | South | YES | 0.001048 | 0 | 0 | 36 |  | 1 | Hydro | -1 | 0.21336 | 0 | 0 |  |  |  |  | -0.21336 | 0 | 0.97146 | 0.97348
5264 | LEON_LCP3G3 | 3 | South | YES | 0.001142 | 0 | 20 | 58 |  | 1.0197 | GST | -1 | 0.21327 | 58 | 58 |  |  |  |  | -0.21327 | -12.3696 | 0.97281 | 0.97478
5265 | LEON_LCP4G4 | 4 | South | YES | 0.001142 | 89 | 25 | 89 | 0 | 1.0197 | GST | -1 | 0.21327 | 89 | 89 |  |  |  |  | -0.21327 | -18.9809 | 0.9749 | 0.97676
5266 | LEON_LCPCT1 | 1 | South | YES | 0.001142 | 44 | 24 | 44 | 0 | 1.0197 | GGT | -1 | 0.21327 | 44 | 44 |  |  |  |  | -0.21327 | -9.3838 | 0.97593 | 0.97774
5267 | LEON_LCPCT2 | 2 | South | YES | 0.001142 | 44 | 24 | 44 | 0 | 1.0197 | GGT | -1 | 0.21327 | 44 | 44 |  |  |  |  | -0.21327 | -9.3838 | 0.97695 | 0.97872
5268 | LEON_LCPCT3 | 3 | South | YES | 0.001142 | 43 | 24 | 43 | 0 | 1.0197 | GGT | -1 | 0.21327 | 43 | 43 |  |  |  |  | -0.21327 | -9.1705 | 0.97796 | 0.97968
5269 | LEON_LCPCT4 | 4 | South | YES | 0.001142 | 45 | 24 | 45 | 0 | 1.0197 | GGT | -1 | 0.21327 | 45 | 45 |  |  |  |  | -0.21327 | -9.5971 | 0.97901 | 0.98068
88508 | FALFURRI | F | South | YES | 0.002441 | 0 | 0 | 0 | 0 | 1 | AVR | -1 | 0.21197 | 0 | 0 |  |  |  |  | -0.21197 | 0 | 0.97901 | 0.98068
5728 | FALCONHYDRO2 | 2 | South | YES | 0.002781 | 12 | 0 | 12 | 0 | 1.0234 | Hydro | -1 | 0.21163 | 0 | 0 |  |  |  |  | -0.21163 | 0 | 0.97901 | 0.98068
5729 | FALCONHYDRO3 | 3 | South | YES | 0.002781 | 11 | 0 | 11 | 0 | 1.0234 | Hydro | -1 | 0.21163 | 0 | 0 |  |  |  |  | -0.21163 | 0 | 0.97901 | 0.98068
8048 | FALCONHYDRO1 | 1 | South | YES | 0.002781 | 12 | 0 | 12 | 0 | 1.0234 | Hydro | -1 | 0.21163 | 0 | 0 |  |  |  |  | -0.21163 | 0 | 0.97901 | 0.98068
88299 | ZAPATA | F | South | YES | 0.004901 | 0 | 0 | 0 | 0 | 1.02 | BLT | -1 | 0.20951 | 0 | 0 |  |  |  |  | -0.20951 | 0 | 0.97901 | 0.98068
7028 | L_MARBFA1_1Y | 1 | South | YES | 0.005603 | 0 | 0 | 18 |  | 1 | Hydro | -1 | 0.20881 | 0 | 0 |  |  |  |  | -0.20881 | 0 | 0.97901 | 0.98068
7029 | L_MARBFA1_2Y | 2 | South | YES | 0.005603 | 0 | 0 | 18 |  | 1 | Hydro | -1 | 0.20881 | 0 | 0 |  |  |  |  | -0.20881 | 0 | 0.97901 | 0.98068
7035 | L_WIRTZ_1G1Y | 1 | South | YES | 0.007269 | 0 | 0 | 29 |  | 1 | Hydro | -1 | 0.20714 | 0 | 0 |  |  |  |  | -0.20714 | 0 | 0.97901 | 0.98068
7036 | L_WIRTZ_1G2Y | 2 | South | YES | 0.007269 | 0 | 0 | 29.7 |  | 1 | Hydro | -1 | 0.20714 | 0 | 0 |  |  |  |  | -0.20714 | 0 | 0.97901 | 0.98068
5890 | PEARSALLGEN1 | 1 | South | YES | 0.007618 | 19.2 | 6 | 24 | 0 | 1.0226 | GST | -1 | 0.20679 | 24 | 24 |  |  |  |  | -0.20679 | -4.963 | 0.97957 | 0.9812
5891 | PEARSALLGEN2 | 1 | South | YES | 0.007618 | 19.4 | 6 | 24.3 | 0 | 1.0226 | GST | -1 | 0.20679 | 24.3 | 24.3 |  |  |  |  | -0.20679 | -5.025 | 0.98014 | 0.98172
5892 | PEARSALLGEN3 | 1 | South | YES | 0.007618 | 19.1 | 6 | 23.9 | 0 | 1.0226 | GST | -1 | 0.20679 | 23.9 | 23.9 |  |  |  |  | -0.20679 | -4.9423 | 0.9807 | 0.98224
7000 | L_FERGUS1_1Y | 1 | South | YES | 0.007805 | 400 | 65 | 423.3 | 0 | 1.015 | GSC | -1 | 0.20661 | 423.3 | 423.3 |  |  |  |  | -0.20661 | -87.4559 | 0.9906 | 0.99138
7022 | L_BUCHAN1_1Y | 1 | South | YES | 0.007958 | 0 | 0 | 18 |  | 1 | Hydro | -1 | 0.20645 | 0 | 0 |  |  |  |  | -0.20645 | 0 | 0.9906 | 0.99138
7023 | L_BUCHAN1_2Y | 2 | South | YES | 0.007958 | 0 | 0 | 18 |  | 1 | Hydro | -1 | 0.20645 | 0 | 0 |  |  |  |  | -0.20645 | 0 | 0.9906 | 0.99138
7024 | L_BUCHAN1_3Y | 3 | South | YES | 0.007958 | 0 | 0 | 15 |  | 1 | Hydro | -1 | 0.20645 | 0 | 0 |  |  |  |  | -0.20645 | 0 | 0.9906 | 0.99138
80012 | LAR | F | South | YES | 0.008029 | 0 | 0 | 0 | 0 | 1.04 | DCTie | -1 | 0.20638 | 0 | 0 |  |  |  |  | -0.20638 | 0 | 0.9906 | 0.99138
80265 | LARECU40A | 4 | South | YES | 0.008031 | 80 | 0 | 100 |  | 1.039 | GGT | -1 | 0.20638 | 100 | 100 |  |  |  |  | -0.20638 | -20.6379 | 0.99294 | 0.99353
80266 | LARECU50A | 5 | South | YES | 0.008031 | 80 | 0 | 100 |  | 1.039 | GGT | -1 | 0.20638 | 100 | 100 |  |  |  |  | -0.20638 | -20.6379 | 0.99528 | 0.99569
58909 | PEARSALLSCG1 | 2 | South | YES | 0.009631 | 0 | 0 | 8.4 |  | 1.027 | Diesel | -1 | 0.20478 | 8.4 | 8.4 |  |  |  |  | -0.20478 | -1.7201 | 0.99548 | 0.99587
58909 | PEARSALLSCG1 | 5 | South | YES | 0.009631 | 0 | 0 | 8.4 |  | 1.027 | Diesel | -1 | 0.20478 | 8.4 | 8.4 |  |  |  |  | -0.20478 | -1.7201 | 0.99568 | 0.99605
58909 | PEARSALLSCG1 | 1 | South | YES | 0.009631 | 0 | 0 | 8.4 |  | 1.027 | Diesel | -1 | 0.20478 | 8.4 | 8.4 |  |  |  |  | -0.20478 | -1.7201 | 0.99587 | 0.99623
58909 | PEARSALLSCG1 | 4 | South | YES | 0.009631 | 0 | 0 | 8.4 |  | 1.027 | Diesel | -1 | 0.20478 | 8.4 | 8.4 |  |  |  |  | -0.20478 | -1.7201 | 0.99607 | 0.99641
58909 | PEARSALLSCG1 | 3 | South | YES | 0.009631 | 0 | 0 | 8.4 |  | 1.027 | Diesel | -1 | 0.20478 | 8.4 | 8.4 |  |  |  |  | -0.20478 | -1.7201 | 0.99627 | 0.99659
58909 | PEARSALLSCG1 | 6 | South | YES | 0.009631 | 0 | 0 | 8.4 |  | 1.027 | Diesel | -1 | 0.20478 | 8.4 | 8.4 |  |  |  |  | -0.20478 | -1.7201 | 0.99646 | 0.99677
58919 | PEARSALLSCG2 | 4 | South | YES | 0.009631 | 0 | 0 | 8.4 |  | 1.027 | Diesel | -1 | 0.20478 | 8.4 | 8.4 |  |  |  |  | -0.20478 | -1.7201 | 0.99666 | 0.99695
58919 | PEARSALLSCG2 | 3 | South | YES | 0.009631 | 0 | 0 | 8.4 |  | 1.027 | Diesel | -1 | 0.20478 | 8.4 | 8.4 |  |  |  |  | -0.20478 | -1.7201 | 0.99686 | 0.99712
58919 | PEARSALLSCG2 | 1 | South | YES | 0.009631 | 0 | 0 | 8.4 |  | 1.027 | Diesel | -1 | 0.20478 | 8.4 | 8.4 |  |  |  |  | -0.20478 | -1.7201 | 0.99705 | 0.9973
58919 | PEARSALLSCG2 | 6 | South | YES | 0.009631 | 0 | 0 | 8.4 |  | 1.027 | Diesel | -1 | 0.20478 | 8.4 | 8.4 |  |  |  |  | -0.20478 | -1.7201 | 0.99725 | 0.99748
58919 | PEARSALLSCG2 | 5 | South | YES | 0.009631 | 0 | 0 | 8.4 |  | 1.027 | Diesel | -1 | 0.20478 | 8.4 | 8.4 |  |  |  |  | -0.20478 | -1.7201 | 0.99745 | 0.99766
58919 | PEARSALLSCG2 | 2 | South | YES | 0.009631 | 0 | 0 | 8.4 |  | 1.027 | Diesel | -1 | 0.20478 | 8.4 | 8.4 |  |  |  |  | -0.20478 | -1.7201 | 0.99764 | 0.99784
58929 | PEARSALLSCG3 | 1 | South | YES | 0.009631 | 0 | 0 | 8.4 |  | 1.027 | Diesel | -1 | 0.20478 | 8.4 | 8.4 |  |  |  |  | -0.20478 | -1.7201 | 0.99784 | 0.99802
58929 | PEARSALLSCG3 | 6 | South | YES | 0.009631 | 0 | 0 | 8.4 |  | 1.027 | Diesel | -1 | 0.20478 | 8.4 | 8.4 |  |  |  |  | -0.20478 | -1.7201 | 0.99803 | 0.9982
58929 | PEARSALLSCG3 | 2 | South | YES | 0.009631 | 0 | 0 | 8.4 |  | 1.027 | Diesel | -1 | 0.20478 | 8.4 | 8.4 |  |  |  |  | -0.20478 | -1.7201 | 0.99823 | 0.99838
58929 | PEARSALLSCG3 | 3 | South | YES | 0.009631 | 0 | 0 | 8.4 |  | 1.027 | Diesel | -1 | 0.20478 | 8.4 | 8.4 |  |  |  |  | -0.20478 | -1.7201 | 0.99843 | 0.99856
58929 | PEARSALLSCG3 | 4 | South | YES | 0.009631 | 0 | 0 | 8.4 |  | 1.027 | Diesel | -1 | 0.20478 | 8.4 | 8.4 |  |  |  |  | -0.20478 | -1.7201 | 0.99862 | 0.99874
58929 | PEARSALLSCG3 | 5 | South | YES | 0.009631 | 0 | 0 | 8.4 |  | 1.027 | Diesel | -1 | 0.20478 | 8.4 | 8.4 |  |  |  |  | -0.20478 | -1.7201 | 0.99882 | 0.99892
58949 | PEARSALLSCG4 | 2 | South | YES | 0.009631 | 0 | 0 | 8.4 |  | 1.027 | Diesel | -1 | 0.20478 | 8.4 | 8.4 |  |  |  |  | -0.20478 | -1.7201 | 0.99902 | 0.9991
58949 | PEARSALLSCG4 | 6 | South | YES | 0.009631 | 0 | 0 | 8.4 |  | 1.027 | Diesel | -1 | 0.20478 | 8.4 | 8.4 |  |  |  |  | -0.20478 | -1.7201 | 0.99921 | 0.99928
58949 | PEARSALLSCG4 | 5 | South | YES | 0.009631 | 0 | 0 | 8.4 |  | 1.027 | Diesel | -1 | 0.20478 | 8.4 | 8.4 |  |  |  |  | -0.20478 | -1.7201 | 0.99941 | 0.99946
58949 | PEARSALLSCG4 | 1 | South | YES | 0.009631 | 0 | 0 | 8.4 |  | 1.027 | Diesel | -1 | 0.20478 | 8.4 | 8.4 |  |  |  |  | -0.20478 | -1.7201 | 0.99961 | 0.99964
58949 | PEARSALLSCG4 | 4 | South | YES | 0.009631 | 0 | 0 | 8.4 |  | 1.027 | Diesel | -1 | 0.20478 | 8.4 | 8.4 |  |  |  |  | -0.20478 | -1.7201 | 0.9998 | 0.99982
58949 | PEARSALLSCG4 | 3 | South | YES | 0.009631 | 0 | 0 | 8.4 |  | 1.027 | Diesel | -1 | 0.20478 | 8.4 | 8.4 |  |  |  |  | -0.20478 | -1.7201 | 1 | 1
7026 | L_INKSDA1_1Y | 1 | South | YES | 0.011225 | 0 | 0 | 13.7 |  | 1 | Hydro | -1 | 0.20319 | 0 | 0 |  |  |  |  | -0.20319 | 0 | 1 | 1
1643 | SLSTR1PP_1G | 1 | North | YES | 0.023338 | 6 | 0 | 60 | 0 | 1.022 | Wind | -1 | 0.19107 | 0 | 60 |  |  | 0 | 0 | -0.19107 | 0 | 1 | 1
8262 | ELPS | 1 | South | YES | 0.040105 | 6 | 6 | 6 | 0 | 1.15 | Hydro | -1 | 0.17431 | 0 | 0 |  |  |  |  | -0.17431 | 0 | 1 | 1
8032 | AMISTADHYD1 | 1 | South | YES | 0.054804 | 33 | 13 | 33 | 0 | 1.03 | Hydro | -1 | 0.15961 | 0 | 0 |  |  |  |  | -0.15961 | 0 | 1 | 1
8033 | AMISTADHYD2 | 2 | South | YES | 0.054804 | 25 | 13 | 25 | 0 | 1.03 | Hydro | -1 | 0.15961 | 0 | 0 |  |  |  |  | -0.15961 | 0 | 1 | 1
88253 | HAMILTON | F | South | YES | 0.054804 | 0 | 0 | 0 | 0 | 1.04 | BLT | -1 | 0.15961 | 0 | 0 |  |  |  |  | -0.15961 | 0 | 1 | 1
1438 | MESQUITW_2G | 1 | North | YES | 0.24101 | 23.6 | 0 | 236 |  | 1.017 | Wind | -1 | -0.026603 | 0 | 236 |  |  | 0 | 0 | 0.026603 | 0
1442 | COKFIELD_5 | 1 | North | YES | 0.24101 | 16.5 | 0 | 165 |  | 1.029 | Wind | -1 | -0.026603 | 0 | 165 |  |  | 0 | 0 | 0.026603 | 0
1437 | MESQUITW_1G | 1 | North | YES | 0.24113 | 40 | 0 | 400 | 0 | 1.023 | Wind | -1 | -0.026723 | 0 | 400 |  |  | 0 | 0 | 0.026723 | 0
60202 | FRNDDRCS | F | West | YES | 0.15397 | 0 | 0 | 0 | 0 | 0.9985 | AVR | 1 | 0.17025 | 0 | 0 | 0 | 0 |  |  | 0.17025 | 0
11056 | ROSCOE_1G | 1 | West | YES | 0.15695 | 41.8 | 0 | 209 |  | 1 | Wind | 1 | 0.17323 | 0 | 209 | 32.8021 | 209 |  |  | 0.17323 | 36.205
11057 | CHAMPION_1G | 1 | West | YES | 0.15695 | 25.3 | 0 | 126.5 |  | 1 | Wind | 1 | 0.17323 | 0 | 126.5 | 19.8539 | 126.5 |  |  | 0.17323 | 21.9136
11058 | PYRON_1G | 1 | West | YES | 0.15695 | 49.8 | 0 | 249 |  | 1 | Wind | 1 | 0.17323 | 0 | 249 | 39.0801 | 249 |  |  | 0.17323 | 43.1342
11059 | INADALE_1G | 1 | West | YES | 0.15695 | 39.4 | 0 | 197 |  | 1 | Wind | 1 | 0.17323 | 0 | 197 | 30.9188 | 197 |  |  | 0.17323 | 34.1263
60018 | DSKY1 | 1 | West | YES | 0.16945 | 21 | 0 | 84 | 0 | 1.023 | Wind | 1 | 0.18573 | 0 | 84 | 14.2335 | 84 |  |  | 0.18573 | 15.6012
60000 | DSKY2 | 1 | West | YES | 0.16948 | 19.1 | 0 | 76.5 |  | 1.039 | Wind | 1 | 0.18577 | 0 | 76.5 | 12.9655 | 76.5 |  |  | 0.18577 | 14.2111
60017 | ORNNWP1 | 1 | West | YES | 0.17046 | 20 | 0 | 80 |  | 1.027 | Wind | 1 | 0.18674 | 0 | 80 | 13.6368 | 80 |  |  | 0.18674 | 14.9394
38437 | TNSRBNMESA9 | 1 | West | YES | 0.17346 | 37.5 | 0 | 150 | 0 | 1.02 | Wind | 1 | 0.18974 | 0 | 150 | 26.0191 | 150 |  |  | 0.18974 | 28.4614
38332 | TNWDWRDU2_8 | 1 | West | YES | 0.17355 | 20 | 0 | 80 | 0 | 1.0232 | Wind | 1 | 0.18983 | 0 | 80 | 13.8841 | 80 |  |  | 0.18983 | 15.1866
60016 | WOODWRD11A | 1 | West | YES | 0.17357 | 20 | 0 | 80 |  | 1.033 | Wind | 1 | 0.18985 | 0 | 80 | 13.8857 | 80 |  |  | 0.18985 | 15.1882
6016 | SWMESA | 1 | West | YES | 0.17367 | 18.8 | 0 | 75 |  | 1.03 | Wind | 1 | 0.18995 | 0 | 75 | 13.025 | 75 |  |  | 0.18995 | 14.2462
60003 | KING_NE1A | 1 | West | YES | 0.17367 | 20 | 0 | 80 |  | 1.03 | Wind | 1 | 0.18995 | 0 | 80 | 13.8934 | 80 |  |  | 0.18995 | 15.1959
60005 | KING_SE1A | 1 | West | YES | 0.17367 | 10 | 0 | 40 |  | 1.035 | Wind | 1 | 0.18995 | 0 | 40 | 6.9467 | 40 |  |  | 0.18995 | 7.598
60201 | RIO DRCS | F | West | YES | 0.17385 | 0 | 0 | 0 | 0 | 1.025 | AVR | 1 | 0.19013 | 0 | 0 | 0 | 0 |  |  | 0.19013 | 0
60007 | KING_SW1A | 1 | West | YES | 0.17422 | 20 | 0 | 80 |  | 1.03 | Wind | 1 | 0.1905 | 0 | 80 | 13.9374 | 80 |  |  | 0.1905 | 15.24
60019 | KING_NW1A | 1 | West | YES | 0.17422 | 20 | 0 | 80 |  | 1.03 | Wind | 1 | 0.1905 | 0 | 80 | 13.9374 | 80 |  |  | 0.1905 | 15.24
76091 | L_DIVIDE1_1N | W1 | West | YES | 0.17857 | 22.5 | 0 | 112.5 |  | 1.02 | Wind | 1 | 0.19485 | 0 | 112.5 | 20.089 | 112.5 |  |  | 0.19485 | 21.9207
76095 | L_CAPRSI1_1N | W1 | West | YES | 0.17857 | 29.9 | 0 | 149.5 | 0 | 1.02 | Wind | 1 | 0.19485 | 0 | 149.5 | 26.6961 | 149.5 |  |  | 0.19485 | 29.1302
76096 | L_CAPRSI1_2N | W1 | West | YES | 0.17857 | 37.2 | 0 | 186 | 0 | 1.02 | Wind | 1 | 0.19485 | 0 | 186 | 33.2138 | 186 |  |  | 0.19485 | 36.2423
76097 | L_CAPRGE1_1N | W1 | West | YES | 0.17857 | 42.9 | 0 | 214.5 | 0 | 1.02 | Wind | 1 | 0.19485 | 0 | 214.5 | 38.3031 | 214.5 |  |  | 0.19485 | 41.7955
76031 | L_GASCCR1_1N | W1 | West | YES | 0.17985 | 30 | 0 | 150 |  | 1.02 | Wind | 1 | 0.19613 | 0 | 150 | 26.9767 | 150 |  |  | 0.19613 | 29.419
1349 | WESTXWIN_1G | 1 | West | YES | 0.18113 | 1.3 | 0 | 6.6 |  | 1.014 | Wind | 1 | 0.19741 | 0 | 6.6 | 1.1955 | 6.6 |  |  | 0.19741 | 1.3029
1350 | NWPWRG1_1G | 1 | West | YES | 0.18113 | 6.9 | 1 | 34.3 |  | 1.014 | Wind | 1 | 0.19741 | 0 | 34.3 | 6.2129 | 34.3 |  |  | 0.19741 | 6.7713
1002 | PBCTAGE_1G | A | West | YES | 0.18336 | 64 | 64 | 66 | 0 | 1.036 | GGT | 1 | 0.19964 | 66 | 66 | 12.1018 | 66 |  |  | 0.19964 | 13.1764
1003 | PBCTBGE_2G | B | West | YES | 0.18336 | 65 | 65 | 66 | 0 | 1.036 | GGT | 1 | 0.19964 | 66 | 66 | 12.1018 | 66 |  |  | 0.19964 | 13.1764
1004 | PBCTCGE_3G | C | West | YES | 0.18336 | 62 | 62 | 67 | 0 | 1.036 | GGT | 1 | 0.19964 | 67 | 67 | 12.2852 | 67 |  |  | 0.19964 | 13.3761
1005 | PBCTDGE_4G | D | West | YES | 0.18336 | 65 | 65 | 68 | 0 | 1.036 | GGT | 1 | 0.19964 | 68 | 68 | 12.4685 | 68 |  |  | 0.19964 | 13.5757
1006 | PBCTEGE_5G | E | West | YES | 0.18336 | 65 | 65 | 67 | 0 | 1.036 | GGT | 1 | 0.19964 | 67 | 67 | 12.2852 | 67 |  |  | 0.19964 | 13.3761
1007 | PB5GEN_6G | 5 | West | YES | 0.18336 | 91.2 | 40 | 114 | 0 | 1.036 | GST | 1 | 0.19964 | 114 | 114 | 20.9032 | 114 |  |  | 0.19964 | 22.7593
1008 | PB6GEN_7G | 6 | West | YES | 0.18336 | 515 | 130 | 515 | 0 | 1.036 | GST | 1 | 0.19964 | 515 | 515 | 94.4309 | 515 |  |  | 0.19964 | 102.8161
7038 | L_DELAWA1_1Y | 2 | West | YES | 0.18348 | 3 | 0 | 30 | 0 | 1 | Wind | 1 | 0.19976 | 0 | 30 | 5.5044 | 30 |  |  | 0.19976 | 5.9929
7038 | L_DELAWA1_1Y | 1 | West | YES | 0.18348 | 3.5 | 0 | 35 | 0 | 1 | Wind | 1 | 0.19976 | 0 | 35 | 6.4218 | 35 |  |  | 0.19976 | 6.9917
11147 | NOTREES_1G | 1 | West | YES | 0.18371 | 29.8 | 0 | 149 | 0 | 1.017 | Wind | 1 | 0.2 | 0 | 149 | 27.3735 | 149 |  |  | 0.2 | 29.7995
1320 | BSP 1 | 1 | West | YES | 0.18432 | 25.5 | 2.9 | 25.8 | 0 | 1 | Cogen | 1 | 0.2006 | 0 | 0 | 0 | 0 |  |  | 0.2006 | 0
11020 | TIEHVSG_1G | 1 | West | YES | 0.18465 | 208.2 | 63 | 208.2 | 0 | 1.012 | CC | 1 | 0.20093 | 208.2 | 208.2 | 38.4439 | 208.2 |  |  | 0.20093 | 41.8338
11021 | TIEHVCG_1G | 1 | West | YES | 0.18465 | 142.1 | 103 | 142.1 | 0 | 1.012 | CC | 1 | 0.20093 | 142.1 | 142.1 | 26.2386 | 142.1 |  |  | 0.20093 | 28.5523
11022 | TIEHVCG_2G | 1 | West | YES | 0.18465 | 132.4 | 103 | 132.4 | 0 | 1.012 | CC | 1 | 0.20093 | 132.4 | 132.4 | 24.4475 | 132.4 |  |  | 0.20093 | 26.6032
11023 | TIEHVCG_3G | 1 | West | YES | 0.18465 | 137.4 | 103 | 137.4 | 0 | 1.012 | CC | 1 | 0.20093 | 137.4 | 137.4 | 25.3708 | 137.4 |  |  | 0.20093 | 27.6079
11024 | TIEHVCG_4G | 1 | West | YES | 0.18465 | 147 | 103 | 147 | 0 | 1.012 | CC | 1 | 0.20093 | 147 | 147 | 27.1434 | 147 |  |  | 0.20093 | 29.5368
11025 | TIEHVSG_2G | 1 | West | YES | 0.18465 | 213.2 | 63 | 213.2 | 0 | 1.012 | CC | 1 | 0.20093 | 213.2 | 213.2 | 39.3672 | 213.2 |  |  | 0.20093 | 42.8385
11001 | NAV1CT | 1 | West | YES | 0.18466 | 70.4 | 18 | 70.4 | 0 | 1.029 | CC | 1 | 0.20095 | 70.4 | 70.4 | 13.0003 | 70.4 |  |  | 0.20095 | 14.1466
11009 | NAV2CT | 1 | West | YES | 0.18466 | 71.4 | 18 | 71.4 | 0 | 1.029 | CC | 1 | 0.20095 | 71.4 | 71.4 | 13.185 | 71.4 |  |  | 0.20095 | 14.3475
11011 | NAV3ST | 1 | West | YES | 0.18466 | 92.8 | 40 | 92.8 | 0 | 1.029 | CC | 1 | 0.20095 | 92.8 | 92.8 | 17.1368 | 92.8 |  |  | 0.20095 | 18.6478
11012 | NAV4CT | 1 | West | YES | 0.18466 | 80 | 18 | 80 | 0 | 1.029 | CC | 1 | 0.20095 | 80 | 80 | 14.7731 | 80 |  |  | 0.20095 | 16.0757
11013 | NAV5CT | 1 | West | YES | 0.18466 | 80 | 18 | 80 | 0 | 1.029 | CC | 1 | 0.20095 | 80 | 80 | 14.7731 | 80 |  |  | 0.20095 | 16.0757
11014 | NAV6ST | 1 | West | YES | 0.18466 | 115 | 40 | 115 | 0 | 1.029 | CC | 1 | 0.20095 | 115 | 115 | 21.2364 | 115 |  |  | 0.20095 | 23.1088
1326 | STANTONW_8 | 1 | West | YES | 0.18478 | 20.1 | 0 | 100.5 |  | 1.01 | Wind | 1 | 0.20106 | 0 | 100.5 | 18.5707 | 100.5 |  |  | 0.20106 | 20.207
1328 | OCOTILLO_1G | 1 | West | YES | 0.1851 | 11.6 | 0 | 58 |  | 1.01 | Wind | 1 | 0.20138 | 0 | 58 | 10.7359 | 58 |  |  | 0.20138 | 11.6802
1333 | MCDDONAL_8 | 1 | West | YES | 0.18539 | 42.8 | 0 | 214.2 |  | 1.01 | Wind | 1 | 0.20167 | 0 | 214.2 | 39.7099 | 214.2 |  |  | 0.20167 | 43.1975
1045 | CALENG1G_1G | 1 | West | YES | 0.18577 | 73.4 | 27 | 73.4 | 0 | 1.014 | Cogen | 1 | 0.20205 | 0 | 0 | 0 | 0 |  |  | 0.20205 | 0
1046 | CALENG2G_2G | 2 | West | YES | 0.18577 | 73.4 | 27 | 73.4 | 0 | 1.014 | Cogen | 1 | 0.20205 | 0 | 0 | 0 | 0 |  |  | 0.20205 | 0
1047 | CALENG3G_3G | 3 | West | YES | 0.18577 | 70.4 | 27 | 70.4 | 0 | 1.014 | Cogen | 1 | 0.20205 | 0 | 0 | 0 | 0 |  |  | 0.20205 | 0
1327 | WILDHRSE_1G | 1 | West | YES | 0.18586 | 0 | 0 | 120 |  | 1 | Wind | 1 | 0.20214 | 0 | 120 | 22.303 | 120 |  |  | 0.20214 | 24.2568
1360 | GUNSIGHT_8 | 1 | West | YES | 0.18601 | 0 | 0 | 120 |  | 1.01 | Wind | 1 | 0.20229 | 0 | 120 | 22.3216 | 120 |  |  | 0.20229 | 24.2754
1058 | LONGSHORE_5 | 1 | West | YES | 0.18603 | 30 | 0 | 150 |  | 1.01 | Wind | 1 | 0.20231 | 0 | 150 | 27.9041 | 150 |  |  | 0.20231 | 30.3463
1058 | LONGSHORE_5 | 2 | West | YES | 0.18603 | 44 | 0 | 220 |  | 1.01 | Wind | 1 | 0.20231 | 0 | 220 | 40.9259 | 220 |  |  | 0.20231 | 44.508
11065 | ELBOWCK_1G | 1 | West | YES | 0.18603 | 23.4 | 0 | 121.9 | 0 | 1 | Wind | 1 | 0.20231 | 0 | 121.9 | 22.6767 | 121.9 |  |  | 0.20231 | 24.6615
1037 | MORGAN5G_5G | 5 | West | YES | 0.18691 | 109.6 | 40 | 137 | 0 | 1.029 | GST | 1 | 0.20319 | 137 | 137 | 25.6069 | 137 |  |  | 0.20319 | 27.8376
1039 | MRGNAG_1G | A | West | YES | 0.18691 | 69 | 69 | 69 | 0 | 1.029 | GGT | 1 | 0.20319 | 69 | 69 | 12.8969 | 69 |  |  | 0.20319 | 14.0204
1040 | MRGNBG_2G | B | West | YES | 0.18691 | 70 | 70 | 71 | 0 | 1.029 | GGT | 1 | 0.20319 | 71 | 71 | 13.2708 | 71 |  |  | 0.20319 | 14.4268
1041 | MRGNCG_3G | C | West | YES | 0.18691 | 69 | 69 | 70 | 0 | 1.029 | GGT | 1 | 0.20319 | 70 | 70 | 13.0838 | 70 |  |  | 0.20319 | 14.2236
1042 | MRGNDG_4G | D | West | YES | 0.18691 | 68 | 68 | 68 | 0 | 1.029 | GGT | 1 | 0.20319 | 68 | 68 | 12.71 | 68 |  |  | 0.20319 | 13.8172
1043 | MRGNEG_5G | E | West | YES | 0.18691 | 68 | 68 | 70 | 0 | 1.029 | GGT | 1 | 0.20319 | 70 | 70 | 13.0838 | 70 |  |  | 0.20319 | 14.2236
1044 | MRGNFG_6G | F | West | YES | 0.18691 | 66 | 66 | 66 | 0 | 1.029 | GGT | 1 | 0.20319 | 66 | 66 | 12.3362 | 66 |  |  | 0.20319 | 13.4108
11320 | COYOTE_1G | 1 | West | YES | 0.1871 | 22.5 | 0 | 225 |  | 1 | Wind | 1 | 0.20338 | 0 | 225 | 42.0973 | 225 |  |  | 0.20338 | 45.7607
11309 | BULLCREK_2G | 1 | West | YES | 0.18725 | 20.9 | 0 | 180 |  | 1 | Wind | 1 | 0.20353 | 0 | 180 | 33.7055 | 180 |  |  | 0.20353 | 36.6363
11310 | BULLCREK_1G | 1 | West | YES | 0.18725 | 15.1 | 0 | 180 |  | 1 | Wind | 1 | 0.20353 | 0 | 180 | 33.7055 | 180 |  |  | 0.20353 | 36.6363
60057 | CALLAHAN1A | 1 | West | YES | 0.18742 | 22.8 | 0 | 114 | 0 | 1.04 | Wind | 1 | 0.2037 | 0 | 114 | 21.3661 | 114 |  |  | 0.2037 | 23.2222
6637 | SNYDERW1A | 1 | West | YES | 0.18825 | 12.6 | 0 | 63 | 0 | 1.025 | Wind | 1 | 0.20453 | 0 | 63 | 11.8599 | 63 |  |  | 0.20453 | 12.8856
1068 | SCURRYCW_1G | 1 | West | YES | 0.18896 | 28.2 | 1.3 | 141 | 0 | 1.0217 | Wind | 1 | 0.20524 | 0 | 141 | 26.6434 | 141 |  |  | 0.20524 | 28.9391
1073 | SCURRYCW_2G | 2 | West | YES | 0.18896 | 24 | 0 | 120 | 0 | 1.0217 | Wind | 1 | 0.20524 | 0 | 120 | 22.6752 | 120 |  |  | 0.20524 | 24.629
1061 | CIELOGEN_1G | 1 | West | YES | 0.18902 | 19.8 | 0 | 99 |  | 1 | Wind | 1 | 0.2053 | 0 | 99 | 18.713 | 99 |  |  | 0.2053 | 20.3249
1062 | CIELOGEN_2G | 1 | West | YES | 0.18902 | 12.2 | 0 | 61 |  | 1 | Wind | 1 | 0.2053 | 0 | 61 | 11.5302 | 61 |  |  | 0.2053 | 12.5234
1069 | KINDERMG_1G | 1 | West | YES | 0.18902 | 25 | 5 | 25 | 0 | 1.017 | Cogen | 1 | 0.2053 | 0 | 0 | 0 | 0 |  |  | 0.2053 | 0
1070 | KINDERMG_2G | 1 | West | YES | 0.18902 | 45.7 | 12 | 45.7 | 0 | 1.017 | Cogen | 1 | 0.2053 | 0 | 0 | 0 | 0 |  |  | 0.2053 | 0
1071 | KINDERMG_3G | 1 | West | YES | 0.18902 | 45.7 | 12 | 45.7 | 0 | 1.017 | Cogen | 1 | 0.2053 | 0 | 0 | 0 | 0 |  |  | 0.2053 | 0
1343 | TRENTIPP_8 | 1 | West | YES | 0.19009 | 30 | 0 | 150 |  | 1.014 | Wind | 1 | 0.20637 | 0 | 150 | 28.5138 | 150 |  |  | 0.20637 | 30.9561
1354 | AEPWIND_8 | 1 | West | YES | 0.19009 | 20.2 | 0 | 101 |  | 1 | Wind | 1 | 0.20637 | 0 | 101 | 19.1993 | 101 |  |  | 0.20637 | 20.8438
36998 | RDCNYNG1 | 1 | West | YES | 0.19071 | 16.8 | 0 | 84 |  | 1.01 | Wind | 1 | 0.20699 | 0 | 84 | 16.0195 | 84 |  |  | 0.20699 | 17.3872
6407 | TURKTRAK1A | 1 | West | YES | 0.19079 | 33.9 | 0 | 169.5 | 0 | 1.025 | Wind | 1 | 0.20707 | 0 | 169.5 | 32.3381 | 169.5 |  |  | 0.20707 | 35.0978
6144 | MCADOO1A | 1 | West | YES | 0.19811 | 15 | 0 | 150 | 0 | 1.025 | Wind | 1 | 0.2144 | 0 | 150 | 29.7171 | 150 |  |  | 0.2144 | 32.1594
1416 | SWETWATR_1G | 1 | West | YES | 0.20775 | 30 | 18 | 30 | 0 | 1.026 | CC | 1 | 0.22403 | 30 | 30 | 6.2325 | 30 |  |  | 0.22403 | 6.721
1417 | SWETWATR_2G | 2 | West | YES | 0.20775 | 72 | 36 | 72 | 0 | 1.026 | CC | 1 | 0.22403 | 72 | 72 | 14.9581 | 72 |  |  | 0.22403 | 16.1304
1418 | SWETWATR_3G | 3 | West | YES | 0.20775 | 68 | 36 | 68 | 0 | 1.026 | CC | 1 | 0.22403 | 68 | 68 | 14.1271 | 68 |  |  | 0.22403 | 15.2342
1419 | SWETWATR_4G | 4 | West | YES | 0.20775 | 61 | 36 | 61 | 0 | 1.026 | CC | 1 | 0.22403 | 61 | 61 | 12.6728 | 61 |  |  | 0.22403 | 13.666
71051 | L_BITTCR1_1N | W1 | West | YES | 0.22039 | 7.5 | 0 | 37.5 |  | 1.02 | Wind | 1 | 0.23667 | 0 | 37.5 | 8.2645 | 37.5 |  |  | 0.23667 | 8.875
71054 | L_SWEETW1_1N | W1 | West | YES | 0.22039 | 21.5 | 0 | 107.5 |  | 1.02 | Wind | 1 | 0.23667 | 0 | 107.5 | 23.6915 | 107.5 |  |  | 0.23667 | 25.4418
71057 | L_SWEETW1_2N | W1 | West | YES | 0.22039 | 27 | 0 | 135 |  | 1.02 | Wind | 1 | 0.23667 | 0 | 135 | 29.7521 | 135 |  |  | 0.23667 | 31.9502
71059 | L_SWEETW1_3N | W1 | West | YES | 0.22039 | 23.8 | 0 | 119 | 0 | 1.02 | Wind | 1 | 0.23667 | 0 | 119 | 26.2259 | 119 |  |  | 0.23667 | 28.1635
71060 | L_SWEETW1_4N | W1 | West | YES | 0.22039 | 21 | 0 | 105 | 0 | 1.02 | Wind | 1 | 0.23667 | 0 | 105 | 23.1405 | 105 |  |  | 0.23667 | 24.8501
71061 | L_SWEETW1_5N | W1 | West | YES | 0.22039 | 16.1 | 0 | 80.5 | 0 | 1.02 | Wind | 1 | 0.23667 | 0 | 80.5 | 17.7411 | 80.5 |  |  | 0.23667 | 19.0518
60058 | BUFF_GAP1A | 1 | West | YES | 0.2244 | 24 | 0 | 120 |  | 1 | Wind | 1 | 0.24068 | 0 | 120 | 26.9284 | 120 |  |  | 0.24068 | 28.8822
60060 | CIRELLO | 1 | West | YES | 0.2244 | 46.6 | 0 | 233 | 0 | 1 | Wind | 1 | 0.24068 | 0 | 233 | 52.2859 | 233 |  |  | 0.24068 | 56.0796
60063 | BUFF_GAP1B | 1 | West | YES | 0.2244 | 34 | 0 | 170.2 | 0 | 1.02 | Wind | 1 | 0.24068 | 0 | 170.2 | 38.1934 | 170.2 |  |  | 0.24068 | 40.9646
60066 | H_HOLLOW1A | 1 | West | YES | 0.2244 | 44.4 | 0 | 222 | 0 | 1.005 | Wind | 1 | 0.24068 | 0 | 222 | 49.8175 | 222 |  |  | 0.24068 | 53.432
60068 | HHOLLOW21A | 1 | West | YES | 0.2244 | 36.8 | 0 | 184 | 0 | 1.025 | Wind | 1 | 0.24068 | 0 | 184 | 41.2902 | 184 |  |  | 0.24068 | 44.286
60070 | HHOLLOW31A | 1 | West | YES | 0.2244 | 44.8 | 0 | 224 | 0 | 1.025 | Wind | 1 | 0.24068 | 0 | 224 | 50.2663 | 224 |  |  | 0.24068 | 53.9134
60072 | HHOLLOW41A | 1 | West | YES | 0.2244 | 23 | 0 | 115 | 0 | 1.025 | Wind | 1 | 0.24068 | 0 | 115 | 25.8063 | 115 |  |  | 0.24068 | 27.6788
60081 | WHRLWIND1A | 1 | West | YES | 0.24593 | 12 | 0 | 60 | 0 | 1.03 | Wind | 1 | 0.26221 | 0 | 60 | 14.7556 | 60 |  |  | 0.26221 | 15.7325
6100 | OKLA7A | EQ | West | YES | 0.63001 | 50 | -220 | 220 | 0 | 1.035 | DCTie | 1 | 0.64629 | 0 | 0 | 0 | 0 |  |  | 0.64629 | 0
6752 | OKLA0A | 1 | West | YES | 0.63001 | 649.7 | 175 | 649.7 | 0 | 1.035 | LIGCO | 1 | 0.64629 | 0 | 649.7 | 409.3181 | 649.7 |  |  | 0.64629 | 419.8965
Note on AL4: Zonal Cap - Zonal Impact

## Distributed Slack - Bound Gen
Number of Bus | Name of Bus | ID | Area Name of Gen | AGC | P Sensitivity of Bus | Gen MW | Min MW | Max MW | V Sensitivity of Bus | Set Volt | Tech Type | Zone Impact | Zone Correlation | Inc Max | Dec Max | Souce S.F. Weighting | Souce Capacity | Sink S.F. Weighting | Sink Capacity | PTDF Calc | PTDF Weighting | max of zone correlation | -0.026723 |  |  | Neg PTDF weight | Pos PTDF weight
1437 | MESQUITW_1G | 1 | North | YES | 0.24113 | 40 | 0 | 400 | 0 | 1.023 | Wind | -1 | -0.026723 | 0 | 400 |  |  | 0 | 0 | 0.026723 | 0 |  |  |  |  | 0 | 0
1438 | MESQUITW_2G | 1 | North | YES | 0.24101 | 23.6 | 0 | 236 |  | 1.017 | Wind | -1 | -0.026603 | 0 | 236 |  |  | 0 | 0 | 0.026603 | 0 |  |  |  |  | 0 | 0
1442 | COKFIELD_5 | 1 | North | YES | 0.24101 | 16.5 | 0 | 165 |  | 1.029 | Wind | -1 | -0.026603 | 0 | 165 |  |  | 0 | 0 | 0.026603 | 0 |  |  |  |  | 0 | 0
8032 | AMISTADHYD1 | 1 | South | YES | 0.054804 | 33 | 13 | 33 | 0 | 1.03 | Hydro | -1 | 0.15961 | 0 | 0 |  |  |  |  | -0.15961 | 0 |  |  | Weighted Shift Factors |  | 0 | 0
8033 | AMISTADHYD2 | 2 | South | YES | 0.054804 | 25 | 13 | 25 | 0 | 1.03 | Hydro | -1 | 0.15961 | 0 | 0 |  |  |  |  | -0.15961 | 0 |  |  | West | 0.21441 | 0 | 0
88253 | HAMILTON | F | South | YES | 0.054804 | 0 | 0 | 0 | 0 | 1.04 | BLT | -1 | 0.15961 | 0 | 0 |  |  |  |  | -0.15961 | 0 |  |  | North | -0.016282 | 0 | 0
60202 | FRNDDRCS | F | West | YES | 0.15397 | 0 | 0 | 0 | 0 | 0.9985 | AVR | 1 | 0.17025 | 0 | 0 | 0 | 0 |  |  | 0.17025 | 0 |  |  |  |  | 0 | 0
11057 | CHAMPION_1G | 1 | West | YES | 0.15695 | 25.3 | 0 | 126.5 |  | 1 | Wind | 1 | 0.17323 | 0 | 126.5 | 19.8539 | 126.5 |  |  | 0.17323 | 21.9136 | North |  |  |  | 0 | 0
11059 | INADALE_1G | 1 | West | YES | 0.15695 | 39.4 | 0 | 197 |  | 1 | Wind | 1 | 0.17323 | 0 | 197 | 30.9188 | 197 |  |  | 0.17323 | 34.1263 | Line Rating |  | 1072 |  | 0 | 0
11056 | ROSCOE_1G | 1 | West | YES | 0.15695 | 41.8 | 0 | 209 |  | 1 | Wind | 1 | 0.17323 | 0 | 209 | 32.8021 | 209 |  |  | 0.17323 | 36.205 | Impact Counter to Zone: |  | 0 |  | 0 | 0
11058 | PYRON_1G | 1 | West | YES | 0.15695 | 49.8 | 0 | 249 |  | 1 | Wind | 1 | 0.17323 | 0 | 249 | 39.0801 | 249 |  |  | 0.17323 | 43.1342 |  |  | -0% |  | 0 | 0
8262 | ELPS | 1 | South | YES | 0.040105 | 6 | 6 | 6 | 0 | 1.15 | Hydro | -1 | 0.17431 | 0 | 0 |  |  |  |  | -0.17431 | 0 |  |  |  |  | 0 | 0
60018 | DSKY1 | 1 | West | YES | 0.16945 | 21 | 0 | 84 | 0 | 1.023 | Wind | 1 | 0.18573 | 0 | 84 | 14.2335 | 84 |  |  | 0.18573 | 15.6012 | West |  |  |  | 0 | 0
60000 | DSKY2 | 1 | West | YES | 0.16948 | 19.1 | 0 | 76.5 |  | 1.039 | Wind | 1 | 0.18577 | 0 | 76.5 | 12.9655 | 76.5 |  |  | 0.18577 | 14.2111 | Line Rating |  | 1072 |  | 0 | 0
60017 | ORNNWP1 | 1 | West | YES | 0.17046 | 20 | 0 | 80 |  | 1.027 | Wind | 1 | 0.18674 | 0 | 80 | 13.6368 | 80 |  |  | 0.18674 | 14.9394 | Impact Counter to Zone: |  | 0 |  | 0 | 0
38437 | TNSRBNMESA9 | 1 | West | YES | 0.17346 | 37.5 | 0 | 150 | 0 | 1.02 | Wind | 1 | 0.18974 | 0 | 150 | 26.0191 | 150 |  |  | 0.18974 | 28.4614 |  |  | 0% |  | 0 | 0
38332 | TNWDWRDU2_8 | 1 | West | YES | 0.17355 | 20 | 0 | 80 | 0 | 1.0232 | Wind | 1 | 0.18983 | 0 | 80 | 13.8841 | 80 |  |  | 0.18983 | 15.1866 |  |  |  |  | 0 | 0
60016 | WOODWRD11A | 1 | West | YES | 0.17357 | 20 | 0 | 80 |  | 1.033 | Wind | 1 | 0.18985 | 0 | 80 | 13.8857 | 80 |  |  | 0.18985 | 15.1882 |  |  |  |  | 0 | 0
60005 | KING_SE1A | 1 | West | YES | 0.17367 | 10 | 0 | 40 |  | 1.035 | Wind | 1 | 0.18995 | 0 | 40 | 6.9467 | 40 |  |  | 0.18995 | 7.598 |  |  |  |  | 0 | 0
6016 | SWMESA | 1 | West | YES | 0.17367 | 18.8 | 0 | 75 |  | 1.03 | Wind | 1 | 0.18995 | 0 | 75 | 13.025 | 75 |  |  | 0.18995 | 14.2462 |  |  |  |  | 0 | 0
60003 | KING_NE1A | 1 | West | YES | 0.17367 | 20 | 0 | 80 |  | 1.03 | Wind | 1 | 0.18995 | 0 | 80 | 13.8934 | 80 |  |  | 0.18995 | 15.1959 |  |  |  |  | 0 | 0
60201 | RIO DRCS | F | West | YES | 0.17385 | 0 | 0 | 0 | 0 | 1.025 | AVR | 1 | 0.19013 | 0 | 0 | 0 | 0 |  |  | 0.19013 | 0 |  |  |  |  | 0 | 0
60007 | KING_SW1A | 1 | West | YES | 0.17422 | 20 | 0 | 80 |  | 1.03 | Wind | 1 | 0.1905 | 0 | 80 | 13.9374 | 80 |  |  | 0.1905 | 15.24 |  |  |  |  | 0 | 0
60019 | KING_NW1A | 1 | West | YES | 0.17422 | 20 | 0 | 80 |  | 1.03 | Wind | 1 | 0.1905 | 0 | 80 | 13.9374 | 80 |  |  | 0.1905 | 15.24 |  |  |  |  | 0 | 0
1643 | SLSTR1PP_1G | 1 | North | YES | 0.023338 | 6 | 0 | 60 | 0 | 1.022 | Wind | -1 | 0.19107 | 0 | 60 |  |  | 0 | 0 | -0.19107 | 0 |  |  |  |  | 0 | 0
76091 | L_DIVIDE1_1N | W1 | West | YES | 0.17857 | 22.5 | 0 | 112.5 |  | 1.02 | Wind | 1 | 0.19485 | 0 | 112.5 | 20.089 | 112.5 |  |  | 0.19485 | 21.9207 |  |  |  |  | 0 | 0
76095 | L_CAPRSI1_1N | W1 | West | YES | 0.17857 | 29.9 | 0 | 149.5 | 0 | 1.02 | Wind | 1 | 0.19485 | 0 | 149.5 | 26.6961 | 149.5 |  |  | 0.19485 | 29.1302 |  |  |  |  | 0 | 0
76096 | L_CAPRSI1_2N | W1 | West | YES | 0.17857 | 37.2 | 0 | 186 | 0 | 1.02 | Wind | 1 | 0.19485 | 0 | 186 | 33.2138 | 186 |  |  | 0.19485 | 36.2423 |  |  |  |  | 0 | 0
76097 | L_CAPRGE1_1N | W1 | West | YES | 0.17857 | 42.9 | 0 | 214.5 | 0 | 1.02 | Wind | 1 | 0.19485 | 0 | 214.5 | 38.3031 | 214.5 |  |  | 0.19485 | 41.7955 |  |  |  |  | 0 | 0
76031 | L_GASCCR1_1N | W1 | West | YES | 0.17985 | 30 | 0 | 150 |  | 1.02 | Wind | 1 | 0.19613 | 0 | 150 | 26.9767 | 150 |  |  | 0.19613 | 29.419 |  |  |  |  | 0 | 0
1349 | WESTXWIN_1G | 1 | West | YES | 0.18113 | 1.3 | 0 | 6.6 |  | 1.014 | Wind | 1 | 0.19741 | 0 | 6.6 | 1.1955 | 6.6 |  |  | 0.19741 | 1.3029 |  |  |  |  | 0 | 0
1350 | NWPWRG1_1G | 1 | West | YES | 0.18113 | 6.9 | 1 | 34.3 |  | 1.014 | Wind | 1 | 0.19741 | 0 | 34.3 | 6.2129 | 34.3 |  |  | 0.19741 | 6.7713 |  |  |  |  | 0 | 0
1002 | PBCTAGE_1G | A | West | YES | 0.18336 | 64 | 64 | 66 | 0 | 1.036 | GGT | 1 | 0.19964 | 66 | 66 | 12.1018 | 66 |  |  | 0.19964 | 13.1764 |  |  |  |  | 0 | 0
1003 | PBCTBGE_2G | B | West | YES | 0.18336 | 65 | 65 | 66 | 0 | 1.036 | GGT | 1 | 0.19964 | 66 | 66 | 12.1018 | 66 |  |  | 0.19964 | 13.1764 |  |  |  |  | 0 | 0
1004 | PBCTCGE_3G | C | West | YES | 0.18336 | 62 | 62 | 67 | 0 | 1.036 | GGT | 1 | 0.19964 | 67 | 67 | 12.2852 | 67 |  |  | 0.19964 | 13.3761 |  |  |  |  | 0 | 0
1006 | PBCTEGE_5G | E | West | YES | 0.18336 | 65 | 65 | 67 | 0 | 1.036 | GGT | 1 | 0.19964 | 67 | 67 | 12.2852 | 67 |  |  | 0.19964 | 13.3761 |  |  |  |  | 0 | 0
1005 | PBCTDGE_4G | D | West | YES | 0.18336 | 65 | 65 | 68 | 0 | 1.036 | GGT | 1 | 0.19964 | 68 | 68 | 12.4685 | 68 |  |  | 0.19964 | 13.5757 |  |  |  |  | 0 | 0
1007 | PB5GEN_6G | 5 | West | YES | 0.18336 | 91.2 | 40 | 114 | 0 | 1.036 | GST | 1 | 0.19964 | 114 | 114 | 20.9032 | 114 |  |  | 0.19964 | 22.7593 |  |  |  |  | 0 | 0
1008 | PB6GEN_7G | 6 | West | YES | 0.18336 | 515 | 130 | 515 | 0 | 1.036 | GST | 1 | 0.19964 | 515 | 515 | 94.4309 | 515 |  |  | 0.19964 | 102.8161 |  |  |  |  | 0 | 0
7038 | L_DELAWA1_1Y | 2 | West | YES | 0.18348 | 3 | 0 | 30 | 0 | 1 | Wind | 1 | 0.19976 | 0 | 30 | 5.5044 | 30 |  |  | 0.19976 | 5.9929 |  |  |  |  | 0 | 0
7038 | L_DELAWA1_1Y | 1 | West | YES | 0.18348 | 3.5 | 0 | 35 | 0 | 1 | Wind | 1 | 0.19976 | 0 | 35 | 6.4218 | 35 |  |  | 0.19976 | 6.9917 |  |  |  |  | 0 | 0
11147 | NOTREES_1G | 1 | West | YES | 0.18371 | 29.8 | 0 | 149 | 0 | 1.017 | Wind | 1 | 0.2 | 0 | 149 | 27.3735 | 149 |  |  | 0.2 | 29.7995 |  |  |  |  | 0 | 0
1320 | BSP 1 | 1 | West | YES | 0.18432 | 25.5 | 2.9 | 25.8 | 0 | 1 | Cogen | 1 | 0.2006 | 0 | 0 | 0 | 0 |  |  | 0.2006 | 0 |  |  |  |  | 0 | 0
11022 | TIEHVCG_2G | 1 | West | YES | 0.18465 | 132.4 | 103 | 132.4 | 0 | 1.012 | CC | 1 | 0.20093 | 132.4 | 132.4 | 24.4475 | 132.4 |  |  | 0.20093 | 26.6032 |  |  |  |  | 0 | 0
11023 | TIEHVCG_3G | 1 | West | YES | 0.18465 | 137.4 | 103 | 137.4 | 0 | 1.012 | CC | 1 | 0.20093 | 137.4 | 137.4 | 25.3708 | 137.4 |  |  | 0.20093 | 27.6079 |  |  |  |  | 0 | 0
11021 | TIEHVCG_1G | 1 | West | YES | 0.18465 | 142.1 | 103 | 142.1 | 0 | 1.012 | CC | 1 | 0.20093 | 142.1 | 142.1 | 26.2386 | 142.1 |  |  | 0.20093 | 28.5523 |  |  |  |  | 0 | 0
11024 | TIEHVCG_4G | 1 | West | YES | 0.18465 | 147 | 103 | 147 | 0 | 1.012 | CC | 1 | 0.20093 | 147 | 147 | 27.1434 | 147 |  |  | 0.20093 | 29.5368 |  |  |  |  | 0 | 0
11020 | TIEHVSG_1G | 1 | West | YES | 0.18465 | 208.2 | 63 | 208.2 | 0 | 1.012 | CC | 1 | 0.20093 | 208.2 | 208.2 | 38.4439 | 208.2 |  |  | 0.20093 | 41.8338 |  |  |  |  | 0 | 0
11025 | TIEHVSG_2G | 1 | West | YES | 0.18465 | 213.2 | 63 | 213.2 | 0 | 1.012 | CC | 1 | 0.20093 | 213.2 | 213.2 | 39.3672 | 213.2 |  |  | 0.20093 | 42.8385 |  |  |  |  | 0 | 0
11001 | NAV1CT | 1 | West | YES | 0.18466 | 70.4 | 18 | 70.4 | 0 | 1.029 | CC | 1 | 0.20095 | 70.4 | 70.4 | 13.0003 | 70.4 |  |  | 0.20095 | 14.1466 |  |  |  |  | 0 | 0
11009 | NAV2CT | 1 | West | YES | 0.18466 | 71.4 | 18 | 71.4 | 0 | 1.029 | CC | 1 | 0.20095 | 71.4 | 71.4 | 13.185 | 71.4 |  |  | 0.20095 | 14.3475 |  |  |  |  | 0 | 0
11012 | NAV4CT | 1 | West | YES | 0.18466 | 80 | 18 | 80 | 0 | 1.029 | CC | 1 | 0.20095 | 80 | 80 | 14.7731 | 80 |  |  | 0.20095 | 16.0757 |  |  |  |  | 0 | 0
11013 | NAV5CT | 1 | West | YES | 0.18466 | 80 | 18 | 80 | 0 | 1.029 | CC | 1 | 0.20095 | 80 | 80 | 14.7731 | 80 |  |  | 0.20095 | 16.0757 |  |  |  |  | 0 | 0
11011 | NAV3ST | 1 | West | YES | 0.18466 | 92.8 | 40 | 92.8 | 0 | 1.029 | CC | 1 | 0.20095 | 92.8 | 92.8 | 17.1368 | 92.8 |  |  | 0.20095 | 18.6478 |  |  |  |  | 0 | 0
11014 | NAV6ST | 1 | West | YES | 0.18466 | 115 | 40 | 115 | 0 | 1.029 | CC | 1 | 0.20095 | 115 | 115 | 21.2364 | 115 |  |  | 0.20095 | 23.1088 |  |  |  |  | 0 | 0
1326 | STANTONW_8 | 1 | West | YES | 0.18478 | 20.1 | 0 | 100.5 |  | 1.01 | Wind | 1 | 0.20106 | 0 | 100.5 | 18.5707 | 100.5 |  |  | 0.20106 | 20.207 |  |  |  |  | 0 | 0
1328 | OCOTILLO_1G | 1 | West | YES | 0.1851 | 11.6 | 0 | 58 |  | 1.01 | Wind | 1 | 0.20138 | 0 | 58 | 10.7359 | 58 |  |  | 0.20138 | 11.6802 |  |  |  |  | 0 | 0
1333 | MCDDONAL_8 | 1 | West | YES | 0.18539 | 42.8 | 0 | 214.2 |  | 1.01 | Wind | 1 | 0.20167 | 0 | 214.2 | 39.7099 | 214.2 |  |  | 0.20167 | 43.1975 |  |  |  |  | 0 | 0
1045 | CALENG1G_1G | 1 | West | YES | 0.18577 | 73.4 | 27 | 73.4 | 0 | 1.014 | Cogen | 1 | 0.20205 | 0 | 0 | 0 | 0 |  |  | 0.20205 | 0 |  |  |  |  | 0 | 0
1046 | CALENG2G_2G | 2 | West | YES | 0.18577 | 73.4 | 27 | 73.4 | 0 | 1.014 | Cogen | 1 | 0.20205 | 0 | 0 | 0 | 0 |  |  | 0.20205 | 0 |  |  |  |  | 0 | 0
1047 | CALENG3G_3G | 3 | West | YES | 0.18577 | 70.4 | 27 | 70.4 | 0 | 1.014 | Cogen | 1 | 0.20205 | 0 | 0 | 0 | 0 |  |  | 0.20205 | 0 |  |  |  |  | 0 | 0
1327 | WILDHRSE_1G | 1 | West | YES | 0.18586 | 0 | 0 | 120 |  | 1 | Wind | 1 | 0.20214 | 0 | 120 | 22.303 | 120 |  |  | 0.20214 | 24.2568 |  |  |  |  | 0 | 0
1360 | GUNSIGHT_8 | 1 | West | YES | 0.18601 | 0 | 0 | 120 |  | 1.01 | Wind | 1 | 0.20229 | 0 | 120 | 22.3216 | 120 |  |  | 0.20229 | 24.2754 |  |  |  |  | 0 | 0
11065 | ELBOWCK_1G | 1 | West | YES | 0.18603 | 23.4 | 0 | 121.9 | 0 | 1 | Wind | 1 | 0.20231 | 0 | 121.9 | 22.6767 | 121.9 |  |  | 0.20231 | 24.6615 |  |  |  |  | 0 | 0
1058 | LONGSHORE_5 | 1 | West | YES | 0.18603 | 30 | 0 | 150 |  | 1.01 | Wind | 1 | 0.20231 | 0 | 150 | 27.9041 | 150 |  |  | 0.20231 | 30.3463 |  |  |  |  | 0 | 0
1058 | LONGSHORE_5 | 2 | West | YES | 0.18603 | 44 | 0 | 220 |  | 1.01 | Wind | 1 | 0.20231 | 0 | 220 | 40.9259 | 220 |  |  | 0.20231 | 44.508 |  |  |  |  | 0 | 0
7026 | L_INKSDA1_1Y | 1 | South | YES | 0.011225 | 0 | 0 | 13.7 |  | 1 | Hydro | -1 | 0.20319 | 0 | 0 |  |  |  |  | -0.20319 | 0 |  |  |  |  | 0 | 0
1044 | MRGNFG_6G | F | West | YES | 0.18691 | 66 | 66 | 66 | 0 | 1.029 | GGT | 1 | 0.20319 | 66 | 66 | 12.3362 | 66 |  |  | 0.20319 | 13.4108 |  |  |  |  | 0 | 0
1042 | MRGNDG_4G | D | West | YES | 0.18691 | 68 | 68 | 68 | 0 | 1.029 | GGT | 1 | 0.20319 | 68 | 68 | 12.71 | 68 |  |  | 0.20319 | 13.8172 |  |  |  |  | 0 | 0
1039 | MRGNAG_1G | A | West | YES | 0.18691 | 69 | 69 | 69 | 0 | 1.029 | GGT | 1 | 0.20319 | 69 | 69 | 12.8969 | 69 |  |  | 0.20319 | 14.0204 |  |  |  |  | 0 | 0
1041 | MRGNCG_3G | C | West | YES | 0.18691 | 69 | 69 | 70 | 0 | 1.029 | GGT | 1 | 0.20319 | 70 | 70 | 13.0838 | 70 |  |  | 0.20319 | 14.2236 |  |  |  |  | 0 | 0
1043 | MRGNEG_5G | E | West | YES | 0.18691 | 68 | 68 | 70 | 0 | 1.029 | GGT | 1 | 0.20319 | 70 | 70 | 13.0838 | 70 |  |  | 0.20319 | 14.2236 |  |  |  |  | 0 | 0
1040 | MRGNBG_2G | B | West | YES | 0.18691 | 70 | 70 | 71 | 0 | 1.029 | GGT | 1 | 0.20319 | 71 | 71 | 13.2708 | 71 |  |  | 0.20319 | 14.4268 |  |  |  |  | 0 | 0
1037 | MORGAN5G_5G | 5 | West | YES | 0.18691 | 109.6 | 40 | 137 | 0 | 1.029 | GST | 1 | 0.20319 | 137 | 137 | 25.6069 | 137 |  |  | 0.20319 | 27.8376 |  |  |  |  | 0 | 0
11320 | COYOTE_1G | 1 | West | YES | 0.1871 | 22.5 | 0 | 225 |  | 1 | Wind | 1 | 0.20338 | 0 | 225 | 42.0973 | 225 |  |  | 0.20338 | 45.7607 |  |  |  |  | 0 | 0
11309 | BULLCREK_2G | 1 | West | YES | 0.18725 | 20.9 | 0 | 180 |  | 1 | Wind | 1 | 0.20353 | 0 | 180 | 33.7055 | 180 |  |  | 0.20353 | 36.6363 |  |  |  |  | 0 | 0
11310 | BULLCREK_1G | 1 | West | YES | 0.18725 | 15.1 | 0 | 180 |  | 1 | Wind | 1 | 0.20353 | 0 | 180 | 33.7055 | 180 |  |  | 0.20353 | 36.6363 |  |  |  |  | 0 | 0
60057 | CALLAHAN1A | 1 | West | YES | 0.18742 | 22.8 | 0 | 114 | 0 | 1.04 | Wind | 1 | 0.2037 | 0 | 114 | 21.3661 | 114 |  |  | 0.2037 | 23.2222 |  |  |  |  | 0 | 0
6637 | SNYDERW1A | 1 | West | YES | 0.18825 | 12.6 | 0 | 63 | 0 | 1.025 | Wind | 1 | 0.20453 | 0 | 63 | 11.8599 | 63 |  |  | 0.20453 | 12.8856 |  |  |  |  | 0 | 0
58909 | PEARSALLSCG1 | 2 | South | YES | 0.009631 | 0 | 0 | 8.4 |  | 1.027 | Diesel | -1 | 0.20478 | 8.4 | 8.4 |  |  |  |  | -0.20478 | -1.7201 |  |  |  |  | 0 | 0
58909 | PEARSALLSCG1 | 5 | South | YES | 0.009631 | 0 | 0 | 8.4 |  | 1.027 | Diesel | -1 | 0.20478 | 8.4 | 8.4 |  |  |  |  | -0.20478 | -1.7201 |  |  |  |  | 0 | 0
58909 | PEARSALLSCG1 | 1 | South | YES | 0.009631 | 0 | 0 | 8.4 |  | 1.027 | Diesel | -1 | 0.20478 | 8.4 | 8.4 |  |  |  |  | -0.20478 | -1.7201 |  |  |  |  | 0 | 0
58909 | PEARSALLSCG1 | 4 | South | YES | 0.009631 | 0 | 0 | 8.4 |  | 1.027 | Diesel | -1 | 0.20478 | 8.4 | 8.4 |  |  |  |  | -0.20478 | -1.7201 |  |  |  |  | 0 | 0
58909 | PEARSALLSCG1 | 3 | South | YES | 0.009631 | 0 | 0 | 8.4 |  | 1.027 | Diesel | -1 | 0.20478 | 8.4 | 8.4 |  |  |  |  | -0.20478 | -1.7201 |  |  |  |  | 0 | 0
58909 | PEARSALLSCG1 | 6 | South | YES | 0.009631 | 0 | 0 | 8.4 |  | 1.027 | Diesel | -1 | 0.20478 | 8.4 | 8.4 |  |  |  |  | -0.20478 | -1.7201 |  |  |  |  | 0 | 0
58919 | PEARSALLSCG2 | 4 | South | YES | 0.009631 | 0 | 0 | 8.4 |  | 1.027 | Diesel | -1 | 0.20478 | 8.4 | 8.4 |  |  |  |  | -0.20478 | -1.7201 |  |  |  |  | 0 | 0
58919 | PEARSALLSCG2 | 3 | South | YES | 0.009631 | 0 | 0 | 8.4 |  | 1.027 | Diesel | -1 | 0.20478 | 8.4 | 8.4 |  |  |  |  | -0.20478 | -1.7201 |  |  |  |  | 0 | 0
58919 | PEARSALLSCG2 | 1 | South | YES | 0.009631 | 0 | 0 | 8.4 |  | 1.027 | Diesel | -1 | 0.20478 | 8.4 | 8.4 |  |  |  |  | -0.20478 | -1.7201 |  |  |  |  | 0 | 0
58919 | PEARSALLSCG2 | 6 | South | YES | 0.009631 | 0 | 0 | 8.4 |  | 1.027 | Diesel | -1 | 0.20478 | 8.4 | 8.4 |  |  |  |  | -0.20478 | -1.7201 |  |  |  |  | 0 | 0
58919 | PEARSALLSCG2 | 5 | South | YES | 0.009631 | 0 | 0 | 8.4 |  | 1.027 | Diesel | -1 | 0.20478 | 8.4 | 8.4 |  |  |  |  | -0.20478 | -1.7201 |  |  |  |  | 0 | 0
58919 | PEARSALLSCG2 | 2 | South | YES | 0.009631 | 0 | 0 | 8.4 |  | 1.027 | Diesel | -1 | 0.20478 | 8.4 | 8.4 |  |  |  |  | -0.20478 | -1.7201 |  |  |  |  | 0 | 0
58929 | PEARSALLSCG3 | 1 | South | YES | 0.009631 | 0 | 0 | 8.4 |  | 1.027 | Diesel | -1 | 0.20478 | 8.4 | 8.4 |  |  |  |  | -0.20478 | -1.7201 |  |  |  |  | 0 | 0
58929 | PEARSALLSCG3 | 6 | South | YES | 0.009631 | 0 | 0 | 8.4 |  | 1.027 | Diesel | -1 | 0.20478 | 8.4 | 8.4 |  |  |  |  | -0.20478 | -1.7201 |  |  |  |  | 0 | 0
58929 | PEARSALLSCG3 | 2 | South | YES | 0.009631 | 0 | 0 | 8.4 |  | 1.027 | Diesel | -1 | 0.20478 | 8.4 | 8.4 |  |  |  |  | -0.20478 | -1.7201 |  |  |  |  | 0 | 0
58929 | PEARSALLSCG3 | 3 | South | YES | 0.009631 | 0 | 0 | 8.4 |  | 1.027 | Diesel | -1 | 0.20478 | 8.4 | 8.4 |  |  |  |  | -0.20478 | -1.7201 |  |  |  |  | 0 | 0
58929 | PEARSALLSCG3 | 4 | South | YES | 0.009631 | 0 | 0 | 8.4 |  | 1.027 | Diesel | -1 | 0.20478 | 8.4 | 8.4 |  |  |  |  | -0.20478 | -1.7201 |  |  |  |  | 0 | 0
58929 | PEARSALLSCG3 | 5 | South | YES | 0.009631 | 0 | 0 | 8.4 |  | 1.027 | Diesel | -1 | 0.20478 | 8.4 | 8.4 |  |  |  |  | -0.20478 | -1.7201 |  |  |  |  | 0 | 0
58949 | PEARSALLSCG4 | 2 | South | YES | 0.009631 | 0 | 0 | 8.4 |  | 1.027 | Diesel | -1 | 0.20478 | 8.4 | 8.4 |  |  |  |  | -0.20478 | -1.7201 |  |  |  |  | 0 | 0
58949 | PEARSALLSCG4 | 6 | South | YES | 0.009631 | 0 | 0 | 8.4 |  | 1.027 | Diesel | -1 | 0.20478 | 8.4 | 8.4 |  |  |  |  | -0.20478 | -1.7201 |  |  |  |  | 0 | 0
58949 | PEARSALLSCG4 | 5 | South | YES | 0.009631 | 0 | 0 | 8.4 |  | 1.027 | Diesel | -1 | 0.20478 | 8.4 | 8.4 |  |  |  |  | -0.20478 | -1.7201 |  |  |  |  | 0 | 0
58949 | PEARSALLSCG4 | 1 | South | YES | 0.009631 | 0 | 0 | 8.4 |  | 1.027 | Diesel | -1 | 0.20478 | 8.4 | 8.4 |  |  |  |  | -0.20478 | -1.7201 |  |  |  |  | 0 | 0
58949 | PEARSALLSCG4 | 4 | South | YES | 0.009631 | 0 | 0 | 8.4 |  | 1.027 | Diesel | -1 | 0.20478 | 8.4 | 8.4 |  |  |  |  | -0.20478 | -1.7201 |  |  |  |  | 0 | 0
58949 | PEARSALLSCG4 | 3 | South | YES | 0.009631 | 0 | 0 | 8.4 |  | 1.027 | Diesel | -1 | 0.20478 | 8.4 | 8.4 |  |  |  |  | -0.20478 | -1.7201 |  |  |  |  | 0 | 0
1073 | SCURRYCW_2G | 2 | West | YES | 0.18896 | 24 | 0 | 120 | 0 | 1.0217 | Wind | 1 | 0.20524 | 0 | 120 | 22.6752 | 120 |  |  | 0.20524 | 24.629 |  |  |  |  | 0 | 0
1068 | SCURRYCW_1G | 1 | West | YES | 0.18896 | 28.2 | 1.3 | 141 | 0 | 1.0217 | Wind | 1 | 0.20524 | 0 | 141 | 26.6434 | 141 |  |  | 0.20524 | 28.9391 |  |  |  |  | 0 | 0
1069 | KINDERMG_1G | 1 | West | YES | 0.18902 | 25 | 5 | 25 | 0 | 1.017 | Cogen | 1 | 0.2053 | 0 | 0 | 0 | 0 |  |  | 0.2053 | 0 |  |  |  |  | 0 | 0
1070 | KINDERMG_2G | 1 | West | YES | 0.18902 | 45.7 | 12 | 45.7 | 0 | 1.017 | Cogen | 1 | 0.2053 | 0 | 0 | 0 | 0 |  |  | 0.2053 | 0 |  |  |  |  | 0 | 0
1071 | KINDERMG_3G | 1 | West | YES | 0.18902 | 45.7 | 12 | 45.7 | 0 | 1.017 | Cogen | 1 | 0.2053 | 0 | 0 | 0 | 0 |  |  | 0.2053 | 0 |  |  |  |  | 0 | 0
1062 | CIELOGEN_2G | 1 | West | YES | 0.18902 | 12.2 | 0 | 61 |  | 1 | Wind | 1 | 0.2053 | 0 | 61 | 11.5302 | 61 |  |  | 0.2053 | 12.5234 |  |  |  |  | 0 | 0
1061 | CIELOGEN_1G | 1 | West | YES | 0.18902 | 19.8 | 0 | 99 |  | 1 | Wind | 1 | 0.2053 | 0 | 99 | 18.713 | 99 |  |  | 0.2053 | 20.3249 |  |  |  |  | 0 | 0
1354 | AEPWIND_8 | 1 | West | YES | 0.19009 | 20.2 | 0 | 101 |  | 1 | Wind | 1 | 0.20637 | 0 | 101 | 19.1993 | 101 |  |  | 0.20637 | 20.8438 |  |  |  |  | 0 | 0
1343 | TRENTIPP_8 | 1 | West | YES | 0.19009 | 30 | 0 | 150 |  | 1.014 | Wind | 1 | 0.20637 | 0 | 150 | 28.5138 | 150 |  |  | 0.20637 | 30.9561 |  |  |  |  | 0 | 0
80265 | LARECU40A | 4 | South | YES | 0.008031 | 80 | 0 | 100 |  | 1.039 | GGT | -1 | 0.20638 | 100 | 100 |  |  |  |  | -0.20638 | -20.6379 |  |  |  |  | 0 | 0
80266 | LARECU50A | 5 | South | YES | 0.008031 | 80 | 0 | 100 |  | 1.039 | GGT | -1 | 0.20638 | 100 | 100 |  |  |  |  | -0.20638 | -20.6379 |  |  |  |  | 0 | 0
80012 | LAR | F | South | YES | 0.008029 | 0 | 0 | 0 | 0 | 1.04 | DCTie | -1 | 0.20638 | 0 | 0 |  |  |  |  | -0.20638 | 0 |  |  |  |  | 0 | 0
7022 | L_BUCHAN1_1Y | 1 | South | YES | 0.007958 | 0 | 0 | 18 |  | 1 | Hydro | -1 | 0.20645 | 0 | 0 |  |  |  |  | -0.20645 | 0 |  |  |  |  | 0 | 0
7023 | L_BUCHAN1_2Y | 2 | South | YES | 0.007958 | 0 | 0 | 18 |  | 1 | Hydro | -1 | 0.20645 | 0 | 0 |  |  |  |  | -0.20645 | 0 |  |  |  |  | 0 | 0
7024 | L_BUCHAN1_3Y | 3 | South | YES | 0.007958 | 0 | 0 | 15 |  | 1 | Hydro | -1 | 0.20645 | 0 | 0 |  |  |  |  | -0.20645 | 0 |  |  |  |  | 0 | 0
7000 | L_FERGUS1_1Y | 1 | South | YES | 0.007805 | 400 | 65 | 423.3 | 0 | 1.015 | GSC | -1 | 0.20661 | 423.3 | 423.3 |  |  |  |  | -0.20661 | -87.4559 |  |  |  |  | 0 | 0
5891 | PEARSALLGEN2 | 1 | South | YES | 0.007618 | 19.4 | 6 | 24.3 | 0 | 1.0226 | GST | -1 | 0.20679 | 24.3 | 24.3 |  |  |  |  | -0.20679 | -5.025 |  |  |  |  | 0 | 0
5890 | PEARSALLGEN1 | 1 | South | YES | 0.007618 | 19.2 | 6 | 24 | 0 | 1.0226 | GST | -1 | 0.20679 | 24 | 24 |  |  |  |  | -0.20679 | -4.963 |  |  |  |  | 0 | 0
5892 | PEARSALLGEN3 | 1 | South | YES | 0.007618 | 19.1 | 6 | 23.9 | 0 | 1.0226 | GST | -1 | 0.20679 | 23.9 | 23.9 |  |  |  |  | -0.20679 | -4.9423 |  |  |  |  | 0 | 0
36998 | RDCNYNG1 | 1 | West | YES | 0.19071 | 16.8 | 0 | 84 |  | 1.01 | Wind | 1 | 0.20699 | 0 | 84 | 16.0195 | 84 |  |  | 0.20699 | 17.3872 |  |  |  |  | 0 | 0
6407 | TURKTRAK1A | 1 | West | YES | 0.19079 | 33.9 | 0 | 169.5 | 0 | 1.025 | Wind | 1 | 0.20707 | 0 | 169.5 | 32.3381 | 169.5 |  |  | 0.20707 | 35.0978 |  |  |  |  | 0 | 0
7035 | L_WIRTZ_1G1Y | 1 | South | YES | 0.007269 | 0 | 0 | 29 |  | 1 | Hydro | -1 | 0.20714 | 0 | 0 |  |  |  |  | -0.20714 | 0 |  |  |  |  | 0 | 0
7036 | L_WIRTZ_1G2Y | 2 | South | YES | 0.007269 | 0 | 0 | 29.7 |  | 1 | Hydro | -1 | 0.20714 | 0 | 0 |  |  |  |  | -0.20714 | 0 |  |  |  |  | 0 | 0
7028 | L_MARBFA1_1Y | 1 | South | YES | 0.005603 | 0 | 0 | 18 |  | 1 | Hydro | -1 | 0.20881 | 0 | 0 |  |  |  |  | -0.20881 | 0 |  |  |  |  | 0 | 0
7029 | L_MARBFA1_2Y | 2 | South | YES | 0.005603 | 0 | 0 | 18 |  | 1 | Hydro | -1 | 0.20881 | 0 | 0 |  |  |  |  | -0.20881 | 0 |  |  |  |  | 0 | 0
88299 | ZAPATA | F | South | YES | 0.004901 | 0 | 0 | 0 | 0 | 1.02 | BLT | -1 | 0.20951 | 0 | 0 |  |  |  |  | -0.20951 | 0 |  |  |  |  | 0 | 0
5728 | FALCONHYDRO2 | 2 | South | YES | 0.002781 | 12 | 0 | 12 | 0 | 1.0234 | Hydro | -1 | 0.21163 | 0 | 0 |  |  |  |  | -0.21163 | 0 |  |  |  |  | 0 | 0
5729 | FALCONHYDRO3 | 3 | South | YES | 0.002781 | 11 | 0 | 11 | 0 | 1.0234 | Hydro | -1 | 0.21163 | 0 | 0 |  |  |  |  | -0.21163 | 0 |  |  |  |  | 0 | 0
8048 | FALCONHYDRO1 | 1 | South | YES | 0.002781 | 12 | 0 | 12 | 0 | 1.0234 | Hydro | -1 | 0.21163 | 0 | 0 |  |  |  |  | -0.21163 | 0 |  |  |  |  | 0 | 0
88508 | FALFURRI | F | South | YES | 0.002441 | 0 | 0 | 0 | 0 | 1 | AVR | -1 | 0.21197 | 0 | 0 |  |  |  |  | -0.21197 | 0 |  |  |  |  | 0 | 0
5265 | LEON_LCP4G4 | 4 | South | YES | 0.001142 | 89 | 25 | 89 | 0 | 1.0197 | GST | -1 | 0.21327 | 89 | 89 |  |  |  |  | -0.21327 | -18.9809 |  |  |  |  | 0 | 0
5264 | LEON_LCP3G3 | 3 | South | YES | 0.001142 | 0 | 20 | 58 |  | 1.0197 | GST | -1 | 0.21327 | 58 | 58 |  |  |  |  | -0.21327 | -12.3696 |  |  |  |  | 0 | 0
5269 | LEON_LCPCT4 | 4 | South | YES | 0.001142 | 45 | 24 | 45 | 0 | 1.0197 | GGT | -1 | 0.21327 | 45 | 45 |  |  |  |  | -0.21327 | -9.5971 |  |  |  |  | 0 | 0
5266 | LEON_LCPCT1 | 1 | South | YES | 0.001142 | 44 | 24 | 44 | 0 | 1.0197 | GGT | -1 | 0.21327 | 44 | 44 |  |  |  |  | -0.21327 | -9.3838 |  |  |  |  | 0 | 0
5267 | LEON_LCPCT2 | 2 | South | YES | 0.001142 | 44 | 24 | 44 | 0 | 1.0197 | GGT | -1 | 0.21327 | 44 | 44 |  |  |  |  | -0.21327 | -9.3838 |  |  |  |  | 0 | 0
5268 | LEON_LCPCT3 | 3 | South | YES | 0.001142 | 43 | 24 | 43 | 0 | 1.0197 | GGT | -1 | 0.21327 | 43 | 43 |  |  |  |  | -0.21327 | -9.1705 |  |  |  |  | 0 | 0
7031 | L_MARSFO1G1Y | 1 | South | YES | 0.001048 | 0 | 0 | 36 |  | 1 | Hydro | -1 | 0.21336 | 0 | 0 |  |  |  |  | -0.21336 | 0 |  |  |  |  | 0 | 0
7032 | L_MARSFO1G2Y | 2 | South | YES | 0.001048 | 0 | 0 | 35 |  | 1 | Hydro | -1 | 0.21336 | 0 | 0 |  |  |  |  | -0.21336 | 0 |  |  |  |  | 0 | 0
7033 | L_MARSFO1G3Y | 3 | South | YES | 0.001048 | 0 | 0 | 36 |  | 1 | Hydro | -1 | 0.21336 | 0 | 0 |  |  |  |  | -0.21336 | 0 |  |  |  |  | 0 | 0
5028 | BRAUNIG_VHB3 | 3 | South | YES | 0.000796 | 407 | 60 | 407 | 0 | 1.0138 | GST | -1 | 0.21361 | 407 | 407 |  |  |  |  | -0.21361 | -86.9409 |  |  |  |  | 0 | 0
5027 | BRAUNIG_VHB2 | 2 | South | YES | 0.000688 | 216 | 40 | 216 | 0 | 1.0192 | GST | -1 | 0.21372 | 216 | 216 |  |  |  |  | -0.21372 | -46.164 |  |  |  |  | 0 | 0
5026 | BRAUNIG_VHB1 | 1 | South | YES | 0.000688 | 215 | 40 | 215 | 0 | 1.0192 | GST | -1 | 0.21372 | 215 | 215 |  |  |  |  | -0.21372 | -45.9503 |  |  |  |  | 0 | 0
5396 | CALAVER_OWS1 | 1 | South | YES | 0.000683 | 418 | 80 | 418 | 0 | 1.0192 | GST | -1 | 0.21373 | 418 | 418 |  |  |  |  | -0.21373 | -89.3379 |  |  |  |  | 0 | 0
5397 | CALAVER_OWS2 | 2 | South | YES | 0.000683 | 400 | 80 | 400 | 0 | 1.0192 | GST | -1 | 0.21373 | 400 | 400 |  |  |  |  | -0.21373 | -85.4908 |  |  |  |  | 0 | 0
5111 | CALAVER_JTD1 | 1 | South | YES | 0.000619 | 430 | 80 | 430 | 0 | 1.0138 | LIGCO | -1 | 0.21379 | 0 | 430 |  |  |  |  | -0.21379 | 0 |  |  |  |  | 0 | 0
5112 | CALAVER_JTD2 | 2 | South | YES | 0.000619 | 430 | 80 | 430 | 0 | 1.0138 | LIGCO | -1 | 0.21379 | 0 | 430 |  |  |  |  | -0.21379 | 0 |  |  |  |  | 0 | 0
8935 | FGNTS201 | 3 | South | YES | 0.000564 | 173 | 0 | 173 | 0 | 1.03 | CC | -1 | 0.21385 | 173 | 173 |  |  |  |  | -0.21385 | -36.9954 |  |  |  |  | 0 | 0
8934 | FGNTS101 | 2 | South | YES | 0.000564 | 147.9 | 0 | 147.9 | 0 | 1.03 | CC | -1 | 0.21385 | 147.9 | 147.9 |  |  |  |  | -0.21385 | -31.6278 |  |  |  |  | 0 | 0
8933 | FGNTS001 | 1 | South | YES | 0.000564 | 146.5 | 0 | 146.5 | 0 | 1.03 | CC | -1 | 0.21385 | 146.5 | 146.5 |  |  |  |  | -0.21385 | -31.3285 |  |  |  |  | 0 | 0
88198 | BEEVILLE | F | South | YES | 0.000563 | 0 | 0 | 0 | 0 | 1.02 | AVR | -1 | 0.21385 | 0 | 0 |  |  |  |  | -0.21385 | 0 |  |  |  |  | 0 | 0
5439 | TUTTL_WBT4G4 | 4 | South | YES | 0.000389 | 151 | 40 | 151 | 0 | 1.012 | GST | -1 | 0.21402 | 151 | 151 |  |  |  |  | -0.21402 | -32.3172 |  |  |  |  | 0 | 0
5438 | TUTTL_WBT3G3 | 3 | South | YES | 0.000389 | 95 | 25 | 95 | 0 | 1.012 | GST | -1 | 0.21402 | 95 | 95 |  |  |  |  | -0.21402 | -20.332 |  |  |  |  | 0 | 0
5436 | TUTTL_WBT1G1 | 1 | South | YES | 0.000389 | 48.8 | 20 | 61 | 0 | 1.012 | GST | -1 | 0.21402 | 61 | 61 |  |  |  |  | -0.21402 | -13.0553 |  |  |  |  | 0 | 0
5903 | SANMIGUELGEN | 1 | South | YES | 0.000389 | 396.3 | 180 | 396.3 | 0 | 1.0336 | LIGCO | -1 | 0.21402 | 0 | 396.3 |  |  |  |  | -0.21402 | 0 |  |  |  |  | 0 | 0
5477 | BRA_AVR1_ST | 1 | South | YES | 0.0003 | 174 | 138 | 174 | 0 | 1.025 | CC | -1 | 0.21411 | 174 | 174 |  |  |  |  | -0.21411 | -37.2552 |  |  |  |  | 0 | 0
5476 | BRA_AVR1_CT1 | 1 | South | YES | 0.0003 | 155 | 90 | 155 | 0 | 1.025 | CC | -1 | 0.21411 | 155 | 155 |  |  |  |  | -0.21411 | -33.1871 |  |  |  |  | 0 | 0
5478 | BRA_AVR1_CT2 | 1 | South | YES | 0.0003 | 155 | 90 | 155 | 0 | 1.025 | CC | -1 | 0.21411 | 155 | 155 |  |  |  |  | -0.21411 | -33.1871 |  |  |  |  | 0 | 0
8983 | HECN3 | 3 | South | YES | 0.000191 | 171.9 | 0 | 171.9 | 0 | 1.0304 | CC | -1 | 0.21422 | 171.9 | 171.9 |  |  |  |  | -0.21422 | -36.8243 |  |  |  |  | 0 | 0
8981 | HECN1 | 1 | South | YES | 0.000191 | 144.8 | 0 | 144.8 | 0 | 1.0304 | CC | -1 | 0.21422 | 144.8 | 144.8 |  |  |  |  | -0.21422 | -31.0189 |  |  |  |  | 0 | 0
8982 | HECN2 | 2 | South | YES | 0.000191 | 144.1 | 0 | 144.1 | 0 | 1.0304 | CC | -1 | 0.21422 | 144.1 | 144.1 |  |  |  |  | -0.21422 | -30.869 |  |  |  |  | 0 | 0
8938 | MVGN#3 | 3 | South | YES | 0.00019 | 250.9 | 0 | 250.9 | 0 | 1.0304 | CC | -1 | 0.21422 | 250.9 | 250.9 |  |  |  |  | -0.21422 | -53.7478 |  |  |  |  | 0 | 0
8937 | MVGN#2 | 2 | South | YES | 0.00019 | 216.7 | 0 | 216.7 | 0 | 1.0304 | CC | -1 | 0.21422 | 216.7 | 216.7 |  |  |  |  | -0.21422 | -46.4215 |  |  |  |  | 0 | 0
8936 | MVGN#1 | 1 | South | YES | 0.00019 | 216.6 | 0 | 216.6 | 0 | 1.0304 | CC | -1 | 0.21422 | 216.6 | 216.6 |  |  |  |  | -0.21422 | -46.4001 |  |  |  |  | 0 | 0
5401 | CALAVER_JKS1 | 1 | South | YES | 0.000186 | 562 | 100 | 562 | 0 | 1.026 | LIGCO | -1 | 0.21422 | 0 | 562 |  |  |  |  | -0.21422 | 0 |  |  |  |  | 0 | 0
5935 | SI_RAY10 | 10 | South | YES | 3.2e-05 | 47 | 10 | 47 | 0 | 1.03 | CC | -1 | 0.21438 | 47 | 47 |  |  |  |  | -0.21438 | -10.0758 |  |  |  |  | 0 | 0
5932 | SI_RAY9 | 9 | South | YES | 3.2e-05 | 32 | 32 | 38 | 0 | 1.035 | CC | -1 | 0.21438 | 38 | 38 |  |  |  |  | -0.21438 | -8.1464 |  |  |  |  | 0 | 0
5933 | SI_RAY6 | 6 | South | YES | 3.2e-05 | 15.4 | 10 | 19.3 | 0 | 1.035 | GST | -1 | 0.21438 | 19.3 | 19.3 |  |  |  |  | -0.21438 | -4.1375 |  |  |  |  | 0 | 0
80003 | MILHWYS | F | South | YES | 3.2e-05 | 0 | 0 | 0 | 0 | 1.0168 | AVR | -1 | 0.21438 | 0 | 0 |  |  |  |  | -0.21438 | 0 |  |  |  |  | 0 | 0
6144 | MCADOO1A | 1 | West | YES | 0.19811 | 15 | 0 | 150 | 0 | 1.025 | Wind | 1 | 0.2144 | 0 | 150 | 29.7171 | 150 |  |  | 0.2144 | 32.1594 |  |  |  |  | 0 | 0
5934 | SI_RAY5 | 5 | South | YES | 0 | 0 | 10 | 15 |  | 1.035 | GST | -1 | 0.21441 | 15 | 15 |  |  |  |  | -0.21441 | -3.2162 |  |  |  |  | 0 | 0
8139 | JOS #1 | MB | South | YES | 0 | 0 | 45 | 255 |  | 1.02 | GST | -1 | 0.21441 | 0 | 0 |  |  |  |  | -0.21441 | 0 |  |  |  |  | 0 | 0
8285 | LAR #1 | MB | South | YES | 0 | 0 | 9 | 32 |  | 1.0497 | GST | -1 | 0.21441 | 0 | 0 |  |  |  |  | -0.21441 | 0 |  |  |  |  | 0 | 0
8287 | LAR #2 | MB | South | YES | 0 | 0 | 9 | 32 |  | 1.04 | GST | -1 | 0.21441 | 0 | 0 |  |  |  |  | -0.21441 | 0 |  |  |  |  | 0 | 0
8288 | LAR #3 | MB | South | YES | 0 | 0 | 25 | 105 |  | 1.04 | GST | -1 | 0.21441 | 0 | 0 |  |  |  |  | -0.21441 | 0 |  |  |  |  | 0 | 0
8388 | BATES0A | MB | South | YES | 0 | 0 | 21 | 71 |  | 1.033 | GST | -1 | 0.21441 | 0 | 0 |  |  |  |  | -0.21441 | 0 |  |  |  |  | 0 | 0
8393 | BATES0B | MB | South | YES | 0 | 0 | 25 | 110 |  | 1.03 | GST | -1 | 0.21441 | 0 | 0 |  |  |  |  | -0.21441 | 0 |  |  |  |  | 0 | 0
8437 | NUECES_B0C | MB | South | YES | 0 | 0 | 7 | 30 |  | 1.03 | GST | -1 | 0.21441 | 0 | 0 |  |  |  |  | -0.21441 | 0 |  |  |  |  | 0 | 0
8438 | NUECES_B0B | MB | South | YES | 0 | 0 | 26 | 169 |  | 1.03 | GST | -1 | 0.21441 | 0 | 0 |  |  |  |  | -0.21441 | 0 |  |  |  |  | 0 | 0
39190 | TNSLCGN1__8 | 1 | Houston | YES | 0 | 0 | 10 | 30 |  | 1.03 | Cogen | -1 | 0.21441 | 0 | 0 |  |  |  |  | -0.21441 | 0 |  |  |  |  | 0 | 0
8517 | CELANEBI0A | 1 | South | YES | -5.3e-05 | 29 | 0 | 29 | 0 | 1.02 | Cogen | -1 | 0.21446 | 0 | 0 |  |  |  |  | -0.21446 | 0 |  |  |  |  | 0 | 0
80080 | GWINDT11A | 4 | South | YES | -6.7e-05 | 3.8 | 0 | 19 | 0 | 1.025 | Wind | -1 | 0.21448 | 0 | 19 |  |  |  |  | -0.21448 | 0 |  |  |  |  | 0 | 0
80080 | GWINDT11A | 2 | South | YES | -6.7e-05 | 0 | 0 | 41 | 0 | 1.025 | Wind | -1 | 0.21448 | 0 | 41 |  |  |  |  | -0.21448 | 0 |  |  |  |  | 0 | 0
80080 | GWINDT11A | 3 | South | YES | -6.7e-05 | 0 | 0 | 38 | 0 | 1.025 | Wind | -1 | 0.21448 | 0 | 38 |  |  |  |  | -0.21448 | 0 |  |  |  |  | 0 | 0
80080 | GWINDT11A | 1 | South | YES | -6.7e-05 | 28.2 | 0 | 94 | 0 | 1.025 | Wind | -1 | 0.21448 | 0 | 94 |  |  |  |  | -0.21448 | 0 |  |  |  |  | 0 | 0
80081 | GWINDT21A | 2 | South | YES | -6.7e-05 | 7.2 | 0 | 36 | 0 | 1.025 | Wind | -1 | 0.21448 | 0 | 36 |  |  |  |  | -0.21448 | 0 |  |  |  |  | 0 | 0
80081 | GWINDT21A | 3 | South | YES | -6.7e-05 | 8.6 | 0 | 43 | 0 | 1.025 | Wind | -1 | 0.21448 | 0 | 43 |  |  |  |  | -0.21448 | 0 |  |  |  |  | 0 | 0
80081 | GWINDT21A | 1 | South | YES | -6.7e-05 | 28.2 | 0 | 94 | 0 | 1.025 | Wind | -1 | 0.21448 | 0 | 94 |  |  |  |  | -0.21448 | 0 |  |  |  |  | 0 | 0
80081 | GWINDT21A | 4 | South | YES | -6.7e-05 | 4.4 | 0 | 22 | 0 | 1.025 | Wind | -1 | 0.21448 | 0 | 22 |  |  |  |  | -0.21448 | 0 |  |  |  |  | 0 | 0
80180 | PNSCALT11A | 1 | South | YES | -6.7e-05 | 43.8 | 0 | 148 | 0 | 1.025 | Wind | -1 | 0.21448 | 0 | 148 |  |  |  |  | -0.21448 | 0 |  |  |  |  | 0 | 0
80180 | PNSCALT11A | 2 | South | YES | -6.7e-05 | 10 | 0 | 50 | 0 | 1.025 | Wind | -1 | 0.21448 | 0 | 50 |  |  |  |  | -0.21448 | 0 |  |  |  |  | 0 | 0
80181 | PNSCALT21A | 1 | South | YES | -6.7e-05 | 16.5 | 0 | 55 | 0 | 1.025 | Wind | -1 | 0.21448 | 0 | 55 |  |  |  |  | -0.21448 | 0 |  |  |  |  | 0 | 0
80181 | PNSCALT21A | 2 | South | YES | -6.7e-05 | 10 | 0 | 50 | 0 | 1.025 | Wind | -1 | 0.21448 | 0 | 50 |  |  |  |  | -0.21448 | 0 |  |  |  |  | 0 | 0
7487 | L_CANYHY8_1Y | 1 | South | YES | -0.000102 | 0 | 0 | 6 |  | 1 | Hydro | -1 | 0.21451 | 0 | 0 |  |  |  |  | -0.21451 | 0 |  |  |  |  | 0 | 0
8461 | KOCH_UP0A | 1 | South | YES | -0.000131 | 38 | 0 | 38 | 0 | 1.012 | Cogen | -1 | 0.21454 | 0 | 0 |  |  |  |  | -0.21454 | 0 |  |  |  |  | 0 | 0
8511 | OXY_CC0A | 1 | South | YES | -0.000157 | 30.3 | 0 | 38 | 0 | 1.027 | Cogen | -1 | 0.21457 | 0 | 0 |  |  |  |  | -0.21457 | 0 |  |  |  |  | 0 | 0
8506 | VAL #1 | 1 | South | YES | -0.000158 | 20.9 | 0 | 25 | 0 | 1.0055 | Cogen | -1 | 0.21457 | 0 | 0 |  |  |  |  | -0.21457 | 0 |  |  |  |  | 0 | 0
8507 | VAL #2 | 2 | South | YES | -0.000158 | 20.9 | 0 | 25 | 0 | 1.0055 | Cogen | -1 | 0.21457 | 0 | 0 |  |  |  |  | -0.21457 | 0 |  |  |  |  | 0 | 0
80263 | B_DAVIS31A | 3 | South | YES | -0.000198 | 0 | 0 | 180 |  | 1.0366 | CC | -1 | 0.21461 | 180 | 180 |  |  |  |  | -0.21461 | -38.6295 |  |  |  |  | 0 | 0
80264 | B_DAVIS41A | 4 | South | YES | -0.000198 | 0 | 0 | 180 |  | 1.0366 | CC | -1 | 0.21461 | 180 | 180 |  |  |  |  | -0.21461 | -38.6295 |  |  |  |  | 0 | 0
8459 | B_DAVIS0B | MB | South | YES | -0.000198 | 0 | 50 | 339 |  | 1.03 | GSC | -1 | 0.21461 | 0 | 0 |  |  |  |  | -0.21461 | 0 |  |  |  |  | 0 | 0
8460 | B_DAVIS0A | MB | South | YES | -0.000198 | 0 | 50 | 340 |  | 1.03 | GSC | -1 | 0.21461 | 0 | 0 |  |  |  |  | -0.21461 | 0 |  |  |  |  | 0 | 0
8456 | COSW#1 | 1 | South | YES | -0.000209 | 20 | 0 | 20 | 0 | 1.027 | Cogen | -1 | 0.21462 | 0 | 0 |  |  |  |  | -0.21462 | 0 |  |  |  |  | 0 | 0
8457 | COSW#2 | 2 | South | YES | -0.000209 | 14 | 0 | 14 | 0 | 1.027 | Cogen | -1 | 0.21462 | 0 | 0 |  |  |  |  | -0.21462 | 0 |  |  |  |  | 0 | 0
8560 | CNOPGT1 | 1 | South | YES | -0.000219 | 148.3 | 0 | 148.3 | 0 | 1.03 | Cogen | -1 | 0.21463 | 0 | 0 |  |  |  |  | -0.21463 | 0 |  |  |  |  | 0 | 0
8561 | CNOPGT2 | 2 | South | YES | -0.000219 | 148.6 | 0 | 148.6 | 0 | 1.03 | Cogen | -1 | 0.21463 | 0 | 0 |  |  |  |  | -0.21463 | 0 |  |  |  |  | 0 | 0
8562 | CNOPST1 | 3 | South | YES | -0.000219 | 153 | 0 | 153 | 0 | 1.03 | Cogen | -1 | 0.21463 | 0 | 0 |  |  |  |  | -0.21463 | 0 |  |  |  |  | 0 | 0
8442 | NBEC7 | 7 | South | YES | -0.000221 | 0 | 81 | 367 |  | 1.0298 | GST | -1 | 0.21463 | 367 | 367 |  |  |  |  | -0.21463 | -78.7696 |  |  |  |  | 0 | 0
8442 | NBEC7 | MB | South | YES | -0.000221 | 0 | 81 | 367 |  | 1.0298 | GST | -1 | 0.21463 | 0 | 0 |  |  |  |  | -0.21463 | 0 |  |  |  |  | 0 | 0
7609 | L_SCHUMA8_1Y | 1 | South | YES | -0.000234 | 0 | 0 | 4 |  | 1 | Hydro | -1 | 0.21464 | 0 | 0 |  |  |  |  | -0.21464 | 0 |  |  |  |  | 0 | 0
8926 | LGE_GT10A | 1 | South | YES | -0.000405 | 158 | 0 | 158 | 0 | 1.03 | Cogen | -1 | 0.21482 | 0 | 0 |  |  |  |  | -0.21482 | 0 |  |  |  |  | 0 | 0
8927 | LGE_GT20A | 2 | South | YES | -0.000405 | 153 | 0 | 153 | 0 | 1.03 | Cogen | -1 | 0.21482 | 0 | 0 |  |  |  |  | -0.21482 | 0 |  |  |  |  | 0 | 0
8928 | LGE_STG0A | 3 | South | YES | -0.000405 | 100 | 0 | 100 | 0 | 1.03 | Cogen | -1 | 0.21482 | 0 | 0 |  |  |  |  | -0.21482 | 0 |  |  |  |  | 0 | 0
8930 | ICPGN10A | 1 | South | YES | -0.000405 | 149 | 0 | 149 | 0 | 1.03 | Cogen | -1 | 0.21482 | 0 | 0 |  |  |  |  | -0.21482 | 0 |  |  |  |  | 0 | 0
8931 | ICPGN20A | 2 | South | YES | -0.000405 | 150 | 0 | 150 | 0 | 1.03 | Cogen | -1 | 0.21482 | 0 | 0 |  |  |  |  | -0.21482 | 0 |  |  |  |  | 0 | 0
8932 | ICPGN30A | 3 | South | YES | -0.000405 | 127 | 0 | 127 | 0 | 1.03 | Cogen | -1 | 0.21482 | 0 | 0 |  |  |  |  | -0.21482 | 0 |  |  |  |  | 0 | 0
80223 | REYSHR G | 1 | South | YES | -0.000405 | 12 | 0 | 12 | 0 | 1.032 | Cogen | -1 | 0.21482 | 0 | 0 |  |  |  |  | -0.21482 | 0 |  |  |  |  | 0 | 0
8161 | COLETO0A | 1 | South | YES | -0.000423 | 633 | 200 | 633 | 0 | 1.03 | LIGCO | -1 | 0.21483 | 0 | 633 |  |  |  |  | -0.21483 | 0 |  |  |  |  | 0 | 0
7805 | L_GUADGE1_6Y | 6 | South | YES | -0.000445 | 203 | 30 | 203 | 0 | 1.02 | CC | -1 | 0.21486 | 203 | 203 |  |  |  |  | -0.21486 | -43.6156 |  |  |  |  | 0 | 0
7804 | L_GUADGE1_5Y | 5 | South | YES | -0.000445 | 182 | 30 | 182 | 0 | 1.02 | CC | -1 | 0.21486 | 182 | 182 |  |  |  |  | -0.21486 | -39.1036 |  |  |  |  | 0 | 0
7803 | L_GUADGE1_4Y | 4 | South | YES | -0.000445 | 149 | 30 | 149 | 0 | 1.02 | CC | -1 | 0.21486 | 149 | 149 |  |  |  |  | -0.21486 | -32.0134 |  |  |  |  | 0 | 0
7800 | L_GUADGE1_1Y | 1 | South | YES | -0.000445 | 147 | 30 | 147 | 0 | 1.02 | CC | -1 | 0.21486 | 147 | 147 |  |  |  |  | -0.21486 | -31.5837 |  |  |  |  | 0 | 0
7802 | L_GUADGE1_3Y | 3 | South | YES | -0.000445 | 146 | 30 | 146 | 0 | 1.02 | CC | -1 | 0.21486 | 146 | 146 |  |  |  |  | -0.21486 | -31.3688 |  |  |  |  | 0 | 0
7801 | L_GUADGE1_2Y | 2 | South | YES | -0.000445 | 138 | 30 | 138 | 0 | 1.02 | CC | -1 | 0.21486 | 138 | 138 |  |  |  |  | -0.21486 | -29.65 |  |  |  |  | 0 | 0
7605 | L_MCQUEE9_1Y | 3 | South | YES | -0.00049 | 0 | 0 | 2.8 |  | 1.025 | Hydro | -1 | 0.2149 | 0 | 0 |  |  |  |  | -0.2149 | 0 |  |  |  |  | 0 | 0
7605 | L_MCQUEE9_1Y | 2 | South | YES | -0.00049 | 0 | 0 | 2.4 |  | 1.025 | Hydro | -1 | 0.2149 | 0 | 0 |  |  |  |  | -0.2149 | 0 |  |  |  |  | 0 | 0
7605 | L_MCQUEE9_1Y | 1 | South | YES | -0.00049 | 0 | 0 | 2.4 |  | 1.025 | Hydro | -1 | 0.2149 | 0 | 0 |  |  |  |  | -0.2149 | 0 |  |  |  |  | 0 | 0
7813 | L_RIONOG1S1Y | 4 | South | YES | -0.000618 | 293 | 0 | 293 | 0 | 1.02 | CC | -1 | 0.21503 | 293 | 293 |  |  |  |  | -0.21503 | -63.0032 |  |  |  |  | 0 | 0
7812 | L_RIONOG1G3Y | 3 | South | YES | -0.000618 | 154 | 0 | 154 | 0 | 1.02 | CC | -1 | 0.21503 | 154 | 154 |  |  |  |  | -0.21503 | -33.1143 |  |  |  |  | 0 | 0
7810 | L_RIONOG1G1Y | 1 | South | YES | -0.000618 | 148 | 0 | 148 | 0 | 1.02 | CC | -1 | 0.21503 | 148 | 148 |  |  |  |  | -0.21503 | -31.8242 |  |  |  |  | 0 | 0
7811 | L_RIONOG1G2Y | 2 | South | YES | -0.000618 | 148 | 0 | 148 | 0 | 1.02 | CC | -1 | 0.21503 | 148 | 148 |  |  |  |  | -0.21503 | -31.8242 |  |  |  |  | 0 | 0
7624 | L_LAKEWO9_1Y | 2 | South | YES | -0.000738 | 0 | 0 | 2.4 |  | 1 | Hydro | -1 | 0.21515 | 0 | 0 |  |  |  |  | -0.21515 | 0 |  |  |  |  | 0 | 0
7624 | L_LAKEWO9_1Y | 1 | South | YES | -0.000738 | 0 | 0 | 2.4 |  | 1 | Hydro | -1 | 0.21515 | 0 | 0 |  |  |  |  | -0.21515 | 0 |  |  |  |  | 0 | 0
7017 | L_HAYSEN1_4Y | 4 | South | YES | -0.000787 | 226.7 | 74 | 226.7 | 0 | 1.008 | CC | -1 | 0.2152 | 226.7 | 226.7 |  |  |  |  | -0.2152 | -48.7852 |  |  |  |  | 0 | 0
7015 | L_HAYSEN1_2Y | 2 | South | YES | -0.000787 | 225 | 74 | 225 | 0 | 1.008 | CC | -1 | 0.2152 | 225 | 225 |  |  |  |  | -0.2152 | -48.4194 |  |  |  |  | 0 | 0
7016 | L_HAYSEN1_3Y | 3 | South | YES | -0.000787 | 224.6 | 74 | 224.6 | 0 | 1.008 | CC | -1 | 0.2152 | 224.6 | 224.6 |  |  |  |  | -0.2152 | -48.3333 |  |  |  |  | 0 | 0
7014 | L_HAYSEN1_1Y | 1 | South | YES | -0.000787 | 223.9 | 74 | 223.9 | 0 | 1.008 | CC | -1 | 0.2152 | 223.9 | 223.9 |  |  |  |  | -0.2152 | -48.1826 |  |  |  |  | 0 | 0
8189 | CUECPL2A | 1 | South | YES | -0.00079 | 12 | 0 | 12 | 0 | 1.02 | Cogen | -1 | 0.2152 | 0 | 0 |  |  |  |  | -0.2152 | 0 |  |  |  |  | 0 | 0
5503 | RAYBURNGEN3 | 1 | South | YES | -0.000893 | 17.6 | 6 | 22 | 0 | 1.0224 | GST | -1 | 0.2153 | 22 | 22 |  |  |  |  | -0.2153 | -4.7367 |  |  |  |  | 0 | 0
5505 | RAYBURNGEN1 | 1 | South | YES | -0.000893 | 0 | 1 | 11 |  | 1.0223 | GGT | -1 | 0.2153 | 11 | 11 |  |  |  |  | -0.2153 | -2.3683 |  |  |  |  | 0 | 0
5506 | RAYBURNGEN2 | 1 | South | YES | -0.000893 | 0 | 1 | 11 |  | 1.0223 | GGT | -1 | 0.2153 | 11 | 11 |  |  |  |  | -0.2153 | -2.3683 |  |  |  |  | 0 | 0
5512 | RAYBURNCC8 | 1 | South | YES | -0.001044 | 49.3 | 18.2 | 49.3 | 0 | 1.0296 | CC | -1 | 0.21545 | 49.3 | 49.3 |  |  |  |  | -0.21545 | -10.6219 |  |  |  |  | 0 | 0
5508 | RAYBURNCC9 | 1 | South | YES | -0.001044 | 47.7 | 18.2 | 47.7 | 0 | 1.0296 | CC | -1 | 0.21545 | 47.7 | 47.7 |  |  |  |  | -0.21545 | -10.2772 |  |  |  |  | 0 | 0
5511 | RAYBURNCC7 | 1 | South | YES | -0.001044 | 47.5 | 18.2 | 47.5 | 0 | 1.0296 | CC | -1 | 0.21545 | 47.5 | 47.5 |  |  |  |  | -0.21545 | -10.2341 |  |  |  |  | 0 | 0
5509 | RAYBURNCC10 | 1 | South | YES | -0.001044 | 37.3 | 5.2 | 37.3 | 0 | 1.0296 | CC | -1 | 0.21545 | 37.3 | 37.3 |  |  |  |  | -0.21545 | -8.0364 |  |  |  |  | 0 | 0
8174 | VICEC61A | 6 | South | YES | -0.001074 | 188 | 42 | 188 | 0 | 1.025 | CC | -1 | 0.21548 | 188 | 188 |  |  |  |  | -0.21548 | -40.511 |  |  |  |  | 0 | 0
8173 | VICEC51A | 5 | South | YES | -0.001074 | 144 | 18 | 144 | 0 | 1.025 | CC | -1 | 0.21548 | 144 | 144 |  |  |  |  | -0.21548 | -31.0297 |  |  |  |  | 0 | 0
7020 | L_AUSTPL1_1Y | 2 | South | YES | -0.001128 | 0 | 0 | 8 |  | 1 | Hydro | -1 | 0.21554 | 0 | 0 |  |  |  |  | -0.21554 | 0 |  |  |  |  | 0 | 0
7020 | L_AUSTPL1_1Y | 1 | South | YES | -0.001128 | 0 | 0 | 8 |  | 1 | Hydro | -1 | 0.21554 | 0 | 0 |  |  |  |  | -0.21554 | 0 |  |  |  |  | 0 | 0
8066 | DUP1V#1 | 1 | South | YES | -0.001152 | 52.3 | 0 | 73 | 0 | 1.01 | Cogen | -1 | 0.21556 | 0 | 0 |  |  |  |  | -0.21556 | 0 |  |  |  |  | 0 | 0
80224 | VISTRONG1 | 1 | South | YES | -0.001248 | 13.1 | 0 | 15 | 0 | 1.01 | Cogen | -1 | 0.21566 | 0 | 0 |  |  |  |  | -0.21566 | 0 |  |  |  |  | 0 | 0
80225 | VISTRONG2 | 2 | South | YES | -0.001248 | 20.2 | 0 | 23 | 0 | 1.01 | Cogen | -1 | 0.21566 | 0 | 0 |  |  |  |  | -0.21566 | 0 |  |  |  |  | 0 | 0
80227 | AIRCO G | 1 | South | YES | -0.001265 | 7.2 | 0 | 8 | 0 | 1.0104 | Cogen | -1 | 0.21568 | 0 | 0 |  |  |  |  | -0.21568 | 0 |  |  |  |  | 0 | 0
8147 | UCAR #2 | 10 | South | YES | -0.001329 | 18.2 | 0 | 28 |  | 1 | Cogen | -1 | 0.21574 | 0 | 0 |  |  |  |  | -0.21574 | 0 |  |  |  |  | 0 | 0
8148 | UCAR #1 | 2 | South | YES | -0.001329 | 6.1 | 0 | 7 | 0 | 1.009 | Cogen | -1 | 0.21574 | 0 | 0 |  |  |  |  | -0.21574 | 0 |  |  |  |  | 0 | 0
80137 | CSDR89 | 8 | South | YES | -0.001329 | 33.9 | 0 | 39 | 0 | 1.003 | DCTie | -1 | 0.21574 | 0 | 0 |  |  |  |  | -0.21574 | 0 |  |  |  |  | 0 | 0
80137 | CSDR89 | 9 | South | YES | -0.001329 | 15 | 0 | 15 | 0 | 1.003 | DCTie | -1 | 0.21574 | 0 | 0 |  |  |  |  | -0.21574 | 0 |  |  |  |  | 0 | 0
80138 | CSDR7 | 7 | South | YES | -0.001329 | 6.1 | 0 | 7 | 0 | 1.014 | DCTie | -1 | 0.21574 | 0 | 0 |  |  |  |  | -0.21574 | 0 |  |  |  |  | 0 | 0
80139 | CSDR56 | 6 | South | YES | -0.001329 | 0 | 0 | 39 |  | 1.0033 | DCTie | -1 | 0.21574 | 0 | 0 |  |  |  |  | -0.21574 | 0 |  |  |  |  | 0 | 0
80139 | CSDR56 | 5 | South | YES | -0.001329 | 15 | 0 | 15 |  | 1.0033 | DCTie | -1 | 0.21574 | 0 | 0 |  |  |  |  | -0.21574 | 0 |  |  |  |  | 0 | 0
80140 | CSDR11 | 11 | South | YES | -0.001329 | 33.9 | 0 | 39 | 0 | 1.03 | DCTie | -1 | 0.21574 | 0 | 0 |  |  |  |  | -0.21574 | 0 |  |  |  |  | 0 | 0
9020 | SANDHG5A | 5A | South | YES | -0.00136 | 150 | 84 | 155 | 0 | 1.0175 | CC | -1 | 0.21577 | 155 | 155 |  |  |  |  | -0.21577 | -33.4444 |  |  |  |  | 0 | 0
9021 | SANDHG5C | 5C | South | YES | -0.00136 | 140 | 0 | 148 | 0 | 1.0175 | CC | -1 | 0.21577 | 148 | 148 |  |  |  |  | -0.21577 | -31.934 |  |  |  |  | 0 | 0
9016 | SANDH_G1 | 1 | South | YES | -0.00136 | 45 | 2 | 49 | 0 | 1.0175 | GGT | -1 | 0.21577 | 49 | 49 |  |  |  |  | -0.21577 | -10.5727 |  |  |  |  | 0 | 0
9019 | SANDH_G4 | 4 | South | YES | -0.00136 | 0 | 2 | 47 |  | 1.0175 | GGT | -1 | 0.21577 | 47 | 47 |  |  |  |  | -0.21577 | -10.1412 |  |  |  |  | 0 | 0
9017 | SANDH_G2 | 2 | South | YES | -0.00136 | 45 | 2 | 46 | 0 | 1.0175 | GGT | -1 | 0.21577 | 46 | 46 |  |  |  |  | -0.21577 | -9.9254 |  |  |  |  | 0 | 0
9018 | SANDH_G3 | 3 | South | YES | -0.00136 | 45 | 2 | 46 | 0 | 1.0175 | GGT | -1 | 0.21577 | 46 | 46 |  |  |  |  | -0.21577 | -9.9254 |  |  |  |  | 0 | 0
9001 | DECKR_G2 | 2 | South | YES | -0.001362 | 400 | 50 | 426 | 0 | 1.015 | GST | -1 | 0.21577 | 426 | 426 |  |  |  |  | -0.21577 | -91.9189 |  |  |  |  | 0 | 0
9000 | DECKR_G1 | 1 | South | YES | -0.001362 | 280 | 50 | 321 | 0 | 1.015 | GST | -1 | 0.21577 | 321 | 321 |  |  |  |  | -0.21577 | -69.2628 |  |  |  |  | 0 | 0
9005 | DECKR_G6 | 6 | South | YES | -0.001521 | 44 | 24 | 47 | 0 | 1.015 | GGT | -1 | 0.21593 | 47 | 47 |  |  |  |  | -0.21593 | -10.1488 |  |  |  |  | 0 | 0
9003 | DECKR_G4 | 4 | South | YES | -0.001521 | 44 | 24 | 44 | 0 | 1.015 | GGT | -1 | 0.21593 | 44 | 44 |  |  |  |  | -0.21593 | -9.501 |  |  |  |  | 0 | 0
9004 | DECKR_G5 | 5 | South | YES | -0.001521 | 44 | 24 | 44 | 0 | 1.015 | GGT | -1 | 0.21593 | 44 | 44 |  |  |  |  | -0.21593 | -9.501 |  |  |  |  | 0 | 0
9002 | DECKR_G3 | 3 | South | YES | -0.001521 | 0 | 24 | 42 |  | 1.015 | GGT | -1 | 0.21593 | 42 | 42 |  |  |  |  | -0.21593 | -9.0691 |  |  |  |  | 0 | 0
80226 | ALCOA G | 1 | South | YES | -0.00163 | 32.3 | 5 | 48 | 0 | 1.015 | Cogen | -1 | 0.21604 | 0 | 0 |  |  |  |  | -0.21604 | 0 |  |  |  |  | 0 | 0
8134 | FOR #1 | 1 | South | YES | -0.00171 | 54.1 | 45 | 79 | 0 | 1 | Cogen | -1 | 0.21612 | 0 | 0 |  |  |  |  | -0.21612 | 0 |  |  |  |  | 0 | 0
8138 | FOR #2 | 2 | South | YES | -0.00171 | 63.1 | 45 | 81 | 0 | 1 | Cogen | -1 | 0.21612 | 0 | 0 |  |  |  |  | -0.21612 | 0 |  |  |  |  | 0 | 0
8153 | FOR #3 | 3 | South | YES | -0.00171 | 63.1 | 45 | 79.9 | 0 | 1 | Cogen | -1 | 0.21612 | 0 | 0 |  |  |  |  | -0.21612 | 0 |  |  |  |  | 0 | 0
8154 | FOR #4 | 4 | South | YES | -0.00171 | 63.1 | 60 | 80 | 0 | 1 | Cogen | -1 | 0.21612 | 0 | 0 |  |  |  |  | -0.21612 | 0 |  |  |  |  | 0 | 0
8155 | FOR #5 | 5 | South | YES | -0.00171 | 63.1 | 60 | 78.4 | 0 | 1 | Cogen | -1 | 0.21612 | 0 | 0 |  |  |  |  | -0.21612 | 0 |  |  |  |  | 0 | 0
8156 | FOR #6 | 6 | South | YES | -0.00171 | 24.9 | 5 | 25 | 0 | 1 | Cogen | -1 | 0.21612 | 0 | 0 |  |  |  |  | -0.21612 | 0 |  |  |  |  | 0 | 0
8157 | FOR #7 | 7 | South | YES | -0.00171 | 28.8 | 5 | 46 | 0 | 1 | Cogen | -1 | 0.21612 | 0 | 0 |  |  |  |  | -0.21612 | 0 |  |  |  |  | 0 | 0
80051 | FOR #8 | 8 | South | YES | -0.00171 | 28 | 28 | 28 |  | 1 | Cogen | -1 | 0.21612 | 0 | 0 |  |  |  |  | -0.21612 | 0 |  |  |  |  | 0 | 0
80052 | FOR #9 | 9 | South | YES | -0.00171 | 29.7 | 5 | 43.6 | 0 | 1 | Cogen | -1 | 0.21612 | 0 | 0 |  |  |  |  | -0.21612 | 0 |  |  |  |  | 0 | 0
80053 | FOR #10 | 10 | South | YES | -0.00171 | 68.4 | 45 | 75 | 0 | 1 | Cogen | -1 | 0.21612 | 0 | 0 |  |  |  |  | -0.21612 | 0 |  |  |  |  | 0 | 0
7006 | L_SIMGID1_3Y | 3 | South | YES | -0.001937 | 324.9 | 60 | 329 | 0 | 1.02 | GST | -1 | 0.21635 | 329 | 329 |  |  |  |  | -0.21635 | -71.1782 |  |  |  |  | 0 | 0
7005 | L_SIMGID1_2Y | 2 | South | YES | -0.001937 | 133 | 32 | 139 | 0 | 1.02 | GST | -1 | 0.21635 | 139 | 139 |  |  |  |  | -0.21635 | -30.0722 |  |  |  |  | 0 | 0
7004 | L_SIMGID1_1Y | 1 | South | YES | -0.001937 | 132 | 40 | 132 | 0 | 1.02 | GST | -1 | 0.21635 | 132 | 132 |  |  |  |  | -0.21635 | -28.5578 |  |  |  |  | 0 | 0
7809 | L_BASTEN1_3Y | 1 | South | YES | -0.002339 | 232.6 | 42 | 232.6 | 0 | 1.004 | CC | -1 | 0.21675 | 232.6 | 232.6 |  |  |  |  | -0.21675 | -50.4158 |  |  |  |  | 0 | 0
7807 | L_BASTEN1_1Y | 1 | South | YES | -0.002339 | 152.5 | 83.5 | 152.5 | 0 | 1.004 | CC | -1 | 0.21675 | 152.5 | 152.5 |  |  |  |  | -0.21675 | -33.0542 |  |  |  |  | 0 | 0
7808 | L_BASTEN1_2Y | 1 | South | YES | -0.002339 | 149.5 | 83.5 | 149.5 | 0 | 1.004 | CC | -1 | 0.21675 | 149.5 | 149.5 |  |  |  |  | -0.21675 | -32.404 |  |  |  |  | 0 | 0
7303 | L_WPPGS12_1Y | 2 | South | YES | -0.002405 | 50 | 0 | 50 | 0 | 1.025 | GGT | -1 | 0.21682 | 50 | 50 |  |  |  |  | -0.21682 | -10.8408 |  |  |  |  | 0 | 0
7303 | L_WPPGS12_1Y | 1 | South | YES | -0.002405 | 50 | 0 | 50 | 0 | 1.025 | GGT | -1 | 0.21682 | 50 | 50 |  |  |  |  | -0.21682 | -10.8408 |  |  |  |  | 0 | 0
7305 | L_WPPGS34_1Y | 3 | South | YES | -0.002405 | 50 | 0 | 50 | 0 | 1.025 | GGT | -1 | 0.21682 | 50 | 50 |  |  |  |  | -0.21682 | -10.8408 |  |  |  |  | 0 | 0
7305 | L_WPPGS34_1Y | 4 | South | YES | -0.002405 | 50 | 0 | 50 | 0 | 1.025 | GGT | -1 | 0.21682 | 50 | 50 |  |  |  |  | -0.21682 | -10.8408 |  |  |  |  | 0 | 0
7009 | L_LOSTPI1_3Y | 3 | South | YES | -0.002744 | 173.9 | 72 | 175 | 0 | 1 | CC | -1 | 0.21715 | 175 | 175 |  |  |  |  | -0.21715 | -38.002 |  |  |  |  | 0 | 0
7008 | L_LOSTPI1_2Y | 2 | South | YES | -0.002744 | 157.7 | 107 | 160 | 0 | 1 | CC | -1 | 0.21715 | 160 | 160 |  |  |  |  | -0.21715 | -34.7447 |  |  |  |  | 0 | 0
7007 | L_LOSTPI1_1Y | 1 | South | YES | -0.002744 | 158.6 | 110 | 158 | 0 | 1 | CC | -1 | 0.21715 | 158 | 158 |  |  |  |  | -0.21715 | -34.3103 |  |  |  |  | 0 | 0
7012 | L_FPPYD21_3Y | 3 | South | YES | -0.002781 | 427.5 | 200 | 436 | 0 | 1.02 | LIGCO | -1 | 0.21719 | 0 | 436 |  |  |  |  | -0.21719 | 0 |  |  |  |  | 0 | 0
7010 | L_FPPYD11_1Y | 1 | South | YES | -0.002782 | 547.4 | 200 | 606 | 0 | 1.02 | LIGCO | -1 | 0.21719 | 0 | 606 |  |  |  |  | -0.21719 | 0 |  |  |  |  | 0 | 0
7011 | L_FPPYD11_2Y | 2 | South | YES | -0.002782 | 552.2 | 200 | 598 | 0 | 1.02 | LIGCO | -1 | 0.21719 | 0 | 598 |  |  |  |  | -0.21719 | 0 |  |  |  |  | 0 | 0
3432 | SANDOW_4G | 4 | South | YES | -0.004066 | 580 | 225 | 580 |  | 1.029 | LIGCO | -1 | 0.21848 | 0 | 580 |  |  |  |  | -0.21848 | 0 |  |  |  |  | 0 | 0
5911 | STP_GN1___1 | 1 | Houston | YES | -0.004402 | 1333 | 1249 | 1333 | 0 | 1.0406 | Nuc | -1 | 0.21881 | 0 | 0 |  |  |  |  | -0.21881 | 0 |  |  |  |  | 0 | 0
5912 | STP_GN2___2 | 2 | Houston | YES | -0.004402 | 1332 | 1249 | 1332 | 0 | 1.0406 | Nuc | -1 | 0.21881 | 0 | 0 |  |  |  |  | -0.21881 | 0 |  |  |  |  | 0 | 0
48733 | CBE_ST12 | 1 | Houston | YES | -0.00451 | 105 | 0 | 105 | 0 | 1.029 | CC | -1 | 0.21892 | 105 | 105 |  |  |  |  | -0.21892 | -22.9866 |  |  |  |  | 0 | 0
48736 | CBE_ST34 | 1 | Houston | YES | -0.00451 | 105 | 0 | 105 | 0 | 1.029 | CC | -1 | 0.21892 | 105 | 105 |  |  |  |  | -0.21892 | -22.9866 |  |  |  |  | 0 | 0
48731 | CBE_GT1 | 1 | Houston | YES | -0.00451 | 76 | 0 | 76 | 0 | 1.029 | CC | -1 | 0.21892 | 76 | 76 |  |  |  |  | -0.21892 | -16.6379 |  |  |  |  | 0 | 0
48732 | CBE_GT2 | 1 | Houston | YES | -0.00451 | 76 | 0 | 76 | 0 | 1.029 | CC | -1 | 0.21892 | 76 | 76 |  |  |  |  | -0.21892 | -16.6379 |  |  |  |  | 0 | 0
48734 | CBE_GT3 | 1 | Houston | YES | -0.00451 | 76 | 0 | 76 | 0 | 1.029 | CC | -1 | 0.21892 | 76 | 76 |  |  |  |  | -0.21892 | -16.6379 |  |  |  |  | 0 | 0
48735 | CBE_GT4 | 1 | Houston | YES | -0.00451 | 76 | 0 | 76 | 0 | 1.029 | CC | -1 | 0.21892 | 76 | 76 |  |  |  |  | -0.21892 | -16.6379 |  |  |  |  | 0 | 0
48911 | TGF_GT1_8000 | 1 | Houston | YES | -0.004622 | 69.2 | 0 | 69.2 |  | 1.029 | Cogen | -1 | 0.21903 | 0 | 0 |  |  |  |  | -0.21903 | 0 |  |  |  |  | 0 | 0
13432 | SANDOW_5G | 5 | South | YES | -0.00518 | 581 | 225 | 581 |  | 1.029 | LIGCO | -1 | 0.21959 | 0 | 581 |  |  |  |  | -0.21959 | 0 |  |  |  |  | 0 | 0
49851 | DOW17000 | 37 | Houston | YES | -0.005303 | 39 | 0 | 62 | 0 | 1 | Cogen | -1 | 0.21971 | 0 | 0 |  |  |  |  | -0.21971 | 0 |  |  |  |  | 0 | 0
49858 | DOW38100 | 31 | Houston | YES | -0.005303 | 45 | 0 | 71.4 |  | 1 | Cogen | -1 | 0.21971 | 0 | 0 |  |  |  |  | -0.21971 | 0 |  |  |  |  | 0 | 0
49859 | DOW38200 | 33 | Houston | YES | -0.005303 | 28 | 0 | 45 | 0 | 1 | Cogen | -1 | 0.21971 | 0 | 0 |  |  |  |  | -0.21971 | 0 |  |  |  |  | 0 | 0
49860 | DOW38300 | 32 | Houston | YES | -0.005303 | 63 | 0 | 101 |  | 1 | Cogen | -1 | 0.21971 | 0 | 0 |  |  |  |  | -0.21971 | 0 |  |  |  |  | 0 | 0
49862 | DOW39100 | 36 | Houston | YES | -0.005303 | 54 | 0 | 86 | 0 | 1 | Cogen | -1 | 0.21971 | 0 | 0 |  |  |  |  | -0.21971 | 0 |  |  |  |  | 0 | 0
49863 | DOW39200 | 35 | Houston | YES | -0.005303 | 55 | 0 | 88 | 0 | 1 | Cogen | -1 | 0.21971 | 0 | 0 |  |  |  |  | -0.21971 | 0 |  |  |  |  | 0 | 0
49865 | DOW41000 | 41 | Houston | YES | -0.005303 | 31 | 0 | 50 |  | 1 | Cogen | -1 | 0.21971 | 0 | 0 |  |  |  |  | -0.21971 | 0 |  |  |  |  | 0 | 0
49866 | DOW42000 | 42 | Houston | YES | -0.005303 | 11 | 0 | 18 |  | 1 | Cogen | -1 | 0.21971 | 0 | 0 |  |  |  |  | -0.21971 | 0 |  |  |  |  | 0 | 0
49869 | DOW49000 | 45 | Houston | YES | -0.005303 | 59 | 0 | 94 |  | 1 | Cogen | -1 | 0.21971 | 0 | 0 |  |  |  |  | -0.21971 | 0 |  |  |  |  | 0 | 0
49870 | DOW61000 | 61 | Houston | YES | -0.005303 | 44 | 0 | 70 | 0 | 1 | Cogen | -1 | 0.21971 | 0 | 0 |  |  |  |  | -0.21971 | 0 |  |  |  |  | 0 | 0
49871 | DOW62000 | 62 | Houston | YES | -0.005303 | 40 | 0 | 63 | 0 | 1 | Cogen | -1 | 0.21971 | 0 | 0 |  |  |  |  | -0.21971 | 0 |  |  |  |  | 0 | 0
49872 | DOW63000 | 63 | Houston | YES | -0.005303 | 45 | 0 | 72 | 0 | 1 | Cogen | -1 | 0.21971 | 0 | 0 |  |  |  |  | -0.21971 | 0 |  |  |  |  | 0 | 0
49873 | DOW64000 | 64 | Houston | YES | -0.005303 | 41 | 0 | 64.8 | 0 | 1 | Cogen | -1 | 0.21971 | 0 | 0 |  |  |  |  | -0.21971 | 0 |  |  |  |  | 0 | 0
49876 | DOW65000 | 65 | Houston | YES | -0.005303 | 63 | 0 | 101 | 0 | 1 | Cogen | -1 | 0.21971 | 0 | 0 |  |  |  |  | -0.21971 | 0 |  |  |  |  | 0 | 0
49877 | DOW66000 | 66 | Houston | YES | -0.005303 | 61 | 0 | 97 | 0 | 1 | Cogen | -1 | 0.21971 | 0 | 0 |  |  |  |  | -0.21971 | 0 |  |  |  |  | 0 | 0
49878 | DOW67000 | 67 | Houston | YES | -0.005303 | 65 | 0 | 103 | 0 | 1 | Cogen | -1 | 0.21971 | 0 | 0 |  |  |  |  | -0.21971 | 0 |  |  |  |  | 0 | 0
49882 | DOW81000 | 81 | Houston | YES | -0.005303 | 47 | 0 | 76 | 0 | 1 | Cogen | -1 | 0.21971 | 0 | 0 |  |  |  |  | -0.21971 | 0 |  |  |  |  | 0 | 0
49884 | DOW82000 | 82 | Houston | YES | -0.005303 | 51 | 0 | 80 | 0 | 1 | Cogen | -1 | 0.21971 | 0 | 0 |  |  |  |  | -0.21971 | 0 |  |  |  |  | 0 | 0
49885 | DOW83000 | 83 | Houston | YES | -0.005303 | 51 | 0 | 80 | 0 | 1 | Cogen | -1 | 0.21971 | 0 | 0 |  |  |  |  | -0.21971 | 0 |  |  |  |  | 0 | 0
49886 | DOW84000 | 84 | Houston | YES | -0.005303 | 107 | 0 | 171 | 0 | 0.98 | Cogen | -1 | 0.21971 | 0 | 0 |  |  |  |  | -0.21971 | 0 |  |  |  |  | 0 | 0
48520 | BSF_GT1_8070 | 1 | Houston | YES | -0.005467 | 72 | 0 | 72 | 0 | 1.0326 | Cogen | -1 | 0.21988 | 0 | 0 |  |  |  |  | -0.21988 | 0 |  |  |  |  | 0 | 0
48520 | BSF_GT1_8070 | 2 | Houston | YES | -0.005467 | 10 | 0 | 10 | 0 | 1.0326 | Cogen | -1 | 0.21988 | 0 | 0 |  |  |  |  | -0.21988 | 0 |  |  |  |  | 0 | 0
39760 | TNSCLP1___8 | 1 | Houston | YES | -0.005605 | 93.4 | 20 | 116.8 | 0 | 1.04 | Cogen | -1 | 0.22002 | 0 | 0 |  |  |  |  | -0.22002 | 0 |  |  |  |  | 0 | 0
39770 | TNSCLP2___8 | 1 | Houston | YES | -0.005605 | 91.6 | 20 | 114.5 | 0 | 1.04 | Cogen | -1 | 0.22002 | 0 | 0 |  |  |  |  | -0.22002 | 0 |  |  |  |  | 0 | 0
39775 | TNSCLP4___8 | 1 | Houston | YES | -0.005605 | 95.2 | 20 | 119 | 0 | 1.04 | Cogen | -1 | 0.22002 | 0 | 0 |  |  |  |  | -0.22002 | 0 |  |  |  |  | 0 | 0
39790 | TNSCLP3___8 | 1 | Houston | YES | -0.005605 | 87.6 | 20 | 109.5 | 0 | 1.027 | Cogen | -1 | 0.22002 | 0 | 0 |  |  |  |  | -0.22002 | 0 |  |  |  |  | 0 | 0
48730 | MNS_GT | 1 | Houston | YES | -0.006059 | 43 | 0 | 46.1 |  | 1.029 | Cogen | -1 | 0.22047 | 0 | 0 |  |  |  |  | -0.22047 | 0 |  |  |  |  | 0 | 0
48926 | WAP_GN6_6 | 6 | Houston | YES | -0.00609 | 651 | 280 | 651 |  | 1.035 | LIGCO | -1 | 0.2205 | 0 | 651 |  |  |  |  | -0.2205 | 0 |  |  |  |  | 0 | 0
48927 | WAP_GN7_7 | 7 | Houston | YES | -0.00609 | 564 | 277 | 564 |  | 1.035 | LIGCO | -1 | 0.2205 | 0 | 564 |  |  |  |  | -0.2205 | 0 |  |  |  |  | 0 | 0
48928 | WAP_GN8_8 | 8 | Houston | YES | -0.00609 | 603 | 275 | 603 |  | 1.035 | LIGCO | -1 | 0.2205 | 0 | 603 |  |  |  |  | -0.2205 | 0 |  |  |  |  | 0 | 0
48523 | BVE_ST1_GN1 | 3 | Houston | YES | -0.006093 | 252.4 | 0 | 252.4 |  | 1.035 | CC | -1 | 0.2205 | 252.4 | 252.4 |  |  |  |  | -0.2205 | -55.655 |  |  |  |  | 0 | 0
48521 | BVE_GT1_GT1 | 1 | Houston | YES | -0.006093 | 167.7 | 0 | 167.7 |  | 1.035 | CC | -1 | 0.2205 | 167.7 | 167.7 |  |  |  |  | -0.2205 | -36.9784 |  |  |  |  | 0 | 0
48522 | BVE_GT2_5035 | 2 | Houston | YES | -0.006093 | 166.4 | 0 | 166.4 |  | 1.035 | CC | -1 | 0.2205 | 166.4 | 166.4 |  |  |  |  | -0.2205 | -36.6917 |  |  |  |  | 0 | 0
48510 | AK_GT1__8040 | 1 | Houston | YES | -0.006127 | 33.4 | 8.1 | 34 |  | 1.029 | Cogen | -1 | 0.22054 | 0 | 0 |  |  |  |  | -0.22054 | 0 |  |  |  |  | 0 | 0
48924 | WAP_GN4_4 | 4 | Houston | YES | -0.006178 | 546 | 217 | 546 | 0 | 1.0362 | GSC | -1 | 0.22059 | 546 | 546 |  |  |  |  | -0.22059 | -120.4411 |  |  |  |  | 0 | 0
48923 | WAP_GN3_3 | 3 | Houston | YES | -0.006178 | 198.4 | 93 | 248 | 0 | 1.0362 | GST | -1 | 0.22059 | 248 | 248 |  |  |  |  | -0.22059 | -54.7059 |  |  |  |  | 0 | 0
48921 | WAP_GN1_1 | 1 | Houston | YES | -0.006178 | 132.8 | 37 | 166 | 0 | 1.0362 | GST | -1 | 0.22059 | 166 | 166 |  |  |  |  | -0.22059 | -36.6176 |  |  |  |  | 0 | 0
48922 | WAP_GN2_2 | 2 | Houston | YES | -0.006178 | 132.8 | 37 | 166 | 0 | 1.0362 | GST | -1 | 0.22059 | 166 | 166 |  |  |  |  | -0.22059 | -36.6176 |  |  |  |  | 0 | 0
48929 | WAPGT21_GT1 | B1 | Houston | YES | -0.006178 | 0 | 0 | 13 |  | 1.05 | GGT | -1 | 0.22059 | 13 | 13 |  |  |  |  | -0.22059 | -2.8676 |  |  |  |  | 0 | 0
48925 | WAP_GN5_5 | 5 | Houston | YES | -0.006178 | 620.4 | 278 | 654 | 0 | 0.985 | LIGCO | -1 | 0.22059 | 0 | 654 |  |  |  |  | -0.22059 | 0 |  |  |  |  | 0 | 0
38580 | TNBP_CGN1_8 | 1 | Houston | YES | -0.006429 | 70.8 | 0 | 70.8 | 0 | 1.005 | Cogen | -1 | 0.22084 | 0 | 0 |  |  |  |  | -0.22084 | 0 |  |  |  |  | 0 | 0
38590 | TNBP_CGN2_8 | 2 | Houston | YES | -0.006429 | 66.7 | 0 | 66.7 | 0 | 1.005 | Cogen | -1 | 0.22084 | 0 | 0 |  |  |  |  | -0.22084 | 0 |  |  |  |  | 0 | 0
38600 | TNBP_CGN3_8 | 5 | Houston | YES | -0.006429 | 53 | 0 | 53 | 0 | 1.005 | Cogen | -1 | 0.22084 | 0 | 0 |  |  |  |  | -0.22084 | 0 |  |  |  |  | 0 | 0
38611 | TNBPAMCG1_8 | 1 | Houston | YES | -0.006429 | 153.2 | 0 | 153.2 | 0 | 1.005 | Cogen | -1 | 0.22084 | 0 | 0 |  |  |  |  | -0.22084 | 0 |  |  |  |  | 0 | 0
38612 | TNBPAMCG2_8 | 2 | Houston | YES | -0.006429 | 153.5 | 0 | 153.5 | 0 | 1.005 | Cogen | -1 | 0.22084 | 0 | 0 |  |  |  |  | -0.22084 | 0 |  |  |  |  | 0 | 0
38613 | TNBPAMCG3_8 | 3 | Houston | YES | -0.006429 | 152.3 | 0 | 152.3 | 0 | 1.005 | Cogen | -1 | 0.22084 | 0 | 0 |  |  |  |  | -0.22084 | 0 |  |  |  |  | 0 | 0
38614 | TNBPAMCG4_8 | 4 | Houston | YES | -0.006429 | 96 | 0 | 96 |  | 1.005 | Cogen | -1 | 0.22084 | 0 | 0 |  |  |  |  | -0.22084 | 0 |  |  |  |  | 0 | 0
38615 | TNBPAMCG5_8 | 1 | Houston | YES | -0.006429 | 244 | 0 | 244 | 0 | 1.005 | Cogen | -1 | 0.22084 | 0 | 0 |  |  |  |  | -0.22084 | 0 |  |  |  |  | 0 | 0
38690 | TNBP_CGN4_8 | 3 | Houston | YES | -0.006429 | 40 | 0 | 40 |  | 1.005 | Cogen | -1 | 0.22084 | 0 | 0 |  |  |  |  | -0.22084 | 0 |  |  |  |  | 0 | 0
38711 | TNTXCTY1CG8 | 1 | Houston | YES | -0.006429 | 100.3 | 59 | 100.3 | 0 | 1 | Cogen | -1 | 0.22084 | 0 | 0 |  |  |  |  | -0.22084 | 0 |  |  |  |  | 0 | 0
38712 | TNTXCTY2CG8 | 1 | Houston | YES | -0.006429 | 92.9 | 59 | 92.9 | 0 | 1 | Cogen | -1 | 0.22084 | 0 | 0 |  |  |  |  | -0.22084 | 0 |  |  |  |  | 0 | 0
38713 | TNTXCTY3CG8 | 1 | Houston | YES | -0.006429 | 102.7 | 59 | 102.7 | 0 | 1 | Cogen | -1 | 0.22084 | 0 | 0 |  |  |  |  | -0.22084 | 0 |  |  |  |  | 0 | 0
38714 | TNTXCTY4CG8 | 1 | Houston | YES | -0.006429 | 103 | 59 | 103 | 0 | 1 | Cogen | -1 | 0.22084 | 0 | 0 |  |  |  |  | -0.22084 | 0 |  |  |  |  | 0 | 0
39470 | TNDOWCGNSG8 | 1 | Houston | YES | -0.006429 | 32 | 10 | 32 | 0 | 0.985 | Cogen | -1 | 0.22084 | 0 | 0 |  |  |  |  | -0.22084 | 0 |  |  |  |  | 0 | 0
39480 | TNDOWCGNGG8 | 1 | Houston | YES | -0.006429 | 30 | 10 | 30 | 0 | 0.985 | Cogen | -1 | 0.22084 | 0 | 0 |  |  |  |  | -0.22084 | 0 |  |  |  |  | 0 | 0
48772 | PHR_GN2_2 | MB | Houston | YES | -0.006549 | 0 | 72 | 459 |  | 1.0362 | GSC | -1 | 0.22096 | 0 | 0 |  |  |  |  | -0.22096 | 0 |  |  |  |  | 0 | 0
48561 | CTL_GT2_8130 | 1 | Houston | YES | -0.006635 | 73.5 | 30.3 | 91.9 |  | 1.0362 | Cogen | -1 | 0.22105 | 0 | 0 |  |  |  |  | -0.22105 | 0 |  |  |  |  | 0 | 0
48562 | CTL_GT3_8135 | 2 | Houston | YES | -0.006635 | 70.1 | 30.3 | 87.6 |  | 1.0362 | Cogen | -1 | 0.22105 | 0 | 0 |  |  |  |  | -0.22105 | 0 |  |  |  |  | 0 | 0
48563 | CTL_GT4_8140 | 3 | Houston | YES | -0.006635 | 69.6 | 30.3 | 87 |  | 1.0362 | Cogen | -1 | 0.22105 | 0 | 0 |  |  |  |  | -0.22105 | 0 |  |  |  |  | 0 | 0
48564 | CTL_GN1_8145 | 4 | Houston | YES | -0.006635 | 43.6 | 12.9 | 54.5 |  | 1.0362 | Cogen | -1 | 0.22105 | 0 | 0 |  |  |  |  | -0.22105 | 0 |  |  |  |  | 0 | 0
48565 | CTL_GN2_8155 | 5 | Houston | YES | -0.006635 | 9.8 | 3.4 | 12.2 |  | 1.0362 | Cogen | -1 | 0.22105 | 0 | 0 |  |  |  |  | -0.22105 | 0 |  |  |  |  | 0 | 0
48531 | BYU_GT1_8075 | 1 | Houston | YES | -0.006667 | 65 | 0 | 65 |  | 1.0362 | Cogen | -1 | 0.22108 | 0 | 0 |  |  |  |  | -0.22108 | 0 |  |  |  |  | 0 | 0
48532 | BYU_GT2_8055 | 2 | Houston | YES | -0.006667 | 62 | 0 | 62 |  | 1.0362 | Cogen | -1 | 0.22108 | 0 | 0 |  |  |  |  | -0.22108 | 0 |  |  |  |  | 0 | 0
48533 | BYU_GT3_8060 | 3 | Houston | YES | -0.006667 | 67 | 0 | 67 |  | 1.0362 | Cogen | -1 | 0.22108 | 0 | 0 |  |  |  |  | -0.22108 | 0 |  |  |  |  | 0 | 0
48534 | BYU_GT4_8065 | 4 | Houston | YES | -0.006667 | 65 | 0 | 65 |  | 1.0362 | Cogen | -1 | 0.22108 | 0 | 0 |  |  |  |  | -0.22108 | 0 |  |  |  |  | 0 | 0
48693 | GBY_83841065 | E | Houston | YES | -0.006716 | 45.6 | 20 | 57 | 0 | 1.0362 | GGT | -1 | 0.22113 | 57 | 57 |  |  |  |  | -0.22113 | -12.6042 |  |  |  |  | 0 | 0
48692 | GBY_81821075 | D | Houston | YES | -0.006716 | 44 | 20 | 55 | 0 | 1.0362 | GGT | -1 | 0.22113 | 55 | 55 |  |  |  |  | -0.22113 | -12.1619 |  |  |  |  | 0 | 0
48693 | GBY_83841065 | F | Houston | YES | -0.006716 | 43.2 | 20 | 54 | 0 | 1.0362 | GGT | -1 | 0.22113 | 54 | 54 |  |  |  |  | -0.22113 | -11.9408 |  |  |  |  | 0 | 0
48691 | GBY_73741085 | A | Houston | YES | -0.006716 | 37.6 | 20 | 47 | 0 | 1.0362 | GGT | -1 | 0.22113 | 47 | 47 |  |  |  |  | -0.22113 | -10.3929 |  |  |  |  | 0 | 0
48691 | GBY_73741085 | B | Houston | YES | -0.006716 | 37.6 | 20 | 47 | 0 | 1.0362 | GGT | -1 | 0.22113 | 47 | 47 |  |  |  |  | -0.22113 | -10.3929 |  |  |  |  | 0 | 0
48692 | GBY_81821075 | C | Houston | YES | -0.006716 | 37.6 | 20 | 47 | 0 | 1.0362 | GGT | -1 | 0.22113 | 47 | 47 |  |  |  |  | -0.22113 | -10.3929 |  |  |  |  | 0 | 0
48841 | SJS_GT1_GT1 | 1 | Houston | YES | -0.006727 | 62.4 | 49 | 78 | 0 | 1.0362 | Cogen | -1 | 0.22114 | 0 | 0 |  |  |  |  | -0.22114 | 0 |  |  |  |  | 0 | 0
48842 | SJS_GT2_GT2 | 2 | Houston | YES | -0.006727 | 64.8 | 49 | 81 | 0 | 1.0362 | Cogen | -1 | 0.22114 | 0 | 0 |  |  |  |  | -0.22114 | 0 |  |  |  |  | 0 | 0
48645 | DPEC_ST55065 | 5 | Houston | YES | -0.00674 | 282 | 0 | 282 | 0 | 1.0319 | CC | -1 | 0.22115 | 282 | 282 |  |  |  |  | -0.22115 | -62.3643 |  |  |  |  | 0 | 0
48641 | DPEC_GT15040 | 1 | Houston | YES | -0.00674 | 163.2 | 98 | 163.2 | 0 | 1.0319 | CC | -1 | 0.22115 | 163.2 | 163.2 |  |  |  |  | -0.22115 | -36.0917 |  |  |  |  | 0 | 0
48643 | DPEC_GT35010 | 3 | Houston | YES | -0.00674 | 157.5 | 98 | 157.5 | 0 | 1.0319 | CC | -1 | 0.22115 | 157.5 | 157.5 |  |  |  |  | -0.22115 | -34.8311 |  |  |  |  | 0 | 0
48642 | DPEC_GT25025 | 2 | Houston | YES | -0.00674 | 157.1 | 98 | 157.1 | 0 | 1.0319 | CC | -1 | 0.22115 | 157.1 | 157.1 |  |  |  |  | -0.22115 | -34.7427 |  |  |  |  | 0 | 0
48644 | DPEC_GT45070 | 4 | Houston | YES | -0.00674 | 157 | 98 | 157 | 0 | 1.0319 | CC | -1 | 0.22115 | 157 | 157 |  |  |  |  | -0.22115 | -34.7206 |  |  |  |  | 0 | 0
48761 | PR_GT1__9040 | 1 | Houston | YES | -0.006759 | 26 | 0 | 35 |  | 1 | Cogen | -1 | 0.22117 | 0 | 0 |  |  |  |  | -0.22117 | 0 |  |  |  |  | 0 | 0
48855 | SRB_GT211035 | B1 | Houston | YES | -0.006773 | 0 | 0 | 18 |  | 1.014 | GGT | -1 | 0.22118 | 18 | 18 |  |  |  |  | -0.22118 | -3.9813 |  |  |  |  | 0 | 0
48855 | SRB_GT211035 | B2 | Houston | YES | -0.006773 | 0 | 0 | 12 |  | 1.014 | GGT | -1 | 0.22118 | 12 | 12 |  |  |  |  | -0.22118 | -2.6542 |  |  |  |  | 0 | 0
48852 | SRB_GN2_2 | 2 | Houston | YES | -0.006774 | 140.8 | 26 | 176 | 0 | 1.0217 | GST | -1 | 0.22118 | 176 | 176 |  |  |  |  | -0.22118 | -38.9284 |  |  |  |  | 0 | 0
48851 | SRB_GN1_1 | 1 | Houston | YES | -0.006775 | 132 | 26 | 165 | 0 | 1.0217 | GST | -1 | 0.22119 | 165 | 165 |  |  |  |  | -0.22119 | -36.4955 |  |  |  |  | 0 | 0
48551 | CAL_GT1_8045 | 1 | Houston | YES | -0.006776 | 149 | 0 | 149 | 0 | 1.0326 | Cogen | -1 | 0.22119 | 0 | 0 |  |  |  |  | -0.22119 | 0 |  |  |  |  | 0 | 0
48552 | CAL_ST1_8000 | 2 | Houston | YES | -0.006776 | 65.1 | 0 | 65.1 | 0 | 1.0326 | Cogen | -1 | 0.22119 | 0 | 0 |  |  |  |  | -0.22119 | 0 |  |  |  |  | 0 | 0
48853 | SRB_GN3_3 | 3 | Houston | YES | -0.006779 | 170.4 | 35 | 213 |  | 1.0326 | GST | -1 | 0.22119 | 213 | 213 |  |  |  |  | -0.22119 | -47.1133 |  |  |  |  | 0 | 0
48845 | SOL_GT1 | 1 | Houston | YES | -0.006779 | 16.2 | 15.4 | 16.2 |  | 1.0326 | Solar | -1 | 0.22119 | 16.2 | 16.2 |  |  |  |  | -0.22119 | -3.5833 |  |  |  |  | 0 | 0
48854 | SRB_GN4_4 | 4 | Houston | YES | -0.00678 | 182.4 | 35 | 228 | 0 | 1.0326 | GST | -1 | 0.22119 | 228 | 228 |  |  |  |  | -0.22119 | -50.4313 |  |  |  |  | 0 | 0
48611 | DIB_GT1_8080 | 1 | Houston | YES | -0.00678 | 64 | 0 | 64 | 0 | 1.0326 | Cogen | -1 | 0.22119 | 0 | 0 |  |  |  |  | -0.22119 | 0 |  |  |  |  | 0 | 0
48612 | DIB_GT2_8075 | 2 | Houston | YES | -0.00678 | 63.2 | 0 | 63.2 | 0 | 1.0326 | Cogen | -1 | 0.22119 | 0 | 0 |  |  |  |  | -0.22119 | 0 |  |  |  |  | 0 | 0
48613 | DIB_ST1_8085 | 3 | Houston | YES | -0.00678 | 67.9 | 30 | 82.6 | 0 | 1.0326 | Cogen | -1 | 0.22119 | 0 | 0 |  |  |  |  | -0.22119 | 0 |  |  |  |  | 0 | 0
48614 | DIB_GT3_8090 | 4 | Houston | YES | -0.00678 | 73.6 | 15 | 73.6 | 0 | 1.0326 | Cogen | -1 | 0.22119 | 0 | 0 |  |  |  |  | -0.22119 | 0 |  |  |  |  | 0 | 0
48740 | PSG_GN2_8050 | 1 | Houston | YES | -0.006781 | 182 | 60 | 182 | 0 | 1.0326 | Cogen | -1 | 0.22119 | 0 | 0 |  |  |  |  | -0.22119 | 0 |  |  |  |  | 0 | 0
48741 | PSG_GT2_8040 | 1 | Houston | YES | -0.006781 | 158.6 | 50 | 158.6 | 0 | 1.0326 | Cogen | -1 | 0.22119 | 0 | 0 |  |  |  |  | -0.22119 | 0 |  |  |  |  | 0 | 0
48742 | PSG_GT3_8060 | 1 | Houston | YES | -0.006781 | 157 | 50 | 157 | 0 | 1.0326 | Cogen | -1 | 0.22119 | 0 | 0 |  |  |  |  | -0.22119 | 0 |  |  |  |  | 0 | 0
48820 | SHELLG1_3015 | 1 | Houston | YES | -0.006801 | 71 | 34.5 | 71 |  | 1.029 | Cogen | -1 | 0.22121 | 0 | 0 |  |  |  |  | -0.22121 | 0 |  |  |  |  | 0 | 0
48821 | SHELLG2 | 2 | Houston | YES | -0.006801 | 72 | 34.5 | 72 |  | 1.029 | Cogen | -1 | 0.22121 | 0 | 0 |  |  |  |  | -0.22121 | 0 |  |  |  |  | 0 | 0
48822 | SHELLG3_3020 | 2 | Houston | YES | -0.006801 | 30 | 0 | 30 |  | 1.029 | Cogen | -1 | 0.22121 | 0 | 0 |  |  |  |  | -0.22121 | 0 |  |  |  |  | 0 | 0
48822 | SHELLG3_3020 | 1 | Houston | YES | -0.006801 | 39 | 0 | 39 |  | 1.029 | Cogen | -1 | 0.22121 | 0 | 0 |  |  |  |  | -0.22121 | 0 |  |  |  |  | 0 | 0
48500 | APD_GT1_8005 | 1 | Houston | YES | -0.006834 | 137.6 | 54.6 | 137.6 | 0 | 1.0362 | Cogen | -1 | 0.22124 | 0 | 0 |  |  |  |  | -0.22124 | 0 |  |  |  |  | 0 | 0
48511 | LPE_GT1_8070 | 1 | Houston | YES | -0.006837 | 42 | 0 | 42 | 0 | 1.0362 | GGT | -1 | 0.22125 | 42 | 42 |  |  |  |  | -0.22125 | -9.2924 |  |  |  |  | 0 | 0
48512 | LPE_GT2_8075 | 2 | Houston | YES | -0.006837 | 42 | 0 | 42 | 0 | 1.0362 | GGT | -1 | 0.22125 | 42 | 42 |  |  |  |  | -0.22125 | -9.2924 |  |  |  |  | 0 | 0
48513 | LPE_GT3_8080 | 3 | Houston | YES | -0.006837 | 39 | 0 | 39 | 0 | 1.0362 | GGT | -1 | 0.22125 | 39 | 39 |  |  |  |  | -0.22125 | -8.6286 |  |  |  |  | 0 | 0
48514 | LPE_GT4_8085 | 4 | Houston | YES | -0.006837 | 39 | 0 | 39 | 0 | 1.0362 | GGT | -1 | 0.22125 | 39 | 39 |  |  |  |  | -0.22125 | -8.6286 |  |  |  |  | 0 | 0
48593 | CHE_GT1_8015 | 1 | Houston | YES | -0.006845 | 173 | 50 | 173 | 0 | 1.0362 | Cogen | -1 | 0.22126 | 0 | 0 |  |  |  |  | -0.22126 | 0 |  |  |  |  | 0 | 0
48594 | CHE_GN4_8025 | 4 | Houston | YES | -0.006845 | 142 | 60 | 142 | 0 | 1.0362 | Cogen | -1 | 0.22126 | 0 | 0 |  |  |  |  | -0.22126 | 0 |  |  |  |  | 0 | 0
48874 | THW_ST4_ST_4 | 4 | Houston | YES | -0.006893 | 108 | 19 | 108 | 0 | 1.0435 | CC | -1 | 0.2213 | 108 | 108 |  |  |  |  | -0.2213 | -23.9007 |  |  |  |  | 0 | 0
48873 | THW_ST3_ST_3 | 3 | Houston | YES | -0.006893 | 107 | 19 | 107 | 0 | 1.0435 | CC | -1 | 0.2213 | 107 | 107 |  |  |  |  | -0.2213 | -23.6794 |  |  |  |  | 0 | 0
48881 | THW_4344 | G | Houston | YES | -0.006893 | 58 | 5 | 58 | 0 | 1.0435 | CC | -1 | 0.2213 | 58 | 58 |  |  |  |  | -0.2213 | -12.8356 |  |  |  |  | 0 | 0
48881 | THW_4344 | H | Houston | YES | -0.006893 | 58 | 5 | 58 | 0 | 1.0435 | CC | -1 | 0.2213 | 58 | 58 |  |  |  |  | -0.2213 | -12.8356 |  |  |  |  | 0 | 0
48877 | THW_3334 | D | Houston | YES | -0.006893 | 57 | 5 | 57 | 0 | 1.0435 | CC | -1 | 0.2213 | 57 | 57 |  |  |  |  | -0.2213 | -12.6143 |  |  |  |  | 0 | 0
48879 | THW_4142 | E | Houston | YES | -0.006893 | 56 | 5 | 56 | 0 | 1.0435 | CC | -1 | 0.2213 | 56 | 56 |  |  |  |  | -0.2213 | -12.393 |  |  |  |  | 0 | 0
48875 | THW_3132 | A | Houston | YES | -0.006893 | 55 | 5 | 55 | 0 | 1.0435 | CC | -1 | 0.2213 | 55 | 55 |  |  |  |  | -0.2213 | -12.1717 |  |  |  |  | 0 | 0
48877 | THW_3334 | C | Houston | YES | -0.006893 | 55 | 5 | 55 | 0 | 1.0435 | CC | -1 | 0.2213 | 55 | 55 |  |  |  |  | -0.2213 | -12.1717 |  |  |  |  | 0 | 0
48879 | THW_4142 | F | Houston | YES | -0.006893 | 55 | 5 | 55 | 0 | 1.0435 | CC | -1 | 0.2213 | 55 | 55 |  |  |  |  | -0.2213 | -12.1717 |  |  |  |  | 0 | 0
48875 | THW_3132 | B | Houston | YES | -0.006893 | 53 | 5 | 53 | 0 | 1.0435 | CC | -1 | 0.2213 | 53 | 53 |  |  |  |  | -0.2213 | -11.7291 |  |  |  |  | 0 | 0
48582 | CBY_GN2_2 | 2 | Houston | YES | -0.006918 | 596.8 | 110 | 746 | 0 | 1.0435 | GSC | -1 | 0.22133 | 746 | 746 |  |  |  |  | -0.22133 | -165.1108 |  |  |  |  | 0 | 0
49803 | EXN_15GT | 1 | Houston | YES | -0.006941 | 33 | 8.3 | 34 |  | 1.0326 | Cogen | -1 | 0.22135 | 0 | 0 |  |  |  |  | -0.22135 | 0 |  |  |  |  | 0 | 0
49804 | EXN_16GT | 2 | Houston | YES | -0.006941 | 32 | 8.3 | 34.7 |  | 1.0326 | Cogen | -1 | 0.22135 | 0 | 0 |  |  |  |  | -0.22135 | 0 |  |  |  |  | 0 | 0
49805 | EXN_17GT | 3 | Houston | YES | -0.006941 | 31 | 8.3 | 32.7 |  | 1.0326 | Cogen | -1 | 0.22135 | 0 | 0 |  |  |  |  | -0.22135 | 0 |  |  |  |  | 0 | 0
49826 | EXN938GT | 5 | Houston | YES | -0.006941 | 43 | 9.2 | 45.9 |  | 1.0326 | Cogen | -1 | 0.22135 | 0 | 0 |  |  |  |  | -0.22135 | 0 |  |  |  |  | 0 | 0
49828 | EXN941GT | 10 | Houston | YES | -0.006941 | 17.7 | 5.4 | 17.7 | 0 | 1.0326 | Cogen | -1 | 0.22135 | 0 | 0 |  |  |  |  | -0.22135 | 0 |  |  |  |  | 0 | 0
49829 | EXN942GT | 11 | Houston | YES | -0.006941 | 20 | 5.4 | 20.4 | 0 | 1.0326 | Cogen | -1 | 0.22135 | 0 | 0 |  |  |  |  | -0.22135 | 0 |  |  |  |  | 0 | 0
49830 | EXN943GT | 12 | Houston | YES | -0.006941 | 19 | 5.4 | 19.9 | 0 | 1.0326 | Cogen | -1 | 0.22135 | 0 | 0 |  |  |  |  | -0.22135 | 0 |  |  |  |  | 0 | 0
49831 | EXN944GT | 13 | Houston | YES | -0.006941 | 33 | 5.4 | 35 | 0 | 1.0326 | Cogen | -1 | 0.22135 | 0 | 0 |  |  |  |  | -0.22135 | 0 |  |  |  |  | 0 | 0
49832 | EXN945GT | 9 | Houston | YES | -0.006941 | 18.5 | 9.2 | 18.5 |  | 1.0326 | Cogen | -1 | 0.22135 | 0 | 0 |  |  |  |  | -0.22135 | 0 |  |  |  |  | 0 | 0
49837 | EXN_GT | 4 | Houston | YES | -0.006941 | 81 | 21.3 | 85.4 |  | 1.0326 | Cogen | -1 | 0.22135 | 0 | 0 |  |  |  |  | -0.22135 | 0 |  |  |  |  | 0 | 0
49838 | EXN_14GT | 14 | Houston | YES | -0.006941 | 140 | 0 | 148 |  | 1.0326 | Cogen | -1 | 0.22135 | 0 | 0 |  |  |  |  | -0.22135 | 0 |  |  |  |  | 0 | 0
48883 | THW_GT1_GT_1 | B2 | Houston | YES | -0.006944 | 0 | 0 | 12 |  | 1.043 | GGT | -1 | 0.22135 | 12 | 12 |  |  |  |  | -0.22135 | -2.6562 |  |  |  |  | 0 | 0
48651 | EP_1_2 | 1 | Houston | YES | -0.006964 | 4 | 0 | 5 | 0 | 1.0362 | Cogen | -1 | 0.22137 | 0 | 0 |  |  |  |  | -0.22137 | 0 |  |  |  |  | 0 | 0
48651 | EP_1_2 | 2 | Houston | YES | -0.006964 | 17.7 | 10 | 21 | 0 | 1.0362 | Cogen | -1 | 0.22137 | 0 | 0 |  |  |  |  | -0.22137 | 0 |  |  |  |  | 0 | 0
48581 | CBY_GN1_1 | 1 | Houston | YES | -0.006965 | 595.2 | 108 | 744 | 0 | 1.0435 | GSC | -1 | 0.22138 | 744 | 744 |  |  |  |  | -0.22138 | -164.7031 |  |  |  |  | 0 | 0
48940 | WARVUE_GT1 | G1 | Houston | YES | -0.006965 | 15 | 0 | 15 |  | 1.021 | Cogen | -1 | 0.22138 | 0 | 0 |  |  |  |  | -0.22138 | 0 |  |  |  |  | 0 | 0
48791 | PSA_GT1_8160 | 1 | Houston | YES | -0.006968 | 52 | 20.8 | 65 | 0 | 1.0362 | Cogen | -1 | 0.22138 | 0 | 0 |  |  |  |  | -0.22138 | 0 |  |  |  |  | 0 | 0
48792 | PSA_GT2_8155 | 2 | Houston | YES | -0.006968 | 52.8 | 20.3 | 66 | 0 | 1.0362 | Cogen | -1 | 0.22138 | 0 | 0 |  |  |  |  | -0.22138 | 0 |  |  |  |  | 0 | 0
48793 | PSA_GT3_8150 | 3 | Houston | YES | -0.006968 | 56 | 20.3 | 70 | 0 | 1.0362 | Cogen | -1 | 0.22138 | 0 | 0 |  |  |  |  | -0.22138 | 0 |  |  |  |  | 0 | 0
48794 | PSA_GT4_8145 | 4 | Houston | YES | -0.006968 | 52.8 | 20.3 | 66 | 0 | 1.0362 | Cogen | -1 | 0.22138 | 0 | 0 |  |  |  |  | -0.22138 | 0 |  |  |  |  | 0 | 0
48795 | PSA_GT5_8140 | 5 | Houston | YES | -0.006968 | 51.2 | 20.3 | 64 | 0 | 1.0362 | Cogen | -1 | 0.22138 | 0 | 0 |  |  |  |  | -0.22138 | 0 |  |  |  |  | 0 | 0
48796 | PSA_GN1_8165 | 1 | Houston | YES | -0.006968 | 83.2 | 43.1 | 104 | 0 | 1.0362 | Cogen | -1 | 0.22138 | 0 | 0 |  |  |  |  | -0.22138 | 0 |  |  |  |  | 0 | 0
48797 | PSA_GT6_8135 | 6 | Houston | YES | -0.006968 | 47.2 | 34.5 | 59 | 0 | 1.0362 | Cogen | -1 | 0.22138 | 0 | 0 |  |  |  |  | -0.22138 | 0 |  |  |  |  | 0 | 0
48815 | CVC_GT4_8005 | 4 | Houston | YES | -0.00698 | 165 | 91.8 | 165 |  | 1.0362 | Cogen | -1 | 0.22139 | 0 | 0 |  |  |  |  | -0.22139 | 0 |  |  |  |  | 0 | 0
48583 | CBY_GT4_1 | 1 | Houston | YES | -0.006984 | 172 | 0 | 172 | 0 | 1.027 | GSC | -1 | 0.22139 | 172 | 172 |  |  |  |  | -0.22139 | -38.0798 |  |  |  |  | 0 | 0
48584 | CBY_GT4_2 | 2 | Houston | YES | -0.006984 | 172 | 0 | 172 | 0 | 1.027 | CC | -1 | 0.22139 | 172 | 172 |  |  |  |  | -0.22139 | -38.0798 |  |  |  |  | 0 | 0
48585 | CBY_ST4_1 | 3 | Houston | YES | -0.006984 | 172 | 0 | 172 | 0 | 1.027 | CC | -1 | 0.22139 | 172 | 172 |  |  |  |  | -0.22139 | -38.0798 |  |  |  |  | 0 | 0
48598 | BTE_ST1_8070 | 4 | Houston | YES | -0.007023 | 269.2 | 60 | 269.2 | 0 | 1.0261 | CC | -1 | 0.22143 | 269.2 | 269.2 |  |  |  |  | -0.22143 | -59.6098 |  |  |  |  | 0 | 0
48595 | BTE_GT2_8075 | 1 | Houston | YES | -0.007023 | 162.8 | 130 | 162.8 | 0 | 1.0261 | CC | -1 | 0.22143 | 162.8 | 162.8 |  |  |  |  | -0.22143 | -36.0493 |  |  |  |  | 0 | 0
48596 | BTE_GT3_8045 | 2 | Houston | YES | -0.007023 | 161.4 | 130 | 161.4 | 0 | 1.0261 | CC | -1 | 0.22143 | 161.4 | 161.4 |  |  |  |  | -0.22143 | -35.7393 |  |  |  |  | 0 | 0
48597 | BTE_GT4_8055 | 3 | Houston | YES | -0.007023 | 158.9 | 130 | 158.9 | 0 | 1.0261 | CC | -1 | 0.22143 | 158.9 | 158.9 |  |  |  |  | -0.22143 | -35.1857 |  |  |  |  | 0 | 0
48690 | GBY_GN5_5 | 5 | Houston | YES | -0.007039 | 318.4 | 81 | 398 |  | 1.0362 | GSC | -1 | 0.22145 | 398 | 398 |  |  |  |  | -0.22145 | -88.1367 |  |  |  |  | 0 | 0
48885 | THW_5152 | B | Houston | YES | -0.007058 | 47.2 | 5 | 59 |  | 1.0319 | GGT | -1 | 0.22147 | 59 | 59 |  |  |  |  | -0.22147 | -13.0666 |  |  |  |  | 0 | 0
48887 | THW_5556 | E | Houston | YES | -0.007058 | 47.2 | 5 | 59 |  | 1.0319 | GGT | -1 | 0.22147 | 59 | 59 |  |  |  |  | -0.22147 | -13.0666 |  |  |  |  | 0 | 0
48885 | THW_5152 | A | Houston | YES | -0.007058 | 46.4 | 5 | 58 |  | 1.0319 | GGT | -1 | 0.22147 | 58 | 58 |  |  |  |  | -0.22147 | -12.8452 |  |  |  |  | 0 | 0
48886 | THW_5354 | D | Houston | YES | -0.007058 | 46.4 | 5 | 58 |  | 1.0319 | GGT | -1 | 0.22147 | 58 | 58 |  |  |  |  | -0.22147 | -12.8452 |  |  |  |  | 0 | 0
48886 | THW_5354 | C | Houston | YES | -0.007058 | 45.6 | 5 | 57 |  | 1.0319 | GGT | -1 | 0.22147 | 57 | 57 |  |  |  |  | -0.22147 | -12.6237 |  |  |  |  | 0 | 0
48887 | THW_5556 | F | Houston | YES | -0.007058 | 45.6 | 5 | 57 |  | 1.0319 | GGT | -1 | 0.22147 | 57 | 57 |  |  |  |  | -0.22147 | -12.6237 |  |  |  |  | 0 | 0
48591 | CHE_GT2_5030 | 2 | Houston | YES | -0.00729 | 173 | 50 | 173 | 0 | 1.029 | Cogen | -1 | 0.2217 | 0 | 0 |  |  |  |  | -0.2217 | 0 |  |  |  |  | 0 | 0
48811 | CVC_GT3_5045 | 3 | Houston | YES | -0.00729 | 156 | 91.8 | 156 | 0 | 1.029 | Cogen | -1 | 0.2217 | 0 | 0 |  |  |  |  | -0.2217 | 0 |  |  |  |  | 0 | 0
48812 | CVC_GT2_5020 | 2 | Houston | YES | -0.00729 | 158 | 91.8 | 158 | 0 | 1.029 | Cogen | -1 | 0.2217 | 0 | 0 |  |  |  |  | -0.2217 | 0 |  |  |  |  | 0 | 0
48813 | CVC_GT1_5035 | 1 | Houston | YES | -0.00729 | 160 | 91.8 | 160 | 0 | 1.029 | Cogen | -1 | 0.2217 | 0 | 0 |  |  |  |  | -0.2217 | 0 |  |  |  |  | 0 | 0
48814 | CVC_ST5_5040 | 1 | Houston | YES | -0.00729 | 162 | 91.8 | 162 | 0 | 1.029 | Cogen | -1 | 0.2217 | 0 | 0 |  |  |  |  | -0.2217 | 0 |  |  |  |  | 0 | 0
251 | BOSQUESW803 | 2 | North | YES | -0.007759 | 150 | 0 | 150 | 0 | 1.032 | CC | -1 | 0.22217 | 150 | 150 |  |  | -1.1639 | 150 | -0.22217 | -33.3254 |  |  |  |  | 0 | 0
253 | BOSQUESW804 | 2 | North | YES | -0.007759 | 80 | 0 | 80 | 0 | 1.032 | CC | -1 | 0.22217 | 80 | 80 |  |  | -0.62072 | 80 | -0.22217 | -17.7735 |  |  |  |  | 0 | 0
244 | WHITNYDM01 | 1 | North | YES | -0.008287 | 15 | 0 | 15 | 0 | 1.035 | Hydro | -1 | 0.2227 | 0 | 0 |  |  | 0 | 0 | -0.2227 | 0 |  |  |  |  | 0 | 0
245 | WHITNYDM02 | 2 | North | YES | -0.008287 | 15 | 0 | 15 | 0 | 1.035 | Hydro | -1 | 0.2227 | 0 | 0 |  |  | 0 | 0 | -0.2227 | 0 |  |  |  |  | 0 | 0
1898 | COMCHEPK_1G | 1 | North | YES | -0.008328 | 1217 | 1150 | 1217 | 0 | 1.032 | Nuc | -1 | 0.22274 | 0 | 0 |  |  | 0 | 0 | -0.22274 | 0 |  |  |  |  | 0 | 0
1899 | COMCHEPK_2G | 2 | North | YES | -0.008328 | 1159 | 1128 | 1159 | 0 | 1.032 | Nuc | -1 | 0.22274 | 0 | 0 |  |  | 0 | 0 | -0.22274 | 0 |  |  |  |  | 0 | 0
238 | BOSQUESW505 | 1 | North | YES | -0.008941 | 255 | 0 | 255 | 0 | 1.02 | CC | -1 | 0.22335 | 255 | 255 |  |  | -2.28 | 255 | -0.22335 | -56.9545 |  |  |  |  | 0 | 0
247 | BOSQUESW501 | 2 | North | YES | -0.008941 | 124.8 | 0 | 156 | 0 | 1.02 | GGT | -1 | 0.22335 | 156 | 156 |  |  | -1.3948 | 156 | -0.22335 | -34.8428 |  |  |  |  | 0 | 0
239 | BOSQUESW502 | 1 | North | YES | -0.008941 | 119.2 | 0 | 149 | 0 | 1.02 | GGT | -1 | 0.22335 | 149 | 149 |  |  | -1.3322 | 149 | -0.22335 | -33.2793 |  |  |  |  | 0 | 0
334 | RWMILLER03 | 3 | North | YES | -0.009044 | 166.4 | 65 | 208 | 0 | 1.04 | GST | -1 | 0.22345 | 208 | 208 |  |  | -1.8812 | 208 | -0.22345 | -46.4785 |  |  |  |  | 0 | 0
333 | RWMILLER02 | 2 | North | YES | -0.009044 | 95.2 | 37 | 119 | 0 | 1.04 | GST | -1 | 0.22345 | 119 | 119 |  |  | -1.0762 | 119 | -0.22345 | -26.591 |  |  |  |  | 0 | 0
335 | RWMILLER04 | 4 | North | YES | -0.009044 | 81.6 | 0 | 102 | 0 | 1.04 | GST | -1 | 0.22345 | 102 | 102 |  |  | -0.92249 | 102 | -0.22345 | -22.7923 |  |  |  |  | 0 | 0
336 | RWMILLER05 | 5 | North | YES | -0.009044 | 80.8 | 0 | 101 | 0 | 1.04 | GST | -1 | 0.22345 | 101 | 101 |  |  | -0.91344 | 101 | -0.22345 | -22.5689 |  |  |  |  | 0 | 0
332 | RWMILLER01 | 1 | North | YES | -0.009044 | 58.4 | 18.5 | 73 | 0 | 1.04 | GST | -1 | 0.22345 | 73 | 73 |  |  | -0.66021 | 73 | -0.22345 | -16.3122 |  |  |  |  | 0 | 0
3417 | LAKE_CRK2_G | 2 | North | YES | -0.009177 | 177.6 | 40 | 222 | 0 | 1.029 | GST | -1 | 0.22359 | 222 | 222 |  |  | -2.0373 | 222 | -0.22359 | -49.6363 |  |  |  |  | 0 | 0
3416 | LAKE_CRK1_G | 1 | North | YES | -0.009177 | 60 | 33 | 75 |  | 1.029 | GST | -1 | 0.22359 | 75 | 75 |  |  | -0.68827 | 75 | -0.22359 | -16.769 |  |  |  |  | 0 | 0
1879 | WLFHOLW_3G | 3 | North | YES | -0.009317 | 272.4 | 89.2 | 272.4 | 0 | 1.032 | CC | -1 | 0.22373 | 272.4 | 272.4 |  |  | -2.538 | 272.4 | -0.22373 | -60.9433 |  |  |  |  | 0 | 0
1877 | WLFHOLW_1G | 1 | North | YES | -0.009317 | 217.3 | 89.2 | 217.3 | 0 | 1.032 | CC | -1 | 0.22373 | 217.3 | 217.3 |  |  | -2.0246 | 217.3 | -0.22373 | -48.6159 |  |  |  |  | 0 | 0
1878 | WLFHOLW_2G | 2 | North | YES | -0.009317 | 215.7 | 105 | 215.7 | 0 | 1.032 | CC | -1 | 0.22373 | 215.7 | 215.7 |  |  | -2.0097 | 215.7 | -0.22373 | -48.2579 |  |  |  |  | 0 | 0
48674 | FTR_CN4_5095 | 4 | North | YES | -0.009382 | 380 | 0 | 380 | 0 | 1.0319 | CC | -1 | 0.22379 | 380 | 380 |  |  | -3.5652 | 380 | -0.22379 | -85.041 |  |  |  |  | 0 | 0
48672 | FTR_GT2_5110 | 2 | North | YES | -0.009382 | 159 | 0 | 159 | 0 | 1.0319 | CC | -1 | 0.22379 | 159 | 159 |  |  | -1.4917 | 159 | -0.22379 | -35.5829 |  |  |  |  | 0 | 0
48673 | FTR_GT3_5085 | 3 | North | YES | -0.009382 | 158 | 0 | 158 | 0 | 1.0319 | CC | -1 | 0.22379 | 158 | 158 |  |  | -1.4824 | 158 | -0.22379 | -35.3592 |  |  |  |  | 0 | 0
48671 | FTR_GT1_5105 | 1 | North | YES | -0.009382 | 154.2 | 0 | 154.2 | 0 | 1.0319 | CC | -1 | 0.22379 | 154.2 | 154.2 |  |  | -1.4467 | 154.2 | -0.22379 | -34.5087 |  |  |  |  | 0 | 0
1416 | SWETWATR_1G | 1 | West | YES | 0.20775 | 30 | 18 | 30 | 0 | 1.026 | CC | 1 | 0.22403 | 30 | 30 | 6.2325 | 30 |  |  | 0.22403 | 6.721 |  |  |  |  | 0 | 0
1419 | SWETWATR_4G | 4 | West | YES | 0.20775 | 61 | 36 | 61 | 0 | 1.026 | CC | 1 | 0.22403 | 61 | 61 | 12.6728 | 61 |  |  | 0.22403 | 13.666 |  |  |  |  | 0 | 0
1418 | SWETWATR_3G | 3 | West | YES | 0.20775 | 68 | 36 | 68 | 0 | 1.026 | CC | 1 | 0.22403 | 68 | 68 | 14.1271 | 68 |  |  | 0.22403 | 15.2342 |  |  |  |  | 0 | 0
1417 | SWETWATR_2G | 2 | West | YES | 0.20775 | 72 | 36 | 72 | 0 | 1.026 | CC | 1 | 0.22403 | 72 | 72 | 14.9581 | 72 |  |  | 0.22403 | 16.1304 |  |  |  |  | 0 | 0
32892 | BRYN_DNSBY14 | 1 | North | YES | -0.009739 | 84 | 25 | 105 | 0 | 1.035 | GST | -1 | 0.22415 | 105 | 105 |  |  | -1.0226 | 105 | -0.22415 | -23.5357 |  |  |  |  | 0 | 0
32883 | BRYN_DNSBY3 | 1 | North | YES | -0.009739 | 0 | 2 | 48 |  | 1.015 | GST | -1 | 0.22415 | 48 | 48 |  |  | -0.46747 | 48 | -0.22415 | -10.7592 |  |  |  |  | 0 | 0
32884 | BRYN_DNSBY13 | 1 | North | YES | -0.009739 | 46 | 2 | 46 | 0 | 1.015 | GST | -1 | 0.22415 | 46 | 46 |  |  | -0.44799 | 46 | -0.22415 | -10.3109 |  |  |  |  | 0 | 0
3404 | THOUSE_2G | 2 | North | YES | -0.009749 | 807 | 250 | 807 | 0 | 1.012 | GSC | -1 | 0.22416 | 807 | 807 |  |  | -7.8674 | 807 | -0.22416 | -180.8964 |  |  |  |  | 0 | 0
3403 | THOUSE_1G | 1 | North | YES | -0.009749 | 563 | 200 | 563 | 0 | 1.012 | GSC | -1 | 0.22416 | 563 | 563 |  |  | -5.4887 | 563 | -0.22416 | -126.2016 |  |  |  |  | 0 | 0
32888 | BRYN_ATKINS7 | 1 | North | YES | -0.009778 | 13.6 | 4 | 17 |  | 1.028 | GGT | -1 | 0.22419 | 17 | 17 |  |  | -0.16623 | 17 | -0.22419 | -3.8112 |  |  |  |  | 0 | 0
32886 | BRYN_ATKINS3 | MB | North | YES | -0.009778 | 0 | 5 | 12 |  | 1 | GST | -1 | 0.22419 | 0 | 0 |  |  | 0 | 0 | -0.22419 | 0 |  |  |  |  | 0 | 0
32887 | BRYN_ATKINS6 | MB | North | YES | -0.009778 | 0 | 12 | 51 |  | 1.028 | GST | -1 | 0.22419 | 0 | 0 |  |  | 0 | 0 | -0.22419 | 0 |  |  |  |  | 0 | 0
32890 | BRYN_ATKINS4 | MB | North | YES | -0.009778 | 0 | 5 | 22 |  | 1.031 | GST | -1 | 0.22419 | 0 | 0 |  |  | 0 | 0 | -0.22419 | 0 |  |  |  |  | 0 | 0
32891 | BRYN_ATKINS5 | MB | North | YES | -0.009778 | 0 | 5 | 25 |  | 1.031 | GST | -1 | 0.22419 | 0 | 0 |  |  | 0 | 0 | -0.22419 | 0 |  |  |  |  | 0 | 0
32798 | BRYN_TAMUGEN | 1 | North | YES | -0.009794 | 32 | 0 | 32 |  | 1.02 | GST | -1 | 0.2242 | 32 | 32 |  |  | -0.31341 | 32 | -0.2242 | -7.1745 |  |  |  |  | 0 | 0
990 | GIBN_CREK_G1 | 1 | North | YES | -0.009817 | 463 | 200 | 463 | 0 | 1.0275 | LIGCO | -1 | 0.22423 | 0 | 463 |  |  | 0 | 0 | -0.22423 | 0 |  |  |  |  | 0 | 0
1892 | DECRDOVA_2G | A | North | YES | -0.010433 | 65 | 65 | 70 | 0 | 1.025 | GGT | -1 | 0.22484 | 70 | 70 |  |  | -0.73031 | 70 | -0.22484 | -15.739 |  |  |  |  | 0 | 0
1893 | DECRDOVA_3G | B | North | YES | -0.010433 | 65 | 65 | 69 | 0 | 1.025 | GGT | -1 | 0.22484 | 69 | 69 |  |  | -0.71988 | 69 | -0.22484 | -15.5142 |  |  |  |  | 0 | 0
1894 | DECRDOVA_4G | C | North | YES | -0.010433 | 65 | 65 | 69 | 0 | 1.025 | GGT | -1 | 0.22484 | 69 | 69 |  |  | -0.71988 | 69 | -0.22484 | -15.5142 |  |  |  |  | 0 | 0
1895 | DECRDOVA_5G | D | North | YES | -0.010433 | 65 | 65 | 68 | 0 | 1.025 | GGT | -1 | 0.22484 | 68 | 68 |  |  | -0.70944 | 68 | -0.22484 | -15.2893 |  |  |  |  | 0 | 0
366 | JNSNCNTY802 | 1 | North | YES | -0.010727 | 168 | 20 | 168 | 0 | 1.02 | Cogen | -1 | 0.22514 | 0 | 0 |  |  | 0 | 0 | -0.22514 | 0 |  |  |  |  | 0 | 0
367 | JNSNCNTY802 | 2 | North | YES | -0.010727 | 90 | 20 | 90 | 0 | 1.02 | Cogen | -1 | 0.22514 | 0 | 0 |  |  | 0 | 0 | -0.22514 | 0 |  |  |  |  | 0 | 0
39960 | TNTNPONE_18 | 1 | North | YES | -0.011229 | 152.3 | 30 | 152.3 |  | 1.04 | LIGCO | -1 | 0.22564 | 0 | 152.3 |  |  | 0 | 0 | -0.22564 | 0 |  |  |  |  | 0 | 0
39970 | TNTNPONE_28 | 1 | North | YES | -0.011229 | 153 | 30 | 153 |  | 1.04 | LIGCO | -1 | 0.22564 | 0 | 153 |  |  | 0 | 0 | -0.22564 | 0 |  |  |  |  | 0 | 0
48721 | LEG_1___1 | 1 | North | YES | -0.011795 | 827 | 357 | 827 | 0 | 1.0348 | LIGCO | -1 | 0.22621 | 0 | 827 |  |  | 0 | 0 | -0.22621 | 0 |  |  |  |  | 0 | 0
48722 | LEG_2___2 | 2 | North | YES | -0.011795 | 819 | 357 | 819 | 0 | 1.0348 | LIGCO | -1 | 0.22621 | 0 | 819 |  |  | 0 | 0 | -0.22621 | 0 |  |  |  |  | 0 | 0
1889 | DECRDOVA_1G | 1 | North | YES | -0.012557 | 779 | 255 | 779 | 0 | 1.02 | GSC | -1 | 0.22697 | 779 | 779 |  |  | -9.7819 | 779 | -0.22697 | -176.8074 |  |  |  |  | 0 | 0
3381 | BBRN_1G | 1 | North | YES | -0.013348 | 618 | 225 | 618 | 0 | 1.03 | LIGCO | -1 | 0.22776 | 0 | 618 |  |  | 0 | 0 | -0.22776 | 0 |  |  |  |  | 0 | 0
3382 | BBRN_2G | 2 | North | YES | -0.013348 | 589 | 225 | 589 | 0 | 1.03 | LIGCO | -1 | 0.22776 | 0 | 589 |  |  | 0 | 0 | -0.22776 | 0 |  |  |  |  | 0 | 0
13133 | CALFREST_3G | 3 | North | YES | -0.013625 | 177.4 | 40 | 177.4 | 0 | 1.031 | CC | -1 | 0.22804 | 177.4 | 177.4 |  |  | -2.4171 | 177.4 | -0.22804 | -40.4534 |  |  |  |  | 0 | 0
13132 | CALFREST_2G | 2 | North | YES | -0.013625 | 151 | 57 | 151 | 0 | 1.031 | CC | -1 | 0.22804 | 151 | 151 |  |  | -2.0574 | 151 | -0.22804 | -34.4333 |  |  |  |  | 0 | 0
13131 | CALFREST_1G | 1 | North | YES | -0.013625 | 150.7 | 40 | 150.7 | 0 | 1.031 | CC | -1 | 0.22804 | 150.7 | 150.7 |  |  | -2.0533 | 150.7 | -0.22804 | -34.3649 |  |  |  |  | 0 | 0
13136 | CALFREST_6G | 6 | North | YES | -0.013697 | 177.5 | 40 | 177.5 | 0 | 1.031 | CC | -1 | 0.22811 | 177.5 | 177.5 |  |  | -2.4312 | 177.5 | -0.22811 | -40.489 |  |  |  |  | 0 | 0
13135 | CALFREST_5G | 5 | North | YES | -0.013697 | 152.3 | 57 | 152.3 | 0 | 1.031 | CC | -1 | 0.22811 | 152.3 | 152.3 |  |  | -2.0861 | 152.3 | -0.22811 | -34.7407 |  |  |  |  | 0 | 0
13134 | CALFREST_4G | 4 | North | YES | -0.013697 | 151.5 | 40 | 151.5 | 0 | 1.031 | CC | -1 | 0.22811 | 151.5 | 151.5 |  |  | -2.0751 | 151.5 | -0.22811 | -34.5582 |  |  |  |  | 0 | 0
1938 | MDLTHELP_6G | 6 | North | YES | -0.014 | 226 | 74 | 226 | 0 | 1 | CC | -1 | 0.22841 | 226 | 226 |  |  | -3.164 | 226 | -0.22841 | -51.6207 |  |  |  |  | 0 | 0
1937 | MDLTHELP_5G | 5 | North | YES | -0.014 | 224 | 74 | 224 | 0 | 1 | CC | -1 | 0.22841 | 224 | 224 |  |  | -3.136 | 224 | -0.22841 | -51.1639 |  |  |  |  | 0 | 0
1943 | MDLTHELP_3G | 3 | North | YES | -0.014 | 212 | 74 | 212 | 0 | 1 | CC | -1 | 0.22841 | 212 | 212 |  |  | -2.968 | 212 | -0.22841 | -48.4229 |  |  |  |  | 0 | 0
1944 | MDLTHELP_4G | 4 | North | YES | -0.014 | 211 | 74 | 211 | 0 | 1 | CC | -1 | 0.22841 | 211 | 211 |  |  | -2.954 | 211 | -0.22841 | -48.1945 |  |  |  |  | 0 | 0
3126 | TRINIDAD_6G | 1 | North | YES | -0.014476 | 179.2 | 46 | 224 | 0 | 1 | GST | -1 | 0.22889 | 224 | 224 |  |  | -3.2426 | 224 | -0.22889 | -51.2705 |  |  |  |  | 0 | 0
12322 | ENNSTRAC_1G | 1 | North | YES | -0.014606 | 196 | 130 | 196 | 0 | 1.036 | CC | -1 | 0.22902 | 196 | 196 |  |  | -2.8628 | 196 | -0.22902 | -44.8872 |  |  |  |  | 0 | 0
12323 | ENNSTRAC_2G | 2 | North | YES | -0.014606 | 116 | 100 | 116 | 0 | 1.036 | CC | -1 | 0.22902 | 116 | 116 |  |  | -1.6943 | 116 | -0.22902 | -26.5659 |  |  |  |  | 0 | 0
1941 | MDLTHELP_1G | 1 | North | YES | -0.014804 | 216.4 | 74 | 216.4 | 0 | 1 | CC | -1 | 0.22921 | 216.4 | 216.4 |  |  | -3.2036 | 216.4 | -0.22921 | -49.6019 |  |  |  |  | 0 | 0
1942 | MDLTHELP_2G | 2 | North | YES | -0.014804 | 216.1 | 74 | 216.1 | 0 | 1 | CC | -1 | 0.22921 | 216.1 | 216.1 |  |  | -3.1991 | 216.1 | -0.22921 | -49.5332 |  |  |  |  | 0 | 0
3108 | STRYKER_2G | 2 | North | YES | -0.015159 | 484 | 75 | 484 | 0 | 1.029 | GST | -1 | 0.22957 | 484 | 484 |  |  | -7.337 | 484 | -0.22957 | -111.1114 |  |  |  |  | 0 | 0
3107 | STRYKER_1G | 1 | North | YES | -0.015159 | 145.6 | 45 | 182 | 0 | 1.029 | GST | -1 | 0.22957 | 182 | 182 |  |  | -2.7589 | 182 | -0.22957 | -41.7816 |  |  |  |  | 0 | 0
3309 | ASPN_G | 1 | North | YES | -0.01518 | 50 | 0 | 50 |  | 1 | Bio | -1 | 0.22959 | 50 | 50 |  |  | -0.759 | 50 | -0.22959 | -11.4795 |  |  |  |  | 0 | 0
3348 | CHAMPION_1G | MB | North | YES | -0.015198 | 0 | 42 | 42 |  | 1 | Cogen | -1 | 0.22961 | 0 | 0 |  |  | 0 | 0 | -0.22961 | 0 |  |  |  |  | 0 | 0
13119 | TGATEWAY_4G | 4 | North | YES | -0.015349 | 399 | 65 | 399 | 0 | 1.0232 | CC | -1 | 0.22976 | 399 | 399 |  |  | -6.1243 | 399 | -0.22976 | -91.6739 |  |  |  |  | 0 | 0
13116 | TGATEWAY_1G | 1 | North | YES | -0.015349 | 151 | 30 | 151 | 0 | 1.0232 | CC | -1 | 0.22976 | 151 | 151 |  |  | -2.3177 | 151 | -0.22976 | -34.6936 |  |  |  |  | 0 | 0
13118 | TGATEWAY_3G | 3 | North | YES | -0.015349 | 148 | 30 | 148 | 0 | 1.0232 | CC | -1 | 0.22976 | 148 | 148 |  |  | -2.2717 | 148 | -0.22976 | -34.0043 |  |  |  |  | 0 | 0
13117 | TGATEWAY_2G | 2 | North | YES | -0.015349 | 130 | 30 | 130 | 0 | 1.0232 | CC | -1 | 0.22976 | 130 | 130 |  |  | -1.9954 | 130 | -0.22976 | -29.8687 |  |  |  |  | 0 | 0
3097 | MARTLAKE_1G | 1 | North | YES | -0.015529 | 790 | 500 | 790 | 0 | 1.017 | LIGCO | -1 | 0.22994 | 0 | 790 |  |  | 0 | 0 | -0.22994 | 0 |  |  |  |  | 0 | 0
3098 | MARTLAKE_2G | 2 | North | YES | -0.015529 | 795 | 461 | 795 | 0 | 1.017 | LIGCO | -1 | 0.22994 | 0 | 795 |  |  | 0 | 0 | -0.22994 | 0 |  |  |  |  | 0 | 0
3099 | MARTLAKE_3G | 3 | North | YES | -0.015529 | 804 | 500 | 804 | 0 | 1.017 | LIGCO | -1 | 0.22994 | 0 | 804 |  |  | 0 | 0 | -0.22994 | 0 |  |  |  |  | 0 | 0
2417 | MTCK8_G | 8 | North | YES | -0.016305 | 444.8 | 60 | 556 | 0 | 1.022 | GSC | -1 | 0.23072 | 556 | 556 |  |  | -9.0656 | 556 | -0.23072 | -128.2776 |  |  |  |  | 0 | 0
2413 | MTCK6_G | 6 | North | YES | -0.016305 | 0 | 30 | 118 |  | 1.022 | GST | -1 | 0.23072 | 118 | 118 |  |  | -1.924 | 118 | -0.23072 | -27.2244 |  |  |  |  | 0 | 0
2414 | MTCK7_G | 7 | North | YES | -0.016305 | 0 | 30 | 115 |  | 1.022 | GST | -1 | 0.23072 | 115 | 115 |  |  | -1.8751 | 115 | -0.23072 | -26.5322 |  |  |  |  | 0 | 0
12440 | PARKD_1SVC8 | 1 | North | YES | -0.016728 | 0 | 0 | 0 | 0 | 1.007 | GST | -1 | 0.23114 | 0 | 0 |  |  | 0 | 0 | -0.23114 | 0 |  |  |  |  | 0 | 0
12449 | PARKD_2SVC8 | 1 | North | YES | -0.016728 | 0 | 0 | 0 | 0 | 1.007 | GST | -1 | 0.23114 | 0 | 0 |  |  | 0 | 0 | -0.23114 | 0 |  |  |  |  | 0 | 0
12424 | FPLEFR2S_G | 4 | North | YES | -0.016858 | 415 | 191 | 415 | 0 | 1 | CC | -1 | 0.23127 | 415 | 415 |  |  | -6.9961 | 415 | -0.23127 | -95.9763 |  |  |  |  | 0 | 0
12414 | FPLEFR1S_G | 4 | North | YES | -0.016858 | 414 | 191 | 414 | 0 | 1 | CC | -1 | 0.23127 | 414 | 414 |  |  | -6.9792 | 414 | -0.23127 | -95.745 |  |  |  |  | 0 | 0
12412 | FPLEFR1B_G | 2 | North | YES | -0.016858 | 164 | 72 | 164 | 0 | 1 | CC | -1 | 0.23127 | 164 | 164 |  |  | -2.7647 | 164 | -0.23127 | -37.928 |  |  |  |  | 0 | 0
12413 | FPLEFR1C_G | 3 | North | YES | -0.016858 | 164 | 72 | 164 | 0 | 1 | CC | -1 | 0.23127 | 164 | 164 |  |  | -2.7647 | 164 | -0.23127 | -37.928 |  |  |  |  | 0 | 0
12423 | FPLEFR2C_G | 3 | North | YES | -0.016858 | 163 | 72 | 163 | 0 | 1 | CC | -1 | 0.23127 | 163 | 163 |  |  | -2.7479 | 163 | -0.23127 | -37.6967 |  |  |  |  | 0 | 0
12421 | FPLEFR2A_G | 1 | North | YES | -0.016858 | 162 | 72 | 162 | 0 | 1 | CC | -1 | 0.23127 | 162 | 162 |  |  | -2.731 | 162 | -0.23127 | -37.4654 |  |  |  |  | 0 | 0
12411 | FPLEFR1A_G | 1 | North | YES | -0.016858 | 161 | 72 | 161 | 0 | 1 | CC | -1 | 0.23127 | 161 | 161 |  |  | -2.7141 | 161 | -0.23127 | -37.2342 |  |  |  |  | 0 | 0
12422 | FPLEFR2B_G | 2 | North | YES | -0.016858 | 161 | 72 | 161 | 0 | 1 | CC | -1 | 0.23127 | 161 | 161 |  |  | -2.7141 | 161 | -0.23127 | -37.2342 |  |  |  |  | 0 | 0
2452 | LKHB2_G | 2 | North | YES | -0.016919 | 516 | 80 | 516 | 0 | 1.022 | GST | -1 | 0.23133 | 516 | 516 |  |  | -8.7302 | 516 | -0.23133 | -119.3658 |  |  |  |  | 0 | 0
2451 | LKHB1_G | 1 | North | YES | -0.016919 | 0 | 80 | 391 |  | 1.022 | GST | -1 | 0.23133 | 391 | 391 |  |  | -6.6153 | 391 | -0.23133 | -90.4497 |  |  |  |  | 0 | 0
1949 | HANDLEY_5G | 5 | North | YES | -0.017239 | 348 | 150 | 435 | 0 | 1.022 | GST | -1 | 0.23165 | 435 | 435 |  |  | -7.499 | 435 | -0.23165 | -100.7674 |  |  |  |  | 0 | 0
1947 | HANDLEY_3G | 3 | North | YES | -0.017239 | 316 | 100 | 395 | 0 | 1.022 | GST | -1 | 0.23165 | 395 | 395 |  |  | -6.8094 | 395 | -0.23165 | -91.5014 |  |  |  |  | 0 | 0
1948 | HANDLEY_4G | 4 | North | YES | -0.017285 | 348 | 150 | 435 | 0 | 1.022 | GST | -1 | 0.2317 | 435 | 435 |  |  | -7.519 | 435 | -0.2317 | -100.7874 |  |  |  |  | 0 | 0
344 | MRSSHPRD | 1 | North | YES | -0.01736 | 0 | 0 | 12 |  | 1.03 | Hydro | -1 | 0.23177 | 0 | 0 |  |  | 0 | 0 | -0.23177 | 0 |  |  |  |  | 0 | 0
345 | MRSSHPRD01 | 2 | North | YES | -0.01736 | 0 | 0 | 12 |  | 1.03 | Hydro | -1 | 0.23177 | 0 | 0 |  |  | 0 | 0 | -0.23177 | 0 |  |  |  |  | 0 | 0
950 | STEAM3 | 1 | North | YES | -0.017427 | 41 | 13 | 42 | 0 | 1.02 | GST | -1 | 0.23184 | 42 | 42 |  |  | -0.73193 | 42 | -0.23184 | -9.7372 |  |  |  |  | 0 | 0
949 | STEAM2 | 1 | North | YES | -0.017427 | 26 | 8 | 26 | 0 | 0.99 | GST | -1 | 0.23184 | 26 | 26 |  |  | -0.4531 | 26 | -0.23184 | -6.0278 |  |  |  |  | 0 | 0
948 | STEAM1 | 1 | North | YES | -0.017427 | 0 | 12 | 20 |  | 1.02 | GST | -1 | 0.23184 | 20 | 20 |  |  | -0.34854 | 20 | -0.23184 | -4.6367 |  |  |  |  | 0 | 0
837 | NEWMAN_G5 | 1 | North | YES | -0.017439 | 0 | 15 | 40 |  | 1.01 | GST | -1 | 0.23185 | 40 | 40 |  |  | -0.69756 | 40 | -0.23185 | -9.274 |  |  |  |  | 0 | 0
844 | OLINGER_G3 | 1 | North | YES | -0.017522 | 103.9 | 45 | 150 | 0 | 1.03 | GST | -1 | 0.23193 | 150 | 150 |  |  | -2.6283 | 150 | -0.23193 | -34.7898 |  |  |  |  | 0 | 0
843 | OLINGER_G2 | 1 | North | YES | -0.017522 | 76.2 | 25 | 110 | 0 | 1.03 | GST | -1 | 0.23193 | 110 | 110 |  |  | -1.9274 | 110 | -0.23193 | -25.5125 |  |  |  |  | 0 | 0
842 | OLINGER_G1 | 1 | North | YES | -0.017522 | 55.4 | 20 | 79 | 0 | 1.03 | GST | -1 | 0.23193 | 79 | 79 |  |  | -1.3842 | 79 | -0.23193 | -18.3226 |  |  |  |  | 0 | 0
845 | OLINGER_G4 | 1 | North | YES | -0.017522 | 51.9 | 0 | 76 | 0 | 1.03 | GGT | -1 | 0.23193 | 76 | 76 |  |  | -1.3317 | 76 | -0.23193 | -17.6268 |  |  |  |  | 0 | 0
1701 | MOSES_1G | 1 | North | YES | -0.017944 | 558 | 175 | 558 | 0 | 1.023 | LIGCO | -1 | 0.23235 | 0 | 558 |  |  | 0 | 0 | -0.23235 | 0 |  |  |  |  | 0 | 0
1702 | MOSES_2G | 2 | North | YES | -0.017944 | 579 | 175 | 579 | 0 | 1.023 | LIGCO | -1 | 0.23235 | 0 | 579 |  |  | 0 | 0 | -0.23235 | 0 |  |  |  |  | 0 | 0
1703 | MOSES_3G | 3 | North | YES | -0.017944 | 808 | 463 | 808 | 0 | 1.023 | LIGCO | -1 | 0.23235 | 0 | 808 |  |  | 0 | 0 | -0.23235 | 0 |  |  |  |  | 0 | 0
5925 | DCEAST | EQ | North | YES | -0.017944 | 400.3 | -600 | 600 | 0 | 1.025 | DCTie | -1 | 0.23235 | 0 | 0 |  |  | 0 | 0 | -0.23235 | 0 |  |  |  |  | 0 | 0
1675 | PEC_1G | 1 | North | YES | -0.018147 | 76.7 | 35 | 76.7 | 0 | 1.022 | Cogen | -1 | 0.23256 | 0 | 0 |  |  | 0 | 0 | -0.23256 | 0 |  |  |  |  | 0 | 0
1676 | PEC_2G | 2 | North | YES | -0.018147 | 79.6 | 35 | 79.6 | 0 | 1.022 | Cogen | -1 | 0.23256 | 0 | 0 |  |  | 0 | 0 | -0.23256 | 0 |  |  |  |  | 0 | 0
1677 | PEC_3G | 3 | North | YES | -0.018147 | 88.4 | 35 | 88.4 | 0 | 1.022 | Cogen | -1 | 0.23256 | 0 | 0 |  |  | 0 | 0 | -0.23256 | 0 |  |  |  |  | 0 | 0
1683 | LAMARPWR_6G | 6 | North | YES | -0.018168 | 198 | 129.1 | 198 | 0 | 1.038 | CC | -1 | 0.23258 | 198 | 198 |  |  | -3.5973 | 198 | -0.23258 | -46.0505 |  |  |  |  | 0 | 0
1680 | LAMARPWR_3G | 3 | North | YES | -0.018168 | 196 | 129.1 | 196 | 0 | 1.038 | CC | -1 | 0.23258 | 196 | 196 |  |  | -3.5609 | 196 | -0.23258 | -45.5853 |  |  |  |  | 0 | 0
1678 | LAMARPWR_1G | 1 | North | YES | -0.018168 | 160 | 67.7 | 160 | 0 | 1.038 | CC | -1 | 0.23258 | 160 | 160 |  |  | -2.9069 | 160 | -0.23258 | -37.2125 |  |  |  |  | 0 | 0
1682 | LAMARPWR_5G | 5 | North | YES | -0.018168 | 157 | 67.7 | 157 | 0 | 1.038 | CC | -1 | 0.23258 | 157 | 157 |  |  | -2.8524 | 157 | -0.23258 | -36.5148 |  |  |  |  | 0 | 0
1679 | LAMARPWR_2G | 2 | North | YES | -0.018168 | 156 | 67.7 | 156 | 0 | 1.038 | CC | -1 | 0.23258 | 156 | 156 |  |  | -2.8342 | 156 | -0.23258 | -36.2822 |  |  |  |  | 0 | 0
1681 | LAMARPWR_4G | 4 | North | YES | -0.018168 | 156 | 67.7 | 156 | 0 | 1.038 | CC | -1 | 0.23258 | 156 | 156 |  |  | -2.8342 | 156 | -0.23258 | -36.2822 |  |  |  |  | 0 | 0
2383 | NTHLK3_G | 3 | North | YES | -0.01826 | 0 | 50 | 329 |  | 1.022 | GST | -1 | 0.23267 | 329 | 329 |  |  | -6.0075 | 329 | -0.23267 | -76.5485 |  |  |  |  | 0 | 0
2382 | NTHLK2_G | 2 | North | YES | -0.01826 | 0 | 35 | 181 |  | 1.022 | GST | -1 | 0.23267 | 181 | 181 |  |  | -3.3051 | 181 | -0.23267 | -42.1133 |  |  |  |  | 0 | 0
2381 | NTHLK1_G | 1 | North | YES | -0.01826 | 0 | 35 | 156 |  | 1.022 | GST | -1 | 0.23267 | 156 | 156 |  |  | -2.8486 | 156 | -0.23267 | -36.2965 |  |  |  |  | 0 | 0
1689 | VALLEY_3G | 3 | North | YES | -0.01827 | 0 | 25 | 375 |  | 1.003 | GST | -1 | 0.23268 | 375 | 375 |  |  | -6.8513 | 375 | -0.23268 | -87.255 |  |  |  |  | 0 | 0
11693 | KMICHIST3_G | 3 | North | YES | -0.01827 | 312 | 60 | 312 | 0 | 1.026 | CC | -1 | 0.23268 | 312 | 312 |  |  | -5.7002 | 312 | -0.23268 | -72.5962 |  |  |  |  | 0 | 0
11696 | KMICHIST6_G | 6 | North | YES | -0.01827 | 310 | 60 | 310 | 0 | 1.026 | CC | -1 | 0.23268 | 310 | 310 |  |  | -5.6637 | 310 | -0.23268 | -72.1308 |  |  |  |  | 0 | 0
11695 | KMICHICT5_G | 5 | North | YES | -0.01827 | 148 | 80 | 148 | 0 | 1.026 | CC | -1 | 0.23268 | 148 | 148 |  |  | -2.704 | 148 | -0.23268 | -34.4367 |  |  |  |  | 0 | 0
11692 | KMICHICT2_G | 2 | North | YES | -0.01827 | 146 | 80 | 146 | 0 | 1.026 | CC | -1 | 0.23268 | 146 | 146 |  |  | -2.6674 | 146 | -0.23268 | -33.9713 |  |  |  |  | 0 | 0
11691 | KMICHICT1_G | 1 | North | YES | -0.01827 | 144 | 80 | 144 | 0 | 1.026 | CC | -1 | 0.23268 | 144 | 144 |  |  | -2.6309 | 144 | -0.23268 | -33.5059 |  |  |  |  | 0 | 0
11694 | KMICHICT4_G | 4 | North | YES | -0.01827 | 144 | 80 | 144 | 0 | 1.026 | CC | -1 | 0.23268 | 144 | 144 |  |  | -2.6309 | 144 | -0.23268 | -33.5059 |  |  |  |  | 0 | 0
505 | NTHTEXAS03 | 3 | North | YES | -0.018603 | 30.4 | 15 | 38 |  | 1.015 | GST | -1 | 0.23301 | 38 | 38 |  |  | -0.70691 | 38 | -0.23301 | -8.8545 |  |  |  |  | 0 | 0
503 | NTHTEXAS01 | 1 | North | YES | -0.018603 | 0 | 5 | 18 |  | 1.015 | GST | -1 | 0.23301 | 18 | 18 |  |  | -0.33485 | 18 | -0.23301 | -4.1942 |  |  |  |  | 0 | 0
504 | NTHTEXAS02 | 2 | North | YES | -0.018603 | 14.4 | 5 | 18 |  | 1.015 | GST | -1 | 0.23301 | 18 | 18 |  |  | -0.33485 | 18 | -0.23301 | -4.1942 |  |  |  |  | 0 | 0
1688 | VALLEY_2G | 2 | North | YES | -0.018738 | 527 | 90 | 527 | 0 | 1.029 | GSC | -1 | 0.23315 | 527 | 527 |  |  | -9.8749 | 527 | -0.23315 | -122.8691 |  |  |  |  | 0 | 0
1687 | VALLEY_1G | 1 | North | YES | -0.018738 | 136 | 15 | 170 | 0 | 1.029 | GST | -1 | 0.23315 | 170 | 170 |  |  | -3.1855 | 170 | -0.23315 | -39.6352 |  |  |  |  | 0 | 0
6948 | DENISNDM | 1 | North | YES | -0.019068 | 40 | 5 | 40 |  | 1.015 | Hydro | -1 | 0.23348 | 0 | 0 |  |  | 0 | 0 | -0.23348 | 0 |  |  |  |  | 0 | 0
6948 | DENISNDM | 2 | North | YES | -0.019068 | 31 | 5 | 40 |  | 1.015 | Hydro | -1 | 0.23348 | 0 | 0 |  |  | 0 | 0 | -0.23348 | 0 |  |  |  |  | 0 | 0
2371 | COLLIN_1G | MB | North | YES | -0.01934 | 0 | 40 | 138 |  | 1.022 | GST | -1 | 0.23375 | 0 | 0 |  |  | 0 | 0 | -0.23375 | 0 |  |  |  |  | 0 | 0
1600 | BARTNWND_1G | 1 | North | YES | -0.019493 | 12 | 0 | 120 | 0 | 1.022 | Wind | -1 | 0.2339 | 0 | 120 |  |  | 0 | 0 | -0.2339 | 0 |  |  |  |  | 0 | 0
1861 | EAGLEMNT_1G | MB | North | YES | -0.022065 | 0 | 30 | 112 |  | 1.022 | GST | -1 | 0.23648 | 0 | 0 |  |  | 0 | 0 | -0.23648 | 0 |  |  |  |  | 0 | 0
1862 | EAGLEMNT_2G | MB | North | YES | -0.022065 | 0 | 40 | 100 |  | 1.022 | GST | -1 | 0.23648 | 0 | 0 |  |  | 0 | 0 | -0.23648 | 0 |  |  |  |  | 0 | 0
1863 | EAGLEMNT_3G | MB | North | YES | -0.022065 | 0 | 50 | 378 |  | 1.022 | GST | -1 | 0.23648 | 0 | 0 |  |  | 0 | 0 | -0.23648 | 0 |  |  |  |  | 0 | 0
71051 | L_BITTCR1_1N | W1 | West | YES | 0.22039 | 7.5 | 0 | 37.5 |  | 1.02 | Wind | 1 | 0.23667 | 0 | 37.5 | 8.2645 | 37.5 |  |  | 0.23667 | 8.875 |  |  |  |  | 0 | 0
71061 | L_SWEETW1_5N | W1 | West | YES | 0.22039 | 16.1 | 0 | 80.5 | 0 | 1.02 | Wind | 1 | 0.23667 | 0 | 80.5 | 17.7411 | 80.5 |  |  | 0.23667 | 19.0518 |  |  |  |  | 0 | 0
71060 | L_SWEETW1_4N | W1 | West | YES | 0.22039 | 21 | 0 | 105 | 0 | 1.02 | Wind | 1 | 0.23667 | 0 | 105 | 23.1405 | 105 |  |  | 0.23667 | 24.8501 |  |  |  |  | 0 | 0
71054 | L_SWEETW1_1N | W1 | West | YES | 0.22039 | 21.5 | 0 | 107.5 |  | 1.02 | Wind | 1 | 0.23667 | 0 | 107.5 | 23.6915 | 107.5 |  |  | 0.23667 | 25.4418 |  |  |  |  | 0 | 0
71059 | L_SWEETW1_3N | W1 | West | YES | 0.22039 | 23.8 | 0 | 119 | 0 | 1.02 | Wind | 1 | 0.23667 | 0 | 119 | 26.2259 | 119 |  |  | 0.23667 | 28.1635 |  |  |  |  | 0 | 0
71057 | L_SWEETW1_2N | W1 | West | YES | 0.22039 | 27 | 0 | 135 |  | 1.02 | Wind | 1 | 0.23667 | 0 | 135 | 29.7521 | 135 |  |  | 0.23667 | 31.9502 |  |  |  |  | 0 | 0
1433 | GRHAMSES_1G | 1 | North | YES | -0.02232 | 242 | 60 | 242 | 0 | 1.038 | GST | -1 | 0.23673 | 242 | 242 |  |  | -5.4014 | 242 | -0.23673 | -57.2887 |  |  |  |  | 0 | 0
924 | SPENCER_G5 | 1 | North | YES | -0.025031 | 52 | 20 | 66 | 0 | 1.03 | GST | -1 | 0.23944 | 66 | 66 |  |  | -1.652 | 66 | -0.23944 | -15.8031 |  |  |  |  | 0 | 0
923 | SPENCER_G4 | 1 | North | YES | -0.025031 | 48 | 20 | 61 | 0 | 1.03 | GST | -1 | 0.23944 | 61 | 61 |  |  | -1.5269 | 61 | -0.23944 | -14.6059 |  |  |  |  | 0 | 0
60072 | HHOLLOW41A | 1 | West | YES | 0.2244 | 23 | 0 | 115 | 0 | 1.025 | Wind | 1 | 0.24068 | 0 | 115 | 25.8063 | 115 |  |  | 0.24068 | 27.6788 |  |  |  |  | 0 | 0
60058 | BUFF_GAP1A | 1 | West | YES | 0.2244 | 24 | 0 | 120 |  | 1 | Wind | 1 | 0.24068 | 0 | 120 | 26.9284 | 120 |  |  | 0.24068 | 28.8822 |  |  |  |  | 0 | 0
60063 | BUFF_GAP1B | 1 | West | YES | 0.2244 | 34 | 0 | 170.2 | 0 | 1.02 | Wind | 1 | 0.24068 | 0 | 170.2 | 38.1934 | 170.2 |  |  | 0.24068 | 40.9646 |  |  |  |  | 0 | 0
60068 | HHOLLOW21A | 1 | West | YES | 0.2244 | 36.8 | 0 | 184 | 0 | 1.025 | Wind | 1 | 0.24068 | 0 | 184 | 41.2902 | 184 |  |  | 0.24068 | 44.286 |  |  |  |  | 0 | 0
60066 | H_HOLLOW1A | 1 | West | YES | 0.2244 | 44.4 | 0 | 222 | 0 | 1.005 | Wind | 1 | 0.24068 | 0 | 222 | 49.8175 | 222 |  |  | 0.24068 | 53.432 |  |  |  |  | 0 | 0
60070 | HHOLLOW31A | 1 | West | YES | 0.2244 | 44.8 | 0 | 224 | 0 | 1.025 | Wind | 1 | 0.24068 | 0 | 224 | 50.2663 | 224 |  |  | 0.24068 | 53.9134 |  |  |  |  | 0 | 0
60060 | CIRELLO | 1 | West | YES | 0.2244 | 46.6 | 0 | 233 | 0 | 1 | Wind | 1 | 0.24068 | 0 | 233 | 52.2859 | 233 |  |  | 0.24068 | 56.0796 |  |  |  |  | 0 | 0
580 | JCKCNTY801 | 1 | North | YES | -0.030011 | 288 | 0 | 288 | 0 | 1.022 | CC | -1 | 0.24442 | 288 | 288 |  |  | -8.6432 | 288 | -0.24442 | -70.3933 |  |  |  |  | 0 | 0
581 | JCKCNTY802 | 2 | North | YES | -0.030011 | 147 | 0 | 147 | 0 | 1.022 | CC | -1 | 0.24442 | 147 | 147 |  |  | -4.4116 | 147 | -0.24442 | -35.9299 |  |  |  |  | 0 | 0
582 | JCKCNTY803 | 3 | North | YES | -0.030011 | 147 | 0 | 147 | 0 | 1.022 | CC | -1 | 0.24442 | 147 | 147 |  |  | -4.4116 | 147 | -0.24442 | -35.9299 |  |  |  |  | 0 | 0
728 | WOLFRIDGE801 | 1 | North | YES | -0.032967 | 11.2 | 0 | 112.5 | 0 | 0.99 | Wind | -1 | 0.24738 | 0 | 112.5 |  |  | 0 | 0 | -0.24738 | 0 |  |  |  |  | 0 | 0
1455 | WCPWRCO_3G | 3 | North | YES | -0.039399 | 242 | 50 | 242 |  | 1.02 | CC | -1 | 0.25381 | 242 | 242 |  |  | -9.5346 | 242 | -0.25381 | -61.4218 |  |  |  |  | 0 | 0
1453 | WCPWRCO_1G | 1 | North | YES | -0.039399 | 204 | 50 | 204 | 0 | 1.02 | CC | -1 | 0.25381 | 204 | 204 |  |  | -8.0374 | 204 | -0.25381 | -51.7771 |  |  |  |  | 0 | 0
1454 | WCPWRCO_2G | 2 | North | YES | -0.039399 | 204 | 50 | 204 | 0 | 1.02 | CC | -1 | 0.25381 | 204 | 204 |  |  | -8.0374 | 204 | -0.25381 | -51.7771 |  |  |  |  | 0 | 0
1432 | GRHAMSES_2G | 2 | North | YES | -0.040005 | 294.9 | 90 | 366 | 0 | 1.014 | GST | -1 | 0.25442 | 366 | 366 |  |  | -14.6418 | 366 | -0.25442 | -93.1159 |  |  |  |  | 0 | 0
60081 | WHRLWIND1A | 1 | West | YES | 0.24593 | 12 | 0 | 60 | 0 | 1.03 | Wind | 1 | 0.26221 | 0 | 60 | 14.7556 | 60 |  |  | 0.26221 | 15.7325 |  |  |  |  | 0 | 0
1479 | WFCOGEN_1G | 2 | North | YES | -0.10627 | 16 | 12 | 20 | 0 | 1 | Cogen | -1 | 0.32068 | 0 | 0 |  |  | 0 | 0 | -0.32068 | 0 |  |  |  |  | 0 | 0
1479 | WFCOGEN_1G | 1 | North | YES | -0.10627 | 16 | 12 | 20 | 0 | 1 | Cogen | -1 | 0.32068 | 0 | 0 |  |  | 0 | 0 | -0.32068 | 0 |  |  |  |  | 0 | 0
1482 | WFCOGEN_2G | 1 | North | YES | -0.10627 | 16 | 12 | 20 | 0 | 1 | Cogen | -1 | 0.32068 | 0 | 0 |  |  | 0 | 0 | -0.32068 | 0 |  |  |  |  | 0 | 0
1482 | WFCOGEN_2G | 2 | North | YES | -0.10627 | 13.6 | 12 | 17 | 0 | 1 | Cogen | -1 | 0.32068 | 0 | 0 |  |  | 0 | 0 | -0.32068 | 0 |  |  |  |  | 0 | 0
6100 | OKLA7A | EQ | West | YES | 0.63001 | 50 | -220 | 220 | 0 | 1.035 | DCTie | 1 | 0.64629 | 0 | 0 | 0 | 0 |  |  | 0.64629 | 0 |  |  |  |  | 0 | 0
6752 | OKLA0A | 1 | West | YES | 0.63001 | 649.7 | 175 | 649.7 | 0 | 1.035 | LIGCO | 1 | 0.64629 | 0 | 649.7 | 409.3181 | 649.7 |  |  | 0.64629 | 419.8965 |  |  |  |  | 0 | 0
[26 empty] | 0 | 0
[26 empty] | 0 | 0
[26 empty] | 0 | 0
[26 empty] | 0 | 0
[26 empty] | 0 | 0
[26 empty] | 0 | 0
[26 empty] | 0 | 0
[26 empty] | 0 | 0
[26 empty] | 0 | 0
[26 empty] | 0 | 0
[26 empty] | 0 | 0
[26 empty] | 0 | 0
[26 empty] | 0 | 0
[26 empty] | 0 | 0
[26 empty] | 0 | 0
[26 empty] | 0 | 0
[26 empty] | 0 | 0
[26 empty] | 0 | 0
[26 empty] | 0 | 0
[26 empty] | 0 | 0
[26 empty] | 0 | 0
[26 empty] | 0 | 0
[26 empty] | 0 | 0
[26 empty] | 0 | 0
[26 empty] | 0 | 0
[26 empty] | 0 | 0
[26 empty] | 0 | 0
[26 empty] | 0 | 0
[26 empty] | 0 | 0
[26 empty] | 0 | 0
[26 empty] | 0 | 0
[26 empty] | 0 | 0
[26 empty] | 0 | 0
[26 empty] | 0 | 0
[26 empty] | 0 | 0
[26 empty] | 0 | 0
[26 empty] | 0 | 0
[26 empty] | 0 | 0
[26 empty] | 0 | 0
[26 empty] | 0 | 0
[26 empty] | 0 | 0
[26 empty] | 0 | 0
[26 empty] | 0 | 0
[26 empty] | 0 | 0
[26 empty] | 0 | 0
[26 empty] | 0 | 0
[26 empty] | 0 | 0
[26 empty] | 0 | 0
[26 empty] | 0 | 0
[26 empty] | 0 | 0
[26 empty] | 0 | 0
[26 empty] | 0 | 0
[26 empty] | 0 | 0
[26 empty] | 0 | 0
[26 empty] | 0 | 0
[26 empty] | 0 | 0
[26 empty] | 0 | 0
[26 empty] | 0 | 0
[26 empty] | 0 | 0
[26 empty] | 0 | 0
[26 empty] | 0 | 0
[26 empty] | 0 | 0
[26 empty] | 0 | 0
[26 empty] | 0 | 0
[26 empty] | 0 | 0
[26 empty] | 0 | 0
[26 empty] | 0 | 0
[26 empty] | 0 | 0
[26 empty] | 0 | 0
[26 empty] | 0 | 0
[26 empty] | 0 | 0
[26 empty] | 0 | 0
[26 empty] | 0 | 0
[26 empty] | 0 | 0
[26 empty] | 0 | 0
[26 empty] | 0 | 0
[26 empty] | 0 | 0
[26 empty] | 0 | 0
[26 empty] | 0 | 0
[26 empty] | 0 | 0
[26 empty] | 0 | 0
[26 empty] | 0 | 0
[26 empty] | 0 | 0
[26 empty] | 0 | 0
[26 empty] | 0 | 0
[26 empty] | 0 | 0
[26 empty] | 0 | 0
[26 empty] | 0 | 0
[26 empty] | 0 | 0
[26 empty] | 0 | 0
[26 empty] | 0 | 0
[26 empty] | 0 | 0
[26 empty] | 0 | 0
[26 empty] | 0 | 0
[26 empty] | 0 | 0
[26 empty] | 0 | 0
[26 empty] | 0 | 0
[26 empty] | 0 | 0
[26 empty] | 0 | 0
[26 empty] | 0 | 0
[26 empty] | 0 | 0
[26 empty] | 0 | 0
[26 empty] | 0 | 0
[26 empty] | 0 | 0
[26 empty] | 0 | 0
[26 empty] | 0 | 0
[26 empty] | 0 | 0
[26 empty] | 0 | 0
[26 empty] | 0 | 0
[26 empty] | 0 | 0
[26 empty] | 0 | 0
[26 empty] | 0 | 0
[26 empty] | 0 | 0
[26 empty] | 0 | 0
[26 empty] | 0 | 0
[26 empty] | 0 | 0
[26 empty] | 0 | 0
[26 empty] | 0 | 0
[26 empty] | 0 | 0
[26 empty] | 0 | 0
[26 empty] | 0 | 0
[26 empty] | 0 | 0
[26 empty] | 0 | 0
[26 empty] | 0 | 0
[26 empty] | 0 | 0
[26 empty] | 0 | 0
[26 empty] | 0 | 0
[26 empty] | 0 | 0
[26 empty] | 0 | 0
[26 empty] | 0 | 0
[26 empty] | 0 | 0
[26 empty] | 0 | 0
[26 empty] | 0 | 0
[26 empty] | 0 | 0
[26 empty] | 0 | 0
[26 empty] | 0 | 0
[26 empty] | 0 | 0
[26 empty] | 0 | 0
[26 empty] | 0 | 0
[26 empty] | 0 | 0
[26 empty] | 0 | 0
[26 empty] | 0 | 0
[26 empty] | 0 | 0
[26 empty] | 0 | 0
[26 empty] | 0 | 0
[26 empty] | 0 | 0
[26 empty] | 0 | 0
[26 empty] | 0 | 0
[26 empty] | 0 | 0
[26 empty] | 0 | 0
[26 empty] | 0 | 0
[26 empty] | 0 | 0
[26 empty] | 0 | 0
[26 empty] | 0 | 0
[26 empty] | 0 | 0
[26 empty] | 0 | 0
[26 empty] | 0 | 0
[26 empty] | 0 | 0
[26 empty] | 0 | 0
[26 empty] | 0 | 0
[26 empty] | 0 | 0
[26 empty] | 0 | 0
[26 empty] | 0 | 0
[26 empty] | 0 | 0
[26 empty] | 0 | 0
[26 empty] | 0 | 0
[26 empty] | 0 | 0
[26 empty] | 0 | 0
[26 empty] | 0 | 0
[26 empty] | 0 | 0
[26 empty] | 0 | 0
[26 empty] | 0 | 0
[26 empty] | 0 | 0
[26 empty] | 0 | 0
[26 empty] | 0 | 0
[26 empty] | 0 | 0
[26 empty] | 0 | 0
[26 empty] | 0 | 0
[26 empty] | 0 | 0
[26 empty] | 0 | 0
[26 empty] | 0 | 0
[26 empty] | 0 | 0
[26 empty] | 0 | 0
[26 empty] | 0 | 0
[26 empty] | 0 | 0
[26 empty] | 0 | 0
[26 empty] | 0 | 0
[26 empty] | 0 | 0
[26 empty] | 0 | 0
[26 empty] | 0 | 0
[26 empty] | 0 | 0
[26 empty] | 0 | 0
[26 empty] | 0 | 0
[26 empty] | 0 | 0
[26 empty] | 0 | 0
[26 empty] | 0 | 0
[26 empty] | 0 | 0
[26 empty] | 0 | 0
[26 empty] | 0 | 0
[26 empty] | 0 | 0
[26 empty] | 0 | 0
[26 empty] | 0 | 0
[26 empty] | 0 | 0
[26 empty] | 0 | 0
[26 empty] | 0 | 0
[26 empty] | 0 | 0
[26 empty] | 0 | 0
[26 empty] | 0 | 0
[26 empty] | 0 | 0
[26 empty] | 0 | 0
[26 empty] | 0 | 0
[26 empty] | 0 | 0
[26 empty] | 0 | 0
[26 empty] | 0 | 0
[26 empty] | 0 | 0
[26 empty] | 0 | 0
[26 empty] | 0 | 0
[26 empty] | 0 | 0
[26 empty] | 0 | 0
[26 empty] | 0 | 0
[26 empty] | 0 | 0
[26 empty] | 0 | 0
[26 empty] | 0 | 0
[26 empty] | 0 | 0
[26 empty] | 0 | 0
[26 empty] | 0 | 0
[26 empty] | 0 | 0
[26 empty] | 0 | 0
[26 empty] | 0 | 0
[26 empty] | 0 | 0
[26 empty] | 0 | 0
[26 empty] | 0 | 0
[26 empty] | 0 | 0
[26 empty] | 0 | 0
[26 empty] | 0 | 0
[26 empty] | 0 | 0
[26 empty] | 0 | 0
[26 empty] | 0 | 0
[26 empty] | 0 | 0
[26 empty] | 0 | 0
[26 empty] | 0 | 0
[26 empty] | 0 | 0
[26 empty] | 0 | 0
[26 empty] | 0 | 0
[26 empty] | 0 | 0
[26 empty] | 0 | 0
[26 empty] | 0 | 0
[26 empty] | 0 | 0
[26 empty] | 0 | 0
[26 empty] | 0 | 0
[26 empty] | 0 | 0
[26 empty] | 0 | 0
[26 empty] | 0 | 0
[26 empty] | 0 | 0
[26 empty] | 0 | 0
[26 empty] | 0 | 0
[26 empty] | 0 | 0
[26 empty] | 0 | 0
[26 empty] | 0 | 0
[26 empty] | 0 | 0
[26 empty] | 0 | 0
[26 empty] | 0 | 0
[26 empty] | 0 | 0
[26 empty] | 0 | 0
[26 empty] | 0 | 0
[26 empty] | 0 | 0
[26 empty] | 0 | 0
[26 empty] | 0 | 0
[26 empty] | 0 | 0
[26 empty] | 0 | 0
[26 empty] | 0 | 0
[26 empty] | 0 | 0
[26 empty] | 0 | 0
[26 empty] | 0 | 0
[26 empty] | 0 | 0
[26 empty] | 0 | 0
[26 empty] | 0 | 0
[26 empty] | 0 | 0
[26 empty] | 0 | 0
[26 empty] | 0 | 0
[26 empty] | 0 | 0
[26 empty] | 0 | 0
[26 empty] | 0 | 0
[26 empty] | 0 | 0
[26 empty] | 0 | 0
[26 empty] | 0 | 0
[26 empty] | 0 | 0
[26 empty] | 0 | 0
[26 empty] | 0 | 0
[26 empty] | 0 | 0
[26 empty] | 0 | 0
[26 empty] | 0 | 0
[26 empty] | 0 | 0
[26 empty] | 0 | 0
[26 empty] | 0 | 0
[26 empty] | 0 | 0
[26 empty] | 0 | 0
[26 empty] | 0 | 0
[26 empty] | 0 | 0
[26 empty] | 0 | 0
[26 empty] | 0 | 0
[26 empty] | 0 | 0
[26 empty] | 0 | 0
[26 empty] | 0 | 0
[26 empty] | 0 | 0
[26 empty] | 0 | 0
[26 empty] | 0 | 0
[26 empty] | 0 | 0
[26 empty] | 0 | 0
[26 empty] | 0 | 0
[26 empty] | 0 | 0
[26 empty] | 0 | 0
[26 empty] | 0 | 0
[26 empty] | 0 | 0
[26 empty] | 0 | 0
[26 empty] | 0 | 0
[26 empty] | 0 | 0
[26 empty] | 0 | 0
[26 empty] | 0 | 0
[26 empty] | 0 | 0
[26 empty] | 0 | 0
[26 empty] | 0 | 0
[26 empty] | 0 | 0
[26 empty] | 0 | 0
[26 empty] | 0 | 0
[26 empty] | 0 | 0
[26 empty] | 0 | 0
[26 empty] | 0 | 0
[26 empty] | 0 | 0
[26 empty] | 0 | 0
[26 empty] | 0 | 0
[26 empty] | 0 | 0
[26 empty] | 0 | 0
[26 empty] | 0 | 0
[26 empty] | 0 | 0
[26 empty] | 0 | 0
[26 empty] | 0 | 0
[26 empty] | 0 | 0
[26 empty] | 0 | 0
[26 empty] | 0 | 0
[26 empty] | 0 | 0
[26 empty] | 0 | 0
[26 empty] | 0 | 0
[26 empty] | 0 | 0
[26 empty] | 0 | 0
[26 empty] | 0 | 0
[26 empty] | 0 | 0
[26 empty] | 0 | 0
[26 empty] | 0 | 0
[26 empty] | 0 | 0
[26 empty] | 0 | 0
[26 empty] | 0 | 0
[26 empty] | 0 | 0
[26 empty] | 0 | 0
[26 empty] | 0 | 0
[26 empty] | 0 | 0
[26 empty] | 0 | 0
[26 empty] | 0 | 0
[26 empty] | 0 | 0
[26 empty] | 0 | 0
[26 empty] | 0 | 0
[26 empty] | 0 | 0
[26 empty] | 0 | 0
[26 empty] | 0 | 0
[26 empty] | 0 | 0
[26 empty] | 0 | 0
[26 empty] | 0 | 0
[26 empty] | 0 | 0
[26 empty] | 0 | 0
[26 empty] | 0 | 0
[26 empty] | 0 | 0
[26 empty] | 0 | 0
[26 empty] | 0 | 0
[26 empty] | 0 | 0
[26 empty] | 0 | 0
[26 empty] | 0 | 0
[26 empty] | 0 | 0
[26 empty] | 0 | 0
[26 empty] | 0 | 0
[26 empty] | 0 | 0
[26 empty] | 0 | 0
[26 empty] | 0 | 0
[26 empty] | 0 | 0
[26 empty] | 0 | 0
[26 empty] | 0 | 0
[26 empty] | 0 | 0
[26 empty] | 0 | 0
[26 empty] | 0 | 0
[26 empty] | 0 | 0
[26 empty] | 0 | 0
[26 empty] | 0 | 0
[26 empty] | 0 | 0
[26 empty] | 0 | 0
[26 empty] | 0 | 0
[26 empty] | 0 | 0
[26 empty] | 0 | 0
[26 empty] | 0 | 0
[26 empty] | 0 | 0
[26 empty] | 0 | 0
[26 empty] | 0 | 0
[26 empty] | 0 | 0
[26 empty] | 0 | 0
[26 empty] | 0 | 0
[26 empty] | 0 | 0
[26 empty] | 0 | 0
[26 empty] | 0 | 0
[26 empty] | 0 | 0
[26 empty] | 0 | 0
[26 empty] | 0 | 0
[26 empty] | 0 | 0
[26 empty] | 0 | 0
[26 empty] | 0 | 0
[26 empty] | 0 | 0
[26 empty] | 0 | 0
[26 empty] | 0 | 0
[26 empty] | 0 | 0
[26 empty] | 0 | 0
[26 empty] | 0 | 0
[26 empty] | 0 | 0
[26 empty] | 0 | 0
[26 empty] | 0 | 0
[26 empty] | 0 | 0
[26 empty] | 0 | 0
[26 empty] | 0 | 0
[26 empty] | 0 | 0
[26 empty] | 0 | 0
[26 empty] | 0 | 0
[26 empty] | 0 | 0
[26 empty] | 0 | 0
[26 empty] | 0 | 0
[26 empty] | 0 | 0
[26 empty] | 0 | 0
[26 empty] | 0 | 0
[26 empty] | 0 | 0
[26 empty] | 0 | 0
[26 empty] | 0 | 0
[26 empty] | 0 | 0
[26 empty] | 0 | 0
[26 empty] | 0 | 0
[26 empty] | 0 | 0
[26 empty] | 0 | 0
[26 empty] | 0 | 0
[26 empty] | 0 | 0
[26 empty] | 0 | 0
[26 empty] | 0 | 0
[26 empty] | 0 | 0
[26 empty] | 0 | 0
[26 empty] | 0 | 0
[26 empty] | 0 | 0
[26 empty] | 0 | 0
[26 empty] | 0 | 0
[26 empty] | 0 | 0
[26 empty] | 0 | 0
[26 empty] | 0 | 0
[26 empty] | 0 | 0
[26 empty] | 0 | 0
[26 empty] | 0 | 0
[26 empty] | 0 | 0
[26 empty] | 0 | 0
[26 empty] | 0 | 0
[26 empty] | 0 | 0
[26 empty] | 0 | 0
[26 empty] | 0 | 0
[26 empty] | 0 | 0
[26 empty] | 0 | 0
[26 empty] | 0 | 0
[26 empty] | 0 | 0
[26 empty] | 0 | 0
[26 empty] | 0 | 0
[26 empty] | 0 | 0
[26 empty] | 0 | 0
[26 empty] | 0 | 0
[26 empty] | 0 | 0
[26 empty] | 0 | 0
[26 empty] | 0 | 0
[26 empty] | 0 | 0
[26 empty] | 0 | 0
[26 empty] | 0 | 0
[26 empty] | 0 | 0
[26 empty] | 0 | 0
[26 empty] | 0 | 0
[26 empty] | 0 | 0
[26 empty] | 0 | 0
[26 empty] | 0 | 0
[26 empty] | 0 | 0
[26 empty] | 0 | 0
[26 empty] | 0 | 0
[26 empty] | 0 | 0
[26 empty] | 0 | 0
[26 empty] | 0 | 0
[26 empty] | 0 | 0
[26 empty] | 0 | 0
[26 empty] | 0 | 0
[26 empty] | 0 | 0
[26 empty] | 0 | 0
[26 empty] | 0 | 0
[26 empty] | 0 | 0
[26 empty] | 0 | 0
[26 empty] | 0 | 0
[26 empty] | 0 | 0
[26 empty] | 0 | 0
[26 empty] | 0 | 0
[26 empty] | 0 | 0
[26 empty] | 0 | 0
[26 empty] | 0 | 0
[26 empty] | 0 | 0
[26 empty] | 0 | 0
[26 empty] | 0 | 0
[26 empty] | 0 | 0
[26 empty] | 0 | 0
[26 empty] | 0 | 0
[26 empty] | 0 | 0
[26 empty] | 0 | 0
[26 empty] | 0 | 0
[26 empty] | 0 | 0
[26 empty] | 0 | 0
[26 empty] | 0 | 0
[26 empty] | 0 | 0
[26 empty] | 0 | 0
[26 empty] | 0 | 0
[26 empty] | 0 | 0
[26 empty] | 0 | 0
[26 empty] | 0 | 0
[26 empty] | 0 | 0
[26 empty] | 0 | 0
[26 empty] | 0 | 0
[26 empty] | 0 | 0
[26 empty] | 0 | 0
[26 empty] | 0 | 0
[26 empty] | 0 | 0
[26 empty] | 0 | 0
[26 empty] | 0 | 0
[26 empty] | 0 | 0
[26 empty] | 0 | 0
[26 empty] | 0 | 0
[26 empty] | 0 | 0
[26 empty] | 0 | 0
[26 empty] | 0 | 0
[26 empty] | 0 | 0
[26 empty] | 0 | 0
[26 empty] | 0 | 0
[26 empty] | 0 | 0
[26 empty] | 0 | 0
[26 empty] | 0 | 0
[26 empty] | 0 | 0
[26 empty] | 0 | 0
[26 empty] | 0 | 0
[26 empty] | 0 | 0
[26 empty] | 0 | 0
[26 empty] | 0 | 0
[26 empty] | 0 | 0
[26 empty] | 0 | 0
[26 empty] | 0 | 0
[26 empty] | 0 | 0
[26 empty] | 0 | 0
[26 empty] | 0 | 0
[26 empty] | 0 | 0
[26 empty] | 0 | 0
[26 empty] | 0 | 0
[26 empty] | 0 | 0
[26 empty] | 0 | 0
[26 empty] | 0 | 0
[26 empty] | 0 | 0
[26 empty] | 0 | 0
[26 empty] | 0 | 0
[26 empty] | 0 | 0
[26 empty] | 0 | 0
[26 empty] | 0 | 0
[26 empty] | 0 | 0
[26 empty] | 0 | 0
[26 empty] | 0 | 0
[26 empty] | 0 | 0
[26 empty] | 0 | 0
[26 empty] | 0 | 0
[26 empty] | 0 | 0
[26 empty] | 0 | 0
[26 empty] | 0 | 0
[26 empty] | 0 | 0
[26 empty] | 0 | 0
[26 empty] | 0 | 0
[26 empty] | 0 | 0
[26 empty] | 0 | 0
[26 empty] | 0 | 0
[26 empty] | 0 | 0
[26 empty] | 0 | 0
[26 empty] | 0 | 0
[26 empty] | 0 | 0
[26 empty] | 0 | 0
[26 empty] | 0 | 0
[26 empty] | 0 | 0
[26 empty] | 0 | 0
[26 empty] | 0 | 0
[26 empty] | 0 | 0
[26 empty] | 0 | 0
[26 empty] | 0 | 0
[26 empty] | 0 | 0
[26 empty] | 0 | 0
[26 empty] | 0 | 0
[26 empty] | 0 | 0
[26 empty] | 0 | 0
[26 empty] | 0 | 0
[26 empty] | 0 | 0
[26 empty] | 0 | 0
[26 empty] | 0 | 0
[26 empty] | 0 | 0
[26 empty] | 0 | 0
[26 empty] | 0 | 0
[26 empty] | 0 | 0
[26 empty] | 0 | 0
[26 empty] | 0 | 0
[26 empty] | 0 | 0
[26 empty] | 0 | 0
[26 empty] | 0 | 0
[26 empty] | 0 | 0
[26 empty] | 0 | 0
[26 empty] | 0 | 0
[26 empty] | 0 | 0
[26 empty] | 0 | 0
[26 empty] | 0 | 0
[26 empty] | 0 | 0
[26 empty] | 0 | 0
[26 empty] | 0 | 0
[26 empty] | 0 | 0
[26 empty] | 0 | 0
[26 empty] | 0 | 0
[26 empty] | 0 | 0
[26 empty] | 0 | 0
[26 empty] | 0 | 0
[26 empty] | 0 | 0
[26 empty] | 0 | 0
[26 empty] | 0 | 0
[26 empty] | 0 | 0
[26 empty] | 0 | 0
[26 empty] | 0 | 0
[26 empty] | 0 | 0
[26 empty] | 0 | 0
[26 empty] | 0 | 0
[26 empty] | 0 | 0
[26 empty] | 0 | 0
[26 empty] | 0 | 0
[26 empty] | 0 | 0
[26 empty] | 0 | 0
[26 empty] | 0 | 0
[26 empty] | 0 | 0
[26 empty] | 0 | 0
[26 empty] | 0 | 0
[26 empty] | 0 | 0
[26 empty] | 0 | 0
[26 empty] | 0 | 0
[26 empty] | 0 | 0
[26 empty] | 0 | 0
[26 empty] | 0 | 0
[26 empty] | 0 | 0
[26 empty] | 0 | 0
[26 empty] | 0 | 0
[26 empty] | 0 | 0
[26 empty] | 0 | 0
[26 empty] | 0 | 0
[26 empty] | 0 | 0
[26 empty] | 0 | 0
[26 empty] | 0 | 0
[26 empty] | 0 | 0
[26 empty] | 0 | 0
[26 empty] | 0 | 0
[26 empty] | 0 | 0
[26 empty] | 0 | 0
[26 empty] | 0 | 0
[26 empty] | 0 | 0
[26 empty] | 0 | 0
[26 empty] | 0 | 0
[26 empty] | 0 | 0
[26 empty] | 0 | 0
[26 empty] | 0 | 0
[26 empty] | 0 | 0
[26 empty] | 0 | 0
[26 empty] | 0 | 0
[26 empty] | 0 | 0
[26 empty] | 0 | 0
[26 empty] | 0 | 0
[26 empty] | 0 | 0
[26 empty] | 0 | 0
[26 empty] | 0 | 0
[26 empty] | 0 | 0
[26 empty] | 0 | 0
[26 empty] | 0 | 0
[26 empty] | 0 | 0
[26 empty] | 0 | 0
[26 empty] | 0 | 0
[26 empty] | 0 | 0
[26 empty] | 0 | 0
[26 empty] | 0 | 0
[26 empty] | 0 | 0
[26 empty] | 0 | 0
[26 empty] | 0 | 0
[26 empty] | 0 | 0
[26 empty] | 0 | 0
[26 empty] | 0 | 0
[26 empty] | 0 | 0
[26 empty] | 0 | 0
[26 empty] | 0 | 0
[26 empty] | 0 | 0
[26 empty] | 0 | 0
[26 empty] | 0 | 0
[26 empty] | 0 | 0
[26 empty] | 0 | 0
[26 empty] | 0 | 0
[26 empty] | 0 | 0
[26 empty] | 0 | 0
[26 empty] | 0 | 0
[26 empty] | 0 | 0
[26 empty] | 0 | 0
[26 empty] | 0 | 0
[26 empty] | 0 | 0
[26 empty] | 0 | 0
[26 empty] | 0 | 0
[26 empty] | 0 | 0
[26 empty] | 0 | 0
[26 empty] | 0 | 0
[26 empty] | 0 | 0
[26 empty] | 0 | 0
[26 empty] | 0 | 0
[26 empty] | 0 | 0
[26 empty] | 0 | 0
[26 empty] | 0 | 0
[26 empty] | 0 | 0
[26 empty] | 0 | 0
[26 empty] | 0 | 0
[26 empty] | 0 | 0
[26 empty] | 0 | 0
[26 empty] | 0 | 0
[26 empty] | 0 | 0
[26 empty] | 0 | 0
[26 empty] | 0 | 0
[26 empty] | 0 | 0
[26 empty] | 0 | 0
[26 empty] | 0 | 0
[26 empty] | 0 | 0
[26 empty] | 0 | 0
[26 empty] | 0 | 0
[26 empty] | 0 | 0
[26 empty] | 0 | 0
[26 empty] | 0 | 0
[26 empty] | 0 | 0
[26 empty] | 0 | 0
[26 empty] | 0 | 0
[26 empty] | 0 | 0
[26 empty] | 0 | 0
[26 empty] | 0 | 0
[26 empty] | 0 | 0
[26 empty] | 0 | 0
[26 empty] | 0 | 0
[26 empty] | 0 | 0
[26 empty] | 0 | 0
[26 empty] | 0 | 0
[26 empty] | 0 | 0
[26 empty] | 0 | 0
[26 empty] | 0 | 0
[26 empty] | 0 | 0
[26 empty] | 0 | 0
[26 empty] | 0 | 0
[26 empty] | 0 | 0
[26 empty] | 0 | 0
[26 empty] | 0 | 0
[26 empty] | 0 | 0
[26 empty] | 0 | 0
[26 empty] | 0 | 0
[26 empty] | 0 | 0
[26 empty] | 0 | 0
[26 empty] | 0 | 0
[26 empty] | 0 | 0
[26 empty] | 0 | 0
[26 empty] | 0 | 0
[26 empty] | 0 | 0
[26 empty] | 0 | 0
[26 empty] | 0 | 0
[26 empty] | 0 | 0
[26 empty] | 0 | 0
[26 empty] | 0 | 0
[26 empty] | 0 | 0
[26 empty] | 0 | 0
[26 empty] | 0 | 0
[26 empty] | 0 | 0
[26 empty] | 0 | 0
[26 empty] | 0 | 0
[26 empty] | 0 | 0
[26 empty] | 0 | 0
[26 empty] | 0 | 0
[26 empty] | 0 | 0
[26 empty] | 0 | 0
[26 empty] | 0 | 0
[26 empty] | 0 | 0
[26 empty] | 0 | 0
[26 empty] | 0 | 0
[26 empty] | 0 | 0
[26 empty] | 0 | 0
[26 empty] | 0 | 0
[26 empty] | 0 | 0
[26 empty] | 0 | 0
[26 empty] | 0 | 0
[26 empty] | 0 | 0
[26 empty] | 0 | 0
[26 empty] | 0 | 0
[26 empty] | 0 | 0
[26 empty] | 0 | 0
[26 empty] | 0 | 0
[26 empty] | 0 | 0
[26 empty] | 0 | 0
[26 empty] | 0 | 0
[26 empty] | 0 | 0
[26 empty] | 0 | 0
[26 empty] | 0 | 0
[26 empty] | 0 | 0
[26 empty] | 0 | 0
[26 empty] | 0 | 0
[26 empty] | 0 | 0
[26 empty] | 0 | 0
[26 empty] | 0 | 0
[26 empty] | 0 | 0
[26 empty] | 0 | 0
[26 empty] | 0 | 0
[26 empty] | 0 | 0
[26 empty] | 0 | 0
[26 empty] | 0 | 0
[26 empty] | 0 | 0
[26 empty] | 0 | 0
[26 empty] | 0 | 0
[26 empty] | 0 | 0
[26 empty] | 0 | 0
[26 empty] | 0 | 0
[26 empty] | 0 | 0
[26 empty] | 0 | 0
[26 empty] | 0 | 0
[26 empty] | 0 | 0
[26 empty] | 0 | 0
[26 empty] | 0 | 0
[26 empty] | 0 | 0
[26 empty] | 0 | 0
[26 empty] | 0 | 0
[26 empty] | 0 | 0
[26 empty] | 0 | 0
[26 empty] | 0 | 0
[26 empty] | 0 | 0
[26 empty] | 0 | 0
[26 empty] | 0 | 0
[26 empty] | 0 | 0
[26 empty] | 0 | 0
[26 empty] | 0 | 0
[26 empty] | 0 | 0
[26 empty] | 0 | 0
[26 empty] | 0 | 0
[26 empty] | 0 | 0
[26 empty] | 0 | 0
[26 empty] | 0 | 0
[26 empty] | 0 | 0
[26 empty] | 0 | 0
[26 empty] | 0 | 0
[26 empty] | 0 | 0
[26 empty] | 0 | 0
[26 empty] | 0 | 0
[26 empty] | 0 | 0
[26 empty] | 0 | 0
[26 empty] | 0 | 0
[26 empty] | 0 | 0
[26 empty] | 0 | 0
[26 empty] | 0 | 0
[26 empty] | 0 | 0
[26 empty] | 0 | 0
[26 empty] | 0 | 0
[26 empty] | 0 | 0
[26 empty] | 0 | 0
[26 empty] | 0 | 0
[26 empty] | 0 | 0
[26 empty] | 0 | 0
[26 empty] | 0 | 0
[26 empty] | 0 | 0
[26 empty] | 0 | 0
[26 empty] | 0 | 0
[26 empty] | 0 | 0
[26 empty] | 0 | 0
[26 empty] | 0 | 0
[26 empty] | 0 | 0
[26 empty] | 0 | 0
[26 empty] | 0 | 0
[26 empty] | 0 | 0
[26 empty] | 0 | 0
[26 empty] | 0 | 0
[26 empty] | 0 | 0
[26 empty] | 0 | 0
[26 empty] | 0 | 0
[26 empty] | 0 | 0
[26 empty] | 0 | 0
[26 empty] | 0 | 0
[26 empty] | 0 | 0
[26 empty] | 0 | 0
[26 empty] | 0 | 0
[26 empty] | 0 | 0
[26 empty] | 0 | 0
[26 empty] | 0 | 0
[26 empty] | 0 | 0
[26 empty] | 0 | 0
[26 empty] | 0 | 0
[26 empty] | 0 | 0
[26 empty] | 0 | 0
[26 empty] | 0 | 0
[26 empty] | 0 | 0
[26 empty] | 0 | 0
[26 empty] | 0 | 0
[26 empty] | 0 | 0
[26 empty] | 0 | 0
[26 empty] | 0 | 0
[26 empty] | 0 | 0
[26 empty] | 0 | 0
[26 empty] | 0 | 0
[26 empty] | 0 | 0
[26 empty] | 0 | 0
[26 empty] | 0 | 0
[26 empty] | 0 | 0
[26 empty] | 0 | 0
[26 empty] | 0 | 0
[26 empty] | 0 | 0
[26 empty] | 0 | 0
[26 empty] | 0 | 0
[26 empty] | 0 | 0
[26 empty] | 0 | 0
[26 empty] | 0 | 0
[26 empty] | 0 | 0
[26 empty] | 0 | 0
[26 empty] | 0 | 0
[26 empty] | 0 | 0
[26 empty] | 0 | 0
[26 empty] | 0 | 0
[26 empty] | 0 | 0
[26 empty] | 0 | 0
[26 empty] | 0 | 0
[26 empty] | 0 | 0
[26 empty] | 0 | 0
[26 empty] | 0 | 0
[26 empty] | 0 | 0
[26 empty] | 0 | 0
[26 empty] | 0 | 0
[26 empty] | 0 | 0
[26 empty] | 0 | 0
[26 empty] | 0 | 0
[26 empty] | 0 | 0
[26 empty] | 0 | 0
[26 empty] | 0 | 0
[26 empty] | 0 | 0
[26 empty] | 0 | 0
[26 empty] | 0 | 0
[26 empty] | 0 | 0
[26 empty] | 0 | 0
[26 empty] | 0 | 0
[26 empty] | 0 | 0
[26 empty] | 0 | 0
[26 empty] | 0 | 0
[26 empty] | 0 | 0
[26 empty] | 0 | 0
[26 empty] | 0 | 0
[26 empty] | 0 | 0
[26 empty] | 0 | 0
[26 empty] | 0 | 0
[26 empty] | 0 | 0
[26 empty] | 0 | 0
[26 empty] | 0 | 0
[26 empty] | 0 | 0
[26 empty] | 0 | 0
[26 empty] | 0 | 0
[26 empty] | 0 | 0
[26 empty] | 0 | 0
[26 empty] | 0 | 0
[26 empty] | 0 | 0
[26 empty] | 0 | 0
[26 empty] | 0 | 0
[26 empty] | 0 | 0
[26 empty] | 0 | 0
[26 empty] | 0 | 0
[26 empty] | 0 | 0
[26 empty] | 0 | 0
[26 empty] | 0 | 0
[26 empty] | 0 | 0
[26 empty] | 0 | 0
[26 empty] | 0 | 0
[26 empty] | 0 | 0
[26 empty] | 0 | 0
[26 empty] | 0 | 0
[26 empty] | 0 | 0
[26 empty] | 0 | 0
[26 empty] | 0 | 0
[26 empty] | 0 | 0
[26 empty] | 0 | 0
[26 empty] | 0 | 0
[26 empty] | 0 | 0
[26 empty] | 0 | 0
[26 empty] | 0 | 0
[26 empty] | 0 | 0
[26 empty] | 0 | 0
[26 empty] | 0 | 0
[26 empty] | 0 | 0
[26 empty] | 0 | 0
[26 empty] | 0 | 0
[26 empty] | 0 | 0
[26 empty] | 0 | 0
[26 empty] | 0 | 0
[26 empty] | 0 | 0
[26 empty] | 0 | 0
[26 empty] | 0 | 0
[26 empty] | 0 | 0
[26 empty] | 0 | 0
[26 empty] | 0 | 0
[26 empty] | 0 | 0
[26 empty] | 0 | 0
[26 empty] | 0 | 0
[26 empty] | 0 | 0
[26 empty] | 0 | 0
[26 empty] | 0 | 0
[26 empty] | 0 | 0
[26 empty] | 0 | 0
[26 empty] | 0 | 0
[26 empty] | 0 | 0
[26 empty] | 0 | 0
[26 empty] | 0 | 0
[26 empty] | 0 | 0
[26 empty] | 0 | 0
[26 empty] | 0 | 0
[26 empty] | 0 | 0
[26 empty] | 0 | 0
[26 empty] | 0 | 0
[26 empty] | 0 | 0
[26 empty] | 0 | 0
[26 empty] | 0 | 0
[26 empty] | 0 | 0
[26 empty] | 0 | 0
[26 empty] | 0 | 0
[26 empty] | 0 | 0
[26 empty] | 0 | 0
[26 empty] | 0 | 0
[26 empty] | 0 | 0
[26 empty] | 0 | 0
[26 empty] | 0 | 0
[26 empty] | 0 | 0
[26 empty] | 0 | 0
[26 empty] | 0 | 0
[26 empty] | 0 | 0
[26 empty] | 0 | 0
[26 empty] | 0 | 0
[26 empty] | 0 | 0
[26 empty] | 0 | 0
[26 empty] | 0 | 0
[26 empty] | 0 | 0
[26 empty] | 0 | 0
[26 empty] | 0 | 0
[26 empty] | 0 | 0
[26 empty] | 0 | 0
[26 empty] | 0 | 0
[26 empty] | 0 | 0
[26 empty] | 0 | 0
[26 empty] | 0 | 0
[26 empty] | 0 | 0
[26 empty] | 0 | 0
[26 empty] | 0 | 0
[26 empty] | 0 | 0
[26 empty] | 0 | 0
[26 empty] | 0 | 0
[26 empty] | 0 | 0
[26 empty] | 0 | 0
[26 empty] | 0 | 0
[26 empty] | 0 | 0
[26 empty] | 0 | 0
[26 empty] | 0 | 0
[26 empty] | 0 | 0
[26 empty] | 0 | 0
[26 empty] | 0 | 0
[26 empty] | 0 | 0
[26 empty] | 0 | 0
[26 empty] | 0 | 0
[26 empty] | 0 | 0
[26 empty] | 0 | 0
[26 empty] | 0 | 0
[26 empty] | 0 | 0
[26 empty] | 0 | 0
[26 empty] | 0 | 0
[26 empty] | 0 | 0
[26 empty] | 0 | 0
[26 empty] | 0 | 0
[26 empty] | 0 | 0
[26 empty] | 0 | 0
[26 empty] | 0 | 0
[26 empty] | 0 | 0
[26 empty] | 0 | 0
[26 empty] | 0 | 0
[26 empty] | 0 | 0
[26 empty] | 0 | 0
[26 empty] | 0 | 0
[26 empty] | 0 | 0
[26 empty] | 0 | 0
[26 empty] | 0 | 0
[26 empty] | 0 | 0
[26 empty] | 0 | 0
[26 empty] | 0 | 0
[26 empty] | 0 | 0
[26 empty] | 0 | 0
[26 empty] | 0 | 0
[26 empty] | 0 | 0
[26 empty] | 0 | 0
[26 empty] | 0 | 0
[26 empty] | 0 | 0
[26 empty] | 0 | 0
[26 empty] | 0 | 0
[26 empty] | 0 | 0
[26 empty] | 0 | 0
[26 empty] | 0 | 0
[26 empty] | 0 | 0
[26 empty] | 0 | 0
[26 empty] | 0 | 0
[26 empty] | 0 | 0
[26 empty] | 0 | 0
[26 empty] | 0 | 0
[26 empty] | 0 | 0
[26 empty] | 0 | 0
[26 empty] | 0 | 0
[26 empty] | 0 | 0
[26 empty] | 0 | 0
[26 empty] | 0 | 0
[26 empty] | 0 | 0
[26 empty] | 0 | 0
[26 empty] | 0 | 0
[26 empty] | 0 | 0
[26 empty] | 0 | 0
[26 empty] | 0 | 0
[26 empty] | 0 | 0
[26 empty] | 0 | 0
[26 empty] | 0 | 0
[26 empty] | 0 | 0
[26 empty] | 0 | 0
[26 empty] | 0 | 0
[26 empty] | 0 | 0
[26 empty] | 0 | 0
[26 empty] | 0 | 0
[26 empty] | 0 | 0
[26 empty] | 0 | 0
[26 empty] | 0 | 0
[26 empty] | 0 | 0
[26 empty] | 0 | 0
[26 empty] | 0 | 0
[26 empty] | 0 | 0
[26 empty] | 0 | 0
[26 empty] | 0 | 0
[26 empty] | 0 | 0
[26 empty] | 0 | 0
[26 empty] | 0 | 0
[26 empty] | 0 | 0
[26 empty] | 0 | 0
[26 empty] | 0 | 0
[26 empty] | 0 | 0
[26 empty] | 0 | 0
[26 empty] | 0 | 0
[26 empty] | 0 | 0
[26 empty] | 0 | 0
[26 empty] | 0 | 0
[26 empty] | 0 | 0
[26 empty] | 0 | 0
[26 empty] | 0 | 0
[26 empty] | 0 | 0
[26 empty] | 0 | 0
[26 empty] | 0 | 0
[26 empty] | 0 | 0
[26 empty] | 0 | 0
[26 empty] | 0 | 0
[26 empty] | 0 | 0
[26 empty] | 0 | 0
[26 empty] | 0 | 0
[26 empty] | 0 | 0
[26 empty] | 0 | 0
[26 empty] | 0 | 0
[26 empty] | 0 | 0
[26 empty] | 0 | 0
[26 empty] | 0 | 0
[26 empty] | 0 | 0
[26 empty] | 0 | 0
[26 empty] | 0 | 0
[26 empty] | 0 | 0
[26 empty] | 0 | 0
[26 empty] | 0 | 0
[26 empty] | 0 | 0
[26 empty] | 0 | 0
[26 empty] | 0 | 0
[26 empty] | 0 | 0
[26 empty] | 0 | 0
[26 empty] | 0 | 0
[26 empty] | 0 | 0
[26 empty] | 0 | 0
[26 empty] | 0 | 0
[26 empty] | 0 | 0
[26 empty] | 0 | 0
[26 empty] | 0 | 0
[26 empty] | 0 | 0
[26 empty] | 0 | 0
[26 empty] | 0 | 0
[26 empty] | 0 | 0
[26 empty] | 0 | 0
[26 empty] | 0 | 0
[26 empty] | 0 | 0
[26 empty] | 0 | 0
[26 empty] | 0 | 0
[26 empty] | 0 | 0
[26 empty] | 0 | 0
[26 empty] | 0 | 0
[26 empty] | 0 | 0
[26 empty] | 0 | 0
[26 empty] | 0 | 0
[26 empty] | 0 | 0
[26 empty] | 0 | 0
[26 empty] | 0 | 0
[26 empty] | 0 | 0
[26 empty] | 0 | 0
[26 empty] | 0 | 0
[26 empty] | 0 | 0
[26 empty] | 0 | 0
[26 empty] | 0 | 0
[26 empty] | 0 | 0
[26 empty] | 0 | 0
[26 empty] | 0 | 0
[26 empty] | 0 | 0
[26 empty] | 0 | 0
[26 empty] | 0 | 0
[26 empty] | 0 | 0
[26 empty] | 0 | 0
[26 empty] | 0 | 0
[26 empty] | 0 | 0
[26 empty] | 0 | 0
[26 empty] | 0 | 0
[26 empty] | 0 | 0
[26 empty] | 0 | 0
[26 empty] | 0 | 0
[26 empty] | 0 | 0
[26 empty] | 0 | 0
[26 empty] | 0 | 0
[26 empty] | 0 | 0
[26 empty] | 0 | 0
[26 empty] | 0 | 0
[26 empty] | 0 | 0
[26 empty] | 0 | 0
[26 empty] | 0 | 0
[26 empty] | 0 | 0
[26 empty] | 0 | 0
[26 empty] | 0 | 0
[26 empty] | 0 | 0
[26 empty] | 0 | 0
[26 empty] | 0 | 0
[26 empty] | 0 | 0
[26 empty] | 0 | 0
[26 empty] | 0 | 0
[26 empty] | 0 | 0
[26 empty] | 0 | 0
[26 empty] | 0 | 0
[26 empty] | 0 | 0
[26 empty] | 0 | 0
[26 empty] | 0 | 0
[26 empty] | 0 | 0
[26 empty] | 0 | 0
[26 empty] | 0 | 0
[26 empty] | 0 | 0
[26 empty] | 0 | 0
[26 empty] | 0 | 0
[26 empty] | 0 | 0
[26 empty] | 0 | 0
[26 empty] | 0 | 0
[26 empty] | 0 | 0
[26 empty] | 0 | 0
[26 empty] | 0 | 0
[26 empty] | 0 | 0
[26 empty] | 0 | 0
[26 empty] | 0 | 0
[26 empty] | 0 | 0
[26 empty] | 0 | 0
[26 empty] | 0 | 0
[26 empty] | 0 | 0
[26 empty] | 0 | 0
[26 empty] | 0 | 0
[26 empty] | 0 | 0
[26 empty] | 0 | 0
[26 empty] | 0 | 0
[26 empty] | 0 | 0
[26 empty] | 0 | 0
[26 empty] | 0 | 0
[26 empty] | 0 | 0
[26 empty] | 0 | 0
[26 empty] | 0 | 0
[26 empty] | 0 | 0

## Zones
Houston | -1
North | -1
South | -1
West | 1
SET UP AREA, copy & paste values to cell B1
Source | West |  | N to H | N to W | N to S | W to N | S to N | W to S
Sink | North | Houston | -1 | 1 | -1 | -1 | 1 | -1
|  | North | 1 | 1 | 1 | -1 | -1 | -1
|  | South | -1 | 1 | -1 | -1 | 1 | -1
|  | West | 1 | -1 | 1 | 1 | -1 | 1
|  | Source | North | North | North | West | South | West
|  | Sink | Houston | West | South | North | North | South

## Tech
Number of Bus | Name of Bus | Tech Type
238 | BOSQUESW505 | CC
239 | BOSQUESW502 | GGT
244 | WHITNYDM01 | Hydro
245 | WHITNYDM02 | Hydro
247 | BOSQUESW501 | GGT
251 | BOSQUESW803 | CC
253 | BOSQUESW804 | CC
332 | RWMILLER01 | GST
333 | RWMILLER02 | GST
334 | RWMILLER03 | GST
335 | RWMILLER04 | GST
336 | RWMILLER05 | GST
344 | MRSSHPRD | Hydro
345 | MRSSHPRD01 | Hydro
366 | JNSNCNTY802 | Cogen
367 | JNSNCNTY802 | Cogen
503 | NTHTEXAS01 | GST
504 | NTHTEXAS02 | GST
505 | NTHTEXAS03 | GST
580 | JCKCNTY801 | CC
581 | JCKCNTY802 | CC
582 | JCKCNTY803 | CC
728 | WOLFRIDGE801 | Wind
837 | NEWMAN_G5 | GST
842 | OLINGER_G1 | GST
843 | OLINGER_G2 | GST
844 | OLINGER_G3 | GST
845 | OLINGER_G4 | GGT
923 | SPENCER_G4 | GST
924 | SPENCER_G5 | GST
948 | STEAM1 | GST
949 | STEAM2 | GST
950 | STEAM3 | GST
990 | GIBN_CREK_G1 | LIGCO
1002 | PBCTAGE_1G | GGT
1003 | PBCTBGE_2G | GGT
1004 | PBCTCGE_3G | GGT
1005 | PBCTDGE_4G | GGT
1006 | PBCTEGE_5G | GGT
1007 | PB5GEN_6G | GST
1008 | PB6GEN_7G | GST
1037 | MORGAN5G_5G | GST
1039 | MRGNAG_1G | GGT
1040 | MRGNBG_2G | GGT
1041 | MRGNCG_3G | GGT
1042 | MRGNDG_4G | GGT
1043 | MRGNEG_5G | GGT
1044 | MRGNFG_6G | GGT
1045 | CALENG1G_1G | Cogen
1046 | CALENG2G_2G | Cogen
1047 | CALENG3G_3G | Cogen
1058 | LONGSHORE_5 | Wind
1058 | LONGSHORE_5 | Wind
1061 | CIELOGEN_1G | Wind
1062 | CIELOGEN_2G | Wind
1068 | SCURRYCW_1G | Wind
1069 | KINDERMG_1G | Cogen
1070 | KINDERMG_2G | Cogen
1071 | KINDERMG_3G | Cogen
1073 | SCURRYCW_2G | Wind
1320 | BSP 1 | Cogen
1326 | STANTONW_8 | Wind
1327 | WILDHRSE_1G | Wind
1328 | OCOTILLO_1G | Wind
1333 | MCDDONAL_8 | Wind
1343 | TRENTIPP_8 | Wind
1349 | WESTXWIN_1G | Wind
1350 | NWPWRG1_1G | Wind
1354 | AEPWIND_8 | Wind
1360 | GUNSIGHT_8 | Wind
1416 | SWETWATR_1G | CC
1417 | SWETWATR_2G | CC
1418 | SWETWATR_3G | CC
1419 | SWETWATR_4G | CC
1432 | GRHAMSES_2G | GST
1433 | GRHAMSES_1G | GST
1437 | MESQUITW_1G | Wind
1438 | MESQUITW_2G | Wind
1442 | COKFIELD_5 | Wind
1453 | WCPWRCO_1G | CC
1454 | WCPWRCO_2G | CC
1455 | WCPWRCO_3G | CC
1479 | WFCOGEN_1G | Cogen
1479 | WFCOGEN_1G | Cogen
1482 | WFCOGEN_2G | Cogen
1482 | WFCOGEN_2G | Cogen
1600 | BARTNWND_1G | Wind
1643 | SLSTR1PP_1G | Wind
1675 | PEC_1G | Cogen
1676 | PEC_2G | Cogen
1677 | PEC_3G | Cogen
1678 | LAMARPWR_1G | CC
1679 | LAMARPWR_2G | CC
1680 | LAMARPWR_3G | CC
1681 | LAMARPWR_4G | CC
1682 | LAMARPWR_5G | CC
1683 | LAMARPWR_6G | CC
1687 | VALLEY_1G | GST
1688 | VALLEY_2G | GSC
1689 | VALLEY_3G | GST
1701 | MOSES_1G | LIGCO
1702 | MOSES_2G | LIGCO
1703 | MOSES_3G | LIGCO
1861 | EAGLEMNT_1G | GST
1862 | EAGLEMNT_2G | GST
1863 | EAGLEMNT_3G | GST
1877 | WLFHOLW_1G | CC
1878 | WLFHOLW_2G | CC
1879 | WLFHOLW_3G | CC
1889 | DECRDOVA_1G | GSC
1892 | DECRDOVA_2G | GGT
1893 | DECRDOVA_3G | GGT
1894 | DECRDOVA_4G | GGT
1895 | DECRDOVA_5G | GGT
1898 | COMCHEPK_1G | Nuc
1899 | COMCHEPK_2G | Nuc
1937 | MDLTHELP_5G | CC
1938 | MDLTHELP_6G | CC
1941 | MDLTHELP_1G | CC
1942 | MDLTHELP_2G | CC
1943 | MDLTHELP_3G | CC
1944 | MDLTHELP_4G | CC
1947 | HANDLEY_3G | GST
1948 | HANDLEY_4G | GST
1949 | HANDLEY_5G | GST
2371 | COLLIN_1G | GST
2381 | NTHLK1_G | GST
2382 | NTHLK2_G | GST
2383 | NTHLK3_G | GST
2413 | MTCK6_G | GST
2414 | MTCK7_G | GST
2417 | MTCK8_G | GSC
2451 | LKHB1_G | GST
2452 | LKHB2_G | GST
3097 | MARTLAKE_1G | LIGCO
3098 | MARTLAKE_2G | LIGCO
3099 | MARTLAKE_3G | LIGCO
3107 | STRYKER_1G | GST
3108 | STRYKER_2G | GST
3126 | TRINIDAD_6G | GST
3309 | ASPN_G | Bio
3348 | CHAMPION_1G | Cogen
3381 | BBRN_1G | LIGCO
3382 | BBRN_2G | LIGCO
3403 | THOUSE_1G | GSC
3404 | THOUSE_2G | GSC
3416 | LAKE_CRK1_G | GST
3417 | LAKE_CRK2_G | GST
3432 | SANDOW_4G | LIGCO
5026 | BRAUNIG_VHB1 | GST
5027 | BRAUNIG_VHB2 | GST
5028 | BRAUNIG_VHB3 | GST
5111 | CALAVER_JTD1 | LIGCO
5112 | CALAVER_JTD2 | LIGCO
5264 | LEON_LCP3G3 | GST
5265 | LEON_LCP4G4 | GST
5266 | LEON_LCPCT1 | GGT
5267 | LEON_LCPCT2 | GGT
5268 | LEON_LCPCT3 | GGT
5269 | LEON_LCPCT4 | GGT
5396 | CALAVER_OWS1 | GST
5397 | CALAVER_OWS2 | GST
5401 | CALAVER_JKS1 | LIGCO
5436 | TUTTL_WBT1G1 | GST
5438 | TUTTL_WBT3G3 | GST
5439 | TUTTL_WBT4G4 | GST
5476 | BRA_AVR1_CT1 | CC
5477 | BRA_AVR1_ST | CC
5478 | BRA_AVR1_CT2 | CC
5503 | RAYBURNGEN3 | GST
5505 | RAYBURNGEN1 | GGT
5506 | RAYBURNGEN2 | GGT
5508 | RAYBURNCC9 | CC
5509 | RAYBURNCC10 | CC
5511 | RAYBURNCC7 | CC
5512 | RAYBURNCC8 | CC
5728 | FALCONHYDRO2 | Hydro
5729 | FALCONHYDRO3 | Hydro
5890 | PEARSALLGEN1 | GST
5891 | PEARSALLGEN2 | GST
5892 | PEARSALLGEN3 | GST
5903 | SANMIGUELGEN | LIGCO
5911 | STP_GN1___1 | Nuc
5912 | STP_GN2___2 | Nuc
5920 | WELSHDC1 | DCTie
5925 | DCEAST | DCTie
5932 | SI_RAY9 | CC
5933 | SI_RAY6 | GST
5934 | SI_RAY5 | GST
5935 | SI_RAY10 | CC
6016 | SWMESA | Wind
6096 | NORTHDC7 | DCTie
6100 | OKLA7A | DCTie
6144 | MCADOO1A | Wind
6407 | TURKTRAK1A | Wind
6637 | SNYDERW1A | Wind
6752 | OKLA0A | LIGCO
6948 | DENISNDM | Hydro
6948 | DENISNDM | Hydro
7000 | L_FERGUS1_1Y | GSC
7004 | L_SIMGID1_1Y | GST
7005 | L_SIMGID1_2Y | GST
7006 | L_SIMGID1_3Y | GST
7007 | L_LOSTPI1_1Y | CC
7008 | L_LOSTPI1_2Y | CC
7009 | L_LOSTPI1_3Y | CC
7010 | L_FPPYD11_1Y | LIGCO
7011 | L_FPPYD11_2Y | LIGCO
7012 | L_FPPYD21_3Y | LIGCO
7014 | L_HAYSEN1_1Y | CC
7015 | L_HAYSEN1_2Y | CC
7016 | L_HAYSEN1_3Y | CC
7017 | L_HAYSEN1_4Y | CC
7020 | L_AUSTPL1_1Y | Hydro
7020 | L_AUSTPL1_1Y | Hydro
7022 | L_BUCHAN1_1Y | Hydro
7023 | L_BUCHAN1_2Y | Hydro
7024 | L_BUCHAN1_3Y | Hydro
7026 | L_INKSDA1_1Y | Hydro
7028 | L_MARBFA1_1Y | Hydro
7029 | L_MARBFA1_2Y | Hydro
7031 | L_MARSFO1G1Y | Hydro
7032 | L_MARSFO1G2Y | Hydro
7033 | L_MARSFO1G3Y | Hydro
7035 | L_WIRTZ_1G1Y | Hydro
7036 | L_WIRTZ_1G2Y | Hydro
7038 | L_DELAWA1_1Y | Wind
7038 | L_DELAWA1_1Y | Wind
7303 | L_WPPGS12_1Y | GGT
7303 | L_WPPGS12_1Y | GGT
7305 | L_WPPGS34_1Y | GGT
7305 | L_WPPGS34_1Y | GGT
7487 | L_CANYHY8_1Y | Hydro
7605 | L_MCQUEE9_1Y | Hydro
7605 | L_MCQUEE9_1Y | Hydro
7605 | L_MCQUEE9_1Y | Hydro
7609 | L_SCHUMA8_1Y | Hydro
7624 | L_LAKEWO9_1Y | Hydro
7624 | L_LAKEWO9_1Y | Hydro
7800 | L_GUADGE1_1Y | CC
7801 | L_GUADGE1_2Y | CC
7802 | L_GUADGE1_3Y | CC
7803 | L_GUADGE1_4Y | CC
7804 | L_GUADGE1_5Y | CC
7805 | L_GUADGE1_6Y | CC
7807 | L_BASTEN1_1Y | CC
7808 | L_BASTEN1_2Y | CC
7809 | L_BASTEN1_3Y | CC
7810 | L_RIONOG1G1Y | CC
7811 | L_RIONOG1G2Y | CC
7812 | L_RIONOG1G3Y | CC
7813 | L_RIONOG1S1Y | CC
8032 | AMISTADHYD1 | Hydro
8033 | AMISTADHYD2 | Hydro
8048 | FALCONHYDRO1 | Hydro
8066 | DUP1V#1 | Cogen
8134 | FOR #1 | Cogen
8138 | FOR #2 | Cogen
8139 | JOS #1 | GST
8147 | UCAR #2 | Cogen
8148 | UCAR #1 | Cogen
8153 | FOR #3 | Cogen
8154 | FOR #4 | Cogen
8155 | FOR #5 | Cogen
8156 | FOR #6 | Cogen
8157 | FOR #7 | Cogen
8161 | COLETO0A | LIGCO
8173 | VICEC51A | CC
8174 | VICEC61A | CC
8189 | CUECPL2A | Cogen
8262 | ELPS | Hydro
8285 | LAR #1 | GST
8287 | LAR #2 | GST
8288 | LAR #3 | GST
8388 | BATES0A | GST
8393 | BATES0B | GST
8437 | NUECES_B0C | GST
8438 | NUECES_B0B | GST
8442 | NBEC7 | GST
8442 | NBEC7 | GST
8456 | COSW#1 | Cogen
8457 | COSW#2 | Cogen
8459 | B_DAVIS0B | GSC
8460 | B_DAVIS0A | GSC
8461 | KOCH_UP0A | Cogen
8506 | VAL #1 | Cogen
8507 | VAL #2 | Cogen
8511 | OXY_CC0A | Cogen
8517 | CELANEBI0A | Cogen
8560 | CNOPGT1 | Cogen
8561 | CNOPGT2 | Cogen
8562 | CNOPST1 | Cogen
8926 | LGE_GT10A | Cogen
8927 | LGE_GT20A | Cogen
8928 | LGE_STG0A | Cogen
8930 | ICPGN10A | Cogen
8931 | ICPGN20A | Cogen
8932 | ICPGN30A | Cogen
8933 | FGNTS001 | CC
8934 | FGNTS101 | CC
8935 | FGNTS201 | CC
8936 | MVGN#1 | CC
8937 | MVGN#2 | CC
8938 | MVGN#3 | CC
8981 | HECN1 | CC
8982 | HECN2 | CC
8983 | HECN3 | CC
9000 | DECKR_G1 | GST
9001 | DECKR_G2 | GST
9002 | DECKR_G3 | GGT
9003 | DECKR_G4 | GGT
9004 | DECKR_G5 | GGT
9005 | DECKR_G6 | GGT
9016 | SANDH_G1 | GGT
9017 | SANDH_G2 | GGT
9018 | SANDH_G3 | GGT
9019 | SANDH_G4 | GGT
9020 | SANDHG5A | CC
9021 | SANDHG5C | CC
11001 | NAV1CT | CC
11009 | NAV2CT | CC
11011 | NAV3ST | CC
11012 | NAV4CT | CC
11013 | NAV5CT | CC
11014 | NAV6ST | CC
11020 | TIEHVSG_1G | CC
11021 | TIEHVCG_1G | CC
11022 | TIEHVCG_2G | CC
11023 | TIEHVCG_3G | CC
11024 | TIEHVCG_4G | CC
11025 | TIEHVSG_2G | CC
11056 | ROSCOE_1G | Wind
11057 | CHAMPION_1G | Wind
11058 | PYRON_1G | Wind
11059 | INADALE_1G | Wind
11065 | ELBOWCK_1G | Wind
11147 | NOTREES_1G | Wind
11309 | BULLCREK_2G | Wind
11310 | BULLCREK_1G | Wind
11320 | COYOTE_1G | Wind
11691 | KMICHICT1_G | CC
11692 | KMICHICT2_G | CC
11693 | KMICHIST3_G | CC
11694 | KMICHICT4_G | CC
11695 | KMICHICT5_G | CC
11696 | KMICHIST6_G | CC
12322 | ENNSTRAC_1G | CC
12323 | ENNSTRAC_2G | CC
12411 | FPLEFR1A_G | CC
12412 | FPLEFR1B_G | CC
12413 | FPLEFR1C_G | CC
12414 | FPLEFR1S_G | CC
12421 | FPLEFR2A_G | CC
12422 | FPLEFR2B_G | CC
12423 | FPLEFR2C_G | CC
12424 | FPLEFR2S_G | CC
12440 | PARKD_1SVC8 | GST
12449 | PARKD_2SVC8 | GST
13116 | TGATEWAY_1G | CC
13117 | TGATEWAY_2G | CC
13118 | TGATEWAY_3G | CC
13119 | TGATEWAY_4G | CC
13131 | CALFREST_1G | CC
13132 | CALFREST_2G | CC
13133 | CALFREST_3G | CC
13134 | CALFREST_4G | CC
13135 | CALFREST_5G | CC
13136 | CALFREST_6G | CC
13432 | SANDOW_5G | LIGCO
32798 | BRYN_TAMUGEN | GST
32883 | BRYN_DNSBY3 | GST
32884 | BRYN_DNSBY13 | GST
32886 | BRYN_ATKINS3 | GST
32887 | BRYN_ATKINS6 | GST
32888 | BRYN_ATKINS7 | GGT
32890 | BRYN_ATKINS4 | GST
32891 | BRYN_ATKINS5 | GST
32892 | BRYN_DNSBY14 | GST
36998 | RDCNYNG1 | Wind
38332 | TNWDWRDU2_8 | Wind
38437 | TNSRBNMESA9 | Wind
38580 | TNBP_CGN1_8 | Cogen
38590 | TNBP_CGN2_8 | Cogen
38600 | TNBP_CGN3_8 | Cogen
38611 | TNBPAMCG1_8 | Cogen
38612 | TNBPAMCG2_8 | Cogen
38613 | TNBPAMCG3_8 | Cogen
38614 | TNBPAMCG4_8 | Cogen
38615 | TNBPAMCG5_8 | Cogen
38690 | TNBP_CGN4_8 | Cogen
38711 | TNTXCTY1CG8 | Cogen
38712 | TNTXCTY2CG8 | Cogen
38713 | TNTXCTY3CG8 | Cogen
38714 | TNTXCTY4CG8 | Cogen
39190 | TNSLCGN1__8 | Cogen
39470 | TNDOWCGNSG8 | Cogen
39480 | TNDOWCGNGG8 | Cogen
39760 | TNSCLP1___8 | Cogen
39770 | TNSCLP2___8 | Cogen
39775 | TNSCLP4___8 | Cogen
39790 | TNSCLP3___8 | Cogen
39960 | TNTNPONE_18 | LIGCO
39970 | TNTNPONE_28 | LIGCO
48500 | APD_GT1_8005 | Cogen
48510 | AK_GT1__8040 | Cogen
48511 | LPE_GT1_8070 | GGT
48512 | LPE_GT2_8075 | GGT
48513 | LPE_GT3_8080 | GGT
48514 | LPE_GT4_8085 | GGT
48520 | BSF_GT1_8070 | Cogen
48520 | BSF_GT1_8070 | Cogen
48521 | BVE_GT1_GT1 | CC
48522 | BVE_GT2_5035 | CC
48523 | BVE_ST1_GN1 | CC
48531 | BYU_GT1_8075 | Cogen
48532 | BYU_GT2_8055 | Cogen
48533 | BYU_GT3_8060 | Cogen
48534 | BYU_GT4_8065 | Cogen
48551 | CAL_GT1_8045 | Cogen
48552 | CAL_ST1_8000 | Cogen
48561 | CTL_GT2_8130 | Cogen
48562 | CTL_GT3_8135 | Cogen
48563 | CTL_GT4_8140 | Cogen
48564 | CTL_GN1_8145 | Cogen
48565 | CTL_GN2_8155 | Cogen
48581 | CBY_GN1_1 | GSC
48582 | CBY_GN2_2 | GSC
48583 | CBY_GT4_1 | GSC
48584 | CBY_GT4_2 | CC
48585 | CBY_ST4_1 | CC
48591 | CHE_GT2_5030 | Cogen
48593 | CHE_GT1_8015 | Cogen
48594 | CHE_GN4_8025 | Cogen
48595 | BTE_GT2_8075 | CC
48596 | BTE_GT3_8045 | CC
48597 | BTE_GT4_8055 | CC
48598 | BTE_ST1_8070 | CC
48611 | DIB_GT1_8080 | Cogen
48612 | DIB_GT2_8075 | Cogen
48613 | DIB_ST1_8085 | Cogen
48614 | DIB_GT3_8090 | Cogen
48641 | DPEC_GT15040 | CC
48642 | DPEC_GT25025 | CC
48643 | DPEC_GT35010 | CC
48644 | DPEC_GT45070 | CC
48645 | DPEC_ST55065 | CC
48651 | EP_1_2 | Cogen
48651 | EP_1_2 | Cogen
48671 | FTR_GT1_5105 | CC
48672 | FTR_GT2_5110 | CC
48673 | FTR_GT3_5085 | CC
48674 | FTR_CN4_5095 | CC
48690 | GBY_GN5_5 | GSC
48691 | GBY_73741085 | GGT
48691 | GBY_73741085 | GGT
48692 | GBY_81821075 | GGT
48692 | GBY_81821075 | GGT
48693 | GBY_83841065 | GGT
48693 | GBY_83841065 | GGT
48721 | LEG_1___1 | LIGCO
48722 | LEG_2___2 | LIGCO
48730 | MNS_GT | Cogen
48731 | CBE_GT1 | CC
48732 | CBE_GT2 | CC
48733 | CBE_ST12 | CC
48734 | CBE_GT3 | CC
48735 | CBE_GT4 | CC
48736 | CBE_ST34 | CC
48740 | PSG_GN2_8050 | Cogen
48741 | PSG_GT2_8040 | Cogen
48742 | PSG_GT3_8060 | Cogen
48761 | PR_GT1__9040 | Cogen
48772 | PHR_GN2_2 | GSC
48791 | PSA_GT1_8160 | Cogen
48792 | PSA_GT2_8155 | Cogen
48793 | PSA_GT3_8150 | Cogen
48794 | PSA_GT4_8145 | Cogen
48795 | PSA_GT5_8140 | Cogen
48796 | PSA_GN1_8165 | Cogen
48797 | PSA_GT6_8135 | Cogen
48811 | CVC_GT3_5045 | Cogen
48812 | CVC_GT2_5020 | Cogen
48813 | CVC_GT1_5035 | Cogen
48814 | CVC_ST5_5040 | Cogen
48815 | CVC_GT4_8005 | Cogen
48820 | SHELLG1_3015 | Cogen
48821 | SHELLG2 | Cogen
48822 | SHELLG3_3020 | Cogen
48822 | SHELLG3_3020 | Cogen
48841 | SJS_GT1_GT1 | Cogen
48842 | SJS_GT2_GT2 | Cogen
48845 | SOL_GT1 | Solar
48851 | SRB_GN1_1 | GST
48852 | SRB_GN2_2 | GST
48853 | SRB_GN3_3 | GST
48854 | SRB_GN4_4 | GST
48855 | SRB_GT211035 | GGT
48855 | SRB_GT211035 | GGT
48873 | THW_ST3_ST_3 | CC
48874 | THW_ST4_ST_4 | CC
48875 | THW_3132 | CC
48875 | THW_3132 | CC
48877 | THW_3334 | CC
48877 | THW_3334 | CC
48879 | THW_4142 | CC
48879 | THW_4142 | CC
48881 | THW_4344 | CC
48881 | THW_4344 | CC
48883 | THW_GT1_GT_1 | GGT
48885 | THW_5152 | GGT
48885 | THW_5152 | GGT
48886 | THW_5354 | GGT
48886 | THW_5354 | GGT
48887 | THW_5556 | GGT
48887 | THW_5556 | GGT
48911 | TGF_GT1_8000 | Cogen
48921 | WAP_GN1_1 | GST
48922 | WAP_GN2_2 | GST
48923 | WAP_GN3_3 | GST
48924 | WAP_GN4_4 | GSC
48925 | WAP_GN5_5 | LIGCO
48926 | WAP_GN6_6 | LIGCO
48927 | WAP_GN7_7 | LIGCO
48928 | WAP_GN8_8 | LIGCO
48929 | WAPGT21_GT1 | GGT
48940 | WARVUE_GT1 | Cogen
49803 | EXN_15GT | Cogen
49804 | EXN_16GT | Cogen
49805 | EXN_17GT | Cogen
49826 | EXN938GT | Cogen
49828 | EXN941GT | Cogen
49829 | EXN942GT | Cogen
49830 | EXN943GT | Cogen
49831 | EXN944GT | Cogen
49832 | EXN945GT | Cogen
49837 | EXN_GT | Cogen
49838 | EXN_14GT | Cogen
49851 | DOW17000 | Cogen
49858 | DOW38100 | Cogen
49859 | DOW38200 | Cogen
49860 | DOW38300 | Cogen
49862 | DOW39100 | Cogen
49863 | DOW39200 | Cogen
49865 | DOW41000 | Cogen
49866 | DOW42000 | Cogen
49869 | DOW49000 | Cogen
49870 | DOW61000 | Cogen
49871 | DOW62000 | Cogen
49872 | DOW63000 | Cogen
49873 | DOW64000 | Cogen
49876 | DOW65000 | Cogen
49877 | DOW66000 | Cogen
49878 | DOW67000 | Cogen
49882 | DOW81000 | Cogen
49884 | DOW82000 | Cogen
49885 | DOW83000 | Cogen
49886 | DOW84000 | Cogen
58909 | PEARSALLSCG1 | Diesel
58909 | PEARSALLSCG1 | Diesel
58909 | PEARSALLSCG1 | Diesel
58909 | PEARSALLSCG1 | Diesel
58909 | PEARSALLSCG1 | Diesel
58909 | PEARSALLSCG1 | Diesel
58919 | PEARSALLSCG2 | Diesel
58919 | PEARSALLSCG2 | Diesel
58919 | PEARSALLSCG2 | Diesel
58919 | PEARSALLSCG2 | Diesel
58919 | PEARSALLSCG2 | Diesel
58919 | PEARSALLSCG2 | Diesel
58929 | PEARSALLSCG3 | Diesel
58929 | PEARSALLSCG3 | Diesel
58929 | PEARSALLSCG3 | Diesel
58929 | PEARSALLSCG3 | Diesel
58929 | PEARSALLSCG3 | Diesel
58929 | PEARSALLSCG3 | Diesel
58949 | PEARSALLSCG4 | Diesel
58949 | PEARSALLSCG4 | Diesel
58949 | PEARSALLSCG4 | Diesel
58949 | PEARSALLSCG4 | Diesel
58949 | PEARSALLSCG4 | Diesel
58949 | PEARSALLSCG4 | Diesel
60000 | DSKY2 | Wind
60003 | KING_NE1A | Wind
60005 | KING_SE1A | Wind
60007 | KING_SW1A | Wind
60016 | WOODWRD11A | Wind
60017 | ORNNWP1 | Wind
60018 | DSKY1 | Wind
60019 | KING_NW1A | Wind
60057 | CALLAHAN1A | Wind
60058 | BUFF_GAP1A | Wind
60060 | CIRELLO | Wind
60063 | BUFF_GAP1B | Wind
60066 | H_HOLLOW1A | Wind
60068 | HHOLLOW21A | Wind
60070 | HHOLLOW31A | Wind
60072 | HHOLLOW41A | Wind
60081 | WHRLWIND1A | Wind
60201 | RIO DRCS | AVR
60202 | FRNDDRCS | AVR
71051 | L_BITTCR1_1N | Wind
71054 | L_SWEETW1_1N | Wind
71057 | L_SWEETW1_2N | Wind
71059 | L_SWEETW1_3N | Wind
71060 | L_SWEETW1_4N | Wind
71061 | L_SWEETW1_5N | Wind
76031 | L_GASCCR1_1N | Wind
76091 | L_DIVIDE1_1N | Wind
76095 | L_CAPRSI1_1N | Wind
76096 | L_CAPRSI1_2N | Wind
76097 | L_CAPRGE1_1N | Wind
80003 | MILHWYS | AVR
80012 | LAR | DCTie
80051 | FOR #8 | Cogen
80052 | FOR #9 | Cogen
80053 | FOR #10 | Cogen
80080 | GWINDT11A | Wind
80080 | GWINDT11A | Wind
80080 | GWINDT11A | Wind
80080 | GWINDT11A | Wind
80081 | GWINDT21A | Wind
80081 | GWINDT21A | Wind
80081 | GWINDT21A | Wind
80081 | GWINDT21A | Wind
80137 | CSDR89 | DCTie
80137 | CSDR89 | DCTie
80138 | CSDR7 | DCTie
80139 | CSDR56 | DCTie
80139 | CSDR56 | DCTie
80140 | CSDR11 | DCTie
80180 | PNSCALT11A | Wind
80180 | PNSCALT11A | Wind
80181 | PNSCALT21A | Wind
80181 | PNSCALT21A | Wind
80223 | REYSHR G | Cogen
80224 | VISTRONG1 | Cogen
80225 | VISTRONG2 | Cogen
80226 | ALCOA G | Cogen
80227 | AIRCO G | Cogen
80263 | B_DAVIS31A | CC
80264 | B_DAVIS41A | CC
80265 | LARECU40A | GGT
80266 | LARECU50A | GGT
86104 | CID-138 | DCTie
86105 | CID-230 | DCTie
86106 | CUF-230 | DCTie
86107 | CUF-138 | DCTie
88198 | BEEVILLE | AVR
88253 | HAMILTON | BLT
88299 | ZAPATA | BLT
88508 | FALFURRI | AVR