## Set up
Step 1 | Go to the Zones worksheet in this workbook. Make sure that the source and sink zones are set correctly and the "1"s and "-1"s are correct |  | Summary of Key Data points | Value
File Description: Cont_ Cokfield to GrahamSES OL_ LongCreek to GrahamSES1_5
Step 2 | Open Dennis' file that needs to have the data transferred, same file that is listed in cell K27 |  | Number of units | 645
|  |  | Dec PTDF cutoff point | 105
Step 3 | Copy columns J:X from an old Dennis' Sheet to the new sheet (if first round of a new alaysis) |  | Dec PTDF cutoff unit | OKLA0A
|  |  | Dec 10% unit | CIRELLO
Step 4 | Mark the contingencies and monitored element set by a "y" in column K of Dennis' sheet, if there are a match on the filename use something to make unique |  | Dec max cumltv zone impact - cumltv zone share | 0.077924
|  |  | Dec max cumltv zone impact - cumltv zone share pt | 86
Step 5 | Enter Dennis' file name into cell K27 |  | Dec max cumltv zone impact - cumltv zone share unit | RDCNYNG1
|  |  | West Zonal weighted AWGSF | 0.26328
Step 6 | click the step one button |  | North Zonal weighted AWGSF | -0.023064
|  |  | Inc PTDF cutoff point | 540
Step 7 | Enter the line ratings in Dennis' workbook, the Input worksheet, in the cells |  | Inc PTDF cutoff unit | HAMILTON
| X6:X30, or to the end of the selected list. |  | Inc 10% unit | KMICHIST3_G
|  |  | Inc max cumltv zone impact - cumltv zone share | 0.017052
Step 8 | Check to see that the number of generators in Dennis' file matches the length |  | Inc max cumltv zone impact - cumltv zone share pt | 136
| of the formulas in columns L:V (Distributed Slack - Dec) have been copied through to the apporpriate number of rows |  | Inc max cumltv zone impact - cumltv zone share unit | LAKE_CRK2_G
| If Dennis' sheet data is less than this file then clear any old unit data in columns A:K of this workbook to match the correct leng |  | West Zonal weighted AWGSF | 0.26328
| It is only necessary to match the Distributed Slack - Dec worksheet. |  | North Zonal weighted AWGSF | -0.023064
|  |  | Min of zone correlation | -0.20609
Step 9 | Click the step 2 button |  | Bounary gen in North Zone | 0
| The last file saved will still be open, yopu will need to close this file. |  | Bounary gen in soucre zone as % of line | -0%
| This sheet willno longer be open. |  | Bounary gen in West Zone | 0
|  |  | Bounary gen in soucre zone as % of line | 0
|  |  | OL element line rating | 1072
|  |  | West Zonal weighted AWGSF | 0.26328
|  | WN_043009automation.xls | North Zonal weighted AWGSF | -0.023064
Copy Dennis' data step 1
Copy Dennis' Data Step 2

## Distributed Slack - Dec
Number of Bus | Name of Bus | ID | Area Name of Gen | AGC | P Sensitivity of Bus | Gen MW | Min MW | Max MW | V Sensitivity of Bus | Set Volt | Tech Type | Zone Impact | Zone Correlation | Inc Max | Dec Max | Souce S.F. Weighting | Souce Capacity | Sink S.F. Weighting | Sink Capacity | PTDF Calc | PTDF Weighting | Cumulative Share of Zonal Cap | Cumulative Share of Zonal Impact | Cont_ Cokfield to GrahamSES OL_ LongCreek to GrahamSES1_5 |  | i_PTDF_DEC_pt | 105 |  | RDCNYNG1 | Unit at max
1416 | SWETWATR_1G | 1 | West | YES | 0.35303 | 30 | 18 | 30 | 0 | 1.026 | CC | 1 | 0.3761 | 30 | 30 | 10.591 | 30 |  |  | 0.3761 | 11.283 | 0.0025762 | 0.0035241 |  |  | i_10pctunit | 12 |  | 86 | # units @ max
1417 | SWETWATR_2G | 2 | West | YES | 0.35303 | 72 | 36 | 72 | 0 | 1.026 | CC | 1 | 0.3761 | 72 | 72 | 25.4185 | 72 |  |  | 0.3761 | 27.0791 | 0.008759 | 0.011982 |  |  | # units | 645 |  | 0.077924 | delta max
1418 | SWETWATR_3G | 3 | West | YES | 0.35303 | 68 | 36 | 68 | 0 | 1.026 | CC | 1 | 0.3761 | 68 | 68 | 24.0064 | 68 |  |  | 0.3761 | 25.5747 | 0.014598 | 0.01997 | [5 empty] | Delta
1419 | SWETWATR_4G | 4 | West | YES | 0.35303 | 61 | 36 | 61 | 0 | 1.026 | CC | 1 | 0.3761 | 61 | 61 | 21.5351 | 61 |  |  | 0.3761 | 22.942 | 0.019837 | 0.027135 | Weighted Shift Factors |  |  |  | 1 | 0.00094789
71051 | L_BITTCR1_1N | W1 | West | YES | 0.3147 | 7.5 | 0 | 37.5 |  | 1.02 | Wind | 1 | 0.33777 | 0 | 37.5 | 11.8013 | 37.5 |  |  | 0.33777 | 12.6662 | 0.023057 | 0.031092 | West | 0.26328 |  |  | 2 | 0.0032228
71054 | L_SWEETW1_1N | W1 | West | YES | 0.3147 | 21.5 | 0 | 107.5 |  | 1.02 | Wind | 1 | 0.33777 | 0 | 107.5 | 33.8305 | 107.5 |  |  | 0.33777 | 36.3098 | 0.032288 | 0.042432 | North | -0.023064 |  |  | 3 | 0.0053714
71057 | L_SWEETW1_2N | W1 | West | YES | 0.3147 | 27 | 0 | 135 |  | 1.02 | Wind | 1 | 0.33777 | 0 | 135 | 42.4848 | 135 |  |  | 0.33777 | 45.5984 | 0.043881 | 0.056675 |  |  |  |  | 4 | 0.0072988
71059 | L_SWEETW1_3N | W1 | West | YES | 0.3147 | 23.8 | 0 | 119 | 0 | 1.02 | Wind | 1 | 0.33777 | 0 | 119 | 37.4495 | 119 |  |  | 0.33777 | 40.1941 | 0.0541 | 0.069229 |  |  |  |  | 5 | 0.0080347
71060 | L_SWEETW1_4N | W1 | West | YES | 0.3147 | 21 | 0 | 105 | 0 | 1.02 | Wind | 1 | 0.33777 | 0 | 105 | 33.0437 | 105 |  |  | 0.33777 | 35.4654 | 0.063117 | 0.080306 |  |  |  |  | 6 | 0.010144
71061 | L_SWEETW1_5N | W1 | West | YES | 0.3147 | 16.1 | 0 | 80.5 | 0 | 1.02 | Wind | 1 | 0.33777 | 0 | 80.5 | 25.3335 | 80.5 |  |  | 0.33777 | 27.1901 | 0.070029 | 0.088798 |  |  |  |  | 7 | 0.012793
60058 | BUFF_GAP1A | 1 | West | YES | 0.31266 | 24 | 0 | 120 |  | 1 | Wind | 1 | 0.33573 | 0 | 120 | 37.5197 | 120 |  |  | 0.33573 | 40.2873 | 0.080334 | 0.10138 |  |  |  |  | 8 | 0.015129
60060 | CIRELLO | 1 | West | YES | 0.31266 | 46.6 | 0 | 233 | 0 | 1 | Wind | 1 | 0.33573 | 0 | 233 | 72.8507 | 233 |  |  | 0.33573 | 78.2245 | 0.10034 | 0.12581 |  |  |  |  | 9 | 0.017189
60063 | BUFF_GAP1B | 1 | West | YES | 0.31266 | 34 | 0 | 170.2 | 0 | 1.02 | Wind | 1 | 0.33573 | 0 | 170.2 | 53.2154 | 170.2 |  |  | 0.33573 | 57.1408 | 0.11496 | 0.14366 |  |  |  |  | 10 | 0.018769
60066 | H_HOLLOW1A | 1 | West | YES | 0.31266 | 44.4 | 0 | 222 | 0 | 1.005 | Wind | 1 | 0.33573 | 0 | 222 | 69.4114 | 222 |  |  | 0.33573 | 74.5315 | 0.13402 | 0.16694 |  |  |  |  | 11 | 0.021047
60068 | HHOLLOW21A | 1 | West | YES | 0.31266 | 36.8 | 0 | 184 | 0 | 1.025 | Wind | 1 | 0.33573 | 0 | 184 | 57.5302 | 184 |  |  | 0.33573 | 61.7739 | 0.14982 | 0.18623 |  |  |  |  | 12 | 0.025471
60070 | HHOLLOW31A | 1 | West | YES | 0.31266 | 44.8 | 0 | 224 | 0 | 1.025 | Wind | 1 | 0.33573 | 0 | 224 | 70.0367 | 224 |  |  | 0.33573 | 75.203 | 0.16906 | 0.20972 |  |  |  |  | 13 | 0.028703
60072 | HHOLLOW41A | 1 | West | YES | 0.31266 | 23 | 0 | 115 | 0 | 1.025 | Wind | 1 | 0.33573 | 0 | 115 | 35.9564 | 115 |  |  | 0.33573 | 38.6087 | 0.17893 | 0.22178 |  |  |  |  | 14 | 0.032918
1058 | LONGSHORE_5 | 1 | West | YES | 0.2777 | 30 | 0 | 150 |  | 1.01 | Wind | 1 | 0.30076 | 0 | 150 | 41.6551 | 150 |  |  | 0.30076 | 45.1147 | 0.19181 | 0.23587 |  |  |  |  | 15 | 0.036412
1058 | LONGSHORE_5 | 2 | West | YES | 0.2777 | 44 | 0 | 220 |  | 1.01 | Wind | 1 | 0.30076 | 0 | 220 | 61.0942 | 220 |  |  | 0.30076 | 66.1682 | 0.21071 | 0.25654 |  |  |  |  | 16 | 0.040665
11065 | ELBOWCK_1G | 1 | West | YES | 0.2777 | 23.4 | 0 | 121.9 | 0 | 1 | Wind | 1 | 0.30076 | 0 | 121.9 | 33.8518 | 121.9 |  |  | 0.30076 | 36.6632 | 0.22117 | 0.26799 |  |  |  |  | 17 | 0.042848
1045 | CALENG1G_1G | 1 | West | YES | 0.27696 | 73.4 | 27 | 73.4 | 0 | 1.014 | Cogen | 1 | 0.30003 | 0 | 0 | 0 | 0 |  |  | 0.30003 | 0 | 0.22117 | 0.26799 |  |  |  |  | 18 | 0.044058
1046 | CALENG2G_2G | 2 | West | YES | 0.27696 | 73.4 | 27 | 73.4 | 0 | 1.014 | Cogen | 1 | 0.30003 | 0 | 0 | 0 | 0 |  |  | 0.30003 | 0 | 0.22117 | 0.26799 |  |  |  |  | 19 | 0.045833
1047 | CALENG3G_3G | 3 | West | YES | 0.27696 | 70.4 | 27 | 70.4 | 0 | 1.014 | Cogen | 1 | 0.30003 | 0 | 0 | 0 | 0 |  |  | 0.30003 | 0 | 0.22117 | 0.26799 |  |  |  |  | 20 | 0.046816
11001 | NAV1CT | 1 | West | YES | 0.27437 | 70.4 | 18 | 70.4 | 0 | 1.029 | CC | 1 | 0.29743 | 70.4 | 70.4 | 19.3154 | 70.4 |  |  | 0.29743 | 20.9391 | 0.22722 | 0.27453 |  |  |  |  | 21 | 0.046816
11009 | NAV2CT | 1 | West | YES | 0.27437 | 71.4 | 18 | 71.4 | 0 | 1.029 | CC | 1 | 0.29743 | 71.4 | 71.4 | 19.5898 | 71.4 |  |  | 0.29743 | 21.2365 | 0.23335 | 0.28116 |  |  |  |  | 22 | 0.046816
11011 | NAV3ST | 1 | West | YES | 0.27437 | 92.8 | 40 | 92.8 | 0 | 1.029 | CC | 1 | 0.29743 | 92.8 | 92.8 | 25.4613 | 92.8 |  |  | 0.29743 | 27.6016 | 0.24132 | 0.28978 |  |  |  |  | 23 | 0.046816
11012 | NAV4CT | 1 | West | YES | 0.27437 | 80 | 18 | 80 | 0 | 1.029 | CC | 1 | 0.29743 | 80 | 80 | 21.9494 | 80 |  |  | 0.29743 | 23.7945 | 0.24819 | 0.29722 |  |  |  |  | 24 | 0.047311
11013 | NAV5CT | 1 | West | YES | 0.27437 | 80 | 18 | 80 | 0 | 1.029 | CC | 1 | 0.29743 | 80 | 80 | 21.9494 | 80 |  |  | 0.29743 | 23.7945 | 0.25506 | 0.30465 |  |  |  |  | 25 | 0.047813
11014 | NAV6ST | 1 | West | YES | 0.27437 | 115 | 40 | 115 | 0 | 1.029 | CC | 1 | 0.29743 | 115 | 115 | 31.5522 | 115 |  |  | 0.29743 | 34.2045 | 0.26494 | 0.31533 |  |  |  |  | 26 | 0.048465
11020 | TIEHVSG_1G | 1 | West | YES | 0.27433 | 208.2 | 63 | 208.2 | 0 | 1.012 | CC | 1 | 0.29739 | 208.2 | 208.2 | 57.1155 | 208.2 |  |  | 0.29739 | 61.9174 | 0.28281 | 0.33467 |  |  |  |  | 27 | 0.049027
11021 | TIEHVCG_1G | 1 | West | YES | 0.27433 | 142.1 | 103 | 142.1 | 0 | 1.012 | CC | 1 | 0.29739 | 142.1 | 142.1 | 38.9823 | 142.1 |  |  | 0.29739 | 42.2596 | 0.29502 | 0.34787 |  |  |  |  | 28 | 0.049589
11022 | TIEHVCG_2G | 1 | West | YES | 0.27433 | 132.4 | 103 | 132.4 | 0 | 1.012 | CC | 1 | 0.29739 | 132.4 | 132.4 | 36.3213 | 132.4 |  |  | 0.29739 | 39.3749 | 0.30639 | 0.36017 |  |  |  |  | 29 | 0.050397
11023 | TIEHVCG_3G | 1 | West | YES | 0.27433 | 137.4 | 103 | 137.4 | 0 | 1.012 | CC | 1 | 0.29739 | 137.4 | 137.4 | 37.6929 | 137.4 |  |  | 0.29739 | 40.8619 | 0.31819 | 0.37293 |  |  |  |  | 30 | 0.051857
11024 | TIEHVCG_4G | 1 | West | YES | 0.27433 | 147 | 103 | 147 | 0 | 1.012 | CC | 1 | 0.29739 | 147 | 147 | 40.3265 | 147 |  |  | 0.29739 | 43.7169 | 0.33081 | 0.38659 |  |  |  |  | 31 | 0.052854
11025 | TIEHVSG_2G | 1 | West | YES | 0.27433 | 213.2 | 63 | 213.2 | 0 | 1.012 | CC | 1 | 0.29739 | 213.2 | 213.2 | 58.4872 | 213.2 |  |  | 0.29739 | 63.4043 | 0.34912 | 0.40639 |  |  |  |  | 32 | 0.053782
1037 | MORGAN5G_5G | 5 | West | YES | 0.27147 | 109.6 | 40 | 137 | 0 | 1.029 | GST | 1 | 0.29453 | 137 | 137 | 37.1915 | 137 |  |  | 0.29453 | 40.3512 | 0.36088 | 0.41899 |  |  |  |  | 33 | 0.054746
1039 | MRGNAG_1G | A | West | YES | 0.27147 | 69 | 69 | 69 | 0 | 1.029 | GGT | 1 | 0.29453 | 69 | 69 | 18.7315 | 69 |  |  | 0.29453 | 20.3229 | 0.36681 | 0.42534 |  |  |  |  | 34 | 0.055777
1040 | MRGNBG_2G | B | West | YES | 0.27147 | 70 | 70 | 71 | 0 | 1.029 | GGT | 1 | 0.29453 | 71 | 71 | 19.2744 | 71 |  |  | 0.29453 | 20.912 | 0.3729 | 0.43187 |  |  |  |  | 35 | 0.057272
1041 | MRGNCG_3G | C | West | YES | 0.27147 | 69 | 69 | 70 | 0 | 1.029 | GGT | 1 | 0.29453 | 70 | 70 | 19.003 | 70 |  |  | 0.29453 | 20.6174 | 0.37891 | 0.43831 |  |  |  |  | 36 | 0.058111
1042 | MRGNDG_4G | D | West | YES | 0.27147 | 68 | 68 | 68 | 0 | 1.029 | GGT | 1 | 0.29453 | 68 | 68 | 18.46 | 68 |  |  | 0.29453 | 20.0284 | 0.38475 | 0.44457 |  |  |  |  | 37 | 0.058533
1043 | MRGNEG_5G | E | West | YES | 0.27147 | 68 | 68 | 70 | 0 | 1.029 | GGT | 1 | 0.29453 | 70 | 70 | 19.003 | 70 |  |  | 0.29453 | 20.6174 | 0.39077 | 0.45101 |  |  |  |  | 38 | 0.058968
1044 | MRGNFG_6G | F | West | YES | 0.27147 | 66 | 66 | 66 | 0 | 1.029 | GGT | 1 | 0.29453 | 66 | 66 | 17.9171 | 66 |  |  | 0.29453 | 19.4393 | 0.39643 | 0.45708 |  |  |  |  | 39 | 0.059396
1002 | PBCTAGE_1G | A | West | YES | 0.27109 | 64 | 64 | 66 | 0 | 1.036 | GGT | 1 | 0.29416 | 66 | 66 | 17.8923 | 66 |  |  | 0.29416 | 19.4145 | 0.4021 | 0.46314 |  |  |  |  | 40 | 0.059813
1003 | PBCTBGE_2G | B | West | YES | 0.27109 | 65 | 65 | 66 | 0 | 1.036 | GGT | 1 | 0.29416 | 66 | 66 | 17.8923 | 66 |  |  | 0.29416 | 19.4145 | 0.40777 | 0.46921 |  |  |  |  | 41 | 0.060241
1004 | PBCTCGE_3G | C | West | YES | 0.27109 | 62 | 62 | 67 | 0 | 1.036 | GGT | 1 | 0.29416 | 67 | 67 | 18.1634 | 67 |  |  | 0.29416 | 19.7086 | 0.41352 | 0.47536 |  |  |  |  | 42 | 0.060645
1005 | PBCTDGE_4G | D | West | YES | 0.27109 | 65 | 65 | 68 | 0 | 1.036 | GGT | 1 | 0.29416 | 68 | 68 | 18.4345 | 68 |  |  | 0.29416 | 20.0028 | 0.41936 | 0.48161 |  |  |  |  | 43 | 0.061041
1006 | PBCTEGE_5G | E | West | YES | 0.27109 | 65 | 65 | 67 | 0 | 1.036 | GGT | 1 | 0.29416 | 67 | 67 | 18.1634 | 67 |  |  | 0.29416 | 19.7086 | 0.42511 | 0.48776 |  |  |  |  | 44 | 0.061438
1007 | PB5GEN_6G | 5 | West | YES | 0.27109 | 91.2 | 40 | 114 | 0 | 1.036 | GST | 1 | 0.29416 | 114 | 114 | 30.9048 | 114 |  |  | 0.29416 | 33.5341 | 0.4349 | 0.49824 |  |  |  |  | 45 | 0.06184
1008 | PB6GEN_7G | 6 | West | YES | 0.27109 | 515 | 130 | 515 | 0 | 1.036 | GST | 1 | 0.29416 | 515 | 515 | 139.6139 | 515 |  |  | 0.29416 | 151.4917 | 0.47913 | 0.54556 |  |  |  |  | 46 | 0.062248
7038 | L_DELAWA1_1Y | 1 | West | YES | 0.27105 | 3.5 | 0 | 35 | 0 | 1 | Wind | 1 | 0.29411 | 0 | 35 | 9.4866 | 35 |  |  | 0.29411 | 10.2938 | 0.48213 | 0.54877 |  |  |  |  | 47 | 0.06265
7038 | L_DELAWA1_1Y | 2 | West | YES | 0.27105 | 3 | 0 | 30 | 0 | 1 | Wind | 1 | 0.29411 | 0 | 30 | 8.1314 | 30 |  |  | 0.29411 | 8.8233 | 0.48471 | 0.55153 |  |  |  |  | 48 | 0.063335
11147 | NOTREES_1G | 1 | West | YES | 0.27089 | 29.8 | 0 | 149 | 0 | 1.017 | Wind | 1 | 0.29395 | 0 | 149 | 40.3628 | 149 |  |  | 0.29395 | 43.7992 | 0.49751 | 0.56521 |  |  |  |  | 49 | 0.066426
1326 | STANTONW_8 | 1 | West | YES | 0.27081 | 20.1 | 0 | 100.5 |  | 1.01 | Wind | 1 | 0.29387 | 0 | 100.5 | 27.216 | 100.5 |  |  | 0.29387 | 29.5339 | 0.50614 | 0.57443 |  |  |  |  | 50 | 0.066636
1328 | OCOTILLO_1G | 1 | West | YES | 0.26958 | 11.6 | 0 | 58 |  | 1.01 | Wind | 1 | 0.29264 | 0 | 58 | 15.6356 | 58 |  |  | 0.29264 | 16.9733 | 0.51112 | 0.57973 |  |  |  |  | 51 | 0.066816
1333 | MCDDONAL_8 | 1 | West | YES | 0.26955 | 42.8 | 0 | 214.2 |  | 1.01 | Wind | 1 | 0.29262 | 0 | 214.2 | 57.7387 | 214.2 |  |  | 0.29262 | 62.6789 | 0.52951 | 0.59931 |  |  |  |  | 52 | 0.067701
1327 | WILDHRSE_1G | 1 | West | YES | 0.26765 | 0 | 0 | 120 |  | 1 | Wind | 1 | 0.29071 | 0 | 120 | 32.1174 | 120 |  |  | 0.29071 | 34.885 | 0.53982 | 0.6102 |  |  |  |  | 53 | 0.068295
1360 | GUNSIGHT_8 | 1 | West | YES | 0.26676 | 0 | 0 | 120 |  | 1.01 | Wind | 1 | 0.28983 | 0 | 120 | 32.0114 | 120 |  |  | 0.28983 | 34.7791 | 0.55012 | 0.62107 |  |  |  |  | 54 | 0.068616
1320 | BSP 1 | 1 | West | YES | 0.2659 | 25.5 | 2.9 | 25.8 | 0 | 1 | Cogen | 1 | 0.28896 | 0 | 0 | 0 | 0 |  |  | 0.28896 | 0 | 0.55012 | 0.62107 |  |  |  |  | 55 | 0.069799
11320 | COYOTE_1G | 1 | West | YES | 0.26474 | 22.5 | 0 | 225 |  | 1 | Wind | 1 | 0.2878 | 0 | 225 | 59.566 | 225 |  |  | 0.2878 | 64.7554 | 0.56944 | 0.64129 |  |  |  |  | 56 | 0.07039
11309 | BULLCREK_2G | 1 | West | YES | 0.26444 | 20.9 | 0 | 180 |  | 1 | Wind | 1 | 0.2875 | 0 | 180 | 47.599 | 180 |  |  | 0.2875 | 51.7505 | 0.5849 | 0.65746 |  |  |  |  | 57 | 0.070948
11310 | BULLCREK_1G | 1 | West | YES | 0.26444 | 15.1 | 0 | 180 |  | 1 | Wind | 1 | 0.2875 | 0 | 180 | 47.599 | 180 |  |  | 0.2875 | 51.7505 | 0.60036 | 0.67362 |  |  |  |  | 58 | 0.070948
76031 | L_GASCCR1_1N | W1 | West | YES | 0.26422 | 30 | 0 | 150 | 0 | 1.02 | Wind | 1 | 0.28728 | 0 | 150 | 39.6327 | 150 |  |  | 0.28728 | 43.0922 | 0.61324 | 0.68708 |  |  |  |  | 59 | 0.071852
6637 | SNYDERW1A | 1 | West | YES | 0.26238 | 12.6 | 0 | 63 | 0 | 1.025 | Wind | 1 | 0.28545 | 0 | 63 | 16.5302 | 63 |  |  | 0.28545 | 17.9832 | 0.61865 | 0.6927 |  |  |  |  | 60 | 0.072558
76091 | L_DIVIDE1_1N | W1 | West | YES | 0.26142 | 22.5 | 0 | 112.5 |  | 1.02 | Wind | 1 | 0.28448 | 0 | 112.5 | 29.4092 | 112.5 |  |  | 0.28448 | 32.0038 | 0.62831 | 0.70269 |  |  |  |  | 61 | 0.073265
76095 | L_CAPRSI1_1N | W1 | West | YES | 0.26142 | 29.9 | 0 | 149.5 | 0 | 1.02 | Wind | 1 | 0.28448 | 0 | 149.5 | 39.0815 | 149.5 |  |  | 0.28448 | 42.5296 | 0.64115 | 0.71598 |  |  |  |  | 62 | 0.073843
76096 | L_CAPRSI1_2N | W1 | West | YES | 0.26142 | 37.2 | 0 | 186 | 0 | 1.02 | Wind | 1 | 0.28448 | 0 | 186 | 48.6232 | 186 |  |  | 0.28448 | 52.913 | 0.65712 | 0.7325 |  |  |  |  | 63 | 0.07405
76097 | L_CAPRGE1_1N | W1 | West | YES | 0.26142 | 42.9 | 0 | 214.5 | 0 | 1.02 | Wind | 1 | 0.28448 | 0 | 214.5 | 56.0735 | 214.5 |  |  | 0.28448 | 61.0207 | 0.67554 | 0.75156 |  |  |  |  | 64 | 0.074385
1349 | WESTXWIN_1G | 1 | West | YES | 0.26091 | 1.3 | 0 | 6.6 |  | 1.014 | Wind | 1 | 0.28398 | 0 | 6.6 | 1.722 | 6.6 |  |  | 0.28398 | 1.8742 | 0.6761 | 0.75215 |  |  |  |  | 65 | 0.074831
1350 | NWPWRG1_1G | 1 | West | YES | 0.26091 | 6.9 | 1 | 34.3 |  | 1.014 | Wind | 1 | 0.28398 | 0 | 34.3 | 8.9493 | 34.3 |  |  | 0.28398 | 9.7404 | 0.67905 | 0.75519 |  |  |  |  | 66 | 0.075385
1068 | SCURRYCW_1G | 1 | West | YES | 0.2601 | 28.2 | 1.3 | 141 | 0 | 1.0217 | Wind | 1 | 0.28316 | 0 | 141 | 36.6734 | 141 |  |  | 0.28316 | 39.9254 | 0.69116 | 0.76766 |  |  |  |  | 67 | 0.076024
1073 | SCURRYCW_2G | 2 | West | YES | 0.2601 | 24 | 0 | 120 | 0 | 1.0217 | Wind | 1 | 0.28316 | 0 | 120 | 31.2114 | 120 |  |  | 0.28316 | 33.979 | 0.70146 | 0.77827 |  |  |  |  | 68 | 0.076043
1061 | CIELOGEN_1G | 1 | West | YES | 0.25992 | 19.8 | 0 | 99 |  | 1 | Wind | 1 | 0.28299 | 0 | 99 | 25.7323 | 99 |  |  | 0.28299 | 28.0156 | 0.70996 | 0.78702 |  |  |  |  | 69 | 0.07614
1062 | CIELOGEN_2G | 1 | West | YES | 0.25992 | 12.2 | 0 | 61 |  | 1 | Wind | 1 | 0.28299 | 0 | 61 | 15.8552 | 61 |  |  | 0.28299 | 17.2621 | 0.7152 | 0.79241 |  |  |  |  | 70 | 0.076502
1069 | KINDERMG_1G | 1 | West | YES | 0.25992 | 25 | 5 | 25 | 0 | 1.017 | Cogen | 1 | 0.28299 | 0 | 0 | 0 | 0 |  |  | 0.28299 | 0 | 0.7152 | 0.79241 |  |  |  |  | 71 | 0.07681
1070 | KINDERMG_2G | 1 | West | YES | 0.25992 | 45.7 | 12 | 45.7 | 0 | 1.017 | Cogen | 1 | 0.28299 | 0 | 0 | 0 | 0 |  |  | 0.28299 | 0 | 0.7152 | 0.79241 |  |  |  |  | 72 | 0.077059
1071 | KINDERMG_3G | 1 | West | YES | 0.25992 | 45.7 | 12 | 45.7 | 0 | 1.017 | Cogen | 1 | 0.28299 | 0 | 0 | 0 | 0 |  |  | 0.28299 | 0 | 0.7152 | 0.79241 |  |  |  |  | 73 | 0.077212
60007 | KING_SW1A | 1 | West | YES | 0.25591 | 20 | 0 | 80 |  | 1.03 | Wind | 1 | 0.27898 | 0 | 80 | 20.4731 | 80 |  |  | 0.27898 | 22.3182 | 0.72207 | 0.79939 |  |  |  |  | 74 | 0.077212
60019 | KING_NW1A | 1 | West | YES | 0.25591 | 20 | 0 | 80 |  | 1.03 | Wind | 1 | 0.27898 | 0 | 80 | 20.4731 | 80 |  |  | 0.27898 | 22.3182 | 0.72894 | 0.80636 |  |  |  |  | 75 | 0.077212
60201 | RIO DRCS | F | West | YES | 0.25533 | 0 | 0 | 0 | 0 | 1.025 | AVR | 1 | 0.27839 | 0 | 0 | 0 | 0 |  |  | 0.27839 | 0 | 0.72894 | 0.80636 |  |  |  |  | 76 | 0.077212
6016 | SWMESA | 1 | West | YES | 0.25502 | 18.8 | 0 | 75 |  | 1.03 | Wind | 1 | 0.27808 | 0 | 75 | 19.1266 | 75 |  |  | 0.27808 | 20.8563 | 0.73538 | 0.81287 |  |  |  |  | 77 | 0.077313
60003 | KING_NE1A | 1 | West | YES | 0.25502 | 20 | 0 | 80 |  | 1.03 | Wind | 1 | 0.27808 | 0 | 80 | 20.4017 | 80 |  |  | 0.27808 | 22.2468 | 0.74225 | 0.81982 |  |  |  |  | 78 | 0.077414
60005 | KING_SE1A | 1 | West | YES | 0.25502 | 10 | 0 | 40 |  | 1.035 | Wind | 1 | 0.27808 | 0 | 40 | 10.2008 | 40 |  |  | 0.27808 | 11.1234 | 0.74569 | 0.82329 |  |  |  |  | 79 | 0.077414
60016 | WOODWRD11A | 1 | West | YES | 0.25487 | 20 | 0 | 80 |  | 1.033 | Wind | 1 | 0.27793 | 0 | 80 | 20.3896 | 80 |  |  | 0.27793 | 22.2347 | 0.75256 | 0.83024 |  |  |  |  | 80 | 0.077488
38332 | TNWDWRDU2_8 | 1 | West | YES | 0.25484 | 20 | 0 | 80 | 0 | 1.0232 | Wind | 1 | 0.2779 | 0 | 80 | 20.3869 | 80 |  |  | 0.2779 | 22.232 | 0.75943 | 0.83718 |  |  |  |  | 81 | 0.077567
38437 | TNSRBNMESA9 | 1 | West | YES | 0.25469 | 37.5 | 0 | 150 | 0 | 1.02 | Wind | 1 | 0.27775 | 0 | 150 | 38.203 | 150 |  |  | 0.27775 | 41.6626 | 0.77231 | 0.85019 |  |  |  |  | 82 | 0.077606
36998 | RDCNYNG1 | 1 | West | YES | 0.25328 | 16.8 | 0 | 84 |  | 1.01 | Wind | 1 | 0.27635 | 0 | 84 | 21.2758 | 84 |  |  | 0.27635 | 23.2131 | 0.77952 | 0.85744 |  |  |  |  | 83 | 0.077681
1343 | TRENTIPP_8 | 1 | West | YES | 0.24994 | 30 | 0 | 150 |  | 1.014 | Wind | 1 | 0.273 | 0 | 150 | 37.4905 | 150 |  |  | 0.273 | 40.9501 | 0.7924 | 0.87023 |  |  |  |  | 84 | 0.077755
1354 | AEPWIND_8 | 1 | West | YES | 0.24994 | 20.2 | 0 | 101 |  | 1 | Wind | 1 | 0.273 | 0 | 101 | 25.2436 | 101 |  |  | 0.273 | 27.5731 | 0.80108 | 0.87885 |  |  |  |  | 85 | 0.077887
60017 | ORNNWP1 | 1 | West | YES | 0.24978 | 20 | 0 | 80 |  | 1.027 | Wind | 1 | 0.27285 | 0 | 80 | 19.9826 | 80 |  |  | 0.27285 | 21.8277 | 0.80794 | 0.88566 |  |  |  |  | 86 | 0.077924
60018 | DSKY1 | 1 | West | YES | 0.24813 | 21 | 0 | 84 | 0 | 1.023 | Wind | 1 | 0.27119 | 0 | 84 | 20.8427 | 84 |  |  | 0.27119 | 22.78 | 0.81516 | 0.89278 |  |  |  |  | 87 | 0.077833
60000 | DSKY2 | 1 | West | YES | 0.24806 | 19.1 | 0 | 76.5 |  | 1.039 | Wind | 1 | 0.27112 | 0 | 76.5 | 18.9765 | 76.5 |  |  | 0.27112 | 20.7409 | 0.82173 | 0.89926 |  |  |  |  | 88 | 0.077772
60057 | CALLAHAN1A | 1 | West | YES | 0.24092 | 22.8 | 0 | 114 | 0 | 1.04 | Wind | 1 | 0.26398 | 0 | 114 | 27.4647 | 114 |  |  | 0.26398 | 30.0939 | 0.83152 | 0.90866 |  |  |  |  | 89 | 0.077719
6407 | TURKTRAK1A | 1 | West | YES | 0.23837 | 33.9 | 0 | 169.5 | 0 | 1.025 | Wind | 1 | 0.26144 | 0 | 169.5 | 40.4044 | 169.5 |  |  | 0.26144 | 44.3137 | 0.84607 | 0.9225 |  |  |  |  | 90 | 0.077621
11056 | ROSCOE_1G | 1 | West | YES | 0.23059 | 41.8 | 0 | 209 |  | 1 | Wind | 1 | 0.25365 | 0 | 209 | 48.1935 | 209 |  |  | 0.25365 | 53.0138 | 0.86402 | 0.93906 |  |  |  |  | 91 | 0.07753
11057 | CHAMPION_1G | 1 | West | YES | 0.23059 | 25.3 | 0 | 126.5 |  | 1 | Wind | 1 | 0.25365 | 0 | 126.5 | 29.1698 | 126.5 |  |  | 0.25365 | 32.0873 | 0.87488 | 0.94908 |  |  |  |  | 92 | 0.07714
11058 | PYRON_1G | 1 | West | YES | 0.23059 | 49.8 | 0 | 249 |  | 1 | Wind | 1 | 0.25365 | 0 | 249 | 57.4172 | 249 |  |  | 0.25365 | 63.16 | 0.89627 | 0.96881 |  |  |  |  | 93 | 0.076425
11059 | INADALE_1G | 1 | West | YES | 0.23059 | 39.4 | 0 | 197 |  | 1 | Wind | 1 | 0.25365 | 0 | 197 | 45.4264 | 197 |  |  | 0.25365 | 49.97 | 0.91318 | 0.98441 |  |  |  |  | 94 | 0.075036
6144 | MCADOO1A | 1 | West | YES | 0.22416 | 15 | 0 | 150 | 0 | 1.025 | Wind | 1 | 0.24723 | 0 | 150 | 33.6245 | 150 |  |  | 0.24723 | 37.084 | 0.92606 | 0.996 |  |  |  |  | 95 | 0.074195
60202 | FRNDDRCS | F | West | YES | 0.22293 | 0 | 0 | 0 | 0 | 0.9985 | AVR | 1 | 0.24599 | 0 | 0 | 0 | 0 |  |  | 0.24599 | 0 | 0.92606 | 0.996 |  |  |  |  | 96 | 0.07254
60081 | WHRLWIND1A | 1 | West | YES | 0.19063 | 12 | 0 | 60 | 0 | 1.03 | Wind | 1 | 0.21369 | 0 | 60 | 11.4376 | 60 |  |  | 0.21369 | 12.8214 | 0.93122 | 1 |  |  |  |  | 97 | 0.07123
1437 | MESQUITW_1G | 1 | North | YES | 0.46938 | 40 | 0 | 400 | 0 | 1.023 | Wind | -1 | -0.20609 | 0 | 400 |  |  | 0 | 0 | 0.20609 | 0 | 0.96556 | 1 |  |  |  |  | 98 | 0.069932
1438 | MESQUITW_2G | 1 | North | YES | 0.46896 | 23.6 | 0 | 236 |  | 1.017 | Wind | -1 | -0.20568 | 0 | 236 |  |  | 0 | 0 | 0.20568 | 0 | 0.98583 | 1 |  |  |  |  | 99 | 0.069932
1442 | COKFIELD_5 | 1 | North | YES | 0.46896 | 16.5 | 0 | 165 |  | 1.029 | Wind | -1 | -0.20568 | 0 | 165 |  |  | 0 | 0 | 0.20568 | 0 | 1 | 1 |  |  |  |  | 100 | 0.068784
6100 | OKLA7A | EQ | West | YES | 0.11478 | 50 | -220 | 220 | 0 | 1.035 | DCTie | 1 | 0.13784 | 0 | 0 | 0 | 0 |  |  | 0.13784 | 0 | 1 | 1 |  |  |  |  | 101 | 0.034435
6752 | OKLA0A | 1 | West | YES | 0.11478 | 649.7 | 175 | 649.7 | 0 | 1.035 | LIGCO | 1 | 0.13784 | 0 | 649.7 | 74.5732 | 649.7 |  |  | 0.13784 | 89.5577 | 1.0558 | 1.028 |  |  |  |  | 102 | 0.014169
8032 | AMISTADHYD1 | 1 | South | YES | 0.078261 | 33 | 13 | 33 | 0 | 1.03 | Hydro | -1 | 0.18502 | 0 | 0 |  |  |  |  | -0.18502 | 0 | [6 empty] | 103 | 0
8033 | AMISTADHYD2 | 2 | South | YES | 0.078261 | 25 | 13 | 25 | 0 | 1.03 | Hydro | -1 | 0.18502 | 0 | 0 |  |  |  |  | -0.18502 | 0 | [6 empty] | 104 | 0
88253 | HAMILTON | F | South | YES | 0.078261 | 0 | 0 | 0 | 0 | 1.04 | BLT | -1 | 0.18502 | 0 | 0 |  |  |  |  | -0.18502 | 0 | [6 empty] | 105 | -0.02782
8262 | ELPS | 1 | South | YES | 0.057082 | 6 | 6 | 6 | 0 | 1.15 | Hydro | -1 | 0.2062 | 0 | 0 |  |  |  |  | -0.2062 | 0 | [6 empty] | 106 | 0
1643 | SLSTR1PP_1G | 1 | North | YES | 0.0296 | 6 | 0 | 60 | 0 | 1.022 | Wind | -1 | 0.23368 | 0 | 60 |  |  | 0 | 0 | -0.23368 | 0 | [6 empty] | 107 | 0
7026 | L_INKSDA1_1Y | 1 | South | YES | 0.014999 | 0 | 0 | 13.7 |  | 1 | Hydro | -1 | 0.24829 | 0 | 0 |  |  |  |  | -0.24829 | 0 | [6 empty] | 108 | 0
58909 | PEARSALLSCG1 | 1 | South | YES | 0.013171 | 0 | 0 | 8.4 |  | 1.027 | Diesel | -1 | 0.25011 | 8.4 | 8.4 |  |  |  |  | -0.25011 | -2.101 | [6 empty] | 109 | 0
58909 | PEARSALLSCG1 | 2 | South | YES | 0.013171 | 0 | 0 | 8.4 |  | 1.027 | Diesel | -1 | 0.25011 | 8.4 | 8.4 |  |  |  |  | -0.25011 | -2.101 | [6 empty] | 110 | 0
58909 | PEARSALLSCG1 | 3 | South | YES | 0.013171 | 0 | 0 | 8.4 |  | 1.027 | Diesel | -1 | 0.25011 | 8.4 | 8.4 |  |  |  |  | -0.25011 | -2.101 | [6 empty] | 111 | 0
58909 | PEARSALLSCG1 | 4 | South | YES | 0.013171 | 0 | 0 | 8.4 |  | 1.027 | Diesel | -1 | 0.25011 | 8.4 | 8.4 |  |  |  |  | -0.25011 | -2.101 | [6 empty] | 112 | 0
58909 | PEARSALLSCG1 | 5 | South | YES | 0.013171 | 0 | 0 | 8.4 |  | 1.027 | Diesel | -1 | 0.25011 | 8.4 | 8.4 |  |  |  |  | -0.25011 | -2.101 | [6 empty] | 113 | 0
58909 | PEARSALLSCG1 | 6 | South | YES | 0.013171 | 0 | 0 | 8.4 |  | 1.027 | Diesel | -1 | 0.25011 | 8.4 | 8.4 |  |  |  |  | -0.25011 | -2.101 | [6 empty] | 114 | 0
58919 | PEARSALLSCG2 | 1 | South | YES | 0.013171 | 0 | 0 | 8.4 |  | 1.027 | Diesel | -1 | 0.25011 | 8.4 | 8.4 |  |  |  |  | -0.25011 | -2.101 | [6 empty] | 115 | 0
58919 | PEARSALLSCG2 | 2 | South | YES | 0.013171 | 0 | 0 | 8.4 |  | 1.027 | Diesel | -1 | 0.25011 | 8.4 | 8.4 |  |  |  |  | -0.25011 | -2.101 | [6 empty] | 116 | 0
58919 | PEARSALLSCG2 | 3 | South | YES | 0.013171 | 0 | 0 | 8.4 |  | 1.027 | Diesel | -1 | 0.25011 | 8.4 | 8.4 |  |  |  |  | -0.25011 | -2.101 | [6 empty] | 117 | 0
58919 | PEARSALLSCG2 | 4 | South | YES | 0.013171 | 0 | 0 | 8.4 |  | 1.027 | Diesel | -1 | 0.25011 | 8.4 | 8.4 |  |  |  |  | -0.25011 | -2.101 | [6 empty] | 118 | 0
58919 | PEARSALLSCG2 | 5 | South | YES | 0.013171 | 0 | 0 | 8.4 |  | 1.027 | Diesel | -1 | 0.25011 | 8.4 | 8.4 |  |  |  |  | -0.25011 | -2.101 | [6 empty] | 119 | 0
58919 | PEARSALLSCG2 | 6 | South | YES | 0.013171 | 0 | 0 | 8.4 |  | 1.027 | Diesel | -1 | 0.25011 | 8.4 | 8.4 |  |  |  |  | -0.25011 | -2.101 | [6 empty] | 120 | 0
58929 | PEARSALLSCG3 | 1 | South | YES | 0.013171 | 0 | 0 | 8.4 |  | 1.027 | Diesel | -1 | 0.25011 | 8.4 | 8.4 |  |  |  |  | -0.25011 | -2.101 | [6 empty] | 121 | 0
58929 | PEARSALLSCG3 | 2 | South | YES | 0.013171 | 0 | 0 | 8.4 |  | 1.027 | Diesel | -1 | 0.25011 | 8.4 | 8.4 |  |  |  |  | -0.25011 | -2.101 | [6 empty] | 122 | 0
58929 | PEARSALLSCG3 | 3 | South | YES | 0.013171 | 0 | 0 | 8.4 |  | 1.027 | Diesel | -1 | 0.25011 | 8.4 | 8.4 |  |  |  |  | -0.25011 | -2.101 | [6 empty] | 123 | 0
58929 | PEARSALLSCG3 | 4 | South | YES | 0.013171 | 0 | 0 | 8.4 |  | 1.027 | Diesel | -1 | 0.25011 | 8.4 | 8.4 |  |  |  |  | -0.25011 | -2.101 | [6 empty] | 124 | 0
58929 | PEARSALLSCG3 | 5 | South | YES | 0.013171 | 0 | 0 | 8.4 |  | 1.027 | Diesel | -1 | 0.25011 | 8.4 | 8.4 |  |  |  |  | -0.25011 | -2.101 | [6 empty] | 125 | 0
58929 | PEARSALLSCG3 | 6 | South | YES | 0.013171 | 0 | 0 | 8.4 |  | 1.027 | Diesel | -1 | 0.25011 | 8.4 | 8.4 |  |  |  |  | -0.25011 | -2.101 | [6 empty] | 126 | 0
58949 | PEARSALLSCG4 | 1 | South | YES | 0.013171 | 0 | 0 | 8.4 |  | 1.027 | Diesel | -1 | 0.25011 | 8.4 | 8.4 |  |  |  |  | -0.25011 | -2.101 | [6 empty] | 127 | 0
58949 | PEARSALLSCG4 | 2 | South | YES | 0.013171 | 0 | 0 | 8.4 |  | 1.027 | Diesel | -1 | 0.25011 | 8.4 | 8.4 |  |  |  |  | -0.25011 | -2.101 | [6 empty] | 128 | 0
58949 | PEARSALLSCG4 | 3 | South | YES | 0.013171 | 0 | 0 | 8.4 |  | 1.027 | Diesel | -1 | 0.25011 | 8.4 | 8.4 |  |  |  |  | -0.25011 | -2.101 | [6 empty] | 129 | 0
58949 | PEARSALLSCG4 | 4 | South | YES | 0.013171 | 0 | 0 | 8.4 |  | 1.027 | Diesel | -1 | 0.25011 | 8.4 | 8.4 |  |  |  |  | -0.25011 | -2.101 | [6 empty] | 130 | 0
58949 | PEARSALLSCG4 | 5 | South | YES | 0.013171 | 0 | 0 | 8.4 |  | 1.027 | Diesel | -1 | 0.25011 | 8.4 | 8.4 |  |  |  |  | -0.25011 | -2.101 | [6 empty] | 131 | 0
58949 | PEARSALLSCG4 | 6 | South | YES | 0.013171 | 0 | 0 | 8.4 |  | 1.027 | Diesel | -1 | 0.25011 | 8.4 | 8.4 |  |  |  |  | -0.25011 | -2.101 | [6 empty] | 132 | 0
80265 | LARECU40A | 4 | South | YES | 0.010882 | 80 | 0 | 100 |  | 1.039 | GGT | -1 | 0.2524 | 100 | 100 |  |  |  |  | -0.2524 | -25.2403 | [6 empty] | 133 | 0
80266 | LARECU50A | 5 | South | YES | 0.010882 | 80 | 0 | 100 |  | 1.039 | GGT | -1 | 0.2524 | 100 | 100 |  |  |  |  | -0.2524 | -25.2403 | [6 empty] | 134 | 0
80012 | LAR | F | South | YES | 0.01088 | 0 | 0 | 0 | 0 | 1.04 | DCTie | -1 | 0.2524 | 0 | 0 |  |  |  |  | -0.2524 | 0 | [6 empty] | 135 | 0
7022 | L_BUCHAN1_1Y | 1 | South | YES | 0.010327 | 0 | 0 | 18 |  | 1 | Hydro | -1 | 0.25296 | 0 | 0 |  |  |  |  | -0.25296 | 0 | [6 empty] | 136 | 0
7023 | L_BUCHAN1_2Y | 2 | South | YES | 0.010327 | 0 | 0 | 18 |  | 1 | Hydro | -1 | 0.25296 | 0 | 0 |  |  |  |  | -0.25296 | 0 | [6 empty] | 137 | 0
7024 | L_BUCHAN1_3Y | 3 | South | YES | 0.010327 | 0 | 0 | 15 |  | 1 | Hydro | -1 | 0.25296 | 0 | 0 |  |  |  |  | -0.25296 | 0 | [6 empty] | 138 | 0
5890 | PEARSALLGEN1 | 1 | South | YES | 0.01027 | 19.2 | 6 | 24 | 0 | 1.0226 | GST | -1 | 0.25301 | 24 | 24 |  |  |  |  | -0.25301 | -6.0723 | [6 empty] | 139 | 0
5891 | PEARSALLGEN2 | 1 | South | YES | 0.01027 | 19.4 | 6 | 24.3 | 0 | 1.0226 | GST | -1 | 0.25301 | 24.3 | 24.3 |  |  |  |  | -0.25301 | -6.1483 | [6 empty] | 140 | 0
5892 | PEARSALLGEN3 | 1 | South | YES | 0.01027 | 19.1 | 6 | 23.9 | 0 | 1.0226 | GST | -1 | 0.25301 | 23.9 | 23.9 |  |  |  |  | -0.25301 | -6.047 | [6 empty] | 141 | 0
7000 | L_FERGUS1_1Y | 1 | South | YES | 0.010197 | 400 | 65 | 423.3 | 0 | 1.015 | GSC | -1 | 0.25309 | 423.3 | 423.3 |  |  |  |  | -0.25309 | -107.132 | [6 empty] | 142 | 0
7035 | L_WIRTZ_1G1Y | 1 | South | YES | 0.009432 | 0 | 0 | 29 |  | 1 | Hydro | -1 | 0.25385 | 0 | 0 |  |  |  |  | -0.25385 | 0 | [6 empty] | 143 | 0
7036 | L_WIRTZ_1G2Y | 2 | South | YES | 0.009432 | 0 | 0 | 29.7 |  | 1 | Hydro | -1 | 0.25385 | 0 | 0 |  |  |  |  | -0.25385 | 0 | [6 empty] | 144 | 0
7028 | L_MARBFA1_1Y | 1 | South | YES | 0.007093 | 0 | 0 | 18 |  | 1 | Hydro | -1 | 0.25619 | 0 | 0 |  |  |  |  | -0.25619 | 0 | [6 empty] | 145 | 0
7029 | L_MARBFA1_2Y | 2 | South | YES | 0.007093 | 0 | 0 | 18 |  | 1 | Hydro | -1 | 0.25619 | 0 | 0 |  |  |  |  | -0.25619 | 0 | [6 empty] | 146 | 0
88299 | ZAPATA | F | South | YES | 0.006378 | 0 | 0 | 0 | 0 | 1.02 | BLT | -1 | 0.25691 | 0 | 0 |  |  |  |  | -0.25691 | 0 | [6 empty] | 147 | 0
5728 | FALCONHYDRO2 | 2 | South | YES | 0.003326 | 12 | 0 | 12 | 0 | 1.0234 | Hydro | -1 | 0.25996 | 0 | 0 |  |  |  |  | -0.25996 | 0 | [6 empty] | 148 | 0
5729 | FALCONHYDRO3 | 3 | South | YES | 0.003326 | 11 | 0 | 11 | 0 | 1.0234 | Hydro | -1 | 0.25996 | 0 | 0 |  |  |  |  | -0.25996 | 0 | [6 empty] | 149 | 0
8048 | FALCONHYDRO1 | 1 | South | YES | 0.003326 | 12 | 0 | 12 | 0 | 1.0234 | Hydro | -1 | 0.25996 | 0 | 0 |  |  |  |  | -0.25996 | 0 | [6 empty] | 150 | 0
88508 | FALFURRI | F | South | YES | 0.002837 | 0 | 0 | 0 | 0 | 1 | AVR | -1 | 0.26045 | 0 | 0 |  |  |  |  | -0.26045 | 0 | [6 empty] | 151 | 0
5264 | LEON_LCP3G3 | 3 | South | YES | 0.000925 | 0 | 20 | 58 |  | 1.0197 | GST | -1 | 0.26236 | 58 | 58 |  |  |  |  | -0.26236 | -15.2169 | [6 empty] | 152 | 0
5265 | LEON_LCP4G4 | 4 | South | YES | 0.000925 | 89 | 25 | 89 | 0 | 1.0197 | GST | -1 | 0.26236 | 89 | 89 |  |  |  |  | -0.26236 | -23.35 | [6 empty] | 153 | 0
5266 | LEON_LCPCT1 | 1 | South | YES | 0.000925 | 44 | 24 | 44 | 0 | 1.0197 | GGT | -1 | 0.26236 | 44 | 44 |  |  |  |  | -0.26236 | -11.5438 | [6 empty] | 154 | 0
5267 | LEON_LCPCT2 | 2 | South | YES | 0.000925 | 44 | 24 | 44 | 0 | 1.0197 | GGT | -1 | 0.26236 | 44 | 44 |  |  |  |  | -0.26236 | -11.5438 | [6 empty] | 155 | 0
5268 | LEON_LCPCT3 | 3 | South | YES | 0.000925 | 43 | 24 | 43 | 0 | 1.0197 | GGT | -1 | 0.26236 | 43 | 43 |  |  |  |  | -0.26236 | -11.2815 | [6 empty] | 156 | 0
5269 | LEON_LCPCT4 | 4 | South | YES | 0.000925 | 45 | 24 | 45 | 0 | 1.0197 | GGT | -1 | 0.26236 | 45 | 45 |  |  |  |  | -0.26236 | -11.8062 | [6 empty] | 157 | 0
7031 | L_MARSFO1G1Y | 1 | South | YES | 0.000673 | 0 | 0 | 36 |  | 1 | Hydro | -1 | 0.26261 | 0 | 0 |  |  |  |  | -0.26261 | 0 | [6 empty] | 158 | 0
7032 | L_MARSFO1G2Y | 2 | South | YES | 0.000673 | 0 | 0 | 35 |  | 1 | Hydro | -1 | 0.26261 | 0 | 0 |  |  |  |  | -0.26261 | 0 | [6 empty] | 159 | 0
7033 | L_MARSFO1G3Y | 3 | South | YES | 0.000673 | 0 | 0 | 36 |  | 1 | Hydro | -1 | 0.26261 | 0 | 0 |  |  |  |  | -0.26261 | 0 | [6 empty] | 160 | 0
5028 | BRAUNIG_VHB3 | 3 | South | YES | 0.000427 | 407 | 60 | 407 | 0 | 1.0138 | GST | -1 | 0.26286 | 407 | 407 |  |  |  |  | -0.26286 | -106.983 | [6 empty] | 161 | 0
5026 | BRAUNIG_VHB1 | 1 | South | YES | 0.000272 | 215 | 40 | 215 | 0 | 1.0192 | GST | -1 | 0.26301 | 215 | 215 |  |  |  |  | -0.26301 | -56.5477 | [6 empty] | 162 | 0
5027 | BRAUNIG_VHB2 | 2 | South | YES | 0.000272 | 216 | 40 | 216 | 0 | 1.0192 | GST | -1 | 0.26301 | 216 | 216 |  |  |  |  | -0.26301 | -56.8107 | [6 empty] | 163 | 0
5396 | CALAVER_OWS1 | 1 | South | YES | 0.000265 | 418 | 80 | 418 | 0 | 1.0192 | GST | -1 | 0.26302 | 418 | 418 |  |  |  |  | -0.26302 | -109.9422 | [6 empty] | 164 | 0
5397 | CALAVER_OWS2 | 2 | South | YES | 0.000265 | 400 | 80 | 400 | 0 | 1.0192 | GST | -1 | 0.26302 | 400 | 400 |  |  |  |  | -0.26302 | -105.2078 | [6 empty] | 165 | 0
5111 | CALAVER_JTD1 | 1 | South | YES | 0.000173 | 430 | 80 | 430 | 0 | 1.0138 | LIGCO | -1 | 0.26311 | 0 | 430 |  |  |  |  | -0.26311 | 0 | [6 empty] | 166 | 0
5112 | CALAVER_JTD2 | 2 | South | YES | 0.000173 | 430 | 80 | 430 | 0 | 1.0138 | LIGCO | -1 | 0.26311 | 0 | 430 |  |  |  |  | -0.26311 | 0 | [6 empty] | 167 | 0
8933 | FGNTS001 | 1 | South | YES | 0.000136 | 146.5 | 0 | 146.5 | 0 | 1.03 | CC | -1 | 0.26315 | 146.5 | 146.5 |  |  |  |  | -0.26315 | -38.5513 | [6 empty] | 168 | 0
8934 | FGNTS101 | 2 | South | YES | 0.000136 | 147.9 | 0 | 147.9 | 0 | 1.03 | CC | -1 | 0.26315 | 147.9 | 147.9 |  |  |  |  | -0.26315 | -38.9197 | [6 empty] | 169 | 0
8935 | FGNTS201 | 3 | South | YES | 0.000136 | 173 | 0 | 173 | 0 | 1.03 | CC | -1 | 0.26315 | 173 | 173 |  |  |  |  | -0.26315 | -45.5247 | [6 empty] | 170 | 0
88198 | BEEVILLE | F | South | YES | 0.000125 | 0 | 0 | 0 | 0 | 1.02 | AVR | -1 | 0.26316 | 0 | 0 |  |  |  |  | -0.26316 | 0 | [6 empty] | 171 | 0
5934 | SI_RAY5 | 5 | South | YES | 0 | 0 | 10 | 15 |  | 1.035 | GST | -1 | 0.26328 | 15 | 15 |  |  |  |  | -0.26328 | -3.9493 | [6 empty] | 172 | 0
8139 | JOS #1 | MB | South | YES | 0 | 0 | 45 | 255 |  | 1.02 | GST | -1 | 0.26328 | 0 | 0 |  |  |  |  | -0.26328 | 0 | [6 empty] | 173 | 0
8285 | LAR #1 | MB | South | YES | 0 | 0 | 9 | 32 |  | 1.0497 | GST | -1 | 0.26328 | 0 | 0 |  |  |  |  | -0.26328 | 0 | [6 empty] | 174 | 0
8287 | LAR #2 | MB | South | YES | 0 | 0 | 9 | 32 |  | 1.04 | GST | -1 | 0.26328 | 0 | 0 |  |  |  |  | -0.26328 | 0 | [6 empty] | 175 | 0
8288 | LAR #3 | MB | South | YES | 0 | 0 | 25 | 105 |  | 1.04 | GST | -1 | 0.26328 | 0 | 0 |  |  |  |  | -0.26328 | 0 | [6 empty] | 176 | 0
8388 | BATES0A | MB | South | YES | 0 | 0 | 21 | 71 |  | 1.033 | GST | -1 | 0.26328 | 0 | 0 |  |  |  |  | -0.26328 | 0 | [6 empty] | 177 | 0
8393 | BATES0B | MB | South | YES | 0 | 0 | 25 | 110 |  | 1.03 | GST | -1 | 0.26328 | 0 | 0 |  |  |  |  | -0.26328 | 0 | [6 empty] | 178 | 0
8437 | NUECES_B0C | MB | South | YES | 0 | 0 | 7 | 30 |  | 1.03 | GST | -1 | 0.26328 | 0 | 0 |  |  |  |  | -0.26328 | 0 | [6 empty] | 179 | 0
8438 | NUECES_B0B | MB | South | YES | 0 | 0 | 26 | 169 |  | 1.03 | GST | -1 | 0.26328 | 0 | 0 |  |  |  |  | -0.26328 | 0 | [6 empty] | 180 | 0
39190 | TNSLCGN1__8 | 1 | Houston | YES | 0 | 0 | 10 | 30 |  | 1.03 | Cogen | -1 | 0.26328 | 0 | 0 |  |  |  |  | -0.26328 | 0 | [6 empty] | 181 | 0
5903 | SANMIGUELGEN | 1 | South | YES | -0.000141 | 396.3 | 180 | 396.3 | 0 | 1.0336 | LIGCO | -1 | 0.26343 | 0 | 396.3 |  |  |  |  | -0.26343 | 0 | [6 empty] | 182 | 0
5436 | TUTTL_WBT1G1 | 1 | South | YES | -0.000158 | 48.8 | 20 | 61 | 0 | 1.012 | GST | -1 | 0.26344 | 61 | 61 |  |  |  |  | -0.26344 | -16.07 | [6 empty] | 183 | 0
5438 | TUTTL_WBT3G3 | 3 | South | YES | -0.000158 | 95 | 25 | 95 | 0 | 1.012 | GST | -1 | 0.26344 | 95 | 95 |  |  |  |  | -0.26344 | -25.027 | [6 empty] | 184 | 0
5439 | TUTTL_WBT4G4 | 4 | South | YES | -0.000158 | 151 | 40 | 151 | 0 | 1.012 | GST | -1 | 0.26344 | 151 | 151 |  |  |  |  | -0.26344 | -39.7798 | [6 empty] | 185 | 0
5476 | BRA_AVR1_CT1 | 1 | South | YES | -0.000286 | 155 | 90 | 155 | 0 | 1.025 | CC | -1 | 0.26357 | 155 | 155 |  |  |  |  | -0.26357 | -40.8534 | [6 empty] | 186 | 0
5477 | BRA_AVR1_ST | 1 | South | YES | -0.000286 | 174 | 138 | 174 | 0 | 1.025 | CC | -1 | 0.26357 | 174 | 174 |  |  |  |  | -0.26357 | -45.8613 | [6 empty] | 187 | 0
5478 | BRA_AVR1_CT2 | 1 | South | YES | -0.000286 | 155 | 90 | 155 | 0 | 1.025 | CC | -1 | 0.26357 | 155 | 155 |  |  |  |  | -0.26357 | -40.8534 | [6 empty] | 188 | 0
8981 | HECN1 | 1 | South | YES | -0.000401 | 144.8 | 0 | 144.8 | 0 | 1.0304 | CC | -1 | 0.26369 | 144.8 | 144.8 |  |  |  |  | -0.26369 | -38.1817 | [6 empty] | 189 | 0
8982 | HECN2 | 2 | South | YES | -0.000401 | 144.1 | 0 | 144.1 | 0 | 1.0304 | CC | -1 | 0.26369 | 144.1 | 144.1 |  |  |  |  | -0.26369 | -37.9971 | [6 empty] | 190 | 0
8983 | HECN3 | 3 | South | YES | -0.000401 | 171.9 | 0 | 171.9 | 0 | 1.0304 | CC | -1 | 0.26369 | 171.9 | 171.9 |  |  |  |  | -0.26369 | -45.3275 | [6 empty] | 191 | 0
8936 | MVGN#1 | 1 | South | YES | -0.000402 | 216.6 | 0 | 216.6 | 0 | 1.0304 | CC | -1 | 0.26369 | 216.6 | 216.6 |  |  |  |  | -0.26369 | -57.1145 | [6 empty] | 192 | 0
8937 | MVGN#2 | 2 | South | YES | -0.000402 | 216.7 | 0 | 216.7 | 0 | 1.0304 | CC | -1 | 0.26369 | 216.7 | 216.7 |  |  |  |  | -0.26369 | -57.1409 | [6 empty] | 193 | 0
8938 | MVGN#3 | 3 | South | YES | -0.000402 | 250.9 | 0 | 250.9 | 0 | 1.0304 | CC | -1 | 0.26369 | 250.9 | 250.9 |  |  |  |  | -0.26369 | -66.159 | [6 empty] | 194 | 0
5401 | CALAVER_JKS1 | 1 | South | YES | -0.000447 | 562 | 100 | 562 | 0 | 1.026 | LIGCO | -1 | 0.26373 | 0 | 562 |  |  |  |  | -0.26373 | 0 | [6 empty] | 195 | 0
5932 | SI_RAY9 | 9 | South | YES | -0.00063 | 32 | 32 | 38 | 0 | 1.035 | CC | -1 | 0.26391 | 38 | 38 |  |  |  |  | -0.26391 | -10.0288 | [6 empty] | 196 | 0
5933 | SI_RAY6 | 6 | South | YES | -0.00063 | 15.4 | 10 | 19.3 | 0 | 1.035 | GST | -1 | 0.26391 | 19.3 | 19.3 |  |  |  |  | -0.26391 | -5.0936 | [6 empty] | 197 | 0
5935 | SI_RAY10 | 10 | South | YES | -0.00063 | 47 | 10 | 47 | 0 | 1.03 | CC | -1 | 0.26391 | 47 | 47 |  |  |  |  | -0.26391 | -12.404 | [6 empty] | 198 | 0
80003 | MILHWYS | F | South | YES | -0.00063 | 0 | 0 | 0 | 0 | 1.0168 | AVR | -1 | 0.26391 | 0 | 0 |  |  |  |  | -0.26391 | 0 | [6 empty] | 199 | 0
8517 | CELANEBI0A | 1 | South | YES | -0.000751 | 29 | 0 | 29 | 0 | 1.02 | Cogen | -1 | 0.26404 | 0 | 0 |  |  |  |  | -0.26404 | 0 | [6 empty] | 200 | 0
80080 | GWINDT11A | 1 | South | YES | -0.000772 | 28.2 | 0 | 94 | 0 | 1.025 | Wind | -1 | 0.26406 | 0 | 94 |  |  |  |  | -0.26406 | 0 | [6 empty] | 201 | 0
80080 | GWINDT11A | 2 | South | YES | -0.000772 | 0 | 0 | 41 | 0 | 1.025 | Wind | -1 | 0.26406 | 0 | 41 |  |  |  |  | -0.26406 | 0 | [6 empty] | 202 | 0
80080 | GWINDT11A | 3 | South | YES | -0.000772 | 0 | 0 | 38 | 0 | 1.025 | Wind | -1 | 0.26406 | 0 | 38 |  |  |  |  | -0.26406 | 0 | [6 empty] | 203 | 0
80080 | GWINDT11A | 4 | South | YES | -0.000772 | 3.8 | 0 | 19 | 0 | 1.025 | Wind | -1 | 0.26406 | 0 | 19 |  |  |  |  | -0.26406 | 0 | [6 empty] | 204 | 0
80081 | GWINDT21A | 1 | South | YES | -0.000772 | 28.2 | 0 | 94 | 0 | 1.025 | Wind | -1 | 0.26406 | 0 | 94 |  |  |  |  | -0.26406 | 0 | [6 empty] | 205 | 0
80081 | GWINDT21A | 2 | South | YES | -0.000772 | 7.2 | 0 | 36 | 0 | 1.025 | Wind | -1 | 0.26406 | 0 | 36 |  |  |  |  | -0.26406 | 0 | [6 empty] | 206 | 0
80081 | GWINDT21A | 3 | South | YES | -0.000772 | 8.6 | 0 | 43 | 0 | 1.025 | Wind | -1 | 0.26406 | 0 | 43 |  |  |  |  | -0.26406 | 0 | [6 empty] | 207 | 0
80081 | GWINDT21A | 4 | South | YES | -0.000772 | 4.4 | 0 | 22 | 0 | 1.025 | Wind | -1 | 0.26406 | 0 | 22 |  |  |  |  | -0.26406 | 0 | [6 empty] | 208 | 0
80180 | PNSCALT11A | 1 | South | YES | -0.000772 | 43.8 | 0 | 148 | 0 | 1.025 | Wind | -1 | 0.26406 | 0 | 148 |  |  |  |  | -0.26406 | 0 | [6 empty] | 209 | 0
80180 | PNSCALT11A | 2 | South | YES | -0.000772 | 10 | 0 | 50 | 0 | 1.025 | Wind | -1 | 0.26406 | 0 | 50 |  |  |  |  | -0.26406 | 0 | [6 empty] | 210 | 0
80181 | PNSCALT21A | 1 | South | YES | -0.000772 | 16.5 | 0 | 55 | 0 | 1.025 | Wind | -1 | 0.26406 | 0 | 55 |  |  |  |  | -0.26406 | 0 | [6 empty] | 211 | 0
80181 | PNSCALT21A | 2 | South | YES | -0.000772 | 10 | 0 | 50 | 0 | 1.025 | Wind | -1 | 0.26406 | 0 | 50 |  |  |  |  | -0.26406 | 0 | [6 empty] | 212 | 0
8461 | KOCH_UP0A | 1 | South | YES | -0.000864 | 38 | 0 | 38 | 0 | 1.012 | Cogen | -1 | 0.26415 | 0 | 0 |  |  |  |  | -0.26415 | 0 | [6 empty] | 213 | 0
7487 | L_CANYHY8_1Y | 1 | South | YES | -0.000896 | 0 | 0 | 6 |  | 1 | Hydro | -1 | 0.26418 | 0 | 0 |  |  |  |  | -0.26418 | 0 | [6 empty] | 214 | 0
8511 | OXY_CC0A | 1 | South | YES | -0.000901 | 30.3 | 0 | 38 | 0 | 1.027 | Cogen | -1 | 0.26419 | 0 | 0 |  |  |  |  | -0.26419 | 0 | [6 empty] | 215 | 0
8506 | VAL #1 | 1 | South | YES | -0.000902 | 20.9 | 0 | 25 | 0 | 1.0055 | Cogen | -1 | 0.26419 | 0 | 0 |  |  |  |  | -0.26419 | 0 | [6 empty] | 216 | 0
8507 | VAL #2 | 2 | South | YES | -0.000902 | 20.9 | 0 | 25 | 0 | 1.0055 | Cogen | -1 | 0.26419 | 0 | 0 |  |  |  |  | -0.26419 | 0 | [6 empty] | 217 | 0
8459 | B_DAVIS0B | MB | South | YES | -0.000959 | 0 | 50 | 339 |  | 1.03 | GSC | -1 | 0.26424 | 0 | 0 |  |  |  |  | -0.26424 | 0 | [6 empty] | 218 | 0
8460 | B_DAVIS0A | MB | South | YES | -0.000959 | 0 | 50 | 340 |  | 1.03 | GSC | -1 | 0.26424 | 0 | 0 |  |  |  |  | -0.26424 | 0 | [6 empty] | 219 | 0
80263 | B_DAVIS31A | 3 | South | YES | -0.000959 | 0 | 0 | 180 |  | 1.0366 | CC | -1 | 0.26424 | 180 | 180 |  |  |  |  | -0.26424 | -47.5638 | [6 empty] | 220 | 0
80264 | B_DAVIS41A | 4 | South | YES | -0.000959 | 0 | 0 | 180 |  | 1.0366 | CC | -1 | 0.26424 | 180 | 180 |  |  |  |  | -0.26424 | -47.5638 | [6 empty] | 221 | 0
8456 | COSW#1 | 1 | South | YES | -0.000975 | 20 | 0 | 20 | 0 | 1.027 | Cogen | -1 | 0.26426 | 0 | 0 |  |  |  |  | -0.26426 | 0 | [6 empty] | 222 | 0
8457 | COSW#2 | 2 | South | YES | -0.000975 | 14 | 0 | 14 | 0 | 1.027 | Cogen | -1 | 0.26426 | 0 | 0 |  |  |  |  | -0.26426 | 0 | [6 empty] | 223 | 0
8560 | CNOPGT1 | 1 | South | YES | -0.000989 | 148.3 | 0 | 148.3 | 0 | 1.03 | Cogen | -1 | 0.26427 | 0 | 0 |  |  |  |  | -0.26427 | 0 | [6 empty] | 224 | 0
8561 | CNOPGT2 | 2 | South | YES | -0.000989 | 148.6 | 0 | 148.6 | 0 | 1.03 | Cogen | -1 | 0.26427 | 0 | 0 |  |  |  |  | -0.26427 | 0 | [6 empty] | 225 | 0
8562 | CNOPST1 | 3 | South | YES | -0.000989 | 153 | 0 | 153 | 0 | 1.03 | Cogen | -1 | 0.26427 | 0 | 0 |  |  |  |  | -0.26427 | 0 | [6 empty] | 226 | 0
8442 | NBEC7 | 7 | South | YES | -0.000992 | 0 | 81 | 367 |  | 1.0298 | GST | -1 | 0.26428 | 367 | 367 |  |  |  |  | -0.26428 | -96.9895 | [6 empty] | 227 | 0
8442 | NBEC7 | MB | South | YES | -0.000992 | 0 | 81 | 367 |  | 1.0298 | GST | -1 | 0.26428 | 0 | 0 |  |  |  |  | -0.26428 | 0 | [6 empty] | 228 | 0
7609 | L_SCHUMA8_1Y | 1 | South | YES | -0.001059 | 0 | 0 | 4 |  | 1 | Hydro | -1 | 0.26434 | 0 | 0 |  |  |  |  | -0.26434 | 0 | [6 empty] | 229 | 0
8926 | LGE_GT10A | 1 | South | YES | -0.001255 | 158 | 0 | 158 | 0 | 1.03 | Cogen | -1 | 0.26454 | 0 | 0 |  |  |  |  | -0.26454 | 0 | [6 empty] | 230 | 0
8927 | LGE_GT20A | 2 | South | YES | -0.001255 | 153 | 0 | 153 | 0 | 1.03 | Cogen | -1 | 0.26454 | 0 | 0 |  |  |  |  | -0.26454 | 0 | [6 empty] | 231 | 0
8928 | LGE_STG0A | 3 | South | YES | -0.001255 | 100 | 0 | 100 | 0 | 1.03 | Cogen | -1 | 0.26454 | 0 | 0 |  |  |  |  | -0.26454 | 0 | [6 empty] | 232 | 0
8930 | ICPGN10A | 1 | South | YES | -0.001255 | 149 | 0 | 149 | 0 | 1.03 | Cogen | -1 | 0.26454 | 0 | 0 |  |  |  |  | -0.26454 | 0 | [6 empty] | 233 | 0
8931 | ICPGN20A | 2 | South | YES | -0.001255 | 150 | 0 | 150 | 0 | 1.03 | Cogen | -1 | 0.26454 | 0 | 0 |  |  |  |  | -0.26454 | 0 | [6 empty] | 234 | 0
8932 | ICPGN30A | 3 | South | YES | -0.001255 | 127 | 0 | 127 | 0 | 1.03 | Cogen | -1 | 0.26454 | 0 | 0 |  |  |  |  | -0.26454 | 0 | [6 empty] | 235 | 0
80223 | REYSHR G | 1 | South | YES | -0.001255 | 12 | 0 | 12 | 0 | 1.032 | Cogen | -1 | 0.26454 | 0 | 0 |  |  |  |  | -0.26454 | 0 | [6 empty] | 236 | 0
8161 | COLETO0A | 1 | South | YES | -0.001291 | 633 | 200 | 633 | 0 | 1.03 | LIGCO | -1 | 0.26458 | 0 | 633 |  |  |  |  | -0.26458 | 0 | [6 empty] | 237 | 0
7800 | L_GUADGE1_1Y | 1 | South | YES | -0.001355 | 147 | 30 | 147 | 0 | 1.02 | CC | -1 | 0.26464 | 147 | 147 |  |  |  |  | -0.26464 | -38.902 | [6 empty] | 238 | 0
7801 | L_GUADGE1_2Y | 2 | South | YES | -0.001355 | 138 | 30 | 138 | 0 | 1.02 | CC | -1 | 0.26464 | 138 | 138 |  |  |  |  | -0.26464 | -36.5203 | [6 empty] | 239 | 0
7802 | L_GUADGE1_3Y | 3 | South | YES | -0.001355 | 146 | 30 | 146 | 0 | 1.02 | CC | -1 | 0.26464 | 146 | 146 |  |  |  |  | -0.26464 | -38.6374 | [6 empty] | 240 | 0
7803 | L_GUADGE1_4Y | 4 | South | YES | -0.001355 | 149 | 30 | 149 | 0 | 1.02 | CC | -1 | 0.26464 | 149 | 149 |  |  |  |  | -0.26464 | -39.4313 | [6 empty] | 241 | 0
7804 | L_GUADGE1_5Y | 5 | South | YES | -0.001355 | 182 | 30 | 182 | 0 | 1.02 | CC | -1 | 0.26464 | 182 | 182 |  |  |  |  | -0.26464 | -48.1644 | [6 empty] | 242 | 0
7805 | L_GUADGE1_6Y | 6 | South | YES | -0.001355 | 203 | 30 | 203 | 0 | 1.02 | CC | -1 | 0.26464 | 203 | 203 |  |  |  |  | -0.26464 | -53.7218 | [6 empty] | 243 | 0
7605 | L_MCQUEE9_1Y | 1 | South | YES | -0.001429 | 0 | 0 | 2.4 |  | 1.025 | Hydro | -1 | 0.26471 | 0 | 0 |  |  |  |  | -0.26471 | 0 | [6 empty] | 244 | 0
7605 | L_MCQUEE9_1Y | 2 | South | YES | -0.001429 | 0 | 0 | 2.4 |  | 1.025 | Hydro | -1 | 0.26471 | 0 | 0 |  |  |  |  | -0.26471 | 0 | [6 empty] | 245 | 0
7605 | L_MCQUEE9_1Y | 3 | South | YES | -0.001429 | 0 | 0 | 2.8 |  | 1.025 | Hydro | -1 | 0.26471 | 0 | 0 |  |  |  |  | -0.26471 | 0 | [6 empty] | 246 | 0
7810 | L_RIONOG1G1Y | 1 | South | YES | -0.001608 | 148 | 0 | 148 | 0 | 1.02 | CC | -1 | 0.26489 | 148 | 148 |  |  |  |  | -0.26489 | -39.2041 | [6 empty] | 247 | 0
7811 | L_RIONOG1G2Y | 2 | South | YES | -0.001608 | 148 | 0 | 148 | 0 | 1.02 | CC | -1 | 0.26489 | 148 | 148 |  |  |  |  | -0.26489 | -39.2041 | [6 empty] | 248 | 0
7812 | L_RIONOG1G3Y | 3 | South | YES | -0.001608 | 154 | 0 | 154 | 0 | 1.02 | CC | -1 | 0.26489 | 154 | 154 |  |  |  |  | -0.26489 | -40.7935 | [6 empty] | 249 | 0
7813 | L_RIONOG1S1Y | 4 | South | YES | -0.001608 | 293 | 0 | 293 | 0 | 1.02 | CC | -1 | 0.26489 | 293 | 293 |  |  |  |  | -0.26489 | -77.6135 | [6 empty] | 250 | 0
7624 | L_LAKEWO9_1Y | 1 | South | YES | -0.00178 | 0 | 0 | 2.4 |  | 1 | Hydro | -1 | 0.26506 | 0 | 0 |  |  |  |  | -0.26506 | 0 | [6 empty] | 251 | 0
7624 | L_LAKEWO9_1Y | 2 | South | YES | -0.00178 | 0 | 0 | 2.4 |  | 1 | Hydro | -1 | 0.26506 | 0 | 0 |  |  |  |  | -0.26506 | 0 | [6 empty] | 252 | 0
8189 | CUECPL2A | 1 | South | YES | -0.001841 | 12 | 0 | 12 | 0 | 1.02 | Cogen | -1 | 0.26513 | 0 | 0 |  |  |  |  | -0.26513 | 0 | [6 empty] | 253 | 0
7014 | L_HAYSEN1_1Y | 1 | South | YES | -0.001856 | 223.9 | 74 | 223.9 | 0 | 1.008 | CC | -1 | 0.26514 | 223.9 | 223.9 |  |  |  |  | -0.26514 | -59.365 | [6 empty] | 254 | 0
7015 | L_HAYSEN1_2Y | 2 | South | YES | -0.001856 | 225 | 74 | 225 | 0 | 1.008 | CC | -1 | 0.26514 | 225 | 225 |  |  |  |  | -0.26514 | -59.6566 | [6 empty] | 255 | 0
7016 | L_HAYSEN1_3Y | 3 | South | YES | -0.001856 | 224.6 | 74 | 224.6 | 0 | 1.008 | CC | -1 | 0.26514 | 224.6 | 224.6 |  |  |  |  | -0.26514 | -59.5506 | [6 empty] | 256 | 0
7017 | L_HAYSEN1_4Y | 4 | South | YES | -0.001856 | 226.7 | 74 | 226.7 | 0 | 1.008 | CC | -1 | 0.26514 | 226.7 | 226.7 |  |  |  |  | -0.26514 | -60.1074 | [6 empty] | 257 | 0
5503 | RAYBURNGEN3 | 1 | South | YES | -0.001954 | 17.6 | 6 | 22 | 0 | 1.0224 | GST | -1 | 0.26524 | 22 | 22 |  |  |  |  | -0.26524 | -5.8352 | [6 empty] | 258 | 0
5505 | RAYBURNGEN1 | 1 | South | YES | -0.001954 | 0 | 1 | 11 |  | 1.0223 | GGT | -1 | 0.26524 | 11 | 11 |  |  |  |  | -0.26524 | -2.9176 | [6 empty] | 259 | 0
5506 | RAYBURNGEN2 | 1 | South | YES | -0.001954 | 0 | 1 | 11 |  | 1.0223 | GGT | -1 | 0.26524 | 11 | 11 |  |  |  |  | -0.26524 | -2.9176 | [6 empty] | 260 | 0
5508 | RAYBURNCC9 | 1 | South | YES | -0.002174 | 47.7 | 18.2 | 47.7 | 0 | 1.0296 | CC | -1 | 0.26546 | 47.7 | 47.7 |  |  |  |  | -0.26546 | -12.6624 | [6 empty] | 261 | 0
5509 | RAYBURNCC10 | 1 | South | YES | -0.002174 | 37.3 | 5.2 | 37.3 | 0 | 1.0296 | CC | -1 | 0.26546 | 37.3 | 37.3 |  |  |  |  | -0.26546 | -9.9016 | [6 empty] | 262 | 0
5511 | RAYBURNCC7 | 1 | South | YES | -0.002174 | 47.5 | 18.2 | 47.5 | 0 | 1.0296 | CC | -1 | 0.26546 | 47.5 | 47.5 |  |  |  |  | -0.26546 | -12.6093 | [6 empty] | 263 | 0
5512 | RAYBURNCC8 | 1 | South | YES | -0.002174 | 49.3 | 18.2 | 49.3 | 0 | 1.0296 | CC | -1 | 0.26546 | 49.3 | 49.3 |  |  |  |  | -0.26546 | -13.0871 | [6 empty] | 264 | 0
8173 | VICEC51A | 5 | South | YES | -0.002219 | 144 | 18 | 144 | 0 | 1.025 | CC | -1 | 0.2655 | 144 | 144 |  |  |  |  | -0.2655 | -38.2325 | [6 empty] | 265 | 0
8174 | VICEC61A | 6 | South | YES | -0.002219 | 188 | 42 | 188 | 0 | 1.025 | CC | -1 | 0.2655 | 188 | 188 |  |  |  |  | -0.2655 | -49.9147 | [6 empty] | 266 | 0
8066 | DUP1V#1 | 1 | South | YES | -0.002328 | 52.3 | 0 | 73 | 0 | 1.01 | Cogen | -1 | 0.26561 | 0 | 0 |  |  |  |  | -0.26561 | 0 | [6 empty] | 267 | 0
7020 | L_AUSTPL1_1Y | 1 | South | YES | -0.00239 | 0 | 0 | 8 |  | 1 | Hydro | -1 | 0.26567 | 0 | 0 |  |  |  |  | -0.26567 | 0 | [6 empty] | 268 | 0
7020 | L_AUSTPL1_1Y | 2 | South | YES | -0.00239 | 0 | 0 | 8 |  | 1 | Hydro | -1 | 0.26567 | 0 | 0 |  |  |  |  | -0.26567 | 0 | [6 empty] | 269 | 0
80224 | VISTRONG1 | 1 | South | YES | -0.002464 | 13.1 | 0 | 15 | 0 | 1.01 | Cogen | -1 | 0.26575 | 0 | 0 |  |  |  |  | -0.26575 | 0 | [6 empty] | 270 | 0
80225 | VISTRONG2 | 2 | South | YES | -0.002464 | 20.2 | 0 | 23 | 0 | 1.01 | Cogen | -1 | 0.26575 | 0 | 0 |  |  |  |  | -0.26575 | 0 | [6 empty] | 271 | 0
80227 | AIRCO G | 1 | South | YES | -0.002487 | 7.2 | 0 | 8 | 0 | 1.0104 | Cogen | -1 | 0.26577 | 0 | 0 |  |  |  |  | -0.26577 | 0 | [6 empty] | 272 | 0
8147 | UCAR #2 | 10 | South | YES | -0.002578 | 18.2 | 0 | 28 |  | 1 | Cogen | -1 | 0.26586 | 0 | 0 |  |  |  |  | -0.26586 | 0 | [6 empty] | 273 | 0
8148 | UCAR #1 | 2 | South | YES | -0.002578 | 6.1 | 0 | 7 | 0 | 1.009 | Cogen | -1 | 0.26586 | 0 | 0 |  |  |  |  | -0.26586 | 0 | [6 empty] | 274 | 0
80137 | CSDR89 | 8 | South | YES | -0.002578 | 33.9 | 0 | 39 | 0 | 1.003 | DCTie | -1 | 0.26586 | 0 | 0 |  |  |  |  | -0.26586 | 0 | [6 empty] | 275 | 0
80137 | CSDR89 | 9 | South | YES | -0.002578 | 15 | 0 | 15 | 0 | 1.003 | DCTie | -1 | 0.26586 | 0 | 0 |  |  |  |  | -0.26586 | 0 | [6 empty] | 276 | 0
80138 | CSDR7 | 7 | South | YES | -0.002578 | 6.1 | 0 | 7 | 0 | 1.014 | DCTie | -1 | 0.26586 | 0 | 0 |  |  |  |  | -0.26586 | 0 | [6 empty] | 277 | 0
80139 | CSDR56 | 5 | South | YES | -0.002578 | 15 | 0 | 15 |  | 1.0033 | DCTie | -1 | 0.26586 | 0 | 0 |  |  |  |  | -0.26586 | 0 | [6 empty] | 278 | 0
80139 | CSDR56 | 6 | South | YES | -0.002578 | 0 | 0 | 39 |  | 1.0033 | DCTie | -1 | 0.26586 | 0 | 0 |  |  |  |  | -0.26586 | 0 | [6 empty] | 279 | 0
80140 | CSDR11 | 11 | South | YES | -0.002578 | 33.9 | 0 | 39 | 0 | 1.03 | DCTie | -1 | 0.26586 | 0 | 0 |  |  |  |  | -0.26586 | 0 | [6 empty] | 280 | 0
9016 | SANDH_G1 | 1 | South | YES | -0.002715 | 45 | 2 | 49 | 0 | 1.0175 | GGT | -1 | 0.266 | 49 | 49 |  |  |  |  | -0.266 | -13.034 | [6 empty] | 281 | 0
9017 | SANDH_G2 | 2 | South | YES | -0.002715 | 45 | 2 | 46 | 0 | 1.0175 | GGT | -1 | 0.266 | 46 | 46 |  |  |  |  | -0.266 | -12.236 | [6 empty] | 282 | 0
9018 | SANDH_G3 | 3 | South | YES | -0.002715 | 45 | 2 | 46 | 0 | 1.0175 | GGT | -1 | 0.266 | 46 | 46 |  |  |  |  | -0.266 | -12.236 | [6 empty] | 283 | 0
9019 | SANDH_G4 | 4 | South | YES | -0.002715 | 0 | 2 | 47 |  | 1.0175 | GGT | -1 | 0.266 | 47 | 47 |  |  |  |  | -0.266 | -12.502 | [6 empty] | 284 | 0
9020 | SANDHG5A | 5A | South | YES | -0.002715 | 150 | 84 | 155 | 0 | 1.0175 | CC | -1 | 0.266 | 155 | 155 |  |  |  |  | -0.266 | -41.2299 | [6 empty] | 285 | 0
9021 | SANDHG5C | 5C | South | YES | -0.002715 | 140 | 0 | 148 | 0 | 1.0175 | CC | -1 | 0.266 | 148 | 148 |  |  |  |  | -0.266 | -39.3679 | [6 empty] | 286 | 0
9000 | DECKR_G1 | 1 | South | YES | -0.00272 | 280 | 50 | 321 | 0 | 1.015 | GST | -1 | 0.266 | 321 | 321 |  |  |  |  | -0.266 | -85.3875 | [6 empty] | 287 | 0
9001 | DECKR_G2 | 2 | South | YES | -0.00272 | 400 | 50 | 426 | 0 | 1.015 | GST | -1 | 0.266 | 426 | 426 |  |  |  |  | -0.266 | -113.3179 | [6 empty] | 288 | 0
9002 | DECKR_G3 | 3 | South | YES | -0.002947 | 0 | 24 | 42 |  | 1.015 | GGT | -1 | 0.26623 | 42 | 42 |  |  |  |  | -0.26623 | -11.1817 | [6 empty] | 289 | 0
9003 | DECKR_G4 | 4 | South | YES | -0.002947 | 44 | 24 | 44 | 0 | 1.015 | GGT | -1 | 0.26623 | 44 | 44 |  |  |  |  | -0.26623 | -11.7142 | [6 empty] | 290 | 0
9004 | DECKR_G5 | 5 | South | YES | -0.002947 | 44 | 24 | 44 | 0 | 1.015 | GGT | -1 | 0.26623 | 44 | 44 |  |  |  |  | -0.26623 | -11.7142 | [6 empty] | 291 | 0
9005 | DECKR_G6 | 6 | South | YES | -0.002947 | 44 | 24 | 47 | 0 | 1.015 | GGT | -1 | 0.26623 | 47 | 47 |  |  |  |  | -0.26623 | -12.5129 | [6 empty] | 292 | 0
80226 | ALCOA G | 1 | South | YES | -0.003007 | 32.3 | 5 | 48 | 0 | 1.015 | Cogen | -1 | 0.26629 | 0 | 0 |  |  |  |  | -0.26629 | 0 | [6 empty] | 293 | 0
8134 | FOR #1 | 1 | South | YES | -0.003121 | 54.1 | 45 | 79 | 0 | 1 | Cogen | -1 | 0.26641 | 0 | 0 |  |  |  |  | -0.26641 | 0 | [6 empty] | 294 | 0
8138 | FOR #2 | 2 | South | YES | -0.003121 | 63.1 | 45 | 81 | 0 | 1 | Cogen | -1 | 0.26641 | 0 | 0 |  |  |  |  | -0.26641 | 0 | [6 empty] | 295 | 0
8153 | FOR #3 | 3 | South | YES | -0.003121 | 63.1 | 45 | 79.9 | 0 | 1 | Cogen | -1 | 0.26641 | 0 | 0 |  |  |  |  | -0.26641 | 0 | [6 empty] | 296 | 0
8154 | FOR #4 | 4 | South | YES | -0.003121 | 63.1 | 60 | 80 | 0 | 1 | Cogen | -1 | 0.26641 | 0 | 0 |  |  |  |  | -0.26641 | 0 | [6 empty] | 297 | 0
8155 | FOR #5 | 5 | South | YES | -0.003121 | 63.1 | 60 | 78.4 | 0 | 1 | Cogen | -1 | 0.26641 | 0 | 0 |  |  |  |  | -0.26641 | 0 | [6 empty] | 298 | 0
8156 | FOR #6 | 6 | South | YES | -0.003121 | 24.9 | 5 | 25 | 0 | 1 | Cogen | -1 | 0.26641 | 0 | 0 |  |  |  |  | -0.26641 | 0 | [6 empty] | 299 | 0
8157 | FOR #7 | 7 | South | YES | -0.003121 | 28.8 | 5 | 46 | 0 | 1 | Cogen | -1 | 0.26641 | 0 | 0 |  |  |  |  | -0.26641 | 0 | [6 empty] | 300 | 0
80051 | FOR #8 | 8 | South | YES | -0.003121 | 28 | 28 | 28 |  | 1 | Cogen | -1 | 0.26641 | 0 | 0 |  |  |  |  | -0.26641 | 0 | [6 empty] | 301 | 0
80052 | FOR #9 | 9 | South | YES | -0.003121 | 29.7 | 5 | 43.6 | 0 | 1 | Cogen | -1 | 0.26641 | 0 | 0 |  |  |  |  | -0.26641 | 0 | [6 empty] | 302 | 0
80053 | FOR #10 | 10 | South | YES | -0.003121 | 68.4 | 45 | 75 | 0 | 1 | Cogen | -1 | 0.26641 | 0 | 0 |  |  |  |  | -0.26641 | 0 | [6 empty] | 303 | 0
7004 | L_SIMGID1_1Y | 1 | South | YES | -0.003523 | 132 | 40 | 132 | 0 | 1.02 | GST | -1 | 0.26681 | 132 | 132 |  |  |  |  | -0.26681 | -35.2186 | [6 empty] | 304 | 0
7005 | L_SIMGID1_2Y | 2 | South | YES | -0.003523 | 133 | 32 | 139 | 0 | 1.02 | GST | -1 | 0.26681 | 139 | 139 |  |  |  |  | -0.26681 | -37.0862 | [6 empty] | 305 | 0
7006 | L_SIMGID1_3Y | 3 | South | YES | -0.003523 | 324.9 | 60 | 329 | 0 | 1.02 | GST | -1 | 0.26681 | 329 | 329 |  |  |  |  | -0.26681 | -87.7797 | [6 empty] | 306 | 0
7807 | L_BASTEN1_1Y | 1 | South | YES | -0.004089 | 152.5 | 83.5 | 152.5 | 0 | 1.004 | CC | -1 | 0.26737 | 152.5 | 152.5 |  |  |  |  | -0.26737 | -40.7745 | [6 empty] | 307 | 0
7808 | L_BASTEN1_2Y | 1 | South | YES | -0.004089 | 149.5 | 83.5 | 149.5 | 0 | 1.004 | CC | -1 | 0.26737 | 149.5 | 149.5 |  |  |  |  | -0.26737 | -39.9723 | [6 empty] | 308 | 0
7809 | L_BASTEN1_3Y | 1 | South | YES | -0.004089 | 232.6 | 42 | 232.6 | 0 | 1.004 | CC | -1 | 0.26737 | 232.6 | 232.6 |  |  |  |  | -0.26737 | -62.1911 | [6 empty] | 309 | 0
7303 | L_WPPGS12_1Y | 1 | South | YES | -0.004173 | 50 | 0 | 50 | 0 | 1.025 | GGT | -1 | 0.26746 | 50 | 50 |  |  |  |  | -0.26746 | -13.3729 | [6 empty] | 310 | 0
7303 | L_WPPGS12_1Y | 2 | South | YES | -0.004173 | 50 | 0 | 50 | 0 | 1.025 | GGT | -1 | 0.26746 | 50 | 50 |  |  |  |  | -0.26746 | -13.3729 | [6 empty] | 311 | 0
7305 | L_WPPGS34_1Y | 3 | South | YES | -0.004173 | 50 | 0 | 50 | 0 | 1.025 | GGT | -1 | 0.26746 | 50 | 50 |  |  |  |  | -0.26746 | -13.3729 | [6 empty] | 312 | 0
7305 | L_WPPGS34_1Y | 4 | South | YES | -0.004173 | 50 | 0 | 50 | 0 | 1.025 | GGT | -1 | 0.26746 | 50 | 50 |  |  |  |  | -0.26746 | -13.3729 | [6 empty] | 313 | 0
7007 | L_LOSTPI1_1Y | 1 | South | YES | -0.004663 | 158.6 | 110 | 158 | 0 | 1 | CC | -1 | 0.26795 | 158 | 158 |  |  |  |  | -0.26795 | -42.3357 | [6 empty] | 314 | 0
7008 | L_LOSTPI1_2Y | 2 | South | YES | -0.004663 | 157.7 | 107 | 160 | 0 | 1 | CC | -1 | 0.26795 | 160 | 160 |  |  |  |  | -0.26795 | -42.8716 | [6 empty] | 315 | 0
7009 | L_LOSTPI1_3Y | 3 | South | YES | -0.004663 | 173.9 | 72 | 175 | 0 | 1 | CC | -1 | 0.26795 | 175 | 175 |  |  |  |  | -0.26795 | -46.8908 | [6 empty] | 316 | 0
7012 | L_FPPYD21_3Y | 3 | South | YES | -0.004703 | 427.5 | 200 | 436 | 0 | 1.02 | LIGCO | -1 | 0.26799 | 0 | 436 |  |  |  |  | -0.26799 | 0 | [6 empty] | 317 | 0
7010 | L_FPPYD11_1Y | 1 | South | YES | -0.004704 | 547.4 | 200 | 606 | 0 | 1.02 | LIGCO | -1 | 0.26799 | 0 | 606 |  |  |  |  | -0.26799 | 0 | [6 empty] | 318 | 0
7011 | L_FPPYD11_2Y | 2 | South | YES | -0.004704 | 552.2 | 200 | 598 | 0 | 1.02 | LIGCO | -1 | 0.26799 | 0 | 598 |  |  |  |  | -0.26799 | 0 | [6 empty] | 319 | 0
3432 | SANDOW_4G | 4 | South | YES | -0.00658 | 580 | 225 | 580 |  | 1.029 | LIGCO | -1 | 0.26986 | 0 | 580 |  |  |  |  | -0.26986 | 0 | [6 empty] | 320 | 0
5911 | STP_GN1___1 | 1 | Houston | YES | -0.006945 | 1333 | 1249 | 1333 | 0 | 1.0406 | Nuc | -1 | 0.27023 | 0 | 0 |  |  |  |  | -0.27023 | 0 | [6 empty] | 321 | 0
5912 | STP_GN2___2 | 2 | Houston | YES | -0.006945 | 1332 | 1249 | 1332 | 0 | 1.0406 | Nuc | -1 | 0.27023 | 0 | 0 |  |  |  |  | -0.27023 | 0 | [6 empty] | 322 | 0
48731 | CBE_GT1 | 1 | Houston | YES | -0.007099 | 76 | 0 | 76 | 0 | 1.029 | CC | -1 | 0.27038 | 76 | 76 |  |  |  |  | -0.27038 | -20.5491 | [6 empty] | 323 | 0
48732 | CBE_GT2 | 1 | Houston | YES | -0.007099 | 76 | 0 | 76 | 0 | 1.029 | CC | -1 | 0.27038 | 76 | 76 |  |  |  |  | -0.27038 | -20.5491 | [6 empty] | 324 | 0
48733 | CBE_ST12 | 1 | Houston | YES | -0.007099 | 105 | 0 | 105 | 0 | 1.029 | CC | -1 | 0.27038 | 105 | 105 |  |  |  |  | -0.27038 | -28.3903 | [6 empty] | 325 | 0
48734 | CBE_GT3 | 1 | Houston | YES | -0.007099 | 76 | 0 | 76 | 0 | 1.029 | CC | -1 | 0.27038 | 76 | 76 |  |  |  |  | -0.27038 | -20.5491 | [6 empty] | 326 | 0
48735 | CBE_GT4 | 1 | Houston | YES | -0.007099 | 76 | 0 | 76 | 0 | 1.029 | CC | -1 | 0.27038 | 76 | 76 |  |  |  |  | -0.27038 | -20.5491 | [6 empty] | 327 | 0
48736 | CBE_ST34 | 1 | Houston | YES | -0.007099 | 105 | 0 | 105 | 0 | 1.029 | CC | -1 | 0.27038 | 105 | 105 |  |  |  |  | -0.27038 | -28.3903 | [6 empty] | 328 | 0
48911 | TGF_GT1_8000 | 1 | Houston | YES | -0.007255 | 69.2 | 0 | 69.2 |  | 1.029 | Cogen | -1 | 0.27054 | 0 | 0 |  |  |  |  | -0.27054 | 0 | [6 empty] | 329 | 0
13432 | SANDOW_5G | 5 | South | YES | -0.008146 | 581 | 225 | 581 |  | 1.029 | LIGCO | -1 | 0.27143 | 0 | 581 |  |  |  |  | -0.27143 | 0 | [6 empty] | 330 | 0
49851 | DOW17000 | 37 | Houston | YES | -0.008217 | 39 | 0 | 62 | 0 | 1 | Cogen | -1 | 0.2715 | 0 | 0 |  |  |  |  | -0.2715 | 0 | [6 empty] | 331 | 0
49858 | DOW38100 | 31 | Houston | YES | -0.008217 | 45 | 0 | 71.4 |  | 1 | Cogen | -1 | 0.2715 | 0 | 0 |  |  |  |  | -0.2715 | 0 | [6 empty] | 332 | 0
49859 | DOW38200 | 33 | Houston | YES | -0.008217 | 28 | 0 | 45 | 0 | 1 | Cogen | -1 | 0.2715 | 0 | 0 |  |  |  |  | -0.2715 | 0 | [6 empty] | 333 | 0
49860 | DOW38300 | 32 | Houston | YES | -0.008217 | 63 | 0 | 101 |  | 1 | Cogen | -1 | 0.2715 | 0 | 0 |  |  |  |  | -0.2715 | 0 | [6 empty] | 334 | 0
49862 | DOW39100 | 36 | Houston | YES | -0.008217 | 54 | 0 | 86 | 0 | 1 | Cogen | -1 | 0.2715 | 0 | 0 |  |  |  |  | -0.2715 | 0 | [6 empty] | 335 | 0
49863 | DOW39200 | 35 | Houston | YES | -0.008217 | 55 | 0 | 88 | 0 | 1 | Cogen | -1 | 0.2715 | 0 | 0 |  |  |  |  | -0.2715 | 0 | [6 empty] | 336 | 0
49865 | DOW41000 | 41 | Houston | YES | -0.008217 | 31 | 0 | 50 |  | 1 | Cogen | -1 | 0.2715 | 0 | 0 |  |  |  |  | -0.2715 | 0 | [6 empty] | 337 | 0
49866 | DOW42000 | 42 | Houston | YES | -0.008217 | 11 | 0 | 18 |  | 1 | Cogen | -1 | 0.2715 | 0 | 0 |  |  |  |  | -0.2715 | 0 | [6 empty] | 338 | 0
49869 | DOW49000 | 45 | Houston | YES | -0.008217 | 59 | 0 | 94 |  | 1 | Cogen | -1 | 0.2715 | 0 | 0 |  |  |  |  | -0.2715 | 0 | [6 empty] | 339 | 0
49870 | DOW61000 | 61 | Houston | YES | -0.008217 | 44 | 0 | 70 | 0 | 1 | Cogen | -1 | 0.2715 | 0 | 0 |  |  |  |  | -0.2715 | 0 | [6 empty] | 340 | 0
49871 | DOW62000 | 62 | Houston | YES | -0.008217 | 40 | 0 | 63 | 0 | 1 | Cogen | -1 | 0.2715 | 0 | 0 |  |  |  |  | -0.2715 | 0 | [6 empty] | 341 | 0
49872 | DOW63000 | 63 | Houston | YES | -0.008217 | 45 | 0 | 72 | 0 | 1 | Cogen | -1 | 0.2715 | 0 | 0 |  |  |  |  | -0.2715 | 0 | [6 empty] | 342 | 0
49873 | DOW64000 | 64 | Houston | YES | -0.008217 | 41 | 0 | 64.8 | 0 | 1 | Cogen | -1 | 0.2715 | 0 | 0 |  |  |  |  | -0.2715 | 0 | [6 empty] | 343 | 0
49876 | DOW65000 | 65 | Houston | YES | -0.008217 | 63 | 0 | 101 | 0 | 1 | Cogen | -1 | 0.2715 | 0 | 0 |  |  |  |  | -0.2715 | 0 | [6 empty] | 344 | 0
49877 | DOW66000 | 66 | Houston | YES | -0.008217 | 61 | 0 | 97 | 0 | 1 | Cogen | -1 | 0.2715 | 0 | 0 |  |  |  |  | -0.2715 | 0 | [6 empty] | 345 | 0
49878 | DOW67000 | 67 | Houston | YES | -0.008217 | 65 | 0 | 103 | 0 | 1 | Cogen | -1 | 0.2715 | 0 | 0 |  |  |  |  | -0.2715 | 0 | [6 empty] | 346 | 0
49882 | DOW81000 | 81 | Houston | YES | -0.008217 | 47 | 0 | 76 | 0 | 1 | Cogen | -1 | 0.2715 | 0 | 0 |  |  |  |  | -0.2715 | 0 | [6 empty] | 347 | 0
49884 | DOW82000 | 82 | Houston | YES | -0.008217 | 51 | 0 | 80 | 0 | 1 | Cogen | -1 | 0.2715 | 0 | 0 |  |  |  |  | -0.2715 | 0 | [6 empty] | 348 | 0
49885 | DOW83000 | 83 | Houston | YES | -0.008217 | 51 | 0 | 80 | 0 | 1 | Cogen | -1 | 0.2715 | 0 | 0 |  |  |  |  | -0.2715 | 0 | [6 empty] | 349 | 0
49886 | DOW84000 | 84 | Houston | YES | -0.008217 | 107 | 0 | 171 | 0 | 0.98 | Cogen | -1 | 0.2715 | 0 | 0 |  |  |  |  | -0.2715 | 0 | [6 empty] | 350 | 0
48520 | BSF_GT1_8070 | 1 | Houston | YES | -0.008449 | 72 | 0 | 72 | 0 | 1.0326 | Cogen | -1 | 0.27173 | 0 | 0 |  |  |  |  | -0.27173 | 0 | [6 empty] | 351 | 0
48520 | BSF_GT1_8070 | 2 | Houston | YES | -0.008449 | 10 | 0 | 10 | 0 | 1.0326 | Cogen | -1 | 0.27173 | 0 | 0 |  |  |  |  | -0.27173 | 0 | [6 empty] | 352 | 0
39760 | TNSCLP1___8 | 1 | Houston | YES | -0.008644 | 93.4 | 20 | 116.8 | 0 | 1.04 | Cogen | -1 | 0.27193 | 0 | 0 |  |  |  |  | -0.27193 | 0 | [6 empty] | 353 | 0
39770 | TNSCLP2___8 | 1 | Houston | YES | -0.008644 | 91.6 | 20 | 114.5 | 0 | 1.04 | Cogen | -1 | 0.27193 | 0 | 0 |  |  |  |  | -0.27193 | 0 | [6 empty] | 354 | 0
39775 | TNSCLP4___8 | 1 | Houston | YES | -0.008644 | 95.2 | 20 | 119 | 0 | 1.04 | Cogen | -1 | 0.27193 | 0 | 0 |  |  |  |  | -0.27193 | 0 | [6 empty] | 355 | 0
39790 | TNSCLP3___8 | 1 | Houston | YES | -0.008644 | 87.6 | 20 | 109.5 | 0 | 1.027 | Cogen | -1 | 0.27193 | 0 | 0 |  |  |  |  | -0.27193 | 0 | [6 empty] | 356 | 0
48730 | MNS_GT | 1 | Houston | YES | -0.009285 | 43 | 0 | 46.1 |  | 1.029 | Cogen | -1 | 0.27257 | 0 | 0 |  |  |  |  | -0.27257 | 0 | [6 empty] | 357 | 0
48926 | WAP_GN6_6 | 6 | Houston | YES | -0.00933 | 651 | 280 | 651 |  | 1.035 | LIGCO | -1 | 0.27261 | 0 | 651 |  |  |  |  | -0.27261 | 0 | [6 empty] | 358 | 0
48927 | WAP_GN7_7 | 7 | Houston | YES | -0.00933 | 564 | 277 | 564 |  | 1.035 | LIGCO | -1 | 0.27261 | 0 | 564 |  |  |  |  | -0.27261 | 0 | [6 empty] | 359 | 0
48928 | WAP_GN8_8 | 8 | Houston | YES | -0.00933 | 603 | 275 | 603 |  | 1.035 | LIGCO | -1 | 0.27261 | 0 | 603 |  |  |  |  | -0.27261 | 0 | [6 empty] | 360 | 0
48521 | BVE_GT1_GT1 | 1 | Houston | YES | -0.009335 | 167.7 | 0 | 167.7 |  | 1.035 | CC | -1 | 0.27262 | 167.7 | 167.7 |  |  |  |  | -0.27262 | -45.7183 | [6 empty] | 361 | 0
48522 | BVE_GT2_5035 | 2 | Houston | YES | -0.009335 | 166.4 | 0 | 166.4 |  | 1.035 | CC | -1 | 0.27262 | 166.4 | 166.4 |  |  |  |  | -0.27262 | -45.3639 | [6 empty] | 362 | 0
48523 | BVE_ST1_GN1 | 3 | Houston | YES | -0.009335 | 252.4 | 0 | 252.4 |  | 1.035 | CC | -1 | 0.27262 | 252.4 | 252.4 |  |  |  |  | -0.27262 | -68.8092 | [6 empty] | 363 | 0
48510 | AK_GT1__8040 | 1 | Houston | YES | -0.009381 | 33.4 | 8.1 | 34 |  | 1.029 | Cogen | -1 | 0.27267 | 0 | 0 |  |  |  |  | -0.27267 | 0 | [6 empty] | 364 | 0
48921 | WAP_GN1_1 | 1 | Houston | YES | -0.009454 | 132.8 | 37 | 166 | 0 | 1.0362 | GST | -1 | 0.27274 | 166 | 166 |  |  |  |  | -0.27274 | -45.2746 | [6 empty] | 365 | 0
48922 | WAP_GN2_2 | 2 | Houston | YES | -0.009454 | 132.8 | 37 | 166 | 0 | 1.0362 | GST | -1 | 0.27274 | 166 | 166 |  |  |  |  | -0.27274 | -45.2746 | [6 empty] | 366 | 0
48923 | WAP_GN3_3 | 3 | Houston | YES | -0.009454 | 198.4 | 93 | 248 | 0 | 1.0362 | GST | -1 | 0.27274 | 248 | 248 |  |  |  |  | -0.27274 | -67.6392 | [6 empty] | 367 | 0
48924 | WAP_GN4_4 | 4 | Houston | YES | -0.009454 | 546 | 217 | 546 | 0 | 1.0362 | GSC | -1 | 0.27274 | 546 | 546 |  |  |  |  | -0.27274 | -148.9152 | [6 empty] | 368 | 0
48925 | WAP_GN5_5 | 5 | Houston | YES | -0.009454 | 585.9 | 278 | 654 | 0 | 0.985 | LIGCO | -1 | 0.27274 | 0 | 654 |  |  |  |  | -0.27274 | 0 | [6 empty] | 369 | 0
48929 | WAPGT21_GT1 | B1 | Houston | YES | -0.009454 | 0 | 0 | 13 |  | 1.05 | GGT | -1 | 0.27274 | 13 | 13 |  |  |  |  | -0.27274 | -3.5456 | [6 empty] | 370 | 0
332 | RWMILLER01 | 1 | North | YES | -0.009636 | 58.4 | 18.5 | 73 | 0 | 1.04 | GST | -1 | 0.27292 | 73 | 73 |  |  | -0.70343 | 73 | -0.27292 | -19.9232 | [6 empty] | 371 | 0
333 | RWMILLER02 | 2 | North | YES | -0.009636 | 95.2 | 37 | 119 | 0 | 1.04 | GST | -1 | 0.27292 | 119 | 119 |  |  | -1.1467 | 119 | -0.27292 | -32.4775 | [6 empty] | 372 | 0
334 | RWMILLER03 | 3 | North | YES | -0.009636 | 166.4 | 65 | 208 | 0 | 1.04 | GST | -1 | 0.27292 | 208 | 208 |  |  | -2.0043 | 208 | -0.27292 | -56.7675 | [6 empty] | 373 | 0
335 | RWMILLER04 | 4 | North | YES | -0.009636 | 81.6 | 0 | 102 | 0 | 1.04 | GST | -1 | 0.27292 | 102 | 102 |  |  | -0.98287 | 102 | -0.27292 | -27.8379 | [6 empty] | 374 | 0
336 | RWMILLER05 | 5 | North | YES | -0.009636 | 80.8 | 0 | 101 | 0 | 1.04 | GST | -1 | 0.27292 | 101 | 101 |  |  | -0.97324 | 101 | -0.27292 | -27.565 | [6 empty] | 375 | 0
38580 | TNBP_CGN1_8 | 1 | Houston | YES | -0.009807 | 70.8 | 0 | 70.8 | 0 | 1.005 | Cogen | -1 | 0.27309 | 0 | 0 |  |  |  |  | -0.27309 | 0 | [6 empty] | 376 | 0
38590 | TNBP_CGN2_8 | 2 | Houston | YES | -0.009807 | 66.7 | 0 | 66.7 | 0 | 1.005 | Cogen | -1 | 0.27309 | 0 | 0 |  |  |  |  | -0.27309 | 0 | [6 empty] | 377 | 0
38600 | TNBP_CGN3_8 | 5 | Houston | YES | -0.009807 | 53 | 0 | 53 | 0 | 1.005 | Cogen | -1 | 0.27309 | 0 | 0 |  |  |  |  | -0.27309 | 0 | [6 empty] | 378 | 0
38611 | TNBPAMCG1_8 | 1 | Houston | YES | -0.009807 | 153.2 | 0 | 153.2 | 0 | 1.005 | Cogen | -1 | 0.27309 | 0 | 0 |  |  |  |  | -0.27309 | 0 | [6 empty] | 379 | 0
38612 | TNBPAMCG2_8 | 2 | Houston | YES | -0.009807 | 153.5 | 0 | 153.5 | 0 | 1.005 | Cogen | -1 | 0.27309 | 0 | 0 |  |  |  |  | -0.27309 | 0 | [6 empty] | 380 | 0
38613 | TNBPAMCG3_8 | 3 | Houston | YES | -0.009807 | 152.3 | 0 | 152.3 | 0 | 1.005 | Cogen | -1 | 0.27309 | 0 | 0 |  |  |  |  | -0.27309 | 0 | [6 empty] | 381 | 0
38614 | TNBPAMCG4_8 | 4 | Houston | YES | -0.009807 | 96 | 0 | 96 |  | 1.005 | Cogen | -1 | 0.27309 | 0 | 0 |  |  |  |  | -0.27309 | 0 | [6 empty] | 382 | 0
38615 | TNBPAMCG5_8 | 1 | Houston | YES | -0.009807 | 244 | 0 | 244 | 0 | 1.005 | Cogen | -1 | 0.27309 | 0 | 0 |  |  |  |  | -0.27309 | 0 | [6 empty] | 383 | 0
38690 | TNBP_CGN4_8 | 3 | Houston | YES | -0.009807 | 40 | 0 | 40 |  | 1.005 | Cogen | -1 | 0.27309 | 0 | 0 |  |  |  |  | -0.27309 | 0 | [6 empty] | 384 | 0
38711 | TNTXCTY1CG8 | 1 | Houston | YES | -0.009807 | 100.3 | 59 | 100.3 | 0 | 1 | Cogen | -1 | 0.27309 | 0 | 0 |  |  |  |  | -0.27309 | 0 | [6 empty] | 385 | 0
38712 | TNTXCTY2CG8 | 1 | Houston | YES | -0.009807 | 92.9 | 59 | 92.9 | 0 | 1 | Cogen | -1 | 0.27309 | 0 | 0 |  |  |  |  | -0.27309 | 0 | [6 empty] | 386 | 0
38713 | TNTXCTY3CG8 | 1 | Houston | YES | -0.009807 | 102.7 | 59 | 102.7 | 0 | 1 | Cogen | -1 | 0.27309 | 0 | 0 |  |  |  |  | -0.27309 | 0 | [6 empty] | 387 | 0
38714 | TNTXCTY4CG8 | 1 | Houston | YES | -0.009807 | 103 | 59 | 103 | 0 | 1 | Cogen | -1 | 0.27309 | 0 | 0 |  |  |  |  | -0.27309 | 0 | [6 empty] | 388 | 0
39470 | TNDOWCGNSG8 | 1 | Houston | YES | -0.009807 | 32 | 10 | 32 | 0 | 0.985 | Cogen | -1 | 0.27309 | 0 | 0 |  |  |  |  | -0.27309 | 0 | [6 empty] | 389 | 0
39480 | TNDOWCGNGG8 | 1 | Houston | YES | -0.009807 | 30 | 10 | 30 | 0 | 0.985 | Cogen | -1 | 0.27309 | 0 | 0 |  |  |  |  | -0.27309 | 0 | [6 empty] | 390 | 0
48772 | PHR_GN2_2 | MB | Houston | YES | -0.009978 | 0 | 72 | 459 |  | 1.0362 | GSC | -1 | 0.27326 | 0 | 0 |  |  |  |  | -0.27326 | 0
48561 | CTL_GT2_8130 | 1 | Houston | YES | -0.010098 | 73.5 | 30.3 | 91.9 |  | 1.0362 | Cogen | -1 | 0.27338 | 0 | 0 |  |  |  |  | -0.27338 | 0
48562 | CTL_GT3_8135 | 2 | Houston | YES | -0.010098 | 70.1 | 30.3 | 87.6 |  | 1.0362 | Cogen | -1 | 0.27338 | 0 | 0 |  |  |  |  | -0.27338 | 0
48563 | CTL_GT4_8140 | 3 | Houston | YES | -0.010098 | 69.6 | 30.3 | 87 |  | 1.0362 | Cogen | -1 | 0.27338 | 0 | 0 |  |  |  |  | -0.27338 | 0
48564 | CTL_GN1_8145 | 4 | Houston | YES | -0.010098 | 43.6 | 12.9 | 54.5 |  | 1.0362 | Cogen | -1 | 0.27338 | 0 | 0 |  |  |  |  | -0.27338 | 0
48565 | CTL_GN2_8155 | 5 | Houston | YES | -0.010098 | 9.8 | 3.4 | 12.2 |  | 1.0362 | Cogen | -1 | 0.27338 | 0 | 0 |  |  |  |  | -0.27338 | 0
48531 | BYU_GT1_8075 | 1 | Houston | YES | -0.010143 | 65 | 0 | 65 |  | 1.0362 | Cogen | -1 | 0.27343 | 0 | 0 |  |  |  |  | -0.27343 | 0
48532 | BYU_GT2_8055 | 2 | Houston | YES | -0.010143 | 62 | 0 | 62 |  | 1.0362 | Cogen | -1 | 0.27343 | 0 | 0 |  |  |  |  | -0.27343 | 0
48533 | BYU_GT3_8060 | 3 | Houston | YES | -0.010143 | 67 | 0 | 67 |  | 1.0362 | Cogen | -1 | 0.27343 | 0 | 0 |  |  |  |  | -0.27343 | 0
48534 | BYU_GT4_8065 | 4 | Houston | YES | -0.010143 | 65 | 0 | 65 |  | 1.0362 | Cogen | -1 | 0.27343 | 0 | 0 |  |  |  |  | -0.27343 | 0
48691 | GBY_73741085 | A | Houston | YES | -0.010214 | 37.6 | 20 | 47 | 0 | 1.0362 | GGT | -1 | 0.2735 | 47 | 47 |  |  |  |  | -0.2735 | -12.8544
48691 | GBY_73741085 | B | Houston | YES | -0.010214 | 37.6 | 20 | 47 | 0 | 1.0362 | GGT | -1 | 0.2735 | 47 | 47 |  |  |  |  | -0.2735 | -12.8544
48692 | GBY_81821075 | C | Houston | YES | -0.010214 | 37.6 | 20 | 47 | 0 | 1.0362 | GGT | -1 | 0.2735 | 47 | 47 |  |  |  |  | -0.2735 | -12.8544
48692 | GBY_81821075 | D | Houston | YES | -0.010214 | 44 | 20 | 55 | 0 | 1.0362 | GGT | -1 | 0.2735 | 55 | 55 |  |  |  |  | -0.2735 | -15.0424
48693 | GBY_83841065 | E | Houston | YES | -0.010214 | 45.6 | 20 | 57 | 0 | 1.0362 | GGT | -1 | 0.2735 | 57 | 57 |  |  |  |  | -0.2735 | -15.5894
48693 | GBY_83841065 | F | Houston | YES | -0.010214 | 43.2 | 20 | 54 | 0 | 1.0362 | GGT | -1 | 0.2735 | 54 | 54 |  |  |  |  | -0.2735 | -14.7689
48841 | SJS_GT1_GT1 | 1 | Houston | YES | -0.010229 | 62.4 | 49 | 78 | 0 | 1.0362 | Cogen | -1 | 0.27351 | 0 | 0 |  |  |  |  | -0.27351 | 0
48842 | SJS_GT2_GT2 | 2 | Houston | YES | -0.010229 | 64.8 | 49 | 81 | 0 | 1.0362 | Cogen | -1 | 0.27351 | 0 | 0 |  |  |  |  | -0.27351 | 0
48641 | DPEC_GT15040 | 1 | Houston | YES | -0.010247 | 163.2 | 98 | 163.2 | 0 | 1.0319 | CC | -1 | 0.27353 | 163.2 | 163.2 |  |  |  |  | -0.27353 | -44.6403
48642 | DPEC_GT25025 | 2 | Houston | YES | -0.010247 | 157.1 | 98 | 157.1 | 0 | 1.0319 | CC | -1 | 0.27353 | 157.1 | 157.1 |  |  |  |  | -0.27353 | -42.9718
48643 | DPEC_GT35010 | 3 | Houston | YES | -0.010247 | 157.5 | 98 | 157.5 | 0 | 1.0319 | CC | -1 | 0.27353 | 157.5 | 157.5 |  |  |  |  | -0.27353 | -43.0812
48644 | DPEC_GT45070 | 4 | Houston | YES | -0.010247 | 157 | 98 | 157 | 0 | 1.0319 | CC | -1 | 0.27353 | 157 | 157 |  |  |  |  | -0.27353 | -42.9445
48645 | DPEC_ST55065 | 5 | Houston | YES | -0.010247 | 282 | 0 | 282 | 0 | 1.0319 | CC | -1 | 0.27353 | 282 | 282 |  |  |  |  | -0.27353 | -77.1359
48761 | PR_GT1__9040 | 1 | Houston | YES | -0.010274 | 26 | 0 | 35 |  | 1 | Cogen | -1 | 0.27356 | 0 | 0 |  |  |  |  | -0.27356 | 0
48855 | SRB_GT211035 | B1 | Houston | YES | -0.010294 | 0 | 0 | 18 |  | 1.014 | GGT | -1 | 0.27358 | 18 | 18 |  |  |  |  | -0.27358 | -4.9244
48855 | SRB_GT211035 | B2 | Houston | YES | -0.010294 | 0 | 0 | 12 |  | 1.014 | GGT | -1 | 0.27358 | 12 | 12 |  |  |  |  | -0.27358 | -3.2829
48852 | SRB_GN2_2 | 2 | Houston | YES | -0.010295 | 140.8 | 26 | 176 | 0 | 1.0217 | GST | -1 | 0.27358 | 176 | 176 |  |  |  |  | -0.27358 | -48.15
48851 | SRB_GN1_1 | 1 | Houston | YES | -0.010297 | 132 | 26 | 165 | 0 | 1.0217 | GST | -1 | 0.27358 | 165 | 165 |  |  |  |  | -0.27358 | -45.141
48551 | CAL_GT1_8045 | 1 | Houston | YES | -0.010298 | 149 | 0 | 149 | 0 | 1.0326 | Cogen | -1 | 0.27358 | 0 | 0 |  |  |  |  | -0.27358 | 0
48552 | CAL_ST1_8000 | 2 | Houston | YES | -0.010298 | 65.1 | 0 | 65.1 | 0 | 1.0326 | Cogen | -1 | 0.27358 | 0 | 0 |  |  |  |  | -0.27358 | 0
48853 | SRB_GN3_3 | 3 | Houston | YES | -0.010302 | 170.4 | 35 | 213 |  | 1.0326 | GST | -1 | 0.27359 | 213 | 213 |  |  |  |  | -0.27359 | -58.2739
48611 | DIB_GT1_8080 | 1 | Houston | YES | -0.010303 | 64 | 0 | 64 | 0 | 1.0326 | Cogen | -1 | 0.27359 | 0 | 0 |  |  |  |  | -0.27359 | 0
48612 | DIB_GT2_8075 | 2 | Houston | YES | -0.010303 | 63.2 | 0 | 63.2 | 0 | 1.0326 | Cogen | -1 | 0.27359 | 0 | 0 |  |  |  |  | -0.27359 | 0
48613 | DIB_ST1_8085 | 3 | Houston | YES | -0.010303 | 67.9 | 30 | 82.6 | 0 | 1.0326 | Cogen | -1 | 0.27359 | 0 | 0 |  |  |  |  | -0.27359 | 0
48614 | DIB_GT3_8090 | 4 | Houston | YES | -0.010303 | 73.6 | 15 | 73.6 | 0 | 1.0326 | Cogen | -1 | 0.27359 | 0 | 0 |  |  |  |  | -0.27359 | 0
48845 | SOL_GT1 | 1 | Houston | YES | -0.010303 | 16.2 | 15.4 | 16.2 |  | 1.0326 | Solar | -1 | 0.27359 | 16.2 | 16.2 |  |  |  |  | -0.27359 | -4.4321
48854 | SRB_GN4_4 | 4 | Houston | YES | -0.010304 | 182.4 | 35 | 228 | 0 | 1.0326 | GST | -1 | 0.27359 | 228 | 228 |  |  |  |  | -0.27359 | -62.3782
48740 | PSG_GN2_8050 | 1 | Houston | YES | -0.010305 | 182 | 60 | 182 | 0 | 1.0326 | Cogen | -1 | 0.27359 | 0 | 0 |  |  |  |  | -0.27359 | 0
48741 | PSG_GT2_8040 | 1 | Houston | YES | -0.010305 | 158.6 | 50 | 158.6 | 0 | 1.0326 | Cogen | -1 | 0.27359 | 0 | 0 |  |  |  |  | -0.27359 | 0
48742 | PSG_GT3_8060 | 1 | Houston | YES | -0.010305 | 157 | 50 | 157 | 0 | 1.0326 | Cogen | -1 | 0.27359 | 0 | 0 |  |  |  |  | -0.27359 | 0
48820 | SHELLG1_3015 | 1 | Houston | YES | -0.010334 | 71 | 34.5 | 71 |  | 1.029 | Cogen | -1 | 0.27362 | 0 | 0 |  |  |  |  | -0.27362 | 0
48821 | SHELLG2 | 2 | Houston | YES | -0.010334 | 72 | 34.5 | 72 |  | 1.029 | Cogen | -1 | 0.27362 | 0 | 0 |  |  |  |  | -0.27362 | 0
48822 | SHELLG3_3020 | 1 | Houston | YES | -0.010334 | 39 | 0 | 39 |  | 1.029 | Cogen | -1 | 0.27362 | 0 | 0 |  |  |  |  | -0.27362 | 0
48822 | SHELLG3_3020 | 2 | Houston | YES | -0.010334 | 30 | 0 | 30 |  | 1.029 | Cogen | -1 | 0.27362 | 0 | 0 |  |  |  |  | -0.27362 | 0
48500 | APD_GT1_8005 | 1 | Houston | YES | -0.010379 | 137.6 | 54.6 | 137.6 | 0 | 1.0362 | Cogen | -1 | 0.27366 | 0 | 0 |  |  |  |  | -0.27366 | 0
48511 | LPE_GT1_8070 | 1 | Houston | YES | -0.010383 | 42 | 0 | 42 | 0 | 1.0362 | GGT | -1 | 0.27367 | 42 | 42 |  |  |  |  | -0.27367 | -11.494
48512 | LPE_GT2_8075 | 2 | Houston | YES | -0.010383 | 42 | 0 | 42 | 0 | 1.0362 | GGT | -1 | 0.27367 | 42 | 42 |  |  |  |  | -0.27367 | -11.494
48513 | LPE_GT3_8080 | 3 | Houston | YES | -0.010383 | 39 | 0 | 39 | 0 | 1.0362 | GGT | -1 | 0.27367 | 39 | 39 |  |  |  |  | -0.27367 | -10.673
48514 | LPE_GT4_8085 | 4 | Houston | YES | -0.010383 | 39 | 0 | 39 | 0 | 1.0362 | GGT | -1 | 0.27367 | 39 | 39 |  |  |  |  | -0.27367 | -10.673
48593 | CHE_GT1_8015 | 1 | Houston | YES | -0.010395 | 173 | 50 | 173 | 0 | 1.0362 | Cogen | -1 | 0.27368 | 0 | 0 |  |  |  |  | -0.27368 | 0
48594 | CHE_GN4_8025 | 4 | Houston | YES | -0.010395 | 142 | 60 | 142 | 0 | 1.0362 | Cogen | -1 | 0.27368 | 0 | 0 |  |  |  |  | -0.27368 | 0
48873 | THW_ST3_ST_3 | 3 | Houston | YES | -0.010464 | 107 | 19 | 107 | 0 | 1.0435 | CC | -1 | 0.27375 | 107 | 107 |  |  |  |  | -0.27375 | -29.2911
48874 | THW_ST4_ST_4 | 4 | Houston | YES | -0.010464 | 108 | 19 | 108 | 0 | 1.0435 | CC | -1 | 0.27375 | 108 | 108 |  |  |  |  | -0.27375 | -29.5648
48875 | THW_3132 | A | Houston | YES | -0.010464 | 55 | 5 | 55 | 0 | 1.0435 | CC | -1 | 0.27375 | 55 | 55 |  |  |  |  | -0.27375 | -15.0562
48875 | THW_3132 | B | Houston | YES | -0.010464 | 53 | 5 | 53 | 0 | 1.0435 | CC | -1 | 0.27375 | 53 | 53 |  |  |  |  | -0.27375 | -14.5087
48877 | THW_3334 | C | Houston | YES | -0.010464 | 55 | 5 | 55 | 0 | 1.0435 | CC | -1 | 0.27375 | 55 | 55 |  |  |  |  | -0.27375 | -15.0562
48877 | THW_3334 | D | Houston | YES | -0.010464 | 57 | 5 | 57 | 0 | 1.0435 | CC | -1 | 0.27375 | 57 | 57 |  |  |  |  | -0.27375 | -15.6037
48879 | THW_4142 | E | Houston | YES | -0.010464 | 56 | 5 | 56 | 0 | 1.0435 | CC | -1 | 0.27375 | 56 | 56 |  |  |  |  | -0.27375 | -15.3299
48879 | THW_4142 | F | Houston | YES | -0.010464 | 55 | 5 | 55 | 0 | 1.0435 | CC | -1 | 0.27375 | 55 | 55 |  |  |  |  | -0.27375 | -15.0562
48881 | THW_4344 | G | Houston | YES | -0.010464 | 58 | 5 | 58 | 0 | 1.0435 | CC | -1 | 0.27375 | 58 | 58 |  |  |  |  | -0.27375 | -15.8774
48881 | THW_4344 | H | Houston | YES | -0.010464 | 58 | 5 | 58 | 0 | 1.0435 | CC | -1 | 0.27375 | 58 | 58 |  |  |  |  | -0.27375 | -15.8774
48582 | CBY_GN2_2 | 2 | Houston | YES | -0.010498 | 596.8 | 110 | 746 | 0 | 1.0435 | GSC | -1 | 0.27378 | 746 | 746 |  |  |  |  | -0.27378 | -204.2418
49803 | EXN_15GT | 1 | Houston | YES | -0.010531 | 33 | 8.3 | 34 |  | 1.0326 | Cogen | -1 | 0.27382 | 0 | 0 |  |  |  |  | -0.27382 | 0
49804 | EXN_16GT | 2 | Houston | YES | -0.010531 | 32 | 8.3 | 34.7 |  | 1.0326 | Cogen | -1 | 0.27382 | 0 | 0 |  |  |  |  | -0.27382 | 0
49805 | EXN_17GT | 3 | Houston | YES | -0.010531 | 31 | 8.3 | 32.7 |  | 1.0326 | Cogen | -1 | 0.27382 | 0 | 0 |  |  |  |  | -0.27382 | 0
49826 | EXN938GT | 5 | Houston | YES | -0.010531 | 43 | 9.2 | 45.9 |  | 1.0326 | Cogen | -1 | 0.27382 | 0 | 0 |  |  |  |  | -0.27382 | 0
49828 | EXN941GT | 10 | Houston | YES | -0.010531 | 17.7 | 5.4 | 17.7 | 0 | 1.0326 | Cogen | -1 | 0.27382 | 0 | 0 |  |  |  |  | -0.27382 | 0
49829 | EXN942GT | 11 | Houston | YES | -0.010531 | 20 | 5.4 | 20.4 | 0 | 1.0326 | Cogen | -1 | 0.27382 | 0 | 0 |  |  |  |  | -0.27382 | 0
49830 | EXN943GT | 12 | Houston | YES | -0.010531 | 19 | 5.4 | 19.9 | 0 | 1.0326 | Cogen | -1 | 0.27382 | 0 | 0 |  |  |  |  | -0.27382 | 0
49831 | EXN944GT | 13 | Houston | YES | -0.010531 | 33 | 5.4 | 35 | 0 | 1.0326 | Cogen | -1 | 0.27382 | 0 | 0 |  |  |  |  | -0.27382 | 0
49832 | EXN945GT | 9 | Houston | YES | -0.010531 | 18.5 | 9.2 | 18.5 |  | 1.0326 | Cogen | -1 | 0.27382 | 0 | 0 |  |  |  |  | -0.27382 | 0
49837 | EXN_GT | 4 | Houston | YES | -0.010531 | 81 | 21.3 | 85.4 |  | 1.0326 | Cogen | -1 | 0.27382 | 0 | 0 |  |  |  |  | -0.27382 | 0
49838 | EXN_14GT | 14 | Houston | YES | -0.010531 | 140 | 0 | 148 |  | 1.0326 | Cogen | -1 | 0.27382 | 0 | 0 |  |  |  |  | -0.27382 | 0
48883 | THW_GT1_GT_1 | B2 | Houston | YES | -0.010535 | 0 | 0 | 12 |  | 1.043 | GGT | -1 | 0.27382 | 12 | 12 |  |  |  |  | -0.27382 | -3.2858
48581 | CBY_GN1_1 | 1 | Houston | YES | -0.010564 | 595.2 | 108 | 744 | 0 | 1.0435 | GSC | -1 | 0.27385 | 744 | 744 |  |  |  |  | -0.27385 | -203.7433
48651 | EP_1_2 | 1 | Houston | YES | -0.010564 | 4 | 0 | 5 | 0 | 1.0362 | Cogen | -1 | 0.27385 | 0 | 0 |  |  |  |  | -0.27385 | 0
48651 | EP_1_2 | 2 | Houston | YES | -0.010564 | 17.7 | 10 | 21 | 0 | 1.0362 | Cogen | -1 | 0.27385 | 0 | 0 |  |  |  |  | -0.27385 | 0
48940 | WARVUE_GT1 | G1 | Houston | YES | -0.010564 | 15 | 0 | 15 |  | 1.021 | Cogen | -1 | 0.27385 | 0 | 0 |  |  |  |  | -0.27385 | 0
48791 | PSA_GT1_8160 | 1 | Houston | YES | -0.010569 | 52 | 20.8 | 65 | 0 | 1.0362 | Cogen | -1 | 0.27385 | 0 | 0 |  |  |  |  | -0.27385 | 0
48792 | PSA_GT2_8155 | 2 | Houston | YES | -0.010569 | 52.8 | 20.3 | 66 | 0 | 1.0362 | Cogen | -1 | 0.27385 | 0 | 0 |  |  |  |  | -0.27385 | 0
48793 | PSA_GT3_8150 | 3 | Houston | YES | -0.010569 | 56 | 20.3 | 70 | 0 | 1.0362 | Cogen | -1 | 0.27385 | 0 | 0 |  |  |  |  | -0.27385 | 0
48794 | PSA_GT4_8145 | 4 | Houston | YES | -0.010569 | 52.8 | 20.3 | 66 | 0 | 1.0362 | Cogen | -1 | 0.27385 | 0 | 0 |  |  |  |  | -0.27385 | 0
48795 | PSA_GT5_8140 | 5 | Houston | YES | -0.010569 | 51.2 | 20.3 | 64 | 0 | 1.0362 | Cogen | -1 | 0.27385 | 0 | 0 |  |  |  |  | -0.27385 | 0
48796 | PSA_GN1_8165 | 1 | Houston | YES | -0.010569 | 83.2 | 43.1 | 104 | 0 | 1.0362 | Cogen | -1 | 0.27385 | 0 | 0 |  |  |  |  | -0.27385 | 0
48797 | PSA_GT6_8135 | 6 | Houston | YES | -0.010569 | 47.2 | 34.5 | 59 | 0 | 1.0362 | Cogen | -1 | 0.27385 | 0 | 0 |  |  |  |  | -0.27385 | 0
48815 | CVC_GT4_8005 | 4 | Houston | YES | -0.010587 | 165 | 91.8 | 165 |  | 1.0362 | Cogen | -1 | 0.27387 | 0 | 0 |  |  |  |  | -0.27387 | 0
48583 | CBY_GT4_1 | 1 | Houston | YES | -0.010591 | 172 | 0 | 172 | 0 | 1.027 | GSC | -1 | 0.27388 | 172 | 172 |  |  |  |  | -0.27388 | -47.1066
48584 | CBY_GT4_2 | 2 | Houston | YES | -0.010591 | 172 | 0 | 172 | 0 | 1.027 | CC | -1 | 0.27388 | 172 | 172 |  |  |  |  | -0.27388 | -47.1066
48585 | CBY_ST4_1 | 3 | Houston | YES | -0.010591 | 172 | 0 | 172 | 0 | 1.027 | CC | -1 | 0.27388 | 172 | 172 |  |  |  |  | -0.27388 | -47.1066
48595 | BTE_GT2_8075 | 1 | Houston | YES | -0.010646 | 162.8 | 130 | 162.8 | 0 | 1.0261 | CC | -1 | 0.27393 | 162.8 | 162.8 |  |  |  |  | -0.27393 | -44.5959
48596 | BTE_GT3_8045 | 2 | Houston | YES | -0.010646 | 161.4 | 130 | 161.4 | 0 | 1.0261 | CC | -1 | 0.27393 | 161.4 | 161.4 |  |  |  |  | -0.27393 | -44.2124
48597 | BTE_GT4_8055 | 3 | Houston | YES | -0.010646 | 158.9 | 130 | 158.9 | 0 | 1.0261 | CC | -1 | 0.27393 | 158.9 | 158.9 |  |  |  |  | -0.27393 | -43.5276
48598 | BTE_ST1_8070 | 4 | Houston | YES | -0.010646 | 269.2 | 60 | 269.2 | 0 | 1.0261 | CC | -1 | 0.27393 | 269.2 | 269.2 |  |  |  |  | -0.27393 | -73.7421
48690 | GBY_GN5_5 | 5 | Houston | YES | -0.010669 | 318.4 | 81 | 398 |  | 1.0362 | GSC | -1 | 0.27395 | 398 | 398 |  |  |  |  | -0.27395 | -109.0335
48885 | THW_5152 | A | Houston | YES | -0.010696 | 46.4 | 5 | 58 |  | 1.0319 | GGT | -1 | 0.27398 | 58 | 58 |  |  |  |  | -0.27398 | -15.8909
48885 | THW_5152 | B | Houston | YES | -0.010696 | 47.2 | 5 | 59 |  | 1.0319 | GGT | -1 | 0.27398 | 59 | 59 |  |  |  |  | -0.27398 | -16.1649
48886 | THW_5354 | C | Houston | YES | -0.010696 | 45.6 | 5 | 57 |  | 1.0319 | GGT | -1 | 0.27398 | 57 | 57 |  |  |  |  | -0.27398 | -15.6169
48886 | THW_5354 | D | Houston | YES | -0.010696 | 46.4 | 5 | 58 |  | 1.0319 | GGT | -1 | 0.27398 | 58 | 58 |  |  |  |  | -0.27398 | -15.8909
48887 | THW_5556 | E | Houston | YES | -0.010696 | 47.2 | 5 | 59 |  | 1.0319 | GGT | -1 | 0.27398 | 59 | 59 |  |  |  |  | -0.27398 | -16.1649
48887 | THW_5556 | F | Houston | YES | -0.010696 | 45.6 | 5 | 57 |  | 1.0319 | GGT | -1 | 0.27398 | 57 | 57 |  |  |  |  | -0.27398 | -15.6169
48591 | CHE_GT2_5030 | 2 | Houston | YES | -0.011024 | 173 | 50 | 173 | 0 | 1.029 | Cogen | -1 | 0.27431 | 0 | 0 |  |  |  |  | -0.27431 | 0
48811 | CVC_GT3_5045 | 3 | Houston | YES | -0.011024 | 156 | 91.8 | 156 | 0 | 1.029 | Cogen | -1 | 0.27431 | 0 | 0 |  |  |  |  | -0.27431 | 0
48812 | CVC_GT2_5020 | 2 | Houston | YES | -0.011024 | 158 | 91.8 | 158 | 0 | 1.029 | Cogen | -1 | 0.27431 | 0 | 0 |  |  |  |  | -0.27431 | 0
48813 | CVC_GT1_5035 | 1 | Houston | YES | -0.011024 | 160 | 91.8 | 160 | 0 | 1.029 | Cogen | -1 | 0.27431 | 0 | 0 |  |  |  |  | -0.27431 | 0
48814 | CVC_ST5_5040 | 1 | Houston | YES | -0.011024 | 162 | 91.8 | 162 | 0 | 1.029 | Cogen | -1 | 0.27431 | 0 | 0 |  |  |  |  | -0.27431 | 0
251 | BOSQUESW803 | 2 | North | YES | -0.011961 | 150 | 0 | 150 | 0 | 1.032 | CC | -1 | 0.27525 | 150 | 150 |  |  | -1.7941 | 150 | -0.27525 | -41.2868
253 | BOSQUESW804 | 2 | North | YES | -0.011961 | 80 | 0 | 80 | 0 | 1.032 | CC | -1 | 0.27525 | 80 | 80 |  |  | -0.95688 | 80 | -0.27525 | -22.0196
244 | WHITNYDM01 | 1 | North | YES | -0.012516 | 15 | 0 | 15 | 0 | 1.035 | Hydro | -1 | 0.2758 | 0 | 0 |  |  | 0 | 0 | -0.2758 | 0
245 | WHITNYDM02 | 2 | North | YES | -0.012516 | 15 | 0 | 15 | 0 | 1.035 | Hydro | -1 | 0.2758 | 0 | 0 |  |  | 0 | 0 | -0.2758 | 0
344 | MRSSHPRD | 1 | North | YES | -0.013082 | 0 | 0 | 12 |  | 1.03 | Hydro | -1 | 0.27637 | 0 | 0 |  |  | 0 | 0 | -0.27637 | 0
345 | MRSSHPRD01 | 2 | North | YES | -0.013082 | 0 | 0 | 12 |  | 1.03 | Hydro | -1 | 0.27637 | 0 | 0 |  |  | 0 | 0 | -0.27637 | 0
238 | BOSQUESW505 | 1 | North | YES | -0.0136 | 255 | 0 | 255 | 0 | 1.02 | CC | -1 | 0.27688 | 255 | 255 |  |  | -3.468 | 255 | -0.27688 | -70.6056
239 | BOSQUESW502 | 1 | North | YES | -0.0136 | 119.2 | 0 | 149 | 0 | 1.02 | GGT | -1 | 0.27688 | 149 | 149 |  |  | -2.0264 | 149 | -0.27688 | -41.2558
247 | BOSQUESW501 | 2 | North | YES | -0.0136 | 124.8 | 0 | 156 | 0 | 1.02 | GGT | -1 | 0.27688 | 156 | 156 |  |  | -2.1216 | 156 | -0.27688 | -43.194
1898 | COMCHEPK_1G | 1 | North | YES | -0.013746 | 1217 | 1150 | 1217 | 0 | 1.032 | Nuc | -1 | 0.27703 | 0 | 0 |  |  | 0 | 0 | -0.27703 | 0
1899 | COMCHEPK_2G | 2 | North | YES | -0.013746 | 1159 | 1128 | 1159 | 0 | 1.032 | Nuc | -1 | 0.27703 | 0 | 0 |  |  | 0 | 0 | -0.27703 | 0
3416 | LAKE_CRK1_G | 1 | North | YES | -0.013882 | 60 | 33 | 75 |  | 1.029 | GST | -1 | 0.27717 | 75 | 75 |  |  | -1.0412 | 75 | -0.27717 | -20.7875
3417 | LAKE_CRK2_G | 2 | North | YES | -0.013882 | 177.6 | 40 | 222 | 0 | 1.029 | GST | -1 | 0.27717 | 222 | 222 |  |  | -3.0818 | 222 | -0.27717 | -61.531
48671 | FTR_GT1_5105 | 1 | North | YES | -0.013975 | 154.2 | 0 | 154.2 | 0 | 1.0319 | CC | -1 | 0.27726 | 154.2 | 154.2 |  |  | -2.1549 | 154.2 | -0.27726 | -42.7534
48672 | FTR_GT2_5110 | 2 | North | YES | -0.013975 | 159 | 0 | 159 | 0 | 1.0319 | CC | -1 | 0.27726 | 159 | 159 |  |  | -2.222 | 159 | -0.27726 | -44.0843
48673 | FTR_GT3_5085 | 3 | North | YES | -0.013975 | 158 | 0 | 158 | 0 | 1.0319 | CC | -1 | 0.27726 | 158 | 158 |  |  | -2.2081 | 158 | -0.27726 | -43.807
48674 | FTR_CN4_5095 | 4 | North | YES | -0.013975 | 380 | 0 | 380 | 0 | 1.0319 | CC | -1 | 0.27726 | 380 | 380 |  |  | -5.3105 | 380 | -0.27726 | -105.3586
32883 | BRYN_DNSBY3 | 1 | North | YES | -0.014488 | 0 | 2 | 48 |  | 1.015 | GST | -1 | 0.27777 | 48 | 48 |  |  | -0.69542 | 48 | -0.27777 | -13.3331
32884 | BRYN_DNSBY13 | 1 | North | YES | -0.014488 | 46 | 2 | 46 | 0 | 1.015 | GST | -1 | 0.27777 | 46 | 46 |  |  | -0.66645 | 46 | -0.27777 | -12.7775
32892 | BRYN_DNSBY14 | 1 | North | YES | -0.014488 | 84 | 25 | 105 | 0 | 1.035 | GST | -1 | 0.27777 | 105 | 105 |  |  | -1.5212 | 105 | -0.27777 | -29.1661
32886 | BRYN_ATKINS3 | MB | North | YES | -0.014541 | 0 | 5 | 12 |  | 1 | GST | -1 | 0.27783 | 0 | 0 |  |  | 0 | 0 | -0.27783 | 0
32887 | BRYN_ATKINS6 | MB | North | YES | -0.014541 | 0 | 12 | 51 |  | 1.028 | GST | -1 | 0.27783 | 0 | 0 |  |  | 0 | 0 | -0.27783 | 0
32888 | BRYN_ATKINS7 | 1 | North | YES | -0.014541 | 13.6 | 4 | 17 |  | 1.028 | GGT | -1 | 0.27783 | 17 | 17 |  |  | -0.2472 | 17 | -0.27783 | -4.723
32890 | BRYN_ATKINS4 | MB | North | YES | -0.014541 | 0 | 5 | 22 |  | 1.031 | GST | -1 | 0.27783 | 0 | 0 |  |  | 0 | 0 | -0.27783 | 0
32891 | BRYN_ATKINS5 | MB | North | YES | -0.014541 | 0 | 5 | 25 |  | 1.031 | GST | -1 | 0.27783 | 0 | 0 |  |  | 0 | 0 | -0.27783 | 0
32798 | BRYN_TAMUGEN | 1 | North | YES | -0.014561 | 32 | 0 | 32 |  | 1.02 | GST | -1 | 0.27785 | 32 | 32 |  |  | -0.46595 | 32 | -0.27785 | -8.8911
990 | GIBN_CREK_G1 | 1 | North | YES | -0.014587 | 463 | 200 | 463 | 0 | 1.0275 | LIGCO | -1 | 0.27787 | 0 | 463 |  |  | 0 | 0 | -0.27787 | 0
3403 | THOUSE_1G | 1 | North | YES | -0.014724 | 563 | 200 | 563 | 0 | 1.012 | GSC | -1 | 0.27801 | 563 | 563 |  |  | -8.2896 | 563 | -0.27801 | -156.5188
3404 | THOUSE_2G | 2 | North | YES | -0.014724 | 807 | 250 | 807 | 0 | 1.012 | GSC | -1 | 0.27801 | 807 | 807 |  |  | -11.8823 | 807 | -0.27801 | -224.3529
1877 | WLFHOLW_1G | 1 | North | YES | -0.015099 | 217.3 | 89.2 | 217.3 | 0 | 1.032 | CC | -1 | 0.27838 | 217.3 | 217.3 |  |  | -3.281 | 217.3 | -0.27838 | -60.4927
1878 | WLFHOLW_2G | 2 | North | YES | -0.015099 | 215.7 | 105 | 215.7 | 0 | 1.032 | CC | -1 | 0.27838 | 215.7 | 215.7 |  |  | -3.2569 | 215.7 | -0.27838 | -60.0473
1879 | WLFHOLW_3G | 3 | North | YES | -0.015099 | 272.4 | 89.2 | 272.4 | 0 | 1.032 | CC | -1 | 0.27838 | 272.4 | 272.4 |  |  | -4.113 | 272.4 | -0.27838 | -75.8317
366 | JNSNCNTY802 | 1 | North | YES | -0.016489 | 168 | 20 | 168 | 0 | 1.02 | Cogen | -1 | 0.27977 | 0 | 0 |  |  | 0 | 0 | -0.27977 | 0
367 | JNSNCNTY802 | 2 | North | YES | -0.016489 | 90 | 20 | 90 | 0 | 1.02 | Cogen | -1 | 0.27977 | 0 | 0 |  |  | 0 | 0 | -0.27977 | 0
39960 | TNTNPONE_18 | 1 | North | YES | -0.016572 | 152.3 | 30 | 152.3 |  | 1.04 | LIGCO | -1 | 0.27986 | 0 | 152.3 |  |  | 0 | 0 | -0.27986 | 0
39970 | TNTNPONE_28 | 1 | North | YES | -0.016572 | 153 | 30 | 153 |  | 1.04 | LIGCO | -1 | 0.27986 | 0 | 153 |  |  | 0 | 0 | -0.27986 | 0
1892 | DECRDOVA_2G | A | North | YES | -0.016578 | 65 | 65 | 70 | 0 | 1.025 | GGT | -1 | 0.27986 | 70 | 70 |  |  | -1.1605 | 70 | -0.27986 | -19.5904
1893 | DECRDOVA_3G | B | North | YES | -0.016578 | 65 | 65 | 69 | 0 | 1.025 | GGT | -1 | 0.27986 | 69 | 69 |  |  | -1.1439 | 69 | -0.27986 | -19.3105
1894 | DECRDOVA_4G | C | North | YES | -0.016578 | 65 | 65 | 69 | 0 | 1.025 | GGT | -1 | 0.27986 | 69 | 69 |  |  | -1.1439 | 69 | -0.27986 | -19.3105
1895 | DECRDOVA_5G | D | North | YES | -0.016578 | 65 | 65 | 68 | 0 | 1.025 | GGT | -1 | 0.27986 | 68 | 68 |  |  | -1.1273 | 68 | -0.27986 | -19.0307
48721 | LEG_1___1 | 1 | North | YES | -0.017367 | 827 | 357 | 827 | 0 | 1.0348 | LIGCO | -1 | 0.28065 | 0 | 827 |  |  | 0 | 0 | -0.28065 | 0
48722 | LEG_2___2 | 2 | North | YES | -0.017367 | 819 | 357 | 819 | 0 | 1.0348 | LIGCO | -1 | 0.28065 | 0 | 819 |  |  | 0 | 0 | -0.28065 | 0
1479 | WFCOGEN_1G | 1 | North | YES | -0.018976 | 16 | 12 | 20 | 0 | 1 | Cogen | -1 | 0.28226 | 0 | 0 |  |  | 0 | 0 | -0.28226 | 0
1479 | WFCOGEN_1G | 2 | North | YES | -0.018976 | 16 | 12 | 20 | 0 | 1 | Cogen | -1 | 0.28226 | 0 | 0 |  |  | 0 | 0 | -0.28226 | 0
1482 | WFCOGEN_2G | 1 | North | YES | -0.018976 | 16 | 12 | 20 | 0 | 1 | Cogen | -1 | 0.28226 | 0 | 0 |  |  | 0 | 0 | -0.28226 | 0
1482 | WFCOGEN_2G | 2 | North | YES | -0.018976 | 13.6 | 12 | 17 | 0 | 1 | Cogen | -1 | 0.28226 | 0 | 0 |  |  | 0 | 0 | -0.28226 | 0
503 | NTHTEXAS01 | 1 | North | YES | -0.019076 | 0 | 5 | 18 |  | 1.015 | GST | -1 | 0.28236 | 18 | 18 |  |  | -0.34337 | 18 | -0.28236 | -5.0825
504 | NTHTEXAS02 | 2 | North | YES | -0.019076 | 14.4 | 5 | 18 |  | 1.015 | GST | -1 | 0.28236 | 18 | 18 |  |  | -0.34337 | 18 | -0.28236 | -5.0825
505 | NTHTEXAS03 | 3 | North | YES | -0.019076 | 30.4 | 15 | 38 |  | 1.015 | GST | -1 | 0.28236 | 38 | 38 |  |  | -0.72489 | 38 | -0.28236 | -10.7297
3381 | BBRN_1G | 1 | North | YES | -0.019574 | 618 | 225 | 618 | 0 | 1.03 | LIGCO | -1 | 0.28286 | 0 | 618 |  |  | 0 | 0 | -0.28286 | 0
3382 | BBRN_2G | 2 | North | YES | -0.019574 | 589 | 225 | 589 | 0 | 1.03 | LIGCO | -1 | 0.28286 | 0 | 589 |  |  | 0 | 0 | -0.28286 | 0
13131 | CALFREST_1G | 1 | North | YES | -0.019932 | 150.7 | 40 | 150.7 | 0 | 1.031 | CC | -1 | 0.28322 | 150.7 | 150.7 |  |  | -3.0038 | 150.7 | -0.28322 | -42.6807
13132 | CALFREST_2G | 2 | North | YES | -0.019932 | 151 | 57 | 151 | 0 | 1.031 | CC | -1 | 0.28322 | 151 | 151 |  |  | -3.0097 | 151 | -0.28322 | -42.7657
13133 | CALFREST_3G | 3 | North | YES | -0.019932 | 177.4 | 40 | 177.4 | 0 | 1.031 | CC | -1 | 0.28322 | 177.4 | 177.4 |  |  | -3.5359 | 177.4 | -0.28322 | -50.2426
13134 | CALFREST_4G | 4 | North | YES | -0.020011 | 151.5 | 40 | 151.5 | 0 | 1.031 | CC | -1 | 0.2833 | 151.5 | 151.5 |  |  | -3.0317 | 151.5 | -0.2833 | -42.9193
13135 | CALFREST_5G | 5 | North | YES | -0.020011 | 152.3 | 57 | 152.3 | 0 | 1.031 | CC | -1 | 0.2833 | 152.3 | 152.3 |  |  | -3.0477 | 152.3 | -0.2833 | -43.1459
13136 | CALFREST_6G | 6 | North | YES | -0.020011 | 177.5 | 40 | 177.5 | 0 | 1.031 | CC | -1 | 0.2833 | 177.5 | 177.5 |  |  | -3.552 | 177.5 | -0.2833 | -50.285
1889 | DECRDOVA_1G | 1 | North | YES | -0.020211 | 779 | 255 | 779 | 0 | 1.02 | GSC | -1 | 0.2835 | 779 | 779 |  |  | -15.7444 | 779 | -0.2835 | -220.843
3126 | TRINIDAD_6G | 1 | North | YES | -0.020965 | 179.2 | 46 | 224 | 0 | 1 | GST | -1 | 0.28425 | 224 | 224 |  |  | -4.6962 | 224 | -0.28425 | -63.6719
1937 | MDLTHELP_5G | 5 | North | YES | -0.021037 | 224 | 74 | 224 | 0 | 1 | CC | -1 | 0.28432 | 224 | 224 |  |  | -4.7123 | 224 | -0.28432 | -63.688
1938 | MDLTHELP_6G | 6 | North | YES | -0.021037 | 226 | 74 | 226 | 0 | 1 | CC | -1 | 0.28432 | 226 | 226 |  |  | -4.7544 | 226 | -0.28432 | -64.2567
1943 | MDLTHELP_3G | 3 | North | YES | -0.021037 | 212 | 74 | 212 | 0 | 1 | CC | -1 | 0.28432 | 212 | 212 |  |  | -4.4598 | 212 | -0.28432 | -60.2762
1944 | MDLTHELP_4G | 4 | North | YES | -0.021037 | 211 | 74 | 211 | 0 | 1 | CC | -1 | 0.28432 | 211 | 211 |  |  | -4.4388 | 211 | -0.28432 | -59.9918
1600 | BARTNWND_1G | 1 | North | YES | -0.021197 | 12 | 0 | 120 | 0 | 1.022 | Wind | -1 | 0.28448 | 0 | 120 |  |  | 0 | 0 | -0.28448 | 0
12322 | ENNSTRAC_1G | 1 | North | YES | -0.021341 | 196 | 130 | 196 | 0 | 1.036 | CC | -1 | 0.28463 | 196 | 196 |  |  | -4.1828 | 196 | -0.28463 | -55.7866
12323 | ENNSTRAC_2G | 2 | North | YES | -0.021341 | 116 | 100 | 116 | 0 | 1.036 | CC | -1 | 0.28463 | 116 | 116 |  |  | -2.4756 | 116 | -0.28463 | -33.0166
3107 | STRYKER_1G | 1 | North | YES | -0.02179 | 145.6 | 45 | 182 | 0 | 1.029 | GST | -1 | 0.28507 | 182 | 182 |  |  | -3.9658 | 182 | -0.28507 | -51.8836
3108 | STRYKER_2G | 2 | North | YES | -0.02179 | 484 | 75 | 484 | 0 | 1.029 | GST | -1 | 0.28507 | 484 | 484 |  |  | -10.5464 | 484 | -0.28507 | -137.9761
3309 | ASPN_G | 1 | North | YES | -0.021829 | 50 | 0 | 50 |  | 1 | Bio | -1 | 0.28511 | 50 | 50 |  |  | -1.0915 | 50 | -0.28511 | -14.2557
3348 | CHAMPION_1G | MB | North | YES | -0.02185 | 0 | 42 | 42 |  | 1 | Cogen | -1 | 0.28513 | 0 | 0 |  |  | 0 | 0 | -0.28513 | 0
1941 | MDLTHELP_1G | 1 | North | YES | -0.021943 | 216.4 | 74 | 216.4 | 0 | 1 | CC | -1 | 0.28523 | 216.4 | 216.4 |  |  | -4.7485 | 216.4 | -0.28523 | -61.7232
1942 | MDLTHELP_2G | 2 | North | YES | -0.021943 | 216.1 | 74 | 216.1 | 0 | 1 | CC | -1 | 0.28523 | 216.1 | 216.1 |  |  | -4.7419 | 216.1 | -0.28523 | -61.6377
13116 | TGATEWAY_1G | 1 | North | YES | -0.022035 | 151 | 30 | 151 | 0 | 1.0232 | CC | -1 | 0.28532 | 151 | 151 |  |  | -3.3273 | 151 | -0.28532 | -43.0832
13117 | TGATEWAY_2G | 2 | North | YES | -0.022035 | 130 | 30 | 130 | 0 | 1.0232 | CC | -1 | 0.28532 | 130 | 130 |  |  | -2.8645 | 130 | -0.28532 | -37.0915
13118 | TGATEWAY_3G | 3 | North | YES | -0.022035 | 148 | 30 | 148 | 0 | 1.0232 | CC | -1 | 0.28532 | 148 | 148 |  |  | -3.2612 | 148 | -0.28532 | -42.2273
13119 | TGATEWAY_4G | 4 | North | YES | -0.022035 | 399 | 65 | 399 | 0 | 1.0232 | CC | -1 | 0.28532 | 399 | 399 |  |  | -8.792 | 399 | -0.28532 | -113.8425
3097 | MARTLAKE_1G | 1 | North | YES | -0.02225 | 790 | 500 | 790 | 0 | 1.017 | LIGCO | -1 | 0.28553 | 0 | 790 |  |  | 0 | 0 | -0.28553 | 0
3098 | MARTLAKE_2G | 2 | North | YES | -0.02225 | 795 | 461 | 795 | 0 | 1.017 | LIGCO | -1 | 0.28553 | 0 | 795 |  |  | 0 | 0 | -0.28553 | 0
3099 | MARTLAKE_3G | 3 | North | YES | -0.02225 | 804 | 500 | 804 | 0 | 1.017 | LIGCO | -1 | 0.28553 | 0 | 804 |  |  | 0 | 0 | -0.28553 | 0
2413 | MTCK6_G | 6 | North | YES | -0.023471 | 0 | 30 | 118 |  | 1.022 | GST | -1 | 0.28676 | 118 | 118 |  |  | -2.7696 | 118 | -0.28676 | -33.8372
2414 | MTCK7_G | 7 | North | YES | -0.023471 | 0 | 30 | 115 |  | 1.022 | GST | -1 | 0.28676 | 115 | 115 |  |  | -2.6992 | 115 | -0.28676 | -32.9769
2417 | MTCK8_G | 8 | North | YES | -0.023471 | 444.8 | 60 | 556 | 0 | 1.022 | GSC | -1 | 0.28676 | 556 | 556 |  |  | -13.0499 | 556 | -0.28676 | -159.4361
580 | JCKCNTY801 | 1 | North | YES | -0.023727 | 288 | 0 | 288 | 0 | 1.022 | CC | -1 | 0.28701 | 288 | 288 |  |  | -6.8334 | 288 | -0.28701 | -82.6593
581 | JCKCNTY802 | 2 | North | YES | -0.023727 | 147 | 0 | 147 | 0 | 1.022 | CC | -1 | 0.28701 | 147 | 147 |  |  | -3.4879 | 147 | -0.28701 | -42.1907
582 | JCKCNTY803 | 3 | North | YES | -0.023727 | 147 | 0 | 147 | 0 | 1.022 | CC | -1 | 0.28701 | 147 | 147 |  |  | -3.4879 | 147 | -0.28701 | -42.1907
12440 | PARKD_1SVC8 | 1 | North | YES | -0.023782 | 0 | 0 | 0 | 0 | 1.007 | GST | -1 | 0.28707 | 0 | 0 |  |  | 0 | 0 | -0.28707 | 0
12449 | PARKD_2SVC8 | 1 | North | YES | -0.023782 | 0 | 0 | 0 | 0 | 1.007 | GST | -1 | 0.28707 | 0 | 0 |  |  | 0 | 0 | -0.28707 | 0
12411 | FPLEFR1A_G | 1 | North | YES | -0.023846 | 161 | 72 | 161 | 0 | 1 | CC | -1 | 0.28713 | 161 | 161 |  |  | -3.8392 | 161 | -0.28713 | -46.228
12412 | FPLEFR1B_G | 2 | North | YES | -0.023846 | 164 | 72 | 164 | 0 | 1 | CC | -1 | 0.28713 | 164 | 164 |  |  | -3.9107 | 164 | -0.28713 | -47.0894
12413 | FPLEFR1C_G | 3 | North | YES | -0.023846 | 164 | 72 | 164 | 0 | 1 | CC | -1 | 0.28713 | 164 | 164 |  |  | -3.9107 | 164 | -0.28713 | -47.0894
12414 | FPLEFR1S_G | 4 | North | YES | -0.023846 | 414 | 191 | 414 | 0 | 1 | CC | -1 | 0.28713 | 414 | 414 |  |  | -9.8722 | 414 | -0.28713 | -118.872
12421 | FPLEFR2A_G | 1 | North | YES | -0.023846 | 162 | 72 | 162 | 0 | 1 | CC | -1 | 0.28713 | 162 | 162 |  |  | -3.8631 | 162 | -0.28713 | -46.5151
12422 | FPLEFR2B_G | 2 | North | YES | -0.023846 | 161 | 72 | 161 | 0 | 1 | CC | -1 | 0.28713 | 161 | 161 |  |  | -3.8392 | 161 | -0.28713 | -46.228
12423 | FPLEFR2C_G | 3 | North | YES | -0.023846 | 163 | 72 | 163 | 0 | 1 | CC | -1 | 0.28713 | 163 | 163 |  |  | -3.8869 | 163 | -0.28713 | -46.8023
12424 | FPLEFR2S_G | 4 | North | YES | -0.023846 | 415 | 191 | 415 | 0 | 1 | CC | -1 | 0.28713 | 415 | 415 |  |  | -9.8961 | 415 | -0.28713 | -119.1592
2451 | LKHB1_G | 1 | North | YES | -0.023962 | 0 | 80 | 391 |  | 1.022 | GST | -1 | 0.28725 | 391 | 391 |  |  | -9.3691 | 391 | -0.28725 | -112.3134
2452 | LKHB2_G | 2 | North | YES | -0.023962 | 516 | 80 | 516 | 0 | 1.022 | GST | -1 | 0.28725 | 516 | 516 |  |  | -12.3644 | 516 | -0.28725 | -148.2192
948 | STEAM1 | 1 | North | YES | -0.024484 | 0 | 12 | 20 |  | 1.02 | GST | -1 | 0.28777 | 20 | 20 |  |  | -0.48968 | 20 | -0.28777 | -5.7554
949 | STEAM2 | 1 | North | YES | -0.024484 | 26 | 8 | 26 | 0 | 0.99 | GST | -1 | 0.28777 | 26 | 26 |  |  | -0.63658 | 26 | -0.28777 | -7.482
950 | STEAM3 | 1 | North | YES | -0.024484 | 41 | 13 | 42 | 0 | 1.02 | GST | -1 | 0.28777 | 42 | 42 |  |  | -1.0283 | 42 | -0.28777 | -12.0863
837 | NEWMAN_G5 | 1 | North | YES | -0.024506 | 0 | 15 | 40 |  | 1.01 | GST | -1 | 0.28779 | 40 | 40 |  |  | -0.98024 | 40 | -0.28779 | -11.5116
842 | OLINGER_G1 | 1 | North | YES | -0.024596 | 55.4 | 20 | 79 | 0 | 1.03 | GST | -1 | 0.28788 | 79 | 79 |  |  | -1.9431 | 79 | -0.28788 | -22.7426
843 | OLINGER_G2 | 1 | North | YES | -0.024596 | 76.2 | 25 | 110 | 0 | 1.03 | GST | -1 | 0.28788 | 110 | 110 |  |  | -2.7056 | 110 | -0.28788 | -31.6669
844 | OLINGER_G3 | 1 | North | YES | -0.024596 | 103.9 | 45 | 150 | 0 | 1.03 | GST | -1 | 0.28788 | 150 | 150 |  |  | -3.6894 | 150 | -0.28788 | -43.1821
845 | OLINGER_G4 | 1 | North | YES | -0.024596 | 51.9 | 0 | 76 | 0 | 1.03 | GGT | -1 | 0.28788 | 76 | 76 |  |  | -1.8693 | 76 | -0.28788 | -21.8789
1701 | MOSES_1G | 1 | North | YES | -0.025009 | 558 | 175 | 558 | 0 | 1.023 | LIGCO | -1 | 0.28829 | 0 | 558 |  |  | 0 | 0 | -0.28829 | 0
1702 | MOSES_2G | 2 | North | YES | -0.025009 | 579 | 175 | 579 | 0 | 1.023 | LIGCO | -1 | 0.28829 | 0 | 579 |  |  | 0 | 0 | -0.28829 | 0
1703 | MOSES_3G | 3 | North | YES | -0.025009 | 808 | 463 | 808 | 0 | 1.023 | LIGCO | -1 | 0.28829 | 0 | 808 |  |  | 0 | 0 | -0.28829 | 0
5925 | DCEAST | EQ | North | YES | -0.025009 | 400.3 | -600 | 600 | 0 | 1.025 | DCTie | -1 | 0.28829 | 0 | 0 |  |  | 0 | 0 | -0.28829 | 0
1675 | PEC_1G | 1 | North | YES | -0.025127 | 76.7 | 35 | 76.7 | 0 | 1.022 | Cogen | -1 | 0.28841 | 0 | 0 |  |  | 0 | 0 | -0.28841 | 0
1676 | PEC_2G | 2 | North | YES | -0.025127 | 79.6 | 35 | 79.6 | 0 | 1.022 | Cogen | -1 | 0.28841 | 0 | 0 |  |  | 0 | 0 | -0.28841 | 0
1677 | PEC_3G | 3 | North | YES | -0.025127 | 88.4 | 35 | 88.4 | 0 | 1.022 | Cogen | -1 | 0.28841 | 0 | 0 |  |  | 0 | 0 | -0.28841 | 0
1678 | LAMARPWR_1G | 1 | North | YES | -0.025184 | 160 | 67.7 | 160 | 0 | 1.038 | CC | -1 | 0.28847 | 160 | 160 |  |  | -4.0294 | 160 | -0.28847 | -46.155
1679 | LAMARPWR_2G | 2 | North | YES | -0.025184 | 156 | 67.7 | 156 | 0 | 1.038 | CC | -1 | 0.28847 | 156 | 156 |  |  | -3.9287 | 156 | -0.28847 | -45.0011
1680 | LAMARPWR_3G | 3 | North | YES | -0.025184 | 196 | 129.1 | 196 | 0 | 1.038 | CC | -1 | 0.28847 | 196 | 196 |  |  | -4.9361 | 196 | -0.28847 | -56.5398
1681 | LAMARPWR_4G | 4 | North | YES | -0.025184 | 156 | 67.7 | 156 | 0 | 1.038 | CC | -1 | 0.28847 | 156 | 156 |  |  | -3.9287 | 156 | -0.28847 | -45.0011
1682 | LAMARPWR_5G | 5 | North | YES | -0.025184 | 157 | 67.7 | 157 | 0 | 1.038 | CC | -1 | 0.28847 | 157 | 157 |  |  | -3.9539 | 157 | -0.28847 | -45.2896
1683 | LAMARPWR_6G | 6 | North | YES | -0.025184 | 198 | 129.1 | 198 | 0 | 1.038 | CC | -1 | 0.28847 | 198 | 198 |  |  | -4.9864 | 198 | -0.28847 | -57.1168
1948 | HANDLEY_4G | 4 | North | YES | -0.025267 | 348 | 150 | 435 | 0 | 1.022 | GST | -1 | 0.28855 | 435 | 435 |  |  | -10.9911 | 435 | -0.28855 | -125.5199
1689 | VALLEY_3G | 3 | North | YES | -0.025279 | 0 | 25 | 375 |  | 1.003 | GST | -1 | 0.28856 | 375 | 375 |  |  | -9.4796 | 375 | -0.28856 | -108.2113
11691 | KMICHICT1_G | 1 | North | YES | -0.025279 | 144 | 80 | 144 | 0 | 1.026 | CC | -1 | 0.28856 | 144 | 144 |  |  | -3.6402 | 144 | -0.28856 | -41.5531
11692 | KMICHICT2_G | 2 | North | YES | -0.025279 | 146 | 80 | 146 | 0 | 1.026 | CC | -1 | 0.28856 | 146 | 146 |  |  | -3.6907 | 146 | -0.28856 | -42.1303
11693 | KMICHIST3_G | 3 | North | YES | -0.025279 | 312 | 60 | 312 | 0 | 1.026 | CC | -1 | 0.28856 | 312 | 312 |  |  | -7.887 | 312 | -0.28856 | -90.0318
11694 | KMICHICT4_G | 4 | North | YES | -0.025279 | 144 | 80 | 144 | 0 | 1.026 | CC | -1 | 0.28856 | 144 | 144 |  |  | -3.6402 | 144 | -0.28856 | -41.5531
11695 | KMICHICT5_G | 5 | North | YES | -0.025279 | 148 | 80 | 148 | 0 | 1.026 | CC | -1 | 0.28856 | 148 | 148 |  |  | -3.7413 | 148 | -0.28856 | -42.7074
11696 | KMICHIST6_G | 6 | North | YES | -0.025279 | 310 | 60 | 310 | 0 | 1.026 | CC | -1 | 0.28856 | 310 | 310 |  |  | -7.8365 | 310 | -0.28856 | -89.4547
1947 | HANDLEY_3G | 3 | North | YES | -0.025362 | 316 | 100 | 395 | 0 | 1.022 | GST | -1 | 0.28865 | 395 | 395 |  |  | -10.018 | 395 | -0.28865 | -114.0154
1949 | HANDLEY_5G | 5 | North | YES | -0.025362 | 348 | 150 | 435 | 0 | 1.022 | GST | -1 | 0.28865 | 435 | 435 |  |  | -11.0325 | 435 | -0.28865 | -125.5612
1687 | VALLEY_1G | 1 | North | YES | -0.025497 | 136 | 15 | 170 | 0 | 1.029 | GST | -1 | 0.28878 | 170 | 170 |  |  | -4.3345 | 170 | -0.28878 | -49.0929
1688 | VALLEY_2G | 2 | North | YES | -0.025497 | 527 | 90 | 527 | 0 | 1.029 | GSC | -1 | 0.28878 | 527 | 527 |  |  | -13.4369 | 527 | -0.28878 | -152.1879
2381 | NTHLK1_G | 1 | North | YES | -0.025513 | 0 | 35 | 156 |  | 1.022 | GST | -1 | 0.2888 | 156 | 156 |  |  | -3.98 | 156 | -0.2888 | -45.0524
2382 | NTHLK2_G | 2 | North | YES | -0.025513 | 0 | 35 | 181 |  | 1.022 | GST | -1 | 0.2888 | 181 | 181 |  |  | -4.6179 | 181 | -0.2888 | -52.2724
2383 | NTHLK3_G | 3 | North | YES | -0.025513 | 0 | 50 | 329 |  | 1.022 | GST | -1 | 0.2888 | 329 | 329 |  |  | -8.3938 | 329 | -0.2888 | -95.0144
6948 | DENISNDM | 1 | North | YES | -0.025668 | 40 | 5 | 40 |  | 1.015 | Hydro | -1 | 0.28895 | 0 | 0 |  |  | 0 | 0 | -0.28895 | 0
6948 | DENISNDM | 2 | North | YES | -0.025668 | 31 | 5 | 40 |  | 1.015 | Hydro | -1 | 0.28895 | 0 | 0 |  |  | 0 | 0 | -0.28895 | 0
728 | WOLFRIDGE801 | 1 | North | YES | -0.025903 | 11.2 | 0 | 112.5 | 0 | 0.99 | Wind | -1 | 0.28919 | 0 | 112.5 |  |  | 0 | 0 | -0.28919 | 0
2371 | COLLIN_1G | MB | North | YES | -0.026402 | 0 | 40 | 138 |  | 1.022 | GST | -1 | 0.28969 | 0 | 0 |  |  | 0 | 0 | -0.28969 | 0
1433 | GRHAMSES_1G | 1 | North | YES | -0.027105 | 242 | 60 | 242 | 0 | 1.038 | GST | -1 | 0.29039 | 242 | 242 |  |  | -6.5594 | 242 | -0.29039 | -70.2743
1861 | EAGLEMNT_1G | MB | North | YES | -0.029498 | 0 | 30 | 112 |  | 1.022 | GST | -1 | 0.29278 | 0 | 0 |  |  | 0 | 0 | -0.29278 | 0
1862 | EAGLEMNT_2G | MB | North | YES | -0.029498 | 0 | 40 | 100 |  | 1.022 | GST | -1 | 0.29278 | 0 | 0 |  |  | 0 | 0 | -0.29278 | 0
1863 | EAGLEMNT_3G | MB | North | YES | -0.029498 | 0 | 50 | 378 |  | 1.022 | GST | -1 | 0.29278 | 0 | 0 |  |  | 0 | 0 | -0.29278 | 0
923 | SPENCER_G4 | 1 | North | YES | -0.031408 | 48 | 20 | 61 | 0 | 1.03 | GST | -1 | 0.29469 | 61 | 61 |  |  | -1.9159 | 61 | -0.29469 | -17.9762
924 | SPENCER_G5 | 1 | North | YES | -0.031408 | 52 | 20 | 66 | 0 | 1.03 | GST | -1 | 0.29469 | 66 | 66 |  |  | -2.0729 | 66 | -0.29469 | -19.4497
1453 | WCPWRCO_1G | 1 | North | YES | -0.046969 | 204 | 50 | 204 | 0 | 1.02 | CC | -1 | 0.31025 | 204 | 204 |  |  | -9.5817 | 204 | -0.31025 | -63.2917
1454 | WCPWRCO_2G | 2 | North | YES | -0.046969 | 204 | 50 | 204 | 0 | 1.02 | CC | -1 | 0.31025 | 204 | 204 |  |  | -9.5817 | 204 | -0.31025 | -63.2917
1455 | WCPWRCO_3G | 3 | North | YES | -0.046969 | 242 | 50 | 242 |  | 1.02 | CC | -1 | 0.31025 | 242 | 242 |  |  | -11.3665 | 242 | -0.31025 | -75.0814
1432 | GRHAMSES_2G | 2 | North | YES | -0.090527 | 294.9 | 90 | 366 | 0 | 1.014 | GST | -1 | 0.35381 | 366 | 366 |  |  | -33.1329 | 366 | -0.35381 | -129.495
Note on AL4: Zonal Cap - Zonal Impact

## Distributed Slack - Inc
Number of Bus | Name of Bus | ID | Area Name of Gen | AGC | P Sensitivity of Bus | Gen MW | Min MW | Max MW | V Sensitivity of Bus | Set Volt | Tech Type | Zone Impact | Zone Correlation | Inc Max | Dec Max | Souce S.F. Weighting | Souce Capacity | Sink S.F. Weighting | Sink Capacity | PTDF Calc | PTDF Weighting | Cumulative Share of Zonal Cap | Cumulative Share of Zonal Impact | Cont_ Cokfield to GrahamSES OL_ LongCreek to GrahamSES1_5 |  | i_PTDF_INC_pt | 540 |  | LAKE_CRK2_G | Unit at max
1432 | GRHAMSES_2G | 2 | North | YES | -0.090527 | 294.9 | 90 | 366 | 0 | 1.014 | GST | -1 | 0.35381 | 366 | 366 |  |  | -33.1329 | 366 | -0.35381 | -129.495 | 0.0085623 | 0.010931 |  |  | i_10pctunit | 25 |  | 136 | # units @ max
1453 | WCPWRCO_1G | 1 | North | YES | -0.046969 | 204 | 50 | 204 | 0 | 1.02 | CC | -1 | 0.31025 | 204 | 204 |  |  | -9.5817 | 204 | -0.31025 | -63.2917 | 0.013335 | 0.016274 | [5 empty] | 0.017052 | delta max
1454 | WCPWRCO_2G | 2 | North | YES | -0.046969 | 204 | 50 | 204 | 0 | 1.02 | CC | -1 | 0.31025 | 204 | 204 |  |  | -9.5817 | 204 | -0.31025 | -63.2917 | 0.018107 | 0.021617 | [5 empty] | Delta
1455 | WCPWRCO_3G | 3 | North | YES | -0.046969 | 242 | 50 | 242 |  | 1.02 | CC | -1 | 0.31025 | 242 | 242 |  |  | -11.3665 | 242 | -0.31025 | -75.0814 | 0.023768 | 0.027955 | Weighted Shift Factors |  |  |  | 1 | 0.0023691
923 | SPENCER_G4 | 1 | North | YES | -0.031408 | 48 | 20 | 61 | 0 | 1.03 | GST | -1 | 0.29469 | 61 | 61 |  |  | -1.9159 | 61 | -0.29469 | -17.9762 | 0.025196 | 0.029472 | West | 0.26328 |  |  | 2 | 0.0029395
924 | SPENCER_G5 | 1 | North | YES | -0.031408 | 52 | 20 | 66 | 0 | 1.03 | GST | -1 | 0.29469 | 66 | 66 |  |  | -2.0729 | 66 | -0.29469 | -19.4497 | 0.02674 | 0.031114 | North | -0.023064 |  |  | 3 | 0.0035099
1861 | EAGLEMNT_1G | MB | North | YES | -0.029498 | 0 | 30 | 112 |  | 1.022 | GST | -1 | 0.29278 | 0 | 0 |  |  | 0 | 0 | -0.29278 | 0 | 0.02674 | 0.031114 |  |  |  |  | 4 | 0.0041865
1862 | EAGLEMNT_2G | MB | North | YES | -0.029498 | 0 | 40 | 100 |  | 1.022 | GST | -1 | 0.29278 | 0 | 0 |  |  | 0 | 0 | -0.29278 | 0 | 0.02674 | 0.031114 |  |  |  |  | 5 | 0.0042769
1863 | EAGLEMNT_3G | MB | North | YES | -0.029498 | 0 | 50 | 378 |  | 1.022 | GST | -1 | 0.29278 | 0 | 0 |  |  | 0 | 0 | -0.29278 | 0 | 0.02674 | 0.031114 |  |  |  |  | 6 | 0.0043748
1433 | GRHAMSES_1G | 1 | North | YES | -0.027105 | 242 | 60 | 242 | 0 | 1.038 | GST | -1 | 0.29039 | 242 | 242 |  |  | -6.5594 | 242 | -0.29039 | -70.2743 | 0.032401 | 0.037047 |  |  |  |  | 7 | 0.0043748
2371 | COLLIN_1G | MB | North | YES | -0.026402 | 0 | 40 | 138 |  | 1.022 | GST | -1 | 0.28969 | 0 | 0 |  |  | 0 | 0 | -0.28969 | 0 | 0.032401 | 0.037047 |  |  |  |  | 8 | 0.0043748
728 | WOLFRIDGE801 | 1 | North | YES | -0.025903 | 11.2 | 0 | 112.5 | 0 | 0.99 | Wind | -1 | 0.28919 | 0 | 112.5 |  |  | 0 | 0 | -0.28919 | 0 | 0.032401 | 0.037047 |  |  |  |  | 9 | 0.0043748
6948 | DENISNDM | 1 | North | YES | -0.025668 | 40 | 5 | 40 |  | 1.015 | Hydro | -1 | 0.28895 | 0 | 0 |  |  | 0 | 0 | -0.28895 | 0 | 0.032401 | 0.037047 |  |  |  |  | 10 | 0.0046456
6948 | DENISNDM | 2 | North | YES | -0.025668 | 31 | 5 | 40 |  | 1.015 | Hydro | -1 | 0.28895 | 0 | 0 |  |  | 0 | 0 | -0.28895 | 0 | 0.032401 | 0.037047 |  |  |  |  | 11 | 0.0046456
2381 | NTHLK1_G | 1 | North | YES | -0.025513 | 0 | 35 | 156 |  | 1.022 | GST | -1 | 0.2888 | 156 | 156 |  |  | -3.98 | 156 | -0.2888 | -45.0524 | 0.03605 | 0.04085 |  |  |  |  | 12 | 0.0046456
2382 | NTHLK2_G | 2 | North | YES | -0.025513 | 0 | 35 | 181 |  | 1.022 | GST | -1 | 0.2888 | 181 | 181 |  |  | -4.6179 | 181 | -0.2888 | -52.2724 | 0.040285 | 0.045262 |  |  |  |  | 13 | 0.0046456
2383 | NTHLK3_G | 3 | North | YES | -0.025513 | 0 | 50 | 329 |  | 1.022 | GST | -1 | 0.2888 | 329 | 329 |  |  | -8.3938 | 329 | -0.2888 | -95.0144 | 0.047981 | 0.053283 |  |  |  |  | 14 | 0.0046456
1687 | VALLEY_1G | 1 | North | YES | -0.025497 | 136 | 15 | 170 | 0 | 1.029 | GST | -1 | 0.28878 | 170 | 170 |  |  | -4.3345 | 170 | -0.28878 | -49.0929 | 0.051958 | 0.057427 |  |  |  |  | 15 | 0.0047993
1688 | VALLEY_2G | 2 | North | YES | -0.025497 | 527 | 90 | 527 | 0 | 1.029 | GSC | -1 | 0.28878 | 527 | 527 |  |  | -13.4369 | 527 | -0.28878 | -152.1879 | 0.064287 | 0.070274 |  |  |  |  | 16 | 0.0049775
1947 | HANDLEY_3G | 3 | North | YES | -0.025362 | 316 | 100 | 395 | 0 | 1.022 | GST | -1 | 0.28865 | 395 | 395 |  |  | -10.018 | 395 | -0.28865 | -114.0154 | 0.073528 | 0.079899 |  |  |  |  | 17 | 0.0053015
1949 | HANDLEY_5G | 5 | North | YES | -0.025362 | 348 | 150 | 435 | 0 | 1.022 | GST | -1 | 0.28865 | 435 | 435 |  |  | -11.0325 | 435 | -0.28865 | -125.5612 | 0.083704 | 0.090498 |  |  |  |  | 18 | 0.0054687
1689 | VALLEY_3G | 3 | North | YES | -0.025279 | 0 | 25 | 375 |  | 1.003 | GST | -1 | 0.28856 | 375 | 375 |  |  | -9.4796 | 375 | -0.28856 | -108.2113 | 0.092477 | 0.099633 |  |  |  |  | 19 | 0.005987
11691 | KMICHICT1_G | 1 | North | YES | -0.025279 | 144 | 80 | 144 | 0 | 1.026 | CC | -1 | 0.28856 | 144 | 144 |  |  | -3.6402 | 144 | -0.28856 | -41.5531 | 0.095846 | 0.10314 |  |  |  |  | 20 | 0.0063709
11692 | KMICHICT2_G | 2 | North | YES | -0.025279 | 146 | 80 | 146 | 0 | 1.026 | CC | -1 | 0.28856 | 146 | 146 |  |  | -3.6907 | 146 | -0.28856 | -42.1303 | 0.099261 | 0.1067 |  |  |  |  | 21 | 0.0067938
11693 | KMICHIST3_G | 3 | North | YES | -0.025279 | 312 | 60 | 312 | 0 | 1.026 | CC | -1 | 0.28856 | 312 | 312 |  |  | -7.887 | 312 | -0.28856 | -90.0318 | 0.10656 | 0.1143 |  |  |  |  | 22 | 0.0071557
11694 | KMICHICT4_G | 4 | North | YES | -0.025279 | 144 | 80 | 144 | 0 | 1.026 | CC | -1 | 0.28856 | 144 | 144 |  |  | -3.6402 | 144 | -0.28856 | -41.5531 | 0.10993 | 0.1178 |  |  |  |  | 23 | 0.0072946
11695 | KMICHICT5_G | 5 | North | YES | -0.025279 | 148 | 80 | 148 | 0 | 1.026 | CC | -1 | 0.28856 | 148 | 148 |  |  | -3.7413 | 148 | -0.28856 | -42.7074 | 0.11339 | 0.12141 |  |  |  |  | 24 | 0.0074355
11696 | KMICHIST6_G | 6 | North | YES | -0.025279 | 310 | 60 | 310 | 0 | 1.026 | CC | -1 | 0.28856 | 310 | 310 |  |  | -7.8365 | 310 | -0.28856 | -89.4547 | 0.12064 | 0.12896 |  |  |  |  | 25 | 0.0077366
1948 | HANDLEY_4G | 4 | North | YES | -0.025267 | 348 | 150 | 435 | 0 | 1.022 | GST | -1 | 0.28855 | 435 | 435 |  |  | -10.9911 | 435 | -0.28855 | -125.5199 | 0.13082 | 0.13956 |  |  |  |  | 26 | 0.0078756
1678 | LAMARPWR_1G | 1 | North | YES | -0.025184 | 160 | 67.7 | 160 | 0 | 1.038 | CC | -1 | 0.28847 | 160 | 160 |  |  | -4.0294 | 160 | -0.28847 | -46.155 | 0.13456 | 0.14345 |  |  |  |  | 27 | 0.0080184
1679 | LAMARPWR_2G | 2 | North | YES | -0.025184 | 156 | 67.7 | 156 | 0 | 1.038 | CC | -1 | 0.28847 | 156 | 156 |  |  | -3.9287 | 156 | -0.28847 | -45.0011 | 0.13821 | 0.14725 |  |  |  |  | 28 | 0.0083176
1680 | LAMARPWR_3G | 3 | North | YES | -0.025184 | 196 | 129.1 | 196 | 0 | 1.038 | CC | -1 | 0.28847 | 196 | 196 |  |  | -4.9361 | 196 | -0.28847 | -56.5398 | 0.1428 | 0.15202 |  |  |  |  | 29 | 0.0087369
1681 | LAMARPWR_4G | 4 | North | YES | -0.025184 | 156 | 67.7 | 156 | 0 | 1.038 | CC | -1 | 0.28847 | 156 | 156 |  |  | -3.9287 | 156 | -0.28847 | -45.0011 | 0.14645 | 0.15582 |  |  |  |  | 30 | 0.00889
1682 | LAMARPWR_5G | 5 | North | YES | -0.025184 | 157 | 67.7 | 157 | 0 | 1.038 | CC | -1 | 0.28847 | 157 | 157 |  |  | -3.9539 | 157 | -0.28847 | -45.2896 | 0.15012 | 0.15965 |  |  |  |  | 31 | 0.0090393
1683 | LAMARPWR_6G | 6 | North | YES | -0.025184 | 198 | 129.1 | 198 | 0 | 1.038 | CC | -1 | 0.28847 | 198 | 198 |  |  | -4.9864 | 198 | -0.28847 | -57.1168 | 0.15475 | 0.16447 |  |  |  |  | 32 | 0.0092269
1675 | PEC_1G | 1 | North | YES | -0.025127 | 76.7 | 35 | 76.7 | 0 | 1.022 | Cogen | -1 | 0.28841 | 0 | 0 |  |  | 0 | 0 | -0.28841 | 0 | 0.15475 | 0.16447 |  |  |  |  | 33 | 0.0093762
1676 | PEC_2G | 2 | North | YES | -0.025127 | 79.6 | 35 | 79.6 | 0 | 1.022 | Cogen | -1 | 0.28841 | 0 | 0 |  |  | 0 | 0 | -0.28841 | 0 | 0.15475 | 0.16447 |  |  |  |  | 34 | 0.0095265
1677 | PEC_3G | 3 | North | YES | -0.025127 | 88.4 | 35 | 88.4 | 0 | 1.022 | Cogen | -1 | 0.28841 | 0 | 0 |  |  | 0 | 0 | -0.28841 | 0 | 0.15475 | 0.16447 |  |  |  |  | 35 | 0.009716
1701 | MOSES_1G | 1 | North | YES | -0.025009 | 558 | 175 | 558 | 0 | 1.023 | LIGCO | -1 | 0.28829 | 0 | 558 |  |  | 0 | 0 | -0.28829 | 0 | 0.15475 | 0.16447 |  |  |  |  | 36 | 0.009716
1702 | MOSES_2G | 2 | North | YES | -0.025009 | 579 | 175 | 579 | 0 | 1.023 | LIGCO | -1 | 0.28829 | 0 | 579 |  |  | 0 | 0 | -0.28829 | 0 | 0.15475 | 0.16447 |  |  |  |  | 37 | 0.009716
1703 | MOSES_3G | 3 | North | YES | -0.025009 | 808 | 463 | 808 | 0 | 1.023 | LIGCO | -1 | 0.28829 | 0 | 808 |  |  | 0 | 0 | -0.28829 | 0 | 0.15475 | 0.16447 |  |  |  |  | 38 | 0.009716
5925 | DCEAST | EQ | North | YES | -0.025009 | 400.3 | -600 | 600 | 0 | 1.025 | DCTie | -1 | 0.28829 | 0 | 0 |  |  | 0 | 0 | -0.28829 | 0 | 0.15475 | 0.16447 |  |  |  |  | 39 | 0.009716
842 | OLINGER_G1 | 1 | North | YES | -0.024596 | 55.4 | 20 | 79 | 0 | 1.03 | GST | -1 | 0.28788 | 79 | 79 |  |  | -1.9431 | 79 | -0.28788 | -22.7426 | 0.1566 | 0.16639 |  |  |  |  | 40 | 0.009716
843 | OLINGER_G2 | 1 | North | YES | -0.024596 | 76.2 | 25 | 110 | 0 | 1.03 | GST | -1 | 0.28788 | 110 | 110 |  |  | -2.7056 | 110 | -0.28788 | -31.6669 | 0.15917 | 0.16906 |  |  |  |  | 41 | 0.009716
844 | OLINGER_G3 | 1 | North | YES | -0.024596 | 103.9 | 45 | 150 | 0 | 1.03 | GST | -1 | 0.28788 | 150 | 150 |  |  | -3.6894 | 150 | -0.28788 | -43.1821 | 0.16268 | 0.17271 |  |  |  |  | 42 | 0.009716
845 | OLINGER_G4 | 1 | North | YES | -0.024596 | 51.9 | 0 | 76 | 0 | 1.03 | GGT | -1 | 0.28788 | 76 | 76 |  |  | -1.8693 | 76 | -0.28788 | -21.8789 | 0.16446 | 0.17455 |  |  |  |  | 43 | 0.0097876
837 | NEWMAN_G5 | 1 | North | YES | -0.024506 | 0 | 15 | 40 |  | 1.01 | GST | -1 | 0.28779 | 40 | 40 |  |  | -0.98024 | 40 | -0.28779 | -11.5116 | 0.1654 | 0.17553 |  |  |  |  | 44 | 0.0098875
948 | STEAM1 | 1 | North | YES | -0.024484 | 0 | 12 | 20 |  | 1.02 | GST | -1 | 0.28777 | 20 | 20 |  |  | -0.48968 | 20 | -0.28777 | -5.7554 | 0.16586 | 0.17601 |  |  |  |  | 45 | 0.010024
949 | STEAM2 | 1 | North | YES | -0.024484 | 26 | 8 | 26 | 0 | 0.99 | GST | -1 | 0.28777 | 26 | 26 |  |  | -0.63658 | 26 | -0.28777 | -7.482 | 0.16647 | 0.17664 |  |  |  |  | 46 | 0.010093
950 | STEAM3 | 1 | North | YES | -0.024484 | 41 | 13 | 42 | 0 | 1.02 | GST | -1 | 0.28777 | 42 | 42 |  |  | -1.0283 | 42 | -0.28777 | -12.0863 | 0.16746 | 0.17766 |  |  |  |  | 47 | 0.010129
2451 | LKHB1_G | 1 | North | YES | -0.023962 | 0 | 80 | 391 |  | 1.022 | GST | -1 | 0.28725 | 391 | 391 |  |  | -9.3691 | 391 | -0.28725 | -112.3134 | 0.1766 | 0.18714 |  |  |  |  | 48 | 0.010146
2452 | LKHB2_G | 2 | North | YES | -0.023962 | 516 | 80 | 516 | 0 | 1.022 | GST | -1 | 0.28725 | 516 | 516 |  |  | -12.3644 | 516 | -0.28725 | -148.2192 | 0.18867 | 0.19966 |  |  |  |  | 49 | 0.01017
12411 | FPLEFR1A_G | 1 | North | YES | -0.023846 | 161 | 72 | 161 | 0 | 1 | CC | -1 | 0.28713 | 161 | 161 |  |  | -3.8392 | 161 | -0.28713 | -46.228 | 0.19244 | 0.20356 |  |  |  |  | 50 | 0.010208
12412 | FPLEFR1B_G | 2 | North | YES | -0.023846 | 164 | 72 | 164 | 0 | 1 | CC | -1 | 0.28713 | 164 | 164 |  |  | -3.9107 | 164 | -0.28713 | -47.0894 | 0.19628 | 0.20753 |  |  |  |  | 51 | 0.010541
12413 | FPLEFR1C_G | 3 | North | YES | -0.023846 | 164 | 72 | 164 | 0 | 1 | CC | -1 | 0.28713 | 164 | 164 |  |  | -3.9107 | 164 | -0.28713 | -47.0894 | 0.20011 | 0.21151 |  |  |  |  | 52 | 0.010982
12414 | FPLEFR1S_G | 4 | North | YES | -0.023846 | 414 | 191 | 414 | 0 | 1 | CC | -1 | 0.28713 | 414 | 414 |  |  | -9.8722 | 414 | -0.28713 | -118.872 | 0.2098 | 0.22154 |  |  |  |  | 53 | 0.011118
12421 | FPLEFR2A_G | 1 | North | YES | -0.023846 | 162 | 72 | 162 | 0 | 1 | CC | -1 | 0.28713 | 162 | 162 |  |  | -3.8631 | 162 | -0.28713 | -46.5151 | 0.21359 | 0.22547 |  |  |  |  | 54 | 0.011256
12422 | FPLEFR2B_G | 2 | North | YES | -0.023846 | 161 | 72 | 161 | 0 | 1 | CC | -1 | 0.28713 | 161 | 161 |  |  | -3.8392 | 161 | -0.28713 | -46.228 | 0.21736 | 0.22937 |  |  |  |  | 55 | 0.011395
12423 | FPLEFR2C_G | 3 | North | YES | -0.023846 | 163 | 72 | 163 | 0 | 1 | CC | -1 | 0.28713 | 163 | 163 |  |  | -3.8869 | 163 | -0.28713 | -46.8023 | 0.22117 | 0.23332 |  |  |  |  | 56 | 0.011744
12424 | FPLEFR2S_G | 4 | North | YES | -0.023846 | 415 | 191 | 415 | 0 | 1 | CC | -1 | 0.28713 | 415 | 415 |  |  | -9.8961 | 415 | -0.28713 | -119.1592 | 0.23088 | 0.24338 |  |  |  |  | 57 | 0.011881
12440 | PARKD_1SVC8 | 1 | North | YES | -0.023782 | 0 | 0 | 0 | 0 | 1.007 | GST | -1 | 0.28707 | 0 | 0 |  |  | 0 | 0 | -0.28707 | 0 | 0.23088 | 0.24338 |  |  |  |  | 58 | 0.012017
12449 | PARKD_2SVC8 | 1 | North | YES | -0.023782 | 0 | 0 | 0 | 0 | 1.007 | GST | -1 | 0.28707 | 0 | 0 |  |  | 0 | 0 | -0.28707 | 0 | 0.23088 | 0.24338 |  |  |  |  | 59 | 0.012154
580 | JCKCNTY801 | 1 | North | YES | -0.023727 | 288 | 0 | 288 | 0 | 1.022 | CC | -1 | 0.28701 | 288 | 288 |  |  | -6.8334 | 288 | -0.28701 | -82.6593 | 0.23761 | 0.25036 |  |  |  |  | 60 | 0.012505
581 | JCKCNTY802 | 2 | North | YES | -0.023727 | 147 | 0 | 147 | 0 | 1.022 | CC | -1 | 0.28701 | 147 | 147 |  |  | -3.4879 | 147 | -0.28701 | -42.1907 | 0.24105 | 0.25392 |  |  |  |  | 61 | 0.012505
582 | JCKCNTY803 | 3 | North | YES | -0.023727 | 147 | 0 | 147 | 0 | 1.022 | CC | -1 | 0.28701 | 147 | 147 |  |  | -3.4879 | 147 | -0.28701 | -42.1907 | 0.24449 | 0.25748 |  |  |  |  | 62 | 0.012505
2413 | MTCK6_G | 6 | North | YES | -0.023471 | 0 | 30 | 118 |  | 1.022 | GST | -1 | 0.28676 | 118 | 118 |  |  | -2.7696 | 118 | -0.28676 | -33.8372 | 0.24725 | 0.26034 |  |  |  |  | 63 | 0.012745
2414 | MTCK7_G | 7 | North | YES | -0.023471 | 0 | 30 | 115 |  | 1.022 | GST | -1 | 0.28676 | 115 | 115 |  |  | -2.6992 | 115 | -0.28676 | -32.9769 | 0.24994 | 0.26312 |  |  |  |  | 64 | 0.012868
2417 | MTCK8_G | 8 | North | YES | -0.023471 | 444.8 | 60 | 556 | 0 | 1.022 | GSC | -1 | 0.28676 | 556 | 556 |  |  | -13.0499 | 556 | -0.28676 | -159.4361 | 0.26295 | 0.27658 |  |  |  |  | 65 | 0.01299
3097 | MARTLAKE_1G | 1 | North | YES | -0.02225 | 790 | 500 | 790 | 0 | 1.017 | LIGCO | -1 | 0.28553 | 0 | 790 |  |  | 0 | 0 | -0.28553 | 0 | 0.26295 | 0.27658 |  |  |  |  | 66 | 0.013086
3098 | MARTLAKE_2G | 2 | North | YES | -0.02225 | 795 | 461 | 795 | 0 | 1.017 | LIGCO | -1 | 0.28553 | 0 | 795 |  |  | 0 | 0 | -0.28553 | 0 | 0.26295 | 0.27658 |  |  |  |  | 67 | 0.013179
3099 | MARTLAKE_3G | 3 | North | YES | -0.02225 | 804 | 500 | 804 | 0 | 1.017 | LIGCO | -1 | 0.28553 | 0 | 804 |  |  | 0 | 0 | -0.28553 | 0 | 0.26295 | 0.27658 |  |  |  |  | 68 | 0.013631
13116 | TGATEWAY_1G | 1 | North | YES | -0.022035 | 151 | 30 | 151 | 0 | 1.0232 | CC | -1 | 0.28532 | 151 | 151 |  |  | -3.3273 | 151 | -0.28532 | -43.0832 | 0.26648 | 0.28022 |  |  |  |  | 69 | 0.013631
13117 | TGATEWAY_2G | 2 | North | YES | -0.022035 | 130 | 30 | 130 | 0 | 1.0232 | CC | -1 | 0.28532 | 130 | 130 |  |  | -2.8645 | 130 | -0.28532 | -37.0915 | 0.26952 | 0.28335 |  |  |  |  | 70 | 0.013631
13118 | TGATEWAY_3G | 3 | North | YES | -0.022035 | 148 | 30 | 148 | 0 | 1.0232 | CC | -1 | 0.28532 | 148 | 148 |  |  | -3.2612 | 148 | -0.28532 | -42.2273 | 0.27299 | 0.28691 |  |  |  |  | 71 | 0.013631
13119 | TGATEWAY_4G | 4 | North | YES | -0.022035 | 399 | 65 | 399 | 0 | 1.0232 | CC | -1 | 0.28532 | 399 | 399 |  |  | -8.792 | 399 | -0.28532 | -113.8425 | 0.28232 | 0.29652 |  |  |  |  | 72 | 0.013735
1941 | MDLTHELP_1G | 1 | North | YES | -0.021943 | 216.4 | 74 | 216.4 | 0 | 1 | CC | -1 | 0.28523 | 216.4 | 216.4 |  |  | -4.7485 | 216.4 | -0.28523 | -61.7232 | 0.28738 | 0.30173 |  |  |  |  | 73 | 0.013825
1942 | MDLTHELP_2G | 2 | North | YES | -0.021943 | 216.1 | 74 | 216.1 | 0 | 1 | CC | -1 | 0.28523 | 216.1 | 216.1 |  |  | -4.7419 | 216.1 | -0.28523 | -61.6377 | 0.29244 | 0.30694 |  |  |  |  | 74 | 0.013928
3348 | CHAMPION_1G | MB | North | YES | -0.02185 | 0 | 42 | 42 |  | 1 | Cogen | -1 | 0.28513 | 0 | 0 |  |  | 0 | 0 | -0.28513 | 0 | 0.29244 | 0.30694 |  |  |  |  | 75 | 0.014203
3309 | ASPN_G | 1 | North | YES | -0.021829 | 50 | 0 | 50 |  | 1 | Bio | -1 | 0.28511 | 50 | 50 |  |  | -1.0915 | 50 | -0.28511 | -14.2557 | 0.29361 | 0.30814 |  |  |  |  | 76 | 0.014351
3107 | STRYKER_1G | 1 | North | YES | -0.02179 | 145.6 | 45 | 182 | 0 | 1.029 | GST | -1 | 0.28507 | 182 | 182 |  |  | -3.9658 | 182 | -0.28507 | -51.8836 | 0.29787 | 0.31252 |  |  |  |  | 77 | 0.014499
3108 | STRYKER_2G | 2 | North | YES | -0.02179 | 484 | 75 | 484 | 0 | 1.029 | GST | -1 | 0.28507 | 484 | 484 |  |  | -10.5464 | 484 | -0.28507 | -137.9761 | 0.30919 | 0.32417 |  |  |  |  | 78 | 0.014499
12322 | ENNSTRAC_1G | 1 | North | YES | -0.021341 | 196 | 130 | 196 | 0 | 1.036 | CC | -1 | 0.28463 | 196 | 196 |  |  | -4.1828 | 196 | -0.28463 | -55.7866 | 0.31377 | 0.32888 |  |  |  |  | 79 | 0.014533
12323 | ENNSTRAC_2G | 2 | North | YES | -0.021341 | 116 | 100 | 116 | 0 | 1.036 | CC | -1 | 0.28463 | 116 | 116 |  |  | -2.4756 | 116 | -0.28463 | -33.0166 | 0.31649 | 0.33166 |  |  |  |  | 80 | 0.014655
1600 | BARTNWND_1G | 1 | North | YES | -0.021197 | 12 | 0 | 120 | 0 | 1.022 | Wind | -1 | 0.28448 | 0 | 120 |  |  | 0 | 0 | -0.28448 | 0 | 0.31649 | 0.33166 |  |  |  |  | 81 | 0.014979
1937 | MDLTHELP_5G | 5 | North | YES | -0.021037 | 224 | 74 | 224 | 0 | 1 | CC | -1 | 0.28432 | 224 | 224 |  |  | -4.7123 | 224 | -0.28432 | -63.688 | 0.32173 | 0.33704 |  |  |  |  | 82 | 0.015103
1938 | MDLTHELP_6G | 6 | North | YES | -0.021037 | 226 | 74 | 226 | 0 | 1 | CC | -1 | 0.28432 | 226 | 226 |  |  | -4.7544 | 226 | -0.28432 | -64.2567 | 0.32702 | 0.34247 |  |  |  |  | 83 | 0.015177
1943 | MDLTHELP_3G | 3 | North | YES | -0.021037 | 212 | 74 | 212 | 0 | 1 | CC | -1 | 0.28432 | 212 | 212 |  |  | -4.4598 | 212 | -0.28432 | -60.2762 | 0.33197 | 0.34755 |  |  |  |  | 84 | 0.015177
1944 | MDLTHELP_4G | 4 | North | YES | -0.021037 | 211 | 74 | 211 | 0 | 1 | CC | -1 | 0.28432 | 211 | 211 |  |  | -4.4388 | 211 | -0.28432 | -59.9918 | 0.33691 | 0.35262 |  |  |  |  | 85 | 0.015313
3126 | TRINIDAD_6G | 1 | North | YES | -0.020965 | 179.2 | 46 | 224 | 0 | 1 | GST | -1 | 0.28425 | 224 | 224 |  |  | -4.6962 | 224 | -0.28425 | -63.6719 | 0.34215 | 0.35799 |  |  |  |  | 86 | 0.01545
1889 | DECRDOVA_1G | 1 | North | YES | -0.020211 | 779 | 255 | 779 | 0 | 1.02 | GSC | -1 | 0.2835 | 779 | 779 |  |  | -15.7444 | 779 | -0.2835 | -220.843 | 0.36038 | 0.37664 |  |  |  |  | 87 | 0.015578
13134 | CALFREST_4G | 4 | North | YES | -0.020011 | 151.5 | 40 | 151.5 | 0 | 1.031 | CC | -1 | 0.2833 | 151.5 | 151.5 |  |  | -3.0317 | 151.5 | -0.2833 | -42.9193 | 0.36392 | 0.38026 |  |  |  |  | 88 | 0.015707
13135 | CALFREST_5G | 5 | North | YES | -0.020011 | 152.3 | 57 | 152.3 | 0 | 1.031 | CC | -1 | 0.2833 | 152.3 | 152.3 |  |  | -3.0477 | 152.3 | -0.2833 | -43.1459 | 0.36748 | 0.3839 |  |  |  |  | 89 | 0.015841
13136 | CALFREST_6G | 6 | North | YES | -0.020011 | 177.5 | 40 | 177.5 | 0 | 1.031 | CC | -1 | 0.2833 | 177.5 | 177.5 |  |  | -3.552 | 177.5 | -0.2833 | -50.285 | 0.37164 | 0.38815 |  |  |  |  | 90 | 0.01626
13131 | CALFREST_1G | 1 | North | YES | -0.019932 | 150.7 | 40 | 150.7 | 0 | 1.031 | CC | -1 | 0.28322 | 150.7 | 150.7 |  |  | -3.0038 | 150.7 | -0.28322 | -42.6807 | 0.37516 | 0.39175 |  |  |  |  | 91 | 0.016338
13132 | CALFREST_2G | 2 | North | YES | -0.019932 | 151 | 57 | 151 | 0 | 1.031 | CC | -1 | 0.28322 | 151 | 151 |  |  | -3.0097 | 151 | -0.28322 | -42.7657 | 0.37869 | 0.39536 |  |  |  |  | 92 | 0.016418
13133 | CALFREST_3G | 3 | North | YES | -0.019932 | 177.4 | 40 | 177.4 | 0 | 1.031 | CC | -1 | 0.28322 | 177.4 | 177.4 |  |  | -3.5359 | 177.4 | -0.28322 | -50.2426 | 0.38284 | 0.3996 |  |  |  |  | 93 | 0.01651
3381 | BBRN_1G | 1 | North | YES | -0.019574 | 618 | 225 | 618 | 0 | 1.03 | LIGCO | -1 | 0.28286 | 0 | 618 |  |  | 0 | 0 | -0.28286 | 0 | 0.38284 | 0.3996 |  |  |  |  | 94 | 0.016587
3382 | BBRN_2G | 2 | North | YES | -0.019574 | 589 | 225 | 589 | 0 | 1.03 | LIGCO | -1 | 0.28286 | 0 | 589 |  |  | 0 | 0 | -0.28286 | 0 | 0.38284 | 0.3996 |  |  |  |  | 95 | 0.016665
503 | NTHTEXAS01 | 1 | North | YES | -0.019076 | 0 | 5 | 18 |  | 1.015 | GST | -1 | 0.28236 | 18 | 18 |  |  | -0.34337 | 18 | -0.28236 | -5.0825 | 0.38326 | 0.40003 |  |  |  |  | 96 | 0.016756
504 | NTHTEXAS02 | 2 | North | YES | -0.019076 | 14.4 | 5 | 18 |  | 1.015 | GST | -1 | 0.28236 | 18 | 18 |  |  | -0.34337 | 18 | -0.28236 | -5.0825 | 0.38369 | 0.40046 |  |  |  |  | 97 | 0.016756
505 | NTHTEXAS03 | 3 | North | YES | -0.019076 | 30.4 | 15 | 38 |  | 1.015 | GST | -1 | 0.28236 | 38 | 38 |  |  | -0.72489 | 38 | -0.28236 | -10.7297 | 0.38457 | 0.40136 |  |  |  |  | 98 | 0.016756
1479 | WFCOGEN_1G | 1 | North | YES | -0.018976 | 16 | 12 | 20 | 0 | 1 | Cogen | -1 | 0.28226 | 0 | 0 |  |  | 0 | 0 | -0.28226 | 0 | 0.38457 | 0.40136 |  |  |  |  | 99 | 0.016764
1479 | WFCOGEN_1G | 2 | North | YES | -0.018976 | 16 | 12 | 20 | 0 | 1 | Cogen | -1 | 0.28226 | 0 | 0 |  |  | 0 | 0 | -0.28226 | 0 | 0.38457 | 0.40136 |  |  |  |  | 100 | 0.016772
1482 | WFCOGEN_2G | 1 | North | YES | -0.018976 | 16 | 12 | 20 | 0 | 1 | Cogen | -1 | 0.28226 | 0 | 0 |  |  | 0 | 0 | -0.28226 | 0 | 0.38457 | 0.40136 |  |  |  |  | 101 | 0.016789
1482 | WFCOGEN_2G | 2 | North | YES | -0.018976 | 13.6 | 12 | 17 | 0 | 1 | Cogen | -1 | 0.28226 | 0 | 0 |  |  | 0 | 0 | -0.28226 | 0 | 0.38457 | 0.40136 |  |  |  |  | 102 | 0.016789
48721 | LEG_1___1 | 1 | North | YES | -0.017367 | 827 | 357 | 827 | 0 | 1.0348 | LIGCO | -1 | 0.28065 | 0 | 827 |  |  | 0 | 0 | -0.28065 | 0 | 0.38457 | 0.40136 |  |  |  |  | 103 | 0.016789
48722 | LEG_2___2 | 2 | North | YES | -0.017367 | 819 | 357 | 819 | 0 | 1.0348 | LIGCO | -1 | 0.28065 | 0 | 819 |  |  | 0 | 0 | -0.28065 | 0 | 0.38457 | 0.40136 |  |  |  |  | 104 | 0.016789
1892 | DECRDOVA_2G | A | North | YES | -0.016578 | 65 | 65 | 70 | 0 | 1.025 | GGT | -1 | 0.27986 | 70 | 70 |  |  | -1.1605 | 70 | -0.27986 | -19.5904 | 0.38621 | 0.40302 |  |  |  |  | 105 | 0.016789
1893 | DECRDOVA_3G | B | North | YES | -0.016578 | 65 | 65 | 69 | 0 | 1.025 | GGT | -1 | 0.27986 | 69 | 69 |  |  | -1.1439 | 69 | -0.27986 | -19.3105 | 0.38783 | 0.40465 |  |  |  |  | 106 | 0.016789
1894 | DECRDOVA_4G | C | North | YES | -0.016578 | 65 | 65 | 69 | 0 | 1.025 | GGT | -1 | 0.27986 | 69 | 69 |  |  | -1.1439 | 69 | -0.27986 | -19.3105 | 0.38944 | 0.40628 |  |  |  |  | 107 | 0.016789
1895 | DECRDOVA_5G | D | North | YES | -0.016578 | 65 | 65 | 68 | 0 | 1.025 | GGT | -1 | 0.27986 | 68 | 68 |  |  | -1.1273 | 68 | -0.27986 | -19.0307 | 0.39103 | 0.40788 |  |  |  |  | 108 | 0.016805
39960 | TNTNPONE_18 | 1 | North | YES | -0.016572 | 152.3 | 30 | 152.3 |  | 1.04 | LIGCO | -1 | 0.27986 | 0 | 152.3 |  |  | 0 | 0 | -0.27986 | 0 | 0.39103 | 0.40788 |  |  |  |  | 109 | 0.016821
39970 | TNTNPONE_28 | 1 | North | YES | -0.016572 | 153 | 30 | 153 |  | 1.04 | LIGCO | -1 | 0.27986 | 0 | 153 |  |  | 0 | 0 | -0.27986 | 0 | 0.39103 | 0.40788 |  |  |  |  | 110 | 0.016837
366 | JNSNCNTY802 | 1 | North | YES | -0.016489 | 168 | 20 | 168 | 0 | 1.02 | Cogen | -1 | 0.27977 | 0 | 0 |  |  | 0 | 0 | -0.27977 | 0 | 0.39103 | 0.40788 |  |  |  |  | 111 | 0.016852
367 | JNSNCNTY802 | 2 | North | YES | -0.016489 | 90 | 20 | 90 | 0 | 1.02 | Cogen | -1 | 0.27977 | 0 | 0 |  |  | 0 | 0 | -0.27977 | 0 | 0.39103 | 0.40788 |  |  |  |  | 112 | 0.016852
1877 | WLFHOLW_1G | 1 | North | YES | -0.015099 | 217.3 | 89.2 | 217.3 | 0 | 1.032 | CC | -1 | 0.27838 | 217.3 | 217.3 |  |  | -3.281 | 217.3 | -0.27838 | -60.4927 | 0.39611 | 0.41299 |  |  |  |  | 113 | 0.016852
1878 | WLFHOLW_2G | 2 | North | YES | -0.015099 | 215.7 | 105 | 215.7 | 0 | 1.032 | CC | -1 | 0.27838 | 215.7 | 215.7 |  |  | -3.2569 | 215.7 | -0.27838 | -60.0473 | 0.40116 | 0.41806 |  |  |  |  | 114 | 0.016852
1879 | WLFHOLW_3G | 3 | North | YES | -0.015099 | 272.4 | 89.2 | 272.4 | 0 | 1.032 | CC | -1 | 0.27838 | 272.4 | 272.4 |  |  | -4.113 | 272.4 | -0.27838 | -75.8317 | 0.40753 | 0.42446 |  |  |  |  | 115 | 0.016852
3403 | THOUSE_1G | 1 | North | YES | -0.014724 | 563 | 200 | 563 | 0 | 1.012 | GSC | -1 | 0.27801 | 563 | 563 |  |  | -8.2896 | 563 | -0.27801 | -156.5188 | 0.4207 | 0.43767 |  |  |  |  | 116 | 0.016875
3404 | THOUSE_2G | 2 | North | YES | -0.014724 | 807 | 250 | 807 | 0 | 1.012 | GSC | -1 | 0.27801 | 807 | 807 |  |  | -11.8823 | 807 | -0.27801 | -224.3529 | 0.43958 | 0.45661 |  |  |  |  | 117 | 0.016898
990 | GIBN_CREK_G1 | 1 | North | YES | -0.014587 | 463 | 200 | 463 | 0 | 1.0275 | LIGCO | -1 | 0.27787 | 0 | 463 |  |  | 0 | 0 | -0.27787 | 0 | 0.43958 | 0.45661 |  |  |  |  | 118 | 0.016927
32798 | BRYN_TAMUGEN | 1 | North | YES | -0.014561 | 32 | 0 | 32 |  | 1.02 | GST | -1 | 0.27785 | 32 | 32 |  |  | -0.46595 | 32 | -0.27785 | -8.8911 | 0.44033 | 0.45736 |  |  |  |  | 119 | 0.016969
32886 | BRYN_ATKINS3 | MB | North | YES | -0.014541 | 0 | 5 | 12 |  | 1 | GST | -1 | 0.27783 | 0 | 0 |  |  | 0 | 0 | -0.27783 | 0 | 0.44033 | 0.45736 |  |  |  |  | 120 | 0.017028
32887 | BRYN_ATKINS6 | MB | North | YES | -0.014541 | 0 | 12 | 51 |  | 1.028 | GST | -1 | 0.27783 | 0 | 0 |  |  | 0 | 0 | -0.27783 | 0 | 0.44033 | 0.45736 |  |  |  |  | 121 | 0.017028
32888 | BRYN_ATKINS7 | 1 | North | YES | -0.014541 | 13.6 | 4 | 17 |  | 1.028 | GGT | -1 | 0.27783 | 17 | 17 |  |  | -0.2472 | 17 | -0.27783 | -4.723 | 0.44073 | 0.45776 |  |  |  |  | 122 | 0.01703
32890 | BRYN_ATKINS4 | MB | North | YES | -0.014541 | 0 | 5 | 22 |  | 1.031 | GST | -1 | 0.27783 | 0 | 0 |  |  | 0 | 0 | -0.27783 | 0 | 0.44073 | 0.45776 |  |  |  |  | 123 | 0.01703
32891 | BRYN_ATKINS5 | MB | North | YES | -0.014541 | 0 | 5 | 25 |  | 1.031 | GST | -1 | 0.27783 | 0 | 0 |  |  | 0 | 0 | -0.27783 | 0 | 0.44073 | 0.45776 |  |  |  |  | 124 | 0.01703
32883 | BRYN_DNSBY3 | 1 | North | YES | -0.014488 | 0 | 2 | 48 |  | 1.015 | GST | -1 | 0.27777 | 48 | 48 |  |  | -0.69542 | 48 | -0.27777 | -13.3331 | 0.44185 | 0.45889 |  |  |  |  | 125 | 0.017031
32884 | BRYN_DNSBY13 | 1 | North | YES | -0.014488 | 46 | 2 | 46 | 0 | 1.015 | GST | -1 | 0.27777 | 46 | 46 |  |  | -0.66645 | 46 | -0.27777 | -12.7775 | 0.44293 | 0.45997 |  |  |  |  | 126 | 0.017031
32892 | BRYN_DNSBY14 | 1 | North | YES | -0.014488 | 84 | 25 | 105 | 0 | 1.035 | GST | -1 | 0.27777 | 105 | 105 |  |  | -1.5212 | 105 | -0.27777 | -29.1661 | 0.44539 | 0.46243 |  |  |  |  | 127 | 0.017031
48671 | FTR_GT1_5105 | 1 | North | YES | -0.013975 | 154.2 | 0 | 154.2 | 0 | 1.0319 | CC | -1 | 0.27726 | 154.2 | 154.2 |  |  | -2.1549 | 154.2 | -0.27726 | -42.7534 | 0.44899 | 0.46604 |  |  |  |  | 128 | 0.017034
48672 | FTR_GT2_5110 | 2 | North | YES | -0.013975 | 159 | 0 | 159 | 0 | 1.0319 | CC | -1 | 0.27726 | 159 | 159 |  |  | -2.222 | 159 | -0.27726 | -44.0843 | 0.45271 | 0.46976 |  |  |  |  | 129 | 0.017036
48673 | FTR_GT3_5085 | 3 | North | YES | -0.013975 | 158 | 0 | 158 | 0 | 1.0319 | CC | -1 | 0.27726 | 158 | 158 |  |  | -2.2081 | 158 | -0.27726 | -43.807 | 0.45641 | 0.47346 |  |  |  |  | 130 | 0.017042
48674 | FTR_CN4_5095 | 4 | North | YES | -0.013975 | 380 | 0 | 380 | 0 | 1.0319 | CC | -1 | 0.27726 | 380 | 380 |  |  | -5.3105 | 380 | -0.27726 | -105.3586 | 0.4653 | 0.48235 |  |  |  |  | 131 | 0.017044
3416 | LAKE_CRK1_G | 1 | North | YES | -0.013882 | 60 | 33 | 75 |  | 1.029 | GST | -1 | 0.27717 | 75 | 75 |  |  | -1.0412 | 75 | -0.27717 | -20.7875 | 0.46705 | 0.4841 |  |  |  |  | 132 | 0.017046
3417 | LAKE_CRK2_G | 2 | North | YES | -0.013882 | 177.6 | 40 | 222 | 0 | 1.029 | GST | -1 | 0.27717 | 222 | 222 |  |  | -3.0818 | 222 | -0.27717 | -61.531 | 0.47225 | 0.4893 |  |  |  |  | 133 | 0.017047
1898 | COMCHEPK_1G | 1 | North | YES | -0.013746 | 1217 | 1150 | 1217 | 0 | 1.032 | Nuc | -1 | 0.27703 | 0 | 0 |  |  | 0 | 0 | -0.27703 | 0 | 0.47225 | 0.4893 |  |  |  |  | 134 | 0.017051
1899 | COMCHEPK_2G | 2 | North | YES | -0.013746 | 1159 | 1128 | 1159 | 0 | 1.032 | Nuc | -1 | 0.27703 | 0 | 0 |  |  | 0 | 0 | -0.27703 | 0 | 0.47225 | 0.4893 |  |  |  |  | 135 | 0.017052
238 | BOSQUESW505 | 1 | North | YES | -0.0136 | 255 | 0 | 255 | 0 | 1.02 | CC | -1 | 0.27688 | 255 | 255 |  |  | -3.468 | 255 | -0.27688 | -70.6056 | 0.47821 | 0.49526 |  |  |  |  | 136 | 0.017052
239 | BOSQUESW502 | 1 | North | YES | -0.0136 | 119.2 | 0 | 149 | 0 | 1.02 | GGT | -1 | 0.27688 | 149 | 149 |  |  | -2.0264 | 149 | -0.27688 | -41.2558 | 0.4817 | 0.49874 |  |  |  |  | 137 | 0.017052
247 | BOSQUESW501 | 2 | North | YES | -0.0136 | 124.8 | 0 | 156 | 0 | 1.02 | GGT | -1 | 0.27688 | 156 | 156 |  |  | -2.1216 | 156 | -0.27688 | -43.194 | 0.48535 | 0.50239 |  |  |  |  | 138 | 0.017052
344 | MRSSHPRD | 1 | North | YES | -0.013082 | 0 | 0 | 12 |  | 1.03 | Hydro | -1 | 0.27637 | 0 | 0 |  |  | 0 | 0 | -0.27637 | 0 | 0.48535 | 0.50239 |  |  |  |  | 139 | 0.017047
345 | MRSSHPRD01 | 2 | North | YES | -0.013082 | 0 | 0 | 12 |  | 1.03 | Hydro | -1 | 0.27637 | 0 | 0 |  |  | 0 | 0 | -0.27637 | 0 | 0.48535 | 0.50239 |  |  |  |  | 140 | 0.017044
244 | WHITNYDM01 | 1 | North | YES | -0.012516 | 15 | 0 | 15 | 0 | 1.035 | Hydro | -1 | 0.2758 | 0 | 0 |  |  | 0 | 0 | -0.2758 | 0 | 0.48535 | 0.50239 |  |  |  |  | 141 | 0.017041
245 | WHITNYDM02 | 2 | North | YES | -0.012516 | 15 | 0 | 15 | 0 | 1.035 | Hydro | -1 | 0.2758 | 0 | 0 |  |  | 0 | 0 | -0.2758 | 0 | 0.48535 | 0.50239 |  |  |  |  | 142 | 0.017041
251 | BOSQUESW803 | 2 | North | YES | -0.011961 | 150 | 0 | 150 | 0 | 1.032 | CC | -1 | 0.27525 | 150 | 150 |  |  | -1.7941 | 150 | -0.27525 | -41.2868 | 0.48886 | 0.50587 |  |  |  |  | 143 | 0.017041
253 | BOSQUESW804 | 2 | North | YES | -0.011961 | 80 | 0 | 80 | 0 | 1.032 | CC | -1 | 0.27525 | 80 | 80 |  |  | -0.95688 | 80 | -0.27525 | -22.0196 | 0.49073 | 0.50773 |  |  |  |  | 144 | 0.017041
48591 | CHE_GT2_5030 | 2 | Houston | YES | -0.011024 | 173 | 50 | 173 | 0 | 1.029 | Cogen | -1 | 0.27431 | 0 | 0 |  |  |  |  | -0.27431 | 0 | 0.49073 | 0.50773 |  |  |  |  | 145 | 0.017041
48811 | CVC_GT3_5045 | 3 | Houston | YES | -0.011024 | 156 | 91.8 | 156 | 0 | 1.029 | Cogen | -1 | 0.27431 | 0 | 0 |  |  |  |  | -0.27431 | 0 | 0.49073 | 0.50773 |  |  |  |  | 146 | 0.017017
48812 | CVC_GT2_5020 | 2 | Houston | YES | -0.011024 | 158 | 91.8 | 158 | 0 | 1.029 | Cogen | -1 | 0.27431 | 0 | 0 |  |  |  |  | -0.27431 | 0 | 0.49073 | 0.50773 |  |  |  |  | 147 | 0.017004
48813 | CVC_GT1_5035 | 1 | Houston | YES | -0.011024 | 160 | 91.8 | 160 | 0 | 1.029 | Cogen | -1 | 0.27431 | 0 | 0 |  |  |  |  | -0.27431 | 0 | 0.49073 | 0.50773 |  |  |  |  | 148 | 0.017004
48814 | CVC_ST5_5040 | 1 | Houston | YES | -0.011024 | 162 | 91.8 | 162 | 0 | 1.029 | Cogen | -1 | 0.27431 | 0 | 0 |  |  |  |  | -0.27431 | 0 | 0.49073 | 0.50773 |  |  |  |  | 149 | 0.017004
48885 | THW_5152 | A | Houston | YES | -0.010696 | 46.4 | 5 | 58 |  | 1.0319 | GGT | -1 | 0.27398 | 58 | 58 |  |  |  |  | -0.27398 | -15.8909 | 0.49208 | 0.50907 |  |  |  |  | 150 | 0.017004
48885 | THW_5152 | B | Houston | YES | -0.010696 | 47.2 | 5 | 59 |  | 1.0319 | GGT | -1 | 0.27398 | 59 | 59 |  |  |  |  | -0.27398 | -16.1649 | 0.49346 | 0.51044 |  |  |  |  | 151 | 0.017004
48886 | THW_5354 | C | Houston | YES | -0.010696 | 45.6 | 5 | 57 |  | 1.0319 | GGT | -1 | 0.27398 | 57 | 57 |  |  |  |  | -0.27398 | -15.6169 | 0.4948 | 0.51176 |  |  |  |  | 152 | 0.017004
48886 | THW_5354 | D | Houston | YES | -0.010696 | 46.4 | 5 | 58 |  | 1.0319 | GGT | -1 | 0.27398 | 58 | 58 |  |  |  |  | -0.27398 | -15.8909 | 0.49616 | 0.5131 |  |  |  |  | 153 | 0.016988
48887 | THW_5556 | E | Houston | YES | -0.010696 | 47.2 | 5 | 59 |  | 1.0319 | GGT | -1 | 0.27398 | 59 | 59 |  |  |  |  | -0.27398 | -16.1649 | 0.49754 | 0.51446 |  |  |  |  | 154 | 0.016973
48887 | THW_5556 | F | Houston | YES | -0.010696 | 45.6 | 5 | 57 |  | 1.0319 | GGT | -1 | 0.27398 | 57 | 57 |  |  |  |  | -0.27398 | -15.6169 | 0.49887 | 0.51578 |  |  |  |  | 155 | 0.016958
48690 | GBY_GN5_5 | 5 | Houston | YES | -0.010669 | 318.4 | 81 | 398 |  | 1.0362 | GSC | -1 | 0.27395 | 398 | 398 |  |  |  |  | -0.27395 | -109.0335 | 0.50818 | 0.52498 |  |  |  |  | 156 | 0.016942
48595 | BTE_GT2_8075 | 1 | Houston | YES | -0.010646 | 162.8 | 130 | 162.8 | 0 | 1.0261 | CC | -1 | 0.27393 | 162.8 | 162.8 |  |  |  |  | -0.27393 | -44.5959 | 0.51199 | 0.52875 |  |  |  |  | 157 | 0.016927
48596 | BTE_GT3_8045 | 2 | Houston | YES | -0.010646 | 161.4 | 130 | 161.4 | 0 | 1.0261 | CC | -1 | 0.27393 | 161.4 | 161.4 |  |  |  |  | -0.27393 | -44.2124 | 0.51576 | 0.53248 |  |  |  |  | 158 | 0.016911
48597 | BTE_GT4_8055 | 3 | Houston | YES | -0.010646 | 158.9 | 130 | 158.9 | 0 | 1.0261 | CC | -1 | 0.27393 | 158.9 | 158.9 |  |  |  |  | -0.27393 | -43.5276 | 0.51948 | 0.53616 |  |  |  |  | 159 | 0.016805
48598 | BTE_ST1_8070 | 4 | Houston | YES | -0.010646 | 269.2 | 60 | 269.2 | 0 | 1.0261 | CC | -1 | 0.27393 | 269.2 | 269.2 |  |  |  |  | -0.27393 | -73.7421 | 0.52578 | 0.54238 |  |  |  |  | 160 | 0.016761
48583 | CBY_GT4_1 | 1 | Houston | YES | -0.010591 | 172 | 0 | 172 | 0 | 1.027 | GSC | -1 | 0.27388 | 172 | 172 |  |  |  |  | -0.27388 | -47.1066 | 0.5298 | 0.54636 |  |  |  |  | 161 | 0.016717
48584 | CBY_GT4_2 | 2 | Houston | YES | -0.010591 | 172 | 0 | 172 | 0 | 1.027 | CC | -1 | 0.27388 | 172 | 172 |  |  |  |  | -0.27388 | -47.1066 | 0.53383 | 0.55033 |  |  |  |  | 162 | 0.016674
48585 | CBY_ST4_1 | 3 | Houston | YES | -0.010591 | 172 | 0 | 172 | 0 | 1.027 | CC | -1 | 0.27388 | 172 | 172 |  |  |  |  | -0.27388 | -47.1066 | 0.53785 | 0.55431 |  |  |  |  | 163 | 0.016601
48815 | CVC_GT4_8005 | 4 | Houston | YES | -0.010587 | 165 | 91.8 | 165 |  | 1.0362 | Cogen | -1 | 0.27387 | 0 | 0 |  |  |  |  | -0.27387 | 0 | 0.53785 | 0.55431 |  |  |  |  | 164 | 0.016554
48791 | PSA_GT1_8160 | 1 | Houston | YES | -0.010569 | 52 | 20.8 | 65 | 0 | 1.0362 | Cogen | -1 | 0.27385 | 0 | 0 |  |  |  |  | -0.27385 | 0 | 0.53785 | 0.55431 |  |  |  |  | 165 | 0.016507
48792 | PSA_GT2_8155 | 2 | Houston | YES | -0.010569 | 52.8 | 20.3 | 66 | 0 | 1.0362 | Cogen | -1 | 0.27385 | 0 | 0 |  |  |  |  | -0.27385 | 0 | 0.53785 | 0.55431 |  |  |  |  | 166 | 0.016459
48793 | PSA_GT3_8150 | 3 | Houston | YES | -0.010569 | 56 | 20.3 | 70 | 0 | 1.0362 | Cogen | -1 | 0.27385 | 0 | 0 |  |  |  |  | -0.27385 | 0 | 0.53785 | 0.55431 |  |  |  |  | 167 | 0.016459
48794 | PSA_GT4_8145 | 4 | Houston | YES | -0.010569 | 52.8 | 20.3 | 66 | 0 | 1.0362 | Cogen | -1 | 0.27385 | 0 | 0 |  |  |  |  | -0.27385 | 0 | 0.53785 | 0.55431 |  |  |  |  | 168 | 0.016459
48795 | PSA_GT5_8140 | 5 | Houston | YES | -0.010569 | 51.2 | 20.3 | 64 | 0 | 1.0362 | Cogen | -1 | 0.27385 | 0 | 0 |  |  |  |  | -0.27385 | 0 | 0.53785 | 0.55431 |  |  |  |  | 169 | 0.016459
48796 | PSA_GN1_8165 | 1 | Houston | YES | -0.010569 | 83.2 | 43.1 | 104 | 0 | 1.0362 | Cogen | -1 | 0.27385 | 0 | 0 |  |  |  |  | -0.27385 | 0 | 0.53785 | 0.55431 |  |  |  |  | 170 | 0.016459
48797 | PSA_GT6_8135 | 6 | Houston | YES | -0.010569 | 47.2 | 34.5 | 59 | 0 | 1.0362 | Cogen | -1 | 0.27385 | 0 | 0 |  |  |  |  | -0.27385 | 0 | 0.53785 | 0.55431 |  |  |  |  | 171 | 0.016459
48581 | CBY_GN1_1 | 1 | Houston | YES | -0.010564 | 595.2 | 108 | 744 | 0 | 1.0435 | GSC | -1 | 0.27385 | 744 | 744 |  |  |  |  | -0.27385 | -203.7433 | 0.55526 | 0.57151 |  |  |  |  | 172 | 0.016459
48651 | EP_1_2 | 1 | Houston | YES | -0.010564 | 4 | 0 | 5 | 0 | 1.0362 | Cogen | -1 | 0.27385 | 0 | 0 |  |  |  |  | -0.27385 | 0 | 0.55526 | 0.57151 |  |  |  |  | 173 | 0.016459
48651 | EP_1_2 | 2 | Houston | YES | -0.010564 | 17.7 | 10 | 21 | 0 | 1.0362 | Cogen | -1 | 0.27385 | 0 | 0 |  |  |  |  | -0.27385 | 0 | 0.55526 | 0.57151 |  |  |  |  | 174 | 0.016459
48940 | WARVUE_GT1 | G1 | Houston | YES | -0.010564 | 15 | 0 | 15 |  | 1.021 | Cogen | -1 | 0.27385 | 0 | 0 |  |  |  |  | -0.27385 | 0 | 0.55526 | 0.57151 |  |  |  |  | 175 | 0.016253
48883 | THW_GT1_GT_1 | B2 | Houston | YES | -0.010535 | 0 | 0 | 12 |  | 1.043 | GGT | -1 | 0.27382 | 12 | 12 |  |  |  |  | -0.27382 | -3.2858 | 0.55554 | 0.57179 |  |  |  |  | 176 | 0.016253
49803 | EXN_15GT | 1 | Houston | YES | -0.010531 | 33 | 8.3 | 34 |  | 1.0326 | Cogen | -1 | 0.27382 | 0 | 0 |  |  |  |  | -0.27382 | 0 | 0.55554 | 0.57179 |  |  |  |  | 177 | 0.016253
49804 | EXN_16GT | 2 | Houston | YES | -0.010531 | 32 | 8.3 | 34.7 |  | 1.0326 | Cogen | -1 | 0.27382 | 0 | 0 |  |  |  |  | -0.27382 | 0 | 0.55554 | 0.57179 |  |  |  |  | 178 | 0.016253
49805 | EXN_17GT | 3 | Houston | YES | -0.010531 | 31 | 8.3 | 32.7 |  | 1.0326 | Cogen | -1 | 0.27382 | 0 | 0 |  |  |  |  | -0.27382 | 0 | 0.55554 | 0.57179 |  |  |  |  | 179 | 0.01625
49826 | EXN938GT | 5 | Houston | YES | -0.010531 | 43 | 9.2 | 45.9 |  | 1.0326 | Cogen | -1 | 0.27382 | 0 | 0 |  |  |  |  | -0.27382 | 0 | 0.55554 | 0.57179 |  |  |  |  | 180 | 0.01625
49828 | EXN941GT | 10 | Houston | YES | -0.010531 | 17.7 | 5.4 | 17.7 | 0 | 1.0326 | Cogen | -1 | 0.27382 | 0 | 0 |  |  |  |  | -0.27382 | 0 | 0.55554 | 0.57179 |  |  |  |  | 181 | 0.01625
49829 | EXN942GT | 11 | Houston | YES | -0.010531 | 20 | 5.4 | 20.4 | 0 | 1.0326 | Cogen | -1 | 0.27382 | 0 | 0 |  |  |  |  | -0.27382 | 0 | 0.55554 | 0.57179 |  |  |  |  | 182 | 0.01625
49830 | EXN943GT | 12 | Houston | YES | -0.010531 | 19 | 5.4 | 19.9 | 0 | 1.0326 | Cogen | -1 | 0.27382 | 0 | 0 |  |  |  |  | -0.27382 | 0 | 0.55554 | 0.57179 |  |  |  |  | 183 | 0.01625
49831 | EXN944GT | 13 | Houston | YES | -0.010531 | 33 | 5.4 | 35 | 0 | 1.0326 | Cogen | -1 | 0.27382 | 0 | 0 |  |  |  |  | -0.27382 | 0 | 0.55554 | 0.57179 |  |  |  |  | 184 | 0.01625
49832 | EXN945GT | 9 | Houston | YES | -0.010531 | 18.5 | 9.2 | 18.5 |  | 1.0326 | Cogen | -1 | 0.27382 | 0 | 0 |  |  |  |  | -0.27382 | 0 | 0.55554 | 0.57179 |  |  |  |  | 185 | 0.01625
49837 | EXN_GT | 4 | Houston | YES | -0.010531 | 81 | 21.3 | 85.4 |  | 1.0326 | Cogen | -1 | 0.27382 | 0 | 0 |  |  |  |  | -0.27382 | 0 | 0.55554 | 0.57179 |  |  |  |  | 186 | 0.01625
49838 | EXN_14GT | 14 | Houston | YES | -0.010531 | 140 | 0 | 148 |  | 1.0326 | Cogen | -1 | 0.27382 | 0 | 0 |  |  |  |  | -0.27382 | 0 | 0.55554 | 0.57179 |  |  |  |  | 187 | 0.01625
48582 | CBY_GN2_2 | 2 | Houston | YES | -0.010498 | 596.8 | 110 | 746 | 0 | 1.0435 | GSC | -1 | 0.27378 | 746 | 746 |  |  |  |  | -0.27378 | -204.2418 | 0.57299 | 0.58903 |  |  |  |  | 188 | 0.01625
48873 | THW_ST3_ST_3 | 3 | Houston | YES | -0.010464 | 107 | 19 | 107 | 0 | 1.0435 | CC | -1 | 0.27375 | 107 | 107 |  |  |  |  | -0.27375 | -29.2911 | 0.57549 | 0.5915 |  |  |  |  | 189 | 0.01625
48874 | THW_ST4_ST_4 | 4 | Houston | YES | -0.010464 | 108 | 19 | 108 | 0 | 1.0435 | CC | -1 | 0.27375 | 108 | 108 |  |  |  |  | -0.27375 | -29.5648 | 0.57802 | 0.594 |  |  |  |  | 190 | 0.01625
48875 | THW_3132 | A | Houston | YES | -0.010464 | 55 | 5 | 55 | 0 | 1.0435 | CC | -1 | 0.27375 | 55 | 55 |  |  |  |  | -0.27375 | -15.0562 | 0.57931 | 0.59527 |  |  |  |  | 191 | 0.016039
48875 | THW_3132 | B | Houston | YES | -0.010464 | 53 | 5 | 53 | 0 | 1.0435 | CC | -1 | 0.27375 | 53 | 53 |  |  |  |  | -0.27375 | -14.5087 | 0.58054 | 0.59649 |  |  |  |  | 192 | 0.016009
48877 | THW_3334 | C | Houston | YES | -0.010464 | 55 | 5 | 55 | 0 | 1.0435 | CC | -1 | 0.27375 | 55 | 55 |  |  |  |  | -0.27375 | -15.0562 | 0.58183 | 0.59776 |  |  |  |  | 193 | 0.015978
48877 | THW_3334 | D | Houston | YES | -0.010464 | 57 | 5 | 57 | 0 | 1.0435 | CC | -1 | 0.27375 | 57 | 57 |  |  |  |  | -0.27375 | -15.6037 | 0.58317 | 0.59908 |  |  |  |  | 194 | 0.015962
48879 | THW_4142 | E | Houston | YES | -0.010464 | 56 | 5 | 56 | 0 | 1.0435 | CC | -1 | 0.27375 | 56 | 56 |  |  |  |  | -0.27375 | -15.3299 | 0.58448 | 0.60037 |  |  |  |  | 195 | 0.015947
48879 | THW_4142 | F | Houston | YES | -0.010464 | 55 | 5 | 55 | 0 | 1.0435 | CC | -1 | 0.27375 | 55 | 55 |  |  |  |  | -0.27375 | -15.0562 | 0.58576 | 0.60164 |  |  |  |  | 196 | 0.015931
48881 | THW_4344 | G | Houston | YES | -0.010464 | 58 | 5 | 58 | 0 | 1.0435 | CC | -1 | 0.27375 | 58 | 58 |  |  |  |  | -0.27375 | -15.8774 | 0.58712 | 0.60299 |  |  |  |  | 197 | 0.015915
48881 | THW_4344 | H | Houston | YES | -0.010464 | 58 | 5 | 58 | 0 | 1.0435 | CC | -1 | 0.27375 | 58 | 58 |  |  |  |  | -0.27375 | -15.8774 | 0.58848 | 0.60433 |  |  |  |  | 198 | 0.015899
48593 | CHE_GT1_8015 | 1 | Houston | YES | -0.010395 | 173 | 50 | 173 | 0 | 1.0362 | Cogen | -1 | 0.27368 | 0 | 0 |  |  |  |  | -0.27368 | 0 | 0.58848 | 0.60433 |  |  |  |  | 199 | 0.015883
48594 | CHE_GN4_8025 | 4 | Houston | YES | -0.010395 | 142 | 60 | 142 | 0 | 1.0362 | Cogen | -1 | 0.27368 | 0 | 0 |  |  |  |  | -0.27368 | 0 | 0.58848 | 0.60433 |  |  |  |  | 200 | 0.015867
48511 | LPE_GT1_8070 | 1 | Houston | YES | -0.010383 | 42 | 0 | 42 | 0 | 1.0362 | GGT | -1 | 0.27367 | 42 | 42 |  |  |  |  | -0.27367 | -11.494 | 0.58946 | 0.6053 |  |  |  |  | 201 | 0.01585
48512 | LPE_GT2_8075 | 2 | Houston | YES | -0.010383 | 42 | 0 | 42 | 0 | 1.0362 | GGT | -1 | 0.27367 | 42 | 42 |  |  |  |  | -0.27367 | -11.494 | 0.59044 | 0.60627 |  |  |  |  | 202 | 0.01585
48513 | LPE_GT3_8080 | 3 | Houston | YES | -0.010383 | 39 | 0 | 39 | 0 | 1.0362 | GGT | -1 | 0.27367 | 39 | 39 |  |  |  |  | -0.27367 | -10.673 | 0.59135 | 0.60717 |  |  |  |  | 203 | 0.01585
48514 | LPE_GT4_8085 | 4 | Houston | YES | -0.010383 | 39 | 0 | 39 | 0 | 1.0362 | GGT | -1 | 0.27367 | 39 | 39 |  |  |  |  | -0.27367 | -10.673 | 0.59227 | 0.60807 |  |  |  |  | 204 | 0.015838
48500 | APD_GT1_8005 | 1 | Houston | YES | -0.010379 | 137.6 | 54.6 | 137.6 | 0 | 1.0362 | Cogen | -1 | 0.27366 | 0 | 0 |  |  |  |  | -0.27366 | 0 | 0.59227 | 0.60807 |  |  |  |  | 205 | 0.015825
48820 | SHELLG1_3015 | 1 | Houston | YES | -0.010334 | 71 | 34.5 | 71 |  | 1.029 | Cogen | -1 | 0.27362 | 0 | 0 |  |  |  |  | -0.27362 | 0 | 0.59227 | 0.60807 |  |  |  |  | 206 | 0.015814
48821 | SHELLG2 | 2 | Houston | YES | -0.010334 | 72 | 34.5 | 72 |  | 1.029 | Cogen | -1 | 0.27362 | 0 | 0 |  |  |  |  | -0.27362 | 0 | 0.59227 | 0.60807 |  |  |  |  | 207 | 0.015803
48822 | SHELLG3_3020 | 1 | Houston | YES | -0.010334 | 39 | 0 | 39 |  | 1.029 | Cogen | -1 | 0.27362 | 0 | 0 |  |  |  |  | -0.27362 | 0 | 0.59227 | 0.60807 |  |  |  |  | 208 | 0.015803
48822 | SHELLG3_3020 | 2 | Houston | YES | -0.010334 | 30 | 0 | 30 |  | 1.029 | Cogen | -1 | 0.27362 | 0 | 0 |  |  |  |  | -0.27362 | 0 | 0.59227 | 0.60807 |  |  |  |  | 209 | 0.015803
48740 | PSG_GN2_8050 | 1 | Houston | YES | -0.010305 | 182 | 60 | 182 | 0 | 1.0326 | Cogen | -1 | 0.27359 | 0 | 0 |  |  |  |  | -0.27359 | 0 | 0.59227 | 0.60807 |  |  |  |  | 210 | 0.015803
48741 | PSG_GT2_8040 | 1 | Houston | YES | -0.010305 | 158.6 | 50 | 158.6 | 0 | 1.0326 | Cogen | -1 | 0.27359 | 0 | 0 |  |  |  |  | -0.27359 | 0 | 0.59227 | 0.60807 |  |  |  |  | 211 | 0.015803
48742 | PSG_GT3_8060 | 1 | Houston | YES | -0.010305 | 157 | 50 | 157 | 0 | 1.0326 | Cogen | -1 | 0.27359 | 0 | 0 |  |  |  |  | -0.27359 | 0 | 0.59227 | 0.60807 |  |  |  |  | 212 | 0.015803
48854 | SRB_GN4_4 | 4 | Houston | YES | -0.010304 | 182.4 | 35 | 228 | 0 | 1.0326 | GST | -1 | 0.27359 | 228 | 228 |  |  |  |  | -0.27359 | -62.3782 | 0.5976 | 0.61333 |  |  |  |  | 213 | 0.015803
48611 | DIB_GT1_8080 | 1 | Houston | YES | -0.010303 | 64 | 0 | 64 | 0 | 1.0326 | Cogen | -1 | 0.27359 | 0 | 0 |  |  |  |  | -0.27359 | 0 | 0.5976 | 0.61333 |  |  |  |  | 214 | 0.015803
48612 | DIB_GT2_8075 | 2 | Houston | YES | -0.010303 | 63.2 | 0 | 63.2 | 0 | 1.0326 | Cogen | -1 | 0.27359 | 0 | 0 |  |  |  |  | -0.27359 | 0 | 0.5976 | 0.61333 |  |  |  |  | 215 | 0.015803
48613 | DIB_ST1_8085 | 3 | Houston | YES | -0.010303 | 67.9 | 30 | 82.6 | 0 | 1.0326 | Cogen | -1 | 0.27359 | 0 | 0 |  |  |  |  | -0.27359 | 0 | 0.5976 | 0.61333 |  |  |  |  | 216 | 0.015734
48614 | DIB_GT3_8090 | 4 | Houston | YES | -0.010303 | 73.6 | 15 | 73.6 | 0 | 1.0326 | Cogen | -1 | 0.27359 | 0 | 0 |  |  |  |  | -0.27359 | 0 | 0.5976 | 0.61333 |  |  |  |  | 217 | 0.015734
48845 | SOL_GT1 | 1 | Houston | YES | -0.010303 | 16.2 | 15.4 | 16.2 |  | 1.0326 | Solar | -1 | 0.27359 | 16.2 | 16.2 |  |  |  |  | -0.27359 | -4.4321 | 0.59798 | 0.61371 |  |  |  |  | 218 | 0.015734
48853 | SRB_GN3_3 | 3 | Houston | YES | -0.010302 | 170.4 | 35 | 213 |  | 1.0326 | GST | -1 | 0.27359 | 213 | 213 |  |  |  |  | -0.27359 | -58.2739 | 0.60296 | 0.61863 |  |  |  |  | 219 | 0.015734
48551 | CAL_GT1_8045 | 1 | Houston | YES | -0.010298 | 149 | 0 | 149 | 0 | 1.0326 | Cogen | -1 | 0.27358 | 0 | 0 |  |  |  |  | -0.27358 | 0 | 0.60296 | 0.61863 |  |  |  |  | 220 | 0.015734
48552 | CAL_ST1_8000 | 2 | Houston | YES | -0.010298 | 65.1 | 0 | 65.1 | 0 | 1.0326 | Cogen | -1 | 0.27358 | 0 | 0 |  |  |  |  | -0.27358 | 0 | 0.60296 | 0.61863 |  |  |  |  | 221 | 0.01573
48851 | SRB_GN1_1 | 1 | Houston | YES | -0.010297 | 132 | 26 | 165 | 0 | 1.0217 | GST | -1 | 0.27358 | 165 | 165 |  |  |  |  | -0.27358 | -45.141 | 0.60682 | 0.62244 |  |  |  |  | 222 | 0.015666
48852 | SRB_GN2_2 | 2 | Houston | YES | -0.010295 | 140.8 | 26 | 176 | 0 | 1.0217 | GST | -1 | 0.27358 | 176 | 176 |  |  |  |  | -0.27358 | -48.15 | 0.61094 | 0.6265 |  |  |  |  | 223 | 0.015666
48855 | SRB_GT211035 | B1 | Houston | YES | -0.010294 | 0 | 0 | 18 |  | 1.014 | GGT | -1 | 0.27358 | 18 | 18 |  |  |  |  | -0.27358 | -4.9244 | 0.61136 | 0.62692 |  |  |  |  | 224 | 0.015666
48855 | SRB_GT211035 | B2 | Houston | YES | -0.010294 | 0 | 0 | 12 |  | 1.014 | GGT | -1 | 0.27358 | 12 | 12 |  |  |  |  | -0.27358 | -3.2829 | 0.61164 | 0.6272 |  |  |  |  | 225 | 0.015616
48761 | PR_GT1__9040 | 1 | Houston | YES | -0.010274 | 26 | 0 | 35 |  | 1 | Cogen | -1 | 0.27356 | 0 | 0 |  |  |  |  | -0.27356 | 0 | 0.61164 | 0.6272 |  |  |  |  | 226 | 0.015564
48641 | DPEC_GT15040 | 1 | Houston | YES | -0.010247 | 163.2 | 98 | 163.2 | 0 | 1.0319 | CC | -1 | 0.27353 | 163.2 | 163.2 |  |  |  |  | -0.27353 | -44.6403 | 0.61546 | 0.63096 |  |  |  |  | 227 | 0.015558
48642 | DPEC_GT25025 | 2 | Houston | YES | -0.010247 | 157.1 | 98 | 157.1 | 0 | 1.0319 | CC | -1 | 0.27353 | 157.1 | 157.1 |  |  |  |  | -0.27353 | -42.9718 | 0.61913 | 0.63459 |  |  |  |  | 228 | 0.015555
48643 | DPEC_GT35010 | 3 | Houston | YES | -0.010247 | 157.5 | 98 | 157.5 | 0 | 1.0319 | CC | -1 | 0.27353 | 157.5 | 157.5 |  |  |  |  | -0.27353 | -43.0812 | 0.62282 | 0.63823 |  |  |  |  | 229 | 0.015555
48644 | DPEC_GT45070 | 4 | Houston | YES | -0.010247 | 157 | 98 | 157 | 0 | 1.0319 | CC | -1 | 0.27353 | 157 | 157 |  |  |  |  | -0.27353 | -42.9445 | 0.62649 | 0.64185 |  |  |  |  | 230 | 0.015505
48645 | DPEC_ST55065 | 5 | Houston | YES | -0.010247 | 282 | 0 | 282 | 0 | 1.0319 | CC | -1 | 0.27353 | 282 | 282 |  |  |  |  | -0.27353 | -77.1359 | 0.63309 | 0.64836 |  |  |  |  | 231 | 0.015457
48841 | SJS_GT1_GT1 | 1 | Houston | YES | -0.010229 | 62.4 | 49 | 78 | 0 | 1.0362 | Cogen | -1 | 0.27351 | 0 | 0 |  |  |  |  | -0.27351 | 0 | 0.63309 | 0.64836 |  |  |  |  | 232 | 0.015409
48842 | SJS_GT2_GT2 | 2 | Houston | YES | -0.010229 | 64.8 | 49 | 81 | 0 | 1.0362 | Cogen | -1 | 0.27351 | 0 | 0 |  |  |  |  | -0.27351 | 0 | 0.63309 | 0.64836 |  |  |  |  | 233 | 0.015362
48691 | GBY_73741085 | A | Houston | YES | -0.010214 | 37.6 | 20 | 47 | 0 | 1.0362 | GGT | -1 | 0.2735 | 47 | 47 |  |  |  |  | -0.2735 | -12.8544 | 0.63419 | 0.64945 |  |  |  |  | 234 | 0.015276
48691 | GBY_73741085 | B | Houston | YES | -0.010214 | 37.6 | 20 | 47 | 0 | 1.0362 | GGT | -1 | 0.2735 | 47 | 47 |  |  |  |  | -0.2735 | -12.8544 | 0.63529 | 0.65053 |  |  |  |  | 235 | 0.015276
48692 | GBY_81821075 | C | Houston | YES | -0.010214 | 37.6 | 20 | 47 | 0 | 1.0362 | GGT | -1 | 0.2735 | 47 | 47 |  |  |  |  | -0.2735 | -12.8544 | 0.63639 | 0.65162 |  |  |  |  | 236 | 0.015276
48692 | GBY_81821075 | D | Houston | YES | -0.010214 | 44 | 20 | 55 | 0 | 1.0362 | GGT | -1 | 0.2735 | 55 | 55 |  |  |  |  | -0.2735 | -15.0424 | 0.63767 | 0.65289 |  |  |  |  | 237 | 0.015262
48693 | GBY_83841065 | E | Houston | YES | -0.010214 | 45.6 | 20 | 57 | 0 | 1.0362 | GGT | -1 | 0.2735 | 57 | 57 |  |  |  |  | -0.2735 | -15.5894 | 0.63901 | 0.65421 |  |  |  |  | 238 | 0.015247
48693 | GBY_83841065 | F | Houston | YES | -0.010214 | 43.2 | 20 | 54 | 0 | 1.0362 | GGT | -1 | 0.2735 | 54 | 54 |  |  |  |  | -0.2735 | -14.7689 | 0.64027 | 0.65545 |  |  |  |  | 239 | 0.015233
48531 | BYU_GT1_8075 | 1 | Houston | YES | -0.010143 | 65 | 0 | 65 |  | 1.0362 | Cogen | -1 | 0.27343 | 0 | 0 |  |  |  |  | -0.27343 | 0 | 0.64027 | 0.65545 |  |  |  |  | 240 | 0.015216
48532 | BYU_GT2_8055 | 2 | Houston | YES | -0.010143 | 62 | 0 | 62 |  | 1.0362 | Cogen | -1 | 0.27343 | 0 | 0 |  |  |  |  | -0.27343 | 0 | 0.64027 | 0.65545 |  |  |  |  | 241 | 0.015198
48533 | BYU_GT3_8060 | 3 | Houston | YES | -0.010143 | 67 | 0 | 67 |  | 1.0362 | Cogen | -1 | 0.27343 | 0 | 0 |  |  |  |  | -0.27343 | 0 | 0.64027 | 0.65545 |  |  |  |  | 242 | 0.015182
48534 | BYU_GT4_8065 | 4 | Houston | YES | -0.010143 | 65 | 0 | 65 |  | 1.0362 | Cogen | -1 | 0.27343 | 0 | 0 |  |  |  |  | -0.27343 | 0 | 0.64027 | 0.65545 |  |  |  |  | 243 | 0.015182
48561 | CTL_GT2_8130 | 1 | Houston | YES | -0.010098 | 73.5 | 30.3 | 91.9 |  | 1.0362 | Cogen | -1 | 0.27338 | 0 | 0 |  |  |  |  | -0.27338 | 0 | 0.64027 | 0.65545 |  |  |  |  | 244 | 0.015182
48562 | CTL_GT3_8135 | 2 | Houston | YES | -0.010098 | 70.1 | 30.3 | 87.6 |  | 1.0362 | Cogen | -1 | 0.27338 | 0 | 0 |  |  |  |  | -0.27338 | 0 | 0.64027 | 0.65545 |  |  |  |  | 245 | 0.015182
48563 | CTL_GT4_8140 | 3 | Houston | YES | -0.010098 | 69.6 | 30.3 | 87 |  | 1.0362 | Cogen | -1 | 0.27338 | 0 | 0 |  |  |  |  | -0.27338 | 0 | 0.64027 | 0.65545 |  |  |  |  | 246 | 0.015182
48564 | CTL_GN1_8145 | 4 | Houston | YES | -0.010098 | 43.6 | 12.9 | 54.5 |  | 1.0362 | Cogen | -1 | 0.27338 | 0 | 0 |  |  |  |  | -0.27338 | 0 | 0.64027 | 0.65545 |  |  |  |  | 247 | 0.015182
48565 | CTL_GN2_8155 | 5 | Houston | YES | -0.010098 | 9.8 | 3.4 | 12.2 |  | 1.0362 | Cogen | -1 | 0.27338 | 0 | 0 |  |  |  |  | -0.27338 | 0 | 0.64027 | 0.65545 |  |  |  |  | 248 | 0.015182
48772 | PHR_GN2_2 | MB | Houston | YES | -0.009978 | 0 | 72 | 459 |  | 1.0362 | GSC | -1 | 0.27326 | 0 | 0 |  |  |  |  | -0.27326 | 0 | 0.64027 | 0.65545 |  |  |  |  | 249 | 0.015182
38580 | TNBP_CGN1_8 | 1 | Houston | YES | -0.009807 | 70.8 | 0 | 70.8 | 0 | 1.005 | Cogen | -1 | 0.27309 | 0 | 0 |  |  |  |  | -0.27309 | 0 | 0.64027 | 0.65545 |  |  |  |  | 250 | 0.015182
38590 | TNBP_CGN2_8 | 2 | Houston | YES | -0.009807 | 66.7 | 0 | 66.7 | 0 | 1.005 | Cogen | -1 | 0.27309 | 0 | 0 |  |  |  |  | -0.27309 | 0 | 0.64027 | 0.65545 |  |  |  |  | 251 | 0.015182
38600 | TNBP_CGN3_8 | 5 | Houston | YES | -0.009807 | 53 | 0 | 53 | 0 | 1.005 | Cogen | -1 | 0.27309 | 0 | 0 |  |  |  |  | -0.27309 | 0 | 0.64027 | 0.65545 |  |  |  |  | 252 | 0.015182
38611 | TNBPAMCG1_8 | 1 | Houston | YES | -0.009807 | 153.2 | 0 | 153.2 | 0 | 1.005 | Cogen | -1 | 0.27309 | 0 | 0 |  |  |  |  | -0.27309 | 0 | 0.64027 | 0.65545 |  |  |  |  | 253 | 0.015182
38612 | TNBPAMCG2_8 | 2 | Houston | YES | -0.009807 | 153.5 | 0 | 153.5 | 0 | 1.005 | Cogen | -1 | 0.27309 | 0 | 0 |  |  |  |  | -0.27309 | 0 | 0.64027 | 0.65545 |  |  |  |  | 254 | 0.015182
38613 | TNBPAMCG3_8 | 3 | Houston | YES | -0.009807 | 152.3 | 0 | 152.3 | 0 | 1.005 | Cogen | -1 | 0.27309 | 0 | 0 |  |  |  |  | -0.27309 | 0 | 0.64027 | 0.65545 |  |  |  |  | 255 | 0.015182
38614 | TNBPAMCG4_8 | 4 | Houston | YES | -0.009807 | 96 | 0 | 96 |  | 1.005 | Cogen | -1 | 0.27309 | 0 | 0 |  |  |  |  | -0.27309 | 0 | 0.64027 | 0.65545 |  |  |  |  | 256 | 0.015182
38615 | TNBPAMCG5_8 | 1 | Houston | YES | -0.009807 | 244 | 0 | 244 | 0 | 1.005 | Cogen | -1 | 0.27309 | 0 | 0 |  |  |  |  | -0.27309 | 0 | 0.64027 | 0.65545 |  |  |  |  | 257 | 0.015182
38690 | TNBP_CGN4_8 | 3 | Houston | YES | -0.009807 | 40 | 0 | 40 |  | 1.005 | Cogen | -1 | 0.27309 | 0 | 0 |  |  |  |  | -0.27309 | 0 | 0.64027 | 0.65545 |  |  |  |  | 258 | 0.015182
38711 | TNTXCTY1CG8 | 1 | Houston | YES | -0.009807 | 100.3 | 59 | 100.3 | 0 | 1 | Cogen | -1 | 0.27309 | 0 | 0 |  |  |  |  | -0.27309 | 0 | 0.64027 | 0.65545 |  |  |  |  | 259 | 0.015182
38712 | TNTXCTY2CG8 | 1 | Houston | YES | -0.009807 | 92.9 | 59 | 92.9 | 0 | 1 | Cogen | -1 | 0.27309 | 0 | 0 |  |  |  |  | -0.27309 | 0 | 0.64027 | 0.65545 |  |  |  |  | 260 | 0.015182
38713 | TNTXCTY3CG8 | 1 | Houston | YES | -0.009807 | 102.7 | 59 | 102.7 | 0 | 1 | Cogen | -1 | 0.27309 | 0 | 0 |  |  |  |  | -0.27309 | 0 | 0.64027 | 0.65545 |  |  |  |  | 261 | 0.015182
38714 | TNTXCTY4CG8 | 1 | Houston | YES | -0.009807 | 103 | 59 | 103 | 0 | 1 | Cogen | -1 | 0.27309 | 0 | 0 |  |  |  |  | -0.27309 | 0 | 0.64027 | 0.65545 |  |  |  |  | 262 | 0.015182
39470 | TNDOWCGNSG8 | 1 | Houston | YES | -0.009807 | 32 | 10 | 32 | 0 | 0.985 | Cogen | -1 | 0.27309 | 0 | 0 |  |  |  |  | -0.27309 | 0 | 0.64027 | 0.65545 |  |  |  |  | 263 | 0.015182
39480 | TNDOWCGNGG8 | 1 | Houston | YES | -0.009807 | 30 | 10 | 30 | 0 | 0.985 | Cogen | -1 | 0.27309 | 0 | 0 |  |  |  |  | -0.27309 | 0 | 0.64027 | 0.65545 |  |  |  |  | 264 | 0.015182
332 | RWMILLER01 | 1 | North | YES | -0.009636 | 58.4 | 18.5 | 73 | 0 | 1.04 | GST | -1 | 0.27292 | 73 | 73 |  |  | -0.70343 | 73 | -0.27292 | -19.9232 | 0.64198 | 0.65713 |  |  |  |  | 265 | 0.015182
333 | RWMILLER02 | 2 | North | YES | -0.009636 | 95.2 | 37 | 119 | 0 | 1.04 | GST | -1 | 0.27292 | 119 | 119 |  |  | -1.1467 | 119 | -0.27292 | -32.4775 | 0.64476 | 0.65988 |  |  |  |  | 266 | 0.015182
334 | RWMILLER03 | 3 | North | YES | -0.009636 | 166.4 | 65 | 208 | 0 | 1.04 | GST | -1 | 0.27292 | 208 | 208 |  |  | -2.0043 | 208 | -0.27292 | -56.7675 | 0.64963 | 0.66467 |  |  |  |  | 267 | 0.015182
335 | RWMILLER04 | 4 | North | YES | -0.009636 | 81.6 | 0 | 102 | 0 | 1.04 | GST | -1 | 0.27292 | 102 | 102 |  |  | -0.98287 | 102 | -0.27292 | -27.8379 | 0.65201 | 0.66702 |  |  |  |  | 268 | 0.015156
336 | RWMILLER05 | 5 | North | YES | -0.009636 | 80.8 | 0 | 101 | 0 | 1.04 | GST | -1 | 0.27292 | 101 | 101 |  |  | -0.97324 | 101 | -0.27292 | -27.565 | 0.65438 | 0.66934 |  |  |  |  | 269 | 0.015114
48921 | WAP_GN1_1 | 1 | Houston | YES | -0.009454 | 132.8 | 37 | 166 | 0 | 1.0362 | GST | -1 | 0.27274 | 166 | 166 |  |  |  |  | -0.27274 | -45.2746 | 0.65826 | 0.67317 |  |  |  |  | 270 | 0.01504
48922 | WAP_GN2_2 | 2 | Houston | YES | -0.009454 | 132.8 | 37 | 166 | 0 | 1.0362 | GST | -1 | 0.27274 | 166 | 166 |  |  |  |  | -0.27274 | -45.2746 | 0.66214 | 0.67699 |  |  |  |  | 271 | 0.015003
48923 | WAP_GN3_3 | 3 | Houston | YES | -0.009454 | 198.4 | 93 | 248 | 0 | 1.0362 | GST | -1 | 0.27274 | 248 | 248 |  |  |  |  | -0.27274 | -67.6392 | 0.66795 | 0.6827 |  |  |  |  | 272 | 0.014968
48924 | WAP_GN4_4 | 4 | Houston | YES | -0.009454 | 546 | 217 | 546 | 0 | 1.0362 | GSC | -1 | 0.27274 | 546 | 546 |  |  |  |  | -0.27274 | -148.9152 | 0.68072 | 0.69527 |  |  |  |  | 273 | 0.014906
48925 | WAP_GN5_5 | 5 | Houston | YES | -0.009454 | 585.9 | 278 | 654 | 0 | 0.985 | LIGCO | -1 | 0.27274 | 0 | 654 |  |  |  |  | -0.27274 | 0 | 0.68072 | 0.69527 |  |  |  |  | 274 | 0.014844
48929 | WAPGT21_GT1 | B1 | Houston | YES | -0.009454 | 0 | 0 | 13 |  | 1.05 | GGT | -1 | 0.27274 | 13 | 13 |  |  |  |  | -0.27274 | -3.5456 | 0.68102 | 0.69557 |  |  |  |  | 275 | 0.014752
48510 | AK_GT1__8040 | 1 | Houston | YES | -0.009381 | 33.4 | 8.1 | 34 |  | 1.029 | Cogen | -1 | 0.27267 | 0 | 0 |  |  |  |  | -0.27267 | 0 | 0.68102 | 0.69557 |  |  |  |  | 276 | 0.01455
48521 | BVE_GT1_GT1 | 1 | Houston | YES | -0.009335 | 167.7 | 0 | 167.7 |  | 1.035 | CC | -1 | 0.27262 | 167.7 | 167.7 |  |  |  |  | -0.27262 | -45.7183 | 0.68495 | 0.69943 |  |  |  |  | 277 | 0.01455
48522 | BVE_GT2_5035 | 2 | Houston | YES | -0.009335 | 166.4 | 0 | 166.4 |  | 1.035 | CC | -1 | 0.27262 | 166.4 | 166.4 |  |  |  |  | -0.27262 | -45.3639 | 0.68884 | 0.70326 |  |  |  |  | 278 | 0.014545
48523 | BVE_ST1_GN1 | 3 | Houston | YES | -0.009335 | 252.4 | 0 | 252.4 |  | 1.035 | CC | -1 | 0.27262 | 252.4 | 252.4 |  |  |  |  | -0.27262 | -68.8092 | 0.69474 | 0.70907 |  |  |  |  | 279 | 0.014545
48926 | WAP_GN6_6 | 6 | Houston | YES | -0.00933 | 651 | 280 | 651 |  | 1.035 | LIGCO | -1 | 0.27261 | 0 | 651 |  |  |  |  | -0.27261 | 0 | 0.69474 | 0.70907 |  |  |  |  | 280 | 0.014481
48927 | WAP_GN7_7 | 7 | Houston | YES | -0.00933 | 564 | 277 | 564 |  | 1.035 | LIGCO | -1 | 0.27261 | 0 | 564 |  |  |  |  | -0.27261 | 0 | 0.69474 | 0.70907 |  |  |  |  | 281 | 0.014418
48928 | WAP_GN8_8 | 8 | Houston | YES | -0.00933 | 603 | 275 | 603 |  | 1.035 | LIGCO | -1 | 0.27261 | 0 | 603 |  |  |  |  | -0.27261 | 0 | 0.69474 | 0.70907 |  |  |  |  | 282 | 0.014322
48730 | MNS_GT | 1 | Houston | YES | -0.009285 | 43 | 0 | 46.1 |  | 1.029 | Cogen | -1 | 0.27257 | 0 | 0 |  |  |  |  | -0.27257 | 0 | 0.69474 | 0.70907 |  |  |  |  | 283 | 0.014322
39760 | TNSCLP1___8 | 1 | Houston | YES | -0.008644 | 93.4 | 20 | 116.8 | 0 | 1.04 | Cogen | -1 | 0.27193 | 0 | 0 |  |  |  |  | -0.27193 | 0 | 0.69474 | 0.70907 |  |  |  |  | 284 | 0.014322
39770 | TNSCLP2___8 | 1 | Houston | YES | -0.008644 | 91.6 | 20 | 114.5 | 0 | 1.04 | Cogen | -1 | 0.27193 | 0 | 0 |  |  |  |  | -0.27193 | 0 | 0.69474 | 0.70907 |  |  |  |  | 285 | 0.014322
39775 | TNSCLP4___8 | 1 | Houston | YES | -0.008644 | 95.2 | 20 | 119 | 0 | 1.04 | Cogen | -1 | 0.27193 | 0 | 0 |  |  |  |  | -0.27193 | 0 | 0.69474 | 0.70907 |  |  |  |  | 286 | 0.014322
39790 | TNSCLP3___8 | 1 | Houston | YES | -0.008644 | 87.6 | 20 | 109.5 | 0 | 1.027 | Cogen | -1 | 0.27193 | 0 | 0 |  |  |  |  | -0.27193 | 0 | 0.69474 | 0.70907 |  |  |  |  | 287 | 0.014322
48520 | BSF_GT1_8070 | 1 | Houston | YES | -0.008449 | 72 | 0 | 72 | 0 | 1.0326 | Cogen | -1 | 0.27173 | 0 | 0 |  |  |  |  | -0.27173 | 0 | 0.69474 | 0.70907 |  |  |  |  | 288 | 0.014322
48520 | BSF_GT1_8070 | 2 | Houston | YES | -0.008449 | 10 | 0 | 10 | 0 | 1.0326 | Cogen | -1 | 0.27173 | 0 | 0 |  |  |  |  | -0.27173 | 0 | 0.69474 | 0.70907 |  |  |  |  | 289 | 0.014322
49851 | DOW17000 | 37 | Houston | YES | -0.008217 | 39 | 0 | 62 | 0 | 1 | Cogen | -1 | 0.2715 | 0 | 0 |  |  |  |  | -0.2715 | 0 | 0.69474 | 0.70907 |  |  |  |  | 290 | 0.014322
49858 | DOW38100 | 31 | Houston | YES | -0.008217 | 45 | 0 | 71.4 |  | 1 | Cogen | -1 | 0.2715 | 0 | 0 |  |  |  |  | -0.2715 | 0 | 0.69474 | 0.70907 |  |  |  |  | 291 | 0.014322
49859 | DOW38200 | 33 | Houston | YES | -0.008217 | 28 | 0 | 45 | 0 | 1 | Cogen | -1 | 0.2715 | 0 | 0 |  |  |  |  | -0.2715 | 0 | 0.69474 | 0.70907 |  |  |  |  | 292 | 0.014322
49860 | DOW38300 | 32 | Houston | YES | -0.008217 | 63 | 0 | 101 |  | 1 | Cogen | -1 | 0.2715 | 0 | 0 |  |  |  |  | -0.2715 | 0 | 0.69474 | 0.70907 |  |  |  |  | 293 | 0.014322
49862 | DOW39100 | 36 | Houston | YES | -0.008217 | 54 | 0 | 86 | 0 | 1 | Cogen | -1 | 0.2715 | 0 | 0 |  |  |  |  | -0.2715 | 0 | 0.69474 | 0.70907 |  |  |  |  | 294 | 0.014322
49863 | DOW39200 | 35 | Houston | YES | -0.008217 | 55 | 0 | 88 | 0 | 1 | Cogen | -1 | 0.2715 | 0 | 0 |  |  |  |  | -0.2715 | 0 | 0.69474 | 0.70907 |  |  |  |  | 295 | 0.014322
49865 | DOW41000 | 41 | Houston | YES | -0.008217 | 31 | 0 | 50 |  | 1 | Cogen | -1 | 0.2715 | 0 | 0 |  |  |  |  | -0.2715 | 0 | 0.69474 | 0.70907 |  |  |  |  | 296 | 0.014322
49866 | DOW42000 | 42 | Houston | YES | -0.008217 | 11 | 0 | 18 |  | 1 | Cogen | -1 | 0.2715 | 0 | 0 |  |  |  |  | -0.2715 | 0 | 0.69474 | 0.70907 |  |  |  |  | 297 | 0.014322
49869 | DOW49000 | 45 | Houston | YES | -0.008217 | 59 | 0 | 94 |  | 1 | Cogen | -1 | 0.2715 | 0 | 0 |  |  |  |  | -0.2715 | 0 | 0.69474 | 0.70907 |  |  |  |  | 298 | 0.014322
49870 | DOW61000 | 61 | Houston | YES | -0.008217 | 44 | 0 | 70 | 0 | 1 | Cogen | -1 | 0.2715 | 0 | 0 |  |  |  |  | -0.2715 | 0 | 0.69474 | 0.70907 |  |  |  |  | 299 | 0.014322
49871 | DOW62000 | 62 | Houston | YES | -0.008217 | 40 | 0 | 63 | 0 | 1 | Cogen | -1 | 0.2715 | 0 | 0 |  |  |  |  | -0.2715 | 0 | 0.69474 | 0.70907 |  |  |  |  | 300 | 0.014322
49872 | DOW63000 | 63 | Houston | YES | -0.008217 | 45 | 0 | 72 | 0 | 1 | Cogen | -1 | 0.2715 | 0 | 0 |  |  |  |  | -0.2715 | 0 | 0.69474 | 0.70907 |  |  |  |  | 301 | 0.014322
49873 | DOW64000 | 64 | Houston | YES | -0.008217 | 41 | 0 | 64.8 | 0 | 1 | Cogen | -1 | 0.2715 | 0 | 0 |  |  |  |  | -0.2715 | 0 | 0.69474 | 0.70907 |  |  |  |  | 302 | 0.014322
49876 | DOW65000 | 65 | Houston | YES | -0.008217 | 63 | 0 | 101 | 0 | 1 | Cogen | -1 | 0.2715 | 0 | 0 |  |  |  |  | -0.2715 | 0 | 0.69474 | 0.70907 |  |  |  |  | 303 | 0.014322
49877 | DOW66000 | 66 | Houston | YES | -0.008217 | 61 | 0 | 97 | 0 | 1 | Cogen | -1 | 0.2715 | 0 | 0 |  |  |  |  | -0.2715 | 0 | 0.69474 | 0.70907 |  |  |  |  | 304 | 0.014322
49878 | DOW67000 | 67 | Houston | YES | -0.008217 | 65 | 0 | 103 | 0 | 1 | Cogen | -1 | 0.2715 | 0 | 0 |  |  |  |  | -0.2715 | 0 | 0.69474 | 0.70907 |  |  |  |  | 305 | 0.014322
49882 | DOW81000 | 81 | Houston | YES | -0.008217 | 47 | 0 | 76 | 0 | 1 | Cogen | -1 | 0.2715 | 0 | 0 |  |  |  |  | -0.2715 | 0 | 0.69474 | 0.70907 |  |  |  |  | 306 | 0.014322
49884 | DOW82000 | 82 | Houston | YES | -0.008217 | 51 | 0 | 80 | 0 | 1 | Cogen | -1 | 0.2715 | 0 | 0 |  |  |  |  | -0.2715 | 0 | 0.69474 | 0.70907 |  |  |  |  | 307 | 0.014322
49885 | DOW83000 | 83 | Houston | YES | -0.008217 | 51 | 0 | 80 | 0 | 1 | Cogen | -1 | 0.2715 | 0 | 0 |  |  |  |  | -0.2715 | 0 | 0.69474 | 0.70907 |  |  |  |  | 308 | 0.014322
49886 | DOW84000 | 84 | Houston | YES | -0.008217 | 107 | 0 | 171 | 0 | 0.98 | Cogen | -1 | 0.2715 | 0 | 0 |  |  |  |  | -0.2715 | 0 | 0.69474 | 0.70907 |  |  |  |  | 309 | 0.014322
13432 | SANDOW_5G | 5 | South | YES | -0.008146 | 581 | 225 | 581 |  | 1.029 | LIGCO | -1 | 0.27143 | 0 | 581 |  |  |  |  | -0.27143 | 0 | 0.69474 | 0.70907 |  |  |  |  | 310 | 0.014322
48911 | TGF_GT1_8000 | 1 | Houston | YES | -0.007255 | 69.2 | 0 | 69.2 |  | 1.029 | Cogen | -1 | 0.27054 | 0 | 0 |  |  |  |  | -0.27054 | 0 | 0.69474 | 0.70907 |  |  |  |  | 311 | 0.014322
48731 | CBE_GT1 | 1 | Houston | YES | -0.007099 | 76 | 0 | 76 | 0 | 1.029 | CC | -1 | 0.27038 | 76 | 76 |  |  |  |  | -0.27038 | -20.5491 | 0.69652 | 0.7108 |  |  |  |  | 312 | 0.014322
48732 | CBE_GT2 | 1 | Houston | YES | -0.007099 | 76 | 0 | 76 | 0 | 1.029 | CC | -1 | 0.27038 | 76 | 76 |  |  |  |  | -0.27038 | -20.5491 | 0.6983 | 0.71253 |  |  |  |  | 313 | 0.014322
48733 | CBE_ST12 | 1 | Houston | YES | -0.007099 | 105 | 0 | 105 | 0 | 1.029 | CC | -1 | 0.27038 | 105 | 105 |  |  |  |  | -0.27038 | -28.3903 | 0.70076 | 0.71493 |  |  |  |  | 314 | 0.014322
48734 | CBE_GT3 | 1 | Houston | YES | -0.007099 | 76 | 0 | 76 | 0 | 1.029 | CC | -1 | 0.27038 | 76 | 76 |  |  |  |  | -0.27038 | -20.5491 | 0.70253 | 0.71667 |  |  |  |  | 315 | 0.014278
48735 | CBE_GT4 | 1 | Houston | YES | -0.007099 | 76 | 0 | 76 | 0 | 1.029 | CC | -1 | 0.27038 | 76 | 76 |  |  |  |  | -0.27038 | -20.5491 | 0.70431 | 0.7184 |  |  |  |  | 316 | 0.014235
48736 | CBE_ST34 | 1 | Houston | YES | -0.007099 | 105 | 0 | 105 | 0 | 1.029 | CC | -1 | 0.27038 | 105 | 105 |  |  |  |  | -0.27038 | -28.3903 | 0.70677 | 0.7208 |  |  |  |  | 317 | 0.014175
5911 | STP_GN1___1 | 1 | Houston | YES | -0.006945 | 1333 | 1249 | 1333 | 0 | 1.0406 | Nuc | -1 | 0.27023 | 0 | 0 |  |  |  |  | -0.27023 | 0 | 0.70677 | 0.7208 |  |  |  |  | 318 | 0.014132
5912 | STP_GN2___2 | 2 | Houston | YES | -0.006945 | 1332 | 1249 | 1332 | 0 | 1.0406 | Nuc | -1 | 0.27023 | 0 | 0 |  |  |  |  | -0.27023 | 0 | 0.70677 | 0.7208 |  |  |  |  | 319 | 0.014089
3432 | SANDOW_4G | 4 | South | YES | -0.00658 | 580 | 225 | 580 |  | 1.029 | LIGCO | -1 | 0.26986 | 0 | 580 |  |  |  |  | -0.26986 | 0 | 0.70677 | 0.7208 |  |  |  |  | 320 | 0.014029
7010 | L_FPPYD11_1Y | 1 | South | YES | -0.004704 | 547.4 | 200 | 606 | 0 | 1.02 | LIGCO | -1 | 0.26799 | 0 | 606 |  |  |  |  | -0.26799 | 0 | 0.70677 | 0.7208 |  |  |  |  | 321 | 0.014029
7011 | L_FPPYD11_2Y | 2 | South | YES | -0.004704 | 552.2 | 200 | 598 | 0 | 1.02 | LIGCO | -1 | 0.26799 | 0 | 598 |  |  |  |  | -0.26799 | 0 | 0.70677 | 0.7208 |  |  |  |  | 322 | 0.014029
7012 | L_FPPYD21_3Y | 3 | South | YES | -0.004703 | 427.5 | 200 | 436 | 0 | 1.02 | LIGCO | -1 | 0.26799 | 0 | 436 |  |  |  |  | -0.26799 | 0 | 0.70677 | 0.7208 |  |  |  |  | 323 | 0.014029
7007 | L_LOSTPI1_1Y | 1 | South | YES | -0.004663 | 158.6 | 110 | 158 | 0 | 1 | CC | -1 | 0.26795 | 158 | 158 |  |  |  |  | -0.26795 | -42.3357 | 0.71046 | 0.72437 |  |  |  |  | 324 | 0.014029
7008 | L_LOSTPI1_2Y | 2 | South | YES | -0.004663 | 157.7 | 107 | 160 | 0 | 1 | CC | -1 | 0.26795 | 160 | 160 |  |  |  |  | -0.26795 | -42.8716 | 0.71421 | 0.72799 |  |  |  |  | 325 | 0.014029
7009 | L_LOSTPI1_3Y | 3 | South | YES | -0.004663 | 173.9 | 72 | 175 | 0 | 1 | CC | -1 | 0.26795 | 175 | 175 |  |  |  |  | -0.26795 | -46.8908 | 0.7183 | 0.73195 |  |  |  |  | 326 | 0.014029
7303 | L_WPPGS12_1Y | 1 | South | YES | -0.004173 | 50 | 0 | 50 | 0 | 1.025 | GGT | -1 | 0.26746 | 50 | 50 |  |  |  |  | -0.26746 | -13.3729 | 0.71947 | 0.73308 |  |  |  |  | 327 | 0.013907
7303 | L_WPPGS12_1Y | 2 | South | YES | -0.004173 | 50 | 0 | 50 | 0 | 1.025 | GGT | -1 | 0.26746 | 50 | 50 |  |  |  |  | -0.26746 | -13.3729 | 0.72064 | 0.73421 |  |  |  |  | 328 | 0.013782
7305 | L_WPPGS34_1Y | 3 | South | YES | -0.004173 | 50 | 0 | 50 | 0 | 1.025 | GGT | -1 | 0.26746 | 50 | 50 |  |  |  |  | -0.26746 | -13.3729 | 0.72181 | 0.73533 |  |  |  |  | 329 | 0.013647
7305 | L_WPPGS34_1Y | 4 | South | YES | -0.004173 | 50 | 0 | 50 | 0 | 1.025 | GGT | -1 | 0.26746 | 50 | 50 |  |  |  |  | -0.26746 | -13.3729 | 0.72298 | 0.73646 |  |  |  |  | 330 | 0.013606
7807 | L_BASTEN1_1Y | 1 | South | YES | -0.004089 | 152.5 | 83.5 | 152.5 | 0 | 1.004 | CC | -1 | 0.26737 | 152.5 | 152.5 |  |  |  |  | -0.26737 | -40.7745 | 0.72655 | 0.73991 |  |  |  |  | 331 | 0.013565
7808 | L_BASTEN1_2Y | 1 | South | YES | -0.004089 | 149.5 | 83.5 | 149.5 | 0 | 1.004 | CC | -1 | 0.26737 | 149.5 | 149.5 |  |  |  |  | -0.26737 | -39.9723 | 0.73005 | 0.74328 |  |  |  |  | 332 | 0.013524
7809 | L_BASTEN1_3Y | 1 | South | YES | -0.004089 | 232.6 | 42 | 232.6 | 0 | 1.004 | CC | -1 | 0.26737 | 232.6 | 232.6 |  |  |  |  | -0.26737 | -62.1911 | 0.73549 | 0.74853 |  |  |  |  | 333 | 0.013483
7004 | L_SIMGID1_1Y | 1 | South | YES | -0.003523 | 132 | 40 | 132 | 0 | 1.02 | GST | -1 | 0.26681 | 132 | 132 |  |  |  |  | -0.26681 | -35.2186 | 0.73857 | 0.7515 |  |  |  |  | 334 | 0.013358
7005 | L_SIMGID1_2Y | 2 | South | YES | -0.003523 | 133 | 32 | 139 | 0 | 1.02 | GST | -1 | 0.26681 | 139 | 139 |  |  |  |  | -0.26681 | -37.0862 | 0.74183 | 0.75463 |  |  |  |  | 335 | 0.013235
7006 | L_SIMGID1_3Y | 3 | South | YES | -0.003523 | 324.9 | 60 | 329 | 0 | 1.02 | GST | -1 | 0.26681 | 329 | 329 |  |  |  |  | -0.26681 | -87.7797 | 0.74952 | 0.76204 |  |  |  |  | 336 | 0.013043
8134 | FOR #1 | 1 | South | YES | -0.003121 | 54.1 | 45 | 79 | 0 | 1 | Cogen | -1 | 0.26641 | 0 | 0 |  |  |  |  | -0.26641 | 0 | 0.74952 | 0.76204 |  |  |  |  | 337 | 0.012928
8138 | FOR #2 | 2 | South | YES | -0.003121 | 63.1 | 45 | 81 | 0 | 1 | Cogen | -1 | 0.26641 | 0 | 0 |  |  |  |  | -0.26641 | 0 | 0.74952 | 0.76204 |  |  |  |  | 338 | 0.012807
8153 | FOR #3 | 3 | South | YES | -0.003121 | 63.1 | 45 | 79.9 | 0 | 1 | Cogen | -1 | 0.26641 | 0 | 0 |  |  |  |  | -0.26641 | 0 | 0.74952 | 0.76204 |  |  |  |  | 339 | 0.01252
8154 | FOR #4 | 4 | South | YES | -0.003121 | 63.1 | 60 | 80 | 0 | 1 | Cogen | -1 | 0.26641 | 0 | 0 |  |  |  |  | -0.26641 | 0 | 0.74952 | 0.76204 |  |  |  |  | 340 | 0.01252
8155 | FOR #5 | 5 | South | YES | -0.003121 | 63.1 | 60 | 78.4 | 0 | 1 | Cogen | -1 | 0.26641 | 0 | 0 |  |  |  |  | -0.26641 | 0 | 0.74952 | 0.76204 |  |  |  |  | 341 | 0.01252
8156 | FOR #6 | 6 | South | YES | -0.003121 | 24.9 | 5 | 25 | 0 | 1 | Cogen | -1 | 0.26641 | 0 | 0 |  |  |  |  | -0.26641 | 0 | 0.74952 | 0.76204 |  |  |  |  | 342 | 0.01252
8157 | FOR #7 | 7 | South | YES | -0.003121 | 28.8 | 5 | 46 | 0 | 1 | Cogen | -1 | 0.26641 | 0 | 0 |  |  |  |  | -0.26641 | 0 | 0.74952 | 0.76204 |  |  |  |  | 343 | 0.01252
80051 | FOR #8 | 8 | South | YES | -0.003121 | 28 | 28 | 28 |  | 1 | Cogen | -1 | 0.26641 | 0 | 0 |  |  |  |  | -0.26641 | 0 | 0.74952 | 0.76204 |  |  |  |  | 344 | 0.01252
80052 | FOR #9 | 9 | South | YES | -0.003121 | 29.7 | 5 | 43.6 | 0 | 1 | Cogen | -1 | 0.26641 | 0 | 0 |  |  |  |  | -0.26641 | 0 | 0.74952 | 0.76204 |  |  |  |  | 345 | 0.01252
80053 | FOR #10 | 10 | South | YES | -0.003121 | 68.4 | 45 | 75 | 0 | 1 | Cogen | -1 | 0.26641 | 0 | 0 |  |  |  |  | -0.26641 | 0 | 0.74952 | 0.76204 |  |  |  |  | 346 | 0.01252
80226 | ALCOA G | 1 | South | YES | -0.003007 | 32.3 | 5 | 48 | 0 | 1.015 | Cogen | -1 | 0.26629 | 0 | 0 |  |  |  |  | -0.26629 | 0 | 0.74952 | 0.76204 |  |  |  |  | 347 | 0.01252
9002 | DECKR_G3 | 3 | South | YES | -0.002947 | 0 | 24 | 42 |  | 1.015 | GGT | -1 | 0.26623 | 42 | 42 |  |  |  |  | -0.26623 | -11.1817 | 0.75051 | 0.76299 |  |  |  |  | 348 | 0.01252
9003 | DECKR_G4 | 4 | South | YES | -0.002947 | 44 | 24 | 44 | 0 | 1.015 | GGT | -1 | 0.26623 | 44 | 44 |  |  |  |  | -0.26623 | -11.7142 | 0.75154 | 0.76398 |  |  |  |  | 349 | 0.01252
9004 | DECKR_G5 | 5 | South | YES | -0.002947 | 44 | 24 | 44 | 0 | 1.015 | GGT | -1 | 0.26623 | 44 | 44 |  |  |  |  | -0.26623 | -11.7142 | 0.75256 | 0.76497 |  |  |  |  | 350 | 0.01252
9005 | DECKR_G6 | 6 | South | YES | -0.002947 | 44 | 24 | 47 | 0 | 1.015 | GGT | -1 | 0.26623 | 47 | 47 |  |  |  |  | -0.26623 | -12.5129 | 0.75366 | 0.76602 |  |  |  |  | 351 | 0.012482
9000 | DECKR_G1 | 1 | South | YES | -0.00272 | 280 | 50 | 321 | 0 | 1.015 | GST | -1 | 0.266 | 321 | 321 |  |  |  |  | -0.266 | -85.3875 | 0.76117 | 0.77323 |  |  |  |  | 352 | 0.012441
9001 | DECKR_G2 | 2 | South | YES | -0.00272 | 400 | 50 | 426 | 0 | 1.015 | GST | -1 | 0.266 | 426 | 426 |  |  |  |  | -0.266 | -113.3179 | 0.77114 | 0.7828 |  |  |  |  | 353 | 0.012401
9016 | SANDH_G1 | 1 | South | YES | -0.002715 | 45 | 2 | 49 | 0 | 1.0175 | GGT | -1 | 0.266 | 49 | 49 |  |  |  |  | -0.266 | -13.034 | 0.77229 | 0.7839 |  |  |  |  | 354 | 0.012357
9017 | SANDH_G2 | 2 | South | YES | -0.002715 | 45 | 2 | 46 | 0 | 1.0175 | GGT | -1 | 0.266 | 46 | 46 |  |  |  |  | -0.266 | -12.236 | 0.77336 | 0.78493 |  |  |  |  | 355 | 0.012056
9018 | SANDH_G3 | 3 | South | YES | -0.002715 | 45 | 2 | 46 | 0 | 1.0175 | GGT | -1 | 0.266 | 46 | 46 |  |  |  |  | -0.266 | -12.236 | 0.77444 | 0.78596 |  |  |  |  | 356 | 0.011656
9019 | SANDH_G4 | 4 | South | YES | -0.002715 | 0 | 2 | 47 |  | 1.0175 | GGT | -1 | 0.266 | 47 | 47 |  |  |  |  | -0.266 | -12.502 | 0.77554 | 0.78702 |  |  |  |  | 357 | 0.01161
9020 | SANDHG5A | 5A | South | YES | -0.002715 | 150 | 84 | 155 | 0 | 1.0175 | CC | -1 | 0.266 | 155 | 155 |  |  |  |  | -0.266 | -41.2299 | 0.77916 | 0.7905 |  |  |  |  | 358 | 0.011566
9021 | SANDHG5C | 5C | South | YES | -0.002715 | 140 | 0 | 148 | 0 | 1.0175 | CC | -1 | 0.266 | 148 | 148 |  |  |  |  | -0.266 | -39.3679 | 0.78263 | 0.79382 |  |  |  |  | 359 | 0.011523
8147 | UCAR #2 | 10 | South | YES | -0.002578 | 18.2 | 0 | 28 |  | 1 | Cogen | -1 | 0.26586 | 0 | 0 |  |  |  |  | -0.26586 | 0 | 0.78263 | 0.79382 |  |  |  |  | 360 | 0.011479
8148 | UCAR #1 | 2 | South | YES | -0.002578 | 6.1 | 0 | 7 | 0 | 1.009 | Cogen | -1 | 0.26586 | 0 | 0 |  |  |  |  | -0.26586 | 0 | 0.78263 | 0.79382 |  |  |  |  | 361 | 0.011333
80137 | CSDR89 | 8 | South | YES | -0.002578 | 33.9 | 0 | 39 | 0 | 1.003 | DCTie | -1 | 0.26586 | 0 | 0 |  |  |  |  | -0.26586 | 0 | 0.78263 | 0.79382 |  |  |  |  | 362 | 0.011194
80137 | CSDR89 | 9 | South | YES | -0.002578 | 15 | 0 | 15 | 0 | 1.003 | DCTie | -1 | 0.26586 | 0 | 0 |  |  |  |  | -0.26586 | 0 | 0.78263 | 0.79382 |  |  |  |  | 363 | 0.011194
80138 | CSDR7 | 7 | South | YES | -0.002578 | 6.1 | 0 | 7 | 0 | 1.014 | DCTie | -1 | 0.26586 | 0 | 0 |  |  |  |  | -0.26586 | 0 | 0.78263 | 0.79382 |  |  |  |  | 364 | 0.011194
80139 | CSDR56 | 5 | South | YES | -0.002578 | 15 | 0 | 15 |  | 1.0033 | DCTie | -1 | 0.26586 | 0 | 0 |  |  |  |  | -0.26586 | 0 | 0.78263 | 0.79382 |  |  |  |  | 365 | 0.011194
80139 | CSDR56 | 6 | South | YES | -0.002578 | 0 | 0 | 39 |  | 1.0033 | DCTie | -1 | 0.26586 | 0 | 0 |  |  |  |  | -0.26586 | 0 | 0.78263 | 0.79382 |  |  |  |  | 366 | 0.011194
80140 | CSDR11 | 11 | South | YES | -0.002578 | 33.9 | 0 | 39 | 0 | 1.03 | DCTie | -1 | 0.26586 | 0 | 0 |  |  |  |  | -0.26586 | 0 | 0.78263 | 0.79382 |  |  |  |  | 367 | 0.011194
80227 | AIRCO G | 1 | South | YES | -0.002487 | 7.2 | 0 | 8 | 0 | 1.0104 | Cogen | -1 | 0.26577 | 0 | 0 |  |  |  |  | -0.26577 | 0 | 0.78263 | 0.79382 |  |  |  |  | 368 | 0.011194
80224 | VISTRONG1 | 1 | South | YES | -0.002464 | 13.1 | 0 | 15 | 0 | 1.01 | Cogen | -1 | 0.26575 | 0 | 0 |  |  |  |  | -0.26575 | 0 | 0.78263 | 0.79382 |  |  |  |  | 369 | 0.011194
80225 | VISTRONG2 | 2 | South | YES | -0.002464 | 20.2 | 0 | 23 | 0 | 1.01 | Cogen | -1 | 0.26575 | 0 | 0 |  |  |  |  | -0.26575 | 0 | 0.78263 | 0.79382 |  |  |  |  | 370 | 0.011194
7020 | L_AUSTPL1_1Y | 1 | South | YES | -0.00239 | 0 | 0 | 8 |  | 1 | Hydro | -1 | 0.26567 | 0 | 0 |  |  |  |  | -0.26567 | 0 | 0.78263 | 0.79382 |  |  |  |  | 371 | 0.011194
7020 | L_AUSTPL1_1Y | 2 | South | YES | -0.00239 | 0 | 0 | 8 |  | 1 | Hydro | -1 | 0.26567 | 0 | 0 |  |  |  |  | -0.26567 | 0 | 0.78263 | 0.79382 |  |  |  |  | 372 | 0.011194
8066 | DUP1V#1 | 1 | South | YES | -0.002328 | 52.3 | 0 | 73 | 0 | 1.01 | Cogen | -1 | 0.26561 | 0 | 0 |  |  |  |  | -0.26561 | 0 | 0.78263 | 0.79382 |  |  |  |  | 373 | 0.011194
8173 | VICEC51A | 5 | South | YES | -0.002219 | 144 | 18 | 144 | 0 | 1.025 | CC | -1 | 0.2655 | 144 | 144 |  |  |  |  | -0.2655 | -38.2325 | 0.78599 | 0.79705 |  |  |  |  | 374 | 0.011194
8174 | VICEC61A | 6 | South | YES | -0.002219 | 188 | 42 | 188 | 0 | 1.025 | CC | -1 | 0.2655 | 188 | 188 |  |  |  |  | -0.2655 | -49.9147 | 0.79039 | 0.80126 |  |  |  |  | 375 | 0.011194
5508 | RAYBURNCC9 | 1 | South | YES | -0.002174 | 47.7 | 18.2 | 47.7 | 0 | 1.0296 | CC | -1 | 0.26546 | 47.7 | 47.7 |  |  |  |  | -0.26546 | -12.6624 | 0.79151 | 0.80233 |  |  |  |  | 376 | 0.011194
5509 | RAYBURNCC10 | 1 | South | YES | -0.002174 | 37.3 | 5.2 | 37.3 | 0 | 1.0296 | CC | -1 | 0.26546 | 37.3 | 37.3 |  |  |  |  | -0.26546 | -9.9016 | 0.79238 | 0.80317 |  |  |  |  | 377 | 0.011053
5511 | RAYBURNCC7 | 1 | South | YES | -0.002174 | 47.5 | 18.2 | 47.5 | 0 | 1.0296 | CC | -1 | 0.26546 | 47.5 | 47.5 |  |  |  |  | -0.26546 | -12.6093 | 0.79349 | 0.80423 |  |  |  |  | 378 | 0.010868
5512 | RAYBURNCC8 | 1 | South | YES | -0.002174 | 49.3 | 18.2 | 49.3 | 0 | 1.0296 | CC | -1 | 0.26546 | 49.3 | 49.3 |  |  |  |  | -0.26546 | -13.0871 | 0.79465 | 0.80534 |  |  |  |  | 379 | 0.010821
5503 | RAYBURNGEN3 | 1 | South | YES | -0.001954 | 17.6 | 6 | 22 | 0 | 1.0224 | GST | -1 | 0.26524 | 22 | 22 |  |  |  |  | -0.26524 | -5.8352 | 0.79516 | 0.80583 |  |  |  |  | 380 | 0.010785
5505 | RAYBURNGEN1 | 1 | South | YES | -0.001954 | 0 | 1 | 11 |  | 1.0223 | GGT | -1 | 0.26524 | 11 | 11 |  |  |  |  | -0.26524 | -2.9176 | 0.79542 | 0.80607 |  |  |  |  | 381 | 0.010738
5506 | RAYBURNGEN2 | 1 | South | YES | -0.001954 | 0 | 1 | 11 |  | 1.0223 | GGT | -1 | 0.26524 | 11 | 11 |  |  |  |  | -0.26524 | -2.9176 | 0.79568 | 0.80632 |  |  |  |  | 382 | 0.010689
7014 | L_HAYSEN1_1Y | 1 | South | YES | -0.001856 | 223.9 | 74 | 223.9 | 0 | 1.008 | CC | -1 | 0.26514 | 223.9 | 223.9 |  |  |  |  | -0.26514 | -59.365 | 0.80091 | 0.81133 |  |  |  |  | 383 | 0.010667
7015 | L_HAYSEN1_2Y | 2 | South | YES | -0.001856 | 225 | 74 | 225 | 0 | 1.008 | CC | -1 | 0.26514 | 225 | 225 |  |  |  |  | -0.26514 | -59.6566 | 0.80618 | 0.81637 |  |  |  |  | 384 | 0.010656
7016 | L_HAYSEN1_3Y | 3 | South | YES | -0.001856 | 224.6 | 74 | 224.6 | 0 | 1.008 | CC | -1 | 0.26514 | 224.6 | 224.6 |  |  |  |  | -0.26514 | -59.5506 | 0.81143 | 0.82139 |  |  |  |  | 385 | 0.010645
7017 | L_HAYSEN1_4Y | 4 | South | YES | -0.001856 | 226.7 | 74 | 226.7 | 0 | 1.008 | CC | -1 | 0.26514 | 226.7 | 226.7 |  |  |  |  | -0.26514 | -60.1074 | 0.81673 | 0.82647 |  |  |  |  | 386 | 0.010418
8189 | CUECPL2A | 1 | South | YES | -0.001841 | 12 | 0 | 12 | 0 | 1.02 | Cogen | -1 | 0.26513 | 0 | 0 |  |  |  |  | -0.26513 | 0 | 0.81673 | 0.82647 |  |  |  |  | 387 | 0.010191
7624 | L_LAKEWO9_1Y | 1 | South | YES | -0.00178 | 0 | 0 | 2.4 |  | 1 | Hydro | -1 | 0.26506 | 0 | 0 |  |  |  |  | -0.26506 | 0 | 0.81673 | 0.82647 |  |  |  |  | 388 | 0.0099634
7624 | L_LAKEWO9_1Y | 2 | South | YES | -0.00178 | 0 | 0 | 2.4 |  | 1 | Hydro | -1 | 0.26506 | 0 | 0 |  |  |  |  | -0.26506 | 0 | 0.81673 | 0.82647 |  |  |  |  | 389 | 0.0097339
7810 | L_RIONOG1G1Y | 1 | South | YES | -0.001608 | 148 | 0 | 148 | 0 | 1.02 | CC | -1 | 0.26489 | 148 | 148 |  |  |  |  | -0.26489 | -39.2041 | 0.8202 | 0.82978 |  |  |  |  | 390 | 0.0097339
7811 | L_RIONOG1G2Y | 2 | South | YES | -0.001608 | 148 | 0 | 148 | 0 | 1.02 | CC | -1 | 0.26489 | 148 | 148 |  |  |  |  | -0.26489 | -39.2041 | 0.82366 | 0.83309
7812 | L_RIONOG1G3Y | 3 | South | YES | -0.001608 | 154 | 0 | 154 | 0 | 1.02 | CC | -1 | 0.26489 | 154 | 154 |  |  |  |  | -0.26489 | -40.7935 | 0.82726 | 0.83653
7813 | L_RIONOG1S1Y | 4 | South | YES | -0.001608 | 293 | 0 | 293 | 0 | 1.02 | CC | -1 | 0.26489 | 293 | 293 |  |  |  |  | -0.26489 | -77.6135 | 0.83412 | 0.84308
7605 | L_MCQUEE9_1Y | 1 | South | YES | -0.001429 | 0 | 0 | 2.4 |  | 1.025 | Hydro | -1 | 0.26471 | 0 | 0 |  |  |  |  | -0.26471 | 0 | 0.83412 | 0.84308
7605 | L_MCQUEE9_1Y | 2 | South | YES | -0.001429 | 0 | 0 | 2.4 |  | 1.025 | Hydro | -1 | 0.26471 | 0 | 0 |  |  |  |  | -0.26471 | 0 | 0.83412 | 0.84308
7605 | L_MCQUEE9_1Y | 3 | South | YES | -0.001429 | 0 | 0 | 2.8 |  | 1.025 | Hydro | -1 | 0.26471 | 0 | 0 |  |  |  |  | -0.26471 | 0 | 0.83412 | 0.84308
7800 | L_GUADGE1_1Y | 1 | South | YES | -0.001355 | 147 | 30 | 147 | 0 | 1.02 | CC | -1 | 0.26464 | 147 | 147 |  |  |  |  | -0.26464 | -38.902 | 0.83756 | 0.84637
7801 | L_GUADGE1_2Y | 2 | South | YES | -0.001355 | 138 | 30 | 138 | 0 | 1.02 | CC | -1 | 0.26464 | 138 | 138 |  |  |  |  | -0.26464 | -36.5203 | 0.84078 | 0.84945
7802 | L_GUADGE1_3Y | 3 | South | YES | -0.001355 | 146 | 30 | 146 | 0 | 1.02 | CC | -1 | 0.26464 | 146 | 146 |  |  |  |  | -0.26464 | -38.6374 | 0.8442 | 0.85271
7803 | L_GUADGE1_4Y | 4 | South | YES | -0.001355 | 149 | 30 | 149 | 0 | 1.02 | CC | -1 | 0.26464 | 149 | 149 |  |  |  |  | -0.26464 | -39.4313 | 0.84769 | 0.85604
7804 | L_GUADGE1_5Y | 5 | South | YES | -0.001355 | 182 | 30 | 182 | 0 | 1.02 | CC | -1 | 0.26464 | 182 | 182 |  |  |  |  | -0.26464 | -48.1644 | 0.85194 | 0.86011
7805 | L_GUADGE1_6Y | 6 | South | YES | -0.001355 | 203 | 30 | 203 | 0 | 1.02 | CC | -1 | 0.26464 | 203 | 203 |  |  |  |  | -0.26464 | -53.7218 | 0.85669 | 0.86464
8161 | COLETO0A | 1 | South | YES | -0.001291 | 633 | 200 | 633 | 0 | 1.03 | LIGCO | -1 | 0.26458 | 0 | 633 |  |  |  |  | -0.26458 | 0 | 0.85669 | 0.86464
8926 | LGE_GT10A | 1 | South | YES | -0.001255 | 158 | 0 | 158 | 0 | 1.03 | Cogen | -1 | 0.26454 | 0 | 0 |  |  |  |  | -0.26454 | 0 | 0.85669 | 0.86464
8927 | LGE_GT20A | 2 | South | YES | -0.001255 | 153 | 0 | 153 | 0 | 1.03 | Cogen | -1 | 0.26454 | 0 | 0 |  |  |  |  | -0.26454 | 0 | 0.85669 | 0.86464
8928 | LGE_STG0A | 3 | South | YES | -0.001255 | 100 | 0 | 100 | 0 | 1.03 | Cogen | -1 | 0.26454 | 0 | 0 |  |  |  |  | -0.26454 | 0 | 0.85669 | 0.86464
8930 | ICPGN10A | 1 | South | YES | -0.001255 | 149 | 0 | 149 | 0 | 1.03 | Cogen | -1 | 0.26454 | 0 | 0 |  |  |  |  | -0.26454 | 0 | 0.85669 | 0.86464
8931 | ICPGN20A | 2 | South | YES | -0.001255 | 150 | 0 | 150 | 0 | 1.03 | Cogen | -1 | 0.26454 | 0 | 0 |  |  |  |  | -0.26454 | 0 | 0.85669 | 0.86464
8932 | ICPGN30A | 3 | South | YES | -0.001255 | 127 | 0 | 127 | 0 | 1.03 | Cogen | -1 | 0.26454 | 0 | 0 |  |  |  |  | -0.26454 | 0 | 0.85669 | 0.86464
80223 | REYSHR G | 1 | South | YES | -0.001255 | 12 | 0 | 12 | 0 | 1.032 | Cogen | -1 | 0.26454 | 0 | 0 |  |  |  |  | -0.26454 | 0 | 0.85669 | 0.86464
7609 | L_SCHUMA8_1Y | 1 | South | YES | -0.001059 | 0 | 0 | 4 |  | 1 | Hydro | -1 | 0.26434 | 0 | 0 |  |  |  |  | -0.26434 | 0 | 0.85669 | 0.86464
8442 | NBEC7 | 7 | South | YES | -0.000992 | 0 | 81 | 367 |  | 1.0298 | GST | -1 | 0.26428 | 367 | 367 |  |  |  |  | -0.26428 | -96.9895 | 0.86528 | 0.87283
8442 | NBEC7 | MB | South | YES | -0.000992 | 0 | 81 | 367 |  | 1.0298 | GST | -1 | 0.26428 | 0 | 0 |  |  |  |  | -0.26428 | 0 | 0.86528 | 0.87283
8560 | CNOPGT1 | 1 | South | YES | -0.000989 | 148.3 | 0 | 148.3 | 0 | 1.03 | Cogen | -1 | 0.26427 | 0 | 0 |  |  |  |  | -0.26427 | 0 | 0.86528 | 0.87283
8561 | CNOPGT2 | 2 | South | YES | -0.000989 | 148.6 | 0 | 148.6 | 0 | 1.03 | Cogen | -1 | 0.26427 | 0 | 0 |  |  |  |  | -0.26427 | 0 | 0.86528 | 0.87283
8562 | CNOPST1 | 3 | South | YES | -0.000989 | 153 | 0 | 153 | 0 | 1.03 | Cogen | -1 | 0.26427 | 0 | 0 |  |  |  |  | -0.26427 | 0 | 0.86528 | 0.87283
8456 | COSW#1 | 1 | South | YES | -0.000975 | 20 | 0 | 20 | 0 | 1.027 | Cogen | -1 | 0.26426 | 0 | 0 |  |  |  |  | -0.26426 | 0 | 0.86528 | 0.87283
8457 | COSW#2 | 2 | South | YES | -0.000975 | 14 | 0 | 14 | 0 | 1.027 | Cogen | -1 | 0.26426 | 0 | 0 |  |  |  |  | -0.26426 | 0 | 0.86528 | 0.87283
8459 | B_DAVIS0B | MB | South | YES | -0.000959 | 0 | 50 | 339 |  | 1.03 | GSC | -1 | 0.26424 | 0 | 0 |  |  |  |  | -0.26424 | 0 | 0.86528 | 0.87283
8460 | B_DAVIS0A | MB | South | YES | -0.000959 | 0 | 50 | 340 |  | 1.03 | GSC | -1 | 0.26424 | 0 | 0 |  |  |  |  | -0.26424 | 0 | 0.86528 | 0.87283
80263 | B_DAVIS31A | 3 | South | YES | -0.000959 | 0 | 0 | 180 |  | 1.0366 | CC | -1 | 0.26424 | 180 | 180 |  |  |  |  | -0.26424 | -47.5638 | 0.86949 | 0.87684
80264 | B_DAVIS41A | 4 | South | YES | -0.000959 | 0 | 0 | 180 |  | 1.0366 | CC | -1 | 0.26424 | 180 | 180 |  |  |  |  | -0.26424 | -47.5638 | 0.8737 | 0.88086
8506 | VAL #1 | 1 | South | YES | -0.000902 | 20.9 | 0 | 25 | 0 | 1.0055 | Cogen | -1 | 0.26419 | 0 | 0 |  |  |  |  | -0.26419 | 0 | 0.8737 | 0.88086
8507 | VAL #2 | 2 | South | YES | -0.000902 | 20.9 | 0 | 25 | 0 | 1.0055 | Cogen | -1 | 0.26419 | 0 | 0 |  |  |  |  | -0.26419 | 0 | 0.8737 | 0.88086
8511 | OXY_CC0A | 1 | South | YES | -0.000901 | 30.3 | 0 | 38 | 0 | 1.027 | Cogen | -1 | 0.26419 | 0 | 0 |  |  |  |  | -0.26419 | 0 | 0.8737 | 0.88086
7487 | L_CANYHY8_1Y | 1 | South | YES | -0.000896 | 0 | 0 | 6 |  | 1 | Hydro | -1 | 0.26418 | 0 | 0 |  |  |  |  | -0.26418 | 0 | 0.8737 | 0.88086
8461 | KOCH_UP0A | 1 | South | YES | -0.000864 | 38 | 0 | 38 | 0 | 1.012 | Cogen | -1 | 0.26415 | 0 | 0 |  |  |  |  | -0.26415 | 0 | 0.8737 | 0.88086
80080 | GWINDT11A | 1 | South | YES | -0.000772 | 28.2 | 0 | 94 | 0 | 1.025 | Wind | -1 | 0.26406 | 0 | 94 |  |  |  |  | -0.26406 | 0 | 0.8737 | 0.88086
80080 | GWINDT11A | 2 | South | YES | -0.000772 | 0 | 0 | 41 | 0 | 1.025 | Wind | -1 | 0.26406 | 0 | 41 |  |  |  |  | -0.26406 | 0 | 0.8737 | 0.88086
80080 | GWINDT11A | 3 | South | YES | -0.000772 | 0 | 0 | 38 | 0 | 1.025 | Wind | -1 | 0.26406 | 0 | 38 |  |  |  |  | -0.26406 | 0 | 0.8737 | 0.88086
80080 | GWINDT11A | 4 | South | YES | -0.000772 | 3.8 | 0 | 19 | 0 | 1.025 | Wind | -1 | 0.26406 | 0 | 19 |  |  |  |  | -0.26406 | 0 | 0.8737 | 0.88086
80081 | GWINDT21A | 1 | South | YES | -0.000772 | 28.2 | 0 | 94 | 0 | 1.025 | Wind | -1 | 0.26406 | 0 | 94 |  |  |  |  | -0.26406 | 0 | 0.8737 | 0.88086
80081 | GWINDT21A | 2 | South | YES | -0.000772 | 7.2 | 0 | 36 | 0 | 1.025 | Wind | -1 | 0.26406 | 0 | 36 |  |  |  |  | -0.26406 | 0 | 0.8737 | 0.88086
80081 | GWINDT21A | 3 | South | YES | -0.000772 | 8.6 | 0 | 43 | 0 | 1.025 | Wind | -1 | 0.26406 | 0 | 43 |  |  |  |  | -0.26406 | 0 | 0.8737 | 0.88086
80081 | GWINDT21A | 4 | South | YES | -0.000772 | 4.4 | 0 | 22 | 0 | 1.025 | Wind | -1 | 0.26406 | 0 | 22 |  |  |  |  | -0.26406 | 0 | 0.8737 | 0.88086
80180 | PNSCALT11A | 1 | South | YES | -0.000772 | 43.8 | 0 | 148 | 0 | 1.025 | Wind | -1 | 0.26406 | 0 | 148 |  |  |  |  | -0.26406 | 0 | 0.8737 | 0.88086
80180 | PNSCALT11A | 2 | South | YES | -0.000772 | 10 | 0 | 50 | 0 | 1.025 | Wind | -1 | 0.26406 | 0 | 50 |  |  |  |  | -0.26406 | 0 | 0.8737 | 0.88086
80181 | PNSCALT21A | 1 | South | YES | -0.000772 | 16.5 | 0 | 55 | 0 | 1.025 | Wind | -1 | 0.26406 | 0 | 55 |  |  |  |  | -0.26406 | 0 | 0.8737 | 0.88086
80181 | PNSCALT21A | 2 | South | YES | -0.000772 | 10 | 0 | 50 | 0 | 1.025 | Wind | -1 | 0.26406 | 0 | 50 |  |  |  |  | -0.26406 | 0 | 0.8737 | 0.88086
8517 | CELANEBI0A | 1 | South | YES | -0.000751 | 29 | 0 | 29 | 0 | 1.02 | Cogen | -1 | 0.26404 | 0 | 0 |  |  |  |  | -0.26404 | 0 | 0.8737 | 0.88086
5932 | SI_RAY9 | 9 | South | YES | -0.00063 | 32 | 32 | 38 | 0 | 1.035 | CC | -1 | 0.26391 | 38 | 38 |  |  |  |  | -0.26391 | -10.0288 | 0.87459 | 0.8817
5933 | SI_RAY6 | 6 | South | YES | -0.00063 | 15.4 | 10 | 19.3 | 0 | 1.035 | GST | -1 | 0.26391 | 19.3 | 19.3 |  |  |  |  | -0.26391 | -5.0936 | 0.87504 | 0.88213
5935 | SI_RAY10 | 10 | South | YES | -0.00063 | 47 | 10 | 47 | 0 | 1.03 | CC | -1 | 0.26391 | 47 | 47 |  |  |  |  | -0.26391 | -12.404 | 0.87614 | 0.88318
80003 | MILHWYS | F | South | YES | -0.00063 | 0 | 0 | 0 | 0 | 1.0168 | AVR | -1 | 0.26391 | 0 | 0 |  |  |  |  | -0.26391 | 0 | 0.87614 | 0.88318
5401 | CALAVER_JKS1 | 1 | South | YES | -0.000447 | 562 | 100 | 562 | 0 | 1.026 | LIGCO | -1 | 0.26373 | 0 | 562 |  |  |  |  | -0.26373 | 0 | 0.87614 | 0.88318
8936 | MVGN#1 | 1 | South | YES | -0.000402 | 216.6 | 0 | 216.6 | 0 | 1.0304 | CC | -1 | 0.26369 | 216.6 | 216.6 |  |  |  |  | -0.26369 | -57.1145 | 0.88121 | 0.888
8937 | MVGN#2 | 2 | South | YES | -0.000402 | 216.7 | 0 | 216.7 | 0 | 1.0304 | CC | -1 | 0.26369 | 216.7 | 216.7 |  |  |  |  | -0.26369 | -57.1409 | 0.88628 | 0.89283
8938 | MVGN#3 | 3 | South | YES | -0.000402 | 250.9 | 0 | 250.9 | 0 | 1.0304 | CC | -1 | 0.26369 | 250.9 | 250.9 |  |  |  |  | -0.26369 | -66.159 | 0.89215 | 0.89841
8981 | HECN1 | 1 | South | YES | -0.000401 | 144.8 | 0 | 144.8 | 0 | 1.0304 | CC | -1 | 0.26369 | 144.8 | 144.8 |  |  |  |  | -0.26369 | -38.1817 | 0.89553 | 0.90163
8982 | HECN2 | 2 | South | YES | -0.000401 | 144.1 | 0 | 144.1 | 0 | 1.0304 | CC | -1 | 0.26369 | 144.1 | 144.1 |  |  |  |  | -0.26369 | -37.9971 | 0.8989 | 0.90484
8983 | HECN3 | 3 | South | YES | -0.000401 | 171.9 | 0 | 171.9 | 0 | 1.0304 | CC | -1 | 0.26369 | 171.9 | 171.9 |  |  |  |  | -0.26369 | -45.3275 | 0.90293 | 0.90867
5476 | BRA_AVR1_CT1 | 1 | South | YES | -0.000286 | 155 | 90 | 155 | 0 | 1.025 | CC | -1 | 0.26357 | 155 | 155 |  |  |  |  | -0.26357 | -40.8534 | 0.90655 | 0.91212
5477 | BRA_AVR1_ST | 1 | South | YES | -0.000286 | 174 | 138 | 174 | 0 | 1.025 | CC | -1 | 0.26357 | 174 | 174 |  |  |  |  | -0.26357 | -45.8613 | 0.91062 | 0.91599
5478 | BRA_AVR1_CT2 | 1 | South | YES | -0.000286 | 155 | 90 | 155 | 0 | 1.025 | CC | -1 | 0.26357 | 155 | 155 |  |  |  |  | -0.26357 | -40.8534 | 0.91425 | 0.91944
5436 | TUTTL_WBT1G1 | 1 | South | YES | -0.000158 | 48.8 | 20 | 61 | 0 | 1.012 | GST | -1 | 0.26344 | 61 | 61 |  |  |  |  | -0.26344 | -16.07 | 0.91568 | 0.92079
5438 | TUTTL_WBT3G3 | 3 | South | YES | -0.000158 | 95 | 25 | 95 | 0 | 1.012 | GST | -1 | 0.26344 | 95 | 95 |  |  |  |  | -0.26344 | -25.027 | 0.9179 | 0.92291
5439 | TUTTL_WBT4G4 | 4 | South | YES | -0.000158 | 151 | 40 | 151 | 0 | 1.012 | GST | -1 | 0.26344 | 151 | 151 |  |  |  |  | -0.26344 | -39.7798 | 0.92143 | 0.92626
5903 | SANMIGUELGEN | 1 | South | YES | -0.000141 | 396.3 | 180 | 396.3 | 0 | 1.0336 | LIGCO | -1 | 0.26343 | 0 | 396.3 |  |  |  |  | -0.26343 | 0 | 0.92143 | 0.92626
5934 | SI_RAY5 | 5 | South | YES | 0 | 0 | 10 | 15 |  | 1.035 | GST | -1 | 0.26328 | 15 | 15 |  |  |  |  | -0.26328 | -3.9493 | 0.92178 | 0.9266
8139 | JOS #1 | MB | South | YES | 0 | 0 | 45 | 255 |  | 1.02 | GST | -1 | 0.26328 | 0 | 0 |  |  |  |  | -0.26328 | 0 | 0.92178 | 0.9266
8285 | LAR #1 | MB | South | YES | 0 | 0 | 9 | 32 |  | 1.0497 | GST | -1 | 0.26328 | 0 | 0 |  |  |  |  | -0.26328 | 0 | 0.92178 | 0.9266
8287 | LAR #2 | MB | South | YES | 0 | 0 | 9 | 32 |  | 1.04 | GST | -1 | 0.26328 | 0 | 0 |  |  |  |  | -0.26328 | 0 | 0.92178 | 0.9266
8288 | LAR #3 | MB | South | YES | 0 | 0 | 25 | 105 |  | 1.04 | GST | -1 | 0.26328 | 0 | 0 |  |  |  |  | -0.26328 | 0 | 0.92178 | 0.9266
8388 | BATES0A | MB | South | YES | 0 | 0 | 21 | 71 |  | 1.033 | GST | -1 | 0.26328 | 0 | 0 |  |  |  |  | -0.26328 | 0 | 0.92178 | 0.9266
8393 | BATES0B | MB | South | YES | 0 | 0 | 25 | 110 |  | 1.03 | GST | -1 | 0.26328 | 0 | 0 |  |  |  |  | -0.26328 | 0 | 0.92178 | 0.9266
8437 | NUECES_B0C | MB | South | YES | 0 | 0 | 7 | 30 |  | 1.03 | GST | -1 | 0.26328 | 0 | 0 |  |  |  |  | -0.26328 | 0 | 0.92178 | 0.9266
8438 | NUECES_B0B | MB | South | YES | 0 | 0 | 26 | 169 |  | 1.03 | GST | -1 | 0.26328 | 0 | 0 |  |  |  |  | -0.26328 | 0 | 0.92178 | 0.9266
39190 | TNSLCGN1__8 | 1 | Houston | YES | 0 | 0 | 10 | 30 |  | 1.03 | Cogen | -1 | 0.26328 | 0 | 0 |  |  |  |  | -0.26328 | 0 | 0.92178 | 0.9266
88198 | BEEVILLE | F | South | YES | 0.000125 | 0 | 0 | 0 | 0 | 1.02 | AVR | -1 | 0.26316 | 0 | 0 |  |  |  |  | -0.26316 | 0 | 0.92178 | 0.9266
8933 | FGNTS001 | 1 | South | YES | 0.000136 | 146.5 | 0 | 146.5 | 0 | 1.03 | CC | -1 | 0.26315 | 146.5 | 146.5 |  |  |  |  | -0.26315 | -38.5513 | 0.92521 | 0.92985
8934 | FGNTS101 | 2 | South | YES | 0.000136 | 147.9 | 0 | 147.9 | 0 | 1.03 | CC | -1 | 0.26315 | 147.9 | 147.9 |  |  |  |  | -0.26315 | -38.9197 | 0.92867 | 0.93314
8935 | FGNTS201 | 3 | South | YES | 0.000136 | 173 | 0 | 173 | 0 | 1.03 | CC | -1 | 0.26315 | 173 | 173 |  |  |  |  | -0.26315 | -45.5247 | 0.93272 | 0.93698
5111 | CALAVER_JTD1 | 1 | South | YES | 0.000173 | 430 | 80 | 430 | 0 | 1.0138 | LIGCO | -1 | 0.26311 | 0 | 430 |  |  |  |  | -0.26311 | 0 | 0.93272 | 0.93698
5112 | CALAVER_JTD2 | 2 | South | YES | 0.000173 | 430 | 80 | 430 | 0 | 1.0138 | LIGCO | -1 | 0.26311 | 0 | 430 |  |  |  |  | -0.26311 | 0 | 0.93272 | 0.93698
5396 | CALAVER_OWS1 | 1 | South | YES | 0.000265 | 418 | 80 | 418 | 0 | 1.0192 | GST | -1 | 0.26302 | 418 | 418 |  |  |  |  | -0.26302 | -109.9422 | 0.94249 | 0.94626
5397 | CALAVER_OWS2 | 2 | South | YES | 0.000265 | 400 | 80 | 400 | 0 | 1.0192 | GST | -1 | 0.26302 | 400 | 400 |  |  |  |  | -0.26302 | -105.2078 | 0.95185 | 0.95514
5026 | BRAUNIG_VHB1 | 1 | South | YES | 0.000272 | 215 | 40 | 215 | 0 | 1.0192 | GST | -1 | 0.26301 | 215 | 215 |  |  |  |  | -0.26301 | -56.5477 | 0.95688 | 0.95992
5027 | BRAUNIG_VHB2 | 2 | South | YES | 0.000272 | 216 | 40 | 216 | 0 | 1.0192 | GST | -1 | 0.26301 | 216 | 216 |  |  |  |  | -0.26301 | -56.8107 | 0.96194 | 0.96471
5028 | BRAUNIG_VHB3 | 3 | South | YES | 0.000427 | 407 | 60 | 407 | 0 | 1.0138 | GST | -1 | 0.26286 | 407 | 407 |  |  |  |  | -0.26286 | -106.983 | 0.97146 | 0.97374
7031 | L_MARSFO1G1Y | 1 | South | YES | 0.000673 | 0 | 0 | 36 |  | 1 | Hydro | -1 | 0.26261 | 0 | 0 |  |  |  |  | -0.26261 | 0 | 0.97146 | 0.97374
7032 | L_MARSFO1G2Y | 2 | South | YES | 0.000673 | 0 | 0 | 35 |  | 1 | Hydro | -1 | 0.26261 | 0 | 0 |  |  |  |  | -0.26261 | 0 | 0.97146 | 0.97374
7033 | L_MARSFO1G3Y | 3 | South | YES | 0.000673 | 0 | 0 | 36 |  | 1 | Hydro | -1 | 0.26261 | 0 | 0 |  |  |  |  | -0.26261 | 0 | 0.97146 | 0.97374
5264 | LEON_LCP3G3 | 3 | South | YES | 0.000925 | 0 | 20 | 58 |  | 1.0197 | GST | -1 | 0.26236 | 58 | 58 |  |  |  |  | -0.26236 | -15.2169 | 0.97281 | 0.97503
5265 | LEON_LCP4G4 | 4 | South | YES | 0.000925 | 89 | 25 | 89 | 0 | 1.0197 | GST | -1 | 0.26236 | 89 | 89 |  |  |  |  | -0.26236 | -23.35 | 0.9749 | 0.977
5266 | LEON_LCPCT1 | 1 | South | YES | 0.000925 | 44 | 24 | 44 | 0 | 1.0197 | GGT | -1 | 0.26236 | 44 | 44 |  |  |  |  | -0.26236 | -11.5438 | 0.97593 | 0.97797
5267 | LEON_LCPCT2 | 2 | South | YES | 0.000925 | 44 | 24 | 44 | 0 | 1.0197 | GGT | -1 | 0.26236 | 44 | 44 |  |  |  |  | -0.26236 | -11.5438 | 0.97695 | 0.97895
5268 | LEON_LCPCT3 | 3 | South | YES | 0.000925 | 43 | 24 | 43 | 0 | 1.0197 | GGT | -1 | 0.26236 | 43 | 43 |  |  |  |  | -0.26236 | -11.2815 | 0.97796 | 0.9799
5269 | LEON_LCPCT4 | 4 | South | YES | 0.000925 | 45 | 24 | 45 | 0 | 1.0197 | GGT | -1 | 0.26236 | 45 | 45 |  |  |  |  | -0.26236 | -11.8062 | 0.97901 | 0.9809
88508 | FALFURRI | F | South | YES | 0.002837 | 0 | 0 | 0 | 0 | 1 | AVR | -1 | 0.26045 | 0 | 0 |  |  |  |  | -0.26045 | 0 | 0.97901 | 0.9809
5728 | FALCONHYDRO2 | 2 | South | YES | 0.003326 | 12 | 0 | 12 | 0 | 1.0234 | Hydro | -1 | 0.25996 | 0 | 0 |  |  |  |  | -0.25996 | 0 | 0.97901 | 0.9809
5729 | FALCONHYDRO3 | 3 | South | YES | 0.003326 | 11 | 0 | 11 | 0 | 1.0234 | Hydro | -1 | 0.25996 | 0 | 0 |  |  |  |  | -0.25996 | 0 | 0.97901 | 0.9809
8048 | FALCONHYDRO1 | 1 | South | YES | 0.003326 | 12 | 0 | 12 | 0 | 1.0234 | Hydro | -1 | 0.25996 | 0 | 0 |  |  |  |  | -0.25996 | 0 | 0.97901 | 0.9809
88299 | ZAPATA | F | South | YES | 0.006378 | 0 | 0 | 0 | 0 | 1.02 | BLT | -1 | 0.25691 | 0 | 0 |  |  |  |  | -0.25691 | 0 | 0.97901 | 0.9809
7028 | L_MARBFA1_1Y | 1 | South | YES | 0.007093 | 0 | 0 | 18 |  | 1 | Hydro | -1 | 0.25619 | 0 | 0 |  |  |  |  | -0.25619 | 0 | 0.97901 | 0.9809
7029 | L_MARBFA1_2Y | 2 | South | YES | 0.007093 | 0 | 0 | 18 |  | 1 | Hydro | -1 | 0.25619 | 0 | 0 |  |  |  |  | -0.25619 | 0 | 0.97901 | 0.9809
7035 | L_WIRTZ_1G1Y | 1 | South | YES | 0.009432 | 0 | 0 | 29 |  | 1 | Hydro | -1 | 0.25385 | 0 | 0 |  |  |  |  | -0.25385 | 0 | 0.97901 | 0.9809
7036 | L_WIRTZ_1G2Y | 2 | South | YES | 0.009432 | 0 | 0 | 29.7 |  | 1 | Hydro | -1 | 0.25385 | 0 | 0 |  |  |  |  | -0.25385 | 0 | 0.97901 | 0.9809
7000 | L_FERGUS1_1Y | 1 | South | YES | 0.010197 | 400 | 65 | 423.3 | 0 | 1.015 | GSC | -1 | 0.25309 | 423.3 | 423.3 |  |  |  |  | -0.25309 | -107.132 | 0.98892 | 0.98994
5890 | PEARSALLGEN1 | 1 | South | YES | 0.01027 | 19.2 | 6 | 24 | 0 | 1.0226 | GST | -1 | 0.25301 | 24 | 24 |  |  |  |  | -0.25301 | -6.0723 | 0.98948 | 0.99045
5891 | PEARSALLGEN2 | 1 | South | YES | 0.01027 | 19.4 | 6 | 24.3 | 0 | 1.0226 | GST | -1 | 0.25301 | 24.3 | 24.3 |  |  |  |  | -0.25301 | -6.1483 | 0.99005 | 0.99097
5892 | PEARSALLGEN3 | 1 | South | YES | 0.01027 | 19.1 | 6 | 23.9 | 0 | 1.0226 | GST | -1 | 0.25301 | 23.9 | 23.9 |  |  |  |  | -0.25301 | -6.047 | 0.9906 | 0.99148
7022 | L_BUCHAN1_1Y | 1 | South | YES | 0.010327 | 0 | 0 | 18 |  | 1 | Hydro | -1 | 0.25296 | 0 | 0 |  |  |  |  | -0.25296 | 0 | 0.9906 | 0.99148
7023 | L_BUCHAN1_2Y | 2 | South | YES | 0.010327 | 0 | 0 | 18 |  | 1 | Hydro | -1 | 0.25296 | 0 | 0 |  |  |  |  | -0.25296 | 0 | 0.9906 | 0.99148
7024 | L_BUCHAN1_3Y | 3 | South | YES | 0.010327 | 0 | 0 | 15 |  | 1 | Hydro | -1 | 0.25296 | 0 | 0 |  |  |  |  | -0.25296 | 0 | 0.9906 | 0.99148
80012 | LAR | F | South | YES | 0.01088 | 0 | 0 | 0 | 0 | 1.04 | DCTie | -1 | 0.2524 | 0 | 0 |  |  |  |  | -0.2524 | 0 | 0.9906 | 0.99148
80265 | LARECU40A | 4 | South | YES | 0.010882 | 80 | 0 | 100 |  | 1.039 | GGT | -1 | 0.2524 | 100 | 100 |  |  |  |  | -0.2524 | -25.2403 | 0.99294 | 0.99361
80266 | LARECU50A | 5 | South | YES | 0.010882 | 80 | 0 | 100 |  | 1.039 | GGT | -1 | 0.2524 | 100 | 100 |  |  |  |  | -0.2524 | -25.2403 | 0.99528 | 0.99574
58909 | PEARSALLSCG1 | 1 | South | YES | 0.013171 | 0 | 0 | 8.4 |  | 1.027 | Diesel | -1 | 0.25011 | 8.4 | 8.4 |  |  |  |  | -0.25011 | -2.101 | 0.99548 | 0.99592
58909 | PEARSALLSCG1 | 2 | South | YES | 0.013171 | 0 | 0 | 8.4 |  | 1.027 | Diesel | -1 | 0.25011 | 8.4 | 8.4 |  |  |  |  | -0.25011 | -2.101 | 0.99568 | 0.9961
58909 | PEARSALLSCG1 | 3 | South | YES | 0.013171 | 0 | 0 | 8.4 |  | 1.027 | Diesel | -1 | 0.25011 | 8.4 | 8.4 |  |  |  |  | -0.25011 | -2.101 | 0.99587 | 0.99628
58909 | PEARSALLSCG1 | 4 | South | YES | 0.013171 | 0 | 0 | 8.4 |  | 1.027 | Diesel | -1 | 0.25011 | 8.4 | 8.4 |  |  |  |  | -0.25011 | -2.101 | 0.99607 | 0.99645
58909 | PEARSALLSCG1 | 5 | South | YES | 0.013171 | 0 | 0 | 8.4 |  | 1.027 | Diesel | -1 | 0.25011 | 8.4 | 8.4 |  |  |  |  | -0.25011 | -2.101 | 0.99627 | 0.99663
58909 | PEARSALLSCG1 | 6 | South | YES | 0.013171 | 0 | 0 | 8.4 |  | 1.027 | Diesel | -1 | 0.25011 | 8.4 | 8.4 |  |  |  |  | -0.25011 | -2.101 | 0.99646 | 0.99681
58919 | PEARSALLSCG2 | 1 | South | YES | 0.013171 | 0 | 0 | 8.4 |  | 1.027 | Diesel | -1 | 0.25011 | 8.4 | 8.4 |  |  |  |  | -0.25011 | -2.101 | 0.99666 | 0.99699
58919 | PEARSALLSCG2 | 2 | South | YES | 0.013171 | 0 | 0 | 8.4 |  | 1.027 | Diesel | -1 | 0.25011 | 8.4 | 8.4 |  |  |  |  | -0.25011 | -2.101 | 0.99686 | 0.99716
58919 | PEARSALLSCG2 | 3 | South | YES | 0.013171 | 0 | 0 | 8.4 |  | 1.027 | Diesel | -1 | 0.25011 | 8.4 | 8.4 |  |  |  |  | -0.25011 | -2.101 | 0.99705 | 0.99734
58919 | PEARSALLSCG2 | 4 | South | YES | 0.013171 | 0 | 0 | 8.4 |  | 1.027 | Diesel | -1 | 0.25011 | 8.4 | 8.4 |  |  |  |  | -0.25011 | -2.101 | 0.99725 | 0.99752
58919 | PEARSALLSCG2 | 5 | South | YES | 0.013171 | 0 | 0 | 8.4 |  | 1.027 | Diesel | -1 | 0.25011 | 8.4 | 8.4 |  |  |  |  | -0.25011 | -2.101 | 0.99745 | 0.99769
58919 | PEARSALLSCG2 | 6 | South | YES | 0.013171 | 0 | 0 | 8.4 |  | 1.027 | Diesel | -1 | 0.25011 | 8.4 | 8.4 |  |  |  |  | -0.25011 | -2.101 | 0.99764 | 0.99787
58929 | PEARSALLSCG3 | 1 | South | YES | 0.013171 | 0 | 0 | 8.4 |  | 1.027 | Diesel | -1 | 0.25011 | 8.4 | 8.4 |  |  |  |  | -0.25011 | -2.101 | 0.99784 | 0.99805
58929 | PEARSALLSCG3 | 2 | South | YES | 0.013171 | 0 | 0 | 8.4 |  | 1.027 | Diesel | -1 | 0.25011 | 8.4 | 8.4 |  |  |  |  | -0.25011 | -2.101 | 0.99803 | 0.99823
58929 | PEARSALLSCG3 | 3 | South | YES | 0.013171 | 0 | 0 | 8.4 |  | 1.027 | Diesel | -1 | 0.25011 | 8.4 | 8.4 |  |  |  |  | -0.25011 | -2.101 | 0.99823 | 0.9984
58929 | PEARSALLSCG3 | 4 | South | YES | 0.013171 | 0 | 0 | 8.4 |  | 1.027 | Diesel | -1 | 0.25011 | 8.4 | 8.4 |  |  |  |  | -0.25011 | -2.101 | 0.99843 | 0.99858
58929 | PEARSALLSCG3 | 5 | South | YES | 0.013171 | 0 | 0 | 8.4 |  | 1.027 | Diesel | -1 | 0.25011 | 8.4 | 8.4 |  |  |  |  | -0.25011 | -2.101 | 0.99862 | 0.99876
58929 | PEARSALLSCG3 | 6 | South | YES | 0.013171 | 0 | 0 | 8.4 |  | 1.027 | Diesel | -1 | 0.25011 | 8.4 | 8.4 |  |  |  |  | -0.25011 | -2.101 | 0.99882 | 0.99894
58949 | PEARSALLSCG4 | 1 | South | YES | 0.013171 | 0 | 0 | 8.4 |  | 1.027 | Diesel | -1 | 0.25011 | 8.4 | 8.4 |  |  |  |  | -0.25011 | -2.101 | 0.99902 | 0.99911
58949 | PEARSALLSCG4 | 2 | South | YES | 0.013171 | 0 | 0 | 8.4 |  | 1.027 | Diesel | -1 | 0.25011 | 8.4 | 8.4 |  |  |  |  | -0.25011 | -2.101 | 0.99921 | 0.99929
58949 | PEARSALLSCG4 | 3 | South | YES | 0.013171 | 0 | 0 | 8.4 |  | 1.027 | Diesel | -1 | 0.25011 | 8.4 | 8.4 |  |  |  |  | -0.25011 | -2.101 | 0.99941 | 0.99947
58949 | PEARSALLSCG4 | 4 | South | YES | 0.013171 | 0 | 0 | 8.4 |  | 1.027 | Diesel | -1 | 0.25011 | 8.4 | 8.4 |  |  |  |  | -0.25011 | -2.101 | 0.99961 | 0.99965
58949 | PEARSALLSCG4 | 5 | South | YES | 0.013171 | 0 | 0 | 8.4 |  | 1.027 | Diesel | -1 | 0.25011 | 8.4 | 8.4 |  |  |  |  | -0.25011 | -2.101 | 0.9998 | 0.99982
58949 | PEARSALLSCG4 | 6 | South | YES | 0.013171 | 0 | 0 | 8.4 |  | 1.027 | Diesel | -1 | 0.25011 | 8.4 | 8.4 |  |  |  |  | -0.25011 | -2.101 | 1 | 1
7026 | L_INKSDA1_1Y | 1 | South | YES | 0.014999 | 0 | 0 | 13.7 |  | 1 | Hydro | -1 | 0.24829 | 0 | 0 |  |  |  |  | -0.24829 | 0 | 1 | 1
1643 | SLSTR1PP_1G | 1 | North | YES | 0.0296 | 6 | 0 | 60 | 0 | 1.022 | Wind | -1 | 0.23368 | 0 | 60 |  |  | 0 | 0 | -0.23368 | 0 | 1 | 1
8262 | ELPS | 1 | South | YES | 0.057082 | 6 | 6 | 6 | 0 | 1.15 | Hydro | -1 | 0.2062 | 0 | 0 |  |  |  |  | -0.2062 | 0 | 1 | 1
8032 | AMISTADHYD1 | 1 | South | YES | 0.078261 | 33 | 13 | 33 | 0 | 1.03 | Hydro | -1 | 0.18502 | 0 | 0 |  |  |  |  | -0.18502 | 0 | 1 | 1
8033 | AMISTADHYD2 | 2 | South | YES | 0.078261 | 25 | 13 | 25 | 0 | 1.03 | Hydro | -1 | 0.18502 | 0 | 0 |  |  |  |  | -0.18502 | 0 | 1 | 1
88253 | HAMILTON | F | South | YES | 0.078261 | 0 | 0 | 0 | 0 | 1.04 | BLT | -1 | 0.18502 | 0 | 0 |  |  |  |  | -0.18502 | 0 | 1 | 1
6100 | OKLA7A | EQ | West | YES | 0.11478 | 50 | -220 | 220 | 0 | 1.035 | DCTie | 1 | 0.13784 | 0 | 0 | 0 | 0 |  |  | 0.13784 | 0
6752 | OKLA0A | 1 | West | YES | 0.11478 | 649.7 | 175 | 649.7 | 0 | 1.035 | LIGCO | 1 | 0.13784 | 0 | 649.7 | 74.5732 | 649.7 |  |  | 0.13784 | 89.5577
1438 | MESQUITW_2G | 1 | North | YES | 0.46896 | 23.6 | 0 | 236 |  | 1.017 | Wind | -1 | -0.20568 | 0 | 236 |  |  | 0 | 0 | 0.20568 | 0
1442 | COKFIELD_5 | 1 | North | YES | 0.46896 | 16.5 | 0 | 165 |  | 1.029 | Wind | -1 | -0.20568 | 0 | 165 |  |  | 0 | 0 | 0.20568 | 0
1437 | MESQUITW_1G | 1 | North | YES | 0.46938 | 40 | 0 | 400 | 0 | 1.023 | Wind | -1 | -0.20609 | 0 | 400 |  |  | 0 | 0 | 0.20609 | 0
60081 | WHRLWIND1A | 1 | West | YES | 0.19063 | 12 | 0 | 60 | 0 | 1.03 | Wind | 1 | 0.21369 | 0 | 60 | 11.4376 | 60 |  |  | 0.21369 | 12.8214
60202 | FRNDDRCS | F | West | YES | 0.22293 | 0 | 0 | 0 | 0 | 0.9985 | AVR | 1 | 0.24599 | 0 | 0 | 0 | 0 |  |  | 0.24599 | 0
6144 | MCADOO1A | 1 | West | YES | 0.22416 | 15 | 0 | 150 | 0 | 1.025 | Wind | 1 | 0.24723 | 0 | 150 | 33.6245 | 150 |  |  | 0.24723 | 37.084
11056 | ROSCOE_1G | 1 | West | YES | 0.23059 | 41.8 | 0 | 209 |  | 1 | Wind | 1 | 0.25365 | 0 | 209 | 48.1935 | 209 |  |  | 0.25365 | 53.0138
11057 | CHAMPION_1G | 1 | West | YES | 0.23059 | 25.3 | 0 | 126.5 |  | 1 | Wind | 1 | 0.25365 | 0 | 126.5 | 29.1698 | 126.5 |  |  | 0.25365 | 32.0873
11058 | PYRON_1G | 1 | West | YES | 0.23059 | 49.8 | 0 | 249 |  | 1 | Wind | 1 | 0.25365 | 0 | 249 | 57.4172 | 249 |  |  | 0.25365 | 63.16
11059 | INADALE_1G | 1 | West | YES | 0.23059 | 39.4 | 0 | 197 |  | 1 | Wind | 1 | 0.25365 | 0 | 197 | 45.4264 | 197 |  |  | 0.25365 | 49.97
6407 | TURKTRAK1A | 1 | West | YES | 0.23837 | 33.9 | 0 | 169.5 | 0 | 1.025 | Wind | 1 | 0.26144 | 0 | 169.5 | 40.4044 | 169.5 |  |  | 0.26144 | 44.3137
60057 | CALLAHAN1A | 1 | West | YES | 0.24092 | 22.8 | 0 | 114 | 0 | 1.04 | Wind | 1 | 0.26398 | 0 | 114 | 27.4647 | 114 |  |  | 0.26398 | 30.0939
60000 | DSKY2 | 1 | West | YES | 0.24806 | 19.1 | 0 | 76.5 |  | 1.039 | Wind | 1 | 0.27112 | 0 | 76.5 | 18.9765 | 76.5 |  |  | 0.27112 | 20.7409
60018 | DSKY1 | 1 | West | YES | 0.24813 | 21 | 0 | 84 | 0 | 1.023 | Wind | 1 | 0.27119 | 0 | 84 | 20.8427 | 84 |  |  | 0.27119 | 22.78
60017 | ORNNWP1 | 1 | West | YES | 0.24978 | 20 | 0 | 80 |  | 1.027 | Wind | 1 | 0.27285 | 0 | 80 | 19.9826 | 80 |  |  | 0.27285 | 21.8277
1343 | TRENTIPP_8 | 1 | West | YES | 0.24994 | 30 | 0 | 150 |  | 1.014 | Wind | 1 | 0.273 | 0 | 150 | 37.4905 | 150 |  |  | 0.273 | 40.9501
1354 | AEPWIND_8 | 1 | West | YES | 0.24994 | 20.2 | 0 | 101 |  | 1 | Wind | 1 | 0.273 | 0 | 101 | 25.2436 | 101 |  |  | 0.273 | 27.5731
36998 | RDCNYNG1 | 1 | West | YES | 0.25328 | 16.8 | 0 | 84 |  | 1.01 | Wind | 1 | 0.27635 | 0 | 84 | 21.2758 | 84 |  |  | 0.27635 | 23.2131
38437 | TNSRBNMESA9 | 1 | West | YES | 0.25469 | 37.5 | 0 | 150 | 0 | 1.02 | Wind | 1 | 0.27775 | 0 | 150 | 38.203 | 150 |  |  | 0.27775 | 41.6626
38332 | TNWDWRDU2_8 | 1 | West | YES | 0.25484 | 20 | 0 | 80 | 0 | 1.0232 | Wind | 1 | 0.2779 | 0 | 80 | 20.3869 | 80 |  |  | 0.2779 | 22.232
60016 | WOODWRD11A | 1 | West | YES | 0.25487 | 20 | 0 | 80 |  | 1.033 | Wind | 1 | 0.27793 | 0 | 80 | 20.3896 | 80 |  |  | 0.27793 | 22.2347
6016 | SWMESA | 1 | West | YES | 0.25502 | 18.8 | 0 | 75 |  | 1.03 | Wind | 1 | 0.27808 | 0 | 75 | 19.1266 | 75 |  |  | 0.27808 | 20.8563
60003 | KING_NE1A | 1 | West | YES | 0.25502 | 20 | 0 | 80 |  | 1.03 | Wind | 1 | 0.27808 | 0 | 80 | 20.4017 | 80 |  |  | 0.27808 | 22.2468
60005 | KING_SE1A | 1 | West | YES | 0.25502 | 10 | 0 | 40 |  | 1.035 | Wind | 1 | 0.27808 | 0 | 40 | 10.2008 | 40 |  |  | 0.27808 | 11.1234
60201 | RIO DRCS | F | West | YES | 0.25533 | 0 | 0 | 0 | 0 | 1.025 | AVR | 1 | 0.27839 | 0 | 0 | 0 | 0 |  |  | 0.27839 | 0
60007 | KING_SW1A | 1 | West | YES | 0.25591 | 20 | 0 | 80 |  | 1.03 | Wind | 1 | 0.27898 | 0 | 80 | 20.4731 | 80 |  |  | 0.27898 | 22.3182
60019 | KING_NW1A | 1 | West | YES | 0.25591 | 20 | 0 | 80 |  | 1.03 | Wind | 1 | 0.27898 | 0 | 80 | 20.4731 | 80 |  |  | 0.27898 | 22.3182
1061 | CIELOGEN_1G | 1 | West | YES | 0.25992 | 19.8 | 0 | 99 |  | 1 | Wind | 1 | 0.28299 | 0 | 99 | 25.7323 | 99 |  |  | 0.28299 | 28.0156
1062 | CIELOGEN_2G | 1 | West | YES | 0.25992 | 12.2 | 0 | 61 |  | 1 | Wind | 1 | 0.28299 | 0 | 61 | 15.8552 | 61 |  |  | 0.28299 | 17.2621
1069 | KINDERMG_1G | 1 | West | YES | 0.25992 | 25 | 5 | 25 | 0 | 1.017 | Cogen | 1 | 0.28299 | 0 | 0 | 0 | 0 |  |  | 0.28299 | 0
1070 | KINDERMG_2G | 1 | West | YES | 0.25992 | 45.7 | 12 | 45.7 | 0 | 1.017 | Cogen | 1 | 0.28299 | 0 | 0 | 0 | 0 |  |  | 0.28299 | 0
1071 | KINDERMG_3G | 1 | West | YES | 0.25992 | 45.7 | 12 | 45.7 | 0 | 1.017 | Cogen | 1 | 0.28299 | 0 | 0 | 0 | 0 |  |  | 0.28299 | 0
1068 | SCURRYCW_1G | 1 | West | YES | 0.2601 | 28.2 | 1.3 | 141 | 0 | 1.0217 | Wind | 1 | 0.28316 | 0 | 141 | 36.6734 | 141 |  |  | 0.28316 | 39.9254
1073 | SCURRYCW_2G | 2 | West | YES | 0.2601 | 24 | 0 | 120 | 0 | 1.0217 | Wind | 1 | 0.28316 | 0 | 120 | 31.2114 | 120 |  |  | 0.28316 | 33.979
1349 | WESTXWIN_1G | 1 | West | YES | 0.26091 | 1.3 | 0 | 6.6 |  | 1.014 | Wind | 1 | 0.28398 | 0 | 6.6 | 1.722 | 6.6 |  |  | 0.28398 | 1.8742
1350 | NWPWRG1_1G | 1 | West | YES | 0.26091 | 6.9 | 1 | 34.3 |  | 1.014 | Wind | 1 | 0.28398 | 0 | 34.3 | 8.9493 | 34.3 |  |  | 0.28398 | 9.7404
76091 | L_DIVIDE1_1N | W1 | West | YES | 0.26142 | 22.5 | 0 | 112.5 |  | 1.02 | Wind | 1 | 0.28448 | 0 | 112.5 | 29.4092 | 112.5 |  |  | 0.28448 | 32.0038
76095 | L_CAPRSI1_1N | W1 | West | YES | 0.26142 | 29.9 | 0 | 149.5 | 0 | 1.02 | Wind | 1 | 0.28448 | 0 | 149.5 | 39.0815 | 149.5 |  |  | 0.28448 | 42.5296
76096 | L_CAPRSI1_2N | W1 | West | YES | 0.26142 | 37.2 | 0 | 186 | 0 | 1.02 | Wind | 1 | 0.28448 | 0 | 186 | 48.6232 | 186 |  |  | 0.28448 | 52.913
76097 | L_CAPRGE1_1N | W1 | West | YES | 0.26142 | 42.9 | 0 | 214.5 | 0 | 1.02 | Wind | 1 | 0.28448 | 0 | 214.5 | 56.0735 | 214.5 |  |  | 0.28448 | 61.0207
6637 | SNYDERW1A | 1 | West | YES | 0.26238 | 12.6 | 0 | 63 | 0 | 1.025 | Wind | 1 | 0.28545 | 0 | 63 | 16.5302 | 63 |  |  | 0.28545 | 17.9832
76031 | L_GASCCR1_1N | W1 | West | YES | 0.26422 | 30 | 0 | 150 | 0 | 1.02 | Wind | 1 | 0.28728 | 0 | 150 | 39.6327 | 150 |  |  | 0.28728 | 43.0922
11309 | BULLCREK_2G | 1 | West | YES | 0.26444 | 20.9 | 0 | 180 |  | 1 | Wind | 1 | 0.2875 | 0 | 180 | 47.599 | 180 |  |  | 0.2875 | 51.7505
11310 | BULLCREK_1G | 1 | West | YES | 0.26444 | 15.1 | 0 | 180 |  | 1 | Wind | 1 | 0.2875 | 0 | 180 | 47.599 | 180 |  |  | 0.2875 | 51.7505
11320 | COYOTE_1G | 1 | West | YES | 0.26474 | 22.5 | 0 | 225 |  | 1 | Wind | 1 | 0.2878 | 0 | 225 | 59.566 | 225 |  |  | 0.2878 | 64.7554
1320 | BSP 1 | 1 | West | YES | 0.2659 | 25.5 | 2.9 | 25.8 | 0 | 1 | Cogen | 1 | 0.28896 | 0 | 0 | 0 | 0 |  |  | 0.28896 | 0
1360 | GUNSIGHT_8 | 1 | West | YES | 0.26676 | 0 | 0 | 120 |  | 1.01 | Wind | 1 | 0.28983 | 0 | 120 | 32.0114 | 120 |  |  | 0.28983 | 34.7791
1327 | WILDHRSE_1G | 1 | West | YES | 0.26765 | 0 | 0 | 120 |  | 1 | Wind | 1 | 0.29071 | 0 | 120 | 32.1174 | 120 |  |  | 0.29071 | 34.885
1333 | MCDDONAL_8 | 1 | West | YES | 0.26955 | 42.8 | 0 | 214.2 |  | 1.01 | Wind | 1 | 0.29262 | 0 | 214.2 | 57.7387 | 214.2 |  |  | 0.29262 | 62.6789
1328 | OCOTILLO_1G | 1 | West | YES | 0.26958 | 11.6 | 0 | 58 |  | 1.01 | Wind | 1 | 0.29264 | 0 | 58 | 15.6356 | 58 |  |  | 0.29264 | 16.9733
1326 | STANTONW_8 | 1 | West | YES | 0.27081 | 20.1 | 0 | 100.5 |  | 1.01 | Wind | 1 | 0.29387 | 0 | 100.5 | 27.216 | 100.5 |  |  | 0.29387 | 29.5339
11147 | NOTREES_1G | 1 | West | YES | 0.27089 | 29.8 | 0 | 149 | 0 | 1.017 | Wind | 1 | 0.29395 | 0 | 149 | 40.3628 | 149 |  |  | 0.29395 | 43.7992
7038 | L_DELAWA1_1Y | 1 | West | YES | 0.27105 | 3.5 | 0 | 35 | 0 | 1 | Wind | 1 | 0.29411 | 0 | 35 | 9.4866 | 35 |  |  | 0.29411 | 10.2938
7038 | L_DELAWA1_1Y | 2 | West | YES | 0.27105 | 3 | 0 | 30 | 0 | 1 | Wind | 1 | 0.29411 | 0 | 30 | 8.1314 | 30 |  |  | 0.29411 | 8.8233
1002 | PBCTAGE_1G | A | West | YES | 0.27109 | 64 | 64 | 66 | 0 | 1.036 | GGT | 1 | 0.29416 | 66 | 66 | 17.8923 | 66 |  |  | 0.29416 | 19.4145
1003 | PBCTBGE_2G | B | West | YES | 0.27109 | 65 | 65 | 66 | 0 | 1.036 | GGT | 1 | 0.29416 | 66 | 66 | 17.8923 | 66 |  |  | 0.29416 | 19.4145
1004 | PBCTCGE_3G | C | West | YES | 0.27109 | 62 | 62 | 67 | 0 | 1.036 | GGT | 1 | 0.29416 | 67 | 67 | 18.1634 | 67 |  |  | 0.29416 | 19.7086
1005 | PBCTDGE_4G | D | West | YES | 0.27109 | 65 | 65 | 68 | 0 | 1.036 | GGT | 1 | 0.29416 | 68 | 68 | 18.4345 | 68 |  |  | 0.29416 | 20.0028
1006 | PBCTEGE_5G | E | West | YES | 0.27109 | 65 | 65 | 67 | 0 | 1.036 | GGT | 1 | 0.29416 | 67 | 67 | 18.1634 | 67 |  |  | 0.29416 | 19.7086
1007 | PB5GEN_6G | 5 | West | YES | 0.27109 | 91.2 | 40 | 114 | 0 | 1.036 | GST | 1 | 0.29416 | 114 | 114 | 30.9048 | 114 |  |  | 0.29416 | 33.5341
1008 | PB6GEN_7G | 6 | West | YES | 0.27109 | 515 | 130 | 515 | 0 | 1.036 | GST | 1 | 0.29416 | 515 | 515 | 139.6139 | 515 |  |  | 0.29416 | 151.4917
1037 | MORGAN5G_5G | 5 | West | YES | 0.27147 | 109.6 | 40 | 137 | 0 | 1.029 | GST | 1 | 0.29453 | 137 | 137 | 37.1915 | 137 |  |  | 0.29453 | 40.3512
1039 | MRGNAG_1G | A | West | YES | 0.27147 | 69 | 69 | 69 | 0 | 1.029 | GGT | 1 | 0.29453 | 69 | 69 | 18.7315 | 69 |  |  | 0.29453 | 20.3229
1040 | MRGNBG_2G | B | West | YES | 0.27147 | 70 | 70 | 71 | 0 | 1.029 | GGT | 1 | 0.29453 | 71 | 71 | 19.2744 | 71 |  |  | 0.29453 | 20.912
1041 | MRGNCG_3G | C | West | YES | 0.27147 | 69 | 69 | 70 | 0 | 1.029 | GGT | 1 | 0.29453 | 70 | 70 | 19.003 | 70 |  |  | 0.29453 | 20.6174
1042 | MRGNDG_4G | D | West | YES | 0.27147 | 68 | 68 | 68 | 0 | 1.029 | GGT | 1 | 0.29453 | 68 | 68 | 18.46 | 68 |  |  | 0.29453 | 20.0284
1043 | MRGNEG_5G | E | West | YES | 0.27147 | 68 | 68 | 70 | 0 | 1.029 | GGT | 1 | 0.29453 | 70 | 70 | 19.003 | 70 |  |  | 0.29453 | 20.6174
1044 | MRGNFG_6G | F | West | YES | 0.27147 | 66 | 66 | 66 | 0 | 1.029 | GGT | 1 | 0.29453 | 66 | 66 | 17.9171 | 66 |  |  | 0.29453 | 19.4393
11020 | TIEHVSG_1G | 1 | West | YES | 0.27433 | 208.2 | 63 | 208.2 | 0 | 1.012 | CC | 1 | 0.29739 | 208.2 | 208.2 | 57.1155 | 208.2 |  |  | 0.29739 | 61.9174
11021 | TIEHVCG_1G | 1 | West | YES | 0.27433 | 142.1 | 103 | 142.1 | 0 | 1.012 | CC | 1 | 0.29739 | 142.1 | 142.1 | 38.9823 | 142.1 |  |  | 0.29739 | 42.2596
11022 | TIEHVCG_2G | 1 | West | YES | 0.27433 | 132.4 | 103 | 132.4 | 0 | 1.012 | CC | 1 | 0.29739 | 132.4 | 132.4 | 36.3213 | 132.4 |  |  | 0.29739 | 39.3749
11023 | TIEHVCG_3G | 1 | West | YES | 0.27433 | 137.4 | 103 | 137.4 | 0 | 1.012 | CC | 1 | 0.29739 | 137.4 | 137.4 | 37.6929 | 137.4 |  |  | 0.29739 | 40.8619
11024 | TIEHVCG_4G | 1 | West | YES | 0.27433 | 147 | 103 | 147 | 0 | 1.012 | CC | 1 | 0.29739 | 147 | 147 | 40.3265 | 147 |  |  | 0.29739 | 43.7169
11025 | TIEHVSG_2G | 1 | West | YES | 0.27433 | 213.2 | 63 | 213.2 | 0 | 1.012 | CC | 1 | 0.29739 | 213.2 | 213.2 | 58.4872 | 213.2 |  |  | 0.29739 | 63.4043
11001 | NAV1CT | 1 | West | YES | 0.27437 | 70.4 | 18 | 70.4 | 0 | 1.029 | CC | 1 | 0.29743 | 70.4 | 70.4 | 19.3154 | 70.4 |  |  | 0.29743 | 20.9391
11009 | NAV2CT | 1 | West | YES | 0.27437 | 71.4 | 18 | 71.4 | 0 | 1.029 | CC | 1 | 0.29743 | 71.4 | 71.4 | 19.5898 | 71.4 |  |  | 0.29743 | 21.2365
11011 | NAV3ST | 1 | West | YES | 0.27437 | 92.8 | 40 | 92.8 | 0 | 1.029 | CC | 1 | 0.29743 | 92.8 | 92.8 | 25.4613 | 92.8 |  |  | 0.29743 | 27.6016
11012 | NAV4CT | 1 | West | YES | 0.27437 | 80 | 18 | 80 | 0 | 1.029 | CC | 1 | 0.29743 | 80 | 80 | 21.9494 | 80 |  |  | 0.29743 | 23.7945
11013 | NAV5CT | 1 | West | YES | 0.27437 | 80 | 18 | 80 | 0 | 1.029 | CC | 1 | 0.29743 | 80 | 80 | 21.9494 | 80 |  |  | 0.29743 | 23.7945
11014 | NAV6ST | 1 | West | YES | 0.27437 | 115 | 40 | 115 | 0 | 1.029 | CC | 1 | 0.29743 | 115 | 115 | 31.5522 | 115 |  |  | 0.29743 | 34.2045
1045 | CALENG1G_1G | 1 | West | YES | 0.27696 | 73.4 | 27 | 73.4 | 0 | 1.014 | Cogen | 1 | 0.30003 | 0 | 0 | 0 | 0 |  |  | 0.30003 | 0
1046 | CALENG2G_2G | 2 | West | YES | 0.27696 | 73.4 | 27 | 73.4 | 0 | 1.014 | Cogen | 1 | 0.30003 | 0 | 0 | 0 | 0 |  |  | 0.30003 | 0
1047 | CALENG3G_3G | 3 | West | YES | 0.27696 | 70.4 | 27 | 70.4 | 0 | 1.014 | Cogen | 1 | 0.30003 | 0 | 0 | 0 | 0 |  |  | 0.30003 | 0
1058 | LONGSHORE_5 | 1 | West | YES | 0.2777 | 30 | 0 | 150 |  | 1.01 | Wind | 1 | 0.30076 | 0 | 150 | 41.6551 | 150 |  |  | 0.30076 | 45.1147
1058 | LONGSHORE_5 | 2 | West | YES | 0.2777 | 44 | 0 | 220 |  | 1.01 | Wind | 1 | 0.30076 | 0 | 220 | 61.0942 | 220 |  |  | 0.30076 | 66.1682
11065 | ELBOWCK_1G | 1 | West | YES | 0.2777 | 23.4 | 0 | 121.9 | 0 | 1 | Wind | 1 | 0.30076 | 0 | 121.9 | 33.8518 | 121.9 |  |  | 0.30076 | 36.6632
60058 | BUFF_GAP1A | 1 | West | YES | 0.31266 | 24 | 0 | 120 |  | 1 | Wind | 1 | 0.33573 | 0 | 120 | 37.5197 | 120 |  |  | 0.33573 | 40.2873
60060 | CIRELLO | 1 | West | YES | 0.31266 | 46.6 | 0 | 233 | 0 | 1 | Wind | 1 | 0.33573 | 0 | 233 | 72.8507 | 233 |  |  | 0.33573 | 78.2245
60063 | BUFF_GAP1B | 1 | West | YES | 0.31266 | 34 | 0 | 170.2 | 0 | 1.02 | Wind | 1 | 0.33573 | 0 | 170.2 | 53.2154 | 170.2 |  |  | 0.33573 | 57.1408
60066 | H_HOLLOW1A | 1 | West | YES | 0.31266 | 44.4 | 0 | 222 | 0 | 1.005 | Wind | 1 | 0.33573 | 0 | 222 | 69.4114 | 222 |  |  | 0.33573 | 74.5315
60068 | HHOLLOW21A | 1 | West | YES | 0.31266 | 36.8 | 0 | 184 | 0 | 1.025 | Wind | 1 | 0.33573 | 0 | 184 | 57.5302 | 184 |  |  | 0.33573 | 61.7739
60070 | HHOLLOW31A | 1 | West | YES | 0.31266 | 44.8 | 0 | 224 | 0 | 1.025 | Wind | 1 | 0.33573 | 0 | 224 | 70.0367 | 224 |  |  | 0.33573 | 75.203
60072 | HHOLLOW41A | 1 | West | YES | 0.31266 | 23 | 0 | 115 | 0 | 1.025 | Wind | 1 | 0.33573 | 0 | 115 | 35.9564 | 115 |  |  | 0.33573 | 38.6087
71051 | L_BITTCR1_1N | W1 | West | YES | 0.3147 | 7.5 | 0 | 37.5 |  | 1.02 | Wind | 1 | 0.33777 | 0 | 37.5 | 11.8013 | 37.5 |  |  | 0.33777 | 12.6662
71054 | L_SWEETW1_1N | W1 | West | YES | 0.3147 | 21.5 | 0 | 107.5 |  | 1.02 | Wind | 1 | 0.33777 | 0 | 107.5 | 33.8305 | 107.5 |  |  | 0.33777 | 36.3098
71057 | L_SWEETW1_2N | W1 | West | YES | 0.3147 | 27 | 0 | 135 |  | 1.02 | Wind | 1 | 0.33777 | 0 | 135 | 42.4848 | 135 |  |  | 0.33777 | 45.5984
71059 | L_SWEETW1_3N | W1 | West | YES | 0.3147 | 23.8 | 0 | 119 | 0 | 1.02 | Wind | 1 | 0.33777 | 0 | 119 | 37.4495 | 119 |  |  | 0.33777 | 40.1941
71060 | L_SWEETW1_4N | W1 | West | YES | 0.3147 | 21 | 0 | 105 | 0 | 1.02 | Wind | 1 | 0.33777 | 0 | 105 | 33.0437 | 105 |  |  | 0.33777 | 35.4654
71061 | L_SWEETW1_5N | W1 | West | YES | 0.3147 | 16.1 | 0 | 80.5 | 0 | 1.02 | Wind | 1 | 0.33777 | 0 | 80.5 | 25.3335 | 80.5 |  |  | 0.33777 | 27.1901
1416 | SWETWATR_1G | 1 | West | YES | 0.35303 | 30 | 18 | 30 | 0 | 1.026 | CC | 1 | 0.3761 | 30 | 30 | 10.591 | 30 |  |  | 0.3761 | 11.283
1417 | SWETWATR_2G | 2 | West | YES | 0.35303 | 72 | 36 | 72 | 0 | 1.026 | CC | 1 | 0.3761 | 72 | 72 | 25.4185 | 72 |  |  | 0.3761 | 27.0791
1418 | SWETWATR_3G | 3 | West | YES | 0.35303 | 68 | 36 | 68 | 0 | 1.026 | CC | 1 | 0.3761 | 68 | 68 | 24.0064 | 68 |  |  | 0.3761 | 25.5747
1419 | SWETWATR_4G | 4 | West | YES | 0.35303 | 61 | 36 | 61 | 0 | 1.026 | CC | 1 | 0.3761 | 61 | 61 | 21.5351 | 61 |  |  | 0.3761 | 22.942
Note on AL4: Zonal Cap - Zonal Impact

## Distributed Slack - Bound Gen
Number of Bus | Name of Bus | ID | Area Name of Gen | AGC | P Sensitivity of Bus | Gen MW | Min MW | Max MW | V Sensitivity of Bus | Set Volt | Tech Type | Zone Impact | Zone Correlation | Inc Max | Dec Max | Souce S.F. Weighting | Souce Capacity | Sink S.F. Weighting | Sink Capacity | PTDF Calc | PTDF Weighting | max of zone correlation | -0.20609 |  |  | Neg PTDF weight | Pos PTDF weight
1437 | MESQUITW_1G | 1 | North | YES | 0.46938 | 40 | 0 | 400 | 0 | 1.023 | Wind | -1 | -0.20609 | 0 | 400 |  |  | 0 | 0 | 0.20609 | 0 |  |  |  |  | 0 | 0
1438 | MESQUITW_2G | 1 | North | YES | 0.46896 | 23.6 | 0 | 236 |  | 1.017 | Wind | -1 | -0.20568 | 0 | 236 |  |  | 0 | 0 | 0.20568 | 0 |  |  |  |  | 0 | 0
1442 | COKFIELD_5 | 1 | North | YES | 0.46896 | 16.5 | 0 | 165 |  | 1.029 | Wind | -1 | -0.20568 | 0 | 165 |  |  | 0 | 0 | 0.20568 | 0 |  |  |  |  | 0 | 0
6100 | OKLA7A | EQ | West | YES | 0.11478 | 50 | -220 | 220 | 0 | 1.035 | DCTie | 1 | 0.13784 | 0 | 0 | 0 | 0 |  |  | 0.13784 | 0 |  |  | Weighted Shift Factors |  | 0 | 0
6752 | OKLA0A | 1 | West | YES | 0.11478 | 649.7 | 175 | 649.7 | 0 | 1.035 | LIGCO | 1 | 0.13784 | 0 | 649.7 | 74.5732 | 649.7 |  |  | 0.13784 | 89.5577 |  |  | West | 0.26328 | 0 | 0
8032 | AMISTADHYD1 | 1 | South | YES | 0.078261 | 33 | 13 | 33 | 0 | 1.03 | Hydro | -1 | 0.18502 | 0 | 0 |  |  |  |  | -0.18502 | 0 |  |  | North | -0.023064 | 0 | 0
8033 | AMISTADHYD2 | 2 | South | YES | 0.078261 | 25 | 13 | 25 | 0 | 1.03 | Hydro | -1 | 0.18502 | 0 | 0 |  |  |  |  | -0.18502 | 0 |  |  |  |  | 0 | 0
88253 | HAMILTON | F | South | YES | 0.078261 | 0 | 0 | 0 | 0 | 1.04 | BLT | -1 | 0.18502 | 0 | 0 |  |  |  |  | -0.18502 | 0 | North |  |  |  | 0 | 0
8262 | ELPS | 1 | South | YES | 0.057082 | 6 | 6 | 6 | 0 | 1.15 | Hydro | -1 | 0.2062 | 0 | 0 |  |  |  |  | -0.2062 | 0 | Line Rating |  | 1072 |  | 0 | 0
60081 | WHRLWIND1A | 1 | West | YES | 0.19063 | 12 | 0 | 60 | 0 | 1.03 | Wind | 1 | 0.21369 | 0 | 60 | 11.4376 | 60 |  |  | 0.21369 | 12.8214 | Impact Counter to Zone: |  | 0 |  | 0 | 0
1643 | SLSTR1PP_1G | 1 | North | YES | 0.0296 | 6 | 0 | 60 | 0 | 1.022 | Wind | -1 | 0.23368 | 0 | 60 |  |  | 0 | 0 | -0.23368 | 0 |  |  | -0% |  | 0 | 0
60202 | FRNDDRCS | F | West | YES | 0.22293 | 0 | 0 | 0 | 0 | 0.9985 | AVR | 1 | 0.24599 | 0 | 0 | 0 | 0 |  |  | 0.24599 | 0 |  |  |  |  | 0 | 0
6144 | MCADOO1A | 1 | West | YES | 0.22416 | 15 | 0 | 150 | 0 | 1.025 | Wind | 1 | 0.24723 | 0 | 150 | 33.6245 | 150 |  |  | 0.24723 | 37.084 | West |  |  |  | 0 | 0
7026 | L_INKSDA1_1Y | 1 | South | YES | 0.014999 | 0 | 0 | 13.7 |  | 1 | Hydro | -1 | 0.24829 | 0 | 0 |  |  |  |  | -0.24829 | 0 | Line Rating |  | 1072 |  | 0 | 0
58909 | PEARSALLSCG1 | 1 | South | YES | 0.013171 | 0 | 0 | 8.4 |  | 1.027 | Diesel | -1 | 0.25011 | 8.4 | 8.4 |  |  |  |  | -0.25011 | -2.101 | Impact Counter to Zone: |  | 0 |  | 0 | 0
58909 | PEARSALLSCG1 | 2 | South | YES | 0.013171 | 0 | 0 | 8.4 |  | 1.027 | Diesel | -1 | 0.25011 | 8.4 | 8.4 |  |  |  |  | -0.25011 | -2.101 |  |  | 0% |  | 0 | 0
58909 | PEARSALLSCG1 | 3 | South | YES | 0.013171 | 0 | 0 | 8.4 |  | 1.027 | Diesel | -1 | 0.25011 | 8.4 | 8.4 |  |  |  |  | -0.25011 | -2.101 |  |  |  |  | 0 | 0
58909 | PEARSALLSCG1 | 4 | South | YES | 0.013171 | 0 | 0 | 8.4 |  | 1.027 | Diesel | -1 | 0.25011 | 8.4 | 8.4 |  |  |  |  | -0.25011 | -2.101 |  |  |  |  | 0 | 0
58909 | PEARSALLSCG1 | 5 | South | YES | 0.013171 | 0 | 0 | 8.4 |  | 1.027 | Diesel | -1 | 0.25011 | 8.4 | 8.4 |  |  |  |  | -0.25011 | -2.101 |  |  |  |  | 0 | 0
58909 | PEARSALLSCG1 | 6 | South | YES | 0.013171 | 0 | 0 | 8.4 |  | 1.027 | Diesel | -1 | 0.25011 | 8.4 | 8.4 |  |  |  |  | -0.25011 | -2.101 |  |  |  |  | 0 | 0
58919 | PEARSALLSCG2 | 1 | South | YES | 0.013171 | 0 | 0 | 8.4 |  | 1.027 | Diesel | -1 | 0.25011 | 8.4 | 8.4 |  |  |  |  | -0.25011 | -2.101 |  |  |  |  | 0 | 0
58919 | PEARSALLSCG2 | 2 | South | YES | 0.013171 | 0 | 0 | 8.4 |  | 1.027 | Diesel | -1 | 0.25011 | 8.4 | 8.4 |  |  |  |  | -0.25011 | -2.101 |  |  |  |  | 0 | 0
58919 | PEARSALLSCG2 | 3 | South | YES | 0.013171 | 0 | 0 | 8.4 |  | 1.027 | Diesel | -1 | 0.25011 | 8.4 | 8.4 |  |  |  |  | -0.25011 | -2.101 |  |  |  |  | 0 | 0
58919 | PEARSALLSCG2 | 4 | South | YES | 0.013171 | 0 | 0 | 8.4 |  | 1.027 | Diesel | -1 | 0.25011 | 8.4 | 8.4 |  |  |  |  | -0.25011 | -2.101 |  |  |  |  | 0 | 0
58919 | PEARSALLSCG2 | 5 | South | YES | 0.013171 | 0 | 0 | 8.4 |  | 1.027 | Diesel | -1 | 0.25011 | 8.4 | 8.4 |  |  |  |  | -0.25011 | -2.101 |  |  |  |  | 0 | 0
58919 | PEARSALLSCG2 | 6 | South | YES | 0.013171 | 0 | 0 | 8.4 |  | 1.027 | Diesel | -1 | 0.25011 | 8.4 | 8.4 |  |  |  |  | -0.25011 | -2.101 |  |  |  |  | 0 | 0
58929 | PEARSALLSCG3 | 1 | South | YES | 0.013171 | 0 | 0 | 8.4 |  | 1.027 | Diesel | -1 | 0.25011 | 8.4 | 8.4 |  |  |  |  | -0.25011 | -2.101 |  |  |  |  | 0 | 0
58929 | PEARSALLSCG3 | 2 | South | YES | 0.013171 | 0 | 0 | 8.4 |  | 1.027 | Diesel | -1 | 0.25011 | 8.4 | 8.4 |  |  |  |  | -0.25011 | -2.101 |  |  |  |  | 0 | 0
58929 | PEARSALLSCG3 | 3 | South | YES | 0.013171 | 0 | 0 | 8.4 |  | 1.027 | Diesel | -1 | 0.25011 | 8.4 | 8.4 |  |  |  |  | -0.25011 | -2.101 |  |  |  |  | 0 | 0
58929 | PEARSALLSCG3 | 4 | South | YES | 0.013171 | 0 | 0 | 8.4 |  | 1.027 | Diesel | -1 | 0.25011 | 8.4 | 8.4 |  |  |  |  | -0.25011 | -2.101 |  |  |  |  | 0 | 0
58929 | PEARSALLSCG3 | 5 | South | YES | 0.013171 | 0 | 0 | 8.4 |  | 1.027 | Diesel | -1 | 0.25011 | 8.4 | 8.4 |  |  |  |  | -0.25011 | -2.101 |  |  |  |  | 0 | 0
58929 | PEARSALLSCG3 | 6 | South | YES | 0.013171 | 0 | 0 | 8.4 |  | 1.027 | Diesel | -1 | 0.25011 | 8.4 | 8.4 |  |  |  |  | -0.25011 | -2.101 |  |  |  |  | 0 | 0
58949 | PEARSALLSCG4 | 1 | South | YES | 0.013171 | 0 | 0 | 8.4 |  | 1.027 | Diesel | -1 | 0.25011 | 8.4 | 8.4 |  |  |  |  | -0.25011 | -2.101 |  |  |  |  | 0 | 0
58949 | PEARSALLSCG4 | 2 | South | YES | 0.013171 | 0 | 0 | 8.4 |  | 1.027 | Diesel | -1 | 0.25011 | 8.4 | 8.4 |  |  |  |  | -0.25011 | -2.101 |  |  |  |  | 0 | 0
58949 | PEARSALLSCG4 | 3 | South | YES | 0.013171 | 0 | 0 | 8.4 |  | 1.027 | Diesel | -1 | 0.25011 | 8.4 | 8.4 |  |  |  |  | -0.25011 | -2.101 |  |  |  |  | 0 | 0
58949 | PEARSALLSCG4 | 4 | South | YES | 0.013171 | 0 | 0 | 8.4 |  | 1.027 | Diesel | -1 | 0.25011 | 8.4 | 8.4 |  |  |  |  | -0.25011 | -2.101 |  |  |  |  | 0 | 0
58949 | PEARSALLSCG4 | 5 | South | YES | 0.013171 | 0 | 0 | 8.4 |  | 1.027 | Diesel | -1 | 0.25011 | 8.4 | 8.4 |  |  |  |  | -0.25011 | -2.101 |  |  |  |  | 0 | 0
58949 | PEARSALLSCG4 | 6 | South | YES | 0.013171 | 0 | 0 | 8.4 |  | 1.027 | Diesel | -1 | 0.25011 | 8.4 | 8.4 |  |  |  |  | -0.25011 | -2.101 |  |  |  |  | 0 | 0
80265 | LARECU40A | 4 | South | YES | 0.010882 | 80 | 0 | 100 |  | 1.039 | GGT | -1 | 0.2524 | 100 | 100 |  |  |  |  | -0.2524 | -25.2403 |  |  |  |  | 0 | 0
80266 | LARECU50A | 5 | South | YES | 0.010882 | 80 | 0 | 100 |  | 1.039 | GGT | -1 | 0.2524 | 100 | 100 |  |  |  |  | -0.2524 | -25.2403 |  |  |  |  | 0 | 0
80012 | LAR | F | South | YES | 0.01088 | 0 | 0 | 0 | 0 | 1.04 | DCTie | -1 | 0.2524 | 0 | 0 |  |  |  |  | -0.2524 | 0 |  |  |  |  | 0 | 0
7022 | L_BUCHAN1_1Y | 1 | South | YES | 0.010327 | 0 | 0 | 18 |  | 1 | Hydro | -1 | 0.25296 | 0 | 0 |  |  |  |  | -0.25296 | 0 |  |  |  |  | 0 | 0
7023 | L_BUCHAN1_2Y | 2 | South | YES | 0.010327 | 0 | 0 | 18 |  | 1 | Hydro | -1 | 0.25296 | 0 | 0 |  |  |  |  | -0.25296 | 0 |  |  |  |  | 0 | 0
7024 | L_BUCHAN1_3Y | 3 | South | YES | 0.010327 | 0 | 0 | 15 |  | 1 | Hydro | -1 | 0.25296 | 0 | 0 |  |  |  |  | -0.25296 | 0 |  |  |  |  | 0 | 0
5891 | PEARSALLGEN2 | 1 | South | YES | 0.01027 | 19.4 | 6 | 24.3 | 0 | 1.0226 | GST | -1 | 0.25301 | 24.3 | 24.3 |  |  |  |  | -0.25301 | -6.1483 |  |  |  |  | 0 | 0
5890 | PEARSALLGEN1 | 1 | South | YES | 0.01027 | 19.2 | 6 | 24 | 0 | 1.0226 | GST | -1 | 0.25301 | 24 | 24 |  |  |  |  | -0.25301 | -6.0723 |  |  |  |  | 0 | 0
5892 | PEARSALLGEN3 | 1 | South | YES | 0.01027 | 19.1 | 6 | 23.9 | 0 | 1.0226 | GST | -1 | 0.25301 | 23.9 | 23.9 |  |  |  |  | -0.25301 | -6.047 |  |  |  |  | 0 | 0
7000 | L_FERGUS1_1Y | 1 | South | YES | 0.010197 | 400 | 65 | 423.3 | 0 | 1.015 | GSC | -1 | 0.25309 | 423.3 | 423.3 |  |  |  |  | -0.25309 | -107.132 |  |  |  |  | 0 | 0
11057 | CHAMPION_1G | 1 | West | YES | 0.23059 | 25.3 | 0 | 126.5 |  | 1 | Wind | 1 | 0.25365 | 0 | 126.5 | 29.1698 | 126.5 |  |  | 0.25365 | 32.0873 |  |  |  |  | 0 | 0
11059 | INADALE_1G | 1 | West | YES | 0.23059 | 39.4 | 0 | 197 |  | 1 | Wind | 1 | 0.25365 | 0 | 197 | 45.4264 | 197 |  |  | 0.25365 | 49.97 |  |  |  |  | 0 | 0
11056 | ROSCOE_1G | 1 | West | YES | 0.23059 | 41.8 | 0 | 209 |  | 1 | Wind | 1 | 0.25365 | 0 | 209 | 48.1935 | 209 |  |  | 0.25365 | 53.0138 |  |  |  |  | 0 | 0
11058 | PYRON_1G | 1 | West | YES | 0.23059 | 49.8 | 0 | 249 |  | 1 | Wind | 1 | 0.25365 | 0 | 249 | 57.4172 | 249 |  |  | 0.25365 | 63.16 |  |  |  |  | 0 | 0
7035 | L_WIRTZ_1G1Y | 1 | South | YES | 0.009432 | 0 | 0 | 29 |  | 1 | Hydro | -1 | 0.25385 | 0 | 0 |  |  |  |  | -0.25385 | 0 |  |  |  |  | 0 | 0
7036 | L_WIRTZ_1G2Y | 2 | South | YES | 0.009432 | 0 | 0 | 29.7 |  | 1 | Hydro | -1 | 0.25385 | 0 | 0 |  |  |  |  | -0.25385 | 0 |  |  |  |  | 0 | 0
7028 | L_MARBFA1_1Y | 1 | South | YES | 0.007093 | 0 | 0 | 18 |  | 1 | Hydro | -1 | 0.25619 | 0 | 0 |  |  |  |  | -0.25619 | 0 |  |  |  |  | 0 | 0
7029 | L_MARBFA1_2Y | 2 | South | YES | 0.007093 | 0 | 0 | 18 |  | 1 | Hydro | -1 | 0.25619 | 0 | 0 |  |  |  |  | -0.25619 | 0 |  |  |  |  | 0 | 0
88299 | ZAPATA | F | South | YES | 0.006378 | 0 | 0 | 0 | 0 | 1.02 | BLT | -1 | 0.25691 | 0 | 0 |  |  |  |  | -0.25691 | 0 |  |  |  |  | 0 | 0
5728 | FALCONHYDRO2 | 2 | South | YES | 0.003326 | 12 | 0 | 12 | 0 | 1.0234 | Hydro | -1 | 0.25996 | 0 | 0 |  |  |  |  | -0.25996 | 0 |  |  |  |  | 0 | 0
5729 | FALCONHYDRO3 | 3 | South | YES | 0.003326 | 11 | 0 | 11 | 0 | 1.0234 | Hydro | -1 | 0.25996 | 0 | 0 |  |  |  |  | -0.25996 | 0 |  |  |  |  | 0 | 0
8048 | FALCONHYDRO1 | 1 | South | YES | 0.003326 | 12 | 0 | 12 | 0 | 1.0234 | Hydro | -1 | 0.25996 | 0 | 0 |  |  |  |  | -0.25996 | 0 |  |  |  |  | 0 | 0
88508 | FALFURRI | F | South | YES | 0.002837 | 0 | 0 | 0 | 0 | 1 | AVR | -1 | 0.26045 | 0 | 0 |  |  |  |  | -0.26045 | 0 |  |  |  |  | 0 | 0
6407 | TURKTRAK1A | 1 | West | YES | 0.23837 | 33.9 | 0 | 169.5 | 0 | 1.025 | Wind | 1 | 0.26144 | 0 | 169.5 | 40.4044 | 169.5 |  |  | 0.26144 | 44.3137 |  |  |  |  | 0 | 0
5265 | LEON_LCP4G4 | 4 | South | YES | 0.000925 | 89 | 25 | 89 | 0 | 1.0197 | GST | -1 | 0.26236 | 89 | 89 |  |  |  |  | -0.26236 | -23.35 |  |  |  |  | 0 | 0
5264 | LEON_LCP3G3 | 3 | South | YES | 0.000925 | 0 | 20 | 58 |  | 1.0197 | GST | -1 | 0.26236 | 58 | 58 |  |  |  |  | -0.26236 | -15.2169 |  |  |  |  | 0 | 0
5269 | LEON_LCPCT4 | 4 | South | YES | 0.000925 | 45 | 24 | 45 | 0 | 1.0197 | GGT | -1 | 0.26236 | 45 | 45 |  |  |  |  | -0.26236 | -11.8062 |  |  |  |  | 0 | 0
5266 | LEON_LCPCT1 | 1 | South | YES | 0.000925 | 44 | 24 | 44 | 0 | 1.0197 | GGT | -1 | 0.26236 | 44 | 44 |  |  |  |  | -0.26236 | -11.5438 |  |  |  |  | 0 | 0
5267 | LEON_LCPCT2 | 2 | South | YES | 0.000925 | 44 | 24 | 44 | 0 | 1.0197 | GGT | -1 | 0.26236 | 44 | 44 |  |  |  |  | -0.26236 | -11.5438 |  |  |  |  | 0 | 0
5268 | LEON_LCPCT3 | 3 | South | YES | 0.000925 | 43 | 24 | 43 | 0 | 1.0197 | GGT | -1 | 0.26236 | 43 | 43 |  |  |  |  | -0.26236 | -11.2815 |  |  |  |  | 0 | 0
7031 | L_MARSFO1G1Y | 1 | South | YES | 0.000673 | 0 | 0 | 36 |  | 1 | Hydro | -1 | 0.26261 | 0 | 0 |  |  |  |  | -0.26261 | 0 |  |  |  |  | 0 | 0
7032 | L_MARSFO1G2Y | 2 | South | YES | 0.000673 | 0 | 0 | 35 |  | 1 | Hydro | -1 | 0.26261 | 0 | 0 |  |  |  |  | -0.26261 | 0 |  |  |  |  | 0 | 0
7033 | L_MARSFO1G3Y | 3 | South | YES | 0.000673 | 0 | 0 | 36 |  | 1 | Hydro | -1 | 0.26261 | 0 | 0 |  |  |  |  | -0.26261 | 0 |  |  |  |  | 0 | 0
5028 | BRAUNIG_VHB3 | 3 | South | YES | 0.000427 | 407 | 60 | 407 | 0 | 1.0138 | GST | -1 | 0.26286 | 407 | 407 |  |  |  |  | -0.26286 | -106.983 |  |  |  |  | 0 | 0
5027 | BRAUNIG_VHB2 | 2 | South | YES | 0.000272 | 216 | 40 | 216 | 0 | 1.0192 | GST | -1 | 0.26301 | 216 | 216 |  |  |  |  | -0.26301 | -56.8107 |  |  |  |  | 0 | 0
5026 | BRAUNIG_VHB1 | 1 | South | YES | 0.000272 | 215 | 40 | 215 | 0 | 1.0192 | GST | -1 | 0.26301 | 215 | 215 |  |  |  |  | -0.26301 | -56.5477 |  |  |  |  | 0 | 0
5396 | CALAVER_OWS1 | 1 | South | YES | 0.000265 | 418 | 80 | 418 | 0 | 1.0192 | GST | -1 | 0.26302 | 418 | 418 |  |  |  |  | -0.26302 | -109.9422 |  |  |  |  | 0 | 0
5397 | CALAVER_OWS2 | 2 | South | YES | 0.000265 | 400 | 80 | 400 | 0 | 1.0192 | GST | -1 | 0.26302 | 400 | 400 |  |  |  |  | -0.26302 | -105.2078 |  |  |  |  | 0 | 0
5111 | CALAVER_JTD1 | 1 | South | YES | 0.000173 | 430 | 80 | 430 | 0 | 1.0138 | LIGCO | -1 | 0.26311 | 0 | 430 |  |  |  |  | -0.26311 | 0 |  |  |  |  | 0 | 0
5112 | CALAVER_JTD2 | 2 | South | YES | 0.000173 | 430 | 80 | 430 | 0 | 1.0138 | LIGCO | -1 | 0.26311 | 0 | 430 |  |  |  |  | -0.26311 | 0 |  |  |  |  | 0 | 0
8935 | FGNTS201 | 3 | South | YES | 0.000136 | 173 | 0 | 173 | 0 | 1.03 | CC | -1 | 0.26315 | 173 | 173 |  |  |  |  | -0.26315 | -45.5247 |  |  |  |  | 0 | 0
8934 | FGNTS101 | 2 | South | YES | 0.000136 | 147.9 | 0 | 147.9 | 0 | 1.03 | CC | -1 | 0.26315 | 147.9 | 147.9 |  |  |  |  | -0.26315 | -38.9197 |  |  |  |  | 0 | 0
8933 | FGNTS001 | 1 | South | YES | 0.000136 | 146.5 | 0 | 146.5 | 0 | 1.03 | CC | -1 | 0.26315 | 146.5 | 146.5 |  |  |  |  | -0.26315 | -38.5513 |  |  |  |  | 0 | 0
88198 | BEEVILLE | F | South | YES | 0.000125 | 0 | 0 | 0 | 0 | 1.02 | AVR | -1 | 0.26316 | 0 | 0 |  |  |  |  | -0.26316 | 0 |  |  |  |  | 0 | 0
5934 | SI_RAY5 | 5 | South | YES | 0 | 0 | 10 | 15 |  | 1.035 | GST | -1 | 0.26328 | 15 | 15 |  |  |  |  | -0.26328 | -3.9493 |  |  |  |  | 0 | 0
8139 | JOS #1 | MB | South | YES | 0 | 0 | 45 | 255 |  | 1.02 | GST | -1 | 0.26328 | 0 | 0 |  |  |  |  | -0.26328 | 0 |  |  |  |  | 0 | 0
8285 | LAR #1 | MB | South | YES | 0 | 0 | 9 | 32 |  | 1.0497 | GST | -1 | 0.26328 | 0 | 0 |  |  |  |  | -0.26328 | 0 |  |  |  |  | 0 | 0
8287 | LAR #2 | MB | South | YES | 0 | 0 | 9 | 32 |  | 1.04 | GST | -1 | 0.26328 | 0 | 0 |  |  |  |  | -0.26328 | 0 |  |  |  |  | 0 | 0
8288 | LAR #3 | MB | South | YES | 0 | 0 | 25 | 105 |  | 1.04 | GST | -1 | 0.26328 | 0 | 0 |  |  |  |  | -0.26328 | 0 |  |  |  |  | 0 | 0
8388 | BATES0A | MB | South | YES | 0 | 0 | 21 | 71 |  | 1.033 | GST | -1 | 0.26328 | 0 | 0 |  |  |  |  | -0.26328 | 0 |  |  |  |  | 0 | 0
8393 | BATES0B | MB | South | YES | 0 | 0 | 25 | 110 |  | 1.03 | GST | -1 | 0.26328 | 0 | 0 |  |  |  |  | -0.26328 | 0 |  |  |  |  | 0 | 0
8437 | NUECES_B0C | MB | South | YES | 0 | 0 | 7 | 30 |  | 1.03 | GST | -1 | 0.26328 | 0 | 0 |  |  |  |  | -0.26328 | 0 |  |  |  |  | 0 | 0
8438 | NUECES_B0B | MB | South | YES | 0 | 0 | 26 | 169 |  | 1.03 | GST | -1 | 0.26328 | 0 | 0 |  |  |  |  | -0.26328 | 0 |  |  |  |  | 0 | 0
39190 | TNSLCGN1__8 | 1 | Houston | YES | 0 | 0 | 10 | 30 |  | 1.03 | Cogen | -1 | 0.26328 | 0 | 0 |  |  |  |  | -0.26328 | 0 |  |  |  |  | 0 | 0
5903 | SANMIGUELGEN | 1 | South | YES | -0.000141 | 396.3 | 180 | 396.3 | 0 | 1.0336 | LIGCO | -1 | 0.26343 | 0 | 396.3 |  |  |  |  | -0.26343 | 0 |  |  |  |  | 0 | 0
5439 | TUTTL_WBT4G4 | 4 | South | YES | -0.000158 | 151 | 40 | 151 | 0 | 1.012 | GST | -1 | 0.26344 | 151 | 151 |  |  |  |  | -0.26344 | -39.7798 |  |  |  |  | 0 | 0
5438 | TUTTL_WBT3G3 | 3 | South | YES | -0.000158 | 95 | 25 | 95 | 0 | 1.012 | GST | -1 | 0.26344 | 95 | 95 |  |  |  |  | -0.26344 | -25.027 |  |  |  |  | 0 | 0
5436 | TUTTL_WBT1G1 | 1 | South | YES | -0.000158 | 48.8 | 20 | 61 | 0 | 1.012 | GST | -1 | 0.26344 | 61 | 61 |  |  |  |  | -0.26344 | -16.07 |  |  |  |  | 0 | 0
5477 | BRA_AVR1_ST | 1 | South | YES | -0.000286 | 174 | 138 | 174 | 0 | 1.025 | CC | -1 | 0.26357 | 174 | 174 |  |  |  |  | -0.26357 | -45.8613 |  |  |  |  | 0 | 0
5476 | BRA_AVR1_CT1 | 1 | South | YES | -0.000286 | 155 | 90 | 155 | 0 | 1.025 | CC | -1 | 0.26357 | 155 | 155 |  |  |  |  | -0.26357 | -40.8534 |  |  |  |  | 0 | 0
5478 | BRA_AVR1_CT2 | 1 | South | YES | -0.000286 | 155 | 90 | 155 | 0 | 1.025 | CC | -1 | 0.26357 | 155 | 155 |  |  |  |  | -0.26357 | -40.8534 |  |  |  |  | 0 | 0
8983 | HECN3 | 3 | South | YES | -0.000401 | 171.9 | 0 | 171.9 | 0 | 1.0304 | CC | -1 | 0.26369 | 171.9 | 171.9 |  |  |  |  | -0.26369 | -45.3275 |  |  |  |  | 0 | 0
8981 | HECN1 | 1 | South | YES | -0.000401 | 144.8 | 0 | 144.8 | 0 | 1.0304 | CC | -1 | 0.26369 | 144.8 | 144.8 |  |  |  |  | -0.26369 | -38.1817 |  |  |  |  | 0 | 0
8982 | HECN2 | 2 | South | YES | -0.000401 | 144.1 | 0 | 144.1 | 0 | 1.0304 | CC | -1 | 0.26369 | 144.1 | 144.1 |  |  |  |  | -0.26369 | -37.9971 |  |  |  |  | 0 | 0
8938 | MVGN#3 | 3 | South | YES | -0.000402 | 250.9 | 0 | 250.9 | 0 | 1.0304 | CC | -1 | 0.26369 | 250.9 | 250.9 |  |  |  |  | -0.26369 | -66.159 |  |  |  |  | 0 | 0
8937 | MVGN#2 | 2 | South | YES | -0.000402 | 216.7 | 0 | 216.7 | 0 | 1.0304 | CC | -1 | 0.26369 | 216.7 | 216.7 |  |  |  |  | -0.26369 | -57.1409 |  |  |  |  | 0 | 0
8936 | MVGN#1 | 1 | South | YES | -0.000402 | 216.6 | 0 | 216.6 | 0 | 1.0304 | CC | -1 | 0.26369 | 216.6 | 216.6 |  |  |  |  | -0.26369 | -57.1145 |  |  |  |  | 0 | 0
5401 | CALAVER_JKS1 | 1 | South | YES | -0.000447 | 562 | 100 | 562 | 0 | 1.026 | LIGCO | -1 | 0.26373 | 0 | 562 |  |  |  |  | -0.26373 | 0 |  |  |  |  | 0 | 0
5935 | SI_RAY10 | 10 | South | YES | -0.00063 | 47 | 10 | 47 | 0 | 1.03 | CC | -1 | 0.26391 | 47 | 47 |  |  |  |  | -0.26391 | -12.404 |  |  |  |  | 0 | 0
5932 | SI_RAY9 | 9 | South | YES | -0.00063 | 32 | 32 | 38 | 0 | 1.035 | CC | -1 | 0.26391 | 38 | 38 |  |  |  |  | -0.26391 | -10.0288 |  |  |  |  | 0 | 0
5933 | SI_RAY6 | 6 | South | YES | -0.00063 | 15.4 | 10 | 19.3 | 0 | 1.035 | GST | -1 | 0.26391 | 19.3 | 19.3 |  |  |  |  | -0.26391 | -5.0936 |  |  |  |  | 0 | 0
80003 | MILHWYS | F | South | YES | -0.00063 | 0 | 0 | 0 | 0 | 1.0168 | AVR | -1 | 0.26391 | 0 | 0 |  |  |  |  | -0.26391 | 0 |  |  |  |  | 0 | 0
60057 | CALLAHAN1A | 1 | West | YES | 0.24092 | 22.8 | 0 | 114 | 0 | 1.04 | Wind | 1 | 0.26398 | 0 | 114 | 27.4647 | 114 |  |  | 0.26398 | 30.0939 |  |  |  |  | 0 | 0
8517 | CELANEBI0A | 1 | South | YES | -0.000751 | 29 | 0 | 29 | 0 | 1.02 | Cogen | -1 | 0.26404 | 0 | 0 |  |  |  |  | -0.26404 | 0 |  |  |  |  | 0 | 0
80080 | GWINDT11A | 1 | South | YES | -0.000772 | 28.2 | 0 | 94 | 0 | 1.025 | Wind | -1 | 0.26406 | 0 | 94 |  |  |  |  | -0.26406 | 0 |  |  |  |  | 0 | 0
80080 | GWINDT11A | 2 | South | YES | -0.000772 | 0 | 0 | 41 | 0 | 1.025 | Wind | -1 | 0.26406 | 0 | 41 |  |  |  |  | -0.26406 | 0 |  |  |  |  | 0 | 0
80080 | GWINDT11A | 3 | South | YES | -0.000772 | 0 | 0 | 38 | 0 | 1.025 | Wind | -1 | 0.26406 | 0 | 38 |  |  |  |  | -0.26406 | 0 |  |  |  |  | 0 | 0
80080 | GWINDT11A | 4 | South | YES | -0.000772 | 3.8 | 0 | 19 | 0 | 1.025 | Wind | -1 | 0.26406 | 0 | 19 |  |  |  |  | -0.26406 | 0 |  |  |  |  | 0 | 0
80081 | GWINDT21A | 1 | South | YES | -0.000772 | 28.2 | 0 | 94 | 0 | 1.025 | Wind | -1 | 0.26406 | 0 | 94 |  |  |  |  | -0.26406 | 0 |  |  |  |  | 0 | 0
80081 | GWINDT21A | 2 | South | YES | -0.000772 | 7.2 | 0 | 36 | 0 | 1.025 | Wind | -1 | 0.26406 | 0 | 36 |  |  |  |  | -0.26406 | 0 |  |  |  |  | 0 | 0
80081 | GWINDT21A | 3 | South | YES | -0.000772 | 8.6 | 0 | 43 | 0 | 1.025 | Wind | -1 | 0.26406 | 0 | 43 |  |  |  |  | -0.26406 | 0 |  |  |  |  | 0 | 0
80081 | GWINDT21A | 4 | South | YES | -0.000772 | 4.4 | 0 | 22 | 0 | 1.025 | Wind | -1 | 0.26406 | 0 | 22 |  |  |  |  | -0.26406 | 0 |  |  |  |  | 0 | 0
80180 | PNSCALT11A | 1 | South | YES | -0.000772 | 43.8 | 0 | 148 | 0 | 1.025 | Wind | -1 | 0.26406 | 0 | 148 |  |  |  |  | -0.26406 | 0 |  |  |  |  | 0 | 0
80180 | PNSCALT11A | 2 | South | YES | -0.000772 | 10 | 0 | 50 | 0 | 1.025 | Wind | -1 | 0.26406 | 0 | 50 |  |  |  |  | -0.26406 | 0 |  |  |  |  | 0 | 0
80181 | PNSCALT21A | 1 | South | YES | -0.000772 | 16.5 | 0 | 55 | 0 | 1.025 | Wind | -1 | 0.26406 | 0 | 55 |  |  |  |  | -0.26406 | 0 |  |  |  |  | 0 | 0
80181 | PNSCALT21A | 2 | South | YES | -0.000772 | 10 | 0 | 50 | 0 | 1.025 | Wind | -1 | 0.26406 | 0 | 50 |  |  |  |  | -0.26406 | 0 |  |  |  |  | 0 | 0
8461 | KOCH_UP0A | 1 | South | YES | -0.000864 | 38 | 0 | 38 | 0 | 1.012 | Cogen | -1 | 0.26415 | 0 | 0 |  |  |  |  | -0.26415 | 0 |  |  |  |  | 0 | 0
7487 | L_CANYHY8_1Y | 1 | South | YES | -0.000896 | 0 | 0 | 6 |  | 1 | Hydro | -1 | 0.26418 | 0 | 0 |  |  |  |  | -0.26418 | 0 |  |  |  |  | 0 | 0
8511 | OXY_CC0A | 1 | South | YES | -0.000901 | 30.3 | 0 | 38 | 0 | 1.027 | Cogen | -1 | 0.26419 | 0 | 0 |  |  |  |  | -0.26419 | 0 |  |  |  |  | 0 | 0
8506 | VAL #1 | 1 | South | YES | -0.000902 | 20.9 | 0 | 25 | 0 | 1.0055 | Cogen | -1 | 0.26419 | 0 | 0 |  |  |  |  | -0.26419 | 0 |  |  |  |  | 0 | 0
8507 | VAL #2 | 2 | South | YES | -0.000902 | 20.9 | 0 | 25 | 0 | 1.0055 | Cogen | -1 | 0.26419 | 0 | 0 |  |  |  |  | -0.26419 | 0 |  |  |  |  | 0 | 0
80263 | B_DAVIS31A | 3 | South | YES | -0.000959 | 0 | 0 | 180 |  | 1.0366 | CC | -1 | 0.26424 | 180 | 180 |  |  |  |  | -0.26424 | -47.5638 |  |  |  |  | 0 | 0
80264 | B_DAVIS41A | 4 | South | YES | -0.000959 | 0 | 0 | 180 |  | 1.0366 | CC | -1 | 0.26424 | 180 | 180 |  |  |  |  | -0.26424 | -47.5638 |  |  |  |  | 0 | 0
8459 | B_DAVIS0B | MB | South | YES | -0.000959 | 0 | 50 | 339 |  | 1.03 | GSC | -1 | 0.26424 | 0 | 0 |  |  |  |  | -0.26424 | 0 |  |  |  |  | 0 | 0
8460 | B_DAVIS0A | MB | South | YES | -0.000959 | 0 | 50 | 340 |  | 1.03 | GSC | -1 | 0.26424 | 0 | 0 |  |  |  |  | -0.26424 | 0 |  |  |  |  | 0 | 0
8456 | COSW#1 | 1 | South | YES | -0.000975 | 20 | 0 | 20 | 0 | 1.027 | Cogen | -1 | 0.26426 | 0 | 0 |  |  |  |  | -0.26426 | 0 |  |  |  |  | 0 | 0
8457 | COSW#2 | 2 | South | YES | -0.000975 | 14 | 0 | 14 | 0 | 1.027 | Cogen | -1 | 0.26426 | 0 | 0 |  |  |  |  | -0.26426 | 0 |  |  |  |  | 0 | 0
8560 | CNOPGT1 | 1 | South | YES | -0.000989 | 148.3 | 0 | 148.3 | 0 | 1.03 | Cogen | -1 | 0.26427 | 0 | 0 |  |  |  |  | -0.26427 | 0 |  |  |  |  | 0 | 0
8561 | CNOPGT2 | 2 | South | YES | -0.000989 | 148.6 | 0 | 148.6 | 0 | 1.03 | Cogen | -1 | 0.26427 | 0 | 0 |  |  |  |  | -0.26427 | 0 |  |  |  |  | 0 | 0
8562 | CNOPST1 | 3 | South | YES | -0.000989 | 153 | 0 | 153 | 0 | 1.03 | Cogen | -1 | 0.26427 | 0 | 0 |  |  |  |  | -0.26427 | 0 |  |  |  |  | 0 | 0
8442 | NBEC7 | 7 | South | YES | -0.000992 | 0 | 81 | 367 |  | 1.0298 | GST | -1 | 0.26428 | 367 | 367 |  |  |  |  | -0.26428 | -96.9895 |  |  |  |  | 0 | 0
8442 | NBEC7 | MB | South | YES | -0.000992 | 0 | 81 | 367 |  | 1.0298 | GST | -1 | 0.26428 | 0 | 0 |  |  |  |  | -0.26428 | 0 |  |  |  |  | 0 | 0
7609 | L_SCHUMA8_1Y | 1 | South | YES | -0.001059 | 0 | 0 | 4 |  | 1 | Hydro | -1 | 0.26434 | 0 | 0 |  |  |  |  | -0.26434 | 0 |  |  |  |  | 0 | 0
8926 | LGE_GT10A | 1 | South | YES | -0.001255 | 158 | 0 | 158 | 0 | 1.03 | Cogen | -1 | 0.26454 | 0 | 0 |  |  |  |  | -0.26454 | 0 |  |  |  |  | 0 | 0
8927 | LGE_GT20A | 2 | South | YES | -0.001255 | 153 | 0 | 153 | 0 | 1.03 | Cogen | -1 | 0.26454 | 0 | 0 |  |  |  |  | -0.26454 | 0 |  |  |  |  | 0 | 0
8928 | LGE_STG0A | 3 | South | YES | -0.001255 | 100 | 0 | 100 | 0 | 1.03 | Cogen | -1 | 0.26454 | 0 | 0 |  |  |  |  | -0.26454 | 0 |  |  |  |  | 0 | 0
8930 | ICPGN10A | 1 | South | YES | -0.001255 | 149 | 0 | 149 | 0 | 1.03 | Cogen | -1 | 0.26454 | 0 | 0 |  |  |  |  | -0.26454 | 0 |  |  |  |  | 0 | 0
8931 | ICPGN20A | 2 | South | YES | -0.001255 | 150 | 0 | 150 | 0 | 1.03 | Cogen | -1 | 0.26454 | 0 | 0 |  |  |  |  | -0.26454 | 0 |  |  |  |  | 0 | 0
8932 | ICPGN30A | 3 | South | YES | -0.001255 | 127 | 0 | 127 | 0 | 1.03 | Cogen | -1 | 0.26454 | 0 | 0 |  |  |  |  | -0.26454 | 0 |  |  |  |  | 0 | 0
80223 | REYSHR G | 1 | South | YES | -0.001255 | 12 | 0 | 12 | 0 | 1.032 | Cogen | -1 | 0.26454 | 0 | 0 |  |  |  |  | -0.26454 | 0 |  |  |  |  | 0 | 0
8161 | COLETO0A | 1 | South | YES | -0.001291 | 633 | 200 | 633 | 0 | 1.03 | LIGCO | -1 | 0.26458 | 0 | 633 |  |  |  |  | -0.26458 | 0 |  |  |  |  | 0 | 0
7805 | L_GUADGE1_6Y | 6 | South | YES | -0.001355 | 203 | 30 | 203 | 0 | 1.02 | CC | -1 | 0.26464 | 203 | 203 |  |  |  |  | -0.26464 | -53.7218 |  |  |  |  | 0 | 0
7804 | L_GUADGE1_5Y | 5 | South | YES | -0.001355 | 182 | 30 | 182 | 0 | 1.02 | CC | -1 | 0.26464 | 182 | 182 |  |  |  |  | -0.26464 | -48.1644 |  |  |  |  | 0 | 0
7803 | L_GUADGE1_4Y | 4 | South | YES | -0.001355 | 149 | 30 | 149 | 0 | 1.02 | CC | -1 | 0.26464 | 149 | 149 |  |  |  |  | -0.26464 | -39.4313 |  |  |  |  | 0 | 0
7800 | L_GUADGE1_1Y | 1 | South | YES | -0.001355 | 147 | 30 | 147 | 0 | 1.02 | CC | -1 | 0.26464 | 147 | 147 |  |  |  |  | -0.26464 | -38.902 |  |  |  |  | 0 | 0
7802 | L_GUADGE1_3Y | 3 | South | YES | -0.001355 | 146 | 30 | 146 | 0 | 1.02 | CC | -1 | 0.26464 | 146 | 146 |  |  |  |  | -0.26464 | -38.6374 |  |  |  |  | 0 | 0
7801 | L_GUADGE1_2Y | 2 | South | YES | -0.001355 | 138 | 30 | 138 | 0 | 1.02 | CC | -1 | 0.26464 | 138 | 138 |  |  |  |  | -0.26464 | -36.5203 |  |  |  |  | 0 | 0
7605 | L_MCQUEE9_1Y | 1 | South | YES | -0.001429 | 0 | 0 | 2.4 |  | 1.025 | Hydro | -1 | 0.26471 | 0 | 0 |  |  |  |  | -0.26471 | 0 |  |  |  |  | 0 | 0
7605 | L_MCQUEE9_1Y | 2 | South | YES | -0.001429 | 0 | 0 | 2.4 |  | 1.025 | Hydro | -1 | 0.26471 | 0 | 0 |  |  |  |  | -0.26471 | 0 |  |  |  |  | 0 | 0
7605 | L_MCQUEE9_1Y | 3 | South | YES | -0.001429 | 0 | 0 | 2.8 |  | 1.025 | Hydro | -1 | 0.26471 | 0 | 0 |  |  |  |  | -0.26471 | 0 |  |  |  |  | 0 | 0
7813 | L_RIONOG1S1Y | 4 | South | YES | -0.001608 | 293 | 0 | 293 | 0 | 1.02 | CC | -1 | 0.26489 | 293 | 293 |  |  |  |  | -0.26489 | -77.6135 |  |  |  |  | 0 | 0
7812 | L_RIONOG1G3Y | 3 | South | YES | -0.001608 | 154 | 0 | 154 | 0 | 1.02 | CC | -1 | 0.26489 | 154 | 154 |  |  |  |  | -0.26489 | -40.7935 |  |  |  |  | 0 | 0
7810 | L_RIONOG1G1Y | 1 | South | YES | -0.001608 | 148 | 0 | 148 | 0 | 1.02 | CC | -1 | 0.26489 | 148 | 148 |  |  |  |  | -0.26489 | -39.2041 |  |  |  |  | 0 | 0
7811 | L_RIONOG1G2Y | 2 | South | YES | -0.001608 | 148 | 0 | 148 | 0 | 1.02 | CC | -1 | 0.26489 | 148 | 148 |  |  |  |  | -0.26489 | -39.2041 |  |  |  |  | 0 | 0
7624 | L_LAKEWO9_1Y | 1 | South | YES | -0.00178 | 0 | 0 | 2.4 |  | 1 | Hydro | -1 | 0.26506 | 0 | 0 |  |  |  |  | -0.26506 | 0 |  |  |  |  | 0 | 0
7624 | L_LAKEWO9_1Y | 2 | South | YES | -0.00178 | 0 | 0 | 2.4 |  | 1 | Hydro | -1 | 0.26506 | 0 | 0 |  |  |  |  | -0.26506 | 0 |  |  |  |  | 0 | 0
8189 | CUECPL2A | 1 | South | YES | -0.001841 | 12 | 0 | 12 | 0 | 1.02 | Cogen | -1 | 0.26513 | 0 | 0 |  |  |  |  | -0.26513 | 0 |  |  |  |  | 0 | 0
7017 | L_HAYSEN1_4Y | 4 | South | YES | -0.001856 | 226.7 | 74 | 226.7 | 0 | 1.008 | CC | -1 | 0.26514 | 226.7 | 226.7 |  |  |  |  | -0.26514 | -60.1074 |  |  |  |  | 0 | 0
7015 | L_HAYSEN1_2Y | 2 | South | YES | -0.001856 | 225 | 74 | 225 | 0 | 1.008 | CC | -1 | 0.26514 | 225 | 225 |  |  |  |  | -0.26514 | -59.6566 |  |  |  |  | 0 | 0
7016 | L_HAYSEN1_3Y | 3 | South | YES | -0.001856 | 224.6 | 74 | 224.6 | 0 | 1.008 | CC | -1 | 0.26514 | 224.6 | 224.6 |  |  |  |  | -0.26514 | -59.5506 |  |  |  |  | 0 | 0
7014 | L_HAYSEN1_1Y | 1 | South | YES | -0.001856 | 223.9 | 74 | 223.9 | 0 | 1.008 | CC | -1 | 0.26514 | 223.9 | 223.9 |  |  |  |  | -0.26514 | -59.365 |  |  |  |  | 0 | 0
5503 | RAYBURNGEN3 | 1 | South | YES | -0.001954 | 17.6 | 6 | 22 | 0 | 1.0224 | GST | -1 | 0.26524 | 22 | 22 |  |  |  |  | -0.26524 | -5.8352 |  |  |  |  | 0 | 0
5505 | RAYBURNGEN1 | 1 | South | YES | -0.001954 | 0 | 1 | 11 |  | 1.0223 | GGT | -1 | 0.26524 | 11 | 11 |  |  |  |  | -0.26524 | -2.9176 |  |  |  |  | 0 | 0
5506 | RAYBURNGEN2 | 1 | South | YES | -0.001954 | 0 | 1 | 11 |  | 1.0223 | GGT | -1 | 0.26524 | 11 | 11 |  |  |  |  | -0.26524 | -2.9176 |  |  |  |  | 0 | 0
5512 | RAYBURNCC8 | 1 | South | YES | -0.002174 | 49.3 | 18.2 | 49.3 | 0 | 1.0296 | CC | -1 | 0.26546 | 49.3 | 49.3 |  |  |  |  | -0.26546 | -13.0871 |  |  |  |  | 0 | 0
5508 | RAYBURNCC9 | 1 | South | YES | -0.002174 | 47.7 | 18.2 | 47.7 | 0 | 1.0296 | CC | -1 | 0.26546 | 47.7 | 47.7 |  |  |  |  | -0.26546 | -12.6624 |  |  |  |  | 0 | 0
5511 | RAYBURNCC7 | 1 | South | YES | -0.002174 | 47.5 | 18.2 | 47.5 | 0 | 1.0296 | CC | -1 | 0.26546 | 47.5 | 47.5 |  |  |  |  | -0.26546 | -12.6093 |  |  |  |  | 0 | 0
5509 | RAYBURNCC10 | 1 | South | YES | -0.002174 | 37.3 | 5.2 | 37.3 | 0 | 1.0296 | CC | -1 | 0.26546 | 37.3 | 37.3 |  |  |  |  | -0.26546 | -9.9016 |  |  |  |  | 0 | 0
8174 | VICEC61A | 6 | South | YES | -0.002219 | 188 | 42 | 188 | 0 | 1.025 | CC | -1 | 0.2655 | 188 | 188 |  |  |  |  | -0.2655 | -49.9147 |  |  |  |  | 0 | 0
8173 | VICEC51A | 5 | South | YES | -0.002219 | 144 | 18 | 144 | 0 | 1.025 | CC | -1 | 0.2655 | 144 | 144 |  |  |  |  | -0.2655 | -38.2325 |  |  |  |  | 0 | 0
8066 | DUP1V#1 | 1 | South | YES | -0.002328 | 52.3 | 0 | 73 | 0 | 1.01 | Cogen | -1 | 0.26561 | 0 | 0 |  |  |  |  | -0.26561 | 0 |  |  |  |  | 0 | 0
7020 | L_AUSTPL1_1Y | 1 | South | YES | -0.00239 | 0 | 0 | 8 |  | 1 | Hydro | -1 | 0.26567 | 0 | 0 |  |  |  |  | -0.26567 | 0 |  |  |  |  | 0 | 0
7020 | L_AUSTPL1_1Y | 2 | South | YES | -0.00239 | 0 | 0 | 8 |  | 1 | Hydro | -1 | 0.26567 | 0 | 0 |  |  |  |  | -0.26567 | 0 |  |  |  |  | 0 | 0
80224 | VISTRONG1 | 1 | South | YES | -0.002464 | 13.1 | 0 | 15 | 0 | 1.01 | Cogen | -1 | 0.26575 | 0 | 0 |  |  |  |  | -0.26575 | 0 |  |  |  |  | 0 | 0
80225 | VISTRONG2 | 2 | South | YES | -0.002464 | 20.2 | 0 | 23 | 0 | 1.01 | Cogen | -1 | 0.26575 | 0 | 0 |  |  |  |  | -0.26575 | 0 |  |  |  |  | 0 | 0
80227 | AIRCO G | 1 | South | YES | -0.002487 | 7.2 | 0 | 8 | 0 | 1.0104 | Cogen | -1 | 0.26577 | 0 | 0 |  |  |  |  | -0.26577 | 0 |  |  |  |  | 0 | 0
8147 | UCAR #2 | 10 | South | YES | -0.002578 | 18.2 | 0 | 28 |  | 1 | Cogen | -1 | 0.26586 | 0 | 0 |  |  |  |  | -0.26586 | 0 |  |  |  |  | 0 | 0
8148 | UCAR #1 | 2 | South | YES | -0.002578 | 6.1 | 0 | 7 | 0 | 1.009 | Cogen | -1 | 0.26586 | 0 | 0 |  |  |  |  | -0.26586 | 0 |  |  |  |  | 0 | 0
80137 | CSDR89 | 8 | South | YES | -0.002578 | 33.9 | 0 | 39 | 0 | 1.003 | DCTie | -1 | 0.26586 | 0 | 0 |  |  |  |  | -0.26586 | 0 |  |  |  |  | 0 | 0
80137 | CSDR89 | 9 | South | YES | -0.002578 | 15 | 0 | 15 | 0 | 1.003 | DCTie | -1 | 0.26586 | 0 | 0 |  |  |  |  | -0.26586 | 0 |  |  |  |  | 0 | 0
80138 | CSDR7 | 7 | South | YES | -0.002578 | 6.1 | 0 | 7 | 0 | 1.014 | DCTie | -1 | 0.26586 | 0 | 0 |  |  |  |  | -0.26586 | 0 |  |  |  |  | 0 | 0
80139 | CSDR56 | 5 | South | YES | -0.002578 | 15 | 0 | 15 |  | 1.0033 | DCTie | -1 | 0.26586 | 0 | 0 |  |  |  |  | -0.26586 | 0 |  |  |  |  | 0 | 0
80139 | CSDR56 | 6 | South | YES | -0.002578 | 0 | 0 | 39 |  | 1.0033 | DCTie | -1 | 0.26586 | 0 | 0 |  |  |  |  | -0.26586 | 0 |  |  |  |  | 0 | 0
80140 | CSDR11 | 11 | South | YES | -0.002578 | 33.9 | 0 | 39 | 0 | 1.03 | DCTie | -1 | 0.26586 | 0 | 0 |  |  |  |  | -0.26586 | 0 |  |  |  |  | 0 | 0
9020 | SANDHG5A | 5A | South | YES | -0.002715 | 150 | 84 | 155 | 0 | 1.0175 | CC | -1 | 0.266 | 155 | 155 |  |  |  |  | -0.266 | -41.2299 |  |  |  |  | 0 | 0
9021 | SANDHG5C | 5C | South | YES | -0.002715 | 140 | 0 | 148 | 0 | 1.0175 | CC | -1 | 0.266 | 148 | 148 |  |  |  |  | -0.266 | -39.3679 |  |  |  |  | 0 | 0
9016 | SANDH_G1 | 1 | South | YES | -0.002715 | 45 | 2 | 49 | 0 | 1.0175 | GGT | -1 | 0.266 | 49 | 49 |  |  |  |  | -0.266 | -13.034 |  |  |  |  | 0 | 0
9019 | SANDH_G4 | 4 | South | YES | -0.002715 | 0 | 2 | 47 |  | 1.0175 | GGT | -1 | 0.266 | 47 | 47 |  |  |  |  | -0.266 | -12.502 |  |  |  |  | 0 | 0
9017 | SANDH_G2 | 2 | South | YES | -0.002715 | 45 | 2 | 46 | 0 | 1.0175 | GGT | -1 | 0.266 | 46 | 46 |  |  |  |  | -0.266 | -12.236 |  |  |  |  | 0 | 0
9018 | SANDH_G3 | 3 | South | YES | -0.002715 | 45 | 2 | 46 | 0 | 1.0175 | GGT | -1 | 0.266 | 46 | 46 |  |  |  |  | -0.266 | -12.236 |  |  |  |  | 0 | 0
9001 | DECKR_G2 | 2 | South | YES | -0.00272 | 400 | 50 | 426 | 0 | 1.015 | GST | -1 | 0.266 | 426 | 426 |  |  |  |  | -0.266 | -113.3179 |  |  |  |  | 0 | 0
9000 | DECKR_G1 | 1 | South | YES | -0.00272 | 280 | 50 | 321 | 0 | 1.015 | GST | -1 | 0.266 | 321 | 321 |  |  |  |  | -0.266 | -85.3875 |  |  |  |  | 0 | 0
9005 | DECKR_G6 | 6 | South | YES | -0.002947 | 44 | 24 | 47 | 0 | 1.015 | GGT | -1 | 0.26623 | 47 | 47 |  |  |  |  | -0.26623 | -12.5129 |  |  |  |  | 0 | 0
9003 | DECKR_G4 | 4 | South | YES | -0.002947 | 44 | 24 | 44 | 0 | 1.015 | GGT | -1 | 0.26623 | 44 | 44 |  |  |  |  | -0.26623 | -11.7142 |  |  |  |  | 0 | 0
9004 | DECKR_G5 | 5 | South | YES | -0.002947 | 44 | 24 | 44 | 0 | 1.015 | GGT | -1 | 0.26623 | 44 | 44 |  |  |  |  | -0.26623 | -11.7142 |  |  |  |  | 0 | 0
9002 | DECKR_G3 | 3 | South | YES | -0.002947 | 0 | 24 | 42 |  | 1.015 | GGT | -1 | 0.26623 | 42 | 42 |  |  |  |  | -0.26623 | -11.1817 |  |  |  |  | 0 | 0
80226 | ALCOA G | 1 | South | YES | -0.003007 | 32.3 | 5 | 48 | 0 | 1.015 | Cogen | -1 | 0.26629 | 0 | 0 |  |  |  |  | -0.26629 | 0 |  |  |  |  | 0 | 0
8134 | FOR #1 | 1 | South | YES | -0.003121 | 54.1 | 45 | 79 | 0 | 1 | Cogen | -1 | 0.26641 | 0 | 0 |  |  |  |  | -0.26641 | 0 |  |  |  |  | 0 | 0
8138 | FOR #2 | 2 | South | YES | -0.003121 | 63.1 | 45 | 81 | 0 | 1 | Cogen | -1 | 0.26641 | 0 | 0 |  |  |  |  | -0.26641 | 0 |  |  |  |  | 0 | 0
8153 | FOR #3 | 3 | South | YES | -0.003121 | 63.1 | 45 | 79.9 | 0 | 1 | Cogen | -1 | 0.26641 | 0 | 0 |  |  |  |  | -0.26641 | 0 |  |  |  |  | 0 | 0
8154 | FOR #4 | 4 | South | YES | -0.003121 | 63.1 | 60 | 80 | 0 | 1 | Cogen | -1 | 0.26641 | 0 | 0 |  |  |  |  | -0.26641 | 0 |  |  |  |  | 0 | 0
8155 | FOR #5 | 5 | South | YES | -0.003121 | 63.1 | 60 | 78.4 | 0 | 1 | Cogen | -1 | 0.26641 | 0 | 0 |  |  |  |  | -0.26641 | 0 |  |  |  |  | 0 | 0
8156 | FOR #6 | 6 | South | YES | -0.003121 | 24.9 | 5 | 25 | 0 | 1 | Cogen | -1 | 0.26641 | 0 | 0 |  |  |  |  | -0.26641 | 0 |  |  |  |  | 0 | 0
8157 | FOR #7 | 7 | South | YES | -0.003121 | 28.8 | 5 | 46 | 0 | 1 | Cogen | -1 | 0.26641 | 0 | 0 |  |  |  |  | -0.26641 | 0 |  |  |  |  | 0 | 0
80051 | FOR #8 | 8 | South | YES | -0.003121 | 28 | 28 | 28 |  | 1 | Cogen | -1 | 0.26641 | 0 | 0 |  |  |  |  | -0.26641 | 0 |  |  |  |  | 0 | 0
80052 | FOR #9 | 9 | South | YES | -0.003121 | 29.7 | 5 | 43.6 | 0 | 1 | Cogen | -1 | 0.26641 | 0 | 0 |  |  |  |  | -0.26641 | 0 |  |  |  |  | 0 | 0
80053 | FOR #10 | 10 | South | YES | -0.003121 | 68.4 | 45 | 75 | 0 | 1 | Cogen | -1 | 0.26641 | 0 | 0 |  |  |  |  | -0.26641 | 0 |  |  |  |  | 0 | 0
7006 | L_SIMGID1_3Y | 3 | South | YES | -0.003523 | 324.9 | 60 | 329 | 0 | 1.02 | GST | -1 | 0.26681 | 329 | 329 |  |  |  |  | -0.26681 | -87.7797 |  |  |  |  | 0 | 0
7005 | L_SIMGID1_2Y | 2 | South | YES | -0.003523 | 133 | 32 | 139 | 0 | 1.02 | GST | -1 | 0.26681 | 139 | 139 |  |  |  |  | -0.26681 | -37.0862 |  |  |  |  | 0 | 0
7004 | L_SIMGID1_1Y | 1 | South | YES | -0.003523 | 132 | 40 | 132 | 0 | 1.02 | GST | -1 | 0.26681 | 132 | 132 |  |  |  |  | -0.26681 | -35.2186 |  |  |  |  | 0 | 0
7809 | L_BASTEN1_3Y | 1 | South | YES | -0.004089 | 232.6 | 42 | 232.6 | 0 | 1.004 | CC | -1 | 0.26737 | 232.6 | 232.6 |  |  |  |  | -0.26737 | -62.1911 |  |  |  |  | 0 | 0
7807 | L_BASTEN1_1Y | 1 | South | YES | -0.004089 | 152.5 | 83.5 | 152.5 | 0 | 1.004 | CC | -1 | 0.26737 | 152.5 | 152.5 |  |  |  |  | -0.26737 | -40.7745 |  |  |  |  | 0 | 0
7808 | L_BASTEN1_2Y | 1 | South | YES | -0.004089 | 149.5 | 83.5 | 149.5 | 0 | 1.004 | CC | -1 | 0.26737 | 149.5 | 149.5 |  |  |  |  | -0.26737 | -39.9723 |  |  |  |  | 0 | 0
7303 | L_WPPGS12_1Y | 1 | South | YES | -0.004173 | 50 | 0 | 50 | 0 | 1.025 | GGT | -1 | 0.26746 | 50 | 50 |  |  |  |  | -0.26746 | -13.3729 |  |  |  |  | 0 | 0
7303 | L_WPPGS12_1Y | 2 | South | YES | -0.004173 | 50 | 0 | 50 | 0 | 1.025 | GGT | -1 | 0.26746 | 50 | 50 |  |  |  |  | -0.26746 | -13.3729 |  |  |  |  | 0 | 0
7305 | L_WPPGS34_1Y | 3 | South | YES | -0.004173 | 50 | 0 | 50 | 0 | 1.025 | GGT | -1 | 0.26746 | 50 | 50 |  |  |  |  | -0.26746 | -13.3729 |  |  |  |  | 0 | 0
7305 | L_WPPGS34_1Y | 4 | South | YES | -0.004173 | 50 | 0 | 50 | 0 | 1.025 | GGT | -1 | 0.26746 | 50 | 50 |  |  |  |  | -0.26746 | -13.3729 |  |  |  |  | 0 | 0
7009 | L_LOSTPI1_3Y | 3 | South | YES | -0.004663 | 173.9 | 72 | 175 | 0 | 1 | CC | -1 | 0.26795 | 175 | 175 |  |  |  |  | -0.26795 | -46.8908 |  |  |  |  | 0 | 0
7008 | L_LOSTPI1_2Y | 2 | South | YES | -0.004663 | 157.7 | 107 | 160 | 0 | 1 | CC | -1 | 0.26795 | 160 | 160 |  |  |  |  | -0.26795 | -42.8716 |  |  |  |  | 0 | 0
7007 | L_LOSTPI1_1Y | 1 | South | YES | -0.004663 | 158.6 | 110 | 158 | 0 | 1 | CC | -1 | 0.26795 | 158 | 158 |  |  |  |  | -0.26795 | -42.3357 |  |  |  |  | 0 | 0
7012 | L_FPPYD21_3Y | 3 | South | YES | -0.004703 | 427.5 | 200 | 436 | 0 | 1.02 | LIGCO | -1 | 0.26799 | 0 | 436 |  |  |  |  | -0.26799 | 0 |  |  |  |  | 0 | 0
7010 | L_FPPYD11_1Y | 1 | South | YES | -0.004704 | 547.4 | 200 | 606 | 0 | 1.02 | LIGCO | -1 | 0.26799 | 0 | 606 |  |  |  |  | -0.26799 | 0 |  |  |  |  | 0 | 0
7011 | L_FPPYD11_2Y | 2 | South | YES | -0.004704 | 552.2 | 200 | 598 | 0 | 1.02 | LIGCO | -1 | 0.26799 | 0 | 598 |  |  |  |  | -0.26799 | 0 |  |  |  |  | 0 | 0
3432 | SANDOW_4G | 4 | South | YES | -0.00658 | 580 | 225 | 580 |  | 1.029 | LIGCO | -1 | 0.26986 | 0 | 580 |  |  |  |  | -0.26986 | 0 |  |  |  |  | 0 | 0
5911 | STP_GN1___1 | 1 | Houston | YES | -0.006945 | 1333 | 1249 | 1333 | 0 | 1.0406 | Nuc | -1 | 0.27023 | 0 | 0 |  |  |  |  | -0.27023 | 0 |  |  |  |  | 0 | 0
5912 | STP_GN2___2 | 2 | Houston | YES | -0.006945 | 1332 | 1249 | 1332 | 0 | 1.0406 | Nuc | -1 | 0.27023 | 0 | 0 |  |  |  |  | -0.27023 | 0 |  |  |  |  | 0 | 0
48733 | CBE_ST12 | 1 | Houston | YES | -0.007099 | 105 | 0 | 105 | 0 | 1.029 | CC | -1 | 0.27038 | 105 | 105 |  |  |  |  | -0.27038 | -28.3903 |  |  |  |  | 0 | 0
48736 | CBE_ST34 | 1 | Houston | YES | -0.007099 | 105 | 0 | 105 | 0 | 1.029 | CC | -1 | 0.27038 | 105 | 105 |  |  |  |  | -0.27038 | -28.3903 |  |  |  |  | 0 | 0
48731 | CBE_GT1 | 1 | Houston | YES | -0.007099 | 76 | 0 | 76 | 0 | 1.029 | CC | -1 | 0.27038 | 76 | 76 |  |  |  |  | -0.27038 | -20.5491 |  |  |  |  | 0 | 0
48732 | CBE_GT2 | 1 | Houston | YES | -0.007099 | 76 | 0 | 76 | 0 | 1.029 | CC | -1 | 0.27038 | 76 | 76 |  |  |  |  | -0.27038 | -20.5491 |  |  |  |  | 0 | 0
48734 | CBE_GT3 | 1 | Houston | YES | -0.007099 | 76 | 0 | 76 | 0 | 1.029 | CC | -1 | 0.27038 | 76 | 76 |  |  |  |  | -0.27038 | -20.5491 |  |  |  |  | 0 | 0
48735 | CBE_GT4 | 1 | Houston | YES | -0.007099 | 76 | 0 | 76 | 0 | 1.029 | CC | -1 | 0.27038 | 76 | 76 |  |  |  |  | -0.27038 | -20.5491 |  |  |  |  | 0 | 0
48911 | TGF_GT1_8000 | 1 | Houston | YES | -0.007255 | 69.2 | 0 | 69.2 |  | 1.029 | Cogen | -1 | 0.27054 | 0 | 0 |  |  |  |  | -0.27054 | 0 |  |  |  |  | 0 | 0
60000 | DSKY2 | 1 | West | YES | 0.24806 | 19.1 | 0 | 76.5 |  | 1.039 | Wind | 1 | 0.27112 | 0 | 76.5 | 18.9765 | 76.5 |  |  | 0.27112 | 20.7409 |  |  |  |  | 0 | 0
60018 | DSKY1 | 1 | West | YES | 0.24813 | 21 | 0 | 84 | 0 | 1.023 | Wind | 1 | 0.27119 | 0 | 84 | 20.8427 | 84 |  |  | 0.27119 | 22.78 |  |  |  |  | 0 | 0
13432 | SANDOW_5G | 5 | South | YES | -0.008146 | 581 | 225 | 581 |  | 1.029 | LIGCO | -1 | 0.27143 | 0 | 581 |  |  |  |  | -0.27143 | 0 |  |  |  |  | 0 | 0
49851 | DOW17000 | 37 | Houston | YES | -0.008217 | 39 | 0 | 62 | 0 | 1 | Cogen | -1 | 0.2715 | 0 | 0 |  |  |  |  | -0.2715 | 0 |  |  |  |  | 0 | 0
49858 | DOW38100 | 31 | Houston | YES | -0.008217 | 45 | 0 | 71.4 |  | 1 | Cogen | -1 | 0.2715 | 0 | 0 |  |  |  |  | -0.2715 | 0 |  |  |  |  | 0 | 0
49859 | DOW38200 | 33 | Houston | YES | -0.008217 | 28 | 0 | 45 | 0 | 1 | Cogen | -1 | 0.2715 | 0 | 0 |  |  |  |  | -0.2715 | 0 |  |  |  |  | 0 | 0
49860 | DOW38300 | 32 | Houston | YES | -0.008217 | 63 | 0 | 101 |  | 1 | Cogen | -1 | 0.2715 | 0 | 0 |  |  |  |  | -0.2715 | 0 |  |  |  |  | 0 | 0
49862 | DOW39100 | 36 | Houston | YES | -0.008217 | 54 | 0 | 86 | 0 | 1 | Cogen | -1 | 0.2715 | 0 | 0 |  |  |  |  | -0.2715 | 0 |  |  |  |  | 0 | 0
49863 | DOW39200 | 35 | Houston | YES | -0.008217 | 55 | 0 | 88 | 0 | 1 | Cogen | -1 | 0.2715 | 0 | 0 |  |  |  |  | -0.2715 | 0 |  |  |  |  | 0 | 0
49865 | DOW41000 | 41 | Houston | YES | -0.008217 | 31 | 0 | 50 |  | 1 | Cogen | -1 | 0.2715 | 0 | 0 |  |  |  |  | -0.2715 | 0 |  |  |  |  | 0 | 0
49866 | DOW42000 | 42 | Houston | YES | -0.008217 | 11 | 0 | 18 |  | 1 | Cogen | -1 | 0.2715 | 0 | 0 |  |  |  |  | -0.2715 | 0 |  |  |  |  | 0 | 0
49869 | DOW49000 | 45 | Houston | YES | -0.008217 | 59 | 0 | 94 |  | 1 | Cogen | -1 | 0.2715 | 0 | 0 |  |  |  |  | -0.2715 | 0 |  |  |  |  | 0 | 0
49870 | DOW61000 | 61 | Houston | YES | -0.008217 | 44 | 0 | 70 | 0 | 1 | Cogen | -1 | 0.2715 | 0 | 0 |  |  |  |  | -0.2715 | 0 |  |  |  |  | 0 | 0
49871 | DOW62000 | 62 | Houston | YES | -0.008217 | 40 | 0 | 63 | 0 | 1 | Cogen | -1 | 0.2715 | 0 | 0 |  |  |  |  | -0.2715 | 0 |  |  |  |  | 0 | 0
49872 | DOW63000 | 63 | Houston | YES | -0.008217 | 45 | 0 | 72 | 0 | 1 | Cogen | -1 | 0.2715 | 0 | 0 |  |  |  |  | -0.2715 | 0 |  |  |  |  | 0 | 0
49873 | DOW64000 | 64 | Houston | YES | -0.008217 | 41 | 0 | 64.8 | 0 | 1 | Cogen | -1 | 0.2715 | 0 | 0 |  |  |  |  | -0.2715 | 0 |  |  |  |  | 0 | 0
49876 | DOW65000 | 65 | Houston | YES | -0.008217 | 63 | 0 | 101 | 0 | 1 | Cogen | -1 | 0.2715 | 0 | 0 |  |  |  |  | -0.2715 | 0 |  |  |  |  | 0 | 0
49877 | DOW66000 | 66 | Houston | YES | -0.008217 | 61 | 0 | 97 | 0 | 1 | Cogen | -1 | 0.2715 | 0 | 0 |  |  |  |  | -0.2715 | 0 |  |  |  |  | 0 | 0
49878 | DOW67000 | 67 | Houston | YES | -0.008217 | 65 | 0 | 103 | 0 | 1 | Cogen | -1 | 0.2715 | 0 | 0 |  |  |  |  | -0.2715 | 0 |  |  |  |  | 0 | 0
49882 | DOW81000 | 81 | Houston | YES | -0.008217 | 47 | 0 | 76 | 0 | 1 | Cogen | -1 | 0.2715 | 0 | 0 |  |  |  |  | -0.2715 | 0 |  |  |  |  | 0 | 0
49884 | DOW82000 | 82 | Houston | YES | -0.008217 | 51 | 0 | 80 | 0 | 1 | Cogen | -1 | 0.2715 | 0 | 0 |  |  |  |  | -0.2715 | 0 |  |  |  |  | 0 | 0
49885 | DOW83000 | 83 | Houston | YES | -0.008217 | 51 | 0 | 80 | 0 | 1 | Cogen | -1 | 0.2715 | 0 | 0 |  |  |  |  | -0.2715 | 0 |  |  |  |  | 0 | 0
49886 | DOW84000 | 84 | Houston | YES | -0.008217 | 107 | 0 | 171 | 0 | 0.98 | Cogen | -1 | 0.2715 | 0 | 0 |  |  |  |  | -0.2715 | 0 |  |  |  |  | 0 | 0
48520 | BSF_GT1_8070 | 1 | Houston | YES | -0.008449 | 72 | 0 | 72 | 0 | 1.0326 | Cogen | -1 | 0.27173 | 0 | 0 |  |  |  |  | -0.27173 | 0 |  |  |  |  | 0 | 0
48520 | BSF_GT1_8070 | 2 | Houston | YES | -0.008449 | 10 | 0 | 10 | 0 | 1.0326 | Cogen | -1 | 0.27173 | 0 | 0 |  |  |  |  | -0.27173 | 0 |  |  |  |  | 0 | 0
39760 | TNSCLP1___8 | 1 | Houston | YES | -0.008644 | 93.4 | 20 | 116.8 | 0 | 1.04 | Cogen | -1 | 0.27193 | 0 | 0 |  |  |  |  | -0.27193 | 0 |  |  |  |  | 0 | 0
39770 | TNSCLP2___8 | 1 | Houston | YES | -0.008644 | 91.6 | 20 | 114.5 | 0 | 1.04 | Cogen | -1 | 0.27193 | 0 | 0 |  |  |  |  | -0.27193 | 0 |  |  |  |  | 0 | 0
39775 | TNSCLP4___8 | 1 | Houston | YES | -0.008644 | 95.2 | 20 | 119 | 0 | 1.04 | Cogen | -1 | 0.27193 | 0 | 0 |  |  |  |  | -0.27193 | 0 |  |  |  |  | 0 | 0
39790 | TNSCLP3___8 | 1 | Houston | YES | -0.008644 | 87.6 | 20 | 109.5 | 0 | 1.027 | Cogen | -1 | 0.27193 | 0 | 0 |  |  |  |  | -0.27193 | 0 |  |  |  |  | 0 | 0
48730 | MNS_GT | 1 | Houston | YES | -0.009285 | 43 | 0 | 46.1 |  | 1.029 | Cogen | -1 | 0.27257 | 0 | 0 |  |  |  |  | -0.27257 | 0 |  |  |  |  | 0 | 0
48926 | WAP_GN6_6 | 6 | Houston | YES | -0.00933 | 651 | 280 | 651 |  | 1.035 | LIGCO | -1 | 0.27261 | 0 | 651 |  |  |  |  | -0.27261 | 0 |  |  |  |  | 0 | 0
48927 | WAP_GN7_7 | 7 | Houston | YES | -0.00933 | 564 | 277 | 564 |  | 1.035 | LIGCO | -1 | 0.27261 | 0 | 564 |  |  |  |  | -0.27261 | 0 |  |  |  |  | 0 | 0
48928 | WAP_GN8_8 | 8 | Houston | YES | -0.00933 | 603 | 275 | 603 |  | 1.035 | LIGCO | -1 | 0.27261 | 0 | 603 |  |  |  |  | -0.27261 | 0 |  |  |  |  | 0 | 0
48523 | BVE_ST1_GN1 | 3 | Houston | YES | -0.009335 | 252.4 | 0 | 252.4 |  | 1.035 | CC | -1 | 0.27262 | 252.4 | 252.4 |  |  |  |  | -0.27262 | -68.8092 |  |  |  |  | 0 | 0
48521 | BVE_GT1_GT1 | 1 | Houston | YES | -0.009335 | 167.7 | 0 | 167.7 |  | 1.035 | CC | -1 | 0.27262 | 167.7 | 167.7 |  |  |  |  | -0.27262 | -45.7183 |  |  |  |  | 0 | 0
48522 | BVE_GT2_5035 | 2 | Houston | YES | -0.009335 | 166.4 | 0 | 166.4 |  | 1.035 | CC | -1 | 0.27262 | 166.4 | 166.4 |  |  |  |  | -0.27262 | -45.3639 |  |  |  |  | 0 | 0
48510 | AK_GT1__8040 | 1 | Houston | YES | -0.009381 | 33.4 | 8.1 | 34 |  | 1.029 | Cogen | -1 | 0.27267 | 0 | 0 |  |  |  |  | -0.27267 | 0 |  |  |  |  | 0 | 0
48924 | WAP_GN4_4 | 4 | Houston | YES | -0.009454 | 546 | 217 | 546 | 0 | 1.0362 | GSC | -1 | 0.27274 | 546 | 546 |  |  |  |  | -0.27274 | -148.9152 |  |  |  |  | 0 | 0
48923 | WAP_GN3_3 | 3 | Houston | YES | -0.009454 | 198.4 | 93 | 248 | 0 | 1.0362 | GST | -1 | 0.27274 | 248 | 248 |  |  |  |  | -0.27274 | -67.6392 |  |  |  |  | 0 | 0
48921 | WAP_GN1_1 | 1 | Houston | YES | -0.009454 | 132.8 | 37 | 166 | 0 | 1.0362 | GST | -1 | 0.27274 | 166 | 166 |  |  |  |  | -0.27274 | -45.2746 |  |  |  |  | 0 | 0
48922 | WAP_GN2_2 | 2 | Houston | YES | -0.009454 | 132.8 | 37 | 166 | 0 | 1.0362 | GST | -1 | 0.27274 | 166 | 166 |  |  |  |  | -0.27274 | -45.2746 |  |  |  |  | 0 | 0
48929 | WAPGT21_GT1 | B1 | Houston | YES | -0.009454 | 0 | 0 | 13 |  | 1.05 | GGT | -1 | 0.27274 | 13 | 13 |  |  |  |  | -0.27274 | -3.5456 |  |  |  |  | 0 | 0
48925 | WAP_GN5_5 | 5 | Houston | YES | -0.009454 | 585.9 | 278 | 654 | 0 | 0.985 | LIGCO | -1 | 0.27274 | 0 | 654 |  |  |  |  | -0.27274 | 0 |  |  |  |  | 0 | 0
60017 | ORNNWP1 | 1 | West | YES | 0.24978 | 20 | 0 | 80 |  | 1.027 | Wind | 1 | 0.27285 | 0 | 80 | 19.9826 | 80 |  |  | 0.27285 | 21.8277 |  |  |  |  | 0 | 0
334 | RWMILLER03 | 3 | North | YES | -0.009636 | 166.4 | 65 | 208 | 0 | 1.04 | GST | -1 | 0.27292 | 208 | 208 |  |  | -2.0043 | 208 | -0.27292 | -56.7675 |  |  |  |  | 0 | 0
333 | RWMILLER02 | 2 | North | YES | -0.009636 | 95.2 | 37 | 119 | 0 | 1.04 | GST | -1 | 0.27292 | 119 | 119 |  |  | -1.1467 | 119 | -0.27292 | -32.4775 |  |  |  |  | 0 | 0
335 | RWMILLER04 | 4 | North | YES | -0.009636 | 81.6 | 0 | 102 | 0 | 1.04 | GST | -1 | 0.27292 | 102 | 102 |  |  | -0.98287 | 102 | -0.27292 | -27.8379 |  |  |  |  | 0 | 0
336 | RWMILLER05 | 5 | North | YES | -0.009636 | 80.8 | 0 | 101 | 0 | 1.04 | GST | -1 | 0.27292 | 101 | 101 |  |  | -0.97324 | 101 | -0.27292 | -27.565 |  |  |  |  | 0 | 0
332 | RWMILLER01 | 1 | North | YES | -0.009636 | 58.4 | 18.5 | 73 | 0 | 1.04 | GST | -1 | 0.27292 | 73 | 73 |  |  | -0.70343 | 73 | -0.27292 | -19.9232 |  |  |  |  | 0 | 0
1354 | AEPWIND_8 | 1 | West | YES | 0.24994 | 20.2 | 0 | 101 |  | 1 | Wind | 1 | 0.273 | 0 | 101 | 25.2436 | 101 |  |  | 0.273 | 27.5731 |  |  |  |  | 0 | 0
1343 | TRENTIPP_8 | 1 | West | YES | 0.24994 | 30 | 0 | 150 |  | 1.014 | Wind | 1 | 0.273 | 0 | 150 | 37.4905 | 150 |  |  | 0.273 | 40.9501 |  |  |  |  | 0 | 0
38580 | TNBP_CGN1_8 | 1 | Houston | YES | -0.009807 | 70.8 | 0 | 70.8 | 0 | 1.005 | Cogen | -1 | 0.27309 | 0 | 0 |  |  |  |  | -0.27309 | 0 |  |  |  |  | 0 | 0
38590 | TNBP_CGN2_8 | 2 | Houston | YES | -0.009807 | 66.7 | 0 | 66.7 | 0 | 1.005 | Cogen | -1 | 0.27309 | 0 | 0 |  |  |  |  | -0.27309 | 0 |  |  |  |  | 0 | 0
38600 | TNBP_CGN3_8 | 5 | Houston | YES | -0.009807 | 53 | 0 | 53 | 0 | 1.005 | Cogen | -1 | 0.27309 | 0 | 0 |  |  |  |  | -0.27309 | 0 |  |  |  |  | 0 | 0
38611 | TNBPAMCG1_8 | 1 | Houston | YES | -0.009807 | 153.2 | 0 | 153.2 | 0 | 1.005 | Cogen | -1 | 0.27309 | 0 | 0 |  |  |  |  | -0.27309 | 0 |  |  |  |  | 0 | 0
38612 | TNBPAMCG2_8 | 2 | Houston | YES | -0.009807 | 153.5 | 0 | 153.5 | 0 | 1.005 | Cogen | -1 | 0.27309 | 0 | 0 |  |  |  |  | -0.27309 | 0 |  |  |  |  | 0 | 0
38613 | TNBPAMCG3_8 | 3 | Houston | YES | -0.009807 | 152.3 | 0 | 152.3 | 0 | 1.005 | Cogen | -1 | 0.27309 | 0 | 0 |  |  |  |  | -0.27309 | 0 |  |  |  |  | 0 | 0
38614 | TNBPAMCG4_8 | 4 | Houston | YES | -0.009807 | 96 | 0 | 96 |  | 1.005 | Cogen | -1 | 0.27309 | 0 | 0 |  |  |  |  | -0.27309 | 0 |  |  |  |  | 0 | 0
38615 | TNBPAMCG5_8 | 1 | Houston | YES | -0.009807 | 244 | 0 | 244 | 0 | 1.005 | Cogen | -1 | 0.27309 | 0 | 0 |  |  |  |  | -0.27309 | 0 |  |  |  |  | 0 | 0
38690 | TNBP_CGN4_8 | 3 | Houston | YES | -0.009807 | 40 | 0 | 40 |  | 1.005 | Cogen | -1 | 0.27309 | 0 | 0 |  |  |  |  | -0.27309 | 0 |  |  |  |  | 0 | 0
38711 | TNTXCTY1CG8 | 1 | Houston | YES | -0.009807 | 100.3 | 59 | 100.3 | 0 | 1 | Cogen | -1 | 0.27309 | 0 | 0 |  |  |  |  | -0.27309 | 0 |  |  |  |  | 0 | 0
38712 | TNTXCTY2CG8 | 1 | Houston | YES | -0.009807 | 92.9 | 59 | 92.9 | 0 | 1 | Cogen | -1 | 0.27309 | 0 | 0 |  |  |  |  | -0.27309 | 0 |  |  |  |  | 0 | 0
38713 | TNTXCTY3CG8 | 1 | Houston | YES | -0.009807 | 102.7 | 59 | 102.7 | 0 | 1 | Cogen | -1 | 0.27309 | 0 | 0 |  |  |  |  | -0.27309 | 0 |  |  |  |  | 0 | 0
38714 | TNTXCTY4CG8 | 1 | Houston | YES | -0.009807 | 103 | 59 | 103 | 0 | 1 | Cogen | -1 | 0.27309 | 0 | 0 |  |  |  |  | -0.27309 | 0 |  |  |  |  | 0 | 0
39470 | TNDOWCGNSG8 | 1 | Houston | YES | -0.009807 | 32 | 10 | 32 | 0 | 0.985 | Cogen | -1 | 0.27309 | 0 | 0 |  |  |  |  | -0.27309 | 0 |  |  |  |  | 0 | 0
39480 | TNDOWCGNGG8 | 1 | Houston | YES | -0.009807 | 30 | 10 | 30 | 0 | 0.985 | Cogen | -1 | 0.27309 | 0 | 0 |  |  |  |  | -0.27309 | 0 |  |  |  |  | 0 | 0
48772 | PHR_GN2_2 | MB | Houston | YES | -0.009978 | 0 | 72 | 459 |  | 1.0362 | GSC | -1 | 0.27326 | 0 | 0 |  |  |  |  | -0.27326 | 0 |  |  |  |  | 0 | 0
48561 | CTL_GT2_8130 | 1 | Houston | YES | -0.010098 | 73.5 | 30.3 | 91.9 |  | 1.0362 | Cogen | -1 | 0.27338 | 0 | 0 |  |  |  |  | -0.27338 | 0 |  |  |  |  | 0 | 0
48562 | CTL_GT3_8135 | 2 | Houston | YES | -0.010098 | 70.1 | 30.3 | 87.6 |  | 1.0362 | Cogen | -1 | 0.27338 | 0 | 0 |  |  |  |  | -0.27338 | 0 |  |  |  |  | 0 | 0
48563 | CTL_GT4_8140 | 3 | Houston | YES | -0.010098 | 69.6 | 30.3 | 87 |  | 1.0362 | Cogen | -1 | 0.27338 | 0 | 0 |  |  |  |  | -0.27338 | 0 |  |  |  |  | 0 | 0
48564 | CTL_GN1_8145 | 4 | Houston | YES | -0.010098 | 43.6 | 12.9 | 54.5 |  | 1.0362 | Cogen | -1 | 0.27338 | 0 | 0 |  |  |  |  | -0.27338 | 0 |  |  |  |  | 0 | 0
48565 | CTL_GN2_8155 | 5 | Houston | YES | -0.010098 | 9.8 | 3.4 | 12.2 |  | 1.0362 | Cogen | -1 | 0.27338 | 0 | 0 |  |  |  |  | -0.27338 | 0 |  |  |  |  | 0 | 0
48531 | BYU_GT1_8075 | 1 | Houston | YES | -0.010143 | 65 | 0 | 65 |  | 1.0362 | Cogen | -1 | 0.27343 | 0 | 0 |  |  |  |  | -0.27343 | 0 |  |  |  |  | 0 | 0
48532 | BYU_GT2_8055 | 2 | Houston | YES | -0.010143 | 62 | 0 | 62 |  | 1.0362 | Cogen | -1 | 0.27343 | 0 | 0 |  |  |  |  | -0.27343 | 0 |  |  |  |  | 0 | 0
48533 | BYU_GT3_8060 | 3 | Houston | YES | -0.010143 | 67 | 0 | 67 |  | 1.0362 | Cogen | -1 | 0.27343 | 0 | 0 |  |  |  |  | -0.27343 | 0 |  |  |  |  | 0 | 0
48534 | BYU_GT4_8065 | 4 | Houston | YES | -0.010143 | 65 | 0 | 65 |  | 1.0362 | Cogen | -1 | 0.27343 | 0 | 0 |  |  |  |  | -0.27343 | 0 |  |  |  |  | 0 | 0
48693 | GBY_83841065 | E | Houston | YES | -0.010214 | 45.6 | 20 | 57 | 0 | 1.0362 | GGT | -1 | 0.2735 | 57 | 57 |  |  |  |  | -0.2735 | -15.5894 |  |  |  |  | 0 | 0
48692 | GBY_81821075 | D | Houston | YES | -0.010214 | 44 | 20 | 55 | 0 | 1.0362 | GGT | -1 | 0.2735 | 55 | 55 |  |  |  |  | -0.2735 | -15.0424 |  |  |  |  | 0 | 0
48693 | GBY_83841065 | F | Houston | YES | -0.010214 | 43.2 | 20 | 54 | 0 | 1.0362 | GGT | -1 | 0.2735 | 54 | 54 |  |  |  |  | -0.2735 | -14.7689 |  |  |  |  | 0 | 0
48691 | GBY_73741085 | A | Houston | YES | -0.010214 | 37.6 | 20 | 47 | 0 | 1.0362 | GGT | -1 | 0.2735 | 47 | 47 |  |  |  |  | -0.2735 | -12.8544 |  |  |  |  | 0 | 0
48691 | GBY_73741085 | B | Houston | YES | -0.010214 | 37.6 | 20 | 47 | 0 | 1.0362 | GGT | -1 | 0.2735 | 47 | 47 |  |  |  |  | -0.2735 | -12.8544 |  |  |  |  | 0 | 0
48692 | GBY_81821075 | C | Houston | YES | -0.010214 | 37.6 | 20 | 47 | 0 | 1.0362 | GGT | -1 | 0.2735 | 47 | 47 |  |  |  |  | -0.2735 | -12.8544 |  |  |  |  | 0 | 0
48841 | SJS_GT1_GT1 | 1 | Houston | YES | -0.010229 | 62.4 | 49 | 78 | 0 | 1.0362 | Cogen | -1 | 0.27351 | 0 | 0 |  |  |  |  | -0.27351 | 0 |  |  |  |  | 0 | 0
48842 | SJS_GT2_GT2 | 2 | Houston | YES | -0.010229 | 64.8 | 49 | 81 | 0 | 1.0362 | Cogen | -1 | 0.27351 | 0 | 0 |  |  |  |  | -0.27351 | 0 |  |  |  |  | 0 | 0
48645 | DPEC_ST55065 | 5 | Houston | YES | -0.010247 | 282 | 0 | 282 | 0 | 1.0319 | CC | -1 | 0.27353 | 282 | 282 |  |  |  |  | -0.27353 | -77.1359 |  |  |  |  | 0 | 0
48641 | DPEC_GT15040 | 1 | Houston | YES | -0.010247 | 163.2 | 98 | 163.2 | 0 | 1.0319 | CC | -1 | 0.27353 | 163.2 | 163.2 |  |  |  |  | -0.27353 | -44.6403 |  |  |  |  | 0 | 0
48643 | DPEC_GT35010 | 3 | Houston | YES | -0.010247 | 157.5 | 98 | 157.5 | 0 | 1.0319 | CC | -1 | 0.27353 | 157.5 | 157.5 |  |  |  |  | -0.27353 | -43.0812 |  |  |  |  | 0 | 0
48642 | DPEC_GT25025 | 2 | Houston | YES | -0.010247 | 157.1 | 98 | 157.1 | 0 | 1.0319 | CC | -1 | 0.27353 | 157.1 | 157.1 |  |  |  |  | -0.27353 | -42.9718 |  |  |  |  | 0 | 0
48644 | DPEC_GT45070 | 4 | Houston | YES | -0.010247 | 157 | 98 | 157 | 0 | 1.0319 | CC | -1 | 0.27353 | 157 | 157 |  |  |  |  | -0.27353 | -42.9445 |  |  |  |  | 0 | 0
48761 | PR_GT1__9040 | 1 | Houston | YES | -0.010274 | 26 | 0 | 35 |  | 1 | Cogen | -1 | 0.27356 | 0 | 0 |  |  |  |  | -0.27356 | 0 |  |  |  |  | 0 | 0
48855 | SRB_GT211035 | B1 | Houston | YES | -0.010294 | 0 | 0 | 18 |  | 1.014 | GGT | -1 | 0.27358 | 18 | 18 |  |  |  |  | -0.27358 | -4.9244 |  |  |  |  | 0 | 0
48855 | SRB_GT211035 | B2 | Houston | YES | -0.010294 | 0 | 0 | 12 |  | 1.014 | GGT | -1 | 0.27358 | 12 | 12 |  |  |  |  | -0.27358 | -3.2829 |  |  |  |  | 0 | 0
48852 | SRB_GN2_2 | 2 | Houston | YES | -0.010295 | 140.8 | 26 | 176 | 0 | 1.0217 | GST | -1 | 0.27358 | 176 | 176 |  |  |  |  | -0.27358 | -48.15 |  |  |  |  | 0 | 0
48851 | SRB_GN1_1 | 1 | Houston | YES | -0.010297 | 132 | 26 | 165 | 0 | 1.0217 | GST | -1 | 0.27358 | 165 | 165 |  |  |  |  | -0.27358 | -45.141 |  |  |  |  | 0 | 0
48551 | CAL_GT1_8045 | 1 | Houston | YES | -0.010298 | 149 | 0 | 149 | 0 | 1.0326 | Cogen | -1 | 0.27358 | 0 | 0 |  |  |  |  | -0.27358 | 0 |  |  |  |  | 0 | 0
48552 | CAL_ST1_8000 | 2 | Houston | YES | -0.010298 | 65.1 | 0 | 65.1 | 0 | 1.0326 | Cogen | -1 | 0.27358 | 0 | 0 |  |  |  |  | -0.27358 | 0 |  |  |  |  | 0 | 0
48853 | SRB_GN3_3 | 3 | Houston | YES | -0.010302 | 170.4 | 35 | 213 |  | 1.0326 | GST | -1 | 0.27359 | 213 | 213 |  |  |  |  | -0.27359 | -58.2739 |  |  |  |  | 0 | 0
48845 | SOL_GT1 | 1 | Houston | YES | -0.010303 | 16.2 | 15.4 | 16.2 |  | 1.0326 | Solar | -1 | 0.27359 | 16.2 | 16.2 |  |  |  |  | -0.27359 | -4.4321 |  |  |  |  | 0 | 0
48611 | DIB_GT1_8080 | 1 | Houston | YES | -0.010303 | 64 | 0 | 64 | 0 | 1.0326 | Cogen | -1 | 0.27359 | 0 | 0 |  |  |  |  | -0.27359 | 0 |  |  |  |  | 0 | 0
48612 | DIB_GT2_8075 | 2 | Houston | YES | -0.010303 | 63.2 | 0 | 63.2 | 0 | 1.0326 | Cogen | -1 | 0.27359 | 0 | 0 |  |  |  |  | -0.27359 | 0 |  |  |  |  | 0 | 0
48613 | DIB_ST1_8085 | 3 | Houston | YES | -0.010303 | 67.9 | 30 | 82.6 | 0 | 1.0326 | Cogen | -1 | 0.27359 | 0 | 0 |  |  |  |  | -0.27359 | 0 |  |  |  |  | 0 | 0
48614 | DIB_GT3_8090 | 4 | Houston | YES | -0.010303 | 73.6 | 15 | 73.6 | 0 | 1.0326 | Cogen | -1 | 0.27359 | 0 | 0 |  |  |  |  | -0.27359 | 0 |  |  |  |  | 0 | 0
48854 | SRB_GN4_4 | 4 | Houston | YES | -0.010304 | 182.4 | 35 | 228 | 0 | 1.0326 | GST | -1 | 0.27359 | 228 | 228 |  |  |  |  | -0.27359 | -62.3782 |  |  |  |  | 0 | 0
48740 | PSG_GN2_8050 | 1 | Houston | YES | -0.010305 | 182 | 60 | 182 | 0 | 1.0326 | Cogen | -1 | 0.27359 | 0 | 0 |  |  |  |  | -0.27359 | 0 |  |  |  |  | 0 | 0
48741 | PSG_GT2_8040 | 1 | Houston | YES | -0.010305 | 158.6 | 50 | 158.6 | 0 | 1.0326 | Cogen | -1 | 0.27359 | 0 | 0 |  |  |  |  | -0.27359 | 0 |  |  |  |  | 0 | 0
48742 | PSG_GT3_8060 | 1 | Houston | YES | -0.010305 | 157 | 50 | 157 | 0 | 1.0326 | Cogen | -1 | 0.27359 | 0 | 0 |  |  |  |  | -0.27359 | 0 |  |  |  |  | 0 | 0
48820 | SHELLG1_3015 | 1 | Houston | YES | -0.010334 | 71 | 34.5 | 71 |  | 1.029 | Cogen | -1 | 0.27362 | 0 | 0 |  |  |  |  | -0.27362 | 0 |  |  |  |  | 0 | 0
48821 | SHELLG2 | 2 | Houston | YES | -0.010334 | 72 | 34.5 | 72 |  | 1.029 | Cogen | -1 | 0.27362 | 0 | 0 |  |  |  |  | -0.27362 | 0 |  |  |  |  | 0 | 0
48822 | SHELLG3_3020 | 1 | Houston | YES | -0.010334 | 39 | 0 | 39 |  | 1.029 | Cogen | -1 | 0.27362 | 0 | 0 |  |  |  |  | -0.27362 | 0 |  |  |  |  | 0 | 0
48822 | SHELLG3_3020 | 2 | Houston | YES | -0.010334 | 30 | 0 | 30 |  | 1.029 | Cogen | -1 | 0.27362 | 0 | 0 |  |  |  |  | -0.27362 | 0 |  |  |  |  | 0 | 0
48500 | APD_GT1_8005 | 1 | Houston | YES | -0.010379 | 137.6 | 54.6 | 137.6 | 0 | 1.0362 | Cogen | -1 | 0.27366 | 0 | 0 |  |  |  |  | -0.27366 | 0 |  |  |  |  | 0 | 0
48511 | LPE_GT1_8070 | 1 | Houston | YES | -0.010383 | 42 | 0 | 42 | 0 | 1.0362 | GGT | -1 | 0.27367 | 42 | 42 |  |  |  |  | -0.27367 | -11.494 |  |  |  |  | 0 | 0
48512 | LPE_GT2_8075 | 2 | Houston | YES | -0.010383 | 42 | 0 | 42 | 0 | 1.0362 | GGT | -1 | 0.27367 | 42 | 42 |  |  |  |  | -0.27367 | -11.494 |  |  |  |  | 0 | 0
48513 | LPE_GT3_8080 | 3 | Houston | YES | -0.010383 | 39 | 0 | 39 | 0 | 1.0362 | GGT | -1 | 0.27367 | 39 | 39 |  |  |  |  | -0.27367 | -10.673 |  |  |  |  | 0 | 0
48514 | LPE_GT4_8085 | 4 | Houston | YES | -0.010383 | 39 | 0 | 39 | 0 | 1.0362 | GGT | -1 | 0.27367 | 39 | 39 |  |  |  |  | -0.27367 | -10.673 |  |  |  |  | 0 | 0
48593 | CHE_GT1_8015 | 1 | Houston | YES | -0.010395 | 173 | 50 | 173 | 0 | 1.0362 | Cogen | -1 | 0.27368 | 0 | 0 |  |  |  |  | -0.27368 | 0 |  |  |  |  | 0 | 0
48594 | CHE_GN4_8025 | 4 | Houston | YES | -0.010395 | 142 | 60 | 142 | 0 | 1.0362 | Cogen | -1 | 0.27368 | 0 | 0 |  |  |  |  | -0.27368 | 0 |  |  |  |  | 0 | 0
48874 | THW_ST4_ST_4 | 4 | Houston | YES | -0.010464 | 108 | 19 | 108 | 0 | 1.0435 | CC | -1 | 0.27375 | 108 | 108 |  |  |  |  | -0.27375 | -29.5648 |  |  |  |  | 0 | 0
48873 | THW_ST3_ST_3 | 3 | Houston | YES | -0.010464 | 107 | 19 | 107 | 0 | 1.0435 | CC | -1 | 0.27375 | 107 | 107 |  |  |  |  | -0.27375 | -29.2911 |  |  |  |  | 0 | 0
48881 | THW_4344 | G | Houston | YES | -0.010464 | 58 | 5 | 58 | 0 | 1.0435 | CC | -1 | 0.27375 | 58 | 58 |  |  |  |  | -0.27375 | -15.8774 |  |  |  |  | 0 | 0
48881 | THW_4344 | H | Houston | YES | -0.010464 | 58 | 5 | 58 | 0 | 1.0435 | CC | -1 | 0.27375 | 58 | 58 |  |  |  |  | -0.27375 | -15.8774 |  |  |  |  | 0 | 0
48877 | THW_3334 | D | Houston | YES | -0.010464 | 57 | 5 | 57 | 0 | 1.0435 | CC | -1 | 0.27375 | 57 | 57 |  |  |  |  | -0.27375 | -15.6037 |  |  |  |  | 0 | 0
48879 | THW_4142 | E | Houston | YES | -0.010464 | 56 | 5 | 56 | 0 | 1.0435 | CC | -1 | 0.27375 | 56 | 56 |  |  |  |  | -0.27375 | -15.3299 |  |  |  |  | 0 | 0
48875 | THW_3132 | A | Houston | YES | -0.010464 | 55 | 5 | 55 | 0 | 1.0435 | CC | -1 | 0.27375 | 55 | 55 |  |  |  |  | -0.27375 | -15.0562 |  |  |  |  | 0 | 0
48877 | THW_3334 | C | Houston | YES | -0.010464 | 55 | 5 | 55 | 0 | 1.0435 | CC | -1 | 0.27375 | 55 | 55 |  |  |  |  | -0.27375 | -15.0562 |  |  |  |  | 0 | 0
48879 | THW_4142 | F | Houston | YES | -0.010464 | 55 | 5 | 55 | 0 | 1.0435 | CC | -1 | 0.27375 | 55 | 55 |  |  |  |  | -0.27375 | -15.0562 |  |  |  |  | 0 | 0
48875 | THW_3132 | B | Houston | YES | -0.010464 | 53 | 5 | 53 | 0 | 1.0435 | CC | -1 | 0.27375 | 53 | 53 |  |  |  |  | -0.27375 | -14.5087 |  |  |  |  | 0 | 0
48582 | CBY_GN2_2 | 2 | Houston | YES | -0.010498 | 596.8 | 110 | 746 | 0 | 1.0435 | GSC | -1 | 0.27378 | 746 | 746 |  |  |  |  | -0.27378 | -204.2418 |  |  |  |  | 0 | 0
49803 | EXN_15GT | 1 | Houston | YES | -0.010531 | 33 | 8.3 | 34 |  | 1.0326 | Cogen | -1 | 0.27382 | 0 | 0 |  |  |  |  | -0.27382 | 0 |  |  |  |  | 0 | 0
49804 | EXN_16GT | 2 | Houston | YES | -0.010531 | 32 | 8.3 | 34.7 |  | 1.0326 | Cogen | -1 | 0.27382 | 0 | 0 |  |  |  |  | -0.27382 | 0 |  |  |  |  | 0 | 0
49805 | EXN_17GT | 3 | Houston | YES | -0.010531 | 31 | 8.3 | 32.7 |  | 1.0326 | Cogen | -1 | 0.27382 | 0 | 0 |  |  |  |  | -0.27382 | 0 |  |  |  |  | 0 | 0
49826 | EXN938GT | 5 | Houston | YES | -0.010531 | 43 | 9.2 | 45.9 |  | 1.0326 | Cogen | -1 | 0.27382 | 0 | 0 |  |  |  |  | -0.27382 | 0 |  |  |  |  | 0 | 0
49828 | EXN941GT | 10 | Houston | YES | -0.010531 | 17.7 | 5.4 | 17.7 | 0 | 1.0326 | Cogen | -1 | 0.27382 | 0 | 0 |  |  |  |  | -0.27382 | 0 |  |  |  |  | 0 | 0
49829 | EXN942GT | 11 | Houston | YES | -0.010531 | 20 | 5.4 | 20.4 | 0 | 1.0326 | Cogen | -1 | 0.27382 | 0 | 0 |  |  |  |  | -0.27382 | 0 |  |  |  |  | 0 | 0
49830 | EXN943GT | 12 | Houston | YES | -0.010531 | 19 | 5.4 | 19.9 | 0 | 1.0326 | Cogen | -1 | 0.27382 | 0 | 0 |  |  |  |  | -0.27382 | 0 |  |  |  |  | 0 | 0
49831 | EXN944GT | 13 | Houston | YES | -0.010531 | 33 | 5.4 | 35 | 0 | 1.0326 | Cogen | -1 | 0.27382 | 0 | 0 |  |  |  |  | -0.27382 | 0 |  |  |  |  | 0 | 0
49832 | EXN945GT | 9 | Houston | YES | -0.010531 | 18.5 | 9.2 | 18.5 |  | 1.0326 | Cogen | -1 | 0.27382 | 0 | 0 |  |  |  |  | -0.27382 | 0 |  |  |  |  | 0 | 0
49837 | EXN_GT | 4 | Houston | YES | -0.010531 | 81 | 21.3 | 85.4 |  | 1.0326 | Cogen | -1 | 0.27382 | 0 | 0 |  |  |  |  | -0.27382 | 0 |  |  |  |  | 0 | 0
49838 | EXN_14GT | 14 | Houston | YES | -0.010531 | 140 | 0 | 148 |  | 1.0326 | Cogen | -1 | 0.27382 | 0 | 0 |  |  |  |  | -0.27382 | 0 |  |  |  |  | 0 | 0
48883 | THW_GT1_GT_1 | B2 | Houston | YES | -0.010535 | 0 | 0 | 12 |  | 1.043 | GGT | -1 | 0.27382 | 12 | 12 |  |  |  |  | -0.27382 | -3.2858 |  |  |  |  | 0 | 0
48581 | CBY_GN1_1 | 1 | Houston | YES | -0.010564 | 595.2 | 108 | 744 | 0 | 1.0435 | GSC | -1 | 0.27385 | 744 | 744 |  |  |  |  | -0.27385 | -203.7433 |  |  |  |  | 0 | 0
48651 | EP_1_2 | 1 | Houston | YES | -0.010564 | 4 | 0 | 5 | 0 | 1.0362 | Cogen | -1 | 0.27385 | 0 | 0 |  |  |  |  | -0.27385 | 0 |  |  |  |  | 0 | 0
48651 | EP_1_2 | 2 | Houston | YES | -0.010564 | 17.7 | 10 | 21 | 0 | 1.0362 | Cogen | -1 | 0.27385 | 0 | 0 |  |  |  |  | -0.27385 | 0 |  |  |  |  | 0 | 0
48940 | WARVUE_GT1 | G1 | Houston | YES | -0.010564 | 15 | 0 | 15 |  | 1.021 | Cogen | -1 | 0.27385 | 0 | 0 |  |  |  |  | -0.27385 | 0 |  |  |  |  | 0 | 0
48791 | PSA_GT1_8160 | 1 | Houston | YES | -0.010569 | 52 | 20.8 | 65 | 0 | 1.0362 | Cogen | -1 | 0.27385 | 0 | 0 |  |  |  |  | -0.27385 | 0 |  |  |  |  | 0 | 0
48792 | PSA_GT2_8155 | 2 | Houston | YES | -0.010569 | 52.8 | 20.3 | 66 | 0 | 1.0362 | Cogen | -1 | 0.27385 | 0 | 0 |  |  |  |  | -0.27385 | 0 |  |  |  |  | 0 | 0
48793 | PSA_GT3_8150 | 3 | Houston | YES | -0.010569 | 56 | 20.3 | 70 | 0 | 1.0362 | Cogen | -1 | 0.27385 | 0 | 0 |  |  |  |  | -0.27385 | 0 |  |  |  |  | 0 | 0
48794 | PSA_GT4_8145 | 4 | Houston | YES | -0.010569 | 52.8 | 20.3 | 66 | 0 | 1.0362 | Cogen | -1 | 0.27385 | 0 | 0 |  |  |  |  | -0.27385 | 0 |  |  |  |  | 0 | 0
48795 | PSA_GT5_8140 | 5 | Houston | YES | -0.010569 | 51.2 | 20.3 | 64 | 0 | 1.0362 | Cogen | -1 | 0.27385 | 0 | 0 |  |  |  |  | -0.27385 | 0 |  |  |  |  | 0 | 0
48796 | PSA_GN1_8165 | 1 | Houston | YES | -0.010569 | 83.2 | 43.1 | 104 | 0 | 1.0362 | Cogen | -1 | 0.27385 | 0 | 0 |  |  |  |  | -0.27385 | 0 |  |  |  |  | 0 | 0
48797 | PSA_GT6_8135 | 6 | Houston | YES | -0.010569 | 47.2 | 34.5 | 59 | 0 | 1.0362 | Cogen | -1 | 0.27385 | 0 | 0 |  |  |  |  | -0.27385 | 0 |  |  |  |  | 0 | 0
48815 | CVC_GT4_8005 | 4 | Houston | YES | -0.010587 | 165 | 91.8 | 165 |  | 1.0362 | Cogen | -1 | 0.27387 | 0 | 0 |  |  |  |  | -0.27387 | 0 |  |  |  |  | 0 | 0
48583 | CBY_GT4_1 | 1 | Houston | YES | -0.010591 | 172 | 0 | 172 | 0 | 1.027 | GSC | -1 | 0.27388 | 172 | 172 |  |  |  |  | -0.27388 | -47.1066 |  |  |  |  | 0 | 0
48584 | CBY_GT4_2 | 2 | Houston | YES | -0.010591 | 172 | 0 | 172 | 0 | 1.027 | CC | -1 | 0.27388 | 172 | 172 |  |  |  |  | -0.27388 | -47.1066 |  |  |  |  | 0 | 0
48585 | CBY_ST4_1 | 3 | Houston | YES | -0.010591 | 172 | 0 | 172 | 0 | 1.027 | CC | -1 | 0.27388 | 172 | 172 |  |  |  |  | -0.27388 | -47.1066 |  |  |  |  | 0 | 0
48598 | BTE_ST1_8070 | 4 | Houston | YES | -0.010646 | 269.2 | 60 | 269.2 | 0 | 1.0261 | CC | -1 | 0.27393 | 269.2 | 269.2 |  |  |  |  | -0.27393 | -73.7421 |  |  |  |  | 0 | 0
48595 | BTE_GT2_8075 | 1 | Houston | YES | -0.010646 | 162.8 | 130 | 162.8 | 0 | 1.0261 | CC | -1 | 0.27393 | 162.8 | 162.8 |  |  |  |  | -0.27393 | -44.5959 |  |  |  |  | 0 | 0
48596 | BTE_GT3_8045 | 2 | Houston | YES | -0.010646 | 161.4 | 130 | 161.4 | 0 | 1.0261 | CC | -1 | 0.27393 | 161.4 | 161.4 |  |  |  |  | -0.27393 | -44.2124 |  |  |  |  | 0 | 0
48597 | BTE_GT4_8055 | 3 | Houston | YES | -0.010646 | 158.9 | 130 | 158.9 | 0 | 1.0261 | CC | -1 | 0.27393 | 158.9 | 158.9 |  |  |  |  | -0.27393 | -43.5276 |  |  |  |  | 0 | 0
48690 | GBY_GN5_5 | 5 | Houston | YES | -0.010669 | 318.4 | 81 | 398 |  | 1.0362 | GSC | -1 | 0.27395 | 398 | 398 |  |  |  |  | -0.27395 | -109.0335 |  |  |  |  | 0 | 0
48885 | THW_5152 | B | Houston | YES | -0.010696 | 47.2 | 5 | 59 |  | 1.0319 | GGT | -1 | 0.27398 | 59 | 59 |  |  |  |  | -0.27398 | -16.1649 |  |  |  |  | 0 | 0
48887 | THW_5556 | E | Houston | YES | -0.010696 | 47.2 | 5 | 59 |  | 1.0319 | GGT | -1 | 0.27398 | 59 | 59 |  |  |  |  | -0.27398 | -16.1649 |  |  |  |  | 0 | 0
48885 | THW_5152 | A | Houston | YES | -0.010696 | 46.4 | 5 | 58 |  | 1.0319 | GGT | -1 | 0.27398 | 58 | 58 |  |  |  |  | -0.27398 | -15.8909 |  |  |  |  | 0 | 0
48886 | THW_5354 | D | Houston | YES | -0.010696 | 46.4 | 5 | 58 |  | 1.0319 | GGT | -1 | 0.27398 | 58 | 58 |  |  |  |  | -0.27398 | -15.8909 |  |  |  |  | 0 | 0
48886 | THW_5354 | C | Houston | YES | -0.010696 | 45.6 | 5 | 57 |  | 1.0319 | GGT | -1 | 0.27398 | 57 | 57 |  |  |  |  | -0.27398 | -15.6169 |  |  |  |  | 0 | 0
48887 | THW_5556 | F | Houston | YES | -0.010696 | 45.6 | 5 | 57 |  | 1.0319 | GGT | -1 | 0.27398 | 57 | 57 |  |  |  |  | -0.27398 | -15.6169 |  |  |  |  | 0 | 0
48591 | CHE_GT2_5030 | 2 | Houston | YES | -0.011024 | 173 | 50 | 173 | 0 | 1.029 | Cogen | -1 | 0.27431 | 0 | 0 |  |  |  |  | -0.27431 | 0 |  |  |  |  | 0 | 0
48811 | CVC_GT3_5045 | 3 | Houston | YES | -0.011024 | 156 | 91.8 | 156 | 0 | 1.029 | Cogen | -1 | 0.27431 | 0 | 0 |  |  |  |  | -0.27431 | 0 |  |  |  |  | 0 | 0
48812 | CVC_GT2_5020 | 2 | Houston | YES | -0.011024 | 158 | 91.8 | 158 | 0 | 1.029 | Cogen | -1 | 0.27431 | 0 | 0 |  |  |  |  | -0.27431 | 0 |  |  |  |  | 0 | 0
48813 | CVC_GT1_5035 | 1 | Houston | YES | -0.011024 | 160 | 91.8 | 160 | 0 | 1.029 | Cogen | -1 | 0.27431 | 0 | 0 |  |  |  |  | -0.27431 | 0 |  |  |  |  | 0 | 0
48814 | CVC_ST5_5040 | 1 | Houston | YES | -0.011024 | 162 | 91.8 | 162 | 0 | 1.029 | Cogen | -1 | 0.27431 | 0 | 0 |  |  |  |  | -0.27431 | 0 |  |  |  |  | 0 | 0
251 | BOSQUESW803 | 2 | North | YES | -0.011961 | 150 | 0 | 150 | 0 | 1.032 | CC | -1 | 0.27525 | 150 | 150 |  |  | -1.7941 | 150 | -0.27525 | -41.2868 |  |  |  |  | 0 | 0
253 | BOSQUESW804 | 2 | North | YES | -0.011961 | 80 | 0 | 80 | 0 | 1.032 | CC | -1 | 0.27525 | 80 | 80 |  |  | -0.95688 | 80 | -0.27525 | -22.0196 |  |  |  |  | 0 | 0
244 | WHITNYDM01 | 1 | North | YES | -0.012516 | 15 | 0 | 15 | 0 | 1.035 | Hydro | -1 | 0.2758 | 0 | 0 |  |  | 0 | 0 | -0.2758 | 0 |  |  |  |  | 0 | 0
245 | WHITNYDM02 | 2 | North | YES | -0.012516 | 15 | 0 | 15 | 0 | 1.035 | Hydro | -1 | 0.2758 | 0 | 0 |  |  | 0 | 0 | -0.2758 | 0 |  |  |  |  | 0 | 0
36998 | RDCNYNG1 | 1 | West | YES | 0.25328 | 16.8 | 0 | 84 |  | 1.01 | Wind | 1 | 0.27635 | 0 | 84 | 21.2758 | 84 |  |  | 0.27635 | 23.2131 |  |  |  |  | 0 | 0
344 | MRSSHPRD | 1 | North | YES | -0.013082 | 0 | 0 | 12 |  | 1.03 | Hydro | -1 | 0.27637 | 0 | 0 |  |  | 0 | 0 | -0.27637 | 0 |  |  |  |  | 0 | 0
345 | MRSSHPRD01 | 2 | North | YES | -0.013082 | 0 | 0 | 12 |  | 1.03 | Hydro | -1 | 0.27637 | 0 | 0 |  |  | 0 | 0 | -0.27637 | 0 |  |  |  |  | 0 | 0
238 | BOSQUESW505 | 1 | North | YES | -0.0136 | 255 | 0 | 255 | 0 | 1.02 | CC | -1 | 0.27688 | 255 | 255 |  |  | -3.468 | 255 | -0.27688 | -70.6056 |  |  |  |  | 0 | 0
247 | BOSQUESW501 | 2 | North | YES | -0.0136 | 124.8 | 0 | 156 | 0 | 1.02 | GGT | -1 | 0.27688 | 156 | 156 |  |  | -2.1216 | 156 | -0.27688 | -43.194 |  |  |  |  | 0 | 0
239 | BOSQUESW502 | 1 | North | YES | -0.0136 | 119.2 | 0 | 149 | 0 | 1.02 | GGT | -1 | 0.27688 | 149 | 149 |  |  | -2.0264 | 149 | -0.27688 | -41.2558 |  |  |  |  | 0 | 0
1898 | COMCHEPK_1G | 1 | North | YES | -0.013746 | 1217 | 1150 | 1217 | 0 | 1.032 | Nuc | -1 | 0.27703 | 0 | 0 |  |  | 0 | 0 | -0.27703 | 0 |  |  |  |  | 0 | 0
1899 | COMCHEPK_2G | 2 | North | YES | -0.013746 | 1159 | 1128 | 1159 | 0 | 1.032 | Nuc | -1 | 0.27703 | 0 | 0 |  |  | 0 | 0 | -0.27703 | 0 |  |  |  |  | 0 | 0
3417 | LAKE_CRK2_G | 2 | North | YES | -0.013882 | 177.6 | 40 | 222 | 0 | 1.029 | GST | -1 | 0.27717 | 222 | 222 |  |  | -3.0818 | 222 | -0.27717 | -61.531 |  |  |  |  | 0 | 0
3416 | LAKE_CRK1_G | 1 | North | YES | -0.013882 | 60 | 33 | 75 |  | 1.029 | GST | -1 | 0.27717 | 75 | 75 |  |  | -1.0412 | 75 | -0.27717 | -20.7875 |  |  |  |  | 0 | 0
48674 | FTR_CN4_5095 | 4 | North | YES | -0.013975 | 380 | 0 | 380 | 0 | 1.0319 | CC | -1 | 0.27726 | 380 | 380 |  |  | -5.3105 | 380 | -0.27726 | -105.3586 |  |  |  |  | 0 | 0
48672 | FTR_GT2_5110 | 2 | North | YES | -0.013975 | 159 | 0 | 159 | 0 | 1.0319 | CC | -1 | 0.27726 | 159 | 159 |  |  | -2.222 | 159 | -0.27726 | -44.0843 |  |  |  |  | 0 | 0
48673 | FTR_GT3_5085 | 3 | North | YES | -0.013975 | 158 | 0 | 158 | 0 | 1.0319 | CC | -1 | 0.27726 | 158 | 158 |  |  | -2.2081 | 158 | -0.27726 | -43.807 |  |  |  |  | 0 | 0
48671 | FTR_GT1_5105 | 1 | North | YES | -0.013975 | 154.2 | 0 | 154.2 | 0 | 1.0319 | CC | -1 | 0.27726 | 154.2 | 154.2 |  |  | -2.1549 | 154.2 | -0.27726 | -42.7534 |  |  |  |  | 0 | 0
38437 | TNSRBNMESA9 | 1 | West | YES | 0.25469 | 37.5 | 0 | 150 | 0 | 1.02 | Wind | 1 | 0.27775 | 0 | 150 | 38.203 | 150 |  |  | 0.27775 | 41.6626 |  |  |  |  | 0 | 0
32892 | BRYN_DNSBY14 | 1 | North | YES | -0.014488 | 84 | 25 | 105 | 0 | 1.035 | GST | -1 | 0.27777 | 105 | 105 |  |  | -1.5212 | 105 | -0.27777 | -29.1661 |  |  |  |  | 0 | 0
32883 | BRYN_DNSBY3 | 1 | North | YES | -0.014488 | 0 | 2 | 48 |  | 1.015 | GST | -1 | 0.27777 | 48 | 48 |  |  | -0.69542 | 48 | -0.27777 | -13.3331 |  |  |  |  | 0 | 0
32884 | BRYN_DNSBY13 | 1 | North | YES | -0.014488 | 46 | 2 | 46 | 0 | 1.015 | GST | -1 | 0.27777 | 46 | 46 |  |  | -0.66645 | 46 | -0.27777 | -12.7775 |  |  |  |  | 0 | 0
32888 | BRYN_ATKINS7 | 1 | North | YES | -0.014541 | 13.6 | 4 | 17 |  | 1.028 | GGT | -1 | 0.27783 | 17 | 17 |  |  | -0.2472 | 17 | -0.27783 | -4.723 |  |  |  |  | 0 | 0
32886 | BRYN_ATKINS3 | MB | North | YES | -0.014541 | 0 | 5 | 12 |  | 1 | GST | -1 | 0.27783 | 0 | 0 |  |  | 0 | 0 | -0.27783 | 0 |  |  |  |  | 0 | 0
32887 | BRYN_ATKINS6 | MB | North | YES | -0.014541 | 0 | 12 | 51 |  | 1.028 | GST | -1 | 0.27783 | 0 | 0 |  |  | 0 | 0 | -0.27783 | 0 |  |  |  |  | 0 | 0
32890 | BRYN_ATKINS4 | MB | North | YES | -0.014541 | 0 | 5 | 22 |  | 1.031 | GST | -1 | 0.27783 | 0 | 0 |  |  | 0 | 0 | -0.27783 | 0 |  |  |  |  | 0 | 0
32891 | BRYN_ATKINS5 | MB | North | YES | -0.014541 | 0 | 5 | 25 |  | 1.031 | GST | -1 | 0.27783 | 0 | 0 |  |  | 0 | 0 | -0.27783 | 0 |  |  |  |  | 0 | 0
32798 | BRYN_TAMUGEN | 1 | North | YES | -0.014561 | 32 | 0 | 32 |  | 1.02 | GST | -1 | 0.27785 | 32 | 32 |  |  | -0.46595 | 32 | -0.27785 | -8.8911 |  |  |  |  | 0 | 0
990 | GIBN_CREK_G1 | 1 | North | YES | -0.014587 | 463 | 200 | 463 | 0 | 1.0275 | LIGCO | -1 | 0.27787 | 0 | 463 |  |  | 0 | 0 | -0.27787 | 0 |  |  |  |  | 0 | 0
38332 | TNWDWRDU2_8 | 1 | West | YES | 0.25484 | 20 | 0 | 80 | 0 | 1.0232 | Wind | 1 | 0.2779 | 0 | 80 | 20.3869 | 80 |  |  | 0.2779 | 22.232 |  |  |  |  | 0 | 0
60016 | WOODWRD11A | 1 | West | YES | 0.25487 | 20 | 0 | 80 |  | 1.033 | Wind | 1 | 0.27793 | 0 | 80 | 20.3896 | 80 |  |  | 0.27793 | 22.2347 |  |  |  |  | 0 | 0
3404 | THOUSE_2G | 2 | North | YES | -0.014724 | 807 | 250 | 807 | 0 | 1.012 | GSC | -1 | 0.27801 | 807 | 807 |  |  | -11.8823 | 807 | -0.27801 | -224.3529 |  |  |  |  | 0 | 0
3403 | THOUSE_1G | 1 | North | YES | -0.014724 | 563 | 200 | 563 | 0 | 1.012 | GSC | -1 | 0.27801 | 563 | 563 |  |  | -8.2896 | 563 | -0.27801 | -156.5188 |  |  |  |  | 0 | 0
60005 | KING_SE1A | 1 | West | YES | 0.25502 | 10 | 0 | 40 |  | 1.035 | Wind | 1 | 0.27808 | 0 | 40 | 10.2008 | 40 |  |  | 0.27808 | 11.1234 |  |  |  |  | 0 | 0
6016 | SWMESA | 1 | West | YES | 0.25502 | 18.8 | 0 | 75 |  | 1.03 | Wind | 1 | 0.27808 | 0 | 75 | 19.1266 | 75 |  |  | 0.27808 | 20.8563 |  |  |  |  | 0 | 0
60003 | KING_NE1A | 1 | West | YES | 0.25502 | 20 | 0 | 80 |  | 1.03 | Wind | 1 | 0.27808 | 0 | 80 | 20.4017 | 80 |  |  | 0.27808 | 22.2468 |  |  |  |  | 0 | 0
1879 | WLFHOLW_3G | 3 | North | YES | -0.015099 | 272.4 | 89.2 | 272.4 | 0 | 1.032 | CC | -1 | 0.27838 | 272.4 | 272.4 |  |  | -4.113 | 272.4 | -0.27838 | -75.8317 |  |  |  |  | 0 | 0
1877 | WLFHOLW_1G | 1 | North | YES | -0.015099 | 217.3 | 89.2 | 217.3 | 0 | 1.032 | CC | -1 | 0.27838 | 217.3 | 217.3 |  |  | -3.281 | 217.3 | -0.27838 | -60.4927 |  |  |  |  | 0 | 0
1878 | WLFHOLW_2G | 2 | North | YES | -0.015099 | 215.7 | 105 | 215.7 | 0 | 1.032 | CC | -1 | 0.27838 | 215.7 | 215.7 |  |  | -3.2569 | 215.7 | -0.27838 | -60.0473 |  |  |  |  | 0 | 0
60201 | RIO DRCS | F | West | YES | 0.25533 | 0 | 0 | 0 | 0 | 1.025 | AVR | 1 | 0.27839 | 0 | 0 | 0 | 0 |  |  | 0.27839 | 0 |  |  |  |  | 0 | 0
60007 | KING_SW1A | 1 | West | YES | 0.25591 | 20 | 0 | 80 |  | 1.03 | Wind | 1 | 0.27898 | 0 | 80 | 20.4731 | 80 |  |  | 0.27898 | 22.3182 |  |  |  |  | 0 | 0
60019 | KING_NW1A | 1 | West | YES | 0.25591 | 20 | 0 | 80 |  | 1.03 | Wind | 1 | 0.27898 | 0 | 80 | 20.4731 | 80 |  |  | 0.27898 | 22.3182 |  |  |  |  | 0 | 0
366 | JNSNCNTY802 | 1 | North | YES | -0.016489 | 168 | 20 | 168 | 0 | 1.02 | Cogen | -1 | 0.27977 | 0 | 0 |  |  | 0 | 0 | -0.27977 | 0 |  |  |  |  | 0 | 0
367 | JNSNCNTY802 | 2 | North | YES | -0.016489 | 90 | 20 | 90 | 0 | 1.02 | Cogen | -1 | 0.27977 | 0 | 0 |  |  | 0 | 0 | -0.27977 | 0 |  |  |  |  | 0 | 0
39960 | TNTNPONE_18 | 1 | North | YES | -0.016572 | 152.3 | 30 | 152.3 |  | 1.04 | LIGCO | -1 | 0.27986 | 0 | 152.3 |  |  | 0 | 0 | -0.27986 | 0 |  |  |  |  | 0 | 0
39970 | TNTNPONE_28 | 1 | North | YES | -0.016572 | 153 | 30 | 153 |  | 1.04 | LIGCO | -1 | 0.27986 | 0 | 153 |  |  | 0 | 0 | -0.27986 | 0 |  |  |  |  | 0 | 0
1892 | DECRDOVA_2G | A | North | YES | -0.016578 | 65 | 65 | 70 | 0 | 1.025 | GGT | -1 | 0.27986 | 70 | 70 |  |  | -1.1605 | 70 | -0.27986 | -19.5904 |  |  |  |  | 0 | 0
1893 | DECRDOVA_3G | B | North | YES | -0.016578 | 65 | 65 | 69 | 0 | 1.025 | GGT | -1 | 0.27986 | 69 | 69 |  |  | -1.1439 | 69 | -0.27986 | -19.3105 |  |  |  |  | 0 | 0
1894 | DECRDOVA_4G | C | North | YES | -0.016578 | 65 | 65 | 69 | 0 | 1.025 | GGT | -1 | 0.27986 | 69 | 69 |  |  | -1.1439 | 69 | -0.27986 | -19.3105 |  |  |  |  | 0 | 0
1895 | DECRDOVA_5G | D | North | YES | -0.016578 | 65 | 65 | 68 | 0 | 1.025 | GGT | -1 | 0.27986 | 68 | 68 |  |  | -1.1273 | 68 | -0.27986 | -19.0307 |  |  |  |  | 0 | 0
48721 | LEG_1___1 | 1 | North | YES | -0.017367 | 827 | 357 | 827 | 0 | 1.0348 | LIGCO | -1 | 0.28065 | 0 | 827 |  |  | 0 | 0 | -0.28065 | 0 |  |  |  |  | 0 | 0
48722 | LEG_2___2 | 2 | North | YES | -0.017367 | 819 | 357 | 819 | 0 | 1.0348 | LIGCO | -1 | 0.28065 | 0 | 819 |  |  | 0 | 0 | -0.28065 | 0 |  |  |  |  | 0 | 0
1479 | WFCOGEN_1G | 1 | North | YES | -0.018976 | 16 | 12 | 20 | 0 | 1 | Cogen | -1 | 0.28226 | 0 | 0 |  |  | 0 | 0 | -0.28226 | 0 |  |  |  |  | 0 | 0
1479 | WFCOGEN_1G | 2 | North | YES | -0.018976 | 16 | 12 | 20 | 0 | 1 | Cogen | -1 | 0.28226 | 0 | 0 |  |  | 0 | 0 | -0.28226 | 0 |  |  |  |  | 0 | 0
1482 | WFCOGEN_2G | 1 | North | YES | -0.018976 | 16 | 12 | 20 | 0 | 1 | Cogen | -1 | 0.28226 | 0 | 0 |  |  | 0 | 0 | -0.28226 | 0 |  |  |  |  | 0 | 0
1482 | WFCOGEN_2G | 2 | North | YES | -0.018976 | 13.6 | 12 | 17 | 0 | 1 | Cogen | -1 | 0.28226 | 0 | 0 |  |  | 0 | 0 | -0.28226 | 0 |  |  |  |  | 0 | 0
505 | NTHTEXAS03 | 3 | North | YES | -0.019076 | 30.4 | 15 | 38 |  | 1.015 | GST | -1 | 0.28236 | 38 | 38 |  |  | -0.72489 | 38 | -0.28236 | -10.7297 |  |  |  |  | 0 | 0
503 | NTHTEXAS01 | 1 | North | YES | -0.019076 | 0 | 5 | 18 |  | 1.015 | GST | -1 | 0.28236 | 18 | 18 |  |  | -0.34337 | 18 | -0.28236 | -5.0825 |  |  |  |  | 0 | 0
504 | NTHTEXAS02 | 2 | North | YES | -0.019076 | 14.4 | 5 | 18 |  | 1.015 | GST | -1 | 0.28236 | 18 | 18 |  |  | -0.34337 | 18 | -0.28236 | -5.0825 |  |  |  |  | 0 | 0
3381 | BBRN_1G | 1 | North | YES | -0.019574 | 618 | 225 | 618 | 0 | 1.03 | LIGCO | -1 | 0.28286 | 0 | 618 |  |  | 0 | 0 | -0.28286 | 0 |  |  |  |  | 0 | 0
3382 | BBRN_2G | 2 | North | YES | -0.019574 | 589 | 225 | 589 | 0 | 1.03 | LIGCO | -1 | 0.28286 | 0 | 589 |  |  | 0 | 0 | -0.28286 | 0 |  |  |  |  | 0 | 0
1069 | KINDERMG_1G | 1 | West | YES | 0.25992 | 25 | 5 | 25 | 0 | 1.017 | Cogen | 1 | 0.28299 | 0 | 0 | 0 | 0 |  |  | 0.28299 | 0 |  |  |  |  | 0 | 0
1070 | KINDERMG_2G | 1 | West | YES | 0.25992 | 45.7 | 12 | 45.7 | 0 | 1.017 | Cogen | 1 | 0.28299 | 0 | 0 | 0 | 0 |  |  | 0.28299 | 0 |  |  |  |  | 0 | 0
1071 | KINDERMG_3G | 1 | West | YES | 0.25992 | 45.7 | 12 | 45.7 | 0 | 1.017 | Cogen | 1 | 0.28299 | 0 | 0 | 0 | 0 |  |  | 0.28299 | 0 |  |  |  |  | 0 | 0
1062 | CIELOGEN_2G | 1 | West | YES | 0.25992 | 12.2 | 0 | 61 |  | 1 | Wind | 1 | 0.28299 | 0 | 61 | 15.8552 | 61 |  |  | 0.28299 | 17.2621 |  |  |  |  | 0 | 0
1061 | CIELOGEN_1G | 1 | West | YES | 0.25992 | 19.8 | 0 | 99 |  | 1 | Wind | 1 | 0.28299 | 0 | 99 | 25.7323 | 99 |  |  | 0.28299 | 28.0156 |  |  |  |  | 0 | 0
1073 | SCURRYCW_2G | 2 | West | YES | 0.2601 | 24 | 0 | 120 | 0 | 1.0217 | Wind | 1 | 0.28316 | 0 | 120 | 31.2114 | 120 |  |  | 0.28316 | 33.979 |  |  |  |  | 0 | 0
1068 | SCURRYCW_1G | 1 | West | YES | 0.2601 | 28.2 | 1.3 | 141 | 0 | 1.0217 | Wind | 1 | 0.28316 | 0 | 141 | 36.6734 | 141 |  |  | 0.28316 | 39.9254 |  |  |  |  | 0 | 0
13133 | CALFREST_3G | 3 | North | YES | -0.019932 | 177.4 | 40 | 177.4 | 0 | 1.031 | CC | -1 | 0.28322 | 177.4 | 177.4 |  |  | -3.5359 | 177.4 | -0.28322 | -50.2426 |  |  |  |  | 0 | 0
13132 | CALFREST_2G | 2 | North | YES | -0.019932 | 151 | 57 | 151 | 0 | 1.031 | CC | -1 | 0.28322 | 151 | 151 |  |  | -3.0097 | 151 | -0.28322 | -42.7657 |  |  |  |  | 0 | 0
13131 | CALFREST_1G | 1 | North | YES | -0.019932 | 150.7 | 40 | 150.7 | 0 | 1.031 | CC | -1 | 0.28322 | 150.7 | 150.7 |  |  | -3.0038 | 150.7 | -0.28322 | -42.6807 |  |  |  |  | 0 | 0
13136 | CALFREST_6G | 6 | North | YES | -0.020011 | 177.5 | 40 | 177.5 | 0 | 1.031 | CC | -1 | 0.2833 | 177.5 | 177.5 |  |  | -3.552 | 177.5 | -0.2833 | -50.285 |  |  |  |  | 0 | 0
13135 | CALFREST_5G | 5 | North | YES | -0.020011 | 152.3 | 57 | 152.3 | 0 | 1.031 | CC | -1 | 0.2833 | 152.3 | 152.3 |  |  | -3.0477 | 152.3 | -0.2833 | -43.1459 |  |  |  |  | 0 | 0
13134 | CALFREST_4G | 4 | North | YES | -0.020011 | 151.5 | 40 | 151.5 | 0 | 1.031 | CC | -1 | 0.2833 | 151.5 | 151.5 |  |  | -3.0317 | 151.5 | -0.2833 | -42.9193 |  |  |  |  | 0 | 0
1889 | DECRDOVA_1G | 1 | North | YES | -0.020211 | 779 | 255 | 779 | 0 | 1.02 | GSC | -1 | 0.2835 | 779 | 779 |  |  | -15.7444 | 779 | -0.2835 | -220.843 |  |  |  |  | 0 | 0
1349 | WESTXWIN_1G | 1 | West | YES | 0.26091 | 1.3 | 0 | 6.6 |  | 1.014 | Wind | 1 | 0.28398 | 0 | 6.6 | 1.722 | 6.6 |  |  | 0.28398 | 1.8742 |  |  |  |  | 0 | 0
1350 | NWPWRG1_1G | 1 | West | YES | 0.26091 | 6.9 | 1 | 34.3 |  | 1.014 | Wind | 1 | 0.28398 | 0 | 34.3 | 8.9493 | 34.3 |  |  | 0.28398 | 9.7404 |  |  |  |  | 0 | 0
3126 | TRINIDAD_6G | 1 | North | YES | -0.020965 | 179.2 | 46 | 224 | 0 | 1 | GST | -1 | 0.28425 | 224 | 224 |  |  | -4.6962 | 224 | -0.28425 | -63.6719 |  |  |  |  | 0 | 0
1938 | MDLTHELP_6G | 6 | North | YES | -0.021037 | 226 | 74 | 226 | 0 | 1 | CC | -1 | 0.28432 | 226 | 226 |  |  | -4.7544 | 226 | -0.28432 | -64.2567 |  |  |  |  | 0 | 0
1937 | MDLTHELP_5G | 5 | North | YES | -0.021037 | 224 | 74 | 224 | 0 | 1 | CC | -1 | 0.28432 | 224 | 224 |  |  | -4.7123 | 224 | -0.28432 | -63.688 |  |  |  |  | 0 | 0
1943 | MDLTHELP_3G | 3 | North | YES | -0.021037 | 212 | 74 | 212 | 0 | 1 | CC | -1 | 0.28432 | 212 | 212 |  |  | -4.4598 | 212 | -0.28432 | -60.2762 |  |  |  |  | 0 | 0
1944 | MDLTHELP_4G | 4 | North | YES | -0.021037 | 211 | 74 | 211 | 0 | 1 | CC | -1 | 0.28432 | 211 | 211 |  |  | -4.4388 | 211 | -0.28432 | -59.9918 |  |  |  |  | 0 | 0
76091 | L_DIVIDE1_1N | W1 | West | YES | 0.26142 | 22.5 | 0 | 112.5 |  | 1.02 | Wind | 1 | 0.28448 | 0 | 112.5 | 29.4092 | 112.5 |  |  | 0.28448 | 32.0038 |  |  |  |  | 0 | 0
76095 | L_CAPRSI1_1N | W1 | West | YES | 0.26142 | 29.9 | 0 | 149.5 | 0 | 1.02 | Wind | 1 | 0.28448 | 0 | 149.5 | 39.0815 | 149.5 |  |  | 0.28448 | 42.5296 |  |  |  |  | 0 | 0
76096 | L_CAPRSI1_2N | W1 | West | YES | 0.26142 | 37.2 | 0 | 186 | 0 | 1.02 | Wind | 1 | 0.28448 | 0 | 186 | 48.6232 | 186 |  |  | 0.28448 | 52.913 |  |  |  |  | 0 | 0
76097 | L_CAPRGE1_1N | W1 | West | YES | 0.26142 | 42.9 | 0 | 214.5 | 0 | 1.02 | Wind | 1 | 0.28448 | 0 | 214.5 | 56.0735 | 214.5 |  |  | 0.28448 | 61.0207 |  |  |  |  | 0 | 0
1600 | BARTNWND_1G | 1 | North | YES | -0.021197 | 12 | 0 | 120 | 0 | 1.022 | Wind | -1 | 0.28448 | 0 | 120 |  |  | 0 | 0 | -0.28448 | 0 |  |  |  |  | 0 | 0
12322 | ENNSTRAC_1G | 1 | North | YES | -0.021341 | 196 | 130 | 196 | 0 | 1.036 | CC | -1 | 0.28463 | 196 | 196 |  |  | -4.1828 | 196 | -0.28463 | -55.7866 |  |  |  |  | 0 | 0
12323 | ENNSTRAC_2G | 2 | North | YES | -0.021341 | 116 | 100 | 116 | 0 | 1.036 | CC | -1 | 0.28463 | 116 | 116 |  |  | -2.4756 | 116 | -0.28463 | -33.0166 |  |  |  |  | 0 | 0
3108 | STRYKER_2G | 2 | North | YES | -0.02179 | 484 | 75 | 484 | 0 | 1.029 | GST | -1 | 0.28507 | 484 | 484 |  |  | -10.5464 | 484 | -0.28507 | -137.9761 |  |  |  |  | 0 | 0
3107 | STRYKER_1G | 1 | North | YES | -0.02179 | 145.6 | 45 | 182 | 0 | 1.029 | GST | -1 | 0.28507 | 182 | 182 |  |  | -3.9658 | 182 | -0.28507 | -51.8836 |  |  |  |  | 0 | 0
3309 | ASPN_G | 1 | North | YES | -0.021829 | 50 | 0 | 50 |  | 1 | Bio | -1 | 0.28511 | 50 | 50 |  |  | -1.0915 | 50 | -0.28511 | -14.2557 |  |  |  |  | 0 | 0
3348 | CHAMPION_1G | MB | North | YES | -0.02185 | 0 | 42 | 42 |  | 1 | Cogen | -1 | 0.28513 | 0 | 0 |  |  | 0 | 0 | -0.28513 | 0 |  |  |  |  | 0 | 0
1941 | MDLTHELP_1G | 1 | North | YES | -0.021943 | 216.4 | 74 | 216.4 | 0 | 1 | CC | -1 | 0.28523 | 216.4 | 216.4 |  |  | -4.7485 | 216.4 | -0.28523 | -61.7232 |  |  |  |  | 0 | 0
1942 | MDLTHELP_2G | 2 | North | YES | -0.021943 | 216.1 | 74 | 216.1 | 0 | 1 | CC | -1 | 0.28523 | 216.1 | 216.1 |  |  | -4.7419 | 216.1 | -0.28523 | -61.6377 |  |  |  |  | 0 | 0
13119 | TGATEWAY_4G | 4 | North | YES | -0.022035 | 399 | 65 | 399 | 0 | 1.0232 | CC | -1 | 0.28532 | 399 | 399 |  |  | -8.792 | 399 | -0.28532 | -113.8425 |  |  |  |  | 0 | 0
13116 | TGATEWAY_1G | 1 | North | YES | -0.022035 | 151 | 30 | 151 | 0 | 1.0232 | CC | -1 | 0.28532 | 151 | 151 |  |  | -3.3273 | 151 | -0.28532 | -43.0832 |  |  |  |  | 0 | 0
13118 | TGATEWAY_3G | 3 | North | YES | -0.022035 | 148 | 30 | 148 | 0 | 1.0232 | CC | -1 | 0.28532 | 148 | 148 |  |  | -3.2612 | 148 | -0.28532 | -42.2273 |  |  |  |  | 0 | 0
13117 | TGATEWAY_2G | 2 | North | YES | -0.022035 | 130 | 30 | 130 | 0 | 1.0232 | CC | -1 | 0.28532 | 130 | 130 |  |  | -2.8645 | 130 | -0.28532 | -37.0915 |  |  |  |  | 0 | 0
6637 | SNYDERW1A | 1 | West | YES | 0.26238 | 12.6 | 0 | 63 | 0 | 1.025 | Wind | 1 | 0.28545 | 0 | 63 | 16.5302 | 63 |  |  | 0.28545 | 17.9832 |  |  |  |  | 0 | 0
3097 | MARTLAKE_1G | 1 | North | YES | -0.02225 | 790 | 500 | 790 | 0 | 1.017 | LIGCO | -1 | 0.28553 | 0 | 790 |  |  | 0 | 0 | -0.28553 | 0 |  |  |  |  | 0 | 0
3098 | MARTLAKE_2G | 2 | North | YES | -0.02225 | 795 | 461 | 795 | 0 | 1.017 | LIGCO | -1 | 0.28553 | 0 | 795 |  |  | 0 | 0 | -0.28553 | 0 |  |  |  |  | 0 | 0
3099 | MARTLAKE_3G | 3 | North | YES | -0.02225 | 804 | 500 | 804 | 0 | 1.017 | LIGCO | -1 | 0.28553 | 0 | 804 |  |  | 0 | 0 | -0.28553 | 0 |  |  |  |  | 0 | 0
2417 | MTCK8_G | 8 | North | YES | -0.023471 | 444.8 | 60 | 556 | 0 | 1.022 | GSC | -1 | 0.28676 | 556 | 556 |  |  | -13.0499 | 556 | -0.28676 | -159.4361 |  |  |  |  | 0 | 0
2413 | MTCK6_G | 6 | North | YES | -0.023471 | 0 | 30 | 118 |  | 1.022 | GST | -1 | 0.28676 | 118 | 118 |  |  | -2.7696 | 118 | -0.28676 | -33.8372 |  |  |  |  | 0 | 0
2414 | MTCK7_G | 7 | North | YES | -0.023471 | 0 | 30 | 115 |  | 1.022 | GST | -1 | 0.28676 | 115 | 115 |  |  | -2.6992 | 115 | -0.28676 | -32.9769 |  |  |  |  | 0 | 0
580 | JCKCNTY801 | 1 | North | YES | -0.023727 | 288 | 0 | 288 | 0 | 1.022 | CC | -1 | 0.28701 | 288 | 288 |  |  | -6.8334 | 288 | -0.28701 | -82.6593 |  |  |  |  | 0 | 0
581 | JCKCNTY802 | 2 | North | YES | -0.023727 | 147 | 0 | 147 | 0 | 1.022 | CC | -1 | 0.28701 | 147 | 147 |  |  | -3.4879 | 147 | -0.28701 | -42.1907 |  |  |  |  | 0 | 0
582 | JCKCNTY803 | 3 | North | YES | -0.023727 | 147 | 0 | 147 | 0 | 1.022 | CC | -1 | 0.28701 | 147 | 147 |  |  | -3.4879 | 147 | -0.28701 | -42.1907 |  |  |  |  | 0 | 0
12440 | PARKD_1SVC8 | 1 | North | YES | -0.023782 | 0 | 0 | 0 | 0 | 1.007 | GST | -1 | 0.28707 | 0 | 0 |  |  | 0 | 0 | -0.28707 | 0 |  |  |  |  | 0 | 0
12449 | PARKD_2SVC8 | 1 | North | YES | -0.023782 | 0 | 0 | 0 | 0 | 1.007 | GST | -1 | 0.28707 | 0 | 0 |  |  | 0 | 0 | -0.28707 | 0 |  |  |  |  | 0 | 0
12424 | FPLEFR2S_G | 4 | North | YES | -0.023846 | 415 | 191 | 415 | 0 | 1 | CC | -1 | 0.28713 | 415 | 415 |  |  | -9.8961 | 415 | -0.28713 | -119.1592 |  |  |  |  | 0 | 0
12414 | FPLEFR1S_G | 4 | North | YES | -0.023846 | 414 | 191 | 414 | 0 | 1 | CC | -1 | 0.28713 | 414 | 414 |  |  | -9.8722 | 414 | -0.28713 | -118.872 |  |  |  |  | 0 | 0
12412 | FPLEFR1B_G | 2 | North | YES | -0.023846 | 164 | 72 | 164 | 0 | 1 | CC | -1 | 0.28713 | 164 | 164 |  |  | -3.9107 | 164 | -0.28713 | -47.0894 |  |  |  |  | 0 | 0
12413 | FPLEFR1C_G | 3 | North | YES | -0.023846 | 164 | 72 | 164 | 0 | 1 | CC | -1 | 0.28713 | 164 | 164 |  |  | -3.9107 | 164 | -0.28713 | -47.0894 |  |  |  |  | 0 | 0
12423 | FPLEFR2C_G | 3 | North | YES | -0.023846 | 163 | 72 | 163 | 0 | 1 | CC | -1 | 0.28713 | 163 | 163 |  |  | -3.8869 | 163 | -0.28713 | -46.8023 |  |  |  |  | 0 | 0
12421 | FPLEFR2A_G | 1 | North | YES | -0.023846 | 162 | 72 | 162 | 0 | 1 | CC | -1 | 0.28713 | 162 | 162 |  |  | -3.8631 | 162 | -0.28713 | -46.5151 |  |  |  |  | 0 | 0
12411 | FPLEFR1A_G | 1 | North | YES | -0.023846 | 161 | 72 | 161 | 0 | 1 | CC | -1 | 0.28713 | 161 | 161 |  |  | -3.8392 | 161 | -0.28713 | -46.228 |  |  |  |  | 0 | 0
12422 | FPLEFR2B_G | 2 | North | YES | -0.023846 | 161 | 72 | 161 | 0 | 1 | CC | -1 | 0.28713 | 161 | 161 |  |  | -3.8392 | 161 | -0.28713 | -46.228 |  |  |  |  | 0 | 0
2452 | LKHB2_G | 2 | North | YES | -0.023962 | 516 | 80 | 516 | 0 | 1.022 | GST | -1 | 0.28725 | 516 | 516 |  |  | -12.3644 | 516 | -0.28725 | -148.2192 |  |  |  |  | 0 | 0
2451 | LKHB1_G | 1 | North | YES | -0.023962 | 0 | 80 | 391 |  | 1.022 | GST | -1 | 0.28725 | 391 | 391 |  |  | -9.3691 | 391 | -0.28725 | -112.3134 |  |  |  |  | 0 | 0
76031 | L_GASCCR1_1N | W1 | West | YES | 0.26422 | 30 | 0 | 150 | 0 | 1.02 | Wind | 1 | 0.28728 | 0 | 150 | 39.6327 | 150 |  |  | 0.28728 | 43.0922 |  |  |  |  | 0 | 0
11309 | BULLCREK_2G | 1 | West | YES | 0.26444 | 20.9 | 0 | 180 |  | 1 | Wind | 1 | 0.2875 | 0 | 180 | 47.599 | 180 |  |  | 0.2875 | 51.7505 |  |  |  |  | 0 | 0
11310 | BULLCREK_1G | 1 | West | YES | 0.26444 | 15.1 | 0 | 180 |  | 1 | Wind | 1 | 0.2875 | 0 | 180 | 47.599 | 180 |  |  | 0.2875 | 51.7505 |  |  |  |  | 0 | 0
950 | STEAM3 | 1 | North | YES | -0.024484 | 41 | 13 | 42 | 0 | 1.02 | GST | -1 | 0.28777 | 42 | 42 |  |  | -1.0283 | 42 | -0.28777 | -12.0863 |  |  |  |  | 0 | 0
949 | STEAM2 | 1 | North | YES | -0.024484 | 26 | 8 | 26 | 0 | 0.99 | GST | -1 | 0.28777 | 26 | 26 |  |  | -0.63658 | 26 | -0.28777 | -7.482 |  |  |  |  | 0 | 0
948 | STEAM1 | 1 | North | YES | -0.024484 | 0 | 12 | 20 |  | 1.02 | GST | -1 | 0.28777 | 20 | 20 |  |  | -0.48968 | 20 | -0.28777 | -5.7554 |  |  |  |  | 0 | 0
837 | NEWMAN_G5 | 1 | North | YES | -0.024506 | 0 | 15 | 40 |  | 1.01 | GST | -1 | 0.28779 | 40 | 40 |  |  | -0.98024 | 40 | -0.28779 | -11.5116 |  |  |  |  | 0 | 0
11320 | COYOTE_1G | 1 | West | YES | 0.26474 | 22.5 | 0 | 225 |  | 1 | Wind | 1 | 0.2878 | 0 | 225 | 59.566 | 225 |  |  | 0.2878 | 64.7554 |  |  |  |  | 0 | 0
844 | OLINGER_G3 | 1 | North | YES | -0.024596 | 103.9 | 45 | 150 | 0 | 1.03 | GST | -1 | 0.28788 | 150 | 150 |  |  | -3.6894 | 150 | -0.28788 | -43.1821 |  |  |  |  | 0 | 0
843 | OLINGER_G2 | 1 | North | YES | -0.024596 | 76.2 | 25 | 110 | 0 | 1.03 | GST | -1 | 0.28788 | 110 | 110 |  |  | -2.7056 | 110 | -0.28788 | -31.6669 |  |  |  |  | 0 | 0
842 | OLINGER_G1 | 1 | North | YES | -0.024596 | 55.4 | 20 | 79 | 0 | 1.03 | GST | -1 | 0.28788 | 79 | 79 |  |  | -1.9431 | 79 | -0.28788 | -22.7426 |  |  |  |  | 0 | 0
845 | OLINGER_G4 | 1 | North | YES | -0.024596 | 51.9 | 0 | 76 | 0 | 1.03 | GGT | -1 | 0.28788 | 76 | 76 |  |  | -1.8693 | 76 | -0.28788 | -21.8789 |  |  |  |  | 0 | 0
1701 | MOSES_1G | 1 | North | YES | -0.025009 | 558 | 175 | 558 | 0 | 1.023 | LIGCO | -1 | 0.28829 | 0 | 558 |  |  | 0 | 0 | -0.28829 | 0 |  |  |  |  | 0 | 0
1702 | MOSES_2G | 2 | North | YES | -0.025009 | 579 | 175 | 579 | 0 | 1.023 | LIGCO | -1 | 0.28829 | 0 | 579 |  |  | 0 | 0 | -0.28829 | 0 |  |  |  |  | 0 | 0
1703 | MOSES_3G | 3 | North | YES | -0.025009 | 808 | 463 | 808 | 0 | 1.023 | LIGCO | -1 | 0.28829 | 0 | 808 |  |  | 0 | 0 | -0.28829 | 0 |  |  |  |  | 0 | 0
5925 | DCEAST | EQ | North | YES | -0.025009 | 400.3 | -600 | 600 | 0 | 1.025 | DCTie | -1 | 0.28829 | 0 | 0 |  |  | 0 | 0 | -0.28829 | 0 |  |  |  |  | 0 | 0
1675 | PEC_1G | 1 | North | YES | -0.025127 | 76.7 | 35 | 76.7 | 0 | 1.022 | Cogen | -1 | 0.28841 | 0 | 0 |  |  | 0 | 0 | -0.28841 | 0 |  |  |  |  | 0 | 0
1676 | PEC_2G | 2 | North | YES | -0.025127 | 79.6 | 35 | 79.6 | 0 | 1.022 | Cogen | -1 | 0.28841 | 0 | 0 |  |  | 0 | 0 | -0.28841 | 0 |  |  |  |  | 0 | 0
1677 | PEC_3G | 3 | North | YES | -0.025127 | 88.4 | 35 | 88.4 | 0 | 1.022 | Cogen | -1 | 0.28841 | 0 | 0 |  |  | 0 | 0 | -0.28841 | 0 |  |  |  |  | 0 | 0
1683 | LAMARPWR_6G | 6 | North | YES | -0.025184 | 198 | 129.1 | 198 | 0 | 1.038 | CC | -1 | 0.28847 | 198 | 198 |  |  | -4.9864 | 198 | -0.28847 | -57.1168 |  |  |  |  | 0 | 0
1680 | LAMARPWR_3G | 3 | North | YES | -0.025184 | 196 | 129.1 | 196 | 0 | 1.038 | CC | -1 | 0.28847 | 196 | 196 |  |  | -4.9361 | 196 | -0.28847 | -56.5398 |  |  |  |  | 0 | 0
1678 | LAMARPWR_1G | 1 | North | YES | -0.025184 | 160 | 67.7 | 160 | 0 | 1.038 | CC | -1 | 0.28847 | 160 | 160 |  |  | -4.0294 | 160 | -0.28847 | -46.155 |  |  |  |  | 0 | 0
1682 | LAMARPWR_5G | 5 | North | YES | -0.025184 | 157 | 67.7 | 157 | 0 | 1.038 | CC | -1 | 0.28847 | 157 | 157 |  |  | -3.9539 | 157 | -0.28847 | -45.2896 |  |  |  |  | 0 | 0
1679 | LAMARPWR_2G | 2 | North | YES | -0.025184 | 156 | 67.7 | 156 | 0 | 1.038 | CC | -1 | 0.28847 | 156 | 156 |  |  | -3.9287 | 156 | -0.28847 | -45.0011 |  |  |  |  | 0 | 0
1681 | LAMARPWR_4G | 4 | North | YES | -0.025184 | 156 | 67.7 | 156 | 0 | 1.038 | CC | -1 | 0.28847 | 156 | 156 |  |  | -3.9287 | 156 | -0.28847 | -45.0011 |  |  |  |  | 0 | 0
1948 | HANDLEY_4G | 4 | North | YES | -0.025267 | 348 | 150 | 435 | 0 | 1.022 | GST | -1 | 0.28855 | 435 | 435 |  |  | -10.9911 | 435 | -0.28855 | -125.5199 |  |  |  |  | 0 | 0
1689 | VALLEY_3G | 3 | North | YES | -0.025279 | 0 | 25 | 375 |  | 1.003 | GST | -1 | 0.28856 | 375 | 375 |  |  | -9.4796 | 375 | -0.28856 | -108.2113 |  |  |  |  | 0 | 0
11693 | KMICHIST3_G | 3 | North | YES | -0.025279 | 312 | 60 | 312 | 0 | 1.026 | CC | -1 | 0.28856 | 312 | 312 |  |  | -7.887 | 312 | -0.28856 | -90.0318 |  |  |  |  | 0 | 0
11696 | KMICHIST6_G | 6 | North | YES | -0.025279 | 310 | 60 | 310 | 0 | 1.026 | CC | -1 | 0.28856 | 310 | 310 |  |  | -7.8365 | 310 | -0.28856 | -89.4547 |  |  |  |  | 0 | 0
11695 | KMICHICT5_G | 5 | North | YES | -0.025279 | 148 | 80 | 148 | 0 | 1.026 | CC | -1 | 0.28856 | 148 | 148 |  |  | -3.7413 | 148 | -0.28856 | -42.7074 |  |  |  |  | 0 | 0
11692 | KMICHICT2_G | 2 | North | YES | -0.025279 | 146 | 80 | 146 | 0 | 1.026 | CC | -1 | 0.28856 | 146 | 146 |  |  | -3.6907 | 146 | -0.28856 | -42.1303 |  |  |  |  | 0 | 0
11691 | KMICHICT1_G | 1 | North | YES | -0.025279 | 144 | 80 | 144 | 0 | 1.026 | CC | -1 | 0.28856 | 144 | 144 |  |  | -3.6402 | 144 | -0.28856 | -41.5531 |  |  |  |  | 0 | 0
11694 | KMICHICT4_G | 4 | North | YES | -0.025279 | 144 | 80 | 144 | 0 | 1.026 | CC | -1 | 0.28856 | 144 | 144 |  |  | -3.6402 | 144 | -0.28856 | -41.5531 |  |  |  |  | 0 | 0
1949 | HANDLEY_5G | 5 | North | YES | -0.025362 | 348 | 150 | 435 | 0 | 1.022 | GST | -1 | 0.28865 | 435 | 435 |  |  | -11.0325 | 435 | -0.28865 | -125.5612 |  |  |  |  | 0 | 0
1947 | HANDLEY_3G | 3 | North | YES | -0.025362 | 316 | 100 | 395 | 0 | 1.022 | GST | -1 | 0.28865 | 395 | 395 |  |  | -10.018 | 395 | -0.28865 | -114.0154 |  |  |  |  | 0 | 0
1688 | VALLEY_2G | 2 | North | YES | -0.025497 | 527 | 90 | 527 | 0 | 1.029 | GSC | -1 | 0.28878 | 527 | 527 |  |  | -13.4369 | 527 | -0.28878 | -152.1879 |  |  |  |  | 0 | 0
1687 | VALLEY_1G | 1 | North | YES | -0.025497 | 136 | 15 | 170 | 0 | 1.029 | GST | -1 | 0.28878 | 170 | 170 |  |  | -4.3345 | 170 | -0.28878 | -49.0929 |  |  |  |  | 0 | 0
2383 | NTHLK3_G | 3 | North | YES | -0.025513 | 0 | 50 | 329 |  | 1.022 | GST | -1 | 0.2888 | 329 | 329 |  |  | -8.3938 | 329 | -0.2888 | -95.0144 |  |  |  |  | 0 | 0
2382 | NTHLK2_G | 2 | North | YES | -0.025513 | 0 | 35 | 181 |  | 1.022 | GST | -1 | 0.2888 | 181 | 181 |  |  | -4.6179 | 181 | -0.2888 | -52.2724 |  |  |  |  | 0 | 0
2381 | NTHLK1_G | 1 | North | YES | -0.025513 | 0 | 35 | 156 |  | 1.022 | GST | -1 | 0.2888 | 156 | 156 |  |  | -3.98 | 156 | -0.2888 | -45.0524 |  |  |  |  | 0 | 0
6948 | DENISNDM | 1 | North | YES | -0.025668 | 40 | 5 | 40 |  | 1.015 | Hydro | -1 | 0.28895 | 0 | 0 |  |  | 0 | 0 | -0.28895 | 0 |  |  |  |  | 0 | 0
6948 | DENISNDM | 2 | North | YES | -0.025668 | 31 | 5 | 40 |  | 1.015 | Hydro | -1 | 0.28895 | 0 | 0 |  |  | 0 | 0 | -0.28895 | 0 |  |  |  |  | 0 | 0
1320 | BSP 1 | 1 | West | YES | 0.2659 | 25.5 | 2.9 | 25.8 | 0 | 1 | Cogen | 1 | 0.28896 | 0 | 0 | 0 | 0 |  |  | 0.28896 | 0 |  |  |  |  | 0 | 0
728 | WOLFRIDGE801 | 1 | North | YES | -0.025903 | 11.2 | 0 | 112.5 | 0 | 0.99 | Wind | -1 | 0.28919 | 0 | 112.5 |  |  | 0 | 0 | -0.28919 | 0 |  |  |  |  | 0 | 0
2371 | COLLIN_1G | MB | North | YES | -0.026402 | 0 | 40 | 138 |  | 1.022 | GST | -1 | 0.28969 | 0 | 0 |  |  | 0 | 0 | -0.28969 | 0 |  |  |  |  | 0 | 0
1360 | GUNSIGHT_8 | 1 | West | YES | 0.26676 | 0 | 0 | 120 |  | 1.01 | Wind | 1 | 0.28983 | 0 | 120 | 32.0114 | 120 |  |  | 0.28983 | 34.7791 |  |  |  |  | 0 | 0
1433 | GRHAMSES_1G | 1 | North | YES | -0.027105 | 242 | 60 | 242 | 0 | 1.038 | GST | -1 | 0.29039 | 242 | 242 |  |  | -6.5594 | 242 | -0.29039 | -70.2743 |  |  |  |  | 0 | 0
1327 | WILDHRSE_1G | 1 | West | YES | 0.26765 | 0 | 0 | 120 |  | 1 | Wind | 1 | 0.29071 | 0 | 120 | 32.1174 | 120 |  |  | 0.29071 | 34.885 |  |  |  |  | 0 | 0
1333 | MCDDONAL_8 | 1 | West | YES | 0.26955 | 42.8 | 0 | 214.2 |  | 1.01 | Wind | 1 | 0.29262 | 0 | 214.2 | 57.7387 | 214.2 |  |  | 0.29262 | 62.6789 |  |  |  |  | 0 | 0
1328 | OCOTILLO_1G | 1 | West | YES | 0.26958 | 11.6 | 0 | 58 |  | 1.01 | Wind | 1 | 0.29264 | 0 | 58 | 15.6356 | 58 |  |  | 0.29264 | 16.9733 |  |  |  |  | 0 | 0
1861 | EAGLEMNT_1G | MB | North | YES | -0.029498 | 0 | 30 | 112 |  | 1.022 | GST | -1 | 0.29278 | 0 | 0 |  |  | 0 | 0 | -0.29278 | 0 |  |  |  |  | 0 | 0
1862 | EAGLEMNT_2G | MB | North | YES | -0.029498 | 0 | 40 | 100 |  | 1.022 | GST | -1 | 0.29278 | 0 | 0 |  |  | 0 | 0 | -0.29278 | 0 |  |  |  |  | 0 | 0
1863 | EAGLEMNT_3G | MB | North | YES | -0.029498 | 0 | 50 | 378 |  | 1.022 | GST | -1 | 0.29278 | 0 | 0 |  |  | 0 | 0 | -0.29278 | 0 |  |  |  |  | 0 | 0
1326 | STANTONW_8 | 1 | West | YES | 0.27081 | 20.1 | 0 | 100.5 |  | 1.01 | Wind | 1 | 0.29387 | 0 | 100.5 | 27.216 | 100.5 |  |  | 0.29387 | 29.5339 |  |  |  |  | 0 | 0
11147 | NOTREES_1G | 1 | West | YES | 0.27089 | 29.8 | 0 | 149 | 0 | 1.017 | Wind | 1 | 0.29395 | 0 | 149 | 40.3628 | 149 |  |  | 0.29395 | 43.7992 |  |  |  |  | 0 | 0
7038 | L_DELAWA1_1Y | 2 | West | YES | 0.27105 | 3 | 0 | 30 | 0 | 1 | Wind | 1 | 0.29411 | 0 | 30 | 8.1314 | 30 |  |  | 0.29411 | 8.8233 |  |  |  |  | 0 | 0
7038 | L_DELAWA1_1Y | 1 | West | YES | 0.27105 | 3.5 | 0 | 35 | 0 | 1 | Wind | 1 | 0.29411 | 0 | 35 | 9.4866 | 35 |  |  | 0.29411 | 10.2938 |  |  |  |  | 0 | 0
1002 | PBCTAGE_1G | A | West | YES | 0.27109 | 64 | 64 | 66 | 0 | 1.036 | GGT | 1 | 0.29416 | 66 | 66 | 17.8923 | 66 |  |  | 0.29416 | 19.4145 |  |  |  |  | 0 | 0
1003 | PBCTBGE_2G | B | West | YES | 0.27109 | 65 | 65 | 66 | 0 | 1.036 | GGT | 1 | 0.29416 | 66 | 66 | 17.8923 | 66 |  |  | 0.29416 | 19.4145 |  |  |  |  | 0 | 0
1004 | PBCTCGE_3G | C | West | YES | 0.27109 | 62 | 62 | 67 | 0 | 1.036 | GGT | 1 | 0.29416 | 67 | 67 | 18.1634 | 67 |  |  | 0.29416 | 19.7086 |  |  |  |  | 0 | 0
1006 | PBCTEGE_5G | E | West | YES | 0.27109 | 65 | 65 | 67 | 0 | 1.036 | GGT | 1 | 0.29416 | 67 | 67 | 18.1634 | 67 |  |  | 0.29416 | 19.7086 |  |  |  |  | 0 | 0
1005 | PBCTDGE_4G | D | West | YES | 0.27109 | 65 | 65 | 68 | 0 | 1.036 | GGT | 1 | 0.29416 | 68 | 68 | 18.4345 | 68 |  |  | 0.29416 | 20.0028 |  |  |  |  | 0 | 0
1007 | PB5GEN_6G | 5 | West | YES | 0.27109 | 91.2 | 40 | 114 | 0 | 1.036 | GST | 1 | 0.29416 | 114 | 114 | 30.9048 | 114 |  |  | 0.29416 | 33.5341 |  |  |  |  | 0 | 0
1008 | PB6GEN_7G | 6 | West | YES | 0.27109 | 515 | 130 | 515 | 0 | 1.036 | GST | 1 | 0.29416 | 515 | 515 | 139.6139 | 515 |  |  | 0.29416 | 151.4917 |  |  |  |  | 0 | 0
1044 | MRGNFG_6G | F | West | YES | 0.27147 | 66 | 66 | 66 | 0 | 1.029 | GGT | 1 | 0.29453 | 66 | 66 | 17.9171 | 66 |  |  | 0.29453 | 19.4393 |  |  |  |  | 0 | 0
1042 | MRGNDG_4G | D | West | YES | 0.27147 | 68 | 68 | 68 | 0 | 1.029 | GGT | 1 | 0.29453 | 68 | 68 | 18.46 | 68 |  |  | 0.29453 | 20.0284 |  |  |  |  | 0 | 0
1039 | MRGNAG_1G | A | West | YES | 0.27147 | 69 | 69 | 69 | 0 | 1.029 | GGT | 1 | 0.29453 | 69 | 69 | 18.7315 | 69 |  |  | 0.29453 | 20.3229 |  |  |  |  | 0 | 0
1041 | MRGNCG_3G | C | West | YES | 0.27147 | 69 | 69 | 70 | 0 | 1.029 | GGT | 1 | 0.29453 | 70 | 70 | 19.003 | 70 |  |  | 0.29453 | 20.6174 |  |  |  |  | 0 | 0
1043 | MRGNEG_5G | E | West | YES | 0.27147 | 68 | 68 | 70 | 0 | 1.029 | GGT | 1 | 0.29453 | 70 | 70 | 19.003 | 70 |  |  | 0.29453 | 20.6174 |  |  |  |  | 0 | 0
1040 | MRGNBG_2G | B | West | YES | 0.27147 | 70 | 70 | 71 | 0 | 1.029 | GGT | 1 | 0.29453 | 71 | 71 | 19.2744 | 71 |  |  | 0.29453 | 20.912 |  |  |  |  | 0 | 0
1037 | MORGAN5G_5G | 5 | West | YES | 0.27147 | 109.6 | 40 | 137 | 0 | 1.029 | GST | 1 | 0.29453 | 137 | 137 | 37.1915 | 137 |  |  | 0.29453 | 40.3512 |  |  |  |  | 0 | 0
924 | SPENCER_G5 | 1 | North | YES | -0.031408 | 52 | 20 | 66 | 0 | 1.03 | GST | -1 | 0.29469 | 66 | 66 |  |  | -2.0729 | 66 | -0.29469 | -19.4497 |  |  |  |  | 0 | 0
923 | SPENCER_G4 | 1 | North | YES | -0.031408 | 48 | 20 | 61 | 0 | 1.03 | GST | -1 | 0.29469 | 61 | 61 |  |  | -1.9159 | 61 | -0.29469 | -17.9762 |  |  |  |  | 0 | 0
11022 | TIEHVCG_2G | 1 | West | YES | 0.27433 | 132.4 | 103 | 132.4 | 0 | 1.012 | CC | 1 | 0.29739 | 132.4 | 132.4 | 36.3213 | 132.4 |  |  | 0.29739 | 39.3749 |  |  |  |  | 0 | 0
11023 | TIEHVCG_3G | 1 | West | YES | 0.27433 | 137.4 | 103 | 137.4 | 0 | 1.012 | CC | 1 | 0.29739 | 137.4 | 137.4 | 37.6929 | 137.4 |  |  | 0.29739 | 40.8619 |  |  |  |  | 0 | 0
11021 | TIEHVCG_1G | 1 | West | YES | 0.27433 | 142.1 | 103 | 142.1 | 0 | 1.012 | CC | 1 | 0.29739 | 142.1 | 142.1 | 38.9823 | 142.1 |  |  | 0.29739 | 42.2596 |  |  |  |  | 0 | 0
11024 | TIEHVCG_4G | 1 | West | YES | 0.27433 | 147 | 103 | 147 | 0 | 1.012 | CC | 1 | 0.29739 | 147 | 147 | 40.3265 | 147 |  |  | 0.29739 | 43.7169 |  |  |  |  | 0 | 0
11020 | TIEHVSG_1G | 1 | West | YES | 0.27433 | 208.2 | 63 | 208.2 | 0 | 1.012 | CC | 1 | 0.29739 | 208.2 | 208.2 | 57.1155 | 208.2 |  |  | 0.29739 | 61.9174 |  |  |  |  | 0 | 0
11025 | TIEHVSG_2G | 1 | West | YES | 0.27433 | 213.2 | 63 | 213.2 | 0 | 1.012 | CC | 1 | 0.29739 | 213.2 | 213.2 | 58.4872 | 213.2 |  |  | 0.29739 | 63.4043 |  |  |  |  | 0 | 0
11001 | NAV1CT | 1 | West | YES | 0.27437 | 70.4 | 18 | 70.4 | 0 | 1.029 | CC | 1 | 0.29743 | 70.4 | 70.4 | 19.3154 | 70.4 |  |  | 0.29743 | 20.9391 |  |  |  |  | 0 | 0
11009 | NAV2CT | 1 | West | YES | 0.27437 | 71.4 | 18 | 71.4 | 0 | 1.029 | CC | 1 | 0.29743 | 71.4 | 71.4 | 19.5898 | 71.4 |  |  | 0.29743 | 21.2365 |  |  |  |  | 0 | 0
11012 | NAV4CT | 1 | West | YES | 0.27437 | 80 | 18 | 80 | 0 | 1.029 | CC | 1 | 0.29743 | 80 | 80 | 21.9494 | 80 |  |  | 0.29743 | 23.7945 |  |  |  |  | 0 | 0
11013 | NAV5CT | 1 | West | YES | 0.27437 | 80 | 18 | 80 | 0 | 1.029 | CC | 1 | 0.29743 | 80 | 80 | 21.9494 | 80 |  |  | 0.29743 | 23.7945 |  |  |  |  | 0 | 0
11011 | NAV3ST | 1 | West | YES | 0.27437 | 92.8 | 40 | 92.8 | 0 | 1.029 | CC | 1 | 0.29743 | 92.8 | 92.8 | 25.4613 | 92.8 |  |  | 0.29743 | 27.6016 |  |  |  |  | 0 | 0
11014 | NAV6ST | 1 | West | YES | 0.27437 | 115 | 40 | 115 | 0 | 1.029 | CC | 1 | 0.29743 | 115 | 115 | 31.5522 | 115 |  |  | 0.29743 | 34.2045 |  |  |  |  | 0 | 0
1045 | CALENG1G_1G | 1 | West | YES | 0.27696 | 73.4 | 27 | 73.4 | 0 | 1.014 | Cogen | 1 | 0.30003 | 0 | 0 | 0 | 0 |  |  | 0.30003 | 0 |  |  |  |  | 0 | 0
1046 | CALENG2G_2G | 2 | West | YES | 0.27696 | 73.4 | 27 | 73.4 | 0 | 1.014 | Cogen | 1 | 0.30003 | 0 | 0 | 0 | 0 |  |  | 0.30003 | 0 |  |  |  |  | 0 | 0
1047 | CALENG3G_3G | 3 | West | YES | 0.27696 | 70.4 | 27 | 70.4 | 0 | 1.014 | Cogen | 1 | 0.30003 | 0 | 0 | 0 | 0 |  |  | 0.30003 | 0 |  |  |  |  | 0 | 0
11065 | ELBOWCK_1G | 1 | West | YES | 0.2777 | 23.4 | 0 | 121.9 | 0 | 1 | Wind | 1 | 0.30076 | 0 | 121.9 | 33.8518 | 121.9 |  |  | 0.30076 | 36.6632 |  |  |  |  | 0 | 0
1058 | LONGSHORE_5 | 1 | West | YES | 0.2777 | 30 | 0 | 150 |  | 1.01 | Wind | 1 | 0.30076 | 0 | 150 | 41.6551 | 150 |  |  | 0.30076 | 45.1147 |  |  |  |  | 0 | 0
1058 | LONGSHORE_5 | 2 | West | YES | 0.2777 | 44 | 0 | 220 |  | 1.01 | Wind | 1 | 0.30076 | 0 | 220 | 61.0942 | 220 |  |  | 0.30076 | 66.1682 |  |  |  |  | 0 | 0
1455 | WCPWRCO_3G | 3 | North | YES | -0.046969 | 242 | 50 | 242 |  | 1.02 | CC | -1 | 0.31025 | 242 | 242 |  |  | -11.3665 | 242 | -0.31025 | -75.0814 |  |  |  |  | 0 | 0
1453 | WCPWRCO_1G | 1 | North | YES | -0.046969 | 204 | 50 | 204 | 0 | 1.02 | CC | -1 | 0.31025 | 204 | 204 |  |  | -9.5817 | 204 | -0.31025 | -63.2917 |  |  |  |  | 0 | 0
1454 | WCPWRCO_2G | 2 | North | YES | -0.046969 | 204 | 50 | 204 | 0 | 1.02 | CC | -1 | 0.31025 | 204 | 204 |  |  | -9.5817 | 204 | -0.31025 | -63.2917 |  |  |  |  | 0 | 0
60072 | HHOLLOW41A | 1 | West | YES | 0.31266 | 23 | 0 | 115 | 0 | 1.025 | Wind | 1 | 0.33573 | 0 | 115 | 35.9564 | 115 |  |  | 0.33573 | 38.6087 |  |  |  |  | 0 | 0
60058 | BUFF_GAP1A | 1 | West | YES | 0.31266 | 24 | 0 | 120 |  | 1 | Wind | 1 | 0.33573 | 0 | 120 | 37.5197 | 120 |  |  | 0.33573 | 40.2873 |  |  |  |  | 0 | 0
60063 | BUFF_GAP1B | 1 | West | YES | 0.31266 | 34 | 0 | 170.2 | 0 | 1.02 | Wind | 1 | 0.33573 | 0 | 170.2 | 53.2154 | 170.2 |  |  | 0.33573 | 57.1408 |  |  |  |  | 0 | 0
60068 | HHOLLOW21A | 1 | West | YES | 0.31266 | 36.8 | 0 | 184 | 0 | 1.025 | Wind | 1 | 0.33573 | 0 | 184 | 57.5302 | 184 |  |  | 0.33573 | 61.7739 |  |  |  |  | 0 | 0
60066 | H_HOLLOW1A | 1 | West | YES | 0.31266 | 44.4 | 0 | 222 | 0 | 1.005 | Wind | 1 | 0.33573 | 0 | 222 | 69.4114 | 222 |  |  | 0.33573 | 74.5315 |  |  |  |  | 0 | 0
60070 | HHOLLOW31A | 1 | West | YES | 0.31266 | 44.8 | 0 | 224 | 0 | 1.025 | Wind | 1 | 0.33573 | 0 | 224 | 70.0367 | 224 |  |  | 0.33573 | 75.203 |  |  |  |  | 0 | 0
60060 | CIRELLO | 1 | West | YES | 0.31266 | 46.6 | 0 | 233 | 0 | 1 | Wind | 1 | 0.33573 | 0 | 233 | 72.8507 | 233 |  |  | 0.33573 | 78.2245 |  |  |  |  | 0 | 0
71051 | L_BITTCR1_1N | W1 | West | YES | 0.3147 | 7.5 | 0 | 37.5 |  | 1.02 | Wind | 1 | 0.33777 | 0 | 37.5 | 11.8013 | 37.5 |  |  | 0.33777 | 12.6662 |  |  |  |  | 0 | 0
71061 | L_SWEETW1_5N | W1 | West | YES | 0.3147 | 16.1 | 0 | 80.5 | 0 | 1.02 | Wind | 1 | 0.33777 | 0 | 80.5 | 25.3335 | 80.5 |  |  | 0.33777 | 27.1901 |  |  |  |  | 0 | 0
71060 | L_SWEETW1_4N | W1 | West | YES | 0.3147 | 21 | 0 | 105 | 0 | 1.02 | Wind | 1 | 0.33777 | 0 | 105 | 33.0437 | 105 |  |  | 0.33777 | 35.4654 |  |  |  |  | 0 | 0
71054 | L_SWEETW1_1N | W1 | West | YES | 0.3147 | 21.5 | 0 | 107.5 |  | 1.02 | Wind | 1 | 0.33777 | 0 | 107.5 | 33.8305 | 107.5 |  |  | 0.33777 | 36.3098 |  |  |  |  | 0 | 0
71059 | L_SWEETW1_3N | W1 | West | YES | 0.3147 | 23.8 | 0 | 119 | 0 | 1.02 | Wind | 1 | 0.33777 | 0 | 119 | 37.4495 | 119 |  |  | 0.33777 | 40.1941 |  |  |  |  | 0 | 0
71057 | L_SWEETW1_2N | W1 | West | YES | 0.3147 | 27 | 0 | 135 |  | 1.02 | Wind | 1 | 0.33777 | 0 | 135 | 42.4848 | 135 |  |  | 0.33777 | 45.5984 |  |  |  |  | 0 | 0
1432 | GRHAMSES_2G | 2 | North | YES | -0.090527 | 294.9 | 90 | 366 | 0 | 1.014 | GST | -1 | 0.35381 | 366 | 366 |  |  | -33.1329 | 366 | -0.35381 | -129.495 |  |  |  |  | 0 | 0
1416 | SWETWATR_1G | 1 | West | YES | 0.35303 | 30 | 18 | 30 | 0 | 1.026 | CC | 1 | 0.3761 | 30 | 30 | 10.591 | 30 |  |  | 0.3761 | 11.283 |  |  |  |  | 0 | 0
1419 | SWETWATR_4G | 4 | West | YES | 0.35303 | 61 | 36 | 61 | 0 | 1.026 | CC | 1 | 0.3761 | 61 | 61 | 21.5351 | 61 |  |  | 0.3761 | 22.942 |  |  |  |  | 0 | 0
1418 | SWETWATR_3G | 3 | West | YES | 0.35303 | 68 | 36 | 68 | 0 | 1.026 | CC | 1 | 0.3761 | 68 | 68 | 24.0064 | 68 |  |  | 0.3761 | 25.5747 |  |  |  |  | 0 | 0
1417 | SWETWATR_2G | 2 | West | YES | 0.35303 | 72 | 36 | 72 | 0 | 1.026 | CC | 1 | 0.3761 | 72 | 72 | 25.4185 | 72 |  |  | 0.3761 | 27.0791 |  |  |  |  | 0 | 0
[26 empty] | 0 | 0
[26 empty] | 0 | 0
[26 empty] | 0 | 0
[26 empty] | 0 | 0
[26 empty] | 0 | 0
[26 empty] | 0 | 0
[26 empty] | 0 | 0
[26 empty] | 0 | 0
[26 empty] | 0 | 0
[26 empty] | 0 | 0
[26 empty] | 0 | 0
[26 empty] | 0 | 0
[26 empty] | 0 | 0
[26 empty] | 0 | 0
[26 empty] | 0 | 0
[26 empty] | 0 | 0
[26 empty] | 0 | 0
[26 empty] | 0 | 0
[26 empty] | 0 | 0
[26 empty] | 0 | 0
[26 empty] | 0 | 0
[26 empty] | 0 | 0
[26 empty] | 0 | 0
[26 empty] | 0 | 0
[26 empty] | 0 | 0
[26 empty] | 0 | 0
[26 empty] | 0 | 0
[26 empty] | 0 | 0
[26 empty] | 0 | 0
[26 empty] | 0 | 0
[26 empty] | 0 | 0
[26 empty] | 0 | 0
[26 empty] | 0 | 0
[26 empty] | 0 | 0
[26 empty] | 0 | 0
[26 empty] | 0 | 0
[26 empty] | 0 | 0
[26 empty] | 0 | 0
[26 empty] | 0 | 0
[26 empty] | 0 | 0
[26 empty] | 0 | 0
[26 empty] | 0 | 0
[26 empty] | 0 | 0
[26 empty] | 0 | 0
[26 empty] | 0 | 0
[26 empty] | 0 | 0
[26 empty] | 0 | 0
[26 empty] | 0 | 0
[26 empty] | 0 | 0
[26 empty] | 0 | 0
[26 empty] | 0 | 0
[26 empty] | 0 | 0
[26 empty] | 0 | 0
[26 empty] | 0 | 0
[26 empty] | 0 | 0
[26 empty] | 0 | 0
[26 empty] | 0 | 0
[26 empty] | 0 | 0
[26 empty] | 0 | 0
[26 empty] | 0 | 0
[26 empty] | 0 | 0
[26 empty] | 0 | 0
[26 empty] | 0 | 0
[26 empty] | 0 | 0
[26 empty] | 0 | 0
[26 empty] | 0 | 0
[26 empty] | 0 | 0
[26 empty] | 0 | 0
[26 empty] | 0 | 0
[26 empty] | 0 | 0
[26 empty] | 0 | 0
[26 empty] | 0 | 0
[26 empty] | 0 | 0
[26 empty] | 0 | 0
[26 empty] | 0 | 0
[26 empty] | 0 | 0
[26 empty] | 0 | 0
[26 empty] | 0 | 0
[26 empty] | 0 | 0
[26 empty] | 0 | 0
[26 empty] | 0 | 0
[26 empty] | 0 | 0
[26 empty] | 0 | 0
[26 empty] | 0 | 0
[26 empty] | 0 | 0
[26 empty] | 0 | 0
[26 empty] | 0 | 0
[26 empty] | 0 | 0
[26 empty] | 0 | 0
[26 empty] | 0 | 0
[26 empty] | 0 | 0
[26 empty] | 0 | 0
[26 empty] | 0 | 0
[26 empty] | 0 | 0
[26 empty] | 0 | 0
[26 empty] | 0 | 0
[26 empty] | 0 | 0
[26 empty] | 0 | 0
[26 empty] | 0 | 0
[26 empty] | 0 | 0
[26 empty] | 0 | 0
[26 empty] | 0 | 0
[26 empty] | 0 | 0
[26 empty] | 0 | 0
[26 empty] | 0 | 0
[26 empty] | 0 | 0
[26 empty] | 0 | 0
[26 empty] | 0 | 0
[26 empty] | 0 | 0
[26 empty] | 0 | 0
[26 empty] | 0 | 0
[26 empty] | 0 | 0
[26 empty] | 0 | 0
[26 empty] | 0 | 0
[26 empty] | 0 | 0
[26 empty] | 0 | 0
[26 empty] | 0 | 0
[26 empty] | 0 | 0
[26 empty] | 0 | 0
[26 empty] | 0 | 0
[26 empty] | 0 | 0
[26 empty] | 0 | 0
[26 empty] | 0 | 0
[26 empty] | 0 | 0
[26 empty] | 0 | 0
[26 empty] | 0 | 0
[26 empty] | 0 | 0
[26 empty] | 0 | 0
[26 empty] | 0 | 0
[26 empty] | 0 | 0
[26 empty] | 0 | 0
[26 empty] | 0 | 0
[26 empty] | 0 | 0
[26 empty] | 0 | 0
[26 empty] | 0 | 0
[26 empty] | 0 | 0
[26 empty] | 0 | 0
[26 empty] | 0 | 0
[26 empty] | 0 | 0
[26 empty] | 0 | 0
[26 empty] | 0 | 0
[26 empty] | 0 | 0
[26 empty] | 0 | 0
[26 empty] | 0 | 0
[26 empty] | 0 | 0
[26 empty] | 0 | 0
[26 empty] | 0 | 0
[26 empty] | 0 | 0
[26 empty] | 0 | 0
[26 empty] | 0 | 0
[26 empty] | 0 | 0
[26 empty] | 0 | 0
[26 empty] | 0 | 0
[26 empty] | 0 | 0
[26 empty] | 0 | 0
[26 empty] | 0 | 0
[26 empty] | 0 | 0
[26 empty] | 0 | 0
[26 empty] | 0 | 0
[26 empty] | 0 | 0
[26 empty] | 0 | 0
[26 empty] | 0 | 0
[26 empty] | 0 | 0
[26 empty] | 0 | 0
[26 empty] | 0 | 0
[26 empty] | 0 | 0
[26 empty] | 0 | 0
[26 empty] | 0 | 0
[26 empty] | 0 | 0
[26 empty] | 0 | 0
[26 empty] | 0 | 0
[26 empty] | 0 | 0
[26 empty] | 0 | 0
[26 empty] | 0 | 0
[26 empty] | 0 | 0
[26 empty] | 0 | 0
[26 empty] | 0 | 0
[26 empty] | 0 | 0
[26 empty] | 0 | 0
[26 empty] | 0 | 0
[26 empty] | 0 | 0
[26 empty] | 0 | 0
[26 empty] | 0 | 0
[26 empty] | 0 | 0
[26 empty] | 0 | 0
[26 empty] | 0 | 0
[26 empty] | 0 | 0
[26 empty] | 0 | 0
[26 empty] | 0 | 0
[26 empty] | 0 | 0
[26 empty] | 0 | 0
[26 empty] | 0 | 0
[26 empty] | 0 | 0
[26 empty] | 0 | 0
[26 empty] | 0 | 0
[26 empty] | 0 | 0
[26 empty] | 0 | 0
[26 empty] | 0 | 0
[26 empty] | 0 | 0
[26 empty] | 0 | 0
[26 empty] | 0 | 0
[26 empty] | 0 | 0
[26 empty] | 0 | 0
[26 empty] | 0 | 0
[26 empty] | 0 | 0
[26 empty] | 0 | 0
[26 empty] | 0 | 0
[26 empty] | 0 | 0
[26 empty] | 0 | 0
[26 empty] | 0 | 0
[26 empty] | 0 | 0
[26 empty] | 0 | 0
[26 empty] | 0 | 0
[26 empty] | 0 | 0
[26 empty] | 0 | 0
[26 empty] | 0 | 0
[26 empty] | 0 | 0
[26 empty] | 0 | 0
[26 empty] | 0 | 0
[26 empty] | 0 | 0
[26 empty] | 0 | 0
[26 empty] | 0 | 0
[26 empty] | 0 | 0
[26 empty] | 0 | 0
[26 empty] | 0 | 0
[26 empty] | 0 | 0
[26 empty] | 0 | 0
[26 empty] | 0 | 0
[26 empty] | 0 | 0
[26 empty] | 0 | 0
[26 empty] | 0 | 0
[26 empty] | 0 | 0
[26 empty] | 0 | 0
[26 empty] | 0 | 0
[26 empty] | 0 | 0
[26 empty] | 0 | 0
[26 empty] | 0 | 0
[26 empty] | 0 | 0
[26 empty] | 0 | 0
[26 empty] | 0 | 0
[26 empty] | 0 | 0
[26 empty] | 0 | 0
[26 empty] | 0 | 0
[26 empty] | 0 | 0
[26 empty] | 0 | 0
[26 empty] | 0 | 0
[26 empty] | 0 | 0
[26 empty] | 0 | 0
[26 empty] | 0 | 0
[26 empty] | 0 | 0
[26 empty] | 0 | 0
[26 empty] | 0 | 0
[26 empty] | 0 | 0
[26 empty] | 0 | 0
[26 empty] | 0 | 0
[26 empty] | 0 | 0
[26 empty] | 0 | 0
[26 empty] | 0 | 0
[26 empty] | 0 | 0
[26 empty] | 0 | 0
[26 empty] | 0 | 0
[26 empty] | 0 | 0
[26 empty] | 0 | 0
[26 empty] | 0 | 0
[26 empty] | 0 | 0
[26 empty] | 0 | 0
[26 empty] | 0 | 0
[26 empty] | 0 | 0
[26 empty] | 0 | 0
[26 empty] | 0 | 0
[26 empty] | 0 | 0
[26 empty] | 0 | 0
[26 empty] | 0 | 0
[26 empty] | 0 | 0
[26 empty] | 0 | 0
[26 empty] | 0 | 0
[26 empty] | 0 | 0
[26 empty] | 0 | 0
[26 empty] | 0 | 0
[26 empty] | 0 | 0
[26 empty] | 0 | 0
[26 empty] | 0 | 0
[26 empty] | 0 | 0
[26 empty] | 0 | 0
[26 empty] | 0 | 0
[26 empty] | 0 | 0
[26 empty] | 0 | 0
[26 empty] | 0 | 0
[26 empty] | 0 | 0
[26 empty] | 0 | 0
[26 empty] | 0 | 0
[26 empty] | 0 | 0
[26 empty] | 0 | 0
[26 empty] | 0 | 0
[26 empty] | 0 | 0
[26 empty] | 0 | 0
[26 empty] | 0 | 0
[26 empty] | 0 | 0
[26 empty] | 0 | 0
[26 empty] | 0 | 0
[26 empty] | 0 | 0
[26 empty] | 0 | 0
[26 empty] | 0 | 0
[26 empty] | 0 | 0
[26 empty] | 0 | 0
[26 empty] | 0 | 0
[26 empty] | 0 | 0
[26 empty] | 0 | 0
[26 empty] | 0 | 0
[26 empty] | 0 | 0
[26 empty] | 0 | 0
[26 empty] | 0 | 0
[26 empty] | 0 | 0
[26 empty] | 0 | 0
[26 empty] | 0 | 0
[26 empty] | 0 | 0
[26 empty] | 0 | 0
[26 empty] | 0 | 0
[26 empty] | 0 | 0
[26 empty] | 0 | 0
[26 empty] | 0 | 0
[26 empty] | 0 | 0
[26 empty] | 0 | 0
[26 empty] | 0 | 0
[26 empty] | 0 | 0
[26 empty] | 0 | 0
[26 empty] | 0 | 0
[26 empty] | 0 | 0
[26 empty] | 0 | 0
[26 empty] | 0 | 0
[26 empty] | 0 | 0
[26 empty] | 0 | 0
[26 empty] | 0 | 0
[26 empty] | 0 | 0
[26 empty] | 0 | 0
[26 empty] | 0 | 0
[26 empty] | 0 | 0
[26 empty] | 0 | 0
[26 empty] | 0 | 0
[26 empty] | 0 | 0
[26 empty] | 0 | 0
[26 empty] | 0 | 0
[26 empty] | 0 | 0
[26 empty] | 0 | 0
[26 empty] | 0 | 0
[26 empty] | 0 | 0
[26 empty] | 0 | 0
[26 empty] | 0 | 0
[26 empty] | 0 | 0
[26 empty] | 0 | 0
[26 empty] | 0 | 0
[26 empty] | 0 | 0
[26 empty] | 0 | 0
[26 empty] | 0 | 0
[26 empty] | 0 | 0
[26 empty] | 0 | 0
[26 empty] | 0 | 0
[26 empty] | 0 | 0
[26 empty] | 0 | 0
[26 empty] | 0 | 0
[26 empty] | 0 | 0
[26 empty] | 0 | 0
[26 empty] | 0 | 0
[26 empty] | 0 | 0
[26 empty] | 0 | 0
[26 empty] | 0 | 0
[26 empty] | 0 | 0
[26 empty] | 0 | 0
[26 empty] | 0 | 0
[26 empty] | 0 | 0
[26 empty] | 0 | 0
[26 empty] | 0 | 0
[26 empty] | 0 | 0
[26 empty] | 0 | 0
[26 empty] | 0 | 0
[26 empty] | 0 | 0
[26 empty] | 0 | 0
[26 empty] | 0 | 0
[26 empty] | 0 | 0
[26 empty] | 0 | 0
[26 empty] | 0 | 0
[26 empty] | 0 | 0
[26 empty] | 0 | 0
[26 empty] | 0 | 0
[26 empty] | 0 | 0
[26 empty] | 0 | 0
[26 empty] | 0 | 0
[26 empty] | 0 | 0
[26 empty] | 0 | 0
[26 empty] | 0 | 0
[26 empty] | 0 | 0
[26 empty] | 0 | 0
[26 empty] | 0 | 0
[26 empty] | 0 | 0
[26 empty] | 0 | 0
[26 empty] | 0 | 0
[26 empty] | 0 | 0
[26 empty] | 0 | 0
[26 empty] | 0 | 0
[26 empty] | 0 | 0
[26 empty] | 0 | 0
[26 empty] | 0 | 0
[26 empty] | 0 | 0
[26 empty] | 0 | 0
[26 empty] | 0 | 0
[26 empty] | 0 | 0
[26 empty] | 0 | 0
[26 empty] | 0 | 0
[26 empty] | 0 | 0
[26 empty] | 0 | 0
[26 empty] | 0 | 0
[26 empty] | 0 | 0
[26 empty] | 0 | 0
[26 empty] | 0 | 0
[26 empty] | 0 | 0
[26 empty] | 0 | 0
[26 empty] | 0 | 0
[26 empty] | 0 | 0
[26 empty] | 0 | 0
[26 empty] | 0 | 0
[26 empty] | 0 | 0
[26 empty] | 0 | 0
[26 empty] | 0 | 0
[26 empty] | 0 | 0
[26 empty] | 0 | 0
[26 empty] | 0 | 0
[26 empty] | 0 | 0
[26 empty] | 0 | 0
[26 empty] | 0 | 0
[26 empty] | 0 | 0
[26 empty] | 0 | 0
[26 empty] | 0 | 0
[26 empty] | 0 | 0
[26 empty] | 0 | 0
[26 empty] | 0 | 0
[26 empty] | 0 | 0
[26 empty] | 0 | 0
[26 empty] | 0 | 0
[26 empty] | 0 | 0
[26 empty] | 0 | 0
[26 empty] | 0 | 0
[26 empty] | 0 | 0
[26 empty] | 0 | 0
[26 empty] | 0 | 0
[26 empty] | 0 | 0
[26 empty] | 0 | 0
[26 empty] | 0 | 0
[26 empty] | 0 | 0
[26 empty] | 0 | 0
[26 empty] | 0 | 0
[26 empty] | 0 | 0
[26 empty] | 0 | 0
[26 empty] | 0 | 0
[26 empty] | 0 | 0
[26 empty] | 0 | 0
[26 empty] | 0 | 0
[26 empty] | 0 | 0
[26 empty] | 0 | 0
[26 empty] | 0 | 0
[26 empty] | 0 | 0
[26 empty] | 0 | 0
[26 empty] | 0 | 0
[26 empty] | 0 | 0
[26 empty] | 0 | 0
[26 empty] | 0 | 0
[26 empty] | 0 | 0
[26 empty] | 0 | 0
[26 empty] | 0 | 0
[26 empty] | 0 | 0
[26 empty] | 0 | 0
[26 empty] | 0 | 0
[26 empty] | 0 | 0
[26 empty] | 0 | 0
[26 empty] | 0 | 0
[26 empty] | 0 | 0
[26 empty] | 0 | 0
[26 empty] | 0 | 0
[26 empty] | 0 | 0
[26 empty] | 0 | 0
[26 empty] | 0 | 0
[26 empty] | 0 | 0
[26 empty] | 0 | 0
[26 empty] | 0 | 0
[26 empty] | 0 | 0
[26 empty] | 0 | 0
[26 empty] | 0 | 0
[26 empty] | 0 | 0
[26 empty] | 0 | 0
[26 empty] | 0 | 0
[26 empty] | 0 | 0
[26 empty] | 0 | 0
[26 empty] | 0 | 0
[26 empty] | 0 | 0
[26 empty] | 0 | 0
[26 empty] | 0 | 0
[26 empty] | 0 | 0
[26 empty] | 0 | 0
[26 empty] | 0 | 0
[26 empty] | 0 | 0
[26 empty] | 0 | 0
[26 empty] | 0 | 0
[26 empty] | 0 | 0
[26 empty] | 0 | 0
[26 empty] | 0 | 0
[26 empty] | 0 | 0
[26 empty] | 0 | 0
[26 empty] | 0 | 0
[26 empty] | 0 | 0
[26 empty] | 0 | 0
[26 empty] | 0 | 0
[26 empty] | 0 | 0
[26 empty] | 0 | 0
[26 empty] | 0 | 0
[26 empty] | 0 | 0
[26 empty] | 0 | 0
[26 empty] | 0 | 0
[26 empty] | 0 | 0
[26 empty] | 0 | 0
[26 empty] | 0 | 0
[26 empty] | 0 | 0
[26 empty] | 0 | 0
[26 empty] | 0 | 0
[26 empty] | 0 | 0
[26 empty] | 0 | 0
[26 empty] | 0 | 0
[26 empty] | 0 | 0
[26 empty] | 0 | 0
[26 empty] | 0 | 0
[26 empty] | 0 | 0
[26 empty] | 0 | 0
[26 empty] | 0 | 0
[26 empty] | 0 | 0
[26 empty] | 0 | 0
[26 empty] | 0 | 0
[26 empty] | 0 | 0
[26 empty] | 0 | 0
[26 empty] | 0 | 0
[26 empty] | 0 | 0
[26 empty] | 0 | 0
[26 empty] | 0 | 0
[26 empty] | 0 | 0
[26 empty] | 0 | 0
[26 empty] | 0 | 0
[26 empty] | 0 | 0
[26 empty] | 0 | 0
[26 empty] | 0 | 0
[26 empty] | 0 | 0
[26 empty] | 0 | 0
[26 empty] | 0 | 0
[26 empty] | 0 | 0
[26 empty] | 0 | 0
[26 empty] | 0 | 0
[26 empty] | 0 | 0
[26 empty] | 0 | 0
[26 empty] | 0 | 0
[26 empty] | 0 | 0
[26 empty] | 0 | 0
[26 empty] | 0 | 0
[26 empty] | 0 | 0
[26 empty] | 0 | 0
[26 empty] | 0 | 0
[26 empty] | 0 | 0
[26 empty] | 0 | 0
[26 empty] | 0 | 0
[26 empty] | 0 | 0
[26 empty] | 0 | 0
[26 empty] | 0 | 0
[26 empty] | 0 | 0
[26 empty] | 0 | 0
[26 empty] | 0 | 0
[26 empty] | 0 | 0
[26 empty] | 0 | 0
[26 empty] | 0 | 0
[26 empty] | 0 | 0
[26 empty] | 0 | 0
[26 empty] | 0 | 0
[26 empty] | 0 | 0
[26 empty] | 0 | 0
[26 empty] | 0 | 0
[26 empty] | 0 | 0
[26 empty] | 0 | 0
[26 empty] | 0 | 0
[26 empty] | 0 | 0
[26 empty] | 0 | 0
[26 empty] | 0 | 0
[26 empty] | 0 | 0
[26 empty] | 0 | 0
[26 empty] | 0 | 0
[26 empty] | 0 | 0
[26 empty] | 0 | 0
[26 empty] | 0 | 0
[26 empty] | 0 | 0
[26 empty] | 0 | 0
[26 empty] | 0 | 0
[26 empty] | 0 | 0
[26 empty] | 0 | 0
[26 empty] | 0 | 0
[26 empty] | 0 | 0
[26 empty] | 0 | 0
[26 empty] | 0 | 0
[26 empty] | 0 | 0
[26 empty] | 0 | 0
[26 empty] | 0 | 0
[26 empty] | 0 | 0
[26 empty] | 0 | 0
[26 empty] | 0 | 0
[26 empty] | 0 | 0
[26 empty] | 0 | 0
[26 empty] | 0 | 0
[26 empty] | 0 | 0
[26 empty] | 0 | 0
[26 empty] | 0 | 0
[26 empty] | 0 | 0
[26 empty] | 0 | 0
[26 empty] | 0 | 0
[26 empty] | 0 | 0
[26 empty] | 0 | 0
[26 empty] | 0 | 0
[26 empty] | 0 | 0
[26 empty] | 0 | 0
[26 empty] | 0 | 0
[26 empty] | 0 | 0
[26 empty] | 0 | 0
[26 empty] | 0 | 0
[26 empty] | 0 | 0
[26 empty] | 0 | 0
[26 empty] | 0 | 0
[26 empty] | 0 | 0
[26 empty] | 0 | 0
[26 empty] | 0 | 0
[26 empty] | 0 | 0
[26 empty] | 0 | 0
[26 empty] | 0 | 0
[26 empty] | 0 | 0
[26 empty] | 0 | 0
[26 empty] | 0 | 0
[26 empty] | 0 | 0
[26 empty] | 0 | 0
[26 empty] | 0 | 0
[26 empty] | 0 | 0
[26 empty] | 0 | 0
[26 empty] | 0 | 0
[26 empty] | 0 | 0
[26 empty] | 0 | 0
[26 empty] | 0 | 0
[26 empty] | 0 | 0
[26 empty] | 0 | 0
[26 empty] | 0 | 0
[26 empty] | 0 | 0
[26 empty] | 0 | 0
[26 empty] | 0 | 0
[26 empty] | 0 | 0
[26 empty] | 0 | 0
[26 empty] | 0 | 0
[26 empty] | 0 | 0
[26 empty] | 0 | 0
[26 empty] | 0 | 0
[26 empty] | 0 | 0
[26 empty] | 0 | 0
[26 empty] | 0 | 0
[26 empty] | 0 | 0
[26 empty] | 0 | 0
[26 empty] | 0 | 0
[26 empty] | 0 | 0
[26 empty] | 0 | 0
[26 empty] | 0 | 0
[26 empty] | 0 | 0
[26 empty] | 0 | 0
[26 empty] | 0 | 0
[26 empty] | 0 | 0
[26 empty] | 0 | 0
[26 empty] | 0 | 0
[26 empty] | 0 | 0
[26 empty] | 0 | 0
[26 empty] | 0 | 0
[26 empty] | 0 | 0
[26 empty] | 0 | 0
[26 empty] | 0 | 0
[26 empty] | 0 | 0
[26 empty] | 0 | 0
[26 empty] | 0 | 0
[26 empty] | 0 | 0
[26 empty] | 0 | 0
[26 empty] | 0 | 0
[26 empty] | 0 | 0
[26 empty] | 0 | 0
[26 empty] | 0 | 0
[26 empty] | 0 | 0
[26 empty] | 0 | 0
[26 empty] | 0 | 0
[26 empty] | 0 | 0
[26 empty] | 0 | 0
[26 empty] | 0 | 0
[26 empty] | 0 | 0
[26 empty] | 0 | 0
[26 empty] | 0 | 0
[26 empty] | 0 | 0
[26 empty] | 0 | 0
[26 empty] | 0 | 0
[26 empty] | 0 | 0
[26 empty] | 0 | 0
[26 empty] | 0 | 0
[26 empty] | 0 | 0
[26 empty] | 0 | 0
[26 empty] | 0 | 0
[26 empty] | 0 | 0
[26 empty] | 0 | 0
[26 empty] | 0 | 0
[26 empty] | 0 | 0
[26 empty] | 0 | 0
[26 empty] | 0 | 0
[26 empty] | 0 | 0
[26 empty] | 0 | 0
[26 empty] | 0 | 0
[26 empty] | 0 | 0
[26 empty] | 0 | 0
[26 empty] | 0 | 0
[26 empty] | 0 | 0
[26 empty] | 0 | 0
[26 empty] | 0 | 0
[26 empty] | 0 | 0
[26 empty] | 0 | 0
[26 empty] | 0 | 0
[26 empty] | 0 | 0
[26 empty] | 0 | 0
[26 empty] | 0 | 0
[26 empty] | 0 | 0
[26 empty] | 0 | 0
[26 empty] | 0 | 0
[26 empty] | 0 | 0
[26 empty] | 0 | 0
[26 empty] | 0 | 0
[26 empty] | 0 | 0
[26 empty] | 0 | 0
[26 empty] | 0 | 0
[26 empty] | 0 | 0
[26 empty] | 0 | 0
[26 empty] | 0 | 0
[26 empty] | 0 | 0
[26 empty] | 0 | 0
[26 empty] | 0 | 0
[26 empty] | 0 | 0
[26 empty] | 0 | 0
[26 empty] | 0 | 0
[26 empty] | 0 | 0
[26 empty] | 0 | 0
[26 empty] | 0 | 0
[26 empty] | 0 | 0
[26 empty] | 0 | 0
[26 empty] | 0 | 0
[26 empty] | 0 | 0
[26 empty] | 0 | 0
[26 empty] | 0 | 0
[26 empty] | 0 | 0
[26 empty] | 0 | 0
[26 empty] | 0 | 0
[26 empty] | 0 | 0
[26 empty] | 0 | 0
[26 empty] | 0 | 0
[26 empty] | 0 | 0
[26 empty] | 0 | 0
[26 empty] | 0 | 0
[26 empty] | 0 | 0
[26 empty] | 0 | 0
[26 empty] | 0 | 0
[26 empty] | 0 | 0
[26 empty] | 0 | 0
[26 empty] | 0 | 0
[26 empty] | 0 | 0
[26 empty] | 0 | 0
[26 empty] | 0 | 0
[26 empty] | 0 | 0
[26 empty] | 0 | 0
[26 empty] | 0 | 0
[26 empty] | 0 | 0
[26 empty] | 0 | 0
[26 empty] | 0 | 0
[26 empty] | 0 | 0
[26 empty] | 0 | 0
[26 empty] | 0 | 0
[26 empty] | 0 | 0
[26 empty] | 0 | 0
[26 empty] | 0 | 0
[26 empty] | 0 | 0
[26 empty] | 0 | 0
[26 empty] | 0 | 0
[26 empty] | 0 | 0
[26 empty] | 0 | 0
[26 empty] | 0 | 0
[26 empty] | 0 | 0
[26 empty] | 0 | 0
[26 empty] | 0 | 0
[26 empty] | 0 | 0
[26 empty] | 0 | 0
[26 empty] | 0 | 0
[26 empty] | 0 | 0
[26 empty] | 0 | 0
[26 empty] | 0 | 0
[26 empty] | 0 | 0
[26 empty] | 0 | 0
[26 empty] | 0 | 0
[26 empty] | 0 | 0
[26 empty] | 0 | 0
[26 empty] | 0 | 0
[26 empty] | 0 | 0
[26 empty] | 0 | 0
[26 empty] | 0 | 0
[26 empty] | 0 | 0
[26 empty] | 0 | 0
[26 empty] | 0 | 0
[26 empty] | 0 | 0
[26 empty] | 0 | 0
[26 empty] | 0 | 0
[26 empty] | 0 | 0
[26 empty] | 0 | 0
[26 empty] | 0 | 0
[26 empty] | 0 | 0
[26 empty] | 0 | 0
[26 empty] | 0 | 0
[26 empty] | 0 | 0
[26 empty] | 0 | 0
[26 empty] | 0 | 0
[26 empty] | 0 | 0
[26 empty] | 0 | 0
[26 empty] | 0 | 0
[26 empty] | 0 | 0
[26 empty] | 0 | 0
[26 empty] | 0 | 0
[26 empty] | 0 | 0
[26 empty] | 0 | 0
[26 empty] | 0 | 0
[26 empty] | 0 | 0
[26 empty] | 0 | 0
[26 empty] | 0 | 0
[26 empty] | 0 | 0
[26 empty] | 0 | 0
[26 empty] | 0 | 0
[26 empty] | 0 | 0
[26 empty] | 0 | 0
[26 empty] | 0 | 0
[26 empty] | 0 | 0
[26 empty] | 0 | 0
[26 empty] | 0 | 0
[26 empty] | 0 | 0
[26 empty] | 0 | 0
[26 empty] | 0 | 0
[26 empty] | 0 | 0
[26 empty] | 0 | 0
[26 empty] | 0 | 0
[26 empty] | 0 | 0
[26 empty] | 0 | 0
[26 empty] | 0 | 0
[26 empty] | 0 | 0
[26 empty] | 0 | 0
[26 empty] | 0 | 0
[26 empty] | 0 | 0
[26 empty] | 0 | 0
[26 empty] | 0 | 0
[26 empty] | 0 | 0
[26 empty] | 0 | 0
[26 empty] | 0 | 0
[26 empty] | 0 | 0
[26 empty] | 0 | 0
[26 empty] | 0 | 0
[26 empty] | 0 | 0
[26 empty] | 0 | 0
[26 empty] | 0 | 0
[26 empty] | 0 | 0
[26 empty] | 0 | 0
[26 empty] | 0 | 0
[26 empty] | 0 | 0
[26 empty] | 0 | 0
[26 empty] | 0 | 0
[26 empty] | 0 | 0
[26 empty] | 0 | 0
[26 empty] | 0 | 0
[26 empty] | 0 | 0
[26 empty] | 0 | 0
[26 empty] | 0 | 0
[26 empty] | 0 | 0
[26 empty] | 0 | 0
[26 empty] | 0 | 0
[26 empty] | 0 | 0
[26 empty] | 0 | 0
[26 empty] | 0 | 0
[26 empty] | 0 | 0
[26 empty] | 0 | 0
[26 empty] | 0 | 0
[26 empty] | 0 | 0
[26 empty] | 0 | 0
[26 empty] | 0 | 0
[26 empty] | 0 | 0
[26 empty] | 0 | 0
[26 empty] | 0 | 0
[26 empty] | 0 | 0
[26 empty] | 0 | 0
[26 empty] | 0 | 0
[26 empty] | 0 | 0
[26 empty] | 0 | 0
[26 empty] | 0 | 0
[26 empty] | 0 | 0
[26 empty] | 0 | 0
[26 empty] | 0 | 0
[26 empty] | 0 | 0
[26 empty] | 0 | 0
[26 empty] | 0 | 0
[26 empty] | 0 | 0
[26 empty] | 0 | 0
[26 empty] | 0 | 0
[26 empty] | 0 | 0
[26 empty] | 0 | 0
[26 empty] | 0 | 0
[26 empty] | 0 | 0
[26 empty] | 0 | 0
[26 empty] | 0 | 0
[26 empty] | 0 | 0
[26 empty] | 0 | 0
[26 empty] | 0 | 0
[26 empty] | 0 | 0
[26 empty] | 0 | 0
[26 empty] | 0 | 0
[26 empty] | 0 | 0
[26 empty] | 0 | 0
[26 empty] | 0 | 0
[26 empty] | 0 | 0
[26 empty] | 0 | 0
[26 empty] | 0 | 0
[26 empty] | 0 | 0
[26 empty] | 0 | 0
[26 empty] | 0 | 0
[26 empty] | 0 | 0
[26 empty] | 0 | 0
[26 empty] | 0 | 0
[26 empty] | 0 | 0
[26 empty] | 0 | 0
[26 empty] | 0 | 0
[26 empty] | 0 | 0
[26 empty] | 0 | 0
[26 empty] | 0 | 0
[26 empty] | 0 | 0
[26 empty] | 0 | 0
[26 empty] | 0 | 0
[26 empty] | 0 | 0
[26 empty] | 0 | 0
[26 empty] | 0 | 0
[26 empty] | 0 | 0
[26 empty] | 0 | 0
[26 empty] | 0 | 0
[26 empty] | 0 | 0
[26 empty] | 0 | 0
[26 empty] | 0 | 0
[26 empty] | 0 | 0
[26 empty] | 0 | 0
[26 empty] | 0 | 0
[26 empty] | 0 | 0
[26 empty] | 0 | 0
[26 empty] | 0 | 0
[26 empty] | 0 | 0
[26 empty] | 0 | 0
[26 empty] | 0 | 0
[26 empty] | 0 | 0
[26 empty] | 0 | 0
[26 empty] | 0 | 0
[26 empty] | 0 | 0
[26 empty] | 0 | 0
[26 empty] | 0 | 0
[26 empty] | 0 | 0
[26 empty] | 0 | 0
[26 empty] | 0 | 0
[26 empty] | 0 | 0
[26 empty] | 0 | 0
[26 empty] | 0 | 0
[26 empty] | 0 | 0
[26 empty] | 0 | 0
[26 empty] | 0 | 0
[26 empty] | 0 | 0
[26 empty] | 0 | 0
[26 empty] | 0 | 0
[26 empty] | 0 | 0
[26 empty] | 0 | 0
[26 empty] | 0 | 0
[26 empty] | 0 | 0
[26 empty] | 0 | 0
[26 empty] | 0 | 0
[26 empty] | 0 | 0
[26 empty] | 0 | 0
[26 empty] | 0 | 0
[26 empty] | 0 | 0
[26 empty] | 0 | 0
[26 empty] | 0 | 0
[26 empty] | 0 | 0
[26 empty] | 0 | 0
[26 empty] | 0 | 0
[26 empty] | 0 | 0
[26 empty] | 0 | 0
[26 empty] | 0 | 0
[26 empty] | 0 | 0
[26 empty] | 0 | 0
[26 empty] | 0 | 0
[26 empty] | 0 | 0
[26 empty] | 0 | 0
[26 empty] | 0 | 0
[26 empty] | 0 | 0
[26 empty] | 0 | 0
[26 empty] | 0 | 0
[26 empty] | 0 | 0
[26 empty] | 0 | 0
[26 empty] | 0 | 0
[26 empty] | 0 | 0
[26 empty] | 0 | 0
[26 empty] | 0 | 0
[26 empty] | 0 | 0
[26 empty] | 0 | 0
[26 empty] | 0 | 0
[26 empty] | 0 | 0
[26 empty] | 0 | 0
[26 empty] | 0 | 0
[26 empty] | 0 | 0
[26 empty] | 0 | 0
[26 empty] | 0 | 0
[26 empty] | 0 | 0
[26 empty] | 0 | 0
[26 empty] | 0 | 0
[26 empty] | 0 | 0
[26 empty] | 0 | 0
[26 empty] | 0 | 0
[26 empty] | 0 | 0
[26 empty] | 0 | 0
[26 empty] | 0 | 0
[26 empty] | 0 | 0
[26 empty] | 0 | 0
[26 empty] | 0 | 0
[26 empty] | 0 | 0
[26 empty] | 0 | 0
[26 empty] | 0 | 0
[26 empty] | 0 | 0
[26 empty] | 0 | 0
[26 empty] | 0 | 0
[26 empty] | 0 | 0
[26 empty] | 0 | 0
[26 empty] | 0 | 0
[26 empty] | 0 | 0
[26 empty] | 0 | 0
[26 empty] | 0 | 0
[26 empty] | 0 | 0
[26 empty] | 0 | 0
[26 empty] | 0 | 0
[26 empty] | 0 | 0
[26 empty] | 0 | 0
[26 empty] | 0 | 0
[26 empty] | 0 | 0
[26 empty] | 0 | 0
[26 empty] | 0 | 0
[26 empty] | 0 | 0
[26 empty] | 0 | 0
[26 empty] | 0 | 0
[26 empty] | 0 | 0
[26 empty] | 0 | 0
[26 empty] | 0 | 0
[26 empty] | 0 | 0
[26 empty] | 0 | 0
[26 empty] | 0 | 0
[26 empty] | 0 | 0
[26 empty] | 0 | 0
[26 empty] | 0 | 0
[26 empty] | 0 | 0
[26 empty] | 0 | 0
[26 empty] | 0 | 0
[26 empty] | 0 | 0
[26 empty] | 0 | 0
[26 empty] | 0 | 0
[26 empty] | 0 | 0
[26 empty] | 0 | 0
[26 empty] | 0 | 0
[26 empty] | 0 | 0
[26 empty] | 0 | 0
[26 empty] | 0 | 0
[26 empty] | 0 | 0
[26 empty] | 0 | 0
[26 empty] | 0 | 0
[26 empty] | 0 | 0
[26 empty] | 0 | 0
[26 empty] | 0 | 0
[26 empty] | 0 | 0
[26 empty] | 0 | 0
[26 empty] | 0 | 0
[26 empty] | 0 | 0
[26 empty] | 0 | 0
[26 empty] | 0 | 0
[26 empty] | 0 | 0
[26 empty] | 0 | 0
[26 empty] | 0 | 0
[26 empty] | 0 | 0
[26 empty] | 0 | 0
[26 empty] | 0 | 0
[26 empty] | 0 | 0
[26 empty] | 0 | 0
[26 empty] | 0 | 0
[26 empty] | 0 | 0
[26 empty] | 0 | 0
[26 empty] | 0 | 0
[26 empty] | 0 | 0
[26 empty] | 0 | 0
[26 empty] | 0 | 0
[26 empty] | 0 | 0
[26 empty] | 0 | 0
[26 empty] | 0 | 0
[26 empty] | 0 | 0
[26 empty] | 0 | 0
[26 empty] | 0 | 0
[26 empty] | 0 | 0
[26 empty] | 0 | 0
[26 empty] | 0 | 0
[26 empty] | 0 | 0
[26 empty] | 0 | 0
[26 empty] | 0 | 0
[26 empty] | 0 | 0
[26 empty] | 0 | 0
[26 empty] | 0 | 0
[26 empty] | 0 | 0
[26 empty] | 0 | 0
[26 empty] | 0 | 0
[26 empty] | 0 | 0
[26 empty] | 0 | 0
[26 empty] | 0 | 0
[26 empty] | 0 | 0
[26 empty] | 0 | 0
[26 empty] | 0 | 0
[26 empty] | 0 | 0
[26 empty] | 0 | 0
[26 empty] | 0 | 0
[26 empty] | 0 | 0
[26 empty] | 0 | 0
[26 empty] | 0 | 0
[26 empty] | 0 | 0
[26 empty] | 0 | 0
[26 empty] | 0 | 0
[26 empty] | 0 | 0
[26 empty] | 0 | 0
[26 empty] | 0 | 0
[26 empty] | 0 | 0
[26 empty] | 0 | 0
[26 empty] | 0 | 0
[26 empty] | 0 | 0
[26 empty] | 0 | 0
[26 empty] | 0 | 0
[26 empty] | 0 | 0
[26 empty] | 0 | 0
[26 empty] | 0 | 0
[26 empty] | 0 | 0
[26 empty] | 0 | 0
[26 empty] | 0 | 0
[26 empty] | 0 | 0
[26 empty] | 0 | 0
[26 empty] | 0 | 0
[26 empty] | 0 | 0
[26 empty] | 0 | 0
[26 empty] | 0 | 0
[26 empty] | 0 | 0
[26 empty] | 0 | 0
[26 empty] | 0 | 0
[26 empty] | 0 | 0
[26 empty] | 0 | 0
[26 empty] | 0 | 0
[26 empty] | 0 | 0
[26 empty] | 0 | 0
[26 empty] | 0 | 0
[26 empty] | 0 | 0
[26 empty] | 0 | 0
[26 empty] | 0 | 0
[26 empty] | 0 | 0
[26 empty] | 0 | 0
[26 empty] | 0 | 0
[26 empty] | 0 | 0
[26 empty] | 0 | 0
[26 empty] | 0 | 0
[26 empty] | 0 | 0
[26 empty] | 0 | 0
[26 empty] | 0 | 0
[26 empty] | 0 | 0
[26 empty] | 0 | 0
[26 empty] | 0 | 0
[26 empty] | 0 | 0
[26 empty] | 0 | 0
[26 empty] | 0 | 0
[26 empty] | 0 | 0
[26 empty] | 0 | 0
[26 empty] | 0 | 0
[26 empty] | 0 | 0
[26 empty] | 0 | 0
[26 empty] | 0 | 0
[26 empty] | 0 | 0
[26 empty] | 0 | 0
[26 empty] | 0 | 0
[26 empty] | 0 | 0
[26 empty] | 0 | 0
[26 empty] | 0 | 0
[26 empty] | 0 | 0
[26 empty] | 0 | 0
[26 empty] | 0 | 0
[26 empty] | 0 | 0
[26 empty] | 0 | 0
[26 empty] | 0 | 0
[26 empty] | 0 | 0
[26 empty] | 0 | 0
[26 empty] | 0 | 0
[26 empty] | 0 | 0
[26 empty] | 0 | 0
[26 empty] | 0 | 0
[26 empty] | 0 | 0
[26 empty] | 0 | 0
[26 empty] | 0 | 0
[26 empty] | 0 | 0
[26 empty] | 0 | 0
[26 empty] | 0 | 0
[26 empty] | 0 | 0
[26 empty] | 0 | 0
[26 empty] | 0 | 0
[26 empty] | 0 | 0
[26 empty] | 0 | 0
[26 empty] | 0 | 0
[26 empty] | 0 | 0
[26 empty] | 0 | 0
[26 empty] | 0 | 0
[26 empty] | 0 | 0
[26 empty] | 0 | 0
[26 empty] | 0 | 0
[26 empty] | 0 | 0
[26 empty] | 0 | 0
[26 empty] | 0 | 0
[26 empty] | 0 | 0
[26 empty] | 0 | 0
[26 empty] | 0 | 0
[26 empty] | 0 | 0
[26 empty] | 0 | 0
[26 empty] | 0 | 0
[26 empty] | 0 | 0
[26 empty] | 0 | 0
[26 empty] | 0 | 0
[26 empty] | 0 | 0
[26 empty] | 0 | 0
[26 empty] | 0 | 0
[26 empty] | 0 | 0
[26 empty] | 0 | 0
[26 empty] | 0 | 0
[26 empty] | 0 | 0
[26 empty] | 0 | 0
[26 empty] | 0 | 0
[26 empty] | 0 | 0
[26 empty] | 0 | 0
[26 empty] | 0 | 0
[26 empty] | 0 | 0
[26 empty] | 0 | 0
[26 empty] | 0 | 0
[26 empty] | 0 | 0
[26 empty] | 0 | 0
[26 empty] | 0 | 0
[26 empty] | 0 | 0
[26 empty] | 0 | 0
[26 empty] | 0 | 0
[26 empty] | 0 | 0
[26 empty] | 0 | 0
[26 empty] | 0 | 0
[26 empty] | 0 | 0
[26 empty] | 0 | 0
[26 empty] | 0 | 0
[26 empty] | 0 | 0
[26 empty] | 0 | 0
[26 empty] | 0 | 0
[26 empty] | 0 | 0
[26 empty] | 0 | 0
[26 empty] | 0 | 0
[26 empty] | 0 | 0
[26 empty] | 0 | 0
[26 empty] | 0 | 0
[26 empty] | 0 | 0
[26 empty] | 0 | 0
[26 empty] | 0 | 0
[26 empty] | 0 | 0
[26 empty] | 0 | 0
[26 empty] | 0 | 0
[26 empty] | 0 | 0
[26 empty] | 0 | 0
[26 empty] | 0 | 0
[26 empty] | 0 | 0
[26 empty] | 0 | 0
[26 empty] | 0 | 0
[26 empty] | 0 | 0
[26 empty] | 0 | 0

## Zones
Houston | -1
North | -1
South | -1
West | 1
SET UP AREA, copy & paste values to cell B1
Source | West |  | N to H | N to W | N to S | W to N | S to N | W to S
Sink | North | Houston | -1 | 1 | -1 | -1 | 1 | -1
|  | North | 1 | 1 | 1 | -1 | -1 | -1
|  | South | -1 | 1 | -1 | -1 | 1 | -1
|  | West | 1 | -1 | 1 | 1 | -1 | 1
|  | Source | North | North | North | West | South | West
|  | Sink | Houston | West | South | North | North | South

## Tech
Number of Bus | Name of Bus | Tech Type
238 | BOSQUESW505 | CC
239 | BOSQUESW502 | GGT
244 | WHITNYDM01 | Hydro
245 | WHITNYDM02 | Hydro
247 | BOSQUESW501 | GGT
251 | BOSQUESW803 | CC
253 | BOSQUESW804 | CC
332 | RWMILLER01 | GST
333 | RWMILLER02 | GST
334 | RWMILLER03 | GST
335 | RWMILLER04 | GST
336 | RWMILLER05 | GST
344 | MRSSHPRD | Hydro
345 | MRSSHPRD01 | Hydro
366 | JNSNCNTY802 | Cogen
367 | JNSNCNTY802 | Cogen
503 | NTHTEXAS01 | GST
504 | NTHTEXAS02 | GST
505 | NTHTEXAS03 | GST
580 | JCKCNTY801 | CC
581 | JCKCNTY802 | CC
582 | JCKCNTY803 | CC
728 | WOLFRIDGE801 | Wind
837 | NEWMAN_G5 | GST
842 | OLINGER_G1 | GST
843 | OLINGER_G2 | GST
844 | OLINGER_G3 | GST
845 | OLINGER_G4 | GGT
923 | SPENCER_G4 | GST
924 | SPENCER_G5 | GST
948 | STEAM1 | GST
949 | STEAM2 | GST
950 | STEAM3 | GST
990 | GIBN_CREK_G1 | LIGCO
1002 | PBCTAGE_1G | GGT
1003 | PBCTBGE_2G | GGT
1004 | PBCTCGE_3G | GGT
1005 | PBCTDGE_4G | GGT
1006 | PBCTEGE_5G | GGT
1007 | PB5GEN_6G | GST
1008 | PB6GEN_7G | GST
1037 | MORGAN5G_5G | GST
1039 | MRGNAG_1G | GGT
1040 | MRGNBG_2G | GGT
1041 | MRGNCG_3G | GGT
1042 | MRGNDG_4G | GGT
1043 | MRGNEG_5G | GGT
1044 | MRGNFG_6G | GGT
1045 | CALENG1G_1G | Cogen
1046 | CALENG2G_2G | Cogen
1047 | CALENG3G_3G | Cogen
1058 | LONGSHORE_5 | Wind
1058 | LONGSHORE_5 | Wind
1061 | CIELOGEN_1G | Wind
1062 | CIELOGEN_2G | Wind
1068 | SCURRYCW_1G | Wind
1069 | KINDERMG_1G | Cogen
1070 | KINDERMG_2G | Cogen
1071 | KINDERMG_3G | Cogen
1073 | SCURRYCW_2G | Wind
1320 | BSP 1 | Cogen
1326 | STANTONW_8 | Wind
1327 | WILDHRSE_1G | Wind
1328 | OCOTILLO_1G | Wind
1333 | MCDDONAL_8 | Wind
1343 | TRENTIPP_8 | Wind
1349 | WESTXWIN_1G | Wind
1350 | NWPWRG1_1G | Wind
1354 | AEPWIND_8 | Wind
1360 | GUNSIGHT_8 | Wind
1416 | SWETWATR_1G | CC
1417 | SWETWATR_2G | CC
1418 | SWETWATR_3G | CC
1419 | SWETWATR_4G | CC
1432 | GRHAMSES_2G | GST
1433 | GRHAMSES_1G | GST
1437 | MESQUITW_1G | Wind
1438 | MESQUITW_2G | Wind
1442 | COKFIELD_5 | Wind
1453 | WCPWRCO_1G | CC
1454 | WCPWRCO_2G | CC
1455 | WCPWRCO_3G | CC
1479 | WFCOGEN_1G | Cogen
1479 | WFCOGEN_1G | Cogen
1482 | WFCOGEN_2G | Cogen
1482 | WFCOGEN_2G | Cogen
1600 | BARTNWND_1G | Wind
1643 | SLSTR1PP_1G | Wind
1675 | PEC_1G | Cogen
1676 | PEC_2G | Cogen
1677 | PEC_3G | Cogen
1678 | LAMARPWR_1G | CC
1679 | LAMARPWR_2G | CC
1680 | LAMARPWR_3G | CC
1681 | LAMARPWR_4G | CC
1682 | LAMARPWR_5G | CC
1683 | LAMARPWR_6G | CC
1687 | VALLEY_1G | GST
1688 | VALLEY_2G | GSC
1689 | VALLEY_3G | GST
1701 | MOSES_1G | LIGCO
1702 | MOSES_2G | LIGCO
1703 | MOSES_3G | LIGCO
1861 | EAGLEMNT_1G | GST
1862 | EAGLEMNT_2G | GST
1863 | EAGLEMNT_3G | GST
1877 | WLFHOLW_1G | CC
1878 | WLFHOLW_2G | CC
1879 | WLFHOLW_3G | CC
1889 | DECRDOVA_1G | GSC
1892 | DECRDOVA_2G | GGT
1893 | DECRDOVA_3G | GGT
1894 | DECRDOVA_4G | GGT
1895 | DECRDOVA_5G | GGT
1898 | COMCHEPK_1G | Nuc
1899 | COMCHEPK_2G | Nuc
1937 | MDLTHELP_5G | CC
1938 | MDLTHELP_6G | CC
1941 | MDLTHELP_1G | CC
1942 | MDLTHELP_2G | CC
1943 | MDLTHELP_3G | CC
1944 | MDLTHELP_4G | CC
1947 | HANDLEY_3G | GST
1948 | HANDLEY_4G | GST
1949 | HANDLEY_5G | GST
2371 | COLLIN_1G | GST
2381 | NTHLK1_G | GST
2382 | NTHLK2_G | GST
2383 | NTHLK3_G | GST
2413 | MTCK6_G | GST
2414 | MTCK7_G | GST
2417 | MTCK8_G | GSC
2451 | LKHB1_G | GST
2452 | LKHB2_G | GST
3097 | MARTLAKE_1G | LIGCO
3098 | MARTLAKE_2G | LIGCO
3099 | MARTLAKE_3G | LIGCO
3107 | STRYKER_1G | GST
3108 | STRYKER_2G | GST
3126 | TRINIDAD_6G | GST
3309 | ASPN_G | Bio
3348 | CHAMPION_1G | Cogen
3381 | BBRN_1G | LIGCO
3382 | BBRN_2G | LIGCO
3403 | THOUSE_1G | GSC
3404 | THOUSE_2G | GSC
3416 | LAKE_CRK1_G | GST
3417 | LAKE_CRK2_G | GST
3432 | SANDOW_4G | LIGCO
5026 | BRAUNIG_VHB1 | GST
5027 | BRAUNIG_VHB2 | GST
5028 | BRAUNIG_VHB3 | GST
5111 | CALAVER_JTD1 | LIGCO
5112 | CALAVER_JTD2 | LIGCO
5264 | LEON_LCP3G3 | GST
5265 | LEON_LCP4G4 | GST
5266 | LEON_LCPCT1 | GGT
5267 | LEON_LCPCT2 | GGT
5268 | LEON_LCPCT3 | GGT
5269 | LEON_LCPCT4 | GGT
5396 | CALAVER_OWS1 | GST
5397 | CALAVER_OWS2 | GST
5401 | CALAVER_JKS1 | LIGCO
5436 | TUTTL_WBT1G1 | GST
5438 | TUTTL_WBT3G3 | GST
5439 | TUTTL_WBT4G4 | GST
5476 | BRA_AVR1_CT1 | CC
5477 | BRA_AVR1_ST | CC
5478 | BRA_AVR1_CT2 | CC
5503 | RAYBURNGEN3 | GST
5505 | RAYBURNGEN1 | GGT
5506 | RAYBURNGEN2 | GGT
5508 | RAYBURNCC9 | CC
5509 | RAYBURNCC10 | CC
5511 | RAYBURNCC7 | CC
5512 | RAYBURNCC8 | CC
5728 | FALCONHYDRO2 | Hydro
5729 | FALCONHYDRO3 | Hydro
5890 | PEARSALLGEN1 | GST
5891 | PEARSALLGEN2 | GST
5892 | PEARSALLGEN3 | GST
5903 | SANMIGUELGEN | LIGCO
5911 | STP_GN1___1 | Nuc
5912 | STP_GN2___2 | Nuc
5920 | WELSHDC1 | DCTie
5925 | DCEAST | DCTie
5932 | SI_RAY9 | CC
5933 | SI_RAY6 | GST
5934 | SI_RAY5 | GST
5935 | SI_RAY10 | CC
6016 | SWMESA | Wind
6096 | NORTHDC7 | DCTie
6100 | OKLA7A | DCTie
6144 | MCADOO1A | Wind
6407 | TURKTRAK1A | Wind
6637 | SNYDERW1A | Wind
6752 | OKLA0A | LIGCO
6948 | DENISNDM | Hydro
6948 | DENISNDM | Hydro
7000 | L_FERGUS1_1Y | GSC
7004 | L_SIMGID1_1Y | GST
7005 | L_SIMGID1_2Y | GST
7006 | L_SIMGID1_3Y | GST
7007 | L_LOSTPI1_1Y | CC
7008 | L_LOSTPI1_2Y | CC
7009 | L_LOSTPI1_3Y | CC
7010 | L_FPPYD11_1Y | LIGCO
7011 | L_FPPYD11_2Y | LIGCO
7012 | L_FPPYD21_3Y | LIGCO
7014 | L_HAYSEN1_1Y | CC
7015 | L_HAYSEN1_2Y | CC
7016 | L_HAYSEN1_3Y | CC
7017 | L_HAYSEN1_4Y | CC
7020 | L_AUSTPL1_1Y | Hydro
7020 | L_AUSTPL1_1Y | Hydro
7022 | L_BUCHAN1_1Y | Hydro
7023 | L_BUCHAN1_2Y | Hydro
7024 | L_BUCHAN1_3Y | Hydro
7026 | L_INKSDA1_1Y | Hydro
7028 | L_MARBFA1_1Y | Hydro
7029 | L_MARBFA1_2Y | Hydro
7031 | L_MARSFO1G1Y | Hydro
7032 | L_MARSFO1G2Y | Hydro
7033 | L_MARSFO1G3Y | Hydro
7035 | L_WIRTZ_1G1Y | Hydro
7036 | L_WIRTZ_1G2Y | Hydro
7038 | L_DELAWA1_1Y | Wind
7038 | L_DELAWA1_1Y | Wind
7303 | L_WPPGS12_1Y | GGT
7303 | L_WPPGS12_1Y | GGT
7305 | L_WPPGS34_1Y | GGT
7305 | L_WPPGS34_1Y | GGT
7487 | L_CANYHY8_1Y | Hydro
7605 | L_MCQUEE9_1Y | Hydro
7605 | L_MCQUEE9_1Y | Hydro
7605 | L_MCQUEE9_1Y | Hydro
7609 | L_SCHUMA8_1Y | Hydro
7624 | L_LAKEWO9_1Y | Hydro
7624 | L_LAKEWO9_1Y | Hydro
7800 | L_GUADGE1_1Y | CC
7801 | L_GUADGE1_2Y | CC
7802 | L_GUADGE1_3Y | CC
7803 | L_GUADGE1_4Y | CC
7804 | L_GUADGE1_5Y | CC
7805 | L_GUADGE1_6Y | CC
7807 | L_BASTEN1_1Y | CC
7808 | L_BASTEN1_2Y | CC
7809 | L_BASTEN1_3Y | CC
7810 | L_RIONOG1G1Y | CC
7811 | L_RIONOG1G2Y | CC
7812 | L_RIONOG1G3Y | CC
7813 | L_RIONOG1S1Y | CC
8032 | AMISTADHYD1 | Hydro
8033 | AMISTADHYD2 | Hydro
8048 | FALCONHYDRO1 | Hydro
8066 | DUP1V#1 | Cogen
8134 | FOR #1 | Cogen
8138 | FOR #2 | Cogen
8139 | JOS #1 | GST
8147 | UCAR #2 | Cogen
8148 | UCAR #1 | Cogen
8153 | FOR #3 | Cogen
8154 | FOR #4 | Cogen
8155 | FOR #5 | Cogen
8156 | FOR #6 | Cogen
8157 | FOR #7 | Cogen
8161 | COLETO0A | LIGCO
8173 | VICEC51A | CC
8174 | VICEC61A | CC
8189 | CUECPL2A | Cogen
8262 | ELPS | Hydro
8285 | LAR #1 | GST
8287 | LAR #2 | GST
8288 | LAR #3 | GST
8388 | BATES0A | GST
8393 | BATES0B | GST
8437 | NUECES_B0C | GST
8438 | NUECES_B0B | GST
8442 | NBEC7 | GST
8442 | NBEC7 | GST
8456 | COSW#1 | Cogen
8457 | COSW#2 | Cogen
8459 | B_DAVIS0B | GSC
8460 | B_DAVIS0A | GSC
8461 | KOCH_UP0A | Cogen
8506 | VAL #1 | Cogen
8507 | VAL #2 | Cogen
8511 | OXY_CC0A | Cogen
8517 | CELANEBI0A | Cogen
8560 | CNOPGT1 | Cogen
8561 | CNOPGT2 | Cogen
8562 | CNOPST1 | Cogen
8926 | LGE_GT10A | Cogen
8927 | LGE_GT20A | Cogen
8928 | LGE_STG0A | Cogen
8930 | ICPGN10A | Cogen
8931 | ICPGN20A | Cogen
8932 | ICPGN30A | Cogen
8933 | FGNTS001 | CC
8934 | FGNTS101 | CC
8935 | FGNTS201 | CC
8936 | MVGN#1 | CC
8937 | MVGN#2 | CC
8938 | MVGN#3 | CC
8981 | HECN1 | CC
8982 | HECN2 | CC
8983 | HECN3 | CC
9000 | DECKR_G1 | GST
9001 | DECKR_G2 | GST
9002 | DECKR_G3 | GGT
9003 | DECKR_G4 | GGT
9004 | DECKR_G5 | GGT
9005 | DECKR_G6 | GGT
9016 | SANDH_G1 | GGT
9017 | SANDH_G2 | GGT
9018 | SANDH_G3 | GGT
9019 | SANDH_G4 | GGT
9020 | SANDHG5A | CC
9021 | SANDHG5C | CC
11001 | NAV1CT | CC
11009 | NAV2CT | CC
11011 | NAV3ST | CC
11012 | NAV4CT | CC
11013 | NAV5CT | CC
11014 | NAV6ST | CC
11020 | TIEHVSG_1G | CC
11021 | TIEHVCG_1G | CC
11022 | TIEHVCG_2G | CC
11023 | TIEHVCG_3G | CC
11024 | TIEHVCG_4G | CC
11025 | TIEHVSG_2G | CC
11056 | ROSCOE_1G | Wind
11057 | CHAMPION_1G | Wind
11058 | PYRON_1G | Wind
11059 | INADALE_1G | Wind
11065 | ELBOWCK_1G | Wind
11147 | NOTREES_1G | Wind
11309 | BULLCREK_2G | Wind
11310 | BULLCREK_1G | Wind
11320 | COYOTE_1G | Wind
11691 | KMICHICT1_G | CC
11692 | KMICHICT2_G | CC
11693 | KMICHIST3_G | CC
11694 | KMICHICT4_G | CC
11695 | KMICHICT5_G | CC
11696 | KMICHIST6_G | CC
12322 | ENNSTRAC_1G | CC
12323 | ENNSTRAC_2G | CC
12411 | FPLEFR1A_G | CC
12412 | FPLEFR1B_G | CC
12413 | FPLEFR1C_G | CC
12414 | FPLEFR1S_G | CC
12421 | FPLEFR2A_G | CC
12422 | FPLEFR2B_G | CC
12423 | FPLEFR2C_G | CC
12424 | FPLEFR2S_G | CC
12440 | PARKD_1SVC8 | GST
12449 | PARKD_2SVC8 | GST
13116 | TGATEWAY_1G | CC
13117 | TGATEWAY_2G | CC
13118 | TGATEWAY_3G | CC
13119 | TGATEWAY_4G | CC
13131 | CALFREST_1G | CC
13132 | CALFREST_2G | CC
13133 | CALFREST_3G | CC
13134 | CALFREST_4G | CC
13135 | CALFREST_5G | CC
13136 | CALFREST_6G | CC
13432 | SANDOW_5G | LIGCO
32798 | BRYN_TAMUGEN | GST
32883 | BRYN_DNSBY3 | GST
32884 | BRYN_DNSBY13 | GST
32886 | BRYN_ATKINS3 | GST
32887 | BRYN_ATKINS6 | GST
32888 | BRYN_ATKINS7 | GGT
32890 | BRYN_ATKINS4 | GST
32891 | BRYN_ATKINS5 | GST
32892 | BRYN_DNSBY14 | GST
36998 | RDCNYNG1 | Wind
38332 | TNWDWRDU2_8 | Wind
38437 | TNSRBNMESA9 | Wind
38580 | TNBP_CGN1_8 | Cogen
38590 | TNBP_CGN2_8 | Cogen
38600 | TNBP_CGN3_8 | Cogen
38611 | TNBPAMCG1_8 | Cogen
38612 | TNBPAMCG2_8 | Cogen
38613 | TNBPAMCG3_8 | Cogen
38614 | TNBPAMCG4_8 | Cogen
38615 | TNBPAMCG5_8 | Cogen
38690 | TNBP_CGN4_8 | Cogen
38711 | TNTXCTY1CG8 | Cogen
38712 | TNTXCTY2CG8 | Cogen
38713 | TNTXCTY3CG8 | Cogen
38714 | TNTXCTY4CG8 | Cogen
39190 | TNSLCGN1__8 | Cogen
39470 | TNDOWCGNSG8 | Cogen
39480 | TNDOWCGNGG8 | Cogen
39760 | TNSCLP1___8 | Cogen
39770 | TNSCLP2___8 | Cogen
39775 | TNSCLP4___8 | Cogen
39790 | TNSCLP3___8 | Cogen
39960 | TNTNPONE_18 | LIGCO
39970 | TNTNPONE_28 | LIGCO
48500 | APD_GT1_8005 | Cogen
48510 | AK_GT1__8040 | Cogen
48511 | LPE_GT1_8070 | GGT
48512 | LPE_GT2_8075 | GGT
48513 | LPE_GT3_8080 | GGT
48514 | LPE_GT4_8085 | GGT
48520 | BSF_GT1_8070 | Cogen
48520 | BSF_GT1_8070 | Cogen
48521 | BVE_GT1_GT1 | CC
48522 | BVE_GT2_5035 | CC
48523 | BVE_ST1_GN1 | CC
48531 | BYU_GT1_8075 | Cogen
48532 | BYU_GT2_8055 | Cogen
48533 | BYU_GT3_8060 | Cogen
48534 | BYU_GT4_8065 | Cogen
48551 | CAL_GT1_8045 | Cogen
48552 | CAL_ST1_8000 | Cogen
48561 | CTL_GT2_8130 | Cogen
48562 | CTL_GT3_8135 | Cogen
48563 | CTL_GT4_8140 | Cogen
48564 | CTL_GN1_8145 | Cogen
48565 | CTL_GN2_8155 | Cogen
48581 | CBY_GN1_1 | GSC
48582 | CBY_GN2_2 | GSC
48583 | CBY_GT4_1 | GSC
48584 | CBY_GT4_2 | CC
48585 | CBY_ST4_1 | CC
48591 | CHE_GT2_5030 | Cogen
48593 | CHE_GT1_8015 | Cogen
48594 | CHE_GN4_8025 | Cogen
48595 | BTE_GT2_8075 | CC
48596 | BTE_GT3_8045 | CC
48597 | BTE_GT4_8055 | CC
48598 | BTE_ST1_8070 | CC
48611 | DIB_GT1_8080 | Cogen
48612 | DIB_GT2_8075 | Cogen
48613 | DIB_ST1_8085 | Cogen
48614 | DIB_GT3_8090 | Cogen
48641 | DPEC_GT15040 | CC
48642 | DPEC_GT25025 | CC
48643 | DPEC_GT35010 | CC
48644 | DPEC_GT45070 | CC
48645 | DPEC_ST55065 | CC
48651 | EP_1_2 | Cogen
48651 | EP_1_2 | Cogen
48671 | FTR_GT1_5105 | CC
48672 | FTR_GT2_5110 | CC
48673 | FTR_GT3_5085 | CC
48674 | FTR_CN4_5095 | CC
48690 | GBY_GN5_5 | GSC
48691 | GBY_73741085 | GGT
48691 | GBY_73741085 | GGT
48692 | GBY_81821075 | GGT
48692 | GBY_81821075 | GGT
48693 | GBY_83841065 | GGT
48693 | GBY_83841065 | GGT
48721 | LEG_1___1 | LIGCO
48722 | LEG_2___2 | LIGCO
48730 | MNS_GT | Cogen
48731 | CBE_GT1 | CC
48732 | CBE_GT2 | CC
48733 | CBE_ST12 | CC
48734 | CBE_GT3 | CC
48735 | CBE_GT4 | CC
48736 | CBE_ST34 | CC
48740 | PSG_GN2_8050 | Cogen
48741 | PSG_GT2_8040 | Cogen
48742 | PSG_GT3_8060 | Cogen
48761 | PR_GT1__9040 | Cogen
48772 | PHR_GN2_2 | GSC
48791 | PSA_GT1_8160 | Cogen
48792 | PSA_GT2_8155 | Cogen
48793 | PSA_GT3_8150 | Cogen
48794 | PSA_GT4_8145 | Cogen
48795 | PSA_GT5_8140 | Cogen
48796 | PSA_GN1_8165 | Cogen
48797 | PSA_GT6_8135 | Cogen
48811 | CVC_GT3_5045 | Cogen
48812 | CVC_GT2_5020 | Cogen
48813 | CVC_GT1_5035 | Cogen
48814 | CVC_ST5_5040 | Cogen
48815 | CVC_GT4_8005 | Cogen
48820 | SHELLG1_3015 | Cogen
48821 | SHELLG2 | Cogen
48822 | SHELLG3_3020 | Cogen
48822 | SHELLG3_3020 | Cogen
48841 | SJS_GT1_GT1 | Cogen
48842 | SJS_GT2_GT2 | Cogen
48845 | SOL_GT1 | Solar
48851 | SRB_GN1_1 | GST
48852 | SRB_GN2_2 | GST
48853 | SRB_GN3_3 | GST
48854 | SRB_GN4_4 | GST
48855 | SRB_GT211035 | GGT
48855 | SRB_GT211035 | GGT
48873 | THW_ST3_ST_3 | CC
48874 | THW_ST4_ST_4 | CC
48875 | THW_3132 | CC
48875 | THW_3132 | CC
48877 | THW_3334 | CC
48877 | THW_3334 | CC
48879 | THW_4142 | CC
48879 | THW_4142 | CC
48881 | THW_4344 | CC
48881 | THW_4344 | CC
48883 | THW_GT1_GT_1 | GGT
48885 | THW_5152 | GGT
48885 | THW_5152 | GGT
48886 | THW_5354 | GGT
48886 | THW_5354 | GGT
48887 | THW_5556 | GGT
48887 | THW_5556 | GGT
48911 | TGF_GT1_8000 | Cogen
48921 | WAP_GN1_1 | GST
48922 | WAP_GN2_2 | GST
48923 | WAP_GN3_3 | GST
48924 | WAP_GN4_4 | GSC
48925 | WAP_GN5_5 | LIGCO
48926 | WAP_GN6_6 | LIGCO
48927 | WAP_GN7_7 | LIGCO
48928 | WAP_GN8_8 | LIGCO
48929 | WAPGT21_GT1 | GGT
48940 | WARVUE_GT1 | Cogen
49803 | EXN_15GT | Cogen
49804 | EXN_16GT | Cogen
49805 | EXN_17GT | Cogen
49826 | EXN938GT | Cogen
49828 | EXN941GT | Cogen
49829 | EXN942GT | Cogen
49830 | EXN943GT | Cogen
49831 | EXN944GT | Cogen
49832 | EXN945GT | Cogen
49837 | EXN_GT | Cogen
49838 | EXN_14GT | Cogen
49851 | DOW17000 | Cogen
49858 | DOW38100 | Cogen
49859 | DOW38200 | Cogen
49860 | DOW38300 | Cogen
49862 | DOW39100 | Cogen
49863 | DOW39200 | Cogen
49865 | DOW41000 | Cogen
49866 | DOW42000 | Cogen
49869 | DOW49000 | Cogen
49870 | DOW61000 | Cogen
49871 | DOW62000 | Cogen
49872 | DOW63000 | Cogen
49873 | DOW64000 | Cogen
49876 | DOW65000 | Cogen
49877 | DOW66000 | Cogen
49878 | DOW67000 | Cogen
49882 | DOW81000 | Cogen
49884 | DOW82000 | Cogen
49885 | DOW83000 | Cogen
49886 | DOW84000 | Cogen
58909 | PEARSALLSCG1 | Diesel
58909 | PEARSALLSCG1 | Diesel
58909 | PEARSALLSCG1 | Diesel
58909 | PEARSALLSCG1 | Diesel
58909 | PEARSALLSCG1 | Diesel
58909 | PEARSALLSCG1 | Diesel
58919 | PEARSALLSCG2 | Diesel
58919 | PEARSALLSCG2 | Diesel
58919 | PEARSALLSCG2 | Diesel
58919 | PEARSALLSCG2 | Diesel
58919 | PEARSALLSCG2 | Diesel
58919 | PEARSALLSCG2 | Diesel
58929 | PEARSALLSCG3 | Diesel
58929 | PEARSALLSCG3 | Diesel
58929 | PEARSALLSCG3 | Diesel
58929 | PEARSALLSCG3 | Diesel
58929 | PEARSALLSCG3 | Diesel
58929 | PEARSALLSCG3 | Diesel
58949 | PEARSALLSCG4 | Diesel
58949 | PEARSALLSCG4 | Diesel
58949 | PEARSALLSCG4 | Diesel
58949 | PEARSALLSCG4 | Diesel
58949 | PEARSALLSCG4 | Diesel
58949 | PEARSALLSCG4 | Diesel
60000 | DSKY2 | Wind
60003 | KING_NE1A | Wind
60005 | KING_SE1A | Wind
60007 | KING_SW1A | Wind
60016 | WOODWRD11A | Wind
60017 | ORNNWP1 | Wind
60018 | DSKY1 | Wind
60019 | KING_NW1A | Wind
60057 | CALLAHAN1A | Wind
60058 | BUFF_GAP1A | Wind
60060 | CIRELLO | Wind
60063 | BUFF_GAP1B | Wind
60066 | H_HOLLOW1A | Wind
60068 | HHOLLOW21A | Wind
60070 | HHOLLOW31A | Wind
60072 | HHOLLOW41A | Wind
60081 | WHRLWIND1A | Wind
60201 | RIO DRCS | AVR
60202 | FRNDDRCS | AVR
71051 | L_BITTCR1_1N | Wind
71054 | L_SWEETW1_1N | Wind
71057 | L_SWEETW1_2N | Wind
71059 | L_SWEETW1_3N | Wind
71060 | L_SWEETW1_4N | Wind
71061 | L_SWEETW1_5N | Wind
76031 | L_GASCCR1_1N | Wind
76091 | L_DIVIDE1_1N | Wind
76095 | L_CAPRSI1_1N | Wind
76096 | L_CAPRSI1_2N | Wind
76097 | L_CAPRGE1_1N | Wind
80003 | MILHWYS | AVR
80012 | LAR | DCTie
80051 | FOR #8 | Cogen
80052 | FOR #9 | Cogen
80053 | FOR #10 | Cogen
80080 | GWINDT11A | Wind
80080 | GWINDT11A | Wind
80080 | GWINDT11A | Wind
80080 | GWINDT11A | Wind
80081 | GWINDT21A | Wind
80081 | GWINDT21A | Wind
80081 | GWINDT21A | Wind
80081 | GWINDT21A | Wind
80137 | CSDR89 | DCTie
80137 | CSDR89 | DCTie
80138 | CSDR7 | DCTie
80139 | CSDR56 | DCTie
80139 | CSDR56 | DCTie
80140 | CSDR11 | DCTie
80180 | PNSCALT11A | Wind
80180 | PNSCALT11A | Wind
80181 | PNSCALT21A | Wind
80181 | PNSCALT21A | Wind
80223 | REYSHR G | Cogen
80224 | VISTRONG1 | Cogen
80225 | VISTRONG2 | Cogen
80226 | ALCOA G | Cogen
80227 | AIRCO G | Cogen
80263 | B_DAVIS31A | CC
80264 | B_DAVIS41A | CC
80265 | LARECU40A | GGT
80266 | LARECU50A | GGT
86104 | CID-138 | DCTie
86105 | CID-230 | DCTie
86106 | CUF-230 | DCTie
86107 | CUF-138 | DCTie
88198 | BEEVILLE | AVR
88253 | HAMILTON | BLT
88299 | ZAPATA | BLT
88508 | FALFURRI | AVR