## Set up
Step 1 | Go to the Zones worksheet in this workbook. Make sure that the source and sink zones are set correctly and the "1"s and "-1"s are correct |  | Summary of Key Data points | Value
File Description: Cont_ Cokfield to GrahamSES and LongCreek to GrahamSES1_5 OL_ Murry to Paint
Step 2 | Open Dennis' file that needs to have the data transferred, same file that is listed in cell K27 |  | Number of units | 645
|  |  | Dec PTDF cutoff point | 102
Step 3 | Copy columns J:X from an old Dennis' Sheet to the new sheet (if first round of a new alaysis) |  | Dec PTDF cutoff unit | OKLA0A
|  |  | Dec 10% unit | SCURRYCW_1G
Step 4 | Mark the contingencies and monitored element set by a "y" in column K of Dennis' sheet, if there are a match on the filename use something to make unique |  | Dec max cumltv zone impact - cumltv zone share | 0.088312
|  |  | Dec max cumltv zone impact - cumltv zone share pt | 32
Step 5 | Enter Dennis' file name into cell K27 |  | Dec max cumltv zone impact - cumltv zone share unit | OCOTILLO_1G
|  |  | West Zonal weighted AWGSF | 0.051082
Step 6 | click the step one button |  | North Zonal weighted AWGSF | -0.0057175
|  |  | Inc PTDF cutoff point | 543
Step 7 | Enter the line ratings in Dennis' workbook, the Input worksheet, in the cells |  | Inc PTDF cutoff unit | MESQUITW_1G
| X6:X30, or to the end of the selected list. |  | Inc 10% unit | HANDLEY_3G
|  |  | Inc max cumltv zone impact - cumltv zone share | 0.020558
Step 8 | Check to see that the number of generators in Dennis' file matches the length |  | Inc max cumltv zone impact - cumltv zone share pt | 118
| of the formulas in columns L:V (Distributed Slack - Dec) have been copied through to the apporpriate number of rows |  | Inc max cumltv zone impact - cumltv zone share unit | DECRDOVA_1G
| If Dennis' sheet data is less than this file then clear any old unit data in columns A:K of this workbook to match the correct leng |  | West Zonal weighted AWGSF | 0.051082
| It is only necessary to match the Distributed Slack - Dec worksheet. |  | North Zonal weighted AWGSF | -0.0057175
|  |  | Min of zone correlation | 0.0029226
Step 9 | Click the step 2 button |  | Bounary gen in North Zone | 0
| The last file saved will still be open, yopu will need to close this file. |  | Bounary gen in soucre zone as % of line | 0%
| This sheet willno longer be open. |  | Bounary gen in West Zone | 0
|  |  | Bounary gen in soucre zone as % of line | 0
|  |  | OL element line rating | 155
|  |  | West Zonal weighted AWGSF | 0.051082
|  | WN_043009automation.xls | North Zonal weighted AWGSF | -0.0057175
Copy Dennis' data step 1
Copy Dennis' Data Step 2

## Distributed Slack - Dec
Number of Bus | Name of Bus | ID | Area Name of Gen | AGC | P Sensitivity of Bus | Gen MW | Min MW | Max MW | V Sensitivity of Bus | Set Volt | Tech Type | Zone Impact | Zone Correlation | Inc Max | Dec Max | Souce S.F. Weighting | Souce Capacity | Sink S.F. Weighting | Sink Capacity | PTDF Calc | PTDF Weighting | Cumulative Share of Zonal Cap | Cumulative Share of Zonal Impact | Cont_ Cokfield to GrahamSES and LongCreek to GrahamSES1_5 OL_ Murry to Paint |  | i_PTDF_DEC_pt | 102 |  | OCOTILLO_1G | Unit at max
60081 | WHRLWIND1A | 1 | West | YES | 0.14211 | 12 | 0 | 60 | 0 | 1.03 | Wind | 1 | 0.14783 | 0 | 60 | 8.5268 | 60 |  |  | 0.14783 | 8.8698 | 0.005533 | 0.014004 |  |  | i_10pctunit | 13 |  | 32 | # units @ max
6144 | MCADOO1A | 1 | West | YES | 0.12729 | 15 | 0 | 150 | 0 | 1.025 | Wind | 1 | 0.133 | 0 | 150 | 19.0929 | 150 |  |  | 0.133 | 19.9505 | 0.019365 | 0.045502 |  |  | # units | 645 |  | 0.088312 | delta max
6407 | TURKTRAK1A | 1 | West | YES | 0.091422 | 33.9 | 0 | 169.5 | 0 | 1.025 | Wind | 1 | 0.097139 | 0 | 169.5 | 15.496 | 169.5 |  |  | 0.097139 | 16.4651 | 0.034996 | 0.071497 | [5 empty] | Delta
36998 | RDCNYNG1 | 1 | West | YES | 0.083083 | 16.8 | 0 | 84 |  | 1.01 | Wind | 1 | 0.0888 | 0 | 84 | 6.979 | 84 |  |  | 0.0888 | 7.4592 | 0.042742 | 0.083274 | Weighted Shift Factors |  |  |  | 1 | 0.0084708
1343 | TRENTIPP_8 | 1 | West | YES | 0.081098 | 30 | 0 | 150 |  | 1.014 | Wind | 1 | 0.086815 | 0 | 150 | 12.1647 | 150 |  |  | 0.086815 | 13.0223 | 0.056575 | 0.10383 | West | 0.051082 |  |  | 2 | 0.026136
1354 | AEPWIND_8 | 1 | West | YES | 0.081098 | 20.2 | 0 | 101 |  | 1 | Wind | 1 | 0.086815 | 0 | 101 | 8.1909 | 101 |  |  | 0.086815 | 8.7684 | 0.065888 | 0.11768 | North | -0.0057175 |  |  | 3 | 0.036501
60057 | CALLAHAN1A | 1 | West | YES | 0.07954 | 22.8 | 0 | 114 | 0 | 1.04 | Wind | 1 | 0.085257 | 0 | 114 | 9.0676 | 114 |  |  | 0.085257 | 9.7194 | 0.076401 | 0.13302 |  |  |  |  | 4 | 0.040532
1061 | CIELOGEN_1G | 1 | West | YES | 0.073006 | 19.8 | 0 | 99 |  | 1 | Wind | 1 | 0.078723 | 0 | 99 | 7.2276 | 99 |  |  | 0.078723 | 7.7936 | 0.08553 | 0.14533 |  |  |  |  | 5 | 0.047259
1062 | CIELOGEN_2G | 1 | West | YES | 0.073006 | 12.2 | 0 | 61 |  | 1 | Wind | 1 | 0.078723 | 0 | 61 | 4.4534 | 61 |  |  | 0.078723 | 4.8021 | 0.091156 | 0.15291 |  |  |  |  | 6 | 0.051789
1069 | KINDERMG_1G | 1 | West | YES | 0.073006 | 25 | 5 | 25 | 0 | 1.017 | Cogen | 1 | 0.078723 | 0 | 0 | 0 | 0 |  |  | 0.078723 | 0 | 0.091156 | 0.15291 |  |  |  |  | 7 | 0.056621
1070 | KINDERMG_2G | 1 | West | YES | 0.073006 | 45.7 | 12 | 45.7 | 0 | 1.017 | Cogen | 1 | 0.078723 | 0 | 0 | 0 | 0 |  |  | 0.078723 | 0 | 0.091156 | 0.15291 |  |  |  |  | 8 | 0.059796
1071 | KINDERMG_3G | 1 | West | YES | 0.073006 | 45.7 | 12 | 45.7 | 0 | 1.017 | Cogen | 1 | 0.078723 | 0 | 0 | 0 | 0 |  |  | 0.078723 | 0 | 0.091156 | 0.15291 |  |  |  |  | 9 | 0.061753
1068 | SCURRYCW_1G | 1 | West | YES | 0.072728 | 28.2 | 1.3 | 141 | 0 | 1.0217 | Wind | 1 | 0.078445 | 0 | 141 | 10.2546 | 141 |  |  | 0.078445 | 11.0608 | 0.10416 | 0.17037 |  |  |  |  | 10 | 0.061753
1073 | SCURRYCW_2G | 2 | West | YES | 0.072728 | 24 | 0 | 120 | 0 | 1.0217 | Wind | 1 | 0.078445 | 0 | 120 | 8.7274 | 120 |  |  | 0.078445 | 9.4135 | 0.11522 | 0.18523 |  |  |  |  | 11 | 0.061753
6637 | SNYDERW1A | 1 | West | YES | 0.069234 | 12.6 | 0 | 63 | 0 | 1.025 | Wind | 1 | 0.074951 | 0 | 63 | 4.3617 | 63 |  |  | 0.074951 | 4.7219 | 0.12103 | 0.19269 |  |  |  |  | 12 | 0.061753
11309 | BULLCREK_2G | 1 | West | YES | 0.064921 | 20.9 | 0 | 180 |  | 1 | Wind | 1 | 0.070638 | 0 | 180 | 11.6858 | 180 |  |  | 0.070638 | 12.7149 | 0.13763 | 0.21276 |  |  |  |  | 13 | 0.066213
11310 | BULLCREK_1G | 1 | West | YES | 0.064921 | 15.1 | 0 | 180 |  | 1 | Wind | 1 | 0.070638 | 0 | 180 | 11.6858 | 180 |  |  | 0.070638 | 12.7149 | 0.15423 | 0.23284 |  |  |  |  | 14 | 0.070009
11320 | COYOTE_1G | 1 | West | YES | 0.064215 | 22.5 | 0 | 225 |  | 1 | Wind | 1 | 0.069932 | 0 | 225 | 14.4484 | 225 |  |  | 0.069932 | 15.7348 | 0.17498 | 0.25768 |  |  |  |  | 15 | 0.071655
1360 | GUNSIGHT_8 | 1 | West | YES | 0.05943 | 0 | 0 | 120 |  | 1.01 | Wind | 1 | 0.065147 | 0 | 120 | 7.1316 | 120 |  |  | 0.065147 | 7.8177 | 0.18605 | 0.27002 |  |  |  |  | 16 | 0.07513
1327 | WILDHRSE_1G | 1 | West | YES | 0.057966 | 0 | 0 | 120 |  | 1 | Wind | 1 | 0.063683 | 0 | 120 | 6.9559 | 120 |  |  | 0.063683 | 7.642 | 0.19711 | 0.28209 |  |  |  |  | 17 | 0.078606
1320 | BSP 1 | 1 | West | YES | 0.055978 | 25.5 | 2.9 | 25.8 | 0 | 1 | Cogen | 1 | 0.061695 | 0 | 0 | 0 | 0 |  |  | 0.061695 | 0 | 0.19711 | 0.28209 |  |  |  |  | 18 | 0.082699
1037 | MORGAN5G_5G | 5 | West | YES | 0.055618 | 109.6 | 40 | 137 | 0 | 1.029 | GST | 1 | 0.061335 | 137 | 137 | 7.6197 | 137 |  |  | 0.061335 | 8.403 | 0.20975 | 0.29535 |  |  |  |  | 19 | 0.083976
1039 | MRGNAG_1G | A | West | YES | 0.055618 | 69 | 69 | 69 | 0 | 1.029 | GGT | 1 | 0.061335 | 69 | 69 | 3.8376 | 69 |  |  | 0.061335 | 4.2321 | 0.21611 | 0.30204 |  |  |  |  | 20 | 0.084975
1040 | MRGNBG_2G | B | West | YES | 0.055618 | 70 | 70 | 71 | 0 | 1.029 | GGT | 1 | 0.061335 | 71 | 71 | 3.9489 | 71 |  |  | 0.061335 | 4.3548 | 0.22266 | 0.30891 |  |  |  |  | 21 | 0.084975
1041 | MRGNCG_3G | C | West | YES | 0.055618 | 69 | 69 | 70 | 0 | 1.029 | GGT | 1 | 0.061335 | 70 | 70 | 3.8933 | 70 |  |  | 0.061335 | 4.2935 | 0.22911 | 0.31569 |  |  |  |  | 22 | 0.085608
1042 | MRGNDG_4G | D | West | YES | 0.055618 | 68 | 68 | 68 | 0 | 1.029 | GGT | 1 | 0.061335 | 68 | 68 | 3.782 | 68 |  |  | 0.061335 | 4.1708 | 0.23538 | 0.32227 |  |  |  |  | 23 | 0.085927
1043 | MRGNEG_5G | E | West | YES | 0.055618 | 68 | 68 | 70 | 0 | 1.029 | GGT | 1 | 0.061335 | 70 | 70 | 3.8933 | 70 |  |  | 0.061335 | 4.2935 | 0.24184 | 0.32905 |  |  |  |  | 24 | 0.086255
1044 | MRGNFG_6G | F | West | YES | 0.055618 | 66 | 66 | 66 | 0 | 1.029 | GGT | 1 | 0.061335 | 66 | 66 | 3.6708 | 66 |  |  | 0.061335 | 4.0481 | 0.24792 | 0.33544 |  |  |  |  | 25 | 0.086579
1333 | MCDDONAL_8 | 1 | West | YES | 0.054487 | 42.8 | 0 | 214.2 |  | 1.01 | Wind | 1 | 0.060204 | 0 | 214.2 | 11.6711 | 214.2 |  |  | 0.060204 | 12.8958 | 0.26768 | 0.3558 |  |  |  |  | 26 | 0.086893
1349 | WESTXWIN_1G | 1 | West | YES | 0.053941 | 1.3 | 0 | 6.6 |  | 1.014 | Wind | 1 | 0.059658 | 0 | 6.6 | 0.35601 | 6.6 |  |  | 0.059658 | 0.39375 | 0.26828 | 0.35643 |  |  |  |  | 27 | 0.087216
1350 | NWPWRG1_1G | 1 | West | YES | 0.053941 | 6.9 | 1 | 34.3 |  | 1.014 | Wind | 1 | 0.059658 | 0 | 34.3 | 1.8502 | 34.3 |  |  | 0.059658 | 2.0463 | 0.27145 | 0.35966 |  |  |  |  | 28 | 0.087521
1328 | OCOTILLO_1G | 1 | West | YES | 0.053815 | 11.6 | 0 | 58 |  | 1.01 | Wind | 1 | 0.059532 | 0 | 58 | 3.1213 | 58 |  |  | 0.059532 | 3.4529 | 0.2768 | 0.36511 |  |  |  |  | 29 | 0.088129
1326 | STANTONW_8 | 1 | West | YES | 0.051714 | 20.1 | 0 | 100.5 |  | 1.01 | Wind | 1 | 0.057431 | 0 | 100.5 | 5.1973 | 100.5 |  |  | 0.057431 | 5.7719 | 0.28606 | 0.37422 |  |  |  |  | 30 | 0.088142
11147 | NOTREES_1G | 1 | West | YES | 0.049251 | 29.8 | 0 | 149 | 0 | 1.017 | Wind | 1 | 0.054968 | 0 | 149 | 7.3384 | 149 |  |  | 0.054968 | 8.1903 | 0.2998 | 0.38715 |  |  |  |  | 31 | 0.088209
7038 | L_DELAWA1_1Y | 1 | West | YES | 0.048535 | 3.5 | 0 | 35 | 0 | 1 | Wind | 1 | 0.054252 | 0 | 35 | 1.6987 | 35 |  |  | 0.054252 | 1.8988 | 0.30303 | 0.39015 |  |  |  |  | 32 | 0.088312
7038 | L_DELAWA1_1Y | 2 | West | YES | 0.048535 | 3 | 0 | 30 | 0 | 1 | Wind | 1 | 0.054252 | 0 | 30 | 1.4561 | 30 |  |  | 0.054252 | 1.6276 | 0.3058 | 0.39272 |  |  |  |  | 33 | 0.088157
1002 | PBCTAGE_1G | A | West | YES | 0.048207 | 64 | 64 | 66 | 0 | 1.036 | GGT | 1 | 0.053924 | 66 | 66 | 3.1817 | 66 |  |  | 0.053924 | 3.559 | 0.31188 | 0.39834 |  |  |  |  | 34 | 0.087348
1003 | PBCTBGE_2G | B | West | YES | 0.048207 | 65 | 65 | 66 | 0 | 1.036 | GGT | 1 | 0.053924 | 66 | 66 | 3.1817 | 66 |  |  | 0.053924 | 3.559 | 0.31797 | 0.40396 |  |  |  |  | 35 | 0.087118
1004 | PBCTCGE_3G | C | West | YES | 0.048207 | 62 | 62 | 67 | 0 | 1.036 | GGT | 1 | 0.053924 | 67 | 67 | 3.2299 | 67 |  |  | 0.053924 | 3.6129 | 0.32415 | 0.40966 |  |  |  |  | 36 | 0.086921
1005 | PBCTDGE_4G | D | West | YES | 0.048207 | 65 | 65 | 68 | 0 | 1.036 | GGT | 1 | 0.053924 | 68 | 68 | 3.2781 | 68 |  |  | 0.053924 | 3.6669 | 0.33042 | 0.41545 |  |  |  |  | 37 | 0.086454
1006 | PBCTEGE_5G | E | West | YES | 0.048207 | 65 | 65 | 67 | 0 | 1.036 | GGT | 1 | 0.053924 | 67 | 67 | 3.2299 | 67 |  |  | 0.053924 | 3.6129 | 0.3366 | 0.42115 |  |  |  |  | 38 | 0.085987
1007 | PB5GEN_6G | 5 | West | YES | 0.048207 | 91.2 | 40 | 114 | 0 | 1.036 | GST | 1 | 0.053924 | 114 | 114 | 5.4956 | 114 |  |  | 0.053924 | 6.1474 | 0.34711 | 0.43086 |  |  |  |  | 39 | 0.085512
1008 | PB6GEN_7G | 6 | West | YES | 0.048207 | 515 | 130 | 515 | 0 | 1.036 | GST | 1 | 0.053924 | 515 | 515 | 24.8266 | 515 |  |  | 0.053924 | 27.7711 | 0.3946 | 0.47471 |  |  |  |  | 40 | 0.085031
71051 | L_BITTCR1_1N | W1 | West | YES | 0.047441 | 7.5 | 0 | 37.5 |  | 1.02 | Wind | 1 | 0.053158 | 0 | 37.5 | 1.779 | 37.5 |  |  | 0.053158 | 1.9934 | 0.39806 | 0.47785 |  |  |  |  | 41 | 0.084557
71054 | L_SWEETW1_1N | W1 | West | YES | 0.047441 | 21.5 | 0 | 107.5 |  | 1.02 | Wind | 1 | 0.053158 | 0 | 107.5 | 5.0999 | 107.5 |  |  | 0.053158 | 5.7145 | 0.40797 | 0.48687 |  |  |  |  | 42 | 0.08375
71057 | L_SWEETW1_2N | W1 | West | YES | 0.047441 | 27 | 0 | 135 |  | 1.02 | Wind | 1 | 0.053158 | 0 | 135 | 6.4045 | 135 |  |  | 0.053158 | 7.1764 | 0.42042 | 0.4982 |  |  |  |  | 43 | 0.080103
71059 | L_SWEETW1_3N | W1 | West | YES | 0.047441 | 23.8 | 0 | 119 | 0 | 1.02 | Wind | 1 | 0.053158 | 0 | 119 | 5.6455 | 119 |  |  | 0.053158 | 6.3259 | 0.4314 | 0.50819 |  |  |  |  | 44 | 0.079793
71060 | L_SWEETW1_4N | W1 | West | YES | 0.047441 | 21 | 0 | 105 | 0 | 1.02 | Wind | 1 | 0.053158 | 0 | 105 | 4.9813 | 105 |  |  | 0.053158 | 5.5816 | 0.44108 | 0.517 |  |  |  |  | 45 | 0.078902
71061 | L_SWEETW1_5N | W1 | West | YES | 0.047441 | 16.1 | 0 | 80.5 | 0 | 1.02 | Wind | 1 | 0.053158 | 0 | 80.5 | 3.819 | 80.5 |  |  | 0.053158 | 4.2793 | 0.4485 | 0.52376 |  |  |  |  | 46 | 0.077783
11020 | TIEHVSG_1G | 1 | West | YES | 0.047332 | 208.2 | 63 | 208.2 | 0 | 1.012 | CC | 1 | 0.053049 | 208.2 | 208.2 | 9.8545 | 208.2 |  |  | 0.053049 | 11.0449 | 0.4677 | 0.5412 |  |  |  |  | 47 | 0.076796
11021 | TIEHVCG_1G | 1 | West | YES | 0.047332 | 142.1 | 103 | 142.1 | 0 | 1.012 | CC | 1 | 0.053049 | 142.1 | 142.1 | 6.7259 | 142.1 |  |  | 0.053049 | 7.5383 | 0.48081 | 0.5531 |  |  |  |  | 48 | 0.075926
11022 | TIEHVCG_2G | 1 | West | YES | 0.047332 | 132.4 | 103 | 132.4 | 0 | 1.012 | CC | 1 | 0.053049 | 132.4 | 132.4 | 6.2668 | 132.4 |  |  | 0.053049 | 7.0238 | 0.49301 | 0.56419 |  |  |  |  | 49 | 0.075259
11023 | TIEHVCG_3G | 1 | West | YES | 0.047332 | 137.4 | 103 | 137.4 | 0 | 1.012 | CC | 1 | 0.053049 | 137.4 | 137.4 | 6.5034 | 137.4 |  |  | 0.053049 | 7.289 | 0.50569 | 0.5757 |  |  |  |  | 50 | 0.073497
11024 | TIEHVCG_4G | 1 | West | YES | 0.047332 | 147 | 103 | 147 | 0 | 1.012 | CC | 1 | 0.053049 | 147 | 147 | 6.9578 | 147 |  |  | 0.053049 | 7.7983 | 0.51924 | 0.58801 |  |  |  |  | 51 | 0.072295
11025 | TIEHVSG_2G | 1 | West | YES | 0.047332 | 213.2 | 63 | 213.2 | 0 | 1.012 | CC | 1 | 0.053049 | 213.2 | 213.2 | 10.0912 | 213.2 |  |  | 0.053049 | 11.3102 | 0.5389 | 0.60587 |  |  |  |  | 52 | 0.071174
11001 | NAV1CT | 1 | West | YES | 0.047324 | 70.4 | 18 | 70.4 | 0 | 1.029 | CC | 1 | 0.053041 | 70.4 | 70.4 | 3.3316 | 70.4 |  |  | 0.053041 | 3.7341 | 0.54539 | 0.61176 |  |  |  |  | 53 | 0.070012
11009 | NAV2CT | 1 | West | YES | 0.047324 | 71.4 | 18 | 71.4 | 0 | 1.029 | CC | 1 | 0.053041 | 71.4 | 71.4 | 3.3789 | 71.4 |  |  | 0.053041 | 3.7872 | 0.55198 | 0.61774 |  |  |  |  | 54 | 0.068768
11011 | NAV3ST | 1 | West | YES | 0.047324 | 92.8 | 40 | 92.8 | 0 | 1.029 | CC | 1 | 0.053041 | 92.8 | 92.8 | 4.3917 | 92.8 |  |  | 0.053041 | 4.9223 | 0.56054 | 0.62551 |  |  |  |  | 55 | 0.066964
11012 | NAV4CT | 1 | West | YES | 0.047324 | 80 | 18 | 80 | 0 | 1.029 | CC | 1 | 0.053041 | 80 | 80 | 3.7859 | 80 |  |  | 0.053041 | 4.2433 | 0.56791 | 0.63221 |  |  |  |  | 56 | 0.066367
11013 | NAV5CT | 1 | West | YES | 0.047324 | 80 | 18 | 80 | 0 | 1.029 | CC | 1 | 0.053041 | 80 | 80 | 3.7859 | 80 |  |  | 0.053041 | 4.2433 | 0.57529 | 0.63891 |  |  |  |  | 57 | 0.065762
11014 | NAV6ST | 1 | West | YES | 0.047324 | 115 | 40 | 115 | 0 | 1.029 | CC | 1 | 0.053041 | 115 | 115 | 5.4423 | 115 |  |  | 0.053041 | 6.0998 | 0.58589 | 0.64854 |  |  |  |  | 58 | 0.064976
1416 | SWETWATR_1G | 1 | West | YES | 0.047026 | 30 | 18 | 30 | 0 | 1.026 | CC | 1 | 0.052743 | 30 | 30 | 1.4108 | 30 |  |  | 0.052743 | 1.5823 | 0.58866 | 0.65104 |  |  |  |  | 59 | 0.064298
1417 | SWETWATR_2G | 2 | West | YES | 0.047026 | 72 | 36 | 72 | 0 | 1.026 | CC | 1 | 0.052743 | 72 | 72 | 3.3859 | 72 |  |  | 0.052743 | 3.7975 | 0.5953 | 0.65703 |  |  |  |  | 60 | 0.06362
1418 | SWETWATR_3G | 3 | West | YES | 0.047026 | 68 | 36 | 68 | 0 | 1.026 | CC | 1 | 0.052743 | 68 | 68 | 3.1978 | 68 |  |  | 0.052743 | 3.5866 | 0.60157 | 0.6627 |  |  |  |  | 61 | 0.062646
1419 | SWETWATR_4G | 4 | West | YES | 0.047026 | 61 | 36 | 61 | 0 | 1.026 | CC | 1 | 0.052743 | 61 | 61 | 2.8686 | 61 |  |  | 0.052743 | 3.2174 | 0.6072 | 0.66778 |  |  |  |  | 62 | 0.062377
1045 | CALENG1G_1G | 1 | West | YES | 0.046803 | 73.4 | 27 | 73.4 | 0 | 1.014 | Cogen | 1 | 0.05252 | 0 | 0 | 0 | 0 |  |  | 0.05252 | 0 | 0.6072 | 0.66778 |  |  |  |  | 63 | 0.061733
1046 | CALENG2G_2G | 2 | West | YES | 0.046803 | 73.4 | 27 | 73.4 | 0 | 1.014 | Cogen | 1 | 0.05252 | 0 | 0 | 0 | 0 |  |  | 0.05252 | 0 | 0.6072 | 0.66778 |  |  |  |  | 64 | 0.061125
1047 | CALENG3G_3G | 3 | West | YES | 0.046803 | 70.4 | 27 | 70.4 | 0 | 1.014 | Cogen | 1 | 0.05252 | 0 | 0 | 0 | 0 |  |  | 0.05252 | 0 | 0.6072 | 0.66778 |  |  |  |  | 65 | 0.06058
1058 | LONGSHORE_5 | 1 | West | YES | 0.046517 | 30 | 0 | 150 |  | 1.01 | Wind | 1 | 0.052234 | 0 | 150 | 6.9775 | 150 |  |  | 0.052234 | 7.8352 | 0.62103 | 0.68015 |  |  |  |  | 66 | 0.06058
1058 | LONGSHORE_5 | 2 | West | YES | 0.046517 | 44 | 0 | 220 |  | 1.01 | Wind | 1 | 0.052234 | 0 | 220 | 10.2337 | 220 |  |  | 0.052234 | 11.4916 | 0.64132 | 0.69829 |  |  |  |  | 67 | 0.06058
11065 | ELBOWCK_1G | 1 | West | YES | 0.046517 | 23.4 | 0 | 121.9 | 0 | 1 | Wind | 1 | 0.052234 | 0 | 121.9 | 5.6704 | 121.9 |  |  | 0.052234 | 6.3674 | 0.65256 | 0.70834 |  |  |  |  | 68 | 0.06058
60007 | KING_SW1A | 1 | West | YES | 0.045289 | 20 | 0 | 80 |  | 1.03 | Wind | 1 | 0.051006 | 0 | 80 | 3.6231 | 80 |  |  | 0.051006 | 4.0805 | 0.65993 | 0.71478 |  |  |  |  | 69 | 0.059117
60019 | KING_NW1A | 1 | West | YES | 0.045289 | 20 | 0 | 80 |  | 1.03 | Wind | 1 | 0.051006 | 0 | 80 | 3.6231 | 80 |  |  | 0.051006 | 4.0805 | 0.66731 | 0.72123 |  |  |  |  | 70 | 0.056973
60201 | RIO DRCS | F | West | YES | 0.045181 | 0 | 0 | 0 | 0 | 1.025 | AVR | 1 | 0.050898 | 0 | 0 | 0 | 0 |  |  | 0.050898 | 0 | 0.66731 | 0.72123 |  |  |  |  | 71 | 0.055785
60058 | BUFF_GAP1A | 1 | West | YES | 0.045126 | 24 | 0 | 120 |  | 1 | Wind | 1 | 0.050843 | 0 | 120 | 5.4151 | 120 |  |  | 0.050843 | 6.1012 | 0.67838 | 0.73086 |  |  |  |  | 72 | 0.05485
60060 | CIRELLO | 1 | West | YES | 0.045126 | 46.6 | 0 | 233 | 0 | 1 | Wind | 1 | 0.050843 | 0 | 233 | 10.5144 | 233 |  |  | 0.050843 | 11.8465 | 0.69986 | 0.74956 |  |  |  |  | 73 | 0.053915
60063 | BUFF_GAP1B | 1 | West | YES | 0.045126 | 34 | 0 | 170.2 | 0 | 1.02 | Wind | 1 | 0.050843 | 0 | 170.2 | 7.6804 | 170.2 |  |  | 0.050843 | 8.6536 | 0.71556 | 0.76323 |  |  |  |  | 74 | 0.053915
60066 | H_HOLLOW1A | 1 | West | YES | 0.045126 | 44.4 | 0 | 222 | 0 | 1.005 | Wind | 1 | 0.050843 | 0 | 222 | 10.018 | 222 |  |  | 0.050843 | 11.2873 | 0.73603 | 0.78105 |  |  |  |  | 75 | 0.052481
60068 | HHOLLOW21A | 1 | West | YES | 0.045126 | 36.8 | 0 | 184 | 0 | 1.025 | Wind | 1 | 0.050843 | 0 | 184 | 8.3032 | 184 |  |  | 0.050843 | 9.3552 | 0.753 | 0.79582 |  |  |  |  | 76 | 0.049698
60070 | HHOLLOW31A | 1 | West | YES | 0.045126 | 44.8 | 0 | 224 | 0 | 1.025 | Wind | 1 | 0.050843 | 0 | 224 | 10.1082 | 224 |  |  | 0.050843 | 11.3889 | 0.77366 | 0.8138 |  |  |  |  | 77 | 0.047666
60072 | HHOLLOW41A | 1 | West | YES | 0.045126 | 23 | 0 | 115 | 0 | 1.025 | Wind | 1 | 0.050843 | 0 | 115 | 5.1895 | 115 |  |  | 0.050843 | 5.847 | 0.78426 | 0.82303 |  |  |  |  | 78 | 0.045014
6016 | SWMESA | 1 | West | YES | 0.045121 | 18.8 | 0 | 75 |  | 1.03 | Wind | 1 | 0.050838 | 0 | 75 | 3.3841 | 75 |  |  | 0.050838 | 3.8129 | 0.79118 | 0.82905 |  |  |  |  | 79 | 0.042816
60003 | KING_NE1A | 1 | West | YES | 0.045121 | 20 | 0 | 80 |  | 1.03 | Wind | 1 | 0.050838 | 0 | 80 | 3.6097 | 80 |  |  | 0.050838 | 4.0671 | 0.79855 | 0.83547 |  |  |  |  | 80 | 0.040141
60005 | KING_SE1A | 1 | West | YES | 0.045121 | 10 | 0 | 40 |  | 1.035 | Wind | 1 | 0.050838 | 0 | 40 | 1.8048 | 40 |  |  | 0.050838 | 2.0335 | 0.80224 | 0.83868 |  |  |  |  | 81 | 0.038767
60016 | WOODWRD11A | 1 | West | YES | 0.045093 | 20 | 0 | 80 |  | 1.033 | Wind | 1 | 0.05081 | 0 | 80 | 3.6074 | 80 |  |  | 0.05081 | 4.0648 | 0.80962 | 0.8451 |  |  |  |  | 82 | 0.037871
38332 | TNWDWRDU2_8 | 1 | West | YES | 0.045086 | 20 | 0 | 80 | 0 | 1.0232 | Wind | 1 | 0.050803 | 0 | 80 | 3.6069 | 80 |  |  | 0.050803 | 4.0643 | 0.817 | 0.85151 |  |  |  |  | 83 | 0.036915
38437 | TNSRBNMESA9 | 1 | West | YES | 0.045058 | 37.5 | 0 | 150 | 0 | 1.02 | Wind | 1 | 0.050775 | 0 | 150 | 6.7587 | 150 |  |  | 0.050775 | 7.6163 | 0.83083 | 0.86354 |  |  |  |  | 84 | 0.036437
60017 | ORNNWP1 | 1 | West | YES | 0.044126 | 20 | 0 | 80 |  | 1.027 | Wind | 1 | 0.049843 | 0 | 80 | 3.5301 | 80 |  |  | 0.049843 | 3.9875 | 0.83821 | 0.86983 |  |  |  |  | 85 | 0.035477
60018 | DSKY1 | 1 | West | YES | 0.043812 | 21 | 0 | 84 | 0 | 1.023 | Wind | 1 | 0.049529 | 0 | 84 | 3.6802 | 84 |  |  | 0.049529 | 4.1605 | 0.84595 | 0.8764 |  |  |  |  | 86 | 0.034516
60000 | DSKY2 | 1 | West | YES | 0.043772 | 19.1 | 0 | 76.5 |  | 1.039 | Wind | 1 | 0.049489 | 0 | 76.5 | 3.3486 | 76.5 |  |  | 0.049489 | 3.7859 | 0.85301 | 0.88238 |  |  |  |  | 87 | 0.032709
76031 | L_GASCCR1_1N | W1 | West | YES | 0.043551 | 30 | 0 | 150 |  | 1.02 | Wind | 1 | 0.049268 | 0 | 150 | 6.5327 | 150 |  |  | 0.049268 | 7.3903 | 0.86684 | 0.89405 |  |  |  |  | 88 | 0.031627
76091 | L_DIVIDE1_1N | W1 | West | YES | 0.043015 | 22.5 | 0 | 112.5 |  | 1.02 | Wind | 1 | 0.048732 | 0 | 112.5 | 4.8392 | 112.5 |  |  | 0.048732 | 5.4824 | 0.87721 | 0.9027 |  |  |  |  | 89 | 0.030449
76095 | L_CAPRSI1_1N | W1 | West | YES | 0.043015 | 29.9 | 0 | 149.5 | 0 | 1.02 | Wind | 1 | 0.048732 | 0 | 149.5 | 6.4307 | 149.5 |  |  | 0.048732 | 7.2855 | 0.891 | 0.91421 |  |  |  |  | 90 | 0.029372
76096 | L_CAPRSI1_2N | W1 | West | YES | 0.043015 | 37.2 | 0 | 186 | 0 | 1.02 | Wind | 1 | 0.048732 | 0 | 186 | 8.0008 | 186 |  |  | 0.048732 | 9.0642 | 0.90815 | 0.92852 |  |  |  |  | 91 | 0.027207
76097 | L_CAPRGE1_1N | W1 | West | YES | 0.043015 | 42.9 | 0 | 214.5 | 0 | 1.02 | Wind | 1 | 0.048732 | 0 | 214.5 | 9.2267 | 214.5 |  |  | 0.048732 | 10.4531 | 0.92793 | 0.94502 |  |  |  |  | 92 | 0.025489
60202 | FRNDDRCS | F | West | YES | 0.039073 | 0 | 0 | 0 | 0 | 0.9985 | AVR | 1 | 0.04479 | 0 | 0 | 0 | 0 |  |  | 0.04479 | 0 | 0.92793 | 0.94502 |  |  |  |  | 93 | 0.023205
11056 | ROSCOE_1G | 1 | West | YES | 0.038843 | 41.8 | 0 | 209 |  | 1 | Wind | 1 | 0.04456 | 0 | 209 | 8.1182 | 209 |  |  | 0.04456 | 9.3131 | 0.94721 | 0.95972 |  |  |  |  | 94 | 0.020363
11057 | CHAMPION_1G | 1 | West | YES | 0.038843 | 25.3 | 0 | 126.5 |  | 1 | Wind | 1 | 0.04456 | 0 | 126.5 | 4.9136 | 126.5 |  |  | 0.04456 | 5.6369 | 0.95887 | 0.96862 |  |  |  |  | 95 | 0.017086
11058 | PYRON_1G | 1 | West | YES | 0.038843 | 49.8 | 0 | 249 |  | 1 | Wind | 1 | 0.04456 | 0 | 249 | 9.6719 | 249 |  |  | 0.04456 | 11.0956 | 0.98183 | 0.98614 |  |  |  |  | 96 | 0.017086
11059 | INADALE_1G | 1 | West | YES | 0.038843 | 39.4 | 0 | 197 |  | 1 | Wind | 1 | 0.04456 | 0 | 197 | 7.6521 | 197 |  |  | 0.04456 | 8.7784 | 1 | 1 |  |  |  |  | 97 | 0.012517
6100 | OKLA7A | EQ | West | YES | 0.024216 | 50 | -220 | 220 | 0 | 1.035 | DCTie | 1 | 0.029933 | 0 | 0 | 0 | 0 |  |  | 0.029933 | 0 | 1 | 1 |  |  |  |  | 98 | 0.0097512
6752 | OKLA0A | 1 | West | YES | 0.024216 | 649.7 | 175 | 649.7 | 0 | 1.035 | LIGCO | 1 | 0.029933 | 0 | 649.7 | 15.7331 | 649.7 |  |  | 0.029933 | 19.4478 | 1.0599 | 1.0307 |  |  |  |  | 99 | 0.0043071
1437 | MESQUITW_1G | 1 | North | YES | 0.048159 | 40 | 0 | 400 | 0 | 1.023 | Wind | -1 | 0.0029226 | 0 | 400 |  |  | 0 | 0 | -0.0029226 | 0 | [6 empty] | 100 | 0
1438 | MESQUITW_2G | 1 | North | YES | 0.048155 | 23.6 | 0 | 236 |  | 1.017 | Wind | -1 | 0.0029266 | 0 | 236 |  |  | 0 | 0 | -0.0029266 | 0 | [6 empty] | 101 | 0
1442 | COKFIELD_5 | 1 | North | YES | 0.048155 | 16.5 | 0 | 165 |  | 1.029 | Wind | -1 | 0.0029266 | 0 | 165 |  |  | 0 | 0 | -0.0029266 | 0 | [6 empty] | 102 | -0.029208
8032 | AMISTADHYD1 | 1 | South | YES | 0.01335 | 33 | 13 | 33 | 0 | 1.03 | Hydro | -1 | 0.037732 | 0 | 0 |  |  |  |  | -0.037732 | 0 | [6 empty] | 103 | 0
8033 | AMISTADHYD2 | 2 | South | YES | 0.01335 | 25 | 13 | 25 | 0 | 1.03 | Hydro | -1 | 0.037732 | 0 | 0 |  |  |  |  | -0.037732 | 0 | [6 empty] | 104 | 0
88253 | HAMILTON | F | South | YES | 0.01335 | 0 | 0 | 0 | 0 | 1.04 | BLT | -1 | 0.037732 | 0 | 0 |  |  |  |  | -0.037732 | 0 | [6 empty] | 105 | 0
8262 | ELPS | 1 | South | YES | 0.009577 | 6 | 6 | 6 | 0 | 1.15 | Hydro | -1 | 0.041505 | 0 | 0 |  |  |  |  | -0.041505 | 0 | [6 empty] | 106 | 0
7026 | L_INKSDA1_1Y | 1 | South | YES | 0.002115 | 0 | 0 | 13.7 |  | 1 | Hydro | -1 | 0.048967 | 0 | 0 |  |  |  |  | -0.048967 | 0 | [6 empty] | 107 | 0
58909 | PEARSALLSCG1 | 3 | South | YES | 0.001752 | 0 | 0 | 8.4 |  | 1.027 | Diesel | -1 | 0.04933 | 8.4 | 8.4 |  |  |  |  | -0.04933 | -0.41437 | [6 empty] | 108 | 0
58909 | PEARSALLSCG1 | 4 | South | YES | 0.001752 | 0 | 0 | 8.4 |  | 1.027 | Diesel | -1 | 0.04933 | 8.4 | 8.4 |  |  |  |  | -0.04933 | -0.41437 | [6 empty] | 109 | 0
58909 | PEARSALLSCG1 | 6 | South | YES | 0.001752 | 0 | 0 | 8.4 |  | 1.027 | Diesel | -1 | 0.04933 | 8.4 | 8.4 |  |  |  |  | -0.04933 | -0.41437 | [6 empty] | 110 | 0
58909 | PEARSALLSCG1 | 5 | South | YES | 0.001752 | 0 | 0 | 8.4 |  | 1.027 | Diesel | -1 | 0.04933 | 8.4 | 8.4 |  |  |  |  | -0.04933 | -0.41437 | [6 empty] | 111 | 0
58909 | PEARSALLSCG1 | 1 | South | YES | 0.001752 | 0 | 0 | 8.4 |  | 1.027 | Diesel | -1 | 0.04933 | 8.4 | 8.4 |  |  |  |  | -0.04933 | -0.41437 | [6 empty] | 112 | 0
58909 | PEARSALLSCG1 | 2 | South | YES | 0.001752 | 0 | 0 | 8.4 |  | 1.027 | Diesel | -1 | 0.04933 | 8.4 | 8.4 |  |  |  |  | -0.04933 | -0.41437 | [6 empty] | 113 | 0
58919 | PEARSALLSCG2 | 5 | South | YES | 0.001752 | 0 | 0 | 8.4 |  | 1.027 | Diesel | -1 | 0.04933 | 8.4 | 8.4 |  |  |  |  | -0.04933 | -0.41437 | [6 empty] | 114 | 0
58919 | PEARSALLSCG2 | 6 | South | YES | 0.001752 | 0 | 0 | 8.4 |  | 1.027 | Diesel | -1 | 0.04933 | 8.4 | 8.4 |  |  |  |  | -0.04933 | -0.41437 | [6 empty] | 115 | 0
58919 | PEARSALLSCG2 | 1 | South | YES | 0.001752 | 0 | 0 | 8.4 |  | 1.027 | Diesel | -1 | 0.04933 | 8.4 | 8.4 |  |  |  |  | -0.04933 | -0.41437 | [6 empty] | 116 | 0
58919 | PEARSALLSCG2 | 2 | South | YES | 0.001752 | 0 | 0 | 8.4 |  | 1.027 | Diesel | -1 | 0.04933 | 8.4 | 8.4 |  |  |  |  | -0.04933 | -0.41437 | [6 empty] | 117 | 0
58919 | PEARSALLSCG2 | 4 | South | YES | 0.001752 | 0 | 0 | 8.4 |  | 1.027 | Diesel | -1 | 0.04933 | 8.4 | 8.4 |  |  |  |  | -0.04933 | -0.41437 | [6 empty] | 118 | 0
58919 | PEARSALLSCG2 | 3 | South | YES | 0.001752 | 0 | 0 | 8.4 |  | 1.027 | Diesel | -1 | 0.04933 | 8.4 | 8.4 |  |  |  |  | -0.04933 | -0.41437 | [6 empty] | 119 | 0
58929 | PEARSALLSCG3 | 4 | South | YES | 0.001752 | 0 | 0 | 8.4 |  | 1.027 | Diesel | -1 | 0.04933 | 8.4 | 8.4 |  |  |  |  | -0.04933 | -0.41437 | [6 empty] | 120 | 0
58929 | PEARSALLSCG3 | 6 | South | YES | 0.001752 | 0 | 0 | 8.4 |  | 1.027 | Diesel | -1 | 0.04933 | 8.4 | 8.4 |  |  |  |  | -0.04933 | -0.41437 | [6 empty] | 121 | 0
58929 | PEARSALLSCG3 | 2 | South | YES | 0.001752 | 0 | 0 | 8.4 |  | 1.027 | Diesel | -1 | 0.04933 | 8.4 | 8.4 |  |  |  |  | -0.04933 | -0.41437 | [6 empty] | 122 | 0
58929 | PEARSALLSCG3 | 5 | South | YES | 0.001752 | 0 | 0 | 8.4 |  | 1.027 | Diesel | -1 | 0.04933 | 8.4 | 8.4 |  |  |  |  | -0.04933 | -0.41437 | [6 empty] | 123 | 0
58929 | PEARSALLSCG3 | 1 | South | YES | 0.001752 | 0 | 0 | 8.4 |  | 1.027 | Diesel | -1 | 0.04933 | 8.4 | 8.4 |  |  |  |  | -0.04933 | -0.41437 | [6 empty] | 124 | 0
58929 | PEARSALLSCG3 | 3 | South | YES | 0.001752 | 0 | 0 | 8.4 |  | 1.027 | Diesel | -1 | 0.04933 | 8.4 | 8.4 |  |  |  |  | -0.04933 | -0.41437 | [6 empty] | 125 | 0
58949 | PEARSALLSCG4 | 3 | South | YES | 0.001752 | 0 | 0 | 8.4 |  | 1.027 | Diesel | -1 | 0.04933 | 8.4 | 8.4 |  |  |  |  | -0.04933 | -0.41437 | [6 empty] | 126 | 0
58949 | PEARSALLSCG4 | 2 | South | YES | 0.001752 | 0 | 0 | 8.4 |  | 1.027 | Diesel | -1 | 0.04933 | 8.4 | 8.4 |  |  |  |  | -0.04933 | -0.41437 | [6 empty] | 127 | 0
58949 | PEARSALLSCG4 | 1 | South | YES | 0.001752 | 0 | 0 | 8.4 |  | 1.027 | Diesel | -1 | 0.04933 | 8.4 | 8.4 |  |  |  |  | -0.04933 | -0.41437 | [6 empty] | 128 | 0
58949 | PEARSALLSCG4 | 4 | South | YES | 0.001752 | 0 | 0 | 8.4 |  | 1.027 | Diesel | -1 | 0.04933 | 8.4 | 8.4 |  |  |  |  | -0.04933 | -0.41437 | [6 empty] | 129 | 0
58949 | PEARSALLSCG4 | 6 | South | YES | 0.001752 | 0 | 0 | 8.4 |  | 1.027 | Diesel | -1 | 0.04933 | 8.4 | 8.4 |  |  |  |  | -0.04933 | -0.41437 | [6 empty] | 130 | 0
58949 | PEARSALLSCG4 | 5 | South | YES | 0.001752 | 0 | 0 | 8.4 |  | 1.027 | Diesel | -1 | 0.04933 | 8.4 | 8.4 |  |  |  |  | -0.04933 | -0.41437 | [6 empty] | 131 | 0
80265 | LARECU40A | 4 | South | YES | 0.001347 | 80 | 0 | 100 |  | 1.039 | GGT | -1 | 0.049735 | 100 | 100 |  |  |  |  | -0.049735 | -4.9735 | [6 empty] | 132 | 0
80266 | LARECU50A | 5 | South | YES | 0.001347 | 80 | 0 | 100 |  | 1.039 | GGT | -1 | 0.049735 | 100 | 100 |  |  |  |  | -0.049735 | -4.9735 | [6 empty] | 133 | 0
80012 | LAR | F | South | YES | 0.001346 | 0 | 0 | 0 | 0 | 1.04 | DCTie | -1 | 0.049736 | 0 | 0 |  |  |  |  | -0.049736 | 0 | [6 empty] | 134 | 0
7022 | L_BUCHAN1_1Y | 1 | South | YES | 0.001291 | 0 | 0 | 18 |  | 1 | Hydro | -1 | 0.049791 | 0 | 0 |  |  |  |  | -0.049791 | 0 | [6 empty] | 135 | 0
7023 | L_BUCHAN1_2Y | 2 | South | YES | 0.001291 | 0 | 0 | 18 |  | 1 | Hydro | -1 | 0.049791 | 0 | 0 |  |  |  |  | -0.049791 | 0 | [6 empty] | 136 | 0
7024 | L_BUCHAN1_3Y | 3 | South | YES | 0.001291 | 0 | 0 | 15 |  | 1 | Hydro | -1 | 0.049791 | 0 | 0 |  |  |  |  | -0.049791 | 0 | [6 empty] | 137 | 0
7000 | L_FERGUS1_1Y | 1 | South | YES | 0.001245 | 400 | 65 | 423.3 | 0 | 1.015 | GSC | -1 | 0.049837 | 423.3 | 423.3 |  |  |  |  | -0.049837 | -21.0959 | [6 empty] | 138 | 0
5890 | PEARSALLGEN1 | 1 | South | YES | 0.001235 | 19.2 | 6 | 24 | 0 | 1.0226 | GST | -1 | 0.049847 | 24 | 24 |  |  |  |  | -0.049847 | -1.1963 | [6 empty] | 139 | 0
5891 | PEARSALLGEN2 | 1 | South | YES | 0.001235 | 19.4 | 6 | 24.3 | 0 | 1.0226 | GST | -1 | 0.049847 | 24.3 | 24.3 |  |  |  |  | -0.049847 | -1.2113 | [6 empty] | 140 | 0
5892 | PEARSALLGEN3 | 1 | South | YES | 0.001235 | 19.1 | 6 | 23.9 | 0 | 1.0226 | GST | -1 | 0.049847 | 23.9 | 23.9 |  |  |  |  | -0.049847 | -1.1913 | [6 empty] | 141 | 0
7035 | L_WIRTZ_1G1Y | 1 | South | YES | 0.001109 | 0 | 0 | 29 |  | 1 | Hydro | -1 | 0.049973 | 0 | 0 |  |  |  |  | -0.049973 | 0 | [6 empty] | 142 | 0
7036 | L_WIRTZ_1G2Y | 2 | South | YES | 0.001109 | 0 | 0 | 29.7 |  | 1 | Hydro | -1 | 0.049973 | 0 | 0 |  |  |  |  | -0.049973 | 0 | [6 empty] | 143 | 0
7028 | L_MARBFA1_1Y | 1 | South | YES | 0.000684 | 0 | 0 | 18 |  | 1 | Hydro | -1 | 0.050398 | 0 | 0 |  |  |  |  | -0.050398 | 0 | [6 empty] | 144 | 0
7029 | L_MARBFA1_2Y | 2 | South | YES | 0.000684 | 0 | 0 | 18 |  | 1 | Hydro | -1 | 0.050398 | 0 | 0 |  |  |  |  | -0.050398 | 0 | [6 empty] | 145 | 0
88299 | ZAPATA | F | South | YES | 0.000545 | 0 | 0 | 0 | 0 | 1.02 | BLT | -1 | 0.050537 | 0 | 0 |  |  |  |  | -0.050537 | 0 | [6 empty] | 146 | 0
5728 | FALCONHYDRO2 | 2 | South | YES | 2e-06 | 12 | 0 | 12 | 0 | 1.0234 | Hydro | -1 | 0.05108 | 0 | 0 |  |  |  |  | -0.05108 | 0 | [6 empty] | 147 | 0
5729 | FALCONHYDRO3 | 3 | South | YES | 2e-06 | 11 | 0 | 11 | 0 | 1.0234 | Hydro | -1 | 0.05108 | 0 | 0 |  |  |  |  | -0.05108 | 0 | [6 empty] | 148 | 0
8048 | FALCONHYDRO1 | 1 | South | YES | 2e-06 | 12 | 0 | 12 | 0 | 1.0234 | Hydro | -1 | 0.05108 | 0 | 0 |  |  |  |  | -0.05108 | 0 | [6 empty] | 149 | 0
5934 | SI_RAY5 | 5 | South | YES | 0 | 0 | 10 | 15 |  | 1.035 | GST | -1 | 0.051082 | 15 | 15 |  |  |  |  | -0.051082 | -0.76622 | [6 empty] | 150 | 0
8139 | JOS #1 | MB | South | YES | 0 | 0 | 45 | 255 |  | 1.02 | GST | -1 | 0.051082 | 0 | 0 |  |  |  |  | -0.051082 | 0 | [6 empty] | 151 | 0
8285 | LAR #1 | MB | South | YES | 0 | 0 | 9 | 32 |  | 1.0497 | GST | -1 | 0.051082 | 0 | 0 |  |  |  |  | -0.051082 | 0 | [6 empty] | 152 | 0
8287 | LAR #2 | MB | South | YES | 0 | 0 | 9 | 32 |  | 1.04 | GST | -1 | 0.051082 | 0 | 0 |  |  |  |  | -0.051082 | 0 | [6 empty] | 153 | 0
8288 | LAR #3 | MB | South | YES | 0 | 0 | 25 | 105 |  | 1.04 | GST | -1 | 0.051082 | 0 | 0 |  |  |  |  | -0.051082 | 0 | [6 empty] | 154 | 0
8388 | BATES0A | MB | South | YES | 0 | 0 | 21 | 71 |  | 1.033 | GST | -1 | 0.051082 | 0 | 0 |  |  |  |  | -0.051082 | 0 | [6 empty] | 155 | 0
8393 | BATES0B | MB | South | YES | 0 | 0 | 25 | 110 |  | 1.03 | GST | -1 | 0.051082 | 0 | 0 |  |  |  |  | -0.051082 | 0 | [6 empty] | 156 | 0
8437 | NUECES_B0C | MB | South | YES | 0 | 0 | 7 | 30 |  | 1.03 | GST | -1 | 0.051082 | 0 | 0 |  |  |  |  | -0.051082 | 0 | [6 empty] | 157 | 0
8438 | NUECES_B0B | MB | South | YES | 0 | 0 | 26 | 169 |  | 1.03 | GST | -1 | 0.051082 | 0 | 0 |  |  |  |  | -0.051082 | 0 | [6 empty] | 158 | 0
39190 | TNSLCGN1__8 | 1 | Houston | YES | 0 | 0 | 10 | 30 |  | 1.03 | Cogen | -1 | 0.051082 | 0 | 0 |  |  |  |  | -0.051082 | 0 | [6 empty] | 159 | 0
88508 | FALFURRI | F | South | YES | -8.5e-05 | 0 | 0 | 0 | 0 | 1 | AVR | -1 | 0.051167 | 0 | 0 |  |  |  |  | -0.051167 | 0 | [6 empty] | 160 | 0
5264 | LEON_LCP3G3 | 3 | South | YES | -0.000431 | 0 | 20 | 58 |  | 1.0197 | GST | -1 | 0.051513 | 58 | 58 |  |  |  |  | -0.051513 | -2.9877 | [6 empty] | 161 | 0
5265 | LEON_LCP4G4 | 4 | South | YES | -0.000431 | 89 | 25 | 89 | 0 | 1.0197 | GST | -1 | 0.051513 | 89 | 89 |  |  |  |  | -0.051513 | -4.5846 | [6 empty] | 162 | 0
5266 | LEON_LCPCT1 | 1 | South | YES | -0.000431 | 44 | 24 | 44 | 0 | 1.0197 | GGT | -1 | 0.051513 | 44 | 44 |  |  |  |  | -0.051513 | -2.2666 | [6 empty] | 163 | 0
5267 | LEON_LCPCT2 | 2 | South | YES | -0.000431 | 44 | 24 | 44 | 0 | 1.0197 | GGT | -1 | 0.051513 | 44 | 44 |  |  |  |  | -0.051513 | -2.2666 | [6 empty] | 164 | 0
5268 | LEON_LCPCT3 | 3 | South | YES | -0.000431 | 43 | 24 | 43 | 0 | 1.0197 | GGT | -1 | 0.051513 | 43 | 43 |  |  |  |  | -0.051513 | -2.215 | [6 empty] | 165 | 0
5269 | LEON_LCPCT4 | 4 | South | YES | -0.000431 | 45 | 24 | 45 | 0 | 1.0197 | GGT | -1 | 0.051513 | 45 | 45 |  |  |  |  | -0.051513 | -2.3181 | [6 empty] | 166 | 0
7031 | L_MARSFO1G1Y | 1 | South | YES | -0.000478 | 0 | 0 | 36 |  | 1 | Hydro | -1 | 0.05156 | 0 | 0 |  |  |  |  | -0.05156 | 0 | [6 empty] | 167 | 0
7032 | L_MARSFO1G2Y | 2 | South | YES | -0.000478 | 0 | 0 | 35 |  | 1 | Hydro | -1 | 0.05156 | 0 | 0 |  |  |  |  | -0.05156 | 0 | [6 empty] | 168 | 0
7033 | L_MARSFO1G3Y | 3 | South | YES | -0.000478 | 0 | 0 | 36 |  | 1 | Hydro | -1 | 0.05156 | 0 | 0 |  |  |  |  | -0.05156 | 0 | [6 empty] | 169 | 0
5028 | BRAUNIG_VHB3 | 3 | South | YES | -0.00052 | 407 | 60 | 407 | 0 | 1.0138 | GST | -1 | 0.051602 | 407 | 407 |  |  |  |  | -0.051602 | -21.0019 | [6 empty] | 170 | 0
5026 | BRAUNIG_VHB1 | 1 | South | YES | -0.000548 | 215 | 40 | 215 | 0 | 1.0192 | GST | -1 | 0.05163 | 215 | 215 |  |  |  |  | -0.05163 | -11.1004 | [6 empty] | 171 | 0
5027 | BRAUNIG_VHB2 | 2 | South | YES | -0.000548 | 216 | 40 | 216 | 0 | 1.0192 | GST | -1 | 0.05163 | 216 | 216 |  |  |  |  | -0.05163 | -11.152 | [6 empty] | 172 | 0
5396 | CALAVER_OWS1 | 1 | South | YES | -0.000549 | 418 | 80 | 418 | 0 | 1.0192 | GST | -1 | 0.051631 | 418 | 418 |  |  |  |  | -0.051631 | -21.5816 | [6 empty] | 173 | 0
5397 | CALAVER_OWS2 | 2 | South | YES | -0.000549 | 400 | 80 | 400 | 0 | 1.0192 | GST | -1 | 0.051631 | 400 | 400 |  |  |  |  | -0.051631 | -20.6523 | [6 empty] | 174 | 0
5111 | CALAVER_JTD1 | 1 | South | YES | -0.000566 | 430 | 80 | 430 | 0 | 1.0138 | LIGCO | -1 | 0.051648 | 0 | 430 |  |  |  |  | -0.051648 | 0 | [6 empty] | 175 | 0
5112 | CALAVER_JTD2 | 2 | South | YES | -0.000566 | 430 | 80 | 430 | 0 | 1.0138 | LIGCO | -1 | 0.051648 | 0 | 430 |  |  |  |  | -0.051648 | 0 | [6 empty] | 176 | 0
8933 | FGNTS001 | 1 | South | YES | -0.000566 | 146.5 | 0 | 146.5 | 0 | 1.03 | CC | -1 | 0.051648 | 146.5 | 146.5 |  |  |  |  | -0.051648 | -7.5664 | [6 empty] | 177 | 0
8934 | FGNTS101 | 2 | South | YES | -0.000566 | 147.9 | 0 | 147.9 | 0 | 1.03 | CC | -1 | 0.051648 | 147.9 | 147.9 |  |  |  |  | -0.051648 | -7.6387 | [6 empty] | 178 | 0
8935 | FGNTS201 | 3 | South | YES | -0.000566 | 173 | 0 | 173 | 0 | 1.03 | CC | -1 | 0.051648 | 173 | 173 |  |  |  |  | -0.051648 | -8.935 | [6 empty] | 179 | 0
88198 | BEEVILLE | F | South | YES | -0.000569 | 0 | 0 | 0 | 0 | 1.02 | AVR | -1 | 0.051651 | 0 | 0 |  |  |  |  | -0.051651 | 0 | [6 empty] | 180 | 0
5903 | SANMIGUELGEN | 1 | South | YES | -0.000619 | 396.3 | 180 | 396.3 | 0 | 1.0336 | LIGCO | -1 | 0.051701 | 0 | 396.3 |  |  |  |  | -0.051701 | 0 | [6 empty] | 181 | 0
5436 | TUTTL_WBT1G1 | 1 | South | YES | -0.000625 | 48.8 | 20 | 61 | 0 | 1.012 | GST | -1 | 0.051707 | 61 | 61 |  |  |  |  | -0.051707 | -3.1541 | [6 empty] | 182 | 0
5438 | TUTTL_WBT3G3 | 3 | South | YES | -0.000625 | 95 | 25 | 95 | 0 | 1.012 | GST | -1 | 0.051707 | 95 | 95 |  |  |  |  | -0.051707 | -4.9121 | [6 empty] | 183 | 0
5439 | TUTTL_WBT4G4 | 4 | South | YES | -0.000625 | 151 | 40 | 151 | 0 | 1.012 | GST | -1 | 0.051707 | 151 | 151 |  |  |  |  | -0.051707 | -7.8077 | [6 empty] | 184 | 0
5476 | BRA_AVR1_CT1 | 1 | South | YES | -0.000647 | 155 | 90 | 155 | 0 | 1.025 | CC | -1 | 0.051729 | 155 | 155 |  |  |  |  | -0.051729 | -8.0179 | [6 empty] | 185 | 0
5477 | BRA_AVR1_ST | 1 | South | YES | -0.000647 | 174 | 138 | 174 | 0 | 1.025 | CC | -1 | 0.051729 | 174 | 174 |  |  |  |  | -0.051729 | -9.0008 | [6 empty] | 186 | 0
5478 | BRA_AVR1_CT2 | 1 | South | YES | -0.000647 | 155 | 90 | 155 | 0 | 1.025 | CC | -1 | 0.051729 | 155 | 155 |  |  |  |  | -0.051729 | -8.0179 | [6 empty] | 187 | 0
8936 | MVGN#1 | 1 | South | YES | -0.000662 | 216.6 | 0 | 216.6 | 0 | 1.0304 | CC | -1 | 0.051744 | 216.6 | 216.6 |  |  |  |  | -0.051744 | -11.2077 | [6 empty] | 188 | 0
8937 | MVGN#2 | 2 | South | YES | -0.000662 | 216.7 | 0 | 216.7 | 0 | 1.0304 | CC | -1 | 0.051744 | 216.7 | 216.7 |  |  |  |  | -0.051744 | -11.2128 | [6 empty] | 189 | 0
8938 | MVGN#3 | 3 | South | YES | -0.000662 | 250.9 | 0 | 250.9 | 0 | 1.0304 | CC | -1 | 0.051744 | 250.9 | 250.9 |  |  |  |  | -0.051744 | -12.9825 | [6 empty] | 190 | 0
8981 | HECN1 | 1 | South | YES | -0.000662 | 144.8 | 0 | 144.8 | 0 | 1.0304 | CC | -1 | 0.051744 | 144.8 | 144.8 |  |  |  |  | -0.051744 | -7.4925 | [6 empty] | 191 | 0
8982 | HECN2 | 2 | South | YES | -0.000662 | 144.1 | 0 | 144.1 | 0 | 1.0304 | CC | -1 | 0.051744 | 144.1 | 144.1 |  |  |  |  | -0.051744 | -7.4563 | [6 empty] | 192 | 0
8983 | HECN3 | 3 | South | YES | -0.000662 | 171.9 | 0 | 171.9 | 0 | 1.0304 | CC | -1 | 0.051744 | 171.9 | 171.9 |  |  |  |  | -0.051744 | -8.8947 | [6 empty] | 193 | 0
5401 | CALAVER_JKS1 | 1 | South | YES | -0.000676 | 562 | 100 | 562 | 0 | 1.026 | LIGCO | -1 | 0.051758 | 0 | 562 |  |  |  |  | -0.051758 | 0 | [6 empty] | 194 | 0
5932 | SI_RAY9 | 9 | South | YES | -0.000702 | 32 | 32 | 38 | 0 | 1.035 | CC | -1 | 0.051784 | 38 | 38 |  |  |  |  | -0.051784 | -1.9678 | [6 empty] | 195 | 0
5933 | SI_RAY6 | 6 | South | YES | -0.000702 | 15.4 | 10 | 19.3 | 0 | 1.035 | GST | -1 | 0.051784 | 19.3 | 19.3 |  |  |  |  | -0.051784 | -0.99942 | [6 empty] | 196 | 0
5935 | SI_RAY10 | 10 | South | YES | -0.000702 | 47 | 10 | 47 | 0 | 1.03 | CC | -1 | 0.051784 | 47 | 47 |  |  |  |  | -0.051784 | -2.4338 | [6 empty] | 197 | 0
80003 | MILHWYS | F | South | YES | -0.000702 | 0 | 0 | 0 | 0 | 1.0168 | AVR | -1 | 0.051784 | 0 | 0 |  |  |  |  | -0.051784 | 0 | [6 empty] | 198 | 0
8517 | CELANEBI0A | 1 | South | YES | -0.000724 | 29 | 0 | 29 | 0 | 1.02 | Cogen | -1 | 0.051806 | 0 | 0 |  |  |  |  | -0.051806 | 0 | [6 empty] | 199 | 0
80080 | GWINDT11A | 3 | South | YES | -0.000728 | 0 | 0 | 38 | 0 | 1.025 | Wind | -1 | 0.05181 | 0 | 38 |  |  |  |  | -0.05181 | 0 | [6 empty] | 200 | 0
80080 | GWINDT11A | 4 | South | YES | -0.000728 | 3.8 | 0 | 19 | 0 | 1.025 | Wind | -1 | 0.05181 | 0 | 19 |  |  |  |  | -0.05181 | 0 | [6 empty] | 201 | 0
80080 | GWINDT11A | 2 | South | YES | -0.000728 | 0 | 0 | 41 | 0 | 1.025 | Wind | -1 | 0.05181 | 0 | 41 |  |  |  |  | -0.05181 | 0 | [6 empty] | 202 | 0
80080 | GWINDT11A | 1 | South | YES | -0.000728 | 28.2 | 0 | 94 | 0 | 1.025 | Wind | -1 | 0.05181 | 0 | 94 |  |  |  |  | -0.05181 | 0 | [6 empty] | 203 | 0
80081 | GWINDT21A | 4 | South | YES | -0.000728 | 4.4 | 0 | 22 | 0 | 1.025 | Wind | -1 | 0.05181 | 0 | 22 |  |  |  |  | -0.05181 | 0 | [6 empty] | 204 | 0
80081 | GWINDT21A | 1 | South | YES | -0.000728 | 28.2 | 0 | 94 | 0 | 1.025 | Wind | -1 | 0.05181 | 0 | 94 |  |  |  |  | -0.05181 | 0 | [6 empty] | 205 | 0
80081 | GWINDT21A | 3 | South | YES | -0.000728 | 8.6 | 0 | 43 | 0 | 1.025 | Wind | -1 | 0.05181 | 0 | 43 |  |  |  |  | -0.05181 | 0 | [6 empty] | 206 | 0
80081 | GWINDT21A | 2 | South | YES | -0.000728 | 7.2 | 0 | 36 | 0 | 1.025 | Wind | -1 | 0.05181 | 0 | 36 |  |  |  |  | -0.05181 | 0 | [6 empty] | 207 | 0
80180 | PNSCALT11A | 2 | South | YES | -0.000728 | 10 | 0 | 50 | 0 | 1.025 | Wind | -1 | 0.05181 | 0 | 50 |  |  |  |  | -0.05181 | 0 | [6 empty] | 208 | 0
80180 | PNSCALT11A | 1 | South | YES | -0.000728 | 43.8 | 0 | 148 | 0 | 1.025 | Wind | -1 | 0.05181 | 0 | 148 |  |  |  |  | -0.05181 | 0 | [6 empty] | 209 | 0
80181 | PNSCALT21A | 2 | South | YES | -0.000728 | 10 | 0 | 50 | 0 | 1.025 | Wind | -1 | 0.05181 | 0 | 50 |  |  |  |  | -0.05181 | 0 | [6 empty] | 210 | 0
80181 | PNSCALT21A | 1 | South | YES | -0.000728 | 16.5 | 0 | 55 | 0 | 1.025 | Wind | -1 | 0.05181 | 0 | 55 |  |  |  |  | -0.05181 | 0 | [6 empty] | 211 | 0
8461 | KOCH_UP0A | 1 | South | YES | -0.000744 | 38 | 0 | 38 | 0 | 1.012 | Cogen | -1 | 0.051826 | 0 | 0 |  |  |  |  | -0.051826 | 0 | [6 empty] | 212 | 0
8506 | VAL #1 | 1 | South | YES | -0.00075 | 20.9 | 0 | 25 | 0 | 1.0055 | Cogen | -1 | 0.051832 | 0 | 0 |  |  |  |  | -0.051832 | 0 | [6 empty] | 213 | 0
8507 | VAL #2 | 2 | South | YES | -0.00075 | 20.9 | 0 | 25 | 0 | 1.0055 | Cogen | -1 | 0.051832 | 0 | 0 |  |  |  |  | -0.051832 | 0 | [6 empty] | 214 | 0
8511 | OXY_CC0A | 1 | South | YES | -0.00075 | 30.3 | 0 | 38 | 0 | 1.027 | Cogen | -1 | 0.051832 | 0 | 0 |  |  |  |  | -0.051832 | 0 | [6 empty] | 215 | 0
7487 | L_CANYHY8_1Y | 1 | South | YES | -0.00076 | 0 | 0 | 6 |  | 1 | Hydro | -1 | 0.051842 | 0 | 0 |  |  |  |  | -0.051842 | 0 | [6 empty] | 216 | 0
8459 | B_DAVIS0B | MB | South | YES | -0.000761 | 0 | 50 | 339 |  | 1.03 | GSC | -1 | 0.051843 | 0 | 0 |  |  |  |  | -0.051843 | 0 | [6 empty] | 217 | 0
8460 | B_DAVIS0A | MB | South | YES | -0.000761 | 0 | 50 | 340 |  | 1.03 | GSC | -1 | 0.051843 | 0 | 0 |  |  |  |  | -0.051843 | 0 | [6 empty] | 218 | 0
80263 | B_DAVIS31A | 3 | South | YES | -0.000761 | 0 | 0 | 180 |  | 1.0366 | CC | -1 | 0.051843 | 180 | 180 |  |  |  |  | -0.051843 | -9.3317 | [6 empty] | 219 | 0
80264 | B_DAVIS41A | 4 | South | YES | -0.000761 | 0 | 0 | 180 |  | 1.0366 | CC | -1 | 0.051843 | 180 | 180 |  |  |  |  | -0.051843 | -9.3317 | [6 empty] | 220 | 0
8456 | COSW#1 | 1 | South | YES | -0.000764 | 20 | 0 | 20 | 0 | 1.027 | Cogen | -1 | 0.051846 | 0 | 0 |  |  |  |  | -0.051846 | 0 | [6 empty] | 221 | 0
8457 | COSW#2 | 2 | South | YES | -0.000764 | 14 | 0 | 14 | 0 | 1.027 | Cogen | -1 | 0.051846 | 0 | 0 |  |  |  |  | -0.051846 | 0 | [6 empty] | 222 | 0
8560 | CNOPGT1 | 1 | South | YES | -0.000766 | 148.3 | 0 | 148.3 | 0 | 1.03 | Cogen | -1 | 0.051848 | 0 | 0 |  |  |  |  | -0.051848 | 0 | [6 empty] | 223 | 0
8561 | CNOPGT2 | 2 | South | YES | -0.000766 | 148.6 | 0 | 148.6 | 0 | 1.03 | Cogen | -1 | 0.051848 | 0 | 0 |  |  |  |  | -0.051848 | 0 | [6 empty] | 224 | 0
8562 | CNOPST1 | 3 | South | YES | -0.000766 | 153 | 0 | 153 | 0 | 1.03 | Cogen | -1 | 0.051848 | 0 | 0 |  |  |  |  | -0.051848 | 0 | [6 empty] | 225 | 0
8442 | NBEC7 | 7 | South | YES | -0.000767 | 0 | 81 | 367 |  | 1.0298 | GST | -1 | 0.051849 | 367 | 367 |  |  |  |  | -0.051849 | -19.0285 | [6 empty] | 226 | 0
8442 | NBEC7 | MB | South | YES | -0.000767 | 0 | 81 | 367 |  | 1.0298 | GST | -1 | 0.051849 | 0 | 0 |  |  |  |  | -0.051849 | 0 | [6 empty] | 227 | 0
7609 | L_SCHUMA8_1Y | 1 | South | YES | -0.000787 | 0 | 0 | 4 |  | 1 | Hydro | -1 | 0.051869 | 0 | 0 |  |  |  |  | -0.051869 | 0 | [6 empty] | 228 | 0
8926 | LGE_GT10A | 1 | South | YES | -0.000813 | 158 | 0 | 158 | 0 | 1.03 | Cogen | -1 | 0.051895 | 0 | 0 |  |  |  |  | -0.051895 | 0 | [6 empty] | 229 | 0
8927 | LGE_GT20A | 2 | South | YES | -0.000813 | 153 | 0 | 153 | 0 | 1.03 | Cogen | -1 | 0.051895 | 0 | 0 |  |  |  |  | -0.051895 | 0 | [6 empty] | 230 | 0
8928 | LGE_STG0A | 3 | South | YES | -0.000813 | 100 | 0 | 100 | 0 | 1.03 | Cogen | -1 | 0.051895 | 0 | 0 |  |  |  |  | -0.051895 | 0 | [6 empty] | 231 | 0
8930 | ICPGN10A | 1 | South | YES | -0.000813 | 149 | 0 | 149 | 0 | 1.03 | Cogen | -1 | 0.051895 | 0 | 0 |  |  |  |  | -0.051895 | 0 | [6 empty] | 232 | 0
8931 | ICPGN20A | 2 | South | YES | -0.000813 | 150 | 0 | 150 | 0 | 1.03 | Cogen | -1 | 0.051895 | 0 | 0 |  |  |  |  | -0.051895 | 0 | [6 empty] | 233 | 0
8932 | ICPGN30A | 3 | South | YES | -0.000813 | 127 | 0 | 127 | 0 | 1.03 | Cogen | -1 | 0.051895 | 0 | 0 |  |  |  |  | -0.051895 | 0 | [6 empty] | 234 | 0
80223 | REYSHR G | 1 | South | YES | -0.000813 | 12 | 0 | 12 | 0 | 1.032 | Cogen | -1 | 0.051895 | 0 | 0 |  |  |  |  | -0.051895 | 0 | [6 empty] | 235 | 0
8161 | COLETO0A | 1 | South | YES | -0.000821 | 633 | 200 | 633 | 0 | 1.03 | LIGCO | -1 | 0.051903 | 0 | 633 |  |  |  |  | -0.051903 | 0 | [6 empty] | 236 | 0
7800 | L_GUADGE1_1Y | 1 | South | YES | -0.000839 | 147 | 30 | 147 | 0 | 1.02 | CC | -1 | 0.051921 | 147 | 147 |  |  |  |  | -0.051921 | -7.6323 | [6 empty] | 237 | 0
7801 | L_GUADGE1_2Y | 2 | South | YES | -0.000839 | 138 | 30 | 138 | 0 | 1.02 | CC | -1 | 0.051921 | 138 | 138 |  |  |  |  | -0.051921 | -7.165 | [6 empty] | 238 | 0
7802 | L_GUADGE1_3Y | 3 | South | YES | -0.000839 | 146 | 30 | 146 | 0 | 1.02 | CC | -1 | 0.051921 | 146 | 146 |  |  |  |  | -0.051921 | -7.5804 | [6 empty] | 239 | 0
7803 | L_GUADGE1_4Y | 4 | South | YES | -0.000839 | 149 | 30 | 149 | 0 | 1.02 | CC | -1 | 0.051921 | 149 | 149 |  |  |  |  | -0.051921 | -7.7362 | [6 empty] | 240 | 0
7804 | L_GUADGE1_5Y | 5 | South | YES | -0.000839 | 182 | 30 | 182 | 0 | 1.02 | CC | -1 | 0.051921 | 182 | 182 |  |  |  |  | -0.051921 | -9.4496 | [6 empty] | 241 | 0
7805 | L_GUADGE1_6Y | 6 | South | YES | -0.000839 | 203 | 30 | 203 | 0 | 1.02 | CC | -1 | 0.051921 | 203 | 203 |  |  |  |  | -0.051921 | -10.5399 | [6 empty] | 242 | 0
7605 | L_MCQUEE9_1Y | 1 | South | YES | -0.000853 | 0 | 0 | 2.4 |  | 1.025 | Hydro | -1 | 0.051935 | 0 | 0 |  |  |  |  | -0.051935 | 0 | [6 empty] | 243 | 0
7605 | L_MCQUEE9_1Y | 2 | South | YES | -0.000853 | 0 | 0 | 2.4 |  | 1.025 | Hydro | -1 | 0.051935 | 0 | 0 |  |  |  |  | -0.051935 | 0 | [6 empty] | 244 | 0
7605 | L_MCQUEE9_1Y | 3 | South | YES | -0.000853 | 0 | 0 | 2.8 |  | 1.025 | Hydro | -1 | 0.051935 | 0 | 0 |  |  |  |  | -0.051935 | 0 | [6 empty] | 245 | 0
7810 | L_RIONOG1G1Y | 1 | South | YES | -0.000885 | 148 | 0 | 148 | 0 | 1.02 | CC | -1 | 0.051967 | 148 | 148 |  |  |  |  | -0.051967 | -7.6911 | [6 empty] | 246 | 0
7811 | L_RIONOG1G2Y | 2 | South | YES | -0.000885 | 148 | 0 | 148 | 0 | 1.02 | CC | -1 | 0.051967 | 148 | 148 |  |  |  |  | -0.051967 | -7.6911 | [6 empty] | 247 | 0
7812 | L_RIONOG1G3Y | 3 | South | YES | -0.000885 | 154 | 0 | 154 | 0 | 1.02 | CC | -1 | 0.051967 | 154 | 154 |  |  |  |  | -0.051967 | -8.0029 | [6 empty] | 248 | 0
7813 | L_RIONOG1S1Y | 4 | South | YES | -0.000885 | 293 | 0 | 293 | 0 | 1.02 | CC | -1 | 0.051967 | 293 | 293 |  |  |  |  | -0.051967 | -15.2262 | [6 empty] | 249 | 0
7624 | L_LAKEWO9_1Y | 1 | South | YES | -0.000915 | 0 | 0 | 2.4 |  | 1 | Hydro | -1 | 0.051997 | 0 | 0 |  |  |  |  | -0.051997 | 0 | [6 empty] | 250 | 0
7624 | L_LAKEWO9_1Y | 2 | South | YES | -0.000915 | 0 | 0 | 2.4 |  | 1 | Hydro | -1 | 0.051997 | 0 | 0 |  |  |  |  | -0.051997 | 0 | [6 empty] | 251 | 0
8189 | CUECPL2A | 1 | South | YES | -0.000924 | 12 | 0 | 12 | 0 | 1.02 | Cogen | -1 | 0.052006 | 0 | 0 |  |  |  |  | -0.052006 | 0 | [6 empty] | 252 | 0
7014 | L_HAYSEN1_1Y | 1 | South | YES | -0.000931 | 223.9 | 74 | 223.9 | 0 | 1.008 | CC | -1 | 0.052013 | 223.9 | 223.9 |  |  |  |  | -0.052013 | -11.6456 | [6 empty] | 253 | 0
7015 | L_HAYSEN1_2Y | 2 | South | YES | -0.000931 | 225 | 74 | 225 | 0 | 1.008 | CC | -1 | 0.052013 | 225 | 225 |  |  |  |  | -0.052013 | -11.7028 | [6 empty] | 254 | 0
7016 | L_HAYSEN1_3Y | 3 | South | YES | -0.000931 | 224.6 | 74 | 224.6 | 0 | 1.008 | CC | -1 | 0.052013 | 224.6 | 224.6 |  |  |  |  | -0.052013 | -11.682 | [6 empty] | 255 | 0
7017 | L_HAYSEN1_4Y | 4 | South | YES | -0.000931 | 226.7 | 74 | 226.7 | 0 | 1.008 | CC | -1 | 0.052013 | 226.7 | 226.7 |  |  |  |  | -0.052013 | -11.7913 | [6 empty] | 256 | 0
5503 | RAYBURNGEN3 | 1 | South | YES | -0.000937 | 17.6 | 6 | 22 | 0 | 1.0224 | GST | -1 | 0.052019 | 22 | 22 |  |  |  |  | -0.052019 | -1.1444 | [6 empty] | 257 | 0
5505 | RAYBURNGEN1 | 1 | South | YES | -0.000937 | 0 | 1 | 11 |  | 1.0223 | GGT | -1 | 0.052019 | 11 | 11 |  |  |  |  | -0.052019 | -0.57221 | [6 empty] | 258 | 0
5506 | RAYBURNGEN2 | 1 | South | YES | -0.000937 | 0 | 1 | 11 |  | 1.0223 | GGT | -1 | 0.052019 | 11 | 11 |  |  |  |  | -0.052019 | -0.57221 | [6 empty] | 259 | 0
5508 | RAYBURNCC9 | 1 | South | YES | -0.000977 | 47.7 | 18.2 | 47.7 | 0 | 1.0296 | CC | -1 | 0.052059 | 47.7 | 47.7 |  |  |  |  | -0.052059 | -2.4832 | [6 empty] | 260 | 0
5509 | RAYBURNCC10 | 1 | South | YES | -0.000977 | 37.3 | 5.2 | 37.3 | 0 | 1.0296 | CC | -1 | 0.052059 | 37.3 | 37.3 |  |  |  |  | -0.052059 | -1.9418 | [6 empty] | 261 | 0
5511 | RAYBURNCC7 | 1 | South | YES | -0.000977 | 47.5 | 18.2 | 47.5 | 0 | 1.0296 | CC | -1 | 0.052059 | 47.5 | 47.5 |  |  |  |  | -0.052059 | -2.4728 | [6 empty] | 262 | 0
5512 | RAYBURNCC8 | 1 | South | YES | -0.000977 | 49.3 | 18.2 | 49.3 | 0 | 1.0296 | CC | -1 | 0.052059 | 49.3 | 49.3 |  |  |  |  | -0.052059 | -2.5665 | [6 empty] | 263 | 0
8173 | VICEC51A | 5 | South | YES | -0.000985 | 144 | 18 | 144 | 0 | 1.025 | CC | -1 | 0.052067 | 144 | 144 |  |  |  |  | -0.052067 | -7.4976 | [6 empty] | 264 | 0
8174 | VICEC61A | 6 | South | YES | -0.000985 | 188 | 42 | 188 | 0 | 1.025 | CC | -1 | 0.052067 | 188 | 188 |  |  |  |  | -0.052067 | -9.7885 | [6 empty] | 265 | 0
8066 | DUP1V#1 | 1 | South | YES | -0.001004 | 52.3 | 0 | 73 | 0 | 1.01 | Cogen | -1 | 0.052086 | 0 | 0 |  |  |  |  | -0.052086 | 0 | [6 empty] | 266 | 0
80224 | VISTRONG1 | 1 | South | YES | -0.001028 | 13.1 | 0 | 15 | 0 | 1.01 | Cogen | -1 | 0.05211 | 0 | 0 |  |  |  |  | -0.05211 | 0 | [6 empty] | 267 | 0
80225 | VISTRONG2 | 2 | South | YES | -0.001028 | 20.2 | 0 | 23 | 0 | 1.01 | Cogen | -1 | 0.05211 | 0 | 0 |  |  |  |  | -0.05211 | 0 | [6 empty] | 268 | 0
80227 | AIRCO G | 1 | South | YES | -0.001031 | 7.2 | 0 | 8 | 0 | 1.0104 | Cogen | -1 | 0.052113 | 0 | 0 |  |  |  |  | -0.052113 | 0 | [6 empty] | 269 | 0
7020 | L_AUSTPL1_1Y | 1 | South | YES | -0.001032 | 0 | 0 | 8 |  | 1 | Hydro | -1 | 0.052114 | 0 | 0 |  |  |  |  | -0.052114 | 0 | [6 empty] | 270 | 0
7020 | L_AUSTPL1_1Y | 2 | South | YES | -0.001032 | 0 | 0 | 8 |  | 1 | Hydro | -1 | 0.052114 | 0 | 0 |  |  |  |  | -0.052114 | 0 | [6 empty] | 271 | 0
8147 | UCAR #2 | 10 | South | YES | -0.001048 | 18.2 | 0 | 28 |  | 1 | Cogen | -1 | 0.05213 | 0 | 0 |  |  |  |  | -0.05213 | 0 | [6 empty] | 272 | 0
8148 | UCAR #1 | 2 | South | YES | -0.001048 | 6.1 | 0 | 7 | 0 | 1.009 | Cogen | -1 | 0.05213 | 0 | 0 |  |  |  |  | -0.05213 | 0 | [6 empty] | 273 | 0
80137 | CSDR89 | 9 | South | YES | -0.001048 | 15 | 0 | 15 | 0 | 1.003 | DCTie | -1 | 0.05213 | 0 | 0 |  |  |  |  | -0.05213 | 0 | [6 empty] | 274 | 0
80137 | CSDR89 | 8 | South | YES | -0.001048 | 33.9 | 0 | 39 | 0 | 1.003 | DCTie | -1 | 0.05213 | 0 | 0 |  |  |  |  | -0.05213 | 0 | [6 empty] | 275 | 0
80138 | CSDR7 | 7 | South | YES | -0.001048 | 6.1 | 0 | 7 | 0 | 1.014 | DCTie | -1 | 0.05213 | 0 | 0 |  |  |  |  | -0.05213 | 0 | [6 empty] | 276 | 0
80139 | CSDR56 | 6 | South | YES | -0.001048 | 0 | 0 | 39 |  | 1.0033 | DCTie | -1 | 0.05213 | 0 | 0 |  |  |  |  | -0.05213 | 0 | [6 empty] | 277 | 0
80139 | CSDR56 | 5 | South | YES | -0.001048 | 15 | 0 | 15 |  | 1.0033 | DCTie | -1 | 0.05213 | 0 | 0 |  |  |  |  | -0.05213 | 0 | [6 empty] | 278 | 0
80140 | CSDR11 | 11 | South | YES | -0.001048 | 33.9 | 0 | 39 | 0 | 1.03 | DCTie | -1 | 0.05213 | 0 | 0 |  |  |  |  | -0.05213 | 0 | [6 empty] | 279 | 0
9016 | SANDH_G1 | 1 | South | YES | -0.00109 | 45 | 2 | 49 | 0 | 1.0175 | GGT | -1 | 0.052172 | 49 | 49 |  |  |  |  | -0.052172 | -2.5564 | [6 empty] | 280 | 0
9017 | SANDH_G2 | 2 | South | YES | -0.00109 | 45 | 2 | 46 | 0 | 1.0175 | GGT | -1 | 0.052172 | 46 | 46 |  |  |  |  | -0.052172 | -2.3999 | [6 empty] | 281 | 0
9018 | SANDH_G3 | 3 | South | YES | -0.00109 | 45 | 2 | 46 | 0 | 1.0175 | GGT | -1 | 0.052172 | 46 | 46 |  |  |  |  | -0.052172 | -2.3999 | [6 empty] | 282 | 0
9019 | SANDH_G4 | 4 | South | YES | -0.00109 | 0 | 2 | 47 |  | 1.0175 | GGT | -1 | 0.052172 | 47 | 47 |  |  |  |  | -0.052172 | -2.4521 | [6 empty] | 283 | 0
9020 | SANDHG5A | 5A | South | YES | -0.00109 | 150 | 84 | 155 | 0 | 1.0175 | CC | -1 | 0.052172 | 155 | 155 |  |  |  |  | -0.052172 | -8.0866 | [6 empty] | 284 | 0
9021 | SANDHG5C | 5C | South | YES | -0.00109 | 140 | 0 | 148 | 0 | 1.0175 | CC | -1 | 0.052172 | 148 | 148 |  |  |  |  | -0.052172 | -7.7214 | [6 empty] | 285 | 0
9000 | DECKR_G1 | 1 | South | YES | -0.001092 | 280 | 50 | 321 | 0 | 1.015 | GST | -1 | 0.052174 | 321 | 321 |  |  |  |  | -0.052174 | -16.7477 | [6 empty] | 286 | 0
9001 | DECKR_G2 | 2 | South | YES | -0.001092 | 400 | 50 | 426 | 0 | 1.015 | GST | -1 | 0.052174 | 426 | 426 |  |  |  |  | -0.052174 | -22.226 | [6 empty] | 287 | 0
80226 | ALCOA G | 1 | South | YES | -0.001123 | 32.3 | 5 | 48 | 0 | 1.015 | Cogen | -1 | 0.052205 | 0 | 0 |  |  |  |  | -0.052205 | 0 | [6 empty] | 288 | 0
9002 | DECKR_G3 | 3 | South | YES | -0.001133 | 0 | 24 | 42 |  | 1.015 | GGT | -1 | 0.052215 | 42 | 42 |  |  |  |  | -0.052215 | -2.193 | [6 empty] | 289 | 0
9003 | DECKR_G4 | 4 | South | YES | -0.001133 | 44 | 24 | 44 | 0 | 1.015 | GGT | -1 | 0.052215 | 44 | 44 |  |  |  |  | -0.052215 | -2.2974 | [6 empty] | 290 | 0
9004 | DECKR_G5 | 5 | South | YES | -0.001133 | 44 | 24 | 44 | 0 | 1.015 | GGT | -1 | 0.052215 | 44 | 44 |  |  |  |  | -0.052215 | -2.2974 | [6 empty] | 291 | 0
9005 | DECKR_G6 | 6 | South | YES | -0.001133 | 44 | 24 | 47 | 0 | 1.015 | GGT | -1 | 0.052215 | 47 | 47 |  |  |  |  | -0.052215 | -2.4541 | [6 empty] | 292 | 0
8134 | FOR #1 | 1 | South | YES | -0.001143 | 54.1 | 45 | 79 | 0 | 1 | Cogen | -1 | 0.052225 | 0 | 0 |  |  |  |  | -0.052225 | 0 | [6 empty] | 293 | 0
8138 | FOR #2 | 2 | South | YES | -0.001143 | 63.1 | 45 | 81 | 0 | 1 | Cogen | -1 | 0.052225 | 0 | 0 |  |  |  |  | -0.052225 | 0 | [6 empty] | 294 | 0
8153 | FOR #3 | 3 | South | YES | -0.001143 | 63.1 | 45 | 79.9 | 0 | 1 | Cogen | -1 | 0.052225 | 0 | 0 |  |  |  |  | -0.052225 | 0 | [6 empty] | 295 | 0
8154 | FOR #4 | 4 | South | YES | -0.001143 | 63.1 | 60 | 80 | 0 | 1 | Cogen | -1 | 0.052225 | 0 | 0 |  |  |  |  | -0.052225 | 0 | [6 empty] | 296 | 0
8155 | FOR #5 | 5 | South | YES | -0.001143 | 63.1 | 60 | 78.4 | 0 | 1 | Cogen | -1 | 0.052225 | 0 | 0 |  |  |  |  | -0.052225 | 0 | [6 empty] | 297 | 0
8156 | FOR #6 | 6 | South | YES | -0.001143 | 24.9 | 5 | 25 | 0 | 1 | Cogen | -1 | 0.052225 | 0 | 0 |  |  |  |  | -0.052225 | 0 | [6 empty] | 298 | 0
8157 | FOR #7 | 7 | South | YES | -0.001143 | 28.8 | 5 | 46 | 0 | 1 | Cogen | -1 | 0.052225 | 0 | 0 |  |  |  |  | -0.052225 | 0 | [6 empty] | 299 | 0
80051 | FOR #8 | 8 | South | YES | -0.001143 | 28 | 28 | 28 |  | 1 | Cogen | -1 | 0.052225 | 0 | 0 |  |  |  |  | -0.052225 | 0 | [6 empty] | 300 | 0
80052 | FOR #9 | 9 | South | YES | -0.001143 | 29.7 | 5 | 43.6 | 0 | 1 | Cogen | -1 | 0.052225 | 0 | 0 |  |  |  |  | -0.052225 | 0 | [6 empty] | 301 | 0
80053 | FOR #10 | 10 | South | YES | -0.001143 | 68.4 | 45 | 75 | 0 | 1 | Cogen | -1 | 0.052225 | 0 | 0 |  |  |  |  | -0.052225 | 0 | [6 empty] | 302 | 0
7004 | L_SIMGID1_1Y | 1 | South | YES | -0.001234 | 132 | 40 | 132 | 0 | 1.02 | GST | -1 | 0.052316 | 132 | 132 |  |  |  |  | -0.052316 | -6.9057 | [6 empty] | 303 | 0
7005 | L_SIMGID1_2Y | 2 | South | YES | -0.001234 | 133 | 32 | 139 | 0 | 1.02 | GST | -1 | 0.052316 | 139 | 139 |  |  |  |  | -0.052316 | -7.2719 | [6 empty] | 304 | 0
7006 | L_SIMGID1_3Y | 3 | South | YES | -0.001234 | 324.9 | 60 | 329 | 0 | 1.02 | GST | -1 | 0.052316 | 329 | 329 |  |  |  |  | -0.052316 | -17.2118 | [6 empty] | 305 | 0
7807 | L_BASTEN1_1Y | 1 | South | YES | -0.001336 | 152.5 | 83.5 | 152.5 | 0 | 1.004 | CC | -1 | 0.052418 | 152.5 | 152.5 |  |  |  |  | -0.052418 | -7.9937 | [6 empty] | 306 | 0
7808 | L_BASTEN1_2Y | 1 | South | YES | -0.001336 | 149.5 | 83.5 | 149.5 | 0 | 1.004 | CC | -1 | 0.052418 | 149.5 | 149.5 |  |  |  |  | -0.052418 | -7.8364 | [6 empty] | 307 | 0
7809 | L_BASTEN1_3Y | 1 | South | YES | -0.001336 | 232.6 | 42 | 232.6 | 0 | 1.004 | CC | -1 | 0.052418 | 232.6 | 232.6 |  |  |  |  | -0.052418 | -12.1923 | [6 empty] | 308 | 0
7303 | L_WPPGS12_1Y | 1 | South | YES | -0.001345 | 50 | 0 | 50 | 0 | 1.025 | GGT | -1 | 0.052427 | 50 | 50 |  |  |  |  | -0.052427 | -2.6213 | [6 empty] | 309 | 0
7303 | L_WPPGS12_1Y | 2 | South | YES | -0.001345 | 50 | 0 | 50 | 0 | 1.025 | GGT | -1 | 0.052427 | 50 | 50 |  |  |  |  | -0.052427 | -2.6213 | [6 empty] | 310 | 0
7305 | L_WPPGS34_1Y | 3 | South | YES | -0.001345 | 50 | 0 | 50 | 0 | 1.025 | GGT | -1 | 0.052427 | 50 | 50 |  |  |  |  | -0.052427 | -2.6213 | [6 empty] | 311 | 0
7305 | L_WPPGS34_1Y | 4 | South | YES | -0.001345 | 50 | 0 | 50 | 0 | 1.025 | GGT | -1 | 0.052427 | 50 | 50 |  |  |  |  | -0.052427 | -2.6213 | [6 empty] | 312 | 0
7007 | L_LOSTPI1_1Y | 1 | South | YES | -0.001438 | 158.6 | 110 | 158 | 0 | 1 | CC | -1 | 0.05252 | 158 | 158 |  |  |  |  | -0.05252 | -8.2981 | [6 empty] | 313 | 0
7008 | L_LOSTPI1_2Y | 2 | South | YES | -0.001438 | 157.7 | 107 | 160 | 0 | 1 | CC | -1 | 0.05252 | 160 | 160 |  |  |  |  | -0.05252 | -8.4031 | [6 empty] | 314 | 0
7009 | L_LOSTPI1_3Y | 3 | South | YES | -0.001438 | 173.9 | 72 | 175 | 0 | 1 | CC | -1 | 0.05252 | 175 | 175 |  |  |  |  | -0.05252 | -9.1909 | [6 empty] | 315 | 0
7010 | L_FPPYD11_1Y | 1 | South | YES | -0.00144 | 547.4 | 200 | 606 | 0 | 1.02 | LIGCO | -1 | 0.052522 | 0 | 606 |  |  |  |  | -0.052522 | 0 | [6 empty] | 316 | 0
7011 | L_FPPYD11_2Y | 2 | South | YES | -0.00144 | 552.2 | 200 | 598 | 0 | 1.02 | LIGCO | -1 | 0.052522 | 0 | 598 |  |  |  |  | -0.052522 | 0 | [6 empty] | 317 | 0
7012 | L_FPPYD21_3Y | 3 | South | YES | -0.00144 | 427.5 | 200 | 436 | 0 | 1.02 | LIGCO | -1 | 0.052522 | 0 | 436 |  |  |  |  | -0.052522 | 0 | [6 empty] | 318 | 0
3432 | SANDOW_4G | 4 | South | YES | -0.001799 | 580 | 225 | 580 |  | 1.029 | LIGCO | -1 | 0.052881 | 0 | 580 |  |  |  |  | -0.052881 | 0 | [6 empty] | 319 | 0
5911 | STP_GN1___1 | 1 | Houston | YES | -0.001815 | 1333 | 1249 | 1333 | 0 | 1.0406 | Nuc | -1 | 0.052897 | 0 | 0 |  |  |  |  | -0.052897 | 0 | [6 empty] | 320 | 0
5912 | STP_GN2___2 | 2 | Houston | YES | -0.001815 | 1332 | 1249 | 1332 | 0 | 1.0406 | Nuc | -1 | 0.052897 | 0 | 0 |  |  |  |  | -0.052897 | 0 | [6 empty] | 321 | 0
48731 | CBE_GT1 | 1 | Houston | YES | -0.001842 | 76 | 0 | 76 | 0 | 1.029 | CC | -1 | 0.052924 | 76 | 76 |  |  |  |  | -0.052924 | -4.0222 | [6 empty] | 322 | 0
48732 | CBE_GT2 | 1 | Houston | YES | -0.001842 | 76 | 0 | 76 | 0 | 1.029 | CC | -1 | 0.052924 | 76 | 76 |  |  |  |  | -0.052924 | -4.0222 | [6 empty] | 323 | 0
48733 | CBE_ST12 | 1 | Houston | YES | -0.001842 | 105 | 0 | 105 | 0 | 1.029 | CC | -1 | 0.052924 | 105 | 105 |  |  |  |  | -0.052924 | -5.557 | [6 empty] | 324 | 0
48734 | CBE_GT3 | 1 | Houston | YES | -0.001842 | 76 | 0 | 76 | 0 | 1.029 | CC | -1 | 0.052924 | 76 | 76 |  |  |  |  | -0.052924 | -4.0222 | [6 empty] | 325 | 0
48735 | CBE_GT4 | 1 | Houston | YES | -0.001842 | 76 | 0 | 76 | 0 | 1.029 | CC | -1 | 0.052924 | 76 | 76 |  |  |  |  | -0.052924 | -4.0222 | [6 empty] | 326 | 0
48736 | CBE_ST34 | 1 | Houston | YES | -0.001842 | 105 | 0 | 105 | 0 | 1.029 | CC | -1 | 0.052924 | 105 | 105 |  |  |  |  | -0.052924 | -5.557 | [6 empty] | 327 | 0
48911 | TGF_GT1_8000 | 1 | Houston | YES | -0.001869 | 69.2 | 0 | 69.2 |  | 1.029 | Cogen | -1 | 0.052951 | 0 | 0 |  |  |  |  | -0.052951 | 0 | [6 empty] | 328 | 0
49851 | DOW17000 | 37 | Houston | YES | -0.002037 | 39 | 0 | 62 | 0 | 1 | Cogen | -1 | 0.053119 | 0 | 0 |  |  |  |  | -0.053119 | 0 | [6 empty] | 329 | 0
49858 | DOW38100 | 31 | Houston | YES | -0.002037 | 45 | 0 | 71.4 |  | 1 | Cogen | -1 | 0.053119 | 0 | 0 |  |  |  |  | -0.053119 | 0 | [6 empty] | 330 | 0
49859 | DOW38200 | 33 | Houston | YES | -0.002037 | 28 | 0 | 45 | 0 | 1 | Cogen | -1 | 0.053119 | 0 | 0 |  |  |  |  | -0.053119 | 0 | [6 empty] | 331 | 0
49860 | DOW38300 | 32 | Houston | YES | -0.002037 | 63 | 0 | 101 |  | 1 | Cogen | -1 | 0.053119 | 0 | 0 |  |  |  |  | -0.053119 | 0 | [6 empty] | 332 | 0
49862 | DOW39100 | 36 | Houston | YES | -0.002037 | 54 | 0 | 86 | 0 | 1 | Cogen | -1 | 0.053119 | 0 | 0 |  |  |  |  | -0.053119 | 0 | [6 empty] | 333 | 0
49863 | DOW39200 | 35 | Houston | YES | -0.002037 | 55 | 0 | 88 | 0 | 1 | Cogen | -1 | 0.053119 | 0 | 0 |  |  |  |  | -0.053119 | 0 | [6 empty] | 334 | 0
49865 | DOW41000 | 41 | Houston | YES | -0.002037 | 31 | 0 | 50 |  | 1 | Cogen | -1 | 0.053119 | 0 | 0 |  |  |  |  | -0.053119 | 0 | [6 empty] | 335 | 0
49866 | DOW42000 | 42 | Houston | YES | -0.002037 | 11 | 0 | 18 |  | 1 | Cogen | -1 | 0.053119 | 0 | 0 |  |  |  |  | -0.053119 | 0 | [6 empty] | 336 | 0
49869 | DOW49000 | 45 | Houston | YES | -0.002037 | 59 | 0 | 94 |  | 1 | Cogen | -1 | 0.053119 | 0 | 0 |  |  |  |  | -0.053119 | 0 | [6 empty] | 337 | 0
49870 | DOW61000 | 61 | Houston | YES | -0.002037 | 44 | 0 | 70 | 0 | 1 | Cogen | -1 | 0.053119 | 0 | 0 |  |  |  |  | -0.053119 | 0 | [6 empty] | 338 | 0
49871 | DOW62000 | 62 | Houston | YES | -0.002037 | 40 | 0 | 63 | 0 | 1 | Cogen | -1 | 0.053119 | 0 | 0 |  |  |  |  | -0.053119 | 0 | [6 empty] | 339 | 0
49872 | DOW63000 | 63 | Houston | YES | -0.002037 | 45 | 0 | 72 | 0 | 1 | Cogen | -1 | 0.053119 | 0 | 0 |  |  |  |  | -0.053119 | 0 | [6 empty] | 340 | 0
49873 | DOW64000 | 64 | Houston | YES | -0.002037 | 41 | 0 | 64.8 | 0 | 1 | Cogen | -1 | 0.053119 | 0 | 0 |  |  |  |  | -0.053119 | 0 | [6 empty] | 341 | 0
49876 | DOW65000 | 65 | Houston | YES | -0.002037 | 63 | 0 | 101 | 0 | 1 | Cogen | -1 | 0.053119 | 0 | 0 |  |  |  |  | -0.053119 | 0 | [6 empty] | 342 | 0
49877 | DOW66000 | 66 | Houston | YES | -0.002037 | 61 | 0 | 97 | 0 | 1 | Cogen | -1 | 0.053119 | 0 | 0 |  |  |  |  | -0.053119 | 0 | [6 empty] | 343 | 0
49878 | DOW67000 | 67 | Houston | YES | -0.002037 | 65 | 0 | 103 | 0 | 1 | Cogen | -1 | 0.053119 | 0 | 0 |  |  |  |  | -0.053119 | 0 | [6 empty] | 344 | 0
49882 | DOW81000 | 81 | Houston | YES | -0.002037 | 47 | 0 | 76 | 0 | 1 | Cogen | -1 | 0.053119 | 0 | 0 |  |  |  |  | -0.053119 | 0 | [6 empty] | 345 | 0
49884 | DOW82000 | 82 | Houston | YES | -0.002037 | 51 | 0 | 80 | 0 | 1 | Cogen | -1 | 0.053119 | 0 | 0 |  |  |  |  | -0.053119 | 0 | [6 empty] | 346 | 0
49885 | DOW83000 | 83 | Houston | YES | -0.002037 | 51 | 0 | 80 | 0 | 1 | Cogen | -1 | 0.053119 | 0 | 0 |  |  |  |  | -0.053119 | 0 | [6 empty] | 347 | 0
49886 | DOW84000 | 84 | Houston | YES | -0.002037 | 107 | 0 | 171 | 0 | 0.98 | Cogen | -1 | 0.053119 | 0 | 0 |  |  |  |  | -0.053119 | 0 | [6 empty] | 348 | 0
13432 | SANDOW_5G | 5 | South | YES | -0.002071 | 581 | 225 | 581 |  | 1.029 | LIGCO | -1 | 0.053153 | 0 | 581 |  |  |  |  | -0.053153 | 0 | [6 empty] | 349 | 0
48520 | BSF_GT1_8070 | 1 | Houston | YES | -0.002078 | 72 | 0 | 72 | 0 | 1.0326 | Cogen | -1 | 0.05316 | 0 | 0 |  |  |  |  | -0.05316 | 0 | [6 empty] | 350 | 0
48520 | BSF_GT1_8070 | 2 | Houston | YES | -0.002078 | 10 | 0 | 10 | 0 | 1.0326 | Cogen | -1 | 0.05316 | 0 | 0 |  |  |  |  | -0.05316 | 0 | [6 empty] | 351 | 0
39760 | TNSCLP1___8 | 1 | Houston | YES | -0.002112 | 93.4 | 20 | 116.8 | 0 | 1.04 | Cogen | -1 | 0.053194 | 0 | 0 |  |  |  |  | -0.053194 | 0 | [6 empty] | 352 | 0
39770 | TNSCLP2___8 | 1 | Houston | YES | -0.002112 | 91.6 | 20 | 114.5 | 0 | 1.04 | Cogen | -1 | 0.053194 | 0 | 0 |  |  |  |  | -0.053194 | 0 | [6 empty] | 353 | 0
39775 | TNSCLP4___8 | 1 | Houston | YES | -0.002112 | 95.2 | 20 | 119 | 0 | 1.04 | Cogen | -1 | 0.053194 | 0 | 0 |  |  |  |  | -0.053194 | 0 | [6 empty] | 354 | 0
39790 | TNSCLP3___8 | 1 | Houston | YES | -0.002112 | 87.6 | 20 | 109.5 | 0 | 1.027 | Cogen | -1 | 0.053194 | 0 | 0 |  |  |  |  | -0.053194 | 0 | [6 empty] | 355 | 0
48730 | MNS_GT | 1 | Houston | YES | -0.002223 | 43 | 0 | 46.1 |  | 1.029 | Cogen | -1 | 0.053305 | 0 | 0 |  |  |  |  | -0.053305 | 0 | [6 empty] | 356 | 0
48926 | WAP_GN6_6 | 6 | Houston | YES | -0.002231 | 651 | 280 | 651 |  | 1.035 | LIGCO | -1 | 0.053313 | 0 | 651 |  |  |  |  | -0.053313 | 0 | [6 empty] | 357 | 0
48927 | WAP_GN7_7 | 7 | Houston | YES | -0.002231 | 564 | 277 | 564 |  | 1.035 | LIGCO | -1 | 0.053313 | 0 | 564 |  |  |  |  | -0.053313 | 0 | [6 empty] | 358 | 0
48928 | WAP_GN8_8 | 8 | Houston | YES | -0.002231 | 603 | 275 | 603 |  | 1.035 | LIGCO | -1 | 0.053313 | 0 | 603 |  |  |  |  | -0.053313 | 0 | [6 empty] | 359 | 0
48521 | BVE_GT1_GT1 | 1 | Houston | YES | -0.002232 | 167.7 | 0 | 167.7 |  | 1.035 | CC | -1 | 0.053314 | 167.7 | 167.7 |  |  |  |  | -0.053314 | -8.9407 | [6 empty] | 360 | 0
48522 | BVE_GT2_5035 | 2 | Houston | YES | -0.002232 | 166.4 | 0 | 166.4 |  | 1.035 | CC | -1 | 0.053314 | 166.4 | 166.4 |  |  |  |  | -0.053314 | -8.8714 | [6 empty] | 361 | 0
48523 | BVE_ST1_GN1 | 3 | Houston | YES | -0.002232 | 252.4 | 0 | 252.4 |  | 1.035 | CC | -1 | 0.053314 | 252.4 | 252.4 |  |  |  |  | -0.053314 | -13.4564 | [6 empty] | 362 | 0
48510 | AK_GT1__8040 | 1 | Houston | YES | -0.00224 | 33.4 | 8.1 | 34 |  | 1.029 | Cogen | -1 | 0.053322 | 0 | 0 |  |  |  |  | -0.053322 | 0 | [6 empty] | 363 | 0
48921 | WAP_GN1_1 | 1 | Houston | YES | -0.002253 | 132.8 | 37 | 166 | 0 | 1.0362 | GST | -1 | 0.053335 | 166 | 166 |  |  |  |  | -0.053335 | -8.8536 | [6 empty] | 364 | 0
48922 | WAP_GN2_2 | 2 | Houston | YES | -0.002253 | 132.8 | 37 | 166 | 0 | 1.0362 | GST | -1 | 0.053335 | 166 | 166 |  |  |  |  | -0.053335 | -8.8536 | [6 empty] | 365 | 0
48923 | WAP_GN3_3 | 3 | Houston | YES | -0.002253 | 198.4 | 93 | 248 | 0 | 1.0362 | GST | -1 | 0.053335 | 248 | 248 |  |  |  |  | -0.053335 | -13.227 | [6 empty] | 366 | 0
48924 | WAP_GN4_4 | 4 | Houston | YES | -0.002253 | 546 | 217 | 546 | 0 | 1.0362 | GSC | -1 | 0.053335 | 546 | 546 |  |  |  |  | -0.053335 | -29.1207 | [6 empty] | 367 | 0
48925 | WAP_GN5_5 | 5 | Houston | YES | -0.002253 | 620.4 | 278 | 654 | 0 | 0.985 | LIGCO | -1 | 0.053335 | 0 | 654 |  |  |  |  | -0.053335 | 0 | [6 empty] | 368 | 0
48929 | WAPGT21_GT1 | B1 | Houston | YES | -0.002253 | 0 | 0 | 13 |  | 1.05 | GGT | -1 | 0.053335 | 13 | 13 |  |  |  |  | -0.053335 | -0.69335 | [6 empty] | 369 | 0
38580 | TNBP_CGN1_8 | 1 | Houston | YES | -0.002314 | 70.8 | 0 | 70.8 | 0 | 1.005 | Cogen | -1 | 0.053396 | 0 | 0 |  |  |  |  | -0.053396 | 0 | [6 empty] | 370 | 0
38590 | TNBP_CGN2_8 | 2 | Houston | YES | -0.002314 | 66.7 | 0 | 66.7 | 0 | 1.005 | Cogen | -1 | 0.053396 | 0 | 0 |  |  |  |  | -0.053396 | 0 | [6 empty] | 371 | 0
38600 | TNBP_CGN3_8 | 5 | Houston | YES | -0.002314 | 53 | 0 | 53 | 0 | 1.005 | Cogen | -1 | 0.053396 | 0 | 0 |  |  |  |  | -0.053396 | 0 | [6 empty] | 372 | 0
38611 | TNBPAMCG1_8 | 1 | Houston | YES | -0.002314 | 153.2 | 0 | 153.2 | 0 | 1.005 | Cogen | -1 | 0.053396 | 0 | 0 |  |  |  |  | -0.053396 | 0 | [6 empty] | 373 | 0
38612 | TNBPAMCG2_8 | 2 | Houston | YES | -0.002314 | 153.5 | 0 | 153.5 | 0 | 1.005 | Cogen | -1 | 0.053396 | 0 | 0 |  |  |  |  | -0.053396 | 0 | [6 empty] | 374 | 0
38613 | TNBPAMCG3_8 | 3 | Houston | YES | -0.002314 | 152.3 | 0 | 152.3 | 0 | 1.005 | Cogen | -1 | 0.053396 | 0 | 0 |  |  |  |  | -0.053396 | 0 | [6 empty] | 375 | 0
38614 | TNBPAMCG4_8 | 4 | Houston | YES | -0.002314 | 96 | 0 | 96 |  | 1.005 | Cogen | -1 | 0.053396 | 0 | 0 |  |  |  |  | -0.053396 | 0 | [6 empty] | 376 | 0
38615 | TNBPAMCG5_8 | 1 | Houston | YES | -0.002314 | 244 | 0 | 244 | 0 | 1.005 | Cogen | -1 | 0.053396 | 0 | 0 |  |  |  |  | -0.053396 | 0 | [6 empty] | 377 | 0
38690 | TNBP_CGN4_8 | 3 | Houston | YES | -0.002314 | 40 | 0 | 40 |  | 1.005 | Cogen | -1 | 0.053396 | 0 | 0 |  |  |  |  | -0.053396 | 0 | [6 empty] | 378 | 0
38711 | TNTXCTY1CG8 | 1 | Houston | YES | -0.002314 | 100.3 | 59 | 100.3 | 0 | 1 | Cogen | -1 | 0.053396 | 0 | 0 |  |  |  |  | -0.053396 | 0 | [6 empty] | 379 | 0
38712 | TNTXCTY2CG8 | 1 | Houston | YES | -0.002314 | 92.9 | 59 | 92.9 | 0 | 1 | Cogen | -1 | 0.053396 | 0 | 0 |  |  |  |  | -0.053396 | 0 | [6 empty] | 380 | 0
38713 | TNTXCTY3CG8 | 1 | Houston | YES | -0.002314 | 102.7 | 59 | 102.7 | 0 | 1 | Cogen | -1 | 0.053396 | 0 | 0 |  |  |  |  | -0.053396 | 0 | [6 empty] | 381 | 0
38714 | TNTXCTY4CG8 | 1 | Houston | YES | -0.002314 | 103 | 59 | 103 | 0 | 1 | Cogen | -1 | 0.053396 | 0 | 0 |  |  |  |  | -0.053396 | 0 | [6 empty] | 382 | 0
39470 | TNDOWCGNSG8 | 1 | Houston | YES | -0.002314 | 32 | 10 | 32 | 0 | 0.985 | Cogen | -1 | 0.053396 | 0 | 0 |  |  |  |  | -0.053396 | 0 | [6 empty] | 383 | 0
39480 | TNDOWCGNGG8 | 1 | Houston | YES | -0.002314 | 30 | 10 | 30 | 0 | 0.985 | Cogen | -1 | 0.053396 | 0 | 0 |  |  |  |  | -0.053396 | 0 | [6 empty] | 384 | 0
48772 | PHR_GN2_2 | MB | Houston | YES | -0.002344 | 0 | 72 | 459 |  | 1.0362 | GSC | -1 | 0.053426 | 0 | 0 |  |  |  |  | -0.053426 | 0 | [6 empty] | 385 | 0
48561 | CTL_GT2_8130 | 1 | Houston | YES | -0.002365 | 73.5 | 30.3 | 91.9 |  | 1.0362 | Cogen | -1 | 0.053447 | 0 | 0 |  |  |  |  | -0.053447 | 0 | [6 empty] | 386 | 0
48562 | CTL_GT3_8135 | 2 | Houston | YES | -0.002365 | 70.1 | 30.3 | 87.6 |  | 1.0362 | Cogen | -1 | 0.053447 | 0 | 0 |  |  |  |  | -0.053447 | 0 | [6 empty] | 387 | 0
48563 | CTL_GT4_8140 | 3 | Houston | YES | -0.002365 | 69.6 | 30.3 | 87 |  | 1.0362 | Cogen | -1 | 0.053447 | 0 | 0 |  |  |  |  | -0.053447 | 0 | [6 empty] | 388 | 0
48564 | CTL_GN1_8145 | 4 | Houston | YES | -0.002365 | 43.6 | 12.9 | 54.5 |  | 1.0362 | Cogen | -1 | 0.053447 | 0 | 0 |  |  |  |  | -0.053447 | 0 | [6 empty] | 389 | 0
48565 | CTL_GN2_8155 | 5 | Houston | YES | -0.002365 | 9.8 | 3.4 | 12.2 |  | 1.0362 | Cogen | -1 | 0.053447 | 0 | 0 |  |  |  |  | -0.053447 | 0 | [6 empty] | 390 | 0
48531 | BYU_GT1_8075 | 1 | Houston | YES | -0.002373 | 65 | 0 | 65 |  | 1.0362 | Cogen | -1 | 0.053455 | 0 | 0 |  |  |  |  | -0.053455 | 0
48532 | BYU_GT2_8055 | 2 | Houston | YES | -0.002373 | 62 | 0 | 62 |  | 1.0362 | Cogen | -1 | 0.053455 | 0 | 0 |  |  |  |  | -0.053455 | 0
48533 | BYU_GT3_8060 | 3 | Houston | YES | -0.002373 | 67 | 0 | 67 |  | 1.0362 | Cogen | -1 | 0.053455 | 0 | 0 |  |  |  |  | -0.053455 | 0
48534 | BYU_GT4_8065 | 4 | Houston | YES | -0.002373 | 65 | 0 | 65 |  | 1.0362 | Cogen | -1 | 0.053455 | 0 | 0 |  |  |  |  | -0.053455 | 0
48691 | GBY_73741085 | B | Houston | YES | -0.002385 | 37.6 | 20 | 47 | 0 | 1.0362 | GGT | -1 | 0.053467 | 47 | 47 |  |  |  |  | -0.053467 | -2.5129
48691 | GBY_73741085 | A | Houston | YES | -0.002385 | 37.6 | 20 | 47 | 0 | 1.0362 | GGT | -1 | 0.053467 | 47 | 47 |  |  |  |  | -0.053467 | -2.5129
48692 | GBY_81821075 | D | Houston | YES | -0.002385 | 44 | 20 | 55 | 0 | 1.0362 | GGT | -1 | 0.053467 | 55 | 55 |  |  |  |  | -0.053467 | -2.9407
48692 | GBY_81821075 | C | Houston | YES | -0.002385 | 37.6 | 20 | 47 | 0 | 1.0362 | GGT | -1 | 0.053467 | 47 | 47 |  |  |  |  | -0.053467 | -2.5129
48693 | GBY_83841065 | F | Houston | YES | -0.002385 | 43.2 | 20 | 54 | 0 | 1.0362 | GGT | -1 | 0.053467 | 54 | 54 |  |  |  |  | -0.053467 | -2.8872
48693 | GBY_83841065 | E | Houston | YES | -0.002385 | 45.6 | 20 | 57 | 0 | 1.0362 | GGT | -1 | 0.053467 | 57 | 57 |  |  |  |  | -0.053467 | -3.0476
48841 | SJS_GT1_GT1 | 1 | Houston | YES | -0.002388 | 62.4 | 49 | 78 | 0 | 1.0362 | Cogen | -1 | 0.05347 | 0 | 0 |  |  |  |  | -0.05347 | 0
48842 | SJS_GT2_GT2 | 2 | Houston | YES | -0.002388 | 64.8 | 49 | 81 | 0 | 1.0362 | Cogen | -1 | 0.05347 | 0 | 0 |  |  |  |  | -0.05347 | 0
48641 | DPEC_GT15040 | 1 | Houston | YES | -0.002391 | 163.2 | 98 | 163.2 | 0 | 1.0319 | CC | -1 | 0.053473 | 163.2 | 163.2 |  |  |  |  | -0.053473 | -8.7267
48642 | DPEC_GT25025 | 2 | Houston | YES | -0.002391 | 157.1 | 98 | 157.1 | 0 | 1.0319 | CC | -1 | 0.053473 | 157.1 | 157.1 |  |  |  |  | -0.053473 | -8.4006
48643 | DPEC_GT35010 | 3 | Houston | YES | -0.002391 | 157.5 | 98 | 157.5 | 0 | 1.0319 | CC | -1 | 0.053473 | 157.5 | 157.5 |  |  |  |  | -0.053473 | -8.4219
48644 | DPEC_GT45070 | 4 | Houston | YES | -0.002391 | 157 | 98 | 157 | 0 | 1.0319 | CC | -1 | 0.053473 | 157 | 157 |  |  |  |  | -0.053473 | -8.3952
48645 | DPEC_ST55065 | 5 | Houston | YES | -0.002391 | 282 | 0 | 282 | 0 | 1.0319 | CC | -1 | 0.053473 | 282 | 282 |  |  |  |  | -0.053473 | -15.0793
48761 | PR_GT1__9040 | 1 | Houston | YES | -0.002396 | 26 | 0 | 35 |  | 1 | Cogen | -1 | 0.053478 | 0 | 0 |  |  |  |  | -0.053478 | 0
48851 | SRB_GN1_1 | 1 | Houston | YES | -0.002399 | 132 | 26 | 165 | 0 | 1.0217 | GST | -1 | 0.053481 | 165 | 165 |  |  |  |  | -0.053481 | -8.8243
48852 | SRB_GN2_2 | 2 | Houston | YES | -0.002399 | 140.8 | 26 | 176 | 0 | 1.0217 | GST | -1 | 0.053481 | 176 | 176 |  |  |  |  | -0.053481 | -9.4126
48855 | SRB_GT211035 | B1 | Houston | YES | -0.002399 | 0 | 0 | 18 |  | 1.014 | GGT | -1 | 0.053481 | 18 | 18 |  |  |  |  | -0.053481 | -0.96265
48855 | SRB_GT211035 | B2 | Houston | YES | -0.002399 | 0 | 0 | 12 |  | 1.014 | GGT | -1 | 0.053481 | 12 | 12 |  |  |  |  | -0.053481 | -0.64177
48551 | CAL_GT1_8045 | 1 | Houston | YES | -0.0024 | 149 | 0 | 149 | 0 | 1.0326 | Cogen | -1 | 0.053482 | 0 | 0 |  |  |  |  | -0.053482 | 0
48552 | CAL_ST1_8000 | 2 | Houston | YES | -0.0024 | 65.1 | 0 | 65.1 | 0 | 1.0326 | Cogen | -1 | 0.053482 | 0 | 0 |  |  |  |  | -0.053482 | 0
48845 | SOL_GT1 | 1 | Houston | YES | -0.0024 | 16.2 | 15.4 | 16.2 |  | 1.0326 | Solar | -1 | 0.053482 | 16.2 | 16.2 |  |  |  |  | -0.053482 | -0.8664
48853 | SRB_GN3_3 | 3 | Houston | YES | -0.0024 | 170.4 | 35 | 213 |  | 1.0326 | GST | -1 | 0.053482 | 213 | 213 |  |  |  |  | -0.053482 | -11.3916
48611 | DIB_GT1_8080 | 1 | Houston | YES | -0.002401 | 64 | 0 | 64 | 0 | 1.0326 | Cogen | -1 | 0.053483 | 0 | 0 |  |  |  |  | -0.053483 | 0
48612 | DIB_GT2_8075 | 2 | Houston | YES | -0.002401 | 63.2 | 0 | 63.2 | 0 | 1.0326 | Cogen | -1 | 0.053483 | 0 | 0 |  |  |  |  | -0.053483 | 0
48613 | DIB_ST1_8085 | 3 | Houston | YES | -0.002401 | 67.9 | 30 | 82.6 | 0 | 1.0326 | Cogen | -1 | 0.053483 | 0 | 0 |  |  |  |  | -0.053483 | 0
48614 | DIB_GT3_8090 | 4 | Houston | YES | -0.002401 | 73.6 | 15 | 73.6 | 0 | 1.0326 | Cogen | -1 | 0.053483 | 0 | 0 |  |  |  |  | -0.053483 | 0
48740 | PSG_GN2_8050 | 1 | Houston | YES | -0.002401 | 182 | 60 | 182 | 0 | 1.0326 | Cogen | -1 | 0.053483 | 0 | 0 |  |  |  |  | -0.053483 | 0
48741 | PSG_GT2_8040 | 1 | Houston | YES | -0.002401 | 158.6 | 50 | 158.6 | 0 | 1.0326 | Cogen | -1 | 0.053483 | 0 | 0 |  |  |  |  | -0.053483 | 0
48742 | PSG_GT3_8060 | 1 | Houston | YES | -0.002401 | 157 | 50 | 157 | 0 | 1.0326 | Cogen | -1 | 0.053483 | 0 | 0 |  |  |  |  | -0.053483 | 0
48854 | SRB_GN4_4 | 4 | Houston | YES | -0.002401 | 182.4 | 35 | 228 | 0 | 1.0326 | GST | -1 | 0.053483 | 228 | 228 |  |  |  |  | -0.053483 | -12.194
48820 | SHELLG1_3015 | 1 | Houston | YES | -0.002406 | 71 | 34.5 | 71 |  | 1.029 | Cogen | -1 | 0.053488 | 0 | 0 |  |  |  |  | -0.053488 | 0
48821 | SHELLG2 | 2 | Houston | YES | -0.002406 | 72 | 34.5 | 72 |  | 1.029 | Cogen | -1 | 0.053488 | 0 | 0 |  |  |  |  | -0.053488 | 0
48822 | SHELLG3_3020 | 2 | Houston | YES | -0.002406 | 30 | 0 | 30 |  | 1.029 | Cogen | -1 | 0.053488 | 0 | 0 |  |  |  |  | -0.053488 | 0
48822 | SHELLG3_3020 | 1 | Houston | YES | -0.002406 | 39 | 0 | 39 |  | 1.029 | Cogen | -1 | 0.053488 | 0 | 0 |  |  |  |  | -0.053488 | 0
48500 | APD_GT1_8005 | 1 | Houston | YES | -0.002414 | 137.6 | 54.6 | 137.6 | 0 | 1.0362 | Cogen | -1 | 0.053496 | 0 | 0 |  |  |  |  | -0.053496 | 0
48511 | LPE_GT1_8070 | 1 | Houston | YES | -0.002415 | 42 | 0 | 42 | 0 | 1.0362 | GGT | -1 | 0.053497 | 42 | 42 |  |  |  |  | -0.053497 | -2.2469
48512 | LPE_GT2_8075 | 2 | Houston | YES | -0.002415 | 42 | 0 | 42 | 0 | 1.0362 | GGT | -1 | 0.053497 | 42 | 42 |  |  |  |  | -0.053497 | -2.2469
48513 | LPE_GT3_8080 | 3 | Houston | YES | -0.002415 | 39 | 0 | 39 | 0 | 1.0362 | GGT | -1 | 0.053497 | 39 | 39 |  |  |  |  | -0.053497 | -2.0864
48514 | LPE_GT4_8085 | 4 | Houston | YES | -0.002415 | 39 | 0 | 39 | 0 | 1.0362 | GGT | -1 | 0.053497 | 39 | 39 |  |  |  |  | -0.053497 | -2.0864
48593 | CHE_GT1_8015 | 1 | Houston | YES | -0.002417 | 173 | 50 | 173 | 0 | 1.0362 | Cogen | -1 | 0.053499 | 0 | 0 |  |  |  |  | -0.053499 | 0
48594 | CHE_GN4_8025 | 4 | Houston | YES | -0.002417 | 142 | 60 | 142 | 0 | 1.0362 | Cogen | -1 | 0.053499 | 0 | 0 |  |  |  |  | -0.053499 | 0
48873 | THW_ST3_ST_3 | 3 | Houston | YES | -0.002429 | 107 | 19 | 107 | 0 | 1.0435 | CC | -1 | 0.053511 | 107 | 107 |  |  |  |  | -0.053511 | -5.7256
48874 | THW_ST4_ST_4 | 4 | Houston | YES | -0.002429 | 108 | 19 | 108 | 0 | 1.0435 | CC | -1 | 0.053511 | 108 | 108 |  |  |  |  | -0.053511 | -5.7791
48875 | THW_3132 | A | Houston | YES | -0.002429 | 55 | 5 | 55 | 0 | 1.0435 | CC | -1 | 0.053511 | 55 | 55 |  |  |  |  | -0.053511 | -2.9431
48875 | THW_3132 | B | Houston | YES | -0.002429 | 53 | 5 | 53 | 0 | 1.0435 | CC | -1 | 0.053511 | 53 | 53 |  |  |  |  | -0.053511 | -2.8361
48877 | THW_3334 | C | Houston | YES | -0.002429 | 55 | 5 | 55 | 0 | 1.0435 | CC | -1 | 0.053511 | 55 | 55 |  |  |  |  | -0.053511 | -2.9431
48877 | THW_3334 | D | Houston | YES | -0.002429 | 57 | 5 | 57 | 0 | 1.0435 | CC | -1 | 0.053511 | 57 | 57 |  |  |  |  | -0.053511 | -3.0501
48879 | THW_4142 | E | Houston | YES | -0.002429 | 56 | 5 | 56 | 0 | 1.0435 | CC | -1 | 0.053511 | 56 | 56 |  |  |  |  | -0.053511 | -2.9966
48879 | THW_4142 | F | Houston | YES | -0.002429 | 55 | 5 | 55 | 0 | 1.0435 | CC | -1 | 0.053511 | 55 | 55 |  |  |  |  | -0.053511 | -2.9431
48881 | THW_4344 | G | Houston | YES | -0.002429 | 58 | 5 | 58 | 0 | 1.0435 | CC | -1 | 0.053511 | 58 | 58 |  |  |  |  | -0.053511 | -3.1036
48881 | THW_4344 | H | Houston | YES | -0.002429 | 58 | 5 | 58 | 0 | 1.0435 | CC | -1 | 0.053511 | 58 | 58 |  |  |  |  | -0.053511 | -3.1036
48582 | CBY_GN2_2 | 2 | Houston | YES | -0.002434 | 596.8 | 110 | 746 | 0 | 1.0435 | GSC | -1 | 0.053516 | 746 | 746 |  |  |  |  | -0.053516 | -39.9227
49803 | EXN_15GT | 1 | Houston | YES | -0.00244 | 33 | 8.3 | 34 |  | 1.0326 | Cogen | -1 | 0.053522 | 0 | 0 |  |  |  |  | -0.053522 | 0
49804 | EXN_16GT | 2 | Houston | YES | -0.00244 | 32 | 8.3 | 34.7 |  | 1.0326 | Cogen | -1 | 0.053522 | 0 | 0 |  |  |  |  | -0.053522 | 0
49805 | EXN_17GT | 3 | Houston | YES | -0.00244 | 31 | 8.3 | 32.7 |  | 1.0326 | Cogen | -1 | 0.053522 | 0 | 0 |  |  |  |  | -0.053522 | 0
49826 | EXN938GT | 5 | Houston | YES | -0.00244 | 43 | 9.2 | 45.9 |  | 1.0326 | Cogen | -1 | 0.053522 | 0 | 0 |  |  |  |  | -0.053522 | 0
49828 | EXN941GT | 10 | Houston | YES | -0.00244 | 17.7 | 5.4 | 17.7 | 0 | 1.0326 | Cogen | -1 | 0.053522 | 0 | 0 |  |  |  |  | -0.053522 | 0
49829 | EXN942GT | 11 | Houston | YES | -0.00244 | 20 | 5.4 | 20.4 | 0 | 1.0326 | Cogen | -1 | 0.053522 | 0 | 0 |  |  |  |  | -0.053522 | 0
49830 | EXN943GT | 12 | Houston | YES | -0.00244 | 19 | 5.4 | 19.9 | 0 | 1.0326 | Cogen | -1 | 0.053522 | 0 | 0 |  |  |  |  | -0.053522 | 0
49831 | EXN944GT | 13 | Houston | YES | -0.00244 | 33 | 5.4 | 35 | 0 | 1.0326 | Cogen | -1 | 0.053522 | 0 | 0 |  |  |  |  | -0.053522 | 0
49832 | EXN945GT | 9 | Houston | YES | -0.00244 | 18.5 | 9.2 | 18.5 |  | 1.0326 | Cogen | -1 | 0.053522 | 0 | 0 |  |  |  |  | -0.053522 | 0
49837 | EXN_GT | 4 | Houston | YES | -0.00244 | 81 | 21.3 | 85.4 |  | 1.0326 | Cogen | -1 | 0.053522 | 0 | 0 |  |  |  |  | -0.053522 | 0
49838 | EXN_14GT | 14 | Houston | YES | -0.00244 | 140 | 0 | 148 |  | 1.0326 | Cogen | -1 | 0.053522 | 0 | 0 |  |  |  |  | -0.053522 | 0
48883 | THW_GT1_GT_1 | B2 | Houston | YES | -0.002441 | 0 | 0 | 12 |  | 1.043 | GGT | -1 | 0.053523 | 12 | 12 |  |  |  |  | -0.053523 | -0.64227
48581 | CBY_GN1_1 | 1 | Houston | YES | -0.002446 | 595.2 | 108 | 744 | 0 | 1.0435 | GSC | -1 | 0.053528 | 744 | 744 |  |  |  |  | -0.053528 | -39.8246
48651 | EP_1_2 | 1 | Houston | YES | -0.002446 | 4 | 0 | 5 | 0 | 1.0362 | Cogen | -1 | 0.053528 | 0 | 0 |  |  |  |  | -0.053528 | 0
48651 | EP_1_2 | 2 | Houston | YES | -0.002446 | 17.7 | 10 | 21 | 0 | 1.0362 | Cogen | -1 | 0.053528 | 0 | 0 |  |  |  |  | -0.053528 | 0
48940 | WARVUE_GT1 | G1 | Houston | YES | -0.002446 | 15 | 0 | 15 |  | 1.021 | Cogen | -1 | 0.053528 | 0 | 0 |  |  |  |  | -0.053528 | 0
48791 | PSA_GT1_8160 | 1 | Houston | YES | -0.002447 | 52 | 20.8 | 65 | 0 | 1.0362 | Cogen | -1 | 0.053529 | 0 | 0 |  |  |  |  | -0.053529 | 0
48792 | PSA_GT2_8155 | 2 | Houston | YES | -0.002447 | 52.8 | 20.3 | 66 | 0 | 1.0362 | Cogen | -1 | 0.053529 | 0 | 0 |  |  |  |  | -0.053529 | 0
48793 | PSA_GT3_8150 | 3 | Houston | YES | -0.002447 | 56 | 20.3 | 70 | 0 | 1.0362 | Cogen | -1 | 0.053529 | 0 | 0 |  |  |  |  | -0.053529 | 0
48794 | PSA_GT4_8145 | 4 | Houston | YES | -0.002447 | 52.8 | 20.3 | 66 | 0 | 1.0362 | Cogen | -1 | 0.053529 | 0 | 0 |  |  |  |  | -0.053529 | 0
48795 | PSA_GT5_8140 | 5 | Houston | YES | -0.002447 | 51.2 | 20.3 | 64 | 0 | 1.0362 | Cogen | -1 | 0.053529 | 0 | 0 |  |  |  |  | -0.053529 | 0
48796 | PSA_GN1_8165 | 1 | Houston | YES | -0.002447 | 83.2 | 43.1 | 104 | 0 | 1.0362 | Cogen | -1 | 0.053529 | 0 | 0 |  |  |  |  | -0.053529 | 0
48797 | PSA_GT6_8135 | 6 | Houston | YES | -0.002447 | 47.2 | 34.5 | 59 | 0 | 1.0362 | Cogen | -1 | 0.053529 | 0 | 0 |  |  |  |  | -0.053529 | 0
48815 | CVC_GT4_8005 | 4 | Houston | YES | -0.00245 | 165 | 91.8 | 165 |  | 1.0362 | Cogen | -1 | 0.053532 | 0 | 0 |  |  |  |  | -0.053532 | 0
48583 | CBY_GT4_1 | 1 | Houston | YES | -0.002451 | 172 | 0 | 172 | 0 | 1.027 | GSC | -1 | 0.053533 | 172 | 172 |  |  |  |  | -0.053533 | -9.2076
48584 | CBY_GT4_2 | 2 | Houston | YES | -0.002451 | 172 | 0 | 172 | 0 | 1.027 | CC | -1 | 0.053533 | 172 | 172 |  |  |  |  | -0.053533 | -9.2076
48585 | CBY_ST4_1 | 3 | Houston | YES | -0.002451 | 172 | 0 | 172 | 0 | 1.027 | CC | -1 | 0.053533 | 172 | 172 |  |  |  |  | -0.053533 | -9.2076
48595 | BTE_GT2_8075 | 1 | Houston | YES | -0.00246 | 162.8 | 130 | 162.8 | 0 | 1.0261 | CC | -1 | 0.053542 | 162.8 | 162.8 |  |  |  |  | -0.053542 | -8.7166
48596 | BTE_GT3_8045 | 2 | Houston | YES | -0.00246 | 161.4 | 130 | 161.4 | 0 | 1.0261 | CC | -1 | 0.053542 | 161.4 | 161.4 |  |  |  |  | -0.053542 | -8.6416
48597 | BTE_GT4_8055 | 3 | Houston | YES | -0.00246 | 158.9 | 130 | 158.9 | 0 | 1.0261 | CC | -1 | 0.053542 | 158.9 | 158.9 |  |  |  |  | -0.053542 | -8.5078
48598 | BTE_ST1_8070 | 4 | Houston | YES | -0.00246 | 269.2 | 60 | 269.2 | 0 | 1.0261 | CC | -1 | 0.053542 | 269.2 | 269.2 |  |  |  |  | -0.053542 | -14.4134
48690 | GBY_GN5_5 | 5 | Houston | YES | -0.002464 | 318.4 | 81 | 398 |  | 1.0362 | GSC | -1 | 0.053546 | 398 | 398 |  |  |  |  | -0.053546 | -21.3112
48885 | THW_5152 | B | Houston | YES | -0.002469 | 47.2 | 5 | 59 |  | 1.0319 | GGT | -1 | 0.053551 | 59 | 59 |  |  |  |  | -0.053551 | -3.1595
48885 | THW_5152 | A | Houston | YES | -0.002469 | 46.4 | 5 | 58 |  | 1.0319 | GGT | -1 | 0.053551 | 58 | 58 |  |  |  |  | -0.053551 | -3.1059
48886 | THW_5354 | D | Houston | YES | -0.002469 | 46.4 | 5 | 58 |  | 1.0319 | GGT | -1 | 0.053551 | 58 | 58 |  |  |  |  | -0.053551 | -3.1059
48886 | THW_5354 | C | Houston | YES | -0.002469 | 45.6 | 5 | 57 |  | 1.0319 | GGT | -1 | 0.053551 | 57 | 57 |  |  |  |  | -0.053551 | -3.0524
48887 | THW_5556 | E | Houston | YES | -0.002469 | 47.2 | 5 | 59 |  | 1.0319 | GGT | -1 | 0.053551 | 59 | 59 |  |  |  |  | -0.053551 | -3.1595
48887 | THW_5556 | F | Houston | YES | -0.002469 | 45.6 | 5 | 57 |  | 1.0319 | GGT | -1 | 0.053551 | 57 | 57 |  |  |  |  | -0.053551 | -3.0524
48591 | CHE_GT2_5030 | 2 | Houston | YES | -0.002526 | 173 | 50 | 173 | 0 | 1.029 | Cogen | -1 | 0.053608 | 0 | 0 |  |  |  |  | -0.053608 | 0
48811 | CVC_GT3_5045 | 3 | Houston | YES | -0.002526 | 156 | 91.8 | 156 | 0 | 1.029 | Cogen | -1 | 0.053608 | 0 | 0 |  |  |  |  | -0.053608 | 0
48812 | CVC_GT2_5020 | 2 | Houston | YES | -0.002526 | 158 | 91.8 | 158 | 0 | 1.029 | Cogen | -1 | 0.053608 | 0 | 0 |  |  |  |  | -0.053608 | 0
48813 | CVC_GT1_5035 | 1 | Houston | YES | -0.002526 | 160 | 91.8 | 160 | 0 | 1.029 | Cogen | -1 | 0.053608 | 0 | 0 |  |  |  |  | -0.053608 | 0
48814 | CVC_ST5_5040 | 1 | Houston | YES | -0.002526 | 162 | 91.8 | 162 | 0 | 1.029 | Cogen | -1 | 0.053608 | 0 | 0 |  |  |  |  | -0.053608 | 0
1898 | COMCHEPK_1G | 1 | North | YES | -0.00284 | 1217 | 1150 | 1217 | 0 | 1.032 | Nuc | -1 | 0.053922 | 0 | 0 |  |  | 0 | 0 | -0.053922 | 0
1899 | COMCHEPK_2G | 2 | North | YES | -0.00284 | 1159 | 1128 | 1159 | 0 | 1.032 | Nuc | -1 | 0.053922 | 0 | 0 |  |  | 0 | 0 | -0.053922 | 0
48671 | FTR_GT1_5105 | 1 | North | YES | -0.003039 | 154.2 | 0 | 154.2 | 0 | 1.0319 | CC | -1 | 0.054121 | 154.2 | 154.2 |  |  | -0.46861 | 154.2 | -0.054121 | -8.3454
48672 | FTR_GT2_5110 | 2 | North | YES | -0.003039 | 159 | 0 | 159 | 0 | 1.0319 | CC | -1 | 0.054121 | 159 | 159 |  |  | -0.4832 | 159 | -0.054121 | -8.6052
48673 | FTR_GT3_5085 | 3 | North | YES | -0.003039 | 158 | 0 | 158 | 0 | 1.0319 | CC | -1 | 0.054121 | 158 | 158 |  |  | -0.48016 | 158 | -0.054121 | -8.5511
48674 | FTR_CN4_5095 | 4 | North | YES | -0.003039 | 380 | 0 | 380 | 0 | 1.0319 | CC | -1 | 0.054121 | 380 | 380 |  |  | -1.1548 | 380 | -0.054121 | -20.5658
1877 | WLFHOLW_1G | 1 | North | YES | -0.003074 | 217.3 | 89.2 | 217.3 | 0 | 1.032 | CC | -1 | 0.054156 | 217.3 | 217.3 |  |  | -0.66798 | 217.3 | -0.054156 | -11.768
1878 | WLFHOLW_2G | 2 | North | YES | -0.003074 | 215.7 | 105 | 215.7 | 0 | 1.032 | CC | -1 | 0.054156 | 215.7 | 215.7 |  |  | -0.66306 | 215.7 | -0.054156 | -11.6814
1879 | WLFHOLW_3G | 3 | North | YES | -0.003074 | 272.4 | 89.2 | 272.4 | 0 | 1.032 | CC | -1 | 0.054156 | 272.4 | 272.4 |  |  | -0.83736 | 272.4 | -0.054156 | -14.752
32883 | BRYN_DNSBY3 | 1 | North | YES | -0.003137 | 0 | 2 | 48 |  | 1.015 | GST | -1 | 0.054219 | 48 | 48 |  |  | -0.15058 | 48 | -0.054219 | -2.6025
32884 | BRYN_DNSBY13 | 1 | North | YES | -0.003137 | 46 | 2 | 46 | 0 | 1.015 | GST | -1 | 0.054219 | 46 | 46 |  |  | -0.1443 | 46 | -0.054219 | -2.4941
32892 | BRYN_DNSBY14 | 1 | North | YES | -0.003137 | 84 | 25 | 105 | 0 | 1.035 | GST | -1 | 0.054219 | 105 | 105 |  |  | -0.32938 | 105 | -0.054219 | -5.693
32886 | BRYN_ATKINS3 | MB | North | YES | -0.003145 | 0 | 5 | 12 |  | 1 | GST | -1 | 0.054227 | 0 | 0 |  |  | 0 | 0 | -0.054227 | 0
32887 | BRYN_ATKINS6 | MB | North | YES | -0.003145 | 0 | 12 | 51 |  | 1.028 | GST | -1 | 0.054227 | 0 | 0 |  |  | 0 | 0 | -0.054227 | 0
32888 | BRYN_ATKINS7 | 1 | North | YES | -0.003145 | 13.6 | 4 | 17 |  | 1.028 | GGT | -1 | 0.054227 | 17 | 17 |  |  | -0.053465 | 17 | -0.054227 | -0.92185
32890 | BRYN_ATKINS4 | MB | North | YES | -0.003145 | 0 | 5 | 22 |  | 1.031 | GST | -1 | 0.054227 | 0 | 0 |  |  | 0 | 0 | -0.054227 | 0
32891 | BRYN_ATKINS5 | MB | North | YES | -0.003145 | 0 | 5 | 25 |  | 1.031 | GST | -1 | 0.054227 | 0 | 0 |  |  | 0 | 0 | -0.054227 | 0
990 | GIBN_CREK_G1 | 1 | North | YES | -0.003146 | 463 | 200 | 463 | 0 | 1.0275 | LIGCO | -1 | 0.054228 | 0 | 463 |  |  | 0 | 0 | -0.054228 | 0
32798 | BRYN_TAMUGEN | 1 | North | YES | -0.003147 | 32 | 0 | 32 |  | 1.02 | GST | -1 | 0.054229 | 32 | 32 |  |  | -0.1007 | 32 | -0.054229 | -1.7353
3416 | LAKE_CRK1_G | 1 | North | YES | -0.003151 | 60 | 33 | 75 |  | 1.029 | GST | -1 | 0.054233 | 75 | 75 |  |  | -0.23633 | 75 | -0.054233 | -4.0674
3417 | LAKE_CRK2_G | 2 | North | YES | -0.003151 | 177.6 | 40 | 222 | 0 | 1.029 | GST | -1 | 0.054233 | 222 | 222 |  |  | -0.69952 | 222 | -0.054233 | -12.0396
3403 | THOUSE_1G | 1 | North | YES | -0.003269 | 563 | 200 | 563 | 0 | 1.012 | GSC | -1 | 0.054351 | 563 | 563 |  |  | -1.8404 | 563 | -0.054351 | -30.5994
3404 | THOUSE_2G | 2 | North | YES | -0.003269 | 807 | 250 | 807 | 0 | 1.012 | GSC | -1 | 0.054351 | 807 | 807 |  |  | -2.6381 | 807 | -0.054351 | -43.861
238 | BOSQUESW505 | 1 | North | YES | -0.003295 | 255 | 0 | 255 | 0 | 1.02 | CC | -1 | 0.054377 | 255 | 255 |  |  | -0.84022 | 255 | -0.054377 | -13.866
239 | BOSQUESW502 | 1 | North | YES | -0.003295 | 119.2 | 0 | 149 | 0 | 1.02 | GGT | -1 | 0.054377 | 149 | 149 |  |  | -0.49095 | 149 | -0.054377 | -8.1021
247 | BOSQUESW501 | 2 | North | YES | -0.003295 | 124.8 | 0 | 156 | 0 | 1.02 | GGT | -1 | 0.054377 | 156 | 156 |  |  | -0.51402 | 156 | -0.054377 | -8.4828
251 | BOSQUESW803 | 2 | North | YES | -0.003347 | 150 | 0 | 150 | 0 | 1.032 | CC | -1 | 0.054429 | 150 | 150 |  |  | -0.50205 | 150 | -0.054429 | -8.1643
253 | BOSQUESW804 | 2 | North | YES | -0.003347 | 80 | 0 | 80 | 0 | 1.032 | CC | -1 | 0.054429 | 80 | 80 |  |  | -0.26776 | 80 | -0.054429 | -4.3543
39960 | TNTNPONE_18 | 1 | North | YES | -0.003488 | 152.3 | 30 | 152.3 |  | 1.04 | LIGCO | -1 | 0.05457 | 0 | 152.3 |  |  | 0 | 0 | -0.05457 | 0
39970 | TNTNPONE_28 | 1 | North | YES | -0.003488 | 153 | 30 | 153 |  | 1.04 | LIGCO | -1 | 0.05457 | 0 | 153 |  |  | 0 | 0 | -0.05457 | 0
48721 | LEG_1___1 | 1 | North | YES | -0.003625 | 827 | 357 | 827 | 0 | 1.0348 | LIGCO | -1 | 0.054707 | 0 | 827 |  |  | 0 | 0 | -0.054707 | 0
48722 | LEG_2___2 | 2 | North | YES | -0.003625 | 819 | 357 | 819 | 0 | 1.0348 | LIGCO | -1 | 0.054707 | 0 | 819 |  |  | 0 | 0 | -0.054707 | 0
1643 | SLSTR1PP_1G | 1 | North | YES | -0.003645 | 6 | 0 | 60 | 0 | 1.022 | Wind | -1 | 0.054727 | 0 | 60 |  |  | 0 | 0 | -0.054727 | 0
244 | WHITNYDM01 | 1 | North | YES | -0.003787 | 15 | 0 | 15 | 0 | 1.035 | Hydro | -1 | 0.054869 | 0 | 0 |  |  | 0 | 0 | -0.054869 | 0
245 | WHITNYDM02 | 2 | North | YES | -0.003787 | 15 | 0 | 15 | 0 | 1.035 | Hydro | -1 | 0.054869 | 0 | 0 |  |  | 0 | 0 | -0.054869 | 0
1889 | DECRDOVA_1G | 1 | North | YES | -0.003967 | 779 | 255 | 779 | 0 | 1.02 | GSC | -1 | 0.055049 | 779 | 779 |  |  | -3.0903 | 779 | -0.055049 | -42.8829
3381 | BBRN_1G | 1 | North | YES | -0.003991 | 618 | 225 | 618 | 0 | 1.03 | LIGCO | -1 | 0.055073 | 0 | 618 |  |  | 0 | 0 | -0.055073 | 0
3382 | BBRN_2G | 2 | North | YES | -0.003991 | 589 | 225 | 589 | 0 | 1.03 | LIGCO | -1 | 0.055073 | 0 | 589 |  |  | 0 | 0 | -0.055073 | 0
13131 | CALFREST_1G | 1 | North | YES | -0.004051 | 150.7 | 40 | 150.7 | 0 | 1.031 | CC | -1 | 0.055133 | 150.7 | 150.7 |  |  | -0.61049 | 150.7 | -0.055133 | -8.3085
13132 | CALFREST_2G | 2 | North | YES | -0.004051 | 151 | 57 | 151 | 0 | 1.031 | CC | -1 | 0.055133 | 151 | 151 |  |  | -0.6117 | 151 | -0.055133 | -8.325
13133 | CALFREST_3G | 3 | North | YES | -0.004051 | 177.4 | 40 | 177.4 | 0 | 1.031 | CC | -1 | 0.055133 | 177.4 | 177.4 |  |  | -0.71865 | 177.4 | -0.055133 | -9.7805
13134 | CALFREST_4G | 4 | North | YES | -0.004067 | 151.5 | 40 | 151.5 | 0 | 1.031 | CC | -1 | 0.055149 | 151.5 | 151.5 |  |  | -0.61615 | 151.5 | -0.055149 | -8.355
13135 | CALFREST_5G | 5 | North | YES | -0.004067 | 152.3 | 57 | 152.3 | 0 | 1.031 | CC | -1 | 0.055149 | 152.3 | 152.3 |  |  | -0.6194 | 152.3 | -0.055149 | -8.3991
13136 | CALFREST_6G | 6 | North | YES | -0.004067 | 177.5 | 40 | 177.5 | 0 | 1.031 | CC | -1 | 0.055149 | 177.5 | 177.5 |  |  | -0.72189 | 177.5 | -0.055149 | -9.7889
366 | JNSNCNTY802 | 1 | North | YES | -0.004068 | 168 | 20 | 168 | 0 | 1.02 | Cogen | -1 | 0.05515 | 0 | 0 |  |  | 0 | 0 | -0.05515 | 0
367 | JNSNCNTY802 | 2 | North | YES | -0.004068 | 90 | 20 | 90 | 0 | 1.02 | Cogen | -1 | 0.05515 | 0 | 0 |  |  | 0 | 0 | -0.05515 | 0
1937 | MDLTHELP_5G | 5 | North | YES | -0.004216 | 224 | 74 | 224 | 0 | 1 | CC | -1 | 0.055298 | 224 | 224 |  |  | -0.94438 | 224 | -0.055298 | -12.3867
1938 | MDLTHELP_6G | 6 | North | YES | -0.004216 | 226 | 74 | 226 | 0 | 1 | CC | -1 | 0.055298 | 226 | 226 |  |  | -0.95282 | 226 | -0.055298 | -12.4973
1943 | MDLTHELP_3G | 3 | North | YES | -0.004216 | 212 | 74 | 212 | 0 | 1 | CC | -1 | 0.055298 | 212 | 212 |  |  | -0.89379 | 212 | -0.055298 | -11.7231
1944 | MDLTHELP_4G | 4 | North | YES | -0.004216 | 211 | 74 | 211 | 0 | 1 | CC | -1 | 0.055298 | 211 | 211 |  |  | -0.88958 | 211 | -0.055298 | -11.6678
3126 | TRINIDAD_6G | 1 | North | YES | -0.004295 | 179.2 | 46 | 224 | 0 | 1 | GST | -1 | 0.055377 | 224 | 224 |  |  | -0.96208 | 224 | -0.055377 | -12.4044
1941 | MDLTHELP_1G | 1 | North | YES | -0.004349 | 216.4 | 74 | 216.4 | 0 | 1 | CC | -1 | 0.055431 | 216.4 | 216.4 |  |  | -0.94112 | 216.4 | -0.055431 | -11.9952
1942 | MDLTHELP_2G | 2 | North | YES | -0.004349 | 216.1 | 74 | 216.1 | 0 | 1 | CC | -1 | 0.055431 | 216.1 | 216.1 |  |  | -0.93982 | 216.1 | -0.055431 | -11.9786
1892 | DECRDOVA_2G | A | North | YES | -0.004358 | 65 | 65 | 70 | 0 | 1.025 | GGT | -1 | 0.05544 | 70 | 70 |  |  | -0.30506 | 70 | -0.05544 | -3.8808
1893 | DECRDOVA_3G | B | North | YES | -0.004358 | 65 | 65 | 69 | 0 | 1.025 | GGT | -1 | 0.05544 | 69 | 69 |  |  | -0.3007 | 69 | -0.05544 | -3.8253
1894 | DECRDOVA_4G | C | North | YES | -0.004358 | 65 | 65 | 69 | 0 | 1.025 | GGT | -1 | 0.05544 | 69 | 69 |  |  | -0.3007 | 69 | -0.05544 | -3.8253
1895 | DECRDOVA_5G | D | North | YES | -0.004358 | 65 | 65 | 68 | 0 | 1.025 | GGT | -1 | 0.05544 | 68 | 68 |  |  | -0.29634 | 68 | -0.05544 | -3.7699
12322 | ENNSTRAC_1G | 1 | North | YES | -0.004366 | 196 | 130 | 196 | 0 | 1.036 | CC | -1 | 0.055448 | 196 | 196 |  |  | -0.85574 | 196 | -0.055448 | -10.8677
12323 | ENNSTRAC_2G | 2 | North | YES | -0.004366 | 116 | 100 | 116 | 0 | 1.036 | CC | -1 | 0.055448 | 116 | 116 |  |  | -0.50646 | 116 | -0.055448 | -6.4319
3107 | STRYKER_1G | 1 | North | YES | -0.004375 | 145.6 | 45 | 182 | 0 | 1.029 | GST | -1 | 0.055457 | 182 | 182 |  |  | -0.79625 | 182 | -0.055457 | -10.0931
3108 | STRYKER_2G | 2 | North | YES | -0.004375 | 484 | 75 | 484 | 0 | 1.029 | GST | -1 | 0.055457 | 484 | 484 |  |  | -2.1175 | 484 | -0.055457 | -26.841
3309 | ASPN_G | 1 | North | YES | -0.00438 | 50 | 0 | 50 |  | 1 | Bio | -1 | 0.055462 | 50 | 50 |  |  | -0.219 | 50 | -0.055462 | -2.7731
3348 | CHAMPION_1G | MB | North | YES | -0.004384 | 0 | 42 | 42 |  | 1 | Cogen | -1 | 0.055466 | 0 | 0 |  |  | 0 | 0 | -0.055466 | 0
13116 | TGATEWAY_1G | 1 | North | YES | -0.004416 | 151 | 30 | 151 | 0 | 1.0232 | CC | -1 | 0.055498 | 151 | 151 |  |  | -0.66682 | 151 | -0.055498 | -8.3801
13117 | TGATEWAY_2G | 2 | North | YES | -0.004416 | 130 | 30 | 130 | 0 | 1.0232 | CC | -1 | 0.055498 | 130 | 130 |  |  | -0.57408 | 130 | -0.055498 | -7.2147
13118 | TGATEWAY_3G | 3 | North | YES | -0.004416 | 148 | 30 | 148 | 0 | 1.0232 | CC | -1 | 0.055498 | 148 | 148 |  |  | -0.65357 | 148 | -0.055498 | -8.2137
13119 | TGATEWAY_4G | 4 | North | YES | -0.004416 | 399 | 65 | 399 | 0 | 1.0232 | CC | -1 | 0.055498 | 399 | 399 |  |  | -1.762 | 399 | -0.055498 | -22.1436
3097 | MARTLAKE_1G | 1 | North | YES | -0.004453 | 790 | 500 | 790 | 0 | 1.017 | LIGCO | -1 | 0.055535 | 0 | 790 |  |  | 0 | 0 | -0.055535 | 0
3098 | MARTLAKE_2G | 2 | North | YES | -0.004453 | 795 | 461 | 795 | 0 | 1.017 | LIGCO | -1 | 0.055535 | 0 | 795 |  |  | 0 | 0 | -0.055535 | 0
3099 | MARTLAKE_3G | 3 | North | YES | -0.004453 | 804 | 500 | 804 | 0 | 1.017 | LIGCO | -1 | 0.055535 | 0 | 804 |  |  | 0 | 0 | -0.055535 | 0
2413 | MTCK6_G | 6 | North | YES | -0.004652 | 0 | 30 | 118 |  | 1.022 | GST | -1 | 0.055734 | 118 | 118 |  |  | -0.54894 | 118 | -0.055734 | -6.5766
2414 | MTCK7_G | 7 | North | YES | -0.004652 | 0 | 30 | 115 |  | 1.022 | GST | -1 | 0.055734 | 115 | 115 |  |  | -0.53498 | 115 | -0.055734 | -6.4094
2417 | MTCK8_G | 8 | North | YES | -0.004652 | 444.8 | 60 | 556 | 0 | 1.022 | GSC | -1 | 0.055734 | 556 | 556 |  |  | -2.5865 | 556 | -0.055734 | -30.9879
12440 | PARKD_1SVC8 | 1 | North | YES | -0.004709 | 0 | 0 | 0 | 0 | 1.007 | GST | -1 | 0.055791 | 0 | 0 |  |  | 0 | 0 | -0.055791 | 0
12449 | PARKD_2SVC8 | 1 | North | YES | -0.004709 | 0 | 0 | 0 | 0 | 1.007 | GST | -1 | 0.055791 | 0 | 0 |  |  | 0 | 0 | -0.055791 | 0
12411 | FPLEFR1A_G | 1 | North | YES | -0.004725 | 161 | 72 | 161 | 0 | 1 | CC | -1 | 0.055807 | 161 | 161 |  |  | -0.76072 | 161 | -0.055807 | -8.9849
12412 | FPLEFR1B_G | 2 | North | YES | -0.004725 | 164 | 72 | 164 | 0 | 1 | CC | -1 | 0.055807 | 164 | 164 |  |  | -0.7749 | 164 | -0.055807 | -9.1523
12413 | FPLEFR1C_G | 3 | North | YES | -0.004725 | 164 | 72 | 164 | 0 | 1 | CC | -1 | 0.055807 | 164 | 164 |  |  | -0.7749 | 164 | -0.055807 | -9.1523
12414 | FPLEFR1S_G | 4 | North | YES | -0.004725 | 414 | 191 | 414 | 0 | 1 | CC | -1 | 0.055807 | 414 | 414 |  |  | -1.9562 | 414 | -0.055807 | -23.104
12421 | FPLEFR2A_G | 1 | North | YES | -0.004725 | 162 | 72 | 162 | 0 | 1 | CC | -1 | 0.055807 | 162 | 162 |  |  | -0.76545 | 162 | -0.055807 | -9.0407
12422 | FPLEFR2B_G | 2 | North | YES | -0.004725 | 161 | 72 | 161 | 0 | 1 | CC | -1 | 0.055807 | 161 | 161 |  |  | -0.76072 | 161 | -0.055807 | -8.9849
12423 | FPLEFR2C_G | 3 | North | YES | -0.004725 | 163 | 72 | 163 | 0 | 1 | CC | -1 | 0.055807 | 163 | 163 |  |  | -0.77018 | 163 | -0.055807 | -9.0965
12424 | FPLEFR2S_G | 4 | North | YES | -0.004725 | 415 | 191 | 415 | 0 | 1 | CC | -1 | 0.055807 | 415 | 415 |  |  | -1.9609 | 415 | -0.055807 | -23.1598
2451 | LKHB1_G | 1 | North | YES | -0.004743 | 0 | 80 | 391 |  | 1.022 | GST | -1 | 0.055825 | 391 | 391 |  |  | -1.8545 | 391 | -0.055825 | -21.8274
2452 | LKHB2_G | 2 | North | YES | -0.004743 | 516 | 80 | 516 | 0 | 1.022 | GST | -1 | 0.055825 | 516 | 516 |  |  | -2.4474 | 516 | -0.055825 | -28.8055
948 | STEAM1 | 1 | North | YES | -0.004837 | 0 | 12 | 20 |  | 1.02 | GST | -1 | 0.055919 | 20 | 20 |  |  | -0.09674 | 20 | -0.055919 | -1.1184
949 | STEAM2 | 1 | North | YES | -0.004837 | 26 | 8 | 26 | 0 | 0.99 | GST | -1 | 0.055919 | 26 | 26 |  |  | -0.12576 | 26 | -0.055919 | -1.4539
950 | STEAM3 | 1 | North | YES | -0.004837 | 41 | 13 | 42 | 0 | 1.02 | GST | -1 | 0.055919 | 42 | 42 |  |  | -0.20315 | 42 | -0.055919 | -2.3486
837 | NEWMAN_G5 | 1 | North | YES | -0.00484 | 0 | 15 | 40 |  | 1.01 | GST | -1 | 0.055922 | 40 | 40 |  |  | -0.1936 | 40 | -0.055922 | -2.2369
842 | OLINGER_G1 | 1 | North | YES | -0.004855 | 55.4 | 20 | 79 | 0 | 1.03 | GST | -1 | 0.055937 | 79 | 79 |  |  | -0.38355 | 79 | -0.055937 | -4.419
843 | OLINGER_G2 | 1 | North | YES | -0.004855 | 76.2 | 25 | 110 | 0 | 1.03 | GST | -1 | 0.055937 | 110 | 110 |  |  | -0.53405 | 110 | -0.055937 | -6.153
844 | OLINGER_G3 | 1 | North | YES | -0.004855 | 103.9 | 45 | 150 | 0 | 1.03 | GST | -1 | 0.055937 | 150 | 150 |  |  | -0.72825 | 150 | -0.055937 | -8.3905
845 | OLINGER_G4 | 1 | North | YES | -0.004855 | 51.9 | 0 | 76 | 0 | 1.03 | GGT | -1 | 0.055937 | 76 | 76 |  |  | -0.36898 | 76 | -0.055937 | -4.2512
1701 | MOSES_1G | 1 | North | YES | -0.004937 | 558 | 175 | 558 | 0 | 1.023 | LIGCO | -1 | 0.056019 | 0 | 558 |  |  | 0 | 0 | -0.056019 | 0
1702 | MOSES_2G | 2 | North | YES | -0.004937 | 579 | 175 | 579 | 0 | 1.023 | LIGCO | -1 | 0.056019 | 0 | 579 |  |  | 0 | 0 | -0.056019 | 0
1703 | MOSES_3G | 3 | North | YES | -0.004937 | 808 | 463 | 808 | 0 | 1.023 | LIGCO | -1 | 0.056019 | 0 | 808 |  |  | 0 | 0 | -0.056019 | 0
5925 | DCEAST | EQ | North | YES | -0.004937 | 400.3 | -600 | 600 | 0 | 1.025 | DCTie | -1 | 0.056019 | 0 | 0 |  |  | 0 | 0 | -0.056019 | 0
1675 | PEC_1G | 1 | North | YES | -0.004986 | 76.7 | 35 | 76.7 | 0 | 1.022 | Cogen | -1 | 0.056068 | 0 | 0 |  |  | 0 | 0 | -0.056068 | 0
1676 | PEC_2G | 2 | North | YES | -0.004986 | 79.6 | 35 | 79.6 | 0 | 1.022 | Cogen | -1 | 0.056068 | 0 | 0 |  |  | 0 | 0 | -0.056068 | 0
1677 | PEC_3G | 3 | North | YES | -0.004986 | 88.4 | 35 | 88.4 | 0 | 1.022 | Cogen | -1 | 0.056068 | 0 | 0 |  |  | 0 | 0 | -0.056068 | 0
1678 | LAMARPWR_1G | 1 | North | YES | -0.004987 | 160 | 67.7 | 160 | 0 | 1.038 | CC | -1 | 0.056069 | 160 | 160 |  |  | -0.79792 | 160 | -0.056069 | -8.971
1679 | LAMARPWR_2G | 2 | North | YES | -0.004987 | 156 | 67.7 | 156 | 0 | 1.038 | CC | -1 | 0.056069 | 156 | 156 |  |  | -0.77797 | 156 | -0.056069 | -8.7467
1680 | LAMARPWR_3G | 3 | North | YES | -0.004987 | 196 | 129.1 | 196 | 0 | 1.038 | CC | -1 | 0.056069 | 196 | 196 |  |  | -0.97745 | 196 | -0.056069 | -10.9895
1681 | LAMARPWR_4G | 4 | North | YES | -0.004987 | 156 | 67.7 | 156 | 0 | 1.038 | CC | -1 | 0.056069 | 156 | 156 |  |  | -0.77797 | 156 | -0.056069 | -8.7467
1682 | LAMARPWR_5G | 5 | North | YES | -0.004987 | 157 | 67.7 | 157 | 0 | 1.038 | CC | -1 | 0.056069 | 157 | 157 |  |  | -0.78296 | 157 | -0.056069 | -8.8028
1683 | LAMARPWR_6G | 6 | North | YES | -0.004987 | 198 | 129.1 | 198 | 0 | 1.038 | CC | -1 | 0.056069 | 198 | 198 |  |  | -0.98743 | 198 | -0.056069 | -11.1016
1948 | HANDLEY_4G | 4 | North | YES | -0.005005 | 348 | 150 | 435 | 0 | 1.022 | GST | -1 | 0.056087 | 435 | 435 |  |  | -2.1772 | 435 | -0.056087 | -24.3977
1689 | VALLEY_3G | 3 | North | YES | -0.005008 | 0 | 25 | 375 |  | 1.003 | GST | -1 | 0.05609 | 375 | 375 |  |  | -1.878 | 375 | -0.05609 | -21.0336
11691 | KMICHICT1_G | 1 | North | YES | -0.005008 | 144 | 80 | 144 | 0 | 1.026 | CC | -1 | 0.05609 | 144 | 144 |  |  | -0.72115 | 144 | -0.05609 | -8.0769
11692 | KMICHICT2_G | 2 | North | YES | -0.005008 | 146 | 80 | 146 | 0 | 1.026 | CC | -1 | 0.05609 | 146 | 146 |  |  | -0.73117 | 146 | -0.05609 | -8.1891
11693 | KMICHIST3_G | 3 | North | YES | -0.005008 | 312 | 60 | 312 | 0 | 1.026 | CC | -1 | 0.05609 | 312 | 312 |  |  | -1.5625 | 312 | -0.05609 | -17.5
11694 | KMICHICT4_G | 4 | North | YES | -0.005008 | 144 | 80 | 144 | 0 | 1.026 | CC | -1 | 0.05609 | 144 | 144 |  |  | -0.72115 | 144 | -0.05609 | -8.0769
11695 | KMICHICT5_G | 5 | North | YES | -0.005008 | 148 | 80 | 148 | 0 | 1.026 | CC | -1 | 0.05609 | 148 | 148 |  |  | -0.74118 | 148 | -0.05609 | -8.3013
11696 | KMICHIST6_G | 6 | North | YES | -0.005008 | 310 | 60 | 310 | 0 | 1.026 | CC | -1 | 0.05609 | 310 | 310 |  |  | -1.5525 | 310 | -0.05609 | -17.3878
1947 | HANDLEY_3G | 3 | North | YES | -0.00501 | 316 | 100 | 395 | 0 | 1.022 | GST | -1 | 0.056092 | 395 | 395 |  |  | -1.9789 | 395 | -0.056092 | -22.1562
1949 | HANDLEY_5G | 5 | North | YES | -0.00501 | 348 | 150 | 435 | 0 | 1.022 | GST | -1 | 0.056092 | 435 | 435 |  |  | -2.1793 | 435 | -0.056092 | -24.3999
2381 | NTHLK1_G | 1 | North | YES | -0.005018 | 0 | 35 | 156 |  | 1.022 | GST | -1 | 0.0561 | 156 | 156 |  |  | -0.78281 | 156 | -0.0561 | -8.7515
2382 | NTHLK2_G | 2 | North | YES | -0.005018 | 0 | 35 | 181 |  | 1.022 | GST | -1 | 0.0561 | 181 | 181 |  |  | -0.90826 | 181 | -0.0561 | -10.154
2383 | NTHLK3_G | 3 | North | YES | -0.005018 | 0 | 50 | 329 |  | 1.022 | GST | -1 | 0.0561 | 329 | 329 |  |  | -1.6509 | 329 | -0.0561 | -18.4568
1687 | VALLEY_1G | 1 | North | YES | -0.005128 | 136 | 15 | 170 | 0 | 1.029 | GST | -1 | 0.05621 | 170 | 170 |  |  | -0.87176 | 170 | -0.05621 | -9.5556
1688 | VALLEY_2G | 2 | North | YES | -0.005128 | 527 | 90 | 527 | 0 | 1.029 | GSC | -1 | 0.05621 | 527 | 527 |  |  | -2.7025 | 527 | -0.05621 | -29.6225
2371 | COLLIN_1G | MB | North | YES | -0.005194 | 0 | 40 | 138 |  | 1.022 | GST | -1 | 0.056276 | 0 | 0 |  |  | 0 | 0 | -0.056276 | 0
6948 | DENISNDM | 1 | North | YES | -0.005212 | 40 | 5 | 40 |  | 1.015 | Hydro | -1 | 0.056294 | 0 | 0 |  |  | 0 | 0 | -0.056294 | 0
6948 | DENISNDM | 2 | North | YES | -0.005212 | 31 | 5 | 40 |  | 1.015 | Hydro | -1 | 0.056294 | 0 | 0 |  |  | 0 | 0 | -0.056294 | 0
923 | SPENCER_G4 | 1 | North | YES | -0.006107 | 48 | 20 | 61 | 0 | 1.03 | GST | -1 | 0.057189 | 61 | 61 |  |  | -0.37253 | 61 | -0.057189 | -3.4885
924 | SPENCER_G5 | 1 | North | YES | -0.006107 | 52 | 20 | 66 | 0 | 1.03 | GST | -1 | 0.057189 | 66 | 66 |  |  | -0.40306 | 66 | -0.057189 | -3.7745
1861 | EAGLEMNT_1G | MB | North | YES | -0.006619 | 0 | 30 | 112 |  | 1.022 | GST | -1 | 0.057701 | 0 | 0 |  |  | 0 | 0 | -0.057701 | 0
1862 | EAGLEMNT_2G | MB | North | YES | -0.006619 | 0 | 40 | 100 |  | 1.022 | GST | -1 | 0.057701 | 0 | 0 |  |  | 0 | 0 | -0.057701 | 0
1863 | EAGLEMNT_3G | MB | North | YES | -0.006619 | 0 | 50 | 378 |  | 1.022 | GST | -1 | 0.057701 | 0 | 0 |  |  | 0 | 0 | -0.057701 | 0
1453 | WCPWRCO_1G | 1 | North | YES | -0.007047 | 204 | 50 | 204 | 0 | 1.02 | CC | -1 | 0.058129 | 204 | 204 |  |  | -1.4376 | 204 | -0.058129 | -11.8582
1454 | WCPWRCO_2G | 2 | North | YES | -0.007047 | 204 | 50 | 204 | 0 | 1.02 | CC | -1 | 0.058129 | 204 | 204 |  |  | -1.4376 | 204 | -0.058129 | -11.8582
1455 | WCPWRCO_3G | 3 | North | YES | -0.007047 | 242 | 50 | 242 |  | 1.02 | CC | -1 | 0.058129 | 242 | 242 |  |  | -1.7054 | 242 | -0.058129 | -14.0671
728 | WOLFRIDGE801 | 1 | North | YES | -0.00861 | 11.2 | 0 | 112.5 | 0 | 0.99 | Wind | -1 | 0.059692 | 0 | 112.5 |  |  | 0 | 0 | -0.059692 | 0
1432 | GRHAMSES_2G | 2 | North | YES | -0.011043 | 294.9 | 90 | 366 | 0 | 1.014 | GST | -1 | 0.062125 | 366 | 366 |  |  | -4.0417 | 366 | -0.062125 | -22.7376
580 | JCKCNTY801 | 1 | North | YES | -0.011394 | 288 | 0 | 288 | 0 | 1.022 | CC | -1 | 0.062476 | 288 | 288 |  |  | -3.2815 | 288 | -0.062476 | -17.993
581 | JCKCNTY802 | 2 | North | YES | -0.011394 | 147 | 0 | 147 | 0 | 1.022 | CC | -1 | 0.062476 | 147 | 147 |  |  | -1.6749 | 147 | -0.062476 | -9.1839
582 | JCKCNTY803 | 3 | North | YES | -0.011394 | 147 | 0 | 147 | 0 | 1.022 | CC | -1 | 0.062476 | 147 | 147 |  |  | -1.6749 | 147 | -0.062476 | -9.1839
1479 | WFCOGEN_1G | 1 | North | YES | -0.012803 | 16 | 12 | 20 | 0 | 1 | Cogen | -1 | 0.063885 | 0 | 0 |  |  | 0 | 0 | -0.063885 | 0
1479 | WFCOGEN_1G | 2 | North | YES | -0.012803 | 16 | 12 | 20 | 0 | 1 | Cogen | -1 | 0.063885 | 0 | 0 |  |  | 0 | 0 | -0.063885 | 0
1482 | WFCOGEN_2G | 2 | North | YES | -0.012803 | 13.6 | 12 | 17 | 0 | 1 | Cogen | -1 | 0.063885 | 0 | 0 |  |  | 0 | 0 | -0.063885 | 0
1482 | WFCOGEN_2G | 1 | North | YES | -0.012803 | 16 | 12 | 20 | 0 | 1 | Cogen | -1 | 0.063885 | 0 | 0 |  |  | 0 | 0 | -0.063885 | 0
332 | RWMILLER01 | 1 | North | YES | -0.012958 | 58.4 | 18.5 | 73 | 0 | 1.04 | GST | -1 | 0.06404 | 73 | 73 |  |  | -0.94593 | 73 | -0.06404 | -4.6749
333 | RWMILLER02 | 2 | North | YES | -0.012958 | 95.2 | 37 | 119 | 0 | 1.04 | GST | -1 | 0.06404 | 119 | 119 |  |  | -1.542 | 119 | -0.06404 | -7.6207
334 | RWMILLER03 | 3 | North | YES | -0.012958 | 166.4 | 65 | 208 | 0 | 1.04 | GST | -1 | 0.06404 | 208 | 208 |  |  | -2.6953 | 208 | -0.06404 | -13.3202
335 | RWMILLER04 | 4 | North | YES | -0.012958 | 81.6 | 0 | 102 | 0 | 1.04 | GST | -1 | 0.06404 | 102 | 102 |  |  | -1.3217 | 102 | -0.06404 | -6.532
336 | RWMILLER05 | 5 | North | YES | -0.012958 | 80.8 | 0 | 101 | 0 | 1.04 | GST | -1 | 0.06404 | 101 | 101 |  |  | -1.3088 | 101 | -0.06404 | -6.468
503 | NTHTEXAS01 | 1 | North | YES | -0.013693 | 0 | 5 | 18 |  | 1.015 | GST | -1 | 0.064775 | 18 | 18 |  |  | -0.24647 | 18 | -0.064775 | -1.1659
504 | NTHTEXAS02 | 2 | North | YES | -0.013693 | 14.4 | 5 | 18 |  | 1.015 | GST | -1 | 0.064775 | 18 | 18 |  |  | -0.24647 | 18 | -0.064775 | -1.1659
505 | NTHTEXAS03 | 3 | North | YES | -0.013693 | 30.4 | 15 | 38 |  | 1.015 | GST | -1 | 0.064775 | 38 | 38 |  |  | -0.52033 | 38 | -0.064775 | -2.4614
344 | MRSSHPRD | 1 | North | YES | -0.02351 | 0 | 0 | 12 |  | 1.03 | Hydro | -1 | 0.074592 | 0 | 0 |  |  | 0 | 0 | -0.074592 | 0
345 | MRSSHPRD01 | 2 | North | YES | -0.02351 | 0 | 0 | 12 |  | 1.03 | Hydro | -1 | 0.074592 | 0 | 0 |  |  | 0 | 0 | -0.074592 | 0
1600 | BARTNWND_1G | 1 | North | YES | -0.039656 | 12 | 0 | 120 | 0 | 1.022 | Wind | -1 | 0.090738 | 0 | 120 |  |  | 0 | 0 | -0.090738 | 0
1433 | GRHAMSES_1G | 1 | North | YES | -0.069024 | 242 | 60 | 242 | 0 | 1.038 | GST | -1 | 0.12011 | 242 | 242 |  |  | -16.7038 | 242 | -0.12011 | -29.0656
Note on AL4: Zonal Cap - Zonal Impact

## Distributed Slack - Inc
Number of Bus | Name of Bus | ID | Area Name of Gen | AGC | P Sensitivity of Bus | Gen MW | Min MW | Max MW | V Sensitivity of Bus | Set Volt | Tech Type | Zone Impact | Zone Correlation | Inc Max | Dec Max | Souce S.F. Weighting | Souce Capacity | Sink S.F. Weighting | Sink Capacity | PTDF Calc | PTDF Weighting | Cumulative Share of Zonal Cap | Cumulative Share of Zonal Impact | Cont_ Cokfield to GrahamSES and LongCreek to GrahamSES1_5 OL_ Murry to Paint |  | i_PTDF_INC_pt | 543 |  | DECRDOVA_1G | Unit at max
1433 | GRHAMSES_1G | 1 | North | YES | -0.069024 | 242 | 60 | 242 | 0 | 1.038 | GST | -1 | 0.12011 | 242 | 242 |  |  | -16.7038 | 242 | -0.12011 | -29.0656 | 0.0056614 | 0.012442 |  |  | i_10pctunit | 38 |  | 118 | # units @ max
1600 | BARTNWND_1G | 1 | North | YES | -0.039656 | 12 | 0 | 120 | 0 | 1.022 | Wind | -1 | 0.090738 | 0 | 120 |  |  | 0 | 0 | -0.090738 | 0 | 0.0056614 | 0.012442 | [5 empty] | 0.020558 | delta max
344 | MRSSHPRD | 1 | North | YES | -0.02351 | 0 | 0 | 12 |  | 1.03 | Hydro | -1 | 0.074592 | 0 | 0 |  |  | 0 | 0 | -0.074592 | 0 | 0.0056614 | 0.012442 | [5 empty] | Delta
345 | MRSSHPRD01 | 2 | North | YES | -0.02351 | 0 | 0 | 12 |  | 1.03 | Hydro | -1 | 0.074592 | 0 | 0 |  |  | 0 | 0 | -0.074592 | 0 | 0.0056614 | 0.012442 | Weighted Shift Factors |  |  |  | 1 | 0.0067808
503 | NTHTEXAS01 | 1 | North | YES | -0.013693 | 0 | 5 | 18 |  | 1.015 | GST | -1 | 0.064775 | 18 | 18 |  |  | -0.24647 | 18 | -0.064775 | -1.1659 | 0.0060825 | 0.012941 | West | 0.051082 |  |  | 2 | 0.0067808
504 | NTHTEXAS02 | 2 | North | YES | -0.013693 | 14.4 | 5 | 18 |  | 1.015 | GST | -1 | 0.064775 | 18 | 18 |  |  | -0.24647 | 18 | -0.064775 | -1.1659 | 0.0065036 | 0.01344 | North | -0.0057175 |  |  | 3 | 0.0067808
505 | NTHTEXAS03 | 3 | North | YES | -0.013693 | 30.4 | 15 | 38 |  | 1.015 | GST | -1 | 0.064775 | 38 | 38 |  |  | -0.52033 | 38 | -0.064775 | -2.4614 | 0.0073926 | 0.014494 |  |  |  |  | 4 | 0.0067808
332 | RWMILLER01 | 1 | North | YES | -0.012958 | 58.4 | 18.5 | 73 | 0 | 1.04 | GST | -1 | 0.06404 | 73 | 73 |  |  | -0.94593 | 73 | -0.06404 | -4.6749 | 0.0091003 | 0.016495 |  |  |  |  | 5 | 0.0068588
333 | RWMILLER02 | 2 | North | YES | -0.012958 | 95.2 | 37 | 119 | 0 | 1.04 | GST | -1 | 0.06404 | 119 | 119 |  |  | -1.542 | 119 | -0.06404 | -7.6207 | 0.011884 | 0.019758 |  |  |  |  | 6 | 0.0069369
334 | RWMILLER03 | 3 | North | YES | -0.012958 | 166.4 | 65 | 208 | 0 | 1.04 | GST | -1 | 0.06404 | 208 | 208 |  |  | -2.6953 | 208 | -0.06404 | -13.3202 | 0.01675 | 0.02546 |  |  |  |  | 7 | 0.0071016
335 | RWMILLER04 | 4 | North | YES | -0.012958 | 81.6 | 0 | 102 | 0 | 1.04 | GST | -1 | 0.06404 | 102 | 102 |  |  | -1.3217 | 102 | -0.06404 | -6.532 | 0.019136 | 0.028256 |  |  |  |  | 8 | 0.007395
336 | RWMILLER05 | 5 | North | YES | -0.012958 | 80.8 | 0 | 101 | 0 | 1.04 | GST | -1 | 0.06404 | 101 | 101 |  |  | -1.3088 | 101 | -0.06404 | -6.468 | 0.021499 | 0.031025 |  |  |  |  | 9 | 0.0078733
1479 | WFCOGEN_1G | 1 | North | YES | -0.012803 | 16 | 12 | 20 | 0 | 1 | Cogen | -1 | 0.063885 | 0 | 0 |  |  | 0 | 0 | -0.063885 | 0 | 0.021499 | 0.031025 |  |  |  |  | 10 | 0.0087094
1479 | WFCOGEN_1G | 2 | North | YES | -0.012803 | 16 | 12 | 20 | 0 | 1 | Cogen | -1 | 0.063885 | 0 | 0 |  |  | 0 | 0 | -0.063885 | 0 | 0.021499 | 0.031025 |  |  |  |  | 11 | 0.0091194
1482 | WFCOGEN_2G | 2 | North | YES | -0.012803 | 13.6 | 12 | 17 | 0 | 1 | Cogen | -1 | 0.063885 | 0 | 0 |  |  | 0 | 0 | -0.063885 | 0 | 0.021499 | 0.031025 |  |  |  |  | 12 | 0.0095254
1482 | WFCOGEN_2G | 1 | North | YES | -0.012803 | 16 | 12 | 20 | 0 | 1 | Cogen | -1 | 0.063885 | 0 | 0 |  |  | 0 | 0 | -0.063885 | 0 | 0.021499 | 0.031025 |  |  |  |  | 13 | 0.0095254
580 | JCKCNTY801 | 1 | North | YES | -0.011394 | 288 | 0 | 288 | 0 | 1.022 | CC | -1 | 0.062476 | 288 | 288 |  |  | -3.2815 | 288 | -0.062476 | -17.993 | 0.028237 | 0.038727 |  |  |  |  | 14 | 0.0095254
581 | JCKCNTY802 | 2 | North | YES | -0.011394 | 147 | 0 | 147 | 0 | 1.022 | CC | -1 | 0.062476 | 147 | 147 |  |  | -1.6749 | 147 | -0.062476 | -9.1839 | 0.031676 | 0.042658 |  |  |  |  | 15 | 0.0095254
582 | JCKCNTY803 | 3 | North | YES | -0.011394 | 147 | 0 | 147 | 0 | 1.022 | CC | -1 | 0.062476 | 147 | 147 |  |  | -1.6749 | 147 | -0.062476 | -9.1839 | 0.035115 | 0.04659 |  |  |  |  | 16 | 0.0095254
1432 | GRHAMSES_2G | 2 | North | YES | -0.011043 | 294.9 | 90 | 366 | 0 | 1.014 | GST | -1 | 0.062125 | 366 | 366 |  |  | -4.0417 | 366 | -0.062125 | -22.7376 | 0.043677 | 0.056323 |  |  |  |  | 17 | 0.01049
728 | WOLFRIDGE801 | 1 | North | YES | -0.00861 | 11.2 | 0 | 112.5 | 0 | 0.99 | Wind | -1 | 0.059692 | 0 | 112.5 |  |  | 0 | 0 | -0.059692 | 0 | 0.043677 | 0.056323 |  |  |  |  | 18 | 0.010983
1453 | WCPWRCO_1G | 1 | North | YES | -0.007047 | 204 | 50 | 204 | 0 | 1.02 | CC | -1 | 0.058129 | 204 | 204 |  |  | -1.4376 | 204 | -0.058129 | -11.8582 | 0.048449 | 0.061399 |  |  |  |  | 19 | 0.011475
1454 | WCPWRCO_2G | 2 | North | YES | -0.007047 | 204 | 50 | 204 | 0 | 1.02 | CC | -1 | 0.058129 | 204 | 204 |  |  | -1.4376 | 204 | -0.058129 | -11.8582 | 0.053222 | 0.066476 |  |  |  |  | 20 | 0.012646
1455 | WCPWRCO_3G | 3 | North | YES | -0.007047 | 242 | 50 | 242 |  | 1.02 | CC | -1 | 0.058129 | 242 | 242 |  |  | -1.7054 | 242 | -0.058129 | -14.0671 | 0.058883 | 0.072497 |  |  |  |  | 21 | 0.012646
1861 | EAGLEMNT_1G | MB | North | YES | -0.006619 | 0 | 30 | 112 |  | 1.022 | GST | -1 | 0.057701 | 0 | 0 |  |  | 0 | 0 | -0.057701 | 0 | 0.058883 | 0.072497 |  |  |  |  | 22 | 0.01295
1862 | EAGLEMNT_2G | MB | North | YES | -0.006619 | 0 | 40 | 100 |  | 1.022 | GST | -1 | 0.057701 | 0 | 0 |  |  | 0 | 0 | -0.057701 | 0 | 0.058883 | 0.072497 |  |  |  |  | 23 | 0.013254
1863 | EAGLEMNT_3G | MB | North | YES | -0.006619 | 0 | 50 | 378 |  | 1.022 | GST | -1 | 0.057701 | 0 | 0 |  |  | 0 | 0 | -0.057701 | 0 | 0.058883 | 0.072497 |  |  |  |  | 24 | 0.013614
923 | SPENCER_G4 | 1 | North | YES | -0.006107 | 48 | 20 | 61 | 0 | 1.03 | GST | -1 | 0.057189 | 61 | 61 |  |  | -0.37253 | 61 | -0.057189 | -3.4885 | 0.06031 | 0.073991 |  |  |  |  | 25 | 0.013614
924 | SPENCER_G5 | 1 | North | YES | -0.006107 | 52 | 20 | 66 | 0 | 1.03 | GST | -1 | 0.057189 | 66 | 66 |  |  | -0.40306 | 66 | -0.057189 | -3.7745 | 0.061854 | 0.075606 |  |  |  |  | 26 | 0.013614
6948 | DENISNDM | 1 | North | YES | -0.005212 | 40 | 5 | 40 |  | 1.015 | Hydro | -1 | 0.056294 | 0 | 0 |  |  | 0 | 0 | -0.056294 | 0 | 0.061854 | 0.075606 |  |  |  |  | 27 | 0.013614
6948 | DENISNDM | 2 | North | YES | -0.005212 | 31 | 5 | 40 |  | 1.015 | Hydro | -1 | 0.056294 | 0 | 0 |  |  | 0 | 0 | -0.056294 | 0 | 0.061854 | 0.075606 |  |  |  |  | 28 | 0.01368
2371 | COLLIN_1G | MB | North | YES | -0.005194 | 0 | 40 | 138 |  | 1.022 | GST | -1 | 0.056276 | 0 | 0 |  |  | 0 | 0 | -0.056276 | 0 | 0.061854 | 0.075606 |  |  |  |  | 29 | 0.013752
1687 | VALLEY_1G | 1 | North | YES | -0.005128 | 136 | 15 | 170 | 0 | 1.029 | GST | -1 | 0.05621 | 170 | 170 |  |  | -0.87176 | 170 | -0.05621 | -9.5556 | 0.065831 | 0.079697 |  |  |  |  | 30 | 0.013752
1688 | VALLEY_2G | 2 | North | YES | -0.005128 | 527 | 90 | 527 | 0 | 1.029 | GSC | -1 | 0.05621 | 527 | 527 |  |  | -2.7025 | 527 | -0.05621 | -29.6225 | 0.07816 | 0.092378 |  |  |  |  | 31 | 0.013752
2381 | NTHLK1_G | 1 | North | YES | -0.005018 | 0 | 35 | 156 |  | 1.022 | GST | -1 | 0.0561 | 156 | 156 |  |  | -0.78281 | 156 | -0.0561 | -8.7515 | 0.081809 | 0.096124 |  |  |  |  | 32 | 0.013752
2382 | NTHLK2_G | 2 | North | YES | -0.005018 | 0 | 35 | 181 |  | 1.022 | GST | -1 | 0.0561 | 181 | 181 |  |  | -0.90826 | 181 | -0.0561 | -10.154 | 0.086044 | 0.10047 |  |  |  |  | 33 | 0.013866
2383 | NTHLK3_G | 3 | North | YES | -0.005018 | 0 | 50 | 329 |  | 1.022 | GST | -1 | 0.0561 | 329 | 329 |  |  | -1.6509 | 329 | -0.0561 | -18.4568 | 0.09374 | 0.10837 |  |  |  |  | 34 | 0.014218
1947 | HANDLEY_3G | 3 | North | YES | -0.00501 | 316 | 100 | 395 | 0 | 1.022 | GST | -1 | 0.056092 | 395 | 395 |  |  | -1.9789 | 395 | -0.056092 | -22.1562 | 0.10298 | 0.11786 |  |  |  |  | 35 | 0.014314
1949 | HANDLEY_5G | 5 | North | YES | -0.00501 | 348 | 150 | 435 | 0 | 1.022 | GST | -1 | 0.056092 | 435 | 435 |  |  | -2.1793 | 435 | -0.056092 | -24.3999 | 0.11316 | 0.1283 |  |  |  |  | 36 | 0.014427
1689 | VALLEY_3G | 3 | North | YES | -0.005008 | 0 | 25 | 375 |  | 1.003 | GST | -1 | 0.05609 | 375 | 375 |  |  | -1.878 | 375 | -0.05609 | -21.0336 | 0.12193 | 0.1373 |  |  |  |  | 37 | 0.014631
11691 | KMICHICT1_G | 1 | North | YES | -0.005008 | 144 | 80 | 144 | 0 | 1.026 | CC | -1 | 0.05609 | 144 | 144 |  |  | -0.72115 | 144 | -0.05609 | -8.0769 | 0.1253 | 0.14076 |  |  |  |  | 38 | 0.014875
11692 | KMICHICT2_G | 2 | North | YES | -0.005008 | 146 | 80 | 146 | 0 | 1.026 | CC | -1 | 0.05609 | 146 | 146 |  |  | -0.73117 | 146 | -0.05609 | -8.1891 | 0.12871 | 0.14427 |  |  |  |  | 39 | 0.015143
11693 | KMICHIST3_G | 3 | North | YES | -0.005008 | 312 | 60 | 312 | 0 | 1.026 | CC | -1 | 0.05609 | 312 | 312 |  |  | -1.5625 | 312 | -0.05609 | -17.5 | 0.13601 | 0.15176 |  |  |  |  | 40 | 0.015374
11694 | KMICHICT4_G | 4 | North | YES | -0.005008 | 144 | 80 | 144 | 0 | 1.026 | CC | -1 | 0.05609 | 144 | 144 |  |  | -0.72115 | 144 | -0.05609 | -8.0769 | 0.13938 | 0.15522 |  |  |  |  | 41 | 0.015463
11695 | KMICHICT5_G | 5 | North | YES | -0.005008 | 148 | 80 | 148 | 0 | 1.026 | CC | -1 | 0.05609 | 148 | 148 |  |  | -0.74118 | 148 | -0.05609 | -8.3013 | 0.14284 | 0.15877 |  |  |  |  | 42 | 0.015553
11696 | KMICHIST6_G | 6 | North | YES | -0.005008 | 310 | 60 | 310 | 0 | 1.026 | CC | -1 | 0.05609 | 310 | 310 |  |  | -1.5525 | 310 | -0.05609 | -17.3878 | 0.1501 | 0.16621 |  |  |  |  | 43 | 0.015745
1948 | HANDLEY_4G | 4 | North | YES | -0.005005 | 348 | 150 | 435 | 0 | 1.022 | GST | -1 | 0.056087 | 435 | 435 |  |  | -2.1772 | 435 | -0.056087 | -24.3977 | 0.16027 | 0.17666 |  |  |  |  | 44 | 0.015834
1678 | LAMARPWR_1G | 1 | North | YES | -0.004987 | 160 | 67.7 | 160 | 0 | 1.038 | CC | -1 | 0.056069 | 160 | 160 |  |  | -0.79792 | 160 | -0.056069 | -8.971 | 0.16402 | 0.1805 |  |  |  |  | 45 | 0.015925
1679 | LAMARPWR_2G | 2 | North | YES | -0.004987 | 156 | 67.7 | 156 | 0 | 1.038 | CC | -1 | 0.056069 | 156 | 156 |  |  | -0.77797 | 156 | -0.056069 | -8.7467 | 0.16767 | 0.18424 |  |  |  |  | 46 | 0.016117
1680 | LAMARPWR_3G | 3 | North | YES | -0.004987 | 196 | 129.1 | 196 | 0 | 1.038 | CC | -1 | 0.056069 | 196 | 196 |  |  | -0.97745 | 196 | -0.056069 | -10.9895 | 0.17225 | 0.18895 |  |  |  |  | 47 | 0.016384
1681 | LAMARPWR_4G | 4 | North | YES | -0.004987 | 156 | 67.7 | 156 | 0 | 1.038 | CC | -1 | 0.056069 | 156 | 156 |  |  | -0.77797 | 156 | -0.056069 | -8.7467 | 0.1759 | 0.19269 |  |  |  |  | 48 | 0.016481
1682 | LAMARPWR_5G | 5 | North | YES | -0.004987 | 157 | 67.7 | 157 | 0 | 1.038 | CC | -1 | 0.056069 | 157 | 157 |  |  | -0.78296 | 157 | -0.056069 | -8.8028 | 0.17957 | 0.19646 |  |  |  |  | 49 | 0.016576
1683 | LAMARPWR_6G | 6 | North | YES | -0.004987 | 198 | 129.1 | 198 | 0 | 1.038 | CC | -1 | 0.056069 | 198 | 198 |  |  | -0.98743 | 198 | -0.056069 | -11.1016 | 0.18421 | 0.20121 |  |  |  |  | 50 | 0.016695
1675 | PEC_1G | 1 | North | YES | -0.004986 | 76.7 | 35 | 76.7 | 0 | 1.022 | Cogen | -1 | 0.056068 | 0 | 0 |  |  | 0 | 0 | -0.056068 | 0 | 0.18421 | 0.20121 |  |  |  |  | 51 | 0.01679
1676 | PEC_2G | 2 | North | YES | -0.004986 | 79.6 | 35 | 79.6 | 0 | 1.022 | Cogen | -1 | 0.056068 | 0 | 0 |  |  | 0 | 0 | -0.056068 | 0 | 0.18421 | 0.20121 |  |  |  |  | 52 | 0.016885
1677 | PEC_3G | 3 | North | YES | -0.004986 | 88.4 | 35 | 88.4 | 0 | 1.022 | Cogen | -1 | 0.056068 | 0 | 0 |  |  | 0 | 0 | -0.056068 | 0 | 0.18421 | 0.20121 |  |  |  |  | 53 | 0.017005
1701 | MOSES_1G | 1 | North | YES | -0.004937 | 558 | 175 | 558 | 0 | 1.023 | LIGCO | -1 | 0.056019 | 0 | 558 |  |  | 0 | 0 | -0.056019 | 0 | 0.18421 | 0.20121 |  |  |  |  | 54 | 0.017005
1702 | MOSES_2G | 2 | North | YES | -0.004937 | 579 | 175 | 579 | 0 | 1.023 | LIGCO | -1 | 0.056019 | 0 | 579 |  |  | 0 | 0 | -0.056019 | 0 | 0.18421 | 0.20121 |  |  |  |  | 55 | 0.017005
1703 | MOSES_3G | 3 | North | YES | -0.004937 | 808 | 463 | 808 | 0 | 1.023 | LIGCO | -1 | 0.056019 | 0 | 808 |  |  | 0 | 0 | -0.056019 | 0 | 0.18421 | 0.20121 |  |  |  |  | 56 | 0.017005
5925 | DCEAST | EQ | North | YES | -0.004937 | 400.3 | -600 | 600 | 0 | 1.025 | DCTie | -1 | 0.056019 | 0 | 0 |  |  | 0 | 0 | -0.056019 | 0 | 0.18421 | 0.20121 |  |  |  |  | 57 | 0.017005
842 | OLINGER_G1 | 1 | North | YES | -0.004855 | 55.4 | 20 | 79 | 0 | 1.03 | GST | -1 | 0.055937 | 79 | 79 |  |  | -0.38355 | 79 | -0.055937 | -4.419 | 0.18605 | 0.2031 |  |  |  |  | 58 | 0.017005
843 | OLINGER_G2 | 1 | North | YES | -0.004855 | 76.2 | 25 | 110 | 0 | 1.03 | GST | -1 | 0.055937 | 110 | 110 |  |  | -0.53405 | 110 | -0.055937 | -6.153 | 0.18863 | 0.20574 |  |  |  |  | 59 | 0.017005
844 | OLINGER_G3 | 1 | North | YES | -0.004855 | 103.9 | 45 | 150 | 0 | 1.03 | GST | -1 | 0.055937 | 150 | 150 |  |  | -0.72825 | 150 | -0.055937 | -8.3905 | 0.19214 | 0.20933 |  |  |  |  | 60 | 0.017005
845 | OLINGER_G4 | 1 | North | YES | -0.004855 | 51.9 | 0 | 76 | 0 | 1.03 | GGT | -1 | 0.055937 | 76 | 76 |  |  | -0.36898 | 76 | -0.055937 | -4.2512 | 0.19391 | 0.21115 |  |  |  |  | 61 | 0.017049
837 | NEWMAN_G5 | 1 | North | YES | -0.00484 | 0 | 15 | 40 |  | 1.01 | GST | -1 | 0.055922 | 40 | 40 |  |  | -0.1936 | 40 | -0.055922 | -2.2369 | 0.19485 | 0.21211 |  |  |  |  | 62 | 0.01711
948 | STEAM1 | 1 | North | YES | -0.004837 | 0 | 12 | 20 |  | 1.02 | GST | -1 | 0.055919 | 20 | 20 |  |  | -0.09674 | 20 | -0.055919 | -1.1184 | 0.19532 | 0.21258 |  |  |  |  | 63 | 0.017192
949 | STEAM2 | 1 | North | YES | -0.004837 | 26 | 8 | 26 | 0 | 0.99 | GST | -1 | 0.055919 | 26 | 26 |  |  | -0.12576 | 26 | -0.055919 | -1.4539 | 0.19593 | 0.21321 |  |  |  |  | 64 | 0.017234
950 | STEAM3 | 1 | North | YES | -0.004837 | 41 | 13 | 42 | 0 | 1.02 | GST | -1 | 0.055919 | 42 | 42 |  |  | -0.20315 | 42 | -0.055919 | -2.3486 | 0.19691 | 0.21421 |  |  |  |  | 65 | 0.017256
2451 | LKHB1_G | 1 | North | YES | -0.004743 | 0 | 80 | 391 |  | 1.022 | GST | -1 | 0.055825 | 391 | 391 |  |  | -1.8545 | 391 | -0.055825 | -21.8274 | 0.20606 | 0.22356 |  |  |  |  | 66 | 0.017267
2452 | LKHB2_G | 2 | North | YES | -0.004743 | 516 | 80 | 516 | 0 | 1.022 | GST | -1 | 0.055825 | 516 | 516 |  |  | -2.4474 | 516 | -0.055825 | -28.8055 | 0.21813 | 0.23589 |  |  |  |  | 67 | 0.017281
12411 | FPLEFR1A_G | 1 | North | YES | -0.004725 | 161 | 72 | 161 | 0 | 1 | CC | -1 | 0.055807 | 161 | 161 |  |  | -0.76072 | 161 | -0.055807 | -8.9849 | 0.22189 | 0.23973 |  |  |  |  | 68 | 0.017304
12412 | FPLEFR1B_G | 2 | North | YES | -0.004725 | 164 | 72 | 164 | 0 | 1 | CC | -1 | 0.055807 | 164 | 164 |  |  | -0.7749 | 164 | -0.055807 | -9.1523 | 0.22573 | 0.24365 |  |  |  |  | 69 | 0.0175
12413 | FPLEFR1C_G | 3 | North | YES | -0.004725 | 164 | 72 | 164 | 0 | 1 | CC | -1 | 0.055807 | 164 | 164 |  |  | -0.7749 | 164 | -0.055807 | -9.1523 | 0.22957 | 0.24757 |  |  |  |  | 70 | 0.01776
12414 | FPLEFR1S_G | 4 | North | YES | -0.004725 | 414 | 191 | 414 | 0 | 1 | CC | -1 | 0.055807 | 414 | 414 |  |  | -1.9562 | 414 | -0.055807 | -23.104 | 0.23925 | 0.25746 |  |  |  |  | 71 | 0.01784
12421 | FPLEFR2A_G | 1 | North | YES | -0.004725 | 162 | 72 | 162 | 0 | 1 | CC | -1 | 0.055807 | 162 | 162 |  |  | -0.76545 | 162 | -0.055807 | -9.0407 | 0.24304 | 0.26133 |  |  |  |  | 72 | 0.017921
12422 | FPLEFR2B_G | 2 | North | YES | -0.004725 | 161 | 72 | 161 | 0 | 1 | CC | -1 | 0.055807 | 161 | 161 |  |  | -0.76072 | 161 | -0.055807 | -8.9849 | 0.24681 | 0.26518 |  |  |  |  | 73 | 0.018002
12423 | FPLEFR2C_G | 3 | North | YES | -0.004725 | 163 | 72 | 163 | 0 | 1 | CC | -1 | 0.055807 | 163 | 163 |  |  | -0.77018 | 163 | -0.055807 | -9.0965 | 0.25062 | 0.26907 |  |  |  |  | 74 | 0.018207
12424 | FPLEFR2S_G | 4 | North | YES | -0.004725 | 415 | 191 | 415 | 0 | 1 | CC | -1 | 0.055807 | 415 | 415 |  |  | -1.9609 | 415 | -0.055807 | -23.1598 | 0.26033 | 0.27898 |  |  |  |  | 75 | 0.018287
12440 | PARKD_1SVC8 | 1 | North | YES | -0.004709 | 0 | 0 | 0 | 0 | 1.007 | GST | -1 | 0.055791 | 0 | 0 |  |  | 0 | 0 | -0.055791 | 0 | 0.26033 | 0.27898 |  |  |  |  | 76 | 0.018367
12449 | PARKD_2SVC8 | 1 | North | YES | -0.004709 | 0 | 0 | 0 | 0 | 1.007 | GST | -1 | 0.055791 | 0 | 0 |  |  | 0 | 0 | -0.055791 | 0 | 0.26033 | 0.27898 |  |  |  |  | 77 | 0.018448
2413 | MTCK6_G | 6 | North | YES | -0.004652 | 0 | 30 | 118 |  | 1.022 | GST | -1 | 0.055734 | 118 | 118 |  |  | -0.54894 | 118 | -0.055734 | -6.5766 | 0.26309 | 0.2818 |  |  |  |  | 78 | 0.018653
2414 | MTCK7_G | 7 | North | YES | -0.004652 | 0 | 30 | 115 |  | 1.022 | GST | -1 | 0.055734 | 115 | 115 |  |  | -0.53498 | 115 | -0.055734 | -6.4094 | 0.26578 | 0.28454 |  |  |  |  | 79 | 0.018653
2417 | MTCK8_G | 8 | North | YES | -0.004652 | 444.8 | 60 | 556 | 0 | 1.022 | GSC | -1 | 0.055734 | 556 | 556 |  |  | -2.5865 | 556 | -0.055734 | -30.9879 | 0.27879 | 0.29781 |  |  |  |  | 80 | 0.018653
3097 | MARTLAKE_1G | 1 | North | YES | -0.004453 | 790 | 500 | 790 | 0 | 1.017 | LIGCO | -1 | 0.055535 | 0 | 790 |  |  | 0 | 0 | -0.055535 | 0 | 0.27879 | 0.29781 |  |  |  |  | 81 | 0.018708
3098 | MARTLAKE_2G | 2 | North | YES | -0.004453 | 795 | 461 | 795 | 0 | 1.017 | LIGCO | -1 | 0.055535 | 0 | 795 |  |  | 0 | 0 | -0.055535 | 0 | 0.27879 | 0.29781 |  |  |  |  | 82 | 0.018761
3099 | MARTLAKE_3G | 3 | North | YES | -0.004453 | 804 | 500 | 804 | 0 | 1.017 | LIGCO | -1 | 0.055535 | 0 | 804 |  |  | 0 | 0 | -0.055535 | 0 | 0.27879 | 0.29781 |  |  |  |  | 83 | 0.019019
13116 | TGATEWAY_1G | 1 | North | YES | -0.004416 | 151 | 30 | 151 | 0 | 1.0232 | CC | -1 | 0.055498 | 151 | 151 |  |  | -0.66682 | 151 | -0.055498 | -8.3801 | 0.28232 | 0.30139 |  |  |  |  | 84 | 0.019019
13117 | TGATEWAY_2G | 2 | North | YES | -0.004416 | 130 | 30 | 130 | 0 | 1.0232 | CC | -1 | 0.055498 | 130 | 130 |  |  | -0.57408 | 130 | -0.055498 | -7.2147 | 0.28536 | 0.30448 |  |  |  |  | 85 | 0.019019
13118 | TGATEWAY_3G | 3 | North | YES | -0.004416 | 148 | 30 | 148 | 0 | 1.0232 | CC | -1 | 0.055498 | 148 | 148 |  |  | -0.65357 | 148 | -0.055498 | -8.2137 | 0.28882 | 0.308 |  |  |  |  | 86 | 0.019019
13119 | TGATEWAY_4G | 4 | North | YES | -0.004416 | 399 | 65 | 399 | 0 | 1.0232 | CC | -1 | 0.055498 | 399 | 399 |  |  | -1.762 | 399 | -0.055498 | -22.1436 | 0.29816 | 0.31748 |  |  |  |  | 87 | 0.019074
3348 | CHAMPION_1G | MB | North | YES | -0.004384 | 0 | 42 | 42 |  | 1 | Cogen | -1 | 0.055466 | 0 | 0 |  |  | 0 | 0 | -0.055466 | 0 | 0.29816 | 0.31748 |  |  |  |  | 88 | 0.019121
3309 | ASPN_G | 1 | North | YES | -0.00438 | 50 | 0 | 50 |  | 1 | Bio | -1 | 0.055462 | 50 | 50 |  |  | -0.219 | 50 | -0.055462 | -2.7731 | 0.29933 | 0.31867 |  |  |  |  | 89 | 0.019175
3107 | STRYKER_1G | 1 | North | YES | -0.004375 | 145.6 | 45 | 182 | 0 | 1.029 | GST | -1 | 0.055457 | 182 | 182 |  |  | -0.79625 | 182 | -0.055457 | -10.0931 | 0.30359 | 0.32299 |  |  |  |  | 90 | 0.01932
3108 | STRYKER_2G | 2 | North | YES | -0.004375 | 484 | 75 | 484 | 0 | 1.029 | GST | -1 | 0.055457 | 484 | 484 |  |  | -2.1175 | 484 | -0.055457 | -26.841 | 0.31491 | 0.33448 |  |  |  |  | 91 | 0.01932
12322 | ENNSTRAC_1G | 1 | North | YES | -0.004366 | 196 | 130 | 196 | 0 | 1.036 | CC | -1 | 0.055448 | 196 | 196 |  |  | -0.85574 | 196 | -0.055448 | -10.8677 | 0.31949 | 0.33913 |  |  |  |  | 92 | 0.019337
12323 | ENNSTRAC_2G | 2 | North | YES | -0.004366 | 116 | 100 | 116 | 0 | 1.036 | CC | -1 | 0.055448 | 116 | 116 |  |  | -0.50646 | 116 | -0.055448 | -6.4319 | 0.32221 | 0.34188 |  |  |  |  | 93 | 0.0194
1892 | DECRDOVA_2G | A | North | YES | -0.004358 | 65 | 65 | 70 | 0 | 1.025 | GGT | -1 | 0.05544 | 70 | 70 |  |  | -0.30506 | 70 | -0.05544 | -3.8808 | 0.32385 | 0.34354 |  |  |  |  | 94 | 0.019567
1893 | DECRDOVA_3G | B | North | YES | -0.004358 | 65 | 65 | 69 | 0 | 1.025 | GGT | -1 | 0.05544 | 69 | 69 |  |  | -0.3007 | 69 | -0.05544 | -3.8253 | 0.32546 | 0.34518 |  |  |  |  | 95 | 0.019634
1894 | DECRDOVA_4G | C | North | YES | -0.004358 | 65 | 65 | 69 | 0 | 1.025 | GGT | -1 | 0.05544 | 69 | 69 |  |  | -0.3007 | 69 | -0.05544 | -3.8253 | 0.32707 | 0.34682 |  |  |  |  | 96 | 0.019674
1895 | DECRDOVA_5G | D | North | YES | -0.004358 | 65 | 65 | 68 | 0 | 1.025 | GGT | -1 | 0.05544 | 68 | 68 |  |  | -0.29634 | 68 | -0.05544 | -3.7699 | 0.32866 | 0.34843 |  |  |  |  | 97 | 0.019697
1941 | MDLTHELP_1G | 1 | North | YES | -0.004349 | 216.4 | 74 | 216.4 | 0 | 1 | CC | -1 | 0.055431 | 216.4 | 216.4 |  |  | -0.94112 | 216.4 | -0.055431 | -11.9952 | 0.33373 | 0.35357 |  |  |  |  | 98 | 0.019721
1942 | MDLTHELP_2G | 2 | North | YES | -0.004349 | 216.1 | 74 | 216.1 | 0 | 1 | CC | -1 | 0.055431 | 216.1 | 216.1 |  |  | -0.93982 | 216.1 | -0.055431 | -11.9786 | 0.33878 | 0.35869 |  |  |  |  | 99 | 0.019744
3126 | TRINIDAD_6G | 1 | North | YES | -0.004295 | 179.2 | 46 | 224 | 0 | 1 | GST | -1 | 0.055377 | 224 | 224 |  |  | -0.96208 | 224 | -0.055377 | -12.4044 | 0.34402 | 0.364 |  |  |  |  | 100 | 0.019767
1937 | MDLTHELP_5G | 5 | North | YES | -0.004216 | 224 | 74 | 224 | 0 | 1 | CC | -1 | 0.055298 | 224 | 224 |  |  | -0.94438 | 224 | -0.055298 | -12.3867 | 0.34926 | 0.36931 |  |  |  |  | 101 | 0.019839
1938 | MDLTHELP_6G | 6 | North | YES | -0.004216 | 226 | 74 | 226 | 0 | 1 | CC | -1 | 0.055298 | 226 | 226 |  |  | -0.95282 | 226 | -0.055298 | -12.4973 | 0.35455 | 0.37466 |  |  |  |  | 102 | 0.019912
1943 | MDLTHELP_3G | 3 | North | YES | -0.004216 | 212 | 74 | 212 | 0 | 1 | CC | -1 | 0.055298 | 212 | 212 |  |  | -0.89379 | 212 | -0.055298 | -11.7231 | 0.35951 | 0.37967 |  |  |  |  | 103 | 0.019981
1944 | MDLTHELP_4G | 4 | North | YES | -0.004216 | 211 | 74 | 211 | 0 | 1 | CC | -1 | 0.055298 | 211 | 211 |  |  | -0.88958 | 211 | -0.055298 | -11.6678 | 0.36445 | 0.38467 |  |  |  |  | 104 | 0.020043
366 | JNSNCNTY802 | 1 | North | YES | -0.004068 | 168 | 20 | 168 | 0 | 1.02 | Cogen | -1 | 0.05515 | 0 | 0 |  |  | 0 | 0 | -0.05515 | 0 | 0.36445 | 0.38467 |  |  |  |  | 105 | 0.020106
367 | JNSNCNTY802 | 2 | North | YES | -0.004068 | 90 | 20 | 90 | 0 | 1.02 | Cogen | -1 | 0.05515 | 0 | 0 |  |  | 0 | 0 | -0.05515 | 0 | 0.36445 | 0.38467 |  |  |  |  | 106 | 0.020165
13134 | CALFREST_4G | 4 | North | YES | -0.004067 | 151.5 | 40 | 151.5 | 0 | 1.031 | CC | -1 | 0.055149 | 151.5 | 151.5 |  |  | -0.61615 | 151.5 | -0.055149 | -8.355 | 0.36799 | 0.38825 |  |  |  |  | 107 | 0.020223
13135 | CALFREST_5G | 5 | North | YES | -0.004067 | 152.3 | 57 | 152.3 | 0 | 1.031 | CC | -1 | 0.055149 | 152.3 | 152.3 |  |  | -0.6194 | 152.3 | -0.055149 | -8.3991 | 0.37155 | 0.39184 |  |  |  |  | 108 | 0.020223
13136 | CALFREST_6G | 6 | North | YES | -0.004067 | 177.5 | 40 | 177.5 | 0 | 1.031 | CC | -1 | 0.055149 | 177.5 | 177.5 |  |  | -0.72189 | 177.5 | -0.055149 | -9.7889 | 0.37571 | 0.39603 |  |  |  |  | 109 | 0.020223
13131 | CALFREST_1G | 1 | North | YES | -0.004051 | 150.7 | 40 | 150.7 | 0 | 1.031 | CC | -1 | 0.055133 | 150.7 | 150.7 |  |  | -0.61049 | 150.7 | -0.055133 | -8.3085 | 0.37923 | 0.39959 |  |  |  |  | 110 | 0.020256
13132 | CALFREST_2G | 2 | North | YES | -0.004051 | 151 | 57 | 151 | 0 | 1.031 | CC | -1 | 0.055133 | 151 | 151 |  |  | -0.6117 | 151 | -0.055133 | -8.325 | 0.38276 | 0.40315 |  |  |  |  | 111 | 0.020288
13133 | CALFREST_3G | 3 | North | YES | -0.004051 | 177.4 | 40 | 177.4 | 0 | 1.031 | CC | -1 | 0.055133 | 177.4 | 177.4 |  |  | -0.71865 | 177.4 | -0.055133 | -9.7805 | 0.38691 | 0.40734 |  |  |  |  | 112 | 0.020326
3381 | BBRN_1G | 1 | North | YES | -0.003991 | 618 | 225 | 618 | 0 | 1.03 | LIGCO | -1 | 0.055073 | 0 | 618 |  |  | 0 | 0 | -0.055073 | 0 | 0.38691 | 0.40734 |  |  |  |  | 113 | 0.020357
3382 | BBRN_2G | 2 | North | YES | -0.003991 | 589 | 225 | 589 | 0 | 1.03 | LIGCO | -1 | 0.055073 | 0 | 589 |  |  | 0 | 0 | -0.055073 | 0 | 0.38691 | 0.40734 |  |  |  |  | 114 | 0.020389
1889 | DECRDOVA_1G | 1 | North | YES | -0.003967 | 779 | 255 | 779 | 0 | 1.02 | GSC | -1 | 0.055049 | 779 | 779 |  |  | -3.0903 | 779 | -0.055049 | -42.8829 | 0.40514 | 0.4257 |  |  |  |  | 115 | 0.020425
244 | WHITNYDM01 | 1 | North | YES | -0.003787 | 15 | 0 | 15 | 0 | 1.035 | Hydro | -1 | 0.054869 | 0 | 0 |  |  | 0 | 0 | -0.054869 | 0 | 0.40514 | 0.4257 |  |  |  |  | 116 | 0.020425
245 | WHITNYDM02 | 2 | North | YES | -0.003787 | 15 | 0 | 15 | 0 | 1.035 | Hydro | -1 | 0.054869 | 0 | 0 |  |  | 0 | 0 | -0.054869 | 0 | 0.40514 | 0.4257 |  |  |  |  | 117 | 0.020425
1643 | SLSTR1PP_1G | 1 | North | YES | -0.003645 | 6 | 0 | 60 | 0 | 1.022 | Wind | -1 | 0.054727 | 0 | 60 |  |  | 0 | 0 | -0.054727 | 0 | 0.40514 | 0.4257 |  |  |  |  | 118 | 0.020558
48721 | LEG_1___1 | 1 | North | YES | -0.003625 | 827 | 357 | 827 | 0 | 1.0348 | LIGCO | -1 | 0.054707 | 0 | 827 |  |  | 0 | 0 | -0.054707 | 0 | 0.40514 | 0.4257 |  |  |  |  | 119 | 0.020558
48722 | LEG_2___2 | 2 | North | YES | -0.003625 | 819 | 357 | 819 | 0 | 1.0348 | LIGCO | -1 | 0.054707 | 0 | 819 |  |  | 0 | 0 | -0.054707 | 0 | 0.40514 | 0.4257 |  |  |  |  | 120 | 0.020558
39960 | TNTNPONE_18 | 1 | North | YES | -0.003488 | 152.3 | 30 | 152.3 |  | 1.04 | LIGCO | -1 | 0.05457 | 0 | 152.3 |  |  | 0 | 0 | -0.05457 | 0 | 0.40514 | 0.4257 |  |  |  |  | 121 | 0.020558
39970 | TNTNPONE_28 | 1 | North | YES | -0.003488 | 153 | 30 | 153 |  | 1.04 | LIGCO | -1 | 0.05457 | 0 | 153 |  |  | 0 | 0 | -0.05457 | 0 | 0.40514 | 0.4257 |  |  |  |  | 122 | 0.020558
251 | BOSQUESW803 | 2 | North | YES | -0.003347 | 150 | 0 | 150 | 0 | 1.032 | CC | -1 | 0.054429 | 150 | 150 |  |  | -0.50205 | 150 | -0.054429 | -8.1643 | 0.40865 | 0.42919 |  |  |  |  | 123 | 0.020558
253 | BOSQUESW804 | 2 | North | YES | -0.003347 | 80 | 0 | 80 | 0 | 1.032 | CC | -1 | 0.054429 | 80 | 80 |  |  | -0.26776 | 80 | -0.054429 | -4.3543 | 0.41052 | 0.43105 |  |  |  |  | 124 | 0.020558
238 | BOSQUESW505 | 1 | North | YES | -0.003295 | 255 | 0 | 255 | 0 | 1.02 | CC | -1 | 0.054377 | 255 | 255 |  |  | -0.84022 | 255 | -0.054377 | -13.866 | 0.41648 | 0.43699 |  |  |  |  | 125 | 0.020558
239 | BOSQUESW502 | 1 | North | YES | -0.003295 | 119.2 | 0 | 149 | 0 | 1.02 | GGT | -1 | 0.054377 | 149 | 149 |  |  | -0.49095 | 149 | -0.054377 | -8.1021 | 0.41997 | 0.44046 |  |  |  |  | 126 | 0.020544
247 | BOSQUESW501 | 2 | North | YES | -0.003295 | 124.8 | 0 | 156 | 0 | 1.02 | GGT | -1 | 0.054377 | 156 | 156 |  |  | -0.51402 | 156 | -0.054377 | -8.4828 | 0.42362 | 0.44409 |  |  |  |  | 127 | 0.020536
3403 | THOUSE_1G | 1 | North | YES | -0.003269 | 563 | 200 | 563 | 0 | 1.012 | GSC | -1 | 0.054351 | 563 | 563 |  |  | -1.8404 | 563 | -0.054351 | -30.5994 | 0.43679 | 0.45719 |  |  |  |  | 128 | 0.020507
3404 | THOUSE_2G | 2 | North | YES | -0.003269 | 807 | 250 | 807 | 0 | 1.012 | GSC | -1 | 0.054351 | 807 | 807 |  |  | -2.6381 | 807 | -0.054351 | -43.861 | 0.45567 | 0.47596 |  |  |  |  | 129 | 0.020489
3416 | LAKE_CRK1_G | 1 | North | YES | -0.003151 | 60 | 33 | 75 |  | 1.029 | GST | -1 | 0.054233 | 75 | 75 |  |  | -0.23633 | 75 | -0.054233 | -4.0674 | 0.45742 | 0.47771 |  |  |  |  | 130 | 0.020471
3417 | LAKE_CRK2_G | 2 | North | YES | -0.003151 | 177.6 | 40 | 222 | 0 | 1.029 | GST | -1 | 0.054233 | 222 | 222 |  |  | -0.69952 | 222 | -0.054233 | -12.0396 | 0.46262 | 0.48286 |  |  |  |  | 131 | 0.020399
32798 | BRYN_TAMUGEN | 1 | North | YES | -0.003147 | 32 | 0 | 32 |  | 1.02 | GST | -1 | 0.054229 | 32 | 32 |  |  | -0.1007 | 32 | -0.054229 | -1.7353 | 0.46337 | 0.4836 |  |  |  |  | 132 | 0.020296
990 | GIBN_CREK_G1 | 1 | North | YES | -0.003146 | 463 | 200 | 463 | 0 | 1.0275 | LIGCO | -1 | 0.054228 | 0 | 463 |  |  | 0 | 0 | -0.054228 | 0 | 0.46337 | 0.4836 |  |  |  |  | 133 | 0.020282
32886 | BRYN_ATKINS3 | MB | North | YES | -0.003145 | 0 | 5 | 12 |  | 1 | GST | -1 | 0.054227 | 0 | 0 |  |  | 0 | 0 | -0.054227 | 0 | 0.46337 | 0.4836 |  |  |  |  | 134 | 0.020243
32887 | BRYN_ATKINS6 | MB | North | YES | -0.003145 | 0 | 12 | 51 |  | 1.028 | GST | -1 | 0.054227 | 0 | 0 |  |  | 0 | 0 | -0.054227 | 0 | 0.46337 | 0.4836 |  |  |  |  | 135 | 0.020237
32888 | BRYN_ATKINS7 | 1 | North | YES | -0.003145 | 13.6 | 4 | 17 |  | 1.028 | GGT | -1 | 0.054227 | 17 | 17 |  |  | -0.053465 | 17 | -0.054227 | -0.92185 | 0.46376 | 0.484 |  |  |  |  | 136 | 0.020237
32890 | BRYN_ATKINS4 | MB | North | YES | -0.003145 | 0 | 5 | 22 |  | 1.031 | GST | -1 | 0.054227 | 0 | 0 |  |  | 0 | 0 | -0.054227 | 0 | 0.46376 | 0.484 |  |  |  |  | 137 | 0.020237
32891 | BRYN_ATKINS5 | MB | North | YES | -0.003145 | 0 | 5 | 25 |  | 1.031 | GST | -1 | 0.054227 | 0 | 0 |  |  | 0 | 0 | -0.054227 | 0 | 0.46376 | 0.484 |  |  |  |  | 138 | 0.020237
32883 | BRYN_DNSBY3 | 1 | North | YES | -0.003137 | 0 | 2 | 48 |  | 1.015 | GST | -1 | 0.054219 | 48 | 48 |  |  | -0.15058 | 48 | -0.054219 | -2.6025 | 0.46489 | 0.48511 |  |  |  |  | 139 | 0.020234
32884 | BRYN_DNSBY13 | 1 | North | YES | -0.003137 | 46 | 2 | 46 | 0 | 1.015 | GST | -1 | 0.054219 | 46 | 46 |  |  | -0.1443 | 46 | -0.054219 | -2.4941 | 0.46596 | 0.48618 |  |  |  |  | 140 | 0.020234
32892 | BRYN_DNSBY14 | 1 | North | YES | -0.003137 | 84 | 25 | 105 | 0 | 1.035 | GST | -1 | 0.054219 | 105 | 105 |  |  | -0.32938 | 105 | -0.054219 | -5.693 | 0.46842 | 0.48862 |  |  |  |  | 141 | 0.020234
1877 | WLFHOLW_1G | 1 | North | YES | -0.003074 | 217.3 | 89.2 | 217.3 | 0 | 1.032 | CC | -1 | 0.054156 | 217.3 | 217.3 |  |  | -0.66798 | 217.3 | -0.054156 | -11.768 | 0.4735 | 0.49365 |  |  |  |  | 142 | 0.020225
1878 | WLFHOLW_2G | 2 | North | YES | -0.003074 | 215.7 | 105 | 215.7 | 0 | 1.032 | CC | -1 | 0.054156 | 215.7 | 215.7 |  |  | -0.66306 | 215.7 | -0.054156 | -11.6814 | 0.47855 | 0.49865 |  |  |  |  | 143 | 0.020216
1879 | WLFHOLW_3G | 3 | North | YES | -0.003074 | 272.4 | 89.2 | 272.4 | 0 | 1.032 | CC | -1 | 0.054156 | 272.4 | 272.4 |  |  | -0.83736 | 272.4 | -0.054156 | -14.752 | 0.48492 | 0.50497 |  |  |  |  | 144 | 0.020197
48671 | FTR_GT1_5105 | 1 | North | YES | -0.003039 | 154.2 | 0 | 154.2 | 0 | 1.0319 | CC | -1 | 0.054121 | 154.2 | 154.2 |  |  | -0.46861 | 154.2 | -0.054121 | -8.3454 | 0.48853 | 0.50854 |  |  |  |  | 145 | 0.020151
48672 | FTR_GT2_5110 | 2 | North | YES | -0.003039 | 159 | 0 | 159 | 0 | 1.0319 | CC | -1 | 0.054121 | 159 | 159 |  |  | -0.4832 | 159 | -0.054121 | -8.6052 | 0.49225 | 0.51223 |  |  |  |  | 146 | 0.020105
48673 | FTR_GT3_5085 | 3 | North | YES | -0.003039 | 158 | 0 | 158 | 0 | 1.0319 | CC | -1 | 0.054121 | 158 | 158 |  |  | -0.48016 | 158 | -0.054121 | -8.5511 | 0.49594 | 0.51589 |  |  |  |  | 147 | 0.020048
48674 | FTR_CN4_5095 | 4 | North | YES | -0.003039 | 380 | 0 | 380 | 0 | 1.0319 | CC | -1 | 0.054121 | 380 | 380 |  |  | -1.1548 | 380 | -0.054121 | -20.5658 | 0.50483 | 0.52469 |  |  |  |  | 148 | 0.020013
1898 | COMCHEPK_1G | 1 | North | YES | -0.00284 | 1217 | 1150 | 1217 | 0 | 1.032 | Nuc | -1 | 0.053922 | 0 | 0 |  |  | 0 | 0 | -0.053922 | 0 | 0.50483 | 0.52469 |  |  |  |  | 149 | 0.019977
1899 | COMCHEPK_2G | 2 | North | YES | -0.00284 | 1159 | 1128 | 1159 | 0 | 1.032 | Nuc | -1 | 0.053922 | 0 | 0 |  |  | 0 | 0 | -0.053922 | 0 | 0.50483 | 0.52469 |  |  |  |  | 150 | 0.019941
48591 | CHE_GT2_5030 | 2 | Houston | YES | -0.002526 | 173 | 50 | 173 | 0 | 1.029 | Cogen | -1 | 0.053608 | 0 | 0 |  |  |  |  | -0.053608 | 0 | 0.50483 | 0.52469 |  |  |  |  | 151 | 0.019855
48811 | CVC_GT3_5045 | 3 | Houston | YES | -0.002526 | 156 | 91.8 | 156 | 0 | 1.029 | Cogen | -1 | 0.053608 | 0 | 0 |  |  |  |  | -0.053608 | 0 | 0.50483 | 0.52469 |  |  |  |  | 152 | 0.019855
48812 | CVC_GT2_5020 | 2 | Houston | YES | -0.002526 | 158 | 91.8 | 158 | 0 | 1.029 | Cogen | -1 | 0.053608 | 0 | 0 |  |  |  |  | -0.053608 | 0 | 0.50483 | 0.52469 |  |  |  |  | 153 | 0.019855
48813 | CVC_GT1_5035 | 1 | Houston | YES | -0.002526 | 160 | 91.8 | 160 | 0 | 1.029 | Cogen | -1 | 0.053608 | 0 | 0 |  |  |  |  | -0.053608 | 0 | 0.50483 | 0.52469 |  |  |  |  | 154 | 0.019855
48814 | CVC_ST5_5040 | 1 | Houston | YES | -0.002526 | 162 | 91.8 | 162 | 0 | 1.029 | Cogen | -1 | 0.053608 | 0 | 0 |  |  |  |  | -0.053608 | 0 | 0.50483 | 0.52469 |  |  |  |  | 155 | 0.019855
48885 | THW_5152 | B | Houston | YES | -0.002469 | 47.2 | 5 | 59 |  | 1.0319 | GGT | -1 | 0.053551 | 59 | 59 |  |  |  |  | -0.053551 | -3.1595 | 0.50621 | 0.52604 |  |  |  |  | 156 | 0.019855
48885 | THW_5152 | A | Houston | YES | -0.002469 | 46.4 | 5 | 58 |  | 1.0319 | GGT | -1 | 0.053551 | 58 | 58 |  |  |  |  | -0.053551 | -3.1059 | 0.50757 | 0.52737 |  |  |  |  | 157 | 0.019855
48886 | THW_5354 | D | Houston | YES | -0.002469 | 46.4 | 5 | 58 |  | 1.0319 | GGT | -1 | 0.053551 | 58 | 58 |  |  |  |  | -0.053551 | -3.1059 | 0.50893 | 0.5287 |  |  |  |  | 158 | 0.019855
48886 | THW_5354 | C | Houston | YES | -0.002469 | 45.6 | 5 | 57 |  | 1.0319 | GGT | -1 | 0.053551 | 57 | 57 |  |  |  |  | -0.053551 | -3.0524 | 0.51026 | 0.53001 |  |  |  |  | 159 | 0.019827
48887 | THW_5556 | E | Houston | YES | -0.002469 | 47.2 | 5 | 59 |  | 1.0319 | GGT | -1 | 0.053551 | 59 | 59 |  |  |  |  | -0.053551 | -3.1595 | 0.51164 | 0.53136 |  |  |  |  | 160 | 0.0198
48887 | THW_5556 | F | Houston | YES | -0.002469 | 45.6 | 5 | 57 |  | 1.0319 | GGT | -1 | 0.053551 | 57 | 57 |  |  |  |  | -0.053551 | -3.0524 | 0.51298 | 0.53267 |  |  |  |  | 161 | 0.019773
48690 | GBY_GN5_5 | 5 | Houston | YES | -0.002464 | 318.4 | 81 | 398 |  | 1.0362 | GSC | -1 | 0.053546 | 398 | 398 |  |  |  |  | -0.053546 | -21.3112 | 0.52229 | 0.54179 |  |  |  |  | 162 | 0.019746
48595 | BTE_GT2_8075 | 1 | Houston | YES | -0.00246 | 162.8 | 130 | 162.8 | 0 | 1.0261 | CC | -1 | 0.053542 | 162.8 | 162.8 |  |  |  |  | -0.053542 | -8.7166 | 0.5261 | 0.54552 |  |  |  |  | 163 | 0.019718
48596 | BTE_GT3_8045 | 2 | Houston | YES | -0.00246 | 161.4 | 130 | 161.4 | 0 | 1.0261 | CC | -1 | 0.053542 | 161.4 | 161.4 |  |  |  |  | -0.053542 | -8.6416 | 0.52987 | 0.54922 |  |  |  |  | 164 | 0.019691
48597 | BTE_GT4_8055 | 3 | Houston | YES | -0.00246 | 158.9 | 130 | 158.9 | 0 | 1.0261 | CC | -1 | 0.053542 | 158.9 | 158.9 |  |  |  |  | -0.053542 | -8.5078 | 0.53359 | 0.55286 |  |  |  |  | 165 | 0.019503
48598 | BTE_ST1_8070 | 4 | Houston | YES | -0.00246 | 269.2 | 60 | 269.2 | 0 | 1.0261 | CC | -1 | 0.053542 | 269.2 | 269.2 |  |  |  |  | -0.053542 | -14.4134 | 0.53989 | 0.55903 |  |  |  |  | 166 | 0.019426
48583 | CBY_GT4_1 | 1 | Houston | YES | -0.002451 | 172 | 0 | 172 | 0 | 1.027 | GSC | -1 | 0.053533 | 172 | 172 |  |  |  |  | -0.053533 | -9.2076 | 0.54391 | 0.56297 |  |  |  |  | 167 | 0.019349
48584 | CBY_GT4_2 | 2 | Houston | YES | -0.002451 | 172 | 0 | 172 | 0 | 1.027 | CC | -1 | 0.053533 | 172 | 172 |  |  |  |  | -0.053533 | -9.2076 | 0.54793 | 0.56692 |  |  |  |  | 168 | 0.019274
48585 | CBY_ST4_1 | 3 | Houston | YES | -0.002451 | 172 | 0 | 172 | 0 | 1.027 | CC | -1 | 0.053533 | 172 | 172 |  |  |  |  | -0.053533 | -9.2076 | 0.55196 | 0.57086 |  |  |  |  | 169 | 0.019146
48815 | CVC_GT4_8005 | 4 | Houston | YES | -0.00245 | 165 | 91.8 | 165 |  | 1.0362 | Cogen | -1 | 0.053532 | 0 | 0 |  |  |  |  | -0.053532 | 0 | 0.55196 | 0.57086 |  |  |  |  | 170 | 0.019064
48791 | PSA_GT1_8160 | 1 | Houston | YES | -0.002447 | 52 | 20.8 | 65 | 0 | 1.0362 | Cogen | -1 | 0.053529 | 0 | 0 |  |  |  |  | -0.053529 | 0 | 0.55196 | 0.57086 |  |  |  |  | 171 | 0.018982
48792 | PSA_GT2_8155 | 2 | Houston | YES | -0.002447 | 52.8 | 20.3 | 66 | 0 | 1.0362 | Cogen | -1 | 0.053529 | 0 | 0 |  |  |  |  | -0.053529 | 0 | 0.55196 | 0.57086 |  |  |  |  | 172 | 0.018899
48793 | PSA_GT3_8150 | 3 | Houston | YES | -0.002447 | 56 | 20.3 | 70 | 0 | 1.0362 | Cogen | -1 | 0.053529 | 0 | 0 |  |  |  |  | -0.053529 | 0 | 0.55196 | 0.57086 |  |  |  |  | 173 | 0.018899
48794 | PSA_GT4_8145 | 4 | Houston | YES | -0.002447 | 52.8 | 20.3 | 66 | 0 | 1.0362 | Cogen | -1 | 0.053529 | 0 | 0 |  |  |  |  | -0.053529 | 0 | 0.55196 | 0.57086 |  |  |  |  | 174 | 0.018899
48795 | PSA_GT5_8140 | 5 | Houston | YES | -0.002447 | 51.2 | 20.3 | 64 | 0 | 1.0362 | Cogen | -1 | 0.053529 | 0 | 0 |  |  |  |  | -0.053529 | 0 | 0.55196 | 0.57086 |  |  |  |  | 175 | 0.018899
48796 | PSA_GN1_8165 | 1 | Houston | YES | -0.002447 | 83.2 | 43.1 | 104 | 0 | 1.0362 | Cogen | -1 | 0.053529 | 0 | 0 |  |  |  |  | -0.053529 | 0 | 0.55196 | 0.57086 |  |  |  |  | 176 | 0.018899
48797 | PSA_GT6_8135 | 6 | Houston | YES | -0.002447 | 47.2 | 34.5 | 59 | 0 | 1.0362 | Cogen | -1 | 0.053529 | 0 | 0 |  |  |  |  | -0.053529 | 0 | 0.55196 | 0.57086 |  |  |  |  | 177 | 0.018899
48581 | CBY_GN1_1 | 1 | Houston | YES | -0.002446 | 595.2 | 108 | 744 | 0 | 1.0435 | GSC | -1 | 0.053528 | 744 | 744 |  |  |  |  | -0.053528 | -39.8246 | 0.56936 | 0.5879 |  |  |  |  | 178 | 0.018899
48651 | EP_1_2 | 1 | Houston | YES | -0.002446 | 4 | 0 | 5 | 0 | 1.0362 | Cogen | -1 | 0.053528 | 0 | 0 |  |  |  |  | -0.053528 | 0 | 0.56936 | 0.5879 |  |  |  |  | 179 | 0.018899
48651 | EP_1_2 | 2 | Houston | YES | -0.002446 | 17.7 | 10 | 21 | 0 | 1.0362 | Cogen | -1 | 0.053528 | 0 | 0 |  |  |  |  | -0.053528 | 0 | 0.56936 | 0.5879 |  |  |  |  | 180 | 0.018899
48940 | WARVUE_GT1 | G1 | Houston | YES | -0.002446 | 15 | 0 | 15 |  | 1.021 | Cogen | -1 | 0.053528 | 0 | 0 |  |  |  |  | -0.053528 | 0 | 0.56936 | 0.5879 |  |  |  |  | 181 | 0.018542
48883 | THW_GT1_GT_1 | B2 | Houston | YES | -0.002441 | 0 | 0 | 12 |  | 1.043 | GGT | -1 | 0.053523 | 12 | 12 |  |  |  |  | -0.053523 | -0.64227 | 0.56964 | 0.58818 |  |  |  |  | 182 | 0.018542
49803 | EXN_15GT | 1 | Houston | YES | -0.00244 | 33 | 8.3 | 34 |  | 1.0326 | Cogen | -1 | 0.053522 | 0 | 0 |  |  |  |  | -0.053522 | 0 | 0.56964 | 0.58818 |  |  |  |  | 183 | 0.018542
49804 | EXN_16GT | 2 | Houston | YES | -0.00244 | 32 | 8.3 | 34.7 |  | 1.0326 | Cogen | -1 | 0.053522 | 0 | 0 |  |  |  |  | -0.053522 | 0 | 0.56964 | 0.58818 |  |  |  |  | 184 | 0.018542
49805 | EXN_17GT | 3 | Houston | YES | -0.00244 | 31 | 8.3 | 32.7 |  | 1.0326 | Cogen | -1 | 0.053522 | 0 | 0 |  |  |  |  | -0.053522 | 0 | 0.56964 | 0.58818 |  |  |  |  | 185 | 0.018536
49826 | EXN938GT | 5 | Houston | YES | -0.00244 | 43 | 9.2 | 45.9 |  | 1.0326 | Cogen | -1 | 0.053522 | 0 | 0 |  |  |  |  | -0.053522 | 0 | 0.56964 | 0.58818 |  |  |  |  | 186 | 0.018536
49828 | EXN941GT | 10 | Houston | YES | -0.00244 | 17.7 | 5.4 | 17.7 | 0 | 1.0326 | Cogen | -1 | 0.053522 | 0 | 0 |  |  |  |  | -0.053522 | 0 | 0.56964 | 0.58818 |  |  |  |  | 187 | 0.018536
49829 | EXN942GT | 11 | Houston | YES | -0.00244 | 20 | 5.4 | 20.4 | 0 | 1.0326 | Cogen | -1 | 0.053522 | 0 | 0 |  |  |  |  | -0.053522 | 0 | 0.56964 | 0.58818 |  |  |  |  | 188 | 0.018536
49830 | EXN943GT | 12 | Houston | YES | -0.00244 | 19 | 5.4 | 19.9 | 0 | 1.0326 | Cogen | -1 | 0.053522 | 0 | 0 |  |  |  |  | -0.053522 | 0 | 0.56964 | 0.58818 |  |  |  |  | 189 | 0.018536
49831 | EXN944GT | 13 | Houston | YES | -0.00244 | 33 | 5.4 | 35 | 0 | 1.0326 | Cogen | -1 | 0.053522 | 0 | 0 |  |  |  |  | -0.053522 | 0 | 0.56964 | 0.58818 |  |  |  |  | 190 | 0.018536
49832 | EXN945GT | 9 | Houston | YES | -0.00244 | 18.5 | 9.2 | 18.5 |  | 1.0326 | Cogen | -1 | 0.053522 | 0 | 0 |  |  |  |  | -0.053522 | 0 | 0.56964 | 0.58818 |  |  |  |  | 191 | 0.018536
49837 | EXN_GT | 4 | Houston | YES | -0.00244 | 81 | 21.3 | 85.4 |  | 1.0326 | Cogen | -1 | 0.053522 | 0 | 0 |  |  |  |  | -0.053522 | 0 | 0.56964 | 0.58818 |  |  |  |  | 192 | 0.018536
49838 | EXN_14GT | 14 | Houston | YES | -0.00244 | 140 | 0 | 148 |  | 1.0326 | Cogen | -1 | 0.053522 | 0 | 0 |  |  |  |  | -0.053522 | 0 | 0.56964 | 0.58818 |  |  |  |  | 193 | 0.018536
48582 | CBY_GN2_2 | 2 | Houston | YES | -0.002434 | 596.8 | 110 | 746 | 0 | 1.0435 | GSC | -1 | 0.053516 | 746 | 746 |  |  |  |  | -0.053516 | -39.9227 | 0.5871 | 0.60527 |  |  |  |  | 194 | 0.018536
48873 | THW_ST3_ST_3 | 3 | Houston | YES | -0.002429 | 107 | 19 | 107 | 0 | 1.0435 | CC | -1 | 0.053511 | 107 | 107 |  |  |  |  | -0.053511 | -5.7256 | 0.5896 | 0.60772 |  |  |  |  | 195 | 0.018536
48874 | THW_ST4_ST_4 | 4 | Houston | YES | -0.002429 | 108 | 19 | 108 | 0 | 1.0435 | CC | -1 | 0.053511 | 108 | 108 |  |  |  |  | -0.053511 | -5.7791 | 0.59213 | 0.61019 |  |  |  |  | 196 | 0.018536
48875 | THW_3132 | A | Houston | YES | -0.002429 | 55 | 5 | 55 | 0 | 1.0435 | CC | -1 | 0.053511 | 55 | 55 |  |  |  |  | -0.053511 | -2.9431 | 0.59341 | 0.61145 |  |  |  |  | 197 | 0.018174
48875 | THW_3132 | B | Houston | YES | -0.002429 | 53 | 5 | 53 | 0 | 1.0435 | CC | -1 | 0.053511 | 53 | 53 |  |  |  |  | -0.053511 | -2.8361 | 0.59465 | 0.61267 |  |  |  |  | 198 | 0.018122
48877 | THW_3334 | C | Houston | YES | -0.002429 | 55 | 5 | 55 | 0 | 1.0435 | CC | -1 | 0.053511 | 55 | 55 |  |  |  |  | -0.053511 | -2.9431 | 0.59594 | 0.61393 |  |  |  |  | 199 | 0.018069
48877 | THW_3334 | D | Houston | YES | -0.002429 | 57 | 5 | 57 | 0 | 1.0435 | CC | -1 | 0.053511 | 57 | 57 |  |  |  |  | -0.053511 | -3.0501 | 0.59727 | 0.61523 |  |  |  |  | 200 | 0.018042
48879 | THW_4142 | E | Houston | YES | -0.002429 | 56 | 5 | 56 | 0 | 1.0435 | CC | -1 | 0.053511 | 56 | 56 |  |  |  |  | -0.053511 | -2.9966 | 0.59858 | 0.61652 |  |  |  |  | 201 | 0.018017
48879 | THW_4142 | F | Houston | YES | -0.002429 | 55 | 5 | 55 | 0 | 1.0435 | CC | -1 | 0.053511 | 55 | 55 |  |  |  |  | -0.053511 | -2.9431 | 0.59987 | 0.61778 |  |  |  |  | 202 | 0.01799
48881 | THW_4344 | G | Houston | YES | -0.002429 | 58 | 5 | 58 | 0 | 1.0435 | CC | -1 | 0.053511 | 58 | 58 |  |  |  |  | -0.053511 | -3.1036 | 0.60123 | 0.6191 |  |  |  |  | 203 | 0.017962
48881 | THW_4344 | H | Houston | YES | -0.002429 | 58 | 5 | 58 | 0 | 1.0435 | CC | -1 | 0.053511 | 58 | 58 |  |  |  |  | -0.053511 | -3.1036 | 0.60258 | 0.62043 |  |  |  |  | 204 | 0.017935
48593 | CHE_GT1_8015 | 1 | Houston | YES | -0.002417 | 173 | 50 | 173 | 0 | 1.0362 | Cogen | -1 | 0.053499 | 0 | 0 |  |  |  |  | -0.053499 | 0 | 0.60258 | 0.62043 |  |  |  |  | 205 | 0.017908
48594 | CHE_GN4_8025 | 4 | Houston | YES | -0.002417 | 142 | 60 | 142 | 0 | 1.0362 | Cogen | -1 | 0.053499 | 0 | 0 |  |  |  |  | -0.053499 | 0 | 0.60258 | 0.62043 |  |  |  |  | 206 | 0.01788
48511 | LPE_GT1_8070 | 1 | Houston | YES | -0.002415 | 42 | 0 | 42 | 0 | 1.0362 | GGT | -1 | 0.053497 | 42 | 42 |  |  |  |  | -0.053497 | -2.2469 | 0.60356 | 0.6214 |  |  |  |  | 207 | 0.017851
48512 | LPE_GT2_8075 | 2 | Houston | YES | -0.002415 | 42 | 0 | 42 | 0 | 1.0362 | GGT | -1 | 0.053497 | 42 | 42 |  |  |  |  | -0.053497 | -2.2469 | 0.60455 | 0.62236 |  |  |  |  | 208 | 0.017851
48513 | LPE_GT3_8080 | 3 | Houston | YES | -0.002415 | 39 | 0 | 39 | 0 | 1.0362 | GGT | -1 | 0.053497 | 39 | 39 |  |  |  |  | -0.053497 | -2.0864 | 0.60546 | 0.62325 |  |  |  |  | 209 | 0.017851
48514 | LPE_GT4_8085 | 4 | Houston | YES | -0.002415 | 39 | 0 | 39 | 0 | 1.0362 | GGT | -1 | 0.053497 | 39 | 39 |  |  |  |  | -0.053497 | -2.0864 | 0.60637 | 0.62414 |  |  |  |  | 210 | 0.017831
48500 | APD_GT1_8005 | 1 | Houston | YES | -0.002414 | 137.6 | 54.6 | 137.6 | 0 | 1.0362 | Cogen | -1 | 0.053496 | 0 | 0 |  |  |  |  | -0.053496 | 0 | 0.60637 | 0.62414 |  |  |  |  | 211 | 0.01781
48820 | SHELLG1_3015 | 1 | Houston | YES | -0.002406 | 71 | 34.5 | 71 |  | 1.029 | Cogen | -1 | 0.053488 | 0 | 0 |  |  |  |  | -0.053488 | 0 | 0.60637 | 0.62414 |  |  |  |  | 212 | 0.017791
48821 | SHELLG2 | 2 | Houston | YES | -0.002406 | 72 | 34.5 | 72 |  | 1.029 | Cogen | -1 | 0.053488 | 0 | 0 |  |  |  |  | -0.053488 | 0 | 0.60637 | 0.62414 |  |  |  |  | 213 | 0.017771
48822 | SHELLG3_3020 | 2 | Houston | YES | -0.002406 | 30 | 0 | 30 |  | 1.029 | Cogen | -1 | 0.053488 | 0 | 0 |  |  |  |  | -0.053488 | 0 | 0.60637 | 0.62414 |  |  |  |  | 214 | 0.017771
48822 | SHELLG3_3020 | 1 | Houston | YES | -0.002406 | 39 | 0 | 39 |  | 1.029 | Cogen | -1 | 0.053488 | 0 | 0 |  |  |  |  | -0.053488 | 0 | 0.60637 | 0.62414 |  |  |  |  | 215 | 0.017771
48611 | DIB_GT1_8080 | 1 | Houston | YES | -0.002401 | 64 | 0 | 64 | 0 | 1.0326 | Cogen | -1 | 0.053483 | 0 | 0 |  |  |  |  | -0.053483 | 0 | 0.60637 | 0.62414 |  |  |  |  | 216 | 0.017771
48612 | DIB_GT2_8075 | 2 | Houston | YES | -0.002401 | 63.2 | 0 | 63.2 | 0 | 1.0326 | Cogen | -1 | 0.053483 | 0 | 0 |  |  |  |  | -0.053483 | 0 | 0.60637 | 0.62414 |  |  |  |  | 217 | 0.017771
48613 | DIB_ST1_8085 | 3 | Houston | YES | -0.002401 | 67.9 | 30 | 82.6 | 0 | 1.0326 | Cogen | -1 | 0.053483 | 0 | 0 |  |  |  |  | -0.053483 | 0 | 0.60637 | 0.62414 |  |  |  |  | 218 | 0.017771
48614 | DIB_GT3_8090 | 4 | Houston | YES | -0.002401 | 73.6 | 15 | 73.6 | 0 | 1.0326 | Cogen | -1 | 0.053483 | 0 | 0 |  |  |  |  | -0.053483 | 0 | 0.60637 | 0.62414 |  |  |  |  | 219 | 0.017771
48740 | PSG_GN2_8050 | 1 | Houston | YES | -0.002401 | 182 | 60 | 182 | 0 | 1.0326 | Cogen | -1 | 0.053483 | 0 | 0 |  |  |  |  | -0.053483 | 0 | 0.60637 | 0.62414 |  |  |  |  | 220 | 0.017771
48741 | PSG_GT2_8040 | 1 | Houston | YES | -0.002401 | 158.6 | 50 | 158.6 | 0 | 1.0326 | Cogen | -1 | 0.053483 | 0 | 0 |  |  |  |  | -0.053483 | 0 | 0.60637 | 0.62414 |  |  |  |  | 221 | 0.017771
48742 | PSG_GT3_8060 | 1 | Houston | YES | -0.002401 | 157 | 50 | 157 | 0 | 1.0326 | Cogen | -1 | 0.053483 | 0 | 0 |  |  |  |  | -0.053483 | 0 | 0.60637 | 0.62414 |  |  |  |  | 222 | 0.017771
48854 | SRB_GN4_4 | 4 | Houston | YES | -0.002401 | 182.4 | 35 | 228 | 0 | 1.0326 | GST | -1 | 0.053483 | 228 | 228 |  |  |  |  | -0.053483 | -12.194 | 0.61171 | 0.62936 |  |  |  |  | 223 | 0.017771
48551 | CAL_GT1_8045 | 1 | Houston | YES | -0.0024 | 149 | 0 | 149 | 0 | 1.0326 | Cogen | -1 | 0.053482 | 0 | 0 |  |  |  |  | -0.053482 | 0 | 0.61171 | 0.62936 |  |  |  |  | 224 | 0.017771
48552 | CAL_ST1_8000 | 2 | Houston | YES | -0.0024 | 65.1 | 0 | 65.1 | 0 | 1.0326 | Cogen | -1 | 0.053482 | 0 | 0 |  |  |  |  | -0.053482 | 0 | 0.61171 | 0.62936 |  |  |  |  | 225 | 0.017771
48845 | SOL_GT1 | 1 | Houston | YES | -0.0024 | 16.2 | 15.4 | 16.2 |  | 1.0326 | Solar | -1 | 0.053482 | 16.2 | 16.2 |  |  |  |  | -0.053482 | -0.8664 | 0.61208 | 0.62973 |  |  |  |  | 226 | 0.017657
48853 | SRB_GN3_3 | 3 | Houston | YES | -0.0024 | 170.4 | 35 | 213 |  | 1.0326 | GST | -1 | 0.053482 | 213 | 213 |  |  |  |  | -0.053482 | -11.3916 | 0.61707 | 0.63461 |  |  |  |  | 227 | 0.017657
48851 | SRB_GN1_1 | 1 | Houston | YES | -0.002399 | 132 | 26 | 165 | 0 | 1.0217 | GST | -1 | 0.053481 | 165 | 165 |  |  |  |  | -0.053481 | -8.8243 | 0.62093 | 0.63839 |  |  |  |  | 228 | 0.017657
48852 | SRB_GN2_2 | 2 | Houston | YES | -0.002399 | 140.8 | 26 | 176 | 0 | 1.0217 | GST | -1 | 0.053481 | 176 | 176 |  |  |  |  | -0.053481 | -9.4126 | 0.62505 | 0.64242 |  |  |  |  | 229 | 0.017649
48855 | SRB_GT211035 | B1 | Houston | YES | -0.002399 | 0 | 0 | 18 |  | 1.014 | GGT | -1 | 0.053481 | 18 | 18 |  |  |  |  | -0.053481 | -0.96265 | 0.62547 | 0.64283 |  |  |  |  | 230 | 0.017543
48855 | SRB_GT211035 | B2 | Houston | YES | -0.002399 | 0 | 0 | 12 |  | 1.014 | GGT | -1 | 0.053481 | 12 | 12 |  |  |  |  | -0.053481 | -0.64177 | 0.62575 | 0.6431 |  |  |  |  | 231 | 0.01746
48761 | PR_GT1__9040 | 1 | Houston | YES | -0.002396 | 26 | 0 | 35 |  | 1 | Cogen | -1 | 0.053478 | 0 | 0 |  |  |  |  | -0.053478 | 0 | 0.62575 | 0.6431 |  |  |  |  | 232 | 0.017372
48641 | DPEC_GT15040 | 1 | Houston | YES | -0.002391 | 163.2 | 98 | 163.2 | 0 | 1.0319 | CC | -1 | 0.053473 | 163.2 | 163.2 |  |  |  |  | -0.053473 | -8.7267 | 0.62957 | 0.64684 |  |  |  |  | 233 | 0.017363
48642 | DPEC_GT25025 | 2 | Houston | YES | -0.002391 | 157.1 | 98 | 157.1 | 0 | 1.0319 | CC | -1 | 0.053473 | 157.1 | 157.1 |  |  |  |  | -0.053473 | -8.4006 | 0.63324 | 0.65044 |  |  |  |  | 234 | 0.017357
48643 | DPEC_GT35010 | 3 | Houston | YES | -0.002391 | 157.5 | 98 | 157.5 | 0 | 1.0319 | CC | -1 | 0.053473 | 157.5 | 157.5 |  |  |  |  | -0.053473 | -8.4219 | 0.63692 | 0.65404 |  |  |  |  | 235 | 0.017357
48644 | DPEC_GT45070 | 4 | Houston | YES | -0.002391 | 157 | 98 | 157 | 0 | 1.0319 | CC | -1 | 0.053473 | 157 | 157 |  |  |  |  | -0.053473 | -8.3952 | 0.6406 | 0.65764 |  |  |  |  | 236 | 0.017275
48645 | DPEC_ST55065 | 5 | Houston | YES | -0.002391 | 282 | 0 | 282 | 0 | 1.0319 | CC | -1 | 0.053473 | 282 | 282 |  |  |  |  | -0.053473 | -15.0793 | 0.64719 | 0.66409 |  |  |  |  | 237 | 0.017196
48841 | SJS_GT1_GT1 | 1 | Houston | YES | -0.002388 | 62.4 | 49 | 78 | 0 | 1.0362 | Cogen | -1 | 0.05347 | 0 | 0 |  |  |  |  | -0.05347 | 0 | 0.64719 | 0.66409 |  |  |  |  | 238 | 0.017116
48842 | SJS_GT2_GT2 | 2 | Houston | YES | -0.002388 | 64.8 | 49 | 81 | 0 | 1.0362 | Cogen | -1 | 0.05347 | 0 | 0 |  |  |  |  | -0.05347 | 0 | 0.64719 | 0.66409 |  |  |  |  | 239 | 0.017037
48691 | GBY_73741085 | B | Houston | YES | -0.002385 | 37.6 | 20 | 47 | 0 | 1.0362 | GGT | -1 | 0.053467 | 47 | 47 |  |  |  |  | -0.053467 | -2.5129 | 0.64829 | 0.66517 |  |  |  |  | 240 | 0.016895
48691 | GBY_73741085 | A | Houston | YES | -0.002385 | 37.6 | 20 | 47 | 0 | 1.0362 | GGT | -1 | 0.053467 | 47 | 47 |  |  |  |  | -0.053467 | -2.5129 | 0.64939 | 0.66624 |  |  |  |  | 241 | 0.016895
48692 | GBY_81821075 | D | Houston | YES | -0.002385 | 44 | 20 | 55 | 0 | 1.0362 | GGT | -1 | 0.053467 | 55 | 55 |  |  |  |  | -0.053467 | -2.9407 | 0.65068 | 0.6675 |  |  |  |  | 242 | 0.016895
48692 | GBY_81821075 | C | Houston | YES | -0.002385 | 37.6 | 20 | 47 | 0 | 1.0362 | GGT | -1 | 0.053467 | 47 | 47 |  |  |  |  | -0.053467 | -2.5129 | 0.65178 | 0.66858 |  |  |  |  | 243 | 0.016871
48693 | GBY_83841065 | F | Houston | YES | -0.002385 | 43.2 | 20 | 54 | 0 | 1.0362 | GGT | -1 | 0.053467 | 54 | 54 |  |  |  |  | -0.053467 | -2.8872 | 0.65304 | 0.66981 |  |  |  |  | 244 | 0.016848
48693 | GBY_83841065 | E | Houston | YES | -0.002385 | 45.6 | 20 | 57 | 0 | 1.0362 | GGT | -1 | 0.053467 | 57 | 57 |  |  |  |  | -0.053467 | -3.0476 | 0.65438 | 0.67112 |  |  |  |  | 245 | 0.01682
48531 | BYU_GT1_8075 | 1 | Houston | YES | -0.002373 | 65 | 0 | 65 |  | 1.0362 | Cogen | -1 | 0.053455 | 0 | 0 |  |  |  |  | -0.053455 | 0 | 0.65438 | 0.67112 |  |  |  |  | 246 | 0.016796
48532 | BYU_GT2_8055 | 2 | Houston | YES | -0.002373 | 62 | 0 | 62 |  | 1.0362 | Cogen | -1 | 0.053455 | 0 | 0 |  |  |  |  | -0.053455 | 0 | 0.65438 | 0.67112 |  |  |  |  | 247 | 0.016769
48533 | BYU_GT3_8060 | 3 | Houston | YES | -0.002373 | 67 | 0 | 67 |  | 1.0362 | Cogen | -1 | 0.053455 | 0 | 0 |  |  |  |  | -0.053455 | 0 | 0.65438 | 0.67112 |  |  |  |  | 248 | 0.01674
48534 | BYU_GT4_8065 | 4 | Houston | YES | -0.002373 | 65 | 0 | 65 |  | 1.0362 | Cogen | -1 | 0.053455 | 0 | 0 |  |  |  |  | -0.053455 | 0 | 0.65438 | 0.67112 |  |  |  |  | 249 | 0.01674
48561 | CTL_GT2_8130 | 1 | Houston | YES | -0.002365 | 73.5 | 30.3 | 91.9 |  | 1.0362 | Cogen | -1 | 0.053447 | 0 | 0 |  |  |  |  | -0.053447 | 0 | 0.65438 | 0.67112 |  |  |  |  | 250 | 0.01674
48562 | CTL_GT3_8135 | 2 | Houston | YES | -0.002365 | 70.1 | 30.3 | 87.6 |  | 1.0362 | Cogen | -1 | 0.053447 | 0 | 0 |  |  |  |  | -0.053447 | 0 | 0.65438 | 0.67112 |  |  |  |  | 251 | 0.01674
48563 | CTL_GT4_8140 | 3 | Houston | YES | -0.002365 | 69.6 | 30.3 | 87 |  | 1.0362 | Cogen | -1 | 0.053447 | 0 | 0 |  |  |  |  | -0.053447 | 0 | 0.65438 | 0.67112 |  |  |  |  | 252 | 0.01674
48564 | CTL_GN1_8145 | 4 | Houston | YES | -0.002365 | 43.6 | 12.9 | 54.5 |  | 1.0362 | Cogen | -1 | 0.053447 | 0 | 0 |  |  |  |  | -0.053447 | 0 | 0.65438 | 0.67112 |  |  |  |  | 253 | 0.01674
48565 | CTL_GN2_8155 | 5 | Houston | YES | -0.002365 | 9.8 | 3.4 | 12.2 |  | 1.0362 | Cogen | -1 | 0.053447 | 0 | 0 |  |  |  |  | -0.053447 | 0 | 0.65438 | 0.67112 |  |  |  |  | 254 | 0.01674
48772 | PHR_GN2_2 | MB | Houston | YES | -0.002344 | 0 | 72 | 459 |  | 1.0362 | GSC | -1 | 0.053426 | 0 | 0 |  |  |  |  | -0.053426 | 0 | 0.65438 | 0.67112 |  |  |  |  | 255 | 0.01674
38580 | TNBP_CGN1_8 | 1 | Houston | YES | -0.002314 | 70.8 | 0 | 70.8 | 0 | 1.005 | Cogen | -1 | 0.053396 | 0 | 0 |  |  |  |  | -0.053396 | 0 | 0.65438 | 0.67112 |  |  |  |  | 256 | 0.01674
38590 | TNBP_CGN2_8 | 2 | Houston | YES | -0.002314 | 66.7 | 0 | 66.7 | 0 | 1.005 | Cogen | -1 | 0.053396 | 0 | 0 |  |  |  |  | -0.053396 | 0 | 0.65438 | 0.67112 |  |  |  |  | 257 | 0.01674
38600 | TNBP_CGN3_8 | 5 | Houston | YES | -0.002314 | 53 | 0 | 53 | 0 | 1.005 | Cogen | -1 | 0.053396 | 0 | 0 |  |  |  |  | -0.053396 | 0 | 0.65438 | 0.67112 |  |  |  |  | 258 | 0.01674
38611 | TNBPAMCG1_8 | 1 | Houston | YES | -0.002314 | 153.2 | 0 | 153.2 | 0 | 1.005 | Cogen | -1 | 0.053396 | 0 | 0 |  |  |  |  | -0.053396 | 0 | 0.65438 | 0.67112 |  |  |  |  | 259 | 0.01674
38612 | TNBPAMCG2_8 | 2 | Houston | YES | -0.002314 | 153.5 | 0 | 153.5 | 0 | 1.005 | Cogen | -1 | 0.053396 | 0 | 0 |  |  |  |  | -0.053396 | 0 | 0.65438 | 0.67112 |  |  |  |  | 260 | 0.01674
38613 | TNBPAMCG3_8 | 3 | Houston | YES | -0.002314 | 152.3 | 0 | 152.3 | 0 | 1.005 | Cogen | -1 | 0.053396 | 0 | 0 |  |  |  |  | -0.053396 | 0 | 0.65438 | 0.67112 |  |  |  |  | 261 | 0.01674
38614 | TNBPAMCG4_8 | 4 | Houston | YES | -0.002314 | 96 | 0 | 96 |  | 1.005 | Cogen | -1 | 0.053396 | 0 | 0 |  |  |  |  | -0.053396 | 0 | 0.65438 | 0.67112 |  |  |  |  | 262 | 0.01674
38615 | TNBPAMCG5_8 | 1 | Houston | YES | -0.002314 | 244 | 0 | 244 | 0 | 1.005 | Cogen | -1 | 0.053396 | 0 | 0 |  |  |  |  | -0.053396 | 0 | 0.65438 | 0.67112 |  |  |  |  | 263 | 0.01674
38690 | TNBP_CGN4_8 | 3 | Houston | YES | -0.002314 | 40 | 0 | 40 |  | 1.005 | Cogen | -1 | 0.053396 | 0 | 0 |  |  |  |  | -0.053396 | 0 | 0.65438 | 0.67112 |  |  |  |  | 264 | 0.01674
38711 | TNTXCTY1CG8 | 1 | Houston | YES | -0.002314 | 100.3 | 59 | 100.3 | 0 | 1 | Cogen | -1 | 0.053396 | 0 | 0 |  |  |  |  | -0.053396 | 0 | 0.65438 | 0.67112 |  |  |  |  | 265 | 0.01674
38712 | TNTXCTY2CG8 | 1 | Houston | YES | -0.002314 | 92.9 | 59 | 92.9 | 0 | 1 | Cogen | -1 | 0.053396 | 0 | 0 |  |  |  |  | -0.053396 | 0 | 0.65438 | 0.67112 |  |  |  |  | 266 | 0.01674
38713 | TNTXCTY3CG8 | 1 | Houston | YES | -0.002314 | 102.7 | 59 | 102.7 | 0 | 1 | Cogen | -1 | 0.053396 | 0 | 0 |  |  |  |  | -0.053396 | 0 | 0.65438 | 0.67112 |  |  |  |  | 267 | 0.01674
38714 | TNTXCTY4CG8 | 1 | Houston | YES | -0.002314 | 103 | 59 | 103 | 0 | 1 | Cogen | -1 | 0.053396 | 0 | 0 |  |  |  |  | -0.053396 | 0 | 0.65438 | 0.67112 |  |  |  |  | 268 | 0.01674
39470 | TNDOWCGNSG8 | 1 | Houston | YES | -0.002314 | 32 | 10 | 32 | 0 | 0.985 | Cogen | -1 | 0.053396 | 0 | 0 |  |  |  |  | -0.053396 | 0 | 0.65438 | 0.67112 |  |  |  |  | 269 | 0.01674
39480 | TNDOWCGNGG8 | 1 | Houston | YES | -0.002314 | 30 | 10 | 30 | 0 | 0.985 | Cogen | -1 | 0.053396 | 0 | 0 |  |  |  |  | -0.053396 | 0 | 0.65438 | 0.67112 |  |  |  |  | 270 | 0.01674
48921 | WAP_GN1_1 | 1 | Houston | YES | -0.002253 | 132.8 | 37 | 166 | 0 | 1.0362 | GST | -1 | 0.053335 | 166 | 166 |  |  |  |  | -0.053335 | -8.8536 | 0.65826 | 0.67491 |  |  |  |  | 271 | 0.01674
48922 | WAP_GN2_2 | 2 | Houston | YES | -0.002253 | 132.8 | 37 | 166 | 0 | 1.0362 | GST | -1 | 0.053335 | 166 | 166 |  |  |  |  | -0.053335 | -8.8536 | 0.66214 | 0.6787 |  |  |  |  | 272 | 0.01674
48923 | WAP_GN3_3 | 3 | Houston | YES | -0.002253 | 198.4 | 93 | 248 | 0 | 1.0362 | GST | -1 | 0.053335 | 248 | 248 |  |  |  |  | -0.053335 | -13.227 | 0.66795 | 0.68436 |  |  |  |  | 273 | 0.01674
48924 | WAP_GN4_4 | 4 | Houston | YES | -0.002253 | 546 | 217 | 546 | 0 | 1.0362 | GSC | -1 | 0.053335 | 546 | 546 |  |  |  |  | -0.053335 | -29.1207 | 0.68072 | 0.69682 |  |  |  |  | 274 | 0.016646
48925 | WAP_GN5_5 | 5 | Houston | YES | -0.002253 | 620.4 | 278 | 654 | 0 | 0.985 | LIGCO | -1 | 0.053335 | 0 | 654 |  |  |  |  | -0.053335 | 0 | 0.68072 | 0.69682 |  |  |  |  | 275 | 0.016553
48929 | WAPGT21_GT1 | B1 | Houston | YES | -0.002253 | 0 | 0 | 13 |  | 1.05 | GGT | -1 | 0.053335 | 13 | 13 |  |  |  |  | -0.053335 | -0.69335 | 0.68102 | 0.69712 |  |  |  |  | 276 | 0.016413
48510 | AK_GT1__8040 | 1 | Houston | YES | -0.00224 | 33.4 | 8.1 | 34 |  | 1.029 | Cogen | -1 | 0.053322 | 0 | 0 |  |  |  |  | -0.053322 | 0 | 0.68102 | 0.69712 |  |  |  |  | 277 | 0.016106
48521 | BVE_GT1_GT1 | 1 | Houston | YES | -0.002232 | 167.7 | 0 | 167.7 |  | 1.035 | CC | -1 | 0.053314 | 167.7 | 167.7 |  |  |  |  | -0.053314 | -8.9407 | 0.68495 | 0.70095 |  |  |  |  | 278 | 0.016106
48522 | BVE_GT2_5035 | 2 | Houston | YES | -0.002232 | 166.4 | 0 | 166.4 |  | 1.035 | CC | -1 | 0.053314 | 166.4 | 166.4 |  |  |  |  | -0.053314 | -8.8714 | 0.68884 | 0.70475 |  |  |  |  | 279 | 0.016098
48523 | BVE_ST1_GN1 | 3 | Houston | YES | -0.002232 | 252.4 | 0 | 252.4 |  | 1.035 | CC | -1 | 0.053314 | 252.4 | 252.4 |  |  |  |  | -0.053314 | -13.4564 | 0.69474 | 0.71051 |  |  |  |  | 280 | 0.016098
48926 | WAP_GN6_6 | 6 | Houston | YES | -0.002231 | 651 | 280 | 651 |  | 1.035 | LIGCO | -1 | 0.053313 | 0 | 651 |  |  |  |  | -0.053313 | 0 | 0.69474 | 0.71051 |  |  |  |  | 281 | 0.016003
48927 | WAP_GN7_7 | 7 | Houston | YES | -0.002231 | 564 | 277 | 564 |  | 1.035 | LIGCO | -1 | 0.053313 | 0 | 564 |  |  |  |  | -0.053313 | 0 | 0.69474 | 0.71051 |  |  |  |  | 282 | 0.015907
48928 | WAP_GN8_8 | 8 | Houston | YES | -0.002231 | 603 | 275 | 603 |  | 1.035 | LIGCO | -1 | 0.053313 | 0 | 603 |  |  |  |  | -0.053313 | 0 | 0.69474 | 0.71051 |  |  |  |  | 283 | 0.015763
48730 | MNS_GT | 1 | Houston | YES | -0.002223 | 43 | 0 | 46.1 |  | 1.029 | Cogen | -1 | 0.053305 | 0 | 0 |  |  |  |  | -0.053305 | 0 | 0.69474 | 0.71051 |  |  |  |  | 284 | 0.015763
39760 | TNSCLP1___8 | 1 | Houston | YES | -0.002112 | 93.4 | 20 | 116.8 | 0 | 1.04 | Cogen | -1 | 0.053194 | 0 | 0 |  |  |  |  | -0.053194 | 0 | 0.69474 | 0.71051 |  |  |  |  | 285 | 0.015763
39770 | TNSCLP2___8 | 1 | Houston | YES | -0.002112 | 91.6 | 20 | 114.5 | 0 | 1.04 | Cogen | -1 | 0.053194 | 0 | 0 |  |  |  |  | -0.053194 | 0 | 0.69474 | 0.71051 |  |  |  |  | 286 | 0.015763
39775 | TNSCLP4___8 | 1 | Houston | YES | -0.002112 | 95.2 | 20 | 119 | 0 | 1.04 | Cogen | -1 | 0.053194 | 0 | 0 |  |  |  |  | -0.053194 | 0 | 0.69474 | 0.71051 |  |  |  |  | 287 | 0.015763
39790 | TNSCLP3___8 | 1 | Houston | YES | -0.002112 | 87.6 | 20 | 109.5 | 0 | 1.027 | Cogen | -1 | 0.053194 | 0 | 0 |  |  |  |  | -0.053194 | 0 | 0.69474 | 0.71051 |  |  |  |  | 288 | 0.015763
48520 | BSF_GT1_8070 | 1 | Houston | YES | -0.002078 | 72 | 0 | 72 | 0 | 1.0326 | Cogen | -1 | 0.05316 | 0 | 0 |  |  |  |  | -0.05316 | 0 | 0.69474 | 0.71051 |  |  |  |  | 289 | 0.015763
48520 | BSF_GT1_8070 | 2 | Houston | YES | -0.002078 | 10 | 0 | 10 | 0 | 1.0326 | Cogen | -1 | 0.05316 | 0 | 0 |  |  |  |  | -0.05316 | 0 | 0.69474 | 0.71051 |  |  |  |  | 290 | 0.015763
13432 | SANDOW_5G | 5 | South | YES | -0.002071 | 581 | 225 | 581 |  | 1.029 | LIGCO | -1 | 0.053153 | 0 | 581 |  |  |  |  | -0.053153 | 0 | 0.69474 | 0.71051 |  |  |  |  | 291 | 0.015763
49851 | DOW17000 | 37 | Houston | YES | -0.002037 | 39 | 0 | 62 | 0 | 1 | Cogen | -1 | 0.053119 | 0 | 0 |  |  |  |  | -0.053119 | 0 | 0.69474 | 0.71051 |  |  |  |  | 292 | 0.015763
49858 | DOW38100 | 31 | Houston | YES | -0.002037 | 45 | 0 | 71.4 |  | 1 | Cogen | -1 | 0.053119 | 0 | 0 |  |  |  |  | -0.053119 | 0 | 0.69474 | 0.71051 |  |  |  |  | 293 | 0.015763
49859 | DOW38200 | 33 | Houston | YES | -0.002037 | 28 | 0 | 45 | 0 | 1 | Cogen | -1 | 0.053119 | 0 | 0 |  |  |  |  | -0.053119 | 0 | 0.69474 | 0.71051 |  |  |  |  | 294 | 0.015763
49860 | DOW38300 | 32 | Houston | YES | -0.002037 | 63 | 0 | 101 |  | 1 | Cogen | -1 | 0.053119 | 0 | 0 |  |  |  |  | -0.053119 | 0 | 0.69474 | 0.71051 |  |  |  |  | 295 | 0.015763
49862 | DOW39100 | 36 | Houston | YES | -0.002037 | 54 | 0 | 86 | 0 | 1 | Cogen | -1 | 0.053119 | 0 | 0 |  |  |  |  | -0.053119 | 0 | 0.69474 | 0.71051 |  |  |  |  | 296 | 0.015763
49863 | DOW39200 | 35 | Houston | YES | -0.002037 | 55 | 0 | 88 | 0 | 1 | Cogen | -1 | 0.053119 | 0 | 0 |  |  |  |  | -0.053119 | 0 | 0.69474 | 0.71051 |  |  |  |  | 297 | 0.015763
49865 | DOW41000 | 41 | Houston | YES | -0.002037 | 31 | 0 | 50 |  | 1 | Cogen | -1 | 0.053119 | 0 | 0 |  |  |  |  | -0.053119 | 0 | 0.69474 | 0.71051 |  |  |  |  | 298 | 0.015763
49866 | DOW42000 | 42 | Houston | YES | -0.002037 | 11 | 0 | 18 |  | 1 | Cogen | -1 | 0.053119 | 0 | 0 |  |  |  |  | -0.053119 | 0 | 0.69474 | 0.71051 |  |  |  |  | 299 | 0.015763
49869 | DOW49000 | 45 | Houston | YES | -0.002037 | 59 | 0 | 94 |  | 1 | Cogen | -1 | 0.053119 | 0 | 0 |  |  |  |  | -0.053119 | 0 | 0.69474 | 0.71051 |  |  |  |  | 300 | 0.015763
49870 | DOW61000 | 61 | Houston | YES | -0.002037 | 44 | 0 | 70 | 0 | 1 | Cogen | -1 | 0.053119 | 0 | 0 |  |  |  |  | -0.053119 | 0 | 0.69474 | 0.71051 |  |  |  |  | 301 | 0.015763
49871 | DOW62000 | 62 | Houston | YES | -0.002037 | 40 | 0 | 63 | 0 | 1 | Cogen | -1 | 0.053119 | 0 | 0 |  |  |  |  | -0.053119 | 0 | 0.69474 | 0.71051 |  |  |  |  | 302 | 0.015763
49872 | DOW63000 | 63 | Houston | YES | -0.002037 | 45 | 0 | 72 | 0 | 1 | Cogen | -1 | 0.053119 | 0 | 0 |  |  |  |  | -0.053119 | 0 | 0.69474 | 0.71051 |  |  |  |  | 303 | 0.015763
49873 | DOW64000 | 64 | Houston | YES | -0.002037 | 41 | 0 | 64.8 | 0 | 1 | Cogen | -1 | 0.053119 | 0 | 0 |  |  |  |  | -0.053119 | 0 | 0.69474 | 0.71051 |  |  |  |  | 304 | 0.015763
49876 | DOW65000 | 65 | Houston | YES | -0.002037 | 63 | 0 | 101 | 0 | 1 | Cogen | -1 | 0.053119 | 0 | 0 |  |  |  |  | -0.053119 | 0 | 0.69474 | 0.71051 |  |  |  |  | 305 | 0.015763
49877 | DOW66000 | 66 | Houston | YES | -0.002037 | 61 | 0 | 97 | 0 | 1 | Cogen | -1 | 0.053119 | 0 | 0 |  |  |  |  | -0.053119 | 0 | 0.69474 | 0.71051 |  |  |  |  | 306 | 0.015763
49878 | DOW67000 | 67 | Houston | YES | -0.002037 | 65 | 0 | 103 | 0 | 1 | Cogen | -1 | 0.053119 | 0 | 0 |  |  |  |  | -0.053119 | 0 | 0.69474 | 0.71051 |  |  |  |  | 307 | 0.015763
49882 | DOW81000 | 81 | Houston | YES | -0.002037 | 47 | 0 | 76 | 0 | 1 | Cogen | -1 | 0.053119 | 0 | 0 |  |  |  |  | -0.053119 | 0 | 0.69474 | 0.71051 |  |  |  |  | 308 | 0.015763
49884 | DOW82000 | 82 | Houston | YES | -0.002037 | 51 | 0 | 80 | 0 | 1 | Cogen | -1 | 0.053119 | 0 | 0 |  |  |  |  | -0.053119 | 0 | 0.69474 | 0.71051 |  |  |  |  | 309 | 0.015763
49885 | DOW83000 | 83 | Houston | YES | -0.002037 | 51 | 0 | 80 | 0 | 1 | Cogen | -1 | 0.053119 | 0 | 0 |  |  |  |  | -0.053119 | 0 | 0.69474 | 0.71051 |  |  |  |  | 310 | 0.015763
49886 | DOW84000 | 84 | Houston | YES | -0.002037 | 107 | 0 | 171 | 0 | 0.98 | Cogen | -1 | 0.053119 | 0 | 0 |  |  |  |  | -0.053119 | 0 | 0.69474 | 0.71051 |  |  |  |  | 311 | 0.015763
48911 | TGF_GT1_8000 | 1 | Houston | YES | -0.001869 | 69.2 | 0 | 69.2 |  | 1.029 | Cogen | -1 | 0.052951 | 0 | 0 |  |  |  |  | -0.052951 | 0 | 0.69474 | 0.71051 |  |  |  |  | 312 | 0.015763
48731 | CBE_GT1 | 1 | Houston | YES | -0.001842 | 76 | 0 | 76 | 0 | 1.029 | CC | -1 | 0.052924 | 76 | 76 |  |  |  |  | -0.052924 | -4.0222 | 0.69652 | 0.71223 |  |  |  |  | 313 | 0.015763
48732 | CBE_GT2 | 1 | Houston | YES | -0.001842 | 76 | 0 | 76 | 0 | 1.029 | CC | -1 | 0.052924 | 76 | 76 |  |  |  |  | -0.052924 | -4.0222 | 0.6983 | 0.71395 |  |  |  |  | 314 | 0.015763
48733 | CBE_ST12 | 1 | Houston | YES | -0.001842 | 105 | 0 | 105 | 0 | 1.029 | CC | -1 | 0.052924 | 105 | 105 |  |  |  |  | -0.052924 | -5.557 | 0.70076 | 0.71633 |  |  |  |  | 315 | 0.015763
48734 | CBE_GT3 | 1 | Houston | YES | -0.001842 | 76 | 0 | 76 | 0 | 1.029 | CC | -1 | 0.052924 | 76 | 76 |  |  |  |  | -0.052924 | -4.0222 | 0.70253 | 0.71805 |  |  |  |  | 316 | 0.015707
48735 | CBE_GT4 | 1 | Houston | YES | -0.001842 | 76 | 0 | 76 | 0 | 1.029 | CC | -1 | 0.052924 | 76 | 76 |  |  |  |  | -0.052924 | -4.0222 | 0.70431 | 0.71977 |  |  |  |  | 317 | 0.015651
48736 | CBE_ST34 | 1 | Houston | YES | -0.001842 | 105 | 0 | 105 | 0 | 1.029 | CC | -1 | 0.052924 | 105 | 105 |  |  |  |  | -0.052924 | -5.557 | 0.70677 | 0.72215 |  |  |  |  | 318 | 0.015573
5911 | STP_GN1___1 | 1 | Houston | YES | -0.001815 | 1333 | 1249 | 1333 | 0 | 1.0406 | Nuc | -1 | 0.052897 | 0 | 0 |  |  |  |  | -0.052897 | 0 | 0.70677 | 0.72215 |  |  |  |  | 319 | 0.015517
5912 | STP_GN2___2 | 2 | Houston | YES | -0.001815 | 1332 | 1249 | 1332 | 0 | 1.0406 | Nuc | -1 | 0.052897 | 0 | 0 |  |  |  |  | -0.052897 | 0 | 0.70677 | 0.72215 |  |  |  |  | 320 | 0.015461
3432 | SANDOW_4G | 4 | South | YES | -0.001799 | 580 | 225 | 580 |  | 1.029 | LIGCO | -1 | 0.052881 | 0 | 580 |  |  |  |  | -0.052881 | 0 | 0.70677 | 0.72215 |  |  |  |  | 321 | 0.015383
7010 | L_FPPYD11_1Y | 1 | South | YES | -0.00144 | 547.4 | 200 | 606 | 0 | 1.02 | LIGCO | -1 | 0.052522 | 0 | 606 |  |  |  |  | -0.052522 | 0 | 0.70677 | 0.72215 |  |  |  |  | 322 | 0.015383
7011 | L_FPPYD11_2Y | 2 | South | YES | -0.00144 | 552.2 | 200 | 598 | 0 | 1.02 | LIGCO | -1 | 0.052522 | 0 | 598 |  |  |  |  | -0.052522 | 0 | 0.70677 | 0.72215 |  |  |  |  | 323 | 0.015383
7012 | L_FPPYD21_3Y | 3 | South | YES | -0.00144 | 427.5 | 200 | 436 | 0 | 1.02 | LIGCO | -1 | 0.052522 | 0 | 436 |  |  |  |  | -0.052522 | 0 | 0.70677 | 0.72215 |  |  |  |  | 324 | 0.015383
7007 | L_LOSTPI1_1Y | 1 | South | YES | -0.001438 | 158.6 | 110 | 158 | 0 | 1 | CC | -1 | 0.05252 | 158 | 158 |  |  |  |  | -0.05252 | -8.2981 | 0.71046 | 0.7257 |  |  |  |  | 325 | 0.015383
7008 | L_LOSTPI1_2Y | 2 | South | YES | -0.001438 | 157.7 | 107 | 160 | 0 | 1 | CC | -1 | 0.05252 | 160 | 160 |  |  |  |  | -0.05252 | -8.4031 | 0.71421 | 0.7293 |  |  |  |  | 326 | 0.015383
7009 | L_LOSTPI1_3Y | 3 | South | YES | -0.001438 | 173.9 | 72 | 175 | 0 | 1 | CC | -1 | 0.05252 | 175 | 175 |  |  |  |  | -0.05252 | -9.1909 | 0.7183 | 0.73324 |  |  |  |  | 327 | 0.015383
7303 | L_WPPGS12_1Y | 1 | South | YES | -0.001345 | 50 | 0 | 50 | 0 | 1.025 | GGT | -1 | 0.052427 | 50 | 50 |  |  |  |  | -0.052427 | -2.6213 | 0.71947 | 0.73436 |  |  |  |  | 328 | 0.015239
7303 | L_WPPGS12_1Y | 2 | South | YES | -0.001345 | 50 | 0 | 50 | 0 | 1.025 | GGT | -1 | 0.052427 | 50 | 50 |  |  |  |  | -0.052427 | -2.6213 | 0.72064 | 0.73548 |  |  |  |  | 329 | 0.015093
7305 | L_WPPGS34_1Y | 3 | South | YES | -0.001345 | 50 | 0 | 50 | 0 | 1.025 | GGT | -1 | 0.052427 | 50 | 50 |  |  |  |  | -0.052427 | -2.6213 | 0.72181 | 0.7366 |  |  |  |  | 330 | 0.014934
7305 | L_WPPGS34_1Y | 4 | South | YES | -0.001345 | 50 | 0 | 50 | 0 | 1.025 | GGT | -1 | 0.052427 | 50 | 50 |  |  |  |  | -0.052427 | -2.6213 | 0.72298 | 0.73772 |  |  |  |  | 331 | 0.014886
7807 | L_BASTEN1_1Y | 1 | South | YES | -0.001336 | 152.5 | 83.5 | 152.5 | 0 | 1.004 | CC | -1 | 0.052418 | 152.5 | 152.5 |  |  |  |  | -0.052418 | -7.9937 | 0.72655 | 0.74115 |  |  |  |  | 332 | 0.014838
7808 | L_BASTEN1_2Y | 1 | South | YES | -0.001336 | 149.5 | 83.5 | 149.5 | 0 | 1.004 | CC | -1 | 0.052418 | 149.5 | 149.5 |  |  |  |  | -0.052418 | -7.8364 | 0.73005 | 0.7445 |  |  |  |  | 333 | 0.014791
7809 | L_BASTEN1_3Y | 1 | South | YES | -0.001336 | 232.6 | 42 | 232.6 | 0 | 1.004 | CC | -1 | 0.052418 | 232.6 | 232.6 |  |  |  |  | -0.052418 | -12.1923 | 0.73549 | 0.74972 |  |  |  |  | 334 | 0.014743
7004 | L_SIMGID1_1Y | 1 | South | YES | -0.001234 | 132 | 40 | 132 | 0 | 1.02 | GST | -1 | 0.052316 | 132 | 132 |  |  |  |  | -0.052316 | -6.9057 | 0.73857 | 0.75268 |  |  |  |  | 335 | 0.014598
7005 | L_SIMGID1_2Y | 2 | South | YES | -0.001234 | 133 | 32 | 139 | 0 | 1.02 | GST | -1 | 0.052316 | 139 | 139 |  |  |  |  | -0.052316 | -7.2719 | 0.74183 | 0.75579 |  |  |  |  | 336 | 0.014455
7006 | L_SIMGID1_3Y | 3 | South | YES | -0.001234 | 324.9 | 60 | 329 | 0 | 1.02 | GST | -1 | 0.052316 | 329 | 329 |  |  |  |  | -0.052316 | -17.2118 | 0.74952 | 0.76316 |  |  |  |  | 337 | 0.014232
8134 | FOR #1 | 1 | South | YES | -0.001143 | 54.1 | 45 | 79 | 0 | 1 | Cogen | -1 | 0.052225 | 0 | 0 |  |  |  |  | -0.052225 | 0 | 0.74952 | 0.76316 |  |  |  |  | 338 | 0.014101
8138 | FOR #2 | 2 | South | YES | -0.001143 | 63.1 | 45 | 81 | 0 | 1 | Cogen | -1 | 0.052225 | 0 | 0 |  |  |  |  | -0.052225 | 0 | 0.74952 | 0.76316 |  |  |  |  | 339 | 0.013962
8153 | FOR #3 | 3 | South | YES | -0.001143 | 63.1 | 45 | 79.9 | 0 | 1 | Cogen | -1 | 0.052225 | 0 | 0 |  |  |  |  | -0.052225 | 0 | 0.74952 | 0.76316 |  |  |  |  | 340 | 0.013633
8154 | FOR #4 | 4 | South | YES | -0.001143 | 63.1 | 60 | 80 | 0 | 1 | Cogen | -1 | 0.052225 | 0 | 0 |  |  |  |  | -0.052225 | 0 | 0.74952 | 0.76316 |  |  |  |  | 341 | 0.013633
8155 | FOR #5 | 5 | South | YES | -0.001143 | 63.1 | 60 | 78.4 | 0 | 1 | Cogen | -1 | 0.052225 | 0 | 0 |  |  |  |  | -0.052225 | 0 | 0.74952 | 0.76316 |  |  |  |  | 342 | 0.013633
8156 | FOR #6 | 6 | South | YES | -0.001143 | 24.9 | 5 | 25 | 0 | 1 | Cogen | -1 | 0.052225 | 0 | 0 |  |  |  |  | -0.052225 | 0 | 0.74952 | 0.76316 |  |  |  |  | 343 | 0.013633
8157 | FOR #7 | 7 | South | YES | -0.001143 | 28.8 | 5 | 46 | 0 | 1 | Cogen | -1 | 0.052225 | 0 | 0 |  |  |  |  | -0.052225 | 0 | 0.74952 | 0.76316 |  |  |  |  | 344 | 0.013633
80051 | FOR #8 | 8 | South | YES | -0.001143 | 28 | 28 | 28 |  | 1 | Cogen | -1 | 0.052225 | 0 | 0 |  |  |  |  | -0.052225 | 0 | 0.74952 | 0.76316 |  |  |  |  | 345 | 0.013633
80052 | FOR #9 | 9 | South | YES | -0.001143 | 29.7 | 5 | 43.6 | 0 | 1 | Cogen | -1 | 0.052225 | 0 | 0 |  |  |  |  | -0.052225 | 0 | 0.74952 | 0.76316 |  |  |  |  | 346 | 0.013633
80053 | FOR #10 | 10 | South | YES | -0.001143 | 68.4 | 45 | 75 | 0 | 1 | Cogen | -1 | 0.052225 | 0 | 0 |  |  |  |  | -0.052225 | 0 | 0.74952 | 0.76316 |  |  |  |  | 347 | 0.013633
9002 | DECKR_G3 | 3 | South | YES | -0.001133 | 0 | 24 | 42 |  | 1.015 | GGT | -1 | 0.052215 | 42 | 42 |  |  |  |  | -0.052215 | -2.193 | 0.75051 | 0.7641 |  |  |  |  | 348 | 0.013633
9003 | DECKR_G4 | 4 | South | YES | -0.001133 | 44 | 24 | 44 | 0 | 1.015 | GGT | -1 | 0.052215 | 44 | 44 |  |  |  |  | -0.052215 | -2.2974 | 0.75154 | 0.76508 |  |  |  |  | 349 | 0.013633
9004 | DECKR_G5 | 5 | South | YES | -0.001133 | 44 | 24 | 44 | 0 | 1.015 | GGT | -1 | 0.052215 | 44 | 44 |  |  |  |  | -0.052215 | -2.2974 | 0.75256 | 0.76606 |  |  |  |  | 350 | 0.013633
9005 | DECKR_G6 | 6 | South | YES | -0.001133 | 44 | 24 | 47 | 0 | 1.015 | GGT | -1 | 0.052215 | 47 | 47 |  |  |  |  | -0.052215 | -2.4541 | 0.75366 | 0.76711 |  |  |  |  | 351 | 0.013589
80226 | ALCOA G | 1 | South | YES | -0.001123 | 32.3 | 5 | 48 | 0 | 1.015 | Cogen | -1 | 0.052205 | 0 | 0 |  |  |  |  | -0.052205 | 0 | 0.75366 | 0.76711 |  |  |  |  | 352 | 0.013543
9000 | DECKR_G1 | 1 | South | YES | -0.001092 | 280 | 50 | 321 | 0 | 1.015 | GST | -1 | 0.052174 | 321 | 321 |  |  |  |  | -0.052174 | -16.7477 | 0.76117 | 0.77428 |  |  |  |  | 353 | 0.013497
9001 | DECKR_G2 | 2 | South | YES | -0.001092 | 400 | 50 | 426 | 0 | 1.015 | GST | -1 | 0.052174 | 426 | 426 |  |  |  |  | -0.052174 | -22.226 | 0.77114 | 0.7838 |  |  |  |  | 354 | 0.013448
9016 | SANDH_G1 | 1 | South | YES | -0.00109 | 45 | 2 | 49 | 0 | 1.0175 | GGT | -1 | 0.052172 | 49 | 49 |  |  |  |  | -0.052172 | -2.5564 | 0.77229 | 0.78489 |  |  |  |  | 355 | 0.013448
9017 | SANDH_G2 | 2 | South | YES | -0.00109 | 45 | 2 | 46 | 0 | 1.0175 | GGT | -1 | 0.052172 | 46 | 46 |  |  |  |  | -0.052172 | -2.3999 | 0.77336 | 0.78592 |  |  |  |  | 356 | 0.013108
9018 | SANDH_G3 | 3 | South | YES | -0.00109 | 45 | 2 | 46 | 0 | 1.0175 | GGT | -1 | 0.052172 | 46 | 46 |  |  |  |  | -0.052172 | -2.3999 | 0.77444 | 0.78695 |  |  |  |  | 357 | 0.012657
9019 | SANDH_G4 | 4 | South | YES | -0.00109 | 0 | 2 | 47 |  | 1.0175 | GGT | -1 | 0.052172 | 47 | 47 |  |  |  |  | -0.052172 | -2.4521 | 0.77554 | 0.78799 |  |  |  |  | 358 | 0.012605
9020 | SANDHG5A | 5A | South | YES | -0.00109 | 150 | 84 | 155 | 0 | 1.0175 | CC | -1 | 0.052172 | 155 | 155 |  |  |  |  | -0.052172 | -8.0866 | 0.77916 | 0.79146 |  |  |  |  | 359 | 0.012556
9021 | SANDHG5C | 5C | South | YES | -0.00109 | 140 | 0 | 148 | 0 | 1.0175 | CC | -1 | 0.052172 | 148 | 148 |  |  |  |  | -0.052172 | -7.7214 | 0.78263 | 0.79476 |  |  |  |  | 360 | 0.012507
8147 | UCAR #2 | 10 | South | YES | -0.001048 | 18.2 | 0 | 28 |  | 1 | Cogen | -1 | 0.05213 | 0 | 0 |  |  |  |  | -0.05213 | 0 | 0.78263 | 0.79476 |  |  |  |  | 361 | 0.012457
8148 | UCAR #1 | 2 | South | YES | -0.001048 | 6.1 | 0 | 7 | 0 | 1.009 | Cogen | -1 | 0.05213 | 0 | 0 |  |  |  |  | -0.05213 | 0 | 0.78263 | 0.79476 |  |  |  |  | 362 | 0.012293
80137 | CSDR89 | 9 | South | YES | -0.001048 | 15 | 0 | 15 | 0 | 1.003 | DCTie | -1 | 0.05213 | 0 | 0 |  |  |  |  | -0.05213 | 0 | 0.78263 | 0.79476 |  |  |  |  | 363 | 0.012136
80137 | CSDR89 | 8 | South | YES | -0.001048 | 33.9 | 0 | 39 | 0 | 1.003 | DCTie | -1 | 0.05213 | 0 | 0 |  |  |  |  | -0.05213 | 0 | 0.78263 | 0.79476 |  |  |  |  | 364 | 0.012136
80138 | CSDR7 | 7 | South | YES | -0.001048 | 6.1 | 0 | 7 | 0 | 1.014 | DCTie | -1 | 0.05213 | 0 | 0 |  |  |  |  | -0.05213 | 0 | 0.78263 | 0.79476 |  |  |  |  | 365 | 0.012136
80139 | CSDR56 | 6 | South | YES | -0.001048 | 0 | 0 | 39 |  | 1.0033 | DCTie | -1 | 0.05213 | 0 | 0 |  |  |  |  | -0.05213 | 0 | 0.78263 | 0.79476 |  |  |  |  | 366 | 0.012136
80139 | CSDR56 | 5 | South | YES | -0.001048 | 15 | 0 | 15 |  | 1.0033 | DCTie | -1 | 0.05213 | 0 | 0 |  |  |  |  | -0.05213 | 0 | 0.78263 | 0.79476 |  |  |  |  | 367 | 0.012136
80140 | CSDR11 | 11 | South | YES | -0.001048 | 33.9 | 0 | 39 | 0 | 1.03 | DCTie | -1 | 0.05213 | 0 | 0 |  |  |  |  | -0.05213 | 0 | 0.78263 | 0.79476 |  |  |  |  | 368 | 0.012136
7020 | L_AUSTPL1_1Y | 1 | South | YES | -0.001032 | 0 | 0 | 8 |  | 1 | Hydro | -1 | 0.052114 | 0 | 0 |  |  |  |  | -0.052114 | 0 | 0.78263 | 0.79476 |  |  |  |  | 369 | 0.012136
7020 | L_AUSTPL1_1Y | 2 | South | YES | -0.001032 | 0 | 0 | 8 |  | 1 | Hydro | -1 | 0.052114 | 0 | 0 |  |  |  |  | -0.052114 | 0 | 0.78263 | 0.79476 |  |  |  |  | 370 | 0.012136
80227 | AIRCO G | 1 | South | YES | -0.001031 | 7.2 | 0 | 8 | 0 | 1.0104 | Cogen | -1 | 0.052113 | 0 | 0 |  |  |  |  | -0.052113 | 0 | 0.78263 | 0.79476 |  |  |  |  | 371 | 0.012136
80224 | VISTRONG1 | 1 | South | YES | -0.001028 | 13.1 | 0 | 15 | 0 | 1.01 | Cogen | -1 | 0.05211 | 0 | 0 |  |  |  |  | -0.05211 | 0 | 0.78263 | 0.79476 |  |  |  |  | 372 | 0.012136
80225 | VISTRONG2 | 2 | South | YES | -0.001028 | 20.2 | 0 | 23 | 0 | 1.01 | Cogen | -1 | 0.05211 | 0 | 0 |  |  |  |  | -0.05211 | 0 | 0.78263 | 0.79476 |  |  |  |  | 373 | 0.012136
8066 | DUP1V#1 | 1 | South | YES | -0.001004 | 52.3 | 0 | 73 | 0 | 1.01 | Cogen | -1 | 0.052086 | 0 | 0 |  |  |  |  | -0.052086 | 0 | 0.78263 | 0.79476 |  |  |  |  | 374 | 0.012136
8173 | VICEC51A | 5 | South | YES | -0.000985 | 144 | 18 | 144 | 0 | 1.025 | CC | -1 | 0.052067 | 144 | 144 |  |  |  |  | -0.052067 | -7.4976 | 0.78599 | 0.79797 |  |  |  |  | 375 | 0.012136
8174 | VICEC61A | 6 | South | YES | -0.000985 | 188 | 42 | 188 | 0 | 1.025 | CC | -1 | 0.052067 | 188 | 188 |  |  |  |  | -0.052067 | -9.7885 | 0.79039 | 0.80216 |  |  |  |  | 376 | 0.012136
5508 | RAYBURNCC9 | 1 | South | YES | -0.000977 | 47.7 | 18.2 | 47.7 | 0 | 1.0296 | CC | -1 | 0.052059 | 47.7 | 47.7 |  |  |  |  | -0.052059 | -2.4832 | 0.79151 | 0.80322 |  |  |  |  | 377 | 0.012136
5509 | RAYBURNCC10 | 1 | South | YES | -0.000977 | 37.3 | 5.2 | 37.3 | 0 | 1.0296 | CC | -1 | 0.052059 | 37.3 | 37.3 |  |  |  |  | -0.052059 | -1.9418 | 0.79238 | 0.80406 |  |  |  |  | 378 | 0.011977
5511 | RAYBURNCC7 | 1 | South | YES | -0.000977 | 47.5 | 18.2 | 47.5 | 0 | 1.0296 | CC | -1 | 0.052059 | 47.5 | 47.5 |  |  |  |  | -0.052059 | -2.4728 | 0.79349 | 0.80511 |  |  |  |  | 379 | 0.011769
5512 | RAYBURNCC8 | 1 | South | YES | -0.000977 | 49.3 | 18.2 | 49.3 | 0 | 1.0296 | CC | -1 | 0.052059 | 49.3 | 49.3 |  |  |  |  | -0.052059 | -2.5665 | 0.79465 | 0.80621 |  |  |  |  | 380 | 0.011716
5503 | RAYBURNGEN3 | 1 | South | YES | -0.000937 | 17.6 | 6 | 22 | 0 | 1.0224 | GST | -1 | 0.052019 | 22 | 22 |  |  |  |  | -0.052019 | -1.1444 | 0.79516 | 0.8067 |  |  |  |  | 381 | 0.011674
5505 | RAYBURNGEN1 | 1 | South | YES | -0.000937 | 0 | 1 | 11 |  | 1.0223 | GGT | -1 | 0.052019 | 11 | 11 |  |  |  |  | -0.052019 | -0.57221 | 0.79542 | 0.80695 |  |  |  |  | 382 | 0.011622
5506 | RAYBURNGEN2 | 1 | South | YES | -0.000937 | 0 | 1 | 11 |  | 1.0223 | GGT | -1 | 0.052019 | 11 | 11 |  |  |  |  | -0.052019 | -0.57221 | 0.79568 | 0.80719 |  |  |  |  | 383 | 0.011567
7014 | L_HAYSEN1_1Y | 1 | South | YES | -0.000931 | 223.9 | 74 | 223.9 | 0 | 1.008 | CC | -1 | 0.052013 | 223.9 | 223.9 |  |  |  |  | -0.052013 | -11.6456 | 0.80091 | 0.81218 |  |  |  |  | 384 | 0.011542
7015 | L_HAYSEN1_2Y | 2 | South | YES | -0.000931 | 225 | 74 | 225 | 0 | 1.008 | CC | -1 | 0.052013 | 225 | 225 |  |  |  |  | -0.052013 | -11.7028 | 0.80618 | 0.81719 |  |  |  |  | 385 | 0.01153
7016 | L_HAYSEN1_3Y | 3 | South | YES | -0.000931 | 224.6 | 74 | 224.6 | 0 | 1.008 | CC | -1 | 0.052013 | 224.6 | 224.6 |  |  |  |  | -0.052013 | -11.682 | 0.81143 | 0.82219 |  |  |  |  | 386 | 0.011517
7017 | L_HAYSEN1_4Y | 4 | South | YES | -0.000931 | 226.7 | 74 | 226.7 | 0 | 1.008 | CC | -1 | 0.052013 | 226.7 | 226.7 |  |  |  |  | -0.052013 | -11.7913 | 0.81673 | 0.82724 |  |  |  |  | 387 | 0.011265
8189 | CUECPL2A | 1 | South | YES | -0.000924 | 12 | 0 | 12 | 0 | 1.02 | Cogen | -1 | 0.052006 | 0 | 0 |  |  |  |  | -0.052006 | 0 | 0.81673 | 0.82724 |  |  |  |  | 388 | 0.011011
7624 | L_LAKEWO9_1Y | 1 | South | YES | -0.000915 | 0 | 0 | 2.4 |  | 1 | Hydro | -1 | 0.051997 | 0 | 0 |  |  |  |  | -0.051997 | 0 | 0.81673 | 0.82724 |  |  |  |  | 389 | 0.010757
7624 | L_LAKEWO9_1Y | 2 | South | YES | -0.000915 | 0 | 0 | 2.4 |  | 1 | Hydro | -1 | 0.051997 | 0 | 0 |  |  |  |  | -0.051997 | 0 | 0.81673 | 0.82724 |  |  |  |  | 390 | 0.010501
7810 | L_RIONOG1G1Y | 1 | South | YES | -0.000885 | 148 | 0 | 148 | 0 | 1.02 | CC | -1 | 0.051967 | 148 | 148 |  |  |  |  | -0.051967 | -7.6911 | 0.8202 | 0.83053
7811 | L_RIONOG1G2Y | 2 | South | YES | -0.000885 | 148 | 0 | 148 | 0 | 1.02 | CC | -1 | 0.051967 | 148 | 148 |  |  |  |  | -0.051967 | -7.6911 | 0.82366 | 0.83382
7812 | L_RIONOG1G3Y | 3 | South | YES | -0.000885 | 154 | 0 | 154 | 0 | 1.02 | CC | -1 | 0.051967 | 154 | 154 |  |  |  |  | -0.051967 | -8.0029 | 0.82726 | 0.83725
7813 | L_RIONOG1S1Y | 4 | South | YES | -0.000885 | 293 | 0 | 293 | 0 | 1.02 | CC | -1 | 0.051967 | 293 | 293 |  |  |  |  | -0.051967 | -15.2262 | 0.83412 | 0.84376
7605 | L_MCQUEE9_1Y | 1 | South | YES | -0.000853 | 0 | 0 | 2.4 |  | 1.025 | Hydro | -1 | 0.051935 | 0 | 0 |  |  |  |  | -0.051935 | 0 | 0.83412 | 0.84376
7605 | L_MCQUEE9_1Y | 2 | South | YES | -0.000853 | 0 | 0 | 2.4 |  | 1.025 | Hydro | -1 | 0.051935 | 0 | 0 |  |  |  |  | -0.051935 | 0 | 0.83412 | 0.84376
7605 | L_MCQUEE9_1Y | 3 | South | YES | -0.000853 | 0 | 0 | 2.8 |  | 1.025 | Hydro | -1 | 0.051935 | 0 | 0 |  |  |  |  | -0.051935 | 0 | 0.83412 | 0.84376
7800 | L_GUADGE1_1Y | 1 | South | YES | -0.000839 | 147 | 30 | 147 | 0 | 1.02 | CC | -1 | 0.051921 | 147 | 147 |  |  |  |  | -0.051921 | -7.6323 | 0.83756 | 0.84703
7801 | L_GUADGE1_2Y | 2 | South | YES | -0.000839 | 138 | 30 | 138 | 0 | 1.02 | CC | -1 | 0.051921 | 138 | 138 |  |  |  |  | -0.051921 | -7.165 | 0.84078 | 0.8501
7802 | L_GUADGE1_3Y | 3 | South | YES | -0.000839 | 146 | 30 | 146 | 0 | 1.02 | CC | -1 | 0.051921 | 146 | 146 |  |  |  |  | -0.051921 | -7.5804 | 0.8442 | 0.85334
7803 | L_GUADGE1_4Y | 4 | South | YES | -0.000839 | 149 | 30 | 149 | 0 | 1.02 | CC | -1 | 0.051921 | 149 | 149 |  |  |  |  | -0.051921 | -7.7362 | 0.84769 | 0.85666
7804 | L_GUADGE1_5Y | 5 | South | YES | -0.000839 | 182 | 30 | 182 | 0 | 1.02 | CC | -1 | 0.051921 | 182 | 182 |  |  |  |  | -0.051921 | -9.4496 | 0.85194 | 0.8607
7805 | L_GUADGE1_6Y | 6 | South | YES | -0.000839 | 203 | 30 | 203 | 0 | 1.02 | CC | -1 | 0.051921 | 203 | 203 |  |  |  |  | -0.051921 | -10.5399 | 0.85669 | 0.86521
8161 | COLETO0A | 1 | South | YES | -0.000821 | 633 | 200 | 633 | 0 | 1.03 | LIGCO | -1 | 0.051903 | 0 | 633 |  |  |  |  | -0.051903 | 0 | 0.85669 | 0.86521
8926 | LGE_GT10A | 1 | South | YES | -0.000813 | 158 | 0 | 158 | 0 | 1.03 | Cogen | -1 | 0.051895 | 0 | 0 |  |  |  |  | -0.051895 | 0 | 0.85669 | 0.86521
8927 | LGE_GT20A | 2 | South | YES | -0.000813 | 153 | 0 | 153 | 0 | 1.03 | Cogen | -1 | 0.051895 | 0 | 0 |  |  |  |  | -0.051895 | 0 | 0.85669 | 0.86521
8928 | LGE_STG0A | 3 | South | YES | -0.000813 | 100 | 0 | 100 | 0 | 1.03 | Cogen | -1 | 0.051895 | 0 | 0 |  |  |  |  | -0.051895 | 0 | 0.85669 | 0.86521
8930 | ICPGN10A | 1 | South | YES | -0.000813 | 149 | 0 | 149 | 0 | 1.03 | Cogen | -1 | 0.051895 | 0 | 0 |  |  |  |  | -0.051895 | 0 | 0.85669 | 0.86521
8931 | ICPGN20A | 2 | South | YES | -0.000813 | 150 | 0 | 150 | 0 | 1.03 | Cogen | -1 | 0.051895 | 0 | 0 |  |  |  |  | -0.051895 | 0 | 0.85669 | 0.86521
8932 | ICPGN30A | 3 | South | YES | -0.000813 | 127 | 0 | 127 | 0 | 1.03 | Cogen | -1 | 0.051895 | 0 | 0 |  |  |  |  | -0.051895 | 0 | 0.85669 | 0.86521
80223 | REYSHR G | 1 | South | YES | -0.000813 | 12 | 0 | 12 | 0 | 1.032 | Cogen | -1 | 0.051895 | 0 | 0 |  |  |  |  | -0.051895 | 0 | 0.85669 | 0.86521
7609 | L_SCHUMA8_1Y | 1 | South | YES | -0.000787 | 0 | 0 | 4 |  | 1 | Hydro | -1 | 0.051869 | 0 | 0 |  |  |  |  | -0.051869 | 0 | 0.85669 | 0.86521
8442 | NBEC7 | 7 | South | YES | -0.000767 | 0 | 81 | 367 |  | 1.0298 | GST | -1 | 0.051849 | 367 | 367 |  |  |  |  | -0.051849 | -19.0285 | 0.86528 | 0.87336
8442 | NBEC7 | MB | South | YES | -0.000767 | 0 | 81 | 367 |  | 1.0298 | GST | -1 | 0.051849 | 0 | 0 |  |  |  |  | -0.051849 | 0 | 0.86528 | 0.87336
8560 | CNOPGT1 | 1 | South | YES | -0.000766 | 148.3 | 0 | 148.3 | 0 | 1.03 | Cogen | -1 | 0.051848 | 0 | 0 |  |  |  |  | -0.051848 | 0 | 0.86528 | 0.87336
8561 | CNOPGT2 | 2 | South | YES | -0.000766 | 148.6 | 0 | 148.6 | 0 | 1.03 | Cogen | -1 | 0.051848 | 0 | 0 |  |  |  |  | -0.051848 | 0 | 0.86528 | 0.87336
8562 | CNOPST1 | 3 | South | YES | -0.000766 | 153 | 0 | 153 | 0 | 1.03 | Cogen | -1 | 0.051848 | 0 | 0 |  |  |  |  | -0.051848 | 0 | 0.86528 | 0.87336
8456 | COSW#1 | 1 | South | YES | -0.000764 | 20 | 0 | 20 | 0 | 1.027 | Cogen | -1 | 0.051846 | 0 | 0 |  |  |  |  | -0.051846 | 0 | 0.86528 | 0.87336
8457 | COSW#2 | 2 | South | YES | -0.000764 | 14 | 0 | 14 | 0 | 1.027 | Cogen | -1 | 0.051846 | 0 | 0 |  |  |  |  | -0.051846 | 0 | 0.86528 | 0.87336
8459 | B_DAVIS0B | MB | South | YES | -0.000761 | 0 | 50 | 339 |  | 1.03 | GSC | -1 | 0.051843 | 0 | 0 |  |  |  |  | -0.051843 | 0 | 0.86528 | 0.87336
8460 | B_DAVIS0A | MB | South | YES | -0.000761 | 0 | 50 | 340 |  | 1.03 | GSC | -1 | 0.051843 | 0 | 0 |  |  |  |  | -0.051843 | 0 | 0.86528 | 0.87336
80263 | B_DAVIS31A | 3 | South | YES | -0.000761 | 0 | 0 | 180 |  | 1.0366 | CC | -1 | 0.051843 | 180 | 180 |  |  |  |  | -0.051843 | -9.3317 | 0.86949 | 0.87735
80264 | B_DAVIS41A | 4 | South | YES | -0.000761 | 0 | 0 | 180 |  | 1.0366 | CC | -1 | 0.051843 | 180 | 180 |  |  |  |  | -0.051843 | -9.3317 | 0.8737 | 0.88135
7487 | L_CANYHY8_1Y | 1 | South | YES | -0.00076 | 0 | 0 | 6 |  | 1 | Hydro | -1 | 0.051842 | 0 | 0 |  |  |  |  | -0.051842 | 0 | 0.8737 | 0.88135
8506 | VAL #1 | 1 | South | YES | -0.00075 | 20.9 | 0 | 25 | 0 | 1.0055 | Cogen | -1 | 0.051832 | 0 | 0 |  |  |  |  | -0.051832 | 0 | 0.8737 | 0.88135
8507 | VAL #2 | 2 | South | YES | -0.00075 | 20.9 | 0 | 25 | 0 | 1.0055 | Cogen | -1 | 0.051832 | 0 | 0 |  |  |  |  | -0.051832 | 0 | 0.8737 | 0.88135
8511 | OXY_CC0A | 1 | South | YES | -0.00075 | 30.3 | 0 | 38 | 0 | 1.027 | Cogen | -1 | 0.051832 | 0 | 0 |  |  |  |  | -0.051832 | 0 | 0.8737 | 0.88135
8461 | KOCH_UP0A | 1 | South | YES | -0.000744 | 38 | 0 | 38 | 0 | 1.012 | Cogen | -1 | 0.051826 | 0 | 0 |  |  |  |  | -0.051826 | 0 | 0.8737 | 0.88135
80080 | GWINDT11A | 3 | South | YES | -0.000728 | 0 | 0 | 38 | 0 | 1.025 | Wind | -1 | 0.05181 | 0 | 38 |  |  |  |  | -0.05181 | 0 | 0.8737 | 0.88135
80080 | GWINDT11A | 4 | South | YES | -0.000728 | 3.8 | 0 | 19 | 0 | 1.025 | Wind | -1 | 0.05181 | 0 | 19 |  |  |  |  | -0.05181 | 0 | 0.8737 | 0.88135
80080 | GWINDT11A | 2 | South | YES | -0.000728 | 0 | 0 | 41 | 0 | 1.025 | Wind | -1 | 0.05181 | 0 | 41 |  |  |  |  | -0.05181 | 0 | 0.8737 | 0.88135
80080 | GWINDT11A | 1 | South | YES | -0.000728 | 28.2 | 0 | 94 | 0 | 1.025 | Wind | -1 | 0.05181 | 0 | 94 |  |  |  |  | -0.05181 | 0 | 0.8737 | 0.88135
80081 | GWINDT21A | 4 | South | YES | -0.000728 | 4.4 | 0 | 22 | 0 | 1.025 | Wind | -1 | 0.05181 | 0 | 22 |  |  |  |  | -0.05181 | 0 | 0.8737 | 0.88135
80081 | GWINDT21A | 1 | South | YES | -0.000728 | 28.2 | 0 | 94 | 0 | 1.025 | Wind | -1 | 0.05181 | 0 | 94 |  |  |  |  | -0.05181 | 0 | 0.8737 | 0.88135
80081 | GWINDT21A | 3 | South | YES | -0.000728 | 8.6 | 0 | 43 | 0 | 1.025 | Wind | -1 | 0.05181 | 0 | 43 |  |  |  |  | -0.05181 | 0 | 0.8737 | 0.88135
80081 | GWINDT21A | 2 | South | YES | -0.000728 | 7.2 | 0 | 36 | 0 | 1.025 | Wind | -1 | 0.05181 | 0 | 36 |  |  |  |  | -0.05181 | 0 | 0.8737 | 0.88135
80180 | PNSCALT11A | 2 | South | YES | -0.000728 | 10 | 0 | 50 | 0 | 1.025 | Wind | -1 | 0.05181 | 0 | 50 |  |  |  |  | -0.05181 | 0 | 0.8737 | 0.88135
80180 | PNSCALT11A | 1 | South | YES | -0.000728 | 43.8 | 0 | 148 | 0 | 1.025 | Wind | -1 | 0.05181 | 0 | 148 |  |  |  |  | -0.05181 | 0 | 0.8737 | 0.88135
80181 | PNSCALT21A | 2 | South | YES | -0.000728 | 10 | 0 | 50 | 0 | 1.025 | Wind | -1 | 0.05181 | 0 | 50 |  |  |  |  | -0.05181 | 0 | 0.8737 | 0.88135
80181 | PNSCALT21A | 1 | South | YES | -0.000728 | 16.5 | 0 | 55 | 0 | 1.025 | Wind | -1 | 0.05181 | 0 | 55 |  |  |  |  | -0.05181 | 0 | 0.8737 | 0.88135
8517 | CELANEBI0A | 1 | South | YES | -0.000724 | 29 | 0 | 29 | 0 | 1.02 | Cogen | -1 | 0.051806 | 0 | 0 |  |  |  |  | -0.051806 | 0 | 0.8737 | 0.88135
5932 | SI_RAY9 | 9 | South | YES | -0.000702 | 32 | 32 | 38 | 0 | 1.035 | CC | -1 | 0.051784 | 38 | 38 |  |  |  |  | -0.051784 | -1.9678 | 0.87459 | 0.88219
5933 | SI_RAY6 | 6 | South | YES | -0.000702 | 15.4 | 10 | 19.3 | 0 | 1.035 | GST | -1 | 0.051784 | 19.3 | 19.3 |  |  |  |  | -0.051784 | -0.99942 | 0.87504 | 0.88262
5935 | SI_RAY10 | 10 | South | YES | -0.000702 | 47 | 10 | 47 | 0 | 1.03 | CC | -1 | 0.051784 | 47 | 47 |  |  |  |  | -0.051784 | -2.4338 | 0.87614 | 0.88366
80003 | MILHWYS | F | South | YES | -0.000702 | 0 | 0 | 0 | 0 | 1.0168 | AVR | -1 | 0.051784 | 0 | 0 |  |  |  |  | -0.051784 | 0 | 0.87614 | 0.88366
5401 | CALAVER_JKS1 | 1 | South | YES | -0.000676 | 562 | 100 | 562 | 0 | 1.026 | LIGCO | -1 | 0.051758 | 0 | 562 |  |  |  |  | -0.051758 | 0 | 0.87614 | 0.88366
8936 | MVGN#1 | 1 | South | YES | -0.000662 | 216.6 | 0 | 216.6 | 0 | 1.0304 | CC | -1 | 0.051744 | 216.6 | 216.6 |  |  |  |  | -0.051744 | -11.2077 | 0.88121 | 0.88846
8937 | MVGN#2 | 2 | South | YES | -0.000662 | 216.7 | 0 | 216.7 | 0 | 1.0304 | CC | -1 | 0.051744 | 216.7 | 216.7 |  |  |  |  | -0.051744 | -11.2128 | 0.88628 | 0.89326
8938 | MVGN#3 | 3 | South | YES | -0.000662 | 250.9 | 0 | 250.9 | 0 | 1.0304 | CC | -1 | 0.051744 | 250.9 | 250.9 |  |  |  |  | -0.051744 | -12.9825 | 0.89215 | 0.89881
8981 | HECN1 | 1 | South | YES | -0.000662 | 144.8 | 0 | 144.8 | 0 | 1.0304 | CC | -1 | 0.051744 | 144.8 | 144.8 |  |  |  |  | -0.051744 | -7.4925 | 0.89553 | 0.90202
8982 | HECN2 | 2 | South | YES | -0.000662 | 144.1 | 0 | 144.1 | 0 | 1.0304 | CC | -1 | 0.051744 | 144.1 | 144.1 |  |  |  |  | -0.051744 | -7.4563 | 0.8989 | 0.90521
8983 | HECN3 | 3 | South | YES | -0.000662 | 171.9 | 0 | 171.9 | 0 | 1.0304 | CC | -1 | 0.051744 | 171.9 | 171.9 |  |  |  |  | -0.051744 | -8.8947 | 0.90293 | 0.90902
5476 | BRA_AVR1_CT1 | 1 | South | YES | -0.000647 | 155 | 90 | 155 | 0 | 1.025 | CC | -1 | 0.051729 | 155 | 155 |  |  |  |  | -0.051729 | -8.0179 | 0.90655 | 0.91245
5477 | BRA_AVR1_ST | 1 | South | YES | -0.000647 | 174 | 138 | 174 | 0 | 1.025 | CC | -1 | 0.051729 | 174 | 174 |  |  |  |  | -0.051729 | -9.0008 | 0.91062 | 0.91631
5478 | BRA_AVR1_CT2 | 1 | South | YES | -0.000647 | 155 | 90 | 155 | 0 | 1.025 | CC | -1 | 0.051729 | 155 | 155 |  |  |  |  | -0.051729 | -8.0179 | 0.91425 | 0.91974
5436 | TUTTL_WBT1G1 | 1 | South | YES | -0.000625 | 48.8 | 20 | 61 | 0 | 1.012 | GST | -1 | 0.051707 | 61 | 61 |  |  |  |  | -0.051707 | -3.1541 | 0.91568 | 0.92109
5438 | TUTTL_WBT3G3 | 3 | South | YES | -0.000625 | 95 | 25 | 95 | 0 | 1.012 | GST | -1 | 0.051707 | 95 | 95 |  |  |  |  | -0.051707 | -4.9121 | 0.9179 | 0.92319
5439 | TUTTL_WBT4G4 | 4 | South | YES | -0.000625 | 151 | 40 | 151 | 0 | 1.012 | GST | -1 | 0.051707 | 151 | 151 |  |  |  |  | -0.051707 | -7.8077 | 0.92143 | 0.92653
5903 | SANMIGUELGEN | 1 | South | YES | -0.000619 | 396.3 | 180 | 396.3 | 0 | 1.0336 | LIGCO | -1 | 0.051701 | 0 | 396.3 |  |  |  |  | -0.051701 | 0 | 0.92143 | 0.92653
88198 | BEEVILLE | F | South | YES | -0.000569 | 0 | 0 | 0 | 0 | 1.02 | AVR | -1 | 0.051651 | 0 | 0 |  |  |  |  | -0.051651 | 0 | 0.92143 | 0.92653
5111 | CALAVER_JTD1 | 1 | South | YES | -0.000566 | 430 | 80 | 430 | 0 | 1.0138 | LIGCO | -1 | 0.051648 | 0 | 430 |  |  |  |  | -0.051648 | 0 | 0.92143 | 0.92653
5112 | CALAVER_JTD2 | 2 | South | YES | -0.000566 | 430 | 80 | 430 | 0 | 1.0138 | LIGCO | -1 | 0.051648 | 0 | 430 |  |  |  |  | -0.051648 | 0 | 0.92143 | 0.92653
8933 | FGNTS001 | 1 | South | YES | -0.000566 | 146.5 | 0 | 146.5 | 0 | 1.03 | CC | -1 | 0.051648 | 146.5 | 146.5 |  |  |  |  | -0.051648 | -7.5664 | 0.92486 | 0.92977
8934 | FGNTS101 | 2 | South | YES | -0.000566 | 147.9 | 0 | 147.9 | 0 | 1.03 | CC | -1 | 0.051648 | 147.9 | 147.9 |  |  |  |  | -0.051648 | -7.6387 | 0.92832 | 0.93304
8935 | FGNTS201 | 3 | South | YES | -0.000566 | 173 | 0 | 173 | 0 | 1.03 | CC | -1 | 0.051648 | 173 | 173 |  |  |  |  | -0.051648 | -8.935 | 0.93237 | 0.93687
5396 | CALAVER_OWS1 | 1 | South | YES | -0.000549 | 418 | 80 | 418 | 0 | 1.0192 | GST | -1 | 0.051631 | 418 | 418 |  |  |  |  | -0.051631 | -21.5816 | 0.94214 | 0.94611
5397 | CALAVER_OWS2 | 2 | South | YES | -0.000549 | 400 | 80 | 400 | 0 | 1.0192 | GST | -1 | 0.051631 | 400 | 400 |  |  |  |  | -0.051631 | -20.6523 | 0.9515 | 0.95495
5026 | BRAUNIG_VHB1 | 1 | South | YES | -0.000548 | 215 | 40 | 215 | 0 | 1.0192 | GST | -1 | 0.05163 | 215 | 215 |  |  |  |  | -0.05163 | -11.1004 | 0.95653 | 0.9597
5027 | BRAUNIG_VHB2 | 2 | South | YES | -0.000548 | 216 | 40 | 216 | 0 | 1.0192 | GST | -1 | 0.05163 | 216 | 216 |  |  |  |  | -0.05163 | -11.152 | 0.96158 | 0.96447
5028 | BRAUNIG_VHB3 | 3 | South | YES | -0.00052 | 407 | 60 | 407 | 0 | 1.0138 | GST | -1 | 0.051602 | 407 | 407 |  |  |  |  | -0.051602 | -21.0019 | 0.97111 | 0.97346
7031 | L_MARSFO1G1Y | 1 | South | YES | -0.000478 | 0 | 0 | 36 |  | 1 | Hydro | -1 | 0.05156 | 0 | 0 |  |  |  |  | -0.05156 | 0 | 0.97111 | 0.97346
7032 | L_MARSFO1G2Y | 2 | South | YES | -0.000478 | 0 | 0 | 35 |  | 1 | Hydro | -1 | 0.05156 | 0 | 0 |  |  |  |  | -0.05156 | 0 | 0.97111 | 0.97346
7033 | L_MARSFO1G3Y | 3 | South | YES | -0.000478 | 0 | 0 | 36 |  | 1 | Hydro | -1 | 0.05156 | 0 | 0 |  |  |  |  | -0.05156 | 0 | 0.97111 | 0.97346
5264 | LEON_LCP3G3 | 3 | South | YES | -0.000431 | 0 | 20 | 58 |  | 1.0197 | GST | -1 | 0.051513 | 58 | 58 |  |  |  |  | -0.051513 | -2.9877 | 0.97246 | 0.97474
5265 | LEON_LCP4G4 | 4 | South | YES | -0.000431 | 89 | 25 | 89 | 0 | 1.0197 | GST | -1 | 0.051513 | 89 | 89 |  |  |  |  | -0.051513 | -4.5846 | 0.97454 | 0.9767
5266 | LEON_LCPCT1 | 1 | South | YES | -0.000431 | 44 | 24 | 44 | 0 | 1.0197 | GGT | -1 | 0.051513 | 44 | 44 |  |  |  |  | -0.051513 | -2.2666 | 0.97557 | 0.97767
5267 | LEON_LCPCT2 | 2 | South | YES | -0.000431 | 44 | 24 | 44 | 0 | 1.0197 | GGT | -1 | 0.051513 | 44 | 44 |  |  |  |  | -0.051513 | -2.2666 | 0.9766 | 0.97865
5268 | LEON_LCPCT3 | 3 | South | YES | -0.000431 | 43 | 24 | 43 | 0 | 1.0197 | GGT | -1 | 0.051513 | 43 | 43 |  |  |  |  | -0.051513 | -2.215 | 0.97761 | 0.97959
5269 | LEON_LCPCT4 | 4 | South | YES | -0.000431 | 45 | 24 | 45 | 0 | 1.0197 | GGT | -1 | 0.051513 | 45 | 45 |  |  |  |  | -0.051513 | -2.3181 | 0.97866 | 0.98059
88508 | FALFURRI | F | South | YES | -8.5e-05 | 0 | 0 | 0 | 0 | 1 | AVR | -1 | 0.051167 | 0 | 0 |  |  |  |  | -0.051167 | 0 | 0.97866 | 0.98059
5934 | SI_RAY5 | 5 | South | YES | 0 | 0 | 10 | 15 |  | 1.035 | GST | -1 | 0.051082 | 15 | 15 |  |  |  |  | -0.051082 | -0.76622 | 0.97901 | 0.98091
8139 | JOS #1 | MB | South | YES | 0 | 0 | 45 | 255 |  | 1.02 | GST | -1 | 0.051082 | 0 | 0 |  |  |  |  | -0.051082 | 0 | 0.97901 | 0.98091
8285 | LAR #1 | MB | South | YES | 0 | 0 | 9 | 32 |  | 1.0497 | GST | -1 | 0.051082 | 0 | 0 |  |  |  |  | -0.051082 | 0 | 0.97901 | 0.98091
8287 | LAR #2 | MB | South | YES | 0 | 0 | 9 | 32 |  | 1.04 | GST | -1 | 0.051082 | 0 | 0 |  |  |  |  | -0.051082 | 0 | 0.97901 | 0.98091
8288 | LAR #3 | MB | South | YES | 0 | 0 | 25 | 105 |  | 1.04 | GST | -1 | 0.051082 | 0 | 0 |  |  |  |  | -0.051082 | 0 | 0.97901 | 0.98091
8388 | BATES0A | MB | South | YES | 0 | 0 | 21 | 71 |  | 1.033 | GST | -1 | 0.051082 | 0 | 0 |  |  |  |  | -0.051082 | 0 | 0.97901 | 0.98091
8393 | BATES0B | MB | South | YES | 0 | 0 | 25 | 110 |  | 1.03 | GST | -1 | 0.051082 | 0 | 0 |  |  |  |  | -0.051082 | 0 | 0.97901 | 0.98091
8437 | NUECES_B0C | MB | South | YES | 0 | 0 | 7 | 30 |  | 1.03 | GST | -1 | 0.051082 | 0 | 0 |  |  |  |  | -0.051082 | 0 | 0.97901 | 0.98091
8438 | NUECES_B0B | MB | South | YES | 0 | 0 | 26 | 169 |  | 1.03 | GST | -1 | 0.051082 | 0 | 0 |  |  |  |  | -0.051082 | 0 | 0.97901 | 0.98091
39190 | TNSLCGN1__8 | 1 | Houston | YES | 0 | 0 | 10 | 30 |  | 1.03 | Cogen | -1 | 0.051082 | 0 | 0 |  |  |  |  | -0.051082 | 0 | 0.97901 | 0.98091
5728 | FALCONHYDRO2 | 2 | South | YES | 2e-06 | 12 | 0 | 12 | 0 | 1.0234 | Hydro | -1 | 0.05108 | 0 | 0 |  |  |  |  | -0.05108 | 0 | 0.97901 | 0.98091
5729 | FALCONHYDRO3 | 3 | South | YES | 2e-06 | 11 | 0 | 11 | 0 | 1.0234 | Hydro | -1 | 0.05108 | 0 | 0 |  |  |  |  | -0.05108 | 0 | 0.97901 | 0.98091
8048 | FALCONHYDRO1 | 1 | South | YES | 2e-06 | 12 | 0 | 12 | 0 | 1.0234 | Hydro | -1 | 0.05108 | 0 | 0 |  |  |  |  | -0.05108 | 0 | 0.97901 | 0.98091
88299 | ZAPATA | F | South | YES | 0.000545 | 0 | 0 | 0 | 0 | 1.02 | BLT | -1 | 0.050537 | 0 | 0 |  |  |  |  | -0.050537 | 0 | 0.97901 | 0.98091
7028 | L_MARBFA1_1Y | 1 | South | YES | 0.000684 | 0 | 0 | 18 |  | 1 | Hydro | -1 | 0.050398 | 0 | 0 |  |  |  |  | -0.050398 | 0 | 0.97901 | 0.98091
7029 | L_MARBFA1_2Y | 2 | South | YES | 0.000684 | 0 | 0 | 18 |  | 1 | Hydro | -1 | 0.050398 | 0 | 0 |  |  |  |  | -0.050398 | 0 | 0.97901 | 0.98091
7035 | L_WIRTZ_1G1Y | 1 | South | YES | 0.001109 | 0 | 0 | 29 |  | 1 | Hydro | -1 | 0.049973 | 0 | 0 |  |  |  |  | -0.049973 | 0 | 0.97901 | 0.98091
7036 | L_WIRTZ_1G2Y | 2 | South | YES | 0.001109 | 0 | 0 | 29.7 |  | 1 | Hydro | -1 | 0.049973 | 0 | 0 |  |  |  |  | -0.049973 | 0 | 0.97901 | 0.98091
5890 | PEARSALLGEN1 | 1 | South | YES | 0.001235 | 19.2 | 6 | 24 | 0 | 1.0226 | GST | -1 | 0.049847 | 24 | 24 |  |  |  |  | -0.049847 | -1.1963 | 0.97957 | 0.98143
5891 | PEARSALLGEN2 | 1 | South | YES | 0.001235 | 19.4 | 6 | 24.3 | 0 | 1.0226 | GST | -1 | 0.049847 | 24.3 | 24.3 |  |  |  |  | -0.049847 | -1.2113 | 0.98014 | 0.98194
5892 | PEARSALLGEN3 | 1 | South | YES | 0.001235 | 19.1 | 6 | 23.9 | 0 | 1.0226 | GST | -1 | 0.049847 | 23.9 | 23.9 |  |  |  |  | -0.049847 | -1.1913 | 0.9807 | 0.98245
7000 | L_FERGUS1_1Y | 1 | South | YES | 0.001245 | 400 | 65 | 423.3 | 0 | 1.015 | GSC | -1 | 0.049837 | 423.3 | 423.3 |  |  |  |  | -0.049837 | -21.0959 | 0.9906 | 0.99148
7022 | L_BUCHAN1_1Y | 1 | South | YES | 0.001291 | 0 | 0 | 18 |  | 1 | Hydro | -1 | 0.049791 | 0 | 0 |  |  |  |  | -0.049791 | 0 | 0.9906 | 0.99148
7023 | L_BUCHAN1_2Y | 2 | South | YES | 0.001291 | 0 | 0 | 18 |  | 1 | Hydro | -1 | 0.049791 | 0 | 0 |  |  |  |  | -0.049791 | 0 | 0.9906 | 0.99148
7024 | L_BUCHAN1_3Y | 3 | South | YES | 0.001291 | 0 | 0 | 15 |  | 1 | Hydro | -1 | 0.049791 | 0 | 0 |  |  |  |  | -0.049791 | 0 | 0.9906 | 0.99148
80012 | LAR | F | South | YES | 0.001346 | 0 | 0 | 0 | 0 | 1.04 | DCTie | -1 | 0.049736 | 0 | 0 |  |  |  |  | -0.049736 | 0 | 0.9906 | 0.99148
80265 | LARECU40A | 4 | South | YES | 0.001347 | 80 | 0 | 100 |  | 1.039 | GGT | -1 | 0.049735 | 100 | 100 |  |  |  |  | -0.049735 | -4.9735 | 0.99294 | 0.99361
80266 | LARECU50A | 5 | South | YES | 0.001347 | 80 | 0 | 100 |  | 1.039 | GGT | -1 | 0.049735 | 100 | 100 |  |  |  |  | -0.049735 | -4.9735 | 0.99528 | 0.99574
58909 | PEARSALLSCG1 | 3 | South | YES | 0.001752 | 0 | 0 | 8.4 |  | 1.027 | Diesel | -1 | 0.04933 | 8.4 | 8.4 |  |  |  |  | -0.04933 | -0.41437 | 0.99548 | 0.99592
58909 | PEARSALLSCG1 | 4 | South | YES | 0.001752 | 0 | 0 | 8.4 |  | 1.027 | Diesel | -1 | 0.04933 | 8.4 | 8.4 |  |  |  |  | -0.04933 | -0.41437 | 0.99568 | 0.9961
58909 | PEARSALLSCG1 | 6 | South | YES | 0.001752 | 0 | 0 | 8.4 |  | 1.027 | Diesel | -1 | 0.04933 | 8.4 | 8.4 |  |  |  |  | -0.04933 | -0.41437 | 0.99587 | 0.99628
58909 | PEARSALLSCG1 | 5 | South | YES | 0.001752 | 0 | 0 | 8.4 |  | 1.027 | Diesel | -1 | 0.04933 | 8.4 | 8.4 |  |  |  |  | -0.04933 | -0.41437 | 0.99607 | 0.99645
58909 | PEARSALLSCG1 | 1 | South | YES | 0.001752 | 0 | 0 | 8.4 |  | 1.027 | Diesel | -1 | 0.04933 | 8.4 | 8.4 |  |  |  |  | -0.04933 | -0.41437 | 0.99627 | 0.99663
58909 | PEARSALLSCG1 | 2 | South | YES | 0.001752 | 0 | 0 | 8.4 |  | 1.027 | Diesel | -1 | 0.04933 | 8.4 | 8.4 |  |  |  |  | -0.04933 | -0.41437 | 0.99646 | 0.99681
58919 | PEARSALLSCG2 | 5 | South | YES | 0.001752 | 0 | 0 | 8.4 |  | 1.027 | Diesel | -1 | 0.04933 | 8.4 | 8.4 |  |  |  |  | -0.04933 | -0.41437 | 0.99666 | 0.99698
58919 | PEARSALLSCG2 | 6 | South | YES | 0.001752 | 0 | 0 | 8.4 |  | 1.027 | Diesel | -1 | 0.04933 | 8.4 | 8.4 |  |  |  |  | -0.04933 | -0.41437 | 0.99686 | 0.99716
58919 | PEARSALLSCG2 | 1 | South | YES | 0.001752 | 0 | 0 | 8.4 |  | 1.027 | Diesel | -1 | 0.04933 | 8.4 | 8.4 |  |  |  |  | -0.04933 | -0.41437 | 0.99705 | 0.99734
58919 | PEARSALLSCG2 | 2 | South | YES | 0.001752 | 0 | 0 | 8.4 |  | 1.027 | Diesel | -1 | 0.04933 | 8.4 | 8.4 |  |  |  |  | -0.04933 | -0.41437 | 0.99725 | 0.99752
58919 | PEARSALLSCG2 | 4 | South | YES | 0.001752 | 0 | 0 | 8.4 |  | 1.027 | Diesel | -1 | 0.04933 | 8.4 | 8.4 |  |  |  |  | -0.04933 | -0.41437 | 0.99745 | 0.99769
58919 | PEARSALLSCG2 | 3 | South | YES | 0.001752 | 0 | 0 | 8.4 |  | 1.027 | Diesel | -1 | 0.04933 | 8.4 | 8.4 |  |  |  |  | -0.04933 | -0.41437 | 0.99764 | 0.99787
58929 | PEARSALLSCG3 | 4 | South | YES | 0.001752 | 0 | 0 | 8.4 |  | 1.027 | Diesel | -1 | 0.04933 | 8.4 | 8.4 |  |  |  |  | -0.04933 | -0.41437 | 0.99784 | 0.99805
58929 | PEARSALLSCG3 | 6 | South | YES | 0.001752 | 0 | 0 | 8.4 |  | 1.027 | Diesel | -1 | 0.04933 | 8.4 | 8.4 |  |  |  |  | -0.04933 | -0.41437 | 0.99803 | 0.99823
58929 | PEARSALLSCG3 | 2 | South | YES | 0.001752 | 0 | 0 | 8.4 |  | 1.027 | Diesel | -1 | 0.04933 | 8.4 | 8.4 |  |  |  |  | -0.04933 | -0.41437 | 0.99823 | 0.9984
58929 | PEARSALLSCG3 | 5 | South | YES | 0.001752 | 0 | 0 | 8.4 |  | 1.027 | Diesel | -1 | 0.04933 | 8.4 | 8.4 |  |  |  |  | -0.04933 | -0.41437 | 0.99843 | 0.99858
58929 | PEARSALLSCG3 | 1 | South | YES | 0.001752 | 0 | 0 | 8.4 |  | 1.027 | Diesel | -1 | 0.04933 | 8.4 | 8.4 |  |  |  |  | -0.04933 | -0.41437 | 0.99862 | 0.99876
58929 | PEARSALLSCG3 | 3 | South | YES | 0.001752 | 0 | 0 | 8.4 |  | 1.027 | Diesel | -1 | 0.04933 | 8.4 | 8.4 |  |  |  |  | -0.04933 | -0.41437 | 0.99882 | 0.99894
58949 | PEARSALLSCG4 | 3 | South | YES | 0.001752 | 0 | 0 | 8.4 |  | 1.027 | Diesel | -1 | 0.04933 | 8.4 | 8.4 |  |  |  |  | -0.04933 | -0.41437 | 0.99902 | 0.99911
58949 | PEARSALLSCG4 | 2 | South | YES | 0.001752 | 0 | 0 | 8.4 |  | 1.027 | Diesel | -1 | 0.04933 | 8.4 | 8.4 |  |  |  |  | -0.04933 | -0.41437 | 0.99921 | 0.99929
58949 | PEARSALLSCG4 | 1 | South | YES | 0.001752 | 0 | 0 | 8.4 |  | 1.027 | Diesel | -1 | 0.04933 | 8.4 | 8.4 |  |  |  |  | -0.04933 | -0.41437 | 0.99941 | 0.99947
58949 | PEARSALLSCG4 | 4 | South | YES | 0.001752 | 0 | 0 | 8.4 |  | 1.027 | Diesel | -1 | 0.04933 | 8.4 | 8.4 |  |  |  |  | -0.04933 | -0.41437 | 0.99961 | 0.99965
58949 | PEARSALLSCG4 | 6 | South | YES | 0.001752 | 0 | 0 | 8.4 |  | 1.027 | Diesel | -1 | 0.04933 | 8.4 | 8.4 |  |  |  |  | -0.04933 | -0.41437 | 0.9998 | 0.99982
58949 | PEARSALLSCG4 | 5 | South | YES | 0.001752 | 0 | 0 | 8.4 |  | 1.027 | Diesel | -1 | 0.04933 | 8.4 | 8.4 |  |  |  |  | -0.04933 | -0.41437 | 1 | 1
7026 | L_INKSDA1_1Y | 1 | South | YES | 0.002115 | 0 | 0 | 13.7 |  | 1 | Hydro | -1 | 0.048967 | 0 | 0 |  |  |  |  | -0.048967 | 0 | 1 | 1
8262 | ELPS | 1 | South | YES | 0.009577 | 6 | 6 | 6 | 0 | 1.15 | Hydro | -1 | 0.041505 | 0 | 0 |  |  |  |  | -0.041505 | 0 | 1 | 1
8032 | AMISTADHYD1 | 1 | South | YES | 0.01335 | 33 | 13 | 33 | 0 | 1.03 | Hydro | -1 | 0.037732 | 0 | 0 |  |  |  |  | -0.037732 | 0 | 1 | 1
8033 | AMISTADHYD2 | 2 | South | YES | 0.01335 | 25 | 13 | 25 | 0 | 1.03 | Hydro | -1 | 0.037732 | 0 | 0 |  |  |  |  | -0.037732 | 0 | 1 | 1
88253 | HAMILTON | F | South | YES | 0.01335 | 0 | 0 | 0 | 0 | 1.04 | BLT | -1 | 0.037732 | 0 | 0 |  |  |  |  | -0.037732 | 0 | 1 | 1
1438 | MESQUITW_2G | 1 | North | YES | 0.048155 | 23.6 | 0 | 236 |  | 1.017 | Wind | -1 | 0.0029266 | 0 | 236 |  |  | 0 | 0 | -0.0029266 | 0 | 1 | 1
1442 | COKFIELD_5 | 1 | North | YES | 0.048155 | 16.5 | 0 | 165 |  | 1.029 | Wind | -1 | 0.0029266 | 0 | 165 |  |  | 0 | 0 | -0.0029266 | 0 | 1 | 1
1437 | MESQUITW_1G | 1 | North | YES | 0.048159 | 40 | 0 | 400 | 0 | 1.023 | Wind | -1 | 0.0029226 | 0 | 400 |  |  | 0 | 0 | -0.0029226 | 0 | 1 | 1
6100 | OKLA7A | EQ | West | YES | 0.024216 | 50 | -220 | 220 | 0 | 1.035 | DCTie | 1 | 0.029933 | 0 | 0 | 0 | 0 |  |  | 0.029933 | 0
6752 | OKLA0A | 1 | West | YES | 0.024216 | 649.7 | 175 | 649.7 | 0 | 1.035 | LIGCO | 1 | 0.029933 | 0 | 649.7 | 15.7331 | 649.7 |  |  | 0.029933 | 19.4478
11056 | ROSCOE_1G | 1 | West | YES | 0.038843 | 41.8 | 0 | 209 |  | 1 | Wind | 1 | 0.04456 | 0 | 209 | 8.1182 | 209 |  |  | 0.04456 | 9.3131
11057 | CHAMPION_1G | 1 | West | YES | 0.038843 | 25.3 | 0 | 126.5 |  | 1 | Wind | 1 | 0.04456 | 0 | 126.5 | 4.9136 | 126.5 |  |  | 0.04456 | 5.6369
11058 | PYRON_1G | 1 | West | YES | 0.038843 | 49.8 | 0 | 249 |  | 1 | Wind | 1 | 0.04456 | 0 | 249 | 9.6719 | 249 |  |  | 0.04456 | 11.0956
11059 | INADALE_1G | 1 | West | YES | 0.038843 | 39.4 | 0 | 197 |  | 1 | Wind | 1 | 0.04456 | 0 | 197 | 7.6521 | 197 |  |  | 0.04456 | 8.7784
60202 | FRNDDRCS | F | West | YES | 0.039073 | 0 | 0 | 0 | 0 | 0.9985 | AVR | 1 | 0.04479 | 0 | 0 | 0 | 0 |  |  | 0.04479 | 0
76091 | L_DIVIDE1_1N | W1 | West | YES | 0.043015 | 22.5 | 0 | 112.5 |  | 1.02 | Wind | 1 | 0.048732 | 0 | 112.5 | 4.8392 | 112.5 |  |  | 0.048732 | 5.4824
76095 | L_CAPRSI1_1N | W1 | West | YES | 0.043015 | 29.9 | 0 | 149.5 | 0 | 1.02 | Wind | 1 | 0.048732 | 0 | 149.5 | 6.4307 | 149.5 |  |  | 0.048732 | 7.2855
76096 | L_CAPRSI1_2N | W1 | West | YES | 0.043015 | 37.2 | 0 | 186 | 0 | 1.02 | Wind | 1 | 0.048732 | 0 | 186 | 8.0008 | 186 |  |  | 0.048732 | 9.0642
76097 | L_CAPRGE1_1N | W1 | West | YES | 0.043015 | 42.9 | 0 | 214.5 | 0 | 1.02 | Wind | 1 | 0.048732 | 0 | 214.5 | 9.2267 | 214.5 |  |  | 0.048732 | 10.4531
76031 | L_GASCCR1_1N | W1 | West | YES | 0.043551 | 30 | 0 | 150 |  | 1.02 | Wind | 1 | 0.049268 | 0 | 150 | 6.5327 | 150 |  |  | 0.049268 | 7.3903
60000 | DSKY2 | 1 | West | YES | 0.043772 | 19.1 | 0 | 76.5 |  | 1.039 | Wind | 1 | 0.049489 | 0 | 76.5 | 3.3486 | 76.5 |  |  | 0.049489 | 3.7859
60018 | DSKY1 | 1 | West | YES | 0.043812 | 21 | 0 | 84 | 0 | 1.023 | Wind | 1 | 0.049529 | 0 | 84 | 3.6802 | 84 |  |  | 0.049529 | 4.1605
60017 | ORNNWP1 | 1 | West | YES | 0.044126 | 20 | 0 | 80 |  | 1.027 | Wind | 1 | 0.049843 | 0 | 80 | 3.5301 | 80 |  |  | 0.049843 | 3.9875
38437 | TNSRBNMESA9 | 1 | West | YES | 0.045058 | 37.5 | 0 | 150 | 0 | 1.02 | Wind | 1 | 0.050775 | 0 | 150 | 6.7587 | 150 |  |  | 0.050775 | 7.6163
38332 | TNWDWRDU2_8 | 1 | West | YES | 0.045086 | 20 | 0 | 80 | 0 | 1.0232 | Wind | 1 | 0.050803 | 0 | 80 | 3.6069 | 80 |  |  | 0.050803 | 4.0643
60016 | WOODWRD11A | 1 | West | YES | 0.045093 | 20 | 0 | 80 |  | 1.033 | Wind | 1 | 0.05081 | 0 | 80 | 3.6074 | 80 |  |  | 0.05081 | 4.0648
6016 | SWMESA | 1 | West | YES | 0.045121 | 18.8 | 0 | 75 |  | 1.03 | Wind | 1 | 0.050838 | 0 | 75 | 3.3841 | 75 |  |  | 0.050838 | 3.8129
60003 | KING_NE1A | 1 | West | YES | 0.045121 | 20 | 0 | 80 |  | 1.03 | Wind | 1 | 0.050838 | 0 | 80 | 3.6097 | 80 |  |  | 0.050838 | 4.0671
60005 | KING_SE1A | 1 | West | YES | 0.045121 | 10 | 0 | 40 |  | 1.035 | Wind | 1 | 0.050838 | 0 | 40 | 1.8048 | 40 |  |  | 0.050838 | 2.0335
60058 | BUFF_GAP1A | 1 | West | YES | 0.045126 | 24 | 0 | 120 |  | 1 | Wind | 1 | 0.050843 | 0 | 120 | 5.4151 | 120 |  |  | 0.050843 | 6.1012
60060 | CIRELLO | 1 | West | YES | 0.045126 | 46.6 | 0 | 233 | 0 | 1 | Wind | 1 | 0.050843 | 0 | 233 | 10.5144 | 233 |  |  | 0.050843 | 11.8465
60063 | BUFF_GAP1B | 1 | West | YES | 0.045126 | 34 | 0 | 170.2 | 0 | 1.02 | Wind | 1 | 0.050843 | 0 | 170.2 | 7.6804 | 170.2 |  |  | 0.050843 | 8.6536
60066 | H_HOLLOW1A | 1 | West | YES | 0.045126 | 44.4 | 0 | 222 | 0 | 1.005 | Wind | 1 | 0.050843 | 0 | 222 | 10.018 | 222 |  |  | 0.050843 | 11.2873
60068 | HHOLLOW21A | 1 | West | YES | 0.045126 | 36.8 | 0 | 184 | 0 | 1.025 | Wind | 1 | 0.050843 | 0 | 184 | 8.3032 | 184 |  |  | 0.050843 | 9.3552
60070 | HHOLLOW31A | 1 | West | YES | 0.045126 | 44.8 | 0 | 224 | 0 | 1.025 | Wind | 1 | 0.050843 | 0 | 224 | 10.1082 | 224 |  |  | 0.050843 | 11.3889
60072 | HHOLLOW41A | 1 | West | YES | 0.045126 | 23 | 0 | 115 | 0 | 1.025 | Wind | 1 | 0.050843 | 0 | 115 | 5.1895 | 115 |  |  | 0.050843 | 5.847
60201 | RIO DRCS | F | West | YES | 0.045181 | 0 | 0 | 0 | 0 | 1.025 | AVR | 1 | 0.050898 | 0 | 0 | 0 | 0 |  |  | 0.050898 | 0
60007 | KING_SW1A | 1 | West | YES | 0.045289 | 20 | 0 | 80 |  | 1.03 | Wind | 1 | 0.051006 | 0 | 80 | 3.6231 | 80 |  |  | 0.051006 | 4.0805
60019 | KING_NW1A | 1 | West | YES | 0.045289 | 20 | 0 | 80 |  | 1.03 | Wind | 1 | 0.051006 | 0 | 80 | 3.6231 | 80 |  |  | 0.051006 | 4.0805
1058 | LONGSHORE_5 | 1 | West | YES | 0.046517 | 30 | 0 | 150 |  | 1.01 | Wind | 1 | 0.052234 | 0 | 150 | 6.9775 | 150 |  |  | 0.052234 | 7.8352
1058 | LONGSHORE_5 | 2 | West | YES | 0.046517 | 44 | 0 | 220 |  | 1.01 | Wind | 1 | 0.052234 | 0 | 220 | 10.2337 | 220 |  |  | 0.052234 | 11.4916
11065 | ELBOWCK_1G | 1 | West | YES | 0.046517 | 23.4 | 0 | 121.9 | 0 | 1 | Wind | 1 | 0.052234 | 0 | 121.9 | 5.6704 | 121.9 |  |  | 0.052234 | 6.3674
1045 | CALENG1G_1G | 1 | West | YES | 0.046803 | 73.4 | 27 | 73.4 | 0 | 1.014 | Cogen | 1 | 0.05252 | 0 | 0 | 0 | 0 |  |  | 0.05252 | 0
1046 | CALENG2G_2G | 2 | West | YES | 0.046803 | 73.4 | 27 | 73.4 | 0 | 1.014 | Cogen | 1 | 0.05252 | 0 | 0 | 0 | 0 |  |  | 0.05252 | 0
1047 | CALENG3G_3G | 3 | West | YES | 0.046803 | 70.4 | 27 | 70.4 | 0 | 1.014 | Cogen | 1 | 0.05252 | 0 | 0 | 0 | 0 |  |  | 0.05252 | 0
1416 | SWETWATR_1G | 1 | West | YES | 0.047026 | 30 | 18 | 30 | 0 | 1.026 | CC | 1 | 0.052743 | 30 | 30 | 1.4108 | 30 |  |  | 0.052743 | 1.5823
1417 | SWETWATR_2G | 2 | West | YES | 0.047026 | 72 | 36 | 72 | 0 | 1.026 | CC | 1 | 0.052743 | 72 | 72 | 3.3859 | 72 |  |  | 0.052743 | 3.7975
1418 | SWETWATR_3G | 3 | West | YES | 0.047026 | 68 | 36 | 68 | 0 | 1.026 | CC | 1 | 0.052743 | 68 | 68 | 3.1978 | 68 |  |  | 0.052743 | 3.5866
1419 | SWETWATR_4G | 4 | West | YES | 0.047026 | 61 | 36 | 61 | 0 | 1.026 | CC | 1 | 0.052743 | 61 | 61 | 2.8686 | 61 |  |  | 0.052743 | 3.2174
11001 | NAV1CT | 1 | West | YES | 0.047324 | 70.4 | 18 | 70.4 | 0 | 1.029 | CC | 1 | 0.053041 | 70.4 | 70.4 | 3.3316 | 70.4 |  |  | 0.053041 | 3.7341
11009 | NAV2CT | 1 | West | YES | 0.047324 | 71.4 | 18 | 71.4 | 0 | 1.029 | CC | 1 | 0.053041 | 71.4 | 71.4 | 3.3789 | 71.4 |  |  | 0.053041 | 3.7872
11011 | NAV3ST | 1 | West | YES | 0.047324 | 92.8 | 40 | 92.8 | 0 | 1.029 | CC | 1 | 0.053041 | 92.8 | 92.8 | 4.3917 | 92.8 |  |  | 0.053041 | 4.9223
11012 | NAV4CT | 1 | West | YES | 0.047324 | 80 | 18 | 80 | 0 | 1.029 | CC | 1 | 0.053041 | 80 | 80 | 3.7859 | 80 |  |  | 0.053041 | 4.2433
11013 | NAV5CT | 1 | West | YES | 0.047324 | 80 | 18 | 80 | 0 | 1.029 | CC | 1 | 0.053041 | 80 | 80 | 3.7859 | 80 |  |  | 0.053041 | 4.2433
11014 | NAV6ST | 1 | West | YES | 0.047324 | 115 | 40 | 115 | 0 | 1.029 | CC | 1 | 0.053041 | 115 | 115 | 5.4423 | 115 |  |  | 0.053041 | 6.0998
11020 | TIEHVSG_1G | 1 | West | YES | 0.047332 | 208.2 | 63 | 208.2 | 0 | 1.012 | CC | 1 | 0.053049 | 208.2 | 208.2 | 9.8545 | 208.2 |  |  | 0.053049 | 11.0449
11021 | TIEHVCG_1G | 1 | West | YES | 0.047332 | 142.1 | 103 | 142.1 | 0 | 1.012 | CC | 1 | 0.053049 | 142.1 | 142.1 | 6.7259 | 142.1 |  |  | 0.053049 | 7.5383
11022 | TIEHVCG_2G | 1 | West | YES | 0.047332 | 132.4 | 103 | 132.4 | 0 | 1.012 | CC | 1 | 0.053049 | 132.4 | 132.4 | 6.2668 | 132.4 |  |  | 0.053049 | 7.0238
11023 | TIEHVCG_3G | 1 | West | YES | 0.047332 | 137.4 | 103 | 137.4 | 0 | 1.012 | CC | 1 | 0.053049 | 137.4 | 137.4 | 6.5034 | 137.4 |  |  | 0.053049 | 7.289
11024 | TIEHVCG_4G | 1 | West | YES | 0.047332 | 147 | 103 | 147 | 0 | 1.012 | CC | 1 | 0.053049 | 147 | 147 | 6.9578 | 147 |  |  | 0.053049 | 7.7983
11025 | TIEHVSG_2G | 1 | West | YES | 0.047332 | 213.2 | 63 | 213.2 | 0 | 1.012 | CC | 1 | 0.053049 | 213.2 | 213.2 | 10.0912 | 213.2 |  |  | 0.053049 | 11.3102
71051 | L_BITTCR1_1N | W1 | West | YES | 0.047441 | 7.5 | 0 | 37.5 |  | 1.02 | Wind | 1 | 0.053158 | 0 | 37.5 | 1.779 | 37.5 |  |  | 0.053158 | 1.9934
71054 | L_SWEETW1_1N | W1 | West | YES | 0.047441 | 21.5 | 0 | 107.5 |  | 1.02 | Wind | 1 | 0.053158 | 0 | 107.5 | 5.0999 | 107.5 |  |  | 0.053158 | 5.7145
71057 | L_SWEETW1_2N | W1 | West | YES | 0.047441 | 27 | 0 | 135 |  | 1.02 | Wind | 1 | 0.053158 | 0 | 135 | 6.4045 | 135 |  |  | 0.053158 | 7.1764
71059 | L_SWEETW1_3N | W1 | West | YES | 0.047441 | 23.8 | 0 | 119 | 0 | 1.02 | Wind | 1 | 0.053158 | 0 | 119 | 5.6455 | 119 |  |  | 0.053158 | 6.3259
71060 | L_SWEETW1_4N | W1 | West | YES | 0.047441 | 21 | 0 | 105 | 0 | 1.02 | Wind | 1 | 0.053158 | 0 | 105 | 4.9813 | 105 |  |  | 0.053158 | 5.5816
71061 | L_SWEETW1_5N | W1 | West | YES | 0.047441 | 16.1 | 0 | 80.5 | 0 | 1.02 | Wind | 1 | 0.053158 | 0 | 80.5 | 3.819 | 80.5 |  |  | 0.053158 | 4.2793
1002 | PBCTAGE_1G | A | West | YES | 0.048207 | 64 | 64 | 66 | 0 | 1.036 | GGT | 1 | 0.053924 | 66 | 66 | 3.1817 | 66 |  |  | 0.053924 | 3.559
1003 | PBCTBGE_2G | B | West | YES | 0.048207 | 65 | 65 | 66 | 0 | 1.036 | GGT | 1 | 0.053924 | 66 | 66 | 3.1817 | 66 |  |  | 0.053924 | 3.559
1004 | PBCTCGE_3G | C | West | YES | 0.048207 | 62 | 62 | 67 | 0 | 1.036 | GGT | 1 | 0.053924 | 67 | 67 | 3.2299 | 67 |  |  | 0.053924 | 3.6129
1005 | PBCTDGE_4G | D | West | YES | 0.048207 | 65 | 65 | 68 | 0 | 1.036 | GGT | 1 | 0.053924 | 68 | 68 | 3.2781 | 68 |  |  | 0.053924 | 3.6669
1006 | PBCTEGE_5G | E | West | YES | 0.048207 | 65 | 65 | 67 | 0 | 1.036 | GGT | 1 | 0.053924 | 67 | 67 | 3.2299 | 67 |  |  | 0.053924 | 3.6129
1007 | PB5GEN_6G | 5 | West | YES | 0.048207 | 91.2 | 40 | 114 | 0 | 1.036 | GST | 1 | 0.053924 | 114 | 114 | 5.4956 | 114 |  |  | 0.053924 | 6.1474
1008 | PB6GEN_7G | 6 | West | YES | 0.048207 | 515 | 130 | 515 | 0 | 1.036 | GST | 1 | 0.053924 | 515 | 515 | 24.8266 | 515 |  |  | 0.053924 | 27.7711
7038 | L_DELAWA1_1Y | 1 | West | YES | 0.048535 | 3.5 | 0 | 35 | 0 | 1 | Wind | 1 | 0.054252 | 0 | 35 | 1.6987 | 35 |  |  | 0.054252 | 1.8988
7038 | L_DELAWA1_1Y | 2 | West | YES | 0.048535 | 3 | 0 | 30 | 0 | 1 | Wind | 1 | 0.054252 | 0 | 30 | 1.4561 | 30 |  |  | 0.054252 | 1.6276
11147 | NOTREES_1G | 1 | West | YES | 0.049251 | 29.8 | 0 | 149 | 0 | 1.017 | Wind | 1 | 0.054968 | 0 | 149 | 7.3384 | 149 |  |  | 0.054968 | 8.1903
1326 | STANTONW_8 | 1 | West | YES | 0.051714 | 20.1 | 0 | 100.5 |  | 1.01 | Wind | 1 | 0.057431 | 0 | 100.5 | 5.1973 | 100.5 |  |  | 0.057431 | 5.7719
1328 | OCOTILLO_1G | 1 | West | YES | 0.053815 | 11.6 | 0 | 58 |  | 1.01 | Wind | 1 | 0.059532 | 0 | 58 | 3.1213 | 58 |  |  | 0.059532 | 3.4529
1349 | WESTXWIN_1G | 1 | West | YES | 0.053941 | 1.3 | 0 | 6.6 |  | 1.014 | Wind | 1 | 0.059658 | 0 | 6.6 | 0.35601 | 6.6 |  |  | 0.059658 | 0.39375
1350 | NWPWRG1_1G | 1 | West | YES | 0.053941 | 6.9 | 1 | 34.3 |  | 1.014 | Wind | 1 | 0.059658 | 0 | 34.3 | 1.8502 | 34.3 |  |  | 0.059658 | 2.0463
1333 | MCDDONAL_8 | 1 | West | YES | 0.054487 | 42.8 | 0 | 214.2 |  | 1.01 | Wind | 1 | 0.060204 | 0 | 214.2 | 11.6711 | 214.2 |  |  | 0.060204 | 12.8958
1037 | MORGAN5G_5G | 5 | West | YES | 0.055618 | 109.6 | 40 | 137 | 0 | 1.029 | GST | 1 | 0.061335 | 137 | 137 | 7.6197 | 137 |  |  | 0.061335 | 8.403
1039 | MRGNAG_1G | A | West | YES | 0.055618 | 69 | 69 | 69 | 0 | 1.029 | GGT | 1 | 0.061335 | 69 | 69 | 3.8376 | 69 |  |  | 0.061335 | 4.2321
1040 | MRGNBG_2G | B | West | YES | 0.055618 | 70 | 70 | 71 | 0 | 1.029 | GGT | 1 | 0.061335 | 71 | 71 | 3.9489 | 71 |  |  | 0.061335 | 4.3548
1041 | MRGNCG_3G | C | West | YES | 0.055618 | 69 | 69 | 70 | 0 | 1.029 | GGT | 1 | 0.061335 | 70 | 70 | 3.8933 | 70 |  |  | 0.061335 | 4.2935
1042 | MRGNDG_4G | D | West | YES | 0.055618 | 68 | 68 | 68 | 0 | 1.029 | GGT | 1 | 0.061335 | 68 | 68 | 3.782 | 68 |  |  | 0.061335 | 4.1708
1043 | MRGNEG_5G | E | West | YES | 0.055618 | 68 | 68 | 70 | 0 | 1.029 | GGT | 1 | 0.061335 | 70 | 70 | 3.8933 | 70 |  |  | 0.061335 | 4.2935
1044 | MRGNFG_6G | F | West | YES | 0.055618 | 66 | 66 | 66 | 0 | 1.029 | GGT | 1 | 0.061335 | 66 | 66 | 3.6708 | 66 |  |  | 0.061335 | 4.0481
1320 | BSP 1 | 1 | West | YES | 0.055978 | 25.5 | 2.9 | 25.8 | 0 | 1 | Cogen | 1 | 0.061695 | 0 | 0 | 0 | 0 |  |  | 0.061695 | 0
1327 | WILDHRSE_1G | 1 | West | YES | 0.057966 | 0 | 0 | 120 |  | 1 | Wind | 1 | 0.063683 | 0 | 120 | 6.9559 | 120 |  |  | 0.063683 | 7.642
1360 | GUNSIGHT_8 | 1 | West | YES | 0.05943 | 0 | 0 | 120 |  | 1.01 | Wind | 1 | 0.065147 | 0 | 120 | 7.1316 | 120 |  |  | 0.065147 | 7.8177
11320 | COYOTE_1G | 1 | West | YES | 0.064215 | 22.5 | 0 | 225 |  | 1 | Wind | 1 | 0.069932 | 0 | 225 | 14.4484 | 225 |  |  | 0.069932 | 15.7348
11309 | BULLCREK_2G | 1 | West | YES | 0.064921 | 20.9 | 0 | 180 |  | 1 | Wind | 1 | 0.070638 | 0 | 180 | 11.6858 | 180 |  |  | 0.070638 | 12.7149
11310 | BULLCREK_1G | 1 | West | YES | 0.064921 | 15.1 | 0 | 180 |  | 1 | Wind | 1 | 0.070638 | 0 | 180 | 11.6858 | 180 |  |  | 0.070638 | 12.7149
6637 | SNYDERW1A | 1 | West | YES | 0.069234 | 12.6 | 0 | 63 | 0 | 1.025 | Wind | 1 | 0.074951 | 0 | 63 | 4.3617 | 63 |  |  | 0.074951 | 4.7219
1068 | SCURRYCW_1G | 1 | West | YES | 0.072728 | 28.2 | 1.3 | 141 | 0 | 1.0217 | Wind | 1 | 0.078445 | 0 | 141 | 10.2546 | 141 |  |  | 0.078445 | 11.0608
1073 | SCURRYCW_2G | 2 | West | YES | 0.072728 | 24 | 0 | 120 | 0 | 1.0217 | Wind | 1 | 0.078445 | 0 | 120 | 8.7274 | 120 |  |  | 0.078445 | 9.4135
1061 | CIELOGEN_1G | 1 | West | YES | 0.073006 | 19.8 | 0 | 99 |  | 1 | Wind | 1 | 0.078723 | 0 | 99 | 7.2276 | 99 |  |  | 0.078723 | 7.7936
1062 | CIELOGEN_2G | 1 | West | YES | 0.073006 | 12.2 | 0 | 61 |  | 1 | Wind | 1 | 0.078723 | 0 | 61 | 4.4534 | 61 |  |  | 0.078723 | 4.8021
1069 | KINDERMG_1G | 1 | West | YES | 0.073006 | 25 | 5 | 25 | 0 | 1.017 | Cogen | 1 | 0.078723 | 0 | 0 | 0 | 0 |  |  | 0.078723 | 0
1070 | KINDERMG_2G | 1 | West | YES | 0.073006 | 45.7 | 12 | 45.7 | 0 | 1.017 | Cogen | 1 | 0.078723 | 0 | 0 | 0 | 0 |  |  | 0.078723 | 0
1071 | KINDERMG_3G | 1 | West | YES | 0.073006 | 45.7 | 12 | 45.7 | 0 | 1.017 | Cogen | 1 | 0.078723 | 0 | 0 | 0 | 0 |  |  | 0.078723 | 0
60057 | CALLAHAN1A | 1 | West | YES | 0.07954 | 22.8 | 0 | 114 | 0 | 1.04 | Wind | 1 | 0.085257 | 0 | 114 | 9.0676 | 114 |  |  | 0.085257 | 9.7194
1343 | TRENTIPP_8 | 1 | West | YES | 0.081098 | 30 | 0 | 150 |  | 1.014 | Wind | 1 | 0.086815 | 0 | 150 | 12.1647 | 150 |  |  | 0.086815 | 13.0223
1354 | AEPWIND_8 | 1 | West | YES | 0.081098 | 20.2 | 0 | 101 |  | 1 | Wind | 1 | 0.086815 | 0 | 101 | 8.1909 | 101 |  |  | 0.086815 | 8.7684
36998 | RDCNYNG1 | 1 | West | YES | 0.083083 | 16.8 | 0 | 84 |  | 1.01 | Wind | 1 | 0.0888 | 0 | 84 | 6.979 | 84 |  |  | 0.0888 | 7.4592
6407 | TURKTRAK1A | 1 | West | YES | 0.091422 | 33.9 | 0 | 169.5 | 0 | 1.025 | Wind | 1 | 0.097139 | 0 | 169.5 | 15.496 | 169.5 |  |  | 0.097139 | 16.4651
6144 | MCADOO1A | 1 | West | YES | 0.12729 | 15 | 0 | 150 | 0 | 1.025 | Wind | 1 | 0.133 | 0 | 150 | 19.0929 | 150 |  |  | 0.133 | 19.9505
60081 | WHRLWIND1A | 1 | West | YES | 0.14211 | 12 | 0 | 60 | 0 | 1.03 | Wind | 1 | 0.14783 | 0 | 60 | 8.5268 | 60 |  |  | 0.14783 | 8.8698
Note on AL4: Zonal Cap - Zonal Impact

## Distributed Slack - Bound Gen
Number of Bus | Name of Bus | ID | Area Name of Gen | AGC | P Sensitivity of Bus | Gen MW | Min MW | Max MW | V Sensitivity of Bus | Set Volt | Tech Type | Zone Impact | Zone Correlation | Inc Max | Dec Max | Souce S.F. Weighting | Souce Capacity | Sink S.F. Weighting | Sink Capacity | PTDF Calc | PTDF Weighting | max of zone correlation | 0.0029226 |  |  | Neg PTDF weight | Pos PTDF weight
1437 | MESQUITW_1G | 1 | North | YES | 0.048159 | 40 | 0 | 400 | 0 | 1.023 | Wind | -1 | 0.0029226 | 0 | 400 |  |  | 0 | 0 | -0.0029226 | 0 |  |  |  |  | 0 | 0
1438 | MESQUITW_2G | 1 | North | YES | 0.048155 | 23.6 | 0 | 236 |  | 1.017 | Wind | -1 | 0.0029266 | 0 | 236 |  |  | 0 | 0 | -0.0029266 | 0 |  |  |  |  | 0 | 0
1442 | COKFIELD_5 | 1 | North | YES | 0.048155 | 16.5 | 0 | 165 |  | 1.029 | Wind | -1 | 0.0029266 | 0 | 165 |  |  | 0 | 0 | -0.0029266 | 0 |  |  |  |  | 0 | 0
6100 | OKLA7A | EQ | West | YES | 0.024216 | 50 | -220 | 220 | 0 | 1.035 | DCTie | 1 | 0.029933 | 0 | 0 | 0 | 0 |  |  | 0.029933 | 0 |  |  | Weighted Shift Factors |  | 0 | 0
6752 | OKLA0A | 1 | West | YES | 0.024216 | 649.7 | 175 | 649.7 | 0 | 1.035 | LIGCO | 1 | 0.029933 | 0 | 649.7 | 15.7331 | 649.7 |  |  | 0.029933 | 19.4478 |  |  | West | 0.051082 | 0 | 0
8032 | AMISTADHYD1 | 1 | South | YES | 0.01335 | 33 | 13 | 33 | 0 | 1.03 | Hydro | -1 | 0.037732 | 0 | 0 |  |  |  |  | -0.037732 | 0 |  |  | North | -0.0057175 | 0 | 0
8033 | AMISTADHYD2 | 2 | South | YES | 0.01335 | 25 | 13 | 25 | 0 | 1.03 | Hydro | -1 | 0.037732 | 0 | 0 |  |  |  |  | -0.037732 | 0 |  |  |  |  | 0 | 0
88253 | HAMILTON | F | South | YES | 0.01335 | 0 | 0 | 0 | 0 | 1.04 | BLT | -1 | 0.037732 | 0 | 0 |  |  |  |  | -0.037732 | 0 | North |  |  |  | 0 | 0
8262 | ELPS | 1 | South | YES | 0.009577 | 6 | 6 | 6 | 0 | 1.15 | Hydro | -1 | 0.041505 | 0 | 0 |  |  |  |  | -0.041505 | 0 | Line Rating |  | 155 |  | 0 | 0
11057 | CHAMPION_1G | 1 | West | YES | 0.038843 | 25.3 | 0 | 126.5 |  | 1 | Wind | 1 | 0.04456 | 0 | 126.5 | 4.9136 | 126.5 |  |  | 0.04456 | 5.6369 | Impact Counter to Zone: |  | 0 |  | 0 | 0
11059 | INADALE_1G | 1 | West | YES | 0.038843 | 39.4 | 0 | 197 |  | 1 | Wind | 1 | 0.04456 | 0 | 197 | 7.6521 | 197 |  |  | 0.04456 | 8.7784 |  |  | 0% |  | 0 | 0
11056 | ROSCOE_1G | 1 | West | YES | 0.038843 | 41.8 | 0 | 209 |  | 1 | Wind | 1 | 0.04456 | 0 | 209 | 8.1182 | 209 |  |  | 0.04456 | 9.3131 |  |  |  |  | 0 | 0
11058 | PYRON_1G | 1 | West | YES | 0.038843 | 49.8 | 0 | 249 |  | 1 | Wind | 1 | 0.04456 | 0 | 249 | 9.6719 | 249 |  |  | 0.04456 | 11.0956 | West |  |  |  | 0 | 0
60202 | FRNDDRCS | F | West | YES | 0.039073 | 0 | 0 | 0 | 0 | 0.9985 | AVR | 1 | 0.04479 | 0 | 0 | 0 | 0 |  |  | 0.04479 | 0 | Line Rating |  | 155 |  | 0 | 0
76091 | L_DIVIDE1_1N | W1 | West | YES | 0.043015 | 22.5 | 0 | 112.5 |  | 1.02 | Wind | 1 | 0.048732 | 0 | 112.5 | 4.8392 | 112.5 |  |  | 0.048732 | 5.4824 | Impact Counter to Zone: |  | 0 |  | 0 | 0
76095 | L_CAPRSI1_1N | W1 | West | YES | 0.043015 | 29.9 | 0 | 149.5 | 0 | 1.02 | Wind | 1 | 0.048732 | 0 | 149.5 | 6.4307 | 149.5 |  |  | 0.048732 | 7.2855 |  |  | 0% |  | 0 | 0
76096 | L_CAPRSI1_2N | W1 | West | YES | 0.043015 | 37.2 | 0 | 186 | 0 | 1.02 | Wind | 1 | 0.048732 | 0 | 186 | 8.0008 | 186 |  |  | 0.048732 | 9.0642 |  |  |  |  | 0 | 0
76097 | L_CAPRGE1_1N | W1 | West | YES | 0.043015 | 42.9 | 0 | 214.5 | 0 | 1.02 | Wind | 1 | 0.048732 | 0 | 214.5 | 9.2267 | 214.5 |  |  | 0.048732 | 10.4531 |  |  |  |  | 0 | 0
7026 | L_INKSDA1_1Y | 1 | South | YES | 0.002115 | 0 | 0 | 13.7 |  | 1 | Hydro | -1 | 0.048967 | 0 | 0 |  |  |  |  | -0.048967 | 0 |  |  |  |  | 0 | 0
76031 | L_GASCCR1_1N | W1 | West | YES | 0.043551 | 30 | 0 | 150 |  | 1.02 | Wind | 1 | 0.049268 | 0 | 150 | 6.5327 | 150 |  |  | 0.049268 | 7.3903 |  |  |  |  | 0 | 0
58909 | PEARSALLSCG1 | 3 | South | YES | 0.001752 | 0 | 0 | 8.4 |  | 1.027 | Diesel | -1 | 0.04933 | 8.4 | 8.4 |  |  |  |  | -0.04933 | -0.41437 |  |  |  |  | 0 | 0
58909 | PEARSALLSCG1 | 4 | South | YES | 0.001752 | 0 | 0 | 8.4 |  | 1.027 | Diesel | -1 | 0.04933 | 8.4 | 8.4 |  |  |  |  | -0.04933 | -0.41437 |  |  |  |  | 0 | 0
58909 | PEARSALLSCG1 | 6 | South | YES | 0.001752 | 0 | 0 | 8.4 |  | 1.027 | Diesel | -1 | 0.04933 | 8.4 | 8.4 |  |  |  |  | -0.04933 | -0.41437 |  |  |  |  | 0 | 0
58909 | PEARSALLSCG1 | 5 | South | YES | 0.001752 | 0 | 0 | 8.4 |  | 1.027 | Diesel | -1 | 0.04933 | 8.4 | 8.4 |  |  |  |  | -0.04933 | -0.41437 |  |  |  |  | 0 | 0
58909 | PEARSALLSCG1 | 1 | South | YES | 0.001752 | 0 | 0 | 8.4 |  | 1.027 | Diesel | -1 | 0.04933 | 8.4 | 8.4 |  |  |  |  | -0.04933 | -0.41437 |  |  |  |  | 0 | 0
58909 | PEARSALLSCG1 | 2 | South | YES | 0.001752 | 0 | 0 | 8.4 |  | 1.027 | Diesel | -1 | 0.04933 | 8.4 | 8.4 |  |  |  |  | -0.04933 | -0.41437 |  |  |  |  | 0 | 0
58919 | PEARSALLSCG2 | 5 | South | YES | 0.001752 | 0 | 0 | 8.4 |  | 1.027 | Diesel | -1 | 0.04933 | 8.4 | 8.4 |  |  |  |  | -0.04933 | -0.41437 |  |  |  |  | 0 | 0
58919 | PEARSALLSCG2 | 6 | South | YES | 0.001752 | 0 | 0 | 8.4 |  | 1.027 | Diesel | -1 | 0.04933 | 8.4 | 8.4 |  |  |  |  | -0.04933 | -0.41437 |  |  |  |  | 0 | 0
58919 | PEARSALLSCG2 | 1 | South | YES | 0.001752 | 0 | 0 | 8.4 |  | 1.027 | Diesel | -1 | 0.04933 | 8.4 | 8.4 |  |  |  |  | -0.04933 | -0.41437 |  |  |  |  | 0 | 0
58919 | PEARSALLSCG2 | 2 | South | YES | 0.001752 | 0 | 0 | 8.4 |  | 1.027 | Diesel | -1 | 0.04933 | 8.4 | 8.4 |  |  |  |  | -0.04933 | -0.41437 |  |  |  |  | 0 | 0
58919 | PEARSALLSCG2 | 4 | South | YES | 0.001752 | 0 | 0 | 8.4 |  | 1.027 | Diesel | -1 | 0.04933 | 8.4 | 8.4 |  |  |  |  | -0.04933 | -0.41437 |  |  |  |  | 0 | 0
58919 | PEARSALLSCG2 | 3 | South | YES | 0.001752 | 0 | 0 | 8.4 |  | 1.027 | Diesel | -1 | 0.04933 | 8.4 | 8.4 |  |  |  |  | -0.04933 | -0.41437 |  |  |  |  | 0 | 0
58929 | PEARSALLSCG3 | 4 | South | YES | 0.001752 | 0 | 0 | 8.4 |  | 1.027 | Diesel | -1 | 0.04933 | 8.4 | 8.4 |  |  |  |  | -0.04933 | -0.41437 |  |  |  |  | 0 | 0
58929 | PEARSALLSCG3 | 6 | South | YES | 0.001752 | 0 | 0 | 8.4 |  | 1.027 | Diesel | -1 | 0.04933 | 8.4 | 8.4 |  |  |  |  | -0.04933 | -0.41437 |  |  |  |  | 0 | 0
58929 | PEARSALLSCG3 | 2 | South | YES | 0.001752 | 0 | 0 | 8.4 |  | 1.027 | Diesel | -1 | 0.04933 | 8.4 | 8.4 |  |  |  |  | -0.04933 | -0.41437 |  |  |  |  | 0 | 0
58929 | PEARSALLSCG3 | 5 | South | YES | 0.001752 | 0 | 0 | 8.4 |  | 1.027 | Diesel | -1 | 0.04933 | 8.4 | 8.4 |  |  |  |  | -0.04933 | -0.41437 |  |  |  |  | 0 | 0
58929 | PEARSALLSCG3 | 1 | South | YES | 0.001752 | 0 | 0 | 8.4 |  | 1.027 | Diesel | -1 | 0.04933 | 8.4 | 8.4 |  |  |  |  | -0.04933 | -0.41437 |  |  |  |  | 0 | 0
58929 | PEARSALLSCG3 | 3 | South | YES | 0.001752 | 0 | 0 | 8.4 |  | 1.027 | Diesel | -1 | 0.04933 | 8.4 | 8.4 |  |  |  |  | -0.04933 | -0.41437 |  |  |  |  | 0 | 0
58949 | PEARSALLSCG4 | 3 | South | YES | 0.001752 | 0 | 0 | 8.4 |  | 1.027 | Diesel | -1 | 0.04933 | 8.4 | 8.4 |  |  |  |  | -0.04933 | -0.41437 |  |  |  |  | 0 | 0
58949 | PEARSALLSCG4 | 2 | South | YES | 0.001752 | 0 | 0 | 8.4 |  | 1.027 | Diesel | -1 | 0.04933 | 8.4 | 8.4 |  |  |  |  | -0.04933 | -0.41437 |  |  |  |  | 0 | 0
58949 | PEARSALLSCG4 | 1 | South | YES | 0.001752 | 0 | 0 | 8.4 |  | 1.027 | Diesel | -1 | 0.04933 | 8.4 | 8.4 |  |  |  |  | -0.04933 | -0.41437 |  |  |  |  | 0 | 0
58949 | PEARSALLSCG4 | 4 | South | YES | 0.001752 | 0 | 0 | 8.4 |  | 1.027 | Diesel | -1 | 0.04933 | 8.4 | 8.4 |  |  |  |  | -0.04933 | -0.41437 |  |  |  |  | 0 | 0
58949 | PEARSALLSCG4 | 6 | South | YES | 0.001752 | 0 | 0 | 8.4 |  | 1.027 | Diesel | -1 | 0.04933 | 8.4 | 8.4 |  |  |  |  | -0.04933 | -0.41437 |  |  |  |  | 0 | 0
58949 | PEARSALLSCG4 | 5 | South | YES | 0.001752 | 0 | 0 | 8.4 |  | 1.027 | Diesel | -1 | 0.04933 | 8.4 | 8.4 |  |  |  |  | -0.04933 | -0.41437 |  |  |  |  | 0 | 0
60000 | DSKY2 | 1 | West | YES | 0.043772 | 19.1 | 0 | 76.5 |  | 1.039 | Wind | 1 | 0.049489 | 0 | 76.5 | 3.3486 | 76.5 |  |  | 0.049489 | 3.7859 |  |  |  |  | 0 | 0
60018 | DSKY1 | 1 | West | YES | 0.043812 | 21 | 0 | 84 | 0 | 1.023 | Wind | 1 | 0.049529 | 0 | 84 | 3.6802 | 84 |  |  | 0.049529 | 4.1605 |  |  |  |  | 0 | 0
80265 | LARECU40A | 4 | South | YES | 0.001347 | 80 | 0 | 100 |  | 1.039 | GGT | -1 | 0.049735 | 100 | 100 |  |  |  |  | -0.049735 | -4.9735 |  |  |  |  | 0 | 0
80266 | LARECU50A | 5 | South | YES | 0.001347 | 80 | 0 | 100 |  | 1.039 | GGT | -1 | 0.049735 | 100 | 100 |  |  |  |  | -0.049735 | -4.9735 |  |  |  |  | 0 | 0
80012 | LAR | F | South | YES | 0.001346 | 0 | 0 | 0 | 0 | 1.04 | DCTie | -1 | 0.049736 | 0 | 0 |  |  |  |  | -0.049736 | 0 |  |  |  |  | 0 | 0
7022 | L_BUCHAN1_1Y | 1 | South | YES | 0.001291 | 0 | 0 | 18 |  | 1 | Hydro | -1 | 0.049791 | 0 | 0 |  |  |  |  | -0.049791 | 0 |  |  |  |  | 0 | 0
7023 | L_BUCHAN1_2Y | 2 | South | YES | 0.001291 | 0 | 0 | 18 |  | 1 | Hydro | -1 | 0.049791 | 0 | 0 |  |  |  |  | -0.049791 | 0 |  |  |  |  | 0 | 0
7024 | L_BUCHAN1_3Y | 3 | South | YES | 0.001291 | 0 | 0 | 15 |  | 1 | Hydro | -1 | 0.049791 | 0 | 0 |  |  |  |  | -0.049791 | 0 |  |  |  |  | 0 | 0
7000 | L_FERGUS1_1Y | 1 | South | YES | 0.001245 | 400 | 65 | 423.3 | 0 | 1.015 | GSC | -1 | 0.049837 | 423.3 | 423.3 |  |  |  |  | -0.049837 | -21.0959 |  |  |  |  | 0 | 0
60017 | ORNNWP1 | 1 | West | YES | 0.044126 | 20 | 0 | 80 |  | 1.027 | Wind | 1 | 0.049843 | 0 | 80 | 3.5301 | 80 |  |  | 0.049843 | 3.9875 |  |  |  |  | 0 | 0
5891 | PEARSALLGEN2 | 1 | South | YES | 0.001235 | 19.4 | 6 | 24.3 | 0 | 1.0226 | GST | -1 | 0.049847 | 24.3 | 24.3 |  |  |  |  | -0.049847 | -1.2113 |  |  |  |  | 0 | 0
5890 | PEARSALLGEN1 | 1 | South | YES | 0.001235 | 19.2 | 6 | 24 | 0 | 1.0226 | GST | -1 | 0.049847 | 24 | 24 |  |  |  |  | -0.049847 | -1.1963 |  |  |  |  | 0 | 0
5892 | PEARSALLGEN3 | 1 | South | YES | 0.001235 | 19.1 | 6 | 23.9 | 0 | 1.0226 | GST | -1 | 0.049847 | 23.9 | 23.9 |  |  |  |  | -0.049847 | -1.1913 |  |  |  |  | 0 | 0
7035 | L_WIRTZ_1G1Y | 1 | South | YES | 0.001109 | 0 | 0 | 29 |  | 1 | Hydro | -1 | 0.049973 | 0 | 0 |  |  |  |  | -0.049973 | 0 |  |  |  |  | 0 | 0
7036 | L_WIRTZ_1G2Y | 2 | South | YES | 0.001109 | 0 | 0 | 29.7 |  | 1 | Hydro | -1 | 0.049973 | 0 | 0 |  |  |  |  | -0.049973 | 0 |  |  |  |  | 0 | 0
7028 | L_MARBFA1_1Y | 1 | South | YES | 0.000684 | 0 | 0 | 18 |  | 1 | Hydro | -1 | 0.050398 | 0 | 0 |  |  |  |  | -0.050398 | 0 |  |  |  |  | 0 | 0
7029 | L_MARBFA1_2Y | 2 | South | YES | 0.000684 | 0 | 0 | 18 |  | 1 | Hydro | -1 | 0.050398 | 0 | 0 |  |  |  |  | -0.050398 | 0 |  |  |  |  | 0 | 0
88299 | ZAPATA | F | South | YES | 0.000545 | 0 | 0 | 0 | 0 | 1.02 | BLT | -1 | 0.050537 | 0 | 0 |  |  |  |  | -0.050537 | 0 |  |  |  |  | 0 | 0
38437 | TNSRBNMESA9 | 1 | West | YES | 0.045058 | 37.5 | 0 | 150 | 0 | 1.02 | Wind | 1 | 0.050775 | 0 | 150 | 6.7587 | 150 |  |  | 0.050775 | 7.6163 |  |  |  |  | 0 | 0
38332 | TNWDWRDU2_8 | 1 | West | YES | 0.045086 | 20 | 0 | 80 | 0 | 1.0232 | Wind | 1 | 0.050803 | 0 | 80 | 3.6069 | 80 |  |  | 0.050803 | 4.0643 |  |  |  |  | 0 | 0
60016 | WOODWRD11A | 1 | West | YES | 0.045093 | 20 | 0 | 80 |  | 1.033 | Wind | 1 | 0.05081 | 0 | 80 | 3.6074 | 80 |  |  | 0.05081 | 4.0648 |  |  |  |  | 0 | 0
60005 | KING_SE1A | 1 | West | YES | 0.045121 | 10 | 0 | 40 |  | 1.035 | Wind | 1 | 0.050838 | 0 | 40 | 1.8048 | 40 |  |  | 0.050838 | 2.0335 |  |  |  |  | 0 | 0
6016 | SWMESA | 1 | West | YES | 0.045121 | 18.8 | 0 | 75 |  | 1.03 | Wind | 1 | 0.050838 | 0 | 75 | 3.3841 | 75 |  |  | 0.050838 | 3.8129 |  |  |  |  | 0 | 0
60003 | KING_NE1A | 1 | West | YES | 0.045121 | 20 | 0 | 80 |  | 1.03 | Wind | 1 | 0.050838 | 0 | 80 | 3.6097 | 80 |  |  | 0.050838 | 4.0671 |  |  |  |  | 0 | 0
60072 | HHOLLOW41A | 1 | West | YES | 0.045126 | 23 | 0 | 115 | 0 | 1.025 | Wind | 1 | 0.050843 | 0 | 115 | 5.1895 | 115 |  |  | 0.050843 | 5.847 |  |  |  |  | 0 | 0
60058 | BUFF_GAP1A | 1 | West | YES | 0.045126 | 24 | 0 | 120 |  | 1 | Wind | 1 | 0.050843 | 0 | 120 | 5.4151 | 120 |  |  | 0.050843 | 6.1012 |  |  |  |  | 0 | 0
60063 | BUFF_GAP1B | 1 | West | YES | 0.045126 | 34 | 0 | 170.2 | 0 | 1.02 | Wind | 1 | 0.050843 | 0 | 170.2 | 7.6804 | 170.2 |  |  | 0.050843 | 8.6536 |  |  |  |  | 0 | 0
60068 | HHOLLOW21A | 1 | West | YES | 0.045126 | 36.8 | 0 | 184 | 0 | 1.025 | Wind | 1 | 0.050843 | 0 | 184 | 8.3032 | 184 |  |  | 0.050843 | 9.3552 |  |  |  |  | 0 | 0
60066 | H_HOLLOW1A | 1 | West | YES | 0.045126 | 44.4 | 0 | 222 | 0 | 1.005 | Wind | 1 | 0.050843 | 0 | 222 | 10.018 | 222 |  |  | 0.050843 | 11.2873 |  |  |  |  | 0 | 0
60070 | HHOLLOW31A | 1 | West | YES | 0.045126 | 44.8 | 0 | 224 | 0 | 1.025 | Wind | 1 | 0.050843 | 0 | 224 | 10.1082 | 224 |  |  | 0.050843 | 11.3889 |  |  |  |  | 0 | 0
60060 | CIRELLO | 1 | West | YES | 0.045126 | 46.6 | 0 | 233 | 0 | 1 | Wind | 1 | 0.050843 | 0 | 233 | 10.5144 | 233 |  |  | 0.050843 | 11.8465 |  |  |  |  | 0 | 0
60201 | RIO DRCS | F | West | YES | 0.045181 | 0 | 0 | 0 | 0 | 1.025 | AVR | 1 | 0.050898 | 0 | 0 | 0 | 0 |  |  | 0.050898 | 0 |  |  |  |  | 0 | 0
60007 | KING_SW1A | 1 | West | YES | 0.045289 | 20 | 0 | 80 |  | 1.03 | Wind | 1 | 0.051006 | 0 | 80 | 3.6231 | 80 |  |  | 0.051006 | 4.0805 |  |  |  |  | 0 | 0
60019 | KING_NW1A | 1 | West | YES | 0.045289 | 20 | 0 | 80 |  | 1.03 | Wind | 1 | 0.051006 | 0 | 80 | 3.6231 | 80 |  |  | 0.051006 | 4.0805 |  |  |  |  | 0 | 0
5728 | FALCONHYDRO2 | 2 | South | YES | 2e-06 | 12 | 0 | 12 | 0 | 1.0234 | Hydro | -1 | 0.05108 | 0 | 0 |  |  |  |  | -0.05108 | 0 |  |  |  |  | 0 | 0
5729 | FALCONHYDRO3 | 3 | South | YES | 2e-06 | 11 | 0 | 11 | 0 | 1.0234 | Hydro | -1 | 0.05108 | 0 | 0 |  |  |  |  | -0.05108 | 0 |  |  |  |  | 0 | 0
8048 | FALCONHYDRO1 | 1 | South | YES | 2e-06 | 12 | 0 | 12 | 0 | 1.0234 | Hydro | -1 | 0.05108 | 0 | 0 |  |  |  |  | -0.05108 | 0 |  |  |  |  | 0 | 0
5934 | SI_RAY5 | 5 | South | YES | 0 | 0 | 10 | 15 |  | 1.035 | GST | -1 | 0.051082 | 15 | 15 |  |  |  |  | -0.051082 | -0.76622 |  |  |  |  | 0 | 0
8139 | JOS #1 | MB | South | YES | 0 | 0 | 45 | 255 |  | 1.02 | GST | -1 | 0.051082 | 0 | 0 |  |  |  |  | -0.051082 | 0 |  |  |  |  | 0 | 0
8285 | LAR #1 | MB | South | YES | 0 | 0 | 9 | 32 |  | 1.0497 | GST | -1 | 0.051082 | 0 | 0 |  |  |  |  | -0.051082 | 0 |  |  |  |  | 0 | 0
8287 | LAR #2 | MB | South | YES | 0 | 0 | 9 | 32 |  | 1.04 | GST | -1 | 0.051082 | 0 | 0 |  |  |  |  | -0.051082 | 0 |  |  |  |  | 0 | 0
8288 | LAR #3 | MB | South | YES | 0 | 0 | 25 | 105 |  | 1.04 | GST | -1 | 0.051082 | 0 | 0 |  |  |  |  | -0.051082 | 0 |  |  |  |  | 0 | 0
8388 | BATES0A | MB | South | YES | 0 | 0 | 21 | 71 |  | 1.033 | GST | -1 | 0.051082 | 0 | 0 |  |  |  |  | -0.051082 | 0 |  |  |  |  | 0 | 0
8393 | BATES0B | MB | South | YES | 0 | 0 | 25 | 110 |  | 1.03 | GST | -1 | 0.051082 | 0 | 0 |  |  |  |  | -0.051082 | 0 |  |  |  |  | 0 | 0
8437 | NUECES_B0C | MB | South | YES | 0 | 0 | 7 | 30 |  | 1.03 | GST | -1 | 0.051082 | 0 | 0 |  |  |  |  | -0.051082 | 0 |  |  |  |  | 0 | 0
8438 | NUECES_B0B | MB | South | YES | 0 | 0 | 26 | 169 |  | 1.03 | GST | -1 | 0.051082 | 0 | 0 |  |  |  |  | -0.051082 | 0 |  |  |  |  | 0 | 0
39190 | TNSLCGN1__8 | 1 | Houston | YES | 0 | 0 | 10 | 30 |  | 1.03 | Cogen | -1 | 0.051082 | 0 | 0 |  |  |  |  | -0.051082 | 0 |  |  |  |  | 0 | 0
88508 | FALFURRI | F | South | YES | -8.5e-05 | 0 | 0 | 0 | 0 | 1 | AVR | -1 | 0.051167 | 0 | 0 |  |  |  |  | -0.051167 | 0 |  |  |  |  | 0 | 0
5265 | LEON_LCP4G4 | 4 | South | YES | -0.000431 | 89 | 25 | 89 | 0 | 1.0197 | GST | -1 | 0.051513 | 89 | 89 |  |  |  |  | -0.051513 | -4.5846 |  |  |  |  | 0 | 0
5264 | LEON_LCP3G3 | 3 | South | YES | -0.000431 | 0 | 20 | 58 |  | 1.0197 | GST | -1 | 0.051513 | 58 | 58 |  |  |  |  | -0.051513 | -2.9877 |  |  |  |  | 0 | 0
5269 | LEON_LCPCT4 | 4 | South | YES | -0.000431 | 45 | 24 | 45 | 0 | 1.0197 | GGT | -1 | 0.051513 | 45 | 45 |  |  |  |  | -0.051513 | -2.3181 |  |  |  |  | 0 | 0
5266 | LEON_LCPCT1 | 1 | South | YES | -0.000431 | 44 | 24 | 44 | 0 | 1.0197 | GGT | -1 | 0.051513 | 44 | 44 |  |  |  |  | -0.051513 | -2.2666 |  |  |  |  | 0 | 0
5267 | LEON_LCPCT2 | 2 | South | YES | -0.000431 | 44 | 24 | 44 | 0 | 1.0197 | GGT | -1 | 0.051513 | 44 | 44 |  |  |  |  | -0.051513 | -2.2666 |  |  |  |  | 0 | 0
5268 | LEON_LCPCT3 | 3 | South | YES | -0.000431 | 43 | 24 | 43 | 0 | 1.0197 | GGT | -1 | 0.051513 | 43 | 43 |  |  |  |  | -0.051513 | -2.215 |  |  |  |  | 0 | 0
7031 | L_MARSFO1G1Y | 1 | South | YES | -0.000478 | 0 | 0 | 36 |  | 1 | Hydro | -1 | 0.05156 | 0 | 0 |  |  |  |  | -0.05156 | 0 |  |  |  |  | 0 | 0
7032 | L_MARSFO1G2Y | 2 | South | YES | -0.000478 | 0 | 0 | 35 |  | 1 | Hydro | -1 | 0.05156 | 0 | 0 |  |  |  |  | -0.05156 | 0 |  |  |  |  | 0 | 0
7033 | L_MARSFO1G3Y | 3 | South | YES | -0.000478 | 0 | 0 | 36 |  | 1 | Hydro | -1 | 0.05156 | 0 | 0 |  |  |  |  | -0.05156 | 0 |  |  |  |  | 0 | 0
5028 | BRAUNIG_VHB3 | 3 | South | YES | -0.00052 | 407 | 60 | 407 | 0 | 1.0138 | GST | -1 | 0.051602 | 407 | 407 |  |  |  |  | -0.051602 | -21.0019 |  |  |  |  | 0 | 0
5027 | BRAUNIG_VHB2 | 2 | South | YES | -0.000548 | 216 | 40 | 216 | 0 | 1.0192 | GST | -1 | 0.05163 | 216 | 216 |  |  |  |  | -0.05163 | -11.152 |  |  |  |  | 0 | 0
5026 | BRAUNIG_VHB1 | 1 | South | YES | -0.000548 | 215 | 40 | 215 | 0 | 1.0192 | GST | -1 | 0.05163 | 215 | 215 |  |  |  |  | -0.05163 | -11.1004 |  |  |  |  | 0 | 0
5396 | CALAVER_OWS1 | 1 | South | YES | -0.000549 | 418 | 80 | 418 | 0 | 1.0192 | GST | -1 | 0.051631 | 418 | 418 |  |  |  |  | -0.051631 | -21.5816 |  |  |  |  | 0 | 0
5397 | CALAVER_OWS2 | 2 | South | YES | -0.000549 | 400 | 80 | 400 | 0 | 1.0192 | GST | -1 | 0.051631 | 400 | 400 |  |  |  |  | -0.051631 | -20.6523 |  |  |  |  | 0 | 0
8935 | FGNTS201 | 3 | South | YES | -0.000566 | 173 | 0 | 173 | 0 | 1.03 | CC | -1 | 0.051648 | 173 | 173 |  |  |  |  | -0.051648 | -8.935 |  |  |  |  | 0 | 0
8934 | FGNTS101 | 2 | South | YES | -0.000566 | 147.9 | 0 | 147.9 | 0 | 1.03 | CC | -1 | 0.051648 | 147.9 | 147.9 |  |  |  |  | -0.051648 | -7.6387 |  |  |  |  | 0 | 0
8933 | FGNTS001 | 1 | South | YES | -0.000566 | 146.5 | 0 | 146.5 | 0 | 1.03 | CC | -1 | 0.051648 | 146.5 | 146.5 |  |  |  |  | -0.051648 | -7.5664 |  |  |  |  | 0 | 0
5111 | CALAVER_JTD1 | 1 | South | YES | -0.000566 | 430 | 80 | 430 | 0 | 1.0138 | LIGCO | -1 | 0.051648 | 0 | 430 |  |  |  |  | -0.051648 | 0 |  |  |  |  | 0 | 0
5112 | CALAVER_JTD2 | 2 | South | YES | -0.000566 | 430 | 80 | 430 | 0 | 1.0138 | LIGCO | -1 | 0.051648 | 0 | 430 |  |  |  |  | -0.051648 | 0 |  |  |  |  | 0 | 0
88198 | BEEVILLE | F | South | YES | -0.000569 | 0 | 0 | 0 | 0 | 1.02 | AVR | -1 | 0.051651 | 0 | 0 |  |  |  |  | -0.051651 | 0 |  |  |  |  | 0 | 0
5903 | SANMIGUELGEN | 1 | South | YES | -0.000619 | 396.3 | 180 | 396.3 | 0 | 1.0336 | LIGCO | -1 | 0.051701 | 0 | 396.3 |  |  |  |  | -0.051701 | 0 |  |  |  |  | 0 | 0
5439 | TUTTL_WBT4G4 | 4 | South | YES | -0.000625 | 151 | 40 | 151 | 0 | 1.012 | GST | -1 | 0.051707 | 151 | 151 |  |  |  |  | -0.051707 | -7.8077 |  |  |  |  | 0 | 0
5438 | TUTTL_WBT3G3 | 3 | South | YES | -0.000625 | 95 | 25 | 95 | 0 | 1.012 | GST | -1 | 0.051707 | 95 | 95 |  |  |  |  | -0.051707 | -4.9121 |  |  |  |  | 0 | 0
5436 | TUTTL_WBT1G1 | 1 | South | YES | -0.000625 | 48.8 | 20 | 61 | 0 | 1.012 | GST | -1 | 0.051707 | 61 | 61 |  |  |  |  | -0.051707 | -3.1541 |  |  |  |  | 0 | 0
5477 | BRA_AVR1_ST | 1 | South | YES | -0.000647 | 174 | 138 | 174 | 0 | 1.025 | CC | -1 | 0.051729 | 174 | 174 |  |  |  |  | -0.051729 | -9.0008 |  |  |  |  | 0 | 0
5476 | BRA_AVR1_CT1 | 1 | South | YES | -0.000647 | 155 | 90 | 155 | 0 | 1.025 | CC | -1 | 0.051729 | 155 | 155 |  |  |  |  | -0.051729 | -8.0179 |  |  |  |  | 0 | 0
5478 | BRA_AVR1_CT2 | 1 | South | YES | -0.000647 | 155 | 90 | 155 | 0 | 1.025 | CC | -1 | 0.051729 | 155 | 155 |  |  |  |  | -0.051729 | -8.0179 |  |  |  |  | 0 | 0
8938 | MVGN#3 | 3 | South | YES | -0.000662 | 250.9 | 0 | 250.9 | 0 | 1.0304 | CC | -1 | 0.051744 | 250.9 | 250.9 |  |  |  |  | -0.051744 | -12.9825 |  |  |  |  | 0 | 0
8937 | MVGN#2 | 2 | South | YES | -0.000662 | 216.7 | 0 | 216.7 | 0 | 1.0304 | CC | -1 | 0.051744 | 216.7 | 216.7 |  |  |  |  | -0.051744 | -11.2128 |  |  |  |  | 0 | 0
8936 | MVGN#1 | 1 | South | YES | -0.000662 | 216.6 | 0 | 216.6 | 0 | 1.0304 | CC | -1 | 0.051744 | 216.6 | 216.6 |  |  |  |  | -0.051744 | -11.2077 |  |  |  |  | 0 | 0
8983 | HECN3 | 3 | South | YES | -0.000662 | 171.9 | 0 | 171.9 | 0 | 1.0304 | CC | -1 | 0.051744 | 171.9 | 171.9 |  |  |  |  | -0.051744 | -8.8947 |  |  |  |  | 0 | 0
8981 | HECN1 | 1 | South | YES | -0.000662 | 144.8 | 0 | 144.8 | 0 | 1.0304 | CC | -1 | 0.051744 | 144.8 | 144.8 |  |  |  |  | -0.051744 | -7.4925 |  |  |  |  | 0 | 0
8982 | HECN2 | 2 | South | YES | -0.000662 | 144.1 | 0 | 144.1 | 0 | 1.0304 | CC | -1 | 0.051744 | 144.1 | 144.1 |  |  |  |  | -0.051744 | -7.4563 |  |  |  |  | 0 | 0
5401 | CALAVER_JKS1 | 1 | South | YES | -0.000676 | 562 | 100 | 562 | 0 | 1.026 | LIGCO | -1 | 0.051758 | 0 | 562 |  |  |  |  | -0.051758 | 0 |  |  |  |  | 0 | 0
5935 | SI_RAY10 | 10 | South | YES | -0.000702 | 47 | 10 | 47 | 0 | 1.03 | CC | -1 | 0.051784 | 47 | 47 |  |  |  |  | -0.051784 | -2.4338 |  |  |  |  | 0 | 0
5932 | SI_RAY9 | 9 | South | YES | -0.000702 | 32 | 32 | 38 | 0 | 1.035 | CC | -1 | 0.051784 | 38 | 38 |  |  |  |  | -0.051784 | -1.9678 |  |  |  |  | 0 | 0
5933 | SI_RAY6 | 6 | South | YES | -0.000702 | 15.4 | 10 | 19.3 | 0 | 1.035 | GST | -1 | 0.051784 | 19.3 | 19.3 |  |  |  |  | -0.051784 | -0.99942 |  |  |  |  | 0 | 0
80003 | MILHWYS | F | South | YES | -0.000702 | 0 | 0 | 0 | 0 | 1.0168 | AVR | -1 | 0.051784 | 0 | 0 |  |  |  |  | -0.051784 | 0 |  |  |  |  | 0 | 0
8517 | CELANEBI0A | 1 | South | YES | -0.000724 | 29 | 0 | 29 | 0 | 1.02 | Cogen | -1 | 0.051806 | 0 | 0 |  |  |  |  | -0.051806 | 0 |  |  |  |  | 0 | 0
80080 | GWINDT11A | 3 | South | YES | -0.000728 | 0 | 0 | 38 | 0 | 1.025 | Wind | -1 | 0.05181 | 0 | 38 |  |  |  |  | -0.05181 | 0 |  |  |  |  | 0 | 0
80080 | GWINDT11A | 4 | South | YES | -0.000728 | 3.8 | 0 | 19 | 0 | 1.025 | Wind | -1 | 0.05181 | 0 | 19 |  |  |  |  | -0.05181 | 0 |  |  |  |  | 0 | 0
80080 | GWINDT11A | 2 | South | YES | -0.000728 | 0 | 0 | 41 | 0 | 1.025 | Wind | -1 | 0.05181 | 0 | 41 |  |  |  |  | -0.05181 | 0 |  |  |  |  | 0 | 0
80080 | GWINDT11A | 1 | South | YES | -0.000728 | 28.2 | 0 | 94 | 0 | 1.025 | Wind | -1 | 0.05181 | 0 | 94 |  |  |  |  | -0.05181 | 0 |  |  |  |  | 0 | 0
80081 | GWINDT21A | 4 | South | YES | -0.000728 | 4.4 | 0 | 22 | 0 | 1.025 | Wind | -1 | 0.05181 | 0 | 22 |  |  |  |  | -0.05181 | 0 |  |  |  |  | 0 | 0
80081 | GWINDT21A | 1 | South | YES | -0.000728 | 28.2 | 0 | 94 | 0 | 1.025 | Wind | -1 | 0.05181 | 0 | 94 |  |  |  |  | -0.05181 | 0 |  |  |  |  | 0 | 0
80081 | GWINDT21A | 3 | South | YES | -0.000728 | 8.6 | 0 | 43 | 0 | 1.025 | Wind | -1 | 0.05181 | 0 | 43 |  |  |  |  | -0.05181 | 0 |  |  |  |  | 0 | 0
80081 | GWINDT21A | 2 | South | YES | -0.000728 | 7.2 | 0 | 36 | 0 | 1.025 | Wind | -1 | 0.05181 | 0 | 36 |  |  |  |  | -0.05181 | 0 |  |  |  |  | 0 | 0
80180 | PNSCALT11A | 2 | South | YES | -0.000728 | 10 | 0 | 50 | 0 | 1.025 | Wind | -1 | 0.05181 | 0 | 50 |  |  |  |  | -0.05181 | 0 |  |  |  |  | 0 | 0
80180 | PNSCALT11A | 1 | South | YES | -0.000728 | 43.8 | 0 | 148 | 0 | 1.025 | Wind | -1 | 0.05181 | 0 | 148 |  |  |  |  | -0.05181 | 0 |  |  |  |  | 0 | 0
80181 | PNSCALT21A | 2 | South | YES | -0.000728 | 10 | 0 | 50 | 0 | 1.025 | Wind | -1 | 0.05181 | 0 | 50 |  |  |  |  | -0.05181 | 0 |  |  |  |  | 0 | 0
80181 | PNSCALT21A | 1 | South | YES | -0.000728 | 16.5 | 0 | 55 | 0 | 1.025 | Wind | -1 | 0.05181 | 0 | 55 |  |  |  |  | -0.05181 | 0 |  |  |  |  | 0 | 0
8461 | KOCH_UP0A | 1 | South | YES | -0.000744 | 38 | 0 | 38 | 0 | 1.012 | Cogen | -1 | 0.051826 | 0 | 0 |  |  |  |  | -0.051826 | 0 |  |  |  |  | 0 | 0
8506 | VAL #1 | 1 | South | YES | -0.00075 | 20.9 | 0 | 25 | 0 | 1.0055 | Cogen | -1 | 0.051832 | 0 | 0 |  |  |  |  | -0.051832 | 0 |  |  |  |  | 0 | 0
8507 | VAL #2 | 2 | South | YES | -0.00075 | 20.9 | 0 | 25 | 0 | 1.0055 | Cogen | -1 | 0.051832 | 0 | 0 |  |  |  |  | -0.051832 | 0 |  |  |  |  | 0 | 0
8511 | OXY_CC0A | 1 | South | YES | -0.00075 | 30.3 | 0 | 38 | 0 | 1.027 | Cogen | -1 | 0.051832 | 0 | 0 |  |  |  |  | -0.051832 | 0 |  |  |  |  | 0 | 0
7487 | L_CANYHY8_1Y | 1 | South | YES | -0.00076 | 0 | 0 | 6 |  | 1 | Hydro | -1 | 0.051842 | 0 | 0 |  |  |  |  | -0.051842 | 0 |  |  |  |  | 0 | 0
80263 | B_DAVIS31A | 3 | South | YES | -0.000761 | 0 | 0 | 180 |  | 1.0366 | CC | -1 | 0.051843 | 180 | 180 |  |  |  |  | -0.051843 | -9.3317 |  |  |  |  | 0 | 0
80264 | B_DAVIS41A | 4 | South | YES | -0.000761 | 0 | 0 | 180 |  | 1.0366 | CC | -1 | 0.051843 | 180 | 180 |  |  |  |  | -0.051843 | -9.3317 |  |  |  |  | 0 | 0
8459 | B_DAVIS0B | MB | South | YES | -0.000761 | 0 | 50 | 339 |  | 1.03 | GSC | -1 | 0.051843 | 0 | 0 |  |  |  |  | -0.051843 | 0 |  |  |  |  | 0 | 0
8460 | B_DAVIS0A | MB | South | YES | -0.000761 | 0 | 50 | 340 |  | 1.03 | GSC | -1 | 0.051843 | 0 | 0 |  |  |  |  | -0.051843 | 0 |  |  |  |  | 0 | 0
8456 | COSW#1 | 1 | South | YES | -0.000764 | 20 | 0 | 20 | 0 | 1.027 | Cogen | -1 | 0.051846 | 0 | 0 |  |  |  |  | -0.051846 | 0 |  |  |  |  | 0 | 0
8457 | COSW#2 | 2 | South | YES | -0.000764 | 14 | 0 | 14 | 0 | 1.027 | Cogen | -1 | 0.051846 | 0 | 0 |  |  |  |  | -0.051846 | 0 |  |  |  |  | 0 | 0
8560 | CNOPGT1 | 1 | South | YES | -0.000766 | 148.3 | 0 | 148.3 | 0 | 1.03 | Cogen | -1 | 0.051848 | 0 | 0 |  |  |  |  | -0.051848 | 0 |  |  |  |  | 0 | 0
8561 | CNOPGT2 | 2 | South | YES | -0.000766 | 148.6 | 0 | 148.6 | 0 | 1.03 | Cogen | -1 | 0.051848 | 0 | 0 |  |  |  |  | -0.051848 | 0 |  |  |  |  | 0 | 0
8562 | CNOPST1 | 3 | South | YES | -0.000766 | 153 | 0 | 153 | 0 | 1.03 | Cogen | -1 | 0.051848 | 0 | 0 |  |  |  |  | -0.051848 | 0 |  |  |  |  | 0 | 0
8442 | NBEC7 | 7 | South | YES | -0.000767 | 0 | 81 | 367 |  | 1.0298 | GST | -1 | 0.051849 | 367 | 367 |  |  |  |  | -0.051849 | -19.0285 |  |  |  |  | 0 | 0
8442 | NBEC7 | MB | South | YES | -0.000767 | 0 | 81 | 367 |  | 1.0298 | GST | -1 | 0.051849 | 0 | 0 |  |  |  |  | -0.051849 | 0 |  |  |  |  | 0 | 0
7609 | L_SCHUMA8_1Y | 1 | South | YES | -0.000787 | 0 | 0 | 4 |  | 1 | Hydro | -1 | 0.051869 | 0 | 0 |  |  |  |  | -0.051869 | 0 |  |  |  |  | 0 | 0
8926 | LGE_GT10A | 1 | South | YES | -0.000813 | 158 | 0 | 158 | 0 | 1.03 | Cogen | -1 | 0.051895 | 0 | 0 |  |  |  |  | -0.051895 | 0 |  |  |  |  | 0 | 0
8927 | LGE_GT20A | 2 | South | YES | -0.000813 | 153 | 0 | 153 | 0 | 1.03 | Cogen | -1 | 0.051895 | 0 | 0 |  |  |  |  | -0.051895 | 0 |  |  |  |  | 0 | 0
8928 | LGE_STG0A | 3 | South | YES | -0.000813 | 100 | 0 | 100 | 0 | 1.03 | Cogen | -1 | 0.051895 | 0 | 0 |  |  |  |  | -0.051895 | 0 |  |  |  |  | 0 | 0
8930 | ICPGN10A | 1 | South | YES | -0.000813 | 149 | 0 | 149 | 0 | 1.03 | Cogen | -1 | 0.051895 | 0 | 0 |  |  |  |  | -0.051895 | 0 |  |  |  |  | 0 | 0
8931 | ICPGN20A | 2 | South | YES | -0.000813 | 150 | 0 | 150 | 0 | 1.03 | Cogen | -1 | 0.051895 | 0 | 0 |  |  |  |  | -0.051895 | 0 |  |  |  |  | 0 | 0
8932 | ICPGN30A | 3 | South | YES | -0.000813 | 127 | 0 | 127 | 0 | 1.03 | Cogen | -1 | 0.051895 | 0 | 0 |  |  |  |  | -0.051895 | 0 |  |  |  |  | 0 | 0
80223 | REYSHR G | 1 | South | YES | -0.000813 | 12 | 0 | 12 | 0 | 1.032 | Cogen | -1 | 0.051895 | 0 | 0 |  |  |  |  | -0.051895 | 0 |  |  |  |  | 0 | 0
8161 | COLETO0A | 1 | South | YES | -0.000821 | 633 | 200 | 633 | 0 | 1.03 | LIGCO | -1 | 0.051903 | 0 | 633 |  |  |  |  | -0.051903 | 0 |  |  |  |  | 0 | 0
7805 | L_GUADGE1_6Y | 6 | South | YES | -0.000839 | 203 | 30 | 203 | 0 | 1.02 | CC | -1 | 0.051921 | 203 | 203 |  |  |  |  | -0.051921 | -10.5399 |  |  |  |  | 0 | 0
7804 | L_GUADGE1_5Y | 5 | South | YES | -0.000839 | 182 | 30 | 182 | 0 | 1.02 | CC | -1 | 0.051921 | 182 | 182 |  |  |  |  | -0.051921 | -9.4496 |  |  |  |  | 0 | 0
7803 | L_GUADGE1_4Y | 4 | South | YES | -0.000839 | 149 | 30 | 149 | 0 | 1.02 | CC | -1 | 0.051921 | 149 | 149 |  |  |  |  | -0.051921 | -7.7362 |  |  |  |  | 0 | 0
7800 | L_GUADGE1_1Y | 1 | South | YES | -0.000839 | 147 | 30 | 147 | 0 | 1.02 | CC | -1 | 0.051921 | 147 | 147 |  |  |  |  | -0.051921 | -7.6323 |  |  |  |  | 0 | 0
7802 | L_GUADGE1_3Y | 3 | South | YES | -0.000839 | 146 | 30 | 146 | 0 | 1.02 | CC | -1 | 0.051921 | 146 | 146 |  |  |  |  | -0.051921 | -7.5804 |  |  |  |  | 0 | 0
7801 | L_GUADGE1_2Y | 2 | South | YES | -0.000839 | 138 | 30 | 138 | 0 | 1.02 | CC | -1 | 0.051921 | 138 | 138 |  |  |  |  | -0.051921 | -7.165 |  |  |  |  | 0 | 0
7605 | L_MCQUEE9_1Y | 1 | South | YES | -0.000853 | 0 | 0 | 2.4 |  | 1.025 | Hydro | -1 | 0.051935 | 0 | 0 |  |  |  |  | -0.051935 | 0 |  |  |  |  | 0 | 0
7605 | L_MCQUEE9_1Y | 2 | South | YES | -0.000853 | 0 | 0 | 2.4 |  | 1.025 | Hydro | -1 | 0.051935 | 0 | 0 |  |  |  |  | -0.051935 | 0 |  |  |  |  | 0 | 0
7605 | L_MCQUEE9_1Y | 3 | South | YES | -0.000853 | 0 | 0 | 2.8 |  | 1.025 | Hydro | -1 | 0.051935 | 0 | 0 |  |  |  |  | -0.051935 | 0 |  |  |  |  | 0 | 0
7813 | L_RIONOG1S1Y | 4 | South | YES | -0.000885 | 293 | 0 | 293 | 0 | 1.02 | CC | -1 | 0.051967 | 293 | 293 |  |  |  |  | -0.051967 | -15.2262 |  |  |  |  | 0 | 0
7812 | L_RIONOG1G3Y | 3 | South | YES | -0.000885 | 154 | 0 | 154 | 0 | 1.02 | CC | -1 | 0.051967 | 154 | 154 |  |  |  |  | -0.051967 | -8.0029 |  |  |  |  | 0 | 0
7810 | L_RIONOG1G1Y | 1 | South | YES | -0.000885 | 148 | 0 | 148 | 0 | 1.02 | CC | -1 | 0.051967 | 148 | 148 |  |  |  |  | -0.051967 | -7.6911 |  |  |  |  | 0 | 0
7811 | L_RIONOG1G2Y | 2 | South | YES | -0.000885 | 148 | 0 | 148 | 0 | 1.02 | CC | -1 | 0.051967 | 148 | 148 |  |  |  |  | -0.051967 | -7.6911 |  |  |  |  | 0 | 0
7624 | L_LAKEWO9_1Y | 1 | South | YES | -0.000915 | 0 | 0 | 2.4 |  | 1 | Hydro | -1 | 0.051997 | 0 | 0 |  |  |  |  | -0.051997 | 0 |  |  |  |  | 0 | 0
7624 | L_LAKEWO9_1Y | 2 | South | YES | -0.000915 | 0 | 0 | 2.4 |  | 1 | Hydro | -1 | 0.051997 | 0 | 0 |  |  |  |  | -0.051997 | 0 |  |  |  |  | 0 | 0
8189 | CUECPL2A | 1 | South | YES | -0.000924 | 12 | 0 | 12 | 0 | 1.02 | Cogen | -1 | 0.052006 | 0 | 0 |  |  |  |  | -0.052006 | 0 |  |  |  |  | 0 | 0
7017 | L_HAYSEN1_4Y | 4 | South | YES | -0.000931 | 226.7 | 74 | 226.7 | 0 | 1.008 | CC | -1 | 0.052013 | 226.7 | 226.7 |  |  |  |  | -0.052013 | -11.7913 |  |  |  |  | 0 | 0
7015 | L_HAYSEN1_2Y | 2 | South | YES | -0.000931 | 225 | 74 | 225 | 0 | 1.008 | CC | -1 | 0.052013 | 225 | 225 |  |  |  |  | -0.052013 | -11.7028 |  |  |  |  | 0 | 0
7016 | L_HAYSEN1_3Y | 3 | South | YES | -0.000931 | 224.6 | 74 | 224.6 | 0 | 1.008 | CC | -1 | 0.052013 | 224.6 | 224.6 |  |  |  |  | -0.052013 | -11.682 |  |  |  |  | 0 | 0
7014 | L_HAYSEN1_1Y | 1 | South | YES | -0.000931 | 223.9 | 74 | 223.9 | 0 | 1.008 | CC | -1 | 0.052013 | 223.9 | 223.9 |  |  |  |  | -0.052013 | -11.6456 |  |  |  |  | 0 | 0
5503 | RAYBURNGEN3 | 1 | South | YES | -0.000937 | 17.6 | 6 | 22 | 0 | 1.0224 | GST | -1 | 0.052019 | 22 | 22 |  |  |  |  | -0.052019 | -1.1444 |  |  |  |  | 0 | 0
5505 | RAYBURNGEN1 | 1 | South | YES | -0.000937 | 0 | 1 | 11 |  | 1.0223 | GGT | -1 | 0.052019 | 11 | 11 |  |  |  |  | -0.052019 | -0.57221 |  |  |  |  | 0 | 0
5506 | RAYBURNGEN2 | 1 | South | YES | -0.000937 | 0 | 1 | 11 |  | 1.0223 | GGT | -1 | 0.052019 | 11 | 11 |  |  |  |  | -0.052019 | -0.57221 |  |  |  |  | 0 | 0
5512 | RAYBURNCC8 | 1 | South | YES | -0.000977 | 49.3 | 18.2 | 49.3 | 0 | 1.0296 | CC | -1 | 0.052059 | 49.3 | 49.3 |  |  |  |  | -0.052059 | -2.5665 |  |  |  |  | 0 | 0
5508 | RAYBURNCC9 | 1 | South | YES | -0.000977 | 47.7 | 18.2 | 47.7 | 0 | 1.0296 | CC | -1 | 0.052059 | 47.7 | 47.7 |  |  |  |  | -0.052059 | -2.4832 |  |  |  |  | 0 | 0
5511 | RAYBURNCC7 | 1 | South | YES | -0.000977 | 47.5 | 18.2 | 47.5 | 0 | 1.0296 | CC | -1 | 0.052059 | 47.5 | 47.5 |  |  |  |  | -0.052059 | -2.4728 |  |  |  |  | 0 | 0
5509 | RAYBURNCC10 | 1 | South | YES | -0.000977 | 37.3 | 5.2 | 37.3 | 0 | 1.0296 | CC | -1 | 0.052059 | 37.3 | 37.3 |  |  |  |  | -0.052059 | -1.9418 |  |  |  |  | 0 | 0
8174 | VICEC61A | 6 | South | YES | -0.000985 | 188 | 42 | 188 | 0 | 1.025 | CC | -1 | 0.052067 | 188 | 188 |  |  |  |  | -0.052067 | -9.7885 |  |  |  |  | 0 | 0
8173 | VICEC51A | 5 | South | YES | -0.000985 | 144 | 18 | 144 | 0 | 1.025 | CC | -1 | 0.052067 | 144 | 144 |  |  |  |  | -0.052067 | -7.4976 |  |  |  |  | 0 | 0
8066 | DUP1V#1 | 1 | South | YES | -0.001004 | 52.3 | 0 | 73 | 0 | 1.01 | Cogen | -1 | 0.052086 | 0 | 0 |  |  |  |  | -0.052086 | 0 |  |  |  |  | 0 | 0
80224 | VISTRONG1 | 1 | South | YES | -0.001028 | 13.1 | 0 | 15 | 0 | 1.01 | Cogen | -1 | 0.05211 | 0 | 0 |  |  |  |  | -0.05211 | 0 |  |  |  |  | 0 | 0
80225 | VISTRONG2 | 2 | South | YES | -0.001028 | 20.2 | 0 | 23 | 0 | 1.01 | Cogen | -1 | 0.05211 | 0 | 0 |  |  |  |  | -0.05211 | 0 |  |  |  |  | 0 | 0
80227 | AIRCO G | 1 | South | YES | -0.001031 | 7.2 | 0 | 8 | 0 | 1.0104 | Cogen | -1 | 0.052113 | 0 | 0 |  |  |  |  | -0.052113 | 0 |  |  |  |  | 0 | 0
7020 | L_AUSTPL1_1Y | 1 | South | YES | -0.001032 | 0 | 0 | 8 |  | 1 | Hydro | -1 | 0.052114 | 0 | 0 |  |  |  |  | -0.052114 | 0 |  |  |  |  | 0 | 0
7020 | L_AUSTPL1_1Y | 2 | South | YES | -0.001032 | 0 | 0 | 8 |  | 1 | Hydro | -1 | 0.052114 | 0 | 0 |  |  |  |  | -0.052114 | 0 |  |  |  |  | 0 | 0
8147 | UCAR #2 | 10 | South | YES | -0.001048 | 18.2 | 0 | 28 |  | 1 | Cogen | -1 | 0.05213 | 0 | 0 |  |  |  |  | -0.05213 | 0 |  |  |  |  | 0 | 0
8148 | UCAR #1 | 2 | South | YES | -0.001048 | 6.1 | 0 | 7 | 0 | 1.009 | Cogen | -1 | 0.05213 | 0 | 0 |  |  |  |  | -0.05213 | 0 |  |  |  |  | 0 | 0
80137 | CSDR89 | 9 | South | YES | -0.001048 | 15 | 0 | 15 | 0 | 1.003 | DCTie | -1 | 0.05213 | 0 | 0 |  |  |  |  | -0.05213 | 0 |  |  |  |  | 0 | 0
80137 | CSDR89 | 8 | South | YES | -0.001048 | 33.9 | 0 | 39 | 0 | 1.003 | DCTie | -1 | 0.05213 | 0 | 0 |  |  |  |  | -0.05213 | 0 |  |  |  |  | 0 | 0
80138 | CSDR7 | 7 | South | YES | -0.001048 | 6.1 | 0 | 7 | 0 | 1.014 | DCTie | -1 | 0.05213 | 0 | 0 |  |  |  |  | -0.05213 | 0 |  |  |  |  | 0 | 0
80139 | CSDR56 | 6 | South | YES | -0.001048 | 0 | 0 | 39 |  | 1.0033 | DCTie | -1 | 0.05213 | 0 | 0 |  |  |  |  | -0.05213 | 0 |  |  |  |  | 0 | 0
80139 | CSDR56 | 5 | South | YES | -0.001048 | 15 | 0 | 15 |  | 1.0033 | DCTie | -1 | 0.05213 | 0 | 0 |  |  |  |  | -0.05213 | 0 |  |  |  |  | 0 | 0
80140 | CSDR11 | 11 | South | YES | -0.001048 | 33.9 | 0 | 39 | 0 | 1.03 | DCTie | -1 | 0.05213 | 0 | 0 |  |  |  |  | -0.05213 | 0 |  |  |  |  | 0 | 0
9020 | SANDHG5A | 5A | South | YES | -0.00109 | 150 | 84 | 155 | 0 | 1.0175 | CC | -1 | 0.052172 | 155 | 155 |  |  |  |  | -0.052172 | -8.0866 |  |  |  |  | 0 | 0
9021 | SANDHG5C | 5C | South | YES | -0.00109 | 140 | 0 | 148 | 0 | 1.0175 | CC | -1 | 0.052172 | 148 | 148 |  |  |  |  | -0.052172 | -7.7214 |  |  |  |  | 0 | 0
9016 | SANDH_G1 | 1 | South | YES | -0.00109 | 45 | 2 | 49 | 0 | 1.0175 | GGT | -1 | 0.052172 | 49 | 49 |  |  |  |  | -0.052172 | -2.5564 |  |  |  |  | 0 | 0
9019 | SANDH_G4 | 4 | South | YES | -0.00109 | 0 | 2 | 47 |  | 1.0175 | GGT | -1 | 0.052172 | 47 | 47 |  |  |  |  | -0.052172 | -2.4521 |  |  |  |  | 0 | 0
9017 | SANDH_G2 | 2 | South | YES | -0.00109 | 45 | 2 | 46 | 0 | 1.0175 | GGT | -1 | 0.052172 | 46 | 46 |  |  |  |  | -0.052172 | -2.3999 |  |  |  |  | 0 | 0
9018 | SANDH_G3 | 3 | South | YES | -0.00109 | 45 | 2 | 46 | 0 | 1.0175 | GGT | -1 | 0.052172 | 46 | 46 |  |  |  |  | -0.052172 | -2.3999 |  |  |  |  | 0 | 0
9001 | DECKR_G2 | 2 | South | YES | -0.001092 | 400 | 50 | 426 | 0 | 1.015 | GST | -1 | 0.052174 | 426 | 426 |  |  |  |  | -0.052174 | -22.226 |  |  |  |  | 0 | 0
9000 | DECKR_G1 | 1 | South | YES | -0.001092 | 280 | 50 | 321 | 0 | 1.015 | GST | -1 | 0.052174 | 321 | 321 |  |  |  |  | -0.052174 | -16.7477 |  |  |  |  | 0 | 0
80226 | ALCOA G | 1 | South | YES | -0.001123 | 32.3 | 5 | 48 | 0 | 1.015 | Cogen | -1 | 0.052205 | 0 | 0 |  |  |  |  | -0.052205 | 0 |  |  |  |  | 0 | 0
9005 | DECKR_G6 | 6 | South | YES | -0.001133 | 44 | 24 | 47 | 0 | 1.015 | GGT | -1 | 0.052215 | 47 | 47 |  |  |  |  | -0.052215 | -2.4541 |  |  |  |  | 0 | 0
9003 | DECKR_G4 | 4 | South | YES | -0.001133 | 44 | 24 | 44 | 0 | 1.015 | GGT | -1 | 0.052215 | 44 | 44 |  |  |  |  | -0.052215 | -2.2974 |  |  |  |  | 0 | 0
9004 | DECKR_G5 | 5 | South | YES | -0.001133 | 44 | 24 | 44 | 0 | 1.015 | GGT | -1 | 0.052215 | 44 | 44 |  |  |  |  | -0.052215 | -2.2974 |  |  |  |  | 0 | 0
9002 | DECKR_G3 | 3 | South | YES | -0.001133 | 0 | 24 | 42 |  | 1.015 | GGT | -1 | 0.052215 | 42 | 42 |  |  |  |  | -0.052215 | -2.193 |  |  |  |  | 0 | 0
8134 | FOR #1 | 1 | South | YES | -0.001143 | 54.1 | 45 | 79 | 0 | 1 | Cogen | -1 | 0.052225 | 0 | 0 |  |  |  |  | -0.052225 | 0 |  |  |  |  | 0 | 0
8138 | FOR #2 | 2 | South | YES | -0.001143 | 63.1 | 45 | 81 | 0 | 1 | Cogen | -1 | 0.052225 | 0 | 0 |  |  |  |  | -0.052225 | 0 |  |  |  |  | 0 | 0
8153 | FOR #3 | 3 | South | YES | -0.001143 | 63.1 | 45 | 79.9 | 0 | 1 | Cogen | -1 | 0.052225 | 0 | 0 |  |  |  |  | -0.052225 | 0 |  |  |  |  | 0 | 0
8154 | FOR #4 | 4 | South | YES | -0.001143 | 63.1 | 60 | 80 | 0 | 1 | Cogen | -1 | 0.052225 | 0 | 0 |  |  |  |  | -0.052225 | 0 |  |  |  |  | 0 | 0
8155 | FOR #5 | 5 | South | YES | -0.001143 | 63.1 | 60 | 78.4 | 0 | 1 | Cogen | -1 | 0.052225 | 0 | 0 |  |  |  |  | -0.052225 | 0 |  |  |  |  | 0 | 0
8156 | FOR #6 | 6 | South | YES | -0.001143 | 24.9 | 5 | 25 | 0 | 1 | Cogen | -1 | 0.052225 | 0 | 0 |  |  |  |  | -0.052225 | 0 |  |  |  |  | 0 | 0
8157 | FOR #7 | 7 | South | YES | -0.001143 | 28.8 | 5 | 46 | 0 | 1 | Cogen | -1 | 0.052225 | 0 | 0 |  |  |  |  | -0.052225 | 0 |  |  |  |  | 0 | 0
80051 | FOR #8 | 8 | South | YES | -0.001143 | 28 | 28 | 28 |  | 1 | Cogen | -1 | 0.052225 | 0 | 0 |  |  |  |  | -0.052225 | 0 |  |  |  |  | 0 | 0
80052 | FOR #9 | 9 | South | YES | -0.001143 | 29.7 | 5 | 43.6 | 0 | 1 | Cogen | -1 | 0.052225 | 0 | 0 |  |  |  |  | -0.052225 | 0 |  |  |  |  | 0 | 0
80053 | FOR #10 | 10 | South | YES | -0.001143 | 68.4 | 45 | 75 | 0 | 1 | Cogen | -1 | 0.052225 | 0 | 0 |  |  |  |  | -0.052225 | 0 |  |  |  |  | 0 | 0
11065 | ELBOWCK_1G | 1 | West | YES | 0.046517 | 23.4 | 0 | 121.9 | 0 | 1 | Wind | 1 | 0.052234 | 0 | 121.9 | 5.6704 | 121.9 |  |  | 0.052234 | 6.3674 |  |  |  |  | 0 | 0
1058 | LONGSHORE_5 | 1 | West | YES | 0.046517 | 30 | 0 | 150 |  | 1.01 | Wind | 1 | 0.052234 | 0 | 150 | 6.9775 | 150 |  |  | 0.052234 | 7.8352 |  |  |  |  | 0 | 0
1058 | LONGSHORE_5 | 2 | West | YES | 0.046517 | 44 | 0 | 220 |  | 1.01 | Wind | 1 | 0.052234 | 0 | 220 | 10.2337 | 220 |  |  | 0.052234 | 11.4916 |  |  |  |  | 0 | 0
7006 | L_SIMGID1_3Y | 3 | South | YES | -0.001234 | 324.9 | 60 | 329 | 0 | 1.02 | GST | -1 | 0.052316 | 329 | 329 |  |  |  |  | -0.052316 | -17.2118 |  |  |  |  | 0 | 0
7005 | L_SIMGID1_2Y | 2 | South | YES | -0.001234 | 133 | 32 | 139 | 0 | 1.02 | GST | -1 | 0.052316 | 139 | 139 |  |  |  |  | -0.052316 | -7.2719 |  |  |  |  | 0 | 0
7004 | L_SIMGID1_1Y | 1 | South | YES | -0.001234 | 132 | 40 | 132 | 0 | 1.02 | GST | -1 | 0.052316 | 132 | 132 |  |  |  |  | -0.052316 | -6.9057 |  |  |  |  | 0 | 0
7809 | L_BASTEN1_3Y | 1 | South | YES | -0.001336 | 232.6 | 42 | 232.6 | 0 | 1.004 | CC | -1 | 0.052418 | 232.6 | 232.6 |  |  |  |  | -0.052418 | -12.1923 |  |  |  |  | 0 | 0
7807 | L_BASTEN1_1Y | 1 | South | YES | -0.001336 | 152.5 | 83.5 | 152.5 | 0 | 1.004 | CC | -1 | 0.052418 | 152.5 | 152.5 |  |  |  |  | -0.052418 | -7.9937 |  |  |  |  | 0 | 0
7808 | L_BASTEN1_2Y | 1 | South | YES | -0.001336 | 149.5 | 83.5 | 149.5 | 0 | 1.004 | CC | -1 | 0.052418 | 149.5 | 149.5 |  |  |  |  | -0.052418 | -7.8364 |  |  |  |  | 0 | 0
7303 | L_WPPGS12_1Y | 1 | South | YES | -0.001345 | 50 | 0 | 50 | 0 | 1.025 | GGT | -1 | 0.052427 | 50 | 50 |  |  |  |  | -0.052427 | -2.6213 |  |  |  |  | 0 | 0
7303 | L_WPPGS12_1Y | 2 | South | YES | -0.001345 | 50 | 0 | 50 | 0 | 1.025 | GGT | -1 | 0.052427 | 50 | 50 |  |  |  |  | -0.052427 | -2.6213 |  |  |  |  | 0 | 0
7305 | L_WPPGS34_1Y | 3 | South | YES | -0.001345 | 50 | 0 | 50 | 0 | 1.025 | GGT | -1 | 0.052427 | 50 | 50 |  |  |  |  | -0.052427 | -2.6213 |  |  |  |  | 0 | 0
7305 | L_WPPGS34_1Y | 4 | South | YES | -0.001345 | 50 | 0 | 50 | 0 | 1.025 | GGT | -1 | 0.052427 | 50 | 50 |  |  |  |  | -0.052427 | -2.6213 |  |  |  |  | 0 | 0
7009 | L_LOSTPI1_3Y | 3 | South | YES | -0.001438 | 173.9 | 72 | 175 | 0 | 1 | CC | -1 | 0.05252 | 175 | 175 |  |  |  |  | -0.05252 | -9.1909 |  |  |  |  | 0 | 0
7008 | L_LOSTPI1_2Y | 2 | South | YES | -0.001438 | 157.7 | 107 | 160 | 0 | 1 | CC | -1 | 0.05252 | 160 | 160 |  |  |  |  | -0.05252 | -8.4031 |  |  |  |  | 0 | 0
7007 | L_LOSTPI1_1Y | 1 | South | YES | -0.001438 | 158.6 | 110 | 158 | 0 | 1 | CC | -1 | 0.05252 | 158 | 158 |  |  |  |  | -0.05252 | -8.2981 |  |  |  |  | 0 | 0
1045 | CALENG1G_1G | 1 | West | YES | 0.046803 | 73.4 | 27 | 73.4 | 0 | 1.014 | Cogen | 1 | 0.05252 | 0 | 0 | 0 | 0 |  |  | 0.05252 | 0 |  |  |  |  | 0 | 0
1046 | CALENG2G_2G | 2 | West | YES | 0.046803 | 73.4 | 27 | 73.4 | 0 | 1.014 | Cogen | 1 | 0.05252 | 0 | 0 | 0 | 0 |  |  | 0.05252 | 0 |  |  |  |  | 0 | 0
1047 | CALENG3G_3G | 3 | West | YES | 0.046803 | 70.4 | 27 | 70.4 | 0 | 1.014 | Cogen | 1 | 0.05252 | 0 | 0 | 0 | 0 |  |  | 0.05252 | 0 |  |  |  |  | 0 | 0
7010 | L_FPPYD11_1Y | 1 | South | YES | -0.00144 | 547.4 | 200 | 606 | 0 | 1.02 | LIGCO | -1 | 0.052522 | 0 | 606 |  |  |  |  | -0.052522 | 0 |  |  |  |  | 0 | 0
7011 | L_FPPYD11_2Y | 2 | South | YES | -0.00144 | 552.2 | 200 | 598 | 0 | 1.02 | LIGCO | -1 | 0.052522 | 0 | 598 |  |  |  |  | -0.052522 | 0 |  |  |  |  | 0 | 0
7012 | L_FPPYD21_3Y | 3 | South | YES | -0.00144 | 427.5 | 200 | 436 | 0 | 1.02 | LIGCO | -1 | 0.052522 | 0 | 436 |  |  |  |  | -0.052522 | 0 |  |  |  |  | 0 | 0
1416 | SWETWATR_1G | 1 | West | YES | 0.047026 | 30 | 18 | 30 | 0 | 1.026 | CC | 1 | 0.052743 | 30 | 30 | 1.4108 | 30 |  |  | 0.052743 | 1.5823 |  |  |  |  | 0 | 0
1419 | SWETWATR_4G | 4 | West | YES | 0.047026 | 61 | 36 | 61 | 0 | 1.026 | CC | 1 | 0.052743 | 61 | 61 | 2.8686 | 61 |  |  | 0.052743 | 3.2174 |  |  |  |  | 0 | 0
1418 | SWETWATR_3G | 3 | West | YES | 0.047026 | 68 | 36 | 68 | 0 | 1.026 | CC | 1 | 0.052743 | 68 | 68 | 3.1978 | 68 |  |  | 0.052743 | 3.5866 |  |  |  |  | 0 | 0
1417 | SWETWATR_2G | 2 | West | YES | 0.047026 | 72 | 36 | 72 | 0 | 1.026 | CC | 1 | 0.052743 | 72 | 72 | 3.3859 | 72 |  |  | 0.052743 | 3.7975 |  |  |  |  | 0 | 0
3432 | SANDOW_4G | 4 | South | YES | -0.001799 | 580 | 225 | 580 |  | 1.029 | LIGCO | -1 | 0.052881 | 0 | 580 |  |  |  |  | -0.052881 | 0 |  |  |  |  | 0 | 0
5911 | STP_GN1___1 | 1 | Houston | YES | -0.001815 | 1333 | 1249 | 1333 | 0 | 1.0406 | Nuc | -1 | 0.052897 | 0 | 0 |  |  |  |  | -0.052897 | 0 |  |  |  |  | 0 | 0
5912 | STP_GN2___2 | 2 | Houston | YES | -0.001815 | 1332 | 1249 | 1332 | 0 | 1.0406 | Nuc | -1 | 0.052897 | 0 | 0 |  |  |  |  | -0.052897 | 0 |  |  |  |  | 0 | 0
48733 | CBE_ST12 | 1 | Houston | YES | -0.001842 | 105 | 0 | 105 | 0 | 1.029 | CC | -1 | 0.052924 | 105 | 105 |  |  |  |  | -0.052924 | -5.557 |  |  |  |  | 0 | 0
48736 | CBE_ST34 | 1 | Houston | YES | -0.001842 | 105 | 0 | 105 | 0 | 1.029 | CC | -1 | 0.052924 | 105 | 105 |  |  |  |  | -0.052924 | -5.557 |  |  |  |  | 0 | 0
48731 | CBE_GT1 | 1 | Houston | YES | -0.001842 | 76 | 0 | 76 | 0 | 1.029 | CC | -1 | 0.052924 | 76 | 76 |  |  |  |  | -0.052924 | -4.0222 |  |  |  |  | 0 | 0
48732 | CBE_GT2 | 1 | Houston | YES | -0.001842 | 76 | 0 | 76 | 0 | 1.029 | CC | -1 | 0.052924 | 76 | 76 |  |  |  |  | -0.052924 | -4.0222 |  |  |  |  | 0 | 0
48734 | CBE_GT3 | 1 | Houston | YES | -0.001842 | 76 | 0 | 76 | 0 | 1.029 | CC | -1 | 0.052924 | 76 | 76 |  |  |  |  | -0.052924 | -4.0222 |  |  |  |  | 0 | 0
48735 | CBE_GT4 | 1 | Houston | YES | -0.001842 | 76 | 0 | 76 | 0 | 1.029 | CC | -1 | 0.052924 | 76 | 76 |  |  |  |  | -0.052924 | -4.0222 |  |  |  |  | 0 | 0
48911 | TGF_GT1_8000 | 1 | Houston | YES | -0.001869 | 69.2 | 0 | 69.2 |  | 1.029 | Cogen | -1 | 0.052951 | 0 | 0 |  |  |  |  | -0.052951 | 0 |  |  |  |  | 0 | 0
11001 | NAV1CT | 1 | West | YES | 0.047324 | 70.4 | 18 | 70.4 | 0 | 1.029 | CC | 1 | 0.053041 | 70.4 | 70.4 | 3.3316 | 70.4 |  |  | 0.053041 | 3.7341 |  |  |  |  | 0 | 0
11009 | NAV2CT | 1 | West | YES | 0.047324 | 71.4 | 18 | 71.4 | 0 | 1.029 | CC | 1 | 0.053041 | 71.4 | 71.4 | 3.3789 | 71.4 |  |  | 0.053041 | 3.7872 |  |  |  |  | 0 | 0
11012 | NAV4CT | 1 | West | YES | 0.047324 | 80 | 18 | 80 | 0 | 1.029 | CC | 1 | 0.053041 | 80 | 80 | 3.7859 | 80 |  |  | 0.053041 | 4.2433 |  |  |  |  | 0 | 0
11013 | NAV5CT | 1 | West | YES | 0.047324 | 80 | 18 | 80 | 0 | 1.029 | CC | 1 | 0.053041 | 80 | 80 | 3.7859 | 80 |  |  | 0.053041 | 4.2433 |  |  |  |  | 0 | 0
11011 | NAV3ST | 1 | West | YES | 0.047324 | 92.8 | 40 | 92.8 | 0 | 1.029 | CC | 1 | 0.053041 | 92.8 | 92.8 | 4.3917 | 92.8 |  |  | 0.053041 | 4.9223 |  |  |  |  | 0 | 0
11014 | NAV6ST | 1 | West | YES | 0.047324 | 115 | 40 | 115 | 0 | 1.029 | CC | 1 | 0.053041 | 115 | 115 | 5.4423 | 115 |  |  | 0.053041 | 6.0998 |  |  |  |  | 0 | 0
11022 | TIEHVCG_2G | 1 | West | YES | 0.047332 | 132.4 | 103 | 132.4 | 0 | 1.012 | CC | 1 | 0.053049 | 132.4 | 132.4 | 6.2668 | 132.4 |  |  | 0.053049 | 7.0238 |  |  |  |  | 0 | 0
11023 | TIEHVCG_3G | 1 | West | YES | 0.047332 | 137.4 | 103 | 137.4 | 0 | 1.012 | CC | 1 | 0.053049 | 137.4 | 137.4 | 6.5034 | 137.4 |  |  | 0.053049 | 7.289 |  |  |  |  | 0 | 0
11021 | TIEHVCG_1G | 1 | West | YES | 0.047332 | 142.1 | 103 | 142.1 | 0 | 1.012 | CC | 1 | 0.053049 | 142.1 | 142.1 | 6.7259 | 142.1 |  |  | 0.053049 | 7.5383 |  |  |  |  | 0 | 0
11024 | TIEHVCG_4G | 1 | West | YES | 0.047332 | 147 | 103 | 147 | 0 | 1.012 | CC | 1 | 0.053049 | 147 | 147 | 6.9578 | 147 |  |  | 0.053049 | 7.7983 |  |  |  |  | 0 | 0
11020 | TIEHVSG_1G | 1 | West | YES | 0.047332 | 208.2 | 63 | 208.2 | 0 | 1.012 | CC | 1 | 0.053049 | 208.2 | 208.2 | 9.8545 | 208.2 |  |  | 0.053049 | 11.0449 |  |  |  |  | 0 | 0
11025 | TIEHVSG_2G | 1 | West | YES | 0.047332 | 213.2 | 63 | 213.2 | 0 | 1.012 | CC | 1 | 0.053049 | 213.2 | 213.2 | 10.0912 | 213.2 |  |  | 0.053049 | 11.3102 |  |  |  |  | 0 | 0
49851 | DOW17000 | 37 | Houston | YES | -0.002037 | 39 | 0 | 62 | 0 | 1 | Cogen | -1 | 0.053119 | 0 | 0 |  |  |  |  | -0.053119 | 0 |  |  |  |  | 0 | 0
49858 | DOW38100 | 31 | Houston | YES | -0.002037 | 45 | 0 | 71.4 |  | 1 | Cogen | -1 | 0.053119 | 0 | 0 |  |  |  |  | -0.053119 | 0 |  |  |  |  | 0 | 0
49859 | DOW38200 | 33 | Houston | YES | -0.002037 | 28 | 0 | 45 | 0 | 1 | Cogen | -1 | 0.053119 | 0 | 0 |  |  |  |  | -0.053119 | 0 |  |  |  |  | 0 | 0
49860 | DOW38300 | 32 | Houston | YES | -0.002037 | 63 | 0 | 101 |  | 1 | Cogen | -1 | 0.053119 | 0 | 0 |  |  |  |  | -0.053119 | 0 |  |  |  |  | 0 | 0
49862 | DOW39100 | 36 | Houston | YES | -0.002037 | 54 | 0 | 86 | 0 | 1 | Cogen | -1 | 0.053119 | 0 | 0 |  |  |  |  | -0.053119 | 0 |  |  |  |  | 0 | 0
49863 | DOW39200 | 35 | Houston | YES | -0.002037 | 55 | 0 | 88 | 0 | 1 | Cogen | -1 | 0.053119 | 0 | 0 |  |  |  |  | -0.053119 | 0 |  |  |  |  | 0 | 0
49865 | DOW41000 | 41 | Houston | YES | -0.002037 | 31 | 0 | 50 |  | 1 | Cogen | -1 | 0.053119 | 0 | 0 |  |  |  |  | -0.053119 | 0 |  |  |  |  | 0 | 0
49866 | DOW42000 | 42 | Houston | YES | -0.002037 | 11 | 0 | 18 |  | 1 | Cogen | -1 | 0.053119 | 0 | 0 |  |  |  |  | -0.053119 | 0 |  |  |  |  | 0 | 0
49869 | DOW49000 | 45 | Houston | YES | -0.002037 | 59 | 0 | 94 |  | 1 | Cogen | -1 | 0.053119 | 0 | 0 |  |  |  |  | -0.053119 | 0 |  |  |  |  | 0 | 0
49870 | DOW61000 | 61 | Houston | YES | -0.002037 | 44 | 0 | 70 | 0 | 1 | Cogen | -1 | 0.053119 | 0 | 0 |  |  |  |  | -0.053119 | 0 |  |  |  |  | 0 | 0
49871 | DOW62000 | 62 | Houston | YES | -0.002037 | 40 | 0 | 63 | 0 | 1 | Cogen | -1 | 0.053119 | 0 | 0 |  |  |  |  | -0.053119 | 0 |  |  |  |  | 0 | 0
49872 | DOW63000 | 63 | Houston | YES | -0.002037 | 45 | 0 | 72 | 0 | 1 | Cogen | -1 | 0.053119 | 0 | 0 |  |  |  |  | -0.053119 | 0 |  |  |  |  | 0 | 0
49873 | DOW64000 | 64 | Houston | YES | -0.002037 | 41 | 0 | 64.8 | 0 | 1 | Cogen | -1 | 0.053119 | 0 | 0 |  |  |  |  | -0.053119 | 0 |  |  |  |  | 0 | 0
49876 | DOW65000 | 65 | Houston | YES | -0.002037 | 63 | 0 | 101 | 0 | 1 | Cogen | -1 | 0.053119 | 0 | 0 |  |  |  |  | -0.053119 | 0 |  |  |  |  | 0 | 0
49877 | DOW66000 | 66 | Houston | YES | -0.002037 | 61 | 0 | 97 | 0 | 1 | Cogen | -1 | 0.053119 | 0 | 0 |  |  |  |  | -0.053119 | 0 |  |  |  |  | 0 | 0
49878 | DOW67000 | 67 | Houston | YES | -0.002037 | 65 | 0 | 103 | 0 | 1 | Cogen | -1 | 0.053119 | 0 | 0 |  |  |  |  | -0.053119 | 0 |  |  |  |  | 0 | 0
49882 | DOW81000 | 81 | Houston | YES | -0.002037 | 47 | 0 | 76 | 0 | 1 | Cogen | -1 | 0.053119 | 0 | 0 |  |  |  |  | -0.053119 | 0 |  |  |  |  | 0 | 0
49884 | DOW82000 | 82 | Houston | YES | -0.002037 | 51 | 0 | 80 | 0 | 1 | Cogen | -1 | 0.053119 | 0 | 0 |  |  |  |  | -0.053119 | 0 |  |  |  |  | 0 | 0
49885 | DOW83000 | 83 | Houston | YES | -0.002037 | 51 | 0 | 80 | 0 | 1 | Cogen | -1 | 0.053119 | 0 | 0 |  |  |  |  | -0.053119 | 0 |  |  |  |  | 0 | 0
49886 | DOW84000 | 84 | Houston | YES | -0.002037 | 107 | 0 | 171 | 0 | 0.98 | Cogen | -1 | 0.053119 | 0 | 0 |  |  |  |  | -0.053119 | 0 |  |  |  |  | 0 | 0
13432 | SANDOW_5G | 5 | South | YES | -0.002071 | 581 | 225 | 581 |  | 1.029 | LIGCO | -1 | 0.053153 | 0 | 581 |  |  |  |  | -0.053153 | 0 |  |  |  |  | 0 | 0
71051 | L_BITTCR1_1N | W1 | West | YES | 0.047441 | 7.5 | 0 | 37.5 |  | 1.02 | Wind | 1 | 0.053158 | 0 | 37.5 | 1.779 | 37.5 |  |  | 0.053158 | 1.9934 |  |  |  |  | 0 | 0
71061 | L_SWEETW1_5N | W1 | West | YES | 0.047441 | 16.1 | 0 | 80.5 | 0 | 1.02 | Wind | 1 | 0.053158 | 0 | 80.5 | 3.819 | 80.5 |  |  | 0.053158 | 4.2793 |  |  |  |  | 0 | 0
71060 | L_SWEETW1_4N | W1 | West | YES | 0.047441 | 21 | 0 | 105 | 0 | 1.02 | Wind | 1 | 0.053158 | 0 | 105 | 4.9813 | 105 |  |  | 0.053158 | 5.5816 |  |  |  |  | 0 | 0
71054 | L_SWEETW1_1N | W1 | West | YES | 0.047441 | 21.5 | 0 | 107.5 |  | 1.02 | Wind | 1 | 0.053158 | 0 | 107.5 | 5.0999 | 107.5 |  |  | 0.053158 | 5.7145 |  |  |  |  | 0 | 0
71059 | L_SWEETW1_3N | W1 | West | YES | 0.047441 | 23.8 | 0 | 119 | 0 | 1.02 | Wind | 1 | 0.053158 | 0 | 119 | 5.6455 | 119 |  |  | 0.053158 | 6.3259 |  |  |  |  | 0 | 0
71057 | L_SWEETW1_2N | W1 | West | YES | 0.047441 | 27 | 0 | 135 |  | 1.02 | Wind | 1 | 0.053158 | 0 | 135 | 6.4045 | 135 |  |  | 0.053158 | 7.1764 |  |  |  |  | 0 | 0
48520 | BSF_GT1_8070 | 1 | Houston | YES | -0.002078 | 72 | 0 | 72 | 0 | 1.0326 | Cogen | -1 | 0.05316 | 0 | 0 |  |  |  |  | -0.05316 | 0 |  |  |  |  | 0 | 0
48520 | BSF_GT1_8070 | 2 | Houston | YES | -0.002078 | 10 | 0 | 10 | 0 | 1.0326 | Cogen | -1 | 0.05316 | 0 | 0 |  |  |  |  | -0.05316 | 0 |  |  |  |  | 0 | 0
39760 | TNSCLP1___8 | 1 | Houston | YES | -0.002112 | 93.4 | 20 | 116.8 | 0 | 1.04 | Cogen | -1 | 0.053194 | 0 | 0 |  |  |  |  | -0.053194 | 0 |  |  |  |  | 0 | 0
39770 | TNSCLP2___8 | 1 | Houston | YES | -0.002112 | 91.6 | 20 | 114.5 | 0 | 1.04 | Cogen | -1 | 0.053194 | 0 | 0 |  |  |  |  | -0.053194 | 0 |  |  |  |  | 0 | 0
39775 | TNSCLP4___8 | 1 | Houston | YES | -0.002112 | 95.2 | 20 | 119 | 0 | 1.04 | Cogen | -1 | 0.053194 | 0 | 0 |  |  |  |  | -0.053194 | 0 |  |  |  |  | 0 | 0
39790 | TNSCLP3___8 | 1 | Houston | YES | -0.002112 | 87.6 | 20 | 109.5 | 0 | 1.027 | Cogen | -1 | 0.053194 | 0 | 0 |  |  |  |  | -0.053194 | 0 |  |  |  |  | 0 | 0
48730 | MNS_GT | 1 | Houston | YES | -0.002223 | 43 | 0 | 46.1 |  | 1.029 | Cogen | -1 | 0.053305 | 0 | 0 |  |  |  |  | -0.053305 | 0 |  |  |  |  | 0 | 0
48926 | WAP_GN6_6 | 6 | Houston | YES | -0.002231 | 651 | 280 | 651 |  | 1.035 | LIGCO | -1 | 0.053313 | 0 | 651 |  |  |  |  | -0.053313 | 0 |  |  |  |  | 0 | 0
48927 | WAP_GN7_7 | 7 | Houston | YES | -0.002231 | 564 | 277 | 564 |  | 1.035 | LIGCO | -1 | 0.053313 | 0 | 564 |  |  |  |  | -0.053313 | 0 |  |  |  |  | 0 | 0
48928 | WAP_GN8_8 | 8 | Houston | YES | -0.002231 | 603 | 275 | 603 |  | 1.035 | LIGCO | -1 | 0.053313 | 0 | 603 |  |  |  |  | -0.053313 | 0 |  |  |  |  | 0 | 0
48523 | BVE_ST1_GN1 | 3 | Houston | YES | -0.002232 | 252.4 | 0 | 252.4 |  | 1.035 | CC | -1 | 0.053314 | 252.4 | 252.4 |  |  |  |  | -0.053314 | -13.4564 |  |  |  |  | 0 | 0
48521 | BVE_GT1_GT1 | 1 | Houston | YES | -0.002232 | 167.7 | 0 | 167.7 |  | 1.035 | CC | -1 | 0.053314 | 167.7 | 167.7 |  |  |  |  | -0.053314 | -8.9407 |  |  |  |  | 0 | 0
48522 | BVE_GT2_5035 | 2 | Houston | YES | -0.002232 | 166.4 | 0 | 166.4 |  | 1.035 | CC | -1 | 0.053314 | 166.4 | 166.4 |  |  |  |  | -0.053314 | -8.8714 |  |  |  |  | 0 | 0
48510 | AK_GT1__8040 | 1 | Houston | YES | -0.00224 | 33.4 | 8.1 | 34 |  | 1.029 | Cogen | -1 | 0.053322 | 0 | 0 |  |  |  |  | -0.053322 | 0 |  |  |  |  | 0 | 0
48924 | WAP_GN4_4 | 4 | Houston | YES | -0.002253 | 546 | 217 | 546 | 0 | 1.0362 | GSC | -1 | 0.053335 | 546 | 546 |  |  |  |  | -0.053335 | -29.1207 |  |  |  |  | 0 | 0
48923 | WAP_GN3_3 | 3 | Houston | YES | -0.002253 | 198.4 | 93 | 248 | 0 | 1.0362 | GST | -1 | 0.053335 | 248 | 248 |  |  |  |  | -0.053335 | -13.227 |  |  |  |  | 0 | 0
48921 | WAP_GN1_1 | 1 | Houston | YES | -0.002253 | 132.8 | 37 | 166 | 0 | 1.0362 | GST | -1 | 0.053335 | 166 | 166 |  |  |  |  | -0.053335 | -8.8536 |  |  |  |  | 0 | 0
48922 | WAP_GN2_2 | 2 | Houston | YES | -0.002253 | 132.8 | 37 | 166 | 0 | 1.0362 | GST | -1 | 0.053335 | 166 | 166 |  |  |  |  | -0.053335 | -8.8536 |  |  |  |  | 0 | 0
48929 | WAPGT21_GT1 | B1 | Houston | YES | -0.002253 | 0 | 0 | 13 |  | 1.05 | GGT | -1 | 0.053335 | 13 | 13 |  |  |  |  | -0.053335 | -0.69335 |  |  |  |  | 0 | 0
48925 | WAP_GN5_5 | 5 | Houston | YES | -0.002253 | 620.4 | 278 | 654 | 0 | 0.985 | LIGCO | -1 | 0.053335 | 0 | 654 |  |  |  |  | -0.053335 | 0 |  |  |  |  | 0 | 0
38580 | TNBP_CGN1_8 | 1 | Houston | YES | -0.002314 | 70.8 | 0 | 70.8 | 0 | 1.005 | Cogen | -1 | 0.053396 | 0 | 0 |  |  |  |  | -0.053396 | 0 |  |  |  |  | 0 | 0
38590 | TNBP_CGN2_8 | 2 | Houston | YES | -0.002314 | 66.7 | 0 | 66.7 | 0 | 1.005 | Cogen | -1 | 0.053396 | 0 | 0 |  |  |  |  | -0.053396 | 0 |  |  |  |  | 0 | 0
38600 | TNBP_CGN3_8 | 5 | Houston | YES | -0.002314 | 53 | 0 | 53 | 0 | 1.005 | Cogen | -1 | 0.053396 | 0 | 0 |  |  |  |  | -0.053396 | 0 |  |  |  |  | 0 | 0
38611 | TNBPAMCG1_8 | 1 | Houston | YES | -0.002314 | 153.2 | 0 | 153.2 | 0 | 1.005 | Cogen | -1 | 0.053396 | 0 | 0 |  |  |  |  | -0.053396 | 0 |  |  |  |  | 0 | 0
38612 | TNBPAMCG2_8 | 2 | Houston | YES | -0.002314 | 153.5 | 0 | 153.5 | 0 | 1.005 | Cogen | -1 | 0.053396 | 0 | 0 |  |  |  |  | -0.053396 | 0 |  |  |  |  | 0 | 0
38613 | TNBPAMCG3_8 | 3 | Houston | YES | -0.002314 | 152.3 | 0 | 152.3 | 0 | 1.005 | Cogen | -1 | 0.053396 | 0 | 0 |  |  |  |  | -0.053396 | 0 |  |  |  |  | 0 | 0
38614 | TNBPAMCG4_8 | 4 | Houston | YES | -0.002314 | 96 | 0 | 96 |  | 1.005 | Cogen | -1 | 0.053396 | 0 | 0 |  |  |  |  | -0.053396 | 0 |  |  |  |  | 0 | 0
38615 | TNBPAMCG5_8 | 1 | Houston | YES | -0.002314 | 244 | 0 | 244 | 0 | 1.005 | Cogen | -1 | 0.053396 | 0 | 0 |  |  |  |  | -0.053396 | 0 |  |  |  |  | 0 | 0
38690 | TNBP_CGN4_8 | 3 | Houston | YES | -0.002314 | 40 | 0 | 40 |  | 1.005 | Cogen | -1 | 0.053396 | 0 | 0 |  |  |  |  | -0.053396 | 0 |  |  |  |  | 0 | 0
38711 | TNTXCTY1CG8 | 1 | Houston | YES | -0.002314 | 100.3 | 59 | 100.3 | 0 | 1 | Cogen | -1 | 0.053396 | 0 | 0 |  |  |  |  | -0.053396 | 0 |  |  |  |  | 0 | 0
38712 | TNTXCTY2CG8 | 1 | Houston | YES | -0.002314 | 92.9 | 59 | 92.9 | 0 | 1 | Cogen | -1 | 0.053396 | 0 | 0 |  |  |  |  | -0.053396 | 0 |  |  |  |  | 0 | 0
38713 | TNTXCTY3CG8 | 1 | Houston | YES | -0.002314 | 102.7 | 59 | 102.7 | 0 | 1 | Cogen | -1 | 0.053396 | 0 | 0 |  |  |  |  | -0.053396 | 0 |  |  |  |  | 0 | 0
38714 | TNTXCTY4CG8 | 1 | Houston | YES | -0.002314 | 103 | 59 | 103 | 0 | 1 | Cogen | -1 | 0.053396 | 0 | 0 |  |  |  |  | -0.053396 | 0 |  |  |  |  | 0 | 0
39470 | TNDOWCGNSG8 | 1 | Houston | YES | -0.002314 | 32 | 10 | 32 | 0 | 0.985 | Cogen | -1 | 0.053396 | 0 | 0 |  |  |  |  | -0.053396 | 0 |  |  |  |  | 0 | 0
39480 | TNDOWCGNGG8 | 1 | Houston | YES | -0.002314 | 30 | 10 | 30 | 0 | 0.985 | Cogen | -1 | 0.053396 | 0 | 0 |  |  |  |  | -0.053396 | 0 |  |  |  |  | 0 | 0
48772 | PHR_GN2_2 | MB | Houston | YES | -0.002344 | 0 | 72 | 459 |  | 1.0362 | GSC | -1 | 0.053426 | 0 | 0 |  |  |  |  | -0.053426 | 0 |  |  |  |  | 0 | 0
48561 | CTL_GT2_8130 | 1 | Houston | YES | -0.002365 | 73.5 | 30.3 | 91.9 |  | 1.0362 | Cogen | -1 | 0.053447 | 0 | 0 |  |  |  |  | -0.053447 | 0 |  |  |  |  | 0 | 0
48562 | CTL_GT3_8135 | 2 | Houston | YES | -0.002365 | 70.1 | 30.3 | 87.6 |  | 1.0362 | Cogen | -1 | 0.053447 | 0 | 0 |  |  |  |  | -0.053447 | 0 |  |  |  |  | 0 | 0
48563 | CTL_GT4_8140 | 3 | Houston | YES | -0.002365 | 69.6 | 30.3 | 87 |  | 1.0362 | Cogen | -1 | 0.053447 | 0 | 0 |  |  |  |  | -0.053447 | 0 |  |  |  |  | 0 | 0
48564 | CTL_GN1_8145 | 4 | Houston | YES | -0.002365 | 43.6 | 12.9 | 54.5 |  | 1.0362 | Cogen | -1 | 0.053447 | 0 | 0 |  |  |  |  | -0.053447 | 0 |  |  |  |  | 0 | 0
48565 | CTL_GN2_8155 | 5 | Houston | YES | -0.002365 | 9.8 | 3.4 | 12.2 |  | 1.0362 | Cogen | -1 | 0.053447 | 0 | 0 |  |  |  |  | -0.053447 | 0 |  |  |  |  | 0 | 0
48531 | BYU_GT1_8075 | 1 | Houston | YES | -0.002373 | 65 | 0 | 65 |  | 1.0362 | Cogen | -1 | 0.053455 | 0 | 0 |  |  |  |  | -0.053455 | 0 |  |  |  |  | 0 | 0
48532 | BYU_GT2_8055 | 2 | Houston | YES | -0.002373 | 62 | 0 | 62 |  | 1.0362 | Cogen | -1 | 0.053455 | 0 | 0 |  |  |  |  | -0.053455 | 0 |  |  |  |  | 0 | 0
48533 | BYU_GT3_8060 | 3 | Houston | YES | -0.002373 | 67 | 0 | 67 |  | 1.0362 | Cogen | -1 | 0.053455 | 0 | 0 |  |  |  |  | -0.053455 | 0 |  |  |  |  | 0 | 0
48534 | BYU_GT4_8065 | 4 | Houston | YES | -0.002373 | 65 | 0 | 65 |  | 1.0362 | Cogen | -1 | 0.053455 | 0 | 0 |  |  |  |  | -0.053455 | 0 |  |  |  |  | 0 | 0
48693 | GBY_83841065 | E | Houston | YES | -0.002385 | 45.6 | 20 | 57 | 0 | 1.0362 | GGT | -1 | 0.053467 | 57 | 57 |  |  |  |  | -0.053467 | -3.0476 |  |  |  |  | 0 | 0
48692 | GBY_81821075 | D | Houston | YES | -0.002385 | 44 | 20 | 55 | 0 | 1.0362 | GGT | -1 | 0.053467 | 55 | 55 |  |  |  |  | -0.053467 | -2.9407 |  |  |  |  | 0 | 0
48693 | GBY_83841065 | F | Houston | YES | -0.002385 | 43.2 | 20 | 54 | 0 | 1.0362 | GGT | -1 | 0.053467 | 54 | 54 |  |  |  |  | -0.053467 | -2.8872 |  |  |  |  | 0 | 0
48691 | GBY_73741085 | B | Houston | YES | -0.002385 | 37.6 | 20 | 47 | 0 | 1.0362 | GGT | -1 | 0.053467 | 47 | 47 |  |  |  |  | -0.053467 | -2.5129 |  |  |  |  | 0 | 0
48691 | GBY_73741085 | A | Houston | YES | -0.002385 | 37.6 | 20 | 47 | 0 | 1.0362 | GGT | -1 | 0.053467 | 47 | 47 |  |  |  |  | -0.053467 | -2.5129 |  |  |  |  | 0 | 0
48692 | GBY_81821075 | C | Houston | YES | -0.002385 | 37.6 | 20 | 47 | 0 | 1.0362 | GGT | -1 | 0.053467 | 47 | 47 |  |  |  |  | -0.053467 | -2.5129 |  |  |  |  | 0 | 0
48841 | SJS_GT1_GT1 | 1 | Houston | YES | -0.002388 | 62.4 | 49 | 78 | 0 | 1.0362 | Cogen | -1 | 0.05347 | 0 | 0 |  |  |  |  | -0.05347 | 0 |  |  |  |  | 0 | 0
48842 | SJS_GT2_GT2 | 2 | Houston | YES | -0.002388 | 64.8 | 49 | 81 | 0 | 1.0362 | Cogen | -1 | 0.05347 | 0 | 0 |  |  |  |  | -0.05347 | 0 |  |  |  |  | 0 | 0
48645 | DPEC_ST55065 | 5 | Houston | YES | -0.002391 | 282 | 0 | 282 | 0 | 1.0319 | CC | -1 | 0.053473 | 282 | 282 |  |  |  |  | -0.053473 | -15.0793 |  |  |  |  | 0 | 0
48641 | DPEC_GT15040 | 1 | Houston | YES | -0.002391 | 163.2 | 98 | 163.2 | 0 | 1.0319 | CC | -1 | 0.053473 | 163.2 | 163.2 |  |  |  |  | -0.053473 | -8.7267 |  |  |  |  | 0 | 0
48643 | DPEC_GT35010 | 3 | Houston | YES | -0.002391 | 157.5 | 98 | 157.5 | 0 | 1.0319 | CC | -1 | 0.053473 | 157.5 | 157.5 |  |  |  |  | -0.053473 | -8.4219 |  |  |  |  | 0 | 0
48642 | DPEC_GT25025 | 2 | Houston | YES | -0.002391 | 157.1 | 98 | 157.1 | 0 | 1.0319 | CC | -1 | 0.053473 | 157.1 | 157.1 |  |  |  |  | -0.053473 | -8.4006 |  |  |  |  | 0 | 0
48644 | DPEC_GT45070 | 4 | Houston | YES | -0.002391 | 157 | 98 | 157 | 0 | 1.0319 | CC | -1 | 0.053473 | 157 | 157 |  |  |  |  | -0.053473 | -8.3952 |  |  |  |  | 0 | 0
48761 | PR_GT1__9040 | 1 | Houston | YES | -0.002396 | 26 | 0 | 35 |  | 1 | Cogen | -1 | 0.053478 | 0 | 0 |  |  |  |  | -0.053478 | 0 |  |  |  |  | 0 | 0
48852 | SRB_GN2_2 | 2 | Houston | YES | -0.002399 | 140.8 | 26 | 176 | 0 | 1.0217 | GST | -1 | 0.053481 | 176 | 176 |  |  |  |  | -0.053481 | -9.4126 |  |  |  |  | 0 | 0
48851 | SRB_GN1_1 | 1 | Houston | YES | -0.002399 | 132 | 26 | 165 | 0 | 1.0217 | GST | -1 | 0.053481 | 165 | 165 |  |  |  |  | -0.053481 | -8.8243 |  |  |  |  | 0 | 0
48855 | SRB_GT211035 | B1 | Houston | YES | -0.002399 | 0 | 0 | 18 |  | 1.014 | GGT | -1 | 0.053481 | 18 | 18 |  |  |  |  | -0.053481 | -0.96265 |  |  |  |  | 0 | 0
48855 | SRB_GT211035 | B2 | Houston | YES | -0.002399 | 0 | 0 | 12 |  | 1.014 | GGT | -1 | 0.053481 | 12 | 12 |  |  |  |  | -0.053481 | -0.64177 |  |  |  |  | 0 | 0
48853 | SRB_GN3_3 | 3 | Houston | YES | -0.0024 | 170.4 | 35 | 213 |  | 1.0326 | GST | -1 | 0.053482 | 213 | 213 |  |  |  |  | -0.053482 | -11.3916 |  |  |  |  | 0 | 0
48845 | SOL_GT1 | 1 | Houston | YES | -0.0024 | 16.2 | 15.4 | 16.2 |  | 1.0326 | Solar | -1 | 0.053482 | 16.2 | 16.2 |  |  |  |  | -0.053482 | -0.8664 |  |  |  |  | 0 | 0
48551 | CAL_GT1_8045 | 1 | Houston | YES | -0.0024 | 149 | 0 | 149 | 0 | 1.0326 | Cogen | -1 | 0.053482 | 0 | 0 |  |  |  |  | -0.053482 | 0 |  |  |  |  | 0 | 0
48552 | CAL_ST1_8000 | 2 | Houston | YES | -0.0024 | 65.1 | 0 | 65.1 | 0 | 1.0326 | Cogen | -1 | 0.053482 | 0 | 0 |  |  |  |  | -0.053482 | 0 |  |  |  |  | 0 | 0
48854 | SRB_GN4_4 | 4 | Houston | YES | -0.002401 | 182.4 | 35 | 228 | 0 | 1.0326 | GST | -1 | 0.053483 | 228 | 228 |  |  |  |  | -0.053483 | -12.194 |  |  |  |  | 0 | 0
48611 | DIB_GT1_8080 | 1 | Houston | YES | -0.002401 | 64 | 0 | 64 | 0 | 1.0326 | Cogen | -1 | 0.053483 | 0 | 0 |  |  |  |  | -0.053483 | 0 |  |  |  |  | 0 | 0
48612 | DIB_GT2_8075 | 2 | Houston | YES | -0.002401 | 63.2 | 0 | 63.2 | 0 | 1.0326 | Cogen | -1 | 0.053483 | 0 | 0 |  |  |  |  | -0.053483 | 0 |  |  |  |  | 0 | 0
48613 | DIB_ST1_8085 | 3 | Houston | YES | -0.002401 | 67.9 | 30 | 82.6 | 0 | 1.0326 | Cogen | -1 | 0.053483 | 0 | 0 |  |  |  |  | -0.053483 | 0 |  |  |  |  | 0 | 0
48614 | DIB_GT3_8090 | 4 | Houston | YES | -0.002401 | 73.6 | 15 | 73.6 | 0 | 1.0326 | Cogen | -1 | 0.053483 | 0 | 0 |  |  |  |  | -0.053483 | 0 |  |  |  |  | 0 | 0
48740 | PSG_GN2_8050 | 1 | Houston | YES | -0.002401 | 182 | 60 | 182 | 0 | 1.0326 | Cogen | -1 | 0.053483 | 0 | 0 |  |  |  |  | -0.053483 | 0 |  |  |  |  | 0 | 0
48741 | PSG_GT2_8040 | 1 | Houston | YES | -0.002401 | 158.6 | 50 | 158.6 | 0 | 1.0326 | Cogen | -1 | 0.053483 | 0 | 0 |  |  |  |  | -0.053483 | 0 |  |  |  |  | 0 | 0
48742 | PSG_GT3_8060 | 1 | Houston | YES | -0.002401 | 157 | 50 | 157 | 0 | 1.0326 | Cogen | -1 | 0.053483 | 0 | 0 |  |  |  |  | -0.053483 | 0 |  |  |  |  | 0 | 0
48820 | SHELLG1_3015 | 1 | Houston | YES | -0.002406 | 71 | 34.5 | 71 |  | 1.029 | Cogen | -1 | 0.053488 | 0 | 0 |  |  |  |  | -0.053488 | 0 |  |  |  |  | 0 | 0
48821 | SHELLG2 | 2 | Houston | YES | -0.002406 | 72 | 34.5 | 72 |  | 1.029 | Cogen | -1 | 0.053488 | 0 | 0 |  |  |  |  | -0.053488 | 0 |  |  |  |  | 0 | 0
48822 | SHELLG3_3020 | 2 | Houston | YES | -0.002406 | 30 | 0 | 30 |  | 1.029 | Cogen | -1 | 0.053488 | 0 | 0 |  |  |  |  | -0.053488 | 0 |  |  |  |  | 0 | 0
48822 | SHELLG3_3020 | 1 | Houston | YES | -0.002406 | 39 | 0 | 39 |  | 1.029 | Cogen | -1 | 0.053488 | 0 | 0 |  |  |  |  | -0.053488 | 0 |  |  |  |  | 0 | 0
48500 | APD_GT1_8005 | 1 | Houston | YES | -0.002414 | 137.6 | 54.6 | 137.6 | 0 | 1.0362 | Cogen | -1 | 0.053496 | 0 | 0 |  |  |  |  | -0.053496 | 0 |  |  |  |  | 0 | 0
48511 | LPE_GT1_8070 | 1 | Houston | YES | -0.002415 | 42 | 0 | 42 | 0 | 1.0362 | GGT | -1 | 0.053497 | 42 | 42 |  |  |  |  | -0.053497 | -2.2469 |  |  |  |  | 0 | 0
48512 | LPE_GT2_8075 | 2 | Houston | YES | -0.002415 | 42 | 0 | 42 | 0 | 1.0362 | GGT | -1 | 0.053497 | 42 | 42 |  |  |  |  | -0.053497 | -2.2469 |  |  |  |  | 0 | 0
48513 | LPE_GT3_8080 | 3 | Houston | YES | -0.002415 | 39 | 0 | 39 | 0 | 1.0362 | GGT | -1 | 0.053497 | 39 | 39 |  |  |  |  | -0.053497 | -2.0864 |  |  |  |  | 0 | 0
48514 | LPE_GT4_8085 | 4 | Houston | YES | -0.002415 | 39 | 0 | 39 | 0 | 1.0362 | GGT | -1 | 0.053497 | 39 | 39 |  |  |  |  | -0.053497 | -2.0864 |  |  |  |  | 0 | 0
48593 | CHE_GT1_8015 | 1 | Houston | YES | -0.002417 | 173 | 50 | 173 | 0 | 1.0362 | Cogen | -1 | 0.053499 | 0 | 0 |  |  |  |  | -0.053499 | 0 |  |  |  |  | 0 | 0
48594 | CHE_GN4_8025 | 4 | Houston | YES | -0.002417 | 142 | 60 | 142 | 0 | 1.0362 | Cogen | -1 | 0.053499 | 0 | 0 |  |  |  |  | -0.053499 | 0 |  |  |  |  | 0 | 0
48874 | THW_ST4_ST_4 | 4 | Houston | YES | -0.002429 | 108 | 19 | 108 | 0 | 1.0435 | CC | -1 | 0.053511 | 108 | 108 |  |  |  |  | -0.053511 | -5.7791 |  |  |  |  | 0 | 0
48873 | THW_ST3_ST_3 | 3 | Houston | YES | -0.002429 | 107 | 19 | 107 | 0 | 1.0435 | CC | -1 | 0.053511 | 107 | 107 |  |  |  |  | -0.053511 | -5.7256 |  |  |  |  | 0 | 0
48881 | THW_4344 | G | Houston | YES | -0.002429 | 58 | 5 | 58 | 0 | 1.0435 | CC | -1 | 0.053511 | 58 | 58 |  |  |  |  | -0.053511 | -3.1036 |  |  |  |  | 0 | 0
48881 | THW_4344 | H | Houston | YES | -0.002429 | 58 | 5 | 58 | 0 | 1.0435 | CC | -1 | 0.053511 | 58 | 58 |  |  |  |  | -0.053511 | -3.1036 |  |  |  |  | 0 | 0
48877 | THW_3334 | D | Houston | YES | -0.002429 | 57 | 5 | 57 | 0 | 1.0435 | CC | -1 | 0.053511 | 57 | 57 |  |  |  |  | -0.053511 | -3.0501 |  |  |  |  | 0 | 0
48879 | THW_4142 | E | Houston | YES | -0.002429 | 56 | 5 | 56 | 0 | 1.0435 | CC | -1 | 0.053511 | 56 | 56 |  |  |  |  | -0.053511 | -2.9966 |  |  |  |  | 0 | 0
48875 | THW_3132 | A | Houston | YES | -0.002429 | 55 | 5 | 55 | 0 | 1.0435 | CC | -1 | 0.053511 | 55 | 55 |  |  |  |  | -0.053511 | -2.9431 |  |  |  |  | 0 | 0
48877 | THW_3334 | C | Houston | YES | -0.002429 | 55 | 5 | 55 | 0 | 1.0435 | CC | -1 | 0.053511 | 55 | 55 |  |  |  |  | -0.053511 | -2.9431 |  |  |  |  | 0 | 0
48879 | THW_4142 | F | Houston | YES | -0.002429 | 55 | 5 | 55 | 0 | 1.0435 | CC | -1 | 0.053511 | 55 | 55 |  |  |  |  | -0.053511 | -2.9431 |  |  |  |  | 0 | 0
48875 | THW_3132 | B | Houston | YES | -0.002429 | 53 | 5 | 53 | 0 | 1.0435 | CC | -1 | 0.053511 | 53 | 53 |  |  |  |  | -0.053511 | -2.8361 |  |  |  |  | 0 | 0
48582 | CBY_GN2_2 | 2 | Houston | YES | -0.002434 | 596.8 | 110 | 746 | 0 | 1.0435 | GSC | -1 | 0.053516 | 746 | 746 |  |  |  |  | -0.053516 | -39.9227 |  |  |  |  | 0 | 0
49803 | EXN_15GT | 1 | Houston | YES | -0.00244 | 33 | 8.3 | 34 |  | 1.0326 | Cogen | -1 | 0.053522 | 0 | 0 |  |  |  |  | -0.053522 | 0 |  |  |  |  | 0 | 0
49804 | EXN_16GT | 2 | Houston | YES | -0.00244 | 32 | 8.3 | 34.7 |  | 1.0326 | Cogen | -1 | 0.053522 | 0 | 0 |  |  |  |  | -0.053522 | 0 |  |  |  |  | 0 | 0
49805 | EXN_17GT | 3 | Houston | YES | -0.00244 | 31 | 8.3 | 32.7 |  | 1.0326 | Cogen | -1 | 0.053522 | 0 | 0 |  |  |  |  | -0.053522 | 0 |  |  |  |  | 0 | 0
49826 | EXN938GT | 5 | Houston | YES | -0.00244 | 43 | 9.2 | 45.9 |  | 1.0326 | Cogen | -1 | 0.053522 | 0 | 0 |  |  |  |  | -0.053522 | 0 |  |  |  |  | 0 | 0
49828 | EXN941GT | 10 | Houston | YES | -0.00244 | 17.7 | 5.4 | 17.7 | 0 | 1.0326 | Cogen | -1 | 0.053522 | 0 | 0 |  |  |  |  | -0.053522 | 0 |  |  |  |  | 0 | 0
49829 | EXN942GT | 11 | Houston | YES | -0.00244 | 20 | 5.4 | 20.4 | 0 | 1.0326 | Cogen | -1 | 0.053522 | 0 | 0 |  |  |  |  | -0.053522 | 0 |  |  |  |  | 0 | 0
49830 | EXN943GT | 12 | Houston | YES | -0.00244 | 19 | 5.4 | 19.9 | 0 | 1.0326 | Cogen | -1 | 0.053522 | 0 | 0 |  |  |  |  | -0.053522 | 0 |  |  |  |  | 0 | 0
49831 | EXN944GT | 13 | Houston | YES | -0.00244 | 33 | 5.4 | 35 | 0 | 1.0326 | Cogen | -1 | 0.053522 | 0 | 0 |  |  |  |  | -0.053522 | 0 |  |  |  |  | 0 | 0
49832 | EXN945GT | 9 | Houston | YES | -0.00244 | 18.5 | 9.2 | 18.5 |  | 1.0326 | Cogen | -1 | 0.053522 | 0 | 0 |  |  |  |  | -0.053522 | 0 |  |  |  |  | 0 | 0
49837 | EXN_GT | 4 | Houston | YES | -0.00244 | 81 | 21.3 | 85.4 |  | 1.0326 | Cogen | -1 | 0.053522 | 0 | 0 |  |  |  |  | -0.053522 | 0 |  |  |  |  | 0 | 0
49838 | EXN_14GT | 14 | Houston | YES | -0.00244 | 140 | 0 | 148 |  | 1.0326 | Cogen | -1 | 0.053522 | 0 | 0 |  |  |  |  | -0.053522 | 0 |  |  |  |  | 0 | 0
48883 | THW_GT1_GT_1 | B2 | Houston | YES | -0.002441 | 0 | 0 | 12 |  | 1.043 | GGT | -1 | 0.053523 | 12 | 12 |  |  |  |  | -0.053523 | -0.64227 |  |  |  |  | 0 | 0
48581 | CBY_GN1_1 | 1 | Houston | YES | -0.002446 | 595.2 | 108 | 744 | 0 | 1.0435 | GSC | -1 | 0.053528 | 744 | 744 |  |  |  |  | -0.053528 | -39.8246 |  |  |  |  | 0 | 0
48651 | EP_1_2 | 1 | Houston | YES | -0.002446 | 4 | 0 | 5 | 0 | 1.0362 | Cogen | -1 | 0.053528 | 0 | 0 |  |  |  |  | -0.053528 | 0 |  |  |  |  | 0 | 0
48651 | EP_1_2 | 2 | Houston | YES | -0.002446 | 17.7 | 10 | 21 | 0 | 1.0362 | Cogen | -1 | 0.053528 | 0 | 0 |  |  |  |  | -0.053528 | 0 |  |  |  |  | 0 | 0
48940 | WARVUE_GT1 | G1 | Houston | YES | -0.002446 | 15 | 0 | 15 |  | 1.021 | Cogen | -1 | 0.053528 | 0 | 0 |  |  |  |  | -0.053528 | 0 |  |  |  |  | 0 | 0
48791 | PSA_GT1_8160 | 1 | Houston | YES | -0.002447 | 52 | 20.8 | 65 | 0 | 1.0362 | Cogen | -1 | 0.053529 | 0 | 0 |  |  |  |  | -0.053529 | 0 |  |  |  |  | 0 | 0
48792 | PSA_GT2_8155 | 2 | Houston | YES | -0.002447 | 52.8 | 20.3 | 66 | 0 | 1.0362 | Cogen | -1 | 0.053529 | 0 | 0 |  |  |  |  | -0.053529 | 0 |  |  |  |  | 0 | 0
48793 | PSA_GT3_8150 | 3 | Houston | YES | -0.002447 | 56 | 20.3 | 70 | 0 | 1.0362 | Cogen | -1 | 0.053529 | 0 | 0 |  |  |  |  | -0.053529 | 0 |  |  |  |  | 0 | 0
48794 | PSA_GT4_8145 | 4 | Houston | YES | -0.002447 | 52.8 | 20.3 | 66 | 0 | 1.0362 | Cogen | -1 | 0.053529 | 0 | 0 |  |  |  |  | -0.053529 | 0 |  |  |  |  | 0 | 0
48795 | PSA_GT5_8140 | 5 | Houston | YES | -0.002447 | 51.2 | 20.3 | 64 | 0 | 1.0362 | Cogen | -1 | 0.053529 | 0 | 0 |  |  |  |  | -0.053529 | 0 |  |  |  |  | 0 | 0
48796 | PSA_GN1_8165 | 1 | Houston | YES | -0.002447 | 83.2 | 43.1 | 104 | 0 | 1.0362 | Cogen | -1 | 0.053529 | 0 | 0 |  |  |  |  | -0.053529 | 0 |  |  |  |  | 0 | 0
48797 | PSA_GT6_8135 | 6 | Houston | YES | -0.002447 | 47.2 | 34.5 | 59 | 0 | 1.0362 | Cogen | -1 | 0.053529 | 0 | 0 |  |  |  |  | -0.053529 | 0 |  |  |  |  | 0 | 0
48815 | CVC_GT4_8005 | 4 | Houston | YES | -0.00245 | 165 | 91.8 | 165 |  | 1.0362 | Cogen | -1 | 0.053532 | 0 | 0 |  |  |  |  | -0.053532 | 0 |  |  |  |  | 0 | 0
48583 | CBY_GT4_1 | 1 | Houston | YES | -0.002451 | 172 | 0 | 172 | 0 | 1.027 | GSC | -1 | 0.053533 | 172 | 172 |  |  |  |  | -0.053533 | -9.2076 |  |  |  |  | 0 | 0
48584 | CBY_GT4_2 | 2 | Houston | YES | -0.002451 | 172 | 0 | 172 | 0 | 1.027 | CC | -1 | 0.053533 | 172 | 172 |  |  |  |  | -0.053533 | -9.2076 |  |  |  |  | 0 | 0
48585 | CBY_ST4_1 | 3 | Houston | YES | -0.002451 | 172 | 0 | 172 | 0 | 1.027 | CC | -1 | 0.053533 | 172 | 172 |  |  |  |  | -0.053533 | -9.2076 |  |  |  |  | 0 | 0
48598 | BTE_ST1_8070 | 4 | Houston | YES | -0.00246 | 269.2 | 60 | 269.2 | 0 | 1.0261 | CC | -1 | 0.053542 | 269.2 | 269.2 |  |  |  |  | -0.053542 | -14.4134 |  |  |  |  | 0 | 0
48595 | BTE_GT2_8075 | 1 | Houston | YES | -0.00246 | 162.8 | 130 | 162.8 | 0 | 1.0261 | CC | -1 | 0.053542 | 162.8 | 162.8 |  |  |  |  | -0.053542 | -8.7166 |  |  |  |  | 0 | 0
48596 | BTE_GT3_8045 | 2 | Houston | YES | -0.00246 | 161.4 | 130 | 161.4 | 0 | 1.0261 | CC | -1 | 0.053542 | 161.4 | 161.4 |  |  |  |  | -0.053542 | -8.6416 |  |  |  |  | 0 | 0
48597 | BTE_GT4_8055 | 3 | Houston | YES | -0.00246 | 158.9 | 130 | 158.9 | 0 | 1.0261 | CC | -1 | 0.053542 | 158.9 | 158.9 |  |  |  |  | -0.053542 | -8.5078 |  |  |  |  | 0 | 0
48690 | GBY_GN5_5 | 5 | Houston | YES | -0.002464 | 318.4 | 81 | 398 |  | 1.0362 | GSC | -1 | 0.053546 | 398 | 398 |  |  |  |  | -0.053546 | -21.3112 |  |  |  |  | 0 | 0
48885 | THW_5152 | B | Houston | YES | -0.002469 | 47.2 | 5 | 59 |  | 1.0319 | GGT | -1 | 0.053551 | 59 | 59 |  |  |  |  | -0.053551 | -3.1595 |  |  |  |  | 0 | 0
48887 | THW_5556 | E | Houston | YES | -0.002469 | 47.2 | 5 | 59 |  | 1.0319 | GGT | -1 | 0.053551 | 59 | 59 |  |  |  |  | -0.053551 | -3.1595 |  |  |  |  | 0 | 0
48885 | THW_5152 | A | Houston | YES | -0.002469 | 46.4 | 5 | 58 |  | 1.0319 | GGT | -1 | 0.053551 | 58 | 58 |  |  |  |  | -0.053551 | -3.1059 |  |  |  |  | 0 | 0
48886 | THW_5354 | D | Houston | YES | -0.002469 | 46.4 | 5 | 58 |  | 1.0319 | GGT | -1 | 0.053551 | 58 | 58 |  |  |  |  | -0.053551 | -3.1059 |  |  |  |  | 0 | 0
48886 | THW_5354 | C | Houston | YES | -0.002469 | 45.6 | 5 | 57 |  | 1.0319 | GGT | -1 | 0.053551 | 57 | 57 |  |  |  |  | -0.053551 | -3.0524 |  |  |  |  | 0 | 0
48887 | THW_5556 | F | Houston | YES | -0.002469 | 45.6 | 5 | 57 |  | 1.0319 | GGT | -1 | 0.053551 | 57 | 57 |  |  |  |  | -0.053551 | -3.0524 |  |  |  |  | 0 | 0
48591 | CHE_GT2_5030 | 2 | Houston | YES | -0.002526 | 173 | 50 | 173 | 0 | 1.029 | Cogen | -1 | 0.053608 | 0 | 0 |  |  |  |  | -0.053608 | 0 |  |  |  |  | 0 | 0
48811 | CVC_GT3_5045 | 3 | Houston | YES | -0.002526 | 156 | 91.8 | 156 | 0 | 1.029 | Cogen | -1 | 0.053608 | 0 | 0 |  |  |  |  | -0.053608 | 0 |  |  |  |  | 0 | 0
48812 | CVC_GT2_5020 | 2 | Houston | YES | -0.002526 | 158 | 91.8 | 158 | 0 | 1.029 | Cogen | -1 | 0.053608 | 0 | 0 |  |  |  |  | -0.053608 | 0 |  |  |  |  | 0 | 0
48813 | CVC_GT1_5035 | 1 | Houston | YES | -0.002526 | 160 | 91.8 | 160 | 0 | 1.029 | Cogen | -1 | 0.053608 | 0 | 0 |  |  |  |  | -0.053608 | 0 |  |  |  |  | 0 | 0
48814 | CVC_ST5_5040 | 1 | Houston | YES | -0.002526 | 162 | 91.8 | 162 | 0 | 1.029 | Cogen | -1 | 0.053608 | 0 | 0 |  |  |  |  | -0.053608 | 0 |  |  |  |  | 0 | 0
1898 | COMCHEPK_1G | 1 | North | YES | -0.00284 | 1217 | 1150 | 1217 | 0 | 1.032 | Nuc | -1 | 0.053922 | 0 | 0 |  |  | 0 | 0 | -0.053922 | 0 |  |  |  |  | 0 | 0
1899 | COMCHEPK_2G | 2 | North | YES | -0.00284 | 1159 | 1128 | 1159 | 0 | 1.032 | Nuc | -1 | 0.053922 | 0 | 0 |  |  | 0 | 0 | -0.053922 | 0 |  |  |  |  | 0 | 0
1002 | PBCTAGE_1G | A | West | YES | 0.048207 | 64 | 64 | 66 | 0 | 1.036 | GGT | 1 | 0.053924 | 66 | 66 | 3.1817 | 66 |  |  | 0.053924 | 3.559 |  |  |  |  | 0 | 0
1003 | PBCTBGE_2G | B | West | YES | 0.048207 | 65 | 65 | 66 | 0 | 1.036 | GGT | 1 | 0.053924 | 66 | 66 | 3.1817 | 66 |  |  | 0.053924 | 3.559 |  |  |  |  | 0 | 0
1004 | PBCTCGE_3G | C | West | YES | 0.048207 | 62 | 62 | 67 | 0 | 1.036 | GGT | 1 | 0.053924 | 67 | 67 | 3.2299 | 67 |  |  | 0.053924 | 3.6129 |  |  |  |  | 0 | 0
1006 | PBCTEGE_5G | E | West | YES | 0.048207 | 65 | 65 | 67 | 0 | 1.036 | GGT | 1 | 0.053924 | 67 | 67 | 3.2299 | 67 |  |  | 0.053924 | 3.6129 |  |  |  |  | 0 | 0
1005 | PBCTDGE_4G | D | West | YES | 0.048207 | 65 | 65 | 68 | 0 | 1.036 | GGT | 1 | 0.053924 | 68 | 68 | 3.2781 | 68 |  |  | 0.053924 | 3.6669 |  |  |  |  | 0 | 0
1007 | PB5GEN_6G | 5 | West | YES | 0.048207 | 91.2 | 40 | 114 | 0 | 1.036 | GST | 1 | 0.053924 | 114 | 114 | 5.4956 | 114 |  |  | 0.053924 | 6.1474 |  |  |  |  | 0 | 0
1008 | PB6GEN_7G | 6 | West | YES | 0.048207 | 515 | 130 | 515 | 0 | 1.036 | GST | 1 | 0.053924 | 515 | 515 | 24.8266 | 515 |  |  | 0.053924 | 27.7711 |  |  |  |  | 0 | 0
48674 | FTR_CN4_5095 | 4 | North | YES | -0.003039 | 380 | 0 | 380 | 0 | 1.0319 | CC | -1 | 0.054121 | 380 | 380 |  |  | -1.1548 | 380 | -0.054121 | -20.5658 |  |  |  |  | 0 | 0
48672 | FTR_GT2_5110 | 2 | North | YES | -0.003039 | 159 | 0 | 159 | 0 | 1.0319 | CC | -1 | 0.054121 | 159 | 159 |  |  | -0.4832 | 159 | -0.054121 | -8.6052 |  |  |  |  | 0 | 0
48673 | FTR_GT3_5085 | 3 | North | YES | -0.003039 | 158 | 0 | 158 | 0 | 1.0319 | CC | -1 | 0.054121 | 158 | 158 |  |  | -0.48016 | 158 | -0.054121 | -8.5511 |  |  |  |  | 0 | 0
48671 | FTR_GT1_5105 | 1 | North | YES | -0.003039 | 154.2 | 0 | 154.2 | 0 | 1.0319 | CC | -1 | 0.054121 | 154.2 | 154.2 |  |  | -0.46861 | 154.2 | -0.054121 | -8.3454 |  |  |  |  | 0 | 0
1879 | WLFHOLW_3G | 3 | North | YES | -0.003074 | 272.4 | 89.2 | 272.4 | 0 | 1.032 | CC | -1 | 0.054156 | 272.4 | 272.4 |  |  | -0.83736 | 272.4 | -0.054156 | -14.752 |  |  |  |  | 0 | 0
1877 | WLFHOLW_1G | 1 | North | YES | -0.003074 | 217.3 | 89.2 | 217.3 | 0 | 1.032 | CC | -1 | 0.054156 | 217.3 | 217.3 |  |  | -0.66798 | 217.3 | -0.054156 | -11.768 |  |  |  |  | 0 | 0
1878 | WLFHOLW_2G | 2 | North | YES | -0.003074 | 215.7 | 105 | 215.7 | 0 | 1.032 | CC | -1 | 0.054156 | 215.7 | 215.7 |  |  | -0.66306 | 215.7 | -0.054156 | -11.6814 |  |  |  |  | 0 | 0
32892 | BRYN_DNSBY14 | 1 | North | YES | -0.003137 | 84 | 25 | 105 | 0 | 1.035 | GST | -1 | 0.054219 | 105 | 105 |  |  | -0.32938 | 105 | -0.054219 | -5.693 |  |  |  |  | 0 | 0
32883 | BRYN_DNSBY3 | 1 | North | YES | -0.003137 | 0 | 2 | 48 |  | 1.015 | GST | -1 | 0.054219 | 48 | 48 |  |  | -0.15058 | 48 | -0.054219 | -2.6025 |  |  |  |  | 0 | 0
32884 | BRYN_DNSBY13 | 1 | North | YES | -0.003137 | 46 | 2 | 46 | 0 | 1.015 | GST | -1 | 0.054219 | 46 | 46 |  |  | -0.1443 | 46 | -0.054219 | -2.4941 |  |  |  |  | 0 | 0
32888 | BRYN_ATKINS7 | 1 | North | YES | -0.003145 | 13.6 | 4 | 17 |  | 1.028 | GGT | -1 | 0.054227 | 17 | 17 |  |  | -0.053465 | 17 | -0.054227 | -0.92185 |  |  |  |  | 0 | 0
32886 | BRYN_ATKINS3 | MB | North | YES | -0.003145 | 0 | 5 | 12 |  | 1 | GST | -1 | 0.054227 | 0 | 0 |  |  | 0 | 0 | -0.054227 | 0 |  |  |  |  | 0 | 0
32887 | BRYN_ATKINS6 | MB | North | YES | -0.003145 | 0 | 12 | 51 |  | 1.028 | GST | -1 | 0.054227 | 0 | 0 |  |  | 0 | 0 | -0.054227 | 0 |  |  |  |  | 0 | 0
32890 | BRYN_ATKINS4 | MB | North | YES | -0.003145 | 0 | 5 | 22 |  | 1.031 | GST | -1 | 0.054227 | 0 | 0 |  |  | 0 | 0 | -0.054227 | 0 |  |  |  |  | 0 | 0
32891 | BRYN_ATKINS5 | MB | North | YES | -0.003145 | 0 | 5 | 25 |  | 1.031 | GST | -1 | 0.054227 | 0 | 0 |  |  | 0 | 0 | -0.054227 | 0 |  |  |  |  | 0 | 0
990 | GIBN_CREK_G1 | 1 | North | YES | -0.003146 | 463 | 200 | 463 | 0 | 1.0275 | LIGCO | -1 | 0.054228 | 0 | 463 |  |  | 0 | 0 | -0.054228 | 0 |  |  |  |  | 0 | 0
32798 | BRYN_TAMUGEN | 1 | North | YES | -0.003147 | 32 | 0 | 32 |  | 1.02 | GST | -1 | 0.054229 | 32 | 32 |  |  | -0.1007 | 32 | -0.054229 | -1.7353 |  |  |  |  | 0 | 0
3417 | LAKE_CRK2_G | 2 | North | YES | -0.003151 | 177.6 | 40 | 222 | 0 | 1.029 | GST | -1 | 0.054233 | 222 | 222 |  |  | -0.69952 | 222 | -0.054233 | -12.0396 |  |  |  |  | 0 | 0
3416 | LAKE_CRK1_G | 1 | North | YES | -0.003151 | 60 | 33 | 75 |  | 1.029 | GST | -1 | 0.054233 | 75 | 75 |  |  | -0.23633 | 75 | -0.054233 | -4.0674 |  |  |  |  | 0 | 0
7038 | L_DELAWA1_1Y | 2 | West | YES | 0.048535 | 3 | 0 | 30 | 0 | 1 | Wind | 1 | 0.054252 | 0 | 30 | 1.4561 | 30 |  |  | 0.054252 | 1.6276 |  |  |  |  | 0 | 0
7038 | L_DELAWA1_1Y | 1 | West | YES | 0.048535 | 3.5 | 0 | 35 | 0 | 1 | Wind | 1 | 0.054252 | 0 | 35 | 1.6987 | 35 |  |  | 0.054252 | 1.8988 |  |  |  |  | 0 | 0
3404 | THOUSE_2G | 2 | North | YES | -0.003269 | 807 | 250 | 807 | 0 | 1.012 | GSC | -1 | 0.054351 | 807 | 807 |  |  | -2.6381 | 807 | -0.054351 | -43.861 |  |  |  |  | 0 | 0
3403 | THOUSE_1G | 1 | North | YES | -0.003269 | 563 | 200 | 563 | 0 | 1.012 | GSC | -1 | 0.054351 | 563 | 563 |  |  | -1.8404 | 563 | -0.054351 | -30.5994 |  |  |  |  | 0 | 0
238 | BOSQUESW505 | 1 | North | YES | -0.003295 | 255 | 0 | 255 | 0 | 1.02 | CC | -1 | 0.054377 | 255 | 255 |  |  | -0.84022 | 255 | -0.054377 | -13.866 |  |  |  |  | 0 | 0
247 | BOSQUESW501 | 2 | North | YES | -0.003295 | 124.8 | 0 | 156 | 0 | 1.02 | GGT | -1 | 0.054377 | 156 | 156 |  |  | -0.51402 | 156 | -0.054377 | -8.4828 |  |  |  |  | 0 | 0
239 | BOSQUESW502 | 1 | North | YES | -0.003295 | 119.2 | 0 | 149 | 0 | 1.02 | GGT | -1 | 0.054377 | 149 | 149 |  |  | -0.49095 | 149 | -0.054377 | -8.1021 |  |  |  |  | 0 | 0
251 | BOSQUESW803 | 2 | North | YES | -0.003347 | 150 | 0 | 150 | 0 | 1.032 | CC | -1 | 0.054429 | 150 | 150 |  |  | -0.50205 | 150 | -0.054429 | -8.1643 |  |  |  |  | 0 | 0
253 | BOSQUESW804 | 2 | North | YES | -0.003347 | 80 | 0 | 80 | 0 | 1.032 | CC | -1 | 0.054429 | 80 | 80 |  |  | -0.26776 | 80 | -0.054429 | -4.3543 |  |  |  |  | 0 | 0
39960 | TNTNPONE_18 | 1 | North | YES | -0.003488 | 152.3 | 30 | 152.3 |  | 1.04 | LIGCO | -1 | 0.05457 | 0 | 152.3 |  |  | 0 | 0 | -0.05457 | 0 |  |  |  |  | 0 | 0
39970 | TNTNPONE_28 | 1 | North | YES | -0.003488 | 153 | 30 | 153 |  | 1.04 | LIGCO | -1 | 0.05457 | 0 | 153 |  |  | 0 | 0 | -0.05457 | 0 |  |  |  |  | 0 | 0
48721 | LEG_1___1 | 1 | North | YES | -0.003625 | 827 | 357 | 827 | 0 | 1.0348 | LIGCO | -1 | 0.054707 | 0 | 827 |  |  | 0 | 0 | -0.054707 | 0 |  |  |  |  | 0 | 0
48722 | LEG_2___2 | 2 | North | YES | -0.003625 | 819 | 357 | 819 | 0 | 1.0348 | LIGCO | -1 | 0.054707 | 0 | 819 |  |  | 0 | 0 | -0.054707 | 0 |  |  |  |  | 0 | 0
1643 | SLSTR1PP_1G | 1 | North | YES | -0.003645 | 6 | 0 | 60 | 0 | 1.022 | Wind | -1 | 0.054727 | 0 | 60 |  |  | 0 | 0 | -0.054727 | 0 |  |  |  |  | 0 | 0
244 | WHITNYDM01 | 1 | North | YES | -0.003787 | 15 | 0 | 15 | 0 | 1.035 | Hydro | -1 | 0.054869 | 0 | 0 |  |  | 0 | 0 | -0.054869 | 0 |  |  |  |  | 0 | 0
245 | WHITNYDM02 | 2 | North | YES | -0.003787 | 15 | 0 | 15 | 0 | 1.035 | Hydro | -1 | 0.054869 | 0 | 0 |  |  | 0 | 0 | -0.054869 | 0 |  |  |  |  | 0 | 0
11147 | NOTREES_1G | 1 | West | YES | 0.049251 | 29.8 | 0 | 149 | 0 | 1.017 | Wind | 1 | 0.054968 | 0 | 149 | 7.3384 | 149 |  |  | 0.054968 | 8.1903 |  |  |  |  | 0 | 0
1889 | DECRDOVA_1G | 1 | North | YES | -0.003967 | 779 | 255 | 779 | 0 | 1.02 | GSC | -1 | 0.055049 | 779 | 779 |  |  | -3.0903 | 779 | -0.055049 | -42.8829 |  |  |  |  | 0 | 0
3381 | BBRN_1G | 1 | North | YES | -0.003991 | 618 | 225 | 618 | 0 | 1.03 | LIGCO | -1 | 0.055073 | 0 | 618 |  |  | 0 | 0 | -0.055073 | 0 |  |  |  |  | 0 | 0
3382 | BBRN_2G | 2 | North | YES | -0.003991 | 589 | 225 | 589 | 0 | 1.03 | LIGCO | -1 | 0.055073 | 0 | 589 |  |  | 0 | 0 | -0.055073 | 0 |  |  |  |  | 0 | 0
13133 | CALFREST_3G | 3 | North | YES | -0.004051 | 177.4 | 40 | 177.4 | 0 | 1.031 | CC | -1 | 0.055133 | 177.4 | 177.4 |  |  | -0.71865 | 177.4 | -0.055133 | -9.7805 |  |  |  |  | 0 | 0
13132 | CALFREST_2G | 2 | North | YES | -0.004051 | 151 | 57 | 151 | 0 | 1.031 | CC | -1 | 0.055133 | 151 | 151 |  |  | -0.6117 | 151 | -0.055133 | -8.325 |  |  |  |  | 0 | 0
13131 | CALFREST_1G | 1 | North | YES | -0.004051 | 150.7 | 40 | 150.7 | 0 | 1.031 | CC | -1 | 0.055133 | 150.7 | 150.7 |  |  | -0.61049 | 150.7 | -0.055133 | -8.3085 |  |  |  |  | 0 | 0
13136 | CALFREST_6G | 6 | North | YES | -0.004067 | 177.5 | 40 | 177.5 | 0 | 1.031 | CC | -1 | 0.055149 | 177.5 | 177.5 |  |  | -0.72189 | 177.5 | -0.055149 | -9.7889 |  |  |  |  | 0 | 0
13135 | CALFREST_5G | 5 | North | YES | -0.004067 | 152.3 | 57 | 152.3 | 0 | 1.031 | CC | -1 | 0.055149 | 152.3 | 152.3 |  |  | -0.6194 | 152.3 | -0.055149 | -8.3991 |  |  |  |  | 0 | 0
13134 | CALFREST_4G | 4 | North | YES | -0.004067 | 151.5 | 40 | 151.5 | 0 | 1.031 | CC | -1 | 0.055149 | 151.5 | 151.5 |  |  | -0.61615 | 151.5 | -0.055149 | -8.355 |  |  |  |  | 0 | 0
366 | JNSNCNTY802 | 1 | North | YES | -0.004068 | 168 | 20 | 168 | 0 | 1.02 | Cogen | -1 | 0.05515 | 0 | 0 |  |  | 0 | 0 | -0.05515 | 0 |  |  |  |  | 0 | 0
367 | JNSNCNTY802 | 2 | North | YES | -0.004068 | 90 | 20 | 90 | 0 | 1.02 | Cogen | -1 | 0.05515 | 0 | 0 |  |  | 0 | 0 | -0.05515 | 0 |  |  |  |  | 0 | 0
1938 | MDLTHELP_6G | 6 | North | YES | -0.004216 | 226 | 74 | 226 | 0 | 1 | CC | -1 | 0.055298 | 226 | 226 |  |  | -0.95282 | 226 | -0.055298 | -12.4973 |  |  |  |  | 0 | 0
1937 | MDLTHELP_5G | 5 | North | YES | -0.004216 | 224 | 74 | 224 | 0 | 1 | CC | -1 | 0.055298 | 224 | 224 |  |  | -0.94438 | 224 | -0.055298 | -12.3867 |  |  |  |  | 0 | 0
1943 | MDLTHELP_3G | 3 | North | YES | -0.004216 | 212 | 74 | 212 | 0 | 1 | CC | -1 | 0.055298 | 212 | 212 |  |  | -0.89379 | 212 | -0.055298 | -11.7231 |  |  |  |  | 0 | 0
1944 | MDLTHELP_4G | 4 | North | YES | -0.004216 | 211 | 74 | 211 | 0 | 1 | CC | -1 | 0.055298 | 211 | 211 |  |  | -0.88958 | 211 | -0.055298 | -11.6678 |  |  |  |  | 0 | 0
3126 | TRINIDAD_6G | 1 | North | YES | -0.004295 | 179.2 | 46 | 224 | 0 | 1 | GST | -1 | 0.055377 | 224 | 224 |  |  | -0.96208 | 224 | -0.055377 | -12.4044 |  |  |  |  | 0 | 0
1941 | MDLTHELP_1G | 1 | North | YES | -0.004349 | 216.4 | 74 | 216.4 | 0 | 1 | CC | -1 | 0.055431 | 216.4 | 216.4 |  |  | -0.94112 | 216.4 | -0.055431 | -11.9952 |  |  |  |  | 0 | 0
1942 | MDLTHELP_2G | 2 | North | YES | -0.004349 | 216.1 | 74 | 216.1 | 0 | 1 | CC | -1 | 0.055431 | 216.1 | 216.1 |  |  | -0.93982 | 216.1 | -0.055431 | -11.9786 |  |  |  |  | 0 | 0
1892 | DECRDOVA_2G | A | North | YES | -0.004358 | 65 | 65 | 70 | 0 | 1.025 | GGT | -1 | 0.05544 | 70 | 70 |  |  | -0.30506 | 70 | -0.05544 | -3.8808 |  |  |  |  | 0 | 0
1893 | DECRDOVA_3G | B | North | YES | -0.004358 | 65 | 65 | 69 | 0 | 1.025 | GGT | -1 | 0.05544 | 69 | 69 |  |  | -0.3007 | 69 | -0.05544 | -3.8253 |  |  |  |  | 0 | 0
1894 | DECRDOVA_4G | C | North | YES | -0.004358 | 65 | 65 | 69 | 0 | 1.025 | GGT | -1 | 0.05544 | 69 | 69 |  |  | -0.3007 | 69 | -0.05544 | -3.8253 |  |  |  |  | 0 | 0
1895 | DECRDOVA_5G | D | North | YES | -0.004358 | 65 | 65 | 68 | 0 | 1.025 | GGT | -1 | 0.05544 | 68 | 68 |  |  | -0.29634 | 68 | -0.05544 | -3.7699 |  |  |  |  | 0 | 0
12322 | ENNSTRAC_1G | 1 | North | YES | -0.004366 | 196 | 130 | 196 | 0 | 1.036 | CC | -1 | 0.055448 | 196 | 196 |  |  | -0.85574 | 196 | -0.055448 | -10.8677 |  |  |  |  | 0 | 0
12323 | ENNSTRAC_2G | 2 | North | YES | -0.004366 | 116 | 100 | 116 | 0 | 1.036 | CC | -1 | 0.055448 | 116 | 116 |  |  | -0.50646 | 116 | -0.055448 | -6.4319 |  |  |  |  | 0 | 0
3108 | STRYKER_2G | 2 | North | YES | -0.004375 | 484 | 75 | 484 | 0 | 1.029 | GST | -1 | 0.055457 | 484 | 484 |  |  | -2.1175 | 484 | -0.055457 | -26.841 |  |  |  |  | 0 | 0
3107 | STRYKER_1G | 1 | North | YES | -0.004375 | 145.6 | 45 | 182 | 0 | 1.029 | GST | -1 | 0.055457 | 182 | 182 |  |  | -0.79625 | 182 | -0.055457 | -10.0931 |  |  |  |  | 0 | 0
3309 | ASPN_G | 1 | North | YES | -0.00438 | 50 | 0 | 50 |  | 1 | Bio | -1 | 0.055462 | 50 | 50 |  |  | -0.219 | 50 | -0.055462 | -2.7731 |  |  |  |  | 0 | 0
3348 | CHAMPION_1G | MB | North | YES | -0.004384 | 0 | 42 | 42 |  | 1 | Cogen | -1 | 0.055466 | 0 | 0 |  |  | 0 | 0 | -0.055466 | 0 |  |  |  |  | 0 | 0
13119 | TGATEWAY_4G | 4 | North | YES | -0.004416 | 399 | 65 | 399 | 0 | 1.0232 | CC | -1 | 0.055498 | 399 | 399 |  |  | -1.762 | 399 | -0.055498 | -22.1436 |  |  |  |  | 0 | 0
13116 | TGATEWAY_1G | 1 | North | YES | -0.004416 | 151 | 30 | 151 | 0 | 1.0232 | CC | -1 | 0.055498 | 151 | 151 |  |  | -0.66682 | 151 | -0.055498 | -8.3801 |  |  |  |  | 0 | 0
13118 | TGATEWAY_3G | 3 | North | YES | -0.004416 | 148 | 30 | 148 | 0 | 1.0232 | CC | -1 | 0.055498 | 148 | 148 |  |  | -0.65357 | 148 | -0.055498 | -8.2137 |  |  |  |  | 0 | 0
13117 | TGATEWAY_2G | 2 | North | YES | -0.004416 | 130 | 30 | 130 | 0 | 1.0232 | CC | -1 | 0.055498 | 130 | 130 |  |  | -0.57408 | 130 | -0.055498 | -7.2147 |  |  |  |  | 0 | 0
3097 | MARTLAKE_1G | 1 | North | YES | -0.004453 | 790 | 500 | 790 | 0 | 1.017 | LIGCO | -1 | 0.055535 | 0 | 790 |  |  | 0 | 0 | -0.055535 | 0 |  |  |  |  | 0 | 0
3098 | MARTLAKE_2G | 2 | North | YES | -0.004453 | 795 | 461 | 795 | 0 | 1.017 | LIGCO | -1 | 0.055535 | 0 | 795 |  |  | 0 | 0 | -0.055535 | 0 |  |  |  |  | 0 | 0
3099 | MARTLAKE_3G | 3 | North | YES | -0.004453 | 804 | 500 | 804 | 0 | 1.017 | LIGCO | -1 | 0.055535 | 0 | 804 |  |  | 0 | 0 | -0.055535 | 0 |  |  |  |  | 0 | 0
2417 | MTCK8_G | 8 | North | YES | -0.004652 | 444.8 | 60 | 556 | 0 | 1.022 | GSC | -1 | 0.055734 | 556 | 556 |  |  | -2.5865 | 556 | -0.055734 | -30.9879 |  |  |  |  | 0 | 0
2413 | MTCK6_G | 6 | North | YES | -0.004652 | 0 | 30 | 118 |  | 1.022 | GST | -1 | 0.055734 | 118 | 118 |  |  | -0.54894 | 118 | -0.055734 | -6.5766 |  |  |  |  | 0 | 0
2414 | MTCK7_G | 7 | North | YES | -0.004652 | 0 | 30 | 115 |  | 1.022 | GST | -1 | 0.055734 | 115 | 115 |  |  | -0.53498 | 115 | -0.055734 | -6.4094 |  |  |  |  | 0 | 0
12440 | PARKD_1SVC8 | 1 | North | YES | -0.004709 | 0 | 0 | 0 | 0 | 1.007 | GST | -1 | 0.055791 | 0 | 0 |  |  | 0 | 0 | -0.055791 | 0 |  |  |  |  | 0 | 0
12449 | PARKD_2SVC8 | 1 | North | YES | -0.004709 | 0 | 0 | 0 | 0 | 1.007 | GST | -1 | 0.055791 | 0 | 0 |  |  | 0 | 0 | -0.055791 | 0 |  |  |  |  | 0 | 0
12424 | FPLEFR2S_G | 4 | North | YES | -0.004725 | 415 | 191 | 415 | 0 | 1 | CC | -1 | 0.055807 | 415 | 415 |  |  | -1.9609 | 415 | -0.055807 | -23.1598 |  |  |  |  | 0 | 0
12414 | FPLEFR1S_G | 4 | North | YES | -0.004725 | 414 | 191 | 414 | 0 | 1 | CC | -1 | 0.055807 | 414 | 414 |  |  | -1.9562 | 414 | -0.055807 | -23.104 |  |  |  |  | 0 | 0
12412 | FPLEFR1B_G | 2 | North | YES | -0.004725 | 164 | 72 | 164 | 0 | 1 | CC | -1 | 0.055807 | 164 | 164 |  |  | -0.7749 | 164 | -0.055807 | -9.1523 |  |  |  |  | 0 | 0
12413 | FPLEFR1C_G | 3 | North | YES | -0.004725 | 164 | 72 | 164 | 0 | 1 | CC | -1 | 0.055807 | 164 | 164 |  |  | -0.7749 | 164 | -0.055807 | -9.1523 |  |  |  |  | 0 | 0
12423 | FPLEFR2C_G | 3 | North | YES | -0.004725 | 163 | 72 | 163 | 0 | 1 | CC | -1 | 0.055807 | 163 | 163 |  |  | -0.77018 | 163 | -0.055807 | -9.0965 |  |  |  |  | 0 | 0
12421 | FPLEFR2A_G | 1 | North | YES | -0.004725 | 162 | 72 | 162 | 0 | 1 | CC | -1 | 0.055807 | 162 | 162 |  |  | -0.76545 | 162 | -0.055807 | -9.0407 |  |  |  |  | 0 | 0
12411 | FPLEFR1A_G | 1 | North | YES | -0.004725 | 161 | 72 | 161 | 0 | 1 | CC | -1 | 0.055807 | 161 | 161 |  |  | -0.76072 | 161 | -0.055807 | -8.9849 |  |  |  |  | 0 | 0
12422 | FPLEFR2B_G | 2 | North | YES | -0.004725 | 161 | 72 | 161 | 0 | 1 | CC | -1 | 0.055807 | 161 | 161 |  |  | -0.76072 | 161 | -0.055807 | -8.9849 |  |  |  |  | 0 | 0
2452 | LKHB2_G | 2 | North | YES | -0.004743 | 516 | 80 | 516 | 0 | 1.022 | GST | -1 | 0.055825 | 516 | 516 |  |  | -2.4474 | 516 | -0.055825 | -28.8055 |  |  |  |  | 0 | 0
2451 | LKHB1_G | 1 | North | YES | -0.004743 | 0 | 80 | 391 |  | 1.022 | GST | -1 | 0.055825 | 391 | 391 |  |  | -1.8545 | 391 | -0.055825 | -21.8274 |  |  |  |  | 0 | 0
950 | STEAM3 | 1 | North | YES | -0.004837 | 41 | 13 | 42 | 0 | 1.02 | GST | -1 | 0.055919 | 42 | 42 |  |  | -0.20315 | 42 | -0.055919 | -2.3486 |  |  |  |  | 0 | 0
949 | STEAM2 | 1 | North | YES | -0.004837 | 26 | 8 | 26 | 0 | 0.99 | GST | -1 | 0.055919 | 26 | 26 |  |  | -0.12576 | 26 | -0.055919 | -1.4539 |  |  |  |  | 0 | 0
948 | STEAM1 | 1 | North | YES | -0.004837 | 0 | 12 | 20 |  | 1.02 | GST | -1 | 0.055919 | 20 | 20 |  |  | -0.09674 | 20 | -0.055919 | -1.1184 |  |  |  |  | 0 | 0
837 | NEWMAN_G5 | 1 | North | YES | -0.00484 | 0 | 15 | 40 |  | 1.01 | GST | -1 | 0.055922 | 40 | 40 |  |  | -0.1936 | 40 | -0.055922 | -2.2369 |  |  |  |  | 0 | 0
844 | OLINGER_G3 | 1 | North | YES | -0.004855 | 103.9 | 45 | 150 | 0 | 1.03 | GST | -1 | 0.055937 | 150 | 150 |  |  | -0.72825 | 150 | -0.055937 | -8.3905 |  |  |  |  | 0 | 0
843 | OLINGER_G2 | 1 | North | YES | -0.004855 | 76.2 | 25 | 110 | 0 | 1.03 | GST | -1 | 0.055937 | 110 | 110 |  |  | -0.53405 | 110 | -0.055937 | -6.153 |  |  |  |  | 0 | 0
842 | OLINGER_G1 | 1 | North | YES | -0.004855 | 55.4 | 20 | 79 | 0 | 1.03 | GST | -1 | 0.055937 | 79 | 79 |  |  | -0.38355 | 79 | -0.055937 | -4.419 |  |  |  |  | 0 | 0
845 | OLINGER_G4 | 1 | North | YES | -0.004855 | 51.9 | 0 | 76 | 0 | 1.03 | GGT | -1 | 0.055937 | 76 | 76 |  |  | -0.36898 | 76 | -0.055937 | -4.2512 |  |  |  |  | 0 | 0
1701 | MOSES_1G | 1 | North | YES | -0.004937 | 558 | 175 | 558 | 0 | 1.023 | LIGCO | -1 | 0.056019 | 0 | 558 |  |  | 0 | 0 | -0.056019 | 0 |  |  |  |  | 0 | 0
1702 | MOSES_2G | 2 | North | YES | -0.004937 | 579 | 175 | 579 | 0 | 1.023 | LIGCO | -1 | 0.056019 | 0 | 579 |  |  | 0 | 0 | -0.056019 | 0 |  |  |  |  | 0 | 0
1703 | MOSES_3G | 3 | North | YES | -0.004937 | 808 | 463 | 808 | 0 | 1.023 | LIGCO | -1 | 0.056019 | 0 | 808 |  |  | 0 | 0 | -0.056019 | 0 |  |  |  |  | 0 | 0
5925 | DCEAST | EQ | North | YES | -0.004937 | 400.3 | -600 | 600 | 0 | 1.025 | DCTie | -1 | 0.056019 | 0 | 0 |  |  | 0 | 0 | -0.056019 | 0 |  |  |  |  | 0 | 0
1675 | PEC_1G | 1 | North | YES | -0.004986 | 76.7 | 35 | 76.7 | 0 | 1.022 | Cogen | -1 | 0.056068 | 0 | 0 |  |  | 0 | 0 | -0.056068 | 0 |  |  |  |  | 0 | 0
1676 | PEC_2G | 2 | North | YES | -0.004986 | 79.6 | 35 | 79.6 | 0 | 1.022 | Cogen | -1 | 0.056068 | 0 | 0 |  |  | 0 | 0 | -0.056068 | 0 |  |  |  |  | 0 | 0
1677 | PEC_3G | 3 | North | YES | -0.004986 | 88.4 | 35 | 88.4 | 0 | 1.022 | Cogen | -1 | 0.056068 | 0 | 0 |  |  | 0 | 0 | -0.056068 | 0 |  |  |  |  | 0 | 0
1683 | LAMARPWR_6G | 6 | North | YES | -0.004987 | 198 | 129.1 | 198 | 0 | 1.038 | CC | -1 | 0.056069 | 198 | 198 |  |  | -0.98743 | 198 | -0.056069 | -11.1016 |  |  |  |  | 0 | 0
1680 | LAMARPWR_3G | 3 | North | YES | -0.004987 | 196 | 129.1 | 196 | 0 | 1.038 | CC | -1 | 0.056069 | 196 | 196 |  |  | -0.97745 | 196 | -0.056069 | -10.9895 |  |  |  |  | 0 | 0
1678 | LAMARPWR_1G | 1 | North | YES | -0.004987 | 160 | 67.7 | 160 | 0 | 1.038 | CC | -1 | 0.056069 | 160 | 160 |  |  | -0.79792 | 160 | -0.056069 | -8.971 |  |  |  |  | 0 | 0
1682 | LAMARPWR_5G | 5 | North | YES | -0.004987 | 157 | 67.7 | 157 | 0 | 1.038 | CC | -1 | 0.056069 | 157 | 157 |  |  | -0.78296 | 157 | -0.056069 | -8.8028 |  |  |  |  | 0 | 0
1679 | LAMARPWR_2G | 2 | North | YES | -0.004987 | 156 | 67.7 | 156 | 0 | 1.038 | CC | -1 | 0.056069 | 156 | 156 |  |  | -0.77797 | 156 | -0.056069 | -8.7467 |  |  |  |  | 0 | 0
1681 | LAMARPWR_4G | 4 | North | YES | -0.004987 | 156 | 67.7 | 156 | 0 | 1.038 | CC | -1 | 0.056069 | 156 | 156 |  |  | -0.77797 | 156 | -0.056069 | -8.7467 |  |  |  |  | 0 | 0
1948 | HANDLEY_4G | 4 | North | YES | -0.005005 | 348 | 150 | 435 | 0 | 1.022 | GST | -1 | 0.056087 | 435 | 435 |  |  | -2.1772 | 435 | -0.056087 | -24.3977 |  |  |  |  | 0 | 0
1689 | VALLEY_3G | 3 | North | YES | -0.005008 | 0 | 25 | 375 |  | 1.003 | GST | -1 | 0.05609 | 375 | 375 |  |  | -1.878 | 375 | -0.05609 | -21.0336 |  |  |  |  | 0 | 0
11693 | KMICHIST3_G | 3 | North | YES | -0.005008 | 312 | 60 | 312 | 0 | 1.026 | CC | -1 | 0.05609 | 312 | 312 |  |  | -1.5625 | 312 | -0.05609 | -17.5 |  |  |  |  | 0 | 0
11696 | KMICHIST6_G | 6 | North | YES | -0.005008 | 310 | 60 | 310 | 0 | 1.026 | CC | -1 | 0.05609 | 310 | 310 |  |  | -1.5525 | 310 | -0.05609 | -17.3878 |  |  |  |  | 0 | 0
11695 | KMICHICT5_G | 5 | North | YES | -0.005008 | 148 | 80 | 148 | 0 | 1.026 | CC | -1 | 0.05609 | 148 | 148 |  |  | -0.74118 | 148 | -0.05609 | -8.3013 |  |  |  |  | 0 | 0
11692 | KMICHICT2_G | 2 | North | YES | -0.005008 | 146 | 80 | 146 | 0 | 1.026 | CC | -1 | 0.05609 | 146 | 146 |  |  | -0.73117 | 146 | -0.05609 | -8.1891 |  |  |  |  | 0 | 0
11691 | KMICHICT1_G | 1 | North | YES | -0.005008 | 144 | 80 | 144 | 0 | 1.026 | CC | -1 | 0.05609 | 144 | 144 |  |  | -0.72115 | 144 | -0.05609 | -8.0769 |  |  |  |  | 0 | 0
11694 | KMICHICT4_G | 4 | North | YES | -0.005008 | 144 | 80 | 144 | 0 | 1.026 | CC | -1 | 0.05609 | 144 | 144 |  |  | -0.72115 | 144 | -0.05609 | -8.0769 |  |  |  |  | 0 | 0
1949 | HANDLEY_5G | 5 | North | YES | -0.00501 | 348 | 150 | 435 | 0 | 1.022 | GST | -1 | 0.056092 | 435 | 435 |  |  | -2.1793 | 435 | -0.056092 | -24.3999 |  |  |  |  | 0 | 0
1947 | HANDLEY_3G | 3 | North | YES | -0.00501 | 316 | 100 | 395 | 0 | 1.022 | GST | -1 | 0.056092 | 395 | 395 |  |  | -1.9789 | 395 | -0.056092 | -22.1562 |  |  |  |  | 0 | 0
2383 | NTHLK3_G | 3 | North | YES | -0.005018 | 0 | 50 | 329 |  | 1.022 | GST | -1 | 0.0561 | 329 | 329 |  |  | -1.6509 | 329 | -0.0561 | -18.4568 |  |  |  |  | 0 | 0
2382 | NTHLK2_G | 2 | North | YES | -0.005018 | 0 | 35 | 181 |  | 1.022 | GST | -1 | 0.0561 | 181 | 181 |  |  | -0.90826 | 181 | -0.0561 | -10.154 |  |  |  |  | 0 | 0
2381 | NTHLK1_G | 1 | North | YES | -0.005018 | 0 | 35 | 156 |  | 1.022 | GST | -1 | 0.0561 | 156 | 156 |  |  | -0.78281 | 156 | -0.0561 | -8.7515 |  |  |  |  | 0 | 0
1688 | VALLEY_2G | 2 | North | YES | -0.005128 | 527 | 90 | 527 | 0 | 1.029 | GSC | -1 | 0.05621 | 527 | 527 |  |  | -2.7025 | 527 | -0.05621 | -29.6225 |  |  |  |  | 0 | 0
1687 | VALLEY_1G | 1 | North | YES | -0.005128 | 136 | 15 | 170 | 0 | 1.029 | GST | -1 | 0.05621 | 170 | 170 |  |  | -0.87176 | 170 | -0.05621 | -9.5556 |  |  |  |  | 0 | 0
2371 | COLLIN_1G | MB | North | YES | -0.005194 | 0 | 40 | 138 |  | 1.022 | GST | -1 | 0.056276 | 0 | 0 |  |  | 0 | 0 | -0.056276 | 0 |  |  |  |  | 0 | 0
6948 | DENISNDM | 1 | North | YES | -0.005212 | 40 | 5 | 40 |  | 1.015 | Hydro | -1 | 0.056294 | 0 | 0 |  |  | 0 | 0 | -0.056294 | 0 |  |  |  |  | 0 | 0
6948 | DENISNDM | 2 | North | YES | -0.005212 | 31 | 5 | 40 |  | 1.015 | Hydro | -1 | 0.056294 | 0 | 0 |  |  | 0 | 0 | -0.056294 | 0 |  |  |  |  | 0 | 0
924 | SPENCER_G5 | 1 | North | YES | -0.006107 | 52 | 20 | 66 | 0 | 1.03 | GST | -1 | 0.057189 | 66 | 66 |  |  | -0.40306 | 66 | -0.057189 | -3.7745 |  |  |  |  | 0 | 0
923 | SPENCER_G4 | 1 | North | YES | -0.006107 | 48 | 20 | 61 | 0 | 1.03 | GST | -1 | 0.057189 | 61 | 61 |  |  | -0.37253 | 61 | -0.057189 | -3.4885 |  |  |  |  | 0 | 0
1326 | STANTONW_8 | 1 | West | YES | 0.051714 | 20.1 | 0 | 100.5 |  | 1.01 | Wind | 1 | 0.057431 | 0 | 100.5 | 5.1973 | 100.5 |  |  | 0.057431 | 5.7719 |  |  |  |  | 0 | 0
1861 | EAGLEMNT_1G | MB | North | YES | -0.006619 | 0 | 30 | 112 |  | 1.022 | GST | -1 | 0.057701 | 0 | 0 |  |  | 0 | 0 | -0.057701 | 0 |  |  |  |  | 0 | 0
1862 | EAGLEMNT_2G | MB | North | YES | -0.006619 | 0 | 40 | 100 |  | 1.022 | GST | -1 | 0.057701 | 0 | 0 |  |  | 0 | 0 | -0.057701 | 0 |  |  |  |  | 0 | 0
1863 | EAGLEMNT_3G | MB | North | YES | -0.006619 | 0 | 50 | 378 |  | 1.022 | GST | -1 | 0.057701 | 0 | 0 |  |  | 0 | 0 | -0.057701 | 0 |  |  |  |  | 0 | 0
1455 | WCPWRCO_3G | 3 | North | YES | -0.007047 | 242 | 50 | 242 |  | 1.02 | CC | -1 | 0.058129 | 242 | 242 |  |  | -1.7054 | 242 | -0.058129 | -14.0671 |  |  |  |  | 0 | 0
1453 | WCPWRCO_1G | 1 | North | YES | -0.007047 | 204 | 50 | 204 | 0 | 1.02 | CC | -1 | 0.058129 | 204 | 204 |  |  | -1.4376 | 204 | -0.058129 | -11.8582 |  |  |  |  | 0 | 0
1454 | WCPWRCO_2G | 2 | North | YES | -0.007047 | 204 | 50 | 204 | 0 | 1.02 | CC | -1 | 0.058129 | 204 | 204 |  |  | -1.4376 | 204 | -0.058129 | -11.8582 |  |  |  |  | 0 | 0
1328 | OCOTILLO_1G | 1 | West | YES | 0.053815 | 11.6 | 0 | 58 |  | 1.01 | Wind | 1 | 0.059532 | 0 | 58 | 3.1213 | 58 |  |  | 0.059532 | 3.4529 |  |  |  |  | 0 | 0
1349 | WESTXWIN_1G | 1 | West | YES | 0.053941 | 1.3 | 0 | 6.6 |  | 1.014 | Wind | 1 | 0.059658 | 0 | 6.6 | 0.35601 | 6.6 |  |  | 0.059658 | 0.39375 |  |  |  |  | 0 | 0
1350 | NWPWRG1_1G | 1 | West | YES | 0.053941 | 6.9 | 1 | 34.3 |  | 1.014 | Wind | 1 | 0.059658 | 0 | 34.3 | 1.8502 | 34.3 |  |  | 0.059658 | 2.0463 |  |  |  |  | 0 | 0
728 | WOLFRIDGE801 | 1 | North | YES | -0.00861 | 11.2 | 0 | 112.5 | 0 | 0.99 | Wind | -1 | 0.059692 | 0 | 112.5 |  |  | 0 | 0 | -0.059692 | 0 |  |  |  |  | 0 | 0
1333 | MCDDONAL_8 | 1 | West | YES | 0.054487 | 42.8 | 0 | 214.2 |  | 1.01 | Wind | 1 | 0.060204 | 0 | 214.2 | 11.6711 | 214.2 |  |  | 0.060204 | 12.8958 |  |  |  |  | 0 | 0
1044 | MRGNFG_6G | F | West | YES | 0.055618 | 66 | 66 | 66 | 0 | 1.029 | GGT | 1 | 0.061335 | 66 | 66 | 3.6708 | 66 |  |  | 0.061335 | 4.0481 |  |  |  |  | 0 | 0
1042 | MRGNDG_4G | D | West | YES | 0.055618 | 68 | 68 | 68 | 0 | 1.029 | GGT | 1 | 0.061335 | 68 | 68 | 3.782 | 68 |  |  | 0.061335 | 4.1708 |  |  |  |  | 0 | 0
1039 | MRGNAG_1G | A | West | YES | 0.055618 | 69 | 69 | 69 | 0 | 1.029 | GGT | 1 | 0.061335 | 69 | 69 | 3.8376 | 69 |  |  | 0.061335 | 4.2321 |  |  |  |  | 0 | 0
1041 | MRGNCG_3G | C | West | YES | 0.055618 | 69 | 69 | 70 | 0 | 1.029 | GGT | 1 | 0.061335 | 70 | 70 | 3.8933 | 70 |  |  | 0.061335 | 4.2935 |  |  |  |  | 0 | 0
1043 | MRGNEG_5G | E | West | YES | 0.055618 | 68 | 68 | 70 | 0 | 1.029 | GGT | 1 | 0.061335 | 70 | 70 | 3.8933 | 70 |  |  | 0.061335 | 4.2935 |  |  |  |  | 0 | 0
1040 | MRGNBG_2G | B | West | YES | 0.055618 | 70 | 70 | 71 | 0 | 1.029 | GGT | 1 | 0.061335 | 71 | 71 | 3.9489 | 71 |  |  | 0.061335 | 4.3548 |  |  |  |  | 0 | 0
1037 | MORGAN5G_5G | 5 | West | YES | 0.055618 | 109.6 | 40 | 137 | 0 | 1.029 | GST | 1 | 0.061335 | 137 | 137 | 7.6197 | 137 |  |  | 0.061335 | 8.403 |  |  |  |  | 0 | 0
1320 | BSP 1 | 1 | West | YES | 0.055978 | 25.5 | 2.9 | 25.8 | 0 | 1 | Cogen | 1 | 0.061695 | 0 | 0 | 0 | 0 |  |  | 0.061695 | 0 |  |  |  |  | 0 | 0
1432 | GRHAMSES_2G | 2 | North | YES | -0.011043 | 294.9 | 90 | 366 | 0 | 1.014 | GST | -1 | 0.062125 | 366 | 366 |  |  | -4.0417 | 366 | -0.062125 | -22.7376 |  |  |  |  | 0 | 0
580 | JCKCNTY801 | 1 | North | YES | -0.011394 | 288 | 0 | 288 | 0 | 1.022 | CC | -1 | 0.062476 | 288 | 288 |  |  | -3.2815 | 288 | -0.062476 | -17.993 |  |  |  |  | 0 | 0
581 | JCKCNTY802 | 2 | North | YES | -0.011394 | 147 | 0 | 147 | 0 | 1.022 | CC | -1 | 0.062476 | 147 | 147 |  |  | -1.6749 | 147 | -0.062476 | -9.1839 |  |  |  |  | 0 | 0
582 | JCKCNTY803 | 3 | North | YES | -0.011394 | 147 | 0 | 147 | 0 | 1.022 | CC | -1 | 0.062476 | 147 | 147 |  |  | -1.6749 | 147 | -0.062476 | -9.1839 |  |  |  |  | 0 | 0
1327 | WILDHRSE_1G | 1 | West | YES | 0.057966 | 0 | 0 | 120 |  | 1 | Wind | 1 | 0.063683 | 0 | 120 | 6.9559 | 120 |  |  | 0.063683 | 7.642 |  |  |  |  | 0 | 0
1479 | WFCOGEN_1G | 1 | North | YES | -0.012803 | 16 | 12 | 20 | 0 | 1 | Cogen | -1 | 0.063885 | 0 | 0 |  |  | 0 | 0 | -0.063885 | 0 |  |  |  |  | 0 | 0
1479 | WFCOGEN_1G | 2 | North | YES | -0.012803 | 16 | 12 | 20 | 0 | 1 | Cogen | -1 | 0.063885 | 0 | 0 |  |  | 0 | 0 | -0.063885 | 0 |  |  |  |  | 0 | 0
1482 | WFCOGEN_2G | 2 | North | YES | -0.012803 | 13.6 | 12 | 17 | 0 | 1 | Cogen | -1 | 0.063885 | 0 | 0 |  |  | 0 | 0 | -0.063885 | 0 |  |  |  |  | 0 | 0
1482 | WFCOGEN_2G | 1 | North | YES | -0.012803 | 16 | 12 | 20 | 0 | 1 | Cogen | -1 | 0.063885 | 0 | 0 |  |  | 0 | 0 | -0.063885 | 0 |  |  |  |  | 0 | 0
334 | RWMILLER03 | 3 | North | YES | -0.012958 | 166.4 | 65 | 208 | 0 | 1.04 | GST | -1 | 0.06404 | 208 | 208 |  |  | -2.6953 | 208 | -0.06404 | -13.3202 |  |  |  |  | 0 | 0
333 | RWMILLER02 | 2 | North | YES | -0.012958 | 95.2 | 37 | 119 | 0 | 1.04 | GST | -1 | 0.06404 | 119 | 119 |  |  | -1.542 | 119 | -0.06404 | -7.6207 |  |  |  |  | 0 | 0
335 | RWMILLER04 | 4 | North | YES | -0.012958 | 81.6 | 0 | 102 | 0 | 1.04 | GST | -1 | 0.06404 | 102 | 102 |  |  | -1.3217 | 102 | -0.06404 | -6.532 |  |  |  |  | 0 | 0
336 | RWMILLER05 | 5 | North | YES | -0.012958 | 80.8 | 0 | 101 | 0 | 1.04 | GST | -1 | 0.06404 | 101 | 101 |  |  | -1.3088 | 101 | -0.06404 | -6.468 |  |  |  |  | 0 | 0
332 | RWMILLER01 | 1 | North | YES | -0.012958 | 58.4 | 18.5 | 73 | 0 | 1.04 | GST | -1 | 0.06404 | 73 | 73 |  |  | -0.94593 | 73 | -0.06404 | -4.6749 |  |  |  |  | 0 | 0
505 | NTHTEXAS03 | 3 | North | YES | -0.013693 | 30.4 | 15 | 38 |  | 1.015 | GST | -1 | 0.064775 | 38 | 38 |  |  | -0.52033 | 38 | -0.064775 | -2.4614 |  |  |  |  | 0 | 0
503 | NTHTEXAS01 | 1 | North | YES | -0.013693 | 0 | 5 | 18 |  | 1.015 | GST | -1 | 0.064775 | 18 | 18 |  |  | -0.24647 | 18 | -0.064775 | -1.1659 |  |  |  |  | 0 | 0
504 | NTHTEXAS02 | 2 | North | YES | -0.013693 | 14.4 | 5 | 18 |  | 1.015 | GST | -1 | 0.064775 | 18 | 18 |  |  | -0.24647 | 18 | -0.064775 | -1.1659 |  |  |  |  | 0 | 0
1360 | GUNSIGHT_8 | 1 | West | YES | 0.05943 | 0 | 0 | 120 |  | 1.01 | Wind | 1 | 0.065147 | 0 | 120 | 7.1316 | 120 |  |  | 0.065147 | 7.8177 |  |  |  |  | 0 | 0
11320 | COYOTE_1G | 1 | West | YES | 0.064215 | 22.5 | 0 | 225 |  | 1 | Wind | 1 | 0.069932 | 0 | 225 | 14.4484 | 225 |  |  | 0.069932 | 15.7348 |  |  |  |  | 0 | 0
11309 | BULLCREK_2G | 1 | West | YES | 0.064921 | 20.9 | 0 | 180 |  | 1 | Wind | 1 | 0.070638 | 0 | 180 | 11.6858 | 180 |  |  | 0.070638 | 12.7149 |  |  |  |  | 0 | 0
11310 | BULLCREK_1G | 1 | West | YES | 0.064921 | 15.1 | 0 | 180 |  | 1 | Wind | 1 | 0.070638 | 0 | 180 | 11.6858 | 180 |  |  | 0.070638 | 12.7149 |  |  |  |  | 0 | 0
344 | MRSSHPRD | 1 | North | YES | -0.02351 | 0 | 0 | 12 |  | 1.03 | Hydro | -1 | 0.074592 | 0 | 0 |  |  | 0 | 0 | -0.074592 | 0 |  |  |  |  | 0 | 0
345 | MRSSHPRD01 | 2 | North | YES | -0.02351 | 0 | 0 | 12 |  | 1.03 | Hydro | -1 | 0.074592 | 0 | 0 |  |  | 0 | 0 | -0.074592 | 0 |  |  |  |  | 0 | 0
6637 | SNYDERW1A | 1 | West | YES | 0.069234 | 12.6 | 0 | 63 | 0 | 1.025 | Wind | 1 | 0.074951 | 0 | 63 | 4.3617 | 63 |  |  | 0.074951 | 4.7219 |  |  |  |  | 0 | 0
1073 | SCURRYCW_2G | 2 | West | YES | 0.072728 | 24 | 0 | 120 | 0 | 1.0217 | Wind | 1 | 0.078445 | 0 | 120 | 8.7274 | 120 |  |  | 0.078445 | 9.4135 |  |  |  |  | 0 | 0
1068 | SCURRYCW_1G | 1 | West | YES | 0.072728 | 28.2 | 1.3 | 141 | 0 | 1.0217 | Wind | 1 | 0.078445 | 0 | 141 | 10.2546 | 141 |  |  | 0.078445 | 11.0608 |  |  |  |  | 0 | 0
1069 | KINDERMG_1G | 1 | West | YES | 0.073006 | 25 | 5 | 25 | 0 | 1.017 | Cogen | 1 | 0.078723 | 0 | 0 | 0 | 0 |  |  | 0.078723 | 0 |  |  |  |  | 0 | 0
1070 | KINDERMG_2G | 1 | West | YES | 0.073006 | 45.7 | 12 | 45.7 | 0 | 1.017 | Cogen | 1 | 0.078723 | 0 | 0 | 0 | 0 |  |  | 0.078723 | 0 |  |  |  |  | 0 | 0
1071 | KINDERMG_3G | 1 | West | YES | 0.073006 | 45.7 | 12 | 45.7 | 0 | 1.017 | Cogen | 1 | 0.078723 | 0 | 0 | 0 | 0 |  |  | 0.078723 | 0 |  |  |  |  | 0 | 0
1062 | CIELOGEN_2G | 1 | West | YES | 0.073006 | 12.2 | 0 | 61 |  | 1 | Wind | 1 | 0.078723 | 0 | 61 | 4.4534 | 61 |  |  | 0.078723 | 4.8021 |  |  |  |  | 0 | 0
1061 | CIELOGEN_1G | 1 | West | YES | 0.073006 | 19.8 | 0 | 99 |  | 1 | Wind | 1 | 0.078723 | 0 | 99 | 7.2276 | 99 |  |  | 0.078723 | 7.7936 |  |  |  |  | 0 | 0
60057 | CALLAHAN1A | 1 | West | YES | 0.07954 | 22.8 | 0 | 114 | 0 | 1.04 | Wind | 1 | 0.085257 | 0 | 114 | 9.0676 | 114 |  |  | 0.085257 | 9.7194 |  |  |  |  | 0 | 0
1354 | AEPWIND_8 | 1 | West | YES | 0.081098 | 20.2 | 0 | 101 |  | 1 | Wind | 1 | 0.086815 | 0 | 101 | 8.1909 | 101 |  |  | 0.086815 | 8.7684 |  |  |  |  | 0 | 0
1343 | TRENTIPP_8 | 1 | West | YES | 0.081098 | 30 | 0 | 150 |  | 1.014 | Wind | 1 | 0.086815 | 0 | 150 | 12.1647 | 150 |  |  | 0.086815 | 13.0223 |  |  |  |  | 0 | 0
36998 | RDCNYNG1 | 1 | West | YES | 0.083083 | 16.8 | 0 | 84 |  | 1.01 | Wind | 1 | 0.0888 | 0 | 84 | 6.979 | 84 |  |  | 0.0888 | 7.4592 |  |  |  |  | 0 | 0
1600 | BARTNWND_1G | 1 | North | YES | -0.039656 | 12 | 0 | 120 | 0 | 1.022 | Wind | -1 | 0.090738 | 0 | 120 |  |  | 0 | 0 | -0.090738 | 0 |  |  |  |  | 0 | 0
6407 | TURKTRAK1A | 1 | West | YES | 0.091422 | 33.9 | 0 | 169.5 | 0 | 1.025 | Wind | 1 | 0.097139 | 0 | 169.5 | 15.496 | 169.5 |  |  | 0.097139 | 16.4651 |  |  |  |  | 0 | 0
1433 | GRHAMSES_1G | 1 | North | YES | -0.069024 | 242 | 60 | 242 | 0 | 1.038 | GST | -1 | 0.12011 | 242 | 242 |  |  | -16.7038 | 242 | -0.12011 | -29.0656 |  |  |  |  | 0 | 0
6144 | MCADOO1A | 1 | West | YES | 0.12729 | 15 | 0 | 150 | 0 | 1.025 | Wind | 1 | 0.133 | 0 | 150 | 19.0929 | 150 |  |  | 0.133 | 19.9505 |  |  |  |  | 0 | 0
60081 | WHRLWIND1A | 1 | West | YES | 0.14211 | 12 | 0 | 60 | 0 | 1.03 | Wind | 1 | 0.14783 | 0 | 60 | 8.5268 | 60 |  |  | 0.14783 | 8.8698 |  |  |  |  | 0 | 0
[26 empty] | 0 | 0
[26 empty] | 0 | 0
[26 empty] | 0 | 0
[26 empty] | 0 | 0
[26 empty] | 0 | 0
[26 empty] | 0 | 0
[26 empty] | 0 | 0
[26 empty] | 0 | 0
[26 empty] | 0 | 0
[26 empty] | 0 | 0
[26 empty] | 0 | 0
[26 empty] | 0 | 0
[26 empty] | 0 | 0
[26 empty] | 0 | 0
[26 empty] | 0 | 0
[26 empty] | 0 | 0
[26 empty] | 0 | 0
[26 empty] | 0 | 0
[26 empty] | 0 | 0
[26 empty] | 0 | 0
[26 empty] | 0 | 0
[26 empty] | 0 | 0
[26 empty] | 0 | 0
[26 empty] | 0 | 0
[26 empty] | 0 | 0
[26 empty] | 0 | 0
[26 empty] | 0 | 0
[26 empty] | 0 | 0
[26 empty] | 0 | 0
[26 empty] | 0 | 0
[26 empty] | 0 | 0
[26 empty] | 0 | 0
[26 empty] | 0 | 0
[26 empty] | 0 | 0
[26 empty] | 0 | 0
[26 empty] | 0 | 0
[26 empty] | 0 | 0
[26 empty] | 0 | 0
[26 empty] | 0 | 0
[26 empty] | 0 | 0
[26 empty] | 0 | 0
[26 empty] | 0 | 0
[26 empty] | 0 | 0
[26 empty] | 0 | 0
[26 empty] | 0 | 0
[26 empty] | 0 | 0
[26 empty] | 0 | 0
[26 empty] | 0 | 0
[26 empty] | 0 | 0
[26 empty] | 0 | 0
[26 empty] | 0 | 0
[26 empty] | 0 | 0
[26 empty] | 0 | 0
[26 empty] | 0 | 0
[26 empty] | 0 | 0
[26 empty] | 0 | 0
[26 empty] | 0 | 0
[26 empty] | 0 | 0
[26 empty] | 0 | 0
[26 empty] | 0 | 0
[26 empty] | 0 | 0
[26 empty] | 0 | 0
[26 empty] | 0 | 0
[26 empty] | 0 | 0
[26 empty] | 0 | 0
[26 empty] | 0 | 0
[26 empty] | 0 | 0
[26 empty] | 0 | 0
[26 empty] | 0 | 0
[26 empty] | 0 | 0
[26 empty] | 0 | 0
[26 empty] | 0 | 0
[26 empty] | 0 | 0
[26 empty] | 0 | 0
[26 empty] | 0 | 0
[26 empty] | 0 | 0
[26 empty] | 0 | 0
[26 empty] | 0 | 0
[26 empty] | 0 | 0
[26 empty] | 0 | 0
[26 empty] | 0 | 0
[26 empty] | 0 | 0
[26 empty] | 0 | 0
[26 empty] | 0 | 0
[26 empty] | 0 | 0
[26 empty] | 0 | 0
[26 empty] | 0 | 0
[26 empty] | 0 | 0
[26 empty] | 0 | 0
[26 empty] | 0 | 0
[26 empty] | 0 | 0
[26 empty] | 0 | 0
[26 empty] | 0 | 0
[26 empty] | 0 | 0
[26 empty] | 0 | 0
[26 empty] | 0 | 0
[26 empty] | 0 | 0
[26 empty] | 0 | 0
[26 empty] | 0 | 0
[26 empty] | 0 | 0
[26 empty] | 0 | 0
[26 empty] | 0 | 0
[26 empty] | 0 | 0
[26 empty] | 0 | 0
[26 empty] | 0 | 0
[26 empty] | 0 | 0
[26 empty] | 0 | 0
[26 empty] | 0 | 0
[26 empty] | 0 | 0
[26 empty] | 0 | 0
[26 empty] | 0 | 0
[26 empty] | 0 | 0
[26 empty] | 0 | 0
[26 empty] | 0 | 0
[26 empty] | 0 | 0
[26 empty] | 0 | 0
[26 empty] | 0 | 0
[26 empty] | 0 | 0
[26 empty] | 0 | 0
[26 empty] | 0 | 0
[26 empty] | 0 | 0
[26 empty] | 0 | 0
[26 empty] | 0 | 0
[26 empty] | 0 | 0
[26 empty] | 0 | 0
[26 empty] | 0 | 0
[26 empty] | 0 | 0
[26 empty] | 0 | 0
[26 empty] | 0 | 0
[26 empty] | 0 | 0
[26 empty] | 0 | 0
[26 empty] | 0 | 0
[26 empty] | 0 | 0
[26 empty] | 0 | 0
[26 empty] | 0 | 0
[26 empty] | 0 | 0
[26 empty] | 0 | 0
[26 empty] | 0 | 0
[26 empty] | 0 | 0
[26 empty] | 0 | 0
[26 empty] | 0 | 0
[26 empty] | 0 | 0
[26 empty] | 0 | 0
[26 empty] | 0 | 0
[26 empty] | 0 | 0
[26 empty] | 0 | 0
[26 empty] | 0 | 0
[26 empty] | 0 | 0
[26 empty] | 0 | 0
[26 empty] | 0 | 0
[26 empty] | 0 | 0
[26 empty] | 0 | 0
[26 empty] | 0 | 0
[26 empty] | 0 | 0
[26 empty] | 0 | 0
[26 empty] | 0 | 0
[26 empty] | 0 | 0
[26 empty] | 0 | 0
[26 empty] | 0 | 0
[26 empty] | 0 | 0
[26 empty] | 0 | 0
[26 empty] | 0 | 0
[26 empty] | 0 | 0
[26 empty] | 0 | 0
[26 empty] | 0 | 0
[26 empty] | 0 | 0
[26 empty] | 0 | 0
[26 empty] | 0 | 0
[26 empty] | 0 | 0
[26 empty] | 0 | 0
[26 empty] | 0 | 0
[26 empty] | 0 | 0
[26 empty] | 0 | 0
[26 empty] | 0 | 0
[26 empty] | 0 | 0
[26 empty] | 0 | 0
[26 empty] | 0 | 0
[26 empty] | 0 | 0
[26 empty] | 0 | 0
[26 empty] | 0 | 0
[26 empty] | 0 | 0
[26 empty] | 0 | 0
[26 empty] | 0 | 0
[26 empty] | 0 | 0
[26 empty] | 0 | 0
[26 empty] | 0 | 0
[26 empty] | 0 | 0
[26 empty] | 0 | 0
[26 empty] | 0 | 0
[26 empty] | 0 | 0
[26 empty] | 0 | 0
[26 empty] | 0 | 0
[26 empty] | 0 | 0
[26 empty] | 0 | 0
[26 empty] | 0 | 0
[26 empty] | 0 | 0
[26 empty] | 0 | 0
[26 empty] | 0 | 0
[26 empty] | 0 | 0
[26 empty] | 0 | 0
[26 empty] | 0 | 0
[26 empty] | 0 | 0
[26 empty] | 0 | 0
[26 empty] | 0 | 0
[26 empty] | 0 | 0
[26 empty] | 0 | 0
[26 empty] | 0 | 0
[26 empty] | 0 | 0
[26 empty] | 0 | 0
[26 empty] | 0 | 0
[26 empty] | 0 | 0
[26 empty] | 0 | 0
[26 empty] | 0 | 0
[26 empty] | 0 | 0
[26 empty] | 0 | 0
[26 empty] | 0 | 0
[26 empty] | 0 | 0
[26 empty] | 0 | 0
[26 empty] | 0 | 0
[26 empty] | 0 | 0
[26 empty] | 0 | 0
[26 empty] | 0 | 0
[26 empty] | 0 | 0
[26 empty] | 0 | 0
[26 empty] | 0 | 0
[26 empty] | 0 | 0
[26 empty] | 0 | 0
[26 empty] | 0 | 0
[26 empty] | 0 | 0
[26 empty] | 0 | 0
[26 empty] | 0 | 0
[26 empty] | 0 | 0
[26 empty] | 0 | 0
[26 empty] | 0 | 0
[26 empty] | 0 | 0
[26 empty] | 0 | 0
[26 empty] | 0 | 0
[26 empty] | 0 | 0
[26 empty] | 0 | 0
[26 empty] | 0 | 0
[26 empty] | 0 | 0
[26 empty] | 0 | 0
[26 empty] | 0 | 0
[26 empty] | 0 | 0
[26 empty] | 0 | 0
[26 empty] | 0 | 0
[26 empty] | 0 | 0
[26 empty] | 0 | 0
[26 empty] | 0 | 0
[26 empty] | 0 | 0
[26 empty] | 0 | 0
[26 empty] | 0 | 0
[26 empty] | 0 | 0
[26 empty] | 0 | 0
[26 empty] | 0 | 0
[26 empty] | 0 | 0
[26 empty] | 0 | 0
[26 empty] | 0 | 0
[26 empty] | 0 | 0
[26 empty] | 0 | 0
[26 empty] | 0 | 0
[26 empty] | 0 | 0
[26 empty] | 0 | 0
[26 empty] | 0 | 0
[26 empty] | 0 | 0
[26 empty] | 0 | 0
[26 empty] | 0 | 0
[26 empty] | 0 | 0
[26 empty] | 0 | 0
[26 empty] | 0 | 0
[26 empty] | 0 | 0
[26 empty] | 0 | 0
[26 empty] | 0 | 0
[26 empty] | 0 | 0
[26 empty] | 0 | 0
[26 empty] | 0 | 0
[26 empty] | 0 | 0
[26 empty] | 0 | 0
[26 empty] | 0 | 0
[26 empty] | 0 | 0
[26 empty] | 0 | 0
[26 empty] | 0 | 0
[26 empty] | 0 | 0
[26 empty] | 0 | 0
[26 empty] | 0 | 0
[26 empty] | 0 | 0
[26 empty] | 0 | 0
[26 empty] | 0 | 0
[26 empty] | 0 | 0
[26 empty] | 0 | 0
[26 empty] | 0 | 0
[26 empty] | 0 | 0
[26 empty] | 0 | 0
[26 empty] | 0 | 0
[26 empty] | 0 | 0
[26 empty] | 0 | 0
[26 empty] | 0 | 0
[26 empty] | 0 | 0
[26 empty] | 0 | 0
[26 empty] | 0 | 0
[26 empty] | 0 | 0
[26 empty] | 0 | 0
[26 empty] | 0 | 0
[26 empty] | 0 | 0
[26 empty] | 0 | 0
[26 empty] | 0 | 0
[26 empty] | 0 | 0
[26 empty] | 0 | 0
[26 empty] | 0 | 0
[26 empty] | 0 | 0
[26 empty] | 0 | 0
[26 empty] | 0 | 0
[26 empty] | 0 | 0
[26 empty] | 0 | 0
[26 empty] | 0 | 0
[26 empty] | 0 | 0
[26 empty] | 0 | 0
[26 empty] | 0 | 0
[26 empty] | 0 | 0
[26 empty] | 0 | 0
[26 empty] | 0 | 0
[26 empty] | 0 | 0
[26 empty] | 0 | 0
[26 empty] | 0 | 0
[26 empty] | 0 | 0
[26 empty] | 0 | 0
[26 empty] | 0 | 0
[26 empty] | 0 | 0
[26 empty] | 0 | 0
[26 empty] | 0 | 0
[26 empty] | 0 | 0
[26 empty] | 0 | 0
[26 empty] | 0 | 0
[26 empty] | 0 | 0
[26 empty] | 0 | 0
[26 empty] | 0 | 0
[26 empty] | 0 | 0
[26 empty] | 0 | 0
[26 empty] | 0 | 0
[26 empty] | 0 | 0
[26 empty] | 0 | 0
[26 empty] | 0 | 0
[26 empty] | 0 | 0
[26 empty] | 0 | 0
[26 empty] | 0 | 0
[26 empty] | 0 | 0
[26 empty] | 0 | 0
[26 empty] | 0 | 0
[26 empty] | 0 | 0
[26 empty] | 0 | 0
[26 empty] | 0 | 0
[26 empty] | 0 | 0
[26 empty] | 0 | 0
[26 empty] | 0 | 0
[26 empty] | 0 | 0
[26 empty] | 0 | 0
[26 empty] | 0 | 0
[26 empty] | 0 | 0
[26 empty] | 0 | 0
[26 empty] | 0 | 0
[26 empty] | 0 | 0
[26 empty] | 0 | 0
[26 empty] | 0 | 0
[26 empty] | 0 | 0
[26 empty] | 0 | 0
[26 empty] | 0 | 0
[26 empty] | 0 | 0
[26 empty] | 0 | 0
[26 empty] | 0 | 0
[26 empty] | 0 | 0
[26 empty] | 0 | 0
[26 empty] | 0 | 0
[26 empty] | 0 | 0
[26 empty] | 0 | 0
[26 empty] | 0 | 0
[26 empty] | 0 | 0
[26 empty] | 0 | 0
[26 empty] | 0 | 0
[26 empty] | 0 | 0
[26 empty] | 0 | 0
[26 empty] | 0 | 0
[26 empty] | 0 | 0
[26 empty] | 0 | 0
[26 empty] | 0 | 0
[26 empty] | 0 | 0
[26 empty] | 0 | 0
[26 empty] | 0 | 0
[26 empty] | 0 | 0
[26 empty] | 0 | 0
[26 empty] | 0 | 0
[26 empty] | 0 | 0
[26 empty] | 0 | 0
[26 empty] | 0 | 0
[26 empty] | 0 | 0
[26 empty] | 0 | 0
[26 empty] | 0 | 0
[26 empty] | 0 | 0
[26 empty] | 0 | 0
[26 empty] | 0 | 0
[26 empty] | 0 | 0
[26 empty] | 0 | 0
[26 empty] | 0 | 0
[26 empty] | 0 | 0
[26 empty] | 0 | 0
[26 empty] | 0 | 0
[26 empty] | 0 | 0
[26 empty] | 0 | 0
[26 empty] | 0 | 0
[26 empty] | 0 | 0
[26 empty] | 0 | 0
[26 empty] | 0 | 0
[26 empty] | 0 | 0
[26 empty] | 0 | 0
[26 empty] | 0 | 0
[26 empty] | 0 | 0
[26 empty] | 0 | 0
[26 empty] | 0 | 0
[26 empty] | 0 | 0
[26 empty] | 0 | 0
[26 empty] | 0 | 0
[26 empty] | 0 | 0
[26 empty] | 0 | 0
[26 empty] | 0 | 0
[26 empty] | 0 | 0
[26 empty] | 0 | 0
[26 empty] | 0 | 0
[26 empty] | 0 | 0
[26 empty] | 0 | 0
[26 empty] | 0 | 0
[26 empty] | 0 | 0
[26 empty] | 0 | 0
[26 empty] | 0 | 0
[26 empty] | 0 | 0
[26 empty] | 0 | 0
[26 empty] | 0 | 0
[26 empty] | 0 | 0
[26 empty] | 0 | 0
[26 empty] | 0 | 0
[26 empty] | 0 | 0
[26 empty] | 0 | 0
[26 empty] | 0 | 0
[26 empty] | 0 | 0
[26 empty] | 0 | 0
[26 empty] | 0 | 0
[26 empty] | 0 | 0
[26 empty] | 0 | 0
[26 empty] | 0 | 0
[26 empty] | 0 | 0
[26 empty] | 0 | 0
[26 empty] | 0 | 0
[26 empty] | 0 | 0
[26 empty] | 0 | 0
[26 empty] | 0 | 0
[26 empty] | 0 | 0
[26 empty] | 0 | 0
[26 empty] | 0 | 0
[26 empty] | 0 | 0
[26 empty] | 0 | 0
[26 empty] | 0 | 0
[26 empty] | 0 | 0
[26 empty] | 0 | 0
[26 empty] | 0 | 0
[26 empty] | 0 | 0
[26 empty] | 0 | 0
[26 empty] | 0 | 0
[26 empty] | 0 | 0
[26 empty] | 0 | 0
[26 empty] | 0 | 0
[26 empty] | 0 | 0
[26 empty] | 0 | 0
[26 empty] | 0 | 0
[26 empty] | 0 | 0
[26 empty] | 0 | 0
[26 empty] | 0 | 0
[26 empty] | 0 | 0
[26 empty] | 0 | 0
[26 empty] | 0 | 0
[26 empty] | 0 | 0
[26 empty] | 0 | 0
[26 empty] | 0 | 0
[26 empty] | 0 | 0
[26 empty] | 0 | 0
[26 empty] | 0 | 0
[26 empty] | 0 | 0
[26 empty] | 0 | 0
[26 empty] | 0 | 0
[26 empty] | 0 | 0
[26 empty] | 0 | 0
[26 empty] | 0 | 0
[26 empty] | 0 | 0
[26 empty] | 0 | 0
[26 empty] | 0 | 0
[26 empty] | 0 | 0
[26 empty] | 0 | 0
[26 empty] | 0 | 0
[26 empty] | 0 | 0
[26 empty] | 0 | 0
[26 empty] | 0 | 0
[26 empty] | 0 | 0
[26 empty] | 0 | 0
[26 empty] | 0 | 0
[26 empty] | 0 | 0
[26 empty] | 0 | 0
[26 empty] | 0 | 0
[26 empty] | 0 | 0
[26 empty] | 0 | 0
[26 empty] | 0 | 0
[26 empty] | 0 | 0
[26 empty] | 0 | 0
[26 empty] | 0 | 0
[26 empty] | 0 | 0
[26 empty] | 0 | 0
[26 empty] | 0 | 0
[26 empty] | 0 | 0
[26 empty] | 0 | 0
[26 empty] | 0 | 0
[26 empty] | 0 | 0
[26 empty] | 0 | 0
[26 empty] | 0 | 0
[26 empty] | 0 | 0
[26 empty] | 0 | 0
[26 empty] | 0 | 0
[26 empty] | 0 | 0
[26 empty] | 0 | 0
[26 empty] | 0 | 0
[26 empty] | 0 | 0
[26 empty] | 0 | 0
[26 empty] | 0 | 0
[26 empty] | 0 | 0
[26 empty] | 0 | 0
[26 empty] | 0 | 0
[26 empty] | 0 | 0
[26 empty] | 0 | 0
[26 empty] | 0 | 0
[26 empty] | 0 | 0
[26 empty] | 0 | 0
[26 empty] | 0 | 0
[26 empty] | 0 | 0
[26 empty] | 0 | 0
[26 empty] | 0 | 0
[26 empty] | 0 | 0
[26 empty] | 0 | 0
[26 empty] | 0 | 0
[26 empty] | 0 | 0
[26 empty] | 0 | 0
[26 empty] | 0 | 0
[26 empty] | 0 | 0
[26 empty] | 0 | 0
[26 empty] | 0 | 0
[26 empty] | 0 | 0
[26 empty] | 0 | 0
[26 empty] | 0 | 0
[26 empty] | 0 | 0
[26 empty] | 0 | 0
[26 empty] | 0 | 0
[26 empty] | 0 | 0
[26 empty] | 0 | 0
[26 empty] | 0 | 0
[26 empty] | 0 | 0
[26 empty] | 0 | 0
[26 empty] | 0 | 0
[26 empty] | 0 | 0
[26 empty] | 0 | 0
[26 empty] | 0 | 0
[26 empty] | 0 | 0
[26 empty] | 0 | 0
[26 empty] | 0 | 0
[26 empty] | 0 | 0
[26 empty] | 0 | 0
[26 empty] | 0 | 0
[26 empty] | 0 | 0
[26 empty] | 0 | 0
[26 empty] | 0 | 0
[26 empty] | 0 | 0
[26 empty] | 0 | 0
[26 empty] | 0 | 0
[26 empty] | 0 | 0
[26 empty] | 0 | 0
[26 empty] | 0 | 0
[26 empty] | 0 | 0
[26 empty] | 0 | 0
[26 empty] | 0 | 0
[26 empty] | 0 | 0
[26 empty] | 0 | 0
[26 empty] | 0 | 0
[26 empty] | 0 | 0
[26 empty] | 0 | 0
[26 empty] | 0 | 0
[26 empty] | 0 | 0
[26 empty] | 0 | 0
[26 empty] | 0 | 0
[26 empty] | 0 | 0
[26 empty] | 0 | 0
[26 empty] | 0 | 0
[26 empty] | 0 | 0
[26 empty] | 0 | 0
[26 empty] | 0 | 0
[26 empty] | 0 | 0
[26 empty] | 0 | 0
[26 empty] | 0 | 0
[26 empty] | 0 | 0
[26 empty] | 0 | 0
[26 empty] | 0 | 0
[26 empty] | 0 | 0
[26 empty] | 0 | 0
[26 empty] | 0 | 0
[26 empty] | 0 | 0
[26 empty] | 0 | 0
[26 empty] | 0 | 0
[26 empty] | 0 | 0
[26 empty] | 0 | 0
[26 empty] | 0 | 0
[26 empty] | 0 | 0
[26 empty] | 0 | 0
[26 empty] | 0 | 0
[26 empty] | 0 | 0
[26 empty] | 0 | 0
[26 empty] | 0 | 0
[26 empty] | 0 | 0
[26 empty] | 0 | 0
[26 empty] | 0 | 0
[26 empty] | 0 | 0
[26 empty] | 0 | 0
[26 empty] | 0 | 0
[26 empty] | 0 | 0
[26 empty] | 0 | 0
[26 empty] | 0 | 0
[26 empty] | 0 | 0
[26 empty] | 0 | 0
[26 empty] | 0 | 0
[26 empty] | 0 | 0
[26 empty] | 0 | 0
[26 empty] | 0 | 0
[26 empty] | 0 | 0
[26 empty] | 0 | 0
[26 empty] | 0 | 0
[26 empty] | 0 | 0
[26 empty] | 0 | 0
[26 empty] | 0 | 0
[26 empty] | 0 | 0
[26 empty] | 0 | 0
[26 empty] | 0 | 0
[26 empty] | 0 | 0
[26 empty] | 0 | 0
[26 empty] | 0 | 0
[26 empty] | 0 | 0
[26 empty] | 0 | 0
[26 empty] | 0 | 0
[26 empty] | 0 | 0
[26 empty] | 0 | 0
[26 empty] | 0 | 0
[26 empty] | 0 | 0
[26 empty] | 0 | 0
[26 empty] | 0 | 0
[26 empty] | 0 | 0
[26 empty] | 0 | 0
[26 empty] | 0 | 0
[26 empty] | 0 | 0
[26 empty] | 0 | 0
[26 empty] | 0 | 0
[26 empty] | 0 | 0
[26 empty] | 0 | 0
[26 empty] | 0 | 0
[26 empty] | 0 | 0
[26 empty] | 0 | 0
[26 empty] | 0 | 0
[26 empty] | 0 | 0
[26 empty] | 0 | 0
[26 empty] | 0 | 0
[26 empty] | 0 | 0
[26 empty] | 0 | 0
[26 empty] | 0 | 0
[26 empty] | 0 | 0
[26 empty] | 0 | 0
[26 empty] | 0 | 0
[26 empty] | 0 | 0
[26 empty] | 0 | 0
[26 empty] | 0 | 0
[26 empty] | 0 | 0
[26 empty] | 0 | 0
[26 empty] | 0 | 0
[26 empty] | 0 | 0
[26 empty] | 0 | 0
[26 empty] | 0 | 0
[26 empty] | 0 | 0
[26 empty] | 0 | 0
[26 empty] | 0 | 0
[26 empty] | 0 | 0
[26 empty] | 0 | 0
[26 empty] | 0 | 0
[26 empty] | 0 | 0
[26 empty] | 0 | 0
[26 empty] | 0 | 0
[26 empty] | 0 | 0
[26 empty] | 0 | 0
[26 empty] | 0 | 0
[26 empty] | 0 | 0
[26 empty] | 0 | 0
[26 empty] | 0 | 0
[26 empty] | 0 | 0
[26 empty] | 0 | 0
[26 empty] | 0 | 0
[26 empty] | 0 | 0
[26 empty] | 0 | 0
[26 empty] | 0 | 0
[26 empty] | 0 | 0
[26 empty] | 0 | 0
[26 empty] | 0 | 0
[26 empty] | 0 | 0
[26 empty] | 0 | 0
[26 empty] | 0 | 0
[26 empty] | 0 | 0
[26 empty] | 0 | 0
[26 empty] | 0 | 0
[26 empty] | 0 | 0
[26 empty] | 0 | 0
[26 empty] | 0 | 0
[26 empty] | 0 | 0
[26 empty] | 0 | 0
[26 empty] | 0 | 0
[26 empty] | 0 | 0
[26 empty] | 0 | 0
[26 empty] | 0 | 0
[26 empty] | 0 | 0
[26 empty] | 0 | 0
[26 empty] | 0 | 0
[26 empty] | 0 | 0
[26 empty] | 0 | 0
[26 empty] | 0 | 0
[26 empty] | 0 | 0
[26 empty] | 0 | 0
[26 empty] | 0 | 0
[26 empty] | 0 | 0
[26 empty] | 0 | 0
[26 empty] | 0 | 0
[26 empty] | 0 | 0
[26 empty] | 0 | 0
[26 empty] | 0 | 0
[26 empty] | 0 | 0
[26 empty] | 0 | 0
[26 empty] | 0 | 0
[26 empty] | 0 | 0
[26 empty] | 0 | 0
[26 empty] | 0 | 0
[26 empty] | 0 | 0
[26 empty] | 0 | 0
[26 empty] | 0 | 0
[26 empty] | 0 | 0
[26 empty] | 0 | 0
[26 empty] | 0 | 0
[26 empty] | 0 | 0
[26 empty] | 0 | 0
[26 empty] | 0 | 0
[26 empty] | 0 | 0
[26 empty] | 0 | 0
[26 empty] | 0 | 0
[26 empty] | 0 | 0
[26 empty] | 0 | 0
[26 empty] | 0 | 0
[26 empty] | 0 | 0
[26 empty] | 0 | 0
[26 empty] | 0 | 0
[26 empty] | 0 | 0
[26 empty] | 0 | 0
[26 empty] | 0 | 0
[26 empty] | 0 | 0
[26 empty] | 0 | 0
[26 empty] | 0 | 0
[26 empty] | 0 | 0
[26 empty] | 0 | 0
[26 empty] | 0 | 0
[26 empty] | 0 | 0
[26 empty] | 0 | 0
[26 empty] | 0 | 0
[26 empty] | 0 | 0
[26 empty] | 0 | 0
[26 empty] | 0 | 0
[26 empty] | 0 | 0
[26 empty] | 0 | 0
[26 empty] | 0 | 0
[26 empty] | 0 | 0
[26 empty] | 0 | 0
[26 empty] | 0 | 0
[26 empty] | 0 | 0
[26 empty] | 0 | 0
[26 empty] | 0 | 0
[26 empty] | 0 | 0
[26 empty] | 0 | 0
[26 empty] | 0 | 0
[26 empty] | 0 | 0
[26 empty] | 0 | 0
[26 empty] | 0 | 0
[26 empty] | 0 | 0
[26 empty] | 0 | 0
[26 empty] | 0 | 0
[26 empty] | 0 | 0
[26 empty] | 0 | 0
[26 empty] | 0 | 0
[26 empty] | 0 | 0
[26 empty] | 0 | 0
[26 empty] | 0 | 0
[26 empty] | 0 | 0
[26 empty] | 0 | 0
[26 empty] | 0 | 0
[26 empty] | 0 | 0
[26 empty] | 0 | 0
[26 empty] | 0 | 0
[26 empty] | 0 | 0
[26 empty] | 0 | 0
[26 empty] | 0 | 0
[26 empty] | 0 | 0
[26 empty] | 0 | 0
[26 empty] | 0 | 0
[26 empty] | 0 | 0
[26 empty] | 0 | 0
[26 empty] | 0 | 0
[26 empty] | 0 | 0
[26 empty] | 0 | 0
[26 empty] | 0 | 0
[26 empty] | 0 | 0
[26 empty] | 0 | 0
[26 empty] | 0 | 0
[26 empty] | 0 | 0
[26 empty] | 0 | 0
[26 empty] | 0 | 0
[26 empty] | 0 | 0
[26 empty] | 0 | 0
[26 empty] | 0 | 0
[26 empty] | 0 | 0
[26 empty] | 0 | 0
[26 empty] | 0 | 0
[26 empty] | 0 | 0
[26 empty] | 0 | 0
[26 empty] | 0 | 0
[26 empty] | 0 | 0
[26 empty] | 0 | 0
[26 empty] | 0 | 0
[26 empty] | 0 | 0
[26 empty] | 0 | 0
[26 empty] | 0 | 0
[26 empty] | 0 | 0
[26 empty] | 0 | 0
[26 empty] | 0 | 0
[26 empty] | 0 | 0
[26 empty] | 0 | 0
[26 empty] | 0 | 0
[26 empty] | 0 | 0
[26 empty] | 0 | 0
[26 empty] | 0 | 0
[26 empty] | 0 | 0
[26 empty] | 0 | 0
[26 empty] | 0 | 0
[26 empty] | 0 | 0
[26 empty] | 0 | 0
[26 empty] | 0 | 0
[26 empty] | 0 | 0
[26 empty] | 0 | 0
[26 empty] | 0 | 0
[26 empty] | 0 | 0
[26 empty] | 0 | 0
[26 empty] | 0 | 0
[26 empty] | 0 | 0
[26 empty] | 0 | 0
[26 empty] | 0 | 0
[26 empty] | 0 | 0
[26 empty] | 0 | 0
[26 empty] | 0 | 0
[26 empty] | 0 | 0
[26 empty] | 0 | 0
[26 empty] | 0 | 0
[26 empty] | 0 | 0
[26 empty] | 0 | 0
[26 empty] | 0 | 0
[26 empty] | 0 | 0
[26 empty] | 0 | 0
[26 empty] | 0 | 0
[26 empty] | 0 | 0
[26 empty] | 0 | 0
[26 empty] | 0 | 0
[26 empty] | 0 | 0
[26 empty] | 0 | 0
[26 empty] | 0 | 0
[26 empty] | 0 | 0
[26 empty] | 0 | 0
[26 empty] | 0 | 0
[26 empty] | 0 | 0
[26 empty] | 0 | 0
[26 empty] | 0 | 0
[26 empty] | 0 | 0
[26 empty] | 0 | 0
[26 empty] | 0 | 0
[26 empty] | 0 | 0
[26 empty] | 0 | 0
[26 empty] | 0 | 0
[26 empty] | 0 | 0
[26 empty] | 0 | 0
[26 empty] | 0 | 0
[26 empty] | 0 | 0
[26 empty] | 0 | 0
[26 empty] | 0 | 0
[26 empty] | 0 | 0
[26 empty] | 0 | 0
[26 empty] | 0 | 0
[26 empty] | 0 | 0
[26 empty] | 0 | 0
[26 empty] | 0 | 0
[26 empty] | 0 | 0
[26 empty] | 0 | 0
[26 empty] | 0 | 0
[26 empty] | 0 | 0
[26 empty] | 0 | 0
[26 empty] | 0 | 0
[26 empty] | 0 | 0
[26 empty] | 0 | 0
[26 empty] | 0 | 0
[26 empty] | 0 | 0
[26 empty] | 0 | 0
[26 empty] | 0 | 0
[26 empty] | 0 | 0
[26 empty] | 0 | 0
[26 empty] | 0 | 0
[26 empty] | 0 | 0
[26 empty] | 0 | 0
[26 empty] | 0 | 0
[26 empty] | 0 | 0
[26 empty] | 0 | 0
[26 empty] | 0 | 0
[26 empty] | 0 | 0
[26 empty] | 0 | 0
[26 empty] | 0 | 0
[26 empty] | 0 | 0
[26 empty] | 0 | 0
[26 empty] | 0 | 0
[26 empty] | 0 | 0
[26 empty] | 0 | 0
[26 empty] | 0 | 0
[26 empty] | 0 | 0
[26 empty] | 0 | 0
[26 empty] | 0 | 0
[26 empty] | 0 | 0
[26 empty] | 0 | 0
[26 empty] | 0 | 0
[26 empty] | 0 | 0
[26 empty] | 0 | 0
[26 empty] | 0 | 0
[26 empty] | 0 | 0
[26 empty] | 0 | 0
[26 empty] | 0 | 0
[26 empty] | 0 | 0
[26 empty] | 0 | 0
[26 empty] | 0 | 0
[26 empty] | 0 | 0
[26 empty] | 0 | 0
[26 empty] | 0 | 0
[26 empty] | 0 | 0
[26 empty] | 0 | 0
[26 empty] | 0 | 0
[26 empty] | 0 | 0
[26 empty] | 0 | 0
[26 empty] | 0 | 0
[26 empty] | 0 | 0
[26 empty] | 0 | 0
[26 empty] | 0 | 0
[26 empty] | 0 | 0
[26 empty] | 0 | 0
[26 empty] | 0 | 0
[26 empty] | 0 | 0
[26 empty] | 0 | 0
[26 empty] | 0 | 0
[26 empty] | 0 | 0
[26 empty] | 0 | 0
[26 empty] | 0 | 0
[26 empty] | 0 | 0
[26 empty] | 0 | 0
[26 empty] | 0 | 0
[26 empty] | 0 | 0
[26 empty] | 0 | 0
[26 empty] | 0 | 0
[26 empty] | 0 | 0
[26 empty] | 0 | 0
[26 empty] | 0 | 0
[26 empty] | 0 | 0
[26 empty] | 0 | 0
[26 empty] | 0 | 0
[26 empty] | 0 | 0
[26 empty] | 0 | 0
[26 empty] | 0 | 0
[26 empty] | 0 | 0
[26 empty] | 0 | 0
[26 empty] | 0 | 0
[26 empty] | 0 | 0
[26 empty] | 0 | 0
[26 empty] | 0 | 0
[26 empty] | 0 | 0
[26 empty] | 0 | 0
[26 empty] | 0 | 0
[26 empty] | 0 | 0
[26 empty] | 0 | 0
[26 empty] | 0 | 0
[26 empty] | 0 | 0
[26 empty] | 0 | 0
[26 empty] | 0 | 0
[26 empty] | 0 | 0
[26 empty] | 0 | 0
[26 empty] | 0 | 0
[26 empty] | 0 | 0
[26 empty] | 0 | 0
[26 empty] | 0 | 0
[26 empty] | 0 | 0
[26 empty] | 0 | 0
[26 empty] | 0 | 0
[26 empty] | 0 | 0
[26 empty] | 0 | 0
[26 empty] | 0 | 0
[26 empty] | 0 | 0
[26 empty] | 0 | 0
[26 empty] | 0 | 0
[26 empty] | 0 | 0
[26 empty] | 0 | 0
[26 empty] | 0 | 0
[26 empty] | 0 | 0
[26 empty] | 0 | 0
[26 empty] | 0 | 0
[26 empty] | 0 | 0
[26 empty] | 0 | 0
[26 empty] | 0 | 0
[26 empty] | 0 | 0
[26 empty] | 0 | 0
[26 empty] | 0 | 0
[26 empty] | 0 | 0
[26 empty] | 0 | 0
[26 empty] | 0 | 0
[26 empty] | 0 | 0
[26 empty] | 0 | 0
[26 empty] | 0 | 0
[26 empty] | 0 | 0
[26 empty] | 0 | 0
[26 empty] | 0 | 0
[26 empty] | 0 | 0
[26 empty] | 0 | 0
[26 empty] | 0 | 0
[26 empty] | 0 | 0
[26 empty] | 0 | 0
[26 empty] | 0 | 0
[26 empty] | 0 | 0
[26 empty] | 0 | 0
[26 empty] | 0 | 0
[26 empty] | 0 | 0
[26 empty] | 0 | 0
[26 empty] | 0 | 0
[26 empty] | 0 | 0
[26 empty] | 0 | 0
[26 empty] | 0 | 0
[26 empty] | 0 | 0
[26 empty] | 0 | 0
[26 empty] | 0 | 0
[26 empty] | 0 | 0
[26 empty] | 0 | 0
[26 empty] | 0 | 0
[26 empty] | 0 | 0
[26 empty] | 0 | 0
[26 empty] | 0 | 0
[26 empty] | 0 | 0
[26 empty] | 0 | 0
[26 empty] | 0 | 0
[26 empty] | 0 | 0
[26 empty] | 0 | 0
[26 empty] | 0 | 0
[26 empty] | 0 | 0
[26 empty] | 0 | 0
[26 empty] | 0 | 0
[26 empty] | 0 | 0
[26 empty] | 0 | 0
[26 empty] | 0 | 0
[26 empty] | 0 | 0
[26 empty] | 0 | 0
[26 empty] | 0 | 0
[26 empty] | 0 | 0
[26 empty] | 0 | 0
[26 empty] | 0 | 0
[26 empty] | 0 | 0
[26 empty] | 0 | 0
[26 empty] | 0 | 0
[26 empty] | 0 | 0
[26 empty] | 0 | 0
[26 empty] | 0 | 0
[26 empty] | 0 | 0
[26 empty] | 0 | 0
[26 empty] | 0 | 0
[26 empty] | 0 | 0
[26 empty] | 0 | 0
[26 empty] | 0 | 0
[26 empty] | 0 | 0
[26 empty] | 0 | 0
[26 empty] | 0 | 0
[26 empty] | 0 | 0
[26 empty] | 0 | 0
[26 empty] | 0 | 0
[26 empty] | 0 | 0
[26 empty] | 0 | 0
[26 empty] | 0 | 0
[26 empty] | 0 | 0
[26 empty] | 0 | 0
[26 empty] | 0 | 0
[26 empty] | 0 | 0
[26 empty] | 0 | 0
[26 empty] | 0 | 0
[26 empty] | 0 | 0
[26 empty] | 0 | 0
[26 empty] | 0 | 0
[26 empty] | 0 | 0
[26 empty] | 0 | 0
[26 empty] | 0 | 0
[26 empty] | 0 | 0
[26 empty] | 0 | 0
[26 empty] | 0 | 0
[26 empty] | 0 | 0
[26 empty] | 0 | 0
[26 empty] | 0 | 0
[26 empty] | 0 | 0
[26 empty] | 0 | 0
[26 empty] | 0 | 0
[26 empty] | 0 | 0
[26 empty] | 0 | 0
[26 empty] | 0 | 0
[26 empty] | 0 | 0
[26 empty] | 0 | 0
[26 empty] | 0 | 0
[26 empty] | 0 | 0
[26 empty] | 0 | 0
[26 empty] | 0 | 0
[26 empty] | 0 | 0
[26 empty] | 0 | 0
[26 empty] | 0 | 0
[26 empty] | 0 | 0
[26 empty] | 0 | 0
[26 empty] | 0 | 0
[26 empty] | 0 | 0
[26 empty] | 0 | 0
[26 empty] | 0 | 0
[26 empty] | 0 | 0
[26 empty] | 0 | 0
[26 empty] | 0 | 0
[26 empty] | 0 | 0
[26 empty] | 0 | 0
[26 empty] | 0 | 0
[26 empty] | 0 | 0
[26 empty] | 0 | 0
[26 empty] | 0 | 0
[26 empty] | 0 | 0
[26 empty] | 0 | 0
[26 empty] | 0 | 0
[26 empty] | 0 | 0
[26 empty] | 0 | 0
[26 empty] | 0 | 0
[26 empty] | 0 | 0
[26 empty] | 0 | 0
[26 empty] | 0 | 0
[26 empty] | 0 | 0
[26 empty] | 0 | 0
[26 empty] | 0 | 0
[26 empty] | 0 | 0
[26 empty] | 0 | 0
[26 empty] | 0 | 0
[26 empty] | 0 | 0
[26 empty] | 0 | 0
[26 empty] | 0 | 0
[26 empty] | 0 | 0
[26 empty] | 0 | 0
[26 empty] | 0 | 0
[26 empty] | 0 | 0
[26 empty] | 0 | 0
[26 empty] | 0 | 0
[26 empty] | 0 | 0
[26 empty] | 0 | 0
[26 empty] | 0 | 0
[26 empty] | 0 | 0
[26 empty] | 0 | 0
[26 empty] | 0 | 0
[26 empty] | 0 | 0
[26 empty] | 0 | 0
[26 empty] | 0 | 0
[26 empty] | 0 | 0
[26 empty] | 0 | 0
[26 empty] | 0 | 0
[26 empty] | 0 | 0
[26 empty] | 0 | 0
[26 empty] | 0 | 0
[26 empty] | 0 | 0
[26 empty] | 0 | 0
[26 empty] | 0 | 0
[26 empty] | 0 | 0
[26 empty] | 0 | 0
[26 empty] | 0 | 0
[26 empty] | 0 | 0
[26 empty] | 0 | 0
[26 empty] | 0 | 0
[26 empty] | 0 | 0
[26 empty] | 0 | 0
[26 empty] | 0 | 0
[26 empty] | 0 | 0
[26 empty] | 0 | 0
[26 empty] | 0 | 0
[26 empty] | 0 | 0
[26 empty] | 0 | 0
[26 empty] | 0 | 0
[26 empty] | 0 | 0
[26 empty] | 0 | 0
[26 empty] | 0 | 0
[26 empty] | 0 | 0
[26 empty] | 0 | 0
[26 empty] | 0 | 0
[26 empty] | 0 | 0
[26 empty] | 0 | 0
[26 empty] | 0 | 0
[26 empty] | 0 | 0
[26 empty] | 0 | 0
[26 empty] | 0 | 0
[26 empty] | 0 | 0
[26 empty] | 0 | 0
[26 empty] | 0 | 0
[26 empty] | 0 | 0
[26 empty] | 0 | 0
[26 empty] | 0 | 0
[26 empty] | 0 | 0
[26 empty] | 0 | 0
[26 empty] | 0 | 0
[26 empty] | 0 | 0
[26 empty] | 0 | 0
[26 empty] | 0 | 0
[26 empty] | 0 | 0
[26 empty] | 0 | 0
[26 empty] | 0 | 0
[26 empty] | 0 | 0
[26 empty] | 0 | 0
[26 empty] | 0 | 0
[26 empty] | 0 | 0
[26 empty] | 0 | 0
[26 empty] | 0 | 0
[26 empty] | 0 | 0
[26 empty] | 0 | 0
[26 empty] | 0 | 0
[26 empty] | 0 | 0
[26 empty] | 0 | 0
[26 empty] | 0 | 0
[26 empty] | 0 | 0
[26 empty] | 0 | 0
[26 empty] | 0 | 0
[26 empty] | 0 | 0
[26 empty] | 0 | 0
[26 empty] | 0 | 0
[26 empty] | 0 | 0
[26 empty] | 0 | 0
[26 empty] | 0 | 0
[26 empty] | 0 | 0
[26 empty] | 0 | 0
[26 empty] | 0 | 0
[26 empty] | 0 | 0
[26 empty] | 0 | 0
[26 empty] | 0 | 0
[26 empty] | 0 | 0
[26 empty] | 0 | 0
[26 empty] | 0 | 0
[26 empty] | 0 | 0
[26 empty] | 0 | 0
[26 empty] | 0 | 0
[26 empty] | 0 | 0
[26 empty] | 0 | 0
[26 empty] | 0 | 0
[26 empty] | 0 | 0
[26 empty] | 0 | 0
[26 empty] | 0 | 0
[26 empty] | 0 | 0
[26 empty] | 0 | 0
[26 empty] | 0 | 0
[26 empty] | 0 | 0
[26 empty] | 0 | 0
[26 empty] | 0 | 0
[26 empty] | 0 | 0
[26 empty] | 0 | 0
[26 empty] | 0 | 0
[26 empty] | 0 | 0
[26 empty] | 0 | 0
[26 empty] | 0 | 0
[26 empty] | 0 | 0
[26 empty] | 0 | 0
[26 empty] | 0 | 0
[26 empty] | 0 | 0
[26 empty] | 0 | 0

## Zones
Houston | -1
North | -1
South | -1
West | 1
SET UP AREA, copy & paste values to cell B1
Source | West |  | N to H | N to W | N to S | W to N | S to N | W to S
Sink | North | Houston | -1 | 1 | -1 | -1 | 1 | -1
|  | North | 1 | 1 | 1 | -1 | -1 | -1
|  | South | -1 | 1 | -1 | -1 | 1 | -1
|  | West | 1 | -1 | 1 | 1 | -1 | 1
|  | Source | North | North | North | West | South | West
|  | Sink | Houston | West | South | North | North | South

## Tech
Number of Bus | Name of Bus | Tech Type
238 | BOSQUESW505 | CC
239 | BOSQUESW502 | GGT
244 | WHITNYDM01 | Hydro
245 | WHITNYDM02 | Hydro
247 | BOSQUESW501 | GGT
251 | BOSQUESW803 | CC
253 | BOSQUESW804 | CC
332 | RWMILLER01 | GST
333 | RWMILLER02 | GST
334 | RWMILLER03 | GST
335 | RWMILLER04 | GST
336 | RWMILLER05 | GST
344 | MRSSHPRD | Hydro
345 | MRSSHPRD01 | Hydro
366 | JNSNCNTY802 | Cogen
367 | JNSNCNTY802 | Cogen
503 | NTHTEXAS01 | GST
504 | NTHTEXAS02 | GST
505 | NTHTEXAS03 | GST
580 | JCKCNTY801 | CC
581 | JCKCNTY802 | CC
582 | JCKCNTY803 | CC
728 | WOLFRIDGE801 | Wind
837 | NEWMAN_G5 | GST
842 | OLINGER_G1 | GST
843 | OLINGER_G2 | GST
844 | OLINGER_G3 | GST
845 | OLINGER_G4 | GGT
923 | SPENCER_G4 | GST
924 | SPENCER_G5 | GST
948 | STEAM1 | GST
949 | STEAM2 | GST
950 | STEAM3 | GST
990 | GIBN_CREK_G1 | LIGCO
1002 | PBCTAGE_1G | GGT
1003 | PBCTBGE_2G | GGT
1004 | PBCTCGE_3G | GGT
1005 | PBCTDGE_4G | GGT
1006 | PBCTEGE_5G | GGT
1007 | PB5GEN_6G | GST
1008 | PB6GEN_7G | GST
1037 | MORGAN5G_5G | GST
1039 | MRGNAG_1G | GGT
1040 | MRGNBG_2G | GGT
1041 | MRGNCG_3G | GGT
1042 | MRGNDG_4G | GGT
1043 | MRGNEG_5G | GGT
1044 | MRGNFG_6G | GGT
1045 | CALENG1G_1G | Cogen
1046 | CALENG2G_2G | Cogen
1047 | CALENG3G_3G | Cogen
1058 | LONGSHORE_5 | Wind
1058 | LONGSHORE_5 | Wind
1061 | CIELOGEN_1G | Wind
1062 | CIELOGEN_2G | Wind
1068 | SCURRYCW_1G | Wind
1069 | KINDERMG_1G | Cogen
1070 | KINDERMG_2G | Cogen
1071 | KINDERMG_3G | Cogen
1073 | SCURRYCW_2G | Wind
1320 | BSP 1 | Cogen
1326 | STANTONW_8 | Wind
1327 | WILDHRSE_1G | Wind
1328 | OCOTILLO_1G | Wind
1333 | MCDDONAL_8 | Wind
1343 | TRENTIPP_8 | Wind
1349 | WESTXWIN_1G | Wind
1350 | NWPWRG1_1G | Wind
1354 | AEPWIND_8 | Wind
1360 | GUNSIGHT_8 | Wind
1416 | SWETWATR_1G | CC
1417 | SWETWATR_2G | CC
1418 | SWETWATR_3G | CC
1419 | SWETWATR_4G | CC
1432 | GRHAMSES_2G | GST
1433 | GRHAMSES_1G | GST
1437 | MESQUITW_1G | Wind
1438 | MESQUITW_2G | Wind
1442 | COKFIELD_5 | Wind
1453 | WCPWRCO_1G | CC
1454 | WCPWRCO_2G | CC
1455 | WCPWRCO_3G | CC
1479 | WFCOGEN_1G | Cogen
1479 | WFCOGEN_1G | Cogen
1482 | WFCOGEN_2G | Cogen
1482 | WFCOGEN_2G | Cogen
1600 | BARTNWND_1G | Wind
1643 | SLSTR1PP_1G | Wind
1675 | PEC_1G | Cogen
1676 | PEC_2G | Cogen
1677 | PEC_3G | Cogen
1678 | LAMARPWR_1G | CC
1679 | LAMARPWR_2G | CC
1680 | LAMARPWR_3G | CC
1681 | LAMARPWR_4G | CC
1682 | LAMARPWR_5G | CC
1683 | LAMARPWR_6G | CC
1687 | VALLEY_1G | GST
1688 | VALLEY_2G | GSC
1689 | VALLEY_3G | GST
1701 | MOSES_1G | LIGCO
1702 | MOSES_2G | LIGCO
1703 | MOSES_3G | LIGCO
1861 | EAGLEMNT_1G | GST
1862 | EAGLEMNT_2G | GST
1863 | EAGLEMNT_3G | GST
1877 | WLFHOLW_1G | CC
1878 | WLFHOLW_2G | CC
1879 | WLFHOLW_3G | CC
1889 | DECRDOVA_1G | GSC
1892 | DECRDOVA_2G | GGT
1893 | DECRDOVA_3G | GGT
1894 | DECRDOVA_4G | GGT
1895 | DECRDOVA_5G | GGT
1898 | COMCHEPK_1G | Nuc
1899 | COMCHEPK_2G | Nuc
1937 | MDLTHELP_5G | CC
1938 | MDLTHELP_6G | CC
1941 | MDLTHELP_1G | CC
1942 | MDLTHELP_2G | CC
1943 | MDLTHELP_3G | CC
1944 | MDLTHELP_4G | CC
1947 | HANDLEY_3G | GST
1948 | HANDLEY_4G | GST
1949 | HANDLEY_5G | GST
2371 | COLLIN_1G | GST
2381 | NTHLK1_G | GST
2382 | NTHLK2_G | GST
2383 | NTHLK3_G | GST
2413 | MTCK6_G | GST
2414 | MTCK7_G | GST
2417 | MTCK8_G | GSC
2451 | LKHB1_G | GST
2452 | LKHB2_G | GST
3097 | MARTLAKE_1G | LIGCO
3098 | MARTLAKE_2G | LIGCO
3099 | MARTLAKE_3G | LIGCO
3107 | STRYKER_1G | GST
3108 | STRYKER_2G | GST
3126 | TRINIDAD_6G | GST
3309 | ASPN_G | Bio
3348 | CHAMPION_1G | Cogen
3381 | BBRN_1G | LIGCO
3382 | BBRN_2G | LIGCO
3403 | THOUSE_1G | GSC
3404 | THOUSE_2G | GSC
3416 | LAKE_CRK1_G | GST
3417 | LAKE_CRK2_G | GST
3432 | SANDOW_4G | LIGCO
5026 | BRAUNIG_VHB1 | GST
5027 | BRAUNIG_VHB2 | GST
5028 | BRAUNIG_VHB3 | GST
5111 | CALAVER_JTD1 | LIGCO
5112 | CALAVER_JTD2 | LIGCO
5264 | LEON_LCP3G3 | GST
5265 | LEON_LCP4G4 | GST
5266 | LEON_LCPCT1 | GGT
5267 | LEON_LCPCT2 | GGT
5268 | LEON_LCPCT3 | GGT
5269 | LEON_LCPCT4 | GGT
5396 | CALAVER_OWS1 | GST
5397 | CALAVER_OWS2 | GST
5401 | CALAVER_JKS1 | LIGCO
5436 | TUTTL_WBT1G1 | GST
5438 | TUTTL_WBT3G3 | GST
5439 | TUTTL_WBT4G4 | GST
5476 | BRA_AVR1_CT1 | CC
5477 | BRA_AVR1_ST | CC
5478 | BRA_AVR1_CT2 | CC
5503 | RAYBURNGEN3 | GST
5505 | RAYBURNGEN1 | GGT
5506 | RAYBURNGEN2 | GGT
5508 | RAYBURNCC9 | CC
5509 | RAYBURNCC10 | CC
5511 | RAYBURNCC7 | CC
5512 | RAYBURNCC8 | CC
5728 | FALCONHYDRO2 | Hydro
5729 | FALCONHYDRO3 | Hydro
5890 | PEARSALLGEN1 | GST
5891 | PEARSALLGEN2 | GST
5892 | PEARSALLGEN3 | GST
5903 | SANMIGUELGEN | LIGCO
5911 | STP_GN1___1 | Nuc
5912 | STP_GN2___2 | Nuc
5920 | WELSHDC1 | DCTie
5925 | DCEAST | DCTie
5932 | SI_RAY9 | CC
5933 | SI_RAY6 | GST
5934 | SI_RAY5 | GST
5935 | SI_RAY10 | CC
6016 | SWMESA | Wind
6096 | NORTHDC7 | DCTie
6100 | OKLA7A | DCTie
6144 | MCADOO1A | Wind
6407 | TURKTRAK1A | Wind
6637 | SNYDERW1A | Wind
6752 | OKLA0A | LIGCO
6948 | DENISNDM | Hydro
6948 | DENISNDM | Hydro
7000 | L_FERGUS1_1Y | GSC
7004 | L_SIMGID1_1Y | GST
7005 | L_SIMGID1_2Y | GST
7006 | L_SIMGID1_3Y | GST
7007 | L_LOSTPI1_1Y | CC
7008 | L_LOSTPI1_2Y | CC
7009 | L_LOSTPI1_3Y | CC
7010 | L_FPPYD11_1Y | LIGCO
7011 | L_FPPYD11_2Y | LIGCO
7012 | L_FPPYD21_3Y | LIGCO
7014 | L_HAYSEN1_1Y | CC
7015 | L_HAYSEN1_2Y | CC
7016 | L_HAYSEN1_3Y | CC
7017 | L_HAYSEN1_4Y | CC
7020 | L_AUSTPL1_1Y | Hydro
7020 | L_AUSTPL1_1Y | Hydro
7022 | L_BUCHAN1_1Y | Hydro
7023 | L_BUCHAN1_2Y | Hydro
7024 | L_BUCHAN1_3Y | Hydro
7026 | L_INKSDA1_1Y | Hydro
7028 | L_MARBFA1_1Y | Hydro
7029 | L_MARBFA1_2Y | Hydro
7031 | L_MARSFO1G1Y | Hydro
7032 | L_MARSFO1G2Y | Hydro
7033 | L_MARSFO1G3Y | Hydro
7035 | L_WIRTZ_1G1Y | Hydro
7036 | L_WIRTZ_1G2Y | Hydro
7038 | L_DELAWA1_1Y | Wind
7038 | L_DELAWA1_1Y | Wind
7303 | L_WPPGS12_1Y | GGT
7303 | L_WPPGS12_1Y | GGT
7305 | L_WPPGS34_1Y | GGT
7305 | L_WPPGS34_1Y | GGT
7487 | L_CANYHY8_1Y | Hydro
7605 | L_MCQUEE9_1Y | Hydro
7605 | L_MCQUEE9_1Y | Hydro
7605 | L_MCQUEE9_1Y | Hydro
7609 | L_SCHUMA8_1Y | Hydro
7624 | L_LAKEWO9_1Y | Hydro
7624 | L_LAKEWO9_1Y | Hydro
7800 | L_GUADGE1_1Y | CC
7801 | L_GUADGE1_2Y | CC
7802 | L_GUADGE1_3Y | CC
7803 | L_GUADGE1_4Y | CC
7804 | L_GUADGE1_5Y | CC
7805 | L_GUADGE1_6Y | CC
7807 | L_BASTEN1_1Y | CC
7808 | L_BASTEN1_2Y | CC
7809 | L_BASTEN1_3Y | CC
7810 | L_RIONOG1G1Y | CC
7811 | L_RIONOG1G2Y | CC
7812 | L_RIONOG1G3Y | CC
7813 | L_RIONOG1S1Y | CC
8032 | AMISTADHYD1 | Hydro
8033 | AMISTADHYD2 | Hydro
8048 | FALCONHYDRO1 | Hydro
8066 | DUP1V#1 | Cogen
8134 | FOR #1 | Cogen
8138 | FOR #2 | Cogen
8139 | JOS #1 | GST
8147 | UCAR #2 | Cogen
8148 | UCAR #1 | Cogen
8153 | FOR #3 | Cogen
8154 | FOR #4 | Cogen
8155 | FOR #5 | Cogen
8156 | FOR #6 | Cogen
8157 | FOR #7 | Cogen
8161 | COLETO0A | LIGCO
8173 | VICEC51A | CC
8174 | VICEC61A | CC
8189 | CUECPL2A | Cogen
8262 | ELPS | Hydro
8285 | LAR #1 | GST
8287 | LAR #2 | GST
8288 | LAR #3 | GST
8388 | BATES0A | GST
8393 | BATES0B | GST
8437 | NUECES_B0C | GST
8438 | NUECES_B0B | GST
8442 | NBEC7 | GST
8442 | NBEC7 | GST
8456 | COSW#1 | Cogen
8457 | COSW#2 | Cogen
8459 | B_DAVIS0B | GSC
8460 | B_DAVIS0A | GSC
8461 | KOCH_UP0A | Cogen
8506 | VAL #1 | Cogen
8507 | VAL #2 | Cogen
8511 | OXY_CC0A | Cogen
8517 | CELANEBI0A | Cogen
8560 | CNOPGT1 | Cogen
8561 | CNOPGT2 | Cogen
8562 | CNOPST1 | Cogen
8926 | LGE_GT10A | Cogen
8927 | LGE_GT20A | Cogen
8928 | LGE_STG0A | Cogen
8930 | ICPGN10A | Cogen
8931 | ICPGN20A | Cogen
8932 | ICPGN30A | Cogen
8933 | FGNTS001 | CC
8934 | FGNTS101 | CC
8935 | FGNTS201 | CC
8936 | MVGN#1 | CC
8937 | MVGN#2 | CC
8938 | MVGN#3 | CC
8981 | HECN1 | CC
8982 | HECN2 | CC
8983 | HECN3 | CC
9000 | DECKR_G1 | GST
9001 | DECKR_G2 | GST
9002 | DECKR_G3 | GGT
9003 | DECKR_G4 | GGT
9004 | DECKR_G5 | GGT
9005 | DECKR_G6 | GGT
9016 | SANDH_G1 | GGT
9017 | SANDH_G2 | GGT
9018 | SANDH_G3 | GGT
9019 | SANDH_G4 | GGT
9020 | SANDHG5A | CC
9021 | SANDHG5C | CC
11001 | NAV1CT | CC
11009 | NAV2CT | CC
11011 | NAV3ST | CC
11012 | NAV4CT | CC
11013 | NAV5CT | CC
11014 | NAV6ST | CC
11020 | TIEHVSG_1G | CC
11021 | TIEHVCG_1G | CC
11022 | TIEHVCG_2G | CC
11023 | TIEHVCG_3G | CC
11024 | TIEHVCG_4G | CC
11025 | TIEHVSG_2G | CC
11056 | ROSCOE_1G | Wind
11057 | CHAMPION_1G | Wind
11058 | PYRON_1G | Wind
11059 | INADALE_1G | Wind
11065 | ELBOWCK_1G | Wind
11147 | NOTREES_1G | Wind
11309 | BULLCREK_2G | Wind
11310 | BULLCREK_1G | Wind
11320 | COYOTE_1G | Wind
11691 | KMICHICT1_G | CC
11692 | KMICHICT2_G | CC
11693 | KMICHIST3_G | CC
11694 | KMICHICT4_G | CC
11695 | KMICHICT5_G | CC
11696 | KMICHIST6_G | CC
12322 | ENNSTRAC_1G | CC
12323 | ENNSTRAC_2G | CC
12411 | FPLEFR1A_G | CC
12412 | FPLEFR1B_G | CC
12413 | FPLEFR1C_G | CC
12414 | FPLEFR1S_G | CC
12421 | FPLEFR2A_G | CC
12422 | FPLEFR2B_G | CC
12423 | FPLEFR2C_G | CC
12424 | FPLEFR2S_G | CC
12440 | PARKD_1SVC8 | GST
12449 | PARKD_2SVC8 | GST
13116 | TGATEWAY_1G | CC
13117 | TGATEWAY_2G | CC
13118 | TGATEWAY_3G | CC
13119 | TGATEWAY_4G | CC
13131 | CALFREST_1G | CC
13132 | CALFREST_2G | CC
13133 | CALFREST_3G | CC
13134 | CALFREST_4G | CC
13135 | CALFREST_5G | CC
13136 | CALFREST_6G | CC
13432 | SANDOW_5G | LIGCO
32798 | BRYN_TAMUGEN | GST
32883 | BRYN_DNSBY3 | GST
32884 | BRYN_DNSBY13 | GST
32886 | BRYN_ATKINS3 | GST
32887 | BRYN_ATKINS6 | GST
32888 | BRYN_ATKINS7 | GGT
32890 | BRYN_ATKINS4 | GST
32891 | BRYN_ATKINS5 | GST
32892 | BRYN_DNSBY14 | GST
36998 | RDCNYNG1 | Wind
38332 | TNWDWRDU2_8 | Wind
38437 | TNSRBNMESA9 | Wind
38580 | TNBP_CGN1_8 | Cogen
38590 | TNBP_CGN2_8 | Cogen
38600 | TNBP_CGN3_8 | Cogen
38611 | TNBPAMCG1_8 | Cogen
38612 | TNBPAMCG2_8 | Cogen
38613 | TNBPAMCG3_8 | Cogen
38614 | TNBPAMCG4_8 | Cogen
38615 | TNBPAMCG5_8 | Cogen
38690 | TNBP_CGN4_8 | Cogen
38711 | TNTXCTY1CG8 | Cogen
38712 | TNTXCTY2CG8 | Cogen
38713 | TNTXCTY3CG8 | Cogen
38714 | TNTXCTY4CG8 | Cogen
39190 | TNSLCGN1__8 | Cogen
39470 | TNDOWCGNSG8 | Cogen
39480 | TNDOWCGNGG8 | Cogen
39760 | TNSCLP1___8 | Cogen
39770 | TNSCLP2___8 | Cogen
39775 | TNSCLP4___8 | Cogen
39790 | TNSCLP3___8 | Cogen
39960 | TNTNPONE_18 | LIGCO
39970 | TNTNPONE_28 | LIGCO
48500 | APD_GT1_8005 | Cogen
48510 | AK_GT1__8040 | Cogen
48511 | LPE_GT1_8070 | GGT
48512 | LPE_GT2_8075 | GGT
48513 | LPE_GT3_8080 | GGT
48514 | LPE_GT4_8085 | GGT
48520 | BSF_GT1_8070 | Cogen
48520 | BSF_GT1_8070 | Cogen
48521 | BVE_GT1_GT1 | CC
48522 | BVE_GT2_5035 | CC
48523 | BVE_ST1_GN1 | CC
48531 | BYU_GT1_8075 | Cogen
48532 | BYU_GT2_8055 | Cogen
48533 | BYU_GT3_8060 | Cogen
48534 | BYU_GT4_8065 | Cogen
48551 | CAL_GT1_8045 | Cogen
48552 | CAL_ST1_8000 | Cogen
48561 | CTL_GT2_8130 | Cogen
48562 | CTL_GT3_8135 | Cogen
48563 | CTL_GT4_8140 | Cogen
48564 | CTL_GN1_8145 | Cogen
48565 | CTL_GN2_8155 | Cogen
48581 | CBY_GN1_1 | GSC
48582 | CBY_GN2_2 | GSC
48583 | CBY_GT4_1 | GSC
48584 | CBY_GT4_2 | CC
48585 | CBY_ST4_1 | CC
48591 | CHE_GT2_5030 | Cogen
48593 | CHE_GT1_8015 | Cogen
48594 | CHE_GN4_8025 | Cogen
48595 | BTE_GT2_8075 | CC
48596 | BTE_GT3_8045 | CC
48597 | BTE_GT4_8055 | CC
48598 | BTE_ST1_8070 | CC
48611 | DIB_GT1_8080 | Cogen
48612 | DIB_GT2_8075 | Cogen
48613 | DIB_ST1_8085 | Cogen
48614 | DIB_GT3_8090 | Cogen
48641 | DPEC_GT15040 | CC
48642 | DPEC_GT25025 | CC
48643 | DPEC_GT35010 | CC
48644 | DPEC_GT45070 | CC
48645 | DPEC_ST55065 | CC
48651 | EP_1_2 | Cogen
48651 | EP_1_2 | Cogen
48671 | FTR_GT1_5105 | CC
48672 | FTR_GT2_5110 | CC
48673 | FTR_GT3_5085 | CC
48674 | FTR_CN4_5095 | CC
48690 | GBY_GN5_5 | GSC
48691 | GBY_73741085 | GGT
48691 | GBY_73741085 | GGT
48692 | GBY_81821075 | GGT
48692 | GBY_81821075 | GGT
48693 | GBY_83841065 | GGT
48693 | GBY_83841065 | GGT
48721 | LEG_1___1 | LIGCO
48722 | LEG_2___2 | LIGCO
48730 | MNS_GT | Cogen
48731 | CBE_GT1 | CC
48732 | CBE_GT2 | CC
48733 | CBE_ST12 | CC
48734 | CBE_GT3 | CC
48735 | CBE_GT4 | CC
48736 | CBE_ST34 | CC
48740 | PSG_GN2_8050 | Cogen
48741 | PSG_GT2_8040 | Cogen
48742 | PSG_GT3_8060 | Cogen
48761 | PR_GT1__9040 | Cogen
48772 | PHR_GN2_2 | GSC
48791 | PSA_GT1_8160 | Cogen
48792 | PSA_GT2_8155 | Cogen
48793 | PSA_GT3_8150 | Cogen
48794 | PSA_GT4_8145 | Cogen
48795 | PSA_GT5_8140 | Cogen
48796 | PSA_GN1_8165 | Cogen
48797 | PSA_GT6_8135 | Cogen
48811 | CVC_GT3_5045 | Cogen
48812 | CVC_GT2_5020 | Cogen
48813 | CVC_GT1_5035 | Cogen
48814 | CVC_ST5_5040 | Cogen
48815 | CVC_GT4_8005 | Cogen
48820 | SHELLG1_3015 | Cogen
48821 | SHELLG2 | Cogen
48822 | SHELLG3_3020 | Cogen
48822 | SHELLG3_3020 | Cogen
48841 | SJS_GT1_GT1 | Cogen
48842 | SJS_GT2_GT2 | Cogen
48845 | SOL_GT1 | Solar
48851 | SRB_GN1_1 | GST
48852 | SRB_GN2_2 | GST
48853 | SRB_GN3_3 | GST
48854 | SRB_GN4_4 | GST
48855 | SRB_GT211035 | GGT
48855 | SRB_GT211035 | GGT
48873 | THW_ST3_ST_3 | CC
48874 | THW_ST4_ST_4 | CC
48875 | THW_3132 | CC
48875 | THW_3132 | CC
48877 | THW_3334 | CC
48877 | THW_3334 | CC
48879 | THW_4142 | CC
48879 | THW_4142 | CC
48881 | THW_4344 | CC
48881 | THW_4344 | CC
48883 | THW_GT1_GT_1 | GGT
48885 | THW_5152 | GGT
48885 | THW_5152 | GGT
48886 | THW_5354 | GGT
48886 | THW_5354 | GGT
48887 | THW_5556 | GGT
48887 | THW_5556 | GGT
48911 | TGF_GT1_8000 | Cogen
48921 | WAP_GN1_1 | GST
48922 | WAP_GN2_2 | GST
48923 | WAP_GN3_3 | GST
48924 | WAP_GN4_4 | GSC
48925 | WAP_GN5_5 | LIGCO
48926 | WAP_GN6_6 | LIGCO
48927 | WAP_GN7_7 | LIGCO
48928 | WAP_GN8_8 | LIGCO
48929 | WAPGT21_GT1 | GGT
48940 | WARVUE_GT1 | Cogen
49803 | EXN_15GT | Cogen
49804 | EXN_16GT | Cogen
49805 | EXN_17GT | Cogen
49826 | EXN938GT | Cogen
49828 | EXN941GT | Cogen
49829 | EXN942GT | Cogen
49830 | EXN943GT | Cogen
49831 | EXN944GT | Cogen
49832 | EXN945GT | Cogen
49837 | EXN_GT | Cogen
49838 | EXN_14GT | Cogen
49851 | DOW17000 | Cogen
49858 | DOW38100 | Cogen
49859 | DOW38200 | Cogen
49860 | DOW38300 | Cogen
49862 | DOW39100 | Cogen
49863 | DOW39200 | Cogen
49865 | DOW41000 | Cogen
49866 | DOW42000 | Cogen
49869 | DOW49000 | Cogen
49870 | DOW61000 | Cogen
49871 | DOW62000 | Cogen
49872 | DOW63000 | Cogen
49873 | DOW64000 | Cogen
49876 | DOW65000 | Cogen
49877 | DOW66000 | Cogen
49878 | DOW67000 | Cogen
49882 | DOW81000 | Cogen
49884 | DOW82000 | Cogen
49885 | DOW83000 | Cogen
49886 | DOW84000 | Cogen
58909 | PEARSALLSCG1 | Diesel
58909 | PEARSALLSCG1 | Diesel
58909 | PEARSALLSCG1 | Diesel
58909 | PEARSALLSCG1 | Diesel
58909 | PEARSALLSCG1 | Diesel
58909 | PEARSALLSCG1 | Diesel
58919 | PEARSALLSCG2 | Diesel
58919 | PEARSALLSCG2 | Diesel
58919 | PEARSALLSCG2 | Diesel
58919 | PEARSALLSCG2 | Diesel
58919 | PEARSALLSCG2 | Diesel
58919 | PEARSALLSCG2 | Diesel
58929 | PEARSALLSCG3 | Diesel
58929 | PEARSALLSCG3 | Diesel
58929 | PEARSALLSCG3 | Diesel
58929 | PEARSALLSCG3 | Diesel
58929 | PEARSALLSCG3 | Diesel
58929 | PEARSALLSCG3 | Diesel
58949 | PEARSALLSCG4 | Diesel
58949 | PEARSALLSCG4 | Diesel
58949 | PEARSALLSCG4 | Diesel
58949 | PEARSALLSCG4 | Diesel
58949 | PEARSALLSCG4 | Diesel
58949 | PEARSALLSCG4 | Diesel
60000 | DSKY2 | Wind
60003 | KING_NE1A | Wind
60005 | KING_SE1A | Wind
60007 | KING_SW1A | Wind
60016 | WOODWRD11A | Wind
60017 | ORNNWP1 | Wind
60018 | DSKY1 | Wind
60019 | KING_NW1A | Wind
60057 | CALLAHAN1A | Wind
60058 | BUFF_GAP1A | Wind
60060 | CIRELLO | Wind
60063 | BUFF_GAP1B | Wind
60066 | H_HOLLOW1A | Wind
60068 | HHOLLOW21A | Wind
60070 | HHOLLOW31A | Wind
60072 | HHOLLOW41A | Wind
60081 | WHRLWIND1A | Wind
60201 | RIO DRCS | AVR
60202 | FRNDDRCS | AVR
71051 | L_BITTCR1_1N | Wind
71054 | L_SWEETW1_1N | Wind
71057 | L_SWEETW1_2N | Wind
71059 | L_SWEETW1_3N | Wind
71060 | L_SWEETW1_4N | Wind
71061 | L_SWEETW1_5N | Wind
76031 | L_GASCCR1_1N | Wind
76091 | L_DIVIDE1_1N | Wind
76095 | L_CAPRSI1_1N | Wind
76096 | L_CAPRSI1_2N | Wind
76097 | L_CAPRGE1_1N | Wind
80003 | MILHWYS | AVR
80012 | LAR | DCTie
80051 | FOR #8 | Cogen
80052 | FOR #9 | Cogen
80053 | FOR #10 | Cogen
80080 | GWINDT11A | Wind
80080 | GWINDT11A | Wind
80080 | GWINDT11A | Wind
80080 | GWINDT11A | Wind
80081 | GWINDT21A | Wind
80081 | GWINDT21A | Wind
80081 | GWINDT21A | Wind
80081 | GWINDT21A | Wind
80137 | CSDR89 | DCTie
80137 | CSDR89 | DCTie
80138 | CSDR7 | DCTie
80139 | CSDR56 | DCTie
80139 | CSDR56 | DCTie
80140 | CSDR11 | DCTie
80180 | PNSCALT11A | Wind
80180 | PNSCALT11A | Wind
80181 | PNSCALT21A | Wind
80181 | PNSCALT21A | Wind
80223 | REYSHR G | Cogen
80224 | VISTRONG1 | Cogen
80225 | VISTRONG2 | Cogen
80226 | ALCOA G | Cogen
80227 | AIRCO G | Cogen
80263 | B_DAVIS31A | CC
80264 | B_DAVIS41A | CC
80265 | LARECU40A | GGT
80266 | LARECU50A | GGT
86104 | CID-138 | DCTie
86105 | CID-230 | DCTie
86106 | CUF-230 | DCTie
86107 | CUF-138 | DCTie
88198 | BEEVILLE | AVR
88253 | HAMILTON | BLT
88299 | ZAPATA | BLT
88508 | FALFURRI | AVR