## Set up
Step 1 | Go to the Zones worksheet in this workbook. Make sure that the source and sink zones are set correctly and the "1"s and "-1"s are correct |  | Summary of Key Data points | Value
File Description: Cont_ Cokfield to GrahamSES OL_ SanAngelo to Menard(Shrew)
Step 2 | Open Dennis' file that needs to have the data transferred, same file that is listed in cell K27 |  | Number of units | 645
|  |  | Dec PTDF cutoff point | 102
Step 3 | Copy columns J:X from an old Dennis' Sheet to the new sheet (if first round of a new alaysis) |  | Dec PTDF cutoff unit | OKLA0A
|  |  | Dec 10% unit | L_CAPRSI1_1N
Step 4 | Mark the contingencies and monitored element set by a "y" in column K of Dennis' sheet, if there are a match on the filename use something to make unique |  | Dec max cumltv zone impact - cumltv zone share | 0.033583
|  |  | Dec max cumltv zone impact - cumltv zone share pt | 39
Step 5 | Enter Dennis' file name into cell K27 |  | Dec max cumltv zone impact - cumltv zone share unit | NOTREES_1G
|  |  | West Zonal weighted AWGSF | 0.041914
Step 6 | click the step one button |  | North Zonal weighted AWGSF | 0.010367
|  |  | Inc PTDF cutoff point | 543
Step 7 | Enter the line ratings in Dennis' workbook, the Input worksheet, in the cells |  | Inc PTDF cutoff unit | COKFIELD_5
| X6:X30, or to the end of the selected list. |  | Inc 10% unit | DECKR_G1
|  |  | Inc max cumltv zone impact - cumltv zone share | 0.13158
Step 8 | Check to see that the number of generators in Dennis' file matches the length |  | Inc max cumltv zone impact - cumltv zone share pt | 368
| of the formulas in columns L:V (Distributed Slack - Dec) have been copied through to the apporpriate number of rows |  | Inc max cumltv zone impact - cumltv zone share unit | THW_5556
| If Dennis' sheet data is less than this file then clear any old unit data in columns A:K of this workbook to match the correct leng |  | West Zonal weighted AWGSF | 0.041914
| It is only necessary to match the Distributed Slack - Dec worksheet. |  | North Zonal weighted AWGSF | 0.010367
|  |  | Min of zone correlation | 0.0063225
Step 9 | Click the step 2 button |  | Bounary gen in North Zone | 0
| The last file saved will still be open, yopu will need to close this file. |  | Bounary gen in soucre zone as % of line | 0%
| This sheet willno longer be open. |  | Bounary gen in West Zone | 0
|  |  | Bounary gen in soucre zone as % of line | 0
|  |  | OL element line rating | 100
|  |  | West Zonal weighted AWGSF | 0.041914
|  | WN_043009automation.xls | North Zonal weighted AWGSF | 0.010367
Copy Dennis' data step 1
Copy Dennis' Data Step 2

## Distributed Slack - Dec
Number of Bus | Name of Bus | ID | Area Name of Gen | AGC | P Sensitivity of Bus | Gen MW | Min MW | Max MW | V Sensitivity of Bus | Set Volt | Tech Type | Zone Impact | Zone Correlation | Inc Max | Dec Max | Souce S.F. Weighting | Souce Capacity | Sink S.F. Weighting | Sink Capacity | PTDF Calc | PTDF Weighting | Cumulative Share of Zonal Cap | Cumulative Share of Zonal Impact | Cont_ Cokfield to GrahamSES OL_ SanAngelo to Menard(Shrew) |  | i_PTDF_DEC_pt | 102 |  | NOTREES_1G | Unit at max
60202 | FRNDDRCS | F | West | YES | 0.057048 | 0 | 0 | 0 | 0 | 0.9985 | AVR | 1 | 0.046681 | 0 | 0 | 0 | 0 |  |  | 0.046681 | 0 | 0 | 0 |  |  | i_10pctunit | 15 |  | 39 | # units @ max
60000 | DSKY2 | 1 | West | YES | 0.050851 | 19.1 | 0 | 76.5 |  | 1.039 | Wind | 1 | 0.040484 | 0 | 76.5 | 3.8901 | 76.5 |  |  | 0.040484 | 3.097 | 0.0070545 | 0.0088442 |  |  | # units | 645 |  | 0.033583 | delta max
60018 | DSKY1 | 1 | West | YES | 0.050352 | 21 | 0 | 84 | 0 | 1.023 | Wind | 1 | 0.039985 | 0 | 84 | 4.2296 | 84 |  |  | 0.039985 | 3.3587 | 0.014801 | 0.018436 | [5 empty] | Delta
60017 | ORNNWP1 | 1 | West | YES | 0.049886 | 20 | 0 | 80 |  | 1.027 | Wind | 1 | 0.039519 | 0 | 80 | 3.9909 | 80 |  |  | 0.039519 | 3.1615 | 0.022178 | 0.027464 | Weighted Shift Factors |  |  |  | 1 | 0
38437 | TNSRBNMESA9 | 1 | West | YES | 0.048506 | 37.5 | 0 | 150 | 0 | 1.02 | Wind | 1 | 0.038139 | 0 | 150 | 7.2759 | 150 |  |  | 0.038139 | 5.7208 | 0.03601 | 0.043801 | West | 0.041914 |  |  | 2 | 0.0017896
38332 | TNWDWRDU2_8 | 1 | West | YES | 0.048457 | 20 | 0 | 80 | 0 | 1.0232 | Wind | 1 | 0.03809 | 0 | 80 | 3.8766 | 80 |  |  | 0.03809 | 3.0472 | 0.043388 | 0.052503 | North | 0.010367 |  |  | 3 | 0.0036351
60016 | WOODWRD11A | 1 | West | YES | 0.048446 | 20 | 0 | 80 |  | 1.033 | Wind | 1 | 0.038079 | 0 | 80 | 3.8757 | 80 |  |  | 0.038079 | 3.0463 | 0.050765 | 0.061202 |  |  |  |  | 4 | 0.0052861
6016 | SWMESA | 1 | West | YES | 0.048422 | 18.8 | 0 | 75 |  | 1.03 | Wind | 1 | 0.038055 | 0 | 75 | 3.6317 | 75 |  |  | 0.038055 | 2.8541 | 0.057681 | 0.069353 |  |  |  |  | 5 | 0.0077907
60003 | KING_NE1A | 1 | West | YES | 0.048422 | 20 | 0 | 80 |  | 1.03 | Wind | 1 | 0.038055 | 0 | 80 | 3.8738 | 80 |  |  | 0.038055 | 3.0444 | 0.065058 | 0.078047 |  |  |  |  | 6 | 0.0091153
60005 | KING_SE1A | 1 | West | YES | 0.048422 | 10 | 0 | 40 |  | 1.035 | Wind | 1 | 0.038055 | 0 | 40 | 1.9369 | 40 |  |  | 0.038055 | 1.5222 | 0.068747 | 0.082394 |  |  |  |  | 7 | 0.010437
60201 | RIO DRCS | F | West | YES | 0.048294 | 0 | 0 | 0 | 0 | 1.025 | AVR | 1 | 0.037927 | 0 | 0 | 0 | 0 |  |  | 0.037927 | 0 | 0.068747 | 0.082394 |  |  |  |  | 8 | 0.011672
60007 | KING_SW1A | 1 | West | YES | 0.048197 | 20 | 0 | 80 |  | 1.03 | Wind | 1 | 0.03783 | 0 | 80 | 3.8558 | 80 |  |  | 0.03783 | 3.0264 | 0.076124 | 0.091036 |  |  |  |  | 9 | 0.012988
60019 | KING_NW1A | 1 | West | YES | 0.048197 | 20 | 0 | 80 |  | 1.03 | Wind | 1 | 0.03783 | 0 | 80 | 3.8558 | 80 |  |  | 0.03783 | 3.0264 | 0.083502 | 0.099679 |  |  |  |  | 10 | 0.013647
76091 | L_DIVIDE1_1N | W1 | West | YES | 0.047601 | 22.5 | 0 | 112.5 |  | 1.02 | Wind | 1 | 0.037234 | 0 | 112.5 | 5.3551 | 112.5 |  |  | 0.037234 | 4.1888 | 0.093876 | 0.11164 |  |  |  |  | 11 | 0.013647
76095 | L_CAPRSI1_1N | W1 | West | YES | 0.047601 | 29.9 | 0 | 149.5 | 0 | 1.02 | Wind | 1 | 0.037234 | 0 | 149.5 | 7.1163 | 149.5 |  |  | 0.037234 | 5.5665 | 0.10766 | 0.12754 |  |  |  |  | 12 | 0.014912
76096 | L_CAPRSI1_2N | W1 | West | YES | 0.047601 | 37.2 | 0 | 186 | 0 | 1.02 | Wind | 1 | 0.037234 | 0 | 186 | 8.8538 | 186 |  |  | 0.037234 | 6.9255 | 0.12481 | 0.14731 |  |  |  |  | 13 | 0.016177
76097 | L_CAPRGE1_1N | W1 | West | YES | 0.047601 | 42.9 | 0 | 214.5 | 0 | 1.02 | Wind | 1 | 0.037234 | 0 | 214.5 | 10.2104 | 214.5 |  |  | 0.037234 | 7.9867 | 0.14459 | 0.17012 |  |  |  |  | 14 | 0.017765
1349 | WESTXWIN_1G | 1 | West | YES | 0.046752 | 1.3 | 0 | 6.6 |  | 1.014 | Wind | 1 | 0.036385 | 0 | 6.6 | 0.30856 | 6.6 |  |  | 0.036385 | 0.24014 | 0.1452 | 0.17081 |  |  |  |  | 15 | 0.019875
1350 | NWPWRG1_1G | 1 | West | YES | 0.046752 | 6.9 | 1 | 34.3 |  | 1.014 | Wind | 1 | 0.036385 | 0 | 34.3 | 1.6036 | 34.3 |  |  | 0.036385 | 1.248 | 0.14837 | 0.17437 |  |  |  |  | 16 | 0.0225
76031 | L_GASCCR1_1N | W1 | West | YES | 0.046571 | 30 | 0 | 150 | 0 | 1.02 | Wind | 1 | 0.036204 | 0 | 150 | 6.9856 | 150 |  |  | 0.036204 | 5.4306 | 0.1622 | 0.18988 |  |  |  |  | 17 | 0.025527
60057 | CALLAHAN1A | 1 | West | YES | 0.046414 | 22.8 | 0 | 114 | 0 | 1.04 | Wind | 1 | 0.036047 | 0 | 114 | 5.2912 | 114 |  |  | 0.036047 | 4.1093 | 0.17271 | 0.20161 |  |  |  |  | 18 | 0.025604
1320 | BSP 1 | 1 | West | YES | 0.0436 | 25.5 | 2.9 | 25.8 | 0 | 1 | Cogen | 1 | 0.033233 | 0 | 0 | 0 | 0 |  |  | 0.033233 | 0 | 0.17271 | 0.20161 |  |  |  |  | 19 | 0.026005
60058 | BUFF_GAP1A | 1 | West | YES | 0.043557 | 24 | 0 | 120 |  | 1 | Wind | 1 | 0.03319 | 0 | 120 | 5.2268 | 120 |  |  | 0.03319 | 3.9828 | 0.18378 | 0.21299 |  |  |  |  | 20 | 0.027681
60060 | CIRELLO | 1 | West | YES | 0.043557 | 46.6 | 0 | 233 | 0 | 1 | Wind | 1 | 0.03319 | 0 | 233 | 10.1488 | 233 |  |  | 0.03319 | 7.7332 | 0.20526 | 0.23507 |  |  |  |  | 21 | 0.028903
60063 | BUFF_GAP1B | 1 | West | YES | 0.043557 | 34 | 0 | 170.2 | 0 | 1.02 | Wind | 1 | 0.03319 | 0 | 170.2 | 7.4134 | 170.2 |  |  | 0.03319 | 5.6489 | 0.22096 | 0.2512 |  |  |  |  | 22 | 0.028903
60066 | H_HOLLOW1A | 1 | West | YES | 0.043557 | 44.4 | 0 | 222 | 0 | 1.005 | Wind | 1 | 0.03319 | 0 | 222 | 9.6697 | 222 |  |  | 0.03319 | 7.3682 | 0.24143 | 0.27225 |  |  |  |  | 23 | 0.029211
60068 | HHOLLOW21A | 1 | West | YES | 0.043557 | 36.8 | 0 | 184 | 0 | 1.025 | Wind | 1 | 0.03319 | 0 | 184 | 8.0145 | 184 |  |  | 0.03319 | 6.1069 | 0.2584 | 0.28968 |  |  |  |  | 24 | 0.029809
60070 | HHOLLOW31A | 1 | West | YES | 0.043557 | 44.8 | 0 | 224 | 0 | 1.025 | Wind | 1 | 0.03319 | 0 | 224 | 9.7568 | 224 |  |  | 0.03319 | 7.4345 | 0.27905 | 0.31092 |  |  |  |  | 25 | 0.030245
60072 | HHOLLOW41A | 1 | West | YES | 0.043557 | 23 | 0 | 115 | 0 | 1.025 | Wind | 1 | 0.03319 | 0 | 115 | 5.0091 | 115 |  |  | 0.03319 | 3.8168 | 0.28966 | 0.32182 |  |  |  |  | 26 | 0.030814
1002 | PBCTAGE_1G | A | West | YES | 0.043108 | 64 | 64 | 66 | 0 | 1.036 | GGT | 1 | 0.032741 | 66 | 66 | 2.8451 | 66 |  |  | 0.032741 | 2.1609 | 0.29575 | 0.32799 |  |  |  |  | 27 | 0.031286
1003 | PBCTBGE_2G | B | West | YES | 0.043108 | 65 | 65 | 66 | 0 | 1.036 | GGT | 1 | 0.032741 | 66 | 66 | 2.8451 | 66 |  |  | 0.032741 | 2.1609 | 0.30183 | 0.33416 |  |  |  |  | 28 | 0.031861
1004 | PBCTCGE_3G | C | West | YES | 0.043108 | 62 | 62 | 67 | 0 | 1.036 | GGT | 1 | 0.032741 | 67 | 67 | 2.8882 | 67 |  |  | 0.032741 | 2.1936 | 0.30801 | 0.34042 |  |  |  |  | 29 | 0.032156
1005 | PBCTDGE_4G | D | West | YES | 0.043108 | 65 | 65 | 68 | 0 | 1.036 | GGT | 1 | 0.032741 | 68 | 68 | 2.9313 | 68 |  |  | 0.032741 | 2.2264 | 0.31428 | 0.34678 |  |  |  |  | 30 | 0.03224
1006 | PBCTEGE_5G | E | West | YES | 0.043108 | 65 | 65 | 67 | 0 | 1.036 | GGT | 1 | 0.032741 | 67 | 67 | 2.8882 | 67 |  |  | 0.032741 | 2.1936 | 0.32046 | 0.35304 |  |  |  |  | 31 | 0.032325
1007 | PB5GEN_6G | 5 | West | YES | 0.043108 | 91.2 | 40 | 114 | 0 | 1.036 | GST | 1 | 0.032741 | 114 | 114 | 4.9143 | 114 |  |  | 0.032741 | 3.7325 | 0.33097 | 0.3637 |  |  |  |  | 32 | 0.032411
1008 | PB6GEN_7G | 6 | West | YES | 0.043108 | 515 | 130 | 515 | 0 | 1.036 | GST | 1 | 0.032741 | 515 | 515 | 22.2006 | 515 |  |  | 0.032741 | 16.8616 | 0.37846 | 0.41185 |  |  |  |  | 33 | 0.032498
7038 | L_DELAWA1_1Y | 1 | West | YES | 0.043051 | 3.5 | 0 | 35 | 0 | 1 | Wind | 1 | 0.032684 | 0 | 35 | 1.5068 | 35 |  |  | 0.032684 | 1.1439 | 0.38169 | 0.41512 |  |  |  |  | 34 | 0.032584
7038 | L_DELAWA1_1Y | 2 | West | YES | 0.043051 | 3 | 0 | 30 | 0 | 1 | Wind | 1 | 0.032684 | 0 | 30 | 1.2915 | 30 |  |  | 0.032684 | 0.98052 | 0.38446 | 0.41792 |  |  |  |  | 35 | 0.03273
11147 | NOTREES_1G | 1 | West | YES | 0.04294 | 29.8 | 0 | 149 | 0 | 1.017 | Wind | 1 | 0.032573 | 0 | 149 | 6.3981 | 149 |  |  | 0.032573 | 4.8534 | 0.3982 | 0.43178 |  |  |  |  | 36 | 0.03339
1326 | STANTONW_8 | 1 | West | YES | 0.04253 | 20.1 | 0 | 100.5 |  | 1.01 | Wind | 1 | 0.032163 | 0 | 100.5 | 4.2743 | 100.5 |  |  | 0.032163 | 3.2324 | 0.40747 | 0.44101 |  |  |  |  | 37 | 0.03343
1328 | OCOTILLO_1G | 1 | West | YES | 0.042411 | 11.6 | 0 | 58 |  | 1.01 | Wind | 1 | 0.032044 | 0 | 58 | 2.4598 | 58 |  |  | 0.032044 | 1.8585 | 0.41281 | 0.44632 |  |  |  |  | 38 | 0.033463
11020 | TIEHVSG_1G | 1 | West | YES | 0.042348 | 208.2 | 63 | 208.2 | 0 | 1.012 | CC | 1 | 0.031981 | 208.2 | 208.2 | 8.8169 | 208.2 |  |  | 0.031981 | 6.6584 | 0.43201 | 0.46533 |  |  |  |  | 39 | 0.033583
11021 | TIEHVCG_1G | 1 | West | YES | 0.042348 | 142.1 | 103 | 142.1 | 0 | 1.012 | CC | 1 | 0.031981 | 142.1 | 142.1 | 6.0177 | 142.1 |  |  | 0.031981 | 4.5445 | 0.44512 | 0.47831 |  |  |  |  | 40 | 0.033546
11022 | TIEHVCG_2G | 1 | West | YES | 0.042348 | 132.4 | 103 | 132.4 | 0 | 1.012 | CC | 1 | 0.031981 | 132.4 | 132.4 | 5.6069 | 132.4 |  |  | 0.031981 | 4.2343 | 0.45733 | 0.4904 |  |  |  |  | 41 | 0.033505
11023 | TIEHVCG_3G | 1 | West | YES | 0.042348 | 137.4 | 103 | 137.4 | 0 | 1.012 | CC | 1 | 0.031981 | 137.4 | 137.4 | 5.8186 | 137.4 |  |  | 0.031981 | 4.3942 | 0.47 | 0.50295 |  |  |  |  | 42 | 0.03332
11024 | TIEHVCG_4G | 1 | West | YES | 0.042348 | 147 | 103 | 147 | 0 | 1.012 | CC | 1 | 0.031981 | 147 | 147 | 6.2252 | 147 |  |  | 0.031981 | 4.7012 | 0.48355 | 0.51638 |  |  |  |  | 43 | 0.033194
11025 | TIEHVSG_2G | 1 | West | YES | 0.042348 | 213.2 | 63 | 213.2 | 0 | 1.012 | CC | 1 | 0.031981 | 213.2 | 213.2 | 9.0286 | 213.2 |  |  | 0.031981 | 6.8183 | 0.50321 | 0.53585 |  |  |  |  | 44 | 0.033076
11001 | NAV1CT | 1 | West | YES | 0.042339 | 70.4 | 18 | 70.4 | 0 | 1.029 | CC | 1 | 0.031972 | 70.4 | 70.4 | 2.9807 | 70.4 |  |  | 0.031972 | 2.2508 | 0.50971 | 0.54228 |  |  |  |  | 45 | 0.032954
11009 | NAV2CT | 1 | West | YES | 0.042339 | 71.4 | 18 | 71.4 | 0 | 1.029 | CC | 1 | 0.031972 | 71.4 | 71.4 | 3.023 | 71.4 |  |  | 0.031972 | 2.2828 | 0.51629 | 0.54879 |  |  |  |  | 46 | 0.032824
11011 | NAV3ST | 1 | West | YES | 0.042339 | 92.8 | 40 | 92.8 | 0 | 1.029 | CC | 1 | 0.031972 | 92.8 | 92.8 | 3.9291 | 92.8 |  |  | 0.031972 | 2.967 | 0.52485 | 0.55727 |  |  |  |  | 47 | 0.032634
11012 | NAV4CT | 1 | West | YES | 0.042339 | 80 | 18 | 80 | 0 | 1.029 | CC | 1 | 0.031972 | 80 | 80 | 3.3871 | 80 |  |  | 0.031972 | 2.5578 | 0.53222 | 0.56457 |  |  |  |  | 48 | 0.03257
11013 | NAV5CT | 1 | West | YES | 0.042339 | 80 | 18 | 80 | 0 | 1.029 | CC | 1 | 0.031972 | 80 | 80 | 3.3871 | 80 |  |  | 0.031972 | 2.5578 | 0.5396 | 0.57188 |  |  |  |  | 49 | 0.032505
11014 | NAV6ST | 1 | West | YES | 0.042339 | 115 | 40 | 115 | 0 | 1.029 | CC | 1 | 0.031972 | 115 | 115 | 4.869 | 115 |  |  | 0.031972 | 3.6768 | 0.55021 | 0.58238 |  |  |  |  | 50 | 0.03242
1333 | MCDDONAL_8 | 1 | West | YES | 0.042268 | 42.8 | 0 | 214.2 |  | 1.01 | Wind | 1 | 0.031901 | 0 | 214.2 | 9.0538 | 214.2 |  |  | 0.031901 | 6.8332 | 0.56996 | 0.60189 |  |  |  |  | 51 | 0.032347
1327 | WILDHRSE_1G | 1 | West | YES | 0.042142 | 0 | 0 | 120 |  | 1 | Wind | 1 | 0.031775 | 0 | 120 | 5.057 | 120 |  |  | 0.031775 | 3.813 | 0.58103 | 0.61278 |  |  |  |  | 52 | 0.032274
1360 | GUNSIGHT_8 | 1 | West | YES | 0.042089 | 0 | 0 | 120 |  | 1.01 | Wind | 1 | 0.031722 | 0 | 120 | 5.0507 | 120 |  |  | 0.031722 | 3.8066 | 0.59209 | 0.62365 |  |  |  |  | 53 | 0.032169
1045 | CALENG1G_1G | 1 | West | YES | 0.041671 | 73.4 | 27 | 73.4 | 0 | 1.014 | Cogen | 1 | 0.031304 | 0 | 0 | 0 | 0 |  |  | 0.031304 | 0 | 0.59209 | 0.62365 |  |  |  |  | 54 | 0.031929
1046 | CALENG2G_2G | 2 | West | YES | 0.041671 | 73.4 | 27 | 73.4 | 0 | 1.014 | Cogen | 1 | 0.031304 | 0 | 0 | 0 | 0 |  |  | 0.031304 | 0 | 0.59209 | 0.62365 |  |  |  |  | 55 | 0.031752
1047 | CALENG3G_3G | 3 | West | YES | 0.041671 | 70.4 | 27 | 70.4 | 0 | 1.014 | Cogen | 1 | 0.031304 | 0 | 0 | 0 | 0 |  |  | 0.031304 | 0 | 0.59209 | 0.62365 |  |  |  |  | 56 | 0.031557
1058 | LONGSHORE_5 | 1 | West | YES | 0.041508 | 30 | 0 | 150 |  | 1.01 | Wind | 1 | 0.031141 | 0 | 150 | 6.2262 | 150 |  |  | 0.031141 | 4.6711 | 0.60592 | 0.63699 |  |  |  |  | 57 | 0.031557
1058 | LONGSHORE_5 | 2 | West | YES | 0.041508 | 44 | 0 | 220 |  | 1.01 | Wind | 1 | 0.031141 | 0 | 220 | 9.1318 | 220 |  |  | 0.031141 | 6.851 | 0.62621 | 0.65655 |  |  |  |  | 58 | 0.031557
11065 | ELBOWCK_1G | 1 | West | YES | 0.041508 | 23.4 | 0 | 121.9 | 0 | 1 | Wind | 1 | 0.031141 | 0 | 121.9 | 5.0598 | 121.9 |  |  | 0.031141 | 3.7961 | 0.63745 | 0.66739 |  |  |  |  | 59 | 0.031557
11320 | COYOTE_1G | 1 | West | YES | 0.041401 | 22.5 | 0 | 225 |  | 1 | Wind | 1 | 0.031034 | 0 | 225 | 9.3152 | 225 |  |  | 0.031034 | 6.9826 | 0.6582 | 0.68733 |  |  |  |  | 60 | 0.031064
11309 | BULLCREK_2G | 1 | West | YES | 0.041325 | 20.9 | 0 | 180 |  | 1 | Wind | 1 | 0.030958 | 0 | 180 | 7.4385 | 180 |  |  | 0.030958 | 5.5724 | 0.6748 | 0.70325 |  |  |  |  | 61 | 0.030341
11310 | BULLCREK_1G | 1 | West | YES | 0.041325 | 15.1 | 0 | 180 |  | 1 | Wind | 1 | 0.030958 | 0 | 180 | 7.4385 | 180 |  |  | 0.030958 | 5.5724 | 0.6914 | 0.71916 |  |  |  |  | 62 | 0.02994
1037 | MORGAN5G_5G | 5 | West | YES | 0.041235 | 109.6 | 40 | 137 | 0 | 1.029 | GST | 1 | 0.030868 | 137 | 137 | 5.6492 | 137 |  |  | 0.030868 | 4.2289 | 0.70403 | 0.73124 |  |  |  |  | 63 | 0.029132
1039 | MRGNAG_1G | A | West | YES | 0.041235 | 69 | 69 | 69 | 0 | 1.029 | GGT | 1 | 0.030868 | 69 | 69 | 2.8452 | 69 |  |  | 0.030868 | 2.1299 | 0.7104 | 0.73732 |  |  |  |  | 64 | 0.028446
1040 | MRGNBG_2G | B | West | YES | 0.041235 | 70 | 70 | 71 | 0 | 1.029 | GGT | 1 | 0.030868 | 71 | 71 | 2.9277 | 71 |  |  | 0.030868 | 2.1916 | 0.71694 | 0.74358 |  |  |  |  | 65 | 0.027761
1041 | MRGNCG_3G | C | West | YES | 0.041235 | 69 | 69 | 70 | 0 | 1.029 | GGT | 1 | 0.030868 | 70 | 70 | 2.8864 | 70 |  |  | 0.030868 | 2.1608 | 0.7234 | 0.74975 |  |  |  |  | 66 | 0.027204
1042 | MRGNDG_4G | D | West | YES | 0.041235 | 68 | 68 | 68 | 0 | 1.029 | GGT | 1 | 0.030868 | 68 | 68 | 2.804 | 68 |  |  | 0.030868 | 2.099 | 0.72967 | 0.75574 |  |  |  |  | 67 | 0.026923
1043 | MRGNEG_5G | E | West | YES | 0.041235 | 68 | 68 | 70 | 0 | 1.029 | GGT | 1 | 0.030868 | 70 | 70 | 2.8864 | 70 |  |  | 0.030868 | 2.1608 | 0.73612 | 0.76191 |  |  |  |  | 68 | 0.026634
1044 | MRGNFG_6G | F | West | YES | 0.041235 | 66 | 66 | 66 | 0 | 1.029 | GGT | 1 | 0.030868 | 66 | 66 | 2.7215 | 66 |  |  | 0.030868 | 2.0373 | 0.74221 | 0.76773 |  |  |  |  | 69 | 0.02635
6637 | SNYDERW1A | 1 | West | YES | 0.040873 | 12.6 | 0 | 63 | 0 | 1.025 | Wind | 1 | 0.030506 | 0 | 63 | 2.575 | 63 |  |  | 0.030506 | 1.9219 | 0.74802 | 0.77322 |  |  |  |  | 70 | 0.026073
1068 | SCURRYCW_1G | 1 | West | YES | 0.040697 | 28.2 | 1.3 | 141 | 0 | 1.0217 | Wind | 1 | 0.03033 | 0 | 141 | 5.7383 | 141 |  |  | 0.03033 | 4.2765 | 0.76102 | 0.78543 |  |  |  |  | 71 | 0.025788
1073 | SCURRYCW_2G | 2 | West | YES | 0.040697 | 24 | 0 | 120 | 0 | 1.0217 | Wind | 1 | 0.03033 | 0 | 120 | 4.8836 | 120 |  |  | 0.03033 | 3.6396 | 0.77209 | 0.79582 |  |  |  |  | 72 | 0.02552
1061 | CIELOGEN_1G | 1 | West | YES | 0.040679 | 19.8 | 0 | 99 |  | 1 | Wind | 1 | 0.030312 | 0 | 99 | 4.0272 | 99 |  |  | 0.030312 | 3.0009 | 0.78122 | 0.80439 |  |  |  |  | 73 | 0.025199
1062 | CIELOGEN_2G | 1 | West | YES | 0.040679 | 12.2 | 0 | 61 |  | 1 | Wind | 1 | 0.030312 | 0 | 61 | 2.4814 | 61 |  |  | 0.030312 | 1.849 | 0.78684 | 0.80967 |  |  |  |  | 74 | 0.024409
1069 | KINDERMG_1G | 1 | West | YES | 0.040679 | 25 | 5 | 25 | 0 | 1.017 | Cogen | 1 | 0.030312 | 0 | 0 | 0 | 0 |  |  | 0.030312 | 0 | 0.78684 | 0.80967 |  |  |  |  | 75 | 0.023736
1070 | KINDERMG_2G | 1 | West | YES | 0.040679 | 45.7 | 12 | 45.7 | 0 | 1.017 | Cogen | 1 | 0.030312 | 0 | 0 | 0 | 0 |  |  | 0.030312 | 0 | 0.78684 | 0.80967 |  |  |  |  | 76 | 0.023177
1071 | KINDERMG_3G | 1 | West | YES | 0.040679 | 45.7 | 12 | 45.7 | 0 | 1.017 | Cogen | 1 | 0.030312 | 0 | 0 | 0 | 0 |  |  | 0.030312 | 0 | 0.78684 | 0.80967 |  |  |  |  | 77 | 0.022832
36998 | RDCNYNG1 | 1 | West | YES | 0.040225 | 16.8 | 0 | 84 |  | 1.01 | Wind | 1 | 0.029858 | 0 | 84 | 3.3789 | 84 |  |  | 0.029858 | 2.5081 | 0.79459 | 0.81684 |  |  |  |  | 78 | 0.022832
71051 | L_BITTCR1_1N | W1 | West | YES | 0.040002 | 7.5 | 0 | 37.5 |  | 1.02 | Wind | 1 | 0.029635 | 0 | 37.5 | 1.5001 | 37.5 |  |  | 0.029635 | 1.1113 | 0.79805 | 0.82001 |  |  |  |  | 79 | 0.022832
71054 | L_SWEETW1_1N | W1 | West | YES | 0.040002 | 21.5 | 0 | 107.5 |  | 1.02 | Wind | 1 | 0.029635 | 0 | 107.5 | 4.3002 | 107.5 |  |  | 0.029635 | 3.1857 | 0.80796 | 0.82911 |  |  |  |  | 80 | 0.022832
71057 | L_SWEETW1_2N | W1 | West | YES | 0.040002 | 27 | 0 | 135 |  | 1.02 | Wind | 1 | 0.029635 | 0 | 135 | 5.4003 | 135 |  |  | 0.029635 | 4.0007 | 0.82041 | 0.84053 |  |  |  |  | 81 | 0.022248
71059 | L_SWEETW1_3N | W1 | West | YES | 0.040002 | 23.8 | 0 | 119 | 0 | 1.02 | Wind | 1 | 0.029635 | 0 | 119 | 4.7602 | 119 |  |  | 0.029635 | 3.5266 | 0.83138 | 0.8506 |  |  |  |  | 82 | 0.021963
71060 | L_SWEETW1_4N | W1 | West | YES | 0.040002 | 21 | 0 | 105 | 0 | 1.02 | Wind | 1 | 0.029635 | 0 | 105 | 4.2002 | 105 |  |  | 0.029635 | 3.1117 | 0.84107 | 0.85949 |  |  |  |  | 83 | 0.021148
71061 | L_SWEETW1_5N | W1 | West | YES | 0.040002 | 16.1 | 0 | 80.5 | 0 | 1.02 | Wind | 1 | 0.029635 | 0 | 80.5 | 3.2202 | 80.5 |  |  | 0.029635 | 2.3856 | 0.84849 | 0.8663 |  |  |  |  | 84 | 0.020123
1343 | TRENTIPP_8 | 1 | West | YES | 0.039616 | 30 | 0 | 150 |  | 1.014 | Wind | 1 | 0.029249 | 0 | 150 | 5.9424 | 150 |  |  | 0.029249 | 4.3873 | 0.86232 | 0.87883 |  |  |  |  | 85 | 0.01922
1354 | AEPWIND_8 | 1 | West | YES | 0.039616 | 20.2 | 0 | 101 |  | 1 | Wind | 1 | 0.029249 | 0 | 101 | 4.0012 | 101 |  |  | 0.029249 | 2.9541 | 0.87164 | 0.88727 |  |  |  |  | 86 | 0.018424
1416 | SWETWATR_1G | 1 | West | YES | 0.039058 | 30 | 18 | 30 | 0 | 1.026 | CC | 1 | 0.028691 | 30 | 30 | 1.1717 | 30 |  |  | 0.028691 | 0.86073 | 0.8744 | 0.88973 |  |  |  |  | 87 | 0.017813
1417 | SWETWATR_2G | 2 | West | YES | 0.039058 | 72 | 36 | 72 | 0 | 1.026 | CC | 1 | 0.028691 | 72 | 72 | 2.8122 | 72 |  |  | 0.028691 | 2.0657 | 0.88104 | 0.89562 |  |  |  |  | 88 | 0.01651
1418 | SWETWATR_3G | 3 | West | YES | 0.039058 | 68 | 36 | 68 | 0 | 1.026 | CC | 1 | 0.028691 | 68 | 68 | 2.6559 | 68 |  |  | 0.028691 | 1.951 | 0.88731 | 0.9012 |  |  |  |  | 89 | 0.015632
1419 | SWETWATR_4G | 4 | West | YES | 0.039058 | 61 | 36 | 61 | 0 | 1.026 | CC | 1 | 0.028691 | 61 | 61 | 2.3825 | 61 |  |  | 0.028691 | 1.7501 | 0.89294 | 0.90619 |  |  |  |  | 90 | 0.015323
11056 | ROSCOE_1G | 1 | West | YES | 0.038963 | 41.8 | 0 | 209 |  | 1 | Wind | 1 | 0.028596 | 0 | 209 | 8.1433 | 209 |  |  | 0.028596 | 5.9765 | 0.91221 | 0.92326 |  |  |  |  | 91 | 0.014583
11057 | CHAMPION_1G | 1 | West | YES | 0.038963 | 25.3 | 0 | 126.5 |  | 1 | Wind | 1 | 0.028596 | 0 | 126.5 | 4.9288 | 126.5 |  |  | 0.028596 | 3.6174 | 0.92388 | 0.93359 |  |  |  |  | 92 | 0.013884
11058 | PYRON_1G | 1 | West | YES | 0.038963 | 49.8 | 0 | 249 |  | 1 | Wind | 1 | 0.028596 | 0 | 249 | 9.7018 | 249 |  |  | 0.028596 | 7.1204 | 0.94684 | 0.95392 |  |  |  |  | 93 | 0.013256
11059 | INADALE_1G | 1 | West | YES | 0.038963 | 39.4 | 0 | 197 |  | 1 | Wind | 1 | 0.028596 | 0 | 197 | 7.6757 | 197 |  |  | 0.028596 | 5.6334 | 0.965 | 0.97001 |  |  |  |  | 94 | 0.011051
6407 | TURKTRAK1A | 1 | West | YES | 0.038647 | 33.9 | 0 | 169.5 | 0 | 1.025 | Wind | 1 | 0.02828 | 0 | 169.5 | 6.5507 | 169.5 |  |  | 0.02828 | 4.7934 | 0.98063 | 0.9837 |  |  |  |  | 95 | 0.0097154
6144 | MCADOO1A | 1 | West | YES | 0.038234 | 15 | 0 | 150 | 0 | 1.025 | Wind | 1 | 0.027867 | 0 | 150 | 5.7351 | 150 |  |  | 0.027867 | 4.18 | 0.99447 | 0.99564 |  |  |  |  | 96 | 0.0070873
60081 | WHRLWIND1A | 1 | West | YES | 0.035827 | 12 | 0 | 60 | 0 | 1.03 | Wind | 1 | 0.02546 | 0 | 60 | 2.1496 | 60 |  |  | 0.02546 | 1.5276 | 1 | 1 |  |  |  |  | 97 | 0.005008
6100 | OKLA7A | EQ | West | YES | 0.029472 | 50 | -220 | 220 | 0 | 1.035 | DCTie | 1 | 0.019105 | 0 | 0 | 0 | 0 |  |  | 0.019105 | 0 | 1 | 1 |  |  |  |  | 98 | 0.0030661
6752 | OKLA0A | 1 | West | YES | 0.029472 | 649.7 | 175 | 649.7 | 0 | 1.035 | LIGCO | 1 | 0.019105 | 0 | 649.7 | 19.148 | 649.7 |  |  | 0.019105 | 12.4124 | 1.0599 | 1.0354 |  |  |  |  | 99 | 0.0011706
1438 | MESQUITW_2G | 1 | North | YES | 0.035591 | 23.6 | 0 | 236 |  | 1.017 | Wind | -1 | 0.0063225 | 0 | 236 |  |  | 0 | 0 | -0.0063225 | 0 | [6 empty] | 100 | 0
1442 | COKFIELD_5 | 1 | North | YES | 0.035591 | 16.5 | 0 | 165 |  | 1.029 | Wind | -1 | 0.0063225 | 0 | 165 |  |  | 0 | 0 | -0.0063225 | 0 | [6 empty] | 101 | 0
1437 | MESQUITW_1G | 1 | North | YES | 0.035578 | 40 | 0 | 400 | 0 | 1.023 | Wind | -1 | 0.0063355 | 0 | 400 |  |  | 0 | 0 | -0.0063355 | 0 | [6 empty] | 102 | -0.024466
1433 | GRHAMSES_1G | 1 | North | YES | 0.023912 | 242 | 60 | 242 | 0 | 1.038 | GST | -1 | 0.018002 | 242 | 242 |  |  | 5.7867 | 242 | -0.018002 | -4.3564 | [6 empty] | 103 | 0
1479 | WFCOGEN_1G | 1 | North | YES | 0.023643 | 16 | 12 | 20 | 0 | 1 | Cogen | -1 | 0.018271 | 0 | 0 |  |  | 0 | 0 | -0.018271 | 0 | [6 empty] | 104 | 0
1479 | WFCOGEN_1G | 2 | North | YES | 0.023643 | 16 | 12 | 20 | 0 | 1 | Cogen | -1 | 0.018271 | 0 | 0 |  |  | 0 | 0 | -0.018271 | 0 | [6 empty] | 105 | 0
1482 | WFCOGEN_2G | 1 | North | YES | 0.023643 | 16 | 12 | 20 | 0 | 1 | Cogen | -1 | 0.018271 | 0 | 0 |  |  | 0 | 0 | -0.018271 | 0 | [6 empty] | 106 | 0
1482 | WFCOGEN_2G | 2 | North | YES | 0.023643 | 13.6 | 12 | 17 | 0 | 1 | Cogen | -1 | 0.018271 | 0 | 0 |  |  | 0 | 0 | -0.018271 | 0 | [6 empty] | 107 | 0
1432 | GRHAMSES_2G | 2 | North | YES | 0.023435 | 294.9 | 90 | 366 | 0 | 1.014 | GST | -1 | 0.018479 | 366 | 366 |  |  | 8.5772 | 366 | -0.018479 | -6.7631 | [6 empty] | 108 | 0
1643 | SLSTR1PP_1G | 1 | North | YES | 0.020269 | 6 | 0 | 60 | 0 | 1.022 | Wind | -1 | 0.021645 | 0 | 60 |  |  | 0 | 0 | -0.021645 | 0 | [6 empty] | 109 | 0
1600 | BARTNWND_1G | 1 | North | YES | 0.020111 | 12 | 0 | 120 | 0 | 1.022 | Wind | -1 | 0.021803 | 0 | 120 |  |  | 0 | 0 | -0.021803 | 0 | [6 empty] | 110 | 0
344 | MRSSHPRD | 1 | North | YES | 0.020006 | 0 | 0 | 12 |  | 1.03 | Hydro | -1 | 0.021908 | 0 | 0 |  |  | 0 | 0 | -0.021908 | 0 | [6 empty] | 111 | 0
345 | MRSSHPRD01 | 2 | North | YES | 0.020006 | 0 | 0 | 12 |  | 1.03 | Hydro | -1 | 0.021908 | 0 | 0 |  |  | 0 | 0 | -0.021908 | 0 | [6 empty] | 112 | 0
1453 | WCPWRCO_1G | 1 | North | YES | 0.01856 | 204 | 50 | 204 | 0 | 1.02 | CC | -1 | 0.023354 | 204 | 204 |  |  | 3.7862 | 204 | -0.023354 | -4.7641 | [6 empty] | 113 | 0
1454 | WCPWRCO_2G | 2 | North | YES | 0.01856 | 204 | 50 | 204 | 0 | 1.02 | CC | -1 | 0.023354 | 204 | 204 |  |  | 3.7862 | 204 | -0.023354 | -4.7641 | [6 empty] | 114 | 0
1455 | WCPWRCO_3G | 3 | North | YES | 0.01856 | 242 | 50 | 242 |  | 1.02 | CC | -1 | 0.023354 | 242 | 242 |  |  | 4.4915 | 242 | -0.023354 | -5.6516 | [6 empty] | 115 | 0
332 | RWMILLER01 | 1 | North | YES | 0.016591 | 58.4 | 18.5 | 73 | 0 | 1.04 | GST | -1 | 0.025323 | 73 | 73 |  |  | 1.2111 | 73 | -0.025323 | -1.8485 | [6 empty] | 116 | 0
333 | RWMILLER02 | 2 | North | YES | 0.016591 | 95.2 | 37 | 119 | 0 | 1.04 | GST | -1 | 0.025323 | 119 | 119 |  |  | 1.9743 | 119 | -0.025323 | -3.0134 | [6 empty] | 117 | 0
334 | RWMILLER03 | 3 | North | YES | 0.016591 | 166.4 | 65 | 208 | 0 | 1.04 | GST | -1 | 0.025323 | 208 | 208 |  |  | 3.4509 | 208 | -0.025323 | -5.2671 | [6 empty] | 118 | 0
335 | RWMILLER04 | 4 | North | YES | 0.016591 | 81.6 | 0 | 102 | 0 | 1.04 | GST | -1 | 0.025323 | 102 | 102 |  |  | 1.6923 | 102 | -0.025323 | -2.5829 | [6 empty] | 119 | 0
336 | RWMILLER05 | 5 | North | YES | 0.016591 | 80.8 | 0 | 101 | 0 | 1.04 | GST | -1 | 0.025323 | 101 | 101 |  |  | 1.6757 | 101 | -0.025323 | -2.5576 | [6 empty] | 120 | 0
580 | JCKCNTY801 | 1 | North | YES | 0.016222 | 288 | 0 | 288 | 0 | 1.022 | CC | -1 | 0.025692 | 288 | 288 |  |  | 4.6719 | 288 | -0.025692 | -7.3992 | [6 empty] | 121 | 0
581 | JCKCNTY802 | 2 | North | YES | 0.016222 | 147 | 0 | 147 | 0 | 1.022 | CC | -1 | 0.025692 | 147 | 147 |  |  | 2.3846 | 147 | -0.025692 | -3.7767 | [6 empty] | 122 | 0
582 | JCKCNTY803 | 3 | North | YES | 0.016222 | 147 | 0 | 147 | 0 | 1.022 | CC | -1 | 0.025692 | 147 | 147 |  |  | 2.3846 | 147 | -0.025692 | -3.7767 | [6 empty] | 123 | 0
503 | NTHTEXAS01 | 1 | North | YES | 0.016195 | 0 | 5 | 18 |  | 1.015 | GST | -1 | 0.025719 | 18 | 18 |  |  | 0.29151 | 18 | -0.025719 | -0.46293 | [6 empty] | 124 | 0
504 | NTHTEXAS02 | 2 | North | YES | 0.016195 | 14.4 | 5 | 18 |  | 1.015 | GST | -1 | 0.025719 | 18 | 18 |  |  | 0.29151 | 18 | -0.025719 | -0.46293 | [6 empty] | 125 | 0
505 | NTHTEXAS03 | 3 | North | YES | 0.016195 | 30.4 | 15 | 38 |  | 1.015 | GST | -1 | 0.025719 | 38 | 38 |  |  | 0.61541 | 38 | -0.025719 | -0.9773 | [6 empty] | 126 | 0
728 | WOLFRIDGE801 | 1 | North | YES | 0.015308 | 11.2 | 0 | 112.5 | 0 | 0.99 | Wind | -1 | 0.026606 | 0 | 112.5 |  |  | 0 | 0 | -0.026606 | 0 | [6 empty] | 127 | 0
1898 | COMCHEPK_1G | 1 | North | YES | 0.015249 | 1217 | 1150 | 1217 | 0 | 1.032 | Nuc | -1 | 0.026665 | 0 | 0 |  |  | 0 | 0 | -0.026665 | 0 | [6 empty] | 128 | 0
1899 | COMCHEPK_2G | 2 | North | YES | 0.015249 | 1159 | 1128 | 1159 | 0 | 1.032 | Nuc | -1 | 0.026665 | 0 | 0 |  |  | 0 | 0 | -0.026665 | 0 | [6 empty] | 129 | 0
1877 | WLFHOLW_1G | 1 | North | YES | 0.014814 | 217.3 | 89.2 | 217.3 | 0 | 1.032 | CC | -1 | 0.0271 | 217.3 | 217.3 |  |  | 3.2191 | 217.3 | -0.0271 | -5.8887 | [6 empty] | 130 | 0
1878 | WLFHOLW_2G | 2 | North | YES | 0.014814 | 215.7 | 105 | 215.7 | 0 | 1.032 | CC | -1 | 0.0271 | 215.7 | 215.7 |  |  | 3.1954 | 215.7 | -0.0271 | -5.8454 | [6 empty] | 131 | 0
1879 | WLFHOLW_3G | 3 | North | YES | 0.014814 | 272.4 | 89.2 | 272.4 | 0 | 1.032 | CC | -1 | 0.0271 | 272.4 | 272.4 |  |  | 4.0353 | 272.4 | -0.0271 | -7.3819 | [6 empty] | 132 | 0
1889 | DECRDOVA_1G | 1 | North | YES | 0.014477 | 779 | 255 | 779 | 0 | 1.02 | GSC | -1 | 0.027437 | 779 | 779 |  |  | 11.2776 | 779 | -0.027437 | -21.3731 | [6 empty] | 133 | 0
1861 | EAGLEMNT_1G | MB | North | YES | 0.014331 | 0 | 30 | 112 |  | 1.022 | GST | -1 | 0.027583 | 0 | 0 |  |  | 0 | 0 | -0.027583 | 0 | [6 empty] | 134 | 0
1862 | EAGLEMNT_2G | MB | North | YES | 0.014331 | 0 | 40 | 100 |  | 1.022 | GST | -1 | 0.027583 | 0 | 0 |  |  | 0 | 0 | -0.027583 | 0 | [6 empty] | 135 | 0
1863 | EAGLEMNT_3G | MB | North | YES | 0.014331 | 0 | 50 | 378 |  | 1.022 | GST | -1 | 0.027583 | 0 | 0 |  |  | 0 | 0 | -0.027583 | 0 | [6 empty] | 136 | 0
1892 | DECRDOVA_2G | A | North | YES | 0.014114 | 65 | 65 | 70 | 0 | 1.025 | GGT | -1 | 0.0278 | 70 | 70 |  |  | 0.98798 | 70 | -0.0278 | -1.946 | [6 empty] | 137 | 0
1893 | DECRDOVA_3G | B | North | YES | 0.014114 | 65 | 65 | 69 | 0 | 1.025 | GGT | -1 | 0.0278 | 69 | 69 |  |  | 0.97387 | 69 | -0.0278 | -1.9182 | [6 empty] | 138 | 0
1894 | DECRDOVA_4G | C | North | YES | 0.014114 | 65 | 65 | 69 | 0 | 1.025 | GGT | -1 | 0.0278 | 69 | 69 |  |  | 0.97387 | 69 | -0.0278 | -1.9182 | [6 empty] | 139 | 0
1895 | DECRDOVA_5G | D | North | YES | 0.014114 | 65 | 65 | 68 | 0 | 1.025 | GGT | -1 | 0.0278 | 68 | 68 |  |  | 0.95975 | 68 | -0.0278 | -1.8904 | [6 empty] | 140 | 0
923 | SPENCER_G4 | 1 | North | YES | 0.013963 | 48 | 20 | 61 | 0 | 1.03 | GST | -1 | 0.027951 | 61 | 61 |  |  | 0.85174 | 61 | -0.027951 | -1.705 | [6 empty] | 141 | 0
924 | SPENCER_G5 | 1 | North | YES | 0.013963 | 52 | 20 | 66 | 0 | 1.03 | GST | -1 | 0.027951 | 66 | 66 |  |  | 0.92156 | 66 | -0.027951 | -1.8447 | [6 empty] | 142 | 0
8032 | AMISTADHYD1 | 1 | South | YES | 0.013671 | 33 | 13 | 33 | 0 | 1.03 | Hydro | -1 | 0.028243 | 0 | 0 |  |  |  |  | -0.028243 | 0 | [6 empty] | 143 | 0
8033 | AMISTADHYD2 | 2 | South | YES | 0.013671 | 25 | 13 | 25 | 0 | 1.03 | Hydro | -1 | 0.028243 | 0 | 0 |  |  |  |  | -0.028243 | 0 | [6 empty] | 144 | 0
88253 | HAMILTON | F | South | YES | 0.013671 | 0 | 0 | 0 | 0 | 1.04 | BLT | -1 | 0.028243 | 0 | 0 |  |  |  |  | -0.028243 | 0 | [6 empty] | 145 | 0
1947 | HANDLEY_3G | 3 | North | YES | 0.012517 | 316 | 100 | 395 | 0 | 1.022 | GST | -1 | 0.029397 | 395 | 395 |  |  | 4.9442 | 395 | -0.029397 | -11.6116 | [6 empty] | 146 | 0
1949 | HANDLEY_5G | 5 | North | YES | 0.012517 | 348 | 150 | 435 | 0 | 1.022 | GST | -1 | 0.029397 | 435 | 435 |  |  | 5.4449 | 435 | -0.029397 | -12.7875 | [6 empty] | 147 | 0
366 | JNSNCNTY802 | 1 | North | YES | 0.012484 | 168 | 20 | 168 | 0 | 1.02 | Cogen | -1 | 0.02943 | 0 | 0 |  |  | 0 | 0 | -0.02943 | 0 | [6 empty] | 148 | 0
367 | JNSNCNTY802 | 2 | North | YES | 0.012484 | 90 | 20 | 90 | 0 | 1.02 | Cogen | -1 | 0.02943 | 0 | 0 |  |  | 0 | 0 | -0.02943 | 0 | [6 empty] | 149 | 0
1948 | HANDLEY_4G | 4 | North | YES | 0.012394 | 348 | 150 | 435 | 0 | 1.022 | GST | -1 | 0.02952 | 435 | 435 |  |  | 5.3914 | 435 | -0.02952 | -12.841 | [6 empty] | 150 | 0
2371 | COLLIN_1G | MB | North | YES | 0.011763 | 0 | 40 | 138 |  | 1.022 | GST | -1 | 0.030151 | 0 | 0 |  |  | 0 | 0 | -0.030151 | 0 | [6 empty] | 151 | 0
6948 | DENISNDM | 1 | North | YES | 0.011499 | 40 | 5 | 40 |  | 1.015 | Hydro | -1 | 0.030415 | 0 | 0 |  |  | 0 | 0 | -0.030415 | 0 | [6 empty] | 152 | 0
6948 | DENISNDM | 2 | North | YES | 0.011499 | 31 | 5 | 40 |  | 1.015 | Hydro | -1 | 0.030415 | 0 | 0 |  |  | 0 | 0 | -0.030415 | 0 | [6 empty] | 153 | 0
2381 | NTHLK1_G | 1 | North | YES | 0.011491 | 0 | 35 | 156 |  | 1.022 | GST | -1 | 0.030423 | 156 | 156 |  |  | 1.7926 | 156 | -0.030423 | -4.7459 | [6 empty] | 154 | 0
2382 | NTHLK2_G | 2 | North | YES | 0.011491 | 0 | 35 | 181 |  | 1.022 | GST | -1 | 0.030423 | 181 | 181 |  |  | 2.0799 | 181 | -0.030423 | -5.5065 | [6 empty] | 155 | 0
2383 | NTHLK3_G | 3 | North | YES | 0.011491 | 0 | 50 | 329 |  | 1.022 | GST | -1 | 0.030423 | 329 | 329 |  |  | 3.7805 | 329 | -0.030423 | -10.009 | [6 empty] | 156 | 0
1687 | VALLEY_1G | 1 | North | YES | 0.01136 | 136 | 15 | 170 | 0 | 1.029 | GST | -1 | 0.030554 | 170 | 170 |  |  | 1.9312 | 170 | -0.030554 | -5.1941 | [6 empty] | 157 | 0
1688 | VALLEY_2G | 2 | North | YES | 0.01136 | 527 | 90 | 527 | 0 | 1.029 | GSC | -1 | 0.030554 | 527 | 527 |  |  | 5.9867 | 527 | -0.030554 | -16.1017 | [6 empty] | 158 | 0
1689 | VALLEY_3G | 3 | North | YES | 0.011174 | 0 | 25 | 375 |  | 1.003 | GST | -1 | 0.03074 | 375 | 375 |  |  | 4.1902 | 375 | -0.03074 | -11.5273 | [6 empty] | 159 | 0
11691 | KMICHICT1_G | 1 | North | YES | 0.011174 | 144 | 80 | 144 | 0 | 1.026 | CC | -1 | 0.03074 | 144 | 144 |  |  | 1.6091 | 144 | -0.03074 | -4.4265 | [6 empty] | 160 | 0
11692 | KMICHICT2_G | 2 | North | YES | 0.011174 | 146 | 80 | 146 | 0 | 1.026 | CC | -1 | 0.03074 | 146 | 146 |  |  | 1.6314 | 146 | -0.03074 | -4.488 | [6 empty] | 161 | 0
11693 | KMICHIST3_G | 3 | North | YES | 0.011174 | 312 | 60 | 312 | 0 | 1.026 | CC | -1 | 0.03074 | 312 | 312 |  |  | 3.4863 | 312 | -0.03074 | -9.5907 | [6 empty] | 162 | 0
11694 | KMICHICT4_G | 4 | North | YES | 0.011174 | 144 | 80 | 144 | 0 | 1.026 | CC | -1 | 0.03074 | 144 | 144 |  |  | 1.6091 | 144 | -0.03074 | -4.4265 | [6 empty] | 163 | 0
11695 | KMICHICT5_G | 5 | North | YES | 0.011174 | 148 | 80 | 148 | 0 | 1.026 | CC | -1 | 0.03074 | 148 | 148 |  |  | 1.6538 | 148 | -0.03074 | -4.5495 | [6 empty] | 164 | 0
11696 | KMICHIST6_G | 6 | North | YES | 0.011174 | 310 | 60 | 310 | 0 | 1.026 | CC | -1 | 0.03074 | 310 | 310 |  |  | 3.4639 | 310 | -0.03074 | -9.5293 | [6 empty] | 165 | 0
1678 | LAMARPWR_1G | 1 | North | YES | 0.011115 | 160 | 67.7 | 160 | 0 | 1.038 | CC | -1 | 0.030799 | 160 | 160 |  |  | 1.7784 | 160 | -0.030799 | -4.9278 | [6 empty] | 166 | 0
1679 | LAMARPWR_2G | 2 | North | YES | 0.011115 | 156 | 67.7 | 156 | 0 | 1.038 | CC | -1 | 0.030799 | 156 | 156 |  |  | 1.7339 | 156 | -0.030799 | -4.8046 | [6 empty] | 167 | 0
1680 | LAMARPWR_3G | 3 | North | YES | 0.011115 | 196 | 129.1 | 196 | 0 | 1.038 | CC | -1 | 0.030799 | 196 | 196 |  |  | 2.1785 | 196 | -0.030799 | -6.0365 | [6 empty] | 168 | 0
1681 | LAMARPWR_4G | 4 | North | YES | 0.011115 | 156 | 67.7 | 156 | 0 | 1.038 | CC | -1 | 0.030799 | 156 | 156 |  |  | 1.7339 | 156 | -0.030799 | -4.8046 | [6 empty] | 169 | 0
1682 | LAMARPWR_5G | 5 | North | YES | 0.011115 | 157 | 67.7 | 157 | 0 | 1.038 | CC | -1 | 0.030799 | 157 | 157 |  |  | 1.7451 | 157 | -0.030799 | -4.8354 | [6 empty] | 170 | 0
1683 | LAMARPWR_6G | 6 | North | YES | 0.011115 | 198 | 129.1 | 198 | 0 | 1.038 | CC | -1 | 0.030799 | 198 | 198 |  |  | 2.2008 | 198 | -0.030799 | -6.0981 | [6 empty] | 171 | 0
1675 | PEC_1G | 1 | North | YES | 0.011085 | 76.7 | 35 | 76.7 | 0 | 1.022 | Cogen | -1 | 0.030829 | 0 | 0 |  |  | 0 | 0 | -0.030829 | 0 | [6 empty] | 172 | 0
1676 | PEC_2G | 2 | North | YES | 0.011085 | 79.6 | 35 | 79.6 | 0 | 1.022 | Cogen | -1 | 0.030829 | 0 | 0 |  |  | 0 | 0 | -0.030829 | 0 | [6 empty] | 173 | 0
1677 | PEC_3G | 3 | North | YES | 0.011085 | 88.4 | 35 | 88.4 | 0 | 1.022 | Cogen | -1 | 0.030829 | 0 | 0 |  |  | 0 | 0 | -0.030829 | 0 | [6 empty] | 174 | 0
1701 | MOSES_1G | 1 | North | YES | 0.011001 | 558 | 175 | 558 | 0 | 1.023 | LIGCO | -1 | 0.030913 | 0 | 558 |  |  | 0 | 0 | -0.030913 | 0 | [6 empty] | 175 | 0
1702 | MOSES_2G | 2 | North | YES | 0.011001 | 579 | 175 | 579 | 0 | 1.023 | LIGCO | -1 | 0.030913 | 0 | 579 |  |  | 0 | 0 | -0.030913 | 0 | [6 empty] | 176 | 0
1703 | MOSES_3G | 3 | North | YES | 0.011001 | 808 | 463 | 808 | 0 | 1.023 | LIGCO | -1 | 0.030913 | 0 | 808 |  |  | 0 | 0 | -0.030913 | 0 | [6 empty] | 177 | 0
5925 | DCEAST | EQ | North | YES | 0.011001 | 400.3 | -600 | 600 | 0 | 1.025 | DCTie | -1 | 0.030913 | 0 | 0 |  |  | 0 | 0 | -0.030913 | 0 | [6 empty] | 178 | 0
1937 | MDLTHELP_5G | 5 | North | YES | 0.010857 | 224 | 74 | 224 | 0 | 1 | CC | -1 | 0.031057 | 224 | 224 |  |  | 2.432 | 224 | -0.031057 | -6.9567 | [6 empty] | 179 | 0
1938 | MDLTHELP_6G | 6 | North | YES | 0.010857 | 226 | 74 | 226 | 0 | 1 | CC | -1 | 0.031057 | 226 | 226 |  |  | 2.4537 | 226 | -0.031057 | -7.0188 | [6 empty] | 180 | 0
1943 | MDLTHELP_3G | 3 | North | YES | 0.010857 | 212 | 74 | 212 | 0 | 1 | CC | -1 | 0.031057 | 212 | 212 |  |  | 2.3017 | 212 | -0.031057 | -6.584 | [6 empty] | 181 | 0
1944 | MDLTHELP_4G | 4 | North | YES | 0.010857 | 211 | 74 | 211 | 0 | 1 | CC | -1 | 0.031057 | 211 | 211 |  |  | 2.2908 | 211 | -0.031057 | -6.5529 | [6 empty] | 182 | 0
842 | OLINGER_G1 | 1 | North | YES | 0.010796 | 55.4 | 20 | 79 | 0 | 1.03 | GST | -1 | 0.031118 | 79 | 79 |  |  | 0.85288 | 79 | -0.031118 | -2.4583 | [6 empty] | 183 | 0
843 | OLINGER_G2 | 1 | North | YES | 0.010796 | 76.2 | 25 | 110 | 0 | 1.03 | GST | -1 | 0.031118 | 110 | 110 |  |  | 1.1876 | 110 | -0.031118 | -3.4229 | [6 empty] | 184 | 0
844 | OLINGER_G3 | 1 | North | YES | 0.010796 | 103.9 | 45 | 150 | 0 | 1.03 | GST | -1 | 0.031118 | 150 | 150 |  |  | 1.6194 | 150 | -0.031118 | -4.6676 | [6 empty] | 185 | 0
845 | OLINGER_G4 | 1 | North | YES | 0.010796 | 51.9 | 0 | 76 | 0 | 1.03 | GGT | -1 | 0.031118 | 76 | 76 |  |  | 0.8205 | 76 | -0.031118 | -2.3649 | [6 empty] | 186 | 0
837 | NEWMAN_G5 | 1 | North | YES | 0.010756 | 0 | 15 | 40 |  | 1.01 | GST | -1 | 0.031158 | 40 | 40 |  |  | 0.43024 | 40 | -0.031158 | -1.2463 | [6 empty] | 187 | 0
948 | STEAM1 | 1 | North | YES | 0.010725 | 0 | 12 | 20 |  | 1.02 | GST | -1 | 0.031189 | 20 | 20 |  |  | 0.2145 | 20 | -0.031189 | -0.62377 | [6 empty] | 188 | 0
949 | STEAM2 | 1 | North | YES | 0.010725 | 26 | 8 | 26 | 0 | 0.99 | GST | -1 | 0.031189 | 26 | 26 |  |  | 0.27885 | 26 | -0.031189 | -0.8109 | [6 empty] | 189 | 0
950 | STEAM3 | 1 | North | YES | 0.010725 | 41 | 13 | 42 | 0 | 1.02 | GST | -1 | 0.031189 | 42 | 42 |  |  | 0.45045 | 42 | -0.031189 | -1.3099 | [6 empty] | 190 | 0
2413 | MTCK6_G | 6 | North | YES | 0.010621 | 0 | 30 | 118 |  | 1.022 | GST | -1 | 0.031293 | 118 | 118 |  |  | 1.2533 | 118 | -0.031293 | -3.6925 | [6 empty] | 191 | 0
2414 | MTCK7_G | 7 | North | YES | 0.010621 | 0 | 30 | 115 |  | 1.022 | GST | -1 | 0.031293 | 115 | 115 |  |  | 1.2214 | 115 | -0.031293 | -3.5986 | [6 empty] | 192 | 0
2417 | MTCK8_G | 8 | North | YES | 0.010621 | 444.8 | 60 | 556 | 0 | 1.022 | GSC | -1 | 0.031293 | 556 | 556 |  |  | 5.9053 | 556 | -0.031293 | -17.3987 | [6 empty] | 193 | 0
2451 | LKHB1_G | 1 | North | YES | 0.010491 | 0 | 80 | 391 |  | 1.022 | GST | -1 | 0.031423 | 391 | 391 |  |  | 4.102 | 391 | -0.031423 | -12.2862 | [6 empty] | 194 | 0
2452 | LKHB2_G | 2 | North | YES | 0.010491 | 516 | 80 | 516 | 0 | 1.022 | GST | -1 | 0.031423 | 516 | 516 |  |  | 5.4134 | 516 | -0.031423 | -16.214 | [6 empty] | 195 | 0
12440 | PARKD_1SVC8 | 1 | North | YES | 0.010449 | 0 | 0 | 0 | 0 | 1.007 | GST | -1 | 0.031465 | 0 | 0 |  |  | 0 | 0 | -0.031465 | 0 | [6 empty] | 196 | 0
12449 | PARKD_2SVC8 | 1 | North | YES | 0.010449 | 0 | 0 | 0 | 0 | 1.007 | GST | -1 | 0.031465 | 0 | 0 |  |  | 0 | 0 | -0.031465 | 0 | [6 empty] | 197 | 0
12411 | FPLEFR1A_G | 1 | North | YES | 0.01033 | 161 | 72 | 161 | 0 | 1 | CC | -1 | 0.031584 | 161 | 161 |  |  | 1.6631 | 161 | -0.031584 | -5.085 | [6 empty] | 198 | 0
12412 | FPLEFR1B_G | 2 | North | YES | 0.01033 | 164 | 72 | 164 | 0 | 1 | CC | -1 | 0.031584 | 164 | 164 |  |  | 1.6941 | 164 | -0.031584 | -5.1797 | [6 empty] | 199 | 0
12413 | FPLEFR1C_G | 3 | North | YES | 0.01033 | 164 | 72 | 164 | 0 | 1 | CC | -1 | 0.031584 | 164 | 164 |  |  | 1.6941 | 164 | -0.031584 | -5.1797 | [6 empty] | 200 | 0
12414 | FPLEFR1S_G | 4 | North | YES | 0.01033 | 414 | 191 | 414 | 0 | 1 | CC | -1 | 0.031584 | 414 | 414 |  |  | 4.2766 | 414 | -0.031584 | -13.0756 | [6 empty] | 201 | 0
12421 | FPLEFR2A_G | 1 | North | YES | 0.01033 | 162 | 72 | 162 | 0 | 1 | CC | -1 | 0.031584 | 162 | 162 |  |  | 1.6735 | 162 | -0.031584 | -5.1165 | [6 empty] | 202 | 0
12422 | FPLEFR2B_G | 2 | North | YES | 0.01033 | 161 | 72 | 161 | 0 | 1 | CC | -1 | 0.031584 | 161 | 161 |  |  | 1.6631 | 161 | -0.031584 | -5.085 | [6 empty] | 203 | 0
12423 | FPLEFR2C_G | 3 | North | YES | 0.01033 | 163 | 72 | 163 | 0 | 1 | CC | -1 | 0.031584 | 163 | 163 |  |  | 1.6838 | 163 | -0.031584 | -5.1481 | [6 empty] | 204 | 0
12424 | FPLEFR2S_G | 4 | North | YES | 0.01033 | 415 | 191 | 415 | 0 | 1 | CC | -1 | 0.031584 | 415 | 415 |  |  | 4.287 | 415 | -0.031584 | -13.1072 | [6 empty] | 205 | 0
1941 | MDLTHELP_1G | 1 | North | YES | 0.01002 | 216.4 | 74 | 216.4 | 0 | 1 | CC | -1 | 0.031894 | 216.4 | 216.4 |  |  | 2.1683 | 216.4 | -0.031894 | -6.9018 | [6 empty] | 206 | 0
1942 | MDLTHELP_2G | 2 | North | YES | 0.01002 | 216.1 | 74 | 216.1 | 0 | 1 | CC | -1 | 0.031894 | 216.1 | 216.1 |  |  | 2.1653 | 216.1 | -0.031894 | -6.8922 | [6 empty] | 207 | 0
12322 | ENNSTRAC_1G | 1 | North | YES | 0.009809 | 196 | 130 | 196 | 0 | 1.036 | CC | -1 | 0.032105 | 196 | 196 |  |  | 1.9226 | 196 | -0.032105 | -6.2925 | [6 empty] | 208 | 0
12323 | ENNSTRAC_2G | 2 | North | YES | 0.009809 | 116 | 100 | 116 | 0 | 1.036 | CC | -1 | 0.032105 | 116 | 116 |  |  | 1.1378 | 116 | -0.032105 | -3.7241 | [6 empty] | 209 | 0
3097 | MARTLAKE_1G | 1 | North | YES | 0.009113 | 790 | 500 | 790 | 0 | 1.017 | LIGCO | -1 | 0.032801 | 0 | 790 |  |  | 0 | 0 | -0.032801 | 0 | [6 empty] | 210 | 0
3098 | MARTLAKE_2G | 2 | North | YES | 0.009113 | 795 | 461 | 795 | 0 | 1.017 | LIGCO | -1 | 0.032801 | 0 | 795 |  |  | 0 | 0 | -0.032801 | 0 | [6 empty] | 211 | 0
3099 | MARTLAKE_3G | 3 | North | YES | 0.009113 | 804 | 500 | 804 | 0 | 1.017 | LIGCO | -1 | 0.032801 | 0 | 804 |  |  | 0 | 0 | -0.032801 | 0 | [6 empty] | 212 | 0
13116 | TGATEWAY_1G | 1 | North | YES | 0.008947 | 151 | 30 | 151 | 0 | 1.0232 | CC | -1 | 0.032967 | 151 | 151 |  |  | 1.351 | 151 | -0.032967 | -4.9779 | [6 empty] | 213 | 0
13117 | TGATEWAY_2G | 2 | North | YES | 0.008947 | 130 | 30 | 130 | 0 | 1.0232 | CC | -1 | 0.032967 | 130 | 130 |  |  | 1.1631 | 130 | -0.032967 | -4.2857 | [6 empty] | 214 | 0
13118 | TGATEWAY_3G | 3 | North | YES | 0.008947 | 148 | 30 | 148 | 0 | 1.0232 | CC | -1 | 0.032967 | 148 | 148 |  |  | 1.3242 | 148 | -0.032967 | -4.879 | [6 empty] | 215 | 0
13119 | TGATEWAY_4G | 4 | North | YES | 0.008947 | 399 | 65 | 399 | 0 | 1.0232 | CC | -1 | 0.032967 | 399 | 399 |  |  | 3.5699 | 399 | -0.032967 | -13.1537 | [6 empty] | 216 | 0
3348 | CHAMPION_1G | MB | North | YES | 0.008794 | 0 | 42 | 42 |  | 1 | Cogen | -1 | 0.03312 | 0 | 0 |  |  | 0 | 0 | -0.03312 | 0 | [6 empty] | 217 | 0
3309 | ASPN_G | 1 | North | YES | 0.008779 | 50 | 0 | 50 |  | 1 | Bio | -1 | 0.033135 | 50 | 50 |  |  | 0.43895 | 50 | -0.033135 | -1.6567 | [6 empty] | 218 | 0
3107 | STRYKER_1G | 1 | North | YES | 0.008723 | 145.6 | 45 | 182 | 0 | 1.029 | GST | -1 | 0.033191 | 182 | 182 |  |  | 1.5876 | 182 | -0.033191 | -6.0407 | [6 empty] | 219 | 0
3108 | STRYKER_2G | 2 | North | YES | 0.008723 | 484 | 75 | 484 | 0 | 1.029 | GST | -1 | 0.033191 | 484 | 484 |  |  | 4.2219 | 484 | -0.033191 | -16.0642 | [6 empty] | 220 | 0
3126 | TRINIDAD_6G | 1 | North | YES | 0.008704 | 179.2 | 46 | 224 | 0 | 1 | GST | -1 | 0.03321 | 224 | 224 |  |  | 1.9497 | 224 | -0.03321 | -7.4389 | [6 empty] | 221 | 0
13134 | CALFREST_4G | 4 | North | YES | 0.00728 | 151.5 | 40 | 151.5 | 0 | 1.031 | CC | -1 | 0.034634 | 151.5 | 151.5 |  |  | 1.1029 | 151.5 | -0.034634 | -5.247 | [6 empty] | 222 | 0
13135 | CALFREST_5G | 5 | North | YES | 0.00728 | 152.3 | 57 | 152.3 | 0 | 1.031 | CC | -1 | 0.034634 | 152.3 | 152.3 |  |  | 1.1087 | 152.3 | -0.034634 | -5.2747 | [6 empty] | 223 | 0
13136 | CALFREST_6G | 6 | North | YES | 0.00728 | 177.5 | 40 | 177.5 | 0 | 1.031 | CC | -1 | 0.034634 | 177.5 | 177.5 |  |  | 1.2922 | 177.5 | -0.034634 | -6.1475 | [6 empty] | 224 | 0
13131 | CALFREST_1G | 1 | North | YES | 0.007222 | 150.7 | 40 | 150.7 | 0 | 1.031 | CC | -1 | 0.034692 | 150.7 | 150.7 |  |  | 1.0884 | 150.7 | -0.034692 | -5.228 | [6 empty] | 225 | 0
13132 | CALFREST_2G | 2 | North | YES | 0.007222 | 151 | 57 | 151 | 0 | 1.031 | CC | -1 | 0.034692 | 151 | 151 |  |  | 1.0905 | 151 | -0.034692 | -5.2384 | [6 empty] | 226 | 0
13133 | CALFREST_3G | 3 | North | YES | 0.007222 | 177.4 | 40 | 177.4 | 0 | 1.031 | CC | -1 | 0.034692 | 177.4 | 177.4 |  |  | 1.2812 | 177.4 | -0.034692 | -6.1543 | [6 empty] | 227 | 0
3381 | BBRN_1G | 1 | North | YES | 0.006892 | 618 | 225 | 618 | 0 | 1.03 | LIGCO | -1 | 0.035022 | 0 | 618 |  |  | 0 | 0 | -0.035022 | 0 | [6 empty] | 228 | 0
3382 | BBRN_2G | 2 | North | YES | 0.006892 | 589 | 225 | 589 | 0 | 1.03 | LIGCO | -1 | 0.035022 | 0 | 589 |  |  | 0 | 0 | -0.035022 | 0 | [6 empty] | 229 | 0
244 | WHITNYDM01 | 1 | North | YES | 0.006534 | 15 | 0 | 15 | 0 | 1.035 | Hydro | -1 | 0.03538 | 0 | 0 |  |  | 0 | 0 | -0.03538 | 0 | [6 empty] | 230 | 0
245 | WHITNYDM02 | 2 | North | YES | 0.006534 | 15 | 0 | 15 | 0 | 1.035 | Hydro | -1 | 0.03538 | 0 | 0 |  |  | 0 | 0 | -0.03538 | 0 | [6 empty] | 231 | 0
8262 | ELPS | 1 | South | YES | 0.005665 | 6 | 6 | 6 | 0 | 1.15 | Hydro | -1 | 0.036249 | 0 | 0 |  |  |  |  | -0.036249 | 0 | [6 empty] | 232 | 0
251 | BOSQUESW803 | 2 | North | YES | 0.005201 | 150 | 0 | 150 | 0 | 1.032 | CC | -1 | 0.036713 | 150 | 150 |  |  | 0.78015 | 150 | -0.036713 | -5.5069 | [6 empty] | 233 | 0
253 | BOSQUESW804 | 2 | North | YES | 0.005201 | 80 | 0 | 80 | 0 | 1.032 | CC | -1 | 0.036713 | 80 | 80 |  |  | 0.41608 | 80 | -0.036713 | -2.937 | [6 empty] | 234 | 0
48721 | LEG_1___1 | 1 | North | YES | 0.004119 | 827 | 357 | 827 | 0 | 1.0348 | LIGCO | -1 | 0.037795 | 0 | 827 |  |  | 0 | 0 | -0.037795 | 0 | [6 empty] | 235 | 0
48722 | LEG_2___2 | 2 | North | YES | 0.004119 | 819 | 357 | 819 | 0 | 1.0348 | LIGCO | -1 | 0.037795 | 0 | 819 |  |  | 0 | 0 | -0.037795 | 0 | [6 empty] | 236 | 0
238 | BOSQUESW505 | 1 | North | YES | 0.003508 | 255 | 0 | 255 | 0 | 1.02 | CC | -1 | 0.038406 | 255 | 255 |  |  | 0.89454 | 255 | -0.038406 | -9.7934 | [6 empty] | 237 | 0
239 | BOSQUESW502 | 1 | North | YES | 0.003508 | 119.2 | 0 | 149 | 0 | 1.02 | GGT | -1 | 0.038406 | 149 | 149 |  |  | 0.52269 | 149 | -0.038406 | -5.7224 | [6 empty] | 238 | 0
247 | BOSQUESW501 | 2 | North | YES | 0.003508 | 124.8 | 0 | 156 | 0 | 1.02 | GGT | -1 | 0.038406 | 156 | 156 |  |  | 0.54725 | 156 | -0.038406 | -5.9913 | [6 empty] | 239 | 0
39960 | TNTNPONE_18 | 1 | North | YES | 0.003123 | 152.3 | 30 | 152.3 |  | 1.04 | LIGCO | -1 | 0.038791 | 0 | 152.3 |  |  | 0 | 0 | -0.038791 | 0 | [6 empty] | 240 | 0
39970 | TNTNPONE_28 | 1 | North | YES | 0.003123 | 153 | 30 | 153 |  | 1.04 | LIGCO | -1 | 0.038791 | 0 | 153 |  |  | 0 | 0 | -0.038791 | 0 | [6 empty] | 241 | 0
3403 | THOUSE_1G | 1 | North | YES | 0.002492 | 563 | 200 | 563 | 0 | 1.012 | GSC | -1 | 0.039422 | 563 | 563 |  |  | 1.403 | 563 | -0.039422 | -22.1943 | [6 empty] | 242 | 0
3404 | THOUSE_2G | 2 | North | YES | 0.002492 | 807 | 250 | 807 | 0 | 1.012 | GSC | -1 | 0.039422 | 807 | 807 |  |  | 2.011 | 807 | -0.039422 | -31.8132 | [6 empty] | 243 | 0
3416 | LAKE_CRK1_G | 1 | North | YES | 0.001579 | 60 | 33 | 75 |  | 1.029 | GST | -1 | 0.040335 | 75 | 75 |  |  | 0.11843 | 75 | -0.040335 | -3.0251 | [6 empty] | 244 | 0
3417 | LAKE_CRK2_G | 2 | North | YES | 0.001579 | 177.6 | 40 | 222 | 0 | 1.029 | GST | -1 | 0.040335 | 222 | 222 |  |  | 0.35054 | 222 | -0.040335 | -8.9543 | [6 empty] | 245 | 0
32798 | BRYN_TAMUGEN | 1 | North | YES | 0.000632 | 32 | 0 | 32 |  | 1.02 | GST | -1 | 0.041282 | 32 | 32 |  |  | 0.020224 | 32 | -0.041282 | -1.321 | [6 empty] | 246 | 0
990 | GIBN_CREK_G1 | 1 | North | YES | 0.000626 | 463 | 200 | 463 | 0 | 1.0275 | LIGCO | -1 | 0.041288 | 0 | 463 |  |  | 0 | 0 | -0.041288 | 0 | [6 empty] | 247 | 0
32886 | BRYN_ATKINS3 | MB | North | YES | 0.000623 | 0 | 5 | 12 |  | 1 | GST | -1 | 0.041291 | 0 | 0 |  |  | 0 | 0 | -0.041291 | 0 | [6 empty] | 248 | 0
32887 | BRYN_ATKINS6 | MB | North | YES | 0.000623 | 0 | 12 | 51 |  | 1.028 | GST | -1 | 0.041291 | 0 | 0 |  |  | 0 | 0 | -0.041291 | 0 | [6 empty] | 249 | 0
32888 | BRYN_ATKINS7 | 1 | North | YES | 0.000623 | 13.6 | 4 | 17 |  | 1.028 | GGT | -1 | 0.041291 | 17 | 17 |  |  | 0.010591 | 17 | -0.041291 | -0.70194 | [6 empty] | 250 | 0
32890 | BRYN_ATKINS4 | MB | North | YES | 0.000623 | 0 | 5 | 22 |  | 1.031 | GST | -1 | 0.041291 | 0 | 0 |  |  | 0 | 0 | -0.041291 | 0 | [6 empty] | 251 | 0
32891 | BRYN_ATKINS5 | MB | North | YES | 0.000623 | 0 | 5 | 25 |  | 1.031 | GST | -1 | 0.041291 | 0 | 0 |  |  | 0 | 0 | -0.041291 | 0 | [6 empty] | 252 | 0
32883 | BRYN_DNSBY3 | 1 | North | YES | 0.000565 | 0 | 2 | 48 |  | 1.015 | GST | -1 | 0.041349 | 48 | 48 |  |  | 0.02712 | 48 | -0.041349 | -1.9847 | [6 empty] | 253 | 0
32884 | BRYN_DNSBY13 | 1 | North | YES | 0.000565 | 46 | 2 | 46 | 0 | 1.015 | GST | -1 | 0.041349 | 46 | 46 |  |  | 0.02599 | 46 | -0.041349 | -1.902 | [6 empty] | 254 | 0
32892 | BRYN_DNSBY14 | 1 | North | YES | 0.000565 | 84 | 25 | 105 | 0 | 1.035 | GST | -1 | 0.041349 | 105 | 105 |  |  | 0.059325 | 105 | -0.041349 | -4.3416 | [6 empty] | 255 | 0
5934 | SI_RAY5 | 5 | South | YES | 0 | 0 | 10 | 15 |  | 1.035 | GST | -1 | 0.041914 | 15 | 15 |  |  |  |  | -0.041914 | -0.6287 | [6 empty] | 256 | 0
8139 | JOS #1 | MB | South | YES | 0 | 0 | 45 | 255 |  | 1.02 | GST | -1 | 0.041914 | 0 | 0 |  |  |  |  | -0.041914 | 0 | [6 empty] | 257 | 0
8285 | LAR #1 | MB | South | YES | 0 | 0 | 9 | 32 |  | 1.0497 | GST | -1 | 0.041914 | 0 | 0 |  |  |  |  | -0.041914 | 0 | [6 empty] | 258 | 0
8287 | LAR #2 | MB | South | YES | 0 | 0 | 9 | 32 |  | 1.04 | GST | -1 | 0.041914 | 0 | 0 |  |  |  |  | -0.041914 | 0 | [6 empty] | 259 | 0
8288 | LAR #3 | MB | South | YES | 0 | 0 | 25 | 105 |  | 1.04 | GST | -1 | 0.041914 | 0 | 0 |  |  |  |  | -0.041914 | 0 | [6 empty] | 260 | 0
8388 | BATES0A | MB | South | YES | 0 | 0 | 21 | 71 |  | 1.033 | GST | -1 | 0.041914 | 0 | 0 |  |  |  |  | -0.041914 | 0 | [6 empty] | 261 | 0
8393 | BATES0B | MB | South | YES | 0 | 0 | 25 | 110 |  | 1.03 | GST | -1 | 0.041914 | 0 | 0 |  |  |  |  | -0.041914 | 0 | [6 empty] | 262 | 0
8437 | NUECES_B0C | MB | South | YES | 0 | 0 | 7 | 30 |  | 1.03 | GST | -1 | 0.041914 | 0 | 0 |  |  |  |  | -0.041914 | 0 | [6 empty] | 263 | 0
8438 | NUECES_B0B | MB | South | YES | 0 | 0 | 26 | 169 |  | 1.03 | GST | -1 | 0.041914 | 0 | 0 |  |  |  |  | -0.041914 | 0 | [6 empty] | 264 | 0
39190 | TNSLCGN1__8 | 1 | Houston | YES | 0 | 0 | 10 | 30 |  | 1.03 | Cogen | -1 | 0.041914 | 0 | 0 |  |  |  |  | -0.041914 | 0 | [6 empty] | 265 | 0
48671 | FTR_GT1_5105 | 1 | North | YES | -0.000154 | 154.2 | 0 | 154.2 | 0 | 1.0319 | CC | -1 | 0.042068 | 154.2 | 154.2 |  |  | -0.023747 | 154.2 | -0.042068 | -6.4868 | [6 empty] | 266 | 0
48672 | FTR_GT2_5110 | 2 | North | YES | -0.000154 | 159 | 0 | 159 | 0 | 1.0319 | CC | -1 | 0.042068 | 159 | 159 |  |  | -0.024486 | 159 | -0.042068 | -6.6887 | [6 empty] | 267 | 0
48673 | FTR_GT3_5085 | 3 | North | YES | -0.000154 | 158 | 0 | 158 | 0 | 1.0319 | CC | -1 | 0.042068 | 158 | 158 |  |  | -0.024332 | 158 | -0.042068 | -6.6467 | [6 empty] | 268 | 0
48674 | FTR_CN4_5095 | 4 | North | YES | -0.000154 | 380 | 0 | 380 | 0 | 1.0319 | CC | -1 | 0.042068 | 380 | 380 |  |  | -0.05852 | 380 | -0.042068 | -15.9857 | [6 empty] | 269 | 0
48591 | CHE_GT2_5030 | 2 | Houston | YES | -0.003931 | 173 | 50 | 173 | 0 | 1.029 | Cogen | -1 | 0.045845 | 0 | 0 |  |  |  |  | -0.045845 | 0 | [6 empty] | 270 | 0
48811 | CVC_GT3_5045 | 3 | Houston | YES | -0.003931 | 156 | 91.8 | 156 | 0 | 1.029 | Cogen | -1 | 0.045845 | 0 | 0 |  |  |  |  | -0.045845 | 0 | [6 empty] | 271 | 0
48812 | CVC_GT2_5020 | 2 | Houston | YES | -0.003931 | 158 | 91.8 | 158 | 0 | 1.029 | Cogen | -1 | 0.045845 | 0 | 0 |  |  |  |  | -0.045845 | 0 | [6 empty] | 272 | 0
48813 | CVC_GT1_5035 | 1 | Houston | YES | -0.003931 | 160 | 91.8 | 160 | 0 | 1.029 | Cogen | -1 | 0.045845 | 0 | 0 |  |  |  |  | -0.045845 | 0 | [6 empty] | 273 | 0
48814 | CVC_ST5_5040 | 1 | Houston | YES | -0.003931 | 162 | 91.8 | 162 | 0 | 1.029 | Cogen | -1 | 0.045845 | 0 | 0 |  |  |  |  | -0.045845 | 0 | [6 empty] | 274 | 0
48885 | THW_5152 | A | Houston | YES | -0.004351 | 46.4 | 5 | 58 |  | 1.0319 | GGT | -1 | 0.046265 | 58 | 58 |  |  |  |  | -0.046265 | -2.6833 | [6 empty] | 275 | 0
48885 | THW_5152 | B | Houston | YES | -0.004351 | 47.2 | 5 | 59 |  | 1.0319 | GGT | -1 | 0.046265 | 59 | 59 |  |  |  |  | -0.046265 | -2.7296 | [6 empty] | 276 | 0
48886 | THW_5354 | C | Houston | YES | -0.004351 | 45.6 | 5 | 57 |  | 1.0319 | GGT | -1 | 0.046265 | 57 | 57 |  |  |  |  | -0.046265 | -2.6371 | [6 empty] | 277 | 0
48886 | THW_5354 | D | Houston | YES | -0.004351 | 46.4 | 5 | 58 |  | 1.0319 | GGT | -1 | 0.046265 | 58 | 58 |  |  |  |  | -0.046265 | -2.6833 | [6 empty] | 278 | 0
48887 | THW_5556 | E | Houston | YES | -0.004351 | 47.2 | 5 | 59 |  | 1.0319 | GGT | -1 | 0.046265 | 59 | 59 |  |  |  |  | -0.046265 | -2.7296 | [6 empty] | 279 | 0
48887 | THW_5556 | F | Houston | YES | -0.004351 | 45.6 | 5 | 57 |  | 1.0319 | GGT | -1 | 0.046265 | 57 | 57 |  |  |  |  | -0.046265 | -2.6371 | [6 empty] | 280 | 0
48690 | GBY_GN5_5 | 5 | Houston | YES | -0.004383 | 318.4 | 81 | 398 |  | 1.0362 | GSC | -1 | 0.046297 | 398 | 398 |  |  |  |  | -0.046297 | -18.426 | [6 empty] | 281 | 0
48595 | BTE_GT2_8075 | 1 | Houston | YES | -0.00441 | 162.8 | 130 | 162.8 | 0 | 1.0261 | CC | -1 | 0.046324 | 162.8 | 162.8 |  |  |  |  | -0.046324 | -7.5415 | [6 empty] | 282 | 0
48596 | BTE_GT3_8045 | 2 | Houston | YES | -0.00441 | 161.4 | 130 | 161.4 | 0 | 1.0261 | CC | -1 | 0.046324 | 161.4 | 161.4 |  |  |  |  | -0.046324 | -7.4766 | [6 empty] | 283 | 0
48597 | BTE_GT4_8055 | 3 | Houston | YES | -0.00441 | 158.9 | 130 | 158.9 | 0 | 1.0261 | CC | -1 | 0.046324 | 158.9 | 158.9 |  |  |  |  | -0.046324 | -7.3608 | [6 empty] | 284 | 0
48598 | BTE_ST1_8070 | 4 | Houston | YES | -0.00441 | 269.2 | 60 | 269.2 | 0 | 1.0261 | CC | -1 | 0.046324 | 269.2 | 269.2 |  |  |  |  | -0.046324 | -12.4703 | [6 empty] | 285 | 0
48583 | CBY_GT4_1 | 1 | Houston | YES | -0.00448 | 172 | 0 | 172 | 0 | 1.027 | GSC | -1 | 0.046394 | 172 | 172 |  |  |  |  | -0.046394 | -7.9797 | [6 empty] | 286 | 0
48584 | CBY_GT4_2 | 2 | Houston | YES | -0.00448 | 172 | 0 | 172 | 0 | 1.027 | CC | -1 | 0.046394 | 172 | 172 |  |  |  |  | -0.046394 | -7.9797 | [6 empty] | 287 | 0
48585 | CBY_ST4_1 | 3 | Houston | YES | -0.00448 | 172 | 0 | 172 | 0 | 1.027 | CC | -1 | 0.046394 | 172 | 172 |  |  |  |  | -0.046394 | -7.9797 | [6 empty] | 288 | 0
48815 | CVC_GT4_8005 | 4 | Houston | YES | -0.004488 | 165 | 91.8 | 165 |  | 1.0362 | Cogen | -1 | 0.046402 | 0 | 0 |  |  |  |  | -0.046402 | 0 | [6 empty] | 289 | 0
48791 | PSA_GT1_8160 | 1 | Houston | YES | -0.00451 | 52 | 20.8 | 65 | 0 | 1.0362 | Cogen | -1 | 0.046424 | 0 | 0 |  |  |  |  | -0.046424 | 0 | [6 empty] | 290 | 0
48792 | PSA_GT2_8155 | 2 | Houston | YES | -0.00451 | 52.8 | 20.3 | 66 | 0 | 1.0362 | Cogen | -1 | 0.046424 | 0 | 0 |  |  |  |  | -0.046424 | 0 | [6 empty] | 291 | 0
48793 | PSA_GT3_8150 | 3 | Houston | YES | -0.00451 | 56 | 20.3 | 70 | 0 | 1.0362 | Cogen | -1 | 0.046424 | 0 | 0 |  |  |  |  | -0.046424 | 0 | [6 empty] | 292 | 0
48794 | PSA_GT4_8145 | 4 | Houston | YES | -0.00451 | 52.8 | 20.3 | 66 | 0 | 1.0362 | Cogen | -1 | 0.046424 | 0 | 0 |  |  |  |  | -0.046424 | 0 | [6 empty] | 293 | 0
48795 | PSA_GT5_8140 | 5 | Houston | YES | -0.00451 | 51.2 | 20.3 | 64 | 0 | 1.0362 | Cogen | -1 | 0.046424 | 0 | 0 |  |  |  |  | -0.046424 | 0 | [6 empty] | 294 | 0
48796 | PSA_GN1_8165 | 1 | Houston | YES | -0.00451 | 83.2 | 43.1 | 104 | 0 | 1.0362 | Cogen | -1 | 0.046424 | 0 | 0 |  |  |  |  | -0.046424 | 0 | [6 empty] | 295 | 0
48797 | PSA_GT6_8135 | 6 | Houston | YES | -0.00451 | 47.2 | 34.5 | 59 | 0 | 1.0362 | Cogen | -1 | 0.046424 | 0 | 0 |  |  |  |  | -0.046424 | 0 | [6 empty] | 296 | 0
48581 | CBY_GN1_1 | 1 | Houston | YES | -0.004515 | 595.2 | 108 | 744 | 0 | 1.0435 | GSC | -1 | 0.046429 | 744 | 744 |  |  |  |  | -0.046429 | -34.5428 | [6 empty] | 297 | 0
48940 | WARVUE_GT1 | G1 | Houston | YES | -0.004515 | 15 | 0 | 15 |  | 1.021 | Cogen | -1 | 0.046429 | 0 | 0 |  |  |  |  | -0.046429 | 0 | [6 empty] | 298 | 0
48651 | EP_1_2 | 1 | Houston | YES | -0.004516 | 4 | 0 | 5 | 0 | 1.0362 | Cogen | -1 | 0.04643 | 0 | 0 |  |  |  |  | -0.04643 | 0 | [6 empty] | 299 | 0
48651 | EP_1_2 | 2 | Houston | YES | -0.004516 | 17.7 | 10 | 21 | 0 | 1.0362 | Cogen | -1 | 0.04643 | 0 | 0 |  |  |  |  | -0.04643 | 0 | [6 empty] | 300 | 0
48883 | THW_GT1_GT_1 | B2 | Houston | YES | -0.004557 | 0 | 0 | 12 |  | 1.043 | GGT | -1 | 0.046471 | 12 | 12 |  |  |  |  | -0.046471 | -0.55765 | [6 empty] | 301 | 0
49803 | EXN_15GT | 1 | Houston | YES | -0.004557 | 33 | 8.3 | 34 |  | 1.0326 | Cogen | -1 | 0.046471 | 0 | 0 |  |  |  |  | -0.046471 | 0 | [6 empty] | 302 | 0
49804 | EXN_16GT | 2 | Houston | YES | -0.004557 | 32 | 8.3 | 34.7 |  | 1.0326 | Cogen | -1 | 0.046471 | 0 | 0 |  |  |  |  | -0.046471 | 0 | [6 empty] | 303 | 0
49805 | EXN_17GT | 3 | Houston | YES | -0.004557 | 31 | 8.3 | 32.7 |  | 1.0326 | Cogen | -1 | 0.046471 | 0 | 0 |  |  |  |  | -0.046471 | 0 | [6 empty] | 304 | 0
49826 | EXN938GT | 5 | Houston | YES | -0.004557 | 43 | 9.2 | 45.9 |  | 1.0326 | Cogen | -1 | 0.046471 | 0 | 0 |  |  |  |  | -0.046471 | 0 | [6 empty] | 305 | 0
49828 | EXN941GT | 10 | Houston | YES | -0.004557 | 17.7 | 5.4 | 17.7 | 0 | 1.0326 | Cogen | -1 | 0.046471 | 0 | 0 |  |  |  |  | -0.046471 | 0 | [6 empty] | 306 | 0
49829 | EXN942GT | 11 | Houston | YES | -0.004557 | 20 | 5.4 | 20.4 | 0 | 1.0326 | Cogen | -1 | 0.046471 | 0 | 0 |  |  |  |  | -0.046471 | 0 | [6 empty] | 307 | 0
49830 | EXN943GT | 12 | Houston | YES | -0.004557 | 19 | 5.4 | 19.9 | 0 | 1.0326 | Cogen | -1 | 0.046471 | 0 | 0 |  |  |  |  | -0.046471 | 0 | [6 empty] | 308 | 0
49831 | EXN944GT | 13 | Houston | YES | -0.004557 | 33 | 5.4 | 35 | 0 | 1.0326 | Cogen | -1 | 0.046471 | 0 | 0 |  |  |  |  | -0.046471 | 0 | [6 empty] | 309 | 0
49832 | EXN945GT | 9 | Houston | YES | -0.004557 | 18.5 | 9.2 | 18.5 |  | 1.0326 | Cogen | -1 | 0.046471 | 0 | 0 |  |  |  |  | -0.046471 | 0 | [6 empty] | 310 | 0
49837 | EXN_GT | 4 | Houston | YES | -0.004557 | 81 | 21.3 | 85.4 |  | 1.0326 | Cogen | -1 | 0.046471 | 0 | 0 |  |  |  |  | -0.046471 | 0 | [6 empty] | 311 | 0
49838 | EXN_14GT | 14 | Houston | YES | -0.004557 | 140 | 0 | 148 |  | 1.0326 | Cogen | -1 | 0.046471 | 0 | 0 |  |  |  |  | -0.046471 | 0 | [6 empty] | 312 | 0
48582 | CBY_GN2_2 | 2 | Houston | YES | -0.004599 | 596.8 | 110 | 746 | 0 | 1.0435 | GSC | -1 | 0.046513 | 746 | 746 |  |  |  |  | -0.046513 | -34.6984 | [6 empty] | 313 | 0
48873 | THW_ST3_ST_3 | 3 | Houston | YES | -0.004648 | 107 | 19 | 107 | 0 | 1.0435 | CC | -1 | 0.046562 | 107 | 107 |  |  |  |  | -0.046562 | -4.9821 | [6 empty] | 314 | 0
48874 | THW_ST4_ST_4 | 4 | Houston | YES | -0.004648 | 108 | 19 | 108 | 0 | 1.0435 | CC | -1 | 0.046562 | 108 | 108 |  |  |  |  | -0.046562 | -5.0286 | [6 empty] | 315 | 0
48875 | THW_3132 | A | Houston | YES | -0.004648 | 55 | 5 | 55 | 0 | 1.0435 | CC | -1 | 0.046562 | 55 | 55 |  |  |  |  | -0.046562 | -2.5609 | [6 empty] | 316 | 0
48875 | THW_3132 | B | Houston | YES | -0.004648 | 53 | 5 | 53 | 0 | 1.0435 | CC | -1 | 0.046562 | 53 | 53 |  |  |  |  | -0.046562 | -2.4678 | [6 empty] | 317 | 0
48877 | THW_3334 | C | Houston | YES | -0.004648 | 55 | 5 | 55 | 0 | 1.0435 | CC | -1 | 0.046562 | 55 | 55 |  |  |  |  | -0.046562 | -2.5609 | [6 empty] | 318 | 0
48877 | THW_3334 | D | Houston | YES | -0.004648 | 57 | 5 | 57 | 0 | 1.0435 | CC | -1 | 0.046562 | 57 | 57 |  |  |  |  | -0.046562 | -2.654 | [6 empty] | 319 | 0
48879 | THW_4142 | E | Houston | YES | -0.004648 | 56 | 5 | 56 | 0 | 1.0435 | CC | -1 | 0.046562 | 56 | 56 |  |  |  |  | -0.046562 | -2.6074 | [6 empty] | 320 | 0
48879 | THW_4142 | F | Houston | YES | -0.004648 | 55 | 5 | 55 | 0 | 1.0435 | CC | -1 | 0.046562 | 55 | 55 |  |  |  |  | -0.046562 | -2.5609 | [6 empty] | 321 | 0
48881 | THW_4344 | G | Houston | YES | -0.004648 | 58 | 5 | 58 | 0 | 1.0435 | CC | -1 | 0.046562 | 58 | 58 |  |  |  |  | -0.046562 | -2.7006 | [6 empty] | 322 | 0
48881 | THW_4344 | H | Houston | YES | -0.004648 | 58 | 5 | 58 | 0 | 1.0435 | CC | -1 | 0.046562 | 58 | 58 |  |  |  |  | -0.046562 | -2.7006 | [6 empty] | 323 | 0
48593 | CHE_GT1_8015 | 1 | Houston | YES | -0.004732 | 173 | 50 | 173 | 0 | 1.0362 | Cogen | -1 | 0.046646 | 0 | 0 |  |  |  |  | -0.046646 | 0 | [6 empty] | 324 | 0
48594 | CHE_GN4_8025 | 4 | Houston | YES | -0.004732 | 142 | 60 | 142 | 0 | 1.0362 | Cogen | -1 | 0.046646 | 0 | 0 |  |  |  |  | -0.046646 | 0 | [6 empty] | 325 | 0
48511 | LPE_GT1_8070 | 1 | Houston | YES | -0.004744 | 42 | 0 | 42 | 0 | 1.0362 | GGT | -1 | 0.046658 | 42 | 42 |  |  |  |  | -0.046658 | -1.9596 | [6 empty] | 326 | 0
48512 | LPE_GT2_8075 | 2 | Houston | YES | -0.004744 | 42 | 0 | 42 | 0 | 1.0362 | GGT | -1 | 0.046658 | 42 | 42 |  |  |  |  | -0.046658 | -1.9596 | [6 empty] | 327 | 0
48513 | LPE_GT3_8080 | 3 | Houston | YES | -0.004744 | 39 | 0 | 39 | 0 | 1.0362 | GGT | -1 | 0.046658 | 39 | 39 |  |  |  |  | -0.046658 | -1.8196 | [6 empty] | 328 | 0
48514 | LPE_GT4_8085 | 4 | Houston | YES | -0.004744 | 39 | 0 | 39 | 0 | 1.0362 | GGT | -1 | 0.046658 | 39 | 39 |  |  |  |  | -0.046658 | -1.8196 | [6 empty] | 329 | 0
48500 | APD_GT1_8005 | 1 | Houston | YES | -0.004751 | 137.6 | 54.6 | 137.6 | 0 | 1.0362 | Cogen | -1 | 0.046665 | 0 | 0 |  |  |  |  | -0.046665 | 0 | [6 empty] | 330 | 0
48820 | SHELLG1_3015 | 1 | Houston | YES | -0.004807 | 71 | 34.5 | 71 |  | 1.029 | Cogen | -1 | 0.046721 | 0 | 0 |  |  |  |  | -0.046721 | 0 | [6 empty] | 331 | 0
48821 | SHELLG2 | 2 | Houston | YES | -0.004807 | 72 | 34.5 | 72 |  | 1.029 | Cogen | -1 | 0.046721 | 0 | 0 |  |  |  |  | -0.046721 | 0 | [6 empty] | 332 | 0
48822 | SHELLG3_3020 | 1 | Houston | YES | -0.004807 | 39 | 0 | 39 |  | 1.029 | Cogen | -1 | 0.046721 | 0 | 0 |  |  |  |  | -0.046721 | 0 | [6 empty] | 333 | 0
48822 | SHELLG3_3020 | 2 | Houston | YES | -0.004807 | 30 | 0 | 30 |  | 1.029 | Cogen | -1 | 0.046721 | 0 | 0 |  |  |  |  | -0.046721 | 0 | [6 empty] | 334 | 0
48740 | PSG_GN2_8050 | 1 | Houston | YES | -0.004844 | 182 | 60 | 182 | 0 | 1.0326 | Cogen | -1 | 0.046758 | 0 | 0 |  |  |  |  | -0.046758 | 0 | [6 empty] | 335 | 0
48741 | PSG_GT2_8040 | 1 | Houston | YES | -0.004844 | 158.6 | 50 | 158.6 | 0 | 1.0326 | Cogen | -1 | 0.046758 | 0 | 0 |  |  |  |  | -0.046758 | 0 | [6 empty] | 336 | 0
48742 | PSG_GT3_8060 | 1 | Houston | YES | -0.004844 | 157 | 50 | 157 | 0 | 1.0326 | Cogen | -1 | 0.046758 | 0 | 0 |  |  |  |  | -0.046758 | 0 | [6 empty] | 337 | 0
48854 | SRB_GN4_4 | 4 | Houston | YES | -0.004845 | 182.4 | 35 | 228 | 0 | 1.0326 | GST | -1 | 0.046759 | 228 | 228 |  |  |  |  | -0.046759 | -10.6609 | [6 empty] | 338 | 0
48611 | DIB_GT1_8080 | 1 | Houston | YES | -0.004846 | 64 | 0 | 64 | 0 | 1.0326 | Cogen | -1 | 0.04676 | 0 | 0 |  |  |  |  | -0.04676 | 0 | [6 empty] | 339 | 0
48612 | DIB_GT2_8075 | 2 | Houston | YES | -0.004846 | 63.2 | 0 | 63.2 | 0 | 1.0326 | Cogen | -1 | 0.04676 | 0 | 0 |  |  |  |  | -0.04676 | 0 | [6 empty] | 340 | 0
48613 | DIB_ST1_8085 | 3 | Houston | YES | -0.004846 | 67.9 | 30 | 82.6 | 0 | 1.0326 | Cogen | -1 | 0.04676 | 0 | 0 |  |  |  |  | -0.04676 | 0 | [6 empty] | 341 | 0
48614 | DIB_GT3_8090 | 4 | Houston | YES | -0.004846 | 73.6 | 15 | 73.6 | 0 | 1.0326 | Cogen | -1 | 0.04676 | 0 | 0 |  |  |  |  | -0.04676 | 0 | [6 empty] | 342 | 0
48845 | SOL_GT1 | 1 | Houston | YES | -0.004846 | 16.2 | 15.4 | 16.2 |  | 1.0326 | Solar | -1 | 0.04676 | 16.2 | 16.2 |  |  |  |  | -0.04676 | -0.7575 | [6 empty] | 343 | 0
48853 | SRB_GN3_3 | 3 | Houston | YES | -0.004847 | 170.4 | 35 | 213 |  | 1.0326 | GST | -1 | 0.046761 | 213 | 213 |  |  |  |  | -0.046761 | -9.96 | [6 empty] | 344 | 0
48551 | CAL_GT1_8045 | 1 | Houston | YES | -0.004853 | 149 | 0 | 149 | 0 | 1.0326 | Cogen | -1 | 0.046767 | 0 | 0 |  |  |  |  | -0.046767 | 0 | [6 empty] | 345 | 0
48552 | CAL_ST1_8000 | 2 | Houston | YES | -0.004853 | 65.1 | 0 | 65.1 | 0 | 1.0326 | Cogen | -1 | 0.046767 | 0 | 0 |  |  |  |  | -0.046767 | 0 | [6 empty] | 346 | 0
48851 | SRB_GN1_1 | 1 | Houston | YES | -0.004854 | 132 | 26 | 165 | 0 | 1.0217 | GST | -1 | 0.046768 | 165 | 165 |  |  |  |  | -0.046768 | -7.7166 | [6 empty] | 347 | 0
48852 | SRB_GN2_2 | 2 | Houston | YES | -0.004856 | 140.8 | 26 | 176 | 0 | 1.0217 | GST | -1 | 0.04677 | 176 | 176 |  |  |  |  | -0.04677 | -8.2314 | [6 empty] | 348 | 0
48855 | SRB_GT211035 | B1 | Houston | YES | -0.004857 | 0 | 0 | 18 |  | 1.014 | GGT | -1 | 0.046771 | 18 | 18 |  |  |  |  | -0.046771 | -0.84187 | [6 empty] | 349 | 0
48855 | SRB_GT211035 | B2 | Houston | YES | -0.004857 | 0 | 0 | 12 |  | 1.014 | GGT | -1 | 0.046771 | 12 | 12 |  |  |  |  | -0.046771 | -0.56125 | [6 empty] | 350 | 0
48761 | PR_GT1__9040 | 1 | Houston | YES | -0.004883 | 26 | 0 | 35 |  | 1 | Cogen | -1 | 0.046797 | 0 | 0 |  |  |  |  | -0.046797 | 0 | [6 empty] | 351 | 0
48641 | DPEC_GT15040 | 1 | Houston | YES | -0.004916 | 163.2 | 98 | 163.2 | 0 | 1.0319 | CC | -1 | 0.04683 | 163.2 | 163.2 |  |  |  |  | -0.04683 | -7.6426 | [6 empty] | 352 | 0
48642 | DPEC_GT25025 | 2 | Houston | YES | -0.004916 | 157.1 | 98 | 157.1 | 0 | 1.0319 | CC | -1 | 0.04683 | 157.1 | 157.1 |  |  |  |  | -0.04683 | -7.3569 | [6 empty] | 353 | 0
48643 | DPEC_GT35010 | 3 | Houston | YES | -0.004916 | 157.5 | 98 | 157.5 | 0 | 1.0319 | CC | -1 | 0.04683 | 157.5 | 157.5 |  |  |  |  | -0.04683 | -7.3757 | [6 empty] | 354 | 0
48644 | DPEC_GT45070 | 4 | Houston | YES | -0.004916 | 157 | 98 | 157 | 0 | 1.0319 | CC | -1 | 0.04683 | 157 | 157 |  |  |  |  | -0.04683 | -7.3522 | [6 empty] | 355 | 0
48645 | DPEC_ST55065 | 5 | Houston | YES | -0.004916 | 282 | 0 | 282 | 0 | 1.0319 | CC | -1 | 0.04683 | 282 | 282 |  |  |  |  | -0.04683 | -13.2059 | [6 empty] | 356 | 0
48841 | SJS_GT1_GT1 | 1 | Houston | YES | -0.004939 | 62.4 | 49 | 78 | 0 | 1.0362 | Cogen | -1 | 0.046853 | 0 | 0 |  |  |  |  | -0.046853 | 0 | [6 empty] | 357 | 0
48842 | SJS_GT2_GT2 | 2 | Houston | YES | -0.004939 | 64.8 | 49 | 81 | 0 | 1.0362 | Cogen | -1 | 0.046853 | 0 | 0 |  |  |  |  | -0.046853 | 0 | [6 empty] | 358 | 0
48691 | GBY_73741085 | A | Houston | YES | -0.004963 | 37.6 | 20 | 47 | 0 | 1.0362 | GGT | -1 | 0.046877 | 47 | 47 |  |  |  |  | -0.046877 | -2.2032 | [6 empty] | 359 | 0
48691 | GBY_73741085 | B | Houston | YES | -0.004963 | 37.6 | 20 | 47 | 0 | 1.0362 | GGT | -1 | 0.046877 | 47 | 47 |  |  |  |  | -0.046877 | -2.2032 | [6 empty] | 360 | 0
48692 | GBY_81821075 | C | Houston | YES | -0.004963 | 37.6 | 20 | 47 | 0 | 1.0362 | GGT | -1 | 0.046877 | 47 | 47 |  |  |  |  | -0.046877 | -2.2032 | [6 empty] | 361 | 0
48692 | GBY_81821075 | D | Houston | YES | -0.004963 | 44 | 20 | 55 | 0 | 1.0362 | GGT | -1 | 0.046877 | 55 | 55 |  |  |  |  | -0.046877 | -2.5782 | [6 empty] | 362 | 0
48693 | GBY_83841065 | E | Houston | YES | -0.004963 | 45.6 | 20 | 57 | 0 | 1.0362 | GGT | -1 | 0.046877 | 57 | 57 |  |  |  |  | -0.046877 | -2.672 | [6 empty] | 363 | 0
48693 | GBY_83841065 | F | Houston | YES | -0.004963 | 43.2 | 20 | 54 | 0 | 1.0362 | GGT | -1 | 0.046877 | 54 | 54 |  |  |  |  | -0.046877 | -2.5313 | [6 empty] | 364 | 0
48531 | BYU_GT1_8075 | 1 | Houston | YES | -0.005048 | 65 | 0 | 65 |  | 1.0362 | Cogen | -1 | 0.046962 | 0 | 0 |  |  |  |  | -0.046962 | 0 | [6 empty] | 365 | 0
48532 | BYU_GT2_8055 | 2 | Houston | YES | -0.005048 | 62 | 0 | 62 |  | 1.0362 | Cogen | -1 | 0.046962 | 0 | 0 |  |  |  |  | -0.046962 | 0 | [6 empty] | 366 | 0
48533 | BYU_GT3_8060 | 3 | Houston | YES | -0.005048 | 67 | 0 | 67 |  | 1.0362 | Cogen | -1 | 0.046962 | 0 | 0 |  |  |  |  | -0.046962 | 0 | [6 empty] | 367 | 0
48534 | BYU_GT4_8065 | 4 | Houston | YES | -0.005048 | 65 | 0 | 65 |  | 1.0362 | Cogen | -1 | 0.046962 | 0 | 0 |  |  |  |  | -0.046962 | 0 | [6 empty] | 368 | 0
48561 | CTL_GT2_8130 | 1 | Houston | YES | -0.005105 | 73.5 | 30.3 | 91.9 |  | 1.0362 | Cogen | -1 | 0.047019 | 0 | 0 |  |  |  |  | -0.047019 | 0 | [6 empty] | 369 | 0
48562 | CTL_GT3_8135 | 2 | Houston | YES | -0.005105 | 70.1 | 30.3 | 87.6 |  | 1.0362 | Cogen | -1 | 0.047019 | 0 | 0 |  |  |  |  | -0.047019 | 0 | [6 empty] | 370 | 0
48563 | CTL_GT4_8140 | 3 | Houston | YES | -0.005105 | 69.6 | 30.3 | 87 |  | 1.0362 | Cogen | -1 | 0.047019 | 0 | 0 |  |  |  |  | -0.047019 | 0 | [6 empty] | 371 | 0
48564 | CTL_GN1_8145 | 4 | Houston | YES | -0.005105 | 43.6 | 12.9 | 54.5 |  | 1.0362 | Cogen | -1 | 0.047019 | 0 | 0 |  |  |  |  | -0.047019 | 0 | [6 empty] | 372 | 0
48565 | CTL_GN2_8155 | 5 | Houston | YES | -0.005105 | 9.8 | 3.4 | 12.2 |  | 1.0362 | Cogen | -1 | 0.047019 | 0 | 0 |  |  |  |  | -0.047019 | 0 | [6 empty] | 373 | 0
48772 | PHR_GN2_2 | MB | Houston | YES | -0.005257 | 0 | 72 | 459 |  | 1.0362 | GSC | -1 | 0.047171 | 0 | 0 |  |  |  |  | -0.047171 | 0 | [6 empty] | 374 | 0
38580 | TNBP_CGN1_8 | 1 | Houston | YES | -0.005472 | 70.8 | 0 | 70.8 | 0 | 1.005 | Cogen | -1 | 0.047386 | 0 | 0 |  |  |  |  | -0.047386 | 0 | [6 empty] | 375 | 0
38590 | TNBP_CGN2_8 | 2 | Houston | YES | -0.005472 | 66.7 | 0 | 66.7 | 0 | 1.005 | Cogen | -1 | 0.047386 | 0 | 0 |  |  |  |  | -0.047386 | 0 | [6 empty] | 376 | 0
38600 | TNBP_CGN3_8 | 5 | Houston | YES | -0.005472 | 53 | 0 | 53 | 0 | 1.005 | Cogen | -1 | 0.047386 | 0 | 0 |  |  |  |  | -0.047386 | 0 | [6 empty] | 377 | 0
38611 | TNBPAMCG1_8 | 1 | Houston | YES | -0.005472 | 153.2 | 0 | 153.2 | 0 | 1.005 | Cogen | -1 | 0.047386 | 0 | 0 |  |  |  |  | -0.047386 | 0 | [6 empty] | 378 | 0
38612 | TNBPAMCG2_8 | 2 | Houston | YES | -0.005472 | 153.5 | 0 | 153.5 | 0 | 1.005 | Cogen | -1 | 0.047386 | 0 | 0 |  |  |  |  | -0.047386 | 0 | [6 empty] | 379 | 0
38613 | TNBPAMCG3_8 | 3 | Houston | YES | -0.005472 | 152.3 | 0 | 152.3 | 0 | 1.005 | Cogen | -1 | 0.047386 | 0 | 0 |  |  |  |  | -0.047386 | 0 | [6 empty] | 380 | 0
38614 | TNBPAMCG4_8 | 4 | Houston | YES | -0.005472 | 96 | 0 | 96 |  | 1.005 | Cogen | -1 | 0.047386 | 0 | 0 |  |  |  |  | -0.047386 | 0 | [6 empty] | 381 | 0
38615 | TNBPAMCG5_8 | 1 | Houston | YES | -0.005472 | 244 | 0 | 244 | 0 | 1.005 | Cogen | -1 | 0.047386 | 0 | 0 |  |  |  |  | -0.047386 | 0 | [6 empty] | 382 | 0
38690 | TNBP_CGN4_8 | 3 | Houston | YES | -0.005472 | 40 | 0 | 40 |  | 1.005 | Cogen | -1 | 0.047386 | 0 | 0 |  |  |  |  | -0.047386 | 0 | [6 empty] | 383 | 0
38711 | TNTXCTY1CG8 | 1 | Houston | YES | -0.005472 | 100.3 | 59 | 100.3 | 0 | 1 | Cogen | -1 | 0.047386 | 0 | 0 |  |  |  |  | -0.047386 | 0 | [6 empty] | 384 | 0
38712 | TNTXCTY2CG8 | 1 | Houston | YES | -0.005472 | 92.9 | 59 | 92.9 | 0 | 1 | Cogen | -1 | 0.047386 | 0 | 0 |  |  |  |  | -0.047386 | 0 | [6 empty] | 385 | 0
38713 | TNTXCTY3CG8 | 1 | Houston | YES | -0.005472 | 102.7 | 59 | 102.7 | 0 | 1 | Cogen | -1 | 0.047386 | 0 | 0 |  |  |  |  | -0.047386 | 0 | [6 empty] | 386 | 0
38714 | TNTXCTY4CG8 | 1 | Houston | YES | -0.005472 | 103 | 59 | 103 | 0 | 1 | Cogen | -1 | 0.047386 | 0 | 0 |  |  |  |  | -0.047386 | 0 | [6 empty] | 387 | 0
39470 | TNDOWCGNSG8 | 1 | Houston | YES | -0.005472 | 32 | 10 | 32 | 0 | 0.985 | Cogen | -1 | 0.047386 | 0 | 0 |  |  |  |  | -0.047386 | 0 | [6 empty] | 388 | 0
39480 | TNDOWCGNGG8 | 1 | Houston | YES | -0.005472 | 30 | 10 | 30 | 0 | 0.985 | Cogen | -1 | 0.047386 | 0 | 0 |  |  |  |  | -0.047386 | 0 | [6 empty] | 389 | 0
48921 | WAP_GN1_1 | 1 | Houston | YES | -0.005926 | 132.8 | 37 | 166 | 0 | 1.0362 | GST | -1 | 0.04784 | 166 | 166 |  |  |  |  | -0.04784 | -7.9414 | [6 empty] | 390 | 0
48922 | WAP_GN2_2 | 2 | Houston | YES | -0.005926 | 132.8 | 37 | 166 | 0 | 1.0362 | GST | -1 | 0.04784 | 166 | 166 |  |  |  |  | -0.04784 | -7.9414
48923 | WAP_GN3_3 | 3 | Houston | YES | -0.005926 | 198.4 | 93 | 248 | 0 | 1.0362 | GST | -1 | 0.04784 | 248 | 248 |  |  |  |  | -0.04784 | -11.8642
48924 | WAP_GN4_4 | 4 | Houston | YES | -0.005926 | 546 | 217 | 546 | 0 | 1.0362 | GSC | -1 | 0.04784 | 546 | 546 |  |  |  |  | -0.04784 | -26.1204
48925 | WAP_GN5_5 | 5 | Houston | YES | -0.005926 | 585.9 | 278 | 654 | 0 | 0.985 | LIGCO | -1 | 0.04784 | 0 | 654 |  |  |  |  | -0.04784 | 0
48929 | WAPGT21_GT1 | B1 | Houston | YES | -0.005926 | 0 | 0 | 13 |  | 1.05 | GGT | -1 | 0.04784 | 13 | 13 |  |  |  |  | -0.04784 | -0.62191
48510 | AK_GT1__8040 | 1 | Houston | YES | -0.005997 | 33.4 | 8.1 | 34 |  | 1.029 | Cogen | -1 | 0.047911 | 0 | 0 |  |  |  |  | -0.047911 | 0
48521 | BVE_GT1_GT1 | 1 | Houston | YES | -0.006083 | 167.7 | 0 | 167.7 |  | 1.035 | CC | -1 | 0.047997 | 167.7 | 167.7 |  |  |  |  | -0.047997 | -8.049
48522 | BVE_GT2_5035 | 2 | Houston | YES | -0.006083 | 166.4 | 0 | 166.4 |  | 1.035 | CC | -1 | 0.047997 | 166.4 | 166.4 |  |  |  |  | -0.047997 | -7.9866
48523 | BVE_ST1_GN1 | 3 | Houston | YES | -0.006083 | 252.4 | 0 | 252.4 |  | 1.035 | CC | -1 | 0.047997 | 252.4 | 252.4 |  |  |  |  | -0.047997 | -12.1143
48926 | WAP_GN6_6 | 6 | Houston | YES | -0.006089 | 651 | 280 | 651 |  | 1.035 | LIGCO | -1 | 0.048003 | 0 | 651 |  |  |  |  | -0.048003 | 0
48927 | WAP_GN7_7 | 7 | Houston | YES | -0.006089 | 564 | 277 | 564 |  | 1.035 | LIGCO | -1 | 0.048003 | 0 | 564 |  |  |  |  | -0.048003 | 0
48928 | WAP_GN8_8 | 8 | Houston | YES | -0.006089 | 603 | 275 | 603 |  | 1.035 | LIGCO | -1 | 0.048003 | 0 | 603 |  |  |  |  | -0.048003 | 0
48730 | MNS_GT | 1 | Houston | YES | -0.006116 | 43 | 0 | 46.1 |  | 1.029 | Cogen | -1 | 0.04803 | 0 | 0 |  |  |  |  | -0.04803 | 0
39760 | TNSCLP1___8 | 1 | Houston | YES | -0.006893 | 93.4 | 20 | 116.8 | 0 | 1.04 | Cogen | -1 | 0.048807 | 0 | 0 |  |  |  |  | -0.048807 | 0
39770 | TNSCLP2___8 | 1 | Houston | YES | -0.006893 | 91.6 | 20 | 114.5 | 0 | 1.04 | Cogen | -1 | 0.048807 | 0 | 0 |  |  |  |  | -0.048807 | 0
39775 | TNSCLP4___8 | 1 | Houston | YES | -0.006893 | 95.2 | 20 | 119 | 0 | 1.04 | Cogen | -1 | 0.048807 | 0 | 0 |  |  |  |  | -0.048807 | 0
39790 | TNSCLP3___8 | 1 | Houston | YES | -0.006893 | 87.6 | 20 | 109.5 | 0 | 1.027 | Cogen | -1 | 0.048807 | 0 | 0 |  |  |  |  | -0.048807 | 0
48520 | BSF_GT1_8070 | 1 | Houston | YES | -0.007149 | 72 | 0 | 72 | 0 | 1.0326 | Cogen | -1 | 0.049063 | 0 | 0 |  |  |  |  | -0.049063 | 0
48520 | BSF_GT1_8070 | 2 | Houston | YES | -0.007149 | 10 | 0 | 10 | 0 | 1.0326 | Cogen | -1 | 0.049063 | 0 | 0 |  |  |  |  | -0.049063 | 0
49851 | DOW17000 | 37 | Houston | YES | -0.007457 | 39 | 0 | 62 | 0 | 1 | Cogen | -1 | 0.049371 | 0 | 0 |  |  |  |  | -0.049371 | 0
49858 | DOW38100 | 31 | Houston | YES | -0.007457 | 45 | 0 | 71.4 |  | 1 | Cogen | -1 | 0.049371 | 0 | 0 |  |  |  |  | -0.049371 | 0
49859 | DOW38200 | 33 | Houston | YES | -0.007457 | 28 | 0 | 45 | 0 | 1 | Cogen | -1 | 0.049371 | 0 | 0 |  |  |  |  | -0.049371 | 0
49860 | DOW38300 | 32 | Houston | YES | -0.007457 | 63 | 0 | 101 |  | 1 | Cogen | -1 | 0.049371 | 0 | 0 |  |  |  |  | -0.049371 | 0
49862 | DOW39100 | 36 | Houston | YES | -0.007457 | 54 | 0 | 86 | 0 | 1 | Cogen | -1 | 0.049371 | 0 | 0 |  |  |  |  | -0.049371 | 0
49863 | DOW39200 | 35 | Houston | YES | -0.007457 | 55 | 0 | 88 | 0 | 1 | Cogen | -1 | 0.049371 | 0 | 0 |  |  |  |  | -0.049371 | 0
49865 | DOW41000 | 41 | Houston | YES | -0.007457 | 31 | 0 | 50 |  | 1 | Cogen | -1 | 0.049371 | 0 | 0 |  |  |  |  | -0.049371 | 0
49866 | DOW42000 | 42 | Houston | YES | -0.007457 | 11 | 0 | 18 |  | 1 | Cogen | -1 | 0.049371 | 0 | 0 |  |  |  |  | -0.049371 | 0
49869 | DOW49000 | 45 | Houston | YES | -0.007457 | 59 | 0 | 94 |  | 1 | Cogen | -1 | 0.049371 | 0 | 0 |  |  |  |  | -0.049371 | 0
49870 | DOW61000 | 61 | Houston | YES | -0.007457 | 44 | 0 | 70 | 0 | 1 | Cogen | -1 | 0.049371 | 0 | 0 |  |  |  |  | -0.049371 | 0
49871 | DOW62000 | 62 | Houston | YES | -0.007457 | 40 | 0 | 63 | 0 | 1 | Cogen | -1 | 0.049371 | 0 | 0 |  |  |  |  | -0.049371 | 0
49872 | DOW63000 | 63 | Houston | YES | -0.007457 | 45 | 0 | 72 | 0 | 1 | Cogen | -1 | 0.049371 | 0 | 0 |  |  |  |  | -0.049371 | 0
49873 | DOW64000 | 64 | Houston | YES | -0.007457 | 41 | 0 | 64.8 | 0 | 1 | Cogen | -1 | 0.049371 | 0 | 0 |  |  |  |  | -0.049371 | 0
49876 | DOW65000 | 65 | Houston | YES | -0.007457 | 63 | 0 | 101 | 0 | 1 | Cogen | -1 | 0.049371 | 0 | 0 |  |  |  |  | -0.049371 | 0
49877 | DOW66000 | 66 | Houston | YES | -0.007457 | 61 | 0 | 97 | 0 | 1 | Cogen | -1 | 0.049371 | 0 | 0 |  |  |  |  | -0.049371 | 0
49878 | DOW67000 | 67 | Houston | YES | -0.007457 | 65 | 0 | 103 | 0 | 1 | Cogen | -1 | 0.049371 | 0 | 0 |  |  |  |  | -0.049371 | 0
49882 | DOW81000 | 81 | Houston | YES | -0.007457 | 47 | 0 | 76 | 0 | 1 | Cogen | -1 | 0.049371 | 0 | 0 |  |  |  |  | -0.049371 | 0
49884 | DOW82000 | 82 | Houston | YES | -0.007457 | 51 | 0 | 80 | 0 | 1 | Cogen | -1 | 0.049371 | 0 | 0 |  |  |  |  | -0.049371 | 0
49885 | DOW83000 | 83 | Houston | YES | -0.007457 | 51 | 0 | 80 | 0 | 1 | Cogen | -1 | 0.049371 | 0 | 0 |  |  |  |  | -0.049371 | 0
49886 | DOW84000 | 84 | Houston | YES | -0.007457 | 107 | 0 | 171 | 0 | 0.98 | Cogen | -1 | 0.049371 | 0 | 0 |  |  |  |  | -0.049371 | 0
13432 | SANDOW_5G | 5 | South | YES | -0.007827 | 581 | 225 | 581 |  | 1.029 | LIGCO | -1 | 0.049741 | 0 | 581 |  |  |  |  | -0.049741 | 0
48911 | TGF_GT1_8000 | 1 | Houston | YES | -0.008489 | 69.2 | 0 | 69.2 |  | 1.029 | Cogen | -1 | 0.050403 | 0 | 0 |  |  |  |  | -0.050403 | 0
48731 | CBE_GT1 | 1 | Houston | YES | -0.00873 | 76 | 0 | 76 | 0 | 1.029 | CC | -1 | 0.050644 | 76 | 76 |  |  |  |  | -0.050644 | -3.8489
48732 | CBE_GT2 | 1 | Houston | YES | -0.00873 | 76 | 0 | 76 | 0 | 1.029 | CC | -1 | 0.050644 | 76 | 76 |  |  |  |  | -0.050644 | -3.8489
48733 | CBE_ST12 | 1 | Houston | YES | -0.00873 | 105 | 0 | 105 | 0 | 1.029 | CC | -1 | 0.050644 | 105 | 105 |  |  |  |  | -0.050644 | -5.3176
48734 | CBE_GT3 | 1 | Houston | YES | -0.00873 | 76 | 0 | 76 | 0 | 1.029 | CC | -1 | 0.050644 | 76 | 76 |  |  |  |  | -0.050644 | -3.8489
48735 | CBE_GT4 | 1 | Houston | YES | -0.00873 | 76 | 0 | 76 | 0 | 1.029 | CC | -1 | 0.050644 | 76 | 76 |  |  |  |  | -0.050644 | -3.8489
48736 | CBE_ST34 | 1 | Houston | YES | -0.00873 | 105 | 0 | 105 | 0 | 1.029 | CC | -1 | 0.050644 | 105 | 105 |  |  |  |  | -0.050644 | -5.3176
5911 | STP_GN1___1 | 1 | Houston | YES | -0.009041 | 1333 | 1249 | 1333 | 0 | 1.0406 | Nuc | -1 | 0.050955 | 0 | 0 |  |  |  |  | -0.050955 | 0
5912 | STP_GN2___2 | 2 | Houston | YES | -0.009041 | 1332 | 1249 | 1332 | 0 | 1.0406 | Nuc | -1 | 0.050955 | 0 | 0 |  |  |  |  | -0.050955 | 0
3432 | SANDOW_4G | 4 | South | YES | -0.010284 | 580 | 225 | 580 |  | 1.029 | LIGCO | -1 | 0.052198 | 0 | 580 |  |  |  |  | -0.052198 | 0
80012 | LAR | F | South | YES | -0.010653 | 0 | 0 | 0 | 0 | 1.04 | DCTie | -1 | 0.052567 | 0 | 0 |  |  |  |  | -0.052567 | 0
80265 | LARECU40A | 4 | South | YES | -0.010653 | 80 | 0 | 100 |  | 1.039 | GGT | -1 | 0.052567 | 100 | 100 |  |  |  |  | -0.052567 | -5.2567
80266 | LARECU50A | 5 | South | YES | -0.010653 | 80 | 0 | 100 |  | 1.039 | GGT | -1 | 0.052567 | 100 | 100 |  |  |  |  | -0.052567 | -5.2567
58909 | PEARSALLSCG1 | 1 | South | YES | -0.011609 | 0 | 0 | 8.4 |  | 1.027 | Diesel | -1 | 0.053523 | 8.4 | 8.4 |  |  |  |  | -0.053523 | -0.44959
58909 | PEARSALLSCG1 | 2 | South | YES | -0.011609 | 0 | 0 | 8.4 |  | 1.027 | Diesel | -1 | 0.053523 | 8.4 | 8.4 |  |  |  |  | -0.053523 | -0.44959
58909 | PEARSALLSCG1 | 3 | South | YES | -0.011609 | 0 | 0 | 8.4 |  | 1.027 | Diesel | -1 | 0.053523 | 8.4 | 8.4 |  |  |  |  | -0.053523 | -0.44959
58909 | PEARSALLSCG1 | 4 | South | YES | -0.011609 | 0 | 0 | 8.4 |  | 1.027 | Diesel | -1 | 0.053523 | 8.4 | 8.4 |  |  |  |  | -0.053523 | -0.44959
58909 | PEARSALLSCG1 | 5 | South | YES | -0.011609 | 0 | 0 | 8.4 |  | 1.027 | Diesel | -1 | 0.053523 | 8.4 | 8.4 |  |  |  |  | -0.053523 | -0.44959
58909 | PEARSALLSCG1 | 6 | South | YES | -0.011609 | 0 | 0 | 8.4 |  | 1.027 | Diesel | -1 | 0.053523 | 8.4 | 8.4 |  |  |  |  | -0.053523 | -0.44959
58919 | PEARSALLSCG2 | 1 | South | YES | -0.011609 | 0 | 0 | 8.4 |  | 1.027 | Diesel | -1 | 0.053523 | 8.4 | 8.4 |  |  |  |  | -0.053523 | -0.44959
58919 | PEARSALLSCG2 | 2 | South | YES | -0.011609 | 0 | 0 | 8.4 |  | 1.027 | Diesel | -1 | 0.053523 | 8.4 | 8.4 |  |  |  |  | -0.053523 | -0.44959
58919 | PEARSALLSCG2 | 3 | South | YES | -0.011609 | 0 | 0 | 8.4 |  | 1.027 | Diesel | -1 | 0.053523 | 8.4 | 8.4 |  |  |  |  | -0.053523 | -0.44959
58919 | PEARSALLSCG2 | 4 | South | YES | -0.011609 | 0 | 0 | 8.4 |  | 1.027 | Diesel | -1 | 0.053523 | 8.4 | 8.4 |  |  |  |  | -0.053523 | -0.44959
58919 | PEARSALLSCG2 | 5 | South | YES | -0.011609 | 0 | 0 | 8.4 |  | 1.027 | Diesel | -1 | 0.053523 | 8.4 | 8.4 |  |  |  |  | -0.053523 | -0.44959
58919 | PEARSALLSCG2 | 6 | South | YES | -0.011609 | 0 | 0 | 8.4 |  | 1.027 | Diesel | -1 | 0.053523 | 8.4 | 8.4 |  |  |  |  | -0.053523 | -0.44959
58929 | PEARSALLSCG3 | 1 | South | YES | -0.011609 | 0 | 0 | 8.4 |  | 1.027 | Diesel | -1 | 0.053523 | 8.4 | 8.4 |  |  |  |  | -0.053523 | -0.44959
58929 | PEARSALLSCG3 | 2 | South | YES | -0.011609 | 0 | 0 | 8.4 |  | 1.027 | Diesel | -1 | 0.053523 | 8.4 | 8.4 |  |  |  |  | -0.053523 | -0.44959
58929 | PEARSALLSCG3 | 3 | South | YES | -0.011609 | 0 | 0 | 8.4 |  | 1.027 | Diesel | -1 | 0.053523 | 8.4 | 8.4 |  |  |  |  | -0.053523 | -0.44959
58929 | PEARSALLSCG3 | 4 | South | YES | -0.011609 | 0 | 0 | 8.4 |  | 1.027 | Diesel | -1 | 0.053523 | 8.4 | 8.4 |  |  |  |  | -0.053523 | -0.44959
58929 | PEARSALLSCG3 | 5 | South | YES | -0.011609 | 0 | 0 | 8.4 |  | 1.027 | Diesel | -1 | 0.053523 | 8.4 | 8.4 |  |  |  |  | -0.053523 | -0.44959
58929 | PEARSALLSCG3 | 6 | South | YES | -0.011609 | 0 | 0 | 8.4 |  | 1.027 | Diesel | -1 | 0.053523 | 8.4 | 8.4 |  |  |  |  | -0.053523 | -0.44959
58949 | PEARSALLSCG4 | 1 | South | YES | -0.011609 | 0 | 0 | 8.4 |  | 1.027 | Diesel | -1 | 0.053523 | 8.4 | 8.4 |  |  |  |  | -0.053523 | -0.44959
58949 | PEARSALLSCG4 | 2 | South | YES | -0.011609 | 0 | 0 | 8.4 |  | 1.027 | Diesel | -1 | 0.053523 | 8.4 | 8.4 |  |  |  |  | -0.053523 | -0.44959
58949 | PEARSALLSCG4 | 3 | South | YES | -0.011609 | 0 | 0 | 8.4 |  | 1.027 | Diesel | -1 | 0.053523 | 8.4 | 8.4 |  |  |  |  | -0.053523 | -0.44959
58949 | PEARSALLSCG4 | 4 | South | YES | -0.011609 | 0 | 0 | 8.4 |  | 1.027 | Diesel | -1 | 0.053523 | 8.4 | 8.4 |  |  |  |  | -0.053523 | -0.44959
58949 | PEARSALLSCG4 | 5 | South | YES | -0.011609 | 0 | 0 | 8.4 |  | 1.027 | Diesel | -1 | 0.053523 | 8.4 | 8.4 |  |  |  |  | -0.053523 | -0.44959
58949 | PEARSALLSCG4 | 6 | South | YES | -0.011609 | 0 | 0 | 8.4 |  | 1.027 | Diesel | -1 | 0.053523 | 8.4 | 8.4 |  |  |  |  | -0.053523 | -0.44959
88299 | ZAPATA | F | South | YES | -0.011836 | 0 | 0 | 0 | 0 | 1.02 | BLT | -1 | 0.05375 | 0 | 0 |  |  |  |  | -0.05375 | 0
8134 | FOR #1 | 1 | South | YES | -0.01255 | 54.1 | 45 | 79 | 0 | 1 | Cogen | -1 | 0.054464 | 0 | 0 |  |  |  |  | -0.054464 | 0
8138 | FOR #2 | 2 | South | YES | -0.01255 | 63.1 | 45 | 81 | 0 | 1 | Cogen | -1 | 0.054464 | 0 | 0 |  |  |  |  | -0.054464 | 0
8153 | FOR #3 | 3 | South | YES | -0.01255 | 63.1 | 45 | 79.9 | 0 | 1 | Cogen | -1 | 0.054464 | 0 | 0 |  |  |  |  | -0.054464 | 0
8154 | FOR #4 | 4 | South | YES | -0.01255 | 63.1 | 60 | 80 | 0 | 1 | Cogen | -1 | 0.054464 | 0 | 0 |  |  |  |  | -0.054464 | 0
8155 | FOR #5 | 5 | South | YES | -0.01255 | 63.1 | 60 | 78.4 | 0 | 1 | Cogen | -1 | 0.054464 | 0 | 0 |  |  |  |  | -0.054464 | 0
8156 | FOR #6 | 6 | South | YES | -0.01255 | 24.9 | 5 | 25 | 0 | 1 | Cogen | -1 | 0.054464 | 0 | 0 |  |  |  |  | -0.054464 | 0
8157 | FOR #7 | 7 | South | YES | -0.01255 | 28.8 | 5 | 46 | 0 | 1 | Cogen | -1 | 0.054464 | 0 | 0 |  |  |  |  | -0.054464 | 0
80051 | FOR #8 | 8 | South | YES | -0.01255 | 28 | 28 | 28 |  | 1 | Cogen | -1 | 0.054464 | 0 | 0 |  |  |  |  | -0.054464 | 0
80052 | FOR #9 | 9 | South | YES | -0.01255 | 29.7 | 5 | 43.6 | 0 | 1 | Cogen | -1 | 0.054464 | 0 | 0 |  |  |  |  | -0.054464 | 0
80053 | FOR #10 | 10 | South | YES | -0.01255 | 68.4 | 45 | 75 | 0 | 1 | Cogen | -1 | 0.054464 | 0 | 0 |  |  |  |  | -0.054464 | 0
5728 | FALCONHYDRO2 | 2 | South | YES | -0.012636 | 12 | 0 | 12 | 0 | 1.0234 | Hydro | -1 | 0.05455 | 0 | 0 |  |  |  |  | -0.05455 | 0
5729 | FALCONHYDRO3 | 3 | South | YES | -0.012636 | 11 | 0 | 11 | 0 | 1.0234 | Hydro | -1 | 0.05455 | 0 | 0 |  |  |  |  | -0.05455 | 0
8048 | FALCONHYDRO1 | 1 | South | YES | -0.012636 | 12 | 0 | 12 | 0 | 1.0234 | Hydro | -1 | 0.05455 | 0 | 0 |  |  |  |  | -0.05455 | 0
80226 | ALCOA G | 1 | South | YES | -0.012651 | 32.3 | 5 | 48 | 0 | 1.015 | Cogen | -1 | 0.054565 | 0 | 0 |  |  |  |  | -0.054565 | 0
5890 | PEARSALLGEN1 | 1 | South | YES | -0.012684 | 19.2 | 6 | 24 | 0 | 1.0226 | GST | -1 | 0.054598 | 24 | 24 |  |  |  |  | -0.054598 | -1.3103
5891 | PEARSALLGEN2 | 1 | South | YES | -0.012684 | 19.4 | 6 | 24.3 | 0 | 1.0226 | GST | -1 | 0.054598 | 24.3 | 24.3 |  |  |  |  | -0.054598 | -1.3267
5892 | PEARSALLGEN3 | 1 | South | YES | -0.012684 | 19.1 | 6 | 23.9 | 0 | 1.0226 | GST | -1 | 0.054598 | 23.9 | 23.9 |  |  |  |  | -0.054598 | -1.3049
88508 | FALFURRI | F | South | YES | -0.012728 | 0 | 0 | 0 | 0 | 1 | AVR | -1 | 0.054642 | 0 | 0 |  |  |  |  | -0.054642 | 0
8147 | UCAR #2 | 10 | South | YES | -0.012976 | 18.2 | 0 | 28 |  | 1 | Cogen | -1 | 0.05489 | 0 | 0 |  |  |  |  | -0.05489 | 0
8148 | UCAR #1 | 2 | South | YES | -0.012976 | 6.1 | 0 | 7 | 0 | 1.009 | Cogen | -1 | 0.05489 | 0 | 0 |  |  |  |  | -0.05489 | 0
80137 | CSDR89 | 8 | South | YES | -0.012976 | 33.9 | 0 | 39 | 0 | 1.003 | DCTie | -1 | 0.05489 | 0 | 0 |  |  |  |  | -0.05489 | 0
80137 | CSDR89 | 9 | South | YES | -0.012976 | 15 | 0 | 15 | 0 | 1.003 | DCTie | -1 | 0.05489 | 0 | 0 |  |  |  |  | -0.05489 | 0
80138 | CSDR7 | 7 | South | YES | -0.012976 | 6.1 | 0 | 7 | 0 | 1.014 | DCTie | -1 | 0.05489 | 0 | 0 |  |  |  |  | -0.05489 | 0
80139 | CSDR56 | 5 | South | YES | -0.012976 | 15 | 0 | 15 |  | 1.0033 | DCTie | -1 | 0.05489 | 0 | 0 |  |  |  |  | -0.05489 | 0
80139 | CSDR56 | 6 | South | YES | -0.012976 | 0 | 0 | 39 |  | 1.0033 | DCTie | -1 | 0.05489 | 0 | 0 |  |  |  |  | -0.05489 | 0
80140 | CSDR11 | 11 | South | YES | -0.012976 | 33.9 | 0 | 39 | 0 | 1.03 | DCTie | -1 | 0.05489 | 0 | 0 |  |  |  |  | -0.05489 | 0
80227 | AIRCO G | 1 | South | YES | -0.013033 | 7.2 | 0 | 8 | 0 | 1.0104 | Cogen | -1 | 0.054947 | 0 | 0 |  |  |  |  | -0.054947 | 0
80224 | VISTRONG1 | 1 | South | YES | -0.013118 | 13.1 | 0 | 15 | 0 | 1.01 | Cogen | -1 | 0.055032 | 0 | 0 |  |  |  |  | -0.055032 | 0
80225 | VISTRONG2 | 2 | South | YES | -0.013118 | 20.2 | 0 | 23 | 0 | 1.01 | Cogen | -1 | 0.055032 | 0 | 0 |  |  |  |  | -0.055032 | 0
7010 | L_FPPYD11_1Y | 1 | South | YES | -0.013145 | 547.4 | 200 | 606 | 0 | 1.02 | LIGCO | -1 | 0.055059 | 0 | 606 |  |  |  |  | -0.055059 | 0
7011 | L_FPPYD11_2Y | 2 | South | YES | -0.013145 | 552.2 | 200 | 598 | 0 | 1.02 | LIGCO | -1 | 0.055059 | 0 | 598 |  |  |  |  | -0.055059 | 0
7012 | L_FPPYD21_3Y | 3 | South | YES | -0.013147 | 427.5 | 200 | 436 | 0 | 1.02 | LIGCO | -1 | 0.055061 | 0 | 436 |  |  |  |  | -0.055061 | 0
5503 | RAYBURNGEN3 | 1 | South | YES | -0.013197 | 17.6 | 6 | 22 | 0 | 1.0224 | GST | -1 | 0.055111 | 22 | 22 |  |  |  |  | -0.055111 | -1.2124
5505 | RAYBURNGEN1 | 1 | South | YES | -0.013197 | 0 | 1 | 11 |  | 1.0223 | GGT | -1 | 0.055111 | 11 | 11 |  |  |  |  | -0.055111 | -0.60622
5506 | RAYBURNGEN2 | 1 | South | YES | -0.013197 | 0 | 1 | 11 |  | 1.0223 | GGT | -1 | 0.055111 | 11 | 11 |  |  |  |  | -0.055111 | -0.60622
7007 | L_LOSTPI1_1Y | 1 | South | YES | -0.013255 | 158.6 | 110 | 158 | 0 | 1 | CC | -1 | 0.055169 | 158 | 158 |  |  |  |  | -0.055169 | -8.7166
7008 | L_LOSTPI1_2Y | 2 | South | YES | -0.013255 | 157.7 | 107 | 160 | 0 | 1 | CC | -1 | 0.055169 | 160 | 160 |  |  |  |  | -0.055169 | -8.827
7009 | L_LOSTPI1_3Y | 3 | South | YES | -0.013255 | 173.9 | 72 | 175 | 0 | 1 | CC | -1 | 0.055169 | 175 | 175 |  |  |  |  | -0.055169 | -9.6545
8066 | DUP1V#1 | 1 | South | YES | -0.013357 | 52.3 | 0 | 73 | 0 | 1.01 | Cogen | -1 | 0.055271 | 0 | 0 |  |  |  |  | -0.055271 | 0
5508 | RAYBURNCC9 | 1 | South | YES | -0.013374 | 47.7 | 18.2 | 47.7 | 0 | 1.0296 | CC | -1 | 0.055288 | 47.7 | 47.7 |  |  |  |  | -0.055288 | -2.6372
5509 | RAYBURNCC10 | 1 | South | YES | -0.013374 | 37.3 | 5.2 | 37.3 | 0 | 1.0296 | CC | -1 | 0.055288 | 37.3 | 37.3 |  |  |  |  | -0.055288 | -2.0622
5511 | RAYBURNCC7 | 1 | South | YES | -0.013374 | 47.5 | 18.2 | 47.5 | 0 | 1.0296 | CC | -1 | 0.055288 | 47.5 | 47.5 |  |  |  |  | -0.055288 | -2.6262
5512 | RAYBURNCC8 | 1 | South | YES | -0.013374 | 49.3 | 18.2 | 49.3 | 0 | 1.0296 | CC | -1 | 0.055288 | 49.3 | 49.3 |  |  |  |  | -0.055288 | -2.7257
8933 | FGNTS001 | 1 | South | YES | -0.013473 | 146.5 | 0 | 146.5 | 0 | 1.03 | CC | -1 | 0.055387 | 146.5 | 146.5 |  |  |  |  | -0.055387 | -8.1141
8934 | FGNTS101 | 2 | South | YES | -0.013473 | 147.9 | 0 | 147.9 | 0 | 1.03 | CC | -1 | 0.055387 | 147.9 | 147.9 |  |  |  |  | -0.055387 | -8.1917
8935 | FGNTS201 | 3 | South | YES | -0.013473 | 173 | 0 | 173 | 0 | 1.03 | CC | -1 | 0.055387 | 173 | 173 |  |  |  |  | -0.055387 | -9.5819
8926 | LGE_GT10A | 1 | South | YES | -0.013486 | 158 | 0 | 158 | 0 | 1.03 | Cogen | -1 | 0.0554 | 0 | 0 |  |  |  |  | -0.0554 | 0
8927 | LGE_GT20A | 2 | South | YES | -0.013486 | 153 | 0 | 153 | 0 | 1.03 | Cogen | -1 | 0.0554 | 0 | 0 |  |  |  |  | -0.0554 | 0
8928 | LGE_STG0A | 3 | South | YES | -0.013486 | 100 | 0 | 100 | 0 | 1.03 | Cogen | -1 | 0.0554 | 0 | 0 |  |  |  |  | -0.0554 | 0
8930 | ICPGN10A | 1 | South | YES | -0.013486 | 149 | 0 | 149 | 0 | 1.03 | Cogen | -1 | 0.0554 | 0 | 0 |  |  |  |  | -0.0554 | 0
8931 | ICPGN20A | 2 | South | YES | -0.013486 | 150 | 0 | 150 | 0 | 1.03 | Cogen | -1 | 0.0554 | 0 | 0 |  |  |  |  | -0.0554 | 0
8932 | ICPGN30A | 3 | South | YES | -0.013486 | 127 | 0 | 127 | 0 | 1.03 | Cogen | -1 | 0.0554 | 0 | 0 |  |  |  |  | -0.0554 | 0
80223 | REYSHR G | 1 | South | YES | -0.013486 | 12 | 0 | 12 | 0 | 1.032 | Cogen | -1 | 0.0554 | 0 | 0 |  |  |  |  | -0.0554 | 0
8173 | VICEC51A | 5 | South | YES | -0.013494 | 144 | 18 | 144 | 0 | 1.025 | CC | -1 | 0.055408 | 144 | 144 |  |  |  |  | -0.055408 | -7.9787
8174 | VICEC61A | 6 | South | YES | -0.013494 | 188 | 42 | 188 | 0 | 1.025 | CC | -1 | 0.055408 | 188 | 188 |  |  |  |  | -0.055408 | -10.4166
8442 | NBEC7 | 7 | South | YES | -0.013593 | 0 | 81 | 367 |  | 1.0298 | GST | -1 | 0.055507 | 367 | 367 |  |  |  |  | -0.055507 | -20.3709
8442 | NBEC7 | MB | South | YES | -0.013593 | 0 | 81 | 367 |  | 1.0298 | GST | -1 | 0.055507 | 0 | 0 |  |  |  |  | -0.055507 | 0
8560 | CNOPGT1 | 1 | South | YES | -0.013594 | 148.3 | 0 | 148.3 | 0 | 1.03 | Cogen | -1 | 0.055508 | 0 | 0 |  |  |  |  | -0.055508 | 0
8561 | CNOPGT2 | 2 | South | YES | -0.013594 | 148.6 | 0 | 148.6 | 0 | 1.03 | Cogen | -1 | 0.055508 | 0 | 0 |  |  |  |  | -0.055508 | 0
8562 | CNOPST1 | 3 | South | YES | -0.013594 | 153 | 0 | 153 | 0 | 1.03 | Cogen | -1 | 0.055508 | 0 | 0 |  |  |  |  | -0.055508 | 0
8456 | COSW#1 | 1 | South | YES | -0.0136 | 20 | 0 | 20 | 0 | 1.027 | Cogen | -1 | 0.055514 | 0 | 0 |  |  |  |  | -0.055514 | 0
8457 | COSW#2 | 2 | South | YES | -0.0136 | 14 | 0 | 14 | 0 | 1.027 | Cogen | -1 | 0.055514 | 0 | 0 |  |  |  |  | -0.055514 | 0
8506 | VAL #1 | 1 | South | YES | -0.013609 | 20.9 | 0 | 25 | 0 | 1.0055 | Cogen | -1 | 0.055523 | 0 | 0 |  |  |  |  | -0.055523 | 0
8507 | VAL #2 | 2 | South | YES | -0.013609 | 20.9 | 0 | 25 | 0 | 1.0055 | Cogen | -1 | 0.055523 | 0 | 0 |  |  |  |  | -0.055523 | 0
8936 | MVGN#1 | 1 | South | YES | -0.013614 | 216.6 | 0 | 216.6 | 0 | 1.0304 | CC | -1 | 0.055528 | 216.6 | 216.6 |  |  |  |  | -0.055528 | -12.0273
8937 | MVGN#2 | 2 | South | YES | -0.013614 | 216.7 | 0 | 216.7 | 0 | 1.0304 | CC | -1 | 0.055528 | 216.7 | 216.7 |  |  |  |  | -0.055528 | -12.0328
8938 | MVGN#3 | 3 | South | YES | -0.013614 | 250.9 | 0 | 250.9 | 0 | 1.0304 | CC | -1 | 0.055528 | 250.9 | 250.9 |  |  |  |  | -0.055528 | -13.9319
8981 | HECN1 | 1 | South | YES | -0.013614 | 144.8 | 0 | 144.8 | 0 | 1.0304 | CC | -1 | 0.055528 | 144.8 | 144.8 |  |  |  |  | -0.055528 | -8.0404
8982 | HECN2 | 2 | South | YES | -0.013614 | 144.1 | 0 | 144.1 | 0 | 1.0304 | CC | -1 | 0.055528 | 144.1 | 144.1 |  |  |  |  | -0.055528 | -8.0015
8983 | HECN3 | 3 | South | YES | -0.013614 | 171.9 | 0 | 171.9 | 0 | 1.0304 | CC | -1 | 0.055528 | 171.9 | 171.9 |  |  |  |  | -0.055528 | -9.5452
8461 | KOCH_UP0A | 1 | South | YES | -0.013615 | 38 | 0 | 38 | 0 | 1.012 | Cogen | -1 | 0.055529 | 0 | 0 |  |  |  |  | -0.055529 | 0
8459 | B_DAVIS0B | MB | South | YES | -0.013622 | 0 | 50 | 339 |  | 1.03 | GSC | -1 | 0.055536 | 0 | 0 |  |  |  |  | -0.055536 | 0
8460 | B_DAVIS0A | MB | South | YES | -0.013622 | 0 | 50 | 340 |  | 1.03 | GSC | -1 | 0.055536 | 0 | 0 |  |  |  |  | -0.055536 | 0
80263 | B_DAVIS31A | 3 | South | YES | -0.013622 | 0 | 0 | 180 |  | 1.0366 | CC | -1 | 0.055536 | 180 | 180 |  |  |  |  | -0.055536 | -9.9964
80264 | B_DAVIS41A | 4 | South | YES | -0.013622 | 0 | 0 | 180 |  | 1.0366 | CC | -1 | 0.055536 | 180 | 180 |  |  |  |  | -0.055536 | -9.9964
8511 | OXY_CC0A | 1 | South | YES | -0.013631 | 30.3 | 0 | 38 | 0 | 1.027 | Cogen | -1 | 0.055545 | 0 | 0 |  |  |  |  | -0.055545 | 0
5932 | SI_RAY9 | 9 | South | YES | -0.013672 | 32 | 32 | 38 | 0 | 1.035 | CC | -1 | 0.055586 | 38 | 38 |  |  |  |  | -0.055586 | -2.1123
5933 | SI_RAY6 | 6 | South | YES | -0.013672 | 15.4 | 10 | 19.3 | 0 | 1.035 | GST | -1 | 0.055586 | 19.3 | 19.3 |  |  |  |  | -0.055586 | -1.0728
5935 | SI_RAY10 | 10 | South | YES | -0.013672 | 47 | 10 | 47 | 0 | 1.03 | CC | -1 | 0.055586 | 47 | 47 |  |  |  |  | -0.055586 | -2.6125
80003 | MILHWYS | F | South | YES | -0.013672 | 0 | 0 | 0 | 0 | 1.0168 | AVR | -1 | 0.055586 | 0 | 0 |  |  |  |  | -0.055586 | 0
8517 | CELANEBI0A | 1 | South | YES | -0.013674 | 29 | 0 | 29 | 0 | 1.02 | Cogen | -1 | 0.055588 | 0 | 0 |  |  |  |  | -0.055588 | 0
80080 | GWINDT11A | 1 | South | YES | -0.013709 | 28.2 | 0 | 94 | 0 | 1.025 | Wind | -1 | 0.055623 | 0 | 94 |  |  |  |  | -0.055623 | 0
80080 | GWINDT11A | 2 | South | YES | -0.013709 | 0 | 0 | 41 | 0 | 1.025 | Wind | -1 | 0.055623 | 0 | 41 |  |  |  |  | -0.055623 | 0
80080 | GWINDT11A | 3 | South | YES | -0.013709 | 0 | 0 | 38 | 0 | 1.025 | Wind | -1 | 0.055623 | 0 | 38 |  |  |  |  | -0.055623 | 0
80080 | GWINDT11A | 4 | South | YES | -0.013709 | 3.8 | 0 | 19 | 0 | 1.025 | Wind | -1 | 0.055623 | 0 | 19 |  |  |  |  | -0.055623 | 0
80081 | GWINDT21A | 1 | South | YES | -0.013709 | 28.2 | 0 | 94 | 0 | 1.025 | Wind | -1 | 0.055623 | 0 | 94 |  |  |  |  | -0.055623 | 0
80081 | GWINDT21A | 2 | South | YES | -0.013709 | 7.2 | 0 | 36 | 0 | 1.025 | Wind | -1 | 0.055623 | 0 | 36 |  |  |  |  | -0.055623 | 0
80081 | GWINDT21A | 3 | South | YES | -0.013709 | 8.6 | 0 | 43 | 0 | 1.025 | Wind | -1 | 0.055623 | 0 | 43 |  |  |  |  | -0.055623 | 0
80081 | GWINDT21A | 4 | South | YES | -0.013709 | 4.4 | 0 | 22 | 0 | 1.025 | Wind | -1 | 0.055623 | 0 | 22 |  |  |  |  | -0.055623 | 0
80180 | PNSCALT11A | 1 | South | YES | -0.013709 | 43.8 | 0 | 148 | 0 | 1.025 | Wind | -1 | 0.055623 | 0 | 148 |  |  |  |  | -0.055623 | 0
80180 | PNSCALT11A | 2 | South | YES | -0.013709 | 10 | 0 | 50 | 0 | 1.025 | Wind | -1 | 0.055623 | 0 | 50 |  |  |  |  | -0.055623 | 0
80181 | PNSCALT21A | 1 | South | YES | -0.013709 | 16.5 | 0 | 55 | 0 | 1.025 | Wind | -1 | 0.055623 | 0 | 55 |  |  |  |  | -0.055623 | 0
80181 | PNSCALT21A | 2 | South | YES | -0.013709 | 10 | 0 | 50 | 0 | 1.025 | Wind | -1 | 0.055623 | 0 | 50 |  |  |  |  | -0.055623 | 0
7303 | L_WPPGS12_1Y | 1 | South | YES | -0.01412 | 50 | 0 | 50 | 0 | 1.025 | GGT | -1 | 0.056034 | 50 | 50 |  |  |  |  | -0.056034 | -2.8017
7303 | L_WPPGS12_1Y | 2 | South | YES | -0.01412 | 50 | 0 | 50 | 0 | 1.025 | GGT | -1 | 0.056034 | 50 | 50 |  |  |  |  | -0.056034 | -2.8017
7305 | L_WPPGS34_1Y | 3 | South | YES | -0.01412 | 50 | 0 | 50 | 0 | 1.025 | GGT | -1 | 0.056034 | 50 | 50 |  |  |  |  | -0.056034 | -2.8017
7305 | L_WPPGS34_1Y | 4 | South | YES | -0.01412 | 50 | 0 | 50 | 0 | 1.025 | GGT | -1 | 0.056034 | 50 | 50 |  |  |  |  | -0.056034 | -2.8017
88198 | BEEVILLE | F | South | YES | -0.014203 | 0 | 0 | 0 | 0 | 1.02 | AVR | -1 | 0.056117 | 0 | 0 |  |  |  |  | -0.056117 | 0
7807 | L_BASTEN1_1Y | 1 | South | YES | -0.014217 | 152.5 | 83.5 | 152.5 | 0 | 1.004 | CC | -1 | 0.056131 | 152.5 | 152.5 |  |  |  |  | -0.056131 | -8.5599
7808 | L_BASTEN1_2Y | 1 | South | YES | -0.014217 | 149.5 | 83.5 | 149.5 | 0 | 1.004 | CC | -1 | 0.056131 | 149.5 | 149.5 |  |  |  |  | -0.056131 | -8.3915
7809 | L_BASTEN1_3Y | 1 | South | YES | -0.014217 | 232.6 | 42 | 232.6 | 0 | 1.004 | CC | -1 | 0.056131 | 232.6 | 232.6 |  |  |  |  | -0.056131 | -13.056
8161 | COLETO0A | 1 | South | YES | -0.014355 | 633 | 200 | 633 | 0 | 1.03 | LIGCO | -1 | 0.056269 | 0 | 633 |  |  |  |  | -0.056269 | 0
8189 | CUECPL2A | 1 | South | YES | -0.015227 | 12 | 0 | 12 | 0 | 1.02 | Cogen | -1 | 0.057141 | 0 | 0 |  |  |  |  | -0.057141 | 0
7004 | L_SIMGID1_1Y | 1 | South | YES | -0.015495 | 132 | 40 | 132 | 0 | 1.02 | GST | -1 | 0.057409 | 132 | 132 |  |  |  |  | -0.057409 | -7.5779
7005 | L_SIMGID1_2Y | 2 | South | YES | -0.015495 | 133 | 32 | 139 | 0 | 1.02 | GST | -1 | 0.057409 | 139 | 139 |  |  |  |  | -0.057409 | -7.9798
7006 | L_SIMGID1_3Y | 3 | South | YES | -0.015495 | 324.9 | 60 | 329 | 0 | 1.02 | GST | -1 | 0.057409 | 329 | 329 |  |  |  |  | -0.057409 | -18.8874
5903 | SANMIGUELGEN | 1 | South | YES | -0.015768 | 396.3 | 180 | 396.3 | 0 | 1.0336 | LIGCO | -1 | 0.057682 | 0 | 396.3 |  |  |  |  | -0.057682 | 0
7624 | L_LAKEWO9_1Y | 1 | South | YES | -0.016333 | 0 | 0 | 2.4 |  | 1 | Hydro | -1 | 0.058247 | 0 | 0 |  |  |  |  | -0.058247 | 0
7624 | L_LAKEWO9_1Y | 2 | South | YES | -0.016333 | 0 | 0 | 2.4 |  | 1 | Hydro | -1 | 0.058247 | 0 | 0 |  |  |  |  | -0.058247 | 0
9002 | DECKR_G3 | 3 | South | YES | -0.016808 | 0 | 24 | 42 |  | 1.015 | GGT | -1 | 0.058722 | 42 | 42 |  |  |  |  | -0.058722 | -2.4663
9003 | DECKR_G4 | 4 | South | YES | -0.016808 | 44 | 24 | 44 | 0 | 1.015 | GGT | -1 | 0.058722 | 44 | 44 |  |  |  |  | -0.058722 | -2.5837
9004 | DECKR_G5 | 5 | South | YES | -0.016808 | 44 | 24 | 44 | 0 | 1.015 | GGT | -1 | 0.058722 | 44 | 44 |  |  |  |  | -0.058722 | -2.5837
9005 | DECKR_G6 | 6 | South | YES | -0.016808 | 44 | 24 | 47 | 0 | 1.015 | GGT | -1 | 0.058722 | 47 | 47 |  |  |  |  | -0.058722 | -2.7599
7800 | L_GUADGE1_1Y | 1 | South | YES | -0.01704 | 147 | 30 | 147 | 0 | 1.02 | CC | -1 | 0.058954 | 147 | 147 |  |  |  |  | -0.058954 | -8.6662
7801 | L_GUADGE1_2Y | 2 | South | YES | -0.01704 | 138 | 30 | 138 | 0 | 1.02 | CC | -1 | 0.058954 | 138 | 138 |  |  |  |  | -0.058954 | -8.1356
7802 | L_GUADGE1_3Y | 3 | South | YES | -0.01704 | 146 | 30 | 146 | 0 | 1.02 | CC | -1 | 0.058954 | 146 | 146 |  |  |  |  | -0.058954 | -8.6072
7803 | L_GUADGE1_4Y | 4 | South | YES | -0.01704 | 149 | 30 | 149 | 0 | 1.02 | CC | -1 | 0.058954 | 149 | 149 |  |  |  |  | -0.058954 | -8.7841
7804 | L_GUADGE1_5Y | 5 | South | YES | -0.01704 | 182 | 30 | 182 | 0 | 1.02 | CC | -1 | 0.058954 | 182 | 182 |  |  |  |  | -0.058954 | -10.7295
7805 | L_GUADGE1_6Y | 6 | South | YES | -0.01704 | 203 | 30 | 203 | 0 | 1.02 | CC | -1 | 0.058954 | 203 | 203 |  |  |  |  | -0.058954 | -11.9676
7810 | L_RIONOG1G1Y | 1 | South | YES | -0.017081 | 148 | 0 | 148 | 0 | 1.02 | CC | -1 | 0.058995 | 148 | 148 |  |  |  |  | -0.058995 | -8.7312
7811 | L_RIONOG1G2Y | 2 | South | YES | -0.017081 | 148 | 0 | 148 | 0 | 1.02 | CC | -1 | 0.058995 | 148 | 148 |  |  |  |  | -0.058995 | -8.7312
7812 | L_RIONOG1G3Y | 3 | South | YES | -0.017081 | 154 | 0 | 154 | 0 | 1.02 | CC | -1 | 0.058995 | 154 | 154 |  |  |  |  | -0.058995 | -9.0852
7813 | L_RIONOG1S1Y | 4 | South | YES | -0.017081 | 293 | 0 | 293 | 0 | 1.02 | CC | -1 | 0.058995 | 293 | 293 |  |  |  |  | -0.058995 | -17.2854
9016 | SANDH_G1 | 1 | South | YES | -0.017183 | 45 | 2 | 49 | 0 | 1.0175 | GGT | -1 | 0.059097 | 49 | 49 |  |  |  |  | -0.059097 | -2.8957
9017 | SANDH_G2 | 2 | South | YES | -0.017183 | 45 | 2 | 46 | 0 | 1.0175 | GGT | -1 | 0.059097 | 46 | 46 |  |  |  |  | -0.059097 | -2.7184
9018 | SANDH_G3 | 3 | South | YES | -0.017183 | 45 | 2 | 46 | 0 | 1.0175 | GGT | -1 | 0.059097 | 46 | 46 |  |  |  |  | -0.059097 | -2.7184
9019 | SANDH_G4 | 4 | South | YES | -0.017183 | 0 | 2 | 47 |  | 1.0175 | GGT | -1 | 0.059097 | 47 | 47 |  |  |  |  | -0.059097 | -2.7775
9020 | SANDHG5A | 5A | South | YES | -0.017183 | 150 | 84 | 155 | 0 | 1.0175 | CC | -1 | 0.059097 | 155 | 155 |  |  |  |  | -0.059097 | -9.16
9021 | SANDHG5C | 5C | South | YES | -0.017183 | 140 | 0 | 148 | 0 | 1.0175 | CC | -1 | 0.059097 | 148 | 148 |  |  |  |  | -0.059097 | -8.7463
7014 | L_HAYSEN1_1Y | 1 | South | YES | -0.017224 | 223.9 | 74 | 223.9 | 0 | 1.008 | CC | -1 | 0.059138 | 223.9 | 223.9 |  |  |  |  | -0.059138 | -13.2409
7015 | L_HAYSEN1_2Y | 2 | South | YES | -0.017224 | 225 | 74 | 225 | 0 | 1.008 | CC | -1 | 0.059138 | 225 | 225 |  |  |  |  | -0.059138 | -13.3059
7016 | L_HAYSEN1_3Y | 3 | South | YES | -0.017224 | 224.6 | 74 | 224.6 | 0 | 1.008 | CC | -1 | 0.059138 | 224.6 | 224.6 |  |  |  |  | -0.059138 | -13.2823
7017 | L_HAYSEN1_4Y | 4 | South | YES | -0.017224 | 226.7 | 74 | 226.7 | 0 | 1.008 | CC | -1 | 0.059138 | 226.7 | 226.7 |  |  |  |  | -0.059138 | -13.4065
9000 | DECKR_G1 | 1 | South | YES | -0.017224 | 280 | 50 | 321 | 0 | 1.015 | GST | -1 | 0.059138 | 321 | 321 |  |  |  |  | -0.059138 | -18.9832
9001 | DECKR_G2 | 2 | South | YES | -0.017224 | 400 | 50 | 426 | 0 | 1.015 | GST | -1 | 0.059138 | 426 | 426 |  |  |  |  | -0.059138 | -25.1926
7605 | L_MCQUEE9_1Y | 1 | South | YES | -0.01737 | 0 | 0 | 2.4 |  | 1.025 | Hydro | -1 | 0.059284 | 0 | 0 |  |  |  |  | -0.059284 | 0
7605 | L_MCQUEE9_1Y | 2 | South | YES | -0.01737 | 0 | 0 | 2.4 |  | 1.025 | Hydro | -1 | 0.059284 | 0 | 0 |  |  |  |  | -0.059284 | 0
7605 | L_MCQUEE9_1Y | 3 | South | YES | -0.01737 | 0 | 0 | 2.8 |  | 1.025 | Hydro | -1 | 0.059284 | 0 | 0 |  |  |  |  | -0.059284 | 0
7609 | L_SCHUMA8_1Y | 1 | South | YES | -0.017717 | 0 | 0 | 4 |  | 1 | Hydro | -1 | 0.059631 | 0 | 0 |  |  |  |  | -0.059631 | 0
5401 | CALAVER_JKS1 | 1 | South | YES | -0.017764 | 562 | 100 | 562 | 0 | 1.026 | LIGCO | -1 | 0.059678 | 0 | 562 |  |  |  |  | -0.059678 | 0
5026 | BRAUNIG_VHB1 | 1 | South | YES | -0.017853 | 215 | 40 | 215 | 0 | 1.0192 | GST | -1 | 0.059767 | 215 | 215 |  |  |  |  | -0.059767 | -12.8498
5027 | BRAUNIG_VHB2 | 2 | South | YES | -0.017853 | 216 | 40 | 216 | 0 | 1.0192 | GST | -1 | 0.059767 | 216 | 216 |  |  |  |  | -0.059767 | -12.9096
5264 | LEON_LCP3G3 | 3 | South | YES | -0.017884 | 0 | 20 | 58 |  | 1.0197 | GST | -1 | 0.059798 | 58 | 58 |  |  |  |  | -0.059798 | -3.4683
5265 | LEON_LCP4G4 | 4 | South | YES | -0.017884 | 89 | 25 | 89 | 0 | 1.0197 | GST | -1 | 0.059798 | 89 | 89 |  |  |  |  | -0.059798 | -5.322
5266 | LEON_LCPCT1 | 1 | South | YES | -0.017884 | 44 | 24 | 44 | 0 | 1.0197 | GGT | -1 | 0.059798 | 44 | 44 |  |  |  |  | -0.059798 | -2.6311
5267 | LEON_LCPCT2 | 2 | South | YES | -0.017884 | 44 | 24 | 44 | 0 | 1.0197 | GGT | -1 | 0.059798 | 44 | 44 |  |  |  |  | -0.059798 | -2.6311
5268 | LEON_LCPCT3 | 3 | South | YES | -0.017884 | 43 | 24 | 43 | 0 | 1.0197 | GGT | -1 | 0.059798 | 43 | 43 |  |  |  |  | -0.059798 | -2.5713
5269 | LEON_LCPCT4 | 4 | South | YES | -0.017884 | 45 | 24 | 45 | 0 | 1.0197 | GGT | -1 | 0.059798 | 45 | 45 |  |  |  |  | -0.059798 | -2.6909
7020 | L_AUSTPL1_1Y | 1 | South | YES | -0.017894 | 0 | 0 | 8 |  | 1 | Hydro | -1 | 0.059808 | 0 | 0 |  |  |  |  | -0.059808 | 0
7020 | L_AUSTPL1_1Y | 2 | South | YES | -0.017894 | 0 | 0 | 8 |  | 1 | Hydro | -1 | 0.059808 | 0 | 0 |  |  |  |  | -0.059808 | 0
5396 | CALAVER_OWS1 | 1 | South | YES | -0.017934 | 418 | 80 | 418 | 0 | 1.0192 | GST | -1 | 0.059848 | 418 | 418 |  |  |  |  | -0.059848 | -25.0163
5397 | CALAVER_OWS2 | 2 | South | YES | -0.017934 | 400 | 80 | 400 | 0 | 1.0192 | GST | -1 | 0.059848 | 400 | 400 |  |  |  |  | -0.059848 | -23.939
5436 | TUTTL_WBT1G1 | 1 | South | YES | -0.017946 | 48.8 | 20 | 61 | 0 | 1.012 | GST | -1 | 0.05986 | 61 | 61 |  |  |  |  | -0.05986 | -3.6514
5438 | TUTTL_WBT3G3 | 3 | South | YES | -0.017946 | 95 | 25 | 95 | 0 | 1.012 | GST | -1 | 0.05986 | 95 | 95 |  |  |  |  | -0.05986 | -5.6867
5439 | TUTTL_WBT4G4 | 4 | South | YES | -0.017946 | 151 | 40 | 151 | 0 | 1.012 | GST | -1 | 0.05986 | 151 | 151 |  |  |  |  | -0.05986 | -9.0388
5028 | BRAUNIG_VHB3 | 3 | South | YES | -0.018054 | 407 | 60 | 407 | 0 | 1.0138 | GST | -1 | 0.059968 | 407 | 407 |  |  |  |  | -0.059968 | -24.4068
5111 | CALAVER_JTD1 | 1 | South | YES | -0.018063 | 430 | 80 | 430 | 0 | 1.0138 | LIGCO | -1 | 0.059977 | 0 | 430 |  |  |  |  | -0.059977 | 0
5112 | CALAVER_JTD2 | 2 | South | YES | -0.018063 | 430 | 80 | 430 | 0 | 1.0138 | LIGCO | -1 | 0.059977 | 0 | 430 |  |  |  |  | -0.059977 | 0
5476 | BRA_AVR1_CT1 | 1 | South | YES | -0.018231 | 155 | 90 | 155 | 0 | 1.025 | CC | -1 | 0.060145 | 155 | 155 |  |  |  |  | -0.060145 | -9.3224
5477 | BRA_AVR1_ST | 1 | South | YES | -0.018231 | 174 | 138 | 174 | 0 | 1.025 | CC | -1 | 0.060145 | 174 | 174 |  |  |  |  | -0.060145 | -10.4652
5478 | BRA_AVR1_CT2 | 1 | South | YES | -0.018231 | 155 | 90 | 155 | 0 | 1.025 | CC | -1 | 0.060145 | 155 | 155 |  |  |  |  | -0.060145 | -9.3224
7487 | L_CANYHY8_1Y | 1 | South | YES | -0.020151 | 0 | 0 | 6 |  | 1 | Hydro | -1 | 0.062065 | 0 | 0 |  |  |  |  | -0.062065 | 0
7031 | L_MARSFO1G1Y | 1 | South | YES | -0.02458 | 0 | 0 | 36 |  | 1 | Hydro | -1 | 0.066494 | 0 | 0 |  |  |  |  | -0.066494 | 0
7032 | L_MARSFO1G2Y | 2 | South | YES | -0.02458 | 0 | 0 | 35 |  | 1 | Hydro | -1 | 0.066494 | 0 | 0 |  |  |  |  | -0.066494 | 0
7033 | L_MARSFO1G3Y | 3 | South | YES | -0.02458 | 0 | 0 | 36 |  | 1 | Hydro | -1 | 0.066494 | 0 | 0 |  |  |  |  | -0.066494 | 0
7022 | L_BUCHAN1_1Y | 1 | South | YES | -0.038272 | 0 | 0 | 18 |  | 1 | Hydro | -1 | 0.080186 | 0 | 0 |  |  |  |  | -0.080186 | 0
7023 | L_BUCHAN1_2Y | 2 | South | YES | -0.038272 | 0 | 0 | 18 |  | 1 | Hydro | -1 | 0.080186 | 0 | 0 |  |  |  |  | -0.080186 | 0
7024 | L_BUCHAN1_3Y | 3 | South | YES | -0.038272 | 0 | 0 | 15 |  | 1 | Hydro | -1 | 0.080186 | 0 | 0 |  |  |  |  | -0.080186 | 0
7028 | L_MARBFA1_1Y | 1 | South | YES | -0.040471 | 0 | 0 | 18 |  | 1 | Hydro | -1 | 0.082385 | 0 | 0 |  |  |  |  | -0.082385 | 0
7029 | L_MARBFA1_2Y | 2 | South | YES | -0.040471 | 0 | 0 | 18 |  | 1 | Hydro | -1 | 0.082385 | 0 | 0 |  |  |  |  | -0.082385 | 0
7035 | L_WIRTZ_1G1Y | 1 | South | YES | -0.044965 | 0 | 0 | 29 |  | 1 | Hydro | -1 | 0.086879 | 0 | 0 |  |  |  |  | -0.086879 | 0
7036 | L_WIRTZ_1G2Y | 2 | South | YES | -0.044965 | 0 | 0 | 29.7 |  | 1 | Hydro | -1 | 0.086879 | 0 | 0 |  |  |  |  | -0.086879 | 0
7000 | L_FERGUS1_1Y | 1 | South | YES | -0.048153 | 400 | 65 | 423.3 | 0 | 1.015 | GSC | -1 | 0.090067 | 423.3 | 423.3 |  |  |  |  | -0.090067 | -38.1252
7026 | L_INKSDA1_1Y | 1 | South | YES | -0.059704 | 0 | 0 | 13.7 |  | 1 | Hydro | -1 | 0.10162 | 0 | 0 |  |  |  |  | -0.10162 | 0
Note on AL4: Zonal Cap - Zonal Impact

## Distributed Slack - Inc
Number of Bus | Name of Bus | ID | Area Name of Gen | AGC | P Sensitivity of Bus | Gen MW | Min MW | Max MW | V Sensitivity of Bus | Set Volt | Tech Type | Zone Impact | Zone Correlation | Inc Max | Dec Max | Souce S.F. Weighting | Souce Capacity | Sink S.F. Weighting | Sink Capacity | PTDF Calc | PTDF Weighting | Cumulative Share of Zonal Cap | Cumulative Share of Zonal Impact | Cont_ Cokfield to GrahamSES OL_ SanAngelo to Menard(Shrew) |  | i_PTDF_INC_pt | 543 |  | THW_5556 | Unit at max
7026 | L_INKSDA1_1Y | 1 | South | YES | -0.059704 | 0 | 0 | 13.7 |  | 1 | Hydro | -1 | 0.10162 | 0 | 0 |  |  |  |  | -0.10162 | 0 | 0 | 0 |  |  | i_10pctunit | 44 |  | 368 | # units @ max
7000 | L_FERGUS1_1Y | 1 | South | YES | -0.048153 | 400 | 65 | 423.3 | 0 | 1.015 | GSC | -1 | 0.090067 | 423.3 | 423.3 |  |  |  |  | -0.090067 | -38.1252 | 0.0099028 | 0.020904 | [5 empty] | 0.13158 | delta max
7035 | L_WIRTZ_1G1Y | 1 | South | YES | -0.044965 | 0 | 0 | 29 |  | 1 | Hydro | -1 | 0.086879 | 0 | 0 |  |  |  |  | -0.086879 | 0 | 0.0099028 | 0.020904 | [5 empty] | Delta
7036 | L_WIRTZ_1G2Y | 2 | South | YES | -0.044965 | 0 | 0 | 29.7 |  | 1 | Hydro | -1 | 0.086879 | 0 | 0 |  |  |  |  | -0.086879 | 0 | 0.0099028 | 0.020904 | Weighted Shift Factors |  |  |  | 1 | 0
7028 | L_MARBFA1_1Y | 1 | South | YES | -0.040471 | 0 | 0 | 18 |  | 1 | Hydro | -1 | 0.082385 | 0 | 0 |  |  |  |  | -0.082385 | 0 | 0.0099028 | 0.020904 | West | 0.041914 |  |  | 2 | 0.011002
7029 | L_MARBFA1_2Y | 2 | South | YES | -0.040471 | 0 | 0 | 18 |  | 1 | Hydro | -1 | 0.082385 | 0 | 0 |  |  |  |  | -0.082385 | 0 | 0.0099028 | 0.020904 | North | 0.010367 |  |  | 3 | 0.011002
7022 | L_BUCHAN1_1Y | 1 | South | YES | -0.038272 | 0 | 0 | 18 |  | 1 | Hydro | -1 | 0.080186 | 0 | 0 |  |  |  |  | -0.080186 | 0 | 0.0099028 | 0.020904 |  |  |  |  | 4 | 0.011002
7023 | L_BUCHAN1_2Y | 2 | South | YES | -0.038272 | 0 | 0 | 18 |  | 1 | Hydro | -1 | 0.080186 | 0 | 0 |  |  |  |  | -0.080186 | 0 | 0.0099028 | 0.020904 |  |  |  |  | 5 | 0.011002
7024 | L_BUCHAN1_3Y | 3 | South | YES | -0.038272 | 0 | 0 | 15 |  | 1 | Hydro | -1 | 0.080186 | 0 | 0 |  |  |  |  | -0.080186 | 0 | 0.0099028 | 0.020904 |  |  |  |  | 6 | 0.011002
7031 | L_MARSFO1G1Y | 1 | South | YES | -0.02458 | 0 | 0 | 36 |  | 1 | Hydro | -1 | 0.066494 | 0 | 0 |  |  |  |  | -0.066494 | 0 | 0.0099028 | 0.020904 |  |  |  |  | 7 | 0.011002
7032 | L_MARSFO1G2Y | 2 | South | YES | -0.02458 | 0 | 0 | 35 |  | 1 | Hydro | -1 | 0.066494 | 0 | 0 |  |  |  |  | -0.066494 | 0 | 0.0099028 | 0.020904 |  |  |  |  | 8 | 0.011002
7033 | L_MARSFO1G3Y | 3 | South | YES | -0.02458 | 0 | 0 | 36 |  | 1 | Hydro | -1 | 0.066494 | 0 | 0 |  |  |  |  | -0.066494 | 0 | 0.0099028 | 0.020904 |  |  |  |  | 9 | 0.011002
7487 | L_CANYHY8_1Y | 1 | South | YES | -0.020151 | 0 | 0 | 6 |  | 1 | Hydro | -1 | 0.062065 | 0 | 0 |  |  |  |  | -0.062065 | 0 | 0.0099028 | 0.020904 |  |  |  |  | 10 | 0.011002
5476 | BRA_AVR1_CT1 | 1 | South | YES | -0.018231 | 155 | 90 | 155 | 0 | 1.025 | CC | -1 | 0.060145 | 155 | 155 |  |  |  |  | -0.060145 | -9.3224 | 0.013529 | 0.026016 |  |  |  |  | 11 | 0.011002
5477 | BRA_AVR1_ST | 1 | South | YES | -0.018231 | 174 | 138 | 174 | 0 | 1.025 | CC | -1 | 0.060145 | 174 | 174 |  |  |  |  | -0.060145 | -10.4652 | 0.017599 | 0.031754 |  |  |  |  | 12 | 0.011002
5478 | BRA_AVR1_CT2 | 1 | South | YES | -0.018231 | 155 | 90 | 155 | 0 | 1.025 | CC | -1 | 0.060145 | 155 | 155 |  |  |  |  | -0.060145 | -9.3224 | 0.021226 | 0.036865 |  |  |  |  | 13 | 0.011002
5111 | CALAVER_JTD1 | 1 | South | YES | -0.018063 | 430 | 80 | 430 | 0 | 1.0138 | LIGCO | -1 | 0.059977 | 0 | 430 |  |  |  |  | -0.059977 | 0 | 0.021226 | 0.036865 |  |  |  |  | 14 | 0.012487
5112 | CALAVER_JTD2 | 2 | South | YES | -0.018063 | 430 | 80 | 430 | 0 | 1.0138 | LIGCO | -1 | 0.059977 | 0 | 430 |  |  |  |  | -0.059977 | 0 | 0.021226 | 0.036865 |  |  |  |  | 15 | 0.014154
5028 | BRAUNIG_VHB3 | 3 | South | YES | -0.018054 | 407 | 60 | 407 | 0 | 1.0138 | GST | -1 | 0.059968 | 407 | 407 |  |  |  |  | -0.059968 | -24.4068 | 0.030747 | 0.050248 |  |  |  |  | 16 | 0.01564
5436 | TUTTL_WBT1G1 | 1 | South | YES | -0.017946 | 48.8 | 20 | 61 | 0 | 1.012 | GST | -1 | 0.05986 | 61 | 61 |  |  |  |  | -0.05986 | -3.6514 | 0.032174 | 0.05225 |  |  |  |  | 17 | 0.01564
5438 | TUTTL_WBT3G3 | 3 | South | YES | -0.017946 | 95 | 25 | 95 | 0 | 1.012 | GST | -1 | 0.05986 | 95 | 95 |  |  |  |  | -0.05986 | -5.6867 | 0.034396 | 0.055368 |  |  |  |  | 18 | 0.01564
5439 | TUTTL_WBT4G4 | 4 | South | YES | -0.017946 | 151 | 40 | 151 | 0 | 1.012 | GST | -1 | 0.05986 | 151 | 151 |  |  |  |  | -0.05986 | -9.0388 | 0.037929 | 0.060324 |  |  |  |  | 19 | 0.019501
5396 | CALAVER_OWS1 | 1 | South | YES | -0.017934 | 418 | 80 | 418 | 0 | 1.0192 | GST | -1 | 0.059848 | 418 | 418 |  |  |  |  | -0.059848 | -25.0163 | 0.047708 | 0.074041 |  |  |  |  | 20 | 0.020076
5397 | CALAVER_OWS2 | 2 | South | YES | -0.017934 | 400 | 80 | 400 | 0 | 1.0192 | GST | -1 | 0.059848 | 400 | 400 |  |  |  |  | -0.059848 | -23.939 | 0.057065 | 0.087166 |  |  |  |  | 21 | 0.020971
7020 | L_AUSTPL1_1Y | 1 | South | YES | -0.017894 | 0 | 0 | 8 |  | 1 | Hydro | -1 | 0.059808 | 0 | 0 |  |  |  |  | -0.059808 | 0 | 0.057065 | 0.087166 |  |  |  |  | 22 | 0.022395
7020 | L_AUSTPL1_1Y | 2 | South | YES | -0.017894 | 0 | 0 | 8 |  | 1 | Hydro | -1 | 0.059808 | 0 | 0 |  |  |  |  | -0.059808 | 0 | 0.057065 | 0.087166 |  |  |  |  | 23 | 0.026333
5264 | LEON_LCP3G3 | 3 | South | YES | -0.017884 | 0 | 20 | 58 |  | 1.0197 | GST | -1 | 0.059798 | 58 | 58 |  |  |  |  | -0.059798 | -3.4683 | 0.058422 | 0.089068 |  |  |  |  | 24 | 0.030101
5265 | LEON_LCP4G4 | 4 | South | YES | -0.017884 | 89 | 25 | 89 | 0 | 1.0197 | GST | -1 | 0.059798 | 89 | 89 |  |  |  |  | -0.059798 | -5.322 | 0.060504 | 0.091986 |  |  |  |  | 25 | 0.030101
5266 | LEON_LCPCT1 | 1 | South | YES | -0.017884 | 44 | 24 | 44 | 0 | 1.0197 | GGT | -1 | 0.059798 | 44 | 44 |  |  |  |  | -0.059798 | -2.6311 | 0.061534 | 0.093429 |  |  |  |  | 26 | 0.030101
5267 | LEON_LCPCT2 | 2 | South | YES | -0.017884 | 44 | 24 | 44 | 0 | 1.0197 | GGT | -1 | 0.059798 | 44 | 44 |  |  |  |  | -0.059798 | -2.6311 | 0.062563 | 0.094871 |  |  |  |  | 27 | 0.030646
5268 | LEON_LCPCT3 | 3 | South | YES | -0.017884 | 43 | 24 | 43 | 0 | 1.0197 | GGT | -1 | 0.059798 | 43 | 43 |  |  |  |  | -0.059798 | -2.5713 | 0.063569 | 0.096281 |  |  |  |  | 28 | 0.031482
5269 | LEON_LCPCT4 | 4 | South | YES | -0.017884 | 45 | 24 | 45 | 0 | 1.0197 | GGT | -1 | 0.059798 | 45 | 45 |  |  |  |  | -0.059798 | -2.6909 | 0.064622 | 0.097757 |  |  |  |  | 29 | 0.031895
5026 | BRAUNIG_VHB1 | 1 | South | YES | -0.017853 | 215 | 40 | 215 | 0 | 1.0192 | GST | -1 | 0.059767 | 215 | 215 |  |  |  |  | -0.059767 | -12.8498 | 0.069651 | 0.1048 |  |  |  |  | 30 | 0.032308
5027 | BRAUNIG_VHB2 | 2 | South | YES | -0.017853 | 216 | 40 | 216 | 0 | 1.0192 | GST | -1 | 0.059767 | 216 | 216 |  |  |  |  | -0.059767 | -12.9096 | 0.074705 | 0.11188 |  |  |  |  | 31 | 0.032712
5401 | CALAVER_JKS1 | 1 | South | YES | -0.017764 | 562 | 100 | 562 | 0 | 1.026 | LIGCO | -1 | 0.059678 | 0 | 562 |  |  |  |  | -0.059678 | 0 | 0.074705 | 0.11188 |  |  |  |  | 32 | 0.033135
7609 | L_SCHUMA8_1Y | 1 | South | YES | -0.017717 | 0 | 0 | 4 |  | 1 | Hydro | -1 | 0.059631 | 0 | 0 |  |  |  |  | -0.059631 | 0 | 0.074705 | 0.11188 |  |  |  |  | 33 | 0.035151
7605 | L_MCQUEE9_1Y | 1 | South | YES | -0.01737 | 0 | 0 | 2.4 |  | 1.025 | Hydro | -1 | 0.059284 | 0 | 0 |  |  |  |  | -0.059284 | 0 | 0.074705 | 0.11188 |  |  |  |  | 34 | 0.037176
7605 | L_MCQUEE9_1Y | 2 | South | YES | -0.01737 | 0 | 0 | 2.4 |  | 1.025 | Hydro | -1 | 0.059284 | 0 | 0 |  |  |  |  | -0.059284 | 0 | 0.074705 | 0.11188 |  |  |  |  | 35 | 0.037176
7605 | L_MCQUEE9_1Y | 3 | South | YES | -0.01737 | 0 | 0 | 2.8 |  | 1.025 | Hydro | -1 | 0.059284 | 0 | 0 |  |  |  |  | -0.059284 | 0 | 0.074705 | 0.11188 |  |  |  |  | 36 | 0.037176
7014 | L_HAYSEN1_1Y | 1 | South | YES | -0.017224 | 223.9 | 74 | 223.9 | 0 | 1.008 | CC | -1 | 0.059138 | 223.9 | 223.9 |  |  |  |  | -0.059138 | -13.2409 | 0.079943 | 0.11914 |  |  |  |  | 37 | 0.037176
7015 | L_HAYSEN1_2Y | 2 | South | YES | -0.017224 | 225 | 74 | 225 | 0 | 1.008 | CC | -1 | 0.059138 | 225 | 225 |  |  |  |  | -0.059138 | -13.3059 | 0.085206 | 0.12644 |  |  |  |  | 38 | 0.037176
7016 | L_HAYSEN1_3Y | 3 | South | YES | -0.017224 | 224.6 | 74 | 224.6 | 0 | 1.008 | CC | -1 | 0.059138 | 224.6 | 224.6 |  |  |  |  | -0.059138 | -13.2823 | 0.090461 | 0.13372 |  |  |  |  | 39 | 0.037176
7017 | L_HAYSEN1_4Y | 4 | South | YES | -0.017224 | 226.7 | 74 | 226.7 | 0 | 1.008 | CC | -1 | 0.059138 | 226.7 | 226.7 |  |  |  |  | -0.059138 | -13.4065 | 0.095764 | 0.14107 |  |  |  |  | 40 | 0.039198
9000 | DECKR_G1 | 1 | South | YES | -0.017224 | 280 | 50 | 321 | 0 | 1.015 | GST | -1 | 0.059138 | 321 | 321 |  |  |  |  | -0.059138 | -18.9832 | 0.10327 | 0.15148 |  |  |  |  | 41 | 0.04123
9001 | DECKR_G2 | 2 | South | YES | -0.017224 | 400 | 50 | 426 | 0 | 1.015 | GST | -1 | 0.059138 | 426 | 426 |  |  |  |  | -0.059138 | -25.1926 | 0.11324 | 0.16529 |  |  |  |  | 42 | 0.043259
9016 | SANDH_G1 | 1 | South | YES | -0.017183 | 45 | 2 | 49 | 0 | 1.0175 | GGT | -1 | 0.059097 | 49 | 49 |  |  |  |  | -0.059097 | -2.8957 | 0.11439 | 0.16688 |  |  |  |  | 43 | 0.045306
9017 | SANDH_G2 | 2 | South | YES | -0.017183 | 45 | 2 | 46 | 0 | 1.0175 | GGT | -1 | 0.059097 | 46 | 46 |  |  |  |  | -0.059097 | -2.7184 | 0.11546 | 0.16837 |  |  |  |  | 44 | 0.048205
9018 | SANDH_G3 | 3 | South | YES | -0.017183 | 45 | 2 | 46 | 0 | 1.0175 | GGT | -1 | 0.059097 | 46 | 46 |  |  |  |  | -0.059097 | -2.7184 | 0.11654 | 0.16986 |  |  |  |  | 45 | 0.052053
9019 | SANDH_G4 | 4 | South | YES | -0.017183 | 0 | 2 | 47 |  | 1.0175 | GGT | -1 | 0.059097 | 47 | 47 |  |  |  |  | -0.059097 | -2.7775 | 0.11764 | 0.17138 |  |  |  |  | 46 | 0.052494
9020 | SANDHG5A | 5A | South | YES | -0.017183 | 150 | 84 | 155 | 0 | 1.0175 | CC | -1 | 0.059097 | 155 | 155 |  |  |  |  | -0.059097 | -9.16 | 0.12126 | 0.17641 |  |  |  |  | 47 | 0.052908
9021 | SANDHG5C | 5C | South | YES | -0.017183 | 140 | 0 | 148 | 0 | 1.0175 | CC | -1 | 0.059097 | 148 | 148 |  |  |  |  | -0.059097 | -8.7463 | 0.12473 | 0.1812 |  |  |  |  | 48 | 0.053323
7810 | L_RIONOG1G1Y | 1 | South | YES | -0.017081 | 148 | 0 | 148 | 0 | 1.02 | CC | -1 | 0.058995 | 148 | 148 |  |  |  |  | -0.058995 | -8.7312 | 0.12819 | 0.18599 |  |  |  |  | 49 | 0.053746
7811 | L_RIONOG1G2Y | 2 | South | YES | -0.017081 | 148 | 0 | 148 | 0 | 1.02 | CC | -1 | 0.058995 | 148 | 148 |  |  |  |  | -0.058995 | -8.7312 | 0.13165 | 0.19078 |  |  |  |  | 50 | 0.055143
7812 | L_RIONOG1G3Y | 3 | South | YES | -0.017081 | 154 | 0 | 154 | 0 | 1.02 | CC | -1 | 0.058995 | 154 | 154 |  |  |  |  | -0.058995 | -9.0852 | 0.13525 | 0.19576 |  |  |  |  | 51 | 0.056476
7813 | L_RIONOG1S1Y | 4 | South | YES | -0.017081 | 293 | 0 | 293 | 0 | 1.02 | CC | -1 | 0.058995 | 293 | 293 |  |  |  |  | -0.058995 | -17.2854 | 0.14211 | 0.20524 |  |  |  |  | 52 | 0.057801
7800 | L_GUADGE1_1Y | 1 | South | YES | -0.01704 | 147 | 30 | 147 | 0 | 1.02 | CC | -1 | 0.058954 | 147 | 147 |  |  |  |  | -0.058954 | -8.6662 | 0.14555 | 0.20999 |  |  |  |  | 53 | 0.059126
7801 | L_GUADGE1_2Y | 2 | South | YES | -0.01704 | 138 | 30 | 138 | 0 | 1.02 | CC | -1 | 0.058954 | 138 | 138 |  |  |  |  | -0.058954 | -8.1356 | 0.14878 | 0.21445 |  |  |  |  | 54 | 0.060505
7802 | L_GUADGE1_3Y | 3 | South | YES | -0.01704 | 146 | 30 | 146 | 0 | 1.02 | CC | -1 | 0.058954 | 146 | 146 |  |  |  |  | -0.058954 | -8.6072 | 0.15219 | 0.21917 |  |  |  |  | 55 | 0.063128
7803 | L_GUADGE1_4Y | 4 | South | YES | -0.01704 | 149 | 30 | 149 | 0 | 1.02 | CC | -1 | 0.058954 | 149 | 149 |  |  |  |  | -0.058954 | -8.7841 | 0.15568 | 0.22398 |  |  |  |  | 56 | 0.064441
7804 | L_GUADGE1_5Y | 5 | South | YES | -0.01704 | 182 | 30 | 182 | 0 | 1.02 | CC | -1 | 0.058954 | 182 | 182 |  |  |  |  | -0.058954 | -10.7295 | 0.15993 | 0.22987 |  |  |  |  | 57 | 0.065673
7805 | L_GUADGE1_6Y | 6 | South | YES | -0.01704 | 203 | 30 | 203 | 0 | 1.02 | CC | -1 | 0.058954 | 203 | 203 |  |  |  |  | -0.058954 | -11.9676 | 0.16468 | 0.23643 |  |  |  |  | 58 | 0.066977
9002 | DECKR_G3 | 3 | South | YES | -0.016808 | 0 | 24 | 42 |  | 1.015 | GGT | -1 | 0.058722 | 42 | 42 |  |  |  |  | -0.058722 | -2.4663 | 0.16567 | 0.23778 |  |  |  |  | 59 | 0.068308
9003 | DECKR_G4 | 4 | South | YES | -0.016808 | 44 | 24 | 44 | 0 | 1.015 | GGT | -1 | 0.058722 | 44 | 44 |  |  |  |  | -0.058722 | -2.5837 | 0.1667 | 0.2392 |  |  |  |  | 60 | 0.069933
9004 | DECKR_G5 | 5 | South | YES | -0.016808 | 44 | 24 | 44 | 0 | 1.015 | GGT | -1 | 0.058722 | 44 | 44 |  |  |  |  | -0.058722 | -2.5837 | 0.16772 | 0.24061 |  |  |  |  | 61 | 0.071746
9005 | DECKR_G6 | 6 | South | YES | -0.016808 | 44 | 24 | 47 | 0 | 1.015 | GGT | -1 | 0.058722 | 47 | 47 |  |  |  |  | -0.058722 | -2.7599 | 0.16882 | 0.24213 |  |  |  |  | 62 | 0.072115
7624 | L_LAKEWO9_1Y | 1 | South | YES | -0.016333 | 0 | 0 | 2.4 |  | 1 | Hydro | -1 | 0.058247 | 0 | 0 |  |  |  |  | -0.058247 | 0 | 0.16882 | 0.24213 |  |  |  |  | 63 | 0.072503
7624 | L_LAKEWO9_1Y | 2 | South | YES | -0.016333 | 0 | 0 | 2.4 |  | 1 | Hydro | -1 | 0.058247 | 0 | 0 |  |  |  |  | -0.058247 | 0 | 0.16882 | 0.24213 |  |  |  |  | 64 | 0.07289
5903 | SANMIGUELGEN | 1 | South | YES | -0.015768 | 396.3 | 180 | 396.3 | 0 | 1.0336 | LIGCO | -1 | 0.057682 | 0 | 396.3 |  |  |  |  | -0.057682 | 0 | 0.16882 | 0.24213 |  |  |  |  | 65 | 0.073304
7004 | L_SIMGID1_1Y | 1 | South | YES | -0.015495 | 132 | 40 | 132 | 0 | 1.02 | GST | -1 | 0.057409 | 132 | 132 |  |  |  |  | -0.057409 | -7.5779 | 0.17191 | 0.24628 |  |  |  |  | 66 | 0.073304
7005 | L_SIMGID1_2Y | 2 | South | YES | -0.015495 | 133 | 32 | 139 | 0 | 1.02 | GST | -1 | 0.057409 | 139 | 139 |  |  |  |  | -0.057409 | -7.9798 | 0.17516 | 0.25066 |  |  |  |  | 67 | 0.073304
7006 | L_SIMGID1_3Y | 3 | South | YES | -0.015495 | 324.9 | 60 | 329 | 0 | 1.02 | GST | -1 | 0.057409 | 329 | 329 |  |  |  |  | -0.057409 | -18.8874 | 0.18286 | 0.26101 |  |  |  |  | 68 | 0.073304
8189 | CUECPL2A | 1 | South | YES | -0.015227 | 12 | 0 | 12 | 0 | 1.02 | Cogen | -1 | 0.057141 | 0 | 0 |  |  |  |  | -0.057141 | 0 | 0.18286 | 0.26101 |  |  |  |  | 69 | 0.074371
8161 | COLETO0A | 1 | South | YES | -0.014355 | 633 | 200 | 633 | 0 | 1.03 | LIGCO | -1 | 0.056269 | 0 | 633 |  |  |  |  | -0.056269 | 0 | 0.18286 | 0.26101 |  |  |  |  | 70 | 0.075494
7807 | L_BASTEN1_1Y | 1 | South | YES | -0.014217 | 152.5 | 83.5 | 152.5 | 0 | 1.004 | CC | -1 | 0.056131 | 152.5 | 152.5 |  |  |  |  | -0.056131 | -8.5599 | 0.18643 | 0.26571 |  |  |  |  | 71 | 0.078154
7808 | L_BASTEN1_2Y | 1 | South | YES | -0.014217 | 149.5 | 83.5 | 149.5 | 0 | 1.004 | CC | -1 | 0.056131 | 149.5 | 149.5 |  |  |  |  | -0.056131 | -8.3915 | 0.18993 | 0.27031 |  |  |  |  | 72 | 0.078154
7809 | L_BASTEN1_3Y | 1 | South | YES | -0.014217 | 232.6 | 42 | 232.6 | 0 | 1.004 | CC | -1 | 0.056131 | 232.6 | 232.6 |  |  |  |  | -0.056131 | -13.056 | 0.19537 | 0.27747 |  |  |  |  | 73 | 0.078154
88198 | BEEVILLE | F | South | YES | -0.014203 | 0 | 0 | 0 | 0 | 1.02 | AVR | -1 | 0.056117 | 0 | 0 |  |  |  |  | -0.056117 | 0 | 0.19537 | 0.27747 |  |  |  |  | 74 | 0.07928
7303 | L_WPPGS12_1Y | 1 | South | YES | -0.01412 | 50 | 0 | 50 | 0 | 1.025 | GGT | -1 | 0.056034 | 50 | 50 |  |  |  |  | -0.056034 | -2.8017 | 0.19654 | 0.279 |  |  |  |  | 75 | 0.080383
7303 | L_WPPGS12_1Y | 2 | South | YES | -0.01412 | 50 | 0 | 50 | 0 | 1.025 | GGT | -1 | 0.056034 | 50 | 50 |  |  |  |  | -0.056034 | -2.8017 | 0.19771 | 0.28054 |  |  |  |  | 76 | 0.082101
7305 | L_WPPGS34_1Y | 3 | South | YES | -0.01412 | 50 | 0 | 50 | 0 | 1.025 | GGT | -1 | 0.056034 | 50 | 50 |  |  |  |  | -0.056034 | -2.8017 | 0.19888 | 0.28208 |  |  |  |  | 77 | 0.082101
7305 | L_WPPGS34_1Y | 4 | South | YES | -0.01412 | 50 | 0 | 50 | 0 | 1.025 | GGT | -1 | 0.056034 | 50 | 50 |  |  |  |  | -0.056034 | -2.8017 | 0.20005 | 0.28361 |  |  |  |  | 78 | 0.082467
80080 | GWINDT11A | 1 | South | YES | -0.013709 | 28.2 | 0 | 94 | 0 | 1.025 | Wind | -1 | 0.055623 | 0 | 94 |  |  |  |  | -0.055623 | 0 | 0.20005 | 0.28361 |  |  |  |  | 79 | 0.082834
80080 | GWINDT11A | 2 | South | YES | -0.013709 | 0 | 0 | 41 | 0 | 1.025 | Wind | -1 | 0.055623 | 0 | 41 |  |  |  |  | -0.055623 | 0 | 0.20005 | 0.28361 |  |  |  |  | 80 | 0.0832
80080 | GWINDT11A | 3 | South | YES | -0.013709 | 0 | 0 | 38 | 0 | 1.025 | Wind | -1 | 0.055623 | 0 | 38 |  |  |  |  | -0.055623 | 0 | 0.20005 | 0.28361 |  |  |  |  | 81 | 0.083566
80080 | GWINDT11A | 4 | South | YES | -0.013709 | 3.8 | 0 | 19 | 0 | 1.025 | Wind | -1 | 0.055623 | 0 | 19 |  |  |  |  | -0.055623 | 0 | 0.20005 | 0.28361 |  |  |  |  | 82 | 0.083566
80081 | GWINDT21A | 1 | South | YES | -0.013709 | 28.2 | 0 | 94 | 0 | 1.025 | Wind | -1 | 0.055623 | 0 | 94 |  |  |  |  | -0.055623 | 0 | 0.20005 | 0.28361 |  |  |  |  | 83 | 0.083566
80081 | GWINDT21A | 2 | South | YES | -0.013709 | 7.2 | 0 | 36 | 0 | 1.025 | Wind | -1 | 0.055623 | 0 | 36 |  |  |  |  | -0.055623 | 0 | 0.20005 | 0.28361 |  |  |  |  | 84 | 0.083566
80081 | GWINDT21A | 3 | South | YES | -0.013709 | 8.6 | 0 | 43 | 0 | 1.025 | Wind | -1 | 0.055623 | 0 | 43 |  |  |  |  | -0.055623 | 0 | 0.20005 | 0.28361 |  |  |  |  | 85 | 0.083566
80081 | GWINDT21A | 4 | South | YES | -0.013709 | 4.4 | 0 | 22 | 0 | 1.025 | Wind | -1 | 0.055623 | 0 | 22 |  |  |  |  | -0.055623 | 0 | 0.20005 | 0.28361 |  |  |  |  | 86 | 0.083566
80180 | PNSCALT11A | 1 | South | YES | -0.013709 | 43.8 | 0 | 148 | 0 | 1.025 | Wind | -1 | 0.055623 | 0 | 148 |  |  |  |  | -0.055623 | 0 | 0.20005 | 0.28361 |  |  |  |  | 87 | 0.083566
80180 | PNSCALT11A | 2 | South | YES | -0.013709 | 10 | 0 | 50 | 0 | 1.025 | Wind | -1 | 0.055623 | 0 | 50 |  |  |  |  | -0.055623 | 0 | 0.20005 | 0.28361 |  |  |  |  | 88 | 0.083566
80181 | PNSCALT21A | 1 | South | YES | -0.013709 | 16.5 | 0 | 55 | 0 | 1.025 | Wind | -1 | 0.055623 | 0 | 55 |  |  |  |  | -0.055623 | 0 | 0.20005 | 0.28361 |  |  |  |  | 89 | 0.083566
80181 | PNSCALT21A | 2 | South | YES | -0.013709 | 10 | 0 | 50 | 0 | 1.025 | Wind | -1 | 0.055623 | 0 | 50 |  |  |  |  | -0.055623 | 0 | 0.20005 | 0.28361 |  |  |  |  | 90 | 0.083566
8517 | CELANEBI0A | 1 | South | YES | -0.013674 | 29 | 0 | 29 | 0 | 1.02 | Cogen | -1 | 0.055588 | 0 | 0 |  |  |  |  | -0.055588 | 0 | 0.20005 | 0.28361 |  |  |  |  | 91 | 0.083566
5932 | SI_RAY9 | 9 | South | YES | -0.013672 | 32 | 32 | 38 | 0 | 1.035 | CC | -1 | 0.055586 | 38 | 38 |  |  |  |  | -0.055586 | -2.1123 | 0.20093 | 0.28477 |  |  |  |  | 92 | 0.083566
5933 | SI_RAY6 | 6 | South | YES | -0.013672 | 15.4 | 10 | 19.3 | 0 | 1.035 | GST | -1 | 0.055586 | 19.3 | 19.3 |  |  |  |  | -0.055586 | -1.0728 | 0.20139 | 0.28536 |  |  |  |  | 93 | 0.083566
5935 | SI_RAY10 | 10 | South | YES | -0.013672 | 47 | 10 | 47 | 0 | 1.03 | CC | -1 | 0.055586 | 47 | 47 |  |  |  |  | -0.055586 | -2.6125 | 0.20249 | 0.28679 |  |  |  |  | 94 | 0.083566
80003 | MILHWYS | F | South | YES | -0.013672 | 0 | 0 | 0 | 0 | 1.0168 | AVR | -1 | 0.055586 | 0 | 0 |  |  |  |  | -0.055586 | 0 | 0.20249 | 0.28679 |  |  |  |  | 95 | 0.083836
8511 | OXY_CC0A | 1 | South | YES | -0.013631 | 30.3 | 0 | 38 | 0 | 1.027 | Cogen | -1 | 0.055545 | 0 | 0 |  |  |  |  | -0.055545 | 0 | 0.20249 | 0.28679 |  |  |  |  | 96 | 0.083972
8459 | B_DAVIS0B | MB | South | YES | -0.013622 | 0 | 50 | 339 |  | 1.03 | GSC | -1 | 0.055536 | 0 | 0 |  |  |  |  | -0.055536 | 0 | 0.20249 | 0.28679 |  |  |  |  | 97 | 0.084305
8460 | B_DAVIS0A | MB | South | YES | -0.013622 | 0 | 50 | 340 |  | 1.03 | GSC | -1 | 0.055536 | 0 | 0 |  |  |  |  | -0.055536 | 0 | 0.20249 | 0.28679 |  |  |  |  | 98 | 0.084305
80263 | B_DAVIS31A | 3 | South | YES | -0.013622 | 0 | 0 | 180 |  | 1.0366 | CC | -1 | 0.055536 | 180 | 180 |  |  |  |  | -0.055536 | -9.9964 | 0.2067 | 0.29227 |  |  |  |  | 99 | 0.084305
80264 | B_DAVIS41A | 4 | South | YES | -0.013622 | 0 | 0 | 180 |  | 1.0366 | CC | -1 | 0.055536 | 180 | 180 |  |  |  |  | -0.055536 | -9.9964 | 0.21091 | 0.29775 |  |  |  |  | 100 | 0.084305
8461 | KOCH_UP0A | 1 | South | YES | -0.013615 | 38 | 0 | 38 | 0 | 1.012 | Cogen | -1 | 0.055529 | 0 | 0 |  |  |  |  | -0.055529 | 0 | 0.21091 | 0.29775 |  |  |  |  | 101 | 0.084305
8936 | MVGN#1 | 1 | South | YES | -0.013614 | 216.6 | 0 | 216.6 | 0 | 1.0304 | CC | -1 | 0.055528 | 216.6 | 216.6 |  |  |  |  | -0.055528 | -12.0273 | 0.21597 | 0.30435 |  |  |  |  | 102 | 0.085575
8937 | MVGN#2 | 2 | South | YES | -0.013614 | 216.7 | 0 | 216.7 | 0 | 1.0304 | CC | -1 | 0.055528 | 216.7 | 216.7 |  |  |  |  | -0.055528 | -12.0328 | 0.22104 | 0.31095 |  |  |  |  | 103 | 0.086846
8938 | MVGN#3 | 3 | South | YES | -0.013614 | 250.9 | 0 | 250.9 | 0 | 1.0304 | CC | -1 | 0.055528 | 250.9 | 250.9 |  |  |  |  | -0.055528 | -13.9319 | 0.22691 | 0.31858 |  |  |  |  | 104 | 0.086846
8981 | HECN1 | 1 | South | YES | -0.013614 | 144.8 | 0 | 144.8 | 0 | 1.0304 | CC | -1 | 0.055528 | 144.8 | 144.8 |  |  |  |  | -0.055528 | -8.0404 | 0.2303 | 0.32299 |  |  |  |  | 105 | 0.088373
8982 | HECN2 | 2 | South | YES | -0.013614 | 144.1 | 0 | 144.1 | 0 | 1.0304 | CC | -1 | 0.055528 | 144.1 | 144.1 |  |  |  |  | -0.055528 | -8.0015 | 0.23367 | 0.32738 |  |  |  |  | 106 | 0.089901
8983 | HECN3 | 3 | South | YES | -0.013614 | 171.9 | 0 | 171.9 | 0 | 1.0304 | CC | -1 | 0.055528 | 171.9 | 171.9 |  |  |  |  | -0.055528 | -9.5452 | 0.23769 | 0.33261 |  |  |  |  | 107 | 0.09167
8506 | VAL #1 | 1 | South | YES | -0.013609 | 20.9 | 0 | 25 | 0 | 1.0055 | Cogen | -1 | 0.055523 | 0 | 0 |  |  |  |  | -0.055523 | 0 | 0.23769 | 0.33261 |  |  |  |  | 108 | 0.092692
8507 | VAL #2 | 2 | South | YES | -0.013609 | 20.9 | 0 | 25 | 0 | 1.0055 | Cogen | -1 | 0.055523 | 0 | 0 |  |  |  |  | -0.055523 | 0 | 0.23769 | 0.33261 |  |  |  |  | 109 | 0.093708
8456 | COSW#1 | 1 | South | YES | -0.0136 | 20 | 0 | 20 | 0 | 1.027 | Cogen | -1 | 0.055514 | 0 | 0 |  |  |  |  | -0.055514 | 0 | 0.23769 | 0.33261 |  |  |  |  | 110 | 0.09492
8457 | COSW#2 | 2 | South | YES | -0.0136 | 14 | 0 | 14 | 0 | 1.027 | Cogen | -1 | 0.055514 | 0 | 0 |  |  |  |  | -0.055514 | 0 | 0.23769 | 0.33261 |  |  |  |  | 111 | 0.09492
8560 | CNOPGT1 | 1 | South | YES | -0.013594 | 148.3 | 0 | 148.3 | 0 | 1.03 | Cogen | -1 | 0.055508 | 0 | 0 |  |  |  |  | -0.055508 | 0 | 0.23769 | 0.33261 |  |  |  |  | 112 | 0.09492
8561 | CNOPGT2 | 2 | South | YES | -0.013594 | 148.6 | 0 | 148.6 | 0 | 1.03 | Cogen | -1 | 0.055508 | 0 | 0 |  |  |  |  | -0.055508 | 0 | 0.23769 | 0.33261 |  |  |  |  | 113 | 0.09492
8562 | CNOPST1 | 3 | South | YES | -0.013594 | 153 | 0 | 153 | 0 | 1.03 | Cogen | -1 | 0.055508 | 0 | 0 |  |  |  |  | -0.055508 | 0 | 0.23769 | 0.33261 |  |  |  |  | 114 | 0.09492
8442 | NBEC7 | 7 | South | YES | -0.013593 | 0 | 81 | 367 |  | 1.0298 | GST | -1 | 0.055507 | 367 | 367 |  |  |  |  | -0.055507 | -20.3709 | 0.24628 | 0.34378 |  |  |  |  | 115 | 0.09492
8442 | NBEC7 | MB | South | YES | -0.013593 | 0 | 81 | 367 |  | 1.0298 | GST | -1 | 0.055507 | 0 | 0 |  |  |  |  | -0.055507 | 0 | 0.24628 | 0.34378 |  |  |  |  | 116 | 0.09492
8173 | VICEC51A | 5 | South | YES | -0.013494 | 144 | 18 | 144 | 0 | 1.025 | CC | -1 | 0.055408 | 144 | 144 |  |  |  |  | -0.055408 | -7.9787 | 0.24965 | 0.34816 |  |  |  |  | 117 | 0.09492
8174 | VICEC61A | 6 | South | YES | -0.013494 | 188 | 42 | 188 | 0 | 1.025 | CC | -1 | 0.055408 | 188 | 188 |  |  |  |  | -0.055408 | -10.4166 | 0.25405 | 0.35387 |  |  |  |  | 118 | 0.097504
8926 | LGE_GT10A | 1 | South | YES | -0.013486 | 158 | 0 | 158 | 0 | 1.03 | Cogen | -1 | 0.0554 | 0 | 0 |  |  |  |  | -0.0554 | 0 | 0.25405 | 0.35387 |  |  |  |  | 119 | 0.097504
8927 | LGE_GT20A | 2 | South | YES | -0.013486 | 153 | 0 | 153 | 0 | 1.03 | Cogen | -1 | 0.0554 | 0 | 0 |  |  |  |  | -0.0554 | 0 | 0.25405 | 0.35387 |  |  |  |  | 120 | 0.09851
8928 | LGE_STG0A | 3 | South | YES | -0.013486 | 100 | 0 | 100 | 0 | 1.03 | Cogen | -1 | 0.0554 | 0 | 0 |  |  |  |  | -0.0554 | 0 | 0.25405 | 0.35387 |  |  |  |  | 121 | 0.099823
8930 | ICPGN10A | 1 | South | YES | -0.013486 | 149 | 0 | 149 | 0 | 1.03 | Cogen | -1 | 0.0554 | 0 | 0 |  |  |  |  | -0.0554 | 0 | 0.25405 | 0.35387 |  |  |  |  | 122 | 0.099823
8931 | ICPGN20A | 2 | South | YES | -0.013486 | 150 | 0 | 150 | 0 | 1.03 | Cogen | -1 | 0.0554 | 0 | 0 |  |  |  |  | -0.0554 | 0 | 0.25405 | 0.35387 |  |  |  |  | 123 | 0.099823
8932 | ICPGN30A | 3 | South | YES | -0.013486 | 127 | 0 | 127 | 0 | 1.03 | Cogen | -1 | 0.0554 | 0 | 0 |  |  |  |  | -0.0554 | 0 | 0.25405 | 0.35387 |  |  |  |  | 124 | 0.099823
80223 | REYSHR G | 1 | South | YES | -0.013486 | 12 | 0 | 12 | 0 | 1.032 | Cogen | -1 | 0.0554 | 0 | 0 |  |  |  |  | -0.0554 | 0 | 0.25405 | 0.35387 |  |  |  |  | 125 | 0.099823
8933 | FGNTS001 | 1 | South | YES | -0.013473 | 146.5 | 0 | 146.5 | 0 | 1.03 | CC | -1 | 0.055387 | 146.5 | 146.5 |  |  |  |  | -0.055387 | -8.1141 | 0.25747 | 0.35832 |  |  |  |  | 126 | 0.099823
8934 | FGNTS101 | 2 | South | YES | -0.013473 | 147.9 | 0 | 147.9 | 0 | 1.03 | CC | -1 | 0.055387 | 147.9 | 147.9 |  |  |  |  | -0.055387 | -8.1917 | 0.26093 | 0.36281 |  |  |  |  | 127 | 0.099823
8935 | FGNTS201 | 3 | South | YES | -0.013473 | 173 | 0 | 173 | 0 | 1.03 | CC | -1 | 0.055387 | 173 | 173 |  |  |  |  | -0.055387 | -9.5819 | 0.26498 | 0.36806 |  |  |  |  | 128 | 0.099823
5508 | RAYBURNCC9 | 1 | South | YES | -0.013374 | 47.7 | 18.2 | 47.7 | 0 | 1.0296 | CC | -1 | 0.055288 | 47.7 | 47.7 |  |  |  |  | -0.055288 | -2.6372 | 0.2661 | 0.36951 |  |  |  |  | 129 | 0.10084
5509 | RAYBURNCC10 | 1 | South | YES | -0.013374 | 37.3 | 5.2 | 37.3 | 0 | 1.0296 | CC | -1 | 0.055288 | 37.3 | 37.3 |  |  |  |  | -0.055288 | -2.0622 | 0.26697 | 0.37064 |  |  |  |  | 130 | 0.10188
5511 | RAYBURNCC7 | 1 | South | YES | -0.013374 | 47.5 | 18.2 | 47.5 | 0 | 1.0296 | CC | -1 | 0.055288 | 47.5 | 47.5 |  |  |  |  | -0.055288 | -2.6262 | 0.26808 | 0.37208 |  |  |  |  | 131 | 0.10308
5512 | RAYBURNCC8 | 1 | South | YES | -0.013374 | 49.3 | 18.2 | 49.3 | 0 | 1.0296 | CC | -1 | 0.055288 | 49.3 | 49.3 |  |  |  |  | -0.055288 | -2.7257 | 0.26923 | 0.37358 |  |  |  |  | 132 | 0.10341
8066 | DUP1V#1 | 1 | South | YES | -0.013357 | 52.3 | 0 | 73 | 0 | 1.01 | Cogen | -1 | 0.055271 | 0 | 0 |  |  |  |  | -0.055271 | 0 | 0.26923 | 0.37358 |  |  |  |  | 133 | 0.10367
7007 | L_LOSTPI1_1Y | 1 | South | YES | -0.013255 | 158.6 | 110 | 158 | 0 | 1 | CC | -1 | 0.055169 | 158 | 158 |  |  |  |  | -0.055169 | -8.7166 | 0.27293 | 0.37835 |  |  |  |  | 134 | 0.104
7008 | L_LOSTPI1_2Y | 2 | South | YES | -0.013255 | 157.7 | 107 | 160 | 0 | 1 | CC | -1 | 0.055169 | 160 | 160 |  |  |  |  | -0.055169 | -8.827 | 0.27667 | 0.38319 |  |  |  |  | 135 | 0.10434
7009 | L_LOSTPI1_3Y | 3 | South | YES | -0.013255 | 173.9 | 72 | 175 | 0 | 1 | CC | -1 | 0.055169 | 175 | 175 |  |  |  |  | -0.055169 | -9.6545 | 0.28077 | 0.38849 |  |  |  |  | 136 | 0.10434
5503 | RAYBURNGEN3 | 1 | South | YES | -0.013197 | 17.6 | 6 | 22 | 0 | 1.0224 | GST | -1 | 0.055111 | 22 | 22 |  |  |  |  | -0.055111 | -1.2124 | 0.28128 | 0.38915 |  |  |  |  | 137 | 0.10542
5505 | RAYBURNGEN1 | 1 | South | YES | -0.013197 | 0 | 1 | 11 |  | 1.0223 | GGT | -1 | 0.055111 | 11 | 11 |  |  |  |  | -0.055111 | -0.60622 | 0.28154 | 0.38949 |  |  |  |  | 138 | 0.10652
5506 | RAYBURNGEN2 | 1 | South | YES | -0.013197 | 0 | 1 | 11 |  | 1.0223 | GGT | -1 | 0.055111 | 11 | 11 |  |  |  |  | -0.055111 | -0.60622 | 0.2818 | 0.38982 |  |  |  |  | 139 | 0.10772
7012 | L_FPPYD21_3Y | 3 | South | YES | -0.013147 | 427.5 | 200 | 436 | 0 | 1.02 | LIGCO | -1 | 0.055061 | 0 | 436 |  |  |  |  | -0.055061 | 0 | 0.2818 | 0.38982 |  |  |  |  | 140 | 0.10787
7010 | L_FPPYD11_1Y | 1 | South | YES | -0.013145 | 547.4 | 200 | 606 | 0 | 1.02 | LIGCO | -1 | 0.055059 | 0 | 606 |  |  |  |  | -0.055059 | 0 | 0.2818 | 0.38982 |  |  |  |  | 141 | 0.10795
7011 | L_FPPYD11_2Y | 2 | South | YES | -0.013145 | 552.2 | 200 | 598 | 0 | 1.02 | LIGCO | -1 | 0.055059 | 0 | 598 |  |  |  |  | -0.055059 | 0 | 0.2818 | 0.38982 |  |  |  |  | 142 | 0.10802
80224 | VISTRONG1 | 1 | South | YES | -0.013118 | 13.1 | 0 | 15 | 0 | 1.01 | Cogen | -1 | 0.055032 | 0 | 0 |  |  |  |  | -0.055032 | 0 | 0.2818 | 0.38982 |  |  |  |  | 143 | 0.10802
80225 | VISTRONG2 | 2 | South | YES | -0.013118 | 20.2 | 0 | 23 | 0 | 1.01 | Cogen | -1 | 0.055032 | 0 | 0 |  |  |  |  | -0.055032 | 0 | 0.2818 | 0.38982 |  |  |  |  | 144 | 0.10802
80227 | AIRCO G | 1 | South | YES | -0.013033 | 7.2 | 0 | 8 | 0 | 1.0104 | Cogen | -1 | 0.054947 | 0 | 0 |  |  |  |  | -0.054947 | 0 | 0.2818 | 0.38982 |  |  |  |  | 145 | 0.10802
8147 | UCAR #2 | 10 | South | YES | -0.012976 | 18.2 | 0 | 28 |  | 1 | Cogen | -1 | 0.05489 | 0 | 0 |  |  |  |  | -0.05489 | 0 | 0.2818 | 0.38982 |  |  |  |  | 146 | 0.10802
8148 | UCAR #1 | 2 | South | YES | -0.012976 | 6.1 | 0 | 7 | 0 | 1.009 | Cogen | -1 | 0.05489 | 0 | 0 |  |  |  |  | -0.05489 | 0 | 0.2818 | 0.38982 |  |  |  |  | 147 | 0.10802
80137 | CSDR89 | 8 | South | YES | -0.012976 | 33.9 | 0 | 39 | 0 | 1.003 | DCTie | -1 | 0.05489 | 0 | 0 |  |  |  |  | -0.05489 | 0 | 0.2818 | 0.38982 |  |  |  |  | 148 | 0.10802
80137 | CSDR89 | 9 | South | YES | -0.012976 | 15 | 0 | 15 | 0 | 1.003 | DCTie | -1 | 0.05489 | 0 | 0 |  |  |  |  | -0.05489 | 0 | 0.2818 | 0.38982 |  |  |  |  | 149 | 0.10802
80138 | CSDR7 | 7 | South | YES | -0.012976 | 6.1 | 0 | 7 | 0 | 1.014 | DCTie | -1 | 0.05489 | 0 | 0 |  |  |  |  | -0.05489 | 0 | 0.2818 | 0.38982 |  |  |  |  | 150 | 0.10802
80139 | CSDR56 | 5 | South | YES | -0.012976 | 15 | 0 | 15 |  | 1.0033 | DCTie | -1 | 0.05489 | 0 | 0 |  |  |  |  | -0.05489 | 0 | 0.2818 | 0.38982 |  |  |  |  | 151 | 0.10802
80139 | CSDR56 | 6 | South | YES | -0.012976 | 0 | 0 | 39 |  | 1.0033 | DCTie | -1 | 0.05489 | 0 | 0 |  |  |  |  | -0.05489 | 0 | 0.2818 | 0.38982 |  |  |  |  | 152 | 0.10802
80140 | CSDR11 | 11 | South | YES | -0.012976 | 33.9 | 0 | 39 | 0 | 1.03 | DCTie | -1 | 0.05489 | 0 | 0 |  |  |  |  | -0.05489 | 0 | 0.2818 | 0.38982 |  |  |  |  | 153 | 0.10802
88508 | FALFURRI | F | South | YES | -0.012728 | 0 | 0 | 0 | 0 | 1 | AVR | -1 | 0.054642 | 0 | 0 |  |  |  |  | -0.054642 | 0 | 0.2818 | 0.38982 |  |  |  |  | 154 | 0.10802
5890 | PEARSALLGEN1 | 1 | South | YES | -0.012684 | 19.2 | 6 | 24 | 0 | 1.0226 | GST | -1 | 0.054598 | 24 | 24 |  |  |  |  | -0.054598 | -1.3103 | 0.28236 | 0.39054 |  |  |  |  | 155 | 0.10802
5891 | PEARSALLGEN2 | 1 | South | YES | -0.012684 | 19.4 | 6 | 24.3 | 0 | 1.0226 | GST | -1 | 0.054598 | 24.3 | 24.3 |  |  |  |  | -0.054598 | -1.3267 | 0.28293 | 0.39126 |  |  |  |  | 156 | 0.10802
5892 | PEARSALLGEN3 | 1 | South | YES | -0.012684 | 19.1 | 6 | 23.9 | 0 | 1.0226 | GST | -1 | 0.054598 | 23.9 | 23.9 |  |  |  |  | -0.054598 | -1.3049 | 0.28349 | 0.39198 |  |  |  |  | 157 | 0.10802
80226 | ALCOA G | 1 | South | YES | -0.012651 | 32.3 | 5 | 48 | 0 | 1.015 | Cogen | -1 | 0.054565 | 0 | 0 |  |  |  |  | -0.054565 | 0 | 0.28349 | 0.39198 |  |  |  |  | 158 | 0.10818
5728 | FALCONHYDRO2 | 2 | South | YES | -0.012636 | 12 | 0 | 12 | 0 | 1.0234 | Hydro | -1 | 0.05455 | 0 | 0 |  |  |  |  | -0.05455 | 0 | 0.28349 | 0.39198 |  |  |  |  | 159 | 0.10834
5729 | FALCONHYDRO3 | 3 | South | YES | -0.012636 | 11 | 0 | 11 | 0 | 1.0234 | Hydro | -1 | 0.05455 | 0 | 0 |  |  |  |  | -0.05455 | 0 | 0.28349 | 0.39198 |  |  |  |  | 160 | 0.10849
8048 | FALCONHYDRO1 | 1 | South | YES | -0.012636 | 12 | 0 | 12 | 0 | 1.0234 | Hydro | -1 | 0.05455 | 0 | 0 |  |  |  |  | -0.05455 | 0 | 0.28349 | 0.39198 |  |  |  |  | 161 | 0.10849
8134 | FOR #1 | 1 | South | YES | -0.01255 | 54.1 | 45 | 79 | 0 | 1 | Cogen | -1 | 0.054464 | 0 | 0 |  |  |  |  | -0.054464 | 0 | 0.28349 | 0.39198 |  |  |  |  | 162 | 0.10849
8138 | FOR #2 | 2 | South | YES | -0.01255 | 63.1 | 45 | 81 | 0 | 1 | Cogen | -1 | 0.054464 | 0 | 0 |  |  |  |  | -0.054464 | 0 | 0.28349 | 0.39198 |  |  |  |  | 163 | 0.10849
8153 | FOR #3 | 3 | South | YES | -0.01255 | 63.1 | 45 | 79.9 | 0 | 1 | Cogen | -1 | 0.054464 | 0 | 0 |  |  |  |  | -0.054464 | 0 | 0.28349 | 0.39198 |  |  |  |  | 164 | 0.10849
8154 | FOR #4 | 4 | South | YES | -0.01255 | 63.1 | 60 | 80 | 0 | 1 | Cogen | -1 | 0.054464 | 0 | 0 |  |  |  |  | -0.054464 | 0 | 0.28349 | 0.39198 |  |  |  |  | 165 | 0.10849
8155 | FOR #5 | 5 | South | YES | -0.01255 | 63.1 | 60 | 78.4 | 0 | 1 | Cogen | -1 | 0.054464 | 0 | 0 |  |  |  |  | -0.054464 | 0 | 0.28349 | 0.39198 |  |  |  |  | 166 | 0.10849
8156 | FOR #6 | 6 | South | YES | -0.01255 | 24.9 | 5 | 25 | 0 | 1 | Cogen | -1 | 0.054464 | 0 | 0 |  |  |  |  | -0.054464 | 0 | 0.28349 | 0.39198 |  |  |  |  | 167 | 0.10849
8157 | FOR #7 | 7 | South | YES | -0.01255 | 28.8 | 5 | 46 | 0 | 1 | Cogen | -1 | 0.054464 | 0 | 0 |  |  |  |  | -0.054464 | 0 | 0.28349 | 0.39198 |  |  |  |  | 168 | 0.10849
80051 | FOR #8 | 8 | South | YES | -0.01255 | 28 | 28 | 28 |  | 1 | Cogen | -1 | 0.054464 | 0 | 0 |  |  |  |  | -0.054464 | 0 | 0.28349 | 0.39198 |  |  |  |  | 169 | 0.10849
80052 | FOR #9 | 9 | South | YES | -0.01255 | 29.7 | 5 | 43.6 | 0 | 1 | Cogen | -1 | 0.054464 | 0 | 0 |  |  |  |  | -0.054464 | 0 | 0.28349 | 0.39198 |  |  |  |  | 170 | 0.10849
80053 | FOR #10 | 10 | South | YES | -0.01255 | 68.4 | 45 | 75 | 0 | 1 | Cogen | -1 | 0.054464 | 0 | 0 |  |  |  |  | -0.054464 | 0 | 0.28349 | 0.39198 |  |  |  |  | 171 | 0.10849
88299 | ZAPATA | F | South | YES | -0.011836 | 0 | 0 | 0 | 0 | 1.02 | BLT | -1 | 0.05375 | 0 | 0 |  |  |  |  | -0.05375 | 0 | 0.28349 | 0.39198 |  |  |  |  | 172 | 0.10849
58909 | PEARSALLSCG1 | 1 | South | YES | -0.011609 | 0 | 0 | 8.4 |  | 1.027 | Diesel | -1 | 0.053523 | 8.4 | 8.4 |  |  |  |  | -0.053523 | -0.44959 | 0.28368 | 0.39223 |  |  |  |  | 173 | 0.10849
58909 | PEARSALLSCG1 | 2 | South | YES | -0.011609 | 0 | 0 | 8.4 |  | 1.027 | Diesel | -1 | 0.053523 | 8.4 | 8.4 |  |  |  |  | -0.053523 | -0.44959 | 0.28388 | 0.39247 |  |  |  |  | 174 | 0.10849
58909 | PEARSALLSCG1 | 3 | South | YES | -0.011609 | 0 | 0 | 8.4 |  | 1.027 | Diesel | -1 | 0.053523 | 8.4 | 8.4 |  |  |  |  | -0.053523 | -0.44959 | 0.28408 | 0.39272 |  |  |  |  | 175 | 0.10849
58909 | PEARSALLSCG1 | 4 | South | YES | -0.011609 | 0 | 0 | 8.4 |  | 1.027 | Diesel | -1 | 0.053523 | 8.4 | 8.4 |  |  |  |  | -0.053523 | -0.44959 | 0.28427 | 0.39297 |  |  |  |  | 176 | 0.10854
58909 | PEARSALLSCG1 | 5 | South | YES | -0.011609 | 0 | 0 | 8.4 |  | 1.027 | Diesel | -1 | 0.053523 | 8.4 | 8.4 |  |  |  |  | -0.053523 | -0.44959 | 0.28447 | 0.39321 |  |  |  |  | 177 | 0.10859
58909 | PEARSALLSCG1 | 6 | South | YES | -0.011609 | 0 | 0 | 8.4 |  | 1.027 | Diesel | -1 | 0.053523 | 8.4 | 8.4 |  |  |  |  | -0.053523 | -0.44959 | 0.28466 | 0.39346 |  |  |  |  | 178 | 0.10864
58919 | PEARSALLSCG2 | 1 | South | YES | -0.011609 | 0 | 0 | 8.4 |  | 1.027 | Diesel | -1 | 0.053523 | 8.4 | 8.4 |  |  |  |  | -0.053523 | -0.44959 | 0.28486 | 0.3937 |  |  |  |  | 179 | 0.10869
58919 | PEARSALLSCG2 | 2 | South | YES | -0.011609 | 0 | 0 | 8.4 |  | 1.027 | Diesel | -1 | 0.053523 | 8.4 | 8.4 |  |  |  |  | -0.053523 | -0.44959 | 0.28506 | 0.39395 |  |  |  |  | 180 | 0.10874
58919 | PEARSALLSCG2 | 3 | South | YES | -0.011609 | 0 | 0 | 8.4 |  | 1.027 | Diesel | -1 | 0.053523 | 8.4 | 8.4 |  |  |  |  | -0.053523 | -0.44959 | 0.28525 | 0.3942 |  |  |  |  | 181 | 0.10879
58919 | PEARSALLSCG2 | 4 | South | YES | -0.011609 | 0 | 0 | 8.4 |  | 1.027 | Diesel | -1 | 0.053523 | 8.4 | 8.4 |  |  |  |  | -0.053523 | -0.44959 | 0.28545 | 0.39444 |  |  |  |  | 182 | 0.10884
58919 | PEARSALLSCG2 | 5 | South | YES | -0.011609 | 0 | 0 | 8.4 |  | 1.027 | Diesel | -1 | 0.053523 | 8.4 | 8.4 |  |  |  |  | -0.053523 | -0.44959 | 0.28565 | 0.39469 |  |  |  |  | 183 | 0.10889
58919 | PEARSALLSCG2 | 6 | South | YES | -0.011609 | 0 | 0 | 8.4 |  | 1.027 | Diesel | -1 | 0.053523 | 8.4 | 8.4 |  |  |  |  | -0.053523 | -0.44959 | 0.28584 | 0.39494 |  |  |  |  | 184 | 0.10894
58929 | PEARSALLSCG3 | 1 | South | YES | -0.011609 | 0 | 0 | 8.4 |  | 1.027 | Diesel | -1 | 0.053523 | 8.4 | 8.4 |  |  |  |  | -0.053523 | -0.44959 | 0.28604 | 0.39518 |  |  |  |  | 185 | 0.10899
58929 | PEARSALLSCG3 | 2 | South | YES | -0.011609 | 0 | 0 | 8.4 |  | 1.027 | Diesel | -1 | 0.053523 | 8.4 | 8.4 |  |  |  |  | -0.053523 | -0.44959 | 0.28624 | 0.39543 |  |  |  |  | 186 | 0.10904
58929 | PEARSALLSCG3 | 3 | South | YES | -0.011609 | 0 | 0 | 8.4 |  | 1.027 | Diesel | -1 | 0.053523 | 8.4 | 8.4 |  |  |  |  | -0.053523 | -0.44959 | 0.28643 | 0.39568 |  |  |  |  | 187 | 0.10909
58929 | PEARSALLSCG3 | 4 | South | YES | -0.011609 | 0 | 0 | 8.4 |  | 1.027 | Diesel | -1 | 0.053523 | 8.4 | 8.4 |  |  |  |  | -0.053523 | -0.44959 | 0.28663 | 0.39592 |  |  |  |  | 188 | 0.10914
58929 | PEARSALLSCG3 | 5 | South | YES | -0.011609 | 0 | 0 | 8.4 |  | 1.027 | Diesel | -1 | 0.053523 | 8.4 | 8.4 |  |  |  |  | -0.053523 | -0.44959 | 0.28683 | 0.39617 |  |  |  |  | 189 | 0.10919
58929 | PEARSALLSCG3 | 6 | South | YES | -0.011609 | 0 | 0 | 8.4 |  | 1.027 | Diesel | -1 | 0.053523 | 8.4 | 8.4 |  |  |  |  | -0.053523 | -0.44959 | 0.28702 | 0.39642 |  |  |  |  | 190 | 0.10924
58949 | PEARSALLSCG4 | 1 | South | YES | -0.011609 | 0 | 0 | 8.4 |  | 1.027 | Diesel | -1 | 0.053523 | 8.4 | 8.4 |  |  |  |  | -0.053523 | -0.44959 | 0.28722 | 0.39666 |  |  |  |  | 191 | 0.10929
58949 | PEARSALLSCG4 | 2 | South | YES | -0.011609 | 0 | 0 | 8.4 |  | 1.027 | Diesel | -1 | 0.053523 | 8.4 | 8.4 |  |  |  |  | -0.053523 | -0.44959 | 0.28742 | 0.39691 |  |  |  |  | 192 | 0.10934
58949 | PEARSALLSCG4 | 3 | South | YES | -0.011609 | 0 | 0 | 8.4 |  | 1.027 | Diesel | -1 | 0.053523 | 8.4 | 8.4 |  |  |  |  | -0.053523 | -0.44959 | 0.28761 | 0.39716 |  |  |  |  | 193 | 0.10939
58949 | PEARSALLSCG4 | 4 | South | YES | -0.011609 | 0 | 0 | 8.4 |  | 1.027 | Diesel | -1 | 0.053523 | 8.4 | 8.4 |  |  |  |  | -0.053523 | -0.44959 | 0.28781 | 0.3974 |  |  |  |  | 194 | 0.10944
58949 | PEARSALLSCG4 | 5 | South | YES | -0.011609 | 0 | 0 | 8.4 |  | 1.027 | Diesel | -1 | 0.053523 | 8.4 | 8.4 |  |  |  |  | -0.053523 | -0.44959 | 0.28801 | 0.39765 |  |  |  |  | 195 | 0.10949
58949 | PEARSALLSCG4 | 6 | South | YES | -0.011609 | 0 | 0 | 8.4 |  | 1.027 | Diesel | -1 | 0.053523 | 8.4 | 8.4 |  |  |  |  | -0.053523 | -0.44959 | 0.2882 | 0.3979 |  |  |  |  | 196 | 0.10954
80012 | LAR | F | South | YES | -0.010653 | 0 | 0 | 0 | 0 | 1.04 | DCTie | -1 | 0.052567 | 0 | 0 |  |  |  |  | -0.052567 | 0 | 0.2882 | 0.3979 |  |  |  |  | 197 | 0.10959
80265 | LARECU40A | 4 | South | YES | -0.010653 | 80 | 0 | 100 |  | 1.039 | GGT | -1 | 0.052567 | 100 | 100 |  |  |  |  | -0.052567 | -5.2567 | 0.29054 | 0.40078 |  |  |  |  | 198 | 0.10964
80266 | LARECU50A | 5 | South | YES | -0.010653 | 80 | 0 | 100 |  | 1.039 | GGT | -1 | 0.052567 | 100 | 100 |  |  |  |  | -0.052567 | -5.2567 | 0.29288 | 0.40366 |  |  |  |  | 199 | 0.10969
3432 | SANDOW_4G | 4 | South | YES | -0.010284 | 580 | 225 | 580 |  | 1.029 | LIGCO | -1 | 0.052198 | 0 | 580 |  |  |  |  | -0.052198 | 0 | 0.29288 | 0.40366 |  |  |  |  | 200 | 0.10969
5911 | STP_GN1___1 | 1 | Houston | YES | -0.009041 | 1333 | 1249 | 1333 | 0 | 1.0406 | Nuc | -1 | 0.050955 | 0 | 0 |  |  |  |  | -0.050955 | 0 | 0.29288 | 0.40366 |  |  |  |  | 201 | 0.11024
5912 | STP_GN2___2 | 2 | Houston | YES | -0.009041 | 1332 | 1249 | 1332 | 0 | 1.0406 | Nuc | -1 | 0.050955 | 0 | 0 |  |  |  |  | -0.050955 | 0 | 0.29288 | 0.40366 |  |  |  |  | 202 | 0.11078
48731 | CBE_GT1 | 1 | Houston | YES | -0.00873 | 76 | 0 | 76 | 0 | 1.029 | CC | -1 | 0.050644 | 76 | 76 |  |  |  |  | -0.050644 | -3.8489 | 0.29466 | 0.40577 |  |  |  |  | 203 | 0.11078
48732 | CBE_GT2 | 1 | Houston | YES | -0.00873 | 76 | 0 | 76 | 0 | 1.029 | CC | -1 | 0.050644 | 76 | 76 |  |  |  |  | -0.050644 | -3.8489 | 0.29644 | 0.40788 |  |  |  |  | 204 | 0.11078
48733 | CBE_ST12 | 1 | Houston | YES | -0.00873 | 105 | 0 | 105 | 0 | 1.029 | CC | -1 | 0.050644 | 105 | 105 |  |  |  |  | -0.050644 | -5.3176 | 0.29889 | 0.4108 |  |  |  |  | 205 | 0.11078
48734 | CBE_GT3 | 1 | Houston | YES | -0.00873 | 76 | 0 | 76 | 0 | 1.029 | CC | -1 | 0.050644 | 76 | 76 |  |  |  |  | -0.050644 | -3.8489 | 0.30067 | 0.41291 |  |  |  |  | 206 | 0.11111
48735 | CBE_GT4 | 1 | Houston | YES | -0.00873 | 76 | 0 | 76 | 0 | 1.029 | CC | -1 | 0.050644 | 76 | 76 |  |  |  |  | -0.050644 | -3.8489 | 0.30245 | 0.41502 |  |  |  |  | 207 | 0.11144
48736 | CBE_ST34 | 1 | Houston | YES | -0.00873 | 105 | 0 | 105 | 0 | 1.029 | CC | -1 | 0.050644 | 105 | 105 |  |  |  |  | -0.050644 | -5.3176 | 0.30491 | 0.41793 |  |  |  |  | 208 | 0.1119
48911 | TGF_GT1_8000 | 1 | Houston | YES | -0.008489 | 69.2 | 0 | 69.2 |  | 1.029 | Cogen | -1 | 0.050403 | 0 | 0 |  |  |  |  | -0.050403 | 0 | 0.30491 | 0.41793 |  |  |  |  | 209 | 0.11224
13432 | SANDOW_5G | 5 | South | YES | -0.007827 | 581 | 225 | 581 |  | 1.029 | LIGCO | -1 | 0.049741 | 0 | 581 |  |  |  |  | -0.049741 | 0 | 0.30491 | 0.41793 |  |  |  |  | 210 | 0.11257
49851 | DOW17000 | 37 | Houston | YES | -0.007457 | 39 | 0 | 62 | 0 | 1 | Cogen | -1 | 0.049371 | 0 | 0 |  |  |  |  | -0.049371 | 0 | 0.30491 | 0.41793 |  |  |  |  | 211 | 0.11303
49858 | DOW38100 | 31 | Houston | YES | -0.007457 | 45 | 0 | 71.4 |  | 1 | Cogen | -1 | 0.049371 | 0 | 0 |  |  |  |  | -0.049371 | 0 | 0.30491 | 0.41793 |  |  |  |  | 212 | 0.11303
49859 | DOW38200 | 33 | Houston | YES | -0.007457 | 28 | 0 | 45 | 0 | 1 | Cogen | -1 | 0.049371 | 0 | 0 |  |  |  |  | -0.049371 | 0 | 0.30491 | 0.41793 |  |  |  |  | 213 | 0.11303
49860 | DOW38300 | 32 | Houston | YES | -0.007457 | 63 | 0 | 101 |  | 1 | Cogen | -1 | 0.049371 | 0 | 0 |  |  |  |  | -0.049371 | 0 | 0.30491 | 0.41793 |  |  |  |  | 214 | 0.11303
49862 | DOW39100 | 36 | Houston | YES | -0.007457 | 54 | 0 | 86 | 0 | 1 | Cogen | -1 | 0.049371 | 0 | 0 |  |  |  |  | -0.049371 | 0 | 0.30491 | 0.41793 |  |  |  |  | 215 | 0.11303
49863 | DOW39200 | 35 | Houston | YES | -0.007457 | 55 | 0 | 88 | 0 | 1 | Cogen | -1 | 0.049371 | 0 | 0 |  |  |  |  | -0.049371 | 0 | 0.30491 | 0.41793 |  |  |  |  | 216 | 0.11303
49865 | DOW41000 | 41 | Houston | YES | -0.007457 | 31 | 0 | 50 |  | 1 | Cogen | -1 | 0.049371 | 0 | 0 |  |  |  |  | -0.049371 | 0 | 0.30491 | 0.41793 |  |  |  |  | 217 | 0.11303
49866 | DOW42000 | 42 | Houston | YES | -0.007457 | 11 | 0 | 18 |  | 1 | Cogen | -1 | 0.049371 | 0 | 0 |  |  |  |  | -0.049371 | 0 | 0.30491 | 0.41793 |  |  |  |  | 218 | 0.11303
49869 | DOW49000 | 45 | Houston | YES | -0.007457 | 59 | 0 | 94 |  | 1 | Cogen | -1 | 0.049371 | 0 | 0 |  |  |  |  | -0.049371 | 0 | 0.30491 | 0.41793 |  |  |  |  | 219 | 0.11303
49870 | DOW61000 | 61 | Houston | YES | -0.007457 | 44 | 0 | 70 | 0 | 1 | Cogen | -1 | 0.049371 | 0 | 0 |  |  |  |  | -0.049371 | 0 | 0.30491 | 0.41793 |  |  |  |  | 220 | 0.11303
49871 | DOW62000 | 62 | Houston | YES | -0.007457 | 40 | 0 | 63 | 0 | 1 | Cogen | -1 | 0.049371 | 0 | 0 |  |  |  |  | -0.049371 | 0 | 0.30491 | 0.41793 |  |  |  |  | 221 | 0.11303
49872 | DOW63000 | 63 | Houston | YES | -0.007457 | 45 | 0 | 72 | 0 | 1 | Cogen | -1 | 0.049371 | 0 | 0 |  |  |  |  | -0.049371 | 0 | 0.30491 | 0.41793 |  |  |  |  | 222 | 0.11303
49873 | DOW64000 | 64 | Houston | YES | -0.007457 | 41 | 0 | 64.8 | 0 | 1 | Cogen | -1 | 0.049371 | 0 | 0 |  |  |  |  | -0.049371 | 0 | 0.30491 | 0.41793 |  |  |  |  | 223 | 0.11303
49876 | DOW65000 | 65 | Houston | YES | -0.007457 | 63 | 0 | 101 | 0 | 1 | Cogen | -1 | 0.049371 | 0 | 0 |  |  |  |  | -0.049371 | 0 | 0.30491 | 0.41793 |  |  |  |  | 224 | 0.11303
49877 | DOW66000 | 66 | Houston | YES | -0.007457 | 61 | 0 | 97 | 0 | 1 | Cogen | -1 | 0.049371 | 0 | 0 |  |  |  |  | -0.049371 | 0 | 0.30491 | 0.41793 |  |  |  |  | 225 | 0.11303
49878 | DOW67000 | 67 | Houston | YES | -0.007457 | 65 | 0 | 103 | 0 | 1 | Cogen | -1 | 0.049371 | 0 | 0 |  |  |  |  | -0.049371 | 0 | 0.30491 | 0.41793 |  |  |  |  | 226 | 0.11303
49882 | DOW81000 | 81 | Houston | YES | -0.007457 | 47 | 0 | 76 | 0 | 1 | Cogen | -1 | 0.049371 | 0 | 0 |  |  |  |  | -0.049371 | 0 | 0.30491 | 0.41793 |  |  |  |  | 227 | 0.11303
49884 | DOW82000 | 82 | Houston | YES | -0.007457 | 51 | 0 | 80 | 0 | 1 | Cogen | -1 | 0.049371 | 0 | 0 |  |  |  |  | -0.049371 | 0 | 0.30491 | 0.41793 |  |  |  |  | 228 | 0.11303
49885 | DOW83000 | 83 | Houston | YES | -0.007457 | 51 | 0 | 80 | 0 | 1 | Cogen | -1 | 0.049371 | 0 | 0 |  |  |  |  | -0.049371 | 0 | 0.30491 | 0.41793 |  |  |  |  | 229 | 0.11303
49886 | DOW84000 | 84 | Houston | YES | -0.007457 | 107 | 0 | 171 | 0 | 0.98 | Cogen | -1 | 0.049371 | 0 | 0 |  |  |  |  | -0.049371 | 0 | 0.30491 | 0.41793 |  |  |  |  | 230 | 0.11303
48520 | BSF_GT1_8070 | 1 | Houston | YES | -0.007149 | 72 | 0 | 72 | 0 | 1.0326 | Cogen | -1 | 0.049063 | 0 | 0 |  |  |  |  | -0.049063 | 0 | 0.30491 | 0.41793 |  |  |  |  | 231 | 0.11303
48520 | BSF_GT1_8070 | 2 | Houston | YES | -0.007149 | 10 | 0 | 10 | 0 | 1.0326 | Cogen | -1 | 0.049063 | 0 | 0 |  |  |  |  | -0.049063 | 0 | 0.30491 | 0.41793 |  |  |  |  | 232 | 0.11303
39760 | TNSCLP1___8 | 1 | Houston | YES | -0.006893 | 93.4 | 20 | 116.8 | 0 | 1.04 | Cogen | -1 | 0.048807 | 0 | 0 |  |  |  |  | -0.048807 | 0 | 0.30491 | 0.41793 |  |  |  |  | 233 | 0.11303
39770 | TNSCLP2___8 | 1 | Houston | YES | -0.006893 | 91.6 | 20 | 114.5 | 0 | 1.04 | Cogen | -1 | 0.048807 | 0 | 0 |  |  |  |  | -0.048807 | 0 | 0.30491 | 0.41793 |  |  |  |  | 234 | 0.11303
39775 | TNSCLP4___8 | 1 | Houston | YES | -0.006893 | 95.2 | 20 | 119 | 0 | 1.04 | Cogen | -1 | 0.048807 | 0 | 0 |  |  |  |  | -0.048807 | 0 | 0.30491 | 0.41793 |  |  |  |  | 235 | 0.11303
39790 | TNSCLP3___8 | 1 | Houston | YES | -0.006893 | 87.6 | 20 | 109.5 | 0 | 1.027 | Cogen | -1 | 0.048807 | 0 | 0 |  |  |  |  | -0.048807 | 0 | 0.30491 | 0.41793 |  |  |  |  | 236 | 0.11303
48730 | MNS_GT | 1 | Houston | YES | -0.006116 | 43 | 0 | 46.1 |  | 1.029 | Cogen | -1 | 0.04803 | 0 | 0 |  |  |  |  | -0.04803 | 0 | 0.30491 | 0.41793 |  |  |  |  | 237 | 0.11303
48926 | WAP_GN6_6 | 6 | Houston | YES | -0.006089 | 651 | 280 | 651 |  | 1.035 | LIGCO | -1 | 0.048003 | 0 | 651 |  |  |  |  | -0.048003 | 0 | 0.30491 | 0.41793 |  |  |  |  | 238 | 0.11303
48927 | WAP_GN7_7 | 7 | Houston | YES | -0.006089 | 564 | 277 | 564 |  | 1.035 | LIGCO | -1 | 0.048003 | 0 | 564 |  |  |  |  | -0.048003 | 0 | 0.30491 | 0.41793 |  |  |  |  | 239 | 0.11303
48928 | WAP_GN8_8 | 8 | Houston | YES | -0.006089 | 603 | 275 | 603 |  | 1.035 | LIGCO | -1 | 0.048003 | 0 | 603 |  |  |  |  | -0.048003 | 0 | 0.30491 | 0.41793 |  |  |  |  | 240 | 0.11303
48521 | BVE_GT1_GT1 | 1 | Houston | YES | -0.006083 | 167.7 | 0 | 167.7 |  | 1.035 | CC | -1 | 0.047997 | 167.7 | 167.7 |  |  |  |  | -0.047997 | -8.049 | 0.30883 | 0.42235 |  |  |  |  | 241 | 0.11303
48522 | BVE_GT2_5035 | 2 | Houston | YES | -0.006083 | 166.4 | 0 | 166.4 |  | 1.035 | CC | -1 | 0.047997 | 166.4 | 166.4 |  |  |  |  | -0.047997 | -7.9866 | 0.31272 | 0.42673 |  |  |  |  | 242 | 0.11303
48523 | BVE_ST1_GN1 | 3 | Houston | YES | -0.006083 | 252.4 | 0 | 252.4 |  | 1.035 | CC | -1 | 0.047997 | 252.4 | 252.4 |  |  |  |  | -0.047997 | -12.1143 | 0.31863 | 0.43337 |  |  |  |  | 243 | 0.11303
48510 | AK_GT1__8040 | 1 | Houston | YES | -0.005997 | 33.4 | 8.1 | 34 |  | 1.029 | Cogen | -1 | 0.047911 | 0 | 0 |  |  |  |  | -0.047911 | 0 | 0.31863 | 0.43337 |  |  |  |  | 244 | 0.11352
48921 | WAP_GN1_1 | 1 | Houston | YES | -0.005926 | 132.8 | 37 | 166 | 0 | 1.0362 | GST | -1 | 0.04784 | 166 | 166 |  |  |  |  | -0.04784 | -7.9414 | 0.32251 | 0.43772 |  |  |  |  | 245 | 0.114
48922 | WAP_GN2_2 | 2 | Houston | YES | -0.005926 | 132.8 | 37 | 166 | 0 | 1.0362 | GST | -1 | 0.04784 | 166 | 166 |  |  |  |  | -0.04784 | -7.9414 | 0.32639 | 0.44208 |  |  |  |  | 246 | 0.11474
48923 | WAP_GN3_3 | 3 | Houston | YES | -0.005926 | 198.4 | 93 | 248 | 0 | 1.0362 | GST | -1 | 0.04784 | 248 | 248 |  |  |  |  | -0.04784 | -11.8642 | 0.33219 | 0.44858 |  |  |  |  | 247 | 0.11474
48924 | WAP_GN4_4 | 4 | Houston | YES | -0.005926 | 546 | 217 | 546 | 0 | 1.0362 | GSC | -1 | 0.04784 | 546 | 546 |  |  |  |  | -0.04784 | -26.1204 | 0.34497 | 0.4629 |  |  |  |  | 248 | 0.11521
48925 | WAP_GN5_5 | 5 | Houston | YES | -0.005926 | 585.9 | 278 | 654 | 0 | 0.985 | LIGCO | -1 | 0.04784 | 0 | 654 |  |  |  |  | -0.04784 | 0 | 0.34497 | 0.4629 |  |  |  |  | 249 | 0.11568
48929 | WAPGT21_GT1 | B1 | Houston | YES | -0.005926 | 0 | 0 | 13 |  | 1.05 | GGT | -1 | 0.04784 | 13 | 13 |  |  |  |  | -0.04784 | -0.62191 | 0.34527 | 0.46324 |  |  |  |  | 250 | 0.11639
38580 | TNBP_CGN1_8 | 1 | Houston | YES | -0.005472 | 70.8 | 0 | 70.8 | 0 | 1.005 | Cogen | -1 | 0.047386 | 0 | 0 |  |  |  |  | -0.047386 | 0 | 0.34527 | 0.46324 |  |  |  |  | 251 | 0.11794
38590 | TNBP_CGN2_8 | 2 | Houston | YES | -0.005472 | 66.7 | 0 | 66.7 | 0 | 1.005 | Cogen | -1 | 0.047386 | 0 | 0 |  |  |  |  | -0.047386 | 0 | 0.34527 | 0.46324 |  |  |  |  | 252 | 0.11794
38600 | TNBP_CGN3_8 | 5 | Houston | YES | -0.005472 | 53 | 0 | 53 | 0 | 1.005 | Cogen | -1 | 0.047386 | 0 | 0 |  |  |  |  | -0.047386 | 0 | 0.34527 | 0.46324 |  |  |  |  | 253 | 0.11797
38611 | TNBPAMCG1_8 | 1 | Houston | YES | -0.005472 | 153.2 | 0 | 153.2 | 0 | 1.005 | Cogen | -1 | 0.047386 | 0 | 0 |  |  |  |  | -0.047386 | 0 | 0.34527 | 0.46324 |  |  |  |  | 254 | 0.11797
38612 | TNBPAMCG2_8 | 2 | Houston | YES | -0.005472 | 153.5 | 0 | 153.5 | 0 | 1.005 | Cogen | -1 | 0.047386 | 0 | 0 |  |  |  |  | -0.047386 | 0 | 0.34527 | 0.46324 |  |  |  |  | 255 | 0.11797
38613 | TNBPAMCG3_8 | 3 | Houston | YES | -0.005472 | 152.3 | 0 | 152.3 | 0 | 1.005 | Cogen | -1 | 0.047386 | 0 | 0 |  |  |  |  | -0.047386 | 0 | 0.34527 | 0.46324 |  |  |  |  | 256 | 0.11797
38614 | TNBPAMCG4_8 | 4 | Houston | YES | -0.005472 | 96 | 0 | 96 |  | 1.005 | Cogen | -1 | 0.047386 | 0 | 0 |  |  |  |  | -0.047386 | 0 | 0.34527 | 0.46324 |  |  |  |  | 257 | 0.11797
38615 | TNBPAMCG5_8 | 1 | Houston | YES | -0.005472 | 244 | 0 | 244 | 0 | 1.005 | Cogen | -1 | 0.047386 | 0 | 0 |  |  |  |  | -0.047386 | 0 | 0.34527 | 0.46324 |  |  |  |  | 258 | 0.11797
38690 | TNBP_CGN4_8 | 3 | Houston | YES | -0.005472 | 40 | 0 | 40 |  | 1.005 | Cogen | -1 | 0.047386 | 0 | 0 |  |  |  |  | -0.047386 | 0 | 0.34527 | 0.46324 |  |  |  |  | 259 | 0.11797
38711 | TNTXCTY1CG8 | 1 | Houston | YES | -0.005472 | 100.3 | 59 | 100.3 | 0 | 1 | Cogen | -1 | 0.047386 | 0 | 0 |  |  |  |  | -0.047386 | 0 | 0.34527 | 0.46324 |  |  |  |  | 260 | 0.11797
38712 | TNTXCTY2CG8 | 1 | Houston | YES | -0.005472 | 92.9 | 59 | 92.9 | 0 | 1 | Cogen | -1 | 0.047386 | 0 | 0 |  |  |  |  | -0.047386 | 0 | 0.34527 | 0.46324 |  |  |  |  | 261 | 0.11797
38713 | TNTXCTY3CG8 | 1 | Houston | YES | -0.005472 | 102.7 | 59 | 102.7 | 0 | 1 | Cogen | -1 | 0.047386 | 0 | 0 |  |  |  |  | -0.047386 | 0 | 0.34527 | 0.46324 |  |  |  |  | 262 | 0.11797
38714 | TNTXCTY4CG8 | 1 | Houston | YES | -0.005472 | 103 | 59 | 103 | 0 | 1 | Cogen | -1 | 0.047386 | 0 | 0 |  |  |  |  | -0.047386 | 0 | 0.34527 | 0.46324 |  |  |  |  | 263 | 0.11797
39470 | TNDOWCGNSG8 | 1 | Houston | YES | -0.005472 | 32 | 10 | 32 | 0 | 0.985 | Cogen | -1 | 0.047386 | 0 | 0 |  |  |  |  | -0.047386 | 0 | 0.34527 | 0.46324 |  |  |  |  | 264 | 0.11797
39480 | TNDOWCGNGG8 | 1 | Houston | YES | -0.005472 | 30 | 10 | 30 | 0 | 0.985 | Cogen | -1 | 0.047386 | 0 | 0 |  |  |  |  | -0.047386 | 0 | 0.34527 | 0.46324 |  |  |  |  | 265 | 0.11797
48772 | PHR_GN2_2 | MB | Houston | YES | -0.005257 | 0 | 72 | 459 |  | 1.0362 | GSC | -1 | 0.047171 | 0 | 0 |  |  |  |  | -0.047171 | 0 | 0.34527 | 0.46324 |  |  |  |  | 266 | 0.11797
48561 | CTL_GT2_8130 | 1 | Houston | YES | -0.005105 | 73.5 | 30.3 | 91.9 |  | 1.0362 | Cogen | -1 | 0.047019 | 0 | 0 |  |  |  |  | -0.047019 | 0 | 0.34527 | 0.46324 |  |  |  |  | 267 | 0.11797
48562 | CTL_GT3_8135 | 2 | Houston | YES | -0.005105 | 70.1 | 30.3 | 87.6 |  | 1.0362 | Cogen | -1 | 0.047019 | 0 | 0 |  |  |  |  | -0.047019 | 0 | 0.34527 | 0.46324 |  |  |  |  | 268 | 0.11797
48563 | CTL_GT4_8140 | 3 | Houston | YES | -0.005105 | 69.6 | 30.3 | 87 |  | 1.0362 | Cogen | -1 | 0.047019 | 0 | 0 |  |  |  |  | -0.047019 | 0 | 0.34527 | 0.46324 |  |  |  |  | 269 | 0.11797
48564 | CTL_GN1_8145 | 4 | Houston | YES | -0.005105 | 43.6 | 12.9 | 54.5 |  | 1.0362 | Cogen | -1 | 0.047019 | 0 | 0 |  |  |  |  | -0.047019 | 0 | 0.34527 | 0.46324 |  |  |  |  | 270 | 0.11797
48565 | CTL_GN2_8155 | 5 | Houston | YES | -0.005105 | 9.8 | 3.4 | 12.2 |  | 1.0362 | Cogen | -1 | 0.047019 | 0 | 0 |  |  |  |  | -0.047019 | 0 | 0.34527 | 0.46324 |  |  |  |  | 271 | 0.11797
48531 | BYU_GT1_8075 | 1 | Houston | YES | -0.005048 | 65 | 0 | 65 |  | 1.0362 | Cogen | -1 | 0.046962 | 0 | 0 |  |  |  |  | -0.046962 | 0 | 0.34527 | 0.46324 |  |  |  |  | 272 | 0.11797
48532 | BYU_GT2_8055 | 2 | Houston | YES | -0.005048 | 62 | 0 | 62 |  | 1.0362 | Cogen | -1 | 0.046962 | 0 | 0 |  |  |  |  | -0.046962 | 0 | 0.34527 | 0.46324 |  |  |  |  | 273 | 0.11797
48533 | BYU_GT3_8060 | 3 | Houston | YES | -0.005048 | 67 | 0 | 67 |  | 1.0362 | Cogen | -1 | 0.046962 | 0 | 0 |  |  |  |  | -0.046962 | 0 | 0.34527 | 0.46324 |  |  |  |  | 274 | 0.11797
48534 | BYU_GT4_8065 | 4 | Houston | YES | -0.005048 | 65 | 0 | 65 |  | 1.0362 | Cogen | -1 | 0.046962 | 0 | 0 |  |  |  |  | -0.046962 | 0 | 0.34527 | 0.46324 |  |  |  |  | 275 | 0.11797
48691 | GBY_73741085 | A | Houston | YES | -0.004963 | 37.6 | 20 | 47 | 0 | 1.0362 | GGT | -1 | 0.046877 | 47 | 47 |  |  |  |  | -0.046877 | -2.2032 | 0.34637 | 0.46445 |  |  |  |  | 276 | 0.11797
48691 | GBY_73741085 | B | Houston | YES | -0.004963 | 37.6 | 20 | 47 | 0 | 1.0362 | GGT | -1 | 0.046877 | 47 | 47 |  |  |  |  | -0.046877 | -2.2032 | 0.34747 | 0.46566 |  |  |  |  | 277 | 0.11797
48692 | GBY_81821075 | C | Houston | YES | -0.004963 | 37.6 | 20 | 47 | 0 | 1.0362 | GGT | -1 | 0.046877 | 47 | 47 |  |  |  |  | -0.046877 | -2.2032 | 0.34857 | 0.46687 |  |  |  |  | 278 | 0.11797
48692 | GBY_81821075 | D | Houston | YES | -0.004963 | 44 | 20 | 55 | 0 | 1.0362 | GGT | -1 | 0.046877 | 55 | 55 |  |  |  |  | -0.046877 | -2.5782 | 0.34986 | 0.46828 |  |  |  |  | 279 | 0.11808
48693 | GBY_83841065 | E | Houston | YES | -0.004963 | 45.6 | 20 | 57 | 0 | 1.0362 | GGT | -1 | 0.046877 | 57 | 57 |  |  |  |  | -0.046877 | -2.672 | 0.35119 | 0.46975 |  |  |  |  | 280 | 0.11819
48693 | GBY_83841065 | F | Houston | YES | -0.004963 | 43.2 | 20 | 54 | 0 | 1.0362 | GGT | -1 | 0.046877 | 54 | 54 |  |  |  |  | -0.046877 | -2.5313 | 0.35245 | 0.47114 |  |  |  |  | 281 | 0.1183
48841 | SJS_GT1_GT1 | 1 | Houston | YES | -0.004939 | 62.4 | 49 | 78 | 0 | 1.0362 | Cogen | -1 | 0.046853 | 0 | 0 |  |  |  |  | -0.046853 | 0 | 0.35245 | 0.47114 |  |  |  |  | 282 | 0.11842
48842 | SJS_GT2_GT2 | 2 | Houston | YES | -0.004939 | 64.8 | 49 | 81 | 0 | 1.0362 | Cogen | -1 | 0.046853 | 0 | 0 |  |  |  |  | -0.046853 | 0 | 0.35245 | 0.47114 |  |  |  |  | 283 | 0.11856
48641 | DPEC_GT15040 | 1 | Houston | YES | -0.004916 | 163.2 | 98 | 163.2 | 0 | 1.0319 | CC | -1 | 0.04683 | 163.2 | 163.2 |  |  |  |  | -0.04683 | -7.6426 | 0.35627 | 0.47533 |  |  |  |  | 284 | 0.11868
48642 | DPEC_GT25025 | 2 | Houston | YES | -0.004916 | 157.1 | 98 | 157.1 | 0 | 1.0319 | CC | -1 | 0.04683 | 157.1 | 157.1 |  |  |  |  | -0.04683 | -7.3569 | 0.35995 | 0.47936 |  |  |  |  | 285 | 0.11868
48643 | DPEC_GT35010 | 3 | Houston | YES | -0.004916 | 157.5 | 98 | 157.5 | 0 | 1.0319 | CC | -1 | 0.04683 | 157.5 | 157.5 |  |  |  |  | -0.04683 | -7.3757 | 0.36363 | 0.4834 |  |  |  |  | 286 | 0.11868
48644 | DPEC_GT45070 | 4 | Houston | YES | -0.004916 | 157 | 98 | 157 | 0 | 1.0319 | CC | -1 | 0.04683 | 157 | 157 |  |  |  |  | -0.04683 | -7.3522 | 0.3673 | 0.48743 |  |  |  |  | 287 | 0.11905
48645 | DPEC_ST55065 | 5 | Houston | YES | -0.004916 | 282 | 0 | 282 | 0 | 1.0319 | CC | -1 | 0.04683 | 282 | 282 |  |  |  |  | -0.04683 | -13.2059 | 0.3739 | 0.49468 |  |  |  |  | 288 | 0.11941
48761 | PR_GT1__9040 | 1 | Houston | YES | -0.004883 | 26 | 0 | 35 |  | 1 | Cogen | -1 | 0.046797 | 0 | 0 |  |  |  |  | -0.046797 | 0 | 0.3739 | 0.49468 |  |  |  |  | 289 | 0.11977
48855 | SRB_GT211035 | B1 | Houston | YES | -0.004857 | 0 | 0 | 18 |  | 1.014 | GGT | -1 | 0.046771 | 18 | 18 |  |  |  |  | -0.046771 | -0.84187 | 0.37432 | 0.49514 |  |  |  |  | 290 | 0.12013
48855 | SRB_GT211035 | B2 | Houston | YES | -0.004857 | 0 | 0 | 12 |  | 1.014 | GGT | -1 | 0.046771 | 12 | 12 |  |  |  |  | -0.046771 | -0.56125 | 0.3746 | 0.49545 |  |  |  |  | 291 | 0.12077
48852 | SRB_GN2_2 | 2 | Houston | YES | -0.004856 | 140.8 | 26 | 176 | 0 | 1.0217 | GST | -1 | 0.04677 | 176 | 176 |  |  |  |  | -0.04677 | -8.2314 | 0.37872 | 0.49996 |  |  |  |  | 292 | 0.12077
48851 | SRB_GN1_1 | 1 | Houston | YES | -0.004854 | 132 | 26 | 165 | 0 | 1.0217 | GST | -1 | 0.046768 | 165 | 165 |  |  |  |  | -0.046768 | -7.7166 | 0.38258 | 0.50419 |  |  |  |  | 293 | 0.12081
48551 | CAL_GT1_8045 | 1 | Houston | YES | -0.004853 | 149 | 0 | 149 | 0 | 1.0326 | Cogen | -1 | 0.046767 | 0 | 0 |  |  |  |  | -0.046767 | 0 | 0.38258 | 0.50419 |  |  |  |  | 294 | 0.12084
48552 | CAL_ST1_8000 | 2 | Houston | YES | -0.004853 | 65.1 | 0 | 65.1 | 0 | 1.0326 | Cogen | -1 | 0.046767 | 0 | 0 |  |  |  |  | -0.046767 | 0 | 0.38258 | 0.50419 |  |  |  |  | 295 | 0.12124
48853 | SRB_GN3_3 | 3 | Houston | YES | -0.004847 | 170.4 | 35 | 213 |  | 1.0326 | GST | -1 | 0.046761 | 213 | 213 |  |  |  |  | -0.046761 | -9.96 | 0.38756 | 0.50965 |  |  |  |  | 296 | 0.12161
48611 | DIB_GT1_8080 | 1 | Houston | YES | -0.004846 | 64 | 0 | 64 | 0 | 1.0326 | Cogen | -1 | 0.04676 | 0 | 0 |  |  |  |  | -0.04676 | 0 | 0.38756 | 0.50965 |  |  |  |  | 297 | 0.12161
48612 | DIB_GT2_8075 | 2 | Houston | YES | -0.004846 | 63.2 | 0 | 63.2 | 0 | 1.0326 | Cogen | -1 | 0.04676 | 0 | 0 |  |  |  |  | -0.04676 | 0 | 0.38756 | 0.50965 |  |  |  |  | 298 | 0.12161
48613 | DIB_ST1_8085 | 3 | Houston | YES | -0.004846 | 67.9 | 30 | 82.6 | 0 | 1.0326 | Cogen | -1 | 0.04676 | 0 | 0 |  |  |  |  | -0.04676 | 0 | 0.38756 | 0.50965 |  |  |  |  | 299 | 0.12209
48614 | DIB_GT3_8090 | 4 | Houston | YES | -0.004846 | 73.6 | 15 | 73.6 | 0 | 1.0326 | Cogen | -1 | 0.04676 | 0 | 0 |  |  |  |  | -0.04676 | 0 | 0.38756 | 0.50965 |  |  |  |  | 300 | 0.12209
48845 | SOL_GT1 | 1 | Houston | YES | -0.004846 | 16.2 | 15.4 | 16.2 |  | 1.0326 | Solar | -1 | 0.04676 | 16.2 | 16.2 |  |  |  |  | -0.04676 | -0.7575 | 0.38794 | 0.51007 |  |  |  |  | 301 | 0.12209
48854 | SRB_GN4_4 | 4 | Houston | YES | -0.004845 | 182.4 | 35 | 228 | 0 | 1.0326 | GST | -1 | 0.046759 | 228 | 228 |  |  |  |  | -0.046759 | -10.6609 | 0.39328 | 0.51591 |  |  |  |  | 302 | 0.12209
48740 | PSG_GN2_8050 | 1 | Houston | YES | -0.004844 | 182 | 60 | 182 | 0 | 1.0326 | Cogen | -1 | 0.046758 | 0 | 0 |  |  |  |  | -0.046758 | 0 | 0.39328 | 0.51591 |  |  |  |  | 303 | 0.12209
48741 | PSG_GT2_8040 | 1 | Houston | YES | -0.004844 | 158.6 | 50 | 158.6 | 0 | 1.0326 | Cogen | -1 | 0.046758 | 0 | 0 |  |  |  |  | -0.046758 | 0 | 0.39328 | 0.51591 |  |  |  |  | 304 | 0.12212
48742 | PSG_GT3_8060 | 1 | Houston | YES | -0.004844 | 157 | 50 | 157 | 0 | 1.0326 | Cogen | -1 | 0.046758 | 0 | 0 |  |  |  |  | -0.046758 | 0 | 0.39328 | 0.51591 |  |  |  |  | 305 | 0.12263
48820 | SHELLG1_3015 | 1 | Houston | YES | -0.004807 | 71 | 34.5 | 71 |  | 1.029 | Cogen | -1 | 0.046721 | 0 | 0 |  |  |  |  | -0.046721 | 0 | 0.39328 | 0.51591 |  |  |  |  | 306 | 0.12263
48821 | SHELLG2 | 2 | Houston | YES | -0.004807 | 72 | 34.5 | 72 |  | 1.029 | Cogen | -1 | 0.046721 | 0 | 0 |  |  |  |  | -0.046721 | 0 | 0.39328 | 0.51591 |  |  |  |  | 307 | 0.12263
48822 | SHELLG3_3020 | 1 | Houston | YES | -0.004807 | 39 | 0 | 39 |  | 1.029 | Cogen | -1 | 0.046721 | 0 | 0 |  |  |  |  | -0.046721 | 0 | 0.39328 | 0.51591 |  |  |  |  | 308 | 0.12263
48822 | SHELLG3_3020 | 2 | Houston | YES | -0.004807 | 30 | 0 | 30 |  | 1.029 | Cogen | -1 | 0.046721 | 0 | 0 |  |  |  |  | -0.046721 | 0 | 0.39328 | 0.51591 |  |  |  |  | 309 | 0.12263
48500 | APD_GT1_8005 | 1 | Houston | YES | -0.004751 | 137.6 | 54.6 | 137.6 | 0 | 1.0362 | Cogen | -1 | 0.046665 | 0 | 0 |  |  |  |  | -0.046665 | 0 | 0.39328 | 0.51591 |  |  |  |  | 310 | 0.12263
48511 | LPE_GT1_8070 | 1 | Houston | YES | -0.004744 | 42 | 0 | 42 | 0 | 1.0362 | GGT | -1 | 0.046658 | 42 | 42 |  |  |  |  | -0.046658 | -1.9596 | 0.39426 | 0.51699 |  |  |  |  | 311 | 0.12263
48512 | LPE_GT2_8075 | 2 | Houston | YES | -0.004744 | 42 | 0 | 42 | 0 | 1.0362 | GGT | -1 | 0.046658 | 42 | 42 |  |  |  |  | -0.046658 | -1.9596 | 0.39524 | 0.51806 |  |  |  |  | 312 | 0.12263
48513 | LPE_GT3_8080 | 3 | Houston | YES | -0.004744 | 39 | 0 | 39 | 0 | 1.0362 | GGT | -1 | 0.046658 | 39 | 39 |  |  |  |  | -0.046658 | -1.8196 | 0.39615 | 0.51906 |  |  |  |  | 313 | 0.12263
48514 | LPE_GT4_8085 | 4 | Houston | YES | -0.004744 | 39 | 0 | 39 | 0 | 1.0362 | GGT | -1 | 0.046658 | 39 | 39 |  |  |  |  | -0.046658 | -1.8196 | 0.39707 | 0.52006 |  |  |  |  | 314 | 0.12273
48593 | CHE_GT1_8015 | 1 | Houston | YES | -0.004732 | 173 | 50 | 173 | 0 | 1.0362 | Cogen | -1 | 0.046646 | 0 | 0 |  |  |  |  | -0.046646 | 0 | 0.39707 | 0.52006 |  |  |  |  | 315 | 0.12282
48594 | CHE_GN4_8025 | 4 | Houston | YES | -0.004732 | 142 | 60 | 142 | 0 | 1.0362 | Cogen | -1 | 0.046646 | 0 | 0 |  |  |  |  | -0.046646 | 0 | 0.39707 | 0.52006 |  |  |  |  | 316 | 0.1229
48873 | THW_ST3_ST_3 | 3 | Houston | YES | -0.004648 | 107 | 19 | 107 | 0 | 1.0435 | CC | -1 | 0.046562 | 107 | 107 |  |  |  |  | -0.046562 | -4.9821 | 0.39957 | 0.52279 |  |  |  |  | 317 | 0.12299
48874 | THW_ST4_ST_4 | 4 | Houston | YES | -0.004648 | 108 | 19 | 108 | 0 | 1.0435 | CC | -1 | 0.046562 | 108 | 108 |  |  |  |  | -0.046562 | -5.0286 | 0.4021 | 0.52554 |  |  |  |  | 318 | 0.12299
48875 | THW_3132 | A | Houston | YES | -0.004648 | 55 | 5 | 55 | 0 | 1.0435 | CC | -1 | 0.046562 | 55 | 55 |  |  |  |  | -0.046562 | -2.5609 | 0.40338 | 0.52695 |  |  |  |  | 319 | 0.12299
48875 | THW_3132 | B | Houston | YES | -0.004648 | 53 | 5 | 53 | 0 | 1.0435 | CC | -1 | 0.046562 | 53 | 53 |  |  |  |  | -0.046562 | -2.4678 | 0.40462 | 0.5283 |  |  |  |  | 320 | 0.12322
48877 | THW_3334 | C | Houston | YES | -0.004648 | 55 | 5 | 55 | 0 | 1.0435 | CC | -1 | 0.046562 | 55 | 55 |  |  |  |  | -0.046562 | -2.5609 | 0.40591 | 0.52971 |  |  |  |  | 321 | 0.12345
48877 | THW_3334 | D | Houston | YES | -0.004648 | 57 | 5 | 57 | 0 | 1.0435 | CC | -1 | 0.046562 | 57 | 57 |  |  |  |  | -0.046562 | -2.654 | 0.40724 | 0.53116 |  |  |  |  | 322 | 0.12357
48879 | THW_4142 | E | Houston | YES | -0.004648 | 56 | 5 | 56 | 0 | 1.0435 | CC | -1 | 0.046562 | 56 | 56 |  |  |  |  | -0.046562 | -2.6074 | 0.40855 | 0.53259 |  |  |  |  | 323 | 0.12368
48879 | THW_4142 | F | Houston | YES | -0.004648 | 55 | 5 | 55 | 0 | 1.0435 | CC | -1 | 0.046562 | 55 | 55 |  |  |  |  | -0.046562 | -2.5609 | 0.40984 | 0.534 |  |  |  |  | 324 | 0.1238
48881 | THW_4344 | G | Houston | YES | -0.004648 | 58 | 5 | 58 | 0 | 1.0435 | CC | -1 | 0.046562 | 58 | 58 |  |  |  |  | -0.046562 | -2.7006 | 0.4112 | 0.53548 |  |  |  |  | 325 | 0.12392
48881 | THW_4344 | H | Houston | YES | -0.004648 | 58 | 5 | 58 | 0 | 1.0435 | CC | -1 | 0.046562 | 58 | 58 |  |  |  |  | -0.046562 | -2.7006 | 0.41255 | 0.53696 |  |  |  |  | 326 | 0.12404
48582 | CBY_GN2_2 | 2 | Houston | YES | -0.004599 | 596.8 | 110 | 746 | 0 | 1.0435 | GSC | -1 | 0.046513 | 746 | 746 |  |  |  |  | -0.046513 | -34.6984 | 0.43001 | 0.55598 |  |  |  |  | 327 | 0.12416
48883 | THW_GT1_GT_1 | B2 | Houston | YES | -0.004557 | 0 | 0 | 12 |  | 1.043 | GGT | -1 | 0.046471 | 12 | 12 |  |  |  |  | -0.046471 | -0.55765 | 0.43029 | 0.55629 |  |  |  |  | 328 | 0.12428
49803 | EXN_15GT | 1 | Houston | YES | -0.004557 | 33 | 8.3 | 34 |  | 1.0326 | Cogen | -1 | 0.046471 | 0 | 0 |  |  |  |  | -0.046471 | 0 | 0.43029 | 0.55629 |  |  |  |  | 329 | 0.1244
49804 | EXN_16GT | 2 | Houston | YES | -0.004557 | 32 | 8.3 | 34.7 |  | 1.0326 | Cogen | -1 | 0.046471 | 0 | 0 |  |  |  |  | -0.046471 | 0 | 0.43029 | 0.55629 |  |  |  |  | 330 | 0.12598
49805 | EXN_17GT | 3 | Houston | YES | -0.004557 | 31 | 8.3 | 32.7 |  | 1.0326 | Cogen | -1 | 0.046471 | 0 | 0 |  |  |  |  | -0.046471 | 0 | 0.43029 | 0.55629 |  |  |  |  | 331 | 0.126
49826 | EXN938GT | 5 | Houston | YES | -0.004557 | 43 | 9.2 | 45.9 |  | 1.0326 | Cogen | -1 | 0.046471 | 0 | 0 |  |  |  |  | -0.046471 | 0 | 0.43029 | 0.55629 |  |  |  |  | 332 | 0.126
49828 | EXN941GT | 10 | Houston | YES | -0.004557 | 17.7 | 5.4 | 17.7 | 0 | 1.0326 | Cogen | -1 | 0.046471 | 0 | 0 |  |  |  |  | -0.046471 | 0 | 0.43029 | 0.55629 |  |  |  |  | 333 | 0.126
49829 | EXN942GT | 11 | Houston | YES | -0.004557 | 20 | 5.4 | 20.4 | 0 | 1.0326 | Cogen | -1 | 0.046471 | 0 | 0 |  |  |  |  | -0.046471 | 0 | 0.43029 | 0.55629 |  |  |  |  | 334 | 0.126
49830 | EXN943GT | 12 | Houston | YES | -0.004557 | 19 | 5.4 | 19.9 | 0 | 1.0326 | Cogen | -1 | 0.046471 | 0 | 0 |  |  |  |  | -0.046471 | 0 | 0.43029 | 0.55629 |  |  |  |  | 335 | 0.126
49831 | EXN944GT | 13 | Houston | YES | -0.004557 | 33 | 5.4 | 35 | 0 | 1.0326 | Cogen | -1 | 0.046471 | 0 | 0 |  |  |  |  | -0.046471 | 0 | 0.43029 | 0.55629 |  |  |  |  | 336 | 0.126
49832 | EXN945GT | 9 | Houston | YES | -0.004557 | 18.5 | 9.2 | 18.5 |  | 1.0326 | Cogen | -1 | 0.046471 | 0 | 0 |  |  |  |  | -0.046471 | 0 | 0.43029 | 0.55629 |  |  |  |  | 337 | 0.126
49837 | EXN_GT | 4 | Houston | YES | -0.004557 | 81 | 21.3 | 85.4 |  | 1.0326 | Cogen | -1 | 0.046471 | 0 | 0 |  |  |  |  | -0.046471 | 0 | 0.43029 | 0.55629 |  |  |  |  | 338 | 0.126
49838 | EXN_14GT | 14 | Houston | YES | -0.004557 | 140 | 0 | 148 |  | 1.0326 | Cogen | -1 | 0.046471 | 0 | 0 |  |  |  |  | -0.046471 | 0 | 0.43029 | 0.55629 |  |  |  |  | 339 | 0.126
48651 | EP_1_2 | 1 | Houston | YES | -0.004516 | 4 | 0 | 5 | 0 | 1.0362 | Cogen | -1 | 0.04643 | 0 | 0 |  |  |  |  | -0.04643 | 0 | 0.43029 | 0.55629 |  |  |  |  | 340 | 0.126
48651 | EP_1_2 | 2 | Houston | YES | -0.004516 | 17.7 | 10 | 21 | 0 | 1.0362 | Cogen | -1 | 0.04643 | 0 | 0 |  |  |  |  | -0.04643 | 0 | 0.43029 | 0.55629 |  |  |  |  | 341 | 0.126
48581 | CBY_GN1_1 | 1 | Houston | YES | -0.004515 | 595.2 | 108 | 744 | 0 | 1.0435 | GSC | -1 | 0.046429 | 744 | 744 |  |  |  |  | -0.046429 | -34.5428 | 0.44769 | 0.57523 |  |  |  |  | 342 | 0.126
48940 | WARVUE_GT1 | G1 | Houston | YES | -0.004515 | 15 | 0 | 15 |  | 1.021 | Cogen | -1 | 0.046429 | 0 | 0 |  |  |  |  | -0.046429 | 0 | 0.44769 | 0.57523 |  |  |  |  | 343 | 0.126
48791 | PSA_GT1_8160 | 1 | Houston | YES | -0.00451 | 52 | 20.8 | 65 | 0 | 1.0362 | Cogen | -1 | 0.046424 | 0 | 0 |  |  |  |  | -0.046424 | 0 | 0.44769 | 0.57523 |  |  |  |  | 344 | 0.126
48792 | PSA_GT2_8155 | 2 | Houston | YES | -0.00451 | 52.8 | 20.3 | 66 | 0 | 1.0362 | Cogen | -1 | 0.046424 | 0 | 0 |  |  |  |  | -0.046424 | 0 | 0.44769 | 0.57523 |  |  |  |  | 345 | 0.12754
48793 | PSA_GT3_8150 | 3 | Houston | YES | -0.00451 | 56 | 20.3 | 70 | 0 | 1.0362 | Cogen | -1 | 0.046424 | 0 | 0 |  |  |  |  | -0.046424 | 0 | 0.44769 | 0.57523 |  |  |  |  | 346 | 0.12754
48794 | PSA_GT4_8145 | 4 | Houston | YES | -0.00451 | 52.8 | 20.3 | 66 | 0 | 1.0362 | Cogen | -1 | 0.046424 | 0 | 0 |  |  |  |  | -0.046424 | 0 | 0.44769 | 0.57523 |  |  |  |  | 347 | 0.12754
48795 | PSA_GT5_8140 | 5 | Houston | YES | -0.00451 | 51.2 | 20.3 | 64 | 0 | 1.0362 | Cogen | -1 | 0.046424 | 0 | 0 |  |  |  |  | -0.046424 | 0 | 0.44769 | 0.57523 |  |  |  |  | 348 | 0.12754
48796 | PSA_GN1_8165 | 1 | Houston | YES | -0.00451 | 83.2 | 43.1 | 104 | 0 | 1.0362 | Cogen | -1 | 0.046424 | 0 | 0 |  |  |  |  | -0.046424 | 0 | 0.44769 | 0.57523 |  |  |  |  | 349 | 0.12754
48797 | PSA_GT6_8135 | 6 | Houston | YES | -0.00451 | 47.2 | 34.5 | 59 | 0 | 1.0362 | Cogen | -1 | 0.046424 | 0 | 0 |  |  |  |  | -0.046424 | 0 | 0.44769 | 0.57523 |  |  |  |  | 350 | 0.12754
48815 | CVC_GT4_8005 | 4 | Houston | YES | -0.004488 | 165 | 91.8 | 165 |  | 1.0362 | Cogen | -1 | 0.046402 | 0 | 0 |  |  |  |  | -0.046402 | 0 | 0.44769 | 0.57523 |  |  |  |  | 351 | 0.12754
48583 | CBY_GT4_1 | 1 | Houston | YES | -0.00448 | 172 | 0 | 172 | 0 | 1.027 | GSC | -1 | 0.046394 | 172 | 172 |  |  |  |  | -0.046394 | -7.9797 | 0.45172 | 0.5796 |  |  |  |  | 352 | 0.12754
48584 | CBY_GT4_2 | 2 | Houston | YES | -0.00448 | 172 | 0 | 172 | 0 | 1.027 | CC | -1 | 0.046394 | 172 | 172 |  |  |  |  | -0.046394 | -7.9797 | 0.45574 | 0.58398 |  |  |  |  | 353 | 0.12754
48585 | CBY_ST4_1 | 3 | Houston | YES | -0.00448 | 172 | 0 | 172 | 0 | 1.027 | CC | -1 | 0.046394 | 172 | 172 |  |  |  |  | -0.046394 | -7.9797 | 0.45976 | 0.58835 |  |  |  |  | 354 | 0.12754
48595 | BTE_GT2_8075 | 1 | Houston | YES | -0.00441 | 162.8 | 130 | 162.8 | 0 | 1.0261 | CC | -1 | 0.046324 | 162.8 | 162.8 |  |  |  |  | -0.046324 | -7.5415 | 0.46357 | 0.59249 |  |  |  |  | 355 | 0.12789
48596 | BTE_GT3_8045 | 2 | Houston | YES | -0.00441 | 161.4 | 130 | 161.4 | 0 | 1.0261 | CC | -1 | 0.046324 | 161.4 | 161.4 |  |  |  |  | -0.046324 | -7.4766 | 0.46735 | 0.59659 |  |  |  |  | 356 | 0.12824
48597 | BTE_GT4_8055 | 3 | Houston | YES | -0.00441 | 158.9 | 130 | 158.9 | 0 | 1.0261 | CC | -1 | 0.046324 | 158.9 | 158.9 |  |  |  |  | -0.046324 | -7.3608 | 0.47106 | 0.60062 |  |  |  |  | 357 | 0.12859
48598 | BTE_ST1_8070 | 4 | Houston | YES | -0.00441 | 269.2 | 60 | 269.2 | 0 | 1.0261 | CC | -1 | 0.046324 | 269.2 | 269.2 |  |  |  |  | -0.046324 | -12.4703 | 0.47736 | 0.60746 |  |  |  |  | 358 | 0.12892
48690 | GBY_GN5_5 | 5 | Houston | YES | -0.004383 | 318.4 | 81 | 398 |  | 1.0362 | GSC | -1 | 0.046297 | 398 | 398 |  |  |  |  | -0.046297 | -18.426 | 0.48667 | 0.61756 |  |  |  |  | 359 | 0.12924
48885 | THW_5152 | A | Houston | YES | -0.004351 | 46.4 | 5 | 58 |  | 1.0319 | GGT | -1 | 0.046265 | 58 | 58 |  |  |  |  | -0.046265 | -2.6833 | 0.48803 | 0.61904 |  |  |  |  | 360 | 0.12956
48885 | THW_5152 | B | Houston | YES | -0.004351 | 47.2 | 5 | 59 |  | 1.0319 | GGT | -1 | 0.046265 | 59 | 59 |  |  |  |  | -0.046265 | -2.7296 | 0.48941 | 0.62053 |  |  |  |  | 361 | 0.1301
48886 | THW_5354 | C | Houston | YES | -0.004351 | 45.6 | 5 | 57 |  | 1.0319 | GGT | -1 | 0.046265 | 57 | 57 |  |  |  |  | -0.046265 | -2.6371 | 0.49074 | 0.62198 |  |  |  |  | 362 | 0.13089
48886 | THW_5354 | D | Houston | YES | -0.004351 | 46.4 | 5 | 58 |  | 1.0319 | GGT | -1 | 0.046265 | 58 | 58 |  |  |  |  | -0.046265 | -2.6833 | 0.4921 | 0.62345 |  |  |  |  | 363 | 0.13101
48887 | THW_5556 | E | Houston | YES | -0.004351 | 47.2 | 5 | 59 |  | 1.0319 | GGT | -1 | 0.046265 | 59 | 59 |  |  |  |  | -0.046265 | -2.7296 | 0.49348 | 0.62495 |  |  |  |  | 364 | 0.13112
48887 | THW_5556 | F | Houston | YES | -0.004351 | 45.6 | 5 | 57 |  | 1.0319 | GGT | -1 | 0.046265 | 57 | 57 |  |  |  |  | -0.046265 | -2.6371 | 0.49481 | 0.62639 |  |  |  |  | 365 | 0.13123
48591 | CHE_GT2_5030 | 2 | Houston | YES | -0.003931 | 173 | 50 | 173 | 0 | 1.029 | Cogen | -1 | 0.045845 | 0 | 0 |  |  |  |  | -0.045845 | 0 | 0.49481 | 0.62639 |  |  |  |  | 366 | 0.13135
48811 | CVC_GT3_5045 | 3 | Houston | YES | -0.003931 | 156 | 91.8 | 156 | 0 | 1.029 | Cogen | -1 | 0.045845 | 0 | 0 |  |  |  |  | -0.045845 | 0 | 0.49481 | 0.62639 |  |  |  |  | 367 | 0.13147
48812 | CVC_GT2_5020 | 2 | Houston | YES | -0.003931 | 158 | 91.8 | 158 | 0 | 1.029 | Cogen | -1 | 0.045845 | 0 | 0 |  |  |  |  | -0.045845 | 0 | 0.49481 | 0.62639 |  |  |  |  | 368 | 0.13158
48813 | CVC_GT1_5035 | 1 | Houston | YES | -0.003931 | 160 | 91.8 | 160 | 0 | 1.029 | Cogen | -1 | 0.045845 | 0 | 0 |  |  |  |  | -0.045845 | 0 | 0.49481 | 0.62639 |  |  |  |  | 369 | 0.13158
48814 | CVC_ST5_5040 | 1 | Houston | YES | -0.003931 | 162 | 91.8 | 162 | 0 | 1.029 | Cogen | -1 | 0.045845 | 0 | 0 |  |  |  |  | -0.045845 | 0 | 0.49481 | 0.62639 |  |  |  |  | 370 | 0.13158
48671 | FTR_GT1_5105 | 1 | North | YES | -0.000154 | 154.2 | 0 | 154.2 | 0 | 1.0319 | CC | -1 | 0.042068 | 154.2 | 154.2 |  |  | -0.023747 | 154.2 | -0.042068 | -6.4868 | 0.49842 | 0.62995 |  |  |  |  | 371 | 0.13158
48672 | FTR_GT2_5110 | 2 | North | YES | -0.000154 | 159 | 0 | 159 | 0 | 1.0319 | CC | -1 | 0.042068 | 159 | 159 |  |  | -0.024486 | 159 | -0.042068 | -6.6887 | 0.50214 | 0.63362 |  |  |  |  | 372 | 0.13158
48673 | FTR_GT3_5085 | 3 | North | YES | -0.000154 | 158 | 0 | 158 | 0 | 1.0319 | CC | -1 | 0.042068 | 158 | 158 |  |  | -0.024332 | 158 | -0.042068 | -6.6467 | 0.50584 | 0.63726 |  |  |  |  | 373 | 0.13158
48674 | FTR_CN4_5095 | 4 | North | YES | -0.000154 | 380 | 0 | 380 | 0 | 1.0319 | CC | -1 | 0.042068 | 380 | 380 |  |  | -0.05852 | 380 | -0.042068 | -15.9857 | 0.51473 | 0.64603 |  |  |  |  | 374 | 0.13153
5934 | SI_RAY5 | 5 | South | YES | 0 | 0 | 10 | 15 |  | 1.035 | GST | -1 | 0.041914 | 15 | 15 |  |  |  |  | -0.041914 | -0.6287 | 0.51508 | 0.64637 |  |  |  |  | 375 | 0.13148
8139 | JOS #1 | MB | South | YES | 0 | 0 | 45 | 255 |  | 1.02 | GST | -1 | 0.041914 | 0 | 0 |  |  |  |  | -0.041914 | 0 | 0.51508 | 0.64637 |  |  |  |  | 376 | 0.13142
8285 | LAR #1 | MB | South | YES | 0 | 0 | 9 | 32 |  | 1.0497 | GST | -1 | 0.041914 | 0 | 0 |  |  |  |  | -0.041914 | 0 | 0.51508 | 0.64637 |  |  |  |  | 377 | 0.1313
8287 | LAR #2 | MB | South | YES | 0 | 0 | 9 | 32 |  | 1.04 | GST | -1 | 0.041914 | 0 | 0 |  |  |  |  | -0.041914 | 0 | 0.51508 | 0.64637 |  |  |  |  | 378 | 0.13129
8288 | LAR #3 | MB | South | YES | 0 | 0 | 25 | 105 |  | 1.04 | GST | -1 | 0.041914 | 0 | 0 |  |  |  |  | -0.041914 | 0 | 0.51508 | 0.64637 |  |  |  |  | 379 | 0.13129
8388 | BATES0A | MB | South | YES | 0 | 0 | 21 | 71 |  | 1.033 | GST | -1 | 0.041914 | 0 | 0 |  |  |  |  | -0.041914 | 0 | 0.51508 | 0.64637 |  |  |  |  | 380 | 0.13129
8393 | BATES0B | MB | South | YES | 0 | 0 | 25 | 110 |  | 1.03 | GST | -1 | 0.041914 | 0 | 0 |  |  |  |  | -0.041914 | 0 | 0.51508 | 0.64637 |  |  |  |  | 381 | 0.13129
8437 | NUECES_B0C | MB | South | YES | 0 | 0 | 7 | 30 |  | 1.03 | GST | -1 | 0.041914 | 0 | 0 |  |  |  |  | -0.041914 | 0 | 0.51508 | 0.64637 |  |  |  |  | 382 | 0.13129
8438 | NUECES_B0B | MB | South | YES | 0 | 0 | 26 | 169 |  | 1.03 | GST | -1 | 0.041914 | 0 | 0 |  |  |  |  | -0.041914 | 0 | 0.51508 | 0.64637 |  |  |  |  | 383 | 0.13129
39190 | TNSLCGN1__8 | 1 | Houston | YES | 0 | 0 | 10 | 30 |  | 1.03 | Cogen | -1 | 0.041914 | 0 | 0 |  |  |  |  | -0.041914 | 0 | 0.51508 | 0.64637 |  |  |  |  | 384 | 0.13129
32883 | BRYN_DNSBY3 | 1 | North | YES | 0.000565 | 0 | 2 | 48 |  | 1.015 | GST | -1 | 0.041349 | 48 | 48 |  |  | 0.02712 | 48 | -0.041349 | -1.9847 | 0.5162 | 0.64746 |  |  |  |  | 385 | 0.13129
32884 | BRYN_DNSBY13 | 1 | North | YES | 0.000565 | 46 | 2 | 46 | 0 | 1.015 | GST | -1 | 0.041349 | 46 | 46 |  |  | 0.02599 | 46 | -0.041349 | -1.902 | 0.51728 | 0.6485 |  |  |  |  | 386 | 0.13129
32892 | BRYN_DNSBY14 | 1 | North | YES | 0.000565 | 84 | 25 | 105 | 0 | 1.035 | GST | -1 | 0.041349 | 105 | 105 |  |  | 0.059325 | 105 | -0.041349 | -4.3416 | 0.51973 | 0.65088 |  |  |  |  | 387 | 0.13129
32886 | BRYN_ATKINS3 | MB | North | YES | 0.000623 | 0 | 5 | 12 |  | 1 | GST | -1 | 0.041291 | 0 | 0 |  |  | 0 | 0 | -0.041291 | 0 | 0.51973 | 0.65088 |  |  |  |  | 388 | 0.13126
32887 | BRYN_ATKINS6 | MB | North | YES | 0.000623 | 0 | 12 | 51 |  | 1.028 | GST | -1 | 0.041291 | 0 | 0 |  |  | 0 | 0 | -0.041291 | 0 | 0.51973 | 0.65088 |  |  |  |  | 389 | 0.13122
32888 | BRYN_ATKINS7 | 1 | North | YES | 0.000623 | 13.6 | 4 | 17 |  | 1.028 | GGT | -1 | 0.041291 | 17 | 17 |  |  | 0.010591 | 17 | -0.041291 | -0.70194 | 0.52013 | 0.65127 |  |  |  |  | 390 | 0.13115
32890 | BRYN_ATKINS4 | MB | North | YES | 0.000623 | 0 | 5 | 22 |  | 1.031 | GST | -1 | 0.041291 | 0 | 0 |  |  | 0 | 0 | -0.041291 | 0 | 0.52013 | 0.65127
32891 | BRYN_ATKINS5 | MB | North | YES | 0.000623 | 0 | 5 | 25 |  | 1.031 | GST | -1 | 0.041291 | 0 | 0 |  |  | 0 | 0 | -0.041291 | 0 | 0.52013 | 0.65127
990 | GIBN_CREK_G1 | 1 | North | YES | 0.000626 | 463 | 200 | 463 | 0 | 1.0275 | LIGCO | -1 | 0.041288 | 0 | 463 |  |  | 0 | 0 | -0.041288 | 0 | 0.52013 | 0.65127
32798 | BRYN_TAMUGEN | 1 | North | YES | 0.000632 | 32 | 0 | 32 |  | 1.02 | GST | -1 | 0.041282 | 32 | 32 |  |  | 0.020224 | 32 | -0.041282 | -1.321 | 0.52088 | 0.65199
3416 | LAKE_CRK1_G | 1 | North | YES | 0.001579 | 60 | 33 | 75 |  | 1.029 | GST | -1 | 0.040335 | 75 | 75 |  |  | 0.11843 | 75 | -0.040335 | -3.0251 | 0.52264 | 0.65365
3417 | LAKE_CRK2_G | 2 | North | YES | 0.001579 | 177.6 | 40 | 222 | 0 | 1.029 | GST | -1 | 0.040335 | 222 | 222 |  |  | 0.35054 | 222 | -0.040335 | -8.9543 | 0.52783 | 0.65856
3403 | THOUSE_1G | 1 | North | YES | 0.002492 | 563 | 200 | 563 | 0 | 1.012 | GSC | -1 | 0.039422 | 563 | 563 |  |  | 1.403 | 563 | -0.039422 | -22.1943 | 0.541 | 0.67073
3404 | THOUSE_2G | 2 | North | YES | 0.002492 | 807 | 250 | 807 | 0 | 1.012 | GSC | -1 | 0.039422 | 807 | 807 |  |  | 2.011 | 807 | -0.039422 | -31.8132 | 0.55988 | 0.68817
39960 | TNTNPONE_18 | 1 | North | YES | 0.003123 | 152.3 | 30 | 152.3 |  | 1.04 | LIGCO | -1 | 0.038791 | 0 | 152.3 |  |  | 0 | 0 | -0.038791 | 0 | 0.55988 | 0.68817
39970 | TNTNPONE_28 | 1 | North | YES | 0.003123 | 153 | 30 | 153 |  | 1.04 | LIGCO | -1 | 0.038791 | 0 | 153 |  |  | 0 | 0 | -0.038791 | 0 | 0.55988 | 0.68817
238 | BOSQUESW505 | 1 | North | YES | 0.003508 | 255 | 0 | 255 | 0 | 1.02 | CC | -1 | 0.038406 | 255 | 255 |  |  | 0.89454 | 255 | -0.038406 | -9.7934 | 0.56584 | 0.69354
239 | BOSQUESW502 | 1 | North | YES | 0.003508 | 119.2 | 0 | 149 | 0 | 1.02 | GGT | -1 | 0.038406 | 149 | 149 |  |  | 0.52269 | 149 | -0.038406 | -5.7224 | 0.56933 | 0.69668
247 | BOSQUESW501 | 2 | North | YES | 0.003508 | 124.8 | 0 | 156 | 0 | 1.02 | GGT | -1 | 0.038406 | 156 | 156 |  |  | 0.54725 | 156 | -0.038406 | -5.9913 | 0.57298 | 0.69997
48721 | LEG_1___1 | 1 | North | YES | 0.004119 | 827 | 357 | 827 | 0 | 1.0348 | LIGCO | -1 | 0.037795 | 0 | 827 |  |  | 0 | 0 | -0.037795 | 0 | 0.57298 | 0.69997
48722 | LEG_2___2 | 2 | North | YES | 0.004119 | 819 | 357 | 819 | 0 | 1.0348 | LIGCO | -1 | 0.037795 | 0 | 819 |  |  | 0 | 0 | -0.037795 | 0 | 0.57298 | 0.69997
251 | BOSQUESW803 | 2 | North | YES | 0.005201 | 150 | 0 | 150 | 0 | 1.032 | CC | -1 | 0.036713 | 150 | 150 |  |  | 0.78015 | 150 | -0.036713 | -5.5069 | 0.57649 | 0.70298
253 | BOSQUESW804 | 2 | North | YES | 0.005201 | 80 | 0 | 80 | 0 | 1.032 | CC | -1 | 0.036713 | 80 | 80 |  |  | 0.41608 | 80 | -0.036713 | -2.937 | 0.57836 | 0.7046
8262 | ELPS | 1 | South | YES | 0.005665 | 6 | 6 | 6 | 0 | 1.15 | Hydro | -1 | 0.036249 | 0 | 0 |  |  |  |  | -0.036249 | 0 | 0.57836 | 0.7046
244 | WHITNYDM01 | 1 | North | YES | 0.006534 | 15 | 0 | 15 | 0 | 1.035 | Hydro | -1 | 0.03538 | 0 | 0 |  |  | 0 | 0 | -0.03538 | 0 | 0.57836 | 0.7046
245 | WHITNYDM02 | 2 | North | YES | 0.006534 | 15 | 0 | 15 | 0 | 1.035 | Hydro | -1 | 0.03538 | 0 | 0 |  |  | 0 | 0 | -0.03538 | 0 | 0.57836 | 0.7046
3381 | BBRN_1G | 1 | North | YES | 0.006892 | 618 | 225 | 618 | 0 | 1.03 | LIGCO | -1 | 0.035022 | 0 | 618 |  |  | 0 | 0 | -0.035022 | 0 | 0.57836 | 0.7046
3382 | BBRN_2G | 2 | North | YES | 0.006892 | 589 | 225 | 589 | 0 | 1.03 | LIGCO | -1 | 0.035022 | 0 | 589 |  |  | 0 | 0 | -0.035022 | 0 | 0.57836 | 0.7046
13131 | CALFREST_1G | 1 | North | YES | 0.007222 | 150.7 | 40 | 150.7 | 0 | 1.031 | CC | -1 | 0.034692 | 150.7 | 150.7 |  |  | 1.0884 | 150.7 | -0.034692 | -5.228 | 0.58189 | 0.70746
13132 | CALFREST_2G | 2 | North | YES | 0.007222 | 151 | 57 | 151 | 0 | 1.031 | CC | -1 | 0.034692 | 151 | 151 |  |  | 1.0905 | 151 | -0.034692 | -5.2384 | 0.58542 | 0.71033
13133 | CALFREST_3G | 3 | North | YES | 0.007222 | 177.4 | 40 | 177.4 | 0 | 1.031 | CC | -1 | 0.034692 | 177.4 | 177.4 |  |  | 1.2812 | 177.4 | -0.034692 | -6.1543 | 0.58957 | 0.71371
13134 | CALFREST_4G | 4 | North | YES | 0.00728 | 151.5 | 40 | 151.5 | 0 | 1.031 | CC | -1 | 0.034634 | 151.5 | 151.5 |  |  | 1.1029 | 151.5 | -0.034634 | -5.247 | 0.59311 | 0.71659
13135 | CALFREST_5G | 5 | North | YES | 0.00728 | 152.3 | 57 | 152.3 | 0 | 1.031 | CC | -1 | 0.034634 | 152.3 | 152.3 |  |  | 1.1087 | 152.3 | -0.034634 | -5.2747 | 0.59668 | 0.71948
13136 | CALFREST_6G | 6 | North | YES | 0.00728 | 177.5 | 40 | 177.5 | 0 | 1.031 | CC | -1 | 0.034634 | 177.5 | 177.5 |  |  | 1.2922 | 177.5 | -0.034634 | -6.1475 | 0.60083 | 0.72285
3126 | TRINIDAD_6G | 1 | North | YES | 0.008704 | 179.2 | 46 | 224 | 0 | 1 | GST | -1 | 0.03321 | 224 | 224 |  |  | 1.9497 | 224 | -0.03321 | -7.4389 | 0.60607 | 0.72693
3107 | STRYKER_1G | 1 | North | YES | 0.008723 | 145.6 | 45 | 182 | 0 | 1.029 | GST | -1 | 0.033191 | 182 | 182 |  |  | 1.5876 | 182 | -0.033191 | -6.0407 | 0.61033 | 0.73024
3108 | STRYKER_2G | 2 | North | YES | 0.008723 | 484 | 75 | 484 | 0 | 1.029 | GST | -1 | 0.033191 | 484 | 484 |  |  | 4.2219 | 484 | -0.033191 | -16.0642 | 0.62165 | 0.73905
3309 | ASPN_G | 1 | North | YES | 0.008779 | 50 | 0 | 50 |  | 1 | Bio | -1 | 0.033135 | 50 | 50 |  |  | 0.43895 | 50 | -0.033135 | -1.6567 | 0.62282 | 0.73996
3348 | CHAMPION_1G | MB | North | YES | 0.008794 | 0 | 42 | 42 |  | 1 | Cogen | -1 | 0.03312 | 0 | 0 |  |  | 0 | 0 | -0.03312 | 0 | 0.62282 | 0.73996
13116 | TGATEWAY_1G | 1 | North | YES | 0.008947 | 151 | 30 | 151 | 0 | 1.0232 | CC | -1 | 0.032967 | 151 | 151 |  |  | 1.351 | 151 | -0.032967 | -4.9779 | 0.62635 | 0.74269
13117 | TGATEWAY_2G | 2 | North | YES | 0.008947 | 130 | 30 | 130 | 0 | 1.0232 | CC | -1 | 0.032967 | 130 | 130 |  |  | 1.1631 | 130 | -0.032967 | -4.2857 | 0.62939 | 0.74503
13118 | TGATEWAY_3G | 3 | North | YES | 0.008947 | 148 | 30 | 148 | 0 | 1.0232 | CC | -1 | 0.032967 | 148 | 148 |  |  | 1.3242 | 148 | -0.032967 | -4.879 | 0.63285 | 0.74771
13119 | TGATEWAY_4G | 4 | North | YES | 0.008947 | 399 | 65 | 399 | 0 | 1.0232 | CC | -1 | 0.032967 | 399 | 399 |  |  | 3.5699 | 399 | -0.032967 | -13.1537 | 0.64219 | 0.75492
3097 | MARTLAKE_1G | 1 | North | YES | 0.009113 | 790 | 500 | 790 | 0 | 1.017 | LIGCO | -1 | 0.032801 | 0 | 790 |  |  | 0 | 0 | -0.032801 | 0 | 0.64219 | 0.75492
3098 | MARTLAKE_2G | 2 | North | YES | 0.009113 | 795 | 461 | 795 | 0 | 1.017 | LIGCO | -1 | 0.032801 | 0 | 795 |  |  | 0 | 0 | -0.032801 | 0 | 0.64219 | 0.75492
3099 | MARTLAKE_3G | 3 | North | YES | 0.009113 | 804 | 500 | 804 | 0 | 1.017 | LIGCO | -1 | 0.032801 | 0 | 804 |  |  | 0 | 0 | -0.032801 | 0 | 0.64219 | 0.75492
12322 | ENNSTRAC_1G | 1 | North | YES | 0.009809 | 196 | 130 | 196 | 0 | 1.036 | CC | -1 | 0.032105 | 196 | 196 |  |  | 1.9226 | 196 | -0.032105 | -6.2925 | 0.64677 | 0.75837
12323 | ENNSTRAC_2G | 2 | North | YES | 0.009809 | 116 | 100 | 116 | 0 | 1.036 | CC | -1 | 0.032105 | 116 | 116 |  |  | 1.1378 | 116 | -0.032105 | -3.7241 | 0.64949 | 0.76041
1941 | MDLTHELP_1G | 1 | North | YES | 0.01002 | 216.4 | 74 | 216.4 | 0 | 1 | CC | -1 | 0.031894 | 216.4 | 216.4 |  |  | 2.1683 | 216.4 | -0.031894 | -6.9018 | 0.65455 | 0.7642
1942 | MDLTHELP_2G | 2 | North | YES | 0.01002 | 216.1 | 74 | 216.1 | 0 | 1 | CC | -1 | 0.031894 | 216.1 | 216.1 |  |  | 2.1653 | 216.1 | -0.031894 | -6.8922 | 0.65961 | 0.76798
12411 | FPLEFR1A_G | 1 | North | YES | 0.01033 | 161 | 72 | 161 | 0 | 1 | CC | -1 | 0.031584 | 161 | 161 |  |  | 1.6631 | 161 | -0.031584 | -5.085 | 0.66337 | 0.77077
12412 | FPLEFR1B_G | 2 | North | YES | 0.01033 | 164 | 72 | 164 | 0 | 1 | CC | -1 | 0.031584 | 164 | 164 |  |  | 1.6941 | 164 | -0.031584 | -5.1797 | 0.66721 | 0.77361
12413 | FPLEFR1C_G | 3 | North | YES | 0.01033 | 164 | 72 | 164 | 0 | 1 | CC | -1 | 0.031584 | 164 | 164 |  |  | 1.6941 | 164 | -0.031584 | -5.1797 | 0.67105 | 0.77645
12414 | FPLEFR1S_G | 4 | North | YES | 0.01033 | 414 | 191 | 414 | 0 | 1 | CC | -1 | 0.031584 | 414 | 414 |  |  | 4.2766 | 414 | -0.031584 | -13.0756 | 0.68073 | 0.78362
12421 | FPLEFR2A_G | 1 | North | YES | 0.01033 | 162 | 72 | 162 | 0 | 1 | CC | -1 | 0.031584 | 162 | 162 |  |  | 1.6735 | 162 | -0.031584 | -5.1165 | 0.68452 | 0.78642
12422 | FPLEFR2B_G | 2 | North | YES | 0.01033 | 161 | 72 | 161 | 0 | 1 | CC | -1 | 0.031584 | 161 | 161 |  |  | 1.6631 | 161 | -0.031584 | -5.085 | 0.68829 | 0.78921
12423 | FPLEFR2C_G | 3 | North | YES | 0.01033 | 163 | 72 | 163 | 0 | 1 | CC | -1 | 0.031584 | 163 | 163 |  |  | 1.6838 | 163 | -0.031584 | -5.1481 | 0.6921 | 0.79203
12424 | FPLEFR2S_G | 4 | North | YES | 0.01033 | 415 | 191 | 415 | 0 | 1 | CC | -1 | 0.031584 | 415 | 415 |  |  | 4.287 | 415 | -0.031584 | -13.1072 | 0.70181 | 0.79922
12440 | PARKD_1SVC8 | 1 | North | YES | 0.010449 | 0 | 0 | 0 | 0 | 1.007 | GST | -1 | 0.031465 | 0 | 0 |  |  | 0 | 0 | -0.031465 | 0 | 0.70181 | 0.79922
12449 | PARKD_2SVC8 | 1 | North | YES | 0.010449 | 0 | 0 | 0 | 0 | 1.007 | GST | -1 | 0.031465 | 0 | 0 |  |  | 0 | 0 | -0.031465 | 0 | 0.70181 | 0.79922
2451 | LKHB1_G | 1 | North | YES | 0.010491 | 0 | 80 | 391 |  | 1.022 | GST | -1 | 0.031423 | 391 | 391 |  |  | 4.102 | 391 | -0.031423 | -12.2862 | 0.71096 | 0.80596
2452 | LKHB2_G | 2 | North | YES | 0.010491 | 516 | 80 | 516 | 0 | 1.022 | GST | -1 | 0.031423 | 516 | 516 |  |  | 5.4134 | 516 | -0.031423 | -16.214 | 0.72303 | 0.81485
2413 | MTCK6_G | 6 | North | YES | 0.010621 | 0 | 30 | 118 |  | 1.022 | GST | -1 | 0.031293 | 118 | 118 |  |  | 1.2533 | 118 | -0.031293 | -3.6925 | 0.72579 | 0.81687
2414 | MTCK7_G | 7 | North | YES | 0.010621 | 0 | 30 | 115 |  | 1.022 | GST | -1 | 0.031293 | 115 | 115 |  |  | 1.2214 | 115 | -0.031293 | -3.5986 | 0.72848 | 0.81884
2417 | MTCK8_G | 8 | North | YES | 0.010621 | 444.8 | 60 | 556 | 0 | 1.022 | GSC | -1 | 0.031293 | 556 | 556 |  |  | 5.9053 | 556 | -0.031293 | -17.3987 | 0.74149 | 0.82838
948 | STEAM1 | 1 | North | YES | 0.010725 | 0 | 12 | 20 |  | 1.02 | GST | -1 | 0.031189 | 20 | 20 |  |  | 0.2145 | 20 | -0.031189 | -0.62377 | 0.74195 | 0.82872
949 | STEAM2 | 1 | North | YES | 0.010725 | 26 | 8 | 26 | 0 | 0.99 | GST | -1 | 0.031189 | 26 | 26 |  |  | 0.27885 | 26 | -0.031189 | -0.8109 | 0.74256 | 0.82917
950 | STEAM3 | 1 | North | YES | 0.010725 | 41 | 13 | 42 | 0 | 1.02 | GST | -1 | 0.031189 | 42 | 42 |  |  | 0.45045 | 42 | -0.031189 | -1.3099 | 0.74354 | 0.82989
837 | NEWMAN_G5 | 1 | North | YES | 0.010756 | 0 | 15 | 40 |  | 1.01 | GST | -1 | 0.031158 | 40 | 40 |  |  | 0.43024 | 40 | -0.031158 | -1.2463 | 0.74448 | 0.83057
842 | OLINGER_G1 | 1 | North | YES | 0.010796 | 55.4 | 20 | 79 | 0 | 1.03 | GST | -1 | 0.031118 | 79 | 79 |  |  | 0.85288 | 79 | -0.031118 | -2.4583 | 0.74633 | 0.83192
843 | OLINGER_G2 | 1 | North | YES | 0.010796 | 76.2 | 25 | 110 | 0 | 1.03 | GST | -1 | 0.031118 | 110 | 110 |  |  | 1.1876 | 110 | -0.031118 | -3.4229 | 0.7489 | 0.8338
844 | OLINGER_G3 | 1 | North | YES | 0.010796 | 103.9 | 45 | 150 | 0 | 1.03 | GST | -1 | 0.031118 | 150 | 150 |  |  | 1.6194 | 150 | -0.031118 | -4.6676 | 0.75241 | 0.83636
845 | OLINGER_G4 | 1 | North | YES | 0.010796 | 51.9 | 0 | 76 | 0 | 1.03 | GGT | -1 | 0.031118 | 76 | 76 |  |  | 0.8205 | 76 | -0.031118 | -2.3649 | 0.75419 | 0.83765
1937 | MDLTHELP_5G | 5 | North | YES | 0.010857 | 224 | 74 | 224 | 0 | 1 | CC | -1 | 0.031057 | 224 | 224 |  |  | 2.432 | 224 | -0.031057 | -6.9567 | 0.75943 | 0.84147
1938 | MDLTHELP_6G | 6 | North | YES | 0.010857 | 226 | 74 | 226 | 0 | 1 | CC | -1 | 0.031057 | 226 | 226 |  |  | 2.4537 | 226 | -0.031057 | -7.0188 | 0.76472 | 0.84531
1943 | MDLTHELP_3G | 3 | North | YES | 0.010857 | 212 | 74 | 212 | 0 | 1 | CC | -1 | 0.031057 | 212 | 212 |  |  | 2.3017 | 212 | -0.031057 | -6.584 | 0.76968 | 0.84892
1944 | MDLTHELP_4G | 4 | North | YES | 0.010857 | 211 | 74 | 211 | 0 | 1 | CC | -1 | 0.031057 | 211 | 211 |  |  | 2.2908 | 211 | -0.031057 | -6.5529 | 0.77461 | 0.85252
1701 | MOSES_1G | 1 | North | YES | 0.011001 | 558 | 175 | 558 | 0 | 1.023 | LIGCO | -1 | 0.030913 | 0 | 558 |  |  | 0 | 0 | -0.030913 | 0 | 0.77461 | 0.85252
1702 | MOSES_2G | 2 | North | YES | 0.011001 | 579 | 175 | 579 | 0 | 1.023 | LIGCO | -1 | 0.030913 | 0 | 579 |  |  | 0 | 0 | -0.030913 | 0 | 0.77461 | 0.85252
1703 | MOSES_3G | 3 | North | YES | 0.011001 | 808 | 463 | 808 | 0 | 1.023 | LIGCO | -1 | 0.030913 | 0 | 808 |  |  | 0 | 0 | -0.030913 | 0 | 0.77461 | 0.85252
5925 | DCEAST | EQ | North | YES | 0.011001 | 400.3 | -600 | 600 | 0 | 1.025 | DCTie | -1 | 0.030913 | 0 | 0 |  |  | 0 | 0 | -0.030913 | 0 | 0.77461 | 0.85252
1675 | PEC_1G | 1 | North | YES | 0.011085 | 76.7 | 35 | 76.7 | 0 | 1.022 | Cogen | -1 | 0.030829 | 0 | 0 |  |  | 0 | 0 | -0.030829 | 0 | 0.77461 | 0.85252
1676 | PEC_2G | 2 | North | YES | 0.011085 | 79.6 | 35 | 79.6 | 0 | 1.022 | Cogen | -1 | 0.030829 | 0 | 0 |  |  | 0 | 0 | -0.030829 | 0 | 0.77461 | 0.85252
1677 | PEC_3G | 3 | North | YES | 0.011085 | 88.4 | 35 | 88.4 | 0 | 1.022 | Cogen | -1 | 0.030829 | 0 | 0 |  |  | 0 | 0 | -0.030829 | 0 | 0.77461 | 0.85252
1678 | LAMARPWR_1G | 1 | North | YES | 0.011115 | 160 | 67.7 | 160 | 0 | 1.038 | CC | -1 | 0.030799 | 160 | 160 |  |  | 1.7784 | 160 | -0.030799 | -4.9278 | 0.77835 | 0.85522
1679 | LAMARPWR_2G | 2 | North | YES | 0.011115 | 156 | 67.7 | 156 | 0 | 1.038 | CC | -1 | 0.030799 | 156 | 156 |  |  | 1.7339 | 156 | -0.030799 | -4.8046 | 0.782 | 0.85785
1680 | LAMARPWR_3G | 3 | North | YES | 0.011115 | 196 | 129.1 | 196 | 0 | 1.038 | CC | -1 | 0.030799 | 196 | 196 |  |  | 2.1785 | 196 | -0.030799 | -6.0365 | 0.78659 | 0.86116
1681 | LAMARPWR_4G | 4 | North | YES | 0.011115 | 156 | 67.7 | 156 | 0 | 1.038 | CC | -1 | 0.030799 | 156 | 156 |  |  | 1.7339 | 156 | -0.030799 | -4.8046 | 0.79024 | 0.8638
1682 | LAMARPWR_5G | 5 | North | YES | 0.011115 | 157 | 67.7 | 157 | 0 | 1.038 | CC | -1 | 0.030799 | 157 | 157 |  |  | 1.7451 | 157 | -0.030799 | -4.8354 | 0.79391 | 0.86645
1683 | LAMARPWR_6G | 6 | North | YES | 0.011115 | 198 | 129.1 | 198 | 0 | 1.038 | CC | -1 | 0.030799 | 198 | 198 |  |  | 2.2008 | 198 | -0.030799 | -6.0981 | 0.79854 | 0.86979
1689 | VALLEY_3G | 3 | North | YES | 0.011174 | 0 | 25 | 375 |  | 1.003 | GST | -1 | 0.03074 | 375 | 375 |  |  | 4.1902 | 375 | -0.03074 | -11.5273 | 0.80732 | 0.87611
11691 | KMICHICT1_G | 1 | North | YES | 0.011174 | 144 | 80 | 144 | 0 | 1.026 | CC | -1 | 0.03074 | 144 | 144 |  |  | 1.6091 | 144 | -0.03074 | -4.4265 | 0.81069 | 0.87854
11692 | KMICHICT2_G | 2 | North | YES | 0.011174 | 146 | 80 | 146 | 0 | 1.026 | CC | -1 | 0.03074 | 146 | 146 |  |  | 1.6314 | 146 | -0.03074 | -4.488 | 0.8141 | 0.881
11693 | KMICHIST3_G | 3 | North | YES | 0.011174 | 312 | 60 | 312 | 0 | 1.026 | CC | -1 | 0.03074 | 312 | 312 |  |  | 3.4863 | 312 | -0.03074 | -9.5907 | 0.8214 | 0.88626
11694 | KMICHICT4_G | 4 | North | YES | 0.011174 | 144 | 80 | 144 | 0 | 1.026 | CC | -1 | 0.03074 | 144 | 144 |  |  | 1.6091 | 144 | -0.03074 | -4.4265 | 0.82477 | 0.88869
11695 | KMICHICT5_G | 5 | North | YES | 0.011174 | 148 | 80 | 148 | 0 | 1.026 | CC | -1 | 0.03074 | 148 | 148 |  |  | 1.6538 | 148 | -0.03074 | -4.5495 | 0.82823 | 0.89118
11696 | KMICHIST6_G | 6 | North | YES | 0.011174 | 310 | 60 | 310 | 0 | 1.026 | CC | -1 | 0.03074 | 310 | 310 |  |  | 3.4639 | 310 | -0.03074 | -9.5293 | 0.83548 | 0.89641
1687 | VALLEY_1G | 1 | North | YES | 0.01136 | 136 | 15 | 170 | 0 | 1.029 | GST | -1 | 0.030554 | 170 | 170 |  |  | 1.9312 | 170 | -0.030554 | -5.1941 | 0.83946 | 0.89925
1688 | VALLEY_2G | 2 | North | YES | 0.01136 | 527 | 90 | 527 | 0 | 1.029 | GSC | -1 | 0.030554 | 527 | 527 |  |  | 5.9867 | 527 | -0.030554 | -16.1017 | 0.85179 | 0.90808
2381 | NTHLK1_G | 1 | North | YES | 0.011491 | 0 | 35 | 156 |  | 1.022 | GST | -1 | 0.030423 | 156 | 156 |  |  | 1.7926 | 156 | -0.030423 | -4.7459 | 0.85544 | 0.91069
2382 | NTHLK2_G | 2 | North | YES | 0.011491 | 0 | 35 | 181 |  | 1.022 | GST | -1 | 0.030423 | 181 | 181 |  |  | 2.0799 | 181 | -0.030423 | -5.5065 | 0.85967 | 0.9137
2383 | NTHLK3_G | 3 | North | YES | 0.011491 | 0 | 50 | 329 |  | 1.022 | GST | -1 | 0.030423 | 329 | 329 |  |  | 3.7805 | 329 | -0.030423 | -10.009 | 0.86737 | 0.91919
6948 | DENISNDM | 1 | North | YES | 0.011499 | 40 | 5 | 40 |  | 1.015 | Hydro | -1 | 0.030415 | 0 | 0 |  |  | 0 | 0 | -0.030415 | 0 | 0.86737 | 0.91919
6948 | DENISNDM | 2 | North | YES | 0.011499 | 31 | 5 | 40 |  | 1.015 | Hydro | -1 | 0.030415 | 0 | 0 |  |  | 0 | 0 | -0.030415 | 0 | 0.86737 | 0.91919
2371 | COLLIN_1G | MB | North | YES | 0.011763 | 0 | 40 | 138 |  | 1.022 | GST | -1 | 0.030151 | 0 | 0 |  |  | 0 | 0 | -0.030151 | 0 | 0.86737 | 0.91919
1948 | HANDLEY_4G | 4 | North | YES | 0.012394 | 348 | 150 | 435 | 0 | 1.022 | GST | -1 | 0.02952 | 435 | 435 |  |  | 5.3914 | 435 | -0.02952 | -12.841 | 0.87755 | 0.92623
366 | JNSNCNTY802 | 1 | North | YES | 0.012484 | 168 | 20 | 168 | 0 | 1.02 | Cogen | -1 | 0.02943 | 0 | 0 |  |  | 0 | 0 | -0.02943 | 0 | 0.87755 | 0.92623
367 | JNSNCNTY802 | 2 | North | YES | 0.012484 | 90 | 20 | 90 | 0 | 1.02 | Cogen | -1 | 0.02943 | 0 | 0 |  |  | 0 | 0 | -0.02943 | 0 | 0.87755 | 0.92623
1947 | HANDLEY_3G | 3 | North | YES | 0.012517 | 316 | 100 | 395 | 0 | 1.022 | GST | -1 | 0.029397 | 395 | 395 |  |  | 4.9442 | 395 | -0.029397 | -11.6116 | 0.88679 | 0.9326
1949 | HANDLEY_5G | 5 | North | YES | 0.012517 | 348 | 150 | 435 | 0 | 1.022 | GST | -1 | 0.029397 | 435 | 435 |  |  | 5.4449 | 435 | -0.029397 | -12.7875 | 0.89696 | 0.93961
8032 | AMISTADHYD1 | 1 | South | YES | 0.013671 | 33 | 13 | 33 | 0 | 1.03 | Hydro | -1 | 0.028243 | 0 | 0 |  |  |  |  | -0.028243 | 0 | 0.89696 | 0.93961
8033 | AMISTADHYD2 | 2 | South | YES | 0.013671 | 25 | 13 | 25 | 0 | 1.03 | Hydro | -1 | 0.028243 | 0 | 0 |  |  |  |  | -0.028243 | 0 | 0.89696 | 0.93961
88253 | HAMILTON | F | South | YES | 0.013671 | 0 | 0 | 0 | 0 | 1.04 | BLT | -1 | 0.028243 | 0 | 0 |  |  |  |  | -0.028243 | 0 | 0.89696 | 0.93961
923 | SPENCER_G4 | 1 | North | YES | 0.013963 | 48 | 20 | 61 | 0 | 1.03 | GST | -1 | 0.027951 | 61 | 61 |  |  | 0.85174 | 61 | -0.027951 | -1.705 | 0.89839 | 0.94055
924 | SPENCER_G5 | 1 | North | YES | 0.013963 | 52 | 20 | 66 | 0 | 1.03 | GST | -1 | 0.027951 | 66 | 66 |  |  | 0.92156 | 66 | -0.027951 | -1.8447 | 0.89993 | 0.94156
1892 | DECRDOVA_2G | A | North | YES | 0.014114 | 65 | 65 | 70 | 0 | 1.025 | GGT | -1 | 0.0278 | 70 | 70 |  |  | 0.98798 | 70 | -0.0278 | -1.946 | 0.90157 | 0.94263
1893 | DECRDOVA_3G | B | North | YES | 0.014114 | 65 | 65 | 69 | 0 | 1.025 | GGT | -1 | 0.0278 | 69 | 69 |  |  | 0.97387 | 69 | -0.0278 | -1.9182 | 0.90319 | 0.94368
1894 | DECRDOVA_4G | C | North | YES | 0.014114 | 65 | 65 | 69 | 0 | 1.025 | GGT | -1 | 0.0278 | 69 | 69 |  |  | 0.97387 | 69 | -0.0278 | -1.9182 | 0.9048 | 0.94473
1895 | DECRDOVA_5G | D | North | YES | 0.014114 | 65 | 65 | 68 | 0 | 1.025 | GGT | -1 | 0.0278 | 68 | 68 |  |  | 0.95975 | 68 | -0.0278 | -1.8904 | 0.90639 | 0.94577
1861 | EAGLEMNT_1G | MB | North | YES | 0.014331 | 0 | 30 | 112 |  | 1.022 | GST | -1 | 0.027583 | 0 | 0 |  |  | 0 | 0 | -0.027583 | 0 | 0.90639 | 0.94577
1862 | EAGLEMNT_2G | MB | North | YES | 0.014331 | 0 | 40 | 100 |  | 1.022 | GST | -1 | 0.027583 | 0 | 0 |  |  | 0 | 0 | -0.027583 | 0 | 0.90639 | 0.94577
1863 | EAGLEMNT_3G | MB | North | YES | 0.014331 | 0 | 50 | 378 |  | 1.022 | GST | -1 | 0.027583 | 0 | 0 |  |  | 0 | 0 | -0.027583 | 0 | 0.90639 | 0.94577
1889 | DECRDOVA_1G | 1 | North | YES | 0.014477 | 779 | 255 | 779 | 0 | 1.02 | GSC | -1 | 0.027437 | 779 | 779 |  |  | 11.2776 | 779 | -0.027437 | -21.3731 | 0.92461 | 0.95748
1877 | WLFHOLW_1G | 1 | North | YES | 0.014814 | 217.3 | 89.2 | 217.3 | 0 | 1.032 | CC | -1 | 0.0271 | 217.3 | 217.3 |  |  | 3.2191 | 217.3 | -0.0271 | -5.8887 | 0.9297 | 0.96071
1878 | WLFHOLW_2G | 2 | North | YES | 0.014814 | 215.7 | 105 | 215.7 | 0 | 1.032 | CC | -1 | 0.0271 | 215.7 | 215.7 |  |  | 3.1954 | 215.7 | -0.0271 | -5.8454 | 0.93474 | 0.96392
1879 | WLFHOLW_3G | 3 | North | YES | 0.014814 | 272.4 | 89.2 | 272.4 | 0 | 1.032 | CC | -1 | 0.0271 | 272.4 | 272.4 |  |  | 4.0353 | 272.4 | -0.0271 | -7.3819 | 0.94112 | 0.96797
1898 | COMCHEPK_1G | 1 | North | YES | 0.015249 | 1217 | 1150 | 1217 | 0 | 1.032 | Nuc | -1 | 0.026665 | 0 | 0 |  |  | 0 | 0 | -0.026665 | 0 | 0.94112 | 0.96797
1899 | COMCHEPK_2G | 2 | North | YES | 0.015249 | 1159 | 1128 | 1159 | 0 | 1.032 | Nuc | -1 | 0.026665 | 0 | 0 |  |  | 0 | 0 | -0.026665 | 0 | 0.94112 | 0.96797
728 | WOLFRIDGE801 | 1 | North | YES | 0.015308 | 11.2 | 0 | 112.5 | 0 | 0.99 | Wind | -1 | 0.026606 | 0 | 112.5 |  |  | 0 | 0 | -0.026606 | 0 | 0.94112 | 0.96797
503 | NTHTEXAS01 | 1 | North | YES | 0.016195 | 0 | 5 | 18 |  | 1.015 | GST | -1 | 0.025719 | 18 | 18 |  |  | 0.29151 | 18 | -0.025719 | -0.46293 | 0.94154 | 0.96822
504 | NTHTEXAS02 | 2 | North | YES | 0.016195 | 14.4 | 5 | 18 |  | 1.015 | GST | -1 | 0.025719 | 18 | 18 |  |  | 0.29151 | 18 | -0.025719 | -0.46293 | 0.94196 | 0.96847
505 | NTHTEXAS03 | 3 | North | YES | 0.016195 | 30.4 | 15 | 38 |  | 1.015 | GST | -1 | 0.025719 | 38 | 38 |  |  | 0.61541 | 38 | -0.025719 | -0.9773 | 0.94285 | 0.96901
580 | JCKCNTY801 | 1 | North | YES | 0.016222 | 288 | 0 | 288 | 0 | 1.022 | CC | -1 | 0.025692 | 288 | 288 |  |  | 4.6719 | 288 | -0.025692 | -7.3992 | 0.94959 | 0.97307
581 | JCKCNTY802 | 2 | North | YES | 0.016222 | 147 | 0 | 147 | 0 | 1.022 | CC | -1 | 0.025692 | 147 | 147 |  |  | 2.3846 | 147 | -0.025692 | -3.7767 | 0.95302 | 0.97514
582 | JCKCNTY803 | 3 | North | YES | 0.016222 | 147 | 0 | 147 | 0 | 1.022 | CC | -1 | 0.025692 | 147 | 147 |  |  | 2.3846 | 147 | -0.025692 | -3.7767 | 0.95646 | 0.97721
332 | RWMILLER01 | 1 | North | YES | 0.016591 | 58.4 | 18.5 | 73 | 0 | 1.04 | GST | -1 | 0.025323 | 73 | 73 |  |  | 1.2111 | 73 | -0.025323 | -1.8485 | 0.95817 | 0.97822
333 | RWMILLER02 | 2 | North | YES | 0.016591 | 95.2 | 37 | 119 | 0 | 1.04 | GST | -1 | 0.025323 | 119 | 119 |  |  | 1.9743 | 119 | -0.025323 | -3.0134 | 0.96096 | 0.97987
334 | RWMILLER03 | 3 | North | YES | 0.016591 | 166.4 | 65 | 208 | 0 | 1.04 | GST | -1 | 0.025323 | 208 | 208 |  |  | 3.4509 | 208 | -0.025323 | -5.2671 | 0.96582 | 0.98276
335 | RWMILLER04 | 4 | North | YES | 0.016591 | 81.6 | 0 | 102 | 0 | 1.04 | GST | -1 | 0.025323 | 102 | 102 |  |  | 1.6923 | 102 | -0.025323 | -2.5829 | 0.96821 | 0.98418
336 | RWMILLER05 | 5 | North | YES | 0.016591 | 80.8 | 0 | 101 | 0 | 1.04 | GST | -1 | 0.025323 | 101 | 101 |  |  | 1.6757 | 101 | -0.025323 | -2.5576 | 0.97057 | 0.98558
1453 | WCPWRCO_1G | 1 | North | YES | 0.01856 | 204 | 50 | 204 | 0 | 1.02 | CC | -1 | 0.023354 | 204 | 204 |  |  | 3.7862 | 204 | -0.023354 | -4.7641 | 0.97534 | 0.98819
1454 | WCPWRCO_2G | 2 | North | YES | 0.01856 | 204 | 50 | 204 | 0 | 1.02 | CC | -1 | 0.023354 | 204 | 204 |  |  | 3.7862 | 204 | -0.023354 | -4.7641 | 0.98011 | 0.9908
1455 | WCPWRCO_3G | 3 | North | YES | 0.01856 | 242 | 50 | 242 |  | 1.02 | CC | -1 | 0.023354 | 242 | 242 |  |  | 4.4915 | 242 | -0.023354 | -5.6516 | 0.98578 | 0.9939
344 | MRSSHPRD | 1 | North | YES | 0.020006 | 0 | 0 | 12 |  | 1.03 | Hydro | -1 | 0.021908 | 0 | 0 |  |  | 0 | 0 | -0.021908 | 0 | 0.98578 | 0.9939
345 | MRSSHPRD01 | 2 | North | YES | 0.020006 | 0 | 0 | 12 |  | 1.03 | Hydro | -1 | 0.021908 | 0 | 0 |  |  | 0 | 0 | -0.021908 | 0 | 0.98578 | 0.9939
1600 | BARTNWND_1G | 1 | North | YES | 0.020111 | 12 | 0 | 120 | 0 | 1.022 | Wind | -1 | 0.021803 | 0 | 120 |  |  | 0 | 0 | -0.021803 | 0 | 0.98578 | 0.9939
1643 | SLSTR1PP_1G | 1 | North | YES | 0.020269 | 6 | 0 | 60 | 0 | 1.022 | Wind | -1 | 0.021645 | 0 | 60 |  |  | 0 | 0 | -0.021645 | 0 | 0.98578 | 0.9939
1432 | GRHAMSES_2G | 2 | North | YES | 0.023435 | 294.9 | 90 | 366 | 0 | 1.014 | GST | -1 | 0.018479 | 366 | 366 |  |  | 8.5772 | 366 | -0.018479 | -6.7631 | 0.99434 | 0.99761
1479 | WFCOGEN_1G | 1 | North | YES | 0.023643 | 16 | 12 | 20 | 0 | 1 | Cogen | -1 | 0.018271 | 0 | 0 |  |  | 0 | 0 | -0.018271 | 0 | 0.99434 | 0.99761
1479 | WFCOGEN_1G | 2 | North | YES | 0.023643 | 16 | 12 | 20 | 0 | 1 | Cogen | -1 | 0.018271 | 0 | 0 |  |  | 0 | 0 | -0.018271 | 0 | 0.99434 | 0.99761
1482 | WFCOGEN_2G | 1 | North | YES | 0.023643 | 16 | 12 | 20 | 0 | 1 | Cogen | -1 | 0.018271 | 0 | 0 |  |  | 0 | 0 | -0.018271 | 0 | 0.99434 | 0.99761
1482 | WFCOGEN_2G | 2 | North | YES | 0.023643 | 13.6 | 12 | 17 | 0 | 1 | Cogen | -1 | 0.018271 | 0 | 0 |  |  | 0 | 0 | -0.018271 | 0 | 0.99434 | 0.99761
1433 | GRHAMSES_1G | 1 | North | YES | 0.023912 | 242 | 60 | 242 | 0 | 1.038 | GST | -1 | 0.018002 | 242 | 242 |  |  | 5.7867 | 242 | -0.018002 | -4.3564 | 1 | 1
1437 | MESQUITW_1G | 1 | North | YES | 0.035578 | 40 | 0 | 400 | 0 | 1.023 | Wind | -1 | 0.0063355 | 0 | 400 |  |  | 0 | 0 | -0.0063355 | 0 | 1 | 1
1438 | MESQUITW_2G | 1 | North | YES | 0.035591 | 23.6 | 0 | 236 |  | 1.017 | Wind | -1 | 0.0063225 | 0 | 236 |  |  | 0 | 0 | -0.0063225 | 0 | 1 | 1
1442 | COKFIELD_5 | 1 | North | YES | 0.035591 | 16.5 | 0 | 165 |  | 1.029 | Wind | -1 | 0.0063225 | 0 | 165 |  |  | 0 | 0 | -0.0063225 | 0 | 1 | 1
6100 | OKLA7A | EQ | West | YES | 0.029472 | 50 | -220 | 220 | 0 | 1.035 | DCTie | 1 | 0.019105 | 0 | 0 | 0 | 0 |  |  | 0.019105 | 0
6752 | OKLA0A | 1 | West | YES | 0.029472 | 649.7 | 175 | 649.7 | 0 | 1.035 | LIGCO | 1 | 0.019105 | 0 | 649.7 | 19.148 | 649.7 |  |  | 0.019105 | 12.4124
60081 | WHRLWIND1A | 1 | West | YES | 0.035827 | 12 | 0 | 60 | 0 | 1.03 | Wind | 1 | 0.02546 | 0 | 60 | 2.1496 | 60 |  |  | 0.02546 | 1.5276
6144 | MCADOO1A | 1 | West | YES | 0.038234 | 15 | 0 | 150 | 0 | 1.025 | Wind | 1 | 0.027867 | 0 | 150 | 5.7351 | 150 |  |  | 0.027867 | 4.18
6407 | TURKTRAK1A | 1 | West | YES | 0.038647 | 33.9 | 0 | 169.5 | 0 | 1.025 | Wind | 1 | 0.02828 | 0 | 169.5 | 6.5507 | 169.5 |  |  | 0.02828 | 4.7934
11056 | ROSCOE_1G | 1 | West | YES | 0.038963 | 41.8 | 0 | 209 |  | 1 | Wind | 1 | 0.028596 | 0 | 209 | 8.1433 | 209 |  |  | 0.028596 | 5.9765
11057 | CHAMPION_1G | 1 | West | YES | 0.038963 | 25.3 | 0 | 126.5 |  | 1 | Wind | 1 | 0.028596 | 0 | 126.5 | 4.9288 | 126.5 |  |  | 0.028596 | 3.6174
11058 | PYRON_1G | 1 | West | YES | 0.038963 | 49.8 | 0 | 249 |  | 1 | Wind | 1 | 0.028596 | 0 | 249 | 9.7018 | 249 |  |  | 0.028596 | 7.1204
11059 | INADALE_1G | 1 | West | YES | 0.038963 | 39.4 | 0 | 197 |  | 1 | Wind | 1 | 0.028596 | 0 | 197 | 7.6757 | 197 |  |  | 0.028596 | 5.6334
1416 | SWETWATR_1G | 1 | West | YES | 0.039058 | 30 | 18 | 30 | 0 | 1.026 | CC | 1 | 0.028691 | 30 | 30 | 1.1717 | 30 |  |  | 0.028691 | 0.86073
1417 | SWETWATR_2G | 2 | West | YES | 0.039058 | 72 | 36 | 72 | 0 | 1.026 | CC | 1 | 0.028691 | 72 | 72 | 2.8122 | 72 |  |  | 0.028691 | 2.0657
1418 | SWETWATR_3G | 3 | West | YES | 0.039058 | 68 | 36 | 68 | 0 | 1.026 | CC | 1 | 0.028691 | 68 | 68 | 2.6559 | 68 |  |  | 0.028691 | 1.951
1419 | SWETWATR_4G | 4 | West | YES | 0.039058 | 61 | 36 | 61 | 0 | 1.026 | CC | 1 | 0.028691 | 61 | 61 | 2.3825 | 61 |  |  | 0.028691 | 1.7501
1343 | TRENTIPP_8 | 1 | West | YES | 0.039616 | 30 | 0 | 150 |  | 1.014 | Wind | 1 | 0.029249 | 0 | 150 | 5.9424 | 150 |  |  | 0.029249 | 4.3873
1354 | AEPWIND_8 | 1 | West | YES | 0.039616 | 20.2 | 0 | 101 |  | 1 | Wind | 1 | 0.029249 | 0 | 101 | 4.0012 | 101 |  |  | 0.029249 | 2.9541
71051 | L_BITTCR1_1N | W1 | West | YES | 0.040002 | 7.5 | 0 | 37.5 |  | 1.02 | Wind | 1 | 0.029635 | 0 | 37.5 | 1.5001 | 37.5 |  |  | 0.029635 | 1.1113
71054 | L_SWEETW1_1N | W1 | West | YES | 0.040002 | 21.5 | 0 | 107.5 |  | 1.02 | Wind | 1 | 0.029635 | 0 | 107.5 | 4.3002 | 107.5 |  |  | 0.029635 | 3.1857
71057 | L_SWEETW1_2N | W1 | West | YES | 0.040002 | 27 | 0 | 135 |  | 1.02 | Wind | 1 | 0.029635 | 0 | 135 | 5.4003 | 135 |  |  | 0.029635 | 4.0007
71059 | L_SWEETW1_3N | W1 | West | YES | 0.040002 | 23.8 | 0 | 119 | 0 | 1.02 | Wind | 1 | 0.029635 | 0 | 119 | 4.7602 | 119 |  |  | 0.029635 | 3.5266
71060 | L_SWEETW1_4N | W1 | West | YES | 0.040002 | 21 | 0 | 105 | 0 | 1.02 | Wind | 1 | 0.029635 | 0 | 105 | 4.2002 | 105 |  |  | 0.029635 | 3.1117
71061 | L_SWEETW1_5N | W1 | West | YES | 0.040002 | 16.1 | 0 | 80.5 | 0 | 1.02 | Wind | 1 | 0.029635 | 0 | 80.5 | 3.2202 | 80.5 |  |  | 0.029635 | 2.3856
36998 | RDCNYNG1 | 1 | West | YES | 0.040225 | 16.8 | 0 | 84 |  | 1.01 | Wind | 1 | 0.029858 | 0 | 84 | 3.3789 | 84 |  |  | 0.029858 | 2.5081
1061 | CIELOGEN_1G | 1 | West | YES | 0.040679 | 19.8 | 0 | 99 |  | 1 | Wind | 1 | 0.030312 | 0 | 99 | 4.0272 | 99 |  |  | 0.030312 | 3.0009
1062 | CIELOGEN_2G | 1 | West | YES | 0.040679 | 12.2 | 0 | 61 |  | 1 | Wind | 1 | 0.030312 | 0 | 61 | 2.4814 | 61 |  |  | 0.030312 | 1.849
1069 | KINDERMG_1G | 1 | West | YES | 0.040679 | 25 | 5 | 25 | 0 | 1.017 | Cogen | 1 | 0.030312 | 0 | 0 | 0 | 0 |  |  | 0.030312 | 0
1070 | KINDERMG_2G | 1 | West | YES | 0.040679 | 45.7 | 12 | 45.7 | 0 | 1.017 | Cogen | 1 | 0.030312 | 0 | 0 | 0 | 0 |  |  | 0.030312 | 0
1071 | KINDERMG_3G | 1 | West | YES | 0.040679 | 45.7 | 12 | 45.7 | 0 | 1.017 | Cogen | 1 | 0.030312 | 0 | 0 | 0 | 0 |  |  | 0.030312 | 0
1068 | SCURRYCW_1G | 1 | West | YES | 0.040697 | 28.2 | 1.3 | 141 | 0 | 1.0217 | Wind | 1 | 0.03033 | 0 | 141 | 5.7383 | 141 |  |  | 0.03033 | 4.2765
1073 | SCURRYCW_2G | 2 | West | YES | 0.040697 | 24 | 0 | 120 | 0 | 1.0217 | Wind | 1 | 0.03033 | 0 | 120 | 4.8836 | 120 |  |  | 0.03033 | 3.6396
6637 | SNYDERW1A | 1 | West | YES | 0.040873 | 12.6 | 0 | 63 | 0 | 1.025 | Wind | 1 | 0.030506 | 0 | 63 | 2.575 | 63 |  |  | 0.030506 | 1.9219
1037 | MORGAN5G_5G | 5 | West | YES | 0.041235 | 109.6 | 40 | 137 | 0 | 1.029 | GST | 1 | 0.030868 | 137 | 137 | 5.6492 | 137 |  |  | 0.030868 | 4.2289
1039 | MRGNAG_1G | A | West | YES | 0.041235 | 69 | 69 | 69 | 0 | 1.029 | GGT | 1 | 0.030868 | 69 | 69 | 2.8452 | 69 |  |  | 0.030868 | 2.1299
1040 | MRGNBG_2G | B | West | YES | 0.041235 | 70 | 70 | 71 | 0 | 1.029 | GGT | 1 | 0.030868 | 71 | 71 | 2.9277 | 71 |  |  | 0.030868 | 2.1916
1041 | MRGNCG_3G | C | West | YES | 0.041235 | 69 | 69 | 70 | 0 | 1.029 | GGT | 1 | 0.030868 | 70 | 70 | 2.8864 | 70 |  |  | 0.030868 | 2.1608
1042 | MRGNDG_4G | D | West | YES | 0.041235 | 68 | 68 | 68 | 0 | 1.029 | GGT | 1 | 0.030868 | 68 | 68 | 2.804 | 68 |  |  | 0.030868 | 2.099
1043 | MRGNEG_5G | E | West | YES | 0.041235 | 68 | 68 | 70 | 0 | 1.029 | GGT | 1 | 0.030868 | 70 | 70 | 2.8864 | 70 |  |  | 0.030868 | 2.1608
1044 | MRGNFG_6G | F | West | YES | 0.041235 | 66 | 66 | 66 | 0 | 1.029 | GGT | 1 | 0.030868 | 66 | 66 | 2.7215 | 66 |  |  | 0.030868 | 2.0373
11309 | BULLCREK_2G | 1 | West | YES | 0.041325 | 20.9 | 0 | 180 |  | 1 | Wind | 1 | 0.030958 | 0 | 180 | 7.4385 | 180 |  |  | 0.030958 | 5.5724
11310 | BULLCREK_1G | 1 | West | YES | 0.041325 | 15.1 | 0 | 180 |  | 1 | Wind | 1 | 0.030958 | 0 | 180 | 7.4385 | 180 |  |  | 0.030958 | 5.5724
11320 | COYOTE_1G | 1 | West | YES | 0.041401 | 22.5 | 0 | 225 |  | 1 | Wind | 1 | 0.031034 | 0 | 225 | 9.3152 | 225 |  |  | 0.031034 | 6.9826
1058 | LONGSHORE_5 | 1 | West | YES | 0.041508 | 30 | 0 | 150 |  | 1.01 | Wind | 1 | 0.031141 | 0 | 150 | 6.2262 | 150 |  |  | 0.031141 | 4.6711
1058 | LONGSHORE_5 | 2 | West | YES | 0.041508 | 44 | 0 | 220 |  | 1.01 | Wind | 1 | 0.031141 | 0 | 220 | 9.1318 | 220 |  |  | 0.031141 | 6.851
11065 | ELBOWCK_1G | 1 | West | YES | 0.041508 | 23.4 | 0 | 121.9 | 0 | 1 | Wind | 1 | 0.031141 | 0 | 121.9 | 5.0598 | 121.9 |  |  | 0.031141 | 3.7961
1045 | CALENG1G_1G | 1 | West | YES | 0.041671 | 73.4 | 27 | 73.4 | 0 | 1.014 | Cogen | 1 | 0.031304 | 0 | 0 | 0 | 0 |  |  | 0.031304 | 0
1046 | CALENG2G_2G | 2 | West | YES | 0.041671 | 73.4 | 27 | 73.4 | 0 | 1.014 | Cogen | 1 | 0.031304 | 0 | 0 | 0 | 0 |  |  | 0.031304 | 0
1047 | CALENG3G_3G | 3 | West | YES | 0.041671 | 70.4 | 27 | 70.4 | 0 | 1.014 | Cogen | 1 | 0.031304 | 0 | 0 | 0 | 0 |  |  | 0.031304 | 0
1360 | GUNSIGHT_8 | 1 | West | YES | 0.042089 | 0 | 0 | 120 |  | 1.01 | Wind | 1 | 0.031722 | 0 | 120 | 5.0507 | 120 |  |  | 0.031722 | 3.8066
1327 | WILDHRSE_1G | 1 | West | YES | 0.042142 | 0 | 0 | 120 |  | 1 | Wind | 1 | 0.031775 | 0 | 120 | 5.057 | 120 |  |  | 0.031775 | 3.813
1333 | MCDDONAL_8 | 1 | West | YES | 0.042268 | 42.8 | 0 | 214.2 |  | 1.01 | Wind | 1 | 0.031901 | 0 | 214.2 | 9.0538 | 214.2 |  |  | 0.031901 | 6.8332
11001 | NAV1CT | 1 | West | YES | 0.042339 | 70.4 | 18 | 70.4 | 0 | 1.029 | CC | 1 | 0.031972 | 70.4 | 70.4 | 2.9807 | 70.4 |  |  | 0.031972 | 2.2508
11009 | NAV2CT | 1 | West | YES | 0.042339 | 71.4 | 18 | 71.4 | 0 | 1.029 | CC | 1 | 0.031972 | 71.4 | 71.4 | 3.023 | 71.4 |  |  | 0.031972 | 2.2828
11011 | NAV3ST | 1 | West | YES | 0.042339 | 92.8 | 40 | 92.8 | 0 | 1.029 | CC | 1 | 0.031972 | 92.8 | 92.8 | 3.9291 | 92.8 |  |  | 0.031972 | 2.967
11012 | NAV4CT | 1 | West | YES | 0.042339 | 80 | 18 | 80 | 0 | 1.029 | CC | 1 | 0.031972 | 80 | 80 | 3.3871 | 80 |  |  | 0.031972 | 2.5578
11013 | NAV5CT | 1 | West | YES | 0.042339 | 80 | 18 | 80 | 0 | 1.029 | CC | 1 | 0.031972 | 80 | 80 | 3.3871 | 80 |  |  | 0.031972 | 2.5578
11014 | NAV6ST | 1 | West | YES | 0.042339 | 115 | 40 | 115 | 0 | 1.029 | CC | 1 | 0.031972 | 115 | 115 | 4.869 | 115 |  |  | 0.031972 | 3.6768
11020 | TIEHVSG_1G | 1 | West | YES | 0.042348 | 208.2 | 63 | 208.2 | 0 | 1.012 | CC | 1 | 0.031981 | 208.2 | 208.2 | 8.8169 | 208.2 |  |  | 0.031981 | 6.6584
11021 | TIEHVCG_1G | 1 | West | YES | 0.042348 | 142.1 | 103 | 142.1 | 0 | 1.012 | CC | 1 | 0.031981 | 142.1 | 142.1 | 6.0177 | 142.1 |  |  | 0.031981 | 4.5445
11022 | TIEHVCG_2G | 1 | West | YES | 0.042348 | 132.4 | 103 | 132.4 | 0 | 1.012 | CC | 1 | 0.031981 | 132.4 | 132.4 | 5.6069 | 132.4 |  |  | 0.031981 | 4.2343
11023 | TIEHVCG_3G | 1 | West | YES | 0.042348 | 137.4 | 103 | 137.4 | 0 | 1.012 | CC | 1 | 0.031981 | 137.4 | 137.4 | 5.8186 | 137.4 |  |  | 0.031981 | 4.3942
11024 | TIEHVCG_4G | 1 | West | YES | 0.042348 | 147 | 103 | 147 | 0 | 1.012 | CC | 1 | 0.031981 | 147 | 147 | 6.2252 | 147 |  |  | 0.031981 | 4.7012
11025 | TIEHVSG_2G | 1 | West | YES | 0.042348 | 213.2 | 63 | 213.2 | 0 | 1.012 | CC | 1 | 0.031981 | 213.2 | 213.2 | 9.0286 | 213.2 |  |  | 0.031981 | 6.8183
1328 | OCOTILLO_1G | 1 | West | YES | 0.042411 | 11.6 | 0 | 58 |  | 1.01 | Wind | 1 | 0.032044 | 0 | 58 | 2.4598 | 58 |  |  | 0.032044 | 1.8585
1326 | STANTONW_8 | 1 | West | YES | 0.04253 | 20.1 | 0 | 100.5 |  | 1.01 | Wind | 1 | 0.032163 | 0 | 100.5 | 4.2743 | 100.5 |  |  | 0.032163 | 3.2324
11147 | NOTREES_1G | 1 | West | YES | 0.04294 | 29.8 | 0 | 149 | 0 | 1.017 | Wind | 1 | 0.032573 | 0 | 149 | 6.3981 | 149 |  |  | 0.032573 | 4.8534
7038 | L_DELAWA1_1Y | 1 | West | YES | 0.043051 | 3.5 | 0 | 35 | 0 | 1 | Wind | 1 | 0.032684 | 0 | 35 | 1.5068 | 35 |  |  | 0.032684 | 1.1439
7038 | L_DELAWA1_1Y | 2 | West | YES | 0.043051 | 3 | 0 | 30 | 0 | 1 | Wind | 1 | 0.032684 | 0 | 30 | 1.2915 | 30 |  |  | 0.032684 | 0.98052
1002 | PBCTAGE_1G | A | West | YES | 0.043108 | 64 | 64 | 66 | 0 | 1.036 | GGT | 1 | 0.032741 | 66 | 66 | 2.8451 | 66 |  |  | 0.032741 | 2.1609
1003 | PBCTBGE_2G | B | West | YES | 0.043108 | 65 | 65 | 66 | 0 | 1.036 | GGT | 1 | 0.032741 | 66 | 66 | 2.8451 | 66 |  |  | 0.032741 | 2.1609
1004 | PBCTCGE_3G | C | West | YES | 0.043108 | 62 | 62 | 67 | 0 | 1.036 | GGT | 1 | 0.032741 | 67 | 67 | 2.8882 | 67 |  |  | 0.032741 | 2.1936
1005 | PBCTDGE_4G | D | West | YES | 0.043108 | 65 | 65 | 68 | 0 | 1.036 | GGT | 1 | 0.032741 | 68 | 68 | 2.9313 | 68 |  |  | 0.032741 | 2.2264
1006 | PBCTEGE_5G | E | West | YES | 0.043108 | 65 | 65 | 67 | 0 | 1.036 | GGT | 1 | 0.032741 | 67 | 67 | 2.8882 | 67 |  |  | 0.032741 | 2.1936
1007 | PB5GEN_6G | 5 | West | YES | 0.043108 | 91.2 | 40 | 114 | 0 | 1.036 | GST | 1 | 0.032741 | 114 | 114 | 4.9143 | 114 |  |  | 0.032741 | 3.7325
1008 | PB6GEN_7G | 6 | West | YES | 0.043108 | 515 | 130 | 515 | 0 | 1.036 | GST | 1 | 0.032741 | 515 | 515 | 22.2006 | 515 |  |  | 0.032741 | 16.8616
60058 | BUFF_GAP1A | 1 | West | YES | 0.043557 | 24 | 0 | 120 |  | 1 | Wind | 1 | 0.03319 | 0 | 120 | 5.2268 | 120 |  |  | 0.03319 | 3.9828
60060 | CIRELLO | 1 | West | YES | 0.043557 | 46.6 | 0 | 233 | 0 | 1 | Wind | 1 | 0.03319 | 0 | 233 | 10.1488 | 233 |  |  | 0.03319 | 7.7332
60063 | BUFF_GAP1B | 1 | West | YES | 0.043557 | 34 | 0 | 170.2 | 0 | 1.02 | Wind | 1 | 0.03319 | 0 | 170.2 | 7.4134 | 170.2 |  |  | 0.03319 | 5.6489
60066 | H_HOLLOW1A | 1 | West | YES | 0.043557 | 44.4 | 0 | 222 | 0 | 1.005 | Wind | 1 | 0.03319 | 0 | 222 | 9.6697 | 222 |  |  | 0.03319 | 7.3682
60068 | HHOLLOW21A | 1 | West | YES | 0.043557 | 36.8 | 0 | 184 | 0 | 1.025 | Wind | 1 | 0.03319 | 0 | 184 | 8.0145 | 184 |  |  | 0.03319 | 6.1069
60070 | HHOLLOW31A | 1 | West | YES | 0.043557 | 44.8 | 0 | 224 | 0 | 1.025 | Wind | 1 | 0.03319 | 0 | 224 | 9.7568 | 224 |  |  | 0.03319 | 7.4345
60072 | HHOLLOW41A | 1 | West | YES | 0.043557 | 23 | 0 | 115 | 0 | 1.025 | Wind | 1 | 0.03319 | 0 | 115 | 5.0091 | 115 |  |  | 0.03319 | 3.8168
1320 | BSP 1 | 1 | West | YES | 0.0436 | 25.5 | 2.9 | 25.8 | 0 | 1 | Cogen | 1 | 0.033233 | 0 | 0 | 0 | 0 |  |  | 0.033233 | 0
60057 | CALLAHAN1A | 1 | West | YES | 0.046414 | 22.8 | 0 | 114 | 0 | 1.04 | Wind | 1 | 0.036047 | 0 | 114 | 5.2912 | 114 |  |  | 0.036047 | 4.1093
76031 | L_GASCCR1_1N | W1 | West | YES | 0.046571 | 30 | 0 | 150 | 0 | 1.02 | Wind | 1 | 0.036204 | 0 | 150 | 6.9856 | 150 |  |  | 0.036204 | 5.4306
1349 | WESTXWIN_1G | 1 | West | YES | 0.046752 | 1.3 | 0 | 6.6 |  | 1.014 | Wind | 1 | 0.036385 | 0 | 6.6 | 0.30856 | 6.6 |  |  | 0.036385 | 0.24014
1350 | NWPWRG1_1G | 1 | West | YES | 0.046752 | 6.9 | 1 | 34.3 |  | 1.014 | Wind | 1 | 0.036385 | 0 | 34.3 | 1.6036 | 34.3 |  |  | 0.036385 | 1.248
76091 | L_DIVIDE1_1N | W1 | West | YES | 0.047601 | 22.5 | 0 | 112.5 |  | 1.02 | Wind | 1 | 0.037234 | 0 | 112.5 | 5.3551 | 112.5 |  |  | 0.037234 | 4.1888
76095 | L_CAPRSI1_1N | W1 | West | YES | 0.047601 | 29.9 | 0 | 149.5 | 0 | 1.02 | Wind | 1 | 0.037234 | 0 | 149.5 | 7.1163 | 149.5 |  |  | 0.037234 | 5.5665
76096 | L_CAPRSI1_2N | W1 | West | YES | 0.047601 | 37.2 | 0 | 186 | 0 | 1.02 | Wind | 1 | 0.037234 | 0 | 186 | 8.8538 | 186 |  |  | 0.037234 | 6.9255
76097 | L_CAPRGE1_1N | W1 | West | YES | 0.047601 | 42.9 | 0 | 214.5 | 0 | 1.02 | Wind | 1 | 0.037234 | 0 | 214.5 | 10.2104 | 214.5 |  |  | 0.037234 | 7.9867
60007 | KING_SW1A | 1 | West | YES | 0.048197 | 20 | 0 | 80 |  | 1.03 | Wind | 1 | 0.03783 | 0 | 80 | 3.8558 | 80 |  |  | 0.03783 | 3.0264
60019 | KING_NW1A | 1 | West | YES | 0.048197 | 20 | 0 | 80 |  | 1.03 | Wind | 1 | 0.03783 | 0 | 80 | 3.8558 | 80 |  |  | 0.03783 | 3.0264
60201 | RIO DRCS | F | West | YES | 0.048294 | 0 | 0 | 0 | 0 | 1.025 | AVR | 1 | 0.037927 | 0 | 0 | 0 | 0 |  |  | 0.037927 | 0
6016 | SWMESA | 1 | West | YES | 0.048422 | 18.8 | 0 | 75 |  | 1.03 | Wind | 1 | 0.038055 | 0 | 75 | 3.6317 | 75 |  |  | 0.038055 | 2.8541
60003 | KING_NE1A | 1 | West | YES | 0.048422 | 20 | 0 | 80 |  | 1.03 | Wind | 1 | 0.038055 | 0 | 80 | 3.8738 | 80 |  |  | 0.038055 | 3.0444
60005 | KING_SE1A | 1 | West | YES | 0.048422 | 10 | 0 | 40 |  | 1.035 | Wind | 1 | 0.038055 | 0 | 40 | 1.9369 | 40 |  |  | 0.038055 | 1.5222
60016 | WOODWRD11A | 1 | West | YES | 0.048446 | 20 | 0 | 80 |  | 1.033 | Wind | 1 | 0.038079 | 0 | 80 | 3.8757 | 80 |  |  | 0.038079 | 3.0463
38332 | TNWDWRDU2_8 | 1 | West | YES | 0.048457 | 20 | 0 | 80 | 0 | 1.0232 | Wind | 1 | 0.03809 | 0 | 80 | 3.8766 | 80 |  |  | 0.03809 | 3.0472
38437 | TNSRBNMESA9 | 1 | West | YES | 0.048506 | 37.5 | 0 | 150 | 0 | 1.02 | Wind | 1 | 0.038139 | 0 | 150 | 7.2759 | 150 |  |  | 0.038139 | 5.7208
60017 | ORNNWP1 | 1 | West | YES | 0.049886 | 20 | 0 | 80 |  | 1.027 | Wind | 1 | 0.039519 | 0 | 80 | 3.9909 | 80 |  |  | 0.039519 | 3.1615
60018 | DSKY1 | 1 | West | YES | 0.050352 | 21 | 0 | 84 | 0 | 1.023 | Wind | 1 | 0.039985 | 0 | 84 | 4.2296 | 84 |  |  | 0.039985 | 3.3587
60000 | DSKY2 | 1 | West | YES | 0.050851 | 19.1 | 0 | 76.5 |  | 1.039 | Wind | 1 | 0.040484 | 0 | 76.5 | 3.8901 | 76.5 |  |  | 0.040484 | 3.097
60202 | FRNDDRCS | F | West | YES | 0.057048 | 0 | 0 | 0 | 0 | 0.9985 | AVR | 1 | 0.046681 | 0 | 0 | 0 | 0 |  |  | 0.046681 | 0
Note on AL4: Zonal Cap - Zonal Impact

## Distributed Slack - Bound Gen
Number of Bus | Name of Bus | ID | Area Name of Gen | AGC | P Sensitivity of Bus | Gen MW | Min MW | Max MW | V Sensitivity of Bus | Set Volt | Tech Type | Zone Impact | Zone Correlation | Inc Max | Dec Max | Souce S.F. Weighting | Souce Capacity | Sink S.F. Weighting | Sink Capacity | PTDF Calc | PTDF Weighting | max of zone correlation | 0.0063225 |  |  | Neg PTDF weight | Pos PTDF weight
1438 | MESQUITW_2G | 1 | North | YES | 0.035591 | 23.6 | 0 | 236 |  | 1.017 | Wind | -1 | 0.0063225 | 0 | 236 |  |  | 0 | 0 | -0.0063225 | 0 |  |  |  |  | 0 | 0
1442 | COKFIELD_5 | 1 | North | YES | 0.035591 | 16.5 | 0 | 165 |  | 1.029 | Wind | -1 | 0.0063225 | 0 | 165 |  |  | 0 | 0 | -0.0063225 | 0 |  |  |  |  | 0 | 0
1437 | MESQUITW_1G | 1 | North | YES | 0.035578 | 40 | 0 | 400 | 0 | 1.023 | Wind | -1 | 0.0063355 | 0 | 400 |  |  | 0 | 0 | -0.0063355 | 0 |  |  |  |  | 0 | 0
1433 | GRHAMSES_1G | 1 | North | YES | 0.023912 | 242 | 60 | 242 | 0 | 1.038 | GST | -1 | 0.018002 | 242 | 242 |  |  | 5.7867 | 242 | -0.018002 | -4.3564 |  |  | Weighted Shift Factors |  | 0 | 0
1479 | WFCOGEN_1G | 1 | North | YES | 0.023643 | 16 | 12 | 20 | 0 | 1 | Cogen | -1 | 0.018271 | 0 | 0 |  |  | 0 | 0 | -0.018271 | 0 |  |  | West | 0.041914 | 0 | 0
1479 | WFCOGEN_1G | 2 | North | YES | 0.023643 | 16 | 12 | 20 | 0 | 1 | Cogen | -1 | 0.018271 | 0 | 0 |  |  | 0 | 0 | -0.018271 | 0 |  |  | North | 0.010367 | 0 | 0
1482 | WFCOGEN_2G | 1 | North | YES | 0.023643 | 16 | 12 | 20 | 0 | 1 | Cogen | -1 | 0.018271 | 0 | 0 |  |  | 0 | 0 | -0.018271 | 0 |  |  |  |  | 0 | 0
1482 | WFCOGEN_2G | 2 | North | YES | 0.023643 | 13.6 | 12 | 17 | 0 | 1 | Cogen | -1 | 0.018271 | 0 | 0 |  |  | 0 | 0 | -0.018271 | 0 | North |  |  |  | 0 | 0
1432 | GRHAMSES_2G | 2 | North | YES | 0.023435 | 294.9 | 90 | 366 | 0 | 1.014 | GST | -1 | 0.018479 | 366 | 366 |  |  | 8.5772 | 366 | -0.018479 | -6.7631 | Line Rating |  | 100 |  | 0 | 0
6100 | OKLA7A | EQ | West | YES | 0.029472 | 50 | -220 | 220 | 0 | 1.035 | DCTie | 1 | 0.019105 | 0 | 0 | 0 | 0 |  |  | 0.019105 | 0 | Impact Counter to Zone: |  | 0 |  | 0 | 0
6752 | OKLA0A | 1 | West | YES | 0.029472 | 649.7 | 175 | 649.7 | 0 | 1.035 | LIGCO | 1 | 0.019105 | 0 | 649.7 | 19.148 | 649.7 |  |  | 0.019105 | 12.4124 |  |  | 0% |  | 0 | 0
1643 | SLSTR1PP_1G | 1 | North | YES | 0.020269 | 6 | 0 | 60 | 0 | 1.022 | Wind | -1 | 0.021645 | 0 | 60 |  |  | 0 | 0 | -0.021645 | 0 |  |  |  |  | 0 | 0
1600 | BARTNWND_1G | 1 | North | YES | 0.020111 | 12 | 0 | 120 | 0 | 1.022 | Wind | -1 | 0.021803 | 0 | 120 |  |  | 0 | 0 | -0.021803 | 0 | West |  |  |  | 0 | 0
344 | MRSSHPRD | 1 | North | YES | 0.020006 | 0 | 0 | 12 |  | 1.03 | Hydro | -1 | 0.021908 | 0 | 0 |  |  | 0 | 0 | -0.021908 | 0 | Line Rating |  | 100 |  | 0 | 0
345 | MRSSHPRD01 | 2 | North | YES | 0.020006 | 0 | 0 | 12 |  | 1.03 | Hydro | -1 | 0.021908 | 0 | 0 |  |  | 0 | 0 | -0.021908 | 0 | Impact Counter to Zone: |  | 0 |  | 0 | 0
1455 | WCPWRCO_3G | 3 | North | YES | 0.01856 | 242 | 50 | 242 |  | 1.02 | CC | -1 | 0.023354 | 242 | 242 |  |  | 4.4915 | 242 | -0.023354 | -5.6516 |  |  | 0% |  | 0 | 0
1453 | WCPWRCO_1G | 1 | North | YES | 0.01856 | 204 | 50 | 204 | 0 | 1.02 | CC | -1 | 0.023354 | 204 | 204 |  |  | 3.7862 | 204 | -0.023354 | -4.7641 |  |  |  |  | 0 | 0
1454 | WCPWRCO_2G | 2 | North | YES | 0.01856 | 204 | 50 | 204 | 0 | 1.02 | CC | -1 | 0.023354 | 204 | 204 |  |  | 3.7862 | 204 | -0.023354 | -4.7641 |  |  |  |  | 0 | 0
334 | RWMILLER03 | 3 | North | YES | 0.016591 | 166.4 | 65 | 208 | 0 | 1.04 | GST | -1 | 0.025323 | 208 | 208 |  |  | 3.4509 | 208 | -0.025323 | -5.2671 |  |  |  |  | 0 | 0
333 | RWMILLER02 | 2 | North | YES | 0.016591 | 95.2 | 37 | 119 | 0 | 1.04 | GST | -1 | 0.025323 | 119 | 119 |  |  | 1.9743 | 119 | -0.025323 | -3.0134 |  |  |  |  | 0 | 0
335 | RWMILLER04 | 4 | North | YES | 0.016591 | 81.6 | 0 | 102 | 0 | 1.04 | GST | -1 | 0.025323 | 102 | 102 |  |  | 1.6923 | 102 | -0.025323 | -2.5829 |  |  |  |  | 0 | 0
336 | RWMILLER05 | 5 | North | YES | 0.016591 | 80.8 | 0 | 101 | 0 | 1.04 | GST | -1 | 0.025323 | 101 | 101 |  |  | 1.6757 | 101 | -0.025323 | -2.5576 |  |  |  |  | 0 | 0
332 | RWMILLER01 | 1 | North | YES | 0.016591 | 58.4 | 18.5 | 73 | 0 | 1.04 | GST | -1 | 0.025323 | 73 | 73 |  |  | 1.2111 | 73 | -0.025323 | -1.8485 |  |  |  |  | 0 | 0
60081 | WHRLWIND1A | 1 | West | YES | 0.035827 | 12 | 0 | 60 | 0 | 1.03 | Wind | 1 | 0.02546 | 0 | 60 | 2.1496 | 60 |  |  | 0.02546 | 1.5276 |  |  |  |  | 0 | 0
580 | JCKCNTY801 | 1 | North | YES | 0.016222 | 288 | 0 | 288 | 0 | 1.022 | CC | -1 | 0.025692 | 288 | 288 |  |  | 4.6719 | 288 | -0.025692 | -7.3992 |  |  |  |  | 0 | 0
581 | JCKCNTY802 | 2 | North | YES | 0.016222 | 147 | 0 | 147 | 0 | 1.022 | CC | -1 | 0.025692 | 147 | 147 |  |  | 2.3846 | 147 | -0.025692 | -3.7767 |  |  |  |  | 0 | 0
582 | JCKCNTY803 | 3 | North | YES | 0.016222 | 147 | 0 | 147 | 0 | 1.022 | CC | -1 | 0.025692 | 147 | 147 |  |  | 2.3846 | 147 | -0.025692 | -3.7767 |  |  |  |  | 0 | 0
505 | NTHTEXAS03 | 3 | North | YES | 0.016195 | 30.4 | 15 | 38 |  | 1.015 | GST | -1 | 0.025719 | 38 | 38 |  |  | 0.61541 | 38 | -0.025719 | -0.9773 |  |  |  |  | 0 | 0
503 | NTHTEXAS01 | 1 | North | YES | 0.016195 | 0 | 5 | 18 |  | 1.015 | GST | -1 | 0.025719 | 18 | 18 |  |  | 0.29151 | 18 | -0.025719 | -0.46293 |  |  |  |  | 0 | 0
504 | NTHTEXAS02 | 2 | North | YES | 0.016195 | 14.4 | 5 | 18 |  | 1.015 | GST | -1 | 0.025719 | 18 | 18 |  |  | 0.29151 | 18 | -0.025719 | -0.46293 |  |  |  |  | 0 | 0
728 | WOLFRIDGE801 | 1 | North | YES | 0.015308 | 11.2 | 0 | 112.5 | 0 | 0.99 | Wind | -1 | 0.026606 | 0 | 112.5 |  |  | 0 | 0 | -0.026606 | 0 |  |  |  |  | 0 | 0
1898 | COMCHEPK_1G | 1 | North | YES | 0.015249 | 1217 | 1150 | 1217 | 0 | 1.032 | Nuc | -1 | 0.026665 | 0 | 0 |  |  | 0 | 0 | -0.026665 | 0 |  |  |  |  | 0 | 0
1899 | COMCHEPK_2G | 2 | North | YES | 0.015249 | 1159 | 1128 | 1159 | 0 | 1.032 | Nuc | -1 | 0.026665 | 0 | 0 |  |  | 0 | 0 | -0.026665 | 0 |  |  |  |  | 0 | 0
1879 | WLFHOLW_3G | 3 | North | YES | 0.014814 | 272.4 | 89.2 | 272.4 | 0 | 1.032 | CC | -1 | 0.0271 | 272.4 | 272.4 |  |  | 4.0353 | 272.4 | -0.0271 | -7.3819 |  |  |  |  | 0 | 0
1877 | WLFHOLW_1G | 1 | North | YES | 0.014814 | 217.3 | 89.2 | 217.3 | 0 | 1.032 | CC | -1 | 0.0271 | 217.3 | 217.3 |  |  | 3.2191 | 217.3 | -0.0271 | -5.8887 |  |  |  |  | 0 | 0
1878 | WLFHOLW_2G | 2 | North | YES | 0.014814 | 215.7 | 105 | 215.7 | 0 | 1.032 | CC | -1 | 0.0271 | 215.7 | 215.7 |  |  | 3.1954 | 215.7 | -0.0271 | -5.8454 |  |  |  |  | 0 | 0
1889 | DECRDOVA_1G | 1 | North | YES | 0.014477 | 779 | 255 | 779 | 0 | 1.02 | GSC | -1 | 0.027437 | 779 | 779 |  |  | 11.2776 | 779 | -0.027437 | -21.3731 |  |  |  |  | 0 | 0
1861 | EAGLEMNT_1G | MB | North | YES | 0.014331 | 0 | 30 | 112 |  | 1.022 | GST | -1 | 0.027583 | 0 | 0 |  |  | 0 | 0 | -0.027583 | 0 |  |  |  |  | 0 | 0
1862 | EAGLEMNT_2G | MB | North | YES | 0.014331 | 0 | 40 | 100 |  | 1.022 | GST | -1 | 0.027583 | 0 | 0 |  |  | 0 | 0 | -0.027583 | 0 |  |  |  |  | 0 | 0
1863 | EAGLEMNT_3G | MB | North | YES | 0.014331 | 0 | 50 | 378 |  | 1.022 | GST | -1 | 0.027583 | 0 | 0 |  |  | 0 | 0 | -0.027583 | 0 |  |  |  |  | 0 | 0
1892 | DECRDOVA_2G | A | North | YES | 0.014114 | 65 | 65 | 70 | 0 | 1.025 | GGT | -1 | 0.0278 | 70 | 70 |  |  | 0.98798 | 70 | -0.0278 | -1.946 |  |  |  |  | 0 | 0
1893 | DECRDOVA_3G | B | North | YES | 0.014114 | 65 | 65 | 69 | 0 | 1.025 | GGT | -1 | 0.0278 | 69 | 69 |  |  | 0.97387 | 69 | -0.0278 | -1.9182 |  |  |  |  | 0 | 0
1894 | DECRDOVA_4G | C | North | YES | 0.014114 | 65 | 65 | 69 | 0 | 1.025 | GGT | -1 | 0.0278 | 69 | 69 |  |  | 0.97387 | 69 | -0.0278 | -1.9182 |  |  |  |  | 0 | 0
1895 | DECRDOVA_5G | D | North | YES | 0.014114 | 65 | 65 | 68 | 0 | 1.025 | GGT | -1 | 0.0278 | 68 | 68 |  |  | 0.95975 | 68 | -0.0278 | -1.8904 |  |  |  |  | 0 | 0
6144 | MCADOO1A | 1 | West | YES | 0.038234 | 15 | 0 | 150 | 0 | 1.025 | Wind | 1 | 0.027867 | 0 | 150 | 5.7351 | 150 |  |  | 0.027867 | 4.18 |  |  |  |  | 0 | 0
924 | SPENCER_G5 | 1 | North | YES | 0.013963 | 52 | 20 | 66 | 0 | 1.03 | GST | -1 | 0.027951 | 66 | 66 |  |  | 0.92156 | 66 | -0.027951 | -1.8447 |  |  |  |  | 0 | 0
923 | SPENCER_G4 | 1 | North | YES | 0.013963 | 48 | 20 | 61 | 0 | 1.03 | GST | -1 | 0.027951 | 61 | 61 |  |  | 0.85174 | 61 | -0.027951 | -1.705 |  |  |  |  | 0 | 0
8032 | AMISTADHYD1 | 1 | South | YES | 0.013671 | 33 | 13 | 33 | 0 | 1.03 | Hydro | -1 | 0.028243 | 0 | 0 |  |  |  |  | -0.028243 | 0 |  |  |  |  | 0 | 0
8033 | AMISTADHYD2 | 2 | South | YES | 0.013671 | 25 | 13 | 25 | 0 | 1.03 | Hydro | -1 | 0.028243 | 0 | 0 |  |  |  |  | -0.028243 | 0 |  |  |  |  | 0 | 0
88253 | HAMILTON | F | South | YES | 0.013671 | 0 | 0 | 0 | 0 | 1.04 | BLT | -1 | 0.028243 | 0 | 0 |  |  |  |  | -0.028243 | 0 |  |  |  |  | 0 | 0
6407 | TURKTRAK1A | 1 | West | YES | 0.038647 | 33.9 | 0 | 169.5 | 0 | 1.025 | Wind | 1 | 0.02828 | 0 | 169.5 | 6.5507 | 169.5 |  |  | 0.02828 | 4.7934 |  |  |  |  | 0 | 0
11057 | CHAMPION_1G | 1 | West | YES | 0.038963 | 25.3 | 0 | 126.5 |  | 1 | Wind | 1 | 0.028596 | 0 | 126.5 | 4.9288 | 126.5 |  |  | 0.028596 | 3.6174 |  |  |  |  | 0 | 0
11059 | INADALE_1G | 1 | West | YES | 0.038963 | 39.4 | 0 | 197 |  | 1 | Wind | 1 | 0.028596 | 0 | 197 | 7.6757 | 197 |  |  | 0.028596 | 5.6334 |  |  |  |  | 0 | 0
11056 | ROSCOE_1G | 1 | West | YES | 0.038963 | 41.8 | 0 | 209 |  | 1 | Wind | 1 | 0.028596 | 0 | 209 | 8.1433 | 209 |  |  | 0.028596 | 5.9765 |  |  |  |  | 0 | 0
11058 | PYRON_1G | 1 | West | YES | 0.038963 | 49.8 | 0 | 249 |  | 1 | Wind | 1 | 0.028596 | 0 | 249 | 9.7018 | 249 |  |  | 0.028596 | 7.1204 |  |  |  |  | 0 | 0
1416 | SWETWATR_1G | 1 | West | YES | 0.039058 | 30 | 18 | 30 | 0 | 1.026 | CC | 1 | 0.028691 | 30 | 30 | 1.1717 | 30 |  |  | 0.028691 | 0.86073 |  |  |  |  | 0 | 0
1419 | SWETWATR_4G | 4 | West | YES | 0.039058 | 61 | 36 | 61 | 0 | 1.026 | CC | 1 | 0.028691 | 61 | 61 | 2.3825 | 61 |  |  | 0.028691 | 1.7501 |  |  |  |  | 0 | 0
1418 | SWETWATR_3G | 3 | West | YES | 0.039058 | 68 | 36 | 68 | 0 | 1.026 | CC | 1 | 0.028691 | 68 | 68 | 2.6559 | 68 |  |  | 0.028691 | 1.951 |  |  |  |  | 0 | 0
1417 | SWETWATR_2G | 2 | West | YES | 0.039058 | 72 | 36 | 72 | 0 | 1.026 | CC | 1 | 0.028691 | 72 | 72 | 2.8122 | 72 |  |  | 0.028691 | 2.0657 |  |  |  |  | 0 | 0
1354 | AEPWIND_8 | 1 | West | YES | 0.039616 | 20.2 | 0 | 101 |  | 1 | Wind | 1 | 0.029249 | 0 | 101 | 4.0012 | 101 |  |  | 0.029249 | 2.9541 |  |  |  |  | 0 | 0
1343 | TRENTIPP_8 | 1 | West | YES | 0.039616 | 30 | 0 | 150 |  | 1.014 | Wind | 1 | 0.029249 | 0 | 150 | 5.9424 | 150 |  |  | 0.029249 | 4.3873 |  |  |  |  | 0 | 0
1949 | HANDLEY_5G | 5 | North | YES | 0.012517 | 348 | 150 | 435 | 0 | 1.022 | GST | -1 | 0.029397 | 435 | 435 |  |  | 5.4449 | 435 | -0.029397 | -12.7875 |  |  |  |  | 0 | 0
1947 | HANDLEY_3G | 3 | North | YES | 0.012517 | 316 | 100 | 395 | 0 | 1.022 | GST | -1 | 0.029397 | 395 | 395 |  |  | 4.9442 | 395 | -0.029397 | -11.6116 |  |  |  |  | 0 | 0
366 | JNSNCNTY802 | 1 | North | YES | 0.012484 | 168 | 20 | 168 | 0 | 1.02 | Cogen | -1 | 0.02943 | 0 | 0 |  |  | 0 | 0 | -0.02943 | 0 |  |  |  |  | 0 | 0
367 | JNSNCNTY802 | 2 | North | YES | 0.012484 | 90 | 20 | 90 | 0 | 1.02 | Cogen | -1 | 0.02943 | 0 | 0 |  |  | 0 | 0 | -0.02943 | 0 |  |  |  |  | 0 | 0
1948 | HANDLEY_4G | 4 | North | YES | 0.012394 | 348 | 150 | 435 | 0 | 1.022 | GST | -1 | 0.02952 | 435 | 435 |  |  | 5.3914 | 435 | -0.02952 | -12.841 |  |  |  |  | 0 | 0
71051 | L_BITTCR1_1N | W1 | West | YES | 0.040002 | 7.5 | 0 | 37.5 |  | 1.02 | Wind | 1 | 0.029635 | 0 | 37.5 | 1.5001 | 37.5 |  |  | 0.029635 | 1.1113 |  |  |  |  | 0 | 0
71061 | L_SWEETW1_5N | W1 | West | YES | 0.040002 | 16.1 | 0 | 80.5 | 0 | 1.02 | Wind | 1 | 0.029635 | 0 | 80.5 | 3.2202 | 80.5 |  |  | 0.029635 | 2.3856 |  |  |  |  | 0 | 0
71060 | L_SWEETW1_4N | W1 | West | YES | 0.040002 | 21 | 0 | 105 | 0 | 1.02 | Wind | 1 | 0.029635 | 0 | 105 | 4.2002 | 105 |  |  | 0.029635 | 3.1117 |  |  |  |  | 0 | 0
71054 | L_SWEETW1_1N | W1 | West | YES | 0.040002 | 21.5 | 0 | 107.5 |  | 1.02 | Wind | 1 | 0.029635 | 0 | 107.5 | 4.3002 | 107.5 |  |  | 0.029635 | 3.1857 |  |  |  |  | 0 | 0
71059 | L_SWEETW1_3N | W1 | West | YES | 0.040002 | 23.8 | 0 | 119 | 0 | 1.02 | Wind | 1 | 0.029635 | 0 | 119 | 4.7602 | 119 |  |  | 0.029635 | 3.5266 |  |  |  |  | 0 | 0
71057 | L_SWEETW1_2N | W1 | West | YES | 0.040002 | 27 | 0 | 135 |  | 1.02 | Wind | 1 | 0.029635 | 0 | 135 | 5.4003 | 135 |  |  | 0.029635 | 4.0007 |  |  |  |  | 0 | 0
36998 | RDCNYNG1 | 1 | West | YES | 0.040225 | 16.8 | 0 | 84 |  | 1.01 | Wind | 1 | 0.029858 | 0 | 84 | 3.3789 | 84 |  |  | 0.029858 | 2.5081 |  |  |  |  | 0 | 0
2371 | COLLIN_1G | MB | North | YES | 0.011763 | 0 | 40 | 138 |  | 1.022 | GST | -1 | 0.030151 | 0 | 0 |  |  | 0 | 0 | -0.030151 | 0 |  |  |  |  | 0 | 0
1069 | KINDERMG_1G | 1 | West | YES | 0.040679 | 25 | 5 | 25 | 0 | 1.017 | Cogen | 1 | 0.030312 | 0 | 0 | 0 | 0 |  |  | 0.030312 | 0 |  |  |  |  | 0 | 0
1070 | KINDERMG_2G | 1 | West | YES | 0.040679 | 45.7 | 12 | 45.7 | 0 | 1.017 | Cogen | 1 | 0.030312 | 0 | 0 | 0 | 0 |  |  | 0.030312 | 0 |  |  |  |  | 0 | 0
1071 | KINDERMG_3G | 1 | West | YES | 0.040679 | 45.7 | 12 | 45.7 | 0 | 1.017 | Cogen | 1 | 0.030312 | 0 | 0 | 0 | 0 |  |  | 0.030312 | 0 |  |  |  |  | 0 | 0
1062 | CIELOGEN_2G | 1 | West | YES | 0.040679 | 12.2 | 0 | 61 |  | 1 | Wind | 1 | 0.030312 | 0 | 61 | 2.4814 | 61 |  |  | 0.030312 | 1.849 |  |  |  |  | 0 | 0
1061 | CIELOGEN_1G | 1 | West | YES | 0.040679 | 19.8 | 0 | 99 |  | 1 | Wind | 1 | 0.030312 | 0 | 99 | 4.0272 | 99 |  |  | 0.030312 | 3.0009 |  |  |  |  | 0 | 0
1073 | SCURRYCW_2G | 2 | West | YES | 0.040697 | 24 | 0 | 120 | 0 | 1.0217 | Wind | 1 | 0.03033 | 0 | 120 | 4.8836 | 120 |  |  | 0.03033 | 3.6396 |  |  |  |  | 0 | 0
1068 | SCURRYCW_1G | 1 | West | YES | 0.040697 | 28.2 | 1.3 | 141 | 0 | 1.0217 | Wind | 1 | 0.03033 | 0 | 141 | 5.7383 | 141 |  |  | 0.03033 | 4.2765 |  |  |  |  | 0 | 0
6948 | DENISNDM | 1 | North | YES | 0.011499 | 40 | 5 | 40 |  | 1.015 | Hydro | -1 | 0.030415 | 0 | 0 |  |  | 0 | 0 | -0.030415 | 0 |  |  |  |  | 0 | 0
6948 | DENISNDM | 2 | North | YES | 0.011499 | 31 | 5 | 40 |  | 1.015 | Hydro | -1 | 0.030415 | 0 | 0 |  |  | 0 | 0 | -0.030415 | 0 |  |  |  |  | 0 | 0
2383 | NTHLK3_G | 3 | North | YES | 0.011491 | 0 | 50 | 329 |  | 1.022 | GST | -1 | 0.030423 | 329 | 329 |  |  | 3.7805 | 329 | -0.030423 | -10.009 |  |  |  |  | 0 | 0
2382 | NTHLK2_G | 2 | North | YES | 0.011491 | 0 | 35 | 181 |  | 1.022 | GST | -1 | 0.030423 | 181 | 181 |  |  | 2.0799 | 181 | -0.030423 | -5.5065 |  |  |  |  | 0 | 0
2381 | NTHLK1_G | 1 | North | YES | 0.011491 | 0 | 35 | 156 |  | 1.022 | GST | -1 | 0.030423 | 156 | 156 |  |  | 1.7926 | 156 | -0.030423 | -4.7459 |  |  |  |  | 0 | 0
6637 | SNYDERW1A | 1 | West | YES | 0.040873 | 12.6 | 0 | 63 | 0 | 1.025 | Wind | 1 | 0.030506 | 0 | 63 | 2.575 | 63 |  |  | 0.030506 | 1.9219 |  |  |  |  | 0 | 0
1688 | VALLEY_2G | 2 | North | YES | 0.01136 | 527 | 90 | 527 | 0 | 1.029 | GSC | -1 | 0.030554 | 527 | 527 |  |  | 5.9867 | 527 | -0.030554 | -16.1017 |  |  |  |  | 0 | 0
1687 | VALLEY_1G | 1 | North | YES | 0.01136 | 136 | 15 | 170 | 0 | 1.029 | GST | -1 | 0.030554 | 170 | 170 |  |  | 1.9312 | 170 | -0.030554 | -5.1941 |  |  |  |  | 0 | 0
1689 | VALLEY_3G | 3 | North | YES | 0.011174 | 0 | 25 | 375 |  | 1.003 | GST | -1 | 0.03074 | 375 | 375 |  |  | 4.1902 | 375 | -0.03074 | -11.5273 |  |  |  |  | 0 | 0
11693 | KMICHIST3_G | 3 | North | YES | 0.011174 | 312 | 60 | 312 | 0 | 1.026 | CC | -1 | 0.03074 | 312 | 312 |  |  | 3.4863 | 312 | -0.03074 | -9.5907 |  |  |  |  | 0 | 0
11696 | KMICHIST6_G | 6 | North | YES | 0.011174 | 310 | 60 | 310 | 0 | 1.026 | CC | -1 | 0.03074 | 310 | 310 |  |  | 3.4639 | 310 | -0.03074 | -9.5293 |  |  |  |  | 0 | 0
11695 | KMICHICT5_G | 5 | North | YES | 0.011174 | 148 | 80 | 148 | 0 | 1.026 | CC | -1 | 0.03074 | 148 | 148 |  |  | 1.6538 | 148 | -0.03074 | -4.5495 |  |  |  |  | 0 | 0
11692 | KMICHICT2_G | 2 | North | YES | 0.011174 | 146 | 80 | 146 | 0 | 1.026 | CC | -1 | 0.03074 | 146 | 146 |  |  | 1.6314 | 146 | -0.03074 | -4.488 |  |  |  |  | 0 | 0
11691 | KMICHICT1_G | 1 | North | YES | 0.011174 | 144 | 80 | 144 | 0 | 1.026 | CC | -1 | 0.03074 | 144 | 144 |  |  | 1.6091 | 144 | -0.03074 | -4.4265 |  |  |  |  | 0 | 0
11694 | KMICHICT4_G | 4 | North | YES | 0.011174 | 144 | 80 | 144 | 0 | 1.026 | CC | -1 | 0.03074 | 144 | 144 |  |  | 1.6091 | 144 | -0.03074 | -4.4265 |  |  |  |  | 0 | 0
1683 | LAMARPWR_6G | 6 | North | YES | 0.011115 | 198 | 129.1 | 198 | 0 | 1.038 | CC | -1 | 0.030799 | 198 | 198 |  |  | 2.2008 | 198 | -0.030799 | -6.0981 |  |  |  |  | 0 | 0
1680 | LAMARPWR_3G | 3 | North | YES | 0.011115 | 196 | 129.1 | 196 | 0 | 1.038 | CC | -1 | 0.030799 | 196 | 196 |  |  | 2.1785 | 196 | -0.030799 | -6.0365 |  |  |  |  | 0 | 0
1678 | LAMARPWR_1G | 1 | North | YES | 0.011115 | 160 | 67.7 | 160 | 0 | 1.038 | CC | -1 | 0.030799 | 160 | 160 |  |  | 1.7784 | 160 | -0.030799 | -4.9278 |  |  |  |  | 0 | 0
1682 | LAMARPWR_5G | 5 | North | YES | 0.011115 | 157 | 67.7 | 157 | 0 | 1.038 | CC | -1 | 0.030799 | 157 | 157 |  |  | 1.7451 | 157 | -0.030799 | -4.8354 |  |  |  |  | 0 | 0
1679 | LAMARPWR_2G | 2 | North | YES | 0.011115 | 156 | 67.7 | 156 | 0 | 1.038 | CC | -1 | 0.030799 | 156 | 156 |  |  | 1.7339 | 156 | -0.030799 | -4.8046 |  |  |  |  | 0 | 0
1681 | LAMARPWR_4G | 4 | North | YES | 0.011115 | 156 | 67.7 | 156 | 0 | 1.038 | CC | -1 | 0.030799 | 156 | 156 |  |  | 1.7339 | 156 | -0.030799 | -4.8046 |  |  |  |  | 0 | 0
1675 | PEC_1G | 1 | North | YES | 0.011085 | 76.7 | 35 | 76.7 | 0 | 1.022 | Cogen | -1 | 0.030829 | 0 | 0 |  |  | 0 | 0 | -0.030829 | 0 |  |  |  |  | 0 | 0
1676 | PEC_2G | 2 | North | YES | 0.011085 | 79.6 | 35 | 79.6 | 0 | 1.022 | Cogen | -1 | 0.030829 | 0 | 0 |  |  | 0 | 0 | -0.030829 | 0 |  |  |  |  | 0 | 0
1677 | PEC_3G | 3 | North | YES | 0.011085 | 88.4 | 35 | 88.4 | 0 | 1.022 | Cogen | -1 | 0.030829 | 0 | 0 |  |  | 0 | 0 | -0.030829 | 0 |  |  |  |  | 0 | 0
1044 | MRGNFG_6G | F | West | YES | 0.041235 | 66 | 66 | 66 | 0 | 1.029 | GGT | 1 | 0.030868 | 66 | 66 | 2.7215 | 66 |  |  | 0.030868 | 2.0373 |  |  |  |  | 0 | 0
1042 | MRGNDG_4G | D | West | YES | 0.041235 | 68 | 68 | 68 | 0 | 1.029 | GGT | 1 | 0.030868 | 68 | 68 | 2.804 | 68 |  |  | 0.030868 | 2.099 |  |  |  |  | 0 | 0
1039 | MRGNAG_1G | A | West | YES | 0.041235 | 69 | 69 | 69 | 0 | 1.029 | GGT | 1 | 0.030868 | 69 | 69 | 2.8452 | 69 |  |  | 0.030868 | 2.1299 |  |  |  |  | 0 | 0
1041 | MRGNCG_3G | C | West | YES | 0.041235 | 69 | 69 | 70 | 0 | 1.029 | GGT | 1 | 0.030868 | 70 | 70 | 2.8864 | 70 |  |  | 0.030868 | 2.1608 |  |  |  |  | 0 | 0
1043 | MRGNEG_5G | E | West | YES | 0.041235 | 68 | 68 | 70 | 0 | 1.029 | GGT | 1 | 0.030868 | 70 | 70 | 2.8864 | 70 |  |  | 0.030868 | 2.1608 |  |  |  |  | 0 | 0
1040 | MRGNBG_2G | B | West | YES | 0.041235 | 70 | 70 | 71 | 0 | 1.029 | GGT | 1 | 0.030868 | 71 | 71 | 2.9277 | 71 |  |  | 0.030868 | 2.1916 |  |  |  |  | 0 | 0
1037 | MORGAN5G_5G | 5 | West | YES | 0.041235 | 109.6 | 40 | 137 | 0 | 1.029 | GST | 1 | 0.030868 | 137 | 137 | 5.6492 | 137 |  |  | 0.030868 | 4.2289 |  |  |  |  | 0 | 0
1701 | MOSES_1G | 1 | North | YES | 0.011001 | 558 | 175 | 558 | 0 | 1.023 | LIGCO | -1 | 0.030913 | 0 | 558 |  |  | 0 | 0 | -0.030913 | 0 |  |  |  |  | 0 | 0
1702 | MOSES_2G | 2 | North | YES | 0.011001 | 579 | 175 | 579 | 0 | 1.023 | LIGCO | -1 | 0.030913 | 0 | 579 |  |  | 0 | 0 | -0.030913 | 0 |  |  |  |  | 0 | 0
1703 | MOSES_3G | 3 | North | YES | 0.011001 | 808 | 463 | 808 | 0 | 1.023 | LIGCO | -1 | 0.030913 | 0 | 808 |  |  | 0 | 0 | -0.030913 | 0 |  |  |  |  | 0 | 0
5925 | DCEAST | EQ | North | YES | 0.011001 | 400.3 | -600 | 600 | 0 | 1.025 | DCTie | -1 | 0.030913 | 0 | 0 |  |  | 0 | 0 | -0.030913 | 0 |  |  |  |  | 0 | 0
11309 | BULLCREK_2G | 1 | West | YES | 0.041325 | 20.9 | 0 | 180 |  | 1 | Wind | 1 | 0.030958 | 0 | 180 | 7.4385 | 180 |  |  | 0.030958 | 5.5724 |  |  |  |  | 0 | 0
11310 | BULLCREK_1G | 1 | West | YES | 0.041325 | 15.1 | 0 | 180 |  | 1 | Wind | 1 | 0.030958 | 0 | 180 | 7.4385 | 180 |  |  | 0.030958 | 5.5724 |  |  |  |  | 0 | 0
11320 | COYOTE_1G | 1 | West | YES | 0.041401 | 22.5 | 0 | 225 |  | 1 | Wind | 1 | 0.031034 | 0 | 225 | 9.3152 | 225 |  |  | 0.031034 | 6.9826 |  |  |  |  | 0 | 0
1938 | MDLTHELP_6G | 6 | North | YES | 0.010857 | 226 | 74 | 226 | 0 | 1 | CC | -1 | 0.031057 | 226 | 226 |  |  | 2.4537 | 226 | -0.031057 | -7.0188 |  |  |  |  | 0 | 0
1937 | MDLTHELP_5G | 5 | North | YES | 0.010857 | 224 | 74 | 224 | 0 | 1 | CC | -1 | 0.031057 | 224 | 224 |  |  | 2.432 | 224 | -0.031057 | -6.9567 |  |  |  |  | 0 | 0
1943 | MDLTHELP_3G | 3 | North | YES | 0.010857 | 212 | 74 | 212 | 0 | 1 | CC | -1 | 0.031057 | 212 | 212 |  |  | 2.3017 | 212 | -0.031057 | -6.584 |  |  |  |  | 0 | 0
1944 | MDLTHELP_4G | 4 | North | YES | 0.010857 | 211 | 74 | 211 | 0 | 1 | CC | -1 | 0.031057 | 211 | 211 |  |  | 2.2908 | 211 | -0.031057 | -6.5529 |  |  |  |  | 0 | 0
844 | OLINGER_G3 | 1 | North | YES | 0.010796 | 103.9 | 45 | 150 | 0 | 1.03 | GST | -1 | 0.031118 | 150 | 150 |  |  | 1.6194 | 150 | -0.031118 | -4.6676 |  |  |  |  | 0 | 0
843 | OLINGER_G2 | 1 | North | YES | 0.010796 | 76.2 | 25 | 110 | 0 | 1.03 | GST | -1 | 0.031118 | 110 | 110 |  |  | 1.1876 | 110 | -0.031118 | -3.4229 |  |  |  |  | 0 | 0
842 | OLINGER_G1 | 1 | North | YES | 0.010796 | 55.4 | 20 | 79 | 0 | 1.03 | GST | -1 | 0.031118 | 79 | 79 |  |  | 0.85288 | 79 | -0.031118 | -2.4583 |  |  |  |  | 0 | 0
845 | OLINGER_G4 | 1 | North | YES | 0.010796 | 51.9 | 0 | 76 | 0 | 1.03 | GGT | -1 | 0.031118 | 76 | 76 |  |  | 0.8205 | 76 | -0.031118 | -2.3649 |  |  |  |  | 0 | 0
11065 | ELBOWCK_1G | 1 | West | YES | 0.041508 | 23.4 | 0 | 121.9 | 0 | 1 | Wind | 1 | 0.031141 | 0 | 121.9 | 5.0598 | 121.9 |  |  | 0.031141 | 3.7961 |  |  |  |  | 0 | 0
1058 | LONGSHORE_5 | 1 | West | YES | 0.041508 | 30 | 0 | 150 |  | 1.01 | Wind | 1 | 0.031141 | 0 | 150 | 6.2262 | 150 |  |  | 0.031141 | 4.6711 |  |  |  |  | 0 | 0
1058 | LONGSHORE_5 | 2 | West | YES | 0.041508 | 44 | 0 | 220 |  | 1.01 | Wind | 1 | 0.031141 | 0 | 220 | 9.1318 | 220 |  |  | 0.031141 | 6.851 |  |  |  |  | 0 | 0
837 | NEWMAN_G5 | 1 | North | YES | 0.010756 | 0 | 15 | 40 |  | 1.01 | GST | -1 | 0.031158 | 40 | 40 |  |  | 0.43024 | 40 | -0.031158 | -1.2463 |  |  |  |  | 0 | 0
950 | STEAM3 | 1 | North | YES | 0.010725 | 41 | 13 | 42 | 0 | 1.02 | GST | -1 | 0.031189 | 42 | 42 |  |  | 0.45045 | 42 | -0.031189 | -1.3099 |  |  |  |  | 0 | 0
949 | STEAM2 | 1 | North | YES | 0.010725 | 26 | 8 | 26 | 0 | 0.99 | GST | -1 | 0.031189 | 26 | 26 |  |  | 0.27885 | 26 | -0.031189 | -0.8109 |  |  |  |  | 0 | 0
948 | STEAM1 | 1 | North | YES | 0.010725 | 0 | 12 | 20 |  | 1.02 | GST | -1 | 0.031189 | 20 | 20 |  |  | 0.2145 | 20 | -0.031189 | -0.62377 |  |  |  |  | 0 | 0
2417 | MTCK8_G | 8 | North | YES | 0.010621 | 444.8 | 60 | 556 | 0 | 1.022 | GSC | -1 | 0.031293 | 556 | 556 |  |  | 5.9053 | 556 | -0.031293 | -17.3987 |  |  |  |  | 0 | 0
2413 | MTCK6_G | 6 | North | YES | 0.010621 | 0 | 30 | 118 |  | 1.022 | GST | -1 | 0.031293 | 118 | 118 |  |  | 1.2533 | 118 | -0.031293 | -3.6925 |  |  |  |  | 0 | 0
2414 | MTCK7_G | 7 | North | YES | 0.010621 | 0 | 30 | 115 |  | 1.022 | GST | -1 | 0.031293 | 115 | 115 |  |  | 1.2214 | 115 | -0.031293 | -3.5986 |  |  |  |  | 0 | 0
1045 | CALENG1G_1G | 1 | West | YES | 0.041671 | 73.4 | 27 | 73.4 | 0 | 1.014 | Cogen | 1 | 0.031304 | 0 | 0 | 0 | 0 |  |  | 0.031304 | 0 |  |  |  |  | 0 | 0
1046 | CALENG2G_2G | 2 | West | YES | 0.041671 | 73.4 | 27 | 73.4 | 0 | 1.014 | Cogen | 1 | 0.031304 | 0 | 0 | 0 | 0 |  |  | 0.031304 | 0 |  |  |  |  | 0 | 0
1047 | CALENG3G_3G | 3 | West | YES | 0.041671 | 70.4 | 27 | 70.4 | 0 | 1.014 | Cogen | 1 | 0.031304 | 0 | 0 | 0 | 0 |  |  | 0.031304 | 0 |  |  |  |  | 0 | 0
2452 | LKHB2_G | 2 | North | YES | 0.010491 | 516 | 80 | 516 | 0 | 1.022 | GST | -1 | 0.031423 | 516 | 516 |  |  | 5.4134 | 516 | -0.031423 | -16.214 |  |  |  |  | 0 | 0
2451 | LKHB1_G | 1 | North | YES | 0.010491 | 0 | 80 | 391 |  | 1.022 | GST | -1 | 0.031423 | 391 | 391 |  |  | 4.102 | 391 | -0.031423 | -12.2862 |  |  |  |  | 0 | 0
12440 | PARKD_1SVC8 | 1 | North | YES | 0.010449 | 0 | 0 | 0 | 0 | 1.007 | GST | -1 | 0.031465 | 0 | 0 |  |  | 0 | 0 | -0.031465 | 0 |  |  |  |  | 0 | 0
12449 | PARKD_2SVC8 | 1 | North | YES | 0.010449 | 0 | 0 | 0 | 0 | 1.007 | GST | -1 | 0.031465 | 0 | 0 |  |  | 0 | 0 | -0.031465 | 0 |  |  |  |  | 0 | 0
12424 | FPLEFR2S_G | 4 | North | YES | 0.01033 | 415 | 191 | 415 | 0 | 1 | CC | -1 | 0.031584 | 415 | 415 |  |  | 4.287 | 415 | -0.031584 | -13.1072 |  |  |  |  | 0 | 0
12414 | FPLEFR1S_G | 4 | North | YES | 0.01033 | 414 | 191 | 414 | 0 | 1 | CC | -1 | 0.031584 | 414 | 414 |  |  | 4.2766 | 414 | -0.031584 | -13.0756 |  |  |  |  | 0 | 0
12412 | FPLEFR1B_G | 2 | North | YES | 0.01033 | 164 | 72 | 164 | 0 | 1 | CC | -1 | 0.031584 | 164 | 164 |  |  | 1.6941 | 164 | -0.031584 | -5.1797 |  |  |  |  | 0 | 0
12413 | FPLEFR1C_G | 3 | North | YES | 0.01033 | 164 | 72 | 164 | 0 | 1 | CC | -1 | 0.031584 | 164 | 164 |  |  | 1.6941 | 164 | -0.031584 | -5.1797 |  |  |  |  | 0 | 0
12423 | FPLEFR2C_G | 3 | North | YES | 0.01033 | 163 | 72 | 163 | 0 | 1 | CC | -1 | 0.031584 | 163 | 163 |  |  | 1.6838 | 163 | -0.031584 | -5.1481 |  |  |  |  | 0 | 0
12421 | FPLEFR2A_G | 1 | North | YES | 0.01033 | 162 | 72 | 162 | 0 | 1 | CC | -1 | 0.031584 | 162 | 162 |  |  | 1.6735 | 162 | -0.031584 | -5.1165 |  |  |  |  | 0 | 0
12411 | FPLEFR1A_G | 1 | North | YES | 0.01033 | 161 | 72 | 161 | 0 | 1 | CC | -1 | 0.031584 | 161 | 161 |  |  | 1.6631 | 161 | -0.031584 | -5.085 |  |  |  |  | 0 | 0
12422 | FPLEFR2B_G | 2 | North | YES | 0.01033 | 161 | 72 | 161 | 0 | 1 | CC | -1 | 0.031584 | 161 | 161 |  |  | 1.6631 | 161 | -0.031584 | -5.085 |  |  |  |  | 0 | 0
1360 | GUNSIGHT_8 | 1 | West | YES | 0.042089 | 0 | 0 | 120 |  | 1.01 | Wind | 1 | 0.031722 | 0 | 120 | 5.0507 | 120 |  |  | 0.031722 | 3.8066 |  |  |  |  | 0 | 0
1327 | WILDHRSE_1G | 1 | West | YES | 0.042142 | 0 | 0 | 120 |  | 1 | Wind | 1 | 0.031775 | 0 | 120 | 5.057 | 120 |  |  | 0.031775 | 3.813 |  |  |  |  | 0 | 0
1941 | MDLTHELP_1G | 1 | North | YES | 0.01002 | 216.4 | 74 | 216.4 | 0 | 1 | CC | -1 | 0.031894 | 216.4 | 216.4 |  |  | 2.1683 | 216.4 | -0.031894 | -6.9018 |  |  |  |  | 0 | 0
1942 | MDLTHELP_2G | 2 | North | YES | 0.01002 | 216.1 | 74 | 216.1 | 0 | 1 | CC | -1 | 0.031894 | 216.1 | 216.1 |  |  | 2.1653 | 216.1 | -0.031894 | -6.8922 |  |  |  |  | 0 | 0
1333 | MCDDONAL_8 | 1 | West | YES | 0.042268 | 42.8 | 0 | 214.2 |  | 1.01 | Wind | 1 | 0.031901 | 0 | 214.2 | 9.0538 | 214.2 |  |  | 0.031901 | 6.8332 |  |  |  |  | 0 | 0
11001 | NAV1CT | 1 | West | YES | 0.042339 | 70.4 | 18 | 70.4 | 0 | 1.029 | CC | 1 | 0.031972 | 70.4 | 70.4 | 2.9807 | 70.4 |  |  | 0.031972 | 2.2508 |  |  |  |  | 0 | 0
11009 | NAV2CT | 1 | West | YES | 0.042339 | 71.4 | 18 | 71.4 | 0 | 1.029 | CC | 1 | 0.031972 | 71.4 | 71.4 | 3.023 | 71.4 |  |  | 0.031972 | 2.2828 |  |  |  |  | 0 | 0
11012 | NAV4CT | 1 | West | YES | 0.042339 | 80 | 18 | 80 | 0 | 1.029 | CC | 1 | 0.031972 | 80 | 80 | 3.3871 | 80 |  |  | 0.031972 | 2.5578 |  |  |  |  | 0 | 0
11013 | NAV5CT | 1 | West | YES | 0.042339 | 80 | 18 | 80 | 0 | 1.029 | CC | 1 | 0.031972 | 80 | 80 | 3.3871 | 80 |  |  | 0.031972 | 2.5578 |  |  |  |  | 0 | 0
11011 | NAV3ST | 1 | West | YES | 0.042339 | 92.8 | 40 | 92.8 | 0 | 1.029 | CC | 1 | 0.031972 | 92.8 | 92.8 | 3.9291 | 92.8 |  |  | 0.031972 | 2.967 |  |  |  |  | 0 | 0
11014 | NAV6ST | 1 | West | YES | 0.042339 | 115 | 40 | 115 | 0 | 1.029 | CC | 1 | 0.031972 | 115 | 115 | 4.869 | 115 |  |  | 0.031972 | 3.6768 |  |  |  |  | 0 | 0
11022 | TIEHVCG_2G | 1 | West | YES | 0.042348 | 132.4 | 103 | 132.4 | 0 | 1.012 | CC | 1 | 0.031981 | 132.4 | 132.4 | 5.6069 | 132.4 |  |  | 0.031981 | 4.2343 |  |  |  |  | 0 | 0
11023 | TIEHVCG_3G | 1 | West | YES | 0.042348 | 137.4 | 103 | 137.4 | 0 | 1.012 | CC | 1 | 0.031981 | 137.4 | 137.4 | 5.8186 | 137.4 |  |  | 0.031981 | 4.3942 |  |  |  |  | 0 | 0
11021 | TIEHVCG_1G | 1 | West | YES | 0.042348 | 142.1 | 103 | 142.1 | 0 | 1.012 | CC | 1 | 0.031981 | 142.1 | 142.1 | 6.0177 | 142.1 |  |  | 0.031981 | 4.5445 |  |  |  |  | 0 | 0
11024 | TIEHVCG_4G | 1 | West | YES | 0.042348 | 147 | 103 | 147 | 0 | 1.012 | CC | 1 | 0.031981 | 147 | 147 | 6.2252 | 147 |  |  | 0.031981 | 4.7012 |  |  |  |  | 0 | 0
11020 | TIEHVSG_1G | 1 | West | YES | 0.042348 | 208.2 | 63 | 208.2 | 0 | 1.012 | CC | 1 | 0.031981 | 208.2 | 208.2 | 8.8169 | 208.2 |  |  | 0.031981 | 6.6584 |  |  |  |  | 0 | 0
11025 | TIEHVSG_2G | 1 | West | YES | 0.042348 | 213.2 | 63 | 213.2 | 0 | 1.012 | CC | 1 | 0.031981 | 213.2 | 213.2 | 9.0286 | 213.2 |  |  | 0.031981 | 6.8183 |  |  |  |  | 0 | 0
1328 | OCOTILLO_1G | 1 | West | YES | 0.042411 | 11.6 | 0 | 58 |  | 1.01 | Wind | 1 | 0.032044 | 0 | 58 | 2.4598 | 58 |  |  | 0.032044 | 1.8585 |  |  |  |  | 0 | 0
12322 | ENNSTRAC_1G | 1 | North | YES | 0.009809 | 196 | 130 | 196 | 0 | 1.036 | CC | -1 | 0.032105 | 196 | 196 |  |  | 1.9226 | 196 | -0.032105 | -6.2925 |  |  |  |  | 0 | 0
12323 | ENNSTRAC_2G | 2 | North | YES | 0.009809 | 116 | 100 | 116 | 0 | 1.036 | CC | -1 | 0.032105 | 116 | 116 |  |  | 1.1378 | 116 | -0.032105 | -3.7241 |  |  |  |  | 0 | 0
1326 | STANTONW_8 | 1 | West | YES | 0.04253 | 20.1 | 0 | 100.5 |  | 1.01 | Wind | 1 | 0.032163 | 0 | 100.5 | 4.2743 | 100.5 |  |  | 0.032163 | 3.2324 |  |  |  |  | 0 | 0
11147 | NOTREES_1G | 1 | West | YES | 0.04294 | 29.8 | 0 | 149 | 0 | 1.017 | Wind | 1 | 0.032573 | 0 | 149 | 6.3981 | 149 |  |  | 0.032573 | 4.8534 |  |  |  |  | 0 | 0
7038 | L_DELAWA1_1Y | 2 | West | YES | 0.043051 | 3 | 0 | 30 | 0 | 1 | Wind | 1 | 0.032684 | 0 | 30 | 1.2915 | 30 |  |  | 0.032684 | 0.98052 |  |  |  |  | 0 | 0
7038 | L_DELAWA1_1Y | 1 | West | YES | 0.043051 | 3.5 | 0 | 35 | 0 | 1 | Wind | 1 | 0.032684 | 0 | 35 | 1.5068 | 35 |  |  | 0.032684 | 1.1439 |  |  |  |  | 0 | 0
1002 | PBCTAGE_1G | A | West | YES | 0.043108 | 64 | 64 | 66 | 0 | 1.036 | GGT | 1 | 0.032741 | 66 | 66 | 2.8451 | 66 |  |  | 0.032741 | 2.1609 |  |  |  |  | 0 | 0
1003 | PBCTBGE_2G | B | West | YES | 0.043108 | 65 | 65 | 66 | 0 | 1.036 | GGT | 1 | 0.032741 | 66 | 66 | 2.8451 | 66 |  |  | 0.032741 | 2.1609 |  |  |  |  | 0 | 0
1004 | PBCTCGE_3G | C | West | YES | 0.043108 | 62 | 62 | 67 | 0 | 1.036 | GGT | 1 | 0.032741 | 67 | 67 | 2.8882 | 67 |  |  | 0.032741 | 2.1936 |  |  |  |  | 0 | 0
1006 | PBCTEGE_5G | E | West | YES | 0.043108 | 65 | 65 | 67 | 0 | 1.036 | GGT | 1 | 0.032741 | 67 | 67 | 2.8882 | 67 |  |  | 0.032741 | 2.1936 |  |  |  |  | 0 | 0
1005 | PBCTDGE_4G | D | West | YES | 0.043108 | 65 | 65 | 68 | 0 | 1.036 | GGT | 1 | 0.032741 | 68 | 68 | 2.9313 | 68 |  |  | 0.032741 | 2.2264 |  |  |  |  | 0 | 0
1007 | PB5GEN_6G | 5 | West | YES | 0.043108 | 91.2 | 40 | 114 | 0 | 1.036 | GST | 1 | 0.032741 | 114 | 114 | 4.9143 | 114 |  |  | 0.032741 | 3.7325 |  |  |  |  | 0 | 0
1008 | PB6GEN_7G | 6 | West | YES | 0.043108 | 515 | 130 | 515 | 0 | 1.036 | GST | 1 | 0.032741 | 515 | 515 | 22.2006 | 515 |  |  | 0.032741 | 16.8616 |  |  |  |  | 0 | 0
3097 | MARTLAKE_1G | 1 | North | YES | 0.009113 | 790 | 500 | 790 | 0 | 1.017 | LIGCO | -1 | 0.032801 | 0 | 790 |  |  | 0 | 0 | -0.032801 | 0 |  |  |  |  | 0 | 0
3098 | MARTLAKE_2G | 2 | North | YES | 0.009113 | 795 | 461 | 795 | 0 | 1.017 | LIGCO | -1 | 0.032801 | 0 | 795 |  |  | 0 | 0 | -0.032801 | 0 |  |  |  |  | 0 | 0
3099 | MARTLAKE_3G | 3 | North | YES | 0.009113 | 804 | 500 | 804 | 0 | 1.017 | LIGCO | -1 | 0.032801 | 0 | 804 |  |  | 0 | 0 | -0.032801 | 0 |  |  |  |  | 0 | 0
13119 | TGATEWAY_4G | 4 | North | YES | 0.008947 | 399 | 65 | 399 | 0 | 1.0232 | CC | -1 | 0.032967 | 399 | 399 |  |  | 3.5699 | 399 | -0.032967 | -13.1537 |  |  |  |  | 0 | 0
13116 | TGATEWAY_1G | 1 | North | YES | 0.008947 | 151 | 30 | 151 | 0 | 1.0232 | CC | -1 | 0.032967 | 151 | 151 |  |  | 1.351 | 151 | -0.032967 | -4.9779 |  |  |  |  | 0 | 0
13118 | TGATEWAY_3G | 3 | North | YES | 0.008947 | 148 | 30 | 148 | 0 | 1.0232 | CC | -1 | 0.032967 | 148 | 148 |  |  | 1.3242 | 148 | -0.032967 | -4.879 |  |  |  |  | 0 | 0
13117 | TGATEWAY_2G | 2 | North | YES | 0.008947 | 130 | 30 | 130 | 0 | 1.0232 | CC | -1 | 0.032967 | 130 | 130 |  |  | 1.1631 | 130 | -0.032967 | -4.2857 |  |  |  |  | 0 | 0
3348 | CHAMPION_1G | MB | North | YES | 0.008794 | 0 | 42 | 42 |  | 1 | Cogen | -1 | 0.03312 | 0 | 0 |  |  | 0 | 0 | -0.03312 | 0 |  |  |  |  | 0 | 0
3309 | ASPN_G | 1 | North | YES | 0.008779 | 50 | 0 | 50 |  | 1 | Bio | -1 | 0.033135 | 50 | 50 |  |  | 0.43895 | 50 | -0.033135 | -1.6567 |  |  |  |  | 0 | 0
60072 | HHOLLOW41A | 1 | West | YES | 0.043557 | 23 | 0 | 115 | 0 | 1.025 | Wind | 1 | 0.03319 | 0 | 115 | 5.0091 | 115 |  |  | 0.03319 | 3.8168 |  |  |  |  | 0 | 0
60058 | BUFF_GAP1A | 1 | West | YES | 0.043557 | 24 | 0 | 120 |  | 1 | Wind | 1 | 0.03319 | 0 | 120 | 5.2268 | 120 |  |  | 0.03319 | 3.9828 |  |  |  |  | 0 | 0
60063 | BUFF_GAP1B | 1 | West | YES | 0.043557 | 34 | 0 | 170.2 | 0 | 1.02 | Wind | 1 | 0.03319 | 0 | 170.2 | 7.4134 | 170.2 |  |  | 0.03319 | 5.6489 |  |  |  |  | 0 | 0
60068 | HHOLLOW21A | 1 | West | YES | 0.043557 | 36.8 | 0 | 184 | 0 | 1.025 | Wind | 1 | 0.03319 | 0 | 184 | 8.0145 | 184 |  |  | 0.03319 | 6.1069 |  |  |  |  | 0 | 0
60066 | H_HOLLOW1A | 1 | West | YES | 0.043557 | 44.4 | 0 | 222 | 0 | 1.005 | Wind | 1 | 0.03319 | 0 | 222 | 9.6697 | 222 |  |  | 0.03319 | 7.3682 |  |  |  |  | 0 | 0
60070 | HHOLLOW31A | 1 | West | YES | 0.043557 | 44.8 | 0 | 224 | 0 | 1.025 | Wind | 1 | 0.03319 | 0 | 224 | 9.7568 | 224 |  |  | 0.03319 | 7.4345 |  |  |  |  | 0 | 0
60060 | CIRELLO | 1 | West | YES | 0.043557 | 46.6 | 0 | 233 | 0 | 1 | Wind | 1 | 0.03319 | 0 | 233 | 10.1488 | 233 |  |  | 0.03319 | 7.7332 |  |  |  |  | 0 | 0
3108 | STRYKER_2G | 2 | North | YES | 0.008723 | 484 | 75 | 484 | 0 | 1.029 | GST | -1 | 0.033191 | 484 | 484 |  |  | 4.2219 | 484 | -0.033191 | -16.0642 |  |  |  |  | 0 | 0
3107 | STRYKER_1G | 1 | North | YES | 0.008723 | 145.6 | 45 | 182 | 0 | 1.029 | GST | -1 | 0.033191 | 182 | 182 |  |  | 1.5876 | 182 | -0.033191 | -6.0407 |  |  |  |  | 0 | 0
3126 | TRINIDAD_6G | 1 | North | YES | 0.008704 | 179.2 | 46 | 224 | 0 | 1 | GST | -1 | 0.03321 | 224 | 224 |  |  | 1.9497 | 224 | -0.03321 | -7.4389 |  |  |  |  | 0 | 0
1320 | BSP 1 | 1 | West | YES | 0.0436 | 25.5 | 2.9 | 25.8 | 0 | 1 | Cogen | 1 | 0.033233 | 0 | 0 | 0 | 0 |  |  | 0.033233 | 0 |  |  |  |  | 0 | 0
13136 | CALFREST_6G | 6 | North | YES | 0.00728 | 177.5 | 40 | 177.5 | 0 | 1.031 | CC | -1 | 0.034634 | 177.5 | 177.5 |  |  | 1.2922 | 177.5 | -0.034634 | -6.1475 |  |  |  |  | 0 | 0
13135 | CALFREST_5G | 5 | North | YES | 0.00728 | 152.3 | 57 | 152.3 | 0 | 1.031 | CC | -1 | 0.034634 | 152.3 | 152.3 |  |  | 1.1087 | 152.3 | -0.034634 | -5.2747 |  |  |  |  | 0 | 0
13134 | CALFREST_4G | 4 | North | YES | 0.00728 | 151.5 | 40 | 151.5 | 0 | 1.031 | CC | -1 | 0.034634 | 151.5 | 151.5 |  |  | 1.1029 | 151.5 | -0.034634 | -5.247 |  |  |  |  | 0 | 0
13133 | CALFREST_3G | 3 | North | YES | 0.007222 | 177.4 | 40 | 177.4 | 0 | 1.031 | CC | -1 | 0.034692 | 177.4 | 177.4 |  |  | 1.2812 | 177.4 | -0.034692 | -6.1543 |  |  |  |  | 0 | 0
13132 | CALFREST_2G | 2 | North | YES | 0.007222 | 151 | 57 | 151 | 0 | 1.031 | CC | -1 | 0.034692 | 151 | 151 |  |  | 1.0905 | 151 | -0.034692 | -5.2384 |  |  |  |  | 0 | 0
13131 | CALFREST_1G | 1 | North | YES | 0.007222 | 150.7 | 40 | 150.7 | 0 | 1.031 | CC | -1 | 0.034692 | 150.7 | 150.7 |  |  | 1.0884 | 150.7 | -0.034692 | -5.228 |  |  |  |  | 0 | 0
3381 | BBRN_1G | 1 | North | YES | 0.006892 | 618 | 225 | 618 | 0 | 1.03 | LIGCO | -1 | 0.035022 | 0 | 618 |  |  | 0 | 0 | -0.035022 | 0 |  |  |  |  | 0 | 0
3382 | BBRN_2G | 2 | North | YES | 0.006892 | 589 | 225 | 589 | 0 | 1.03 | LIGCO | -1 | 0.035022 | 0 | 589 |  |  | 0 | 0 | -0.035022 | 0 |  |  |  |  | 0 | 0
244 | WHITNYDM01 | 1 | North | YES | 0.006534 | 15 | 0 | 15 | 0 | 1.035 | Hydro | -1 | 0.03538 | 0 | 0 |  |  | 0 | 0 | -0.03538 | 0 |  |  |  |  | 0 | 0
245 | WHITNYDM02 | 2 | North | YES | 0.006534 | 15 | 0 | 15 | 0 | 1.035 | Hydro | -1 | 0.03538 | 0 | 0 |  |  | 0 | 0 | -0.03538 | 0 |  |  |  |  | 0 | 0
60057 | CALLAHAN1A | 1 | West | YES | 0.046414 | 22.8 | 0 | 114 | 0 | 1.04 | Wind | 1 | 0.036047 | 0 | 114 | 5.2912 | 114 |  |  | 0.036047 | 4.1093 |  |  |  |  | 0 | 0
76031 | L_GASCCR1_1N | W1 | West | YES | 0.046571 | 30 | 0 | 150 | 0 | 1.02 | Wind | 1 | 0.036204 | 0 | 150 | 6.9856 | 150 |  |  | 0.036204 | 5.4306 |  |  |  |  | 0 | 0
8262 | ELPS | 1 | South | YES | 0.005665 | 6 | 6 | 6 | 0 | 1.15 | Hydro | -1 | 0.036249 | 0 | 0 |  |  |  |  | -0.036249 | 0 |  |  |  |  | 0 | 0
1349 | WESTXWIN_1G | 1 | West | YES | 0.046752 | 1.3 | 0 | 6.6 |  | 1.014 | Wind | 1 | 0.036385 | 0 | 6.6 | 0.30856 | 6.6 |  |  | 0.036385 | 0.24014 |  |  |  |  | 0 | 0
1350 | NWPWRG1_1G | 1 | West | YES | 0.046752 | 6.9 | 1 | 34.3 |  | 1.014 | Wind | 1 | 0.036385 | 0 | 34.3 | 1.6036 | 34.3 |  |  | 0.036385 | 1.248 |  |  |  |  | 0 | 0
251 | BOSQUESW803 | 2 | North | YES | 0.005201 | 150 | 0 | 150 | 0 | 1.032 | CC | -1 | 0.036713 | 150 | 150 |  |  | 0.78015 | 150 | -0.036713 | -5.5069 |  |  |  |  | 0 | 0
253 | BOSQUESW804 | 2 | North | YES | 0.005201 | 80 | 0 | 80 | 0 | 1.032 | CC | -1 | 0.036713 | 80 | 80 |  |  | 0.41608 | 80 | -0.036713 | -2.937 |  |  |  |  | 0 | 0
76091 | L_DIVIDE1_1N | W1 | West | YES | 0.047601 | 22.5 | 0 | 112.5 |  | 1.02 | Wind | 1 | 0.037234 | 0 | 112.5 | 5.3551 | 112.5 |  |  | 0.037234 | 4.1888 |  |  |  |  | 0 | 0
76095 | L_CAPRSI1_1N | W1 | West | YES | 0.047601 | 29.9 | 0 | 149.5 | 0 | 1.02 | Wind | 1 | 0.037234 | 0 | 149.5 | 7.1163 | 149.5 |  |  | 0.037234 | 5.5665 |  |  |  |  | 0 | 0
76096 | L_CAPRSI1_2N | W1 | West | YES | 0.047601 | 37.2 | 0 | 186 | 0 | 1.02 | Wind | 1 | 0.037234 | 0 | 186 | 8.8538 | 186 |  |  | 0.037234 | 6.9255 |  |  |  |  | 0 | 0
76097 | L_CAPRGE1_1N | W1 | West | YES | 0.047601 | 42.9 | 0 | 214.5 | 0 | 1.02 | Wind | 1 | 0.037234 | 0 | 214.5 | 10.2104 | 214.5 |  |  | 0.037234 | 7.9867 |  |  |  |  | 0 | 0
48721 | LEG_1___1 | 1 | North | YES | 0.004119 | 827 | 357 | 827 | 0 | 1.0348 | LIGCO | -1 | 0.037795 | 0 | 827 |  |  | 0 | 0 | -0.037795 | 0 |  |  |  |  | 0 | 0
48722 | LEG_2___2 | 2 | North | YES | 0.004119 | 819 | 357 | 819 | 0 | 1.0348 | LIGCO | -1 | 0.037795 | 0 | 819 |  |  | 0 | 0 | -0.037795 | 0 |  |  |  |  | 0 | 0
60007 | KING_SW1A | 1 | West | YES | 0.048197 | 20 | 0 | 80 |  | 1.03 | Wind | 1 | 0.03783 | 0 | 80 | 3.8558 | 80 |  |  | 0.03783 | 3.0264 |  |  |  |  | 0 | 0
60019 | KING_NW1A | 1 | West | YES | 0.048197 | 20 | 0 | 80 |  | 1.03 | Wind | 1 | 0.03783 | 0 | 80 | 3.8558 | 80 |  |  | 0.03783 | 3.0264 |  |  |  |  | 0 | 0
60201 | RIO DRCS | F | West | YES | 0.048294 | 0 | 0 | 0 | 0 | 1.025 | AVR | 1 | 0.037927 | 0 | 0 | 0 | 0 |  |  | 0.037927 | 0 |  |  |  |  | 0 | 0
60005 | KING_SE1A | 1 | West | YES | 0.048422 | 10 | 0 | 40 |  | 1.035 | Wind | 1 | 0.038055 | 0 | 40 | 1.9369 | 40 |  |  | 0.038055 | 1.5222 |  |  |  |  | 0 | 0
6016 | SWMESA | 1 | West | YES | 0.048422 | 18.8 | 0 | 75 |  | 1.03 | Wind | 1 | 0.038055 | 0 | 75 | 3.6317 | 75 |  |  | 0.038055 | 2.8541 |  |  |  |  | 0 | 0
60003 | KING_NE1A | 1 | West | YES | 0.048422 | 20 | 0 | 80 |  | 1.03 | Wind | 1 | 0.038055 | 0 | 80 | 3.8738 | 80 |  |  | 0.038055 | 3.0444 |  |  |  |  | 0 | 0
60016 | WOODWRD11A | 1 | West | YES | 0.048446 | 20 | 0 | 80 |  | 1.033 | Wind | 1 | 0.038079 | 0 | 80 | 3.8757 | 80 |  |  | 0.038079 | 3.0463 |  |  |  |  | 0 | 0
38332 | TNWDWRDU2_8 | 1 | West | YES | 0.048457 | 20 | 0 | 80 | 0 | 1.0232 | Wind | 1 | 0.03809 | 0 | 80 | 3.8766 | 80 |  |  | 0.03809 | 3.0472 |  |  |  |  | 0 | 0
38437 | TNSRBNMESA9 | 1 | West | YES | 0.048506 | 37.5 | 0 | 150 | 0 | 1.02 | Wind | 1 | 0.038139 | 0 | 150 | 7.2759 | 150 |  |  | 0.038139 | 5.7208 |  |  |  |  | 0 | 0
238 | BOSQUESW505 | 1 | North | YES | 0.003508 | 255 | 0 | 255 | 0 | 1.02 | CC | -1 | 0.038406 | 255 | 255 |  |  | 0.89454 | 255 | -0.038406 | -9.7934 |  |  |  |  | 0 | 0
247 | BOSQUESW501 | 2 | North | YES | 0.003508 | 124.8 | 0 | 156 | 0 | 1.02 | GGT | -1 | 0.038406 | 156 | 156 |  |  | 0.54725 | 156 | -0.038406 | -5.9913 |  |  |  |  | 0 | 0
239 | BOSQUESW502 | 1 | North | YES | 0.003508 | 119.2 | 0 | 149 | 0 | 1.02 | GGT | -1 | 0.038406 | 149 | 149 |  |  | 0.52269 | 149 | -0.038406 | -5.7224 |  |  |  |  | 0 | 0
39960 | TNTNPONE_18 | 1 | North | YES | 0.003123 | 152.3 | 30 | 152.3 |  | 1.04 | LIGCO | -1 | 0.038791 | 0 | 152.3 |  |  | 0 | 0 | -0.038791 | 0 |  |  |  |  | 0 | 0
39970 | TNTNPONE_28 | 1 | North | YES | 0.003123 | 153 | 30 | 153 |  | 1.04 | LIGCO | -1 | 0.038791 | 0 | 153 |  |  | 0 | 0 | -0.038791 | 0 |  |  |  |  | 0 | 0
3404 | THOUSE_2G | 2 | North | YES | 0.002492 | 807 | 250 | 807 | 0 | 1.012 | GSC | -1 | 0.039422 | 807 | 807 |  |  | 2.011 | 807 | -0.039422 | -31.8132 |  |  |  |  | 0 | 0
3403 | THOUSE_1G | 1 | North | YES | 0.002492 | 563 | 200 | 563 | 0 | 1.012 | GSC | -1 | 0.039422 | 563 | 563 |  |  | 1.403 | 563 | -0.039422 | -22.1943 |  |  |  |  | 0 | 0
60017 | ORNNWP1 | 1 | West | YES | 0.049886 | 20 | 0 | 80 |  | 1.027 | Wind | 1 | 0.039519 | 0 | 80 | 3.9909 | 80 |  |  | 0.039519 | 3.1615 |  |  |  |  | 0 | 0
60018 | DSKY1 | 1 | West | YES | 0.050352 | 21 | 0 | 84 | 0 | 1.023 | Wind | 1 | 0.039985 | 0 | 84 | 4.2296 | 84 |  |  | 0.039985 | 3.3587 |  |  |  |  | 0 | 0
3417 | LAKE_CRK2_G | 2 | North | YES | 0.001579 | 177.6 | 40 | 222 | 0 | 1.029 | GST | -1 | 0.040335 | 222 | 222 |  |  | 0.35054 | 222 | -0.040335 | -8.9543 |  |  |  |  | 0 | 0
3416 | LAKE_CRK1_G | 1 | North | YES | 0.001579 | 60 | 33 | 75 |  | 1.029 | GST | -1 | 0.040335 | 75 | 75 |  |  | 0.11843 | 75 | -0.040335 | -3.0251 |  |  |  |  | 0 | 0
60000 | DSKY2 | 1 | West | YES | 0.050851 | 19.1 | 0 | 76.5 |  | 1.039 | Wind | 1 | 0.040484 | 0 | 76.5 | 3.8901 | 76.5 |  |  | 0.040484 | 3.097 |  |  |  |  | 0 | 0
32798 | BRYN_TAMUGEN | 1 | North | YES | 0.000632 | 32 | 0 | 32 |  | 1.02 | GST | -1 | 0.041282 | 32 | 32 |  |  | 0.020224 | 32 | -0.041282 | -1.321 |  |  |  |  | 0 | 0
990 | GIBN_CREK_G1 | 1 | North | YES | 0.000626 | 463 | 200 | 463 | 0 | 1.0275 | LIGCO | -1 | 0.041288 | 0 | 463 |  |  | 0 | 0 | -0.041288 | 0 |  |  |  |  | 0 | 0
32888 | BRYN_ATKINS7 | 1 | North | YES | 0.000623 | 13.6 | 4 | 17 |  | 1.028 | GGT | -1 | 0.041291 | 17 | 17 |  |  | 0.010591 | 17 | -0.041291 | -0.70194 |  |  |  |  | 0 | 0
32886 | BRYN_ATKINS3 | MB | North | YES | 0.000623 | 0 | 5 | 12 |  | 1 | GST | -1 | 0.041291 | 0 | 0 |  |  | 0 | 0 | -0.041291 | 0 |  |  |  |  | 0 | 0
32887 | BRYN_ATKINS6 | MB | North | YES | 0.000623 | 0 | 12 | 51 |  | 1.028 | GST | -1 | 0.041291 | 0 | 0 |  |  | 0 | 0 | -0.041291 | 0 |  |  |  |  | 0 | 0
32890 | BRYN_ATKINS4 | MB | North | YES | 0.000623 | 0 | 5 | 22 |  | 1.031 | GST | -1 | 0.041291 | 0 | 0 |  |  | 0 | 0 | -0.041291 | 0 |  |  |  |  | 0 | 0
32891 | BRYN_ATKINS5 | MB | North | YES | 0.000623 | 0 | 5 | 25 |  | 1.031 | GST | -1 | 0.041291 | 0 | 0 |  |  | 0 | 0 | -0.041291 | 0 |  |  |  |  | 0 | 0
32892 | BRYN_DNSBY14 | 1 | North | YES | 0.000565 | 84 | 25 | 105 | 0 | 1.035 | GST | -1 | 0.041349 | 105 | 105 |  |  | 0.059325 | 105 | -0.041349 | -4.3416 |  |  |  |  | 0 | 0
32883 | BRYN_DNSBY3 | 1 | North | YES | 0.000565 | 0 | 2 | 48 |  | 1.015 | GST | -1 | 0.041349 | 48 | 48 |  |  | 0.02712 | 48 | -0.041349 | -1.9847 |  |  |  |  | 0 | 0
32884 | BRYN_DNSBY13 | 1 | North | YES | 0.000565 | 46 | 2 | 46 | 0 | 1.015 | GST | -1 | 0.041349 | 46 | 46 |  |  | 0.02599 | 46 | -0.041349 | -1.902 |  |  |  |  | 0 | 0
5934 | SI_RAY5 | 5 | South | YES | 0 | 0 | 10 | 15 |  | 1.035 | GST | -1 | 0.041914 | 15 | 15 |  |  |  |  | -0.041914 | -0.6287 |  |  |  |  | 0 | 0
8139 | JOS #1 | MB | South | YES | 0 | 0 | 45 | 255 |  | 1.02 | GST | -1 | 0.041914 | 0 | 0 |  |  |  |  | -0.041914 | 0 |  |  |  |  | 0 | 0
8285 | LAR #1 | MB | South | YES | 0 | 0 | 9 | 32 |  | 1.0497 | GST | -1 | 0.041914 | 0 | 0 |  |  |  |  | -0.041914 | 0 |  |  |  |  | 0 | 0
8287 | LAR #2 | MB | South | YES | 0 | 0 | 9 | 32 |  | 1.04 | GST | -1 | 0.041914 | 0 | 0 |  |  |  |  | -0.041914 | 0 |  |  |  |  | 0 | 0
8288 | LAR #3 | MB | South | YES | 0 | 0 | 25 | 105 |  | 1.04 | GST | -1 | 0.041914 | 0 | 0 |  |  |  |  | -0.041914 | 0 |  |  |  |  | 0 | 0
8388 | BATES0A | MB | South | YES | 0 | 0 | 21 | 71 |  | 1.033 | GST | -1 | 0.041914 | 0 | 0 |  |  |  |  | -0.041914 | 0 |  |  |  |  | 0 | 0
8393 | BATES0B | MB | South | YES | 0 | 0 | 25 | 110 |  | 1.03 | GST | -1 | 0.041914 | 0 | 0 |  |  |  |  | -0.041914 | 0 |  |  |  |  | 0 | 0
8437 | NUECES_B0C | MB | South | YES | 0 | 0 | 7 | 30 |  | 1.03 | GST | -1 | 0.041914 | 0 | 0 |  |  |  |  | -0.041914 | 0 |  |  |  |  | 0 | 0
8438 | NUECES_B0B | MB | South | YES | 0 | 0 | 26 | 169 |  | 1.03 | GST | -1 | 0.041914 | 0 | 0 |  |  |  |  | -0.041914 | 0 |  |  |  |  | 0 | 0
39190 | TNSLCGN1__8 | 1 | Houston | YES | 0 | 0 | 10 | 30 |  | 1.03 | Cogen | -1 | 0.041914 | 0 | 0 |  |  |  |  | -0.041914 | 0 |  |  |  |  | 0 | 0
48674 | FTR_CN4_5095 | 4 | North | YES | -0.000154 | 380 | 0 | 380 | 0 | 1.0319 | CC | -1 | 0.042068 | 380 | 380 |  |  | -0.05852 | 380 | -0.042068 | -15.9857 |  |  |  |  | 0 | 0
48672 | FTR_GT2_5110 | 2 | North | YES | -0.000154 | 159 | 0 | 159 | 0 | 1.0319 | CC | -1 | 0.042068 | 159 | 159 |  |  | -0.024486 | 159 | -0.042068 | -6.6887 |  |  |  |  | 0 | 0
48673 | FTR_GT3_5085 | 3 | North | YES | -0.000154 | 158 | 0 | 158 | 0 | 1.0319 | CC | -1 | 0.042068 | 158 | 158 |  |  | -0.024332 | 158 | -0.042068 | -6.6467 |  |  |  |  | 0 | 0
48671 | FTR_GT1_5105 | 1 | North | YES | -0.000154 | 154.2 | 0 | 154.2 | 0 | 1.0319 | CC | -1 | 0.042068 | 154.2 | 154.2 |  |  | -0.023747 | 154.2 | -0.042068 | -6.4868 |  |  |  |  | 0 | 0
48591 | CHE_GT2_5030 | 2 | Houston | YES | -0.003931 | 173 | 50 | 173 | 0 | 1.029 | Cogen | -1 | 0.045845 | 0 | 0 |  |  |  |  | -0.045845 | 0 |  |  |  |  | 0 | 0
48811 | CVC_GT3_5045 | 3 | Houston | YES | -0.003931 | 156 | 91.8 | 156 | 0 | 1.029 | Cogen | -1 | 0.045845 | 0 | 0 |  |  |  |  | -0.045845 | 0 |  |  |  |  | 0 | 0
48812 | CVC_GT2_5020 | 2 | Houston | YES | -0.003931 | 158 | 91.8 | 158 | 0 | 1.029 | Cogen | -1 | 0.045845 | 0 | 0 |  |  |  |  | -0.045845 | 0 |  |  |  |  | 0 | 0
48813 | CVC_GT1_5035 | 1 | Houston | YES | -0.003931 | 160 | 91.8 | 160 | 0 | 1.029 | Cogen | -1 | 0.045845 | 0 | 0 |  |  |  |  | -0.045845 | 0 |  |  |  |  | 0 | 0
48814 | CVC_ST5_5040 | 1 | Houston | YES | -0.003931 | 162 | 91.8 | 162 | 0 | 1.029 | Cogen | -1 | 0.045845 | 0 | 0 |  |  |  |  | -0.045845 | 0 |  |  |  |  | 0 | 0
48885 | THW_5152 | B | Houston | YES | -0.004351 | 47.2 | 5 | 59 |  | 1.0319 | GGT | -1 | 0.046265 | 59 | 59 |  |  |  |  | -0.046265 | -2.7296 |  |  |  |  | 0 | 0
48887 | THW_5556 | E | Houston | YES | -0.004351 | 47.2 | 5 | 59 |  | 1.0319 | GGT | -1 | 0.046265 | 59 | 59 |  |  |  |  | -0.046265 | -2.7296 |  |  |  |  | 0 | 0
48885 | THW_5152 | A | Houston | YES | -0.004351 | 46.4 | 5 | 58 |  | 1.0319 | GGT | -1 | 0.046265 | 58 | 58 |  |  |  |  | -0.046265 | -2.6833 |  |  |  |  | 0 | 0
48886 | THW_5354 | D | Houston | YES | -0.004351 | 46.4 | 5 | 58 |  | 1.0319 | GGT | -1 | 0.046265 | 58 | 58 |  |  |  |  | -0.046265 | -2.6833 |  |  |  |  | 0 | 0
48886 | THW_5354 | C | Houston | YES | -0.004351 | 45.6 | 5 | 57 |  | 1.0319 | GGT | -1 | 0.046265 | 57 | 57 |  |  |  |  | -0.046265 | -2.6371 |  |  |  |  | 0 | 0
48887 | THW_5556 | F | Houston | YES | -0.004351 | 45.6 | 5 | 57 |  | 1.0319 | GGT | -1 | 0.046265 | 57 | 57 |  |  |  |  | -0.046265 | -2.6371 |  |  |  |  | 0 | 0
48690 | GBY_GN5_5 | 5 | Houston | YES | -0.004383 | 318.4 | 81 | 398 |  | 1.0362 | GSC | -1 | 0.046297 | 398 | 398 |  |  |  |  | -0.046297 | -18.426 |  |  |  |  | 0 | 0
48598 | BTE_ST1_8070 | 4 | Houston | YES | -0.00441 | 269.2 | 60 | 269.2 | 0 | 1.0261 | CC | -1 | 0.046324 | 269.2 | 269.2 |  |  |  |  | -0.046324 | -12.4703 |  |  |  |  | 0 | 0
48595 | BTE_GT2_8075 | 1 | Houston | YES | -0.00441 | 162.8 | 130 | 162.8 | 0 | 1.0261 | CC | -1 | 0.046324 | 162.8 | 162.8 |  |  |  |  | -0.046324 | -7.5415 |  |  |  |  | 0 | 0
48596 | BTE_GT3_8045 | 2 | Houston | YES | -0.00441 | 161.4 | 130 | 161.4 | 0 | 1.0261 | CC | -1 | 0.046324 | 161.4 | 161.4 |  |  |  |  | -0.046324 | -7.4766 |  |  |  |  | 0 | 0
48597 | BTE_GT4_8055 | 3 | Houston | YES | -0.00441 | 158.9 | 130 | 158.9 | 0 | 1.0261 | CC | -1 | 0.046324 | 158.9 | 158.9 |  |  |  |  | -0.046324 | -7.3608 |  |  |  |  | 0 | 0
48583 | CBY_GT4_1 | 1 | Houston | YES | -0.00448 | 172 | 0 | 172 | 0 | 1.027 | GSC | -1 | 0.046394 | 172 | 172 |  |  |  |  | -0.046394 | -7.9797 |  |  |  |  | 0 | 0
48584 | CBY_GT4_2 | 2 | Houston | YES | -0.00448 | 172 | 0 | 172 | 0 | 1.027 | CC | -1 | 0.046394 | 172 | 172 |  |  |  |  | -0.046394 | -7.9797 |  |  |  |  | 0 | 0
48585 | CBY_ST4_1 | 3 | Houston | YES | -0.00448 | 172 | 0 | 172 | 0 | 1.027 | CC | -1 | 0.046394 | 172 | 172 |  |  |  |  | -0.046394 | -7.9797 |  |  |  |  | 0 | 0
48815 | CVC_GT4_8005 | 4 | Houston | YES | -0.004488 | 165 | 91.8 | 165 |  | 1.0362 | Cogen | -1 | 0.046402 | 0 | 0 |  |  |  |  | -0.046402 | 0 |  |  |  |  | 0 | 0
48791 | PSA_GT1_8160 | 1 | Houston | YES | -0.00451 | 52 | 20.8 | 65 | 0 | 1.0362 | Cogen | -1 | 0.046424 | 0 | 0 |  |  |  |  | -0.046424 | 0 |  |  |  |  | 0 | 0
48792 | PSA_GT2_8155 | 2 | Houston | YES | -0.00451 | 52.8 | 20.3 | 66 | 0 | 1.0362 | Cogen | -1 | 0.046424 | 0 | 0 |  |  |  |  | -0.046424 | 0 |  |  |  |  | 0 | 0
48793 | PSA_GT3_8150 | 3 | Houston | YES | -0.00451 | 56 | 20.3 | 70 | 0 | 1.0362 | Cogen | -1 | 0.046424 | 0 | 0 |  |  |  |  | -0.046424 | 0 |  |  |  |  | 0 | 0
48794 | PSA_GT4_8145 | 4 | Houston | YES | -0.00451 | 52.8 | 20.3 | 66 | 0 | 1.0362 | Cogen | -1 | 0.046424 | 0 | 0 |  |  |  |  | -0.046424 | 0 |  |  |  |  | 0 | 0
48795 | PSA_GT5_8140 | 5 | Houston | YES | -0.00451 | 51.2 | 20.3 | 64 | 0 | 1.0362 | Cogen | -1 | 0.046424 | 0 | 0 |  |  |  |  | -0.046424 | 0 |  |  |  |  | 0 | 0
48796 | PSA_GN1_8165 | 1 | Houston | YES | -0.00451 | 83.2 | 43.1 | 104 | 0 | 1.0362 | Cogen | -1 | 0.046424 | 0 | 0 |  |  |  |  | -0.046424 | 0 |  |  |  |  | 0 | 0
48797 | PSA_GT6_8135 | 6 | Houston | YES | -0.00451 | 47.2 | 34.5 | 59 | 0 | 1.0362 | Cogen | -1 | 0.046424 | 0 | 0 |  |  |  |  | -0.046424 | 0 |  |  |  |  | 0 | 0
48581 | CBY_GN1_1 | 1 | Houston | YES | -0.004515 | 595.2 | 108 | 744 | 0 | 1.0435 | GSC | -1 | 0.046429 | 744 | 744 |  |  |  |  | -0.046429 | -34.5428 |  |  |  |  | 0 | 0
48940 | WARVUE_GT1 | G1 | Houston | YES | -0.004515 | 15 | 0 | 15 |  | 1.021 | Cogen | -1 | 0.046429 | 0 | 0 |  |  |  |  | -0.046429 | 0 |  |  |  |  | 0 | 0
48651 | EP_1_2 | 1 | Houston | YES | -0.004516 | 4 | 0 | 5 | 0 | 1.0362 | Cogen | -1 | 0.04643 | 0 | 0 |  |  |  |  | -0.04643 | 0 |  |  |  |  | 0 | 0
48651 | EP_1_2 | 2 | Houston | YES | -0.004516 | 17.7 | 10 | 21 | 0 | 1.0362 | Cogen | -1 | 0.04643 | 0 | 0 |  |  |  |  | -0.04643 | 0 |  |  |  |  | 0 | 0
48883 | THW_GT1_GT_1 | B2 | Houston | YES | -0.004557 | 0 | 0 | 12 |  | 1.043 | GGT | -1 | 0.046471 | 12 | 12 |  |  |  |  | -0.046471 | -0.55765 |  |  |  |  | 0 | 0
49803 | EXN_15GT | 1 | Houston | YES | -0.004557 | 33 | 8.3 | 34 |  | 1.0326 | Cogen | -1 | 0.046471 | 0 | 0 |  |  |  |  | -0.046471 | 0 |  |  |  |  | 0 | 0
49804 | EXN_16GT | 2 | Houston | YES | -0.004557 | 32 | 8.3 | 34.7 |  | 1.0326 | Cogen | -1 | 0.046471 | 0 | 0 |  |  |  |  | -0.046471 | 0 |  |  |  |  | 0 | 0
49805 | EXN_17GT | 3 | Houston | YES | -0.004557 | 31 | 8.3 | 32.7 |  | 1.0326 | Cogen | -1 | 0.046471 | 0 | 0 |  |  |  |  | -0.046471 | 0 |  |  |  |  | 0 | 0
49826 | EXN938GT | 5 | Houston | YES | -0.004557 | 43 | 9.2 | 45.9 |  | 1.0326 | Cogen | -1 | 0.046471 | 0 | 0 |  |  |  |  | -0.046471 | 0 |  |  |  |  | 0 | 0
49828 | EXN941GT | 10 | Houston | YES | -0.004557 | 17.7 | 5.4 | 17.7 | 0 | 1.0326 | Cogen | -1 | 0.046471 | 0 | 0 |  |  |  |  | -0.046471 | 0 |  |  |  |  | 0 | 0
49829 | EXN942GT | 11 | Houston | YES | -0.004557 | 20 | 5.4 | 20.4 | 0 | 1.0326 | Cogen | -1 | 0.046471 | 0 | 0 |  |  |  |  | -0.046471 | 0 |  |  |  |  | 0 | 0
49830 | EXN943GT | 12 | Houston | YES | -0.004557 | 19 | 5.4 | 19.9 | 0 | 1.0326 | Cogen | -1 | 0.046471 | 0 | 0 |  |  |  |  | -0.046471 | 0 |  |  |  |  | 0 | 0
49831 | EXN944GT | 13 | Houston | YES | -0.004557 | 33 | 5.4 | 35 | 0 | 1.0326 | Cogen | -1 | 0.046471 | 0 | 0 |  |  |  |  | -0.046471 | 0 |  |  |  |  | 0 | 0
49832 | EXN945GT | 9 | Houston | YES | -0.004557 | 18.5 | 9.2 | 18.5 |  | 1.0326 | Cogen | -1 | 0.046471 | 0 | 0 |  |  |  |  | -0.046471 | 0 |  |  |  |  | 0 | 0
49837 | EXN_GT | 4 | Houston | YES | -0.004557 | 81 | 21.3 | 85.4 |  | 1.0326 | Cogen | -1 | 0.046471 | 0 | 0 |  |  |  |  | -0.046471 | 0 |  |  |  |  | 0 | 0
49838 | EXN_14GT | 14 | Houston | YES | -0.004557 | 140 | 0 | 148 |  | 1.0326 | Cogen | -1 | 0.046471 | 0 | 0 |  |  |  |  | -0.046471 | 0 |  |  |  |  | 0 | 0
48582 | CBY_GN2_2 | 2 | Houston | YES | -0.004599 | 596.8 | 110 | 746 | 0 | 1.0435 | GSC | -1 | 0.046513 | 746 | 746 |  |  |  |  | -0.046513 | -34.6984 |  |  |  |  | 0 | 0
48874 | THW_ST4_ST_4 | 4 | Houston | YES | -0.004648 | 108 | 19 | 108 | 0 | 1.0435 | CC | -1 | 0.046562 | 108 | 108 |  |  |  |  | -0.046562 | -5.0286 |  |  |  |  | 0 | 0
48873 | THW_ST3_ST_3 | 3 | Houston | YES | -0.004648 | 107 | 19 | 107 | 0 | 1.0435 | CC | -1 | 0.046562 | 107 | 107 |  |  |  |  | -0.046562 | -4.9821 |  |  |  |  | 0 | 0
48881 | THW_4344 | G | Houston | YES | -0.004648 | 58 | 5 | 58 | 0 | 1.0435 | CC | -1 | 0.046562 | 58 | 58 |  |  |  |  | -0.046562 | -2.7006 |  |  |  |  | 0 | 0
48881 | THW_4344 | H | Houston | YES | -0.004648 | 58 | 5 | 58 | 0 | 1.0435 | CC | -1 | 0.046562 | 58 | 58 |  |  |  |  | -0.046562 | -2.7006 |  |  |  |  | 0 | 0
48877 | THW_3334 | D | Houston | YES | -0.004648 | 57 | 5 | 57 | 0 | 1.0435 | CC | -1 | 0.046562 | 57 | 57 |  |  |  |  | -0.046562 | -2.654 |  |  |  |  | 0 | 0
48879 | THW_4142 | E | Houston | YES | -0.004648 | 56 | 5 | 56 | 0 | 1.0435 | CC | -1 | 0.046562 | 56 | 56 |  |  |  |  | -0.046562 | -2.6074 |  |  |  |  | 0 | 0
48875 | THW_3132 | A | Houston | YES | -0.004648 | 55 | 5 | 55 | 0 | 1.0435 | CC | -1 | 0.046562 | 55 | 55 |  |  |  |  | -0.046562 | -2.5609 |  |  |  |  | 0 | 0
48877 | THW_3334 | C | Houston | YES | -0.004648 | 55 | 5 | 55 | 0 | 1.0435 | CC | -1 | 0.046562 | 55 | 55 |  |  |  |  | -0.046562 | -2.5609 |  |  |  |  | 0 | 0
48879 | THW_4142 | F | Houston | YES | -0.004648 | 55 | 5 | 55 | 0 | 1.0435 | CC | -1 | 0.046562 | 55 | 55 |  |  |  |  | -0.046562 | -2.5609 |  |  |  |  | 0 | 0
48875 | THW_3132 | B | Houston | YES | -0.004648 | 53 | 5 | 53 | 0 | 1.0435 | CC | -1 | 0.046562 | 53 | 53 |  |  |  |  | -0.046562 | -2.4678 |  |  |  |  | 0 | 0
48593 | CHE_GT1_8015 | 1 | Houston | YES | -0.004732 | 173 | 50 | 173 | 0 | 1.0362 | Cogen | -1 | 0.046646 | 0 | 0 |  |  |  |  | -0.046646 | 0 |  |  |  |  | 0 | 0
48594 | CHE_GN4_8025 | 4 | Houston | YES | -0.004732 | 142 | 60 | 142 | 0 | 1.0362 | Cogen | -1 | 0.046646 | 0 | 0 |  |  |  |  | -0.046646 | 0 |  |  |  |  | 0 | 0
48511 | LPE_GT1_8070 | 1 | Houston | YES | -0.004744 | 42 | 0 | 42 | 0 | 1.0362 | GGT | -1 | 0.046658 | 42 | 42 |  |  |  |  | -0.046658 | -1.9596 |  |  |  |  | 0 | 0
48512 | LPE_GT2_8075 | 2 | Houston | YES | -0.004744 | 42 | 0 | 42 | 0 | 1.0362 | GGT | -1 | 0.046658 | 42 | 42 |  |  |  |  | -0.046658 | -1.9596 |  |  |  |  | 0 | 0
48513 | LPE_GT3_8080 | 3 | Houston | YES | -0.004744 | 39 | 0 | 39 | 0 | 1.0362 | GGT | -1 | 0.046658 | 39 | 39 |  |  |  |  | -0.046658 | -1.8196 |  |  |  |  | 0 | 0
48514 | LPE_GT4_8085 | 4 | Houston | YES | -0.004744 | 39 | 0 | 39 | 0 | 1.0362 | GGT | -1 | 0.046658 | 39 | 39 |  |  |  |  | -0.046658 | -1.8196 |  |  |  |  | 0 | 0
48500 | APD_GT1_8005 | 1 | Houston | YES | -0.004751 | 137.6 | 54.6 | 137.6 | 0 | 1.0362 | Cogen | -1 | 0.046665 | 0 | 0 |  |  |  |  | -0.046665 | 0 |  |  |  |  | 0 | 0
60202 | FRNDDRCS | F | West | YES | 0.057048 | 0 | 0 | 0 | 0 | 0.9985 | AVR | 1 | 0.046681 | 0 | 0 | 0 | 0 |  |  | 0.046681 | 0 |  |  |  |  | 0 | 0
48820 | SHELLG1_3015 | 1 | Houston | YES | -0.004807 | 71 | 34.5 | 71 |  | 1.029 | Cogen | -1 | 0.046721 | 0 | 0 |  |  |  |  | -0.046721 | 0 |  |  |  |  | 0 | 0
48821 | SHELLG2 | 2 | Houston | YES | -0.004807 | 72 | 34.5 | 72 |  | 1.029 | Cogen | -1 | 0.046721 | 0 | 0 |  |  |  |  | -0.046721 | 0 |  |  |  |  | 0 | 0
48822 | SHELLG3_3020 | 1 | Houston | YES | -0.004807 | 39 | 0 | 39 |  | 1.029 | Cogen | -1 | 0.046721 | 0 | 0 |  |  |  |  | -0.046721 | 0 |  |  |  |  | 0 | 0
48822 | SHELLG3_3020 | 2 | Houston | YES | -0.004807 | 30 | 0 | 30 |  | 1.029 | Cogen | -1 | 0.046721 | 0 | 0 |  |  |  |  | -0.046721 | 0 |  |  |  |  | 0 | 0
48740 | PSG_GN2_8050 | 1 | Houston | YES | -0.004844 | 182 | 60 | 182 | 0 | 1.0326 | Cogen | -1 | 0.046758 | 0 | 0 |  |  |  |  | -0.046758 | 0 |  |  |  |  | 0 | 0
48741 | PSG_GT2_8040 | 1 | Houston | YES | -0.004844 | 158.6 | 50 | 158.6 | 0 | 1.0326 | Cogen | -1 | 0.046758 | 0 | 0 |  |  |  |  | -0.046758 | 0 |  |  |  |  | 0 | 0
48742 | PSG_GT3_8060 | 1 | Houston | YES | -0.004844 | 157 | 50 | 157 | 0 | 1.0326 | Cogen | -1 | 0.046758 | 0 | 0 |  |  |  |  | -0.046758 | 0 |  |  |  |  | 0 | 0
48854 | SRB_GN4_4 | 4 | Houston | YES | -0.004845 | 182.4 | 35 | 228 | 0 | 1.0326 | GST | -1 | 0.046759 | 228 | 228 |  |  |  |  | -0.046759 | -10.6609 |  |  |  |  | 0 | 0
48845 | SOL_GT1 | 1 | Houston | YES | -0.004846 | 16.2 | 15.4 | 16.2 |  | 1.0326 | Solar | -1 | 0.04676 | 16.2 | 16.2 |  |  |  |  | -0.04676 | -0.7575 |  |  |  |  | 0 | 0
48611 | DIB_GT1_8080 | 1 | Houston | YES | -0.004846 | 64 | 0 | 64 | 0 | 1.0326 | Cogen | -1 | 0.04676 | 0 | 0 |  |  |  |  | -0.04676 | 0 |  |  |  |  | 0 | 0
48612 | DIB_GT2_8075 | 2 | Houston | YES | -0.004846 | 63.2 | 0 | 63.2 | 0 | 1.0326 | Cogen | -1 | 0.04676 | 0 | 0 |  |  |  |  | -0.04676 | 0 |  |  |  |  | 0 | 0
48613 | DIB_ST1_8085 | 3 | Houston | YES | -0.004846 | 67.9 | 30 | 82.6 | 0 | 1.0326 | Cogen | -1 | 0.04676 | 0 | 0 |  |  |  |  | -0.04676 | 0 |  |  |  |  | 0 | 0
48614 | DIB_GT3_8090 | 4 | Houston | YES | -0.004846 | 73.6 | 15 | 73.6 | 0 | 1.0326 | Cogen | -1 | 0.04676 | 0 | 0 |  |  |  |  | -0.04676 | 0 |  |  |  |  | 0 | 0
48853 | SRB_GN3_3 | 3 | Houston | YES | -0.004847 | 170.4 | 35 | 213 |  | 1.0326 | GST | -1 | 0.046761 | 213 | 213 |  |  |  |  | -0.046761 | -9.96 |  |  |  |  | 0 | 0
48551 | CAL_GT1_8045 | 1 | Houston | YES | -0.004853 | 149 | 0 | 149 | 0 | 1.0326 | Cogen | -1 | 0.046767 | 0 | 0 |  |  |  |  | -0.046767 | 0 |  |  |  |  | 0 | 0
48552 | CAL_ST1_8000 | 2 | Houston | YES | -0.004853 | 65.1 | 0 | 65.1 | 0 | 1.0326 | Cogen | -1 | 0.046767 | 0 | 0 |  |  |  |  | -0.046767 | 0 |  |  |  |  | 0 | 0
48851 | SRB_GN1_1 | 1 | Houston | YES | -0.004854 | 132 | 26 | 165 | 0 | 1.0217 | GST | -1 | 0.046768 | 165 | 165 |  |  |  |  | -0.046768 | -7.7166 |  |  |  |  | 0 | 0
48852 | SRB_GN2_2 | 2 | Houston | YES | -0.004856 | 140.8 | 26 | 176 | 0 | 1.0217 | GST | -1 | 0.04677 | 176 | 176 |  |  |  |  | -0.04677 | -8.2314 |  |  |  |  | 0 | 0
48855 | SRB_GT211035 | B1 | Houston | YES | -0.004857 | 0 | 0 | 18 |  | 1.014 | GGT | -1 | 0.046771 | 18 | 18 |  |  |  |  | -0.046771 | -0.84187 |  |  |  |  | 0 | 0
48855 | SRB_GT211035 | B2 | Houston | YES | -0.004857 | 0 | 0 | 12 |  | 1.014 | GGT | -1 | 0.046771 | 12 | 12 |  |  |  |  | -0.046771 | -0.56125 |  |  |  |  | 0 | 0
48761 | PR_GT1__9040 | 1 | Houston | YES | -0.004883 | 26 | 0 | 35 |  | 1 | Cogen | -1 | 0.046797 | 0 | 0 |  |  |  |  | -0.046797 | 0 |  |  |  |  | 0 | 0
48645 | DPEC_ST55065 | 5 | Houston | YES | -0.004916 | 282 | 0 | 282 | 0 | 1.0319 | CC | -1 | 0.04683 | 282 | 282 |  |  |  |  | -0.04683 | -13.2059 |  |  |  |  | 0 | 0
48641 | DPEC_GT15040 | 1 | Houston | YES | -0.004916 | 163.2 | 98 | 163.2 | 0 | 1.0319 | CC | -1 | 0.04683 | 163.2 | 163.2 |  |  |  |  | -0.04683 | -7.6426 |  |  |  |  | 0 | 0
48643 | DPEC_GT35010 | 3 | Houston | YES | -0.004916 | 157.5 | 98 | 157.5 | 0 | 1.0319 | CC | -1 | 0.04683 | 157.5 | 157.5 |  |  |  |  | -0.04683 | -7.3757 |  |  |  |  | 0 | 0
48642 | DPEC_GT25025 | 2 | Houston | YES | -0.004916 | 157.1 | 98 | 157.1 | 0 | 1.0319 | CC | -1 | 0.04683 | 157.1 | 157.1 |  |  |  |  | -0.04683 | -7.3569 |  |  |  |  | 0 | 0
48644 | DPEC_GT45070 | 4 | Houston | YES | -0.004916 | 157 | 98 | 157 | 0 | 1.0319 | CC | -1 | 0.04683 | 157 | 157 |  |  |  |  | -0.04683 | -7.3522 |  |  |  |  | 0 | 0
48841 | SJS_GT1_GT1 | 1 | Houston | YES | -0.004939 | 62.4 | 49 | 78 | 0 | 1.0362 | Cogen | -1 | 0.046853 | 0 | 0 |  |  |  |  | -0.046853 | 0 |  |  |  |  | 0 | 0
48842 | SJS_GT2_GT2 | 2 | Houston | YES | -0.004939 | 64.8 | 49 | 81 | 0 | 1.0362 | Cogen | -1 | 0.046853 | 0 | 0 |  |  |  |  | -0.046853 | 0 |  |  |  |  | 0 | 0
48693 | GBY_83841065 | E | Houston | YES | -0.004963 | 45.6 | 20 | 57 | 0 | 1.0362 | GGT | -1 | 0.046877 | 57 | 57 |  |  |  |  | -0.046877 | -2.672 |  |  |  |  | 0 | 0
48692 | GBY_81821075 | D | Houston | YES | -0.004963 | 44 | 20 | 55 | 0 | 1.0362 | GGT | -1 | 0.046877 | 55 | 55 |  |  |  |  | -0.046877 | -2.5782 |  |  |  |  | 0 | 0
48693 | GBY_83841065 | F | Houston | YES | -0.004963 | 43.2 | 20 | 54 | 0 | 1.0362 | GGT | -1 | 0.046877 | 54 | 54 |  |  |  |  | -0.046877 | -2.5313 |  |  |  |  | 0 | 0
48691 | GBY_73741085 | A | Houston | YES | -0.004963 | 37.6 | 20 | 47 | 0 | 1.0362 | GGT | -1 | 0.046877 | 47 | 47 |  |  |  |  | -0.046877 | -2.2032 |  |  |  |  | 0 | 0
48691 | GBY_73741085 | B | Houston | YES | -0.004963 | 37.6 | 20 | 47 | 0 | 1.0362 | GGT | -1 | 0.046877 | 47 | 47 |  |  |  |  | -0.046877 | -2.2032 |  |  |  |  | 0 | 0
48692 | GBY_81821075 | C | Houston | YES | -0.004963 | 37.6 | 20 | 47 | 0 | 1.0362 | GGT | -1 | 0.046877 | 47 | 47 |  |  |  |  | -0.046877 | -2.2032 |  |  |  |  | 0 | 0
48531 | BYU_GT1_8075 | 1 | Houston | YES | -0.005048 | 65 | 0 | 65 |  | 1.0362 | Cogen | -1 | 0.046962 | 0 | 0 |  |  |  |  | -0.046962 | 0 |  |  |  |  | 0 | 0
48532 | BYU_GT2_8055 | 2 | Houston | YES | -0.005048 | 62 | 0 | 62 |  | 1.0362 | Cogen | -1 | 0.046962 | 0 | 0 |  |  |  |  | -0.046962 | 0 |  |  |  |  | 0 | 0
48533 | BYU_GT3_8060 | 3 | Houston | YES | -0.005048 | 67 | 0 | 67 |  | 1.0362 | Cogen | -1 | 0.046962 | 0 | 0 |  |  |  |  | -0.046962 | 0 |  |  |  |  | 0 | 0
48534 | BYU_GT4_8065 | 4 | Houston | YES | -0.005048 | 65 | 0 | 65 |  | 1.0362 | Cogen | -1 | 0.046962 | 0 | 0 |  |  |  |  | -0.046962 | 0 |  |  |  |  | 0 | 0
48561 | CTL_GT2_8130 | 1 | Houston | YES | -0.005105 | 73.5 | 30.3 | 91.9 |  | 1.0362 | Cogen | -1 | 0.047019 | 0 | 0 |  |  |  |  | -0.047019 | 0 |  |  |  |  | 0 | 0
48562 | CTL_GT3_8135 | 2 | Houston | YES | -0.005105 | 70.1 | 30.3 | 87.6 |  | 1.0362 | Cogen | -1 | 0.047019 | 0 | 0 |  |  |  |  | -0.047019 | 0 |  |  |  |  | 0 | 0
48563 | CTL_GT4_8140 | 3 | Houston | YES | -0.005105 | 69.6 | 30.3 | 87 |  | 1.0362 | Cogen | -1 | 0.047019 | 0 | 0 |  |  |  |  | -0.047019 | 0 |  |  |  |  | 0 | 0
48564 | CTL_GN1_8145 | 4 | Houston | YES | -0.005105 | 43.6 | 12.9 | 54.5 |  | 1.0362 | Cogen | -1 | 0.047019 | 0 | 0 |  |  |  |  | -0.047019 | 0 |  |  |  |  | 0 | 0
48565 | CTL_GN2_8155 | 5 | Houston | YES | -0.005105 | 9.8 | 3.4 | 12.2 |  | 1.0362 | Cogen | -1 | 0.047019 | 0 | 0 |  |  |  |  | -0.047019 | 0 |  |  |  |  | 0 | 0
48772 | PHR_GN2_2 | MB | Houston | YES | -0.005257 | 0 | 72 | 459 |  | 1.0362 | GSC | -1 | 0.047171 | 0 | 0 |  |  |  |  | -0.047171 | 0 |  |  |  |  | 0 | 0
38580 | TNBP_CGN1_8 | 1 | Houston | YES | -0.005472 | 70.8 | 0 | 70.8 | 0 | 1.005 | Cogen | -1 | 0.047386 | 0 | 0 |  |  |  |  | -0.047386 | 0 |  |  |  |  | 0 | 0
38590 | TNBP_CGN2_8 | 2 | Houston | YES | -0.005472 | 66.7 | 0 | 66.7 | 0 | 1.005 | Cogen | -1 | 0.047386 | 0 | 0 |  |  |  |  | -0.047386 | 0 |  |  |  |  | 0 | 0
38600 | TNBP_CGN3_8 | 5 | Houston | YES | -0.005472 | 53 | 0 | 53 | 0 | 1.005 | Cogen | -1 | 0.047386 | 0 | 0 |  |  |  |  | -0.047386 | 0 |  |  |  |  | 0 | 0
38611 | TNBPAMCG1_8 | 1 | Houston | YES | -0.005472 | 153.2 | 0 | 153.2 | 0 | 1.005 | Cogen | -1 | 0.047386 | 0 | 0 |  |  |  |  | -0.047386 | 0 |  |  |  |  | 0 | 0
38612 | TNBPAMCG2_8 | 2 | Houston | YES | -0.005472 | 153.5 | 0 | 153.5 | 0 | 1.005 | Cogen | -1 | 0.047386 | 0 | 0 |  |  |  |  | -0.047386 | 0 |  |  |  |  | 0 | 0
38613 | TNBPAMCG3_8 | 3 | Houston | YES | -0.005472 | 152.3 | 0 | 152.3 | 0 | 1.005 | Cogen | -1 | 0.047386 | 0 | 0 |  |  |  |  | -0.047386 | 0 |  |  |  |  | 0 | 0
38614 | TNBPAMCG4_8 | 4 | Houston | YES | -0.005472 | 96 | 0 | 96 |  | 1.005 | Cogen | -1 | 0.047386 | 0 | 0 |  |  |  |  | -0.047386 | 0 |  |  |  |  | 0 | 0
38615 | TNBPAMCG5_8 | 1 | Houston | YES | -0.005472 | 244 | 0 | 244 | 0 | 1.005 | Cogen | -1 | 0.047386 | 0 | 0 |  |  |  |  | -0.047386 | 0 |  |  |  |  | 0 | 0
38690 | TNBP_CGN4_8 | 3 | Houston | YES | -0.005472 | 40 | 0 | 40 |  | 1.005 | Cogen | -1 | 0.047386 | 0 | 0 |  |  |  |  | -0.047386 | 0 |  |  |  |  | 0 | 0
38711 | TNTXCTY1CG8 | 1 | Houston | YES | -0.005472 | 100.3 | 59 | 100.3 | 0 | 1 | Cogen | -1 | 0.047386 | 0 | 0 |  |  |  |  | -0.047386 | 0 |  |  |  |  | 0 | 0
38712 | TNTXCTY2CG8 | 1 | Houston | YES | -0.005472 | 92.9 | 59 | 92.9 | 0 | 1 | Cogen | -1 | 0.047386 | 0 | 0 |  |  |  |  | -0.047386 | 0 |  |  |  |  | 0 | 0
38713 | TNTXCTY3CG8 | 1 | Houston | YES | -0.005472 | 102.7 | 59 | 102.7 | 0 | 1 | Cogen | -1 | 0.047386 | 0 | 0 |  |  |  |  | -0.047386 | 0 |  |  |  |  | 0 | 0
38714 | TNTXCTY4CG8 | 1 | Houston | YES | -0.005472 | 103 | 59 | 103 | 0 | 1 | Cogen | -1 | 0.047386 | 0 | 0 |  |  |  |  | -0.047386 | 0 |  |  |  |  | 0 | 0
39470 | TNDOWCGNSG8 | 1 | Houston | YES | -0.005472 | 32 | 10 | 32 | 0 | 0.985 | Cogen | -1 | 0.047386 | 0 | 0 |  |  |  |  | -0.047386 | 0 |  |  |  |  | 0 | 0
39480 | TNDOWCGNGG8 | 1 | Houston | YES | -0.005472 | 30 | 10 | 30 | 0 | 0.985 | Cogen | -1 | 0.047386 | 0 | 0 |  |  |  |  | -0.047386 | 0 |  |  |  |  | 0 | 0
48924 | WAP_GN4_4 | 4 | Houston | YES | -0.005926 | 546 | 217 | 546 | 0 | 1.0362 | GSC | -1 | 0.04784 | 546 | 546 |  |  |  |  | -0.04784 | -26.1204 |  |  |  |  | 0 | 0
48923 | WAP_GN3_3 | 3 | Houston | YES | -0.005926 | 198.4 | 93 | 248 | 0 | 1.0362 | GST | -1 | 0.04784 | 248 | 248 |  |  |  |  | -0.04784 | -11.8642 |  |  |  |  | 0 | 0
48921 | WAP_GN1_1 | 1 | Houston | YES | -0.005926 | 132.8 | 37 | 166 | 0 | 1.0362 | GST | -1 | 0.04784 | 166 | 166 |  |  |  |  | -0.04784 | -7.9414 |  |  |  |  | 0 | 0
48922 | WAP_GN2_2 | 2 | Houston | YES | -0.005926 | 132.8 | 37 | 166 | 0 | 1.0362 | GST | -1 | 0.04784 | 166 | 166 |  |  |  |  | -0.04784 | -7.9414 |  |  |  |  | 0 | 0
48929 | WAPGT21_GT1 | B1 | Houston | YES | -0.005926 | 0 | 0 | 13 |  | 1.05 | GGT | -1 | 0.04784 | 13 | 13 |  |  |  |  | -0.04784 | -0.62191 |  |  |  |  | 0 | 0
48925 | WAP_GN5_5 | 5 | Houston | YES | -0.005926 | 585.9 | 278 | 654 | 0 | 0.985 | LIGCO | -1 | 0.04784 | 0 | 654 |  |  |  |  | -0.04784 | 0 |  |  |  |  | 0 | 0
48510 | AK_GT1__8040 | 1 | Houston | YES | -0.005997 | 33.4 | 8.1 | 34 |  | 1.029 | Cogen | -1 | 0.047911 | 0 | 0 |  |  |  |  | -0.047911 | 0 |  |  |  |  | 0 | 0
48523 | BVE_ST1_GN1 | 3 | Houston | YES | -0.006083 | 252.4 | 0 | 252.4 |  | 1.035 | CC | -1 | 0.047997 | 252.4 | 252.4 |  |  |  |  | -0.047997 | -12.1143 |  |  |  |  | 0 | 0
48521 | BVE_GT1_GT1 | 1 | Houston | YES | -0.006083 | 167.7 | 0 | 167.7 |  | 1.035 | CC | -1 | 0.047997 | 167.7 | 167.7 |  |  |  |  | -0.047997 | -8.049 |  |  |  |  | 0 | 0
48522 | BVE_GT2_5035 | 2 | Houston | YES | -0.006083 | 166.4 | 0 | 166.4 |  | 1.035 | CC | -1 | 0.047997 | 166.4 | 166.4 |  |  |  |  | -0.047997 | -7.9866 |  |  |  |  | 0 | 0
48926 | WAP_GN6_6 | 6 | Houston | YES | -0.006089 | 651 | 280 | 651 |  | 1.035 | LIGCO | -1 | 0.048003 | 0 | 651 |  |  |  |  | -0.048003 | 0 |  |  |  |  | 0 | 0
48927 | WAP_GN7_7 | 7 | Houston | YES | -0.006089 | 564 | 277 | 564 |  | 1.035 | LIGCO | -1 | 0.048003 | 0 | 564 |  |  |  |  | -0.048003 | 0 |  |  |  |  | 0 | 0
48928 | WAP_GN8_8 | 8 | Houston | YES | -0.006089 | 603 | 275 | 603 |  | 1.035 | LIGCO | -1 | 0.048003 | 0 | 603 |  |  |  |  | -0.048003 | 0 |  |  |  |  | 0 | 0
48730 | MNS_GT | 1 | Houston | YES | -0.006116 | 43 | 0 | 46.1 |  | 1.029 | Cogen | -1 | 0.04803 | 0 | 0 |  |  |  |  | -0.04803 | 0 |  |  |  |  | 0 | 0
39760 | TNSCLP1___8 | 1 | Houston | YES | -0.006893 | 93.4 | 20 | 116.8 | 0 | 1.04 | Cogen | -1 | 0.048807 | 0 | 0 |  |  |  |  | -0.048807 | 0 |  |  |  |  | 0 | 0
39770 | TNSCLP2___8 | 1 | Houston | YES | -0.006893 | 91.6 | 20 | 114.5 | 0 | 1.04 | Cogen | -1 | 0.048807 | 0 | 0 |  |  |  |  | -0.048807 | 0 |  |  |  |  | 0 | 0
39775 | TNSCLP4___8 | 1 | Houston | YES | -0.006893 | 95.2 | 20 | 119 | 0 | 1.04 | Cogen | -1 | 0.048807 | 0 | 0 |  |  |  |  | -0.048807 | 0 |  |  |  |  | 0 | 0
39790 | TNSCLP3___8 | 1 | Houston | YES | -0.006893 | 87.6 | 20 | 109.5 | 0 | 1.027 | Cogen | -1 | 0.048807 | 0 | 0 |  |  |  |  | -0.048807 | 0 |  |  |  |  | 0 | 0
48520 | BSF_GT1_8070 | 1 | Houston | YES | -0.007149 | 72 | 0 | 72 | 0 | 1.0326 | Cogen | -1 | 0.049063 | 0 | 0 |  |  |  |  | -0.049063 | 0 |  |  |  |  | 0 | 0
48520 | BSF_GT1_8070 | 2 | Houston | YES | -0.007149 | 10 | 0 | 10 | 0 | 1.0326 | Cogen | -1 | 0.049063 | 0 | 0 |  |  |  |  | -0.049063 | 0 |  |  |  |  | 0 | 0
49851 | DOW17000 | 37 | Houston | YES | -0.007457 | 39 | 0 | 62 | 0 | 1 | Cogen | -1 | 0.049371 | 0 | 0 |  |  |  |  | -0.049371 | 0 |  |  |  |  | 0 | 0
49858 | DOW38100 | 31 | Houston | YES | -0.007457 | 45 | 0 | 71.4 |  | 1 | Cogen | -1 | 0.049371 | 0 | 0 |  |  |  |  | -0.049371 | 0 |  |  |  |  | 0 | 0
49859 | DOW38200 | 33 | Houston | YES | -0.007457 | 28 | 0 | 45 | 0 | 1 | Cogen | -1 | 0.049371 | 0 | 0 |  |  |  |  | -0.049371 | 0 |  |  |  |  | 0 | 0
49860 | DOW38300 | 32 | Houston | YES | -0.007457 | 63 | 0 | 101 |  | 1 | Cogen | -1 | 0.049371 | 0 | 0 |  |  |  |  | -0.049371 | 0 |  |  |  |  | 0 | 0
49862 | DOW39100 | 36 | Houston | YES | -0.007457 | 54 | 0 | 86 | 0 | 1 | Cogen | -1 | 0.049371 | 0 | 0 |  |  |  |  | -0.049371 | 0 |  |  |  |  | 0 | 0
49863 | DOW39200 | 35 | Houston | YES | -0.007457 | 55 | 0 | 88 | 0 | 1 | Cogen | -1 | 0.049371 | 0 | 0 |  |  |  |  | -0.049371 | 0 |  |  |  |  | 0 | 0
49865 | DOW41000 | 41 | Houston | YES | -0.007457 | 31 | 0 | 50 |  | 1 | Cogen | -1 | 0.049371 | 0 | 0 |  |  |  |  | -0.049371 | 0 |  |  |  |  | 0 | 0
49866 | DOW42000 | 42 | Houston | YES | -0.007457 | 11 | 0 | 18 |  | 1 | Cogen | -1 | 0.049371 | 0 | 0 |  |  |  |  | -0.049371 | 0 |  |  |  |  | 0 | 0
49869 | DOW49000 | 45 | Houston | YES | -0.007457 | 59 | 0 | 94 |  | 1 | Cogen | -1 | 0.049371 | 0 | 0 |  |  |  |  | -0.049371 | 0 |  |  |  |  | 0 | 0
49870 | DOW61000 | 61 | Houston | YES | -0.007457 | 44 | 0 | 70 | 0 | 1 | Cogen | -1 | 0.049371 | 0 | 0 |  |  |  |  | -0.049371 | 0 |  |  |  |  | 0 | 0
49871 | DOW62000 | 62 | Houston | YES | -0.007457 | 40 | 0 | 63 | 0 | 1 | Cogen | -1 | 0.049371 | 0 | 0 |  |  |  |  | -0.049371 | 0 |  |  |  |  | 0 | 0
49872 | DOW63000 | 63 | Houston | YES | -0.007457 | 45 | 0 | 72 | 0 | 1 | Cogen | -1 | 0.049371 | 0 | 0 |  |  |  |  | -0.049371 | 0 |  |  |  |  | 0 | 0
49873 | DOW64000 | 64 | Houston | YES | -0.007457 | 41 | 0 | 64.8 | 0 | 1 | Cogen | -1 | 0.049371 | 0 | 0 |  |  |  |  | -0.049371 | 0 |  |  |  |  | 0 | 0
49876 | DOW65000 | 65 | Houston | YES | -0.007457 | 63 | 0 | 101 | 0 | 1 | Cogen | -1 | 0.049371 | 0 | 0 |  |  |  |  | -0.049371 | 0 |  |  |  |  | 0 | 0
49877 | DOW66000 | 66 | Houston | YES | -0.007457 | 61 | 0 | 97 | 0 | 1 | Cogen | -1 | 0.049371 | 0 | 0 |  |  |  |  | -0.049371 | 0 |  |  |  |  | 0 | 0
49878 | DOW67000 | 67 | Houston | YES | -0.007457 | 65 | 0 | 103 | 0 | 1 | Cogen | -1 | 0.049371 | 0 | 0 |  |  |  |  | -0.049371 | 0 |  |  |  |  | 0 | 0
49882 | DOW81000 | 81 | Houston | YES | -0.007457 | 47 | 0 | 76 | 0 | 1 | Cogen | -1 | 0.049371 | 0 | 0 |  |  |  |  | -0.049371 | 0 |  |  |  |  | 0 | 0
49884 | DOW82000 | 82 | Houston | YES | -0.007457 | 51 | 0 | 80 | 0 | 1 | Cogen | -1 | 0.049371 | 0 | 0 |  |  |  |  | -0.049371 | 0 |  |  |  |  | 0 | 0
49885 | DOW83000 | 83 | Houston | YES | -0.007457 | 51 | 0 | 80 | 0 | 1 | Cogen | -1 | 0.049371 | 0 | 0 |  |  |  |  | -0.049371 | 0 |  |  |  |  | 0 | 0
49886 | DOW84000 | 84 | Houston | YES | -0.007457 | 107 | 0 | 171 | 0 | 0.98 | Cogen | -1 | 0.049371 | 0 | 0 |  |  |  |  | -0.049371 | 0 |  |  |  |  | 0 | 0
13432 | SANDOW_5G | 5 | South | YES | -0.007827 | 581 | 225 | 581 |  | 1.029 | LIGCO | -1 | 0.049741 | 0 | 581 |  |  |  |  | -0.049741 | 0 |  |  |  |  | 0 | 0
48911 | TGF_GT1_8000 | 1 | Houston | YES | -0.008489 | 69.2 | 0 | 69.2 |  | 1.029 | Cogen | -1 | 0.050403 | 0 | 0 |  |  |  |  | -0.050403 | 0 |  |  |  |  | 0 | 0
48733 | CBE_ST12 | 1 | Houston | YES | -0.00873 | 105 | 0 | 105 | 0 | 1.029 | CC | -1 | 0.050644 | 105 | 105 |  |  |  |  | -0.050644 | -5.3176 |  |  |  |  | 0 | 0
48736 | CBE_ST34 | 1 | Houston | YES | -0.00873 | 105 | 0 | 105 | 0 | 1.029 | CC | -1 | 0.050644 | 105 | 105 |  |  |  |  | -0.050644 | -5.3176 |  |  |  |  | 0 | 0
48731 | CBE_GT1 | 1 | Houston | YES | -0.00873 | 76 | 0 | 76 | 0 | 1.029 | CC | -1 | 0.050644 | 76 | 76 |  |  |  |  | -0.050644 | -3.8489 |  |  |  |  | 0 | 0
48732 | CBE_GT2 | 1 | Houston | YES | -0.00873 | 76 | 0 | 76 | 0 | 1.029 | CC | -1 | 0.050644 | 76 | 76 |  |  |  |  | -0.050644 | -3.8489 |  |  |  |  | 0 | 0
48734 | CBE_GT3 | 1 | Houston | YES | -0.00873 | 76 | 0 | 76 | 0 | 1.029 | CC | -1 | 0.050644 | 76 | 76 |  |  |  |  | -0.050644 | -3.8489 |  |  |  |  | 0 | 0
48735 | CBE_GT4 | 1 | Houston | YES | -0.00873 | 76 | 0 | 76 | 0 | 1.029 | CC | -1 | 0.050644 | 76 | 76 |  |  |  |  | -0.050644 | -3.8489 |  |  |  |  | 0 | 0
5911 | STP_GN1___1 | 1 | Houston | YES | -0.009041 | 1333 | 1249 | 1333 | 0 | 1.0406 | Nuc | -1 | 0.050955 | 0 | 0 |  |  |  |  | -0.050955 | 0 |  |  |  |  | 0 | 0
5912 | STP_GN2___2 | 2 | Houston | YES | -0.009041 | 1332 | 1249 | 1332 | 0 | 1.0406 | Nuc | -1 | 0.050955 | 0 | 0 |  |  |  |  | -0.050955 | 0 |  |  |  |  | 0 | 0
3432 | SANDOW_4G | 4 | South | YES | -0.010284 | 580 | 225 | 580 |  | 1.029 | LIGCO | -1 | 0.052198 | 0 | 580 |  |  |  |  | -0.052198 | 0 |  |  |  |  | 0 | 0
80265 | LARECU40A | 4 | South | YES | -0.010653 | 80 | 0 | 100 |  | 1.039 | GGT | -1 | 0.052567 | 100 | 100 |  |  |  |  | -0.052567 | -5.2567 |  |  |  |  | 0 | 0
80266 | LARECU50A | 5 | South | YES | -0.010653 | 80 | 0 | 100 |  | 1.039 | GGT | -1 | 0.052567 | 100 | 100 |  |  |  |  | -0.052567 | -5.2567 |  |  |  |  | 0 | 0
80012 | LAR | F | South | YES | -0.010653 | 0 | 0 | 0 | 0 | 1.04 | DCTie | -1 | 0.052567 | 0 | 0 |  |  |  |  | -0.052567 | 0 |  |  |  |  | 0 | 0
58909 | PEARSALLSCG1 | 1 | South | YES | -0.011609 | 0 | 0 | 8.4 |  | 1.027 | Diesel | -1 | 0.053523 | 8.4 | 8.4 |  |  |  |  | -0.053523 | -0.44959 |  |  |  |  | 0 | 0
58909 | PEARSALLSCG1 | 2 | South | YES | -0.011609 | 0 | 0 | 8.4 |  | 1.027 | Diesel | -1 | 0.053523 | 8.4 | 8.4 |  |  |  |  | -0.053523 | -0.44959 |  |  |  |  | 0 | 0
58909 | PEARSALLSCG1 | 3 | South | YES | -0.011609 | 0 | 0 | 8.4 |  | 1.027 | Diesel | -1 | 0.053523 | 8.4 | 8.4 |  |  |  |  | -0.053523 | -0.44959 |  |  |  |  | 0 | 0
58909 | PEARSALLSCG1 | 4 | South | YES | -0.011609 | 0 | 0 | 8.4 |  | 1.027 | Diesel | -1 | 0.053523 | 8.4 | 8.4 |  |  |  |  | -0.053523 | -0.44959 |  |  |  |  | 0 | 0
58909 | PEARSALLSCG1 | 5 | South | YES | -0.011609 | 0 | 0 | 8.4 |  | 1.027 | Diesel | -1 | 0.053523 | 8.4 | 8.4 |  |  |  |  | -0.053523 | -0.44959 |  |  |  |  | 0 | 0
58909 | PEARSALLSCG1 | 6 | South | YES | -0.011609 | 0 | 0 | 8.4 |  | 1.027 | Diesel | -1 | 0.053523 | 8.4 | 8.4 |  |  |  |  | -0.053523 | -0.44959 |  |  |  |  | 0 | 0
58919 | PEARSALLSCG2 | 1 | South | YES | -0.011609 | 0 | 0 | 8.4 |  | 1.027 | Diesel | -1 | 0.053523 | 8.4 | 8.4 |  |  |  |  | -0.053523 | -0.44959 |  |  |  |  | 0 | 0
58919 | PEARSALLSCG2 | 2 | South | YES | -0.011609 | 0 | 0 | 8.4 |  | 1.027 | Diesel | -1 | 0.053523 | 8.4 | 8.4 |  |  |  |  | -0.053523 | -0.44959 |  |  |  |  | 0 | 0
58919 | PEARSALLSCG2 | 3 | South | YES | -0.011609 | 0 | 0 | 8.4 |  | 1.027 | Diesel | -1 | 0.053523 | 8.4 | 8.4 |  |  |  |  | -0.053523 | -0.44959 |  |  |  |  | 0 | 0
58919 | PEARSALLSCG2 | 4 | South | YES | -0.011609 | 0 | 0 | 8.4 |  | 1.027 | Diesel | -1 | 0.053523 | 8.4 | 8.4 |  |  |  |  | -0.053523 | -0.44959 |  |  |  |  | 0 | 0
58919 | PEARSALLSCG2 | 5 | South | YES | -0.011609 | 0 | 0 | 8.4 |  | 1.027 | Diesel | -1 | 0.053523 | 8.4 | 8.4 |  |  |  |  | -0.053523 | -0.44959 |  |  |  |  | 0 | 0
58919 | PEARSALLSCG2 | 6 | South | YES | -0.011609 | 0 | 0 | 8.4 |  | 1.027 | Diesel | -1 | 0.053523 | 8.4 | 8.4 |  |  |  |  | -0.053523 | -0.44959 |  |  |  |  | 0 | 0
58929 | PEARSALLSCG3 | 1 | South | YES | -0.011609 | 0 | 0 | 8.4 |  | 1.027 | Diesel | -1 | 0.053523 | 8.4 | 8.4 |  |  |  |  | -0.053523 | -0.44959 |  |  |  |  | 0 | 0
58929 | PEARSALLSCG3 | 2 | South | YES | -0.011609 | 0 | 0 | 8.4 |  | 1.027 | Diesel | -1 | 0.053523 | 8.4 | 8.4 |  |  |  |  | -0.053523 | -0.44959 |  |  |  |  | 0 | 0
58929 | PEARSALLSCG3 | 3 | South | YES | -0.011609 | 0 | 0 | 8.4 |  | 1.027 | Diesel | -1 | 0.053523 | 8.4 | 8.4 |  |  |  |  | -0.053523 | -0.44959 |  |  |  |  | 0 | 0
58929 | PEARSALLSCG3 | 4 | South | YES | -0.011609 | 0 | 0 | 8.4 |  | 1.027 | Diesel | -1 | 0.053523 | 8.4 | 8.4 |  |  |  |  | -0.053523 | -0.44959 |  |  |  |  | 0 | 0
58929 | PEARSALLSCG3 | 5 | South | YES | -0.011609 | 0 | 0 | 8.4 |  | 1.027 | Diesel | -1 | 0.053523 | 8.4 | 8.4 |  |  |  |  | -0.053523 | -0.44959 |  |  |  |  | 0 | 0
58929 | PEARSALLSCG3 | 6 | South | YES | -0.011609 | 0 | 0 | 8.4 |  | 1.027 | Diesel | -1 | 0.053523 | 8.4 | 8.4 |  |  |  |  | -0.053523 | -0.44959 |  |  |  |  | 0 | 0
58949 | PEARSALLSCG4 | 1 | South | YES | -0.011609 | 0 | 0 | 8.4 |  | 1.027 | Diesel | -1 | 0.053523 | 8.4 | 8.4 |  |  |  |  | -0.053523 | -0.44959 |  |  |  |  | 0 | 0
58949 | PEARSALLSCG4 | 2 | South | YES | -0.011609 | 0 | 0 | 8.4 |  | 1.027 | Diesel | -1 | 0.053523 | 8.4 | 8.4 |  |  |  |  | -0.053523 | -0.44959 |  |  |  |  | 0 | 0
58949 | PEARSALLSCG4 | 3 | South | YES | -0.011609 | 0 | 0 | 8.4 |  | 1.027 | Diesel | -1 | 0.053523 | 8.4 | 8.4 |  |  |  |  | -0.053523 | -0.44959 |  |  |  |  | 0 | 0
58949 | PEARSALLSCG4 | 4 | South | YES | -0.011609 | 0 | 0 | 8.4 |  | 1.027 | Diesel | -1 | 0.053523 | 8.4 | 8.4 |  |  |  |  | -0.053523 | -0.44959 |  |  |  |  | 0 | 0
58949 | PEARSALLSCG4 | 5 | South | YES | -0.011609 | 0 | 0 | 8.4 |  | 1.027 | Diesel | -1 | 0.053523 | 8.4 | 8.4 |  |  |  |  | -0.053523 | -0.44959 |  |  |  |  | 0 | 0
58949 | PEARSALLSCG4 | 6 | South | YES | -0.011609 | 0 | 0 | 8.4 |  | 1.027 | Diesel | -1 | 0.053523 | 8.4 | 8.4 |  |  |  |  | -0.053523 | -0.44959 |  |  |  |  | 0 | 0
88299 | ZAPATA | F | South | YES | -0.011836 | 0 | 0 | 0 | 0 | 1.02 | BLT | -1 | 0.05375 | 0 | 0 |  |  |  |  | -0.05375 | 0 |  |  |  |  | 0 | 0
8134 | FOR #1 | 1 | South | YES | -0.01255 | 54.1 | 45 | 79 | 0 | 1 | Cogen | -1 | 0.054464 | 0 | 0 |  |  |  |  | -0.054464 | 0 |  |  |  |  | 0 | 0
8138 | FOR #2 | 2 | South | YES | -0.01255 | 63.1 | 45 | 81 | 0 | 1 | Cogen | -1 | 0.054464 | 0 | 0 |  |  |  |  | -0.054464 | 0 |  |  |  |  | 0 | 0
8153 | FOR #3 | 3 | South | YES | -0.01255 | 63.1 | 45 | 79.9 | 0 | 1 | Cogen | -1 | 0.054464 | 0 | 0 |  |  |  |  | -0.054464 | 0 |  |  |  |  | 0 | 0
8154 | FOR #4 | 4 | South | YES | -0.01255 | 63.1 | 60 | 80 | 0 | 1 | Cogen | -1 | 0.054464 | 0 | 0 |  |  |  |  | -0.054464 | 0 |  |  |  |  | 0 | 0
8155 | FOR #5 | 5 | South | YES | -0.01255 | 63.1 | 60 | 78.4 | 0 | 1 | Cogen | -1 | 0.054464 | 0 | 0 |  |  |  |  | -0.054464 | 0 |  |  |  |  | 0 | 0
8156 | FOR #6 | 6 | South | YES | -0.01255 | 24.9 | 5 | 25 | 0 | 1 | Cogen | -1 | 0.054464 | 0 | 0 |  |  |  |  | -0.054464 | 0 |  |  |  |  | 0 | 0
8157 | FOR #7 | 7 | South | YES | -0.01255 | 28.8 | 5 | 46 | 0 | 1 | Cogen | -1 | 0.054464 | 0 | 0 |  |  |  |  | -0.054464 | 0 |  |  |  |  | 0 | 0
80051 | FOR #8 | 8 | South | YES | -0.01255 | 28 | 28 | 28 |  | 1 | Cogen | -1 | 0.054464 | 0 | 0 |  |  |  |  | -0.054464 | 0 |  |  |  |  | 0 | 0
80052 | FOR #9 | 9 | South | YES | -0.01255 | 29.7 | 5 | 43.6 | 0 | 1 | Cogen | -1 | 0.054464 | 0 | 0 |  |  |  |  | -0.054464 | 0 |  |  |  |  | 0 | 0
80053 | FOR #10 | 10 | South | YES | -0.01255 | 68.4 | 45 | 75 | 0 | 1 | Cogen | -1 | 0.054464 | 0 | 0 |  |  |  |  | -0.054464 | 0 |  |  |  |  | 0 | 0
5728 | FALCONHYDRO2 | 2 | South | YES | -0.012636 | 12 | 0 | 12 | 0 | 1.0234 | Hydro | -1 | 0.05455 | 0 | 0 |  |  |  |  | -0.05455 | 0 |  |  |  |  | 0 | 0
5729 | FALCONHYDRO3 | 3 | South | YES | -0.012636 | 11 | 0 | 11 | 0 | 1.0234 | Hydro | -1 | 0.05455 | 0 | 0 |  |  |  |  | -0.05455 | 0 |  |  |  |  | 0 | 0
8048 | FALCONHYDRO1 | 1 | South | YES | -0.012636 | 12 | 0 | 12 | 0 | 1.0234 | Hydro | -1 | 0.05455 | 0 | 0 |  |  |  |  | -0.05455 | 0 |  |  |  |  | 0 | 0
80226 | ALCOA G | 1 | South | YES | -0.012651 | 32.3 | 5 | 48 | 0 | 1.015 | Cogen | -1 | 0.054565 | 0 | 0 |  |  |  |  | -0.054565 | 0 |  |  |  |  | 0 | 0
5891 | PEARSALLGEN2 | 1 | South | YES | -0.012684 | 19.4 | 6 | 24.3 | 0 | 1.0226 | GST | -1 | 0.054598 | 24.3 | 24.3 |  |  |  |  | -0.054598 | -1.3267 |  |  |  |  | 0 | 0
5890 | PEARSALLGEN1 | 1 | South | YES | -0.012684 | 19.2 | 6 | 24 | 0 | 1.0226 | GST | -1 | 0.054598 | 24 | 24 |  |  |  |  | -0.054598 | -1.3103 |  |  |  |  | 0 | 0
5892 | PEARSALLGEN3 | 1 | South | YES | -0.012684 | 19.1 | 6 | 23.9 | 0 | 1.0226 | GST | -1 | 0.054598 | 23.9 | 23.9 |  |  |  |  | -0.054598 | -1.3049 |  |  |  |  | 0 | 0
88508 | FALFURRI | F | South | YES | -0.012728 | 0 | 0 | 0 | 0 | 1 | AVR | -1 | 0.054642 | 0 | 0 |  |  |  |  | -0.054642 | 0 |  |  |  |  | 0 | 0
8147 | UCAR #2 | 10 | South | YES | -0.012976 | 18.2 | 0 | 28 |  | 1 | Cogen | -1 | 0.05489 | 0 | 0 |  |  |  |  | -0.05489 | 0 |  |  |  |  | 0 | 0
8148 | UCAR #1 | 2 | South | YES | -0.012976 | 6.1 | 0 | 7 | 0 | 1.009 | Cogen | -1 | 0.05489 | 0 | 0 |  |  |  |  | -0.05489 | 0 |  |  |  |  | 0 | 0
80137 | CSDR89 | 8 | South | YES | -0.012976 | 33.9 | 0 | 39 | 0 | 1.003 | DCTie | -1 | 0.05489 | 0 | 0 |  |  |  |  | -0.05489 | 0 |  |  |  |  | 0 | 0
80137 | CSDR89 | 9 | South | YES | -0.012976 | 15 | 0 | 15 | 0 | 1.003 | DCTie | -1 | 0.05489 | 0 | 0 |  |  |  |  | -0.05489 | 0 |  |  |  |  | 0 | 0
80138 | CSDR7 | 7 | South | YES | -0.012976 | 6.1 | 0 | 7 | 0 | 1.014 | DCTie | -1 | 0.05489 | 0 | 0 |  |  |  |  | -0.05489 | 0 |  |  |  |  | 0 | 0
80139 | CSDR56 | 5 | South | YES | -0.012976 | 15 | 0 | 15 |  | 1.0033 | DCTie | -1 | 0.05489 | 0 | 0 |  |  |  |  | -0.05489 | 0 |  |  |  |  | 0 | 0
80139 | CSDR56 | 6 | South | YES | -0.012976 | 0 | 0 | 39 |  | 1.0033 | DCTie | -1 | 0.05489 | 0 | 0 |  |  |  |  | -0.05489 | 0 |  |  |  |  | 0 | 0
80140 | CSDR11 | 11 | South | YES | -0.012976 | 33.9 | 0 | 39 | 0 | 1.03 | DCTie | -1 | 0.05489 | 0 | 0 |  |  |  |  | -0.05489 | 0 |  |  |  |  | 0 | 0
80227 | AIRCO G | 1 | South | YES | -0.013033 | 7.2 | 0 | 8 | 0 | 1.0104 | Cogen | -1 | 0.054947 | 0 | 0 |  |  |  |  | -0.054947 | 0 |  |  |  |  | 0 | 0
80224 | VISTRONG1 | 1 | South | YES | -0.013118 | 13.1 | 0 | 15 | 0 | 1.01 | Cogen | -1 | 0.055032 | 0 | 0 |  |  |  |  | -0.055032 | 0 |  |  |  |  | 0 | 0
80225 | VISTRONG2 | 2 | South | YES | -0.013118 | 20.2 | 0 | 23 | 0 | 1.01 | Cogen | -1 | 0.055032 | 0 | 0 |  |  |  |  | -0.055032 | 0 |  |  |  |  | 0 | 0
7010 | L_FPPYD11_1Y | 1 | South | YES | -0.013145 | 547.4 | 200 | 606 | 0 | 1.02 | LIGCO | -1 | 0.055059 | 0 | 606 |  |  |  |  | -0.055059 | 0 |  |  |  |  | 0 | 0
7011 | L_FPPYD11_2Y | 2 | South | YES | -0.013145 | 552.2 | 200 | 598 | 0 | 1.02 | LIGCO | -1 | 0.055059 | 0 | 598 |  |  |  |  | -0.055059 | 0 |  |  |  |  | 0 | 0
7012 | L_FPPYD21_3Y | 3 | South | YES | -0.013147 | 427.5 | 200 | 436 | 0 | 1.02 | LIGCO | -1 | 0.055061 | 0 | 436 |  |  |  |  | -0.055061 | 0 |  |  |  |  | 0 | 0
5503 | RAYBURNGEN3 | 1 | South | YES | -0.013197 | 17.6 | 6 | 22 | 0 | 1.0224 | GST | -1 | 0.055111 | 22 | 22 |  |  |  |  | -0.055111 | -1.2124 |  |  |  |  | 0 | 0
5505 | RAYBURNGEN1 | 1 | South | YES | -0.013197 | 0 | 1 | 11 |  | 1.0223 | GGT | -1 | 0.055111 | 11 | 11 |  |  |  |  | -0.055111 | -0.60622 |  |  |  |  | 0 | 0
5506 | RAYBURNGEN2 | 1 | South | YES | -0.013197 | 0 | 1 | 11 |  | 1.0223 | GGT | -1 | 0.055111 | 11 | 11 |  |  |  |  | -0.055111 | -0.60622 |  |  |  |  | 0 | 0
7009 | L_LOSTPI1_3Y | 3 | South | YES | -0.013255 | 173.9 | 72 | 175 | 0 | 1 | CC | -1 | 0.055169 | 175 | 175 |  |  |  |  | -0.055169 | -9.6545 |  |  |  |  | 0 | 0
7008 | L_LOSTPI1_2Y | 2 | South | YES | -0.013255 | 157.7 | 107 | 160 | 0 | 1 | CC | -1 | 0.055169 | 160 | 160 |  |  |  |  | -0.055169 | -8.827 |  |  |  |  | 0 | 0
7007 | L_LOSTPI1_1Y | 1 | South | YES | -0.013255 | 158.6 | 110 | 158 | 0 | 1 | CC | -1 | 0.055169 | 158 | 158 |  |  |  |  | -0.055169 | -8.7166 |  |  |  |  | 0 | 0
8066 | DUP1V#1 | 1 | South | YES | -0.013357 | 52.3 | 0 | 73 | 0 | 1.01 | Cogen | -1 | 0.055271 | 0 | 0 |  |  |  |  | -0.055271 | 0 |  |  |  |  | 0 | 0
5512 | RAYBURNCC8 | 1 | South | YES | -0.013374 | 49.3 | 18.2 | 49.3 | 0 | 1.0296 | CC | -1 | 0.055288 | 49.3 | 49.3 |  |  |  |  | -0.055288 | -2.7257 |  |  |  |  | 0 | 0
5508 | RAYBURNCC9 | 1 | South | YES | -0.013374 | 47.7 | 18.2 | 47.7 | 0 | 1.0296 | CC | -1 | 0.055288 | 47.7 | 47.7 |  |  |  |  | -0.055288 | -2.6372 |  |  |  |  | 0 | 0
5511 | RAYBURNCC7 | 1 | South | YES | -0.013374 | 47.5 | 18.2 | 47.5 | 0 | 1.0296 | CC | -1 | 0.055288 | 47.5 | 47.5 |  |  |  |  | -0.055288 | -2.6262 |  |  |  |  | 0 | 0
5509 | RAYBURNCC10 | 1 | South | YES | -0.013374 | 37.3 | 5.2 | 37.3 | 0 | 1.0296 | CC | -1 | 0.055288 | 37.3 | 37.3 |  |  |  |  | -0.055288 | -2.0622 |  |  |  |  | 0 | 0
8935 | FGNTS201 | 3 | South | YES | -0.013473 | 173 | 0 | 173 | 0 | 1.03 | CC | -1 | 0.055387 | 173 | 173 |  |  |  |  | -0.055387 | -9.5819 |  |  |  |  | 0 | 0
8934 | FGNTS101 | 2 | South | YES | -0.013473 | 147.9 | 0 | 147.9 | 0 | 1.03 | CC | -1 | 0.055387 | 147.9 | 147.9 |  |  |  |  | -0.055387 | -8.1917 |  |  |  |  | 0 | 0
8933 | FGNTS001 | 1 | South | YES | -0.013473 | 146.5 | 0 | 146.5 | 0 | 1.03 | CC | -1 | 0.055387 | 146.5 | 146.5 |  |  |  |  | -0.055387 | -8.1141 |  |  |  |  | 0 | 0
8926 | LGE_GT10A | 1 | South | YES | -0.013486 | 158 | 0 | 158 | 0 | 1.03 | Cogen | -1 | 0.0554 | 0 | 0 |  |  |  |  | -0.0554 | 0 |  |  |  |  | 0 | 0
8927 | LGE_GT20A | 2 | South | YES | -0.013486 | 153 | 0 | 153 | 0 | 1.03 | Cogen | -1 | 0.0554 | 0 | 0 |  |  |  |  | -0.0554 | 0 |  |  |  |  | 0 | 0
8928 | LGE_STG0A | 3 | South | YES | -0.013486 | 100 | 0 | 100 | 0 | 1.03 | Cogen | -1 | 0.0554 | 0 | 0 |  |  |  |  | -0.0554 | 0 |  |  |  |  | 0 | 0
8930 | ICPGN10A | 1 | South | YES | -0.013486 | 149 | 0 | 149 | 0 | 1.03 | Cogen | -1 | 0.0554 | 0 | 0 |  |  |  |  | -0.0554 | 0 |  |  |  |  | 0 | 0
8931 | ICPGN20A | 2 | South | YES | -0.013486 | 150 | 0 | 150 | 0 | 1.03 | Cogen | -1 | 0.0554 | 0 | 0 |  |  |  |  | -0.0554 | 0 |  |  |  |  | 0 | 0
8932 | ICPGN30A | 3 | South | YES | -0.013486 | 127 | 0 | 127 | 0 | 1.03 | Cogen | -1 | 0.0554 | 0 | 0 |  |  |  |  | -0.0554 | 0 |  |  |  |  | 0 | 0
80223 | REYSHR G | 1 | South | YES | -0.013486 | 12 | 0 | 12 | 0 | 1.032 | Cogen | -1 | 0.0554 | 0 | 0 |  |  |  |  | -0.0554 | 0 |  |  |  |  | 0 | 0
8174 | VICEC61A | 6 | South | YES | -0.013494 | 188 | 42 | 188 | 0 | 1.025 | CC | -1 | 0.055408 | 188 | 188 |  |  |  |  | -0.055408 | -10.4166 |  |  |  |  | 0 | 0
8173 | VICEC51A | 5 | South | YES | -0.013494 | 144 | 18 | 144 | 0 | 1.025 | CC | -1 | 0.055408 | 144 | 144 |  |  |  |  | -0.055408 | -7.9787 |  |  |  |  | 0 | 0
8442 | NBEC7 | 7 | South | YES | -0.013593 | 0 | 81 | 367 |  | 1.0298 | GST | -1 | 0.055507 | 367 | 367 |  |  |  |  | -0.055507 | -20.3709 |  |  |  |  | 0 | 0
8442 | NBEC7 | MB | South | YES | -0.013593 | 0 | 81 | 367 |  | 1.0298 | GST | -1 | 0.055507 | 0 | 0 |  |  |  |  | -0.055507 | 0 |  |  |  |  | 0 | 0
8560 | CNOPGT1 | 1 | South | YES | -0.013594 | 148.3 | 0 | 148.3 | 0 | 1.03 | Cogen | -1 | 0.055508 | 0 | 0 |  |  |  |  | -0.055508 | 0 |  |  |  |  | 0 | 0
8561 | CNOPGT2 | 2 | South | YES | -0.013594 | 148.6 | 0 | 148.6 | 0 | 1.03 | Cogen | -1 | 0.055508 | 0 | 0 |  |  |  |  | -0.055508 | 0 |  |  |  |  | 0 | 0
8562 | CNOPST1 | 3 | South | YES | -0.013594 | 153 | 0 | 153 | 0 | 1.03 | Cogen | -1 | 0.055508 | 0 | 0 |  |  |  |  | -0.055508 | 0 |  |  |  |  | 0 | 0
8456 | COSW#1 | 1 | South | YES | -0.0136 | 20 | 0 | 20 | 0 | 1.027 | Cogen | -1 | 0.055514 | 0 | 0 |  |  |  |  | -0.055514 | 0 |  |  |  |  | 0 | 0
8457 | COSW#2 | 2 | South | YES | -0.0136 | 14 | 0 | 14 | 0 | 1.027 | Cogen | -1 | 0.055514 | 0 | 0 |  |  |  |  | -0.055514 | 0 |  |  |  |  | 0 | 0
8506 | VAL #1 | 1 | South | YES | -0.013609 | 20.9 | 0 | 25 | 0 | 1.0055 | Cogen | -1 | 0.055523 | 0 | 0 |  |  |  |  | -0.055523 | 0 |  |  |  |  | 0 | 0
8507 | VAL #2 | 2 | South | YES | -0.013609 | 20.9 | 0 | 25 | 0 | 1.0055 | Cogen | -1 | 0.055523 | 0 | 0 |  |  |  |  | -0.055523 | 0 |  |  |  |  | 0 | 0
8938 | MVGN#3 | 3 | South | YES | -0.013614 | 250.9 | 0 | 250.9 | 0 | 1.0304 | CC | -1 | 0.055528 | 250.9 | 250.9 |  |  |  |  | -0.055528 | -13.9319 |  |  |  |  | 0 | 0
8937 | MVGN#2 | 2 | South | YES | -0.013614 | 216.7 | 0 | 216.7 | 0 | 1.0304 | CC | -1 | 0.055528 | 216.7 | 216.7 |  |  |  |  | -0.055528 | -12.0328 |  |  |  |  | 0 | 0
8936 | MVGN#1 | 1 | South | YES | -0.013614 | 216.6 | 0 | 216.6 | 0 | 1.0304 | CC | -1 | 0.055528 | 216.6 | 216.6 |  |  |  |  | -0.055528 | -12.0273 |  |  |  |  | 0 | 0
8983 | HECN3 | 3 | South | YES | -0.013614 | 171.9 | 0 | 171.9 | 0 | 1.0304 | CC | -1 | 0.055528 | 171.9 | 171.9 |  |  |  |  | -0.055528 | -9.5452 |  |  |  |  | 0 | 0
8981 | HECN1 | 1 | South | YES | -0.013614 | 144.8 | 0 | 144.8 | 0 | 1.0304 | CC | -1 | 0.055528 | 144.8 | 144.8 |  |  |  |  | -0.055528 | -8.0404 |  |  |  |  | 0 | 0
8982 | HECN2 | 2 | South | YES | -0.013614 | 144.1 | 0 | 144.1 | 0 | 1.0304 | CC | -1 | 0.055528 | 144.1 | 144.1 |  |  |  |  | -0.055528 | -8.0015 |  |  |  |  | 0 | 0
8461 | KOCH_UP0A | 1 | South | YES | -0.013615 | 38 | 0 | 38 | 0 | 1.012 | Cogen | -1 | 0.055529 | 0 | 0 |  |  |  |  | -0.055529 | 0 |  |  |  |  | 0 | 0
80263 | B_DAVIS31A | 3 | South | YES | -0.013622 | 0 | 0 | 180 |  | 1.0366 | CC | -1 | 0.055536 | 180 | 180 |  |  |  |  | -0.055536 | -9.9964 |  |  |  |  | 0 | 0
80264 | B_DAVIS41A | 4 | South | YES | -0.013622 | 0 | 0 | 180 |  | 1.0366 | CC | -1 | 0.055536 | 180 | 180 |  |  |  |  | -0.055536 | -9.9964 |  |  |  |  | 0 | 0
8459 | B_DAVIS0B | MB | South | YES | -0.013622 | 0 | 50 | 339 |  | 1.03 | GSC | -1 | 0.055536 | 0 | 0 |  |  |  |  | -0.055536 | 0 |  |  |  |  | 0 | 0
8460 | B_DAVIS0A | MB | South | YES | -0.013622 | 0 | 50 | 340 |  | 1.03 | GSC | -1 | 0.055536 | 0 | 0 |  |  |  |  | -0.055536 | 0 |  |  |  |  | 0 | 0
8511 | OXY_CC0A | 1 | South | YES | -0.013631 | 30.3 | 0 | 38 | 0 | 1.027 | Cogen | -1 | 0.055545 | 0 | 0 |  |  |  |  | -0.055545 | 0 |  |  |  |  | 0 | 0
5935 | SI_RAY10 | 10 | South | YES | -0.013672 | 47 | 10 | 47 | 0 | 1.03 | CC | -1 | 0.055586 | 47 | 47 |  |  |  |  | -0.055586 | -2.6125 |  |  |  |  | 0 | 0
5932 | SI_RAY9 | 9 | South | YES | -0.013672 | 32 | 32 | 38 | 0 | 1.035 | CC | -1 | 0.055586 | 38 | 38 |  |  |  |  | -0.055586 | -2.1123 |  |  |  |  | 0 | 0
5933 | SI_RAY6 | 6 | South | YES | -0.013672 | 15.4 | 10 | 19.3 | 0 | 1.035 | GST | -1 | 0.055586 | 19.3 | 19.3 |  |  |  |  | -0.055586 | -1.0728 |  |  |  |  | 0 | 0
80003 | MILHWYS | F | South | YES | -0.013672 | 0 | 0 | 0 | 0 | 1.0168 | AVR | -1 | 0.055586 | 0 | 0 |  |  |  |  | -0.055586 | 0 |  |  |  |  | 0 | 0
8517 | CELANEBI0A | 1 | South | YES | -0.013674 | 29 | 0 | 29 | 0 | 1.02 | Cogen | -1 | 0.055588 | 0 | 0 |  |  |  |  | -0.055588 | 0 |  |  |  |  | 0 | 0
80080 | GWINDT11A | 1 | South | YES | -0.013709 | 28.2 | 0 | 94 | 0 | 1.025 | Wind | -1 | 0.055623 | 0 | 94 |  |  |  |  | -0.055623 | 0 |  |  |  |  | 0 | 0
80080 | GWINDT11A | 2 | South | YES | -0.013709 | 0 | 0 | 41 | 0 | 1.025 | Wind | -1 | 0.055623 | 0 | 41 |  |  |  |  | -0.055623 | 0 |  |  |  |  | 0 | 0
80080 | GWINDT11A | 3 | South | YES | -0.013709 | 0 | 0 | 38 | 0 | 1.025 | Wind | -1 | 0.055623 | 0 | 38 |  |  |  |  | -0.055623 | 0 |  |  |  |  | 0 | 0
80080 | GWINDT11A | 4 | South | YES | -0.013709 | 3.8 | 0 | 19 | 0 | 1.025 | Wind | -1 | 0.055623 | 0 | 19 |  |  |  |  | -0.055623 | 0 |  |  |  |  | 0 | 0
80081 | GWINDT21A | 1 | South | YES | -0.013709 | 28.2 | 0 | 94 | 0 | 1.025 | Wind | -1 | 0.055623 | 0 | 94 |  |  |  |  | -0.055623 | 0 |  |  |  |  | 0 | 0
80081 | GWINDT21A | 2 | South | YES | -0.013709 | 7.2 | 0 | 36 | 0 | 1.025 | Wind | -1 | 0.055623 | 0 | 36 |  |  |  |  | -0.055623 | 0 |  |  |  |  | 0 | 0
80081 | GWINDT21A | 3 | South | YES | -0.013709 | 8.6 | 0 | 43 | 0 | 1.025 | Wind | -1 | 0.055623 | 0 | 43 |  |  |  |  | -0.055623 | 0 |  |  |  |  | 0 | 0
80081 | GWINDT21A | 4 | South | YES | -0.013709 | 4.4 | 0 | 22 | 0 | 1.025 | Wind | -1 | 0.055623 | 0 | 22 |  |  |  |  | -0.055623 | 0 |  |  |  |  | 0 | 0
80180 | PNSCALT11A | 1 | South | YES | -0.013709 | 43.8 | 0 | 148 | 0 | 1.025 | Wind | -1 | 0.055623 | 0 | 148 |  |  |  |  | -0.055623 | 0 |  |  |  |  | 0 | 0
80180 | PNSCALT11A | 2 | South | YES | -0.013709 | 10 | 0 | 50 | 0 | 1.025 | Wind | -1 | 0.055623 | 0 | 50 |  |  |  |  | -0.055623 | 0 |  |  |  |  | 0 | 0
80181 | PNSCALT21A | 1 | South | YES | -0.013709 | 16.5 | 0 | 55 | 0 | 1.025 | Wind | -1 | 0.055623 | 0 | 55 |  |  |  |  | -0.055623 | 0 |  |  |  |  | 0 | 0
80181 | PNSCALT21A | 2 | South | YES | -0.013709 | 10 | 0 | 50 | 0 | 1.025 | Wind | -1 | 0.055623 | 0 | 50 |  |  |  |  | -0.055623 | 0 |  |  |  |  | 0 | 0
7303 | L_WPPGS12_1Y | 1 | South | YES | -0.01412 | 50 | 0 | 50 | 0 | 1.025 | GGT | -1 | 0.056034 | 50 | 50 |  |  |  |  | -0.056034 | -2.8017 |  |  |  |  | 0 | 0
7303 | L_WPPGS12_1Y | 2 | South | YES | -0.01412 | 50 | 0 | 50 | 0 | 1.025 | GGT | -1 | 0.056034 | 50 | 50 |  |  |  |  | -0.056034 | -2.8017 |  |  |  |  | 0 | 0
7305 | L_WPPGS34_1Y | 3 | South | YES | -0.01412 | 50 | 0 | 50 | 0 | 1.025 | GGT | -1 | 0.056034 | 50 | 50 |  |  |  |  | -0.056034 | -2.8017 |  |  |  |  | 0 | 0
7305 | L_WPPGS34_1Y | 4 | South | YES | -0.01412 | 50 | 0 | 50 | 0 | 1.025 | GGT | -1 | 0.056034 | 50 | 50 |  |  |  |  | -0.056034 | -2.8017 |  |  |  |  | 0 | 0
88198 | BEEVILLE | F | South | YES | -0.014203 | 0 | 0 | 0 | 0 | 1.02 | AVR | -1 | 0.056117 | 0 | 0 |  |  |  |  | -0.056117 | 0 |  |  |  |  | 0 | 0
7809 | L_BASTEN1_3Y | 1 | South | YES | -0.014217 | 232.6 | 42 | 232.6 | 0 | 1.004 | CC | -1 | 0.056131 | 232.6 | 232.6 |  |  |  |  | -0.056131 | -13.056 |  |  |  |  | 0 | 0
7807 | L_BASTEN1_1Y | 1 | South | YES | -0.014217 | 152.5 | 83.5 | 152.5 | 0 | 1.004 | CC | -1 | 0.056131 | 152.5 | 152.5 |  |  |  |  | -0.056131 | -8.5599 |  |  |  |  | 0 | 0
7808 | L_BASTEN1_2Y | 1 | South | YES | -0.014217 | 149.5 | 83.5 | 149.5 | 0 | 1.004 | CC | -1 | 0.056131 | 149.5 | 149.5 |  |  |  |  | -0.056131 | -8.3915 |  |  |  |  | 0 | 0
8161 | COLETO0A | 1 | South | YES | -0.014355 | 633 | 200 | 633 | 0 | 1.03 | LIGCO | -1 | 0.056269 | 0 | 633 |  |  |  |  | -0.056269 | 0 |  |  |  |  | 0 | 0
8189 | CUECPL2A | 1 | South | YES | -0.015227 | 12 | 0 | 12 | 0 | 1.02 | Cogen | -1 | 0.057141 | 0 | 0 |  |  |  |  | -0.057141 | 0 |  |  |  |  | 0 | 0
7006 | L_SIMGID1_3Y | 3 | South | YES | -0.015495 | 324.9 | 60 | 329 | 0 | 1.02 | GST | -1 | 0.057409 | 329 | 329 |  |  |  |  | -0.057409 | -18.8874 |  |  |  |  | 0 | 0
7005 | L_SIMGID1_2Y | 2 | South | YES | -0.015495 | 133 | 32 | 139 | 0 | 1.02 | GST | -1 | 0.057409 | 139 | 139 |  |  |  |  | -0.057409 | -7.9798 |  |  |  |  | 0 | 0
7004 | L_SIMGID1_1Y | 1 | South | YES | -0.015495 | 132 | 40 | 132 | 0 | 1.02 | GST | -1 | 0.057409 | 132 | 132 |  |  |  |  | -0.057409 | -7.5779 |  |  |  |  | 0 | 0
5903 | SANMIGUELGEN | 1 | South | YES | -0.015768 | 396.3 | 180 | 396.3 | 0 | 1.0336 | LIGCO | -1 | 0.057682 | 0 | 396.3 |  |  |  |  | -0.057682 | 0 |  |  |  |  | 0 | 0
7624 | L_LAKEWO9_1Y | 1 | South | YES | -0.016333 | 0 | 0 | 2.4 |  | 1 | Hydro | -1 | 0.058247 | 0 | 0 |  |  |  |  | -0.058247 | 0 |  |  |  |  | 0 | 0
7624 | L_LAKEWO9_1Y | 2 | South | YES | -0.016333 | 0 | 0 | 2.4 |  | 1 | Hydro | -1 | 0.058247 | 0 | 0 |  |  |  |  | -0.058247 | 0 |  |  |  |  | 0 | 0
9005 | DECKR_G6 | 6 | South | YES | -0.016808 | 44 | 24 | 47 | 0 | 1.015 | GGT | -1 | 0.058722 | 47 | 47 |  |  |  |  | -0.058722 | -2.7599 |  |  |  |  | 0 | 0
9003 | DECKR_G4 | 4 | South | YES | -0.016808 | 44 | 24 | 44 | 0 | 1.015 | GGT | -1 | 0.058722 | 44 | 44 |  |  |  |  | -0.058722 | -2.5837 |  |  |  |  | 0 | 0
9004 | DECKR_G5 | 5 | South | YES | -0.016808 | 44 | 24 | 44 | 0 | 1.015 | GGT | -1 | 0.058722 | 44 | 44 |  |  |  |  | -0.058722 | -2.5837 |  |  |  |  | 0 | 0
9002 | DECKR_G3 | 3 | South | YES | -0.016808 | 0 | 24 | 42 |  | 1.015 | GGT | -1 | 0.058722 | 42 | 42 |  |  |  |  | -0.058722 | -2.4663 |  |  |  |  | 0 | 0
7805 | L_GUADGE1_6Y | 6 | South | YES | -0.01704 | 203 | 30 | 203 | 0 | 1.02 | CC | -1 | 0.058954 | 203 | 203 |  |  |  |  | -0.058954 | -11.9676 |  |  |  |  | 0 | 0
7804 | L_GUADGE1_5Y | 5 | South | YES | -0.01704 | 182 | 30 | 182 | 0 | 1.02 | CC | -1 | 0.058954 | 182 | 182 |  |  |  |  | -0.058954 | -10.7295 |  |  |  |  | 0 | 0
7803 | L_GUADGE1_4Y | 4 | South | YES | -0.01704 | 149 | 30 | 149 | 0 | 1.02 | CC | -1 | 0.058954 | 149 | 149 |  |  |  |  | -0.058954 | -8.7841 |  |  |  |  | 0 | 0
7800 | L_GUADGE1_1Y | 1 | South | YES | -0.01704 | 147 | 30 | 147 | 0 | 1.02 | CC | -1 | 0.058954 | 147 | 147 |  |  |  |  | -0.058954 | -8.6662 |  |  |  |  | 0 | 0
7802 | L_GUADGE1_3Y | 3 | South | YES | -0.01704 | 146 | 30 | 146 | 0 | 1.02 | CC | -1 | 0.058954 | 146 | 146 |  |  |  |  | -0.058954 | -8.6072 |  |  |  |  | 0 | 0
7801 | L_GUADGE1_2Y | 2 | South | YES | -0.01704 | 138 | 30 | 138 | 0 | 1.02 | CC | -1 | 0.058954 | 138 | 138 |  |  |  |  | -0.058954 | -8.1356 |  |  |  |  | 0 | 0
7813 | L_RIONOG1S1Y | 4 | South | YES | -0.017081 | 293 | 0 | 293 | 0 | 1.02 | CC | -1 | 0.058995 | 293 | 293 |  |  |  |  | -0.058995 | -17.2854 |  |  |  |  | 0 | 0
7812 | L_RIONOG1G3Y | 3 | South | YES | -0.017081 | 154 | 0 | 154 | 0 | 1.02 | CC | -1 | 0.058995 | 154 | 154 |  |  |  |  | -0.058995 | -9.0852 |  |  |  |  | 0 | 0
7810 | L_RIONOG1G1Y | 1 | South | YES | -0.017081 | 148 | 0 | 148 | 0 | 1.02 | CC | -1 | 0.058995 | 148 | 148 |  |  |  |  | -0.058995 | -8.7312 |  |  |  |  | 0 | 0
7811 | L_RIONOG1G2Y | 2 | South | YES | -0.017081 | 148 | 0 | 148 | 0 | 1.02 | CC | -1 | 0.058995 | 148 | 148 |  |  |  |  | -0.058995 | -8.7312 |  |  |  |  | 0 | 0
9020 | SANDHG5A | 5A | South | YES | -0.017183 | 150 | 84 | 155 | 0 | 1.0175 | CC | -1 | 0.059097 | 155 | 155 |  |  |  |  | -0.059097 | -9.16 |  |  |  |  | 0 | 0
9021 | SANDHG5C | 5C | South | YES | -0.017183 | 140 | 0 | 148 | 0 | 1.0175 | CC | -1 | 0.059097 | 148 | 148 |  |  |  |  | -0.059097 | -8.7463 |  |  |  |  | 0 | 0
9016 | SANDH_G1 | 1 | South | YES | -0.017183 | 45 | 2 | 49 | 0 | 1.0175 | GGT | -1 | 0.059097 | 49 | 49 |  |  |  |  | -0.059097 | -2.8957 |  |  |  |  | 0 | 0
9019 | SANDH_G4 | 4 | South | YES | -0.017183 | 0 | 2 | 47 |  | 1.0175 | GGT | -1 | 0.059097 | 47 | 47 |  |  |  |  | -0.059097 | -2.7775 |  |  |  |  | 0 | 0
9017 | SANDH_G2 | 2 | South | YES | -0.017183 | 45 | 2 | 46 | 0 | 1.0175 | GGT | -1 | 0.059097 | 46 | 46 |  |  |  |  | -0.059097 | -2.7184 |  |  |  |  | 0 | 0
9018 | SANDH_G3 | 3 | South | YES | -0.017183 | 45 | 2 | 46 | 0 | 1.0175 | GGT | -1 | 0.059097 | 46 | 46 |  |  |  |  | -0.059097 | -2.7184 |  |  |  |  | 0 | 0
9001 | DECKR_G2 | 2 | South | YES | -0.017224 | 400 | 50 | 426 | 0 | 1.015 | GST | -1 | 0.059138 | 426 | 426 |  |  |  |  | -0.059138 | -25.1926 |  |  |  |  | 0 | 0
9000 | DECKR_G1 | 1 | South | YES | -0.017224 | 280 | 50 | 321 | 0 | 1.015 | GST | -1 | 0.059138 | 321 | 321 |  |  |  |  | -0.059138 | -18.9832 |  |  |  |  | 0 | 0
7017 | L_HAYSEN1_4Y | 4 | South | YES | -0.017224 | 226.7 | 74 | 226.7 | 0 | 1.008 | CC | -1 | 0.059138 | 226.7 | 226.7 |  |  |  |  | -0.059138 | -13.4065 |  |  |  |  | 0 | 0
7015 | L_HAYSEN1_2Y | 2 | South | YES | -0.017224 | 225 | 74 | 225 | 0 | 1.008 | CC | -1 | 0.059138 | 225 | 225 |  |  |  |  | -0.059138 | -13.3059 |  |  |  |  | 0 | 0
7016 | L_HAYSEN1_3Y | 3 | South | YES | -0.017224 | 224.6 | 74 | 224.6 | 0 | 1.008 | CC | -1 | 0.059138 | 224.6 | 224.6 |  |  |  |  | -0.059138 | -13.2823 |  |  |  |  | 0 | 0
7014 | L_HAYSEN1_1Y | 1 | South | YES | -0.017224 | 223.9 | 74 | 223.9 | 0 | 1.008 | CC | -1 | 0.059138 | 223.9 | 223.9 |  |  |  |  | -0.059138 | -13.2409 |  |  |  |  | 0 | 0
7605 | L_MCQUEE9_1Y | 1 | South | YES | -0.01737 | 0 | 0 | 2.4 |  | 1.025 | Hydro | -1 | 0.059284 | 0 | 0 |  |  |  |  | -0.059284 | 0 |  |  |  |  | 0 | 0
7605 | L_MCQUEE9_1Y | 2 | South | YES | -0.01737 | 0 | 0 | 2.4 |  | 1.025 | Hydro | -1 | 0.059284 | 0 | 0 |  |  |  |  | -0.059284 | 0 |  |  |  |  | 0 | 0
7605 | L_MCQUEE9_1Y | 3 | South | YES | -0.01737 | 0 | 0 | 2.8 |  | 1.025 | Hydro | -1 | 0.059284 | 0 | 0 |  |  |  |  | -0.059284 | 0 |  |  |  |  | 0 | 0
7609 | L_SCHUMA8_1Y | 1 | South | YES | -0.017717 | 0 | 0 | 4 |  | 1 | Hydro | -1 | 0.059631 | 0 | 0 |  |  |  |  | -0.059631 | 0 |  |  |  |  | 0 | 0
5401 | CALAVER_JKS1 | 1 | South | YES | -0.017764 | 562 | 100 | 562 | 0 | 1.026 | LIGCO | -1 | 0.059678 | 0 | 562 |  |  |  |  | -0.059678 | 0 |  |  |  |  | 0 | 0
5027 | BRAUNIG_VHB2 | 2 | South | YES | -0.017853 | 216 | 40 | 216 | 0 | 1.0192 | GST | -1 | 0.059767 | 216 | 216 |  |  |  |  | -0.059767 | -12.9096 |  |  |  |  | 0 | 0
5026 | BRAUNIG_VHB1 | 1 | South | YES | -0.017853 | 215 | 40 | 215 | 0 | 1.0192 | GST | -1 | 0.059767 | 215 | 215 |  |  |  |  | -0.059767 | -12.8498 |  |  |  |  | 0 | 0
5265 | LEON_LCP4G4 | 4 | South | YES | -0.017884 | 89 | 25 | 89 | 0 | 1.0197 | GST | -1 | 0.059798 | 89 | 89 |  |  |  |  | -0.059798 | -5.322 |  |  |  |  | 0 | 0
5264 | LEON_LCP3G3 | 3 | South | YES | -0.017884 | 0 | 20 | 58 |  | 1.0197 | GST | -1 | 0.059798 | 58 | 58 |  |  |  |  | -0.059798 | -3.4683 |  |  |  |  | 0 | 0
5269 | LEON_LCPCT4 | 4 | South | YES | -0.017884 | 45 | 24 | 45 | 0 | 1.0197 | GGT | -1 | 0.059798 | 45 | 45 |  |  |  |  | -0.059798 | -2.6909 |  |  |  |  | 0 | 0
5266 | LEON_LCPCT1 | 1 | South | YES | -0.017884 | 44 | 24 | 44 | 0 | 1.0197 | GGT | -1 | 0.059798 | 44 | 44 |  |  |  |  | -0.059798 | -2.6311 |  |  |  |  | 0 | 0
5267 | LEON_LCPCT2 | 2 | South | YES | -0.017884 | 44 | 24 | 44 | 0 | 1.0197 | GGT | -1 | 0.059798 | 44 | 44 |  |  |  |  | -0.059798 | -2.6311 |  |  |  |  | 0 | 0
5268 | LEON_LCPCT3 | 3 | South | YES | -0.017884 | 43 | 24 | 43 | 0 | 1.0197 | GGT | -1 | 0.059798 | 43 | 43 |  |  |  |  | -0.059798 | -2.5713 |  |  |  |  | 0 | 0
7020 | L_AUSTPL1_1Y | 1 | South | YES | -0.017894 | 0 | 0 | 8 |  | 1 | Hydro | -1 | 0.059808 | 0 | 0 |  |  |  |  | -0.059808 | 0 |  |  |  |  | 0 | 0
7020 | L_AUSTPL1_1Y | 2 | South | YES | -0.017894 | 0 | 0 | 8 |  | 1 | Hydro | -1 | 0.059808 | 0 | 0 |  |  |  |  | -0.059808 | 0 |  |  |  |  | 0 | 0
5396 | CALAVER_OWS1 | 1 | South | YES | -0.017934 | 418 | 80 | 418 | 0 | 1.0192 | GST | -1 | 0.059848 | 418 | 418 |  |  |  |  | -0.059848 | -25.0163 |  |  |  |  | 0 | 0
5397 | CALAVER_OWS2 | 2 | South | YES | -0.017934 | 400 | 80 | 400 | 0 | 1.0192 | GST | -1 | 0.059848 | 400 | 400 |  |  |  |  | -0.059848 | -23.939 |  |  |  |  | 0 | 0
5439 | TUTTL_WBT4G4 | 4 | South | YES | -0.017946 | 151 | 40 | 151 | 0 | 1.012 | GST | -1 | 0.05986 | 151 | 151 |  |  |  |  | -0.05986 | -9.0388 |  |  |  |  | 0 | 0
5438 | TUTTL_WBT3G3 | 3 | South | YES | -0.017946 | 95 | 25 | 95 | 0 | 1.012 | GST | -1 | 0.05986 | 95 | 95 |  |  |  |  | -0.05986 | -5.6867 |  |  |  |  | 0 | 0
5436 | TUTTL_WBT1G1 | 1 | South | YES | -0.017946 | 48.8 | 20 | 61 | 0 | 1.012 | GST | -1 | 0.05986 | 61 | 61 |  |  |  |  | -0.05986 | -3.6514 |  |  |  |  | 0 | 0
5028 | BRAUNIG_VHB3 | 3 | South | YES | -0.018054 | 407 | 60 | 407 | 0 | 1.0138 | GST | -1 | 0.059968 | 407 | 407 |  |  |  |  | -0.059968 | -24.4068 |  |  |  |  | 0 | 0
5111 | CALAVER_JTD1 | 1 | South | YES | -0.018063 | 430 | 80 | 430 | 0 | 1.0138 | LIGCO | -1 | 0.059977 | 0 | 430 |  |  |  |  | -0.059977 | 0 |  |  |  |  | 0 | 0
5112 | CALAVER_JTD2 | 2 | South | YES | -0.018063 | 430 | 80 | 430 | 0 | 1.0138 | LIGCO | -1 | 0.059977 | 0 | 430 |  |  |  |  | -0.059977 | 0 |  |  |  |  | 0 | 0
5477 | BRA_AVR1_ST | 1 | South | YES | -0.018231 | 174 | 138 | 174 | 0 | 1.025 | CC | -1 | 0.060145 | 174 | 174 |  |  |  |  | -0.060145 | -10.4652 |  |  |  |  | 0 | 0
5476 | BRA_AVR1_CT1 | 1 | South | YES | -0.018231 | 155 | 90 | 155 | 0 | 1.025 | CC | -1 | 0.060145 | 155 | 155 |  |  |  |  | -0.060145 | -9.3224 |  |  |  |  | 0 | 0
5478 | BRA_AVR1_CT2 | 1 | South | YES | -0.018231 | 155 | 90 | 155 | 0 | 1.025 | CC | -1 | 0.060145 | 155 | 155 |  |  |  |  | -0.060145 | -9.3224 |  |  |  |  | 0 | 0
7487 | L_CANYHY8_1Y | 1 | South | YES | -0.020151 | 0 | 0 | 6 |  | 1 | Hydro | -1 | 0.062065 | 0 | 0 |  |  |  |  | -0.062065 | 0 |  |  |  |  | 0 | 0
7031 | L_MARSFO1G1Y | 1 | South | YES | -0.02458 | 0 | 0 | 36 |  | 1 | Hydro | -1 | 0.066494 | 0 | 0 |  |  |  |  | -0.066494 | 0 |  |  |  |  | 0 | 0
7032 | L_MARSFO1G2Y | 2 | South | YES | -0.02458 | 0 | 0 | 35 |  | 1 | Hydro | -1 | 0.066494 | 0 | 0 |  |  |  |  | -0.066494 | 0 |  |  |  |  | 0 | 0
7033 | L_MARSFO1G3Y | 3 | South | YES | -0.02458 | 0 | 0 | 36 |  | 1 | Hydro | -1 | 0.066494 | 0 | 0 |  |  |  |  | -0.066494 | 0 |  |  |  |  | 0 | 0
7022 | L_BUCHAN1_1Y | 1 | South | YES | -0.038272 | 0 | 0 | 18 |  | 1 | Hydro | -1 | 0.080186 | 0 | 0 |  |  |  |  | -0.080186 | 0 |  |  |  |  | 0 | 0
7023 | L_BUCHAN1_2Y | 2 | South | YES | -0.038272 | 0 | 0 | 18 |  | 1 | Hydro | -1 | 0.080186 | 0 | 0 |  |  |  |  | -0.080186 | 0 |  |  |  |  | 0 | 0
7024 | L_BUCHAN1_3Y | 3 | South | YES | -0.038272 | 0 | 0 | 15 |  | 1 | Hydro | -1 | 0.080186 | 0 | 0 |  |  |  |  | -0.080186 | 0 |  |  |  |  | 0 | 0
7028 | L_MARBFA1_1Y | 1 | South | YES | -0.040471 | 0 | 0 | 18 |  | 1 | Hydro | -1 | 0.082385 | 0 | 0 |  |  |  |  | -0.082385 | 0 |  |  |  |  | 0 | 0
7029 | L_MARBFA1_2Y | 2 | South | YES | -0.040471 | 0 | 0 | 18 |  | 1 | Hydro | -1 | 0.082385 | 0 | 0 |  |  |  |  | -0.082385 | 0 |  |  |  |  | 0 | 0
7035 | L_WIRTZ_1G1Y | 1 | South | YES | -0.044965 | 0 | 0 | 29 |  | 1 | Hydro | -1 | 0.086879 | 0 | 0 |  |  |  |  | -0.086879 | 0 |  |  |  |  | 0 | 0
7036 | L_WIRTZ_1G2Y | 2 | South | YES | -0.044965 | 0 | 0 | 29.7 |  | 1 | Hydro | -1 | 0.086879 | 0 | 0 |  |  |  |  | -0.086879 | 0 |  |  |  |  | 0 | 0
7000 | L_FERGUS1_1Y | 1 | South | YES | -0.048153 | 400 | 65 | 423.3 | 0 | 1.015 | GSC | -1 | 0.090067 | 423.3 | 423.3 |  |  |  |  | -0.090067 | -38.1252 |  |  |  |  | 0 | 0
7026 | L_INKSDA1_1Y | 1 | South | YES | -0.059704 | 0 | 0 | 13.7 |  | 1 | Hydro | -1 | 0.10162 | 0 | 0 |  |  |  |  | -0.10162 | 0 |  |  |  |  | 0 | 0
[26 empty] | 0 | 0
[26 empty] | 0 | 0
[26 empty] | 0 | 0
[26 empty] | 0 | 0
[26 empty] | 0 | 0
[26 empty] | 0 | 0
[26 empty] | 0 | 0
[26 empty] | 0 | 0
[26 empty] | 0 | 0
[26 empty] | 0 | 0
[26 empty] | 0 | 0
[26 empty] | 0 | 0
[26 empty] | 0 | 0
[26 empty] | 0 | 0
[26 empty] | 0 | 0
[26 empty] | 0 | 0
[26 empty] | 0 | 0
[26 empty] | 0 | 0
[26 empty] | 0 | 0
[26 empty] | 0 | 0
[26 empty] | 0 | 0
[26 empty] | 0 | 0
[26 empty] | 0 | 0
[26 empty] | 0 | 0
[26 empty] | 0 | 0
[26 empty] | 0 | 0
[26 empty] | 0 | 0
[26 empty] | 0 | 0
[26 empty] | 0 | 0
[26 empty] | 0 | 0
[26 empty] | 0 | 0
[26 empty] | 0 | 0
[26 empty] | 0 | 0
[26 empty] | 0 | 0
[26 empty] | 0 | 0
[26 empty] | 0 | 0
[26 empty] | 0 | 0
[26 empty] | 0 | 0
[26 empty] | 0 | 0
[26 empty] | 0 | 0
[26 empty] | 0 | 0
[26 empty] | 0 | 0
[26 empty] | 0 | 0
[26 empty] | 0 | 0
[26 empty] | 0 | 0
[26 empty] | 0 | 0
[26 empty] | 0 | 0
[26 empty] | 0 | 0
[26 empty] | 0 | 0
[26 empty] | 0 | 0
[26 empty] | 0 | 0
[26 empty] | 0 | 0
[26 empty] | 0 | 0
[26 empty] | 0 | 0
[26 empty] | 0 | 0
[26 empty] | 0 | 0
[26 empty] | 0 | 0
[26 empty] | 0 | 0
[26 empty] | 0 | 0
[26 empty] | 0 | 0
[26 empty] | 0 | 0
[26 empty] | 0 | 0
[26 empty] | 0 | 0
[26 empty] | 0 | 0
[26 empty] | 0 | 0
[26 empty] | 0 | 0
[26 empty] | 0 | 0
[26 empty] | 0 | 0
[26 empty] | 0 | 0
[26 empty] | 0 | 0
[26 empty] | 0 | 0
[26 empty] | 0 | 0
[26 empty] | 0 | 0
[26 empty] | 0 | 0
[26 empty] | 0 | 0
[26 empty] | 0 | 0
[26 empty] | 0 | 0
[26 empty] | 0 | 0
[26 empty] | 0 | 0
[26 empty] | 0 | 0
[26 empty] | 0 | 0
[26 empty] | 0 | 0
[26 empty] | 0 | 0
[26 empty] | 0 | 0
[26 empty] | 0 | 0
[26 empty] | 0 | 0
[26 empty] | 0 | 0
[26 empty] | 0 | 0
[26 empty] | 0 | 0
[26 empty] | 0 | 0
[26 empty] | 0 | 0
[26 empty] | 0 | 0
[26 empty] | 0 | 0
[26 empty] | 0 | 0
[26 empty] | 0 | 0
[26 empty] | 0 | 0
[26 empty] | 0 | 0
[26 empty] | 0 | 0
[26 empty] | 0 | 0
[26 empty] | 0 | 0
[26 empty] | 0 | 0
[26 empty] | 0 | 0
[26 empty] | 0 | 0
[26 empty] | 0 | 0
[26 empty] | 0 | 0
[26 empty] | 0 | 0
[26 empty] | 0 | 0
[26 empty] | 0 | 0
[26 empty] | 0 | 0
[26 empty] | 0 | 0
[26 empty] | 0 | 0
[26 empty] | 0 | 0
[26 empty] | 0 | 0
[26 empty] | 0 | 0
[26 empty] | 0 | 0
[26 empty] | 0 | 0
[26 empty] | 0 | 0
[26 empty] | 0 | 0
[26 empty] | 0 | 0
[26 empty] | 0 | 0
[26 empty] | 0 | 0
[26 empty] | 0 | 0
[26 empty] | 0 | 0
[26 empty] | 0 | 0
[26 empty] | 0 | 0
[26 empty] | 0 | 0
[26 empty] | 0 | 0
[26 empty] | 0 | 0
[26 empty] | 0 | 0
[26 empty] | 0 | 0
[26 empty] | 0 | 0
[26 empty] | 0 | 0
[26 empty] | 0 | 0
[26 empty] | 0 | 0
[26 empty] | 0 | 0
[26 empty] | 0 | 0
[26 empty] | 0 | 0
[26 empty] | 0 | 0
[26 empty] | 0 | 0
[26 empty] | 0 | 0
[26 empty] | 0 | 0
[26 empty] | 0 | 0
[26 empty] | 0 | 0
[26 empty] | 0 | 0
[26 empty] | 0 | 0
[26 empty] | 0 | 0
[26 empty] | 0 | 0
[26 empty] | 0 | 0
[26 empty] | 0 | 0
[26 empty] | 0 | 0
[26 empty] | 0 | 0
[26 empty] | 0 | 0
[26 empty] | 0 | 0
[26 empty] | 0 | 0
[26 empty] | 0 | 0
[26 empty] | 0 | 0
[26 empty] | 0 | 0
[26 empty] | 0 | 0
[26 empty] | 0 | 0
[26 empty] | 0 | 0
[26 empty] | 0 | 0
[26 empty] | 0 | 0
[26 empty] | 0 | 0
[26 empty] | 0 | 0
[26 empty] | 0 | 0
[26 empty] | 0 | 0
[26 empty] | 0 | 0
[26 empty] | 0 | 0
[26 empty] | 0 | 0
[26 empty] | 0 | 0
[26 empty] | 0 | 0
[26 empty] | 0 | 0
[26 empty] | 0 | 0
[26 empty] | 0 | 0
[26 empty] | 0 | 0
[26 empty] | 0 | 0
[26 empty] | 0 | 0
[26 empty] | 0 | 0
[26 empty] | 0 | 0
[26 empty] | 0 | 0
[26 empty] | 0 | 0
[26 empty] | 0 | 0
[26 empty] | 0 | 0
[26 empty] | 0 | 0
[26 empty] | 0 | 0
[26 empty] | 0 | 0
[26 empty] | 0 | 0
[26 empty] | 0 | 0
[26 empty] | 0 | 0
[26 empty] | 0 | 0
[26 empty] | 0 | 0
[26 empty] | 0 | 0
[26 empty] | 0 | 0
[26 empty] | 0 | 0
[26 empty] | 0 | 0
[26 empty] | 0 | 0
[26 empty] | 0 | 0
[26 empty] | 0 | 0
[26 empty] | 0 | 0
[26 empty] | 0 | 0
[26 empty] | 0 | 0
[26 empty] | 0 | 0
[26 empty] | 0 | 0
[26 empty] | 0 | 0
[26 empty] | 0 | 0
[26 empty] | 0 | 0
[26 empty] | 0 | 0
[26 empty] | 0 | 0
[26 empty] | 0 | 0
[26 empty] | 0 | 0
[26 empty] | 0 | 0
[26 empty] | 0 | 0
[26 empty] | 0 | 0
[26 empty] | 0 | 0
[26 empty] | 0 | 0
[26 empty] | 0 | 0
[26 empty] | 0 | 0
[26 empty] | 0 | 0
[26 empty] | 0 | 0
[26 empty] | 0 | 0
[26 empty] | 0 | 0
[26 empty] | 0 | 0
[26 empty] | 0 | 0
[26 empty] | 0 | 0
[26 empty] | 0 | 0
[26 empty] | 0 | 0
[26 empty] | 0 | 0
[26 empty] | 0 | 0
[26 empty] | 0 | 0
[26 empty] | 0 | 0
[26 empty] | 0 | 0
[26 empty] | 0 | 0
[26 empty] | 0 | 0
[26 empty] | 0 | 0
[26 empty] | 0 | 0
[26 empty] | 0 | 0
[26 empty] | 0 | 0
[26 empty] | 0 | 0
[26 empty] | 0 | 0
[26 empty] | 0 | 0
[26 empty] | 0 | 0
[26 empty] | 0 | 0
[26 empty] | 0 | 0
[26 empty] | 0 | 0
[26 empty] | 0 | 0
[26 empty] | 0 | 0
[26 empty] | 0 | 0
[26 empty] | 0 | 0
[26 empty] | 0 | 0
[26 empty] | 0 | 0
[26 empty] | 0 | 0
[26 empty] | 0 | 0
[26 empty] | 0 | 0
[26 empty] | 0 | 0
[26 empty] | 0 | 0
[26 empty] | 0 | 0
[26 empty] | 0 | 0
[26 empty] | 0 | 0
[26 empty] | 0 | 0
[26 empty] | 0 | 0
[26 empty] | 0 | 0
[26 empty] | 0 | 0
[26 empty] | 0 | 0
[26 empty] | 0 | 0
[26 empty] | 0 | 0
[26 empty] | 0 | 0
[26 empty] | 0 | 0
[26 empty] | 0 | 0
[26 empty] | 0 | 0
[26 empty] | 0 | 0
[26 empty] | 0 | 0
[26 empty] | 0 | 0
[26 empty] | 0 | 0
[26 empty] | 0 | 0
[26 empty] | 0 | 0
[26 empty] | 0 | 0
[26 empty] | 0 | 0
[26 empty] | 0 | 0
[26 empty] | 0 | 0
[26 empty] | 0 | 0
[26 empty] | 0 | 0
[26 empty] | 0 | 0
[26 empty] | 0 | 0
[26 empty] | 0 | 0
[26 empty] | 0 | 0
[26 empty] | 0 | 0
[26 empty] | 0 | 0
[26 empty] | 0 | 0
[26 empty] | 0 | 0
[26 empty] | 0 | 0
[26 empty] | 0 | 0
[26 empty] | 0 | 0
[26 empty] | 0 | 0
[26 empty] | 0 | 0
[26 empty] | 0 | 0
[26 empty] | 0 | 0
[26 empty] | 0 | 0
[26 empty] | 0 | 0
[26 empty] | 0 | 0
[26 empty] | 0 | 0
[26 empty] | 0 | 0
[26 empty] | 0 | 0
[26 empty] | 0 | 0
[26 empty] | 0 | 0
[26 empty] | 0 | 0
[26 empty] | 0 | 0
[26 empty] | 0 | 0
[26 empty] | 0 | 0
[26 empty] | 0 | 0
[26 empty] | 0 | 0
[26 empty] | 0 | 0
[26 empty] | 0 | 0
[26 empty] | 0 | 0
[26 empty] | 0 | 0
[26 empty] | 0 | 0
[26 empty] | 0 | 0
[26 empty] | 0 | 0
[26 empty] | 0 | 0
[26 empty] | 0 | 0
[26 empty] | 0 | 0
[26 empty] | 0 | 0
[26 empty] | 0 | 0
[26 empty] | 0 | 0
[26 empty] | 0 | 0
[26 empty] | 0 | 0
[26 empty] | 0 | 0
[26 empty] | 0 | 0
[26 empty] | 0 | 0
[26 empty] | 0 | 0
[26 empty] | 0 | 0
[26 empty] | 0 | 0
[26 empty] | 0 | 0
[26 empty] | 0 | 0
[26 empty] | 0 | 0
[26 empty] | 0 | 0
[26 empty] | 0 | 0
[26 empty] | 0 | 0
[26 empty] | 0 | 0
[26 empty] | 0 | 0
[26 empty] | 0 | 0
[26 empty] | 0 | 0
[26 empty] | 0 | 0
[26 empty] | 0 | 0
[26 empty] | 0 | 0
[26 empty] | 0 | 0
[26 empty] | 0 | 0
[26 empty] | 0 | 0
[26 empty] | 0 | 0
[26 empty] | 0 | 0
[26 empty] | 0 | 0
[26 empty] | 0 | 0
[26 empty] | 0 | 0
[26 empty] | 0 | 0
[26 empty] | 0 | 0
[26 empty] | 0 | 0
[26 empty] | 0 | 0
[26 empty] | 0 | 0
[26 empty] | 0 | 0
[26 empty] | 0 | 0
[26 empty] | 0 | 0
[26 empty] | 0 | 0
[26 empty] | 0 | 0
[26 empty] | 0 | 0
[26 empty] | 0 | 0
[26 empty] | 0 | 0
[26 empty] | 0 | 0
[26 empty] | 0 | 0
[26 empty] | 0 | 0
[26 empty] | 0 | 0
[26 empty] | 0 | 0
[26 empty] | 0 | 0
[26 empty] | 0 | 0
[26 empty] | 0 | 0
[26 empty] | 0 | 0
[26 empty] | 0 | 0
[26 empty] | 0 | 0
[26 empty] | 0 | 0
[26 empty] | 0 | 0
[26 empty] | 0 | 0
[26 empty] | 0 | 0
[26 empty] | 0 | 0
[26 empty] | 0 | 0
[26 empty] | 0 | 0
[26 empty] | 0 | 0
[26 empty] | 0 | 0
[26 empty] | 0 | 0
[26 empty] | 0 | 0
[26 empty] | 0 | 0
[26 empty] | 0 | 0
[26 empty] | 0 | 0
[26 empty] | 0 | 0
[26 empty] | 0 | 0
[26 empty] | 0 | 0
[26 empty] | 0 | 0
[26 empty] | 0 | 0
[26 empty] | 0 | 0
[26 empty] | 0 | 0
[26 empty] | 0 | 0
[26 empty] | 0 | 0
[26 empty] | 0 | 0
[26 empty] | 0 | 0
[26 empty] | 0 | 0
[26 empty] | 0 | 0
[26 empty] | 0 | 0
[26 empty] | 0 | 0
[26 empty] | 0 | 0
[26 empty] | 0 | 0
[26 empty] | 0 | 0
[26 empty] | 0 | 0
[26 empty] | 0 | 0
[26 empty] | 0 | 0
[26 empty] | 0 | 0
[26 empty] | 0 | 0
[26 empty] | 0 | 0
[26 empty] | 0 | 0
[26 empty] | 0 | 0
[26 empty] | 0 | 0
[26 empty] | 0 | 0
[26 empty] | 0 | 0
[26 empty] | 0 | 0
[26 empty] | 0 | 0
[26 empty] | 0 | 0
[26 empty] | 0 | 0
[26 empty] | 0 | 0
[26 empty] | 0 | 0
[26 empty] | 0 | 0
[26 empty] | 0 | 0
[26 empty] | 0 | 0
[26 empty] | 0 | 0
[26 empty] | 0 | 0
[26 empty] | 0 | 0
[26 empty] | 0 | 0
[26 empty] | 0 | 0
[26 empty] | 0 | 0
[26 empty] | 0 | 0
[26 empty] | 0 | 0
[26 empty] | 0 | 0
[26 empty] | 0 | 0
[26 empty] | 0 | 0
[26 empty] | 0 | 0
[26 empty] | 0 | 0
[26 empty] | 0 | 0
[26 empty] | 0 | 0
[26 empty] | 0 | 0
[26 empty] | 0 | 0
[26 empty] | 0 | 0
[26 empty] | 0 | 0
[26 empty] | 0 | 0
[26 empty] | 0 | 0
[26 empty] | 0 | 0
[26 empty] | 0 | 0
[26 empty] | 0 | 0
[26 empty] | 0 | 0
[26 empty] | 0 | 0
[26 empty] | 0 | 0
[26 empty] | 0 | 0
[26 empty] | 0 | 0
[26 empty] | 0 | 0
[26 empty] | 0 | 0
[26 empty] | 0 | 0
[26 empty] | 0 | 0
[26 empty] | 0 | 0
[26 empty] | 0 | 0
[26 empty] | 0 | 0
[26 empty] | 0 | 0
[26 empty] | 0 | 0
[26 empty] | 0 | 0
[26 empty] | 0 | 0
[26 empty] | 0 | 0
[26 empty] | 0 | 0
[26 empty] | 0 | 0
[26 empty] | 0 | 0
[26 empty] | 0 | 0
[26 empty] | 0 | 0
[26 empty] | 0 | 0
[26 empty] | 0 | 0
[26 empty] | 0 | 0
[26 empty] | 0 | 0
[26 empty] | 0 | 0
[26 empty] | 0 | 0
[26 empty] | 0 | 0
[26 empty] | 0 | 0
[26 empty] | 0 | 0
[26 empty] | 0 | 0
[26 empty] | 0 | 0
[26 empty] | 0 | 0
[26 empty] | 0 | 0
[26 empty] | 0 | 0
[26 empty] | 0 | 0
[26 empty] | 0 | 0
[26 empty] | 0 | 0
[26 empty] | 0 | 0
[26 empty] | 0 | 0
[26 empty] | 0 | 0
[26 empty] | 0 | 0
[26 empty] | 0 | 0
[26 empty] | 0 | 0
[26 empty] | 0 | 0
[26 empty] | 0 | 0
[26 empty] | 0 | 0
[26 empty] | 0 | 0
[26 empty] | 0 | 0
[26 empty] | 0 | 0
[26 empty] | 0 | 0
[26 empty] | 0 | 0
[26 empty] | 0 | 0
[26 empty] | 0 | 0
[26 empty] | 0 | 0
[26 empty] | 0 | 0
[26 empty] | 0 | 0
[26 empty] | 0 | 0
[26 empty] | 0 | 0
[26 empty] | 0 | 0
[26 empty] | 0 | 0
[26 empty] | 0 | 0
[26 empty] | 0 | 0
[26 empty] | 0 | 0
[26 empty] | 0 | 0
[26 empty] | 0 | 0
[26 empty] | 0 | 0
[26 empty] | 0 | 0
[26 empty] | 0 | 0
[26 empty] | 0 | 0
[26 empty] | 0 | 0
[26 empty] | 0 | 0
[26 empty] | 0 | 0
[26 empty] | 0 | 0
[26 empty] | 0 | 0
[26 empty] | 0 | 0
[26 empty] | 0 | 0
[26 empty] | 0 | 0
[26 empty] | 0 | 0
[26 empty] | 0 | 0
[26 empty] | 0 | 0
[26 empty] | 0 | 0
[26 empty] | 0 | 0
[26 empty] | 0 | 0
[26 empty] | 0 | 0
[26 empty] | 0 | 0
[26 empty] | 0 | 0
[26 empty] | 0 | 0
[26 empty] | 0 | 0
[26 empty] | 0 | 0
[26 empty] | 0 | 0
[26 empty] | 0 | 0
[26 empty] | 0 | 0
[26 empty] | 0 | 0
[26 empty] | 0 | 0
[26 empty] | 0 | 0
[26 empty] | 0 | 0
[26 empty] | 0 | 0
[26 empty] | 0 | 0
[26 empty] | 0 | 0
[26 empty] | 0 | 0
[26 empty] | 0 | 0
[26 empty] | 0 | 0
[26 empty] | 0 | 0
[26 empty] | 0 | 0
[26 empty] | 0 | 0
[26 empty] | 0 | 0
[26 empty] | 0 | 0
[26 empty] | 0 | 0
[26 empty] | 0 | 0
[26 empty] | 0 | 0
[26 empty] | 0 | 0
[26 empty] | 0 | 0
[26 empty] | 0 | 0
[26 empty] | 0 | 0
[26 empty] | 0 | 0
[26 empty] | 0 | 0
[26 empty] | 0 | 0
[26 empty] | 0 | 0
[26 empty] | 0 | 0
[26 empty] | 0 | 0
[26 empty] | 0 | 0
[26 empty] | 0 | 0
[26 empty] | 0 | 0
[26 empty] | 0 | 0
[26 empty] | 0 | 0
[26 empty] | 0 | 0
[26 empty] | 0 | 0
[26 empty] | 0 | 0
[26 empty] | 0 | 0
[26 empty] | 0 | 0
[26 empty] | 0 | 0
[26 empty] | 0 | 0
[26 empty] | 0 | 0
[26 empty] | 0 | 0
[26 empty] | 0 | 0
[26 empty] | 0 | 0
[26 empty] | 0 | 0
[26 empty] | 0 | 0
[26 empty] | 0 | 0
[26 empty] | 0 | 0
[26 empty] | 0 | 0
[26 empty] | 0 | 0
[26 empty] | 0 | 0
[26 empty] | 0 | 0
[26 empty] | 0 | 0
[26 empty] | 0 | 0
[26 empty] | 0 | 0
[26 empty] | 0 | 0
[26 empty] | 0 | 0
[26 empty] | 0 | 0
[26 empty] | 0 | 0
[26 empty] | 0 | 0
[26 empty] | 0 | 0
[26 empty] | 0 | 0
[26 empty] | 0 | 0
[26 empty] | 0 | 0
[26 empty] | 0 | 0
[26 empty] | 0 | 0
[26 empty] | 0 | 0
[26 empty] | 0 | 0
[26 empty] | 0 | 0
[26 empty] | 0 | 0
[26 empty] | 0 | 0
[26 empty] | 0 | 0
[26 empty] | 0 | 0
[26 empty] | 0 | 0
[26 empty] | 0 | 0
[26 empty] | 0 | 0
[26 empty] | 0 | 0
[26 empty] | 0 | 0
[26 empty] | 0 | 0
[26 empty] | 0 | 0
[26 empty] | 0 | 0
[26 empty] | 0 | 0
[26 empty] | 0 | 0
[26 empty] | 0 | 0
[26 empty] | 0 | 0
[26 empty] | 0 | 0
[26 empty] | 0 | 0
[26 empty] | 0 | 0
[26 empty] | 0 | 0
[26 empty] | 0 | 0
[26 empty] | 0 | 0
[26 empty] | 0 | 0
[26 empty] | 0 | 0
[26 empty] | 0 | 0
[26 empty] | 0 | 0
[26 empty] | 0 | 0
[26 empty] | 0 | 0
[26 empty] | 0 | 0
[26 empty] | 0 | 0
[26 empty] | 0 | 0
[26 empty] | 0 | 0
[26 empty] | 0 | 0
[26 empty] | 0 | 0
[26 empty] | 0 | 0
[26 empty] | 0 | 0
[26 empty] | 0 | 0
[26 empty] | 0 | 0
[26 empty] | 0 | 0
[26 empty] | 0 | 0
[26 empty] | 0 | 0
[26 empty] | 0 | 0
[26 empty] | 0 | 0
[26 empty] | 0 | 0
[26 empty] | 0 | 0
[26 empty] | 0 | 0
[26 empty] | 0 | 0
[26 empty] | 0 | 0
[26 empty] | 0 | 0
[26 empty] | 0 | 0
[26 empty] | 0 | 0
[26 empty] | 0 | 0
[26 empty] | 0 | 0
[26 empty] | 0 | 0
[26 empty] | 0 | 0
[26 empty] | 0 | 0
[26 empty] | 0 | 0
[26 empty] | 0 | 0
[26 empty] | 0 | 0
[26 empty] | 0 | 0
[26 empty] | 0 | 0
[26 empty] | 0 | 0
[26 empty] | 0 | 0
[26 empty] | 0 | 0
[26 empty] | 0 | 0
[26 empty] | 0 | 0
[26 empty] | 0 | 0
[26 empty] | 0 | 0
[26 empty] | 0 | 0
[26 empty] | 0 | 0
[26 empty] | 0 | 0
[26 empty] | 0 | 0
[26 empty] | 0 | 0
[26 empty] | 0 | 0
[26 empty] | 0 | 0
[26 empty] | 0 | 0
[26 empty] | 0 | 0
[26 empty] | 0 | 0
[26 empty] | 0 | 0
[26 empty] | 0 | 0
[26 empty] | 0 | 0
[26 empty] | 0 | 0
[26 empty] | 0 | 0
[26 empty] | 0 | 0
[26 empty] | 0 | 0
[26 empty] | 0 | 0
[26 empty] | 0 | 0
[26 empty] | 0 | 0
[26 empty] | 0 | 0
[26 empty] | 0 | 0
[26 empty] | 0 | 0
[26 empty] | 0 | 0
[26 empty] | 0 | 0
[26 empty] | 0 | 0
[26 empty] | 0 | 0
[26 empty] | 0 | 0
[26 empty] | 0 | 0
[26 empty] | 0 | 0
[26 empty] | 0 | 0
[26 empty] | 0 | 0
[26 empty] | 0 | 0
[26 empty] | 0 | 0
[26 empty] | 0 | 0
[26 empty] | 0 | 0
[26 empty] | 0 | 0
[26 empty] | 0 | 0
[26 empty] | 0 | 0
[26 empty] | 0 | 0
[26 empty] | 0 | 0
[26 empty] | 0 | 0
[26 empty] | 0 | 0
[26 empty] | 0 | 0
[26 empty] | 0 | 0
[26 empty] | 0 | 0
[26 empty] | 0 | 0
[26 empty] | 0 | 0
[26 empty] | 0 | 0
[26 empty] | 0 | 0
[26 empty] | 0 | 0
[26 empty] | 0 | 0
[26 empty] | 0 | 0
[26 empty] | 0 | 0
[26 empty] | 0 | 0
[26 empty] | 0 | 0
[26 empty] | 0 | 0
[26 empty] | 0 | 0
[26 empty] | 0 | 0
[26 empty] | 0 | 0
[26 empty] | 0 | 0
[26 empty] | 0 | 0
[26 empty] | 0 | 0
[26 empty] | 0 | 0
[26 empty] | 0 | 0
[26 empty] | 0 | 0
[26 empty] | 0 | 0
[26 empty] | 0 | 0
[26 empty] | 0 | 0
[26 empty] | 0 | 0
[26 empty] | 0 | 0
[26 empty] | 0 | 0
[26 empty] | 0 | 0
[26 empty] | 0 | 0
[26 empty] | 0 | 0
[26 empty] | 0 | 0
[26 empty] | 0 | 0
[26 empty] | 0 | 0
[26 empty] | 0 | 0
[26 empty] | 0 | 0
[26 empty] | 0 | 0
[26 empty] | 0 | 0
[26 empty] | 0 | 0
[26 empty] | 0 | 0
[26 empty] | 0 | 0
[26 empty] | 0 | 0
[26 empty] | 0 | 0
[26 empty] | 0 | 0
[26 empty] | 0 | 0
[26 empty] | 0 | 0
[26 empty] | 0 | 0
[26 empty] | 0 | 0
[26 empty] | 0 | 0
[26 empty] | 0 | 0
[26 empty] | 0 | 0
[26 empty] | 0 | 0
[26 empty] | 0 | 0
[26 empty] | 0 | 0
[26 empty] | 0 | 0
[26 empty] | 0 | 0
[26 empty] | 0 | 0
[26 empty] | 0 | 0
[26 empty] | 0 | 0
[26 empty] | 0 | 0
[26 empty] | 0 | 0
[26 empty] | 0 | 0
[26 empty] | 0 | 0
[26 empty] | 0 | 0
[26 empty] | 0 | 0
[26 empty] | 0 | 0
[26 empty] | 0 | 0
[26 empty] | 0 | 0
[26 empty] | 0 | 0
[26 empty] | 0 | 0
[26 empty] | 0 | 0
[26 empty] | 0 | 0
[26 empty] | 0 | 0
[26 empty] | 0 | 0
[26 empty] | 0 | 0
[26 empty] | 0 | 0
[26 empty] | 0 | 0
[26 empty] | 0 | 0
[26 empty] | 0 | 0
[26 empty] | 0 | 0
[26 empty] | 0 | 0
[26 empty] | 0 | 0
[26 empty] | 0 | 0
[26 empty] | 0 | 0
[26 empty] | 0 | 0
[26 empty] | 0 | 0
[26 empty] | 0 | 0
[26 empty] | 0 | 0
[26 empty] | 0 | 0
[26 empty] | 0 | 0
[26 empty] | 0 | 0
[26 empty] | 0 | 0
[26 empty] | 0 | 0
[26 empty] | 0 | 0
[26 empty] | 0 | 0
[26 empty] | 0 | 0
[26 empty] | 0 | 0
[26 empty] | 0 | 0
[26 empty] | 0 | 0
[26 empty] | 0 | 0
[26 empty] | 0 | 0
[26 empty] | 0 | 0
[26 empty] | 0 | 0
[26 empty] | 0 | 0
[26 empty] | 0 | 0
[26 empty] | 0 | 0
[26 empty] | 0 | 0
[26 empty] | 0 | 0
[26 empty] | 0 | 0
[26 empty] | 0 | 0
[26 empty] | 0 | 0
[26 empty] | 0 | 0
[26 empty] | 0 | 0
[26 empty] | 0 | 0
[26 empty] | 0 | 0
[26 empty] | 0 | 0
[26 empty] | 0 | 0
[26 empty] | 0 | 0
[26 empty] | 0 | 0
[26 empty] | 0 | 0
[26 empty] | 0 | 0
[26 empty] | 0 | 0
[26 empty] | 0 | 0
[26 empty] | 0 | 0
[26 empty] | 0 | 0
[26 empty] | 0 | 0
[26 empty] | 0 | 0
[26 empty] | 0 | 0
[26 empty] | 0 | 0
[26 empty] | 0 | 0
[26 empty] | 0 | 0
[26 empty] | 0 | 0
[26 empty] | 0 | 0
[26 empty] | 0 | 0
[26 empty] | 0 | 0
[26 empty] | 0 | 0
[26 empty] | 0 | 0
[26 empty] | 0 | 0
[26 empty] | 0 | 0
[26 empty] | 0 | 0
[26 empty] | 0 | 0
[26 empty] | 0 | 0
[26 empty] | 0 | 0
[26 empty] | 0 | 0
[26 empty] | 0 | 0
[26 empty] | 0 | 0
[26 empty] | 0 | 0
[26 empty] | 0 | 0
[26 empty] | 0 | 0
[26 empty] | 0 | 0
[26 empty] | 0 | 0
[26 empty] | 0 | 0
[26 empty] | 0 | 0
[26 empty] | 0 | 0
[26 empty] | 0 | 0
[26 empty] | 0 | 0
[26 empty] | 0 | 0
[26 empty] | 0 | 0
[26 empty] | 0 | 0
[26 empty] | 0 | 0
[26 empty] | 0 | 0
[26 empty] | 0 | 0
[26 empty] | 0 | 0
[26 empty] | 0 | 0
[26 empty] | 0 | 0
[26 empty] | 0 | 0
[26 empty] | 0 | 0
[26 empty] | 0 | 0
[26 empty] | 0 | 0
[26 empty] | 0 | 0
[26 empty] | 0 | 0
[26 empty] | 0 | 0
[26 empty] | 0 | 0
[26 empty] | 0 | 0
[26 empty] | 0 | 0
[26 empty] | 0 | 0
[26 empty] | 0 | 0
[26 empty] | 0 | 0
[26 empty] | 0 | 0
[26 empty] | 0 | 0
[26 empty] | 0 | 0
[26 empty] | 0 | 0
[26 empty] | 0 | 0
[26 empty] | 0 | 0
[26 empty] | 0 | 0
[26 empty] | 0 | 0
[26 empty] | 0 | 0
[26 empty] | 0 | 0
[26 empty] | 0 | 0
[26 empty] | 0 | 0
[26 empty] | 0 | 0
[26 empty] | 0 | 0
[26 empty] | 0 | 0
[26 empty] | 0 | 0
[26 empty] | 0 | 0
[26 empty] | 0 | 0
[26 empty] | 0 | 0
[26 empty] | 0 | 0
[26 empty] | 0 | 0
[26 empty] | 0 | 0
[26 empty] | 0 | 0
[26 empty] | 0 | 0
[26 empty] | 0 | 0
[26 empty] | 0 | 0
[26 empty] | 0 | 0
[26 empty] | 0 | 0
[26 empty] | 0 | 0
[26 empty] | 0 | 0
[26 empty] | 0 | 0
[26 empty] | 0 | 0
[26 empty] | 0 | 0
[26 empty] | 0 | 0
[26 empty] | 0 | 0
[26 empty] | 0 | 0
[26 empty] | 0 | 0
[26 empty] | 0 | 0
[26 empty] | 0 | 0
[26 empty] | 0 | 0
[26 empty] | 0 | 0
[26 empty] | 0 | 0
[26 empty] | 0 | 0
[26 empty] | 0 | 0
[26 empty] | 0 | 0
[26 empty] | 0 | 0
[26 empty] | 0 | 0
[26 empty] | 0 | 0
[26 empty] | 0 | 0
[26 empty] | 0 | 0
[26 empty] | 0 | 0
[26 empty] | 0 | 0
[26 empty] | 0 | 0
[26 empty] | 0 | 0
[26 empty] | 0 | 0
[26 empty] | 0 | 0
[26 empty] | 0 | 0
[26 empty] | 0 | 0
[26 empty] | 0 | 0
[26 empty] | 0 | 0
[26 empty] | 0 | 0
[26 empty] | 0 | 0
[26 empty] | 0 | 0
[26 empty] | 0 | 0
[26 empty] | 0 | 0
[26 empty] | 0 | 0
[26 empty] | 0 | 0
[26 empty] | 0 | 0
[26 empty] | 0 | 0
[26 empty] | 0 | 0
[26 empty] | 0 | 0
[26 empty] | 0 | 0
[26 empty] | 0 | 0
[26 empty] | 0 | 0
[26 empty] | 0 | 0
[26 empty] | 0 | 0
[26 empty] | 0 | 0
[26 empty] | 0 | 0
[26 empty] | 0 | 0
[26 empty] | 0 | 0
[26 empty] | 0 | 0
[26 empty] | 0 | 0
[26 empty] | 0 | 0
[26 empty] | 0 | 0
[26 empty] | 0 | 0
[26 empty] | 0 | 0
[26 empty] | 0 | 0
[26 empty] | 0 | 0
[26 empty] | 0 | 0
[26 empty] | 0 | 0
[26 empty] | 0 | 0
[26 empty] | 0 | 0
[26 empty] | 0 | 0
[26 empty] | 0 | 0
[26 empty] | 0 | 0
[26 empty] | 0 | 0
[26 empty] | 0 | 0
[26 empty] | 0 | 0
[26 empty] | 0 | 0
[26 empty] | 0 | 0
[26 empty] | 0 | 0
[26 empty] | 0 | 0
[26 empty] | 0 | 0
[26 empty] | 0 | 0
[26 empty] | 0 | 0
[26 empty] | 0 | 0
[26 empty] | 0 | 0
[26 empty] | 0 | 0
[26 empty] | 0 | 0
[26 empty] | 0 | 0
[26 empty] | 0 | 0
[26 empty] | 0 | 0
[26 empty] | 0 | 0
[26 empty] | 0 | 0
[26 empty] | 0 | 0
[26 empty] | 0 | 0
[26 empty] | 0 | 0
[26 empty] | 0 | 0
[26 empty] | 0 | 0
[26 empty] | 0 | 0
[26 empty] | 0 | 0
[26 empty] | 0 | 0
[26 empty] | 0 | 0
[26 empty] | 0 | 0
[26 empty] | 0 | 0
[26 empty] | 0 | 0
[26 empty] | 0 | 0
[26 empty] | 0 | 0
[26 empty] | 0 | 0
[26 empty] | 0 | 0
[26 empty] | 0 | 0
[26 empty] | 0 | 0
[26 empty] | 0 | 0
[26 empty] | 0 | 0
[26 empty] | 0 | 0
[26 empty] | 0 | 0
[26 empty] | 0 | 0
[26 empty] | 0 | 0
[26 empty] | 0 | 0
[26 empty] | 0 | 0
[26 empty] | 0 | 0
[26 empty] | 0 | 0
[26 empty] | 0 | 0
[26 empty] | 0 | 0
[26 empty] | 0 | 0
[26 empty] | 0 | 0
[26 empty] | 0 | 0
[26 empty] | 0 | 0
[26 empty] | 0 | 0
[26 empty] | 0 | 0
[26 empty] | 0 | 0
[26 empty] | 0 | 0
[26 empty] | 0 | 0
[26 empty] | 0 | 0
[26 empty] | 0 | 0
[26 empty] | 0 | 0
[26 empty] | 0 | 0
[26 empty] | 0 | 0
[26 empty] | 0 | 0
[26 empty] | 0 | 0
[26 empty] | 0 | 0
[26 empty] | 0 | 0
[26 empty] | 0 | 0
[26 empty] | 0 | 0
[26 empty] | 0 | 0
[26 empty] | 0 | 0
[26 empty] | 0 | 0
[26 empty] | 0 | 0
[26 empty] | 0 | 0
[26 empty] | 0 | 0
[26 empty] | 0 | 0
[26 empty] | 0 | 0
[26 empty] | 0 | 0
[26 empty] | 0 | 0
[26 empty] | 0 | 0
[26 empty] | 0 | 0
[26 empty] | 0 | 0
[26 empty] | 0 | 0
[26 empty] | 0 | 0
[26 empty] | 0 | 0
[26 empty] | 0 | 0
[26 empty] | 0 | 0
[26 empty] | 0 | 0
[26 empty] | 0 | 0
[26 empty] | 0 | 0
[26 empty] | 0 | 0
[26 empty] | 0 | 0
[26 empty] | 0 | 0
[26 empty] | 0 | 0
[26 empty] | 0 | 0
[26 empty] | 0 | 0
[26 empty] | 0 | 0
[26 empty] | 0 | 0
[26 empty] | 0 | 0
[26 empty] | 0 | 0
[26 empty] | 0 | 0
[26 empty] | 0 | 0
[26 empty] | 0 | 0
[26 empty] | 0 | 0
[26 empty] | 0 | 0
[26 empty] | 0 | 0
[26 empty] | 0 | 0
[26 empty] | 0 | 0
[26 empty] | 0 | 0
[26 empty] | 0 | 0
[26 empty] | 0 | 0
[26 empty] | 0 | 0
[26 empty] | 0 | 0
[26 empty] | 0 | 0
[26 empty] | 0 | 0
[26 empty] | 0 | 0
[26 empty] | 0 | 0
[26 empty] | 0 | 0
[26 empty] | 0 | 0
[26 empty] | 0 | 0
[26 empty] | 0 | 0
[26 empty] | 0 | 0
[26 empty] | 0 | 0
[26 empty] | 0 | 0
[26 empty] | 0 | 0
[26 empty] | 0 | 0
[26 empty] | 0 | 0
[26 empty] | 0 | 0
[26 empty] | 0 | 0
[26 empty] | 0 | 0
[26 empty] | 0 | 0
[26 empty] | 0 | 0
[26 empty] | 0 | 0
[26 empty] | 0 | 0
[26 empty] | 0 | 0
[26 empty] | 0 | 0
[26 empty] | 0 | 0
[26 empty] | 0 | 0
[26 empty] | 0 | 0
[26 empty] | 0 | 0
[26 empty] | 0 | 0
[26 empty] | 0 | 0
[26 empty] | 0 | 0
[26 empty] | 0 | 0
[26 empty] | 0 | 0
[26 empty] | 0 | 0
[26 empty] | 0 | 0
[26 empty] | 0 | 0
[26 empty] | 0 | 0
[26 empty] | 0 | 0
[26 empty] | 0 | 0
[26 empty] | 0 | 0
[26 empty] | 0 | 0
[26 empty] | 0 | 0
[26 empty] | 0 | 0
[26 empty] | 0 | 0
[26 empty] | 0 | 0
[26 empty] | 0 | 0
[26 empty] | 0 | 0
[26 empty] | 0 | 0
[26 empty] | 0 | 0
[26 empty] | 0 | 0
[26 empty] | 0 | 0
[26 empty] | 0 | 0
[26 empty] | 0 | 0
[26 empty] | 0 | 0
[26 empty] | 0 | 0
[26 empty] | 0 | 0
[26 empty] | 0 | 0
[26 empty] | 0 | 0
[26 empty] | 0 | 0
[26 empty] | 0 | 0
[26 empty] | 0 | 0
[26 empty] | 0 | 0
[26 empty] | 0 | 0
[26 empty] | 0 | 0
[26 empty] | 0 | 0
[26 empty] | 0 | 0
[26 empty] | 0 | 0
[26 empty] | 0 | 0
[26 empty] | 0 | 0
[26 empty] | 0 | 0
[26 empty] | 0 | 0
[26 empty] | 0 | 0
[26 empty] | 0 | 0
[26 empty] | 0 | 0
[26 empty] | 0 | 0
[26 empty] | 0 | 0
[26 empty] | 0 | 0
[26 empty] | 0 | 0
[26 empty] | 0 | 0
[26 empty] | 0 | 0
[26 empty] | 0 | 0
[26 empty] | 0 | 0
[26 empty] | 0 | 0
[26 empty] | 0 | 0
[26 empty] | 0 | 0
[26 empty] | 0 | 0
[26 empty] | 0 | 0
[26 empty] | 0 | 0
[26 empty] | 0 | 0
[26 empty] | 0 | 0
[26 empty] | 0 | 0
[26 empty] | 0 | 0
[26 empty] | 0 | 0
[26 empty] | 0 | 0
[26 empty] | 0 | 0
[26 empty] | 0 | 0
[26 empty] | 0 | 0
[26 empty] | 0 | 0
[26 empty] | 0 | 0
[26 empty] | 0 | 0
[26 empty] | 0 | 0
[26 empty] | 0 | 0
[26 empty] | 0 | 0
[26 empty] | 0 | 0
[26 empty] | 0 | 0
[26 empty] | 0 | 0
[26 empty] | 0 | 0
[26 empty] | 0 | 0
[26 empty] | 0 | 0
[26 empty] | 0 | 0
[26 empty] | 0 | 0
[26 empty] | 0 | 0
[26 empty] | 0 | 0
[26 empty] | 0 | 0
[26 empty] | 0 | 0
[26 empty] | 0 | 0
[26 empty] | 0 | 0
[26 empty] | 0 | 0
[26 empty] | 0 | 0
[26 empty] | 0 | 0
[26 empty] | 0 | 0
[26 empty] | 0 | 0
[26 empty] | 0 | 0
[26 empty] | 0 | 0
[26 empty] | 0 | 0
[26 empty] | 0 | 0
[26 empty] | 0 | 0
[26 empty] | 0 | 0
[26 empty] | 0 | 0
[26 empty] | 0 | 0
[26 empty] | 0 | 0
[26 empty] | 0 | 0
[26 empty] | 0 | 0
[26 empty] | 0 | 0
[26 empty] | 0 | 0
[26 empty] | 0 | 0
[26 empty] | 0 | 0
[26 empty] | 0 | 0
[26 empty] | 0 | 0
[26 empty] | 0 | 0
[26 empty] | 0 | 0
[26 empty] | 0 | 0
[26 empty] | 0 | 0
[26 empty] | 0 | 0
[26 empty] | 0 | 0
[26 empty] | 0 | 0
[26 empty] | 0 | 0
[26 empty] | 0 | 0
[26 empty] | 0 | 0
[26 empty] | 0 | 0
[26 empty] | 0 | 0
[26 empty] | 0 | 0
[26 empty] | 0 | 0
[26 empty] | 0 | 0
[26 empty] | 0 | 0
[26 empty] | 0 | 0
[26 empty] | 0 | 0
[26 empty] | 0 | 0
[26 empty] | 0 | 0
[26 empty] | 0 | 0
[26 empty] | 0 | 0
[26 empty] | 0 | 0
[26 empty] | 0 | 0
[26 empty] | 0 | 0
[26 empty] | 0 | 0
[26 empty] | 0 | 0
[26 empty] | 0 | 0
[26 empty] | 0 | 0
[26 empty] | 0 | 0
[26 empty] | 0 | 0
[26 empty] | 0 | 0
[26 empty] | 0 | 0
[26 empty] | 0 | 0
[26 empty] | 0 | 0
[26 empty] | 0 | 0
[26 empty] | 0 | 0
[26 empty] | 0 | 0

## Zones
Houston | -1
North | -1
South | -1
West | 1
SET UP AREA, copy & paste values to cell B1
Source | West |  | N to H | N to W | N to S | W to N | S to N | W to S
Sink | North | Houston | -1 | 1 | -1 | -1 | 1 | -1
|  | North | 1 | 1 | 1 | -1 | -1 | -1
|  | South | -1 | 1 | -1 | -1 | 1 | -1
|  | West | 1 | -1 | 1 | 1 | -1 | 1
|  | Source | North | North | North | West | South | West
|  | Sink | Houston | West | South | North | North | South

## Tech
Number of Bus | Name of Bus | Tech Type
238 | BOSQUESW505 | CC
239 | BOSQUESW502 | GGT
244 | WHITNYDM01 | Hydro
245 | WHITNYDM02 | Hydro
247 | BOSQUESW501 | GGT
251 | BOSQUESW803 | CC
253 | BOSQUESW804 | CC
332 | RWMILLER01 | GST
333 | RWMILLER02 | GST
334 | RWMILLER03 | GST
335 | RWMILLER04 | GST
336 | RWMILLER05 | GST
344 | MRSSHPRD | Hydro
345 | MRSSHPRD01 | Hydro
366 | JNSNCNTY802 | Cogen
367 | JNSNCNTY802 | Cogen
503 | NTHTEXAS01 | GST
504 | NTHTEXAS02 | GST
505 | NTHTEXAS03 | GST
580 | JCKCNTY801 | CC
581 | JCKCNTY802 | CC
582 | JCKCNTY803 | CC
728 | WOLFRIDGE801 | Wind
837 | NEWMAN_G5 | GST
842 | OLINGER_G1 | GST
843 | OLINGER_G2 | GST
844 | OLINGER_G3 | GST
845 | OLINGER_G4 | GGT
923 | SPENCER_G4 | GST
924 | SPENCER_G5 | GST
948 | STEAM1 | GST
949 | STEAM2 | GST
950 | STEAM3 | GST
990 | GIBN_CREK_G1 | LIGCO
1002 | PBCTAGE_1G | GGT
1003 | PBCTBGE_2G | GGT
1004 | PBCTCGE_3G | GGT
1005 | PBCTDGE_4G | GGT
1006 | PBCTEGE_5G | GGT
1007 | PB5GEN_6G | GST
1008 | PB6GEN_7G | GST
1037 | MORGAN5G_5G | GST
1039 | MRGNAG_1G | GGT
1040 | MRGNBG_2G | GGT
1041 | MRGNCG_3G | GGT
1042 | MRGNDG_4G | GGT
1043 | MRGNEG_5G | GGT
1044 | MRGNFG_6G | GGT
1045 | CALENG1G_1G | Cogen
1046 | CALENG2G_2G | Cogen
1047 | CALENG3G_3G | Cogen
1058 | LONGSHORE_5 | Wind
1058 | LONGSHORE_5 | Wind
1061 | CIELOGEN_1G | Wind
1062 | CIELOGEN_2G | Wind
1068 | SCURRYCW_1G | Wind
1069 | KINDERMG_1G | Cogen
1070 | KINDERMG_2G | Cogen
1071 | KINDERMG_3G | Cogen
1073 | SCURRYCW_2G | Wind
1320 | BSP 1 | Cogen
1326 | STANTONW_8 | Wind
1327 | WILDHRSE_1G | Wind
1328 | OCOTILLO_1G | Wind
1333 | MCDDONAL_8 | Wind
1343 | TRENTIPP_8 | Wind
1349 | WESTXWIN_1G | Wind
1350 | NWPWRG1_1G | Wind
1354 | AEPWIND_8 | Wind
1360 | GUNSIGHT_8 | Wind
1416 | SWETWATR_1G | CC
1417 | SWETWATR_2G | CC
1418 | SWETWATR_3G | CC
1419 | SWETWATR_4G | CC
1432 | GRHAMSES_2G | GST
1433 | GRHAMSES_1G | GST
1437 | MESQUITW_1G | Wind
1438 | MESQUITW_2G | Wind
1442 | COKFIELD_5 | Wind
1453 | WCPWRCO_1G | CC
1454 | WCPWRCO_2G | CC
1455 | WCPWRCO_3G | CC
1479 | WFCOGEN_1G | Cogen
1479 | WFCOGEN_1G | Cogen
1482 | WFCOGEN_2G | Cogen
1482 | WFCOGEN_2G | Cogen
1600 | BARTNWND_1G | Wind
1643 | SLSTR1PP_1G | Wind
1675 | PEC_1G | Cogen
1676 | PEC_2G | Cogen
1677 | PEC_3G | Cogen
1678 | LAMARPWR_1G | CC
1679 | LAMARPWR_2G | CC
1680 | LAMARPWR_3G | CC
1681 | LAMARPWR_4G | CC
1682 | LAMARPWR_5G | CC
1683 | LAMARPWR_6G | CC
1687 | VALLEY_1G | GST
1688 | VALLEY_2G | GSC
1689 | VALLEY_3G | GST
1701 | MOSES_1G | LIGCO
1702 | MOSES_2G | LIGCO
1703 | MOSES_3G | LIGCO
1861 | EAGLEMNT_1G | GST
1862 | EAGLEMNT_2G | GST
1863 | EAGLEMNT_3G | GST
1877 | WLFHOLW_1G | CC
1878 | WLFHOLW_2G | CC
1879 | WLFHOLW_3G | CC
1889 | DECRDOVA_1G | GSC
1892 | DECRDOVA_2G | GGT
1893 | DECRDOVA_3G | GGT
1894 | DECRDOVA_4G | GGT
1895 | DECRDOVA_5G | GGT
1898 | COMCHEPK_1G | Nuc
1899 | COMCHEPK_2G | Nuc
1937 | MDLTHELP_5G | CC
1938 | MDLTHELP_6G | CC
1941 | MDLTHELP_1G | CC
1942 | MDLTHELP_2G | CC
1943 | MDLTHELP_3G | CC
1944 | MDLTHELP_4G | CC
1947 | HANDLEY_3G | GST
1948 | HANDLEY_4G | GST
1949 | HANDLEY_5G | GST
2371 | COLLIN_1G | GST
2381 | NTHLK1_G | GST
2382 | NTHLK2_G | GST
2383 | NTHLK3_G | GST
2413 | MTCK6_G | GST
2414 | MTCK7_G | GST
2417 | MTCK8_G | GSC
2451 | LKHB1_G | GST
2452 | LKHB2_G | GST
3097 | MARTLAKE_1G | LIGCO
3098 | MARTLAKE_2G | LIGCO
3099 | MARTLAKE_3G | LIGCO
3107 | STRYKER_1G | GST
3108 | STRYKER_2G | GST
3126 | TRINIDAD_6G | GST
3309 | ASPN_G | Bio
3348 | CHAMPION_1G | Cogen
3381 | BBRN_1G | LIGCO
3382 | BBRN_2G | LIGCO
3403 | THOUSE_1G | GSC
3404 | THOUSE_2G | GSC
3416 | LAKE_CRK1_G | GST
3417 | LAKE_CRK2_G | GST
3432 | SANDOW_4G | LIGCO
5026 | BRAUNIG_VHB1 | GST
5027 | BRAUNIG_VHB2 | GST
5028 | BRAUNIG_VHB3 | GST
5111 | CALAVER_JTD1 | LIGCO
5112 | CALAVER_JTD2 | LIGCO
5264 | LEON_LCP3G3 | GST
5265 | LEON_LCP4G4 | GST
5266 | LEON_LCPCT1 | GGT
5267 | LEON_LCPCT2 | GGT
5268 | LEON_LCPCT3 | GGT
5269 | LEON_LCPCT4 | GGT
5396 | CALAVER_OWS1 | GST
5397 | CALAVER_OWS2 | GST
5401 | CALAVER_JKS1 | LIGCO
5436 | TUTTL_WBT1G1 | GST
5438 | TUTTL_WBT3G3 | GST
5439 | TUTTL_WBT4G4 | GST
5476 | BRA_AVR1_CT1 | CC
5477 | BRA_AVR1_ST | CC
5478 | BRA_AVR1_CT2 | CC
5503 | RAYBURNGEN3 | GST
5505 | RAYBURNGEN1 | GGT
5506 | RAYBURNGEN2 | GGT
5508 | RAYBURNCC9 | CC
5509 | RAYBURNCC10 | CC
5511 | RAYBURNCC7 | CC
5512 | RAYBURNCC8 | CC
5728 | FALCONHYDRO2 | Hydro
5729 | FALCONHYDRO3 | Hydro
5890 | PEARSALLGEN1 | GST
5891 | PEARSALLGEN2 | GST
5892 | PEARSALLGEN3 | GST
5903 | SANMIGUELGEN | LIGCO
5911 | STP_GN1___1 | Nuc
5912 | STP_GN2___2 | Nuc
5920 | WELSHDC1 | DCTie
5925 | DCEAST | DCTie
5932 | SI_RAY9 | CC
5933 | SI_RAY6 | GST
5934 | SI_RAY5 | GST
5935 | SI_RAY10 | CC
6016 | SWMESA | Wind
6096 | NORTHDC7 | DCTie
6100 | OKLA7A | DCTie
6144 | MCADOO1A | Wind
6407 | TURKTRAK1A | Wind
6637 | SNYDERW1A | Wind
6752 | OKLA0A | LIGCO
6948 | DENISNDM | Hydro
6948 | DENISNDM | Hydro
7000 | L_FERGUS1_1Y | GSC
7004 | L_SIMGID1_1Y | GST
7005 | L_SIMGID1_2Y | GST
7006 | L_SIMGID1_3Y | GST
7007 | L_LOSTPI1_1Y | CC
7008 | L_LOSTPI1_2Y | CC
7009 | L_LOSTPI1_3Y | CC
7010 | L_FPPYD11_1Y | LIGCO
7011 | L_FPPYD11_2Y | LIGCO
7012 | L_FPPYD21_3Y | LIGCO
7014 | L_HAYSEN1_1Y | CC
7015 | L_HAYSEN1_2Y | CC
7016 | L_HAYSEN1_3Y | CC
7017 | L_HAYSEN1_4Y | CC
7020 | L_AUSTPL1_1Y | Hydro
7020 | L_AUSTPL1_1Y | Hydro
7022 | L_BUCHAN1_1Y | Hydro
7023 | L_BUCHAN1_2Y | Hydro
7024 | L_BUCHAN1_3Y | Hydro
7026 | L_INKSDA1_1Y | Hydro
7028 | L_MARBFA1_1Y | Hydro
7029 | L_MARBFA1_2Y | Hydro
7031 | L_MARSFO1G1Y | Hydro
7032 | L_MARSFO1G2Y | Hydro
7033 | L_MARSFO1G3Y | Hydro
7035 | L_WIRTZ_1G1Y | Hydro
7036 | L_WIRTZ_1G2Y | Hydro
7038 | L_DELAWA1_1Y | Wind
7038 | L_DELAWA1_1Y | Wind
7303 | L_WPPGS12_1Y | GGT
7303 | L_WPPGS12_1Y | GGT
7305 | L_WPPGS34_1Y | GGT
7305 | L_WPPGS34_1Y | GGT
7487 | L_CANYHY8_1Y | Hydro
7605 | L_MCQUEE9_1Y | Hydro
7605 | L_MCQUEE9_1Y | Hydro
7605 | L_MCQUEE9_1Y | Hydro
7609 | L_SCHUMA8_1Y | Hydro
7624 | L_LAKEWO9_1Y | Hydro
7624 | L_LAKEWO9_1Y | Hydro
7800 | L_GUADGE1_1Y | CC
7801 | L_GUADGE1_2Y | CC
7802 | L_GUADGE1_3Y | CC
7803 | L_GUADGE1_4Y | CC
7804 | L_GUADGE1_5Y | CC
7805 | L_GUADGE1_6Y | CC
7807 | L_BASTEN1_1Y | CC
7808 | L_BASTEN1_2Y | CC
7809 | L_BASTEN1_3Y | CC
7810 | L_RIONOG1G1Y | CC
7811 | L_RIONOG1G2Y | CC
7812 | L_RIONOG1G3Y | CC
7813 | L_RIONOG1S1Y | CC
8032 | AMISTADHYD1 | Hydro
8033 | AMISTADHYD2 | Hydro
8048 | FALCONHYDRO1 | Hydro
8066 | DUP1V#1 | Cogen
8134 | FOR #1 | Cogen
8138 | FOR #2 | Cogen
8139 | JOS #1 | GST
8147 | UCAR #2 | Cogen
8148 | UCAR #1 | Cogen
8153 | FOR #3 | Cogen
8154 | FOR #4 | Cogen
8155 | FOR #5 | Cogen
8156 | FOR #6 | Cogen
8157 | FOR #7 | Cogen
8161 | COLETO0A | LIGCO
8173 | VICEC51A | CC
8174 | VICEC61A | CC
8189 | CUECPL2A | Cogen
8262 | ELPS | Hydro
8285 | LAR #1 | GST
8287 | LAR #2 | GST
8288 | LAR #3 | GST
8388 | BATES0A | GST
8393 | BATES0B | GST
8437 | NUECES_B0C | GST
8438 | NUECES_B0B | GST
8442 | NBEC7 | GST
8442 | NBEC7 | GST
8456 | COSW#1 | Cogen
8457 | COSW#2 | Cogen
8459 | B_DAVIS0B | GSC
8460 | B_DAVIS0A | GSC
8461 | KOCH_UP0A | Cogen
8506 | VAL #1 | Cogen
8507 | VAL #2 | Cogen
8511 | OXY_CC0A | Cogen
8517 | CELANEBI0A | Cogen
8560 | CNOPGT1 | Cogen
8561 | CNOPGT2 | Cogen
8562 | CNOPST1 | Cogen
8926 | LGE_GT10A | Cogen
8927 | LGE_GT20A | Cogen
8928 | LGE_STG0A | Cogen
8930 | ICPGN10A | Cogen
8931 | ICPGN20A | Cogen
8932 | ICPGN30A | Cogen
8933 | FGNTS001 | CC
8934 | FGNTS101 | CC
8935 | FGNTS201 | CC
8936 | MVGN#1 | CC
8937 | MVGN#2 | CC
8938 | MVGN#3 | CC
8981 | HECN1 | CC
8982 | HECN2 | CC
8983 | HECN3 | CC
9000 | DECKR_G1 | GST
9001 | DECKR_G2 | GST
9002 | DECKR_G3 | GGT
9003 | DECKR_G4 | GGT
9004 | DECKR_G5 | GGT
9005 | DECKR_G6 | GGT
9016 | SANDH_G1 | GGT
9017 | SANDH_G2 | GGT
9018 | SANDH_G3 | GGT
9019 | SANDH_G4 | GGT
9020 | SANDHG5A | CC
9021 | SANDHG5C | CC
11001 | NAV1CT | CC
11009 | NAV2CT | CC
11011 | NAV3ST | CC
11012 | NAV4CT | CC
11013 | NAV5CT | CC
11014 | NAV6ST | CC
11020 | TIEHVSG_1G | CC
11021 | TIEHVCG_1G | CC
11022 | TIEHVCG_2G | CC
11023 | TIEHVCG_3G | CC
11024 | TIEHVCG_4G | CC
11025 | TIEHVSG_2G | CC
11056 | ROSCOE_1G | Wind
11057 | CHAMPION_1G | Wind
11058 | PYRON_1G | Wind
11059 | INADALE_1G | Wind
11065 | ELBOWCK_1G | Wind
11147 | NOTREES_1G | Wind
11309 | BULLCREK_2G | Wind
11310 | BULLCREK_1G | Wind
11320 | COYOTE_1G | Wind
11691 | KMICHICT1_G | CC
11692 | KMICHICT2_G | CC
11693 | KMICHIST3_G | CC
11694 | KMICHICT4_G | CC
11695 | KMICHICT5_G | CC
11696 | KMICHIST6_G | CC
12322 | ENNSTRAC_1G | CC
12323 | ENNSTRAC_2G | CC
12411 | FPLEFR1A_G | CC
12412 | FPLEFR1B_G | CC
12413 | FPLEFR1C_G | CC
12414 | FPLEFR1S_G | CC
12421 | FPLEFR2A_G | CC
12422 | FPLEFR2B_G | CC
12423 | FPLEFR2C_G | CC
12424 | FPLEFR2S_G | CC
12440 | PARKD_1SVC8 | GST
12449 | PARKD_2SVC8 | GST
13116 | TGATEWAY_1G | CC
13117 | TGATEWAY_2G | CC
13118 | TGATEWAY_3G | CC
13119 | TGATEWAY_4G | CC
13131 | CALFREST_1G | CC
13132 | CALFREST_2G | CC
13133 | CALFREST_3G | CC
13134 | CALFREST_4G | CC
13135 | CALFREST_5G | CC
13136 | CALFREST_6G | CC
13432 | SANDOW_5G | LIGCO
32798 | BRYN_TAMUGEN | GST
32883 | BRYN_DNSBY3 | GST
32884 | BRYN_DNSBY13 | GST
32886 | BRYN_ATKINS3 | GST
32887 | BRYN_ATKINS6 | GST
32888 | BRYN_ATKINS7 | GGT
32890 | BRYN_ATKINS4 | GST
32891 | BRYN_ATKINS5 | GST
32892 | BRYN_DNSBY14 | GST
36998 | RDCNYNG1 | Wind
38332 | TNWDWRDU2_8 | Wind
38437 | TNSRBNMESA9 | Wind
38580 | TNBP_CGN1_8 | Cogen
38590 | TNBP_CGN2_8 | Cogen
38600 | TNBP_CGN3_8 | Cogen
38611 | TNBPAMCG1_8 | Cogen
38612 | TNBPAMCG2_8 | Cogen
38613 | TNBPAMCG3_8 | Cogen
38614 | TNBPAMCG4_8 | Cogen
38615 | TNBPAMCG5_8 | Cogen
38690 | TNBP_CGN4_8 | Cogen
38711 | TNTXCTY1CG8 | Cogen
38712 | TNTXCTY2CG8 | Cogen
38713 | TNTXCTY3CG8 | Cogen
38714 | TNTXCTY4CG8 | Cogen
39190 | TNSLCGN1__8 | Cogen
39470 | TNDOWCGNSG8 | Cogen
39480 | TNDOWCGNGG8 | Cogen
39760 | TNSCLP1___8 | Cogen
39770 | TNSCLP2___8 | Cogen
39775 | TNSCLP4___8 | Cogen
39790 | TNSCLP3___8 | Cogen
39960 | TNTNPONE_18 | LIGCO
39970 | TNTNPONE_28 | LIGCO
48500 | APD_GT1_8005 | Cogen
48510 | AK_GT1__8040 | Cogen
48511 | LPE_GT1_8070 | GGT
48512 | LPE_GT2_8075 | GGT
48513 | LPE_GT3_8080 | GGT
48514 | LPE_GT4_8085 | GGT
48520 | BSF_GT1_8070 | Cogen
48520 | BSF_GT1_8070 | Cogen
48521 | BVE_GT1_GT1 | CC
48522 | BVE_GT2_5035 | CC
48523 | BVE_ST1_GN1 | CC
48531 | BYU_GT1_8075 | Cogen
48532 | BYU_GT2_8055 | Cogen
48533 | BYU_GT3_8060 | Cogen
48534 | BYU_GT4_8065 | Cogen
48551 | CAL_GT1_8045 | Cogen
48552 | CAL_ST1_8000 | Cogen
48561 | CTL_GT2_8130 | Cogen
48562 | CTL_GT3_8135 | Cogen
48563 | CTL_GT4_8140 | Cogen
48564 | CTL_GN1_8145 | Cogen
48565 | CTL_GN2_8155 | Cogen
48581 | CBY_GN1_1 | GSC
48582 | CBY_GN2_2 | GSC
48583 | CBY_GT4_1 | GSC
48584 | CBY_GT4_2 | CC
48585 | CBY_ST4_1 | CC
48591 | CHE_GT2_5030 | Cogen
48593 | CHE_GT1_8015 | Cogen
48594 | CHE_GN4_8025 | Cogen
48595 | BTE_GT2_8075 | CC
48596 | BTE_GT3_8045 | CC
48597 | BTE_GT4_8055 | CC
48598 | BTE_ST1_8070 | CC
48611 | DIB_GT1_8080 | Cogen
48612 | DIB_GT2_8075 | Cogen
48613 | DIB_ST1_8085 | Cogen
48614 | DIB_GT3_8090 | Cogen
48641 | DPEC_GT15040 | CC
48642 | DPEC_GT25025 | CC
48643 | DPEC_GT35010 | CC
48644 | DPEC_GT45070 | CC
48645 | DPEC_ST55065 | CC
48651 | EP_1_2 | Cogen
48651 | EP_1_2 | Cogen
48671 | FTR_GT1_5105 | CC
48672 | FTR_GT2_5110 | CC
48673 | FTR_GT3_5085 | CC
48674 | FTR_CN4_5095 | CC
48690 | GBY_GN5_5 | GSC
48691 | GBY_73741085 | GGT
48691 | GBY_73741085 | GGT
48692 | GBY_81821075 | GGT
48692 | GBY_81821075 | GGT
48693 | GBY_83841065 | GGT
48693 | GBY_83841065 | GGT
48721 | LEG_1___1 | LIGCO
48722 | LEG_2___2 | LIGCO
48730 | MNS_GT | Cogen
48731 | CBE_GT1 | CC
48732 | CBE_GT2 | CC
48733 | CBE_ST12 | CC
48734 | CBE_GT3 | CC
48735 | CBE_GT4 | CC
48736 | CBE_ST34 | CC
48740 | PSG_GN2_8050 | Cogen
48741 | PSG_GT2_8040 | Cogen
48742 | PSG_GT3_8060 | Cogen
48761 | PR_GT1__9040 | Cogen
48772 | PHR_GN2_2 | GSC
48791 | PSA_GT1_8160 | Cogen
48792 | PSA_GT2_8155 | Cogen
48793 | PSA_GT3_8150 | Cogen
48794 | PSA_GT4_8145 | Cogen
48795 | PSA_GT5_8140 | Cogen
48796 | PSA_GN1_8165 | Cogen
48797 | PSA_GT6_8135 | Cogen
48811 | CVC_GT3_5045 | Cogen
48812 | CVC_GT2_5020 | Cogen
48813 | CVC_GT1_5035 | Cogen
48814 | CVC_ST5_5040 | Cogen
48815 | CVC_GT4_8005 | Cogen
48820 | SHELLG1_3015 | Cogen
48821 | SHELLG2 | Cogen
48822 | SHELLG3_3020 | Cogen
48822 | SHELLG3_3020 | Cogen
48841 | SJS_GT1_GT1 | Cogen
48842 | SJS_GT2_GT2 | Cogen
48845 | SOL_GT1 | Solar
48851 | SRB_GN1_1 | GST
48852 | SRB_GN2_2 | GST
48853 | SRB_GN3_3 | GST
48854 | SRB_GN4_4 | GST
48855 | SRB_GT211035 | GGT
48855 | SRB_GT211035 | GGT
48873 | THW_ST3_ST_3 | CC
48874 | THW_ST4_ST_4 | CC
48875 | THW_3132 | CC
48875 | THW_3132 | CC
48877 | THW_3334 | CC
48877 | THW_3334 | CC
48879 | THW_4142 | CC
48879 | THW_4142 | CC
48881 | THW_4344 | CC
48881 | THW_4344 | CC
48883 | THW_GT1_GT_1 | GGT
48885 | THW_5152 | GGT
48885 | THW_5152 | GGT
48886 | THW_5354 | GGT
48886 | THW_5354 | GGT
48887 | THW_5556 | GGT
48887 | THW_5556 | GGT
48911 | TGF_GT1_8000 | Cogen
48921 | WAP_GN1_1 | GST
48922 | WAP_GN2_2 | GST
48923 | WAP_GN3_3 | GST
48924 | WAP_GN4_4 | GSC
48925 | WAP_GN5_5 | LIGCO
48926 | WAP_GN6_6 | LIGCO
48927 | WAP_GN7_7 | LIGCO
48928 | WAP_GN8_8 | LIGCO
48929 | WAPGT21_GT1 | GGT
48940 | WARVUE_GT1 | Cogen
49803 | EXN_15GT | Cogen
49804 | EXN_16GT | Cogen
49805 | EXN_17GT | Cogen
49826 | EXN938GT | Cogen
49828 | EXN941GT | Cogen
49829 | EXN942GT | Cogen
49830 | EXN943GT | Cogen
49831 | EXN944GT | Cogen
49832 | EXN945GT | Cogen
49837 | EXN_GT | Cogen
49838 | EXN_14GT | Cogen
49851 | DOW17000 | Cogen
49858 | DOW38100 | Cogen
49859 | DOW38200 | Cogen
49860 | DOW38300 | Cogen
49862 | DOW39100 | Cogen
49863 | DOW39200 | Cogen
49865 | DOW41000 | Cogen
49866 | DOW42000 | Cogen
49869 | DOW49000 | Cogen
49870 | DOW61000 | Cogen
49871 | DOW62000 | Cogen
49872 | DOW63000 | Cogen
49873 | DOW64000 | Cogen
49876 | DOW65000 | Cogen
49877 | DOW66000 | Cogen
49878 | DOW67000 | Cogen
49882 | DOW81000 | Cogen
49884 | DOW82000 | Cogen
49885 | DOW83000 | Cogen
49886 | DOW84000 | Cogen
58909 | PEARSALLSCG1 | Diesel
58909 | PEARSALLSCG1 | Diesel
58909 | PEARSALLSCG1 | Diesel
58909 | PEARSALLSCG1 | Diesel
58909 | PEARSALLSCG1 | Diesel
58909 | PEARSALLSCG1 | Diesel
58919 | PEARSALLSCG2 | Diesel
58919 | PEARSALLSCG2 | Diesel
58919 | PEARSALLSCG2 | Diesel
58919 | PEARSALLSCG2 | Diesel
58919 | PEARSALLSCG2 | Diesel
58919 | PEARSALLSCG2 | Diesel
58929 | PEARSALLSCG3 | Diesel
58929 | PEARSALLSCG3 | Diesel
58929 | PEARSALLSCG3 | Diesel
58929 | PEARSALLSCG3 | Diesel
58929 | PEARSALLSCG3 | Diesel
58929 | PEARSALLSCG3 | Diesel
58949 | PEARSALLSCG4 | Diesel
58949 | PEARSALLSCG4 | Diesel
58949 | PEARSALLSCG4 | Diesel
58949 | PEARSALLSCG4 | Diesel
58949 | PEARSALLSCG4 | Diesel
58949 | PEARSALLSCG4 | Diesel
60000 | DSKY2 | Wind
60003 | KING_NE1A | Wind
60005 | KING_SE1A | Wind
60007 | KING_SW1A | Wind
60016 | WOODWRD11A | Wind
60017 | ORNNWP1 | Wind
60018 | DSKY1 | Wind
60019 | KING_NW1A | Wind
60057 | CALLAHAN1A | Wind
60058 | BUFF_GAP1A | Wind
60060 | CIRELLO | Wind
60063 | BUFF_GAP1B | Wind
60066 | H_HOLLOW1A | Wind
60068 | HHOLLOW21A | Wind
60070 | HHOLLOW31A | Wind
60072 | HHOLLOW41A | Wind
60081 | WHRLWIND1A | Wind
60201 | RIO DRCS | AVR
60202 | FRNDDRCS | AVR
71051 | L_BITTCR1_1N | Wind
71054 | L_SWEETW1_1N | Wind
71057 | L_SWEETW1_2N | Wind
71059 | L_SWEETW1_3N | Wind
71060 | L_SWEETW1_4N | Wind
71061 | L_SWEETW1_5N | Wind
76031 | L_GASCCR1_1N | Wind
76091 | L_DIVIDE1_1N | Wind
76095 | L_CAPRSI1_1N | Wind
76096 | L_CAPRSI1_2N | Wind
76097 | L_CAPRGE1_1N | Wind
80003 | MILHWYS | AVR
80012 | LAR | DCTie
80051 | FOR #8 | Cogen
80052 | FOR #9 | Cogen
80053 | FOR #10 | Cogen
80080 | GWINDT11A | Wind
80080 | GWINDT11A | Wind
80080 | GWINDT11A | Wind
80080 | GWINDT11A | Wind
80081 | GWINDT21A | Wind
80081 | GWINDT21A | Wind
80081 | GWINDT21A | Wind
80081 | GWINDT21A | Wind
80137 | CSDR89 | DCTie
80137 | CSDR89 | DCTie
80138 | CSDR7 | DCTie
80139 | CSDR56 | DCTie
80139 | CSDR56 | DCTie
80140 | CSDR11 | DCTie
80180 | PNSCALT11A | Wind
80180 | PNSCALT11A | Wind
80181 | PNSCALT21A | Wind
80181 | PNSCALT21A | Wind
80223 | REYSHR G | Cogen
80224 | VISTRONG1 | Cogen
80225 | VISTRONG2 | Cogen
80226 | ALCOA G | Cogen
80227 | AIRCO G | Cogen
80263 | B_DAVIS31A | CC
80264 | B_DAVIS41A | CC
80265 | LARECU40A | GGT
80266 | LARECU50A | GGT
86104 | CID-138 | DCTie
86105 | CID-230 | DCTie
86106 | CUF-230 | DCTie
86107 | CUF-138 | DCTie
88198 | BEEVILLE | AVR
88253 | HAMILTON | BLT
88299 | ZAPATA | BLT
88508 | FALFURRI | AVR