## Set up
Step 1 | Go to the Zones worksheet in this workbook. Make sure that the source and sink zones are set correctly and the "1"s and "-1"s are correct |  | Summary of Key Data points | Value
File Description: Cont_ LongCreek to Sweetwater and LongCreek to AbileneMulberry OL_ FisherRd to Oklaunion
Step 2 | Open Dennis' file that needs to have the data transferred, same file that is listed in cell K27 |  | Number of units | 645
|  |  | Dec PTDF cutoff point | 102
Step 3 | Copy columns J:X from an old Dennis' Sheet to the new sheet (if first round of a new alaysis) |  | Dec PTDF cutoff unit | INADALE_1G
|  |  | Dec 10% unit | BUFF_GAP1B
Step 4 | Mark the contingencies and monitored element set by a "y" in column K of Dennis' sheet, if there are a match on the filename use something to make unique |  | Dec max cumltv zone impact - cumltv zone share | 0.12182
|  |  | Dec max cumltv zone impact - cumltv zone share pt | 16
Step 5 | Enter Dennis' file name into cell K27 |  | Dec max cumltv zone impact - cumltv zone share unit | L_SWEETW1_5N
|  |  | West Zonal weighted AWGSF | 0.2094
Step 6 | click the step one button |  | North Zonal weighted AWGSF | -0.015998
|  |  | Inc PTDF cutoff point | 543
Step 7 | Enter the line ratings in Dennis' workbook, the Input worksheet, in the cells |  | Inc PTDF cutoff unit | HAMILTON
| X6:X30, or to the end of the selected list. |  | Inc 10% unit | KMICHIST6_G
|  |  | Inc max cumltv zone impact - cumltv zone share | 0.015665
Step 8 | Check to see that the number of generators in Dennis' file matches the length |  | Inc max cumltv zone impact - cumltv zone share pt | 132
| of the formulas in columns L:V (Distributed Slack - Dec) have been copied through to the apporpriate number of rows |  | Inc max cumltv zone impact - cumltv zone share unit | THOUSE_2G
| If Dennis' sheet data is less than this file then clear any old unit data in columns A:K of this workbook to match the correct leng |  | West Zonal weighted AWGSF | 0.2094
| It is only necessary to match the Distributed Slack - Dec worksheet. |  | North Zonal weighted AWGSF | -0.015998
|  |  | Min of zone correlation | 0.15538
Step 9 | Click the step 2 button |  | Bounary gen in North Zone | 0
| The last file saved will still be open, yopu will need to close this file. |  | Bounary gen in soucre zone as % of line | 0%
| This sheet willno longer be open. |  | Bounary gen in West Zone | 0
|  |  | Bounary gen in soucre zone as % of line | 0
|  |  | OL element line rating | 1072
|  |  | West Zonal weighted AWGSF | 0.2094
|  | WN_043009automation.xls | North Zonal weighted AWGSF | -0.015998
Copy Dennis' data step 1
Copy Dennis' Data Step 2

## Distributed Slack - Dec
Number of Bus | Name of Bus | ID | Area Name of Gen | AGC | P Sensitivity of Bus | Gen MW | Min MW | Max MW | V Sensitivity of Bus | Set Volt | Tech Type | Zone Impact | Zone Correlation | Inc Max | Dec Max | Souce S.F. Weighting | Souce Capacity | Sink S.F. Weighting | Sink Capacity | PTDF Calc | PTDF Weighting | Cumulative Share of Zonal Cap | Cumulative Share of Zonal Impact | Cont_ LongCreek to Sweetwater and LongCreek to AbileneMulberry OL_ FisherRd to Oklaunion |  | i_PTDF_DEC_pt | 102 |  | L_SWEETW1_5N | Unit at max
6100 | OKLA7A | EQ | West | YES | 0.63471 | 50 | -220 | 220 | 0 | 1.035 | DCTie | 1 | 0.6507 | 0 | 0 | 0 | 0 |  |  | 0.6507 | 0 | 0 | 0 |  |  | i_10pctunit | 6 |  | 16 | # units @ max
6752 | OKLA0A | 1 | West | YES | 0.63471 | 649.7 | 175 | 649.7 | 0 | 1.035 | LIGCO | 1 | 0.6507 | 0 | 649.7 | 412.3691 | 649.7 |  |  | 0.6507 | 422.7628 | 0.057512 | 0.16525 |  |  | # units | 645 |  | 0.12182 | delta max
60081 | WHRLWIND1A | 1 | West | YES | 0.24565 | 12 | 0 | 60 | 0 | 1.03 | Wind | 1 | 0.26165 | 0 | 60 | 14.7392 | 60 |  |  | 0.26165 | 15.6991 | 0.062823 | 0.17139 | [5 empty] | Delta
60058 | BUFF_GAP1A | 1 | West | YES | 0.23221 | 24 | 0 | 120 |  | 1 | Wind | 1 | 0.24821 | 0 | 120 | 27.8653 | 120 |  |  | 0.24821 | 29.785 | 0.073446 | 0.18303 | Weighted Shift Factors |  |  |  | 1 | 0
60060 | CIRELLO | 1 | West | YES | 0.23221 | 46.6 | 0 | 233 | 0 | 1 | Wind | 1 | 0.24821 | 0 | 233 | 54.1052 | 233 |  |  | 0.24821 | 57.8326 | 0.094071 | 0.20564 | West | 0.2094 |  |  | 2 | 0.10774
60063 | BUFF_GAP1B | 1 | West | YES | 0.23221 | 34 | 0 | 170.2 | 0 | 1.02 | Wind | 1 | 0.24821 | 0 | 170.2 | 39.5223 | 170.2 |  |  | 0.24821 | 42.2451 | 0.10914 | 0.22215 | North | -0.015998 |  |  | 3 | 0.10857
60066 | H_HOLLOW1A | 1 | West | YES | 0.23221 | 44.4 | 0 | 222 | 0 | 1.005 | Wind | 1 | 0.24821 | 0 | 222 | 51.5508 | 222 |  |  | 0.24821 | 55.1023 | 0.12879 | 0.24369 |  |  |  |  | 4 | 0.10959
60068 | HHOLLOW21A | 1 | West | YES | 0.23221 | 36.8 | 0 | 184 | 0 | 1.025 | Wind | 1 | 0.24821 | 0 | 184 | 42.7268 | 184 |  |  | 0.24821 | 45.6704 | 0.14508 | 0.26154 |  |  |  |  | 5 | 0.11157
60070 | HHOLLOW31A | 1 | West | YES | 0.23221 | 44.8 | 0 | 224 | 0 | 1.025 | Wind | 1 | 0.24821 | 0 | 224 | 52.0153 | 224 |  |  | 0.24821 | 55.5987 | 0.16491 | 0.28327 |  |  |  |  | 6 | 0.11301
60072 | HHOLLOW41A | 1 | West | YES | 0.23221 | 23 | 0 | 115 | 0 | 1.025 | Wind | 1 | 0.24821 | 0 | 115 | 26.7043 | 115 |  |  | 0.24821 | 28.544 | 0.17508 | 0.29443 |  |  |  |  | 7 | 0.1149
71051 | L_BITTCR1_1N | W1 | West | YES | 0.22129 | 7.5 | 0 | 37.5 |  | 1.02 | Wind | 1 | 0.23728 | 0 | 37.5 | 8.2982 | 37.5 |  |  | 0.23728 | 8.8981 | 0.1784 | 0.29791 |  |  |  |  | 8 | 0.11647
71054 | L_SWEETW1_1N | W1 | West | YES | 0.22129 | 21.5 | 0 | 107.5 |  | 1.02 | Wind | 1 | 0.23728 | 0 | 107.5 | 23.7882 | 107.5 |  |  | 0.23728 | 25.508 | 0.18792 | 0.30788 |  |  |  |  | 9 | 0.11837
71057 | L_SWEETW1_2N | W1 | West | YES | 0.22129 | 27 | 0 | 135 |  | 1.02 | Wind | 1 | 0.23728 | 0 | 135 | 29.8736 | 135 |  |  | 0.23728 | 32.0333 | 0.19987 | 0.3204 |  |  |  |  | 10 | 0.11935
71059 | L_SWEETW1_3N | W1 | West | YES | 0.22129 | 23.8 | 0 | 119 | 0 | 1.02 | Wind | 1 | 0.23728 | 0 | 119 | 26.333 | 119 |  |  | 0.23728 | 28.2367 | 0.2104 | 0.33144 |  |  |  |  | 11 | 0.11951
71060 | L_SWEETW1_4N | W1 | West | YES | 0.22129 | 21 | 0 | 105 | 0 | 1.02 | Wind | 1 | 0.23728 | 0 | 105 | 23.235 | 105 |  |  | 0.23728 | 24.9148 | 0.2197 | 0.34118 |  |  |  |  | 12 | 0.11996
71061 | L_SWEETW1_5N | W1 | West | YES | 0.22129 | 16.1 | 0 | 80.5 | 0 | 1.02 | Wind | 1 | 0.23728 | 0 | 80.5 | 17.8135 | 80.5 |  |  | 0.23728 | 19.1013 | 0.22683 | 0.34865 |  |  |  |  | 13 | 0.12053
6144 | MCADOO1A | 1 | West | YES | 0.19501 | 15 | 0 | 150 | 0 | 1.025 | Wind | 1 | 0.21101 | 0 | 150 | 29.2523 | 150 |  |  | 0.21101 | 31.6519 | 0.2401 | 0.36102 |  |  |  |  | 14 | 0.12104
6407 | TURKTRAK1A | 1 | West | YES | 0.19407 | 33.9 | 0 | 169.5 | 0 | 1.025 | Wind | 1 | 0.21006 | 0 | 169.5 | 32.8944 | 169.5 |  |  | 0.21006 | 35.6059 | 0.25511 | 0.37494 |  |  |  |  | 15 | 0.12148
60057 | CALLAHAN1A | 1 | West | YES | 0.19072 | 22.8 | 0 | 114 |  | 1.04 | Wind | 1 | 0.20672 | 0 | 114 | 21.7422 | 114 |  |  | 0.20672 | 23.5659 | 0.2652 | 0.38415 |  |  |  |  | 16 | 0.12182
1343 | TRENTIPP_8 | 1 | West | YES | 0.18871 | 30 | 0 | 150 |  | 1.014 | Wind | 1 | 0.20471 | 0 | 150 | 28.3071 | 150 |  |  | 0.20471 | 30.7067 | 0.27848 | 0.39615 |  |  |  |  | 17 | 0.12091
1354 | AEPWIND_8 | 1 | West | YES | 0.18871 | 20.2 | 0 | 101 |  | 1 | Wind | 1 | 0.20471 | 0 | 101 | 19.0601 | 101 |  |  | 0.20471 | 20.6759 | 0.28742 | 0.40423 |  |  |  |  | 18 | 0.11983
36998 | RDCNYNG1 | 1 | West | YES | 0.18438 | 16.8 | 0 | 84 |  | 1.01 | Wind | 1 | 0.20038 | 0 | 84 | 15.4879 | 84 |  |  | 0.20038 | 16.8317 | 0.29485 | 0.41081 |  |  |  |  | 19 | 0.11895
1061 | CIELOGEN_1G | 1 | West | YES | 0.18196 | 19.8 | 0 | 99 |  | 1 | Wind | 1 | 0.19795 | 0 | 99 | 18.0135 | 99 |  |  | 0.19795 | 19.5973 | 0.30362 | 0.41847 |  |  |  |  | 20 | 0.11767
1062 | CIELOGEN_2G | 1 | West | YES | 0.18196 | 12.2 | 0 | 61 |  | 1 | Wind | 1 | 0.19795 | 0 | 61 | 11.0993 | 61 |  |  | 0.19795 | 12.0751 | 0.30902 | 0.42319 |  |  |  |  | 21 | 0.11681
1069 | KINDERMG_1G | 1 | West | YES | 0.18196 | 25 | 5 | 25 | 0 | 1.017 | Cogen | 1 | 0.19795 | 0 | 0 | 0 | 0 |  |  | 0.19795 | 0 | 0.30902 | 0.42319 |  |  |  |  | 22 | 0.11596
1070 | KINDERMG_2G | 1 | West | YES | 0.18196 | 45.7 | 12 | 45.7 | 0 | 1.017 | Cogen | 1 | 0.19795 | 0 | 0 | 0 | 0 |  |  | 0.19795 | 0 | 0.30902 | 0.42319 |  |  |  |  | 23 | 0.11485
1071 | KINDERMG_3G | 1 | West | YES | 0.18196 | 45.7 | 12 | 45.7 | 0 | 1.017 | Cogen | 1 | 0.19795 | 0 | 0 | 0 | 0 |  |  | 0.19795 | 0 | 0.30902 | 0.42319 |  |  |  |  | 24 | 0.11417
1068 | SCURRYCW_1G | 1 | West | YES | 0.18188 | 28.2 | 1.3 | 141 | 0 | 1.0217 | Wind | 1 | 0.19787 | 0 | 141 | 25.6444 | 141 |  |  | 0.19787 | 27.9 | 0.3215 | 0.4341 |  |  |  |  | 25 | 0.11417
1073 | SCURRYCW_2G | 2 | West | YES | 0.18188 | 24 | 0 | 120 | 0 | 1.0217 | Wind | 1 | 0.19787 | 0 | 120 | 21.825 | 120 |  |  | 0.19787 | 23.7447 | 0.33212 | 0.44338 |  |  |  |  | 26 | 0.11417
6637 | SNYDERW1A | 1 | West | YES | 0.18102 | 12.6 | 0 | 63 | 0 | 1.025 | Wind | 1 | 0.19702 | 0 | 63 | 11.4042 | 63 |  |  | 0.19702 | 12.412 | 0.3377 | 0.44823 |  |  |  |  | 27 | 0.11417
11309 | BULLCREK_2G | 1 | West | YES | 0.17963 | 20.9 | 0 | 180 |  | 1 | Wind | 1 | 0.19563 | 0 | 180 | 32.3334 | 180 |  |  | 0.19563 | 35.213 | 0.35363 | 0.46199 |  |  |  |  | 28 | 0.1126
11310 | BULLCREK_1G | 1 | West | YES | 0.17963 | 15.1 | 0 | 180 |  | 1 | Wind | 1 | 0.19563 | 0 | 180 | 32.3334 | 180 |  |  | 0.19563 | 35.213 | 0.36956 | 0.47576 |  |  |  |  | 29 | 0.11126
11320 | COYOTE_1G | 1 | West | YES | 0.17943 | 22.5 | 0 | 225 |  | 1 | Wind | 1 | 0.19543 | 0 | 225 | 40.372 | 225 |  |  | 0.19543 | 43.9714 | 0.38948 | 0.49295 |  |  |  |  | 30 | 0.11053
1037 | MORGAN5G_5G | 5 | West | YES | 0.17848 | 109.6 | 40 | 137 | 0 | 1.029 | GST | 1 | 0.19448 | 137 | 137 | 24.452 | 137 |  |  | 0.19448 | 26.6437 | 0.40161 | 0.50336 |  |  |  |  | 31 | 0.10836
1039 | MRGNAG_1G | A | West | YES | 0.17848 | 69 | 69 | 69 | 0 | 1.029 | GGT | 1 | 0.19448 | 69 | 69 | 12.3153 | 69 |  |  | 0.19448 | 13.4191 | 0.40772 | 0.50861 |  |  |  |  | 32 | 0.10619
1040 | MRGNBG_2G | B | West | YES | 0.17848 | 70 | 70 | 71 | 0 | 1.029 | GGT | 1 | 0.19448 | 71 | 71 | 12.6722 | 71 |  |  | 0.19448 | 13.8081 | 0.414 | 0.514 |  |  |  |  | 33 | 0.10347
1041 | MRGNCG_3G | C | West | YES | 0.17848 | 69 | 69 | 70 | 0 | 1.029 | GGT | 1 | 0.19448 | 70 | 70 | 12.4937 | 70 |  |  | 0.19448 | 13.6136 | 0.4202 | 0.51933 |  |  |  |  | 34 | 0.10175
1042 | MRGNDG_4G | D | West | YES | 0.17848 | 68 | 68 | 68 | 0 | 1.029 | GGT | 1 | 0.19448 | 68 | 68 | 12.1368 | 68 |  |  | 0.19448 | 13.2246 | 0.42622 | 0.5245 |  |  |  |  | 35 | 0.10089
1043 | MRGNEG_5G | E | West | YES | 0.17848 | 68 | 68 | 70 | 0 | 1.029 | GGT | 1 | 0.19448 | 70 | 70 | 12.4937 | 70 |  |  | 0.19448 | 13.6136 | 0.43241 | 0.52982 |  |  |  |  | 36 | 0.1
1044 | MRGNFG_6G | F | West | YES | 0.17848 | 66 | 66 | 66 | 0 | 1.029 | GGT | 1 | 0.19448 | 66 | 66 | 11.7798 | 66 |  |  | 0.19448 | 12.8357 | 0.43826 | 0.53483 |  |  |  |  | 37 | 0.099127
1360 | GUNSIGHT_8 | 1 | West | YES | 0.17816 | 0 | 0 | 120 |  | 1.01 | Wind | 1 | 0.19416 | 0 | 120 | 21.3792 | 120 |  |  | 0.19416 | 23.2989 | 0.44888 | 0.54394 |  |  |  |  | 38 | 0.098277
1327 | WILDHRSE_1G | 1 | West | YES | 0.17789 | 0 | 0 | 120 |  | 1 | Wind | 1 | 0.19389 | 0 | 120 | 21.3466 | 120 |  |  | 0.19389 | 23.2663 | 0.4595 | 0.55304 |  |  |  |  | 39 | 0.097402
1333 | MCDDONAL_8 | 1 | West | YES | 0.17713 | 42.8 | 0 | 214.2 |  | 1.01 | Wind | 1 | 0.19312 | 0 | 214.2 | 37.9404 | 214.2 |  |  | 0.19312 | 41.3671 | 0.47846 | 0.56921 |  |  |  |  | 40 | 0.096577
1328 | OCOTILLO_1G | 1 | West | YES | 0.17681 | 11.6 | 0 | 58 |  | 1.01 | Wind | 1 | 0.19281 | 0 | 58 | 10.255 | 58 |  |  | 0.19281 | 11.1829 | 0.4836 | 0.57358 |  |  |  |  | 41 | 0.095062
1320 | BSP 1 | 1 | West | YES | 0.17672 | 25.5 | 2.9 | 25.8 | 0 | 1 | Cogen | 1 | 0.19272 | 0 | 0 | 0 | 0 |  |  | 0.19272 | 0 | 0.4836 | 0.57358 |  |  |  |  | 42 | 0.093534
1416 | SWETWATR_1G | 1 | West | YES | 0.17671 | 30 | 18 | 30 | 0 | 1.026 | CC | 1 | 0.19271 | 30 | 30 | 5.3014 | 30 |  |  | 0.19271 | 5.7813 | 0.48625 | 0.57584 |  |  |  |  | 43 | 0.090743
1417 | SWETWATR_2G | 2 | West | YES | 0.17671 | 72 | 36 | 72 | 0 | 1.026 | CC | 1 | 0.19271 | 72 | 72 | 12.7233 | 72 |  |  | 0.19271 | 13.8752 | 0.49263 | 0.58126 |  |  |  |  | 44 | 0.08998
1418 | SWETWATR_3G | 3 | West | YES | 0.17671 | 68 | 36 | 68 | 0 | 1.026 | CC | 1 | 0.19271 | 68 | 68 | 12.0165 | 68 |  |  | 0.19271 | 13.1043 | 0.49865 | 0.58638 |  |  |  |  | 45 | 0.08998
1419 | SWETWATR_4G | 4 | West | YES | 0.17671 | 61 | 36 | 61 | 0 | 1.026 | CC | 1 | 0.19271 | 61 | 61 | 10.7795 | 61 |  |  | 0.19271 | 11.7553 | 0.50405 | 0.59098 |  |  |  |  | 46 | 0.089584
1058 | LONGSHORE_5 | 1 | West | YES | 0.17646 | 30 | 0 | 150 |  | 1.01 | Wind | 1 | 0.19246 | 0 | 150 | 26.4691 | 150 |  |  | 0.19246 | 28.8688 | 0.51732 | 0.60226 |  |  |  |  | 47 | 0.088634
1058 | LONGSHORE_5 | 2 | West | YES | 0.17646 | 44 | 0 | 220 |  | 1.01 | Wind | 1 | 0.19246 | 0 | 220 | 38.8214 | 220 |  |  | 0.19246 | 42.3409 | 0.5368 | 0.61881 |  |  |  |  | 48 | 0.087737
11065 | ELBOWCK_1G | 1 | West | YES | 0.17646 | 23.4 | 0 | 121.9 | 0 | 1 | Wind | 1 | 0.19246 | 0 | 121.9 | 21.5106 | 121.9 |  |  | 0.19246 | 23.4607 | 0.54759 | 0.62798 |  |  |  |  | 49 | 0.086932
1045 | CALENG1G_1G | 1 | West | YES | 0.17631 | 73.4 | 27 | 73.4 | 0 | 1.014 | Cogen | 1 | 0.1923 | 0 | 0 | 0 | 0 |  |  | 0.1923 | 0 | 0.54759 | 0.62798 |  |  |  |  | 50 | 0.084939
1046 | CALENG2G_2G | 2 | West | YES | 0.17631 | 73.4 | 27 | 73.4 | 0 | 1.014 | Cogen | 1 | 0.1923 | 0 | 0 | 0 | 0 |  |  | 0.1923 | 0 | 0.54759 | 0.62798 |  |  |  |  | 51 | 0.082015
1047 | CALENG3G_3G | 3 | West | YES | 0.17631 | 70.4 | 27 | 70.4 | 0 | 1.014 | Cogen | 1 | 0.1923 | 0 | 0 | 0 | 0 |  |  | 0.1923 | 0 | 0.54759 | 0.62798 |  |  |  |  | 52 | 0.080394
1326 | STANTONW_8 | 1 | West | YES | 0.17625 | 20.1 | 0 | 100.5 |  | 1.01 | Wind | 1 | 0.19225 | 0 | 100.5 | 17.7132 | 100.5 |  |  | 0.19225 | 19.321 | 0.55649 | 0.63554 |  |  |  |  | 53 | 0.080394
11001 | NAV1CT | 1 | West | YES | 0.17553 | 70.4 | 18 | 70.4 | 0 | 1.029 | CC | 1 | 0.19152 | 70.4 | 70.4 | 12.357 | 70.4 |  |  | 0.19152 | 13.4833 | 0.56272 | 0.64081 |  |  |  |  | 54 | 0.080394
11009 | NAV2CT | 1 | West | YES | 0.17553 | 71.4 | 18 | 71.4 | 0 | 1.029 | CC | 1 | 0.19152 | 71.4 | 71.4 | 12.5326 | 71.4 |  |  | 0.19152 | 13.6748 | 0.56904 | 0.64615 |  |  |  |  | 55 | 0.080394
11011 | NAV3ST | 1 | West | YES | 0.17553 | 92.8 | 40 | 92.8 | 0 | 1.029 | CC | 1 | 0.19152 | 92.8 | 92.8 | 16.2888 | 92.8 |  |  | 0.19152 | 17.7734 | 0.57725 | 0.6531 |  |  |  |  | 56 | 0.07905
11012 | NAV4CT | 1 | West | YES | 0.17553 | 80 | 18 | 80 | 0 | 1.029 | CC | 1 | 0.19152 | 80 | 80 | 14.0421 | 80 |  |  | 0.19152 | 15.3219 | 0.58433 | 0.65909 |  |  |  |  | 57 | 0.078089
11013 | NAV5CT | 1 | West | YES | 0.17553 | 80 | 18 | 80 | 0 | 1.029 | CC | 1 | 0.19152 | 80 | 80 | 14.0421 | 80 |  |  | 0.19152 | 15.3219 | 0.59142 | 0.66508 |  |  |  |  | 58 | 0.077114
11014 | NAV6ST | 1 | West | YES | 0.17553 | 115 | 40 | 115 | 0 | 1.029 | CC | 1 | 0.19152 | 115 | 115 | 20.1855 | 115 |  |  | 0.19152 | 22.0252 | 0.6016 | 0.67369 |  |  |  |  | 59 | 0.075847
11020 | TIEHVSG_1G | 1 | West | YES | 0.17552 | 208.2 | 63 | 208.2 | 0 | 1.012 | CC | 1 | 0.19151 | 208.2 | 208.2 | 36.5424 | 208.2 |  |  | 0.19151 | 39.8731 | 0.62003 | 0.68927 |  |  |  |  | 60 | 0.074754
11021 | TIEHVCG_1G | 1 | West | YES | 0.17552 | 142.1 | 103 | 142.1 | 0 | 1.012 | CC | 1 | 0.19151 | 142.1 | 142.1 | 24.9408 | 142.1 |  |  | 0.19151 | 27.2141 | 0.6326 | 0.69991 |  |  |  |  | 61 | 0.073662
11022 | TIEHVCG_2G | 1 | West | YES | 0.17552 | 132.4 | 103 | 132.4 | 0 | 1.012 | CC | 1 | 0.19151 | 132.4 | 132.4 | 23.2383 | 132.4 |  |  | 0.19151 | 25.3564 | 0.64432 | 0.70982 |  |  |  |  | 62 | 0.072091
11023 | TIEHVCG_3G | 1 | West | YES | 0.17552 | 137.4 | 103 | 137.4 | 0 | 1.012 | CC | 1 | 0.19151 | 137.4 | 137.4 | 24.1159 | 137.4 |  |  | 0.19151 | 26.314 | 0.65649 | 0.72011 |  |  |  |  | 63 | 0.069247
11024 | TIEHVCG_4G | 1 | West | YES | 0.17552 | 147 | 103 | 147 | 0 | 1.012 | CC | 1 | 0.19151 | 147 | 147 | 25.8009 | 147 |  |  | 0.19151 | 28.1525 | 0.6695 | 0.73111 |  |  |  |  | 64 | 0.067306
11025 | TIEHVSG_2G | 1 | West | YES | 0.17552 | 213.2 | 63 | 213.2 | 0 | 1.012 | CC | 1 | 0.19151 | 213.2 | 213.2 | 37.42 | 213.2 |  |  | 0.19151 | 40.8307 | 0.68837 | 0.74707 |  |  |  |  | 65 | 0.065497
11147 | NOTREES_1G | 1 | West | YES | 0.17503 | 29.8 | 0 | 149 | 0 | 1.017 | Wind | 1 | 0.19103 | 0 | 149 | 26.0798 | 149 |  |  | 0.19103 | 28.4634 | 0.70156 | 0.7582 |  |  |  |  | 66 | 0.06362
7038 | L_DELAWA1_1Y | 1 | West | YES | 0.17476 | 3.5 | 0 | 35 | 0 | 1 | Wind | 1 | 0.19076 | 0 | 35 | 6.1167 | 35 |  |  | 0.19076 | 6.6767 | 0.70466 | 0.76081 |  |  |  |  | 67 | 0.061612
7038 | L_DELAWA1_1Y | 2 | West | YES | 0.17476 | 3 | 0 | 30 | 0 | 1 | Wind | 1 | 0.19076 | 0 | 30 | 5.2429 | 30 |  |  | 0.19076 | 5.7228 | 0.70732 | 0.76304 |  |  |  |  | 68 | 0.0587
1002 | PBCTAGE_1G | A | West | YES | 0.17463 | 64 | 64 | 66 | 0 | 1.036 | GGT | 1 | 0.19063 | 66 | 66 | 11.5256 | 66 |  |  | 0.19063 | 12.5815 | 0.71316 | 0.76796 |  |  |  |  | 69 | 0.056636
1003 | PBCTBGE_2G | B | West | YES | 0.17463 | 65 | 65 | 66 | 0 | 1.036 | GGT | 1 | 0.19063 | 66 | 66 | 11.5256 | 66 |  |  | 0.19063 | 12.5815 | 0.719 | 0.77288 |  |  |  |  | 70 | 0.056148
1004 | PBCTCGE_3G | C | West | YES | 0.17463 | 62 | 62 | 67 | 0 | 1.036 | GGT | 1 | 0.19063 | 67 | 67 | 11.7003 | 67 |  |  | 0.19063 | 12.7721 | 0.72493 | 0.77787 |  |  |  |  | 71 | 0.055729
1005 | PBCTDGE_4G | D | West | YES | 0.17463 | 65 | 65 | 68 | 0 | 1.036 | GGT | 1 | 0.19063 | 68 | 68 | 11.8749 | 68 |  |  | 0.19063 | 12.9627 | 0.73095 | 0.78294 |  |  |  |  | 72 | 0.054805
1006 | PBCTEGE_5G | E | West | YES | 0.17463 | 65 | 65 | 67 | 0 | 1.036 | GGT | 1 | 0.19063 | 67 | 67 | 11.7003 | 67 |  |  | 0.19063 | 12.7721 | 0.73688 | 0.78793 |  |  |  |  | 73 | 0.05388
1007 | PB5GEN_6G | 5 | West | YES | 0.17463 | 91.2 | 40 | 114 | 0 | 1.036 | GST | 1 | 0.19063 | 114 | 114 | 19.9079 | 114 |  |  | 0.19063 | 21.7317 | 0.74697 | 0.79643 |  |  |  |  | 74 | 0.052942
1008 | PB6GEN_7G | 6 | West | YES | 0.17463 | 515 | 130 | 515 | 0 | 1.036 | GST | 1 | 0.19063 | 515 | 515 | 89.935 | 515 |  |  | 0.19063 | 98.1737 | 0.79256 | 0.8348 |  |  |  |  | 75 | 0.05199
1349 | WESTXWIN_1G | 1 | West | YES | 0.17438 | 1.3 | 0 | 6.6 |  | 1.014 | Wind | 1 | 0.19038 | 0 | 6.6 | 1.1509 | 6.6 |  |  | 0.19038 | 1.2565 | 0.79314 | 0.83529 |  |  |  |  | 76 | 0.051051
1350 | NWPWRG1_1G | 1 | West | YES | 0.17438 | 6.9 | 1 | 34.3 |  | 1.014 | Wind | 1 | 0.19038 | 0 | 34.3 | 5.9812 | 34.3 |  |  | 0.19038 | 6.5299 | 0.79618 | 0.83785 |  |  |  |  | 77 | 0.049454
76031 | L_GASCCR1_1N | W1 | West | YES | 0.17392 | 30 | 0 | 150 |  | 1.02 | Wind | 1 | 0.18992 | 0 | 150 | 26.0886 | 150 |  |  | 0.18992 | 28.4882 | 0.80946 | 0.84898 |  |  |  |  | 78 | 0.042241
76091 | L_DIVIDE1_1N | W1 | West | YES | 0.17338 | 22.5 | 0 | 112.5 |  | 1.02 | Wind | 1 | 0.18938 | 0 | 112.5 | 19.5053 | 112.5 |  |  | 0.18938 | 21.305 | 0.81942 | 0.85731 |  |  |  |  | 79 | 0.042148
76095 | L_CAPRSI1_1N | W1 | West | YES | 0.17338 | 29.9 | 0 | 149.5 | 0 | 1.02 | Wind | 1 | 0.18938 | 0 | 149.5 | 25.9203 | 149.5 |  |  | 0.18938 | 28.312 | 0.83265 | 0.86838 |  |  |  |  | 80 | 0.041664
76096 | L_CAPRSI1_2N | W1 | West | YES | 0.17338 | 37.2 | 0 | 186 | 0 | 1.02 | Wind | 1 | 0.18938 | 0 | 186 | 32.2487 | 186 |  |  | 0.18938 | 35.2242 | 0.84912 | 0.88214 |  |  |  |  | 81 | 0.039522
76097 | L_CAPRGE1_1N | W1 | West | YES | 0.17338 | 42.9 | 0 | 214.5 | 0 | 1.02 | Wind | 1 | 0.18938 | 0 | 214.5 | 37.19 | 214.5 |  |  | 0.18938 | 40.6215 | 0.8681 | 0.89802 |  |  |  |  | 82 | 0.037891
60007 | KING_SW1A | 1 | West | YES | 0.1672 | 20 | 0 | 80 |  | 1.03 | Wind | 1 | 0.18319 | 0 | 80 | 13.3758 | 80 |  |  | 0.18319 | 14.6556 | 0.87519 | 0.90375 |  |  |  |  | 83 | 0.035724
60019 | KING_NW1A | 1 | West | YES | 0.1672 | 20 | 0 | 80 |  | 1.03 | Wind | 1 | 0.18319 | 0 | 80 | 13.3758 | 80 |  |  | 0.18319 | 14.6556 | 0.88227 | 0.90948 |  |  |  |  | 84 | 0.033028
60201 | RIO DRCS | F | West | YES | 0.16687 | 0 | 0 | 0 | 0 | 1.025 | AVR | 1 | 0.18287 | 0 | 0 | 0 | 0 |  |  | 0.18287 | 0 | 0.88227 | 0.90948 |  |  |  |  | 85 | 0.029919
6016 | SWMESA | 1 | West | YES | 0.16673 | 18.8 | 0 | 75 |  | 1.03 | Wind | 1 | 0.18273 | 0 | 75 | 12.5048 | 75 |  |  | 0.18273 | 13.7046 | 0.88891 | 0.91484 |  |  |  |  | 86 | 0.028566
60003 | KING_NE1A | 1 | West | YES | 0.16673 | 20 | 0 | 80 |  | 1.03 | Wind | 1 | 0.18273 | 0 | 80 | 13.3385 | 80 |  |  | 0.18273 | 14.6183 | 0.89599 | 0.92055 |  |  |  |  | 87 | 0.027213
60005 | KING_SE1A | 1 | West | YES | 0.16673 | 10 | 0 | 40 |  | 1.035 | Wind | 1 | 0.18273 | 0 | 40 | 6.6692 | 40 |  |  | 0.18273 | 7.3091 | 0.89953 | 0.92341 |  |  |  |  | 88 | 0.027213
60016 | WOODWRD11A | 1 | West | YES | 0.16665 | 20 | 0 | 80 |  | 1.033 | Wind | 1 | 0.18264 | 0 | 80 | 13.3318 | 80 |  |  | 0.18264 | 14.6116 | 0.90661 | 0.92912 |  |  |  |  | 89 | 0.025931
38332 | TNWDWRDU2_8 | 1 | West | YES | 0.16663 | 20 | 0 | 80 | 0 | 1.0232 | Wind | 1 | 0.18263 | 0 | 80 | 13.3304 | 80 |  |  | 0.18263 | 14.6102 | 0.91369 | 0.93483 |  |  |  |  | 90 | 0.024563
38437 | TNSRBNMESA9 | 1 | West | YES | 0.16656 | 37.5 | 0 | 150 | 0 | 1.02 | Wind | 1 | 0.18255 | 0 | 150 | 24.9836 | 150 |  |  | 0.18255 | 27.3832 | 0.92697 | 0.94553 |  |  |  |  | 91 | 0.023879
60017 | ORNNWP1 | 1 | West | YES | 0.16405 | 20 | 0 | 80 |  | 1.027 | Wind | 1 | 0.18005 | 0 | 80 | 13.1242 | 80 |  |  | 0.18005 | 14.404 | 0.93405 | 0.95117 |  |  |  |  | 92 | 0.022509
60000 | DSKY2 | 1 | West | YES | 0.16334 | 19.1 | 0 | 76.5 |  | 1.039 | Wind | 1 | 0.17934 | 0 | 76.5 | 12.4957 | 76.5 |  |  | 0.17934 | 13.7196 | 0.94082 | 0.95653 |  |  |  |  | 93 | 0.021139
60018 | DSKY1 | 1 | West | YES | 0.16321 | 21 | 0 | 84 | 0 | 1.023 | Wind | 1 | 0.17921 | 0 | 84 | 13.7095 | 84 |  |  | 0.17921 | 15.0533 | 0.94826 | 0.96241 |  |  |  |  | 94 | 0.018564
60202 | FRNDDRCS | F | West | YES | 0.15019 | 0 | 0 | 0 | 0 | 0.9985 | AVR | 1 | 0.16619 | 0 | 0 | 0 | 0 |  |  | 0.16619 | 0 | 0.94826 | 0.96241 |  |  |  |  | 95 | 0.017113
11056 | ROSCOE_1G | 1 | West | YES | 0.14852 | 41.8 | 0 | 209 |  | 1 | Wind | 1 | 0.16452 | 0 | 209 | 31.0407 | 209 |  |  | 0.16452 | 34.3842 | 0.96676 | 0.97585 |  |  |  |  | 96 | 0.015704
11057 | CHAMPION_1G | 1 | West | YES | 0.14852 | 25.3 | 0 | 126.5 |  | 1 | Wind | 1 | 0.16452 | 0 | 126.5 | 18.7878 | 126.5 |  |  | 0.16452 | 20.8115 | 0.97796 | 0.98399 |  |  |  |  | 97 | 0.014152
11058 | PYRON_1G | 1 | West | YES | 0.14852 | 49.8 | 0 | 249 |  | 1 | Wind | 1 | 0.16452 | 0 | 249 | 36.9815 | 249 |  |  | 0.16452 | 40.9649 | 1 | 1 |  |  |  |  | 98 | 0.014152
11059 | INADALE_1G | 1 | West | YES | 0.14852 | 39.4 | 0 | 197 |  | 1 | Wind | 1 | 0.16452 | 0 | 197 | 29.2584 | 197 |  |  | 0.16452 | 32.41 | 1.0174 | 1.0127 |  |  |  |  | 99 | 0.0090919
8032 | AMISTADHYD1 | 1 | South | YES | 0.054026 | 33 | 13 | 33 | 0 | 1.03 | Hydro | -1 | 0.15538 | 0 | 0 |  |  |  |  | -0.15538 | 0 | [6 empty] | 100 | 0.006029
8033 | AMISTADHYD2 | 2 | South | YES | 0.054026 | 25 | 13 | 25 | 0 | 1.03 | Hydro | -1 | 0.15538 | 0 | 0 |  |  |  |  | -0.15538 | 0 | [6 empty] | 101 | 0
88253 | HAMILTON | F | South | YES | 0.054026 | 0 | 0 | 0 | 0 | 1.04 | BLT | -1 | 0.15538 | 0 | 0 |  |  |  |  | -0.15538 | 0 | [6 empty] | 102 | -0.0047699
8262 | ELPS | 1 | South | YES | 0.039581 | 6 | 6 | 6 | 0 | 1.15 | Hydro | -1 | 0.16982 | 0 | 0 |  |  |  |  | -0.16982 | 0 | [6 empty] | 103 | 0
1643 | SLSTR1PP_1G | 1 | North | YES | 0.024119 | 6 | 0 | 60 | 0 | 1.022 | Wind | -1 | 0.18528 | 0 | 60 |  |  | 0 | 0 | -0.18528 | 0 | [6 empty] | 104 | 0
7026 | L_INKSDA1_1Y | 1 | South | YES | 0.011435 | 0 | 0 | 13.7 |  | 1 | Hydro | -1 | 0.19797 | 0 | 0 |  |  |  |  | -0.19797 | 0 | [6 empty] | 105 | 0
58909 | PEARSALLSCG1 | 3 | South | YES | 0.009638 | 0 | 0 | 8.4 |  | 1.027 | Diesel | -1 | 0.19976 | 8.4 | 8.4 |  |  |  |  | -0.19976 | -1.678 | [6 empty] | 106 | 0
58909 | PEARSALLSCG1 | 4 | South | YES | 0.009638 | 0 | 0 | 8.4 |  | 1.027 | Diesel | -1 | 0.19976 | 8.4 | 8.4 |  |  |  |  | -0.19976 | -1.678 | [6 empty] | 107 | 0
58909 | PEARSALLSCG1 | 6 | South | YES | 0.009638 | 0 | 0 | 8.4 |  | 1.027 | Diesel | -1 | 0.19976 | 8.4 | 8.4 |  |  |  |  | -0.19976 | -1.678 | [6 empty] | 108 | 0
58909 | PEARSALLSCG1 | 5 | South | YES | 0.009638 | 0 | 0 | 8.4 |  | 1.027 | Diesel | -1 | 0.19976 | 8.4 | 8.4 |  |  |  |  | -0.19976 | -1.678 | [6 empty] | 109 | 0
58909 | PEARSALLSCG1 | 1 | South | YES | 0.009638 | 0 | 0 | 8.4 |  | 1.027 | Diesel | -1 | 0.19976 | 8.4 | 8.4 |  |  |  |  | -0.19976 | -1.678 | [6 empty] | 110 | 0
58909 | PEARSALLSCG1 | 2 | South | YES | 0.009638 | 0 | 0 | 8.4 |  | 1.027 | Diesel | -1 | 0.19976 | 8.4 | 8.4 |  |  |  |  | -0.19976 | -1.678 | [6 empty] | 111 | 0
58919 | PEARSALLSCG2 | 5 | South | YES | 0.009638 | 0 | 0 | 8.4 |  | 1.027 | Diesel | -1 | 0.19976 | 8.4 | 8.4 |  |  |  |  | -0.19976 | -1.678 | [6 empty] | 112 | 0
58919 | PEARSALLSCG2 | 6 | South | YES | 0.009638 | 0 | 0 | 8.4 |  | 1.027 | Diesel | -1 | 0.19976 | 8.4 | 8.4 |  |  |  |  | -0.19976 | -1.678 | [6 empty] | 113 | 0
58919 | PEARSALLSCG2 | 1 | South | YES | 0.009638 | 0 | 0 | 8.4 |  | 1.027 | Diesel | -1 | 0.19976 | 8.4 | 8.4 |  |  |  |  | -0.19976 | -1.678 | [6 empty] | 114 | 0
58919 | PEARSALLSCG2 | 2 | South | YES | 0.009638 | 0 | 0 | 8.4 |  | 1.027 | Diesel | -1 | 0.19976 | 8.4 | 8.4 |  |  |  |  | -0.19976 | -1.678 | [6 empty] | 115 | 0
58919 | PEARSALLSCG2 | 4 | South | YES | 0.009638 | 0 | 0 | 8.4 |  | 1.027 | Diesel | -1 | 0.19976 | 8.4 | 8.4 |  |  |  |  | -0.19976 | -1.678 | [6 empty] | 116 | 0
58919 | PEARSALLSCG2 | 3 | South | YES | 0.009638 | 0 | 0 | 8.4 |  | 1.027 | Diesel | -1 | 0.19976 | 8.4 | 8.4 |  |  |  |  | -0.19976 | -1.678 | [6 empty] | 117 | 0
58929 | PEARSALLSCG3 | 4 | South | YES | 0.009638 | 0 | 0 | 8.4 |  | 1.027 | Diesel | -1 | 0.19976 | 8.4 | 8.4 |  |  |  |  | -0.19976 | -1.678 | [6 empty] | 118 | 0
58929 | PEARSALLSCG3 | 6 | South | YES | 0.009638 | 0 | 0 | 8.4 |  | 1.027 | Diesel | -1 | 0.19976 | 8.4 | 8.4 |  |  |  |  | -0.19976 | -1.678 | [6 empty] | 119 | 0
58929 | PEARSALLSCG3 | 2 | South | YES | 0.009638 | 0 | 0 | 8.4 |  | 1.027 | Diesel | -1 | 0.19976 | 8.4 | 8.4 |  |  |  |  | -0.19976 | -1.678 | [6 empty] | 120 | 0
58929 | PEARSALLSCG3 | 5 | South | YES | 0.009638 | 0 | 0 | 8.4 |  | 1.027 | Diesel | -1 | 0.19976 | 8.4 | 8.4 |  |  |  |  | -0.19976 | -1.678 | [6 empty] | 121 | 0
58929 | PEARSALLSCG3 | 1 | South | YES | 0.009638 | 0 | 0 | 8.4 |  | 1.027 | Diesel | -1 | 0.19976 | 8.4 | 8.4 |  |  |  |  | -0.19976 | -1.678 | [6 empty] | 122 | 0
58929 | PEARSALLSCG3 | 3 | South | YES | 0.009638 | 0 | 0 | 8.4 |  | 1.027 | Diesel | -1 | 0.19976 | 8.4 | 8.4 |  |  |  |  | -0.19976 | -1.678 | [6 empty] | 123 | 0
58949 | PEARSALLSCG4 | 3 | South | YES | 0.009638 | 0 | 0 | 8.4 |  | 1.027 | Diesel | -1 | 0.19976 | 8.4 | 8.4 |  |  |  |  | -0.19976 | -1.678 | [6 empty] | 124 | 0
58949 | PEARSALLSCG4 | 2 | South | YES | 0.009638 | 0 | 0 | 8.4 |  | 1.027 | Diesel | -1 | 0.19976 | 8.4 | 8.4 |  |  |  |  | -0.19976 | -1.678 | [6 empty] | 125 | 0
58949 | PEARSALLSCG4 | 1 | South | YES | 0.009638 | 0 | 0 | 8.4 |  | 1.027 | Diesel | -1 | 0.19976 | 8.4 | 8.4 |  |  |  |  | -0.19976 | -1.678 | [6 empty] | 126 | 0
58949 | PEARSALLSCG4 | 4 | South | YES | 0.009638 | 0 | 0 | 8.4 |  | 1.027 | Diesel | -1 | 0.19976 | 8.4 | 8.4 |  |  |  |  | -0.19976 | -1.678 | [6 empty] | 127 | 0
58949 | PEARSALLSCG4 | 6 | South | YES | 0.009638 | 0 | 0 | 8.4 |  | 1.027 | Diesel | -1 | 0.19976 | 8.4 | 8.4 |  |  |  |  | -0.19976 | -1.678 | [6 empty] | 128 | 0
58949 | PEARSALLSCG4 | 5 | South | YES | 0.009638 | 0 | 0 | 8.4 |  | 1.027 | Diesel | -1 | 0.19976 | 8.4 | 8.4 |  |  |  |  | -0.19976 | -1.678 | [6 empty] | 129 | 0
7022 | L_BUCHAN1_1Y | 1 | South | YES | 0.008184 | 0 | 0 | 18 |  | 1 | Hydro | -1 | 0.20122 | 0 | 0 |  |  |  |  | -0.20122 | 0 | [6 empty] | 130 | 0
7023 | L_BUCHAN1_2Y | 2 | South | YES | 0.008184 | 0 | 0 | 18 |  | 1 | Hydro | -1 | 0.20122 | 0 | 0 |  |  |  |  | -0.20122 | 0 | [6 empty] | 131 | 0
7024 | L_BUCHAN1_3Y | 3 | South | YES | 0.008184 | 0 | 0 | 15 |  | 1 | Hydro | -1 | 0.20122 | 0 | 0 |  |  |  |  | -0.20122 | 0 | [6 empty] | 132 | 0
80265 | LARECU40A | 4 | South | YES | 0.008058 | 80 | 0 | 100 |  | 1.039 | GGT | -1 | 0.20134 | 100 | 100 |  |  |  |  | -0.20134 | -20.1343 | [6 empty] | 133 | 0
80266 | LARECU50A | 5 | South | YES | 0.008058 | 80 | 0 | 100 |  | 1.039 | GGT | -1 | 0.20134 | 100 | 100 |  |  |  |  | -0.20134 | -20.1343 | [6 empty] | 134 | 0
80012 | LAR | F | South | YES | 0.008057 | 0 | 0 | 0 | 0 | 1.04 | DCTie | -1 | 0.20134 | 0 | 0 |  |  |  |  | -0.20134 | 0 | [6 empty] | 135 | 0
7000 | L_FERGUS1_1Y | 1 | South | YES | 0.00801 | 400 | 65 | 423.3 | 0 | 1.015 | GSC | -1 | 0.20139 | 423.3 | 423.3 |  |  |  |  | -0.20139 | -85.2489 | [6 empty] | 136 | 0
5890 | PEARSALLGEN1 | 1 | South | YES | 0.007659 | 19.2 | 6 | 24 | 0 | 1.0226 | GST | -1 | 0.20174 | 24 | 24 |  |  |  |  | -0.20174 | -4.8418 | [6 empty] | 137 | 0
5891 | PEARSALLGEN2 | 1 | South | YES | 0.007659 | 19.4 | 6 | 24.3 | 0 | 1.0226 | GST | -1 | 0.20174 | 24.3 | 24.3 |  |  |  |  | -0.20174 | -4.9023 | [6 empty] | 138 | 0
5892 | PEARSALLGEN3 | 1 | South | YES | 0.007659 | 19.1 | 6 | 23.9 | 0 | 1.0226 | GST | -1 | 0.20174 | 23.9 | 23.9 |  |  |  |  | -0.20174 | -4.8216 | [6 empty] | 139 | 0
7035 | L_WIRTZ_1G1Y | 1 | South | YES | 0.007477 | 0 | 0 | 29 |  | 1 | Hydro | -1 | 0.20192 | 0 | 0 |  |  |  |  | -0.20192 | 0 | [6 empty] | 140 | 0
7036 | L_WIRTZ_1G2Y | 2 | South | YES | 0.007477 | 0 | 0 | 29.7 |  | 1 | Hydro | -1 | 0.20192 | 0 | 0 |  |  |  |  | -0.20192 | 0 | [6 empty] | 141 | 0
7028 | L_MARBFA1_1Y | 1 | South | YES | 0.005809 | 0 | 0 | 18 |  | 1 | Hydro | -1 | 0.20359 | 0 | 0 |  |  |  |  | -0.20359 | 0 | [6 empty] | 142 | 0
7029 | L_MARBFA1_2Y | 2 | South | YES | 0.005809 | 0 | 0 | 18 |  | 1 | Hydro | -1 | 0.20359 | 0 | 0 |  |  |  |  | -0.20359 | 0 | [6 empty] | 143 | 0
88299 | ZAPATA | F | South | YES | 0.004981 | 0 | 0 | 0 | 0 | 1.02 | BLT | -1 | 0.20442 | 0 | 0 |  |  |  |  | -0.20442 | 0 | [6 empty] | 144 | 0
5728 | FALCONHYDRO2 | 2 | South | YES | 0.002895 | 12 | 0 | 12 | 0 | 1.0234 | Hydro | -1 | 0.20651 | 0 | 0 |  |  |  |  | -0.20651 | 0 | [6 empty] | 145 | 0
5729 | FALCONHYDRO3 | 3 | South | YES | 0.002895 | 11 | 0 | 11 | 0 | 1.0234 | Hydro | -1 | 0.20651 | 0 | 0 |  |  |  |  | -0.20651 | 0 | [6 empty] | 146 | 0
8048 | FALCONHYDRO1 | 1 | South | YES | 0.002895 | 12 | 0 | 12 | 0 | 1.0234 | Hydro | -1 | 0.20651 | 0 | 0 |  |  |  |  | -0.20651 | 0 | [6 empty] | 147 | 0
88508 | FALFURRI | F | South | YES | 0.002561 | 0 | 0 | 0 | 0 | 1 | AVR | -1 | 0.20684 | 0 | 0 |  |  |  |  | -0.20684 | 0 | [6 empty] | 148 | 0
5264 | LEON_LCP3G3 | 3 | South | YES | 0.001301 | 0 | 20 | 58 |  | 1.0197 | GST | -1 | 0.2081 | 58 | 58 |  |  |  |  | -0.2081 | -12.0698 | [6 empty] | 149 | 0
5265 | LEON_LCP4G4 | 4 | South | YES | 0.001301 | 89 | 25 | 89 | 0 | 1.0197 | GST | -1 | 0.2081 | 89 | 89 |  |  |  |  | -0.2081 | -18.5209 | [6 empty] | 150 | 0
5266 | LEON_LCPCT1 | 1 | South | YES | 0.001301 | 44 | 24 | 44 | 0 | 1.0197 | GGT | -1 | 0.2081 | 44 | 44 |  |  |  |  | -0.2081 | -9.1564 | [6 empty] | 151 | 0
5267 | LEON_LCPCT2 | 2 | South | YES | 0.001301 | 44 | 24 | 44 | 0 | 1.0197 | GGT | -1 | 0.2081 | 44 | 44 |  |  |  |  | -0.2081 | -9.1564 | [6 empty] | 152 | 0
5268 | LEON_LCPCT3 | 3 | South | YES | 0.001301 | 43 | 24 | 43 | 0 | 1.0197 | GGT | -1 | 0.2081 | 43 | 43 |  |  |  |  | -0.2081 | -8.9483 | [6 empty] | 153 | 0
5269 | LEON_LCPCT4 | 4 | South | YES | 0.001301 | 45 | 24 | 45 | 0 | 1.0197 | GGT | -1 | 0.2081 | 45 | 45 |  |  |  |  | -0.2081 | -9.3645 | [6 empty] | 154 | 0
7031 | L_MARSFO1G1Y | 1 | South | YES | 0.001256 | 0 | 0 | 36 |  | 1 | Hydro | -1 | 0.20815 | 0 | 0 |  |  |  |  | -0.20815 | 0 | [6 empty] | 155 | 0
7032 | L_MARSFO1G2Y | 2 | South | YES | 0.001256 | 0 | 0 | 35 |  | 1 | Hydro | -1 | 0.20815 | 0 | 0 |  |  |  |  | -0.20815 | 0 | [6 empty] | 156 | 0
7033 | L_MARSFO1G3Y | 3 | South | YES | 0.001256 | 0 | 0 | 36 |  | 1 | Hydro | -1 | 0.20815 | 0 | 0 |  |  |  |  | -0.20815 | 0 | [6 empty] | 157 | 0
5028 | BRAUNIG_VHB3 | 3 | South | YES | 0.000962 | 407 | 60 | 407 | 0 | 1.0138 | GST | -1 | 0.20844 | 407 | 407 |  |  |  |  | -0.20844 | -84.8348 | [6 empty] | 158 | 0
5026 | BRAUNIG_VHB1 | 1 | South | YES | 0.000854 | 215 | 40 | 215 | 0 | 1.0192 | GST | -1 | 0.20855 | 215 | 215 |  |  |  |  | -0.20855 | -44.8377 | [6 empty] | 159 | 0
5027 | BRAUNIG_VHB2 | 2 | South | YES | 0.000854 | 216 | 40 | 216 | 0 | 1.0192 | GST | -1 | 0.20855 | 216 | 216 |  |  |  |  | -0.20855 | -45.0462 | [6 empty] | 160 | 0
5396 | CALAVER_OWS1 | 1 | South | YES | 0.00085 | 418 | 80 | 418 | 0 | 1.0192 | GST | -1 | 0.20855 | 418 | 418 |  |  |  |  | -0.20855 | -87.1745 | [6 empty] | 161 | 0
5397 | CALAVER_OWS2 | 2 | South | YES | 0.00085 | 400 | 80 | 400 | 0 | 1.0192 | GST | -1 | 0.20855 | 400 | 400 |  |  |  |  | -0.20855 | -83.4205 | [6 empty] | 162 | 0
5111 | CALAVER_JTD1 | 1 | South | YES | 0.000787 | 430 | 80 | 430 | 0 | 1.0138 | LIGCO | -1 | 0.20861 | 0 | 430 |  |  |  |  | -0.20861 | 0 | [6 empty] | 163 | 0
5112 | CALAVER_JTD2 | 2 | South | YES | 0.000787 | 430 | 80 | 430 | 0 | 1.0138 | LIGCO | -1 | 0.20861 | 0 | 430 |  |  |  |  | -0.20861 | 0 | [6 empty] | 164 | 0
88198 | BEEVILLE | F | South | YES | 0.000718 | 0 | 0 | 0 | 0 | 1.02 | AVR | -1 | 0.20868 | 0 | 0 |  |  |  |  | -0.20868 | 0 | [6 empty] | 165 | 0
8933 | FGNTS001 | 1 | South | YES | 0.000715 | 146.5 | 0 | 146.5 | 0 | 1.03 | CC | -1 | 0.20869 | 146.5 | 146.5 |  |  |  |  | -0.20869 | -30.5725 | [6 empty] | 166 | 0
8934 | FGNTS101 | 2 | South | YES | 0.000715 | 147.9 | 0 | 147.9 | 0 | 1.03 | CC | -1 | 0.20869 | 147.9 | 147.9 |  |  |  |  | -0.20869 | -30.8647 | [6 empty] | 167 | 0
8935 | FGNTS201 | 3 | South | YES | 0.000715 | 173 | 0 | 173 | 0 | 1.03 | CC | -1 | 0.20869 | 173 | 173 |  |  |  |  | -0.20869 | -36.1027 | [6 empty] | 168 | 0
5436 | TUTTL_WBT1G1 | 1 | South | YES | 0.000561 | 48.8 | 20 | 61 | 0 | 1.012 | GST | -1 | 0.20884 | 61 | 61 |  |  |  |  | -0.20884 | -12.7393 | [6 empty] | 169 | 0
5438 | TUTTL_WBT3G3 | 3 | South | YES | 0.000561 | 95 | 25 | 95 | 0 | 1.012 | GST | -1 | 0.20884 | 95 | 95 |  |  |  |  | -0.20884 | -19.8398 | [6 empty] | 170 | 0
5439 | TUTTL_WBT4G4 | 4 | South | YES | 0.000561 | 151 | 40 | 151 | 0 | 1.012 | GST | -1 | 0.20884 | 151 | 151 |  |  |  |  | -0.20884 | -31.5349 | [6 empty] | 171 | 0
5903 | SANMIGUELGEN | 1 | South | YES | 0.000553 | 396.3 | 180 | 396.3 | 0 | 1.0336 | LIGCO | -1 | 0.20885 | 0 | 396.3 |  |  |  |  | -0.20885 | 0 | [6 empty] | 172 | 0
5476 | BRA_AVR1_CT1 | 1 | South | YES | 0.000474 | 155 | 90 | 155 | 0 | 1.025 | CC | -1 | 0.20893 | 155 | 155 |  |  |  |  | -0.20893 | -32.3837 | [6 empty] | 173 | 0
5477 | BRA_AVR1_ST | 1 | South | YES | 0.000474 | 174 | 138 | 174 | 0 | 1.025 | CC | -1 | 0.20893 | 174 | 174 |  |  |  |  | -0.20893 | -36.3534 | [6 empty] | 174 | 0
5478 | BRA_AVR1_CT2 | 1 | South | YES | 0.000474 | 155 | 90 | 155 | 0 | 1.025 | CC | -1 | 0.20893 | 155 | 155 |  |  |  |  | -0.20893 | -32.3837 | [6 empty] | 175 | 0
5401 | CALAVER_JKS1 | 1 | South | YES | 0.000359 | 562 | 100 | 562 | 0 | 1.026 | LIGCO | -1 | 0.20904 | 0 | 562 |  |  |  |  | -0.20904 | 0 | [6 empty] | 176 | 0
8981 | HECN1 | 1 | South | YES | 0.000349 | 144.8 | 0 | 144.8 | 0 | 1.0304 | CC | -1 | 0.20905 | 144.8 | 144.8 |  |  |  |  | -0.20905 | -30.2708 | [6 empty] | 177 | 0
8982 | HECN2 | 2 | South | YES | 0.000349 | 144.1 | 0 | 144.1 | 0 | 1.0304 | CC | -1 | 0.20905 | 144.1 | 144.1 |  |  |  |  | -0.20905 | -30.1244 | [6 empty] | 178 | 0
8983 | HECN3 | 3 | South | YES | 0.000349 | 171.9 | 0 | 171.9 | 0 | 1.0304 | CC | -1 | 0.20905 | 171.9 | 171.9 |  |  |  |  | -0.20905 | -35.9361 | [6 empty] | 179 | 0
8936 | MVGN#1 | 1 | South | YES | 0.000348 | 216.6 | 0 | 216.6 | 0 | 1.0304 | CC | -1 | 0.20905 | 216.6 | 216.6 |  |  |  |  | -0.20905 | -45.281 | [6 empty] | 180 | 0
8937 | MVGN#2 | 2 | South | YES | 0.000348 | 216.7 | 0 | 216.7 | 0 | 1.0304 | CC | -1 | 0.20905 | 216.7 | 216.7 |  |  |  |  | -0.20905 | -45.3019 | [6 empty] | 181 | 0
8938 | MVGN#3 | 3 | South | YES | 0.000348 | 250.9 | 0 | 250.9 | 0 | 1.0304 | CC | -1 | 0.20905 | 250.9 | 250.9 |  |  |  |  | -0.20905 | -52.4515 | [6 empty] | 182 | 0
5932 | SI_RAY9 | 9 | South | YES | 0.000192 | 32 | 32 | 38 | 0 | 1.035 | CC | -1 | 0.20921 | 38 | 38 |  |  |  |  | -0.20921 | -7.95 | [6 empty] | 183 | 0
5933 | SI_RAY6 | 6 | South | YES | 0.000192 | 15.4 | 10 | 19.3 | 0 | 1.035 | GST | -1 | 0.20921 | 19.3 | 19.3 |  |  |  |  | -0.20921 | -4.0377 | [6 empty] | 184 | 0
5935 | SI_RAY10 | 10 | South | YES | 0.000192 | 47 | 10 | 47 | 0 | 1.03 | CC | -1 | 0.20921 | 47 | 47 |  |  |  |  | -0.20921 | -9.8328 | [6 empty] | 185 | 0
80003 | MILHWYS | F | South | YES | 0.000192 | 0 | 0 | 0 | 0 | 1.0168 | AVR | -1 | 0.20921 | 0 | 0 |  |  |  |  | -0.20921 | 0 | [6 empty] | 186 | 0
8517 | CELANEBI0A | 1 | South | YES | 0.000109 | 29 | 0 | 29 | 0 | 1.02 | Cogen | -1 | 0.20929 | 0 | 0 |  |  |  |  | -0.20929 | 0 | [6 empty] | 187 | 0
80080 | GWINDT11A | 3 | South | YES | 9.5e-05 | 0 | 0 | 38 | 0 | 1.025 | Wind | -1 | 0.20931 | 0 | 38 |  |  |  |  | -0.20931 | 0 | [6 empty] | 188 | 0
80080 | GWINDT11A | 4 | South | YES | 9.5e-05 | 3.8 | 0 | 19 | 0 | 1.025 | Wind | -1 | 0.20931 | 0 | 19 |  |  |  |  | -0.20931 | 0 | [6 empty] | 189 | 0
80080 | GWINDT11A | 2 | South | YES | 9.5e-05 | 0 | 0 | 41 | 0 | 1.025 | Wind | -1 | 0.20931 | 0 | 41 |  |  |  |  | -0.20931 | 0 | [6 empty] | 190 | 0
80080 | GWINDT11A | 1 | South | YES | 9.5e-05 | 28.2 | 0 | 94 | 0 | 1.025 | Wind | -1 | 0.20931 | 0 | 94 |  |  |  |  | -0.20931 | 0 | [6 empty] | 191 | 0
80081 | GWINDT21A | 4 | South | YES | 9.5e-05 | 4.4 | 0 | 22 | 0 | 1.025 | Wind | -1 | 0.20931 | 0 | 22 |  |  |  |  | -0.20931 | 0 | [6 empty] | 192 | 0
80081 | GWINDT21A | 1 | South | YES | 9.5e-05 | 28.2 | 0 | 94 | 0 | 1.025 | Wind | -1 | 0.20931 | 0 | 94 |  |  |  |  | -0.20931 | 0 | [6 empty] | 193 | 0
80081 | GWINDT21A | 3 | South | YES | 9.5e-05 | 8.6 | 0 | 43 | 0 | 1.025 | Wind | -1 | 0.20931 | 0 | 43 |  |  |  |  | -0.20931 | 0 | [6 empty] | 194 | 0
80081 | GWINDT21A | 2 | South | YES | 9.5e-05 | 7.2 | 0 | 36 | 0 | 1.025 | Wind | -1 | 0.20931 | 0 | 36 |  |  |  |  | -0.20931 | 0 | [6 empty] | 195 | 0
80180 | PNSCALT11A | 2 | South | YES | 9.5e-05 | 10 | 0 | 50 | 0 | 1.025 | Wind | -1 | 0.20931 | 0 | 50 |  |  |  |  | -0.20931 | 0 | [6 empty] | 196 | 0
80180 | PNSCALT11A | 1 | South | YES | 9.5e-05 | 43.8 | 0 | 148 | 0 | 1.025 | Wind | -1 | 0.20931 | 0 | 148 |  |  |  |  | -0.20931 | 0 | [6 empty] | 197 | 0
80181 | PNSCALT21A | 2 | South | YES | 9.5e-05 | 10 | 0 | 50 | 0 | 1.025 | Wind | -1 | 0.20931 | 0 | 50 |  |  |  |  | -0.20931 | 0 | [6 empty] | 198 | 0
80181 | PNSCALT21A | 1 | South | YES | 9.5e-05 | 16.5 | 0 | 55 | 0 | 1.025 | Wind | -1 | 0.20931 | 0 | 55 |  |  |  |  | -0.20931 | 0 | [6 empty] | 199 | 0
7487 | L_CANYHY8_1Y | 1 | South | YES | 8.9e-05 | 0 | 0 | 6 |  | 1 | Hydro | -1 | 0.20931 | 0 | 0 |  |  |  |  | -0.20931 | 0 | [6 empty] | 200 | 0
8461 | KOCH_UP0A | 1 | South | YES | 3.1e-05 | 38 | 0 | 38 | 0 | 1.012 | Cogen | -1 | 0.20937 | 0 | 0 |  |  |  |  | -0.20937 | 0 | [6 empty] | 201 | 0
8511 | OXY_CC0A | 1 | South | YES | 6e-06 | 30.3 | 0 | 38 | 0 | 1.027 | Cogen | -1 | 0.2094 | 0 | 0 |  |  |  |  | -0.2094 | 0 | [6 empty] | 202 | 0
8506 | VAL #1 | 1 | South | YES | 5e-06 | 20.9 | 0 | 25 | 0 | 1.0055 | Cogen | -1 | 0.2094 | 0 | 0 |  |  |  |  | -0.2094 | 0 | [6 empty] | 203 | 0
8507 | VAL #2 | 2 | South | YES | 5e-06 | 20.9 | 0 | 25 | 0 | 1.0055 | Cogen | -1 | 0.2094 | 0 | 0 |  |  |  |  | -0.2094 | 0 | [6 empty] | 204 | 0
5934 | SI_RAY5 | 5 | South | YES | 0 | 0 | 10 | 15 |  | 1.035 | GST | -1 | 0.2094 | 15 | 15 |  |  |  |  | -0.2094 | -3.141 | [6 empty] | 205 | 0
8139 | JOS #1 | MB | South | YES | 0 | 0 | 45 | 255 |  | 1.02 | GST | -1 | 0.2094 | 0 | 0 |  |  |  |  | -0.2094 | 0 | [6 empty] | 206 | 0
8285 | LAR #1 | MB | South | YES | 0 | 0 | 9 | 32 |  | 1.0497 | GST | -1 | 0.2094 | 0 | 0 |  |  |  |  | -0.2094 | 0 | [6 empty] | 207 | 0
8287 | LAR #2 | MB | South | YES | 0 | 0 | 9 | 32 |  | 1.04 | GST | -1 | 0.2094 | 0 | 0 |  |  |  |  | -0.2094 | 0 | [6 empty] | 208 | 0
8288 | LAR #3 | MB | South | YES | 0 | 0 | 25 | 105 |  | 1.04 | GST | -1 | 0.2094 | 0 | 0 |  |  |  |  | -0.2094 | 0 | [6 empty] | 209 | 0
8388 | BATES0A | MB | South | YES | 0 | 0 | 21 | 71 |  | 1.033 | GST | -1 | 0.2094 | 0 | 0 |  |  |  |  | -0.2094 | 0 | [6 empty] | 210 | 0
8393 | BATES0B | MB | South | YES | 0 | 0 | 25 | 110 |  | 1.03 | GST | -1 | 0.2094 | 0 | 0 |  |  |  |  | -0.2094 | 0 | [6 empty] | 211 | 0
8437 | NUECES_B0C | MB | South | YES | 0 | 0 | 7 | 30 |  | 1.03 | GST | -1 | 0.2094 | 0 | 0 |  |  |  |  | -0.2094 | 0 | [6 empty] | 212 | 0
8438 | NUECES_B0B | MB | South | YES | 0 | 0 | 26 | 169 |  | 1.03 | GST | -1 | 0.2094 | 0 | 0 |  |  |  |  | -0.2094 | 0 | [6 empty] | 213 | 0
39190 | TNSLCGN1__8 | 1 | Houston | YES | 0 | 0 | 10 | 30 |  | 1.03 | Cogen | -1 | 0.2094 | 0 | 0 |  |  |  |  | -0.2094 | 0 | [6 empty] | 214 | 0
8459 | B_DAVIS0B | MB | South | YES | -3.4e-05 | 0 | 50 | 339 |  | 1.03 | GSC | -1 | 0.20944 | 0 | 0 |  |  |  |  | -0.20944 | 0 | [6 empty] | 215 | 0
8460 | B_DAVIS0A | MB | South | YES | -3.4e-05 | 0 | 50 | 340 |  | 1.03 | GSC | -1 | 0.20944 | 0 | 0 |  |  |  |  | -0.20944 | 0 | [6 empty] | 216 | 0
80263 | B_DAVIS31A | 3 | South | YES | -3.4e-05 | 0 | 0 | 180 |  | 1.0366 | CC | -1 | 0.20944 | 180 | 180 |  |  |  |  | -0.20944 | -37.6984 | [6 empty] | 217 | 0
80264 | B_DAVIS41A | 4 | South | YES | -3.4e-05 | 0 | 0 | 180 |  | 1.0366 | CC | -1 | 0.20944 | 180 | 180 |  |  |  |  | -0.20944 | -37.6984 | [6 empty] | 218 | 0
8456 | COSW#1 | 1 | South | YES | -4.5e-05 | 20 | 0 | 20 | 0 | 1.027 | Cogen | -1 | 0.20945 | 0 | 0 |  |  |  |  | -0.20945 | 0 | [6 empty] | 219 | 0
8457 | COSW#2 | 2 | South | YES | -4.5e-05 | 14 | 0 | 14 | 0 | 1.027 | Cogen | -1 | 0.20945 | 0 | 0 |  |  |  |  | -0.20945 | 0 | [6 empty] | 220 | 0
7609 | L_SCHUMA8_1Y | 1 | South | YES | -5.2e-05 | 0 | 0 | 4 |  | 1 | Hydro | -1 | 0.20945 | 0 | 0 |  |  |  |  | -0.20945 | 0 | [6 empty] | 221 | 0
8560 | CNOPGT1 | 1 | South | YES | -5.5e-05 | 148.3 | 0 | 148.3 | 0 | 1.03 | Cogen | -1 | 0.20946 | 0 | 0 |  |  |  |  | -0.20946 | 0 | [6 empty] | 222 | 0
8561 | CNOPGT2 | 2 | South | YES | -5.5e-05 | 148.6 | 0 | 148.6 | 0 | 1.03 | Cogen | -1 | 0.20946 | 0 | 0 |  |  |  |  | -0.20946 | 0 | [6 empty] | 223 | 0
8562 | CNOPST1 | 3 | South | YES | -5.5e-05 | 153 | 0 | 153 | 0 | 1.03 | Cogen | -1 | 0.20946 | 0 | 0 |  |  |  |  | -0.20946 | 0 | [6 empty] | 224 | 0
8442 | NBEC7 | 7 | South | YES | -5.7e-05 | 0 | 81 | 367 |  | 1.0298 | GST | -1 | 0.20946 | 367 | 367 |  |  |  |  | -0.20946 | -76.8712 | [6 empty] | 225 | 0
8442 | NBEC7 | MB | South | YES | -5.7e-05 | 0 | 81 | 367 |  | 1.0298 | GST | -1 | 0.20946 | 0 | 0 |  |  |  |  | -0.20946 | 0 | [6 empty] | 226 | 0
8926 | LGE_GT10A | 1 | South | YES | -0.000238 | 158 | 0 | 158 | 0 | 1.03 | Cogen | -1 | 0.20964 | 0 | 0 |  |  |  |  | -0.20964 | 0 | [6 empty] | 227 | 0
8927 | LGE_GT20A | 2 | South | YES | -0.000238 | 153 | 0 | 153 | 0 | 1.03 | Cogen | -1 | 0.20964 | 0 | 0 |  |  |  |  | -0.20964 | 0 | [6 empty] | 228 | 0
8928 | LGE_STG0A | 3 | South | YES | -0.000238 | 100 | 0 | 100 | 0 | 1.03 | Cogen | -1 | 0.20964 | 0 | 0 |  |  |  |  | -0.20964 | 0 | [6 empty] | 229 | 0
8930 | ICPGN10A | 1 | South | YES | -0.000238 | 149 | 0 | 149 | 0 | 1.03 | Cogen | -1 | 0.20964 | 0 | 0 |  |  |  |  | -0.20964 | 0 | [6 empty] | 230 | 0
8931 | ICPGN20A | 2 | South | YES | -0.000238 | 150 | 0 | 150 | 0 | 1.03 | Cogen | -1 | 0.20964 | 0 | 0 |  |  |  |  | -0.20964 | 0 | [6 empty] | 231 | 0
8932 | ICPGN30A | 3 | South | YES | -0.000238 | 127 | 0 | 127 | 0 | 1.03 | Cogen | -1 | 0.20964 | 0 | 0 |  |  |  |  | -0.20964 | 0 | [6 empty] | 232 | 0
80223 | REYSHR G | 1 | South | YES | -0.000238 | 12 | 0 | 12 | 0 | 1.032 | Cogen | -1 | 0.20964 | 0 | 0 |  |  |  |  | -0.20964 | 0 | [6 empty] | 233 | 0
8161 | COLETO0A | 1 | South | YES | -0.000253 | 633 | 200 | 633 | 0 | 1.03 | LIGCO | -1 | 0.20965 | 0 | 633 |  |  |  |  | -0.20965 | 0 | [6 empty] | 234 | 0
7800 | L_GUADGE1_1Y | 1 | South | YES | -0.000263 | 147 | 30 | 147 | 0 | 1.02 | CC | -1 | 0.20966 | 147 | 147 |  |  |  |  | -0.20966 | -30.8207 | [6 empty] | 235 | 0
7801 | L_GUADGE1_2Y | 2 | South | YES | -0.000263 | 138 | 30 | 138 | 0 | 1.02 | CC | -1 | 0.20966 | 138 | 138 |  |  |  |  | -0.20966 | -28.9337 | [6 empty] | 236 | 0
7802 | L_GUADGE1_3Y | 3 | South | YES | -0.000263 | 146 | 30 | 146 | 0 | 1.02 | CC | -1 | 0.20966 | 146 | 146 |  |  |  |  | -0.20966 | -30.611 | [6 empty] | 237 | 0
7803 | L_GUADGE1_4Y | 4 | South | YES | -0.000263 | 149 | 30 | 149 | 0 | 1.02 | CC | -1 | 0.20966 | 149 | 149 |  |  |  |  | -0.20966 | -31.24 | [6 empty] | 238 | 0
7804 | L_GUADGE1_5Y | 5 | South | YES | -0.000263 | 182 | 30 | 182 | 0 | 1.02 | CC | -1 | 0.20966 | 182 | 182 |  |  |  |  | -0.20966 | -38.1589 | [6 empty] | 239 | 0
7805 | L_GUADGE1_6Y | 6 | South | YES | -0.000263 | 203 | 30 | 203 | 0 | 1.02 | CC | -1 | 0.20966 | 203 | 203 |  |  |  |  | -0.20966 | -42.5619 | [6 empty] | 240 | 0
7605 | L_MCQUEE9_1Y | 1 | South | YES | -0.000304 | 0 | 0 | 2.4 |  | 1.025 | Hydro | -1 | 0.20971 | 0 | 0 |  |  |  |  | -0.20971 | 0 | [6 empty] | 241 | 0
7605 | L_MCQUEE9_1Y | 2 | South | YES | -0.000304 | 0 | 0 | 2.4 |  | 1.025 | Hydro | -1 | 0.20971 | 0 | 0 |  |  |  |  | -0.20971 | 0 | [6 empty] | 242 | 0
7605 | L_MCQUEE9_1Y | 3 | South | YES | -0.000304 | 0 | 0 | 2.8 |  | 1.025 | Hydro | -1 | 0.20971 | 0 | 0 |  |  |  |  | -0.20971 | 0 | [6 empty] | 243 | 0
7810 | L_RIONOG1G1Y | 1 | South | YES | -0.000432 | 148 | 0 | 148 | 0 | 1.02 | CC | -1 | 0.20983 | 148 | 148 |  |  |  |  | -0.20983 | -31.0553 | [6 empty] | 244 | 0
7811 | L_RIONOG1G2Y | 2 | South | YES | -0.000432 | 148 | 0 | 148 | 0 | 1.02 | CC | -1 | 0.20983 | 148 | 148 |  |  |  |  | -0.20983 | -31.0553 | [6 empty] | 245 | 0
7812 | L_RIONOG1G3Y | 3 | South | YES | -0.000432 | 154 | 0 | 154 | 0 | 1.02 | CC | -1 | 0.20983 | 154 | 154 |  |  |  |  | -0.20983 | -32.3143 | [6 empty] | 246 | 0
7813 | L_RIONOG1S1Y | 4 | South | YES | -0.000432 | 293 | 0 | 293 | 0 | 1.02 | CC | -1 | 0.20983 | 293 | 293 |  |  |  |  | -0.20983 | -61.4812 | [6 empty] | 247 | 0
7624 | L_LAKEWO9_1Y | 1 | South | YES | -0.000552 | 0 | 0 | 2.4 |  | 1 | Hydro | -1 | 0.20995 | 0 | 0 |  |  |  |  | -0.20995 | 0 | [6 empty] | 248 | 0
7624 | L_LAKEWO9_1Y | 2 | South | YES | -0.000552 | 0 | 0 | 2.4 |  | 1 | Hydro | -1 | 0.20995 | 0 | 0 |  |  |  |  | -0.20995 | 0 | [6 empty] | 249 | 0
7014 | L_HAYSEN1_1Y | 1 | South | YES | -0.000597 | 223.9 | 74 | 223.9 | 0 | 1.008 | CC | -1 | 0.21 | 223.9 | 223.9 |  |  |  |  | -0.21 | -47.0186 | [6 empty] | 250 | 0
7015 | L_HAYSEN1_2Y | 2 | South | YES | -0.000597 | 225 | 74 | 225 | 0 | 1.008 | CC | -1 | 0.21 | 225 | 225 |  |  |  |  | -0.21 | -47.2496 | [6 empty] | 251 | 0
7016 | L_HAYSEN1_3Y | 3 | South | YES | -0.000597 | 224.6 | 74 | 224.6 | 0 | 1.008 | CC | -1 | 0.21 | 224.6 | 224.6 |  |  |  |  | -0.21 | -47.1656 | [6 empty] | 252 | 0
7017 | L_HAYSEN1_4Y | 4 | South | YES | -0.000597 | 226.7 | 74 | 226.7 | 0 | 1.008 | CC | -1 | 0.21 | 226.7 | 226.7 |  |  |  |  | -0.21 | -47.6066 | [6 empty] | 253 | 0
8189 | CUECPL2A | 1 | South | YES | -0.000608 | 12 | 0 | 12 | 0 | 1.02 | Cogen | -1 | 0.21001 | 0 | 0 |  |  |  |  | -0.21001 | 0 | [6 empty] | 254 | 0
5503 | RAYBURNGEN3 | 1 | South | YES | -0.00072 | 17.6 | 6 | 22 | 0 | 1.0224 | GST | -1 | 0.21012 | 22 | 22 |  |  |  |  | -0.21012 | -4.6227 | [6 empty] | 255 | 0
5505 | RAYBURNGEN1 | 1 | South | YES | -0.00072 | 0 | 1 | 11 |  | 1.0223 | GGT | -1 | 0.21012 | 11 | 11 |  |  |  |  | -0.21012 | -2.3113 | [6 empty] | 256 | 0
5506 | RAYBURNGEN2 | 1 | South | YES | -0.00072 | 0 | 1 | 11 |  | 1.0223 | GGT | -1 | 0.21012 | 11 | 11 |  |  |  |  | -0.21012 | -2.3113 | [6 empty] | 257 | 0
5508 | RAYBURNCC9 | 1 | South | YES | -0.000869 | 47.7 | 18.2 | 47.7 | 0 | 1.0296 | CC | -1 | 0.21027 | 47.7 | 47.7 |  |  |  |  | -0.21027 | -10.0299 | [6 empty] | 258 | 0
5509 | RAYBURNCC10 | 1 | South | YES | -0.000869 | 37.3 | 5.2 | 37.3 | 0 | 1.0296 | CC | -1 | 0.21027 | 37.3 | 37.3 |  |  |  |  | -0.21027 | -7.8431 | [6 empty] | 259 | 0
5511 | RAYBURNCC7 | 1 | South | YES | -0.000869 | 47.5 | 18.2 | 47.5 | 0 | 1.0296 | CC | -1 | 0.21027 | 47.5 | 47.5 |  |  |  |  | -0.21027 | -9.9878 | [6 empty] | 260 | 0
5512 | RAYBURNCC8 | 1 | South | YES | -0.000869 | 49.3 | 18.2 | 49.3 | 0 | 1.0296 | CC | -1 | 0.21027 | 49.3 | 49.3 |  |  |  |  | -0.21027 | -10.3663 | [6 empty] | 261 | 0
8173 | VICEC51A | 5 | South | YES | -0.000897 | 144 | 18 | 144 | 0 | 1.025 | CC | -1 | 0.2103 | 144 | 144 |  |  |  |  | -0.2103 | -30.283 | [6 empty] | 262 | 0
8174 | VICEC61A | 6 | South | YES | -0.000897 | 188 | 42 | 188 | 0 | 1.025 | CC | -1 | 0.2103 | 188 | 188 |  |  |  |  | -0.2103 | -39.5361 | [6 empty] | 263 | 0
7020 | L_AUSTPL1_1Y | 1 | South | YES | -0.000919 | 0 | 0 | 8 |  | 1 | Hydro | -1 | 0.21032 | 0 | 0 |  |  |  |  | -0.21032 | 0 | [6 empty] | 264 | 0
7020 | L_AUSTPL1_1Y | 2 | South | YES | -0.000919 | 0 | 0 | 8 |  | 1 | Hydro | -1 | 0.21032 | 0 | 0 |  |  |  |  | -0.21032 | 0 | [6 empty] | 265 | 0
8066 | DUP1V#1 | 1 | South | YES | -0.000974 | 52.3 | 0 | 73 | 0 | 1.01 | Cogen | -1 | 0.21038 | 0 | 0 |  |  |  |  | -0.21038 | 0 | [6 empty] | 266 | 0
80224 | VISTRONG1 | 1 | South | YES | -0.00107 | 13.1 | 0 | 15 | 0 | 1.01 | Cogen | -1 | 0.21047 | 0 | 0 |  |  |  |  | -0.21047 | 0 | [6 empty] | 267 | 0
80225 | VISTRONG2 | 2 | South | YES | -0.00107 | 20.2 | 0 | 23 | 0 | 1.01 | Cogen | -1 | 0.21047 | 0 | 0 |  |  |  |  | -0.21047 | 0 | [6 empty] | 268 | 0
80227 | AIRCO G | 1 | South | YES | -0.001087 | 7.2 | 0 | 8 | 0 | 1.0104 | Cogen | -1 | 0.21049 | 0 | 0 |  |  |  |  | -0.21049 | 0 | [6 empty] | 269 | 0
8147 | UCAR #2 | 10 | South | YES | -0.00115 | 18.2 | 0 | 28 |  | 1 | Cogen | -1 | 0.21055 | 0 | 0 |  |  |  |  | -0.21055 | 0 | [6 empty] | 270 | 0
8148 | UCAR #1 | 2 | South | YES | -0.00115 | 6.1 | 0 | 7 | 0 | 1.009 | Cogen | -1 | 0.21055 | 0 | 0 |  |  |  |  | -0.21055 | 0 | [6 empty] | 271 | 0
80137 | CSDR89 | 9 | South | YES | -0.00115 | 15 | 0 | 15 | 0 | 1.003 | DCTie | -1 | 0.21055 | 0 | 0 |  |  |  |  | -0.21055 | 0 | [6 empty] | 272 | 0
80137 | CSDR89 | 8 | South | YES | -0.00115 | 33.9 | 0 | 39 | 0 | 1.003 | DCTie | -1 | 0.21055 | 0 | 0 |  |  |  |  | -0.21055 | 0 | [6 empty] | 273 | 0
80138 | CSDR7 | 7 | South | YES | -0.00115 | 6.1 | 0 | 7 | 0 | 1.014 | DCTie | -1 | 0.21055 | 0 | 0 |  |  |  |  | -0.21055 | 0 | [6 empty] | 274 | 0
80139 | CSDR56 | 6 | South | YES | -0.00115 | 0 | 0 | 39 |  | 1.0033 | DCTie | -1 | 0.21055 | 0 | 0 |  |  |  |  | -0.21055 | 0 | [6 empty] | 275 | 0
80139 | CSDR56 | 5 | South | YES | -0.00115 | 15 | 0 | 15 |  | 1.0033 | DCTie | -1 | 0.21055 | 0 | 0 |  |  |  |  | -0.21055 | 0 | [6 empty] | 276 | 0
80140 | CSDR11 | 11 | South | YES | -0.00115 | 33.9 | 0 | 39 | 0 | 1.03 | DCTie | -1 | 0.21055 | 0 | 0 |  |  |  |  | -0.21055 | 0 | [6 empty] | 277 | 0
9000 | DECKR_G1 | 1 | South | YES | -0.001152 | 280 | 50 | 321 | 0 | 1.015 | GST | -1 | 0.21055 | 321 | 321 |  |  |  |  | -0.21055 | -67.5876 | [6 empty] | 278 | 0
9001 | DECKR_G2 | 2 | South | YES | -0.001152 | 400 | 50 | 426 | 0 | 1.015 | GST | -1 | 0.21055 | 426 | 426 |  |  |  |  | -0.21055 | -89.6957 | [6 empty] | 279 | 0
9016 | SANDH_G1 | 1 | South | YES | -0.001152 | 45 | 2 | 49 | 0 | 1.0175 | GGT | -1 | 0.21055 | 49 | 49 |  |  |  |  | -0.21055 | -10.3171 | [6 empty] | 280 | 0
9017 | SANDH_G2 | 2 | South | YES | -0.001152 | 45 | 2 | 46 | 0 | 1.0175 | GGT | -1 | 0.21055 | 46 | 46 |  |  |  |  | -0.21055 | -9.6855 | [6 empty] | 281 | 0
9018 | SANDH_G3 | 3 | South | YES | -0.001152 | 45 | 2 | 46 | 0 | 1.0175 | GGT | -1 | 0.21055 | 46 | 46 |  |  |  |  | -0.21055 | -9.6855 | [6 empty] | 282 | 0
9019 | SANDH_G4 | 4 | South | YES | -0.001152 | 0 | 2 | 47 |  | 1.0175 | GGT | -1 | 0.21055 | 47 | 47 |  |  |  |  | -0.21055 | -9.896 | [6 empty] | 283 | 0
9020 | SANDHG5A | 5A | South | YES | -0.001152 | 150 | 84 | 155 | 0 | 1.0175 | CC | -1 | 0.21055 | 155 | 155 |  |  |  |  | -0.21055 | -32.6358 | [6 empty] | 284 | 0
9021 | SANDHG5C | 5C | South | YES | -0.001152 | 140 | 0 | 148 | 0 | 1.0175 | CC | -1 | 0.21055 | 148 | 148 |  |  |  |  | -0.21055 | -31.1619 | [6 empty] | 285 | 0
9002 | DECKR_G3 | 3 | South | YES | -0.001311 | 0 | 24 | 42 |  | 1.015 | GGT | -1 | 0.21071 | 42 | 42 |  |  |  |  | -0.21071 | -8.8499 | [6 empty] | 286 | 0
9003 | DECKR_G4 | 4 | South | YES | -0.001311 | 44 | 24 | 44 | 0 | 1.015 | GGT | -1 | 0.21071 | 44 | 44 |  |  |  |  | -0.21071 | -9.2713 | [6 empty] | 287 | 0
9004 | DECKR_G5 | 5 | South | YES | -0.001311 | 44 | 24 | 44 | 0 | 1.015 | GGT | -1 | 0.21071 | 44 | 44 |  |  |  |  | -0.21071 | -9.2713 | [6 empty] | 288 | 0
9005 | DECKR_G6 | 6 | South | YES | -0.001311 | 44 | 24 | 47 | 0 | 1.015 | GGT | -1 | 0.21071 | 47 | 47 |  |  |  |  | -0.21071 | -9.9035 | [6 empty] | 289 | 0
80226 | ALCOA G | 1 | South | YES | -0.001448 | 32.3 | 5 | 48 | 0 | 1.015 | Cogen | -1 | 0.21085 | 0 | 0 |  |  |  |  | -0.21085 | 0 | [6 empty] | 290 | 0
8134 | FOR #1 | 1 | South | YES | -0.001528 | 54.1 | 45 | 79 | 0 | 1 | Cogen | -1 | 0.21093 | 0 | 0 |  |  |  |  | -0.21093 | 0 | [6 empty] | 291 | 0
8138 | FOR #2 | 2 | South | YES | -0.001528 | 63.1 | 45 | 81 | 0 | 1 | Cogen | -1 | 0.21093 | 0 | 0 |  |  |  |  | -0.21093 | 0 | [6 empty] | 292 | 0
8153 | FOR #3 | 3 | South | YES | -0.001528 | 63.1 | 45 | 79.9 | 0 | 1 | Cogen | -1 | 0.21093 | 0 | 0 |  |  |  |  | -0.21093 | 0 | [6 empty] | 293 | 0
8154 | FOR #4 | 4 | South | YES | -0.001528 | 63.1 | 60 | 80 | 0 | 1 | Cogen | -1 | 0.21093 | 0 | 0 |  |  |  |  | -0.21093 | 0 | [6 empty] | 294 | 0
8155 | FOR #5 | 5 | South | YES | -0.001528 | 63.1 | 60 | 78.4 | 0 | 1 | Cogen | -1 | 0.21093 | 0 | 0 |  |  |  |  | -0.21093 | 0 | [6 empty] | 295 | 0
8156 | FOR #6 | 6 | South | YES | -0.001528 | 24.9 | 5 | 25 | 0 | 1 | Cogen | -1 | 0.21093 | 0 | 0 |  |  |  |  | -0.21093 | 0 | [6 empty] | 296 | 0
8157 | FOR #7 | 7 | South | YES | -0.001528 | 28.8 | 5 | 46 | 0 | 1 | Cogen | -1 | 0.21093 | 0 | 0 |  |  |  |  | -0.21093 | 0 | [6 empty] | 297 | 0
80051 | FOR #8 | 8 | South | YES | -0.001528 | 28 | 28 | 28 |  | 1 | Cogen | -1 | 0.21093 | 0 | 0 |  |  |  |  | -0.21093 | 0 | [6 empty] | 298 | 0
80052 | FOR #9 | 9 | South | YES | -0.001528 | 29.7 | 5 | 43.6 | 0 | 1 | Cogen | -1 | 0.21093 | 0 | 0 |  |  |  |  | -0.21093 | 0 | [6 empty] | 299 | 0
80053 | FOR #10 | 10 | South | YES | -0.001528 | 68.4 | 45 | 75 | 0 | 1 | Cogen | -1 | 0.21093 | 0 | 0 |  |  |  |  | -0.21093 | 0 | [6 empty] | 300 | 0
7004 | L_SIMGID1_1Y | 1 | South | YES | -0.001728 | 132 | 40 | 132 | 0 | 1.02 | GST | -1 | 0.21113 | 132 | 132 |  |  |  |  | -0.21113 | -27.8691 | [6 empty] | 301 | 0
7005 | L_SIMGID1_2Y | 2 | South | YES | -0.001728 | 133 | 32 | 139 | 0 | 1.02 | GST | -1 | 0.21113 | 139 | 139 |  |  |  |  | -0.21113 | -29.347 | [6 empty] | 302 | 0
7006 | L_SIMGID1_3Y | 3 | South | YES | -0.001728 | 324.9 | 60 | 329 | 0 | 1.02 | GST | -1 | 0.21113 | 329 | 329 |  |  |  |  | -0.21113 | -69.4615 | [6 empty] | 303 | 0
7807 | L_BASTEN1_1Y | 1 | South | YES | -0.002131 | 152.5 | 83.5 | 152.5 | 0 | 1.004 | CC | -1 | 0.21153 | 152.5 | 152.5 |  |  |  |  | -0.21153 | -32.2587 | [6 empty] | 304 | 0
7808 | L_BASTEN1_2Y | 1 | South | YES | -0.002131 | 149.5 | 83.5 | 149.5 | 0 | 1.004 | CC | -1 | 0.21153 | 149.5 | 149.5 |  |  |  |  | -0.21153 | -31.6241 | [6 empty] | 305 | 0
7809 | L_BASTEN1_3Y | 1 | South | YES | -0.002131 | 232.6 | 42 | 232.6 | 0 | 1.004 | CC | -1 | 0.21153 | 232.6 | 232.6 |  |  |  |  | -0.21153 | -49.2024 | [6 empty] | 306 | 0
7303 | L_WPPGS12_1Y | 1 | South | YES | -0.002197 | 50 | 0 | 50 | 0 | 1.025 | GGT | -1 | 0.2116 | 50 | 50 |  |  |  |  | -0.2116 | -10.5799 | [6 empty] | 307 | 0
7303 | L_WPPGS12_1Y | 2 | South | YES | -0.002197 | 50 | 0 | 50 | 0 | 1.025 | GGT | -1 | 0.2116 | 50 | 50 |  |  |  |  | -0.2116 | -10.5799 | [6 empty] | 308 | 0
7305 | L_WPPGS34_1Y | 3 | South | YES | -0.002197 | 50 | 0 | 50 | 0 | 1.025 | GGT | -1 | 0.2116 | 50 | 50 |  |  |  |  | -0.2116 | -10.5799 | [6 empty] | 309 | 0
7305 | L_WPPGS34_1Y | 4 | South | YES | -0.002197 | 50 | 0 | 50 | 0 | 1.025 | GGT | -1 | 0.2116 | 50 | 50 |  |  |  |  | -0.2116 | -10.5799 | [6 empty] | 310 | 0
7007 | L_LOSTPI1_1Y | 1 | South | YES | -0.002534 | 158.6 | 110 | 158 | 0 | 1 | CC | -1 | 0.21194 | 158 | 158 |  |  |  |  | -0.21194 | -33.4858 | [6 empty] | 311 | 0
7008 | L_LOSTPI1_2Y | 2 | South | YES | -0.002534 | 157.7 | 107 | 160 | 0 | 1 | CC | -1 | 0.21194 | 160 | 160 |  |  |  |  | -0.21194 | -33.9097 | [6 empty] | 312 | 0
7009 | L_LOSTPI1_3Y | 3 | South | YES | -0.002534 | 173.9 | 72 | 175 | 0 | 1 | CC | -1 | 0.21194 | 175 | 175 |  |  |  |  | -0.21194 | -37.0887 | [6 empty] | 313 | 0
7012 | L_FPPYD21_3Y | 3 | South | YES | -0.002573 | 427.5 | 200 | 436 | 0 | 1.02 | LIGCO | -1 | 0.21197 | 0 | 436 |  |  |  |  | -0.21197 | 0 | [6 empty] | 314 | 0
7010 | L_FPPYD11_1Y | 1 | South | YES | -0.002574 | 547.4 | 200 | 606 | 0 | 1.02 | LIGCO | -1 | 0.21198 | 0 | 606 |  |  |  |  | -0.21198 | 0 | [6 empty] | 315 | 0
7011 | L_FPPYD11_2Y | 2 | South | YES | -0.002574 | 552.2 | 200 | 598 | 0 | 1.02 | LIGCO | -1 | 0.21198 | 0 | 598 |  |  |  |  | -0.21198 | 0 | [6 empty] | 316 | 0
3432 | SANDOW_4G | 4 | South | YES | -0.00384 | 580 | 225 | 580 |  | 1.029 | LIGCO | -1 | 0.21324 | 0 | 580 |  |  |  |  | -0.21324 | 0 | [6 empty] | 317 | 0
5911 | STP_GN1___1 | 1 | Houston | YES | -0.004194 | 1333 | 1249 | 1333 | 0 | 1.0406 | Nuc | -1 | 0.2136 | 0 | 0 |  |  |  |  | -0.2136 | 0 | [6 empty] | 318 | 0
5912 | STP_GN2___2 | 2 | Houston | YES | -0.004194 | 1332 | 1249 | 1332 | 0 | 1.0406 | Nuc | -1 | 0.2136 | 0 | 0 |  |  |  |  | -0.2136 | 0 | [6 empty] | 319 | 0
48731 | CBE_GT1 | 1 | Houston | YES | -0.004302 | 76 | 0 | 76 | 0 | 1.029 | CC | -1 | 0.2137 | 76 | 76 |  |  |  |  | -0.2137 | -16.2415 | [6 empty] | 320 | 0
48732 | CBE_GT2 | 1 | Houston | YES | -0.004302 | 76 | 0 | 76 | 0 | 1.029 | CC | -1 | 0.2137 | 76 | 76 |  |  |  |  | -0.2137 | -16.2415 | [6 empty] | 321 | 0
48733 | CBE_ST12 | 1 | Houston | YES | -0.004302 | 105 | 0 | 105 | 0 | 1.029 | CC | -1 | 0.2137 | 105 | 105 |  |  |  |  | -0.2137 | -22.4388 | [6 empty] | 322 | 0
48734 | CBE_GT3 | 1 | Houston | YES | -0.004302 | 76 | 0 | 76 | 0 | 1.029 | CC | -1 | 0.2137 | 76 | 76 |  |  |  |  | -0.2137 | -16.2415 | [6 empty] | 323 | 0
48735 | CBE_GT4 | 1 | Houston | YES | -0.004302 | 76 | 0 | 76 | 0 | 1.029 | CC | -1 | 0.2137 | 76 | 76 |  |  |  |  | -0.2137 | -16.2415 | [6 empty] | 324 | 0
48736 | CBE_ST34 | 1 | Houston | YES | -0.004302 | 105 | 0 | 105 | 0 | 1.029 | CC | -1 | 0.2137 | 105 | 105 |  |  |  |  | -0.2137 | -22.4388 | [6 empty] | 325 | 0
48911 | TGF_GT1_8000 | 1 | Houston | YES | -0.004413 | 69.2 | 0 | 69.2 |  | 1.029 | Cogen | -1 | 0.21381 | 0 | 0 |  |  |  |  | -0.21381 | 0 | [6 empty] | 326 | 0
13432 | SANDOW_5G | 5 | South | YES | -0.004951 | 581 | 225 | 581 |  | 1.029 | LIGCO | -1 | 0.21435 | 0 | 581 |  |  |  |  | -0.21435 | 0 | [6 empty] | 327 | 0
49851 | DOW17000 | 37 | Houston | YES | -0.005088 | 39 | 0 | 62 | 0 | 1 | Cogen | -1 | 0.21449 | 0 | 0 |  |  |  |  | -0.21449 | 0 | [6 empty] | 328 | 0
49858 | DOW38100 | 31 | Houston | YES | -0.005088 | 45 | 0 | 71.4 |  | 1 | Cogen | -1 | 0.21449 | 0 | 0 |  |  |  |  | -0.21449 | 0 | [6 empty] | 329 | 0
49859 | DOW38200 | 33 | Houston | YES | -0.005088 | 28 | 0 | 45 | 0 | 1 | Cogen | -1 | 0.21449 | 0 | 0 |  |  |  |  | -0.21449 | 0 | [6 empty] | 330 | 0
49860 | DOW38300 | 32 | Houston | YES | -0.005088 | 63 | 0 | 101 |  | 1 | Cogen | -1 | 0.21449 | 0 | 0 |  |  |  |  | -0.21449 | 0 | [6 empty] | 331 | 0
49862 | DOW39100 | 36 | Houston | YES | -0.005088 | 54 | 0 | 86 | 0 | 1 | Cogen | -1 | 0.21449 | 0 | 0 |  |  |  |  | -0.21449 | 0 | [6 empty] | 332 | 0
49863 | DOW39200 | 35 | Houston | YES | -0.005088 | 55 | 0 | 88 | 0 | 1 | Cogen | -1 | 0.21449 | 0 | 0 |  |  |  |  | -0.21449 | 0 | [6 empty] | 333 | 0
49865 | DOW41000 | 41 | Houston | YES | -0.005088 | 31 | 0 | 50 |  | 1 | Cogen | -1 | 0.21449 | 0 | 0 |  |  |  |  | -0.21449 | 0 | [6 empty] | 334 | 0
49866 | DOW42000 | 42 | Houston | YES | -0.005088 | 11 | 0 | 18 |  | 1 | Cogen | -1 | 0.21449 | 0 | 0 |  |  |  |  | -0.21449 | 0 | [6 empty] | 335 | 0
49869 | DOW49000 | 45 | Houston | YES | -0.005088 | 59 | 0 | 94 |  | 1 | Cogen | -1 | 0.21449 | 0 | 0 |  |  |  |  | -0.21449 | 0 | [6 empty] | 336 | 0
49870 | DOW61000 | 61 | Houston | YES | -0.005088 | 44 | 0 | 70 | 0 | 1 | Cogen | -1 | 0.21449 | 0 | 0 |  |  |  |  | -0.21449 | 0 | [6 empty] | 337 | 0
49871 | DOW62000 | 62 | Houston | YES | -0.005088 | 40 | 0 | 63 | 0 | 1 | Cogen | -1 | 0.21449 | 0 | 0 |  |  |  |  | -0.21449 | 0 | [6 empty] | 338 | 0
49872 | DOW63000 | 63 | Houston | YES | -0.005088 | 45 | 0 | 72 | 0 | 1 | Cogen | -1 | 0.21449 | 0 | 0 |  |  |  |  | -0.21449 | 0 | [6 empty] | 339 | 0
49873 | DOW64000 | 64 | Houston | YES | -0.005088 | 41 | 0 | 64.8 | 0 | 1 | Cogen | -1 | 0.21449 | 0 | 0 |  |  |  |  | -0.21449 | 0 | [6 empty] | 340 | 0
49876 | DOW65000 | 65 | Houston | YES | -0.005088 | 63 | 0 | 101 | 0 | 1 | Cogen | -1 | 0.21449 | 0 | 0 |  |  |  |  | -0.21449 | 0 | [6 empty] | 341 | 0
49877 | DOW66000 | 66 | Houston | YES | -0.005088 | 61 | 0 | 97 | 0 | 1 | Cogen | -1 | 0.21449 | 0 | 0 |  |  |  |  | -0.21449 | 0 | [6 empty] | 342 | 0
49878 | DOW67000 | 67 | Houston | YES | -0.005088 | 65 | 0 | 103 | 0 | 1 | Cogen | -1 | 0.21449 | 0 | 0 |  |  |  |  | -0.21449 | 0 | [6 empty] | 343 | 0
49882 | DOW81000 | 81 | Houston | YES | -0.005088 | 47 | 0 | 76 | 0 | 1 | Cogen | -1 | 0.21449 | 0 | 0 |  |  |  |  | -0.21449 | 0 | [6 empty] | 344 | 0
49884 | DOW82000 | 82 | Houston | YES | -0.005088 | 51 | 0 | 80 | 0 | 1 | Cogen | -1 | 0.21449 | 0 | 0 |  |  |  |  | -0.21449 | 0 | [6 empty] | 345 | 0
49885 | DOW83000 | 83 | Houston | YES | -0.005088 | 51 | 0 | 80 | 0 | 1 | Cogen | -1 | 0.21449 | 0 | 0 |  |  |  |  | -0.21449 | 0 | [6 empty] | 346 | 0
49886 | DOW84000 | 84 | Houston | YES | -0.005088 | 107 | 0 | 171 | 0 | 0.98 | Cogen | -1 | 0.21449 | 0 | 0 |  |  |  |  | -0.21449 | 0 | [6 empty] | 347 | 0
48520 | BSF_GT1_8070 | 1 | Houston | YES | -0.005251 | 72 | 0 | 72 | 0 | 1.0326 | Cogen | -1 | 0.21465 | 0 | 0 |  |  |  |  | -0.21465 | 0 | [6 empty] | 348 | 0
48520 | BSF_GT1_8070 | 2 | Houston | YES | -0.005251 | 10 | 0 | 10 | 0 | 1.0326 | Cogen | -1 | 0.21465 | 0 | 0 |  |  |  |  | -0.21465 | 0 | [6 empty] | 349 | 0
39760 | TNSCLP1___8 | 1 | Houston | YES | -0.005388 | 93.4 | 20 | 116.8 | 0 | 1.04 | Cogen | -1 | 0.21479 | 0 | 0 |  |  |  |  | -0.21479 | 0 | [6 empty] | 350 | 0
39770 | TNSCLP2___8 | 1 | Houston | YES | -0.005388 | 91.6 | 20 | 114.5 | 0 | 1.04 | Cogen | -1 | 0.21479 | 0 | 0 |  |  |  |  | -0.21479 | 0 | [6 empty] | 351 | 0
39775 | TNSCLP4___8 | 1 | Houston | YES | -0.005388 | 95.2 | 20 | 119 | 0 | 1.04 | Cogen | -1 | 0.21479 | 0 | 0 |  |  |  |  | -0.21479 | 0 | [6 empty] | 352 | 0
39790 | TNSCLP3___8 | 1 | Houston | YES | -0.005388 | 87.6 | 20 | 109.5 | 0 | 1.027 | Cogen | -1 | 0.21479 | 0 | 0 |  |  |  |  | -0.21479 | 0 | [6 empty] | 353 | 0
48730 | MNS_GT | 1 | Houston | YES | -0.005839 | 43 | 0 | 46.1 |  | 1.029 | Cogen | -1 | 0.21524 | 0 | 0 |  |  |  |  | -0.21524 | 0 | [6 empty] | 354 | 0
48926 | WAP_GN6_6 | 6 | Houston | YES | -0.005869 | 651 | 280 | 651 |  | 1.035 | LIGCO | -1 | 0.21527 | 0 | 651 |  |  |  |  | -0.21527 | 0 | [6 empty] | 355 | 0
48927 | WAP_GN7_7 | 7 | Houston | YES | -0.005869 | 564 | 277 | 564 |  | 1.035 | LIGCO | -1 | 0.21527 | 0 | 564 |  |  |  |  | -0.21527 | 0 | [6 empty] | 356 | 0
48928 | WAP_GN8_8 | 8 | Houston | YES | -0.005869 | 603 | 275 | 603 |  | 1.035 | LIGCO | -1 | 0.21527 | 0 | 603 |  |  |  |  | -0.21527 | 0 | [6 empty] | 357 | 0
48521 | BVE_GT1_GT1 | 1 | Houston | YES | -0.005873 | 167.7 | 0 | 167.7 |  | 1.035 | CC | -1 | 0.21527 | 167.7 | 167.7 |  |  |  |  | -0.21527 | -36.1015 | [6 empty] | 358 | 0
48522 | BVE_GT2_5035 | 2 | Houston | YES | -0.005873 | 166.4 | 0 | 166.4 |  | 1.035 | CC | -1 | 0.21527 | 166.4 | 166.4 |  |  |  |  | -0.21527 | -35.8216 | [6 empty] | 359 | 0
48523 | BVE_ST1_GN1 | 3 | Houston | YES | -0.005873 | 252.4 | 0 | 252.4 |  | 1.035 | CC | -1 | 0.21527 | 252.4 | 252.4 |  |  |  |  | -0.21527 | -54.3352 | [6 empty] | 360 | 0
48510 | AK_GT1__8040 | 1 | Houston | YES | -0.005906 | 33.4 | 8.1 | 34 |  | 1.029 | Cogen | -1 | 0.21531 | 0 | 0 |  |  |  |  | -0.21531 | 0 | [6 empty] | 361 | 0
48921 | WAP_GN1_1 | 1 | Houston | YES | -0.005957 | 132.8 | 37 | 166 | 0 | 1.0362 | GST | -1 | 0.21536 | 166 | 166 |  |  |  |  | -0.21536 | -35.7495 | [6 empty] | 362 | 0
48922 | WAP_GN2_2 | 2 | Houston | YES | -0.005957 | 132.8 | 37 | 166 | 0 | 1.0362 | GST | -1 | 0.21536 | 166 | 166 |  |  |  |  | -0.21536 | -35.7495 | [6 empty] | 363 | 0
48923 | WAP_GN3_3 | 3 | Houston | YES | -0.005957 | 198.4 | 93 | 248 | 0 | 1.0362 | GST | -1 | 0.21536 | 248 | 248 |  |  |  |  | -0.21536 | -53.4089 | [6 empty] | 364 | 0
48924 | WAP_GN4_4 | 4 | Houston | YES | -0.005957 | 546 | 217 | 546 | 0 | 1.0362 | GSC | -1 | 0.21536 | 546 | 546 |  |  |  |  | -0.21536 | -117.5856 | [6 empty] | 365 | 0
48925 | WAP_GN5_5 | 5 | Houston | YES | -0.005957 | 618.2 | 278 | 654 | 0 | 0.985 | LIGCO | -1 | 0.21536 | 0 | 654 |  |  |  |  | -0.21536 | 0 | [6 empty] | 366 | 0
48929 | WAPGT21_GT1 | B1 | Houston | YES | -0.005957 | 0 | 0 | 13 |  | 1.05 | GGT | -1 | 0.21536 | 13 | 13 |  |  |  |  | -0.21536 | -2.7997 | [6 empty] | 367 | 0
38580 | TNBP_CGN1_8 | 1 | Houston | YES | -0.006206 | 70.8 | 0 | 70.8 | 0 | 1.005 | Cogen | -1 | 0.21561 | 0 | 0 |  |  |  |  | -0.21561 | 0 | [6 empty] | 368 | 0
38590 | TNBP_CGN2_8 | 2 | Houston | YES | -0.006206 | 66.7 | 0 | 66.7 | 0 | 1.005 | Cogen | -1 | 0.21561 | 0 | 0 |  |  |  |  | -0.21561 | 0 | [6 empty] | 369 | 0
38600 | TNBP_CGN3_8 | 5 | Houston | YES | -0.006206 | 53 | 0 | 53 | 0 | 1.005 | Cogen | -1 | 0.21561 | 0 | 0 |  |  |  |  | -0.21561 | 0 | [6 empty] | 370 | 0
38611 | TNBPAMCG1_8 | 1 | Houston | YES | -0.006206 | 153.2 | 0 | 153.2 | 0 | 1.005 | Cogen | -1 | 0.21561 | 0 | 0 |  |  |  |  | -0.21561 | 0 | [6 empty] | 371 | 0
38612 | TNBPAMCG2_8 | 2 | Houston | YES | -0.006206 | 153.5 | 0 | 153.5 | 0 | 1.005 | Cogen | -1 | 0.21561 | 0 | 0 |  |  |  |  | -0.21561 | 0 | [6 empty] | 372 | 0
38613 | TNBPAMCG3_8 | 3 | Houston | YES | -0.006206 | 152.3 | 0 | 152.3 | 0 | 1.005 | Cogen | -1 | 0.21561 | 0 | 0 |  |  |  |  | -0.21561 | 0 | [6 empty] | 373 | 0
38614 | TNBPAMCG4_8 | 4 | Houston | YES | -0.006206 | 96 | 0 | 96 |  | 1.005 | Cogen | -1 | 0.21561 | 0 | 0 |  |  |  |  | -0.21561 | 0 | [6 empty] | 374 | 0
38615 | TNBPAMCG5_8 | 1 | Houston | YES | -0.006206 | 244 | 0 | 244 | 0 | 1.005 | Cogen | -1 | 0.21561 | 0 | 0 |  |  |  |  | -0.21561 | 0 | [6 empty] | 375 | 0
38690 | TNBP_CGN4_8 | 3 | Houston | YES | -0.006206 | 40 | 0 | 40 |  | 1.005 | Cogen | -1 | 0.21561 | 0 | 0 |  |  |  |  | -0.21561 | 0 | [6 empty] | 376 | 0
38711 | TNTXCTY1CG8 | 1 | Houston | YES | -0.006206 | 100.3 | 59 | 100.3 | 0 | 1 | Cogen | -1 | 0.21561 | 0 | 0 |  |  |  |  | -0.21561 | 0 | [6 empty] | 377 | 0
38712 | TNTXCTY2CG8 | 1 | Houston | YES | -0.006206 | 92.9 | 59 | 92.9 | 0 | 1 | Cogen | -1 | 0.21561 | 0 | 0 |  |  |  |  | -0.21561 | 0 | [6 empty] | 378 | 0
38713 | TNTXCTY3CG8 | 1 | Houston | YES | -0.006206 | 102.7 | 59 | 102.7 | 0 | 1 | Cogen | -1 | 0.21561 | 0 | 0 |  |  |  |  | -0.21561 | 0 | [6 empty] | 379 | 0
38714 | TNTXCTY4CG8 | 1 | Houston | YES | -0.006206 | 103 | 59 | 103 | 0 | 1 | Cogen | -1 | 0.21561 | 0 | 0 |  |  |  |  | -0.21561 | 0 | [6 empty] | 380 | 0
39470 | TNDOWCGNSG8 | 1 | Houston | YES | -0.006206 | 32 | 10 | 32 | 0 | 0.985 | Cogen | -1 | 0.21561 | 0 | 0 |  |  |  |  | -0.21561 | 0 | [6 empty] | 381 | 0
39480 | TNDOWCGNGG8 | 1 | Houston | YES | -0.006206 | 30 | 10 | 30 | 0 | 0.985 | Cogen | -1 | 0.21561 | 0 | 0 |  |  |  |  | -0.21561 | 0 | [6 empty] | 382 | 0
48772 | PHR_GN2_2 | MB | Houston | YES | -0.006326 | 0 | 72 | 459 |  | 1.0362 | GSC | -1 | 0.21573 | 0 | 0 |  |  |  |  | -0.21573 | 0 | [6 empty] | 383 | 0
48561 | CTL_GT2_8130 | 1 | Houston | YES | -0.006411 | 73.5 | 30.3 | 91.9 |  | 1.0362 | Cogen | -1 | 0.21581 | 0 | 0 |  |  |  |  | -0.21581 | 0 | [6 empty] | 384 | 0
48562 | CTL_GT3_8135 | 2 | Houston | YES | -0.006411 | 70.1 | 30.3 | 87.6 |  | 1.0362 | Cogen | -1 | 0.21581 | 0 | 0 |  |  |  |  | -0.21581 | 0 | [6 empty] | 385 | 0
48563 | CTL_GT4_8140 | 3 | Houston | YES | -0.006411 | 69.6 | 30.3 | 87 |  | 1.0362 | Cogen | -1 | 0.21581 | 0 | 0 |  |  |  |  | -0.21581 | 0 | [6 empty] | 386 | 0
48564 | CTL_GN1_8145 | 4 | Houston | YES | -0.006411 | 43.6 | 12.9 | 54.5 |  | 1.0362 | Cogen | -1 | 0.21581 | 0 | 0 |  |  |  |  | -0.21581 | 0 | [6 empty] | 387 | 0
48565 | CTL_GN2_8155 | 5 | Houston | YES | -0.006411 | 9.8 | 3.4 | 12.2 |  | 1.0362 | Cogen | -1 | 0.21581 | 0 | 0 |  |  |  |  | -0.21581 | 0 | [6 empty] | 388 | 0
48531 | BYU_GT1_8075 | 1 | Houston | YES | -0.006442 | 65 | 0 | 65 |  | 1.0362 | Cogen | -1 | 0.21584 | 0 | 0 |  |  |  |  | -0.21584 | 0 | [6 empty] | 389 | 0
48532 | BYU_GT2_8055 | 2 | Houston | YES | -0.006442 | 62 | 0 | 62 |  | 1.0362 | Cogen | -1 | 0.21584 | 0 | 0 |  |  |  |  | -0.21584 | 0 | [6 empty] | 390 | 0
48533 | BYU_GT3_8060 | 3 | Houston | YES | -0.006442 | 67 | 0 | 67 |  | 1.0362 | Cogen | -1 | 0.21584 | 0 | 0 |  |  |  |  | -0.21584 | 0
48534 | BYU_GT4_8065 | 4 | Houston | YES | -0.006442 | 65 | 0 | 65 |  | 1.0362 | Cogen | -1 | 0.21584 | 0 | 0 |  |  |  |  | -0.21584 | 0
48691 | GBY_73741085 | B | Houston | YES | -0.006492 | 37.6 | 20 | 47 | 0 | 1.0362 | GGT | -1 | 0.21589 | 47 | 47 |  |  |  |  | -0.21589 | -10.147
48691 | GBY_73741085 | A | Houston | YES | -0.006492 | 37.6 | 20 | 47 | 0 | 1.0362 | GGT | -1 | 0.21589 | 47 | 47 |  |  |  |  | -0.21589 | -10.147
48692 | GBY_81821075 | D | Houston | YES | -0.006492 | 44 | 20 | 55 | 0 | 1.0362 | GGT | -1 | 0.21589 | 55 | 55 |  |  |  |  | -0.21589 | -11.8741
48692 | GBY_81821075 | C | Houston | YES | -0.006492 | 37.6 | 20 | 47 | 0 | 1.0362 | GGT | -1 | 0.21589 | 47 | 47 |  |  |  |  | -0.21589 | -10.147
48693 | GBY_83841065 | F | Houston | YES | -0.006492 | 43.2 | 20 | 54 | 0 | 1.0362 | GGT | -1 | 0.21589 | 54 | 54 |  |  |  |  | -0.21589 | -11.6582
48693 | GBY_83841065 | E | Houston | YES | -0.006492 | 45.6 | 20 | 57 | 0 | 1.0362 | GGT | -1 | 0.21589 | 57 | 57 |  |  |  |  | -0.21589 | -12.3059
48841 | SJS_GT1_GT1 | 1 | Houston | YES | -0.006503 | 62.4 | 49 | 78 | 0 | 1.0362 | Cogen | -1 | 0.2159 | 0 | 0 |  |  |  |  | -0.2159 | 0
48842 | SJS_GT2_GT2 | 2 | Houston | YES | -0.006503 | 64.8 | 49 | 81 | 0 | 1.0362 | Cogen | -1 | 0.2159 | 0 | 0 |  |  |  |  | -0.2159 | 0
48641 | DPEC_GT15040 | 1 | Houston | YES | -0.006515 | 163.2 | 98 | 163.2 | 0 | 1.0319 | CC | -1 | 0.21592 | 163.2 | 163.2 |  |  |  |  | -0.21592 | -35.2375
48642 | DPEC_GT25025 | 2 | Houston | YES | -0.006515 | 157.1 | 98 | 157.1 | 0 | 1.0319 | CC | -1 | 0.21592 | 157.1 | 157.1 |  |  |  |  | -0.21592 | -33.9205
48643 | DPEC_GT35010 | 3 | Houston | YES | -0.006515 | 157.5 | 98 | 157.5 | 0 | 1.0319 | CC | -1 | 0.21592 | 157.5 | 157.5 |  |  |  |  | -0.21592 | -34.0068
48644 | DPEC_GT45070 | 4 | Houston | YES | -0.006515 | 157 | 98 | 157 | 0 | 1.0319 | CC | -1 | 0.21592 | 157 | 157 |  |  |  |  | -0.21592 | -33.8989
48645 | DPEC_ST55065 | 5 | Houston | YES | -0.006515 | 282 | 0 | 282 | 0 | 1.0319 | CC | -1 | 0.21592 | 282 | 282 |  |  |  |  | -0.21592 | -60.8884
48761 | PR_GT1__9040 | 1 | Houston | YES | -0.006534 | 26 | 0 | 35 |  | 1 | Cogen | -1 | 0.21594 | 0 | 0 |  |  |  |  | -0.21594 | 0
48855 | SRB_GT211035 | B1 | Houston | YES | -0.006548 | 0 | 0 | 18 |  | 1.014 | GGT | -1 | 0.21595 | 18 | 18 |  |  |  |  | -0.21595 | -3.8871
48855 | SRB_GT211035 | B2 | Houston | YES | -0.006548 | 0 | 0 | 12 |  | 1.014 | GGT | -1 | 0.21595 | 12 | 12 |  |  |  |  | -0.21595 | -2.5914
48852 | SRB_GN2_2 | 2 | Houston | YES | -0.006549 | 140.8 | 26 | 176 | 0 | 1.0217 | GST | -1 | 0.21595 | 176 | 176 |  |  |  |  | -0.21595 | -38.0073
48851 | SRB_GN1_1 | 1 | Houston | YES | -0.00655 | 132 | 26 | 165 | 0 | 1.0217 | GST | -1 | 0.21595 | 165 | 165 |  |  |  |  | -0.21595 | -35.632
48551 | CAL_GT1_8045 | 1 | Houston | YES | -0.006551 | 149 | 0 | 149 | 0 | 1.0326 | Cogen | -1 | 0.21595 | 0 | 0 |  |  |  |  | -0.21595 | 0
48552 | CAL_ST1_8000 | 2 | Houston | YES | -0.006551 | 65.1 | 0 | 65.1 | 0 | 1.0326 | Cogen | -1 | 0.21595 | 0 | 0 |  |  |  |  | -0.21595 | 0
48853 | SRB_GN3_3 | 3 | Houston | YES | -0.006554 | 170.4 | 35 | 213 |  | 1.0326 | GST | -1 | 0.21596 | 213 | 213 |  |  |  |  | -0.21596 | -45.9985
48611 | DIB_GT1_8080 | 1 | Houston | YES | -0.006555 | 64 | 0 | 64 | 0 | 1.0326 | Cogen | -1 | 0.21596 | 0 | 0 |  |  |  |  | -0.21596 | 0
48612 | DIB_GT2_8075 | 2 | Houston | YES | -0.006555 | 63.2 | 0 | 63.2 | 0 | 1.0326 | Cogen | -1 | 0.21596 | 0 | 0 |  |  |  |  | -0.21596 | 0
48613 | DIB_ST1_8085 | 3 | Houston | YES | -0.006555 | 67.9 | 30 | 82.6 | 0 | 1.0326 | Cogen | -1 | 0.21596 | 0 | 0 |  |  |  |  | -0.21596 | 0
48614 | DIB_GT3_8090 | 4 | Houston | YES | -0.006555 | 73.6 | 15 | 73.6 | 0 | 1.0326 | Cogen | -1 | 0.21596 | 0 | 0 |  |  |  |  | -0.21596 | 0
48845 | SOL_GT1 | 1 | Houston | YES | -0.006555 | 16.2 | 15.4 | 16.2 |  | 1.0326 | Solar | -1 | 0.21596 | 16.2 | 16.2 |  |  |  |  | -0.21596 | -3.4985
48854 | SRB_GN4_4 | 4 | Houston | YES | -0.006555 | 182.4 | 35 | 228 | 0 | 1.0326 | GST | -1 | 0.21596 | 228 | 228 |  |  |  |  | -0.21596 | -49.238
48740 | PSG_GN2_8050 | 1 | Houston | YES | -0.006556 | 182 | 60 | 182 | 0 | 1.0326 | Cogen | -1 | 0.21596 | 0 | 0 |  |  |  |  | -0.21596 | 0
48741 | PSG_GT2_8040 | 1 | Houston | YES | -0.006556 | 158.6 | 50 | 158.6 | 0 | 1.0326 | Cogen | -1 | 0.21596 | 0 | 0 |  |  |  |  | -0.21596 | 0
48742 | PSG_GT3_8060 | 1 | Houston | YES | -0.006556 | 157 | 50 | 157 | 0 | 1.0326 | Cogen | -1 | 0.21596 | 0 | 0 |  |  |  |  | -0.21596 | 0
48820 | SHELLG1_3015 | 1 | Houston | YES | -0.006576 | 71 | 34.5 | 71 |  | 1.029 | Cogen | -1 | 0.21598 | 0 | 0 |  |  |  |  | -0.21598 | 0
48821 | SHELLG2 | 2 | Houston | YES | -0.006576 | 72 | 34.5 | 72 |  | 1.029 | Cogen | -1 | 0.21598 | 0 | 0 |  |  |  |  | -0.21598 | 0
48822 | SHELLG3_3020 | 2 | Houston | YES | -0.006576 | 30 | 0 | 30 |  | 1.029 | Cogen | -1 | 0.21598 | 0 | 0 |  |  |  |  | -0.21598 | 0
48822 | SHELLG3_3020 | 1 | Houston | YES | -0.006576 | 39 | 0 | 39 |  | 1.029 | Cogen | -1 | 0.21598 | 0 | 0 |  |  |  |  | -0.21598 | 0
48500 | APD_GT1_8005 | 1 | Houston | YES | -0.006608 | 137.6 | 54.6 | 137.6 | 0 | 1.0362 | Cogen | -1 | 0.21601 | 0 | 0 |  |  |  |  | -0.21601 | 0
48511 | LPE_GT1_8070 | 1 | Houston | YES | -0.006611 | 42 | 0 | 42 | 0 | 1.0362 | GGT | -1 | 0.21601 | 42 | 42 |  |  |  |  | -0.21601 | -9.0725
48512 | LPE_GT2_8075 | 2 | Houston | YES | -0.006611 | 42 | 0 | 42 | 0 | 1.0362 | GGT | -1 | 0.21601 | 42 | 42 |  |  |  |  | -0.21601 | -9.0725
48513 | LPE_GT3_8080 | 3 | Houston | YES | -0.006611 | 39 | 0 | 39 | 0 | 1.0362 | GGT | -1 | 0.21601 | 39 | 39 |  |  |  |  | -0.21601 | -8.4245
48514 | LPE_GT4_8085 | 4 | Houston | YES | -0.006611 | 39 | 0 | 39 | 0 | 1.0362 | GGT | -1 | 0.21601 | 39 | 39 |  |  |  |  | -0.21601 | -8.4245
48593 | CHE_GT1_8015 | 1 | Houston | YES | -0.006619 | 173 | 50 | 173 | 0 | 1.0362 | Cogen | -1 | 0.21602 | 0 | 0 |  |  |  |  | -0.21602 | 0
48594 | CHE_GN4_8025 | 4 | Houston | YES | -0.006619 | 142 | 60 | 142 | 0 | 1.0362 | Cogen | -1 | 0.21602 | 0 | 0 |  |  |  |  | -0.21602 | 0
48873 | THW_ST3_ST_3 | 3 | Houston | YES | -0.006667 | 107 | 19 | 107 | 0 | 1.0435 | CC | -1 | 0.21607 | 107 | 107 |  |  |  |  | -0.21607 | -23.1193
48874 | THW_ST4_ST_4 | 4 | Houston | YES | -0.006667 | 108 | 19 | 108 | 0 | 1.0435 | CC | -1 | 0.21607 | 108 | 108 |  |  |  |  | -0.21607 | -23.3354
48875 | THW_3132 | A | Houston | YES | -0.006667 | 55 | 5 | 55 | 0 | 1.0435 | CC | -1 | 0.21607 | 55 | 55 |  |  |  |  | -0.21607 | -11.8838
48875 | THW_3132 | B | Houston | YES | -0.006667 | 53 | 5 | 53 | 0 | 1.0435 | CC | -1 | 0.21607 | 53 | 53 |  |  |  |  | -0.21607 | -11.4516
48877 | THW_3334 | C | Houston | YES | -0.006667 | 55 | 5 | 55 | 0 | 1.0435 | CC | -1 | 0.21607 | 55 | 55 |  |  |  |  | -0.21607 | -11.8838
48877 | THW_3334 | D | Houston | YES | -0.006667 | 57 | 5 | 57 | 0 | 1.0435 | CC | -1 | 0.21607 | 57 | 57 |  |  |  |  | -0.21607 | -12.3159
48879 | THW_4142 | E | Houston | YES | -0.006667 | 56 | 5 | 56 | 0 | 1.0435 | CC | -1 | 0.21607 | 56 | 56 |  |  |  |  | -0.21607 | -12.0998
48879 | THW_4142 | F | Houston | YES | -0.006667 | 55 | 5 | 55 | 0 | 1.0435 | CC | -1 | 0.21607 | 55 | 55 |  |  |  |  | -0.21607 | -11.8838
48881 | THW_4344 | G | Houston | YES | -0.006667 | 58 | 5 | 58 | 0 | 1.0435 | CC | -1 | 0.21607 | 58 | 58 |  |  |  |  | -0.21607 | -12.532
48881 | THW_4344 | H | Houston | YES | -0.006667 | 58 | 5 | 58 | 0 | 1.0435 | CC | -1 | 0.21607 | 58 | 58 |  |  |  |  | -0.21607 | -12.532
48582 | CBY_GN2_2 | 2 | Houston | YES | -0.006692 | 596.8 | 110 | 746 | 0 | 1.0435 | GSC | -1 | 0.21609 | 746 | 746 |  |  |  |  | -0.21609 | -161.2056
49803 | EXN_15GT | 1 | Houston | YES | -0.006715 | 33 | 8.3 | 34 |  | 1.0326 | Cogen | -1 | 0.21612 | 0 | 0 |  |  |  |  | -0.21612 | 0
49804 | EXN_16GT | 2 | Houston | YES | -0.006715 | 32 | 8.3 | 34.7 |  | 1.0326 | Cogen | -1 | 0.21612 | 0 | 0 |  |  |  |  | -0.21612 | 0
49805 | EXN_17GT | 3 | Houston | YES | -0.006715 | 31 | 8.3 | 32.7 |  | 1.0326 | Cogen | -1 | 0.21612 | 0 | 0 |  |  |  |  | -0.21612 | 0
49826 | EXN938GT | 5 | Houston | YES | -0.006715 | 43 | 9.2 | 45.9 |  | 1.0326 | Cogen | -1 | 0.21612 | 0 | 0 |  |  |  |  | -0.21612 | 0
49828 | EXN941GT | 10 | Houston | YES | -0.006715 | 17.7 | 5.4 | 17.7 | 0 | 1.0326 | Cogen | -1 | 0.21612 | 0 | 0 |  |  |  |  | -0.21612 | 0
49829 | EXN942GT | 11 | Houston | YES | -0.006715 | 20 | 5.4 | 20.4 | 0 | 1.0326 | Cogen | -1 | 0.21612 | 0 | 0 |  |  |  |  | -0.21612 | 0
49830 | EXN943GT | 12 | Houston | YES | -0.006715 | 19 | 5.4 | 19.9 | 0 | 1.0326 | Cogen | -1 | 0.21612 | 0 | 0 |  |  |  |  | -0.21612 | 0
49831 | EXN944GT | 13 | Houston | YES | -0.006715 | 33 | 5.4 | 35 | 0 | 1.0326 | Cogen | -1 | 0.21612 | 0 | 0 |  |  |  |  | -0.21612 | 0
49832 | EXN945GT | 9 | Houston | YES | -0.006715 | 18.5 | 9.2 | 18.5 |  | 1.0326 | Cogen | -1 | 0.21612 | 0 | 0 |  |  |  |  | -0.21612 | 0
49837 | EXN_GT | 4 | Houston | YES | -0.006715 | 81 | 21.3 | 85.4 |  | 1.0326 | Cogen | -1 | 0.21612 | 0 | 0 |  |  |  |  | -0.21612 | 0
49838 | EXN_14GT | 14 | Houston | YES | -0.006715 | 140 | 0 | 148 |  | 1.0326 | Cogen | -1 | 0.21612 | 0 | 0 |  |  |  |  | -0.21612 | 0
48883 | THW_GT1_GT_1 | B2 | Houston | YES | -0.006717 | 0 | 0 | 12 |  | 1.043 | GGT | -1 | 0.21612 | 12 | 12 |  |  |  |  | -0.21612 | -2.5934
48651 | EP_1_2 | 1 | Houston | YES | -0.006738 | 4 | 0 | 5 | 0 | 1.0362 | Cogen | -1 | 0.21614 | 0 | 0 |  |  |  |  | -0.21614 | 0
48651 | EP_1_2 | 2 | Houston | YES | -0.006738 | 17.7 | 10 | 21 | 0 | 1.0362 | Cogen | -1 | 0.21614 | 0 | 0 |  |  |  |  | -0.21614 | 0
48940 | WARVUE_GT1 | G1 | Houston | YES | -0.006738 | 15 | 0 | 15 |  | 1.021 | Cogen | -1 | 0.21614 | 0 | 0 |  |  |  |  | -0.21614 | 0
48581 | CBY_GN1_1 | 1 | Houston | YES | -0.006739 | 595.2 | 108 | 744 | 0 | 1.0435 | GSC | -1 | 0.21614 | 744 | 744 |  |  |  |  | -0.21614 | -160.8084
48791 | PSA_GT1_8160 | 1 | Houston | YES | -0.006742 | 52 | 20.8 | 65 | 0 | 1.0362 | Cogen | -1 | 0.21614 | 0 | 0 |  |  |  |  | -0.21614 | 0
48792 | PSA_GT2_8155 | 2 | Houston | YES | -0.006742 | 52.8 | 20.3 | 66 | 0 | 1.0362 | Cogen | -1 | 0.21614 | 0 | 0 |  |  |  |  | -0.21614 | 0
48793 | PSA_GT3_8150 | 3 | Houston | YES | -0.006742 | 56 | 20.3 | 70 | 0 | 1.0362 | Cogen | -1 | 0.21614 | 0 | 0 |  |  |  |  | -0.21614 | 0
48794 | PSA_GT4_8145 | 4 | Houston | YES | -0.006742 | 52.8 | 20.3 | 66 | 0 | 1.0362 | Cogen | -1 | 0.21614 | 0 | 0 |  |  |  |  | -0.21614 | 0
48795 | PSA_GT5_8140 | 5 | Houston | YES | -0.006742 | 51.2 | 20.3 | 64 | 0 | 1.0362 | Cogen | -1 | 0.21614 | 0 | 0 |  |  |  |  | -0.21614 | 0
48796 | PSA_GN1_8165 | 1 | Houston | YES | -0.006742 | 83.2 | 43.1 | 104 | 0 | 1.0362 | Cogen | -1 | 0.21614 | 0 | 0 |  |  |  |  | -0.21614 | 0
48797 | PSA_GT6_8135 | 6 | Houston | YES | -0.006742 | 47.2 | 34.5 | 59 | 0 | 1.0362 | Cogen | -1 | 0.21614 | 0 | 0 |  |  |  |  | -0.21614 | 0
48815 | CVC_GT4_8005 | 4 | Houston | YES | -0.006754 | 165 | 91.8 | 165 |  | 1.0362 | Cogen | -1 | 0.21616 | 0 | 0 |  |  |  |  | -0.21616 | 0
48583 | CBY_GT4_1 | 1 | Houston | YES | -0.006758 | 172 | 0 | 172 | 0 | 1.027 | GSC | -1 | 0.21616 | 172 | 172 |  |  |  |  | -0.21616 | -37.1794
48584 | CBY_GT4_2 | 2 | Houston | YES | -0.006758 | 172 | 0 | 172 | 0 | 1.027 | CC | -1 | 0.21616 | 172 | 172 |  |  |  |  | -0.21616 | -37.1794
48585 | CBY_ST4_1 | 3 | Houston | YES | -0.006758 | 172 | 0 | 172 | 0 | 1.027 | CC | -1 | 0.21616 | 172 | 172 |  |  |  |  | -0.21616 | -37.1794
48595 | BTE_GT2_8075 | 1 | Houston | YES | -0.006796 | 162.8 | 130 | 162.8 | 0 | 1.0261 | CC | -1 | 0.2162 | 162.8 | 162.8 |  |  |  |  | -0.2162 | -35.1969
48596 | BTE_GT3_8045 | 2 | Houston | YES | -0.006796 | 161.4 | 130 | 161.4 | 0 | 1.0261 | CC | -1 | 0.2162 | 161.4 | 161.4 |  |  |  |  | -0.2162 | -34.8942
48597 | BTE_GT4_8055 | 3 | Houston | YES | -0.006796 | 158.9 | 130 | 158.9 | 0 | 1.0261 | CC | -1 | 0.2162 | 158.9 | 158.9 |  |  |  |  | -0.2162 | -34.3538
48598 | BTE_ST1_8070 | 4 | Houston | YES | -0.006796 | 269.2 | 60 | 269.2 | 0 | 1.0261 | CC | -1 | 0.2162 | 269.2 | 269.2 |  |  |  |  | -0.2162 | -58.2003
48690 | GBY_GN5_5 | 5 | Houston | YES | -0.006813 | 318.4 | 81 | 398 |  | 1.0362 | GSC | -1 | 0.21621 | 398 | 398 |  |  |  |  | -0.21621 | -86.0533
48885 | THW_5152 | B | Houston | YES | -0.006831 | 47.2 | 5 | 59 |  | 1.0319 | GGT | -1 | 0.21623 | 59 | 59 |  |  |  |  | -0.21623 | -12.7577
48885 | THW_5152 | A | Houston | YES | -0.006831 | 46.4 | 5 | 58 |  | 1.0319 | GGT | -1 | 0.21623 | 58 | 58 |  |  |  |  | -0.21623 | -12.5415
48886 | THW_5354 | D | Houston | YES | -0.006831 | 46.4 | 5 | 58 |  | 1.0319 | GGT | -1 | 0.21623 | 58 | 58 |  |  |  |  | -0.21623 | -12.5415
48886 | THW_5354 | C | Houston | YES | -0.006831 | 45.6 | 5 | 57 |  | 1.0319 | GGT | -1 | 0.21623 | 57 | 57 |  |  |  |  | -0.21623 | -12.3252
48887 | THW_5556 | E | Houston | YES | -0.006831 | 47.2 | 5 | 59 |  | 1.0319 | GGT | -1 | 0.21623 | 59 | 59 |  |  |  |  | -0.21623 | -12.7577
48887 | THW_5556 | F | Houston | YES | -0.006831 | 45.6 | 5 | 57 |  | 1.0319 | GGT | -1 | 0.21623 | 57 | 57 |  |  |  |  | -0.21623 | -12.3252
48591 | CHE_GT2_5030 | 2 | Houston | YES | -0.007062 | 173 | 50 | 173 | 0 | 1.029 | Cogen | -1 | 0.21646 | 0 | 0 |  |  |  |  | -0.21646 | 0
48811 | CVC_GT3_5045 | 3 | Houston | YES | -0.007062 | 156 | 91.8 | 156 | 0 | 1.029 | Cogen | -1 | 0.21646 | 0 | 0 |  |  |  |  | -0.21646 | 0
48812 | CVC_GT2_5020 | 2 | Houston | YES | -0.007062 | 158 | 91.8 | 158 | 0 | 1.029 | Cogen | -1 | 0.21646 | 0 | 0 |  |  |  |  | -0.21646 | 0
48813 | CVC_GT1_5035 | 1 | Houston | YES | -0.007062 | 160 | 91.8 | 160 | 0 | 1.029 | Cogen | -1 | 0.21646 | 0 | 0 |  |  |  |  | -0.21646 | 0
48814 | CVC_ST5_5040 | 1 | Houston | YES | -0.007062 | 162 | 91.8 | 162 | 0 | 1.029 | Cogen | -1 | 0.21646 | 0 | 0 |  |  |  |  | -0.21646 | 0
251 | BOSQUESW803 | 2 | North | YES | -0.007466 | 150 | 0 | 150 | 0 | 1.032 | CC | -1 | 0.21687 | 150 | 150 |  |  | -1.1199 | 150 | -0.21687 | -32.5301
253 | BOSQUESW804 | 2 | North | YES | -0.007466 | 80 | 0 | 80 | 0 | 1.032 | CC | -1 | 0.21687 | 80 | 80 |  |  | -0.59728 | 80 | -0.21687 | -17.3494
244 | WHITNYDM01 | 1 | North | YES | -0.007985 | 15 | 0 | 15 | 0 | 1.035 | Hydro | -1 | 0.21739 | 0 | 0 |  |  | 0 | 0 | -0.21739 | 0
245 | WHITNYDM02 | 2 | North | YES | -0.007985 | 15 | 0 | 15 | 0 | 1.035 | Hydro | -1 | 0.21739 | 0 | 0 |  |  | 0 | 0 | -0.21739 | 0
1898 | COMCHEPK_1G | 1 | North | YES | -0.008025 | 1217 | 1150 | 1217 | 0 | 1.032 | Nuc | -1 | 0.21743 | 0 | 0 |  |  | 0 | 0 | -0.21743 | 0
1899 | COMCHEPK_2G | 2 | North | YES | -0.008025 | 1159 | 1128 | 1159 | 0 | 1.032 | Nuc | -1 | 0.21743 | 0 | 0 |  |  | 0 | 0 | -0.21743 | 0
332 | RWMILLER01 | 1 | North | YES | -0.008599 | 58.4 | 18.5 | 73 | 0 | 1.04 | GST | -1 | 0.218 | 73 | 73 |  |  | -0.62773 | 73 | -0.218 | -15.914
333 | RWMILLER02 | 2 | North | YES | -0.008599 | 95.2 | 37 | 119 | 0 | 1.04 | GST | -1 | 0.218 | 119 | 119 |  |  | -1.0233 | 119 | -0.218 | -25.942
334 | RWMILLER03 | 3 | North | YES | -0.008599 | 166.4 | 65 | 208 | 0 | 1.04 | GST | -1 | 0.218 | 208 | 208 |  |  | -1.7886 | 208 | -0.218 | -45.3441
335 | RWMILLER04 | 4 | North | YES | -0.008599 | 81.6 | 0 | 102 | 0 | 1.04 | GST | -1 | 0.218 | 102 | 102 |  |  | -0.8771 | 102 | -0.218 | -22.236
336 | RWMILLER05 | 5 | North | YES | -0.008599 | 80.8 | 0 | 101 | 0 | 1.04 | GST | -1 | 0.218 | 101 | 101 |  |  | -0.8685 | 101 | -0.218 | -22.018
238 | BOSQUESW505 | 1 | North | YES | -0.008667 | 255 | 0 | 255 | 0 | 1.02 | CC | -1 | 0.21807 | 255 | 255 |  |  | -2.2101 | 255 | -0.21807 | -55.6074
239 | BOSQUESW502 | 1 | North | YES | -0.008667 | 119.2 | 0 | 149 | 0 | 1.02 | GGT | -1 | 0.21807 | 149 | 149 |  |  | -1.2914 | 149 | -0.21807 | -32.4922
247 | BOSQUESW501 | 2 | North | YES | -0.008667 | 124.8 | 0 | 156 | 0 | 1.02 | GGT | -1 | 0.21807 | 156 | 156 |  |  | -1.3521 | 156 | -0.21807 | -34.0187
3416 | LAKE_CRK1_G | 1 | North | YES | -0.008916 | 60 | 33 | 75 |  | 1.029 | GST | -1 | 0.21832 | 75 | 75 |  |  | -0.6687 | 75 | -0.21832 | -16.3738
3417 | LAKE_CRK2_G | 2 | North | YES | -0.008916 | 177.6 | 40 | 222 | 0 | 1.029 | GST | -1 | 0.21832 | 222 | 222 |  |  | -1.9794 | 222 | -0.21832 | -48.4664
1877 | WLFHOLW_1G | 1 | North | YES | -0.009018 | 217.3 | 89.2 | 217.3 | 0 | 1.032 | CC | -1 | 0.21842 | 217.3 | 217.3 |  |  | -1.9596 | 217.3 | -0.21842 | -47.4625
1878 | WLFHOLW_2G | 2 | North | YES | -0.009018 | 215.7 | 105 | 215.7 | 0 | 1.032 | CC | -1 | 0.21842 | 215.7 | 215.7 |  |  | -1.9452 | 215.7 | -0.21842 | -47.113
1879 | WLFHOLW_3G | 3 | North | YES | -0.009018 | 272.4 | 89.2 | 272.4 | 0 | 1.032 | CC | -1 | 0.21842 | 272.4 | 272.4 |  |  | -2.4565 | 272.4 | -0.21842 | -59.4974
48671 | FTR_GT1_5105 | 1 | North | YES | -0.00914 | 154.2 | 0 | 154.2 | 0 | 1.0319 | CC | -1 | 0.21854 | 154.2 | 154.2 |  |  | -1.4094 | 154.2 | -0.21854 | -33.6991
48672 | FTR_GT2_5110 | 2 | North | YES | -0.00914 | 159 | 0 | 159 | 0 | 1.0319 | CC | -1 | 0.21854 | 159 | 159 |  |  | -1.4533 | 159 | -0.21854 | -34.7481
48673 | FTR_GT3_5085 | 3 | North | YES | -0.00914 | 158 | 0 | 158 | 0 | 1.0319 | CC | -1 | 0.21854 | 158 | 158 |  |  | -1.4441 | 158 | -0.21854 | -34.5295
48674 | FTR_CN4_5095 | 4 | North | YES | -0.00914 | 380 | 0 | 380 | 0 | 1.0319 | CC | -1 | 0.21854 | 380 | 380 |  |  | -3.4732 | 380 | -0.21854 | -83.0457
3403 | THOUSE_1G | 1 | North | YES | -0.009487 | 563 | 200 | 563 | 0 | 1.012 | GSC | -1 | 0.21889 | 563 | 563 |  |  | -5.3412 | 563 | -0.21889 | -123.2341
3404 | THOUSE_2G | 2 | North | YES | -0.009487 | 807 | 250 | 807 | 0 | 1.012 | GSC | -1 | 0.21889 | 807 | 807 |  |  | -7.656 | 807 | -0.21889 | -176.6429
32883 | BRYN_DNSBY3 | 1 | North | YES | -0.009492 | 0 | 2 | 48 |  | 1.015 | GST | -1 | 0.21889 | 48 | 48 |  |  | -0.45562 | 48 | -0.21889 | -10.5069
32884 | BRYN_DNSBY13 | 1 | North | YES | -0.009492 | 46 | 2 | 46 | 0 | 1.015 | GST | -1 | 0.21889 | 46 | 46 |  |  | -0.43663 | 46 | -0.21889 | -10.0691
32892 | BRYN_DNSBY14 | 1 | North | YES | -0.009492 | 84 | 25 | 105 | 0 | 1.035 | GST | -1 | 0.21889 | 105 | 105 |  |  | -0.99666 | 105 | -0.21889 | -22.9838
32886 | BRYN_ATKINS3 | MB | North | YES | -0.009532 | 0 | 5 | 12 |  | 1 | GST | -1 | 0.21893 | 0 | 0 |  |  | 0 | 0 | -0.21893 | 0
32887 | BRYN_ATKINS6 | MB | North | YES | -0.009532 | 0 | 12 | 51 |  | 1.028 | GST | -1 | 0.21893 | 0 | 0 |  |  | 0 | 0 | -0.21893 | 0
32888 | BRYN_ATKINS7 | 1 | North | YES | -0.009532 | 13.6 | 4 | 17 |  | 1.028 | GGT | -1 | 0.21893 | 17 | 17 |  |  | -0.16204 | 17 | -0.21893 | -3.7219
32890 | BRYN_ATKINS4 | MB | North | YES | -0.009532 | 0 | 5 | 22 |  | 1.031 | GST | -1 | 0.21893 | 0 | 0 |  |  | 0 | 0 | -0.21893 | 0
32891 | BRYN_ATKINS5 | MB | North | YES | -0.009532 | 0 | 5 | 25 |  | 1.031 | GST | -1 | 0.21893 | 0 | 0 |  |  | 0 | 0 | -0.21893 | 0
32798 | BRYN_TAMUGEN | 1 | North | YES | -0.009547 | 32 | 0 | 32 |  | 1.02 | GST | -1 | 0.21895 | 32 | 32 |  |  | -0.3055 | 32 | -0.21895 | -7.0063
990 | GIBN_CREK_G1 | 1 | North | YES | -0.009571 | 463 | 200 | 463 | 0 | 1.0275 | LIGCO | -1 | 0.21897 | 0 | 463 |  |  | 0 | 0 | -0.21897 | 0
1892 | DECRDOVA_2G | A | North | YES | -0.010119 | 65 | 65 | 70 | 0 | 1.025 | GGT | -1 | 0.21952 | 70 | 70 |  |  | -0.70833 | 70 | -0.21952 | -15.3664
1893 | DECRDOVA_3G | B | North | YES | -0.010119 | 65 | 65 | 69 | 0 | 1.025 | GGT | -1 | 0.21952 | 69 | 69 |  |  | -0.69821 | 69 | -0.21952 | -15.1469
1894 | DECRDOVA_4G | C | North | YES | -0.010119 | 65 | 65 | 69 | 0 | 1.025 | GGT | -1 | 0.21952 | 69 | 69 |  |  | -0.69821 | 69 | -0.21952 | -15.1469
1895 | DECRDOVA_5G | D | North | YES | -0.010119 | 65 | 65 | 68 | 0 | 1.025 | GGT | -1 | 0.21952 | 68 | 68 |  |  | -0.68809 | 68 | -0.21952 | -14.9274
366 | JNSNCNTY802 | 1 | North | YES | -0.010425 | 168 | 20 | 168 | 0 | 1.02 | Cogen | -1 | 0.21983 | 0 | 0 |  |  | 0 | 0 | -0.21983 | 0
367 | JNSNCNTY802 | 2 | North | YES | -0.010425 | 90 | 20 | 90 | 0 | 1.02 | Cogen | -1 | 0.21983 | 0 | 0 |  |  | 0 | 0 | -0.21983 | 0
39960 | TNTNPONE_18 | 1 | North | YES | -0.010975 | 152.3 | 30 | 152.3 |  | 1.04 | LIGCO | -1 | 0.22038 | 0 | 152.3 |  |  | 0 | 0 | -0.22038 | 0
39970 | TNTNPONE_28 | 1 | North | YES | -0.010975 | 153 | 30 | 153 |  | 1.04 | LIGCO | -1 | 0.22038 | 0 | 153 |  |  | 0 | 0 | -0.22038 | 0
48721 | LEG_1___1 | 1 | North | YES | -0.011538 | 827 | 357 | 827 | 0 | 1.0348 | LIGCO | -1 | 0.22094 | 0 | 827 |  |  | 0 | 0 | -0.22094 | 0
48722 | LEG_2___2 | 2 | North | YES | -0.011538 | 819 | 357 | 819 | 0 | 1.0348 | LIGCO | -1 | 0.22094 | 0 | 819 |  |  | 0 | 0 | -0.22094 | 0
1889 | DECRDOVA_1G | 1 | North | YES | -0.01227 | 779 | 255 | 779 | 0 | 1.02 | GSC | -1 | 0.22167 | 779 | 779 |  |  | -9.5583 | 779 | -0.22167 | -172.682
3381 | BBRN_1G | 1 | North | YES | -0.013083 | 618 | 225 | 618 | 0 | 1.03 | LIGCO | -1 | 0.22248 | 0 | 618 |  |  | 0 | 0 | -0.22248 | 0
3382 | BBRN_2G | 2 | North | YES | -0.013083 | 589 | 225 | 589 | 0 | 1.03 | LIGCO | -1 | 0.22248 | 0 | 589 |  |  | 0 | 0 | -0.22248 | 0
13131 | CALFREST_1G | 1 | North | YES | -0.013358 | 150.7 | 40 | 150.7 | 0 | 1.031 | CC | -1 | 0.22276 | 150.7 | 150.7 |  |  | -2.0131 | 150.7 | -0.22276 | -33.5698
13132 | CALFREST_2G | 2 | North | YES | -0.013358 | 151 | 57 | 151 | 0 | 1.031 | CC | -1 | 0.22276 | 151 | 151 |  |  | -2.0171 | 151 | -0.22276 | -33.6367
13133 | CALFREST_3G | 3 | North | YES | -0.013358 | 177.4 | 40 | 177.4 | 0 | 1.031 | CC | -1 | 0.22276 | 177.4 | 177.4 |  |  | -2.3697 | 177.4 | -0.22276 | -39.5175
13134 | CALFREST_4G | 4 | North | YES | -0.01343 | 151.5 | 40 | 151.5 | 0 | 1.031 | CC | -1 | 0.22283 | 151.5 | 151.5 |  |  | -2.0346 | 151.5 | -0.22283 | -33.7589
13135 | CALFREST_5G | 5 | North | YES | -0.01343 | 152.3 | 57 | 152.3 | 0 | 1.031 | CC | -1 | 0.22283 | 152.3 | 152.3 |  |  | -2.0454 | 152.3 | -0.22283 | -33.9372
13136 | CALFREST_6G | 6 | North | YES | -0.01343 | 177.5 | 40 | 177.5 | 0 | 1.031 | CC | -1 | 0.22283 | 177.5 | 177.5 |  |  | -2.3838 | 177.5 | -0.22283 | -39.5526
1937 | MDLTHELP_5G | 5 | North | YES | -0.013722 | 224 | 74 | 224 | 0 | 1 | CC | -1 | 0.22312 | 224 | 224 |  |  | -3.0737 | 224 | -0.22312 | -49.9796
1938 | MDLTHELP_6G | 6 | North | YES | -0.013722 | 226 | 74 | 226 | 0 | 1 | CC | -1 | 0.22312 | 226 | 226 |  |  | -3.1012 | 226 | -0.22312 | -50.4259
1943 | MDLTHELP_3G | 3 | North | YES | -0.013722 | 212 | 74 | 212 | 0 | 1 | CC | -1 | 0.22312 | 212 | 212 |  |  | -2.9091 | 212 | -0.22312 | -47.3021
1944 | MDLTHELP_4G | 4 | North | YES | -0.013722 | 211 | 74 | 211 | 0 | 1 | CC | -1 | 0.22312 | 211 | 211 |  |  | -2.8953 | 211 | -0.22312 | -47.079
3126 | TRINIDAD_6G | 1 | North | YES | -0.014201 | 179.2 | 46 | 224 | 0 | 1 | GST | -1 | 0.2236 | 224 | 224 |  |  | -3.181 | 224 | -0.2236 | -50.0869
12322 | ENNSTRAC_1G | 1 | North | YES | -0.014329 | 196 | 130 | 196 | 0 | 1.036 | CC | -1 | 0.22373 | 196 | 196 |  |  | -2.8085 | 196 | -0.22373 | -43.8511
12323 | ENNSTRAC_2G | 2 | North | YES | -0.014329 | 116 | 100 | 116 | 0 | 1.036 | CC | -1 | 0.22373 | 116 | 116 |  |  | -1.6622 | 116 | -0.22373 | -25.9527
1941 | MDLTHELP_1G | 1 | North | YES | -0.01453 | 216.4 | 74 | 216.4 | 0 | 1 | CC | -1 | 0.22393 | 216.4 | 216.4 |  |  | -3.1443 | 216.4 | -0.22393 | -48.4587
1942 | MDLTHELP_2G | 2 | North | YES | -0.01453 | 216.1 | 74 | 216.1 | 0 | 1 | CC | -1 | 0.22393 | 216.1 | 216.1 |  |  | -3.1399 | 216.1 | -0.22393 | -48.3916
3107 | STRYKER_1G | 1 | North | YES | -0.014887 | 145.6 | 45 | 182 | 0 | 1.029 | GST | -1 | 0.22429 | 182 | 182 |  |  | -2.7094 | 182 | -0.22429 | -40.8205
3108 | STRYKER_2G | 2 | North | YES | -0.014887 | 484 | 75 | 484 | 0 | 1.029 | GST | -1 | 0.22429 | 484 | 484 |  |  | -7.2053 | 484 | -0.22429 | -108.5556
3309 | ASPN_G | 1 | North | YES | -0.014908 | 50 | 0 | 50 |  | 1 | Bio | -1 | 0.22431 | 50 | 50 |  |  | -0.7454 | 50 | -0.22431 | -11.2155
3348 | CHAMPION_1G | MB | North | YES | -0.014926 | 0 | 42 | 42 |  | 1 | Cogen | -1 | 0.22433 | 0 | 0 |  |  | 0 | 0 | -0.22433 | 0
13116 | TGATEWAY_1G | 1 | North | YES | -0.015077 | 151 | 30 | 151 | 0 | 1.0232 | CC | -1 | 0.22448 | 151 | 151 |  |  | -2.2766 | 151 | -0.22448 | -33.8962
13117 | TGATEWAY_2G | 2 | North | YES | -0.015077 | 130 | 30 | 130 | 0 | 1.0232 | CC | -1 | 0.22448 | 130 | 130 |  |  | -1.96 | 130 | -0.22448 | -29.1822
13118 | TGATEWAY_3G | 3 | North | YES | -0.015077 | 148 | 30 | 148 | 0 | 1.0232 | CC | -1 | 0.22448 | 148 | 148 |  |  | -2.2314 | 148 | -0.22448 | -33.2228
13119 | TGATEWAY_4G | 4 | North | YES | -0.015077 | 399 | 65 | 399 | 0 | 1.0232 | CC | -1 | 0.22448 | 399 | 399 |  |  | -6.0157 | 399 | -0.22448 | -89.5669
3097 | MARTLAKE_1G | 1 | North | YES | -0.015256 | 790 | 500 | 790 | 0 | 1.017 | LIGCO | -1 | 0.22466 | 0 | 790 |  |  | 0 | 0 | -0.22466 | 0
3098 | MARTLAKE_2G | 2 | North | YES | -0.015256 | 795 | 461 | 795 | 0 | 1.017 | LIGCO | -1 | 0.22466 | 0 | 795 |  |  | 0 | 0 | -0.22466 | 0
3099 | MARTLAKE_3G | 3 | North | YES | -0.015256 | 804 | 500 | 804 | 0 | 1.017 | LIGCO | -1 | 0.22466 | 0 | 804 |  |  | 0 | 0 | -0.22466 | 0
2413 | MTCK6_G | 6 | North | YES | -0.016029 | 0 | 30 | 118 |  | 1.022 | GST | -1 | 0.22543 | 118 | 118 |  |  | -1.8914 | 118 | -0.22543 | -26.6008
2414 | MTCK7_G | 7 | North | YES | -0.016029 | 0 | 30 | 115 |  | 1.022 | GST | -1 | 0.22543 | 115 | 115 |  |  | -1.8433 | 115 | -0.22543 | -25.9245
2417 | MTCK8_G | 8 | North | YES | -0.016029 | 444.8 | 60 | 556 | 0 | 1.022 | GSC | -1 | 0.22543 | 556 | 556 |  |  | -8.9121 | 556 | -0.22543 | -125.3393
12440 | PARKD_1SVC8 | 1 | North | YES | -0.016451 | 0 | 0 | 0 | 0 | 1.007 | GST | -1 | 0.22585 | 0 | 0 |  |  | 0 | 0 | -0.22585 | 0
12449 | PARKD_2SVC8 | 1 | North | YES | -0.016451 | 0 | 0 | 0 | 0 | 1.007 | GST | -1 | 0.22585 | 0 | 0 |  |  | 0 | 0 | -0.22585 | 0
12411 | FPLEFR1A_G | 1 | North | YES | -0.016581 | 161 | 72 | 161 | 0 | 1 | CC | -1 | 0.22598 | 161 | 161 |  |  | -2.6695 | 161 | -0.22598 | -36.3832
12412 | FPLEFR1B_G | 2 | North | YES | -0.016581 | 164 | 72 | 164 | 0 | 1 | CC | -1 | 0.22598 | 164 | 164 |  |  | -2.7193 | 164 | -0.22598 | -37.0611
12413 | FPLEFR1C_G | 3 | North | YES | -0.016581 | 164 | 72 | 164 | 0 | 1 | CC | -1 | 0.22598 | 164 | 164 |  |  | -2.7193 | 164 | -0.22598 | -37.0611
12414 | FPLEFR1S_G | 4 | North | YES | -0.016581 | 414 | 191 | 414 | 0 | 1 | CC | -1 | 0.22598 | 414 | 414 |  |  | -6.8645 | 414 | -0.22598 | -93.5567
12421 | FPLEFR2A_G | 1 | North | YES | -0.016581 | 162 | 72 | 162 | 0 | 1 | CC | -1 | 0.22598 | 162 | 162 |  |  | -2.6861 | 162 | -0.22598 | -36.6091
12422 | FPLEFR2B_G | 2 | North | YES | -0.016581 | 161 | 72 | 161 | 0 | 1 | CC | -1 | 0.22598 | 161 | 161 |  |  | -2.6695 | 161 | -0.22598 | -36.3832
12423 | FPLEFR2C_G | 3 | North | YES | -0.016581 | 163 | 72 | 163 | 0 | 1 | CC | -1 | 0.22598 | 163 | 163 |  |  | -2.7027 | 163 | -0.22598 | -36.8351
12424 | FPLEFR2S_G | 4 | North | YES | -0.016581 | 415 | 191 | 415 | 0 | 1 | CC | -1 | 0.22598 | 415 | 415 |  |  | -6.8811 | 415 | -0.22598 | -93.7827
2451 | LKHB1_G | 1 | North | YES | -0.016642 | 0 | 80 | 391 |  | 1.022 | GST | -1 | 0.22604 | 391 | 391 |  |  | -6.507 | 391 | -0.22604 | -88.3829
2452 | LKHB2_G | 2 | North | YES | -0.016642 | 516 | 80 | 516 | 0 | 1.022 | GST | -1 | 0.22604 | 516 | 516 |  |  | -8.5873 | 516 | -0.22604 | -116.6384
344 | MRSSHPRD | 1 | North | YES | -0.016785 | 0 | 0 | 12 |  | 1.03 | Hydro | -1 | 0.22619 | 0 | 0 |  |  | 0 | 0 | -0.22619 | 0
345 | MRSSHPRD01 | 2 | North | YES | -0.016785 | 0 | 0 | 12 |  | 1.03 | Hydro | -1 | 0.22619 | 0 | 0 |  |  | 0 | 0 | -0.22619 | 0
1947 | HANDLEY_3G | 3 | North | YES | -0.016962 | 316 | 100 | 395 | 0 | 1.022 | GST | -1 | 0.22636 | 395 | 395 |  |  | -6.7 | 395 | -0.22636 | -89.4135
1949 | HANDLEY_5G | 5 | North | YES | -0.016962 | 348 | 150 | 435 | 0 | 1.022 | GST | -1 | 0.22636 | 435 | 435 |  |  | -7.3785 | 435 | -0.22636 | -98.468
1948 | HANDLEY_4G | 4 | North | YES | -0.017007 | 348 | 150 | 435 | 0 | 1.022 | GST | -1 | 0.22641 | 435 | 435 |  |  | -7.398 | 435 | -0.22641 | -98.4876
948 | STEAM1 | 1 | North | YES | -0.017149 | 0 | 12 | 20 |  | 1.02 | GST | -1 | 0.22655 | 20 | 20 |  |  | -0.34298 | 20 | -0.22655 | -4.531
949 | STEAM2 | 1 | North | YES | -0.017149 | 26 | 8 | 26 | 0 | 0.99 | GST | -1 | 0.22655 | 26 | 26 |  |  | -0.44587 | 26 | -0.22655 | -5.8903
950 | STEAM3 | 1 | North | YES | -0.017149 | 41 | 13 | 42 | 0 | 1.02 | GST | -1 | 0.22655 | 42 | 42 |  |  | -0.72026 | 42 | -0.22655 | -9.5151
837 | NEWMAN_G5 | 1 | North | YES | -0.017161 | 0 | 15 | 40 |  | 1.01 | GST | -1 | 0.22656 | 40 | 40 |  |  | -0.68644 | 40 | -0.22656 | -9.0625
842 | OLINGER_G1 | 1 | North | YES | -0.017244 | 55.4 | 20 | 79 | 0 | 1.03 | GST | -1 | 0.22665 | 79 | 79 |  |  | -1.3623 | 79 | -0.22665 | -17.905
843 | OLINGER_G2 | 1 | North | YES | -0.017244 | 76.2 | 25 | 110 | 0 | 1.03 | GST | -1 | 0.22665 | 110 | 110 |  |  | -1.8968 | 110 | -0.22665 | -24.931
844 | OLINGER_G3 | 1 | North | YES | -0.017244 | 103.9 | 45 | 150 | 0 | 1.03 | GST | -1 | 0.22665 | 150 | 150 |  |  | -2.5866 | 150 | -0.22665 | -33.9968
845 | OLINGER_G4 | 1 | North | YES | -0.017244 | 51.9 | 0 | 76 | 0 | 1.03 | GGT | -1 | 0.22665 | 76 | 76 |  |  | -1.3105 | 76 | -0.22665 | -17.225
1701 | MOSES_1G | 1 | North | YES | -0.017665 | 558 | 175 | 558 | 0 | 1.023 | LIGCO | -1 | 0.22707 | 0 | 558 |  |  | 0 | 0 | -0.22707 | 0
1702 | MOSES_2G | 2 | North | YES | -0.017665 | 579 | 175 | 579 | 0 | 1.023 | LIGCO | -1 | 0.22707 | 0 | 579 |  |  | 0 | 0 | -0.22707 | 0
1703 | MOSES_3G | 3 | North | YES | -0.017665 | 808 | 463 | 808 | 0 | 1.023 | LIGCO | -1 | 0.22707 | 0 | 808 |  |  | 0 | 0 | -0.22707 | 0
5925 | DCEAST | EQ | North | YES | -0.017665 | 400.3 | -600 | 600 | 0 | 1.025 | DCTie | -1 | 0.22707 | 0 | 0 |  |  | 0 | 0 | -0.22707 | 0
1675 | PEC_1G | 1 | North | YES | -0.017866 | 76.7 | 35 | 76.7 | 0 | 1.022 | Cogen | -1 | 0.22727 | 0 | 0 |  |  | 0 | 0 | -0.22727 | 0
1676 | PEC_2G | 2 | North | YES | -0.017866 | 79.6 | 35 | 79.6 | 0 | 1.022 | Cogen | -1 | 0.22727 | 0 | 0 |  |  | 0 | 0 | -0.22727 | 0
1677 | PEC_3G | 3 | North | YES | -0.017866 | 88.4 | 35 | 88.4 | 0 | 1.022 | Cogen | -1 | 0.22727 | 0 | 0 |  |  | 0 | 0 | -0.22727 | 0
1678 | LAMARPWR_1G | 1 | North | YES | -0.017887 | 160 | 67.7 | 160 | 0 | 1.038 | CC | -1 | 0.22729 | 160 | 160 |  |  | -2.8619 | 160 | -0.22729 | -36.3661
1679 | LAMARPWR_2G | 2 | North | YES | -0.017887 | 156 | 67.7 | 156 | 0 | 1.038 | CC | -1 | 0.22729 | 156 | 156 |  |  | -2.7904 | 156 | -0.22729 | -35.457
1680 | LAMARPWR_3G | 3 | North | YES | -0.017887 | 196 | 129.1 | 196 | 0 | 1.038 | CC | -1 | 0.22729 | 196 | 196 |  |  | -3.5059 | 196 | -0.22729 | -44.5485
1681 | LAMARPWR_4G | 4 | North | YES | -0.017887 | 156 | 67.7 | 156 | 0 | 1.038 | CC | -1 | 0.22729 | 156 | 156 |  |  | -2.7904 | 156 | -0.22729 | -35.457
1682 | LAMARPWR_5G | 5 | North | YES | -0.017887 | 157 | 67.7 | 157 | 0 | 1.038 | CC | -1 | 0.22729 | 157 | 157 |  |  | -2.8083 | 157 | -0.22729 | -35.6843
1683 | LAMARPWR_6G | 6 | North | YES | -0.017887 | 198 | 129.1 | 198 | 0 | 1.038 | CC | -1 | 0.22729 | 198 | 198 |  |  | -3.5416 | 198 | -0.22729 | -45.0031
2381 | NTHLK1_G | 1 | North | YES | -0.01798 | 0 | 35 | 156 |  | 1.022 | GST | -1 | 0.22738 | 156 | 156 |  |  | -2.8049 | 156 | -0.22738 | -35.4715
2382 | NTHLK2_G | 2 | North | YES | -0.01798 | 0 | 35 | 181 |  | 1.022 | GST | -1 | 0.22738 | 181 | 181 |  |  | -3.2544 | 181 | -0.22738 | -41.156
2383 | NTHLK3_G | 3 | North | YES | -0.01798 | 0 | 50 | 329 |  | 1.022 | GST | -1 | 0.22738 | 329 | 329 |  |  | -5.9154 | 329 | -0.22738 | -74.8085
1689 | VALLEY_3G | 3 | North | YES | -0.017989 | 0 | 25 | 375 |  | 1.003 | GST | -1 | 0.22739 | 375 | 375 |  |  | -6.7459 | 375 | -0.22739 | -85.2714
11691 | KMICHICT1_G | 1 | North | YES | -0.017989 | 144 | 80 | 144 | 0 | 1.026 | CC | -1 | 0.22739 | 144 | 144 |  |  | -2.5904 | 144 | -0.22739 | -32.7442
11692 | KMICHICT2_G | 2 | North | YES | -0.017989 | 146 | 80 | 146 | 0 | 1.026 | CC | -1 | 0.22739 | 146 | 146 |  |  | -2.6264 | 146 | -0.22739 | -33.199
11693 | KMICHIST3_G | 3 | North | YES | -0.017989 | 312 | 60 | 312 | 0 | 1.026 | CC | -1 | 0.22739 | 312 | 312 |  |  | -5.6126 | 312 | -0.22739 | -70.9458
11694 | KMICHICT4_G | 4 | North | YES | -0.017989 | 144 | 80 | 144 | 0 | 1.026 | CC | -1 | 0.22739 | 144 | 144 |  |  | -2.5904 | 144 | -0.22739 | -32.7442
11695 | KMICHICT5_G | 5 | North | YES | -0.017989 | 148 | 80 | 148 | 0 | 1.026 | CC | -1 | 0.22739 | 148 | 148 |  |  | -2.6624 | 148 | -0.22739 | -33.6538
11696 | KMICHIST6_G | 6 | North | YES | -0.017989 | 310 | 60 | 310 | 0 | 1.026 | CC | -1 | 0.22739 | 310 | 310 |  |  | -5.5766 | 310 | -0.22739 | -70.491
503 | NTHTEXAS01 | 1 | North | YES | -0.018184 | 0 | 5 | 18 |  | 1.015 | GST | -1 | 0.22759 | 18 | 18 |  |  | -0.32731 | 18 | -0.22759 | -4.0965
504 | NTHTEXAS02 | 2 | North | YES | -0.018184 | 14.4 | 5 | 18 |  | 1.015 | GST | -1 | 0.22759 | 18 | 18 |  |  | -0.32731 | 18 | -0.22759 | -4.0965
505 | NTHTEXAS03 | 3 | North | YES | -0.018184 | 30.4 | 15 | 38 |  | 1.015 | GST | -1 | 0.22759 | 38 | 38 |  |  | -0.69099 | 38 | -0.22759 | -8.6482
1687 | VALLEY_1G | 1 | North | YES | -0.018453 | 136 | 15 | 170 | 0 | 1.029 | GST | -1 | 0.22785 | 170 | 170 |  |  | -3.137 | 170 | -0.22785 | -38.7352
1688 | VALLEY_2G | 2 | North | YES | -0.018453 | 527 | 90 | 527 | 0 | 1.029 | GSC | -1 | 0.22785 | 527 | 527 |  |  | -9.7247 | 527 | -0.22785 | -120.0792
6948 | DENISNDM | 1 | North | YES | -0.018781 | 40 | 5 | 40 |  | 1.015 | Hydro | -1 | 0.22818 | 0 | 0 |  |  | 0 | 0 | -0.22818 | 0
6948 | DENISNDM | 2 | North | YES | -0.018781 | 31 | 5 | 40 |  | 1.015 | Hydro | -1 | 0.22818 | 0 | 0 |  |  | 0 | 0 | -0.22818 | 0
1600 | BARTNWND_1G | 1 | North | YES | -0.018997 | 12 | 0 | 120 | 0 | 1.022 | Wind | -1 | 0.2284 | 0 | 120 |  |  | 0 | 0 | -0.2284 | 0
2371 | COLLIN_1G | MB | North | YES | -0.019056 | 0 | 40 | 138 |  | 1.022 | GST | -1 | 0.22846 | 0 | 0 |  |  | 0 | 0 | -0.22846 | 0
1861 | EAGLEMNT_1G | MB | North | YES | -0.021767 | 0 | 30 | 112 |  | 1.022 | GST | -1 | 0.23117 | 0 | 0 |  |  | 0 | 0 | -0.23117 | 0
1862 | EAGLEMNT_2G | MB | North | YES | -0.021767 | 0 | 40 | 100 |  | 1.022 | GST | -1 | 0.23117 | 0 | 0 |  |  | 0 | 0 | -0.23117 | 0
1863 | EAGLEMNT_3G | MB | North | YES | -0.021767 | 0 | 50 | 378 |  | 1.022 | GST | -1 | 0.23117 | 0 | 0 |  |  | 0 | 0 | -0.23117 | 0
1433 | GRHAMSES_1G | 1 | North | YES | -0.021777 | 242 | 60 | 242 | 0 | 1.038 | GST | -1 | 0.23118 | 242 | 242 |  |  | -5.27 | 242 | -0.23118 | -55.9452
923 | SPENCER_G4 | 1 | North | YES | -0.024729 | 48 | 20 | 61 | 0 | 1.03 | GST | -1 | 0.23413 | 61 | 61 |  |  | -1.5085 | 61 | -0.23413 | -14.282
924 | SPENCER_G5 | 1 | North | YES | -0.024729 | 52 | 20 | 66 | 0 | 1.03 | GST | -1 | 0.23413 | 66 | 66 |  |  | -1.6321 | 66 | -0.23413 | -15.4526
580 | JCKCNTY801 | 1 | North | YES | -0.029552 | 288 | 0 | 288 | 0 | 1.022 | CC | -1 | 0.23895 | 288 | 288 |  |  | -8.511 | 288 | -0.23895 | -68.8186
581 | JCKCNTY802 | 2 | North | YES | -0.029552 | 147 | 0 | 147 | 0 | 1.022 | CC | -1 | 0.23895 | 147 | 147 |  |  | -4.3441 | 147 | -0.23895 | -35.1261
582 | JCKCNTY803 | 3 | North | YES | -0.029552 | 147 | 0 | 147 | 0 | 1.022 | CC | -1 | 0.23895 | 147 | 147 |  |  | -4.3441 | 147 | -0.23895 | -35.1261
728 | WOLFRIDGE801 | 1 | North | YES | -0.032521 | 11.2 | 0 | 112.5 | 0 | 0.99 | Wind | -1 | 0.24192 | 0 | 112.5 |  |  | 0 | 0 | -0.24192 | 0
1453 | WCPWRCO_1G | 1 | North | YES | -0.039091 | 204 | 50 | 204 | 0 | 1.02 | CC | -1 | 0.24849 | 204 | 204 |  |  | -7.9746 | 204 | -0.24849 | -50.6924
1454 | WCPWRCO_2G | 2 | North | YES | -0.039091 | 204 | 50 | 204 | 0 | 1.02 | CC | -1 | 0.24849 | 204 | 204 |  |  | -7.9746 | 204 | -0.24849 | -50.6924
1455 | WCPWRCO_3G | 3 | North | YES | -0.039091 | 242 | 50 | 242 |  | 1.02 | CC | -1 | 0.24849 | 242 | 242 |  |  | -9.46 | 242 | -0.24849 | -60.1351
1432 | GRHAMSES_2G | 2 | North | YES | -0.040059 | 294.9 | 90 | 366 | 0 | 1.014 | GST | -1 | 0.24946 | 366 | 366 |  |  | -14.6616 | 366 | -0.24946 | -91.3025
1437 | MESQUITW_1G | 1 | North | YES | -0.040059 | 40 | 0 | 400 | 0 | 1.023 | Wind | -1 | 0.24946 | 0 | 400 |  |  | 0 | 0 | -0.24946 | 0
1438 | MESQUITW_2G | 1 | North | YES | -0.040059 | 23.6 | 0 | 236 |  | 1.017 | Wind | -1 | 0.24946 | 0 | 236 |  |  | 0 | 0 | -0.24946 | 0
1442 | COKFIELD_5 | 1 | North | YES | -0.040059 | 16.5 | 0 | 165 |  | 1.029 | Wind | -1 | 0.24946 | 0 | 165 |  |  | 0 | 0 | -0.24946 | 0
1479 | WFCOGEN_1G | 1 | North | YES | -0.10505 | 16 | 12 | 20 | 0 | 1 | Cogen | -1 | 0.31445 | 0 | 0 |  |  | 0 | 0 | -0.31445 | 0
1479 | WFCOGEN_1G | 2 | North | YES | -0.10505 | 16 | 12 | 20 | 0 | 1 | Cogen | -1 | 0.31445 | 0 | 0 |  |  | 0 | 0 | -0.31445 | 0
1482 | WFCOGEN_2G | 2 | North | YES | -0.10505 | 13.6 | 12 | 17 | 0 | 1 | Cogen | -1 | 0.31445 | 0 | 0 |  |  | 0 | 0 | -0.31445 | 0
1482 | WFCOGEN_2G | 1 | North | YES | -0.10505 | 16 | 12 | 20 | 0 | 1 | Cogen | -1 | 0.31445 | 0 | 0 |  |  | 0 | 0 | -0.31445 | 0
Note on AL4: Zonal Cap - Zonal Impact

## Distributed Slack - Inc
Number of Bus | Name of Bus | ID | Area Name of Gen | AGC | P Sensitivity of Bus | Gen MW | Min MW | Max MW | V Sensitivity of Bus | Set Volt | Tech Type | Zone Impact | Zone Correlation | Inc Max | Dec Max | Souce S.F. Weighting | Souce Capacity | Sink S.F. Weighting | Sink Capacity | PTDF Calc | PTDF Weighting | Cumulative Share of Zonal Cap | Cumulative Share of Zonal Impact | Cont_ LongCreek to Sweetwater and LongCreek to AbileneMulberry OL_ FisherRd to Oklaunion |  | i_PTDF_INC_pt | 543 |  | THOUSE_2G | Unit at max
1479 | WFCOGEN_1G | 1 | North | YES | -0.10505 | 16 | 12 | 20 | 0 | 1 | Cogen | -1 | 0.31445 | 0 | 0 |  |  | 0 | 0 | -0.31445 | 0 | 0 | 0 |  |  | i_10pctunit | 37 |  | 132 | # units @ max
1479 | WFCOGEN_1G | 2 | North | YES | -0.10505 | 16 | 12 | 20 | 0 | 1 | Cogen | -1 | 0.31445 | 0 | 0 |  |  | 0 | 0 | -0.31445 | 0 | 0 | 0 | [5 empty] | 0.015665 | delta max
1482 | WFCOGEN_2G | 2 | North | YES | -0.10505 | 13.6 | 12 | 17 | 0 | 1 | Cogen | -1 | 0.31445 | 0 | 0 |  |  | 0 | 0 | -0.31445 | 0 | 0 | 0 | [5 empty] | Delta
1482 | WFCOGEN_2G | 1 | North | YES | -0.10505 | 16 | 12 | 20 | 0 | 1 | Cogen | -1 | 0.31445 | 0 | 0 |  |  | 0 | 0 | -0.31445 | 0 | 0 | 0 | Weighted Shift Factors |  |  |  | 1 | 0
1432 | GRHAMSES_2G | 2 | North | YES | -0.040059 | 294.9 | 90 | 366 | 0 | 1.014 | GST | -1 | 0.24946 | 366 | 366 |  |  | -14.6616 | 366 | -0.24946 | -91.3025 | 0.0085623 | 0.0097671 | West | 0.2094 |  |  | 2 | 0
1437 | MESQUITW_1G | 1 | North | YES | -0.040059 | 40 | 0 | 400 | 0 | 1.023 | Wind | -1 | 0.24946 | 0 | 400 |  |  | 0 | 0 | -0.24946 | 0 | 0.0085623 | 0.0097671 | North | -0.015998 |  |  | 3 | 0
1438 | MESQUITW_2G | 1 | North | YES | -0.040059 | 23.6 | 0 | 236 |  | 1.017 | Wind | -1 | 0.24946 | 0 | 236 |  |  | 0 | 0 | -0.24946 | 0 | 0.0085623 | 0.0097671 |  |  |  |  | 4 | 0
1442 | COKFIELD_5 | 1 | North | YES | -0.040059 | 16.5 | 0 | 165 |  | 1.029 | Wind | -1 | 0.24946 | 0 | 165 |  |  | 0 | 0 | -0.24946 | 0 | 0.0085623 | 0.0097671 |  |  |  |  | 5 | 0.0012049
1453 | WCPWRCO_1G | 1 | North | YES | -0.039091 | 204 | 50 | 204 | 0 | 1.02 | CC | -1 | 0.24849 | 204 | 204 |  |  | -7.9746 | 204 | -0.24849 | -50.6924 | 0.013335 | 0.01519 |  |  |  |  | 6 | 0.0012049
1454 | WCPWRCO_2G | 2 | North | YES | -0.039091 | 204 | 50 | 204 | 0 | 1.02 | CC | -1 | 0.24849 | 204 | 204 |  |  | -7.9746 | 204 | -0.24849 | -50.6924 | 0.018107 | 0.020613 |  |  |  |  | 7 | 0.0012049
1455 | WCPWRCO_3G | 3 | North | YES | -0.039091 | 242 | 50 | 242 |  | 1.02 | CC | -1 | 0.24849 | 242 | 242 |  |  | -9.46 | 242 | -0.24849 | -60.1351 | 0.023768 | 0.027046 |  |  |  |  | 8 | 0.0012049
728 | WOLFRIDGE801 | 1 | North | YES | -0.032521 | 11.2 | 0 | 112.5 | 0 | 0.99 | Wind | -1 | 0.24192 | 0 | 112.5 |  |  | 0 | 0 | -0.24192 | 0 | 0.023768 | 0.027046 |  |  |  |  | 9 | 0.0018553
580 | JCKCNTY801 | 1 | North | YES | -0.029552 | 288 | 0 | 288 | 0 | 1.022 | CC | -1 | 0.23895 | 288 | 288 |  |  | -8.511 | 288 | -0.23895 | -68.8186 | 0.030506 | 0.034408 |  |  |  |  | 10 | 0.0025057
581 | JCKCNTY802 | 2 | North | YES | -0.029552 | 147 | 0 | 147 | 0 | 1.022 | CC | -1 | 0.23895 | 147 | 147 |  |  | -4.3441 | 147 | -0.23895 | -35.1261 | 0.033945 | 0.038165 |  |  |  |  | 11 | 0.0032773
582 | JCKCNTY803 | 3 | North | YES | -0.029552 | 147 | 0 | 147 | 0 | 1.022 | CC | -1 | 0.23895 | 147 | 147 |  |  | -4.3441 | 147 | -0.23895 | -35.1261 | 0.037384 | 0.041923 |  |  |  |  | 12 | 0.0032773
923 | SPENCER_G4 | 1 | North | YES | -0.024729 | 48 | 20 | 61 | 0 | 1.03 | GST | -1 | 0.23413 | 61 | 61 |  |  | -1.5085 | 61 | -0.23413 | -14.282 | 0.038811 | 0.043451 |  |  |  |  | 13 | 0.0039017
924 | SPENCER_G5 | 1 | North | YES | -0.024729 | 52 | 20 | 66 | 0 | 1.03 | GST | -1 | 0.23413 | 66 | 66 |  |  | -1.6321 | 66 | -0.23413 | -15.4526 | 0.040355 | 0.045104 |  |  |  |  | 14 | 0.0042204
1433 | GRHAMSES_1G | 1 | North | YES | -0.021777 | 242 | 60 | 242 | 0 | 1.038 | GST | -1 | 0.23118 | 242 | 242 |  |  | -5.27 | 242 | -0.23118 | -55.9452 | 0.046016 | 0.051089 |  |  |  |  | 15 | 0.0045391
1861 | EAGLEMNT_1G | MB | North | YES | -0.021767 | 0 | 30 | 112 |  | 1.022 | GST | -1 | 0.23117 | 0 | 0 |  |  | 0 | 0 | -0.23117 | 0 | 0.046016 | 0.051089 |  |  |  |  | 16 | 0.0046398
1862 | EAGLEMNT_2G | MB | North | YES | -0.021767 | 0 | 40 | 100 |  | 1.022 | GST | -1 | 0.23117 | 0 | 0 |  |  | 0 | 0 | -0.23117 | 0 | 0.046016 | 0.051089 |  |  |  |  | 17 | 0.0047489
1863 | EAGLEMNT_3G | MB | North | YES | -0.021767 | 0 | 50 | 378 |  | 1.022 | GST | -1 | 0.23117 | 0 | 0 |  |  | 0 | 0 | -0.23117 | 0 | 0.046016 | 0.051089 |  |  |  |  | 18 | 0.0050722
2371 | COLLIN_1G | MB | North | YES | -0.019056 | 0 | 40 | 138 |  | 1.022 | GST | -1 | 0.22846 | 0 | 0 |  |  | 0 | 0 | -0.22846 | 0 | 0.046016 | 0.051089 |  |  |  |  | 19 | 0.0050722
1600 | BARTNWND_1G | 1 | North | YES | -0.018997 | 12 | 0 | 120 | 0 | 1.022 | Wind | -1 | 0.2284 | 0 | 120 |  |  | 0 | 0 | -0.2284 | 0 | 0.046016 | 0.051089 |  |  |  |  | 20 | 0.0050722
6948 | DENISNDM | 1 | North | YES | -0.018781 | 40 | 5 | 40 |  | 1.015 | Hydro | -1 | 0.22818 | 0 | 0 |  |  | 0 | 0 | -0.22818 | 0 | 0.046016 | 0.051089 |  |  |  |  | 21 | 0.0050722
6948 | DENISNDM | 2 | North | YES | -0.018781 | 31 | 5 | 40 |  | 1.015 | Hydro | -1 | 0.22818 | 0 | 0 |  |  | 0 | 0 | -0.22818 | 0 | 0.046016 | 0.051089 |  |  |  |  | 22 | 0.0050722
1687 | VALLEY_1G | 1 | North | YES | -0.018453 | 136 | 15 | 170 | 0 | 1.029 | GST | -1 | 0.22785 | 170 | 170 |  |  | -3.137 | 170 | -0.22785 | -38.7352 | 0.049993 | 0.055232 |  |  |  |  | 23 | 0.0050722
1688 | VALLEY_2G | 2 | North | YES | -0.018453 | 527 | 90 | 527 | 0 | 1.029 | GSC | -1 | 0.22785 | 527 | 527 |  |  | -9.7247 | 527 | -0.22785 | -120.0792 | 0.062322 | 0.068078 |  |  |  |  | 24 | 0.0050722
503 | NTHTEXAS01 | 1 | North | YES | -0.018184 | 0 | 5 | 18 |  | 1.015 | GST | -1 | 0.22759 | 18 | 18 |  |  | -0.32731 | 18 | -0.22759 | -4.0965 | 0.062743 | 0.068516 |  |  |  |  | 25 | 0.0050722
504 | NTHTEXAS02 | 2 | North | YES | -0.018184 | 14.4 | 5 | 18 |  | 1.015 | GST | -1 | 0.22759 | 18 | 18 |  |  | -0.32731 | 18 | -0.22759 | -4.0965 | 0.063164 | 0.068954 |  |  |  |  | 26 | 0.0052389
505 | NTHTEXAS03 | 3 | North | YES | -0.018184 | 30.4 | 15 | 38 |  | 1.015 | GST | -1 | 0.22759 | 38 | 38 |  |  | -0.69099 | 38 | -0.22759 | -8.6482 | 0.064053 | 0.069879 |  |  |  |  | 27 | 0.0057557
1689 | VALLEY_3G | 3 | North | YES | -0.017989 | 0 | 25 | 375 |  | 1.003 | GST | -1 | 0.22739 | 375 | 375 |  |  | -6.7459 | 375 | -0.22739 | -85.2714 | 0.072826 | 0.079001 |  |  |  |  | 28 | 0.0057729
11691 | KMICHICT1_G | 1 | North | YES | -0.017989 | 144 | 80 | 144 | 0 | 1.026 | CC | -1 | 0.22739 | 144 | 144 |  |  | -2.5904 | 144 | -0.22739 | -32.7442 | 0.076195 | 0.082504 |  |  |  |  | 29 | 0.00579
11692 | KMICHICT2_G | 2 | North | YES | -0.017989 | 146 | 80 | 146 | 0 | 1.026 | CC | -1 | 0.22739 | 146 | 146 |  |  | -2.6264 | 146 | -0.22739 | -33.199 | 0.07961 | 0.086056 |  |  |  |  | 30 | 0.0058262
11693 | KMICHIST3_G | 3 | North | YES | -0.017989 | 312 | 60 | 312 | 0 | 1.026 | CC | -1 | 0.22739 | 312 | 312 |  |  | -5.6126 | 312 | -0.22739 | -70.9458 | 0.086909 | 0.093645 |  |  |  |  | 31 | 0.0061753
11694 | KMICHICT4_G | 4 | North | YES | -0.017989 | 144 | 80 | 144 | 0 | 1.026 | CC | -1 | 0.22739 | 144 | 144 |  |  | -2.5904 | 144 | -0.22739 | -32.7442 | 0.090278 | 0.097148 |  |  |  |  | 32 | 0.0063093
11695 | KMICHICT5_G | 5 | North | YES | -0.017989 | 148 | 80 | 148 | 0 | 1.026 | CC | -1 | 0.22739 | 148 | 148 |  |  | -2.6624 | 148 | -0.22739 | -33.6538 | 0.09374 | 0.10075 |  |  |  |  | 33 | 0.0064453
11696 | KMICHIST6_G | 6 | North | YES | -0.017989 | 310 | 60 | 310 | 0 | 1.026 | CC | -1 | 0.22739 | 310 | 310 |  |  | -5.5766 | 310 | -0.22739 | -70.491 | 0.10099 | 0.10829 |  |  |  |  | 34 | 0.0067357
2381 | NTHLK1_G | 1 | North | YES | -0.01798 | 0 | 35 | 156 |  | 1.022 | GST | -1 | 0.22738 | 156 | 156 |  |  | -2.8049 | 156 | -0.22738 | -35.4715 | 0.10464 | 0.11208 |  |  |  |  | 35 | 0.0068698
2382 | NTHLK2_G | 2 | North | YES | -0.01798 | 0 | 35 | 181 |  | 1.022 | GST | -1 | 0.22738 | 181 | 181 |  |  | -3.2544 | 181 | -0.22738 | -41.156 | 0.10888 | 0.11649 |  |  |  |  | 36 | 0.0070076
2383 | NTHLK3_G | 3 | North | YES | -0.01798 | 0 | 50 | 329 |  | 1.022 | GST | -1 | 0.22738 | 329 | 329 |  |  | -5.9154 | 329 | -0.22738 | -74.8085 | 0.11657 | 0.12449 |  |  |  |  | 37 | 0.0072962
1678 | LAMARPWR_1G | 1 | North | YES | -0.017887 | 160 | 67.7 | 160 | 0 | 1.038 | CC | -1 | 0.22729 | 160 | 160 |  |  | -2.8619 | 160 | -0.22729 | -36.3661 | 0.12032 | 0.12838 |  |  |  |  | 38 | 0.0074413
1679 | LAMARPWR_2G | 2 | North | YES | -0.017887 | 156 | 67.7 | 156 | 0 | 1.038 | CC | -1 | 0.22729 | 156 | 156 |  |  | -2.7904 | 156 | -0.22729 | -35.457 | 0.12397 | 0.13217 |  |  |  |  | 39 | 0.0076096
1680 | LAMARPWR_3G | 3 | North | YES | -0.017887 | 196 | 129.1 | 196 | 0 | 1.038 | CC | -1 | 0.22729 | 196 | 196 |  |  | -3.5059 | 196 | -0.22729 | -44.5485 | 0.12855 | 0.13694 |  |  |  |  | 40 | 0.0079156
1681 | LAMARPWR_4G | 4 | North | YES | -0.017887 | 156 | 67.7 | 156 | 0 | 1.038 | CC | -1 | 0.22729 | 156 | 156 |  |  | -2.7904 | 156 | -0.22729 | -35.457 | 0.1322 | 0.14073 |  |  |  |  | 41 | 0.0080628
1682 | LAMARPWR_5G | 5 | North | YES | -0.017887 | 157 | 67.7 | 157 | 0 | 1.038 | CC | -1 | 0.22729 | 157 | 157 |  |  | -2.8083 | 157 | -0.22729 | -35.6843 | 0.13587 | 0.14455 |  |  |  |  | 42 | 0.0082064
1683 | LAMARPWR_6G | 6 | North | YES | -0.017887 | 198 | 129.1 | 198 | 0 | 1.038 | CC | -1 | 0.22729 | 198 | 198 |  |  | -3.5416 | 198 | -0.22729 | -45.0031 | 0.14051 | 0.14936 |  |  |  |  | 43 | 0.0083867
1675 | PEC_1G | 1 | North | YES | -0.017866 | 76.7 | 35 | 76.7 | 0 | 1.022 | Cogen | -1 | 0.22727 | 0 | 0 |  |  | 0 | 0 | -0.22727 | 0 | 0.14051 | 0.14936 |  |  |  |  | 44 | 0.0085302
1676 | PEC_2G | 2 | North | YES | -0.017866 | 79.6 | 35 | 79.6 | 0 | 1.022 | Cogen | -1 | 0.22727 | 0 | 0 |  |  | 0 | 0 | -0.22727 | 0 | 0.14051 | 0.14936 |  |  |  |  | 45 | 0.0086747
1677 | PEC_3G | 3 | North | YES | -0.017866 | 88.4 | 35 | 88.4 | 0 | 1.022 | Cogen | -1 | 0.22727 | 0 | 0 |  |  | 0 | 0 | -0.22727 | 0 | 0.14051 | 0.14936 |  |  |  |  | 46 | 0.0088569
1701 | MOSES_1G | 1 | North | YES | -0.017665 | 558 | 175 | 558 | 0 | 1.023 | LIGCO | -1 | 0.22707 | 0 | 558 |  |  | 0 | 0 | -0.22707 | 0 | 0.14051 | 0.14936 |  |  |  |  | 47 | 0.0088569
1702 | MOSES_2G | 2 | North | YES | -0.017665 | 579 | 175 | 579 | 0 | 1.023 | LIGCO | -1 | 0.22707 | 0 | 579 |  |  | 0 | 0 | -0.22707 | 0 | 0.14051 | 0.14936 |  |  |  |  | 48 | 0.0088569
1703 | MOSES_3G | 3 | North | YES | -0.017665 | 808 | 463 | 808 | 0 | 1.023 | LIGCO | -1 | 0.22707 | 0 | 808 |  |  | 0 | 0 | -0.22707 | 0 | 0.14051 | 0.14936 |  |  |  |  | 49 | 0.0088569
5925 | DCEAST | EQ | North | YES | -0.017665 | 400.3 | -600 | 600 | 0 | 1.025 | DCTie | -1 | 0.22707 | 0 | 0 |  |  | 0 | 0 | -0.22707 | 0 | 0.14051 | 0.14936 |  |  |  |  | 50 | 0.0088569
842 | OLINGER_G1 | 1 | North | YES | -0.017244 | 55.4 | 20 | 79 | 0 | 1.03 | GST | -1 | 0.22665 | 79 | 79 |  |  | -1.3623 | 79 | -0.22665 | -17.905 | 0.14235 | 0.15128 |  |  |  |  | 51 | 0.0088569
843 | OLINGER_G2 | 1 | North | YES | -0.017244 | 76.2 | 25 | 110 | 0 | 1.03 | GST | -1 | 0.22665 | 110 | 110 |  |  | -1.8968 | 110 | -0.22665 | -24.931 | 0.14493 | 0.15394 |  |  |  |  | 52 | 0.0088569
844 | OLINGER_G3 | 1 | North | YES | -0.017244 | 103.9 | 45 | 150 | 0 | 1.03 | GST | -1 | 0.22665 | 150 | 150 |  |  | -2.5866 | 150 | -0.22665 | -33.9968 | 0.14844 | 0.15758 |  |  |  |  | 53 | 0.0088569
845 | OLINGER_G4 | 1 | North | YES | -0.017244 | 51.9 | 0 | 76 | 0 | 1.03 | GGT | -1 | 0.22665 | 76 | 76 |  |  | -1.3105 | 76 | -0.22665 | -17.225 | 0.15021 | 0.15942 |  |  |  |  | 54 | 0.0089241
837 | NEWMAN_G5 | 1 | North | YES | -0.017161 | 0 | 15 | 40 |  | 1.01 | GST | -1 | 0.22656 | 40 | 40 |  |  | -0.68644 | 40 | -0.22656 | -9.0625 | 0.15115 | 0.16039 |  |  |  |  | 55 | 0.0090177
948 | STEAM1 | 1 | North | YES | -0.017149 | 0 | 12 | 20 |  | 1.02 | GST | -1 | 0.22655 | 20 | 20 |  |  | -0.34298 | 20 | -0.22655 | -4.531 | 0.15162 | 0.16088 |  |  |  |  | 56 | 0.0091454
949 | STEAM2 | 1 | North | YES | -0.017149 | 26 | 8 | 26 | 0 | 0.99 | GST | -1 | 0.22655 | 26 | 26 |  |  | -0.44587 | 26 | -0.22655 | -5.8903 | 0.15223 | 0.16151 |  |  |  |  | 57 | 0.0092101
950 | STEAM3 | 1 | North | YES | -0.017149 | 41 | 13 | 42 | 0 | 1.02 | GST | -1 | 0.22655 | 42 | 42 |  |  | -0.72026 | 42 | -0.22655 | -9.5151 | 0.15321 | 0.16253 |  |  |  |  | 58 | 0.0092438
1948 | HANDLEY_4G | 4 | North | YES | -0.017007 | 348 | 150 | 435 | 0 | 1.022 | GST | -1 | 0.22641 | 435 | 435 |  |  | -7.398 | 435 | -0.22641 | -98.4876 | 0.16338 | 0.17306 |  |  |  |  | 59 | 0.0092607
1947 | HANDLEY_3G | 3 | North | YES | -0.016962 | 316 | 100 | 395 | 0 | 1.022 | GST | -1 | 0.22636 | 395 | 395 |  |  | -6.7 | 395 | -0.22636 | -89.4135 | 0.17263 | 0.18263 |  |  |  |  | 60 | 0.0092825
1949 | HANDLEY_5G | 5 | North | YES | -0.016962 | 348 | 150 | 435 | 0 | 1.022 | GST | -1 | 0.22636 | 435 | 435 |  |  | -7.3785 | 435 | -0.22636 | -98.468 | 0.1828 | 0.19316 |  |  |  |  | 61 | 0.0093179
344 | MRSSHPRD | 1 | North | YES | -0.016785 | 0 | 0 | 12 |  | 1.03 | Hydro | -1 | 0.22619 | 0 | 0 |  |  | 0 | 0 | -0.22619 | 0 | 0.1828 | 0.19316 |  |  |  |  | 62 | 0.0096771
345 | MRSSHPRD01 | 2 | North | YES | -0.016785 | 0 | 0 | 12 |  | 1.03 | Hydro | -1 | 0.22619 | 0 | 0 |  |  | 0 | 0 | -0.22619 | 0 | 0.1828 | 0.19316 |  |  |  |  | 63 | 0.010001
2451 | LKHB1_G | 1 | North | YES | -0.016642 | 0 | 80 | 391 |  | 1.022 | GST | -1 | 0.22604 | 391 | 391 |  |  | -6.507 | 391 | -0.22604 | -88.3829 | 0.19195 | 0.20262 |  |  |  |  | 64 | 0.010359
2452 | LKHB2_G | 2 | North | YES | -0.016642 | 516 | 80 | 516 | 0 | 1.022 | GST | -1 | 0.22604 | 516 | 516 |  |  | -8.5873 | 516 | -0.22604 | -116.6384 | 0.20402 | 0.21509 |  |  |  |  | 65 | 0.010359
12411 | FPLEFR1A_G | 1 | North | YES | -0.016581 | 161 | 72 | 161 | 0 | 1 | CC | -1 | 0.22598 | 161 | 161 |  |  | -2.6695 | 161 | -0.22598 | -36.3832 | 0.20779 | 0.21899 |  |  |  |  | 66 | 0.010359
12412 | FPLEFR1B_G | 2 | North | YES | -0.016581 | 164 | 72 | 164 | 0 | 1 | CC | -1 | 0.22598 | 164 | 164 |  |  | -2.7193 | 164 | -0.22598 | -37.0611 | 0.21162 | 0.22295 |  |  |  |  | 67 | 0.010666
12413 | FPLEFR1C_G | 3 | North | YES | -0.016581 | 164 | 72 | 164 | 0 | 1 | CC | -1 | 0.22598 | 164 | 164 |  |  | -2.7193 | 164 | -0.22598 | -37.0611 | 0.21546 | 0.22691 |  |  |  |  | 68 | 0.011072
12414 | FPLEFR1S_G | 4 | North | YES | -0.016581 | 414 | 191 | 414 | 0 | 1 | CC | -1 | 0.22598 | 414 | 414 |  |  | -6.8645 | 414 | -0.22598 | -93.5567 | 0.22515 | 0.23692 |  |  |  |  | 69 | 0.011198
12421 | FPLEFR2A_G | 1 | North | YES | -0.016581 | 162 | 72 | 162 | 0 | 1 | CC | -1 | 0.22598 | 162 | 162 |  |  | -2.6861 | 162 | -0.22598 | -36.6091 | 0.22894 | 0.24084 |  |  |  |  | 70 | 0.011326
12422 | FPLEFR2B_G | 2 | North | YES | -0.016581 | 161 | 72 | 161 | 0 | 1 | CC | -1 | 0.22598 | 161 | 161 |  |  | -2.6695 | 161 | -0.22598 | -36.3832 | 0.2327 | 0.24473 |  |  |  |  | 71 | 0.011454
12423 | FPLEFR2C_G | 3 | North | YES | -0.016581 | 163 | 72 | 163 | 0 | 1 | CC | -1 | 0.22598 | 163 | 163 |  |  | -2.7027 | 163 | -0.22598 | -36.8351 | 0.23652 | 0.24867 |  |  |  |  | 72 | 0.011777
12424 | FPLEFR2S_G | 4 | North | YES | -0.016581 | 415 | 191 | 415 | 0 | 1 | CC | -1 | 0.22598 | 415 | 415 |  |  | -6.8811 | 415 | -0.22598 | -93.7827 | 0.24622 | 0.2587 |  |  |  |  | 73 | 0.011904
12440 | PARKD_1SVC8 | 1 | North | YES | -0.016451 | 0 | 0 | 0 | 0 | 1.007 | GST | -1 | 0.22585 | 0 | 0 |  |  | 0 | 0 | -0.22585 | 0 | 0.24622 | 0.2587 |  |  |  |  | 74 | 0.012029
12449 | PARKD_2SVC8 | 1 | North | YES | -0.016451 | 0 | 0 | 0 | 0 | 1.007 | GST | -1 | 0.22585 | 0 | 0 |  |  | 0 | 0 | -0.22585 | 0 | 0.24622 | 0.2587 |  |  |  |  | 75 | 0.012156
2413 | MTCK6_G | 6 | North | YES | -0.016029 | 0 | 30 | 118 |  | 1.022 | GST | -1 | 0.22543 | 118 | 118 |  |  | -1.8914 | 118 | -0.22543 | -26.6008 | 0.24898 | 0.26155 |  |  |  |  | 76 | 0.01248
2414 | MTCK7_G | 7 | North | YES | -0.016029 | 0 | 30 | 115 |  | 1.022 | GST | -1 | 0.22543 | 115 | 115 |  |  | -1.8433 | 115 | -0.22543 | -25.9245 | 0.25167 | 0.26432 |  |  |  |  | 77 | 0.01248
2417 | MTCK8_G | 8 | North | YES | -0.016029 | 444.8 | 60 | 556 | 0 | 1.022 | GSC | -1 | 0.22543 | 556 | 556 |  |  | -8.9121 | 556 | -0.22543 | -125.3393 | 0.26468 | 0.27773 |  |  |  |  | 78 | 0.01248
3097 | MARTLAKE_1G | 1 | North | YES | -0.015256 | 790 | 500 | 790 | 0 | 1.017 | LIGCO | -1 | 0.22466 | 0 | 790 |  |  | 0 | 0 | -0.22466 | 0 | 0.26468 | 0.27773 |  |  |  |  | 79 | 0.012565
3098 | MARTLAKE_2G | 2 | North | YES | -0.015256 | 795 | 461 | 795 | 0 | 1.017 | LIGCO | -1 | 0.22466 | 0 | 795 |  |  | 0 | 0 | -0.22466 | 0 | 0.26468 | 0.27773 |  |  |  |  | 80 | 0.012648
3099 | MARTLAKE_3G | 3 | North | YES | -0.015256 | 804 | 500 | 804 | 0 | 1.017 | LIGCO | -1 | 0.22466 | 0 | 804 |  |  | 0 | 0 | -0.22466 | 0 | 0.26468 | 0.27773 |  |  |  |  | 81 | 0.013049
13116 | TGATEWAY_1G | 1 | North | YES | -0.015077 | 151 | 30 | 151 | 0 | 1.0232 | CC | -1 | 0.22448 | 151 | 151 |  |  | -2.2766 | 151 | -0.22448 | -33.8962 | 0.26821 | 0.28136 |  |  |  |  | 82 | 0.013049
13117 | TGATEWAY_2G | 2 | North | YES | -0.015077 | 130 | 30 | 130 | 0 | 1.0232 | CC | -1 | 0.22448 | 130 | 130 |  |  | -1.96 | 130 | -0.22448 | -29.1822 | 0.27126 | 0.28448 |  |  |  |  | 83 | 0.013049
13118 | TGATEWAY_3G | 3 | North | YES | -0.015077 | 148 | 30 | 148 | 0 | 1.0232 | CC | -1 | 0.22448 | 148 | 148 |  |  | -2.2314 | 148 | -0.22448 | -33.2228 | 0.27472 | 0.28803 |  |  |  |  | 84 | 0.013049
13119 | TGATEWAY_4G | 4 | North | YES | -0.015077 | 399 | 65 | 399 | 0 | 1.0232 | CC | -1 | 0.22448 | 399 | 399 |  |  | -6.0157 | 399 | -0.22448 | -89.5669 | 0.28405 | 0.29761 |  |  |  |  | 85 | 0.013143
3348 | CHAMPION_1G | MB | North | YES | -0.014926 | 0 | 42 | 42 |  | 1 | Cogen | -1 | 0.22433 | 0 | 0 |  |  | 0 | 0 | -0.22433 | 0 | 0.28405 | 0.29761 |  |  |  |  | 86 | 0.013223
3309 | ASPN_G | 1 | North | YES | -0.014908 | 50 | 0 | 50 |  | 1 | Bio | -1 | 0.22431 | 50 | 50 |  |  | -0.7454 | 50 | -0.22431 | -11.2155 | 0.28522 | 0.29881 |  |  |  |  | 87 | 0.013315
3107 | STRYKER_1G | 1 | North | YES | -0.014887 | 145.6 | 45 | 182 | 0 | 1.029 | GST | -1 | 0.22429 | 182 | 182 |  |  | -2.7094 | 182 | -0.22429 | -40.8205 | 0.28948 | 0.30318 |  |  |  |  | 88 | 0.013562
3108 | STRYKER_2G | 2 | North | YES | -0.014887 | 484 | 75 | 484 | 0 | 1.029 | GST | -1 | 0.22429 | 484 | 484 |  |  | -7.2053 | 484 | -0.22429 | -108.5556 | 0.3008 | 0.31479 |  |  |  |  | 89 | 0.013562
1941 | MDLTHELP_1G | 1 | North | YES | -0.01453 | 216.4 | 74 | 216.4 | 0 | 1 | CC | -1 | 0.22393 | 216.4 | 216.4 |  |  | -3.1443 | 216.4 | -0.22393 | -48.4587 | 0.30586 | 0.31998 |  |  |  |  | 90 | 0.013592
1942 | MDLTHELP_2G | 2 | North | YES | -0.01453 | 216.1 | 74 | 216.1 | 0 | 1 | CC | -1 | 0.22393 | 216.1 | 216.1 |  |  | -3.1399 | 216.1 | -0.22393 | -48.3916 | 0.31092 | 0.32515 |  |  |  |  | 91 | 0.013701
12322 | ENNSTRAC_1G | 1 | North | YES | -0.014329 | 196 | 130 | 196 | 0 | 1.036 | CC | -1 | 0.22373 | 196 | 196 |  |  | -2.8085 | 196 | -0.22373 | -43.8511 | 0.31551 | 0.32985 |  |  |  |  | 92 | 0.013991
12323 | ENNSTRAC_2G | 2 | North | YES | -0.014329 | 116 | 100 | 116 | 0 | 1.036 | CC | -1 | 0.22373 | 116 | 116 |  |  | -1.6622 | 116 | -0.22373 | -25.9527 | 0.31822 | 0.33262 |  |  |  |  | 93 | 0.014113
3126 | TRINIDAD_6G | 1 | North | YES | -0.014201 | 179.2 | 46 | 224 | 0 | 1 | GST | -1 | 0.2236 | 224 | 224 |  |  | -3.181 | 224 | -0.2236 | -50.0869 | 0.32346 | 0.33798 |  |  |  |  | 94 | 0.014234
1937 | MDLTHELP_5G | 5 | North | YES | -0.013722 | 224 | 74 | 224 | 0 | 1 | CC | -1 | 0.22312 | 224 | 224 |  |  | -3.0737 | 224 | -0.22312 | -49.9796 | 0.3287 | 0.34333 |  |  |  |  | 95 | 0.01434
1938 | MDLTHELP_6G | 6 | North | YES | -0.013722 | 226 | 74 | 226 | 0 | 1 | CC | -1 | 0.22312 | 226 | 226 |  |  | -3.1012 | 226 | -0.22312 | -50.4259 | 0.33399 | 0.34872 |  |  |  |  | 96 | 0.014402
1943 | MDLTHELP_3G | 3 | North | YES | -0.013722 | 212 | 74 | 212 | 0 | 1 | CC | -1 | 0.22312 | 212 | 212 |  |  | -2.9091 | 212 | -0.22312 | -47.3021 | 0.33895 | 0.35378 |  |  |  |  | 97 | 0.01452
1944 | MDLTHELP_4G | 4 | North | YES | -0.013722 | 211 | 74 | 211 | 0 | 1 | CC | -1 | 0.22312 | 211 | 211 |  |  | -2.8953 | 211 | -0.22312 | -47.079 | 0.34388 | 0.35882 |  |  |  |  | 98 | 0.014626
13134 | CALFREST_4G | 4 | North | YES | -0.01343 | 151.5 | 40 | 151.5 | 0 | 1.031 | CC | -1 | 0.22283 | 151.5 | 151.5 |  |  | -2.0346 | 151.5 | -0.22283 | -33.7589 | 0.34743 | 0.36243 |  |  |  |  | 99 | 0.014734
13135 | CALFREST_5G | 5 | North | YES | -0.01343 | 152.3 | 57 | 152.3 | 0 | 1.031 | CC | -1 | 0.22283 | 152.3 | 152.3 |  |  | -2.0454 | 152.3 | -0.22283 | -33.9372 | 0.35099 | 0.36606 |  |  |  |  | 100 | 0.014834
13136 | CALFREST_6G | 6 | North | YES | -0.01343 | 177.5 | 40 | 177.5 | 0 | 1.031 | CC | -1 | 0.22283 | 177.5 | 177.5 |  |  | -2.3838 | 177.5 | -0.22283 | -39.5526 | 0.35514 | 0.37029 |  |  |  |  | 101 | 0.014934
13131 | CALFREST_1G | 1 | North | YES | -0.013358 | 150.7 | 40 | 150.7 | 0 | 1.031 | CC | -1 | 0.22276 | 150.7 | 150.7 |  |  | -2.0131 | 150.7 | -0.22276 | -33.5698 | 0.35867 | 0.37388 |  |  |  |  | 102 | 0.015001
13132 | CALFREST_2G | 2 | North | YES | -0.013358 | 151 | 57 | 151 | 0 | 1.031 | CC | -1 | 0.22276 | 151 | 151 |  |  | -2.0171 | 151 | -0.22276 | -33.6367 | 0.3622 | 0.37748 |  |  |  |  | 103 | 0.015069
13133 | CALFREST_3G | 3 | North | YES | -0.013358 | 177.4 | 40 | 177.4 | 0 | 1.031 | CC | -1 | 0.22276 | 177.4 | 177.4 |  |  | -2.3697 | 177.4 | -0.22276 | -39.5175 | 0.36635 | 0.38171 |  |  |  |  | 104 | 0.015148
3381 | BBRN_1G | 1 | North | YES | -0.013083 | 618 | 225 | 618 | 0 | 1.03 | LIGCO | -1 | 0.22248 | 0 | 618 |  |  | 0 | 0 | -0.22248 | 0 | 0.36635 | 0.38171 |  |  |  |  | 105 | 0.015213
3382 | BBRN_2G | 2 | North | YES | -0.013083 | 589 | 225 | 589 | 0 | 1.03 | LIGCO | -1 | 0.22248 | 0 | 589 |  |  | 0 | 0 | -0.22248 | 0 | 0.36635 | 0.38171 |  |  |  |  | 106 | 0.015279
1889 | DECRDOVA_1G | 1 | North | YES | -0.01227 | 779 | 255 | 779 | 0 | 1.02 | GSC | -1 | 0.22167 | 779 | 779 |  |  | -9.5583 | 779 | -0.22167 | -172.682 | 0.38457 | 0.40018 |  |  |  |  | 107 | 0.015356
48721 | LEG_1___1 | 1 | North | YES | -0.011538 | 827 | 357 | 827 | 0 | 1.0348 | LIGCO | -1 | 0.22094 | 0 | 827 |  |  | 0 | 0 | -0.22094 | 0 | 0.38457 | 0.40018 |  |  |  |  | 108 | 0.015356
48722 | LEG_2___2 | 2 | North | YES | -0.011538 | 819 | 357 | 819 | 0 | 1.0348 | LIGCO | -1 | 0.22094 | 0 | 819 |  |  | 0 | 0 | -0.22094 | 0 | 0.38457 | 0.40018 |  |  |  |  | 109 | 0.015356
39960 | TNTNPONE_18 | 1 | North | YES | -0.010975 | 152.3 | 30 | 152.3 |  | 1.04 | LIGCO | -1 | 0.22038 | 0 | 152.3 |  |  | 0 | 0 | -0.22038 | 0 | 0.38457 | 0.40018 |  |  |  |  | 110 | 0.015605
39970 | TNTNPONE_28 | 1 | North | YES | -0.010975 | 153 | 30 | 153 |  | 1.04 | LIGCO | -1 | 0.22038 | 0 | 153 |  |  | 0 | 0 | -0.22038 | 0 | 0.38457 | 0.40018 |  |  |  |  | 111 | 0.015605
366 | JNSNCNTY802 | 1 | North | YES | -0.010425 | 168 | 20 | 168 | 0 | 1.02 | Cogen | -1 | 0.21983 | 0 | 0 |  |  | 0 | 0 | -0.21983 | 0 | 0.38457 | 0.40018 |  |  |  |  | 112 | 0.015605
367 | JNSNCNTY802 | 2 | North | YES | -0.010425 | 90 | 20 | 90 | 0 | 1.02 | Cogen | -1 | 0.21983 | 0 | 0 |  |  | 0 | 0 | -0.21983 | 0 | 0.38457 | 0.40018 |  |  |  |  | 113 | 0.015605
1892 | DECRDOVA_2G | A | North | YES | -0.010119 | 65 | 65 | 70 | 0 | 1.025 | GGT | -1 | 0.21952 | 70 | 70 |  |  | -0.70833 | 70 | -0.21952 | -15.3664 | 0.38621 | 0.40182 |  |  |  |  | 114 | 0.015605
1893 | DECRDOVA_3G | B | North | YES | -0.010119 | 65 | 65 | 69 | 0 | 1.025 | GGT | -1 | 0.21952 | 69 | 69 |  |  | -0.69821 | 69 | -0.21952 | -15.1469 | 0.38783 | 0.40344 |  |  |  |  | 115 | 0.015605
1894 | DECRDOVA_4G | C | North | YES | -0.010119 | 65 | 65 | 69 | 0 | 1.025 | GGT | -1 | 0.21952 | 69 | 69 |  |  | -0.69821 | 69 | -0.21952 | -15.1469 | 0.38944 | 0.40506 |  |  |  |  | 116 | 0.015605
1895 | DECRDOVA_5G | D | North | YES | -0.010119 | 65 | 65 | 68 | 0 | 1.025 | GGT | -1 | 0.21952 | 68 | 68 |  |  | -0.68809 | 68 | -0.21952 | -14.9274 | 0.39103 | 0.40666 |  |  |  |  | 117 | 0.015611
990 | GIBN_CREK_G1 | 1 | North | YES | -0.009571 | 463 | 200 | 463 | 0 | 1.0275 | LIGCO | -1 | 0.21897 | 0 | 463 |  |  | 0 | 0 | -0.21897 | 0 | 0.39103 | 0.40666 |  |  |  |  | 118 | 0.015617
32798 | BRYN_TAMUGEN | 1 | North | YES | -0.009547 | 32 | 0 | 32 |  | 1.02 | GST | -1 | 0.21895 | 32 | 32 |  |  | -0.3055 | 32 | -0.21895 | -7.0063 | 0.39178 | 0.40741 |  |  |  |  | 119 | 0.015624
32886 | BRYN_ATKINS3 | MB | North | YES | -0.009532 | 0 | 5 | 12 |  | 1 | GST | -1 | 0.21893 | 0 | 0 |  |  | 0 | 0 | -0.21893 | 0 | 0.39178 | 0.40741 |  |  |  |  | 120 | 0.01563
32887 | BRYN_ATKINS6 | MB | North | YES | -0.009532 | 0 | 12 | 51 |  | 1.028 | GST | -1 | 0.21893 | 0 | 0 |  |  | 0 | 0 | -0.21893 | 0 | 0.39178 | 0.40741 |  |  |  |  | 121 | 0.01563
32888 | BRYN_ATKINS7 | 1 | North | YES | -0.009532 | 13.6 | 4 | 17 |  | 1.028 | GGT | -1 | 0.21893 | 17 | 17 |  |  | -0.16204 | 17 | -0.21893 | -3.7219 | 0.39218 | 0.40781 |  |  |  |  | 122 | 0.015631
32890 | BRYN_ATKINS4 | MB | North | YES | -0.009532 | 0 | 5 | 22 |  | 1.031 | GST | -1 | 0.21893 | 0 | 0 |  |  | 0 | 0 | -0.21893 | 0 | 0.39218 | 0.40781 |  |  |  |  | 123 | 0.015631
32891 | BRYN_ATKINS5 | MB | North | YES | -0.009532 | 0 | 5 | 25 |  | 1.031 | GST | -1 | 0.21893 | 0 | 0 |  |  | 0 | 0 | -0.21893 | 0 | 0.39218 | 0.40781 |  |  |  |  | 124 | 0.015631
32883 | BRYN_DNSBY3 | 1 | North | YES | -0.009492 | 0 | 2 | 48 |  | 1.015 | GST | -1 | 0.21889 | 48 | 48 |  |  | -0.45562 | 48 | -0.21889 | -10.5069 | 0.3933 | 0.40893 |  |  |  |  | 125 | 0.015631
32884 | BRYN_DNSBY13 | 1 | North | YES | -0.009492 | 46 | 2 | 46 | 0 | 1.015 | GST | -1 | 0.21889 | 46 | 46 |  |  | -0.43663 | 46 | -0.21889 | -10.0691 | 0.39438 | 0.41001 |  |  |  |  | 126 | 0.015631
32892 | BRYN_DNSBY14 | 1 | North | YES | -0.009492 | 84 | 25 | 105 | 0 | 1.035 | GST | -1 | 0.21889 | 105 | 105 |  |  | -0.99666 | 105 | -0.21889 | -22.9838 | 0.39683 | 0.41247 |  |  |  |  | 127 | 0.015631
3403 | THOUSE_1G | 1 | North | YES | -0.009487 | 563 | 200 | 563 | 0 | 1.012 | GSC | -1 | 0.21889 | 563 | 563 |  |  | -5.3412 | 563 | -0.21889 | -123.2341 | 0.41 | 0.42565 |  |  |  |  | 128 | 0.015632
3404 | THOUSE_2G | 2 | North | YES | -0.009487 | 807 | 250 | 807 | 0 | 1.012 | GSC | -1 | 0.21889 | 807 | 807 |  |  | -7.656 | 807 | -0.21889 | -176.6429 | 0.42888 | 0.44455 |  |  |  |  | 129 | 0.015633
48671 | FTR_GT1_5105 | 1 | North | YES | -0.00914 | 154.2 | 0 | 154.2 | 0 | 1.0319 | CC | -1 | 0.21854 | 154.2 | 154.2 |  |  | -1.4094 | 154.2 | -0.21854 | -33.6991 | 0.43249 | 0.44815 |  |  |  |  | 130 | 0.015635
48672 | FTR_GT2_5110 | 2 | North | YES | -0.00914 | 159 | 0 | 159 | 0 | 1.0319 | CC | -1 | 0.21854 | 159 | 159 |  |  | -1.4533 | 159 | -0.21854 | -34.7481 | 0.43621 | 0.45187 |  |  |  |  | 131 | 0.015647
48673 | FTR_GT3_5085 | 3 | North | YES | -0.00914 | 158 | 0 | 158 | 0 | 1.0319 | CC | -1 | 0.21854 | 158 | 158 |  |  | -1.4441 | 158 | -0.21854 | -34.5295 | 0.43991 | 0.45556 |  |  |  |  | 132 | 0.015665
48674 | FTR_CN4_5095 | 4 | North | YES | -0.00914 | 380 | 0 | 380 | 0 | 1.0319 | CC | -1 | 0.21854 | 380 | 380 |  |  | -3.4732 | 380 | -0.21854 | -83.0457 | 0.4488 | 0.46445 |  |  |  |  | 133 | 0.015662
1877 | WLFHOLW_1G | 1 | North | YES | -0.009018 | 217.3 | 89.2 | 217.3 | 0 | 1.032 | CC | -1 | 0.21842 | 217.3 | 217.3 |  |  | -1.9596 | 217.3 | -0.21842 | -47.4625 | 0.45388 | 0.46952 |  |  |  |  | 134 | 0.01566
1878 | WLFHOLW_2G | 2 | North | YES | -0.009018 | 215.7 | 105 | 215.7 | 0 | 1.032 | CC | -1 | 0.21842 | 215.7 | 215.7 |  |  | -1.9452 | 215.7 | -0.21842 | -47.113 | 0.45893 | 0.47456 |  |  |  |  | 135 | 0.015657
1879 | WLFHOLW_3G | 3 | North | YES | -0.009018 | 272.4 | 89.2 | 272.4 | 0 | 1.032 | CC | -1 | 0.21842 | 272.4 | 272.4 |  |  | -2.4565 | 272.4 | -0.21842 | -59.4974 | 0.4653 | 0.48093 |  |  |  |  | 136 | 0.015652
3416 | LAKE_CRK1_G | 1 | North | YES | -0.008916 | 60 | 33 | 75 |  | 1.029 | GST | -1 | 0.21832 | 75 | 75 |  |  | -0.6687 | 75 | -0.21832 | -16.3738 | 0.46705 | 0.48268 |  |  |  |  | 137 | 0.015645
3417 | LAKE_CRK2_G | 2 | North | YES | -0.008916 | 177.6 | 40 | 222 | 0 | 1.029 | GST | -1 | 0.21832 | 222 | 222 |  |  | -1.9794 | 222 | -0.21832 | -48.4664 | 0.47225 | 0.48787 |  |  |  |  | 138 | 0.015639
238 | BOSQUESW505 | 1 | North | YES | -0.008667 | 255 | 0 | 255 | 0 | 1.02 | CC | -1 | 0.21807 | 255 | 255 |  |  | -2.2101 | 255 | -0.21807 | -55.6074 | 0.47821 | 0.49381 |  |  |  |  | 139 | 0.015631
239 | BOSQUESW502 | 1 | North | YES | -0.008667 | 119.2 | 0 | 149 | 0 | 1.02 | GGT | -1 | 0.21807 | 149 | 149 |  |  | -1.2914 | 149 | -0.21807 | -32.4922 | 0.4817 | 0.49729 |  |  |  |  | 140 | 0.015628
247 | BOSQUESW501 | 2 | North | YES | -0.008667 | 124.8 | 0 | 156 | 0 | 1.02 | GGT | -1 | 0.21807 | 156 | 156 |  |  | -1.3521 | 156 | -0.21807 | -34.0187 | 0.48535 | 0.50093 |  |  |  |  | 141 | 0.01562
332 | RWMILLER01 | 1 | North | YES | -0.008599 | 58.4 | 18.5 | 73 | 0 | 1.04 | GST | -1 | 0.218 | 73 | 73 |  |  | -0.62773 | 73 | -0.218 | -15.914 | 0.48705 | 0.50263 |  |  |  |  | 142 | 0.015603
333 | RWMILLER02 | 2 | North | YES | -0.008599 | 95.2 | 37 | 119 | 0 | 1.04 | GST | -1 | 0.218 | 119 | 119 |  |  | -1.0233 | 119 | -0.218 | -25.942 | 0.48984 | 0.50541 |  |  |  |  | 143 | 0.015593
334 | RWMILLER03 | 3 | North | YES | -0.008599 | 166.4 | 65 | 208 | 0 | 1.04 | GST | -1 | 0.218 | 208 | 208 |  |  | -1.7886 | 208 | -0.218 | -45.3441 | 0.4947 | 0.51026 |  |  |  |  | 144 | 0.015582
335 | RWMILLER04 | 4 | North | YES | -0.008599 | 81.6 | 0 | 102 | 0 | 1.04 | GST | -1 | 0.218 | 102 | 102 |  |  | -0.8771 | 102 | -0.218 | -22.236 | 0.49709 | 0.51264 |  |  |  |  | 145 | 0.015577
336 | RWMILLER05 | 5 | North | YES | -0.008599 | 80.8 | 0 | 101 | 0 | 1.04 | GST | -1 | 0.218 | 101 | 101 |  |  | -0.8685 | 101 | -0.218 | -22.018 | 0.49945 | 0.51499 |  |  |  |  | 146 | 0.015568
1898 | COMCHEPK_1G | 1 | North | YES | -0.008025 | 1217 | 1150 | 1217 | 0 | 1.032 | Nuc | -1 | 0.21743 | 0 | 0 |  |  | 0 | 0 | -0.21743 | 0 | 0.49945 | 0.51499 |  |  |  |  | 147 | 0.015553
1899 | COMCHEPK_2G | 2 | North | YES | -0.008025 | 1159 | 1128 | 1159 | 0 | 1.032 | Nuc | -1 | 0.21743 | 0 | 0 |  |  | 0 | 0 | -0.21743 | 0 | 0.49945 | 0.51499 |  |  |  |  | 148 | 0.015546
244 | WHITNYDM01 | 1 | North | YES | -0.007985 | 15 | 0 | 15 | 0 | 1.035 | Hydro | -1 | 0.21739 | 0 | 0 |  |  | 0 | 0 | -0.21739 | 0 | 0.49945 | 0.51499 |  |  |  |  | 149 | 0.015538
245 | WHITNYDM02 | 2 | North | YES | -0.007985 | 15 | 0 | 15 | 0 | 1.035 | Hydro | -1 | 0.21739 | 0 | 0 |  |  | 0 | 0 | -0.21739 | 0 | 0.49945 | 0.51499 |  |  |  |  | 150 | 0.015538
251 | BOSQUESW803 | 2 | North | YES | -0.007466 | 150 | 0 | 150 | 0 | 1.032 | CC | -1 | 0.21687 | 150 | 150 |  |  | -1.1199 | 150 | -0.21687 | -32.5301 | 0.50296 | 0.51847 |  |  |  |  | 151 | 0.015538
253 | BOSQUESW804 | 2 | North | YES | -0.007466 | 80 | 0 | 80 | 0 | 1.032 | CC | -1 | 0.21687 | 80 | 80 |  |  | -0.59728 | 80 | -0.21687 | -17.3494 | 0.50483 | 0.52033 |  |  |  |  | 152 | 0.015538
48591 | CHE_GT2_5030 | 2 | Houston | YES | -0.007062 | 173 | 50 | 173 | 0 | 1.029 | Cogen | -1 | 0.21646 | 0 | 0 |  |  |  |  | -0.21646 | 0 | 0.50483 | 0.52033 |  |  |  |  | 153 | 0.015538
48811 | CVC_GT3_5045 | 3 | Houston | YES | -0.007062 | 156 | 91.8 | 156 | 0 | 1.029 | Cogen | -1 | 0.21646 | 0 | 0 |  |  |  |  | -0.21646 | 0 | 0.50483 | 0.52033 |  |  |  |  | 154 | 0.015509
48812 | CVC_GT2_5020 | 2 | Houston | YES | -0.007062 | 158 | 91.8 | 158 | 0 | 1.029 | Cogen | -1 | 0.21646 | 0 | 0 |  |  |  |  | -0.21646 | 0 | 0.50483 | 0.52033 |  |  |  |  | 155 | 0.015493
48813 | CVC_GT1_5035 | 1 | Houston | YES | -0.007062 | 160 | 91.8 | 160 | 0 | 1.029 | Cogen | -1 | 0.21646 | 0 | 0 |  |  |  |  | -0.21646 | 0 | 0.50483 | 0.52033 |  |  |  |  | 156 | 0.015493
48814 | CVC_ST5_5040 | 1 | Houston | YES | -0.007062 | 162 | 91.8 | 162 | 0 | 1.029 | Cogen | -1 | 0.21646 | 0 | 0 |  |  |  |  | -0.21646 | 0 | 0.50483 | 0.52033 |  |  |  |  | 157 | 0.015493
48885 | THW_5152 | B | Houston | YES | -0.006831 | 47.2 | 5 | 59 |  | 1.0319 | GGT | -1 | 0.21623 | 59 | 59 |  |  |  |  | -0.21623 | -12.7577 | 0.50621 | 0.52169 |  |  |  |  | 158 | 0.015493
48885 | THW_5152 | A | Houston | YES | -0.006831 | 46.4 | 5 | 58 |  | 1.0319 | GGT | -1 | 0.21623 | 58 | 58 |  |  |  |  | -0.21623 | -12.5415 | 0.50757 | 0.52303 |  |  |  |  | 159 | 0.015493
48886 | THW_5354 | D | Houston | YES | -0.006831 | 46.4 | 5 | 58 |  | 1.0319 | GGT | -1 | 0.21623 | 58 | 58 |  |  |  |  | -0.21623 | -12.5415 | 0.50893 | 0.52438 |  |  |  |  | 160 | 0.015493
48886 | THW_5354 | C | Houston | YES | -0.006831 | 45.6 | 5 | 57 |  | 1.0319 | GGT | -1 | 0.21623 | 57 | 57 |  |  |  |  | -0.21623 | -12.3252 | 0.51026 | 0.52569 |  |  |  |  | 161 | 0.015478
48887 | THW_5556 | E | Houston | YES | -0.006831 | 47.2 | 5 | 59 |  | 1.0319 | GGT | -1 | 0.21623 | 59 | 59 |  |  |  |  | -0.21623 | -12.7577 | 0.51164 | 0.52706 |  |  |  |  | 162 | 0.015463
48887 | THW_5556 | F | Houston | YES | -0.006831 | 45.6 | 5 | 57 |  | 1.0319 | GGT | -1 | 0.21623 | 57 | 57 |  |  |  |  | -0.21623 | -12.3252 | 0.51298 | 0.52838 |  |  |  |  | 163 | 0.015447
48690 | GBY_GN5_5 | 5 | Houston | YES | -0.006813 | 318.4 | 81 | 398 |  | 1.0362 | GSC | -1 | 0.21621 | 398 | 398 |  |  |  |  | -0.21621 | -86.0533 | 0.52229 | 0.53758 |  |  |  |  | 164 | 0.015432
48595 | BTE_GT2_8075 | 1 | Houston | YES | -0.006796 | 162.8 | 130 | 162.8 | 0 | 1.0261 | CC | -1 | 0.2162 | 162.8 | 162.8 |  |  |  |  | -0.2162 | -35.1969 | 0.5261 | 0.54135 |  |  |  |  | 165 | 0.015417
48596 | BTE_GT3_8045 | 2 | Houston | YES | -0.006796 | 161.4 | 130 | 161.4 | 0 | 1.0261 | CC | -1 | 0.2162 | 161.4 | 161.4 |  |  |  |  | -0.2162 | -34.8942 | 0.52987 | 0.54508 |  |  |  |  | 166 | 0.015402
48597 | BTE_GT4_8055 | 3 | Houston | YES | -0.006796 | 158.9 | 130 | 158.9 | 0 | 1.0261 | CC | -1 | 0.2162 | 158.9 | 158.9 |  |  |  |  | -0.2162 | -34.3538 | 0.53359 | 0.54876 |  |  |  |  | 167 | 0.015297
48598 | BTE_ST1_8070 | 4 | Houston | YES | -0.006796 | 269.2 | 60 | 269.2 | 0 | 1.0261 | CC | -1 | 0.2162 | 269.2 | 269.2 |  |  |  |  | -0.2162 | -58.2003 | 0.53989 | 0.55498 |  |  |  |  | 168 | 0.015253
48583 | CBY_GT4_1 | 1 | Houston | YES | -0.006758 | 172 | 0 | 172 | 0 | 1.027 | GSC | -1 | 0.21616 | 172 | 172 |  |  |  |  | -0.21616 | -37.1794 | 0.54391 | 0.55896 |  |  |  |  | 169 | 0.01521
48584 | CBY_GT4_2 | 2 | Houston | YES | -0.006758 | 172 | 0 | 172 | 0 | 1.027 | CC | -1 | 0.21616 | 172 | 172 |  |  |  |  | -0.21616 | -37.1794 | 0.54793 | 0.56294 |  |  |  |  | 170 | 0.015168
48585 | CBY_ST4_1 | 3 | Houston | YES | -0.006758 | 172 | 0 | 172 | 0 | 1.027 | CC | -1 | 0.21616 | 172 | 172 |  |  |  |  | -0.21616 | -37.1794 | 0.55196 | 0.56691 |  |  |  |  | 171 | 0.015096
48815 | CVC_GT4_8005 | 4 | Houston | YES | -0.006754 | 165 | 91.8 | 165 |  | 1.0362 | Cogen | -1 | 0.21616 | 0 | 0 |  |  |  |  | -0.21616 | 0 | 0.55196 | 0.56691 |  |  |  |  | 172 | 0.01505
48791 | PSA_GT1_8160 | 1 | Houston | YES | -0.006742 | 52 | 20.8 | 65 | 0 | 1.0362 | Cogen | -1 | 0.21614 | 0 | 0 |  |  |  |  | -0.21614 | 0 | 0.55196 | 0.56691 |  |  |  |  | 173 | 0.015003
48792 | PSA_GT2_8155 | 2 | Houston | YES | -0.006742 | 52.8 | 20.3 | 66 | 0 | 1.0362 | Cogen | -1 | 0.21614 | 0 | 0 |  |  |  |  | -0.21614 | 0 | 0.55196 | 0.56691 |  |  |  |  | 174 | 0.014957
48793 | PSA_GT3_8150 | 3 | Houston | YES | -0.006742 | 56 | 20.3 | 70 | 0 | 1.0362 | Cogen | -1 | 0.21614 | 0 | 0 |  |  |  |  | -0.21614 | 0 | 0.55196 | 0.56691 |  |  |  |  | 175 | 0.014957
48794 | PSA_GT4_8145 | 4 | Houston | YES | -0.006742 | 52.8 | 20.3 | 66 | 0 | 1.0362 | Cogen | -1 | 0.21614 | 0 | 0 |  |  |  |  | -0.21614 | 0 | 0.55196 | 0.56691 |  |  |  |  | 176 | 0.014957
48795 | PSA_GT5_8140 | 5 | Houston | YES | -0.006742 | 51.2 | 20.3 | 64 | 0 | 1.0362 | Cogen | -1 | 0.21614 | 0 | 0 |  |  |  |  | -0.21614 | 0 | 0.55196 | 0.56691 |  |  |  |  | 177 | 0.014957
48796 | PSA_GN1_8165 | 1 | Houston | YES | -0.006742 | 83.2 | 43.1 | 104 | 0 | 1.0362 | Cogen | -1 | 0.21614 | 0 | 0 |  |  |  |  | -0.21614 | 0 | 0.55196 | 0.56691 |  |  |  |  | 178 | 0.014957
48797 | PSA_GT6_8135 | 6 | Houston | YES | -0.006742 | 47.2 | 34.5 | 59 | 0 | 1.0362 | Cogen | -1 | 0.21614 | 0 | 0 |  |  |  |  | -0.21614 | 0 | 0.55196 | 0.56691 |  |  |  |  | 179 | 0.014957
48581 | CBY_GN1_1 | 1 | Houston | YES | -0.006739 | 595.2 | 108 | 744 | 0 | 1.0435 | GSC | -1 | 0.21614 | 744 | 744 |  |  |  |  | -0.21614 | -160.8084 | 0.56936 | 0.58412 |  |  |  |  | 180 | 0.014957
48651 | EP_1_2 | 1 | Houston | YES | -0.006738 | 4 | 0 | 5 | 0 | 1.0362 | Cogen | -1 | 0.21614 | 0 | 0 |  |  |  |  | -0.21614 | 0 | 0.56936 | 0.58412 |  |  |  |  | 181 | 0.014957
48651 | EP_1_2 | 2 | Houston | YES | -0.006738 | 17.7 | 10 | 21 | 0 | 1.0362 | Cogen | -1 | 0.21614 | 0 | 0 |  |  |  |  | -0.21614 | 0 | 0.56936 | 0.58412 |  |  |  |  | 182 | 0.014957
48940 | WARVUE_GT1 | G1 | Houston | YES | -0.006738 | 15 | 0 | 15 |  | 1.021 | Cogen | -1 | 0.21614 | 0 | 0 |  |  |  |  | -0.21614 | 0 | 0.56936 | 0.58412 |  |  |  |  | 183 | 0.014754
48883 | THW_GT1_GT_1 | B2 | Houston | YES | -0.006717 | 0 | 0 | 12 |  | 1.043 | GGT | -1 | 0.21612 | 12 | 12 |  |  |  |  | -0.21612 | -2.5934 | 0.56964 | 0.58439 |  |  |  |  | 184 | 0.014754
49803 | EXN_15GT | 1 | Houston | YES | -0.006715 | 33 | 8.3 | 34 |  | 1.0326 | Cogen | -1 | 0.21612 | 0 | 0 |  |  |  |  | -0.21612 | 0 | 0.56964 | 0.58439 |  |  |  |  | 185 | 0.014754
49804 | EXN_16GT | 2 | Houston | YES | -0.006715 | 32 | 8.3 | 34.7 |  | 1.0326 | Cogen | -1 | 0.21612 | 0 | 0 |  |  |  |  | -0.21612 | 0 | 0.56964 | 0.58439 |  |  |  |  | 186 | 0.014754
49805 | EXN_17GT | 3 | Houston | YES | -0.006715 | 31 | 8.3 | 32.7 |  | 1.0326 | Cogen | -1 | 0.21612 | 0 | 0 |  |  |  |  | -0.21612 | 0 | 0.56964 | 0.58439 |  |  |  |  | 187 | 0.014751
49826 | EXN938GT | 5 | Houston | YES | -0.006715 | 43 | 9.2 | 45.9 |  | 1.0326 | Cogen | -1 | 0.21612 | 0 | 0 |  |  |  |  | -0.21612 | 0 | 0.56964 | 0.58439 |  |  |  |  | 188 | 0.014751
49828 | EXN941GT | 10 | Houston | YES | -0.006715 | 17.7 | 5.4 | 17.7 | 0 | 1.0326 | Cogen | -1 | 0.21612 | 0 | 0 |  |  |  |  | -0.21612 | 0 | 0.56964 | 0.58439 |  |  |  |  | 189 | 0.014751
49829 | EXN942GT | 11 | Houston | YES | -0.006715 | 20 | 5.4 | 20.4 | 0 | 1.0326 | Cogen | -1 | 0.21612 | 0 | 0 |  |  |  |  | -0.21612 | 0 | 0.56964 | 0.58439 |  |  |  |  | 190 | 0.014751
49830 | EXN943GT | 12 | Houston | YES | -0.006715 | 19 | 5.4 | 19.9 | 0 | 1.0326 | Cogen | -1 | 0.21612 | 0 | 0 |  |  |  |  | -0.21612 | 0 | 0.56964 | 0.58439 |  |  |  |  | 191 | 0.014751
49831 | EXN944GT | 13 | Houston | YES | -0.006715 | 33 | 5.4 | 35 | 0 | 1.0326 | Cogen | -1 | 0.21612 | 0 | 0 |  |  |  |  | -0.21612 | 0 | 0.56964 | 0.58439 |  |  |  |  | 192 | 0.014751
49832 | EXN945GT | 9 | Houston | YES | -0.006715 | 18.5 | 9.2 | 18.5 |  | 1.0326 | Cogen | -1 | 0.21612 | 0 | 0 |  |  |  |  | -0.21612 | 0 | 0.56964 | 0.58439 |  |  |  |  | 193 | 0.014751
49837 | EXN_GT | 4 | Houston | YES | -0.006715 | 81 | 21.3 | 85.4 |  | 1.0326 | Cogen | -1 | 0.21612 | 0 | 0 |  |  |  |  | -0.21612 | 0 | 0.56964 | 0.58439 |  |  |  |  | 194 | 0.014751
49838 | EXN_14GT | 14 | Houston | YES | -0.006715 | 140 | 0 | 148 |  | 1.0326 | Cogen | -1 | 0.21612 | 0 | 0 |  |  |  |  | -0.21612 | 0 | 0.56964 | 0.58439 |  |  |  |  | 195 | 0.014751
48582 | CBY_GN2_2 | 2 | Houston | YES | -0.006692 | 596.8 | 110 | 746 | 0 | 1.0435 | GSC | -1 | 0.21609 | 746 | 746 |  |  |  |  | -0.21609 | -161.2056 | 0.5871 | 0.60164 |  |  |  |  | 196 | 0.014751
48873 | THW_ST3_ST_3 | 3 | Houston | YES | -0.006667 | 107 | 19 | 107 | 0 | 1.0435 | CC | -1 | 0.21607 | 107 | 107 |  |  |  |  | -0.21607 | -23.1193 | 0.5896 | 0.60411 |  |  |  |  | 197 | 0.014751
48874 | THW_ST4_ST_4 | 4 | Houston | YES | -0.006667 | 108 | 19 | 108 | 0 | 1.0435 | CC | -1 | 0.21607 | 108 | 108 |  |  |  |  | -0.21607 | -23.3354 | 0.59213 | 0.60661 |  |  |  |  | 198 | 0.014751
48875 | THW_3132 | A | Houston | YES | -0.006667 | 55 | 5 | 55 | 0 | 1.0435 | CC | -1 | 0.21607 | 55 | 55 |  |  |  |  | -0.21607 | -11.8838 | 0.59341 | 0.60788 |  |  |  |  | 199 | 0.014544
48875 | THW_3132 | B | Houston | YES | -0.006667 | 53 | 5 | 53 | 0 | 1.0435 | CC | -1 | 0.21607 | 53 | 53 |  |  |  |  | -0.21607 | -11.4516 | 0.59465 | 0.6091 |  |  |  |  | 200 | 0.014514
48877 | THW_3334 | C | Houston | YES | -0.006667 | 55 | 5 | 55 | 0 | 1.0435 | CC | -1 | 0.21607 | 55 | 55 |  |  |  |  | -0.21607 | -11.8838 | 0.59594 | 0.61038 |  |  |  |  | 201 | 0.014483
48877 | THW_3334 | D | Houston | YES | -0.006667 | 57 | 5 | 57 | 0 | 1.0435 | CC | -1 | 0.21607 | 57 | 57 |  |  |  |  | -0.21607 | -12.3159 | 0.59727 | 0.61169 |  |  |  |  | 202 | 0.014468
48879 | THW_4142 | E | Houston | YES | -0.006667 | 56 | 5 | 56 | 0 | 1.0435 | CC | -1 | 0.21607 | 56 | 56 |  |  |  |  | -0.21607 | -12.0998 | 0.59858 | 0.61299 |  |  |  |  | 203 | 0.014453
48879 | THW_4142 | F | Houston | YES | -0.006667 | 55 | 5 | 55 | 0 | 1.0435 | CC | -1 | 0.21607 | 55 | 55 |  |  |  |  | -0.21607 | -11.8838 | 0.59987 | 0.61426 |  |  |  |  | 204 | 0.014438
48881 | THW_4344 | G | Houston | YES | -0.006667 | 58 | 5 | 58 | 0 | 1.0435 | CC | -1 | 0.21607 | 58 | 58 |  |  |  |  | -0.21607 | -12.532 | 0.60123 | 0.6156 |  |  |  |  | 205 | 0.014422
48881 | THW_4344 | H | Houston | YES | -0.006667 | 58 | 5 | 58 | 0 | 1.0435 | CC | -1 | 0.21607 | 58 | 58 |  |  |  |  | -0.21607 | -12.532 | 0.60258 | 0.61694 |  |  |  |  | 206 | 0.014406
48593 | CHE_GT1_8015 | 1 | Houston | YES | -0.006619 | 173 | 50 | 173 | 0 | 1.0362 | Cogen | -1 | 0.21602 | 0 | 0 |  |  |  |  | -0.21602 | 0 | 0.60258 | 0.61694 |  |  |  |  | 207 | 0.014391
48594 | CHE_GN4_8025 | 4 | Houston | YES | -0.006619 | 142 | 60 | 142 | 0 | 1.0362 | Cogen | -1 | 0.21602 | 0 | 0 |  |  |  |  | -0.21602 | 0 | 0.60258 | 0.61694 |  |  |  |  | 208 | 0.014374
48511 | LPE_GT1_8070 | 1 | Houston | YES | -0.006611 | 42 | 0 | 42 | 0 | 1.0362 | GGT | -1 | 0.21601 | 42 | 42 |  |  |  |  | -0.21601 | -9.0725 | 0.60356 | 0.61791 |  |  |  |  | 209 | 0.014358
48512 | LPE_GT2_8075 | 2 | Houston | YES | -0.006611 | 42 | 0 | 42 | 0 | 1.0362 | GGT | -1 | 0.21601 | 42 | 42 |  |  |  |  | -0.21601 | -9.0725 | 0.60455 | 0.61888 |  |  |  |  | 210 | 0.014358
48513 | LPE_GT3_8080 | 3 | Houston | YES | -0.006611 | 39 | 0 | 39 | 0 | 1.0362 | GGT | -1 | 0.21601 | 39 | 39 |  |  |  |  | -0.21601 | -8.4245 | 0.60546 | 0.61978 |  |  |  |  | 211 | 0.014358
48514 | LPE_GT4_8085 | 4 | Houston | YES | -0.006611 | 39 | 0 | 39 | 0 | 1.0362 | GGT | -1 | 0.21601 | 39 | 39 |  |  |  |  | -0.21601 | -8.4245 | 0.60637 | 0.62068 |  |  |  |  | 212 | 0.014346
48500 | APD_GT1_8005 | 1 | Houston | YES | -0.006608 | 137.6 | 54.6 | 137.6 | 0 | 1.0362 | Cogen | -1 | 0.21601 | 0 | 0 |  |  |  |  | -0.21601 | 0 | 0.60637 | 0.62068 |  |  |  |  | 213 | 0.014334
48820 | SHELLG1_3015 | 1 | Houston | YES | -0.006576 | 71 | 34.5 | 71 |  | 1.029 | Cogen | -1 | 0.21598 | 0 | 0 |  |  |  |  | -0.21598 | 0 | 0.60637 | 0.62068 |  |  |  |  | 214 | 0.014323
48821 | SHELLG2 | 2 | Houston | YES | -0.006576 | 72 | 34.5 | 72 |  | 1.029 | Cogen | -1 | 0.21598 | 0 | 0 |  |  |  |  | -0.21598 | 0 | 0.60637 | 0.62068 |  |  |  |  | 215 | 0.014312
48822 | SHELLG3_3020 | 2 | Houston | YES | -0.006576 | 30 | 0 | 30 |  | 1.029 | Cogen | -1 | 0.21598 | 0 | 0 |  |  |  |  | -0.21598 | 0 | 0.60637 | 0.62068 |  |  |  |  | 216 | 0.014312
48822 | SHELLG3_3020 | 1 | Houston | YES | -0.006576 | 39 | 0 | 39 |  | 1.029 | Cogen | -1 | 0.21598 | 0 | 0 |  |  |  |  | -0.21598 | 0 | 0.60637 | 0.62068 |  |  |  |  | 217 | 0.014312
48740 | PSG_GN2_8050 | 1 | Houston | YES | -0.006556 | 182 | 60 | 182 | 0 | 1.0326 | Cogen | -1 | 0.21596 | 0 | 0 |  |  |  |  | -0.21596 | 0 | 0.60637 | 0.62068 |  |  |  |  | 218 | 0.014312
48741 | PSG_GT2_8040 | 1 | Houston | YES | -0.006556 | 158.6 | 50 | 158.6 | 0 | 1.0326 | Cogen | -1 | 0.21596 | 0 | 0 |  |  |  |  | -0.21596 | 0 | 0.60637 | 0.62068 |  |  |  |  | 219 | 0.014312
48742 | PSG_GT3_8060 | 1 | Houston | YES | -0.006556 | 157 | 50 | 157 | 0 | 1.0326 | Cogen | -1 | 0.21596 | 0 | 0 |  |  |  |  | -0.21596 | 0 | 0.60637 | 0.62068 |  |  |  |  | 220 | 0.014312
48611 | DIB_GT1_8080 | 1 | Houston | YES | -0.006555 | 64 | 0 | 64 | 0 | 1.0326 | Cogen | -1 | 0.21596 | 0 | 0 |  |  |  |  | -0.21596 | 0 | 0.60637 | 0.62068 |  |  |  |  | 221 | 0.014312
48612 | DIB_GT2_8075 | 2 | Houston | YES | -0.006555 | 63.2 | 0 | 63.2 | 0 | 1.0326 | Cogen | -1 | 0.21596 | 0 | 0 |  |  |  |  | -0.21596 | 0 | 0.60637 | 0.62068 |  |  |  |  | 222 | 0.014312
48613 | DIB_ST1_8085 | 3 | Houston | YES | -0.006555 | 67.9 | 30 | 82.6 | 0 | 1.0326 | Cogen | -1 | 0.21596 | 0 | 0 |  |  |  |  | -0.21596 | 0 | 0.60637 | 0.62068 |  |  |  |  | 223 | 0.014312
48614 | DIB_GT3_8090 | 4 | Houston | YES | -0.006555 | 73.6 | 15 | 73.6 | 0 | 1.0326 | Cogen | -1 | 0.21596 | 0 | 0 |  |  |  |  | -0.21596 | 0 | 0.60637 | 0.62068 |  |  |  |  | 224 | 0.014312
48845 | SOL_GT1 | 1 | Houston | YES | -0.006555 | 16.2 | 15.4 | 16.2 |  | 1.0326 | Solar | -1 | 0.21596 | 16.2 | 16.2 |  |  |  |  | -0.21596 | -3.4985 | 0.60675 | 0.62106 |  |  |  |  | 225 | 0.014312
48854 | SRB_GN4_4 | 4 | Houston | YES | -0.006555 | 182.4 | 35 | 228 | 0 | 1.0326 | GST | -1 | 0.21596 | 228 | 228 |  |  |  |  | -0.21596 | -49.238 | 0.61208 | 0.62633 |  |  |  |  | 226 | 0.014312
48853 | SRB_GN3_3 | 3 | Houston | YES | -0.006554 | 170.4 | 35 | 213 |  | 1.0326 | GST | -1 | 0.21596 | 213 | 213 |  |  |  |  | -0.21596 | -45.9985 | 0.61707 | 0.63125 |  |  |  |  | 227 | 0.014312
48551 | CAL_GT1_8045 | 1 | Houston | YES | -0.006551 | 149 | 0 | 149 | 0 | 1.0326 | Cogen | -1 | 0.21595 | 0 | 0 |  |  |  |  | -0.21595 | 0 | 0.61707 | 0.63125 |  |  |  |  | 228 | 0.014307
48552 | CAL_ST1_8000 | 2 | Houston | YES | -0.006551 | 65.1 | 0 | 65.1 | 0 | 1.0326 | Cogen | -1 | 0.21595 | 0 | 0 |  |  |  |  | -0.21595 | 0 | 0.61707 | 0.63125 |  |  |  |  | 229 | 0.01424
48851 | SRB_GN1_1 | 1 | Houston | YES | -0.00655 | 132 | 26 | 165 | 0 | 1.0217 | GST | -1 | 0.21595 | 165 | 165 |  |  |  |  | -0.21595 | -35.632 | 0.62093 | 0.63506 |  |  |  |  | 230 | 0.014178
48852 | SRB_GN2_2 | 2 | Houston | YES | -0.006549 | 140.8 | 26 | 176 | 0 | 1.0217 | GST | -1 | 0.21595 | 176 | 176 |  |  |  |  | -0.21595 | -38.0073 | 0.62505 | 0.63912 |  |  |  |  | 231 | 0.014178
48855 | SRB_GT211035 | B1 | Houston | YES | -0.006548 | 0 | 0 | 18 |  | 1.014 | GGT | -1 | 0.21595 | 18 | 18 |  |  |  |  | -0.21595 | -3.8871 | 0.62547 | 0.63954 |  |  |  |  | 232 | 0.014178
48855 | SRB_GT211035 | B2 | Houston | YES | -0.006548 | 0 | 0 | 12 |  | 1.014 | GGT | -1 | 0.21595 | 12 | 12 |  |  |  |  | -0.21595 | -2.5914 | 0.62575 | 0.63982 |  |  |  |  | 233 | 0.01413
48761 | PR_GT1__9040 | 1 | Houston | YES | -0.006534 | 26 | 0 | 35 |  | 1 | Cogen | -1 | 0.21594 | 0 | 0 |  |  |  |  | -0.21594 | 0 | 0.62575 | 0.63982 |  |  |  |  | 234 | 0.014078
48641 | DPEC_GT15040 | 1 | Houston | YES | -0.006515 | 163.2 | 98 | 163.2 | 0 | 1.0319 | CC | -1 | 0.21592 | 163.2 | 163.2 |  |  |  |  | -0.21592 | -35.2375 | 0.62957 | 0.64359 |  |  |  |  | 235 | 0.014073
48642 | DPEC_GT25025 | 2 | Houston | YES | -0.006515 | 157.1 | 98 | 157.1 | 0 | 1.0319 | CC | -1 | 0.21592 | 157.1 | 157.1 |  |  |  |  | -0.21592 | -33.9205 | 0.63324 | 0.64721 |  |  |  |  | 236 | 0.01407
48643 | DPEC_GT35010 | 3 | Houston | YES | -0.006515 | 157.5 | 98 | 157.5 | 0 | 1.0319 | CC | -1 | 0.21592 | 157.5 | 157.5 |  |  |  |  | -0.21592 | -34.0068 | 0.63692 | 0.65085 |  |  |  |  | 237 | 0.01407
48644 | DPEC_GT45070 | 4 | Houston | YES | -0.006515 | 157 | 98 | 157 | 0 | 1.0319 | CC | -1 | 0.21592 | 157 | 157 |  |  |  |  | -0.21592 | -33.8989 | 0.6406 | 0.65448 |  |  |  |  | 238 | 0.014021
48645 | DPEC_ST55065 | 5 | Houston | YES | -0.006515 | 282 | 0 | 282 | 0 | 1.0319 | CC | -1 | 0.21592 | 282 | 282 |  |  |  |  | -0.21592 | -60.8884 | 0.64719 | 0.66099 |  |  |  |  | 239 | 0.013975
48841 | SJS_GT1_GT1 | 1 | Houston | YES | -0.006503 | 62.4 | 49 | 78 | 0 | 1.0362 | Cogen | -1 | 0.2159 | 0 | 0 |  |  |  |  | -0.2159 | 0 | 0.64719 | 0.66099 |  |  |  |  | 240 | 0.013928
48842 | SJS_GT2_GT2 | 2 | Houston | YES | -0.006503 | 64.8 | 49 | 81 | 0 | 1.0362 | Cogen | -1 | 0.2159 | 0 | 0 |  |  |  |  | -0.2159 | 0 | 0.64719 | 0.66099 |  |  |  |  | 241 | 0.013881
48691 | GBY_73741085 | B | Houston | YES | -0.006492 | 37.6 | 20 | 47 | 0 | 1.0362 | GGT | -1 | 0.21589 | 47 | 47 |  |  |  |  | -0.21589 | -10.147 | 0.64829 | 0.66208 |  |  |  |  | 242 | 0.013798
48691 | GBY_73741085 | A | Houston | YES | -0.006492 | 37.6 | 20 | 47 | 0 | 1.0362 | GGT | -1 | 0.21589 | 47 | 47 |  |  |  |  | -0.21589 | -10.147 | 0.64939 | 0.66316 |  |  |  |  | 243 | 0.013798
48692 | GBY_81821075 | D | Houston | YES | -0.006492 | 44 | 20 | 55 | 0 | 1.0362 | GGT | -1 | 0.21589 | 55 | 55 |  |  |  |  | -0.21589 | -11.8741 | 0.65068 | 0.66443 |  |  |  |  | 244 | 0.013798
48692 | GBY_81821075 | C | Houston | YES | -0.006492 | 37.6 | 20 | 47 | 0 | 1.0362 | GGT | -1 | 0.21589 | 47 | 47 |  |  |  |  | -0.21589 | -10.147 | 0.65178 | 0.66552 |  |  |  |  | 245 | 0.013784
48693 | GBY_83841065 | F | Houston | YES | -0.006492 | 43.2 | 20 | 54 | 0 | 1.0362 | GGT | -1 | 0.21589 | 54 | 54 |  |  |  |  | -0.21589 | -11.6582 | 0.65304 | 0.66677 |  |  |  |  | 246 | 0.01377
48693 | GBY_83841065 | E | Houston | YES | -0.006492 | 45.6 | 20 | 57 | 0 | 1.0362 | GGT | -1 | 0.21589 | 57 | 57 |  |  |  |  | -0.21589 | -12.3059 | 0.65438 | 0.66808 |  |  |  |  | 247 | 0.013753
48531 | BYU_GT1_8075 | 1 | Houston | YES | -0.006442 | 65 | 0 | 65 |  | 1.0362 | Cogen | -1 | 0.21584 | 0 | 0 |  |  |  |  | -0.21584 | 0 | 0.65438 | 0.66808 |  |  |  |  | 248 | 0.013739
48532 | BYU_GT2_8055 | 2 | Houston | YES | -0.006442 | 62 | 0 | 62 |  | 1.0362 | Cogen | -1 | 0.21584 | 0 | 0 |  |  |  |  | -0.21584 | 0 | 0.65438 | 0.66808 |  |  |  |  | 249 | 0.013723
48533 | BYU_GT3_8060 | 3 | Houston | YES | -0.006442 | 67 | 0 | 67 |  | 1.0362 | Cogen | -1 | 0.21584 | 0 | 0 |  |  |  |  | -0.21584 | 0 | 0.65438 | 0.66808 |  |  |  |  | 250 | 0.013706
48534 | BYU_GT4_8065 | 4 | Houston | YES | -0.006442 | 65 | 0 | 65 |  | 1.0362 | Cogen | -1 | 0.21584 | 0 | 0 |  |  |  |  | -0.21584 | 0 | 0.65438 | 0.66808 |  |  |  |  | 251 | 0.013706
48561 | CTL_GT2_8130 | 1 | Houston | YES | -0.006411 | 73.5 | 30.3 | 91.9 |  | 1.0362 | Cogen | -1 | 0.21581 | 0 | 0 |  |  |  |  | -0.21581 | 0 | 0.65438 | 0.66808 |  |  |  |  | 252 | 0.013706
48562 | CTL_GT3_8135 | 2 | Houston | YES | -0.006411 | 70.1 | 30.3 | 87.6 |  | 1.0362 | Cogen | -1 | 0.21581 | 0 | 0 |  |  |  |  | -0.21581 | 0 | 0.65438 | 0.66808 |  |  |  |  | 253 | 0.013706
48563 | CTL_GT4_8140 | 3 | Houston | YES | -0.006411 | 69.6 | 30.3 | 87 |  | 1.0362 | Cogen | -1 | 0.21581 | 0 | 0 |  |  |  |  | -0.21581 | 0 | 0.65438 | 0.66808 |  |  |  |  | 254 | 0.013706
48564 | CTL_GN1_8145 | 4 | Houston | YES | -0.006411 | 43.6 | 12.9 | 54.5 |  | 1.0362 | Cogen | -1 | 0.21581 | 0 | 0 |  |  |  |  | -0.21581 | 0 | 0.65438 | 0.66808 |  |  |  |  | 255 | 0.013706
48565 | CTL_GN2_8155 | 5 | Houston | YES | -0.006411 | 9.8 | 3.4 | 12.2 |  | 1.0362 | Cogen | -1 | 0.21581 | 0 | 0 |  |  |  |  | -0.21581 | 0 | 0.65438 | 0.66808 |  |  |  |  | 256 | 0.013706
48772 | PHR_GN2_2 | MB | Houston | YES | -0.006326 | 0 | 72 | 459 |  | 1.0362 | GSC | -1 | 0.21573 | 0 | 0 |  |  |  |  | -0.21573 | 0 | 0.65438 | 0.66808 |  |  |  |  | 257 | 0.013706
38580 | TNBP_CGN1_8 | 1 | Houston | YES | -0.006206 | 70.8 | 0 | 70.8 | 0 | 1.005 | Cogen | -1 | 0.21561 | 0 | 0 |  |  |  |  | -0.21561 | 0 | 0.65438 | 0.66808 |  |  |  |  | 258 | 0.013706
38590 | TNBP_CGN2_8 | 2 | Houston | YES | -0.006206 | 66.7 | 0 | 66.7 | 0 | 1.005 | Cogen | -1 | 0.21561 | 0 | 0 |  |  |  |  | -0.21561 | 0 | 0.65438 | 0.66808 |  |  |  |  | 259 | 0.013706
38600 | TNBP_CGN3_8 | 5 | Houston | YES | -0.006206 | 53 | 0 | 53 | 0 | 1.005 | Cogen | -1 | 0.21561 | 0 | 0 |  |  |  |  | -0.21561 | 0 | 0.65438 | 0.66808 |  |  |  |  | 260 | 0.013706
38611 | TNBPAMCG1_8 | 1 | Houston | YES | -0.006206 | 153.2 | 0 | 153.2 | 0 | 1.005 | Cogen | -1 | 0.21561 | 0 | 0 |  |  |  |  | -0.21561 | 0 | 0.65438 | 0.66808 |  |  |  |  | 261 | 0.013706
38612 | TNBPAMCG2_8 | 2 | Houston | YES | -0.006206 | 153.5 | 0 | 153.5 | 0 | 1.005 | Cogen | -1 | 0.21561 | 0 | 0 |  |  |  |  | -0.21561 | 0 | 0.65438 | 0.66808 |  |  |  |  | 262 | 0.013706
38613 | TNBPAMCG3_8 | 3 | Houston | YES | -0.006206 | 152.3 | 0 | 152.3 | 0 | 1.005 | Cogen | -1 | 0.21561 | 0 | 0 |  |  |  |  | -0.21561 | 0 | 0.65438 | 0.66808 |  |  |  |  | 263 | 0.013706
38614 | TNBPAMCG4_8 | 4 | Houston | YES | -0.006206 | 96 | 0 | 96 |  | 1.005 | Cogen | -1 | 0.21561 | 0 | 0 |  |  |  |  | -0.21561 | 0 | 0.65438 | 0.66808 |  |  |  |  | 264 | 0.013706
38615 | TNBPAMCG5_8 | 1 | Houston | YES | -0.006206 | 244 | 0 | 244 | 0 | 1.005 | Cogen | -1 | 0.21561 | 0 | 0 |  |  |  |  | -0.21561 | 0 | 0.65438 | 0.66808 |  |  |  |  | 265 | 0.013706
38690 | TNBP_CGN4_8 | 3 | Houston | YES | -0.006206 | 40 | 0 | 40 |  | 1.005 | Cogen | -1 | 0.21561 | 0 | 0 |  |  |  |  | -0.21561 | 0 | 0.65438 | 0.66808 |  |  |  |  | 266 | 0.013706
38711 | TNTXCTY1CG8 | 1 | Houston | YES | -0.006206 | 100.3 | 59 | 100.3 | 0 | 1 | Cogen | -1 | 0.21561 | 0 | 0 |  |  |  |  | -0.21561 | 0 | 0.65438 | 0.66808 |  |  |  |  | 267 | 0.013706
38712 | TNTXCTY2CG8 | 1 | Houston | YES | -0.006206 | 92.9 | 59 | 92.9 | 0 | 1 | Cogen | -1 | 0.21561 | 0 | 0 |  |  |  |  | -0.21561 | 0 | 0.65438 | 0.66808 |  |  |  |  | 268 | 0.013706
38713 | TNTXCTY3CG8 | 1 | Houston | YES | -0.006206 | 102.7 | 59 | 102.7 | 0 | 1 | Cogen | -1 | 0.21561 | 0 | 0 |  |  |  |  | -0.21561 | 0 | 0.65438 | 0.66808 |  |  |  |  | 269 | 0.013706
38714 | TNTXCTY4CG8 | 1 | Houston | YES | -0.006206 | 103 | 59 | 103 | 0 | 1 | Cogen | -1 | 0.21561 | 0 | 0 |  |  |  |  | -0.21561 | 0 | 0.65438 | 0.66808 |  |  |  |  | 270 | 0.013706
39470 | TNDOWCGNSG8 | 1 | Houston | YES | -0.006206 | 32 | 10 | 32 | 0 | 0.985 | Cogen | -1 | 0.21561 | 0 | 0 |  |  |  |  | -0.21561 | 0 | 0.65438 | 0.66808 |  |  |  |  | 271 | 0.013706
39480 | TNDOWCGNGG8 | 1 | Houston | YES | -0.006206 | 30 | 10 | 30 | 0 | 0.985 | Cogen | -1 | 0.21561 | 0 | 0 |  |  |  |  | -0.21561 | 0 | 0.65438 | 0.66808 |  |  |  |  | 272 | 0.013706
48921 | WAP_GN1_1 | 1 | Houston | YES | -0.005957 | 132.8 | 37 | 166 | 0 | 1.0362 | GST | -1 | 0.21536 | 166 | 166 |  |  |  |  | -0.21536 | -35.7495 | 0.65826 | 0.67191 |  |  |  |  | 273 | 0.013706
48922 | WAP_GN2_2 | 2 | Houston | YES | -0.005957 | 132.8 | 37 | 166 | 0 | 1.0362 | GST | -1 | 0.21536 | 166 | 166 |  |  |  |  | -0.21536 | -35.7495 | 0.66214 | 0.67573 |  |  |  |  | 274 | 0.013706
48923 | WAP_GN3_3 | 3 | Houston | YES | -0.005957 | 198.4 | 93 | 248 | 0 | 1.0362 | GST | -1 | 0.21536 | 248 | 248 |  |  |  |  | -0.21536 | -53.4089 | 0.66795 | 0.68145 |  |  |  |  | 275 | 0.013706
48924 | WAP_GN4_4 | 4 | Houston | YES | -0.005957 | 546 | 217 | 546 | 0 | 1.0362 | GSC | -1 | 0.21536 | 546 | 546 |  |  |  |  | -0.21536 | -117.5856 | 0.68072 | 0.69402 |  |  |  |  | 276 | 0.013647
48925 | WAP_GN5_5 | 5 | Houston | YES | -0.005957 | 618.2 | 278 | 654 | 0 | 0.985 | LIGCO | -1 | 0.21536 | 0 | 654 |  |  |  |  | -0.21536 | 0 | 0.68072 | 0.69402 |  |  |  |  | 277 | 0.013588
48929 | WAPGT21_GT1 | B1 | Houston | YES | -0.005957 | 0 | 0 | 13 |  | 1.05 | GGT | -1 | 0.21536 | 13 | 13 |  |  |  |  | -0.21536 | -2.7997 | 0.68102 | 0.69432 |  |  |  |  | 278 | 0.0135
48510 | AK_GT1__8040 | 1 | Houston | YES | -0.005906 | 33.4 | 8.1 | 34 |  | 1.029 | Cogen | -1 | 0.21531 | 0 | 0 |  |  |  |  | -0.21531 | 0 | 0.68102 | 0.69432 |  |  |  |  | 279 | 0.013305
48521 | BVE_GT1_GT1 | 1 | Houston | YES | -0.005873 | 167.7 | 0 | 167.7 |  | 1.035 | CC | -1 | 0.21527 | 167.7 | 167.7 |  |  |  |  | -0.21527 | -36.1015 | 0.68495 | 0.69819 |  |  |  |  | 280 | 0.013305
48522 | BVE_GT2_5035 | 2 | Houston | YES | -0.005873 | 166.4 | 0 | 166.4 |  | 1.035 | CC | -1 | 0.21527 | 166.4 | 166.4 |  |  |  |  | -0.21527 | -35.8216 | 0.68884 | 0.70202 |  |  |  |  | 281 | 0.0133
48523 | BVE_ST1_GN1 | 3 | Houston | YES | -0.005873 | 252.4 | 0 | 252.4 |  | 1.035 | CC | -1 | 0.21527 | 252.4 | 252.4 |  |  |  |  | -0.21527 | -54.3352 | 0.69474 | 0.70783 |  |  |  |  | 282 | 0.0133
48926 | WAP_GN6_6 | 6 | Houston | YES | -0.005869 | 651 | 280 | 651 |  | 1.035 | LIGCO | -1 | 0.21527 | 0 | 651 |  |  |  |  | -0.21527 | 0 | 0.69474 | 0.70783 |  |  |  |  | 283 | 0.013239
48927 | WAP_GN7_7 | 7 | Houston | YES | -0.005869 | 564 | 277 | 564 |  | 1.035 | LIGCO | -1 | 0.21527 | 0 | 564 |  |  |  |  | -0.21527 | 0 | 0.69474 | 0.70783 |  |  |  |  | 284 | 0.013178
48928 | WAP_GN8_8 | 8 | Houston | YES | -0.005869 | 603 | 275 | 603 |  | 1.035 | LIGCO | -1 | 0.21527 | 0 | 603 |  |  |  |  | -0.21527 | 0 | 0.69474 | 0.70783 |  |  |  |  | 285 | 0.013086
48730 | MNS_GT | 1 | Houston | YES | -0.005839 | 43 | 0 | 46.1 |  | 1.029 | Cogen | -1 | 0.21524 | 0 | 0 |  |  |  |  | -0.21524 | 0 | 0.69474 | 0.70783 |  |  |  |  | 286 | 0.013086
39760 | TNSCLP1___8 | 1 | Houston | YES | -0.005388 | 93.4 | 20 | 116.8 | 0 | 1.04 | Cogen | -1 | 0.21479 | 0 | 0 |  |  |  |  | -0.21479 | 0 | 0.69474 | 0.70783 |  |  |  |  | 287 | 0.013086
39770 | TNSCLP2___8 | 1 | Houston | YES | -0.005388 | 91.6 | 20 | 114.5 | 0 | 1.04 | Cogen | -1 | 0.21479 | 0 | 0 |  |  |  |  | -0.21479 | 0 | 0.69474 | 0.70783 |  |  |  |  | 288 | 0.013086
39775 | TNSCLP4___8 | 1 | Houston | YES | -0.005388 | 95.2 | 20 | 119 | 0 | 1.04 | Cogen | -1 | 0.21479 | 0 | 0 |  |  |  |  | -0.21479 | 0 | 0.69474 | 0.70783 |  |  |  |  | 289 | 0.013086
39790 | TNSCLP3___8 | 1 | Houston | YES | -0.005388 | 87.6 | 20 | 109.5 | 0 | 1.027 | Cogen | -1 | 0.21479 | 0 | 0 |  |  |  |  | -0.21479 | 0 | 0.69474 | 0.70783 |  |  |  |  | 290 | 0.013086
48520 | BSF_GT1_8070 | 1 | Houston | YES | -0.005251 | 72 | 0 | 72 | 0 | 1.0326 | Cogen | -1 | 0.21465 | 0 | 0 |  |  |  |  | -0.21465 | 0 | 0.69474 | 0.70783 |  |  |  |  | 291 | 0.013086
48520 | BSF_GT1_8070 | 2 | Houston | YES | -0.005251 | 10 | 0 | 10 | 0 | 1.0326 | Cogen | -1 | 0.21465 | 0 | 0 |  |  |  |  | -0.21465 | 0 | 0.69474 | 0.70783 |  |  |  |  | 292 | 0.013086
49851 | DOW17000 | 37 | Houston | YES | -0.005088 | 39 | 0 | 62 | 0 | 1 | Cogen | -1 | 0.21449 | 0 | 0 |  |  |  |  | -0.21449 | 0 | 0.69474 | 0.70783 |  |  |  |  | 293 | 0.013086
49858 | DOW38100 | 31 | Houston | YES | -0.005088 | 45 | 0 | 71.4 |  | 1 | Cogen | -1 | 0.21449 | 0 | 0 |  |  |  |  | -0.21449 | 0 | 0.69474 | 0.70783 |  |  |  |  | 294 | 0.013086
49859 | DOW38200 | 33 | Houston | YES | -0.005088 | 28 | 0 | 45 | 0 | 1 | Cogen | -1 | 0.21449 | 0 | 0 |  |  |  |  | -0.21449 | 0 | 0.69474 | 0.70783 |  |  |  |  | 295 | 0.013086
49860 | DOW38300 | 32 | Houston | YES | -0.005088 | 63 | 0 | 101 |  | 1 | Cogen | -1 | 0.21449 | 0 | 0 |  |  |  |  | -0.21449 | 0 | 0.69474 | 0.70783 |  |  |  |  | 296 | 0.013086
49862 | DOW39100 | 36 | Houston | YES | -0.005088 | 54 | 0 | 86 | 0 | 1 | Cogen | -1 | 0.21449 | 0 | 0 |  |  |  |  | -0.21449 | 0 | 0.69474 | 0.70783 |  |  |  |  | 297 | 0.013086
49863 | DOW39200 | 35 | Houston | YES | -0.005088 | 55 | 0 | 88 | 0 | 1 | Cogen | -1 | 0.21449 | 0 | 0 |  |  |  |  | -0.21449 | 0 | 0.69474 | 0.70783 |  |  |  |  | 298 | 0.013086
49865 | DOW41000 | 41 | Houston | YES | -0.005088 | 31 | 0 | 50 |  | 1 | Cogen | -1 | 0.21449 | 0 | 0 |  |  |  |  | -0.21449 | 0 | 0.69474 | 0.70783 |  |  |  |  | 299 | 0.013086
49866 | DOW42000 | 42 | Houston | YES | -0.005088 | 11 | 0 | 18 |  | 1 | Cogen | -1 | 0.21449 | 0 | 0 |  |  |  |  | -0.21449 | 0 | 0.69474 | 0.70783 |  |  |  |  | 300 | 0.013086
49869 | DOW49000 | 45 | Houston | YES | -0.005088 | 59 | 0 | 94 |  | 1 | Cogen | -1 | 0.21449 | 0 | 0 |  |  |  |  | -0.21449 | 0 | 0.69474 | 0.70783 |  |  |  |  | 301 | 0.013086
49870 | DOW61000 | 61 | Houston | YES | -0.005088 | 44 | 0 | 70 | 0 | 1 | Cogen | -1 | 0.21449 | 0 | 0 |  |  |  |  | -0.21449 | 0 | 0.69474 | 0.70783 |  |  |  |  | 302 | 0.013086
49871 | DOW62000 | 62 | Houston | YES | -0.005088 | 40 | 0 | 63 | 0 | 1 | Cogen | -1 | 0.21449 | 0 | 0 |  |  |  |  | -0.21449 | 0 | 0.69474 | 0.70783 |  |  |  |  | 303 | 0.013086
49872 | DOW63000 | 63 | Houston | YES | -0.005088 | 45 | 0 | 72 | 0 | 1 | Cogen | -1 | 0.21449 | 0 | 0 |  |  |  |  | -0.21449 | 0 | 0.69474 | 0.70783 |  |  |  |  | 304 | 0.013086
49873 | DOW64000 | 64 | Houston | YES | -0.005088 | 41 | 0 | 64.8 | 0 | 1 | Cogen | -1 | 0.21449 | 0 | 0 |  |  |  |  | -0.21449 | 0 | 0.69474 | 0.70783 |  |  |  |  | 305 | 0.013086
49876 | DOW65000 | 65 | Houston | YES | -0.005088 | 63 | 0 | 101 | 0 | 1 | Cogen | -1 | 0.21449 | 0 | 0 |  |  |  |  | -0.21449 | 0 | 0.69474 | 0.70783 |  |  |  |  | 306 | 0.013086
49877 | DOW66000 | 66 | Houston | YES | -0.005088 | 61 | 0 | 97 | 0 | 1 | Cogen | -1 | 0.21449 | 0 | 0 |  |  |  |  | -0.21449 | 0 | 0.69474 | 0.70783 |  |  |  |  | 307 | 0.013086
49878 | DOW67000 | 67 | Houston | YES | -0.005088 | 65 | 0 | 103 | 0 | 1 | Cogen | -1 | 0.21449 | 0 | 0 |  |  |  |  | -0.21449 | 0 | 0.69474 | 0.70783 |  |  |  |  | 308 | 0.013086
49882 | DOW81000 | 81 | Houston | YES | -0.005088 | 47 | 0 | 76 | 0 | 1 | Cogen | -1 | 0.21449 | 0 | 0 |  |  |  |  | -0.21449 | 0 | 0.69474 | 0.70783 |  |  |  |  | 309 | 0.013086
49884 | DOW82000 | 82 | Houston | YES | -0.005088 | 51 | 0 | 80 | 0 | 1 | Cogen | -1 | 0.21449 | 0 | 0 |  |  |  |  | -0.21449 | 0 | 0.69474 | 0.70783 |  |  |  |  | 310 | 0.013086
49885 | DOW83000 | 83 | Houston | YES | -0.005088 | 51 | 0 | 80 | 0 | 1 | Cogen | -1 | 0.21449 | 0 | 0 |  |  |  |  | -0.21449 | 0 | 0.69474 | 0.70783 |  |  |  |  | 311 | 0.013086
49886 | DOW84000 | 84 | Houston | YES | -0.005088 | 107 | 0 | 171 | 0 | 0.98 | Cogen | -1 | 0.21449 | 0 | 0 |  |  |  |  | -0.21449 | 0 | 0.69474 | 0.70783 |  |  |  |  | 312 | 0.013086
13432 | SANDOW_5G | 5 | South | YES | -0.004951 | 581 | 225 | 581 |  | 1.029 | LIGCO | -1 | 0.21435 | 0 | 581 |  |  |  |  | -0.21435 | 0 | 0.69474 | 0.70783 |  |  |  |  | 313 | 0.013086
48911 | TGF_GT1_8000 | 1 | Houston | YES | -0.004413 | 69.2 | 0 | 69.2 |  | 1.029 | Cogen | -1 | 0.21381 | 0 | 0 |  |  |  |  | -0.21381 | 0 | 0.69474 | 0.70783 |  |  |  |  | 314 | 0.013086
48731 | CBE_GT1 | 1 | Houston | YES | -0.004302 | 76 | 0 | 76 | 0 | 1.029 | CC | -1 | 0.2137 | 76 | 76 |  |  |  |  | -0.2137 | -16.2415 | 0.69652 | 0.70957 |  |  |  |  | 315 | 0.013086
48732 | CBE_GT2 | 1 | Houston | YES | -0.004302 | 76 | 0 | 76 | 0 | 1.029 | CC | -1 | 0.2137 | 76 | 76 |  |  |  |  | -0.2137 | -16.2415 | 0.6983 | 0.7113 |  |  |  |  | 316 | 0.013086
48733 | CBE_ST12 | 1 | Houston | YES | -0.004302 | 105 | 0 | 105 | 0 | 1.029 | CC | -1 | 0.2137 | 105 | 105 |  |  |  |  | -0.2137 | -22.4388 | 0.70076 | 0.71371 |  |  |  |  | 317 | 0.013086
48734 | CBE_GT3 | 1 | Houston | YES | -0.004302 | 76 | 0 | 76 | 0 | 1.029 | CC | -1 | 0.2137 | 76 | 76 |  |  |  |  | -0.2137 | -16.2415 | 0.70253 | 0.71544 |  |  |  |  | 318 | 0.013046
48735 | CBE_GT4 | 1 | Houston | YES | -0.004302 | 76 | 0 | 76 | 0 | 1.029 | CC | -1 | 0.2137 | 76 | 76 |  |  |  |  | -0.2137 | -16.2415 | 0.70431 | 0.71718 |  |  |  |  | 319 | 0.013005
48736 | CBE_ST34 | 1 | Houston | YES | -0.004302 | 105 | 0 | 105 | 0 | 1.029 | CC | -1 | 0.2137 | 105 | 105 |  |  |  |  | -0.2137 | -22.4388 | 0.70677 | 0.71958 |  |  |  |  | 320 | 0.012949
5911 | STP_GN1___1 | 1 | Houston | YES | -0.004194 | 1333 | 1249 | 1333 | 0 | 1.0406 | Nuc | -1 | 0.2136 | 0 | 0 |  |  |  |  | -0.2136 | 0 | 0.70677 | 0.71958 |  |  |  |  | 321 | 0.012909
5912 | STP_GN2___2 | 2 | Houston | YES | -0.004194 | 1332 | 1249 | 1332 | 0 | 1.0406 | Nuc | -1 | 0.2136 | 0 | 0 |  |  |  |  | -0.2136 | 0 | 0.70677 | 0.71958 |  |  |  |  | 322 | 0.012868
3432 | SANDOW_4G | 4 | South | YES | -0.00384 | 580 | 225 | 580 |  | 1.029 | LIGCO | -1 | 0.21324 | 0 | 580 |  |  |  |  | -0.21324 | 0 | 0.70677 | 0.71958 |  |  |  |  | 323 | 0.012812
7010 | L_FPPYD11_1Y | 1 | South | YES | -0.002574 | 547.4 | 200 | 606 | 0 | 1.02 | LIGCO | -1 | 0.21198 | 0 | 606 |  |  |  |  | -0.21198 | 0 | 0.70677 | 0.71958 |  |  |  |  | 324 | 0.012812
7011 | L_FPPYD11_2Y | 2 | South | YES | -0.002574 | 552.2 | 200 | 598 | 0 | 1.02 | LIGCO | -1 | 0.21198 | 0 | 598 |  |  |  |  | -0.21198 | 0 | 0.70677 | 0.71958 |  |  |  |  | 325 | 0.012812
7012 | L_FPPYD21_3Y | 3 | South | YES | -0.002573 | 427.5 | 200 | 436 | 0 | 1.02 | LIGCO | -1 | 0.21197 | 0 | 436 |  |  |  |  | -0.21197 | 0 | 0.70677 | 0.71958 |  |  |  |  | 326 | 0.012812
7007 | L_LOSTPI1_1Y | 1 | South | YES | -0.002534 | 158.6 | 110 | 158 | 0 | 1 | CC | -1 | 0.21194 | 158 | 158 |  |  |  |  | -0.21194 | -33.4858 | 0.71046 | 0.72316 |  |  |  |  | 327 | 0.012812
7008 | L_LOSTPI1_2Y | 2 | South | YES | -0.002534 | 157.7 | 107 | 160 | 0 | 1 | CC | -1 | 0.21194 | 160 | 160 |  |  |  |  | -0.21194 | -33.9097 | 0.71421 | 0.72679 |  |  |  |  | 328 | 0.012812
7009 | L_LOSTPI1_3Y | 3 | South | YES | -0.002534 | 173.9 | 72 | 175 | 0 | 1 | CC | -1 | 0.21194 | 175 | 175 |  |  |  |  | -0.21194 | -37.0887 | 0.7183 | 0.73076 |  |  |  |  | 329 | 0.012812
7303 | L_WPPGS12_1Y | 1 | South | YES | -0.002197 | 50 | 0 | 50 | 0 | 1.025 | GGT | -1 | 0.2116 | 50 | 50 |  |  |  |  | -0.2116 | -10.5799 | 0.71947 | 0.73189 |  |  |  |  | 330 | 0.012698
7303 | L_WPPGS12_1Y | 2 | South | YES | -0.002197 | 50 | 0 | 50 | 0 | 1.025 | GGT | -1 | 0.2116 | 50 | 50 |  |  |  |  | -0.2116 | -10.5799 | 0.72064 | 0.73302 |  |  |  |  | 331 | 0.012583
7305 | L_WPPGS34_1Y | 3 | South | YES | -0.002197 | 50 | 0 | 50 | 0 | 1.025 | GGT | -1 | 0.2116 | 50 | 50 |  |  |  |  | -0.2116 | -10.5799 | 0.72181 | 0.73415 |  |  |  |  | 332 | 0.012456
7305 | L_WPPGS34_1Y | 4 | South | YES | -0.002197 | 50 | 0 | 50 | 0 | 1.025 | GGT | -1 | 0.2116 | 50 | 50 |  |  |  |  | -0.2116 | -10.5799 | 0.72298 | 0.73528 |  |  |  |  | 333 | 0.012418
7807 | L_BASTEN1_1Y | 1 | South | YES | -0.002131 | 152.5 | 83.5 | 152.5 | 0 | 1.004 | CC | -1 | 0.21153 | 152.5 | 152.5 |  |  |  |  | -0.21153 | -32.2587 | 0.72655 | 0.73874 |  |  |  |  | 334 | 0.01238
7808 | L_BASTEN1_2Y | 1 | South | YES | -0.002131 | 149.5 | 83.5 | 149.5 | 0 | 1.004 | CC | -1 | 0.21153 | 149.5 | 149.5 |  |  |  |  | -0.21153 | -31.6241 | 0.73005 | 0.74212 |  |  |  |  | 335 | 0.012342
7809 | L_BASTEN1_3Y | 1 | South | YES | -0.002131 | 232.6 | 42 | 232.6 | 0 | 1.004 | CC | -1 | 0.21153 | 232.6 | 232.6 |  |  |  |  | -0.21153 | -49.2024 | 0.73549 | 0.74738 |  |  |  |  | 336 | 0.012304
7004 | L_SIMGID1_1Y | 1 | South | YES | -0.001728 | 132 | 40 | 132 | 0 | 1.02 | GST | -1 | 0.21113 | 132 | 132 |  |  |  |  | -0.21113 | -27.8691 | 0.73857 | 0.75036 |  |  |  |  | 337 | 0.012188
7005 | L_SIMGID1_2Y | 2 | South | YES | -0.001728 | 133 | 32 | 139 | 0 | 1.02 | GST | -1 | 0.21113 | 139 | 139 |  |  |  |  | -0.21113 | -29.347 | 0.74183 | 0.7535 |  |  |  |  | 338 | 0.012073
7006 | L_SIMGID1_3Y | 3 | South | YES | -0.001728 | 324.9 | 60 | 329 | 0 | 1.02 | GST | -1 | 0.21113 | 329 | 329 |  |  |  |  | -0.21113 | -69.4615 | 0.74952 | 0.76093 |  |  |  |  | 339 | 0.011895
8134 | FOR #1 | 1 | South | YES | -0.001528 | 54.1 | 45 | 79 | 0 | 1 | Cogen | -1 | 0.21093 | 0 | 0 |  |  |  |  | -0.21093 | 0 | 0.74952 | 0.76093 |  |  |  |  | 340 | 0.011789
8138 | FOR #2 | 2 | South | YES | -0.001528 | 63.1 | 45 | 81 | 0 | 1 | Cogen | -1 | 0.21093 | 0 | 0 |  |  |  |  | -0.21093 | 0 | 0.74952 | 0.76093 |  |  |  |  | 341 | 0.011676
8153 | FOR #3 | 3 | South | YES | -0.001528 | 63.1 | 45 | 79.9 | 0 | 1 | Cogen | -1 | 0.21093 | 0 | 0 |  |  |  |  | -0.21093 | 0 | 0.74952 | 0.76093 |  |  |  |  | 342 | 0.01141
8154 | FOR #4 | 4 | South | YES | -0.001528 | 63.1 | 60 | 80 | 0 | 1 | Cogen | -1 | 0.21093 | 0 | 0 |  |  |  |  | -0.21093 | 0 | 0.74952 | 0.76093 |  |  |  |  | 343 | 0.01141
8155 | FOR #5 | 5 | South | YES | -0.001528 | 63.1 | 60 | 78.4 | 0 | 1 | Cogen | -1 | 0.21093 | 0 | 0 |  |  |  |  | -0.21093 | 0 | 0.74952 | 0.76093 |  |  |  |  | 344 | 0.01141
8156 | FOR #6 | 6 | South | YES | -0.001528 | 24.9 | 5 | 25 | 0 | 1 | Cogen | -1 | 0.21093 | 0 | 0 |  |  |  |  | -0.21093 | 0 | 0.74952 | 0.76093 |  |  |  |  | 345 | 0.01141
8157 | FOR #7 | 7 | South | YES | -0.001528 | 28.8 | 5 | 46 | 0 | 1 | Cogen | -1 | 0.21093 | 0 | 0 |  |  |  |  | -0.21093 | 0 | 0.74952 | 0.76093 |  |  |  |  | 346 | 0.01141
80051 | FOR #8 | 8 | South | YES | -0.001528 | 28 | 28 | 28 |  | 1 | Cogen | -1 | 0.21093 | 0 | 0 |  |  |  |  | -0.21093 | 0 | 0.74952 | 0.76093 |  |  |  |  | 347 | 0.01141
80052 | FOR #9 | 9 | South | YES | -0.001528 | 29.7 | 5 | 43.6 | 0 | 1 | Cogen | -1 | 0.21093 | 0 | 0 |  |  |  |  | -0.21093 | 0 | 0.74952 | 0.76093 |  |  |  |  | 348 | 0.01141
80053 | FOR #10 | 10 | South | YES | -0.001528 | 68.4 | 45 | 75 | 0 | 1 | Cogen | -1 | 0.21093 | 0 | 0 |  |  |  |  | -0.21093 | 0 | 0.74952 | 0.76093 |  |  |  |  | 349 | 0.01141
80226 | ALCOA G | 1 | South | YES | -0.001448 | 32.3 | 5 | 48 | 0 | 1.015 | Cogen | -1 | 0.21085 | 0 | 0 |  |  |  |  | -0.21085 | 0 | 0.74952 | 0.76093 |  |  |  |  | 350 | 0.01141
9002 | DECKR_G3 | 3 | South | YES | -0.001311 | 0 | 24 | 42 |  | 1.015 | GGT | -1 | 0.21071 | 42 | 42 |  |  |  |  | -0.21071 | -8.8499 | 0.75051 | 0.76188 |  |  |  |  | 351 | 0.01141
9003 | DECKR_G4 | 4 | South | YES | -0.001311 | 44 | 24 | 44 | 0 | 1.015 | GGT | -1 | 0.21071 | 44 | 44 |  |  |  |  | -0.21071 | -9.2713 | 0.75154 | 0.76287 |  |  |  |  | 352 | 0.01141
9004 | DECKR_G5 | 5 | South | YES | -0.001311 | 44 | 24 | 44 | 0 | 1.015 | GGT | -1 | 0.21071 | 44 | 44 |  |  |  |  | -0.21071 | -9.2713 | 0.75256 | 0.76386 |  |  |  |  | 353 | 0.01141
9005 | DECKR_G6 | 6 | South | YES | -0.001311 | 44 | 24 | 47 | 0 | 1.015 | GGT | -1 | 0.21071 | 47 | 47 |  |  |  |  | -0.21071 | -9.9035 | 0.75366 | 0.76492 |  |  |  |  | 354 | 0.011374
9000 | DECKR_G1 | 1 | South | YES | -0.001152 | 280 | 50 | 321 | 0 | 1.015 | GST | -1 | 0.21055 | 321 | 321 |  |  |  |  | -0.21055 | -67.5876 | 0.76117 | 0.77215 |  |  |  |  | 355 | 0.011337
9001 | DECKR_G2 | 2 | South | YES | -0.001152 | 400 | 50 | 426 | 0 | 1.015 | GST | -1 | 0.21055 | 426 | 426 |  |  |  |  | -0.21055 | -89.6957 | 0.77114 | 0.78175 |  |  |  |  | 356 | 0.011299
9016 | SANDH_G1 | 1 | South | YES | -0.001152 | 45 | 2 | 49 | 0 | 1.0175 | GGT | -1 | 0.21055 | 49 | 49 |  |  |  |  | -0.21055 | -10.3171 | 0.77229 | 0.78285 |  |  |  |  | 357 | 0.011259
9017 | SANDH_G2 | 2 | South | YES | -0.001152 | 45 | 2 | 46 | 0 | 1.0175 | GGT | -1 | 0.21055 | 46 | 46 |  |  |  |  | -0.21055 | -9.6855 | 0.77336 | 0.78389 |  |  |  |  | 358 | 0.01098
9018 | SANDH_G3 | 3 | South | YES | -0.001152 | 45 | 2 | 46 | 0 | 1.0175 | GGT | -1 | 0.21055 | 46 | 46 |  |  |  |  | -0.21055 | -9.6855 | 0.77444 | 0.78492 |  |  |  |  | 359 | 0.010609
9019 | SANDH_G4 | 4 | South | YES | -0.001152 | 0 | 2 | 47 |  | 1.0175 | GGT | -1 | 0.21055 | 47 | 47 |  |  |  |  | -0.21055 | -9.896 | 0.77554 | 0.78598 |  |  |  |  | 360 | 0.010567
9020 | SANDHG5A | 5A | South | YES | -0.001152 | 150 | 84 | 155 | 0 | 1.0175 | CC | -1 | 0.21055 | 155 | 155 |  |  |  |  | -0.21055 | -32.6358 | 0.77916 | 0.78947 |  |  |  |  | 361 | 0.010526
9021 | SANDHG5C | 5C | South | YES | -0.001152 | 140 | 0 | 148 | 0 | 1.0175 | CC | -1 | 0.21055 | 148 | 148 |  |  |  |  | -0.21055 | -31.1619 | 0.78263 | 0.79281 |  |  |  |  | 362 | 0.010486
8147 | UCAR #2 | 10 | South | YES | -0.00115 | 18.2 | 0 | 28 |  | 1 | Cogen | -1 | 0.21055 | 0 | 0 |  |  |  |  | -0.21055 | 0 | 0.78263 | 0.79281 |  |  |  |  | 363 | 0.010446
8148 | UCAR #1 | 2 | South | YES | -0.00115 | 6.1 | 0 | 7 | 0 | 1.009 | Cogen | -1 | 0.21055 | 0 | 0 |  |  |  |  | -0.21055 | 0 | 0.78263 | 0.79281 |  |  |  |  | 364 | 0.010311
80137 | CSDR89 | 9 | South | YES | -0.00115 | 15 | 0 | 15 | 0 | 1.003 | DCTie | -1 | 0.21055 | 0 | 0 |  |  |  |  | -0.21055 | 0 | 0.78263 | 0.79281 |  |  |  |  | 365 | 0.010182
80137 | CSDR89 | 8 | South | YES | -0.00115 | 33.9 | 0 | 39 | 0 | 1.003 | DCTie | -1 | 0.21055 | 0 | 0 |  |  |  |  | -0.21055 | 0 | 0.78263 | 0.79281 |  |  |  |  | 366 | 0.010182
80138 | CSDR7 | 7 | South | YES | -0.00115 | 6.1 | 0 | 7 | 0 | 1.014 | DCTie | -1 | 0.21055 | 0 | 0 |  |  |  |  | -0.21055 | 0 | 0.78263 | 0.79281 |  |  |  |  | 367 | 0.010182
80139 | CSDR56 | 6 | South | YES | -0.00115 | 0 | 0 | 39 |  | 1.0033 | DCTie | -1 | 0.21055 | 0 | 0 |  |  |  |  | -0.21055 | 0 | 0.78263 | 0.79281 |  |  |  |  | 368 | 0.010182
80139 | CSDR56 | 5 | South | YES | -0.00115 | 15 | 0 | 15 |  | 1.0033 | DCTie | -1 | 0.21055 | 0 | 0 |  |  |  |  | -0.21055 | 0 | 0.78263 | 0.79281 |  |  |  |  | 369 | 0.010182
80140 | CSDR11 | 11 | South | YES | -0.00115 | 33.9 | 0 | 39 | 0 | 1.03 | DCTie | -1 | 0.21055 | 0 | 0 |  |  |  |  | -0.21055 | 0 | 0.78263 | 0.79281 |  |  |  |  | 370 | 0.010182
80227 | AIRCO G | 1 | South | YES | -0.001087 | 7.2 | 0 | 8 | 0 | 1.0104 | Cogen | -1 | 0.21049 | 0 | 0 |  |  |  |  | -0.21049 | 0 | 0.78263 | 0.79281 |  |  |  |  | 371 | 0.010182
80224 | VISTRONG1 | 1 | South | YES | -0.00107 | 13.1 | 0 | 15 | 0 | 1.01 | Cogen | -1 | 0.21047 | 0 | 0 |  |  |  |  | -0.21047 | 0 | 0.78263 | 0.79281 |  |  |  |  | 372 | 0.010182
80225 | VISTRONG2 | 2 | South | YES | -0.00107 | 20.2 | 0 | 23 | 0 | 1.01 | Cogen | -1 | 0.21047 | 0 | 0 |  |  |  |  | -0.21047 | 0 | 0.78263 | 0.79281 |  |  |  |  | 373 | 0.010182
8066 | DUP1V#1 | 1 | South | YES | -0.000974 | 52.3 | 0 | 73 | 0 | 1.01 | Cogen | -1 | 0.21038 | 0 | 0 |  |  |  |  | -0.21038 | 0 | 0.78263 | 0.79281 |  |  |  |  | 374 | 0.010182
7020 | L_AUSTPL1_1Y | 1 | South | YES | -0.000919 | 0 | 0 | 8 |  | 1 | Hydro | -1 | 0.21032 | 0 | 0 |  |  |  |  | -0.21032 | 0 | 0.78263 | 0.79281 |  |  |  |  | 375 | 0.010182
7020 | L_AUSTPL1_1Y | 2 | South | YES | -0.000919 | 0 | 0 | 8 |  | 1 | Hydro | -1 | 0.21032 | 0 | 0 |  |  |  |  | -0.21032 | 0 | 0.78263 | 0.79281 |  |  |  |  | 376 | 0.010182
8173 | VICEC51A | 5 | South | YES | -0.000897 | 144 | 18 | 144 | 0 | 1.025 | CC | -1 | 0.2103 | 144 | 144 |  |  |  |  | -0.2103 | -30.283 | 0.78599 | 0.79605 |  |  |  |  | 377 | 0.010182
8174 | VICEC61A | 6 | South | YES | -0.000897 | 188 | 42 | 188 | 0 | 1.025 | CC | -1 | 0.2103 | 188 | 188 |  |  |  |  | -0.2103 | -39.5361 | 0.79039 | 0.80028 |  |  |  |  | 378 | 0.010182
5508 | RAYBURNCC9 | 1 | South | YES | -0.000869 | 47.7 | 18.2 | 47.7 | 0 | 1.0296 | CC | -1 | 0.21027 | 47.7 | 47.7 |  |  |  |  | -0.21027 | -10.0299 | 0.79151 | 0.80135 |  |  |  |  | 379 | 0.010182
5509 | RAYBURNCC10 | 1 | South | YES | -0.000869 | 37.3 | 5.2 | 37.3 | 0 | 1.0296 | CC | -1 | 0.21027 | 37.3 | 37.3 |  |  |  |  | -0.21027 | -7.8431 | 0.79238 | 0.80219 |  |  |  |  | 380 | 0.010053
5511 | RAYBURNCC7 | 1 | South | YES | -0.000869 | 47.5 | 18.2 | 47.5 | 0 | 1.0296 | CC | -1 | 0.21027 | 47.5 | 47.5 |  |  |  |  | -0.21027 | -9.9878 | 0.79349 | 0.80326 |  |  |  |  | 381 | 0.009884
5512 | RAYBURNCC8 | 1 | South | YES | -0.000869 | 49.3 | 18.2 | 49.3 | 0 | 1.0296 | CC | -1 | 0.21027 | 49.3 | 49.3 |  |  |  |  | -0.21027 | -10.3663 | 0.79465 | 0.80437 |  |  |  |  | 382 | 0.009841
5503 | RAYBURNGEN3 | 1 | South | YES | -0.00072 | 17.6 | 6 | 22 | 0 | 1.0224 | GST | -1 | 0.21012 | 22 | 22 |  |  |  |  | -0.21012 | -4.6227 | 0.79516 | 0.80486 |  |  |  |  | 383 | 0.0098074
5505 | RAYBURNGEN1 | 1 | South | YES | -0.00072 | 0 | 1 | 11 |  | 1.0223 | GGT | -1 | 0.21012 | 11 | 11 |  |  |  |  | -0.21012 | -2.3113 | 0.79542 | 0.80511 |  |  |  |  | 384 | 0.0097647
5506 | RAYBURNGEN2 | 1 | South | YES | -0.00072 | 0 | 1 | 11 |  | 1.0223 | GGT | -1 | 0.21012 | 11 | 11 |  |  |  |  | -0.21012 | -2.3113 | 0.79568 | 0.80536 |  |  |  |  | 385 | 0.0097203
8189 | CUECPL2A | 1 | South | YES | -0.000608 | 12 | 0 | 12 | 0 | 1.02 | Cogen | -1 | 0.21001 | 0 | 0 |  |  |  |  | -0.21001 | 0 | 0.79568 | 0.80536 |  |  |  |  | 386 | 0.0097001
7014 | L_HAYSEN1_1Y | 1 | South | YES | -0.000597 | 223.9 | 74 | 223.9 | 0 | 1.008 | CC | -1 | 0.21 | 223.9 | 223.9 |  |  |  |  | -0.21 | -47.0186 | 0.80091 | 0.81039 |  |  |  |  | 387 | 0.00969
7015 | L_HAYSEN1_2Y | 2 | South | YES | -0.000597 | 225 | 74 | 225 | 0 | 1.008 | CC | -1 | 0.21 | 225 | 225 |  |  |  |  | -0.21 | -47.2496 | 0.80618 | 0.81544 |  |  |  |  | 388 | 0.0096799
7016 | L_HAYSEN1_3Y | 3 | South | YES | -0.000597 | 224.6 | 74 | 224.6 | 0 | 1.008 | CC | -1 | 0.21 | 224.6 | 224.6 |  |  |  |  | -0.21 | -47.1656 | 0.81143 | 0.82049 |  |  |  |  | 389 | 0.0096799
7017 | L_HAYSEN1_4Y | 4 | South | YES | -0.000597 | 226.7 | 74 | 226.7 | 0 | 1.008 | CC | -1 | 0.21 | 226.7 | 226.7 |  |  |  |  | -0.21 | -47.6066 | 0.81673 | 0.82558 |  |  |  |  | 390 | 0.0094718
7624 | L_LAKEWO9_1Y | 1 | South | YES | -0.000552 | 0 | 0 | 2.4 |  | 1 | Hydro | -1 | 0.20995 | 0 | 0 |  |  |  |  | -0.20995 | 0 | 0.81673 | 0.82558
7624 | L_LAKEWO9_1Y | 2 | South | YES | -0.000552 | 0 | 0 | 2.4 |  | 1 | Hydro | -1 | 0.20995 | 0 | 0 |  |  |  |  | -0.20995 | 0 | 0.81673 | 0.82558
7810 | L_RIONOG1G1Y | 1 | South | YES | -0.000432 | 148 | 0 | 148 | 0 | 1.02 | CC | -1 | 0.20983 | 148 | 148 |  |  |  |  | -0.20983 | -31.0553 | 0.8202 | 0.8289
7811 | L_RIONOG1G2Y | 2 | South | YES | -0.000432 | 148 | 0 | 148 | 0 | 1.02 | CC | -1 | 0.20983 | 148 | 148 |  |  |  |  | -0.20983 | -31.0553 | 0.82366 | 0.83222
7812 | L_RIONOG1G3Y | 3 | South | YES | -0.000432 | 154 | 0 | 154 | 0 | 1.02 | CC | -1 | 0.20983 | 154 | 154 |  |  |  |  | -0.20983 | -32.3143 | 0.82726 | 0.83568
7813 | L_RIONOG1S1Y | 4 | South | YES | -0.000432 | 293 | 0 | 293 | 0 | 1.02 | CC | -1 | 0.20983 | 293 | 293 |  |  |  |  | -0.20983 | -61.4812 | 0.83412 | 0.84226
7605 | L_MCQUEE9_1Y | 1 | South | YES | -0.000304 | 0 | 0 | 2.4 |  | 1.025 | Hydro | -1 | 0.20971 | 0 | 0 |  |  |  |  | -0.20971 | 0 | 0.83412 | 0.84226
7605 | L_MCQUEE9_1Y | 2 | South | YES | -0.000304 | 0 | 0 | 2.4 |  | 1.025 | Hydro | -1 | 0.20971 | 0 | 0 |  |  |  |  | -0.20971 | 0 | 0.83412 | 0.84226
7605 | L_MCQUEE9_1Y | 3 | South | YES | -0.000304 | 0 | 0 | 2.8 |  | 1.025 | Hydro | -1 | 0.20971 | 0 | 0 |  |  |  |  | -0.20971 | 0 | 0.83412 | 0.84226
7800 | L_GUADGE1_1Y | 1 | South | YES | -0.000263 | 147 | 30 | 147 | 0 | 1.02 | CC | -1 | 0.20966 | 147 | 147 |  |  |  |  | -0.20966 | -30.8207 | 0.83756 | 0.84555
7801 | L_GUADGE1_2Y | 2 | South | YES | -0.000263 | 138 | 30 | 138 | 0 | 1.02 | CC | -1 | 0.20966 | 138 | 138 |  |  |  |  | -0.20966 | -28.9337 | 0.84078 | 0.84865
7802 | L_GUADGE1_3Y | 3 | South | YES | -0.000263 | 146 | 30 | 146 | 0 | 1.02 | CC | -1 | 0.20966 | 146 | 146 |  |  |  |  | -0.20966 | -30.611 | 0.8442 | 0.85192
7803 | L_GUADGE1_4Y | 4 | South | YES | -0.000263 | 149 | 30 | 149 | 0 | 1.02 | CC | -1 | 0.20966 | 149 | 149 |  |  |  |  | -0.20966 | -31.24 | 0.84769 | 0.85526
7804 | L_GUADGE1_5Y | 5 | South | YES | -0.000263 | 182 | 30 | 182 | 0 | 1.02 | CC | -1 | 0.20966 | 182 | 182 |  |  |  |  | -0.20966 | -38.1589 | 0.85194 | 0.85935
7805 | L_GUADGE1_6Y | 6 | South | YES | -0.000263 | 203 | 30 | 203 | 0 | 1.02 | CC | -1 | 0.20966 | 203 | 203 |  |  |  |  | -0.20966 | -42.5619 | 0.85669 | 0.8639
8161 | COLETO0A | 1 | South | YES | -0.000253 | 633 | 200 | 633 | 0 | 1.03 | LIGCO | -1 | 0.20965 | 0 | 633 |  |  |  |  | -0.20965 | 0 | 0.85669 | 0.8639
8926 | LGE_GT10A | 1 | South | YES | -0.000238 | 158 | 0 | 158 | 0 | 1.03 | Cogen | -1 | 0.20964 | 0 | 0 |  |  |  |  | -0.20964 | 0 | 0.85669 | 0.8639
8927 | LGE_GT20A | 2 | South | YES | -0.000238 | 153 | 0 | 153 | 0 | 1.03 | Cogen | -1 | 0.20964 | 0 | 0 |  |  |  |  | -0.20964 | 0 | 0.85669 | 0.8639
8928 | LGE_STG0A | 3 | South | YES | -0.000238 | 100 | 0 | 100 | 0 | 1.03 | Cogen | -1 | 0.20964 | 0 | 0 |  |  |  |  | -0.20964 | 0 | 0.85669 | 0.8639
8930 | ICPGN10A | 1 | South | YES | -0.000238 | 149 | 0 | 149 | 0 | 1.03 | Cogen | -1 | 0.20964 | 0 | 0 |  |  |  |  | -0.20964 | 0 | 0.85669 | 0.8639
8931 | ICPGN20A | 2 | South | YES | -0.000238 | 150 | 0 | 150 | 0 | 1.03 | Cogen | -1 | 0.20964 | 0 | 0 |  |  |  |  | -0.20964 | 0 | 0.85669 | 0.8639
8932 | ICPGN30A | 3 | South | YES | -0.000238 | 127 | 0 | 127 | 0 | 1.03 | Cogen | -1 | 0.20964 | 0 | 0 |  |  |  |  | -0.20964 | 0 | 0.85669 | 0.8639
80223 | REYSHR G | 1 | South | YES | -0.000238 | 12 | 0 | 12 | 0 | 1.032 | Cogen | -1 | 0.20964 | 0 | 0 |  |  |  |  | -0.20964 | 0 | 0.85669 | 0.8639
8442 | NBEC7 | 7 | South | YES | -5.7e-05 | 0 | 81 | 367 |  | 1.0298 | GST | -1 | 0.20946 | 367 | 367 |  |  |  |  | -0.20946 | -76.8712 | 0.86528 | 0.87212
8442 | NBEC7 | MB | South | YES | -5.7e-05 | 0 | 81 | 367 |  | 1.0298 | GST | -1 | 0.20946 | 0 | 0 |  |  |  |  | -0.20946 | 0 | 0.86528 | 0.87212
8560 | CNOPGT1 | 1 | South | YES | -5.5e-05 | 148.3 | 0 | 148.3 | 0 | 1.03 | Cogen | -1 | 0.20946 | 0 | 0 |  |  |  |  | -0.20946 | 0 | 0.86528 | 0.87212
8561 | CNOPGT2 | 2 | South | YES | -5.5e-05 | 148.6 | 0 | 148.6 | 0 | 1.03 | Cogen | -1 | 0.20946 | 0 | 0 |  |  |  |  | -0.20946 | 0 | 0.86528 | 0.87212
8562 | CNOPST1 | 3 | South | YES | -5.5e-05 | 153 | 0 | 153 | 0 | 1.03 | Cogen | -1 | 0.20946 | 0 | 0 |  |  |  |  | -0.20946 | 0 | 0.86528 | 0.87212
7609 | L_SCHUMA8_1Y | 1 | South | YES | -5.2e-05 | 0 | 0 | 4 |  | 1 | Hydro | -1 | 0.20945 | 0 | 0 |  |  |  |  | -0.20945 | 0 | 0.86528 | 0.87212
8456 | COSW#1 | 1 | South | YES | -4.5e-05 | 20 | 0 | 20 | 0 | 1.027 | Cogen | -1 | 0.20945 | 0 | 0 |  |  |  |  | -0.20945 | 0 | 0.86528 | 0.87212
8457 | COSW#2 | 2 | South | YES | -4.5e-05 | 14 | 0 | 14 | 0 | 1.027 | Cogen | -1 | 0.20945 | 0 | 0 |  |  |  |  | -0.20945 | 0 | 0.86528 | 0.87212
8459 | B_DAVIS0B | MB | South | YES | -3.4e-05 | 0 | 50 | 339 |  | 1.03 | GSC | -1 | 0.20944 | 0 | 0 |  |  |  |  | -0.20944 | 0 | 0.86528 | 0.87212
8460 | B_DAVIS0A | MB | South | YES | -3.4e-05 | 0 | 50 | 340 |  | 1.03 | GSC | -1 | 0.20944 | 0 | 0 |  |  |  |  | -0.20944 | 0 | 0.86528 | 0.87212
80263 | B_DAVIS31A | 3 | South | YES | -3.4e-05 | 0 | 0 | 180 |  | 1.0366 | CC | -1 | 0.20944 | 180 | 180 |  |  |  |  | -0.20944 | -37.6984 | 0.86949 | 0.87616
80264 | B_DAVIS41A | 4 | South | YES | -3.4e-05 | 0 | 0 | 180 |  | 1.0366 | CC | -1 | 0.20944 | 180 | 180 |  |  |  |  | -0.20944 | -37.6984 | 0.8737 | 0.88019
5934 | SI_RAY5 | 5 | South | YES | 0 | 0 | 10 | 15 |  | 1.035 | GST | -1 | 0.2094 | 15 | 15 |  |  |  |  | -0.2094 | -3.141 | 0.87405 | 0.88052
8139 | JOS #1 | MB | South | YES | 0 | 0 | 45 | 255 |  | 1.02 | GST | -1 | 0.2094 | 0 | 0 |  |  |  |  | -0.2094 | 0 | 0.87405 | 0.88052
8285 | LAR #1 | MB | South | YES | 0 | 0 | 9 | 32 |  | 1.0497 | GST | -1 | 0.2094 | 0 | 0 |  |  |  |  | -0.2094 | 0 | 0.87405 | 0.88052
8287 | LAR #2 | MB | South | YES | 0 | 0 | 9 | 32 |  | 1.04 | GST | -1 | 0.2094 | 0 | 0 |  |  |  |  | -0.2094 | 0 | 0.87405 | 0.88052
8288 | LAR #3 | MB | South | YES | 0 | 0 | 25 | 105 |  | 1.04 | GST | -1 | 0.2094 | 0 | 0 |  |  |  |  | -0.2094 | 0 | 0.87405 | 0.88052
8388 | BATES0A | MB | South | YES | 0 | 0 | 21 | 71 |  | 1.033 | GST | -1 | 0.2094 | 0 | 0 |  |  |  |  | -0.2094 | 0 | 0.87405 | 0.88052
8393 | BATES0B | MB | South | YES | 0 | 0 | 25 | 110 |  | 1.03 | GST | -1 | 0.2094 | 0 | 0 |  |  |  |  | -0.2094 | 0 | 0.87405 | 0.88052
8437 | NUECES_B0C | MB | South | YES | 0 | 0 | 7 | 30 |  | 1.03 | GST | -1 | 0.2094 | 0 | 0 |  |  |  |  | -0.2094 | 0 | 0.87405 | 0.88052
8438 | NUECES_B0B | MB | South | YES | 0 | 0 | 26 | 169 |  | 1.03 | GST | -1 | 0.2094 | 0 | 0 |  |  |  |  | -0.2094 | 0 | 0.87405 | 0.88052
39190 | TNSLCGN1__8 | 1 | Houston | YES | 0 | 0 | 10 | 30 |  | 1.03 | Cogen | -1 | 0.2094 | 0 | 0 |  |  |  |  | -0.2094 | 0 | 0.87405 | 0.88052
8506 | VAL #1 | 1 | South | YES | 5e-06 | 20.9 | 0 | 25 | 0 | 1.0055 | Cogen | -1 | 0.2094 | 0 | 0 |  |  |  |  | -0.2094 | 0 | 0.87405 | 0.88052
8507 | VAL #2 | 2 | South | YES | 5e-06 | 20.9 | 0 | 25 | 0 | 1.0055 | Cogen | -1 | 0.2094 | 0 | 0 |  |  |  |  | -0.2094 | 0 | 0.87405 | 0.88052
8511 | OXY_CC0A | 1 | South | YES | 6e-06 | 30.3 | 0 | 38 | 0 | 1.027 | Cogen | -1 | 0.2094 | 0 | 0 |  |  |  |  | -0.2094 | 0 | 0.87405 | 0.88052
8461 | KOCH_UP0A | 1 | South | YES | 3.1e-05 | 38 | 0 | 38 | 0 | 1.012 | Cogen | -1 | 0.20937 | 0 | 0 |  |  |  |  | -0.20937 | 0 | 0.87405 | 0.88052
7487 | L_CANYHY8_1Y | 1 | South | YES | 8.9e-05 | 0 | 0 | 6 |  | 1 | Hydro | -1 | 0.20931 | 0 | 0 |  |  |  |  | -0.20931 | 0 | 0.87405 | 0.88052
80080 | GWINDT11A | 3 | South | YES | 9.5e-05 | 0 | 0 | 38 | 0 | 1.025 | Wind | -1 | 0.20931 | 0 | 38 |  |  |  |  | -0.20931 | 0 | 0.87405 | 0.88052
80080 | GWINDT11A | 4 | South | YES | 9.5e-05 | 3.8 | 0 | 19 | 0 | 1.025 | Wind | -1 | 0.20931 | 0 | 19 |  |  |  |  | -0.20931 | 0 | 0.87405 | 0.88052
80080 | GWINDT11A | 2 | South | YES | 9.5e-05 | 0 | 0 | 41 | 0 | 1.025 | Wind | -1 | 0.20931 | 0 | 41 |  |  |  |  | -0.20931 | 0 | 0.87405 | 0.88052
80080 | GWINDT11A | 1 | South | YES | 9.5e-05 | 28.2 | 0 | 94 | 0 | 1.025 | Wind | -1 | 0.20931 | 0 | 94 |  |  |  |  | -0.20931 | 0 | 0.87405 | 0.88052
80081 | GWINDT21A | 4 | South | YES | 9.5e-05 | 4.4 | 0 | 22 | 0 | 1.025 | Wind | -1 | 0.20931 | 0 | 22 |  |  |  |  | -0.20931 | 0 | 0.87405 | 0.88052
80081 | GWINDT21A | 1 | South | YES | 9.5e-05 | 28.2 | 0 | 94 | 0 | 1.025 | Wind | -1 | 0.20931 | 0 | 94 |  |  |  |  | -0.20931 | 0 | 0.87405 | 0.88052
80081 | GWINDT21A | 3 | South | YES | 9.5e-05 | 8.6 | 0 | 43 | 0 | 1.025 | Wind | -1 | 0.20931 | 0 | 43 |  |  |  |  | -0.20931 | 0 | 0.87405 | 0.88052
80081 | GWINDT21A | 2 | South | YES | 9.5e-05 | 7.2 | 0 | 36 | 0 | 1.025 | Wind | -1 | 0.20931 | 0 | 36 |  |  |  |  | -0.20931 | 0 | 0.87405 | 0.88052
80180 | PNSCALT11A | 2 | South | YES | 9.5e-05 | 10 | 0 | 50 | 0 | 1.025 | Wind | -1 | 0.20931 | 0 | 50 |  |  |  |  | -0.20931 | 0 | 0.87405 | 0.88052
80180 | PNSCALT11A | 1 | South | YES | 9.5e-05 | 43.8 | 0 | 148 | 0 | 1.025 | Wind | -1 | 0.20931 | 0 | 148 |  |  |  |  | -0.20931 | 0 | 0.87405 | 0.88052
80181 | PNSCALT21A | 2 | South | YES | 9.5e-05 | 10 | 0 | 50 | 0 | 1.025 | Wind | -1 | 0.20931 | 0 | 50 |  |  |  |  | -0.20931 | 0 | 0.87405 | 0.88052
80181 | PNSCALT21A | 1 | South | YES | 9.5e-05 | 16.5 | 0 | 55 | 0 | 1.025 | Wind | -1 | 0.20931 | 0 | 55 |  |  |  |  | -0.20931 | 0 | 0.87405 | 0.88052
8517 | CELANEBI0A | 1 | South | YES | 0.000109 | 29 | 0 | 29 | 0 | 1.02 | Cogen | -1 | 0.20929 | 0 | 0 |  |  |  |  | -0.20929 | 0 | 0.87405 | 0.88052
5932 | SI_RAY9 | 9 | South | YES | 0.000192 | 32 | 32 | 38 | 0 | 1.035 | CC | -1 | 0.20921 | 38 | 38 |  |  |  |  | -0.20921 | -7.95 | 0.87494 | 0.88138
5933 | SI_RAY6 | 6 | South | YES | 0.000192 | 15.4 | 10 | 19.3 | 0 | 1.035 | GST | -1 | 0.20921 | 19.3 | 19.3 |  |  |  |  | -0.20921 | -4.0377 | 0.87539 | 0.88181
5935 | SI_RAY10 | 10 | South | YES | 0.000192 | 47 | 10 | 47 | 0 | 1.03 | CC | -1 | 0.20921 | 47 | 47 |  |  |  |  | -0.20921 | -9.8328 | 0.87649 | 0.88286
80003 | MILHWYS | F | South | YES | 0.000192 | 0 | 0 | 0 | 0 | 1.0168 | AVR | -1 | 0.20921 | 0 | 0 |  |  |  |  | -0.20921 | 0 | 0.87649 | 0.88286
8936 | MVGN#1 | 1 | South | YES | 0.000348 | 216.6 | 0 | 216.6 | 0 | 1.0304 | CC | -1 | 0.20905 | 216.6 | 216.6 |  |  |  |  | -0.20905 | -45.281 | 0.88156 | 0.8877
8937 | MVGN#2 | 2 | South | YES | 0.000348 | 216.7 | 0 | 216.7 | 0 | 1.0304 | CC | -1 | 0.20905 | 216.7 | 216.7 |  |  |  |  | -0.20905 | -45.3019 | 0.88663 | 0.89255
8938 | MVGN#3 | 3 | South | YES | 0.000348 | 250.9 | 0 | 250.9 | 0 | 1.0304 | CC | -1 | 0.20905 | 250.9 | 250.9 |  |  |  |  | -0.20905 | -52.4515 | 0.8925 | 0.89816
8981 | HECN1 | 1 | South | YES | 0.000349 | 144.8 | 0 | 144.8 | 0 | 1.0304 | CC | -1 | 0.20905 | 144.8 | 144.8 |  |  |  |  | -0.20905 | -30.2708 | 0.89588 | 0.9014
8982 | HECN2 | 2 | South | YES | 0.000349 | 144.1 | 0 | 144.1 | 0 | 1.0304 | CC | -1 | 0.20905 | 144.1 | 144.1 |  |  |  |  | -0.20905 | -30.1244 | 0.89926 | 0.90462
8983 | HECN3 | 3 | South | YES | 0.000349 | 171.9 | 0 | 171.9 | 0 | 1.0304 | CC | -1 | 0.20905 | 171.9 | 171.9 |  |  |  |  | -0.20905 | -35.9361 | 0.90328 | 0.90847
5401 | CALAVER_JKS1 | 1 | South | YES | 0.000359 | 562 | 100 | 562 | 0 | 1.026 | LIGCO | -1 | 0.20904 | 0 | 562 |  |  |  |  | -0.20904 | 0 | 0.90328 | 0.90847
5476 | BRA_AVR1_CT1 | 1 | South | YES | 0.000474 | 155 | 90 | 155 | 0 | 1.025 | CC | -1 | 0.20893 | 155 | 155 |  |  |  |  | -0.20893 | -32.3837 | 0.9069 | 0.91193
5477 | BRA_AVR1_ST | 1 | South | YES | 0.000474 | 174 | 138 | 174 | 0 | 1.025 | CC | -1 | 0.20893 | 174 | 174 |  |  |  |  | -0.20893 | -36.3534 | 0.91097 | 0.91582
5478 | BRA_AVR1_CT2 | 1 | South | YES | 0.000474 | 155 | 90 | 155 | 0 | 1.025 | CC | -1 | 0.20893 | 155 | 155 |  |  |  |  | -0.20893 | -32.3837 | 0.9146 | 0.91928
5903 | SANMIGUELGEN | 1 | South | YES | 0.000553 | 396.3 | 180 | 396.3 | 0 | 1.0336 | LIGCO | -1 | 0.20885 | 0 | 396.3 |  |  |  |  | -0.20885 | 0 | 0.9146 | 0.91928
5436 | TUTTL_WBT1G1 | 1 | South | YES | 0.000561 | 48.8 | 20 | 61 | 0 | 1.012 | GST | -1 | 0.20884 | 61 | 61 |  |  |  |  | -0.20884 | -12.7393 | 0.91603 | 0.92065
5438 | TUTTL_WBT3G3 | 3 | South | YES | 0.000561 | 95 | 25 | 95 | 0 | 1.012 | GST | -1 | 0.20884 | 95 | 95 |  |  |  |  | -0.20884 | -19.8398 | 0.91825 | 0.92277
5439 | TUTTL_WBT4G4 | 4 | South | YES | 0.000561 | 151 | 40 | 151 | 0 | 1.012 | GST | -1 | 0.20884 | 151 | 151 |  |  |  |  | -0.20884 | -31.5349 | 0.92178 | 0.92614
8933 | FGNTS001 | 1 | South | YES | 0.000715 | 146.5 | 0 | 146.5 | 0 | 1.03 | CC | -1 | 0.20869 | 146.5 | 146.5 |  |  |  |  | -0.20869 | -30.5725 | 0.92521 | 0.92941
8934 | FGNTS101 | 2 | South | YES | 0.000715 | 147.9 | 0 | 147.9 | 0 | 1.03 | CC | -1 | 0.20869 | 147.9 | 147.9 |  |  |  |  | -0.20869 | -30.8647 | 0.92867 | 0.93271
8935 | FGNTS201 | 3 | South | YES | 0.000715 | 173 | 0 | 173 | 0 | 1.03 | CC | -1 | 0.20869 | 173 | 173 |  |  |  |  | -0.20869 | -36.1027 | 0.93272 | 0.93658
88198 | BEEVILLE | F | South | YES | 0.000718 | 0 | 0 | 0 | 0 | 1.02 | AVR | -1 | 0.20868 | 0 | 0 |  |  |  |  | -0.20868 | 0 | 0.93272 | 0.93658
5111 | CALAVER_JTD1 | 1 | South | YES | 0.000787 | 430 | 80 | 430 | 0 | 1.0138 | LIGCO | -1 | 0.20861 | 0 | 430 |  |  |  |  | -0.20861 | 0 | 0.93272 | 0.93658
5112 | CALAVER_JTD2 | 2 | South | YES | 0.000787 | 430 | 80 | 430 | 0 | 1.0138 | LIGCO | -1 | 0.20861 | 0 | 430 |  |  |  |  | -0.20861 | 0 | 0.93272 | 0.93658
5396 | CALAVER_OWS1 | 1 | South | YES | 0.00085 | 418 | 80 | 418 | 0 | 1.0192 | GST | -1 | 0.20855 | 418 | 418 |  |  |  |  | -0.20855 | -87.1745 | 0.94249 | 0.9459
5397 | CALAVER_OWS2 | 2 | South | YES | 0.00085 | 400 | 80 | 400 | 0 | 1.0192 | GST | -1 | 0.20855 | 400 | 400 |  |  |  |  | -0.20855 | -83.4205 | 0.95185 | 0.95483
5026 | BRAUNIG_VHB1 | 1 | South | YES | 0.000854 | 215 | 40 | 215 | 0 | 1.0192 | GST | -1 | 0.20855 | 215 | 215 |  |  |  |  | -0.20855 | -44.8377 | 0.95688 | 0.95962
5027 | BRAUNIG_VHB2 | 2 | South | YES | 0.000854 | 216 | 40 | 216 | 0 | 1.0192 | GST | -1 | 0.20855 | 216 | 216 |  |  |  |  | -0.20855 | -45.0462 | 0.96194 | 0.96444
5028 | BRAUNIG_VHB3 | 3 | South | YES | 0.000962 | 407 | 60 | 407 | 0 | 1.0138 | GST | -1 | 0.20844 | 407 | 407 |  |  |  |  | -0.20844 | -84.8348 | 0.97146 | 0.97352
7031 | L_MARSFO1G1Y | 1 | South | YES | 0.001256 | 0 | 0 | 36 |  | 1 | Hydro | -1 | 0.20815 | 0 | 0 |  |  |  |  | -0.20815 | 0 | 0.97146 | 0.97352
7032 | L_MARSFO1G2Y | 2 | South | YES | 0.001256 | 0 | 0 | 35 |  | 1 | Hydro | -1 | 0.20815 | 0 | 0 |  |  |  |  | -0.20815 | 0 | 0.97146 | 0.97352
7033 | L_MARSFO1G3Y | 3 | South | YES | 0.001256 | 0 | 0 | 36 |  | 1 | Hydro | -1 | 0.20815 | 0 | 0 |  |  |  |  | -0.20815 | 0 | 0.97146 | 0.97352
5264 | LEON_LCP3G3 | 3 | South | YES | 0.001301 | 0 | 20 | 58 |  | 1.0197 | GST | -1 | 0.2081 | 58 | 58 |  |  |  |  | -0.2081 | -12.0698 | 0.97281 | 0.97481
5265 | LEON_LCP4G4 | 4 | South | YES | 0.001301 | 89 | 25 | 89 | 0 | 1.0197 | GST | -1 | 0.2081 | 89 | 89 |  |  |  |  | -0.2081 | -18.5209 | 0.9749 | 0.97679
5266 | LEON_LCPCT1 | 1 | South | YES | 0.001301 | 44 | 24 | 44 | 0 | 1.0197 | GGT | -1 | 0.2081 | 44 | 44 |  |  |  |  | -0.2081 | -9.1564 | 0.97593 | 0.97777
5267 | LEON_LCPCT2 | 2 | South | YES | 0.001301 | 44 | 24 | 44 | 0 | 1.0197 | GGT | -1 | 0.2081 | 44 | 44 |  |  |  |  | -0.2081 | -9.1564 | 0.97695 | 0.97875
5268 | LEON_LCPCT3 | 3 | South | YES | 0.001301 | 43 | 24 | 43 | 0 | 1.0197 | GGT | -1 | 0.2081 | 43 | 43 |  |  |  |  | -0.2081 | -8.9483 | 0.97796 | 0.9797
5269 | LEON_LCPCT4 | 4 | South | YES | 0.001301 | 45 | 24 | 45 | 0 | 1.0197 | GGT | -1 | 0.2081 | 45 | 45 |  |  |  |  | -0.2081 | -9.3645 | 0.97901 | 0.98071
88508 | FALFURRI | F | South | YES | 0.002561 | 0 | 0 | 0 | 0 | 1 | AVR | -1 | 0.20684 | 0 | 0 |  |  |  |  | -0.20684 | 0 | 0.97901 | 0.98071
5728 | FALCONHYDRO2 | 2 | South | YES | 0.002895 | 12 | 0 | 12 | 0 | 1.0234 | Hydro | -1 | 0.20651 | 0 | 0 |  |  |  |  | -0.20651 | 0 | 0.97901 | 0.98071
5729 | FALCONHYDRO3 | 3 | South | YES | 0.002895 | 11 | 0 | 11 | 0 | 1.0234 | Hydro | -1 | 0.20651 | 0 | 0 |  |  |  |  | -0.20651 | 0 | 0.97901 | 0.98071
8048 | FALCONHYDRO1 | 1 | South | YES | 0.002895 | 12 | 0 | 12 | 0 | 1.0234 | Hydro | -1 | 0.20651 | 0 | 0 |  |  |  |  | -0.20651 | 0 | 0.97901 | 0.98071
88299 | ZAPATA | F | South | YES | 0.004981 | 0 | 0 | 0 | 0 | 1.02 | BLT | -1 | 0.20442 | 0 | 0 |  |  |  |  | -0.20442 | 0 | 0.97901 | 0.98071
7028 | L_MARBFA1_1Y | 1 | South | YES | 0.005809 | 0 | 0 | 18 |  | 1 | Hydro | -1 | 0.20359 | 0 | 0 |  |  |  |  | -0.20359 | 0 | 0.97901 | 0.98071
7029 | L_MARBFA1_2Y | 2 | South | YES | 0.005809 | 0 | 0 | 18 |  | 1 | Hydro | -1 | 0.20359 | 0 | 0 |  |  |  |  | -0.20359 | 0 | 0.97901 | 0.98071
7035 | L_WIRTZ_1G1Y | 1 | South | YES | 0.007477 | 0 | 0 | 29 |  | 1 | Hydro | -1 | 0.20192 | 0 | 0 |  |  |  |  | -0.20192 | 0 | 0.97901 | 0.98071
7036 | L_WIRTZ_1G2Y | 2 | South | YES | 0.007477 | 0 | 0 | 29.7 |  | 1 | Hydro | -1 | 0.20192 | 0 | 0 |  |  |  |  | -0.20192 | 0 | 0.97901 | 0.98071
5890 | PEARSALLGEN1 | 1 | South | YES | 0.007659 | 19.2 | 6 | 24 | 0 | 1.0226 | GST | -1 | 0.20174 | 24 | 24 |  |  |  |  | -0.20174 | -4.8418 | 0.97957 | 0.98122
5891 | PEARSALLGEN2 | 1 | South | YES | 0.007659 | 19.4 | 6 | 24.3 | 0 | 1.0226 | GST | -1 | 0.20174 | 24.3 | 24.3 |  |  |  |  | -0.20174 | -4.9023 | 0.98014 | 0.98175
5892 | PEARSALLGEN3 | 1 | South | YES | 0.007659 | 19.1 | 6 | 23.9 | 0 | 1.0226 | GST | -1 | 0.20174 | 23.9 | 23.9 |  |  |  |  | -0.20174 | -4.8216 | 0.9807 | 0.98226
7000 | L_FERGUS1_1Y | 1 | South | YES | 0.00801 | 400 | 65 | 423.3 | 0 | 1.015 | GSC | -1 | 0.20139 | 423.3 | 423.3 |  |  |  |  | -0.20139 | -85.2489 | 0.9906 | 0.99138
80012 | LAR | F | South | YES | 0.008057 | 0 | 0 | 0 | 0 | 1.04 | DCTie | -1 | 0.20134 | 0 | 0 |  |  |  |  | -0.20134 | 0 | 0.9906 | 0.99138
80265 | LARECU40A | 4 | South | YES | 0.008058 | 80 | 0 | 100 |  | 1.039 | GGT | -1 | 0.20134 | 100 | 100 |  |  |  |  | -0.20134 | -20.1343 | 0.99294 | 0.99354
80266 | LARECU50A | 5 | South | YES | 0.008058 | 80 | 0 | 100 |  | 1.039 | GGT | -1 | 0.20134 | 100 | 100 |  |  |  |  | -0.20134 | -20.1343 | 0.99528 | 0.99569
7022 | L_BUCHAN1_1Y | 1 | South | YES | 0.008184 | 0 | 0 | 18 |  | 1 | Hydro | -1 | 0.20122 | 0 | 0 |  |  |  |  | -0.20122 | 0 | 0.99528 | 0.99569
7023 | L_BUCHAN1_2Y | 2 | South | YES | 0.008184 | 0 | 0 | 18 |  | 1 | Hydro | -1 | 0.20122 | 0 | 0 |  |  |  |  | -0.20122 | 0 | 0.99528 | 0.99569
7024 | L_BUCHAN1_3Y | 3 | South | YES | 0.008184 | 0 | 0 | 15 |  | 1 | Hydro | -1 | 0.20122 | 0 | 0 |  |  |  |  | -0.20122 | 0 | 0.99528 | 0.99569
58909 | PEARSALLSCG1 | 3 | South | YES | 0.009638 | 0 | 0 | 8.4 |  | 1.027 | Diesel | -1 | 0.19976 | 8.4 | 8.4 |  |  |  |  | -0.19976 | -1.678 | 0.99548 | 0.99587
58909 | PEARSALLSCG1 | 4 | South | YES | 0.009638 | 0 | 0 | 8.4 |  | 1.027 | Diesel | -1 | 0.19976 | 8.4 | 8.4 |  |  |  |  | -0.19976 | -1.678 | 0.99568 | 0.99605
58909 | PEARSALLSCG1 | 6 | South | YES | 0.009638 | 0 | 0 | 8.4 |  | 1.027 | Diesel | -1 | 0.19976 | 8.4 | 8.4 |  |  |  |  | -0.19976 | -1.678 | 0.99587 | 0.99623
58909 | PEARSALLSCG1 | 5 | South | YES | 0.009638 | 0 | 0 | 8.4 |  | 1.027 | Diesel | -1 | 0.19976 | 8.4 | 8.4 |  |  |  |  | -0.19976 | -1.678 | 0.99607 | 0.99641
58909 | PEARSALLSCG1 | 1 | South | YES | 0.009638 | 0 | 0 | 8.4 |  | 1.027 | Diesel | -1 | 0.19976 | 8.4 | 8.4 |  |  |  |  | -0.19976 | -1.678 | 0.99627 | 0.99659
58909 | PEARSALLSCG1 | 2 | South | YES | 0.009638 | 0 | 0 | 8.4 |  | 1.027 | Diesel | -1 | 0.19976 | 8.4 | 8.4 |  |  |  |  | -0.19976 | -1.678 | 0.99646 | 0.99677
58919 | PEARSALLSCG2 | 5 | South | YES | 0.009638 | 0 | 0 | 8.4 |  | 1.027 | Diesel | -1 | 0.19976 | 8.4 | 8.4 |  |  |  |  | -0.19976 | -1.678 | 0.99666 | 0.99695
58919 | PEARSALLSCG2 | 6 | South | YES | 0.009638 | 0 | 0 | 8.4 |  | 1.027 | Diesel | -1 | 0.19976 | 8.4 | 8.4 |  |  |  |  | -0.19976 | -1.678 | 0.99686 | 0.99713
58919 | PEARSALLSCG2 | 1 | South | YES | 0.009638 | 0 | 0 | 8.4 |  | 1.027 | Diesel | -1 | 0.19976 | 8.4 | 8.4 |  |  |  |  | -0.19976 | -1.678 | 0.99705 | 0.99731
58919 | PEARSALLSCG2 | 2 | South | YES | 0.009638 | 0 | 0 | 8.4 |  | 1.027 | Diesel | -1 | 0.19976 | 8.4 | 8.4 |  |  |  |  | -0.19976 | -1.678 | 0.99725 | 0.99749
58919 | PEARSALLSCG2 | 4 | South | YES | 0.009638 | 0 | 0 | 8.4 |  | 1.027 | Diesel | -1 | 0.19976 | 8.4 | 8.4 |  |  |  |  | -0.19976 | -1.678 | 0.99745 | 0.99767
58919 | PEARSALLSCG2 | 3 | South | YES | 0.009638 | 0 | 0 | 8.4 |  | 1.027 | Diesel | -1 | 0.19976 | 8.4 | 8.4 |  |  |  |  | -0.19976 | -1.678 | 0.99764 | 0.99785
58929 | PEARSALLSCG3 | 4 | South | YES | 0.009638 | 0 | 0 | 8.4 |  | 1.027 | Diesel | -1 | 0.19976 | 8.4 | 8.4 |  |  |  |  | -0.19976 | -1.678 | 0.99784 | 0.99803
58929 | PEARSALLSCG3 | 6 | South | YES | 0.009638 | 0 | 0 | 8.4 |  | 1.027 | Diesel | -1 | 0.19976 | 8.4 | 8.4 |  |  |  |  | -0.19976 | -1.678 | 0.99803 | 0.9982
58929 | PEARSALLSCG3 | 2 | South | YES | 0.009638 | 0 | 0 | 8.4 |  | 1.027 | Diesel | -1 | 0.19976 | 8.4 | 8.4 |  |  |  |  | -0.19976 | -1.678 | 0.99823 | 0.99838
58929 | PEARSALLSCG3 | 5 | South | YES | 0.009638 | 0 | 0 | 8.4 |  | 1.027 | Diesel | -1 | 0.19976 | 8.4 | 8.4 |  |  |  |  | -0.19976 | -1.678 | 0.99843 | 0.99856
58929 | PEARSALLSCG3 | 1 | South | YES | 0.009638 | 0 | 0 | 8.4 |  | 1.027 | Diesel | -1 | 0.19976 | 8.4 | 8.4 |  |  |  |  | -0.19976 | -1.678 | 0.99862 | 0.99874
58929 | PEARSALLSCG3 | 3 | South | YES | 0.009638 | 0 | 0 | 8.4 |  | 1.027 | Diesel | -1 | 0.19976 | 8.4 | 8.4 |  |  |  |  | -0.19976 | -1.678 | 0.99882 | 0.99892
58949 | PEARSALLSCG4 | 3 | South | YES | 0.009638 | 0 | 0 | 8.4 |  | 1.027 | Diesel | -1 | 0.19976 | 8.4 | 8.4 |  |  |  |  | -0.19976 | -1.678 | 0.99902 | 0.9991
58949 | PEARSALLSCG4 | 2 | South | YES | 0.009638 | 0 | 0 | 8.4 |  | 1.027 | Diesel | -1 | 0.19976 | 8.4 | 8.4 |  |  |  |  | -0.19976 | -1.678 | 0.99921 | 0.99928
58949 | PEARSALLSCG4 | 1 | South | YES | 0.009638 | 0 | 0 | 8.4 |  | 1.027 | Diesel | -1 | 0.19976 | 8.4 | 8.4 |  |  |  |  | -0.19976 | -1.678 | 0.99941 | 0.99946
58949 | PEARSALLSCG4 | 4 | South | YES | 0.009638 | 0 | 0 | 8.4 |  | 1.027 | Diesel | -1 | 0.19976 | 8.4 | 8.4 |  |  |  |  | -0.19976 | -1.678 | 0.99961 | 0.99964
58949 | PEARSALLSCG4 | 6 | South | YES | 0.009638 | 0 | 0 | 8.4 |  | 1.027 | Diesel | -1 | 0.19976 | 8.4 | 8.4 |  |  |  |  | -0.19976 | -1.678 | 0.9998 | 0.99982
58949 | PEARSALLSCG4 | 5 | South | YES | 0.009638 | 0 | 0 | 8.4 |  | 1.027 | Diesel | -1 | 0.19976 | 8.4 | 8.4 |  |  |  |  | -0.19976 | -1.678 | 1 | 1
7026 | L_INKSDA1_1Y | 1 | South | YES | 0.011435 | 0 | 0 | 13.7 |  | 1 | Hydro | -1 | 0.19797 | 0 | 0 |  |  |  |  | -0.19797 | 0 | 1 | 1
1643 | SLSTR1PP_1G | 1 | North | YES | 0.024119 | 6 | 0 | 60 | 0 | 1.022 | Wind | -1 | 0.18528 | 0 | 60 |  |  | 0 | 0 | -0.18528 | 0 | 1 | 1
8262 | ELPS | 1 | South | YES | 0.039581 | 6 | 6 | 6 | 0 | 1.15 | Hydro | -1 | 0.16982 | 0 | 0 |  |  |  |  | -0.16982 | 0 | 1 | 1
8032 | AMISTADHYD1 | 1 | South | YES | 0.054026 | 33 | 13 | 33 | 0 | 1.03 | Hydro | -1 | 0.15538 | 0 | 0 |  |  |  |  | -0.15538 | 0 | 1 | 1
8033 | AMISTADHYD2 | 2 | South | YES | 0.054026 | 25 | 13 | 25 | 0 | 1.03 | Hydro | -1 | 0.15538 | 0 | 0 |  |  |  |  | -0.15538 | 0 | 1 | 1
88253 | HAMILTON | F | South | YES | 0.054026 | 0 | 0 | 0 | 0 | 1.04 | BLT | -1 | 0.15538 | 0 | 0 |  |  |  |  | -0.15538 | 0 | 1 | 1
11056 | ROSCOE_1G | 1 | West | YES | 0.14852 | 41.8 | 0 | 209 |  | 1 | Wind | 1 | 0.16452 | 0 | 209 | 31.0407 | 209 |  |  | 0.16452 | 34.3842
11057 | CHAMPION_1G | 1 | West | YES | 0.14852 | 25.3 | 0 | 126.5 |  | 1 | Wind | 1 | 0.16452 | 0 | 126.5 | 18.7878 | 126.5 |  |  | 0.16452 | 20.8115
11058 | PYRON_1G | 1 | West | YES | 0.14852 | 49.8 | 0 | 249 |  | 1 | Wind | 1 | 0.16452 | 0 | 249 | 36.9815 | 249 |  |  | 0.16452 | 40.9649
11059 | INADALE_1G | 1 | West | YES | 0.14852 | 39.4 | 0 | 197 |  | 1 | Wind | 1 | 0.16452 | 0 | 197 | 29.2584 | 197 |  |  | 0.16452 | 32.41
60202 | FRNDDRCS | F | West | YES | 0.15019 | 0 | 0 | 0 | 0 | 0.9985 | AVR | 1 | 0.16619 | 0 | 0 | 0 | 0 |  |  | 0.16619 | 0
60018 | DSKY1 | 1 | West | YES | 0.16321 | 21 | 0 | 84 | 0 | 1.023 | Wind | 1 | 0.17921 | 0 | 84 | 13.7095 | 84 |  |  | 0.17921 | 15.0533
60000 | DSKY2 | 1 | West | YES | 0.16334 | 19.1 | 0 | 76.5 |  | 1.039 | Wind | 1 | 0.17934 | 0 | 76.5 | 12.4957 | 76.5 |  |  | 0.17934 | 13.7196
60017 | ORNNWP1 | 1 | West | YES | 0.16405 | 20 | 0 | 80 |  | 1.027 | Wind | 1 | 0.18005 | 0 | 80 | 13.1242 | 80 |  |  | 0.18005 | 14.404
38437 | TNSRBNMESA9 | 1 | West | YES | 0.16656 | 37.5 | 0 | 150 | 0 | 1.02 | Wind | 1 | 0.18255 | 0 | 150 | 24.9836 | 150 |  |  | 0.18255 | 27.3832
38332 | TNWDWRDU2_8 | 1 | West | YES | 0.16663 | 20 | 0 | 80 | 0 | 1.0232 | Wind | 1 | 0.18263 | 0 | 80 | 13.3304 | 80 |  |  | 0.18263 | 14.6102
60016 | WOODWRD11A | 1 | West | YES | 0.16665 | 20 | 0 | 80 |  | 1.033 | Wind | 1 | 0.18264 | 0 | 80 | 13.3318 | 80 |  |  | 0.18264 | 14.6116
6016 | SWMESA | 1 | West | YES | 0.16673 | 18.8 | 0 | 75 |  | 1.03 | Wind | 1 | 0.18273 | 0 | 75 | 12.5048 | 75 |  |  | 0.18273 | 13.7046
60003 | KING_NE1A | 1 | West | YES | 0.16673 | 20 | 0 | 80 |  | 1.03 | Wind | 1 | 0.18273 | 0 | 80 | 13.3385 | 80 |  |  | 0.18273 | 14.6183
60005 | KING_SE1A | 1 | West | YES | 0.16673 | 10 | 0 | 40 |  | 1.035 | Wind | 1 | 0.18273 | 0 | 40 | 6.6692 | 40 |  |  | 0.18273 | 7.3091
60201 | RIO DRCS | F | West | YES | 0.16687 | 0 | 0 | 0 | 0 | 1.025 | AVR | 1 | 0.18287 | 0 | 0 | 0 | 0 |  |  | 0.18287 | 0
60007 | KING_SW1A | 1 | West | YES | 0.1672 | 20 | 0 | 80 |  | 1.03 | Wind | 1 | 0.18319 | 0 | 80 | 13.3758 | 80 |  |  | 0.18319 | 14.6556
60019 | KING_NW1A | 1 | West | YES | 0.1672 | 20 | 0 | 80 |  | 1.03 | Wind | 1 | 0.18319 | 0 | 80 | 13.3758 | 80 |  |  | 0.18319 | 14.6556
76091 | L_DIVIDE1_1N | W1 | West | YES | 0.17338 | 22.5 | 0 | 112.5 |  | 1.02 | Wind | 1 | 0.18938 | 0 | 112.5 | 19.5053 | 112.5 |  |  | 0.18938 | 21.305
76095 | L_CAPRSI1_1N | W1 | West | YES | 0.17338 | 29.9 | 0 | 149.5 | 0 | 1.02 | Wind | 1 | 0.18938 | 0 | 149.5 | 25.9203 | 149.5 |  |  | 0.18938 | 28.312
76096 | L_CAPRSI1_2N | W1 | West | YES | 0.17338 | 37.2 | 0 | 186 | 0 | 1.02 | Wind | 1 | 0.18938 | 0 | 186 | 32.2487 | 186 |  |  | 0.18938 | 35.2242
76097 | L_CAPRGE1_1N | W1 | West | YES | 0.17338 | 42.9 | 0 | 214.5 | 0 | 1.02 | Wind | 1 | 0.18938 | 0 | 214.5 | 37.19 | 214.5 |  |  | 0.18938 | 40.6215
76031 | L_GASCCR1_1N | W1 | West | YES | 0.17392 | 30 | 0 | 150 |  | 1.02 | Wind | 1 | 0.18992 | 0 | 150 | 26.0886 | 150 |  |  | 0.18992 | 28.4882
1349 | WESTXWIN_1G | 1 | West | YES | 0.17438 | 1.3 | 0 | 6.6 |  | 1.014 | Wind | 1 | 0.19038 | 0 | 6.6 | 1.1509 | 6.6 |  |  | 0.19038 | 1.2565
1350 | NWPWRG1_1G | 1 | West | YES | 0.17438 | 6.9 | 1 | 34.3 |  | 1.014 | Wind | 1 | 0.19038 | 0 | 34.3 | 5.9812 | 34.3 |  |  | 0.19038 | 6.5299
1002 | PBCTAGE_1G | A | West | YES | 0.17463 | 64 | 64 | 66 | 0 | 1.036 | GGT | 1 | 0.19063 | 66 | 66 | 11.5256 | 66 |  |  | 0.19063 | 12.5815
1003 | PBCTBGE_2G | B | West | YES | 0.17463 | 65 | 65 | 66 | 0 | 1.036 | GGT | 1 | 0.19063 | 66 | 66 | 11.5256 | 66 |  |  | 0.19063 | 12.5815
1004 | PBCTCGE_3G | C | West | YES | 0.17463 | 62 | 62 | 67 | 0 | 1.036 | GGT | 1 | 0.19063 | 67 | 67 | 11.7003 | 67 |  |  | 0.19063 | 12.7721
1005 | PBCTDGE_4G | D | West | YES | 0.17463 | 65 | 65 | 68 | 0 | 1.036 | GGT | 1 | 0.19063 | 68 | 68 | 11.8749 | 68 |  |  | 0.19063 | 12.9627
1006 | PBCTEGE_5G | E | West | YES | 0.17463 | 65 | 65 | 67 | 0 | 1.036 | GGT | 1 | 0.19063 | 67 | 67 | 11.7003 | 67 |  |  | 0.19063 | 12.7721
1007 | PB5GEN_6G | 5 | West | YES | 0.17463 | 91.2 | 40 | 114 | 0 | 1.036 | GST | 1 | 0.19063 | 114 | 114 | 19.9079 | 114 |  |  | 0.19063 | 21.7317
1008 | PB6GEN_7G | 6 | West | YES | 0.17463 | 515 | 130 | 515 | 0 | 1.036 | GST | 1 | 0.19063 | 515 | 515 | 89.935 | 515 |  |  | 0.19063 | 98.1737
7038 | L_DELAWA1_1Y | 1 | West | YES | 0.17476 | 3.5 | 0 | 35 | 0 | 1 | Wind | 1 | 0.19076 | 0 | 35 | 6.1167 | 35 |  |  | 0.19076 | 6.6767
7038 | L_DELAWA1_1Y | 2 | West | YES | 0.17476 | 3 | 0 | 30 | 0 | 1 | Wind | 1 | 0.19076 | 0 | 30 | 5.2429 | 30 |  |  | 0.19076 | 5.7228
11147 | NOTREES_1G | 1 | West | YES | 0.17503 | 29.8 | 0 | 149 | 0 | 1.017 | Wind | 1 | 0.19103 | 0 | 149 | 26.0798 | 149 |  |  | 0.19103 | 28.4634
11020 | TIEHVSG_1G | 1 | West | YES | 0.17552 | 208.2 | 63 | 208.2 | 0 | 1.012 | CC | 1 | 0.19151 | 208.2 | 208.2 | 36.5424 | 208.2 |  |  | 0.19151 | 39.8731
11021 | TIEHVCG_1G | 1 | West | YES | 0.17552 | 142.1 | 103 | 142.1 | 0 | 1.012 | CC | 1 | 0.19151 | 142.1 | 142.1 | 24.9408 | 142.1 |  |  | 0.19151 | 27.2141
11022 | TIEHVCG_2G | 1 | West | YES | 0.17552 | 132.4 | 103 | 132.4 | 0 | 1.012 | CC | 1 | 0.19151 | 132.4 | 132.4 | 23.2383 | 132.4 |  |  | 0.19151 | 25.3564
11023 | TIEHVCG_3G | 1 | West | YES | 0.17552 | 137.4 | 103 | 137.4 | 0 | 1.012 | CC | 1 | 0.19151 | 137.4 | 137.4 | 24.1159 | 137.4 |  |  | 0.19151 | 26.314
11024 | TIEHVCG_4G | 1 | West | YES | 0.17552 | 147 | 103 | 147 | 0 | 1.012 | CC | 1 | 0.19151 | 147 | 147 | 25.8009 | 147 |  |  | 0.19151 | 28.1525
11025 | TIEHVSG_2G | 1 | West | YES | 0.17552 | 213.2 | 63 | 213.2 | 0 | 1.012 | CC | 1 | 0.19151 | 213.2 | 213.2 | 37.42 | 213.2 |  |  | 0.19151 | 40.8307
11001 | NAV1CT | 1 | West | YES | 0.17553 | 70.4 | 18 | 70.4 | 0 | 1.029 | CC | 1 | 0.19152 | 70.4 | 70.4 | 12.357 | 70.4 |  |  | 0.19152 | 13.4833
11009 | NAV2CT | 1 | West | YES | 0.17553 | 71.4 | 18 | 71.4 | 0 | 1.029 | CC | 1 | 0.19152 | 71.4 | 71.4 | 12.5326 | 71.4 |  |  | 0.19152 | 13.6748
11011 | NAV3ST | 1 | West | YES | 0.17553 | 92.8 | 40 | 92.8 | 0 | 1.029 | CC | 1 | 0.19152 | 92.8 | 92.8 | 16.2888 | 92.8 |  |  | 0.19152 | 17.7734
11012 | NAV4CT | 1 | West | YES | 0.17553 | 80 | 18 | 80 | 0 | 1.029 | CC | 1 | 0.19152 | 80 | 80 | 14.0421 | 80 |  |  | 0.19152 | 15.3219
11013 | NAV5CT | 1 | West | YES | 0.17553 | 80 | 18 | 80 | 0 | 1.029 | CC | 1 | 0.19152 | 80 | 80 | 14.0421 | 80 |  |  | 0.19152 | 15.3219
11014 | NAV6ST | 1 | West | YES | 0.17553 | 115 | 40 | 115 | 0 | 1.029 | CC | 1 | 0.19152 | 115 | 115 | 20.1855 | 115 |  |  | 0.19152 | 22.0252
1326 | STANTONW_8 | 1 | West | YES | 0.17625 | 20.1 | 0 | 100.5 |  | 1.01 | Wind | 1 | 0.19225 | 0 | 100.5 | 17.7132 | 100.5 |  |  | 0.19225 | 19.321
1045 | CALENG1G_1G | 1 | West | YES | 0.17631 | 73.4 | 27 | 73.4 | 0 | 1.014 | Cogen | 1 | 0.1923 | 0 | 0 | 0 | 0 |  |  | 0.1923 | 0
1046 | CALENG2G_2G | 2 | West | YES | 0.17631 | 73.4 | 27 | 73.4 | 0 | 1.014 | Cogen | 1 | 0.1923 | 0 | 0 | 0 | 0 |  |  | 0.1923 | 0
1047 | CALENG3G_3G | 3 | West | YES | 0.17631 | 70.4 | 27 | 70.4 | 0 | 1.014 | Cogen | 1 | 0.1923 | 0 | 0 | 0 | 0 |  |  | 0.1923 | 0
1058 | LONGSHORE_5 | 1 | West | YES | 0.17646 | 30 | 0 | 150 |  | 1.01 | Wind | 1 | 0.19246 | 0 | 150 | 26.4691 | 150 |  |  | 0.19246 | 28.8688
1058 | LONGSHORE_5 | 2 | West | YES | 0.17646 | 44 | 0 | 220 |  | 1.01 | Wind | 1 | 0.19246 | 0 | 220 | 38.8214 | 220 |  |  | 0.19246 | 42.3409
11065 | ELBOWCK_1G | 1 | West | YES | 0.17646 | 23.4 | 0 | 121.9 | 0 | 1 | Wind | 1 | 0.19246 | 0 | 121.9 | 21.5106 | 121.9 |  |  | 0.19246 | 23.4607
1416 | SWETWATR_1G | 1 | West | YES | 0.17671 | 30 | 18 | 30 | 0 | 1.026 | CC | 1 | 0.19271 | 30 | 30 | 5.3014 | 30 |  |  | 0.19271 | 5.7813
1417 | SWETWATR_2G | 2 | West | YES | 0.17671 | 72 | 36 | 72 | 0 | 1.026 | CC | 1 | 0.19271 | 72 | 72 | 12.7233 | 72 |  |  | 0.19271 | 13.8752
1418 | SWETWATR_3G | 3 | West | YES | 0.17671 | 68 | 36 | 68 | 0 | 1.026 | CC | 1 | 0.19271 | 68 | 68 | 12.0165 | 68 |  |  | 0.19271 | 13.1043
1419 | SWETWATR_4G | 4 | West | YES | 0.17671 | 61 | 36 | 61 | 0 | 1.026 | CC | 1 | 0.19271 | 61 | 61 | 10.7795 | 61 |  |  | 0.19271 | 11.7553
1320 | BSP 1 | 1 | West | YES | 0.17672 | 25.5 | 2.9 | 25.8 | 0 | 1 | Cogen | 1 | 0.19272 | 0 | 0 | 0 | 0 |  |  | 0.19272 | 0
1328 | OCOTILLO_1G | 1 | West | YES | 0.17681 | 11.6 | 0 | 58 |  | 1.01 | Wind | 1 | 0.19281 | 0 | 58 | 10.255 | 58 |  |  | 0.19281 | 11.1829
1333 | MCDDONAL_8 | 1 | West | YES | 0.17713 | 42.8 | 0 | 214.2 |  | 1.01 | Wind | 1 | 0.19312 | 0 | 214.2 | 37.9404 | 214.2 |  |  | 0.19312 | 41.3671
1327 | WILDHRSE_1G | 1 | West | YES | 0.17789 | 0 | 0 | 120 |  | 1 | Wind | 1 | 0.19389 | 0 | 120 | 21.3466 | 120 |  |  | 0.19389 | 23.2663
1360 | GUNSIGHT_8 | 1 | West | YES | 0.17816 | 0 | 0 | 120 |  | 1.01 | Wind | 1 | 0.19416 | 0 | 120 | 21.3792 | 120 |  |  | 0.19416 | 23.2989
1037 | MORGAN5G_5G | 5 | West | YES | 0.17848 | 109.6 | 40 | 137 | 0 | 1.029 | GST | 1 | 0.19448 | 137 | 137 | 24.452 | 137 |  |  | 0.19448 | 26.6437
1039 | MRGNAG_1G | A | West | YES | 0.17848 | 69 | 69 | 69 | 0 | 1.029 | GGT | 1 | 0.19448 | 69 | 69 | 12.3153 | 69 |  |  | 0.19448 | 13.4191
1040 | MRGNBG_2G | B | West | YES | 0.17848 | 70 | 70 | 71 | 0 | 1.029 | GGT | 1 | 0.19448 | 71 | 71 | 12.6722 | 71 |  |  | 0.19448 | 13.8081
1041 | MRGNCG_3G | C | West | YES | 0.17848 | 69 | 69 | 70 | 0 | 1.029 | GGT | 1 | 0.19448 | 70 | 70 | 12.4937 | 70 |  |  | 0.19448 | 13.6136
1042 | MRGNDG_4G | D | West | YES | 0.17848 | 68 | 68 | 68 | 0 | 1.029 | GGT | 1 | 0.19448 | 68 | 68 | 12.1368 | 68 |  |  | 0.19448 | 13.2246
1043 | MRGNEG_5G | E | West | YES | 0.17848 | 68 | 68 | 70 | 0 | 1.029 | GGT | 1 | 0.19448 | 70 | 70 | 12.4937 | 70 |  |  | 0.19448 | 13.6136
1044 | MRGNFG_6G | F | West | YES | 0.17848 | 66 | 66 | 66 | 0 | 1.029 | GGT | 1 | 0.19448 | 66 | 66 | 11.7798 | 66 |  |  | 0.19448 | 12.8357
11320 | COYOTE_1G | 1 | West | YES | 0.17943 | 22.5 | 0 | 225 |  | 1 | Wind | 1 | 0.19543 | 0 | 225 | 40.372 | 225 |  |  | 0.19543 | 43.9714
11309 | BULLCREK_2G | 1 | West | YES | 0.17963 | 20.9 | 0 | 180 |  | 1 | Wind | 1 | 0.19563 | 0 | 180 | 32.3334 | 180 |  |  | 0.19563 | 35.213
11310 | BULLCREK_1G | 1 | West | YES | 0.17963 | 15.1 | 0 | 180 |  | 1 | Wind | 1 | 0.19563 | 0 | 180 | 32.3334 | 180 |  |  | 0.19563 | 35.213
6637 | SNYDERW1A | 1 | West | YES | 0.18102 | 12.6 | 0 | 63 | 0 | 1.025 | Wind | 1 | 0.19702 | 0 | 63 | 11.4042 | 63 |  |  | 0.19702 | 12.412
1068 | SCURRYCW_1G | 1 | West | YES | 0.18188 | 28.2 | 1.3 | 141 | 0 | 1.0217 | Wind | 1 | 0.19787 | 0 | 141 | 25.6444 | 141 |  |  | 0.19787 | 27.9
1073 | SCURRYCW_2G | 2 | West | YES | 0.18188 | 24 | 0 | 120 | 0 | 1.0217 | Wind | 1 | 0.19787 | 0 | 120 | 21.825 | 120 |  |  | 0.19787 | 23.7447
1061 | CIELOGEN_1G | 1 | West | YES | 0.18196 | 19.8 | 0 | 99 |  | 1 | Wind | 1 | 0.19795 | 0 | 99 | 18.0135 | 99 |  |  | 0.19795 | 19.5973
1062 | CIELOGEN_2G | 1 | West | YES | 0.18196 | 12.2 | 0 | 61 |  | 1 | Wind | 1 | 0.19795 | 0 | 61 | 11.0993 | 61 |  |  | 0.19795 | 12.0751
1069 | KINDERMG_1G | 1 | West | YES | 0.18196 | 25 | 5 | 25 | 0 | 1.017 | Cogen | 1 | 0.19795 | 0 | 0 | 0 | 0 |  |  | 0.19795 | 0
1070 | KINDERMG_2G | 1 | West | YES | 0.18196 | 45.7 | 12 | 45.7 | 0 | 1.017 | Cogen | 1 | 0.19795 | 0 | 0 | 0 | 0 |  |  | 0.19795 | 0
1071 | KINDERMG_3G | 1 | West | YES | 0.18196 | 45.7 | 12 | 45.7 | 0 | 1.017 | Cogen | 1 | 0.19795 | 0 | 0 | 0 | 0 |  |  | 0.19795 | 0
36998 | RDCNYNG1 | 1 | West | YES | 0.18438 | 16.8 | 0 | 84 |  | 1.01 | Wind | 1 | 0.20038 | 0 | 84 | 15.4879 | 84 |  |  | 0.20038 | 16.8317
1343 | TRENTIPP_8 | 1 | West | YES | 0.18871 | 30 | 0 | 150 |  | 1.014 | Wind | 1 | 0.20471 | 0 | 150 | 28.3071 | 150 |  |  | 0.20471 | 30.7067
1354 | AEPWIND_8 | 1 | West | YES | 0.18871 | 20.2 | 0 | 101 |  | 1 | Wind | 1 | 0.20471 | 0 | 101 | 19.0601 | 101 |  |  | 0.20471 | 20.6759
60057 | CALLAHAN1A | 1 | West | YES | 0.19072 | 22.8 | 0 | 114 |  | 1.04 | Wind | 1 | 0.20672 | 0 | 114 | 21.7422 | 114 |  |  | 0.20672 | 23.5659
6407 | TURKTRAK1A | 1 | West | YES | 0.19407 | 33.9 | 0 | 169.5 | 0 | 1.025 | Wind | 1 | 0.21006 | 0 | 169.5 | 32.8944 | 169.5 |  |  | 0.21006 | 35.6059
6144 | MCADOO1A | 1 | West | YES | 0.19501 | 15 | 0 | 150 | 0 | 1.025 | Wind | 1 | 0.21101 | 0 | 150 | 29.2523 | 150 |  |  | 0.21101 | 31.6519
71051 | L_BITTCR1_1N | W1 | West | YES | 0.22129 | 7.5 | 0 | 37.5 |  | 1.02 | Wind | 1 | 0.23728 | 0 | 37.5 | 8.2982 | 37.5 |  |  | 0.23728 | 8.8981
71054 | L_SWEETW1_1N | W1 | West | YES | 0.22129 | 21.5 | 0 | 107.5 |  | 1.02 | Wind | 1 | 0.23728 | 0 | 107.5 | 23.7882 | 107.5 |  |  | 0.23728 | 25.508
71057 | L_SWEETW1_2N | W1 | West | YES | 0.22129 | 27 | 0 | 135 |  | 1.02 | Wind | 1 | 0.23728 | 0 | 135 | 29.8736 | 135 |  |  | 0.23728 | 32.0333
71059 | L_SWEETW1_3N | W1 | West | YES | 0.22129 | 23.8 | 0 | 119 | 0 | 1.02 | Wind | 1 | 0.23728 | 0 | 119 | 26.333 | 119 |  |  | 0.23728 | 28.2367
71060 | L_SWEETW1_4N | W1 | West | YES | 0.22129 | 21 | 0 | 105 | 0 | 1.02 | Wind | 1 | 0.23728 | 0 | 105 | 23.235 | 105 |  |  | 0.23728 | 24.9148
71061 | L_SWEETW1_5N | W1 | West | YES | 0.22129 | 16.1 | 0 | 80.5 | 0 | 1.02 | Wind | 1 | 0.23728 | 0 | 80.5 | 17.8135 | 80.5 |  |  | 0.23728 | 19.1013
60058 | BUFF_GAP1A | 1 | West | YES | 0.23221 | 24 | 0 | 120 |  | 1 | Wind | 1 | 0.24821 | 0 | 120 | 27.8653 | 120 |  |  | 0.24821 | 29.785
60060 | CIRELLO | 1 | West | YES | 0.23221 | 46.6 | 0 | 233 | 0 | 1 | Wind | 1 | 0.24821 | 0 | 233 | 54.1052 | 233 |  |  | 0.24821 | 57.8326
60063 | BUFF_GAP1B | 1 | West | YES | 0.23221 | 34 | 0 | 170.2 | 0 | 1.02 | Wind | 1 | 0.24821 | 0 | 170.2 | 39.5223 | 170.2 |  |  | 0.24821 | 42.2451
60066 | H_HOLLOW1A | 1 | West | YES | 0.23221 | 44.4 | 0 | 222 | 0 | 1.005 | Wind | 1 | 0.24821 | 0 | 222 | 51.5508 | 222 |  |  | 0.24821 | 55.1023
60068 | HHOLLOW21A | 1 | West | YES | 0.23221 | 36.8 | 0 | 184 | 0 | 1.025 | Wind | 1 | 0.24821 | 0 | 184 | 42.7268 | 184 |  |  | 0.24821 | 45.6704
60070 | HHOLLOW31A | 1 | West | YES | 0.23221 | 44.8 | 0 | 224 | 0 | 1.025 | Wind | 1 | 0.24821 | 0 | 224 | 52.0153 | 224 |  |  | 0.24821 | 55.5987
60072 | HHOLLOW41A | 1 | West | YES | 0.23221 | 23 | 0 | 115 | 0 | 1.025 | Wind | 1 | 0.24821 | 0 | 115 | 26.7043 | 115 |  |  | 0.24821 | 28.544
60081 | WHRLWIND1A | 1 | West | YES | 0.24565 | 12 | 0 | 60 | 0 | 1.03 | Wind | 1 | 0.26165 | 0 | 60 | 14.7392 | 60 |  |  | 0.26165 | 15.6991
6100 | OKLA7A | EQ | West | YES | 0.63471 | 50 | -220 | 220 | 0 | 1.035 | DCTie | 1 | 0.6507 | 0 | 0 | 0 | 0 |  |  | 0.6507 | 0
6752 | OKLA0A | 1 | West | YES | 0.63471 | 649.7 | 175 | 649.7 | 0 | 1.035 | LIGCO | 1 | 0.6507 | 0 | 649.7 | 412.3691 | 649.7 |  |  | 0.6507 | 422.7628
Note on AL4: Zonal Cap - Zonal Impact

## Distributed Slack - Bound Gen
Number of Bus | Name of Bus | ID | Area Name of Gen | AGC | P Sensitivity of Bus | Gen MW | Min MW | Max MW | V Sensitivity of Bus | Set Volt | Tech Type | Zone Impact | Zone Correlation | Inc Max | Dec Max | Souce S.F. Weighting | Souce Capacity | Sink S.F. Weighting | Sink Capacity | PTDF Calc | PTDF Weighting | max of zone correlation | 0.15538 |  |  | Neg PTDF weight | Pos PTDF weight
8032 | AMISTADHYD1 | 1 | South | YES | 0.054026 | 33 | 13 | 33 | 0 | 1.03 | Hydro | -1 | 0.15538 | 0 | 0 |  |  |  |  | -0.15538 | 0 |  |  |  |  | 0 | 0
8033 | AMISTADHYD2 | 2 | South | YES | 0.054026 | 25 | 13 | 25 | 0 | 1.03 | Hydro | -1 | 0.15538 | 0 | 0 |  |  |  |  | -0.15538 | 0 |  |  |  |  | 0 | 0
88253 | HAMILTON | F | South | YES | 0.054026 | 0 | 0 | 0 | 0 | 1.04 | BLT | -1 | 0.15538 | 0 | 0 |  |  |  |  | -0.15538 | 0 |  |  |  |  | 0 | 0
11057 | CHAMPION_1G | 1 | West | YES | 0.14852 | 25.3 | 0 | 126.5 |  | 1 | Wind | 1 | 0.16452 | 0 | 126.5 | 18.7878 | 126.5 |  |  | 0.16452 | 20.8115 |  |  | Weighted Shift Factors |  | 0 | 0
11059 | INADALE_1G | 1 | West | YES | 0.14852 | 39.4 | 0 | 197 |  | 1 | Wind | 1 | 0.16452 | 0 | 197 | 29.2584 | 197 |  |  | 0.16452 | 32.41 |  |  | West | 0.2094 | 0 | 0
11056 | ROSCOE_1G | 1 | West | YES | 0.14852 | 41.8 | 0 | 209 |  | 1 | Wind | 1 | 0.16452 | 0 | 209 | 31.0407 | 209 |  |  | 0.16452 | 34.3842 |  |  | North | -0.015998 | 0 | 0
11058 | PYRON_1G | 1 | West | YES | 0.14852 | 49.8 | 0 | 249 |  | 1 | Wind | 1 | 0.16452 | 0 | 249 | 36.9815 | 249 |  |  | 0.16452 | 40.9649 |  |  |  |  | 0 | 0
60202 | FRNDDRCS | F | West | YES | 0.15019 | 0 | 0 | 0 | 0 | 0.9985 | AVR | 1 | 0.16619 | 0 | 0 | 0 | 0 |  |  | 0.16619 | 0 | North |  |  |  | 0 | 0
8262 | ELPS | 1 | South | YES | 0.039581 | 6 | 6 | 6 | 0 | 1.15 | Hydro | -1 | 0.16982 | 0 | 0 |  |  |  |  | -0.16982 | 0 | Line Rating |  | 1072 |  | 0 | 0
60018 | DSKY1 | 1 | West | YES | 0.16321 | 21 | 0 | 84 | 0 | 1.023 | Wind | 1 | 0.17921 | 0 | 84 | 13.7095 | 84 |  |  | 0.17921 | 15.0533 | Impact Counter to Zone: |  | 0 |  | 0 | 0
60000 | DSKY2 | 1 | West | YES | 0.16334 | 19.1 | 0 | 76.5 |  | 1.039 | Wind | 1 | 0.17934 | 0 | 76.5 | 12.4957 | 76.5 |  |  | 0.17934 | 13.7196 |  |  | 0% |  | 0 | 0
60017 | ORNNWP1 | 1 | West | YES | 0.16405 | 20 | 0 | 80 |  | 1.027 | Wind | 1 | 0.18005 | 0 | 80 | 13.1242 | 80 |  |  | 0.18005 | 14.404 |  |  |  |  | 0 | 0
38437 | TNSRBNMESA9 | 1 | West | YES | 0.16656 | 37.5 | 0 | 150 | 0 | 1.02 | Wind | 1 | 0.18255 | 0 | 150 | 24.9836 | 150 |  |  | 0.18255 | 27.3832 | West |  |  |  | 0 | 0
38332 | TNWDWRDU2_8 | 1 | West | YES | 0.16663 | 20 | 0 | 80 | 0 | 1.0232 | Wind | 1 | 0.18263 | 0 | 80 | 13.3304 | 80 |  |  | 0.18263 | 14.6102 | Line Rating |  | 1072 |  | 0 | 0
60016 | WOODWRD11A | 1 | West | YES | 0.16665 | 20 | 0 | 80 |  | 1.033 | Wind | 1 | 0.18264 | 0 | 80 | 13.3318 | 80 |  |  | 0.18264 | 14.6116 | Impact Counter to Zone: |  | 0 |  | 0 | 0
60005 | KING_SE1A | 1 | West | YES | 0.16673 | 10 | 0 | 40 |  | 1.035 | Wind | 1 | 0.18273 | 0 | 40 | 6.6692 | 40 |  |  | 0.18273 | 7.3091 |  |  | 0% |  | 0 | 0
6016 | SWMESA | 1 | West | YES | 0.16673 | 18.8 | 0 | 75 |  | 1.03 | Wind | 1 | 0.18273 | 0 | 75 | 12.5048 | 75 |  |  | 0.18273 | 13.7046 |  |  |  |  | 0 | 0
60003 | KING_NE1A | 1 | West | YES | 0.16673 | 20 | 0 | 80 |  | 1.03 | Wind | 1 | 0.18273 | 0 | 80 | 13.3385 | 80 |  |  | 0.18273 | 14.6183 |  |  |  |  | 0 | 0
60201 | RIO DRCS | F | West | YES | 0.16687 | 0 | 0 | 0 | 0 | 1.025 | AVR | 1 | 0.18287 | 0 | 0 | 0 | 0 |  |  | 0.18287 | 0 |  |  |  |  | 0 | 0
60007 | KING_SW1A | 1 | West | YES | 0.1672 | 20 | 0 | 80 |  | 1.03 | Wind | 1 | 0.18319 | 0 | 80 | 13.3758 | 80 |  |  | 0.18319 | 14.6556 |  |  |  |  | 0 | 0
60019 | KING_NW1A | 1 | West | YES | 0.1672 | 20 | 0 | 80 |  | 1.03 | Wind | 1 | 0.18319 | 0 | 80 | 13.3758 | 80 |  |  | 0.18319 | 14.6556 |  |  |  |  | 0 | 0
1643 | SLSTR1PP_1G | 1 | North | YES | 0.024119 | 6 | 0 | 60 | 0 | 1.022 | Wind | -1 | 0.18528 | 0 | 60 |  |  | 0 | 0 | -0.18528 | 0 |  |  |  |  | 0 | 0
76091 | L_DIVIDE1_1N | W1 | West | YES | 0.17338 | 22.5 | 0 | 112.5 |  | 1.02 | Wind | 1 | 0.18938 | 0 | 112.5 | 19.5053 | 112.5 |  |  | 0.18938 | 21.305 |  |  |  |  | 0 | 0
76095 | L_CAPRSI1_1N | W1 | West | YES | 0.17338 | 29.9 | 0 | 149.5 | 0 | 1.02 | Wind | 1 | 0.18938 | 0 | 149.5 | 25.9203 | 149.5 |  |  | 0.18938 | 28.312 |  |  |  |  | 0 | 0
76096 | L_CAPRSI1_2N | W1 | West | YES | 0.17338 | 37.2 | 0 | 186 | 0 | 1.02 | Wind | 1 | 0.18938 | 0 | 186 | 32.2487 | 186 |  |  | 0.18938 | 35.2242 |  |  |  |  | 0 | 0
76097 | L_CAPRGE1_1N | W1 | West | YES | 0.17338 | 42.9 | 0 | 214.5 | 0 | 1.02 | Wind | 1 | 0.18938 | 0 | 214.5 | 37.19 | 214.5 |  |  | 0.18938 | 40.6215 |  |  |  |  | 0 | 0
76031 | L_GASCCR1_1N | W1 | West | YES | 0.17392 | 30 | 0 | 150 |  | 1.02 | Wind | 1 | 0.18992 | 0 | 150 | 26.0886 | 150 |  |  | 0.18992 | 28.4882 |  |  |  |  | 0 | 0
1349 | WESTXWIN_1G | 1 | West | YES | 0.17438 | 1.3 | 0 | 6.6 |  | 1.014 | Wind | 1 | 0.19038 | 0 | 6.6 | 1.1509 | 6.6 |  |  | 0.19038 | 1.2565 |  |  |  |  | 0 | 0
1350 | NWPWRG1_1G | 1 | West | YES | 0.17438 | 6.9 | 1 | 34.3 |  | 1.014 | Wind | 1 | 0.19038 | 0 | 34.3 | 5.9812 | 34.3 |  |  | 0.19038 | 6.5299 |  |  |  |  | 0 | 0
1002 | PBCTAGE_1G | A | West | YES | 0.17463 | 64 | 64 | 66 | 0 | 1.036 | GGT | 1 | 0.19063 | 66 | 66 | 11.5256 | 66 |  |  | 0.19063 | 12.5815 |  |  |  |  | 0 | 0
1003 | PBCTBGE_2G | B | West | YES | 0.17463 | 65 | 65 | 66 | 0 | 1.036 | GGT | 1 | 0.19063 | 66 | 66 | 11.5256 | 66 |  |  | 0.19063 | 12.5815 |  |  |  |  | 0 | 0
1004 | PBCTCGE_3G | C | West | YES | 0.17463 | 62 | 62 | 67 | 0 | 1.036 | GGT | 1 | 0.19063 | 67 | 67 | 11.7003 | 67 |  |  | 0.19063 | 12.7721 |  |  |  |  | 0 | 0
1006 | PBCTEGE_5G | E | West | YES | 0.17463 | 65 | 65 | 67 | 0 | 1.036 | GGT | 1 | 0.19063 | 67 | 67 | 11.7003 | 67 |  |  | 0.19063 | 12.7721 |  |  |  |  | 0 | 0
1005 | PBCTDGE_4G | D | West | YES | 0.17463 | 65 | 65 | 68 | 0 | 1.036 | GGT | 1 | 0.19063 | 68 | 68 | 11.8749 | 68 |  |  | 0.19063 | 12.9627 |  |  |  |  | 0 | 0
1007 | PB5GEN_6G | 5 | West | YES | 0.17463 | 91.2 | 40 | 114 | 0 | 1.036 | GST | 1 | 0.19063 | 114 | 114 | 19.9079 | 114 |  |  | 0.19063 | 21.7317 |  |  |  |  | 0 | 0
1008 | PB6GEN_7G | 6 | West | YES | 0.17463 | 515 | 130 | 515 | 0 | 1.036 | GST | 1 | 0.19063 | 515 | 515 | 89.935 | 515 |  |  | 0.19063 | 98.1737 |  |  |  |  | 0 | 0
7038 | L_DELAWA1_1Y | 2 | West | YES | 0.17476 | 3 | 0 | 30 | 0 | 1 | Wind | 1 | 0.19076 | 0 | 30 | 5.2429 | 30 |  |  | 0.19076 | 5.7228 |  |  |  |  | 0 | 0
7038 | L_DELAWA1_1Y | 1 | West | YES | 0.17476 | 3.5 | 0 | 35 | 0 | 1 | Wind | 1 | 0.19076 | 0 | 35 | 6.1167 | 35 |  |  | 0.19076 | 6.6767 |  |  |  |  | 0 | 0
11147 | NOTREES_1G | 1 | West | YES | 0.17503 | 29.8 | 0 | 149 | 0 | 1.017 | Wind | 1 | 0.19103 | 0 | 149 | 26.0798 | 149 |  |  | 0.19103 | 28.4634 |  |  |  |  | 0 | 0
11022 | TIEHVCG_2G | 1 | West | YES | 0.17552 | 132.4 | 103 | 132.4 | 0 | 1.012 | CC | 1 | 0.19151 | 132.4 | 132.4 | 23.2383 | 132.4 |  |  | 0.19151 | 25.3564 |  |  |  |  | 0 | 0
11023 | TIEHVCG_3G | 1 | West | YES | 0.17552 | 137.4 | 103 | 137.4 | 0 | 1.012 | CC | 1 | 0.19151 | 137.4 | 137.4 | 24.1159 | 137.4 |  |  | 0.19151 | 26.314 |  |  |  |  | 0 | 0
11021 | TIEHVCG_1G | 1 | West | YES | 0.17552 | 142.1 | 103 | 142.1 | 0 | 1.012 | CC | 1 | 0.19151 | 142.1 | 142.1 | 24.9408 | 142.1 |  |  | 0.19151 | 27.2141 |  |  |  |  | 0 | 0
11024 | TIEHVCG_4G | 1 | West | YES | 0.17552 | 147 | 103 | 147 | 0 | 1.012 | CC | 1 | 0.19151 | 147 | 147 | 25.8009 | 147 |  |  | 0.19151 | 28.1525 |  |  |  |  | 0 | 0
11020 | TIEHVSG_1G | 1 | West | YES | 0.17552 | 208.2 | 63 | 208.2 | 0 | 1.012 | CC | 1 | 0.19151 | 208.2 | 208.2 | 36.5424 | 208.2 |  |  | 0.19151 | 39.8731 |  |  |  |  | 0 | 0
11025 | TIEHVSG_2G | 1 | West | YES | 0.17552 | 213.2 | 63 | 213.2 | 0 | 1.012 | CC | 1 | 0.19151 | 213.2 | 213.2 | 37.42 | 213.2 |  |  | 0.19151 | 40.8307 |  |  |  |  | 0 | 0
11001 | NAV1CT | 1 | West | YES | 0.17553 | 70.4 | 18 | 70.4 | 0 | 1.029 | CC | 1 | 0.19152 | 70.4 | 70.4 | 12.357 | 70.4 |  |  | 0.19152 | 13.4833 |  |  |  |  | 0 | 0
11009 | NAV2CT | 1 | West | YES | 0.17553 | 71.4 | 18 | 71.4 | 0 | 1.029 | CC | 1 | 0.19152 | 71.4 | 71.4 | 12.5326 | 71.4 |  |  | 0.19152 | 13.6748 |  |  |  |  | 0 | 0
11012 | NAV4CT | 1 | West | YES | 0.17553 | 80 | 18 | 80 | 0 | 1.029 | CC | 1 | 0.19152 | 80 | 80 | 14.0421 | 80 |  |  | 0.19152 | 15.3219 |  |  |  |  | 0 | 0
11013 | NAV5CT | 1 | West | YES | 0.17553 | 80 | 18 | 80 | 0 | 1.029 | CC | 1 | 0.19152 | 80 | 80 | 14.0421 | 80 |  |  | 0.19152 | 15.3219 |  |  |  |  | 0 | 0
11011 | NAV3ST | 1 | West | YES | 0.17553 | 92.8 | 40 | 92.8 | 0 | 1.029 | CC | 1 | 0.19152 | 92.8 | 92.8 | 16.2888 | 92.8 |  |  | 0.19152 | 17.7734 |  |  |  |  | 0 | 0
11014 | NAV6ST | 1 | West | YES | 0.17553 | 115 | 40 | 115 | 0 | 1.029 | CC | 1 | 0.19152 | 115 | 115 | 20.1855 | 115 |  |  | 0.19152 | 22.0252 |  |  |  |  | 0 | 0
1326 | STANTONW_8 | 1 | West | YES | 0.17625 | 20.1 | 0 | 100.5 |  | 1.01 | Wind | 1 | 0.19225 | 0 | 100.5 | 17.7132 | 100.5 |  |  | 0.19225 | 19.321 |  |  |  |  | 0 | 0
1045 | CALENG1G_1G | 1 | West | YES | 0.17631 | 73.4 | 27 | 73.4 | 0 | 1.014 | Cogen | 1 | 0.1923 | 0 | 0 | 0 | 0 |  |  | 0.1923 | 0 |  |  |  |  | 0 | 0
1046 | CALENG2G_2G | 2 | West | YES | 0.17631 | 73.4 | 27 | 73.4 | 0 | 1.014 | Cogen | 1 | 0.1923 | 0 | 0 | 0 | 0 |  |  | 0.1923 | 0 |  |  |  |  | 0 | 0
1047 | CALENG3G_3G | 3 | West | YES | 0.17631 | 70.4 | 27 | 70.4 | 0 | 1.014 | Cogen | 1 | 0.1923 | 0 | 0 | 0 | 0 |  |  | 0.1923 | 0 |  |  |  |  | 0 | 0
11065 | ELBOWCK_1G | 1 | West | YES | 0.17646 | 23.4 | 0 | 121.9 | 0 | 1 | Wind | 1 | 0.19246 | 0 | 121.9 | 21.5106 | 121.9 |  |  | 0.19246 | 23.4607 |  |  |  |  | 0 | 0
1058 | LONGSHORE_5 | 1 | West | YES | 0.17646 | 30 | 0 | 150 |  | 1.01 | Wind | 1 | 0.19246 | 0 | 150 | 26.4691 | 150 |  |  | 0.19246 | 28.8688 |  |  |  |  | 0 | 0
1058 | LONGSHORE_5 | 2 | West | YES | 0.17646 | 44 | 0 | 220 |  | 1.01 | Wind | 1 | 0.19246 | 0 | 220 | 38.8214 | 220 |  |  | 0.19246 | 42.3409 |  |  |  |  | 0 | 0
1416 | SWETWATR_1G | 1 | West | YES | 0.17671 | 30 | 18 | 30 | 0 | 1.026 | CC | 1 | 0.19271 | 30 | 30 | 5.3014 | 30 |  |  | 0.19271 | 5.7813 |  |  |  |  | 0 | 0
1419 | SWETWATR_4G | 4 | West | YES | 0.17671 | 61 | 36 | 61 | 0 | 1.026 | CC | 1 | 0.19271 | 61 | 61 | 10.7795 | 61 |  |  | 0.19271 | 11.7553 |  |  |  |  | 0 | 0
1418 | SWETWATR_3G | 3 | West | YES | 0.17671 | 68 | 36 | 68 | 0 | 1.026 | CC | 1 | 0.19271 | 68 | 68 | 12.0165 | 68 |  |  | 0.19271 | 13.1043 |  |  |  |  | 0 | 0
1417 | SWETWATR_2G | 2 | West | YES | 0.17671 | 72 | 36 | 72 | 0 | 1.026 | CC | 1 | 0.19271 | 72 | 72 | 12.7233 | 72 |  |  | 0.19271 | 13.8752 |  |  |  |  | 0 | 0
1320 | BSP 1 | 1 | West | YES | 0.17672 | 25.5 | 2.9 | 25.8 | 0 | 1 | Cogen | 1 | 0.19272 | 0 | 0 | 0 | 0 |  |  | 0.19272 | 0 |  |  |  |  | 0 | 0
1328 | OCOTILLO_1G | 1 | West | YES | 0.17681 | 11.6 | 0 | 58 |  | 1.01 | Wind | 1 | 0.19281 | 0 | 58 | 10.255 | 58 |  |  | 0.19281 | 11.1829 |  |  |  |  | 0 | 0
1333 | MCDDONAL_8 | 1 | West | YES | 0.17713 | 42.8 | 0 | 214.2 |  | 1.01 | Wind | 1 | 0.19312 | 0 | 214.2 | 37.9404 | 214.2 |  |  | 0.19312 | 41.3671 |  |  |  |  | 0 | 0
1327 | WILDHRSE_1G | 1 | West | YES | 0.17789 | 0 | 0 | 120 |  | 1 | Wind | 1 | 0.19389 | 0 | 120 | 21.3466 | 120 |  |  | 0.19389 | 23.2663 |  |  |  |  | 0 | 0
1360 | GUNSIGHT_8 | 1 | West | YES | 0.17816 | 0 | 0 | 120 |  | 1.01 | Wind | 1 | 0.19416 | 0 | 120 | 21.3792 | 120 |  |  | 0.19416 | 23.2989 |  |  |  |  | 0 | 0
1044 | MRGNFG_6G | F | West | YES | 0.17848 | 66 | 66 | 66 | 0 | 1.029 | GGT | 1 | 0.19448 | 66 | 66 | 11.7798 | 66 |  |  | 0.19448 | 12.8357 |  |  |  |  | 0 | 0
1042 | MRGNDG_4G | D | West | YES | 0.17848 | 68 | 68 | 68 | 0 | 1.029 | GGT | 1 | 0.19448 | 68 | 68 | 12.1368 | 68 |  |  | 0.19448 | 13.2246 |  |  |  |  | 0 | 0
1039 | MRGNAG_1G | A | West | YES | 0.17848 | 69 | 69 | 69 | 0 | 1.029 | GGT | 1 | 0.19448 | 69 | 69 | 12.3153 | 69 |  |  | 0.19448 | 13.4191 |  |  |  |  | 0 | 0
1041 | MRGNCG_3G | C | West | YES | 0.17848 | 69 | 69 | 70 | 0 | 1.029 | GGT | 1 | 0.19448 | 70 | 70 | 12.4937 | 70 |  |  | 0.19448 | 13.6136 |  |  |  |  | 0 | 0
1043 | MRGNEG_5G | E | West | YES | 0.17848 | 68 | 68 | 70 | 0 | 1.029 | GGT | 1 | 0.19448 | 70 | 70 | 12.4937 | 70 |  |  | 0.19448 | 13.6136 |  |  |  |  | 0 | 0
1040 | MRGNBG_2G | B | West | YES | 0.17848 | 70 | 70 | 71 | 0 | 1.029 | GGT | 1 | 0.19448 | 71 | 71 | 12.6722 | 71 |  |  | 0.19448 | 13.8081 |  |  |  |  | 0 | 0
1037 | MORGAN5G_5G | 5 | West | YES | 0.17848 | 109.6 | 40 | 137 | 0 | 1.029 | GST | 1 | 0.19448 | 137 | 137 | 24.452 | 137 |  |  | 0.19448 | 26.6437 |  |  |  |  | 0 | 0
11320 | COYOTE_1G | 1 | West | YES | 0.17943 | 22.5 | 0 | 225 |  | 1 | Wind | 1 | 0.19543 | 0 | 225 | 40.372 | 225 |  |  | 0.19543 | 43.9714 |  |  |  |  | 0 | 0
11309 | BULLCREK_2G | 1 | West | YES | 0.17963 | 20.9 | 0 | 180 |  | 1 | Wind | 1 | 0.19563 | 0 | 180 | 32.3334 | 180 |  |  | 0.19563 | 35.213 |  |  |  |  | 0 | 0
11310 | BULLCREK_1G | 1 | West | YES | 0.17963 | 15.1 | 0 | 180 |  | 1 | Wind | 1 | 0.19563 | 0 | 180 | 32.3334 | 180 |  |  | 0.19563 | 35.213 |  |  |  |  | 0 | 0
6637 | SNYDERW1A | 1 | West | YES | 0.18102 | 12.6 | 0 | 63 | 0 | 1.025 | Wind | 1 | 0.19702 | 0 | 63 | 11.4042 | 63 |  |  | 0.19702 | 12.412 |  |  |  |  | 0 | 0
1073 | SCURRYCW_2G | 2 | West | YES | 0.18188 | 24 | 0 | 120 | 0 | 1.0217 | Wind | 1 | 0.19787 | 0 | 120 | 21.825 | 120 |  |  | 0.19787 | 23.7447 |  |  |  |  | 0 | 0
1068 | SCURRYCW_1G | 1 | West | YES | 0.18188 | 28.2 | 1.3 | 141 | 0 | 1.0217 | Wind | 1 | 0.19787 | 0 | 141 | 25.6444 | 141 |  |  | 0.19787 | 27.9 |  |  |  |  | 0 | 0
1069 | KINDERMG_1G | 1 | West | YES | 0.18196 | 25 | 5 | 25 | 0 | 1.017 | Cogen | 1 | 0.19795 | 0 | 0 | 0 | 0 |  |  | 0.19795 | 0 |  |  |  |  | 0 | 0
1070 | KINDERMG_2G | 1 | West | YES | 0.18196 | 45.7 | 12 | 45.7 | 0 | 1.017 | Cogen | 1 | 0.19795 | 0 | 0 | 0 | 0 |  |  | 0.19795 | 0 |  |  |  |  | 0 | 0
1071 | KINDERMG_3G | 1 | West | YES | 0.18196 | 45.7 | 12 | 45.7 | 0 | 1.017 | Cogen | 1 | 0.19795 | 0 | 0 | 0 | 0 |  |  | 0.19795 | 0 |  |  |  |  | 0 | 0
1062 | CIELOGEN_2G | 1 | West | YES | 0.18196 | 12.2 | 0 | 61 |  | 1 | Wind | 1 | 0.19795 | 0 | 61 | 11.0993 | 61 |  |  | 0.19795 | 12.0751 |  |  |  |  | 0 | 0
1061 | CIELOGEN_1G | 1 | West | YES | 0.18196 | 19.8 | 0 | 99 |  | 1 | Wind | 1 | 0.19795 | 0 | 99 | 18.0135 | 99 |  |  | 0.19795 | 19.5973 |  |  |  |  | 0 | 0
7026 | L_INKSDA1_1Y | 1 | South | YES | 0.011435 | 0 | 0 | 13.7 |  | 1 | Hydro | -1 | 0.19797 | 0 | 0 |  |  |  |  | -0.19797 | 0 |  |  |  |  | 0 | 0
58909 | PEARSALLSCG1 | 3 | South | YES | 0.009638 | 0 | 0 | 8.4 |  | 1.027 | Diesel | -1 | 0.19976 | 8.4 | 8.4 |  |  |  |  | -0.19976 | -1.678 |  |  |  |  | 0 | 0
58909 | PEARSALLSCG1 | 4 | South | YES | 0.009638 | 0 | 0 | 8.4 |  | 1.027 | Diesel | -1 | 0.19976 | 8.4 | 8.4 |  |  |  |  | -0.19976 | -1.678 |  |  |  |  | 0 | 0
58909 | PEARSALLSCG1 | 6 | South | YES | 0.009638 | 0 | 0 | 8.4 |  | 1.027 | Diesel | -1 | 0.19976 | 8.4 | 8.4 |  |  |  |  | -0.19976 | -1.678 |  |  |  |  | 0 | 0
58909 | PEARSALLSCG1 | 5 | South | YES | 0.009638 | 0 | 0 | 8.4 |  | 1.027 | Diesel | -1 | 0.19976 | 8.4 | 8.4 |  |  |  |  | -0.19976 | -1.678 |  |  |  |  | 0 | 0
58909 | PEARSALLSCG1 | 1 | South | YES | 0.009638 | 0 | 0 | 8.4 |  | 1.027 | Diesel | -1 | 0.19976 | 8.4 | 8.4 |  |  |  |  | -0.19976 | -1.678 |  |  |  |  | 0 | 0
58909 | PEARSALLSCG1 | 2 | South | YES | 0.009638 | 0 | 0 | 8.4 |  | 1.027 | Diesel | -1 | 0.19976 | 8.4 | 8.4 |  |  |  |  | -0.19976 | -1.678 |  |  |  |  | 0 | 0
58919 | PEARSALLSCG2 | 5 | South | YES | 0.009638 | 0 | 0 | 8.4 |  | 1.027 | Diesel | -1 | 0.19976 | 8.4 | 8.4 |  |  |  |  | -0.19976 | -1.678 |  |  |  |  | 0 | 0
58919 | PEARSALLSCG2 | 6 | South | YES | 0.009638 | 0 | 0 | 8.4 |  | 1.027 | Diesel | -1 | 0.19976 | 8.4 | 8.4 |  |  |  |  | -0.19976 | -1.678 |  |  |  |  | 0 | 0
58919 | PEARSALLSCG2 | 1 | South | YES | 0.009638 | 0 | 0 | 8.4 |  | 1.027 | Diesel | -1 | 0.19976 | 8.4 | 8.4 |  |  |  |  | -0.19976 | -1.678 |  |  |  |  | 0 | 0
58919 | PEARSALLSCG2 | 2 | South | YES | 0.009638 | 0 | 0 | 8.4 |  | 1.027 | Diesel | -1 | 0.19976 | 8.4 | 8.4 |  |  |  |  | -0.19976 | -1.678 |  |  |  |  | 0 | 0
58919 | PEARSALLSCG2 | 4 | South | YES | 0.009638 | 0 | 0 | 8.4 |  | 1.027 | Diesel | -1 | 0.19976 | 8.4 | 8.4 |  |  |  |  | -0.19976 | -1.678 |  |  |  |  | 0 | 0
58919 | PEARSALLSCG2 | 3 | South | YES | 0.009638 | 0 | 0 | 8.4 |  | 1.027 | Diesel | -1 | 0.19976 | 8.4 | 8.4 |  |  |  |  | -0.19976 | -1.678 |  |  |  |  | 0 | 0
58929 | PEARSALLSCG3 | 4 | South | YES | 0.009638 | 0 | 0 | 8.4 |  | 1.027 | Diesel | -1 | 0.19976 | 8.4 | 8.4 |  |  |  |  | -0.19976 | -1.678 |  |  |  |  | 0 | 0
58929 | PEARSALLSCG3 | 6 | South | YES | 0.009638 | 0 | 0 | 8.4 |  | 1.027 | Diesel | -1 | 0.19976 | 8.4 | 8.4 |  |  |  |  | -0.19976 | -1.678 |  |  |  |  | 0 | 0
58929 | PEARSALLSCG3 | 2 | South | YES | 0.009638 | 0 | 0 | 8.4 |  | 1.027 | Diesel | -1 | 0.19976 | 8.4 | 8.4 |  |  |  |  | -0.19976 | -1.678 |  |  |  |  | 0 | 0
58929 | PEARSALLSCG3 | 5 | South | YES | 0.009638 | 0 | 0 | 8.4 |  | 1.027 | Diesel | -1 | 0.19976 | 8.4 | 8.4 |  |  |  |  | -0.19976 | -1.678 |  |  |  |  | 0 | 0
58929 | PEARSALLSCG3 | 1 | South | YES | 0.009638 | 0 | 0 | 8.4 |  | 1.027 | Diesel | -1 | 0.19976 | 8.4 | 8.4 |  |  |  |  | -0.19976 | -1.678 |  |  |  |  | 0 | 0
58929 | PEARSALLSCG3 | 3 | South | YES | 0.009638 | 0 | 0 | 8.4 |  | 1.027 | Diesel | -1 | 0.19976 | 8.4 | 8.4 |  |  |  |  | -0.19976 | -1.678 |  |  |  |  | 0 | 0
58949 | PEARSALLSCG4 | 3 | South | YES | 0.009638 | 0 | 0 | 8.4 |  | 1.027 | Diesel | -1 | 0.19976 | 8.4 | 8.4 |  |  |  |  | -0.19976 | -1.678 |  |  |  |  | 0 | 0
58949 | PEARSALLSCG4 | 2 | South | YES | 0.009638 | 0 | 0 | 8.4 |  | 1.027 | Diesel | -1 | 0.19976 | 8.4 | 8.4 |  |  |  |  | -0.19976 | -1.678 |  |  |  |  | 0 | 0
58949 | PEARSALLSCG4 | 1 | South | YES | 0.009638 | 0 | 0 | 8.4 |  | 1.027 | Diesel | -1 | 0.19976 | 8.4 | 8.4 |  |  |  |  | -0.19976 | -1.678 |  |  |  |  | 0 | 0
58949 | PEARSALLSCG4 | 4 | South | YES | 0.009638 | 0 | 0 | 8.4 |  | 1.027 | Diesel | -1 | 0.19976 | 8.4 | 8.4 |  |  |  |  | -0.19976 | -1.678 |  |  |  |  | 0 | 0
58949 | PEARSALLSCG4 | 6 | South | YES | 0.009638 | 0 | 0 | 8.4 |  | 1.027 | Diesel | -1 | 0.19976 | 8.4 | 8.4 |  |  |  |  | -0.19976 | -1.678 |  |  |  |  | 0 | 0
58949 | PEARSALLSCG4 | 5 | South | YES | 0.009638 | 0 | 0 | 8.4 |  | 1.027 | Diesel | -1 | 0.19976 | 8.4 | 8.4 |  |  |  |  | -0.19976 | -1.678 |  |  |  |  | 0 | 0
36998 | RDCNYNG1 | 1 | West | YES | 0.18438 | 16.8 | 0 | 84 |  | 1.01 | Wind | 1 | 0.20038 | 0 | 84 | 15.4879 | 84 |  |  | 0.20038 | 16.8317 |  |  |  |  | 0 | 0
7022 | L_BUCHAN1_1Y | 1 | South | YES | 0.008184 | 0 | 0 | 18 |  | 1 | Hydro | -1 | 0.20122 | 0 | 0 |  |  |  |  | -0.20122 | 0 |  |  |  |  | 0 | 0
7023 | L_BUCHAN1_2Y | 2 | South | YES | 0.008184 | 0 | 0 | 18 |  | 1 | Hydro | -1 | 0.20122 | 0 | 0 |  |  |  |  | -0.20122 | 0 |  |  |  |  | 0 | 0
7024 | L_BUCHAN1_3Y | 3 | South | YES | 0.008184 | 0 | 0 | 15 |  | 1 | Hydro | -1 | 0.20122 | 0 | 0 |  |  |  |  | -0.20122 | 0 |  |  |  |  | 0 | 0
80265 | LARECU40A | 4 | South | YES | 0.008058 | 80 | 0 | 100 |  | 1.039 | GGT | -1 | 0.20134 | 100 | 100 |  |  |  |  | -0.20134 | -20.1343 |  |  |  |  | 0 | 0
80266 | LARECU50A | 5 | South | YES | 0.008058 | 80 | 0 | 100 |  | 1.039 | GGT | -1 | 0.20134 | 100 | 100 |  |  |  |  | -0.20134 | -20.1343 |  |  |  |  | 0 | 0
80012 | LAR | F | South | YES | 0.008057 | 0 | 0 | 0 | 0 | 1.04 | DCTie | -1 | 0.20134 | 0 | 0 |  |  |  |  | -0.20134 | 0 |  |  |  |  | 0 | 0
7000 | L_FERGUS1_1Y | 1 | South | YES | 0.00801 | 400 | 65 | 423.3 | 0 | 1.015 | GSC | -1 | 0.20139 | 423.3 | 423.3 |  |  |  |  | -0.20139 | -85.2489 |  |  |  |  | 0 | 0
5891 | PEARSALLGEN2 | 1 | South | YES | 0.007659 | 19.4 | 6 | 24.3 | 0 | 1.0226 | GST | -1 | 0.20174 | 24.3 | 24.3 |  |  |  |  | -0.20174 | -4.9023 |  |  |  |  | 0 | 0
5890 | PEARSALLGEN1 | 1 | South | YES | 0.007659 | 19.2 | 6 | 24 | 0 | 1.0226 | GST | -1 | 0.20174 | 24 | 24 |  |  |  |  | -0.20174 | -4.8418 |  |  |  |  | 0 | 0
5892 | PEARSALLGEN3 | 1 | South | YES | 0.007659 | 19.1 | 6 | 23.9 | 0 | 1.0226 | GST | -1 | 0.20174 | 23.9 | 23.9 |  |  |  |  | -0.20174 | -4.8216 |  |  |  |  | 0 | 0
7035 | L_WIRTZ_1G1Y | 1 | South | YES | 0.007477 | 0 | 0 | 29 |  | 1 | Hydro | -1 | 0.20192 | 0 | 0 |  |  |  |  | -0.20192 | 0 |  |  |  |  | 0 | 0
7036 | L_WIRTZ_1G2Y | 2 | South | YES | 0.007477 | 0 | 0 | 29.7 |  | 1 | Hydro | -1 | 0.20192 | 0 | 0 |  |  |  |  | -0.20192 | 0 |  |  |  |  | 0 | 0
7028 | L_MARBFA1_1Y | 1 | South | YES | 0.005809 | 0 | 0 | 18 |  | 1 | Hydro | -1 | 0.20359 | 0 | 0 |  |  |  |  | -0.20359 | 0 |  |  |  |  | 0 | 0
7029 | L_MARBFA1_2Y | 2 | South | YES | 0.005809 | 0 | 0 | 18 |  | 1 | Hydro | -1 | 0.20359 | 0 | 0 |  |  |  |  | -0.20359 | 0 |  |  |  |  | 0 | 0
88299 | ZAPATA | F | South | YES | 0.004981 | 0 | 0 | 0 | 0 | 1.02 | BLT | -1 | 0.20442 | 0 | 0 |  |  |  |  | -0.20442 | 0 |  |  |  |  | 0 | 0
1354 | AEPWIND_8 | 1 | West | YES | 0.18871 | 20.2 | 0 | 101 |  | 1 | Wind | 1 | 0.20471 | 0 | 101 | 19.0601 | 101 |  |  | 0.20471 | 20.6759 |  |  |  |  | 0 | 0
1343 | TRENTIPP_8 | 1 | West | YES | 0.18871 | 30 | 0 | 150 |  | 1.014 | Wind | 1 | 0.20471 | 0 | 150 | 28.3071 | 150 |  |  | 0.20471 | 30.7067 |  |  |  |  | 0 | 0
5728 | FALCONHYDRO2 | 2 | South | YES | 0.002895 | 12 | 0 | 12 | 0 | 1.0234 | Hydro | -1 | 0.20651 | 0 | 0 |  |  |  |  | -0.20651 | 0 |  |  |  |  | 0 | 0
5729 | FALCONHYDRO3 | 3 | South | YES | 0.002895 | 11 | 0 | 11 | 0 | 1.0234 | Hydro | -1 | 0.20651 | 0 | 0 |  |  |  |  | -0.20651 | 0 |  |  |  |  | 0 | 0
8048 | FALCONHYDRO1 | 1 | South | YES | 0.002895 | 12 | 0 | 12 | 0 | 1.0234 | Hydro | -1 | 0.20651 | 0 | 0 |  |  |  |  | -0.20651 | 0 |  |  |  |  | 0 | 0
60057 | CALLAHAN1A | 1 | West | YES | 0.19072 | 22.8 | 0 | 114 |  | 1.04 | Wind | 1 | 0.20672 | 0 | 114 | 21.7422 | 114 |  |  | 0.20672 | 23.5659 |  |  |  |  | 0 | 0
88508 | FALFURRI | F | South | YES | 0.002561 | 0 | 0 | 0 | 0 | 1 | AVR | -1 | 0.20684 | 0 | 0 |  |  |  |  | -0.20684 | 0 |  |  |  |  | 0 | 0
5265 | LEON_LCP4G4 | 4 | South | YES | 0.001301 | 89 | 25 | 89 | 0 | 1.0197 | GST | -1 | 0.2081 | 89 | 89 |  |  |  |  | -0.2081 | -18.5209 |  |  |  |  | 0 | 0
5264 | LEON_LCP3G3 | 3 | South | YES | 0.001301 | 0 | 20 | 58 |  | 1.0197 | GST | -1 | 0.2081 | 58 | 58 |  |  |  |  | -0.2081 | -12.0698 |  |  |  |  | 0 | 0
5269 | LEON_LCPCT4 | 4 | South | YES | 0.001301 | 45 | 24 | 45 | 0 | 1.0197 | GGT | -1 | 0.2081 | 45 | 45 |  |  |  |  | -0.2081 | -9.3645 |  |  |  |  | 0 | 0
5266 | LEON_LCPCT1 | 1 | South | YES | 0.001301 | 44 | 24 | 44 | 0 | 1.0197 | GGT | -1 | 0.2081 | 44 | 44 |  |  |  |  | -0.2081 | -9.1564 |  |  |  |  | 0 | 0
5267 | LEON_LCPCT2 | 2 | South | YES | 0.001301 | 44 | 24 | 44 | 0 | 1.0197 | GGT | -1 | 0.2081 | 44 | 44 |  |  |  |  | -0.2081 | -9.1564 |  |  |  |  | 0 | 0
5268 | LEON_LCPCT3 | 3 | South | YES | 0.001301 | 43 | 24 | 43 | 0 | 1.0197 | GGT | -1 | 0.2081 | 43 | 43 |  |  |  |  | -0.2081 | -8.9483 |  |  |  |  | 0 | 0
7031 | L_MARSFO1G1Y | 1 | South | YES | 0.001256 | 0 | 0 | 36 |  | 1 | Hydro | -1 | 0.20815 | 0 | 0 |  |  |  |  | -0.20815 | 0 |  |  |  |  | 0 | 0
7032 | L_MARSFO1G2Y | 2 | South | YES | 0.001256 | 0 | 0 | 35 |  | 1 | Hydro | -1 | 0.20815 | 0 | 0 |  |  |  |  | -0.20815 | 0 |  |  |  |  | 0 | 0
7033 | L_MARSFO1G3Y | 3 | South | YES | 0.001256 | 0 | 0 | 36 |  | 1 | Hydro | -1 | 0.20815 | 0 | 0 |  |  |  |  | -0.20815 | 0 |  |  |  |  | 0 | 0
5028 | BRAUNIG_VHB3 | 3 | South | YES | 0.000962 | 407 | 60 | 407 | 0 | 1.0138 | GST | -1 | 0.20844 | 407 | 407 |  |  |  |  | -0.20844 | -84.8348 |  |  |  |  | 0 | 0
5027 | BRAUNIG_VHB2 | 2 | South | YES | 0.000854 | 216 | 40 | 216 | 0 | 1.0192 | GST | -1 | 0.20855 | 216 | 216 |  |  |  |  | -0.20855 | -45.0462 |  |  |  |  | 0 | 0
5026 | BRAUNIG_VHB1 | 1 | South | YES | 0.000854 | 215 | 40 | 215 | 0 | 1.0192 | GST | -1 | 0.20855 | 215 | 215 |  |  |  |  | -0.20855 | -44.8377 |  |  |  |  | 0 | 0
5396 | CALAVER_OWS1 | 1 | South | YES | 0.00085 | 418 | 80 | 418 | 0 | 1.0192 | GST | -1 | 0.20855 | 418 | 418 |  |  |  |  | -0.20855 | -87.1745 |  |  |  |  | 0 | 0
5397 | CALAVER_OWS2 | 2 | South | YES | 0.00085 | 400 | 80 | 400 | 0 | 1.0192 | GST | -1 | 0.20855 | 400 | 400 |  |  |  |  | -0.20855 | -83.4205 |  |  |  |  | 0 | 0
5111 | CALAVER_JTD1 | 1 | South | YES | 0.000787 | 430 | 80 | 430 | 0 | 1.0138 | LIGCO | -1 | 0.20861 | 0 | 430 |  |  |  |  | -0.20861 | 0 |  |  |  |  | 0 | 0
5112 | CALAVER_JTD2 | 2 | South | YES | 0.000787 | 430 | 80 | 430 | 0 | 1.0138 | LIGCO | -1 | 0.20861 | 0 | 430 |  |  |  |  | -0.20861 | 0 |  |  |  |  | 0 | 0
88198 | BEEVILLE | F | South | YES | 0.000718 | 0 | 0 | 0 | 0 | 1.02 | AVR | -1 | 0.20868 | 0 | 0 |  |  |  |  | -0.20868 | 0 |  |  |  |  | 0 | 0
8935 | FGNTS201 | 3 | South | YES | 0.000715 | 173 | 0 | 173 | 0 | 1.03 | CC | -1 | 0.20869 | 173 | 173 |  |  |  |  | -0.20869 | -36.1027 |  |  |  |  | 0 | 0
8934 | FGNTS101 | 2 | South | YES | 0.000715 | 147.9 | 0 | 147.9 | 0 | 1.03 | CC | -1 | 0.20869 | 147.9 | 147.9 |  |  |  |  | -0.20869 | -30.8647 |  |  |  |  | 0 | 0
8933 | FGNTS001 | 1 | South | YES | 0.000715 | 146.5 | 0 | 146.5 | 0 | 1.03 | CC | -1 | 0.20869 | 146.5 | 146.5 |  |  |  |  | -0.20869 | -30.5725 |  |  |  |  | 0 | 0
5439 | TUTTL_WBT4G4 | 4 | South | YES | 0.000561 | 151 | 40 | 151 | 0 | 1.012 | GST | -1 | 0.20884 | 151 | 151 |  |  |  |  | -0.20884 | -31.5349 |  |  |  |  | 0 | 0
5438 | TUTTL_WBT3G3 | 3 | South | YES | 0.000561 | 95 | 25 | 95 | 0 | 1.012 | GST | -1 | 0.20884 | 95 | 95 |  |  |  |  | -0.20884 | -19.8398 |  |  |  |  | 0 | 0
5436 | TUTTL_WBT1G1 | 1 | South | YES | 0.000561 | 48.8 | 20 | 61 | 0 | 1.012 | GST | -1 | 0.20884 | 61 | 61 |  |  |  |  | -0.20884 | -12.7393 |  |  |  |  | 0 | 0
5903 | SANMIGUELGEN | 1 | South | YES | 0.000553 | 396.3 | 180 | 396.3 | 0 | 1.0336 | LIGCO | -1 | 0.20885 | 0 | 396.3 |  |  |  |  | -0.20885 | 0 |  |  |  |  | 0 | 0
5477 | BRA_AVR1_ST | 1 | South | YES | 0.000474 | 174 | 138 | 174 | 0 | 1.025 | CC | -1 | 0.20893 | 174 | 174 |  |  |  |  | -0.20893 | -36.3534 |  |  |  |  | 0 | 0
5476 | BRA_AVR1_CT1 | 1 | South | YES | 0.000474 | 155 | 90 | 155 | 0 | 1.025 | CC | -1 | 0.20893 | 155 | 155 |  |  |  |  | -0.20893 | -32.3837 |  |  |  |  | 0 | 0
5478 | BRA_AVR1_CT2 | 1 | South | YES | 0.000474 | 155 | 90 | 155 | 0 | 1.025 | CC | -1 | 0.20893 | 155 | 155 |  |  |  |  | -0.20893 | -32.3837 |  |  |  |  | 0 | 0
5401 | CALAVER_JKS1 | 1 | South | YES | 0.000359 | 562 | 100 | 562 | 0 | 1.026 | LIGCO | -1 | 0.20904 | 0 | 562 |  |  |  |  | -0.20904 | 0 |  |  |  |  | 0 | 0
8983 | HECN3 | 3 | South | YES | 0.000349 | 171.9 | 0 | 171.9 | 0 | 1.0304 | CC | -1 | 0.20905 | 171.9 | 171.9 |  |  |  |  | -0.20905 | -35.9361 |  |  |  |  | 0 | 0
8981 | HECN1 | 1 | South | YES | 0.000349 | 144.8 | 0 | 144.8 | 0 | 1.0304 | CC | -1 | 0.20905 | 144.8 | 144.8 |  |  |  |  | -0.20905 | -30.2708 |  |  |  |  | 0 | 0
8982 | HECN2 | 2 | South | YES | 0.000349 | 144.1 | 0 | 144.1 | 0 | 1.0304 | CC | -1 | 0.20905 | 144.1 | 144.1 |  |  |  |  | -0.20905 | -30.1244 |  |  |  |  | 0 | 0
8938 | MVGN#3 | 3 | South | YES | 0.000348 | 250.9 | 0 | 250.9 | 0 | 1.0304 | CC | -1 | 0.20905 | 250.9 | 250.9 |  |  |  |  | -0.20905 | -52.4515 |  |  |  |  | 0 | 0
8937 | MVGN#2 | 2 | South | YES | 0.000348 | 216.7 | 0 | 216.7 | 0 | 1.0304 | CC | -1 | 0.20905 | 216.7 | 216.7 |  |  |  |  | -0.20905 | -45.3019 |  |  |  |  | 0 | 0
8936 | MVGN#1 | 1 | South | YES | 0.000348 | 216.6 | 0 | 216.6 | 0 | 1.0304 | CC | -1 | 0.20905 | 216.6 | 216.6 |  |  |  |  | -0.20905 | -45.281 |  |  |  |  | 0 | 0
5935 | SI_RAY10 | 10 | South | YES | 0.000192 | 47 | 10 | 47 | 0 | 1.03 | CC | -1 | 0.20921 | 47 | 47 |  |  |  |  | -0.20921 | -9.8328 |  |  |  |  | 0 | 0
5932 | SI_RAY9 | 9 | South | YES | 0.000192 | 32 | 32 | 38 | 0 | 1.035 | CC | -1 | 0.20921 | 38 | 38 |  |  |  |  | -0.20921 | -7.95 |  |  |  |  | 0 | 0
5933 | SI_RAY6 | 6 | South | YES | 0.000192 | 15.4 | 10 | 19.3 | 0 | 1.035 | GST | -1 | 0.20921 | 19.3 | 19.3 |  |  |  |  | -0.20921 | -4.0377 |  |  |  |  | 0 | 0
80003 | MILHWYS | F | South | YES | 0.000192 | 0 | 0 | 0 | 0 | 1.0168 | AVR | -1 | 0.20921 | 0 | 0 |  |  |  |  | -0.20921 | 0 |  |  |  |  | 0 | 0
8517 | CELANEBI0A | 1 | South | YES | 0.000109 | 29 | 0 | 29 | 0 | 1.02 | Cogen | -1 | 0.20929 | 0 | 0 |  |  |  |  | -0.20929 | 0 |  |  |  |  | 0 | 0
80080 | GWINDT11A | 3 | South | YES | 9.5e-05 | 0 | 0 | 38 | 0 | 1.025 | Wind | -1 | 0.20931 | 0 | 38 |  |  |  |  | -0.20931 | 0 |  |  |  |  | 0 | 0
80080 | GWINDT11A | 4 | South | YES | 9.5e-05 | 3.8 | 0 | 19 | 0 | 1.025 | Wind | -1 | 0.20931 | 0 | 19 |  |  |  |  | -0.20931 | 0 |  |  |  |  | 0 | 0
80080 | GWINDT11A | 2 | South | YES | 9.5e-05 | 0 | 0 | 41 | 0 | 1.025 | Wind | -1 | 0.20931 | 0 | 41 |  |  |  |  | -0.20931 | 0 |  |  |  |  | 0 | 0
80080 | GWINDT11A | 1 | South | YES | 9.5e-05 | 28.2 | 0 | 94 | 0 | 1.025 | Wind | -1 | 0.20931 | 0 | 94 |  |  |  |  | -0.20931 | 0 |  |  |  |  | 0 | 0
80081 | GWINDT21A | 4 | South | YES | 9.5e-05 | 4.4 | 0 | 22 | 0 | 1.025 | Wind | -1 | 0.20931 | 0 | 22 |  |  |  |  | -0.20931 | 0 |  |  |  |  | 0 | 0
80081 | GWINDT21A | 1 | South | YES | 9.5e-05 | 28.2 | 0 | 94 | 0 | 1.025 | Wind | -1 | 0.20931 | 0 | 94 |  |  |  |  | -0.20931 | 0 |  |  |  |  | 0 | 0
80081 | GWINDT21A | 3 | South | YES | 9.5e-05 | 8.6 | 0 | 43 | 0 | 1.025 | Wind | -1 | 0.20931 | 0 | 43 |  |  |  |  | -0.20931 | 0 |  |  |  |  | 0 | 0
80081 | GWINDT21A | 2 | South | YES | 9.5e-05 | 7.2 | 0 | 36 | 0 | 1.025 | Wind | -1 | 0.20931 | 0 | 36 |  |  |  |  | -0.20931 | 0 |  |  |  |  | 0 | 0
80180 | PNSCALT11A | 2 | South | YES | 9.5e-05 | 10 | 0 | 50 | 0 | 1.025 | Wind | -1 | 0.20931 | 0 | 50 |  |  |  |  | -0.20931 | 0 |  |  |  |  | 0 | 0
80180 | PNSCALT11A | 1 | South | YES | 9.5e-05 | 43.8 | 0 | 148 | 0 | 1.025 | Wind | -1 | 0.20931 | 0 | 148 |  |  |  |  | -0.20931 | 0 |  |  |  |  | 0 | 0
80181 | PNSCALT21A | 2 | South | YES | 9.5e-05 | 10 | 0 | 50 | 0 | 1.025 | Wind | -1 | 0.20931 | 0 | 50 |  |  |  |  | -0.20931 | 0 |  |  |  |  | 0 | 0
80181 | PNSCALT21A | 1 | South | YES | 9.5e-05 | 16.5 | 0 | 55 | 0 | 1.025 | Wind | -1 | 0.20931 | 0 | 55 |  |  |  |  | -0.20931 | 0 |  |  |  |  | 0 | 0
7487 | L_CANYHY8_1Y | 1 | South | YES | 8.9e-05 | 0 | 0 | 6 |  | 1 | Hydro | -1 | 0.20931 | 0 | 0 |  |  |  |  | -0.20931 | 0 |  |  |  |  | 0 | 0
8461 | KOCH_UP0A | 1 | South | YES | 3.1e-05 | 38 | 0 | 38 | 0 | 1.012 | Cogen | -1 | 0.20937 | 0 | 0 |  |  |  |  | -0.20937 | 0 |  |  |  |  | 0 | 0
8511 | OXY_CC0A | 1 | South | YES | 6e-06 | 30.3 | 0 | 38 | 0 | 1.027 | Cogen | -1 | 0.2094 | 0 | 0 |  |  |  |  | -0.2094 | 0 |  |  |  |  | 0 | 0
8506 | VAL #1 | 1 | South | YES | 5e-06 | 20.9 | 0 | 25 | 0 | 1.0055 | Cogen | -1 | 0.2094 | 0 | 0 |  |  |  |  | -0.2094 | 0 |  |  |  |  | 0 | 0
8507 | VAL #2 | 2 | South | YES | 5e-06 | 20.9 | 0 | 25 | 0 | 1.0055 | Cogen | -1 | 0.2094 | 0 | 0 |  |  |  |  | -0.2094 | 0 |  |  |  |  | 0 | 0
5934 | SI_RAY5 | 5 | South | YES | 0 | 0 | 10 | 15 |  | 1.035 | GST | -1 | 0.2094 | 15 | 15 |  |  |  |  | -0.2094 | -3.141 |  |  |  |  | 0 | 0
8139 | JOS #1 | MB | South | YES | 0 | 0 | 45 | 255 |  | 1.02 | GST | -1 | 0.2094 | 0 | 0 |  |  |  |  | -0.2094 | 0 |  |  |  |  | 0 | 0
8285 | LAR #1 | MB | South | YES | 0 | 0 | 9 | 32 |  | 1.0497 | GST | -1 | 0.2094 | 0 | 0 |  |  |  |  | -0.2094 | 0 |  |  |  |  | 0 | 0
8287 | LAR #2 | MB | South | YES | 0 | 0 | 9 | 32 |  | 1.04 | GST | -1 | 0.2094 | 0 | 0 |  |  |  |  | -0.2094 | 0 |  |  |  |  | 0 | 0
8288 | LAR #3 | MB | South | YES | 0 | 0 | 25 | 105 |  | 1.04 | GST | -1 | 0.2094 | 0 | 0 |  |  |  |  | -0.2094 | 0 |  |  |  |  | 0 | 0
8388 | BATES0A | MB | South | YES | 0 | 0 | 21 | 71 |  | 1.033 | GST | -1 | 0.2094 | 0 | 0 |  |  |  |  | -0.2094 | 0 |  |  |  |  | 0 | 0
8393 | BATES0B | MB | South | YES | 0 | 0 | 25 | 110 |  | 1.03 | GST | -1 | 0.2094 | 0 | 0 |  |  |  |  | -0.2094 | 0 |  |  |  |  | 0 | 0
8437 | NUECES_B0C | MB | South | YES | 0 | 0 | 7 | 30 |  | 1.03 | GST | -1 | 0.2094 | 0 | 0 |  |  |  |  | -0.2094 | 0 |  |  |  |  | 0 | 0
8438 | NUECES_B0B | MB | South | YES | 0 | 0 | 26 | 169 |  | 1.03 | GST | -1 | 0.2094 | 0 | 0 |  |  |  |  | -0.2094 | 0 |  |  |  |  | 0 | 0
39190 | TNSLCGN1__8 | 1 | Houston | YES | 0 | 0 | 10 | 30 |  | 1.03 | Cogen | -1 | 0.2094 | 0 | 0 |  |  |  |  | -0.2094 | 0 |  |  |  |  | 0 | 0
80263 | B_DAVIS31A | 3 | South | YES | -3.4e-05 | 0 | 0 | 180 |  | 1.0366 | CC | -1 | 0.20944 | 180 | 180 |  |  |  |  | -0.20944 | -37.6984 |  |  |  |  | 0 | 0
80264 | B_DAVIS41A | 4 | South | YES | -3.4e-05 | 0 | 0 | 180 |  | 1.0366 | CC | -1 | 0.20944 | 180 | 180 |  |  |  |  | -0.20944 | -37.6984 |  |  |  |  | 0 | 0
8459 | B_DAVIS0B | MB | South | YES | -3.4e-05 | 0 | 50 | 339 |  | 1.03 | GSC | -1 | 0.20944 | 0 | 0 |  |  |  |  | -0.20944 | 0 |  |  |  |  | 0 | 0
8460 | B_DAVIS0A | MB | South | YES | -3.4e-05 | 0 | 50 | 340 |  | 1.03 | GSC | -1 | 0.20944 | 0 | 0 |  |  |  |  | -0.20944 | 0 |  |  |  |  | 0 | 0
8456 | COSW#1 | 1 | South | YES | -4.5e-05 | 20 | 0 | 20 | 0 | 1.027 | Cogen | -1 | 0.20945 | 0 | 0 |  |  |  |  | -0.20945 | 0 |  |  |  |  | 0 | 0
8457 | COSW#2 | 2 | South | YES | -4.5e-05 | 14 | 0 | 14 | 0 | 1.027 | Cogen | -1 | 0.20945 | 0 | 0 |  |  |  |  | -0.20945 | 0 |  |  |  |  | 0 | 0
7609 | L_SCHUMA8_1Y | 1 | South | YES | -5.2e-05 | 0 | 0 | 4 |  | 1 | Hydro | -1 | 0.20945 | 0 | 0 |  |  |  |  | -0.20945 | 0 |  |  |  |  | 0 | 0
8560 | CNOPGT1 | 1 | South | YES | -5.5e-05 | 148.3 | 0 | 148.3 | 0 | 1.03 | Cogen | -1 | 0.20946 | 0 | 0 |  |  |  |  | -0.20946 | 0 |  |  |  |  | 0 | 0
8561 | CNOPGT2 | 2 | South | YES | -5.5e-05 | 148.6 | 0 | 148.6 | 0 | 1.03 | Cogen | -1 | 0.20946 | 0 | 0 |  |  |  |  | -0.20946 | 0 |  |  |  |  | 0 | 0
8562 | CNOPST1 | 3 | South | YES | -5.5e-05 | 153 | 0 | 153 | 0 | 1.03 | Cogen | -1 | 0.20946 | 0 | 0 |  |  |  |  | -0.20946 | 0 |  |  |  |  | 0 | 0
8442 | NBEC7 | 7 | South | YES | -5.7e-05 | 0 | 81 | 367 |  | 1.0298 | GST | -1 | 0.20946 | 367 | 367 |  |  |  |  | -0.20946 | -76.8712 |  |  |  |  | 0 | 0
8442 | NBEC7 | MB | South | YES | -5.7e-05 | 0 | 81 | 367 |  | 1.0298 | GST | -1 | 0.20946 | 0 | 0 |  |  |  |  | -0.20946 | 0 |  |  |  |  | 0 | 0
8926 | LGE_GT10A | 1 | South | YES | -0.000238 | 158 | 0 | 158 | 0 | 1.03 | Cogen | -1 | 0.20964 | 0 | 0 |  |  |  |  | -0.20964 | 0 |  |  |  |  | 0 | 0
8927 | LGE_GT20A | 2 | South | YES | -0.000238 | 153 | 0 | 153 | 0 | 1.03 | Cogen | -1 | 0.20964 | 0 | 0 |  |  |  |  | -0.20964 | 0 |  |  |  |  | 0 | 0
8928 | LGE_STG0A | 3 | South | YES | -0.000238 | 100 | 0 | 100 | 0 | 1.03 | Cogen | -1 | 0.20964 | 0 | 0 |  |  |  |  | -0.20964 | 0 |  |  |  |  | 0 | 0
8930 | ICPGN10A | 1 | South | YES | -0.000238 | 149 | 0 | 149 | 0 | 1.03 | Cogen | -1 | 0.20964 | 0 | 0 |  |  |  |  | -0.20964 | 0 |  |  |  |  | 0 | 0
8931 | ICPGN20A | 2 | South | YES | -0.000238 | 150 | 0 | 150 | 0 | 1.03 | Cogen | -1 | 0.20964 | 0 | 0 |  |  |  |  | -0.20964 | 0 |  |  |  |  | 0 | 0
8932 | ICPGN30A | 3 | South | YES | -0.000238 | 127 | 0 | 127 | 0 | 1.03 | Cogen | -1 | 0.20964 | 0 | 0 |  |  |  |  | -0.20964 | 0 |  |  |  |  | 0 | 0
80223 | REYSHR G | 1 | South | YES | -0.000238 | 12 | 0 | 12 | 0 | 1.032 | Cogen | -1 | 0.20964 | 0 | 0 |  |  |  |  | -0.20964 | 0 |  |  |  |  | 0 | 0
8161 | COLETO0A | 1 | South | YES | -0.000253 | 633 | 200 | 633 | 0 | 1.03 | LIGCO | -1 | 0.20965 | 0 | 633 |  |  |  |  | -0.20965 | 0 |  |  |  |  | 0 | 0
7805 | L_GUADGE1_6Y | 6 | South | YES | -0.000263 | 203 | 30 | 203 | 0 | 1.02 | CC | -1 | 0.20966 | 203 | 203 |  |  |  |  | -0.20966 | -42.5619 |  |  |  |  | 0 | 0
7804 | L_GUADGE1_5Y | 5 | South | YES | -0.000263 | 182 | 30 | 182 | 0 | 1.02 | CC | -1 | 0.20966 | 182 | 182 |  |  |  |  | -0.20966 | -38.1589 |  |  |  |  | 0 | 0
7803 | L_GUADGE1_4Y | 4 | South | YES | -0.000263 | 149 | 30 | 149 | 0 | 1.02 | CC | -1 | 0.20966 | 149 | 149 |  |  |  |  | -0.20966 | -31.24 |  |  |  |  | 0 | 0
7800 | L_GUADGE1_1Y | 1 | South | YES | -0.000263 | 147 | 30 | 147 | 0 | 1.02 | CC | -1 | 0.20966 | 147 | 147 |  |  |  |  | -0.20966 | -30.8207 |  |  |  |  | 0 | 0
7802 | L_GUADGE1_3Y | 3 | South | YES | -0.000263 | 146 | 30 | 146 | 0 | 1.02 | CC | -1 | 0.20966 | 146 | 146 |  |  |  |  | -0.20966 | -30.611 |  |  |  |  | 0 | 0
7801 | L_GUADGE1_2Y | 2 | South | YES | -0.000263 | 138 | 30 | 138 | 0 | 1.02 | CC | -1 | 0.20966 | 138 | 138 |  |  |  |  | -0.20966 | -28.9337 |  |  |  |  | 0 | 0
7605 | L_MCQUEE9_1Y | 1 | South | YES | -0.000304 | 0 | 0 | 2.4 |  | 1.025 | Hydro | -1 | 0.20971 | 0 | 0 |  |  |  |  | -0.20971 | 0 |  |  |  |  | 0 | 0
7605 | L_MCQUEE9_1Y | 2 | South | YES | -0.000304 | 0 | 0 | 2.4 |  | 1.025 | Hydro | -1 | 0.20971 | 0 | 0 |  |  |  |  | -0.20971 | 0 |  |  |  |  | 0 | 0
7605 | L_MCQUEE9_1Y | 3 | South | YES | -0.000304 | 0 | 0 | 2.8 |  | 1.025 | Hydro | -1 | 0.20971 | 0 | 0 |  |  |  |  | -0.20971 | 0 |  |  |  |  | 0 | 0
7813 | L_RIONOG1S1Y | 4 | South | YES | -0.000432 | 293 | 0 | 293 | 0 | 1.02 | CC | -1 | 0.20983 | 293 | 293 |  |  |  |  | -0.20983 | -61.4812 |  |  |  |  | 0 | 0
7812 | L_RIONOG1G3Y | 3 | South | YES | -0.000432 | 154 | 0 | 154 | 0 | 1.02 | CC | -1 | 0.20983 | 154 | 154 |  |  |  |  | -0.20983 | -32.3143 |  |  |  |  | 0 | 0
7810 | L_RIONOG1G1Y | 1 | South | YES | -0.000432 | 148 | 0 | 148 | 0 | 1.02 | CC | -1 | 0.20983 | 148 | 148 |  |  |  |  | -0.20983 | -31.0553 |  |  |  |  | 0 | 0
7811 | L_RIONOG1G2Y | 2 | South | YES | -0.000432 | 148 | 0 | 148 | 0 | 1.02 | CC | -1 | 0.20983 | 148 | 148 |  |  |  |  | -0.20983 | -31.0553 |  |  |  |  | 0 | 0
7624 | L_LAKEWO9_1Y | 1 | South | YES | -0.000552 | 0 | 0 | 2.4 |  | 1 | Hydro | -1 | 0.20995 | 0 | 0 |  |  |  |  | -0.20995 | 0 |  |  |  |  | 0 | 0
7624 | L_LAKEWO9_1Y | 2 | South | YES | -0.000552 | 0 | 0 | 2.4 |  | 1 | Hydro | -1 | 0.20995 | 0 | 0 |  |  |  |  | -0.20995 | 0 |  |  |  |  | 0 | 0
7017 | L_HAYSEN1_4Y | 4 | South | YES | -0.000597 | 226.7 | 74 | 226.7 | 0 | 1.008 | CC | -1 | 0.21 | 226.7 | 226.7 |  |  |  |  | -0.21 | -47.6066 |  |  |  |  | 0 | 0
7015 | L_HAYSEN1_2Y | 2 | South | YES | -0.000597 | 225 | 74 | 225 | 0 | 1.008 | CC | -1 | 0.21 | 225 | 225 |  |  |  |  | -0.21 | -47.2496 |  |  |  |  | 0 | 0
7016 | L_HAYSEN1_3Y | 3 | South | YES | -0.000597 | 224.6 | 74 | 224.6 | 0 | 1.008 | CC | -1 | 0.21 | 224.6 | 224.6 |  |  |  |  | -0.21 | -47.1656 |  |  |  |  | 0 | 0
7014 | L_HAYSEN1_1Y | 1 | South | YES | -0.000597 | 223.9 | 74 | 223.9 | 0 | 1.008 | CC | -1 | 0.21 | 223.9 | 223.9 |  |  |  |  | -0.21 | -47.0186 |  |  |  |  | 0 | 0
8189 | CUECPL2A | 1 | South | YES | -0.000608 | 12 | 0 | 12 | 0 | 1.02 | Cogen | -1 | 0.21001 | 0 | 0 |  |  |  |  | -0.21001 | 0 |  |  |  |  | 0 | 0
6407 | TURKTRAK1A | 1 | West | YES | 0.19407 | 33.9 | 0 | 169.5 | 0 | 1.025 | Wind | 1 | 0.21006 | 0 | 169.5 | 32.8944 | 169.5 |  |  | 0.21006 | 35.6059 |  |  |  |  | 0 | 0
5503 | RAYBURNGEN3 | 1 | South | YES | -0.00072 | 17.6 | 6 | 22 | 0 | 1.0224 | GST | -1 | 0.21012 | 22 | 22 |  |  |  |  | -0.21012 | -4.6227 |  |  |  |  | 0 | 0
5505 | RAYBURNGEN1 | 1 | South | YES | -0.00072 | 0 | 1 | 11 |  | 1.0223 | GGT | -1 | 0.21012 | 11 | 11 |  |  |  |  | -0.21012 | -2.3113 |  |  |  |  | 0 | 0
5506 | RAYBURNGEN2 | 1 | South | YES | -0.00072 | 0 | 1 | 11 |  | 1.0223 | GGT | -1 | 0.21012 | 11 | 11 |  |  |  |  | -0.21012 | -2.3113 |  |  |  |  | 0 | 0
5512 | RAYBURNCC8 | 1 | South | YES | -0.000869 | 49.3 | 18.2 | 49.3 | 0 | 1.0296 | CC | -1 | 0.21027 | 49.3 | 49.3 |  |  |  |  | -0.21027 | -10.3663 |  |  |  |  | 0 | 0
5508 | RAYBURNCC9 | 1 | South | YES | -0.000869 | 47.7 | 18.2 | 47.7 | 0 | 1.0296 | CC | -1 | 0.21027 | 47.7 | 47.7 |  |  |  |  | -0.21027 | -10.0299 |  |  |  |  | 0 | 0
5511 | RAYBURNCC7 | 1 | South | YES | -0.000869 | 47.5 | 18.2 | 47.5 | 0 | 1.0296 | CC | -1 | 0.21027 | 47.5 | 47.5 |  |  |  |  | -0.21027 | -9.9878 |  |  |  |  | 0 | 0
5509 | RAYBURNCC10 | 1 | South | YES | -0.000869 | 37.3 | 5.2 | 37.3 | 0 | 1.0296 | CC | -1 | 0.21027 | 37.3 | 37.3 |  |  |  |  | -0.21027 | -7.8431 |  |  |  |  | 0 | 0
8174 | VICEC61A | 6 | South | YES | -0.000897 | 188 | 42 | 188 | 0 | 1.025 | CC | -1 | 0.2103 | 188 | 188 |  |  |  |  | -0.2103 | -39.5361 |  |  |  |  | 0 | 0
8173 | VICEC51A | 5 | South | YES | -0.000897 | 144 | 18 | 144 | 0 | 1.025 | CC | -1 | 0.2103 | 144 | 144 |  |  |  |  | -0.2103 | -30.283 |  |  |  |  | 0 | 0
7020 | L_AUSTPL1_1Y | 1 | South | YES | -0.000919 | 0 | 0 | 8 |  | 1 | Hydro | -1 | 0.21032 | 0 | 0 |  |  |  |  | -0.21032 | 0 |  |  |  |  | 0 | 0
7020 | L_AUSTPL1_1Y | 2 | South | YES | -0.000919 | 0 | 0 | 8 |  | 1 | Hydro | -1 | 0.21032 | 0 | 0 |  |  |  |  | -0.21032 | 0 |  |  |  |  | 0 | 0
8066 | DUP1V#1 | 1 | South | YES | -0.000974 | 52.3 | 0 | 73 | 0 | 1.01 | Cogen | -1 | 0.21038 | 0 | 0 |  |  |  |  | -0.21038 | 0 |  |  |  |  | 0 | 0
80224 | VISTRONG1 | 1 | South | YES | -0.00107 | 13.1 | 0 | 15 | 0 | 1.01 | Cogen | -1 | 0.21047 | 0 | 0 |  |  |  |  | -0.21047 | 0 |  |  |  |  | 0 | 0
80225 | VISTRONG2 | 2 | South | YES | -0.00107 | 20.2 | 0 | 23 | 0 | 1.01 | Cogen | -1 | 0.21047 | 0 | 0 |  |  |  |  | -0.21047 | 0 |  |  |  |  | 0 | 0
80227 | AIRCO G | 1 | South | YES | -0.001087 | 7.2 | 0 | 8 | 0 | 1.0104 | Cogen | -1 | 0.21049 | 0 | 0 |  |  |  |  | -0.21049 | 0 |  |  |  |  | 0 | 0
8147 | UCAR #2 | 10 | South | YES | -0.00115 | 18.2 | 0 | 28 |  | 1 | Cogen | -1 | 0.21055 | 0 | 0 |  |  |  |  | -0.21055 | 0 |  |  |  |  | 0 | 0
8148 | UCAR #1 | 2 | South | YES | -0.00115 | 6.1 | 0 | 7 | 0 | 1.009 | Cogen | -1 | 0.21055 | 0 | 0 |  |  |  |  | -0.21055 | 0 |  |  |  |  | 0 | 0
80137 | CSDR89 | 9 | South | YES | -0.00115 | 15 | 0 | 15 | 0 | 1.003 | DCTie | -1 | 0.21055 | 0 | 0 |  |  |  |  | -0.21055 | 0 |  |  |  |  | 0 | 0
80137 | CSDR89 | 8 | South | YES | -0.00115 | 33.9 | 0 | 39 | 0 | 1.003 | DCTie | -1 | 0.21055 | 0 | 0 |  |  |  |  | -0.21055 | 0 |  |  |  |  | 0 | 0
80138 | CSDR7 | 7 | South | YES | -0.00115 | 6.1 | 0 | 7 | 0 | 1.014 | DCTie | -1 | 0.21055 | 0 | 0 |  |  |  |  | -0.21055 | 0 |  |  |  |  | 0 | 0
80139 | CSDR56 | 6 | South | YES | -0.00115 | 0 | 0 | 39 |  | 1.0033 | DCTie | -1 | 0.21055 | 0 | 0 |  |  |  |  | -0.21055 | 0 |  |  |  |  | 0 | 0
80139 | CSDR56 | 5 | South | YES | -0.00115 | 15 | 0 | 15 |  | 1.0033 | DCTie | -1 | 0.21055 | 0 | 0 |  |  |  |  | -0.21055 | 0 |  |  |  |  | 0 | 0
80140 | CSDR11 | 11 | South | YES | -0.00115 | 33.9 | 0 | 39 | 0 | 1.03 | DCTie | -1 | 0.21055 | 0 | 0 |  |  |  |  | -0.21055 | 0 |  |  |  |  | 0 | 0
9001 | DECKR_G2 | 2 | South | YES | -0.001152 | 400 | 50 | 426 | 0 | 1.015 | GST | -1 | 0.21055 | 426 | 426 |  |  |  |  | -0.21055 | -89.6957 |  |  |  |  | 0 | 0
9000 | DECKR_G1 | 1 | South | YES | -0.001152 | 280 | 50 | 321 | 0 | 1.015 | GST | -1 | 0.21055 | 321 | 321 |  |  |  |  | -0.21055 | -67.5876 |  |  |  |  | 0 | 0
9020 | SANDHG5A | 5A | South | YES | -0.001152 | 150 | 84 | 155 | 0 | 1.0175 | CC | -1 | 0.21055 | 155 | 155 |  |  |  |  | -0.21055 | -32.6358 |  |  |  |  | 0 | 0
9021 | SANDHG5C | 5C | South | YES | -0.001152 | 140 | 0 | 148 | 0 | 1.0175 | CC | -1 | 0.21055 | 148 | 148 |  |  |  |  | -0.21055 | -31.1619 |  |  |  |  | 0 | 0
9016 | SANDH_G1 | 1 | South | YES | -0.001152 | 45 | 2 | 49 | 0 | 1.0175 | GGT | -1 | 0.21055 | 49 | 49 |  |  |  |  | -0.21055 | -10.3171 |  |  |  |  | 0 | 0
9019 | SANDH_G4 | 4 | South | YES | -0.001152 | 0 | 2 | 47 |  | 1.0175 | GGT | -1 | 0.21055 | 47 | 47 |  |  |  |  | -0.21055 | -9.896 |  |  |  |  | 0 | 0
9017 | SANDH_G2 | 2 | South | YES | -0.001152 | 45 | 2 | 46 | 0 | 1.0175 | GGT | -1 | 0.21055 | 46 | 46 |  |  |  |  | -0.21055 | -9.6855 |  |  |  |  | 0 | 0
9018 | SANDH_G3 | 3 | South | YES | -0.001152 | 45 | 2 | 46 | 0 | 1.0175 | GGT | -1 | 0.21055 | 46 | 46 |  |  |  |  | -0.21055 | -9.6855 |  |  |  |  | 0 | 0
9005 | DECKR_G6 | 6 | South | YES | -0.001311 | 44 | 24 | 47 | 0 | 1.015 | GGT | -1 | 0.21071 | 47 | 47 |  |  |  |  | -0.21071 | -9.9035 |  |  |  |  | 0 | 0
9003 | DECKR_G4 | 4 | South | YES | -0.001311 | 44 | 24 | 44 | 0 | 1.015 | GGT | -1 | 0.21071 | 44 | 44 |  |  |  |  | -0.21071 | -9.2713 |  |  |  |  | 0 | 0
9004 | DECKR_G5 | 5 | South | YES | -0.001311 | 44 | 24 | 44 | 0 | 1.015 | GGT | -1 | 0.21071 | 44 | 44 |  |  |  |  | -0.21071 | -9.2713 |  |  |  |  | 0 | 0
9002 | DECKR_G3 | 3 | South | YES | -0.001311 | 0 | 24 | 42 |  | 1.015 | GGT | -1 | 0.21071 | 42 | 42 |  |  |  |  | -0.21071 | -8.8499 |  |  |  |  | 0 | 0
80226 | ALCOA G | 1 | South | YES | -0.001448 | 32.3 | 5 | 48 | 0 | 1.015 | Cogen | -1 | 0.21085 | 0 | 0 |  |  |  |  | -0.21085 | 0 |  |  |  |  | 0 | 0
8134 | FOR #1 | 1 | South | YES | -0.001528 | 54.1 | 45 | 79 | 0 | 1 | Cogen | -1 | 0.21093 | 0 | 0 |  |  |  |  | -0.21093 | 0 |  |  |  |  | 0 | 0
8138 | FOR #2 | 2 | South | YES | -0.001528 | 63.1 | 45 | 81 | 0 | 1 | Cogen | -1 | 0.21093 | 0 | 0 |  |  |  |  | -0.21093 | 0 |  |  |  |  | 0 | 0
8153 | FOR #3 | 3 | South | YES | -0.001528 | 63.1 | 45 | 79.9 | 0 | 1 | Cogen | -1 | 0.21093 | 0 | 0 |  |  |  |  | -0.21093 | 0 |  |  |  |  | 0 | 0
8154 | FOR #4 | 4 | South | YES | -0.001528 | 63.1 | 60 | 80 | 0 | 1 | Cogen | -1 | 0.21093 | 0 | 0 |  |  |  |  | -0.21093 | 0 |  |  |  |  | 0 | 0
8155 | FOR #5 | 5 | South | YES | -0.001528 | 63.1 | 60 | 78.4 | 0 | 1 | Cogen | -1 | 0.21093 | 0 | 0 |  |  |  |  | -0.21093 | 0 |  |  |  |  | 0 | 0
8156 | FOR #6 | 6 | South | YES | -0.001528 | 24.9 | 5 | 25 | 0 | 1 | Cogen | -1 | 0.21093 | 0 | 0 |  |  |  |  | -0.21093 | 0 |  |  |  |  | 0 | 0
8157 | FOR #7 | 7 | South | YES | -0.001528 | 28.8 | 5 | 46 | 0 | 1 | Cogen | -1 | 0.21093 | 0 | 0 |  |  |  |  | -0.21093 | 0 |  |  |  |  | 0 | 0
80051 | FOR #8 | 8 | South | YES | -0.001528 | 28 | 28 | 28 |  | 1 | Cogen | -1 | 0.21093 | 0 | 0 |  |  |  |  | -0.21093 | 0 |  |  |  |  | 0 | 0
80052 | FOR #9 | 9 | South | YES | -0.001528 | 29.7 | 5 | 43.6 | 0 | 1 | Cogen | -1 | 0.21093 | 0 | 0 |  |  |  |  | -0.21093 | 0 |  |  |  |  | 0 | 0
80053 | FOR #10 | 10 | South | YES | -0.001528 | 68.4 | 45 | 75 | 0 | 1 | Cogen | -1 | 0.21093 | 0 | 0 |  |  |  |  | -0.21093 | 0 |  |  |  |  | 0 | 0
6144 | MCADOO1A | 1 | West | YES | 0.19501 | 15 | 0 | 150 | 0 | 1.025 | Wind | 1 | 0.21101 | 0 | 150 | 29.2523 | 150 |  |  | 0.21101 | 31.6519 |  |  |  |  | 0 | 0
7006 | L_SIMGID1_3Y | 3 | South | YES | -0.001728 | 324.9 | 60 | 329 | 0 | 1.02 | GST | -1 | 0.21113 | 329 | 329 |  |  |  |  | -0.21113 | -69.4615 |  |  |  |  | 0 | 0
7005 | L_SIMGID1_2Y | 2 | South | YES | -0.001728 | 133 | 32 | 139 | 0 | 1.02 | GST | -1 | 0.21113 | 139 | 139 |  |  |  |  | -0.21113 | -29.347 |  |  |  |  | 0 | 0
7004 | L_SIMGID1_1Y | 1 | South | YES | -0.001728 | 132 | 40 | 132 | 0 | 1.02 | GST | -1 | 0.21113 | 132 | 132 |  |  |  |  | -0.21113 | -27.8691 |  |  |  |  | 0 | 0
7809 | L_BASTEN1_3Y | 1 | South | YES | -0.002131 | 232.6 | 42 | 232.6 | 0 | 1.004 | CC | -1 | 0.21153 | 232.6 | 232.6 |  |  |  |  | -0.21153 | -49.2024 |  |  |  |  | 0 | 0
7807 | L_BASTEN1_1Y | 1 | South | YES | -0.002131 | 152.5 | 83.5 | 152.5 | 0 | 1.004 | CC | -1 | 0.21153 | 152.5 | 152.5 |  |  |  |  | -0.21153 | -32.2587 |  |  |  |  | 0 | 0
7808 | L_BASTEN1_2Y | 1 | South | YES | -0.002131 | 149.5 | 83.5 | 149.5 | 0 | 1.004 | CC | -1 | 0.21153 | 149.5 | 149.5 |  |  |  |  | -0.21153 | -31.6241 |  |  |  |  | 0 | 0
7303 | L_WPPGS12_1Y | 1 | South | YES | -0.002197 | 50 | 0 | 50 | 0 | 1.025 | GGT | -1 | 0.2116 | 50 | 50 |  |  |  |  | -0.2116 | -10.5799 |  |  |  |  | 0 | 0
7303 | L_WPPGS12_1Y | 2 | South | YES | -0.002197 | 50 | 0 | 50 | 0 | 1.025 | GGT | -1 | 0.2116 | 50 | 50 |  |  |  |  | -0.2116 | -10.5799 |  |  |  |  | 0 | 0
7305 | L_WPPGS34_1Y | 3 | South | YES | -0.002197 | 50 | 0 | 50 | 0 | 1.025 | GGT | -1 | 0.2116 | 50 | 50 |  |  |  |  | -0.2116 | -10.5799 |  |  |  |  | 0 | 0
7305 | L_WPPGS34_1Y | 4 | South | YES | -0.002197 | 50 | 0 | 50 | 0 | 1.025 | GGT | -1 | 0.2116 | 50 | 50 |  |  |  |  | -0.2116 | -10.5799 |  |  |  |  | 0 | 0
7009 | L_LOSTPI1_3Y | 3 | South | YES | -0.002534 | 173.9 | 72 | 175 | 0 | 1 | CC | -1 | 0.21194 | 175 | 175 |  |  |  |  | -0.21194 | -37.0887 |  |  |  |  | 0 | 0
7008 | L_LOSTPI1_2Y | 2 | South | YES | -0.002534 | 157.7 | 107 | 160 | 0 | 1 | CC | -1 | 0.21194 | 160 | 160 |  |  |  |  | -0.21194 | -33.9097 |  |  |  |  | 0 | 0
7007 | L_LOSTPI1_1Y | 1 | South | YES | -0.002534 | 158.6 | 110 | 158 | 0 | 1 | CC | -1 | 0.21194 | 158 | 158 |  |  |  |  | -0.21194 | -33.4858 |  |  |  |  | 0 | 0
7012 | L_FPPYD21_3Y | 3 | South | YES | -0.002573 | 427.5 | 200 | 436 | 0 | 1.02 | LIGCO | -1 | 0.21197 | 0 | 436 |  |  |  |  | -0.21197 | 0 |  |  |  |  | 0 | 0
7010 | L_FPPYD11_1Y | 1 | South | YES | -0.002574 | 547.4 | 200 | 606 | 0 | 1.02 | LIGCO | -1 | 0.21198 | 0 | 606 |  |  |  |  | -0.21198 | 0 |  |  |  |  | 0 | 0
7011 | L_FPPYD11_2Y | 2 | South | YES | -0.002574 | 552.2 | 200 | 598 | 0 | 1.02 | LIGCO | -1 | 0.21198 | 0 | 598 |  |  |  |  | -0.21198 | 0 |  |  |  |  | 0 | 0
3432 | SANDOW_4G | 4 | South | YES | -0.00384 | 580 | 225 | 580 |  | 1.029 | LIGCO | -1 | 0.21324 | 0 | 580 |  |  |  |  | -0.21324 | 0 |  |  |  |  | 0 | 0
5911 | STP_GN1___1 | 1 | Houston | YES | -0.004194 | 1333 | 1249 | 1333 | 0 | 1.0406 | Nuc | -1 | 0.2136 | 0 | 0 |  |  |  |  | -0.2136 | 0 |  |  |  |  | 0 | 0
5912 | STP_GN2___2 | 2 | Houston | YES | -0.004194 | 1332 | 1249 | 1332 | 0 | 1.0406 | Nuc | -1 | 0.2136 | 0 | 0 |  |  |  |  | -0.2136 | 0 |  |  |  |  | 0 | 0
48733 | CBE_ST12 | 1 | Houston | YES | -0.004302 | 105 | 0 | 105 | 0 | 1.029 | CC | -1 | 0.2137 | 105 | 105 |  |  |  |  | -0.2137 | -22.4388 |  |  |  |  | 0 | 0
48736 | CBE_ST34 | 1 | Houston | YES | -0.004302 | 105 | 0 | 105 | 0 | 1.029 | CC | -1 | 0.2137 | 105 | 105 |  |  |  |  | -0.2137 | -22.4388 |  |  |  |  | 0 | 0
48731 | CBE_GT1 | 1 | Houston | YES | -0.004302 | 76 | 0 | 76 | 0 | 1.029 | CC | -1 | 0.2137 | 76 | 76 |  |  |  |  | -0.2137 | -16.2415 |  |  |  |  | 0 | 0
48732 | CBE_GT2 | 1 | Houston | YES | -0.004302 | 76 | 0 | 76 | 0 | 1.029 | CC | -1 | 0.2137 | 76 | 76 |  |  |  |  | -0.2137 | -16.2415 |  |  |  |  | 0 | 0
48734 | CBE_GT3 | 1 | Houston | YES | -0.004302 | 76 | 0 | 76 | 0 | 1.029 | CC | -1 | 0.2137 | 76 | 76 |  |  |  |  | -0.2137 | -16.2415 |  |  |  |  | 0 | 0
48735 | CBE_GT4 | 1 | Houston | YES | -0.004302 | 76 | 0 | 76 | 0 | 1.029 | CC | -1 | 0.2137 | 76 | 76 |  |  |  |  | -0.2137 | -16.2415 |  |  |  |  | 0 | 0
48911 | TGF_GT1_8000 | 1 | Houston | YES | -0.004413 | 69.2 | 0 | 69.2 |  | 1.029 | Cogen | -1 | 0.21381 | 0 | 0 |  |  |  |  | -0.21381 | 0 |  |  |  |  | 0 | 0
13432 | SANDOW_5G | 5 | South | YES | -0.004951 | 581 | 225 | 581 |  | 1.029 | LIGCO | -1 | 0.21435 | 0 | 581 |  |  |  |  | -0.21435 | 0 |  |  |  |  | 0 | 0
49851 | DOW17000 | 37 | Houston | YES | -0.005088 | 39 | 0 | 62 | 0 | 1 | Cogen | -1 | 0.21449 | 0 | 0 |  |  |  |  | -0.21449 | 0 |  |  |  |  | 0 | 0
49858 | DOW38100 | 31 | Houston | YES | -0.005088 | 45 | 0 | 71.4 |  | 1 | Cogen | -1 | 0.21449 | 0 | 0 |  |  |  |  | -0.21449 | 0 |  |  |  |  | 0 | 0
49859 | DOW38200 | 33 | Houston | YES | -0.005088 | 28 | 0 | 45 | 0 | 1 | Cogen | -1 | 0.21449 | 0 | 0 |  |  |  |  | -0.21449 | 0 |  |  |  |  | 0 | 0
49860 | DOW38300 | 32 | Houston | YES | -0.005088 | 63 | 0 | 101 |  | 1 | Cogen | -1 | 0.21449 | 0 | 0 |  |  |  |  | -0.21449 | 0 |  |  |  |  | 0 | 0
49862 | DOW39100 | 36 | Houston | YES | -0.005088 | 54 | 0 | 86 | 0 | 1 | Cogen | -1 | 0.21449 | 0 | 0 |  |  |  |  | -0.21449 | 0 |  |  |  |  | 0 | 0
49863 | DOW39200 | 35 | Houston | YES | -0.005088 | 55 | 0 | 88 | 0 | 1 | Cogen | -1 | 0.21449 | 0 | 0 |  |  |  |  | -0.21449 | 0 |  |  |  |  | 0 | 0
49865 | DOW41000 | 41 | Houston | YES | -0.005088 | 31 | 0 | 50 |  | 1 | Cogen | -1 | 0.21449 | 0 | 0 |  |  |  |  | -0.21449 | 0 |  |  |  |  | 0 | 0
49866 | DOW42000 | 42 | Houston | YES | -0.005088 | 11 | 0 | 18 |  | 1 | Cogen | -1 | 0.21449 | 0 | 0 |  |  |  |  | -0.21449 | 0 |  |  |  |  | 0 | 0
49869 | DOW49000 | 45 | Houston | YES | -0.005088 | 59 | 0 | 94 |  | 1 | Cogen | -1 | 0.21449 | 0 | 0 |  |  |  |  | -0.21449 | 0 |  |  |  |  | 0 | 0
49870 | DOW61000 | 61 | Houston | YES | -0.005088 | 44 | 0 | 70 | 0 | 1 | Cogen | -1 | 0.21449 | 0 | 0 |  |  |  |  | -0.21449 | 0 |  |  |  |  | 0 | 0
49871 | DOW62000 | 62 | Houston | YES | -0.005088 | 40 | 0 | 63 | 0 | 1 | Cogen | -1 | 0.21449 | 0 | 0 |  |  |  |  | -0.21449 | 0 |  |  |  |  | 0 | 0
49872 | DOW63000 | 63 | Houston | YES | -0.005088 | 45 | 0 | 72 | 0 | 1 | Cogen | -1 | 0.21449 | 0 | 0 |  |  |  |  | -0.21449 | 0 |  |  |  |  | 0 | 0
49873 | DOW64000 | 64 | Houston | YES | -0.005088 | 41 | 0 | 64.8 | 0 | 1 | Cogen | -1 | 0.21449 | 0 | 0 |  |  |  |  | -0.21449 | 0 |  |  |  |  | 0 | 0
49876 | DOW65000 | 65 | Houston | YES | -0.005088 | 63 | 0 | 101 | 0 | 1 | Cogen | -1 | 0.21449 | 0 | 0 |  |  |  |  | -0.21449 | 0 |  |  |  |  | 0 | 0
49877 | DOW66000 | 66 | Houston | YES | -0.005088 | 61 | 0 | 97 | 0 | 1 | Cogen | -1 | 0.21449 | 0 | 0 |  |  |  |  | -0.21449 | 0 |  |  |  |  | 0 | 0
49878 | DOW67000 | 67 | Houston | YES | -0.005088 | 65 | 0 | 103 | 0 | 1 | Cogen | -1 | 0.21449 | 0 | 0 |  |  |  |  | -0.21449 | 0 |  |  |  |  | 0 | 0
49882 | DOW81000 | 81 | Houston | YES | -0.005088 | 47 | 0 | 76 | 0 | 1 | Cogen | -1 | 0.21449 | 0 | 0 |  |  |  |  | -0.21449 | 0 |  |  |  |  | 0 | 0
49884 | DOW82000 | 82 | Houston | YES | -0.005088 | 51 | 0 | 80 | 0 | 1 | Cogen | -1 | 0.21449 | 0 | 0 |  |  |  |  | -0.21449 | 0 |  |  |  |  | 0 | 0
49885 | DOW83000 | 83 | Houston | YES | -0.005088 | 51 | 0 | 80 | 0 | 1 | Cogen | -1 | 0.21449 | 0 | 0 |  |  |  |  | -0.21449 | 0 |  |  |  |  | 0 | 0
49886 | DOW84000 | 84 | Houston | YES | -0.005088 | 107 | 0 | 171 | 0 | 0.98 | Cogen | -1 | 0.21449 | 0 | 0 |  |  |  |  | -0.21449 | 0 |  |  |  |  | 0 | 0
48520 | BSF_GT1_8070 | 1 | Houston | YES | -0.005251 | 72 | 0 | 72 | 0 | 1.0326 | Cogen | -1 | 0.21465 | 0 | 0 |  |  |  |  | -0.21465 | 0 |  |  |  |  | 0 | 0
48520 | BSF_GT1_8070 | 2 | Houston | YES | -0.005251 | 10 | 0 | 10 | 0 | 1.0326 | Cogen | -1 | 0.21465 | 0 | 0 |  |  |  |  | -0.21465 | 0 |  |  |  |  | 0 | 0
39760 | TNSCLP1___8 | 1 | Houston | YES | -0.005388 | 93.4 | 20 | 116.8 | 0 | 1.04 | Cogen | -1 | 0.21479 | 0 | 0 |  |  |  |  | -0.21479 | 0 |  |  |  |  | 0 | 0
39770 | TNSCLP2___8 | 1 | Houston | YES | -0.005388 | 91.6 | 20 | 114.5 | 0 | 1.04 | Cogen | -1 | 0.21479 | 0 | 0 |  |  |  |  | -0.21479 | 0 |  |  |  |  | 0 | 0
39775 | TNSCLP4___8 | 1 | Houston | YES | -0.005388 | 95.2 | 20 | 119 | 0 | 1.04 | Cogen | -1 | 0.21479 | 0 | 0 |  |  |  |  | -0.21479 | 0 |  |  |  |  | 0 | 0
39790 | TNSCLP3___8 | 1 | Houston | YES | -0.005388 | 87.6 | 20 | 109.5 | 0 | 1.027 | Cogen | -1 | 0.21479 | 0 | 0 |  |  |  |  | -0.21479 | 0 |  |  |  |  | 0 | 0
48730 | MNS_GT | 1 | Houston | YES | -0.005839 | 43 | 0 | 46.1 |  | 1.029 | Cogen | -1 | 0.21524 | 0 | 0 |  |  |  |  | -0.21524 | 0 |  |  |  |  | 0 | 0
48926 | WAP_GN6_6 | 6 | Houston | YES | -0.005869 | 651 | 280 | 651 |  | 1.035 | LIGCO | -1 | 0.21527 | 0 | 651 |  |  |  |  | -0.21527 | 0 |  |  |  |  | 0 | 0
48927 | WAP_GN7_7 | 7 | Houston | YES | -0.005869 | 564 | 277 | 564 |  | 1.035 | LIGCO | -1 | 0.21527 | 0 | 564 |  |  |  |  | -0.21527 | 0 |  |  |  |  | 0 | 0
48928 | WAP_GN8_8 | 8 | Houston | YES | -0.005869 | 603 | 275 | 603 |  | 1.035 | LIGCO | -1 | 0.21527 | 0 | 603 |  |  |  |  | -0.21527 | 0 |  |  |  |  | 0 | 0
48523 | BVE_ST1_GN1 | 3 | Houston | YES | -0.005873 | 252.4 | 0 | 252.4 |  | 1.035 | CC | -1 | 0.21527 | 252.4 | 252.4 |  |  |  |  | -0.21527 | -54.3352 |  |  |  |  | 0 | 0
48521 | BVE_GT1_GT1 | 1 | Houston | YES | -0.005873 | 167.7 | 0 | 167.7 |  | 1.035 | CC | -1 | 0.21527 | 167.7 | 167.7 |  |  |  |  | -0.21527 | -36.1015 |  |  |  |  | 0 | 0
48522 | BVE_GT2_5035 | 2 | Houston | YES | -0.005873 | 166.4 | 0 | 166.4 |  | 1.035 | CC | -1 | 0.21527 | 166.4 | 166.4 |  |  |  |  | -0.21527 | -35.8216 |  |  |  |  | 0 | 0
48510 | AK_GT1__8040 | 1 | Houston | YES | -0.005906 | 33.4 | 8.1 | 34 |  | 1.029 | Cogen | -1 | 0.21531 | 0 | 0 |  |  |  |  | -0.21531 | 0 |  |  |  |  | 0 | 0
48924 | WAP_GN4_4 | 4 | Houston | YES | -0.005957 | 546 | 217 | 546 | 0 | 1.0362 | GSC | -1 | 0.21536 | 546 | 546 |  |  |  |  | -0.21536 | -117.5856 |  |  |  |  | 0 | 0
48923 | WAP_GN3_3 | 3 | Houston | YES | -0.005957 | 198.4 | 93 | 248 | 0 | 1.0362 | GST | -1 | 0.21536 | 248 | 248 |  |  |  |  | -0.21536 | -53.4089 |  |  |  |  | 0 | 0
48921 | WAP_GN1_1 | 1 | Houston | YES | -0.005957 | 132.8 | 37 | 166 | 0 | 1.0362 | GST | -1 | 0.21536 | 166 | 166 |  |  |  |  | -0.21536 | -35.7495 |  |  |  |  | 0 | 0
48922 | WAP_GN2_2 | 2 | Houston | YES | -0.005957 | 132.8 | 37 | 166 | 0 | 1.0362 | GST | -1 | 0.21536 | 166 | 166 |  |  |  |  | -0.21536 | -35.7495 |  |  |  |  | 0 | 0
48929 | WAPGT21_GT1 | B1 | Houston | YES | -0.005957 | 0 | 0 | 13 |  | 1.05 | GGT | -1 | 0.21536 | 13 | 13 |  |  |  |  | -0.21536 | -2.7997 |  |  |  |  | 0 | 0
48925 | WAP_GN5_5 | 5 | Houston | YES | -0.005957 | 618.2 | 278 | 654 | 0 | 0.985 | LIGCO | -1 | 0.21536 | 0 | 654 |  |  |  |  | -0.21536 | 0 |  |  |  |  | 0 | 0
38580 | TNBP_CGN1_8 | 1 | Houston | YES | -0.006206 | 70.8 | 0 | 70.8 | 0 | 1.005 | Cogen | -1 | 0.21561 | 0 | 0 |  |  |  |  | -0.21561 | 0 |  |  |  |  | 0 | 0
38590 | TNBP_CGN2_8 | 2 | Houston | YES | -0.006206 | 66.7 | 0 | 66.7 | 0 | 1.005 | Cogen | -1 | 0.21561 | 0 | 0 |  |  |  |  | -0.21561 | 0 |  |  |  |  | 0 | 0
38600 | TNBP_CGN3_8 | 5 | Houston | YES | -0.006206 | 53 | 0 | 53 | 0 | 1.005 | Cogen | -1 | 0.21561 | 0 | 0 |  |  |  |  | -0.21561 | 0 |  |  |  |  | 0 | 0
38611 | TNBPAMCG1_8 | 1 | Houston | YES | -0.006206 | 153.2 | 0 | 153.2 | 0 | 1.005 | Cogen | -1 | 0.21561 | 0 | 0 |  |  |  |  | -0.21561 | 0 |  |  |  |  | 0 | 0
38612 | TNBPAMCG2_8 | 2 | Houston | YES | -0.006206 | 153.5 | 0 | 153.5 | 0 | 1.005 | Cogen | -1 | 0.21561 | 0 | 0 |  |  |  |  | -0.21561 | 0 |  |  |  |  | 0 | 0
38613 | TNBPAMCG3_8 | 3 | Houston | YES | -0.006206 | 152.3 | 0 | 152.3 | 0 | 1.005 | Cogen | -1 | 0.21561 | 0 | 0 |  |  |  |  | -0.21561 | 0 |  |  |  |  | 0 | 0
38614 | TNBPAMCG4_8 | 4 | Houston | YES | -0.006206 | 96 | 0 | 96 |  | 1.005 | Cogen | -1 | 0.21561 | 0 | 0 |  |  |  |  | -0.21561 | 0 |  |  |  |  | 0 | 0
38615 | TNBPAMCG5_8 | 1 | Houston | YES | -0.006206 | 244 | 0 | 244 | 0 | 1.005 | Cogen | -1 | 0.21561 | 0 | 0 |  |  |  |  | -0.21561 | 0 |  |  |  |  | 0 | 0
38690 | TNBP_CGN4_8 | 3 | Houston | YES | -0.006206 | 40 | 0 | 40 |  | 1.005 | Cogen | -1 | 0.21561 | 0 | 0 |  |  |  |  | -0.21561 | 0 |  |  |  |  | 0 | 0
38711 | TNTXCTY1CG8 | 1 | Houston | YES | -0.006206 | 100.3 | 59 | 100.3 | 0 | 1 | Cogen | -1 | 0.21561 | 0 | 0 |  |  |  |  | -0.21561 | 0 |  |  |  |  | 0 | 0
38712 | TNTXCTY2CG8 | 1 | Houston | YES | -0.006206 | 92.9 | 59 | 92.9 | 0 | 1 | Cogen | -1 | 0.21561 | 0 | 0 |  |  |  |  | -0.21561 | 0 |  |  |  |  | 0 | 0
38713 | TNTXCTY3CG8 | 1 | Houston | YES | -0.006206 | 102.7 | 59 | 102.7 | 0 | 1 | Cogen | -1 | 0.21561 | 0 | 0 |  |  |  |  | -0.21561 | 0 |  |  |  |  | 0 | 0
38714 | TNTXCTY4CG8 | 1 | Houston | YES | -0.006206 | 103 | 59 | 103 | 0 | 1 | Cogen | -1 | 0.21561 | 0 | 0 |  |  |  |  | -0.21561 | 0 |  |  |  |  | 0 | 0
39470 | TNDOWCGNSG8 | 1 | Houston | YES | -0.006206 | 32 | 10 | 32 | 0 | 0.985 | Cogen | -1 | 0.21561 | 0 | 0 |  |  |  |  | -0.21561 | 0 |  |  |  |  | 0 | 0
39480 | TNDOWCGNGG8 | 1 | Houston | YES | -0.006206 | 30 | 10 | 30 | 0 | 0.985 | Cogen | -1 | 0.21561 | 0 | 0 |  |  |  |  | -0.21561 | 0 |  |  |  |  | 0 | 0
48772 | PHR_GN2_2 | MB | Houston | YES | -0.006326 | 0 | 72 | 459 |  | 1.0362 | GSC | -1 | 0.21573 | 0 | 0 |  |  |  |  | -0.21573 | 0 |  |  |  |  | 0 | 0
48561 | CTL_GT2_8130 | 1 | Houston | YES | -0.006411 | 73.5 | 30.3 | 91.9 |  | 1.0362 | Cogen | -1 | 0.21581 | 0 | 0 |  |  |  |  | -0.21581 | 0 |  |  |  |  | 0 | 0
48562 | CTL_GT3_8135 | 2 | Houston | YES | -0.006411 | 70.1 | 30.3 | 87.6 |  | 1.0362 | Cogen | -1 | 0.21581 | 0 | 0 |  |  |  |  | -0.21581 | 0 |  |  |  |  | 0 | 0
48563 | CTL_GT4_8140 | 3 | Houston | YES | -0.006411 | 69.6 | 30.3 | 87 |  | 1.0362 | Cogen | -1 | 0.21581 | 0 | 0 |  |  |  |  | -0.21581 | 0 |  |  |  |  | 0 | 0
48564 | CTL_GN1_8145 | 4 | Houston | YES | -0.006411 | 43.6 | 12.9 | 54.5 |  | 1.0362 | Cogen | -1 | 0.21581 | 0 | 0 |  |  |  |  | -0.21581 | 0 |  |  |  |  | 0 | 0
48565 | CTL_GN2_8155 | 5 | Houston | YES | -0.006411 | 9.8 | 3.4 | 12.2 |  | 1.0362 | Cogen | -1 | 0.21581 | 0 | 0 |  |  |  |  | -0.21581 | 0 |  |  |  |  | 0 | 0
48531 | BYU_GT1_8075 | 1 | Houston | YES | -0.006442 | 65 | 0 | 65 |  | 1.0362 | Cogen | -1 | 0.21584 | 0 | 0 |  |  |  |  | -0.21584 | 0 |  |  |  |  | 0 | 0
48532 | BYU_GT2_8055 | 2 | Houston | YES | -0.006442 | 62 | 0 | 62 |  | 1.0362 | Cogen | -1 | 0.21584 | 0 | 0 |  |  |  |  | -0.21584 | 0 |  |  |  |  | 0 | 0
48533 | BYU_GT3_8060 | 3 | Houston | YES | -0.006442 | 67 | 0 | 67 |  | 1.0362 | Cogen | -1 | 0.21584 | 0 | 0 |  |  |  |  | -0.21584 | 0 |  |  |  |  | 0 | 0
48534 | BYU_GT4_8065 | 4 | Houston | YES | -0.006442 | 65 | 0 | 65 |  | 1.0362 | Cogen | -1 | 0.21584 | 0 | 0 |  |  |  |  | -0.21584 | 0 |  |  |  |  | 0 | 0
48693 | GBY_83841065 | E | Houston | YES | -0.006492 | 45.6 | 20 | 57 | 0 | 1.0362 | GGT | -1 | 0.21589 | 57 | 57 |  |  |  |  | -0.21589 | -12.3059 |  |  |  |  | 0 | 0
48692 | GBY_81821075 | D | Houston | YES | -0.006492 | 44 | 20 | 55 | 0 | 1.0362 | GGT | -1 | 0.21589 | 55 | 55 |  |  |  |  | -0.21589 | -11.8741 |  |  |  |  | 0 | 0
48693 | GBY_83841065 | F | Houston | YES | -0.006492 | 43.2 | 20 | 54 | 0 | 1.0362 | GGT | -1 | 0.21589 | 54 | 54 |  |  |  |  | -0.21589 | -11.6582 |  |  |  |  | 0 | 0
48691 | GBY_73741085 | B | Houston | YES | -0.006492 | 37.6 | 20 | 47 | 0 | 1.0362 | GGT | -1 | 0.21589 | 47 | 47 |  |  |  |  | -0.21589 | -10.147 |  |  |  |  | 0 | 0
48691 | GBY_73741085 | A | Houston | YES | -0.006492 | 37.6 | 20 | 47 | 0 | 1.0362 | GGT | -1 | 0.21589 | 47 | 47 |  |  |  |  | -0.21589 | -10.147 |  |  |  |  | 0 | 0
48692 | GBY_81821075 | C | Houston | YES | -0.006492 | 37.6 | 20 | 47 | 0 | 1.0362 | GGT | -1 | 0.21589 | 47 | 47 |  |  |  |  | -0.21589 | -10.147 |  |  |  |  | 0 | 0
48841 | SJS_GT1_GT1 | 1 | Houston | YES | -0.006503 | 62.4 | 49 | 78 | 0 | 1.0362 | Cogen | -1 | 0.2159 | 0 | 0 |  |  |  |  | -0.2159 | 0 |  |  |  |  | 0 | 0
48842 | SJS_GT2_GT2 | 2 | Houston | YES | -0.006503 | 64.8 | 49 | 81 | 0 | 1.0362 | Cogen | -1 | 0.2159 | 0 | 0 |  |  |  |  | -0.2159 | 0 |  |  |  |  | 0 | 0
48645 | DPEC_ST55065 | 5 | Houston | YES | -0.006515 | 282 | 0 | 282 | 0 | 1.0319 | CC | -1 | 0.21592 | 282 | 282 |  |  |  |  | -0.21592 | -60.8884 |  |  |  |  | 0 | 0
48641 | DPEC_GT15040 | 1 | Houston | YES | -0.006515 | 163.2 | 98 | 163.2 | 0 | 1.0319 | CC | -1 | 0.21592 | 163.2 | 163.2 |  |  |  |  | -0.21592 | -35.2375 |  |  |  |  | 0 | 0
48643 | DPEC_GT35010 | 3 | Houston | YES | -0.006515 | 157.5 | 98 | 157.5 | 0 | 1.0319 | CC | -1 | 0.21592 | 157.5 | 157.5 |  |  |  |  | -0.21592 | -34.0068 |  |  |  |  | 0 | 0
48642 | DPEC_GT25025 | 2 | Houston | YES | -0.006515 | 157.1 | 98 | 157.1 | 0 | 1.0319 | CC | -1 | 0.21592 | 157.1 | 157.1 |  |  |  |  | -0.21592 | -33.9205 |  |  |  |  | 0 | 0
48644 | DPEC_GT45070 | 4 | Houston | YES | -0.006515 | 157 | 98 | 157 | 0 | 1.0319 | CC | -1 | 0.21592 | 157 | 157 |  |  |  |  | -0.21592 | -33.8989 |  |  |  |  | 0 | 0
48761 | PR_GT1__9040 | 1 | Houston | YES | -0.006534 | 26 | 0 | 35 |  | 1 | Cogen | -1 | 0.21594 | 0 | 0 |  |  |  |  | -0.21594 | 0 |  |  |  |  | 0 | 0
48855 | SRB_GT211035 | B1 | Houston | YES | -0.006548 | 0 | 0 | 18 |  | 1.014 | GGT | -1 | 0.21595 | 18 | 18 |  |  |  |  | -0.21595 | -3.8871 |  |  |  |  | 0 | 0
48855 | SRB_GT211035 | B2 | Houston | YES | -0.006548 | 0 | 0 | 12 |  | 1.014 | GGT | -1 | 0.21595 | 12 | 12 |  |  |  |  | -0.21595 | -2.5914 |  |  |  |  | 0 | 0
48852 | SRB_GN2_2 | 2 | Houston | YES | -0.006549 | 140.8 | 26 | 176 | 0 | 1.0217 | GST | -1 | 0.21595 | 176 | 176 |  |  |  |  | -0.21595 | -38.0073 |  |  |  |  | 0 | 0
48851 | SRB_GN1_1 | 1 | Houston | YES | -0.00655 | 132 | 26 | 165 | 0 | 1.0217 | GST | -1 | 0.21595 | 165 | 165 |  |  |  |  | -0.21595 | -35.632 |  |  |  |  | 0 | 0
48551 | CAL_GT1_8045 | 1 | Houston | YES | -0.006551 | 149 | 0 | 149 | 0 | 1.0326 | Cogen | -1 | 0.21595 | 0 | 0 |  |  |  |  | -0.21595 | 0 |  |  |  |  | 0 | 0
48552 | CAL_ST1_8000 | 2 | Houston | YES | -0.006551 | 65.1 | 0 | 65.1 | 0 | 1.0326 | Cogen | -1 | 0.21595 | 0 | 0 |  |  |  |  | -0.21595 | 0 |  |  |  |  | 0 | 0
48853 | SRB_GN3_3 | 3 | Houston | YES | -0.006554 | 170.4 | 35 | 213 |  | 1.0326 | GST | -1 | 0.21596 | 213 | 213 |  |  |  |  | -0.21596 | -45.9985 |  |  |  |  | 0 | 0
48854 | SRB_GN4_4 | 4 | Houston | YES | -0.006555 | 182.4 | 35 | 228 | 0 | 1.0326 | GST | -1 | 0.21596 | 228 | 228 |  |  |  |  | -0.21596 | -49.238 |  |  |  |  | 0 | 0
48845 | SOL_GT1 | 1 | Houston | YES | -0.006555 | 16.2 | 15.4 | 16.2 |  | 1.0326 | Solar | -1 | 0.21596 | 16.2 | 16.2 |  |  |  |  | -0.21596 | -3.4985 |  |  |  |  | 0 | 0
48611 | DIB_GT1_8080 | 1 | Houston | YES | -0.006555 | 64 | 0 | 64 | 0 | 1.0326 | Cogen | -1 | 0.21596 | 0 | 0 |  |  |  |  | -0.21596 | 0 |  |  |  |  | 0 | 0
48612 | DIB_GT2_8075 | 2 | Houston | YES | -0.006555 | 63.2 | 0 | 63.2 | 0 | 1.0326 | Cogen | -1 | 0.21596 | 0 | 0 |  |  |  |  | -0.21596 | 0 |  |  |  |  | 0 | 0
48613 | DIB_ST1_8085 | 3 | Houston | YES | -0.006555 | 67.9 | 30 | 82.6 | 0 | 1.0326 | Cogen | -1 | 0.21596 | 0 | 0 |  |  |  |  | -0.21596 | 0 |  |  |  |  | 0 | 0
48614 | DIB_GT3_8090 | 4 | Houston | YES | -0.006555 | 73.6 | 15 | 73.6 | 0 | 1.0326 | Cogen | -1 | 0.21596 | 0 | 0 |  |  |  |  | -0.21596 | 0 |  |  |  |  | 0 | 0
48740 | PSG_GN2_8050 | 1 | Houston | YES | -0.006556 | 182 | 60 | 182 | 0 | 1.0326 | Cogen | -1 | 0.21596 | 0 | 0 |  |  |  |  | -0.21596 | 0 |  |  |  |  | 0 | 0
48741 | PSG_GT2_8040 | 1 | Houston | YES | -0.006556 | 158.6 | 50 | 158.6 | 0 | 1.0326 | Cogen | -1 | 0.21596 | 0 | 0 |  |  |  |  | -0.21596 | 0 |  |  |  |  | 0 | 0
48742 | PSG_GT3_8060 | 1 | Houston | YES | -0.006556 | 157 | 50 | 157 | 0 | 1.0326 | Cogen | -1 | 0.21596 | 0 | 0 |  |  |  |  | -0.21596 | 0 |  |  |  |  | 0 | 0
48820 | SHELLG1_3015 | 1 | Houston | YES | -0.006576 | 71 | 34.5 | 71 |  | 1.029 | Cogen | -1 | 0.21598 | 0 | 0 |  |  |  |  | -0.21598 | 0 |  |  |  |  | 0 | 0
48821 | SHELLG2 | 2 | Houston | YES | -0.006576 | 72 | 34.5 | 72 |  | 1.029 | Cogen | -1 | 0.21598 | 0 | 0 |  |  |  |  | -0.21598 | 0 |  |  |  |  | 0 | 0
48822 | SHELLG3_3020 | 2 | Houston | YES | -0.006576 | 30 | 0 | 30 |  | 1.029 | Cogen | -1 | 0.21598 | 0 | 0 |  |  |  |  | -0.21598 | 0 |  |  |  |  | 0 | 0
48822 | SHELLG3_3020 | 1 | Houston | YES | -0.006576 | 39 | 0 | 39 |  | 1.029 | Cogen | -1 | 0.21598 | 0 | 0 |  |  |  |  | -0.21598 | 0 |  |  |  |  | 0 | 0
48500 | APD_GT1_8005 | 1 | Houston | YES | -0.006608 | 137.6 | 54.6 | 137.6 | 0 | 1.0362 | Cogen | -1 | 0.21601 | 0 | 0 |  |  |  |  | -0.21601 | 0 |  |  |  |  | 0 | 0
48511 | LPE_GT1_8070 | 1 | Houston | YES | -0.006611 | 42 | 0 | 42 | 0 | 1.0362 | GGT | -1 | 0.21601 | 42 | 42 |  |  |  |  | -0.21601 | -9.0725 |  |  |  |  | 0 | 0
48512 | LPE_GT2_8075 | 2 | Houston | YES | -0.006611 | 42 | 0 | 42 | 0 | 1.0362 | GGT | -1 | 0.21601 | 42 | 42 |  |  |  |  | -0.21601 | -9.0725 |  |  |  |  | 0 | 0
48513 | LPE_GT3_8080 | 3 | Houston | YES | -0.006611 | 39 | 0 | 39 | 0 | 1.0362 | GGT | -1 | 0.21601 | 39 | 39 |  |  |  |  | -0.21601 | -8.4245 |  |  |  |  | 0 | 0
48514 | LPE_GT4_8085 | 4 | Houston | YES | -0.006611 | 39 | 0 | 39 | 0 | 1.0362 | GGT | -1 | 0.21601 | 39 | 39 |  |  |  |  | -0.21601 | -8.4245 |  |  |  |  | 0 | 0
48593 | CHE_GT1_8015 | 1 | Houston | YES | -0.006619 | 173 | 50 | 173 | 0 | 1.0362 | Cogen | -1 | 0.21602 | 0 | 0 |  |  |  |  | -0.21602 | 0 |  |  |  |  | 0 | 0
48594 | CHE_GN4_8025 | 4 | Houston | YES | -0.006619 | 142 | 60 | 142 | 0 | 1.0362 | Cogen | -1 | 0.21602 | 0 | 0 |  |  |  |  | -0.21602 | 0 |  |  |  |  | 0 | 0
48874 | THW_ST4_ST_4 | 4 | Houston | YES | -0.006667 | 108 | 19 | 108 | 0 | 1.0435 | CC | -1 | 0.21607 | 108 | 108 |  |  |  |  | -0.21607 | -23.3354 |  |  |  |  | 0 | 0
48873 | THW_ST3_ST_3 | 3 | Houston | YES | -0.006667 | 107 | 19 | 107 | 0 | 1.0435 | CC | -1 | 0.21607 | 107 | 107 |  |  |  |  | -0.21607 | -23.1193 |  |  |  |  | 0 | 0
48881 | THW_4344 | G | Houston | YES | -0.006667 | 58 | 5 | 58 | 0 | 1.0435 | CC | -1 | 0.21607 | 58 | 58 |  |  |  |  | -0.21607 | -12.532 |  |  |  |  | 0 | 0
48881 | THW_4344 | H | Houston | YES | -0.006667 | 58 | 5 | 58 | 0 | 1.0435 | CC | -1 | 0.21607 | 58 | 58 |  |  |  |  | -0.21607 | -12.532 |  |  |  |  | 0 | 0
48877 | THW_3334 | D | Houston | YES | -0.006667 | 57 | 5 | 57 | 0 | 1.0435 | CC | -1 | 0.21607 | 57 | 57 |  |  |  |  | -0.21607 | -12.3159 |  |  |  |  | 0 | 0
48879 | THW_4142 | E | Houston | YES | -0.006667 | 56 | 5 | 56 | 0 | 1.0435 | CC | -1 | 0.21607 | 56 | 56 |  |  |  |  | -0.21607 | -12.0998 |  |  |  |  | 0 | 0
48875 | THW_3132 | A | Houston | YES | -0.006667 | 55 | 5 | 55 | 0 | 1.0435 | CC | -1 | 0.21607 | 55 | 55 |  |  |  |  | -0.21607 | -11.8838 |  |  |  |  | 0 | 0
48877 | THW_3334 | C | Houston | YES | -0.006667 | 55 | 5 | 55 | 0 | 1.0435 | CC | -1 | 0.21607 | 55 | 55 |  |  |  |  | -0.21607 | -11.8838 |  |  |  |  | 0 | 0
48879 | THW_4142 | F | Houston | YES | -0.006667 | 55 | 5 | 55 | 0 | 1.0435 | CC | -1 | 0.21607 | 55 | 55 |  |  |  |  | -0.21607 | -11.8838 |  |  |  |  | 0 | 0
48875 | THW_3132 | B | Houston | YES | -0.006667 | 53 | 5 | 53 | 0 | 1.0435 | CC | -1 | 0.21607 | 53 | 53 |  |  |  |  | -0.21607 | -11.4516 |  |  |  |  | 0 | 0
48582 | CBY_GN2_2 | 2 | Houston | YES | -0.006692 | 596.8 | 110 | 746 | 0 | 1.0435 | GSC | -1 | 0.21609 | 746 | 746 |  |  |  |  | -0.21609 | -161.2056 |  |  |  |  | 0 | 0
49803 | EXN_15GT | 1 | Houston | YES | -0.006715 | 33 | 8.3 | 34 |  | 1.0326 | Cogen | -1 | 0.21612 | 0 | 0 |  |  |  |  | -0.21612 | 0 |  |  |  |  | 0 | 0
49804 | EXN_16GT | 2 | Houston | YES | -0.006715 | 32 | 8.3 | 34.7 |  | 1.0326 | Cogen | -1 | 0.21612 | 0 | 0 |  |  |  |  | -0.21612 | 0 |  |  |  |  | 0 | 0
49805 | EXN_17GT | 3 | Houston | YES | -0.006715 | 31 | 8.3 | 32.7 |  | 1.0326 | Cogen | -1 | 0.21612 | 0 | 0 |  |  |  |  | -0.21612 | 0 |  |  |  |  | 0 | 0
49826 | EXN938GT | 5 | Houston | YES | -0.006715 | 43 | 9.2 | 45.9 |  | 1.0326 | Cogen | -1 | 0.21612 | 0 | 0 |  |  |  |  | -0.21612 | 0 |  |  |  |  | 0 | 0
49828 | EXN941GT | 10 | Houston | YES | -0.006715 | 17.7 | 5.4 | 17.7 | 0 | 1.0326 | Cogen | -1 | 0.21612 | 0 | 0 |  |  |  |  | -0.21612 | 0 |  |  |  |  | 0 | 0
49829 | EXN942GT | 11 | Houston | YES | -0.006715 | 20 | 5.4 | 20.4 | 0 | 1.0326 | Cogen | -1 | 0.21612 | 0 | 0 |  |  |  |  | -0.21612 | 0 |  |  |  |  | 0 | 0
49830 | EXN943GT | 12 | Houston | YES | -0.006715 | 19 | 5.4 | 19.9 | 0 | 1.0326 | Cogen | -1 | 0.21612 | 0 | 0 |  |  |  |  | -0.21612 | 0 |  |  |  |  | 0 | 0
49831 | EXN944GT | 13 | Houston | YES | -0.006715 | 33 | 5.4 | 35 | 0 | 1.0326 | Cogen | -1 | 0.21612 | 0 | 0 |  |  |  |  | -0.21612 | 0 |  |  |  |  | 0 | 0
49832 | EXN945GT | 9 | Houston | YES | -0.006715 | 18.5 | 9.2 | 18.5 |  | 1.0326 | Cogen | -1 | 0.21612 | 0 | 0 |  |  |  |  | -0.21612 | 0 |  |  |  |  | 0 | 0
49837 | EXN_GT | 4 | Houston | YES | -0.006715 | 81 | 21.3 | 85.4 |  | 1.0326 | Cogen | -1 | 0.21612 | 0 | 0 |  |  |  |  | -0.21612 | 0 |  |  |  |  | 0 | 0
49838 | EXN_14GT | 14 | Houston | YES | -0.006715 | 140 | 0 | 148 |  | 1.0326 | Cogen | -1 | 0.21612 | 0 | 0 |  |  |  |  | -0.21612 | 0 |  |  |  |  | 0 | 0
48883 | THW_GT1_GT_1 | B2 | Houston | YES | -0.006717 | 0 | 0 | 12 |  | 1.043 | GGT | -1 | 0.21612 | 12 | 12 |  |  |  |  | -0.21612 | -2.5934 |  |  |  |  | 0 | 0
48651 | EP_1_2 | 1 | Houston | YES | -0.006738 | 4 | 0 | 5 | 0 | 1.0362 | Cogen | -1 | 0.21614 | 0 | 0 |  |  |  |  | -0.21614 | 0 |  |  |  |  | 0 | 0
48651 | EP_1_2 | 2 | Houston | YES | -0.006738 | 17.7 | 10 | 21 | 0 | 1.0362 | Cogen | -1 | 0.21614 | 0 | 0 |  |  |  |  | -0.21614 | 0 |  |  |  |  | 0 | 0
48940 | WARVUE_GT1 | G1 | Houston | YES | -0.006738 | 15 | 0 | 15 |  | 1.021 | Cogen | -1 | 0.21614 | 0 | 0 |  |  |  |  | -0.21614 | 0 |  |  |  |  | 0 | 0
48581 | CBY_GN1_1 | 1 | Houston | YES | -0.006739 | 595.2 | 108 | 744 | 0 | 1.0435 | GSC | -1 | 0.21614 | 744 | 744 |  |  |  |  | -0.21614 | -160.8084 |  |  |  |  | 0 | 0
48791 | PSA_GT1_8160 | 1 | Houston | YES | -0.006742 | 52 | 20.8 | 65 | 0 | 1.0362 | Cogen | -1 | 0.21614 | 0 | 0 |  |  |  |  | -0.21614 | 0 |  |  |  |  | 0 | 0
48792 | PSA_GT2_8155 | 2 | Houston | YES | -0.006742 | 52.8 | 20.3 | 66 | 0 | 1.0362 | Cogen | -1 | 0.21614 | 0 | 0 |  |  |  |  | -0.21614 | 0 |  |  |  |  | 0 | 0
48793 | PSA_GT3_8150 | 3 | Houston | YES | -0.006742 | 56 | 20.3 | 70 | 0 | 1.0362 | Cogen | -1 | 0.21614 | 0 | 0 |  |  |  |  | -0.21614 | 0 |  |  |  |  | 0 | 0
48794 | PSA_GT4_8145 | 4 | Houston | YES | -0.006742 | 52.8 | 20.3 | 66 | 0 | 1.0362 | Cogen | -1 | 0.21614 | 0 | 0 |  |  |  |  | -0.21614 | 0 |  |  |  |  | 0 | 0
48795 | PSA_GT5_8140 | 5 | Houston | YES | -0.006742 | 51.2 | 20.3 | 64 | 0 | 1.0362 | Cogen | -1 | 0.21614 | 0 | 0 |  |  |  |  | -0.21614 | 0 |  |  |  |  | 0 | 0
48796 | PSA_GN1_8165 | 1 | Houston | YES | -0.006742 | 83.2 | 43.1 | 104 | 0 | 1.0362 | Cogen | -1 | 0.21614 | 0 | 0 |  |  |  |  | -0.21614 | 0 |  |  |  |  | 0 | 0
48797 | PSA_GT6_8135 | 6 | Houston | YES | -0.006742 | 47.2 | 34.5 | 59 | 0 | 1.0362 | Cogen | -1 | 0.21614 | 0 | 0 |  |  |  |  | -0.21614 | 0 |  |  |  |  | 0 | 0
48815 | CVC_GT4_8005 | 4 | Houston | YES | -0.006754 | 165 | 91.8 | 165 |  | 1.0362 | Cogen | -1 | 0.21616 | 0 | 0 |  |  |  |  | -0.21616 | 0 |  |  |  |  | 0 | 0
48583 | CBY_GT4_1 | 1 | Houston | YES | -0.006758 | 172 | 0 | 172 | 0 | 1.027 | GSC | -1 | 0.21616 | 172 | 172 |  |  |  |  | -0.21616 | -37.1794 |  |  |  |  | 0 | 0
48584 | CBY_GT4_2 | 2 | Houston | YES | -0.006758 | 172 | 0 | 172 | 0 | 1.027 | CC | -1 | 0.21616 | 172 | 172 |  |  |  |  | -0.21616 | -37.1794 |  |  |  |  | 0 | 0
48585 | CBY_ST4_1 | 3 | Houston | YES | -0.006758 | 172 | 0 | 172 | 0 | 1.027 | CC | -1 | 0.21616 | 172 | 172 |  |  |  |  | -0.21616 | -37.1794 |  |  |  |  | 0 | 0
48598 | BTE_ST1_8070 | 4 | Houston | YES | -0.006796 | 269.2 | 60 | 269.2 | 0 | 1.0261 | CC | -1 | 0.2162 | 269.2 | 269.2 |  |  |  |  | -0.2162 | -58.2003 |  |  |  |  | 0 | 0
48595 | BTE_GT2_8075 | 1 | Houston | YES | -0.006796 | 162.8 | 130 | 162.8 | 0 | 1.0261 | CC | -1 | 0.2162 | 162.8 | 162.8 |  |  |  |  | -0.2162 | -35.1969 |  |  |  |  | 0 | 0
48596 | BTE_GT3_8045 | 2 | Houston | YES | -0.006796 | 161.4 | 130 | 161.4 | 0 | 1.0261 | CC | -1 | 0.2162 | 161.4 | 161.4 |  |  |  |  | -0.2162 | -34.8942 |  |  |  |  | 0 | 0
48597 | BTE_GT4_8055 | 3 | Houston | YES | -0.006796 | 158.9 | 130 | 158.9 | 0 | 1.0261 | CC | -1 | 0.2162 | 158.9 | 158.9 |  |  |  |  | -0.2162 | -34.3538 |  |  |  |  | 0 | 0
48690 | GBY_GN5_5 | 5 | Houston | YES | -0.006813 | 318.4 | 81 | 398 |  | 1.0362 | GSC | -1 | 0.21621 | 398 | 398 |  |  |  |  | -0.21621 | -86.0533 |  |  |  |  | 0 | 0
48885 | THW_5152 | B | Houston | YES | -0.006831 | 47.2 | 5 | 59 |  | 1.0319 | GGT | -1 | 0.21623 | 59 | 59 |  |  |  |  | -0.21623 | -12.7577 |  |  |  |  | 0 | 0
48887 | THW_5556 | E | Houston | YES | -0.006831 | 47.2 | 5 | 59 |  | 1.0319 | GGT | -1 | 0.21623 | 59 | 59 |  |  |  |  | -0.21623 | -12.7577 |  |  |  |  | 0 | 0
48885 | THW_5152 | A | Houston | YES | -0.006831 | 46.4 | 5 | 58 |  | 1.0319 | GGT | -1 | 0.21623 | 58 | 58 |  |  |  |  | -0.21623 | -12.5415 |  |  |  |  | 0 | 0
48886 | THW_5354 | D | Houston | YES | -0.006831 | 46.4 | 5 | 58 |  | 1.0319 | GGT | -1 | 0.21623 | 58 | 58 |  |  |  |  | -0.21623 | -12.5415 |  |  |  |  | 0 | 0
48886 | THW_5354 | C | Houston | YES | -0.006831 | 45.6 | 5 | 57 |  | 1.0319 | GGT | -1 | 0.21623 | 57 | 57 |  |  |  |  | -0.21623 | -12.3252 |  |  |  |  | 0 | 0
48887 | THW_5556 | F | Houston | YES | -0.006831 | 45.6 | 5 | 57 |  | 1.0319 | GGT | -1 | 0.21623 | 57 | 57 |  |  |  |  | -0.21623 | -12.3252 |  |  |  |  | 0 | 0
48591 | CHE_GT2_5030 | 2 | Houston | YES | -0.007062 | 173 | 50 | 173 | 0 | 1.029 | Cogen | -1 | 0.21646 | 0 | 0 |  |  |  |  | -0.21646 | 0 |  |  |  |  | 0 | 0
48811 | CVC_GT3_5045 | 3 | Houston | YES | -0.007062 | 156 | 91.8 | 156 | 0 | 1.029 | Cogen | -1 | 0.21646 | 0 | 0 |  |  |  |  | -0.21646 | 0 |  |  |  |  | 0 | 0
48812 | CVC_GT2_5020 | 2 | Houston | YES | -0.007062 | 158 | 91.8 | 158 | 0 | 1.029 | Cogen | -1 | 0.21646 | 0 | 0 |  |  |  |  | -0.21646 | 0 |  |  |  |  | 0 | 0
48813 | CVC_GT1_5035 | 1 | Houston | YES | -0.007062 | 160 | 91.8 | 160 | 0 | 1.029 | Cogen | -1 | 0.21646 | 0 | 0 |  |  |  |  | -0.21646 | 0 |  |  |  |  | 0 | 0
48814 | CVC_ST5_5040 | 1 | Houston | YES | -0.007062 | 162 | 91.8 | 162 | 0 | 1.029 | Cogen | -1 | 0.21646 | 0 | 0 |  |  |  |  | -0.21646 | 0 |  |  |  |  | 0 | 0
251 | BOSQUESW803 | 2 | North | YES | -0.007466 | 150 | 0 | 150 | 0 | 1.032 | CC | -1 | 0.21687 | 150 | 150 |  |  | -1.1199 | 150 | -0.21687 | -32.5301 |  |  |  |  | 0 | 0
253 | BOSQUESW804 | 2 | North | YES | -0.007466 | 80 | 0 | 80 | 0 | 1.032 | CC | -1 | 0.21687 | 80 | 80 |  |  | -0.59728 | 80 | -0.21687 | -17.3494 |  |  |  |  | 0 | 0
244 | WHITNYDM01 | 1 | North | YES | -0.007985 | 15 | 0 | 15 | 0 | 1.035 | Hydro | -1 | 0.21739 | 0 | 0 |  |  | 0 | 0 | -0.21739 | 0 |  |  |  |  | 0 | 0
245 | WHITNYDM02 | 2 | North | YES | -0.007985 | 15 | 0 | 15 | 0 | 1.035 | Hydro | -1 | 0.21739 | 0 | 0 |  |  | 0 | 0 | -0.21739 | 0 |  |  |  |  | 0 | 0
1898 | COMCHEPK_1G | 1 | North | YES | -0.008025 | 1217 | 1150 | 1217 | 0 | 1.032 | Nuc | -1 | 0.21743 | 0 | 0 |  |  | 0 | 0 | -0.21743 | 0 |  |  |  |  | 0 | 0
1899 | COMCHEPK_2G | 2 | North | YES | -0.008025 | 1159 | 1128 | 1159 | 0 | 1.032 | Nuc | -1 | 0.21743 | 0 | 0 |  |  | 0 | 0 | -0.21743 | 0 |  |  |  |  | 0 | 0
334 | RWMILLER03 | 3 | North | YES | -0.008599 | 166.4 | 65 | 208 | 0 | 1.04 | GST | -1 | 0.218 | 208 | 208 |  |  | -1.7886 | 208 | -0.218 | -45.3441 |  |  |  |  | 0 | 0
333 | RWMILLER02 | 2 | North | YES | -0.008599 | 95.2 | 37 | 119 | 0 | 1.04 | GST | -1 | 0.218 | 119 | 119 |  |  | -1.0233 | 119 | -0.218 | -25.942 |  |  |  |  | 0 | 0
335 | RWMILLER04 | 4 | North | YES | -0.008599 | 81.6 | 0 | 102 | 0 | 1.04 | GST | -1 | 0.218 | 102 | 102 |  |  | -0.8771 | 102 | -0.218 | -22.236 |  |  |  |  | 0 | 0
336 | RWMILLER05 | 5 | North | YES | -0.008599 | 80.8 | 0 | 101 | 0 | 1.04 | GST | -1 | 0.218 | 101 | 101 |  |  | -0.8685 | 101 | -0.218 | -22.018 |  |  |  |  | 0 | 0
332 | RWMILLER01 | 1 | North | YES | -0.008599 | 58.4 | 18.5 | 73 | 0 | 1.04 | GST | -1 | 0.218 | 73 | 73 |  |  | -0.62773 | 73 | -0.218 | -15.914 |  |  |  |  | 0 | 0
238 | BOSQUESW505 | 1 | North | YES | -0.008667 | 255 | 0 | 255 | 0 | 1.02 | CC | -1 | 0.21807 | 255 | 255 |  |  | -2.2101 | 255 | -0.21807 | -55.6074 |  |  |  |  | 0 | 0
247 | BOSQUESW501 | 2 | North | YES | -0.008667 | 124.8 | 0 | 156 | 0 | 1.02 | GGT | -1 | 0.21807 | 156 | 156 |  |  | -1.3521 | 156 | -0.21807 | -34.0187 |  |  |  |  | 0 | 0
239 | BOSQUESW502 | 1 | North | YES | -0.008667 | 119.2 | 0 | 149 | 0 | 1.02 | GGT | -1 | 0.21807 | 149 | 149 |  |  | -1.2914 | 149 | -0.21807 | -32.4922 |  |  |  |  | 0 | 0
3417 | LAKE_CRK2_G | 2 | North | YES | -0.008916 | 177.6 | 40 | 222 | 0 | 1.029 | GST | -1 | 0.21832 | 222 | 222 |  |  | -1.9794 | 222 | -0.21832 | -48.4664 |  |  |  |  | 0 | 0
3416 | LAKE_CRK1_G | 1 | North | YES | -0.008916 | 60 | 33 | 75 |  | 1.029 | GST | -1 | 0.21832 | 75 | 75 |  |  | -0.6687 | 75 | -0.21832 | -16.3738 |  |  |  |  | 0 | 0
1879 | WLFHOLW_3G | 3 | North | YES | -0.009018 | 272.4 | 89.2 | 272.4 | 0 | 1.032 | CC | -1 | 0.21842 | 272.4 | 272.4 |  |  | -2.4565 | 272.4 | -0.21842 | -59.4974 |  |  |  |  | 0 | 0
1877 | WLFHOLW_1G | 1 | North | YES | -0.009018 | 217.3 | 89.2 | 217.3 | 0 | 1.032 | CC | -1 | 0.21842 | 217.3 | 217.3 |  |  | -1.9596 | 217.3 | -0.21842 | -47.4625 |  |  |  |  | 0 | 0
1878 | WLFHOLW_2G | 2 | North | YES | -0.009018 | 215.7 | 105 | 215.7 | 0 | 1.032 | CC | -1 | 0.21842 | 215.7 | 215.7 |  |  | -1.9452 | 215.7 | -0.21842 | -47.113 |  |  |  |  | 0 | 0
48674 | FTR_CN4_5095 | 4 | North | YES | -0.00914 | 380 | 0 | 380 | 0 | 1.0319 | CC | -1 | 0.21854 | 380 | 380 |  |  | -3.4732 | 380 | -0.21854 | -83.0457 |  |  |  |  | 0 | 0
48672 | FTR_GT2_5110 | 2 | North | YES | -0.00914 | 159 | 0 | 159 | 0 | 1.0319 | CC | -1 | 0.21854 | 159 | 159 |  |  | -1.4533 | 159 | -0.21854 | -34.7481 |  |  |  |  | 0 | 0
48673 | FTR_GT3_5085 | 3 | North | YES | -0.00914 | 158 | 0 | 158 | 0 | 1.0319 | CC | -1 | 0.21854 | 158 | 158 |  |  | -1.4441 | 158 | -0.21854 | -34.5295 |  |  |  |  | 0 | 0
48671 | FTR_GT1_5105 | 1 | North | YES | -0.00914 | 154.2 | 0 | 154.2 | 0 | 1.0319 | CC | -1 | 0.21854 | 154.2 | 154.2 |  |  | -1.4094 | 154.2 | -0.21854 | -33.6991 |  |  |  |  | 0 | 0
3404 | THOUSE_2G | 2 | North | YES | -0.009487 | 807 | 250 | 807 | 0 | 1.012 | GSC | -1 | 0.21889 | 807 | 807 |  |  | -7.656 | 807 | -0.21889 | -176.6429 |  |  |  |  | 0 | 0
3403 | THOUSE_1G | 1 | North | YES | -0.009487 | 563 | 200 | 563 | 0 | 1.012 | GSC | -1 | 0.21889 | 563 | 563 |  |  | -5.3412 | 563 | -0.21889 | -123.2341 |  |  |  |  | 0 | 0
32892 | BRYN_DNSBY14 | 1 | North | YES | -0.009492 | 84 | 25 | 105 | 0 | 1.035 | GST | -1 | 0.21889 | 105 | 105 |  |  | -0.99666 | 105 | -0.21889 | -22.9838 |  |  |  |  | 0 | 0
32883 | BRYN_DNSBY3 | 1 | North | YES | -0.009492 | 0 | 2 | 48 |  | 1.015 | GST | -1 | 0.21889 | 48 | 48 |  |  | -0.45562 | 48 | -0.21889 | -10.5069 |  |  |  |  | 0 | 0
32884 | BRYN_DNSBY13 | 1 | North | YES | -0.009492 | 46 | 2 | 46 | 0 | 1.015 | GST | -1 | 0.21889 | 46 | 46 |  |  | -0.43663 | 46 | -0.21889 | -10.0691 |  |  |  |  | 0 | 0
32888 | BRYN_ATKINS7 | 1 | North | YES | -0.009532 | 13.6 | 4 | 17 |  | 1.028 | GGT | -1 | 0.21893 | 17 | 17 |  |  | -0.16204 | 17 | -0.21893 | -3.7219 |  |  |  |  | 0 | 0
32886 | BRYN_ATKINS3 | MB | North | YES | -0.009532 | 0 | 5 | 12 |  | 1 | GST | -1 | 0.21893 | 0 | 0 |  |  | 0 | 0 | -0.21893 | 0 |  |  |  |  | 0 | 0
32887 | BRYN_ATKINS6 | MB | North | YES | -0.009532 | 0 | 12 | 51 |  | 1.028 | GST | -1 | 0.21893 | 0 | 0 |  |  | 0 | 0 | -0.21893 | 0 |  |  |  |  | 0 | 0
32890 | BRYN_ATKINS4 | MB | North | YES | -0.009532 | 0 | 5 | 22 |  | 1.031 | GST | -1 | 0.21893 | 0 | 0 |  |  | 0 | 0 | -0.21893 | 0 |  |  |  |  | 0 | 0
32891 | BRYN_ATKINS5 | MB | North | YES | -0.009532 | 0 | 5 | 25 |  | 1.031 | GST | -1 | 0.21893 | 0 | 0 |  |  | 0 | 0 | -0.21893 | 0 |  |  |  |  | 0 | 0
32798 | BRYN_TAMUGEN | 1 | North | YES | -0.009547 | 32 | 0 | 32 |  | 1.02 | GST | -1 | 0.21895 | 32 | 32 |  |  | -0.3055 | 32 | -0.21895 | -7.0063 |  |  |  |  | 0 | 0
990 | GIBN_CREK_G1 | 1 | North | YES | -0.009571 | 463 | 200 | 463 | 0 | 1.0275 | LIGCO | -1 | 0.21897 | 0 | 463 |  |  | 0 | 0 | -0.21897 | 0 |  |  |  |  | 0 | 0
1892 | DECRDOVA_2G | A | North | YES | -0.010119 | 65 | 65 | 70 | 0 | 1.025 | GGT | -1 | 0.21952 | 70 | 70 |  |  | -0.70833 | 70 | -0.21952 | -15.3664 |  |  |  |  | 0 | 0
1893 | DECRDOVA_3G | B | North | YES | -0.010119 | 65 | 65 | 69 | 0 | 1.025 | GGT | -1 | 0.21952 | 69 | 69 |  |  | -0.69821 | 69 | -0.21952 | -15.1469 |  |  |  |  | 0 | 0
1894 | DECRDOVA_4G | C | North | YES | -0.010119 | 65 | 65 | 69 | 0 | 1.025 | GGT | -1 | 0.21952 | 69 | 69 |  |  | -0.69821 | 69 | -0.21952 | -15.1469 |  |  |  |  | 0 | 0
1895 | DECRDOVA_5G | D | North | YES | -0.010119 | 65 | 65 | 68 | 0 | 1.025 | GGT | -1 | 0.21952 | 68 | 68 |  |  | -0.68809 | 68 | -0.21952 | -14.9274 |  |  |  |  | 0 | 0
366 | JNSNCNTY802 | 1 | North | YES | -0.010425 | 168 | 20 | 168 | 0 | 1.02 | Cogen | -1 | 0.21983 | 0 | 0 |  |  | 0 | 0 | -0.21983 | 0 |  |  |  |  | 0 | 0
367 | JNSNCNTY802 | 2 | North | YES | -0.010425 | 90 | 20 | 90 | 0 | 1.02 | Cogen | -1 | 0.21983 | 0 | 0 |  |  | 0 | 0 | -0.21983 | 0 |  |  |  |  | 0 | 0
39960 | TNTNPONE_18 | 1 | North | YES | -0.010975 | 152.3 | 30 | 152.3 |  | 1.04 | LIGCO | -1 | 0.22038 | 0 | 152.3 |  |  | 0 | 0 | -0.22038 | 0 |  |  |  |  | 0 | 0
39970 | TNTNPONE_28 | 1 | North | YES | -0.010975 | 153 | 30 | 153 |  | 1.04 | LIGCO | -1 | 0.22038 | 0 | 153 |  |  | 0 | 0 | -0.22038 | 0 |  |  |  |  | 0 | 0
48721 | LEG_1___1 | 1 | North | YES | -0.011538 | 827 | 357 | 827 | 0 | 1.0348 | LIGCO | -1 | 0.22094 | 0 | 827 |  |  | 0 | 0 | -0.22094 | 0 |  |  |  |  | 0 | 0
48722 | LEG_2___2 | 2 | North | YES | -0.011538 | 819 | 357 | 819 | 0 | 1.0348 | LIGCO | -1 | 0.22094 | 0 | 819 |  |  | 0 | 0 | -0.22094 | 0 |  |  |  |  | 0 | 0
1889 | DECRDOVA_1G | 1 | North | YES | -0.01227 | 779 | 255 | 779 | 0 | 1.02 | GSC | -1 | 0.22167 | 779 | 779 |  |  | -9.5583 | 779 | -0.22167 | -172.682 |  |  |  |  | 0 | 0
3381 | BBRN_1G | 1 | North | YES | -0.013083 | 618 | 225 | 618 | 0 | 1.03 | LIGCO | -1 | 0.22248 | 0 | 618 |  |  | 0 | 0 | -0.22248 | 0 |  |  |  |  | 0 | 0
3382 | BBRN_2G | 2 | North | YES | -0.013083 | 589 | 225 | 589 | 0 | 1.03 | LIGCO | -1 | 0.22248 | 0 | 589 |  |  | 0 | 0 | -0.22248 | 0 |  |  |  |  | 0 | 0
13133 | CALFREST_3G | 3 | North | YES | -0.013358 | 177.4 | 40 | 177.4 | 0 | 1.031 | CC | -1 | 0.22276 | 177.4 | 177.4 |  |  | -2.3697 | 177.4 | -0.22276 | -39.5175 |  |  |  |  | 0 | 0
13132 | CALFREST_2G | 2 | North | YES | -0.013358 | 151 | 57 | 151 | 0 | 1.031 | CC | -1 | 0.22276 | 151 | 151 |  |  | -2.0171 | 151 | -0.22276 | -33.6367 |  |  |  |  | 0 | 0
13131 | CALFREST_1G | 1 | North | YES | -0.013358 | 150.7 | 40 | 150.7 | 0 | 1.031 | CC | -1 | 0.22276 | 150.7 | 150.7 |  |  | -2.0131 | 150.7 | -0.22276 | -33.5698 |  |  |  |  | 0 | 0
13136 | CALFREST_6G | 6 | North | YES | -0.01343 | 177.5 | 40 | 177.5 | 0 | 1.031 | CC | -1 | 0.22283 | 177.5 | 177.5 |  |  | -2.3838 | 177.5 | -0.22283 | -39.5526 |  |  |  |  | 0 | 0
13135 | CALFREST_5G | 5 | North | YES | -0.01343 | 152.3 | 57 | 152.3 | 0 | 1.031 | CC | -1 | 0.22283 | 152.3 | 152.3 |  |  | -2.0454 | 152.3 | -0.22283 | -33.9372 |  |  |  |  | 0 | 0
13134 | CALFREST_4G | 4 | North | YES | -0.01343 | 151.5 | 40 | 151.5 | 0 | 1.031 | CC | -1 | 0.22283 | 151.5 | 151.5 |  |  | -2.0346 | 151.5 | -0.22283 | -33.7589 |  |  |  |  | 0 | 0
1938 | MDLTHELP_6G | 6 | North | YES | -0.013722 | 226 | 74 | 226 | 0 | 1 | CC | -1 | 0.22312 | 226 | 226 |  |  | -3.1012 | 226 | -0.22312 | -50.4259 |  |  |  |  | 0 | 0
1937 | MDLTHELP_5G | 5 | North | YES | -0.013722 | 224 | 74 | 224 | 0 | 1 | CC | -1 | 0.22312 | 224 | 224 |  |  | -3.0737 | 224 | -0.22312 | -49.9796 |  |  |  |  | 0 | 0
1943 | MDLTHELP_3G | 3 | North | YES | -0.013722 | 212 | 74 | 212 | 0 | 1 | CC | -1 | 0.22312 | 212 | 212 |  |  | -2.9091 | 212 | -0.22312 | -47.3021 |  |  |  |  | 0 | 0
1944 | MDLTHELP_4G | 4 | North | YES | -0.013722 | 211 | 74 | 211 | 0 | 1 | CC | -1 | 0.22312 | 211 | 211 |  |  | -2.8953 | 211 | -0.22312 | -47.079 |  |  |  |  | 0 | 0
3126 | TRINIDAD_6G | 1 | North | YES | -0.014201 | 179.2 | 46 | 224 | 0 | 1 | GST | -1 | 0.2236 | 224 | 224 |  |  | -3.181 | 224 | -0.2236 | -50.0869 |  |  |  |  | 0 | 0
12322 | ENNSTRAC_1G | 1 | North | YES | -0.014329 | 196 | 130 | 196 | 0 | 1.036 | CC | -1 | 0.22373 | 196 | 196 |  |  | -2.8085 | 196 | -0.22373 | -43.8511 |  |  |  |  | 0 | 0
12323 | ENNSTRAC_2G | 2 | North | YES | -0.014329 | 116 | 100 | 116 | 0 | 1.036 | CC | -1 | 0.22373 | 116 | 116 |  |  | -1.6622 | 116 | -0.22373 | -25.9527 |  |  |  |  | 0 | 0
1941 | MDLTHELP_1G | 1 | North | YES | -0.01453 | 216.4 | 74 | 216.4 | 0 | 1 | CC | -1 | 0.22393 | 216.4 | 216.4 |  |  | -3.1443 | 216.4 | -0.22393 | -48.4587 |  |  |  |  | 0 | 0
1942 | MDLTHELP_2G | 2 | North | YES | -0.01453 | 216.1 | 74 | 216.1 | 0 | 1 | CC | -1 | 0.22393 | 216.1 | 216.1 |  |  | -3.1399 | 216.1 | -0.22393 | -48.3916 |  |  |  |  | 0 | 0
3108 | STRYKER_2G | 2 | North | YES | -0.014887 | 484 | 75 | 484 | 0 | 1.029 | GST | -1 | 0.22429 | 484 | 484 |  |  | -7.2053 | 484 | -0.22429 | -108.5556 |  |  |  |  | 0 | 0
3107 | STRYKER_1G | 1 | North | YES | -0.014887 | 145.6 | 45 | 182 | 0 | 1.029 | GST | -1 | 0.22429 | 182 | 182 |  |  | -2.7094 | 182 | -0.22429 | -40.8205 |  |  |  |  | 0 | 0
3309 | ASPN_G | 1 | North | YES | -0.014908 | 50 | 0 | 50 |  | 1 | Bio | -1 | 0.22431 | 50 | 50 |  |  | -0.7454 | 50 | -0.22431 | -11.2155 |  |  |  |  | 0 | 0
3348 | CHAMPION_1G | MB | North | YES | -0.014926 | 0 | 42 | 42 |  | 1 | Cogen | -1 | 0.22433 | 0 | 0 |  |  | 0 | 0 | -0.22433 | 0 |  |  |  |  | 0 | 0
13119 | TGATEWAY_4G | 4 | North | YES | -0.015077 | 399 | 65 | 399 | 0 | 1.0232 | CC | -1 | 0.22448 | 399 | 399 |  |  | -6.0157 | 399 | -0.22448 | -89.5669 |  |  |  |  | 0 | 0
13116 | TGATEWAY_1G | 1 | North | YES | -0.015077 | 151 | 30 | 151 | 0 | 1.0232 | CC | -1 | 0.22448 | 151 | 151 |  |  | -2.2766 | 151 | -0.22448 | -33.8962 |  |  |  |  | 0 | 0
13118 | TGATEWAY_3G | 3 | North | YES | -0.015077 | 148 | 30 | 148 | 0 | 1.0232 | CC | -1 | 0.22448 | 148 | 148 |  |  | -2.2314 | 148 | -0.22448 | -33.2228 |  |  |  |  | 0 | 0
13117 | TGATEWAY_2G | 2 | North | YES | -0.015077 | 130 | 30 | 130 | 0 | 1.0232 | CC | -1 | 0.22448 | 130 | 130 |  |  | -1.96 | 130 | -0.22448 | -29.1822 |  |  |  |  | 0 | 0
3097 | MARTLAKE_1G | 1 | North | YES | -0.015256 | 790 | 500 | 790 | 0 | 1.017 | LIGCO | -1 | 0.22466 | 0 | 790 |  |  | 0 | 0 | -0.22466 | 0 |  |  |  |  | 0 | 0
3098 | MARTLAKE_2G | 2 | North | YES | -0.015256 | 795 | 461 | 795 | 0 | 1.017 | LIGCO | -1 | 0.22466 | 0 | 795 |  |  | 0 | 0 | -0.22466 | 0 |  |  |  |  | 0 | 0
3099 | MARTLAKE_3G | 3 | North | YES | -0.015256 | 804 | 500 | 804 | 0 | 1.017 | LIGCO | -1 | 0.22466 | 0 | 804 |  |  | 0 | 0 | -0.22466 | 0 |  |  |  |  | 0 | 0
2417 | MTCK8_G | 8 | North | YES | -0.016029 | 444.8 | 60 | 556 | 0 | 1.022 | GSC | -1 | 0.22543 | 556 | 556 |  |  | -8.9121 | 556 | -0.22543 | -125.3393 |  |  |  |  | 0 | 0
2413 | MTCK6_G | 6 | North | YES | -0.016029 | 0 | 30 | 118 |  | 1.022 | GST | -1 | 0.22543 | 118 | 118 |  |  | -1.8914 | 118 | -0.22543 | -26.6008 |  |  |  |  | 0 | 0
2414 | MTCK7_G | 7 | North | YES | -0.016029 | 0 | 30 | 115 |  | 1.022 | GST | -1 | 0.22543 | 115 | 115 |  |  | -1.8433 | 115 | -0.22543 | -25.9245 |  |  |  |  | 0 | 0
12440 | PARKD_1SVC8 | 1 | North | YES | -0.016451 | 0 | 0 | 0 | 0 | 1.007 | GST | -1 | 0.22585 | 0 | 0 |  |  | 0 | 0 | -0.22585 | 0 |  |  |  |  | 0 | 0
12449 | PARKD_2SVC8 | 1 | North | YES | -0.016451 | 0 | 0 | 0 | 0 | 1.007 | GST | -1 | 0.22585 | 0 | 0 |  |  | 0 | 0 | -0.22585 | 0 |  |  |  |  | 0 | 0
12424 | FPLEFR2S_G | 4 | North | YES | -0.016581 | 415 | 191 | 415 | 0 | 1 | CC | -1 | 0.22598 | 415 | 415 |  |  | -6.8811 | 415 | -0.22598 | -93.7827 |  |  |  |  | 0 | 0
12414 | FPLEFR1S_G | 4 | North | YES | -0.016581 | 414 | 191 | 414 | 0 | 1 | CC | -1 | 0.22598 | 414 | 414 |  |  | -6.8645 | 414 | -0.22598 | -93.5567 |  |  |  |  | 0 | 0
12412 | FPLEFR1B_G | 2 | North | YES | -0.016581 | 164 | 72 | 164 | 0 | 1 | CC | -1 | 0.22598 | 164 | 164 |  |  | -2.7193 | 164 | -0.22598 | -37.0611 |  |  |  |  | 0 | 0
12413 | FPLEFR1C_G | 3 | North | YES | -0.016581 | 164 | 72 | 164 | 0 | 1 | CC | -1 | 0.22598 | 164 | 164 |  |  | -2.7193 | 164 | -0.22598 | -37.0611 |  |  |  |  | 0 | 0
12423 | FPLEFR2C_G | 3 | North | YES | -0.016581 | 163 | 72 | 163 | 0 | 1 | CC | -1 | 0.22598 | 163 | 163 |  |  | -2.7027 | 163 | -0.22598 | -36.8351 |  |  |  |  | 0 | 0
12421 | FPLEFR2A_G | 1 | North | YES | -0.016581 | 162 | 72 | 162 | 0 | 1 | CC | -1 | 0.22598 | 162 | 162 |  |  | -2.6861 | 162 | -0.22598 | -36.6091 |  |  |  |  | 0 | 0
12411 | FPLEFR1A_G | 1 | North | YES | -0.016581 | 161 | 72 | 161 | 0 | 1 | CC | -1 | 0.22598 | 161 | 161 |  |  | -2.6695 | 161 | -0.22598 | -36.3832 |  |  |  |  | 0 | 0
12422 | FPLEFR2B_G | 2 | North | YES | -0.016581 | 161 | 72 | 161 | 0 | 1 | CC | -1 | 0.22598 | 161 | 161 |  |  | -2.6695 | 161 | -0.22598 | -36.3832 |  |  |  |  | 0 | 0
2452 | LKHB2_G | 2 | North | YES | -0.016642 | 516 | 80 | 516 | 0 | 1.022 | GST | -1 | 0.22604 | 516 | 516 |  |  | -8.5873 | 516 | -0.22604 | -116.6384 |  |  |  |  | 0 | 0
2451 | LKHB1_G | 1 | North | YES | -0.016642 | 0 | 80 | 391 |  | 1.022 | GST | -1 | 0.22604 | 391 | 391 |  |  | -6.507 | 391 | -0.22604 | -88.3829 |  |  |  |  | 0 | 0
344 | MRSSHPRD | 1 | North | YES | -0.016785 | 0 | 0 | 12 |  | 1.03 | Hydro | -1 | 0.22619 | 0 | 0 |  |  | 0 | 0 | -0.22619 | 0 |  |  |  |  | 0 | 0
345 | MRSSHPRD01 | 2 | North | YES | -0.016785 | 0 | 0 | 12 |  | 1.03 | Hydro | -1 | 0.22619 | 0 | 0 |  |  | 0 | 0 | -0.22619 | 0 |  |  |  |  | 0 | 0
1949 | HANDLEY_5G | 5 | North | YES | -0.016962 | 348 | 150 | 435 | 0 | 1.022 | GST | -1 | 0.22636 | 435 | 435 |  |  | -7.3785 | 435 | -0.22636 | -98.468 |  |  |  |  | 0 | 0
1947 | HANDLEY_3G | 3 | North | YES | -0.016962 | 316 | 100 | 395 | 0 | 1.022 | GST | -1 | 0.22636 | 395 | 395 |  |  | -6.7 | 395 | -0.22636 | -89.4135 |  |  |  |  | 0 | 0
1948 | HANDLEY_4G | 4 | North | YES | -0.017007 | 348 | 150 | 435 | 0 | 1.022 | GST | -1 | 0.22641 | 435 | 435 |  |  | -7.398 | 435 | -0.22641 | -98.4876 |  |  |  |  | 0 | 0
950 | STEAM3 | 1 | North | YES | -0.017149 | 41 | 13 | 42 | 0 | 1.02 | GST | -1 | 0.22655 | 42 | 42 |  |  | -0.72026 | 42 | -0.22655 | -9.5151 |  |  |  |  | 0 | 0
949 | STEAM2 | 1 | North | YES | -0.017149 | 26 | 8 | 26 | 0 | 0.99 | GST | -1 | 0.22655 | 26 | 26 |  |  | -0.44587 | 26 | -0.22655 | -5.8903 |  |  |  |  | 0 | 0
948 | STEAM1 | 1 | North | YES | -0.017149 | 0 | 12 | 20 |  | 1.02 | GST | -1 | 0.22655 | 20 | 20 |  |  | -0.34298 | 20 | -0.22655 | -4.531 |  |  |  |  | 0 | 0
837 | NEWMAN_G5 | 1 | North | YES | -0.017161 | 0 | 15 | 40 |  | 1.01 | GST | -1 | 0.22656 | 40 | 40 |  |  | -0.68644 | 40 | -0.22656 | -9.0625 |  |  |  |  | 0 | 0
844 | OLINGER_G3 | 1 | North | YES | -0.017244 | 103.9 | 45 | 150 | 0 | 1.03 | GST | -1 | 0.22665 | 150 | 150 |  |  | -2.5866 | 150 | -0.22665 | -33.9968 |  |  |  |  | 0 | 0
843 | OLINGER_G2 | 1 | North | YES | -0.017244 | 76.2 | 25 | 110 | 0 | 1.03 | GST | -1 | 0.22665 | 110 | 110 |  |  | -1.8968 | 110 | -0.22665 | -24.931 |  |  |  |  | 0 | 0
842 | OLINGER_G1 | 1 | North | YES | -0.017244 | 55.4 | 20 | 79 | 0 | 1.03 | GST | -1 | 0.22665 | 79 | 79 |  |  | -1.3623 | 79 | -0.22665 | -17.905 |  |  |  |  | 0 | 0
845 | OLINGER_G4 | 1 | North | YES | -0.017244 | 51.9 | 0 | 76 | 0 | 1.03 | GGT | -1 | 0.22665 | 76 | 76 |  |  | -1.3105 | 76 | -0.22665 | -17.225 |  |  |  |  | 0 | 0
1701 | MOSES_1G | 1 | North | YES | -0.017665 | 558 | 175 | 558 | 0 | 1.023 | LIGCO | -1 | 0.22707 | 0 | 558 |  |  | 0 | 0 | -0.22707 | 0 |  |  |  |  | 0 | 0
1702 | MOSES_2G | 2 | North | YES | -0.017665 | 579 | 175 | 579 | 0 | 1.023 | LIGCO | -1 | 0.22707 | 0 | 579 |  |  | 0 | 0 | -0.22707 | 0 |  |  |  |  | 0 | 0
1703 | MOSES_3G | 3 | North | YES | -0.017665 | 808 | 463 | 808 | 0 | 1.023 | LIGCO | -1 | 0.22707 | 0 | 808 |  |  | 0 | 0 | -0.22707 | 0 |  |  |  |  | 0 | 0
5925 | DCEAST | EQ | North | YES | -0.017665 | 400.3 | -600 | 600 | 0 | 1.025 | DCTie | -1 | 0.22707 | 0 | 0 |  |  | 0 | 0 | -0.22707 | 0 |  |  |  |  | 0 | 0
1675 | PEC_1G | 1 | North | YES | -0.017866 | 76.7 | 35 | 76.7 | 0 | 1.022 | Cogen | -1 | 0.22727 | 0 | 0 |  |  | 0 | 0 | -0.22727 | 0 |  |  |  |  | 0 | 0
1676 | PEC_2G | 2 | North | YES | -0.017866 | 79.6 | 35 | 79.6 | 0 | 1.022 | Cogen | -1 | 0.22727 | 0 | 0 |  |  | 0 | 0 | -0.22727 | 0 |  |  |  |  | 0 | 0
1677 | PEC_3G | 3 | North | YES | -0.017866 | 88.4 | 35 | 88.4 | 0 | 1.022 | Cogen | -1 | 0.22727 | 0 | 0 |  |  | 0 | 0 | -0.22727 | 0 |  |  |  |  | 0 | 0
1683 | LAMARPWR_6G | 6 | North | YES | -0.017887 | 198 | 129.1 | 198 | 0 | 1.038 | CC | -1 | 0.22729 | 198 | 198 |  |  | -3.5416 | 198 | -0.22729 | -45.0031 |  |  |  |  | 0 | 0
1680 | LAMARPWR_3G | 3 | North | YES | -0.017887 | 196 | 129.1 | 196 | 0 | 1.038 | CC | -1 | 0.22729 | 196 | 196 |  |  | -3.5059 | 196 | -0.22729 | -44.5485 |  |  |  |  | 0 | 0
1678 | LAMARPWR_1G | 1 | North | YES | -0.017887 | 160 | 67.7 | 160 | 0 | 1.038 | CC | -1 | 0.22729 | 160 | 160 |  |  | -2.8619 | 160 | -0.22729 | -36.3661 |  |  |  |  | 0 | 0
1682 | LAMARPWR_5G | 5 | North | YES | -0.017887 | 157 | 67.7 | 157 | 0 | 1.038 | CC | -1 | 0.22729 | 157 | 157 |  |  | -2.8083 | 157 | -0.22729 | -35.6843 |  |  |  |  | 0 | 0
1679 | LAMARPWR_2G | 2 | North | YES | -0.017887 | 156 | 67.7 | 156 | 0 | 1.038 | CC | -1 | 0.22729 | 156 | 156 |  |  | -2.7904 | 156 | -0.22729 | -35.457 |  |  |  |  | 0 | 0
1681 | LAMARPWR_4G | 4 | North | YES | -0.017887 | 156 | 67.7 | 156 | 0 | 1.038 | CC | -1 | 0.22729 | 156 | 156 |  |  | -2.7904 | 156 | -0.22729 | -35.457 |  |  |  |  | 0 | 0
2383 | NTHLK3_G | 3 | North | YES | -0.01798 | 0 | 50 | 329 |  | 1.022 | GST | -1 | 0.22738 | 329 | 329 |  |  | -5.9154 | 329 | -0.22738 | -74.8085 |  |  |  |  | 0 | 0
2382 | NTHLK2_G | 2 | North | YES | -0.01798 | 0 | 35 | 181 |  | 1.022 | GST | -1 | 0.22738 | 181 | 181 |  |  | -3.2544 | 181 | -0.22738 | -41.156 |  |  |  |  | 0 | 0
2381 | NTHLK1_G | 1 | North | YES | -0.01798 | 0 | 35 | 156 |  | 1.022 | GST | -1 | 0.22738 | 156 | 156 |  |  | -2.8049 | 156 | -0.22738 | -35.4715 |  |  |  |  | 0 | 0
1689 | VALLEY_3G | 3 | North | YES | -0.017989 | 0 | 25 | 375 |  | 1.003 | GST | -1 | 0.22739 | 375 | 375 |  |  | -6.7459 | 375 | -0.22739 | -85.2714 |  |  |  |  | 0 | 0
11693 | KMICHIST3_G | 3 | North | YES | -0.017989 | 312 | 60 | 312 | 0 | 1.026 | CC | -1 | 0.22739 | 312 | 312 |  |  | -5.6126 | 312 | -0.22739 | -70.9458 |  |  |  |  | 0 | 0
11696 | KMICHIST6_G | 6 | North | YES | -0.017989 | 310 | 60 | 310 | 0 | 1.026 | CC | -1 | 0.22739 | 310 | 310 |  |  | -5.5766 | 310 | -0.22739 | -70.491 |  |  |  |  | 0 | 0
11695 | KMICHICT5_G | 5 | North | YES | -0.017989 | 148 | 80 | 148 | 0 | 1.026 | CC | -1 | 0.22739 | 148 | 148 |  |  | -2.6624 | 148 | -0.22739 | -33.6538 |  |  |  |  | 0 | 0
11692 | KMICHICT2_G | 2 | North | YES | -0.017989 | 146 | 80 | 146 | 0 | 1.026 | CC | -1 | 0.22739 | 146 | 146 |  |  | -2.6264 | 146 | -0.22739 | -33.199 |  |  |  |  | 0 | 0
11691 | KMICHICT1_G | 1 | North | YES | -0.017989 | 144 | 80 | 144 | 0 | 1.026 | CC | -1 | 0.22739 | 144 | 144 |  |  | -2.5904 | 144 | -0.22739 | -32.7442 |  |  |  |  | 0 | 0
11694 | KMICHICT4_G | 4 | North | YES | -0.017989 | 144 | 80 | 144 | 0 | 1.026 | CC | -1 | 0.22739 | 144 | 144 |  |  | -2.5904 | 144 | -0.22739 | -32.7442 |  |  |  |  | 0 | 0
505 | NTHTEXAS03 | 3 | North | YES | -0.018184 | 30.4 | 15 | 38 |  | 1.015 | GST | -1 | 0.22759 | 38 | 38 |  |  | -0.69099 | 38 | -0.22759 | -8.6482 |  |  |  |  | 0 | 0
503 | NTHTEXAS01 | 1 | North | YES | -0.018184 | 0 | 5 | 18 |  | 1.015 | GST | -1 | 0.22759 | 18 | 18 |  |  | -0.32731 | 18 | -0.22759 | -4.0965 |  |  |  |  | 0 | 0
504 | NTHTEXAS02 | 2 | North | YES | -0.018184 | 14.4 | 5 | 18 |  | 1.015 | GST | -1 | 0.22759 | 18 | 18 |  |  | -0.32731 | 18 | -0.22759 | -4.0965 |  |  |  |  | 0 | 0
1688 | VALLEY_2G | 2 | North | YES | -0.018453 | 527 | 90 | 527 | 0 | 1.029 | GSC | -1 | 0.22785 | 527 | 527 |  |  | -9.7247 | 527 | -0.22785 | -120.0792 |  |  |  |  | 0 | 0
1687 | VALLEY_1G | 1 | North | YES | -0.018453 | 136 | 15 | 170 | 0 | 1.029 | GST | -1 | 0.22785 | 170 | 170 |  |  | -3.137 | 170 | -0.22785 | -38.7352 |  |  |  |  | 0 | 0
6948 | DENISNDM | 1 | North | YES | -0.018781 | 40 | 5 | 40 |  | 1.015 | Hydro | -1 | 0.22818 | 0 | 0 |  |  | 0 | 0 | -0.22818 | 0 |  |  |  |  | 0 | 0
6948 | DENISNDM | 2 | North | YES | -0.018781 | 31 | 5 | 40 |  | 1.015 | Hydro | -1 | 0.22818 | 0 | 0 |  |  | 0 | 0 | -0.22818 | 0 |  |  |  |  | 0 | 0
1600 | BARTNWND_1G | 1 | North | YES | -0.018997 | 12 | 0 | 120 | 0 | 1.022 | Wind | -1 | 0.2284 | 0 | 120 |  |  | 0 | 0 | -0.2284 | 0 |  |  |  |  | 0 | 0
2371 | COLLIN_1G | MB | North | YES | -0.019056 | 0 | 40 | 138 |  | 1.022 | GST | -1 | 0.22846 | 0 | 0 |  |  | 0 | 0 | -0.22846 | 0 |  |  |  |  | 0 | 0
1861 | EAGLEMNT_1G | MB | North | YES | -0.021767 | 0 | 30 | 112 |  | 1.022 | GST | -1 | 0.23117 | 0 | 0 |  |  | 0 | 0 | -0.23117 | 0 |  |  |  |  | 0 | 0
1862 | EAGLEMNT_2G | MB | North | YES | -0.021767 | 0 | 40 | 100 |  | 1.022 | GST | -1 | 0.23117 | 0 | 0 |  |  | 0 | 0 | -0.23117 | 0 |  |  |  |  | 0 | 0
1863 | EAGLEMNT_3G | MB | North | YES | -0.021767 | 0 | 50 | 378 |  | 1.022 | GST | -1 | 0.23117 | 0 | 0 |  |  | 0 | 0 | -0.23117 | 0 |  |  |  |  | 0 | 0
1433 | GRHAMSES_1G | 1 | North | YES | -0.021777 | 242 | 60 | 242 | 0 | 1.038 | GST | -1 | 0.23118 | 242 | 242 |  |  | -5.27 | 242 | -0.23118 | -55.9452 |  |  |  |  | 0 | 0
924 | SPENCER_G5 | 1 | North | YES | -0.024729 | 52 | 20 | 66 | 0 | 1.03 | GST | -1 | 0.23413 | 66 | 66 |  |  | -1.6321 | 66 | -0.23413 | -15.4526 |  |  |  |  | 0 | 0
923 | SPENCER_G4 | 1 | North | YES | -0.024729 | 48 | 20 | 61 | 0 | 1.03 | GST | -1 | 0.23413 | 61 | 61 |  |  | -1.5085 | 61 | -0.23413 | -14.282 |  |  |  |  | 0 | 0
71051 | L_BITTCR1_1N | W1 | West | YES | 0.22129 | 7.5 | 0 | 37.5 |  | 1.02 | Wind | 1 | 0.23728 | 0 | 37.5 | 8.2982 | 37.5 |  |  | 0.23728 | 8.8981 |  |  |  |  | 0 | 0
71061 | L_SWEETW1_5N | W1 | West | YES | 0.22129 | 16.1 | 0 | 80.5 | 0 | 1.02 | Wind | 1 | 0.23728 | 0 | 80.5 | 17.8135 | 80.5 |  |  | 0.23728 | 19.1013 |  |  |  |  | 0 | 0
71060 | L_SWEETW1_4N | W1 | West | YES | 0.22129 | 21 | 0 | 105 | 0 | 1.02 | Wind | 1 | 0.23728 | 0 | 105 | 23.235 | 105 |  |  | 0.23728 | 24.9148 |  |  |  |  | 0 | 0
71054 | L_SWEETW1_1N | W1 | West | YES | 0.22129 | 21.5 | 0 | 107.5 |  | 1.02 | Wind | 1 | 0.23728 | 0 | 107.5 | 23.7882 | 107.5 |  |  | 0.23728 | 25.508 |  |  |  |  | 0 | 0
71059 | L_SWEETW1_3N | W1 | West | YES | 0.22129 | 23.8 | 0 | 119 | 0 | 1.02 | Wind | 1 | 0.23728 | 0 | 119 | 26.333 | 119 |  |  | 0.23728 | 28.2367 |  |  |  |  | 0 | 0
71057 | L_SWEETW1_2N | W1 | West | YES | 0.22129 | 27 | 0 | 135 |  | 1.02 | Wind | 1 | 0.23728 | 0 | 135 | 29.8736 | 135 |  |  | 0.23728 | 32.0333 |  |  |  |  | 0 | 0
580 | JCKCNTY801 | 1 | North | YES | -0.029552 | 288 | 0 | 288 | 0 | 1.022 | CC | -1 | 0.23895 | 288 | 288 |  |  | -8.511 | 288 | -0.23895 | -68.8186 |  |  |  |  | 0 | 0
581 | JCKCNTY802 | 2 | North | YES | -0.029552 | 147 | 0 | 147 | 0 | 1.022 | CC | -1 | 0.23895 | 147 | 147 |  |  | -4.3441 | 147 | -0.23895 | -35.1261 |  |  |  |  | 0 | 0
582 | JCKCNTY803 | 3 | North | YES | -0.029552 | 147 | 0 | 147 | 0 | 1.022 | CC | -1 | 0.23895 | 147 | 147 |  |  | -4.3441 | 147 | -0.23895 | -35.1261 |  |  |  |  | 0 | 0
728 | WOLFRIDGE801 | 1 | North | YES | -0.032521 | 11.2 | 0 | 112.5 | 0 | 0.99 | Wind | -1 | 0.24192 | 0 | 112.5 |  |  | 0 | 0 | -0.24192 | 0 |  |  |  |  | 0 | 0
60072 | HHOLLOW41A | 1 | West | YES | 0.23221 | 23 | 0 | 115 | 0 | 1.025 | Wind | 1 | 0.24821 | 0 | 115 | 26.7043 | 115 |  |  | 0.24821 | 28.544 |  |  |  |  | 0 | 0
60058 | BUFF_GAP1A | 1 | West | YES | 0.23221 | 24 | 0 | 120 |  | 1 | Wind | 1 | 0.24821 | 0 | 120 | 27.8653 | 120 |  |  | 0.24821 | 29.785 |  |  |  |  | 0 | 0
60063 | BUFF_GAP1B | 1 | West | YES | 0.23221 | 34 | 0 | 170.2 | 0 | 1.02 | Wind | 1 | 0.24821 | 0 | 170.2 | 39.5223 | 170.2 |  |  | 0.24821 | 42.2451 |  |  |  |  | 0 | 0
60068 | HHOLLOW21A | 1 | West | YES | 0.23221 | 36.8 | 0 | 184 | 0 | 1.025 | Wind | 1 | 0.24821 | 0 | 184 | 42.7268 | 184 |  |  | 0.24821 | 45.6704 |  |  |  |  | 0 | 0
60066 | H_HOLLOW1A | 1 | West | YES | 0.23221 | 44.4 | 0 | 222 | 0 | 1.005 | Wind | 1 | 0.24821 | 0 | 222 | 51.5508 | 222 |  |  | 0.24821 | 55.1023 |  |  |  |  | 0 | 0
60070 | HHOLLOW31A | 1 | West | YES | 0.23221 | 44.8 | 0 | 224 | 0 | 1.025 | Wind | 1 | 0.24821 | 0 | 224 | 52.0153 | 224 |  |  | 0.24821 | 55.5987 |  |  |  |  | 0 | 0
60060 | CIRELLO | 1 | West | YES | 0.23221 | 46.6 | 0 | 233 | 0 | 1 | Wind | 1 | 0.24821 | 0 | 233 | 54.1052 | 233 |  |  | 0.24821 | 57.8326 |  |  |  |  | 0 | 0
1455 | WCPWRCO_3G | 3 | North | YES | -0.039091 | 242 | 50 | 242 |  | 1.02 | CC | -1 | 0.24849 | 242 | 242 |  |  | -9.46 | 242 | -0.24849 | -60.1351 |  |  |  |  | 0 | 0
1453 | WCPWRCO_1G | 1 | North | YES | -0.039091 | 204 | 50 | 204 | 0 | 1.02 | CC | -1 | 0.24849 | 204 | 204 |  |  | -7.9746 | 204 | -0.24849 | -50.6924 |  |  |  |  | 0 | 0
1454 | WCPWRCO_2G | 2 | North | YES | -0.039091 | 204 | 50 | 204 | 0 | 1.02 | CC | -1 | 0.24849 | 204 | 204 |  |  | -7.9746 | 204 | -0.24849 | -50.6924 |  |  |  |  | 0 | 0
1432 | GRHAMSES_2G | 2 | North | YES | -0.040059 | 294.9 | 90 | 366 | 0 | 1.014 | GST | -1 | 0.24946 | 366 | 366 |  |  | -14.6616 | 366 | -0.24946 | -91.3025 |  |  |  |  | 0 | 0
1437 | MESQUITW_1G | 1 | North | YES | -0.040059 | 40 | 0 | 400 | 0 | 1.023 | Wind | -1 | 0.24946 | 0 | 400 |  |  | 0 | 0 | -0.24946 | 0 |  |  |  |  | 0 | 0
1438 | MESQUITW_2G | 1 | North | YES | -0.040059 | 23.6 | 0 | 236 |  | 1.017 | Wind | -1 | 0.24946 | 0 | 236 |  |  | 0 | 0 | -0.24946 | 0 |  |  |  |  | 0 | 0
1442 | COKFIELD_5 | 1 | North | YES | -0.040059 | 16.5 | 0 | 165 |  | 1.029 | Wind | -1 | 0.24946 | 0 | 165 |  |  | 0 | 0 | -0.24946 | 0 |  |  |  |  | 0 | 0
60081 | WHRLWIND1A | 1 | West | YES | 0.24565 | 12 | 0 | 60 | 0 | 1.03 | Wind | 1 | 0.26165 | 0 | 60 | 14.7392 | 60 |  |  | 0.26165 | 15.6991 |  |  |  |  | 0 | 0
1479 | WFCOGEN_1G | 1 | North | YES | -0.10505 | 16 | 12 | 20 | 0 | 1 | Cogen | -1 | 0.31445 | 0 | 0 |  |  | 0 | 0 | -0.31445 | 0 |  |  |  |  | 0 | 0
1479 | WFCOGEN_1G | 2 | North | YES | -0.10505 | 16 | 12 | 20 | 0 | 1 | Cogen | -1 | 0.31445 | 0 | 0 |  |  | 0 | 0 | -0.31445 | 0 |  |  |  |  | 0 | 0
1482 | WFCOGEN_2G | 2 | North | YES | -0.10505 | 13.6 | 12 | 17 | 0 | 1 | Cogen | -1 | 0.31445 | 0 | 0 |  |  | 0 | 0 | -0.31445 | 0 |  |  |  |  | 0 | 0
1482 | WFCOGEN_2G | 1 | North | YES | -0.10505 | 16 | 12 | 20 | 0 | 1 | Cogen | -1 | 0.31445 | 0 | 0 |  |  | 0 | 0 | -0.31445 | 0 |  |  |  |  | 0 | 0
6100 | OKLA7A | EQ | West | YES | 0.63471 | 50 | -220 | 220 | 0 | 1.035 | DCTie | 1 | 0.6507 | 0 | 0 | 0 | 0 |  |  | 0.6507 | 0 |  |  |  |  | 0 | 0
6752 | OKLA0A | 1 | West | YES | 0.63471 | 649.7 | 175 | 649.7 | 0 | 1.035 | LIGCO | 1 | 0.6507 | 0 | 649.7 | 412.3691 | 649.7 |  |  | 0.6507 | 422.7628 |  |  |  |  | 0 | 0
[26 empty] | 0 | 0
[26 empty] | 0 | 0
[26 empty] | 0 | 0
[26 empty] | 0 | 0
[26 empty] | 0 | 0
[26 empty] | 0 | 0
[26 empty] | 0 | 0
[26 empty] | 0 | 0
[26 empty] | 0 | 0
[26 empty] | 0 | 0
[26 empty] | 0 | 0
[26 empty] | 0 | 0
[26 empty] | 0 | 0
[26 empty] | 0 | 0
[26 empty] | 0 | 0
[26 empty] | 0 | 0
[26 empty] | 0 | 0
[26 empty] | 0 | 0
[26 empty] | 0 | 0
[26 empty] | 0 | 0
[26 empty] | 0 | 0
[26 empty] | 0 | 0
[26 empty] | 0 | 0
[26 empty] | 0 | 0
[26 empty] | 0 | 0
[26 empty] | 0 | 0
[26 empty] | 0 | 0
[26 empty] | 0 | 0
[26 empty] | 0 | 0
[26 empty] | 0 | 0
[26 empty] | 0 | 0
[26 empty] | 0 | 0
[26 empty] | 0 | 0
[26 empty] | 0 | 0
[26 empty] | 0 | 0
[26 empty] | 0 | 0
[26 empty] | 0 | 0
[26 empty] | 0 | 0
[26 empty] | 0 | 0
[26 empty] | 0 | 0
[26 empty] | 0 | 0
[26 empty] | 0 | 0
[26 empty] | 0 | 0
[26 empty] | 0 | 0
[26 empty] | 0 | 0
[26 empty] | 0 | 0
[26 empty] | 0 | 0
[26 empty] | 0 | 0
[26 empty] | 0 | 0
[26 empty] | 0 | 0
[26 empty] | 0 | 0
[26 empty] | 0 | 0
[26 empty] | 0 | 0
[26 empty] | 0 | 0
[26 empty] | 0 | 0
[26 empty] | 0 | 0
[26 empty] | 0 | 0
[26 empty] | 0 | 0
[26 empty] | 0 | 0
[26 empty] | 0 | 0
[26 empty] | 0 | 0
[26 empty] | 0 | 0
[26 empty] | 0 | 0
[26 empty] | 0 | 0
[26 empty] | 0 | 0
[26 empty] | 0 | 0
[26 empty] | 0 | 0
[26 empty] | 0 | 0
[26 empty] | 0 | 0
[26 empty] | 0 | 0
[26 empty] | 0 | 0
[26 empty] | 0 | 0
[26 empty] | 0 | 0
[26 empty] | 0 | 0
[26 empty] | 0 | 0
[26 empty] | 0 | 0
[26 empty] | 0 | 0
[26 empty] | 0 | 0
[26 empty] | 0 | 0
[26 empty] | 0 | 0
[26 empty] | 0 | 0
[26 empty] | 0 | 0
[26 empty] | 0 | 0
[26 empty] | 0 | 0
[26 empty] | 0 | 0
[26 empty] | 0 | 0
[26 empty] | 0 | 0
[26 empty] | 0 | 0
[26 empty] | 0 | 0
[26 empty] | 0 | 0
[26 empty] | 0 | 0
[26 empty] | 0 | 0
[26 empty] | 0 | 0
[26 empty] | 0 | 0
[26 empty] | 0 | 0
[26 empty] | 0 | 0
[26 empty] | 0 | 0
[26 empty] | 0 | 0
[26 empty] | 0 | 0
[26 empty] | 0 | 0
[26 empty] | 0 | 0
[26 empty] | 0 | 0
[26 empty] | 0 | 0
[26 empty] | 0 | 0
[26 empty] | 0 | 0
[26 empty] | 0 | 0
[26 empty] | 0 | 0
[26 empty] | 0 | 0
[26 empty] | 0 | 0
[26 empty] | 0 | 0
[26 empty] | 0 | 0
[26 empty] | 0 | 0
[26 empty] | 0 | 0
[26 empty] | 0 | 0
[26 empty] | 0 | 0
[26 empty] | 0 | 0
[26 empty] | 0 | 0
[26 empty] | 0 | 0
[26 empty] | 0 | 0
[26 empty] | 0 | 0
[26 empty] | 0 | 0
[26 empty] | 0 | 0
[26 empty] | 0 | 0
[26 empty] | 0 | 0
[26 empty] | 0 | 0
[26 empty] | 0 | 0
[26 empty] | 0 | 0
[26 empty] | 0 | 0
[26 empty] | 0 | 0
[26 empty] | 0 | 0
[26 empty] | 0 | 0
[26 empty] | 0 | 0
[26 empty] | 0 | 0
[26 empty] | 0 | 0
[26 empty] | 0 | 0
[26 empty] | 0 | 0
[26 empty] | 0 | 0
[26 empty] | 0 | 0
[26 empty] | 0 | 0
[26 empty] | 0 | 0
[26 empty] | 0 | 0
[26 empty] | 0 | 0
[26 empty] | 0 | 0
[26 empty] | 0 | 0
[26 empty] | 0 | 0
[26 empty] | 0 | 0
[26 empty] | 0 | 0
[26 empty] | 0 | 0
[26 empty] | 0 | 0
[26 empty] | 0 | 0
[26 empty] | 0 | 0
[26 empty] | 0 | 0
[26 empty] | 0 | 0
[26 empty] | 0 | 0
[26 empty] | 0 | 0
[26 empty] | 0 | 0
[26 empty] | 0 | 0
[26 empty] | 0 | 0
[26 empty] | 0 | 0
[26 empty] | 0 | 0
[26 empty] | 0 | 0
[26 empty] | 0 | 0
[26 empty] | 0 | 0
[26 empty] | 0 | 0
[26 empty] | 0 | 0
[26 empty] | 0 | 0
[26 empty] | 0 | 0
[26 empty] | 0 | 0
[26 empty] | 0 | 0
[26 empty] | 0 | 0
[26 empty] | 0 | 0
[26 empty] | 0 | 0
[26 empty] | 0 | 0
[26 empty] | 0 | 0
[26 empty] | 0 | 0
[26 empty] | 0 | 0
[26 empty] | 0 | 0
[26 empty] | 0 | 0
[26 empty] | 0 | 0
[26 empty] | 0 | 0
[26 empty] | 0 | 0
[26 empty] | 0 | 0
[26 empty] | 0 | 0
[26 empty] | 0 | 0
[26 empty] | 0 | 0
[26 empty] | 0 | 0
[26 empty] | 0 | 0
[26 empty] | 0 | 0
[26 empty] | 0 | 0
[26 empty] | 0 | 0
[26 empty] | 0 | 0
[26 empty] | 0 | 0
[26 empty] | 0 | 0
[26 empty] | 0 | 0
[26 empty] | 0 | 0
[26 empty] | 0 | 0
[26 empty] | 0 | 0
[26 empty] | 0 | 0
[26 empty] | 0 | 0
[26 empty] | 0 | 0
[26 empty] | 0 | 0
[26 empty] | 0 | 0
[26 empty] | 0 | 0
[26 empty] | 0 | 0
[26 empty] | 0 | 0
[26 empty] | 0 | 0
[26 empty] | 0 | 0
[26 empty] | 0 | 0
[26 empty] | 0 | 0
[26 empty] | 0 | 0
[26 empty] | 0 | 0
[26 empty] | 0 | 0
[26 empty] | 0 | 0
[26 empty] | 0 | 0
[26 empty] | 0 | 0
[26 empty] | 0 | 0
[26 empty] | 0 | 0
[26 empty] | 0 | 0
[26 empty] | 0 | 0
[26 empty] | 0 | 0
[26 empty] | 0 | 0
[26 empty] | 0 | 0
[26 empty] | 0 | 0
[26 empty] | 0 | 0
[26 empty] | 0 | 0
[26 empty] | 0 | 0
[26 empty] | 0 | 0
[26 empty] | 0 | 0
[26 empty] | 0 | 0
[26 empty] | 0 | 0
[26 empty] | 0 | 0
[26 empty] | 0 | 0
[26 empty] | 0 | 0
[26 empty] | 0 | 0
[26 empty] | 0 | 0
[26 empty] | 0 | 0
[26 empty] | 0 | 0
[26 empty] | 0 | 0
[26 empty] | 0 | 0
[26 empty] | 0 | 0
[26 empty] | 0 | 0
[26 empty] | 0 | 0
[26 empty] | 0 | 0
[26 empty] | 0 | 0
[26 empty] | 0 | 0
[26 empty] | 0 | 0
[26 empty] | 0 | 0
[26 empty] | 0 | 0
[26 empty] | 0 | 0
[26 empty] | 0 | 0
[26 empty] | 0 | 0
[26 empty] | 0 | 0
[26 empty] | 0 | 0
[26 empty] | 0 | 0
[26 empty] | 0 | 0
[26 empty] | 0 | 0
[26 empty] | 0 | 0
[26 empty] | 0 | 0
[26 empty] | 0 | 0
[26 empty] | 0 | 0
[26 empty] | 0 | 0
[26 empty] | 0 | 0
[26 empty] | 0 | 0
[26 empty] | 0 | 0
[26 empty] | 0 | 0
[26 empty] | 0 | 0
[26 empty] | 0 | 0
[26 empty] | 0 | 0
[26 empty] | 0 | 0
[26 empty] | 0 | 0
[26 empty] | 0 | 0
[26 empty] | 0 | 0
[26 empty] | 0 | 0
[26 empty] | 0 | 0
[26 empty] | 0 | 0
[26 empty] | 0 | 0
[26 empty] | 0 | 0
[26 empty] | 0 | 0
[26 empty] | 0 | 0
[26 empty] | 0 | 0
[26 empty] | 0 | 0
[26 empty] | 0 | 0
[26 empty] | 0 | 0
[26 empty] | 0 | 0
[26 empty] | 0 | 0
[26 empty] | 0 | 0
[26 empty] | 0 | 0
[26 empty] | 0 | 0
[26 empty] | 0 | 0
[26 empty] | 0 | 0
[26 empty] | 0 | 0
[26 empty] | 0 | 0
[26 empty] | 0 | 0
[26 empty] | 0 | 0
[26 empty] | 0 | 0
[26 empty] | 0 | 0
[26 empty] | 0 | 0
[26 empty] | 0 | 0
[26 empty] | 0 | 0
[26 empty] | 0 | 0
[26 empty] | 0 | 0
[26 empty] | 0 | 0
[26 empty] | 0 | 0
[26 empty] | 0 | 0
[26 empty] | 0 | 0
[26 empty] | 0 | 0
[26 empty] | 0 | 0
[26 empty] | 0 | 0
[26 empty] | 0 | 0
[26 empty] | 0 | 0
[26 empty] | 0 | 0
[26 empty] | 0 | 0
[26 empty] | 0 | 0
[26 empty] | 0 | 0
[26 empty] | 0 | 0
[26 empty] | 0 | 0
[26 empty] | 0 | 0
[26 empty] | 0 | 0
[26 empty] | 0 | 0
[26 empty] | 0 | 0
[26 empty] | 0 | 0
[26 empty] | 0 | 0
[26 empty] | 0 | 0
[26 empty] | 0 | 0
[26 empty] | 0 | 0
[26 empty] | 0 | 0
[26 empty] | 0 | 0
[26 empty] | 0 | 0
[26 empty] | 0 | 0
[26 empty] | 0 | 0
[26 empty] | 0 | 0
[26 empty] | 0 | 0
[26 empty] | 0 | 0
[26 empty] | 0 | 0
[26 empty] | 0 | 0
[26 empty] | 0 | 0
[26 empty] | 0 | 0
[26 empty] | 0 | 0
[26 empty] | 0 | 0
[26 empty] | 0 | 0
[26 empty] | 0 | 0
[26 empty] | 0 | 0
[26 empty] | 0 | 0
[26 empty] | 0 | 0
[26 empty] | 0 | 0
[26 empty] | 0 | 0
[26 empty] | 0 | 0
[26 empty] | 0 | 0
[26 empty] | 0 | 0
[26 empty] | 0 | 0
[26 empty] | 0 | 0
[26 empty] | 0 | 0
[26 empty] | 0 | 0
[26 empty] | 0 | 0
[26 empty] | 0 | 0
[26 empty] | 0 | 0
[26 empty] | 0 | 0
[26 empty] | 0 | 0
[26 empty] | 0 | 0
[26 empty] | 0 | 0
[26 empty] | 0 | 0
[26 empty] | 0 | 0
[26 empty] | 0 | 0
[26 empty] | 0 | 0
[26 empty] | 0 | 0
[26 empty] | 0 | 0
[26 empty] | 0 | 0
[26 empty] | 0 | 0
[26 empty] | 0 | 0
[26 empty] | 0 | 0
[26 empty] | 0 | 0
[26 empty] | 0 | 0
[26 empty] | 0 | 0
[26 empty] | 0 | 0
[26 empty] | 0 | 0
[26 empty] | 0 | 0
[26 empty] | 0 | 0
[26 empty] | 0 | 0
[26 empty] | 0 | 0
[26 empty] | 0 | 0
[26 empty] | 0 | 0
[26 empty] | 0 | 0
[26 empty] | 0 | 0
[26 empty] | 0 | 0
[26 empty] | 0 | 0
[26 empty] | 0 | 0
[26 empty] | 0 | 0
[26 empty] | 0 | 0
[26 empty] | 0 | 0
[26 empty] | 0 | 0
[26 empty] | 0 | 0
[26 empty] | 0 | 0
[26 empty] | 0 | 0
[26 empty] | 0 | 0
[26 empty] | 0 | 0
[26 empty] | 0 | 0
[26 empty] | 0 | 0
[26 empty] | 0 | 0
[26 empty] | 0 | 0
[26 empty] | 0 | 0
[26 empty] | 0 | 0
[26 empty] | 0 | 0
[26 empty] | 0 | 0
[26 empty] | 0 | 0
[26 empty] | 0 | 0
[26 empty] | 0 | 0
[26 empty] | 0 | 0
[26 empty] | 0 | 0
[26 empty] | 0 | 0
[26 empty] | 0 | 0
[26 empty] | 0 | 0
[26 empty] | 0 | 0
[26 empty] | 0 | 0
[26 empty] | 0 | 0
[26 empty] | 0 | 0
[26 empty] | 0 | 0
[26 empty] | 0 | 0
[26 empty] | 0 | 0
[26 empty] | 0 | 0
[26 empty] | 0 | 0
[26 empty] | 0 | 0
[26 empty] | 0 | 0
[26 empty] | 0 | 0
[26 empty] | 0 | 0
[26 empty] | 0 | 0
[26 empty] | 0 | 0
[26 empty] | 0 | 0
[26 empty] | 0 | 0
[26 empty] | 0 | 0
[26 empty] | 0 | 0
[26 empty] | 0 | 0
[26 empty] | 0 | 0
[26 empty] | 0 | 0
[26 empty] | 0 | 0
[26 empty] | 0 | 0
[26 empty] | 0 | 0
[26 empty] | 0 | 0
[26 empty] | 0 | 0
[26 empty] | 0 | 0
[26 empty] | 0 | 0
[26 empty] | 0 | 0
[26 empty] | 0 | 0
[26 empty] | 0 | 0
[26 empty] | 0 | 0
[26 empty] | 0 | 0
[26 empty] | 0 | 0
[26 empty] | 0 | 0
[26 empty] | 0 | 0
[26 empty] | 0 | 0
[26 empty] | 0 | 0
[26 empty] | 0 | 0
[26 empty] | 0 | 0
[26 empty] | 0 | 0
[26 empty] | 0 | 0
[26 empty] | 0 | 0
[26 empty] | 0 | 0
[26 empty] | 0 | 0
[26 empty] | 0 | 0
[26 empty] | 0 | 0
[26 empty] | 0 | 0
[26 empty] | 0 | 0
[26 empty] | 0 | 0
[26 empty] | 0 | 0
[26 empty] | 0 | 0
[26 empty] | 0 | 0
[26 empty] | 0 | 0
[26 empty] | 0 | 0
[26 empty] | 0 | 0
[26 empty] | 0 | 0
[26 empty] | 0 | 0
[26 empty] | 0 | 0
[26 empty] | 0 | 0
[26 empty] | 0 | 0
[26 empty] | 0 | 0
[26 empty] | 0 | 0
[26 empty] | 0 | 0
[26 empty] | 0 | 0
[26 empty] | 0 | 0
[26 empty] | 0 | 0
[26 empty] | 0 | 0
[26 empty] | 0 | 0
[26 empty] | 0 | 0
[26 empty] | 0 | 0
[26 empty] | 0 | 0
[26 empty] | 0 | 0
[26 empty] | 0 | 0
[26 empty] | 0 | 0
[26 empty] | 0 | 0
[26 empty] | 0 | 0
[26 empty] | 0 | 0
[26 empty] | 0 | 0
[26 empty] | 0 | 0
[26 empty] | 0 | 0
[26 empty] | 0 | 0
[26 empty] | 0 | 0
[26 empty] | 0 | 0
[26 empty] | 0 | 0
[26 empty] | 0 | 0
[26 empty] | 0 | 0
[26 empty] | 0 | 0
[26 empty] | 0 | 0
[26 empty] | 0 | 0
[26 empty] | 0 | 0
[26 empty] | 0 | 0
[26 empty] | 0 | 0
[26 empty] | 0 | 0
[26 empty] | 0 | 0
[26 empty] | 0 | 0
[26 empty] | 0 | 0
[26 empty] | 0 | 0
[26 empty] | 0 | 0
[26 empty] | 0 | 0
[26 empty] | 0 | 0
[26 empty] | 0 | 0
[26 empty] | 0 | 0
[26 empty] | 0 | 0
[26 empty] | 0 | 0
[26 empty] | 0 | 0
[26 empty] | 0 | 0
[26 empty] | 0 | 0
[26 empty] | 0 | 0
[26 empty] | 0 | 0
[26 empty] | 0 | 0
[26 empty] | 0 | 0
[26 empty] | 0 | 0
[26 empty] | 0 | 0
[26 empty] | 0 | 0
[26 empty] | 0 | 0
[26 empty] | 0 | 0
[26 empty] | 0 | 0
[26 empty] | 0 | 0
[26 empty] | 0 | 0
[26 empty] | 0 | 0
[26 empty] | 0 | 0
[26 empty] | 0 | 0
[26 empty] | 0 | 0
[26 empty] | 0 | 0
[26 empty] | 0 | 0
[26 empty] | 0 | 0
[26 empty] | 0 | 0
[26 empty] | 0 | 0
[26 empty] | 0 | 0
[26 empty] | 0 | 0
[26 empty] | 0 | 0
[26 empty] | 0 | 0
[26 empty] | 0 | 0
[26 empty] | 0 | 0
[26 empty] | 0 | 0
[26 empty] | 0 | 0
[26 empty] | 0 | 0
[26 empty] | 0 | 0
[26 empty] | 0 | 0
[26 empty] | 0 | 0
[26 empty] | 0 | 0
[26 empty] | 0 | 0
[26 empty] | 0 | 0
[26 empty] | 0 | 0
[26 empty] | 0 | 0
[26 empty] | 0 | 0
[26 empty] | 0 | 0
[26 empty] | 0 | 0
[26 empty] | 0 | 0
[26 empty] | 0 | 0
[26 empty] | 0 | 0
[26 empty] | 0 | 0
[26 empty] | 0 | 0
[26 empty] | 0 | 0
[26 empty] | 0 | 0
[26 empty] | 0 | 0
[26 empty] | 0 | 0
[26 empty] | 0 | 0
[26 empty] | 0 | 0
[26 empty] | 0 | 0
[26 empty] | 0 | 0
[26 empty] | 0 | 0
[26 empty] | 0 | 0
[26 empty] | 0 | 0
[26 empty] | 0 | 0
[26 empty] | 0 | 0
[26 empty] | 0 | 0
[26 empty] | 0 | 0
[26 empty] | 0 | 0
[26 empty] | 0 | 0
[26 empty] | 0 | 0
[26 empty] | 0 | 0
[26 empty] | 0 | 0
[26 empty] | 0 | 0
[26 empty] | 0 | 0
[26 empty] | 0 | 0
[26 empty] | 0 | 0
[26 empty] | 0 | 0
[26 empty] | 0 | 0
[26 empty] | 0 | 0
[26 empty] | 0 | 0
[26 empty] | 0 | 0
[26 empty] | 0 | 0
[26 empty] | 0 | 0
[26 empty] | 0 | 0
[26 empty] | 0 | 0
[26 empty] | 0 | 0
[26 empty] | 0 | 0
[26 empty] | 0 | 0
[26 empty] | 0 | 0
[26 empty] | 0 | 0
[26 empty] | 0 | 0
[26 empty] | 0 | 0
[26 empty] | 0 | 0
[26 empty] | 0 | 0
[26 empty] | 0 | 0
[26 empty] | 0 | 0
[26 empty] | 0 | 0
[26 empty] | 0 | 0
[26 empty] | 0 | 0
[26 empty] | 0 | 0
[26 empty] | 0 | 0
[26 empty] | 0 | 0
[26 empty] | 0 | 0
[26 empty] | 0 | 0
[26 empty] | 0 | 0
[26 empty] | 0 | 0
[26 empty] | 0 | 0
[26 empty] | 0 | 0
[26 empty] | 0 | 0
[26 empty] | 0 | 0
[26 empty] | 0 | 0
[26 empty] | 0 | 0
[26 empty] | 0 | 0
[26 empty] | 0 | 0
[26 empty] | 0 | 0
[26 empty] | 0 | 0
[26 empty] | 0 | 0
[26 empty] | 0 | 0
[26 empty] | 0 | 0
[26 empty] | 0 | 0
[26 empty] | 0 | 0
[26 empty] | 0 | 0
[26 empty] | 0 | 0
[26 empty] | 0 | 0
[26 empty] | 0 | 0
[26 empty] | 0 | 0
[26 empty] | 0 | 0
[26 empty] | 0 | 0
[26 empty] | 0 | 0
[26 empty] | 0 | 0
[26 empty] | 0 | 0
[26 empty] | 0 | 0
[26 empty] | 0 | 0
[26 empty] | 0 | 0
[26 empty] | 0 | 0
[26 empty] | 0 | 0
[26 empty] | 0 | 0
[26 empty] | 0 | 0
[26 empty] | 0 | 0
[26 empty] | 0 | 0
[26 empty] | 0 | 0
[26 empty] | 0 | 0
[26 empty] | 0 | 0
[26 empty] | 0 | 0
[26 empty] | 0 | 0
[26 empty] | 0 | 0
[26 empty] | 0 | 0
[26 empty] | 0 | 0
[26 empty] | 0 | 0
[26 empty] | 0 | 0
[26 empty] | 0 | 0
[26 empty] | 0 | 0
[26 empty] | 0 | 0
[26 empty] | 0 | 0
[26 empty] | 0 | 0
[26 empty] | 0 | 0
[26 empty] | 0 | 0
[26 empty] | 0 | 0
[26 empty] | 0 | 0
[26 empty] | 0 | 0
[26 empty] | 0 | 0
[26 empty] | 0 | 0
[26 empty] | 0 | 0
[26 empty] | 0 | 0
[26 empty] | 0 | 0
[26 empty] | 0 | 0
[26 empty] | 0 | 0
[26 empty] | 0 | 0
[26 empty] | 0 | 0
[26 empty] | 0 | 0
[26 empty] | 0 | 0
[26 empty] | 0 | 0
[26 empty] | 0 | 0
[26 empty] | 0 | 0
[26 empty] | 0 | 0
[26 empty] | 0 | 0
[26 empty] | 0 | 0
[26 empty] | 0 | 0
[26 empty] | 0 | 0
[26 empty] | 0 | 0
[26 empty] | 0 | 0
[26 empty] | 0 | 0
[26 empty] | 0 | 0
[26 empty] | 0 | 0
[26 empty] | 0 | 0
[26 empty] | 0 | 0
[26 empty] | 0 | 0
[26 empty] | 0 | 0
[26 empty] | 0 | 0
[26 empty] | 0 | 0
[26 empty] | 0 | 0
[26 empty] | 0 | 0
[26 empty] | 0 | 0
[26 empty] | 0 | 0
[26 empty] | 0 | 0
[26 empty] | 0 | 0
[26 empty] | 0 | 0
[26 empty] | 0 | 0
[26 empty] | 0 | 0
[26 empty] | 0 | 0
[26 empty] | 0 | 0
[26 empty] | 0 | 0
[26 empty] | 0 | 0
[26 empty] | 0 | 0
[26 empty] | 0 | 0
[26 empty] | 0 | 0
[26 empty] | 0 | 0
[26 empty] | 0 | 0
[26 empty] | 0 | 0
[26 empty] | 0 | 0
[26 empty] | 0 | 0
[26 empty] | 0 | 0
[26 empty] | 0 | 0
[26 empty] | 0 | 0
[26 empty] | 0 | 0
[26 empty] | 0 | 0
[26 empty] | 0 | 0
[26 empty] | 0 | 0
[26 empty] | 0 | 0
[26 empty] | 0 | 0
[26 empty] | 0 | 0
[26 empty] | 0 | 0
[26 empty] | 0 | 0
[26 empty] | 0 | 0
[26 empty] | 0 | 0
[26 empty] | 0 | 0
[26 empty] | 0 | 0
[26 empty] | 0 | 0
[26 empty] | 0 | 0
[26 empty] | 0 | 0
[26 empty] | 0 | 0
[26 empty] | 0 | 0
[26 empty] | 0 | 0
[26 empty] | 0 | 0
[26 empty] | 0 | 0
[26 empty] | 0 | 0
[26 empty] | 0 | 0
[26 empty] | 0 | 0
[26 empty] | 0 | 0
[26 empty] | 0 | 0
[26 empty] | 0 | 0
[26 empty] | 0 | 0
[26 empty] | 0 | 0
[26 empty] | 0 | 0
[26 empty] | 0 | 0
[26 empty] | 0 | 0
[26 empty] | 0 | 0
[26 empty] | 0 | 0
[26 empty] | 0 | 0
[26 empty] | 0 | 0
[26 empty] | 0 | 0
[26 empty] | 0 | 0
[26 empty] | 0 | 0
[26 empty] | 0 | 0
[26 empty] | 0 | 0
[26 empty] | 0 | 0
[26 empty] | 0 | 0
[26 empty] | 0 | 0
[26 empty] | 0 | 0
[26 empty] | 0 | 0
[26 empty] | 0 | 0
[26 empty] | 0 | 0
[26 empty] | 0 | 0
[26 empty] | 0 | 0
[26 empty] | 0 | 0
[26 empty] | 0 | 0
[26 empty] | 0 | 0
[26 empty] | 0 | 0
[26 empty] | 0 | 0
[26 empty] | 0 | 0
[26 empty] | 0 | 0
[26 empty] | 0 | 0
[26 empty] | 0 | 0
[26 empty] | 0 | 0
[26 empty] | 0 | 0
[26 empty] | 0 | 0
[26 empty] | 0 | 0
[26 empty] | 0 | 0
[26 empty] | 0 | 0
[26 empty] | 0 | 0
[26 empty] | 0 | 0
[26 empty] | 0 | 0
[26 empty] | 0 | 0
[26 empty] | 0 | 0
[26 empty] | 0 | 0
[26 empty] | 0 | 0
[26 empty] | 0 | 0
[26 empty] | 0 | 0
[26 empty] | 0 | 0
[26 empty] | 0 | 0
[26 empty] | 0 | 0
[26 empty] | 0 | 0
[26 empty] | 0 | 0
[26 empty] | 0 | 0
[26 empty] | 0 | 0
[26 empty] | 0 | 0
[26 empty] | 0 | 0
[26 empty] | 0 | 0
[26 empty] | 0 | 0
[26 empty] | 0 | 0
[26 empty] | 0 | 0
[26 empty] | 0 | 0
[26 empty] | 0 | 0
[26 empty] | 0 | 0
[26 empty] | 0 | 0
[26 empty] | 0 | 0
[26 empty] | 0 | 0
[26 empty] | 0 | 0
[26 empty] | 0 | 0
[26 empty] | 0 | 0
[26 empty] | 0 | 0
[26 empty] | 0 | 0
[26 empty] | 0 | 0
[26 empty] | 0 | 0
[26 empty] | 0 | 0
[26 empty] | 0 | 0
[26 empty] | 0 | 0
[26 empty] | 0 | 0
[26 empty] | 0 | 0
[26 empty] | 0 | 0
[26 empty] | 0 | 0
[26 empty] | 0 | 0
[26 empty] | 0 | 0
[26 empty] | 0 | 0
[26 empty] | 0 | 0
[26 empty] | 0 | 0
[26 empty] | 0 | 0
[26 empty] | 0 | 0
[26 empty] | 0 | 0
[26 empty] | 0 | 0
[26 empty] | 0 | 0
[26 empty] | 0 | 0
[26 empty] | 0 | 0
[26 empty] | 0 | 0
[26 empty] | 0 | 0
[26 empty] | 0 | 0
[26 empty] | 0 | 0
[26 empty] | 0 | 0
[26 empty] | 0 | 0
[26 empty] | 0 | 0
[26 empty] | 0 | 0
[26 empty] | 0 | 0
[26 empty] | 0 | 0
[26 empty] | 0 | 0
[26 empty] | 0 | 0
[26 empty] | 0 | 0
[26 empty] | 0 | 0
[26 empty] | 0 | 0
[26 empty] | 0 | 0
[26 empty] | 0 | 0
[26 empty] | 0 | 0
[26 empty] | 0 | 0
[26 empty] | 0 | 0
[26 empty] | 0 | 0
[26 empty] | 0 | 0
[26 empty] | 0 | 0
[26 empty] | 0 | 0
[26 empty] | 0 | 0
[26 empty] | 0 | 0
[26 empty] | 0 | 0
[26 empty] | 0 | 0
[26 empty] | 0 | 0
[26 empty] | 0 | 0
[26 empty] | 0 | 0
[26 empty] | 0 | 0
[26 empty] | 0 | 0
[26 empty] | 0 | 0
[26 empty] | 0 | 0
[26 empty] | 0 | 0
[26 empty] | 0 | 0
[26 empty] | 0 | 0
[26 empty] | 0 | 0
[26 empty] | 0 | 0
[26 empty] | 0 | 0
[26 empty] | 0 | 0
[26 empty] | 0 | 0
[26 empty] | 0 | 0
[26 empty] | 0 | 0
[26 empty] | 0 | 0
[26 empty] | 0 | 0
[26 empty] | 0 | 0
[26 empty] | 0 | 0
[26 empty] | 0 | 0
[26 empty] | 0 | 0
[26 empty] | 0 | 0
[26 empty] | 0 | 0
[26 empty] | 0 | 0
[26 empty] | 0 | 0
[26 empty] | 0 | 0
[26 empty] | 0 | 0
[26 empty] | 0 | 0
[26 empty] | 0 | 0
[26 empty] | 0 | 0
[26 empty] | 0 | 0
[26 empty] | 0 | 0
[26 empty] | 0 | 0
[26 empty] | 0 | 0
[26 empty] | 0 | 0
[26 empty] | 0 | 0
[26 empty] | 0 | 0
[26 empty] | 0 | 0
[26 empty] | 0 | 0
[26 empty] | 0 | 0
[26 empty] | 0 | 0
[26 empty] | 0 | 0
[26 empty] | 0 | 0
[26 empty] | 0 | 0
[26 empty] | 0 | 0
[26 empty] | 0 | 0
[26 empty] | 0 | 0
[26 empty] | 0 | 0
[26 empty] | 0 | 0
[26 empty] | 0 | 0
[26 empty] | 0 | 0
[26 empty] | 0 | 0
[26 empty] | 0 | 0
[26 empty] | 0 | 0
[26 empty] | 0 | 0
[26 empty] | 0 | 0
[26 empty] | 0 | 0
[26 empty] | 0 | 0
[26 empty] | 0 | 0
[26 empty] | 0 | 0
[26 empty] | 0 | 0
[26 empty] | 0 | 0
[26 empty] | 0 | 0
[26 empty] | 0 | 0
[26 empty] | 0 | 0
[26 empty] | 0 | 0
[26 empty] | 0 | 0
[26 empty] | 0 | 0
[26 empty] | 0 | 0
[26 empty] | 0 | 0
[26 empty] | 0 | 0
[26 empty] | 0 | 0
[26 empty] | 0 | 0
[26 empty] | 0 | 0
[26 empty] | 0 | 0
[26 empty] | 0 | 0
[26 empty] | 0 | 0
[26 empty] | 0 | 0
[26 empty] | 0 | 0
[26 empty] | 0 | 0
[26 empty] | 0 | 0
[26 empty] | 0 | 0
[26 empty] | 0 | 0
[26 empty] | 0 | 0
[26 empty] | 0 | 0
[26 empty] | 0 | 0
[26 empty] | 0 | 0
[26 empty] | 0 | 0
[26 empty] | 0 | 0
[26 empty] | 0 | 0
[26 empty] | 0 | 0
[26 empty] | 0 | 0
[26 empty] | 0 | 0
[26 empty] | 0 | 0
[26 empty] | 0 | 0
[26 empty] | 0 | 0
[26 empty] | 0 | 0
[26 empty] | 0 | 0
[26 empty] | 0 | 0
[26 empty] | 0 | 0
[26 empty] | 0 | 0
[26 empty] | 0 | 0
[26 empty] | 0 | 0
[26 empty] | 0 | 0
[26 empty] | 0 | 0
[26 empty] | 0 | 0
[26 empty] | 0 | 0
[26 empty] | 0 | 0
[26 empty] | 0 | 0
[26 empty] | 0 | 0
[26 empty] | 0 | 0
[26 empty] | 0 | 0
[26 empty] | 0 | 0
[26 empty] | 0 | 0
[26 empty] | 0 | 0
[26 empty] | 0 | 0
[26 empty] | 0 | 0
[26 empty] | 0 | 0
[26 empty] | 0 | 0
[26 empty] | 0 | 0
[26 empty] | 0 | 0
[26 empty] | 0 | 0
[26 empty] | 0 | 0
[26 empty] | 0 | 0
[26 empty] | 0 | 0
[26 empty] | 0 | 0
[26 empty] | 0 | 0
[26 empty] | 0 | 0
[26 empty] | 0 | 0
[26 empty] | 0 | 0
[26 empty] | 0 | 0
[26 empty] | 0 | 0
[26 empty] | 0 | 0
[26 empty] | 0 | 0
[26 empty] | 0 | 0
[26 empty] | 0 | 0
[26 empty] | 0 | 0
[26 empty] | 0 | 0
[26 empty] | 0 | 0
[26 empty] | 0 | 0
[26 empty] | 0 | 0
[26 empty] | 0 | 0
[26 empty] | 0 | 0
[26 empty] | 0 | 0
[26 empty] | 0 | 0
[26 empty] | 0 | 0
[26 empty] | 0 | 0
[26 empty] | 0 | 0
[26 empty] | 0 | 0
[26 empty] | 0 | 0
[26 empty] | 0 | 0
[26 empty] | 0 | 0
[26 empty] | 0 | 0
[26 empty] | 0 | 0
[26 empty] | 0 | 0
[26 empty] | 0 | 0
[26 empty] | 0 | 0
[26 empty] | 0 | 0
[26 empty] | 0 | 0
[26 empty] | 0 | 0
[26 empty] | 0 | 0
[26 empty] | 0 | 0
[26 empty] | 0 | 0
[26 empty] | 0 | 0
[26 empty] | 0 | 0
[26 empty] | 0 | 0
[26 empty] | 0 | 0
[26 empty] | 0 | 0
[26 empty] | 0 | 0
[26 empty] | 0 | 0
[26 empty] | 0 | 0
[26 empty] | 0 | 0
[26 empty] | 0 | 0
[26 empty] | 0 | 0
[26 empty] | 0 | 0
[26 empty] | 0 | 0
[26 empty] | 0 | 0
[26 empty] | 0 | 0
[26 empty] | 0 | 0
[26 empty] | 0 | 0
[26 empty] | 0 | 0
[26 empty] | 0 | 0
[26 empty] | 0 | 0
[26 empty] | 0 | 0
[26 empty] | 0 | 0
[26 empty] | 0 | 0
[26 empty] | 0 | 0
[26 empty] | 0 | 0
[26 empty] | 0 | 0
[26 empty] | 0 | 0
[26 empty] | 0 | 0
[26 empty] | 0 | 0
[26 empty] | 0 | 0
[26 empty] | 0 | 0
[26 empty] | 0 | 0
[26 empty] | 0 | 0
[26 empty] | 0 | 0
[26 empty] | 0 | 0
[26 empty] | 0 | 0
[26 empty] | 0 | 0
[26 empty] | 0 | 0
[26 empty] | 0 | 0
[26 empty] | 0 | 0
[26 empty] | 0 | 0
[26 empty] | 0 | 0
[26 empty] | 0 | 0
[26 empty] | 0 | 0
[26 empty] | 0 | 0
[26 empty] | 0 | 0
[26 empty] | 0 | 0
[26 empty] | 0 | 0
[26 empty] | 0 | 0
[26 empty] | 0 | 0
[26 empty] | 0 | 0
[26 empty] | 0 | 0
[26 empty] | 0 | 0
[26 empty] | 0 | 0
[26 empty] | 0 | 0
[26 empty] | 0 | 0
[26 empty] | 0 | 0
[26 empty] | 0 | 0
[26 empty] | 0 | 0
[26 empty] | 0 | 0
[26 empty] | 0 | 0
[26 empty] | 0 | 0
[26 empty] | 0 | 0
[26 empty] | 0 | 0
[26 empty] | 0 | 0
[26 empty] | 0 | 0
[26 empty] | 0 | 0
[26 empty] | 0 | 0
[26 empty] | 0 | 0
[26 empty] | 0 | 0
[26 empty] | 0 | 0
[26 empty] | 0 | 0
[26 empty] | 0 | 0
[26 empty] | 0 | 0
[26 empty] | 0 | 0
[26 empty] | 0 | 0
[26 empty] | 0 | 0
[26 empty] | 0 | 0
[26 empty] | 0 | 0
[26 empty] | 0 | 0
[26 empty] | 0 | 0
[26 empty] | 0 | 0
[26 empty] | 0 | 0
[26 empty] | 0 | 0
[26 empty] | 0 | 0
[26 empty] | 0 | 0
[26 empty] | 0 | 0
[26 empty] | 0 | 0
[26 empty] | 0 | 0
[26 empty] | 0 | 0
[26 empty] | 0 | 0
[26 empty] | 0 | 0
[26 empty] | 0 | 0
[26 empty] | 0 | 0
[26 empty] | 0 | 0
[26 empty] | 0 | 0
[26 empty] | 0 | 0
[26 empty] | 0 | 0
[26 empty] | 0 | 0
[26 empty] | 0 | 0
[26 empty] | 0 | 0
[26 empty] | 0 | 0
[26 empty] | 0 | 0
[26 empty] | 0 | 0
[26 empty] | 0 | 0
[26 empty] | 0 | 0
[26 empty] | 0 | 0
[26 empty] | 0 | 0
[26 empty] | 0 | 0
[26 empty] | 0 | 0
[26 empty] | 0 | 0
[26 empty] | 0 | 0
[26 empty] | 0 | 0
[26 empty] | 0 | 0
[26 empty] | 0 | 0
[26 empty] | 0 | 0
[26 empty] | 0 | 0
[26 empty] | 0 | 0
[26 empty] | 0 | 0
[26 empty] | 0 | 0
[26 empty] | 0 | 0
[26 empty] | 0 | 0
[26 empty] | 0 | 0
[26 empty] | 0 | 0
[26 empty] | 0 | 0
[26 empty] | 0 | 0
[26 empty] | 0 | 0
[26 empty] | 0 | 0
[26 empty] | 0 | 0
[26 empty] | 0 | 0
[26 empty] | 0 | 0
[26 empty] | 0 | 0
[26 empty] | 0 | 0
[26 empty] | 0 | 0
[26 empty] | 0 | 0
[26 empty] | 0 | 0
[26 empty] | 0 | 0
[26 empty] | 0 | 0
[26 empty] | 0 | 0
[26 empty] | 0 | 0
[26 empty] | 0 | 0
[26 empty] | 0 | 0
[26 empty] | 0 | 0
[26 empty] | 0 | 0
[26 empty] | 0 | 0
[26 empty] | 0 | 0
[26 empty] | 0 | 0
[26 empty] | 0 | 0
[26 empty] | 0 | 0
[26 empty] | 0 | 0
[26 empty] | 0 | 0
[26 empty] | 0 | 0
[26 empty] | 0 | 0
[26 empty] | 0 | 0
[26 empty] | 0 | 0
[26 empty] | 0 | 0
[26 empty] | 0 | 0
[26 empty] | 0 | 0
[26 empty] | 0 | 0
[26 empty] | 0 | 0
[26 empty] | 0 | 0
[26 empty] | 0 | 0
[26 empty] | 0 | 0
[26 empty] | 0 | 0
[26 empty] | 0 | 0
[26 empty] | 0 | 0
[26 empty] | 0 | 0
[26 empty] | 0 | 0
[26 empty] | 0 | 0
[26 empty] | 0 | 0
[26 empty] | 0 | 0
[26 empty] | 0 | 0
[26 empty] | 0 | 0
[26 empty] | 0 | 0
[26 empty] | 0 | 0
[26 empty] | 0 | 0
[26 empty] | 0 | 0
[26 empty] | 0 | 0
[26 empty] | 0 | 0
[26 empty] | 0 | 0
[26 empty] | 0 | 0
[26 empty] | 0 | 0
[26 empty] | 0 | 0
[26 empty] | 0 | 0
[26 empty] | 0 | 0
[26 empty] | 0 | 0
[26 empty] | 0 | 0
[26 empty] | 0 | 0
[26 empty] | 0 | 0
[26 empty] | 0 | 0
[26 empty] | 0 | 0
[26 empty] | 0 | 0
[26 empty] | 0 | 0
[26 empty] | 0 | 0
[26 empty] | 0 | 0
[26 empty] | 0 | 0
[26 empty] | 0 | 0
[26 empty] | 0 | 0
[26 empty] | 0 | 0
[26 empty] | 0 | 0
[26 empty] | 0 | 0
[26 empty] | 0 | 0
[26 empty] | 0 | 0
[26 empty] | 0 | 0
[26 empty] | 0 | 0
[26 empty] | 0 | 0
[26 empty] | 0 | 0
[26 empty] | 0 | 0
[26 empty] | 0 | 0
[26 empty] | 0 | 0
[26 empty] | 0 | 0
[26 empty] | 0 | 0
[26 empty] | 0 | 0
[26 empty] | 0 | 0
[26 empty] | 0 | 0
[26 empty] | 0 | 0
[26 empty] | 0 | 0
[26 empty] | 0 | 0
[26 empty] | 0 | 0
[26 empty] | 0 | 0
[26 empty] | 0 | 0
[26 empty] | 0 | 0
[26 empty] | 0 | 0
[26 empty] | 0 | 0
[26 empty] | 0 | 0
[26 empty] | 0 | 0
[26 empty] | 0 | 0
[26 empty] | 0 | 0
[26 empty] | 0 | 0
[26 empty] | 0 | 0
[26 empty] | 0 | 0
[26 empty] | 0 | 0
[26 empty] | 0 | 0
[26 empty] | 0 | 0
[26 empty] | 0 | 0
[26 empty] | 0 | 0
[26 empty] | 0 | 0
[26 empty] | 0 | 0
[26 empty] | 0 | 0
[26 empty] | 0 | 0
[26 empty] | 0 | 0
[26 empty] | 0 | 0
[26 empty] | 0 | 0
[26 empty] | 0 | 0
[26 empty] | 0 | 0
[26 empty] | 0 | 0
[26 empty] | 0 | 0
[26 empty] | 0 | 0
[26 empty] | 0 | 0

## Zones
Houston | -1
North | -1
South | -1
West | 1
SET UP AREA, copy & paste values to cell B1
Source | West |  | N to H | N to W | N to S | W to N | S to N | W to S
Sink | North | Houston | -1 | 1 | -1 | -1 | 1 | -1
|  | North | 1 | 1 | 1 | -1 | -1 | -1
|  | South | -1 | 1 | -1 | -1 | 1 | -1
|  | West | 1 | -1 | 1 | 1 | -1 | 1
|  | Source | North | North | North | West | South | West
|  | Sink | Houston | West | South | North | North | South

## Tech
Number of Bus | Name of Bus | Tech Type
238 | BOSQUESW505 | CC
239 | BOSQUESW502 | GGT
244 | WHITNYDM01 | Hydro
245 | WHITNYDM02 | Hydro
247 | BOSQUESW501 | GGT
251 | BOSQUESW803 | CC
253 | BOSQUESW804 | CC
332 | RWMILLER01 | GST
333 | RWMILLER02 | GST
334 | RWMILLER03 | GST
335 | RWMILLER04 | GST
336 | RWMILLER05 | GST
344 | MRSSHPRD | Hydro
345 | MRSSHPRD01 | Hydro
366 | JNSNCNTY802 | Cogen
367 | JNSNCNTY802 | Cogen
503 | NTHTEXAS01 | GST
504 | NTHTEXAS02 | GST
505 | NTHTEXAS03 | GST
580 | JCKCNTY801 | CC
581 | JCKCNTY802 | CC
582 | JCKCNTY803 | CC
728 | WOLFRIDGE801 | Wind
837 | NEWMAN_G5 | GST
842 | OLINGER_G1 | GST
843 | OLINGER_G2 | GST
844 | OLINGER_G3 | GST
845 | OLINGER_G4 | GGT
923 | SPENCER_G4 | GST
924 | SPENCER_G5 | GST
948 | STEAM1 | GST
949 | STEAM2 | GST
950 | STEAM3 | GST
990 | GIBN_CREK_G1 | LIGCO
1002 | PBCTAGE_1G | GGT
1003 | PBCTBGE_2G | GGT
1004 | PBCTCGE_3G | GGT
1005 | PBCTDGE_4G | GGT
1006 | PBCTEGE_5G | GGT
1007 | PB5GEN_6G | GST
1008 | PB6GEN_7G | GST
1037 | MORGAN5G_5G | GST
1039 | MRGNAG_1G | GGT
1040 | MRGNBG_2G | GGT
1041 | MRGNCG_3G | GGT
1042 | MRGNDG_4G | GGT
1043 | MRGNEG_5G | GGT
1044 | MRGNFG_6G | GGT
1045 | CALENG1G_1G | Cogen
1046 | CALENG2G_2G | Cogen
1047 | CALENG3G_3G | Cogen
1058 | LONGSHORE_5 | Wind
1058 | LONGSHORE_5 | Wind
1061 | CIELOGEN_1G | Wind
1062 | CIELOGEN_2G | Wind
1068 | SCURRYCW_1G | Wind
1069 | KINDERMG_1G | Cogen
1070 | KINDERMG_2G | Cogen
1071 | KINDERMG_3G | Cogen
1073 | SCURRYCW_2G | Wind
1320 | BSP 1 | Cogen
1326 | STANTONW_8 | Wind
1327 | WILDHRSE_1G | Wind
1328 | OCOTILLO_1G | Wind
1333 | MCDDONAL_8 | Wind
1343 | TRENTIPP_8 | Wind
1349 | WESTXWIN_1G | Wind
1350 | NWPWRG1_1G | Wind
1354 | AEPWIND_8 | Wind
1360 | GUNSIGHT_8 | Wind
1416 | SWETWATR_1G | CC
1417 | SWETWATR_2G | CC
1418 | SWETWATR_3G | CC
1419 | SWETWATR_4G | CC
1432 | GRHAMSES_2G | GST
1433 | GRHAMSES_1G | GST
1437 | MESQUITW_1G | Wind
1438 | MESQUITW_2G | Wind
1442 | COKFIELD_5 | Wind
1453 | WCPWRCO_1G | CC
1454 | WCPWRCO_2G | CC
1455 | WCPWRCO_3G | CC
1479 | WFCOGEN_1G | Cogen
1479 | WFCOGEN_1G | Cogen
1482 | WFCOGEN_2G | Cogen
1482 | WFCOGEN_2G | Cogen
1600 | BARTNWND_1G | Wind
1643 | SLSTR1PP_1G | Wind
1675 | PEC_1G | Cogen
1676 | PEC_2G | Cogen
1677 | PEC_3G | Cogen
1678 | LAMARPWR_1G | CC
1679 | LAMARPWR_2G | CC
1680 | LAMARPWR_3G | CC
1681 | LAMARPWR_4G | CC
1682 | LAMARPWR_5G | CC
1683 | LAMARPWR_6G | CC
1687 | VALLEY_1G | GST
1688 | VALLEY_2G | GSC
1689 | VALLEY_3G | GST
1701 | MOSES_1G | LIGCO
1702 | MOSES_2G | LIGCO
1703 | MOSES_3G | LIGCO
1861 | EAGLEMNT_1G | GST
1862 | EAGLEMNT_2G | GST
1863 | EAGLEMNT_3G | GST
1877 | WLFHOLW_1G | CC
1878 | WLFHOLW_2G | CC
1879 | WLFHOLW_3G | CC
1889 | DECRDOVA_1G | GSC
1892 | DECRDOVA_2G | GGT
1893 | DECRDOVA_3G | GGT
1894 | DECRDOVA_4G | GGT
1895 | DECRDOVA_5G | GGT
1898 | COMCHEPK_1G | Nuc
1899 | COMCHEPK_2G | Nuc
1937 | MDLTHELP_5G | CC
1938 | MDLTHELP_6G | CC
1941 | MDLTHELP_1G | CC
1942 | MDLTHELP_2G | CC
1943 | MDLTHELP_3G | CC
1944 | MDLTHELP_4G | CC
1947 | HANDLEY_3G | GST
1948 | HANDLEY_4G | GST
1949 | HANDLEY_5G | GST
2371 | COLLIN_1G | GST
2381 | NTHLK1_G | GST
2382 | NTHLK2_G | GST
2383 | NTHLK3_G | GST
2413 | MTCK6_G | GST
2414 | MTCK7_G | GST
2417 | MTCK8_G | GSC
2451 | LKHB1_G | GST
2452 | LKHB2_G | GST
3097 | MARTLAKE_1G | LIGCO
3098 | MARTLAKE_2G | LIGCO
3099 | MARTLAKE_3G | LIGCO
3107 | STRYKER_1G | GST
3108 | STRYKER_2G | GST
3126 | TRINIDAD_6G | GST
3309 | ASPN_G | Bio
3348 | CHAMPION_1G | Cogen
3381 | BBRN_1G | LIGCO
3382 | BBRN_2G | LIGCO
3403 | THOUSE_1G | GSC
3404 | THOUSE_2G | GSC
3416 | LAKE_CRK1_G | GST
3417 | LAKE_CRK2_G | GST
3432 | SANDOW_4G | LIGCO
5026 | BRAUNIG_VHB1 | GST
5027 | BRAUNIG_VHB2 | GST
5028 | BRAUNIG_VHB3 | GST
5111 | CALAVER_JTD1 | LIGCO
5112 | CALAVER_JTD2 | LIGCO
5264 | LEON_LCP3G3 | GST
5265 | LEON_LCP4G4 | GST
5266 | LEON_LCPCT1 | GGT
5267 | LEON_LCPCT2 | GGT
5268 | LEON_LCPCT3 | GGT
5269 | LEON_LCPCT4 | GGT
5396 | CALAVER_OWS1 | GST
5397 | CALAVER_OWS2 | GST
5401 | CALAVER_JKS1 | LIGCO
5436 | TUTTL_WBT1G1 | GST
5438 | TUTTL_WBT3G3 | GST
5439 | TUTTL_WBT4G4 | GST
5476 | BRA_AVR1_CT1 | CC
5477 | BRA_AVR1_ST | CC
5478 | BRA_AVR1_CT2 | CC
5503 | RAYBURNGEN3 | GST
5505 | RAYBURNGEN1 | GGT
5506 | RAYBURNGEN2 | GGT
5508 | RAYBURNCC9 | CC
5509 | RAYBURNCC10 | CC
5511 | RAYBURNCC7 | CC
5512 | RAYBURNCC8 | CC
5728 | FALCONHYDRO2 | Hydro
5729 | FALCONHYDRO3 | Hydro
5890 | PEARSALLGEN1 | GST
5891 | PEARSALLGEN2 | GST
5892 | PEARSALLGEN3 | GST
5903 | SANMIGUELGEN | LIGCO
5911 | STP_GN1___1 | Nuc
5912 | STP_GN2___2 | Nuc
5920 | WELSHDC1 | DCTie
5925 | DCEAST | DCTie
5932 | SI_RAY9 | CC
5933 | SI_RAY6 | GST
5934 | SI_RAY5 | GST
5935 | SI_RAY10 | CC
6016 | SWMESA | Wind
6096 | NORTHDC7 | DCTie
6100 | OKLA7A | DCTie
6144 | MCADOO1A | Wind
6407 | TURKTRAK1A | Wind
6637 | SNYDERW1A | Wind
6752 | OKLA0A | LIGCO
6948 | DENISNDM | Hydro
6948 | DENISNDM | Hydro
7000 | L_FERGUS1_1Y | GSC
7004 | L_SIMGID1_1Y | GST
7005 | L_SIMGID1_2Y | GST
7006 | L_SIMGID1_3Y | GST
7007 | L_LOSTPI1_1Y | CC
7008 | L_LOSTPI1_2Y | CC
7009 | L_LOSTPI1_3Y | CC
7010 | L_FPPYD11_1Y | LIGCO
7011 | L_FPPYD11_2Y | LIGCO
7012 | L_FPPYD21_3Y | LIGCO
7014 | L_HAYSEN1_1Y | CC
7015 | L_HAYSEN1_2Y | CC
7016 | L_HAYSEN1_3Y | CC
7017 | L_HAYSEN1_4Y | CC
7020 | L_AUSTPL1_1Y | Hydro
7020 | L_AUSTPL1_1Y | Hydro
7022 | L_BUCHAN1_1Y | Hydro
7023 | L_BUCHAN1_2Y | Hydro
7024 | L_BUCHAN1_3Y | Hydro
7026 | L_INKSDA1_1Y | Hydro
7028 | L_MARBFA1_1Y | Hydro
7029 | L_MARBFA1_2Y | Hydro
7031 | L_MARSFO1G1Y | Hydro
7032 | L_MARSFO1G2Y | Hydro
7033 | L_MARSFO1G3Y | Hydro
7035 | L_WIRTZ_1G1Y | Hydro
7036 | L_WIRTZ_1G2Y | Hydro
7038 | L_DELAWA1_1Y | Wind
7038 | L_DELAWA1_1Y | Wind
7303 | L_WPPGS12_1Y | GGT
7303 | L_WPPGS12_1Y | GGT
7305 | L_WPPGS34_1Y | GGT
7305 | L_WPPGS34_1Y | GGT
7487 | L_CANYHY8_1Y | Hydro
7605 | L_MCQUEE9_1Y | Hydro
7605 | L_MCQUEE9_1Y | Hydro
7605 | L_MCQUEE9_1Y | Hydro
7609 | L_SCHUMA8_1Y | Hydro
7624 | L_LAKEWO9_1Y | Hydro
7624 | L_LAKEWO9_1Y | Hydro
7800 | L_GUADGE1_1Y | CC
7801 | L_GUADGE1_2Y | CC
7802 | L_GUADGE1_3Y | CC
7803 | L_GUADGE1_4Y | CC
7804 | L_GUADGE1_5Y | CC
7805 | L_GUADGE1_6Y | CC
7807 | L_BASTEN1_1Y | CC
7808 | L_BASTEN1_2Y | CC
7809 | L_BASTEN1_3Y | CC
7810 | L_RIONOG1G1Y | CC
7811 | L_RIONOG1G2Y | CC
7812 | L_RIONOG1G3Y | CC
7813 | L_RIONOG1S1Y | CC
8032 | AMISTADHYD1 | Hydro
8033 | AMISTADHYD2 | Hydro
8048 | FALCONHYDRO1 | Hydro
8066 | DUP1V#1 | Cogen
8134 | FOR #1 | Cogen
8138 | FOR #2 | Cogen
8139 | JOS #1 | GST
8147 | UCAR #2 | Cogen
8148 | UCAR #1 | Cogen
8153 | FOR #3 | Cogen
8154 | FOR #4 | Cogen
8155 | FOR #5 | Cogen
8156 | FOR #6 | Cogen
8157 | FOR #7 | Cogen
8161 | COLETO0A | LIGCO
8173 | VICEC51A | CC
8174 | VICEC61A | CC
8189 | CUECPL2A | Cogen
8262 | ELPS | Hydro
8285 | LAR #1 | GST
8287 | LAR #2 | GST
8288 | LAR #3 | GST
8388 | BATES0A | GST
8393 | BATES0B | GST
8437 | NUECES_B0C | GST
8438 | NUECES_B0B | GST
8442 | NBEC7 | GST
8442 | NBEC7 | GST
8456 | COSW#1 | Cogen
8457 | COSW#2 | Cogen
8459 | B_DAVIS0B | GSC
8460 | B_DAVIS0A | GSC
8461 | KOCH_UP0A | Cogen
8506 | VAL #1 | Cogen
8507 | VAL #2 | Cogen
8511 | OXY_CC0A | Cogen
8517 | CELANEBI0A | Cogen
8560 | CNOPGT1 | Cogen
8561 | CNOPGT2 | Cogen
8562 | CNOPST1 | Cogen
8926 | LGE_GT10A | Cogen
8927 | LGE_GT20A | Cogen
8928 | LGE_STG0A | Cogen
8930 | ICPGN10A | Cogen
8931 | ICPGN20A | Cogen
8932 | ICPGN30A | Cogen
8933 | FGNTS001 | CC
8934 | FGNTS101 | CC
8935 | FGNTS201 | CC
8936 | MVGN#1 | CC
8937 | MVGN#2 | CC
8938 | MVGN#3 | CC
8981 | HECN1 | CC
8982 | HECN2 | CC
8983 | HECN3 | CC
9000 | DECKR_G1 | GST
9001 | DECKR_G2 | GST
9002 | DECKR_G3 | GGT
9003 | DECKR_G4 | GGT
9004 | DECKR_G5 | GGT
9005 | DECKR_G6 | GGT
9016 | SANDH_G1 | GGT
9017 | SANDH_G2 | GGT
9018 | SANDH_G3 | GGT
9019 | SANDH_G4 | GGT
9020 | SANDHG5A | CC
9021 | SANDHG5C | CC
11001 | NAV1CT | CC
11009 | NAV2CT | CC
11011 | NAV3ST | CC
11012 | NAV4CT | CC
11013 | NAV5CT | CC
11014 | NAV6ST | CC
11020 | TIEHVSG_1G | CC
11021 | TIEHVCG_1G | CC
11022 | TIEHVCG_2G | CC
11023 | TIEHVCG_3G | CC
11024 | TIEHVCG_4G | CC
11025 | TIEHVSG_2G | CC
11056 | ROSCOE_1G | Wind
11057 | CHAMPION_1G | Wind
11058 | PYRON_1G | Wind
11059 | INADALE_1G | Wind
11065 | ELBOWCK_1G | Wind
11147 | NOTREES_1G | Wind
11309 | BULLCREK_2G | Wind
11310 | BULLCREK_1G | Wind
11320 | COYOTE_1G | Wind
11691 | KMICHICT1_G | CC
11692 | KMICHICT2_G | CC
11693 | KMICHIST3_G | CC
11694 | KMICHICT4_G | CC
11695 | KMICHICT5_G | CC
11696 | KMICHIST6_G | CC
12322 | ENNSTRAC_1G | CC
12323 | ENNSTRAC_2G | CC
12411 | FPLEFR1A_G | CC
12412 | FPLEFR1B_G | CC
12413 | FPLEFR1C_G | CC
12414 | FPLEFR1S_G | CC
12421 | FPLEFR2A_G | CC
12422 | FPLEFR2B_G | CC
12423 | FPLEFR2C_G | CC
12424 | FPLEFR2S_G | CC
12440 | PARKD_1SVC8 | GST
12449 | PARKD_2SVC8 | GST
13116 | TGATEWAY_1G | CC
13117 | TGATEWAY_2G | CC
13118 | TGATEWAY_3G | CC
13119 | TGATEWAY_4G | CC
13131 | CALFREST_1G | CC
13132 | CALFREST_2G | CC
13133 | CALFREST_3G | CC
13134 | CALFREST_4G | CC
13135 | CALFREST_5G | CC
13136 | CALFREST_6G | CC
13432 | SANDOW_5G | LIGCO
32798 | BRYN_TAMUGEN | GST
32883 | BRYN_DNSBY3 | GST
32884 | BRYN_DNSBY13 | GST
32886 | BRYN_ATKINS3 | GST
32887 | BRYN_ATKINS6 | GST
32888 | BRYN_ATKINS7 | GGT
32890 | BRYN_ATKINS4 | GST
32891 | BRYN_ATKINS5 | GST
32892 | BRYN_DNSBY14 | GST
36998 | RDCNYNG1 | Wind
38332 | TNWDWRDU2_8 | Wind
38437 | TNSRBNMESA9 | Wind
38580 | TNBP_CGN1_8 | Cogen
38590 | TNBP_CGN2_8 | Cogen
38600 | TNBP_CGN3_8 | Cogen
38611 | TNBPAMCG1_8 | Cogen
38612 | TNBPAMCG2_8 | Cogen
38613 | TNBPAMCG3_8 | Cogen
38614 | TNBPAMCG4_8 | Cogen
38615 | TNBPAMCG5_8 | Cogen
38690 | TNBP_CGN4_8 | Cogen
38711 | TNTXCTY1CG8 | Cogen
38712 | TNTXCTY2CG8 | Cogen
38713 | TNTXCTY3CG8 | Cogen
38714 | TNTXCTY4CG8 | Cogen
39190 | TNSLCGN1__8 | Cogen
39470 | TNDOWCGNSG8 | Cogen
39480 | TNDOWCGNGG8 | Cogen
39760 | TNSCLP1___8 | Cogen
39770 | TNSCLP2___8 | Cogen
39775 | TNSCLP4___8 | Cogen
39790 | TNSCLP3___8 | Cogen
39960 | TNTNPONE_18 | LIGCO
39970 | TNTNPONE_28 | LIGCO
48500 | APD_GT1_8005 | Cogen
48510 | AK_GT1__8040 | Cogen
48511 | LPE_GT1_8070 | GGT
48512 | LPE_GT2_8075 | GGT
48513 | LPE_GT3_8080 | GGT
48514 | LPE_GT4_8085 | GGT
48520 | BSF_GT1_8070 | Cogen
48520 | BSF_GT1_8070 | Cogen
48521 | BVE_GT1_GT1 | CC
48522 | BVE_GT2_5035 | CC
48523 | BVE_ST1_GN1 | CC
48531 | BYU_GT1_8075 | Cogen
48532 | BYU_GT2_8055 | Cogen
48533 | BYU_GT3_8060 | Cogen
48534 | BYU_GT4_8065 | Cogen
48551 | CAL_GT1_8045 | Cogen
48552 | CAL_ST1_8000 | Cogen
48561 | CTL_GT2_8130 | Cogen
48562 | CTL_GT3_8135 | Cogen
48563 | CTL_GT4_8140 | Cogen
48564 | CTL_GN1_8145 | Cogen
48565 | CTL_GN2_8155 | Cogen
48581 | CBY_GN1_1 | GSC
48582 | CBY_GN2_2 | GSC
48583 | CBY_GT4_1 | GSC
48584 | CBY_GT4_2 | CC
48585 | CBY_ST4_1 | CC
48591 | CHE_GT2_5030 | Cogen
48593 | CHE_GT1_8015 | Cogen
48594 | CHE_GN4_8025 | Cogen
48595 | BTE_GT2_8075 | CC
48596 | BTE_GT3_8045 | CC
48597 | BTE_GT4_8055 | CC
48598 | BTE_ST1_8070 | CC
48611 | DIB_GT1_8080 | Cogen
48612 | DIB_GT2_8075 | Cogen
48613 | DIB_ST1_8085 | Cogen
48614 | DIB_GT3_8090 | Cogen
48641 | DPEC_GT15040 | CC
48642 | DPEC_GT25025 | CC
48643 | DPEC_GT35010 | CC
48644 | DPEC_GT45070 | CC
48645 | DPEC_ST55065 | CC
48651 | EP_1_2 | Cogen
48651 | EP_1_2 | Cogen
48671 | FTR_GT1_5105 | CC
48672 | FTR_GT2_5110 | CC
48673 | FTR_GT3_5085 | CC
48674 | FTR_CN4_5095 | CC
48690 | GBY_GN5_5 | GSC
48691 | GBY_73741085 | GGT
48691 | GBY_73741085 | GGT
48692 | GBY_81821075 | GGT
48692 | GBY_81821075 | GGT
48693 | GBY_83841065 | GGT
48693 | GBY_83841065 | GGT
48721 | LEG_1___1 | LIGCO
48722 | LEG_2___2 | LIGCO
48730 | MNS_GT | Cogen
48731 | CBE_GT1 | CC
48732 | CBE_GT2 | CC
48733 | CBE_ST12 | CC
48734 | CBE_GT3 | CC
48735 | CBE_GT4 | CC
48736 | CBE_ST34 | CC
48740 | PSG_GN2_8050 | Cogen
48741 | PSG_GT2_8040 | Cogen
48742 | PSG_GT3_8060 | Cogen
48761 | PR_GT1__9040 | Cogen
48772 | PHR_GN2_2 | GSC
48791 | PSA_GT1_8160 | Cogen
48792 | PSA_GT2_8155 | Cogen
48793 | PSA_GT3_8150 | Cogen
48794 | PSA_GT4_8145 | Cogen
48795 | PSA_GT5_8140 | Cogen
48796 | PSA_GN1_8165 | Cogen
48797 | PSA_GT6_8135 | Cogen
48811 | CVC_GT3_5045 | Cogen
48812 | CVC_GT2_5020 | Cogen
48813 | CVC_GT1_5035 | Cogen
48814 | CVC_ST5_5040 | Cogen
48815 | CVC_GT4_8005 | Cogen
48820 | SHELLG1_3015 | Cogen
48821 | SHELLG2 | Cogen
48822 | SHELLG3_3020 | Cogen
48822 | SHELLG3_3020 | Cogen
48841 | SJS_GT1_GT1 | Cogen
48842 | SJS_GT2_GT2 | Cogen
48845 | SOL_GT1 | Solar
48851 | SRB_GN1_1 | GST
48852 | SRB_GN2_2 | GST
48853 | SRB_GN3_3 | GST
48854 | SRB_GN4_4 | GST
48855 | SRB_GT211035 | GGT
48855 | SRB_GT211035 | GGT
48873 | THW_ST3_ST_3 | CC
48874 | THW_ST4_ST_4 | CC
48875 | THW_3132 | CC
48875 | THW_3132 | CC
48877 | THW_3334 | CC
48877 | THW_3334 | CC
48879 | THW_4142 | CC
48879 | THW_4142 | CC
48881 | THW_4344 | CC
48881 | THW_4344 | CC
48883 | THW_GT1_GT_1 | GGT
48885 | THW_5152 | GGT
48885 | THW_5152 | GGT
48886 | THW_5354 | GGT
48886 | THW_5354 | GGT
48887 | THW_5556 | GGT
48887 | THW_5556 | GGT
48911 | TGF_GT1_8000 | Cogen
48921 | WAP_GN1_1 | GST
48922 | WAP_GN2_2 | GST
48923 | WAP_GN3_3 | GST
48924 | WAP_GN4_4 | GSC
48925 | WAP_GN5_5 | LIGCO
48926 | WAP_GN6_6 | LIGCO
48927 | WAP_GN7_7 | LIGCO
48928 | WAP_GN8_8 | LIGCO
48929 | WAPGT21_GT1 | GGT
48940 | WARVUE_GT1 | Cogen
49803 | EXN_15GT | Cogen
49804 | EXN_16GT | Cogen
49805 | EXN_17GT | Cogen
49826 | EXN938GT | Cogen
49828 | EXN941GT | Cogen
49829 | EXN942GT | Cogen
49830 | EXN943GT | Cogen
49831 | EXN944GT | Cogen
49832 | EXN945GT | Cogen
49837 | EXN_GT | Cogen
49838 | EXN_14GT | Cogen
49851 | DOW17000 | Cogen
49858 | DOW38100 | Cogen
49859 | DOW38200 | Cogen
49860 | DOW38300 | Cogen
49862 | DOW39100 | Cogen
49863 | DOW39200 | Cogen
49865 | DOW41000 | Cogen
49866 | DOW42000 | Cogen
49869 | DOW49000 | Cogen
49870 | DOW61000 | Cogen
49871 | DOW62000 | Cogen
49872 | DOW63000 | Cogen
49873 | DOW64000 | Cogen
49876 | DOW65000 | Cogen
49877 | DOW66000 | Cogen
49878 | DOW67000 | Cogen
49882 | DOW81000 | Cogen
49884 | DOW82000 | Cogen
49885 | DOW83000 | Cogen
49886 | DOW84000 | Cogen
58909 | PEARSALLSCG1 | Diesel
58909 | PEARSALLSCG1 | Diesel
58909 | PEARSALLSCG1 | Diesel
58909 | PEARSALLSCG1 | Diesel
58909 | PEARSALLSCG1 | Diesel
58909 | PEARSALLSCG1 | Diesel
58919 | PEARSALLSCG2 | Diesel
58919 | PEARSALLSCG2 | Diesel
58919 | PEARSALLSCG2 | Diesel
58919 | PEARSALLSCG2 | Diesel
58919 | PEARSALLSCG2 | Diesel
58919 | PEARSALLSCG2 | Diesel
58929 | PEARSALLSCG3 | Diesel
58929 | PEARSALLSCG3 | Diesel
58929 | PEARSALLSCG3 | Diesel
58929 | PEARSALLSCG3 | Diesel
58929 | PEARSALLSCG3 | Diesel
58929 | PEARSALLSCG3 | Diesel
58949 | PEARSALLSCG4 | Diesel
58949 | PEARSALLSCG4 | Diesel
58949 | PEARSALLSCG4 | Diesel
58949 | PEARSALLSCG4 | Diesel
58949 | PEARSALLSCG4 | Diesel
58949 | PEARSALLSCG4 | Diesel
60000 | DSKY2 | Wind
60003 | KING_NE1A | Wind
60005 | KING_SE1A | Wind
60007 | KING_SW1A | Wind
60016 | WOODWRD11A | Wind
60017 | ORNNWP1 | Wind
60018 | DSKY1 | Wind
60019 | KING_NW1A | Wind
60057 | CALLAHAN1A | Wind
60058 | BUFF_GAP1A | Wind
60060 | CIRELLO | Wind
60063 | BUFF_GAP1B | Wind
60066 | H_HOLLOW1A | Wind
60068 | HHOLLOW21A | Wind
60070 | HHOLLOW31A | Wind
60072 | HHOLLOW41A | Wind
60081 | WHRLWIND1A | Wind
60201 | RIO DRCS | AVR
60202 | FRNDDRCS | AVR
71051 | L_BITTCR1_1N | Wind
71054 | L_SWEETW1_1N | Wind
71057 | L_SWEETW1_2N | Wind
71059 | L_SWEETW1_3N | Wind
71060 | L_SWEETW1_4N | Wind
71061 | L_SWEETW1_5N | Wind
76031 | L_GASCCR1_1N | Wind
76091 | L_DIVIDE1_1N | Wind
76095 | L_CAPRSI1_1N | Wind
76096 | L_CAPRSI1_2N | Wind
76097 | L_CAPRGE1_1N | Wind
80003 | MILHWYS | AVR
80012 | LAR | DCTie
80051 | FOR #8 | Cogen
80052 | FOR #9 | Cogen
80053 | FOR #10 | Cogen
80080 | GWINDT11A | Wind
80080 | GWINDT11A | Wind
80080 | GWINDT11A | Wind
80080 | GWINDT11A | Wind
80081 | GWINDT21A | Wind
80081 | GWINDT21A | Wind
80081 | GWINDT21A | Wind
80081 | GWINDT21A | Wind
80137 | CSDR89 | DCTie
80137 | CSDR89 | DCTie
80138 | CSDR7 | DCTie
80139 | CSDR56 | DCTie
80139 | CSDR56 | DCTie
80140 | CSDR11 | DCTie
80180 | PNSCALT11A | Wind
80180 | PNSCALT11A | Wind
80181 | PNSCALT21A | Wind
80181 | PNSCALT21A | Wind
80223 | REYSHR G | Cogen
80224 | VISTRONG1 | Cogen
80225 | VISTRONG2 | Cogen
80226 | ALCOA G | Cogen
80227 | AIRCO G | Cogen
80263 | B_DAVIS31A | CC
80264 | B_DAVIS41A | CC
80265 | LARECU40A | GGT
80266 | LARECU50A | GGT
86104 | CID-138 | DCTie
86105 | CID-230 | DCTie
86106 | CUF-230 | DCTie
86107 | CUF-138 | DCTie
88198 | BEEVILLE | AVR
88253 | HAMILTON | BLT
88299 | ZAPATA | BLT
88508 | FALFURRI | AVR