## Set up
Step 1 | Go to the Zones worksheet in this workbook. Make sure that the source and sink zones are set correctly and the "1"s and "-1"s are correct |  | Summary of Key Data points | Value
File Description: Cont_ TonkawawI_5 to GrahamSES OL_ SanAngelo to Menard(Shrew)
Step 2 | Open Dennis' file that needs to have the data transferred, same file that is listed in cell K27 |  | Number of units | 645
|  |  | Dec PTDF cutoff point | 102
Step 3 | Copy columns J:X from an old Dennis' Sheet to the new sheet (if first round of a new alaysis) |  | Dec PTDF cutoff unit | OKLA0A
|  |  | Dec 10% unit | L_CAPRSI1_1N
Step 4 | Mark the contingencies and monitored element set by a "y" in column K of Dennis' sheet, if there are a match on the filename use something to make unique |  | Dec max cumltv zone impact - cumltv zone share | 0.030057
|  |  | Dec max cumltv zone impact - cumltv zone share pt | 45
Step 5 | Enter Dennis' file name into cell K27 |  | Dec max cumltv zone impact - cumltv zone share unit | NAV6ST
|  |  | West Zonal weighted AWGSF | 0.042794
Step 6 | click the step one button |  | North Zonal weighted AWGSF | 0.010317
|  |  | Inc PTDF cutoff point | 543
Step 7 | Enter the line ratings in Dennis' workbook, the Input worksheet, in the cells |  | Inc PTDF cutoff unit | MESQUITW_1G
| X6:X30, or to the end of the selected list. |  | Inc 10% unit | L_HAYSEN1_2Y
|  |  | Inc max cumltv zone impact - cumltv zone share | 0.12867
Step 8 | Check to see that the number of generators in Dennis' file matches the length |  | Inc max cumltv zone impact - cumltv zone share pt | 368
| of the formulas in columns L:V (Distributed Slack - Dec) have been copied through to the apporpriate number of rows |  | Inc max cumltv zone impact - cumltv zone share unit | THW_5556
| If Dennis' sheet data is less than this file then clear any old unit data in columns A:K of this workbook to match the correct leng |  | West Zonal weighted AWGSF | 0.042794
| It is only necessary to match the Distributed Slack - Dec worksheet. |  | North Zonal weighted AWGSF | 0.010317
|  |  | Min of zone correlation | 0.0099629
Step 9 | Click the step 2 button |  | Bounary gen in North Zone | 0
| The last file saved will still be open, yopu will need to close this file. |  | Bounary gen in soucre zone as % of line | 0%
| This sheet willno longer be open. |  | Bounary gen in West Zone | 0
|  |  | Bounary gen in soucre zone as % of line | 0
|  |  | OL element line rating | 100
|  |  | West Zonal weighted AWGSF | 0.042794
|  | WN_043009automation.xls | North Zonal weighted AWGSF | 0.010317
Copy Dennis' data step 1
Copy Dennis' Data Step 2

## Distributed Slack - Dec
Number of Bus | Name of Bus | ID | Area Name of Gen | AGC | P Sensitivity of Bus | Gen MW | Min MW | Max MW | V Sensitivity of Bus | Set Volt | Tech Type | Zone Impact | Zone Correlation | Inc Max | Dec Max | Souce S.F. Weighting | Souce Capacity | Sink S.F. Weighting | Sink Capacity | PTDF Calc | PTDF Weighting | Cumulative Share of Zonal Cap | Cumulative Share of Zonal Impact | Cont_ TonkawawI_5 to GrahamSES OL_ SanAngelo to Menard(Shrew) |  | i_PTDF_DEC_pt | 102 |  | NAV6ST | Unit at max
60202 | FRNDDRCS | F | West | YES | 0.057664 | 0 | 0 | 0 | 0 | 0.9985 | AVR | 1 | 0.047347 | 0 | 0 | 0 | 0 |  |  | 0.047347 | 0 | 0 | 0 |  |  | i_10pctunit | 15 |  | 45 | # units @ max
60000 | DSKY2 | 1 | West | YES | 0.05178 | 19.1 | 0 | 76.5 |  | 1.039 | Wind | 1 | 0.041463 | 0 | 76.5 | 3.9612 | 76.5 |  |  | 0.041463 | 3.172 | 0.0070545 | 0.0087823 |  |  | # units | 645 |  | 0.030057 | delta max
60018 | DSKY1 | 1 | West | YES | 0.051293 | 21 | 0 | 84 | 0 | 1.023 | Wind | 1 | 0.040976 | 0 | 84 | 4.3086 | 84 |  |  | 0.040976 | 3.442 | 0.014801 | 0.018312 | [5 empty] | Delta
60017 | ORNNWP1 | 1 | West | YES | 0.050849 | 20 | 0 | 80 |  | 1.027 | Wind | 1 | 0.040532 | 0 | 80 | 4.0679 | 80 |  |  | 0.040532 | 3.2426 | 0.022178 | 0.02729 | Weighted Shift Factors |  |  |  | 1 | 0
38437 | TNSRBNMESA9 | 1 | West | YES | 0.049534 | 37.5 | 0 | 150 | 0 | 1.02 | Wind | 1 | 0.039217 | 0 | 150 | 7.4301 | 150 |  |  | 0.039217 | 5.8826 | 0.03601 | 0.043578 | West | 0.042794 |  |  | 2 | 0.0017278
38332 | TNWDWRDU2_8 | 1 | West | YES | 0.049487 | 20 | 0 | 80 | 0 | 1.0232 | Wind | 1 | 0.03917 | 0 | 80 | 3.959 | 80 |  |  | 0.03917 | 3.1336 | 0.043388 | 0.052254 | North | 0.010317 |  |  | 3 | 0.0035117
60016 | WOODWRD11A | 1 | West | YES | 0.049477 | 20 | 0 | 80 |  | 1.033 | Wind | 1 | 0.03916 | 0 | 80 | 3.9582 | 80 |  |  | 0.03916 | 3.1328 | 0.050765 | 0.060928 |  |  |  |  | 4 | 0.0051123
6016 | SWMESA | 1 | West | YES | 0.049454 | 18.8 | 0 | 75 |  | 1.03 | Wind | 1 | 0.039137 | 0 | 75 | 3.709 | 75 |  |  | 0.039137 | 2.9353 | 0.057681 | 0.069055 |  |  |  |  | 5 | 0.0075672
60003 | KING_NE1A | 1 | West | YES | 0.049454 | 20 | 0 | 80 |  | 1.03 | Wind | 1 | 0.039137 | 0 | 80 | 3.9563 | 80 |  |  | 0.039137 | 3.131 | 0.065058 | 0.077724 |  |  |  |  | 6 | 0.0088662
60005 | KING_SE1A | 1 | West | YES | 0.049454 | 10 | 0 | 40 |  | 1.035 | Wind | 1 | 0.039137 | 0 | 40 | 1.9782 | 40 |  |  | 0.039137 | 1.5655 | 0.068747 | 0.082058 |  |  |  |  | 7 | 0.010163
60201 | RIO DRCS | F | West | YES | 0.049332 | 0 | 0 | 0 | 0 | 1.025 | AVR | 1 | 0.039015 | 0 | 0 | 0 | 0 |  |  | 0.039015 | 0 | 0.068747 | 0.082058 |  |  |  |  | 8 | 0.011374
60007 | KING_SW1A | 1 | West | YES | 0.049241 | 20 | 0 | 80 |  | 1.03 | Wind | 1 | 0.038924 | 0 | 80 | 3.9393 | 80 |  |  | 0.038924 | 3.114 | 0.076124 | 0.09068 |  |  |  |  | 9 | 0.012665
60019 | KING_NW1A | 1 | West | YES | 0.049241 | 20 | 0 | 80 |  | 1.03 | Wind | 1 | 0.038924 | 0 | 80 | 3.9393 | 80 |  |  | 0.038924 | 3.114 | 0.083502 | 0.099302 |  |  |  |  | 10 | 0.013311
76091 | L_DIVIDE1_1N | W1 | West | YES | 0.04842 | 22.5 | 0 | 112.5 |  | 1.02 | Wind | 1 | 0.038103 | 0 | 112.5 | 5.4473 | 112.5 |  |  | 0.038103 | 4.2866 | 0.093876 | 0.11117 |  |  |  |  | 11 | 0.013311
76095 | L_CAPRSI1_1N | W1 | West | YES | 0.04842 | 29.9 | 0 | 149.5 | 0 | 1.02 | Wind | 1 | 0.038103 | 0 | 149.5 | 7.2388 | 149.5 |  |  | 0.038103 | 5.6965 | 0.10766 | 0.12694 |  |  |  |  | 12 | 0.014556
76096 | L_CAPRSI1_2N | W1 | West | YES | 0.04842 | 37.2 | 0 | 186 | 0 | 1.02 | Wind | 1 | 0.038103 | 0 | 186 | 9.0061 | 186 |  |  | 0.038103 | 7.0872 | 0.12481 | 0.14656 |  |  |  |  | 13 | 0.0158
76097 | L_CAPRGE1_1N | W1 | West | YES | 0.04842 | 42.9 | 0 | 214.5 | 0 | 1.02 | Wind | 1 | 0.038103 | 0 | 214.5 | 10.3861 | 214.5 |  |  | 0.038103 | 8.1732 | 0.14459 | 0.16919 |  |  |  |  | 14 | 0.017294
1349 | WESTXWIN_1G | 1 | West | YES | 0.047765 | 1.3 | 0 | 6.6 |  | 1.014 | Wind | 1 | 0.037448 | 0 | 6.6 | 0.31525 | 6.6 |  |  | 0.037448 | 0.24716 | 0.1452 | 0.16988 |  |  |  |  | 15 | 0.01928
1350 | NWPWRG1_1G | 1 | West | YES | 0.047765 | 6.9 | 1 | 34.3 |  | 1.014 | Wind | 1 | 0.037448 | 0 | 34.3 | 1.6383 | 34.3 |  |  | 0.037448 | 1.2845 | 0.14837 | 0.17343 |  |  |  |  | 16 | 0.02175
76031 | L_GASCCR1_1N | W1 | West | YES | 0.047483 | 30 | 0 | 150 | 0 | 1.02 | Wind | 1 | 0.037166 | 0 | 150 | 7.1224 | 150 |  |  | 0.037166 | 5.575 | 0.1622 | 0.18887 |  |  |  |  | 17 | 0.0246
60057 | CALLAHAN1A | 1 | West | YES | 0.046158 | 22.8 | 0 | 114 | 0 | 1.04 | Wind | 1 | 0.035841 | 0 | 114 | 5.262 | 114 |  |  | 0.035841 | 4.0859 | 0.17271 | 0.20018 |  |  |  |  | 18 | 0.024675
1320 | BSP 1 | 1 | West | YES | 0.044723 | 25.5 | 2.9 | 25.8 | 0 | 1 | Cogen | 1 | 0.034406 | 0 | 0 | 0 | 0 |  |  | 0.034406 | 0 | 0.17271 | 0.20018 |  |  |  |  | 19 | 0.025069
1002 | PBCTAGE_1G | A | West | YES | 0.044375 | 64 | 64 | 66 | 0 | 1.036 | GGT | 1 | 0.034058 | 66 | 66 | 2.9287 | 66 |  |  | 0.034058 | 2.2479 | 0.1788 | 0.20641 |  |  |  |  | 20 | 0.026672
1003 | PBCTBGE_2G | B | West | YES | 0.044375 | 65 | 65 | 66 | 0 | 1.036 | GGT | 1 | 0.034058 | 66 | 66 | 2.9287 | 66 |  |  | 0.034058 | 2.2479 | 0.18488 | 0.21263 |  |  |  |  | 21 | 0.027472
1004 | PBCTCGE_3G | C | West | YES | 0.044375 | 62 | 62 | 67 | 0 | 1.036 | GGT | 1 | 0.034058 | 67 | 67 | 2.9731 | 67 |  |  | 0.034058 | 2.2819 | 0.19106 | 0.21895 |  |  |  |  | 22 | 0.027472
1005 | PBCTDGE_4G | D | West | YES | 0.044375 | 65 | 65 | 68 | 0 | 1.036 | GGT | 1 | 0.034058 | 68 | 68 | 3.0175 | 68 |  |  | 0.034058 | 2.316 | 0.19733 | 0.22536 |  |  |  |  | 23 | 0.027609
1006 | PBCTEGE_5G | E | West | YES | 0.044375 | 65 | 65 | 67 | 0 | 1.036 | GGT | 1 | 0.034058 | 67 | 67 | 2.9731 | 67 |  |  | 0.034058 | 2.2819 | 0.20351 | 0.23168 |  |  |  |  | 24 | 0.027747
1007 | PB5GEN_6G | 5 | West | YES | 0.044375 | 91.2 | 40 | 114 | 0 | 1.036 | GST | 1 | 0.034058 | 114 | 114 | 5.0587 | 114 |  |  | 0.034058 | 3.8827 | 0.21402 | 0.24243 |  |  |  |  | 25 | 0.027886
1008 | PB6GEN_7G | 6 | West | YES | 0.044375 | 515 | 130 | 515 | 0 | 1.036 | GST | 1 | 0.034058 | 515 | 515 | 22.8531 | 515 |  |  | 0.034058 | 17.5401 | 0.26152 | 0.29099 |  |  |  |  | 26 | 0.028028
7038 | L_DELAWA1_1Y | 1 | West | YES | 0.044316 | 3.5 | 0 | 35 | 0 | 1 | Wind | 1 | 0.033999 | 0 | 35 | 1.5511 | 35 |  |  | 0.033999 | 1.19 | 0.26474 | 0.29429 |  |  |  |  | 27 | 0.028168
7038 | L_DELAWA1_1Y | 2 | West | YES | 0.044316 | 3 | 0 | 30 | 0 | 1 | Wind | 1 | 0.033999 | 0 | 30 | 1.3295 | 30 |  |  | 0.033999 | 1.02 | 0.26751 | 0.29711 |  |  |  |  | 28 | 0.028405
11147 | NOTREES_1G | 1 | West | YES | 0.044201 | 29.8 | 0 | 149 | 0 | 1.017 | Wind | 1 | 0.033884 | 0 | 149 | 6.5859 | 149 |  |  | 0.033884 | 5.0488 | 0.28125 | 0.31109 |  |  |  |  | 29 | 0.029478
1326 | STANTONW_8 | 1 | West | YES | 0.043773 | 20.1 | 0 | 100.5 |  | 1.01 | Wind | 1 | 0.033456 | 0 | 100.5 | 4.3992 | 100.5 |  |  | 0.033456 | 3.3624 | 0.29052 | 0.3204 |  |  |  |  | 30 | 0.029545
11020 | TIEHVSG_1G | 1 | West | YES | 0.043668 | 208.2 | 63 | 208.2 | 0 | 1.012 | CC | 1 | 0.033351 | 208.2 | 208.2 | 9.0917 | 208.2 |  |  | 0.033351 | 6.9438 | 0.30972 | 0.33963 |  |  |  |  | 31 | 0.029602
11021 | TIEHVCG_1G | 1 | West | YES | 0.043668 | 142.1 | 103 | 142.1 | 0 | 1.012 | CC | 1 | 0.033351 | 142.1 | 142.1 | 6.2052 | 142.1 |  |  | 0.033351 | 4.7392 | 0.32282 | 0.35275 |  |  |  |  | 32 | 0.029841
11022 | TIEHVCG_2G | 1 | West | YES | 0.043668 | 132.4 | 103 | 132.4 | 0 | 1.012 | CC | 1 | 0.033351 | 132.4 | 132.4 | 5.7816 | 132.4 |  |  | 0.033351 | 4.4157 | 0.33503 | 0.36497 |  |  |  |  | 33 | 0.029883
11023 | TIEHVCG_3G | 1 | West | YES | 0.043668 | 137.4 | 103 | 137.4 | 0 | 1.012 | CC | 1 | 0.033351 | 137.4 | 137.4 | 6 | 137.4 |  |  | 0.033351 | 4.5825 | 0.3477 | 0.37766 |  |  |  |  | 34 | 0.029909
11024 | TIEHVCG_4G | 1 | West | YES | 0.043668 | 147 | 103 | 147 | 0 | 1.012 | CC | 1 | 0.033351 | 147 | 147 | 6.4192 | 147 |  |  | 0.033351 | 4.9027 | 0.36126 | 0.39124 |  |  |  |  | 35 | 0.029927
11025 | TIEHVSG_2G | 1 | West | YES | 0.043668 | 213.2 | 63 | 213.2 | 0 | 1.012 | CC | 1 | 0.033351 | 213.2 | 213.2 | 9.31 | 213.2 |  |  | 0.033351 | 7.1105 | 0.38092 | 0.41092 |  |  |  |  | 36 | 0.029943
11001 | NAV1CT | 1 | West | YES | 0.043659 | 70.4 | 18 | 70.4 | 0 | 1.029 | CC | 1 | 0.033342 | 70.4 | 70.4 | 3.0736 | 70.4 |  |  | 0.033342 | 2.3473 | 0.38741 | 0.41742 |  |  |  |  | 37 | 0.02996
11009 | NAV2CT | 1 | West | YES | 0.043659 | 71.4 | 18 | 71.4 | 0 | 1.029 | CC | 1 | 0.033342 | 71.4 | 71.4 | 3.1173 | 71.4 |  |  | 0.033342 | 2.3806 | 0.39399 | 0.42401 |  |  |  |  | 38 | 0.029979
11011 | NAV3ST | 1 | West | YES | 0.043659 | 92.8 | 40 | 92.8 | 0 | 1.029 | CC | 1 | 0.033342 | 92.8 | 92.8 | 4.0516 | 92.8 |  |  | 0.033342 | 3.0942 | 0.40255 | 0.43258 |  |  |  |  | 39 | 0.030005
11012 | NAV4CT | 1 | West | YES | 0.043659 | 80 | 18 | 80 | 0 | 1.029 | CC | 1 | 0.033342 | 80 | 80 | 3.4927 | 80 |  |  | 0.033342 | 2.6674 | 0.40993 | 0.43997 |  |  |  |  | 40 | 0.030013
11013 | NAV5CT | 1 | West | YES | 0.043659 | 80 | 18 | 80 | 0 | 1.029 | CC | 1 | 0.033342 | 80 | 80 | 3.4927 | 80 |  |  | 0.033342 | 2.6674 | 0.41731 | 0.44735 |  |  |  |  | 41 | 0.03002
11014 | NAV6ST | 1 | West | YES | 0.043659 | 115 | 40 | 115 | 0 | 1.029 | CC | 1 | 0.033342 | 115 | 115 | 5.0208 | 115 |  |  | 0.033342 | 3.8344 | 0.42791 | 0.45797 |  |  |  |  | 42 | 0.030029
1328 | OCOTILLO_1G | 1 | West | YES | 0.043622 | 11.6 | 0 | 58 |  | 1.01 | Wind | 1 | 0.033305 | 0 | 58 | 2.5301 | 58 |  |  | 0.033305 | 1.9317 | 0.43326 | 0.46332 |  |  |  |  | 43 | 0.030037
1333 | MCDDONAL_8 | 1 | West | YES | 0.043476 | 42.8 | 0 | 214.2 |  | 1.01 | Wind | 1 | 0.033159 | 0 | 214.2 | 9.3126 | 214.2 |  |  | 0.033159 | 7.1028 | 0.45301 | 0.48298 |  |  |  |  | 44 | 0.030045
1327 | WILDHRSE_1G | 1 | West | YES | 0.043312 | 0 | 0 | 120 |  | 1 | Wind | 1 | 0.032995 | 0 | 120 | 5.1974 | 120 |  |  | 0.032995 | 3.9595 | 0.46408 | 0.49394 |  |  |  |  | 45 | 0.030057
1360 | GUNSIGHT_8 | 1 | West | YES | 0.043244 | 0 | 0 | 120 |  | 1.01 | Wind | 1 | 0.032927 | 0 | 120 | 5.1893 | 120 |  |  | 0.032927 | 3.9513 | 0.47514 | 0.50488 |  |  |  |  | 46 | 0.030056
1045 | CALENG1G_1G | 1 | West | YES | 0.043034 | 73.4 | 27 | 73.4 | 0 | 1.014 | Cogen | 1 | 0.032717 | 0 | 0 | 0 | 0 |  |  | 0.032717 | 0 | 0.47514 | 0.50488 |  |  |  |  | 47 | 0.029969
1046 | CALENG2G_2G | 2 | West | YES | 0.043034 | 73.4 | 27 | 73.4 | 0 | 1.014 | Cogen | 1 | 0.032717 | 0 | 0 | 0 | 0 |  |  | 0.032717 | 0 | 0.47514 | 0.50488 |  |  |  |  | 48 | 0.029866
1047 | CALENG3G_3G | 3 | West | YES | 0.043034 | 70.4 | 27 | 70.4 | 0 | 1.014 | Cogen | 1 | 0.032717 | 0 | 0 | 0 | 0 |  |  | 0.032717 | 0 | 0.47514 | 0.50488 |  |  |  |  | 49 | 0.02974
1058 | LONGSHORE_5 | 1 | West | YES | 0.042883 | 30 | 0 | 150 |  | 1.01 | Wind | 1 | 0.032566 | 0 | 150 | 6.4325 | 150 |  |  | 0.032566 | 4.885 | 0.48898 | 0.51841 |  |  |  |  | 50 | 0.02974
1058 | LONGSHORE_5 | 2 | West | YES | 0.042883 | 44 | 0 | 220 |  | 1.01 | Wind | 1 | 0.032566 | 0 | 220 | 9.4343 | 220 |  |  | 0.032566 | 7.1646 | 0.50926 | 0.53825 |  |  |  |  | 51 | 0.02974
11065 | ELBOWCK_1G | 1 | West | YES | 0.042883 | 23.4 | 0 | 121.9 | 0 | 1 | Wind | 1 | 0.032566 | 0 | 121.9 | 5.2274 | 121.9 |  |  | 0.032566 | 3.9698 | 0.5205 | 0.54924 |  |  |  |  | 52 | 0.02974
60058 | BUFF_GAP1A | 1 | West | YES | 0.042785 | 24 | 0 | 120 |  | 1 | Wind | 1 | 0.032468 | 0 | 120 | 5.1342 | 120 |  |  | 0.032468 | 3.8962 | 0.53157 | 0.56002 |  |  |  |  | 53 | 0.029433
60060 | CIRELLO | 1 | West | YES | 0.042785 | 46.6 | 0 | 233 | 0 | 1 | Wind | 1 | 0.032468 | 0 | 233 | 9.9689 | 233 |  |  | 0.032468 | 7.5651 | 0.55306 | 0.58097 |  |  |  |  | 54 | 0.028982
60063 | BUFF_GAP1B | 1 | West | YES | 0.042785 | 34 | 0 | 170.2 | 0 | 1.02 | Wind | 1 | 0.032468 | 0 | 170.2 | 7.282 | 170.2 |  |  | 0.032468 | 5.5261 | 0.56875 | 0.59627 |  |  |  |  | 55 | 0.028733
60066 | H_HOLLOW1A | 1 | West | YES | 0.042785 | 44.4 | 0 | 222 | 0 | 1.005 | Wind | 1 | 0.032468 | 0 | 222 | 9.4983 | 222 |  |  | 0.032468 | 7.208 | 0.58922 | 0.61623 |  |  |  |  | 56 | 0.028454
60068 | HHOLLOW21A | 1 | West | YES | 0.042785 | 36.8 | 0 | 184 | 0 | 1.025 | Wind | 1 | 0.032468 | 0 | 184 | 7.8724 | 184 |  |  | 0.032468 | 5.9742 | 0.60619 | 0.63277 |  |  |  |  | 57 | 0.027914
60070 | HHOLLOW31A | 1 | West | YES | 0.042785 | 44.8 | 0 | 224 | 0 | 1.025 | Wind | 1 | 0.032468 | 0 | 224 | 9.5838 | 224 |  |  | 0.032468 | 7.2729 | 0.62685 | 0.65291 |  |  |  |  | 58 | 0.027519
60072 | HHOLLOW41A | 1 | West | YES | 0.042785 | 23 | 0 | 115 | 0 | 1.025 | Wind | 1 | 0.032468 | 0 | 115 | 4.9203 | 115 |  |  | 0.032468 | 3.7339 | 0.63745 | 0.66324 |  |  |  |  | 59 | 0.027004
11056 | ROSCOE_1G | 1 | West | YES | 0.042675 | 41.8 | 0 | 209 |  | 1 | Wind | 1 | 0.032358 | 0 | 209 | 8.9191 | 209 |  |  | 0.032358 | 6.7629 | 0.65673 | 0.68197 |  |  |  |  | 60 | 0.026577
11057 | CHAMPION_1G | 1 | West | YES | 0.042675 | 25.3 | 0 | 126.5 |  | 1 | Wind | 1 | 0.032358 | 0 | 126.5 | 5.3984 | 126.5 |  |  | 0.032358 | 4.0933 | 0.66839 | 0.6933 |  |  |  |  | 61 | 0.026058
11058 | PYRON_1G | 1 | West | YES | 0.042675 | 49.8 | 0 | 249 |  | 1 | Wind | 1 | 0.032358 | 0 | 249 | 10.6261 | 249 |  |  | 0.032358 | 8.0572 | 0.69135 | 0.71561 |  |  |  |  | 62 | 0.025791
11059 | INADALE_1G | 1 | West | YES | 0.042675 | 39.4 | 0 | 197 |  | 1 | Wind | 1 | 0.032358 | 0 | 197 | 8.407 | 197 |  |  | 0.032358 | 6.3746 | 0.70952 | 0.73326 |  |  |  |  | 63 | 0.025243
11320 | COYOTE_1G | 1 | West | YES | 0.042531 | 22.5 | 0 | 225 |  | 1 | Wind | 1 | 0.032214 | 0 | 225 | 9.5695 | 225 |  |  | 0.032214 | 7.2482 | 0.73027 | 0.75333 |  |  |  |  | 64 | 0.024911
1037 | MORGAN5G_5G | 5 | West | YES | 0.042465 | 109.6 | 40 | 137 | 0 | 1.029 | GST | 1 | 0.032148 | 137 | 137 | 5.8177 | 137 |  |  | 0.032148 | 4.4043 | 0.7429 | 0.76552 |  |  |  |  | 65 | 0.024257
1039 | MRGNAG_1G | A | West | YES | 0.042465 | 69 | 69 | 69 | 0 | 1.029 | GGT | 1 | 0.032148 | 69 | 69 | 2.9301 | 69 |  |  | 0.032148 | 2.2182 | 0.74926 | 0.77166 |  |  |  |  | 66 | 0.02374
1040 | MRGNBG_2G | B | West | YES | 0.042465 | 70 | 70 | 71 | 0 | 1.029 | GGT | 1 | 0.032148 | 71 | 71 | 3.015 | 71 |  |  | 0.032148 | 2.2825 | 0.75581 | 0.77798 |  |  |  |  | 67 | 0.02306
1041 | MRGNCG_3G | C | West | YES | 0.042465 | 69 | 69 | 70 | 0 | 1.029 | GGT | 1 | 0.032148 | 70 | 70 | 2.9726 | 70 |  |  | 0.032148 | 2.2504 | 0.76227 | 0.78421 |  |  |  |  | 68 | 0.022621
1042 | MRGNDG_4G | D | West | YES | 0.042465 | 68 | 68 | 68 | 0 | 1.029 | GGT | 1 | 0.032148 | 68 | 68 | 2.8876 | 68 |  |  | 0.032148 | 2.1861 | 0.76854 | 0.79027 |  |  |  |  | 69 | 0.0224
1043 | MRGNEG_5G | E | West | YES | 0.042465 | 68 | 68 | 70 | 0 | 1.029 | GGT | 1 | 0.032148 | 70 | 70 | 2.9726 | 70 |  |  | 0.032148 | 2.2504 | 0.77499 | 0.7965 |  |  |  |  | 70 | 0.022172
1044 | MRGNFG_6G | F | West | YES | 0.042465 | 66 | 66 | 66 | 0 | 1.029 | GGT | 1 | 0.032148 | 66 | 66 | 2.8027 | 66 |  |  | 0.032148 | 2.1218 | 0.78108 | 0.80237 |  |  |  |  | 71 | 0.021948
11309 | BULLCREK_2G | 1 | West | YES | 0.042449 | 20.9 | 0 | 180 |  | 1 | Wind | 1 | 0.032132 | 0 | 180 | 7.6408 | 180 |  |  | 0.032132 | 5.7838 | 0.79768 | 0.81839 |  |  |  |  | 72 | 0.02173
11310 | BULLCREK_1G | 1 | West | YES | 0.042449 | 15.1 | 0 | 180 |  | 1 | Wind | 1 | 0.032132 | 0 | 180 | 7.6408 | 180 |  |  | 0.032132 | 5.7838 | 0.81428 | 0.8344 |  |  |  |  | 73 | 0.021505
6637 | SNYDERW1A | 1 | West | YES | 0.041947 | 12.6 | 0 | 63 | 0 | 1.025 | Wind | 1 | 0.03163 | 0 | 63 | 2.6427 | 63 |  |  | 0.03163 | 1.9927 | 0.82009 | 0.83992 |  |  |  |  | 74 | 0.021294
1068 | SCURRYCW_1G | 1 | West | YES | 0.041752 | 28.2 | 1.3 | 141 | 0 | 1.0217 | Wind | 1 | 0.031435 | 0 | 141 | 5.887 | 141 |  |  | 0.031435 | 4.4324 | 0.83309 | 0.85219 |  |  |  |  | 75 | 0.020709
1073 | SCURRYCW_2G | 2 | West | YES | 0.041752 | 24 | 0 | 120 | 0 | 1.0217 | Wind | 1 | 0.031435 | 0 | 120 | 5.0102 | 120 |  |  | 0.031435 | 3.7723 | 0.84415 | 0.86263 |  |  |  |  | 76 | 0.020124
1061 | CIELOGEN_1G | 1 | West | YES | 0.041731 | 19.8 | 0 | 99 |  | 1 | Wind | 1 | 0.031414 | 0 | 99 | 4.1314 | 99 |  |  | 0.031414 | 3.11 | 0.85328 | 0.87125 |  |  |  |  | 77 | 0.019832
1062 | CIELOGEN_2G | 1 | West | YES | 0.041731 | 12.2 | 0 | 61 |  | 1 | Wind | 1 | 0.031414 | 0 | 61 | 2.5456 | 61 |  |  | 0.031414 | 1.9163 | 0.85891 | 0.87655 |  |  |  |  | 78 | 0.019101
1069 | KINDERMG_1G | 1 | West | YES | 0.041731 | 25 | 5 | 25 | 0 | 1.017 | Cogen | 1 | 0.031414 | 0 | 0 | 0 | 0 |  |  | 0.031414 | 0 | 0.85891 | 0.87655 |  |  |  |  | 79 | 0.01848
1070 | KINDERMG_2G | 1 | West | YES | 0.041731 | 45.7 | 12 | 45.7 | 0 | 1.017 | Cogen | 1 | 0.031414 | 0 | 0 | 0 | 0 |  |  | 0.031414 | 0 | 0.85891 | 0.87655 |  |  |  |  | 80 | 0.017961
1071 | KINDERMG_3G | 1 | West | YES | 0.041731 | 45.7 | 12 | 45.7 | 0 | 1.017 | Cogen | 1 | 0.031414 | 0 | 0 | 0 | 0 |  |  | 0.031414 | 0 | 0.85891 | 0.87655 |  |  |  |  | 81 | 0.017642
36998 | RDCNYNG1 | 1 | West | YES | 0.041181 | 16.8 | 0 | 84 |  | 1.01 | Wind | 1 | 0.030864 | 0 | 84 | 3.4592 | 84 |  |  | 0.030864 | 2.5926 | 0.86666 | 0.88373 |  |  |  |  | 82 | 0.017642
71051 | L_BITTCR1_1N | W1 | West | YES | 0.040094 | 7.5 | 0 | 37.5 |  | 1.02 | Wind | 1 | 0.029777 | 0 | 37.5 | 1.5035 | 37.5 |  |  | 0.029777 | 1.1167 | 0.87011 | 0.88682 |  |  |  |  | 83 | 0.017642
71054 | L_SWEETW1_1N | W1 | West | YES | 0.040094 | 21.5 | 0 | 107.5 |  | 1.02 | Wind | 1 | 0.029777 | 0 | 107.5 | 4.3101 | 107.5 |  |  | 0.029777 | 3.2011 | 0.88003 | 0.89568 |  |  |  |  | 84 | 0.017642
71057 | L_SWEETW1_2N | W1 | West | YES | 0.040094 | 27 | 0 | 135 |  | 1.02 | Wind | 1 | 0.029777 | 0 | 135 | 5.4127 | 135 |  |  | 0.029777 | 4.02 | 0.89248 | 0.90681 |  |  |  |  | 85 | 0.017074
71059 | L_SWEETW1_3N | W1 | West | YES | 0.040094 | 23.8 | 0 | 119 | 0 | 1.02 | Wind | 1 | 0.029777 | 0 | 119 | 4.7712 | 119 |  |  | 0.029777 | 3.5435 | 0.90345 | 0.91663 |  |  |  |  | 86 | 0.016707
71060 | L_SWEETW1_4N | W1 | West | YES | 0.040094 | 21 | 0 | 105 | 0 | 1.02 | Wind | 1 | 0.029777 | 0 | 105 | 4.2099 | 105 |  |  | 0.029777 | 3.1266 | 0.91313 | 0.92528 |  |  |  |  | 87 | 0.015657
71061 | L_SWEETW1_5N | W1 | West | YES | 0.040094 | 16.1 | 0 | 80.5 | 0 | 1.02 | Wind | 1 | 0.029777 | 0 | 80.5 | 3.2276 | 80.5 |  |  | 0.029777 | 2.3971 | 0.92056 | 0.93192 |  |  |  |  | 88 | 0.014338
1343 | TRENTIPP_8 | 1 | West | YES | 0.039951 | 30 | 0 | 150 |  | 1.014 | Wind | 1 | 0.029634 | 0 | 150 | 5.9927 | 150 |  |  | 0.029634 | 4.4452 | 0.93439 | 0.94423 |  |  |  |  | 89 | 0.013175
1354 | AEPWIND_8 | 1 | West | YES | 0.039951 | 20.2 | 0 | 101 |  | 1 | Wind | 1 | 0.029634 | 0 | 101 | 4.0351 | 101 |  |  | 0.029634 | 2.9931 | 0.9437 | 0.95251 |  |  |  |  | 90 | 0.01215
1416 | SWETWATR_1G | 1 | West | YES | 0.038821 | 30 | 18 | 30 | 0 | 1.026 | CC | 1 | 0.028504 | 30 | 30 | 1.1646 | 30 |  |  | 0.028504 | 0.85513 | 0.94647 | 0.95488 |  |  |  |  | 91 | 0.011363
1417 | SWETWATR_2G | 2 | West | YES | 0.038821 | 72 | 36 | 72 | 0 | 1.026 | CC | 1 | 0.028504 | 72 | 72 | 2.7951 | 72 |  |  | 0.028504 | 2.0523 | 0.95311 | 0.96056 |  |  |  |  | 92 | 0.0098382
1418 | SWETWATR_3G | 3 | West | YES | 0.038821 | 68 | 36 | 68 | 0 | 1.026 | CC | 1 | 0.028504 | 68 | 68 | 2.6398 | 68 |  |  | 0.028504 | 1.9383 | 0.95938 | 0.96593 |  |  |  |  | 93 | 0.0088114
1419 | SWETWATR_4G | 4 | West | YES | 0.038821 | 61 | 36 | 61 | 0 | 1.026 | CC | 1 | 0.028504 | 61 | 61 | 2.3681 | 61 |  |  | 0.028504 | 1.7388 | 0.965 | 0.97074 |  |  |  |  | 94 | 0.0084125
6144 | MCADOO1A | 1 | West | YES | 0.038767 | 15 | 0 | 150 | 0 | 1.025 | Wind | 1 | 0.02845 | 0 | 150 | 5.8151 | 150 |  |  | 0.02845 | 4.2676 | 0.97884 | 0.98256 |  |  |  |  | 95 | 0.0074553
6407 | TURKTRAK1A | 1 | West | YES | 0.038392 | 33.9 | 0 | 169.5 | 0 | 1.025 | Wind | 1 | 0.028075 | 0 | 169.5 | 6.5074 | 169.5 |  |  | 0.028075 | 4.7588 | 0.99447 | 0.99574 |  |  |  |  | 96 | 0.0065513
60081 | WHRLWIND1A | 1 | West | YES | 0.035985 | 12 | 0 | 60 | 0 | 1.03 | Wind | 1 | 0.025668 | 0 | 60 | 2.1591 | 60 |  |  | 0.025668 | 1.5401 | 1 | 1 |  |  |  |  | 97 | 0.0057403
6100 | OKLA7A | EQ | West | YES | 0.02896 | 50 | -220 | 220 | 0 | 1.035 | DCTie | 1 | 0.018643 | 0 | 0 | 0 | 0 |  |  | 0.018643 | 0 | 1 | 1 |  |  |  |  | 98 | 0.0037236
6752 | OKLA0A | 1 | West | YES | 0.02896 | 649.7 | 175 | 649.7 | 0 | 1.035 | LIGCO | 1 | 0.018643 | 0 | 649.7 | 18.8153 | 649.7 |  |  | 0.018643 | 12.1126 | 1.0599 | 1.0335 |  |  |  |  | 99 | 0.0012688
1437 | MESQUITW_1G | 1 | North | YES | 0.032831 | 40 | 0 | 400 | 0 | 1.023 | Wind | -1 | 0.0099629 | 0 | 400 |  |  | 0 | 0 | -0.0099629 | 0 | [6 empty] | 100 | 0
1438 | MESQUITW_2G | 1 | North | YES | 0.03282 | 23.6 | 0 | 236 |  | 1.017 | Wind | -1 | 0.0099739 | 0 | 236 |  |  | 0 | 0 | -0.0099739 | 0 | [6 empty] | 101 | 0
1442 | COKFIELD_5 | 1 | North | YES | 0.030555 | 16.5 | 0 | 165 |  | 1.029 | Wind | -1 | 0.012239 | 0 | 165 |  |  | 0 | 0 | -0.012239 | 0 | [6 empty] | 102 | -0.026376
1433 | GRHAMSES_1G | 1 | North | YES | 0.023826 | 242 | 60 | 242 | 0 | 1.038 | GST | -1 | 0.018968 | 242 | 242 |  |  | 5.7659 | 242 | -0.018968 | -4.5902 | [6 empty] | 103 | 0
1479 | WFCOGEN_1G | 1 | North | YES | 0.023478 | 16 | 12 | 20 | 0 | 1 | Cogen | -1 | 0.019316 | 0 | 0 |  |  | 0 | 0 | -0.019316 | 0 | [6 empty] | 104 | 0
1479 | WFCOGEN_1G | 2 | North | YES | 0.023478 | 16 | 12 | 20 | 0 | 1 | Cogen | -1 | 0.019316 | 0 | 0 |  |  | 0 | 0 | -0.019316 | 0 | [6 empty] | 105 | 0
1482 | WFCOGEN_2G | 2 | North | YES | 0.023478 | 13.6 | 12 | 17 | 0 | 1 | Cogen | -1 | 0.019316 | 0 | 0 |  |  | 0 | 0 | -0.019316 | 0 | [6 empty] | 106 | 0
1482 | WFCOGEN_2G | 1 | North | YES | 0.023478 | 16 | 12 | 20 | 0 | 1 | Cogen | -1 | 0.019316 | 0 | 0 |  |  | 0 | 0 | -0.019316 | 0 | [6 empty] | 107 | 0
1432 | GRHAMSES_2G | 2 | North | YES | 0.023383 | 294.9 | 90 | 366 | 0 | 1.014 | GST | -1 | 0.019411 | 366 | 366 |  |  | 8.5582 | 366 | -0.019411 | -7.1044 | [6 empty] | 108 | 0
1643 | SLSTR1PP_1G | 1 | North | YES | 0.020191 | 6 | 0 | 60 | 0 | 1.022 | Wind | -1 | 0.022603 | 0 | 60 |  |  | 0 | 0 | -0.022603 | 0 | [6 empty] | 109 | 0
1600 | BARTNWND_1G | 1 | North | YES | 0.020035 | 12 | 0 | 120 | 0 | 1.022 | Wind | -1 | 0.022759 | 0 | 120 |  |  | 0 | 0 | -0.022759 | 0 | [6 empty] | 110 | 0
344 | MRSSHPRD | 1 | North | YES | 0.019925 | 0 | 0 | 12 |  | 1.03 | Hydro | -1 | 0.022869 | 0 | 0 |  |  | 0 | 0 | -0.022869 | 0 | [6 empty] | 111 | 0
345 | MRSSHPRD01 | 2 | North | YES | 0.019925 | 0 | 0 | 12 |  | 1.03 | Hydro | -1 | 0.022869 | 0 | 0 |  |  | 0 | 0 | -0.022869 | 0 | [6 empty] | 112 | 0
1453 | WCPWRCO_1G | 1 | North | YES | 0.018491 | 204 | 50 | 204 | 0 | 1.02 | CC | -1 | 0.024303 | 204 | 204 |  |  | 3.7722 | 204 | -0.024303 | -4.9578 | [6 empty] | 113 | 0
1454 | WCPWRCO_2G | 2 | North | YES | 0.018491 | 204 | 50 | 204 | 0 | 1.02 | CC | -1 | 0.024303 | 204 | 204 |  |  | 3.7722 | 204 | -0.024303 | -4.9578 | [6 empty] | 114 | 0
1455 | WCPWRCO_3G | 3 | North | YES | 0.018491 | 242 | 50 | 242 |  | 1.02 | CC | -1 | 0.024303 | 242 | 242 |  |  | 4.4748 | 242 | -0.024303 | -5.8813 | [6 empty] | 115 | 0
332 | RWMILLER01 | 1 | North | YES | 0.016529 | 58.4 | 18.5 | 73 | 0 | 1.04 | GST | -1 | 0.026265 | 73 | 73 |  |  | 1.2066 | 73 | -0.026265 | -1.9173 | [6 empty] | 116 | 0
333 | RWMILLER02 | 2 | North | YES | 0.016529 | 95.2 | 37 | 119 | 0 | 1.04 | GST | -1 | 0.026265 | 119 | 119 |  |  | 1.967 | 119 | -0.026265 | -3.1255 | [6 empty] | 117 | 0
334 | RWMILLER03 | 3 | North | YES | 0.016529 | 166.4 | 65 | 208 | 0 | 1.04 | GST | -1 | 0.026265 | 208 | 208 |  |  | 3.438 | 208 | -0.026265 | -5.4631 | [6 empty] | 118 | 0
335 | RWMILLER04 | 4 | North | YES | 0.016529 | 81.6 | 0 | 102 | 0 | 1.04 | GST | -1 | 0.026265 | 102 | 102 |  |  | 1.686 | 102 | -0.026265 | -2.679 | [6 empty] | 119 | 0
336 | RWMILLER05 | 5 | North | YES | 0.016529 | 80.8 | 0 | 101 | 0 | 1.04 | GST | -1 | 0.026265 | 101 | 101 |  |  | 1.6694 | 101 | -0.026265 | -2.6528 | [6 empty] | 120 | 0
580 | JCKCNTY801 | 1 | North | YES | 0.016149 | 288 | 0 | 288 | 0 | 1.022 | CC | -1 | 0.026645 | 288 | 288 |  |  | 4.6509 | 288 | -0.026645 | -7.6737 | [6 empty] | 121 | 0
581 | JCKCNTY802 | 2 | North | YES | 0.016149 | 147 | 0 | 147 | 0 | 1.022 | CC | -1 | 0.026645 | 147 | 147 |  |  | 2.3739 | 147 | -0.026645 | -3.9168 | [6 empty] | 122 | 0
582 | JCKCNTY803 | 3 | North | YES | 0.016149 | 147 | 0 | 147 | 0 | 1.022 | CC | -1 | 0.026645 | 147 | 147 |  |  | 2.3739 | 147 | -0.026645 | -3.9168 | [6 empty] | 123 | 0
503 | NTHTEXAS01 | 1 | North | YES | 0.01613 | 0 | 5 | 18 |  | 1.015 | GST | -1 | 0.026664 | 18 | 18 |  |  | 0.29034 | 18 | -0.026664 | -0.47995 | [6 empty] | 124 | 0
504 | NTHTEXAS02 | 2 | North | YES | 0.01613 | 14.4 | 5 | 18 |  | 1.015 | GST | -1 | 0.026664 | 18 | 18 |  |  | 0.29034 | 18 | -0.026664 | -0.47995 | [6 empty] | 125 | 0
505 | NTHTEXAS03 | 3 | North | YES | 0.01613 | 30.4 | 15 | 38 |  | 1.015 | GST | -1 | 0.026664 | 38 | 38 |  |  | 0.61294 | 38 | -0.026664 | -1.0132 | [6 empty] | 126 | 0
728 | WOLFRIDGE801 | 1 | North | YES | 0.015235 | 11.2 | 0 | 112.5 | 0 | 0.99 | Wind | -1 | 0.027559 | 0 | 112.5 |  |  | 0 | 0 | -0.027559 | 0 | [6 empty] | 127 | 0
1898 | COMCHEPK_1G | 1 | North | YES | 0.015203 | 1217 | 1150 | 1217 | 0 | 1.032 | Nuc | -1 | 0.027591 | 0 | 0 |  |  | 0 | 0 | -0.027591 | 0 | [6 empty] | 128 | 0
1899 | COMCHEPK_2G | 2 | North | YES | 0.015203 | 1159 | 1128 | 1159 | 0 | 1.032 | Nuc | -1 | 0.027591 | 0 | 0 |  |  | 0 | 0 | -0.027591 | 0 | [6 empty] | 129 | 0
1877 | WLFHOLW_1G | 1 | North | YES | 0.014767 | 217.3 | 89.2 | 217.3 | 0 | 1.032 | CC | -1 | 0.028027 | 217.3 | 217.3 |  |  | 3.2089 | 217.3 | -0.028027 | -6.0903 | [6 empty] | 130 | 0
1878 | WLFHOLW_2G | 2 | North | YES | 0.014767 | 215.7 | 105 | 215.7 | 0 | 1.032 | CC | -1 | 0.028027 | 215.7 | 215.7 |  |  | 3.1852 | 215.7 | -0.028027 | -6.0454 | [6 empty] | 131 | 0
1879 | WLFHOLW_3G | 3 | North | YES | 0.014767 | 272.4 | 89.2 | 272.4 | 0 | 1.032 | CC | -1 | 0.028027 | 272.4 | 272.4 |  |  | 4.0225 | 272.4 | -0.028027 | -7.6345 | [6 empty] | 132 | 0
1889 | DECRDOVA_1G | 1 | North | YES | 0.014428 | 779 | 255 | 779 | 0 | 1.02 | GSC | -1 | 0.028366 | 779 | 779 |  |  | 11.2394 | 779 | -0.028366 | -22.0971 | [6 empty] | 133 | 0
1861 | EAGLEMNT_1G | MB | North | YES | 0.014274 | 0 | 30 | 112 |  | 1.022 | GST | -1 | 0.02852 | 0 | 0 |  |  | 0 | 0 | -0.02852 | 0 | [6 empty] | 134 | 0
1862 | EAGLEMNT_2G | MB | North | YES | 0.014274 | 0 | 40 | 100 |  | 1.022 | GST | -1 | 0.02852 | 0 | 0 |  |  | 0 | 0 | -0.02852 | 0 | [6 empty] | 135 | 0
1863 | EAGLEMNT_3G | MB | North | YES | 0.014274 | 0 | 50 | 378 |  | 1.022 | GST | -1 | 0.02852 | 0 | 0 |  |  | 0 | 0 | -0.02852 | 0 | [6 empty] | 136 | 0
1892 | DECRDOVA_2G | A | North | YES | 0.014064 | 65 | 65 | 70 | 0 | 1.025 | GGT | -1 | 0.02873 | 70 | 70 |  |  | 0.98448 | 70 | -0.02873 | -2.0111 | [6 empty] | 137 | 0
1893 | DECRDOVA_3G | B | North | YES | 0.014064 | 65 | 65 | 69 | 0 | 1.025 | GGT | -1 | 0.02873 | 69 | 69 |  |  | 0.97042 | 69 | -0.02873 | -1.9824 | [6 empty] | 138 | 0
1894 | DECRDOVA_4G | C | North | YES | 0.014064 | 65 | 65 | 69 | 0 | 1.025 | GGT | -1 | 0.02873 | 69 | 69 |  |  | 0.97042 | 69 | -0.02873 | -1.9824 | [6 empty] | 139 | 0
1895 | DECRDOVA_5G | D | North | YES | 0.014064 | 65 | 65 | 68 | 0 | 1.025 | GGT | -1 | 0.02873 | 68 | 68 |  |  | 0.95635 | 68 | -0.02873 | -1.9536 | [6 empty] | 140 | 0
923 | SPENCER_G4 | 1 | North | YES | 0.013905 | 48 | 20 | 61 | 0 | 1.03 | GST | -1 | 0.028889 | 61 | 61 |  |  | 0.8482 | 61 | -0.028889 | -1.7622 | [6 empty] | 141 | 0
924 | SPENCER_G5 | 1 | North | YES | 0.013905 | 52 | 20 | 66 | 0 | 1.03 | GST | -1 | 0.028889 | 66 | 66 |  |  | 0.91773 | 66 | -0.028889 | -1.9067 | [6 empty] | 142 | 0
8032 | AMISTADHYD1 | 1 | South | YES | 0.013819 | 33 | 13 | 33 | 0 | 1.03 | Hydro | -1 | 0.028975 | 0 | 0 |  |  |  |  | -0.028975 | 0 | [6 empty] | 143 | 0
8033 | AMISTADHYD2 | 2 | South | YES | 0.013819 | 25 | 13 | 25 | 0 | 1.03 | Hydro | -1 | 0.028975 | 0 | 0 |  |  |  |  | -0.028975 | 0 | [6 empty] | 144 | 0
88253 | HAMILTON | F | South | YES | 0.013819 | 0 | 0 | 0 | 0 | 1.04 | BLT | -1 | 0.028975 | 0 | 0 |  |  |  |  | -0.028975 | 0 | [6 empty] | 145 | 0
1947 | HANDLEY_3G | 3 | North | YES | 0.012466 | 316 | 100 | 395 | 0 | 1.022 | GST | -1 | 0.030328 | 395 | 395 |  |  | 4.9241 | 395 | -0.030328 | -11.9795 | [6 empty] | 146 | 0
1949 | HANDLEY_5G | 5 | North | YES | 0.012466 | 348 | 150 | 435 | 0 | 1.022 | GST | -1 | 0.030328 | 435 | 435 |  |  | 5.4227 | 435 | -0.030328 | -13.1927 | [6 empty] | 147 | 0
366 | JNSNCNTY802 | 1 | North | YES | 0.012435 | 168 | 20 | 168 | 0 | 1.02 | Cogen | -1 | 0.030359 | 0 | 0 |  |  | 0 | 0 | -0.030359 | 0 | [6 empty] | 148 | 0
367 | JNSNCNTY802 | 2 | North | YES | 0.012435 | 90 | 20 | 90 | 0 | 1.02 | Cogen | -1 | 0.030359 | 0 | 0 |  |  | 0 | 0 | -0.030359 | 0 | [6 empty] | 149 | 0
1948 | HANDLEY_4G | 4 | North | YES | 0.012343 | 348 | 150 | 435 | 0 | 1.022 | GST | -1 | 0.030451 | 435 | 435 |  |  | 5.3692 | 435 | -0.030451 | -13.2462 | [6 empty] | 150 | 0
2371 | COLLIN_1G | MB | North | YES | 0.011711 | 0 | 40 | 138 |  | 1.022 | GST | -1 | 0.031083 | 0 | 0 |  |  | 0 | 0 | -0.031083 | 0 | [6 empty] | 151 | 0
6948 | DENISNDM | 1 | North | YES | 0.011446 | 40 | 5 | 40 |  | 1.015 | Hydro | -1 | 0.031348 | 0 | 0 |  |  | 0 | 0 | -0.031348 | 0 | [6 empty] | 152 | 0
6948 | DENISNDM | 2 | North | YES | 0.011446 | 31 | 5 | 40 |  | 1.015 | Hydro | -1 | 0.031348 | 0 | 0 |  |  | 0 | 0 | -0.031348 | 0 | [6 empty] | 153 | 0
2381 | NTHLK1_G | 1 | North | YES | 0.011439 | 0 | 35 | 156 |  | 1.022 | GST | -1 | 0.031355 | 156 | 156 |  |  | 1.7845 | 156 | -0.031355 | -4.8914 | [6 empty] | 154 | 0
2382 | NTHLK2_G | 2 | North | YES | 0.011439 | 0 | 35 | 181 |  | 1.022 | GST | -1 | 0.031355 | 181 | 181 |  |  | 2.0705 | 181 | -0.031355 | -5.6752 | [6 empty] | 155 | 0
2383 | NTHLK3_G | 3 | North | YES | 0.011439 | 0 | 50 | 329 |  | 1.022 | GST | -1 | 0.031355 | 329 | 329 |  |  | 3.7634 | 329 | -0.031355 | -10.3158 | [6 empty] | 156 | 0
1687 | VALLEY_1G | 1 | North | YES | 0.011308 | 136 | 15 | 170 | 0 | 1.029 | GST | -1 | 0.031486 | 170 | 170 |  |  | 1.9224 | 170 | -0.031486 | -5.3526 | [6 empty] | 157 | 0
1688 | VALLEY_2G | 2 | North | YES | 0.011308 | 527 | 90 | 527 | 0 | 1.029 | GSC | -1 | 0.031486 | 527 | 527 |  |  | 5.9593 | 527 | -0.031486 | -16.5931 | [6 empty] | 158 | 0
1689 | VALLEY_3G | 3 | North | YES | 0.011122 | 0 | 25 | 375 |  | 1.003 | GST | -1 | 0.031672 | 375 | 375 |  |  | 4.1707 | 375 | -0.031672 | -11.877 | [6 empty] | 159 | 0
11691 | KMICHICT1_G | 1 | North | YES | 0.011122 | 144 | 80 | 144 | 0 | 1.026 | CC | -1 | 0.031672 | 144 | 144 |  |  | 1.6016 | 144 | -0.031672 | -4.5608 | [6 empty] | 160 | 0
11692 | KMICHICT2_G | 2 | North | YES | 0.011122 | 146 | 80 | 146 | 0 | 1.026 | CC | -1 | 0.031672 | 146 | 146 |  |  | 1.6238 | 146 | -0.031672 | -4.6241 | [6 empty] | 161 | 0
11693 | KMICHIST3_G | 3 | North | YES | 0.011122 | 312 | 60 | 312 | 0 | 1.026 | CC | -1 | 0.031672 | 312 | 312 |  |  | 3.4701 | 312 | -0.031672 | -9.8816 | [6 empty] | 162 | 0
11694 | KMICHICT4_G | 4 | North | YES | 0.011122 | 144 | 80 | 144 | 0 | 1.026 | CC | -1 | 0.031672 | 144 | 144 |  |  | 1.6016 | 144 | -0.031672 | -4.5608 | [6 empty] | 163 | 0
11695 | KMICHICT5_G | 5 | North | YES | 0.011122 | 148 | 80 | 148 | 0 | 1.026 | CC | -1 | 0.031672 | 148 | 148 |  |  | 1.6461 | 148 | -0.031672 | -4.6874 | [6 empty] | 164 | 0
11696 | KMICHIST6_G | 6 | North | YES | 0.011122 | 310 | 60 | 310 | 0 | 1.026 | CC | -1 | 0.031672 | 310 | 310 |  |  | 3.4478 | 310 | -0.031672 | -9.8183 | [6 empty] | 165 | 0
1678 | LAMARPWR_1G | 1 | North | YES | 0.011064 | 160 | 67.7 | 160 | 0 | 1.038 | CC | -1 | 0.03173 | 160 | 160 |  |  | 1.7702 | 160 | -0.03173 | -5.0768 | [6 empty] | 166 | 0
1679 | LAMARPWR_2G | 2 | North | YES | 0.011064 | 156 | 67.7 | 156 | 0 | 1.038 | CC | -1 | 0.03173 | 156 | 156 |  |  | 1.726 | 156 | -0.03173 | -4.9499 | [6 empty] | 167 | 0
1680 | LAMARPWR_3G | 3 | North | YES | 0.011064 | 196 | 129.1 | 196 | 0 | 1.038 | CC | -1 | 0.03173 | 196 | 196 |  |  | 2.1685 | 196 | -0.03173 | -6.2191 | [6 empty] | 168 | 0
1681 | LAMARPWR_4G | 4 | North | YES | 0.011064 | 156 | 67.7 | 156 | 0 | 1.038 | CC | -1 | 0.03173 | 156 | 156 |  |  | 1.726 | 156 | -0.03173 | -4.9499 | [6 empty] | 169 | 0
1682 | LAMARPWR_5G | 5 | North | YES | 0.011064 | 157 | 67.7 | 157 | 0 | 1.038 | CC | -1 | 0.03173 | 157 | 157 |  |  | 1.737 | 157 | -0.03173 | -4.9816 | [6 empty] | 170 | 0
1683 | LAMARPWR_6G | 6 | North | YES | 0.011064 | 198 | 129.1 | 198 | 0 | 1.038 | CC | -1 | 0.03173 | 198 | 198 |  |  | 2.1907 | 198 | -0.03173 | -6.2825 | [6 empty] | 171 | 0
1675 | PEC_1G | 1 | North | YES | 0.011034 | 76.7 | 35 | 76.7 | 0 | 1.022 | Cogen | -1 | 0.03176 | 0 | 0 |  |  | 0 | 0 | -0.03176 | 0 | [6 empty] | 172 | 0
1676 | PEC_2G | 2 | North | YES | 0.011034 | 79.6 | 35 | 79.6 | 0 | 1.022 | Cogen | -1 | 0.03176 | 0 | 0 |  |  | 0 | 0 | -0.03176 | 0 | [6 empty] | 173 | 0
1677 | PEC_3G | 3 | North | YES | 0.011034 | 88.4 | 35 | 88.4 | 0 | 1.022 | Cogen | -1 | 0.03176 | 0 | 0 |  |  | 0 | 0 | -0.03176 | 0 | [6 empty] | 174 | 0
1701 | MOSES_1G | 1 | North | YES | 0.010949 | 558 | 175 | 558 | 0 | 1.023 | LIGCO | -1 | 0.031845 | 0 | 558 |  |  | 0 | 0 | -0.031845 | 0 | [6 empty] | 175 | 0
1702 | MOSES_2G | 2 | North | YES | 0.010949 | 579 | 175 | 579 | 0 | 1.023 | LIGCO | -1 | 0.031845 | 0 | 579 |  |  | 0 | 0 | -0.031845 | 0 | [6 empty] | 176 | 0
1703 | MOSES_3G | 3 | North | YES | 0.010949 | 808 | 463 | 808 | 0 | 1.023 | LIGCO | -1 | 0.031845 | 0 | 808 |  |  | 0 | 0 | -0.031845 | 0 | [6 empty] | 177 | 0
5925 | DCEAST | EQ | North | YES | 0.010949 | 400.3 | -600 | 600 | 0 | 1.025 | DCTie | -1 | 0.031845 | 0 | 0 |  |  | 0 | 0 | -0.031845 | 0 | [6 empty] | 178 | 0
1937 | MDLTHELP_5G | 5 | North | YES | 0.010808 | 224 | 74 | 224 | 0 | 1 | CC | -1 | 0.031986 | 224 | 224 |  |  | 2.421 | 224 | -0.031986 | -7.1649 | [6 empty] | 179 | 0
1938 | MDLTHELP_6G | 6 | North | YES | 0.010808 | 226 | 74 | 226 | 0 | 1 | CC | -1 | 0.031986 | 226 | 226 |  |  | 2.4426 | 226 | -0.031986 | -7.2288 | [6 empty] | 180 | 0
1943 | MDLTHELP_3G | 3 | North | YES | 0.010808 | 212 | 74 | 212 | 0 | 1 | CC | -1 | 0.031986 | 212 | 212 |  |  | 2.2913 | 212 | -0.031986 | -6.781 | [6 empty] | 181 | 0
1944 | MDLTHELP_4G | 4 | North | YES | 0.010808 | 211 | 74 | 211 | 0 | 1 | CC | -1 | 0.031986 | 211 | 211 |  |  | 2.2805 | 211 | -0.031986 | -6.749 | [6 empty] | 182 | 0
842 | OLINGER_G1 | 1 | North | YES | 0.010745 | 55.4 | 20 | 79 | 0 | 1.03 | GST | -1 | 0.032049 | 79 | 79 |  |  | 0.84886 | 79 | -0.032049 | -2.5319 | [6 empty] | 183 | 0
843 | OLINGER_G2 | 1 | North | YES | 0.010745 | 76.2 | 25 | 110 | 0 | 1.03 | GST | -1 | 0.032049 | 110 | 110 |  |  | 1.182 | 110 | -0.032049 | -3.5254 | [6 empty] | 184 | 0
844 | OLINGER_G3 | 1 | North | YES | 0.010745 | 103.9 | 45 | 150 | 0 | 1.03 | GST | -1 | 0.032049 | 150 | 150 |  |  | 1.6118 | 150 | -0.032049 | -4.8073 | [6 empty] | 185 | 0
845 | OLINGER_G4 | 1 | North | YES | 0.010745 | 51.9 | 0 | 76 | 0 | 1.03 | GGT | -1 | 0.032049 | 76 | 76 |  |  | 0.81662 | 76 | -0.032049 | -2.4357 | [6 empty] | 186 | 0
837 | NEWMAN_G5 | 1 | North | YES | 0.010705 | 0 | 15 | 40 |  | 1.01 | GST | -1 | 0.032089 | 40 | 40 |  |  | 0.4282 | 40 | -0.032089 | -1.2836 | [6 empty] | 187 | 0
948 | STEAM1 | 1 | North | YES | 0.010675 | 0 | 12 | 20 |  | 1.02 | GST | -1 | 0.032119 | 20 | 20 |  |  | 0.2135 | 20 | -0.032119 | -0.64238 | [6 empty] | 188 | 0
949 | STEAM2 | 1 | North | YES | 0.010675 | 26 | 8 | 26 | 0 | 0.99 | GST | -1 | 0.032119 | 26 | 26 |  |  | 0.27755 | 26 | -0.032119 | -0.83509 | [6 empty] | 189 | 0
950 | STEAM3 | 1 | North | YES | 0.010675 | 41 | 13 | 42 | 0 | 1.02 | GST | -1 | 0.032119 | 42 | 42 |  |  | 0.44835 | 42 | -0.032119 | -1.349 | [6 empty] | 190 | 0
2413 | MTCK6_G | 6 | North | YES | 0.010571 | 0 | 30 | 118 |  | 1.022 | GST | -1 | 0.032223 | 118 | 118 |  |  | 1.2474 | 118 | -0.032223 | -3.8023 | [6 empty] | 191 | 0
2414 | MTCK7_G | 7 | North | YES | 0.010571 | 0 | 30 | 115 |  | 1.022 | GST | -1 | 0.032223 | 115 | 115 |  |  | 1.2157 | 115 | -0.032223 | -3.7056 | [6 empty] | 192 | 0
2417 | MTCK8_G | 8 | North | YES | 0.010571 | 444.8 | 60 | 556 | 0 | 1.022 | GSC | -1 | 0.032223 | 556 | 556 |  |  | 5.8775 | 556 | -0.032223 | -17.916 | [6 empty] | 193 | 0
2451 | LKHB1_G | 1 | North | YES | 0.010441 | 0 | 80 | 391 |  | 1.022 | GST | -1 | 0.032353 | 391 | 391 |  |  | 4.0824 | 391 | -0.032353 | -12.65 | [6 empty] | 194 | 0
2452 | LKHB2_G | 2 | North | YES | 0.010441 | 516 | 80 | 516 | 0 | 1.022 | GST | -1 | 0.032353 | 516 | 516 |  |  | 5.3876 | 516 | -0.032353 | -16.6941 | [6 empty] | 195 | 0
12440 | PARKD_1SVC8 | 1 | North | YES | 0.010399 | 0 | 0 | 0 | 0 | 1.007 | GST | -1 | 0.032395 | 0 | 0 |  |  | 0 | 0 | -0.032395 | 0 | [6 empty] | 196 | 0
12449 | PARKD_2SVC8 | 1 | North | YES | 0.010399 | 0 | 0 | 0 | 0 | 1.007 | GST | -1 | 0.032395 | 0 | 0 |  |  | 0 | 0 | -0.032395 | 0 | [6 empty] | 197 | 0
12411 | FPLEFR1A_G | 1 | North | YES | 0.01028 | 161 | 72 | 161 | 0 | 1 | CC | -1 | 0.032514 | 161 | 161 |  |  | 1.6551 | 161 | -0.032514 | -5.2347 | [6 empty] | 198 | 0
12412 | FPLEFR1B_G | 2 | North | YES | 0.01028 | 164 | 72 | 164 | 0 | 1 | CC | -1 | 0.032514 | 164 | 164 |  |  | 1.6859 | 164 | -0.032514 | -5.3323 | [6 empty] | 199 | 0
12413 | FPLEFR1C_G | 3 | North | YES | 0.01028 | 164 | 72 | 164 | 0 | 1 | CC | -1 | 0.032514 | 164 | 164 |  |  | 1.6859 | 164 | -0.032514 | -5.3323 | [6 empty] | 200 | 0
12414 | FPLEFR1S_G | 4 | North | YES | 0.01028 | 414 | 191 | 414 | 0 | 1 | CC | -1 | 0.032514 | 414 | 414 |  |  | 4.2559 | 414 | -0.032514 | -13.4608 | [6 empty] | 201 | 0
12421 | FPLEFR2A_G | 1 | North | YES | 0.01028 | 162 | 72 | 162 | 0 | 1 | CC | -1 | 0.032514 | 162 | 162 |  |  | 1.6654 | 162 | -0.032514 | -5.2673 | [6 empty] | 202 | 0
12422 | FPLEFR2B_G | 2 | North | YES | 0.01028 | 161 | 72 | 161 | 0 | 1 | CC | -1 | 0.032514 | 161 | 161 |  |  | 1.6551 | 161 | -0.032514 | -5.2347 | [6 empty] | 203 | 0
12423 | FPLEFR2C_G | 3 | North | YES | 0.01028 | 163 | 72 | 163 | 0 | 1 | CC | -1 | 0.032514 | 163 | 163 |  |  | 1.6756 | 163 | -0.032514 | -5.2998 | [6 empty] | 204 | 0
12424 | FPLEFR2S_G | 4 | North | YES | 0.01028 | 415 | 191 | 415 | 0 | 1 | CC | -1 | 0.032514 | 415 | 415 |  |  | 4.2662 | 415 | -0.032514 | -13.4933 | [6 empty] | 205 | 0
1941 | MDLTHELP_1G | 1 | North | YES | 0.009972 | 216.4 | 74 | 216.4 | 0 | 1 | CC | -1 | 0.032822 | 216.4 | 216.4 |  |  | 2.1579 | 216.4 | -0.032822 | -7.1027 | [6 empty] | 206 | 0
1942 | MDLTHELP_2G | 2 | North | YES | 0.009972 | 216.1 | 74 | 216.1 | 0 | 1 | CC | -1 | 0.032822 | 216.1 | 216.1 |  |  | 2.1549 | 216.1 | -0.032822 | -7.0928 | [6 empty] | 207 | 0
12322 | ENNSTRAC_1G | 1 | North | YES | 0.009761 | 196 | 130 | 196 | 0 | 1.036 | CC | -1 | 0.033033 | 196 | 196 |  |  | 1.9132 | 196 | -0.033033 | -6.4745 | [6 empty] | 208 | 0
12323 | ENNSTRAC_2G | 2 | North | YES | 0.009761 | 116 | 100 | 116 | 0 | 1.036 | CC | -1 | 0.033033 | 116 | 116 |  |  | 1.1323 | 116 | -0.033033 | -3.8318 | [6 empty] | 209 | 0
3097 | MARTLAKE_1G | 1 | North | YES | 0.009065 | 790 | 500 | 790 | 0 | 1.017 | LIGCO | -1 | 0.033729 | 0 | 790 |  |  | 0 | 0 | -0.033729 | 0 | [6 empty] | 210 | 0
3098 | MARTLAKE_2G | 2 | North | YES | 0.009065 | 795 | 461 | 795 | 0 | 1.017 | LIGCO | -1 | 0.033729 | 0 | 795 |  |  | 0 | 0 | -0.033729 | 0 | [6 empty] | 211 | 0
3099 | MARTLAKE_3G | 3 | North | YES | 0.009065 | 804 | 500 | 804 | 0 | 1.017 | LIGCO | -1 | 0.033729 | 0 | 804 |  |  | 0 | 0 | -0.033729 | 0 | [6 empty] | 212 | 0
13116 | TGATEWAY_1G | 1 | North | YES | 0.008899 | 151 | 30 | 151 | 0 | 1.0232 | CC | -1 | 0.033895 | 151 | 151 |  |  | 1.3437 | 151 | -0.033895 | -5.1181 | [6 empty] | 213 | 0
13117 | TGATEWAY_2G | 2 | North | YES | 0.008899 | 130 | 30 | 130 | 0 | 1.0232 | CC | -1 | 0.033895 | 130 | 130 |  |  | 1.1569 | 130 | -0.033895 | -4.4063 | [6 empty] | 214 | 0
13118 | TGATEWAY_3G | 3 | North | YES | 0.008899 | 148 | 30 | 148 | 0 | 1.0232 | CC | -1 | 0.033895 | 148 | 148 |  |  | 1.3171 | 148 | -0.033895 | -5.0165 | [6 empty] | 215 | 0
13119 | TGATEWAY_4G | 4 | North | YES | 0.008899 | 399 | 65 | 399 | 0 | 1.0232 | CC | -1 | 0.033895 | 399 | 399 |  |  | 3.5507 | 399 | -0.033895 | -13.5241 | [6 empty] | 216 | 0
3348 | CHAMPION_1G | MB | North | YES | 0.008746 | 0 | 42 | 42 |  | 1 | Cogen | -1 | 0.034048 | 0 | 0 |  |  | 0 | 0 | -0.034048 | 0 | [6 empty] | 217 | 0
3309 | ASPN_G | 1 | North | YES | 0.008731 | 50 | 0 | 50 |  | 1 | Bio | -1 | 0.034063 | 50 | 50 |  |  | 0.43655 | 50 | -0.034063 | -1.7031 | [6 empty] | 218 | 0
3107 | STRYKER_1G | 1 | North | YES | 0.008675 | 145.6 | 45 | 182 | 0 | 1.029 | GST | -1 | 0.034119 | 182 | 182 |  |  | 1.5789 | 182 | -0.034119 | -6.2096 | [6 empty] | 219 | 0
3108 | STRYKER_2G | 2 | North | YES | 0.008675 | 484 | 75 | 484 | 0 | 1.029 | GST | -1 | 0.034119 | 484 | 484 |  |  | 4.1987 | 484 | -0.034119 | -16.5136 | [6 empty] | 220 | 0
3126 | TRINIDAD_6G | 1 | North | YES | 0.008656 | 179.2 | 46 | 224 | 0 | 1 | GST | -1 | 0.034138 | 224 | 224 |  |  | 1.9389 | 224 | -0.034138 | -7.6469 | [6 empty] | 221 | 0
13134 | CALFREST_4G | 4 | North | YES | 0.007234 | 151.5 | 40 | 151.5 | 0 | 1.031 | CC | -1 | 0.03556 | 151.5 | 151.5 |  |  | 1.096 | 151.5 | -0.03556 | -5.3873 | [6 empty] | 222 | 0
13135 | CALFREST_5G | 5 | North | YES | 0.007234 | 152.3 | 57 | 152.3 | 0 | 1.031 | CC | -1 | 0.03556 | 152.3 | 152.3 |  |  | 1.1017 | 152.3 | -0.03556 | -5.4158 | [6 empty] | 223 | 0
13136 | CALFREST_6G | 6 | North | YES | 0.007234 | 177.5 | 40 | 177.5 | 0 | 1.031 | CC | -1 | 0.03556 | 177.5 | 177.5 |  |  | 1.284 | 177.5 | -0.03556 | -6.3119 | [6 empty] | 224 | 0
13131 | CALFREST_1G | 1 | North | YES | 0.007175 | 150.7 | 40 | 150.7 | 0 | 1.031 | CC | -1 | 0.035619 | 150.7 | 150.7 |  |  | 1.0813 | 150.7 | -0.035619 | -5.3678 | [6 empty] | 225 | 0
13132 | CALFREST_2G | 2 | North | YES | 0.007175 | 151 | 57 | 151 | 0 | 1.031 | CC | -1 | 0.035619 | 151 | 151 |  |  | 1.0834 | 151 | -0.035619 | -5.3785 | [6 empty] | 226 | 0
13133 | CALFREST_3G | 3 | North | YES | 0.007175 | 177.4 | 40 | 177.4 | 0 | 1.031 | CC | -1 | 0.035619 | 177.4 | 177.4 |  |  | 1.2728 | 177.4 | -0.035619 | -6.3188 | [6 empty] | 227 | 0
3381 | BBRN_1G | 1 | North | YES | 0.006846 | 618 | 225 | 618 | 0 | 1.03 | LIGCO | -1 | 0.035948 | 0 | 618 |  |  | 0 | 0 | -0.035948 | 0 | [6 empty] | 228 | 0
3382 | BBRN_2G | 2 | North | YES | 0.006846 | 589 | 225 | 589 | 0 | 1.03 | LIGCO | -1 | 0.035948 | 0 | 589 |  |  | 0 | 0 | -0.035948 | 0 | [6 empty] | 229 | 0
244 | WHITNYDM01 | 1 | North | YES | 0.006489 | 15 | 0 | 15 | 0 | 1.035 | Hydro | -1 | 0.036305 | 0 | 0 |  |  | 0 | 0 | -0.036305 | 0 | [6 empty] | 230 | 0
245 | WHITNYDM02 | 2 | North | YES | 0.006489 | 15 | 0 | 15 | 0 | 1.035 | Hydro | -1 | 0.036305 | 0 | 0 |  |  | 0 | 0 | -0.036305 | 0 | [6 empty] | 231 | 0
8262 | ELPS | 1 | South | YES | 0.005768 | 6 | 6 | 6 | 0 | 1.15 | Hydro | -1 | 0.037026 | 0 | 0 |  |  |  |  | -0.037026 | 0 | [6 empty] | 232 | 0
251 | BOSQUESW803 | 2 | North | YES | 0.005156 | 150 | 0 | 150 | 0 | 1.032 | CC | -1 | 0.037638 | 150 | 150 |  |  | 0.7734 | 150 | -0.037638 | -5.6457 | [6 empty] | 233 | 0
253 | BOSQUESW804 | 2 | North | YES | 0.005156 | 80 | 0 | 80 | 0 | 1.032 | CC | -1 | 0.037638 | 80 | 80 |  |  | 0.41248 | 80 | -0.037638 | -3.011 | [6 empty] | 234 | 0
48721 | LEG_1___1 | 1 | North | YES | 0.004076 | 827 | 357 | 827 | 0 | 1.0348 | LIGCO | -1 | 0.038718 | 0 | 827 |  |  | 0 | 0 | -0.038718 | 0 | [6 empty] | 235 | 0
48722 | LEG_2___2 | 2 | North | YES | 0.004076 | 819 | 357 | 819 | 0 | 1.0348 | LIGCO | -1 | 0.038718 | 0 | 819 |  |  | 0 | 0 | -0.038718 | 0 | [6 empty] | 236 | 0
238 | BOSQUESW505 | 1 | North | YES | 0.003465 | 255 | 0 | 255 | 0 | 1.02 | CC | -1 | 0.039329 | 255 | 255 |  |  | 0.88357 | 255 | -0.039329 | -10.0289 | [6 empty] | 237 | 0
239 | BOSQUESW502 | 1 | North | YES | 0.003465 | 119.2 | 0 | 149 | 0 | 1.02 | GGT | -1 | 0.039329 | 149 | 149 |  |  | 0.51628 | 149 | -0.039329 | -5.86 | [6 empty] | 238 | 0
247 | BOSQUESW501 | 2 | North | YES | 0.003465 | 124.8 | 0 | 156 | 0 | 1.02 | GGT | -1 | 0.039329 | 156 | 156 |  |  | 0.54054 | 156 | -0.039329 | -6.1353 | [6 empty] | 239 | 0
39960 | TNTNPONE_18 | 1 | North | YES | 0.003081 | 152.3 | 30 | 152.3 |  | 1.04 | LIGCO | -1 | 0.039713 | 0 | 152.3 |  |  | 0 | 0 | -0.039713 | 0 | [6 empty] | 240 | 0
39970 | TNTNPONE_28 | 1 | North | YES | 0.003081 | 153 | 30 | 153 |  | 1.04 | LIGCO | -1 | 0.039713 | 0 | 153 |  |  | 0 | 0 | -0.039713 | 0 | [6 empty] | 241 | 0
3403 | THOUSE_1G | 1 | North | YES | 0.002449 | 563 | 200 | 563 | 0 | 1.012 | GSC | -1 | 0.040345 | 563 | 563 |  |  | 1.3788 | 563 | -0.040345 | -22.7142 | [6 empty] | 242 | 0
3404 | THOUSE_2G | 2 | North | YES | 0.002449 | 807 | 250 | 807 | 0 | 1.012 | GSC | -1 | 0.040345 | 807 | 807 |  |  | 1.9763 | 807 | -0.040345 | -32.5584 | [6 empty] | 243 | 0
3416 | LAKE_CRK1_G | 1 | North | YES | 0.001538 | 60 | 33 | 75 |  | 1.029 | GST | -1 | 0.041256 | 75 | 75 |  |  | 0.11535 | 75 | -0.041256 | -3.0942 | [6 empty] | 244 | 0
3417 | LAKE_CRK2_G | 2 | North | YES | 0.001538 | 177.6 | 40 | 222 | 0 | 1.029 | GST | -1 | 0.041256 | 222 | 222 |  |  | 0.34144 | 222 | -0.041256 | -9.1588 | [6 empty] | 245 | 0
32798 | BRYN_TAMUGEN | 1 | North | YES | 0.000591 | 32 | 0 | 32 |  | 1.02 | GST | -1 | 0.042203 | 32 | 32 |  |  | 0.018912 | 32 | -0.042203 | -1.3505 | [6 empty] | 246 | 0
990 | GIBN_CREK_G1 | 1 | North | YES | 0.000586 | 463 | 200 | 463 | 0 | 1.0275 | LIGCO | -1 | 0.042208 | 0 | 463 |  |  | 0 | 0 | -0.042208 | 0 | [6 empty] | 247 | 0
32886 | BRYN_ATKINS3 | MB | North | YES | 0.000583 | 0 | 5 | 12 |  | 1 | GST | -1 | 0.042211 | 0 | 0 |  |  | 0 | 0 | -0.042211 | 0 | [6 empty] | 248 | 0
32887 | BRYN_ATKINS6 | MB | North | YES | 0.000583 | 0 | 12 | 51 |  | 1.028 | GST | -1 | 0.042211 | 0 | 0 |  |  | 0 | 0 | -0.042211 | 0 | [6 empty] | 249 | 0
32888 | BRYN_ATKINS7 | 1 | North | YES | 0.000583 | 13.6 | 4 | 17 |  | 1.028 | GGT | -1 | 0.042211 | 17 | 17 |  |  | 0.009911 | 17 | -0.042211 | -0.71759 | [6 empty] | 250 | 0
32890 | BRYN_ATKINS4 | MB | North | YES | 0.000583 | 0 | 5 | 22 |  | 1.031 | GST | -1 | 0.042211 | 0 | 0 |  |  | 0 | 0 | -0.042211 | 0 | [6 empty] | 251 | 0
32891 | BRYN_ATKINS5 | MB | North | YES | 0.000583 | 0 | 5 | 25 |  | 1.031 | GST | -1 | 0.042211 | 0 | 0 |  |  | 0 | 0 | -0.042211 | 0 | [6 empty] | 252 | 0
32883 | BRYN_DNSBY3 | 1 | North | YES | 0.000525 | 0 | 2 | 48 |  | 1.015 | GST | -1 | 0.042269 | 48 | 48 |  |  | 0.0252 | 48 | -0.042269 | -2.0289 | [6 empty] | 253 | 0
32884 | BRYN_DNSBY13 | 1 | North | YES | 0.000525 | 46 | 2 | 46 | 0 | 1.015 | GST | -1 | 0.042269 | 46 | 46 |  |  | 0.02415 | 46 | -0.042269 | -1.9444 | [6 empty] | 254 | 0
32892 | BRYN_DNSBY14 | 1 | North | YES | 0.000525 | 84 | 25 | 105 | 0 | 1.035 | GST | -1 | 0.042269 | 105 | 105 |  |  | 0.055125 | 105 | -0.042269 | -4.4382 | [6 empty] | 255 | 0
5934 | SI_RAY5 | 5 | South | YES | 0 | 0 | 10 | 15 |  | 1.035 | GST | -1 | 0.042794 | 15 | 15 |  |  |  |  | -0.042794 | -0.64191 | [6 empty] | 256 | 0
8139 | JOS #1 | MB | South | YES | 0 | 0 | 45 | 255 |  | 1.02 | GST | -1 | 0.042794 | 0 | 0 |  |  |  |  | -0.042794 | 0 | [6 empty] | 257 | 0
8285 | LAR #1 | MB | South | YES | 0 | 0 | 9 | 32 |  | 1.0497 | GST | -1 | 0.042794 | 0 | 0 |  |  |  |  | -0.042794 | 0 | [6 empty] | 258 | 0
8287 | LAR #2 | MB | South | YES | 0 | 0 | 9 | 32 |  | 1.04 | GST | -1 | 0.042794 | 0 | 0 |  |  |  |  | -0.042794 | 0 | [6 empty] | 259 | 0
8288 | LAR #3 | MB | South | YES | 0 | 0 | 25 | 105 |  | 1.04 | GST | -1 | 0.042794 | 0 | 0 |  |  |  |  | -0.042794 | 0 | [6 empty] | 260 | 0
8388 | BATES0A | MB | South | YES | 0 | 0 | 21 | 71 |  | 1.033 | GST | -1 | 0.042794 | 0 | 0 |  |  |  |  | -0.042794 | 0 | [6 empty] | 261 | 0
8393 | BATES0B | MB | South | YES | 0 | 0 | 25 | 110 |  | 1.03 | GST | -1 | 0.042794 | 0 | 0 |  |  |  |  | -0.042794 | 0 | [6 empty] | 262 | 0
8437 | NUECES_B0C | MB | South | YES | 0 | 0 | 7 | 30 |  | 1.03 | GST | -1 | 0.042794 | 0 | 0 |  |  |  |  | -0.042794 | 0 | [6 empty] | 263 | 0
8438 | NUECES_B0B | MB | South | YES | 0 | 0 | 26 | 169 |  | 1.03 | GST | -1 | 0.042794 | 0 | 0 |  |  |  |  | -0.042794 | 0 | [6 empty] | 264 | 0
39190 | TNSLCGN1__8 | 1 | Houston | YES | 0 | 0 | 10 | 30 |  | 1.03 | Cogen | -1 | 0.042794 | 0 | 0 |  |  |  |  | -0.042794 | 0 | [6 empty] | 265 | 0
48671 | FTR_GT1_5105 | 1 | North | YES | -0.000193 | 154.2 | 0 | 154.2 | 0 | 1.0319 | CC | -1 | 0.042987 | 154.2 | 154.2 |  |  | -0.029761 | 154.2 | -0.042987 | -6.6286 | [6 empty] | 266 | 0
48672 | FTR_GT2_5110 | 2 | North | YES | -0.000193 | 159 | 0 | 159 | 0 | 1.0319 | CC | -1 | 0.042987 | 159 | 159 |  |  | -0.030687 | 159 | -0.042987 | -6.8349 | [6 empty] | 267 | 0
48673 | FTR_GT3_5085 | 3 | North | YES | -0.000193 | 158 | 0 | 158 | 0 | 1.0319 | CC | -1 | 0.042987 | 158 | 158 |  |  | -0.030494 | 158 | -0.042987 | -6.7919 | [6 empty] | 268 | 0
48674 | FTR_CN4_5095 | 4 | North | YES | -0.000193 | 380 | 0 | 380 | 0 | 1.0319 | CC | -1 | 0.042987 | 380 | 380 |  |  | -0.07334 | 380 | -0.042987 | -16.335 | [6 empty] | 269 | 0
48591 | CHE_GT2_5030 | 2 | Houston | YES | -0.003967 | 173 | 50 | 173 | 0 | 1.029 | Cogen | -1 | 0.046761 | 0 | 0 |  |  |  |  | -0.046761 | 0 | [6 empty] | 270 | 0
48811 | CVC_GT3_5045 | 3 | Houston | YES | -0.003967 | 156 | 91.8 | 156 | 0 | 1.029 | Cogen | -1 | 0.046761 | 0 | 0 |  |  |  |  | -0.046761 | 0 | [6 empty] | 271 | 0
48812 | CVC_GT2_5020 | 2 | Houston | YES | -0.003967 | 158 | 91.8 | 158 | 0 | 1.029 | Cogen | -1 | 0.046761 | 0 | 0 |  |  |  |  | -0.046761 | 0 | [6 empty] | 272 | 0
48813 | CVC_GT1_5035 | 1 | Houston | YES | -0.003967 | 160 | 91.8 | 160 | 0 | 1.029 | Cogen | -1 | 0.046761 | 0 | 0 |  |  |  |  | -0.046761 | 0 | [6 empty] | 273 | 0
48814 | CVC_ST5_5040 | 1 | Houston | YES | -0.003967 | 162 | 91.8 | 162 | 0 | 1.029 | Cogen | -1 | 0.046761 | 0 | 0 |  |  |  |  | -0.046761 | 0 | [6 empty] | 274 | 0
48885 | THW_5152 | B | Houston | YES | -0.004386 | 47.2 | 5 | 59 |  | 1.0319 | GGT | -1 | 0.04718 | 59 | 59 |  |  |  |  | -0.04718 | -2.7836 | [6 empty] | 275 | 0
48885 | THW_5152 | A | Houston | YES | -0.004386 | 46.4 | 5 | 58 |  | 1.0319 | GGT | -1 | 0.04718 | 58 | 58 |  |  |  |  | -0.04718 | -2.7364 | [6 empty] | 276 | 0
48886 | THW_5354 | D | Houston | YES | -0.004386 | 46.4 | 5 | 58 |  | 1.0319 | GGT | -1 | 0.04718 | 58 | 58 |  |  |  |  | -0.04718 | -2.7364 | [6 empty] | 277 | 0
48886 | THW_5354 | C | Houston | YES | -0.004386 | 45.6 | 5 | 57 |  | 1.0319 | GGT | -1 | 0.04718 | 57 | 57 |  |  |  |  | -0.04718 | -2.6893 | [6 empty] | 278 | 0
48887 | THW_5556 | E | Houston | YES | -0.004386 | 47.2 | 5 | 59 |  | 1.0319 | GGT | -1 | 0.04718 | 59 | 59 |  |  |  |  | -0.04718 | -2.7836 | [6 empty] | 279 | 0
48887 | THW_5556 | F | Houston | YES | -0.004386 | 45.6 | 5 | 57 |  | 1.0319 | GGT | -1 | 0.04718 | 57 | 57 |  |  |  |  | -0.04718 | -2.6893 | [6 empty] | 280 | 0
48690 | GBY_GN5_5 | 5 | Houston | YES | -0.004418 | 318.4 | 81 | 398 |  | 1.0362 | GSC | -1 | 0.047212 | 398 | 398 |  |  |  |  | -0.047212 | -18.7904 | [6 empty] | 281 | 0
48595 | BTE_GT2_8075 | 1 | Houston | YES | -0.004446 | 162.8 | 130 | 162.8 | 0 | 1.0261 | CC | -1 | 0.04724 | 162.8 | 162.8 |  |  |  |  | -0.04724 | -7.6907 | [6 empty] | 282 | 0
48596 | BTE_GT3_8045 | 2 | Houston | YES | -0.004446 | 161.4 | 130 | 161.4 | 0 | 1.0261 | CC | -1 | 0.04724 | 161.4 | 161.4 |  |  |  |  | -0.04724 | -7.6245 | [6 empty] | 283 | 0
48597 | BTE_GT4_8055 | 3 | Houston | YES | -0.004446 | 158.9 | 130 | 158.9 | 0 | 1.0261 | CC | -1 | 0.04724 | 158.9 | 158.9 |  |  |  |  | -0.04724 | -7.5064 | [6 empty] | 284 | 0
48598 | BTE_ST1_8070 | 4 | Houston | YES | -0.004446 | 269.2 | 60 | 269.2 | 0 | 1.0261 | CC | -1 | 0.04724 | 269.2 | 269.2 |  |  |  |  | -0.04724 | -12.717 | [6 empty] | 285 | 0
48583 | CBY_GT4_1 | 1 | Houston | YES | -0.004515 | 172 | 0 | 172 | 0 | 1.027 | GSC | -1 | 0.047309 | 172 | 172 |  |  |  |  | -0.047309 | -8.1371 | [6 empty] | 286 | 0
48584 | CBY_GT4_2 | 2 | Houston | YES | -0.004515 | 172 | 0 | 172 | 0 | 1.027 | CC | -1 | 0.047309 | 172 | 172 |  |  |  |  | -0.047309 | -8.1371 | [6 empty] | 287 | 0
48585 | CBY_ST4_1 | 3 | Houston | YES | -0.004515 | 172 | 0 | 172 | 0 | 1.027 | CC | -1 | 0.047309 | 172 | 172 |  |  |  |  | -0.047309 | -8.1371 | [6 empty] | 288 | 0
48815 | CVC_GT4_8005 | 4 | Houston | YES | -0.004523 | 165 | 91.8 | 165 |  | 1.0362 | Cogen | -1 | 0.047317 | 0 | 0 |  |  |  |  | -0.047317 | 0 | [6 empty] | 289 | 0
48791 | PSA_GT1_8160 | 1 | Houston | YES | -0.004545 | 52 | 20.8 | 65 | 0 | 1.0362 | Cogen | -1 | 0.047339 | 0 | 0 |  |  |  |  | -0.047339 | 0 | [6 empty] | 290 | 0
48792 | PSA_GT2_8155 | 2 | Houston | YES | -0.004545 | 52.8 | 20.3 | 66 | 0 | 1.0362 | Cogen | -1 | 0.047339 | 0 | 0 |  |  |  |  | -0.047339 | 0 | [6 empty] | 291 | 0
48793 | PSA_GT3_8150 | 3 | Houston | YES | -0.004545 | 56 | 20.3 | 70 | 0 | 1.0362 | Cogen | -1 | 0.047339 | 0 | 0 |  |  |  |  | -0.047339 | 0 | [6 empty] | 292 | 0
48794 | PSA_GT4_8145 | 4 | Houston | YES | -0.004545 | 52.8 | 20.3 | 66 | 0 | 1.0362 | Cogen | -1 | 0.047339 | 0 | 0 |  |  |  |  | -0.047339 | 0 | [6 empty] | 293 | 0
48795 | PSA_GT5_8140 | 5 | Houston | YES | -0.004545 | 51.2 | 20.3 | 64 | 0 | 1.0362 | Cogen | -1 | 0.047339 | 0 | 0 |  |  |  |  | -0.047339 | 0 | [6 empty] | 294 | 0
48796 | PSA_GN1_8165 | 1 | Houston | YES | -0.004545 | 83.2 | 43.1 | 104 | 0 | 1.0362 | Cogen | -1 | 0.047339 | 0 | 0 |  |  |  |  | -0.047339 | 0 | [6 empty] | 295 | 0
48797 | PSA_GT6_8135 | 6 | Houston | YES | -0.004545 | 47.2 | 34.5 | 59 | 0 | 1.0362 | Cogen | -1 | 0.047339 | 0 | 0 |  |  |  |  | -0.047339 | 0 | [6 empty] | 296 | 0
48581 | CBY_GN1_1 | 1 | Houston | YES | -0.00455 | 595.2 | 108 | 744 | 0 | 1.0435 | GSC | -1 | 0.047344 | 744 | 744 |  |  |  |  | -0.047344 | -35.2239 | [6 empty] | 297 | 0
48940 | WARVUE_GT1 | G1 | Houston | YES | -0.00455 | 15 | 0 | 15 |  | 1.021 | Cogen | -1 | 0.047344 | 0 | 0 |  |  |  |  | -0.047344 | 0 | [6 empty] | 298 | 0
48651 | EP_1_2 | 1 | Houston | YES | -0.004551 | 4 | 0 | 5 | 0 | 1.0362 | Cogen | -1 | 0.047345 | 0 | 0 |  |  |  |  | -0.047345 | 0 | [6 empty] | 299 | 0
48651 | EP_1_2 | 2 | Houston | YES | -0.004551 | 17.7 | 10 | 21 | 0 | 1.0362 | Cogen | -1 | 0.047345 | 0 | 0 |  |  |  |  | -0.047345 | 0 | [6 empty] | 300 | 0
48883 | THW_GT1_GT_1 | B2 | Houston | YES | -0.004592 | 0 | 0 | 12 |  | 1.043 | GGT | -1 | 0.047386 | 12 | 12 |  |  |  |  | -0.047386 | -0.56863 | [6 empty] | 301 | 0
49803 | EXN_15GT | 1 | Houston | YES | -0.004592 | 33 | 8.3 | 34 |  | 1.0326 | Cogen | -1 | 0.047386 | 0 | 0 |  |  |  |  | -0.047386 | 0 | [6 empty] | 302 | 0
49804 | EXN_16GT | 2 | Houston | YES | -0.004592 | 32 | 8.3 | 34.7 |  | 1.0326 | Cogen | -1 | 0.047386 | 0 | 0 |  |  |  |  | -0.047386 | 0 | [6 empty] | 303 | 0
49805 | EXN_17GT | 3 | Houston | YES | -0.004592 | 31 | 8.3 | 32.7 |  | 1.0326 | Cogen | -1 | 0.047386 | 0 | 0 |  |  |  |  | -0.047386 | 0 | [6 empty] | 304 | 0
49826 | EXN938GT | 5 | Houston | YES | -0.004592 | 43 | 9.2 | 45.9 |  | 1.0326 | Cogen | -1 | 0.047386 | 0 | 0 |  |  |  |  | -0.047386 | 0 | [6 empty] | 305 | 0
49828 | EXN941GT | 10 | Houston | YES | -0.004592 | 17.7 | 5.4 | 17.7 | 0 | 1.0326 | Cogen | -1 | 0.047386 | 0 | 0 |  |  |  |  | -0.047386 | 0 | [6 empty] | 306 | 0
49829 | EXN942GT | 11 | Houston | YES | -0.004592 | 20 | 5.4 | 20.4 | 0 | 1.0326 | Cogen | -1 | 0.047386 | 0 | 0 |  |  |  |  | -0.047386 | 0 | [6 empty] | 307 | 0
49830 | EXN943GT | 12 | Houston | YES | -0.004592 | 19 | 5.4 | 19.9 | 0 | 1.0326 | Cogen | -1 | 0.047386 | 0 | 0 |  |  |  |  | -0.047386 | 0 | [6 empty] | 308 | 0
49831 | EXN944GT | 13 | Houston | YES | -0.004592 | 33 | 5.4 | 35 | 0 | 1.0326 | Cogen | -1 | 0.047386 | 0 | 0 |  |  |  |  | -0.047386 | 0 | [6 empty] | 309 | 0
49832 | EXN945GT | 9 | Houston | YES | -0.004592 | 18.5 | 9.2 | 18.5 |  | 1.0326 | Cogen | -1 | 0.047386 | 0 | 0 |  |  |  |  | -0.047386 | 0 | [6 empty] | 310 | 0
49837 | EXN_GT | 4 | Houston | YES | -0.004592 | 81 | 21.3 | 85.4 |  | 1.0326 | Cogen | -1 | 0.047386 | 0 | 0 |  |  |  |  | -0.047386 | 0 | [6 empty] | 311 | 0
49838 | EXN_14GT | 14 | Houston | YES | -0.004592 | 140 | 0 | 148 |  | 1.0326 | Cogen | -1 | 0.047386 | 0 | 0 |  |  |  |  | -0.047386 | 0 | [6 empty] | 312 | 0
48582 | CBY_GN2_2 | 2 | Houston | YES | -0.004634 | 596.8 | 110 | 746 | 0 | 1.0435 | GSC | -1 | 0.047428 | 746 | 746 |  |  |  |  | -0.047428 | -35.3812 | [6 empty] | 313 | 0
48873 | THW_ST3_ST_3 | 3 | Houston | YES | -0.004683 | 107 | 19 | 107 | 0 | 1.0435 | CC | -1 | 0.047477 | 107 | 107 |  |  |  |  | -0.047477 | -5.08 | [6 empty] | 314 | 0
48874 | THW_ST4_ST_4 | 4 | Houston | YES | -0.004683 | 108 | 19 | 108 | 0 | 1.0435 | CC | -1 | 0.047477 | 108 | 108 |  |  |  |  | -0.047477 | -5.1275 | [6 empty] | 315 | 0
48875 | THW_3132 | A | Houston | YES | -0.004683 | 55 | 5 | 55 | 0 | 1.0435 | CC | -1 | 0.047477 | 55 | 55 |  |  |  |  | -0.047477 | -2.6112 | [6 empty] | 316 | 0
48875 | THW_3132 | B | Houston | YES | -0.004683 | 53 | 5 | 53 | 0 | 1.0435 | CC | -1 | 0.047477 | 53 | 53 |  |  |  |  | -0.047477 | -2.5163 | [6 empty] | 317 | 0
48877 | THW_3334 | C | Houston | YES | -0.004683 | 55 | 5 | 55 | 0 | 1.0435 | CC | -1 | 0.047477 | 55 | 55 |  |  |  |  | -0.047477 | -2.6112 | [6 empty] | 318 | 0
48877 | THW_3334 | D | Houston | YES | -0.004683 | 57 | 5 | 57 | 0 | 1.0435 | CC | -1 | 0.047477 | 57 | 57 |  |  |  |  | -0.047477 | -2.7062 | [6 empty] | 319 | 0
48879 | THW_4142 | E | Houston | YES | -0.004683 | 56 | 5 | 56 | 0 | 1.0435 | CC | -1 | 0.047477 | 56 | 56 |  |  |  |  | -0.047477 | -2.6587 | [6 empty] | 320 | 0
48879 | THW_4142 | F | Houston | YES | -0.004683 | 55 | 5 | 55 | 0 | 1.0435 | CC | -1 | 0.047477 | 55 | 55 |  |  |  |  | -0.047477 | -2.6112 | [6 empty] | 321 | 0
48881 | THW_4344 | G | Houston | YES | -0.004683 | 58 | 5 | 58 | 0 | 1.0435 | CC | -1 | 0.047477 | 58 | 58 |  |  |  |  | -0.047477 | -2.7537 | [6 empty] | 322 | 0
48881 | THW_4344 | H | Houston | YES | -0.004683 | 58 | 5 | 58 | 0 | 1.0435 | CC | -1 | 0.047477 | 58 | 58 |  |  |  |  | -0.047477 | -2.7537 | [6 empty] | 323 | 0
48593 | CHE_GT1_8015 | 1 | Houston | YES | -0.004767 | 173 | 50 | 173 | 0 | 1.0362 | Cogen | -1 | 0.047561 | 0 | 0 |  |  |  |  | -0.047561 | 0 | [6 empty] | 324 | 0
48594 | CHE_GN4_8025 | 4 | Houston | YES | -0.004767 | 142 | 60 | 142 | 0 | 1.0362 | Cogen | -1 | 0.047561 | 0 | 0 |  |  |  |  | -0.047561 | 0 | [6 empty] | 325 | 0
48511 | LPE_GT1_8070 | 1 | Houston | YES | -0.004779 | 42 | 0 | 42 | 0 | 1.0362 | GGT | -1 | 0.047573 | 42 | 42 |  |  |  |  | -0.047573 | -1.9981 | [6 empty] | 326 | 0
48512 | LPE_GT2_8075 | 2 | Houston | YES | -0.004779 | 42 | 0 | 42 | 0 | 1.0362 | GGT | -1 | 0.047573 | 42 | 42 |  |  |  |  | -0.047573 | -1.9981 | [6 empty] | 327 | 0
48513 | LPE_GT3_8080 | 3 | Houston | YES | -0.004779 | 39 | 0 | 39 | 0 | 1.0362 | GGT | -1 | 0.047573 | 39 | 39 |  |  |  |  | -0.047573 | -1.8553 | [6 empty] | 328 | 0
48514 | LPE_GT4_8085 | 4 | Houston | YES | -0.004779 | 39 | 0 | 39 | 0 | 1.0362 | GGT | -1 | 0.047573 | 39 | 39 |  |  |  |  | -0.047573 | -1.8553 | [6 empty] | 329 | 0
48500 | APD_GT1_8005 | 1 | Houston | YES | -0.004786 | 137.6 | 54.6 | 137.6 | 0 | 1.0362 | Cogen | -1 | 0.04758 | 0 | 0 |  |  |  |  | -0.04758 | 0 | [6 empty] | 330 | 0
48820 | SHELLG1_3015 | 1 | Houston | YES | -0.004842 | 71 | 34.5 | 71 |  | 1.029 | Cogen | -1 | 0.047636 | 0 | 0 |  |  |  |  | -0.047636 | 0 | [6 empty] | 331 | 0
48821 | SHELLG2 | 2 | Houston | YES | -0.004842 | 72 | 34.5 | 72 |  | 1.029 | Cogen | -1 | 0.047636 | 0 | 0 |  |  |  |  | -0.047636 | 0 | [6 empty] | 332 | 0
48822 | SHELLG3_3020 | 2 | Houston | YES | -0.004842 | 30 | 0 | 30 |  | 1.029 | Cogen | -1 | 0.047636 | 0 | 0 |  |  |  |  | -0.047636 | 0 | [6 empty] | 333 | 0
48822 | SHELLG3_3020 | 1 | Houston | YES | -0.004842 | 39 | 0 | 39 |  | 1.029 | Cogen | -1 | 0.047636 | 0 | 0 |  |  |  |  | -0.047636 | 0 | [6 empty] | 334 | 0
48740 | PSG_GN2_8050 | 1 | Houston | YES | -0.004879 | 182 | 60 | 182 | 0 | 1.0326 | Cogen | -1 | 0.047673 | 0 | 0 |  |  |  |  | -0.047673 | 0 | [6 empty] | 335 | 0
48741 | PSG_GT2_8040 | 1 | Houston | YES | -0.004879 | 158.6 | 50 | 158.6 | 0 | 1.0326 | Cogen | -1 | 0.047673 | 0 | 0 |  |  |  |  | -0.047673 | 0 | [6 empty] | 336 | 0
48742 | PSG_GT3_8060 | 1 | Houston | YES | -0.004879 | 157 | 50 | 157 | 0 | 1.0326 | Cogen | -1 | 0.047673 | 0 | 0 |  |  |  |  | -0.047673 | 0 | [6 empty] | 337 | 0
48854 | SRB_GN4_4 | 4 | Houston | YES | -0.00488 | 182.4 | 35 | 228 | 0 | 1.0326 | GST | -1 | 0.047674 | 228 | 228 |  |  |  |  | -0.047674 | -10.8697 | [6 empty] | 338 | 0
48611 | DIB_GT1_8080 | 1 | Houston | YES | -0.004881 | 64 | 0 | 64 | 0 | 1.0326 | Cogen | -1 | 0.047675 | 0 | 0 |  |  |  |  | -0.047675 | 0 | [6 empty] | 339 | 0
48612 | DIB_GT2_8075 | 2 | Houston | YES | -0.004881 | 63.2 | 0 | 63.2 | 0 | 1.0326 | Cogen | -1 | 0.047675 | 0 | 0 |  |  |  |  | -0.047675 | 0 | [6 empty] | 340 | 0
48613 | DIB_ST1_8085 | 3 | Houston | YES | -0.004881 | 67.9 | 30 | 82.6 | 0 | 1.0326 | Cogen | -1 | 0.047675 | 0 | 0 |  |  |  |  | -0.047675 | 0 | [6 empty] | 341 | 0
48614 | DIB_GT3_8090 | 4 | Houston | YES | -0.004881 | 73.6 | 15 | 73.6 | 0 | 1.0326 | Cogen | -1 | 0.047675 | 0 | 0 |  |  |  |  | -0.047675 | 0 | [6 empty] | 342 | 0
48845 | SOL_GT1 | 1 | Houston | YES | -0.004881 | 16.2 | 15.4 | 16.2 |  | 1.0326 | Solar | -1 | 0.047675 | 16.2 | 16.2 |  |  |  |  | -0.047675 | -0.77233 | [6 empty] | 343 | 0
48853 | SRB_GN3_3 | 3 | Houston | YES | -0.004882 | 170.4 | 35 | 213 |  | 1.0326 | GST | -1 | 0.047676 | 213 | 213 |  |  |  |  | -0.047676 | -10.155 | [6 empty] | 344 | 0
48551 | CAL_GT1_8045 | 1 | Houston | YES | -0.004887 | 149 | 0 | 149 | 0 | 1.0326 | Cogen | -1 | 0.047681 | 0 | 0 |  |  |  |  | -0.047681 | 0 | [6 empty] | 345 | 0
48552 | CAL_ST1_8000 | 2 | Houston | YES | -0.004887 | 65.1 | 0 | 65.1 | 0 | 1.0326 | Cogen | -1 | 0.047681 | 0 | 0 |  |  |  |  | -0.047681 | 0 | [6 empty] | 346 | 0
48851 | SRB_GN1_1 | 1 | Houston | YES | -0.004888 | 132 | 26 | 165 | 0 | 1.0217 | GST | -1 | 0.047682 | 165 | 165 |  |  |  |  | -0.047682 | -7.8675 | [6 empty] | 347 | 0
48852 | SRB_GN2_2 | 2 | Houston | YES | -0.00489 | 140.8 | 26 | 176 | 0 | 1.0217 | GST | -1 | 0.047684 | 176 | 176 |  |  |  |  | -0.047684 | -8.3924 | [6 empty] | 348 | 0
48855 | SRB_GT211035 | B1 | Houston | YES | -0.004892 | 0 | 0 | 18 |  | 1.014 | GGT | -1 | 0.047686 | 18 | 18 |  |  |  |  | -0.047686 | -0.85835 | [6 empty] | 349 | 0
48855 | SRB_GT211035 | B2 | Houston | YES | -0.004892 | 0 | 0 | 12 |  | 1.014 | GGT | -1 | 0.047686 | 12 | 12 |  |  |  |  | -0.047686 | -0.57223 | [6 empty] | 350 | 0
48761 | PR_GT1__9040 | 1 | Houston | YES | -0.004918 | 26 | 0 | 35 |  | 1 | Cogen | -1 | 0.047712 | 0 | 0 |  |  |  |  | -0.047712 | 0 | [6 empty] | 351 | 0
48641 | DPEC_GT15040 | 1 | Houston | YES | -0.004951 | 163.2 | 98 | 163.2 | 0 | 1.0319 | CC | -1 | 0.047745 | 163.2 | 163.2 |  |  |  |  | -0.047745 | -7.792 | [6 empty] | 352 | 0
48642 | DPEC_GT25025 | 2 | Houston | YES | -0.004951 | 157.1 | 98 | 157.1 | 0 | 1.0319 | CC | -1 | 0.047745 | 157.1 | 157.1 |  |  |  |  | -0.047745 | -7.5007 | [6 empty] | 353 | 0
48643 | DPEC_GT35010 | 3 | Houston | YES | -0.004951 | 157.5 | 98 | 157.5 | 0 | 1.0319 | CC | -1 | 0.047745 | 157.5 | 157.5 |  |  |  |  | -0.047745 | -7.5198 | [6 empty] | 354 | 0
48644 | DPEC_GT45070 | 4 | Houston | YES | -0.004951 | 157 | 98 | 157 | 0 | 1.0319 | CC | -1 | 0.047745 | 157 | 157 |  |  |  |  | -0.047745 | -7.496 | [6 empty] | 355 | 0
48645 | DPEC_ST55065 | 5 | Houston | YES | -0.004951 | 282 | 0 | 282 | 0 | 1.0319 | CC | -1 | 0.047745 | 282 | 282 |  |  |  |  | -0.047745 | -13.4641 | [6 empty] | 356 | 0
48841 | SJS_GT1_GT1 | 1 | Houston | YES | -0.004974 | 62.4 | 49 | 78 | 0 | 1.0362 | Cogen | -1 | 0.047768 | 0 | 0 |  |  |  |  | -0.047768 | 0 | [6 empty] | 357 | 0
48842 | SJS_GT2_GT2 | 2 | Houston | YES | -0.004974 | 64.8 | 49 | 81 | 0 | 1.0362 | Cogen | -1 | 0.047768 | 0 | 0 |  |  |  |  | -0.047768 | 0 | [6 empty] | 358 | 0
48691 | GBY_73741085 | B | Houston | YES | -0.004998 | 37.6 | 20 | 47 | 0 | 1.0362 | GGT | -1 | 0.047792 | 47 | 47 |  |  |  |  | -0.047792 | -2.2462 | [6 empty] | 359 | 0
48691 | GBY_73741085 | A | Houston | YES | -0.004998 | 37.6 | 20 | 47 | 0 | 1.0362 | GGT | -1 | 0.047792 | 47 | 47 |  |  |  |  | -0.047792 | -2.2462 | [6 empty] | 360 | 0
48692 | GBY_81821075 | D | Houston | YES | -0.004998 | 44 | 20 | 55 | 0 | 1.0362 | GGT | -1 | 0.047792 | 55 | 55 |  |  |  |  | -0.047792 | -2.6286 | [6 empty] | 361 | 0
48692 | GBY_81821075 | C | Houston | YES | -0.004998 | 37.6 | 20 | 47 | 0 | 1.0362 | GGT | -1 | 0.047792 | 47 | 47 |  |  |  |  | -0.047792 | -2.2462 | [6 empty] | 362 | 0
48693 | GBY_83841065 | F | Houston | YES | -0.004998 | 43.2 | 20 | 54 | 0 | 1.0362 | GGT | -1 | 0.047792 | 54 | 54 |  |  |  |  | -0.047792 | -2.5808 | [6 empty] | 363 | 0
48693 | GBY_83841065 | E | Houston | YES | -0.004998 | 45.6 | 20 | 57 | 0 | 1.0362 | GGT | -1 | 0.047792 | 57 | 57 |  |  |  |  | -0.047792 | -2.7241 | [6 empty] | 364 | 0
48531 | BYU_GT1_8075 | 1 | Houston | YES | -0.005082 | 65 | 0 | 65 |  | 1.0362 | Cogen | -1 | 0.047876 | 0 | 0 |  |  |  |  | -0.047876 | 0 | [6 empty] | 365 | 0
48532 | BYU_GT2_8055 | 2 | Houston | YES | -0.005082 | 62 | 0 | 62 |  | 1.0362 | Cogen | -1 | 0.047876 | 0 | 0 |  |  |  |  | -0.047876 | 0 | [6 empty] | 366 | 0
48533 | BYU_GT3_8060 | 3 | Houston | YES | -0.005082 | 67 | 0 | 67 |  | 1.0362 | Cogen | -1 | 0.047876 | 0 | 0 |  |  |  |  | -0.047876 | 0 | [6 empty] | 367 | 0
48534 | BYU_GT4_8065 | 4 | Houston | YES | -0.005082 | 65 | 0 | 65 |  | 1.0362 | Cogen | -1 | 0.047876 | 0 | 0 |  |  |  |  | -0.047876 | 0 | [6 empty] | 368 | 0
48561 | CTL_GT2_8130 | 1 | Houston | YES | -0.005139 | 73.5 | 30.3 | 91.9 |  | 1.0362 | Cogen | -1 | 0.047933 | 0 | 0 |  |  |  |  | -0.047933 | 0 | [6 empty] | 369 | 0
48562 | CTL_GT3_8135 | 2 | Houston | YES | -0.005139 | 70.1 | 30.3 | 87.6 |  | 1.0362 | Cogen | -1 | 0.047933 | 0 | 0 |  |  |  |  | -0.047933 | 0 | [6 empty] | 370 | 0
48563 | CTL_GT4_8140 | 3 | Houston | YES | -0.005139 | 69.6 | 30.3 | 87 |  | 1.0362 | Cogen | -1 | 0.047933 | 0 | 0 |  |  |  |  | -0.047933 | 0 | [6 empty] | 371 | 0
48564 | CTL_GN1_8145 | 4 | Houston | YES | -0.005139 | 43.6 | 12.9 | 54.5 |  | 1.0362 | Cogen | -1 | 0.047933 | 0 | 0 |  |  |  |  | -0.047933 | 0 | [6 empty] | 372 | 0
48565 | CTL_GN2_8155 | 5 | Houston | YES | -0.005139 | 9.8 | 3.4 | 12.2 |  | 1.0362 | Cogen | -1 | 0.047933 | 0 | 0 |  |  |  |  | -0.047933 | 0 | [6 empty] | 373 | 0
48772 | PHR_GN2_2 | MB | Houston | YES | -0.005291 | 0 | 72 | 459 |  | 1.0362 | GSC | -1 | 0.048085 | 0 | 0 |  |  |  |  | -0.048085 | 0 | [6 empty] | 374 | 0
38580 | TNBP_CGN1_8 | 1 | Houston | YES | -0.005506 | 70.8 | 0 | 70.8 | 0 | 1.005 | Cogen | -1 | 0.0483 | 0 | 0 |  |  |  |  | -0.0483 | 0 | [6 empty] | 375 | 0
38590 | TNBP_CGN2_8 | 2 | Houston | YES | -0.005506 | 66.7 | 0 | 66.7 | 0 | 1.005 | Cogen | -1 | 0.0483 | 0 | 0 |  |  |  |  | -0.0483 | 0 | [6 empty] | 376 | 0
38600 | TNBP_CGN3_8 | 5 | Houston | YES | -0.005506 | 53 | 0 | 53 | 0 | 1.005 | Cogen | -1 | 0.0483 | 0 | 0 |  |  |  |  | -0.0483 | 0 | [6 empty] | 377 | 0
38611 | TNBPAMCG1_8 | 1 | Houston | YES | -0.005506 | 153.2 | 0 | 153.2 | 0 | 1.005 | Cogen | -1 | 0.0483 | 0 | 0 |  |  |  |  | -0.0483 | 0 | [6 empty] | 378 | 0
38612 | TNBPAMCG2_8 | 2 | Houston | YES | -0.005506 | 153.5 | 0 | 153.5 | 0 | 1.005 | Cogen | -1 | 0.0483 | 0 | 0 |  |  |  |  | -0.0483 | 0 | [6 empty] | 379 | 0
38613 | TNBPAMCG3_8 | 3 | Houston | YES | -0.005506 | 152.3 | 0 | 152.3 | 0 | 1.005 | Cogen | -1 | 0.0483 | 0 | 0 |  |  |  |  | -0.0483 | 0 | [6 empty] | 380 | 0
38614 | TNBPAMCG4_8 | 4 | Houston | YES | -0.005506 | 96 | 0 | 96 |  | 1.005 | Cogen | -1 | 0.0483 | 0 | 0 |  |  |  |  | -0.0483 | 0 | [6 empty] | 381 | 0
38615 | TNBPAMCG5_8 | 1 | Houston | YES | -0.005506 | 244 | 0 | 244 | 0 | 1.005 | Cogen | -1 | 0.0483 | 0 | 0 |  |  |  |  | -0.0483 | 0 | [6 empty] | 382 | 0
38690 | TNBP_CGN4_8 | 3 | Houston | YES | -0.005506 | 40 | 0 | 40 |  | 1.005 | Cogen | -1 | 0.0483 | 0 | 0 |  |  |  |  | -0.0483 | 0 | [6 empty] | 383 | 0
38711 | TNTXCTY1CG8 | 1 | Houston | YES | -0.005506 | 100.3 | 59 | 100.3 | 0 | 1 | Cogen | -1 | 0.0483 | 0 | 0 |  |  |  |  | -0.0483 | 0 | [6 empty] | 384 | 0
38712 | TNTXCTY2CG8 | 1 | Houston | YES | -0.005506 | 92.9 | 59 | 92.9 | 0 | 1 | Cogen | -1 | 0.0483 | 0 | 0 |  |  |  |  | -0.0483 | 0 | [6 empty] | 385 | 0
38713 | TNTXCTY3CG8 | 1 | Houston | YES | -0.005506 | 102.7 | 59 | 102.7 | 0 | 1 | Cogen | -1 | 0.0483 | 0 | 0 |  |  |  |  | -0.0483 | 0 | [6 empty] | 386 | 0
38714 | TNTXCTY4CG8 | 1 | Houston | YES | -0.005506 | 103 | 59 | 103 | 0 | 1 | Cogen | -1 | 0.0483 | 0 | 0 |  |  |  |  | -0.0483 | 0 | [6 empty] | 387 | 0
39470 | TNDOWCGNSG8 | 1 | Houston | YES | -0.005506 | 32 | 10 | 32 | 0 | 0.985 | Cogen | -1 | 0.0483 | 0 | 0 |  |  |  |  | -0.0483 | 0 | [6 empty] | 388 | 0
39480 | TNDOWCGNGG8 | 1 | Houston | YES | -0.005506 | 30 | 10 | 30 | 0 | 0.985 | Cogen | -1 | 0.0483 | 0 | 0 |  |  |  |  | -0.0483 | 0 | [6 empty] | 389 | 0
48921 | WAP_GN1_1 | 1 | Houston | YES | -0.00596 | 132.8 | 37 | 166 | 0 | 1.0362 | GST | -1 | 0.048754 | 166 | 166 |  |  |  |  | -0.048754 | -8.0932 | [6 empty] | 390 | 0
48922 | WAP_GN2_2 | 2 | Houston | YES | -0.00596 | 132.8 | 37 | 166 | 0 | 1.0362 | GST | -1 | 0.048754 | 166 | 166 |  |  |  |  | -0.048754 | -8.0932
48923 | WAP_GN3_3 | 3 | Houston | YES | -0.00596 | 198.4 | 93 | 248 | 0 | 1.0362 | GST | -1 | 0.048754 | 248 | 248 |  |  |  |  | -0.048754 | -12.091
48924 | WAP_GN4_4 | 4 | Houston | YES | -0.00596 | 546 | 217 | 546 | 0 | 1.0362 | GSC | -1 | 0.048754 | 546 | 546 |  |  |  |  | -0.048754 | -26.6197
48925 | WAP_GN5_5 | 5 | Houston | YES | -0.00596 | 595 | 278 | 654 | 0 | 0.985 | LIGCO | -1 | 0.048754 | 0 | 654 |  |  |  |  | -0.048754 | 0
48929 | WAPGT21_GT1 | B1 | Houston | YES | -0.00596 | 0 | 0 | 13 |  | 1.05 | GGT | -1 | 0.048754 | 13 | 13 |  |  |  |  | -0.048754 | -0.6338
48510 | AK_GT1__8040 | 1 | Houston | YES | -0.00603 | 33.4 | 8.1 | 34 |  | 1.029 | Cogen | -1 | 0.048824 | 0 | 0 |  |  |  |  | -0.048824 | 0
48521 | BVE_GT1_GT1 | 1 | Houston | YES | -0.006116 | 167.7 | 0 | 167.7 |  | 1.035 | CC | -1 | 0.04891 | 167.7 | 167.7 |  |  |  |  | -0.04891 | -8.2022
48522 | BVE_GT2_5035 | 2 | Houston | YES | -0.006116 | 166.4 | 0 | 166.4 |  | 1.035 | CC | -1 | 0.04891 | 166.4 | 166.4 |  |  |  |  | -0.04891 | -8.1386
48523 | BVE_ST1_GN1 | 3 | Houston | YES | -0.006116 | 252.4 | 0 | 252.4 |  | 1.035 | CC | -1 | 0.04891 | 252.4 | 252.4 |  |  |  |  | -0.04891 | -12.3449
48926 | WAP_GN6_6 | 6 | Houston | YES | -0.006123 | 651 | 280 | 651 |  | 1.035 | LIGCO | -1 | 0.048917 | 0 | 651 |  |  |  |  | -0.048917 | 0
48927 | WAP_GN7_7 | 7 | Houston | YES | -0.006123 | 564 | 277 | 564 |  | 1.035 | LIGCO | -1 | 0.048917 | 0 | 564 |  |  |  |  | -0.048917 | 0
48928 | WAP_GN8_8 | 8 | Houston | YES | -0.006123 | 603 | 275 | 603 |  | 1.035 | LIGCO | -1 | 0.048917 | 0 | 603 |  |  |  |  | -0.048917 | 0
48730 | MNS_GT | 1 | Houston | YES | -0.006149 | 43 | 0 | 46.1 |  | 1.029 | Cogen | -1 | 0.048943 | 0 | 0 |  |  |  |  | -0.048943 | 0
39760 | TNSCLP1___8 | 1 | Houston | YES | -0.006926 | 93.4 | 20 | 116.8 | 0 | 1.04 | Cogen | -1 | 0.04972 | 0 | 0 |  |  |  |  | -0.04972 | 0
39770 | TNSCLP2___8 | 1 | Houston | YES | -0.006926 | 91.6 | 20 | 114.5 | 0 | 1.04 | Cogen | -1 | 0.04972 | 0 | 0 |  |  |  |  | -0.04972 | 0
39775 | TNSCLP4___8 | 1 | Houston | YES | -0.006926 | 95.2 | 20 | 119 | 0 | 1.04 | Cogen | -1 | 0.04972 | 0 | 0 |  |  |  |  | -0.04972 | 0
39790 | TNSCLP3___8 | 1 | Houston | YES | -0.006926 | 87.6 | 20 | 109.5 | 0 | 1.027 | Cogen | -1 | 0.04972 | 0 | 0 |  |  |  |  | -0.04972 | 0
48520 | BSF_GT1_8070 | 1 | Houston | YES | -0.007181 | 72 | 0 | 72 | 0 | 1.0326 | Cogen | -1 | 0.049975 | 0 | 0 |  |  |  |  | -0.049975 | 0
48520 | BSF_GT1_8070 | 2 | Houston | YES | -0.007181 | 10 | 0 | 10 | 0 | 1.0326 | Cogen | -1 | 0.049975 | 0 | 0 |  |  |  |  | -0.049975 | 0
49851 | DOW17000 | 37 | Houston | YES | -0.007489 | 39 | 0 | 62 | 0 | 1 | Cogen | -1 | 0.050283 | 0 | 0 |  |  |  |  | -0.050283 | 0
49858 | DOW38100 | 31 | Houston | YES | -0.007489 | 45 | 0 | 71.4 |  | 1 | Cogen | -1 | 0.050283 | 0 | 0 |  |  |  |  | -0.050283 | 0
49859 | DOW38200 | 33 | Houston | YES | -0.007489 | 28 | 0 | 45 | 0 | 1 | Cogen | -1 | 0.050283 | 0 | 0 |  |  |  |  | -0.050283 | 0
49860 | DOW38300 | 32 | Houston | YES | -0.007489 | 63 | 0 | 101 |  | 1 | Cogen | -1 | 0.050283 | 0 | 0 |  |  |  |  | -0.050283 | 0
49862 | DOW39100 | 36 | Houston | YES | -0.007489 | 54 | 0 | 86 | 0 | 1 | Cogen | -1 | 0.050283 | 0 | 0 |  |  |  |  | -0.050283 | 0
49863 | DOW39200 | 35 | Houston | YES | -0.007489 | 55 | 0 | 88 | 0 | 1 | Cogen | -1 | 0.050283 | 0 | 0 |  |  |  |  | -0.050283 | 0
49865 | DOW41000 | 41 | Houston | YES | -0.007489 | 31 | 0 | 50 |  | 1 | Cogen | -1 | 0.050283 | 0 | 0 |  |  |  |  | -0.050283 | 0
49866 | DOW42000 | 42 | Houston | YES | -0.007489 | 11 | 0 | 18 |  | 1 | Cogen | -1 | 0.050283 | 0 | 0 |  |  |  |  | -0.050283 | 0
49869 | DOW49000 | 45 | Houston | YES | -0.007489 | 59 | 0 | 94 |  | 1 | Cogen | -1 | 0.050283 | 0 | 0 |  |  |  |  | -0.050283 | 0
49870 | DOW61000 | 61 | Houston | YES | -0.007489 | 44 | 0 | 70 | 0 | 1 | Cogen | -1 | 0.050283 | 0 | 0 |  |  |  |  | -0.050283 | 0
49871 | DOW62000 | 62 | Houston | YES | -0.007489 | 40 | 0 | 63 | 0 | 1 | Cogen | -1 | 0.050283 | 0 | 0 |  |  |  |  | -0.050283 | 0
49872 | DOW63000 | 63 | Houston | YES | -0.007489 | 45 | 0 | 72 | 0 | 1 | Cogen | -1 | 0.050283 | 0 | 0 |  |  |  |  | -0.050283 | 0
49873 | DOW64000 | 64 | Houston | YES | -0.007489 | 41 | 0 | 64.8 | 0 | 1 | Cogen | -1 | 0.050283 | 0 | 0 |  |  |  |  | -0.050283 | 0
49876 | DOW65000 | 65 | Houston | YES | -0.007489 | 63 | 0 | 101 | 0 | 1 | Cogen | -1 | 0.050283 | 0 | 0 |  |  |  |  | -0.050283 | 0
49877 | DOW66000 | 66 | Houston | YES | -0.007489 | 61 | 0 | 97 | 0 | 1 | Cogen | -1 | 0.050283 | 0 | 0 |  |  |  |  | -0.050283 | 0
49878 | DOW67000 | 67 | Houston | YES | -0.007489 | 65 | 0 | 103 | 0 | 1 | Cogen | -1 | 0.050283 | 0 | 0 |  |  |  |  | -0.050283 | 0
49882 | DOW81000 | 81 | Houston | YES | -0.007489 | 47 | 0 | 76 | 0 | 1 | Cogen | -1 | 0.050283 | 0 | 0 |  |  |  |  | -0.050283 | 0
49884 | DOW82000 | 82 | Houston | YES | -0.007489 | 51 | 0 | 80 | 0 | 1 | Cogen | -1 | 0.050283 | 0 | 0 |  |  |  |  | -0.050283 | 0
49885 | DOW83000 | 83 | Houston | YES | -0.007489 | 51 | 0 | 80 | 0 | 1 | Cogen | -1 | 0.050283 | 0 | 0 |  |  |  |  | -0.050283 | 0
49886 | DOW84000 | 84 | Houston | YES | -0.007489 | 107 | 0 | 171 | 0 | 0.98 | Cogen | -1 | 0.050283 | 0 | 0 |  |  |  |  | -0.050283 | 0
13432 | SANDOW_5G | 5 | South | YES | -0.007861 | 581 | 225 | 581 |  | 1.029 | LIGCO | -1 | 0.050655 | 0 | 581 |  |  |  |  | -0.050655 | 0
48911 | TGF_GT1_8000 | 1 | Houston | YES | -0.00852 | 69.2 | 0 | 69.2 |  | 1.029 | Cogen | -1 | 0.051314 | 0 | 0 |  |  |  |  | -0.051314 | 0
48731 | CBE_GT1 | 1 | Houston | YES | -0.008761 | 76 | 0 | 76 | 0 | 1.029 | CC | -1 | 0.051555 | 76 | 76 |  |  |  |  | -0.051555 | -3.9182
48732 | CBE_GT2 | 1 | Houston | YES | -0.008761 | 76 | 0 | 76 | 0 | 1.029 | CC | -1 | 0.051555 | 76 | 76 |  |  |  |  | -0.051555 | -3.9182
48733 | CBE_ST12 | 1 | Houston | YES | -0.008761 | 105 | 0 | 105 | 0 | 1.029 | CC | -1 | 0.051555 | 105 | 105 |  |  |  |  | -0.051555 | -5.4133
48734 | CBE_GT3 | 1 | Houston | YES | -0.008761 | 76 | 0 | 76 | 0 | 1.029 | CC | -1 | 0.051555 | 76 | 76 |  |  |  |  | -0.051555 | -3.9182
48735 | CBE_GT4 | 1 | Houston | YES | -0.008761 | 76 | 0 | 76 | 0 | 1.029 | CC | -1 | 0.051555 | 76 | 76 |  |  |  |  | -0.051555 | -3.9182
48736 | CBE_ST34 | 1 | Houston | YES | -0.008761 | 105 | 0 | 105 | 0 | 1.029 | CC | -1 | 0.051555 | 105 | 105 |  |  |  |  | -0.051555 | -5.4133
5911 | STP_GN1___1 | 1 | Houston | YES | -0.009072 | 1333 | 1249 | 1333 | 0 | 1.0406 | Nuc | -1 | 0.051866 | 0 | 0 |  |  |  |  | -0.051866 | 0
5912 | STP_GN2___2 | 2 | Houston | YES | -0.009072 | 1332 | 1249 | 1332 | 0 | 1.0406 | Nuc | -1 | 0.051866 | 0 | 0 |  |  |  |  | -0.051866 | 0
3432 | SANDOW_4G | 4 | South | YES | -0.010317 | 580 | 225 | 580 |  | 1.029 | LIGCO | -1 | 0.053111 | 0 | 580 |  |  |  |  | -0.053111 | 0
80265 | LARECU40A | 4 | South | YES | -0.010649 | 80 | 0 | 100 |  | 1.039 | GGT | -1 | 0.053443 | 100 | 100 |  |  |  |  | -0.053443 | -5.3443
80266 | LARECU50A | 5 | South | YES | -0.010649 | 80 | 0 | 100 |  | 1.039 | GGT | -1 | 0.053443 | 100 | 100 |  |  |  |  | -0.053443 | -5.3443
80012 | LAR | F | South | YES | -0.01065 | 0 | 0 | 0 | 0 | 1.04 | DCTie | -1 | 0.053444 | 0 | 0 |  |  |  |  | -0.053444 | 0
58909 | PEARSALLSCG1 | 3 | South | YES | -0.011601 | 0 | 0 | 8.4 |  | 1.027 | Diesel | -1 | 0.054395 | 8.4 | 8.4 |  |  |  |  | -0.054395 | -0.45692
58909 | PEARSALLSCG1 | 4 | South | YES | -0.011601 | 0 | 0 | 8.4 |  | 1.027 | Diesel | -1 | 0.054395 | 8.4 | 8.4 |  |  |  |  | -0.054395 | -0.45692
58909 | PEARSALLSCG1 | 6 | South | YES | -0.011601 | 0 | 0 | 8.4 |  | 1.027 | Diesel | -1 | 0.054395 | 8.4 | 8.4 |  |  |  |  | -0.054395 | -0.45692
58909 | PEARSALLSCG1 | 5 | South | YES | -0.011601 | 0 | 0 | 8.4 |  | 1.027 | Diesel | -1 | 0.054395 | 8.4 | 8.4 |  |  |  |  | -0.054395 | -0.45692
58909 | PEARSALLSCG1 | 1 | South | YES | -0.011601 | 0 | 0 | 8.4 |  | 1.027 | Diesel | -1 | 0.054395 | 8.4 | 8.4 |  |  |  |  | -0.054395 | -0.45692
58909 | PEARSALLSCG1 | 2 | South | YES | -0.011601 | 0 | 0 | 8.4 |  | 1.027 | Diesel | -1 | 0.054395 | 8.4 | 8.4 |  |  |  |  | -0.054395 | -0.45692
58919 | PEARSALLSCG2 | 5 | South | YES | -0.011601 | 0 | 0 | 8.4 |  | 1.027 | Diesel | -1 | 0.054395 | 8.4 | 8.4 |  |  |  |  | -0.054395 | -0.45692
58919 | PEARSALLSCG2 | 6 | South | YES | -0.011601 | 0 | 0 | 8.4 |  | 1.027 | Diesel | -1 | 0.054395 | 8.4 | 8.4 |  |  |  |  | -0.054395 | -0.45692
58919 | PEARSALLSCG2 | 1 | South | YES | -0.011601 | 0 | 0 | 8.4 |  | 1.027 | Diesel | -1 | 0.054395 | 8.4 | 8.4 |  |  |  |  | -0.054395 | -0.45692
58919 | PEARSALLSCG2 | 2 | South | YES | -0.011601 | 0 | 0 | 8.4 |  | 1.027 | Diesel | -1 | 0.054395 | 8.4 | 8.4 |  |  |  |  | -0.054395 | -0.45692
58919 | PEARSALLSCG2 | 4 | South | YES | -0.011601 | 0 | 0 | 8.4 |  | 1.027 | Diesel | -1 | 0.054395 | 8.4 | 8.4 |  |  |  |  | -0.054395 | -0.45692
58919 | PEARSALLSCG2 | 3 | South | YES | -0.011601 | 0 | 0 | 8.4 |  | 1.027 | Diesel | -1 | 0.054395 | 8.4 | 8.4 |  |  |  |  | -0.054395 | -0.45692
58929 | PEARSALLSCG3 | 4 | South | YES | -0.011601 | 0 | 0 | 8.4 |  | 1.027 | Diesel | -1 | 0.054395 | 8.4 | 8.4 |  |  |  |  | -0.054395 | -0.45692
58929 | PEARSALLSCG3 | 6 | South | YES | -0.011601 | 0 | 0 | 8.4 |  | 1.027 | Diesel | -1 | 0.054395 | 8.4 | 8.4 |  |  |  |  | -0.054395 | -0.45692
58929 | PEARSALLSCG3 | 2 | South | YES | -0.011601 | 0 | 0 | 8.4 |  | 1.027 | Diesel | -1 | 0.054395 | 8.4 | 8.4 |  |  |  |  | -0.054395 | -0.45692
58929 | PEARSALLSCG3 | 5 | South | YES | -0.011601 | 0 | 0 | 8.4 |  | 1.027 | Diesel | -1 | 0.054395 | 8.4 | 8.4 |  |  |  |  | -0.054395 | -0.45692
58929 | PEARSALLSCG3 | 1 | South | YES | -0.011601 | 0 | 0 | 8.4 |  | 1.027 | Diesel | -1 | 0.054395 | 8.4 | 8.4 |  |  |  |  | -0.054395 | -0.45692
58929 | PEARSALLSCG3 | 3 | South | YES | -0.011601 | 0 | 0 | 8.4 |  | 1.027 | Diesel | -1 | 0.054395 | 8.4 | 8.4 |  |  |  |  | -0.054395 | -0.45692
58949 | PEARSALLSCG4 | 3 | South | YES | -0.011601 | 0 | 0 | 8.4 |  | 1.027 | Diesel | -1 | 0.054395 | 8.4 | 8.4 |  |  |  |  | -0.054395 | -0.45692
58949 | PEARSALLSCG4 | 2 | South | YES | -0.011601 | 0 | 0 | 8.4 |  | 1.027 | Diesel | -1 | 0.054395 | 8.4 | 8.4 |  |  |  |  | -0.054395 | -0.45692
58949 | PEARSALLSCG4 | 1 | South | YES | -0.011601 | 0 | 0 | 8.4 |  | 1.027 | Diesel | -1 | 0.054395 | 8.4 | 8.4 |  |  |  |  | -0.054395 | -0.45692
58949 | PEARSALLSCG4 | 4 | South | YES | -0.011601 | 0 | 0 | 8.4 |  | 1.027 | Diesel | -1 | 0.054395 | 8.4 | 8.4 |  |  |  |  | -0.054395 | -0.45692
58949 | PEARSALLSCG4 | 6 | South | YES | -0.011601 | 0 | 0 | 8.4 |  | 1.027 | Diesel | -1 | 0.054395 | 8.4 | 8.4 |  |  |  |  | -0.054395 | -0.45692
58949 | PEARSALLSCG4 | 5 | South | YES | -0.011601 | 0 | 0 | 8.4 |  | 1.027 | Diesel | -1 | 0.054395 | 8.4 | 8.4 |  |  |  |  | -0.054395 | -0.45692
88299 | ZAPATA | F | South | YES | -0.011841 | 0 | 0 | 0 | 0 | 1.02 | BLT | -1 | 0.054635 | 0 | 0 |  |  |  |  | -0.054635 | 0
8134 | FOR #1 | 1 | South | YES | -0.012575 | 54.1 | 45 | 79 | 0 | 1 | Cogen | -1 | 0.055369 | 0 | 0 |  |  |  |  | -0.055369 | 0
8138 | FOR #2 | 2 | South | YES | -0.012575 | 63.1 | 45 | 81 | 0 | 1 | Cogen | -1 | 0.055369 | 0 | 0 |  |  |  |  | -0.055369 | 0
8153 | FOR #3 | 3 | South | YES | -0.012575 | 63.1 | 45 | 79.9 | 0 | 1 | Cogen | -1 | 0.055369 | 0 | 0 |  |  |  |  | -0.055369 | 0
8154 | FOR #4 | 4 | South | YES | -0.012575 | 63.1 | 60 | 80 | 0 | 1 | Cogen | -1 | 0.055369 | 0 | 0 |  |  |  |  | -0.055369 | 0
8155 | FOR #5 | 5 | South | YES | -0.012575 | 63.1 | 60 | 78.4 | 0 | 1 | Cogen | -1 | 0.055369 | 0 | 0 |  |  |  |  | -0.055369 | 0
8156 | FOR #6 | 6 | South | YES | -0.012575 | 24.9 | 5 | 25 | 0 | 1 | Cogen | -1 | 0.055369 | 0 | 0 |  |  |  |  | -0.055369 | 0
8157 | FOR #7 | 7 | South | YES | -0.012575 | 28.8 | 5 | 46 | 0 | 1 | Cogen | -1 | 0.055369 | 0 | 0 |  |  |  |  | -0.055369 | 0
80051 | FOR #8 | 8 | South | YES | -0.012575 | 28 | 28 | 28 |  | 1 | Cogen | -1 | 0.055369 | 0 | 0 |  |  |  |  | -0.055369 | 0
80052 | FOR #9 | 9 | South | YES | -0.012575 | 29.7 | 5 | 43.6 | 0 | 1 | Cogen | -1 | 0.055369 | 0 | 0 |  |  |  |  | -0.055369 | 0
80053 | FOR #10 | 10 | South | YES | -0.012575 | 68.4 | 45 | 75 | 0 | 1 | Cogen | -1 | 0.055369 | 0 | 0 |  |  |  |  | -0.055369 | 0
5728 | FALCONHYDRO2 | 2 | South | YES | -0.012648 | 12 | 0 | 12 | 0 | 1.0234 | Hydro | -1 | 0.055442 | 0 | 0 |  |  |  |  | -0.055442 | 0
5729 | FALCONHYDRO3 | 3 | South | YES | -0.012648 | 11 | 0 | 11 | 0 | 1.0234 | Hydro | -1 | 0.055442 | 0 | 0 |  |  |  |  | -0.055442 | 0
8048 | FALCONHYDRO1 | 1 | South | YES | -0.012648 | 12 | 0 | 12 | 0 | 1.0234 | Hydro | -1 | 0.055442 | 0 | 0 |  |  |  |  | -0.055442 | 0
80226 | ALCOA G | 1 | South | YES | -0.012676 | 32.3 | 5 | 48 | 0 | 1.015 | Cogen | -1 | 0.05547 | 0 | 0 |  |  |  |  | -0.05547 | 0
5890 | PEARSALLGEN1 | 1 | South | YES | -0.012683 | 19.2 | 6 | 24 | 0 | 1.0226 | GST | -1 | 0.055477 | 24 | 24 |  |  |  |  | -0.055477 | -1.3314
5891 | PEARSALLGEN2 | 1 | South | YES | -0.012683 | 19.4 | 6 | 24.3 | 0 | 1.0226 | GST | -1 | 0.055477 | 24.3 | 24.3 |  |  |  |  | -0.055477 | -1.3481
5892 | PEARSALLGEN3 | 1 | South | YES | -0.012683 | 19.1 | 6 | 23.9 | 0 | 1.0226 | GST | -1 | 0.055477 | 23.9 | 23.9 |  |  |  |  | -0.055477 | -1.3259
88508 | FALFURRI | F | South | YES | -0.012741 | 0 | 0 | 0 | 0 | 1 | AVR | -1 | 0.055535 | 0 | 0 |  |  |  |  | -0.055535 | 0
8147 | UCAR #2 | 10 | South | YES | -0.013 | 18.2 | 0 | 28 |  | 1 | Cogen | -1 | 0.055794 | 0 | 0 |  |  |  |  | -0.055794 | 0
8148 | UCAR #1 | 2 | South | YES | -0.013 | 6.1 | 0 | 7 | 0 | 1.009 | Cogen | -1 | 0.055794 | 0 | 0 |  |  |  |  | -0.055794 | 0
80137 | CSDR89 | 9 | South | YES | -0.013 | 15 | 0 | 15 | 0 | 1.003 | DCTie | -1 | 0.055794 | 0 | 0 |  |  |  |  | -0.055794 | 0
80137 | CSDR89 | 8 | South | YES | -0.013 | 33.9 | 0 | 39 | 0 | 1.003 | DCTie | -1 | 0.055794 | 0 | 0 |  |  |  |  | -0.055794 | 0
80138 | CSDR7 | 7 | South | YES | -0.013 | 6.1 | 0 | 7 | 0 | 1.014 | DCTie | -1 | 0.055794 | 0 | 0 |  |  |  |  | -0.055794 | 0
80139 | CSDR56 | 6 | South | YES | -0.013 | 0 | 0 | 39 |  | 1.0033 | DCTie | -1 | 0.055794 | 0 | 0 |  |  |  |  | -0.055794 | 0
80139 | CSDR56 | 5 | South | YES | -0.013 | 15 | 0 | 15 |  | 1.0033 | DCTie | -1 | 0.055794 | 0 | 0 |  |  |  |  | -0.055794 | 0
80140 | CSDR11 | 11 | South | YES | -0.013 | 33.9 | 0 | 39 | 0 | 1.03 | DCTie | -1 | 0.055794 | 0 | 0 |  |  |  |  | -0.055794 | 0
80227 | AIRCO G | 1 | South | YES | -0.013057 | 7.2 | 0 | 8 | 0 | 1.0104 | Cogen | -1 | 0.055851 | 0 | 0 |  |  |  |  | -0.055851 | 0
80224 | VISTRONG1 | 1 | South | YES | -0.013142 | 13.1 | 0 | 15 | 0 | 1.01 | Cogen | -1 | 0.055936 | 0 | 0 |  |  |  |  | -0.055936 | 0
80225 | VISTRONG2 | 2 | South | YES | -0.013142 | 20.2 | 0 | 23 | 0 | 1.01 | Cogen | -1 | 0.055936 | 0 | 0 |  |  |  |  | -0.055936 | 0
7010 | L_FPPYD11_1Y | 1 | South | YES | -0.013174 | 547.4 | 200 | 606 | 0 | 1.02 | LIGCO | -1 | 0.055968 | 0 | 606 |  |  |  |  | -0.055968 | 0
7011 | L_FPPYD11_2Y | 2 | South | YES | -0.013174 | 552.2 | 200 | 598 | 0 | 1.02 | LIGCO | -1 | 0.055968 | 0 | 598 |  |  |  |  | -0.055968 | 0
7012 | L_FPPYD21_3Y | 3 | South | YES | -0.013176 | 427.5 | 200 | 436 | 0 | 1.02 | LIGCO | -1 | 0.05597 | 0 | 436 |  |  |  |  | -0.05597 | 0
5503 | RAYBURNGEN3 | 1 | South | YES | -0.01322 | 17.6 | 6 | 22 | 0 | 1.0224 | GST | -1 | 0.056014 | 22 | 22 |  |  |  |  | -0.056014 | -1.2323
5505 | RAYBURNGEN1 | 1 | South | YES | -0.01322 | 0 | 1 | 11 |  | 1.0223 | GGT | -1 | 0.056014 | 11 | 11 |  |  |  |  | -0.056014 | -0.61615
5506 | RAYBURNGEN2 | 1 | South | YES | -0.01322 | 0 | 1 | 11 |  | 1.0223 | GGT | -1 | 0.056014 | 11 | 11 |  |  |  |  | -0.056014 | -0.61615
7007 | L_LOSTPI1_1Y | 1 | South | YES | -0.013284 | 158.6 | 110 | 158 | 0 | 1 | CC | -1 | 0.056078 | 158 | 158 |  |  |  |  | -0.056078 | -8.8603
7008 | L_LOSTPI1_2Y | 2 | South | YES | -0.013284 | 157.7 | 107 | 160 | 0 | 1 | CC | -1 | 0.056078 | 160 | 160 |  |  |  |  | -0.056078 | -8.9725
7009 | L_LOSTPI1_3Y | 3 | South | YES | -0.013284 | 173.9 | 72 | 175 | 0 | 1 | CC | -1 | 0.056078 | 175 | 175 |  |  |  |  | -0.056078 | -9.8136
8066 | DUP1V#1 | 1 | South | YES | -0.01338 | 52.3 | 0 | 73 | 0 | 1.01 | Cogen | -1 | 0.056174 | 0 | 0 |  |  |  |  | -0.056174 | 0
5508 | RAYBURNCC9 | 1 | South | YES | -0.013397 | 47.7 | 18.2 | 47.7 | 0 | 1.0296 | CC | -1 | 0.056191 | 47.7 | 47.7 |  |  |  |  | -0.056191 | -2.6803
5509 | RAYBURNCC10 | 1 | South | YES | -0.013397 | 37.3 | 5.2 | 37.3 | 0 | 1.0296 | CC | -1 | 0.056191 | 37.3 | 37.3 |  |  |  |  | -0.056191 | -2.0959
5511 | RAYBURNCC7 | 1 | South | YES | -0.013397 | 47.5 | 18.2 | 47.5 | 0 | 1.0296 | CC | -1 | 0.056191 | 47.5 | 47.5 |  |  |  |  | -0.056191 | -2.6691
5512 | RAYBURNCC8 | 1 | South | YES | -0.013397 | 49.3 | 18.2 | 49.3 | 0 | 1.0296 | CC | -1 | 0.056191 | 49.3 | 49.3 |  |  |  |  | -0.056191 | -2.7702
8933 | FGNTS001 | 1 | South | YES | -0.013492 | 146.5 | 0 | 146.5 | 0 | 1.03 | CC | -1 | 0.056286 | 146.5 | 146.5 |  |  |  |  | -0.056286 | -8.2459
8934 | FGNTS101 | 2 | South | YES | -0.013492 | 147.9 | 0 | 147.9 | 0 | 1.03 | CC | -1 | 0.056286 | 147.9 | 147.9 |  |  |  |  | -0.056286 | -8.3247
8935 | FGNTS201 | 3 | South | YES | -0.013492 | 173 | 0 | 173 | 0 | 1.03 | CC | -1 | 0.056286 | 173 | 173 |  |  |  |  | -0.056286 | -9.7375
8926 | LGE_GT10A | 1 | South | YES | -0.013507 | 158 | 0 | 158 | 0 | 1.03 | Cogen | -1 | 0.056301 | 0 | 0 |  |  |  |  | -0.056301 | 0
8927 | LGE_GT20A | 2 | South | YES | -0.013507 | 153 | 0 | 153 | 0 | 1.03 | Cogen | -1 | 0.056301 | 0 | 0 |  |  |  |  | -0.056301 | 0
8928 | LGE_STG0A | 3 | South | YES | -0.013507 | 100 | 0 | 100 | 0 | 1.03 | Cogen | -1 | 0.056301 | 0 | 0 |  |  |  |  | -0.056301 | 0
8930 | ICPGN10A | 1 | South | YES | -0.013507 | 149 | 0 | 149 | 0 | 1.03 | Cogen | -1 | 0.056301 | 0 | 0 |  |  |  |  | -0.056301 | 0
8931 | ICPGN20A | 2 | South | YES | -0.013507 | 150 | 0 | 150 | 0 | 1.03 | Cogen | -1 | 0.056301 | 0 | 0 |  |  |  |  | -0.056301 | 0
8932 | ICPGN30A | 3 | South | YES | -0.013507 | 127 | 0 | 127 | 0 | 1.03 | Cogen | -1 | 0.056301 | 0 | 0 |  |  |  |  | -0.056301 | 0
80223 | REYSHR G | 1 | South | YES | -0.013507 | 12 | 0 | 12 | 0 | 1.032 | Cogen | -1 | 0.056301 | 0 | 0 |  |  |  |  | -0.056301 | 0
8173 | VICEC51A | 5 | South | YES | -0.013518 | 144 | 18 | 144 | 0 | 1.025 | CC | -1 | 0.056312 | 144 | 144 |  |  |  |  | -0.056312 | -8.1089
8174 | VICEC61A | 6 | South | YES | -0.013518 | 188 | 42 | 188 | 0 | 1.025 | CC | -1 | 0.056312 | 188 | 188 |  |  |  |  | -0.056312 | -10.5866
8442 | NBEC7 | 7 | South | YES | -0.013614 | 0 | 81 | 367 |  | 1.0298 | GST | -1 | 0.056408 | 367 | 367 |  |  |  |  | -0.056408 | -20.7017
8442 | NBEC7 | MB | South | YES | -0.013614 | 0 | 81 | 367 |  | 1.0298 | GST | -1 | 0.056408 | 0 | 0 |  |  |  |  | -0.056408 | 0
8560 | CNOPGT1 | 1 | South | YES | -0.013616 | 148.3 | 0 | 148.3 | 0 | 1.03 | Cogen | -1 | 0.05641 | 0 | 0 |  |  |  |  | -0.05641 | 0
8561 | CNOPGT2 | 2 | South | YES | -0.013616 | 148.6 | 0 | 148.6 | 0 | 1.03 | Cogen | -1 | 0.05641 | 0 | 0 |  |  |  |  | -0.05641 | 0
8562 | CNOPST1 | 3 | South | YES | -0.013616 | 153 | 0 | 153 | 0 | 1.03 | Cogen | -1 | 0.05641 | 0 | 0 |  |  |  |  | -0.05641 | 0
8456 | COSW#1 | 1 | South | YES | -0.013622 | 20 | 0 | 20 | 0 | 1.027 | Cogen | -1 | 0.056416 | 0 | 0 |  |  |  |  | -0.056416 | 0
8457 | COSW#2 | 2 | South | YES | -0.013622 | 14 | 0 | 14 | 0 | 1.027 | Cogen | -1 | 0.056416 | 0 | 0 |  |  |  |  | -0.056416 | 0
8506 | VAL #1 | 1 | South | YES | -0.01363 | 20.9 | 0 | 25 | 0 | 1.0055 | Cogen | -1 | 0.056424 | 0 | 0 |  |  |  |  | -0.056424 | 0
8507 | VAL #2 | 2 | South | YES | -0.01363 | 20.9 | 0 | 25 | 0 | 1.0055 | Cogen | -1 | 0.056424 | 0 | 0 |  |  |  |  | -0.056424 | 0
8936 | MVGN#1 | 1 | South | YES | -0.013634 | 216.6 | 0 | 216.6 | 0 | 1.0304 | CC | -1 | 0.056428 | 216.6 | 216.6 |  |  |  |  | -0.056428 | -12.2223
8937 | MVGN#2 | 2 | South | YES | -0.013634 | 216.7 | 0 | 216.7 | 0 | 1.0304 | CC | -1 | 0.056428 | 216.7 | 216.7 |  |  |  |  | -0.056428 | -12.2279
8938 | MVGN#3 | 3 | South | YES | -0.013634 | 250.9 | 0 | 250.9 | 0 | 1.0304 | CC | -1 | 0.056428 | 250.9 | 250.9 |  |  |  |  | -0.056428 | -14.1578
8981 | HECN1 | 1 | South | YES | -0.013634 | 144.8 | 0 | 144.8 | 0 | 1.0304 | CC | -1 | 0.056428 | 144.8 | 144.8 |  |  |  |  | -0.056428 | -8.1708
8982 | HECN2 | 2 | South | YES | -0.013634 | 144.1 | 0 | 144.1 | 0 | 1.0304 | CC | -1 | 0.056428 | 144.1 | 144.1 |  |  |  |  | -0.056428 | -8.1313
8983 | HECN3 | 3 | South | YES | -0.013634 | 171.9 | 0 | 171.9 | 0 | 1.0304 | CC | -1 | 0.056428 | 171.9 | 171.9 |  |  |  |  | -0.056428 | -9.7
8461 | KOCH_UP0A | 1 | South | YES | -0.013636 | 38 | 0 | 38 | 0 | 1.012 | Cogen | -1 | 0.05643 | 0 | 0 |  |  |  |  | -0.05643 | 0
8459 | B_DAVIS0B | MB | South | YES | -0.013643 | 0 | 50 | 339 |  | 1.03 | GSC | -1 | 0.056437 | 0 | 0 |  |  |  |  | -0.056437 | 0
8460 | B_DAVIS0A | MB | South | YES | -0.013643 | 0 | 50 | 340 |  | 1.03 | GSC | -1 | 0.056437 | 0 | 0 |  |  |  |  | -0.056437 | 0
80263 | B_DAVIS31A | 3 | South | YES | -0.013643 | 0 | 0 | 180 |  | 1.0366 | CC | -1 | 0.056437 | 180 | 180 |  |  |  |  | -0.056437 | -10.1587
80264 | B_DAVIS41A | 4 | South | YES | -0.013643 | 0 | 0 | 180 |  | 1.0366 | CC | -1 | 0.056437 | 180 | 180 |  |  |  |  | -0.056437 | -10.1587
8511 | OXY_CC0A | 1 | South | YES | -0.013652 | 30.3 | 0 | 38 | 0 | 1.027 | Cogen | -1 | 0.056446 | 0 | 0 |  |  |  |  | -0.056446 | 0
5932 | SI_RAY9 | 9 | South | YES | -0.013692 | 32 | 32 | 38 | 0 | 1.035 | CC | -1 | 0.056486 | 38 | 38 |  |  |  |  | -0.056486 | -2.1465
5933 | SI_RAY6 | 6 | South | YES | -0.013692 | 15.4 | 10 | 19.3 | 0 | 1.035 | GST | -1 | 0.056486 | 19.3 | 19.3 |  |  |  |  | -0.056486 | -1.0902
5935 | SI_RAY10 | 10 | South | YES | -0.013692 | 47 | 10 | 47 | 0 | 1.03 | CC | -1 | 0.056486 | 47 | 47 |  |  |  |  | -0.056486 | -2.6548
80003 | MILHWYS | F | South | YES | -0.013692 | 0 | 0 | 0 | 0 | 1.0168 | AVR | -1 | 0.056486 | 0 | 0 |  |  |  |  | -0.056486 | 0
8517 | CELANEBI0A | 1 | South | YES | -0.013695 | 29 | 0 | 29 | 0 | 1.02 | Cogen | -1 | 0.056489 | 0 | 0 |  |  |  |  | -0.056489 | 0
80080 | GWINDT11A | 3 | South | YES | -0.013729 | 0 | 0 | 38 | 0 | 1.025 | Wind | -1 | 0.056523 | 0 | 38 |  |  |  |  | -0.056523 | 0
80080 | GWINDT11A | 4 | South | YES | -0.013729 | 3.8 | 0 | 19 | 0 | 1.025 | Wind | -1 | 0.056523 | 0 | 19 |  |  |  |  | -0.056523 | 0
80080 | GWINDT11A | 2 | South | YES | -0.013729 | 0 | 0 | 41 | 0 | 1.025 | Wind | -1 | 0.056523 | 0 | 41 |  |  |  |  | -0.056523 | 0
80080 | GWINDT11A | 1 | South | YES | -0.013729 | 28.2 | 0 | 94 | 0 | 1.025 | Wind | -1 | 0.056523 | 0 | 94 |  |  |  |  | -0.056523 | 0
80081 | GWINDT21A | 4 | South | YES | -0.013729 | 4.4 | 0 | 22 | 0 | 1.025 | Wind | -1 | 0.056523 | 0 | 22 |  |  |  |  | -0.056523 | 0
80081 | GWINDT21A | 1 | South | YES | -0.013729 | 28.2 | 0 | 94 | 0 | 1.025 | Wind | -1 | 0.056523 | 0 | 94 |  |  |  |  | -0.056523 | 0
80081 | GWINDT21A | 3 | South | YES | -0.013729 | 8.6 | 0 | 43 | 0 | 1.025 | Wind | -1 | 0.056523 | 0 | 43 |  |  |  |  | -0.056523 | 0
80081 | GWINDT21A | 2 | South | YES | -0.013729 | 7.2 | 0 | 36 | 0 | 1.025 | Wind | -1 | 0.056523 | 0 | 36 |  |  |  |  | -0.056523 | 0
80180 | PNSCALT11A | 2 | South | YES | -0.013729 | 10 | 0 | 50 | 0 | 1.025 | Wind | -1 | 0.056523 | 0 | 50 |  |  |  |  | -0.056523 | 0
80180 | PNSCALT11A | 1 | South | YES | -0.013729 | 43.8 | 0 | 148 | 0 | 1.025 | Wind | -1 | 0.056523 | 0 | 148 |  |  |  |  | -0.056523 | 0
80181 | PNSCALT21A | 2 | South | YES | -0.013729 | 10 | 0 | 50 | 0 | 1.025 | Wind | -1 | 0.056523 | 0 | 50 |  |  |  |  | -0.056523 | 0
80181 | PNSCALT21A | 1 | South | YES | -0.013729 | 16.5 | 0 | 55 | 0 | 1.025 | Wind | -1 | 0.056523 | 0 | 55 |  |  |  |  | -0.056523 | 0
7303 | L_WPPGS12_1Y | 1 | South | YES | -0.014148 | 50 | 0 | 50 | 0 | 1.025 | GGT | -1 | 0.056942 | 50 | 50 |  |  |  |  | -0.056942 | -2.8471
7303 | L_WPPGS12_1Y | 2 | South | YES | -0.014148 | 50 | 0 | 50 | 0 | 1.025 | GGT | -1 | 0.056942 | 50 | 50 |  |  |  |  | -0.056942 | -2.8471
7305 | L_WPPGS34_1Y | 3 | South | YES | -0.014148 | 50 | 0 | 50 | 0 | 1.025 | GGT | -1 | 0.056942 | 50 | 50 |  |  |  |  | -0.056942 | -2.8471
7305 | L_WPPGS34_1Y | 4 | South | YES | -0.014148 | 50 | 0 | 50 | 0 | 1.025 | GGT | -1 | 0.056942 | 50 | 50 |  |  |  |  | -0.056942 | -2.8471
88198 | BEEVILLE | F | South | YES | -0.014223 | 0 | 0 | 0 | 0 | 1.02 | AVR | -1 | 0.057017 | 0 | 0 |  |  |  |  | -0.057017 | 0
7807 | L_BASTEN1_1Y | 1 | South | YES | -0.014246 | 152.5 | 83.5 | 152.5 | 0 | 1.004 | CC | -1 | 0.05704 | 152.5 | 152.5 |  |  |  |  | -0.05704 | -8.6986
7808 | L_BASTEN1_2Y | 1 | South | YES | -0.014246 | 149.5 | 83.5 | 149.5 | 0 | 1.004 | CC | -1 | 0.05704 | 149.5 | 149.5 |  |  |  |  | -0.05704 | -8.5275
7809 | L_BASTEN1_3Y | 1 | South | YES | -0.014246 | 232.6 | 42 | 232.6 | 0 | 1.004 | CC | -1 | 0.05704 | 232.6 | 232.6 |  |  |  |  | -0.05704 | -13.2675
8161 | COLETO0A | 1 | South | YES | -0.014377 | 633 | 200 | 633 | 0 | 1.03 | LIGCO | -1 | 0.057171 | 0 | 633 |  |  |  |  | -0.057171 | 0
8189 | CUECPL2A | 1 | South | YES | -0.015251 | 12 | 0 | 12 | 0 | 1.02 | Cogen | -1 | 0.058045 | 0 | 0 |  |  |  |  | -0.058045 | 0
7004 | L_SIMGID1_1Y | 1 | South | YES | -0.015524 | 132 | 40 | 132 | 0 | 1.02 | GST | -1 | 0.058318 | 132 | 132 |  |  |  |  | -0.058318 | -7.698
7005 | L_SIMGID1_2Y | 2 | South | YES | -0.015524 | 133 | 32 | 139 | 0 | 1.02 | GST | -1 | 0.058318 | 139 | 139 |  |  |  |  | -0.058318 | -8.1062
7006 | L_SIMGID1_3Y | 3 | South | YES | -0.015524 | 324.9 | 60 | 329 | 0 | 1.02 | GST | -1 | 0.058318 | 329 | 329 |  |  |  |  | -0.058318 | -19.1866
5903 | SANMIGUELGEN | 1 | South | YES | -0.015789 | 396.3 | 180 | 396.3 | 0 | 1.0336 | LIGCO | -1 | 0.058583 | 0 | 396.3 |  |  |  |  | -0.058583 | 0
7624 | L_LAKEWO9_1Y | 1 | South | YES | -0.016358 | 0 | 0 | 2.4 |  | 1 | Hydro | -1 | 0.059152 | 0 | 0 |  |  |  |  | -0.059152 | 0
7624 | L_LAKEWO9_1Y | 2 | South | YES | -0.016358 | 0 | 0 | 2.4 |  | 1 | Hydro | -1 | 0.059152 | 0 | 0 |  |  |  |  | -0.059152 | 0
9002 | DECKR_G3 | 3 | South | YES | -0.016836 | 0 | 24 | 42 |  | 1.015 | GGT | -1 | 0.05963 | 42 | 42 |  |  |  |  | -0.05963 | -2.5045
9003 | DECKR_G4 | 4 | South | YES | -0.016836 | 44 | 24 | 44 | 0 | 1.015 | GGT | -1 | 0.05963 | 44 | 44 |  |  |  |  | -0.05963 | -2.6237
9004 | DECKR_G5 | 5 | South | YES | -0.016836 | 44 | 24 | 44 | 0 | 1.015 | GGT | -1 | 0.05963 | 44 | 44 |  |  |  |  | -0.05963 | -2.6237
9005 | DECKR_G6 | 6 | South | YES | -0.016836 | 44 | 24 | 47 | 0 | 1.015 | GGT | -1 | 0.05963 | 47 | 47 |  |  |  |  | -0.05963 | -2.8026
7800 | L_GUADGE1_1Y | 1 | South | YES | -0.017063 | 147 | 30 | 147 | 0 | 1.02 | CC | -1 | 0.059857 | 147 | 147 |  |  |  |  | -0.059857 | -8.799
7801 | L_GUADGE1_2Y | 2 | South | YES | -0.017063 | 138 | 30 | 138 | 0 | 1.02 | CC | -1 | 0.059857 | 138 | 138 |  |  |  |  | -0.059857 | -8.2603
7802 | L_GUADGE1_3Y | 3 | South | YES | -0.017063 | 146 | 30 | 146 | 0 | 1.02 | CC | -1 | 0.059857 | 146 | 146 |  |  |  |  | -0.059857 | -8.7391
7803 | L_GUADGE1_4Y | 4 | South | YES | -0.017063 | 149 | 30 | 149 | 0 | 1.02 | CC | -1 | 0.059857 | 149 | 149 |  |  |  |  | -0.059857 | -8.9187
7804 | L_GUADGE1_5Y | 5 | South | YES | -0.017063 | 182 | 30 | 182 | 0 | 1.02 | CC | -1 | 0.059857 | 182 | 182 |  |  |  |  | -0.059857 | -10.894
7805 | L_GUADGE1_6Y | 6 | South | YES | -0.017063 | 203 | 30 | 203 | 0 | 1.02 | CC | -1 | 0.059857 | 203 | 203 |  |  |  |  | -0.059857 | -12.151
7810 | L_RIONOG1G1Y | 1 | South | YES | -0.017105 | 148 | 0 | 148 | 0 | 1.02 | CC | -1 | 0.059899 | 148 | 148 |  |  |  |  | -0.059899 | -8.865
7811 | L_RIONOG1G2Y | 2 | South | YES | -0.017105 | 148 | 0 | 148 | 0 | 1.02 | CC | -1 | 0.059899 | 148 | 148 |  |  |  |  | -0.059899 | -8.865
7812 | L_RIONOG1G3Y | 3 | South | YES | -0.017105 | 154 | 0 | 154 | 0 | 1.02 | CC | -1 | 0.059899 | 154 | 154 |  |  |  |  | -0.059899 | -9.2244
7813 | L_RIONOG1S1Y | 4 | South | YES | -0.017105 | 293 | 0 | 293 | 0 | 1.02 | CC | -1 | 0.059899 | 293 | 293 |  |  |  |  | -0.059899 | -17.5504
9016 | SANDH_G1 | 1 | South | YES | -0.017211 | 45 | 2 | 49 | 0 | 1.0175 | GGT | -1 | 0.060005 | 49 | 49 |  |  |  |  | -0.060005 | -2.9402
9017 | SANDH_G2 | 2 | South | YES | -0.017211 | 45 | 2 | 46 | 0 | 1.0175 | GGT | -1 | 0.060005 | 46 | 46 |  |  |  |  | -0.060005 | -2.7602
9018 | SANDH_G3 | 3 | South | YES | -0.017211 | 45 | 2 | 46 | 0 | 1.0175 | GGT | -1 | 0.060005 | 46 | 46 |  |  |  |  | -0.060005 | -2.7602
9019 | SANDH_G4 | 4 | South | YES | -0.017211 | 0 | 2 | 47 |  | 1.0175 | GGT | -1 | 0.060005 | 47 | 47 |  |  |  |  | -0.060005 | -2.8202
9020 | SANDHG5A | 5A | South | YES | -0.017211 | 150 | 84 | 155 | 0 | 1.0175 | CC | -1 | 0.060005 | 155 | 155 |  |  |  |  | -0.060005 | -9.3008
9021 | SANDHG5C | 5C | South | YES | -0.017211 | 140 | 0 | 148 | 0 | 1.0175 | CC | -1 | 0.060005 | 148 | 148 |  |  |  |  | -0.060005 | -8.8807
7014 | L_HAYSEN1_1Y | 1 | South | YES | -0.017249 | 223.9 | 74 | 223.9 | 0 | 1.008 | CC | -1 | 0.060043 | 223.9 | 223.9 |  |  |  |  | -0.060043 | -13.4436
7015 | L_HAYSEN1_2Y | 2 | South | YES | -0.017249 | 225 | 74 | 225 | 0 | 1.008 | CC | -1 | 0.060043 | 225 | 225 |  |  |  |  | -0.060043 | -13.5097
7016 | L_HAYSEN1_3Y | 3 | South | YES | -0.017249 | 224.6 | 74 | 224.6 | 0 | 1.008 | CC | -1 | 0.060043 | 224.6 | 224.6 |  |  |  |  | -0.060043 | -13.4856
7017 | L_HAYSEN1_4Y | 4 | South | YES | -0.017249 | 226.7 | 74 | 226.7 | 0 | 1.008 | CC | -1 | 0.060043 | 226.7 | 226.7 |  |  |  |  | -0.060043 | -13.6117
9000 | DECKR_G1 | 1 | South | YES | -0.017252 | 280 | 50 | 321 | 0 | 1.015 | GST | -1 | 0.060046 | 321 | 321 |  |  |  |  | -0.060046 | -19.2747
9001 | DECKR_G2 | 2 | South | YES | -0.017252 | 400 | 50 | 426 | 0 | 1.015 | GST | -1 | 0.060046 | 426 | 426 |  |  |  |  | -0.060046 | -25.5796
7605 | L_MCQUEE9_1Y | 1 | South | YES | -0.017394 | 0 | 0 | 2.4 |  | 1.025 | Hydro | -1 | 0.060188 | 0 | 0 |  |  |  |  | -0.060188 | 0
7605 | L_MCQUEE9_1Y | 2 | South | YES | -0.017394 | 0 | 0 | 2.4 |  | 1.025 | Hydro | -1 | 0.060188 | 0 | 0 |  |  |  |  | -0.060188 | 0
7605 | L_MCQUEE9_1Y | 3 | South | YES | -0.017394 | 0 | 0 | 2.8 |  | 1.025 | Hydro | -1 | 0.060188 | 0 | 0 |  |  |  |  | -0.060188 | 0
7609 | L_SCHUMA8_1Y | 1 | South | YES | -0.01774 | 0 | 0 | 4 |  | 1 | Hydro | -1 | 0.060534 | 0 | 0 |  |  |  |  | -0.060534 | 0
5401 | CALAVER_JKS1 | 1 | South | YES | -0.017786 | 562 | 100 | 562 | 0 | 1.026 | LIGCO | -1 | 0.06058 | 0 | 562 |  |  |  |  | -0.06058 | 0
5026 | BRAUNIG_VHB1 | 1 | South | YES | -0.017874 | 215 | 40 | 215 | 0 | 1.0192 | GST | -1 | 0.060668 | 215 | 215 |  |  |  |  | -0.060668 | -13.0436
5027 | BRAUNIG_VHB2 | 2 | South | YES | -0.017874 | 216 | 40 | 216 | 0 | 1.0192 | GST | -1 | 0.060668 | 216 | 216 |  |  |  |  | -0.060668 | -13.1043
5264 | LEON_LCP3G3 | 3 | South | YES | -0.017903 | 0 | 20 | 58 |  | 1.0197 | GST | -1 | 0.060697 | 58 | 58 |  |  |  |  | -0.060697 | -3.5204
5265 | LEON_LCP4G4 | 4 | South | YES | -0.017903 | 89 | 25 | 89 | 0 | 1.0197 | GST | -1 | 0.060697 | 89 | 89 |  |  |  |  | -0.060697 | -5.402
5266 | LEON_LCPCT1 | 1 | South | YES | -0.017903 | 44 | 24 | 44 | 0 | 1.0197 | GGT | -1 | 0.060697 | 44 | 44 |  |  |  |  | -0.060697 | -2.6707
5267 | LEON_LCPCT2 | 2 | South | YES | -0.017903 | 44 | 24 | 44 | 0 | 1.0197 | GGT | -1 | 0.060697 | 44 | 44 |  |  |  |  | -0.060697 | -2.6707
5268 | LEON_LCPCT3 | 3 | South | YES | -0.017903 | 43 | 24 | 43 | 0 | 1.0197 | GGT | -1 | 0.060697 | 43 | 43 |  |  |  |  | -0.060697 | -2.61
5269 | LEON_LCPCT4 | 4 | South | YES | -0.017903 | 45 | 24 | 45 | 0 | 1.0197 | GGT | -1 | 0.060697 | 45 | 45 |  |  |  |  | -0.060697 | -2.7314
7020 | L_AUSTPL1_1Y | 1 | South | YES | -0.017922 | 0 | 0 | 8 |  | 1 | Hydro | -1 | 0.060716 | 0 | 0 |  |  |  |  | -0.060716 | 0
7020 | L_AUSTPL1_1Y | 2 | South | YES | -0.017922 | 0 | 0 | 8 |  | 1 | Hydro | -1 | 0.060716 | 0 | 0 |  |  |  |  | -0.060716 | 0
5396 | CALAVER_OWS1 | 1 | South | YES | -0.017955 | 418 | 80 | 418 | 0 | 1.0192 | GST | -1 | 0.060749 | 418 | 418 |  |  |  |  | -0.060749 | -25.3931
5397 | CALAVER_OWS2 | 2 | South | YES | -0.017955 | 400 | 80 | 400 | 0 | 1.0192 | GST | -1 | 0.060749 | 400 | 400 |  |  |  |  | -0.060749 | -24.2996
5436 | TUTTL_WBT1G1 | 1 | South | YES | -0.017967 | 48.8 | 20 | 61 | 0 | 1.012 | GST | -1 | 0.060761 | 61 | 61 |  |  |  |  | -0.060761 | -3.7064
5438 | TUTTL_WBT3G3 | 3 | South | YES | -0.017967 | 95 | 25 | 95 | 0 | 1.012 | GST | -1 | 0.060761 | 95 | 95 |  |  |  |  | -0.060761 | -5.7723
5439 | TUTTL_WBT4G4 | 4 | South | YES | -0.017967 | 151 | 40 | 151 | 0 | 1.012 | GST | -1 | 0.060761 | 151 | 151 |  |  |  |  | -0.060761 | -9.1749
5028 | BRAUNIG_VHB3 | 3 | South | YES | -0.018075 | 407 | 60 | 407 | 0 | 1.0138 | GST | -1 | 0.060869 | 407 | 407 |  |  |  |  | -0.060869 | -24.7737
5111 | CALAVER_JTD1 | 1 | South | YES | -0.018084 | 430 | 80 | 430 | 0 | 1.0138 | LIGCO | -1 | 0.060878 | 0 | 430 |  |  |  |  | -0.060878 | 0
5112 | CALAVER_JTD2 | 2 | South | YES | -0.018084 | 430 | 80 | 430 | 0 | 1.0138 | LIGCO | -1 | 0.060878 | 0 | 430 |  |  |  |  | -0.060878 | 0
5476 | BRA_AVR1_CT1 | 1 | South | YES | -0.018252 | 155 | 90 | 155 | 0 | 1.025 | CC | -1 | 0.061046 | 155 | 155 |  |  |  |  | -0.061046 | -9.4621
5477 | BRA_AVR1_ST | 1 | South | YES | -0.018252 | 174 | 138 | 174 | 0 | 1.025 | CC | -1 | 0.061046 | 174 | 174 |  |  |  |  | -0.061046 | -10.622
5478 | BRA_AVR1_CT2 | 1 | South | YES | -0.018252 | 155 | 90 | 155 | 0 | 1.025 | CC | -1 | 0.061046 | 155 | 155 |  |  |  |  | -0.061046 | -9.4621
7487 | L_CANYHY8_1Y | 1 | South | YES | -0.020176 | 0 | 0 | 6 |  | 1 | Hydro | -1 | 0.06297 | 0 | 0 |  |  |  |  | -0.06297 | 0
7031 | L_MARSFO1G1Y | 1 | South | YES | -0.024606 | 0 | 0 | 36 |  | 1 | Hydro | -1 | 0.0674 | 0 | 0 |  |  |  |  | -0.0674 | 0
7032 | L_MARSFO1G2Y | 2 | South | YES | -0.024606 | 0 | 0 | 35 |  | 1 | Hydro | -1 | 0.0674 | 0 | 0 |  |  |  |  | -0.0674 | 0
7033 | L_MARSFO1G3Y | 3 | South | YES | -0.024606 | 0 | 0 | 36 |  | 1 | Hydro | -1 | 0.0674 | 0 | 0 |  |  |  |  | -0.0674 | 0
7022 | L_BUCHAN1_1Y | 1 | South | YES | -0.038294 | 0 | 0 | 18 |  | 1 | Hydro | -1 | 0.081088 | 0 | 0 |  |  |  |  | -0.081088 | 0
7023 | L_BUCHAN1_2Y | 2 | South | YES | -0.038294 | 0 | 0 | 18 |  | 1 | Hydro | -1 | 0.081088 | 0 | 0 |  |  |  |  | -0.081088 | 0
7024 | L_BUCHAN1_3Y | 3 | South | YES | -0.038294 | 0 | 0 | 15 |  | 1 | Hydro | -1 | 0.081088 | 0 | 0 |  |  |  |  | -0.081088 | 0
7028 | L_MARBFA1_1Y | 1 | South | YES | -0.040492 | 0 | 0 | 18 |  | 1 | Hydro | -1 | 0.083286 | 0 | 0 |  |  |  |  | -0.083286 | 0
7029 | L_MARBFA1_2Y | 2 | South | YES | -0.040492 | 0 | 0 | 18 |  | 1 | Hydro | -1 | 0.083286 | 0 | 0 |  |  |  |  | -0.083286 | 0
7035 | L_WIRTZ_1G1Y | 1 | South | YES | -0.044985 | 0 | 0 | 29 |  | 1 | Hydro | -1 | 0.087779 | 0 | 0 |  |  |  |  | -0.087779 | 0
7036 | L_WIRTZ_1G2Y | 2 | South | YES | -0.044985 | 0 | 0 | 29.7 |  | 1 | Hydro | -1 | 0.087779 | 0 | 0 |  |  |  |  | -0.087779 | 0
7000 | L_FERGUS1_1Y | 1 | South | YES | -0.048172 | 400 | 65 | 423.3 | 0 | 1.015 | GSC | -1 | 0.090966 | 423.3 | 423.3 |  |  |  |  | -0.090966 | -38.5059
7026 | L_INKSDA1_1Y | 1 | South | YES | -0.059721 | 0 | 0 | 13.7 |  | 1 | Hydro | -1 | 0.10251 | 0 | 0 |  |  |  |  | -0.10251 | 0
Note on AL4: Zonal Cap - Zonal Impact

## Distributed Slack - Inc
Number of Bus | Name of Bus | ID | Area Name of Gen | AGC | P Sensitivity of Bus | Gen MW | Min MW | Max MW | V Sensitivity of Bus | Set Volt | Tech Type | Zone Impact | Zone Correlation | Inc Max | Dec Max | Souce S.F. Weighting | Souce Capacity | Sink S.F. Weighting | Sink Capacity | PTDF Calc | PTDF Weighting | Cumulative Share of Zonal Cap | Cumulative Share of Zonal Impact | Cont_ TonkawawI_5 to GrahamSES OL_ SanAngelo to Menard(Shrew) |  | i_PTDF_INC_pt | 543 |  | THW_5556 | Unit at max
7026 | L_INKSDA1_1Y | 1 | South | YES | -0.059721 | 0 | 0 | 13.7 |  | 1 | Hydro | -1 | 0.10251 | 0 | 0 |  |  |  |  | -0.10251 | 0 | 0 | 0 |  |  | i_10pctunit | 43 |  | 368 | # units @ max
7000 | L_FERGUS1_1Y | 1 | South | YES | -0.048172 | 400 | 65 | 423.3 | 0 | 1.015 | GSC | -1 | 0.090966 | 423.3 | 423.3 |  |  |  |  | -0.090966 | -38.5059 | 0.0099028 | 0.020668 | [5 empty] | 0.12867 | delta max
7035 | L_WIRTZ_1G1Y | 1 | South | YES | -0.044985 | 0 | 0 | 29 |  | 1 | Hydro | -1 | 0.087779 | 0 | 0 |  |  |  |  | -0.087779 | 0 | 0.0099028 | 0.020668 | [5 empty] | Delta
7036 | L_WIRTZ_1G2Y | 2 | South | YES | -0.044985 | 0 | 0 | 29.7 |  | 1 | Hydro | -1 | 0.087779 | 0 | 0 |  |  |  |  | -0.087779 | 0 | 0.0099028 | 0.020668 | Weighted Shift Factors |  |  |  | 1 | 0
7028 | L_MARBFA1_1Y | 1 | South | YES | -0.040492 | 0 | 0 | 18 |  | 1 | Hydro | -1 | 0.083286 | 0 | 0 |  |  |  |  | -0.083286 | 0 | 0.0099028 | 0.020668 | West | 0.042794 |  |  | 2 | 0.010765
7029 | L_MARBFA1_2Y | 2 | South | YES | -0.040492 | 0 | 0 | 18 |  | 1 | Hydro | -1 | 0.083286 | 0 | 0 |  |  |  |  | -0.083286 | 0 | 0.0099028 | 0.020668 | North | 0.010317 |  |  | 3 | 0.010765
7022 | L_BUCHAN1_1Y | 1 | South | YES | -0.038294 | 0 | 0 | 18 |  | 1 | Hydro | -1 | 0.081088 | 0 | 0 |  |  |  |  | -0.081088 | 0 | 0.0099028 | 0.020668 |  |  |  |  | 4 | 0.010765
7023 | L_BUCHAN1_2Y | 2 | South | YES | -0.038294 | 0 | 0 | 18 |  | 1 | Hydro | -1 | 0.081088 | 0 | 0 |  |  |  |  | -0.081088 | 0 | 0.0099028 | 0.020668 |  |  |  |  | 5 | 0.010765
7024 | L_BUCHAN1_3Y | 3 | South | YES | -0.038294 | 0 | 0 | 15 |  | 1 | Hydro | -1 | 0.081088 | 0 | 0 |  |  |  |  | -0.081088 | 0 | 0.0099028 | 0.020668 |  |  |  |  | 6 | 0.010765
7031 | L_MARSFO1G1Y | 1 | South | YES | -0.024606 | 0 | 0 | 36 |  | 1 | Hydro | -1 | 0.0674 | 0 | 0 |  |  |  |  | -0.0674 | 0 | 0.0099028 | 0.020668 |  |  |  |  | 7 | 0.010765
7032 | L_MARSFO1G2Y | 2 | South | YES | -0.024606 | 0 | 0 | 35 |  | 1 | Hydro | -1 | 0.0674 | 0 | 0 |  |  |  |  | -0.0674 | 0 | 0.0099028 | 0.020668 |  |  |  |  | 8 | 0.010765
7033 | L_MARSFO1G3Y | 3 | South | YES | -0.024606 | 0 | 0 | 36 |  | 1 | Hydro | -1 | 0.0674 | 0 | 0 |  |  |  |  | -0.0674 | 0 | 0.0099028 | 0.020668 |  |  |  |  | 9 | 0.010765
7487 | L_CANYHY8_1Y | 1 | South | YES | -0.020176 | 0 | 0 | 6 |  | 1 | Hydro | -1 | 0.06297 | 0 | 0 |  |  |  |  | -0.06297 | 0 | 0.0099028 | 0.020668 |  |  |  |  | 10 | 0.010765
5476 | BRA_AVR1_CT1 | 1 | South | YES | -0.018252 | 155 | 90 | 155 | 0 | 1.025 | CC | -1 | 0.061046 | 155 | 155 |  |  |  |  | -0.061046 | -9.4621 | 0.013529 | 0.025746 |  |  |  |  | 11 | 0.010765
5477 | BRA_AVR1_ST | 1 | South | YES | -0.018252 | 174 | 138 | 174 | 0 | 1.025 | CC | -1 | 0.061046 | 174 | 174 |  |  |  |  | -0.061046 | -10.622 | 0.017599 | 0.031448 |  |  |  |  | 12 | 0.010765
5478 | BRA_AVR1_CT2 | 1 | South | YES | -0.018252 | 155 | 90 | 155 | 0 | 1.025 | CC | -1 | 0.061046 | 155 | 155 |  |  |  |  | -0.061046 | -9.4621 | 0.021226 | 0.036526 |  |  |  |  | 13 | 0.010765
5111 | CALAVER_JTD1 | 1 | South | YES | -0.018084 | 430 | 80 | 430 | 0 | 1.0138 | LIGCO | -1 | 0.060878 | 0 | 430 |  |  |  |  | -0.060878 | 0 | 0.021226 | 0.036526 |  |  |  |  | 14 | 0.012217
5112 | CALAVER_JTD2 | 2 | South | YES | -0.018084 | 430 | 80 | 430 | 0 | 1.0138 | LIGCO | -1 | 0.060878 | 0 | 430 |  |  |  |  | -0.060878 | 0 | 0.021226 | 0.036526 |  |  |  |  | 15 | 0.013848
5028 | BRAUNIG_VHB3 | 3 | South | YES | -0.018075 | 407 | 60 | 407 | 0 | 1.0138 | GST | -1 | 0.060869 | 407 | 407 |  |  |  |  | -0.060869 | -24.7737 | 0.030747 | 0.049823 |  |  |  |  | 16 | 0.015301
5436 | TUTTL_WBT1G1 | 1 | South | YES | -0.017967 | 48.8 | 20 | 61 | 0 | 1.012 | GST | -1 | 0.060761 | 61 | 61 |  |  |  |  | -0.060761 | -3.7064 | 0.032174 | 0.051813 |  |  |  |  | 17 | 0.015301
5438 | TUTTL_WBT3G3 | 3 | South | YES | -0.017967 | 95 | 25 | 95 | 0 | 1.012 | GST | -1 | 0.060761 | 95 | 95 |  |  |  |  | -0.060761 | -5.7723 | 0.034396 | 0.054911 |  |  |  |  | 18 | 0.015301
5439 | TUTTL_WBT4G4 | 4 | South | YES | -0.017967 | 151 | 40 | 151 | 0 | 1.012 | GST | -1 | 0.060761 | 151 | 151 |  |  |  |  | -0.060761 | -9.1749 | 0.037929 | 0.059835 |  |  |  |  | 19 | 0.019076
5396 | CALAVER_OWS1 | 1 | South | YES | -0.017955 | 418 | 80 | 418 | 0 | 1.0192 | GST | -1 | 0.060749 | 418 | 418 |  |  |  |  | -0.060749 | -25.3931 | 0.047708 | 0.073465 |  |  |  |  | 20 | 0.019639
5397 | CALAVER_OWS2 | 2 | South | YES | -0.017955 | 400 | 80 | 400 | 0 | 1.0192 | GST | -1 | 0.060749 | 400 | 400 |  |  |  |  | -0.060749 | -24.2996 | 0.057065 | 0.086507 |  |  |  |  | 21 | 0.020514
7020 | L_AUSTPL1_1Y | 1 | South | YES | -0.017922 | 0 | 0 | 8 |  | 1 | Hydro | -1 | 0.060716 | 0 | 0 |  |  |  |  | -0.060716 | 0 | 0.057065 | 0.086507 |  |  |  |  | 22 | 0.021906
7020 | L_AUSTPL1_1Y | 2 | South | YES | -0.017922 | 0 | 0 | 8 |  | 1 | Hydro | -1 | 0.060716 | 0 | 0 |  |  |  |  | -0.060716 | 0 | 0.057065 | 0.086507 |  |  |  |  | 23 | 0.025757
5264 | LEON_LCP3G3 | 3 | South | YES | -0.017903 | 0 | 20 | 58 |  | 1.0197 | GST | -1 | 0.060697 | 58 | 58 |  |  |  |  | -0.060697 | -3.5204 | 0.058422 | 0.088397 |  |  |  |  | 24 | 0.029442
5265 | LEON_LCP4G4 | 4 | South | YES | -0.017903 | 89 | 25 | 89 | 0 | 1.0197 | GST | -1 | 0.060697 | 89 | 89 |  |  |  |  | -0.060697 | -5.402 | 0.060504 | 0.091296 |  |  |  |  | 25 | 0.029442
5266 | LEON_LCPCT1 | 1 | South | YES | -0.017903 | 44 | 24 | 44 | 0 | 1.0197 | GGT | -1 | 0.060697 | 44 | 44 |  |  |  |  | -0.060697 | -2.6707 | 0.061534 | 0.09273 |  |  |  |  | 26 | 0.029442
5267 | LEON_LCPCT2 | 2 | South | YES | -0.017903 | 44 | 24 | 44 | 0 | 1.0197 | GGT | -1 | 0.060697 | 44 | 44 |  |  |  |  | -0.060697 | -2.6707 | 0.062563 | 0.094163 |  |  |  |  | 27 | 0.029975
5268 | LEON_LCPCT3 | 3 | South | YES | -0.017903 | 43 | 24 | 43 | 0 | 1.0197 | GGT | -1 | 0.060697 | 43 | 43 |  |  |  |  | -0.060697 | -2.61 | 0.063569 | 0.095564 |  |  |  |  | 28 | 0.030792
5269 | LEON_LCPCT4 | 4 | South | YES | -0.017903 | 45 | 24 | 45 | 0 | 1.0197 | GGT | -1 | 0.060697 | 45 | 45 |  |  |  |  | -0.060697 | -2.7314 | 0.064622 | 0.09703 |  |  |  |  | 29 | 0.031196
5026 | BRAUNIG_VHB1 | 1 | South | YES | -0.017874 | 215 | 40 | 215 | 0 | 1.0192 | GST | -1 | 0.060668 | 215 | 215 |  |  |  |  | -0.060668 | -13.0436 | 0.069651 | 0.10403 |  |  |  |  | 30 | 0.0316
5027 | BRAUNIG_VHB2 | 2 | South | YES | -0.017874 | 216 | 40 | 216 | 0 | 1.0192 | GST | -1 | 0.060668 | 216 | 216 |  |  |  |  | -0.060668 | -13.1043 | 0.074705 | 0.11106 |  |  |  |  | 31 | 0.031995
5401 | CALAVER_JKS1 | 1 | South | YES | -0.017786 | 562 | 100 | 562 | 0 | 1.026 | LIGCO | -1 | 0.06058 | 0 | 562 |  |  |  |  | -0.06058 | 0 | 0.074705 | 0.11106 |  |  |  |  | 32 | 0.032408
7609 | L_SCHUMA8_1Y | 1 | South | YES | -0.01774 | 0 | 0 | 4 |  | 1 | Hydro | -1 | 0.060534 | 0 | 0 |  |  |  |  | -0.060534 | 0 | 0.074705 | 0.11106 |  |  |  |  | 33 | 0.03438
7605 | L_MCQUEE9_1Y | 1 | South | YES | -0.017394 | 0 | 0 | 2.4 |  | 1.025 | Hydro | -1 | 0.060188 | 0 | 0 |  |  |  |  | -0.060188 | 0 | 0.074705 | 0.11106 |  |  |  |  | 34 | 0.03636
7605 | L_MCQUEE9_1Y | 2 | South | YES | -0.017394 | 0 | 0 | 2.4 |  | 1.025 | Hydro | -1 | 0.060188 | 0 | 0 |  |  |  |  | -0.060188 | 0 | 0.074705 | 0.11106 |  |  |  |  | 35 | 0.03636
7605 | L_MCQUEE9_1Y | 3 | South | YES | -0.017394 | 0 | 0 | 2.8 |  | 1.025 | Hydro | -1 | 0.060188 | 0 | 0 |  |  |  |  | -0.060188 | 0 | 0.074705 | 0.11106 |  |  |  |  | 36 | 0.03636
9000 | DECKR_G1 | 1 | South | YES | -0.017252 | 280 | 50 | 321 | 0 | 1.015 | GST | -1 | 0.060046 | 321 | 321 |  |  |  |  | -0.060046 | -19.2747 | 0.082214 | 0.12141 |  |  |  |  | 37 | 0.03636
9001 | DECKR_G2 | 2 | South | YES | -0.017252 | 400 | 50 | 426 | 0 | 1.015 | GST | -1 | 0.060046 | 426 | 426 |  |  |  |  | -0.060046 | -25.5796 | 0.09218 | 0.13514 |  |  |  |  | 38 | 0.03636
7014 | L_HAYSEN1_1Y | 1 | South | YES | -0.017249 | 223.9 | 74 | 223.9 | 0 | 1.008 | CC | -1 | 0.060043 | 223.9 | 223.9 |  |  |  |  | -0.060043 | -13.4436 | 0.097418 | 0.14236 |  |  |  |  | 39 | 0.03636
7015 | L_HAYSEN1_2Y | 2 | South | YES | -0.017249 | 225 | 74 | 225 | 0 | 1.008 | CC | -1 | 0.060043 | 225 | 225 |  |  |  |  | -0.060043 | -13.5097 | 0.10268 | 0.14961 |  |  |  |  | 40 | 0.039196
7016 | L_HAYSEN1_3Y | 3 | South | YES | -0.017249 | 224.6 | 74 | 224.6 | 0 | 1.008 | CC | -1 | 0.060043 | 224.6 | 224.6 |  |  |  |  | -0.060043 | -13.4856 | 0.10794 | 0.15685 |  |  |  |  | 41 | 0.04296
7017 | L_HAYSEN1_4Y | 4 | South | YES | -0.017249 | 226.7 | 74 | 226.7 | 0 | 1.008 | CC | -1 | 0.060043 | 226.7 | 226.7 |  |  |  |  | -0.060043 | -13.6117 | 0.11324 | 0.16415 |  |  |  |  | 42 | 0.044938
9016 | SANDH_G1 | 1 | South | YES | -0.017211 | 45 | 2 | 49 | 0 | 1.0175 | GGT | -1 | 0.060005 | 49 | 49 |  |  |  |  | -0.060005 | -2.9402 | 0.11439 | 0.16573 |  |  |  |  | 43 | 0.046925
9017 | SANDH_G2 | 2 | South | YES | -0.017211 | 45 | 2 | 46 | 0 | 1.0175 | GGT | -1 | 0.060005 | 46 | 46 |  |  |  |  | -0.060005 | -2.7602 | 0.11546 | 0.16721 |  |  |  |  | 44 | 0.048909
9018 | SANDH_G3 | 3 | South | YES | -0.017211 | 45 | 2 | 46 | 0 | 1.0175 | GGT | -1 | 0.060005 | 46 | 46 |  |  |  |  | -0.060005 | -2.7602 | 0.11654 | 0.16869 |  |  |  |  | 45 | 0.050912
9019 | SANDH_G4 | 4 | South | YES | -0.017211 | 0 | 2 | 47 |  | 1.0175 | GGT | -1 | 0.060005 | 47 | 47 |  |  |  |  | -0.060005 | -2.8202 | 0.11764 | 0.17021 |  |  |  |  | 46 | 0.051343
9020 | SANDHG5A | 5A | South | YES | -0.017211 | 150 | 84 | 155 | 0 | 1.0175 | CC | -1 | 0.060005 | 155 | 155 |  |  |  |  | -0.060005 | -9.3008 | 0.12126 | 0.1752 |  |  |  |  | 47 | 0.051749
9021 | SANDHG5C | 5C | South | YES | -0.017211 | 140 | 0 | 148 | 0 | 1.0175 | CC | -1 | 0.060005 | 148 | 148 |  |  |  |  | -0.060005 | -8.8807 | 0.12473 | 0.17996 |  |  |  |  | 48 | 0.052154
7810 | L_RIONOG1G1Y | 1 | South | YES | -0.017105 | 148 | 0 | 148 | 0 | 1.02 | CC | -1 | 0.059899 | 148 | 148 |  |  |  |  | -0.059899 | -8.865 | 0.12819 | 0.18472 |  |  |  |  | 49 | 0.052568
7811 | L_RIONOG1G2Y | 2 | South | YES | -0.017105 | 148 | 0 | 148 | 0 | 1.02 | CC | -1 | 0.059899 | 148 | 148 |  |  |  |  | -0.059899 | -8.865 | 0.13165 | 0.18948 |  |  |  |  | 50 | 0.053934
7812 | L_RIONOG1G3Y | 3 | South | YES | -0.017105 | 154 | 0 | 154 | 0 | 1.02 | CC | -1 | 0.059899 | 154 | 154 |  |  |  |  | -0.059899 | -9.2244 | 0.13525 | 0.19443 |  |  |  |  | 51 | 0.055239
7813 | L_RIONOG1S1Y | 4 | South | YES | -0.017105 | 293 | 0 | 293 | 0 | 1.02 | CC | -1 | 0.059899 | 293 | 293 |  |  |  |  | -0.059899 | -17.5504 | 0.14211 | 0.20385 |  |  |  |  | 52 | 0.056535
7800 | L_GUADGE1_1Y | 1 | South | YES | -0.017063 | 147 | 30 | 147 | 0 | 1.02 | CC | -1 | 0.059857 | 147 | 147 |  |  |  |  | -0.059857 | -8.799 | 0.14555 | 0.20857 |  |  |  |  | 53 | 0.05783
7801 | L_GUADGE1_2Y | 2 | South | YES | -0.017063 | 138 | 30 | 138 | 0 | 1.02 | CC | -1 | 0.059857 | 138 | 138 |  |  |  |  | -0.059857 | -8.2603 | 0.14878 | 0.21301 |  |  |  |  | 54 | 0.059179
7802 | L_GUADGE1_3Y | 3 | South | YES | -0.017063 | 146 | 30 | 146 | 0 | 1.02 | CC | -1 | 0.059857 | 146 | 146 |  |  |  |  | -0.059857 | -8.7391 | 0.15219 | 0.2177 |  |  |  |  | 55 | 0.061744
7803 | L_GUADGE1_4Y | 4 | South | YES | -0.017063 | 149 | 30 | 149 | 0 | 1.02 | CC | -1 | 0.059857 | 149 | 149 |  |  |  |  | -0.059857 | -8.9187 | 0.15568 | 0.22249 |  |  |  |  | 56 | 0.063028
7804 | L_GUADGE1_5Y | 5 | South | YES | -0.017063 | 182 | 30 | 182 | 0 | 1.02 | CC | -1 | 0.059857 | 182 | 182 |  |  |  |  | -0.059857 | -10.894 | 0.15993 | 0.22833 |  |  |  |  | 57 | 0.064233
7805 | L_GUADGE1_6Y | 6 | South | YES | -0.017063 | 203 | 30 | 203 | 0 | 1.02 | CC | -1 | 0.059857 | 203 | 203 |  |  |  |  | -0.059857 | -12.151 | 0.16468 | 0.23486 |  |  |  |  | 58 | 0.065508
9002 | DECKR_G3 | 3 | South | YES | -0.016836 | 0 | 24 | 42 |  | 1.015 | GGT | -1 | 0.05963 | 42 | 42 |  |  |  |  | -0.05963 | -2.5045 | 0.16567 | 0.2362 |  |  |  |  | 59 | 0.06681
9003 | DECKR_G4 | 4 | South | YES | -0.016836 | 44 | 24 | 44 | 0 | 1.015 | GGT | -1 | 0.05963 | 44 | 44 |  |  |  |  | -0.05963 | -2.6237 | 0.1667 | 0.23761 |  |  |  |  | 60 | 0.068399
9004 | DECKR_G5 | 5 | South | YES | -0.016836 | 44 | 24 | 44 | 0 | 1.015 | GGT | -1 | 0.05963 | 44 | 44 |  |  |  |  | -0.05963 | -2.6237 | 0.16772 | 0.23902 |  |  |  |  | 61 | 0.070172
9005 | DECKR_G6 | 6 | South | YES | -0.016836 | 44 | 24 | 47 | 0 | 1.015 | GGT | -1 | 0.05963 | 47 | 47 |  |  |  |  | -0.05963 | -2.8026 | 0.16882 | 0.24052 |  |  |  |  | 62 | 0.070534
7624 | L_LAKEWO9_1Y | 1 | South | YES | -0.016358 | 0 | 0 | 2.4 |  | 1 | Hydro | -1 | 0.059152 | 0 | 0 |  |  |  |  | -0.059152 | 0 | 0.16882 | 0.24052 |  |  |  |  | 63 | 0.070913
7624 | L_LAKEWO9_1Y | 2 | South | YES | -0.016358 | 0 | 0 | 2.4 |  | 1 | Hydro | -1 | 0.059152 | 0 | 0 |  |  |  |  | -0.059152 | 0 | 0.16882 | 0.24052 |  |  |  |  | 64 | 0.071292
5903 | SANMIGUELGEN | 1 | South | YES | -0.015789 | 396.3 | 180 | 396.3 | 0 | 1.0336 | LIGCO | -1 | 0.058583 | 0 | 396.3 |  |  |  |  | -0.058583 | 0 | 0.16882 | 0.24052 |  |  |  |  | 65 | 0.071696
7004 | L_SIMGID1_1Y | 1 | South | YES | -0.015524 | 132 | 40 | 132 | 0 | 1.02 | GST | -1 | 0.058318 | 132 | 132 |  |  |  |  | -0.058318 | -7.698 | 0.17191 | 0.24465 |  |  |  |  | 66 | 0.071696
7005 | L_SIMGID1_2Y | 2 | South | YES | -0.015524 | 133 | 32 | 139 | 0 | 1.02 | GST | -1 | 0.058318 | 139 | 139 |  |  |  |  | -0.058318 | -8.1062 | 0.17516 | 0.249 |  |  |  |  | 67 | 0.071696
7006 | L_SIMGID1_3Y | 3 | South | YES | -0.015524 | 324.9 | 60 | 329 | 0 | 1.02 | GST | -1 | 0.058318 | 329 | 329 |  |  |  |  | -0.058318 | -19.1866 | 0.18286 | 0.2593 |  |  |  |  | 68 | 0.071696
8189 | CUECPL2A | 1 | South | YES | -0.015251 | 12 | 0 | 12 | 0 | 1.02 | Cogen | -1 | 0.058045 | 0 | 0 |  |  |  |  | -0.058045 | 0 | 0.18286 | 0.2593 |  |  |  |  | 69 | 0.07274
8161 | COLETO0A | 1 | South | YES | -0.014377 | 633 | 200 | 633 | 0 | 1.03 | LIGCO | -1 | 0.057171 | 0 | 633 |  |  |  |  | -0.057171 | 0 | 0.18286 | 0.2593 |  |  |  |  | 70 | 0.073839
7807 | L_BASTEN1_1Y | 1 | South | YES | -0.014246 | 152.5 | 83.5 | 152.5 | 0 | 1.004 | CC | -1 | 0.05704 | 152.5 | 152.5 |  |  |  |  | -0.05704 | -8.6986 | 0.18643 | 0.26397 |  |  |  |  | 71 | 0.076441
7808 | L_BASTEN1_2Y | 1 | South | YES | -0.014246 | 149.5 | 83.5 | 149.5 | 0 | 1.004 | CC | -1 | 0.05704 | 149.5 | 149.5 |  |  |  |  | -0.05704 | -8.5275 | 0.18993 | 0.26855 |  |  |  |  | 72 | 0.076441
7809 | L_BASTEN1_3Y | 1 | South | YES | -0.014246 | 232.6 | 42 | 232.6 | 0 | 1.004 | CC | -1 | 0.05704 | 232.6 | 232.6 |  |  |  |  | -0.05704 | -13.2675 | 0.19537 | 0.27567 |  |  |  |  | 73 | 0.076441
88198 | BEEVILLE | F | South | YES | -0.014223 | 0 | 0 | 0 | 0 | 1.02 | AVR | -1 | 0.057017 | 0 | 0 |  |  |  |  | -0.057017 | 0 | 0.19537 | 0.27567 |  |  |  |  | 74 | 0.077542
7303 | L_WPPGS12_1Y | 1 | South | YES | -0.014148 | 50 | 0 | 50 | 0 | 1.025 | GGT | -1 | 0.056942 | 50 | 50 |  |  |  |  | -0.056942 | -2.8471 | 0.19654 | 0.2772 |  |  |  |  | 75 | 0.078622
7303 | L_WPPGS12_1Y | 2 | South | YES | -0.014148 | 50 | 0 | 50 | 0 | 1.025 | GGT | -1 | 0.056942 | 50 | 50 |  |  |  |  | -0.056942 | -2.8471 | 0.19771 | 0.27872 |  |  |  |  | 76 | 0.080301
7305 | L_WPPGS34_1Y | 3 | South | YES | -0.014148 | 50 | 0 | 50 | 0 | 1.025 | GGT | -1 | 0.056942 | 50 | 50 |  |  |  |  | -0.056942 | -2.8471 | 0.19888 | 0.28025 |  |  |  |  | 77 | 0.080301
7305 | L_WPPGS34_1Y | 4 | South | YES | -0.014148 | 50 | 0 | 50 | 0 | 1.025 | GGT | -1 | 0.056942 | 50 | 50 |  |  |  |  | -0.056942 | -2.8471 | 0.20005 | 0.28178 |  |  |  |  | 78 | 0.08066
80080 | GWINDT11A | 3 | South | YES | -0.013729 | 0 | 0 | 38 | 0 | 1.025 | Wind | -1 | 0.056523 | 0 | 38 |  |  |  |  | -0.056523 | 0 | 0.20005 | 0.28178 |  |  |  |  | 79 | 0.081018
80080 | GWINDT11A | 4 | South | YES | -0.013729 | 3.8 | 0 | 19 | 0 | 1.025 | Wind | -1 | 0.056523 | 0 | 19 |  |  |  |  | -0.056523 | 0 | 0.20005 | 0.28178 |  |  |  |  | 80 | 0.081377
80080 | GWINDT11A | 2 | South | YES | -0.013729 | 0 | 0 | 41 | 0 | 1.025 | Wind | -1 | 0.056523 | 0 | 41 |  |  |  |  | -0.056523 | 0 | 0.20005 | 0.28178 |  |  |  |  | 81 | 0.081735
80080 | GWINDT11A | 1 | South | YES | -0.013729 | 28.2 | 0 | 94 | 0 | 1.025 | Wind | -1 | 0.056523 | 0 | 94 |  |  |  |  | -0.056523 | 0 | 0.20005 | 0.28178 |  |  |  |  | 82 | 0.081735
80081 | GWINDT21A | 4 | South | YES | -0.013729 | 4.4 | 0 | 22 | 0 | 1.025 | Wind | -1 | 0.056523 | 0 | 22 |  |  |  |  | -0.056523 | 0 | 0.20005 | 0.28178 |  |  |  |  | 83 | 0.081735
80081 | GWINDT21A | 1 | South | YES | -0.013729 | 28.2 | 0 | 94 | 0 | 1.025 | Wind | -1 | 0.056523 | 0 | 94 |  |  |  |  | -0.056523 | 0 | 0.20005 | 0.28178 |  |  |  |  | 84 | 0.081735
80081 | GWINDT21A | 3 | South | YES | -0.013729 | 8.6 | 0 | 43 | 0 | 1.025 | Wind | -1 | 0.056523 | 0 | 43 |  |  |  |  | -0.056523 | 0 | 0.20005 | 0.28178 |  |  |  |  | 85 | 0.081735
80081 | GWINDT21A | 2 | South | YES | -0.013729 | 7.2 | 0 | 36 | 0 | 1.025 | Wind | -1 | 0.056523 | 0 | 36 |  |  |  |  | -0.056523 | 0 | 0.20005 | 0.28178 |  |  |  |  | 86 | 0.081735
80180 | PNSCALT11A | 2 | South | YES | -0.013729 | 10 | 0 | 50 | 0 | 1.025 | Wind | -1 | 0.056523 | 0 | 50 |  |  |  |  | -0.056523 | 0 | 0.20005 | 0.28178 |  |  |  |  | 87 | 0.081735
80180 | PNSCALT11A | 1 | South | YES | -0.013729 | 43.8 | 0 | 148 | 0 | 1.025 | Wind | -1 | 0.056523 | 0 | 148 |  |  |  |  | -0.056523 | 0 | 0.20005 | 0.28178 |  |  |  |  | 88 | 0.081735
80181 | PNSCALT21A | 2 | South | YES | -0.013729 | 10 | 0 | 50 | 0 | 1.025 | Wind | -1 | 0.056523 | 0 | 50 |  |  |  |  | -0.056523 | 0 | 0.20005 | 0.28178 |  |  |  |  | 89 | 0.081735
80181 | PNSCALT21A | 1 | South | YES | -0.013729 | 16.5 | 0 | 55 | 0 | 1.025 | Wind | -1 | 0.056523 | 0 | 55 |  |  |  |  | -0.056523 | 0 | 0.20005 | 0.28178 |  |  |  |  | 90 | 0.081735
8517 | CELANEBI0A | 1 | South | YES | -0.013695 | 29 | 0 | 29 | 0 | 1.02 | Cogen | -1 | 0.056489 | 0 | 0 |  |  |  |  | -0.056489 | 0 | 0.20005 | 0.28178 |  |  |  |  | 91 | 0.081735
5932 | SI_RAY9 | 9 | South | YES | -0.013692 | 32 | 32 | 38 | 0 | 1.035 | CC | -1 | 0.056486 | 38 | 38 |  |  |  |  | -0.056486 | -2.1465 | 0.20093 | 0.28293 |  |  |  |  | 92 | 0.081735
5933 | SI_RAY6 | 6 | South | YES | -0.013692 | 15.4 | 10 | 19.3 | 0 | 1.035 | GST | -1 | 0.056486 | 19.3 | 19.3 |  |  |  |  | -0.056486 | -1.0902 | 0.20139 | 0.28352 |  |  |  |  | 93 | 0.081735
5935 | SI_RAY10 | 10 | South | YES | -0.013692 | 47 | 10 | 47 | 0 | 1.03 | CC | -1 | 0.056486 | 47 | 47 |  |  |  |  | -0.056486 | -2.6548 | 0.20249 | 0.28494 |  |  |  |  | 94 | 0.081735
80003 | MILHWYS | F | South | YES | -0.013692 | 0 | 0 | 0 | 0 | 1.0168 | AVR | -1 | 0.056486 | 0 | 0 |  |  |  |  | -0.056486 | 0 | 0.20249 | 0.28494 |  |  |  |  | 95 | 0.081998
8511 | OXY_CC0A | 1 | South | YES | -0.013652 | 30.3 | 0 | 38 | 0 | 1.027 | Cogen | -1 | 0.056446 | 0 | 0 |  |  |  |  | -0.056446 | 0 | 0.20249 | 0.28494 |  |  |  |  | 96 | 0.082132
8459 | B_DAVIS0B | MB | South | YES | -0.013643 | 0 | 50 | 339 |  | 1.03 | GSC | -1 | 0.056437 | 0 | 0 |  |  |  |  | -0.056437 | 0 | 0.20249 | 0.28494 |  |  |  |  | 97 | 0.082457
8460 | B_DAVIS0A | MB | South | YES | -0.013643 | 0 | 50 | 340 |  | 1.03 | GSC | -1 | 0.056437 | 0 | 0 |  |  |  |  | -0.056437 | 0 | 0.20249 | 0.28494 |  |  |  |  | 98 | 0.082457
80263 | B_DAVIS31A | 3 | South | YES | -0.013643 | 0 | 0 | 180 |  | 1.0366 | CC | -1 | 0.056437 | 180 | 180 |  |  |  |  | -0.056437 | -10.1587 | 0.2067 | 0.2904 |  |  |  |  | 99 | 0.082457
80264 | B_DAVIS41A | 4 | South | YES | -0.013643 | 0 | 0 | 180 |  | 1.0366 | CC | -1 | 0.056437 | 180 | 180 |  |  |  |  | -0.056437 | -10.1587 | 0.21091 | 0.29585 |  |  |  |  | 100 | 0.082457
8461 | KOCH_UP0A | 1 | South | YES | -0.013636 | 38 | 0 | 38 | 0 | 1.012 | Cogen | -1 | 0.05643 | 0 | 0 |  |  |  |  | -0.05643 | 0 | 0.21091 | 0.29585 |  |  |  |  | 101 | 0.082457
8936 | MVGN#1 | 1 | South | YES | -0.013634 | 216.6 | 0 | 216.6 | 0 | 1.0304 | CC | -1 | 0.056428 | 216.6 | 216.6 |  |  |  |  | -0.056428 | -12.2223 | 0.21597 | 0.30241 |  |  |  |  | 102 | 0.083699
8937 | MVGN#2 | 2 | South | YES | -0.013634 | 216.7 | 0 | 216.7 | 0 | 1.0304 | CC | -1 | 0.056428 | 216.7 | 216.7 |  |  |  |  | -0.056428 | -12.2279 | 0.22104 | 0.30897 |  |  |  |  | 103 | 0.08494
8938 | MVGN#3 | 3 | South | YES | -0.013634 | 250.9 | 0 | 250.9 | 0 | 1.0304 | CC | -1 | 0.056428 | 250.9 | 250.9 |  |  |  |  | -0.056428 | -14.1578 | 0.22691 | 0.31657 |  |  |  |  | 104 | 0.08494
8981 | HECN1 | 1 | South | YES | -0.013634 | 144.8 | 0 | 144.8 | 0 | 1.0304 | CC | -1 | 0.056428 | 144.8 | 144.8 |  |  |  |  | -0.056428 | -8.1708 | 0.2303 | 0.32096 |  |  |  |  | 105 | 0.086433
8982 | HECN2 | 2 | South | YES | -0.013634 | 144.1 | 0 | 144.1 | 0 | 1.0304 | CC | -1 | 0.056428 | 144.1 | 144.1 |  |  |  |  | -0.056428 | -8.1313 | 0.23367 | 0.32532 |  |  |  |  | 106 | 0.087927
8983 | HECN3 | 3 | South | YES | -0.013634 | 171.9 | 0 | 171.9 | 0 | 1.0304 | CC | -1 | 0.056428 | 171.9 | 171.9 |  |  |  |  | -0.056428 | -9.7 | 0.23769 | 0.33053 |  |  |  |  | 107 | 0.089657
8506 | VAL #1 | 1 | South | YES | -0.01363 | 20.9 | 0 | 25 | 0 | 1.0055 | Cogen | -1 | 0.056424 | 0 | 0 |  |  |  |  | -0.056424 | 0 | 0.23769 | 0.33053 |  |  |  |  | 108 | 0.090655
8507 | VAL #2 | 2 | South | YES | -0.01363 | 20.9 | 0 | 25 | 0 | 1.0055 | Cogen | -1 | 0.056424 | 0 | 0 |  |  |  |  | -0.056424 | 0 | 0.23769 | 0.33053 |  |  |  |  | 109 | 0.091648
8456 | COSW#1 | 1 | South | YES | -0.013622 | 20 | 0 | 20 | 0 | 1.027 | Cogen | -1 | 0.056416 | 0 | 0 |  |  |  |  | -0.056416 | 0 | 0.23769 | 0.33053 |  |  |  |  | 110 | 0.092833
8457 | COSW#2 | 2 | South | YES | -0.013622 | 14 | 0 | 14 | 0 | 1.027 | Cogen | -1 | 0.056416 | 0 | 0 |  |  |  |  | -0.056416 | 0 | 0.23769 | 0.33053 |  |  |  |  | 111 | 0.092833
8560 | CNOPGT1 | 1 | South | YES | -0.013616 | 148.3 | 0 | 148.3 | 0 | 1.03 | Cogen | -1 | 0.05641 | 0 | 0 |  |  |  |  | -0.05641 | 0 | 0.23769 | 0.33053 |  |  |  |  | 112 | 0.092833
8561 | CNOPGT2 | 2 | South | YES | -0.013616 | 148.6 | 0 | 148.6 | 0 | 1.03 | Cogen | -1 | 0.05641 | 0 | 0 |  |  |  |  | -0.05641 | 0 | 0.23769 | 0.33053 |  |  |  |  | 113 | 0.092833
8562 | CNOPST1 | 3 | South | YES | -0.013616 | 153 | 0 | 153 | 0 | 1.03 | Cogen | -1 | 0.05641 | 0 | 0 |  |  |  |  | -0.05641 | 0 | 0.23769 | 0.33053 |  |  |  |  | 114 | 0.092833
8442 | NBEC7 | 7 | South | YES | -0.013614 | 0 | 81 | 367 |  | 1.0298 | GST | -1 | 0.056408 | 367 | 367 |  |  |  |  | -0.056408 | -20.7017 | 0.24628 | 0.34164 |  |  |  |  | 115 | 0.092833
8442 | NBEC7 | MB | South | YES | -0.013614 | 0 | 81 | 367 |  | 1.0298 | GST | -1 | 0.056408 | 0 | 0 |  |  |  |  | -0.056408 | 0 | 0.24628 | 0.34164 |  |  |  |  | 116 | 0.092833
8173 | VICEC51A | 5 | South | YES | -0.013518 | 144 | 18 | 144 | 0 | 1.025 | CC | -1 | 0.056312 | 144 | 144 |  |  |  |  | -0.056312 | -8.1089 | 0.24965 | 0.34599 |  |  |  |  | 117 | 0.092833
8174 | VICEC61A | 6 | South | YES | -0.013518 | 188 | 42 | 188 | 0 | 1.025 | CC | -1 | 0.056312 | 188 | 188 |  |  |  |  | -0.056312 | -10.5866 | 0.25405 | 0.35167 |  |  |  |  | 118 | 0.095359
8926 | LGE_GT10A | 1 | South | YES | -0.013507 | 158 | 0 | 158 | 0 | 1.03 | Cogen | -1 | 0.056301 | 0 | 0 |  |  |  |  | -0.056301 | 0 | 0.25405 | 0.35167 |  |  |  |  | 119 | 0.095359
8927 | LGE_GT20A | 2 | South | YES | -0.013507 | 153 | 0 | 153 | 0 | 1.03 | Cogen | -1 | 0.056301 | 0 | 0 |  |  |  |  | -0.056301 | 0 | 0.25405 | 0.35167 |  |  |  |  | 120 | 0.096342
8928 | LGE_STG0A | 3 | South | YES | -0.013507 | 100 | 0 | 100 | 0 | 1.03 | Cogen | -1 | 0.056301 | 0 | 0 |  |  |  |  | -0.056301 | 0 | 0.25405 | 0.35167 |  |  |  |  | 121 | 0.097626
8930 | ICPGN10A | 1 | South | YES | -0.013507 | 149 | 0 | 149 | 0 | 1.03 | Cogen | -1 | 0.056301 | 0 | 0 |  |  |  |  | -0.056301 | 0 | 0.25405 | 0.35167 |  |  |  |  | 122 | 0.097626
8931 | ICPGN20A | 2 | South | YES | -0.013507 | 150 | 0 | 150 | 0 | 1.03 | Cogen | -1 | 0.056301 | 0 | 0 |  |  |  |  | -0.056301 | 0 | 0.25405 | 0.35167 |  |  |  |  | 123 | 0.097626
8932 | ICPGN30A | 3 | South | YES | -0.013507 | 127 | 0 | 127 | 0 | 1.03 | Cogen | -1 | 0.056301 | 0 | 0 |  |  |  |  | -0.056301 | 0 | 0.25405 | 0.35167 |  |  |  |  | 124 | 0.097626
80223 | REYSHR G | 1 | South | YES | -0.013507 | 12 | 0 | 12 | 0 | 1.032 | Cogen | -1 | 0.056301 | 0 | 0 |  |  |  |  | -0.056301 | 0 | 0.25405 | 0.35167 |  |  |  |  | 125 | 0.097626
8933 | FGNTS001 | 1 | South | YES | -0.013492 | 146.5 | 0 | 146.5 | 0 | 1.03 | CC | -1 | 0.056286 | 146.5 | 146.5 |  |  |  |  | -0.056286 | -8.2459 | 0.25747 | 0.3561 |  |  |  |  | 126 | 0.097626
8934 | FGNTS101 | 2 | South | YES | -0.013492 | 147.9 | 0 | 147.9 | 0 | 1.03 | CC | -1 | 0.056286 | 147.9 | 147.9 |  |  |  |  | -0.056286 | -8.3247 | 0.26093 | 0.36057 |  |  |  |  | 127 | 0.097626
8935 | FGNTS201 | 3 | South | YES | -0.013492 | 173 | 0 | 173 | 0 | 1.03 | CC | -1 | 0.056286 | 173 | 173 |  |  |  |  | -0.056286 | -9.7375 | 0.26498 | 0.36579 |  |  |  |  | 128 | 0.097626
5508 | RAYBURNCC9 | 1 | South | YES | -0.013397 | 47.7 | 18.2 | 47.7 | 0 | 1.0296 | CC | -1 | 0.056191 | 47.7 | 47.7 |  |  |  |  | -0.056191 | -2.6803 | 0.2661 | 0.36723 |  |  |  |  | 129 | 0.098625
5509 | RAYBURNCC10 | 1 | South | YES | -0.013397 | 37.3 | 5.2 | 37.3 | 0 | 1.0296 | CC | -1 | 0.056191 | 37.3 | 37.3 |  |  |  |  | -0.056191 | -2.0959 | 0.26697 | 0.36836 |  |  |  |  | 130 | 0.099633
5511 | RAYBURNCC7 | 1 | South | YES | -0.013397 | 47.5 | 18.2 | 47.5 | 0 | 1.0296 | CC | -1 | 0.056191 | 47.5 | 47.5 |  |  |  |  | -0.056191 | -2.6691 | 0.26808 | 0.36979 |  |  |  |  | 131 | 0.10081
5512 | RAYBURNCC8 | 1 | South | YES | -0.013397 | 49.3 | 18.2 | 49.3 | 0 | 1.0296 | CC | -1 | 0.056191 | 49.3 | 49.3 |  |  |  |  | -0.056191 | -2.7702 | 0.26923 | 0.37128 |  |  |  |  | 132 | 0.10114
8066 | DUP1V#1 | 1 | South | YES | -0.01338 | 52.3 | 0 | 73 | 0 | 1.01 | Cogen | -1 | 0.056174 | 0 | 0 |  |  |  |  | -0.056174 | 0 | 0.26923 | 0.37128 |  |  |  |  | 133 | 0.10139
7007 | L_LOSTPI1_1Y | 1 | South | YES | -0.013284 | 158.6 | 110 | 158 | 0 | 1 | CC | -1 | 0.056078 | 158 | 158 |  |  |  |  | -0.056078 | -8.8603 | 0.27293 | 0.37603 |  |  |  |  | 134 | 0.10171
7008 | L_LOSTPI1_2Y | 2 | South | YES | -0.013284 | 157.7 | 107 | 160 | 0 | 1 | CC | -1 | 0.056078 | 160 | 160 |  |  |  |  | -0.056078 | -8.9725 | 0.27667 | 0.38085 |  |  |  |  | 135 | 0.10204
7009 | L_LOSTPI1_3Y | 3 | South | YES | -0.013284 | 173.9 | 72 | 175 | 0 | 1 | CC | -1 | 0.056078 | 175 | 175 |  |  |  |  | -0.056078 | -9.8136 | 0.28077 | 0.38612 |  |  |  |  | 136 | 0.10204
5503 | RAYBURNGEN3 | 1 | South | YES | -0.01322 | 17.6 | 6 | 22 | 0 | 1.0224 | GST | -1 | 0.056014 | 22 | 22 |  |  |  |  | -0.056014 | -1.2323 | 0.28128 | 0.38678 |  |  |  |  | 137 | 0.1031
5505 | RAYBURNGEN1 | 1 | South | YES | -0.01322 | 0 | 1 | 11 |  | 1.0223 | GGT | -1 | 0.056014 | 11 | 11 |  |  |  |  | -0.056014 | -0.61615 | 0.28154 | 0.38711 |  |  |  |  | 138 | 0.10417
5506 | RAYBURNGEN2 | 1 | South | YES | -0.01322 | 0 | 1 | 11 |  | 1.0223 | GGT | -1 | 0.056014 | 11 | 11 |  |  |  |  | -0.056014 | -0.61615 | 0.2818 | 0.38744 |  |  |  |  | 139 | 0.10535
7012 | L_FPPYD21_3Y | 3 | South | YES | -0.013176 | 427.5 | 200 | 436 | 0 | 1.02 | LIGCO | -1 | 0.05597 | 0 | 436 |  |  |  |  | -0.05597 | 0 | 0.2818 | 0.38744 |  |  |  |  | 140 | 0.10549
7010 | L_FPPYD11_1Y | 1 | South | YES | -0.013174 | 547.4 | 200 | 606 | 0 | 1.02 | LIGCO | -1 | 0.055968 | 0 | 606 |  |  |  |  | -0.055968 | 0 | 0.2818 | 0.38744 |  |  |  |  | 141 | 0.10557
7011 | L_FPPYD11_2Y | 2 | South | YES | -0.013174 | 552.2 | 200 | 598 | 0 | 1.02 | LIGCO | -1 | 0.055968 | 0 | 598 |  |  |  |  | -0.055968 | 0 | 0.2818 | 0.38744 |  |  |  |  | 142 | 0.10564
80224 | VISTRONG1 | 1 | South | YES | -0.013142 | 13.1 | 0 | 15 | 0 | 1.01 | Cogen | -1 | 0.055936 | 0 | 0 |  |  |  |  | -0.055936 | 0 | 0.2818 | 0.38744 |  |  |  |  | 143 | 0.10564
80225 | VISTRONG2 | 2 | South | YES | -0.013142 | 20.2 | 0 | 23 | 0 | 1.01 | Cogen | -1 | 0.055936 | 0 | 0 |  |  |  |  | -0.055936 | 0 | 0.2818 | 0.38744 |  |  |  |  | 144 | 0.10564
80227 | AIRCO G | 1 | South | YES | -0.013057 | 7.2 | 0 | 8 | 0 | 1.0104 | Cogen | -1 | 0.055851 | 0 | 0 |  |  |  |  | -0.055851 | 0 | 0.2818 | 0.38744 |  |  |  |  | 145 | 0.10564
8147 | UCAR #2 | 10 | South | YES | -0.013 | 18.2 | 0 | 28 |  | 1 | Cogen | -1 | 0.055794 | 0 | 0 |  |  |  |  | -0.055794 | 0 | 0.2818 | 0.38744 |  |  |  |  | 146 | 0.10564
8148 | UCAR #1 | 2 | South | YES | -0.013 | 6.1 | 0 | 7 | 0 | 1.009 | Cogen | -1 | 0.055794 | 0 | 0 |  |  |  |  | -0.055794 | 0 | 0.2818 | 0.38744 |  |  |  |  | 147 | 0.10564
80137 | CSDR89 | 9 | South | YES | -0.013 | 15 | 0 | 15 | 0 | 1.003 | DCTie | -1 | 0.055794 | 0 | 0 |  |  |  |  | -0.055794 | 0 | 0.2818 | 0.38744 |  |  |  |  | 148 | 0.10564
80137 | CSDR89 | 8 | South | YES | -0.013 | 33.9 | 0 | 39 | 0 | 1.003 | DCTie | -1 | 0.055794 | 0 | 0 |  |  |  |  | -0.055794 | 0 | 0.2818 | 0.38744 |  |  |  |  | 149 | 0.10564
80138 | CSDR7 | 7 | South | YES | -0.013 | 6.1 | 0 | 7 | 0 | 1.014 | DCTie | -1 | 0.055794 | 0 | 0 |  |  |  |  | -0.055794 | 0 | 0.2818 | 0.38744 |  |  |  |  | 150 | 0.10564
80139 | CSDR56 | 6 | South | YES | -0.013 | 0 | 0 | 39 |  | 1.0033 | DCTie | -1 | 0.055794 | 0 | 0 |  |  |  |  | -0.055794 | 0 | 0.2818 | 0.38744 |  |  |  |  | 151 | 0.10564
80139 | CSDR56 | 5 | South | YES | -0.013 | 15 | 0 | 15 |  | 1.0033 | DCTie | -1 | 0.055794 | 0 | 0 |  |  |  |  | -0.055794 | 0 | 0.2818 | 0.38744 |  |  |  |  | 152 | 0.10564
80140 | CSDR11 | 11 | South | YES | -0.013 | 33.9 | 0 | 39 | 0 | 1.03 | DCTie | -1 | 0.055794 | 0 | 0 |  |  |  |  | -0.055794 | 0 | 0.2818 | 0.38744 |  |  |  |  | 153 | 0.10564
88508 | FALFURRI | F | South | YES | -0.012741 | 0 | 0 | 0 | 0 | 1 | AVR | -1 | 0.055535 | 0 | 0 |  |  |  |  | -0.055535 | 0 | 0.2818 | 0.38744 |  |  |  |  | 154 | 0.10564
5890 | PEARSALLGEN1 | 1 | South | YES | -0.012683 | 19.2 | 6 | 24 | 0 | 1.0226 | GST | -1 | 0.055477 | 24 | 24 |  |  |  |  | -0.055477 | -1.3314 | 0.28236 | 0.38815 |  |  |  |  | 155 | 0.10564
5891 | PEARSALLGEN2 | 1 | South | YES | -0.012683 | 19.4 | 6 | 24.3 | 0 | 1.0226 | GST | -1 | 0.055477 | 24.3 | 24.3 |  |  |  |  | -0.055477 | -1.3481 | 0.28293 | 0.38888 |  |  |  |  | 156 | 0.10564
5892 | PEARSALLGEN3 | 1 | South | YES | -0.012683 | 19.1 | 6 | 23.9 | 0 | 1.0226 | GST | -1 | 0.055477 | 23.9 | 23.9 |  |  |  |  | -0.055477 | -1.3259 | 0.28349 | 0.38959 |  |  |  |  | 157 | 0.10564
80226 | ALCOA G | 1 | South | YES | -0.012676 | 32.3 | 5 | 48 | 0 | 1.015 | Cogen | -1 | 0.05547 | 0 | 0 |  |  |  |  | -0.05547 | 0 | 0.28349 | 0.38959 |  |  |  |  | 158 | 0.10579
5728 | FALCONHYDRO2 | 2 | South | YES | -0.012648 | 12 | 0 | 12 | 0 | 1.0234 | Hydro | -1 | 0.055442 | 0 | 0 |  |  |  |  | -0.055442 | 0 | 0.28349 | 0.38959 |  |  |  |  | 159 | 0.10595
5729 | FALCONHYDRO3 | 3 | South | YES | -0.012648 | 11 | 0 | 11 | 0 | 1.0234 | Hydro | -1 | 0.055442 | 0 | 0 |  |  |  |  | -0.055442 | 0 | 0.28349 | 0.38959 |  |  |  |  | 160 | 0.1061
8048 | FALCONHYDRO1 | 1 | South | YES | -0.012648 | 12 | 0 | 12 | 0 | 1.0234 | Hydro | -1 | 0.055442 | 0 | 0 |  |  |  |  | -0.055442 | 0 | 0.28349 | 0.38959 |  |  |  |  | 161 | 0.1061
8134 | FOR #1 | 1 | South | YES | -0.012575 | 54.1 | 45 | 79 | 0 | 1 | Cogen | -1 | 0.055369 | 0 | 0 |  |  |  |  | -0.055369 | 0 | 0.28349 | 0.38959 |  |  |  |  | 162 | 0.1061
8138 | FOR #2 | 2 | South | YES | -0.012575 | 63.1 | 45 | 81 | 0 | 1 | Cogen | -1 | 0.055369 | 0 | 0 |  |  |  |  | -0.055369 | 0 | 0.28349 | 0.38959 |  |  |  |  | 163 | 0.1061
8153 | FOR #3 | 3 | South | YES | -0.012575 | 63.1 | 45 | 79.9 | 0 | 1 | Cogen | -1 | 0.055369 | 0 | 0 |  |  |  |  | -0.055369 | 0 | 0.28349 | 0.38959 |  |  |  |  | 164 | 0.1061
8154 | FOR #4 | 4 | South | YES | -0.012575 | 63.1 | 60 | 80 | 0 | 1 | Cogen | -1 | 0.055369 | 0 | 0 |  |  |  |  | -0.055369 | 0 | 0.28349 | 0.38959 |  |  |  |  | 165 | 0.1061
8155 | FOR #5 | 5 | South | YES | -0.012575 | 63.1 | 60 | 78.4 | 0 | 1 | Cogen | -1 | 0.055369 | 0 | 0 |  |  |  |  | -0.055369 | 0 | 0.28349 | 0.38959 |  |  |  |  | 166 | 0.1061
8156 | FOR #6 | 6 | South | YES | -0.012575 | 24.9 | 5 | 25 | 0 | 1 | Cogen | -1 | 0.055369 | 0 | 0 |  |  |  |  | -0.055369 | 0 | 0.28349 | 0.38959 |  |  |  |  | 167 | 0.1061
8157 | FOR #7 | 7 | South | YES | -0.012575 | 28.8 | 5 | 46 | 0 | 1 | Cogen | -1 | 0.055369 | 0 | 0 |  |  |  |  | -0.055369 | 0 | 0.28349 | 0.38959 |  |  |  |  | 168 | 0.1061
80051 | FOR #8 | 8 | South | YES | -0.012575 | 28 | 28 | 28 |  | 1 | Cogen | -1 | 0.055369 | 0 | 0 |  |  |  |  | -0.055369 | 0 | 0.28349 | 0.38959 |  |  |  |  | 169 | 0.1061
80052 | FOR #9 | 9 | South | YES | -0.012575 | 29.7 | 5 | 43.6 | 0 | 1 | Cogen | -1 | 0.055369 | 0 | 0 |  |  |  |  | -0.055369 | 0 | 0.28349 | 0.38959 |  |  |  |  | 170 | 0.1061
80053 | FOR #10 | 10 | South | YES | -0.012575 | 68.4 | 45 | 75 | 0 | 1 | Cogen | -1 | 0.055369 | 0 | 0 |  |  |  |  | -0.055369 | 0 | 0.28349 | 0.38959 |  |  |  |  | 171 | 0.1061
88299 | ZAPATA | F | South | YES | -0.011841 | 0 | 0 | 0 | 0 | 1.02 | BLT | -1 | 0.054635 | 0 | 0 |  |  |  |  | -0.054635 | 0 | 0.28349 | 0.38959 |  |  |  |  | 172 | 0.1061
58909 | PEARSALLSCG1 | 3 | South | YES | -0.011601 | 0 | 0 | 8.4 |  | 1.027 | Diesel | -1 | 0.054395 | 8.4 | 8.4 |  |  |  |  | -0.054395 | -0.45692 | 0.28368 | 0.38983 |  |  |  |  | 173 | 0.1061
58909 | PEARSALLSCG1 | 4 | South | YES | -0.011601 | 0 | 0 | 8.4 |  | 1.027 | Diesel | -1 | 0.054395 | 8.4 | 8.4 |  |  |  |  | -0.054395 | -0.45692 | 0.28388 | 0.39008 |  |  |  |  | 174 | 0.1061
58909 | PEARSALLSCG1 | 6 | South | YES | -0.011601 | 0 | 0 | 8.4 |  | 1.027 | Diesel | -1 | 0.054395 | 8.4 | 8.4 |  |  |  |  | -0.054395 | -0.45692 | 0.28408 | 0.39032 |  |  |  |  | 175 | 0.1061
58909 | PEARSALLSCG1 | 5 | South | YES | -0.011601 | 0 | 0 | 8.4 |  | 1.027 | Diesel | -1 | 0.054395 | 8.4 | 8.4 |  |  |  |  | -0.054395 | -0.45692 | 0.28427 | 0.39057 |  |  |  |  | 176 | 0.10615
58909 | PEARSALLSCG1 | 1 | South | YES | -0.011601 | 0 | 0 | 8.4 |  | 1.027 | Diesel | -1 | 0.054395 | 8.4 | 8.4 |  |  |  |  | -0.054395 | -0.45692 | 0.28447 | 0.39081 |  |  |  |  | 177 | 0.1062
58909 | PEARSALLSCG1 | 2 | South | YES | -0.011601 | 0 | 0 | 8.4 |  | 1.027 | Diesel | -1 | 0.054395 | 8.4 | 8.4 |  |  |  |  | -0.054395 | -0.45692 | 0.28466 | 0.39106 |  |  |  |  | 178 | 0.10625
58919 | PEARSALLSCG2 | 5 | South | YES | -0.011601 | 0 | 0 | 8.4 |  | 1.027 | Diesel | -1 | 0.054395 | 8.4 | 8.4 |  |  |  |  | -0.054395 | -0.45692 | 0.28486 | 0.3913 |  |  |  |  | 179 | 0.1063
58919 | PEARSALLSCG2 | 6 | South | YES | -0.011601 | 0 | 0 | 8.4 |  | 1.027 | Diesel | -1 | 0.054395 | 8.4 | 8.4 |  |  |  |  | -0.054395 | -0.45692 | 0.28506 | 0.39155 |  |  |  |  | 180 | 0.10635
58919 | PEARSALLSCG2 | 1 | South | YES | -0.011601 | 0 | 0 | 8.4 |  | 1.027 | Diesel | -1 | 0.054395 | 8.4 | 8.4 |  |  |  |  | -0.054395 | -0.45692 | 0.28525 | 0.3918 |  |  |  |  | 181 | 0.10639
58919 | PEARSALLSCG2 | 2 | South | YES | -0.011601 | 0 | 0 | 8.4 |  | 1.027 | Diesel | -1 | 0.054395 | 8.4 | 8.4 |  |  |  |  | -0.054395 | -0.45692 | 0.28545 | 0.39204 |  |  |  |  | 182 | 0.10644
58919 | PEARSALLSCG2 | 4 | South | YES | -0.011601 | 0 | 0 | 8.4 |  | 1.027 | Diesel | -1 | 0.054395 | 8.4 | 8.4 |  |  |  |  | -0.054395 | -0.45692 | 0.28565 | 0.39229 |  |  |  |  | 183 | 0.10649
58919 | PEARSALLSCG2 | 3 | South | YES | -0.011601 | 0 | 0 | 8.4 |  | 1.027 | Diesel | -1 | 0.054395 | 8.4 | 8.4 |  |  |  |  | -0.054395 | -0.45692 | 0.28584 | 0.39253 |  |  |  |  | 184 | 0.10654
58929 | PEARSALLSCG3 | 4 | South | YES | -0.011601 | 0 | 0 | 8.4 |  | 1.027 | Diesel | -1 | 0.054395 | 8.4 | 8.4 |  |  |  |  | -0.054395 | -0.45692 | 0.28604 | 0.39278 |  |  |  |  | 185 | 0.10659
58929 | PEARSALLSCG3 | 6 | South | YES | -0.011601 | 0 | 0 | 8.4 |  | 1.027 | Diesel | -1 | 0.054395 | 8.4 | 8.4 |  |  |  |  | -0.054395 | -0.45692 | 0.28624 | 0.39302 |  |  |  |  | 186 | 0.10664
58929 | PEARSALLSCG3 | 2 | South | YES | -0.011601 | 0 | 0 | 8.4 |  | 1.027 | Diesel | -1 | 0.054395 | 8.4 | 8.4 |  |  |  |  | -0.054395 | -0.45692 | 0.28643 | 0.39327 |  |  |  |  | 187 | 0.10669
58929 | PEARSALLSCG3 | 5 | South | YES | -0.011601 | 0 | 0 | 8.4 |  | 1.027 | Diesel | -1 | 0.054395 | 8.4 | 8.4 |  |  |  |  | -0.054395 | -0.45692 | 0.28663 | 0.39351 |  |  |  |  | 188 | 0.10674
58929 | PEARSALLSCG3 | 1 | South | YES | -0.011601 | 0 | 0 | 8.4 |  | 1.027 | Diesel | -1 | 0.054395 | 8.4 | 8.4 |  |  |  |  | -0.054395 | -0.45692 | 0.28683 | 0.39376 |  |  |  |  | 189 | 0.10678
58929 | PEARSALLSCG3 | 3 | South | YES | -0.011601 | 0 | 0 | 8.4 |  | 1.027 | Diesel | -1 | 0.054395 | 8.4 | 8.4 |  |  |  |  | -0.054395 | -0.45692 | 0.28702 | 0.394 |  |  |  |  | 190 | 0.10683
58949 | PEARSALLSCG4 | 3 | South | YES | -0.011601 | 0 | 0 | 8.4 |  | 1.027 | Diesel | -1 | 0.054395 | 8.4 | 8.4 |  |  |  |  | -0.054395 | -0.45692 | 0.28722 | 0.39425 |  |  |  |  | 191 | 0.10688
58949 | PEARSALLSCG4 | 2 | South | YES | -0.011601 | 0 | 0 | 8.4 |  | 1.027 | Diesel | -1 | 0.054395 | 8.4 | 8.4 |  |  |  |  | -0.054395 | -0.45692 | 0.28742 | 0.39449 |  |  |  |  | 192 | 0.10693
58949 | PEARSALLSCG4 | 1 | South | YES | -0.011601 | 0 | 0 | 8.4 |  | 1.027 | Diesel | -1 | 0.054395 | 8.4 | 8.4 |  |  |  |  | -0.054395 | -0.45692 | 0.28761 | 0.39474 |  |  |  |  | 193 | 0.10698
58949 | PEARSALLSCG4 | 4 | South | YES | -0.011601 | 0 | 0 | 8.4 |  | 1.027 | Diesel | -1 | 0.054395 | 8.4 | 8.4 |  |  |  |  | -0.054395 | -0.45692 | 0.28781 | 0.39498 |  |  |  |  | 194 | 0.10703
58949 | PEARSALLSCG4 | 6 | South | YES | -0.011601 | 0 | 0 | 8.4 |  | 1.027 | Diesel | -1 | 0.054395 | 8.4 | 8.4 |  |  |  |  | -0.054395 | -0.45692 | 0.28801 | 0.39523 |  |  |  |  | 195 | 0.10708
58949 | PEARSALLSCG4 | 5 | South | YES | -0.011601 | 0 | 0 | 8.4 |  | 1.027 | Diesel | -1 | 0.054395 | 8.4 | 8.4 |  |  |  |  | -0.054395 | -0.45692 | 0.2882 | 0.39547 |  |  |  |  | 196 | 0.10713
80012 | LAR | F | South | YES | -0.01065 | 0 | 0 | 0 | 0 | 1.04 | DCTie | -1 | 0.053444 | 0 | 0 |  |  |  |  | -0.053444 | 0 | 0.2882 | 0.39547 |  |  |  |  | 197 | 0.10717
80265 | LARECU40A | 4 | South | YES | -0.010649 | 80 | 0 | 100 |  | 1.039 | GGT | -1 | 0.053443 | 100 | 100 |  |  |  |  | -0.053443 | -5.3443 | 0.29054 | 0.39834 |  |  |  |  | 198 | 0.10722
80266 | LARECU50A | 5 | South | YES | -0.010649 | 80 | 0 | 100 |  | 1.039 | GGT | -1 | 0.053443 | 100 | 100 |  |  |  |  | -0.053443 | -5.3443 | 0.29288 | 0.40121 |  |  |  |  | 199 | 0.10727
3432 | SANDOW_4G | 4 | South | YES | -0.010317 | 580 | 225 | 580 |  | 1.029 | LIGCO | -1 | 0.053111 | 0 | 580 |  |  |  |  | -0.053111 | 0 | 0.29288 | 0.40121 |  |  |  |  | 200 | 0.10727
5911 | STP_GN1___1 | 1 | Houston | YES | -0.009072 | 1333 | 1249 | 1333 | 0 | 1.0406 | Nuc | -1 | 0.051866 | 0 | 0 |  |  |  |  | -0.051866 | 0 | 0.29288 | 0.40121 |  |  |  |  | 201 | 0.1078
5912 | STP_GN2___2 | 2 | Houston | YES | -0.009072 | 1332 | 1249 | 1332 | 0 | 1.0406 | Nuc | -1 | 0.051866 | 0 | 0 |  |  |  |  | -0.051866 | 0 | 0.29288 | 0.40121 |  |  |  |  | 202 | 0.10833
48731 | CBE_GT1 | 1 | Houston | YES | -0.008761 | 76 | 0 | 76 | 0 | 1.029 | CC | -1 | 0.051555 | 76 | 76 |  |  |  |  | -0.051555 | -3.9182 | 0.29466 | 0.40331 |  |  |  |  | 203 | 0.10833
48732 | CBE_GT2 | 1 | Houston | YES | -0.008761 | 76 | 0 | 76 | 0 | 1.029 | CC | -1 | 0.051555 | 76 | 76 |  |  |  |  | -0.051555 | -3.9182 | 0.29644 | 0.40542 |  |  |  |  | 204 | 0.10833
48733 | CBE_ST12 | 1 | Houston | YES | -0.008761 | 105 | 0 | 105 | 0 | 1.029 | CC | -1 | 0.051555 | 105 | 105 |  |  |  |  | -0.051555 | -5.4133 | 0.29889 | 0.40832 |  |  |  |  | 205 | 0.10833
48734 | CBE_GT3 | 1 | Houston | YES | -0.008761 | 76 | 0 | 76 | 0 | 1.029 | CC | -1 | 0.051555 | 76 | 76 |  |  |  |  | -0.051555 | -3.9182 | 0.30067 | 0.41043 |  |  |  |  | 206 | 0.10866
48735 | CBE_GT4 | 1 | Houston | YES | -0.008761 | 76 | 0 | 76 | 0 | 1.029 | CC | -1 | 0.051555 | 76 | 76 |  |  |  |  | -0.051555 | -3.9182 | 0.30245 | 0.41253 |  |  |  |  | 207 | 0.10898
48736 | CBE_ST34 | 1 | Houston | YES | -0.008761 | 105 | 0 | 105 | 0 | 1.029 | CC | -1 | 0.051555 | 105 | 105 |  |  |  |  | -0.051555 | -5.4133 | 0.30491 | 0.41543 |  |  |  |  | 208 | 0.10943
48911 | TGF_GT1_8000 | 1 | Houston | YES | -0.00852 | 69.2 | 0 | 69.2 |  | 1.029 | Cogen | -1 | 0.051314 | 0 | 0 |  |  |  |  | -0.051314 | 0 | 0.30491 | 0.41543 |  |  |  |  | 209 | 0.10975
13432 | SANDOW_5G | 5 | South | YES | -0.007861 | 581 | 225 | 581 |  | 1.029 | LIGCO | -1 | 0.050655 | 0 | 581 |  |  |  |  | -0.050655 | 0 | 0.30491 | 0.41543 |  |  |  |  | 210 | 0.11008
49851 | DOW17000 | 37 | Houston | YES | -0.007489 | 39 | 0 | 62 | 0 | 1 | Cogen | -1 | 0.050283 | 0 | 0 |  |  |  |  | -0.050283 | 0 | 0.30491 | 0.41543 |  |  |  |  | 211 | 0.11053
49858 | DOW38100 | 31 | Houston | YES | -0.007489 | 45 | 0 | 71.4 |  | 1 | Cogen | -1 | 0.050283 | 0 | 0 |  |  |  |  | -0.050283 | 0 | 0.30491 | 0.41543 |  |  |  |  | 212 | 0.11053
49859 | DOW38200 | 33 | Houston | YES | -0.007489 | 28 | 0 | 45 | 0 | 1 | Cogen | -1 | 0.050283 | 0 | 0 |  |  |  |  | -0.050283 | 0 | 0.30491 | 0.41543 |  |  |  |  | 213 | 0.11053
49860 | DOW38300 | 32 | Houston | YES | -0.007489 | 63 | 0 | 101 |  | 1 | Cogen | -1 | 0.050283 | 0 | 0 |  |  |  |  | -0.050283 | 0 | 0.30491 | 0.41543 |  |  |  |  | 214 | 0.11053
49862 | DOW39100 | 36 | Houston | YES | -0.007489 | 54 | 0 | 86 | 0 | 1 | Cogen | -1 | 0.050283 | 0 | 0 |  |  |  |  | -0.050283 | 0 | 0.30491 | 0.41543 |  |  |  |  | 215 | 0.11053
49863 | DOW39200 | 35 | Houston | YES | -0.007489 | 55 | 0 | 88 | 0 | 1 | Cogen | -1 | 0.050283 | 0 | 0 |  |  |  |  | -0.050283 | 0 | 0.30491 | 0.41543 |  |  |  |  | 216 | 0.11053
49865 | DOW41000 | 41 | Houston | YES | -0.007489 | 31 | 0 | 50 |  | 1 | Cogen | -1 | 0.050283 | 0 | 0 |  |  |  |  | -0.050283 | 0 | 0.30491 | 0.41543 |  |  |  |  | 217 | 0.11053
49866 | DOW42000 | 42 | Houston | YES | -0.007489 | 11 | 0 | 18 |  | 1 | Cogen | -1 | 0.050283 | 0 | 0 |  |  |  |  | -0.050283 | 0 | 0.30491 | 0.41543 |  |  |  |  | 218 | 0.11053
49869 | DOW49000 | 45 | Houston | YES | -0.007489 | 59 | 0 | 94 |  | 1 | Cogen | -1 | 0.050283 | 0 | 0 |  |  |  |  | -0.050283 | 0 | 0.30491 | 0.41543 |  |  |  |  | 219 | 0.11053
49870 | DOW61000 | 61 | Houston | YES | -0.007489 | 44 | 0 | 70 | 0 | 1 | Cogen | -1 | 0.050283 | 0 | 0 |  |  |  |  | -0.050283 | 0 | 0.30491 | 0.41543 |  |  |  |  | 220 | 0.11053
49871 | DOW62000 | 62 | Houston | YES | -0.007489 | 40 | 0 | 63 | 0 | 1 | Cogen | -1 | 0.050283 | 0 | 0 |  |  |  |  | -0.050283 | 0 | 0.30491 | 0.41543 |  |  |  |  | 221 | 0.11053
49872 | DOW63000 | 63 | Houston | YES | -0.007489 | 45 | 0 | 72 | 0 | 1 | Cogen | -1 | 0.050283 | 0 | 0 |  |  |  |  | -0.050283 | 0 | 0.30491 | 0.41543 |  |  |  |  | 222 | 0.11053
49873 | DOW64000 | 64 | Houston | YES | -0.007489 | 41 | 0 | 64.8 | 0 | 1 | Cogen | -1 | 0.050283 | 0 | 0 |  |  |  |  | -0.050283 | 0 | 0.30491 | 0.41543 |  |  |  |  | 223 | 0.11053
49876 | DOW65000 | 65 | Houston | YES | -0.007489 | 63 | 0 | 101 | 0 | 1 | Cogen | -1 | 0.050283 | 0 | 0 |  |  |  |  | -0.050283 | 0 | 0.30491 | 0.41543 |  |  |  |  | 224 | 0.11053
49877 | DOW66000 | 66 | Houston | YES | -0.007489 | 61 | 0 | 97 | 0 | 1 | Cogen | -1 | 0.050283 | 0 | 0 |  |  |  |  | -0.050283 | 0 | 0.30491 | 0.41543 |  |  |  |  | 225 | 0.11053
49878 | DOW67000 | 67 | Houston | YES | -0.007489 | 65 | 0 | 103 | 0 | 1 | Cogen | -1 | 0.050283 | 0 | 0 |  |  |  |  | -0.050283 | 0 | 0.30491 | 0.41543 |  |  |  |  | 226 | 0.11053
49882 | DOW81000 | 81 | Houston | YES | -0.007489 | 47 | 0 | 76 | 0 | 1 | Cogen | -1 | 0.050283 | 0 | 0 |  |  |  |  | -0.050283 | 0 | 0.30491 | 0.41543 |  |  |  |  | 227 | 0.11053
49884 | DOW82000 | 82 | Houston | YES | -0.007489 | 51 | 0 | 80 | 0 | 1 | Cogen | -1 | 0.050283 | 0 | 0 |  |  |  |  | -0.050283 | 0 | 0.30491 | 0.41543 |  |  |  |  | 228 | 0.11053
49885 | DOW83000 | 83 | Houston | YES | -0.007489 | 51 | 0 | 80 | 0 | 1 | Cogen | -1 | 0.050283 | 0 | 0 |  |  |  |  | -0.050283 | 0 | 0.30491 | 0.41543 |  |  |  |  | 229 | 0.11053
49886 | DOW84000 | 84 | Houston | YES | -0.007489 | 107 | 0 | 171 | 0 | 0.98 | Cogen | -1 | 0.050283 | 0 | 0 |  |  |  |  | -0.050283 | 0 | 0.30491 | 0.41543 |  |  |  |  | 230 | 0.11053
48520 | BSF_GT1_8070 | 1 | Houston | YES | -0.007181 | 72 | 0 | 72 | 0 | 1.0326 | Cogen | -1 | 0.049975 | 0 | 0 |  |  |  |  | -0.049975 | 0 | 0.30491 | 0.41543 |  |  |  |  | 231 | 0.11053
48520 | BSF_GT1_8070 | 2 | Houston | YES | -0.007181 | 10 | 0 | 10 | 0 | 1.0326 | Cogen | -1 | 0.049975 | 0 | 0 |  |  |  |  | -0.049975 | 0 | 0.30491 | 0.41543 |  |  |  |  | 232 | 0.11053
39760 | TNSCLP1___8 | 1 | Houston | YES | -0.006926 | 93.4 | 20 | 116.8 | 0 | 1.04 | Cogen | -1 | 0.04972 | 0 | 0 |  |  |  |  | -0.04972 | 0 | 0.30491 | 0.41543 |  |  |  |  | 233 | 0.11053
39770 | TNSCLP2___8 | 1 | Houston | YES | -0.006926 | 91.6 | 20 | 114.5 | 0 | 1.04 | Cogen | -1 | 0.04972 | 0 | 0 |  |  |  |  | -0.04972 | 0 | 0.30491 | 0.41543 |  |  |  |  | 234 | 0.11053
39775 | TNSCLP4___8 | 1 | Houston | YES | -0.006926 | 95.2 | 20 | 119 | 0 | 1.04 | Cogen | -1 | 0.04972 | 0 | 0 |  |  |  |  | -0.04972 | 0 | 0.30491 | 0.41543 |  |  |  |  | 235 | 0.11053
39790 | TNSCLP3___8 | 1 | Houston | YES | -0.006926 | 87.6 | 20 | 109.5 | 0 | 1.027 | Cogen | -1 | 0.04972 | 0 | 0 |  |  |  |  | -0.04972 | 0 | 0.30491 | 0.41543 |  |  |  |  | 236 | 0.11053
48730 | MNS_GT | 1 | Houston | YES | -0.006149 | 43 | 0 | 46.1 |  | 1.029 | Cogen | -1 | 0.048943 | 0 | 0 |  |  |  |  | -0.048943 | 0 | 0.30491 | 0.41543 |  |  |  |  | 237 | 0.11053
48926 | WAP_GN6_6 | 6 | Houston | YES | -0.006123 | 651 | 280 | 651 |  | 1.035 | LIGCO | -1 | 0.048917 | 0 | 651 |  |  |  |  | -0.048917 | 0 | 0.30491 | 0.41543 |  |  |  |  | 238 | 0.11053
48927 | WAP_GN7_7 | 7 | Houston | YES | -0.006123 | 564 | 277 | 564 |  | 1.035 | LIGCO | -1 | 0.048917 | 0 | 564 |  |  |  |  | -0.048917 | 0 | 0.30491 | 0.41543 |  |  |  |  | 239 | 0.11053
48928 | WAP_GN8_8 | 8 | Houston | YES | -0.006123 | 603 | 275 | 603 |  | 1.035 | LIGCO | -1 | 0.048917 | 0 | 603 |  |  |  |  | -0.048917 | 0 | 0.30491 | 0.41543 |  |  |  |  | 240 | 0.11053
48521 | BVE_GT1_GT1 | 1 | Houston | YES | -0.006116 | 167.7 | 0 | 167.7 |  | 1.035 | CC | -1 | 0.04891 | 167.7 | 167.7 |  |  |  |  | -0.04891 | -8.2022 | 0.30883 | 0.41984 |  |  |  |  | 241 | 0.11053
48522 | BVE_GT2_5035 | 2 | Houston | YES | -0.006116 | 166.4 | 0 | 166.4 |  | 1.035 | CC | -1 | 0.04891 | 166.4 | 166.4 |  |  |  |  | -0.04891 | -8.1386 | 0.31272 | 0.42421 |  |  |  |  | 242 | 0.11053
48523 | BVE_ST1_GN1 | 3 | Houston | YES | -0.006116 | 252.4 | 0 | 252.4 |  | 1.035 | CC | -1 | 0.04891 | 252.4 | 252.4 |  |  |  |  | -0.04891 | -12.3449 | 0.31863 | 0.43083 |  |  |  |  | 243 | 0.11053
48510 | AK_GT1__8040 | 1 | Houston | YES | -0.00603 | 33.4 | 8.1 | 34 |  | 1.029 | Cogen | -1 | 0.048824 | 0 | 0 |  |  |  |  | -0.048824 | 0 | 0.31863 | 0.43083 |  |  |  |  | 244 | 0.11101
48921 | WAP_GN1_1 | 1 | Houston | YES | -0.00596 | 132.8 | 37 | 166 | 0 | 1.0362 | GST | -1 | 0.048754 | 166 | 166 |  |  |  |  | -0.048754 | -8.0932 | 0.32251 | 0.43517 |  |  |  |  | 245 | 0.11148
48922 | WAP_GN2_2 | 2 | Houston | YES | -0.00596 | 132.8 | 37 | 166 | 0 | 1.0362 | GST | -1 | 0.048754 | 166 | 166 |  |  |  |  | -0.048754 | -8.0932 | 0.32639 | 0.43952 |  |  |  |  | 246 | 0.1122
48923 | WAP_GN3_3 | 3 | Houston | YES | -0.00596 | 198.4 | 93 | 248 | 0 | 1.0362 | GST | -1 | 0.048754 | 248 | 248 |  |  |  |  | -0.048754 | -12.091 | 0.33219 | 0.44601 |  |  |  |  | 247 | 0.1122
48924 | WAP_GN4_4 | 4 | Houston | YES | -0.00596 | 546 | 217 | 546 | 0 | 1.0362 | GSC | -1 | 0.048754 | 546 | 546 |  |  |  |  | -0.048754 | -26.6197 | 0.34497 | 0.4603 |  |  |  |  | 248 | 0.11267
48925 | WAP_GN5_5 | 5 | Houston | YES | -0.00596 | 595 | 278 | 654 | 0 | 0.985 | LIGCO | -1 | 0.048754 | 0 | 654 |  |  |  |  | -0.048754 | 0 | 0.34497 | 0.4603 |  |  |  |  | 249 | 0.11313
48929 | WAPGT21_GT1 | B1 | Houston | YES | -0.00596 | 0 | 0 | 13 |  | 1.05 | GGT | -1 | 0.048754 | 13 | 13 |  |  |  |  | -0.048754 | -0.6338 | 0.34527 | 0.46064 |  |  |  |  | 250 | 0.11381
38580 | TNBP_CGN1_8 | 1 | Houston | YES | -0.005506 | 70.8 | 0 | 70.8 | 0 | 1.005 | Cogen | -1 | 0.0483 | 0 | 0 |  |  |  |  | -0.0483 | 0 | 0.34527 | 0.46064 |  |  |  |  | 251 | 0.11533
38590 | TNBP_CGN2_8 | 2 | Houston | YES | -0.005506 | 66.7 | 0 | 66.7 | 0 | 1.005 | Cogen | -1 | 0.0483 | 0 | 0 |  |  |  |  | -0.0483 | 0 | 0.34527 | 0.46064 |  |  |  |  | 252 | 0.11533
38600 | TNBP_CGN3_8 | 5 | Houston | YES | -0.005506 | 53 | 0 | 53 | 0 | 1.005 | Cogen | -1 | 0.0483 | 0 | 0 |  |  |  |  | -0.0483 | 0 | 0.34527 | 0.46064 |  |  |  |  | 253 | 0.11536
38611 | TNBPAMCG1_8 | 1 | Houston | YES | -0.005506 | 153.2 | 0 | 153.2 | 0 | 1.005 | Cogen | -1 | 0.0483 | 0 | 0 |  |  |  |  | -0.0483 | 0 | 0.34527 | 0.46064 |  |  |  |  | 254 | 0.11536
38612 | TNBPAMCG2_8 | 2 | Houston | YES | -0.005506 | 153.5 | 0 | 153.5 | 0 | 1.005 | Cogen | -1 | 0.0483 | 0 | 0 |  |  |  |  | -0.0483 | 0 | 0.34527 | 0.46064 |  |  |  |  | 255 | 0.11536
38613 | TNBPAMCG3_8 | 3 | Houston | YES | -0.005506 | 152.3 | 0 | 152.3 | 0 | 1.005 | Cogen | -1 | 0.0483 | 0 | 0 |  |  |  |  | -0.0483 | 0 | 0.34527 | 0.46064 |  |  |  |  | 256 | 0.11536
38614 | TNBPAMCG4_8 | 4 | Houston | YES | -0.005506 | 96 | 0 | 96 |  | 1.005 | Cogen | -1 | 0.0483 | 0 | 0 |  |  |  |  | -0.0483 | 0 | 0.34527 | 0.46064 |  |  |  |  | 257 | 0.11536
38615 | TNBPAMCG5_8 | 1 | Houston | YES | -0.005506 | 244 | 0 | 244 | 0 | 1.005 | Cogen | -1 | 0.0483 | 0 | 0 |  |  |  |  | -0.0483 | 0 | 0.34527 | 0.46064 |  |  |  |  | 258 | 0.11536
38690 | TNBP_CGN4_8 | 3 | Houston | YES | -0.005506 | 40 | 0 | 40 |  | 1.005 | Cogen | -1 | 0.0483 | 0 | 0 |  |  |  |  | -0.0483 | 0 | 0.34527 | 0.46064 |  |  |  |  | 259 | 0.11536
38711 | TNTXCTY1CG8 | 1 | Houston | YES | -0.005506 | 100.3 | 59 | 100.3 | 0 | 1 | Cogen | -1 | 0.0483 | 0 | 0 |  |  |  |  | -0.0483 | 0 | 0.34527 | 0.46064 |  |  |  |  | 260 | 0.11536
38712 | TNTXCTY2CG8 | 1 | Houston | YES | -0.005506 | 92.9 | 59 | 92.9 | 0 | 1 | Cogen | -1 | 0.0483 | 0 | 0 |  |  |  |  | -0.0483 | 0 | 0.34527 | 0.46064 |  |  |  |  | 261 | 0.11536
38713 | TNTXCTY3CG8 | 1 | Houston | YES | -0.005506 | 102.7 | 59 | 102.7 | 0 | 1 | Cogen | -1 | 0.0483 | 0 | 0 |  |  |  |  | -0.0483 | 0 | 0.34527 | 0.46064 |  |  |  |  | 262 | 0.11536
38714 | TNTXCTY4CG8 | 1 | Houston | YES | -0.005506 | 103 | 59 | 103 | 0 | 1 | Cogen | -1 | 0.0483 | 0 | 0 |  |  |  |  | -0.0483 | 0 | 0.34527 | 0.46064 |  |  |  |  | 263 | 0.11536
39470 | TNDOWCGNSG8 | 1 | Houston | YES | -0.005506 | 32 | 10 | 32 | 0 | 0.985 | Cogen | -1 | 0.0483 | 0 | 0 |  |  |  |  | -0.0483 | 0 | 0.34527 | 0.46064 |  |  |  |  | 264 | 0.11536
39480 | TNDOWCGNGG8 | 1 | Houston | YES | -0.005506 | 30 | 10 | 30 | 0 | 0.985 | Cogen | -1 | 0.0483 | 0 | 0 |  |  |  |  | -0.0483 | 0 | 0.34527 | 0.46064 |  |  |  |  | 265 | 0.11536
48772 | PHR_GN2_2 | MB | Houston | YES | -0.005291 | 0 | 72 | 459 |  | 1.0362 | GSC | -1 | 0.048085 | 0 | 0 |  |  |  |  | -0.048085 | 0 | 0.34527 | 0.46064 |  |  |  |  | 266 | 0.11536
48561 | CTL_GT2_8130 | 1 | Houston | YES | -0.005139 | 73.5 | 30.3 | 91.9 |  | 1.0362 | Cogen | -1 | 0.047933 | 0 | 0 |  |  |  |  | -0.047933 | 0 | 0.34527 | 0.46064 |  |  |  |  | 267 | 0.11536
48562 | CTL_GT3_8135 | 2 | Houston | YES | -0.005139 | 70.1 | 30.3 | 87.6 |  | 1.0362 | Cogen | -1 | 0.047933 | 0 | 0 |  |  |  |  | -0.047933 | 0 | 0.34527 | 0.46064 |  |  |  |  | 268 | 0.11536
48563 | CTL_GT4_8140 | 3 | Houston | YES | -0.005139 | 69.6 | 30.3 | 87 |  | 1.0362 | Cogen | -1 | 0.047933 | 0 | 0 |  |  |  |  | -0.047933 | 0 | 0.34527 | 0.46064 |  |  |  |  | 269 | 0.11536
48564 | CTL_GN1_8145 | 4 | Houston | YES | -0.005139 | 43.6 | 12.9 | 54.5 |  | 1.0362 | Cogen | -1 | 0.047933 | 0 | 0 |  |  |  |  | -0.047933 | 0 | 0.34527 | 0.46064 |  |  |  |  | 270 | 0.11536
48565 | CTL_GN2_8155 | 5 | Houston | YES | -0.005139 | 9.8 | 3.4 | 12.2 |  | 1.0362 | Cogen | -1 | 0.047933 | 0 | 0 |  |  |  |  | -0.047933 | 0 | 0.34527 | 0.46064 |  |  |  |  | 271 | 0.11536
48531 | BYU_GT1_8075 | 1 | Houston | YES | -0.005082 | 65 | 0 | 65 |  | 1.0362 | Cogen | -1 | 0.047876 | 0 | 0 |  |  |  |  | -0.047876 | 0 | 0.34527 | 0.46064 |  |  |  |  | 272 | 0.11536
48532 | BYU_GT2_8055 | 2 | Houston | YES | -0.005082 | 62 | 0 | 62 |  | 1.0362 | Cogen | -1 | 0.047876 | 0 | 0 |  |  |  |  | -0.047876 | 0 | 0.34527 | 0.46064 |  |  |  |  | 273 | 0.11536
48533 | BYU_GT3_8060 | 3 | Houston | YES | -0.005082 | 67 | 0 | 67 |  | 1.0362 | Cogen | -1 | 0.047876 | 0 | 0 |  |  |  |  | -0.047876 | 0 | 0.34527 | 0.46064 |  |  |  |  | 274 | 0.11536
48534 | BYU_GT4_8065 | 4 | Houston | YES | -0.005082 | 65 | 0 | 65 |  | 1.0362 | Cogen | -1 | 0.047876 | 0 | 0 |  |  |  |  | -0.047876 | 0 | 0.34527 | 0.46064 |  |  |  |  | 275 | 0.11536
48691 | GBY_73741085 | B | Houston | YES | -0.004998 | 37.6 | 20 | 47 | 0 | 1.0362 | GGT | -1 | 0.047792 | 47 | 47 |  |  |  |  | -0.047792 | -2.2462 | 0.34637 | 0.46184 |  |  |  |  | 276 | 0.11536
48691 | GBY_73741085 | A | Houston | YES | -0.004998 | 37.6 | 20 | 47 | 0 | 1.0362 | GGT | -1 | 0.047792 | 47 | 47 |  |  |  |  | -0.047792 | -2.2462 | 0.34747 | 0.46305 |  |  |  |  | 277 | 0.11536
48692 | GBY_81821075 | D | Houston | YES | -0.004998 | 44 | 20 | 55 | 0 | 1.0362 | GGT | -1 | 0.047792 | 55 | 55 |  |  |  |  | -0.047792 | -2.6286 | 0.34876 | 0.46446 |  |  |  |  | 278 | 0.11536
48692 | GBY_81821075 | C | Houston | YES | -0.004998 | 37.6 | 20 | 47 | 0 | 1.0362 | GGT | -1 | 0.047792 | 47 | 47 |  |  |  |  | -0.047792 | -2.2462 | 0.34986 | 0.46566 |  |  |  |  | 279 | 0.11547
48693 | GBY_83841065 | F | Houston | YES | -0.004998 | 43.2 | 20 | 54 | 0 | 1.0362 | GGT | -1 | 0.047792 | 54 | 54 |  |  |  |  | -0.047792 | -2.5808 | 0.35112 | 0.46705 |  |  |  |  | 280 | 0.11558
48693 | GBY_83841065 | E | Houston | YES | -0.004998 | 45.6 | 20 | 57 | 0 | 1.0362 | GGT | -1 | 0.047792 | 57 | 57 |  |  |  |  | -0.047792 | -2.7241 | 0.35245 | 0.46851 |  |  |  |  | 281 | 0.1157
48841 | SJS_GT1_GT1 | 1 | Houston | YES | -0.004974 | 62.4 | 49 | 78 | 0 | 1.0362 | Cogen | -1 | 0.047768 | 0 | 0 |  |  |  |  | -0.047768 | 0 | 0.35245 | 0.46851 |  |  |  |  | 282 | 0.11581
48842 | SJS_GT2_GT2 | 2 | Houston | YES | -0.004974 | 64.8 | 49 | 81 | 0 | 1.0362 | Cogen | -1 | 0.047768 | 0 | 0 |  |  |  |  | -0.047768 | 0 | 0.35245 | 0.46851 |  |  |  |  | 283 | 0.11593
48641 | DPEC_GT15040 | 1 | Houston | YES | -0.004951 | 163.2 | 98 | 163.2 | 0 | 1.0319 | CC | -1 | 0.047745 | 163.2 | 163.2 |  |  |  |  | -0.047745 | -7.792 | 0.35627 | 0.47269 |  |  |  |  | 284 | 0.11606
48642 | DPEC_GT25025 | 2 | Houston | YES | -0.004951 | 157.1 | 98 | 157.1 | 0 | 1.0319 | CC | -1 | 0.047745 | 157.1 | 157.1 |  |  |  |  | -0.047745 | -7.5007 | 0.35995 | 0.47672 |  |  |  |  | 285 | 0.11606
48643 | DPEC_GT35010 | 3 | Houston | YES | -0.004951 | 157.5 | 98 | 157.5 | 0 | 1.0319 | CC | -1 | 0.047745 | 157.5 | 157.5 |  |  |  |  | -0.047745 | -7.5198 | 0.36363 | 0.48076 |  |  |  |  | 286 | 0.11606
48644 | DPEC_GT45070 | 4 | Houston | YES | -0.004951 | 157 | 98 | 157 | 0 | 1.0319 | CC | -1 | 0.047745 | 157 | 157 |  |  |  |  | -0.047745 | -7.496 | 0.3673 | 0.48478 |  |  |  |  | 287 | 0.11642
48645 | DPEC_ST55065 | 5 | Houston | YES | -0.004951 | 282 | 0 | 282 | 0 | 1.0319 | CC | -1 | 0.047745 | 282 | 282 |  |  |  |  | -0.047745 | -13.4641 | 0.3739 | 0.49201 |  |  |  |  | 288 | 0.11677
48761 | PR_GT1__9040 | 1 | Houston | YES | -0.004918 | 26 | 0 | 35 |  | 1 | Cogen | -1 | 0.047712 | 0 | 0 |  |  |  |  | -0.047712 | 0 | 0.3739 | 0.49201 |  |  |  |  | 289 | 0.11712
48855 | SRB_GT211035 | B1 | Houston | YES | -0.004892 | 0 | 0 | 18 |  | 1.014 | GGT | -1 | 0.047686 | 18 | 18 |  |  |  |  | -0.047686 | -0.85835 | 0.37432 | 0.49247 |  |  |  |  | 290 | 0.11747
48855 | SRB_GT211035 | B2 | Houston | YES | -0.004892 | 0 | 0 | 12 |  | 1.014 | GGT | -1 | 0.047686 | 12 | 12 |  |  |  |  | -0.047686 | -0.57223 | 0.3746 | 0.49277 |  |  |  |  | 291 | 0.1181
48852 | SRB_GN2_2 | 2 | Houston | YES | -0.00489 | 140.8 | 26 | 176 | 0 | 1.0217 | GST | -1 | 0.047684 | 176 | 176 |  |  |  |  | -0.047684 | -8.3924 | 0.37872 | 0.49728 |  |  |  |  | 292 | 0.1181
48851 | SRB_GN1_1 | 1 | Houston | YES | -0.004888 | 132 | 26 | 165 | 0 | 1.0217 | GST | -1 | 0.047682 | 165 | 165 |  |  |  |  | -0.047682 | -7.8675 | 0.38258 | 0.5015 |  |  |  |  | 293 | 0.11814
48551 | CAL_GT1_8045 | 1 | Houston | YES | -0.004887 | 149 | 0 | 149 | 0 | 1.0326 | Cogen | -1 | 0.047681 | 0 | 0 |  |  |  |  | -0.047681 | 0 | 0.38258 | 0.5015 |  |  |  |  | 294 | 0.11817
48552 | CAL_ST1_8000 | 2 | Houston | YES | -0.004887 | 65.1 | 0 | 65.1 | 0 | 1.0326 | Cogen | -1 | 0.047681 | 0 | 0 |  |  |  |  | -0.047681 | 0 | 0.38258 | 0.5015 |  |  |  |  | 295 | 0.11856
48853 | SRB_GN3_3 | 3 | Houston | YES | -0.004882 | 170.4 | 35 | 213 |  | 1.0326 | GST | -1 | 0.047676 | 213 | 213 |  |  |  |  | -0.047676 | -10.155 | 0.38756 | 0.50695 |  |  |  |  | 296 | 0.11892
48611 | DIB_GT1_8080 | 1 | Houston | YES | -0.004881 | 64 | 0 | 64 | 0 | 1.0326 | Cogen | -1 | 0.047675 | 0 | 0 |  |  |  |  | -0.047675 | 0 | 0.38756 | 0.50695 |  |  |  |  | 297 | 0.11892
48612 | DIB_GT2_8075 | 2 | Houston | YES | -0.004881 | 63.2 | 0 | 63.2 | 0 | 1.0326 | Cogen | -1 | 0.047675 | 0 | 0 |  |  |  |  | -0.047675 | 0 | 0.38756 | 0.50695 |  |  |  |  | 298 | 0.11892
48613 | DIB_ST1_8085 | 3 | Houston | YES | -0.004881 | 67.9 | 30 | 82.6 | 0 | 1.0326 | Cogen | -1 | 0.047675 | 0 | 0 |  |  |  |  | -0.047675 | 0 | 0.38756 | 0.50695 |  |  |  |  | 299 | 0.11939
48614 | DIB_GT3_8090 | 4 | Houston | YES | -0.004881 | 73.6 | 15 | 73.6 | 0 | 1.0326 | Cogen | -1 | 0.047675 | 0 | 0 |  |  |  |  | -0.047675 | 0 | 0.38756 | 0.50695 |  |  |  |  | 300 | 0.11939
48845 | SOL_GT1 | 1 | Houston | YES | -0.004881 | 16.2 | 15.4 | 16.2 |  | 1.0326 | Solar | -1 | 0.047675 | 16.2 | 16.2 |  |  |  |  | -0.047675 | -0.77233 | 0.38794 | 0.50737 |  |  |  |  | 301 | 0.11939
48854 | SRB_GN4_4 | 4 | Houston | YES | -0.00488 | 182.4 | 35 | 228 | 0 | 1.0326 | GST | -1 | 0.047674 | 228 | 228 |  |  |  |  | -0.047674 | -10.8697 | 0.39328 | 0.5132 |  |  |  |  | 302 | 0.11939
48740 | PSG_GN2_8050 | 1 | Houston | YES | -0.004879 | 182 | 60 | 182 | 0 | 1.0326 | Cogen | -1 | 0.047673 | 0 | 0 |  |  |  |  | -0.047673 | 0 | 0.39328 | 0.5132 |  |  |  |  | 303 | 0.11939
48741 | PSG_GT2_8040 | 1 | Houston | YES | -0.004879 | 158.6 | 50 | 158.6 | 0 | 1.0326 | Cogen | -1 | 0.047673 | 0 | 0 |  |  |  |  | -0.047673 | 0 | 0.39328 | 0.5132 |  |  |  |  | 304 | 0.11942
48742 | PSG_GT3_8060 | 1 | Houston | YES | -0.004879 | 157 | 50 | 157 | 0 | 1.0326 | Cogen | -1 | 0.047673 | 0 | 0 |  |  |  |  | -0.047673 | 0 | 0.39328 | 0.5132 |  |  |  |  | 305 | 0.11992
48820 | SHELLG1_3015 | 1 | Houston | YES | -0.004842 | 71 | 34.5 | 71 |  | 1.029 | Cogen | -1 | 0.047636 | 0 | 0 |  |  |  |  | -0.047636 | 0 | 0.39328 | 0.5132 |  |  |  |  | 306 | 0.11992
48821 | SHELLG2 | 2 | Houston | YES | -0.004842 | 72 | 34.5 | 72 |  | 1.029 | Cogen | -1 | 0.047636 | 0 | 0 |  |  |  |  | -0.047636 | 0 | 0.39328 | 0.5132 |  |  |  |  | 307 | 0.11992
48822 | SHELLG3_3020 | 2 | Houston | YES | -0.004842 | 30 | 0 | 30 |  | 1.029 | Cogen | -1 | 0.047636 | 0 | 0 |  |  |  |  | -0.047636 | 0 | 0.39328 | 0.5132 |  |  |  |  | 308 | 0.11992
48822 | SHELLG3_3020 | 1 | Houston | YES | -0.004842 | 39 | 0 | 39 |  | 1.029 | Cogen | -1 | 0.047636 | 0 | 0 |  |  |  |  | -0.047636 | 0 | 0.39328 | 0.5132 |  |  |  |  | 309 | 0.11992
48500 | APD_GT1_8005 | 1 | Houston | YES | -0.004786 | 137.6 | 54.6 | 137.6 | 0 | 1.0362 | Cogen | -1 | 0.04758 | 0 | 0 |  |  |  |  | -0.04758 | 0 | 0.39328 | 0.5132 |  |  |  |  | 310 | 0.11992
48511 | LPE_GT1_8070 | 1 | Houston | YES | -0.004779 | 42 | 0 | 42 | 0 | 1.0362 | GGT | -1 | 0.047573 | 42 | 42 |  |  |  |  | -0.047573 | -1.9981 | 0.39426 | 0.51427 |  |  |  |  | 311 | 0.11992
48512 | LPE_GT2_8075 | 2 | Houston | YES | -0.004779 | 42 | 0 | 42 | 0 | 1.0362 | GGT | -1 | 0.047573 | 42 | 42 |  |  |  |  | -0.047573 | -1.9981 | 0.39524 | 0.51535 |  |  |  |  | 312 | 0.11992
48513 | LPE_GT3_8080 | 3 | Houston | YES | -0.004779 | 39 | 0 | 39 | 0 | 1.0362 | GGT | -1 | 0.047573 | 39 | 39 |  |  |  |  | -0.047573 | -1.8553 | 0.39615 | 0.51634 |  |  |  |  | 313 | 0.11992
48514 | LPE_GT4_8085 | 4 | Houston | YES | -0.004779 | 39 | 0 | 39 | 0 | 1.0362 | GGT | -1 | 0.047573 | 39 | 39 |  |  |  |  | -0.047573 | -1.8553 | 0.39707 | 0.51734 |  |  |  |  | 314 | 0.12001
48593 | CHE_GT1_8015 | 1 | Houston | YES | -0.004767 | 173 | 50 | 173 | 0 | 1.0362 | Cogen | -1 | 0.047561 | 0 | 0 |  |  |  |  | -0.047561 | 0 | 0.39707 | 0.51734 |  |  |  |  | 315 | 0.1201
48594 | CHE_GN4_8025 | 4 | Houston | YES | -0.004767 | 142 | 60 | 142 | 0 | 1.0362 | Cogen | -1 | 0.047561 | 0 | 0 |  |  |  |  | -0.047561 | 0 | 0.39707 | 0.51734 |  |  |  |  | 316 | 0.12019
48873 | THW_ST3_ST_3 | 3 | Houston | YES | -0.004683 | 107 | 19 | 107 | 0 | 1.0435 | CC | -1 | 0.047477 | 107 | 107 |  |  |  |  | -0.047477 | -5.08 | 0.39957 | 0.52006 |  |  |  |  | 317 | 0.12027
48874 | THW_ST4_ST_4 | 4 | Houston | YES | -0.004683 | 108 | 19 | 108 | 0 | 1.0435 | CC | -1 | 0.047477 | 108 | 108 |  |  |  |  | -0.047477 | -5.1275 | 0.4021 | 0.52282 |  |  |  |  | 318 | 0.12027
48875 | THW_3132 | A | Houston | YES | -0.004683 | 55 | 5 | 55 | 0 | 1.0435 | CC | -1 | 0.047477 | 55 | 55 |  |  |  |  | -0.047477 | -2.6112 | 0.40338 | 0.52422 |  |  |  |  | 319 | 0.12027
48875 | THW_3132 | B | Houston | YES | -0.004683 | 53 | 5 | 53 | 0 | 1.0435 | CC | -1 | 0.047477 | 53 | 53 |  |  |  |  | -0.047477 | -2.5163 | 0.40462 | 0.52557 |  |  |  |  | 320 | 0.12049
48877 | THW_3334 | C | Houston | YES | -0.004683 | 55 | 5 | 55 | 0 | 1.0435 | CC | -1 | 0.047477 | 55 | 55 |  |  |  |  | -0.047477 | -2.6112 | 0.40591 | 0.52697 |  |  |  |  | 321 | 0.12072
48877 | THW_3334 | D | Houston | YES | -0.004683 | 57 | 5 | 57 | 0 | 1.0435 | CC | -1 | 0.047477 | 57 | 57 |  |  |  |  | -0.047477 | -2.7062 | 0.40724 | 0.52842 |  |  |  |  | 322 | 0.12083
48879 | THW_4142 | E | Houston | YES | -0.004683 | 56 | 5 | 56 | 0 | 1.0435 | CC | -1 | 0.047477 | 56 | 56 |  |  |  |  | -0.047477 | -2.6587 | 0.40855 | 0.52985 |  |  |  |  | 323 | 0.12094
48879 | THW_4142 | F | Houston | YES | -0.004683 | 55 | 5 | 55 | 0 | 1.0435 | CC | -1 | 0.047477 | 55 | 55 |  |  |  |  | -0.047477 | -2.6112 | 0.40984 | 0.53125 |  |  |  |  | 324 | 0.12106
48881 | THW_4344 | G | Houston | YES | -0.004683 | 58 | 5 | 58 | 0 | 1.0435 | CC | -1 | 0.047477 | 58 | 58 |  |  |  |  | -0.047477 | -2.7537 | 0.4112 | 0.53273 |  |  |  |  | 325 | 0.12118
48881 | THW_4344 | H | Houston | YES | -0.004683 | 58 | 5 | 58 | 0 | 1.0435 | CC | -1 | 0.047477 | 58 | 58 |  |  |  |  | -0.047477 | -2.7537 | 0.41255 | 0.53421 |  |  |  |  | 326 | 0.1213
48582 | CBY_GN2_2 | 2 | Houston | YES | -0.004634 | 596.8 | 110 | 746 | 0 | 1.0435 | GSC | -1 | 0.047428 | 746 | 746 |  |  |  |  | -0.047428 | -35.3812 | 0.43001 | 0.5532 |  |  |  |  | 327 | 0.12141
48883 | THW_GT1_GT_1 | B2 | Houston | YES | -0.004592 | 0 | 0 | 12 |  | 1.043 | GGT | -1 | 0.047386 | 12 | 12 |  |  |  |  | -0.047386 | -0.56863 | 0.43029 | 0.5535 |  |  |  |  | 328 | 0.12153
49803 | EXN_15GT | 1 | Houston | YES | -0.004592 | 33 | 8.3 | 34 |  | 1.0326 | Cogen | -1 | 0.047386 | 0 | 0 |  |  |  |  | -0.047386 | 0 | 0.43029 | 0.5535 |  |  |  |  | 329 | 0.12165
49804 | EXN_16GT | 2 | Houston | YES | -0.004592 | 32 | 8.3 | 34.7 |  | 1.0326 | Cogen | -1 | 0.047386 | 0 | 0 |  |  |  |  | -0.047386 | 0 | 0.43029 | 0.5535 |  |  |  |  | 330 | 0.12319
49805 | EXN_17GT | 3 | Houston | YES | -0.004592 | 31 | 8.3 | 32.7 |  | 1.0326 | Cogen | -1 | 0.047386 | 0 | 0 |  |  |  |  | -0.047386 | 0 | 0.43029 | 0.5535 |  |  |  |  | 331 | 0.12322
49826 | EXN938GT | 5 | Houston | YES | -0.004592 | 43 | 9.2 | 45.9 |  | 1.0326 | Cogen | -1 | 0.047386 | 0 | 0 |  |  |  |  | -0.047386 | 0 | 0.43029 | 0.5535 |  |  |  |  | 332 | 0.12322
49828 | EXN941GT | 10 | Houston | YES | -0.004592 | 17.7 | 5.4 | 17.7 | 0 | 1.0326 | Cogen | -1 | 0.047386 | 0 | 0 |  |  |  |  | -0.047386 | 0 | 0.43029 | 0.5535 |  |  |  |  | 333 | 0.12322
49829 | EXN942GT | 11 | Houston | YES | -0.004592 | 20 | 5.4 | 20.4 | 0 | 1.0326 | Cogen | -1 | 0.047386 | 0 | 0 |  |  |  |  | -0.047386 | 0 | 0.43029 | 0.5535 |  |  |  |  | 334 | 0.12322
49830 | EXN943GT | 12 | Houston | YES | -0.004592 | 19 | 5.4 | 19.9 | 0 | 1.0326 | Cogen | -1 | 0.047386 | 0 | 0 |  |  |  |  | -0.047386 | 0 | 0.43029 | 0.5535 |  |  |  |  | 335 | 0.12322
49831 | EXN944GT | 13 | Houston | YES | -0.004592 | 33 | 5.4 | 35 | 0 | 1.0326 | Cogen | -1 | 0.047386 | 0 | 0 |  |  |  |  | -0.047386 | 0 | 0.43029 | 0.5535 |  |  |  |  | 336 | 0.12322
49832 | EXN945GT | 9 | Houston | YES | -0.004592 | 18.5 | 9.2 | 18.5 |  | 1.0326 | Cogen | -1 | 0.047386 | 0 | 0 |  |  |  |  | -0.047386 | 0 | 0.43029 | 0.5535 |  |  |  |  | 337 | 0.12322
49837 | EXN_GT | 4 | Houston | YES | -0.004592 | 81 | 21.3 | 85.4 |  | 1.0326 | Cogen | -1 | 0.047386 | 0 | 0 |  |  |  |  | -0.047386 | 0 | 0.43029 | 0.5535 |  |  |  |  | 338 | 0.12322
49838 | EXN_14GT | 14 | Houston | YES | -0.004592 | 140 | 0 | 148 |  | 1.0326 | Cogen | -1 | 0.047386 | 0 | 0 |  |  |  |  | -0.047386 | 0 | 0.43029 | 0.5535 |  |  |  |  | 339 | 0.12322
48651 | EP_1_2 | 1 | Houston | YES | -0.004551 | 4 | 0 | 5 | 0 | 1.0362 | Cogen | -1 | 0.047345 | 0 | 0 |  |  |  |  | -0.047345 | 0 | 0.43029 | 0.5535 |  |  |  |  | 340 | 0.12322
48651 | EP_1_2 | 2 | Houston | YES | -0.004551 | 17.7 | 10 | 21 | 0 | 1.0362 | Cogen | -1 | 0.047345 | 0 | 0 |  |  |  |  | -0.047345 | 0 | 0.43029 | 0.5535 |  |  |  |  | 341 | 0.12322
48581 | CBY_GN1_1 | 1 | Houston | YES | -0.00455 | 595.2 | 108 | 744 | 0 | 1.0435 | GSC | -1 | 0.047344 | 744 | 744 |  |  |  |  | -0.047344 | -35.2239 | 0.44769 | 0.57241 |  |  |  |  | 342 | 0.12322
48940 | WARVUE_GT1 | G1 | Houston | YES | -0.00455 | 15 | 0 | 15 |  | 1.021 | Cogen | -1 | 0.047344 | 0 | 0 |  |  |  |  | -0.047344 | 0 | 0.44769 | 0.57241 |  |  |  |  | 343 | 0.12322
48791 | PSA_GT1_8160 | 1 | Houston | YES | -0.004545 | 52 | 20.8 | 65 | 0 | 1.0362 | Cogen | -1 | 0.047339 | 0 | 0 |  |  |  |  | -0.047339 | 0 | 0.44769 | 0.57241 |  |  |  |  | 344 | 0.12322
48792 | PSA_GT2_8155 | 2 | Houston | YES | -0.004545 | 52.8 | 20.3 | 66 | 0 | 1.0362 | Cogen | -1 | 0.047339 | 0 | 0 |  |  |  |  | -0.047339 | 0 | 0.44769 | 0.57241 |  |  |  |  | 345 | 0.12472
48793 | PSA_GT3_8150 | 3 | Houston | YES | -0.004545 | 56 | 20.3 | 70 | 0 | 1.0362 | Cogen | -1 | 0.047339 | 0 | 0 |  |  |  |  | -0.047339 | 0 | 0.44769 | 0.57241 |  |  |  |  | 346 | 0.12472
48794 | PSA_GT4_8145 | 4 | Houston | YES | -0.004545 | 52.8 | 20.3 | 66 | 0 | 1.0362 | Cogen | -1 | 0.047339 | 0 | 0 |  |  |  |  | -0.047339 | 0 | 0.44769 | 0.57241 |  |  |  |  | 347 | 0.12472
48795 | PSA_GT5_8140 | 5 | Houston | YES | -0.004545 | 51.2 | 20.3 | 64 | 0 | 1.0362 | Cogen | -1 | 0.047339 | 0 | 0 |  |  |  |  | -0.047339 | 0 | 0.44769 | 0.57241 |  |  |  |  | 348 | 0.12472
48796 | PSA_GN1_8165 | 1 | Houston | YES | -0.004545 | 83.2 | 43.1 | 104 | 0 | 1.0362 | Cogen | -1 | 0.047339 | 0 | 0 |  |  |  |  | -0.047339 | 0 | 0.44769 | 0.57241 |  |  |  |  | 349 | 0.12472
48797 | PSA_GT6_8135 | 6 | Houston | YES | -0.004545 | 47.2 | 34.5 | 59 | 0 | 1.0362 | Cogen | -1 | 0.047339 | 0 | 0 |  |  |  |  | -0.047339 | 0 | 0.44769 | 0.57241 |  |  |  |  | 350 | 0.12472
48815 | CVC_GT4_8005 | 4 | Houston | YES | -0.004523 | 165 | 91.8 | 165 |  | 1.0362 | Cogen | -1 | 0.047317 | 0 | 0 |  |  |  |  | -0.047317 | 0 | 0.44769 | 0.57241 |  |  |  |  | 351 | 0.12472
48583 | CBY_GT4_1 | 1 | Houston | YES | -0.004515 | 172 | 0 | 172 | 0 | 1.027 | GSC | -1 | 0.047309 | 172 | 172 |  |  |  |  | -0.047309 | -8.1371 | 0.45172 | 0.57678 |  |  |  |  | 352 | 0.12472
48584 | CBY_GT4_2 | 2 | Houston | YES | -0.004515 | 172 | 0 | 172 | 0 | 1.027 | CC | -1 | 0.047309 | 172 | 172 |  |  |  |  | -0.047309 | -8.1371 | 0.45574 | 0.58114 |  |  |  |  | 353 | 0.12472
48585 | CBY_ST4_1 | 3 | Houston | YES | -0.004515 | 172 | 0 | 172 | 0 | 1.027 | CC | -1 | 0.047309 | 172 | 172 |  |  |  |  | -0.047309 | -8.1371 | 0.45976 | 0.58551 |  |  |  |  | 354 | 0.12472
48595 | BTE_GT2_8075 | 1 | Houston | YES | -0.004446 | 162.8 | 130 | 162.8 | 0 | 1.0261 | CC | -1 | 0.04724 | 162.8 | 162.8 |  |  |  |  | -0.04724 | -7.6907 | 0.46357 | 0.58964 |  |  |  |  | 355 | 0.12506
48596 | BTE_GT3_8045 | 2 | Houston | YES | -0.004446 | 161.4 | 130 | 161.4 | 0 | 1.0261 | CC | -1 | 0.04724 | 161.4 | 161.4 |  |  |  |  | -0.04724 | -7.6245 | 0.46735 | 0.59373 |  |  |  |  | 356 | 0.1254
48597 | BTE_GT4_8055 | 3 | Houston | YES | -0.004446 | 158.9 | 130 | 158.9 | 0 | 1.0261 | CC | -1 | 0.04724 | 158.9 | 158.9 |  |  |  |  | -0.04724 | -7.5064 | 0.47106 | 0.59776 |  |  |  |  | 357 | 0.12575
48598 | BTE_ST1_8070 | 4 | Houston | YES | -0.004446 | 269.2 | 60 | 269.2 | 0 | 1.0261 | CC | -1 | 0.04724 | 269.2 | 269.2 |  |  |  |  | -0.04724 | -12.717 | 0.47736 | 0.60459 |  |  |  |  | 358 | 0.12607
48690 | GBY_GN5_5 | 5 | Houston | YES | -0.004418 | 318.4 | 81 | 398 |  | 1.0362 | GSC | -1 | 0.047212 | 398 | 398 |  |  |  |  | -0.047212 | -18.7904 | 0.48667 | 0.61467 |  |  |  |  | 359 | 0.12638
48885 | THW_5152 | B | Houston | YES | -0.004386 | 47.2 | 5 | 59 |  | 1.0319 | GGT | -1 | 0.04718 | 59 | 59 |  |  |  |  | -0.04718 | -2.7836 | 0.48805 | 0.61617 |  |  |  |  | 360 | 0.1267
48885 | THW_5152 | A | Houston | YES | -0.004386 | 46.4 | 5 | 58 |  | 1.0319 | GGT | -1 | 0.04718 | 58 | 58 |  |  |  |  | -0.04718 | -2.7364 | 0.48941 | 0.61763 |  |  |  |  | 361 | 0.12722
48886 | THW_5354 | D | Houston | YES | -0.004386 | 46.4 | 5 | 58 |  | 1.0319 | GGT | -1 | 0.04718 | 58 | 58 |  |  |  |  | -0.04718 | -2.7364 | 0.49077 | 0.6191 |  |  |  |  | 362 | 0.128
48886 | THW_5354 | C | Houston | YES | -0.004386 | 45.6 | 5 | 57 |  | 1.0319 | GGT | -1 | 0.04718 | 57 | 57 |  |  |  |  | -0.04718 | -2.6893 | 0.4921 | 0.62055 |  |  |  |  | 363 | 0.12811
48887 | THW_5556 | E | Houston | YES | -0.004386 | 47.2 | 5 | 59 |  | 1.0319 | GGT | -1 | 0.04718 | 59 | 59 |  |  |  |  | -0.04718 | -2.7836 | 0.49348 | 0.62204 |  |  |  |  | 364 | 0.12822
48887 | THW_5556 | F | Houston | YES | -0.004386 | 45.6 | 5 | 57 |  | 1.0319 | GGT | -1 | 0.04718 | 57 | 57 |  |  |  |  | -0.04718 | -2.6893 | 0.49481 | 0.62348 |  |  |  |  | 365 | 0.12834
48591 | CHE_GT2_5030 | 2 | Houston | YES | -0.003967 | 173 | 50 | 173 | 0 | 1.029 | Cogen | -1 | 0.046761 | 0 | 0 |  |  |  |  | -0.046761 | 0 | 0.49481 | 0.62348 |  |  |  |  | 366 | 0.12845
48811 | CVC_GT3_5045 | 3 | Houston | YES | -0.003967 | 156 | 91.8 | 156 | 0 | 1.029 | Cogen | -1 | 0.046761 | 0 | 0 |  |  |  |  | -0.046761 | 0 | 0.49481 | 0.62348 |  |  |  |  | 367 | 0.12856
48812 | CVC_GT2_5020 | 2 | Houston | YES | -0.003967 | 158 | 91.8 | 158 | 0 | 1.029 | Cogen | -1 | 0.046761 | 0 | 0 |  |  |  |  | -0.046761 | 0 | 0.49481 | 0.62348 |  |  |  |  | 368 | 0.12867
48813 | CVC_GT1_5035 | 1 | Houston | YES | -0.003967 | 160 | 91.8 | 160 | 0 | 1.029 | Cogen | -1 | 0.046761 | 0 | 0 |  |  |  |  | -0.046761 | 0 | 0.49481 | 0.62348 |  |  |  |  | 369 | 0.12867
48814 | CVC_ST5_5040 | 1 | Houston | YES | -0.003967 | 162 | 91.8 | 162 | 0 | 1.029 | Cogen | -1 | 0.046761 | 0 | 0 |  |  |  |  | -0.046761 | 0 | 0.49481 | 0.62348 |  |  |  |  | 370 | 0.12867
48671 | FTR_GT1_5105 | 1 | North | YES | -0.000193 | 154.2 | 0 | 154.2 | 0 | 1.0319 | CC | -1 | 0.042987 | 154.2 | 154.2 |  |  | -0.029761 | 154.2 | -0.042987 | -6.6286 | 0.49842 | 0.62704 |  |  |  |  | 371 | 0.12867
48672 | FTR_GT2_5110 | 2 | North | YES | -0.000193 | 159 | 0 | 159 | 0 | 1.0319 | CC | -1 | 0.042987 | 159 | 159 |  |  | -0.030687 | 159 | -0.042987 | -6.8349 | 0.50214 | 0.63071 |  |  |  |  | 372 | 0.12867
48673 | FTR_GT3_5085 | 3 | North | YES | -0.000193 | 158 | 0 | 158 | 0 | 1.0319 | CC | -1 | 0.042987 | 158 | 158 |  |  | -0.030494 | 158 | -0.042987 | -6.7919 | 0.50584 | 0.63436 |  |  |  |  | 373 | 0.12867
48674 | FTR_CN4_5095 | 4 | North | YES | -0.000193 | 380 | 0 | 380 | 0 | 1.0319 | CC | -1 | 0.042987 | 380 | 380 |  |  | -0.07334 | 380 | -0.042987 | -16.335 | 0.51473 | 0.64312 |  |  |  |  | 374 | 0.12862
5934 | SI_RAY5 | 5 | South | YES | 0 | 0 | 10 | 15 |  | 1.035 | GST | -1 | 0.042794 | 15 | 15 |  |  |  |  | -0.042794 | -0.64191 | 0.51508 | 0.64347 |  |  |  |  | 375 | 0.12857
8139 | JOS #1 | MB | South | YES | 0 | 0 | 45 | 255 |  | 1.02 | GST | -1 | 0.042794 | 0 | 0 |  |  |  |  | -0.042794 | 0 | 0.51508 | 0.64347 |  |  |  |  | 376 | 0.12852
8285 | LAR #1 | MB | South | YES | 0 | 0 | 9 | 32 |  | 1.0497 | GST | -1 | 0.042794 | 0 | 0 |  |  |  |  | -0.042794 | 0 | 0.51508 | 0.64347 |  |  |  |  | 377 | 0.1284
8287 | LAR #2 | MB | South | YES | 0 | 0 | 9 | 32 |  | 1.04 | GST | -1 | 0.042794 | 0 | 0 |  |  |  |  | -0.042794 | 0 | 0.51508 | 0.64347 |  |  |  |  | 378 | 0.12839
8288 | LAR #3 | MB | South | YES | 0 | 0 | 25 | 105 |  | 1.04 | GST | -1 | 0.042794 | 0 | 0 |  |  |  |  | -0.042794 | 0 | 0.51508 | 0.64347 |  |  |  |  | 379 | 0.12839
8388 | BATES0A | MB | South | YES | 0 | 0 | 21 | 71 |  | 1.033 | GST | -1 | 0.042794 | 0 | 0 |  |  |  |  | -0.042794 | 0 | 0.51508 | 0.64347 |  |  |  |  | 380 | 0.12839
8393 | BATES0B | MB | South | YES | 0 | 0 | 25 | 110 |  | 1.03 | GST | -1 | 0.042794 | 0 | 0 |  |  |  |  | -0.042794 | 0 | 0.51508 | 0.64347 |  |  |  |  | 381 | 0.12839
8437 | NUECES_B0C | MB | South | YES | 0 | 0 | 7 | 30 |  | 1.03 | GST | -1 | 0.042794 | 0 | 0 |  |  |  |  | -0.042794 | 0 | 0.51508 | 0.64347 |  |  |  |  | 382 | 0.12839
8438 | NUECES_B0B | MB | South | YES | 0 | 0 | 26 | 169 |  | 1.03 | GST | -1 | 0.042794 | 0 | 0 |  |  |  |  | -0.042794 | 0 | 0.51508 | 0.64347 |  |  |  |  | 383 | 0.12839
39190 | TNSLCGN1__8 | 1 | Houston | YES | 0 | 0 | 10 | 30 |  | 1.03 | Cogen | -1 | 0.042794 | 0 | 0 |  |  |  |  | -0.042794 | 0 | 0.51508 | 0.64347 |  |  |  |  | 384 | 0.12839
32883 | BRYN_DNSBY3 | 1 | North | YES | 0.000525 | 0 | 2 | 48 |  | 1.015 | GST | -1 | 0.042269 | 48 | 48 |  |  | 0.0252 | 48 | -0.042269 | -2.0289 | 0.5162 | 0.64456 |  |  |  |  | 385 | 0.12839
32884 | BRYN_DNSBY13 | 1 | North | YES | 0.000525 | 46 | 2 | 46 | 0 | 1.015 | GST | -1 | 0.042269 | 46 | 46 |  |  | 0.02415 | 46 | -0.042269 | -1.9444 | 0.51728 | 0.6456 |  |  |  |  | 386 | 0.12839
32892 | BRYN_DNSBY14 | 1 | North | YES | 0.000525 | 84 | 25 | 105 | 0 | 1.035 | GST | -1 | 0.042269 | 105 | 105 |  |  | 0.055125 | 105 | -0.042269 | -4.4382 | 0.51973 | 0.64798 |  |  |  |  | 387 | 0.12839
32886 | BRYN_ATKINS3 | MB | North | YES | 0.000583 | 0 | 5 | 12 |  | 1 | GST | -1 | 0.042211 | 0 | 0 |  |  | 0 | 0 | -0.042211 | 0 | 0.51973 | 0.64798 |  |  |  |  | 388 | 0.12836
32887 | BRYN_ATKINS6 | MB | North | YES | 0.000583 | 0 | 12 | 51 |  | 1.028 | GST | -1 | 0.042211 | 0 | 0 |  |  | 0 | 0 | -0.042211 | 0 | 0.51973 | 0.64798 |  |  |  |  | 389 | 0.12832
32888 | BRYN_ATKINS7 | 1 | North | YES | 0.000583 | 13.6 | 4 | 17 |  | 1.028 | GGT | -1 | 0.042211 | 17 | 17 |  |  | 0.009911 | 17 | -0.042211 | -0.71759 | 0.52013 | 0.64837 |  |  |  |  | 390 | 0.12825
32890 | BRYN_ATKINS4 | MB | North | YES | 0.000583 | 0 | 5 | 22 |  | 1.031 | GST | -1 | 0.042211 | 0 | 0 |  |  | 0 | 0 | -0.042211 | 0 | 0.52013 | 0.64837
32891 | BRYN_ATKINS5 | MB | North | YES | 0.000583 | 0 | 5 | 25 |  | 1.031 | GST | -1 | 0.042211 | 0 | 0 |  |  | 0 | 0 | -0.042211 | 0 | 0.52013 | 0.64837
990 | GIBN_CREK_G1 | 1 | North | YES | 0.000586 | 463 | 200 | 463 | 0 | 1.0275 | LIGCO | -1 | 0.042208 | 0 | 463 |  |  | 0 | 0 | -0.042208 | 0 | 0.52013 | 0.64837
32798 | BRYN_TAMUGEN | 1 | North | YES | 0.000591 | 32 | 0 | 32 |  | 1.02 | GST | -1 | 0.042203 | 32 | 32 |  |  | 0.018912 | 32 | -0.042203 | -1.3505 | 0.52088 | 0.64909
3416 | LAKE_CRK1_G | 1 | North | YES | 0.001538 | 60 | 33 | 75 |  | 1.029 | GST | -1 | 0.041256 | 75 | 75 |  |  | 0.11535 | 75 | -0.041256 | -3.0942 | 0.52264 | 0.65075
3417 | LAKE_CRK2_G | 2 | North | YES | 0.001538 | 177.6 | 40 | 222 | 0 | 1.029 | GST | -1 | 0.041256 | 222 | 222 |  |  | 0.34144 | 222 | -0.041256 | -9.1588 | 0.52783 | 0.65567
3403 | THOUSE_1G | 1 | North | YES | 0.002449 | 563 | 200 | 563 | 0 | 1.012 | GSC | -1 | 0.040345 | 563 | 563 |  |  | 1.3788 | 563 | -0.040345 | -22.7142 | 0.541 | 0.66786
3404 | THOUSE_2G | 2 | North | YES | 0.002449 | 807 | 250 | 807 | 0 | 1.012 | GSC | -1 | 0.040345 | 807 | 807 |  |  | 1.9763 | 807 | -0.040345 | -32.5584 | 0.55988 | 0.68534
39960 | TNTNPONE_18 | 1 | North | YES | 0.003081 | 152.3 | 30 | 152.3 |  | 1.04 | LIGCO | -1 | 0.039713 | 0 | 152.3 |  |  | 0 | 0 | -0.039713 | 0 | 0.55988 | 0.68534
39970 | TNTNPONE_28 | 1 | North | YES | 0.003081 | 153 | 30 | 153 |  | 1.04 | LIGCO | -1 | 0.039713 | 0 | 153 |  |  | 0 | 0 | -0.039713 | 0 | 0.55988 | 0.68534
238 | BOSQUESW505 | 1 | North | YES | 0.003465 | 255 | 0 | 255 | 0 | 1.02 | CC | -1 | 0.039329 | 255 | 255 |  |  | 0.88357 | 255 | -0.039329 | -10.0289 | 0.56584 | 0.69072
239 | BOSQUESW502 | 1 | North | YES | 0.003465 | 119.2 | 0 | 149 | 0 | 1.02 | GGT | -1 | 0.039329 | 149 | 149 |  |  | 0.51628 | 149 | -0.039329 | -5.86 | 0.56933 | 0.69386
247 | BOSQUESW501 | 2 | North | YES | 0.003465 | 124.8 | 0 | 156 | 0 | 1.02 | GGT | -1 | 0.039329 | 156 | 156 |  |  | 0.54054 | 156 | -0.039329 | -6.1353 | 0.57298 | 0.69716
48721 | LEG_1___1 | 1 | North | YES | 0.004076 | 827 | 357 | 827 | 0 | 1.0348 | LIGCO | -1 | 0.038718 | 0 | 827 |  |  | 0 | 0 | -0.038718 | 0 | 0.57298 | 0.69716
48722 | LEG_2___2 | 2 | North | YES | 0.004076 | 819 | 357 | 819 | 0 | 1.0348 | LIGCO | -1 | 0.038718 | 0 | 819 |  |  | 0 | 0 | -0.038718 | 0 | 0.57298 | 0.69716
251 | BOSQUESW803 | 2 | North | YES | 0.005156 | 150 | 0 | 150 | 0 | 1.032 | CC | -1 | 0.037638 | 150 | 150 |  |  | 0.7734 | 150 | -0.037638 | -5.6457 | 0.57649 | 0.70019
253 | BOSQUESW804 | 2 | North | YES | 0.005156 | 80 | 0 | 80 | 0 | 1.032 | CC | -1 | 0.037638 | 80 | 80 |  |  | 0.41248 | 80 | -0.037638 | -3.011 | 0.57836 | 0.7018
8262 | ELPS | 1 | South | YES | 0.005768 | 6 | 6 | 6 | 0 | 1.15 | Hydro | -1 | 0.037026 | 0 | 0 |  |  |  |  | -0.037026 | 0 | 0.57836 | 0.7018
244 | WHITNYDM01 | 1 | North | YES | 0.006489 | 15 | 0 | 15 | 0 | 1.035 | Hydro | -1 | 0.036305 | 0 | 0 |  |  | 0 | 0 | -0.036305 | 0 | 0.57836 | 0.7018
245 | WHITNYDM02 | 2 | North | YES | 0.006489 | 15 | 0 | 15 | 0 | 1.035 | Hydro | -1 | 0.036305 | 0 | 0 |  |  | 0 | 0 | -0.036305 | 0 | 0.57836 | 0.7018
3381 | BBRN_1G | 1 | North | YES | 0.006846 | 618 | 225 | 618 | 0 | 1.03 | LIGCO | -1 | 0.035948 | 0 | 618 |  |  | 0 | 0 | -0.035948 | 0 | 0.57836 | 0.7018
3382 | BBRN_2G | 2 | North | YES | 0.006846 | 589 | 225 | 589 | 0 | 1.03 | LIGCO | -1 | 0.035948 | 0 | 589 |  |  | 0 | 0 | -0.035948 | 0 | 0.57836 | 0.7018
13131 | CALFREST_1G | 1 | North | YES | 0.007175 | 150.7 | 40 | 150.7 | 0 | 1.031 | CC | -1 | 0.035619 | 150.7 | 150.7 |  |  | 1.0813 | 150.7 | -0.035619 | -5.3678 | 0.58189 | 0.70469
13132 | CALFREST_2G | 2 | North | YES | 0.007175 | 151 | 57 | 151 | 0 | 1.031 | CC | -1 | 0.035619 | 151 | 151 |  |  | 1.0834 | 151 | -0.035619 | -5.3785 | 0.58542 | 0.70757
13133 | CALFREST_3G | 3 | North | YES | 0.007175 | 177.4 | 40 | 177.4 | 0 | 1.031 | CC | -1 | 0.035619 | 177.4 | 177.4 |  |  | 1.2728 | 177.4 | -0.035619 | -6.3188 | 0.58957 | 0.71096
13134 | CALFREST_4G | 4 | North | YES | 0.007234 | 151.5 | 40 | 151.5 | 0 | 1.031 | CC | -1 | 0.03556 | 151.5 | 151.5 |  |  | 1.096 | 151.5 | -0.03556 | -5.3873 | 0.59311 | 0.71386
13135 | CALFREST_5G | 5 | North | YES | 0.007234 | 152.3 | 57 | 152.3 | 0 | 1.031 | CC | -1 | 0.03556 | 152.3 | 152.3 |  |  | 1.1017 | 152.3 | -0.03556 | -5.4158 | 0.59668 | 0.71676
13136 | CALFREST_6G | 6 | North | YES | 0.007234 | 177.5 | 40 | 177.5 | 0 | 1.031 | CC | -1 | 0.03556 | 177.5 | 177.5 |  |  | 1.284 | 177.5 | -0.03556 | -6.3119 | 0.60083 | 0.72015
3126 | TRINIDAD_6G | 1 | North | YES | 0.008656 | 179.2 | 46 | 224 | 0 | 1 | GST | -1 | 0.034138 | 224 | 224 |  |  | 1.9389 | 224 | -0.034138 | -7.6469 | 0.60607 | 0.72425
3107 | STRYKER_1G | 1 | North | YES | 0.008675 | 145.6 | 45 | 182 | 0 | 1.029 | GST | -1 | 0.034119 | 182 | 182 |  |  | 1.5789 | 182 | -0.034119 | -6.2096 | 0.61033 | 0.72759
3108 | STRYKER_2G | 2 | North | YES | 0.008675 | 484 | 75 | 484 | 0 | 1.029 | GST | -1 | 0.034119 | 484 | 484 |  |  | 4.1987 | 484 | -0.034119 | -16.5136 | 0.62165 | 0.73645
3309 | ASPN_G | 1 | North | YES | 0.008731 | 50 | 0 | 50 |  | 1 | Bio | -1 | 0.034063 | 50 | 50 |  |  | 0.43655 | 50 | -0.034063 | -1.7031 | 0.62282 | 0.73737
3348 | CHAMPION_1G | MB | North | YES | 0.008746 | 0 | 42 | 42 |  | 1 | Cogen | -1 | 0.034048 | 0 | 0 |  |  | 0 | 0 | -0.034048 | 0 | 0.62282 | 0.73737
13116 | TGATEWAY_1G | 1 | North | YES | 0.008899 | 151 | 30 | 151 | 0 | 1.0232 | CC | -1 | 0.033895 | 151 | 151 |  |  | 1.3437 | 151 | -0.033895 | -5.1181 | 0.62635 | 0.74011
13117 | TGATEWAY_2G | 2 | North | YES | 0.008899 | 130 | 30 | 130 | 0 | 1.0232 | CC | -1 | 0.033895 | 130 | 130 |  |  | 1.1569 | 130 | -0.033895 | -4.4063 | 0.62939 | 0.74248
13118 | TGATEWAY_3G | 3 | North | YES | 0.008899 | 148 | 30 | 148 | 0 | 1.0232 | CC | -1 | 0.033895 | 148 | 148 |  |  | 1.3171 | 148 | -0.033895 | -5.0165 | 0.63285 | 0.74517
13119 | TGATEWAY_4G | 4 | North | YES | 0.008899 | 399 | 65 | 399 | 0 | 1.0232 | CC | -1 | 0.033895 | 399 | 399 |  |  | 3.5507 | 399 | -0.033895 | -13.5241 | 0.64219 | 0.75243
3097 | MARTLAKE_1G | 1 | North | YES | 0.009065 | 790 | 500 | 790 | 0 | 1.017 | LIGCO | -1 | 0.033729 | 0 | 790 |  |  | 0 | 0 | -0.033729 | 0 | 0.64219 | 0.75243
3098 | MARTLAKE_2G | 2 | North | YES | 0.009065 | 795 | 461 | 795 | 0 | 1.017 | LIGCO | -1 | 0.033729 | 0 | 795 |  |  | 0 | 0 | -0.033729 | 0 | 0.64219 | 0.75243
3099 | MARTLAKE_3G | 3 | North | YES | 0.009065 | 804 | 500 | 804 | 0 | 1.017 | LIGCO | -1 | 0.033729 | 0 | 804 |  |  | 0 | 0 | -0.033729 | 0 | 0.64219 | 0.75243
12322 | ENNSTRAC_1G | 1 | North | YES | 0.009761 | 196 | 130 | 196 | 0 | 1.036 | CC | -1 | 0.033033 | 196 | 196 |  |  | 1.9132 | 196 | -0.033033 | -6.4745 | 0.64677 | 0.7559
12323 | ENNSTRAC_2G | 2 | North | YES | 0.009761 | 116 | 100 | 116 | 0 | 1.036 | CC | -1 | 0.033033 | 116 | 116 |  |  | 1.1323 | 116 | -0.033033 | -3.8318 | 0.64949 | 0.75796
1941 | MDLTHELP_1G | 1 | North | YES | 0.009972 | 216.4 | 74 | 216.4 | 0 | 1 | CC | -1 | 0.032822 | 216.4 | 216.4 |  |  | 2.1579 | 216.4 | -0.032822 | -7.1027 | 0.65455 | 0.76177
1942 | MDLTHELP_2G | 2 | North | YES | 0.009972 | 216.1 | 74 | 216.1 | 0 | 1 | CC | -1 | 0.032822 | 216.1 | 216.1 |  |  | 2.1549 | 216.1 | -0.032822 | -7.0928 | 0.65961 | 0.76558
12411 | FPLEFR1A_G | 1 | North | YES | 0.01028 | 161 | 72 | 161 | 0 | 1 | CC | -1 | 0.032514 | 161 | 161 |  |  | 1.6551 | 161 | -0.032514 | -5.2347 | 0.66337 | 0.76839
12412 | FPLEFR1B_G | 2 | North | YES | 0.01028 | 164 | 72 | 164 | 0 | 1 | CC | -1 | 0.032514 | 164 | 164 |  |  | 1.6859 | 164 | -0.032514 | -5.3323 | 0.66721 | 0.77125
12413 | FPLEFR1C_G | 3 | North | YES | 0.01028 | 164 | 72 | 164 | 0 | 1 | CC | -1 | 0.032514 | 164 | 164 |  |  | 1.6859 | 164 | -0.032514 | -5.3323 | 0.67105 | 0.77411
12414 | FPLEFR1S_G | 4 | North | YES | 0.01028 | 414 | 191 | 414 | 0 | 1 | CC | -1 | 0.032514 | 414 | 414 |  |  | 4.2559 | 414 | -0.032514 | -13.4608 | 0.68073 | 0.78134
12421 | FPLEFR2A_G | 1 | North | YES | 0.01028 | 162 | 72 | 162 | 0 | 1 | CC | -1 | 0.032514 | 162 | 162 |  |  | 1.6654 | 162 | -0.032514 | -5.2673 | 0.68452 | 0.78417
12422 | FPLEFR2B_G | 2 | North | YES | 0.01028 | 161 | 72 | 161 | 0 | 1 | CC | -1 | 0.032514 | 161 | 161 |  |  | 1.6551 | 161 | -0.032514 | -5.2347 | 0.68829 | 0.78698
12423 | FPLEFR2C_G | 3 | North | YES | 0.01028 | 163 | 72 | 163 | 0 | 1 | CC | -1 | 0.032514 | 163 | 163 |  |  | 1.6756 | 163 | -0.032514 | -5.2998 | 0.6921 | 0.78982
12424 | FPLEFR2S_G | 4 | North | YES | 0.01028 | 415 | 191 | 415 | 0 | 1 | CC | -1 | 0.032514 | 415 | 415 |  |  | 4.2662 | 415 | -0.032514 | -13.4933 | 0.70181 | 0.79706
12440 | PARKD_1SVC8 | 1 | North | YES | 0.010399 | 0 | 0 | 0 | 0 | 1.007 | GST | -1 | 0.032395 | 0 | 0 |  |  | 0 | 0 | -0.032395 | 0 | 0.70181 | 0.79706
12449 | PARKD_2SVC8 | 1 | North | YES | 0.010399 | 0 | 0 | 0 | 0 | 1.007 | GST | -1 | 0.032395 | 0 | 0 |  |  | 0 | 0 | -0.032395 | 0 | 0.70181 | 0.79706
2451 | LKHB1_G | 1 | North | YES | 0.010441 | 0 | 80 | 391 |  | 1.022 | GST | -1 | 0.032353 | 391 | 391 |  |  | 4.0824 | 391 | -0.032353 | -12.65 | 0.71096 | 0.80385
2452 | LKHB2_G | 2 | North | YES | 0.010441 | 516 | 80 | 516 | 0 | 1.022 | GST | -1 | 0.032353 | 516 | 516 |  |  | 5.3876 | 516 | -0.032353 | -16.6941 | 0.72303 | 0.81281
2413 | MTCK6_G | 6 | North | YES | 0.010571 | 0 | 30 | 118 |  | 1.022 | GST | -1 | 0.032223 | 118 | 118 |  |  | 1.2474 | 118 | -0.032223 | -3.8023 | 0.72579 | 0.81485
2414 | MTCK7_G | 7 | North | YES | 0.010571 | 0 | 30 | 115 |  | 1.022 | GST | -1 | 0.032223 | 115 | 115 |  |  | 1.2157 | 115 | -0.032223 | -3.7056 | 0.72848 | 0.81684
2417 | MTCK8_G | 8 | North | YES | 0.010571 | 444.8 | 60 | 556 | 0 | 1.022 | GSC | -1 | 0.032223 | 556 | 556 |  |  | 5.8775 | 556 | -0.032223 | -17.916 | 0.74149 | 0.82646
948 | STEAM1 | 1 | North | YES | 0.010675 | 0 | 12 | 20 |  | 1.02 | GST | -1 | 0.032119 | 20 | 20 |  |  | 0.2135 | 20 | -0.032119 | -0.64238 | 0.74195 | 0.8268
949 | STEAM2 | 1 | North | YES | 0.010675 | 26 | 8 | 26 | 0 | 0.99 | GST | -1 | 0.032119 | 26 | 26 |  |  | 0.27755 | 26 | -0.032119 | -0.83509 | 0.74256 | 0.82725
950 | STEAM3 | 1 | North | YES | 0.010675 | 41 | 13 | 42 | 0 | 1.02 | GST | -1 | 0.032119 | 42 | 42 |  |  | 0.44835 | 42 | -0.032119 | -1.349 | 0.74354 | 0.82798
837 | NEWMAN_G5 | 1 | North | YES | 0.010705 | 0 | 15 | 40 |  | 1.01 | GST | -1 | 0.032089 | 40 | 40 |  |  | 0.4282 | 40 | -0.032089 | -1.2836 | 0.74448 | 0.82866
842 | OLINGER_G1 | 1 | North | YES | 0.010745 | 55.4 | 20 | 79 | 0 | 1.03 | GST | -1 | 0.032049 | 79 | 79 |  |  | 0.84886 | 79 | -0.032049 | -2.5319 | 0.74633 | 0.83002
843 | OLINGER_G2 | 1 | North | YES | 0.010745 | 76.2 | 25 | 110 | 0 | 1.03 | GST | -1 | 0.032049 | 110 | 110 |  |  | 1.182 | 110 | -0.032049 | -3.5254 | 0.7489 | 0.83192
844 | OLINGER_G3 | 1 | North | YES | 0.010745 | 103.9 | 45 | 150 | 0 | 1.03 | GST | -1 | 0.032049 | 150 | 150 |  |  | 1.6118 | 150 | -0.032049 | -4.8073 | 0.75241 | 0.8345
845 | OLINGER_G4 | 1 | North | YES | 0.010745 | 51.9 | 0 | 76 | 0 | 1.03 | GGT | -1 | 0.032049 | 76 | 76 |  |  | 0.81662 | 76 | -0.032049 | -2.4357 | 0.75419 | 0.8358
1937 | MDLTHELP_5G | 5 | North | YES | 0.010808 | 224 | 74 | 224 | 0 | 1 | CC | -1 | 0.031986 | 224 | 224 |  |  | 2.421 | 224 | -0.031986 | -7.1649 | 0.75943 | 0.83965
1938 | MDLTHELP_6G | 6 | North | YES | 0.010808 | 226 | 74 | 226 | 0 | 1 | CC | -1 | 0.031986 | 226 | 226 |  |  | 2.4426 | 226 | -0.031986 | -7.2288 | 0.76472 | 0.84353
1943 | MDLTHELP_3G | 3 | North | YES | 0.010808 | 212 | 74 | 212 | 0 | 1 | CC | -1 | 0.031986 | 212 | 212 |  |  | 2.2913 | 212 | -0.031986 | -6.781 | 0.76968 | 0.84717
1944 | MDLTHELP_4G | 4 | North | YES | 0.010808 | 211 | 74 | 211 | 0 | 1 | CC | -1 | 0.031986 | 211 | 211 |  |  | 2.2805 | 211 | -0.031986 | -6.749 | 0.77461 | 0.85079
1701 | MOSES_1G | 1 | North | YES | 0.010949 | 558 | 175 | 558 | 0 | 1.023 | LIGCO | -1 | 0.031845 | 0 | 558 |  |  | 0 | 0 | -0.031845 | 0 | 0.77461 | 0.85079
1702 | MOSES_2G | 2 | North | YES | 0.010949 | 579 | 175 | 579 | 0 | 1.023 | LIGCO | -1 | 0.031845 | 0 | 579 |  |  | 0 | 0 | -0.031845 | 0 | 0.77461 | 0.85079
1703 | MOSES_3G | 3 | North | YES | 0.010949 | 808 | 463 | 808 | 0 | 1.023 | LIGCO | -1 | 0.031845 | 0 | 808 |  |  | 0 | 0 | -0.031845 | 0 | 0.77461 | 0.85079
5925 | DCEAST | EQ | North | YES | 0.010949 | 400.3 | -600 | 600 | 0 | 1.025 | DCTie | -1 | 0.031845 | 0 | 0 |  |  | 0 | 0 | -0.031845 | 0 | 0.77461 | 0.85079
1675 | PEC_1G | 1 | North | YES | 0.011034 | 76.7 | 35 | 76.7 | 0 | 1.022 | Cogen | -1 | 0.03176 | 0 | 0 |  |  | 0 | 0 | -0.03176 | 0 | 0.77461 | 0.85079
1676 | PEC_2G | 2 | North | YES | 0.011034 | 79.6 | 35 | 79.6 | 0 | 1.022 | Cogen | -1 | 0.03176 | 0 | 0 |  |  | 0 | 0 | -0.03176 | 0 | 0.77461 | 0.85079
1677 | PEC_3G | 3 | North | YES | 0.011034 | 88.4 | 35 | 88.4 | 0 | 1.022 | Cogen | -1 | 0.03176 | 0 | 0 |  |  | 0 | 0 | -0.03176 | 0 | 0.77461 | 0.85079
1678 | LAMARPWR_1G | 1 | North | YES | 0.011064 | 160 | 67.7 | 160 | 0 | 1.038 | CC | -1 | 0.03173 | 160 | 160 |  |  | 1.7702 | 160 | -0.03173 | -5.0768 | 0.77835 | 0.85352
1679 | LAMARPWR_2G | 2 | North | YES | 0.011064 | 156 | 67.7 | 156 | 0 | 1.038 | CC | -1 | 0.03173 | 156 | 156 |  |  | 1.726 | 156 | -0.03173 | -4.9499 | 0.782 | 0.85617
1680 | LAMARPWR_3G | 3 | North | YES | 0.011064 | 196 | 129.1 | 196 | 0 | 1.038 | CC | -1 | 0.03173 | 196 | 196 |  |  | 2.1685 | 196 | -0.03173 | -6.2191 | 0.78659 | 0.85951
1681 | LAMARPWR_4G | 4 | North | YES | 0.011064 | 156 | 67.7 | 156 | 0 | 1.038 | CC | -1 | 0.03173 | 156 | 156 |  |  | 1.726 | 156 | -0.03173 | -4.9499 | 0.79024 | 0.86217
1682 | LAMARPWR_5G | 5 | North | YES | 0.011064 | 157 | 67.7 | 157 | 0 | 1.038 | CC | -1 | 0.03173 | 157 | 157 |  |  | 1.737 | 157 | -0.03173 | -4.9816 | 0.79391 | 0.86484
1683 | LAMARPWR_6G | 6 | North | YES | 0.011064 | 198 | 129.1 | 198 | 0 | 1.038 | CC | -1 | 0.03173 | 198 | 198 |  |  | 2.1907 | 198 | -0.03173 | -6.2825 | 0.79854 | 0.86821
1689 | VALLEY_3G | 3 | North | YES | 0.011122 | 0 | 25 | 375 |  | 1.003 | GST | -1 | 0.031672 | 375 | 375 |  |  | 4.1707 | 375 | -0.031672 | -11.877 | 0.80732 | 0.87459
11691 | KMICHICT1_G | 1 | North | YES | 0.011122 | 144 | 80 | 144 | 0 | 1.026 | CC | -1 | 0.031672 | 144 | 144 |  |  | 1.6016 | 144 | -0.031672 | -4.5608 | 0.81069 | 0.87704
11692 | KMICHICT2_G | 2 | North | YES | 0.011122 | 146 | 80 | 146 | 0 | 1.026 | CC | -1 | 0.031672 | 146 | 146 |  |  | 1.6238 | 146 | -0.031672 | -4.6241 | 0.8141 | 0.87952
11693 | KMICHIST3_G | 3 | North | YES | 0.011122 | 312 | 60 | 312 | 0 | 1.026 | CC | -1 | 0.031672 | 312 | 312 |  |  | 3.4701 | 312 | -0.031672 | -9.8816 | 0.8214 | 0.88482
11694 | KMICHICT4_G | 4 | North | YES | 0.011122 | 144 | 80 | 144 | 0 | 1.026 | CC | -1 | 0.031672 | 144 | 144 |  |  | 1.6016 | 144 | -0.031672 | -4.5608 | 0.82477 | 0.88727
11695 | KMICHICT5_G | 5 | North | YES | 0.011122 | 148 | 80 | 148 | 0 | 1.026 | CC | -1 | 0.031672 | 148 | 148 |  |  | 1.6461 | 148 | -0.031672 | -4.6874 | 0.82823 | 0.88979
11696 | KMICHIST6_G | 6 | North | YES | 0.011122 | 310 | 60 | 310 | 0 | 1.026 | CC | -1 | 0.031672 | 310 | 310 |  |  | 3.4478 | 310 | -0.031672 | -9.8183 | 0.83548 | 0.89506
1687 | VALLEY_1G | 1 | North | YES | 0.011308 | 136 | 15 | 170 | 0 | 1.029 | GST | -1 | 0.031486 | 170 | 170 |  |  | 1.9224 | 170 | -0.031486 | -5.3526 | 0.83946 | 0.89793
1688 | VALLEY_2G | 2 | North | YES | 0.011308 | 527 | 90 | 527 | 0 | 1.029 | GSC | -1 | 0.031486 | 527 | 527 |  |  | 5.9593 | 527 | -0.031486 | -16.5931 | 0.85179 | 0.90683
2381 | NTHLK1_G | 1 | North | YES | 0.011439 | 0 | 35 | 156 |  | 1.022 | GST | -1 | 0.031355 | 156 | 156 |  |  | 1.7845 | 156 | -0.031355 | -4.8914 | 0.85544 | 0.90946
2382 | NTHLK2_G | 2 | North | YES | 0.011439 | 0 | 35 | 181 |  | 1.022 | GST | -1 | 0.031355 | 181 | 181 |  |  | 2.0705 | 181 | -0.031355 | -5.6752 | 0.85967 | 0.91251
2383 | NTHLK3_G | 3 | North | YES | 0.011439 | 0 | 50 | 329 |  | 1.022 | GST | -1 | 0.031355 | 329 | 329 |  |  | 3.7634 | 329 | -0.031355 | -10.3158 | 0.86737 | 0.91804
6948 | DENISNDM | 1 | North | YES | 0.011446 | 40 | 5 | 40 |  | 1.015 | Hydro | -1 | 0.031348 | 0 | 0 |  |  | 0 | 0 | -0.031348 | 0 | 0.86737 | 0.91804
6948 | DENISNDM | 2 | North | YES | 0.011446 | 31 | 5 | 40 |  | 1.015 | Hydro | -1 | 0.031348 | 0 | 0 |  |  | 0 | 0 | -0.031348 | 0 | 0.86737 | 0.91804
2371 | COLLIN_1G | MB | North | YES | 0.011711 | 0 | 40 | 138 |  | 1.022 | GST | -1 | 0.031083 | 0 | 0 |  |  | 0 | 0 | -0.031083 | 0 | 0.86737 | 0.91804
1948 | HANDLEY_4G | 4 | North | YES | 0.012343 | 348 | 150 | 435 | 0 | 1.022 | GST | -1 | 0.030451 | 435 | 435 |  |  | 5.3692 | 435 | -0.030451 | -13.2462 | 0.87755 | 0.92515
366 | JNSNCNTY802 | 1 | North | YES | 0.012435 | 168 | 20 | 168 | 0 | 1.02 | Cogen | -1 | 0.030359 | 0 | 0 |  |  | 0 | 0 | -0.030359 | 0 | 0.87755 | 0.92515
367 | JNSNCNTY802 | 2 | North | YES | 0.012435 | 90 | 20 | 90 | 0 | 1.02 | Cogen | -1 | 0.030359 | 0 | 0 |  |  | 0 | 0 | -0.030359 | 0 | 0.87755 | 0.92515
1947 | HANDLEY_3G | 3 | North | YES | 0.012466 | 316 | 100 | 395 | 0 | 1.022 | GST | -1 | 0.030328 | 395 | 395 |  |  | 4.9241 | 395 | -0.030328 | -11.9795 | 0.88679 | 0.93158
1949 | HANDLEY_5G | 5 | North | YES | 0.012466 | 348 | 150 | 435 | 0 | 1.022 | GST | -1 | 0.030328 | 435 | 435 |  |  | 5.4227 | 435 | -0.030328 | -13.1927 | 0.89696 | 0.93866
8032 | AMISTADHYD1 | 1 | South | YES | 0.013819 | 33 | 13 | 33 | 0 | 1.03 | Hydro | -1 | 0.028975 | 0 | 0 |  |  |  |  | -0.028975 | 0 | 0.89696 | 0.93866
8033 | AMISTADHYD2 | 2 | South | YES | 0.013819 | 25 | 13 | 25 | 0 | 1.03 | Hydro | -1 | 0.028975 | 0 | 0 |  |  |  |  | -0.028975 | 0 | 0.89696 | 0.93866
88253 | HAMILTON | F | South | YES | 0.013819 | 0 | 0 | 0 | 0 | 1.04 | BLT | -1 | 0.028975 | 0 | 0 |  |  |  |  | -0.028975 | 0 | 0.89696 | 0.93866
923 | SPENCER_G4 | 1 | North | YES | 0.013905 | 48 | 20 | 61 | 0 | 1.03 | GST | -1 | 0.028889 | 61 | 61 |  |  | 0.8482 | 61 | -0.028889 | -1.7622 | 0.89839 | 0.93961
924 | SPENCER_G5 | 1 | North | YES | 0.013905 | 52 | 20 | 66 | 0 | 1.03 | GST | -1 | 0.028889 | 66 | 66 |  |  | 0.91773 | 66 | -0.028889 | -1.9067 | 0.89993 | 0.94063
1892 | DECRDOVA_2G | A | North | YES | 0.014064 | 65 | 65 | 70 | 0 | 1.025 | GGT | -1 | 0.02873 | 70 | 70 |  |  | 0.98448 | 70 | -0.02873 | -2.0111 | 0.90157 | 0.94171
1893 | DECRDOVA_3G | B | North | YES | 0.014064 | 65 | 65 | 69 | 0 | 1.025 | GGT | -1 | 0.02873 | 69 | 69 |  |  | 0.97042 | 69 | -0.02873 | -1.9824 | 0.90319 | 0.94278
1894 | DECRDOVA_4G | C | North | YES | 0.014064 | 65 | 65 | 69 | 0 | 1.025 | GGT | -1 | 0.02873 | 69 | 69 |  |  | 0.97042 | 69 | -0.02873 | -1.9824 | 0.9048 | 0.94384
1895 | DECRDOVA_5G | D | North | YES | 0.014064 | 65 | 65 | 68 | 0 | 1.025 | GGT | -1 | 0.02873 | 68 | 68 |  |  | 0.95635 | 68 | -0.02873 | -1.9536 | 0.90639 | 0.94489
1861 | EAGLEMNT_1G | MB | North | YES | 0.014274 | 0 | 30 | 112 |  | 1.022 | GST | -1 | 0.02852 | 0 | 0 |  |  | 0 | 0 | -0.02852 | 0 | 0.90639 | 0.94489
1862 | EAGLEMNT_2G | MB | North | YES | 0.014274 | 0 | 40 | 100 |  | 1.022 | GST | -1 | 0.02852 | 0 | 0 |  |  | 0 | 0 | -0.02852 | 0 | 0.90639 | 0.94489
1863 | EAGLEMNT_3G | MB | North | YES | 0.014274 | 0 | 50 | 378 |  | 1.022 | GST | -1 | 0.02852 | 0 | 0 |  |  | 0 | 0 | -0.02852 | 0 | 0.90639 | 0.94489
1889 | DECRDOVA_1G | 1 | North | YES | 0.014428 | 779 | 255 | 779 | 0 | 1.02 | GSC | -1 | 0.028366 | 779 | 779 |  |  | 11.2394 | 779 | -0.028366 | -22.0971 | 0.92461 | 0.95675
1877 | WLFHOLW_1G | 1 | North | YES | 0.014767 | 217.3 | 89.2 | 217.3 | 0 | 1.032 | CC | -1 | 0.028027 | 217.3 | 217.3 |  |  | 3.2089 | 217.3 | -0.028027 | -6.0903 | 0.9297 | 0.96002
1878 | WLFHOLW_2G | 2 | North | YES | 0.014767 | 215.7 | 105 | 215.7 | 0 | 1.032 | CC | -1 | 0.028027 | 215.7 | 215.7 |  |  | 3.1852 | 215.7 | -0.028027 | -6.0454 | 0.93474 | 0.96326
1879 | WLFHOLW_3G | 3 | North | YES | 0.014767 | 272.4 | 89.2 | 272.4 | 0 | 1.032 | CC | -1 | 0.028027 | 272.4 | 272.4 |  |  | 4.0225 | 272.4 | -0.028027 | -7.6345 | 0.94112 | 0.96736
1898 | COMCHEPK_1G | 1 | North | YES | 0.015203 | 1217 | 1150 | 1217 | 0 | 1.032 | Nuc | -1 | 0.027591 | 0 | 0 |  |  | 0 | 0 | -0.027591 | 0 | 0.94112 | 0.96736
1899 | COMCHEPK_2G | 2 | North | YES | 0.015203 | 1159 | 1128 | 1159 | 0 | 1.032 | Nuc | -1 | 0.027591 | 0 | 0 |  |  | 0 | 0 | -0.027591 | 0 | 0.94112 | 0.96736
728 | WOLFRIDGE801 | 1 | North | YES | 0.015235 | 11.2 | 0 | 112.5 | 0 | 0.99 | Wind | -1 | 0.027559 | 0 | 112.5 |  |  | 0 | 0 | -0.027559 | 0 | 0.94112 | 0.96736
503 | NTHTEXAS01 | 1 | North | YES | 0.01613 | 0 | 5 | 18 |  | 1.015 | GST | -1 | 0.026664 | 18 | 18 |  |  | 0.29034 | 18 | -0.026664 | -0.47995 | 0.94154 | 0.96762
504 | NTHTEXAS02 | 2 | North | YES | 0.01613 | 14.4 | 5 | 18 |  | 1.015 | GST | -1 | 0.026664 | 18 | 18 |  |  | 0.29034 | 18 | -0.026664 | -0.47995 | 0.94196 | 0.96788
505 | NTHTEXAS03 | 3 | North | YES | 0.01613 | 30.4 | 15 | 38 |  | 1.015 | GST | -1 | 0.026664 | 38 | 38 |  |  | 0.61294 | 38 | -0.026664 | -1.0132 | 0.94285 | 0.96842
580 | JCKCNTY801 | 1 | North | YES | 0.016149 | 288 | 0 | 288 | 0 | 1.022 | CC | -1 | 0.026645 | 288 | 288 |  |  | 4.6509 | 288 | -0.026645 | -7.6737 | 0.94959 | 0.97254
581 | JCKCNTY802 | 2 | North | YES | 0.016149 | 147 | 0 | 147 | 0 | 1.022 | CC | -1 | 0.026645 | 147 | 147 |  |  | 2.3739 | 147 | -0.026645 | -3.9168 | 0.95302 | 0.97464
582 | JCKCNTY803 | 3 | North | YES | 0.016149 | 147 | 0 | 147 | 0 | 1.022 | CC | -1 | 0.026645 | 147 | 147 |  |  | 2.3739 | 147 | -0.026645 | -3.9168 | 0.95646 | 0.97674
332 | RWMILLER01 | 1 | North | YES | 0.016529 | 58.4 | 18.5 | 73 | 0 | 1.04 | GST | -1 | 0.026265 | 73 | 73 |  |  | 1.2066 | 73 | -0.026265 | -1.9173 | 0.95817 | 0.97777
333 | RWMILLER02 | 2 | North | YES | 0.016529 | 95.2 | 37 | 119 | 0 | 1.04 | GST | -1 | 0.026265 | 119 | 119 |  |  | 1.967 | 119 | -0.026265 | -3.1255 | 0.96096 | 0.97945
334 | RWMILLER03 | 3 | North | YES | 0.016529 | 166.4 | 65 | 208 | 0 | 1.04 | GST | -1 | 0.026265 | 208 | 208 |  |  | 3.438 | 208 | -0.026265 | -5.4631 | 0.96582 | 0.98238
335 | RWMILLER04 | 4 | North | YES | 0.016529 | 81.6 | 0 | 102 | 0 | 1.04 | GST | -1 | 0.026265 | 102 | 102 |  |  | 1.686 | 102 | -0.026265 | -2.679 | 0.96821 | 0.98382
336 | RWMILLER05 | 5 | North | YES | 0.016529 | 80.8 | 0 | 101 | 0 | 1.04 | GST | -1 | 0.026265 | 101 | 101 |  |  | 1.6694 | 101 | -0.026265 | -2.6528 | 0.97057 | 0.98524
1453 | WCPWRCO_1G | 1 | North | YES | 0.018491 | 204 | 50 | 204 | 0 | 1.02 | CC | -1 | 0.024303 | 204 | 204 |  |  | 3.7722 | 204 | -0.024303 | -4.9578 | 0.97534 | 0.98791
1454 | WCPWRCO_2G | 2 | North | YES | 0.018491 | 204 | 50 | 204 | 0 | 1.02 | CC | -1 | 0.024303 | 204 | 204 |  |  | 3.7722 | 204 | -0.024303 | -4.9578 | 0.98011 | 0.99057
1455 | WCPWRCO_3G | 3 | North | YES | 0.018491 | 242 | 50 | 242 |  | 1.02 | CC | -1 | 0.024303 | 242 | 242 |  |  | 4.4748 | 242 | -0.024303 | -5.8813 | 0.98578 | 0.99372
344 | MRSSHPRD | 1 | North | YES | 0.019925 | 0 | 0 | 12 |  | 1.03 | Hydro | -1 | 0.022869 | 0 | 0 |  |  | 0 | 0 | -0.022869 | 0 | 0.98578 | 0.99372
345 | MRSSHPRD01 | 2 | North | YES | 0.019925 | 0 | 0 | 12 |  | 1.03 | Hydro | -1 | 0.022869 | 0 | 0 |  |  | 0 | 0 | -0.022869 | 0 | 0.98578 | 0.99372
1600 | BARTNWND_1G | 1 | North | YES | 0.020035 | 12 | 0 | 120 | 0 | 1.022 | Wind | -1 | 0.022759 | 0 | 120 |  |  | 0 | 0 | -0.022759 | 0 | 0.98578 | 0.99372
1643 | SLSTR1PP_1G | 1 | North | YES | 0.020191 | 6 | 0 | 60 | 0 | 1.022 | Wind | -1 | 0.022603 | 0 | 60 |  |  | 0 | 0 | -0.022603 | 0 | 0.98578 | 0.99372
1432 | GRHAMSES_2G | 2 | North | YES | 0.023383 | 294.9 | 90 | 366 | 0 | 1.014 | GST | -1 | 0.019411 | 366 | 366 |  |  | 8.5582 | 366 | -0.019411 | -7.1044 | 0.99434 | 0.99754
1479 | WFCOGEN_1G | 1 | North | YES | 0.023478 | 16 | 12 | 20 | 0 | 1 | Cogen | -1 | 0.019316 | 0 | 0 |  |  | 0 | 0 | -0.019316 | 0 | 0.99434 | 0.99754
1479 | WFCOGEN_1G | 2 | North | YES | 0.023478 | 16 | 12 | 20 | 0 | 1 | Cogen | -1 | 0.019316 | 0 | 0 |  |  | 0 | 0 | -0.019316 | 0 | 0.99434 | 0.99754
1482 | WFCOGEN_2G | 2 | North | YES | 0.023478 | 13.6 | 12 | 17 | 0 | 1 | Cogen | -1 | 0.019316 | 0 | 0 |  |  | 0 | 0 | -0.019316 | 0 | 0.99434 | 0.99754
1482 | WFCOGEN_2G | 1 | North | YES | 0.023478 | 16 | 12 | 20 | 0 | 1 | Cogen | -1 | 0.019316 | 0 | 0 |  |  | 0 | 0 | -0.019316 | 0 | 0.99434 | 0.99754
1433 | GRHAMSES_1G | 1 | North | YES | 0.023826 | 242 | 60 | 242 | 0 | 1.038 | GST | -1 | 0.018968 | 242 | 242 |  |  | 5.7659 | 242 | -0.018968 | -4.5902 | 1 | 1
1442 | COKFIELD_5 | 1 | North | YES | 0.030555 | 16.5 | 0 | 165 |  | 1.029 | Wind | -1 | 0.012239 | 0 | 165 |  |  | 0 | 0 | -0.012239 | 0 | 1 | 1
1438 | MESQUITW_2G | 1 | North | YES | 0.03282 | 23.6 | 0 | 236 |  | 1.017 | Wind | -1 | 0.0099739 | 0 | 236 |  |  | 0 | 0 | -0.0099739 | 0 | 1 | 1
1437 | MESQUITW_1G | 1 | North | YES | 0.032831 | 40 | 0 | 400 | 0 | 1.023 | Wind | -1 | 0.0099629 | 0 | 400 |  |  | 0 | 0 | -0.0099629 | 0 | 1 | 1
6100 | OKLA7A | EQ | West | YES | 0.02896 | 50 | -220 | 220 | 0 | 1.035 | DCTie | 1 | 0.018643 | 0 | 0 | 0 | 0 |  |  | 0.018643 | 0
6752 | OKLA0A | 1 | West | YES | 0.02896 | 649.7 | 175 | 649.7 | 0 | 1.035 | LIGCO | 1 | 0.018643 | 0 | 649.7 | 18.8153 | 649.7 |  |  | 0.018643 | 12.1126
60081 | WHRLWIND1A | 1 | West | YES | 0.035985 | 12 | 0 | 60 | 0 | 1.03 | Wind | 1 | 0.025668 | 0 | 60 | 2.1591 | 60 |  |  | 0.025668 | 1.5401
6407 | TURKTRAK1A | 1 | West | YES | 0.038392 | 33.9 | 0 | 169.5 | 0 | 1.025 | Wind | 1 | 0.028075 | 0 | 169.5 | 6.5074 | 169.5 |  |  | 0.028075 | 4.7588
6144 | MCADOO1A | 1 | West | YES | 0.038767 | 15 | 0 | 150 | 0 | 1.025 | Wind | 1 | 0.02845 | 0 | 150 | 5.8151 | 150 |  |  | 0.02845 | 4.2676
1416 | SWETWATR_1G | 1 | West | YES | 0.038821 | 30 | 18 | 30 | 0 | 1.026 | CC | 1 | 0.028504 | 30 | 30 | 1.1646 | 30 |  |  | 0.028504 | 0.85513
1417 | SWETWATR_2G | 2 | West | YES | 0.038821 | 72 | 36 | 72 | 0 | 1.026 | CC | 1 | 0.028504 | 72 | 72 | 2.7951 | 72 |  |  | 0.028504 | 2.0523
1418 | SWETWATR_3G | 3 | West | YES | 0.038821 | 68 | 36 | 68 | 0 | 1.026 | CC | 1 | 0.028504 | 68 | 68 | 2.6398 | 68 |  |  | 0.028504 | 1.9383
1419 | SWETWATR_4G | 4 | West | YES | 0.038821 | 61 | 36 | 61 | 0 | 1.026 | CC | 1 | 0.028504 | 61 | 61 | 2.3681 | 61 |  |  | 0.028504 | 1.7388
1343 | TRENTIPP_8 | 1 | West | YES | 0.039951 | 30 | 0 | 150 |  | 1.014 | Wind | 1 | 0.029634 | 0 | 150 | 5.9927 | 150 |  |  | 0.029634 | 4.4452
1354 | AEPWIND_8 | 1 | West | YES | 0.039951 | 20.2 | 0 | 101 |  | 1 | Wind | 1 | 0.029634 | 0 | 101 | 4.0351 | 101 |  |  | 0.029634 | 2.9931
71051 | L_BITTCR1_1N | W1 | West | YES | 0.040094 | 7.5 | 0 | 37.5 |  | 1.02 | Wind | 1 | 0.029777 | 0 | 37.5 | 1.5035 | 37.5 |  |  | 0.029777 | 1.1167
71054 | L_SWEETW1_1N | W1 | West | YES | 0.040094 | 21.5 | 0 | 107.5 |  | 1.02 | Wind | 1 | 0.029777 | 0 | 107.5 | 4.3101 | 107.5 |  |  | 0.029777 | 3.2011
71057 | L_SWEETW1_2N | W1 | West | YES | 0.040094 | 27 | 0 | 135 |  | 1.02 | Wind | 1 | 0.029777 | 0 | 135 | 5.4127 | 135 |  |  | 0.029777 | 4.02
71059 | L_SWEETW1_3N | W1 | West | YES | 0.040094 | 23.8 | 0 | 119 | 0 | 1.02 | Wind | 1 | 0.029777 | 0 | 119 | 4.7712 | 119 |  |  | 0.029777 | 3.5435
71060 | L_SWEETW1_4N | W1 | West | YES | 0.040094 | 21 | 0 | 105 | 0 | 1.02 | Wind | 1 | 0.029777 | 0 | 105 | 4.2099 | 105 |  |  | 0.029777 | 3.1266
71061 | L_SWEETW1_5N | W1 | West | YES | 0.040094 | 16.1 | 0 | 80.5 | 0 | 1.02 | Wind | 1 | 0.029777 | 0 | 80.5 | 3.2276 | 80.5 |  |  | 0.029777 | 2.3971
36998 | RDCNYNG1 | 1 | West | YES | 0.041181 | 16.8 | 0 | 84 |  | 1.01 | Wind | 1 | 0.030864 | 0 | 84 | 3.4592 | 84 |  |  | 0.030864 | 2.5926
1061 | CIELOGEN_1G | 1 | West | YES | 0.041731 | 19.8 | 0 | 99 |  | 1 | Wind | 1 | 0.031414 | 0 | 99 | 4.1314 | 99 |  |  | 0.031414 | 3.11
1062 | CIELOGEN_2G | 1 | West | YES | 0.041731 | 12.2 | 0 | 61 |  | 1 | Wind | 1 | 0.031414 | 0 | 61 | 2.5456 | 61 |  |  | 0.031414 | 1.9163
1069 | KINDERMG_1G | 1 | West | YES | 0.041731 | 25 | 5 | 25 | 0 | 1.017 | Cogen | 1 | 0.031414 | 0 | 0 | 0 | 0 |  |  | 0.031414 | 0
1070 | KINDERMG_2G | 1 | West | YES | 0.041731 | 45.7 | 12 | 45.7 | 0 | 1.017 | Cogen | 1 | 0.031414 | 0 | 0 | 0 | 0 |  |  | 0.031414 | 0
1071 | KINDERMG_3G | 1 | West | YES | 0.041731 | 45.7 | 12 | 45.7 | 0 | 1.017 | Cogen | 1 | 0.031414 | 0 | 0 | 0 | 0 |  |  | 0.031414 | 0
1068 | SCURRYCW_1G | 1 | West | YES | 0.041752 | 28.2 | 1.3 | 141 | 0 | 1.0217 | Wind | 1 | 0.031435 | 0 | 141 | 5.887 | 141 |  |  | 0.031435 | 4.4324
1073 | SCURRYCW_2G | 2 | West | YES | 0.041752 | 24 | 0 | 120 | 0 | 1.0217 | Wind | 1 | 0.031435 | 0 | 120 | 5.0102 | 120 |  |  | 0.031435 | 3.7723
6637 | SNYDERW1A | 1 | West | YES | 0.041947 | 12.6 | 0 | 63 | 0 | 1.025 | Wind | 1 | 0.03163 | 0 | 63 | 2.6427 | 63 |  |  | 0.03163 | 1.9927
11309 | BULLCREK_2G | 1 | West | YES | 0.042449 | 20.9 | 0 | 180 |  | 1 | Wind | 1 | 0.032132 | 0 | 180 | 7.6408 | 180 |  |  | 0.032132 | 5.7838
11310 | BULLCREK_1G | 1 | West | YES | 0.042449 | 15.1 | 0 | 180 |  | 1 | Wind | 1 | 0.032132 | 0 | 180 | 7.6408 | 180 |  |  | 0.032132 | 5.7838
1037 | MORGAN5G_5G | 5 | West | YES | 0.042465 | 109.6 | 40 | 137 | 0 | 1.029 | GST | 1 | 0.032148 | 137 | 137 | 5.8177 | 137 |  |  | 0.032148 | 4.4043
1039 | MRGNAG_1G | A | West | YES | 0.042465 | 69 | 69 | 69 | 0 | 1.029 | GGT | 1 | 0.032148 | 69 | 69 | 2.9301 | 69 |  |  | 0.032148 | 2.2182
1040 | MRGNBG_2G | B | West | YES | 0.042465 | 70 | 70 | 71 | 0 | 1.029 | GGT | 1 | 0.032148 | 71 | 71 | 3.015 | 71 |  |  | 0.032148 | 2.2825
1041 | MRGNCG_3G | C | West | YES | 0.042465 | 69 | 69 | 70 | 0 | 1.029 | GGT | 1 | 0.032148 | 70 | 70 | 2.9726 | 70 |  |  | 0.032148 | 2.2504
1042 | MRGNDG_4G | D | West | YES | 0.042465 | 68 | 68 | 68 | 0 | 1.029 | GGT | 1 | 0.032148 | 68 | 68 | 2.8876 | 68 |  |  | 0.032148 | 2.1861
1043 | MRGNEG_5G | E | West | YES | 0.042465 | 68 | 68 | 70 | 0 | 1.029 | GGT | 1 | 0.032148 | 70 | 70 | 2.9726 | 70 |  |  | 0.032148 | 2.2504
1044 | MRGNFG_6G | F | West | YES | 0.042465 | 66 | 66 | 66 | 0 | 1.029 | GGT | 1 | 0.032148 | 66 | 66 | 2.8027 | 66 |  |  | 0.032148 | 2.1218
11320 | COYOTE_1G | 1 | West | YES | 0.042531 | 22.5 | 0 | 225 |  | 1 | Wind | 1 | 0.032214 | 0 | 225 | 9.5695 | 225 |  |  | 0.032214 | 7.2482
11056 | ROSCOE_1G | 1 | West | YES | 0.042675 | 41.8 | 0 | 209 |  | 1 | Wind | 1 | 0.032358 | 0 | 209 | 8.9191 | 209 |  |  | 0.032358 | 6.7629
11057 | CHAMPION_1G | 1 | West | YES | 0.042675 | 25.3 | 0 | 126.5 |  | 1 | Wind | 1 | 0.032358 | 0 | 126.5 | 5.3984 | 126.5 |  |  | 0.032358 | 4.0933
11058 | PYRON_1G | 1 | West | YES | 0.042675 | 49.8 | 0 | 249 |  | 1 | Wind | 1 | 0.032358 | 0 | 249 | 10.6261 | 249 |  |  | 0.032358 | 8.0572
11059 | INADALE_1G | 1 | West | YES | 0.042675 | 39.4 | 0 | 197 |  | 1 | Wind | 1 | 0.032358 | 0 | 197 | 8.407 | 197 |  |  | 0.032358 | 6.3746
60058 | BUFF_GAP1A | 1 | West | YES | 0.042785 | 24 | 0 | 120 |  | 1 | Wind | 1 | 0.032468 | 0 | 120 | 5.1342 | 120 |  |  | 0.032468 | 3.8962
60060 | CIRELLO | 1 | West | YES | 0.042785 | 46.6 | 0 | 233 | 0 | 1 | Wind | 1 | 0.032468 | 0 | 233 | 9.9689 | 233 |  |  | 0.032468 | 7.5651
60063 | BUFF_GAP1B | 1 | West | YES | 0.042785 | 34 | 0 | 170.2 | 0 | 1.02 | Wind | 1 | 0.032468 | 0 | 170.2 | 7.282 | 170.2 |  |  | 0.032468 | 5.5261
60066 | H_HOLLOW1A | 1 | West | YES | 0.042785 | 44.4 | 0 | 222 | 0 | 1.005 | Wind | 1 | 0.032468 | 0 | 222 | 9.4983 | 222 |  |  | 0.032468 | 7.208
60068 | HHOLLOW21A | 1 | West | YES | 0.042785 | 36.8 | 0 | 184 | 0 | 1.025 | Wind | 1 | 0.032468 | 0 | 184 | 7.8724 | 184 |  |  | 0.032468 | 5.9742
60070 | HHOLLOW31A | 1 | West | YES | 0.042785 | 44.8 | 0 | 224 | 0 | 1.025 | Wind | 1 | 0.032468 | 0 | 224 | 9.5838 | 224 |  |  | 0.032468 | 7.2729
60072 | HHOLLOW41A | 1 | West | YES | 0.042785 | 23 | 0 | 115 | 0 | 1.025 | Wind | 1 | 0.032468 | 0 | 115 | 4.9203 | 115 |  |  | 0.032468 | 3.7339
1058 | LONGSHORE_5 | 1 | West | YES | 0.042883 | 30 | 0 | 150 |  | 1.01 | Wind | 1 | 0.032566 | 0 | 150 | 6.4325 | 150 |  |  | 0.032566 | 4.885
1058 | LONGSHORE_5 | 2 | West | YES | 0.042883 | 44 | 0 | 220 |  | 1.01 | Wind | 1 | 0.032566 | 0 | 220 | 9.4343 | 220 |  |  | 0.032566 | 7.1646
11065 | ELBOWCK_1G | 1 | West | YES | 0.042883 | 23.4 | 0 | 121.9 | 0 | 1 | Wind | 1 | 0.032566 | 0 | 121.9 | 5.2274 | 121.9 |  |  | 0.032566 | 3.9698
1045 | CALENG1G_1G | 1 | West | YES | 0.043034 | 73.4 | 27 | 73.4 | 0 | 1.014 | Cogen | 1 | 0.032717 | 0 | 0 | 0 | 0 |  |  | 0.032717 | 0
1046 | CALENG2G_2G | 2 | West | YES | 0.043034 | 73.4 | 27 | 73.4 | 0 | 1.014 | Cogen | 1 | 0.032717 | 0 | 0 | 0 | 0 |  |  | 0.032717 | 0
1047 | CALENG3G_3G | 3 | West | YES | 0.043034 | 70.4 | 27 | 70.4 | 0 | 1.014 | Cogen | 1 | 0.032717 | 0 | 0 | 0 | 0 |  |  | 0.032717 | 0
1360 | GUNSIGHT_8 | 1 | West | YES | 0.043244 | 0 | 0 | 120 |  | 1.01 | Wind | 1 | 0.032927 | 0 | 120 | 5.1893 | 120 |  |  | 0.032927 | 3.9513
1327 | WILDHRSE_1G | 1 | West | YES | 0.043312 | 0 | 0 | 120 |  | 1 | Wind | 1 | 0.032995 | 0 | 120 | 5.1974 | 120 |  |  | 0.032995 | 3.9595
1333 | MCDDONAL_8 | 1 | West | YES | 0.043476 | 42.8 | 0 | 214.2 |  | 1.01 | Wind | 1 | 0.033159 | 0 | 214.2 | 9.3126 | 214.2 |  |  | 0.033159 | 7.1028
1328 | OCOTILLO_1G | 1 | West | YES | 0.043622 | 11.6 | 0 | 58 |  | 1.01 | Wind | 1 | 0.033305 | 0 | 58 | 2.5301 | 58 |  |  | 0.033305 | 1.9317
11001 | NAV1CT | 1 | West | YES | 0.043659 | 70.4 | 18 | 70.4 | 0 | 1.029 | CC | 1 | 0.033342 | 70.4 | 70.4 | 3.0736 | 70.4 |  |  | 0.033342 | 2.3473
11009 | NAV2CT | 1 | West | YES | 0.043659 | 71.4 | 18 | 71.4 | 0 | 1.029 | CC | 1 | 0.033342 | 71.4 | 71.4 | 3.1173 | 71.4 |  |  | 0.033342 | 2.3806
11011 | NAV3ST | 1 | West | YES | 0.043659 | 92.8 | 40 | 92.8 | 0 | 1.029 | CC | 1 | 0.033342 | 92.8 | 92.8 | 4.0516 | 92.8 |  |  | 0.033342 | 3.0942
11012 | NAV4CT | 1 | West | YES | 0.043659 | 80 | 18 | 80 | 0 | 1.029 | CC | 1 | 0.033342 | 80 | 80 | 3.4927 | 80 |  |  | 0.033342 | 2.6674
11013 | NAV5CT | 1 | West | YES | 0.043659 | 80 | 18 | 80 | 0 | 1.029 | CC | 1 | 0.033342 | 80 | 80 | 3.4927 | 80 |  |  | 0.033342 | 2.6674
11014 | NAV6ST | 1 | West | YES | 0.043659 | 115 | 40 | 115 | 0 | 1.029 | CC | 1 | 0.033342 | 115 | 115 | 5.0208 | 115 |  |  | 0.033342 | 3.8344
11020 | TIEHVSG_1G | 1 | West | YES | 0.043668 | 208.2 | 63 | 208.2 | 0 | 1.012 | CC | 1 | 0.033351 | 208.2 | 208.2 | 9.0917 | 208.2 |  |  | 0.033351 | 6.9438
11021 | TIEHVCG_1G | 1 | West | YES | 0.043668 | 142.1 | 103 | 142.1 | 0 | 1.012 | CC | 1 | 0.033351 | 142.1 | 142.1 | 6.2052 | 142.1 |  |  | 0.033351 | 4.7392
11022 | TIEHVCG_2G | 1 | West | YES | 0.043668 | 132.4 | 103 | 132.4 | 0 | 1.012 | CC | 1 | 0.033351 | 132.4 | 132.4 | 5.7816 | 132.4 |  |  | 0.033351 | 4.4157
11023 | TIEHVCG_3G | 1 | West | YES | 0.043668 | 137.4 | 103 | 137.4 | 0 | 1.012 | CC | 1 | 0.033351 | 137.4 | 137.4 | 6 | 137.4 |  |  | 0.033351 | 4.5825
11024 | TIEHVCG_4G | 1 | West | YES | 0.043668 | 147 | 103 | 147 | 0 | 1.012 | CC | 1 | 0.033351 | 147 | 147 | 6.4192 | 147 |  |  | 0.033351 | 4.9027
11025 | TIEHVSG_2G | 1 | West | YES | 0.043668 | 213.2 | 63 | 213.2 | 0 | 1.012 | CC | 1 | 0.033351 | 213.2 | 213.2 | 9.31 | 213.2 |  |  | 0.033351 | 7.1105
1326 | STANTONW_8 | 1 | West | YES | 0.043773 | 20.1 | 0 | 100.5 |  | 1.01 | Wind | 1 | 0.033456 | 0 | 100.5 | 4.3992 | 100.5 |  |  | 0.033456 | 3.3624
11147 | NOTREES_1G | 1 | West | YES | 0.044201 | 29.8 | 0 | 149 | 0 | 1.017 | Wind | 1 | 0.033884 | 0 | 149 | 6.5859 | 149 |  |  | 0.033884 | 5.0488
7038 | L_DELAWA1_1Y | 1 | West | YES | 0.044316 | 3.5 | 0 | 35 | 0 | 1 | Wind | 1 | 0.033999 | 0 | 35 | 1.5511 | 35 |  |  | 0.033999 | 1.19
7038 | L_DELAWA1_1Y | 2 | West | YES | 0.044316 | 3 | 0 | 30 | 0 | 1 | Wind | 1 | 0.033999 | 0 | 30 | 1.3295 | 30 |  |  | 0.033999 | 1.02
1002 | PBCTAGE_1G | A | West | YES | 0.044375 | 64 | 64 | 66 | 0 | 1.036 | GGT | 1 | 0.034058 | 66 | 66 | 2.9287 | 66 |  |  | 0.034058 | 2.2479
1003 | PBCTBGE_2G | B | West | YES | 0.044375 | 65 | 65 | 66 | 0 | 1.036 | GGT | 1 | 0.034058 | 66 | 66 | 2.9287 | 66 |  |  | 0.034058 | 2.2479
1004 | PBCTCGE_3G | C | West | YES | 0.044375 | 62 | 62 | 67 | 0 | 1.036 | GGT | 1 | 0.034058 | 67 | 67 | 2.9731 | 67 |  |  | 0.034058 | 2.2819
1005 | PBCTDGE_4G | D | West | YES | 0.044375 | 65 | 65 | 68 | 0 | 1.036 | GGT | 1 | 0.034058 | 68 | 68 | 3.0175 | 68 |  |  | 0.034058 | 2.316
1006 | PBCTEGE_5G | E | West | YES | 0.044375 | 65 | 65 | 67 | 0 | 1.036 | GGT | 1 | 0.034058 | 67 | 67 | 2.9731 | 67 |  |  | 0.034058 | 2.2819
1007 | PB5GEN_6G | 5 | West | YES | 0.044375 | 91.2 | 40 | 114 | 0 | 1.036 | GST | 1 | 0.034058 | 114 | 114 | 5.0587 | 114 |  |  | 0.034058 | 3.8827
1008 | PB6GEN_7G | 6 | West | YES | 0.044375 | 515 | 130 | 515 | 0 | 1.036 | GST | 1 | 0.034058 | 515 | 515 | 22.8531 | 515 |  |  | 0.034058 | 17.5401
1320 | BSP 1 | 1 | West | YES | 0.044723 | 25.5 | 2.9 | 25.8 | 0 | 1 | Cogen | 1 | 0.034406 | 0 | 0 | 0 | 0 |  |  | 0.034406 | 0
60057 | CALLAHAN1A | 1 | West | YES | 0.046158 | 22.8 | 0 | 114 | 0 | 1.04 | Wind | 1 | 0.035841 | 0 | 114 | 5.262 | 114 |  |  | 0.035841 | 4.0859
76031 | L_GASCCR1_1N | W1 | West | YES | 0.047483 | 30 | 0 | 150 | 0 | 1.02 | Wind | 1 | 0.037166 | 0 | 150 | 7.1224 | 150 |  |  | 0.037166 | 5.575
1349 | WESTXWIN_1G | 1 | West | YES | 0.047765 | 1.3 | 0 | 6.6 |  | 1.014 | Wind | 1 | 0.037448 | 0 | 6.6 | 0.31525 | 6.6 |  |  | 0.037448 | 0.24716
1350 | NWPWRG1_1G | 1 | West | YES | 0.047765 | 6.9 | 1 | 34.3 |  | 1.014 | Wind | 1 | 0.037448 | 0 | 34.3 | 1.6383 | 34.3 |  |  | 0.037448 | 1.2845
76091 | L_DIVIDE1_1N | W1 | West | YES | 0.04842 | 22.5 | 0 | 112.5 |  | 1.02 | Wind | 1 | 0.038103 | 0 | 112.5 | 5.4473 | 112.5 |  |  | 0.038103 | 4.2866
76095 | L_CAPRSI1_1N | W1 | West | YES | 0.04842 | 29.9 | 0 | 149.5 | 0 | 1.02 | Wind | 1 | 0.038103 | 0 | 149.5 | 7.2388 | 149.5 |  |  | 0.038103 | 5.6965
76096 | L_CAPRSI1_2N | W1 | West | YES | 0.04842 | 37.2 | 0 | 186 | 0 | 1.02 | Wind | 1 | 0.038103 | 0 | 186 | 9.0061 | 186 |  |  | 0.038103 | 7.0872
76097 | L_CAPRGE1_1N | W1 | West | YES | 0.04842 | 42.9 | 0 | 214.5 | 0 | 1.02 | Wind | 1 | 0.038103 | 0 | 214.5 | 10.3861 | 214.5 |  |  | 0.038103 | 8.1732
60007 | KING_SW1A | 1 | West | YES | 0.049241 | 20 | 0 | 80 |  | 1.03 | Wind | 1 | 0.038924 | 0 | 80 | 3.9393 | 80 |  |  | 0.038924 | 3.114
60019 | KING_NW1A | 1 | West | YES | 0.049241 | 20 | 0 | 80 |  | 1.03 | Wind | 1 | 0.038924 | 0 | 80 | 3.9393 | 80 |  |  | 0.038924 | 3.114
60201 | RIO DRCS | F | West | YES | 0.049332 | 0 | 0 | 0 | 0 | 1.025 | AVR | 1 | 0.039015 | 0 | 0 | 0 | 0 |  |  | 0.039015 | 0
6016 | SWMESA | 1 | West | YES | 0.049454 | 18.8 | 0 | 75 |  | 1.03 | Wind | 1 | 0.039137 | 0 | 75 | 3.709 | 75 |  |  | 0.039137 | 2.9353
60003 | KING_NE1A | 1 | West | YES | 0.049454 | 20 | 0 | 80 |  | 1.03 | Wind | 1 | 0.039137 | 0 | 80 | 3.9563 | 80 |  |  | 0.039137 | 3.131
60005 | KING_SE1A | 1 | West | YES | 0.049454 | 10 | 0 | 40 |  | 1.035 | Wind | 1 | 0.039137 | 0 | 40 | 1.9782 | 40 |  |  | 0.039137 | 1.5655
60016 | WOODWRD11A | 1 | West | YES | 0.049477 | 20 | 0 | 80 |  | 1.033 | Wind | 1 | 0.03916 | 0 | 80 | 3.9582 | 80 |  |  | 0.03916 | 3.1328
38332 | TNWDWRDU2_8 | 1 | West | YES | 0.049487 | 20 | 0 | 80 | 0 | 1.0232 | Wind | 1 | 0.03917 | 0 | 80 | 3.959 | 80 |  |  | 0.03917 | 3.1336
38437 | TNSRBNMESA9 | 1 | West | YES | 0.049534 | 37.5 | 0 | 150 | 0 | 1.02 | Wind | 1 | 0.039217 | 0 | 150 | 7.4301 | 150 |  |  | 0.039217 | 5.8826
60017 | ORNNWP1 | 1 | West | YES | 0.050849 | 20 | 0 | 80 |  | 1.027 | Wind | 1 | 0.040532 | 0 | 80 | 4.0679 | 80 |  |  | 0.040532 | 3.2426
60018 | DSKY1 | 1 | West | YES | 0.051293 | 21 | 0 | 84 | 0 | 1.023 | Wind | 1 | 0.040976 | 0 | 84 | 4.3086 | 84 |  |  | 0.040976 | 3.442
60000 | DSKY2 | 1 | West | YES | 0.05178 | 19.1 | 0 | 76.5 |  | 1.039 | Wind | 1 | 0.041463 | 0 | 76.5 | 3.9612 | 76.5 |  |  | 0.041463 | 3.172
60202 | FRNDDRCS | F | West | YES | 0.057664 | 0 | 0 | 0 | 0 | 0.9985 | AVR | 1 | 0.047347 | 0 | 0 | 0 | 0 |  |  | 0.047347 | 0
Note on AL4: Zonal Cap - Zonal Impact

## Distributed Slack - Bound Gen
Number of Bus | Name of Bus | ID | Area Name of Gen | AGC | P Sensitivity of Bus | Gen MW | Min MW | Max MW | V Sensitivity of Bus | Set Volt | Tech Type | Zone Impact | Zone Correlation | Inc Max | Dec Max | Souce S.F. Weighting | Souce Capacity | Sink S.F. Weighting | Sink Capacity | PTDF Calc | PTDF Weighting | max of zone correlation | 0.0099629 |  |  | Neg PTDF weight | Pos PTDF weight
1437 | MESQUITW_1G | 1 | North | YES | 0.032831 | 40 | 0 | 400 | 0 | 1.023 | Wind | -1 | 0.0099629 | 0 | 400 |  |  | 0 | 0 | -0.0099629 | 0 |  |  |  |  | 0 | 0
1438 | MESQUITW_2G | 1 | North | YES | 0.03282 | 23.6 | 0 | 236 |  | 1.017 | Wind | -1 | 0.0099739 | 0 | 236 |  |  | 0 | 0 | -0.0099739 | 0 |  |  |  |  | 0 | 0
1442 | COKFIELD_5 | 1 | North | YES | 0.030555 | 16.5 | 0 | 165 |  | 1.029 | Wind | -1 | 0.012239 | 0 | 165 |  |  | 0 | 0 | -0.012239 | 0 |  |  |  |  | 0 | 0
6100 | OKLA7A | EQ | West | YES | 0.02896 | 50 | -220 | 220 | 0 | 1.035 | DCTie | 1 | 0.018643 | 0 | 0 | 0 | 0 |  |  | 0.018643 | 0 |  |  | Weighted Shift Factors |  | 0 | 0
6752 | OKLA0A | 1 | West | YES | 0.02896 | 649.7 | 175 | 649.7 | 0 | 1.035 | LIGCO | 1 | 0.018643 | 0 | 649.7 | 18.8153 | 649.7 |  |  | 0.018643 | 12.1126 |  |  | West | 0.042794 | 0 | 0
1433 | GRHAMSES_1G | 1 | North | YES | 0.023826 | 242 | 60 | 242 | 0 | 1.038 | GST | -1 | 0.018968 | 242 | 242 |  |  | 5.7659 | 242 | -0.018968 | -4.5902 |  |  | North | 0.010317 | 0 | 0
1479 | WFCOGEN_1G | 1 | North | YES | 0.023478 | 16 | 12 | 20 | 0 | 1 | Cogen | -1 | 0.019316 | 0 | 0 |  |  | 0 | 0 | -0.019316 | 0 |  |  |  |  | 0 | 0
1479 | WFCOGEN_1G | 2 | North | YES | 0.023478 | 16 | 12 | 20 | 0 | 1 | Cogen | -1 | 0.019316 | 0 | 0 |  |  | 0 | 0 | -0.019316 | 0 | North |  |  |  | 0 | 0
1482 | WFCOGEN_2G | 2 | North | YES | 0.023478 | 13.6 | 12 | 17 | 0 | 1 | Cogen | -1 | 0.019316 | 0 | 0 |  |  | 0 | 0 | -0.019316 | 0 | Line Rating |  | 100 |  | 0 | 0
1482 | WFCOGEN_2G | 1 | North | YES | 0.023478 | 16 | 12 | 20 | 0 | 1 | Cogen | -1 | 0.019316 | 0 | 0 |  |  | 0 | 0 | -0.019316 | 0 | Impact Counter to Zone: |  | 0 |  | 0 | 0
1432 | GRHAMSES_2G | 2 | North | YES | 0.023383 | 294.9 | 90 | 366 | 0 | 1.014 | GST | -1 | 0.019411 | 366 | 366 |  |  | 8.5582 | 366 | -0.019411 | -7.1044 |  |  | 0% |  | 0 | 0
1643 | SLSTR1PP_1G | 1 | North | YES | 0.020191 | 6 | 0 | 60 | 0 | 1.022 | Wind | -1 | 0.022603 | 0 | 60 |  |  | 0 | 0 | -0.022603 | 0 |  |  |  |  | 0 | 0
1600 | BARTNWND_1G | 1 | North | YES | 0.020035 | 12 | 0 | 120 | 0 | 1.022 | Wind | -1 | 0.022759 | 0 | 120 |  |  | 0 | 0 | -0.022759 | 0 | West |  |  |  | 0 | 0
344 | MRSSHPRD | 1 | North | YES | 0.019925 | 0 | 0 | 12 |  | 1.03 | Hydro | -1 | 0.022869 | 0 | 0 |  |  | 0 | 0 | -0.022869 | 0 | Line Rating |  | 100 |  | 0 | 0
345 | MRSSHPRD01 | 2 | North | YES | 0.019925 | 0 | 0 | 12 |  | 1.03 | Hydro | -1 | 0.022869 | 0 | 0 |  |  | 0 | 0 | -0.022869 | 0 | Impact Counter to Zone: |  | 0 |  | 0 | 0
1455 | WCPWRCO_3G | 3 | North | YES | 0.018491 | 242 | 50 | 242 |  | 1.02 | CC | -1 | 0.024303 | 242 | 242 |  |  | 4.4748 | 242 | -0.024303 | -5.8813 |  |  | 0% |  | 0 | 0
1453 | WCPWRCO_1G | 1 | North | YES | 0.018491 | 204 | 50 | 204 | 0 | 1.02 | CC | -1 | 0.024303 | 204 | 204 |  |  | 3.7722 | 204 | -0.024303 | -4.9578 |  |  |  |  | 0 | 0
1454 | WCPWRCO_2G | 2 | North | YES | 0.018491 | 204 | 50 | 204 | 0 | 1.02 | CC | -1 | 0.024303 | 204 | 204 |  |  | 3.7722 | 204 | -0.024303 | -4.9578 |  |  |  |  | 0 | 0
60081 | WHRLWIND1A | 1 | West | YES | 0.035985 | 12 | 0 | 60 | 0 | 1.03 | Wind | 1 | 0.025668 | 0 | 60 | 2.1591 | 60 |  |  | 0.025668 | 1.5401 |  |  |  |  | 0 | 0
334 | RWMILLER03 | 3 | North | YES | 0.016529 | 166.4 | 65 | 208 | 0 | 1.04 | GST | -1 | 0.026265 | 208 | 208 |  |  | 3.438 | 208 | -0.026265 | -5.4631 |  |  |  |  | 0 | 0
333 | RWMILLER02 | 2 | North | YES | 0.016529 | 95.2 | 37 | 119 | 0 | 1.04 | GST | -1 | 0.026265 | 119 | 119 |  |  | 1.967 | 119 | -0.026265 | -3.1255 |  |  |  |  | 0 | 0
335 | RWMILLER04 | 4 | North | YES | 0.016529 | 81.6 | 0 | 102 | 0 | 1.04 | GST | -1 | 0.026265 | 102 | 102 |  |  | 1.686 | 102 | -0.026265 | -2.679 |  |  |  |  | 0 | 0
336 | RWMILLER05 | 5 | North | YES | 0.016529 | 80.8 | 0 | 101 | 0 | 1.04 | GST | -1 | 0.026265 | 101 | 101 |  |  | 1.6694 | 101 | -0.026265 | -2.6528 |  |  |  |  | 0 | 0
332 | RWMILLER01 | 1 | North | YES | 0.016529 | 58.4 | 18.5 | 73 | 0 | 1.04 | GST | -1 | 0.026265 | 73 | 73 |  |  | 1.2066 | 73 | -0.026265 | -1.9173 |  |  |  |  | 0 | 0
580 | JCKCNTY801 | 1 | North | YES | 0.016149 | 288 | 0 | 288 | 0 | 1.022 | CC | -1 | 0.026645 | 288 | 288 |  |  | 4.6509 | 288 | -0.026645 | -7.6737 |  |  |  |  | 0 | 0
581 | JCKCNTY802 | 2 | North | YES | 0.016149 | 147 | 0 | 147 | 0 | 1.022 | CC | -1 | 0.026645 | 147 | 147 |  |  | 2.3739 | 147 | -0.026645 | -3.9168 |  |  |  |  | 0 | 0
582 | JCKCNTY803 | 3 | North | YES | 0.016149 | 147 | 0 | 147 | 0 | 1.022 | CC | -1 | 0.026645 | 147 | 147 |  |  | 2.3739 | 147 | -0.026645 | -3.9168 |  |  |  |  | 0 | 0
505 | NTHTEXAS03 | 3 | North | YES | 0.01613 | 30.4 | 15 | 38 |  | 1.015 | GST | -1 | 0.026664 | 38 | 38 |  |  | 0.61294 | 38 | -0.026664 | -1.0132 |  |  |  |  | 0 | 0
503 | NTHTEXAS01 | 1 | North | YES | 0.01613 | 0 | 5 | 18 |  | 1.015 | GST | -1 | 0.026664 | 18 | 18 |  |  | 0.29034 | 18 | -0.026664 | -0.47995 |  |  |  |  | 0 | 0
504 | NTHTEXAS02 | 2 | North | YES | 0.01613 | 14.4 | 5 | 18 |  | 1.015 | GST | -1 | 0.026664 | 18 | 18 |  |  | 0.29034 | 18 | -0.026664 | -0.47995 |  |  |  |  | 0 | 0
728 | WOLFRIDGE801 | 1 | North | YES | 0.015235 | 11.2 | 0 | 112.5 | 0 | 0.99 | Wind | -1 | 0.027559 | 0 | 112.5 |  |  | 0 | 0 | -0.027559 | 0 |  |  |  |  | 0 | 0
1898 | COMCHEPK_1G | 1 | North | YES | 0.015203 | 1217 | 1150 | 1217 | 0 | 1.032 | Nuc | -1 | 0.027591 | 0 | 0 |  |  | 0 | 0 | -0.027591 | 0 |  |  |  |  | 0 | 0
1899 | COMCHEPK_2G | 2 | North | YES | 0.015203 | 1159 | 1128 | 1159 | 0 | 1.032 | Nuc | -1 | 0.027591 | 0 | 0 |  |  | 0 | 0 | -0.027591 | 0 |  |  |  |  | 0 | 0
1879 | WLFHOLW_3G | 3 | North | YES | 0.014767 | 272.4 | 89.2 | 272.4 | 0 | 1.032 | CC | -1 | 0.028027 | 272.4 | 272.4 |  |  | 4.0225 | 272.4 | -0.028027 | -7.6345 |  |  |  |  | 0 | 0
1877 | WLFHOLW_1G | 1 | North | YES | 0.014767 | 217.3 | 89.2 | 217.3 | 0 | 1.032 | CC | -1 | 0.028027 | 217.3 | 217.3 |  |  | 3.2089 | 217.3 | -0.028027 | -6.0903 |  |  |  |  | 0 | 0
1878 | WLFHOLW_2G | 2 | North | YES | 0.014767 | 215.7 | 105 | 215.7 | 0 | 1.032 | CC | -1 | 0.028027 | 215.7 | 215.7 |  |  | 3.1852 | 215.7 | -0.028027 | -6.0454 |  |  |  |  | 0 | 0
6407 | TURKTRAK1A | 1 | West | YES | 0.038392 | 33.9 | 0 | 169.5 | 0 | 1.025 | Wind | 1 | 0.028075 | 0 | 169.5 | 6.5074 | 169.5 |  |  | 0.028075 | 4.7588 |  |  |  |  | 0 | 0
1889 | DECRDOVA_1G | 1 | North | YES | 0.014428 | 779 | 255 | 779 | 0 | 1.02 | GSC | -1 | 0.028366 | 779 | 779 |  |  | 11.2394 | 779 | -0.028366 | -22.0971 |  |  |  |  | 0 | 0
6144 | MCADOO1A | 1 | West | YES | 0.038767 | 15 | 0 | 150 | 0 | 1.025 | Wind | 1 | 0.02845 | 0 | 150 | 5.8151 | 150 |  |  | 0.02845 | 4.2676 |  |  |  |  | 0 | 0
1416 | SWETWATR_1G | 1 | West | YES | 0.038821 | 30 | 18 | 30 | 0 | 1.026 | CC | 1 | 0.028504 | 30 | 30 | 1.1646 | 30 |  |  | 0.028504 | 0.85513 |  |  |  |  | 0 | 0
1419 | SWETWATR_4G | 4 | West | YES | 0.038821 | 61 | 36 | 61 | 0 | 1.026 | CC | 1 | 0.028504 | 61 | 61 | 2.3681 | 61 |  |  | 0.028504 | 1.7388 |  |  |  |  | 0 | 0
1418 | SWETWATR_3G | 3 | West | YES | 0.038821 | 68 | 36 | 68 | 0 | 1.026 | CC | 1 | 0.028504 | 68 | 68 | 2.6398 | 68 |  |  | 0.028504 | 1.9383 |  |  |  |  | 0 | 0
1417 | SWETWATR_2G | 2 | West | YES | 0.038821 | 72 | 36 | 72 | 0 | 1.026 | CC | 1 | 0.028504 | 72 | 72 | 2.7951 | 72 |  |  | 0.028504 | 2.0523 |  |  |  |  | 0 | 0
1861 | EAGLEMNT_1G | MB | North | YES | 0.014274 | 0 | 30 | 112 |  | 1.022 | GST | -1 | 0.02852 | 0 | 0 |  |  | 0 | 0 | -0.02852 | 0 |  |  |  |  | 0 | 0
1862 | EAGLEMNT_2G | MB | North | YES | 0.014274 | 0 | 40 | 100 |  | 1.022 | GST | -1 | 0.02852 | 0 | 0 |  |  | 0 | 0 | -0.02852 | 0 |  |  |  |  | 0 | 0
1863 | EAGLEMNT_3G | MB | North | YES | 0.014274 | 0 | 50 | 378 |  | 1.022 | GST | -1 | 0.02852 | 0 | 0 |  |  | 0 | 0 | -0.02852 | 0 |  |  |  |  | 0 | 0
1892 | DECRDOVA_2G | A | North | YES | 0.014064 | 65 | 65 | 70 | 0 | 1.025 | GGT | -1 | 0.02873 | 70 | 70 |  |  | 0.98448 | 70 | -0.02873 | -2.0111 |  |  |  |  | 0 | 0
1893 | DECRDOVA_3G | B | North | YES | 0.014064 | 65 | 65 | 69 | 0 | 1.025 | GGT | -1 | 0.02873 | 69 | 69 |  |  | 0.97042 | 69 | -0.02873 | -1.9824 |  |  |  |  | 0 | 0
1894 | DECRDOVA_4G | C | North | YES | 0.014064 | 65 | 65 | 69 | 0 | 1.025 | GGT | -1 | 0.02873 | 69 | 69 |  |  | 0.97042 | 69 | -0.02873 | -1.9824 |  |  |  |  | 0 | 0
1895 | DECRDOVA_5G | D | North | YES | 0.014064 | 65 | 65 | 68 | 0 | 1.025 | GGT | -1 | 0.02873 | 68 | 68 |  |  | 0.95635 | 68 | -0.02873 | -1.9536 |  |  |  |  | 0 | 0
924 | SPENCER_G5 | 1 | North | YES | 0.013905 | 52 | 20 | 66 | 0 | 1.03 | GST | -1 | 0.028889 | 66 | 66 |  |  | 0.91773 | 66 | -0.028889 | -1.9067 |  |  |  |  | 0 | 0
923 | SPENCER_G4 | 1 | North | YES | 0.013905 | 48 | 20 | 61 | 0 | 1.03 | GST | -1 | 0.028889 | 61 | 61 |  |  | 0.8482 | 61 | -0.028889 | -1.7622 |  |  |  |  | 0 | 0
8032 | AMISTADHYD1 | 1 | South | YES | 0.013819 | 33 | 13 | 33 | 0 | 1.03 | Hydro | -1 | 0.028975 | 0 | 0 |  |  |  |  | -0.028975 | 0 |  |  |  |  | 0 | 0
8033 | AMISTADHYD2 | 2 | South | YES | 0.013819 | 25 | 13 | 25 | 0 | 1.03 | Hydro | -1 | 0.028975 | 0 | 0 |  |  |  |  | -0.028975 | 0 |  |  |  |  | 0 | 0
88253 | HAMILTON | F | South | YES | 0.013819 | 0 | 0 | 0 | 0 | 1.04 | BLT | -1 | 0.028975 | 0 | 0 |  |  |  |  | -0.028975 | 0 |  |  |  |  | 0 | 0
1354 | AEPWIND_8 | 1 | West | YES | 0.039951 | 20.2 | 0 | 101 |  | 1 | Wind | 1 | 0.029634 | 0 | 101 | 4.0351 | 101 |  |  | 0.029634 | 2.9931 |  |  |  |  | 0 | 0
1343 | TRENTIPP_8 | 1 | West | YES | 0.039951 | 30 | 0 | 150 |  | 1.014 | Wind | 1 | 0.029634 | 0 | 150 | 5.9927 | 150 |  |  | 0.029634 | 4.4452 |  |  |  |  | 0 | 0
71051 | L_BITTCR1_1N | W1 | West | YES | 0.040094 | 7.5 | 0 | 37.5 |  | 1.02 | Wind | 1 | 0.029777 | 0 | 37.5 | 1.5035 | 37.5 |  |  | 0.029777 | 1.1167 |  |  |  |  | 0 | 0
71061 | L_SWEETW1_5N | W1 | West | YES | 0.040094 | 16.1 | 0 | 80.5 | 0 | 1.02 | Wind | 1 | 0.029777 | 0 | 80.5 | 3.2276 | 80.5 |  |  | 0.029777 | 2.3971 |  |  |  |  | 0 | 0
71060 | L_SWEETW1_4N | W1 | West | YES | 0.040094 | 21 | 0 | 105 | 0 | 1.02 | Wind | 1 | 0.029777 | 0 | 105 | 4.2099 | 105 |  |  | 0.029777 | 3.1266 |  |  |  |  | 0 | 0
71054 | L_SWEETW1_1N | W1 | West | YES | 0.040094 | 21.5 | 0 | 107.5 |  | 1.02 | Wind | 1 | 0.029777 | 0 | 107.5 | 4.3101 | 107.5 |  |  | 0.029777 | 3.2011 |  |  |  |  | 0 | 0
71059 | L_SWEETW1_3N | W1 | West | YES | 0.040094 | 23.8 | 0 | 119 | 0 | 1.02 | Wind | 1 | 0.029777 | 0 | 119 | 4.7712 | 119 |  |  | 0.029777 | 3.5435 |  |  |  |  | 0 | 0
71057 | L_SWEETW1_2N | W1 | West | YES | 0.040094 | 27 | 0 | 135 |  | 1.02 | Wind | 1 | 0.029777 | 0 | 135 | 5.4127 | 135 |  |  | 0.029777 | 4.02 |  |  |  |  | 0 | 0
1949 | HANDLEY_5G | 5 | North | YES | 0.012466 | 348 | 150 | 435 | 0 | 1.022 | GST | -1 | 0.030328 | 435 | 435 |  |  | 5.4227 | 435 | -0.030328 | -13.1927 |  |  |  |  | 0 | 0
1947 | HANDLEY_3G | 3 | North | YES | 0.012466 | 316 | 100 | 395 | 0 | 1.022 | GST | -1 | 0.030328 | 395 | 395 |  |  | 4.9241 | 395 | -0.030328 | -11.9795 |  |  |  |  | 0 | 0
366 | JNSNCNTY802 | 1 | North | YES | 0.012435 | 168 | 20 | 168 | 0 | 1.02 | Cogen | -1 | 0.030359 | 0 | 0 |  |  | 0 | 0 | -0.030359 | 0 |  |  |  |  | 0 | 0
367 | JNSNCNTY802 | 2 | North | YES | 0.012435 | 90 | 20 | 90 | 0 | 1.02 | Cogen | -1 | 0.030359 | 0 | 0 |  |  | 0 | 0 | -0.030359 | 0 |  |  |  |  | 0 | 0
1948 | HANDLEY_4G | 4 | North | YES | 0.012343 | 348 | 150 | 435 | 0 | 1.022 | GST | -1 | 0.030451 | 435 | 435 |  |  | 5.3692 | 435 | -0.030451 | -13.2462 |  |  |  |  | 0 | 0
36998 | RDCNYNG1 | 1 | West | YES | 0.041181 | 16.8 | 0 | 84 |  | 1.01 | Wind | 1 | 0.030864 | 0 | 84 | 3.4592 | 84 |  |  | 0.030864 | 2.5926 |  |  |  |  | 0 | 0
2371 | COLLIN_1G | MB | North | YES | 0.011711 | 0 | 40 | 138 |  | 1.022 | GST | -1 | 0.031083 | 0 | 0 |  |  | 0 | 0 | -0.031083 | 0 |  |  |  |  | 0 | 0
6948 | DENISNDM | 1 | North | YES | 0.011446 | 40 | 5 | 40 |  | 1.015 | Hydro | -1 | 0.031348 | 0 | 0 |  |  | 0 | 0 | -0.031348 | 0 |  |  |  |  | 0 | 0
6948 | DENISNDM | 2 | North | YES | 0.011446 | 31 | 5 | 40 |  | 1.015 | Hydro | -1 | 0.031348 | 0 | 0 |  |  | 0 | 0 | -0.031348 | 0 |  |  |  |  | 0 | 0
2383 | NTHLK3_G | 3 | North | YES | 0.011439 | 0 | 50 | 329 |  | 1.022 | GST | -1 | 0.031355 | 329 | 329 |  |  | 3.7634 | 329 | -0.031355 | -10.3158 |  |  |  |  | 0 | 0
2382 | NTHLK2_G | 2 | North | YES | 0.011439 | 0 | 35 | 181 |  | 1.022 | GST | -1 | 0.031355 | 181 | 181 |  |  | 2.0705 | 181 | -0.031355 | -5.6752 |  |  |  |  | 0 | 0
2381 | NTHLK1_G | 1 | North | YES | 0.011439 | 0 | 35 | 156 |  | 1.022 | GST | -1 | 0.031355 | 156 | 156 |  |  | 1.7845 | 156 | -0.031355 | -4.8914 |  |  |  |  | 0 | 0
1069 | KINDERMG_1G | 1 | West | YES | 0.041731 | 25 | 5 | 25 | 0 | 1.017 | Cogen | 1 | 0.031414 | 0 | 0 | 0 | 0 |  |  | 0.031414 | 0 |  |  |  |  | 0 | 0
1070 | KINDERMG_2G | 1 | West | YES | 0.041731 | 45.7 | 12 | 45.7 | 0 | 1.017 | Cogen | 1 | 0.031414 | 0 | 0 | 0 | 0 |  |  | 0.031414 | 0 |  |  |  |  | 0 | 0
1071 | KINDERMG_3G | 1 | West | YES | 0.041731 | 45.7 | 12 | 45.7 | 0 | 1.017 | Cogen | 1 | 0.031414 | 0 | 0 | 0 | 0 |  |  | 0.031414 | 0 |  |  |  |  | 0 | 0
1062 | CIELOGEN_2G | 1 | West | YES | 0.041731 | 12.2 | 0 | 61 |  | 1 | Wind | 1 | 0.031414 | 0 | 61 | 2.5456 | 61 |  |  | 0.031414 | 1.9163 |  |  |  |  | 0 | 0
1061 | CIELOGEN_1G | 1 | West | YES | 0.041731 | 19.8 | 0 | 99 |  | 1 | Wind | 1 | 0.031414 | 0 | 99 | 4.1314 | 99 |  |  | 0.031414 | 3.11 |  |  |  |  | 0 | 0
1073 | SCURRYCW_2G | 2 | West | YES | 0.041752 | 24 | 0 | 120 | 0 | 1.0217 | Wind | 1 | 0.031435 | 0 | 120 | 5.0102 | 120 |  |  | 0.031435 | 3.7723 |  |  |  |  | 0 | 0
1068 | SCURRYCW_1G | 1 | West | YES | 0.041752 | 28.2 | 1.3 | 141 | 0 | 1.0217 | Wind | 1 | 0.031435 | 0 | 141 | 5.887 | 141 |  |  | 0.031435 | 4.4324 |  |  |  |  | 0 | 0
1688 | VALLEY_2G | 2 | North | YES | 0.011308 | 527 | 90 | 527 | 0 | 1.029 | GSC | -1 | 0.031486 | 527 | 527 |  |  | 5.9593 | 527 | -0.031486 | -16.5931 |  |  |  |  | 0 | 0
1687 | VALLEY_1G | 1 | North | YES | 0.011308 | 136 | 15 | 170 | 0 | 1.029 | GST | -1 | 0.031486 | 170 | 170 |  |  | 1.9224 | 170 | -0.031486 | -5.3526 |  |  |  |  | 0 | 0
6637 | SNYDERW1A | 1 | West | YES | 0.041947 | 12.6 | 0 | 63 | 0 | 1.025 | Wind | 1 | 0.03163 | 0 | 63 | 2.6427 | 63 |  |  | 0.03163 | 1.9927 |  |  |  |  | 0 | 0
1689 | VALLEY_3G | 3 | North | YES | 0.011122 | 0 | 25 | 375 |  | 1.003 | GST | -1 | 0.031672 | 375 | 375 |  |  | 4.1707 | 375 | -0.031672 | -11.877 |  |  |  |  | 0 | 0
11693 | KMICHIST3_G | 3 | North | YES | 0.011122 | 312 | 60 | 312 | 0 | 1.026 | CC | -1 | 0.031672 | 312 | 312 |  |  | 3.4701 | 312 | -0.031672 | -9.8816 |  |  |  |  | 0 | 0
11696 | KMICHIST6_G | 6 | North | YES | 0.011122 | 310 | 60 | 310 | 0 | 1.026 | CC | -1 | 0.031672 | 310 | 310 |  |  | 3.4478 | 310 | -0.031672 | -9.8183 |  |  |  |  | 0 | 0
11695 | KMICHICT5_G | 5 | North | YES | 0.011122 | 148 | 80 | 148 | 0 | 1.026 | CC | -1 | 0.031672 | 148 | 148 |  |  | 1.6461 | 148 | -0.031672 | -4.6874 |  |  |  |  | 0 | 0
11692 | KMICHICT2_G | 2 | North | YES | 0.011122 | 146 | 80 | 146 | 0 | 1.026 | CC | -1 | 0.031672 | 146 | 146 |  |  | 1.6238 | 146 | -0.031672 | -4.6241 |  |  |  |  | 0 | 0
11691 | KMICHICT1_G | 1 | North | YES | 0.011122 | 144 | 80 | 144 | 0 | 1.026 | CC | -1 | 0.031672 | 144 | 144 |  |  | 1.6016 | 144 | -0.031672 | -4.5608 |  |  |  |  | 0 | 0
11694 | KMICHICT4_G | 4 | North | YES | 0.011122 | 144 | 80 | 144 | 0 | 1.026 | CC | -1 | 0.031672 | 144 | 144 |  |  | 1.6016 | 144 | -0.031672 | -4.5608 |  |  |  |  | 0 | 0
1683 | LAMARPWR_6G | 6 | North | YES | 0.011064 | 198 | 129.1 | 198 | 0 | 1.038 | CC | -1 | 0.03173 | 198 | 198 |  |  | 2.1907 | 198 | -0.03173 | -6.2825 |  |  |  |  | 0 | 0
1680 | LAMARPWR_3G | 3 | North | YES | 0.011064 | 196 | 129.1 | 196 | 0 | 1.038 | CC | -1 | 0.03173 | 196 | 196 |  |  | 2.1685 | 196 | -0.03173 | -6.2191 |  |  |  |  | 0 | 0
1678 | LAMARPWR_1G | 1 | North | YES | 0.011064 | 160 | 67.7 | 160 | 0 | 1.038 | CC | -1 | 0.03173 | 160 | 160 |  |  | 1.7702 | 160 | -0.03173 | -5.0768 |  |  |  |  | 0 | 0
1682 | LAMARPWR_5G | 5 | North | YES | 0.011064 | 157 | 67.7 | 157 | 0 | 1.038 | CC | -1 | 0.03173 | 157 | 157 |  |  | 1.737 | 157 | -0.03173 | -4.9816 |  |  |  |  | 0 | 0
1679 | LAMARPWR_2G | 2 | North | YES | 0.011064 | 156 | 67.7 | 156 | 0 | 1.038 | CC | -1 | 0.03173 | 156 | 156 |  |  | 1.726 | 156 | -0.03173 | -4.9499 |  |  |  |  | 0 | 0
1681 | LAMARPWR_4G | 4 | North | YES | 0.011064 | 156 | 67.7 | 156 | 0 | 1.038 | CC | -1 | 0.03173 | 156 | 156 |  |  | 1.726 | 156 | -0.03173 | -4.9499 |  |  |  |  | 0 | 0
1675 | PEC_1G | 1 | North | YES | 0.011034 | 76.7 | 35 | 76.7 | 0 | 1.022 | Cogen | -1 | 0.03176 | 0 | 0 |  |  | 0 | 0 | -0.03176 | 0 |  |  |  |  | 0 | 0
1676 | PEC_2G | 2 | North | YES | 0.011034 | 79.6 | 35 | 79.6 | 0 | 1.022 | Cogen | -1 | 0.03176 | 0 | 0 |  |  | 0 | 0 | -0.03176 | 0 |  |  |  |  | 0 | 0
1677 | PEC_3G | 3 | North | YES | 0.011034 | 88.4 | 35 | 88.4 | 0 | 1.022 | Cogen | -1 | 0.03176 | 0 | 0 |  |  | 0 | 0 | -0.03176 | 0 |  |  |  |  | 0 | 0
1701 | MOSES_1G | 1 | North | YES | 0.010949 | 558 | 175 | 558 | 0 | 1.023 | LIGCO | -1 | 0.031845 | 0 | 558 |  |  | 0 | 0 | -0.031845 | 0 |  |  |  |  | 0 | 0
1702 | MOSES_2G | 2 | North | YES | 0.010949 | 579 | 175 | 579 | 0 | 1.023 | LIGCO | -1 | 0.031845 | 0 | 579 |  |  | 0 | 0 | -0.031845 | 0 |  |  |  |  | 0 | 0
1703 | MOSES_3G | 3 | North | YES | 0.010949 | 808 | 463 | 808 | 0 | 1.023 | LIGCO | -1 | 0.031845 | 0 | 808 |  |  | 0 | 0 | -0.031845 | 0 |  |  |  |  | 0 | 0
5925 | DCEAST | EQ | North | YES | 0.010949 | 400.3 | -600 | 600 | 0 | 1.025 | DCTie | -1 | 0.031845 | 0 | 0 |  |  | 0 | 0 | -0.031845 | 0 |  |  |  |  | 0 | 0
1938 | MDLTHELP_6G | 6 | North | YES | 0.010808 | 226 | 74 | 226 | 0 | 1 | CC | -1 | 0.031986 | 226 | 226 |  |  | 2.4426 | 226 | -0.031986 | -7.2288 |  |  |  |  | 0 | 0
1937 | MDLTHELP_5G | 5 | North | YES | 0.010808 | 224 | 74 | 224 | 0 | 1 | CC | -1 | 0.031986 | 224 | 224 |  |  | 2.421 | 224 | -0.031986 | -7.1649 |  |  |  |  | 0 | 0
1943 | MDLTHELP_3G | 3 | North | YES | 0.010808 | 212 | 74 | 212 | 0 | 1 | CC | -1 | 0.031986 | 212 | 212 |  |  | 2.2913 | 212 | -0.031986 | -6.781 |  |  |  |  | 0 | 0
1944 | MDLTHELP_4G | 4 | North | YES | 0.010808 | 211 | 74 | 211 | 0 | 1 | CC | -1 | 0.031986 | 211 | 211 |  |  | 2.2805 | 211 | -0.031986 | -6.749 |  |  |  |  | 0 | 0
844 | OLINGER_G3 | 1 | North | YES | 0.010745 | 103.9 | 45 | 150 | 0 | 1.03 | GST | -1 | 0.032049 | 150 | 150 |  |  | 1.6118 | 150 | -0.032049 | -4.8073 |  |  |  |  | 0 | 0
843 | OLINGER_G2 | 1 | North | YES | 0.010745 | 76.2 | 25 | 110 | 0 | 1.03 | GST | -1 | 0.032049 | 110 | 110 |  |  | 1.182 | 110 | -0.032049 | -3.5254 |  |  |  |  | 0 | 0
842 | OLINGER_G1 | 1 | North | YES | 0.010745 | 55.4 | 20 | 79 | 0 | 1.03 | GST | -1 | 0.032049 | 79 | 79 |  |  | 0.84886 | 79 | -0.032049 | -2.5319 |  |  |  |  | 0 | 0
845 | OLINGER_G4 | 1 | North | YES | 0.010745 | 51.9 | 0 | 76 | 0 | 1.03 | GGT | -1 | 0.032049 | 76 | 76 |  |  | 0.81662 | 76 | -0.032049 | -2.4357 |  |  |  |  | 0 | 0
837 | NEWMAN_G5 | 1 | North | YES | 0.010705 | 0 | 15 | 40 |  | 1.01 | GST | -1 | 0.032089 | 40 | 40 |  |  | 0.4282 | 40 | -0.032089 | -1.2836 |  |  |  |  | 0 | 0
950 | STEAM3 | 1 | North | YES | 0.010675 | 41 | 13 | 42 | 0 | 1.02 | GST | -1 | 0.032119 | 42 | 42 |  |  | 0.44835 | 42 | -0.032119 | -1.349 |  |  |  |  | 0 | 0
949 | STEAM2 | 1 | North | YES | 0.010675 | 26 | 8 | 26 | 0 | 0.99 | GST | -1 | 0.032119 | 26 | 26 |  |  | 0.27755 | 26 | -0.032119 | -0.83509 |  |  |  |  | 0 | 0
948 | STEAM1 | 1 | North | YES | 0.010675 | 0 | 12 | 20 |  | 1.02 | GST | -1 | 0.032119 | 20 | 20 |  |  | 0.2135 | 20 | -0.032119 | -0.64238 |  |  |  |  | 0 | 0
11309 | BULLCREK_2G | 1 | West | YES | 0.042449 | 20.9 | 0 | 180 |  | 1 | Wind | 1 | 0.032132 | 0 | 180 | 7.6408 | 180 |  |  | 0.032132 | 5.7838 |  |  |  |  | 0 | 0
11310 | BULLCREK_1G | 1 | West | YES | 0.042449 | 15.1 | 0 | 180 |  | 1 | Wind | 1 | 0.032132 | 0 | 180 | 7.6408 | 180 |  |  | 0.032132 | 5.7838 |  |  |  |  | 0 | 0
1044 | MRGNFG_6G | F | West | YES | 0.042465 | 66 | 66 | 66 | 0 | 1.029 | GGT | 1 | 0.032148 | 66 | 66 | 2.8027 | 66 |  |  | 0.032148 | 2.1218 |  |  |  |  | 0 | 0
1042 | MRGNDG_4G | D | West | YES | 0.042465 | 68 | 68 | 68 | 0 | 1.029 | GGT | 1 | 0.032148 | 68 | 68 | 2.8876 | 68 |  |  | 0.032148 | 2.1861 |  |  |  |  | 0 | 0
1039 | MRGNAG_1G | A | West | YES | 0.042465 | 69 | 69 | 69 | 0 | 1.029 | GGT | 1 | 0.032148 | 69 | 69 | 2.9301 | 69 |  |  | 0.032148 | 2.2182 |  |  |  |  | 0 | 0
1041 | MRGNCG_3G | C | West | YES | 0.042465 | 69 | 69 | 70 | 0 | 1.029 | GGT | 1 | 0.032148 | 70 | 70 | 2.9726 | 70 |  |  | 0.032148 | 2.2504 |  |  |  |  | 0 | 0
1043 | MRGNEG_5G | E | West | YES | 0.042465 | 68 | 68 | 70 | 0 | 1.029 | GGT | 1 | 0.032148 | 70 | 70 | 2.9726 | 70 |  |  | 0.032148 | 2.2504 |  |  |  |  | 0 | 0
1040 | MRGNBG_2G | B | West | YES | 0.042465 | 70 | 70 | 71 | 0 | 1.029 | GGT | 1 | 0.032148 | 71 | 71 | 3.015 | 71 |  |  | 0.032148 | 2.2825 |  |  |  |  | 0 | 0
1037 | MORGAN5G_5G | 5 | West | YES | 0.042465 | 109.6 | 40 | 137 | 0 | 1.029 | GST | 1 | 0.032148 | 137 | 137 | 5.8177 | 137 |  |  | 0.032148 | 4.4043 |  |  |  |  | 0 | 0
11320 | COYOTE_1G | 1 | West | YES | 0.042531 | 22.5 | 0 | 225 |  | 1 | Wind | 1 | 0.032214 | 0 | 225 | 9.5695 | 225 |  |  | 0.032214 | 7.2482 |  |  |  |  | 0 | 0
2417 | MTCK8_G | 8 | North | YES | 0.010571 | 444.8 | 60 | 556 | 0 | 1.022 | GSC | -1 | 0.032223 | 556 | 556 |  |  | 5.8775 | 556 | -0.032223 | -17.916 |  |  |  |  | 0 | 0
2413 | MTCK6_G | 6 | North | YES | 0.010571 | 0 | 30 | 118 |  | 1.022 | GST | -1 | 0.032223 | 118 | 118 |  |  | 1.2474 | 118 | -0.032223 | -3.8023 |  |  |  |  | 0 | 0
2414 | MTCK7_G | 7 | North | YES | 0.010571 | 0 | 30 | 115 |  | 1.022 | GST | -1 | 0.032223 | 115 | 115 |  |  | 1.2157 | 115 | -0.032223 | -3.7056 |  |  |  |  | 0 | 0
2452 | LKHB2_G | 2 | North | YES | 0.010441 | 516 | 80 | 516 | 0 | 1.022 | GST | -1 | 0.032353 | 516 | 516 |  |  | 5.3876 | 516 | -0.032353 | -16.6941 |  |  |  |  | 0 | 0
2451 | LKHB1_G | 1 | North | YES | 0.010441 | 0 | 80 | 391 |  | 1.022 | GST | -1 | 0.032353 | 391 | 391 |  |  | 4.0824 | 391 | -0.032353 | -12.65 |  |  |  |  | 0 | 0
11057 | CHAMPION_1G | 1 | West | YES | 0.042675 | 25.3 | 0 | 126.5 |  | 1 | Wind | 1 | 0.032358 | 0 | 126.5 | 5.3984 | 126.5 |  |  | 0.032358 | 4.0933 |  |  |  |  | 0 | 0
11059 | INADALE_1G | 1 | West | YES | 0.042675 | 39.4 | 0 | 197 |  | 1 | Wind | 1 | 0.032358 | 0 | 197 | 8.407 | 197 |  |  | 0.032358 | 6.3746 |  |  |  |  | 0 | 0
11056 | ROSCOE_1G | 1 | West | YES | 0.042675 | 41.8 | 0 | 209 |  | 1 | Wind | 1 | 0.032358 | 0 | 209 | 8.9191 | 209 |  |  | 0.032358 | 6.7629 |  |  |  |  | 0 | 0
11058 | PYRON_1G | 1 | West | YES | 0.042675 | 49.8 | 0 | 249 |  | 1 | Wind | 1 | 0.032358 | 0 | 249 | 10.6261 | 249 |  |  | 0.032358 | 8.0572 |  |  |  |  | 0 | 0
12440 | PARKD_1SVC8 | 1 | North | YES | 0.010399 | 0 | 0 | 0 | 0 | 1.007 | GST | -1 | 0.032395 | 0 | 0 |  |  | 0 | 0 | -0.032395 | 0 |  |  |  |  | 0 | 0
12449 | PARKD_2SVC8 | 1 | North | YES | 0.010399 | 0 | 0 | 0 | 0 | 1.007 | GST | -1 | 0.032395 | 0 | 0 |  |  | 0 | 0 | -0.032395 | 0 |  |  |  |  | 0 | 0
60072 | HHOLLOW41A | 1 | West | YES | 0.042785 | 23 | 0 | 115 | 0 | 1.025 | Wind | 1 | 0.032468 | 0 | 115 | 4.9203 | 115 |  |  | 0.032468 | 3.7339 |  |  |  |  | 0 | 0
60058 | BUFF_GAP1A | 1 | West | YES | 0.042785 | 24 | 0 | 120 |  | 1 | Wind | 1 | 0.032468 | 0 | 120 | 5.1342 | 120 |  |  | 0.032468 | 3.8962 |  |  |  |  | 0 | 0
60063 | BUFF_GAP1B | 1 | West | YES | 0.042785 | 34 | 0 | 170.2 | 0 | 1.02 | Wind | 1 | 0.032468 | 0 | 170.2 | 7.282 | 170.2 |  |  | 0.032468 | 5.5261 |  |  |  |  | 0 | 0
60068 | HHOLLOW21A | 1 | West | YES | 0.042785 | 36.8 | 0 | 184 | 0 | 1.025 | Wind | 1 | 0.032468 | 0 | 184 | 7.8724 | 184 |  |  | 0.032468 | 5.9742 |  |  |  |  | 0 | 0
60066 | H_HOLLOW1A | 1 | West | YES | 0.042785 | 44.4 | 0 | 222 | 0 | 1.005 | Wind | 1 | 0.032468 | 0 | 222 | 9.4983 | 222 |  |  | 0.032468 | 7.208 |  |  |  |  | 0 | 0
60070 | HHOLLOW31A | 1 | West | YES | 0.042785 | 44.8 | 0 | 224 | 0 | 1.025 | Wind | 1 | 0.032468 | 0 | 224 | 9.5838 | 224 |  |  | 0.032468 | 7.2729 |  |  |  |  | 0 | 0
60060 | CIRELLO | 1 | West | YES | 0.042785 | 46.6 | 0 | 233 | 0 | 1 | Wind | 1 | 0.032468 | 0 | 233 | 9.9689 | 233 |  |  | 0.032468 | 7.5651 |  |  |  |  | 0 | 0
12424 | FPLEFR2S_G | 4 | North | YES | 0.01028 | 415 | 191 | 415 | 0 | 1 | CC | -1 | 0.032514 | 415 | 415 |  |  | 4.2662 | 415 | -0.032514 | -13.4933 |  |  |  |  | 0 | 0
12414 | FPLEFR1S_G | 4 | North | YES | 0.01028 | 414 | 191 | 414 | 0 | 1 | CC | -1 | 0.032514 | 414 | 414 |  |  | 4.2559 | 414 | -0.032514 | -13.4608 |  |  |  |  | 0 | 0
12412 | FPLEFR1B_G | 2 | North | YES | 0.01028 | 164 | 72 | 164 | 0 | 1 | CC | -1 | 0.032514 | 164 | 164 |  |  | 1.6859 | 164 | -0.032514 | -5.3323 |  |  |  |  | 0 | 0
12413 | FPLEFR1C_G | 3 | North | YES | 0.01028 | 164 | 72 | 164 | 0 | 1 | CC | -1 | 0.032514 | 164 | 164 |  |  | 1.6859 | 164 | -0.032514 | -5.3323 |  |  |  |  | 0 | 0
12423 | FPLEFR2C_G | 3 | North | YES | 0.01028 | 163 | 72 | 163 | 0 | 1 | CC | -1 | 0.032514 | 163 | 163 |  |  | 1.6756 | 163 | -0.032514 | -5.2998 |  |  |  |  | 0 | 0
12421 | FPLEFR2A_G | 1 | North | YES | 0.01028 | 162 | 72 | 162 | 0 | 1 | CC | -1 | 0.032514 | 162 | 162 |  |  | 1.6654 | 162 | -0.032514 | -5.2673 |  |  |  |  | 0 | 0
12411 | FPLEFR1A_G | 1 | North | YES | 0.01028 | 161 | 72 | 161 | 0 | 1 | CC | -1 | 0.032514 | 161 | 161 |  |  | 1.6551 | 161 | -0.032514 | -5.2347 |  |  |  |  | 0 | 0
12422 | FPLEFR2B_G | 2 | North | YES | 0.01028 | 161 | 72 | 161 | 0 | 1 | CC | -1 | 0.032514 | 161 | 161 |  |  | 1.6551 | 161 | -0.032514 | -5.2347 |  |  |  |  | 0 | 0
11065 | ELBOWCK_1G | 1 | West | YES | 0.042883 | 23.4 | 0 | 121.9 | 0 | 1 | Wind | 1 | 0.032566 | 0 | 121.9 | 5.2274 | 121.9 |  |  | 0.032566 | 3.9698 |  |  |  |  | 0 | 0
1058 | LONGSHORE_5 | 1 | West | YES | 0.042883 | 30 | 0 | 150 |  | 1.01 | Wind | 1 | 0.032566 | 0 | 150 | 6.4325 | 150 |  |  | 0.032566 | 4.885 |  |  |  |  | 0 | 0
1058 | LONGSHORE_5 | 2 | West | YES | 0.042883 | 44 | 0 | 220 |  | 1.01 | Wind | 1 | 0.032566 | 0 | 220 | 9.4343 | 220 |  |  | 0.032566 | 7.1646 |  |  |  |  | 0 | 0
1045 | CALENG1G_1G | 1 | West | YES | 0.043034 | 73.4 | 27 | 73.4 | 0 | 1.014 | Cogen | 1 | 0.032717 | 0 | 0 | 0 | 0 |  |  | 0.032717 | 0 |  |  |  |  | 0 | 0
1046 | CALENG2G_2G | 2 | West | YES | 0.043034 | 73.4 | 27 | 73.4 | 0 | 1.014 | Cogen | 1 | 0.032717 | 0 | 0 | 0 | 0 |  |  | 0.032717 | 0 |  |  |  |  | 0 | 0
1047 | CALENG3G_3G | 3 | West | YES | 0.043034 | 70.4 | 27 | 70.4 | 0 | 1.014 | Cogen | 1 | 0.032717 | 0 | 0 | 0 | 0 |  |  | 0.032717 | 0 |  |  |  |  | 0 | 0
1941 | MDLTHELP_1G | 1 | North | YES | 0.009972 | 216.4 | 74 | 216.4 | 0 | 1 | CC | -1 | 0.032822 | 216.4 | 216.4 |  |  | 2.1579 | 216.4 | -0.032822 | -7.1027 |  |  |  |  | 0 | 0
1942 | MDLTHELP_2G | 2 | North | YES | 0.009972 | 216.1 | 74 | 216.1 | 0 | 1 | CC | -1 | 0.032822 | 216.1 | 216.1 |  |  | 2.1549 | 216.1 | -0.032822 | -7.0928 |  |  |  |  | 0 | 0
1360 | GUNSIGHT_8 | 1 | West | YES | 0.043244 | 0 | 0 | 120 |  | 1.01 | Wind | 1 | 0.032927 | 0 | 120 | 5.1893 | 120 |  |  | 0.032927 | 3.9513 |  |  |  |  | 0 | 0
1327 | WILDHRSE_1G | 1 | West | YES | 0.043312 | 0 | 0 | 120 |  | 1 | Wind | 1 | 0.032995 | 0 | 120 | 5.1974 | 120 |  |  | 0.032995 | 3.9595 |  |  |  |  | 0 | 0
12322 | ENNSTRAC_1G | 1 | North | YES | 0.009761 | 196 | 130 | 196 | 0 | 1.036 | CC | -1 | 0.033033 | 196 | 196 |  |  | 1.9132 | 196 | -0.033033 | -6.4745 |  |  |  |  | 0 | 0
12323 | ENNSTRAC_2G | 2 | North | YES | 0.009761 | 116 | 100 | 116 | 0 | 1.036 | CC | -1 | 0.033033 | 116 | 116 |  |  | 1.1323 | 116 | -0.033033 | -3.8318 |  |  |  |  | 0 | 0
1333 | MCDDONAL_8 | 1 | West | YES | 0.043476 | 42.8 | 0 | 214.2 |  | 1.01 | Wind | 1 | 0.033159 | 0 | 214.2 | 9.3126 | 214.2 |  |  | 0.033159 | 7.1028 |  |  |  |  | 0 | 0
1328 | OCOTILLO_1G | 1 | West | YES | 0.043622 | 11.6 | 0 | 58 |  | 1.01 | Wind | 1 | 0.033305 | 0 | 58 | 2.5301 | 58 |  |  | 0.033305 | 1.9317 |  |  |  |  | 0 | 0
11001 | NAV1CT | 1 | West | YES | 0.043659 | 70.4 | 18 | 70.4 | 0 | 1.029 | CC | 1 | 0.033342 | 70.4 | 70.4 | 3.0736 | 70.4 |  |  | 0.033342 | 2.3473 |  |  |  |  | 0 | 0
11009 | NAV2CT | 1 | West | YES | 0.043659 | 71.4 | 18 | 71.4 | 0 | 1.029 | CC | 1 | 0.033342 | 71.4 | 71.4 | 3.1173 | 71.4 |  |  | 0.033342 | 2.3806 |  |  |  |  | 0 | 0
11012 | NAV4CT | 1 | West | YES | 0.043659 | 80 | 18 | 80 | 0 | 1.029 | CC | 1 | 0.033342 | 80 | 80 | 3.4927 | 80 |  |  | 0.033342 | 2.6674 |  |  |  |  | 0 | 0
11013 | NAV5CT | 1 | West | YES | 0.043659 | 80 | 18 | 80 | 0 | 1.029 | CC | 1 | 0.033342 | 80 | 80 | 3.4927 | 80 |  |  | 0.033342 | 2.6674 |  |  |  |  | 0 | 0
11011 | NAV3ST | 1 | West | YES | 0.043659 | 92.8 | 40 | 92.8 | 0 | 1.029 | CC | 1 | 0.033342 | 92.8 | 92.8 | 4.0516 | 92.8 |  |  | 0.033342 | 3.0942 |  |  |  |  | 0 | 0
11014 | NAV6ST | 1 | West | YES | 0.043659 | 115 | 40 | 115 | 0 | 1.029 | CC | 1 | 0.033342 | 115 | 115 | 5.0208 | 115 |  |  | 0.033342 | 3.8344 |  |  |  |  | 0 | 0
11022 | TIEHVCG_2G | 1 | West | YES | 0.043668 | 132.4 | 103 | 132.4 | 0 | 1.012 | CC | 1 | 0.033351 | 132.4 | 132.4 | 5.7816 | 132.4 |  |  | 0.033351 | 4.4157 |  |  |  |  | 0 | 0
11023 | TIEHVCG_3G | 1 | West | YES | 0.043668 | 137.4 | 103 | 137.4 | 0 | 1.012 | CC | 1 | 0.033351 | 137.4 | 137.4 | 6 | 137.4 |  |  | 0.033351 | 4.5825 |  |  |  |  | 0 | 0
11021 | TIEHVCG_1G | 1 | West | YES | 0.043668 | 142.1 | 103 | 142.1 | 0 | 1.012 | CC | 1 | 0.033351 | 142.1 | 142.1 | 6.2052 | 142.1 |  |  | 0.033351 | 4.7392 |  |  |  |  | 0 | 0
11024 | TIEHVCG_4G | 1 | West | YES | 0.043668 | 147 | 103 | 147 | 0 | 1.012 | CC | 1 | 0.033351 | 147 | 147 | 6.4192 | 147 |  |  | 0.033351 | 4.9027 |  |  |  |  | 0 | 0
11020 | TIEHVSG_1G | 1 | West | YES | 0.043668 | 208.2 | 63 | 208.2 | 0 | 1.012 | CC | 1 | 0.033351 | 208.2 | 208.2 | 9.0917 | 208.2 |  |  | 0.033351 | 6.9438 |  |  |  |  | 0 | 0
11025 | TIEHVSG_2G | 1 | West | YES | 0.043668 | 213.2 | 63 | 213.2 | 0 | 1.012 | CC | 1 | 0.033351 | 213.2 | 213.2 | 9.31 | 213.2 |  |  | 0.033351 | 7.1105 |  |  |  |  | 0 | 0
1326 | STANTONW_8 | 1 | West | YES | 0.043773 | 20.1 | 0 | 100.5 |  | 1.01 | Wind | 1 | 0.033456 | 0 | 100.5 | 4.3992 | 100.5 |  |  | 0.033456 | 3.3624 |  |  |  |  | 0 | 0
3097 | MARTLAKE_1G | 1 | North | YES | 0.009065 | 790 | 500 | 790 | 0 | 1.017 | LIGCO | -1 | 0.033729 | 0 | 790 |  |  | 0 | 0 | -0.033729 | 0 |  |  |  |  | 0 | 0
3098 | MARTLAKE_2G | 2 | North | YES | 0.009065 | 795 | 461 | 795 | 0 | 1.017 | LIGCO | -1 | 0.033729 | 0 | 795 |  |  | 0 | 0 | -0.033729 | 0 |  |  |  |  | 0 | 0
3099 | MARTLAKE_3G | 3 | North | YES | 0.009065 | 804 | 500 | 804 | 0 | 1.017 | LIGCO | -1 | 0.033729 | 0 | 804 |  |  | 0 | 0 | -0.033729 | 0 |  |  |  |  | 0 | 0
11147 | NOTREES_1G | 1 | West | YES | 0.044201 | 29.8 | 0 | 149 | 0 | 1.017 | Wind | 1 | 0.033884 | 0 | 149 | 6.5859 | 149 |  |  | 0.033884 | 5.0488 |  |  |  |  | 0 | 0
13119 | TGATEWAY_4G | 4 | North | YES | 0.008899 | 399 | 65 | 399 | 0 | 1.0232 | CC | -1 | 0.033895 | 399 | 399 |  |  | 3.5507 | 399 | -0.033895 | -13.5241 |  |  |  |  | 0 | 0
13116 | TGATEWAY_1G | 1 | North | YES | 0.008899 | 151 | 30 | 151 | 0 | 1.0232 | CC | -1 | 0.033895 | 151 | 151 |  |  | 1.3437 | 151 | -0.033895 | -5.1181 |  |  |  |  | 0 | 0
13118 | TGATEWAY_3G | 3 | North | YES | 0.008899 | 148 | 30 | 148 | 0 | 1.0232 | CC | -1 | 0.033895 | 148 | 148 |  |  | 1.3171 | 148 | -0.033895 | -5.0165 |  |  |  |  | 0 | 0
13117 | TGATEWAY_2G | 2 | North | YES | 0.008899 | 130 | 30 | 130 | 0 | 1.0232 | CC | -1 | 0.033895 | 130 | 130 |  |  | 1.1569 | 130 | -0.033895 | -4.4063 |  |  |  |  | 0 | 0
7038 | L_DELAWA1_1Y | 2 | West | YES | 0.044316 | 3 | 0 | 30 | 0 | 1 | Wind | 1 | 0.033999 | 0 | 30 | 1.3295 | 30 |  |  | 0.033999 | 1.02 |  |  |  |  | 0 | 0
7038 | L_DELAWA1_1Y | 1 | West | YES | 0.044316 | 3.5 | 0 | 35 | 0 | 1 | Wind | 1 | 0.033999 | 0 | 35 | 1.5511 | 35 |  |  | 0.033999 | 1.19 |  |  |  |  | 0 | 0
3348 | CHAMPION_1G | MB | North | YES | 0.008746 | 0 | 42 | 42 |  | 1 | Cogen | -1 | 0.034048 | 0 | 0 |  |  | 0 | 0 | -0.034048 | 0 |  |  |  |  | 0 | 0
1002 | PBCTAGE_1G | A | West | YES | 0.044375 | 64 | 64 | 66 | 0 | 1.036 | GGT | 1 | 0.034058 | 66 | 66 | 2.9287 | 66 |  |  | 0.034058 | 2.2479 |  |  |  |  | 0 | 0
1003 | PBCTBGE_2G | B | West | YES | 0.044375 | 65 | 65 | 66 | 0 | 1.036 | GGT | 1 | 0.034058 | 66 | 66 | 2.9287 | 66 |  |  | 0.034058 | 2.2479 |  |  |  |  | 0 | 0
1004 | PBCTCGE_3G | C | West | YES | 0.044375 | 62 | 62 | 67 | 0 | 1.036 | GGT | 1 | 0.034058 | 67 | 67 | 2.9731 | 67 |  |  | 0.034058 | 2.2819 |  |  |  |  | 0 | 0
1006 | PBCTEGE_5G | E | West | YES | 0.044375 | 65 | 65 | 67 | 0 | 1.036 | GGT | 1 | 0.034058 | 67 | 67 | 2.9731 | 67 |  |  | 0.034058 | 2.2819 |  |  |  |  | 0 | 0
1005 | PBCTDGE_4G | D | West | YES | 0.044375 | 65 | 65 | 68 | 0 | 1.036 | GGT | 1 | 0.034058 | 68 | 68 | 3.0175 | 68 |  |  | 0.034058 | 2.316 |  |  |  |  | 0 | 0
1007 | PB5GEN_6G | 5 | West | YES | 0.044375 | 91.2 | 40 | 114 | 0 | 1.036 | GST | 1 | 0.034058 | 114 | 114 | 5.0587 | 114 |  |  | 0.034058 | 3.8827 |  |  |  |  | 0 | 0
1008 | PB6GEN_7G | 6 | West | YES | 0.044375 | 515 | 130 | 515 | 0 | 1.036 | GST | 1 | 0.034058 | 515 | 515 | 22.8531 | 515 |  |  | 0.034058 | 17.5401 |  |  |  |  | 0 | 0
3309 | ASPN_G | 1 | North | YES | 0.008731 | 50 | 0 | 50 |  | 1 | Bio | -1 | 0.034063 | 50 | 50 |  |  | 0.43655 | 50 | -0.034063 | -1.7031 |  |  |  |  | 0 | 0
3108 | STRYKER_2G | 2 | North | YES | 0.008675 | 484 | 75 | 484 | 0 | 1.029 | GST | -1 | 0.034119 | 484 | 484 |  |  | 4.1987 | 484 | -0.034119 | -16.5136 |  |  |  |  | 0 | 0
3107 | STRYKER_1G | 1 | North | YES | 0.008675 | 145.6 | 45 | 182 | 0 | 1.029 | GST | -1 | 0.034119 | 182 | 182 |  |  | 1.5789 | 182 | -0.034119 | -6.2096 |  |  |  |  | 0 | 0
3126 | TRINIDAD_6G | 1 | North | YES | 0.008656 | 179.2 | 46 | 224 | 0 | 1 | GST | -1 | 0.034138 | 224 | 224 |  |  | 1.9389 | 224 | -0.034138 | -7.6469 |  |  |  |  | 0 | 0
1320 | BSP 1 | 1 | West | YES | 0.044723 | 25.5 | 2.9 | 25.8 | 0 | 1 | Cogen | 1 | 0.034406 | 0 | 0 | 0 | 0 |  |  | 0.034406 | 0 |  |  |  |  | 0 | 0
13136 | CALFREST_6G | 6 | North | YES | 0.007234 | 177.5 | 40 | 177.5 | 0 | 1.031 | CC | -1 | 0.03556 | 177.5 | 177.5 |  |  | 1.284 | 177.5 | -0.03556 | -6.3119 |  |  |  |  | 0 | 0
13135 | CALFREST_5G | 5 | North | YES | 0.007234 | 152.3 | 57 | 152.3 | 0 | 1.031 | CC | -1 | 0.03556 | 152.3 | 152.3 |  |  | 1.1017 | 152.3 | -0.03556 | -5.4158 |  |  |  |  | 0 | 0
13134 | CALFREST_4G | 4 | North | YES | 0.007234 | 151.5 | 40 | 151.5 | 0 | 1.031 | CC | -1 | 0.03556 | 151.5 | 151.5 |  |  | 1.096 | 151.5 | -0.03556 | -5.3873 |  |  |  |  | 0 | 0
13133 | CALFREST_3G | 3 | North | YES | 0.007175 | 177.4 | 40 | 177.4 | 0 | 1.031 | CC | -1 | 0.035619 | 177.4 | 177.4 |  |  | 1.2728 | 177.4 | -0.035619 | -6.3188 |  |  |  |  | 0 | 0
13132 | CALFREST_2G | 2 | North | YES | 0.007175 | 151 | 57 | 151 | 0 | 1.031 | CC | -1 | 0.035619 | 151 | 151 |  |  | 1.0834 | 151 | -0.035619 | -5.3785 |  |  |  |  | 0 | 0
13131 | CALFREST_1G | 1 | North | YES | 0.007175 | 150.7 | 40 | 150.7 | 0 | 1.031 | CC | -1 | 0.035619 | 150.7 | 150.7 |  |  | 1.0813 | 150.7 | -0.035619 | -5.3678 |  |  |  |  | 0 | 0
60057 | CALLAHAN1A | 1 | West | YES | 0.046158 | 22.8 | 0 | 114 | 0 | 1.04 | Wind | 1 | 0.035841 | 0 | 114 | 5.262 | 114 |  |  | 0.035841 | 4.0859 |  |  |  |  | 0 | 0
3381 | BBRN_1G | 1 | North | YES | 0.006846 | 618 | 225 | 618 | 0 | 1.03 | LIGCO | -1 | 0.035948 | 0 | 618 |  |  | 0 | 0 | -0.035948 | 0 |  |  |  |  | 0 | 0
3382 | BBRN_2G | 2 | North | YES | 0.006846 | 589 | 225 | 589 | 0 | 1.03 | LIGCO | -1 | 0.035948 | 0 | 589 |  |  | 0 | 0 | -0.035948 | 0 |  |  |  |  | 0 | 0
244 | WHITNYDM01 | 1 | North | YES | 0.006489 | 15 | 0 | 15 | 0 | 1.035 | Hydro | -1 | 0.036305 | 0 | 0 |  |  | 0 | 0 | -0.036305 | 0 |  |  |  |  | 0 | 0
245 | WHITNYDM02 | 2 | North | YES | 0.006489 | 15 | 0 | 15 | 0 | 1.035 | Hydro | -1 | 0.036305 | 0 | 0 |  |  | 0 | 0 | -0.036305 | 0 |  |  |  |  | 0 | 0
8262 | ELPS | 1 | South | YES | 0.005768 | 6 | 6 | 6 | 0 | 1.15 | Hydro | -1 | 0.037026 | 0 | 0 |  |  |  |  | -0.037026 | 0 |  |  |  |  | 0 | 0
76031 | L_GASCCR1_1N | W1 | West | YES | 0.047483 | 30 | 0 | 150 | 0 | 1.02 | Wind | 1 | 0.037166 | 0 | 150 | 7.1224 | 150 |  |  | 0.037166 | 5.575 |  |  |  |  | 0 | 0
1349 | WESTXWIN_1G | 1 | West | YES | 0.047765 | 1.3 | 0 | 6.6 |  | 1.014 | Wind | 1 | 0.037448 | 0 | 6.6 | 0.31525 | 6.6 |  |  | 0.037448 | 0.24716 |  |  |  |  | 0 | 0
1350 | NWPWRG1_1G | 1 | West | YES | 0.047765 | 6.9 | 1 | 34.3 |  | 1.014 | Wind | 1 | 0.037448 | 0 | 34.3 | 1.6383 | 34.3 |  |  | 0.037448 | 1.2845 |  |  |  |  | 0 | 0
251 | BOSQUESW803 | 2 | North | YES | 0.005156 | 150 | 0 | 150 | 0 | 1.032 | CC | -1 | 0.037638 | 150 | 150 |  |  | 0.7734 | 150 | -0.037638 | -5.6457 |  |  |  |  | 0 | 0
253 | BOSQUESW804 | 2 | North | YES | 0.005156 | 80 | 0 | 80 | 0 | 1.032 | CC | -1 | 0.037638 | 80 | 80 |  |  | 0.41248 | 80 | -0.037638 | -3.011 |  |  |  |  | 0 | 0
76091 | L_DIVIDE1_1N | W1 | West | YES | 0.04842 | 22.5 | 0 | 112.5 |  | 1.02 | Wind | 1 | 0.038103 | 0 | 112.5 | 5.4473 | 112.5 |  |  | 0.038103 | 4.2866 |  |  |  |  | 0 | 0
76095 | L_CAPRSI1_1N | W1 | West | YES | 0.04842 | 29.9 | 0 | 149.5 | 0 | 1.02 | Wind | 1 | 0.038103 | 0 | 149.5 | 7.2388 | 149.5 |  |  | 0.038103 | 5.6965 |  |  |  |  | 0 | 0
76096 | L_CAPRSI1_2N | W1 | West | YES | 0.04842 | 37.2 | 0 | 186 | 0 | 1.02 | Wind | 1 | 0.038103 | 0 | 186 | 9.0061 | 186 |  |  | 0.038103 | 7.0872 |  |  |  |  | 0 | 0
76097 | L_CAPRGE1_1N | W1 | West | YES | 0.04842 | 42.9 | 0 | 214.5 | 0 | 1.02 | Wind | 1 | 0.038103 | 0 | 214.5 | 10.3861 | 214.5 |  |  | 0.038103 | 8.1732 |  |  |  |  | 0 | 0
48721 | LEG_1___1 | 1 | North | YES | 0.004076 | 827 | 357 | 827 | 0 | 1.0348 | LIGCO | -1 | 0.038718 | 0 | 827 |  |  | 0 | 0 | -0.038718 | 0 |  |  |  |  | 0 | 0
48722 | LEG_2___2 | 2 | North | YES | 0.004076 | 819 | 357 | 819 | 0 | 1.0348 | LIGCO | -1 | 0.038718 | 0 | 819 |  |  | 0 | 0 | -0.038718 | 0 |  |  |  |  | 0 | 0
60007 | KING_SW1A | 1 | West | YES | 0.049241 | 20 | 0 | 80 |  | 1.03 | Wind | 1 | 0.038924 | 0 | 80 | 3.9393 | 80 |  |  | 0.038924 | 3.114 |  |  |  |  | 0 | 0
60019 | KING_NW1A | 1 | West | YES | 0.049241 | 20 | 0 | 80 |  | 1.03 | Wind | 1 | 0.038924 | 0 | 80 | 3.9393 | 80 |  |  | 0.038924 | 3.114 |  |  |  |  | 0 | 0
60201 | RIO DRCS | F | West | YES | 0.049332 | 0 | 0 | 0 | 0 | 1.025 | AVR | 1 | 0.039015 | 0 | 0 | 0 | 0 |  |  | 0.039015 | 0 |  |  |  |  | 0 | 0
60005 | KING_SE1A | 1 | West | YES | 0.049454 | 10 | 0 | 40 |  | 1.035 | Wind | 1 | 0.039137 | 0 | 40 | 1.9782 | 40 |  |  | 0.039137 | 1.5655 |  |  |  |  | 0 | 0
6016 | SWMESA | 1 | West | YES | 0.049454 | 18.8 | 0 | 75 |  | 1.03 | Wind | 1 | 0.039137 | 0 | 75 | 3.709 | 75 |  |  | 0.039137 | 2.9353 |  |  |  |  | 0 | 0
60003 | KING_NE1A | 1 | West | YES | 0.049454 | 20 | 0 | 80 |  | 1.03 | Wind | 1 | 0.039137 | 0 | 80 | 3.9563 | 80 |  |  | 0.039137 | 3.131 |  |  |  |  | 0 | 0
60016 | WOODWRD11A | 1 | West | YES | 0.049477 | 20 | 0 | 80 |  | 1.033 | Wind | 1 | 0.03916 | 0 | 80 | 3.9582 | 80 |  |  | 0.03916 | 3.1328 |  |  |  |  | 0 | 0
38332 | TNWDWRDU2_8 | 1 | West | YES | 0.049487 | 20 | 0 | 80 | 0 | 1.0232 | Wind | 1 | 0.03917 | 0 | 80 | 3.959 | 80 |  |  | 0.03917 | 3.1336 |  |  |  |  | 0 | 0
38437 | TNSRBNMESA9 | 1 | West | YES | 0.049534 | 37.5 | 0 | 150 | 0 | 1.02 | Wind | 1 | 0.039217 | 0 | 150 | 7.4301 | 150 |  |  | 0.039217 | 5.8826 |  |  |  |  | 0 | 0
238 | BOSQUESW505 | 1 | North | YES | 0.003465 | 255 | 0 | 255 | 0 | 1.02 | CC | -1 | 0.039329 | 255 | 255 |  |  | 0.88357 | 255 | -0.039329 | -10.0289 |  |  |  |  | 0 | 0
247 | BOSQUESW501 | 2 | North | YES | 0.003465 | 124.8 | 0 | 156 | 0 | 1.02 | GGT | -1 | 0.039329 | 156 | 156 |  |  | 0.54054 | 156 | -0.039329 | -6.1353 |  |  |  |  | 0 | 0
239 | BOSQUESW502 | 1 | North | YES | 0.003465 | 119.2 | 0 | 149 | 0 | 1.02 | GGT | -1 | 0.039329 | 149 | 149 |  |  | 0.51628 | 149 | -0.039329 | -5.86 |  |  |  |  | 0 | 0
39960 | TNTNPONE_18 | 1 | North | YES | 0.003081 | 152.3 | 30 | 152.3 |  | 1.04 | LIGCO | -1 | 0.039713 | 0 | 152.3 |  |  | 0 | 0 | -0.039713 | 0 |  |  |  |  | 0 | 0
39970 | TNTNPONE_28 | 1 | North | YES | 0.003081 | 153 | 30 | 153 |  | 1.04 | LIGCO | -1 | 0.039713 | 0 | 153 |  |  | 0 | 0 | -0.039713 | 0 |  |  |  |  | 0 | 0
3404 | THOUSE_2G | 2 | North | YES | 0.002449 | 807 | 250 | 807 | 0 | 1.012 | GSC | -1 | 0.040345 | 807 | 807 |  |  | 1.9763 | 807 | -0.040345 | -32.5584 |  |  |  |  | 0 | 0
3403 | THOUSE_1G | 1 | North | YES | 0.002449 | 563 | 200 | 563 | 0 | 1.012 | GSC | -1 | 0.040345 | 563 | 563 |  |  | 1.3788 | 563 | -0.040345 | -22.7142 |  |  |  |  | 0 | 0
60017 | ORNNWP1 | 1 | West | YES | 0.050849 | 20 | 0 | 80 |  | 1.027 | Wind | 1 | 0.040532 | 0 | 80 | 4.0679 | 80 |  |  | 0.040532 | 3.2426 |  |  |  |  | 0 | 0
60018 | DSKY1 | 1 | West | YES | 0.051293 | 21 | 0 | 84 | 0 | 1.023 | Wind | 1 | 0.040976 | 0 | 84 | 4.3086 | 84 |  |  | 0.040976 | 3.442 |  |  |  |  | 0 | 0
3417 | LAKE_CRK2_G | 2 | North | YES | 0.001538 | 177.6 | 40 | 222 | 0 | 1.029 | GST | -1 | 0.041256 | 222 | 222 |  |  | 0.34144 | 222 | -0.041256 | -9.1588 |  |  |  |  | 0 | 0
3416 | LAKE_CRK1_G | 1 | North | YES | 0.001538 | 60 | 33 | 75 |  | 1.029 | GST | -1 | 0.041256 | 75 | 75 |  |  | 0.11535 | 75 | -0.041256 | -3.0942 |  |  |  |  | 0 | 0
60000 | DSKY2 | 1 | West | YES | 0.05178 | 19.1 | 0 | 76.5 |  | 1.039 | Wind | 1 | 0.041463 | 0 | 76.5 | 3.9612 | 76.5 |  |  | 0.041463 | 3.172 |  |  |  |  | 0 | 0
32798 | BRYN_TAMUGEN | 1 | North | YES | 0.000591 | 32 | 0 | 32 |  | 1.02 | GST | -1 | 0.042203 | 32 | 32 |  |  | 0.018912 | 32 | -0.042203 | -1.3505 |  |  |  |  | 0 | 0
990 | GIBN_CREK_G1 | 1 | North | YES | 0.000586 | 463 | 200 | 463 | 0 | 1.0275 | LIGCO | -1 | 0.042208 | 0 | 463 |  |  | 0 | 0 | -0.042208 | 0 |  |  |  |  | 0 | 0
32888 | BRYN_ATKINS7 | 1 | North | YES | 0.000583 | 13.6 | 4 | 17 |  | 1.028 | GGT | -1 | 0.042211 | 17 | 17 |  |  | 0.009911 | 17 | -0.042211 | -0.71759 |  |  |  |  | 0 | 0
32886 | BRYN_ATKINS3 | MB | North | YES | 0.000583 | 0 | 5 | 12 |  | 1 | GST | -1 | 0.042211 | 0 | 0 |  |  | 0 | 0 | -0.042211 | 0 |  |  |  |  | 0 | 0
32887 | BRYN_ATKINS6 | MB | North | YES | 0.000583 | 0 | 12 | 51 |  | 1.028 | GST | -1 | 0.042211 | 0 | 0 |  |  | 0 | 0 | -0.042211 | 0 |  |  |  |  | 0 | 0
32890 | BRYN_ATKINS4 | MB | North | YES | 0.000583 | 0 | 5 | 22 |  | 1.031 | GST | -1 | 0.042211 | 0 | 0 |  |  | 0 | 0 | -0.042211 | 0 |  |  |  |  | 0 | 0
32891 | BRYN_ATKINS5 | MB | North | YES | 0.000583 | 0 | 5 | 25 |  | 1.031 | GST | -1 | 0.042211 | 0 | 0 |  |  | 0 | 0 | -0.042211 | 0 |  |  |  |  | 0 | 0
32892 | BRYN_DNSBY14 | 1 | North | YES | 0.000525 | 84 | 25 | 105 | 0 | 1.035 | GST | -1 | 0.042269 | 105 | 105 |  |  | 0.055125 | 105 | -0.042269 | -4.4382 |  |  |  |  | 0 | 0
32883 | BRYN_DNSBY3 | 1 | North | YES | 0.000525 | 0 | 2 | 48 |  | 1.015 | GST | -1 | 0.042269 | 48 | 48 |  |  | 0.0252 | 48 | -0.042269 | -2.0289 |  |  |  |  | 0 | 0
32884 | BRYN_DNSBY13 | 1 | North | YES | 0.000525 | 46 | 2 | 46 | 0 | 1.015 | GST | -1 | 0.042269 | 46 | 46 |  |  | 0.02415 | 46 | -0.042269 | -1.9444 |  |  |  |  | 0 | 0
5934 | SI_RAY5 | 5 | South | YES | 0 | 0 | 10 | 15 |  | 1.035 | GST | -1 | 0.042794 | 15 | 15 |  |  |  |  | -0.042794 | -0.64191 |  |  |  |  | 0 | 0
8139 | JOS #1 | MB | South | YES | 0 | 0 | 45 | 255 |  | 1.02 | GST | -1 | 0.042794 | 0 | 0 |  |  |  |  | -0.042794 | 0 |  |  |  |  | 0 | 0
8285 | LAR #1 | MB | South | YES | 0 | 0 | 9 | 32 |  | 1.0497 | GST | -1 | 0.042794 | 0 | 0 |  |  |  |  | -0.042794 | 0 |  |  |  |  | 0 | 0
8287 | LAR #2 | MB | South | YES | 0 | 0 | 9 | 32 |  | 1.04 | GST | -1 | 0.042794 | 0 | 0 |  |  |  |  | -0.042794 | 0 |  |  |  |  | 0 | 0
8288 | LAR #3 | MB | South | YES | 0 | 0 | 25 | 105 |  | 1.04 | GST | -1 | 0.042794 | 0 | 0 |  |  |  |  | -0.042794 | 0 |  |  |  |  | 0 | 0
8388 | BATES0A | MB | South | YES | 0 | 0 | 21 | 71 |  | 1.033 | GST | -1 | 0.042794 | 0 | 0 |  |  |  |  | -0.042794 | 0 |  |  |  |  | 0 | 0
8393 | BATES0B | MB | South | YES | 0 | 0 | 25 | 110 |  | 1.03 | GST | -1 | 0.042794 | 0 | 0 |  |  |  |  | -0.042794 | 0 |  |  |  |  | 0 | 0
8437 | NUECES_B0C | MB | South | YES | 0 | 0 | 7 | 30 |  | 1.03 | GST | -1 | 0.042794 | 0 | 0 |  |  |  |  | -0.042794 | 0 |  |  |  |  | 0 | 0
8438 | NUECES_B0B | MB | South | YES | 0 | 0 | 26 | 169 |  | 1.03 | GST | -1 | 0.042794 | 0 | 0 |  |  |  |  | -0.042794 | 0 |  |  |  |  | 0 | 0
39190 | TNSLCGN1__8 | 1 | Houston | YES | 0 | 0 | 10 | 30 |  | 1.03 | Cogen | -1 | 0.042794 | 0 | 0 |  |  |  |  | -0.042794 | 0 |  |  |  |  | 0 | 0
48674 | FTR_CN4_5095 | 4 | North | YES | -0.000193 | 380 | 0 | 380 | 0 | 1.0319 | CC | -1 | 0.042987 | 380 | 380 |  |  | -0.07334 | 380 | -0.042987 | -16.335 |  |  |  |  | 0 | 0
48672 | FTR_GT2_5110 | 2 | North | YES | -0.000193 | 159 | 0 | 159 | 0 | 1.0319 | CC | -1 | 0.042987 | 159 | 159 |  |  | -0.030687 | 159 | -0.042987 | -6.8349 |  |  |  |  | 0 | 0
48673 | FTR_GT3_5085 | 3 | North | YES | -0.000193 | 158 | 0 | 158 | 0 | 1.0319 | CC | -1 | 0.042987 | 158 | 158 |  |  | -0.030494 | 158 | -0.042987 | -6.7919 |  |  |  |  | 0 | 0
48671 | FTR_GT1_5105 | 1 | North | YES | -0.000193 | 154.2 | 0 | 154.2 | 0 | 1.0319 | CC | -1 | 0.042987 | 154.2 | 154.2 |  |  | -0.029761 | 154.2 | -0.042987 | -6.6286 |  |  |  |  | 0 | 0
48591 | CHE_GT2_5030 | 2 | Houston | YES | -0.003967 | 173 | 50 | 173 | 0 | 1.029 | Cogen | -1 | 0.046761 | 0 | 0 |  |  |  |  | -0.046761 | 0 |  |  |  |  | 0 | 0
48811 | CVC_GT3_5045 | 3 | Houston | YES | -0.003967 | 156 | 91.8 | 156 | 0 | 1.029 | Cogen | -1 | 0.046761 | 0 | 0 |  |  |  |  | -0.046761 | 0 |  |  |  |  | 0 | 0
48812 | CVC_GT2_5020 | 2 | Houston | YES | -0.003967 | 158 | 91.8 | 158 | 0 | 1.029 | Cogen | -1 | 0.046761 | 0 | 0 |  |  |  |  | -0.046761 | 0 |  |  |  |  | 0 | 0
48813 | CVC_GT1_5035 | 1 | Houston | YES | -0.003967 | 160 | 91.8 | 160 | 0 | 1.029 | Cogen | -1 | 0.046761 | 0 | 0 |  |  |  |  | -0.046761 | 0 |  |  |  |  | 0 | 0
48814 | CVC_ST5_5040 | 1 | Houston | YES | -0.003967 | 162 | 91.8 | 162 | 0 | 1.029 | Cogen | -1 | 0.046761 | 0 | 0 |  |  |  |  | -0.046761 | 0 |  |  |  |  | 0 | 0
48885 | THW_5152 | B | Houston | YES | -0.004386 | 47.2 | 5 | 59 |  | 1.0319 | GGT | -1 | 0.04718 | 59 | 59 |  |  |  |  | -0.04718 | -2.7836 |  |  |  |  | 0 | 0
48887 | THW_5556 | E | Houston | YES | -0.004386 | 47.2 | 5 | 59 |  | 1.0319 | GGT | -1 | 0.04718 | 59 | 59 |  |  |  |  | -0.04718 | -2.7836 |  |  |  |  | 0 | 0
48885 | THW_5152 | A | Houston | YES | -0.004386 | 46.4 | 5 | 58 |  | 1.0319 | GGT | -1 | 0.04718 | 58 | 58 |  |  |  |  | -0.04718 | -2.7364 |  |  |  |  | 0 | 0
48886 | THW_5354 | D | Houston | YES | -0.004386 | 46.4 | 5 | 58 |  | 1.0319 | GGT | -1 | 0.04718 | 58 | 58 |  |  |  |  | -0.04718 | -2.7364 |  |  |  |  | 0 | 0
48886 | THW_5354 | C | Houston | YES | -0.004386 | 45.6 | 5 | 57 |  | 1.0319 | GGT | -1 | 0.04718 | 57 | 57 |  |  |  |  | -0.04718 | -2.6893 |  |  |  |  | 0 | 0
48887 | THW_5556 | F | Houston | YES | -0.004386 | 45.6 | 5 | 57 |  | 1.0319 | GGT | -1 | 0.04718 | 57 | 57 |  |  |  |  | -0.04718 | -2.6893 |  |  |  |  | 0 | 0
48690 | GBY_GN5_5 | 5 | Houston | YES | -0.004418 | 318.4 | 81 | 398 |  | 1.0362 | GSC | -1 | 0.047212 | 398 | 398 |  |  |  |  | -0.047212 | -18.7904 |  |  |  |  | 0 | 0
48598 | BTE_ST1_8070 | 4 | Houston | YES | -0.004446 | 269.2 | 60 | 269.2 | 0 | 1.0261 | CC | -1 | 0.04724 | 269.2 | 269.2 |  |  |  |  | -0.04724 | -12.717 |  |  |  |  | 0 | 0
48595 | BTE_GT2_8075 | 1 | Houston | YES | -0.004446 | 162.8 | 130 | 162.8 | 0 | 1.0261 | CC | -1 | 0.04724 | 162.8 | 162.8 |  |  |  |  | -0.04724 | -7.6907 |  |  |  |  | 0 | 0
48596 | BTE_GT3_8045 | 2 | Houston | YES | -0.004446 | 161.4 | 130 | 161.4 | 0 | 1.0261 | CC | -1 | 0.04724 | 161.4 | 161.4 |  |  |  |  | -0.04724 | -7.6245 |  |  |  |  | 0 | 0
48597 | BTE_GT4_8055 | 3 | Houston | YES | -0.004446 | 158.9 | 130 | 158.9 | 0 | 1.0261 | CC | -1 | 0.04724 | 158.9 | 158.9 |  |  |  |  | -0.04724 | -7.5064 |  |  |  |  | 0 | 0
48583 | CBY_GT4_1 | 1 | Houston | YES | -0.004515 | 172 | 0 | 172 | 0 | 1.027 | GSC | -1 | 0.047309 | 172 | 172 |  |  |  |  | -0.047309 | -8.1371 |  |  |  |  | 0 | 0
48584 | CBY_GT4_2 | 2 | Houston | YES | -0.004515 | 172 | 0 | 172 | 0 | 1.027 | CC | -1 | 0.047309 | 172 | 172 |  |  |  |  | -0.047309 | -8.1371 |  |  |  |  | 0 | 0
48585 | CBY_ST4_1 | 3 | Houston | YES | -0.004515 | 172 | 0 | 172 | 0 | 1.027 | CC | -1 | 0.047309 | 172 | 172 |  |  |  |  | -0.047309 | -8.1371 |  |  |  |  | 0 | 0
48815 | CVC_GT4_8005 | 4 | Houston | YES | -0.004523 | 165 | 91.8 | 165 |  | 1.0362 | Cogen | -1 | 0.047317 | 0 | 0 |  |  |  |  | -0.047317 | 0 |  |  |  |  | 0 | 0
48791 | PSA_GT1_8160 | 1 | Houston | YES | -0.004545 | 52 | 20.8 | 65 | 0 | 1.0362 | Cogen | -1 | 0.047339 | 0 | 0 |  |  |  |  | -0.047339 | 0 |  |  |  |  | 0 | 0
48792 | PSA_GT2_8155 | 2 | Houston | YES | -0.004545 | 52.8 | 20.3 | 66 | 0 | 1.0362 | Cogen | -1 | 0.047339 | 0 | 0 |  |  |  |  | -0.047339 | 0 |  |  |  |  | 0 | 0
48793 | PSA_GT3_8150 | 3 | Houston | YES | -0.004545 | 56 | 20.3 | 70 | 0 | 1.0362 | Cogen | -1 | 0.047339 | 0 | 0 |  |  |  |  | -0.047339 | 0 |  |  |  |  | 0 | 0
48794 | PSA_GT4_8145 | 4 | Houston | YES | -0.004545 | 52.8 | 20.3 | 66 | 0 | 1.0362 | Cogen | -1 | 0.047339 | 0 | 0 |  |  |  |  | -0.047339 | 0 |  |  |  |  | 0 | 0
48795 | PSA_GT5_8140 | 5 | Houston | YES | -0.004545 | 51.2 | 20.3 | 64 | 0 | 1.0362 | Cogen | -1 | 0.047339 | 0 | 0 |  |  |  |  | -0.047339 | 0 |  |  |  |  | 0 | 0
48796 | PSA_GN1_8165 | 1 | Houston | YES | -0.004545 | 83.2 | 43.1 | 104 | 0 | 1.0362 | Cogen | -1 | 0.047339 | 0 | 0 |  |  |  |  | -0.047339 | 0 |  |  |  |  | 0 | 0
48797 | PSA_GT6_8135 | 6 | Houston | YES | -0.004545 | 47.2 | 34.5 | 59 | 0 | 1.0362 | Cogen | -1 | 0.047339 | 0 | 0 |  |  |  |  | -0.047339 | 0 |  |  |  |  | 0 | 0
48581 | CBY_GN1_1 | 1 | Houston | YES | -0.00455 | 595.2 | 108 | 744 | 0 | 1.0435 | GSC | -1 | 0.047344 | 744 | 744 |  |  |  |  | -0.047344 | -35.2239 |  |  |  |  | 0 | 0
48940 | WARVUE_GT1 | G1 | Houston | YES | -0.00455 | 15 | 0 | 15 |  | 1.021 | Cogen | -1 | 0.047344 | 0 | 0 |  |  |  |  | -0.047344 | 0 |  |  |  |  | 0 | 0
48651 | EP_1_2 | 1 | Houston | YES | -0.004551 | 4 | 0 | 5 | 0 | 1.0362 | Cogen | -1 | 0.047345 | 0 | 0 |  |  |  |  | -0.047345 | 0 |  |  |  |  | 0 | 0
48651 | EP_1_2 | 2 | Houston | YES | -0.004551 | 17.7 | 10 | 21 | 0 | 1.0362 | Cogen | -1 | 0.047345 | 0 | 0 |  |  |  |  | -0.047345 | 0 |  |  |  |  | 0 | 0
60202 | FRNDDRCS | F | West | YES | 0.057664 | 0 | 0 | 0 | 0 | 0.9985 | AVR | 1 | 0.047347 | 0 | 0 | 0 | 0 |  |  | 0.047347 | 0 |  |  |  |  | 0 | 0
48883 | THW_GT1_GT_1 | B2 | Houston | YES | -0.004592 | 0 | 0 | 12 |  | 1.043 | GGT | -1 | 0.047386 | 12 | 12 |  |  |  |  | -0.047386 | -0.56863 |  |  |  |  | 0 | 0
49803 | EXN_15GT | 1 | Houston | YES | -0.004592 | 33 | 8.3 | 34 |  | 1.0326 | Cogen | -1 | 0.047386 | 0 | 0 |  |  |  |  | -0.047386 | 0 |  |  |  |  | 0 | 0
49804 | EXN_16GT | 2 | Houston | YES | -0.004592 | 32 | 8.3 | 34.7 |  | 1.0326 | Cogen | -1 | 0.047386 | 0 | 0 |  |  |  |  | -0.047386 | 0 |  |  |  |  | 0 | 0
49805 | EXN_17GT | 3 | Houston | YES | -0.004592 | 31 | 8.3 | 32.7 |  | 1.0326 | Cogen | -1 | 0.047386 | 0 | 0 |  |  |  |  | -0.047386 | 0 |  |  |  |  | 0 | 0
49826 | EXN938GT | 5 | Houston | YES | -0.004592 | 43 | 9.2 | 45.9 |  | 1.0326 | Cogen | -1 | 0.047386 | 0 | 0 |  |  |  |  | -0.047386 | 0 |  |  |  |  | 0 | 0
49828 | EXN941GT | 10 | Houston | YES | -0.004592 | 17.7 | 5.4 | 17.7 | 0 | 1.0326 | Cogen | -1 | 0.047386 | 0 | 0 |  |  |  |  | -0.047386 | 0 |  |  |  |  | 0 | 0
49829 | EXN942GT | 11 | Houston | YES | -0.004592 | 20 | 5.4 | 20.4 | 0 | 1.0326 | Cogen | -1 | 0.047386 | 0 | 0 |  |  |  |  | -0.047386 | 0 |  |  |  |  | 0 | 0
49830 | EXN943GT | 12 | Houston | YES | -0.004592 | 19 | 5.4 | 19.9 | 0 | 1.0326 | Cogen | -1 | 0.047386 | 0 | 0 |  |  |  |  | -0.047386 | 0 |  |  |  |  | 0 | 0
49831 | EXN944GT | 13 | Houston | YES | -0.004592 | 33 | 5.4 | 35 | 0 | 1.0326 | Cogen | -1 | 0.047386 | 0 | 0 |  |  |  |  | -0.047386 | 0 |  |  |  |  | 0 | 0
49832 | EXN945GT | 9 | Houston | YES | -0.004592 | 18.5 | 9.2 | 18.5 |  | 1.0326 | Cogen | -1 | 0.047386 | 0 | 0 |  |  |  |  | -0.047386 | 0 |  |  |  |  | 0 | 0
49837 | EXN_GT | 4 | Houston | YES | -0.004592 | 81 | 21.3 | 85.4 |  | 1.0326 | Cogen | -1 | 0.047386 | 0 | 0 |  |  |  |  | -0.047386 | 0 |  |  |  |  | 0 | 0
49838 | EXN_14GT | 14 | Houston | YES | -0.004592 | 140 | 0 | 148 |  | 1.0326 | Cogen | -1 | 0.047386 | 0 | 0 |  |  |  |  | -0.047386 | 0 |  |  |  |  | 0 | 0
48582 | CBY_GN2_2 | 2 | Houston | YES | -0.004634 | 596.8 | 110 | 746 | 0 | 1.0435 | GSC | -1 | 0.047428 | 746 | 746 |  |  |  |  | -0.047428 | -35.3812 |  |  |  |  | 0 | 0
48874 | THW_ST4_ST_4 | 4 | Houston | YES | -0.004683 | 108 | 19 | 108 | 0 | 1.0435 | CC | -1 | 0.047477 | 108 | 108 |  |  |  |  | -0.047477 | -5.1275 |  |  |  |  | 0 | 0
48873 | THW_ST3_ST_3 | 3 | Houston | YES | -0.004683 | 107 | 19 | 107 | 0 | 1.0435 | CC | -1 | 0.047477 | 107 | 107 |  |  |  |  | -0.047477 | -5.08 |  |  |  |  | 0 | 0
48881 | THW_4344 | G | Houston | YES | -0.004683 | 58 | 5 | 58 | 0 | 1.0435 | CC | -1 | 0.047477 | 58 | 58 |  |  |  |  | -0.047477 | -2.7537 |  |  |  |  | 0 | 0
48881 | THW_4344 | H | Houston | YES | -0.004683 | 58 | 5 | 58 | 0 | 1.0435 | CC | -1 | 0.047477 | 58 | 58 |  |  |  |  | -0.047477 | -2.7537 |  |  |  |  | 0 | 0
48877 | THW_3334 | D | Houston | YES | -0.004683 | 57 | 5 | 57 | 0 | 1.0435 | CC | -1 | 0.047477 | 57 | 57 |  |  |  |  | -0.047477 | -2.7062 |  |  |  |  | 0 | 0
48879 | THW_4142 | E | Houston | YES | -0.004683 | 56 | 5 | 56 | 0 | 1.0435 | CC | -1 | 0.047477 | 56 | 56 |  |  |  |  | -0.047477 | -2.6587 |  |  |  |  | 0 | 0
48875 | THW_3132 | A | Houston | YES | -0.004683 | 55 | 5 | 55 | 0 | 1.0435 | CC | -1 | 0.047477 | 55 | 55 |  |  |  |  | -0.047477 | -2.6112 |  |  |  |  | 0 | 0
48877 | THW_3334 | C | Houston | YES | -0.004683 | 55 | 5 | 55 | 0 | 1.0435 | CC | -1 | 0.047477 | 55 | 55 |  |  |  |  | -0.047477 | -2.6112 |  |  |  |  | 0 | 0
48879 | THW_4142 | F | Houston | YES | -0.004683 | 55 | 5 | 55 | 0 | 1.0435 | CC | -1 | 0.047477 | 55 | 55 |  |  |  |  | -0.047477 | -2.6112 |  |  |  |  | 0 | 0
48875 | THW_3132 | B | Houston | YES | -0.004683 | 53 | 5 | 53 | 0 | 1.0435 | CC | -1 | 0.047477 | 53 | 53 |  |  |  |  | -0.047477 | -2.5163 |  |  |  |  | 0 | 0
48593 | CHE_GT1_8015 | 1 | Houston | YES | -0.004767 | 173 | 50 | 173 | 0 | 1.0362 | Cogen | -1 | 0.047561 | 0 | 0 |  |  |  |  | -0.047561 | 0 |  |  |  |  | 0 | 0
48594 | CHE_GN4_8025 | 4 | Houston | YES | -0.004767 | 142 | 60 | 142 | 0 | 1.0362 | Cogen | -1 | 0.047561 | 0 | 0 |  |  |  |  | -0.047561 | 0 |  |  |  |  | 0 | 0
48511 | LPE_GT1_8070 | 1 | Houston | YES | -0.004779 | 42 | 0 | 42 | 0 | 1.0362 | GGT | -1 | 0.047573 | 42 | 42 |  |  |  |  | -0.047573 | -1.9981 |  |  |  |  | 0 | 0
48512 | LPE_GT2_8075 | 2 | Houston | YES | -0.004779 | 42 | 0 | 42 | 0 | 1.0362 | GGT | -1 | 0.047573 | 42 | 42 |  |  |  |  | -0.047573 | -1.9981 |  |  |  |  | 0 | 0
48513 | LPE_GT3_8080 | 3 | Houston | YES | -0.004779 | 39 | 0 | 39 | 0 | 1.0362 | GGT | -1 | 0.047573 | 39 | 39 |  |  |  |  | -0.047573 | -1.8553 |  |  |  |  | 0 | 0
48514 | LPE_GT4_8085 | 4 | Houston | YES | -0.004779 | 39 | 0 | 39 | 0 | 1.0362 | GGT | -1 | 0.047573 | 39 | 39 |  |  |  |  | -0.047573 | -1.8553 |  |  |  |  | 0 | 0
48500 | APD_GT1_8005 | 1 | Houston | YES | -0.004786 | 137.6 | 54.6 | 137.6 | 0 | 1.0362 | Cogen | -1 | 0.04758 | 0 | 0 |  |  |  |  | -0.04758 | 0 |  |  |  |  | 0 | 0
48820 | SHELLG1_3015 | 1 | Houston | YES | -0.004842 | 71 | 34.5 | 71 |  | 1.029 | Cogen | -1 | 0.047636 | 0 | 0 |  |  |  |  | -0.047636 | 0 |  |  |  |  | 0 | 0
48821 | SHELLG2 | 2 | Houston | YES | -0.004842 | 72 | 34.5 | 72 |  | 1.029 | Cogen | -1 | 0.047636 | 0 | 0 |  |  |  |  | -0.047636 | 0 |  |  |  |  | 0 | 0
48822 | SHELLG3_3020 | 2 | Houston | YES | -0.004842 | 30 | 0 | 30 |  | 1.029 | Cogen | -1 | 0.047636 | 0 | 0 |  |  |  |  | -0.047636 | 0 |  |  |  |  | 0 | 0
48822 | SHELLG3_3020 | 1 | Houston | YES | -0.004842 | 39 | 0 | 39 |  | 1.029 | Cogen | -1 | 0.047636 | 0 | 0 |  |  |  |  | -0.047636 | 0 |  |  |  |  | 0 | 0
48740 | PSG_GN2_8050 | 1 | Houston | YES | -0.004879 | 182 | 60 | 182 | 0 | 1.0326 | Cogen | -1 | 0.047673 | 0 | 0 |  |  |  |  | -0.047673 | 0 |  |  |  |  | 0 | 0
48741 | PSG_GT2_8040 | 1 | Houston | YES | -0.004879 | 158.6 | 50 | 158.6 | 0 | 1.0326 | Cogen | -1 | 0.047673 | 0 | 0 |  |  |  |  | -0.047673 | 0 |  |  |  |  | 0 | 0
48742 | PSG_GT3_8060 | 1 | Houston | YES | -0.004879 | 157 | 50 | 157 | 0 | 1.0326 | Cogen | -1 | 0.047673 | 0 | 0 |  |  |  |  | -0.047673 | 0 |  |  |  |  | 0 | 0
48854 | SRB_GN4_4 | 4 | Houston | YES | -0.00488 | 182.4 | 35 | 228 | 0 | 1.0326 | GST | -1 | 0.047674 | 228 | 228 |  |  |  |  | -0.047674 | -10.8697 |  |  |  |  | 0 | 0
48845 | SOL_GT1 | 1 | Houston | YES | -0.004881 | 16.2 | 15.4 | 16.2 |  | 1.0326 | Solar | -1 | 0.047675 | 16.2 | 16.2 |  |  |  |  | -0.047675 | -0.77233 |  |  |  |  | 0 | 0
48611 | DIB_GT1_8080 | 1 | Houston | YES | -0.004881 | 64 | 0 | 64 | 0 | 1.0326 | Cogen | -1 | 0.047675 | 0 | 0 |  |  |  |  | -0.047675 | 0 |  |  |  |  | 0 | 0
48612 | DIB_GT2_8075 | 2 | Houston | YES | -0.004881 | 63.2 | 0 | 63.2 | 0 | 1.0326 | Cogen | -1 | 0.047675 | 0 | 0 |  |  |  |  | -0.047675 | 0 |  |  |  |  | 0 | 0
48613 | DIB_ST1_8085 | 3 | Houston | YES | -0.004881 | 67.9 | 30 | 82.6 | 0 | 1.0326 | Cogen | -1 | 0.047675 | 0 | 0 |  |  |  |  | -0.047675 | 0 |  |  |  |  | 0 | 0
48614 | DIB_GT3_8090 | 4 | Houston | YES | -0.004881 | 73.6 | 15 | 73.6 | 0 | 1.0326 | Cogen | -1 | 0.047675 | 0 | 0 |  |  |  |  | -0.047675 | 0 |  |  |  |  | 0 | 0
48853 | SRB_GN3_3 | 3 | Houston | YES | -0.004882 | 170.4 | 35 | 213 |  | 1.0326 | GST | -1 | 0.047676 | 213 | 213 |  |  |  |  | -0.047676 | -10.155 |  |  |  |  | 0 | 0
48551 | CAL_GT1_8045 | 1 | Houston | YES | -0.004887 | 149 | 0 | 149 | 0 | 1.0326 | Cogen | -1 | 0.047681 | 0 | 0 |  |  |  |  | -0.047681 | 0 |  |  |  |  | 0 | 0
48552 | CAL_ST1_8000 | 2 | Houston | YES | -0.004887 | 65.1 | 0 | 65.1 | 0 | 1.0326 | Cogen | -1 | 0.047681 | 0 | 0 |  |  |  |  | -0.047681 | 0 |  |  |  |  | 0 | 0
48851 | SRB_GN1_1 | 1 | Houston | YES | -0.004888 | 132 | 26 | 165 | 0 | 1.0217 | GST | -1 | 0.047682 | 165 | 165 |  |  |  |  | -0.047682 | -7.8675 |  |  |  |  | 0 | 0
48852 | SRB_GN2_2 | 2 | Houston | YES | -0.00489 | 140.8 | 26 | 176 | 0 | 1.0217 | GST | -1 | 0.047684 | 176 | 176 |  |  |  |  | -0.047684 | -8.3924 |  |  |  |  | 0 | 0
48855 | SRB_GT211035 | B1 | Houston | YES | -0.004892 | 0 | 0 | 18 |  | 1.014 | GGT | -1 | 0.047686 | 18 | 18 |  |  |  |  | -0.047686 | -0.85835 |  |  |  |  | 0 | 0
48855 | SRB_GT211035 | B2 | Houston | YES | -0.004892 | 0 | 0 | 12 |  | 1.014 | GGT | -1 | 0.047686 | 12 | 12 |  |  |  |  | -0.047686 | -0.57223 |  |  |  |  | 0 | 0
48761 | PR_GT1__9040 | 1 | Houston | YES | -0.004918 | 26 | 0 | 35 |  | 1 | Cogen | -1 | 0.047712 | 0 | 0 |  |  |  |  | -0.047712 | 0 |  |  |  |  | 0 | 0
48645 | DPEC_ST55065 | 5 | Houston | YES | -0.004951 | 282 | 0 | 282 | 0 | 1.0319 | CC | -1 | 0.047745 | 282 | 282 |  |  |  |  | -0.047745 | -13.4641 |  |  |  |  | 0 | 0
48641 | DPEC_GT15040 | 1 | Houston | YES | -0.004951 | 163.2 | 98 | 163.2 | 0 | 1.0319 | CC | -1 | 0.047745 | 163.2 | 163.2 |  |  |  |  | -0.047745 | -7.792 |  |  |  |  | 0 | 0
48643 | DPEC_GT35010 | 3 | Houston | YES | -0.004951 | 157.5 | 98 | 157.5 | 0 | 1.0319 | CC | -1 | 0.047745 | 157.5 | 157.5 |  |  |  |  | -0.047745 | -7.5198 |  |  |  |  | 0 | 0
48642 | DPEC_GT25025 | 2 | Houston | YES | -0.004951 | 157.1 | 98 | 157.1 | 0 | 1.0319 | CC | -1 | 0.047745 | 157.1 | 157.1 |  |  |  |  | -0.047745 | -7.5007 |  |  |  |  | 0 | 0
48644 | DPEC_GT45070 | 4 | Houston | YES | -0.004951 | 157 | 98 | 157 | 0 | 1.0319 | CC | -1 | 0.047745 | 157 | 157 |  |  |  |  | -0.047745 | -7.496 |  |  |  |  | 0 | 0
48841 | SJS_GT1_GT1 | 1 | Houston | YES | -0.004974 | 62.4 | 49 | 78 | 0 | 1.0362 | Cogen | -1 | 0.047768 | 0 | 0 |  |  |  |  | -0.047768 | 0 |  |  |  |  | 0 | 0
48842 | SJS_GT2_GT2 | 2 | Houston | YES | -0.004974 | 64.8 | 49 | 81 | 0 | 1.0362 | Cogen | -1 | 0.047768 | 0 | 0 |  |  |  |  | -0.047768 | 0 |  |  |  |  | 0 | 0
48693 | GBY_83841065 | E | Houston | YES | -0.004998 | 45.6 | 20 | 57 | 0 | 1.0362 | GGT | -1 | 0.047792 | 57 | 57 |  |  |  |  | -0.047792 | -2.7241 |  |  |  |  | 0 | 0
48692 | GBY_81821075 | D | Houston | YES | -0.004998 | 44 | 20 | 55 | 0 | 1.0362 | GGT | -1 | 0.047792 | 55 | 55 |  |  |  |  | -0.047792 | -2.6286 |  |  |  |  | 0 | 0
48693 | GBY_83841065 | F | Houston | YES | -0.004998 | 43.2 | 20 | 54 | 0 | 1.0362 | GGT | -1 | 0.047792 | 54 | 54 |  |  |  |  | -0.047792 | -2.5808 |  |  |  |  | 0 | 0
48691 | GBY_73741085 | B | Houston | YES | -0.004998 | 37.6 | 20 | 47 | 0 | 1.0362 | GGT | -1 | 0.047792 | 47 | 47 |  |  |  |  | -0.047792 | -2.2462 |  |  |  |  | 0 | 0
48691 | GBY_73741085 | A | Houston | YES | -0.004998 | 37.6 | 20 | 47 | 0 | 1.0362 | GGT | -1 | 0.047792 | 47 | 47 |  |  |  |  | -0.047792 | -2.2462 |  |  |  |  | 0 | 0
48692 | GBY_81821075 | C | Houston | YES | -0.004998 | 37.6 | 20 | 47 | 0 | 1.0362 | GGT | -1 | 0.047792 | 47 | 47 |  |  |  |  | -0.047792 | -2.2462 |  |  |  |  | 0 | 0
48531 | BYU_GT1_8075 | 1 | Houston | YES | -0.005082 | 65 | 0 | 65 |  | 1.0362 | Cogen | -1 | 0.047876 | 0 | 0 |  |  |  |  | -0.047876 | 0 |  |  |  |  | 0 | 0
48532 | BYU_GT2_8055 | 2 | Houston | YES | -0.005082 | 62 | 0 | 62 |  | 1.0362 | Cogen | -1 | 0.047876 | 0 | 0 |  |  |  |  | -0.047876 | 0 |  |  |  |  | 0 | 0
48533 | BYU_GT3_8060 | 3 | Houston | YES | -0.005082 | 67 | 0 | 67 |  | 1.0362 | Cogen | -1 | 0.047876 | 0 | 0 |  |  |  |  | -0.047876 | 0 |  |  |  |  | 0 | 0
48534 | BYU_GT4_8065 | 4 | Houston | YES | -0.005082 | 65 | 0 | 65 |  | 1.0362 | Cogen | -1 | 0.047876 | 0 | 0 |  |  |  |  | -0.047876 | 0 |  |  |  |  | 0 | 0
48561 | CTL_GT2_8130 | 1 | Houston | YES | -0.005139 | 73.5 | 30.3 | 91.9 |  | 1.0362 | Cogen | -1 | 0.047933 | 0 | 0 |  |  |  |  | -0.047933 | 0 |  |  |  |  | 0 | 0
48562 | CTL_GT3_8135 | 2 | Houston | YES | -0.005139 | 70.1 | 30.3 | 87.6 |  | 1.0362 | Cogen | -1 | 0.047933 | 0 | 0 |  |  |  |  | -0.047933 | 0 |  |  |  |  | 0 | 0
48563 | CTL_GT4_8140 | 3 | Houston | YES | -0.005139 | 69.6 | 30.3 | 87 |  | 1.0362 | Cogen | -1 | 0.047933 | 0 | 0 |  |  |  |  | -0.047933 | 0 |  |  |  |  | 0 | 0
48564 | CTL_GN1_8145 | 4 | Houston | YES | -0.005139 | 43.6 | 12.9 | 54.5 |  | 1.0362 | Cogen | -1 | 0.047933 | 0 | 0 |  |  |  |  | -0.047933 | 0 |  |  |  |  | 0 | 0
48565 | CTL_GN2_8155 | 5 | Houston | YES | -0.005139 | 9.8 | 3.4 | 12.2 |  | 1.0362 | Cogen | -1 | 0.047933 | 0 | 0 |  |  |  |  | -0.047933 | 0 |  |  |  |  | 0 | 0
48772 | PHR_GN2_2 | MB | Houston | YES | -0.005291 | 0 | 72 | 459 |  | 1.0362 | GSC | -1 | 0.048085 | 0 | 0 |  |  |  |  | -0.048085 | 0 |  |  |  |  | 0 | 0
38580 | TNBP_CGN1_8 | 1 | Houston | YES | -0.005506 | 70.8 | 0 | 70.8 | 0 | 1.005 | Cogen | -1 | 0.0483 | 0 | 0 |  |  |  |  | -0.0483 | 0 |  |  |  |  | 0 | 0
38590 | TNBP_CGN2_8 | 2 | Houston | YES | -0.005506 | 66.7 | 0 | 66.7 | 0 | 1.005 | Cogen | -1 | 0.0483 | 0 | 0 |  |  |  |  | -0.0483 | 0 |  |  |  |  | 0 | 0
38600 | TNBP_CGN3_8 | 5 | Houston | YES | -0.005506 | 53 | 0 | 53 | 0 | 1.005 | Cogen | -1 | 0.0483 | 0 | 0 |  |  |  |  | -0.0483 | 0 |  |  |  |  | 0 | 0
38611 | TNBPAMCG1_8 | 1 | Houston | YES | -0.005506 | 153.2 | 0 | 153.2 | 0 | 1.005 | Cogen | -1 | 0.0483 | 0 | 0 |  |  |  |  | -0.0483 | 0 |  |  |  |  | 0 | 0
38612 | TNBPAMCG2_8 | 2 | Houston | YES | -0.005506 | 153.5 | 0 | 153.5 | 0 | 1.005 | Cogen | -1 | 0.0483 | 0 | 0 |  |  |  |  | -0.0483 | 0 |  |  |  |  | 0 | 0
38613 | TNBPAMCG3_8 | 3 | Houston | YES | -0.005506 | 152.3 | 0 | 152.3 | 0 | 1.005 | Cogen | -1 | 0.0483 | 0 | 0 |  |  |  |  | -0.0483 | 0 |  |  |  |  | 0 | 0
38614 | TNBPAMCG4_8 | 4 | Houston | YES | -0.005506 | 96 | 0 | 96 |  | 1.005 | Cogen | -1 | 0.0483 | 0 | 0 |  |  |  |  | -0.0483 | 0 |  |  |  |  | 0 | 0
38615 | TNBPAMCG5_8 | 1 | Houston | YES | -0.005506 | 244 | 0 | 244 | 0 | 1.005 | Cogen | -1 | 0.0483 | 0 | 0 |  |  |  |  | -0.0483 | 0 |  |  |  |  | 0 | 0
38690 | TNBP_CGN4_8 | 3 | Houston | YES | -0.005506 | 40 | 0 | 40 |  | 1.005 | Cogen | -1 | 0.0483 | 0 | 0 |  |  |  |  | -0.0483 | 0 |  |  |  |  | 0 | 0
38711 | TNTXCTY1CG8 | 1 | Houston | YES | -0.005506 | 100.3 | 59 | 100.3 | 0 | 1 | Cogen | -1 | 0.0483 | 0 | 0 |  |  |  |  | -0.0483 | 0 |  |  |  |  | 0 | 0
38712 | TNTXCTY2CG8 | 1 | Houston | YES | -0.005506 | 92.9 | 59 | 92.9 | 0 | 1 | Cogen | -1 | 0.0483 | 0 | 0 |  |  |  |  | -0.0483 | 0 |  |  |  |  | 0 | 0
38713 | TNTXCTY3CG8 | 1 | Houston | YES | -0.005506 | 102.7 | 59 | 102.7 | 0 | 1 | Cogen | -1 | 0.0483 | 0 | 0 |  |  |  |  | -0.0483 | 0 |  |  |  |  | 0 | 0
38714 | TNTXCTY4CG8 | 1 | Houston | YES | -0.005506 | 103 | 59 | 103 | 0 | 1 | Cogen | -1 | 0.0483 | 0 | 0 |  |  |  |  | -0.0483 | 0 |  |  |  |  | 0 | 0
39470 | TNDOWCGNSG8 | 1 | Houston | YES | -0.005506 | 32 | 10 | 32 | 0 | 0.985 | Cogen | -1 | 0.0483 | 0 | 0 |  |  |  |  | -0.0483 | 0 |  |  |  |  | 0 | 0
39480 | TNDOWCGNGG8 | 1 | Houston | YES | -0.005506 | 30 | 10 | 30 | 0 | 0.985 | Cogen | -1 | 0.0483 | 0 | 0 |  |  |  |  | -0.0483 | 0 |  |  |  |  | 0 | 0
48924 | WAP_GN4_4 | 4 | Houston | YES | -0.00596 | 546 | 217 | 546 | 0 | 1.0362 | GSC | -1 | 0.048754 | 546 | 546 |  |  |  |  | -0.048754 | -26.6197 |  |  |  |  | 0 | 0
48923 | WAP_GN3_3 | 3 | Houston | YES | -0.00596 | 198.4 | 93 | 248 | 0 | 1.0362 | GST | -1 | 0.048754 | 248 | 248 |  |  |  |  | -0.048754 | -12.091 |  |  |  |  | 0 | 0
48921 | WAP_GN1_1 | 1 | Houston | YES | -0.00596 | 132.8 | 37 | 166 | 0 | 1.0362 | GST | -1 | 0.048754 | 166 | 166 |  |  |  |  | -0.048754 | -8.0932 |  |  |  |  | 0 | 0
48922 | WAP_GN2_2 | 2 | Houston | YES | -0.00596 | 132.8 | 37 | 166 | 0 | 1.0362 | GST | -1 | 0.048754 | 166 | 166 |  |  |  |  | -0.048754 | -8.0932 |  |  |  |  | 0 | 0
48929 | WAPGT21_GT1 | B1 | Houston | YES | -0.00596 | 0 | 0 | 13 |  | 1.05 | GGT | -1 | 0.048754 | 13 | 13 |  |  |  |  | -0.048754 | -0.6338 |  |  |  |  | 0 | 0
48925 | WAP_GN5_5 | 5 | Houston | YES | -0.00596 | 595 | 278 | 654 | 0 | 0.985 | LIGCO | -1 | 0.048754 | 0 | 654 |  |  |  |  | -0.048754 | 0 |  |  |  |  | 0 | 0
48510 | AK_GT1__8040 | 1 | Houston | YES | -0.00603 | 33.4 | 8.1 | 34 |  | 1.029 | Cogen | -1 | 0.048824 | 0 | 0 |  |  |  |  | -0.048824 | 0 |  |  |  |  | 0 | 0
48523 | BVE_ST1_GN1 | 3 | Houston | YES | -0.006116 | 252.4 | 0 | 252.4 |  | 1.035 | CC | -1 | 0.04891 | 252.4 | 252.4 |  |  |  |  | -0.04891 | -12.3449 |  |  |  |  | 0 | 0
48521 | BVE_GT1_GT1 | 1 | Houston | YES | -0.006116 | 167.7 | 0 | 167.7 |  | 1.035 | CC | -1 | 0.04891 | 167.7 | 167.7 |  |  |  |  | -0.04891 | -8.2022 |  |  |  |  | 0 | 0
48522 | BVE_GT2_5035 | 2 | Houston | YES | -0.006116 | 166.4 | 0 | 166.4 |  | 1.035 | CC | -1 | 0.04891 | 166.4 | 166.4 |  |  |  |  | -0.04891 | -8.1386 |  |  |  |  | 0 | 0
48926 | WAP_GN6_6 | 6 | Houston | YES | -0.006123 | 651 | 280 | 651 |  | 1.035 | LIGCO | -1 | 0.048917 | 0 | 651 |  |  |  |  | -0.048917 | 0 |  |  |  |  | 0 | 0
48927 | WAP_GN7_7 | 7 | Houston | YES | -0.006123 | 564 | 277 | 564 |  | 1.035 | LIGCO | -1 | 0.048917 | 0 | 564 |  |  |  |  | -0.048917 | 0 |  |  |  |  | 0 | 0
48928 | WAP_GN8_8 | 8 | Houston | YES | -0.006123 | 603 | 275 | 603 |  | 1.035 | LIGCO | -1 | 0.048917 | 0 | 603 |  |  |  |  | -0.048917 | 0 |  |  |  |  | 0 | 0
48730 | MNS_GT | 1 | Houston | YES | -0.006149 | 43 | 0 | 46.1 |  | 1.029 | Cogen | -1 | 0.048943 | 0 | 0 |  |  |  |  | -0.048943 | 0 |  |  |  |  | 0 | 0
39760 | TNSCLP1___8 | 1 | Houston | YES | -0.006926 | 93.4 | 20 | 116.8 | 0 | 1.04 | Cogen | -1 | 0.04972 | 0 | 0 |  |  |  |  | -0.04972 | 0 |  |  |  |  | 0 | 0
39770 | TNSCLP2___8 | 1 | Houston | YES | -0.006926 | 91.6 | 20 | 114.5 | 0 | 1.04 | Cogen | -1 | 0.04972 | 0 | 0 |  |  |  |  | -0.04972 | 0 |  |  |  |  | 0 | 0
39775 | TNSCLP4___8 | 1 | Houston | YES | -0.006926 | 95.2 | 20 | 119 | 0 | 1.04 | Cogen | -1 | 0.04972 | 0 | 0 |  |  |  |  | -0.04972 | 0 |  |  |  |  | 0 | 0
39790 | TNSCLP3___8 | 1 | Houston | YES | -0.006926 | 87.6 | 20 | 109.5 | 0 | 1.027 | Cogen | -1 | 0.04972 | 0 | 0 |  |  |  |  | -0.04972 | 0 |  |  |  |  | 0 | 0
48520 | BSF_GT1_8070 | 1 | Houston | YES | -0.007181 | 72 | 0 | 72 | 0 | 1.0326 | Cogen | -1 | 0.049975 | 0 | 0 |  |  |  |  | -0.049975 | 0 |  |  |  |  | 0 | 0
48520 | BSF_GT1_8070 | 2 | Houston | YES | -0.007181 | 10 | 0 | 10 | 0 | 1.0326 | Cogen | -1 | 0.049975 | 0 | 0 |  |  |  |  | -0.049975 | 0 |  |  |  |  | 0 | 0
49851 | DOW17000 | 37 | Houston | YES | -0.007489 | 39 | 0 | 62 | 0 | 1 | Cogen | -1 | 0.050283 | 0 | 0 |  |  |  |  | -0.050283 | 0 |  |  |  |  | 0 | 0
49858 | DOW38100 | 31 | Houston | YES | -0.007489 | 45 | 0 | 71.4 |  | 1 | Cogen | -1 | 0.050283 | 0 | 0 |  |  |  |  | -0.050283 | 0 |  |  |  |  | 0 | 0
49859 | DOW38200 | 33 | Houston | YES | -0.007489 | 28 | 0 | 45 | 0 | 1 | Cogen | -1 | 0.050283 | 0 | 0 |  |  |  |  | -0.050283 | 0 |  |  |  |  | 0 | 0
49860 | DOW38300 | 32 | Houston | YES | -0.007489 | 63 | 0 | 101 |  | 1 | Cogen | -1 | 0.050283 | 0 | 0 |  |  |  |  | -0.050283 | 0 |  |  |  |  | 0 | 0
49862 | DOW39100 | 36 | Houston | YES | -0.007489 | 54 | 0 | 86 | 0 | 1 | Cogen | -1 | 0.050283 | 0 | 0 |  |  |  |  | -0.050283 | 0 |  |  |  |  | 0 | 0
49863 | DOW39200 | 35 | Houston | YES | -0.007489 | 55 | 0 | 88 | 0 | 1 | Cogen | -1 | 0.050283 | 0 | 0 |  |  |  |  | -0.050283 | 0 |  |  |  |  | 0 | 0
49865 | DOW41000 | 41 | Houston | YES | -0.007489 | 31 | 0 | 50 |  | 1 | Cogen | -1 | 0.050283 | 0 | 0 |  |  |  |  | -0.050283 | 0 |  |  |  |  | 0 | 0
49866 | DOW42000 | 42 | Houston | YES | -0.007489 | 11 | 0 | 18 |  | 1 | Cogen | -1 | 0.050283 | 0 | 0 |  |  |  |  | -0.050283 | 0 |  |  |  |  | 0 | 0
49869 | DOW49000 | 45 | Houston | YES | -0.007489 | 59 | 0 | 94 |  | 1 | Cogen | -1 | 0.050283 | 0 | 0 |  |  |  |  | -0.050283 | 0 |  |  |  |  | 0 | 0
49870 | DOW61000 | 61 | Houston | YES | -0.007489 | 44 | 0 | 70 | 0 | 1 | Cogen | -1 | 0.050283 | 0 | 0 |  |  |  |  | -0.050283 | 0 |  |  |  |  | 0 | 0
49871 | DOW62000 | 62 | Houston | YES | -0.007489 | 40 | 0 | 63 | 0 | 1 | Cogen | -1 | 0.050283 | 0 | 0 |  |  |  |  | -0.050283 | 0 |  |  |  |  | 0 | 0
49872 | DOW63000 | 63 | Houston | YES | -0.007489 | 45 | 0 | 72 | 0 | 1 | Cogen | -1 | 0.050283 | 0 | 0 |  |  |  |  | -0.050283 | 0 |  |  |  |  | 0 | 0
49873 | DOW64000 | 64 | Houston | YES | -0.007489 | 41 | 0 | 64.8 | 0 | 1 | Cogen | -1 | 0.050283 | 0 | 0 |  |  |  |  | -0.050283 | 0 |  |  |  |  | 0 | 0
49876 | DOW65000 | 65 | Houston | YES | -0.007489 | 63 | 0 | 101 | 0 | 1 | Cogen | -1 | 0.050283 | 0 | 0 |  |  |  |  | -0.050283 | 0 |  |  |  |  | 0 | 0
49877 | DOW66000 | 66 | Houston | YES | -0.007489 | 61 | 0 | 97 | 0 | 1 | Cogen | -1 | 0.050283 | 0 | 0 |  |  |  |  | -0.050283 | 0 |  |  |  |  | 0 | 0
49878 | DOW67000 | 67 | Houston | YES | -0.007489 | 65 | 0 | 103 | 0 | 1 | Cogen | -1 | 0.050283 | 0 | 0 |  |  |  |  | -0.050283 | 0 |  |  |  |  | 0 | 0
49882 | DOW81000 | 81 | Houston | YES | -0.007489 | 47 | 0 | 76 | 0 | 1 | Cogen | -1 | 0.050283 | 0 | 0 |  |  |  |  | -0.050283 | 0 |  |  |  |  | 0 | 0
49884 | DOW82000 | 82 | Houston | YES | -0.007489 | 51 | 0 | 80 | 0 | 1 | Cogen | -1 | 0.050283 | 0 | 0 |  |  |  |  | -0.050283 | 0 |  |  |  |  | 0 | 0
49885 | DOW83000 | 83 | Houston | YES | -0.007489 | 51 | 0 | 80 | 0 | 1 | Cogen | -1 | 0.050283 | 0 | 0 |  |  |  |  | -0.050283 | 0 |  |  |  |  | 0 | 0
49886 | DOW84000 | 84 | Houston | YES | -0.007489 | 107 | 0 | 171 | 0 | 0.98 | Cogen | -1 | 0.050283 | 0 | 0 |  |  |  |  | -0.050283 | 0 |  |  |  |  | 0 | 0
13432 | SANDOW_5G | 5 | South | YES | -0.007861 | 581 | 225 | 581 |  | 1.029 | LIGCO | -1 | 0.050655 | 0 | 581 |  |  |  |  | -0.050655 | 0 |  |  |  |  | 0 | 0
48911 | TGF_GT1_8000 | 1 | Houston | YES | -0.00852 | 69.2 | 0 | 69.2 |  | 1.029 | Cogen | -1 | 0.051314 | 0 | 0 |  |  |  |  | -0.051314 | 0 |  |  |  |  | 0 | 0
48733 | CBE_ST12 | 1 | Houston | YES | -0.008761 | 105 | 0 | 105 | 0 | 1.029 | CC | -1 | 0.051555 | 105 | 105 |  |  |  |  | -0.051555 | -5.4133 |  |  |  |  | 0 | 0
48736 | CBE_ST34 | 1 | Houston | YES | -0.008761 | 105 | 0 | 105 | 0 | 1.029 | CC | -1 | 0.051555 | 105 | 105 |  |  |  |  | -0.051555 | -5.4133 |  |  |  |  | 0 | 0
48731 | CBE_GT1 | 1 | Houston | YES | -0.008761 | 76 | 0 | 76 | 0 | 1.029 | CC | -1 | 0.051555 | 76 | 76 |  |  |  |  | -0.051555 | -3.9182 |  |  |  |  | 0 | 0
48732 | CBE_GT2 | 1 | Houston | YES | -0.008761 | 76 | 0 | 76 | 0 | 1.029 | CC | -1 | 0.051555 | 76 | 76 |  |  |  |  | -0.051555 | -3.9182 |  |  |  |  | 0 | 0
48734 | CBE_GT3 | 1 | Houston | YES | -0.008761 | 76 | 0 | 76 | 0 | 1.029 | CC | -1 | 0.051555 | 76 | 76 |  |  |  |  | -0.051555 | -3.9182 |  |  |  |  | 0 | 0
48735 | CBE_GT4 | 1 | Houston | YES | -0.008761 | 76 | 0 | 76 | 0 | 1.029 | CC | -1 | 0.051555 | 76 | 76 |  |  |  |  | -0.051555 | -3.9182 |  |  |  |  | 0 | 0
5911 | STP_GN1___1 | 1 | Houston | YES | -0.009072 | 1333 | 1249 | 1333 | 0 | 1.0406 | Nuc | -1 | 0.051866 | 0 | 0 |  |  |  |  | -0.051866 | 0 |  |  |  |  | 0 | 0
5912 | STP_GN2___2 | 2 | Houston | YES | -0.009072 | 1332 | 1249 | 1332 | 0 | 1.0406 | Nuc | -1 | 0.051866 | 0 | 0 |  |  |  |  | -0.051866 | 0 |  |  |  |  | 0 | 0
3432 | SANDOW_4G | 4 | South | YES | -0.010317 | 580 | 225 | 580 |  | 1.029 | LIGCO | -1 | 0.053111 | 0 | 580 |  |  |  |  | -0.053111 | 0 |  |  |  |  | 0 | 0
80265 | LARECU40A | 4 | South | YES | -0.010649 | 80 | 0 | 100 |  | 1.039 | GGT | -1 | 0.053443 | 100 | 100 |  |  |  |  | -0.053443 | -5.3443 |  |  |  |  | 0 | 0
80266 | LARECU50A | 5 | South | YES | -0.010649 | 80 | 0 | 100 |  | 1.039 | GGT | -1 | 0.053443 | 100 | 100 |  |  |  |  | -0.053443 | -5.3443 |  |  |  |  | 0 | 0
80012 | LAR | F | South | YES | -0.01065 | 0 | 0 | 0 | 0 | 1.04 | DCTie | -1 | 0.053444 | 0 | 0 |  |  |  |  | -0.053444 | 0 |  |  |  |  | 0 | 0
58909 | PEARSALLSCG1 | 3 | South | YES | -0.011601 | 0 | 0 | 8.4 |  | 1.027 | Diesel | -1 | 0.054395 | 8.4 | 8.4 |  |  |  |  | -0.054395 | -0.45692 |  |  |  |  | 0 | 0
58909 | PEARSALLSCG1 | 4 | South | YES | -0.011601 | 0 | 0 | 8.4 |  | 1.027 | Diesel | -1 | 0.054395 | 8.4 | 8.4 |  |  |  |  | -0.054395 | -0.45692 |  |  |  |  | 0 | 0
58909 | PEARSALLSCG1 | 6 | South | YES | -0.011601 | 0 | 0 | 8.4 |  | 1.027 | Diesel | -1 | 0.054395 | 8.4 | 8.4 |  |  |  |  | -0.054395 | -0.45692 |  |  |  |  | 0 | 0
58909 | PEARSALLSCG1 | 5 | South | YES | -0.011601 | 0 | 0 | 8.4 |  | 1.027 | Diesel | -1 | 0.054395 | 8.4 | 8.4 |  |  |  |  | -0.054395 | -0.45692 |  |  |  |  | 0 | 0
58909 | PEARSALLSCG1 | 1 | South | YES | -0.011601 | 0 | 0 | 8.4 |  | 1.027 | Diesel | -1 | 0.054395 | 8.4 | 8.4 |  |  |  |  | -0.054395 | -0.45692 |  |  |  |  | 0 | 0
58909 | PEARSALLSCG1 | 2 | South | YES | -0.011601 | 0 | 0 | 8.4 |  | 1.027 | Diesel | -1 | 0.054395 | 8.4 | 8.4 |  |  |  |  | -0.054395 | -0.45692 |  |  |  |  | 0 | 0
58919 | PEARSALLSCG2 | 5 | South | YES | -0.011601 | 0 | 0 | 8.4 |  | 1.027 | Diesel | -1 | 0.054395 | 8.4 | 8.4 |  |  |  |  | -0.054395 | -0.45692 |  |  |  |  | 0 | 0
58919 | PEARSALLSCG2 | 6 | South | YES | -0.011601 | 0 | 0 | 8.4 |  | 1.027 | Diesel | -1 | 0.054395 | 8.4 | 8.4 |  |  |  |  | -0.054395 | -0.45692 |  |  |  |  | 0 | 0
58919 | PEARSALLSCG2 | 1 | South | YES | -0.011601 | 0 | 0 | 8.4 |  | 1.027 | Diesel | -1 | 0.054395 | 8.4 | 8.4 |  |  |  |  | -0.054395 | -0.45692 |  |  |  |  | 0 | 0
58919 | PEARSALLSCG2 | 2 | South | YES | -0.011601 | 0 | 0 | 8.4 |  | 1.027 | Diesel | -1 | 0.054395 | 8.4 | 8.4 |  |  |  |  | -0.054395 | -0.45692 |  |  |  |  | 0 | 0
58919 | PEARSALLSCG2 | 4 | South | YES | -0.011601 | 0 | 0 | 8.4 |  | 1.027 | Diesel | -1 | 0.054395 | 8.4 | 8.4 |  |  |  |  | -0.054395 | -0.45692 |  |  |  |  | 0 | 0
58919 | PEARSALLSCG2 | 3 | South | YES | -0.011601 | 0 | 0 | 8.4 |  | 1.027 | Diesel | -1 | 0.054395 | 8.4 | 8.4 |  |  |  |  | -0.054395 | -0.45692 |  |  |  |  | 0 | 0
58929 | PEARSALLSCG3 | 4 | South | YES | -0.011601 | 0 | 0 | 8.4 |  | 1.027 | Diesel | -1 | 0.054395 | 8.4 | 8.4 |  |  |  |  | -0.054395 | -0.45692 |  |  |  |  | 0 | 0
58929 | PEARSALLSCG3 | 6 | South | YES | -0.011601 | 0 | 0 | 8.4 |  | 1.027 | Diesel | -1 | 0.054395 | 8.4 | 8.4 |  |  |  |  | -0.054395 | -0.45692 |  |  |  |  | 0 | 0
58929 | PEARSALLSCG3 | 2 | South | YES | -0.011601 | 0 | 0 | 8.4 |  | 1.027 | Diesel | -1 | 0.054395 | 8.4 | 8.4 |  |  |  |  | -0.054395 | -0.45692 |  |  |  |  | 0 | 0
58929 | PEARSALLSCG3 | 5 | South | YES | -0.011601 | 0 | 0 | 8.4 |  | 1.027 | Diesel | -1 | 0.054395 | 8.4 | 8.4 |  |  |  |  | -0.054395 | -0.45692 |  |  |  |  | 0 | 0
58929 | PEARSALLSCG3 | 1 | South | YES | -0.011601 | 0 | 0 | 8.4 |  | 1.027 | Diesel | -1 | 0.054395 | 8.4 | 8.4 |  |  |  |  | -0.054395 | -0.45692 |  |  |  |  | 0 | 0
58929 | PEARSALLSCG3 | 3 | South | YES | -0.011601 | 0 | 0 | 8.4 |  | 1.027 | Diesel | -1 | 0.054395 | 8.4 | 8.4 |  |  |  |  | -0.054395 | -0.45692 |  |  |  |  | 0 | 0
58949 | PEARSALLSCG4 | 3 | South | YES | -0.011601 | 0 | 0 | 8.4 |  | 1.027 | Diesel | -1 | 0.054395 | 8.4 | 8.4 |  |  |  |  | -0.054395 | -0.45692 |  |  |  |  | 0 | 0
58949 | PEARSALLSCG4 | 2 | South | YES | -0.011601 | 0 | 0 | 8.4 |  | 1.027 | Diesel | -1 | 0.054395 | 8.4 | 8.4 |  |  |  |  | -0.054395 | -0.45692 |  |  |  |  | 0 | 0
58949 | PEARSALLSCG4 | 1 | South | YES | -0.011601 | 0 | 0 | 8.4 |  | 1.027 | Diesel | -1 | 0.054395 | 8.4 | 8.4 |  |  |  |  | -0.054395 | -0.45692 |  |  |  |  | 0 | 0
58949 | PEARSALLSCG4 | 4 | South | YES | -0.011601 | 0 | 0 | 8.4 |  | 1.027 | Diesel | -1 | 0.054395 | 8.4 | 8.4 |  |  |  |  | -0.054395 | -0.45692 |  |  |  |  | 0 | 0
58949 | PEARSALLSCG4 | 6 | South | YES | -0.011601 | 0 | 0 | 8.4 |  | 1.027 | Diesel | -1 | 0.054395 | 8.4 | 8.4 |  |  |  |  | -0.054395 | -0.45692 |  |  |  |  | 0 | 0
58949 | PEARSALLSCG4 | 5 | South | YES | -0.011601 | 0 | 0 | 8.4 |  | 1.027 | Diesel | -1 | 0.054395 | 8.4 | 8.4 |  |  |  |  | -0.054395 | -0.45692 |  |  |  |  | 0 | 0
88299 | ZAPATA | F | South | YES | -0.011841 | 0 | 0 | 0 | 0 | 1.02 | BLT | -1 | 0.054635 | 0 | 0 |  |  |  |  | -0.054635 | 0 |  |  |  |  | 0 | 0
8134 | FOR #1 | 1 | South | YES | -0.012575 | 54.1 | 45 | 79 | 0 | 1 | Cogen | -1 | 0.055369 | 0 | 0 |  |  |  |  | -0.055369 | 0 |  |  |  |  | 0 | 0
8138 | FOR #2 | 2 | South | YES | -0.012575 | 63.1 | 45 | 81 | 0 | 1 | Cogen | -1 | 0.055369 | 0 | 0 |  |  |  |  | -0.055369 | 0 |  |  |  |  | 0 | 0
8153 | FOR #3 | 3 | South | YES | -0.012575 | 63.1 | 45 | 79.9 | 0 | 1 | Cogen | -1 | 0.055369 | 0 | 0 |  |  |  |  | -0.055369 | 0 |  |  |  |  | 0 | 0
8154 | FOR #4 | 4 | South | YES | -0.012575 | 63.1 | 60 | 80 | 0 | 1 | Cogen | -1 | 0.055369 | 0 | 0 |  |  |  |  | -0.055369 | 0 |  |  |  |  | 0 | 0
8155 | FOR #5 | 5 | South | YES | -0.012575 | 63.1 | 60 | 78.4 | 0 | 1 | Cogen | -1 | 0.055369 | 0 | 0 |  |  |  |  | -0.055369 | 0 |  |  |  |  | 0 | 0
8156 | FOR #6 | 6 | South | YES | -0.012575 | 24.9 | 5 | 25 | 0 | 1 | Cogen | -1 | 0.055369 | 0 | 0 |  |  |  |  | -0.055369 | 0 |  |  |  |  | 0 | 0
8157 | FOR #7 | 7 | South | YES | -0.012575 | 28.8 | 5 | 46 | 0 | 1 | Cogen | -1 | 0.055369 | 0 | 0 |  |  |  |  | -0.055369 | 0 |  |  |  |  | 0 | 0
80051 | FOR #8 | 8 | South | YES | -0.012575 | 28 | 28 | 28 |  | 1 | Cogen | -1 | 0.055369 | 0 | 0 |  |  |  |  | -0.055369 | 0 |  |  |  |  | 0 | 0
80052 | FOR #9 | 9 | South | YES | -0.012575 | 29.7 | 5 | 43.6 | 0 | 1 | Cogen | -1 | 0.055369 | 0 | 0 |  |  |  |  | -0.055369 | 0 |  |  |  |  | 0 | 0
80053 | FOR #10 | 10 | South | YES | -0.012575 | 68.4 | 45 | 75 | 0 | 1 | Cogen | -1 | 0.055369 | 0 | 0 |  |  |  |  | -0.055369 | 0 |  |  |  |  | 0 | 0
5728 | FALCONHYDRO2 | 2 | South | YES | -0.012648 | 12 | 0 | 12 | 0 | 1.0234 | Hydro | -1 | 0.055442 | 0 | 0 |  |  |  |  | -0.055442 | 0 |  |  |  |  | 0 | 0
5729 | FALCONHYDRO3 | 3 | South | YES | -0.012648 | 11 | 0 | 11 | 0 | 1.0234 | Hydro | -1 | 0.055442 | 0 | 0 |  |  |  |  | -0.055442 | 0 |  |  |  |  | 0 | 0
8048 | FALCONHYDRO1 | 1 | South | YES | -0.012648 | 12 | 0 | 12 | 0 | 1.0234 | Hydro | -1 | 0.055442 | 0 | 0 |  |  |  |  | -0.055442 | 0 |  |  |  |  | 0 | 0
80226 | ALCOA G | 1 | South | YES | -0.012676 | 32.3 | 5 | 48 | 0 | 1.015 | Cogen | -1 | 0.05547 | 0 | 0 |  |  |  |  | -0.05547 | 0 |  |  |  |  | 0 | 0
5891 | PEARSALLGEN2 | 1 | South | YES | -0.012683 | 19.4 | 6 | 24.3 | 0 | 1.0226 | GST | -1 | 0.055477 | 24.3 | 24.3 |  |  |  |  | -0.055477 | -1.3481 |  |  |  |  | 0 | 0
5890 | PEARSALLGEN1 | 1 | South | YES | -0.012683 | 19.2 | 6 | 24 | 0 | 1.0226 | GST | -1 | 0.055477 | 24 | 24 |  |  |  |  | -0.055477 | -1.3314 |  |  |  |  | 0 | 0
5892 | PEARSALLGEN3 | 1 | South | YES | -0.012683 | 19.1 | 6 | 23.9 | 0 | 1.0226 | GST | -1 | 0.055477 | 23.9 | 23.9 |  |  |  |  | -0.055477 | -1.3259 |  |  |  |  | 0 | 0
88508 | FALFURRI | F | South | YES | -0.012741 | 0 | 0 | 0 | 0 | 1 | AVR | -1 | 0.055535 | 0 | 0 |  |  |  |  | -0.055535 | 0 |  |  |  |  | 0 | 0
8147 | UCAR #2 | 10 | South | YES | -0.013 | 18.2 | 0 | 28 |  | 1 | Cogen | -1 | 0.055794 | 0 | 0 |  |  |  |  | -0.055794 | 0 |  |  |  |  | 0 | 0
8148 | UCAR #1 | 2 | South | YES | -0.013 | 6.1 | 0 | 7 | 0 | 1.009 | Cogen | -1 | 0.055794 | 0 | 0 |  |  |  |  | -0.055794 | 0 |  |  |  |  | 0 | 0
80137 | CSDR89 | 9 | South | YES | -0.013 | 15 | 0 | 15 | 0 | 1.003 | DCTie | -1 | 0.055794 | 0 | 0 |  |  |  |  | -0.055794 | 0 |  |  |  |  | 0 | 0
80137 | CSDR89 | 8 | South | YES | -0.013 | 33.9 | 0 | 39 | 0 | 1.003 | DCTie | -1 | 0.055794 | 0 | 0 |  |  |  |  | -0.055794 | 0 |  |  |  |  | 0 | 0
80138 | CSDR7 | 7 | South | YES | -0.013 | 6.1 | 0 | 7 | 0 | 1.014 | DCTie | -1 | 0.055794 | 0 | 0 |  |  |  |  | -0.055794 | 0 |  |  |  |  | 0 | 0
80139 | CSDR56 | 6 | South | YES | -0.013 | 0 | 0 | 39 |  | 1.0033 | DCTie | -1 | 0.055794 | 0 | 0 |  |  |  |  | -0.055794 | 0 |  |  |  |  | 0 | 0
80139 | CSDR56 | 5 | South | YES | -0.013 | 15 | 0 | 15 |  | 1.0033 | DCTie | -1 | 0.055794 | 0 | 0 |  |  |  |  | -0.055794 | 0 |  |  |  |  | 0 | 0
80140 | CSDR11 | 11 | South | YES | -0.013 | 33.9 | 0 | 39 | 0 | 1.03 | DCTie | -1 | 0.055794 | 0 | 0 |  |  |  |  | -0.055794 | 0 |  |  |  |  | 0 | 0
80227 | AIRCO G | 1 | South | YES | -0.013057 | 7.2 | 0 | 8 | 0 | 1.0104 | Cogen | -1 | 0.055851 | 0 | 0 |  |  |  |  | -0.055851 | 0 |  |  |  |  | 0 | 0
80224 | VISTRONG1 | 1 | South | YES | -0.013142 | 13.1 | 0 | 15 | 0 | 1.01 | Cogen | -1 | 0.055936 | 0 | 0 |  |  |  |  | -0.055936 | 0 |  |  |  |  | 0 | 0
80225 | VISTRONG2 | 2 | South | YES | -0.013142 | 20.2 | 0 | 23 | 0 | 1.01 | Cogen | -1 | 0.055936 | 0 | 0 |  |  |  |  | -0.055936 | 0 |  |  |  |  | 0 | 0
7010 | L_FPPYD11_1Y | 1 | South | YES | -0.013174 | 547.4 | 200 | 606 | 0 | 1.02 | LIGCO | -1 | 0.055968 | 0 | 606 |  |  |  |  | -0.055968 | 0 |  |  |  |  | 0 | 0
7011 | L_FPPYD11_2Y | 2 | South | YES | -0.013174 | 552.2 | 200 | 598 | 0 | 1.02 | LIGCO | -1 | 0.055968 | 0 | 598 |  |  |  |  | -0.055968 | 0 |  |  |  |  | 0 | 0
7012 | L_FPPYD21_3Y | 3 | South | YES | -0.013176 | 427.5 | 200 | 436 | 0 | 1.02 | LIGCO | -1 | 0.05597 | 0 | 436 |  |  |  |  | -0.05597 | 0 |  |  |  |  | 0 | 0
5503 | RAYBURNGEN3 | 1 | South | YES | -0.01322 | 17.6 | 6 | 22 | 0 | 1.0224 | GST | -1 | 0.056014 | 22 | 22 |  |  |  |  | -0.056014 | -1.2323 |  |  |  |  | 0 | 0
5505 | RAYBURNGEN1 | 1 | South | YES | -0.01322 | 0 | 1 | 11 |  | 1.0223 | GGT | -1 | 0.056014 | 11 | 11 |  |  |  |  | -0.056014 | -0.61615 |  |  |  |  | 0 | 0
5506 | RAYBURNGEN2 | 1 | South | YES | -0.01322 | 0 | 1 | 11 |  | 1.0223 | GGT | -1 | 0.056014 | 11 | 11 |  |  |  |  | -0.056014 | -0.61615 |  |  |  |  | 0 | 0
7009 | L_LOSTPI1_3Y | 3 | South | YES | -0.013284 | 173.9 | 72 | 175 | 0 | 1 | CC | -1 | 0.056078 | 175 | 175 |  |  |  |  | -0.056078 | -9.8136 |  |  |  |  | 0 | 0
7008 | L_LOSTPI1_2Y | 2 | South | YES | -0.013284 | 157.7 | 107 | 160 | 0 | 1 | CC | -1 | 0.056078 | 160 | 160 |  |  |  |  | -0.056078 | -8.9725 |  |  |  |  | 0 | 0
7007 | L_LOSTPI1_1Y | 1 | South | YES | -0.013284 | 158.6 | 110 | 158 | 0 | 1 | CC | -1 | 0.056078 | 158 | 158 |  |  |  |  | -0.056078 | -8.8603 |  |  |  |  | 0 | 0
8066 | DUP1V#1 | 1 | South | YES | -0.01338 | 52.3 | 0 | 73 | 0 | 1.01 | Cogen | -1 | 0.056174 | 0 | 0 |  |  |  |  | -0.056174 | 0 |  |  |  |  | 0 | 0
5512 | RAYBURNCC8 | 1 | South | YES | -0.013397 | 49.3 | 18.2 | 49.3 | 0 | 1.0296 | CC | -1 | 0.056191 | 49.3 | 49.3 |  |  |  |  | -0.056191 | -2.7702 |  |  |  |  | 0 | 0
5508 | RAYBURNCC9 | 1 | South | YES | -0.013397 | 47.7 | 18.2 | 47.7 | 0 | 1.0296 | CC | -1 | 0.056191 | 47.7 | 47.7 |  |  |  |  | -0.056191 | -2.6803 |  |  |  |  | 0 | 0
5511 | RAYBURNCC7 | 1 | South | YES | -0.013397 | 47.5 | 18.2 | 47.5 | 0 | 1.0296 | CC | -1 | 0.056191 | 47.5 | 47.5 |  |  |  |  | -0.056191 | -2.6691 |  |  |  |  | 0 | 0
5509 | RAYBURNCC10 | 1 | South | YES | -0.013397 | 37.3 | 5.2 | 37.3 | 0 | 1.0296 | CC | -1 | 0.056191 | 37.3 | 37.3 |  |  |  |  | -0.056191 | -2.0959 |  |  |  |  | 0 | 0
8935 | FGNTS201 | 3 | South | YES | -0.013492 | 173 | 0 | 173 | 0 | 1.03 | CC | -1 | 0.056286 | 173 | 173 |  |  |  |  | -0.056286 | -9.7375 |  |  |  |  | 0 | 0
8934 | FGNTS101 | 2 | South | YES | -0.013492 | 147.9 | 0 | 147.9 | 0 | 1.03 | CC | -1 | 0.056286 | 147.9 | 147.9 |  |  |  |  | -0.056286 | -8.3247 |  |  |  |  | 0 | 0
8933 | FGNTS001 | 1 | South | YES | -0.013492 | 146.5 | 0 | 146.5 | 0 | 1.03 | CC | -1 | 0.056286 | 146.5 | 146.5 |  |  |  |  | -0.056286 | -8.2459 |  |  |  |  | 0 | 0
8926 | LGE_GT10A | 1 | South | YES | -0.013507 | 158 | 0 | 158 | 0 | 1.03 | Cogen | -1 | 0.056301 | 0 | 0 |  |  |  |  | -0.056301 | 0 |  |  |  |  | 0 | 0
8927 | LGE_GT20A | 2 | South | YES | -0.013507 | 153 | 0 | 153 | 0 | 1.03 | Cogen | -1 | 0.056301 | 0 | 0 |  |  |  |  | -0.056301 | 0 |  |  |  |  | 0 | 0
8928 | LGE_STG0A | 3 | South | YES | -0.013507 | 100 | 0 | 100 | 0 | 1.03 | Cogen | -1 | 0.056301 | 0 | 0 |  |  |  |  | -0.056301 | 0 |  |  |  |  | 0 | 0
8930 | ICPGN10A | 1 | South | YES | -0.013507 | 149 | 0 | 149 | 0 | 1.03 | Cogen | -1 | 0.056301 | 0 | 0 |  |  |  |  | -0.056301 | 0 |  |  |  |  | 0 | 0
8931 | ICPGN20A | 2 | South | YES | -0.013507 | 150 | 0 | 150 | 0 | 1.03 | Cogen | -1 | 0.056301 | 0 | 0 |  |  |  |  | -0.056301 | 0 |  |  |  |  | 0 | 0
8932 | ICPGN30A | 3 | South | YES | -0.013507 | 127 | 0 | 127 | 0 | 1.03 | Cogen | -1 | 0.056301 | 0 | 0 |  |  |  |  | -0.056301 | 0 |  |  |  |  | 0 | 0
80223 | REYSHR G | 1 | South | YES | -0.013507 | 12 | 0 | 12 | 0 | 1.032 | Cogen | -1 | 0.056301 | 0 | 0 |  |  |  |  | -0.056301 | 0 |  |  |  |  | 0 | 0
8174 | VICEC61A | 6 | South | YES | -0.013518 | 188 | 42 | 188 | 0 | 1.025 | CC | -1 | 0.056312 | 188 | 188 |  |  |  |  | -0.056312 | -10.5866 |  |  |  |  | 0 | 0
8173 | VICEC51A | 5 | South | YES | -0.013518 | 144 | 18 | 144 | 0 | 1.025 | CC | -1 | 0.056312 | 144 | 144 |  |  |  |  | -0.056312 | -8.1089 |  |  |  |  | 0 | 0
8442 | NBEC7 | 7 | South | YES | -0.013614 | 0 | 81 | 367 |  | 1.0298 | GST | -1 | 0.056408 | 367 | 367 |  |  |  |  | -0.056408 | -20.7017 |  |  |  |  | 0 | 0
8442 | NBEC7 | MB | South | YES | -0.013614 | 0 | 81 | 367 |  | 1.0298 | GST | -1 | 0.056408 | 0 | 0 |  |  |  |  | -0.056408 | 0 |  |  |  |  | 0 | 0
8560 | CNOPGT1 | 1 | South | YES | -0.013616 | 148.3 | 0 | 148.3 | 0 | 1.03 | Cogen | -1 | 0.05641 | 0 | 0 |  |  |  |  | -0.05641 | 0 |  |  |  |  | 0 | 0
8561 | CNOPGT2 | 2 | South | YES | -0.013616 | 148.6 | 0 | 148.6 | 0 | 1.03 | Cogen | -1 | 0.05641 | 0 | 0 |  |  |  |  | -0.05641 | 0 |  |  |  |  | 0 | 0
8562 | CNOPST1 | 3 | South | YES | -0.013616 | 153 | 0 | 153 | 0 | 1.03 | Cogen | -1 | 0.05641 | 0 | 0 |  |  |  |  | -0.05641 | 0 |  |  |  |  | 0 | 0
8456 | COSW#1 | 1 | South | YES | -0.013622 | 20 | 0 | 20 | 0 | 1.027 | Cogen | -1 | 0.056416 | 0 | 0 |  |  |  |  | -0.056416 | 0 |  |  |  |  | 0 | 0
8457 | COSW#2 | 2 | South | YES | -0.013622 | 14 | 0 | 14 | 0 | 1.027 | Cogen | -1 | 0.056416 | 0 | 0 |  |  |  |  | -0.056416 | 0 |  |  |  |  | 0 | 0
8506 | VAL #1 | 1 | South | YES | -0.01363 | 20.9 | 0 | 25 | 0 | 1.0055 | Cogen | -1 | 0.056424 | 0 | 0 |  |  |  |  | -0.056424 | 0 |  |  |  |  | 0 | 0
8507 | VAL #2 | 2 | South | YES | -0.01363 | 20.9 | 0 | 25 | 0 | 1.0055 | Cogen | -1 | 0.056424 | 0 | 0 |  |  |  |  | -0.056424 | 0 |  |  |  |  | 0 | 0
8938 | MVGN#3 | 3 | South | YES | -0.013634 | 250.9 | 0 | 250.9 | 0 | 1.0304 | CC | -1 | 0.056428 | 250.9 | 250.9 |  |  |  |  | -0.056428 | -14.1578 |  |  |  |  | 0 | 0
8937 | MVGN#2 | 2 | South | YES | -0.013634 | 216.7 | 0 | 216.7 | 0 | 1.0304 | CC | -1 | 0.056428 | 216.7 | 216.7 |  |  |  |  | -0.056428 | -12.2279 |  |  |  |  | 0 | 0
8936 | MVGN#1 | 1 | South | YES | -0.013634 | 216.6 | 0 | 216.6 | 0 | 1.0304 | CC | -1 | 0.056428 | 216.6 | 216.6 |  |  |  |  | -0.056428 | -12.2223 |  |  |  |  | 0 | 0
8983 | HECN3 | 3 | South | YES | -0.013634 | 171.9 | 0 | 171.9 | 0 | 1.0304 | CC | -1 | 0.056428 | 171.9 | 171.9 |  |  |  |  | -0.056428 | -9.7 |  |  |  |  | 0 | 0
8981 | HECN1 | 1 | South | YES | -0.013634 | 144.8 | 0 | 144.8 | 0 | 1.0304 | CC | -1 | 0.056428 | 144.8 | 144.8 |  |  |  |  | -0.056428 | -8.1708 |  |  |  |  | 0 | 0
8982 | HECN2 | 2 | South | YES | -0.013634 | 144.1 | 0 | 144.1 | 0 | 1.0304 | CC | -1 | 0.056428 | 144.1 | 144.1 |  |  |  |  | -0.056428 | -8.1313 |  |  |  |  | 0 | 0
8461 | KOCH_UP0A | 1 | South | YES | -0.013636 | 38 | 0 | 38 | 0 | 1.012 | Cogen | -1 | 0.05643 | 0 | 0 |  |  |  |  | -0.05643 | 0 |  |  |  |  | 0 | 0
80263 | B_DAVIS31A | 3 | South | YES | -0.013643 | 0 | 0 | 180 |  | 1.0366 | CC | -1 | 0.056437 | 180 | 180 |  |  |  |  | -0.056437 | -10.1587 |  |  |  |  | 0 | 0
80264 | B_DAVIS41A | 4 | South | YES | -0.013643 | 0 | 0 | 180 |  | 1.0366 | CC | -1 | 0.056437 | 180 | 180 |  |  |  |  | -0.056437 | -10.1587 |  |  |  |  | 0 | 0
8459 | B_DAVIS0B | MB | South | YES | -0.013643 | 0 | 50 | 339 |  | 1.03 | GSC | -1 | 0.056437 | 0 | 0 |  |  |  |  | -0.056437 | 0 |  |  |  |  | 0 | 0
8460 | B_DAVIS0A | MB | South | YES | -0.013643 | 0 | 50 | 340 |  | 1.03 | GSC | -1 | 0.056437 | 0 | 0 |  |  |  |  | -0.056437 | 0 |  |  |  |  | 0 | 0
8511 | OXY_CC0A | 1 | South | YES | -0.013652 | 30.3 | 0 | 38 | 0 | 1.027 | Cogen | -1 | 0.056446 | 0 | 0 |  |  |  |  | -0.056446 | 0 |  |  |  |  | 0 | 0
5935 | SI_RAY10 | 10 | South | YES | -0.013692 | 47 | 10 | 47 | 0 | 1.03 | CC | -1 | 0.056486 | 47 | 47 |  |  |  |  | -0.056486 | -2.6548 |  |  |  |  | 0 | 0
5932 | SI_RAY9 | 9 | South | YES | -0.013692 | 32 | 32 | 38 | 0 | 1.035 | CC | -1 | 0.056486 | 38 | 38 |  |  |  |  | -0.056486 | -2.1465 |  |  |  |  | 0 | 0
5933 | SI_RAY6 | 6 | South | YES | -0.013692 | 15.4 | 10 | 19.3 | 0 | 1.035 | GST | -1 | 0.056486 | 19.3 | 19.3 |  |  |  |  | -0.056486 | -1.0902 |  |  |  |  | 0 | 0
80003 | MILHWYS | F | South | YES | -0.013692 | 0 | 0 | 0 | 0 | 1.0168 | AVR | -1 | 0.056486 | 0 | 0 |  |  |  |  | -0.056486 | 0 |  |  |  |  | 0 | 0
8517 | CELANEBI0A | 1 | South | YES | -0.013695 | 29 | 0 | 29 | 0 | 1.02 | Cogen | -1 | 0.056489 | 0 | 0 |  |  |  |  | -0.056489 | 0 |  |  |  |  | 0 | 0
80080 | GWINDT11A | 3 | South | YES | -0.013729 | 0 | 0 | 38 | 0 | 1.025 | Wind | -1 | 0.056523 | 0 | 38 |  |  |  |  | -0.056523 | 0 |  |  |  |  | 0 | 0
80080 | GWINDT11A | 4 | South | YES | -0.013729 | 3.8 | 0 | 19 | 0 | 1.025 | Wind | -1 | 0.056523 | 0 | 19 |  |  |  |  | -0.056523 | 0 |  |  |  |  | 0 | 0
80080 | GWINDT11A | 2 | South | YES | -0.013729 | 0 | 0 | 41 | 0 | 1.025 | Wind | -1 | 0.056523 | 0 | 41 |  |  |  |  | -0.056523 | 0 |  |  |  |  | 0 | 0
80080 | GWINDT11A | 1 | South | YES | -0.013729 | 28.2 | 0 | 94 | 0 | 1.025 | Wind | -1 | 0.056523 | 0 | 94 |  |  |  |  | -0.056523 | 0 |  |  |  |  | 0 | 0
80081 | GWINDT21A | 4 | South | YES | -0.013729 | 4.4 | 0 | 22 | 0 | 1.025 | Wind | -1 | 0.056523 | 0 | 22 |  |  |  |  | -0.056523 | 0 |  |  |  |  | 0 | 0
80081 | GWINDT21A | 1 | South | YES | -0.013729 | 28.2 | 0 | 94 | 0 | 1.025 | Wind | -1 | 0.056523 | 0 | 94 |  |  |  |  | -0.056523 | 0 |  |  |  |  | 0 | 0
80081 | GWINDT21A | 3 | South | YES | -0.013729 | 8.6 | 0 | 43 | 0 | 1.025 | Wind | -1 | 0.056523 | 0 | 43 |  |  |  |  | -0.056523 | 0 |  |  |  |  | 0 | 0
80081 | GWINDT21A | 2 | South | YES | -0.013729 | 7.2 | 0 | 36 | 0 | 1.025 | Wind | -1 | 0.056523 | 0 | 36 |  |  |  |  | -0.056523 | 0 |  |  |  |  | 0 | 0
80180 | PNSCALT11A | 2 | South | YES | -0.013729 | 10 | 0 | 50 | 0 | 1.025 | Wind | -1 | 0.056523 | 0 | 50 |  |  |  |  | -0.056523 | 0 |  |  |  |  | 0 | 0
80180 | PNSCALT11A | 1 | South | YES | -0.013729 | 43.8 | 0 | 148 | 0 | 1.025 | Wind | -1 | 0.056523 | 0 | 148 |  |  |  |  | -0.056523 | 0 |  |  |  |  | 0 | 0
80181 | PNSCALT21A | 2 | South | YES | -0.013729 | 10 | 0 | 50 | 0 | 1.025 | Wind | -1 | 0.056523 | 0 | 50 |  |  |  |  | -0.056523 | 0 |  |  |  |  | 0 | 0
80181 | PNSCALT21A | 1 | South | YES | -0.013729 | 16.5 | 0 | 55 | 0 | 1.025 | Wind | -1 | 0.056523 | 0 | 55 |  |  |  |  | -0.056523 | 0 |  |  |  |  | 0 | 0
7303 | L_WPPGS12_1Y | 1 | South | YES | -0.014148 | 50 | 0 | 50 | 0 | 1.025 | GGT | -1 | 0.056942 | 50 | 50 |  |  |  |  | -0.056942 | -2.8471 |  |  |  |  | 0 | 0
7303 | L_WPPGS12_1Y | 2 | South | YES | -0.014148 | 50 | 0 | 50 | 0 | 1.025 | GGT | -1 | 0.056942 | 50 | 50 |  |  |  |  | -0.056942 | -2.8471 |  |  |  |  | 0 | 0
7305 | L_WPPGS34_1Y | 3 | South | YES | -0.014148 | 50 | 0 | 50 | 0 | 1.025 | GGT | -1 | 0.056942 | 50 | 50 |  |  |  |  | -0.056942 | -2.8471 |  |  |  |  | 0 | 0
7305 | L_WPPGS34_1Y | 4 | South | YES | -0.014148 | 50 | 0 | 50 | 0 | 1.025 | GGT | -1 | 0.056942 | 50 | 50 |  |  |  |  | -0.056942 | -2.8471 |  |  |  |  | 0 | 0
88198 | BEEVILLE | F | South | YES | -0.014223 | 0 | 0 | 0 | 0 | 1.02 | AVR | -1 | 0.057017 | 0 | 0 |  |  |  |  | -0.057017 | 0 |  |  |  |  | 0 | 0
7809 | L_BASTEN1_3Y | 1 | South | YES | -0.014246 | 232.6 | 42 | 232.6 | 0 | 1.004 | CC | -1 | 0.05704 | 232.6 | 232.6 |  |  |  |  | -0.05704 | -13.2675 |  |  |  |  | 0 | 0
7807 | L_BASTEN1_1Y | 1 | South | YES | -0.014246 | 152.5 | 83.5 | 152.5 | 0 | 1.004 | CC | -1 | 0.05704 | 152.5 | 152.5 |  |  |  |  | -0.05704 | -8.6986 |  |  |  |  | 0 | 0
7808 | L_BASTEN1_2Y | 1 | South | YES | -0.014246 | 149.5 | 83.5 | 149.5 | 0 | 1.004 | CC | -1 | 0.05704 | 149.5 | 149.5 |  |  |  |  | -0.05704 | -8.5275 |  |  |  |  | 0 | 0
8161 | COLETO0A | 1 | South | YES | -0.014377 | 633 | 200 | 633 | 0 | 1.03 | LIGCO | -1 | 0.057171 | 0 | 633 |  |  |  |  | -0.057171 | 0 |  |  |  |  | 0 | 0
8189 | CUECPL2A | 1 | South | YES | -0.015251 | 12 | 0 | 12 | 0 | 1.02 | Cogen | -1 | 0.058045 | 0 | 0 |  |  |  |  | -0.058045 | 0 |  |  |  |  | 0 | 0
7006 | L_SIMGID1_3Y | 3 | South | YES | -0.015524 | 324.9 | 60 | 329 | 0 | 1.02 | GST | -1 | 0.058318 | 329 | 329 |  |  |  |  | -0.058318 | -19.1866 |  |  |  |  | 0 | 0
7005 | L_SIMGID1_2Y | 2 | South | YES | -0.015524 | 133 | 32 | 139 | 0 | 1.02 | GST | -1 | 0.058318 | 139 | 139 |  |  |  |  | -0.058318 | -8.1062 |  |  |  |  | 0 | 0
7004 | L_SIMGID1_1Y | 1 | South | YES | -0.015524 | 132 | 40 | 132 | 0 | 1.02 | GST | -1 | 0.058318 | 132 | 132 |  |  |  |  | -0.058318 | -7.698 |  |  |  |  | 0 | 0
5903 | SANMIGUELGEN | 1 | South | YES | -0.015789 | 396.3 | 180 | 396.3 | 0 | 1.0336 | LIGCO | -1 | 0.058583 | 0 | 396.3 |  |  |  |  | -0.058583 | 0 |  |  |  |  | 0 | 0
7624 | L_LAKEWO9_1Y | 1 | South | YES | -0.016358 | 0 | 0 | 2.4 |  | 1 | Hydro | -1 | 0.059152 | 0 | 0 |  |  |  |  | -0.059152 | 0 |  |  |  |  | 0 | 0
7624 | L_LAKEWO9_1Y | 2 | South | YES | -0.016358 | 0 | 0 | 2.4 |  | 1 | Hydro | -1 | 0.059152 | 0 | 0 |  |  |  |  | -0.059152 | 0 |  |  |  |  | 0 | 0
9005 | DECKR_G6 | 6 | South | YES | -0.016836 | 44 | 24 | 47 | 0 | 1.015 | GGT | -1 | 0.05963 | 47 | 47 |  |  |  |  | -0.05963 | -2.8026 |  |  |  |  | 0 | 0
9003 | DECKR_G4 | 4 | South | YES | -0.016836 | 44 | 24 | 44 | 0 | 1.015 | GGT | -1 | 0.05963 | 44 | 44 |  |  |  |  | -0.05963 | -2.6237 |  |  |  |  | 0 | 0
9004 | DECKR_G5 | 5 | South | YES | -0.016836 | 44 | 24 | 44 | 0 | 1.015 | GGT | -1 | 0.05963 | 44 | 44 |  |  |  |  | -0.05963 | -2.6237 |  |  |  |  | 0 | 0
9002 | DECKR_G3 | 3 | South | YES | -0.016836 | 0 | 24 | 42 |  | 1.015 | GGT | -1 | 0.05963 | 42 | 42 |  |  |  |  | -0.05963 | -2.5045 |  |  |  |  | 0 | 0
7805 | L_GUADGE1_6Y | 6 | South | YES | -0.017063 | 203 | 30 | 203 | 0 | 1.02 | CC | -1 | 0.059857 | 203 | 203 |  |  |  |  | -0.059857 | -12.151 |  |  |  |  | 0 | 0
7804 | L_GUADGE1_5Y | 5 | South | YES | -0.017063 | 182 | 30 | 182 | 0 | 1.02 | CC | -1 | 0.059857 | 182 | 182 |  |  |  |  | -0.059857 | -10.894 |  |  |  |  | 0 | 0
7803 | L_GUADGE1_4Y | 4 | South | YES | -0.017063 | 149 | 30 | 149 | 0 | 1.02 | CC | -1 | 0.059857 | 149 | 149 |  |  |  |  | -0.059857 | -8.9187 |  |  |  |  | 0 | 0
7800 | L_GUADGE1_1Y | 1 | South | YES | -0.017063 | 147 | 30 | 147 | 0 | 1.02 | CC | -1 | 0.059857 | 147 | 147 |  |  |  |  | -0.059857 | -8.799 |  |  |  |  | 0 | 0
7802 | L_GUADGE1_3Y | 3 | South | YES | -0.017063 | 146 | 30 | 146 | 0 | 1.02 | CC | -1 | 0.059857 | 146 | 146 |  |  |  |  | -0.059857 | -8.7391 |  |  |  |  | 0 | 0
7801 | L_GUADGE1_2Y | 2 | South | YES | -0.017063 | 138 | 30 | 138 | 0 | 1.02 | CC | -1 | 0.059857 | 138 | 138 |  |  |  |  | -0.059857 | -8.2603 |  |  |  |  | 0 | 0
7813 | L_RIONOG1S1Y | 4 | South | YES | -0.017105 | 293 | 0 | 293 | 0 | 1.02 | CC | -1 | 0.059899 | 293 | 293 |  |  |  |  | -0.059899 | -17.5504 |  |  |  |  | 0 | 0
7812 | L_RIONOG1G3Y | 3 | South | YES | -0.017105 | 154 | 0 | 154 | 0 | 1.02 | CC | -1 | 0.059899 | 154 | 154 |  |  |  |  | -0.059899 | -9.2244 |  |  |  |  | 0 | 0
7810 | L_RIONOG1G1Y | 1 | South | YES | -0.017105 | 148 | 0 | 148 | 0 | 1.02 | CC | -1 | 0.059899 | 148 | 148 |  |  |  |  | -0.059899 | -8.865 |  |  |  |  | 0 | 0
7811 | L_RIONOG1G2Y | 2 | South | YES | -0.017105 | 148 | 0 | 148 | 0 | 1.02 | CC | -1 | 0.059899 | 148 | 148 |  |  |  |  | -0.059899 | -8.865 |  |  |  |  | 0 | 0
9020 | SANDHG5A | 5A | South | YES | -0.017211 | 150 | 84 | 155 | 0 | 1.0175 | CC | -1 | 0.060005 | 155 | 155 |  |  |  |  | -0.060005 | -9.3008 |  |  |  |  | 0 | 0
9021 | SANDHG5C | 5C | South | YES | -0.017211 | 140 | 0 | 148 | 0 | 1.0175 | CC | -1 | 0.060005 | 148 | 148 |  |  |  |  | -0.060005 | -8.8807 |  |  |  |  | 0 | 0
9016 | SANDH_G1 | 1 | South | YES | -0.017211 | 45 | 2 | 49 | 0 | 1.0175 | GGT | -1 | 0.060005 | 49 | 49 |  |  |  |  | -0.060005 | -2.9402 |  |  |  |  | 0 | 0
9019 | SANDH_G4 | 4 | South | YES | -0.017211 | 0 | 2 | 47 |  | 1.0175 | GGT | -1 | 0.060005 | 47 | 47 |  |  |  |  | -0.060005 | -2.8202 |  |  |  |  | 0 | 0
9017 | SANDH_G2 | 2 | South | YES | -0.017211 | 45 | 2 | 46 | 0 | 1.0175 | GGT | -1 | 0.060005 | 46 | 46 |  |  |  |  | -0.060005 | -2.7602 |  |  |  |  | 0 | 0
9018 | SANDH_G3 | 3 | South | YES | -0.017211 | 45 | 2 | 46 | 0 | 1.0175 | GGT | -1 | 0.060005 | 46 | 46 |  |  |  |  | -0.060005 | -2.7602 |  |  |  |  | 0 | 0
7017 | L_HAYSEN1_4Y | 4 | South | YES | -0.017249 | 226.7 | 74 | 226.7 | 0 | 1.008 | CC | -1 | 0.060043 | 226.7 | 226.7 |  |  |  |  | -0.060043 | -13.6117 |  |  |  |  | 0 | 0
7015 | L_HAYSEN1_2Y | 2 | South | YES | -0.017249 | 225 | 74 | 225 | 0 | 1.008 | CC | -1 | 0.060043 | 225 | 225 |  |  |  |  | -0.060043 | -13.5097 |  |  |  |  | 0 | 0
7016 | L_HAYSEN1_3Y | 3 | South | YES | -0.017249 | 224.6 | 74 | 224.6 | 0 | 1.008 | CC | -1 | 0.060043 | 224.6 | 224.6 |  |  |  |  | -0.060043 | -13.4856 |  |  |  |  | 0 | 0
7014 | L_HAYSEN1_1Y | 1 | South | YES | -0.017249 | 223.9 | 74 | 223.9 | 0 | 1.008 | CC | -1 | 0.060043 | 223.9 | 223.9 |  |  |  |  | -0.060043 | -13.4436 |  |  |  |  | 0 | 0
9001 | DECKR_G2 | 2 | South | YES | -0.017252 | 400 | 50 | 426 | 0 | 1.015 | GST | -1 | 0.060046 | 426 | 426 |  |  |  |  | -0.060046 | -25.5796 |  |  |  |  | 0 | 0
9000 | DECKR_G1 | 1 | South | YES | -0.017252 | 280 | 50 | 321 | 0 | 1.015 | GST | -1 | 0.060046 | 321 | 321 |  |  |  |  | -0.060046 | -19.2747 |  |  |  |  | 0 | 0
7605 | L_MCQUEE9_1Y | 1 | South | YES | -0.017394 | 0 | 0 | 2.4 |  | 1.025 | Hydro | -1 | 0.060188 | 0 | 0 |  |  |  |  | -0.060188 | 0 |  |  |  |  | 0 | 0
7605 | L_MCQUEE9_1Y | 2 | South | YES | -0.017394 | 0 | 0 | 2.4 |  | 1.025 | Hydro | -1 | 0.060188 | 0 | 0 |  |  |  |  | -0.060188 | 0 |  |  |  |  | 0 | 0
7605 | L_MCQUEE9_1Y | 3 | South | YES | -0.017394 | 0 | 0 | 2.8 |  | 1.025 | Hydro | -1 | 0.060188 | 0 | 0 |  |  |  |  | -0.060188 | 0 |  |  |  |  | 0 | 0
7609 | L_SCHUMA8_1Y | 1 | South | YES | -0.01774 | 0 | 0 | 4 |  | 1 | Hydro | -1 | 0.060534 | 0 | 0 |  |  |  |  | -0.060534 | 0 |  |  |  |  | 0 | 0
5401 | CALAVER_JKS1 | 1 | South | YES | -0.017786 | 562 | 100 | 562 | 0 | 1.026 | LIGCO | -1 | 0.06058 | 0 | 562 |  |  |  |  | -0.06058 | 0 |  |  |  |  | 0 | 0
5027 | BRAUNIG_VHB2 | 2 | South | YES | -0.017874 | 216 | 40 | 216 | 0 | 1.0192 | GST | -1 | 0.060668 | 216 | 216 |  |  |  |  | -0.060668 | -13.1043 |  |  |  |  | 0 | 0
5026 | BRAUNIG_VHB1 | 1 | South | YES | -0.017874 | 215 | 40 | 215 | 0 | 1.0192 | GST | -1 | 0.060668 | 215 | 215 |  |  |  |  | -0.060668 | -13.0436 |  |  |  |  | 0 | 0
5265 | LEON_LCP4G4 | 4 | South | YES | -0.017903 | 89 | 25 | 89 | 0 | 1.0197 | GST | -1 | 0.060697 | 89 | 89 |  |  |  |  | -0.060697 | -5.402 |  |  |  |  | 0 | 0
5264 | LEON_LCP3G3 | 3 | South | YES | -0.017903 | 0 | 20 | 58 |  | 1.0197 | GST | -1 | 0.060697 | 58 | 58 |  |  |  |  | -0.060697 | -3.5204 |  |  |  |  | 0 | 0
5269 | LEON_LCPCT4 | 4 | South | YES | -0.017903 | 45 | 24 | 45 | 0 | 1.0197 | GGT | -1 | 0.060697 | 45 | 45 |  |  |  |  | -0.060697 | -2.7314 |  |  |  |  | 0 | 0
5266 | LEON_LCPCT1 | 1 | South | YES | -0.017903 | 44 | 24 | 44 | 0 | 1.0197 | GGT | -1 | 0.060697 | 44 | 44 |  |  |  |  | -0.060697 | -2.6707 |  |  |  |  | 0 | 0
5267 | LEON_LCPCT2 | 2 | South | YES | -0.017903 | 44 | 24 | 44 | 0 | 1.0197 | GGT | -1 | 0.060697 | 44 | 44 |  |  |  |  | -0.060697 | -2.6707 |  |  |  |  | 0 | 0
5268 | LEON_LCPCT3 | 3 | South | YES | -0.017903 | 43 | 24 | 43 | 0 | 1.0197 | GGT | -1 | 0.060697 | 43 | 43 |  |  |  |  | -0.060697 | -2.61 |  |  |  |  | 0 | 0
7020 | L_AUSTPL1_1Y | 1 | South | YES | -0.017922 | 0 | 0 | 8 |  | 1 | Hydro | -1 | 0.060716 | 0 | 0 |  |  |  |  | -0.060716 | 0 |  |  |  |  | 0 | 0
7020 | L_AUSTPL1_1Y | 2 | South | YES | -0.017922 | 0 | 0 | 8 |  | 1 | Hydro | -1 | 0.060716 | 0 | 0 |  |  |  |  | -0.060716 | 0 |  |  |  |  | 0 | 0
5396 | CALAVER_OWS1 | 1 | South | YES | -0.017955 | 418 | 80 | 418 | 0 | 1.0192 | GST | -1 | 0.060749 | 418 | 418 |  |  |  |  | -0.060749 | -25.3931 |  |  |  |  | 0 | 0
5397 | CALAVER_OWS2 | 2 | South | YES | -0.017955 | 400 | 80 | 400 | 0 | 1.0192 | GST | -1 | 0.060749 | 400 | 400 |  |  |  |  | -0.060749 | -24.2996 |  |  |  |  | 0 | 0
5439 | TUTTL_WBT4G4 | 4 | South | YES | -0.017967 | 151 | 40 | 151 | 0 | 1.012 | GST | -1 | 0.060761 | 151 | 151 |  |  |  |  | -0.060761 | -9.1749 |  |  |  |  | 0 | 0
5438 | TUTTL_WBT3G3 | 3 | South | YES | -0.017967 | 95 | 25 | 95 | 0 | 1.012 | GST | -1 | 0.060761 | 95 | 95 |  |  |  |  | -0.060761 | -5.7723 |  |  |  |  | 0 | 0
5436 | TUTTL_WBT1G1 | 1 | South | YES | -0.017967 | 48.8 | 20 | 61 | 0 | 1.012 | GST | -1 | 0.060761 | 61 | 61 |  |  |  |  | -0.060761 | -3.7064 |  |  |  |  | 0 | 0
5028 | BRAUNIG_VHB3 | 3 | South | YES | -0.018075 | 407 | 60 | 407 | 0 | 1.0138 | GST | -1 | 0.060869 | 407 | 407 |  |  |  |  | -0.060869 | -24.7737 |  |  |  |  | 0 | 0
5111 | CALAVER_JTD1 | 1 | South | YES | -0.018084 | 430 | 80 | 430 | 0 | 1.0138 | LIGCO | -1 | 0.060878 | 0 | 430 |  |  |  |  | -0.060878 | 0 |  |  |  |  | 0 | 0
5112 | CALAVER_JTD2 | 2 | South | YES | -0.018084 | 430 | 80 | 430 | 0 | 1.0138 | LIGCO | -1 | 0.060878 | 0 | 430 |  |  |  |  | -0.060878 | 0 |  |  |  |  | 0 | 0
5477 | BRA_AVR1_ST | 1 | South | YES | -0.018252 | 174 | 138 | 174 | 0 | 1.025 | CC | -1 | 0.061046 | 174 | 174 |  |  |  |  | -0.061046 | -10.622 |  |  |  |  | 0 | 0
5476 | BRA_AVR1_CT1 | 1 | South | YES | -0.018252 | 155 | 90 | 155 | 0 | 1.025 | CC | -1 | 0.061046 | 155 | 155 |  |  |  |  | -0.061046 | -9.4621 |  |  |  |  | 0 | 0
5478 | BRA_AVR1_CT2 | 1 | South | YES | -0.018252 | 155 | 90 | 155 | 0 | 1.025 | CC | -1 | 0.061046 | 155 | 155 |  |  |  |  | -0.061046 | -9.4621 |  |  |  |  | 0 | 0
7487 | L_CANYHY8_1Y | 1 | South | YES | -0.020176 | 0 | 0 | 6 |  | 1 | Hydro | -1 | 0.06297 | 0 | 0 |  |  |  |  | -0.06297 | 0 |  |  |  |  | 0 | 0
7031 | L_MARSFO1G1Y | 1 | South | YES | -0.024606 | 0 | 0 | 36 |  | 1 | Hydro | -1 | 0.0674 | 0 | 0 |  |  |  |  | -0.0674 | 0 |  |  |  |  | 0 | 0
7032 | L_MARSFO1G2Y | 2 | South | YES | -0.024606 | 0 | 0 | 35 |  | 1 | Hydro | -1 | 0.0674 | 0 | 0 |  |  |  |  | -0.0674 | 0 |  |  |  |  | 0 | 0
7033 | L_MARSFO1G3Y | 3 | South | YES | -0.024606 | 0 | 0 | 36 |  | 1 | Hydro | -1 | 0.0674 | 0 | 0 |  |  |  |  | -0.0674 | 0 |  |  |  |  | 0 | 0
7022 | L_BUCHAN1_1Y | 1 | South | YES | -0.038294 | 0 | 0 | 18 |  | 1 | Hydro | -1 | 0.081088 | 0 | 0 |  |  |  |  | -0.081088 | 0 |  |  |  |  | 0 | 0
7023 | L_BUCHAN1_2Y | 2 | South | YES | -0.038294 | 0 | 0 | 18 |  | 1 | Hydro | -1 | 0.081088 | 0 | 0 |  |  |  |  | -0.081088 | 0 |  |  |  |  | 0 | 0
7024 | L_BUCHAN1_3Y | 3 | South | YES | -0.038294 | 0 | 0 | 15 |  | 1 | Hydro | -1 | 0.081088 | 0 | 0 |  |  |  |  | -0.081088 | 0 |  |  |  |  | 0 | 0
7028 | L_MARBFA1_1Y | 1 | South | YES | -0.040492 | 0 | 0 | 18 |  | 1 | Hydro | -1 | 0.083286 | 0 | 0 |  |  |  |  | -0.083286 | 0 |  |  |  |  | 0 | 0
7029 | L_MARBFA1_2Y | 2 | South | YES | -0.040492 | 0 | 0 | 18 |  | 1 | Hydro | -1 | 0.083286 | 0 | 0 |  |  |  |  | -0.083286 | 0 |  |  |  |  | 0 | 0
7035 | L_WIRTZ_1G1Y | 1 | South | YES | -0.044985 | 0 | 0 | 29 |  | 1 | Hydro | -1 | 0.087779 | 0 | 0 |  |  |  |  | -0.087779 | 0 |  |  |  |  | 0 | 0
7036 | L_WIRTZ_1G2Y | 2 | South | YES | -0.044985 | 0 | 0 | 29.7 |  | 1 | Hydro | -1 | 0.087779 | 0 | 0 |  |  |  |  | -0.087779 | 0 |  |  |  |  | 0 | 0
7000 | L_FERGUS1_1Y | 1 | South | YES | -0.048172 | 400 | 65 | 423.3 | 0 | 1.015 | GSC | -1 | 0.090966 | 423.3 | 423.3 |  |  |  |  | -0.090966 | -38.5059 |  |  |  |  | 0 | 0
7026 | L_INKSDA1_1Y | 1 | South | YES | -0.059721 | 0 | 0 | 13.7 |  | 1 | Hydro | -1 | 0.10251 | 0 | 0 |  |  |  |  | -0.10251 | 0 |  |  |  |  | 0 | 0
[26 empty] | 0 | 0
[26 empty] | 0 | 0
[26 empty] | 0 | 0
[26 empty] | 0 | 0
[26 empty] | 0 | 0
[26 empty] | 0 | 0
[26 empty] | 0 | 0
[26 empty] | 0 | 0
[26 empty] | 0 | 0
[26 empty] | 0 | 0
[26 empty] | 0 | 0
[26 empty] | 0 | 0
[26 empty] | 0 | 0
[26 empty] | 0 | 0
[26 empty] | 0 | 0
[26 empty] | 0 | 0
[26 empty] | 0 | 0
[26 empty] | 0 | 0
[26 empty] | 0 | 0
[26 empty] | 0 | 0
[26 empty] | 0 | 0
[26 empty] | 0 | 0
[26 empty] | 0 | 0
[26 empty] | 0 | 0
[26 empty] | 0 | 0
[26 empty] | 0 | 0
[26 empty] | 0 | 0
[26 empty] | 0 | 0
[26 empty] | 0 | 0
[26 empty] | 0 | 0
[26 empty] | 0 | 0
[26 empty] | 0 | 0
[26 empty] | 0 | 0
[26 empty] | 0 | 0
[26 empty] | 0 | 0
[26 empty] | 0 | 0
[26 empty] | 0 | 0
[26 empty] | 0 | 0
[26 empty] | 0 | 0
[26 empty] | 0 | 0
[26 empty] | 0 | 0
[26 empty] | 0 | 0
[26 empty] | 0 | 0
[26 empty] | 0 | 0
[26 empty] | 0 | 0
[26 empty] | 0 | 0
[26 empty] | 0 | 0
[26 empty] | 0 | 0
[26 empty] | 0 | 0
[26 empty] | 0 | 0
[26 empty] | 0 | 0
[26 empty] | 0 | 0
[26 empty] | 0 | 0
[26 empty] | 0 | 0
[26 empty] | 0 | 0
[26 empty] | 0 | 0
[26 empty] | 0 | 0
[26 empty] | 0 | 0
[26 empty] | 0 | 0
[26 empty] | 0 | 0
[26 empty] | 0 | 0
[26 empty] | 0 | 0
[26 empty] | 0 | 0
[26 empty] | 0 | 0
[26 empty] | 0 | 0
[26 empty] | 0 | 0
[26 empty] | 0 | 0
[26 empty] | 0 | 0
[26 empty] | 0 | 0
[26 empty] | 0 | 0
[26 empty] | 0 | 0
[26 empty] | 0 | 0
[26 empty] | 0 | 0
[26 empty] | 0 | 0
[26 empty] | 0 | 0
[26 empty] | 0 | 0
[26 empty] | 0 | 0
[26 empty] | 0 | 0
[26 empty] | 0 | 0
[26 empty] | 0 | 0
[26 empty] | 0 | 0
[26 empty] | 0 | 0
[26 empty] | 0 | 0
[26 empty] | 0 | 0
[26 empty] | 0 | 0
[26 empty] | 0 | 0
[26 empty] | 0 | 0
[26 empty] | 0 | 0
[26 empty] | 0 | 0
[26 empty] | 0 | 0
[26 empty] | 0 | 0
[26 empty] | 0 | 0
[26 empty] | 0 | 0
[26 empty] | 0 | 0
[26 empty] | 0 | 0
[26 empty] | 0 | 0
[26 empty] | 0 | 0
[26 empty] | 0 | 0
[26 empty] | 0 | 0
[26 empty] | 0 | 0
[26 empty] | 0 | 0
[26 empty] | 0 | 0
[26 empty] | 0 | 0
[26 empty] | 0 | 0
[26 empty] | 0 | 0
[26 empty] | 0 | 0
[26 empty] | 0 | 0
[26 empty] | 0 | 0
[26 empty] | 0 | 0
[26 empty] | 0 | 0
[26 empty] | 0 | 0
[26 empty] | 0 | 0
[26 empty] | 0 | 0
[26 empty] | 0 | 0
[26 empty] | 0 | 0
[26 empty] | 0 | 0
[26 empty] | 0 | 0
[26 empty] | 0 | 0
[26 empty] | 0 | 0
[26 empty] | 0 | 0
[26 empty] | 0 | 0
[26 empty] | 0 | 0
[26 empty] | 0 | 0
[26 empty] | 0 | 0
[26 empty] | 0 | 0
[26 empty] | 0 | 0
[26 empty] | 0 | 0
[26 empty] | 0 | 0
[26 empty] | 0 | 0
[26 empty] | 0 | 0
[26 empty] | 0 | 0
[26 empty] | 0 | 0
[26 empty] | 0 | 0
[26 empty] | 0 | 0
[26 empty] | 0 | 0
[26 empty] | 0 | 0
[26 empty] | 0 | 0
[26 empty] | 0 | 0
[26 empty] | 0 | 0
[26 empty] | 0 | 0
[26 empty] | 0 | 0
[26 empty] | 0 | 0
[26 empty] | 0 | 0
[26 empty] | 0 | 0
[26 empty] | 0 | 0
[26 empty] | 0 | 0
[26 empty] | 0 | 0
[26 empty] | 0 | 0
[26 empty] | 0 | 0
[26 empty] | 0 | 0
[26 empty] | 0 | 0
[26 empty] | 0 | 0
[26 empty] | 0 | 0
[26 empty] | 0 | 0
[26 empty] | 0 | 0
[26 empty] | 0 | 0
[26 empty] | 0 | 0
[26 empty] | 0 | 0
[26 empty] | 0 | 0
[26 empty] | 0 | 0
[26 empty] | 0 | 0
[26 empty] | 0 | 0
[26 empty] | 0 | 0
[26 empty] | 0 | 0
[26 empty] | 0 | 0
[26 empty] | 0 | 0
[26 empty] | 0 | 0
[26 empty] | 0 | 0
[26 empty] | 0 | 0
[26 empty] | 0 | 0
[26 empty] | 0 | 0
[26 empty] | 0 | 0
[26 empty] | 0 | 0
[26 empty] | 0 | 0
[26 empty] | 0 | 0
[26 empty] | 0 | 0
[26 empty] | 0 | 0
[26 empty] | 0 | 0
[26 empty] | 0 | 0
[26 empty] | 0 | 0
[26 empty] | 0 | 0
[26 empty] | 0 | 0
[26 empty] | 0 | 0
[26 empty] | 0 | 0
[26 empty] | 0 | 0
[26 empty] | 0 | 0
[26 empty] | 0 | 0
[26 empty] | 0 | 0
[26 empty] | 0 | 0
[26 empty] | 0 | 0
[26 empty] | 0 | 0
[26 empty] | 0 | 0
[26 empty] | 0 | 0
[26 empty] | 0 | 0
[26 empty] | 0 | 0
[26 empty] | 0 | 0
[26 empty] | 0 | 0
[26 empty] | 0 | 0
[26 empty] | 0 | 0
[26 empty] | 0 | 0
[26 empty] | 0 | 0
[26 empty] | 0 | 0
[26 empty] | 0 | 0
[26 empty] | 0 | 0
[26 empty] | 0 | 0
[26 empty] | 0 | 0
[26 empty] | 0 | 0
[26 empty] | 0 | 0
[26 empty] | 0 | 0
[26 empty] | 0 | 0
[26 empty] | 0 | 0
[26 empty] | 0 | 0
[26 empty] | 0 | 0
[26 empty] | 0 | 0
[26 empty] | 0 | 0
[26 empty] | 0 | 0
[26 empty] | 0 | 0
[26 empty] | 0 | 0
[26 empty] | 0 | 0
[26 empty] | 0 | 0
[26 empty] | 0 | 0
[26 empty] | 0 | 0
[26 empty] | 0 | 0
[26 empty] | 0 | 0
[26 empty] | 0 | 0
[26 empty] | 0 | 0
[26 empty] | 0 | 0
[26 empty] | 0 | 0
[26 empty] | 0 | 0
[26 empty] | 0 | 0
[26 empty] | 0 | 0
[26 empty] | 0 | 0
[26 empty] | 0 | 0
[26 empty] | 0 | 0
[26 empty] | 0 | 0
[26 empty] | 0 | 0
[26 empty] | 0 | 0
[26 empty] | 0 | 0
[26 empty] | 0 | 0
[26 empty] | 0 | 0
[26 empty] | 0 | 0
[26 empty] | 0 | 0
[26 empty] | 0 | 0
[26 empty] | 0 | 0
[26 empty] | 0 | 0
[26 empty] | 0 | 0
[26 empty] | 0 | 0
[26 empty] | 0 | 0
[26 empty] | 0 | 0
[26 empty] | 0 | 0
[26 empty] | 0 | 0
[26 empty] | 0 | 0
[26 empty] | 0 | 0
[26 empty] | 0 | 0
[26 empty] | 0 | 0
[26 empty] | 0 | 0
[26 empty] | 0 | 0
[26 empty] | 0 | 0
[26 empty] | 0 | 0
[26 empty] | 0 | 0
[26 empty] | 0 | 0
[26 empty] | 0 | 0
[26 empty] | 0 | 0
[26 empty] | 0 | 0
[26 empty] | 0 | 0
[26 empty] | 0 | 0
[26 empty] | 0 | 0
[26 empty] | 0 | 0
[26 empty] | 0 | 0
[26 empty] | 0 | 0
[26 empty] | 0 | 0
[26 empty] | 0 | 0
[26 empty] | 0 | 0
[26 empty] | 0 | 0
[26 empty] | 0 | 0
[26 empty] | 0 | 0
[26 empty] | 0 | 0
[26 empty] | 0 | 0
[26 empty] | 0 | 0
[26 empty] | 0 | 0
[26 empty] | 0 | 0
[26 empty] | 0 | 0
[26 empty] | 0 | 0
[26 empty] | 0 | 0
[26 empty] | 0 | 0
[26 empty] | 0 | 0
[26 empty] | 0 | 0
[26 empty] | 0 | 0
[26 empty] | 0 | 0
[26 empty] | 0 | 0
[26 empty] | 0 | 0
[26 empty] | 0 | 0
[26 empty] | 0 | 0
[26 empty] | 0 | 0
[26 empty] | 0 | 0
[26 empty] | 0 | 0
[26 empty] | 0 | 0
[26 empty] | 0 | 0
[26 empty] | 0 | 0
[26 empty] | 0 | 0
[26 empty] | 0 | 0
[26 empty] | 0 | 0
[26 empty] | 0 | 0
[26 empty] | 0 | 0
[26 empty] | 0 | 0
[26 empty] | 0 | 0
[26 empty] | 0 | 0
[26 empty] | 0 | 0
[26 empty] | 0 | 0
[26 empty] | 0 | 0
[26 empty] | 0 | 0
[26 empty] | 0 | 0
[26 empty] | 0 | 0
[26 empty] | 0 | 0
[26 empty] | 0 | 0
[26 empty] | 0 | 0
[26 empty] | 0 | 0
[26 empty] | 0 | 0
[26 empty] | 0 | 0
[26 empty] | 0 | 0
[26 empty] | 0 | 0
[26 empty] | 0 | 0
[26 empty] | 0 | 0
[26 empty] | 0 | 0
[26 empty] | 0 | 0
[26 empty] | 0 | 0
[26 empty] | 0 | 0
[26 empty] | 0 | 0
[26 empty] | 0 | 0
[26 empty] | 0 | 0
[26 empty] | 0 | 0
[26 empty] | 0 | 0
[26 empty] | 0 | 0
[26 empty] | 0 | 0
[26 empty] | 0 | 0
[26 empty] | 0 | 0
[26 empty] | 0 | 0
[26 empty] | 0 | 0
[26 empty] | 0 | 0
[26 empty] | 0 | 0
[26 empty] | 0 | 0
[26 empty] | 0 | 0
[26 empty] | 0 | 0
[26 empty] | 0 | 0
[26 empty] | 0 | 0
[26 empty] | 0 | 0
[26 empty] | 0 | 0
[26 empty] | 0 | 0
[26 empty] | 0 | 0
[26 empty] | 0 | 0
[26 empty] | 0 | 0
[26 empty] | 0 | 0
[26 empty] | 0 | 0
[26 empty] | 0 | 0
[26 empty] | 0 | 0
[26 empty] | 0 | 0
[26 empty] | 0 | 0
[26 empty] | 0 | 0
[26 empty] | 0 | 0
[26 empty] | 0 | 0
[26 empty] | 0 | 0
[26 empty] | 0 | 0
[26 empty] | 0 | 0
[26 empty] | 0 | 0
[26 empty] | 0 | 0
[26 empty] | 0 | 0
[26 empty] | 0 | 0
[26 empty] | 0 | 0
[26 empty] | 0 | 0
[26 empty] | 0 | 0
[26 empty] | 0 | 0
[26 empty] | 0 | 0
[26 empty] | 0 | 0
[26 empty] | 0 | 0
[26 empty] | 0 | 0
[26 empty] | 0 | 0
[26 empty] | 0 | 0
[26 empty] | 0 | 0
[26 empty] | 0 | 0
[26 empty] | 0 | 0
[26 empty] | 0 | 0
[26 empty] | 0 | 0
[26 empty] | 0 | 0
[26 empty] | 0 | 0
[26 empty] | 0 | 0
[26 empty] | 0 | 0
[26 empty] | 0 | 0
[26 empty] | 0 | 0
[26 empty] | 0 | 0
[26 empty] | 0 | 0
[26 empty] | 0 | 0
[26 empty] | 0 | 0
[26 empty] | 0 | 0
[26 empty] | 0 | 0
[26 empty] | 0 | 0
[26 empty] | 0 | 0
[26 empty] | 0 | 0
[26 empty] | 0 | 0
[26 empty] | 0 | 0
[26 empty] | 0 | 0
[26 empty] | 0 | 0
[26 empty] | 0 | 0
[26 empty] | 0 | 0
[26 empty] | 0 | 0
[26 empty] | 0 | 0
[26 empty] | 0 | 0
[26 empty] | 0 | 0
[26 empty] | 0 | 0
[26 empty] | 0 | 0
[26 empty] | 0 | 0
[26 empty] | 0 | 0
[26 empty] | 0 | 0
[26 empty] | 0 | 0
[26 empty] | 0 | 0
[26 empty] | 0 | 0
[26 empty] | 0 | 0
[26 empty] | 0 | 0
[26 empty] | 0 | 0
[26 empty] | 0 | 0
[26 empty] | 0 | 0
[26 empty] | 0 | 0
[26 empty] | 0 | 0
[26 empty] | 0 | 0
[26 empty] | 0 | 0
[26 empty] | 0 | 0
[26 empty] | 0 | 0
[26 empty] | 0 | 0
[26 empty] | 0 | 0
[26 empty] | 0 | 0
[26 empty] | 0 | 0
[26 empty] | 0 | 0
[26 empty] | 0 | 0
[26 empty] | 0 | 0
[26 empty] | 0 | 0
[26 empty] | 0 | 0
[26 empty] | 0 | 0
[26 empty] | 0 | 0
[26 empty] | 0 | 0
[26 empty] | 0 | 0
[26 empty] | 0 | 0
[26 empty] | 0 | 0
[26 empty] | 0 | 0
[26 empty] | 0 | 0
[26 empty] | 0 | 0
[26 empty] | 0 | 0
[26 empty] | 0 | 0
[26 empty] | 0 | 0
[26 empty] | 0 | 0
[26 empty] | 0 | 0
[26 empty] | 0 | 0
[26 empty] | 0 | 0
[26 empty] | 0 | 0
[26 empty] | 0 | 0
[26 empty] | 0 | 0
[26 empty] | 0 | 0
[26 empty] | 0 | 0
[26 empty] | 0 | 0
[26 empty] | 0 | 0
[26 empty] | 0 | 0
[26 empty] | 0 | 0
[26 empty] | 0 | 0
[26 empty] | 0 | 0
[26 empty] | 0 | 0
[26 empty] | 0 | 0
[26 empty] | 0 | 0
[26 empty] | 0 | 0
[26 empty] | 0 | 0
[26 empty] | 0 | 0
[26 empty] | 0 | 0
[26 empty] | 0 | 0
[26 empty] | 0 | 0
[26 empty] | 0 | 0
[26 empty] | 0 | 0
[26 empty] | 0 | 0
[26 empty] | 0 | 0
[26 empty] | 0 | 0
[26 empty] | 0 | 0
[26 empty] | 0 | 0
[26 empty] | 0 | 0
[26 empty] | 0 | 0
[26 empty] | 0 | 0
[26 empty] | 0 | 0
[26 empty] | 0 | 0
[26 empty] | 0 | 0
[26 empty] | 0 | 0
[26 empty] | 0 | 0
[26 empty] | 0 | 0
[26 empty] | 0 | 0
[26 empty] | 0 | 0
[26 empty] | 0 | 0
[26 empty] | 0 | 0
[26 empty] | 0 | 0
[26 empty] | 0 | 0
[26 empty] | 0 | 0
[26 empty] | 0 | 0
[26 empty] | 0 | 0
[26 empty] | 0 | 0
[26 empty] | 0 | 0
[26 empty] | 0 | 0
[26 empty] | 0 | 0
[26 empty] | 0 | 0
[26 empty] | 0 | 0
[26 empty] | 0 | 0
[26 empty] | 0 | 0
[26 empty] | 0 | 0
[26 empty] | 0 | 0
[26 empty] | 0 | 0
[26 empty] | 0 | 0
[26 empty] | 0 | 0
[26 empty] | 0 | 0
[26 empty] | 0 | 0
[26 empty] | 0 | 0
[26 empty] | 0 | 0
[26 empty] | 0 | 0
[26 empty] | 0 | 0
[26 empty] | 0 | 0
[26 empty] | 0 | 0
[26 empty] | 0 | 0
[26 empty] | 0 | 0
[26 empty] | 0 | 0
[26 empty] | 0 | 0
[26 empty] | 0 | 0
[26 empty] | 0 | 0
[26 empty] | 0 | 0
[26 empty] | 0 | 0
[26 empty] | 0 | 0
[26 empty] | 0 | 0
[26 empty] | 0 | 0
[26 empty] | 0 | 0
[26 empty] | 0 | 0
[26 empty] | 0 | 0
[26 empty] | 0 | 0
[26 empty] | 0 | 0
[26 empty] | 0 | 0
[26 empty] | 0 | 0
[26 empty] | 0 | 0
[26 empty] | 0 | 0
[26 empty] | 0 | 0
[26 empty] | 0 | 0
[26 empty] | 0 | 0
[26 empty] | 0 | 0
[26 empty] | 0 | 0
[26 empty] | 0 | 0
[26 empty] | 0 | 0
[26 empty] | 0 | 0
[26 empty] | 0 | 0
[26 empty] | 0 | 0
[26 empty] | 0 | 0
[26 empty] | 0 | 0
[26 empty] | 0 | 0
[26 empty] | 0 | 0
[26 empty] | 0 | 0
[26 empty] | 0 | 0
[26 empty] | 0 | 0
[26 empty] | 0 | 0
[26 empty] | 0 | 0
[26 empty] | 0 | 0
[26 empty] | 0 | 0
[26 empty] | 0 | 0
[26 empty] | 0 | 0
[26 empty] | 0 | 0
[26 empty] | 0 | 0
[26 empty] | 0 | 0
[26 empty] | 0 | 0
[26 empty] | 0 | 0
[26 empty] | 0 | 0
[26 empty] | 0 | 0
[26 empty] | 0 | 0
[26 empty] | 0 | 0
[26 empty] | 0 | 0
[26 empty] | 0 | 0
[26 empty] | 0 | 0
[26 empty] | 0 | 0
[26 empty] | 0 | 0
[26 empty] | 0 | 0
[26 empty] | 0 | 0
[26 empty] | 0 | 0
[26 empty] | 0 | 0
[26 empty] | 0 | 0
[26 empty] | 0 | 0
[26 empty] | 0 | 0
[26 empty] | 0 | 0
[26 empty] | 0 | 0
[26 empty] | 0 | 0
[26 empty] | 0 | 0
[26 empty] | 0 | 0
[26 empty] | 0 | 0
[26 empty] | 0 | 0
[26 empty] | 0 | 0
[26 empty] | 0 | 0
[26 empty] | 0 | 0
[26 empty] | 0 | 0
[26 empty] | 0 | 0
[26 empty] | 0 | 0
[26 empty] | 0 | 0
[26 empty] | 0 | 0
[26 empty] | 0 | 0
[26 empty] | 0 | 0
[26 empty] | 0 | 0
[26 empty] | 0 | 0
[26 empty] | 0 | 0
[26 empty] | 0 | 0
[26 empty] | 0 | 0
[26 empty] | 0 | 0
[26 empty] | 0 | 0
[26 empty] | 0 | 0
[26 empty] | 0 | 0
[26 empty] | 0 | 0
[26 empty] | 0 | 0
[26 empty] | 0 | 0
[26 empty] | 0 | 0
[26 empty] | 0 | 0
[26 empty] | 0 | 0
[26 empty] | 0 | 0
[26 empty] | 0 | 0
[26 empty] | 0 | 0
[26 empty] | 0 | 0
[26 empty] | 0 | 0
[26 empty] | 0 | 0
[26 empty] | 0 | 0
[26 empty] | 0 | 0
[26 empty] | 0 | 0
[26 empty] | 0 | 0
[26 empty] | 0 | 0
[26 empty] | 0 | 0
[26 empty] | 0 | 0
[26 empty] | 0 | 0
[26 empty] | 0 | 0
[26 empty] | 0 | 0
[26 empty] | 0 | 0
[26 empty] | 0 | 0
[26 empty] | 0 | 0
[26 empty] | 0 | 0
[26 empty] | 0 | 0
[26 empty] | 0 | 0
[26 empty] | 0 | 0
[26 empty] | 0 | 0
[26 empty] | 0 | 0
[26 empty] | 0 | 0
[26 empty] | 0 | 0
[26 empty] | 0 | 0
[26 empty] | 0 | 0
[26 empty] | 0 | 0
[26 empty] | 0 | 0
[26 empty] | 0 | 0
[26 empty] | 0 | 0
[26 empty] | 0 | 0
[26 empty] | 0 | 0
[26 empty] | 0 | 0
[26 empty] | 0 | 0
[26 empty] | 0 | 0
[26 empty] | 0 | 0
[26 empty] | 0 | 0
[26 empty] | 0 | 0
[26 empty] | 0 | 0
[26 empty] | 0 | 0
[26 empty] | 0 | 0
[26 empty] | 0 | 0
[26 empty] | 0 | 0
[26 empty] | 0 | 0
[26 empty] | 0 | 0
[26 empty] | 0 | 0
[26 empty] | 0 | 0
[26 empty] | 0 | 0
[26 empty] | 0 | 0
[26 empty] | 0 | 0
[26 empty] | 0 | 0
[26 empty] | 0 | 0
[26 empty] | 0 | 0
[26 empty] | 0 | 0
[26 empty] | 0 | 0
[26 empty] | 0 | 0
[26 empty] | 0 | 0
[26 empty] | 0 | 0
[26 empty] | 0 | 0
[26 empty] | 0 | 0
[26 empty] | 0 | 0
[26 empty] | 0 | 0
[26 empty] | 0 | 0
[26 empty] | 0 | 0
[26 empty] | 0 | 0
[26 empty] | 0 | 0
[26 empty] | 0 | 0
[26 empty] | 0 | 0
[26 empty] | 0 | 0
[26 empty] | 0 | 0
[26 empty] | 0 | 0
[26 empty] | 0 | 0
[26 empty] | 0 | 0
[26 empty] | 0 | 0
[26 empty] | 0 | 0
[26 empty] | 0 | 0
[26 empty] | 0 | 0
[26 empty] | 0 | 0
[26 empty] | 0 | 0
[26 empty] | 0 | 0
[26 empty] | 0 | 0
[26 empty] | 0 | 0
[26 empty] | 0 | 0
[26 empty] | 0 | 0
[26 empty] | 0 | 0
[26 empty] | 0 | 0
[26 empty] | 0 | 0
[26 empty] | 0 | 0
[26 empty] | 0 | 0
[26 empty] | 0 | 0
[26 empty] | 0 | 0
[26 empty] | 0 | 0
[26 empty] | 0 | 0
[26 empty] | 0 | 0
[26 empty] | 0 | 0
[26 empty] | 0 | 0
[26 empty] | 0 | 0
[26 empty] | 0 | 0
[26 empty] | 0 | 0
[26 empty] | 0 | 0
[26 empty] | 0 | 0
[26 empty] | 0 | 0
[26 empty] | 0 | 0
[26 empty] | 0 | 0
[26 empty] | 0 | 0
[26 empty] | 0 | 0
[26 empty] | 0 | 0
[26 empty] | 0 | 0
[26 empty] | 0 | 0
[26 empty] | 0 | 0
[26 empty] | 0 | 0
[26 empty] | 0 | 0
[26 empty] | 0 | 0
[26 empty] | 0 | 0
[26 empty] | 0 | 0
[26 empty] | 0 | 0
[26 empty] | 0 | 0
[26 empty] | 0 | 0
[26 empty] | 0 | 0
[26 empty] | 0 | 0
[26 empty] | 0 | 0
[26 empty] | 0 | 0
[26 empty] | 0 | 0
[26 empty] | 0 | 0
[26 empty] | 0 | 0
[26 empty] | 0 | 0
[26 empty] | 0 | 0
[26 empty] | 0 | 0
[26 empty] | 0 | 0
[26 empty] | 0 | 0
[26 empty] | 0 | 0
[26 empty] | 0 | 0
[26 empty] | 0 | 0
[26 empty] | 0 | 0
[26 empty] | 0 | 0
[26 empty] | 0 | 0
[26 empty] | 0 | 0
[26 empty] | 0 | 0
[26 empty] | 0 | 0
[26 empty] | 0 | 0
[26 empty] | 0 | 0
[26 empty] | 0 | 0
[26 empty] | 0 | 0
[26 empty] | 0 | 0
[26 empty] | 0 | 0
[26 empty] | 0 | 0
[26 empty] | 0 | 0
[26 empty] | 0 | 0
[26 empty] | 0 | 0
[26 empty] | 0 | 0
[26 empty] | 0 | 0
[26 empty] | 0 | 0
[26 empty] | 0 | 0
[26 empty] | 0 | 0
[26 empty] | 0 | 0
[26 empty] | 0 | 0
[26 empty] | 0 | 0
[26 empty] | 0 | 0
[26 empty] | 0 | 0
[26 empty] | 0 | 0
[26 empty] | 0 | 0
[26 empty] | 0 | 0
[26 empty] | 0 | 0
[26 empty] | 0 | 0
[26 empty] | 0 | 0
[26 empty] | 0 | 0
[26 empty] | 0 | 0
[26 empty] | 0 | 0
[26 empty] | 0 | 0
[26 empty] | 0 | 0
[26 empty] | 0 | 0
[26 empty] | 0 | 0
[26 empty] | 0 | 0
[26 empty] | 0 | 0
[26 empty] | 0 | 0
[26 empty] | 0 | 0
[26 empty] | 0 | 0
[26 empty] | 0 | 0
[26 empty] | 0 | 0
[26 empty] | 0 | 0
[26 empty] | 0 | 0
[26 empty] | 0 | 0
[26 empty] | 0 | 0
[26 empty] | 0 | 0
[26 empty] | 0 | 0
[26 empty] | 0 | 0
[26 empty] | 0 | 0
[26 empty] | 0 | 0
[26 empty] | 0 | 0
[26 empty] | 0 | 0
[26 empty] | 0 | 0
[26 empty] | 0 | 0
[26 empty] | 0 | 0
[26 empty] | 0 | 0
[26 empty] | 0 | 0
[26 empty] | 0 | 0
[26 empty] | 0 | 0
[26 empty] | 0 | 0
[26 empty] | 0 | 0
[26 empty] | 0 | 0
[26 empty] | 0 | 0
[26 empty] | 0 | 0
[26 empty] | 0 | 0
[26 empty] | 0 | 0
[26 empty] | 0 | 0
[26 empty] | 0 | 0
[26 empty] | 0 | 0
[26 empty] | 0 | 0
[26 empty] | 0 | 0
[26 empty] | 0 | 0
[26 empty] | 0 | 0
[26 empty] | 0 | 0
[26 empty] | 0 | 0
[26 empty] | 0 | 0
[26 empty] | 0 | 0
[26 empty] | 0 | 0
[26 empty] | 0 | 0
[26 empty] | 0 | 0
[26 empty] | 0 | 0
[26 empty] | 0 | 0
[26 empty] | 0 | 0
[26 empty] | 0 | 0
[26 empty] | 0 | 0
[26 empty] | 0 | 0
[26 empty] | 0 | 0
[26 empty] | 0 | 0
[26 empty] | 0 | 0
[26 empty] | 0 | 0
[26 empty] | 0 | 0
[26 empty] | 0 | 0
[26 empty] | 0 | 0
[26 empty] | 0 | 0
[26 empty] | 0 | 0
[26 empty] | 0 | 0
[26 empty] | 0 | 0
[26 empty] | 0 | 0
[26 empty] | 0 | 0
[26 empty] | 0 | 0
[26 empty] | 0 | 0
[26 empty] | 0 | 0
[26 empty] | 0 | 0
[26 empty] | 0 | 0
[26 empty] | 0 | 0
[26 empty] | 0 | 0
[26 empty] | 0 | 0
[26 empty] | 0 | 0
[26 empty] | 0 | 0
[26 empty] | 0 | 0
[26 empty] | 0 | 0
[26 empty] | 0 | 0
[26 empty] | 0 | 0
[26 empty] | 0 | 0
[26 empty] | 0 | 0
[26 empty] | 0 | 0
[26 empty] | 0 | 0
[26 empty] | 0 | 0
[26 empty] | 0 | 0
[26 empty] | 0 | 0
[26 empty] | 0 | 0
[26 empty] | 0 | 0
[26 empty] | 0 | 0
[26 empty] | 0 | 0
[26 empty] | 0 | 0
[26 empty] | 0 | 0
[26 empty] | 0 | 0
[26 empty] | 0 | 0
[26 empty] | 0 | 0
[26 empty] | 0 | 0
[26 empty] | 0 | 0
[26 empty] | 0 | 0
[26 empty] | 0 | 0
[26 empty] | 0 | 0
[26 empty] | 0 | 0
[26 empty] | 0 | 0
[26 empty] | 0 | 0
[26 empty] | 0 | 0
[26 empty] | 0 | 0
[26 empty] | 0 | 0
[26 empty] | 0 | 0
[26 empty] | 0 | 0
[26 empty] | 0 | 0
[26 empty] | 0 | 0
[26 empty] | 0 | 0
[26 empty] | 0 | 0
[26 empty] | 0 | 0
[26 empty] | 0 | 0
[26 empty] | 0 | 0
[26 empty] | 0 | 0
[26 empty] | 0 | 0
[26 empty] | 0 | 0
[26 empty] | 0 | 0
[26 empty] | 0 | 0
[26 empty] | 0 | 0
[26 empty] | 0 | 0
[26 empty] | 0 | 0
[26 empty] | 0 | 0
[26 empty] | 0 | 0
[26 empty] | 0 | 0
[26 empty] | 0 | 0
[26 empty] | 0 | 0
[26 empty] | 0 | 0
[26 empty] | 0 | 0
[26 empty] | 0 | 0
[26 empty] | 0 | 0
[26 empty] | 0 | 0
[26 empty] | 0 | 0
[26 empty] | 0 | 0
[26 empty] | 0 | 0
[26 empty] | 0 | 0
[26 empty] | 0 | 0
[26 empty] | 0 | 0
[26 empty] | 0 | 0
[26 empty] | 0 | 0
[26 empty] | 0 | 0
[26 empty] | 0 | 0
[26 empty] | 0 | 0
[26 empty] | 0 | 0
[26 empty] | 0 | 0
[26 empty] | 0 | 0
[26 empty] | 0 | 0
[26 empty] | 0 | 0
[26 empty] | 0 | 0
[26 empty] | 0 | 0
[26 empty] | 0 | 0
[26 empty] | 0 | 0
[26 empty] | 0 | 0
[26 empty] | 0 | 0
[26 empty] | 0 | 0
[26 empty] | 0 | 0
[26 empty] | 0 | 0
[26 empty] | 0 | 0
[26 empty] | 0 | 0
[26 empty] | 0 | 0
[26 empty] | 0 | 0
[26 empty] | 0 | 0
[26 empty] | 0 | 0
[26 empty] | 0 | 0
[26 empty] | 0 | 0
[26 empty] | 0 | 0
[26 empty] | 0 | 0
[26 empty] | 0 | 0
[26 empty] | 0 | 0
[26 empty] | 0 | 0
[26 empty] | 0 | 0
[26 empty] | 0 | 0
[26 empty] | 0 | 0
[26 empty] | 0 | 0
[26 empty] | 0 | 0
[26 empty] | 0 | 0
[26 empty] | 0 | 0
[26 empty] | 0 | 0
[26 empty] | 0 | 0
[26 empty] | 0 | 0
[26 empty] | 0 | 0
[26 empty] | 0 | 0
[26 empty] | 0 | 0
[26 empty] | 0 | 0
[26 empty] | 0 | 0
[26 empty] | 0 | 0
[26 empty] | 0 | 0
[26 empty] | 0 | 0
[26 empty] | 0 | 0
[26 empty] | 0 | 0
[26 empty] | 0 | 0
[26 empty] | 0 | 0
[26 empty] | 0 | 0
[26 empty] | 0 | 0
[26 empty] | 0 | 0
[26 empty] | 0 | 0
[26 empty] | 0 | 0
[26 empty] | 0 | 0
[26 empty] | 0 | 0
[26 empty] | 0 | 0
[26 empty] | 0 | 0
[26 empty] | 0 | 0
[26 empty] | 0 | 0
[26 empty] | 0 | 0
[26 empty] | 0 | 0
[26 empty] | 0 | 0
[26 empty] | 0 | 0
[26 empty] | 0 | 0
[26 empty] | 0 | 0
[26 empty] | 0 | 0
[26 empty] | 0 | 0
[26 empty] | 0 | 0
[26 empty] | 0 | 0
[26 empty] | 0 | 0
[26 empty] | 0 | 0
[26 empty] | 0 | 0
[26 empty] | 0 | 0
[26 empty] | 0 | 0
[26 empty] | 0 | 0
[26 empty] | 0 | 0
[26 empty] | 0 | 0
[26 empty] | 0 | 0
[26 empty] | 0 | 0
[26 empty] | 0 | 0
[26 empty] | 0 | 0
[26 empty] | 0 | 0
[26 empty] | 0 | 0
[26 empty] | 0 | 0
[26 empty] | 0 | 0
[26 empty] | 0 | 0
[26 empty] | 0 | 0
[26 empty] | 0 | 0
[26 empty] | 0 | 0
[26 empty] | 0 | 0
[26 empty] | 0 | 0
[26 empty] | 0 | 0
[26 empty] | 0 | 0
[26 empty] | 0 | 0
[26 empty] | 0 | 0
[26 empty] | 0 | 0
[26 empty] | 0 | 0
[26 empty] | 0 | 0
[26 empty] | 0 | 0
[26 empty] | 0 | 0
[26 empty] | 0 | 0
[26 empty] | 0 | 0
[26 empty] | 0 | 0
[26 empty] | 0 | 0
[26 empty] | 0 | 0
[26 empty] | 0 | 0
[26 empty] | 0 | 0
[26 empty] | 0 | 0
[26 empty] | 0 | 0
[26 empty] | 0 | 0
[26 empty] | 0 | 0
[26 empty] | 0 | 0
[26 empty] | 0 | 0
[26 empty] | 0 | 0
[26 empty] | 0 | 0
[26 empty] | 0 | 0
[26 empty] | 0 | 0
[26 empty] | 0 | 0
[26 empty] | 0 | 0
[26 empty] | 0 | 0
[26 empty] | 0 | 0
[26 empty] | 0 | 0
[26 empty] | 0 | 0
[26 empty] | 0 | 0
[26 empty] | 0 | 0
[26 empty] | 0 | 0
[26 empty] | 0 | 0
[26 empty] | 0 | 0
[26 empty] | 0 | 0
[26 empty] | 0 | 0
[26 empty] | 0 | 0
[26 empty] | 0 | 0
[26 empty] | 0 | 0
[26 empty] | 0 | 0
[26 empty] | 0 | 0
[26 empty] | 0 | 0
[26 empty] | 0 | 0
[26 empty] | 0 | 0
[26 empty] | 0 | 0
[26 empty] | 0 | 0
[26 empty] | 0 | 0
[26 empty] | 0 | 0
[26 empty] | 0 | 0
[26 empty] | 0 | 0
[26 empty] | 0 | 0
[26 empty] | 0 | 0
[26 empty] | 0 | 0
[26 empty] | 0 | 0
[26 empty] | 0 | 0
[26 empty] | 0 | 0
[26 empty] | 0 | 0
[26 empty] | 0 | 0
[26 empty] | 0 | 0
[26 empty] | 0 | 0
[26 empty] | 0 | 0
[26 empty] | 0 | 0
[26 empty] | 0 | 0
[26 empty] | 0 | 0
[26 empty] | 0 | 0
[26 empty] | 0 | 0
[26 empty] | 0 | 0
[26 empty] | 0 | 0
[26 empty] | 0 | 0
[26 empty] | 0 | 0
[26 empty] | 0 | 0
[26 empty] | 0 | 0
[26 empty] | 0 | 0
[26 empty] | 0 | 0
[26 empty] | 0 | 0
[26 empty] | 0 | 0
[26 empty] | 0 | 0
[26 empty] | 0 | 0
[26 empty] | 0 | 0
[26 empty] | 0 | 0
[26 empty] | 0 | 0
[26 empty] | 0 | 0
[26 empty] | 0 | 0
[26 empty] | 0 | 0
[26 empty] | 0 | 0
[26 empty] | 0 | 0
[26 empty] | 0 | 0
[26 empty] | 0 | 0
[26 empty] | 0 | 0
[26 empty] | 0 | 0
[26 empty] | 0 | 0
[26 empty] | 0 | 0
[26 empty] | 0 | 0
[26 empty] | 0 | 0
[26 empty] | 0 | 0
[26 empty] | 0 | 0
[26 empty] | 0 | 0
[26 empty] | 0 | 0
[26 empty] | 0 | 0
[26 empty] | 0 | 0
[26 empty] | 0 | 0
[26 empty] | 0 | 0
[26 empty] | 0 | 0
[26 empty] | 0 | 0
[26 empty] | 0 | 0
[26 empty] | 0 | 0
[26 empty] | 0 | 0
[26 empty] | 0 | 0
[26 empty] | 0 | 0
[26 empty] | 0 | 0
[26 empty] | 0 | 0
[26 empty] | 0 | 0
[26 empty] | 0 | 0
[26 empty] | 0 | 0
[26 empty] | 0 | 0
[26 empty] | 0 | 0
[26 empty] | 0 | 0
[26 empty] | 0 | 0
[26 empty] | 0 | 0
[26 empty] | 0 | 0
[26 empty] | 0 | 0
[26 empty] | 0 | 0
[26 empty] | 0 | 0
[26 empty] | 0 | 0
[26 empty] | 0 | 0
[26 empty] | 0 | 0
[26 empty] | 0 | 0
[26 empty] | 0 | 0
[26 empty] | 0 | 0
[26 empty] | 0 | 0
[26 empty] | 0 | 0
[26 empty] | 0 | 0
[26 empty] | 0 | 0
[26 empty] | 0 | 0
[26 empty] | 0 | 0
[26 empty] | 0 | 0
[26 empty] | 0 | 0
[26 empty] | 0 | 0
[26 empty] | 0 | 0
[26 empty] | 0 | 0
[26 empty] | 0 | 0
[26 empty] | 0 | 0
[26 empty] | 0 | 0
[26 empty] | 0 | 0
[26 empty] | 0 | 0
[26 empty] | 0 | 0
[26 empty] | 0 | 0
[26 empty] | 0 | 0
[26 empty] | 0 | 0
[26 empty] | 0 | 0
[26 empty] | 0 | 0
[26 empty] | 0 | 0
[26 empty] | 0 | 0
[26 empty] | 0 | 0
[26 empty] | 0 | 0
[26 empty] | 0 | 0
[26 empty] | 0 | 0
[26 empty] | 0 | 0
[26 empty] | 0 | 0
[26 empty] | 0 | 0
[26 empty] | 0 | 0
[26 empty] | 0 | 0
[26 empty] | 0 | 0
[26 empty] | 0 | 0
[26 empty] | 0 | 0
[26 empty] | 0 | 0
[26 empty] | 0 | 0
[26 empty] | 0 | 0
[26 empty] | 0 | 0
[26 empty] | 0 | 0
[26 empty] | 0 | 0
[26 empty] | 0 | 0
[26 empty] | 0 | 0
[26 empty] | 0 | 0
[26 empty] | 0 | 0
[26 empty] | 0 | 0
[26 empty] | 0 | 0
[26 empty] | 0 | 0
[26 empty] | 0 | 0
[26 empty] | 0 | 0
[26 empty] | 0 | 0
[26 empty] | 0 | 0
[26 empty] | 0 | 0
[26 empty] | 0 | 0
[26 empty] | 0 | 0
[26 empty] | 0 | 0
[26 empty] | 0 | 0
[26 empty] | 0 | 0
[26 empty] | 0 | 0
[26 empty] | 0 | 0
[26 empty] | 0 | 0
[26 empty] | 0 | 0
[26 empty] | 0 | 0
[26 empty] | 0 | 0
[26 empty] | 0 | 0
[26 empty] | 0 | 0
[26 empty] | 0 | 0
[26 empty] | 0 | 0
[26 empty] | 0 | 0
[26 empty] | 0 | 0
[26 empty] | 0 | 0
[26 empty] | 0 | 0
[26 empty] | 0 | 0
[26 empty] | 0 | 0
[26 empty] | 0 | 0
[26 empty] | 0 | 0
[26 empty] | 0 | 0
[26 empty] | 0 | 0
[26 empty] | 0 | 0
[26 empty] | 0 | 0
[26 empty] | 0 | 0
[26 empty] | 0 | 0
[26 empty] | 0 | 0
[26 empty] | 0 | 0
[26 empty] | 0 | 0
[26 empty] | 0 | 0
[26 empty] | 0 | 0
[26 empty] | 0 | 0
[26 empty] | 0 | 0
[26 empty] | 0 | 0
[26 empty] | 0 | 0
[26 empty] | 0 | 0
[26 empty] | 0 | 0
[26 empty] | 0 | 0
[26 empty] | 0 | 0
[26 empty] | 0 | 0
[26 empty] | 0 | 0
[26 empty] | 0 | 0
[26 empty] | 0 | 0
[26 empty] | 0 | 0
[26 empty] | 0 | 0
[26 empty] | 0 | 0
[26 empty] | 0 | 0
[26 empty] | 0 | 0
[26 empty] | 0 | 0
[26 empty] | 0 | 0
[26 empty] | 0 | 0
[26 empty] | 0 | 0
[26 empty] | 0 | 0
[26 empty] | 0 | 0
[26 empty] | 0 | 0
[26 empty] | 0 | 0
[26 empty] | 0 | 0
[26 empty] | 0 | 0
[26 empty] | 0 | 0
[26 empty] | 0 | 0
[26 empty] | 0 | 0
[26 empty] | 0 | 0
[26 empty] | 0 | 0
[26 empty] | 0 | 0
[26 empty] | 0 | 0
[26 empty] | 0 | 0
[26 empty] | 0 | 0
[26 empty] | 0 | 0
[26 empty] | 0 | 0
[26 empty] | 0 | 0
[26 empty] | 0 | 0
[26 empty] | 0 | 0
[26 empty] | 0 | 0
[26 empty] | 0 | 0
[26 empty] | 0 | 0
[26 empty] | 0 | 0

## Zones
Houston | -1
North | -1
South | -1
West | 1
SET UP AREA, copy & paste values to cell B1
Source | West |  | N to H | N to W | N to S | W to N | S to N | W to S
Sink | North | Houston | -1 | 1 | -1 | -1 | 1 | -1
|  | North | 1 | 1 | 1 | -1 | -1 | -1
|  | South | -1 | 1 | -1 | -1 | 1 | -1
|  | West | 1 | -1 | 1 | 1 | -1 | 1
|  | Source | North | North | North | West | South | West
|  | Sink | Houston | West | South | North | North | South

## Tech
Number of Bus | Name of Bus | Tech Type
238 | BOSQUESW505 | CC
239 | BOSQUESW502 | GGT
244 | WHITNYDM01 | Hydro
245 | WHITNYDM02 | Hydro
247 | BOSQUESW501 | GGT
251 | BOSQUESW803 | CC
253 | BOSQUESW804 | CC
332 | RWMILLER01 | GST
333 | RWMILLER02 | GST
334 | RWMILLER03 | GST
335 | RWMILLER04 | GST
336 | RWMILLER05 | GST
344 | MRSSHPRD | Hydro
345 | MRSSHPRD01 | Hydro
366 | JNSNCNTY802 | Cogen
367 | JNSNCNTY802 | Cogen
503 | NTHTEXAS01 | GST
504 | NTHTEXAS02 | GST
505 | NTHTEXAS03 | GST
580 | JCKCNTY801 | CC
581 | JCKCNTY802 | CC
582 | JCKCNTY803 | CC
728 | WOLFRIDGE801 | Wind
837 | NEWMAN_G5 | GST
842 | OLINGER_G1 | GST
843 | OLINGER_G2 | GST
844 | OLINGER_G3 | GST
845 | OLINGER_G4 | GGT
923 | SPENCER_G4 | GST
924 | SPENCER_G5 | GST
948 | STEAM1 | GST
949 | STEAM2 | GST
950 | STEAM3 | GST
990 | GIBN_CREK_G1 | LIGCO
1002 | PBCTAGE_1G | GGT
1003 | PBCTBGE_2G | GGT
1004 | PBCTCGE_3G | GGT
1005 | PBCTDGE_4G | GGT
1006 | PBCTEGE_5G | GGT
1007 | PB5GEN_6G | GST
1008 | PB6GEN_7G | GST
1037 | MORGAN5G_5G | GST
1039 | MRGNAG_1G | GGT
1040 | MRGNBG_2G | GGT
1041 | MRGNCG_3G | GGT
1042 | MRGNDG_4G | GGT
1043 | MRGNEG_5G | GGT
1044 | MRGNFG_6G | GGT
1045 | CALENG1G_1G | Cogen
1046 | CALENG2G_2G | Cogen
1047 | CALENG3G_3G | Cogen
1058 | LONGSHORE_5 | Wind
1058 | LONGSHORE_5 | Wind
1061 | CIELOGEN_1G | Wind
1062 | CIELOGEN_2G | Wind
1068 | SCURRYCW_1G | Wind
1069 | KINDERMG_1G | Cogen
1070 | KINDERMG_2G | Cogen
1071 | KINDERMG_3G | Cogen
1073 | SCURRYCW_2G | Wind
1320 | BSP 1 | Cogen
1326 | STANTONW_8 | Wind
1327 | WILDHRSE_1G | Wind
1328 | OCOTILLO_1G | Wind
1333 | MCDDONAL_8 | Wind
1343 | TRENTIPP_8 | Wind
1349 | WESTXWIN_1G | Wind
1350 | NWPWRG1_1G | Wind
1354 | AEPWIND_8 | Wind
1360 | GUNSIGHT_8 | Wind
1416 | SWETWATR_1G | CC
1417 | SWETWATR_2G | CC
1418 | SWETWATR_3G | CC
1419 | SWETWATR_4G | CC
1432 | GRHAMSES_2G | GST
1433 | GRHAMSES_1G | GST
1437 | MESQUITW_1G | Wind
1438 | MESQUITW_2G | Wind
1442 | COKFIELD_5 | Wind
1453 | WCPWRCO_1G | CC
1454 | WCPWRCO_2G | CC
1455 | WCPWRCO_3G | CC
1479 | WFCOGEN_1G | Cogen
1479 | WFCOGEN_1G | Cogen
1482 | WFCOGEN_2G | Cogen
1482 | WFCOGEN_2G | Cogen
1600 | BARTNWND_1G | Wind
1643 | SLSTR1PP_1G | Wind
1675 | PEC_1G | Cogen
1676 | PEC_2G | Cogen
1677 | PEC_3G | Cogen
1678 | LAMARPWR_1G | CC
1679 | LAMARPWR_2G | CC
1680 | LAMARPWR_3G | CC
1681 | LAMARPWR_4G | CC
1682 | LAMARPWR_5G | CC
1683 | LAMARPWR_6G | CC
1687 | VALLEY_1G | GST
1688 | VALLEY_2G | GSC
1689 | VALLEY_3G | GST
1701 | MOSES_1G | LIGCO
1702 | MOSES_2G | LIGCO
1703 | MOSES_3G | LIGCO
1861 | EAGLEMNT_1G | GST
1862 | EAGLEMNT_2G | GST
1863 | EAGLEMNT_3G | GST
1877 | WLFHOLW_1G | CC
1878 | WLFHOLW_2G | CC
1879 | WLFHOLW_3G | CC
1889 | DECRDOVA_1G | GSC
1892 | DECRDOVA_2G | GGT
1893 | DECRDOVA_3G | GGT
1894 | DECRDOVA_4G | GGT
1895 | DECRDOVA_5G | GGT
1898 | COMCHEPK_1G | Nuc
1899 | COMCHEPK_2G | Nuc
1937 | MDLTHELP_5G | CC
1938 | MDLTHELP_6G | CC
1941 | MDLTHELP_1G | CC
1942 | MDLTHELP_2G | CC
1943 | MDLTHELP_3G | CC
1944 | MDLTHELP_4G | CC
1947 | HANDLEY_3G | GST
1948 | HANDLEY_4G | GST
1949 | HANDLEY_5G | GST
2371 | COLLIN_1G | GST
2381 | NTHLK1_G | GST
2382 | NTHLK2_G | GST
2383 | NTHLK3_G | GST
2413 | MTCK6_G | GST
2414 | MTCK7_G | GST
2417 | MTCK8_G | GSC
2451 | LKHB1_G | GST
2452 | LKHB2_G | GST
3097 | MARTLAKE_1G | LIGCO
3098 | MARTLAKE_2G | LIGCO
3099 | MARTLAKE_3G | LIGCO
3107 | STRYKER_1G | GST
3108 | STRYKER_2G | GST
3126 | TRINIDAD_6G | GST
3309 | ASPN_G | Bio
3348 | CHAMPION_1G | Cogen
3381 | BBRN_1G | LIGCO
3382 | BBRN_2G | LIGCO
3403 | THOUSE_1G | GSC
3404 | THOUSE_2G | GSC
3416 | LAKE_CRK1_G | GST
3417 | LAKE_CRK2_G | GST
3432 | SANDOW_4G | LIGCO
5026 | BRAUNIG_VHB1 | GST
5027 | BRAUNIG_VHB2 | GST
5028 | BRAUNIG_VHB3 | GST
5111 | CALAVER_JTD1 | LIGCO
5112 | CALAVER_JTD2 | LIGCO
5264 | LEON_LCP3G3 | GST
5265 | LEON_LCP4G4 | GST
5266 | LEON_LCPCT1 | GGT
5267 | LEON_LCPCT2 | GGT
5268 | LEON_LCPCT3 | GGT
5269 | LEON_LCPCT4 | GGT
5396 | CALAVER_OWS1 | GST
5397 | CALAVER_OWS2 | GST
5401 | CALAVER_JKS1 | LIGCO
5436 | TUTTL_WBT1G1 | GST
5438 | TUTTL_WBT3G3 | GST
5439 | TUTTL_WBT4G4 | GST
5476 | BRA_AVR1_CT1 | CC
5477 | BRA_AVR1_ST | CC
5478 | BRA_AVR1_CT2 | CC
5503 | RAYBURNGEN3 | GST
5505 | RAYBURNGEN1 | GGT
5506 | RAYBURNGEN2 | GGT
5508 | RAYBURNCC9 | CC
5509 | RAYBURNCC10 | CC
5511 | RAYBURNCC7 | CC
5512 | RAYBURNCC8 | CC
5728 | FALCONHYDRO2 | Hydro
5729 | FALCONHYDRO3 | Hydro
5890 | PEARSALLGEN1 | GST
5891 | PEARSALLGEN2 | GST
5892 | PEARSALLGEN3 | GST
5903 | SANMIGUELGEN | LIGCO
5911 | STP_GN1___1 | Nuc
5912 | STP_GN2___2 | Nuc
5920 | WELSHDC1 | DCTie
5925 | DCEAST | DCTie
5932 | SI_RAY9 | CC
5933 | SI_RAY6 | GST
5934 | SI_RAY5 | GST
5935 | SI_RAY10 | CC
6016 | SWMESA | Wind
6096 | NORTHDC7 | DCTie
6100 | OKLA7A | DCTie
6144 | MCADOO1A | Wind
6407 | TURKTRAK1A | Wind
6637 | SNYDERW1A | Wind
6752 | OKLA0A | LIGCO
6948 | DENISNDM | Hydro
6948 | DENISNDM | Hydro
7000 | L_FERGUS1_1Y | GSC
7004 | L_SIMGID1_1Y | GST
7005 | L_SIMGID1_2Y | GST
7006 | L_SIMGID1_3Y | GST
7007 | L_LOSTPI1_1Y | CC
7008 | L_LOSTPI1_2Y | CC
7009 | L_LOSTPI1_3Y | CC
7010 | L_FPPYD11_1Y | LIGCO
7011 | L_FPPYD11_2Y | LIGCO
7012 | L_FPPYD21_3Y | LIGCO
7014 | L_HAYSEN1_1Y | CC
7015 | L_HAYSEN1_2Y | CC
7016 | L_HAYSEN1_3Y | CC
7017 | L_HAYSEN1_4Y | CC
7020 | L_AUSTPL1_1Y | Hydro
7020 | L_AUSTPL1_1Y | Hydro
7022 | L_BUCHAN1_1Y | Hydro
7023 | L_BUCHAN1_2Y | Hydro
7024 | L_BUCHAN1_3Y | Hydro
7026 | L_INKSDA1_1Y | Hydro
7028 | L_MARBFA1_1Y | Hydro
7029 | L_MARBFA1_2Y | Hydro
7031 | L_MARSFO1G1Y | Hydro
7032 | L_MARSFO1G2Y | Hydro
7033 | L_MARSFO1G3Y | Hydro
7035 | L_WIRTZ_1G1Y | Hydro
7036 | L_WIRTZ_1G2Y | Hydro
7038 | L_DELAWA1_1Y | Wind
7038 | L_DELAWA1_1Y | Wind
7303 | L_WPPGS12_1Y | GGT
7303 | L_WPPGS12_1Y | GGT
7305 | L_WPPGS34_1Y | GGT
7305 | L_WPPGS34_1Y | GGT
7487 | L_CANYHY8_1Y | Hydro
7605 | L_MCQUEE9_1Y | Hydro
7605 | L_MCQUEE9_1Y | Hydro
7605 | L_MCQUEE9_1Y | Hydro
7609 | L_SCHUMA8_1Y | Hydro
7624 | L_LAKEWO9_1Y | Hydro
7624 | L_LAKEWO9_1Y | Hydro
7800 | L_GUADGE1_1Y | CC
7801 | L_GUADGE1_2Y | CC
7802 | L_GUADGE1_3Y | CC
7803 | L_GUADGE1_4Y | CC
7804 | L_GUADGE1_5Y | CC
7805 | L_GUADGE1_6Y | CC
7807 | L_BASTEN1_1Y | CC
7808 | L_BASTEN1_2Y | CC
7809 | L_BASTEN1_3Y | CC
7810 | L_RIONOG1G1Y | CC
7811 | L_RIONOG1G2Y | CC
7812 | L_RIONOG1G3Y | CC
7813 | L_RIONOG1S1Y | CC
8032 | AMISTADHYD1 | Hydro
8033 | AMISTADHYD2 | Hydro
8048 | FALCONHYDRO1 | Hydro
8066 | DUP1V#1 | Cogen
8134 | FOR #1 | Cogen
8138 | FOR #2 | Cogen
8139 | JOS #1 | GST
8147 | UCAR #2 | Cogen
8148 | UCAR #1 | Cogen
8153 | FOR #3 | Cogen
8154 | FOR #4 | Cogen
8155 | FOR #5 | Cogen
8156 | FOR #6 | Cogen
8157 | FOR #7 | Cogen
8161 | COLETO0A | LIGCO
8173 | VICEC51A | CC
8174 | VICEC61A | CC
8189 | CUECPL2A | Cogen
8262 | ELPS | Hydro
8285 | LAR #1 | GST
8287 | LAR #2 | GST
8288 | LAR #3 | GST
8388 | BATES0A | GST
8393 | BATES0B | GST
8437 | NUECES_B0C | GST
8438 | NUECES_B0B | GST
8442 | NBEC7 | GST
8442 | NBEC7 | GST
8456 | COSW#1 | Cogen
8457 | COSW#2 | Cogen
8459 | B_DAVIS0B | GSC
8460 | B_DAVIS0A | GSC
8461 | KOCH_UP0A | Cogen
8506 | VAL #1 | Cogen
8507 | VAL #2 | Cogen
8511 | OXY_CC0A | Cogen
8517 | CELANEBI0A | Cogen
8560 | CNOPGT1 | Cogen
8561 | CNOPGT2 | Cogen
8562 | CNOPST1 | Cogen
8926 | LGE_GT10A | Cogen
8927 | LGE_GT20A | Cogen
8928 | LGE_STG0A | Cogen
8930 | ICPGN10A | Cogen
8931 | ICPGN20A | Cogen
8932 | ICPGN30A | Cogen
8933 | FGNTS001 | CC
8934 | FGNTS101 | CC
8935 | FGNTS201 | CC
8936 | MVGN#1 | CC
8937 | MVGN#2 | CC
8938 | MVGN#3 | CC
8981 | HECN1 | CC
8982 | HECN2 | CC
8983 | HECN3 | CC
9000 | DECKR_G1 | GST
9001 | DECKR_G2 | GST
9002 | DECKR_G3 | GGT
9003 | DECKR_G4 | GGT
9004 | DECKR_G5 | GGT
9005 | DECKR_G6 | GGT
9016 | SANDH_G1 | GGT
9017 | SANDH_G2 | GGT
9018 | SANDH_G3 | GGT
9019 | SANDH_G4 | GGT
9020 | SANDHG5A | CC
9021 | SANDHG5C | CC
11001 | NAV1CT | CC
11009 | NAV2CT | CC
11011 | NAV3ST | CC
11012 | NAV4CT | CC
11013 | NAV5CT | CC
11014 | NAV6ST | CC
11020 | TIEHVSG_1G | CC
11021 | TIEHVCG_1G | CC
11022 | TIEHVCG_2G | CC
11023 | TIEHVCG_3G | CC
11024 | TIEHVCG_4G | CC
11025 | TIEHVSG_2G | CC
11056 | ROSCOE_1G | Wind
11057 | CHAMPION_1G | Wind
11058 | PYRON_1G | Wind
11059 | INADALE_1G | Wind
11065 | ELBOWCK_1G | Wind
11147 | NOTREES_1G | Wind
11309 | BULLCREK_2G | Wind
11310 | BULLCREK_1G | Wind
11320 | COYOTE_1G | Wind
11691 | KMICHICT1_G | CC
11692 | KMICHICT2_G | CC
11693 | KMICHIST3_G | CC
11694 | KMICHICT4_G | CC
11695 | KMICHICT5_G | CC
11696 | KMICHIST6_G | CC
12322 | ENNSTRAC_1G | CC
12323 | ENNSTRAC_2G | CC
12411 | FPLEFR1A_G | CC
12412 | FPLEFR1B_G | CC
12413 | FPLEFR1C_G | CC
12414 | FPLEFR1S_G | CC
12421 | FPLEFR2A_G | CC
12422 | FPLEFR2B_G | CC
12423 | FPLEFR2C_G | CC
12424 | FPLEFR2S_G | CC
12440 | PARKD_1SVC8 | GST
12449 | PARKD_2SVC8 | GST
13116 | TGATEWAY_1G | CC
13117 | TGATEWAY_2G | CC
13118 | TGATEWAY_3G | CC
13119 | TGATEWAY_4G | CC
13131 | CALFREST_1G | CC
13132 | CALFREST_2G | CC
13133 | CALFREST_3G | CC
13134 | CALFREST_4G | CC
13135 | CALFREST_5G | CC
13136 | CALFREST_6G | CC
13432 | SANDOW_5G | LIGCO
32798 | BRYN_TAMUGEN | GST
32883 | BRYN_DNSBY3 | GST
32884 | BRYN_DNSBY13 | GST
32886 | BRYN_ATKINS3 | GST
32887 | BRYN_ATKINS6 | GST
32888 | BRYN_ATKINS7 | GGT
32890 | BRYN_ATKINS4 | GST
32891 | BRYN_ATKINS5 | GST
32892 | BRYN_DNSBY14 | GST
36998 | RDCNYNG1 | Wind
38332 | TNWDWRDU2_8 | Wind
38437 | TNSRBNMESA9 | Wind
38580 | TNBP_CGN1_8 | Cogen
38590 | TNBP_CGN2_8 | Cogen
38600 | TNBP_CGN3_8 | Cogen
38611 | TNBPAMCG1_8 | Cogen
38612 | TNBPAMCG2_8 | Cogen
38613 | TNBPAMCG3_8 | Cogen
38614 | TNBPAMCG4_8 | Cogen
38615 | TNBPAMCG5_8 | Cogen
38690 | TNBP_CGN4_8 | Cogen
38711 | TNTXCTY1CG8 | Cogen
38712 | TNTXCTY2CG8 | Cogen
38713 | TNTXCTY3CG8 | Cogen
38714 | TNTXCTY4CG8 | Cogen
39190 | TNSLCGN1__8 | Cogen
39470 | TNDOWCGNSG8 | Cogen
39480 | TNDOWCGNGG8 | Cogen
39760 | TNSCLP1___8 | Cogen
39770 | TNSCLP2___8 | Cogen
39775 | TNSCLP4___8 | Cogen
39790 | TNSCLP3___8 | Cogen
39960 | TNTNPONE_18 | LIGCO
39970 | TNTNPONE_28 | LIGCO
48500 | APD_GT1_8005 | Cogen
48510 | AK_GT1__8040 | Cogen
48511 | LPE_GT1_8070 | GGT
48512 | LPE_GT2_8075 | GGT
48513 | LPE_GT3_8080 | GGT
48514 | LPE_GT4_8085 | GGT
48520 | BSF_GT1_8070 | Cogen
48520 | BSF_GT1_8070 | Cogen
48521 | BVE_GT1_GT1 | CC
48522 | BVE_GT2_5035 | CC
48523 | BVE_ST1_GN1 | CC
48531 | BYU_GT1_8075 | Cogen
48532 | BYU_GT2_8055 | Cogen
48533 | BYU_GT3_8060 | Cogen
48534 | BYU_GT4_8065 | Cogen
48551 | CAL_GT1_8045 | Cogen
48552 | CAL_ST1_8000 | Cogen
48561 | CTL_GT2_8130 | Cogen
48562 | CTL_GT3_8135 | Cogen
48563 | CTL_GT4_8140 | Cogen
48564 | CTL_GN1_8145 | Cogen
48565 | CTL_GN2_8155 | Cogen
48581 | CBY_GN1_1 | GSC
48582 | CBY_GN2_2 | GSC
48583 | CBY_GT4_1 | GSC
48584 | CBY_GT4_2 | CC
48585 | CBY_ST4_1 | CC
48591 | CHE_GT2_5030 | Cogen
48593 | CHE_GT1_8015 | Cogen
48594 | CHE_GN4_8025 | Cogen
48595 | BTE_GT2_8075 | CC
48596 | BTE_GT3_8045 | CC
48597 | BTE_GT4_8055 | CC
48598 | BTE_ST1_8070 | CC
48611 | DIB_GT1_8080 | Cogen
48612 | DIB_GT2_8075 | Cogen
48613 | DIB_ST1_8085 | Cogen
48614 | DIB_GT3_8090 | Cogen
48641 | DPEC_GT15040 | CC
48642 | DPEC_GT25025 | CC
48643 | DPEC_GT35010 | CC
48644 | DPEC_GT45070 | CC
48645 | DPEC_ST55065 | CC
48651 | EP_1_2 | Cogen
48651 | EP_1_2 | Cogen
48671 | FTR_GT1_5105 | CC
48672 | FTR_GT2_5110 | CC
48673 | FTR_GT3_5085 | CC
48674 | FTR_CN4_5095 | CC
48690 | GBY_GN5_5 | GSC
48691 | GBY_73741085 | GGT
48691 | GBY_73741085 | GGT
48692 | GBY_81821075 | GGT
48692 | GBY_81821075 | GGT
48693 | GBY_83841065 | GGT
48693 | GBY_83841065 | GGT
48721 | LEG_1___1 | LIGCO
48722 | LEG_2___2 | LIGCO
48730 | MNS_GT | Cogen
48731 | CBE_GT1 | CC
48732 | CBE_GT2 | CC
48733 | CBE_ST12 | CC
48734 | CBE_GT3 | CC
48735 | CBE_GT4 | CC
48736 | CBE_ST34 | CC
48740 | PSG_GN2_8050 | Cogen
48741 | PSG_GT2_8040 | Cogen
48742 | PSG_GT3_8060 | Cogen
48761 | PR_GT1__9040 | Cogen
48772 | PHR_GN2_2 | GSC
48791 | PSA_GT1_8160 | Cogen
48792 | PSA_GT2_8155 | Cogen
48793 | PSA_GT3_8150 | Cogen
48794 | PSA_GT4_8145 | Cogen
48795 | PSA_GT5_8140 | Cogen
48796 | PSA_GN1_8165 | Cogen
48797 | PSA_GT6_8135 | Cogen
48811 | CVC_GT3_5045 | Cogen
48812 | CVC_GT2_5020 | Cogen
48813 | CVC_GT1_5035 | Cogen
48814 | CVC_ST5_5040 | Cogen
48815 | CVC_GT4_8005 | Cogen
48820 | SHELLG1_3015 | Cogen
48821 | SHELLG2 | Cogen
48822 | SHELLG3_3020 | Cogen
48822 | SHELLG3_3020 | Cogen
48841 | SJS_GT1_GT1 | Cogen
48842 | SJS_GT2_GT2 | Cogen
48845 | SOL_GT1 | Solar
48851 | SRB_GN1_1 | GST
48852 | SRB_GN2_2 | GST
48853 | SRB_GN3_3 | GST
48854 | SRB_GN4_4 | GST
48855 | SRB_GT211035 | GGT
48855 | SRB_GT211035 | GGT
48873 | THW_ST3_ST_3 | CC
48874 | THW_ST4_ST_4 | CC
48875 | THW_3132 | CC
48875 | THW_3132 | CC
48877 | THW_3334 | CC
48877 | THW_3334 | CC
48879 | THW_4142 | CC
48879 | THW_4142 | CC
48881 | THW_4344 | CC
48881 | THW_4344 | CC
48883 | THW_GT1_GT_1 | GGT
48885 | THW_5152 | GGT
48885 | THW_5152 | GGT
48886 | THW_5354 | GGT
48886 | THW_5354 | GGT
48887 | THW_5556 | GGT
48887 | THW_5556 | GGT
48911 | TGF_GT1_8000 | Cogen
48921 | WAP_GN1_1 | GST
48922 | WAP_GN2_2 | GST
48923 | WAP_GN3_3 | GST
48924 | WAP_GN4_4 | GSC
48925 | WAP_GN5_5 | LIGCO
48926 | WAP_GN6_6 | LIGCO
48927 | WAP_GN7_7 | LIGCO
48928 | WAP_GN8_8 | LIGCO
48929 | WAPGT21_GT1 | GGT
48940 | WARVUE_GT1 | Cogen
49803 | EXN_15GT | Cogen
49804 | EXN_16GT | Cogen
49805 | EXN_17GT | Cogen
49826 | EXN938GT | Cogen
49828 | EXN941GT | Cogen
49829 | EXN942GT | Cogen
49830 | EXN943GT | Cogen
49831 | EXN944GT | Cogen
49832 | EXN945GT | Cogen
49837 | EXN_GT | Cogen
49838 | EXN_14GT | Cogen
49851 | DOW17000 | Cogen
49858 | DOW38100 | Cogen
49859 | DOW38200 | Cogen
49860 | DOW38300 | Cogen
49862 | DOW39100 | Cogen
49863 | DOW39200 | Cogen
49865 | DOW41000 | Cogen
49866 | DOW42000 | Cogen
49869 | DOW49000 | Cogen
49870 | DOW61000 | Cogen
49871 | DOW62000 | Cogen
49872 | DOW63000 | Cogen
49873 | DOW64000 | Cogen
49876 | DOW65000 | Cogen
49877 | DOW66000 | Cogen
49878 | DOW67000 | Cogen
49882 | DOW81000 | Cogen
49884 | DOW82000 | Cogen
49885 | DOW83000 | Cogen
49886 | DOW84000 | Cogen
58909 | PEARSALLSCG1 | Diesel
58909 | PEARSALLSCG1 | Diesel
58909 | PEARSALLSCG1 | Diesel
58909 | PEARSALLSCG1 | Diesel
58909 | PEARSALLSCG1 | Diesel
58909 | PEARSALLSCG1 | Diesel
58919 | PEARSALLSCG2 | Diesel
58919 | PEARSALLSCG2 | Diesel
58919 | PEARSALLSCG2 | Diesel
58919 | PEARSALLSCG2 | Diesel
58919 | PEARSALLSCG2 | Diesel
58919 | PEARSALLSCG2 | Diesel
58929 | PEARSALLSCG3 | Diesel
58929 | PEARSALLSCG3 | Diesel
58929 | PEARSALLSCG3 | Diesel
58929 | PEARSALLSCG3 | Diesel
58929 | PEARSALLSCG3 | Diesel
58929 | PEARSALLSCG3 | Diesel
58949 | PEARSALLSCG4 | Diesel
58949 | PEARSALLSCG4 | Diesel
58949 | PEARSALLSCG4 | Diesel
58949 | PEARSALLSCG4 | Diesel
58949 | PEARSALLSCG4 | Diesel
58949 | PEARSALLSCG4 | Diesel
60000 | DSKY2 | Wind
60003 | KING_NE1A | Wind
60005 | KING_SE1A | Wind
60007 | KING_SW1A | Wind
60016 | WOODWRD11A | Wind
60017 | ORNNWP1 | Wind
60018 | DSKY1 | Wind
60019 | KING_NW1A | Wind
60057 | CALLAHAN1A | Wind
60058 | BUFF_GAP1A | Wind
60060 | CIRELLO | Wind
60063 | BUFF_GAP1B | Wind
60066 | H_HOLLOW1A | Wind
60068 | HHOLLOW21A | Wind
60070 | HHOLLOW31A | Wind
60072 | HHOLLOW41A | Wind
60081 | WHRLWIND1A | Wind
60201 | RIO DRCS | AVR
60202 | FRNDDRCS | AVR
71051 | L_BITTCR1_1N | Wind
71054 | L_SWEETW1_1N | Wind
71057 | L_SWEETW1_2N | Wind
71059 | L_SWEETW1_3N | Wind
71060 | L_SWEETW1_4N | Wind
71061 | L_SWEETW1_5N | Wind
76031 | L_GASCCR1_1N | Wind
76091 | L_DIVIDE1_1N | Wind
76095 | L_CAPRSI1_1N | Wind
76096 | L_CAPRSI1_2N | Wind
76097 | L_CAPRGE1_1N | Wind
80003 | MILHWYS | AVR
80012 | LAR | DCTie
80051 | FOR #8 | Cogen
80052 | FOR #9 | Cogen
80053 | FOR #10 | Cogen
80080 | GWINDT11A | Wind
80080 | GWINDT11A | Wind
80080 | GWINDT11A | Wind
80080 | GWINDT11A | Wind
80081 | GWINDT21A | Wind
80081 | GWINDT21A | Wind
80081 | GWINDT21A | Wind
80081 | GWINDT21A | Wind
80137 | CSDR89 | DCTie
80137 | CSDR89 | DCTie
80138 | CSDR7 | DCTie
80139 | CSDR56 | DCTie
80139 | CSDR56 | DCTie
80140 | CSDR11 | DCTie
80180 | PNSCALT11A | Wind
80180 | PNSCALT11A | Wind
80181 | PNSCALT21A | Wind
80181 | PNSCALT21A | Wind
80223 | REYSHR G | Cogen
80224 | VISTRONG1 | Cogen
80225 | VISTRONG2 | Cogen
80226 | ALCOA G | Cogen
80227 | AIRCO G | Cogen
80263 | B_DAVIS31A | CC
80264 | B_DAVIS41A | CC
80265 | LARECU40A | GGT
80266 | LARECU50A | GGT
86104 | CID-138 | DCTie
86105 | CID-230 | DCTie
86106 | CUF-230 | DCTie
86107 | CUF-138 | DCTie
88198 | BEEVILLE | AVR
88253 | HAMILTON | BLT
88299 | ZAPATA | BLT
88508 | FALFURRI | AVR