## Set up
Step 1 | Go to the Zones worksheet in this workbook. Make sure that the source and sink zones are set correctly and the "1"s and "-1"s are correct |  | Summary of Key Data points | Value
File Description: Cont_ LongCreek to Sweetwater and LongCreek to AbileneMulberry OL_ SanAngelo to Menard(Shrew)
Step 2 | Open Dennis' file that needs to have the data transferred, same file that is listed in cell K27 |  | Number of units | 645
|  |  | Dec PTDF cutoff point | 102
Step 3 | Copy columns J:X from an old Dennis' Sheet to the new sheet (if first round of a new alaysis) |  | Dec PTDF cutoff unit | OKLA0A
|  |  | Dec 10% unit | L_CAPRSI1_1N
Step 4 | Mark the contingencies and monitored element set by a "y" in column K of Dennis' sheet, if there are a match on the filename use something to make unique |  | Dec max cumltv zone impact - cumltv zone share | 0.027839
|  |  | Dec max cumltv zone impact - cumltv zone share pt | 39
Step 5 | Enter Dennis' file name into cell K27 |  | Dec max cumltv zone impact - cumltv zone share unit | NOTREES_1G
|  |  | West Zonal weighted AWGSF | 0.049218
Step 6 | click the step one button |  | North Zonal weighted AWGSF | 0.0097284
|  |  | Inc PTDF cutoff point | 543
Step 7 | Enter the line ratings in Dennis' workbook, the Input worksheet, in the cells |  | Inc PTDF cutoff unit | GRHAMSES_1G
| X6:X30, or to the end of the selected list. |  | Inc 10% unit | L_HAYSEN1_2Y
|  |  | Inc max cumltv zone impact - cumltv zone share | 0.10789
Step 8 | Check to see that the number of generators in Dennis' file matches the length |  | Inc max cumltv zone impact - cumltv zone share pt | 368
| of the formulas in columns L:V (Distributed Slack - Dec) have been copied through to the apporpriate number of rows |  | Inc max cumltv zone impact - cumltv zone share unit | THW_5556
| If Dennis' sheet data is less than this file then clear any old unit data in columns A:K of this workbook to match the correct leng |  | West Zonal weighted AWGSF | 0.049218
| It is only necessary to match the Distributed Slack - Dec worksheet. |  | North Zonal weighted AWGSF | 0.0097284
|  |  | Min of zone correlation | 0.022873
Step 9 | Click the step 2 button |  | Bounary gen in North Zone | 0
| The last file saved will still be open, yopu will need to close this file. |  | Bounary gen in soucre zone as % of line | 0%
| This sheet willno longer be open. |  | Bounary gen in West Zone | 0
|  |  | Bounary gen in soucre zone as % of line | 0
|  |  | OL element line rating | 100
|  |  | West Zonal weighted AWGSF | 0.049218
|  | WN_043009automation.xls | North Zonal weighted AWGSF | 0.0097284
Copy Dennis' data step 1
Copy Dennis' Data Step 2

## Distributed Slack - Dec
Number of Bus | Name of Bus | ID | Area Name of Gen | AGC | P Sensitivity of Bus | Gen MW | Min MW | Max MW | V Sensitivity of Bus | Set Volt | Tech Type | Zone Impact | Zone Correlation | Inc Max | Dec Max | Souce S.F. Weighting | Souce Capacity | Sink S.F. Weighting | Sink Capacity | PTDF Calc | PTDF Weighting | Cumulative Share of Zonal Cap | Cumulative Share of Zonal Impact | Cont_ LongCreek to Sweetwater and LongCreek to AbileneMulberry OL_ SanAngelo to Menard(Shrew) |  | i_PTDF_DEC_pt | 102 |  | NOTREES_1G | Unit at max
60202 | FRNDDRCS | F | West | YES | 0.063229 | 0 | 0 | 0 | 0 | 0.9985 | AVR | 1 | 0.053501 | 0 | 0 | 0 | 0 |  |  | 0.053501 | 0 | 0 | 0 |  |  | i_10pctunit | 15 |  | 39 | # units @ max
60000 | DSKY2 | 1 | West | YES | 0.057745 | 19.1 | 0 | 76.5 |  | 1.039 | Wind | 1 | 0.048017 | 0 | 76.5 | 4.4175 | 76.5 |  |  | 0.048017 | 3.6733 | 0.0070545 | 0.0083668 |  |  | # units | 645 |  | 0.027839 | delta max
60018 | DSKY1 | 1 | West | YES | 0.057249 | 21 | 0 | 84 | 0 | 1.023 | Wind | 1 | 0.047521 | 0 | 84 | 4.8089 | 84 |  |  | 0.047521 | 3.9917 | 0.014801 | 0.017459 | [5 empty] | Delta
60017 | ORNNWP1 | 1 | West | YES | 0.05683 | 20 | 0 | 80 |  | 1.027 | Wind | 1 | 0.047102 | 0 | 80 | 4.5464 | 80 |  |  | 0.047102 | 3.7681 | 0.022178 | 0.026042 | Weighted Shift Factors |  |  |  | 1 | 0
38437 | TNSRBNMESA9 | 1 | West | YES | 0.055589 | 37.5 | 0 | 150 | 0 | 1.02 | Wind | 1 | 0.045861 | 0 | 150 | 8.3384 | 150 |  |  | 0.045861 | 6.8791 | 0.03601 | 0.041711 | West | 0.049218 |  |  | 2 | 0.0013123
38332 | TNWDWRDU2_8 | 1 | West | YES | 0.055544 | 20 | 0 | 80 | 0 | 1.0232 | Wind | 1 | 0.045816 | 0 | 80 | 4.4435 | 80 |  |  | 0.045816 | 3.6652 | 0.043388 | 0.050059 | North | 0.0097284 |  |  | 3 | 0.0026583
60016 | WOODWRD11A | 1 | West | YES | 0.055534 | 20 | 0 | 80 |  | 1.033 | Wind | 1 | 0.045806 | 0 | 80 | 4.4427 | 80 |  |  | 0.045806 | 3.6644 | 0.050765 | 0.058406 |  |  |  |  | 4 | 0.0038639
6016 | SWMESA | 1 | West | YES | 0.055514 | 18.8 | 0 | 75 |  | 1.03 | Wind | 1 | 0.045786 | 0 | 75 | 4.1635 | 75 |  |  | 0.045786 | 3.4339 | 0.057681 | 0.066228 |  |  |  |  | 5 | 0.0057003
60003 | KING_NE1A | 1 | West | YES | 0.055514 | 20 | 0 | 80 |  | 1.03 | Wind | 1 | 0.045786 | 0 | 80 | 4.4411 | 80 |  |  | 0.045786 | 3.6628 | 0.065058 | 0.074571 |  |  |  |  | 6 | 0.0066716
60005 | KING_SE1A | 1 | West | YES | 0.055514 | 10 | 0 | 40 |  | 1.035 | Wind | 1 | 0.045786 | 0 | 40 | 2.2206 | 40 |  |  | 0.045786 | 1.8314 | 0.068747 | 0.078742 |  |  |  |  | 7 | 0.007641
60201 | RIO DRCS | F | West | YES | 0.055395 | 0 | 0 | 0 | 0 | 1.025 | AVR | 1 | 0.045667 | 0 | 0 | 0 | 0 |  |  | 0.045667 | 0 | 0.068747 | 0.078742 |  |  |  |  | 8 | 0.0085464
60007 | KING_SW1A | 1 | West | YES | 0.055315 | 20 | 0 | 80 |  | 1.03 | Wind | 1 | 0.045587 | 0 | 80 | 4.4252 | 80 |  |  | 0.045587 | 3.6469 | 0.076124 | 0.087049 |  |  |  |  | 9 | 0.0095122
60019 | KING_NW1A | 1 | West | YES | 0.055315 | 20 | 0 | 80 |  | 1.03 | Wind | 1 | 0.045587 | 0 | 80 | 4.4252 | 80 |  |  | 0.045587 | 3.6469 | 0.083502 | 0.095356 |  |  |  |  | 10 | 0.0099951
76091 | L_DIVIDE1_1N | W1 | West | YES | 0.054856 | 22.5 | 0 | 112.5 |  | 1.02 | Wind | 1 | 0.045128 | 0 | 112.5 | 6.1713 | 112.5 |  |  | 0.045128 | 5.0769 | 0.093876 | 0.10692 |  |  |  |  | 11 | 0.0099951
76095 | L_CAPRSI1_1N | W1 | West | YES | 0.054856 | 29.9 | 0 | 149.5 | 0 | 1.02 | Wind | 1 | 0.045128 | 0 | 149.5 | 8.201 | 149.5 |  |  | 0.045128 | 6.7466 | 0.10766 | 0.12229 |  |  |  |  | 12 | 0.010925
76096 | L_CAPRSI1_2N | W1 | West | YES | 0.054856 | 37.2 | 0 | 186 | 0 | 1.02 | Wind | 1 | 0.045128 | 0 | 186 | 10.2032 | 186 |  |  | 0.045128 | 8.3937 | 0.12481 | 0.14141 |  |  |  |  | 13 | 0.011854
76097 | L_CAPRGE1_1N | W1 | West | YES | 0.054856 | 42.9 | 0 | 214.5 | 0 | 1.02 | Wind | 1 | 0.045128 | 0 | 214.5 | 11.7666 | 214.5 |  |  | 0.045128 | 9.6799 | 0.14459 | 0.16345 |  |  |  |  | 14 | 0.013044
1349 | WESTXWIN_1G | 1 | West | YES | 0.054005 | 1.3 | 0 | 6.6 |  | 1.014 | Wind | 1 | 0.044277 | 0 | 6.6 | 0.35643 | 6.6 |  |  | 0.044277 | 0.29223 | 0.1452 | 0.16412 |  |  |  |  | 15 | 0.014624
1350 | NWPWRG1_1G | 1 | West | YES | 0.054005 | 6.9 | 1 | 34.3 |  | 1.014 | Wind | 1 | 0.044277 | 0 | 34.3 | 1.8524 | 34.3 |  |  | 0.044277 | 1.5187 | 0.14837 | 0.16758 |  |  |  |  | 16 | 0.016591
76031 | L_GASCCR1_1N | W1 | West | YES | 0.053909 | 30 | 0 | 150 |  | 1.02 | Wind | 1 | 0.044181 | 0 | 150 | 8.0863 | 150 |  |  | 0.044181 | 6.6271 | 0.1622 | 0.18267 |  |  |  |  | 17 | 0.018859
60057 | CALLAHAN1A | 1 | West | YES | 0.053035 | 22.8 | 0 | 114 |  | 1.04 | Wind | 1 | 0.043307 | 0 | 114 | 6.046 | 114 |  |  | 0.043307 | 4.937 | 0.17271 | 0.19392 |  |  |  |  | 18 | 0.018916
60058 | BUFF_GAP1A | 1 | West | YES | 0.052121 | 24 | 0 | 120 |  | 1 | Wind | 1 | 0.042393 | 0 | 120 | 6.2545 | 120 |  |  | 0.042393 | 5.0871 | 0.18378 | 0.20551 |  |  |  |  | 19 | 0.019212
60060 | CIRELLO | 1 | West | YES | 0.052121 | 46.6 | 0 | 233 | 0 | 1 | Wind | 1 | 0.042393 | 0 | 233 | 12.1442 | 233 |  |  | 0.042393 | 9.8775 | 0.20526 | 0.228 |  |  |  |  | 20 | 0.020475
60063 | BUFF_GAP1B | 1 | West | YES | 0.052121 | 34 | 0 | 170.2 | 0 | 1.02 | Wind | 1 | 0.042393 | 0 | 170.2 | 8.871 | 170.2 |  |  | 0.042393 | 7.2152 | 0.22096 | 0.24444 |  |  |  |  | 21 | 0.021207
60066 | H_HOLLOW1A | 1 | West | YES | 0.052121 | 44.4 | 0 | 222 | 0 | 1.005 | Wind | 1 | 0.042393 | 0 | 222 | 11.5709 | 222 |  |  | 0.042393 | 9.4112 | 0.24143 | 0.26588 |  |  |  |  | 22 | 0.021728
60068 | HHOLLOW21A | 1 | West | YES | 0.052121 | 36.8 | 0 | 184 | 0 | 1.025 | Wind | 1 | 0.042393 | 0 | 184 | 9.5903 | 184 |  |  | 0.042393 | 7.8002 | 0.2584 | 0.28364 |  |  |  |  | 23 | 0.022741
60070 | HHOLLOW31A | 1 | West | YES | 0.052121 | 44.8 | 0 | 224 | 0 | 1.025 | Wind | 1 | 0.042393 | 0 | 224 | 11.6751 | 224 |  |  | 0.042393 | 9.4959 | 0.27905 | 0.30527 |  |  |  |  | 24 | 0.02348
60072 | HHOLLOW41A | 1 | West | YES | 0.052121 | 23 | 0 | 115 | 0 | 1.025 | Wind | 1 | 0.042393 | 0 | 115 | 5.9939 | 115 |  |  | 0.042393 | 4.8751 | 0.28966 | 0.31638 |  |  |  |  | 25 | 0.024444
1320 | BSP 1 | 1 | West | YES | 0.050998 | 25.5 | 2.9 | 25.8 | 0 | 1 | Cogen | 1 | 0.04127 | 0 | 0 | 0 | 0 |  |  | 0.04127 | 0 | 0.28966 | 0.31638 |  |  |  |  | 26 | 0.025244
1002 | PBCTAGE_1G | A | West | YES | 0.050658 | 64 | 64 | 66 | 0 | 1.036 | GGT | 1 | 0.04093 | 66 | 66 | 3.3434 | 66 |  |  | 0.04093 | 2.7014 | 0.29575 | 0.32253 |  |  |  |  | 27 | 0.026217
1003 | PBCTBGE_2G | B | West | YES | 0.050658 | 65 | 65 | 66 | 0 | 1.036 | GGT | 1 | 0.04093 | 66 | 66 | 3.3434 | 66 |  |  | 0.04093 | 2.7014 | 0.30183 | 0.32868 |  |  |  |  | 28 | 0.026716
1004 | PBCTCGE_3G | C | West | YES | 0.050658 | 62 | 62 | 67 | 0 | 1.036 | GGT | 1 | 0.04093 | 67 | 67 | 3.3941 | 67 |  |  | 0.04093 | 2.7423 | 0.30801 | 0.33493 |  |  |  |  | 29 | 0.026716
1005 | PBCTDGE_4G | D | West | YES | 0.050658 | 65 | 65 | 68 | 0 | 1.036 | GGT | 1 | 0.04093 | 68 | 68 | 3.4447 | 68 |  |  | 0.04093 | 2.7832 | 0.31428 | 0.34127 |  |  |  |  | 30 | 0.026783
1006 | PBCTEGE_5G | E | West | YES | 0.050658 | 65 | 65 | 67 | 0 | 1.036 | GGT | 1 | 0.04093 | 67 | 67 | 3.3941 | 67 |  |  | 0.04093 | 2.7423 | 0.32046 | 0.34751 |  |  |  |  | 31 | 0.02685
1007 | PB5GEN_6G | 5 | West | YES | 0.050658 | 91.2 | 40 | 114 | 0 | 1.036 | GST | 1 | 0.04093 | 114 | 114 | 5.775 | 114 |  |  | 0.04093 | 4.666 | 0.33097 | 0.35814 |  |  |  |  | 32 | 0.026917
1008 | PB6GEN_7G | 6 | West | YES | 0.050658 | 515 | 130 | 515 | 0 | 1.036 | GST | 1 | 0.04093 | 515 | 515 | 26.0889 | 515 |  |  | 0.04093 | 21.0787 | 0.37846 | 0.40615 |  |  |  |  | 33 | 0.026986
7038 | L_DELAWA1_1Y | 1 | West | YES | 0.0506 | 3.5 | 0 | 35 | 0 | 1 | Wind | 1 | 0.040872 | 0 | 35 | 1.771 | 35 |  |  | 0.040872 | 1.4305 | 0.38169 | 0.40941 |  |  |  |  | 34 | 0.027054
7038 | L_DELAWA1_1Y | 2 | West | YES | 0.0506 | 3 | 0 | 30 | 0 | 1 | Wind | 1 | 0.040872 | 0 | 30 | 1.518 | 30 |  |  | 0.040872 | 1.2261 | 0.38446 | 0.41221 |  |  |  |  | 35 | 0.027169
11147 | NOTREES_1G | 1 | West | YES | 0.050485 | 29.8 | 0 | 149 | 0 | 1.017 | Wind | 1 | 0.040757 | 0 | 149 | 7.5223 | 149 |  |  | 0.040757 | 6.0727 | 0.3982 | 0.42604 |  |  |  |  | 36 | 0.02769
1326 | STANTONW_8 | 1 | West | YES | 0.050071 | 20.1 | 0 | 100.5 |  | 1.01 | Wind | 1 | 0.040343 | 0 | 100.5 | 5.0321 | 100.5 |  |  | 0.040343 | 4.0544 | 0.40747 | 0.43527 |  |  |  |  | 37 | 0.027721
11020 | TIEHVSG_1G | 1 | West | YES | 0.049991 | 208.2 | 63 | 208.2 | 0 | 1.012 | CC | 1 | 0.040263 | 208.2 | 208.2 | 10.4081 | 208.2 |  |  | 0.040263 | 8.3827 | 0.42667 | 0.45437 |  |  |  |  | 38 | 0.027747
11021 | TIEHVCG_1G | 1 | West | YES | 0.049991 | 142.1 | 103 | 142.1 | 0 | 1.012 | CC | 1 | 0.040263 | 142.1 | 142.1 | 7.1037 | 142.1 |  |  | 0.040263 | 5.7213 | 0.43977 | 0.4674 |  |  |  |  | 39 | 0.027839
11022 | TIEHVCG_2G | 1 | West | YES | 0.049991 | 132.4 | 103 | 132.4 | 0 | 1.012 | CC | 1 | 0.040263 | 132.4 | 132.4 | 6.6188 | 132.4 |  |  | 0.040263 | 5.3308 | 0.45198 | 0.47954 |  |  |  |  | 40 | 0.027807
11023 | TIEHVCG_3G | 1 | West | YES | 0.049991 | 137.4 | 103 | 137.4 | 0 | 1.012 | CC | 1 | 0.040263 | 137.4 | 137.4 | 6.8688 | 137.4 |  |  | 0.040263 | 5.5321 | 0.46465 | 0.49214 |  |  |  |  | 41 | 0.027701
11024 | TIEHVCG_4G | 1 | West | YES | 0.049991 | 147 | 103 | 147 | 0 | 1.012 | CC | 1 | 0.040263 | 147 | 147 | 7.3487 | 147 |  |  | 0.040263 | 5.9186 | 0.4782 | 0.50562 |  |  |  |  | 42 | 0.027629
11025 | TIEHVSG_2G | 1 | West | YES | 0.049991 | 213.2 | 63 | 213.2 | 0 | 1.012 | CC | 1 | 0.040263 | 213.2 | 213.2 | 10.6581 | 213.2 |  |  | 0.040263 | 8.584 | 0.49787 | 0.52517 |  |  |  |  | 43 | 0.027561
11001 | NAV1CT | 1 | West | YES | 0.049983 | 70.4 | 18 | 70.4 | 0 | 1.029 | CC | 1 | 0.040255 | 70.4 | 70.4 | 3.5188 | 70.4 |  |  | 0.040255 | 2.8339 | 0.50436 | 0.53163 |  |  |  |  | 44 | 0.027492
11009 | NAV2CT | 1 | West | YES | 0.049983 | 71.4 | 18 | 71.4 | 0 | 1.029 | CC | 1 | 0.040255 | 71.4 | 71.4 | 3.5688 | 71.4 |  |  | 0.040255 | 2.8742 | 0.51094 | 0.53818 |  |  |  |  | 45 | 0.027417
11011 | NAV3ST | 1 | West | YES | 0.049983 | 92.8 | 40 | 92.8 | 0 | 1.029 | CC | 1 | 0.040255 | 92.8 | 92.8 | 4.6384 | 92.8 |  |  | 0.040255 | 3.7356 | 0.5195 | 0.54668 |  |  |  |  | 46 | 0.027309
11012 | NAV4CT | 1 | West | YES | 0.049983 | 80 | 18 | 80 | 0 | 1.029 | CC | 1 | 0.040255 | 80 | 80 | 3.9986 | 80 |  |  | 0.040255 | 3.2204 | 0.52688 | 0.55402 |  |  |  |  | 47 | 0.027272
11013 | NAV5CT | 1 | West | YES | 0.049983 | 80 | 18 | 80 | 0 | 1.029 | CC | 1 | 0.040255 | 80 | 80 | 3.9986 | 80 |  |  | 0.040255 | 3.2204 | 0.53425 | 0.56135 |  |  |  |  | 48 | 0.027234
11014 | NAV6ST | 1 | West | YES | 0.049983 | 115 | 40 | 115 | 0 | 1.029 | CC | 1 | 0.040255 | 115 | 115 | 5.748 | 115 |  |  | 0.040255 | 4.6293 | 0.54486 | 0.5719 |  |  |  |  | 49 | 0.027185
1328 | OCOTILLO_1G | 1 | West | YES | 0.049916 | 11.6 | 0 | 58 |  | 1.01 | Wind | 1 | 0.040188 | 0 | 58 | 2.8951 | 58 |  |  | 0.040188 | 2.3309 | 0.55021 | 0.57721 |  |  |  |  | 50 | 0.027143
1333 | MCDDONAL_8 | 1 | West | YES | 0.049772 | 42.8 | 0 | 214.2 |  | 1.01 | Wind | 1 | 0.040044 | 0 | 214.2 | 10.6612 | 214.2 |  |  | 0.040044 | 8.5773 | 0.56996 | 0.59675 |  |  |  |  | 51 | 0.027101
1327 | WILDHRSE_1G | 1 | West | YES | 0.049591 | 0 | 0 | 120 |  | 1 | Wind | 1 | 0.039863 | 0 | 120 | 5.9509 | 120 |  |  | 0.039863 | 4.7835 | 0.58103 | 0.60764 |  |  |  |  | 52 | 0.027041
1360 | GUNSIGHT_8 | 1 | West | YES | 0.049513 | 0 | 0 | 120 |  | 1.01 | Wind | 1 | 0.039785 | 0 | 120 | 5.9416 | 120 |  |  | 0.039785 | 4.7742 | 0.59209 | 0.61852 |  |  |  |  | 53 | 0.027001
1045 | CALENG1G_1G | 1 | West | YES | 0.04939 | 73.4 | 27 | 73.4 | 0 | 1.014 | Cogen | 1 | 0.039662 | 0 | 0 | 0 | 0 |  |  | 0.039662 | 0 | 0.59209 | 0.61852 |  |  |  |  | 54 | 0.026786
1046 | CALENG2G_2G | 2 | West | YES | 0.04939 | 73.4 | 27 | 73.4 | 0 | 1.014 | Cogen | 1 | 0.039662 | 0 | 0 | 0 | 0 |  |  | 0.039662 | 0 | 0.59209 | 0.61852 |  |  |  |  | 55 | 0.026615
1047 | CALENG3G_3G | 3 | West | YES | 0.04939 | 70.4 | 27 | 70.4 | 0 | 1.014 | Cogen | 1 | 0.039662 | 0 | 0 | 0 | 0 |  |  | 0.039662 | 0 | 0.59209 | 0.61852 |  |  |  |  | 56 | 0.026424
1058 | LONGSHORE_5 | 1 | West | YES | 0.049247 | 30 | 0 | 150 |  | 1.01 | Wind | 1 | 0.039519 | 0 | 150 | 7.3871 | 150 |  |  | 0.039519 | 5.9278 | 0.60592 | 0.63202 |  |  |  |  | 57 | 0.026424
1058 | LONGSHORE_5 | 2 | West | YES | 0.049247 | 44 | 0 | 220 |  | 1.01 | Wind | 1 | 0.039519 | 0 | 220 | 10.8343 | 220 |  |  | 0.039519 | 8.6941 | 0.62621 | 0.65182 |  |  |  |  | 58 | 0.026424
11065 | ELBOWCK_1G | 1 | West | YES | 0.049247 | 23.4 | 0 | 121.9 | 0 | 1 | Wind | 1 | 0.039519 | 0 | 121.9 | 6.0032 | 121.9 |  |  | 0.039519 | 4.8173 | 0.63745 | 0.66279 |  |  |  |  | 59 | 0.026424
1416 | SWETWATR_1G | 1 | West | YES | 0.049049 | 30 | 18 | 30 | 0 | 1.026 | CC | 1 | 0.039321 | 30 | 30 | 1.4715 | 30 |  |  | 0.039321 | 1.1796 | 0.64022 | 0.66548 |  |  |  |  | 60 | 0.026093
1417 | SWETWATR_2G | 2 | West | YES | 0.049049 | 72 | 36 | 72 | 0 | 1.026 | CC | 1 | 0.039321 | 72 | 72 | 3.5315 | 72 |  |  | 0.039321 | 2.8311 | 0.64686 | 0.67193 |  |  |  |  | 61 | 0.025609
1418 | SWETWATR_3G | 3 | West | YES | 0.049049 | 68 | 36 | 68 | 0 | 1.026 | CC | 1 | 0.039321 | 68 | 68 | 3.3353 | 68 |  |  | 0.039321 | 2.6738 | 0.65313 | 0.67802 |  |  |  |  | 62 | 0.02534
1419 | SWETWATR_4G | 4 | West | YES | 0.049049 | 61 | 36 | 61 | 0 | 1.026 | CC | 1 | 0.039321 | 61 | 61 | 2.992 | 61 |  |  | 0.039321 | 2.3986 | 0.65875 | 0.68348 |  |  |  |  | 63 | 0.025261
1037 | MORGAN5G_5G | 5 | West | YES | 0.048793 | 109.6 | 40 | 137 | 0 | 1.029 | GST | 1 | 0.039065 | 137 | 137 | 6.6846 | 137 |  |  | 0.039065 | 5.3518 | 0.67139 | 0.69567 |  |  |  |  | 64 | 0.02507
1039 | MRGNAG_1G | A | West | YES | 0.048793 | 69 | 69 | 69 | 0 | 1.029 | GGT | 1 | 0.039065 | 69 | 69 | 3.3667 | 69 |  |  | 0.039065 | 2.6955 | 0.67775 | 0.70181 |  |  |  |  | 65 | 0.024889
1040 | MRGNBG_2G | B | West | YES | 0.048793 | 70 | 70 | 71 | 0 | 1.029 | GGT | 1 | 0.039065 | 71 | 71 | 3.4643 | 71 |  |  | 0.039065 | 2.7736 | 0.6843 | 0.70813 |  |  |  |  | 66 | 0.024728
1041 | MRGNCG_3G | C | West | YES | 0.048793 | 69 | 69 | 70 | 0 | 1.029 | GGT | 1 | 0.039065 | 70 | 70 | 3.4155 | 70 |  |  | 0.039065 | 2.7345 | 0.69075 | 0.71436 |  |  |  |  | 67 | 0.024284
1042 | MRGNDG_4G | D | West | YES | 0.048793 | 68 | 68 | 68 | 0 | 1.029 | GGT | 1 | 0.039065 | 68 | 68 | 3.3179 | 68 |  |  | 0.039065 | 2.6564 | 0.69702 | 0.72041 |  |  |  |  | 68 | 0.024061
1043 | MRGNEG_5G | E | West | YES | 0.048793 | 68 | 68 | 70 | 0 | 1.029 | GGT | 1 | 0.039065 | 70 | 70 | 3.4155 | 70 |  |  | 0.039065 | 2.7345 | 0.70348 | 0.72664 |  |  |  |  | 69 | 0.023831
1044 | MRGNFG_6G | F | West | YES | 0.048793 | 66 | 66 | 66 | 0 | 1.029 | GGT | 1 | 0.039065 | 66 | 66 | 3.2203 | 66 |  |  | 0.039065 | 2.5783 | 0.70957 | 0.73251 |  |  |  |  | 70 | 0.023604
11320 | COYOTE_1G | 1 | West | YES | 0.048767 | 22.5 | 0 | 225 |  | 1 | Wind | 1 | 0.039039 | 0 | 225 | 10.9726 | 225 |  |  | 0.039039 | 8.7837 | 0.73031 | 0.75252 |  |  |  |  | 71 | 0.023384
11309 | BULLCREK_2G | 1 | West | YES | 0.048683 | 20.9 | 0 | 180 |  | 1 | Wind | 1 | 0.038955 | 0 | 180 | 8.7629 | 180 |  |  | 0.038955 | 7.0118 | 0.74691 | 0.76849 |  |  |  |  | 72 | 0.023158
11310 | BULLCREK_1G | 1 | West | YES | 0.048683 | 15.1 | 0 | 180 |  | 1 | Wind | 1 | 0.038955 | 0 | 180 | 8.7629 | 180 |  |  | 0.038955 | 7.0118 | 0.76351 | 0.78446 |  |  |  |  | 73 | 0.022944
71051 | L_BITTCR1_1N | W1 | West | YES | 0.048677 | 7.5 | 0 | 37.5 |  | 1.02 | Wind | 1 | 0.038949 | 0 | 37.5 | 1.8254 | 37.5 |  |  | 0.038949 | 1.4606 | 0.76697 | 0.78779 |  |  |  |  | 74 | 0.022203
71054 | L_SWEETW1_1N | W1 | West | YES | 0.048677 | 21.5 | 0 | 107.5 |  | 1.02 | Wind | 1 | 0.038949 | 0 | 107.5 | 5.2328 | 107.5 |  |  | 0.038949 | 4.187 | 0.77688 | 0.79732 |  |  |  |  | 75 | 0.021575
71057 | L_SWEETW1_2N | W1 | West | YES | 0.048677 | 27 | 0 | 135 |  | 1.02 | Wind | 1 | 0.038949 | 0 | 135 | 6.5714 | 135 |  |  | 0.038949 | 5.2581 | 0.78933 | 0.8093 |  |  |  |  | 76 | 0.020947
71059 | L_SWEETW1_3N | W1 | West | YES | 0.048677 | 23.8 | 0 | 119 | 0 | 1.02 | Wind | 1 | 0.038949 | 0 | 119 | 5.7926 | 119 |  |  | 0.038949 | 4.6349 | 0.80031 | 0.81986 |  |  |  |  | 77 | 0.020816
71060 | L_SWEETW1_4N | W1 | West | YES | 0.048677 | 21 | 0 | 105 | 0 | 1.02 | Wind | 1 | 0.038949 | 0 | 105 | 5.1111 | 105 |  |  | 0.038949 | 4.0896 | 0.80999 | 0.82917 |  |  |  |  | 78 | 0.02044
71061 | L_SWEETW1_5N | W1 | West | YES | 0.048677 | 16.1 | 0 | 80.5 | 0 | 1.02 | Wind | 1 | 0.038949 | 0 | 80.5 | 3.9185 | 80.5 |  |  | 0.038949 | 3.1354 | 0.81741 | 0.83631 |  |  |  |  | 79 | 0.019967
6637 | SNYDERW1A | 1 | West | YES | 0.048171 | 12.6 | 0 | 63 | 0 | 1.025 | Wind | 1 | 0.038443 | 0 | 63 | 3.0348 | 63 |  |  | 0.038443 | 2.4219 | 0.82322 | 0.84183 |  |  |  |  | 80 | 0.01955
1068 | SCURRYCW_1G | 1 | West | YES | 0.047931 | 28.2 | 1.3 | 141 | 0 | 1.0217 | Wind | 1 | 0.038203 | 0 | 141 | 6.7583 | 141 |  |  | 0.038203 | 5.3866 | 0.83622 | 0.8541 |  |  |  |  | 81 | 0.019183
1073 | SCURRYCW_2G | 2 | West | YES | 0.047931 | 24 | 0 | 120 | 0 | 1.0217 | Wind | 1 | 0.038203 | 0 | 120 | 5.7517 | 120 |  |  | 0.038203 | 4.5843 | 0.84729 | 0.86454 |  |  |  |  | 82 | 0.018901
1061 | CIELOGEN_1G | 1 | West | YES | 0.047908 | 19.8 | 0 | 99 |  | 1 | Wind | 1 | 0.03818 | 0 | 99 | 4.7429 | 99 |  |  | 0.03818 | 3.7798 | 0.85642 | 0.87315 |  |  |  |  | 83 | 0.018608
1062 | CIELOGEN_2G | 1 | West | YES | 0.047908 | 12.2 | 0 | 61 |  | 1 | Wind | 1 | 0.03818 | 0 | 61 | 2.9224 | 61 |  |  | 0.03818 | 2.329 | 0.86204 | 0.87846 |  |  |  |  | 84 | 0.017875
1069 | KINDERMG_1G | 1 | West | YES | 0.047908 | 25 | 5 | 25 | 0 | 1.017 | Cogen | 1 | 0.03818 | 0 | 0 | 0 | 0 |  |  | 0.03818 | 0 | 0.86204 | 0.87846 |  |  |  |  | 85 | 0.017251
1070 | KINDERMG_2G | 1 | West | YES | 0.047908 | 45.7 | 12 | 45.7 | 0 | 1.017 | Cogen | 1 | 0.03818 | 0 | 0 | 0 | 0 |  |  | 0.03818 | 0 | 0.86204 | 0.87846 |  |  |  |  | 86 | 0.016731
1071 | KINDERMG_3G | 1 | West | YES | 0.047908 | 45.7 | 12 | 45.7 | 0 | 1.017 | Cogen | 1 | 0.03818 | 0 | 0 | 0 | 0 |  |  | 0.03818 | 0 | 0.86204 | 0.87846 |  |  |  |  | 87 | 0.01641
36998 | RDCNYNG1 | 1 | West | YES | 0.047265 | 16.8 | 0 | 84 |  | 1.01 | Wind | 1 | 0.037537 | 0 | 84 | 3.9703 | 84 |  |  | 0.037537 | 3.1531 | 0.86979 | 0.88564 |  |  |  |  | 88 | 0.01641
1343 | TRENTIPP_8 | 1 | West | YES | 0.046524 | 30 | 0 | 150 |  | 1.014 | Wind | 1 | 0.036796 | 0 | 150 | 6.9786 | 150 |  |  | 0.036796 | 5.5193 | 0.88362 | 0.89821 |  |  |  |  | 89 | 0.01641
1354 | AEPWIND_8 | 1 | West | YES | 0.046524 | 20.2 | 0 | 101 |  | 1 | Wind | 1 | 0.036796 | 0 | 101 | 4.6989 | 101 |  |  | 0.036796 | 3.7164 | 0.89294 | 0.90667 |  |  |  |  | 90 | 0.01641
11056 | ROSCOE_1G | 1 | West | YES | 0.045393 | 41.8 | 0 | 209 |  | 1 | Wind | 1 | 0.035665 | 0 | 209 | 9.4871 | 209 |  |  | 0.035665 | 7.4539 | 0.91221 | 0.92365 |  |  |  |  | 91 | 0.015846
11057 | CHAMPION_1G | 1 | West | YES | 0.045393 | 25.3 | 0 | 126.5 |  | 1 | Wind | 1 | 0.035665 | 0 | 126.5 | 5.7422 | 126.5 |  |  | 0.035665 | 4.5116 | 0.92388 | 0.93393 |  |  |  |  | 92 | 0.014585
11058 | PYRON_1G | 1 | West | YES | 0.045393 | 49.8 | 0 | 249 |  | 1 | Wind | 1 | 0.035665 | 0 | 249 | 11.3029 | 249 |  |  | 0.035665 | 8.8805 | 0.94684 | 0.95416 |  |  |  |  | 93 | 0.013737
11059 | INADALE_1G | 1 | West | YES | 0.045393 | 39.4 | 0 | 197 |  | 1 | Wind | 1 | 0.035665 | 0 | 197 | 8.9424 | 197 |  |  | 0.035665 | 7.0259 | 0.965 | 0.97016 |  |  |  |  | 94 | 0.011442
6407 | TURKTRAK1A | 1 | West | YES | 0.045198 | 33.9 | 0 | 169.5 | 0 | 1.025 | Wind | 1 | 0.03547 | 0 | 169.5 | 7.6611 | 169.5 |  |  | 0.03547 | 6.0121 | 0.98063 | 0.98385 |  |  |  |  | 95 | 0.010052
6144 | MCADOO1A | 1 | West | YES | 0.044444 | 15 | 0 | 150 | 0 | 1.025 | Wind | 1 | 0.034716 | 0 | 150 | 6.6666 | 150 |  |  | 0.034716 | 5.2073 | 0.99447 | 0.99571 |  |  |  |  | 96 | 0.0073182
60081 | WHRLWIND1A | 1 | West | YES | 0.041089 | 12 | 0 | 60 | 0 | 1.03 | Wind | 1 | 0.031361 | 0 | 60 | 2.4653 | 60 |  |  | 0.031361 | 1.8816 | 1 | 1 |  |  |  |  | 97 | 0.005155
6100 | OKLA7A | EQ | West | YES | 0.032601 | 50 | -220 | 220 | 0 | 1.035 | DCTie | 1 | 0.022873 | 0 | 0 | 0 | 0 |  |  | 0.022873 | 0 | 1 | 1 |  |  |  |  | 98 | 0.0032184
6752 | OKLA0A | 1 | West | YES | 0.032601 | 649.7 | 175 | 649.7 | 0 | 1.035 | LIGCO | 1 | 0.022873 | 0 | 649.7 | 21.1809 | 649.7 |  |  | 0.022873 | 14.8603 | 1.0599 | 1.0338 |  |  |  |  | 99 | 0.0012471
1433 | GRHAMSES_1G | 1 | North | YES | 0.023159 | 242 | 60 | 242 | 0 | 1.038 | GST | -1 | 0.026059 | 242 | 242 |  |  | 5.6045 | 242 | -0.026059 | -6.3064 | [6 empty] | 100 | 0
1479 | WFCOGEN_1G | 1 | North | YES | 0.023109 | 16 | 12 | 20 | 0 | 1 | Cogen | -1 | 0.026109 | 0 | 0 |  |  | 0 | 0 | -0.026109 | 0 | [6 empty] | 101 | 0
1479 | WFCOGEN_1G | 2 | North | YES | 0.023109 | 16 | 12 | 20 | 0 | 1 | Cogen | -1 | 0.026109 | 0 | 0 |  |  | 0 | 0 | -0.026109 | 0 | [6 empty] | 102 | -0.026065
1482 | WFCOGEN_2G | 2 | North | YES | 0.023109 | 13.6 | 12 | 17 | 0 | 1 | Cogen | -1 | 0.026109 | 0 | 0 |  |  | 0 | 0 | -0.026109 | 0 | [6 empty] | 103 | 0
1482 | WFCOGEN_2G | 1 | North | YES | 0.023109 | 16 | 12 | 20 | 0 | 1 | Cogen | -1 | 0.026109 | 0 | 0 |  |  | 0 | 0 | -0.026109 | 0 | [6 empty] | 104 | 0
1643 | SLSTR1PP_1G | 1 | North | YES | 0.02108 | 6 | 0 | 60 | 0 | 1.022 | Wind | -1 | 0.028138 | 0 | 60 |  |  | 0 | 0 | -0.028138 | 0 | [6 empty] | 105 | 0
1432 | GRHAMSES_2G | 2 | North | YES | 0.020938 | 294.9 | 90 | 366 | 0 | 1.014 | GST | -1 | 0.02828 | 366 | 366 |  |  | 7.6633 | 366 | -0.02828 | -10.3506 | [6 empty] | 106 | 0
1437 | MESQUITW_1G | 1 | North | YES | 0.020938 | 40 | 0 | 400 | 0 | 1.023 | Wind | -1 | 0.02828 | 0 | 400 |  |  | 0 | 0 | -0.02828 | 0 | [6 empty] | 107 | 0
1438 | MESQUITW_2G | 1 | North | YES | 0.020938 | 23.6 | 0 | 236 |  | 1.017 | Wind | -1 | 0.02828 | 0 | 236 |  |  | 0 | 0 | -0.02828 | 0 | [6 empty] | 108 | 0
1442 | COKFIELD_5 | 1 | North | YES | 0.020938 | 16.5 | 0 | 165 |  | 1.029 | Wind | -1 | 0.02828 | 0 | 165 |  |  | 0 | 0 | -0.02828 | 0 | [6 empty] | 109 | 0
344 | MRSSHPRD | 1 | North | YES | 0.01964 | 0 | 0 | 12 |  | 1.03 | Hydro | -1 | 0.029578 | 0 | 0 |  |  | 0 | 0 | -0.029578 | 0 | [6 empty] | 110 | 0
345 | MRSSHPRD01 | 2 | North | YES | 0.01964 | 0 | 0 | 12 |  | 1.03 | Hydro | -1 | 0.029578 | 0 | 0 |  |  | 0 | 0 | -0.029578 | 0 | [6 empty] | 111 | 0
1600 | BARTNWND_1G | 1 | North | YES | 0.019522 | 12 | 0 | 120 | 0 | 1.022 | Wind | -1 | 0.029696 | 0 | 120 |  |  | 0 | 0 | -0.029696 | 0 | [6 empty] | 112 | 0
1453 | WCPWRCO_1G | 1 | North | YES | 0.017262 | 204 | 50 | 204 | 0 | 1.02 | CC | -1 | 0.031956 | 204 | 204 |  |  | 3.5214 | 204 | -0.031956 | -6.5191 | [6 empty] | 113 | 0
1454 | WCPWRCO_2G | 2 | North | YES | 0.017262 | 204 | 50 | 204 | 0 | 1.02 | CC | -1 | 0.031956 | 204 | 204 |  |  | 3.5214 | 204 | -0.031956 | -6.5191 | [6 empty] | 114 | 0
1455 | WCPWRCO_3G | 3 | North | YES | 0.017262 | 242 | 50 | 242 |  | 1.02 | CC | -1 | 0.031956 | 242 | 242 |  |  | 4.1774 | 242 | -0.031956 | -7.7334 | [6 empty] | 115 | 0
332 | RWMILLER01 | 1 | North | YES | 0.016322 | 58.4 | 18.5 | 73 | 0 | 1.04 | GST | -1 | 0.032896 | 73 | 73 |  |  | 1.1915 | 73 | -0.032896 | -2.4014 | [6 empty] | 116 | 0
333 | RWMILLER02 | 2 | North | YES | 0.016322 | 95.2 | 37 | 119 | 0 | 1.04 | GST | -1 | 0.032896 | 119 | 119 |  |  | 1.9423 | 119 | -0.032896 | -3.9147 | [6 empty] | 117 | 0
334 | RWMILLER03 | 3 | North | YES | 0.016322 | 166.4 | 65 | 208 | 0 | 1.04 | GST | -1 | 0.032896 | 208 | 208 |  |  | 3.395 | 208 | -0.032896 | -6.8424 | [6 empty] | 118 | 0
335 | RWMILLER04 | 4 | North | YES | 0.016322 | 81.6 | 0 | 102 | 0 | 1.04 | GST | -1 | 0.032896 | 102 | 102 |  |  | 1.6648 | 102 | -0.032896 | -3.3554 | [6 empty] | 119 | 0
336 | RWMILLER05 | 5 | North | YES | 0.016322 | 80.8 | 0 | 101 | 0 | 1.04 | GST | -1 | 0.032896 | 101 | 101 |  |  | 1.6485 | 101 | -0.032896 | -3.3225 | [6 empty] | 120 | 0
8032 | AMISTADHYD1 | 1 | South | YES | 0.015836 | 33 | 13 | 33 | 0 | 1.03 | Hydro | -1 | 0.033382 | 0 | 0 |  |  |  |  | -0.033382 | 0 | [6 empty] | 121 | 0
8033 | AMISTADHYD2 | 2 | South | YES | 0.015836 | 25 | 13 | 25 | 0 | 1.03 | Hydro | -1 | 0.033382 | 0 | 0 |  |  |  |  | -0.033382 | 0 | [6 empty] | 122 | 0
88253 | HAMILTON | F | South | YES | 0.015836 | 0 | 0 | 0 | 0 | 1.04 | BLT | -1 | 0.033382 | 0 | 0 |  |  |  |  | -0.033382 | 0 | [6 empty] | 123 | 0
503 | NTHTEXAS01 | 1 | North | YES | 0.015665 | 0 | 5 | 18 |  | 1.015 | GST | -1 | 0.033553 | 18 | 18 |  |  | 0.28197 | 18 | -0.033553 | -0.60396 | [6 empty] | 124 | 0
504 | NTHTEXAS02 | 2 | North | YES | 0.015665 | 14.4 | 5 | 18 |  | 1.015 | GST | -1 | 0.033553 | 18 | 18 |  |  | 0.28197 | 18 | -0.033553 | -0.60396 | [6 empty] | 125 | 0
505 | NTHTEXAS03 | 3 | North | YES | 0.015665 | 30.4 | 15 | 38 |  | 1.015 | GST | -1 | 0.033553 | 38 | 38 |  |  | 0.59527 | 38 | -0.033553 | -1.275 | [6 empty] | 126 | 0
580 | JCKCNTY801 | 1 | North | YES | 0.015564 | 288 | 0 | 288 | 0 | 1.022 | CC | -1 | 0.033654 | 288 | 288 |  |  | 4.4824 | 288 | -0.033654 | -9.6925 | [6 empty] | 127 | 0
581 | JCKCNTY802 | 2 | North | YES | 0.015564 | 147 | 0 | 147 | 0 | 1.022 | CC | -1 | 0.033654 | 147 | 147 |  |  | 2.2879 | 147 | -0.033654 | -4.9472 | [6 empty] | 128 | 0
582 | JCKCNTY803 | 3 | North | YES | 0.015564 | 147 | 0 | 147 | 0 | 1.022 | CC | -1 | 0.033654 | 147 | 147 |  |  | 2.2879 | 147 | -0.033654 | -4.9472 | [6 empty] | 129 | 0
1898 | COMCHEPK_1G | 1 | North | YES | 0.014868 | 1217 | 1150 | 1217 | 0 | 1.032 | Nuc | -1 | 0.03435 | 0 | 0 |  |  | 0 | 0 | -0.03435 | 0 | [6 empty] | 130 | 0
1899 | COMCHEPK_2G | 2 | North | YES | 0.014868 | 1159 | 1128 | 1159 | 0 | 1.032 | Nuc | -1 | 0.03435 | 0 | 0 |  |  | 0 | 0 | -0.03435 | 0 | [6 empty] | 131 | 0
728 | WOLFRIDGE801 | 1 | North | YES | 0.014589 | 11.2 | 0 | 112.5 | 0 | 0.99 | Wind | -1 | 0.034629 | 0 | 112.5 |  |  | 0 | 0 | -0.034629 | 0 | [6 empty] | 132 | 0
1877 | WLFHOLW_1G | 1 | North | YES | 0.014395 | 217.3 | 89.2 | 217.3 | 0 | 1.032 | CC | -1 | 0.034823 | 217.3 | 217.3 |  |  | 3.128 | 217.3 | -0.034823 | -7.5671 | [6 empty] | 133 | 0
1878 | WLFHOLW_2G | 2 | North | YES | 0.014395 | 215.7 | 105 | 215.7 | 0 | 1.032 | CC | -1 | 0.034823 | 215.7 | 215.7 |  |  | 3.105 | 215.7 | -0.034823 | -7.5114 | [6 empty] | 134 | 0
1879 | WLFHOLW_3G | 3 | North | YES | 0.014395 | 272.4 | 89.2 | 272.4 | 0 | 1.032 | CC | -1 | 0.034823 | 272.4 | 272.4 |  |  | 3.9212 | 272.4 | -0.034823 | -9.4859 | [6 empty] | 135 | 0
1889 | DECRDOVA_1G | 1 | North | YES | 0.013917 | 779 | 255 | 779 | 0 | 1.02 | GSC | -1 | 0.035301 | 779 | 779 |  |  | 10.8413 | 779 | -0.035301 | -27.4997 | [6 empty] | 136 | 0
1892 | DECRDOVA_2G | A | North | YES | 0.013654 | 65 | 65 | 70 | 0 | 1.025 | GGT | -1 | 0.035564 | 70 | 70 |  |  | 0.95578 | 70 | -0.035564 | -2.4895 | [6 empty] | 137 | 0
1893 | DECRDOVA_3G | B | North | YES | 0.013654 | 65 | 65 | 69 | 0 | 1.025 | GGT | -1 | 0.035564 | 69 | 69 |  |  | 0.94213 | 69 | -0.035564 | -2.4539 | [6 empty] | 138 | 0
1894 | DECRDOVA_4G | C | North | YES | 0.013654 | 65 | 65 | 69 | 0 | 1.025 | GGT | -1 | 0.035564 | 69 | 69 |  |  | 0.94213 | 69 | -0.035564 | -2.4539 | [6 empty] | 139 | 0
1895 | DECRDOVA_5G | D | North | YES | 0.013654 | 65 | 65 | 68 | 0 | 1.025 | GGT | -1 | 0.035564 | 68 | 68 |  |  | 0.92847 | 68 | -0.035564 | -2.4184 | [6 empty] | 140 | 0
1861 | EAGLEMNT_1G | MB | North | YES | 0.013514 | 0 | 30 | 112 |  | 1.022 | GST | -1 | 0.035704 | 0 | 0 |  |  | 0 | 0 | -0.035704 | 0 | [6 empty] | 141 | 0
1862 | EAGLEMNT_2G | MB | North | YES | 0.013514 | 0 | 40 | 100 |  | 1.022 | GST | -1 | 0.035704 | 0 | 0 |  |  | 0 | 0 | -0.035704 | 0 | [6 empty] | 142 | 0
1863 | EAGLEMNT_3G | MB | North | YES | 0.013514 | 0 | 50 | 378 |  | 1.022 | GST | -1 | 0.035704 | 0 | 0 |  |  | 0 | 0 | -0.035704 | 0 | [6 empty] | 143 | 0
923 | SPENCER_G4 | 1 | North | YES | 0.013094 | 48 | 20 | 61 | 0 | 1.03 | GST | -1 | 0.036124 | 61 | 61 |  |  | 0.79873 | 61 | -0.036124 | -2.2036 | [6 empty] | 144 | 0
924 | SPENCER_G5 | 1 | North | YES | 0.013094 | 52 | 20 | 66 | 0 | 1.03 | GST | -1 | 0.036124 | 66 | 66 |  |  | 0.8642 | 66 | -0.036124 | -2.3842 | [6 empty] | 145 | 0
366 | JNSNCNTY802 | 1 | North | YES | 0.012026 | 168 | 20 | 168 | 0 | 1.02 | Cogen | -1 | 0.037192 | 0 | 0 |  |  | 0 | 0 | -0.037192 | 0 | [6 empty] | 146 | 0
367 | JNSNCNTY802 | 2 | North | YES | 0.012026 | 90 | 20 | 90 | 0 | 1.02 | Cogen | -1 | 0.037192 | 0 | 0 |  |  | 0 | 0 | -0.037192 | 0 | [6 empty] | 147 | 0
1947 | HANDLEY_3G | 3 | North | YES | 0.011815 | 316 | 100 | 395 | 0 | 1.022 | GST | -1 | 0.037403 | 395 | 395 |  |  | 4.6669 | 395 | -0.037403 | -14.7743 | [6 empty] | 148 | 0
1949 | HANDLEY_5G | 5 | North | YES | 0.011815 | 348 | 150 | 435 | 0 | 1.022 | GST | -1 | 0.037403 | 435 | 435 |  |  | 5.1395 | 435 | -0.037403 | -16.2705 | [6 empty] | 149 | 0
1948 | HANDLEY_4G | 4 | North | YES | 0.011695 | 348 | 150 | 435 | 0 | 1.022 | GST | -1 | 0.037523 | 435 | 435 |  |  | 5.0873 | 435 | -0.037523 | -16.3227 | [6 empty] | 150 | 0
2371 | COLLIN_1G | MB | North | YES | 0.011033 | 0 | 40 | 138 |  | 1.022 | GST | -1 | 0.038185 | 0 | 0 |  |  | 0 | 0 | -0.038185 | 0 | [6 empty] | 151 | 0
6948 | DENISNDM | 1 | North | YES | 0.010788 | 40 | 5 | 40 |  | 1.015 | Hydro | -1 | 0.03843 | 0 | 0 |  |  | 0 | 0 | -0.03843 | 0 | [6 empty] | 152 | 0
6948 | DENISNDM | 2 | North | YES | 0.010788 | 31 | 5 | 40 |  | 1.015 | Hydro | -1 | 0.03843 | 0 | 0 |  |  | 0 | 0 | -0.03843 | 0 | [6 empty] | 153 | 0
2381 | NTHLK1_G | 1 | North | YES | 0.010784 | 0 | 35 | 156 |  | 1.022 | GST | -1 | 0.038434 | 156 | 156 |  |  | 1.6823 | 156 | -0.038434 | -5.9958 | [6 empty] | 154 | 0
2382 | NTHLK2_G | 2 | North | YES | 0.010784 | 0 | 35 | 181 |  | 1.022 | GST | -1 | 0.038434 | 181 | 181 |  |  | 1.9519 | 181 | -0.038434 | -6.9566 | [6 empty] | 155 | 0
2383 | NTHLK3_G | 3 | North | YES | 0.010784 | 0 | 50 | 329 |  | 1.022 | GST | -1 | 0.038434 | 329 | 329 |  |  | 3.5479 | 329 | -0.038434 | -12.6449 | [6 empty] | 156 | 0
1687 | VALLEY_1G | 1 | North | YES | 0.010654 | 136 | 15 | 170 | 0 | 1.029 | GST | -1 | 0.038564 | 170 | 170 |  |  | 1.8112 | 170 | -0.038564 | -6.5559 | [6 empty] | 157 | 0
1688 | VALLEY_2G | 2 | North | YES | 0.010654 | 527 | 90 | 527 | 0 | 1.029 | GSC | -1 | 0.038564 | 527 | 527 |  |  | 5.6147 | 527 | -0.038564 | -20.3234 | [6 empty] | 158 | 0
1689 | VALLEY_3G | 3 | North | YES | 0.010474 | 0 | 25 | 375 |  | 1.003 | GST | -1 | 0.038744 | 375 | 375 |  |  | 3.9278 | 375 | -0.038744 | -14.5291 | [6 empty] | 159 | 0
11691 | KMICHICT1_G | 1 | North | YES | 0.010474 | 144 | 80 | 144 | 0 | 1.026 | CC | -1 | 0.038744 | 144 | 144 |  |  | 1.5083 | 144 | -0.038744 | -5.5792 | [6 empty] | 160 | 0
11692 | KMICHICT2_G | 2 | North | YES | 0.010474 | 146 | 80 | 146 | 0 | 1.026 | CC | -1 | 0.038744 | 146 | 146 |  |  | 1.5292 | 146 | -0.038744 | -5.6567 | [6 empty] | 161 | 0
11693 | KMICHIST3_G | 3 | North | YES | 0.010474 | 312 | 60 | 312 | 0 | 1.026 | CC | -1 | 0.038744 | 312 | 312 |  |  | 3.2679 | 312 | -0.038744 | -12.0882 | [6 empty] | 162 | 0
11694 | KMICHICT4_G | 4 | North | YES | 0.010474 | 144 | 80 | 144 | 0 | 1.026 | CC | -1 | 0.038744 | 144 | 144 |  |  | 1.5083 | 144 | -0.038744 | -5.5792 | [6 empty] | 163 | 0
11695 | KMICHICT5_G | 5 | North | YES | 0.010474 | 148 | 80 | 148 | 0 | 1.026 | CC | -1 | 0.038744 | 148 | 148 |  |  | 1.5502 | 148 | -0.038744 | -5.7342 | [6 empty] | 164 | 0
11696 | KMICHIST6_G | 6 | North | YES | 0.010474 | 310 | 60 | 310 | 0 | 1.026 | CC | -1 | 0.038744 | 310 | 310 |  |  | 3.2469 | 310 | -0.038744 | -12.0107 | [6 empty] | 165 | 0
1678 | LAMARPWR_1G | 1 | North | YES | 0.010418 | 160 | 67.7 | 160 | 0 | 1.038 | CC | -1 | 0.0388 | 160 | 160 |  |  | 1.6669 | 160 | -0.0388 | -6.2081 | [6 empty] | 166 | 0
1679 | LAMARPWR_2G | 2 | North | YES | 0.010418 | 156 | 67.7 | 156 | 0 | 1.038 | CC | -1 | 0.0388 | 156 | 156 |  |  | 1.6252 | 156 | -0.0388 | -6.0529 | [6 empty] | 167 | 0
1680 | LAMARPWR_3G | 3 | North | YES | 0.010418 | 196 | 129.1 | 196 | 0 | 1.038 | CC | -1 | 0.0388 | 196 | 196 |  |  | 2.0419 | 196 | -0.0388 | -7.6049 | [6 empty] | 168 | 0
1681 | LAMARPWR_4G | 4 | North | YES | 0.010418 | 156 | 67.7 | 156 | 0 | 1.038 | CC | -1 | 0.0388 | 156 | 156 |  |  | 1.6252 | 156 | -0.0388 | -6.0529 | [6 empty] | 169 | 0
1682 | LAMARPWR_5G | 5 | North | YES | 0.010418 | 157 | 67.7 | 157 | 0 | 1.038 | CC | -1 | 0.0388 | 157 | 157 |  |  | 1.6356 | 157 | -0.0388 | -6.0917 | [6 empty] | 170 | 0
1683 | LAMARPWR_6G | 6 | North | YES | 0.010418 | 198 | 129.1 | 198 | 0 | 1.038 | CC | -1 | 0.0388 | 198 | 198 |  |  | 2.0628 | 198 | -0.0388 | -7.6825 | [6 empty] | 171 | 0
1675 | PEC_1G | 1 | North | YES | 0.01039 | 76.7 | 35 | 76.7 | 0 | 1.022 | Cogen | -1 | 0.038828 | 0 | 0 |  |  | 0 | 0 | -0.038828 | 0 | [6 empty] | 172 | 0
1676 | PEC_2G | 2 | North | YES | 0.01039 | 79.6 | 35 | 79.6 | 0 | 1.022 | Cogen | -1 | 0.038828 | 0 | 0 |  |  | 0 | 0 | -0.038828 | 0 | [6 empty] | 173 | 0
1677 | PEC_3G | 3 | North | YES | 0.01039 | 88.4 | 35 | 88.4 | 0 | 1.022 | Cogen | -1 | 0.038828 | 0 | 0 |  |  | 0 | 0 | -0.038828 | 0 | [6 empty] | 174 | 0
1701 | MOSES_1G | 1 | North | YES | 0.010308 | 558 | 175 | 558 | 0 | 1.023 | LIGCO | -1 | 0.03891 | 0 | 558 |  |  | 0 | 0 | -0.03891 | 0 | [6 empty] | 175 | 0
1702 | MOSES_2G | 2 | North | YES | 0.010308 | 579 | 175 | 579 | 0 | 1.023 | LIGCO | -1 | 0.03891 | 0 | 579 |  |  | 0 | 0 | -0.03891 | 0 | [6 empty] | 176 | 0
1703 | MOSES_3G | 3 | North | YES | 0.010308 | 808 | 463 | 808 | 0 | 1.023 | LIGCO | -1 | 0.03891 | 0 | 808 |  |  | 0 | 0 | -0.03891 | 0 | [6 empty] | 177 | 0
5925 | DCEAST | EQ | North | YES | 0.010308 | 400.3 | -600 | 600 | 0 | 1.025 | DCTie | -1 | 0.03891 | 0 | 0 |  |  | 0 | 0 | -0.03891 | 0 | [6 empty] | 178 | 0
1937 | MDLTHELP_5G | 5 | North | YES | 0.010274 | 224 | 74 | 224 | 0 | 1 | CC | -1 | 0.038944 | 224 | 224 |  |  | 2.3014 | 224 | -0.038944 | -8.7235 | [6 empty] | 179 | 0
1938 | MDLTHELP_6G | 6 | North | YES | 0.010274 | 226 | 74 | 226 | 0 | 1 | CC | -1 | 0.038944 | 226 | 226 |  |  | 2.3219 | 226 | -0.038944 | -8.8014 | [6 empty] | 180 | 0
1943 | MDLTHELP_3G | 3 | North | YES | 0.010274 | 212 | 74 | 212 | 0 | 1 | CC | -1 | 0.038944 | 212 | 212 |  |  | 2.1781 | 212 | -0.038944 | -8.2562 | [6 empty] | 181 | 0
1944 | MDLTHELP_4G | 4 | North | YES | 0.010274 | 211 | 74 | 211 | 0 | 1 | CC | -1 | 0.038944 | 211 | 211 |  |  | 2.1678 | 211 | -0.038944 | -8.2173 | [6 empty] | 182 | 0
842 | OLINGER_G1 | 1 | North | YES | 0.010115 | 55.4 | 20 | 79 | 0 | 1.03 | GST | -1 | 0.039103 | 79 | 79 |  |  | 0.79909 | 79 | -0.039103 | -3.0892 | [6 empty] | 183 | 0
843 | OLINGER_G2 | 1 | North | YES | 0.010115 | 76.2 | 25 | 110 | 0 | 1.03 | GST | -1 | 0.039103 | 110 | 110 |  |  | 1.1126 | 110 | -0.039103 | -4.3014 | [6 empty] | 184 | 0
844 | OLINGER_G3 | 1 | North | YES | 0.010115 | 103.9 | 45 | 150 | 0 | 1.03 | GST | -1 | 0.039103 | 150 | 150 |  |  | 1.5172 | 150 | -0.039103 | -5.8655 | [6 empty] | 185 | 0
845 | OLINGER_G4 | 1 | North | YES | 0.010115 | 51.9 | 0 | 76 | 0 | 1.03 | GGT | -1 | 0.039103 | 76 | 76 |  |  | 0.76874 | 76 | -0.039103 | -2.9719 | [6 empty] | 186 | 0
837 | NEWMAN_G5 | 1 | North | YES | 0.010077 | 0 | 15 | 40 |  | 1.01 | GST | -1 | 0.039141 | 40 | 40 |  |  | 0.40308 | 40 | -0.039141 | -1.5657 | [6 empty] | 187 | 0
948 | STEAM1 | 1 | North | YES | 0.010048 | 0 | 12 | 20 |  | 1.02 | GST | -1 | 0.03917 | 20 | 20 |  |  | 0.20096 | 20 | -0.03917 | -0.78341 | [6 empty] | 188 | 0
949 | STEAM2 | 1 | North | YES | 0.010048 | 26 | 8 | 26 | 0 | 0.99 | GST | -1 | 0.03917 | 26 | 26 |  |  | 0.26125 | 26 | -0.03917 | -1.0184 | [6 empty] | 189 | 0
950 | STEAM3 | 1 | North | YES | 0.010048 | 41 | 13 | 42 | 0 | 1.02 | GST | -1 | 0.03917 | 42 | 42 |  |  | 0.42202 | 42 | -0.03917 | -1.6452 | [6 empty] | 190 | 0
2413 | MTCK6_G | 6 | North | YES | 0.009971 | 0 | 30 | 118 |  | 1.022 | GST | -1 | 0.039247 | 118 | 118 |  |  | 1.1766 | 118 | -0.039247 | -4.6312 | [6 empty] | 191 | 0
2414 | MTCK7_G | 7 | North | YES | 0.009971 | 0 | 30 | 115 |  | 1.022 | GST | -1 | 0.039247 | 115 | 115 |  |  | 1.1467 | 115 | -0.039247 | -4.5134 | [6 empty] | 192 | 0
2417 | MTCK8_G | 8 | North | YES | 0.009971 | 444.8 | 60 | 556 | 0 | 1.022 | GSC | -1 | 0.039247 | 556 | 556 |  |  | 5.5439 | 556 | -0.039247 | -21.8215 | [6 empty] | 193 | 0
2451 | LKHB1_G | 1 | North | YES | 0.009827 | 0 | 80 | 391 |  | 1.022 | GST | -1 | 0.039391 | 391 | 391 |  |  | 3.8424 | 391 | -0.039391 | -15.402 | [6 empty] | 194 | 0
2452 | LKHB2_G | 2 | North | YES | 0.009827 | 516 | 80 | 516 | 0 | 1.022 | GST | -1 | 0.039391 | 516 | 516 |  |  | 5.0707 | 516 | -0.039391 | -20.3259 | [6 empty] | 195 | 0
12440 | PARKD_1SVC8 | 1 | North | YES | 0.009791 | 0 | 0 | 0 | 0 | 1.007 | GST | -1 | 0.039427 | 0 | 0 |  |  | 0 | 0 | -0.039427 | 0 | [6 empty] | 196 | 0
12449 | PARKD_2SVC8 | 1 | North | YES | 0.009791 | 0 | 0 | 0 | 0 | 1.007 | GST | -1 | 0.039427 | 0 | 0 |  |  | 0 | 0 | -0.039427 | 0 | [6 empty] | 197 | 0
12411 | FPLEFR1A_G | 1 | North | YES | 0.00967 | 161 | 72 | 161 | 0 | 1 | CC | -1 | 0.039548 | 161 | 161 |  |  | 1.5569 | 161 | -0.039548 | -6.3673 | [6 empty] | 198 | 0
12412 | FPLEFR1B_G | 2 | North | YES | 0.00967 | 164 | 72 | 164 | 0 | 1 | CC | -1 | 0.039548 | 164 | 164 |  |  | 1.5859 | 164 | -0.039548 | -6.4859 | [6 empty] | 199 | 0
12413 | FPLEFR1C_G | 3 | North | YES | 0.00967 | 164 | 72 | 164 | 0 | 1 | CC | -1 | 0.039548 | 164 | 164 |  |  | 1.5859 | 164 | -0.039548 | -6.4859 | [6 empty] | 200 | 0
12414 | FPLEFR1S_G | 4 | North | YES | 0.00967 | 414 | 191 | 414 | 0 | 1 | CC | -1 | 0.039548 | 414 | 414 |  |  | 4.0034 | 414 | -0.039548 | -16.373 | [6 empty] | 201 | 0
12421 | FPLEFR2A_G | 1 | North | YES | 0.00967 | 162 | 72 | 162 | 0 | 1 | CC | -1 | 0.039548 | 162 | 162 |  |  | 1.5665 | 162 | -0.039548 | -6.4068 | [6 empty] | 202 | 0
12422 | FPLEFR2B_G | 2 | North | YES | 0.00967 | 161 | 72 | 161 | 0 | 1 | CC | -1 | 0.039548 | 161 | 161 |  |  | 1.5569 | 161 | -0.039548 | -6.3673 | [6 empty] | 203 | 0
12423 | FPLEFR2C_G | 3 | North | YES | 0.00967 | 163 | 72 | 163 | 0 | 1 | CC | -1 | 0.039548 | 163 | 163 |  |  | 1.5762 | 163 | -0.039548 | -6.4464 | [6 empty] | 204 | 0
12424 | FPLEFR2S_G | 4 | North | YES | 0.00967 | 415 | 191 | 415 | 0 | 1 | CC | -1 | 0.039548 | 415 | 415 |  |  | 4.013 | 415 | -0.039548 | -16.4126 | [6 empty] | 205 | 0
1941 | MDLTHELP_1G | 1 | North | YES | 0.009413 | 216.4 | 74 | 216.4 | 0 | 1 | CC | -1 | 0.039805 | 216.4 | 216.4 |  |  | 2.037 | 216.4 | -0.039805 | -8.6139 | [6 empty] | 206 | 0
1942 | MDLTHELP_2G | 2 | North | YES | 0.009413 | 216.1 | 74 | 216.1 | 0 | 1 | CC | -1 | 0.039805 | 216.1 | 216.1 |  |  | 2.0341 | 216.1 | -0.039805 | -8.6019 | [6 empty] | 207 | 0
12322 | ENNSTRAC_1G | 1 | North | YES | 0.009218 | 196 | 130 | 196 | 0 | 1.036 | CC | -1 | 0.04 | 196 | 196 |  |  | 1.8067 | 196 | -0.04 | -7.8401 | [6 empty] | 208 | 0
12323 | ENNSTRAC_2G | 2 | North | YES | 0.009218 | 116 | 100 | 116 | 0 | 1.036 | CC | -1 | 0.04 | 116 | 116 |  |  | 1.0693 | 116 | -0.04 | -4.64 | [6 empty] | 209 | 0
3097 | MARTLAKE_1G | 1 | North | YES | 0.008497 | 790 | 500 | 790 | 0 | 1.017 | LIGCO | -1 | 0.040721 | 0 | 790 |  |  | 0 | 0 | -0.040721 | 0 | [6 empty] | 210 | 0
3098 | MARTLAKE_2G | 2 | North | YES | 0.008497 | 795 | 461 | 795 | 0 | 1.017 | LIGCO | -1 | 0.040721 | 0 | 795 |  |  | 0 | 0 | -0.040721 | 0 | [6 empty] | 211 | 0
3099 | MARTLAKE_3G | 3 | North | YES | 0.008497 | 804 | 500 | 804 | 0 | 1.017 | LIGCO | -1 | 0.040721 | 0 | 804 |  |  | 0 | 0 | -0.040721 | 0 | [6 empty] | 212 | 0
13116 | TGATEWAY_1G | 1 | North | YES | 0.008337 | 151 | 30 | 151 | 0 | 1.0232 | CC | -1 | 0.040881 | 151 | 151 |  |  | 1.2589 | 151 | -0.040881 | -6.1731 | [6 empty] | 213 | 0
13117 | TGATEWAY_2G | 2 | North | YES | 0.008337 | 130 | 30 | 130 | 0 | 1.0232 | CC | -1 | 0.040881 | 130 | 130 |  |  | 1.0838 | 130 | -0.040881 | -5.3146 | [6 empty] | 214 | 0
13118 | TGATEWAY_3G | 3 | North | YES | 0.008337 | 148 | 30 | 148 | 0 | 1.0232 | CC | -1 | 0.040881 | 148 | 148 |  |  | 1.2339 | 148 | -0.040881 | -6.0504 | [6 empty] | 215 | 0
13119 | TGATEWAY_4G | 4 | North | YES | 0.008337 | 399 | 65 | 399 | 0 | 1.0232 | CC | -1 | 0.040881 | 399 | 399 |  |  | 3.3265 | 399 | -0.040881 | -16.3117 | [6 empty] | 216 | 0
3348 | CHAMPION_1G | MB | North | YES | 0.008189 | 0 | 42 | 42 |  | 1 | Cogen | -1 | 0.041029 | 0 | 0 |  |  | 0 | 0 | -0.041029 | 0 | [6 empty] | 217 | 0
3309 | ASPN_G | 1 | North | YES | 0.008174 | 50 | 0 | 50 |  | 1 | Bio | -1 | 0.041044 | 50 | 50 |  |  | 0.4087 | 50 | -0.041044 | -2.0522 | [6 empty] | 218 | 0
3126 | TRINIDAD_6G | 1 | North | YES | 0.008123 | 179.2 | 46 | 224 | 0 | 1 | GST | -1 | 0.041095 | 224 | 224 |  |  | 1.8196 | 224 | -0.041095 | -9.2054 | [6 empty] | 219 | 0
3107 | STRYKER_1G | 1 | North | YES | 0.00812 | 145.6 | 45 | 182 | 0 | 1.029 | GST | -1 | 0.041098 | 182 | 182 |  |  | 1.4778 | 182 | -0.041098 | -7.4799 | [6 empty] | 220 | 0
3108 | STRYKER_2G | 2 | North | YES | 0.00812 | 484 | 75 | 484 | 0 | 1.029 | GST | -1 | 0.041098 | 484 | 484 |  |  | 3.9301 | 484 | -0.041098 | -19.8916 | [6 empty] | 221 | 0
8262 | ELPS | 1 | South | YES | 0.007244 | 6 | 6 | 6 | 0 | 1.15 | Hydro | -1 | 0.041974 | 0 | 0 |  |  |  |  | -0.041974 | 0 | [6 empty] | 222 | 0
13134 | CALFREST_4G | 4 | North | YES | 0.006726 | 151.5 | 40 | 151.5 | 0 | 1.031 | CC | -1 | 0.042492 | 151.5 | 151.5 |  |  | 1.019 | 151.5 | -0.042492 | -6.4376 | [6 empty] | 223 | 0
13135 | CALFREST_5G | 5 | North | YES | 0.006726 | 152.3 | 57 | 152.3 | 0 | 1.031 | CC | -1 | 0.042492 | 152.3 | 152.3 |  |  | 1.0244 | 152.3 | -0.042492 | -6.4716 | [6 empty] | 224 | 0
13136 | CALFREST_6G | 6 | North | YES | 0.006726 | 177.5 | 40 | 177.5 | 0 | 1.031 | CC | -1 | 0.042492 | 177.5 | 177.5 |  |  | 1.1939 | 177.5 | -0.042492 | -7.5424 | [6 empty] | 225 | 0
13131 | CALFREST_1G | 1 | North | YES | 0.00667 | 150.7 | 40 | 150.7 | 0 | 1.031 | CC | -1 | 0.042548 | 150.7 | 150.7 |  |  | 1.0052 | 150.7 | -0.042548 | -6.412 | [6 empty] | 226 | 0
13132 | CALFREST_2G | 2 | North | YES | 0.00667 | 151 | 57 | 151 | 0 | 1.031 | CC | -1 | 0.042548 | 151 | 151 |  |  | 1.0072 | 151 | -0.042548 | -6.4248 | [6 empty] | 227 | 0
13133 | CALFREST_3G | 3 | North | YES | 0.00667 | 177.4 | 40 | 177.4 | 0 | 1.031 | CC | -1 | 0.042548 | 177.4 | 177.4 |  |  | 1.1833 | 177.4 | -0.042548 | -7.5481 | [6 empty] | 228 | 0
3381 | BBRN_1G | 1 | North | YES | 0.00635 | 618 | 225 | 618 | 0 | 1.03 | LIGCO | -1 | 0.042868 | 0 | 618 |  |  | 0 | 0 | -0.042868 | 0 | [6 empty] | 229 | 0
3382 | BBRN_2G | 2 | North | YES | 0.00635 | 589 | 225 | 589 | 0 | 1.03 | LIGCO | -1 | 0.042868 | 0 | 589 |  |  | 0 | 0 | -0.042868 | 0 | [6 empty] | 230 | 0
244 | WHITNYDM01 | 1 | North | YES | 0.006187 | 15 | 0 | 15 | 0 | 1.035 | Hydro | -1 | 0.043031 | 0 | 0 |  |  | 0 | 0 | -0.043031 | 0 | [6 empty] | 231 | 0
245 | WHITNYDM02 | 2 | North | YES | 0.006187 | 15 | 0 | 15 | 0 | 1.035 | Hydro | -1 | 0.043031 | 0 | 0 |  |  | 0 | 0 | -0.043031 | 0 | [6 empty] | 232 | 0
251 | BOSQUESW803 | 2 | North | YES | 0.004868 | 150 | 0 | 150 | 0 | 1.032 | CC | -1 | 0.04435 | 150 | 150 |  |  | 0.7302 | 150 | -0.04435 | -6.6526 | [6 empty] | 233 | 0
253 | BOSQUESW804 | 2 | North | YES | 0.004868 | 80 | 0 | 80 | 0 | 1.032 | CC | -1 | 0.04435 | 80 | 80 |  |  | 0.38944 | 80 | -0.04435 | -3.548 | [6 empty] | 234 | 0
48721 | LEG_1___1 | 1 | North | YES | 0.003638 | 827 | 357 | 827 | 0 | 1.0348 | LIGCO | -1 | 0.04558 | 0 | 827 |  |  | 0 | 0 | -0.04558 | 0 | [6 empty] | 235 | 0
48722 | LEG_2___2 | 2 | North | YES | 0.003638 | 819 | 357 | 819 | 0 | 1.0348 | LIGCO | -1 | 0.04558 | 0 | 819 |  |  | 0 | 0 | -0.04558 | 0 | [6 empty] | 236 | 0
238 | BOSQUESW505 | 1 | North | YES | 0.003131 | 255 | 0 | 255 | 0 | 1.02 | CC | -1 | 0.046087 | 255 | 255 |  |  | 0.79841 | 255 | -0.046087 | -11.7523 | [6 empty] | 237 | 0
239 | BOSQUESW502 | 1 | North | YES | 0.003131 | 119.2 | 0 | 149 | 0 | 1.02 | GGT | -1 | 0.046087 | 149 | 149 |  |  | 0.46652 | 149 | -0.046087 | -6.867 | [6 empty] | 238 | 0
247 | BOSQUESW501 | 2 | North | YES | 0.003131 | 124.8 | 0 | 156 | 0 | 1.02 | GGT | -1 | 0.046087 | 156 | 156 |  |  | 0.48844 | 156 | -0.046087 | -7.1896 | [6 empty] | 239 | 0
39960 | TNTNPONE_18 | 1 | North | YES | 0.002664 | 152.3 | 30 | 152.3 |  | 1.04 | LIGCO | -1 | 0.046554 | 0 | 152.3 |  |  | 0 | 0 | -0.046554 | 0 | [6 empty] | 240 | 0
39970 | TNTNPONE_28 | 1 | North | YES | 0.002664 | 153 | 30 | 153 |  | 1.04 | LIGCO | -1 | 0.046554 | 0 | 153 |  |  | 0 | 0 | -0.046554 | 0 | [6 empty] | 241 | 0
3403 | THOUSE_1G | 1 | North | YES | 0.002083 | 563 | 200 | 563 | 0 | 1.012 | GSC | -1 | 0.047135 | 563 | 563 |  |  | 1.1727 | 563 | -0.047135 | -26.5372 | [6 empty] | 242 | 0
3404 | THOUSE_2G | 2 | North | YES | 0.002083 | 807 | 250 | 807 | 0 | 1.012 | GSC | -1 | 0.047135 | 807 | 807 |  |  | 1.681 | 807 | -0.047135 | -38.0382 | [6 empty] | 243 | 0
3416 | LAKE_CRK1_G | 1 | North | YES | 0.001194 | 60 | 33 | 75 |  | 1.029 | GST | -1 | 0.048024 | 75 | 75 |  |  | 0.08955 | 75 | -0.048024 | -3.6018 | [6 empty] | 244 | 0
3417 | LAKE_CRK2_G | 2 | North | YES | 0.001194 | 177.6 | 40 | 222 | 0 | 1.029 | GST | -1 | 0.048024 | 222 | 222 |  |  | 0.26507 | 222 | -0.048024 | -10.6614 | [6 empty] | 245 | 0
32798 | BRYN_TAMUGEN | 1 | North | YES | 0.000228 | 32 | 0 | 32 |  | 1.02 | GST | -1 | 0.04899 | 32 | 32 |  |  | 0.007296 | 32 | -0.04899 | -1.5677 | [6 empty] | 246 | 0
990 | GIBN_CREK_G1 | 1 | North | YES | 0.000221 | 463 | 200 | 463 | 0 | 1.0275 | LIGCO | -1 | 0.048997 | 0 | 463 |  |  | 0 | 0 | -0.048997 | 0 | [6 empty] | 247 | 0
32886 | BRYN_ATKINS3 | MB | North | YES | 0.00022 | 0 | 5 | 12 |  | 1 | GST | -1 | 0.048998 | 0 | 0 |  |  | 0 | 0 | -0.048998 | 0 | [6 empty] | 248 | 0
32887 | BRYN_ATKINS6 | MB | North | YES | 0.00022 | 0 | 12 | 51 |  | 1.028 | GST | -1 | 0.048998 | 0 | 0 |  |  | 0 | 0 | -0.048998 | 0 | [6 empty] | 249 | 0
32888 | BRYN_ATKINS7 | 1 | North | YES | 0.00022 | 13.6 | 4 | 17 |  | 1.028 | GGT | -1 | 0.048998 | 17 | 17 |  |  | 0.00374 | 17 | -0.048998 | -0.83297 | [6 empty] | 250 | 0
32890 | BRYN_ATKINS4 | MB | North | YES | 0.00022 | 0 | 5 | 22 |  | 1.031 | GST | -1 | 0.048998 | 0 | 0 |  |  | 0 | 0 | -0.048998 | 0 | [6 empty] | 251 | 0
32891 | BRYN_ATKINS5 | MB | North | YES | 0.00022 | 0 | 5 | 25 |  | 1.031 | GST | -1 | 0.048998 | 0 | 0 |  |  | 0 | 0 | -0.048998 | 0 | [6 empty] | 252 | 0
32883 | BRYN_DNSBY3 | 1 | North | YES | 0.000163 | 0 | 2 | 48 |  | 1.015 | GST | -1 | 0.049055 | 48 | 48 |  |  | 0.007824 | 48 | -0.049055 | -2.3547 | [6 empty] | 253 | 0
32884 | BRYN_DNSBY13 | 1 | North | YES | 0.000163 | 46 | 2 | 46 | 0 | 1.015 | GST | -1 | 0.049055 | 46 | 46 |  |  | 0.007498 | 46 | -0.049055 | -2.2565 | [6 empty] | 254 | 0
32892 | BRYN_DNSBY14 | 1 | North | YES | 0.000163 | 84 | 25 | 105 | 0 | 1.035 | GST | -1 | 0.049055 | 105 | 105 |  |  | 0.017115 | 105 | -0.049055 | -5.1508 | [6 empty] | 255 | 0
5934 | SI_RAY5 | 5 | South | YES | 0 | 0 | 10 | 15 |  | 1.035 | GST | -1 | 0.049218 | 15 | 15 |  |  |  |  | -0.049218 | -0.73828 | [6 empty] | 256 | 0
8139 | JOS #1 | MB | South | YES | 0 | 0 | 45 | 255 |  | 1.02 | GST | -1 | 0.049218 | 0 | 0 |  |  |  |  | -0.049218 | 0 | [6 empty] | 257 | 0
8285 | LAR #1 | MB | South | YES | 0 | 0 | 9 | 32 |  | 1.0497 | GST | -1 | 0.049218 | 0 | 0 |  |  |  |  | -0.049218 | 0 | [6 empty] | 258 | 0
8287 | LAR #2 | MB | South | YES | 0 | 0 | 9 | 32 |  | 1.04 | GST | -1 | 0.049218 | 0 | 0 |  |  |  |  | -0.049218 | 0 | [6 empty] | 259 | 0
8288 | LAR #3 | MB | South | YES | 0 | 0 | 25 | 105 |  | 1.04 | GST | -1 | 0.049218 | 0 | 0 |  |  |  |  | -0.049218 | 0 | [6 empty] | 260 | 0
8388 | BATES0A | MB | South | YES | 0 | 0 | 21 | 71 |  | 1.033 | GST | -1 | 0.049218 | 0 | 0 |  |  |  |  | -0.049218 | 0 | [6 empty] | 261 | 0
8393 | BATES0B | MB | South | YES | 0 | 0 | 25 | 110 |  | 1.03 | GST | -1 | 0.049218 | 0 | 0 |  |  |  |  | -0.049218 | 0 | [6 empty] | 262 | 0
8437 | NUECES_B0C | MB | South | YES | 0 | 0 | 7 | 30 |  | 1.03 | GST | -1 | 0.049218 | 0 | 0 |  |  |  |  | -0.049218 | 0 | [6 empty] | 263 | 0
8438 | NUECES_B0B | MB | South | YES | 0 | 0 | 26 | 169 |  | 1.03 | GST | -1 | 0.049218 | 0 | 0 |  |  |  |  | -0.049218 | 0 | [6 empty] | 264 | 0
39190 | TNSLCGN1__8 | 1 | Houston | YES | 0 | 0 | 10 | 30 |  | 1.03 | Cogen | -1 | 0.049218 | 0 | 0 |  |  |  |  | -0.049218 | 0 | [6 empty] | 265 | 0
48671 | FTR_GT1_5105 | 1 | North | YES | -0.000542 | 154.2 | 0 | 154.2 | 0 | 1.0319 | CC | -1 | 0.04976 | 154.2 | 154.2 |  |  | -0.083576 | 154.2 | -0.04976 | -7.673 | [6 empty] | 266 | 0
48672 | FTR_GT2_5110 | 2 | North | YES | -0.000542 | 159 | 0 | 159 | 0 | 1.0319 | CC | -1 | 0.04976 | 159 | 159 |  |  | -0.086178 | 159 | -0.04976 | -7.9119 | [6 empty] | 267 | 0
48673 | FTR_GT3_5085 | 3 | North | YES | -0.000542 | 158 | 0 | 158 | 0 | 1.0319 | CC | -1 | 0.04976 | 158 | 158 |  |  | -0.085636 | 158 | -0.04976 | -7.8621 | [6 empty] | 268 | 0
48674 | FTR_CN4_5095 | 4 | North | YES | -0.000542 | 380 | 0 | 380 | 0 | 1.0319 | CC | -1 | 0.04976 | 380 | 380 |  |  | -0.20596 | 380 | -0.04976 | -18.9089 | [6 empty] | 269 | 0
48591 | CHE_GT2_5030 | 2 | Houston | YES | -0.004237 | 173 | 50 | 173 | 0 | 1.029 | Cogen | -1 | 0.053455 | 0 | 0 |  |  |  |  | -0.053455 | 0 | [6 empty] | 270 | 0
48811 | CVC_GT3_5045 | 3 | Houston | YES | -0.004237 | 156 | 91.8 | 156 | 0 | 1.029 | Cogen | -1 | 0.053455 | 0 | 0 |  |  |  |  | -0.053455 | 0 | [6 empty] | 271 | 0
48812 | CVC_GT2_5020 | 2 | Houston | YES | -0.004237 | 158 | 91.8 | 158 | 0 | 1.029 | Cogen | -1 | 0.053455 | 0 | 0 |  |  |  |  | -0.053455 | 0 | [6 empty] | 272 | 0
48813 | CVC_GT1_5035 | 1 | Houston | YES | -0.004237 | 160 | 91.8 | 160 | 0 | 1.029 | Cogen | -1 | 0.053455 | 0 | 0 |  |  |  |  | -0.053455 | 0 | [6 empty] | 273 | 0
48814 | CVC_ST5_5040 | 1 | Houston | YES | -0.004237 | 162 | 91.8 | 162 | 0 | 1.029 | Cogen | -1 | 0.053455 | 0 | 0 |  |  |  |  | -0.053455 | 0 | [6 empty] | 274 | 0
48885 | THW_5152 | B | Houston | YES | -0.004648 | 47.2 | 5 | 59 |  | 1.0319 | GGT | -1 | 0.053866 | 59 | 59 |  |  |  |  | -0.053866 | -3.1781 | [6 empty] | 275 | 0
48885 | THW_5152 | A | Houston | YES | -0.004648 | 46.4 | 5 | 58 |  | 1.0319 | GGT | -1 | 0.053866 | 58 | 58 |  |  |  |  | -0.053866 | -3.1242 | [6 empty] | 276 | 0
48886 | THW_5354 | D | Houston | YES | -0.004648 | 46.4 | 5 | 58 |  | 1.0319 | GGT | -1 | 0.053866 | 58 | 58 |  |  |  |  | -0.053866 | -3.1242 | [6 empty] | 277 | 0
48886 | THW_5354 | C | Houston | YES | -0.004648 | 45.6 | 5 | 57 |  | 1.0319 | GGT | -1 | 0.053866 | 57 | 57 |  |  |  |  | -0.053866 | -3.0704 | [6 empty] | 278 | 0
48887 | THW_5556 | E | Houston | YES | -0.004648 | 47.2 | 5 | 59 |  | 1.0319 | GGT | -1 | 0.053866 | 59 | 59 |  |  |  |  | -0.053866 | -3.1781 | [6 empty] | 279 | 0
48887 | THW_5556 | F | Houston | YES | -0.004648 | 45.6 | 5 | 57 |  | 1.0319 | GGT | -1 | 0.053866 | 57 | 57 |  |  |  |  | -0.053866 | -3.0704 | [6 empty] | 280 | 0
48690 | GBY_GN5_5 | 5 | Houston | YES | -0.004679 | 318.4 | 81 | 398 |  | 1.0362 | GSC | -1 | 0.053897 | 398 | 398 |  |  |  |  | -0.053897 | -21.4511 | [6 empty] | 281 | 0
48595 | BTE_GT2_8075 | 1 | Houston | YES | -0.004706 | 162.8 | 130 | 162.8 | 0 | 1.0261 | CC | -1 | 0.053924 | 162.8 | 162.8 |  |  |  |  | -0.053924 | -8.7789 | [6 empty] | 282 | 0
48596 | BTE_GT3_8045 | 2 | Houston | YES | -0.004706 | 161.4 | 130 | 161.4 | 0 | 1.0261 | CC | -1 | 0.053924 | 161.4 | 161.4 |  |  |  |  | -0.053924 | -8.7034 | [6 empty] | 283 | 0
48597 | BTE_GT4_8055 | 3 | Houston | YES | -0.004706 | 158.9 | 130 | 158.9 | 0 | 1.0261 | CC | -1 | 0.053924 | 158.9 | 158.9 |  |  |  |  | -0.053924 | -8.5686 | [6 empty] | 284 | 0
48598 | BTE_ST1_8070 | 4 | Houston | YES | -0.004706 | 269.2 | 60 | 269.2 | 0 | 1.0261 | CC | -1 | 0.053924 | 269.2 | 269.2 |  |  |  |  | -0.053924 | -14.5164 | [6 empty] | 285 | 0
48583 | CBY_GT4_1 | 1 | Houston | YES | -0.004774 | 172 | 0 | 172 | 0 | 1.027 | GSC | -1 | 0.053992 | 172 | 172 |  |  |  |  | -0.053992 | -9.2867 | [6 empty] | 286 | 0
48584 | CBY_GT4_2 | 2 | Houston | YES | -0.004774 | 172 | 0 | 172 | 0 | 1.027 | CC | -1 | 0.053992 | 172 | 172 |  |  |  |  | -0.053992 | -9.2867 | [6 empty] | 287 | 0
48585 | CBY_ST4_1 | 3 | Houston | YES | -0.004774 | 172 | 0 | 172 | 0 | 1.027 | CC | -1 | 0.053992 | 172 | 172 |  |  |  |  | -0.053992 | -9.2867 | [6 empty] | 288 | 0
48815 | CVC_GT4_8005 | 4 | Houston | YES | -0.004782 | 165 | 91.8 | 165 |  | 1.0362 | Cogen | -1 | 0.054 | 0 | 0 |  |  |  |  | -0.054 | 0 | [6 empty] | 289 | 0
48791 | PSA_GT1_8160 | 1 | Houston | YES | -0.004804 | 52 | 20.8 | 65 | 0 | 1.0362 | Cogen | -1 | 0.054022 | 0 | 0 |  |  |  |  | -0.054022 | 0 | [6 empty] | 290 | 0
48792 | PSA_GT2_8155 | 2 | Houston | YES | -0.004804 | 52.8 | 20.3 | 66 | 0 | 1.0362 | Cogen | -1 | 0.054022 | 0 | 0 |  |  |  |  | -0.054022 | 0 | [6 empty] | 291 | 0
48793 | PSA_GT3_8150 | 3 | Houston | YES | -0.004804 | 56 | 20.3 | 70 | 0 | 1.0362 | Cogen | -1 | 0.054022 | 0 | 0 |  |  |  |  | -0.054022 | 0 | [6 empty] | 292 | 0
48794 | PSA_GT4_8145 | 4 | Houston | YES | -0.004804 | 52.8 | 20.3 | 66 | 0 | 1.0362 | Cogen | -1 | 0.054022 | 0 | 0 |  |  |  |  | -0.054022 | 0 | [6 empty] | 293 | 0
48795 | PSA_GT5_8140 | 5 | Houston | YES | -0.004804 | 51.2 | 20.3 | 64 | 0 | 1.0362 | Cogen | -1 | 0.054022 | 0 | 0 |  |  |  |  | -0.054022 | 0 | [6 empty] | 294 | 0
48796 | PSA_GN1_8165 | 1 | Houston | YES | -0.004804 | 83.2 | 43.1 | 104 | 0 | 1.0362 | Cogen | -1 | 0.054022 | 0 | 0 |  |  |  |  | -0.054022 | 0 | [6 empty] | 295 | 0
48797 | PSA_GT6_8135 | 6 | Houston | YES | -0.004804 | 47.2 | 34.5 | 59 | 0 | 1.0362 | Cogen | -1 | 0.054022 | 0 | 0 |  |  |  |  | -0.054022 | 0 | [6 empty] | 296 | 0
48581 | CBY_GN1_1 | 1 | Houston | YES | -0.004808 | 595.2 | 108 | 744 | 0 | 1.0435 | GSC | -1 | 0.054026 | 744 | 744 |  |  |  |  | -0.054026 | -40.1956 | [6 empty] | 297 | 0
48651 | EP_1_2 | 1 | Houston | YES | -0.004809 | 4 | 0 | 5 | 0 | 1.0362 | Cogen | -1 | 0.054027 | 0 | 0 |  |  |  |  | -0.054027 | 0 | [6 empty] | 298 | 0
48651 | EP_1_2 | 2 | Houston | YES | -0.004809 | 17.7 | 10 | 21 | 0 | 1.0362 | Cogen | -1 | 0.054027 | 0 | 0 |  |  |  |  | -0.054027 | 0 | [6 empty] | 299 | 0
48940 | WARVUE_GT1 | G1 | Houston | YES | -0.004809 | 15 | 0 | 15 |  | 1.021 | Cogen | -1 | 0.054027 | 0 | 0 |  |  |  |  | -0.054027 | 0 | [6 empty] | 300 | 0
49803 | EXN_15GT | 1 | Houston | YES | -0.004849 | 33 | 8.3 | 34 |  | 1.0326 | Cogen | -1 | 0.054067 | 0 | 0 |  |  |  |  | -0.054067 | 0 | [6 empty] | 301 | 0
49804 | EXN_16GT | 2 | Houston | YES | -0.004849 | 32 | 8.3 | 34.7 |  | 1.0326 | Cogen | -1 | 0.054067 | 0 | 0 |  |  |  |  | -0.054067 | 0 | [6 empty] | 302 | 0
49805 | EXN_17GT | 3 | Houston | YES | -0.004849 | 31 | 8.3 | 32.7 |  | 1.0326 | Cogen | -1 | 0.054067 | 0 | 0 |  |  |  |  | -0.054067 | 0 | [6 empty] | 303 | 0
49826 | EXN938GT | 5 | Houston | YES | -0.004849 | 43 | 9.2 | 45.9 |  | 1.0326 | Cogen | -1 | 0.054067 | 0 | 0 |  |  |  |  | -0.054067 | 0 | [6 empty] | 304 | 0
49828 | EXN941GT | 10 | Houston | YES | -0.004849 | 17.7 | 5.4 | 17.7 | 0 | 1.0326 | Cogen | -1 | 0.054067 | 0 | 0 |  |  |  |  | -0.054067 | 0 | [6 empty] | 305 | 0
49829 | EXN942GT | 11 | Houston | YES | -0.004849 | 20 | 5.4 | 20.4 | 0 | 1.0326 | Cogen | -1 | 0.054067 | 0 | 0 |  |  |  |  | -0.054067 | 0 | [6 empty] | 306 | 0
49830 | EXN943GT | 12 | Houston | YES | -0.004849 | 19 | 5.4 | 19.9 | 0 | 1.0326 | Cogen | -1 | 0.054067 | 0 | 0 |  |  |  |  | -0.054067 | 0 | [6 empty] | 307 | 0
49831 | EXN944GT | 13 | Houston | YES | -0.004849 | 33 | 5.4 | 35 | 0 | 1.0326 | Cogen | -1 | 0.054067 | 0 | 0 |  |  |  |  | -0.054067 | 0 | [6 empty] | 308 | 0
49832 | EXN945GT | 9 | Houston | YES | -0.004849 | 18.5 | 9.2 | 18.5 |  | 1.0326 | Cogen | -1 | 0.054067 | 0 | 0 |  |  |  |  | -0.054067 | 0 | [6 empty] | 309 | 0
49837 | EXN_GT | 4 | Houston | YES | -0.004849 | 81 | 21.3 | 85.4 |  | 1.0326 | Cogen | -1 | 0.054067 | 0 | 0 |  |  |  |  | -0.054067 | 0 | [6 empty] | 310 | 0
49838 | EXN_14GT | 14 | Houston | YES | -0.004849 | 140 | 0 | 148 |  | 1.0326 | Cogen | -1 | 0.054067 | 0 | 0 |  |  |  |  | -0.054067 | 0 | [6 empty] | 311 | 0
48883 | THW_GT1_GT_1 | B2 | Houston | YES | -0.00485 | 0 | 0 | 12 |  | 1.043 | GGT | -1 | 0.054068 | 12 | 12 |  |  |  |  | -0.054068 | -0.64882 | [6 empty] | 312 | 0
48582 | CBY_GN2_2 | 2 | Houston | YES | -0.00489 | 596.8 | 110 | 746 | 0 | 1.0435 | GSC | -1 | 0.054108 | 746 | 746 |  |  |  |  | -0.054108 | -40.3648 | [6 empty] | 313 | 0
48873 | THW_ST3_ST_3 | 3 | Houston | YES | -0.004938 | 107 | 19 | 107 | 0 | 1.0435 | CC | -1 | 0.054156 | 107 | 107 |  |  |  |  | -0.054156 | -5.7947 | [6 empty] | 314 | 0
48874 | THW_ST4_ST_4 | 4 | Houston | YES | -0.004938 | 108 | 19 | 108 | 0 | 1.0435 | CC | -1 | 0.054156 | 108 | 108 |  |  |  |  | -0.054156 | -5.8489 | [6 empty] | 315 | 0
48875 | THW_3132 | A | Houston | YES | -0.004938 | 55 | 5 | 55 | 0 | 1.0435 | CC | -1 | 0.054156 | 55 | 55 |  |  |  |  | -0.054156 | -2.9786 | [6 empty] | 316 | 0
48875 | THW_3132 | B | Houston | YES | -0.004938 | 53 | 5 | 53 | 0 | 1.0435 | CC | -1 | 0.054156 | 53 | 53 |  |  |  |  | -0.054156 | -2.8703 | [6 empty] | 317 | 0
48877 | THW_3334 | C | Houston | YES | -0.004938 | 55 | 5 | 55 | 0 | 1.0435 | CC | -1 | 0.054156 | 55 | 55 |  |  |  |  | -0.054156 | -2.9786 | [6 empty] | 318 | 0
48877 | THW_3334 | D | Houston | YES | -0.004938 | 57 | 5 | 57 | 0 | 1.0435 | CC | -1 | 0.054156 | 57 | 57 |  |  |  |  | -0.054156 | -3.0869 | [6 empty] | 319 | 0
48879 | THW_4142 | E | Houston | YES | -0.004938 | 56 | 5 | 56 | 0 | 1.0435 | CC | -1 | 0.054156 | 56 | 56 |  |  |  |  | -0.054156 | -3.0328 | [6 empty] | 320 | 0
48879 | THW_4142 | F | Houston | YES | -0.004938 | 55 | 5 | 55 | 0 | 1.0435 | CC | -1 | 0.054156 | 55 | 55 |  |  |  |  | -0.054156 | -2.9786 | [6 empty] | 321 | 0
48881 | THW_4344 | G | Houston | YES | -0.004938 | 58 | 5 | 58 | 0 | 1.0435 | CC | -1 | 0.054156 | 58 | 58 |  |  |  |  | -0.054156 | -3.1411 | [6 empty] | 322 | 0
48881 | THW_4344 | H | Houston | YES | -0.004938 | 58 | 5 | 58 | 0 | 1.0435 | CC | -1 | 0.054156 | 58 | 58 |  |  |  |  | -0.054156 | -3.1411 | [6 empty] | 323 | 0
48593 | CHE_GT1_8015 | 1 | Houston | YES | -0.00502 | 173 | 50 | 173 | 0 | 1.0362 | Cogen | -1 | 0.054238 | 0 | 0 |  |  |  |  | -0.054238 | 0 | [6 empty] | 324 | 0
48594 | CHE_GN4_8025 | 4 | Houston | YES | -0.00502 | 142 | 60 | 142 | 0 | 1.0362 | Cogen | -1 | 0.054238 | 0 | 0 |  |  |  |  | -0.054238 | 0 | [6 empty] | 325 | 0
48511 | LPE_GT1_8070 | 1 | Houston | YES | -0.005032 | 42 | 0 | 42 | 0 | 1.0362 | GGT | -1 | 0.05425 | 42 | 42 |  |  |  |  | -0.05425 | -2.2785 | [6 empty] | 326 | 0
48512 | LPE_GT2_8075 | 2 | Houston | YES | -0.005032 | 42 | 0 | 42 | 0 | 1.0362 | GGT | -1 | 0.05425 | 42 | 42 |  |  |  |  | -0.05425 | -2.2785 | [6 empty] | 327 | 0
48513 | LPE_GT3_8080 | 3 | Houston | YES | -0.005032 | 39 | 0 | 39 | 0 | 1.0362 | GGT | -1 | 0.05425 | 39 | 39 |  |  |  |  | -0.05425 | -2.1158 | [6 empty] | 328 | 0
48514 | LPE_GT4_8085 | 4 | Houston | YES | -0.005032 | 39 | 0 | 39 | 0 | 1.0362 | GGT | -1 | 0.05425 | 39 | 39 |  |  |  |  | -0.05425 | -2.1158 | [6 empty] | 329 | 0
48500 | APD_GT1_8005 | 1 | Houston | YES | -0.005039 | 137.6 | 54.6 | 137.6 | 0 | 1.0362 | Cogen | -1 | 0.054257 | 0 | 0 |  |  |  |  | -0.054257 | 0 | [6 empty] | 330 | 0
48820 | SHELLG1_3015 | 1 | Houston | YES | -0.005094 | 71 | 34.5 | 71 |  | 1.029 | Cogen | -1 | 0.054312 | 0 | 0 |  |  |  |  | -0.054312 | 0 | [6 empty] | 331 | 0
48821 | SHELLG2 | 2 | Houston | YES | -0.005094 | 72 | 34.5 | 72 |  | 1.029 | Cogen | -1 | 0.054312 | 0 | 0 |  |  |  |  | -0.054312 | 0 | [6 empty] | 332 | 0
48822 | SHELLG3_3020 | 2 | Houston | YES | -0.005094 | 30 | 0 | 30 |  | 1.029 | Cogen | -1 | 0.054312 | 0 | 0 |  |  |  |  | -0.054312 | 0 | [6 empty] | 333 | 0
48822 | SHELLG3_3020 | 1 | Houston | YES | -0.005094 | 39 | 0 | 39 |  | 1.029 | Cogen | -1 | 0.054312 | 0 | 0 |  |  |  |  | -0.054312 | 0 | [6 empty] | 334 | 0
48740 | PSG_GN2_8050 | 1 | Houston | YES | -0.00513 | 182 | 60 | 182 | 0 | 1.0326 | Cogen | -1 | 0.054348 | 0 | 0 |  |  |  |  | -0.054348 | 0 | [6 empty] | 335 | 0
48741 | PSG_GT2_8040 | 1 | Houston | YES | -0.00513 | 158.6 | 50 | 158.6 | 0 | 1.0326 | Cogen | -1 | 0.054348 | 0 | 0 |  |  |  |  | -0.054348 | 0 | [6 empty] | 336 | 0
48742 | PSG_GT3_8060 | 1 | Houston | YES | -0.00513 | 157 | 50 | 157 | 0 | 1.0326 | Cogen | -1 | 0.054348 | 0 | 0 |  |  |  |  | -0.054348 | 0 | [6 empty] | 337 | 0
48854 | SRB_GN4_4 | 4 | Houston | YES | -0.005131 | 182.4 | 35 | 228 | 0 | 1.0326 | GST | -1 | 0.054349 | 228 | 228 |  |  |  |  | -0.054349 | -12.3917 | [6 empty] | 338 | 0
48611 | DIB_GT1_8080 | 1 | Houston | YES | -0.005132 | 64 | 0 | 64 | 0 | 1.0326 | Cogen | -1 | 0.05435 | 0 | 0 |  |  |  |  | -0.05435 | 0 | [6 empty] | 339 | 0
48612 | DIB_GT2_8075 | 2 | Houston | YES | -0.005132 | 63.2 | 0 | 63.2 | 0 | 1.0326 | Cogen | -1 | 0.05435 | 0 | 0 |  |  |  |  | -0.05435 | 0 | [6 empty] | 340 | 0
48613 | DIB_ST1_8085 | 3 | Houston | YES | -0.005132 | 67.9 | 30 | 82.6 | 0 | 1.0326 | Cogen | -1 | 0.05435 | 0 | 0 |  |  |  |  | -0.05435 | 0 | [6 empty] | 341 | 0
48614 | DIB_GT3_8090 | 4 | Houston | YES | -0.005132 | 73.6 | 15 | 73.6 | 0 | 1.0326 | Cogen | -1 | 0.05435 | 0 | 0 |  |  |  |  | -0.05435 | 0 | [6 empty] | 342 | 0
48845 | SOL_GT1 | 1 | Houston | YES | -0.005132 | 16.2 | 15.4 | 16.2 |  | 1.0326 | Solar | -1 | 0.05435 | 16.2 | 16.2 |  |  |  |  | -0.05435 | -0.88048 | [6 empty] | 343 | 0
48853 | SRB_GN3_3 | 3 | Houston | YES | -0.005133 | 170.4 | 35 | 213 |  | 1.0326 | GST | -1 | 0.054351 | 213 | 213 |  |  |  |  | -0.054351 | -11.5768 | [6 empty] | 344 | 0
48551 | CAL_GT1_8045 | 1 | Houston | YES | -0.005139 | 149 | 0 | 149 | 0 | 1.0326 | Cogen | -1 | 0.054357 | 0 | 0 |  |  |  |  | -0.054357 | 0 | [6 empty] | 345 | 0
48552 | CAL_ST1_8000 | 2 | Houston | YES | -0.005139 | 65.1 | 0 | 65.1 | 0 | 1.0326 | Cogen | -1 | 0.054357 | 0 | 0 |  |  |  |  | -0.054357 | 0 | [6 empty] | 346 | 0
48851 | SRB_GN1_1 | 1 | Houston | YES | -0.00514 | 132 | 26 | 165 | 0 | 1.0217 | GST | -1 | 0.054358 | 165 | 165 |  |  |  |  | -0.054358 | -8.9691 | [6 empty] | 347 | 0
48852 | SRB_GN2_2 | 2 | Houston | YES | -0.005142 | 140.8 | 26 | 176 | 0 | 1.0217 | GST | -1 | 0.05436 | 176 | 176 |  |  |  |  | -0.05436 | -9.5674 | [6 empty] | 348 | 0
48855 | SRB_GT211035 | B1 | Houston | YES | -0.005143 | 0 | 0 | 18 |  | 1.014 | GGT | -1 | 0.054361 | 18 | 18 |  |  |  |  | -0.054361 | -0.9785 | [6 empty] | 349 | 0
48855 | SRB_GT211035 | B2 | Houston | YES | -0.005143 | 0 | 0 | 12 |  | 1.014 | GGT | -1 | 0.054361 | 12 | 12 |  |  |  |  | -0.054361 | -0.65234 | [6 empty] | 350 | 0
48761 | PR_GT1__9040 | 1 | Houston | YES | -0.005168 | 26 | 0 | 35 |  | 1 | Cogen | -1 | 0.054386 | 0 | 0 |  |  |  |  | -0.054386 | 0 | [6 empty] | 351 | 0
48641 | DPEC_GT15040 | 1 | Houston | YES | -0.005201 | 163.2 | 98 | 163.2 | 0 | 1.0319 | CC | -1 | 0.054419 | 163.2 | 163.2 |  |  |  |  | -0.054419 | -8.8812 | [6 empty] | 352 | 0
48642 | DPEC_GT25025 | 2 | Houston | YES | -0.005201 | 157.1 | 98 | 157.1 | 0 | 1.0319 | CC | -1 | 0.054419 | 157.1 | 157.1 |  |  |  |  | -0.054419 | -8.5493 | [6 empty] | 353 | 0
48643 | DPEC_GT35010 | 3 | Houston | YES | -0.005201 | 157.5 | 98 | 157.5 | 0 | 1.0319 | CC | -1 | 0.054419 | 157.5 | 157.5 |  |  |  |  | -0.054419 | -8.571 | [6 empty] | 354 | 0
48644 | DPEC_GT45070 | 4 | Houston | YES | -0.005201 | 157 | 98 | 157 | 0 | 1.0319 | CC | -1 | 0.054419 | 157 | 157 |  |  |  |  | -0.054419 | -8.5438 | [6 empty] | 355 | 0
48645 | DPEC_ST55065 | 5 | Houston | YES | -0.005201 | 282 | 0 | 282 | 0 | 1.0319 | CC | -1 | 0.054419 | 282 | 282 |  |  |  |  | -0.054419 | -15.3463 | [6 empty] | 356 | 0
48841 | SJS_GT1_GT1 | 1 | Houston | YES | -0.005223 | 62.4 | 49 | 78 | 0 | 1.0362 | Cogen | -1 | 0.054441 | 0 | 0 |  |  |  |  | -0.054441 | 0 | [6 empty] | 357 | 0
48842 | SJS_GT2_GT2 | 2 | Houston | YES | -0.005223 | 64.8 | 49 | 81 | 0 | 1.0362 | Cogen | -1 | 0.054441 | 0 | 0 |  |  |  |  | -0.054441 | 0 | [6 empty] | 358 | 0
48691 | GBY_73741085 | B | Houston | YES | -0.005247 | 37.6 | 20 | 47 | 0 | 1.0362 | GGT | -1 | 0.054465 | 47 | 47 |  |  |  |  | -0.054465 | -2.5599 | [6 empty] | 359 | 0
48691 | GBY_73741085 | A | Houston | YES | -0.005247 | 37.6 | 20 | 47 | 0 | 1.0362 | GGT | -1 | 0.054465 | 47 | 47 |  |  |  |  | -0.054465 | -2.5599 | [6 empty] | 360 | 0
48692 | GBY_81821075 | D | Houston | YES | -0.005247 | 44 | 20 | 55 | 0 | 1.0362 | GGT | -1 | 0.054465 | 55 | 55 |  |  |  |  | -0.054465 | -2.9956 | [6 empty] | 361 | 0
48692 | GBY_81821075 | C | Houston | YES | -0.005247 | 37.6 | 20 | 47 | 0 | 1.0362 | GGT | -1 | 0.054465 | 47 | 47 |  |  |  |  | -0.054465 | -2.5599 | [6 empty] | 362 | 0
48693 | GBY_83841065 | F | Houston | YES | -0.005247 | 43.2 | 20 | 54 | 0 | 1.0362 | GGT | -1 | 0.054465 | 54 | 54 |  |  |  |  | -0.054465 | -2.9411 | [6 empty] | 363 | 0
48693 | GBY_83841065 | E | Houston | YES | -0.005247 | 45.6 | 20 | 57 | 0 | 1.0362 | GGT | -1 | 0.054465 | 57 | 57 |  |  |  |  | -0.054465 | -3.1045 | [6 empty] | 364 | 0
48531 | BYU_GT1_8075 | 1 | Houston | YES | -0.005329 | 65 | 0 | 65 |  | 1.0362 | Cogen | -1 | 0.054547 | 0 | 0 |  |  |  |  | -0.054547 | 0 | [6 empty] | 365 | 0
48532 | BYU_GT2_8055 | 2 | Houston | YES | -0.005329 | 62 | 0 | 62 |  | 1.0362 | Cogen | -1 | 0.054547 | 0 | 0 |  |  |  |  | -0.054547 | 0 | [6 empty] | 366 | 0
48533 | BYU_GT3_8060 | 3 | Houston | YES | -0.005329 | 67 | 0 | 67 |  | 1.0362 | Cogen | -1 | 0.054547 | 0 | 0 |  |  |  |  | -0.054547 | 0 | [6 empty] | 367 | 0
48534 | BYU_GT4_8065 | 4 | Houston | YES | -0.005329 | 65 | 0 | 65 |  | 1.0362 | Cogen | -1 | 0.054547 | 0 | 0 |  |  |  |  | -0.054547 | 0 | [6 empty] | 368 | 0
48561 | CTL_GT2_8130 | 1 | Houston | YES | -0.005385 | 73.5 | 30.3 | 91.9 |  | 1.0362 | Cogen | -1 | 0.054603 | 0 | 0 |  |  |  |  | -0.054603 | 0 | [6 empty] | 369 | 0
48562 | CTL_GT3_8135 | 2 | Houston | YES | -0.005385 | 70.1 | 30.3 | 87.6 |  | 1.0362 | Cogen | -1 | 0.054603 | 0 | 0 |  |  |  |  | -0.054603 | 0 | [6 empty] | 370 | 0
48563 | CTL_GT4_8140 | 3 | Houston | YES | -0.005385 | 69.6 | 30.3 | 87 |  | 1.0362 | Cogen | -1 | 0.054603 | 0 | 0 |  |  |  |  | -0.054603 | 0 | [6 empty] | 371 | 0
48564 | CTL_GN1_8145 | 4 | Houston | YES | -0.005385 | 43.6 | 12.9 | 54.5 |  | 1.0362 | Cogen | -1 | 0.054603 | 0 | 0 |  |  |  |  | -0.054603 | 0 | [6 empty] | 372 | 0
48565 | CTL_GN2_8155 | 5 | Houston | YES | -0.005385 | 9.8 | 3.4 | 12.2 |  | 1.0362 | Cogen | -1 | 0.054603 | 0 | 0 |  |  |  |  | -0.054603 | 0 | [6 empty] | 373 | 0
48772 | PHR_GN2_2 | MB | Houston | YES | -0.005534 | 0 | 72 | 459 |  | 1.0362 | GSC | -1 | 0.054752 | 0 | 0 |  |  |  |  | -0.054752 | 0 | [6 empty] | 374 | 0
38580 | TNBP_CGN1_8 | 1 | Houston | YES | -0.005745 | 70.8 | 0 | 70.8 | 0 | 1.005 | Cogen | -1 | 0.054963 | 0 | 0 |  |  |  |  | -0.054963 | 0 | [6 empty] | 375 | 0
38590 | TNBP_CGN2_8 | 2 | Houston | YES | -0.005745 | 66.7 | 0 | 66.7 | 0 | 1.005 | Cogen | -1 | 0.054963 | 0 | 0 |  |  |  |  | -0.054963 | 0 | [6 empty] | 376 | 0
38600 | TNBP_CGN3_8 | 5 | Houston | YES | -0.005745 | 53 | 0 | 53 | 0 | 1.005 | Cogen | -1 | 0.054963 | 0 | 0 |  |  |  |  | -0.054963 | 0 | [6 empty] | 377 | 0
38611 | TNBPAMCG1_8 | 1 | Houston | YES | -0.005745 | 153.2 | 0 | 153.2 | 0 | 1.005 | Cogen | -1 | 0.054963 | 0 | 0 |  |  |  |  | -0.054963 | 0 | [6 empty] | 378 | 0
38612 | TNBPAMCG2_8 | 2 | Houston | YES | -0.005745 | 153.5 | 0 | 153.5 | 0 | 1.005 | Cogen | -1 | 0.054963 | 0 | 0 |  |  |  |  | -0.054963 | 0 | [6 empty] | 379 | 0
38613 | TNBPAMCG3_8 | 3 | Houston | YES | -0.005745 | 152.3 | 0 | 152.3 | 0 | 1.005 | Cogen | -1 | 0.054963 | 0 | 0 |  |  |  |  | -0.054963 | 0 | [6 empty] | 380 | 0
38614 | TNBPAMCG4_8 | 4 | Houston | YES | -0.005745 | 96 | 0 | 96 |  | 1.005 | Cogen | -1 | 0.054963 | 0 | 0 |  |  |  |  | -0.054963 | 0 | [6 empty] | 381 | 0
38615 | TNBPAMCG5_8 | 1 | Houston | YES | -0.005745 | 244 | 0 | 244 | 0 | 1.005 | Cogen | -1 | 0.054963 | 0 | 0 |  |  |  |  | -0.054963 | 0 | [6 empty] | 382 | 0
38690 | TNBP_CGN4_8 | 3 | Houston | YES | -0.005745 | 40 | 0 | 40 |  | 1.005 | Cogen | -1 | 0.054963 | 0 | 0 |  |  |  |  | -0.054963 | 0 | [6 empty] | 383 | 0
38711 | TNTXCTY1CG8 | 1 | Houston | YES | -0.005745 | 100.3 | 59 | 100.3 | 0 | 1 | Cogen | -1 | 0.054963 | 0 | 0 |  |  |  |  | -0.054963 | 0 | [6 empty] | 384 | 0
38712 | TNTXCTY2CG8 | 1 | Houston | YES | -0.005745 | 92.9 | 59 | 92.9 | 0 | 1 | Cogen | -1 | 0.054963 | 0 | 0 |  |  |  |  | -0.054963 | 0 | [6 empty] | 385 | 0
38713 | TNTXCTY3CG8 | 1 | Houston | YES | -0.005745 | 102.7 | 59 | 102.7 | 0 | 1 | Cogen | -1 | 0.054963 | 0 | 0 |  |  |  |  | -0.054963 | 0 | [6 empty] | 386 | 0
38714 | TNTXCTY4CG8 | 1 | Houston | YES | -0.005745 | 103 | 59 | 103 | 0 | 1 | Cogen | -1 | 0.054963 | 0 | 0 |  |  |  |  | -0.054963 | 0 | [6 empty] | 387 | 0
39470 | TNDOWCGNSG8 | 1 | Houston | YES | -0.005745 | 32 | 10 | 32 | 0 | 0.985 | Cogen | -1 | 0.054963 | 0 | 0 |  |  |  |  | -0.054963 | 0 | [6 empty] | 388 | 0
39480 | TNDOWCGNGG8 | 1 | Houston | YES | -0.005745 | 30 | 10 | 30 | 0 | 0.985 | Cogen | -1 | 0.054963 | 0 | 0 |  |  |  |  | -0.054963 | 0 | [6 empty] | 389 | 0
48921 | WAP_GN1_1 | 1 | Houston | YES | -0.006189 | 132.8 | 37 | 166 | 0 | 1.0362 | GST | -1 | 0.055407 | 166 | 166 |  |  |  |  | -0.055407 | -9.1976 | [6 empty] | 390 | 0
48922 | WAP_GN2_2 | 2 | Houston | YES | -0.006189 | 132.8 | 37 | 166 | 0 | 1.0362 | GST | -1 | 0.055407 | 166 | 166 |  |  |  |  | -0.055407 | -9.1976
48923 | WAP_GN3_3 | 3 | Houston | YES | -0.006189 | 198.4 | 93 | 248 | 0 | 1.0362 | GST | -1 | 0.055407 | 248 | 248 |  |  |  |  | -0.055407 | -13.741
48924 | WAP_GN4_4 | 4 | Houston | YES | -0.006189 | 546 | 217 | 546 | 0 | 1.0362 | GSC | -1 | 0.055407 | 546 | 546 |  |  |  |  | -0.055407 | -30.2524
48925 | WAP_GN5_5 | 5 | Houston | YES | -0.006189 | 618.2 | 278 | 654 | 0 | 0.985 | LIGCO | -1 | 0.055407 | 0 | 654 |  |  |  |  | -0.055407 | 0
48929 | WAPGT21_GT1 | B1 | Houston | YES | -0.006189 | 0 | 0 | 13 |  | 1.05 | GGT | -1 | 0.055407 | 13 | 13 |  |  |  |  | -0.055407 | -0.7203
48510 | AK_GT1__8040 | 1 | Houston | YES | -0.006257 | 33.4 | 8.1 | 34 |  | 1.029 | Cogen | -1 | 0.055475 | 0 | 0 |  |  |  |  | -0.055475 | 0
48521 | BVE_GT1_GT1 | 1 | Houston | YES | -0.006342 | 167.7 | 0 | 167.7 |  | 1.035 | CC | -1 | 0.05556 | 167.7 | 167.7 |  |  |  |  | -0.05556 | -9.3175
48522 | BVE_GT2_5035 | 2 | Houston | YES | -0.006342 | 166.4 | 0 | 166.4 |  | 1.035 | CC | -1 | 0.05556 | 166.4 | 166.4 |  |  |  |  | -0.05556 | -9.2452
48523 | BVE_ST1_GN1 | 3 | Houston | YES | -0.006342 | 252.4 | 0 | 252.4 |  | 1.035 | CC | -1 | 0.05556 | 252.4 | 252.4 |  |  |  |  | -0.05556 | -14.0234
48926 | WAP_GN6_6 | 6 | Houston | YES | -0.006348 | 651 | 280 | 651 |  | 1.035 | LIGCO | -1 | 0.055566 | 0 | 651 |  |  |  |  | -0.055566 | 0
48927 | WAP_GN7_7 | 7 | Houston | YES | -0.006348 | 564 | 277 | 564 |  | 1.035 | LIGCO | -1 | 0.055566 | 0 | 564 |  |  |  |  | -0.055566 | 0
48928 | WAP_GN8_8 | 8 | Houston | YES | -0.006348 | 603 | 275 | 603 |  | 1.035 | LIGCO | -1 | 0.055566 | 0 | 603 |  |  |  |  | -0.055566 | 0
48730 | MNS_GT | 1 | Houston | YES | -0.006374 | 43 | 0 | 46.1 |  | 1.029 | Cogen | -1 | 0.055592 | 0 | 0 |  |  |  |  | -0.055592 | 0
39760 | TNSCLP1___8 | 1 | Houston | YES | -0.007133 | 93.4 | 20 | 116.8 | 0 | 1.04 | Cogen | -1 | 0.056351 | 0 | 0 |  |  |  |  | -0.056351 | 0
39770 | TNSCLP2___8 | 1 | Houston | YES | -0.007133 | 91.6 | 20 | 114.5 | 0 | 1.04 | Cogen | -1 | 0.056351 | 0 | 0 |  |  |  |  | -0.056351 | 0
39775 | TNSCLP4___8 | 1 | Houston | YES | -0.007133 | 95.2 | 20 | 119 | 0 | 1.04 | Cogen | -1 | 0.056351 | 0 | 0 |  |  |  |  | -0.056351 | 0
39790 | TNSCLP3___8 | 1 | Houston | YES | -0.007133 | 87.6 | 20 | 109.5 | 0 | 1.027 | Cogen | -1 | 0.056351 | 0 | 0 |  |  |  |  | -0.056351 | 0
48520 | BSF_GT1_8070 | 1 | Houston | YES | -0.007384 | 72 | 0 | 72 | 0 | 1.0326 | Cogen | -1 | 0.056602 | 0 | 0 |  |  |  |  | -0.056602 | 0
48520 | BSF_GT1_8070 | 2 | Houston | YES | -0.007384 | 10 | 0 | 10 | 0 | 1.0326 | Cogen | -1 | 0.056602 | 0 | 0 |  |  |  |  | -0.056602 | 0
49851 | DOW17000 | 37 | Houston | YES | -0.007686 | 39 | 0 | 62 | 0 | 1 | Cogen | -1 | 0.056904 | 0 | 0 |  |  |  |  | -0.056904 | 0
49858 | DOW38100 | 31 | Houston | YES | -0.007686 | 45 | 0 | 71.4 |  | 1 | Cogen | -1 | 0.056904 | 0 | 0 |  |  |  |  | -0.056904 | 0
49859 | DOW38200 | 33 | Houston | YES | -0.007686 | 28 | 0 | 45 | 0 | 1 | Cogen | -1 | 0.056904 | 0 | 0 |  |  |  |  | -0.056904 | 0
49860 | DOW38300 | 32 | Houston | YES | -0.007686 | 63 | 0 | 101 |  | 1 | Cogen | -1 | 0.056904 | 0 | 0 |  |  |  |  | -0.056904 | 0
49862 | DOW39100 | 36 | Houston | YES | -0.007686 | 54 | 0 | 86 | 0 | 1 | Cogen | -1 | 0.056904 | 0 | 0 |  |  |  |  | -0.056904 | 0
49863 | DOW39200 | 35 | Houston | YES | -0.007686 | 55 | 0 | 88 | 0 | 1 | Cogen | -1 | 0.056904 | 0 | 0 |  |  |  |  | -0.056904 | 0
49865 | DOW41000 | 41 | Houston | YES | -0.007686 | 31 | 0 | 50 |  | 1 | Cogen | -1 | 0.056904 | 0 | 0 |  |  |  |  | -0.056904 | 0
49866 | DOW42000 | 42 | Houston | YES | -0.007686 | 11 | 0 | 18 |  | 1 | Cogen | -1 | 0.056904 | 0 | 0 |  |  |  |  | -0.056904 | 0
49869 | DOW49000 | 45 | Houston | YES | -0.007686 | 59 | 0 | 94 |  | 1 | Cogen | -1 | 0.056904 | 0 | 0 |  |  |  |  | -0.056904 | 0
49870 | DOW61000 | 61 | Houston | YES | -0.007686 | 44 | 0 | 70 | 0 | 1 | Cogen | -1 | 0.056904 | 0 | 0 |  |  |  |  | -0.056904 | 0
49871 | DOW62000 | 62 | Houston | YES | -0.007686 | 40 | 0 | 63 | 0 | 1 | Cogen | -1 | 0.056904 | 0 | 0 |  |  |  |  | -0.056904 | 0
49872 | DOW63000 | 63 | Houston | YES | -0.007686 | 45 | 0 | 72 | 0 | 1 | Cogen | -1 | 0.056904 | 0 | 0 |  |  |  |  | -0.056904 | 0
49873 | DOW64000 | 64 | Houston | YES | -0.007686 | 41 | 0 | 64.8 | 0 | 1 | Cogen | -1 | 0.056904 | 0 | 0 |  |  |  |  | -0.056904 | 0
49876 | DOW65000 | 65 | Houston | YES | -0.007686 | 63 | 0 | 101 | 0 | 1 | Cogen | -1 | 0.056904 | 0 | 0 |  |  |  |  | -0.056904 | 0
49877 | DOW66000 | 66 | Houston | YES | -0.007686 | 61 | 0 | 97 | 0 | 1 | Cogen | -1 | 0.056904 | 0 | 0 |  |  |  |  | -0.056904 | 0
49878 | DOW67000 | 67 | Houston | YES | -0.007686 | 65 | 0 | 103 | 0 | 1 | Cogen | -1 | 0.056904 | 0 | 0 |  |  |  |  | -0.056904 | 0
49882 | DOW81000 | 81 | Houston | YES | -0.007686 | 47 | 0 | 76 | 0 | 1 | Cogen | -1 | 0.056904 | 0 | 0 |  |  |  |  | -0.056904 | 0
49884 | DOW82000 | 82 | Houston | YES | -0.007686 | 51 | 0 | 80 | 0 | 1 | Cogen | -1 | 0.056904 | 0 | 0 |  |  |  |  | -0.056904 | 0
49885 | DOW83000 | 83 | Houston | YES | -0.007686 | 51 | 0 | 80 | 0 | 1 | Cogen | -1 | 0.056904 | 0 | 0 |  |  |  |  | -0.056904 | 0
49886 | DOW84000 | 84 | Houston | YES | -0.007686 | 107 | 0 | 171 | 0 | 0.98 | Cogen | -1 | 0.056904 | 0 | 0 |  |  |  |  | -0.056904 | 0
13432 | SANDOW_5G | 5 | South | YES | -0.008054 | 581 | 225 | 581 |  | 1.029 | LIGCO | -1 | 0.057272 | 0 | 581 |  |  |  |  | -0.057272 | 0
48911 | TGF_GT1_8000 | 1 | Houston | YES | -0.008691 | 69.2 | 0 | 69.2 |  | 1.029 | Cogen | -1 | 0.057909 | 0 | 0 |  |  |  |  | -0.057909 | 0
48731 | CBE_GT1 | 1 | Houston | YES | -0.008928 | 76 | 0 | 76 | 0 | 1.029 | CC | -1 | 0.058146 | 76 | 76 |  |  |  |  | -0.058146 | -4.4191
48732 | CBE_GT2 | 1 | Houston | YES | -0.008928 | 76 | 0 | 76 | 0 | 1.029 | CC | -1 | 0.058146 | 76 | 76 |  |  |  |  | -0.058146 | -4.4191
48733 | CBE_ST12 | 1 | Houston | YES | -0.008928 | 105 | 0 | 105 | 0 | 1.029 | CC | -1 | 0.058146 | 105 | 105 |  |  |  |  | -0.058146 | -6.1054
48734 | CBE_GT3 | 1 | Houston | YES | -0.008928 | 76 | 0 | 76 | 0 | 1.029 | CC | -1 | 0.058146 | 76 | 76 |  |  |  |  | -0.058146 | -4.4191
48735 | CBE_GT4 | 1 | Houston | YES | -0.008928 | 76 | 0 | 76 | 0 | 1.029 | CC | -1 | 0.058146 | 76 | 76 |  |  |  |  | -0.058146 | -4.4191
48736 | CBE_ST34 | 1 | Houston | YES | -0.008928 | 105 | 0 | 105 | 0 | 1.029 | CC | -1 | 0.058146 | 105 | 105 |  |  |  |  | -0.058146 | -6.1054
5911 | STP_GN1___1 | 1 | Houston | YES | -0.009235 | 1333 | 1249 | 1333 | 0 | 1.0406 | Nuc | -1 | 0.058453 | 0 | 0 |  |  |  |  | -0.058453 | 0
5912 | STP_GN2___2 | 2 | Houston | YES | -0.009235 | 1332 | 1249 | 1332 | 0 | 1.0406 | Nuc | -1 | 0.058453 | 0 | 0 |  |  |  |  | -0.058453 | 0
80012 | LAR | F | South | YES | -0.010353 | 0 | 0 | 0 | 0 | 1.04 | DCTie | -1 | 0.059571 | 0 | 0 |  |  |  |  | -0.059571 | 0
80265 | LARECU40A | 4 | South | YES | -0.010353 | 80 | 0 | 100 |  | 1.039 | GGT | -1 | 0.059571 | 100 | 100 |  |  |  |  | -0.059571 | -5.9571
80266 | LARECU50A | 5 | South | YES | -0.010353 | 80 | 0 | 100 |  | 1.039 | GGT | -1 | 0.059571 | 100 | 100 |  |  |  |  | -0.059571 | -5.9571
3432 | SANDOW_4G | 4 | South | YES | -0.010468 | 580 | 225 | 580 |  | 1.029 | LIGCO | -1 | 0.059686 | 0 | 580 |  |  |  |  | -0.059686 | 0
58909 | PEARSALLSCG1 | 3 | South | YES | -0.011246 | 0 | 0 | 8.4 |  | 1.027 | Diesel | -1 | 0.060464 | 8.4 | 8.4 |  |  |  |  | -0.060464 | -0.5079
58909 | PEARSALLSCG1 | 4 | South | YES | -0.011246 | 0 | 0 | 8.4 |  | 1.027 | Diesel | -1 | 0.060464 | 8.4 | 8.4 |  |  |  |  | -0.060464 | -0.5079
58909 | PEARSALLSCG1 | 6 | South | YES | -0.011246 | 0 | 0 | 8.4 |  | 1.027 | Diesel | -1 | 0.060464 | 8.4 | 8.4 |  |  |  |  | -0.060464 | -0.5079
58909 | PEARSALLSCG1 | 5 | South | YES | -0.011246 | 0 | 0 | 8.4 |  | 1.027 | Diesel | -1 | 0.060464 | 8.4 | 8.4 |  |  |  |  | -0.060464 | -0.5079
58909 | PEARSALLSCG1 | 1 | South | YES | -0.011246 | 0 | 0 | 8.4 |  | 1.027 | Diesel | -1 | 0.060464 | 8.4 | 8.4 |  |  |  |  | -0.060464 | -0.5079
58909 | PEARSALLSCG1 | 2 | South | YES | -0.011246 | 0 | 0 | 8.4 |  | 1.027 | Diesel | -1 | 0.060464 | 8.4 | 8.4 |  |  |  |  | -0.060464 | -0.5079
58919 | PEARSALLSCG2 | 5 | South | YES | -0.011246 | 0 | 0 | 8.4 |  | 1.027 | Diesel | -1 | 0.060464 | 8.4 | 8.4 |  |  |  |  | -0.060464 | -0.5079
58919 | PEARSALLSCG2 | 6 | South | YES | -0.011246 | 0 | 0 | 8.4 |  | 1.027 | Diesel | -1 | 0.060464 | 8.4 | 8.4 |  |  |  |  | -0.060464 | -0.5079
58919 | PEARSALLSCG2 | 1 | South | YES | -0.011246 | 0 | 0 | 8.4 |  | 1.027 | Diesel | -1 | 0.060464 | 8.4 | 8.4 |  |  |  |  | -0.060464 | -0.5079
58919 | PEARSALLSCG2 | 2 | South | YES | -0.011246 | 0 | 0 | 8.4 |  | 1.027 | Diesel | -1 | 0.060464 | 8.4 | 8.4 |  |  |  |  | -0.060464 | -0.5079
58919 | PEARSALLSCG2 | 4 | South | YES | -0.011246 | 0 | 0 | 8.4 |  | 1.027 | Diesel | -1 | 0.060464 | 8.4 | 8.4 |  |  |  |  | -0.060464 | -0.5079
58919 | PEARSALLSCG2 | 3 | South | YES | -0.011246 | 0 | 0 | 8.4 |  | 1.027 | Diesel | -1 | 0.060464 | 8.4 | 8.4 |  |  |  |  | -0.060464 | -0.5079
58929 | PEARSALLSCG3 | 4 | South | YES | -0.011246 | 0 | 0 | 8.4 |  | 1.027 | Diesel | -1 | 0.060464 | 8.4 | 8.4 |  |  |  |  | -0.060464 | -0.5079
58929 | PEARSALLSCG3 | 6 | South | YES | -0.011246 | 0 | 0 | 8.4 |  | 1.027 | Diesel | -1 | 0.060464 | 8.4 | 8.4 |  |  |  |  | -0.060464 | -0.5079
58929 | PEARSALLSCG3 | 2 | South | YES | -0.011246 | 0 | 0 | 8.4 |  | 1.027 | Diesel | -1 | 0.060464 | 8.4 | 8.4 |  |  |  |  | -0.060464 | -0.5079
58929 | PEARSALLSCG3 | 5 | South | YES | -0.011246 | 0 | 0 | 8.4 |  | 1.027 | Diesel | -1 | 0.060464 | 8.4 | 8.4 |  |  |  |  | -0.060464 | -0.5079
58929 | PEARSALLSCG3 | 1 | South | YES | -0.011246 | 0 | 0 | 8.4 |  | 1.027 | Diesel | -1 | 0.060464 | 8.4 | 8.4 |  |  |  |  | -0.060464 | -0.5079
58929 | PEARSALLSCG3 | 3 | South | YES | -0.011246 | 0 | 0 | 8.4 |  | 1.027 | Diesel | -1 | 0.060464 | 8.4 | 8.4 |  |  |  |  | -0.060464 | -0.5079
58949 | PEARSALLSCG4 | 3 | South | YES | -0.011246 | 0 | 0 | 8.4 |  | 1.027 | Diesel | -1 | 0.060464 | 8.4 | 8.4 |  |  |  |  | -0.060464 | -0.5079
58949 | PEARSALLSCG4 | 2 | South | YES | -0.011246 | 0 | 0 | 8.4 |  | 1.027 | Diesel | -1 | 0.060464 | 8.4 | 8.4 |  |  |  |  | -0.060464 | -0.5079
58949 | PEARSALLSCG4 | 1 | South | YES | -0.011246 | 0 | 0 | 8.4 |  | 1.027 | Diesel | -1 | 0.060464 | 8.4 | 8.4 |  |  |  |  | -0.060464 | -0.5079
58949 | PEARSALLSCG4 | 4 | South | YES | -0.011246 | 0 | 0 | 8.4 |  | 1.027 | Diesel | -1 | 0.060464 | 8.4 | 8.4 |  |  |  |  | -0.060464 | -0.5079
58949 | PEARSALLSCG4 | 6 | South | YES | -0.011246 | 0 | 0 | 8.4 |  | 1.027 | Diesel | -1 | 0.060464 | 8.4 | 8.4 |  |  |  |  | -0.060464 | -0.5079
58949 | PEARSALLSCG4 | 5 | South | YES | -0.011246 | 0 | 0 | 8.4 |  | 1.027 | Diesel | -1 | 0.060464 | 8.4 | 8.4 |  |  |  |  | -0.060464 | -0.5079
88299 | ZAPATA | F | South | YES | -0.01166 | 0 | 0 | 0 | 0 | 1.02 | BLT | -1 | 0.060878 | 0 | 0 |  |  |  |  | -0.060878 | 0
5890 | PEARSALLGEN1 | 1 | South | YES | -0.012401 | 19.2 | 6 | 24 | 0 | 1.0226 | GST | -1 | 0.061619 | 24 | 24 |  |  |  |  | -0.061619 | -1.4789
5891 | PEARSALLGEN2 | 1 | South | YES | -0.012401 | 19.4 | 6 | 24.3 | 0 | 1.0226 | GST | -1 | 0.061619 | 24.3 | 24.3 |  |  |  |  | -0.061619 | -1.4974
5892 | PEARSALLGEN3 | 1 | South | YES | -0.012401 | 19.1 | 6 | 23.9 | 0 | 1.0226 | GST | -1 | 0.061619 | 23.9 | 23.9 |  |  |  |  | -0.061619 | -1.4727
5728 | FALCONHYDRO2 | 2 | South | YES | -0.012545 | 12 | 0 | 12 | 0 | 1.0234 | Hydro | -1 | 0.061763 | 0 | 0 |  |  |  |  | -0.061763 | 0
5729 | FALCONHYDRO3 | 3 | South | YES | -0.012545 | 11 | 0 | 11 | 0 | 1.0234 | Hydro | -1 | 0.061763 | 0 | 0 |  |  |  |  | -0.061763 | 0
8048 | FALCONHYDRO1 | 1 | South | YES | -0.012545 | 12 | 0 | 12 | 0 | 1.0234 | Hydro | -1 | 0.061763 | 0 | 0 |  |  |  |  | -0.061763 | 0
8134 | FOR #1 | 1 | South | YES | -0.012637 | 54.1 | 45 | 79 | 0 | 1 | Cogen | -1 | 0.061855 | 0 | 0 |  |  |  |  | -0.061855 | 0
8138 | FOR #2 | 2 | South | YES | -0.012637 | 63.1 | 45 | 81 | 0 | 1 | Cogen | -1 | 0.061855 | 0 | 0 |  |  |  |  | -0.061855 | 0
8153 | FOR #3 | 3 | South | YES | -0.012637 | 63.1 | 45 | 79.9 | 0 | 1 | Cogen | -1 | 0.061855 | 0 | 0 |  |  |  |  | -0.061855 | 0
8154 | FOR #4 | 4 | South | YES | -0.012637 | 63.1 | 60 | 80 | 0 | 1 | Cogen | -1 | 0.061855 | 0 | 0 |  |  |  |  | -0.061855 | 0
8155 | FOR #5 | 5 | South | YES | -0.012637 | 63.1 | 60 | 78.4 | 0 | 1 | Cogen | -1 | 0.061855 | 0 | 0 |  |  |  |  | -0.061855 | 0
8156 | FOR #6 | 6 | South | YES | -0.012637 | 24.9 | 5 | 25 | 0 | 1 | Cogen | -1 | 0.061855 | 0 | 0 |  |  |  |  | -0.061855 | 0
8157 | FOR #7 | 7 | South | YES | -0.012637 | 28.8 | 5 | 46 | 0 | 1 | Cogen | -1 | 0.061855 | 0 | 0 |  |  |  |  | -0.061855 | 0
80051 | FOR #8 | 8 | South | YES | -0.012637 | 28 | 28 | 28 |  | 1 | Cogen | -1 | 0.061855 | 0 | 0 |  |  |  |  | -0.061855 | 0
80052 | FOR #9 | 9 | South | YES | -0.012637 | 29.7 | 5 | 43.6 | 0 | 1 | Cogen | -1 | 0.061855 | 0 | 0 |  |  |  |  | -0.061855 | 0
80053 | FOR #10 | 10 | South | YES | -0.012637 | 68.4 | 45 | 75 | 0 | 1 | Cogen | -1 | 0.061855 | 0 | 0 |  |  |  |  | -0.061855 | 0
88508 | FALFURRI | F | South | YES | -0.012651 | 0 | 0 | 0 | 0 | 1 | AVR | -1 | 0.061869 | 0 | 0 |  |  |  |  | -0.061869 | 0
80226 | ALCOA G | 1 | South | YES | -0.012735 | 32.3 | 5 | 48 | 0 | 1.015 | Cogen | -1 | 0.061953 | 0 | 0 |  |  |  |  | -0.061953 | 0
8147 | UCAR #2 | 10 | South | YES | -0.013048 | 18.2 | 0 | 28 |  | 1 | Cogen | -1 | 0.062266 | 0 | 0 |  |  |  |  | -0.062266 | 0
8148 | UCAR #1 | 2 | South | YES | -0.013048 | 6.1 | 0 | 7 | 0 | 1.009 | Cogen | -1 | 0.062266 | 0 | 0 |  |  |  |  | -0.062266 | 0
80137 | CSDR89 | 9 | South | YES | -0.013048 | 15 | 0 | 15 | 0 | 1.003 | DCTie | -1 | 0.062266 | 0 | 0 |  |  |  |  | -0.062266 | 0
80137 | CSDR89 | 8 | South | YES | -0.013048 | 33.9 | 0 | 39 | 0 | 1.003 | DCTie | -1 | 0.062266 | 0 | 0 |  |  |  |  | -0.062266 | 0
80138 | CSDR7 | 7 | South | YES | -0.013048 | 6.1 | 0 | 7 | 0 | 1.014 | DCTie | -1 | 0.062266 | 0 | 0 |  |  |  |  | -0.062266 | 0
80139 | CSDR56 | 6 | South | YES | -0.013048 | 0 | 0 | 39 |  | 1.0033 | DCTie | -1 | 0.062266 | 0 | 0 |  |  |  |  | -0.062266 | 0
80139 | CSDR56 | 5 | South | YES | -0.013048 | 15 | 0 | 15 |  | 1.0033 | DCTie | -1 | 0.062266 | 0 | 0 |  |  |  |  | -0.062266 | 0
80140 | CSDR11 | 11 | South | YES | -0.013048 | 33.9 | 0 | 39 | 0 | 1.03 | DCTie | -1 | 0.062266 | 0 | 0 |  |  |  |  | -0.062266 | 0
80227 | AIRCO G | 1 | South | YES | -0.013103 | 7.2 | 0 | 8 | 0 | 1.0104 | Cogen | -1 | 0.062321 | 0 | 0 |  |  |  |  | -0.062321 | 0
80224 | VISTRONG1 | 1 | South | YES | -0.013188 | 13.1 | 0 | 15 | 0 | 1.01 | Cogen | -1 | 0.062406 | 0 | 0 |  |  |  |  | -0.062406 | 0
80225 | VISTRONG2 | 2 | South | YES | -0.013188 | 20.2 | 0 | 23 | 0 | 1.01 | Cogen | -1 | 0.062406 | 0 | 0 |  |  |  |  | -0.062406 | 0
5503 | RAYBURNGEN3 | 1 | South | YES | -0.013252 | 17.6 | 6 | 22 | 0 | 1.0224 | GST | -1 | 0.06247 | 22 | 22 |  |  |  |  | -0.06247 | -1.3743
5505 | RAYBURNGEN1 | 1 | South | YES | -0.013252 | 0 | 1 | 11 |  | 1.0223 | GGT | -1 | 0.06247 | 11 | 11 |  |  |  |  | -0.06247 | -0.68717
5506 | RAYBURNGEN2 | 1 | South | YES | -0.013252 | 0 | 1 | 11 |  | 1.0223 | GGT | -1 | 0.06247 | 11 | 11 |  |  |  |  | -0.06247 | -0.68717
7010 | L_FPPYD11_1Y | 1 | South | YES | -0.013276 | 547.4 | 200 | 606 | 0 | 1.02 | LIGCO | -1 | 0.062494 | 0 | 606 |  |  |  |  | -0.062494 | 0
7011 | L_FPPYD11_2Y | 2 | South | YES | -0.013276 | 552.2 | 200 | 598 | 0 | 1.02 | LIGCO | -1 | 0.062494 | 0 | 598 |  |  |  |  | -0.062494 | 0
7012 | L_FPPYD21_3Y | 3 | South | YES | -0.013278 | 427.5 | 200 | 436 | 0 | 1.02 | LIGCO | -1 | 0.062496 | 0 | 436 |  |  |  |  | -0.062496 | 0
7007 | L_LOSTPI1_1Y | 1 | South | YES | -0.013385 | 158.6 | 110 | 158 | 0 | 1 | CC | -1 | 0.062603 | 158 | 158 |  |  |  |  | -0.062603 | -9.8913
7008 | L_LOSTPI1_2Y | 2 | South | YES | -0.013385 | 157.7 | 107 | 160 | 0 | 1 | CC | -1 | 0.062603 | 160 | 160 |  |  |  |  | -0.062603 | -10.0165
7009 | L_LOSTPI1_3Y | 3 | South | YES | -0.013385 | 173.9 | 72 | 175 | 0 | 1 | CC | -1 | 0.062603 | 175 | 175 |  |  |  |  | -0.062603 | -10.9556
8066 | DUP1V#1 | 1 | South | YES | -0.013422 | 52.3 | 0 | 73 | 0 | 1.01 | Cogen | -1 | 0.06264 | 0 | 0 |  |  |  |  | -0.06264 | 0
5508 | RAYBURNCC9 | 1 | South | YES | -0.013435 | 47.7 | 18.2 | 47.7 | 0 | 1.0296 | CC | -1 | 0.062653 | 47.7 | 47.7 |  |  |  |  | -0.062653 | -2.9886
5509 | RAYBURNCC10 | 1 | South | YES | -0.013435 | 37.3 | 5.2 | 37.3 | 0 | 1.0296 | CC | -1 | 0.062653 | 37.3 | 37.3 |  |  |  |  | -0.062653 | -2.337
5511 | RAYBURNCC7 | 1 | South | YES | -0.013435 | 47.5 | 18.2 | 47.5 | 0 | 1.0296 | CC | -1 | 0.062653 | 47.5 | 47.5 |  |  |  |  | -0.062653 | -2.976
5512 | RAYBURNCC8 | 1 | South | YES | -0.013435 | 49.3 | 18.2 | 49.3 | 0 | 1.0296 | CC | -1 | 0.062653 | 49.3 | 49.3 |  |  |  |  | -0.062653 | -3.0888
8933 | FGNTS001 | 1 | South | YES | -0.013471 | 146.5 | 0 | 146.5 | 0 | 1.03 | CC | -1 | 0.062689 | 146.5 | 146.5 |  |  |  |  | -0.062689 | -9.184
8934 | FGNTS101 | 2 | South | YES | -0.013471 | 147.9 | 0 | 147.9 | 0 | 1.03 | CC | -1 | 0.062689 | 147.9 | 147.9 |  |  |  |  | -0.062689 | -9.2718
8935 | FGNTS201 | 3 | South | YES | -0.013471 | 173 | 0 | 173 | 0 | 1.03 | CC | -1 | 0.062689 | 173 | 173 |  |  |  |  | -0.062689 | -10.8453
8926 | LGE_GT10A | 1 | South | YES | -0.013522 | 158 | 0 | 158 | 0 | 1.03 | Cogen | -1 | 0.06274 | 0 | 0 |  |  |  |  | -0.06274 | 0
8927 | LGE_GT20A | 2 | South | YES | -0.013522 | 153 | 0 | 153 | 0 | 1.03 | Cogen | -1 | 0.06274 | 0 | 0 |  |  |  |  | -0.06274 | 0
8928 | LGE_STG0A | 3 | South | YES | -0.013522 | 100 | 0 | 100 | 0 | 1.03 | Cogen | -1 | 0.06274 | 0 | 0 |  |  |  |  | -0.06274 | 0
8930 | ICPGN10A | 1 | South | YES | -0.013522 | 149 | 0 | 149 | 0 | 1.03 | Cogen | -1 | 0.06274 | 0 | 0 |  |  |  |  | -0.06274 | 0
8931 | ICPGN20A | 2 | South | YES | -0.013522 | 150 | 0 | 150 | 0 | 1.03 | Cogen | -1 | 0.06274 | 0 | 0 |  |  |  |  | -0.06274 | 0
8932 | ICPGN30A | 3 | South | YES | -0.013522 | 127 | 0 | 127 | 0 | 1.03 | Cogen | -1 | 0.06274 | 0 | 0 |  |  |  |  | -0.06274 | 0
80223 | REYSHR G | 1 | South | YES | -0.013522 | 12 | 0 | 12 | 0 | 1.032 | Cogen | -1 | 0.06274 | 0 | 0 |  |  |  |  | -0.06274 | 0
8173 | VICEC51A | 5 | South | YES | -0.013557 | 144 | 18 | 144 | 0 | 1.025 | CC | -1 | 0.062775 | 144 | 144 |  |  |  |  | -0.062775 | -9.0396
8174 | VICEC61A | 6 | South | YES | -0.013557 | 188 | 42 | 188 | 0 | 1.025 | CC | -1 | 0.062775 | 188 | 188 |  |  |  |  | -0.062775 | -11.8018
8442 | NBEC7 | 7 | South | YES | -0.013622 | 0 | 81 | 367 |  | 1.0298 | GST | -1 | 0.06284 | 367 | 367 |  |  |  |  | -0.06284 | -23.0624
8442 | NBEC7 | MB | South | YES | -0.013622 | 0 | 81 | 367 |  | 1.0298 | GST | -1 | 0.06284 | 0 | 0 |  |  |  |  | -0.06284 | 0
8560 | CNOPGT1 | 1 | South | YES | -0.013623 | 148.3 | 0 | 148.3 | 0 | 1.03 | Cogen | -1 | 0.062841 | 0 | 0 |  |  |  |  | -0.062841 | 0
8561 | CNOPGT2 | 2 | South | YES | -0.013623 | 148.6 | 0 | 148.6 | 0 | 1.03 | Cogen | -1 | 0.062841 | 0 | 0 |  |  |  |  | -0.062841 | 0
8562 | CNOPST1 | 3 | South | YES | -0.013623 | 153 | 0 | 153 | 0 | 1.03 | Cogen | -1 | 0.062841 | 0 | 0 |  |  |  |  | -0.062841 | 0
8981 | HECN1 | 1 | South | YES | -0.013626 | 144.8 | 0 | 144.8 | 0 | 1.0304 | CC | -1 | 0.062844 | 144.8 | 144.8 |  |  |  |  | -0.062844 | -9.0999
8982 | HECN2 | 2 | South | YES | -0.013626 | 144.1 | 0 | 144.1 | 0 | 1.0304 | CC | -1 | 0.062844 | 144.1 | 144.1 |  |  |  |  | -0.062844 | -9.0559
8983 | HECN3 | 3 | South | YES | -0.013626 | 171.9 | 0 | 171.9 | 0 | 1.0304 | CC | -1 | 0.062844 | 171.9 | 171.9 |  |  |  |  | -0.062844 | -10.8029
8936 | MVGN#1 | 1 | South | YES | -0.013627 | 216.6 | 0 | 216.6 | 0 | 1.0304 | CC | -1 | 0.062845 | 216.6 | 216.6 |  |  |  |  | -0.062845 | -13.6123
8937 | MVGN#2 | 2 | South | YES | -0.013627 | 216.7 | 0 | 216.7 | 0 | 1.0304 | CC | -1 | 0.062845 | 216.7 | 216.7 |  |  |  |  | -0.062845 | -13.6186
8938 | MVGN#3 | 3 | South | YES | -0.013627 | 250.9 | 0 | 250.9 | 0 | 1.0304 | CC | -1 | 0.062845 | 250.9 | 250.9 |  |  |  |  | -0.062845 | -15.7679
8456 | COSW#1 | 1 | South | YES | -0.013629 | 20 | 0 | 20 | 0 | 1.027 | Cogen | -1 | 0.062847 | 0 | 0 |  |  |  |  | -0.062847 | 0
8457 | COSW#2 | 2 | South | YES | -0.013629 | 14 | 0 | 14 | 0 | 1.027 | Cogen | -1 | 0.062847 | 0 | 0 |  |  |  |  | -0.062847 | 0
8506 | VAL #1 | 1 | South | YES | -0.013636 | 20.9 | 0 | 25 | 0 | 1.0055 | Cogen | -1 | 0.062854 | 0 | 0 |  |  |  |  | -0.062854 | 0
8507 | VAL #2 | 2 | South | YES | -0.013636 | 20.9 | 0 | 25 | 0 | 1.0055 | Cogen | -1 | 0.062854 | 0 | 0 |  |  |  |  | -0.062854 | 0
8461 | KOCH_UP0A | 1 | South | YES | -0.01364 | 38 | 0 | 38 | 0 | 1.012 | Cogen | -1 | 0.062858 | 0 | 0 |  |  |  |  | -0.062858 | 0
8459 | B_DAVIS0B | MB | South | YES | -0.01365 | 0 | 50 | 339 |  | 1.03 | GSC | -1 | 0.062868 | 0 | 0 |  |  |  |  | -0.062868 | 0
8460 | B_DAVIS0A | MB | South | YES | -0.01365 | 0 | 50 | 340 |  | 1.03 | GSC | -1 | 0.062868 | 0 | 0 |  |  |  |  | -0.062868 | 0
80263 | B_DAVIS31A | 3 | South | YES | -0.01365 | 0 | 0 | 180 |  | 1.0366 | CC | -1 | 0.062868 | 180 | 180 |  |  |  |  | -0.062868 | -11.3163
80264 | B_DAVIS41A | 4 | South | YES | -0.01365 | 0 | 0 | 180 |  | 1.0366 | CC | -1 | 0.062868 | 180 | 180 |  |  |  |  | -0.062868 | -11.3163
8511 | OXY_CC0A | 1 | South | YES | -0.013657 | 30.3 | 0 | 38 | 0 | 1.027 | Cogen | -1 | 0.062875 | 0 | 0 |  |  |  |  | -0.062875 | 0
5932 | SI_RAY9 | 9 | South | YES | -0.013691 | 32 | 32 | 38 | 0 | 1.035 | CC | -1 | 0.062909 | 38 | 38 |  |  |  |  | -0.062909 | -2.3906
5933 | SI_RAY6 | 6 | South | YES | -0.013691 | 15.4 | 10 | 19.3 | 0 | 1.035 | GST | -1 | 0.062909 | 19.3 | 19.3 |  |  |  |  | -0.062909 | -1.2142
5935 | SI_RAY10 | 10 | South | YES | -0.013691 | 47 | 10 | 47 | 0 | 1.03 | CC | -1 | 0.062909 | 47 | 47 |  |  |  |  | -0.062909 | -2.9567
80003 | MILHWYS | F | South | YES | -0.013691 | 0 | 0 | 0 | 0 | 1.0168 | AVR | -1 | 0.062909 | 0 | 0 |  |  |  |  | -0.062909 | 0
8517 | CELANEBI0A | 1 | South | YES | -0.013696 | 29 | 0 | 29 | 0 | 1.02 | Cogen | -1 | 0.062914 | 0 | 0 |  |  |  |  | -0.062914 | 0
80080 | GWINDT11A | 3 | South | YES | -0.013731 | 0 | 0 | 38 | 0 | 1.025 | Wind | -1 | 0.062949 | 0 | 38 |  |  |  |  | -0.062949 | 0
80080 | GWINDT11A | 4 | South | YES | -0.013731 | 3.8 | 0 | 19 | 0 | 1.025 | Wind | -1 | 0.062949 | 0 | 19 |  |  |  |  | -0.062949 | 0
80080 | GWINDT11A | 2 | South | YES | -0.013731 | 0 | 0 | 41 | 0 | 1.025 | Wind | -1 | 0.062949 | 0 | 41 |  |  |  |  | -0.062949 | 0
80080 | GWINDT11A | 1 | South | YES | -0.013731 | 28.2 | 0 | 94 | 0 | 1.025 | Wind | -1 | 0.062949 | 0 | 94 |  |  |  |  | -0.062949 | 0
80081 | GWINDT21A | 4 | South | YES | -0.013731 | 4.4 | 0 | 22 | 0 | 1.025 | Wind | -1 | 0.062949 | 0 | 22 |  |  |  |  | -0.062949 | 0
80081 | GWINDT21A | 1 | South | YES | -0.013731 | 28.2 | 0 | 94 | 0 | 1.025 | Wind | -1 | 0.062949 | 0 | 94 |  |  |  |  | -0.062949 | 0
80081 | GWINDT21A | 3 | South | YES | -0.013731 | 8.6 | 0 | 43 | 0 | 1.025 | Wind | -1 | 0.062949 | 0 | 43 |  |  |  |  | -0.062949 | 0
80081 | GWINDT21A | 2 | South | YES | -0.013731 | 7.2 | 0 | 36 | 0 | 1.025 | Wind | -1 | 0.062949 | 0 | 36 |  |  |  |  | -0.062949 | 0
80180 | PNSCALT11A | 2 | South | YES | -0.013731 | 10 | 0 | 50 | 0 | 1.025 | Wind | -1 | 0.062949 | 0 | 50 |  |  |  |  | -0.062949 | 0
80180 | PNSCALT11A | 1 | South | YES | -0.013731 | 43.8 | 0 | 148 | 0 | 1.025 | Wind | -1 | 0.062949 | 0 | 148 |  |  |  |  | -0.062949 | 0
80181 | PNSCALT21A | 2 | South | YES | -0.013731 | 10 | 0 | 50 | 0 | 1.025 | Wind | -1 | 0.062949 | 0 | 50 |  |  |  |  | -0.062949 | 0
80181 | PNSCALT21A | 1 | South | YES | -0.013731 | 16.5 | 0 | 55 | 0 | 1.025 | Wind | -1 | 0.062949 | 0 | 55 |  |  |  |  | -0.062949 | 0
88198 | BEEVILLE | F | South | YES | -0.014201 | 0 | 0 | 0 | 0 | 1.02 | AVR | -1 | 0.063419 | 0 | 0 |  |  |  |  | -0.063419 | 0
7303 | L_WPPGS12_1Y | 1 | South | YES | -0.014236 | 50 | 0 | 50 | 0 | 1.025 | GGT | -1 | 0.063454 | 50 | 50 |  |  |  |  | -0.063454 | -3.1727
7303 | L_WPPGS12_1Y | 2 | South | YES | -0.014236 | 50 | 0 | 50 | 0 | 1.025 | GGT | -1 | 0.063454 | 50 | 50 |  |  |  |  | -0.063454 | -3.1727
7305 | L_WPPGS34_1Y | 3 | South | YES | -0.014236 | 50 | 0 | 50 | 0 | 1.025 | GGT | -1 | 0.063454 | 50 | 50 |  |  |  |  | -0.063454 | -3.1727
7305 | L_WPPGS34_1Y | 4 | South | YES | -0.014236 | 50 | 0 | 50 | 0 | 1.025 | GGT | -1 | 0.063454 | 50 | 50 |  |  |  |  | -0.063454 | -3.1727
7807 | L_BASTEN1_1Y | 1 | South | YES | -0.014332 | 152.5 | 83.5 | 152.5 | 0 | 1.004 | CC | -1 | 0.06355 | 152.5 | 152.5 |  |  |  |  | -0.06355 | -9.6914
7808 | L_BASTEN1_2Y | 1 | South | YES | -0.014332 | 149.5 | 83.5 | 149.5 | 0 | 1.004 | CC | -1 | 0.06355 | 149.5 | 149.5 |  |  |  |  | -0.06355 | -9.5008
7809 | L_BASTEN1_3Y | 1 | South | YES | -0.014332 | 232.6 | 42 | 232.6 | 0 | 1.004 | CC | -1 | 0.06355 | 232.6 | 232.6 |  |  |  |  | -0.06355 | -14.7818
8161 | COLETO0A | 1 | South | YES | -0.014392 | 633 | 200 | 633 | 0 | 1.03 | LIGCO | -1 | 0.06361 | 0 | 633 |  |  |  |  | -0.06361 | 0
8189 | CUECPL2A | 1 | South | YES | -0.015279 | 12 | 0 | 12 | 0 | 1.02 | Cogen | -1 | 0.064497 | 0 | 0 |  |  |  |  | -0.064497 | 0
7004 | L_SIMGID1_1Y | 1 | South | YES | -0.015594 | 132 | 40 | 132 | 0 | 1.02 | GST | -1 | 0.064812 | 132 | 132 |  |  |  |  | -0.064812 | -8.5552
7005 | L_SIMGID1_2Y | 2 | South | YES | -0.015594 | 133 | 32 | 139 | 0 | 1.02 | GST | -1 | 0.064812 | 139 | 139 |  |  |  |  | -0.064812 | -9.0089
7006 | L_SIMGID1_3Y | 3 | South | YES | -0.015594 | 324.9 | 60 | 329 | 0 | 1.02 | GST | -1 | 0.064812 | 329 | 329 |  |  |  |  | -0.064812 | -21.3233
5903 | SANMIGUELGEN | 1 | South | YES | -0.015773 | 396.3 | 180 | 396.3 | 0 | 1.0336 | LIGCO | -1 | 0.064991 | 0 | 396.3 |  |  |  |  | -0.064991 | 0
7624 | L_LAKEWO9_1Y | 1 | South | YES | -0.016384 | 0 | 0 | 2.4 |  | 1 | Hydro | -1 | 0.065602 | 0 | 0 |  |  |  |  | -0.065602 | 0
7624 | L_LAKEWO9_1Y | 2 | South | YES | -0.016384 | 0 | 0 | 2.4 |  | 1 | Hydro | -1 | 0.065602 | 0 | 0 |  |  |  |  | -0.065602 | 0
9002 | DECKR_G3 | 3 | South | YES | -0.016891 | 0 | 24 | 42 |  | 1.015 | GGT | -1 | 0.066109 | 42 | 42 |  |  |  |  | -0.066109 | -2.7766
9003 | DECKR_G4 | 4 | South | YES | -0.016891 | 44 | 24 | 44 | 0 | 1.015 | GGT | -1 | 0.066109 | 44 | 44 |  |  |  |  | -0.066109 | -2.9088
9004 | DECKR_G5 | 5 | South | YES | -0.016891 | 44 | 24 | 44 | 0 | 1.015 | GGT | -1 | 0.066109 | 44 | 44 |  |  |  |  | -0.066109 | -2.9088
9005 | DECKR_G6 | 6 | South | YES | -0.016891 | 44 | 24 | 47 | 0 | 1.015 | GGT | -1 | 0.066109 | 47 | 47 |  |  |  |  | -0.066109 | -3.1071
7800 | L_GUADGE1_1Y | 1 | South | YES | -0.017079 | 147 | 30 | 147 | 0 | 1.02 | CC | -1 | 0.066297 | 147 | 147 |  |  |  |  | -0.066297 | -9.7457
7801 | L_GUADGE1_2Y | 2 | South | YES | -0.017079 | 138 | 30 | 138 | 0 | 1.02 | CC | -1 | 0.066297 | 138 | 138 |  |  |  |  | -0.066297 | -9.149
7802 | L_GUADGE1_3Y | 3 | South | YES | -0.017079 | 146 | 30 | 146 | 0 | 1.02 | CC | -1 | 0.066297 | 146 | 146 |  |  |  |  | -0.066297 | -9.6794
7803 | L_GUADGE1_4Y | 4 | South | YES | -0.017079 | 149 | 30 | 149 | 0 | 1.02 | CC | -1 | 0.066297 | 149 | 149 |  |  |  |  | -0.066297 | -9.8783
7804 | L_GUADGE1_5Y | 5 | South | YES | -0.017079 | 182 | 30 | 182 | 0 | 1.02 | CC | -1 | 0.066297 | 182 | 182 |  |  |  |  | -0.066297 | -12.0661
7805 | L_GUADGE1_6Y | 6 | South | YES | -0.017079 | 203 | 30 | 203 | 0 | 1.02 | CC | -1 | 0.066297 | 203 | 203 |  |  |  |  | -0.066297 | -13.4584
7810 | L_RIONOG1G1Y | 1 | South | YES | -0.017127 | 148 | 0 | 148 | 0 | 1.02 | CC | -1 | 0.066345 | 148 | 148 |  |  |  |  | -0.066345 | -9.8191
7811 | L_RIONOG1G2Y | 2 | South | YES | -0.017127 | 148 | 0 | 148 | 0 | 1.02 | CC | -1 | 0.066345 | 148 | 148 |  |  |  |  | -0.066345 | -9.8191
7812 | L_RIONOG1G3Y | 3 | South | YES | -0.017127 | 154 | 0 | 154 | 0 | 1.02 | CC | -1 | 0.066345 | 154 | 154 |  |  |  |  | -0.066345 | -10.2172
7813 | L_RIONOG1S1Y | 4 | South | YES | -0.017127 | 293 | 0 | 293 | 0 | 1.02 | CC | -1 | 0.066345 | 293 | 293 |  |  |  |  | -0.066345 | -19.4392
9016 | SANDH_G1 | 1 | South | YES | -0.01726 | 45 | 2 | 49 | 0 | 1.0175 | GGT | -1 | 0.066478 | 49 | 49 |  |  |  |  | -0.066478 | -3.2574
9017 | SANDH_G2 | 2 | South | YES | -0.01726 | 45 | 2 | 46 | 0 | 1.0175 | GGT | -1 | 0.066478 | 46 | 46 |  |  |  |  | -0.066478 | -3.058
9018 | SANDH_G3 | 3 | South | YES | -0.01726 | 45 | 2 | 46 | 0 | 1.0175 | GGT | -1 | 0.066478 | 46 | 46 |  |  |  |  | -0.066478 | -3.058
9019 | SANDH_G4 | 4 | South | YES | -0.01726 | 0 | 2 | 47 |  | 1.0175 | GGT | -1 | 0.066478 | 47 | 47 |  |  |  |  | -0.066478 | -3.1245
9020 | SANDHG5A | 5A | South | YES | -0.01726 | 150 | 84 | 155 | 0 | 1.0175 | CC | -1 | 0.066478 | 155 | 155 |  |  |  |  | -0.066478 | -10.3041
9021 | SANDHG5C | 5C | South | YES | -0.01726 | 140 | 0 | 148 | 0 | 1.0175 | CC | -1 | 0.066478 | 148 | 148 |  |  |  |  | -0.066478 | -9.8388
7014 | L_HAYSEN1_1Y | 1 | South | YES | -0.017277 | 223.9 | 74 | 223.9 | 0 | 1.008 | CC | -1 | 0.066495 | 223.9 | 223.9 |  |  |  |  | -0.066495 | -14.8883
7015 | L_HAYSEN1_2Y | 2 | South | YES | -0.017277 | 225 | 74 | 225 | 0 | 1.008 | CC | -1 | 0.066495 | 225 | 225 |  |  |  |  | -0.066495 | -14.9615
7016 | L_HAYSEN1_3Y | 3 | South | YES | -0.017277 | 224.6 | 74 | 224.6 | 0 | 1.008 | CC | -1 | 0.066495 | 224.6 | 224.6 |  |  |  |  | -0.066495 | -14.9349
7017 | L_HAYSEN1_4Y | 4 | South | YES | -0.017277 | 226.7 | 74 | 226.7 | 0 | 1.008 | CC | -1 | 0.066495 | 226.7 | 226.7 |  |  |  |  | -0.066495 | -15.0745
9000 | DECKR_G1 | 1 | South | YES | -0.017301 | 280 | 50 | 321 | 0 | 1.015 | GST | -1 | 0.066519 | 321 | 321 |  |  |  |  | -0.066519 | -21.3527
9001 | DECKR_G2 | 2 | South | YES | -0.017301 | 400 | 50 | 426 | 0 | 1.015 | GST | -1 | 0.066519 | 426 | 426 |  |  |  |  | -0.066519 | -28.3372
7605 | L_MCQUEE9_1Y | 1 | South | YES | -0.017411 | 0 | 0 | 2.4 |  | 1.025 | Hydro | -1 | 0.066629 | 0 | 0 |  |  |  |  | -0.066629 | 0
7605 | L_MCQUEE9_1Y | 2 | South | YES | -0.017411 | 0 | 0 | 2.4 |  | 1.025 | Hydro | -1 | 0.066629 | 0 | 0 |  |  |  |  | -0.066629 | 0
7605 | L_MCQUEE9_1Y | 3 | South | YES | -0.017411 | 0 | 0 | 2.8 |  | 1.025 | Hydro | -1 | 0.066629 | 0 | 0 |  |  |  |  | -0.066629 | 0
7609 | L_SCHUMA8_1Y | 1 | South | YES | -0.017747 | 0 | 0 | 4 |  | 1 | Hydro | -1 | 0.066965 | 0 | 0 |  |  |  |  | -0.066965 | 0
5401 | CALAVER_JKS1 | 1 | South | YES | -0.017778 | 562 | 100 | 562 | 0 | 1.026 | LIGCO | -1 | 0.066996 | 0 | 562 |  |  |  |  | -0.066996 | 0
5026 | BRAUNIG_VHB1 | 1 | South | YES | -0.017847 | 215 | 40 | 215 | 0 | 1.0192 | GST | -1 | 0.067065 | 215 | 215 |  |  |  |  | -0.067065 | -14.419
5027 | BRAUNIG_VHB2 | 2 | South | YES | -0.017847 | 216 | 40 | 216 | 0 | 1.0192 | GST | -1 | 0.067065 | 216 | 216 |  |  |  |  | -0.067065 | -14.4861
5264 | LEON_LCP3G3 | 3 | South | YES | -0.01786 | 0 | 20 | 58 |  | 1.0197 | GST | -1 | 0.067078 | 58 | 58 |  |  |  |  | -0.067078 | -3.8905
5265 | LEON_LCP4G4 | 4 | South | YES | -0.01786 | 89 | 25 | 89 | 0 | 1.0197 | GST | -1 | 0.067078 | 89 | 89 |  |  |  |  | -0.067078 | -5.97
5266 | LEON_LCPCT1 | 1 | South | YES | -0.01786 | 44 | 24 | 44 | 0 | 1.0197 | GGT | -1 | 0.067078 | 44 | 44 |  |  |  |  | -0.067078 | -2.9514
5267 | LEON_LCPCT2 | 2 | South | YES | -0.01786 | 44 | 24 | 44 | 0 | 1.0197 | GGT | -1 | 0.067078 | 44 | 44 |  |  |  |  | -0.067078 | -2.9514
5268 | LEON_LCPCT3 | 3 | South | YES | -0.01786 | 43 | 24 | 43 | 0 | 1.0197 | GGT | -1 | 0.067078 | 43 | 43 |  |  |  |  | -0.067078 | -2.8844
5269 | LEON_LCPCT4 | 4 | South | YES | -0.01786 | 45 | 24 | 45 | 0 | 1.0197 | GGT | -1 | 0.067078 | 45 | 45 |  |  |  |  | -0.067078 | -3.0185
5396 | CALAVER_OWS1 | 1 | South | YES | -0.017928 | 418 | 80 | 418 | 0 | 1.0192 | GST | -1 | 0.067146 | 418 | 418 |  |  |  |  | -0.067146 | -28.0672
5397 | CALAVER_OWS2 | 2 | South | YES | -0.017928 | 400 | 80 | 400 | 0 | 1.0192 | GST | -1 | 0.067146 | 400 | 400 |  |  |  |  | -0.067146 | -26.8585
5436 | TUTTL_WBT1G1 | 1 | South | YES | -0.017952 | 48.8 | 20 | 61 | 0 | 1.012 | GST | -1 | 0.06717 | 61 | 61 |  |  |  |  | -0.06717 | -4.0974
5438 | TUTTL_WBT3G3 | 3 | South | YES | -0.017952 | 95 | 25 | 95 | 0 | 1.012 | GST | -1 | 0.06717 | 95 | 95 |  |  |  |  | -0.06717 | -6.3812
5439 | TUTTL_WBT4G4 | 4 | South | YES | -0.017952 | 151 | 40 | 151 | 0 | 1.012 | GST | -1 | 0.06717 | 151 | 151 |  |  |  |  | -0.06717 | -10.1427
7020 | L_AUSTPL1_1Y | 1 | South | YES | -0.017962 | 0 | 0 | 8 |  | 1 | Hydro | -1 | 0.06718 | 0 | 0 |  |  |  |  | -0.06718 | 0
7020 | L_AUSTPL1_1Y | 2 | South | YES | -0.017962 | 0 | 0 | 8 |  | 1 | Hydro | -1 | 0.06718 | 0 | 0 |  |  |  |  | -0.06718 | 0
5028 | BRAUNIG_VHB3 | 3 | South | YES | -0.018044 | 407 | 60 | 407 | 0 | 1.0138 | GST | -1 | 0.067262 | 407 | 407 |  |  |  |  | -0.067262 | -27.3758
5111 | CALAVER_JTD1 | 1 | South | YES | -0.01806 | 430 | 80 | 430 | 0 | 1.0138 | LIGCO | -1 | 0.067278 | 0 | 430 |  |  |  |  | -0.067278 | 0
5112 | CALAVER_JTD2 | 2 | South | YES | -0.01806 | 430 | 80 | 430 | 0 | 1.0138 | LIGCO | -1 | 0.067278 | 0 | 430 |  |  |  |  | -0.067278 | 0
5476 | BRA_AVR1_CT1 | 1 | South | YES | -0.01824 | 155 | 90 | 155 | 0 | 1.025 | CC | -1 | 0.067458 | 155 | 155 |  |  |  |  | -0.067458 | -10.456
5477 | BRA_AVR1_ST | 1 | South | YES | -0.01824 | 174 | 138 | 174 | 0 | 1.025 | CC | -1 | 0.067458 | 174 | 174 |  |  |  |  | -0.067458 | -11.7378
5478 | BRA_AVR1_CT2 | 1 | South | YES | -0.01824 | 155 | 90 | 155 | 0 | 1.025 | CC | -1 | 0.067458 | 155 | 155 |  |  |  |  | -0.067458 | -10.456
7487 | L_CANYHY8_1Y | 1 | South | YES | -0.020178 | 0 | 0 | 6 |  | 1 | Hydro | -1 | 0.069396 | 0 | 0 |  |  |  |  | -0.069396 | 0
7031 | L_MARSFO1G1Y | 1 | South | YES | -0.024563 | 0 | 0 | 36 |  | 1 | Hydro | -1 | 0.073781 | 0 | 0 |  |  |  |  | -0.073781 | 0
7032 | L_MARSFO1G2Y | 2 | South | YES | -0.024563 | 0 | 0 | 35 |  | 1 | Hydro | -1 | 0.073781 | 0 | 0 |  |  |  |  | -0.073781 | 0
7033 | L_MARSFO1G3Y | 3 | South | YES | -0.024563 | 0 | 0 | 36 |  | 1 | Hydro | -1 | 0.073781 | 0 | 0 |  |  |  |  | -0.073781 | 0
7022 | L_BUCHAN1_1Y | 1 | South | YES | -0.037989 | 0 | 0 | 18 |  | 1 | Hydro | -1 | 0.087207 | 0 | 0 |  |  |  |  | -0.087207 | 0
7023 | L_BUCHAN1_2Y | 2 | South | YES | -0.037989 | 0 | 0 | 18 |  | 1 | Hydro | -1 | 0.087207 | 0 | 0 |  |  |  |  | -0.087207 | 0
7024 | L_BUCHAN1_3Y | 3 | South | YES | -0.037989 | 0 | 0 | 15 |  | 1 | Hydro | -1 | 0.087207 | 0 | 0 |  |  |  |  | -0.087207 | 0
7028 | L_MARBFA1_1Y | 1 | South | YES | -0.040277 | 0 | 0 | 18 |  | 1 | Hydro | -1 | 0.089495 | 0 | 0 |  |  |  |  | -0.089495 | 0
7029 | L_MARBFA1_2Y | 2 | South | YES | -0.040277 | 0 | 0 | 18 |  | 1 | Hydro | -1 | 0.089495 | 0 | 0 |  |  |  |  | -0.089495 | 0
7035 | L_WIRTZ_1G1Y | 1 | South | YES | -0.044707 | 0 | 0 | 29 |  | 1 | Hydro | -1 | 0.093925 | 0 | 0 |  |  |  |  | -0.093925 | 0
7036 | L_WIRTZ_1G2Y | 2 | South | YES | -0.044707 | 0 | 0 | 29.7 |  | 1 | Hydro | -1 | 0.093925 | 0 | 0 |  |  |  |  | -0.093925 | 0
7000 | L_FERGUS1_1Y | 1 | South | YES | -0.047873 | 400 | 65 | 423.3 | 0 | 1.015 | GSC | -1 | 0.097091 | 423.3 | 423.3 |  |  |  |  | -0.097091 | -41.0988
7026 | L_INKSDA1_1Y | 1 | South | YES | -0.059292 | 0 | 0 | 13.7 |  | 1 | Hydro | -1 | 0.10851 | 0 | 0 |  |  |  |  | -0.10851 | 0
Note on AL4: Zonal Cap - Zonal Impact

## Distributed Slack - Inc
Number of Bus | Name of Bus | ID | Area Name of Gen | AGC | P Sensitivity of Bus | Gen MW | Min MW | Max MW | V Sensitivity of Bus | Set Volt | Tech Type | Zone Impact | Zone Correlation | Inc Max | Dec Max | Souce S.F. Weighting | Souce Capacity | Sink S.F. Weighting | Sink Capacity | PTDF Calc | PTDF Weighting | Cumulative Share of Zonal Cap | Cumulative Share of Zonal Impact | Cont_ LongCreek to Sweetwater and LongCreek to AbileneMulberry OL_ SanAngelo to Menard(Shrew) |  | i_PTDF_INC_pt | 543 |  | THW_5556 | Unit at max
7026 | L_INKSDA1_1Y | 1 | South | YES | -0.059292 | 0 | 0 | 13.7 |  | 1 | Hydro | -1 | 0.10851 | 0 | 0 |  |  |  |  | -0.10851 | 0 | 0 | 0 |  |  | i_10pctunit | 43 |  | 368 | # units @ max
7000 | L_FERGUS1_1Y | 1 | South | YES | -0.047873 | 400 | 65 | 423.3 | 0 | 1.015 | GSC | -1 | 0.097091 | 423.3 | 423.3 |  |  |  |  | -0.097091 | -41.0988 | 0.0099591 | 0.01915 | [5 empty] | 0.10789 | delta max
7035 | L_WIRTZ_1G1Y | 1 | South | YES | -0.044707 | 0 | 0 | 29 |  | 1 | Hydro | -1 | 0.093925 | 0 | 0 |  |  |  |  | -0.093925 | 0 | 0.0099591 | 0.01915 | [5 empty] | Delta
7036 | L_WIRTZ_1G2Y | 2 | South | YES | -0.044707 | 0 | 0 | 29.7 |  | 1 | Hydro | -1 | 0.093925 | 0 | 0 |  |  |  |  | -0.093925 | 0 | 0.0099591 | 0.01915 | Weighted Shift Factors |  |  |  | 1 | 0
7028 | L_MARBFA1_1Y | 1 | South | YES | -0.040277 | 0 | 0 | 18 |  | 1 | Hydro | -1 | 0.089495 | 0 | 0 |  |  |  |  | -0.089495 | 0 | 0.0099591 | 0.01915 | West | 0.049218 |  |  | 2 | 0.0091908
7029 | L_MARBFA1_2Y | 2 | South | YES | -0.040277 | 0 | 0 | 18 |  | 1 | Hydro | -1 | 0.089495 | 0 | 0 |  |  |  |  | -0.089495 | 0 | 0.0099591 | 0.01915 | North | 0.0097284 |  |  | 3 | 0.0091908
7022 | L_BUCHAN1_1Y | 1 | South | YES | -0.037989 | 0 | 0 | 18 |  | 1 | Hydro | -1 | 0.087207 | 0 | 0 |  |  |  |  | -0.087207 | 0 | 0.0099591 | 0.01915 |  |  |  |  | 4 | 0.0091908
7023 | L_BUCHAN1_2Y | 2 | South | YES | -0.037989 | 0 | 0 | 18 |  | 1 | Hydro | -1 | 0.087207 | 0 | 0 |  |  |  |  | -0.087207 | 0 | 0.0099591 | 0.01915 |  |  |  |  | 5 | 0.0091908
7024 | L_BUCHAN1_3Y | 3 | South | YES | -0.037989 | 0 | 0 | 15 |  | 1 | Hydro | -1 | 0.087207 | 0 | 0 |  |  |  |  | -0.087207 | 0 | 0.0099591 | 0.01915 |  |  |  |  | 6 | 0.0091908
7031 | L_MARSFO1G1Y | 1 | South | YES | -0.024563 | 0 | 0 | 36 |  | 1 | Hydro | -1 | 0.073781 | 0 | 0 |  |  |  |  | -0.073781 | 0 | 0.0099591 | 0.01915 |  |  |  |  | 7 | 0.0091908
7032 | L_MARSFO1G2Y | 2 | South | YES | -0.024563 | 0 | 0 | 35 |  | 1 | Hydro | -1 | 0.073781 | 0 | 0 |  |  |  |  | -0.073781 | 0 | 0.0099591 | 0.01915 |  |  |  |  | 8 | 0.0091908
7033 | L_MARSFO1G3Y | 3 | South | YES | -0.024563 | 0 | 0 | 36 |  | 1 | Hydro | -1 | 0.073781 | 0 | 0 |  |  |  |  | -0.073781 | 0 | 0.0099591 | 0.01915 |  |  |  |  | 9 | 0.0091908
7487 | L_CANYHY8_1Y | 1 | South | YES | -0.020178 | 0 | 0 | 6 |  | 1 | Hydro | -1 | 0.069396 | 0 | 0 |  |  |  |  | -0.069396 | 0 | 0.0099591 | 0.01915 |  |  |  |  | 10 | 0.0091908
5476 | BRA_AVR1_CT1 | 1 | South | YES | -0.01824 | 155 | 90 | 155 | 0 | 1.025 | CC | -1 | 0.067458 | 155 | 155 |  |  |  |  | -0.067458 | -10.456 | 0.013606 | 0.024022 |  |  |  |  | 11 | 0.0091908
5477 | BRA_AVR1_ST | 1 | South | YES | -0.01824 | 174 | 138 | 174 | 0 | 1.025 | CC | -1 | 0.067458 | 174 | 174 |  |  |  |  | -0.067458 | -11.7378 | 0.0177 | 0.029491 |  |  |  |  | 12 | 0.0091908
5478 | BRA_AVR1_CT2 | 1 | South | YES | -0.01824 | 155 | 90 | 155 | 0 | 1.025 | CC | -1 | 0.067458 | 155 | 155 |  |  |  |  | -0.067458 | -10.456 | 0.021346 | 0.034363 |  |  |  |  | 13 | 0.0091908
5111 | CALAVER_JTD1 | 1 | South | YES | -0.01806 | 430 | 80 | 430 | 0 | 1.0138 | LIGCO | -1 | 0.067278 | 0 | 430 |  |  |  |  | -0.067278 | 0 | 0.021346 | 0.034363 |  |  |  |  | 14 | 0.010416
5112 | CALAVER_JTD2 | 2 | South | YES | -0.01806 | 430 | 80 | 430 | 0 | 1.0138 | LIGCO | -1 | 0.067278 | 0 | 430 |  |  |  |  | -0.067278 | 0 | 0.021346 | 0.034363 |  |  |  |  | 15 | 0.011791
5028 | BRAUNIG_VHB3 | 3 | South | YES | -0.018044 | 407 | 60 | 407 | 0 | 1.0138 | GST | -1 | 0.067262 | 407 | 407 |  |  |  |  | -0.067262 | -27.3758 | 0.030922 | 0.047119 |  |  |  |  | 16 | 0.013017
7020 | L_AUSTPL1_1Y | 1 | South | YES | -0.017962 | 0 | 0 | 8 |  | 1 | Hydro | -1 | 0.06718 | 0 | 0 |  |  |  |  | -0.06718 | 0 | 0.030922 | 0.047119 |  |  |  |  | 17 | 0.013017
7020 | L_AUSTPL1_1Y | 2 | South | YES | -0.017962 | 0 | 0 | 8 |  | 1 | Hydro | -1 | 0.06718 | 0 | 0 |  |  |  |  | -0.06718 | 0 | 0.030922 | 0.047119 |  |  |  |  | 18 | 0.013017
5436 | TUTTL_WBT1G1 | 1 | South | YES | -0.017952 | 48.8 | 20 | 61 | 0 | 1.012 | GST | -1 | 0.06717 | 61 | 61 |  |  |  |  | -0.06717 | -4.0974 | 0.032357 | 0.049028 |  |  |  |  | 19 | 0.016197
5438 | TUTTL_WBT3G3 | 3 | South | YES | -0.017952 | 95 | 25 | 95 | 0 | 1.012 | GST | -1 | 0.06717 | 95 | 95 |  |  |  |  | -0.06717 | -6.3812 | 0.034592 | 0.052001 |  |  |  |  | 20 | 0.016197
5439 | TUTTL_WBT4G4 | 4 | South | YES | -0.017952 | 151 | 40 | 151 | 0 | 1.012 | GST | -1 | 0.06717 | 151 | 151 |  |  |  |  | -0.06717 | -10.1427 | 0.038145 | 0.056727 |  |  |  |  | 21 | 0.016197
5396 | CALAVER_OWS1 | 1 | South | YES | -0.017928 | 418 | 80 | 418 | 0 | 1.0192 | GST | -1 | 0.067146 | 418 | 418 |  |  |  |  | -0.067146 | -28.0672 | 0.047979 | 0.069805 |  |  |  |  | 22 | 0.016671
5397 | CALAVER_OWS2 | 2 | South | YES | -0.017928 | 400 | 80 | 400 | 0 | 1.0192 | GST | -1 | 0.067146 | 400 | 400 |  |  |  |  | -0.067146 | -26.8585 | 0.05739 | 0.08232 |  |  |  |  | 23 | 0.017409
5264 | LEON_LCP3G3 | 3 | South | YES | -0.01786 | 0 | 20 | 58 |  | 1.0197 | GST | -1 | 0.067078 | 58 | 58 |  |  |  |  | -0.067078 | -3.8905 | 0.058755 | 0.084133 |  |  |  |  | 24 | 0.018582
5265 | LEON_LCP4G4 | 4 | South | YES | -0.01786 | 89 | 25 | 89 | 0 | 1.0197 | GST | -1 | 0.067078 | 89 | 89 |  |  |  |  | -0.067078 | -5.97 | 0.060849 | 0.086914 |  |  |  |  | 25 | 0.021826
5266 | LEON_LCPCT1 | 1 | South | YES | -0.01786 | 44 | 24 | 44 | 0 | 1.0197 | GGT | -1 | 0.067078 | 44 | 44 |  |  |  |  | -0.067078 | -2.9514 | 0.061884 | 0.08829 |  |  |  |  | 26 | 0.02493
5267 | LEON_LCPCT2 | 2 | South | YES | -0.01786 | 44 | 24 | 44 | 0 | 1.0197 | GGT | -1 | 0.067078 | 44 | 44 |  |  |  |  | -0.067078 | -2.9514 | 0.062919 | 0.089665 |  |  |  |  | 27 | 0.025378
5268 | LEON_LCPCT3 | 3 | South | YES | -0.01786 | 43 | 24 | 43 | 0 | 1.0197 | GGT | -1 | 0.067078 | 43 | 43 |  |  |  |  | -0.067078 | -2.8844 | 0.063931 | 0.091009 |  |  |  |  | 28 | 0.026065
5269 | LEON_LCPCT4 | 4 | South | YES | -0.01786 | 45 | 24 | 45 | 0 | 1.0197 | GGT | -1 | 0.067078 | 45 | 45 |  |  |  |  | -0.067078 | -3.0185 | 0.06499 | 0.092415 |  |  |  |  | 29 | 0.026405
5026 | BRAUNIG_VHB1 | 1 | South | YES | -0.017847 | 215 | 40 | 215 | 0 | 1.0192 | GST | -1 | 0.067065 | 215 | 215 |  |  |  |  | -0.067065 | -14.419 | 0.070048 | 0.099134 |  |  |  |  | 30 | 0.026746
5027 | BRAUNIG_VHB2 | 2 | South | YES | -0.017847 | 216 | 40 | 216 | 0 | 1.0192 | GST | -1 | 0.067065 | 216 | 216 |  |  |  |  | -0.067065 | -14.4861 | 0.07513 | 0.10588 |  |  |  |  | 31 | 0.027078
5401 | CALAVER_JKS1 | 1 | South | YES | -0.017778 | 562 | 100 | 562 | 0 | 1.026 | LIGCO | -1 | 0.066996 | 0 | 562 |  |  |  |  | -0.066996 | 0 | 0.07513 | 0.10588 |  |  |  |  | 32 | 0.027426
7609 | L_SCHUMA8_1Y | 1 | South | YES | -0.017747 | 0 | 0 | 4 |  | 1 | Hydro | -1 | 0.066965 | 0 | 0 |  |  |  |  | -0.066965 | 0 | 0.07513 | 0.10588 |  |  |  |  | 33 | 0.029086
7605 | L_MCQUEE9_1Y | 1 | South | YES | -0.017411 | 0 | 0 | 2.4 |  | 1.025 | Hydro | -1 | 0.066629 | 0 | 0 |  |  |  |  | -0.066629 | 0 | 0.07513 | 0.10588 |  |  |  |  | 34 | 0.030754
7605 | L_MCQUEE9_1Y | 2 | South | YES | -0.017411 | 0 | 0 | 2.4 |  | 1.025 | Hydro | -1 | 0.066629 | 0 | 0 |  |  |  |  | -0.066629 | 0 | 0.07513 | 0.10588 |  |  |  |  | 35 | 0.030754
7605 | L_MCQUEE9_1Y | 3 | South | YES | -0.017411 | 0 | 0 | 2.8 |  | 1.025 | Hydro | -1 | 0.066629 | 0 | 0 |  |  |  |  | -0.066629 | 0 | 0.07513 | 0.10588 |  |  |  |  | 36 | 0.030754
9000 | DECKR_G1 | 1 | South | YES | -0.017301 | 280 | 50 | 321 | 0 | 1.015 | GST | -1 | 0.066519 | 321 | 321 |  |  |  |  | -0.066519 | -21.3527 | 0.082682 | 0.11583 |  |  |  |  | 37 | 0.030754
9001 | DECKR_G2 | 2 | South | YES | -0.017301 | 400 | 50 | 426 | 0 | 1.015 | GST | -1 | 0.066519 | 426 | 426 |  |  |  |  | -0.066519 | -28.3372 | 0.092705 | 0.12904 |  |  |  |  | 38 | 0.030754
7014 | L_HAYSEN1_1Y | 1 | South | YES | -0.017277 | 223.9 | 74 | 223.9 | 0 | 1.008 | CC | -1 | 0.066495 | 223.9 | 223.9 |  |  |  |  | -0.066495 | -14.8883 | 0.097973 | 0.13597 |  |  |  |  | 39 | 0.030754
7015 | L_HAYSEN1_2Y | 2 | South | YES | -0.017277 | 225 | 74 | 225 | 0 | 1.008 | CC | -1 | 0.066495 | 225 | 225 |  |  |  |  | -0.066495 | -14.9615 | 0.10327 | 0.14294 |  |  |  |  | 40 | 0.033151
7016 | L_HAYSEN1_3Y | 3 | South | YES | -0.017277 | 224.6 | 74 | 224.6 | 0 | 1.008 | CC | -1 | 0.066495 | 224.6 | 224.6 |  |  |  |  | -0.066495 | -14.9349 | 0.10855 | 0.1499 |  |  |  |  | 41 | 0.036332
7017 | L_HAYSEN1_4Y | 4 | South | YES | -0.017277 | 226.7 | 74 | 226.7 | 0 | 1.008 | CC | -1 | 0.066495 | 226.7 | 226.7 |  |  |  |  | -0.066495 | -15.0745 | 0.11388 | 0.15693 |  |  |  |  | 42 | 0.038001
9016 | SANDH_G1 | 1 | South | YES | -0.01726 | 45 | 2 | 49 | 0 | 1.0175 | GGT | -1 | 0.066478 | 49 | 49 |  |  |  |  | -0.066478 | -3.2574 | 0.11504 | 0.15845 |  |  |  |  | 43 | 0.039679
9017 | SANDH_G2 | 2 | South | YES | -0.01726 | 45 | 2 | 46 | 0 | 1.0175 | GGT | -1 | 0.066478 | 46 | 46 |  |  |  |  | -0.066478 | -3.058 | 0.11612 | 0.15987 |  |  |  |  | 44 | 0.041353
9018 | SANDH_G3 | 3 | South | YES | -0.01726 | 45 | 2 | 46 | 0 | 1.0175 | GGT | -1 | 0.066478 | 46 | 46 |  |  |  |  | -0.066478 | -3.058 | 0.1172 | 0.1613 |  |  |  |  | 45 | 0.043044
9019 | SANDH_G4 | 4 | South | YES | -0.01726 | 0 | 2 | 47 |  | 1.0175 | GGT | -1 | 0.066478 | 47 | 47 |  |  |  |  | -0.066478 | -3.1245 | 0.11831 | 0.16275 |  |  |  |  | 46 | 0.043409
9020 | SANDHG5A | 5A | South | YES | -0.01726 | 150 | 84 | 155 | 0 | 1.0175 | CC | -1 | 0.066478 | 155 | 155 |  |  |  |  | -0.066478 | -10.3041 | 0.12195 | 0.16755 |  |  |  |  | 47 | 0.043751
9021 | SANDHG5C | 5C | South | YES | -0.01726 | 140 | 0 | 148 | 0 | 1.0175 | CC | -1 | 0.066478 | 148 | 148 |  |  |  |  | -0.066478 | -9.8388 | 0.12544 | 0.17214 |  |  |  |  | 48 | 0.044094
7810 | L_RIONOG1G1Y | 1 | South | YES | -0.017127 | 148 | 0 | 148 | 0 | 1.02 | CC | -1 | 0.066345 | 148 | 148 |  |  |  |  | -0.066345 | -9.8191 | 0.12892 | 0.17671 |  |  |  |  | 49 | 0.044444
7811 | L_RIONOG1G2Y | 2 | South | YES | -0.017127 | 148 | 0 | 148 | 0 | 1.02 | CC | -1 | 0.066345 | 148 | 148 |  |  |  |  | -0.066345 | -9.8191 | 0.1324 | 0.18129 |  |  |  |  | 50 | 0.045598
7812 | L_RIONOG1G3Y | 3 | South | YES | -0.017127 | 154 | 0 | 154 | 0 | 1.02 | CC | -1 | 0.066345 | 154 | 154 |  |  |  |  | -0.066345 | -10.2172 | 0.13602 | 0.18605 |  |  |  |  | 51 | 0.046701
7813 | L_RIONOG1S1Y | 4 | South | YES | -0.017127 | 293 | 0 | 293 | 0 | 1.02 | CC | -1 | 0.066345 | 293 | 293 |  |  |  |  | -0.066345 | -19.4392 | 0.14292 | 0.19511 |  |  |  |  | 52 | 0.047794
7800 | L_GUADGE1_1Y | 1 | South | YES | -0.017079 | 147 | 30 | 147 | 0 | 1.02 | CC | -1 | 0.066297 | 147 | 147 |  |  |  |  | -0.066297 | -9.7457 | 0.14638 | 0.19965 |  |  |  |  | 53 | 0.048887
7801 | L_GUADGE1_2Y | 2 | South | YES | -0.017079 | 138 | 30 | 138 | 0 | 1.02 | CC | -1 | 0.066297 | 138 | 138 |  |  |  |  | -0.066297 | -9.149 | 0.14962 | 0.20391 |  |  |  |  | 54 | 0.050024
7802 | L_GUADGE1_3Y | 3 | South | YES | -0.017079 | 146 | 30 | 146 | 0 | 1.02 | CC | -1 | 0.066297 | 146 | 146 |  |  |  |  | -0.066297 | -9.6794 | 0.15306 | 0.20842 |  |  |  |  | 55 | 0.052189
7803 | L_GUADGE1_4Y | 4 | South | YES | -0.017079 | 149 | 30 | 149 | 0 | 1.02 | CC | -1 | 0.066297 | 149 | 149 |  |  |  |  | -0.066297 | -9.8783 | 0.15656 | 0.21302 |  |  |  |  | 56 | 0.053271
7804 | L_GUADGE1_5Y | 5 | South | YES | -0.017079 | 182 | 30 | 182 | 0 | 1.02 | CC | -1 | 0.066297 | 182 | 182 |  |  |  |  | -0.066297 | -12.0661 | 0.16084 | 0.21864 |  |  |  |  | 57 | 0.054287
7805 | L_GUADGE1_6Y | 6 | South | YES | -0.017079 | 203 | 30 | 203 | 0 | 1.02 | CC | -1 | 0.066297 | 203 | 203 |  |  |  |  | -0.066297 | -13.4584 | 0.16562 | 0.22492 |  |  |  |  | 58 | 0.055362
9002 | DECKR_G3 | 3 | South | YES | -0.016891 | 0 | 24 | 42 |  | 1.015 | GGT | -1 | 0.066109 | 42 | 42 |  |  |  |  | -0.066109 | -2.7766 | 0.16661 | 0.22621 |  |  |  |  | 59 | 0.05646
9003 | DECKR_G4 | 4 | South | YES | -0.016891 | 44 | 24 | 44 | 0 | 1.015 | GGT | -1 | 0.066109 | 44 | 44 |  |  |  |  | -0.066109 | -2.9088 | 0.16764 | 0.22756 |  |  |  |  | 60 | 0.0578
9004 | DECKR_G5 | 5 | South | YES | -0.016891 | 44 | 24 | 44 | 0 | 1.015 | GGT | -1 | 0.066109 | 44 | 44 |  |  |  |  | -0.066109 | -2.9088 | 0.16868 | 0.22892 |  |  |  |  | 61 | 0.059295
9005 | DECKR_G6 | 6 | South | YES | -0.016891 | 44 | 24 | 47 | 0 | 1.015 | GGT | -1 | 0.066109 | 47 | 47 |  |  |  |  | -0.066109 | -3.1071 | 0.16979 | 0.23037 |  |  |  |  | 62 | 0.0596
7624 | L_LAKEWO9_1Y | 1 | South | YES | -0.016384 | 0 | 0 | 2.4 |  | 1 | Hydro | -1 | 0.065602 | 0 | 0 |  |  |  |  | -0.065602 | 0 | 0.16979 | 0.23037 |  |  |  |  | 63 | 0.05992
7624 | L_LAKEWO9_1Y | 2 | South | YES | -0.016384 | 0 | 0 | 2.4 |  | 1 | Hydro | -1 | 0.065602 | 0 | 0 |  |  |  |  | -0.065602 | 0 | 0.16979 | 0.23037 |  |  |  |  | 64 | 0.06024
5903 | SANMIGUELGEN | 1 | South | YES | -0.015773 | 396.3 | 180 | 396.3 | 0 | 1.0336 | LIGCO | -1 | 0.064991 | 0 | 396.3 |  |  |  |  | -0.064991 | 0 | 0.16979 | 0.23037 |  |  |  |  | 65 | 0.060582
7004 | L_SIMGID1_1Y | 1 | South | YES | -0.015594 | 132 | 40 | 132 | 0 | 1.02 | GST | -1 | 0.064812 | 132 | 132 |  |  |  |  | -0.064812 | -8.5552 | 0.17289 | 0.23435 |  |  |  |  | 66 | 0.060582
7005 | L_SIMGID1_2Y | 2 | South | YES | -0.015594 | 133 | 32 | 139 | 0 | 1.02 | GST | -1 | 0.064812 | 139 | 139 |  |  |  |  | -0.064812 | -9.0089 | 0.17616 | 0.23855 |  |  |  |  | 67 | 0.060582
7006 | L_SIMGID1_3Y | 3 | South | YES | -0.015594 | 324.9 | 60 | 329 | 0 | 1.02 | GST | -1 | 0.064812 | 329 | 329 |  |  |  |  | -0.064812 | -21.3233 | 0.1839 | 0.24849 |  |  |  |  | 68 | 0.060582
8189 | CUECPL2A | 1 | South | YES | -0.015279 | 12 | 0 | 12 | 0 | 1.02 | Cogen | -1 | 0.064497 | 0 | 0 |  |  |  |  | -0.064497 | 0 | 0.1839 | 0.24849 |  |  |  |  | 69 | 0.061463
8161 | COLETO0A | 1 | South | YES | -0.014392 | 633 | 200 | 633 | 0 | 1.03 | LIGCO | -1 | 0.06361 | 0 | 633 |  |  |  |  | -0.06361 | 0 | 0.1839 | 0.24849 |  |  |  |  | 70 | 0.062391
7807 | L_BASTEN1_1Y | 1 | South | YES | -0.014332 | 152.5 | 83.5 | 152.5 | 0 | 1.004 | CC | -1 | 0.06355 | 152.5 | 152.5 |  |  |  |  | -0.06355 | -9.6914 | 0.18749 | 0.253 |  |  |  |  | 71 | 0.064586
7808 | L_BASTEN1_2Y | 1 | South | YES | -0.014332 | 149.5 | 83.5 | 149.5 | 0 | 1.004 | CC | -1 | 0.06355 | 149.5 | 149.5 |  |  |  |  | -0.06355 | -9.5008 | 0.19101 | 0.25743 |  |  |  |  | 72 | 0.064586
7809 | L_BASTEN1_3Y | 1 | South | YES | -0.014332 | 232.6 | 42 | 232.6 | 0 | 1.004 | CC | -1 | 0.06355 | 232.6 | 232.6 |  |  |  |  | -0.06355 | -14.7818 | 0.19648 | 0.26432 |  |  |  |  | 73 | 0.064586
7303 | L_WPPGS12_1Y | 1 | South | YES | -0.014236 | 50 | 0 | 50 | 0 | 1.025 | GGT | -1 | 0.063454 | 50 | 50 |  |  |  |  | -0.063454 | -3.1727 | 0.19766 | 0.2658 |  |  |  |  | 74 | 0.065513
7303 | L_WPPGS12_1Y | 2 | South | YES | -0.014236 | 50 | 0 | 50 | 0 | 1.025 | GGT | -1 | 0.063454 | 50 | 50 |  |  |  |  | -0.063454 | -3.1727 | 0.19883 | 0.26727 |  |  |  |  | 75 | 0.066423
7305 | L_WPPGS34_1Y | 3 | South | YES | -0.014236 | 50 | 0 | 50 | 0 | 1.025 | GGT | -1 | 0.063454 | 50 | 50 |  |  |  |  | -0.063454 | -3.1727 | 0.20001 | 0.26875 |  |  |  |  | 76 | 0.067838
7305 | L_WPPGS34_1Y | 4 | South | YES | -0.014236 | 50 | 0 | 50 | 0 | 1.025 | GGT | -1 | 0.063454 | 50 | 50 |  |  |  |  | -0.063454 | -3.1727 | 0.20118 | 0.27023 |  |  |  |  | 77 | 0.06814
88198 | BEEVILLE | F | South | YES | -0.014201 | 0 | 0 | 0 | 0 | 1.02 | AVR | -1 | 0.063419 | 0 | 0 |  |  |  |  | -0.063419 | 0 | 0.20118 | 0.27023 |  |  |  |  | 78 | 0.068442
80080 | GWINDT11A | 3 | South | YES | -0.013731 | 0 | 0 | 38 | 0 | 1.025 | Wind | -1 | 0.062949 | 0 | 38 |  |  |  |  | -0.062949 | 0 | 0.20118 | 0.27023 |  |  |  |  | 79 | 0.068744
80080 | GWINDT11A | 4 | South | YES | -0.013731 | 3.8 | 0 | 19 | 0 | 1.025 | Wind | -1 | 0.062949 | 0 | 19 |  |  |  |  | -0.062949 | 0 | 0.20118 | 0.27023 |  |  |  |  | 80 | 0.069046
80080 | GWINDT11A | 2 | South | YES | -0.013731 | 0 | 0 | 41 | 0 | 1.025 | Wind | -1 | 0.062949 | 0 | 41 |  |  |  |  | -0.062949 | 0 | 0.20118 | 0.27023 |  |  |  |  | 81 | 0.069046
80080 | GWINDT11A | 1 | South | YES | -0.013731 | 28.2 | 0 | 94 | 0 | 1.025 | Wind | -1 | 0.062949 | 0 | 94 |  |  |  |  | -0.062949 | 0 | 0.20118 | 0.27023 |  |  |  |  | 82 | 0.069046
80081 | GWINDT21A | 4 | South | YES | -0.013731 | 4.4 | 0 | 22 | 0 | 1.025 | Wind | -1 | 0.062949 | 0 | 22 |  |  |  |  | -0.062949 | 0 | 0.20118 | 0.27023 |  |  |  |  | 83 | 0.069046
80081 | GWINDT21A | 1 | South | YES | -0.013731 | 28.2 | 0 | 94 | 0 | 1.025 | Wind | -1 | 0.062949 | 0 | 94 |  |  |  |  | -0.062949 | 0 | 0.20118 | 0.27023 |  |  |  |  | 84 | 0.069046
80081 | GWINDT21A | 3 | South | YES | -0.013731 | 8.6 | 0 | 43 | 0 | 1.025 | Wind | -1 | 0.062949 | 0 | 43 |  |  |  |  | -0.062949 | 0 | 0.20118 | 0.27023 |  |  |  |  | 85 | 0.069046
80081 | GWINDT21A | 2 | South | YES | -0.013731 | 7.2 | 0 | 36 | 0 | 1.025 | Wind | -1 | 0.062949 | 0 | 36 |  |  |  |  | -0.062949 | 0 | 0.20118 | 0.27023 |  |  |  |  | 86 | 0.069046
80180 | PNSCALT11A | 2 | South | YES | -0.013731 | 10 | 0 | 50 | 0 | 1.025 | Wind | -1 | 0.062949 | 0 | 50 |  |  |  |  | -0.062949 | 0 | 0.20118 | 0.27023 |  |  |  |  | 87 | 0.069046
80180 | PNSCALT11A | 1 | South | YES | -0.013731 | 43.8 | 0 | 148 | 0 | 1.025 | Wind | -1 | 0.062949 | 0 | 148 |  |  |  |  | -0.062949 | 0 | 0.20118 | 0.27023 |  |  |  |  | 88 | 0.069046
80181 | PNSCALT21A | 2 | South | YES | -0.013731 | 10 | 0 | 50 | 0 | 1.025 | Wind | -1 | 0.062949 | 0 | 50 |  |  |  |  | -0.062949 | 0 | 0.20118 | 0.27023 |  |  |  |  | 89 | 0.069046
80181 | PNSCALT21A | 1 | South | YES | -0.013731 | 16.5 | 0 | 55 | 0 | 1.025 | Wind | -1 | 0.062949 | 0 | 55 |  |  |  |  | -0.062949 | 0 | 0.20118 | 0.27023 |  |  |  |  | 90 | 0.069046
8517 | CELANEBI0A | 1 | South | YES | -0.013696 | 29 | 0 | 29 | 0 | 1.02 | Cogen | -1 | 0.062914 | 0 | 0 |  |  |  |  | -0.062914 | 0 | 0.20118 | 0.27023 |  |  |  |  | 91 | 0.069046
5932 | SI_RAY9 | 9 | South | YES | -0.013691 | 32 | 32 | 38 | 0 | 1.035 | CC | -1 | 0.062909 | 38 | 38 |  |  |  |  | -0.062909 | -2.3906 | 0.20208 | 0.27134 |  |  |  |  | 92 | 0.069046
5933 | SI_RAY6 | 6 | South | YES | -0.013691 | 15.4 | 10 | 19.3 | 0 | 1.035 | GST | -1 | 0.062909 | 19.3 | 19.3 |  |  |  |  | -0.062909 | -1.2142 | 0.20253 | 0.27191 |  |  |  |  | 93 | 0.069046
5935 | SI_RAY10 | 10 | South | YES | -0.013691 | 47 | 10 | 47 | 0 | 1.03 | CC | -1 | 0.062909 | 47 | 47 |  |  |  |  | -0.062909 | -2.9567 | 0.20364 | 0.27329 |  |  |  |  | 94 | 0.069046
80003 | MILHWYS | F | South | YES | -0.013691 | 0 | 0 | 0 | 0 | 1.0168 | AVR | -1 | 0.062909 | 0 | 0 |  |  |  |  | -0.062909 | 0 | 0.20364 | 0.27329 |  |  |  |  | 95 | 0.069266
8511 | OXY_CC0A | 1 | South | YES | -0.013657 | 30.3 | 0 | 38 | 0 | 1.027 | Cogen | -1 | 0.062875 | 0 | 0 |  |  |  |  | -0.062875 | 0 | 0.20364 | 0.27329 |  |  |  |  | 96 | 0.069377
8459 | B_DAVIS0B | MB | South | YES | -0.01365 | 0 | 50 | 339 |  | 1.03 | GSC | -1 | 0.062868 | 0 | 0 |  |  |  |  | -0.062868 | 0 | 0.20364 | 0.27329 |  |  |  |  | 97 | 0.069649
8460 | B_DAVIS0A | MB | South | YES | -0.01365 | 0 | 50 | 340 |  | 1.03 | GSC | -1 | 0.062868 | 0 | 0 |  |  |  |  | -0.062868 | 0 | 0.20364 | 0.27329 |  |  |  |  | 98 | 0.069649
80263 | B_DAVIS31A | 3 | South | YES | -0.01365 | 0 | 0 | 180 |  | 1.0366 | CC | -1 | 0.062868 | 180 | 180 |  |  |  |  | -0.062868 | -11.3163 | 0.20787 | 0.27856 |  |  |  |  | 99 | 0.069649
80264 | B_DAVIS41A | 4 | South | YES | -0.01365 | 0 | 0 | 180 |  | 1.0366 | CC | -1 | 0.062868 | 180 | 180 |  |  |  |  | -0.062868 | -11.3163 | 0.21211 | 0.28383 |  |  |  |  | 100 | 0.069649
8461 | KOCH_UP0A | 1 | South | YES | -0.01364 | 38 | 0 | 38 | 0 | 1.012 | Cogen | -1 | 0.062858 | 0 | 0 |  |  |  |  | -0.062858 | 0 | 0.21211 | 0.28383 |  |  |  |  | 101 | 0.069649
8506 | VAL #1 | 1 | South | YES | -0.013636 | 20.9 | 0 | 25 | 0 | 1.0055 | Cogen | -1 | 0.062854 | 0 | 0 |  |  |  |  | -0.062854 | 0 | 0.21211 | 0.28383 |  |  |  |  | 102 | 0.070687
8507 | VAL #2 | 2 | South | YES | -0.013636 | 20.9 | 0 | 25 | 0 | 1.0055 | Cogen | -1 | 0.062854 | 0 | 0 |  |  |  |  | -0.062854 | 0 | 0.21211 | 0.28383 |  |  |  |  | 103 | 0.071725
8456 | COSW#1 | 1 | South | YES | -0.013629 | 20 | 0 | 20 | 0 | 1.027 | Cogen | -1 | 0.062847 | 0 | 0 |  |  |  |  | -0.062847 | 0 | 0.21211 | 0.28383 |  |  |  |  | 104 | 0.071725
8457 | COSW#2 | 2 | South | YES | -0.013629 | 14 | 0 | 14 | 0 | 1.027 | Cogen | -1 | 0.062847 | 0 | 0 |  |  |  |  | -0.062847 | 0 | 0.21211 | 0.28383 |  |  |  |  | 105 | 0.071725
8936 | MVGN#1 | 1 | South | YES | -0.013627 | 216.6 | 0 | 216.6 | 0 | 1.0304 | CC | -1 | 0.062845 | 216.6 | 216.6 |  |  |  |  | -0.062845 | -13.6123 | 0.2172 | 0.29018 |  |  |  |  | 106 | 0.071725
8937 | MVGN#2 | 2 | South | YES | -0.013627 | 216.7 | 0 | 216.7 | 0 | 1.0304 | CC | -1 | 0.062845 | 216.7 | 216.7 |  |  |  |  | -0.062845 | -13.6186 | 0.2223 | 0.29652 |  |  |  |  | 107 | 0.071725
8938 | MVGN#3 | 3 | South | YES | -0.013627 | 250.9 | 0 | 250.9 | 0 | 1.0304 | CC | -1 | 0.062845 | 250.9 | 250.9 |  |  |  |  | -0.062845 | -15.7679 | 0.22821 | 0.30387 |  |  |  |  | 108 | 0.071725
8981 | HECN1 | 1 | South | YES | -0.013626 | 144.8 | 0 | 144.8 | 0 | 1.0304 | CC | -1 | 0.062844 | 144.8 | 144.8 |  |  |  |  | -0.062844 | -9.0999 | 0.23161 | 0.30811 |  |  |  |  | 109 | 0.072972
8982 | HECN2 | 2 | South | YES | -0.013626 | 144.1 | 0 | 144.1 | 0 | 1.0304 | CC | -1 | 0.062844 | 144.1 | 144.1 |  |  |  |  | -0.062844 | -9.0559 | 0.235 | 0.31233 |  |  |  |  | 110 | 0.074219
8983 | HECN3 | 3 | South | YES | -0.013626 | 171.9 | 0 | 171.9 | 0 | 1.0304 | CC | -1 | 0.062844 | 171.9 | 171.9 |  |  |  |  | -0.062844 | -10.8029 | 0.23905 | 0.31736 |  |  |  |  | 111 | 0.075663
8560 | CNOPGT1 | 1 | South | YES | -0.013623 | 148.3 | 0 | 148.3 | 0 | 1.03 | Cogen | -1 | 0.062841 | 0 | 0 |  |  |  |  | -0.062841 | 0 | 0.23905 | 0.31736 |  |  |  |  | 112 | 0.076496
8561 | CNOPGT2 | 2 | South | YES | -0.013623 | 148.6 | 0 | 148.6 | 0 | 1.03 | Cogen | -1 | 0.062841 | 0 | 0 |  |  |  |  | -0.062841 | 0 | 0.23905 | 0.31736 |  |  |  |  | 113 | 0.077325
8562 | CNOPST1 | 3 | South | YES | -0.013623 | 153 | 0 | 153 | 0 | 1.03 | Cogen | -1 | 0.062841 | 0 | 0 |  |  |  |  | -0.062841 | 0 | 0.23905 | 0.31736 |  |  |  |  | 114 | 0.078315
8442 | NBEC7 | 7 | South | YES | -0.013622 | 0 | 81 | 367 |  | 1.0298 | GST | -1 | 0.06284 | 367 | 367 |  |  |  |  | -0.06284 | -23.0624 | 0.24768 | 0.32811 |  |  |  |  | 115 | 0.078315
8442 | NBEC7 | MB | South | YES | -0.013622 | 0 | 81 | 367 |  | 1.0298 | GST | -1 | 0.06284 | 0 | 0 |  |  |  |  | -0.06284 | 0 | 0.24768 | 0.32811 |  |  |  |  | 116 | 0.078315
8173 | VICEC51A | 5 | South | YES | -0.013557 | 144 | 18 | 144 | 0 | 1.025 | CC | -1 | 0.062775 | 144 | 144 |  |  |  |  | -0.062775 | -9.0396 | 0.25107 | 0.33232 |  |  |  |  | 117 | 0.078315
8174 | VICEC61A | 6 | South | YES | -0.013557 | 188 | 42 | 188 | 0 | 1.025 | CC | -1 | 0.062775 | 188 | 188 |  |  |  |  | -0.062775 | -11.8018 | 0.25549 | 0.33782 |  |  |  |  | 118 | 0.080426
8926 | LGE_GT10A | 1 | South | YES | -0.013522 | 158 | 0 | 158 | 0 | 1.03 | Cogen | -1 | 0.06274 | 0 | 0 |  |  |  |  | -0.06274 | 0 | 0.25549 | 0.33782 |  |  |  |  | 119 | 0.080426
8927 | LGE_GT20A | 2 | South | YES | -0.013522 | 153 | 0 | 153 | 0 | 1.03 | Cogen | -1 | 0.06274 | 0 | 0 |  |  |  |  | -0.06274 | 0 | 0.25549 | 0.33782 |  |  |  |  | 120 | 0.08125
8928 | LGE_STG0A | 3 | South | YES | -0.013522 | 100 | 0 | 100 | 0 | 1.03 | Cogen | -1 | 0.06274 | 0 | 0 |  |  |  |  | -0.06274 | 0 | 0.25549 | 0.33782 |  |  |  |  | 121 | 0.082326
8930 | ICPGN10A | 1 | South | YES | -0.013522 | 149 | 0 | 149 | 0 | 1.03 | Cogen | -1 | 0.06274 | 0 | 0 |  |  |  |  | -0.06274 | 0 | 0.25549 | 0.33782 |  |  |  |  | 122 | 0.082326
8931 | ICPGN20A | 2 | South | YES | -0.013522 | 150 | 0 | 150 | 0 | 1.03 | Cogen | -1 | 0.06274 | 0 | 0 |  |  |  |  | -0.06274 | 0 | 0.25549 | 0.33782 |  |  |  |  | 123 | 0.082326
8932 | ICPGN30A | 3 | South | YES | -0.013522 | 127 | 0 | 127 | 0 | 1.03 | Cogen | -1 | 0.06274 | 0 | 0 |  |  |  |  | -0.06274 | 0 | 0.25549 | 0.33782 |  |  |  |  | 124 | 0.082326
80223 | REYSHR G | 1 | South | YES | -0.013522 | 12 | 0 | 12 | 0 | 1.032 | Cogen | -1 | 0.06274 | 0 | 0 |  |  |  |  | -0.06274 | 0 | 0.25549 | 0.33782 |  |  |  |  | 125 | 0.082326
8933 | FGNTS001 | 1 | South | YES | -0.013471 | 146.5 | 0 | 146.5 | 0 | 1.03 | CC | -1 | 0.062689 | 146.5 | 146.5 |  |  |  |  | -0.062689 | -9.184 | 0.25894 | 0.3421 |  |  |  |  | 126 | 0.082326
8934 | FGNTS101 | 2 | South | YES | -0.013471 | 147.9 | 0 | 147.9 | 0 | 1.03 | CC | -1 | 0.062689 | 147.9 | 147.9 |  |  |  |  | -0.062689 | -9.2718 | 0.26242 | 0.34642 |  |  |  |  | 127 | 0.082326
8935 | FGNTS201 | 3 | South | YES | -0.013471 | 173 | 0 | 173 | 0 | 1.03 | CC | -1 | 0.062689 | 173 | 173 |  |  |  |  | -0.062689 | -10.8453 | 0.26649 | 0.35147 |  |  |  |  | 128 | 0.082326
5508 | RAYBURNCC9 | 1 | South | YES | -0.013435 | 47.7 | 18.2 | 47.7 | 0 | 1.0296 | CC | -1 | 0.062653 | 47.7 | 47.7 |  |  |  |  | -0.062653 | -2.9886 | 0.26761 | 0.35286 |  |  |  |  | 129 | 0.083158
5509 | RAYBURNCC10 | 1 | South | YES | -0.013435 | 37.3 | 5.2 | 37.3 | 0 | 1.0296 | CC | -1 | 0.062653 | 37.3 | 37.3 |  |  |  |  | -0.062653 | -2.337 | 0.26849 | 0.35395 |  |  |  |  | 130 | 0.083999
5511 | RAYBURNCC7 | 1 | South | YES | -0.013435 | 47.5 | 18.2 | 47.5 | 0 | 1.0296 | CC | -1 | 0.062653 | 47.5 | 47.5 |  |  |  |  | -0.062653 | -2.976 | 0.26961 | 0.35534 |  |  |  |  | 131 | 0.084982
5512 | RAYBURNCC8 | 1 | South | YES | -0.013435 | 49.3 | 18.2 | 49.3 | 0 | 1.0296 | CC | -1 | 0.062653 | 49.3 | 49.3 |  |  |  |  | -0.062653 | -3.0888 | 0.27077 | 0.35678 |  |  |  |  | 132 | 0.085252
8066 | DUP1V#1 | 1 | South | YES | -0.013422 | 52.3 | 0 | 73 | 0 | 1.01 | Cogen | -1 | 0.06264 | 0 | 0 |  |  |  |  | -0.06264 | 0 | 0.27077 | 0.35678 |  |  |  |  | 133 | 0.085464
7007 | L_LOSTPI1_1Y | 1 | South | YES | -0.013385 | 158.6 | 110 | 158 | 0 | 1 | CC | -1 | 0.062603 | 158 | 158 |  |  |  |  | -0.062603 | -9.8913 | 0.27448 | 0.36139 |  |  |  |  | 134 | 0.085733
7008 | L_LOSTPI1_2Y | 2 | South | YES | -0.013385 | 157.7 | 107 | 160 | 0 | 1 | CC | -1 | 0.062603 | 160 | 160 |  |  |  |  | -0.062603 | -10.0165 | 0.27825 | 0.36606 |  |  |  |  | 135 | 0.086012
7009 | L_LOSTPI1_3Y | 3 | South | YES | -0.013385 | 173.9 | 72 | 175 | 0 | 1 | CC | -1 | 0.062603 | 175 | 175 |  |  |  |  | -0.062603 | -10.9556 | 0.28237 | 0.37116 |  |  |  |  | 136 | 0.086012
7012 | L_FPPYD21_3Y | 3 | South | YES | -0.013278 | 427.5 | 200 | 436 | 0 | 1.02 | LIGCO | -1 | 0.062496 | 0 | 436 |  |  |  |  | -0.062496 | 0 | 0.28237 | 0.37116 |  |  |  |  | 137 | 0.086904
7010 | L_FPPYD11_1Y | 1 | South | YES | -0.013276 | 547.4 | 200 | 606 | 0 | 1.02 | LIGCO | -1 | 0.062494 | 0 | 606 |  |  |  |  | -0.062494 | 0 | 0.28237 | 0.37116 |  |  |  |  | 138 | 0.087806
7011 | L_FPPYD11_2Y | 2 | South | YES | -0.013276 | 552.2 | 200 | 598 | 0 | 1.02 | LIGCO | -1 | 0.062494 | 0 | 598 |  |  |  |  | -0.062494 | 0 | 0.28237 | 0.37116 |  |  |  |  | 139 | 0.088794
5503 | RAYBURNGEN3 | 1 | South | YES | -0.013252 | 17.6 | 6 | 22 | 0 | 1.0224 | GST | -1 | 0.06247 | 22 | 22 |  |  |  |  | -0.06247 | -1.3743 | 0.28288 | 0.3718 |  |  |  |  | 140 | 0.088794
5505 | RAYBURNGEN1 | 1 | South | YES | -0.013252 | 0 | 1 | 11 |  | 1.0223 | GGT | -1 | 0.06247 | 11 | 11 |  |  |  |  | -0.06247 | -0.68717 | 0.28314 | 0.37212 |  |  |  |  | 141 | 0.088794
5506 | RAYBURNGEN2 | 1 | South | YES | -0.013252 | 0 | 1 | 11 |  | 1.0223 | GGT | -1 | 0.06247 | 11 | 11 |  |  |  |  | -0.06247 | -0.68717 | 0.2834 | 0.37244 |  |  |  |  | 142 | 0.088794
80224 | VISTRONG1 | 1 | South | YES | -0.013188 | 13.1 | 0 | 15 | 0 | 1.01 | Cogen | -1 | 0.062406 | 0 | 0 |  |  |  |  | -0.062406 | 0 | 0.2834 | 0.37244 |  |  |  |  | 143 | 0.088917
80225 | VISTRONG2 | 2 | South | YES | -0.013188 | 20.2 | 0 | 23 | 0 | 1.01 | Cogen | -1 | 0.062406 | 0 | 0 |  |  |  |  | -0.062406 | 0 | 0.2834 | 0.37244 |  |  |  |  | 144 | 0.088978
80227 | AIRCO G | 1 | South | YES | -0.013103 | 7.2 | 0 | 8 | 0 | 1.0104 | Cogen | -1 | 0.062321 | 0 | 0 |  |  |  |  | -0.062321 | 0 | 0.2834 | 0.37244 |  |  |  |  | 145 | 0.089039
8147 | UCAR #2 | 10 | South | YES | -0.013048 | 18.2 | 0 | 28 |  | 1 | Cogen | -1 | 0.062266 | 0 | 0 |  |  |  |  | -0.062266 | 0 | 0.2834 | 0.37244 |  |  |  |  | 146 | 0.089039
8148 | UCAR #1 | 2 | South | YES | -0.013048 | 6.1 | 0 | 7 | 0 | 1.009 | Cogen | -1 | 0.062266 | 0 | 0 |  |  |  |  | -0.062266 | 0 | 0.2834 | 0.37244 |  |  |  |  | 147 | 0.089039
80137 | CSDR89 | 9 | South | YES | -0.013048 | 15 | 0 | 15 | 0 | 1.003 | DCTie | -1 | 0.062266 | 0 | 0 |  |  |  |  | -0.062266 | 0 | 0.2834 | 0.37244 |  |  |  |  | 148 | 0.089039
80137 | CSDR89 | 8 | South | YES | -0.013048 | 33.9 | 0 | 39 | 0 | 1.003 | DCTie | -1 | 0.062266 | 0 | 0 |  |  |  |  | -0.062266 | 0 | 0.2834 | 0.37244 |  |  |  |  | 149 | 0.089039
80138 | CSDR7 | 7 | South | YES | -0.013048 | 6.1 | 0 | 7 | 0 | 1.014 | DCTie | -1 | 0.062266 | 0 | 0 |  |  |  |  | -0.062266 | 0 | 0.2834 | 0.37244 |  |  |  |  | 150 | 0.089039
80139 | CSDR56 | 6 | South | YES | -0.013048 | 0 | 0 | 39 |  | 1.0033 | DCTie | -1 | 0.062266 | 0 | 0 |  |  |  |  | -0.062266 | 0 | 0.2834 | 0.37244 |  |  |  |  | 151 | 0.089039
80139 | CSDR56 | 5 | South | YES | -0.013048 | 15 | 0 | 15 |  | 1.0033 | DCTie | -1 | 0.062266 | 0 | 0 |  |  |  |  | -0.062266 | 0 | 0.2834 | 0.37244 |  |  |  |  | 152 | 0.089039
80140 | CSDR11 | 11 | South | YES | -0.013048 | 33.9 | 0 | 39 | 0 | 1.03 | DCTie | -1 | 0.062266 | 0 | 0 |  |  |  |  | -0.062266 | 0 | 0.2834 | 0.37244 |  |  |  |  | 153 | 0.089039
80226 | ALCOA G | 1 | South | YES | -0.012735 | 32.3 | 5 | 48 | 0 | 1.015 | Cogen | -1 | 0.061953 | 0 | 0 |  |  |  |  | -0.061953 | 0 | 0.2834 | 0.37244 |  |  |  |  | 154 | 0.089039
88508 | FALFURRI | F | South | YES | -0.012651 | 0 | 0 | 0 | 0 | 1 | AVR | -1 | 0.061869 | 0 | 0 |  |  |  |  | -0.061869 | 0 | 0.2834 | 0.37244 |  |  |  |  | 155 | 0.089039
8134 | FOR #1 | 1 | South | YES | -0.012637 | 54.1 | 45 | 79 | 0 | 1 | Cogen | -1 | 0.061855 | 0 | 0 |  |  |  |  | -0.061855 | 0 | 0.2834 | 0.37244 |  |  |  |  | 156 | 0.089039
8138 | FOR #2 | 2 | South | YES | -0.012637 | 63.1 | 45 | 81 | 0 | 1 | Cogen | -1 | 0.061855 | 0 | 0 |  |  |  |  | -0.061855 | 0 | 0.2834 | 0.37244 |  |  |  |  | 157 | 0.089039
8153 | FOR #3 | 3 | South | YES | -0.012637 | 63.1 | 45 | 79.9 | 0 | 1 | Cogen | -1 | 0.061855 | 0 | 0 |  |  |  |  | -0.061855 | 0 | 0.2834 | 0.37244 |  |  |  |  | 158 | 0.089039
8154 | FOR #4 | 4 | South | YES | -0.012637 | 63.1 | 60 | 80 | 0 | 1 | Cogen | -1 | 0.061855 | 0 | 0 |  |  |  |  | -0.061855 | 0 | 0.2834 | 0.37244 |  |  |  |  | 159 | 0.089039
8155 | FOR #5 | 5 | South | YES | -0.012637 | 63.1 | 60 | 78.4 | 0 | 1 | Cogen | -1 | 0.061855 | 0 | 0 |  |  |  |  | -0.061855 | 0 | 0.2834 | 0.37244 |  |  |  |  | 160 | 0.089039
8156 | FOR #6 | 6 | South | YES | -0.012637 | 24.9 | 5 | 25 | 0 | 1 | Cogen | -1 | 0.061855 | 0 | 0 |  |  |  |  | -0.061855 | 0 | 0.2834 | 0.37244 |  |  |  |  | 161 | 0.089039
8157 | FOR #7 | 7 | South | YES | -0.012637 | 28.8 | 5 | 46 | 0 | 1 | Cogen | -1 | 0.061855 | 0 | 0 |  |  |  |  | -0.061855 | 0 | 0.2834 | 0.37244 |  |  |  |  | 162 | 0.089039
80051 | FOR #8 | 8 | South | YES | -0.012637 | 28 | 28 | 28 |  | 1 | Cogen | -1 | 0.061855 | 0 | 0 |  |  |  |  | -0.061855 | 0 | 0.2834 | 0.37244 |  |  |  |  | 163 | 0.089039
80052 | FOR #9 | 9 | South | YES | -0.012637 | 29.7 | 5 | 43.6 | 0 | 1 | Cogen | -1 | 0.061855 | 0 | 0 |  |  |  |  | -0.061855 | 0 | 0.2834 | 0.37244 |  |  |  |  | 164 | 0.089039
80053 | FOR #10 | 10 | South | YES | -0.012637 | 68.4 | 45 | 75 | 0 | 1 | Cogen | -1 | 0.061855 | 0 | 0 |  |  |  |  | -0.061855 | 0 | 0.2834 | 0.37244 |  |  |  |  | 165 | 0.089039
5728 | FALCONHYDRO2 | 2 | South | YES | -0.012545 | 12 | 0 | 12 | 0 | 1.0234 | Hydro | -1 | 0.061763 | 0 | 0 |  |  |  |  | -0.061763 | 0 | 0.2834 | 0.37244 |  |  |  |  | 166 | 0.089039
5729 | FALCONHYDRO3 | 3 | South | YES | -0.012545 | 11 | 0 | 11 | 0 | 1.0234 | Hydro | -1 | 0.061763 | 0 | 0 |  |  |  |  | -0.061763 | 0 | 0.2834 | 0.37244 |  |  |  |  | 167 | 0.089039
8048 | FALCONHYDRO1 | 1 | South | YES | -0.012545 | 12 | 0 | 12 | 0 | 1.0234 | Hydro | -1 | 0.061763 | 0 | 0 |  |  |  |  | -0.061763 | 0 | 0.2834 | 0.37244 |  |  |  |  | 168 | 0.089039
5890 | PEARSALLGEN1 | 1 | South | YES | -0.012401 | 19.2 | 6 | 24 | 0 | 1.0226 | GST | -1 | 0.061619 | 24 | 24 |  |  |  |  | -0.061619 | -1.4789 | 0.28397 | 0.37313 |  |  |  |  | 169 | 0.089039
5891 | PEARSALLGEN2 | 1 | South | YES | -0.012401 | 19.4 | 6 | 24.3 | 0 | 1.0226 | GST | -1 | 0.061619 | 24.3 | 24.3 |  |  |  |  | -0.061619 | -1.4974 | 0.28454 | 0.37383 |  |  |  |  | 170 | 0.089039
5892 | PEARSALLGEN3 | 1 | South | YES | -0.012401 | 19.1 | 6 | 23.9 | 0 | 1.0226 | GST | -1 | 0.061619 | 23.9 | 23.9 |  |  |  |  | -0.061619 | -1.4727 | 0.2851 | 0.37451 |  |  |  |  | 171 | 0.089039
88299 | ZAPATA | F | South | YES | -0.01166 | 0 | 0 | 0 | 0 | 1.02 | BLT | -1 | 0.060878 | 0 | 0 |  |  |  |  | -0.060878 | 0 | 0.2851 | 0.37451 |  |  |  |  | 172 | 0.089164
58909 | PEARSALLSCG1 | 3 | South | YES | -0.011246 | 0 | 0 | 8.4 |  | 1.027 | Diesel | -1 | 0.060464 | 8.4 | 8.4 |  |  |  |  | -0.060464 | -0.5079 | 0.2853 | 0.37475 |  |  |  |  | 173 | 0.08929
58909 | PEARSALLSCG1 | 4 | South | YES | -0.011246 | 0 | 0 | 8.4 |  | 1.027 | Diesel | -1 | 0.060464 | 8.4 | 8.4 |  |  |  |  | -0.060464 | -0.5079 | 0.2855 | 0.37499 |  |  |  |  | 174 | 0.089414
58909 | PEARSALLSCG1 | 6 | South | YES | -0.011246 | 0 | 0 | 8.4 |  | 1.027 | Diesel | -1 | 0.060464 | 8.4 | 8.4 |  |  |  |  | -0.060464 | -0.5079 | 0.28569 | 0.37522 |  |  |  |  | 175 | 0.089414
58909 | PEARSALLSCG1 | 5 | South | YES | -0.011246 | 0 | 0 | 8.4 |  | 1.027 | Diesel | -1 | 0.060464 | 8.4 | 8.4 |  |  |  |  | -0.060464 | -0.5079 | 0.28589 | 0.37546 |  |  |  |  | 176 | 0.089453
58909 | PEARSALLSCG1 | 1 | South | YES | -0.011246 | 0 | 0 | 8.4 |  | 1.027 | Diesel | -1 | 0.060464 | 8.4 | 8.4 |  |  |  |  | -0.060464 | -0.5079 | 0.28609 | 0.3757 |  |  |  |  | 177 | 0.089492
58909 | PEARSALLSCG1 | 2 | South | YES | -0.011246 | 0 | 0 | 8.4 |  | 1.027 | Diesel | -1 | 0.060464 | 8.4 | 8.4 |  |  |  |  | -0.060464 | -0.5079 | 0.28629 | 0.37593 |  |  |  |  | 178 | 0.089531
58919 | PEARSALLSCG2 | 5 | South | YES | -0.011246 | 0 | 0 | 8.4 |  | 1.027 | Diesel | -1 | 0.060464 | 8.4 | 8.4 |  |  |  |  | -0.060464 | -0.5079 | 0.28648 | 0.37617 |  |  |  |  | 179 | 0.08957
58919 | PEARSALLSCG2 | 6 | South | YES | -0.011246 | 0 | 0 | 8.4 |  | 1.027 | Diesel | -1 | 0.060464 | 8.4 | 8.4 |  |  |  |  | -0.060464 | -0.5079 | 0.28668 | 0.37641 |  |  |  |  | 180 | 0.089609
58919 | PEARSALLSCG2 | 1 | South | YES | -0.011246 | 0 | 0 | 8.4 |  | 1.027 | Diesel | -1 | 0.060464 | 8.4 | 8.4 |  |  |  |  | -0.060464 | -0.5079 | 0.28688 | 0.37664 |  |  |  |  | 181 | 0.089648
58919 | PEARSALLSCG2 | 2 | South | YES | -0.011246 | 0 | 0 | 8.4 |  | 1.027 | Diesel | -1 | 0.060464 | 8.4 | 8.4 |  |  |  |  | -0.060464 | -0.5079 | 0.28708 | 0.37688 |  |  |  |  | 182 | 0.089687
58919 | PEARSALLSCG2 | 4 | South | YES | -0.011246 | 0 | 0 | 8.4 |  | 1.027 | Diesel | -1 | 0.060464 | 8.4 | 8.4 |  |  |  |  | -0.060464 | -0.5079 | 0.28727 | 0.37712 |  |  |  |  | 183 | 0.089726
58919 | PEARSALLSCG2 | 3 | South | YES | -0.011246 | 0 | 0 | 8.4 |  | 1.027 | Diesel | -1 | 0.060464 | 8.4 | 8.4 |  |  |  |  | -0.060464 | -0.5079 | 0.28747 | 0.37735 |  |  |  |  | 184 | 0.089765
58929 | PEARSALLSCG3 | 4 | South | YES | -0.011246 | 0 | 0 | 8.4 |  | 1.027 | Diesel | -1 | 0.060464 | 8.4 | 8.4 |  |  |  |  | -0.060464 | -0.5079 | 0.28767 | 0.37759 |  |  |  |  | 185 | 0.089804
58929 | PEARSALLSCG3 | 6 | South | YES | -0.011246 | 0 | 0 | 8.4 |  | 1.027 | Diesel | -1 | 0.060464 | 8.4 | 8.4 |  |  |  |  | -0.060464 | -0.5079 | 0.28787 | 0.37783 |  |  |  |  | 186 | 0.089843
58929 | PEARSALLSCG3 | 2 | South | YES | -0.011246 | 0 | 0 | 8.4 |  | 1.027 | Diesel | -1 | 0.060464 | 8.4 | 8.4 |  |  |  |  | -0.060464 | -0.5079 | 0.28806 | 0.37806 |  |  |  |  | 187 | 0.089882
58929 | PEARSALLSCG3 | 5 | South | YES | -0.011246 | 0 | 0 | 8.4 |  | 1.027 | Diesel | -1 | 0.060464 | 8.4 | 8.4 |  |  |  |  | -0.060464 | -0.5079 | 0.28826 | 0.3783 |  |  |  |  | 188 | 0.089921
58929 | PEARSALLSCG3 | 1 | South | YES | -0.011246 | 0 | 0 | 8.4 |  | 1.027 | Diesel | -1 | 0.060464 | 8.4 | 8.4 |  |  |  |  | -0.060464 | -0.5079 | 0.28846 | 0.37854 |  |  |  |  | 189 | 0.08996
58929 | PEARSALLSCG3 | 3 | South | YES | -0.011246 | 0 | 0 | 8.4 |  | 1.027 | Diesel | -1 | 0.060464 | 8.4 | 8.4 |  |  |  |  | -0.060464 | -0.5079 | 0.28866 | 0.37877 |  |  |  |  | 190 | 0.089999
58949 | PEARSALLSCG4 | 3 | South | YES | -0.011246 | 0 | 0 | 8.4 |  | 1.027 | Diesel | -1 | 0.060464 | 8.4 | 8.4 |  |  |  |  | -0.060464 | -0.5079 | 0.28885 | 0.37901 |  |  |  |  | 191 | 0.090038
58949 | PEARSALLSCG4 | 2 | South | YES | -0.011246 | 0 | 0 | 8.4 |  | 1.027 | Diesel | -1 | 0.060464 | 8.4 | 8.4 |  |  |  |  | -0.060464 | -0.5079 | 0.28905 | 0.37925 |  |  |  |  | 192 | 0.090077
58949 | PEARSALLSCG4 | 1 | South | YES | -0.011246 | 0 | 0 | 8.4 |  | 1.027 | Diesel | -1 | 0.060464 | 8.4 | 8.4 |  |  |  |  | -0.060464 | -0.5079 | 0.28925 | 0.37948 |  |  |  |  | 193 | 0.090116
58949 | PEARSALLSCG4 | 4 | South | YES | -0.011246 | 0 | 0 | 8.4 |  | 1.027 | Diesel | -1 | 0.060464 | 8.4 | 8.4 |  |  |  |  | -0.060464 | -0.5079 | 0.28945 | 0.37972 |  |  |  |  | 194 | 0.090155
58949 | PEARSALLSCG4 | 6 | South | YES | -0.011246 | 0 | 0 | 8.4 |  | 1.027 | Diesel | -1 | 0.060464 | 8.4 | 8.4 |  |  |  |  | -0.060464 | -0.5079 | 0.28965 | 0.37996 |  |  |  |  | 195 | 0.090194
58949 | PEARSALLSCG4 | 5 | South | YES | -0.011246 | 0 | 0 | 8.4 |  | 1.027 | Diesel | -1 | 0.060464 | 8.4 | 8.4 |  |  |  |  | -0.060464 | -0.5079 | 0.28984 | 0.38019 |  |  |  |  | 196 | 0.090233
3432 | SANDOW_4G | 4 | South | YES | -0.010468 | 580 | 225 | 580 |  | 1.029 | LIGCO | -1 | 0.059686 | 0 | 580 |  |  |  |  | -0.059686 | 0 | 0.28984 | 0.38019 |  |  |  |  | 197 | 0.090272
80012 | LAR | F | South | YES | -0.010353 | 0 | 0 | 0 | 0 | 1.04 | DCTie | -1 | 0.059571 | 0 | 0 |  |  |  |  | -0.059571 | 0 | 0.28984 | 0.38019 |  |  |  |  | 198 | 0.090311
80265 | LARECU40A | 4 | South | YES | -0.010353 | 80 | 0 | 100 |  | 1.039 | GGT | -1 | 0.059571 | 100 | 100 |  |  |  |  | -0.059571 | -5.9571 | 0.2922 | 0.38297 |  |  |  |  | 199 | 0.09035
80266 | LARECU50A | 5 | South | YES | -0.010353 | 80 | 0 | 100 |  | 1.039 | GGT | -1 | 0.059571 | 100 | 100 |  |  |  |  | -0.059571 | -5.9571 | 0.29455 | 0.38574 |  |  |  |  | 200 | 0.09035
5911 | STP_GN1___1 | 1 | Houston | YES | -0.009235 | 1333 | 1249 | 1333 | 0 | 1.0406 | Nuc | -1 | 0.058453 | 0 | 0 |  |  |  |  | -0.058453 | 0 | 0.29455 | 0.38574 |  |  |  |  | 201 | 0.09035
5912 | STP_GN2___2 | 2 | Houston | YES | -0.009235 | 1332 | 1249 | 1332 | 0 | 1.0406 | Nuc | -1 | 0.058453 | 0 | 0 |  |  |  |  | -0.058453 | 0 | 0.29455 | 0.38574 |  |  |  |  | 202 | 0.090773
48731 | CBE_GT1 | 1 | Houston | YES | -0.008928 | 76 | 0 | 76 | 0 | 1.029 | CC | -1 | 0.058146 | 76 | 76 |  |  |  |  | -0.058146 | -4.4191 | 0.29634 | 0.3878 |  |  |  |  | 203 | 0.091196
48732 | CBE_GT2 | 1 | Houston | YES | -0.008928 | 76 | 0 | 76 | 0 | 1.029 | CC | -1 | 0.058146 | 76 | 76 |  |  |  |  | -0.058146 | -4.4191 | 0.29812 | 0.38986 |  |  |  |  | 204 | 0.091196
48733 | CBE_ST12 | 1 | Houston | YES | -0.008928 | 105 | 0 | 105 | 0 | 1.029 | CC | -1 | 0.058146 | 105 | 105 |  |  |  |  | -0.058146 | -6.1054 | 0.3006 | 0.39271 |  |  |  |  | 205 | 0.091196
48734 | CBE_GT3 | 1 | Houston | YES | -0.008928 | 76 | 0 | 76 | 0 | 1.029 | CC | -1 | 0.058146 | 76 | 76 |  |  |  |  | -0.058146 | -4.4191 | 0.30238 | 0.39477 |  |  |  |  | 206 | 0.091467
48735 | CBE_GT4 | 1 | Houston | YES | -0.008928 | 76 | 0 | 76 | 0 | 1.029 | CC | -1 | 0.058146 | 76 | 76 |  |  |  |  | -0.058146 | -4.4191 | 0.30417 | 0.39683 |  |  |  |  | 207 | 0.091738
48736 | CBE_ST34 | 1 | Houston | YES | -0.008928 | 105 | 0 | 105 | 0 | 1.029 | CC | -1 | 0.058146 | 105 | 105 |  |  |  |  | -0.058146 | -6.1054 | 0.30664 | 0.39967 |  |  |  |  | 208 | 0.092113
48911 | TGF_GT1_8000 | 1 | Houston | YES | -0.008691 | 69.2 | 0 | 69.2 |  | 1.029 | Cogen | -1 | 0.057909 | 0 | 0 |  |  |  |  | -0.057909 | 0 | 0.30664 | 0.39967 |  |  |  |  | 209 | 0.092384
13432 | SANDOW_5G | 5 | South | YES | -0.008054 | 581 | 225 | 581 |  | 1.029 | LIGCO | -1 | 0.057272 | 0 | 581 |  |  |  |  | -0.057272 | 0 | 0.30664 | 0.39967 |  |  |  |  | 210 | 0.092655
49851 | DOW17000 | 37 | Houston | YES | -0.007686 | 39 | 0 | 62 | 0 | 1 | Cogen | -1 | 0.056904 | 0 | 0 |  |  |  |  | -0.056904 | 0 | 0.30664 | 0.39967 |  |  |  |  | 211 | 0.093029
49858 | DOW38100 | 31 | Houston | YES | -0.007686 | 45 | 0 | 71.4 |  | 1 | Cogen | -1 | 0.056904 | 0 | 0 |  |  |  |  | -0.056904 | 0 | 0.30664 | 0.39967 |  |  |  |  | 212 | 0.093029
49859 | DOW38200 | 33 | Houston | YES | -0.007686 | 28 | 0 | 45 | 0 | 1 | Cogen | -1 | 0.056904 | 0 | 0 |  |  |  |  | -0.056904 | 0 | 0.30664 | 0.39967 |  |  |  |  | 213 | 0.093029
49860 | DOW38300 | 32 | Houston | YES | -0.007686 | 63 | 0 | 101 |  | 1 | Cogen | -1 | 0.056904 | 0 | 0 |  |  |  |  | -0.056904 | 0 | 0.30664 | 0.39967 |  |  |  |  | 214 | 0.093029
49862 | DOW39100 | 36 | Houston | YES | -0.007686 | 54 | 0 | 86 | 0 | 1 | Cogen | -1 | 0.056904 | 0 | 0 |  |  |  |  | -0.056904 | 0 | 0.30664 | 0.39967 |  |  |  |  | 215 | 0.093029
49863 | DOW39200 | 35 | Houston | YES | -0.007686 | 55 | 0 | 88 | 0 | 1 | Cogen | -1 | 0.056904 | 0 | 0 |  |  |  |  | -0.056904 | 0 | 0.30664 | 0.39967 |  |  |  |  | 216 | 0.093029
49865 | DOW41000 | 41 | Houston | YES | -0.007686 | 31 | 0 | 50 |  | 1 | Cogen | -1 | 0.056904 | 0 | 0 |  |  |  |  | -0.056904 | 0 | 0.30664 | 0.39967 |  |  |  |  | 217 | 0.093029
49866 | DOW42000 | 42 | Houston | YES | -0.007686 | 11 | 0 | 18 |  | 1 | Cogen | -1 | 0.056904 | 0 | 0 |  |  |  |  | -0.056904 | 0 | 0.30664 | 0.39967 |  |  |  |  | 218 | 0.093029
49869 | DOW49000 | 45 | Houston | YES | -0.007686 | 59 | 0 | 94 |  | 1 | Cogen | -1 | 0.056904 | 0 | 0 |  |  |  |  | -0.056904 | 0 | 0.30664 | 0.39967 |  |  |  |  | 219 | 0.093029
49870 | DOW61000 | 61 | Houston | YES | -0.007686 | 44 | 0 | 70 | 0 | 1 | Cogen | -1 | 0.056904 | 0 | 0 |  |  |  |  | -0.056904 | 0 | 0.30664 | 0.39967 |  |  |  |  | 220 | 0.093029
49871 | DOW62000 | 62 | Houston | YES | -0.007686 | 40 | 0 | 63 | 0 | 1 | Cogen | -1 | 0.056904 | 0 | 0 |  |  |  |  | -0.056904 | 0 | 0.30664 | 0.39967 |  |  |  |  | 221 | 0.093029
49872 | DOW63000 | 63 | Houston | YES | -0.007686 | 45 | 0 | 72 | 0 | 1 | Cogen | -1 | 0.056904 | 0 | 0 |  |  |  |  | -0.056904 | 0 | 0.30664 | 0.39967 |  |  |  |  | 222 | 0.093029
49873 | DOW64000 | 64 | Houston | YES | -0.007686 | 41 | 0 | 64.8 | 0 | 1 | Cogen | -1 | 0.056904 | 0 | 0 |  |  |  |  | -0.056904 | 0 | 0.30664 | 0.39967 |  |  |  |  | 223 | 0.093029
49876 | DOW65000 | 65 | Houston | YES | -0.007686 | 63 | 0 | 101 | 0 | 1 | Cogen | -1 | 0.056904 | 0 | 0 |  |  |  |  | -0.056904 | 0 | 0.30664 | 0.39967 |  |  |  |  | 224 | 0.093029
49877 | DOW66000 | 66 | Houston | YES | -0.007686 | 61 | 0 | 97 | 0 | 1 | Cogen | -1 | 0.056904 | 0 | 0 |  |  |  |  | -0.056904 | 0 | 0.30664 | 0.39967 |  |  |  |  | 225 | 0.093029
49878 | DOW67000 | 67 | Houston | YES | -0.007686 | 65 | 0 | 103 | 0 | 1 | Cogen | -1 | 0.056904 | 0 | 0 |  |  |  |  | -0.056904 | 0 | 0.30664 | 0.39967 |  |  |  |  | 226 | 0.093029
49882 | DOW81000 | 81 | Houston | YES | -0.007686 | 47 | 0 | 76 | 0 | 1 | Cogen | -1 | 0.056904 | 0 | 0 |  |  |  |  | -0.056904 | 0 | 0.30664 | 0.39967 |  |  |  |  | 227 | 0.093029
49884 | DOW82000 | 82 | Houston | YES | -0.007686 | 51 | 0 | 80 | 0 | 1 | Cogen | -1 | 0.056904 | 0 | 0 |  |  |  |  | -0.056904 | 0 | 0.30664 | 0.39967 |  |  |  |  | 228 | 0.093029
49885 | DOW83000 | 83 | Houston | YES | -0.007686 | 51 | 0 | 80 | 0 | 1 | Cogen | -1 | 0.056904 | 0 | 0 |  |  |  |  | -0.056904 | 0 | 0.30664 | 0.39967 |  |  |  |  | 229 | 0.093029
49886 | DOW84000 | 84 | Houston | YES | -0.007686 | 107 | 0 | 171 | 0 | 0.98 | Cogen | -1 | 0.056904 | 0 | 0 |  |  |  |  | -0.056904 | 0 | 0.30664 | 0.39967 |  |  |  |  | 230 | 0.093029
48520 | BSF_GT1_8070 | 1 | Houston | YES | -0.007384 | 72 | 0 | 72 | 0 | 1.0326 | Cogen | -1 | 0.056602 | 0 | 0 |  |  |  |  | -0.056602 | 0 | 0.30664 | 0.39967 |  |  |  |  | 231 | 0.093029
48520 | BSF_GT1_8070 | 2 | Houston | YES | -0.007384 | 10 | 0 | 10 | 0 | 1.0326 | Cogen | -1 | 0.056602 | 0 | 0 |  |  |  |  | -0.056602 | 0 | 0.30664 | 0.39967 |  |  |  |  | 232 | 0.093029
39760 | TNSCLP1___8 | 1 | Houston | YES | -0.007133 | 93.4 | 20 | 116.8 | 0 | 1.04 | Cogen | -1 | 0.056351 | 0 | 0 |  |  |  |  | -0.056351 | 0 | 0.30664 | 0.39967 |  |  |  |  | 233 | 0.093029
39770 | TNSCLP2___8 | 1 | Houston | YES | -0.007133 | 91.6 | 20 | 114.5 | 0 | 1.04 | Cogen | -1 | 0.056351 | 0 | 0 |  |  |  |  | -0.056351 | 0 | 0.30664 | 0.39967 |  |  |  |  | 234 | 0.093029
39775 | TNSCLP4___8 | 1 | Houston | YES | -0.007133 | 95.2 | 20 | 119 | 0 | 1.04 | Cogen | -1 | 0.056351 | 0 | 0 |  |  |  |  | -0.056351 | 0 | 0.30664 | 0.39967 |  |  |  |  | 235 | 0.093029
39790 | TNSCLP3___8 | 1 | Houston | YES | -0.007133 | 87.6 | 20 | 109.5 | 0 | 1.027 | Cogen | -1 | 0.056351 | 0 | 0 |  |  |  |  | -0.056351 | 0 | 0.30664 | 0.39967 |  |  |  |  | 236 | 0.093029
48730 | MNS_GT | 1 | Houston | YES | -0.006374 | 43 | 0 | 46.1 |  | 1.029 | Cogen | -1 | 0.055592 | 0 | 0 |  |  |  |  | -0.055592 | 0 | 0.30664 | 0.39967 |  |  |  |  | 237 | 0.093029
48926 | WAP_GN6_6 | 6 | Houston | YES | -0.006348 | 651 | 280 | 651 |  | 1.035 | LIGCO | -1 | 0.055566 | 0 | 651 |  |  |  |  | -0.055566 | 0 | 0.30664 | 0.39967 |  |  |  |  | 238 | 0.093029
48927 | WAP_GN7_7 | 7 | Houston | YES | -0.006348 | 564 | 277 | 564 |  | 1.035 | LIGCO | -1 | 0.055566 | 0 | 564 |  |  |  |  | -0.055566 | 0 | 0.30664 | 0.39967 |  |  |  |  | 239 | 0.093029
48928 | WAP_GN8_8 | 8 | Houston | YES | -0.006348 | 603 | 275 | 603 |  | 1.035 | LIGCO | -1 | 0.055566 | 0 | 603 |  |  |  |  | -0.055566 | 0 | 0.30664 | 0.39967 |  |  |  |  | 240 | 0.093029
48521 | BVE_GT1_GT1 | 1 | Houston | YES | -0.006342 | 167.7 | 0 | 167.7 |  | 1.035 | CC | -1 | 0.05556 | 167.7 | 167.7 |  |  |  |  | -0.05556 | -9.3175 | 0.31059 | 0.40401 |  |  |  |  | 241 | 0.093029
48522 | BVE_GT2_5035 | 2 | Houston | YES | -0.006342 | 166.4 | 0 | 166.4 |  | 1.035 | CC | -1 | 0.05556 | 166.4 | 166.4 |  |  |  |  | -0.05556 | -9.2452 | 0.3145 | 0.40832 |  |  |  |  | 242 | 0.093029
48523 | BVE_ST1_GN1 | 3 | Houston | YES | -0.006342 | 252.4 | 0 | 252.4 |  | 1.035 | CC | -1 | 0.05556 | 252.4 | 252.4 |  |  |  |  | -0.05556 | -14.0234 | 0.32044 | 0.41485 |  |  |  |  | 243 | 0.093029
48510 | AK_GT1__8040 | 1 | Houston | YES | -0.006257 | 33.4 | 8.1 | 34 |  | 1.029 | Cogen | -1 | 0.055475 | 0 | 0 |  |  |  |  | -0.055475 | 0 | 0.32044 | 0.41485 |  |  |  |  | 244 | 0.093425
48921 | WAP_GN1_1 | 1 | Houston | YES | -0.006189 | 132.8 | 37 | 166 | 0 | 1.0362 | GST | -1 | 0.055407 | 166 | 166 |  |  |  |  | -0.055407 | -9.1976 | 0.32435 | 0.41914 |  |  |  |  | 245 | 0.093818
48922 | WAP_GN2_2 | 2 | Houston | YES | -0.006189 | 132.8 | 37 | 166 | 0 | 1.0362 | GST | -1 | 0.055407 | 166 | 166 |  |  |  |  | -0.055407 | -9.1976 | 0.32825 | 0.42343 |  |  |  |  | 246 | 0.094414
48923 | WAP_GN3_3 | 3 | Houston | YES | -0.006189 | 198.4 | 93 | 248 | 0 | 1.0362 | GST | -1 | 0.055407 | 248 | 248 |  |  |  |  | -0.055407 | -13.741 | 0.33409 | 0.42983 |  |  |  |  | 247 | 0.094414
48924 | WAP_GN4_4 | 4 | Houston | YES | -0.006189 | 546 | 217 | 546 | 0 | 1.0362 | GSC | -1 | 0.055407 | 546 | 546 |  |  |  |  | -0.055407 | -30.2524 | 0.34693 | 0.44392 |  |  |  |  | 248 | 0.094794
48925 | WAP_GN5_5 | 5 | Houston | YES | -0.006189 | 618.2 | 278 | 654 | 0 | 0.985 | LIGCO | -1 | 0.055407 | 0 | 654 |  |  |  |  | -0.055407 | 0 | 0.34693 | 0.44392 |  |  |  |  | 249 | 0.095174
48929 | WAPGT21_GT1 | B1 | Houston | YES | -0.006189 | 0 | 0 | 13 |  | 1.05 | GGT | -1 | 0.055407 | 13 | 13 |  |  |  |  | -0.055407 | -0.7203 | 0.34724 | 0.44426 |  |  |  |  | 250 | 0.095742
38580 | TNBP_CGN1_8 | 1 | Houston | YES | -0.005745 | 70.8 | 0 | 70.8 | 0 | 1.005 | Cogen | -1 | 0.054963 | 0 | 0 |  |  |  |  | -0.054963 | 0 | 0.34724 | 0.44426 |  |  |  |  | 251 | 0.096992
38590 | TNBP_CGN2_8 | 2 | Houston | YES | -0.005745 | 66.7 | 0 | 66.7 | 0 | 1.005 | Cogen | -1 | 0.054963 | 0 | 0 |  |  |  |  | -0.054963 | 0 | 0.34724 | 0.44426 |  |  |  |  | 252 | 0.096992
38600 | TNBP_CGN3_8 | 5 | Houston | YES | -0.005745 | 53 | 0 | 53 | 0 | 1.005 | Cogen | -1 | 0.054963 | 0 | 0 |  |  |  |  | -0.054963 | 0 | 0.34724 | 0.44426 |  |  |  |  | 253 | 0.097022
38611 | TNBPAMCG1_8 | 1 | Houston | YES | -0.005745 | 153.2 | 0 | 153.2 | 0 | 1.005 | Cogen | -1 | 0.054963 | 0 | 0 |  |  |  |  | -0.054963 | 0 | 0.34724 | 0.44426 |  |  |  |  | 254 | 0.097022
38612 | TNBPAMCG2_8 | 2 | Houston | YES | -0.005745 | 153.5 | 0 | 153.5 | 0 | 1.005 | Cogen | -1 | 0.054963 | 0 | 0 |  |  |  |  | -0.054963 | 0 | 0.34724 | 0.44426 |  |  |  |  | 255 | 0.097022
38613 | TNBPAMCG3_8 | 3 | Houston | YES | -0.005745 | 152.3 | 0 | 152.3 | 0 | 1.005 | Cogen | -1 | 0.054963 | 0 | 0 |  |  |  |  | -0.054963 | 0 | 0.34724 | 0.44426 |  |  |  |  | 256 | 0.097022
38614 | TNBPAMCG4_8 | 4 | Houston | YES | -0.005745 | 96 | 0 | 96 |  | 1.005 | Cogen | -1 | 0.054963 | 0 | 0 |  |  |  |  | -0.054963 | 0 | 0.34724 | 0.44426 |  |  |  |  | 257 | 0.097022
38615 | TNBPAMCG5_8 | 1 | Houston | YES | -0.005745 | 244 | 0 | 244 | 0 | 1.005 | Cogen | -1 | 0.054963 | 0 | 0 |  |  |  |  | -0.054963 | 0 | 0.34724 | 0.44426 |  |  |  |  | 258 | 0.097022
38690 | TNBP_CGN4_8 | 3 | Houston | YES | -0.005745 | 40 | 0 | 40 |  | 1.005 | Cogen | -1 | 0.054963 | 0 | 0 |  |  |  |  | -0.054963 | 0 | 0.34724 | 0.44426 |  |  |  |  | 259 | 0.097022
38711 | TNTXCTY1CG8 | 1 | Houston | YES | -0.005745 | 100.3 | 59 | 100.3 | 0 | 1 | Cogen | -1 | 0.054963 | 0 | 0 |  |  |  |  | -0.054963 | 0 | 0.34724 | 0.44426 |  |  |  |  | 260 | 0.097022
38712 | TNTXCTY2CG8 | 1 | Houston | YES | -0.005745 | 92.9 | 59 | 92.9 | 0 | 1 | Cogen | -1 | 0.054963 | 0 | 0 |  |  |  |  | -0.054963 | 0 | 0.34724 | 0.44426 |  |  |  |  | 261 | 0.097022
38713 | TNTXCTY3CG8 | 1 | Houston | YES | -0.005745 | 102.7 | 59 | 102.7 | 0 | 1 | Cogen | -1 | 0.054963 | 0 | 0 |  |  |  |  | -0.054963 | 0 | 0.34724 | 0.44426 |  |  |  |  | 262 | 0.097022
38714 | TNTXCTY4CG8 | 1 | Houston | YES | -0.005745 | 103 | 59 | 103 | 0 | 1 | Cogen | -1 | 0.054963 | 0 | 0 |  |  |  |  | -0.054963 | 0 | 0.34724 | 0.44426 |  |  |  |  | 263 | 0.097022
39470 | TNDOWCGNSG8 | 1 | Houston | YES | -0.005745 | 32 | 10 | 32 | 0 | 0.985 | Cogen | -1 | 0.054963 | 0 | 0 |  |  |  |  | -0.054963 | 0 | 0.34724 | 0.44426 |  |  |  |  | 264 | 0.097022
39480 | TNDOWCGNGG8 | 1 | Houston | YES | -0.005745 | 30 | 10 | 30 | 0 | 0.985 | Cogen | -1 | 0.054963 | 0 | 0 |  |  |  |  | -0.054963 | 0 | 0.34724 | 0.44426 |  |  |  |  | 265 | 0.097022
48772 | PHR_GN2_2 | MB | Houston | YES | -0.005534 | 0 | 72 | 459 |  | 1.0362 | GSC | -1 | 0.054752 | 0 | 0 |  |  |  |  | -0.054752 | 0 | 0.34724 | 0.44426 |  |  |  |  | 266 | 0.097022
48561 | CTL_GT2_8130 | 1 | Houston | YES | -0.005385 | 73.5 | 30.3 | 91.9 |  | 1.0362 | Cogen | -1 | 0.054603 | 0 | 0 |  |  |  |  | -0.054603 | 0 | 0.34724 | 0.44426 |  |  |  |  | 267 | 0.097022
48562 | CTL_GT3_8135 | 2 | Houston | YES | -0.005385 | 70.1 | 30.3 | 87.6 |  | 1.0362 | Cogen | -1 | 0.054603 | 0 | 0 |  |  |  |  | -0.054603 | 0 | 0.34724 | 0.44426 |  |  |  |  | 268 | 0.097022
48563 | CTL_GT4_8140 | 3 | Houston | YES | -0.005385 | 69.6 | 30.3 | 87 |  | 1.0362 | Cogen | -1 | 0.054603 | 0 | 0 |  |  |  |  | -0.054603 | 0 | 0.34724 | 0.44426 |  |  |  |  | 269 | 0.097022
48564 | CTL_GN1_8145 | 4 | Houston | YES | -0.005385 | 43.6 | 12.9 | 54.5 |  | 1.0362 | Cogen | -1 | 0.054603 | 0 | 0 |  |  |  |  | -0.054603 | 0 | 0.34724 | 0.44426 |  |  |  |  | 270 | 0.097022
48565 | CTL_GN2_8155 | 5 | Houston | YES | -0.005385 | 9.8 | 3.4 | 12.2 |  | 1.0362 | Cogen | -1 | 0.054603 | 0 | 0 |  |  |  |  | -0.054603 | 0 | 0.34724 | 0.44426 |  |  |  |  | 271 | 0.097022
48531 | BYU_GT1_8075 | 1 | Houston | YES | -0.005329 | 65 | 0 | 65 |  | 1.0362 | Cogen | -1 | 0.054547 | 0 | 0 |  |  |  |  | -0.054547 | 0 | 0.34724 | 0.44426 |  |  |  |  | 272 | 0.097022
48532 | BYU_GT2_8055 | 2 | Houston | YES | -0.005329 | 62 | 0 | 62 |  | 1.0362 | Cogen | -1 | 0.054547 | 0 | 0 |  |  |  |  | -0.054547 | 0 | 0.34724 | 0.44426 |  |  |  |  | 273 | 0.097022
48533 | BYU_GT3_8060 | 3 | Houston | YES | -0.005329 | 67 | 0 | 67 |  | 1.0362 | Cogen | -1 | 0.054547 | 0 | 0 |  |  |  |  | -0.054547 | 0 | 0.34724 | 0.44426 |  |  |  |  | 274 | 0.097022
48534 | BYU_GT4_8065 | 4 | Houston | YES | -0.005329 | 65 | 0 | 65 |  | 1.0362 | Cogen | -1 | 0.054547 | 0 | 0 |  |  |  |  | -0.054547 | 0 | 0.34724 | 0.44426 |  |  |  |  | 275 | 0.097022
48691 | GBY_73741085 | B | Houston | YES | -0.005247 | 37.6 | 20 | 47 | 0 | 1.0362 | GGT | -1 | 0.054465 | 47 | 47 |  |  |  |  | -0.054465 | -2.5599 | 0.34834 | 0.44545 |  |  |  |  | 276 | 0.097022
48691 | GBY_73741085 | A | Houston | YES | -0.005247 | 37.6 | 20 | 47 | 0 | 1.0362 | GGT | -1 | 0.054465 | 47 | 47 |  |  |  |  | -0.054465 | -2.5599 | 0.34945 | 0.44665 |  |  |  |  | 277 | 0.097022
48692 | GBY_81821075 | D | Houston | YES | -0.005247 | 44 | 20 | 55 | 0 | 1.0362 | GGT | -1 | 0.054465 | 55 | 55 |  |  |  |  | -0.054465 | -2.9956 | 0.35074 | 0.44804 |  |  |  |  | 278 | 0.097022
48692 | GBY_81821075 | C | Houston | YES | -0.005247 | 37.6 | 20 | 47 | 0 | 1.0362 | GGT | -1 | 0.054465 | 47 | 47 |  |  |  |  | -0.054465 | -2.5599 | 0.35185 | 0.44923 |  |  |  |  | 279 | 0.097109
48693 | GBY_83841065 | F | Houston | YES | -0.005247 | 43.2 | 20 | 54 | 0 | 1.0362 | GGT | -1 | 0.054465 | 54 | 54 |  |  |  |  | -0.054465 | -2.9411 | 0.35312 | 0.4506 |  |  |  |  | 280 | 0.097196
48693 | GBY_83841065 | E | Houston | YES | -0.005247 | 45.6 | 20 | 57 | 0 | 1.0362 | GGT | -1 | 0.054465 | 57 | 57 |  |  |  |  | -0.054465 | -3.1045 | 0.35446 | 0.45205 |  |  |  |  | 281 | 0.097297
48841 | SJS_GT1_GT1 | 1 | Houston | YES | -0.005223 | 62.4 | 49 | 78 | 0 | 1.0362 | Cogen | -1 | 0.054441 | 0 | 0 |  |  |  |  | -0.054441 | 0 | 0.35446 | 0.45205 |  |  |  |  | 282 | 0.097384
48842 | SJS_GT2_GT2 | 2 | Houston | YES | -0.005223 | 64.8 | 49 | 81 | 0 | 1.0362 | Cogen | -1 | 0.054441 | 0 | 0 |  |  |  |  | -0.054441 | 0 | 0.35446 | 0.45205 |  |  |  |  | 283 | 0.097484
48641 | DPEC_GT15040 | 1 | Houston | YES | -0.005201 | 163.2 | 98 | 163.2 | 0 | 1.0319 | CC | -1 | 0.054419 | 163.2 | 163.2 |  |  |  |  | -0.054419 | -8.8812 | 0.3583 | 0.45619 |  |  |  |  | 284 | 0.09759
48642 | DPEC_GT25025 | 2 | Houston | YES | -0.005201 | 157.1 | 98 | 157.1 | 0 | 1.0319 | CC | -1 | 0.054419 | 157.1 | 157.1 |  |  |  |  | -0.054419 | -8.5493 | 0.362 | 0.46017 |  |  |  |  | 285 | 0.09759
48643 | DPEC_GT35010 | 3 | Houston | YES | -0.005201 | 157.5 | 98 | 157.5 | 0 | 1.0319 | CC | -1 | 0.054419 | 157.5 | 157.5 |  |  |  |  | -0.054419 | -8.571 | 0.3657 | 0.46417 |  |  |  |  | 286 | 0.09759
48644 | DPEC_GT45070 | 4 | Houston | YES | -0.005201 | 157 | 98 | 157 | 0 | 1.0319 | CC | -1 | 0.054419 | 157 | 157 |  |  |  |  | -0.054419 | -8.5438 | 0.3694 | 0.46815 |  |  |  |  | 287 | 0.097888
48645 | DPEC_ST55065 | 5 | Houston | YES | -0.005201 | 282 | 0 | 282 | 0 | 1.0319 | CC | -1 | 0.054419 | 282 | 282 |  |  |  |  | -0.054419 | -15.3463 | 0.37603 | 0.4753 |  |  |  |  | 288 | 0.098176
48761 | PR_GT1__9040 | 1 | Houston | YES | -0.005168 | 26 | 0 | 35 |  | 1 | Cogen | -1 | 0.054386 | 0 | 0 |  |  |  |  | -0.054386 | 0 | 0.37603 | 0.4753 |  |  |  |  | 289 | 0.098464
48855 | SRB_GT211035 | B1 | Houston | YES | -0.005143 | 0 | 0 | 18 |  | 1.014 | GGT | -1 | 0.054361 | 18 | 18 |  |  |  |  | -0.054361 | -0.9785 | 0.37645 | 0.47575 |  |  |  |  | 290 | 0.098751
48855 | SRB_GT211035 | B2 | Houston | YES | -0.005143 | 0 | 0 | 12 |  | 1.014 | GGT | -1 | 0.054361 | 12 | 12 |  |  |  |  | -0.054361 | -0.65234 | 0.37674 | 0.47606 |  |  |  |  | 291 | 0.099267
48852 | SRB_GN2_2 | 2 | Houston | YES | -0.005142 | 140.8 | 26 | 176 | 0 | 1.0217 | GST | -1 | 0.05436 | 176 | 176 |  |  |  |  | -0.05436 | -9.5674 | 0.38088 | 0.48052 |  |  |  |  | 292 | 0.099267
48851 | SRB_GN1_1 | 1 | Houston | YES | -0.00514 | 132 | 26 | 165 | 0 | 1.0217 | GST | -1 | 0.054358 | 165 | 165 |  |  |  |  | -0.054358 | -8.9691 | 0.38476 | 0.48469 |  |  |  |  | 293 | 0.099299
48551 | CAL_GT1_8045 | 1 | Houston | YES | -0.005139 | 149 | 0 | 149 | 0 | 1.0326 | Cogen | -1 | 0.054357 | 0 | 0 |  |  |  |  | -0.054357 | 0 | 0.38476 | 0.48469 |  |  |  |  | 294 | 0.099321
48552 | CAL_ST1_8000 | 2 | Houston | YES | -0.005139 | 65.1 | 0 | 65.1 | 0 | 1.0326 | Cogen | -1 | 0.054357 | 0 | 0 |  |  |  |  | -0.054357 | 0 | 0.38476 | 0.48469 |  |  |  |  | 295 | 0.099638
48853 | SRB_GN3_3 | 3 | Houston | YES | -0.005133 | 170.4 | 35 | 213 |  | 1.0326 | GST | -1 | 0.054351 | 213 | 213 |  |  |  |  | -0.054351 | -11.5768 | 0.38977 | 0.49009 |  |  |  |  | 296 | 0.099935
48611 | DIB_GT1_8080 | 1 | Houston | YES | -0.005132 | 64 | 0 | 64 | 0 | 1.0326 | Cogen | -1 | 0.05435 | 0 | 0 |  |  |  |  | -0.05435 | 0 | 0.38977 | 0.49009 |  |  |  |  | 297 | 0.099935
48612 | DIB_GT2_8075 | 2 | Houston | YES | -0.005132 | 63.2 | 0 | 63.2 | 0 | 1.0326 | Cogen | -1 | 0.05435 | 0 | 0 |  |  |  |  | -0.05435 | 0 | 0.38977 | 0.49009 |  |  |  |  | 298 | 0.099935
48613 | DIB_ST1_8085 | 3 | Houston | YES | -0.005132 | 67.9 | 30 | 82.6 | 0 | 1.0326 | Cogen | -1 | 0.05435 | 0 | 0 |  |  |  |  | -0.05435 | 0 | 0.38977 | 0.49009 |  |  |  |  | 299 | 0.10032
48614 | DIB_GT3_8090 | 4 | Houston | YES | -0.005132 | 73.6 | 15 | 73.6 | 0 | 1.0326 | Cogen | -1 | 0.05435 | 0 | 0 |  |  |  |  | -0.05435 | 0 | 0.38977 | 0.49009 |  |  |  |  | 300 | 0.10032
48845 | SOL_GT1 | 1 | Houston | YES | -0.005132 | 16.2 | 15.4 | 16.2 |  | 1.0326 | Solar | -1 | 0.05435 | 16.2 | 16.2 |  |  |  |  | -0.05435 | -0.88048 | 0.39015 | 0.4905 |  |  |  |  | 301 | 0.10032
48854 | SRB_GN4_4 | 4 | Houston | YES | -0.005131 | 182.4 | 35 | 228 | 0 | 1.0326 | GST | -1 | 0.054349 | 228 | 228 |  |  |  |  | -0.054349 | -12.3917 | 0.39552 | 0.49627 |  |  |  |  | 302 | 0.10032
48740 | PSG_GN2_8050 | 1 | Houston | YES | -0.00513 | 182 | 60 | 182 | 0 | 1.0326 | Cogen | -1 | 0.054348 | 0 | 0 |  |  |  |  | -0.054348 | 0 | 0.39552 | 0.49627 |  |  |  |  | 303 | 0.10032
48741 | PSG_GT2_8040 | 1 | Houston | YES | -0.00513 | 158.6 | 50 | 158.6 | 0 | 1.0326 | Cogen | -1 | 0.054348 | 0 | 0 |  |  |  |  | -0.054348 | 0 | 0.39552 | 0.49627 |  |  |  |  | 304 | 0.10035
48742 | PSG_GT3_8060 | 1 | Houston | YES | -0.00513 | 157 | 50 | 157 | 0 | 1.0326 | Cogen | -1 | 0.054348 | 0 | 0 |  |  |  |  | -0.054348 | 0 | 0.39552 | 0.49627 |  |  |  |  | 305 | 0.10076
48820 | SHELLG1_3015 | 1 | Houston | YES | -0.005094 | 71 | 34.5 | 71 |  | 1.029 | Cogen | -1 | 0.054312 | 0 | 0 |  |  |  |  | -0.054312 | 0 | 0.39552 | 0.49627 |  |  |  |  | 306 | 0.10076
48821 | SHELLG2 | 2 | Houston | YES | -0.005094 | 72 | 34.5 | 72 |  | 1.029 | Cogen | -1 | 0.054312 | 0 | 0 |  |  |  |  | -0.054312 | 0 | 0.39552 | 0.49627 |  |  |  |  | 307 | 0.10076
48822 | SHELLG3_3020 | 2 | Houston | YES | -0.005094 | 30 | 0 | 30 |  | 1.029 | Cogen | -1 | 0.054312 | 0 | 0 |  |  |  |  | -0.054312 | 0 | 0.39552 | 0.49627 |  |  |  |  | 308 | 0.10076
48822 | SHELLG3_3020 | 1 | Houston | YES | -0.005094 | 39 | 0 | 39 |  | 1.029 | Cogen | -1 | 0.054312 | 0 | 0 |  |  |  |  | -0.054312 | 0 | 0.39552 | 0.49627 |  |  |  |  | 309 | 0.10076
48500 | APD_GT1_8005 | 1 | Houston | YES | -0.005039 | 137.6 | 54.6 | 137.6 | 0 | 1.0362 | Cogen | -1 | 0.054257 | 0 | 0 |  |  |  |  | -0.054257 | 0 | 0.39552 | 0.49627 |  |  |  |  | 310 | 0.10076
48511 | LPE_GT1_8070 | 1 | Houston | YES | -0.005032 | 42 | 0 | 42 | 0 | 1.0362 | GGT | -1 | 0.05425 | 42 | 42 |  |  |  |  | -0.05425 | -2.2785 | 0.3965 | 0.49733 |  |  |  |  | 311 | 0.10076
48512 | LPE_GT2_8075 | 2 | Houston | YES | -0.005032 | 42 | 0 | 42 | 0 | 1.0362 | GGT | -1 | 0.05425 | 42 | 42 |  |  |  |  | -0.05425 | -2.2785 | 0.39749 | 0.4984 |  |  |  |  | 312 | 0.10076
48513 | LPE_GT3_8080 | 3 | Houston | YES | -0.005032 | 39 | 0 | 39 | 0 | 1.0362 | GGT | -1 | 0.05425 | 39 | 39 |  |  |  |  | -0.05425 | -2.1158 | 0.39841 | 0.49938 |  |  |  |  | 313 | 0.10076
48514 | LPE_GT4_8085 | 4 | Houston | YES | -0.005032 | 39 | 0 | 39 | 0 | 1.0362 | GGT | -1 | 0.05425 | 39 | 39 |  |  |  |  | -0.05425 | -2.1158 | 0.39933 | 0.50037 |  |  |  |  | 314 | 0.10083
48593 | CHE_GT1_8015 | 1 | Houston | YES | -0.00502 | 173 | 50 | 173 | 0 | 1.0362 | Cogen | -1 | 0.054238 | 0 | 0 |  |  |  |  | -0.054238 | 0 | 0.39933 | 0.50037 |  |  |  |  | 315 | 0.1009
48594 | CHE_GN4_8025 | 4 | Houston | YES | -0.00502 | 142 | 60 | 142 | 0 | 1.0362 | Cogen | -1 | 0.054238 | 0 | 0 |  |  |  |  | -0.054238 | 0 | 0.39933 | 0.50037 |  |  |  |  | 316 | 0.10097
48873 | THW_ST3_ST_3 | 3 | Houston | YES | -0.004938 | 107 | 19 | 107 | 0 | 1.0435 | CC | -1 | 0.054156 | 107 | 107 |  |  |  |  | -0.054156 | -5.7947 | 0.40185 | 0.50307 |  |  |  |  | 317 | 0.10104
48874 | THW_ST4_ST_4 | 4 | Houston | YES | -0.004938 | 108 | 19 | 108 | 0 | 1.0435 | CC | -1 | 0.054156 | 108 | 108 |  |  |  |  | -0.054156 | -5.8489 | 0.40439 | 0.50579 |  |  |  |  | 318 | 0.10104
48875 | THW_3132 | A | Houston | YES | -0.004938 | 55 | 5 | 55 | 0 | 1.0435 | CC | -1 | 0.054156 | 55 | 55 |  |  |  |  | -0.054156 | -2.9786 | 0.40568 | 0.50718 |  |  |  |  | 319 | 0.10104
48875 | THW_3132 | B | Houston | YES | -0.004938 | 53 | 5 | 53 | 0 | 1.0435 | CC | -1 | 0.054156 | 53 | 53 |  |  |  |  | -0.054156 | -2.8703 | 0.40693 | 0.50852 |  |  |  |  | 320 | 0.10122
48877 | THW_3334 | C | Houston | YES | -0.004938 | 55 | 5 | 55 | 0 | 1.0435 | CC | -1 | 0.054156 | 55 | 55 |  |  |  |  | -0.054156 | -2.9786 | 0.40822 | 0.50991 |  |  |  |  | 321 | 0.10141
48877 | THW_3334 | D | Houston | YES | -0.004938 | 57 | 5 | 57 | 0 | 1.0435 | CC | -1 | 0.054156 | 57 | 57 |  |  |  |  | -0.054156 | -3.0869 | 0.40956 | 0.51134 |  |  |  |  | 322 | 0.1015
48879 | THW_4142 | E | Houston | YES | -0.004938 | 56 | 5 | 56 | 0 | 1.0435 | CC | -1 | 0.054156 | 56 | 56 |  |  |  |  | -0.054156 | -3.0328 | 0.41088 | 0.51276 |  |  |  |  | 323 | 0.10159
48879 | THW_4142 | F | Houston | YES | -0.004938 | 55 | 5 | 55 | 0 | 1.0435 | CC | -1 | 0.054156 | 55 | 55 |  |  |  |  | -0.054156 | -2.9786 | 0.41217 | 0.51415 |  |  |  |  | 324 | 0.10169
48881 | THW_4344 | G | Houston | YES | -0.004938 | 58 | 5 | 58 | 0 | 1.0435 | CC | -1 | 0.054156 | 58 | 58 |  |  |  |  | -0.054156 | -3.1411 | 0.41354 | 0.51561 |  |  |  |  | 325 | 0.10178
48881 | THW_4344 | H | Houston | YES | -0.004938 | 58 | 5 | 58 | 0 | 1.0435 | CC | -1 | 0.054156 | 58 | 58 |  |  |  |  | -0.054156 | -3.1411 | 0.4149 | 0.51707 |  |  |  |  | 326 | 0.10188
48582 | CBY_GN2_2 | 2 | Houston | YES | -0.00489 | 596.8 | 110 | 746 | 0 | 1.0435 | GSC | -1 | 0.054108 | 746 | 746 |  |  |  |  | -0.054108 | -40.3648 | 0.43245 | 0.53588 |  |  |  |  | 327 | 0.10197
48883 | THW_GT1_GT_1 | B2 | Houston | YES | -0.00485 | 0 | 0 | 12 |  | 1.043 | GGT | -1 | 0.054068 | 12 | 12 |  |  |  |  | -0.054068 | -0.64882 | 0.43274 | 0.53618 |  |  |  |  | 328 | 0.10207
49803 | EXN_15GT | 1 | Houston | YES | -0.004849 | 33 | 8.3 | 34 |  | 1.0326 | Cogen | -1 | 0.054067 | 0 | 0 |  |  |  |  | -0.054067 | 0 | 0.43274 | 0.53618 |  |  |  |  | 329 | 0.10217
49804 | EXN_16GT | 2 | Houston | YES | -0.004849 | 32 | 8.3 | 34.7 |  | 1.0326 | Cogen | -1 | 0.054067 | 0 | 0 |  |  |  |  | -0.054067 | 0 | 0.43274 | 0.53618 |  |  |  |  | 330 | 0.10343
49805 | EXN_17GT | 3 | Houston | YES | -0.004849 | 31 | 8.3 | 32.7 |  | 1.0326 | Cogen | -1 | 0.054067 | 0 | 0 |  |  |  |  | -0.054067 | 0 | 0.43274 | 0.53618 |  |  |  |  | 331 | 0.10345
49826 | EXN938GT | 5 | Houston | YES | -0.004849 | 43 | 9.2 | 45.9 |  | 1.0326 | Cogen | -1 | 0.054067 | 0 | 0 |  |  |  |  | -0.054067 | 0 | 0.43274 | 0.53618 |  |  |  |  | 332 | 0.10345
49828 | EXN941GT | 10 | Houston | YES | -0.004849 | 17.7 | 5.4 | 17.7 | 0 | 1.0326 | Cogen | -1 | 0.054067 | 0 | 0 |  |  |  |  | -0.054067 | 0 | 0.43274 | 0.53618 |  |  |  |  | 333 | 0.10345
49829 | EXN942GT | 11 | Houston | YES | -0.004849 | 20 | 5.4 | 20.4 | 0 | 1.0326 | Cogen | -1 | 0.054067 | 0 | 0 |  |  |  |  | -0.054067 | 0 | 0.43274 | 0.53618 |  |  |  |  | 334 | 0.10345
49830 | EXN943GT | 12 | Houston | YES | -0.004849 | 19 | 5.4 | 19.9 | 0 | 1.0326 | Cogen | -1 | 0.054067 | 0 | 0 |  |  |  |  | -0.054067 | 0 | 0.43274 | 0.53618 |  |  |  |  | 335 | 0.10345
49831 | EXN944GT | 13 | Houston | YES | -0.004849 | 33 | 5.4 | 35 | 0 | 1.0326 | Cogen | -1 | 0.054067 | 0 | 0 |  |  |  |  | -0.054067 | 0 | 0.43274 | 0.53618 |  |  |  |  | 336 | 0.10345
49832 | EXN945GT | 9 | Houston | YES | -0.004849 | 18.5 | 9.2 | 18.5 |  | 1.0326 | Cogen | -1 | 0.054067 | 0 | 0 |  |  |  |  | -0.054067 | 0 | 0.43274 | 0.53618 |  |  |  |  | 337 | 0.10345
49837 | EXN_GT | 4 | Houston | YES | -0.004849 | 81 | 21.3 | 85.4 |  | 1.0326 | Cogen | -1 | 0.054067 | 0 | 0 |  |  |  |  | -0.054067 | 0 | 0.43274 | 0.53618 |  |  |  |  | 338 | 0.10345
49838 | EXN_14GT | 14 | Houston | YES | -0.004849 | 140 | 0 | 148 |  | 1.0326 | Cogen | -1 | 0.054067 | 0 | 0 |  |  |  |  | -0.054067 | 0 | 0.43274 | 0.53618 |  |  |  |  | 339 | 0.10345
48651 | EP_1_2 | 1 | Houston | YES | -0.004809 | 4 | 0 | 5 | 0 | 1.0362 | Cogen | -1 | 0.054027 | 0 | 0 |  |  |  |  | -0.054027 | 0 | 0.43274 | 0.53618 |  |  |  |  | 340 | 0.10345
48651 | EP_1_2 | 2 | Houston | YES | -0.004809 | 17.7 | 10 | 21 | 0 | 1.0362 | Cogen | -1 | 0.054027 | 0 | 0 |  |  |  |  | -0.054027 | 0 | 0.43274 | 0.53618 |  |  |  |  | 341 | 0.10345
48940 | WARVUE_GT1 | G1 | Houston | YES | -0.004809 | 15 | 0 | 15 |  | 1.021 | Cogen | -1 | 0.054027 | 0 | 0 |  |  |  |  | -0.054027 | 0 | 0.43274 | 0.53618 |  |  |  |  | 342 | 0.10345
48581 | CBY_GN1_1 | 1 | Houston | YES | -0.004808 | 595.2 | 108 | 744 | 0 | 1.0435 | GSC | -1 | 0.054026 | 744 | 744 |  |  |  |  | -0.054026 | -40.1956 | 0.45024 | 0.55491 |  |  |  |  | 343 | 0.10345
48791 | PSA_GT1_8160 | 1 | Houston | YES | -0.004804 | 52 | 20.8 | 65 | 0 | 1.0362 | Cogen | -1 | 0.054022 | 0 | 0 |  |  |  |  | -0.054022 | 0 | 0.45024 | 0.55491 |  |  |  |  | 344 | 0.10345
48792 | PSA_GT2_8155 | 2 | Houston | YES | -0.004804 | 52.8 | 20.3 | 66 | 0 | 1.0362 | Cogen | -1 | 0.054022 | 0 | 0 |  |  |  |  | -0.054022 | 0 | 0.45024 | 0.55491 |  |  |  |  | 345 | 0.10345
48793 | PSA_GT3_8150 | 3 | Houston | YES | -0.004804 | 56 | 20.3 | 70 | 0 | 1.0362 | Cogen | -1 | 0.054022 | 0 | 0 |  |  |  |  | -0.054022 | 0 | 0.45024 | 0.55491 |  |  |  |  | 346 | 0.10467
48794 | PSA_GT4_8145 | 4 | Houston | YES | -0.004804 | 52.8 | 20.3 | 66 | 0 | 1.0362 | Cogen | -1 | 0.054022 | 0 | 0 |  |  |  |  | -0.054022 | 0 | 0.45024 | 0.55491 |  |  |  |  | 347 | 0.10467
48795 | PSA_GT5_8140 | 5 | Houston | YES | -0.004804 | 51.2 | 20.3 | 64 | 0 | 1.0362 | Cogen | -1 | 0.054022 | 0 | 0 |  |  |  |  | -0.054022 | 0 | 0.45024 | 0.55491 |  |  |  |  | 348 | 0.10467
48796 | PSA_GN1_8165 | 1 | Houston | YES | -0.004804 | 83.2 | 43.1 | 104 | 0 | 1.0362 | Cogen | -1 | 0.054022 | 0 | 0 |  |  |  |  | -0.054022 | 0 | 0.45024 | 0.55491 |  |  |  |  | 349 | 0.10467
48797 | PSA_GT6_8135 | 6 | Houston | YES | -0.004804 | 47.2 | 34.5 | 59 | 0 | 1.0362 | Cogen | -1 | 0.054022 | 0 | 0 |  |  |  |  | -0.054022 | 0 | 0.45024 | 0.55491 |  |  |  |  | 350 | 0.10467
48815 | CVC_GT4_8005 | 4 | Houston | YES | -0.004782 | 165 | 91.8 | 165 |  | 1.0362 | Cogen | -1 | 0.054 | 0 | 0 |  |  |  |  | -0.054 | 0 | 0.45024 | 0.55491 |  |  |  |  | 351 | 0.10467
48583 | CBY_GT4_1 | 1 | Houston | YES | -0.004774 | 172 | 0 | 172 | 0 | 1.027 | GSC | -1 | 0.053992 | 172 | 172 |  |  |  |  | -0.053992 | -9.2867 | 0.45429 | 0.55924 |  |  |  |  | 352 | 0.10467
48584 | CBY_GT4_2 | 2 | Houston | YES | -0.004774 | 172 | 0 | 172 | 0 | 1.027 | CC | -1 | 0.053992 | 172 | 172 |  |  |  |  | -0.053992 | -9.2867 | 0.45833 | 0.56357 |  |  |  |  | 353 | 0.10467
48585 | CBY_ST4_1 | 3 | Houston | YES | -0.004774 | 172 | 0 | 172 | 0 | 1.027 | CC | -1 | 0.053992 | 172 | 172 |  |  |  |  | -0.053992 | -9.2867 | 0.46238 | 0.56789 |  |  |  |  | 354 | 0.10467
48595 | BTE_GT2_8075 | 1 | Houston | YES | -0.004706 | 162.8 | 130 | 162.8 | 0 | 1.0261 | CC | -1 | 0.053924 | 162.8 | 162.8 |  |  |  |  | -0.053924 | -8.7789 | 0.46621 | 0.57198 |  |  |  |  | 355 | 0.10495
48596 | BTE_GT3_8045 | 2 | Houston | YES | -0.004706 | 161.4 | 130 | 161.4 | 0 | 1.0261 | CC | -1 | 0.053924 | 161.4 | 161.4 |  |  |  |  | -0.053924 | -8.7034 | 0.47001 | 0.57604 |  |  |  |  | 356 | 0.10523
48597 | BTE_GT4_8055 | 3 | Houston | YES | -0.004706 | 158.9 | 130 | 158.9 | 0 | 1.0261 | CC | -1 | 0.053924 | 158.9 | 158.9 |  |  |  |  | -0.053924 | -8.5686 | 0.47375 | 0.58003 |  |  |  |  | 357 | 0.10551
48598 | BTE_ST1_8070 | 4 | Houston | YES | -0.004706 | 269.2 | 60 | 269.2 | 0 | 1.0261 | CC | -1 | 0.053924 | 269.2 | 269.2 |  |  |  |  | -0.053924 | -14.5164 | 0.48008 | 0.5868 |  |  |  |  | 358 | 0.10577
48690 | GBY_GN5_5 | 5 | Houston | YES | -0.004679 | 318.4 | 81 | 398 |  | 1.0362 | GSC | -1 | 0.053897 | 398 | 398 |  |  |  |  | -0.053897 | -21.4511 | 0.48944 | 0.59679 |  |  |  |  | 359 | 0.10603
48885 | THW_5152 | B | Houston | YES | -0.004648 | 47.2 | 5 | 59 |  | 1.0319 | GGT | -1 | 0.053866 | 59 | 59 |  |  |  |  | -0.053866 | -3.1781 | 0.49083 | 0.59827 |  |  |  |  | 360 | 0.10629
48885 | THW_5152 | A | Houston | YES | -0.004648 | 46.4 | 5 | 58 |  | 1.0319 | GGT | -1 | 0.053866 | 58 | 58 |  |  |  |  | -0.053866 | -3.1242 | 0.4922 | 0.59973 |  |  |  |  | 361 | 0.10672
48886 | THW_5354 | D | Houston | YES | -0.004648 | 46.4 | 5 | 58 |  | 1.0319 | GGT | -1 | 0.053866 | 58 | 58 |  |  |  |  | -0.053866 | -3.1242 | 0.49356 | 0.60118 |  |  |  |  | 362 | 0.10735
48886 | THW_5354 | C | Houston | YES | -0.004648 | 45.6 | 5 | 57 |  | 1.0319 | GGT | -1 | 0.053866 | 57 | 57 |  |  |  |  | -0.053866 | -3.0704 | 0.4949 | 0.60261 |  |  |  |  | 363 | 0.10744
48887 | THW_5556 | E | Houston | YES | -0.004648 | 47.2 | 5 | 59 |  | 1.0319 | GGT | -1 | 0.053866 | 59 | 59 |  |  |  |  | -0.053866 | -3.1781 | 0.49629 | 0.60409 |  |  |  |  | 364 | 0.10753
48887 | THW_5556 | F | Houston | YES | -0.004648 | 45.6 | 5 | 57 |  | 1.0319 | GGT | -1 | 0.053866 | 57 | 57 |  |  |  |  | -0.053866 | -3.0704 | 0.49763 | 0.60553 |  |  |  |  | 365 | 0.10762
48591 | CHE_GT2_5030 | 2 | Houston | YES | -0.004237 | 173 | 50 | 173 | 0 | 1.029 | Cogen | -1 | 0.053455 | 0 | 0 |  |  |  |  | -0.053455 | 0 | 0.49763 | 0.60553 |  |  |  |  | 366 | 0.10771
48811 | CVC_GT3_5045 | 3 | Houston | YES | -0.004237 | 156 | 91.8 | 156 | 0 | 1.029 | Cogen | -1 | 0.053455 | 0 | 0 |  |  |  |  | -0.053455 | 0 | 0.49763 | 0.60553 |  |  |  |  | 367 | 0.1078
48812 | CVC_GT2_5020 | 2 | Houston | YES | -0.004237 | 158 | 91.8 | 158 | 0 | 1.029 | Cogen | -1 | 0.053455 | 0 | 0 |  |  |  |  | -0.053455 | 0 | 0.49763 | 0.60553 |  |  |  |  | 368 | 0.10789
48813 | CVC_GT1_5035 | 1 | Houston | YES | -0.004237 | 160 | 91.8 | 160 | 0 | 1.029 | Cogen | -1 | 0.053455 | 0 | 0 |  |  |  |  | -0.053455 | 0 | 0.49763 | 0.60553 |  |  |  |  | 369 | 0.10789
48814 | CVC_ST5_5040 | 1 | Houston | YES | -0.004237 | 162 | 91.8 | 162 | 0 | 1.029 | Cogen | -1 | 0.053455 | 0 | 0 |  |  |  |  | -0.053455 | 0 | 0.49763 | 0.60553 |  |  |  |  | 370 | 0.10789
48671 | FTR_GT1_5105 | 1 | North | YES | -0.000542 | 154.2 | 0 | 154.2 | 0 | 1.0319 | CC | -1 | 0.04976 | 154.2 | 154.2 |  |  | -0.083576 | 154.2 | -0.04976 | -7.673 | 0.50126 | 0.6091 |  |  |  |  | 371 | 0.10789
48672 | FTR_GT2_5110 | 2 | North | YES | -0.000542 | 159 | 0 | 159 | 0 | 1.0319 | CC | -1 | 0.04976 | 159 | 159 |  |  | -0.086178 | 159 | -0.04976 | -7.9119 | 0.505 | 0.61279 |  |  |  |  | 372 | 0.10789
48673 | FTR_GT3_5085 | 3 | North | YES | -0.000542 | 158 | 0 | 158 | 0 | 1.0319 | CC | -1 | 0.04976 | 158 | 158 |  |  | -0.085636 | 158 | -0.04976 | -7.8621 | 0.50872 | 0.61645 |  |  |  |  | 373 | 0.10789
48674 | FTR_CN4_5095 | 4 | North | YES | -0.000542 | 380 | 0 | 380 | 0 | 1.0319 | CC | -1 | 0.04976 | 380 | 380 |  |  | -0.20596 | 380 | -0.04976 | -18.9089 | 0.51766 | 0.62526 |  |  |  |  | 374 | 0.10784
5934 | SI_RAY5 | 5 | South | YES | 0 | 0 | 10 | 15 |  | 1.035 | GST | -1 | 0.049218 | 15 | 15 |  |  |  |  | -0.049218 | -0.73828 | 0.51801 | 0.62561 |  |  |  |  | 375 | 0.10779
8139 | JOS #1 | MB | South | YES | 0 | 0 | 45 | 255 |  | 1.02 | GST | -1 | 0.049218 | 0 | 0 |  |  |  |  | -0.049218 | 0 | 0.51801 | 0.62561 |  |  |  |  | 376 | 0.10773
8285 | LAR #1 | MB | South | YES | 0 | 0 | 9 | 32 |  | 1.0497 | GST | -1 | 0.049218 | 0 | 0 |  |  |  |  | -0.049218 | 0 | 0.51801 | 0.62561 |  |  |  |  | 377 | 0.1076
8287 | LAR #2 | MB | South | YES | 0 | 0 | 9 | 32 |  | 1.04 | GST | -1 | 0.049218 | 0 | 0 |  |  |  |  | -0.049218 | 0 | 0.51801 | 0.62561 |  |  |  |  | 378 | 0.10759
8288 | LAR #3 | MB | South | YES | 0 | 0 | 25 | 105 |  | 1.04 | GST | -1 | 0.049218 | 0 | 0 |  |  |  |  | -0.049218 | 0 | 0.51801 | 0.62561 |  |  |  |  | 379 | 0.10759
8388 | BATES0A | MB | South | YES | 0 | 0 | 21 | 71 |  | 1.033 | GST | -1 | 0.049218 | 0 | 0 |  |  |  |  | -0.049218 | 0 | 0.51801 | 0.62561 |  |  |  |  | 380 | 0.10759
8393 | BATES0B | MB | South | YES | 0 | 0 | 25 | 110 |  | 1.03 | GST | -1 | 0.049218 | 0 | 0 |  |  |  |  | -0.049218 | 0 | 0.51801 | 0.62561 |  |  |  |  | 381 | 0.10759
8437 | NUECES_B0C | MB | South | YES | 0 | 0 | 7 | 30 |  | 1.03 | GST | -1 | 0.049218 | 0 | 0 |  |  |  |  | -0.049218 | 0 | 0.51801 | 0.62561 |  |  |  |  | 382 | 0.10759
8438 | NUECES_B0B | MB | South | YES | 0 | 0 | 26 | 169 |  | 1.03 | GST | -1 | 0.049218 | 0 | 0 |  |  |  |  | -0.049218 | 0 | 0.51801 | 0.62561 |  |  |  |  | 383 | 0.10759
39190 | TNSLCGN1__8 | 1 | Houston | YES | 0 | 0 | 10 | 30 |  | 1.03 | Cogen | -1 | 0.049218 | 0 | 0 |  |  |  |  | -0.049218 | 0 | 0.51801 | 0.62561 |  |  |  |  | 384 | 0.10759
32883 | BRYN_DNSBY3 | 1 | North | YES | 0.000163 | 0 | 2 | 48 |  | 1.015 | GST | -1 | 0.049055 | 48 | 48 |  |  | 0.007824 | 48 | -0.049055 | -2.3547 | 0.51914 | 0.6267 |  |  |  |  | 385 | 0.10759
32884 | BRYN_DNSBY13 | 1 | North | YES | 0.000163 | 46 | 2 | 46 | 0 | 1.015 | GST | -1 | 0.049055 | 46 | 46 |  |  | 0.007498 | 46 | -0.049055 | -2.2565 | 0.52022 | 0.62775 |  |  |  |  | 386 | 0.10759
32892 | BRYN_DNSBY14 | 1 | North | YES | 0.000163 | 84 | 25 | 105 | 0 | 1.035 | GST | -1 | 0.049055 | 105 | 105 |  |  | 0.017115 | 105 | -0.049055 | -5.1508 | 0.52269 | 0.63015 |  |  |  |  | 387 | 0.10759
32886 | BRYN_ATKINS3 | MB | North | YES | 0.00022 | 0 | 5 | 12 |  | 1 | GST | -1 | 0.048998 | 0 | 0 |  |  | 0 | 0 | -0.048998 | 0 | 0.52269 | 0.63015 |  |  |  |  | 388 | 0.10756
32887 | BRYN_ATKINS6 | MB | North | YES | 0.00022 | 0 | 12 | 51 |  | 1.028 | GST | -1 | 0.048998 | 0 | 0 |  |  | 0 | 0 | -0.048998 | 0 | 0.52269 | 0.63015 |  |  |  |  | 389 | 0.10753
32888 | BRYN_ATKINS7 | 1 | North | YES | 0.00022 | 13.6 | 4 | 17 |  | 1.028 | GGT | -1 | 0.048998 | 17 | 17 |  |  | 0.00374 | 17 | -0.048998 | -0.83297 | 0.52309 | 0.63054 |  |  |  |  | 390 | 0.10746
32890 | BRYN_ATKINS4 | MB | North | YES | 0.00022 | 0 | 5 | 22 |  | 1.031 | GST | -1 | 0.048998 | 0 | 0 |  |  | 0 | 0 | -0.048998 | 0 | 0.52309 | 0.63054
32891 | BRYN_ATKINS5 | MB | North | YES | 0.00022 | 0 | 5 | 25 |  | 1.031 | GST | -1 | 0.048998 | 0 | 0 |  |  | 0 | 0 | -0.048998 | 0 | 0.52309 | 0.63054
990 | GIBN_CREK_G1 | 1 | North | YES | 0.000221 | 463 | 200 | 463 | 0 | 1.0275 | LIGCO | -1 | 0.048997 | 0 | 463 |  |  | 0 | 0 | -0.048997 | 0 | 0.52309 | 0.63054
32798 | BRYN_TAMUGEN | 1 | North | YES | 0.000228 | 32 | 0 | 32 |  | 1.02 | GST | -1 | 0.04899 | 32 | 32 |  |  | 0.007296 | 32 | -0.04899 | -1.5677 | 0.52385 | 0.63127
3416 | LAKE_CRK1_G | 1 | North | YES | 0.001194 | 60 | 33 | 75 |  | 1.029 | GST | -1 | 0.048024 | 75 | 75 |  |  | 0.08955 | 75 | -0.048024 | -3.6018 | 0.52561 | 0.63295
3417 | LAKE_CRK2_G | 2 | North | YES | 0.001194 | 177.6 | 40 | 222 | 0 | 1.029 | GST | -1 | 0.048024 | 222 | 222 |  |  | 0.26507 | 222 | -0.048024 | -10.6614 | 0.53083 | 0.63792
3403 | THOUSE_1G | 1 | North | YES | 0.002083 | 563 | 200 | 563 | 0 | 1.012 | GSC | -1 | 0.047135 | 563 | 563 |  |  | 1.1727 | 563 | -0.047135 | -26.5372 | 0.54408 | 0.65028
3404 | THOUSE_2G | 2 | North | YES | 0.002083 | 807 | 250 | 807 | 0 | 1.012 | GSC | -1 | 0.047135 | 807 | 807 |  |  | 1.681 | 807 | -0.047135 | -38.0382 | 0.56307 | 0.66801
39960 | TNTNPONE_18 | 1 | North | YES | 0.002664 | 152.3 | 30 | 152.3 |  | 1.04 | LIGCO | -1 | 0.046554 | 0 | 152.3 |  |  | 0 | 0 | -0.046554 | 0 | 0.56307 | 0.66801
39970 | TNTNPONE_28 | 1 | North | YES | 0.002664 | 153 | 30 | 153 |  | 1.04 | LIGCO | -1 | 0.046554 | 0 | 153 |  |  | 0 | 0 | -0.046554 | 0 | 0.56307 | 0.66801
238 | BOSQUESW505 | 1 | North | YES | 0.003131 | 255 | 0 | 255 | 0 | 1.02 | CC | -1 | 0.046087 | 255 | 255 |  |  | 0.79841 | 255 | -0.046087 | -11.7523 | 0.56907 | 0.67348
239 | BOSQUESW502 | 1 | North | YES | 0.003131 | 119.2 | 0 | 149 | 0 | 1.02 | GGT | -1 | 0.046087 | 149 | 149 |  |  | 0.46652 | 149 | -0.046087 | -6.867 | 0.57257 | 0.67668
247 | BOSQUESW501 | 2 | North | YES | 0.003131 | 124.8 | 0 | 156 | 0 | 1.02 | GGT | -1 | 0.046087 | 156 | 156 |  |  | 0.48844 | 156 | -0.046087 | -7.1896 | 0.57624 | 0.68003
48721 | LEG_1___1 | 1 | North | YES | 0.003638 | 827 | 357 | 827 | 0 | 1.0348 | LIGCO | -1 | 0.04558 | 0 | 827 |  |  | 0 | 0 | -0.04558 | 0 | 0.57624 | 0.68003
48722 | LEG_2___2 | 2 | North | YES | 0.003638 | 819 | 357 | 819 | 0 | 1.0348 | LIGCO | -1 | 0.04558 | 0 | 819 |  |  | 0 | 0 | -0.04558 | 0 | 0.57624 | 0.68003
251 | BOSQUESW803 | 2 | North | YES | 0.004868 | 150 | 0 | 150 | 0 | 1.032 | CC | -1 | 0.04435 | 150 | 150 |  |  | 0.7302 | 150 | -0.04435 | -6.6526 | 0.57977 | 0.68313
253 | BOSQUESW804 | 2 | North | YES | 0.004868 | 80 | 0 | 80 | 0 | 1.032 | CC | -1 | 0.04435 | 80 | 80 |  |  | 0.38944 | 80 | -0.04435 | -3.548 | 0.58165 | 0.68479
244 | WHITNYDM01 | 1 | North | YES | 0.006187 | 15 | 0 | 15 | 0 | 1.035 | Hydro | -1 | 0.043031 | 0 | 0 |  |  | 0 | 0 | -0.043031 | 0 | 0.58165 | 0.68479
245 | WHITNYDM02 | 2 | North | YES | 0.006187 | 15 | 0 | 15 | 0 | 1.035 | Hydro | -1 | 0.043031 | 0 | 0 |  |  | 0 | 0 | -0.043031 | 0 | 0.58165 | 0.68479
3381 | BBRN_1G | 1 | North | YES | 0.00635 | 618 | 225 | 618 | 0 | 1.03 | LIGCO | -1 | 0.042868 | 0 | 618 |  |  | 0 | 0 | -0.042868 | 0 | 0.58165 | 0.68479
3382 | BBRN_2G | 2 | North | YES | 0.00635 | 589 | 225 | 589 | 0 | 1.03 | LIGCO | -1 | 0.042868 | 0 | 589 |  |  | 0 | 0 | -0.042868 | 0 | 0.58165 | 0.68479
13131 | CALFREST_1G | 1 | North | YES | 0.00667 | 150.7 | 40 | 150.7 | 0 | 1.031 | CC | -1 | 0.042548 | 150.7 | 150.7 |  |  | 1.0052 | 150.7 | -0.042548 | -6.412 | 0.5852 | 0.68777
13132 | CALFREST_2G | 2 | North | YES | 0.00667 | 151 | 57 | 151 | 0 | 1.031 | CC | -1 | 0.042548 | 151 | 151 |  |  | 1.0072 | 151 | -0.042548 | -6.4248 | 0.58875 | 0.69077
13133 | CALFREST_3G | 3 | North | YES | 0.00667 | 177.4 | 40 | 177.4 | 0 | 1.031 | CC | -1 | 0.042548 | 177.4 | 177.4 |  |  | 1.1833 | 177.4 | -0.042548 | -7.5481 | 0.59292 | 0.69428
13134 | CALFREST_4G | 4 | North | YES | 0.006726 | 151.5 | 40 | 151.5 | 0 | 1.031 | CC | -1 | 0.042492 | 151.5 | 151.5 |  |  | 1.019 | 151.5 | -0.042492 | -6.4376 | 0.59649 | 0.69728
13135 | CALFREST_5G | 5 | North | YES | 0.006726 | 152.3 | 57 | 152.3 | 0 | 1.031 | CC | -1 | 0.042492 | 152.3 | 152.3 |  |  | 1.0244 | 152.3 | -0.042492 | -6.4716 | 0.60007 | 0.7003
13136 | CALFREST_6G | 6 | North | YES | 0.006726 | 177.5 | 40 | 177.5 | 0 | 1.031 | CC | -1 | 0.042492 | 177.5 | 177.5 |  |  | 1.1939 | 177.5 | -0.042492 | -7.5424 | 0.60425 | 0.70381
8262 | ELPS | 1 | South | YES | 0.007244 | 6 | 6 | 6 | 0 | 1.15 | Hydro | -1 | 0.041974 | 0 | 0 |  |  |  |  | -0.041974 | 0 | 0.60425 | 0.70381
3107 | STRYKER_1G | 1 | North | YES | 0.00812 | 145.6 | 45 | 182 | 0 | 1.029 | GST | -1 | 0.041098 | 182 | 182 |  |  | 1.4778 | 182 | -0.041098 | -7.4799 | 0.60853 | 0.7073
3108 | STRYKER_2G | 2 | North | YES | 0.00812 | 484 | 75 | 484 | 0 | 1.029 | GST | -1 | 0.041098 | 484 | 484 |  |  | 3.9301 | 484 | -0.041098 | -19.8916 | 0.61992 | 0.71657
3126 | TRINIDAD_6G | 1 | North | YES | 0.008123 | 179.2 | 46 | 224 | 0 | 1 | GST | -1 | 0.041095 | 224 | 224 |  |  | 1.8196 | 224 | -0.041095 | -9.2054 | 0.62519 | 0.72086
3309 | ASPN_G | 1 | North | YES | 0.008174 | 50 | 0 | 50 |  | 1 | Bio | -1 | 0.041044 | 50 | 50 |  |  | 0.4087 | 50 | -0.041044 | -2.0522 | 0.62636 | 0.72181
3348 | CHAMPION_1G | MB | North | YES | 0.008189 | 0 | 42 | 42 |  | 1 | Cogen | -1 | 0.041029 | 0 | 0 |  |  | 0 | 0 | -0.041029 | 0 | 0.62636 | 0.72181
13116 | TGATEWAY_1G | 1 | North | YES | 0.008337 | 151 | 30 | 151 | 0 | 1.0232 | CC | -1 | 0.040881 | 151 | 151 |  |  | 1.2589 | 151 | -0.040881 | -6.1731 | 0.62992 | 0.72469
13117 | TGATEWAY_2G | 2 | North | YES | 0.008337 | 130 | 30 | 130 | 0 | 1.0232 | CC | -1 | 0.040881 | 130 | 130 |  |  | 1.0838 | 130 | -0.040881 | -5.3146 | 0.63298 | 0.72717
13118 | TGATEWAY_3G | 3 | North | YES | 0.008337 | 148 | 30 | 148 | 0 | 1.0232 | CC | -1 | 0.040881 | 148 | 148 |  |  | 1.2339 | 148 | -0.040881 | -6.0504 | 0.63646 | 0.72998
13119 | TGATEWAY_4G | 4 | North | YES | 0.008337 | 399 | 65 | 399 | 0 | 1.0232 | CC | -1 | 0.040881 | 399 | 399 |  |  | 3.3265 | 399 | -0.040881 | -16.3117 | 0.64584 | 0.73758
3097 | MARTLAKE_1G | 1 | North | YES | 0.008497 | 790 | 500 | 790 | 0 | 1.017 | LIGCO | -1 | 0.040721 | 0 | 790 |  |  | 0 | 0 | -0.040721 | 0 | 0.64584 | 0.73758
3098 | MARTLAKE_2G | 2 | North | YES | 0.008497 | 795 | 461 | 795 | 0 | 1.017 | LIGCO | -1 | 0.040721 | 0 | 795 |  |  | 0 | 0 | -0.040721 | 0 | 0.64584 | 0.73758
3099 | MARTLAKE_3G | 3 | North | YES | 0.008497 | 804 | 500 | 804 | 0 | 1.017 | LIGCO | -1 | 0.040721 | 0 | 804 |  |  | 0 | 0 | -0.040721 | 0 | 0.64584 | 0.73758
12322 | ENNSTRAC_1G | 1 | North | YES | 0.009218 | 196 | 130 | 196 | 0 | 1.036 | CC | -1 | 0.04 | 196 | 196 |  |  | 1.8067 | 196 | -0.04 | -7.8401 | 0.65046 | 0.74124
12323 | ENNSTRAC_2G | 2 | North | YES | 0.009218 | 116 | 100 | 116 | 0 | 1.036 | CC | -1 | 0.04 | 116 | 116 |  |  | 1.0693 | 116 | -0.04 | -4.64 | 0.65319 | 0.7434
1941 | MDLTHELP_1G | 1 | North | YES | 0.009413 | 216.4 | 74 | 216.4 | 0 | 1 | CC | -1 | 0.039805 | 216.4 | 216.4 |  |  | 2.037 | 216.4 | -0.039805 | -8.6139 | 0.65828 | 0.74741
1942 | MDLTHELP_2G | 2 | North | YES | 0.009413 | 216.1 | 74 | 216.1 | 0 | 1 | CC | -1 | 0.039805 | 216.1 | 216.1 |  |  | 2.0341 | 216.1 | -0.039805 | -8.6019 | 0.66336 | 0.75142
12411 | FPLEFR1A_G | 1 | North | YES | 0.00967 | 161 | 72 | 161 | 0 | 1 | CC | -1 | 0.039548 | 161 | 161 |  |  | 1.5569 | 161 | -0.039548 | -6.3673 | 0.66715 | 0.75439
12412 | FPLEFR1B_G | 2 | North | YES | 0.00967 | 164 | 72 | 164 | 0 | 1 | CC | -1 | 0.039548 | 164 | 164 |  |  | 1.5859 | 164 | -0.039548 | -6.4859 | 0.67101 | 0.75741
12413 | FPLEFR1C_G | 3 | North | YES | 0.00967 | 164 | 72 | 164 | 0 | 1 | CC | -1 | 0.039548 | 164 | 164 |  |  | 1.5859 | 164 | -0.039548 | -6.4859 | 0.67487 | 0.76043
12414 | FPLEFR1S_G | 4 | North | YES | 0.00967 | 414 | 191 | 414 | 0 | 1 | CC | -1 | 0.039548 | 414 | 414 |  |  | 4.0034 | 414 | -0.039548 | -16.373 | 0.68461 | 0.76806
12421 | FPLEFR2A_G | 1 | North | YES | 0.00967 | 162 | 72 | 162 | 0 | 1 | CC | -1 | 0.039548 | 162 | 162 |  |  | 1.5665 | 162 | -0.039548 | -6.4068 | 0.68842 | 0.77105
12422 | FPLEFR2B_G | 2 | North | YES | 0.00967 | 161 | 72 | 161 | 0 | 1 | CC | -1 | 0.039548 | 161 | 161 |  |  | 1.5569 | 161 | -0.039548 | -6.3673 | 0.69221 | 0.77401
12423 | FPLEFR2C_G | 3 | North | YES | 0.00967 | 163 | 72 | 163 | 0 | 1 | CC | -1 | 0.039548 | 163 | 163 |  |  | 1.5762 | 163 | -0.039548 | -6.4464 | 0.69604 | 0.77702
12424 | FPLEFR2S_G | 4 | North | YES | 0.00967 | 415 | 191 | 415 | 0 | 1 | CC | -1 | 0.039548 | 415 | 415 |  |  | 4.013 | 415 | -0.039548 | -16.4126 | 0.7058 | 0.78466
12440 | PARKD_1SVC8 | 1 | North | YES | 0.009791 | 0 | 0 | 0 | 0 | 1.007 | GST | -1 | 0.039427 | 0 | 0 |  |  | 0 | 0 | -0.039427 | 0 | 0.7058 | 0.78466
12449 | PARKD_2SVC8 | 1 | North | YES | 0.009791 | 0 | 0 | 0 | 0 | 1.007 | GST | -1 | 0.039427 | 0 | 0 |  |  | 0 | 0 | -0.039427 | 0 | 0.7058 | 0.78466
2451 | LKHB1_G | 1 | North | YES | 0.009827 | 0 | 80 | 391 |  | 1.022 | GST | -1 | 0.039391 | 391 | 391 |  |  | 3.8424 | 391 | -0.039391 | -15.402 | 0.715 | 0.79184
2452 | LKHB2_G | 2 | North | YES | 0.009827 | 516 | 80 | 516 | 0 | 1.022 | GST | -1 | 0.039391 | 516 | 516 |  |  | 5.0707 | 516 | -0.039391 | -20.3259 | 0.72714 | 0.80131
2413 | MTCK6_G | 6 | North | YES | 0.009971 | 0 | 30 | 118 |  | 1.022 | GST | -1 | 0.039247 | 118 | 118 |  |  | 1.1766 | 118 | -0.039247 | -4.6312 | 0.72992 | 0.80347
2414 | MTCK7_G | 7 | North | YES | 0.009971 | 0 | 30 | 115 |  | 1.022 | GST | -1 | 0.039247 | 115 | 115 |  |  | 1.1467 | 115 | -0.039247 | -4.5134 | 0.73263 | 0.80557
2417 | MTCK8_G | 8 | North | YES | 0.009971 | 444.8 | 60 | 556 | 0 | 1.022 | GSC | -1 | 0.039247 | 556 | 556 |  |  | 5.5439 | 556 | -0.039247 | -21.8215 | 0.74571 | 0.81574
948 | STEAM1 | 1 | North | YES | 0.010048 | 0 | 12 | 20 |  | 1.02 | GST | -1 | 0.03917 | 20 | 20 |  |  | 0.20096 | 20 | -0.03917 | -0.78341 | 0.74618 | 0.81611
949 | STEAM2 | 1 | North | YES | 0.010048 | 26 | 8 | 26 | 0 | 0.99 | GST | -1 | 0.03917 | 26 | 26 |  |  | 0.26125 | 26 | -0.03917 | -1.0184 | 0.74679 | 0.81658
950 | STEAM3 | 1 | North | YES | 0.010048 | 41 | 13 | 42 | 0 | 1.02 | GST | -1 | 0.03917 | 42 | 42 |  |  | 0.42202 | 42 | -0.03917 | -1.6452 | 0.74778 | 0.81735
837 | NEWMAN_G5 | 1 | North | YES | 0.010077 | 0 | 15 | 40 |  | 1.01 | GST | -1 | 0.039141 | 40 | 40 |  |  | 0.40308 | 40 | -0.039141 | -1.5657 | 0.74872 | 0.81808
842 | OLINGER_G1 | 1 | North | YES | 0.010115 | 55.4 | 20 | 79 | 0 | 1.03 | GST | -1 | 0.039103 | 79 | 79 |  |  | 0.79909 | 79 | -0.039103 | -3.0892 | 0.75058 | 0.81952
843 | OLINGER_G2 | 1 | North | YES | 0.010115 | 76.2 | 25 | 110 | 0 | 1.03 | GST | -1 | 0.039103 | 110 | 110 |  |  | 1.1126 | 110 | -0.039103 | -4.3014 | 0.75317 | 0.82152
844 | OLINGER_G3 | 1 | North | YES | 0.010115 | 103.9 | 45 | 150 | 0 | 1.03 | GST | -1 | 0.039103 | 150 | 150 |  |  | 1.5172 | 150 | -0.039103 | -5.8655 | 0.75669 | 0.82425
845 | OLINGER_G4 | 1 | North | YES | 0.010115 | 51.9 | 0 | 76 | 0 | 1.03 | GGT | -1 | 0.039103 | 76 | 76 |  |  | 0.76874 | 76 | -0.039103 | -2.9719 | 0.75848 | 0.82564
1937 | MDLTHELP_5G | 5 | North | YES | 0.010274 | 224 | 74 | 224 | 0 | 1 | CC | -1 | 0.038944 | 224 | 224 |  |  | 2.3014 | 224 | -0.038944 | -8.7235 | 0.76375 | 0.8297
1938 | MDLTHELP_6G | 6 | North | YES | 0.010274 | 226 | 74 | 226 | 0 | 1 | CC | -1 | 0.038944 | 226 | 226 |  |  | 2.3219 | 226 | -0.038944 | -8.8014 | 0.76907 | 0.8338
1943 | MDLTHELP_3G | 3 | North | YES | 0.010274 | 212 | 74 | 212 | 0 | 1 | CC | -1 | 0.038944 | 212 | 212 |  |  | 2.1781 | 212 | -0.038944 | -8.2562 | 0.77406 | 0.83765
1944 | MDLTHELP_4G | 4 | North | YES | 0.010274 | 211 | 74 | 211 | 0 | 1 | CC | -1 | 0.038944 | 211 | 211 |  |  | 2.1678 | 211 | -0.038944 | -8.2173 | 0.77902 | 0.84148
1701 | MOSES_1G | 1 | North | YES | 0.010308 | 558 | 175 | 558 | 0 | 1.023 | LIGCO | -1 | 0.03891 | 0 | 558 |  |  | 0 | 0 | -0.03891 | 0 | 0.77902 | 0.84148
1702 | MOSES_2G | 2 | North | YES | 0.010308 | 579 | 175 | 579 | 0 | 1.023 | LIGCO | -1 | 0.03891 | 0 | 579 |  |  | 0 | 0 | -0.03891 | 0 | 0.77902 | 0.84148
1703 | MOSES_3G | 3 | North | YES | 0.010308 | 808 | 463 | 808 | 0 | 1.023 | LIGCO | -1 | 0.03891 | 0 | 808 |  |  | 0 | 0 | -0.03891 | 0 | 0.77902 | 0.84148
5925 | DCEAST | EQ | North | YES | 0.010308 | 400.3 | -600 | 600 | 0 | 1.025 | DCTie | -1 | 0.03891 | 0 | 0 |  |  | 0 | 0 | -0.03891 | 0 | 0.77902 | 0.84148
1675 | PEC_1G | 1 | North | YES | 0.01039 | 76.7 | 35 | 76.7 | 0 | 1.022 | Cogen | -1 | 0.038828 | 0 | 0 |  |  | 0 | 0 | -0.038828 | 0 | 0.77902 | 0.84148
1676 | PEC_2G | 2 | North | YES | 0.01039 | 79.6 | 35 | 79.6 | 0 | 1.022 | Cogen | -1 | 0.038828 | 0 | 0 |  |  | 0 | 0 | -0.038828 | 0 | 0.77902 | 0.84148
1677 | PEC_3G | 3 | North | YES | 0.01039 | 88.4 | 35 | 88.4 | 0 | 1.022 | Cogen | -1 | 0.038828 | 0 | 0 |  |  | 0 | 0 | -0.038828 | 0 | 0.77902 | 0.84148
1678 | LAMARPWR_1G | 1 | North | YES | 0.010418 | 160 | 67.7 | 160 | 0 | 1.038 | CC | -1 | 0.0388 | 160 | 160 |  |  | 1.6669 | 160 | -0.0388 | -6.2081 | 0.78279 | 0.84437
1679 | LAMARPWR_2G | 2 | North | YES | 0.010418 | 156 | 67.7 | 156 | 0 | 1.038 | CC | -1 | 0.0388 | 156 | 156 |  |  | 1.6252 | 156 | -0.0388 | -6.0529 | 0.78646 | 0.84719
1680 | LAMARPWR_3G | 3 | North | YES | 0.010418 | 196 | 129.1 | 196 | 0 | 1.038 | CC | -1 | 0.0388 | 196 | 196 |  |  | 2.0419 | 196 | -0.0388 | -7.6049 | 0.79107 | 0.85074
1681 | LAMARPWR_4G | 4 | North | YES | 0.010418 | 156 | 67.7 | 156 | 0 | 1.038 | CC | -1 | 0.0388 | 156 | 156 |  |  | 1.6252 | 156 | -0.0388 | -6.0529 | 0.79474 | 0.85356
1682 | LAMARPWR_5G | 5 | North | YES | 0.010418 | 157 | 67.7 | 157 | 0 | 1.038 | CC | -1 | 0.0388 | 157 | 157 |  |  | 1.6356 | 157 | -0.0388 | -6.0917 | 0.79843 | 0.85639
1683 | LAMARPWR_6G | 6 | North | YES | 0.010418 | 198 | 129.1 | 198 | 0 | 1.038 | CC | -1 | 0.0388 | 198 | 198 |  |  | 2.0628 | 198 | -0.0388 | -7.6825 | 0.80309 | 0.85997
1689 | VALLEY_3G | 3 | North | YES | 0.010474 | 0 | 25 | 375 |  | 1.003 | GST | -1 | 0.038744 | 375 | 375 |  |  | 3.9278 | 375 | -0.038744 | -14.5291 | 0.81191 | 0.86674
11691 | KMICHICT1_G | 1 | North | YES | 0.010474 | 144 | 80 | 144 | 0 | 1.026 | CC | -1 | 0.038744 | 144 | 144 |  |  | 1.5083 | 144 | -0.038744 | -5.5792 | 0.8153 | 0.86934
11692 | KMICHICT2_G | 2 | North | YES | 0.010474 | 146 | 80 | 146 | 0 | 1.026 | CC | -1 | 0.038744 | 146 | 146 |  |  | 1.5292 | 146 | -0.038744 | -5.6567 | 0.81874 | 0.87198
11693 | KMICHIST3_G | 3 | North | YES | 0.010474 | 312 | 60 | 312 | 0 | 1.026 | CC | -1 | 0.038744 | 312 | 312 |  |  | 3.2679 | 312 | -0.038744 | -12.0882 | 0.82608 | 0.87761
11694 | KMICHICT4_G | 4 | North | YES | 0.010474 | 144 | 80 | 144 | 0 | 1.026 | CC | -1 | 0.038744 | 144 | 144 |  |  | 1.5083 | 144 | -0.038744 | -5.5792 | 0.82946 | 0.88021
11695 | KMICHICT5_G | 5 | North | YES | 0.010474 | 148 | 80 | 148 | 0 | 1.026 | CC | -1 | 0.038744 | 148 | 148 |  |  | 1.5502 | 148 | -0.038744 | -5.7342 | 0.83295 | 0.88288
11696 | KMICHIST6_G | 6 | North | YES | 0.010474 | 310 | 60 | 310 | 0 | 1.026 | CC | -1 | 0.038744 | 310 | 310 |  |  | 3.2469 | 310 | -0.038744 | -12.0107 | 0.84024 | 0.88848
1687 | VALLEY_1G | 1 | North | YES | 0.010654 | 136 | 15 | 170 | 0 | 1.029 | GST | -1 | 0.038564 | 170 | 170 |  |  | 1.8112 | 170 | -0.038564 | -6.5559 | 0.84424 | 0.89153
1688 | VALLEY_2G | 2 | North | YES | 0.010654 | 527 | 90 | 527 | 0 | 1.029 | GSC | -1 | 0.038564 | 527 | 527 |  |  | 5.6147 | 527 | -0.038564 | -20.3234 | 0.85664 | 0.901
2381 | NTHLK1_G | 1 | North | YES | 0.010784 | 0 | 35 | 156 |  | 1.022 | GST | -1 | 0.038434 | 156 | 156 |  |  | 1.6823 | 156 | -0.038434 | -5.9958 | 0.86031 | 0.9038
2382 | NTHLK2_G | 2 | North | YES | 0.010784 | 0 | 35 | 181 |  | 1.022 | GST | -1 | 0.038434 | 181 | 181 |  |  | 1.9519 | 181 | -0.038434 | -6.9566 | 0.86457 | 0.90704
2383 | NTHLK3_G | 3 | North | YES | 0.010784 | 0 | 50 | 329 |  | 1.022 | GST | -1 | 0.038434 | 329 | 329 |  |  | 3.5479 | 329 | -0.038434 | -12.6449 | 0.87231 | 0.91293
6948 | DENISNDM | 1 | North | YES | 0.010788 | 40 | 5 | 40 |  | 1.015 | Hydro | -1 | 0.03843 | 0 | 0 |  |  | 0 | 0 | -0.03843 | 0 | 0.87231 | 0.91293
6948 | DENISNDM | 2 | North | YES | 0.010788 | 31 | 5 | 40 |  | 1.015 | Hydro | -1 | 0.03843 | 0 | 0 |  |  | 0 | 0 | -0.03843 | 0 | 0.87231 | 0.91293
2371 | COLLIN_1G | MB | North | YES | 0.011033 | 0 | 40 | 138 |  | 1.022 | GST | -1 | 0.038185 | 0 | 0 |  |  | 0 | 0 | -0.038185 | 0 | 0.87231 | 0.91293
1948 | HANDLEY_4G | 4 | North | YES | 0.011695 | 348 | 150 | 435 | 0 | 1.022 | GST | -1 | 0.037523 | 435 | 435 |  |  | 5.0873 | 435 | -0.037523 | -16.3227 | 0.88254 | 0.92054
1947 | HANDLEY_3G | 3 | North | YES | 0.011815 | 316 | 100 | 395 | 0 | 1.022 | GST | -1 | 0.037403 | 395 | 395 |  |  | 4.6669 | 395 | -0.037403 | -14.7743 | 0.89184 | 0.92742
1949 | HANDLEY_5G | 5 | North | YES | 0.011815 | 348 | 150 | 435 | 0 | 1.022 | GST | -1 | 0.037403 | 435 | 435 |  |  | 5.1395 | 435 | -0.037403 | -16.2705 | 0.90207 | 0.935
366 | JNSNCNTY802 | 1 | North | YES | 0.012026 | 168 | 20 | 168 | 0 | 1.02 | Cogen | -1 | 0.037192 | 0 | 0 |  |  | 0 | 0 | -0.037192 | 0 | 0.90207 | 0.935
367 | JNSNCNTY802 | 2 | North | YES | 0.012026 | 90 | 20 | 90 | 0 | 1.02 | Cogen | -1 | 0.037192 | 0 | 0 |  |  | 0 | 0 | -0.037192 | 0 | 0.90207 | 0.935
923 | SPENCER_G4 | 1 | North | YES | 0.013094 | 48 | 20 | 61 | 0 | 1.03 | GST | -1 | 0.036124 | 61 | 61 |  |  | 0.79873 | 61 | -0.036124 | -2.2036 | 0.9035 | 0.93603
924 | SPENCER_G5 | 1 | North | YES | 0.013094 | 52 | 20 | 66 | 0 | 1.03 | GST | -1 | 0.036124 | 66 | 66 |  |  | 0.8642 | 66 | -0.036124 | -2.3842 | 0.90506 | 0.93714
1861 | EAGLEMNT_1G | MB | North | YES | 0.013514 | 0 | 30 | 112 |  | 1.022 | GST | -1 | 0.035704 | 0 | 0 |  |  | 0 | 0 | -0.035704 | 0 | 0.90506 | 0.93714
1862 | EAGLEMNT_2G | MB | North | YES | 0.013514 | 0 | 40 | 100 |  | 1.022 | GST | -1 | 0.035704 | 0 | 0 |  |  | 0 | 0 | -0.035704 | 0 | 0.90506 | 0.93714
1863 | EAGLEMNT_3G | MB | North | YES | 0.013514 | 0 | 50 | 378 |  | 1.022 | GST | -1 | 0.035704 | 0 | 0 |  |  | 0 | 0 | -0.035704 | 0 | 0.90506 | 0.93714
1892 | DECRDOVA_2G | A | North | YES | 0.013654 | 65 | 65 | 70 | 0 | 1.025 | GGT | -1 | 0.035564 | 70 | 70 |  |  | 0.95578 | 70 | -0.035564 | -2.4895 | 0.9067 | 0.9383
1893 | DECRDOVA_3G | B | North | YES | 0.013654 | 65 | 65 | 69 | 0 | 1.025 | GGT | -1 | 0.035564 | 69 | 69 |  |  | 0.94213 | 69 | -0.035564 | -2.4539 | 0.90833 | 0.93944
1894 | DECRDOVA_4G | C | North | YES | 0.013654 | 65 | 65 | 69 | 0 | 1.025 | GGT | -1 | 0.035564 | 69 | 69 |  |  | 0.94213 | 69 | -0.035564 | -2.4539 | 0.90995 | 0.94059
1895 | DECRDOVA_5G | D | North | YES | 0.013654 | 65 | 65 | 68 | 0 | 1.025 | GGT | -1 | 0.035564 | 68 | 68 |  |  | 0.92847 | 68 | -0.035564 | -2.4184 | 0.91155 | 0.94171
1889 | DECRDOVA_1G | 1 | North | YES | 0.013917 | 779 | 255 | 779 | 0 | 1.02 | GSC | -1 | 0.035301 | 779 | 779 |  |  | 10.8413 | 779 | -0.035301 | -27.4997 | 0.92988 | 0.95453
1877 | WLFHOLW_1G | 1 | North | YES | 0.014395 | 217.3 | 89.2 | 217.3 | 0 | 1.032 | CC | -1 | 0.034823 | 217.3 | 217.3 |  |  | 3.128 | 217.3 | -0.034823 | -7.5671 | 0.93499 | 0.95805
1878 | WLFHOLW_2G | 2 | North | YES | 0.014395 | 215.7 | 105 | 215.7 | 0 | 1.032 | CC | -1 | 0.034823 | 215.7 | 215.7 |  |  | 3.105 | 215.7 | -0.034823 | -7.5114 | 0.94007 | 0.96155
1879 | WLFHOLW_3G | 3 | North | YES | 0.014395 | 272.4 | 89.2 | 272.4 | 0 | 1.032 | CC | -1 | 0.034823 | 272.4 | 272.4 |  |  | 3.9212 | 272.4 | -0.034823 | -9.4859 | 0.94648 | 0.96597
728 | WOLFRIDGE801 | 1 | North | YES | 0.014589 | 11.2 | 0 | 112.5 | 0 | 0.99 | Wind | -1 | 0.034629 | 0 | 112.5 |  |  | 0 | 0 | -0.034629 | 0 | 0.94648 | 0.96597
1898 | COMCHEPK_1G | 1 | North | YES | 0.014868 | 1217 | 1150 | 1217 | 0 | 1.032 | Nuc | -1 | 0.03435 | 0 | 0 |  |  | 0 | 0 | -0.03435 | 0 | 0.94648 | 0.96597
1899 | COMCHEPK_2G | 2 | North | YES | 0.014868 | 1159 | 1128 | 1159 | 0 | 1.032 | Nuc | -1 | 0.03435 | 0 | 0 |  |  | 0 | 0 | -0.03435 | 0 | 0.94648 | 0.96597
580 | JCKCNTY801 | 1 | North | YES | 0.015564 | 288 | 0 | 288 | 0 | 1.022 | CC | -1 | 0.033654 | 288 | 288 |  |  | 4.4824 | 288 | -0.033654 | -9.6925 | 0.95325 | 0.97049
581 | JCKCNTY802 | 2 | North | YES | 0.015564 | 147 | 0 | 147 | 0 | 1.022 | CC | -1 | 0.033654 | 147 | 147 |  |  | 2.2879 | 147 | -0.033654 | -4.9472 | 0.95671 | 0.97279
582 | JCKCNTY803 | 3 | North | YES | 0.015564 | 147 | 0 | 147 | 0 | 1.022 | CC | -1 | 0.033654 | 147 | 147 |  |  | 2.2879 | 147 | -0.033654 | -4.9472 | 0.96017 | 0.9751
503 | NTHTEXAS01 | 1 | North | YES | 0.015665 | 0 | 5 | 18 |  | 1.015 | GST | -1 | 0.033553 | 18 | 18 |  |  | 0.28197 | 18 | -0.033553 | -0.60396 | 0.96059 | 0.97538
504 | NTHTEXAS02 | 2 | North | YES | 0.015665 | 14.4 | 5 | 18 |  | 1.015 | GST | -1 | 0.033553 | 18 | 18 |  |  | 0.28197 | 18 | -0.033553 | -0.60396 | 0.96102 | 0.97566
505 | NTHTEXAS03 | 3 | North | YES | 0.015665 | 30.4 | 15 | 38 |  | 1.015 | GST | -1 | 0.033553 | 38 | 38 |  |  | 0.59527 | 38 | -0.033553 | -1.275 | 0.96191 | 0.97626
8032 | AMISTADHYD1 | 1 | South | YES | 0.015836 | 33 | 13 | 33 | 0 | 1.03 | Hydro | -1 | 0.033382 | 0 | 0 |  |  |  |  | -0.033382 | 0 | 0.96191 | 0.97626
8033 | AMISTADHYD2 | 2 | South | YES | 0.015836 | 25 | 13 | 25 | 0 | 1.03 | Hydro | -1 | 0.033382 | 0 | 0 |  |  |  |  | -0.033382 | 0 | 0.96191 | 0.97626
88253 | HAMILTON | F | South | YES | 0.015836 | 0 | 0 | 0 | 0 | 1.04 | BLT | -1 | 0.033382 | 0 | 0 |  |  |  |  | -0.033382 | 0 | 0.96191 | 0.97626
332 | RWMILLER01 | 1 | North | YES | 0.016322 | 58.4 | 18.5 | 73 | 0 | 1.04 | GST | -1 | 0.032896 | 73 | 73 |  |  | 1.1915 | 73 | -0.032896 | -2.4014 | 0.96363 | 0.97737
333 | RWMILLER02 | 2 | North | YES | 0.016322 | 95.2 | 37 | 119 | 0 | 1.04 | GST | -1 | 0.032896 | 119 | 119 |  |  | 1.9423 | 119 | -0.032896 | -3.9147 | 0.96643 | 0.9792
334 | RWMILLER03 | 3 | North | YES | 0.016322 | 166.4 | 65 | 208 | 0 | 1.04 | GST | -1 | 0.032896 | 208 | 208 |  |  | 3.395 | 208 | -0.032896 | -6.8424 | 0.97132 | 0.98239
335 | RWMILLER04 | 4 | North | YES | 0.016322 | 81.6 | 0 | 102 | 0 | 1.04 | GST | -1 | 0.032896 | 102 | 102 |  |  | 1.6648 | 102 | -0.032896 | -3.3554 | 0.97372 | 0.98395
336 | RWMILLER05 | 5 | North | YES | 0.016322 | 80.8 | 0 | 101 | 0 | 1.04 | GST | -1 | 0.032896 | 101 | 101 |  |  | 1.6485 | 101 | -0.032896 | -3.3225 | 0.9761 | 0.9855
1453 | WCPWRCO_1G | 1 | North | YES | 0.017262 | 204 | 50 | 204 | 0 | 1.02 | CC | -1 | 0.031956 | 204 | 204 |  |  | 3.5214 | 204 | -0.031956 | -6.5191 | 0.9809 | 0.98854
1454 | WCPWRCO_2G | 2 | North | YES | 0.017262 | 204 | 50 | 204 | 0 | 1.02 | CC | -1 | 0.031956 | 204 | 204 |  |  | 3.5214 | 204 | -0.031956 | -6.5191 | 0.9857 | 0.99157
1455 | WCPWRCO_3G | 3 | North | YES | 0.017262 | 242 | 50 | 242 |  | 1.02 | CC | -1 | 0.031956 | 242 | 242 |  |  | 4.1774 | 242 | -0.031956 | -7.7334 | 0.99139 | 0.99518
1600 | BARTNWND_1G | 1 | North | YES | 0.019522 | 12 | 0 | 120 | 0 | 1.022 | Wind | -1 | 0.029696 | 0 | 120 |  |  | 0 | 0 | -0.029696 | 0 | 0.99139 | 0.99518
344 | MRSSHPRD | 1 | North | YES | 0.01964 | 0 | 0 | 12 |  | 1.03 | Hydro | -1 | 0.029578 | 0 | 0 |  |  | 0 | 0 | -0.029578 | 0 | 0.99139 | 0.99518
345 | MRSSHPRD01 | 2 | North | YES | 0.01964 | 0 | 0 | 12 |  | 1.03 | Hydro | -1 | 0.029578 | 0 | 0 |  |  | 0 | 0 | -0.029578 | 0 | 0.99139 | 0.99518
1432 | GRHAMSES_2G | 2 | North | YES | 0.020938 | 294.9 | 90 | 366 | 0 | 1.014 | GST | -1 | 0.02828 | 366 | 366 |  |  | 7.6633 | 366 | -0.02828 | -10.3506 | 1 | 1
1437 | MESQUITW_1G | 1 | North | YES | 0.020938 | 40 | 0 | 400 | 0 | 1.023 | Wind | -1 | 0.02828 | 0 | 400 |  |  | 0 | 0 | -0.02828 | 0 | 1 | 1
1438 | MESQUITW_2G | 1 | North | YES | 0.020938 | 23.6 | 0 | 236 |  | 1.017 | Wind | -1 | 0.02828 | 0 | 236 |  |  | 0 | 0 | -0.02828 | 0 | 1 | 1
1442 | COKFIELD_5 | 1 | North | YES | 0.020938 | 16.5 | 0 | 165 |  | 1.029 | Wind | -1 | 0.02828 | 0 | 165 |  |  | 0 | 0 | -0.02828 | 0 | 1 | 1
1643 | SLSTR1PP_1G | 1 | North | YES | 0.02108 | 6 | 0 | 60 | 0 | 1.022 | Wind | -1 | 0.028138 | 0 | 60 |  |  | 0 | 0 | -0.028138 | 0 | 1 | 1
1479 | WFCOGEN_1G | 1 | North | YES | 0.023109 | 16 | 12 | 20 | 0 | 1 | Cogen | -1 | 0.026109 | 0 | 0 |  |  | 0 | 0 | -0.026109 | 0 | 1 | 1
1479 | WFCOGEN_1G | 2 | North | YES | 0.023109 | 16 | 12 | 20 | 0 | 1 | Cogen | -1 | 0.026109 | 0 | 0 |  |  | 0 | 0 | -0.026109 | 0 | 1 | 1
1482 | WFCOGEN_2G | 2 | North | YES | 0.023109 | 13.6 | 12 | 17 | 0 | 1 | Cogen | -1 | 0.026109 | 0 | 0 |  |  | 0 | 0 | -0.026109 | 0 | 1 | 1
1482 | WFCOGEN_2G | 1 | North | YES | 0.023109 | 16 | 12 | 20 | 0 | 1 | Cogen | -1 | 0.026109 | 0 | 0 |  |  | 0 | 0 | -0.026109 | 0 | 1 | 1
1433 | GRHAMSES_1G | 1 | North | YES | 0.023159 | 242 | 60 | 242 | 0 | 1.038 | GST | -1 | 0.026059 | 242 | 242 |  |  | 5.6045 | 242 | -0.026059 | -6.3064 | 1.0057 | 1.0029
6100 | OKLA7A | EQ | West | YES | 0.032601 | 50 | -220 | 220 | 0 | 1.035 | DCTie | 1 | 0.022873 | 0 | 0 | 0 | 0 |  |  | 0.022873 | 0
6752 | OKLA0A | 1 | West | YES | 0.032601 | 649.7 | 175 | 649.7 | 0 | 1.035 | LIGCO | 1 | 0.022873 | 0 | 649.7 | 21.1809 | 649.7 |  |  | 0.022873 | 14.8603
60081 | WHRLWIND1A | 1 | West | YES | 0.041089 | 12 | 0 | 60 | 0 | 1.03 | Wind | 1 | 0.031361 | 0 | 60 | 2.4653 | 60 |  |  | 0.031361 | 1.8816
6144 | MCADOO1A | 1 | West | YES | 0.044444 | 15 | 0 | 150 | 0 | 1.025 | Wind | 1 | 0.034716 | 0 | 150 | 6.6666 | 150 |  |  | 0.034716 | 5.2073
6407 | TURKTRAK1A | 1 | West | YES | 0.045198 | 33.9 | 0 | 169.5 | 0 | 1.025 | Wind | 1 | 0.03547 | 0 | 169.5 | 7.6611 | 169.5 |  |  | 0.03547 | 6.0121
11056 | ROSCOE_1G | 1 | West | YES | 0.045393 | 41.8 | 0 | 209 |  | 1 | Wind | 1 | 0.035665 | 0 | 209 | 9.4871 | 209 |  |  | 0.035665 | 7.4539
11057 | CHAMPION_1G | 1 | West | YES | 0.045393 | 25.3 | 0 | 126.5 |  | 1 | Wind | 1 | 0.035665 | 0 | 126.5 | 5.7422 | 126.5 |  |  | 0.035665 | 4.5116
11058 | PYRON_1G | 1 | West | YES | 0.045393 | 49.8 | 0 | 249 |  | 1 | Wind | 1 | 0.035665 | 0 | 249 | 11.3029 | 249 |  |  | 0.035665 | 8.8805
11059 | INADALE_1G | 1 | West | YES | 0.045393 | 39.4 | 0 | 197 |  | 1 | Wind | 1 | 0.035665 | 0 | 197 | 8.9424 | 197 |  |  | 0.035665 | 7.0259
1343 | TRENTIPP_8 | 1 | West | YES | 0.046524 | 30 | 0 | 150 |  | 1.014 | Wind | 1 | 0.036796 | 0 | 150 | 6.9786 | 150 |  |  | 0.036796 | 5.5193
1354 | AEPWIND_8 | 1 | West | YES | 0.046524 | 20.2 | 0 | 101 |  | 1 | Wind | 1 | 0.036796 | 0 | 101 | 4.6989 | 101 |  |  | 0.036796 | 3.7164
36998 | RDCNYNG1 | 1 | West | YES | 0.047265 | 16.8 | 0 | 84 |  | 1.01 | Wind | 1 | 0.037537 | 0 | 84 | 3.9703 | 84 |  |  | 0.037537 | 3.1531
1061 | CIELOGEN_1G | 1 | West | YES | 0.047908 | 19.8 | 0 | 99 |  | 1 | Wind | 1 | 0.03818 | 0 | 99 | 4.7429 | 99 |  |  | 0.03818 | 3.7798
1062 | CIELOGEN_2G | 1 | West | YES | 0.047908 | 12.2 | 0 | 61 |  | 1 | Wind | 1 | 0.03818 | 0 | 61 | 2.9224 | 61 |  |  | 0.03818 | 2.329
1069 | KINDERMG_1G | 1 | West | YES | 0.047908 | 25 | 5 | 25 | 0 | 1.017 | Cogen | 1 | 0.03818 | 0 | 0 | 0 | 0 |  |  | 0.03818 | 0
1070 | KINDERMG_2G | 1 | West | YES | 0.047908 | 45.7 | 12 | 45.7 | 0 | 1.017 | Cogen | 1 | 0.03818 | 0 | 0 | 0 | 0 |  |  | 0.03818 | 0
1071 | KINDERMG_3G | 1 | West | YES | 0.047908 | 45.7 | 12 | 45.7 | 0 | 1.017 | Cogen | 1 | 0.03818 | 0 | 0 | 0 | 0 |  |  | 0.03818 | 0
1068 | SCURRYCW_1G | 1 | West | YES | 0.047931 | 28.2 | 1.3 | 141 | 0 | 1.0217 | Wind | 1 | 0.038203 | 0 | 141 | 6.7583 | 141 |  |  | 0.038203 | 5.3866
1073 | SCURRYCW_2G | 2 | West | YES | 0.047931 | 24 | 0 | 120 | 0 | 1.0217 | Wind | 1 | 0.038203 | 0 | 120 | 5.7517 | 120 |  |  | 0.038203 | 4.5843
6637 | SNYDERW1A | 1 | West | YES | 0.048171 | 12.6 | 0 | 63 | 0 | 1.025 | Wind | 1 | 0.038443 | 0 | 63 | 3.0348 | 63 |  |  | 0.038443 | 2.4219
71051 | L_BITTCR1_1N | W1 | West | YES | 0.048677 | 7.5 | 0 | 37.5 |  | 1.02 | Wind | 1 | 0.038949 | 0 | 37.5 | 1.8254 | 37.5 |  |  | 0.038949 | 1.4606
71054 | L_SWEETW1_1N | W1 | West | YES | 0.048677 | 21.5 | 0 | 107.5 |  | 1.02 | Wind | 1 | 0.038949 | 0 | 107.5 | 5.2328 | 107.5 |  |  | 0.038949 | 4.187
71057 | L_SWEETW1_2N | W1 | West | YES | 0.048677 | 27 | 0 | 135 |  | 1.02 | Wind | 1 | 0.038949 | 0 | 135 | 6.5714 | 135 |  |  | 0.038949 | 5.2581
71059 | L_SWEETW1_3N | W1 | West | YES | 0.048677 | 23.8 | 0 | 119 | 0 | 1.02 | Wind | 1 | 0.038949 | 0 | 119 | 5.7926 | 119 |  |  | 0.038949 | 4.6349
71060 | L_SWEETW1_4N | W1 | West | YES | 0.048677 | 21 | 0 | 105 | 0 | 1.02 | Wind | 1 | 0.038949 | 0 | 105 | 5.1111 | 105 |  |  | 0.038949 | 4.0896
71061 | L_SWEETW1_5N | W1 | West | YES | 0.048677 | 16.1 | 0 | 80.5 | 0 | 1.02 | Wind | 1 | 0.038949 | 0 | 80.5 | 3.9185 | 80.5 |  |  | 0.038949 | 3.1354
11309 | BULLCREK_2G | 1 | West | YES | 0.048683 | 20.9 | 0 | 180 |  | 1 | Wind | 1 | 0.038955 | 0 | 180 | 8.7629 | 180 |  |  | 0.038955 | 7.0118
11310 | BULLCREK_1G | 1 | West | YES | 0.048683 | 15.1 | 0 | 180 |  | 1 | Wind | 1 | 0.038955 | 0 | 180 | 8.7629 | 180 |  |  | 0.038955 | 7.0118
11320 | COYOTE_1G | 1 | West | YES | 0.048767 | 22.5 | 0 | 225 |  | 1 | Wind | 1 | 0.039039 | 0 | 225 | 10.9726 | 225 |  |  | 0.039039 | 8.7837
1037 | MORGAN5G_5G | 5 | West | YES | 0.048793 | 109.6 | 40 | 137 | 0 | 1.029 | GST | 1 | 0.039065 | 137 | 137 | 6.6846 | 137 |  |  | 0.039065 | 5.3518
1039 | MRGNAG_1G | A | West | YES | 0.048793 | 69 | 69 | 69 | 0 | 1.029 | GGT | 1 | 0.039065 | 69 | 69 | 3.3667 | 69 |  |  | 0.039065 | 2.6955
1040 | MRGNBG_2G | B | West | YES | 0.048793 | 70 | 70 | 71 | 0 | 1.029 | GGT | 1 | 0.039065 | 71 | 71 | 3.4643 | 71 |  |  | 0.039065 | 2.7736
1041 | MRGNCG_3G | C | West | YES | 0.048793 | 69 | 69 | 70 | 0 | 1.029 | GGT | 1 | 0.039065 | 70 | 70 | 3.4155 | 70 |  |  | 0.039065 | 2.7345
1042 | MRGNDG_4G | D | West | YES | 0.048793 | 68 | 68 | 68 | 0 | 1.029 | GGT | 1 | 0.039065 | 68 | 68 | 3.3179 | 68 |  |  | 0.039065 | 2.6564
1043 | MRGNEG_5G | E | West | YES | 0.048793 | 68 | 68 | 70 | 0 | 1.029 | GGT | 1 | 0.039065 | 70 | 70 | 3.4155 | 70 |  |  | 0.039065 | 2.7345
1044 | MRGNFG_6G | F | West | YES | 0.048793 | 66 | 66 | 66 | 0 | 1.029 | GGT | 1 | 0.039065 | 66 | 66 | 3.2203 | 66 |  |  | 0.039065 | 2.5783
1416 | SWETWATR_1G | 1 | West | YES | 0.049049 | 30 | 18 | 30 | 0 | 1.026 | CC | 1 | 0.039321 | 30 | 30 | 1.4715 | 30 |  |  | 0.039321 | 1.1796
1417 | SWETWATR_2G | 2 | West | YES | 0.049049 | 72 | 36 | 72 | 0 | 1.026 | CC | 1 | 0.039321 | 72 | 72 | 3.5315 | 72 |  |  | 0.039321 | 2.8311
1418 | SWETWATR_3G | 3 | West | YES | 0.049049 | 68 | 36 | 68 | 0 | 1.026 | CC | 1 | 0.039321 | 68 | 68 | 3.3353 | 68 |  |  | 0.039321 | 2.6738
1419 | SWETWATR_4G | 4 | West | YES | 0.049049 | 61 | 36 | 61 | 0 | 1.026 | CC | 1 | 0.039321 | 61 | 61 | 2.992 | 61 |  |  | 0.039321 | 2.3986
1058 | LONGSHORE_5 | 1 | West | YES | 0.049247 | 30 | 0 | 150 |  | 1.01 | Wind | 1 | 0.039519 | 0 | 150 | 7.3871 | 150 |  |  | 0.039519 | 5.9278
1058 | LONGSHORE_5 | 2 | West | YES | 0.049247 | 44 | 0 | 220 |  | 1.01 | Wind | 1 | 0.039519 | 0 | 220 | 10.8343 | 220 |  |  | 0.039519 | 8.6941
11065 | ELBOWCK_1G | 1 | West | YES | 0.049247 | 23.4 | 0 | 121.9 | 0 | 1 | Wind | 1 | 0.039519 | 0 | 121.9 | 6.0032 | 121.9 |  |  | 0.039519 | 4.8173
1045 | CALENG1G_1G | 1 | West | YES | 0.04939 | 73.4 | 27 | 73.4 | 0 | 1.014 | Cogen | 1 | 0.039662 | 0 | 0 | 0 | 0 |  |  | 0.039662 | 0
1046 | CALENG2G_2G | 2 | West | YES | 0.04939 | 73.4 | 27 | 73.4 | 0 | 1.014 | Cogen | 1 | 0.039662 | 0 | 0 | 0 | 0 |  |  | 0.039662 | 0
1047 | CALENG3G_3G | 3 | West | YES | 0.04939 | 70.4 | 27 | 70.4 | 0 | 1.014 | Cogen | 1 | 0.039662 | 0 | 0 | 0 | 0 |  |  | 0.039662 | 0
1360 | GUNSIGHT_8 | 1 | West | YES | 0.049513 | 0 | 0 | 120 |  | 1.01 | Wind | 1 | 0.039785 | 0 | 120 | 5.9416 | 120 |  |  | 0.039785 | 4.7742
1327 | WILDHRSE_1G | 1 | West | YES | 0.049591 | 0 | 0 | 120 |  | 1 | Wind | 1 | 0.039863 | 0 | 120 | 5.9509 | 120 |  |  | 0.039863 | 4.7835
1333 | MCDDONAL_8 | 1 | West | YES | 0.049772 | 42.8 | 0 | 214.2 |  | 1.01 | Wind | 1 | 0.040044 | 0 | 214.2 | 10.6612 | 214.2 |  |  | 0.040044 | 8.5773
1328 | OCOTILLO_1G | 1 | West | YES | 0.049916 | 11.6 | 0 | 58 |  | 1.01 | Wind | 1 | 0.040188 | 0 | 58 | 2.8951 | 58 |  |  | 0.040188 | 2.3309
11001 | NAV1CT | 1 | West | YES | 0.049983 | 70.4 | 18 | 70.4 | 0 | 1.029 | CC | 1 | 0.040255 | 70.4 | 70.4 | 3.5188 | 70.4 |  |  | 0.040255 | 2.8339
11009 | NAV2CT | 1 | West | YES | 0.049983 | 71.4 | 18 | 71.4 | 0 | 1.029 | CC | 1 | 0.040255 | 71.4 | 71.4 | 3.5688 | 71.4 |  |  | 0.040255 | 2.8742
11011 | NAV3ST | 1 | West | YES | 0.049983 | 92.8 | 40 | 92.8 | 0 | 1.029 | CC | 1 | 0.040255 | 92.8 | 92.8 | 4.6384 | 92.8 |  |  | 0.040255 | 3.7356
11012 | NAV4CT | 1 | West | YES | 0.049983 | 80 | 18 | 80 | 0 | 1.029 | CC | 1 | 0.040255 | 80 | 80 | 3.9986 | 80 |  |  | 0.040255 | 3.2204
11013 | NAV5CT | 1 | West | YES | 0.049983 | 80 | 18 | 80 | 0 | 1.029 | CC | 1 | 0.040255 | 80 | 80 | 3.9986 | 80 |  |  | 0.040255 | 3.2204
11014 | NAV6ST | 1 | West | YES | 0.049983 | 115 | 40 | 115 | 0 | 1.029 | CC | 1 | 0.040255 | 115 | 115 | 5.748 | 115 |  |  | 0.040255 | 4.6293
11020 | TIEHVSG_1G | 1 | West | YES | 0.049991 | 208.2 | 63 | 208.2 | 0 | 1.012 | CC | 1 | 0.040263 | 208.2 | 208.2 | 10.4081 | 208.2 |  |  | 0.040263 | 8.3827
11021 | TIEHVCG_1G | 1 | West | YES | 0.049991 | 142.1 | 103 | 142.1 | 0 | 1.012 | CC | 1 | 0.040263 | 142.1 | 142.1 | 7.1037 | 142.1 |  |  | 0.040263 | 5.7213
11022 | TIEHVCG_2G | 1 | West | YES | 0.049991 | 132.4 | 103 | 132.4 | 0 | 1.012 | CC | 1 | 0.040263 | 132.4 | 132.4 | 6.6188 | 132.4 |  |  | 0.040263 | 5.3308
11023 | TIEHVCG_3G | 1 | West | YES | 0.049991 | 137.4 | 103 | 137.4 | 0 | 1.012 | CC | 1 | 0.040263 | 137.4 | 137.4 | 6.8688 | 137.4 |  |  | 0.040263 | 5.5321
11024 | TIEHVCG_4G | 1 | West | YES | 0.049991 | 147 | 103 | 147 | 0 | 1.012 | CC | 1 | 0.040263 | 147 | 147 | 7.3487 | 147 |  |  | 0.040263 | 5.9186
11025 | TIEHVSG_2G | 1 | West | YES | 0.049991 | 213.2 | 63 | 213.2 | 0 | 1.012 | CC | 1 | 0.040263 | 213.2 | 213.2 | 10.6581 | 213.2 |  |  | 0.040263 | 8.584
1326 | STANTONW_8 | 1 | West | YES | 0.050071 | 20.1 | 0 | 100.5 |  | 1.01 | Wind | 1 | 0.040343 | 0 | 100.5 | 5.0321 | 100.5 |  |  | 0.040343 | 4.0544
11147 | NOTREES_1G | 1 | West | YES | 0.050485 | 29.8 | 0 | 149 | 0 | 1.017 | Wind | 1 | 0.040757 | 0 | 149 | 7.5223 | 149 |  |  | 0.040757 | 6.0727
7038 | L_DELAWA1_1Y | 1 | West | YES | 0.0506 | 3.5 | 0 | 35 | 0 | 1 | Wind | 1 | 0.040872 | 0 | 35 | 1.771 | 35 |  |  | 0.040872 | 1.4305
7038 | L_DELAWA1_1Y | 2 | West | YES | 0.0506 | 3 | 0 | 30 | 0 | 1 | Wind | 1 | 0.040872 | 0 | 30 | 1.518 | 30 |  |  | 0.040872 | 1.2261
1002 | PBCTAGE_1G | A | West | YES | 0.050658 | 64 | 64 | 66 | 0 | 1.036 | GGT | 1 | 0.04093 | 66 | 66 | 3.3434 | 66 |  |  | 0.04093 | 2.7014
1003 | PBCTBGE_2G | B | West | YES | 0.050658 | 65 | 65 | 66 | 0 | 1.036 | GGT | 1 | 0.04093 | 66 | 66 | 3.3434 | 66 |  |  | 0.04093 | 2.7014
1004 | PBCTCGE_3G | C | West | YES | 0.050658 | 62 | 62 | 67 | 0 | 1.036 | GGT | 1 | 0.04093 | 67 | 67 | 3.3941 | 67 |  |  | 0.04093 | 2.7423
1005 | PBCTDGE_4G | D | West | YES | 0.050658 | 65 | 65 | 68 | 0 | 1.036 | GGT | 1 | 0.04093 | 68 | 68 | 3.4447 | 68 |  |  | 0.04093 | 2.7832
1006 | PBCTEGE_5G | E | West | YES | 0.050658 | 65 | 65 | 67 | 0 | 1.036 | GGT | 1 | 0.04093 | 67 | 67 | 3.3941 | 67 |  |  | 0.04093 | 2.7423
1007 | PB5GEN_6G | 5 | West | YES | 0.050658 | 91.2 | 40 | 114 | 0 | 1.036 | GST | 1 | 0.04093 | 114 | 114 | 5.775 | 114 |  |  | 0.04093 | 4.666
1008 | PB6GEN_7G | 6 | West | YES | 0.050658 | 515 | 130 | 515 | 0 | 1.036 | GST | 1 | 0.04093 | 515 | 515 | 26.0889 | 515 |  |  | 0.04093 | 21.0787
1320 | BSP 1 | 1 | West | YES | 0.050998 | 25.5 | 2.9 | 25.8 | 0 | 1 | Cogen | 1 | 0.04127 | 0 | 0 | 0 | 0 |  |  | 0.04127 | 0
60058 | BUFF_GAP1A | 1 | West | YES | 0.052121 | 24 | 0 | 120 |  | 1 | Wind | 1 | 0.042393 | 0 | 120 | 6.2545 | 120 |  |  | 0.042393 | 5.0871
60060 | CIRELLO | 1 | West | YES | 0.052121 | 46.6 | 0 | 233 | 0 | 1 | Wind | 1 | 0.042393 | 0 | 233 | 12.1442 | 233 |  |  | 0.042393 | 9.8775
60063 | BUFF_GAP1B | 1 | West | YES | 0.052121 | 34 | 0 | 170.2 | 0 | 1.02 | Wind | 1 | 0.042393 | 0 | 170.2 | 8.871 | 170.2 |  |  | 0.042393 | 7.2152
60066 | H_HOLLOW1A | 1 | West | YES | 0.052121 | 44.4 | 0 | 222 | 0 | 1.005 | Wind | 1 | 0.042393 | 0 | 222 | 11.5709 | 222 |  |  | 0.042393 | 9.4112
60068 | HHOLLOW21A | 1 | West | YES | 0.052121 | 36.8 | 0 | 184 | 0 | 1.025 | Wind | 1 | 0.042393 | 0 | 184 | 9.5903 | 184 |  |  | 0.042393 | 7.8002
60070 | HHOLLOW31A | 1 | West | YES | 0.052121 | 44.8 | 0 | 224 | 0 | 1.025 | Wind | 1 | 0.042393 | 0 | 224 | 11.6751 | 224 |  |  | 0.042393 | 9.4959
60072 | HHOLLOW41A | 1 | West | YES | 0.052121 | 23 | 0 | 115 | 0 | 1.025 | Wind | 1 | 0.042393 | 0 | 115 | 5.9939 | 115 |  |  | 0.042393 | 4.8751
60057 | CALLAHAN1A | 1 | West | YES | 0.053035 | 22.8 | 0 | 114 |  | 1.04 | Wind | 1 | 0.043307 | 0 | 114 | 6.046 | 114 |  |  | 0.043307 | 4.937
76031 | L_GASCCR1_1N | W1 | West | YES | 0.053909 | 30 | 0 | 150 |  | 1.02 | Wind | 1 | 0.044181 | 0 | 150 | 8.0863 | 150 |  |  | 0.044181 | 6.6271
1349 | WESTXWIN_1G | 1 | West | YES | 0.054005 | 1.3 | 0 | 6.6 |  | 1.014 | Wind | 1 | 0.044277 | 0 | 6.6 | 0.35643 | 6.6 |  |  | 0.044277 | 0.29223
1350 | NWPWRG1_1G | 1 | West | YES | 0.054005 | 6.9 | 1 | 34.3 |  | 1.014 | Wind | 1 | 0.044277 | 0 | 34.3 | 1.8524 | 34.3 |  |  | 0.044277 | 1.5187
76091 | L_DIVIDE1_1N | W1 | West | YES | 0.054856 | 22.5 | 0 | 112.5 |  | 1.02 | Wind | 1 | 0.045128 | 0 | 112.5 | 6.1713 | 112.5 |  |  | 0.045128 | 5.0769
76095 | L_CAPRSI1_1N | W1 | West | YES | 0.054856 | 29.9 | 0 | 149.5 | 0 | 1.02 | Wind | 1 | 0.045128 | 0 | 149.5 | 8.201 | 149.5 |  |  | 0.045128 | 6.7466
76096 | L_CAPRSI1_2N | W1 | West | YES | 0.054856 | 37.2 | 0 | 186 | 0 | 1.02 | Wind | 1 | 0.045128 | 0 | 186 | 10.2032 | 186 |  |  | 0.045128 | 8.3937
76097 | L_CAPRGE1_1N | W1 | West | YES | 0.054856 | 42.9 | 0 | 214.5 | 0 | 1.02 | Wind | 1 | 0.045128 | 0 | 214.5 | 11.7666 | 214.5 |  |  | 0.045128 | 9.6799
60007 | KING_SW1A | 1 | West | YES | 0.055315 | 20 | 0 | 80 |  | 1.03 | Wind | 1 | 0.045587 | 0 | 80 | 4.4252 | 80 |  |  | 0.045587 | 3.6469
60019 | KING_NW1A | 1 | West | YES | 0.055315 | 20 | 0 | 80 |  | 1.03 | Wind | 1 | 0.045587 | 0 | 80 | 4.4252 | 80 |  |  | 0.045587 | 3.6469
60201 | RIO DRCS | F | West | YES | 0.055395 | 0 | 0 | 0 | 0 | 1.025 | AVR | 1 | 0.045667 | 0 | 0 | 0 | 0 |  |  | 0.045667 | 0
6016 | SWMESA | 1 | West | YES | 0.055514 | 18.8 | 0 | 75 |  | 1.03 | Wind | 1 | 0.045786 | 0 | 75 | 4.1635 | 75 |  |  | 0.045786 | 3.4339
60003 | KING_NE1A | 1 | West | YES | 0.055514 | 20 | 0 | 80 |  | 1.03 | Wind | 1 | 0.045786 | 0 | 80 | 4.4411 | 80 |  |  | 0.045786 | 3.6628
60005 | KING_SE1A | 1 | West | YES | 0.055514 | 10 | 0 | 40 |  | 1.035 | Wind | 1 | 0.045786 | 0 | 40 | 2.2206 | 40 |  |  | 0.045786 | 1.8314
60016 | WOODWRD11A | 1 | West | YES | 0.055534 | 20 | 0 | 80 |  | 1.033 | Wind | 1 | 0.045806 | 0 | 80 | 4.4427 | 80 |  |  | 0.045806 | 3.6644
38332 | TNWDWRDU2_8 | 1 | West | YES | 0.055544 | 20 | 0 | 80 | 0 | 1.0232 | Wind | 1 | 0.045816 | 0 | 80 | 4.4435 | 80 |  |  | 0.045816 | 3.6652
38437 | TNSRBNMESA9 | 1 | West | YES | 0.055589 | 37.5 | 0 | 150 | 0 | 1.02 | Wind | 1 | 0.045861 | 0 | 150 | 8.3384 | 150 |  |  | 0.045861 | 6.8791
60017 | ORNNWP1 | 1 | West | YES | 0.05683 | 20 | 0 | 80 |  | 1.027 | Wind | 1 | 0.047102 | 0 | 80 | 4.5464 | 80 |  |  | 0.047102 | 3.7681
60018 | DSKY1 | 1 | West | YES | 0.057249 | 21 | 0 | 84 | 0 | 1.023 | Wind | 1 | 0.047521 | 0 | 84 | 4.8089 | 84 |  |  | 0.047521 | 3.9917
60000 | DSKY2 | 1 | West | YES | 0.057745 | 19.1 | 0 | 76.5 |  | 1.039 | Wind | 1 | 0.048017 | 0 | 76.5 | 4.4175 | 76.5 |  |  | 0.048017 | 3.6733
60202 | FRNDDRCS | F | West | YES | 0.063229 | 0 | 0 | 0 | 0 | 0.9985 | AVR | 1 | 0.053501 | 0 | 0 | 0 | 0 |  |  | 0.053501 | 0
Note on AL4: Zonal Cap - Zonal Impact

## Distributed Slack - Bound Gen
Number of Bus | Name of Bus | ID | Area Name of Gen | AGC | P Sensitivity of Bus | Gen MW | Min MW | Max MW | V Sensitivity of Bus | Set Volt | Tech Type | Zone Impact | Zone Correlation | Inc Max | Dec Max | Souce S.F. Weighting | Souce Capacity | Sink S.F. Weighting | Sink Capacity | PTDF Calc | PTDF Weighting | max of zone correlation | 0.022873 |  |  | Neg PTDF weight | Pos PTDF weight
6100 | OKLA7A | EQ | West | YES | 0.032601 | 50 | -220 | 220 | 0 | 1.035 | DCTie | 1 | 0.022873 | 0 | 0 | 0 | 0 |  |  | 0.022873 | 0 |  |  |  |  | 0 | 0
6752 | OKLA0A | 1 | West | YES | 0.032601 | 649.7 | 175 | 649.7 | 0 | 1.035 | LIGCO | 1 | 0.022873 | 0 | 649.7 | 21.1809 | 649.7 |  |  | 0.022873 | 14.8603 |  |  |  |  | 0 | 0
1433 | GRHAMSES_1G | 1 | North | YES | 0.023159 | 242 | 60 | 242 | 0 | 1.038 | GST | -1 | 0.026059 | 242 | 242 |  |  | 5.6045 | 242 | -0.026059 | -6.3064 |  |  |  |  | 0 | 0
1479 | WFCOGEN_1G | 1 | North | YES | 0.023109 | 16 | 12 | 20 | 0 | 1 | Cogen | -1 | 0.026109 | 0 | 0 |  |  | 0 | 0 | -0.026109 | 0 |  |  | Weighted Shift Factors |  | 0 | 0
1479 | WFCOGEN_1G | 2 | North | YES | 0.023109 | 16 | 12 | 20 | 0 | 1 | Cogen | -1 | 0.026109 | 0 | 0 |  |  | 0 | 0 | -0.026109 | 0 |  |  | West | 0.049218 | 0 | 0
1482 | WFCOGEN_2G | 2 | North | YES | 0.023109 | 13.6 | 12 | 17 | 0 | 1 | Cogen | -1 | 0.026109 | 0 | 0 |  |  | 0 | 0 | -0.026109 | 0 |  |  | North | 0.0097284 | 0 | 0
1482 | WFCOGEN_2G | 1 | North | YES | 0.023109 | 16 | 12 | 20 | 0 | 1 | Cogen | -1 | 0.026109 | 0 | 0 |  |  | 0 | 0 | -0.026109 | 0 |  |  |  |  | 0 | 0
1643 | SLSTR1PP_1G | 1 | North | YES | 0.02108 | 6 | 0 | 60 | 0 | 1.022 | Wind | -1 | 0.028138 | 0 | 60 |  |  | 0 | 0 | -0.028138 | 0 | North |  |  |  | 0 | 0
1432 | GRHAMSES_2G | 2 | North | YES | 0.020938 | 294.9 | 90 | 366 | 0 | 1.014 | GST | -1 | 0.02828 | 366 | 366 |  |  | 7.6633 | 366 | -0.02828 | -10.3506 | Line Rating |  | 100 |  | 0 | 0
1437 | MESQUITW_1G | 1 | North | YES | 0.020938 | 40 | 0 | 400 | 0 | 1.023 | Wind | -1 | 0.02828 | 0 | 400 |  |  | 0 | 0 | -0.02828 | 0 | Impact Counter to Zone: |  | 0 |  | 0 | 0
1438 | MESQUITW_2G | 1 | North | YES | 0.020938 | 23.6 | 0 | 236 |  | 1.017 | Wind | -1 | 0.02828 | 0 | 236 |  |  | 0 | 0 | -0.02828 | 0 |  |  | 0% |  | 0 | 0
1442 | COKFIELD_5 | 1 | North | YES | 0.020938 | 16.5 | 0 | 165 |  | 1.029 | Wind | -1 | 0.02828 | 0 | 165 |  |  | 0 | 0 | -0.02828 | 0 |  |  |  |  | 0 | 0
344 | MRSSHPRD | 1 | North | YES | 0.01964 | 0 | 0 | 12 |  | 1.03 | Hydro | -1 | 0.029578 | 0 | 0 |  |  | 0 | 0 | -0.029578 | 0 | West |  |  |  | 0 | 0
345 | MRSSHPRD01 | 2 | North | YES | 0.01964 | 0 | 0 | 12 |  | 1.03 | Hydro | -1 | 0.029578 | 0 | 0 |  |  | 0 | 0 | -0.029578 | 0 | Line Rating |  | 100 |  | 0 | 0
1600 | BARTNWND_1G | 1 | North | YES | 0.019522 | 12 | 0 | 120 | 0 | 1.022 | Wind | -1 | 0.029696 | 0 | 120 |  |  | 0 | 0 | -0.029696 | 0 | Impact Counter to Zone: |  | 0 |  | 0 | 0
60081 | WHRLWIND1A | 1 | West | YES | 0.041089 | 12 | 0 | 60 | 0 | 1.03 | Wind | 1 | 0.031361 | 0 | 60 | 2.4653 | 60 |  |  | 0.031361 | 1.8816 |  |  | 0% |  | 0 | 0
1455 | WCPWRCO_3G | 3 | North | YES | 0.017262 | 242 | 50 | 242 |  | 1.02 | CC | -1 | 0.031956 | 242 | 242 |  |  | 4.1774 | 242 | -0.031956 | -7.7334 |  |  |  |  | 0 | 0
1453 | WCPWRCO_1G | 1 | North | YES | 0.017262 | 204 | 50 | 204 | 0 | 1.02 | CC | -1 | 0.031956 | 204 | 204 |  |  | 3.5214 | 204 | -0.031956 | -6.5191 |  |  |  |  | 0 | 0
1454 | WCPWRCO_2G | 2 | North | YES | 0.017262 | 204 | 50 | 204 | 0 | 1.02 | CC | -1 | 0.031956 | 204 | 204 |  |  | 3.5214 | 204 | -0.031956 | -6.5191 |  |  |  |  | 0 | 0
334 | RWMILLER03 | 3 | North | YES | 0.016322 | 166.4 | 65 | 208 | 0 | 1.04 | GST | -1 | 0.032896 | 208 | 208 |  |  | 3.395 | 208 | -0.032896 | -6.8424 |  |  |  |  | 0 | 0
333 | RWMILLER02 | 2 | North | YES | 0.016322 | 95.2 | 37 | 119 | 0 | 1.04 | GST | -1 | 0.032896 | 119 | 119 |  |  | 1.9423 | 119 | -0.032896 | -3.9147 |  |  |  |  | 0 | 0
335 | RWMILLER04 | 4 | North | YES | 0.016322 | 81.6 | 0 | 102 | 0 | 1.04 | GST | -1 | 0.032896 | 102 | 102 |  |  | 1.6648 | 102 | -0.032896 | -3.3554 |  |  |  |  | 0 | 0
336 | RWMILLER05 | 5 | North | YES | 0.016322 | 80.8 | 0 | 101 | 0 | 1.04 | GST | -1 | 0.032896 | 101 | 101 |  |  | 1.6485 | 101 | -0.032896 | -3.3225 |  |  |  |  | 0 | 0
332 | RWMILLER01 | 1 | North | YES | 0.016322 | 58.4 | 18.5 | 73 | 0 | 1.04 | GST | -1 | 0.032896 | 73 | 73 |  |  | 1.1915 | 73 | -0.032896 | -2.4014 |  |  |  |  | 0 | 0
8032 | AMISTADHYD1 | 1 | South | YES | 0.015836 | 33 | 13 | 33 | 0 | 1.03 | Hydro | -1 | 0.033382 | 0 | 0 |  |  |  |  | -0.033382 | 0 |  |  |  |  | 0 | 0
8033 | AMISTADHYD2 | 2 | South | YES | 0.015836 | 25 | 13 | 25 | 0 | 1.03 | Hydro | -1 | 0.033382 | 0 | 0 |  |  |  |  | -0.033382 | 0 |  |  |  |  | 0 | 0
88253 | HAMILTON | F | South | YES | 0.015836 | 0 | 0 | 0 | 0 | 1.04 | BLT | -1 | 0.033382 | 0 | 0 |  |  |  |  | -0.033382 | 0 |  |  |  |  | 0 | 0
505 | NTHTEXAS03 | 3 | North | YES | 0.015665 | 30.4 | 15 | 38 |  | 1.015 | GST | -1 | 0.033553 | 38 | 38 |  |  | 0.59527 | 38 | -0.033553 | -1.275 |  |  |  |  | 0 | 0
503 | NTHTEXAS01 | 1 | North | YES | 0.015665 | 0 | 5 | 18 |  | 1.015 | GST | -1 | 0.033553 | 18 | 18 |  |  | 0.28197 | 18 | -0.033553 | -0.60396 |  |  |  |  | 0 | 0
504 | NTHTEXAS02 | 2 | North | YES | 0.015665 | 14.4 | 5 | 18 |  | 1.015 | GST | -1 | 0.033553 | 18 | 18 |  |  | 0.28197 | 18 | -0.033553 | -0.60396 |  |  |  |  | 0 | 0
580 | JCKCNTY801 | 1 | North | YES | 0.015564 | 288 | 0 | 288 | 0 | 1.022 | CC | -1 | 0.033654 | 288 | 288 |  |  | 4.4824 | 288 | -0.033654 | -9.6925 |  |  |  |  | 0 | 0
581 | JCKCNTY802 | 2 | North | YES | 0.015564 | 147 | 0 | 147 | 0 | 1.022 | CC | -1 | 0.033654 | 147 | 147 |  |  | 2.2879 | 147 | -0.033654 | -4.9472 |  |  |  |  | 0 | 0
582 | JCKCNTY803 | 3 | North | YES | 0.015564 | 147 | 0 | 147 | 0 | 1.022 | CC | -1 | 0.033654 | 147 | 147 |  |  | 2.2879 | 147 | -0.033654 | -4.9472 |  |  |  |  | 0 | 0
1898 | COMCHEPK_1G | 1 | North | YES | 0.014868 | 1217 | 1150 | 1217 | 0 | 1.032 | Nuc | -1 | 0.03435 | 0 | 0 |  |  | 0 | 0 | -0.03435 | 0 |  |  |  |  | 0 | 0
1899 | COMCHEPK_2G | 2 | North | YES | 0.014868 | 1159 | 1128 | 1159 | 0 | 1.032 | Nuc | -1 | 0.03435 | 0 | 0 |  |  | 0 | 0 | -0.03435 | 0 |  |  |  |  | 0 | 0
728 | WOLFRIDGE801 | 1 | North | YES | 0.014589 | 11.2 | 0 | 112.5 | 0 | 0.99 | Wind | -1 | 0.034629 | 0 | 112.5 |  |  | 0 | 0 | -0.034629 | 0 |  |  |  |  | 0 | 0
6144 | MCADOO1A | 1 | West | YES | 0.044444 | 15 | 0 | 150 | 0 | 1.025 | Wind | 1 | 0.034716 | 0 | 150 | 6.6666 | 150 |  |  | 0.034716 | 5.2073 |  |  |  |  | 0 | 0
1879 | WLFHOLW_3G | 3 | North | YES | 0.014395 | 272.4 | 89.2 | 272.4 | 0 | 1.032 | CC | -1 | 0.034823 | 272.4 | 272.4 |  |  | 3.9212 | 272.4 | -0.034823 | -9.4859 |  |  |  |  | 0 | 0
1877 | WLFHOLW_1G | 1 | North | YES | 0.014395 | 217.3 | 89.2 | 217.3 | 0 | 1.032 | CC | -1 | 0.034823 | 217.3 | 217.3 |  |  | 3.128 | 217.3 | -0.034823 | -7.5671 |  |  |  |  | 0 | 0
1878 | WLFHOLW_2G | 2 | North | YES | 0.014395 | 215.7 | 105 | 215.7 | 0 | 1.032 | CC | -1 | 0.034823 | 215.7 | 215.7 |  |  | 3.105 | 215.7 | -0.034823 | -7.5114 |  |  |  |  | 0 | 0
1889 | DECRDOVA_1G | 1 | North | YES | 0.013917 | 779 | 255 | 779 | 0 | 1.02 | GSC | -1 | 0.035301 | 779 | 779 |  |  | 10.8413 | 779 | -0.035301 | -27.4997 |  |  |  |  | 0 | 0
6407 | TURKTRAK1A | 1 | West | YES | 0.045198 | 33.9 | 0 | 169.5 | 0 | 1.025 | Wind | 1 | 0.03547 | 0 | 169.5 | 7.6611 | 169.5 |  |  | 0.03547 | 6.0121 |  |  |  |  | 0 | 0
1892 | DECRDOVA_2G | A | North | YES | 0.013654 | 65 | 65 | 70 | 0 | 1.025 | GGT | -1 | 0.035564 | 70 | 70 |  |  | 0.95578 | 70 | -0.035564 | -2.4895 |  |  |  |  | 0 | 0
1893 | DECRDOVA_3G | B | North | YES | 0.013654 | 65 | 65 | 69 | 0 | 1.025 | GGT | -1 | 0.035564 | 69 | 69 |  |  | 0.94213 | 69 | -0.035564 | -2.4539 |  |  |  |  | 0 | 0
1894 | DECRDOVA_4G | C | North | YES | 0.013654 | 65 | 65 | 69 | 0 | 1.025 | GGT | -1 | 0.035564 | 69 | 69 |  |  | 0.94213 | 69 | -0.035564 | -2.4539 |  |  |  |  | 0 | 0
1895 | DECRDOVA_5G | D | North | YES | 0.013654 | 65 | 65 | 68 | 0 | 1.025 | GGT | -1 | 0.035564 | 68 | 68 |  |  | 0.92847 | 68 | -0.035564 | -2.4184 |  |  |  |  | 0 | 0
11057 | CHAMPION_1G | 1 | West | YES | 0.045393 | 25.3 | 0 | 126.5 |  | 1 | Wind | 1 | 0.035665 | 0 | 126.5 | 5.7422 | 126.5 |  |  | 0.035665 | 4.5116 |  |  |  |  | 0 | 0
11059 | INADALE_1G | 1 | West | YES | 0.045393 | 39.4 | 0 | 197 |  | 1 | Wind | 1 | 0.035665 | 0 | 197 | 8.9424 | 197 |  |  | 0.035665 | 7.0259 |  |  |  |  | 0 | 0
11056 | ROSCOE_1G | 1 | West | YES | 0.045393 | 41.8 | 0 | 209 |  | 1 | Wind | 1 | 0.035665 | 0 | 209 | 9.4871 | 209 |  |  | 0.035665 | 7.4539 |  |  |  |  | 0 | 0
11058 | PYRON_1G | 1 | West | YES | 0.045393 | 49.8 | 0 | 249 |  | 1 | Wind | 1 | 0.035665 | 0 | 249 | 11.3029 | 249 |  |  | 0.035665 | 8.8805 |  |  |  |  | 0 | 0
1861 | EAGLEMNT_1G | MB | North | YES | 0.013514 | 0 | 30 | 112 |  | 1.022 | GST | -1 | 0.035704 | 0 | 0 |  |  | 0 | 0 | -0.035704 | 0 |  |  |  |  | 0 | 0
1862 | EAGLEMNT_2G | MB | North | YES | 0.013514 | 0 | 40 | 100 |  | 1.022 | GST | -1 | 0.035704 | 0 | 0 |  |  | 0 | 0 | -0.035704 | 0 |  |  |  |  | 0 | 0
1863 | EAGLEMNT_3G | MB | North | YES | 0.013514 | 0 | 50 | 378 |  | 1.022 | GST | -1 | 0.035704 | 0 | 0 |  |  | 0 | 0 | -0.035704 | 0 |  |  |  |  | 0 | 0
924 | SPENCER_G5 | 1 | North | YES | 0.013094 | 52 | 20 | 66 | 0 | 1.03 | GST | -1 | 0.036124 | 66 | 66 |  |  | 0.8642 | 66 | -0.036124 | -2.3842 |  |  |  |  | 0 | 0
923 | SPENCER_G4 | 1 | North | YES | 0.013094 | 48 | 20 | 61 | 0 | 1.03 | GST | -1 | 0.036124 | 61 | 61 |  |  | 0.79873 | 61 | -0.036124 | -2.2036 |  |  |  |  | 0 | 0
1354 | AEPWIND_8 | 1 | West | YES | 0.046524 | 20.2 | 0 | 101 |  | 1 | Wind | 1 | 0.036796 | 0 | 101 | 4.6989 | 101 |  |  | 0.036796 | 3.7164 |  |  |  |  | 0 | 0
1343 | TRENTIPP_8 | 1 | West | YES | 0.046524 | 30 | 0 | 150 |  | 1.014 | Wind | 1 | 0.036796 | 0 | 150 | 6.9786 | 150 |  |  | 0.036796 | 5.5193 |  |  |  |  | 0 | 0
366 | JNSNCNTY802 | 1 | North | YES | 0.012026 | 168 | 20 | 168 | 0 | 1.02 | Cogen | -1 | 0.037192 | 0 | 0 |  |  | 0 | 0 | -0.037192 | 0 |  |  |  |  | 0 | 0
367 | JNSNCNTY802 | 2 | North | YES | 0.012026 | 90 | 20 | 90 | 0 | 1.02 | Cogen | -1 | 0.037192 | 0 | 0 |  |  | 0 | 0 | -0.037192 | 0 |  |  |  |  | 0 | 0
1949 | HANDLEY_5G | 5 | North | YES | 0.011815 | 348 | 150 | 435 | 0 | 1.022 | GST | -1 | 0.037403 | 435 | 435 |  |  | 5.1395 | 435 | -0.037403 | -16.2705 |  |  |  |  | 0 | 0
1947 | HANDLEY_3G | 3 | North | YES | 0.011815 | 316 | 100 | 395 | 0 | 1.022 | GST | -1 | 0.037403 | 395 | 395 |  |  | 4.6669 | 395 | -0.037403 | -14.7743 |  |  |  |  | 0 | 0
1948 | HANDLEY_4G | 4 | North | YES | 0.011695 | 348 | 150 | 435 | 0 | 1.022 | GST | -1 | 0.037523 | 435 | 435 |  |  | 5.0873 | 435 | -0.037523 | -16.3227 |  |  |  |  | 0 | 0
36998 | RDCNYNG1 | 1 | West | YES | 0.047265 | 16.8 | 0 | 84 |  | 1.01 | Wind | 1 | 0.037537 | 0 | 84 | 3.9703 | 84 |  |  | 0.037537 | 3.1531 |  |  |  |  | 0 | 0
1069 | KINDERMG_1G | 1 | West | YES | 0.047908 | 25 | 5 | 25 | 0 | 1.017 | Cogen | 1 | 0.03818 | 0 | 0 | 0 | 0 |  |  | 0.03818 | 0 |  |  |  |  | 0 | 0
1070 | KINDERMG_2G | 1 | West | YES | 0.047908 | 45.7 | 12 | 45.7 | 0 | 1.017 | Cogen | 1 | 0.03818 | 0 | 0 | 0 | 0 |  |  | 0.03818 | 0 |  |  |  |  | 0 | 0
1071 | KINDERMG_3G | 1 | West | YES | 0.047908 | 45.7 | 12 | 45.7 | 0 | 1.017 | Cogen | 1 | 0.03818 | 0 | 0 | 0 | 0 |  |  | 0.03818 | 0 |  |  |  |  | 0 | 0
1062 | CIELOGEN_2G | 1 | West | YES | 0.047908 | 12.2 | 0 | 61 |  | 1 | Wind | 1 | 0.03818 | 0 | 61 | 2.9224 | 61 |  |  | 0.03818 | 2.329 |  |  |  |  | 0 | 0
1061 | CIELOGEN_1G | 1 | West | YES | 0.047908 | 19.8 | 0 | 99 |  | 1 | Wind | 1 | 0.03818 | 0 | 99 | 4.7429 | 99 |  |  | 0.03818 | 3.7798 |  |  |  |  | 0 | 0
2371 | COLLIN_1G | MB | North | YES | 0.011033 | 0 | 40 | 138 |  | 1.022 | GST | -1 | 0.038185 | 0 | 0 |  |  | 0 | 0 | -0.038185 | 0 |  |  |  |  | 0 | 0
1073 | SCURRYCW_2G | 2 | West | YES | 0.047931 | 24 | 0 | 120 | 0 | 1.0217 | Wind | 1 | 0.038203 | 0 | 120 | 5.7517 | 120 |  |  | 0.038203 | 4.5843 |  |  |  |  | 0 | 0
1068 | SCURRYCW_1G | 1 | West | YES | 0.047931 | 28.2 | 1.3 | 141 | 0 | 1.0217 | Wind | 1 | 0.038203 | 0 | 141 | 6.7583 | 141 |  |  | 0.038203 | 5.3866 |  |  |  |  | 0 | 0
6948 | DENISNDM | 1 | North | YES | 0.010788 | 40 | 5 | 40 |  | 1.015 | Hydro | -1 | 0.03843 | 0 | 0 |  |  | 0 | 0 | -0.03843 | 0 |  |  |  |  | 0 | 0
6948 | DENISNDM | 2 | North | YES | 0.010788 | 31 | 5 | 40 |  | 1.015 | Hydro | -1 | 0.03843 | 0 | 0 |  |  | 0 | 0 | -0.03843 | 0 |  |  |  |  | 0 | 0
2383 | NTHLK3_G | 3 | North | YES | 0.010784 | 0 | 50 | 329 |  | 1.022 | GST | -1 | 0.038434 | 329 | 329 |  |  | 3.5479 | 329 | -0.038434 | -12.6449 |  |  |  |  | 0 | 0
2382 | NTHLK2_G | 2 | North | YES | 0.010784 | 0 | 35 | 181 |  | 1.022 | GST | -1 | 0.038434 | 181 | 181 |  |  | 1.9519 | 181 | -0.038434 | -6.9566 |  |  |  |  | 0 | 0
2381 | NTHLK1_G | 1 | North | YES | 0.010784 | 0 | 35 | 156 |  | 1.022 | GST | -1 | 0.038434 | 156 | 156 |  |  | 1.6823 | 156 | -0.038434 | -5.9958 |  |  |  |  | 0 | 0
6637 | SNYDERW1A | 1 | West | YES | 0.048171 | 12.6 | 0 | 63 | 0 | 1.025 | Wind | 1 | 0.038443 | 0 | 63 | 3.0348 | 63 |  |  | 0.038443 | 2.4219 |  |  |  |  | 0 | 0
1688 | VALLEY_2G | 2 | North | YES | 0.010654 | 527 | 90 | 527 | 0 | 1.029 | GSC | -1 | 0.038564 | 527 | 527 |  |  | 5.6147 | 527 | -0.038564 | -20.3234 |  |  |  |  | 0 | 0
1687 | VALLEY_1G | 1 | North | YES | 0.010654 | 136 | 15 | 170 | 0 | 1.029 | GST | -1 | 0.038564 | 170 | 170 |  |  | 1.8112 | 170 | -0.038564 | -6.5559 |  |  |  |  | 0 | 0
1689 | VALLEY_3G | 3 | North | YES | 0.010474 | 0 | 25 | 375 |  | 1.003 | GST | -1 | 0.038744 | 375 | 375 |  |  | 3.9278 | 375 | -0.038744 | -14.5291 |  |  |  |  | 0 | 0
11693 | KMICHIST3_G | 3 | North | YES | 0.010474 | 312 | 60 | 312 | 0 | 1.026 | CC | -1 | 0.038744 | 312 | 312 |  |  | 3.2679 | 312 | -0.038744 | -12.0882 |  |  |  |  | 0 | 0
11696 | KMICHIST6_G | 6 | North | YES | 0.010474 | 310 | 60 | 310 | 0 | 1.026 | CC | -1 | 0.038744 | 310 | 310 |  |  | 3.2469 | 310 | -0.038744 | -12.0107 |  |  |  |  | 0 | 0
11695 | KMICHICT5_G | 5 | North | YES | 0.010474 | 148 | 80 | 148 | 0 | 1.026 | CC | -1 | 0.038744 | 148 | 148 |  |  | 1.5502 | 148 | -0.038744 | -5.7342 |  |  |  |  | 0 | 0
11692 | KMICHICT2_G | 2 | North | YES | 0.010474 | 146 | 80 | 146 | 0 | 1.026 | CC | -1 | 0.038744 | 146 | 146 |  |  | 1.5292 | 146 | -0.038744 | -5.6567 |  |  |  |  | 0 | 0
11691 | KMICHICT1_G | 1 | North | YES | 0.010474 | 144 | 80 | 144 | 0 | 1.026 | CC | -1 | 0.038744 | 144 | 144 |  |  | 1.5083 | 144 | -0.038744 | -5.5792 |  |  |  |  | 0 | 0
11694 | KMICHICT4_G | 4 | North | YES | 0.010474 | 144 | 80 | 144 | 0 | 1.026 | CC | -1 | 0.038744 | 144 | 144 |  |  | 1.5083 | 144 | -0.038744 | -5.5792 |  |  |  |  | 0 | 0
1683 | LAMARPWR_6G | 6 | North | YES | 0.010418 | 198 | 129.1 | 198 | 0 | 1.038 | CC | -1 | 0.0388 | 198 | 198 |  |  | 2.0628 | 198 | -0.0388 | -7.6825 |  |  |  |  | 0 | 0
1680 | LAMARPWR_3G | 3 | North | YES | 0.010418 | 196 | 129.1 | 196 | 0 | 1.038 | CC | -1 | 0.0388 | 196 | 196 |  |  | 2.0419 | 196 | -0.0388 | -7.6049 |  |  |  |  | 0 | 0
1678 | LAMARPWR_1G | 1 | North | YES | 0.010418 | 160 | 67.7 | 160 | 0 | 1.038 | CC | -1 | 0.0388 | 160 | 160 |  |  | 1.6669 | 160 | -0.0388 | -6.2081 |  |  |  |  | 0 | 0
1682 | LAMARPWR_5G | 5 | North | YES | 0.010418 | 157 | 67.7 | 157 | 0 | 1.038 | CC | -1 | 0.0388 | 157 | 157 |  |  | 1.6356 | 157 | -0.0388 | -6.0917 |  |  |  |  | 0 | 0
1679 | LAMARPWR_2G | 2 | North | YES | 0.010418 | 156 | 67.7 | 156 | 0 | 1.038 | CC | -1 | 0.0388 | 156 | 156 |  |  | 1.6252 | 156 | -0.0388 | -6.0529 |  |  |  |  | 0 | 0
1681 | LAMARPWR_4G | 4 | North | YES | 0.010418 | 156 | 67.7 | 156 | 0 | 1.038 | CC | -1 | 0.0388 | 156 | 156 |  |  | 1.6252 | 156 | -0.0388 | -6.0529 |  |  |  |  | 0 | 0
1675 | PEC_1G | 1 | North | YES | 0.01039 | 76.7 | 35 | 76.7 | 0 | 1.022 | Cogen | -1 | 0.038828 | 0 | 0 |  |  | 0 | 0 | -0.038828 | 0 |  |  |  |  | 0 | 0
1676 | PEC_2G | 2 | North | YES | 0.01039 | 79.6 | 35 | 79.6 | 0 | 1.022 | Cogen | -1 | 0.038828 | 0 | 0 |  |  | 0 | 0 | -0.038828 | 0 |  |  |  |  | 0 | 0
1677 | PEC_3G | 3 | North | YES | 0.01039 | 88.4 | 35 | 88.4 | 0 | 1.022 | Cogen | -1 | 0.038828 | 0 | 0 |  |  | 0 | 0 | -0.038828 | 0 |  |  |  |  | 0 | 0
1701 | MOSES_1G | 1 | North | YES | 0.010308 | 558 | 175 | 558 | 0 | 1.023 | LIGCO | -1 | 0.03891 | 0 | 558 |  |  | 0 | 0 | -0.03891 | 0 |  |  |  |  | 0 | 0
1702 | MOSES_2G | 2 | North | YES | 0.010308 | 579 | 175 | 579 | 0 | 1.023 | LIGCO | -1 | 0.03891 | 0 | 579 |  |  | 0 | 0 | -0.03891 | 0 |  |  |  |  | 0 | 0
1703 | MOSES_3G | 3 | North | YES | 0.010308 | 808 | 463 | 808 | 0 | 1.023 | LIGCO | -1 | 0.03891 | 0 | 808 |  |  | 0 | 0 | -0.03891 | 0 |  |  |  |  | 0 | 0
5925 | DCEAST | EQ | North | YES | 0.010308 | 400.3 | -600 | 600 | 0 | 1.025 | DCTie | -1 | 0.03891 | 0 | 0 |  |  | 0 | 0 | -0.03891 | 0 |  |  |  |  | 0 | 0
1938 | MDLTHELP_6G | 6 | North | YES | 0.010274 | 226 | 74 | 226 | 0 | 1 | CC | -1 | 0.038944 | 226 | 226 |  |  | 2.3219 | 226 | -0.038944 | -8.8014 |  |  |  |  | 0 | 0
1937 | MDLTHELP_5G | 5 | North | YES | 0.010274 | 224 | 74 | 224 | 0 | 1 | CC | -1 | 0.038944 | 224 | 224 |  |  | 2.3014 | 224 | -0.038944 | -8.7235 |  |  |  |  | 0 | 0
1943 | MDLTHELP_3G | 3 | North | YES | 0.010274 | 212 | 74 | 212 | 0 | 1 | CC | -1 | 0.038944 | 212 | 212 |  |  | 2.1781 | 212 | -0.038944 | -8.2562 |  |  |  |  | 0 | 0
1944 | MDLTHELP_4G | 4 | North | YES | 0.010274 | 211 | 74 | 211 | 0 | 1 | CC | -1 | 0.038944 | 211 | 211 |  |  | 2.1678 | 211 | -0.038944 | -8.2173 |  |  |  |  | 0 | 0
71051 | L_BITTCR1_1N | W1 | West | YES | 0.048677 | 7.5 | 0 | 37.5 |  | 1.02 | Wind | 1 | 0.038949 | 0 | 37.5 | 1.8254 | 37.5 |  |  | 0.038949 | 1.4606 |  |  |  |  | 0 | 0
71061 | L_SWEETW1_5N | W1 | West | YES | 0.048677 | 16.1 | 0 | 80.5 | 0 | 1.02 | Wind | 1 | 0.038949 | 0 | 80.5 | 3.9185 | 80.5 |  |  | 0.038949 | 3.1354 |  |  |  |  | 0 | 0
71060 | L_SWEETW1_4N | W1 | West | YES | 0.048677 | 21 | 0 | 105 | 0 | 1.02 | Wind | 1 | 0.038949 | 0 | 105 | 5.1111 | 105 |  |  | 0.038949 | 4.0896 |  |  |  |  | 0 | 0
71054 | L_SWEETW1_1N | W1 | West | YES | 0.048677 | 21.5 | 0 | 107.5 |  | 1.02 | Wind | 1 | 0.038949 | 0 | 107.5 | 5.2328 | 107.5 |  |  | 0.038949 | 4.187 |  |  |  |  | 0 | 0
71059 | L_SWEETW1_3N | W1 | West | YES | 0.048677 | 23.8 | 0 | 119 | 0 | 1.02 | Wind | 1 | 0.038949 | 0 | 119 | 5.7926 | 119 |  |  | 0.038949 | 4.6349 |  |  |  |  | 0 | 0
71057 | L_SWEETW1_2N | W1 | West | YES | 0.048677 | 27 | 0 | 135 |  | 1.02 | Wind | 1 | 0.038949 | 0 | 135 | 6.5714 | 135 |  |  | 0.038949 | 5.2581 |  |  |  |  | 0 | 0
11309 | BULLCREK_2G | 1 | West | YES | 0.048683 | 20.9 | 0 | 180 |  | 1 | Wind | 1 | 0.038955 | 0 | 180 | 8.7629 | 180 |  |  | 0.038955 | 7.0118 |  |  |  |  | 0 | 0
11310 | BULLCREK_1G | 1 | West | YES | 0.048683 | 15.1 | 0 | 180 |  | 1 | Wind | 1 | 0.038955 | 0 | 180 | 8.7629 | 180 |  |  | 0.038955 | 7.0118 |  |  |  |  | 0 | 0
11320 | COYOTE_1G | 1 | West | YES | 0.048767 | 22.5 | 0 | 225 |  | 1 | Wind | 1 | 0.039039 | 0 | 225 | 10.9726 | 225 |  |  | 0.039039 | 8.7837 |  |  |  |  | 0 | 0
1044 | MRGNFG_6G | F | West | YES | 0.048793 | 66 | 66 | 66 | 0 | 1.029 | GGT | 1 | 0.039065 | 66 | 66 | 3.2203 | 66 |  |  | 0.039065 | 2.5783 |  |  |  |  | 0 | 0
1042 | MRGNDG_4G | D | West | YES | 0.048793 | 68 | 68 | 68 | 0 | 1.029 | GGT | 1 | 0.039065 | 68 | 68 | 3.3179 | 68 |  |  | 0.039065 | 2.6564 |  |  |  |  | 0 | 0
1039 | MRGNAG_1G | A | West | YES | 0.048793 | 69 | 69 | 69 | 0 | 1.029 | GGT | 1 | 0.039065 | 69 | 69 | 3.3667 | 69 |  |  | 0.039065 | 2.6955 |  |  |  |  | 0 | 0
1041 | MRGNCG_3G | C | West | YES | 0.048793 | 69 | 69 | 70 | 0 | 1.029 | GGT | 1 | 0.039065 | 70 | 70 | 3.4155 | 70 |  |  | 0.039065 | 2.7345 |  |  |  |  | 0 | 0
1043 | MRGNEG_5G | E | West | YES | 0.048793 | 68 | 68 | 70 | 0 | 1.029 | GGT | 1 | 0.039065 | 70 | 70 | 3.4155 | 70 |  |  | 0.039065 | 2.7345 |  |  |  |  | 0 | 0
1040 | MRGNBG_2G | B | West | YES | 0.048793 | 70 | 70 | 71 | 0 | 1.029 | GGT | 1 | 0.039065 | 71 | 71 | 3.4643 | 71 |  |  | 0.039065 | 2.7736 |  |  |  |  | 0 | 0
1037 | MORGAN5G_5G | 5 | West | YES | 0.048793 | 109.6 | 40 | 137 | 0 | 1.029 | GST | 1 | 0.039065 | 137 | 137 | 6.6846 | 137 |  |  | 0.039065 | 5.3518 |  |  |  |  | 0 | 0
844 | OLINGER_G3 | 1 | North | YES | 0.010115 | 103.9 | 45 | 150 | 0 | 1.03 | GST | -1 | 0.039103 | 150 | 150 |  |  | 1.5172 | 150 | -0.039103 | -5.8655 |  |  |  |  | 0 | 0
843 | OLINGER_G2 | 1 | North | YES | 0.010115 | 76.2 | 25 | 110 | 0 | 1.03 | GST | -1 | 0.039103 | 110 | 110 |  |  | 1.1126 | 110 | -0.039103 | -4.3014 |  |  |  |  | 0 | 0
842 | OLINGER_G1 | 1 | North | YES | 0.010115 | 55.4 | 20 | 79 | 0 | 1.03 | GST | -1 | 0.039103 | 79 | 79 |  |  | 0.79909 | 79 | -0.039103 | -3.0892 |  |  |  |  | 0 | 0
845 | OLINGER_G4 | 1 | North | YES | 0.010115 | 51.9 | 0 | 76 | 0 | 1.03 | GGT | -1 | 0.039103 | 76 | 76 |  |  | 0.76874 | 76 | -0.039103 | -2.9719 |  |  |  |  | 0 | 0
837 | NEWMAN_G5 | 1 | North | YES | 0.010077 | 0 | 15 | 40 |  | 1.01 | GST | -1 | 0.039141 | 40 | 40 |  |  | 0.40308 | 40 | -0.039141 | -1.5657 |  |  |  |  | 0 | 0
950 | STEAM3 | 1 | North | YES | 0.010048 | 41 | 13 | 42 | 0 | 1.02 | GST | -1 | 0.03917 | 42 | 42 |  |  | 0.42202 | 42 | -0.03917 | -1.6452 |  |  |  |  | 0 | 0
949 | STEAM2 | 1 | North | YES | 0.010048 | 26 | 8 | 26 | 0 | 0.99 | GST | -1 | 0.03917 | 26 | 26 |  |  | 0.26125 | 26 | -0.03917 | -1.0184 |  |  |  |  | 0 | 0
948 | STEAM1 | 1 | North | YES | 0.010048 | 0 | 12 | 20 |  | 1.02 | GST | -1 | 0.03917 | 20 | 20 |  |  | 0.20096 | 20 | -0.03917 | -0.78341 |  |  |  |  | 0 | 0
2417 | MTCK8_G | 8 | North | YES | 0.009971 | 444.8 | 60 | 556 | 0 | 1.022 | GSC | -1 | 0.039247 | 556 | 556 |  |  | 5.5439 | 556 | -0.039247 | -21.8215 |  |  |  |  | 0 | 0
2413 | MTCK6_G | 6 | North | YES | 0.009971 | 0 | 30 | 118 |  | 1.022 | GST | -1 | 0.039247 | 118 | 118 |  |  | 1.1766 | 118 | -0.039247 | -4.6312 |  |  |  |  | 0 | 0
2414 | MTCK7_G | 7 | North | YES | 0.009971 | 0 | 30 | 115 |  | 1.022 | GST | -1 | 0.039247 | 115 | 115 |  |  | 1.1467 | 115 | -0.039247 | -4.5134 |  |  |  |  | 0 | 0
1416 | SWETWATR_1G | 1 | West | YES | 0.049049 | 30 | 18 | 30 | 0 | 1.026 | CC | 1 | 0.039321 | 30 | 30 | 1.4715 | 30 |  |  | 0.039321 | 1.1796 |  |  |  |  | 0 | 0
1419 | SWETWATR_4G | 4 | West | YES | 0.049049 | 61 | 36 | 61 | 0 | 1.026 | CC | 1 | 0.039321 | 61 | 61 | 2.992 | 61 |  |  | 0.039321 | 2.3986 |  |  |  |  | 0 | 0
1418 | SWETWATR_3G | 3 | West | YES | 0.049049 | 68 | 36 | 68 | 0 | 1.026 | CC | 1 | 0.039321 | 68 | 68 | 3.3353 | 68 |  |  | 0.039321 | 2.6738 |  |  |  |  | 0 | 0
1417 | SWETWATR_2G | 2 | West | YES | 0.049049 | 72 | 36 | 72 | 0 | 1.026 | CC | 1 | 0.039321 | 72 | 72 | 3.5315 | 72 |  |  | 0.039321 | 2.8311 |  |  |  |  | 0 | 0
2452 | LKHB2_G | 2 | North | YES | 0.009827 | 516 | 80 | 516 | 0 | 1.022 | GST | -1 | 0.039391 | 516 | 516 |  |  | 5.0707 | 516 | -0.039391 | -20.3259 |  |  |  |  | 0 | 0
2451 | LKHB1_G | 1 | North | YES | 0.009827 | 0 | 80 | 391 |  | 1.022 | GST | -1 | 0.039391 | 391 | 391 |  |  | 3.8424 | 391 | -0.039391 | -15.402 |  |  |  |  | 0 | 0
12440 | PARKD_1SVC8 | 1 | North | YES | 0.009791 | 0 | 0 | 0 | 0 | 1.007 | GST | -1 | 0.039427 | 0 | 0 |  |  | 0 | 0 | -0.039427 | 0 |  |  |  |  | 0 | 0
12449 | PARKD_2SVC8 | 1 | North | YES | 0.009791 | 0 | 0 | 0 | 0 | 1.007 | GST | -1 | 0.039427 | 0 | 0 |  |  | 0 | 0 | -0.039427 | 0 |  |  |  |  | 0 | 0
11065 | ELBOWCK_1G | 1 | West | YES | 0.049247 | 23.4 | 0 | 121.9 | 0 | 1 | Wind | 1 | 0.039519 | 0 | 121.9 | 6.0032 | 121.9 |  |  | 0.039519 | 4.8173 |  |  |  |  | 0 | 0
1058 | LONGSHORE_5 | 1 | West | YES | 0.049247 | 30 | 0 | 150 |  | 1.01 | Wind | 1 | 0.039519 | 0 | 150 | 7.3871 | 150 |  |  | 0.039519 | 5.9278 |  |  |  |  | 0 | 0
1058 | LONGSHORE_5 | 2 | West | YES | 0.049247 | 44 | 0 | 220 |  | 1.01 | Wind | 1 | 0.039519 | 0 | 220 | 10.8343 | 220 |  |  | 0.039519 | 8.6941 |  |  |  |  | 0 | 0
12424 | FPLEFR2S_G | 4 | North | YES | 0.00967 | 415 | 191 | 415 | 0 | 1 | CC | -1 | 0.039548 | 415 | 415 |  |  | 4.013 | 415 | -0.039548 | -16.4126 |  |  |  |  | 0 | 0
12414 | FPLEFR1S_G | 4 | North | YES | 0.00967 | 414 | 191 | 414 | 0 | 1 | CC | -1 | 0.039548 | 414 | 414 |  |  | 4.0034 | 414 | -0.039548 | -16.373 |  |  |  |  | 0 | 0
12412 | FPLEFR1B_G | 2 | North | YES | 0.00967 | 164 | 72 | 164 | 0 | 1 | CC | -1 | 0.039548 | 164 | 164 |  |  | 1.5859 | 164 | -0.039548 | -6.4859 |  |  |  |  | 0 | 0
12413 | FPLEFR1C_G | 3 | North | YES | 0.00967 | 164 | 72 | 164 | 0 | 1 | CC | -1 | 0.039548 | 164 | 164 |  |  | 1.5859 | 164 | -0.039548 | -6.4859 |  |  |  |  | 0 | 0
12423 | FPLEFR2C_G | 3 | North | YES | 0.00967 | 163 | 72 | 163 | 0 | 1 | CC | -1 | 0.039548 | 163 | 163 |  |  | 1.5762 | 163 | -0.039548 | -6.4464 |  |  |  |  | 0 | 0
12421 | FPLEFR2A_G | 1 | North | YES | 0.00967 | 162 | 72 | 162 | 0 | 1 | CC | -1 | 0.039548 | 162 | 162 |  |  | 1.5665 | 162 | -0.039548 | -6.4068 |  |  |  |  | 0 | 0
12411 | FPLEFR1A_G | 1 | North | YES | 0.00967 | 161 | 72 | 161 | 0 | 1 | CC | -1 | 0.039548 | 161 | 161 |  |  | 1.5569 | 161 | -0.039548 | -6.3673 |  |  |  |  | 0 | 0
12422 | FPLEFR2B_G | 2 | North | YES | 0.00967 | 161 | 72 | 161 | 0 | 1 | CC | -1 | 0.039548 | 161 | 161 |  |  | 1.5569 | 161 | -0.039548 | -6.3673 |  |  |  |  | 0 | 0
1045 | CALENG1G_1G | 1 | West | YES | 0.04939 | 73.4 | 27 | 73.4 | 0 | 1.014 | Cogen | 1 | 0.039662 | 0 | 0 | 0 | 0 |  |  | 0.039662 | 0 |  |  |  |  | 0 | 0
1046 | CALENG2G_2G | 2 | West | YES | 0.04939 | 73.4 | 27 | 73.4 | 0 | 1.014 | Cogen | 1 | 0.039662 | 0 | 0 | 0 | 0 |  |  | 0.039662 | 0 |  |  |  |  | 0 | 0
1047 | CALENG3G_3G | 3 | West | YES | 0.04939 | 70.4 | 27 | 70.4 | 0 | 1.014 | Cogen | 1 | 0.039662 | 0 | 0 | 0 | 0 |  |  | 0.039662 | 0 |  |  |  |  | 0 | 0
1360 | GUNSIGHT_8 | 1 | West | YES | 0.049513 | 0 | 0 | 120 |  | 1.01 | Wind | 1 | 0.039785 | 0 | 120 | 5.9416 | 120 |  |  | 0.039785 | 4.7742 |  |  |  |  | 0 | 0
1941 | MDLTHELP_1G | 1 | North | YES | 0.009413 | 216.4 | 74 | 216.4 | 0 | 1 | CC | -1 | 0.039805 | 216.4 | 216.4 |  |  | 2.037 | 216.4 | -0.039805 | -8.6139 |  |  |  |  | 0 | 0
1942 | MDLTHELP_2G | 2 | North | YES | 0.009413 | 216.1 | 74 | 216.1 | 0 | 1 | CC | -1 | 0.039805 | 216.1 | 216.1 |  |  | 2.0341 | 216.1 | -0.039805 | -8.6019 |  |  |  |  | 0 | 0
1327 | WILDHRSE_1G | 1 | West | YES | 0.049591 | 0 | 0 | 120 |  | 1 | Wind | 1 | 0.039863 | 0 | 120 | 5.9509 | 120 |  |  | 0.039863 | 4.7835 |  |  |  |  | 0 | 0
12322 | ENNSTRAC_1G | 1 | North | YES | 0.009218 | 196 | 130 | 196 | 0 | 1.036 | CC | -1 | 0.04 | 196 | 196 |  |  | 1.8067 | 196 | -0.04 | -7.8401 |  |  |  |  | 0 | 0
12323 | ENNSTRAC_2G | 2 | North | YES | 0.009218 | 116 | 100 | 116 | 0 | 1.036 | CC | -1 | 0.04 | 116 | 116 |  |  | 1.0693 | 116 | -0.04 | -4.64 |  |  |  |  | 0 | 0
1333 | MCDDONAL_8 | 1 | West | YES | 0.049772 | 42.8 | 0 | 214.2 |  | 1.01 | Wind | 1 | 0.040044 | 0 | 214.2 | 10.6612 | 214.2 |  |  | 0.040044 | 8.5773 |  |  |  |  | 0 | 0
1328 | OCOTILLO_1G | 1 | West | YES | 0.049916 | 11.6 | 0 | 58 |  | 1.01 | Wind | 1 | 0.040188 | 0 | 58 | 2.8951 | 58 |  |  | 0.040188 | 2.3309 |  |  |  |  | 0 | 0
11001 | NAV1CT | 1 | West | YES | 0.049983 | 70.4 | 18 | 70.4 | 0 | 1.029 | CC | 1 | 0.040255 | 70.4 | 70.4 | 3.5188 | 70.4 |  |  | 0.040255 | 2.8339 |  |  |  |  | 0 | 0
11009 | NAV2CT | 1 | West | YES | 0.049983 | 71.4 | 18 | 71.4 | 0 | 1.029 | CC | 1 | 0.040255 | 71.4 | 71.4 | 3.5688 | 71.4 |  |  | 0.040255 | 2.8742 |  |  |  |  | 0 | 0
11012 | NAV4CT | 1 | West | YES | 0.049983 | 80 | 18 | 80 | 0 | 1.029 | CC | 1 | 0.040255 | 80 | 80 | 3.9986 | 80 |  |  | 0.040255 | 3.2204 |  |  |  |  | 0 | 0
11013 | NAV5CT | 1 | West | YES | 0.049983 | 80 | 18 | 80 | 0 | 1.029 | CC | 1 | 0.040255 | 80 | 80 | 3.9986 | 80 |  |  | 0.040255 | 3.2204 |  |  |  |  | 0 | 0
11011 | NAV3ST | 1 | West | YES | 0.049983 | 92.8 | 40 | 92.8 | 0 | 1.029 | CC | 1 | 0.040255 | 92.8 | 92.8 | 4.6384 | 92.8 |  |  | 0.040255 | 3.7356 |  |  |  |  | 0 | 0
11014 | NAV6ST | 1 | West | YES | 0.049983 | 115 | 40 | 115 | 0 | 1.029 | CC | 1 | 0.040255 | 115 | 115 | 5.748 | 115 |  |  | 0.040255 | 4.6293 |  |  |  |  | 0 | 0
11022 | TIEHVCG_2G | 1 | West | YES | 0.049991 | 132.4 | 103 | 132.4 | 0 | 1.012 | CC | 1 | 0.040263 | 132.4 | 132.4 | 6.6188 | 132.4 |  |  | 0.040263 | 5.3308 |  |  |  |  | 0 | 0
11023 | TIEHVCG_3G | 1 | West | YES | 0.049991 | 137.4 | 103 | 137.4 | 0 | 1.012 | CC | 1 | 0.040263 | 137.4 | 137.4 | 6.8688 | 137.4 |  |  | 0.040263 | 5.5321 |  |  |  |  | 0 | 0
11021 | TIEHVCG_1G | 1 | West | YES | 0.049991 | 142.1 | 103 | 142.1 | 0 | 1.012 | CC | 1 | 0.040263 | 142.1 | 142.1 | 7.1037 | 142.1 |  |  | 0.040263 | 5.7213 |  |  |  |  | 0 | 0
11024 | TIEHVCG_4G | 1 | West | YES | 0.049991 | 147 | 103 | 147 | 0 | 1.012 | CC | 1 | 0.040263 | 147 | 147 | 7.3487 | 147 |  |  | 0.040263 | 5.9186 |  |  |  |  | 0 | 0
11020 | TIEHVSG_1G | 1 | West | YES | 0.049991 | 208.2 | 63 | 208.2 | 0 | 1.012 | CC | 1 | 0.040263 | 208.2 | 208.2 | 10.4081 | 208.2 |  |  | 0.040263 | 8.3827 |  |  |  |  | 0 | 0
11025 | TIEHVSG_2G | 1 | West | YES | 0.049991 | 213.2 | 63 | 213.2 | 0 | 1.012 | CC | 1 | 0.040263 | 213.2 | 213.2 | 10.6581 | 213.2 |  |  | 0.040263 | 8.584 |  |  |  |  | 0 | 0
1326 | STANTONW_8 | 1 | West | YES | 0.050071 | 20.1 | 0 | 100.5 |  | 1.01 | Wind | 1 | 0.040343 | 0 | 100.5 | 5.0321 | 100.5 |  |  | 0.040343 | 4.0544 |  |  |  |  | 0 | 0
3097 | MARTLAKE_1G | 1 | North | YES | 0.008497 | 790 | 500 | 790 | 0 | 1.017 | LIGCO | -1 | 0.040721 | 0 | 790 |  |  | 0 | 0 | -0.040721 | 0 |  |  |  |  | 0 | 0
3098 | MARTLAKE_2G | 2 | North | YES | 0.008497 | 795 | 461 | 795 | 0 | 1.017 | LIGCO | -1 | 0.040721 | 0 | 795 |  |  | 0 | 0 | -0.040721 | 0 |  |  |  |  | 0 | 0
3099 | MARTLAKE_3G | 3 | North | YES | 0.008497 | 804 | 500 | 804 | 0 | 1.017 | LIGCO | -1 | 0.040721 | 0 | 804 |  |  | 0 | 0 | -0.040721 | 0 |  |  |  |  | 0 | 0
11147 | NOTREES_1G | 1 | West | YES | 0.050485 | 29.8 | 0 | 149 | 0 | 1.017 | Wind | 1 | 0.040757 | 0 | 149 | 7.5223 | 149 |  |  | 0.040757 | 6.0727 |  |  |  |  | 0 | 0
7038 | L_DELAWA1_1Y | 2 | West | YES | 0.0506 | 3 | 0 | 30 | 0 | 1 | Wind | 1 | 0.040872 | 0 | 30 | 1.518 | 30 |  |  | 0.040872 | 1.2261 |  |  |  |  | 0 | 0
7038 | L_DELAWA1_1Y | 1 | West | YES | 0.0506 | 3.5 | 0 | 35 | 0 | 1 | Wind | 1 | 0.040872 | 0 | 35 | 1.771 | 35 |  |  | 0.040872 | 1.4305 |  |  |  |  | 0 | 0
13119 | TGATEWAY_4G | 4 | North | YES | 0.008337 | 399 | 65 | 399 | 0 | 1.0232 | CC | -1 | 0.040881 | 399 | 399 |  |  | 3.3265 | 399 | -0.040881 | -16.3117 |  |  |  |  | 0 | 0
13116 | TGATEWAY_1G | 1 | North | YES | 0.008337 | 151 | 30 | 151 | 0 | 1.0232 | CC | -1 | 0.040881 | 151 | 151 |  |  | 1.2589 | 151 | -0.040881 | -6.1731 |  |  |  |  | 0 | 0
13118 | TGATEWAY_3G | 3 | North | YES | 0.008337 | 148 | 30 | 148 | 0 | 1.0232 | CC | -1 | 0.040881 | 148 | 148 |  |  | 1.2339 | 148 | -0.040881 | -6.0504 |  |  |  |  | 0 | 0
13117 | TGATEWAY_2G | 2 | North | YES | 0.008337 | 130 | 30 | 130 | 0 | 1.0232 | CC | -1 | 0.040881 | 130 | 130 |  |  | 1.0838 | 130 | -0.040881 | -5.3146 |  |  |  |  | 0 | 0
1002 | PBCTAGE_1G | A | West | YES | 0.050658 | 64 | 64 | 66 | 0 | 1.036 | GGT | 1 | 0.04093 | 66 | 66 | 3.3434 | 66 |  |  | 0.04093 | 2.7014 |  |  |  |  | 0 | 0
1003 | PBCTBGE_2G | B | West | YES | 0.050658 | 65 | 65 | 66 | 0 | 1.036 | GGT | 1 | 0.04093 | 66 | 66 | 3.3434 | 66 |  |  | 0.04093 | 2.7014 |  |  |  |  | 0 | 0
1004 | PBCTCGE_3G | C | West | YES | 0.050658 | 62 | 62 | 67 | 0 | 1.036 | GGT | 1 | 0.04093 | 67 | 67 | 3.3941 | 67 |  |  | 0.04093 | 2.7423 |  |  |  |  | 0 | 0
1006 | PBCTEGE_5G | E | West | YES | 0.050658 | 65 | 65 | 67 | 0 | 1.036 | GGT | 1 | 0.04093 | 67 | 67 | 3.3941 | 67 |  |  | 0.04093 | 2.7423 |  |  |  |  | 0 | 0
1005 | PBCTDGE_4G | D | West | YES | 0.050658 | 65 | 65 | 68 | 0 | 1.036 | GGT | 1 | 0.04093 | 68 | 68 | 3.4447 | 68 |  |  | 0.04093 | 2.7832 |  |  |  |  | 0 | 0
1007 | PB5GEN_6G | 5 | West | YES | 0.050658 | 91.2 | 40 | 114 | 0 | 1.036 | GST | 1 | 0.04093 | 114 | 114 | 5.775 | 114 |  |  | 0.04093 | 4.666 |  |  |  |  | 0 | 0
1008 | PB6GEN_7G | 6 | West | YES | 0.050658 | 515 | 130 | 515 | 0 | 1.036 | GST | 1 | 0.04093 | 515 | 515 | 26.0889 | 515 |  |  | 0.04093 | 21.0787 |  |  |  |  | 0 | 0
3348 | CHAMPION_1G | MB | North | YES | 0.008189 | 0 | 42 | 42 |  | 1 | Cogen | -1 | 0.041029 | 0 | 0 |  |  | 0 | 0 | -0.041029 | 0 |  |  |  |  | 0 | 0
3309 | ASPN_G | 1 | North | YES | 0.008174 | 50 | 0 | 50 |  | 1 | Bio | -1 | 0.041044 | 50 | 50 |  |  | 0.4087 | 50 | -0.041044 | -2.0522 |  |  |  |  | 0 | 0
3126 | TRINIDAD_6G | 1 | North | YES | 0.008123 | 179.2 | 46 | 224 | 0 | 1 | GST | -1 | 0.041095 | 224 | 224 |  |  | 1.8196 | 224 | -0.041095 | -9.2054 |  |  |  |  | 0 | 0
3108 | STRYKER_2G | 2 | North | YES | 0.00812 | 484 | 75 | 484 | 0 | 1.029 | GST | -1 | 0.041098 | 484 | 484 |  |  | 3.9301 | 484 | -0.041098 | -19.8916 |  |  |  |  | 0 | 0
3107 | STRYKER_1G | 1 | North | YES | 0.00812 | 145.6 | 45 | 182 | 0 | 1.029 | GST | -1 | 0.041098 | 182 | 182 |  |  | 1.4778 | 182 | -0.041098 | -7.4799 |  |  |  |  | 0 | 0
1320 | BSP 1 | 1 | West | YES | 0.050998 | 25.5 | 2.9 | 25.8 | 0 | 1 | Cogen | 1 | 0.04127 | 0 | 0 | 0 | 0 |  |  | 0.04127 | 0 |  |  |  |  | 0 | 0
8262 | ELPS | 1 | South | YES | 0.007244 | 6 | 6 | 6 | 0 | 1.15 | Hydro | -1 | 0.041974 | 0 | 0 |  |  |  |  | -0.041974 | 0 |  |  |  |  | 0 | 0
60072 | HHOLLOW41A | 1 | West | YES | 0.052121 | 23 | 0 | 115 | 0 | 1.025 | Wind | 1 | 0.042393 | 0 | 115 | 5.9939 | 115 |  |  | 0.042393 | 4.8751 |  |  |  |  | 0 | 0
60058 | BUFF_GAP1A | 1 | West | YES | 0.052121 | 24 | 0 | 120 |  | 1 | Wind | 1 | 0.042393 | 0 | 120 | 6.2545 | 120 |  |  | 0.042393 | 5.0871 |  |  |  |  | 0 | 0
60063 | BUFF_GAP1B | 1 | West | YES | 0.052121 | 34 | 0 | 170.2 | 0 | 1.02 | Wind | 1 | 0.042393 | 0 | 170.2 | 8.871 | 170.2 |  |  | 0.042393 | 7.2152 |  |  |  |  | 0 | 0
60068 | HHOLLOW21A | 1 | West | YES | 0.052121 | 36.8 | 0 | 184 | 0 | 1.025 | Wind | 1 | 0.042393 | 0 | 184 | 9.5903 | 184 |  |  | 0.042393 | 7.8002 |  |  |  |  | 0 | 0
60066 | H_HOLLOW1A | 1 | West | YES | 0.052121 | 44.4 | 0 | 222 | 0 | 1.005 | Wind | 1 | 0.042393 | 0 | 222 | 11.5709 | 222 |  |  | 0.042393 | 9.4112 |  |  |  |  | 0 | 0
60070 | HHOLLOW31A | 1 | West | YES | 0.052121 | 44.8 | 0 | 224 | 0 | 1.025 | Wind | 1 | 0.042393 | 0 | 224 | 11.6751 | 224 |  |  | 0.042393 | 9.4959 |  |  |  |  | 0 | 0
60060 | CIRELLO | 1 | West | YES | 0.052121 | 46.6 | 0 | 233 | 0 | 1 | Wind | 1 | 0.042393 | 0 | 233 | 12.1442 | 233 |  |  | 0.042393 | 9.8775 |  |  |  |  | 0 | 0
13136 | CALFREST_6G | 6 | North | YES | 0.006726 | 177.5 | 40 | 177.5 | 0 | 1.031 | CC | -1 | 0.042492 | 177.5 | 177.5 |  |  | 1.1939 | 177.5 | -0.042492 | -7.5424 |  |  |  |  | 0 | 0
13135 | CALFREST_5G | 5 | North | YES | 0.006726 | 152.3 | 57 | 152.3 | 0 | 1.031 | CC | -1 | 0.042492 | 152.3 | 152.3 |  |  | 1.0244 | 152.3 | -0.042492 | -6.4716 |  |  |  |  | 0 | 0
13134 | CALFREST_4G | 4 | North | YES | 0.006726 | 151.5 | 40 | 151.5 | 0 | 1.031 | CC | -1 | 0.042492 | 151.5 | 151.5 |  |  | 1.019 | 151.5 | -0.042492 | -6.4376 |  |  |  |  | 0 | 0
13133 | CALFREST_3G | 3 | North | YES | 0.00667 | 177.4 | 40 | 177.4 | 0 | 1.031 | CC | -1 | 0.042548 | 177.4 | 177.4 |  |  | 1.1833 | 177.4 | -0.042548 | -7.5481 |  |  |  |  | 0 | 0
13132 | CALFREST_2G | 2 | North | YES | 0.00667 | 151 | 57 | 151 | 0 | 1.031 | CC | -1 | 0.042548 | 151 | 151 |  |  | 1.0072 | 151 | -0.042548 | -6.4248 |  |  |  |  | 0 | 0
13131 | CALFREST_1G | 1 | North | YES | 0.00667 | 150.7 | 40 | 150.7 | 0 | 1.031 | CC | -1 | 0.042548 | 150.7 | 150.7 |  |  | 1.0052 | 150.7 | -0.042548 | -6.412 |  |  |  |  | 0 | 0
3381 | BBRN_1G | 1 | North | YES | 0.00635 | 618 | 225 | 618 | 0 | 1.03 | LIGCO | -1 | 0.042868 | 0 | 618 |  |  | 0 | 0 | -0.042868 | 0 |  |  |  |  | 0 | 0
3382 | BBRN_2G | 2 | North | YES | 0.00635 | 589 | 225 | 589 | 0 | 1.03 | LIGCO | -1 | 0.042868 | 0 | 589 |  |  | 0 | 0 | -0.042868 | 0 |  |  |  |  | 0 | 0
244 | WHITNYDM01 | 1 | North | YES | 0.006187 | 15 | 0 | 15 | 0 | 1.035 | Hydro | -1 | 0.043031 | 0 | 0 |  |  | 0 | 0 | -0.043031 | 0 |  |  |  |  | 0 | 0
245 | WHITNYDM02 | 2 | North | YES | 0.006187 | 15 | 0 | 15 | 0 | 1.035 | Hydro | -1 | 0.043031 | 0 | 0 |  |  | 0 | 0 | -0.043031 | 0 |  |  |  |  | 0 | 0
60057 | CALLAHAN1A | 1 | West | YES | 0.053035 | 22.8 | 0 | 114 |  | 1.04 | Wind | 1 | 0.043307 | 0 | 114 | 6.046 | 114 |  |  | 0.043307 | 4.937 |  |  |  |  | 0 | 0
76031 | L_GASCCR1_1N | W1 | West | YES | 0.053909 | 30 | 0 | 150 |  | 1.02 | Wind | 1 | 0.044181 | 0 | 150 | 8.0863 | 150 |  |  | 0.044181 | 6.6271 |  |  |  |  | 0 | 0
1349 | WESTXWIN_1G | 1 | West | YES | 0.054005 | 1.3 | 0 | 6.6 |  | 1.014 | Wind | 1 | 0.044277 | 0 | 6.6 | 0.35643 | 6.6 |  |  | 0.044277 | 0.29223 |  |  |  |  | 0 | 0
1350 | NWPWRG1_1G | 1 | West | YES | 0.054005 | 6.9 | 1 | 34.3 |  | 1.014 | Wind | 1 | 0.044277 | 0 | 34.3 | 1.8524 | 34.3 |  |  | 0.044277 | 1.5187 |  |  |  |  | 0 | 0
251 | BOSQUESW803 | 2 | North | YES | 0.004868 | 150 | 0 | 150 | 0 | 1.032 | CC | -1 | 0.04435 | 150 | 150 |  |  | 0.7302 | 150 | -0.04435 | -6.6526 |  |  |  |  | 0 | 0
253 | BOSQUESW804 | 2 | North | YES | 0.004868 | 80 | 0 | 80 | 0 | 1.032 | CC | -1 | 0.04435 | 80 | 80 |  |  | 0.38944 | 80 | -0.04435 | -3.548 |  |  |  |  | 0 | 0
76091 | L_DIVIDE1_1N | W1 | West | YES | 0.054856 | 22.5 | 0 | 112.5 |  | 1.02 | Wind | 1 | 0.045128 | 0 | 112.5 | 6.1713 | 112.5 |  |  | 0.045128 | 5.0769 |  |  |  |  | 0 | 0
76095 | L_CAPRSI1_1N | W1 | West | YES | 0.054856 | 29.9 | 0 | 149.5 | 0 | 1.02 | Wind | 1 | 0.045128 | 0 | 149.5 | 8.201 | 149.5 |  |  | 0.045128 | 6.7466 |  |  |  |  | 0 | 0
76096 | L_CAPRSI1_2N | W1 | West | YES | 0.054856 | 37.2 | 0 | 186 | 0 | 1.02 | Wind | 1 | 0.045128 | 0 | 186 | 10.2032 | 186 |  |  | 0.045128 | 8.3937 |  |  |  |  | 0 | 0
76097 | L_CAPRGE1_1N | W1 | West | YES | 0.054856 | 42.9 | 0 | 214.5 | 0 | 1.02 | Wind | 1 | 0.045128 | 0 | 214.5 | 11.7666 | 214.5 |  |  | 0.045128 | 9.6799 |  |  |  |  | 0 | 0
48721 | LEG_1___1 | 1 | North | YES | 0.003638 | 827 | 357 | 827 | 0 | 1.0348 | LIGCO | -1 | 0.04558 | 0 | 827 |  |  | 0 | 0 | -0.04558 | 0 |  |  |  |  | 0 | 0
48722 | LEG_2___2 | 2 | North | YES | 0.003638 | 819 | 357 | 819 | 0 | 1.0348 | LIGCO | -1 | 0.04558 | 0 | 819 |  |  | 0 | 0 | -0.04558 | 0 |  |  |  |  | 0 | 0
60007 | KING_SW1A | 1 | West | YES | 0.055315 | 20 | 0 | 80 |  | 1.03 | Wind | 1 | 0.045587 | 0 | 80 | 4.4252 | 80 |  |  | 0.045587 | 3.6469 |  |  |  |  | 0 | 0
60019 | KING_NW1A | 1 | West | YES | 0.055315 | 20 | 0 | 80 |  | 1.03 | Wind | 1 | 0.045587 | 0 | 80 | 4.4252 | 80 |  |  | 0.045587 | 3.6469 |  |  |  |  | 0 | 0
60201 | RIO DRCS | F | West | YES | 0.055395 | 0 | 0 | 0 | 0 | 1.025 | AVR | 1 | 0.045667 | 0 | 0 | 0 | 0 |  |  | 0.045667 | 0 |  |  |  |  | 0 | 0
60005 | KING_SE1A | 1 | West | YES | 0.055514 | 10 | 0 | 40 |  | 1.035 | Wind | 1 | 0.045786 | 0 | 40 | 2.2206 | 40 |  |  | 0.045786 | 1.8314 |  |  |  |  | 0 | 0
6016 | SWMESA | 1 | West | YES | 0.055514 | 18.8 | 0 | 75 |  | 1.03 | Wind | 1 | 0.045786 | 0 | 75 | 4.1635 | 75 |  |  | 0.045786 | 3.4339 |  |  |  |  | 0 | 0
60003 | KING_NE1A | 1 | West | YES | 0.055514 | 20 | 0 | 80 |  | 1.03 | Wind | 1 | 0.045786 | 0 | 80 | 4.4411 | 80 |  |  | 0.045786 | 3.6628 |  |  |  |  | 0 | 0
60016 | WOODWRD11A | 1 | West | YES | 0.055534 | 20 | 0 | 80 |  | 1.033 | Wind | 1 | 0.045806 | 0 | 80 | 4.4427 | 80 |  |  | 0.045806 | 3.6644 |  |  |  |  | 0 | 0
38332 | TNWDWRDU2_8 | 1 | West | YES | 0.055544 | 20 | 0 | 80 | 0 | 1.0232 | Wind | 1 | 0.045816 | 0 | 80 | 4.4435 | 80 |  |  | 0.045816 | 3.6652 |  |  |  |  | 0 | 0
38437 | TNSRBNMESA9 | 1 | West | YES | 0.055589 | 37.5 | 0 | 150 | 0 | 1.02 | Wind | 1 | 0.045861 | 0 | 150 | 8.3384 | 150 |  |  | 0.045861 | 6.8791 |  |  |  |  | 0 | 0
238 | BOSQUESW505 | 1 | North | YES | 0.003131 | 255 | 0 | 255 | 0 | 1.02 | CC | -1 | 0.046087 | 255 | 255 |  |  | 0.79841 | 255 | -0.046087 | -11.7523 |  |  |  |  | 0 | 0
247 | BOSQUESW501 | 2 | North | YES | 0.003131 | 124.8 | 0 | 156 | 0 | 1.02 | GGT | -1 | 0.046087 | 156 | 156 |  |  | 0.48844 | 156 | -0.046087 | -7.1896 |  |  |  |  | 0 | 0
239 | BOSQUESW502 | 1 | North | YES | 0.003131 | 119.2 | 0 | 149 | 0 | 1.02 | GGT | -1 | 0.046087 | 149 | 149 |  |  | 0.46652 | 149 | -0.046087 | -6.867 |  |  |  |  | 0 | 0
39960 | TNTNPONE_18 | 1 | North | YES | 0.002664 | 152.3 | 30 | 152.3 |  | 1.04 | LIGCO | -1 | 0.046554 | 0 | 152.3 |  |  | 0 | 0 | -0.046554 | 0 |  |  |  |  | 0 | 0
39970 | TNTNPONE_28 | 1 | North | YES | 0.002664 | 153 | 30 | 153 |  | 1.04 | LIGCO | -1 | 0.046554 | 0 | 153 |  |  | 0 | 0 | -0.046554 | 0 |  |  |  |  | 0 | 0
60017 | ORNNWP1 | 1 | West | YES | 0.05683 | 20 | 0 | 80 |  | 1.027 | Wind | 1 | 0.047102 | 0 | 80 | 4.5464 | 80 |  |  | 0.047102 | 3.7681 |  |  |  |  | 0 | 0
3404 | THOUSE_2G | 2 | North | YES | 0.002083 | 807 | 250 | 807 | 0 | 1.012 | GSC | -1 | 0.047135 | 807 | 807 |  |  | 1.681 | 807 | -0.047135 | -38.0382 |  |  |  |  | 0 | 0
3403 | THOUSE_1G | 1 | North | YES | 0.002083 | 563 | 200 | 563 | 0 | 1.012 | GSC | -1 | 0.047135 | 563 | 563 |  |  | 1.1727 | 563 | -0.047135 | -26.5372 |  |  |  |  | 0 | 0
60018 | DSKY1 | 1 | West | YES | 0.057249 | 21 | 0 | 84 | 0 | 1.023 | Wind | 1 | 0.047521 | 0 | 84 | 4.8089 | 84 |  |  | 0.047521 | 3.9917 |  |  |  |  | 0 | 0
60000 | DSKY2 | 1 | West | YES | 0.057745 | 19.1 | 0 | 76.5 |  | 1.039 | Wind | 1 | 0.048017 | 0 | 76.5 | 4.4175 | 76.5 |  |  | 0.048017 | 3.6733 |  |  |  |  | 0 | 0
3417 | LAKE_CRK2_G | 2 | North | YES | 0.001194 | 177.6 | 40 | 222 | 0 | 1.029 | GST | -1 | 0.048024 | 222 | 222 |  |  | 0.26507 | 222 | -0.048024 | -10.6614 |  |  |  |  | 0 | 0
3416 | LAKE_CRK1_G | 1 | North | YES | 0.001194 | 60 | 33 | 75 |  | 1.029 | GST | -1 | 0.048024 | 75 | 75 |  |  | 0.08955 | 75 | -0.048024 | -3.6018 |  |  |  |  | 0 | 0
32798 | BRYN_TAMUGEN | 1 | North | YES | 0.000228 | 32 | 0 | 32 |  | 1.02 | GST | -1 | 0.04899 | 32 | 32 |  |  | 0.007296 | 32 | -0.04899 | -1.5677 |  |  |  |  | 0 | 0
990 | GIBN_CREK_G1 | 1 | North | YES | 0.000221 | 463 | 200 | 463 | 0 | 1.0275 | LIGCO | -1 | 0.048997 | 0 | 463 |  |  | 0 | 0 | -0.048997 | 0 |  |  |  |  | 0 | 0
32888 | BRYN_ATKINS7 | 1 | North | YES | 0.00022 | 13.6 | 4 | 17 |  | 1.028 | GGT | -1 | 0.048998 | 17 | 17 |  |  | 0.00374 | 17 | -0.048998 | -0.83297 |  |  |  |  | 0 | 0
32886 | BRYN_ATKINS3 | MB | North | YES | 0.00022 | 0 | 5 | 12 |  | 1 | GST | -1 | 0.048998 | 0 | 0 |  |  | 0 | 0 | -0.048998 | 0 |  |  |  |  | 0 | 0
32887 | BRYN_ATKINS6 | MB | North | YES | 0.00022 | 0 | 12 | 51 |  | 1.028 | GST | -1 | 0.048998 | 0 | 0 |  |  | 0 | 0 | -0.048998 | 0 |  |  |  |  | 0 | 0
32890 | BRYN_ATKINS4 | MB | North | YES | 0.00022 | 0 | 5 | 22 |  | 1.031 | GST | -1 | 0.048998 | 0 | 0 |  |  | 0 | 0 | -0.048998 | 0 |  |  |  |  | 0 | 0
32891 | BRYN_ATKINS5 | MB | North | YES | 0.00022 | 0 | 5 | 25 |  | 1.031 | GST | -1 | 0.048998 | 0 | 0 |  |  | 0 | 0 | -0.048998 | 0 |  |  |  |  | 0 | 0
32892 | BRYN_DNSBY14 | 1 | North | YES | 0.000163 | 84 | 25 | 105 | 0 | 1.035 | GST | -1 | 0.049055 | 105 | 105 |  |  | 0.017115 | 105 | -0.049055 | -5.1508 |  |  |  |  | 0 | 0
32883 | BRYN_DNSBY3 | 1 | North | YES | 0.000163 | 0 | 2 | 48 |  | 1.015 | GST | -1 | 0.049055 | 48 | 48 |  |  | 0.007824 | 48 | -0.049055 | -2.3547 |  |  |  |  | 0 | 0
32884 | BRYN_DNSBY13 | 1 | North | YES | 0.000163 | 46 | 2 | 46 | 0 | 1.015 | GST | -1 | 0.049055 | 46 | 46 |  |  | 0.007498 | 46 | -0.049055 | -2.2565 |  |  |  |  | 0 | 0
5934 | SI_RAY5 | 5 | South | YES | 0 | 0 | 10 | 15 |  | 1.035 | GST | -1 | 0.049218 | 15 | 15 |  |  |  |  | -0.049218 | -0.73828 |  |  |  |  | 0 | 0
8139 | JOS #1 | MB | South | YES | 0 | 0 | 45 | 255 |  | 1.02 | GST | -1 | 0.049218 | 0 | 0 |  |  |  |  | -0.049218 | 0 |  |  |  |  | 0 | 0
8285 | LAR #1 | MB | South | YES | 0 | 0 | 9 | 32 |  | 1.0497 | GST | -1 | 0.049218 | 0 | 0 |  |  |  |  | -0.049218 | 0 |  |  |  |  | 0 | 0
8287 | LAR #2 | MB | South | YES | 0 | 0 | 9 | 32 |  | 1.04 | GST | -1 | 0.049218 | 0 | 0 |  |  |  |  | -0.049218 | 0 |  |  |  |  | 0 | 0
8288 | LAR #3 | MB | South | YES | 0 | 0 | 25 | 105 |  | 1.04 | GST | -1 | 0.049218 | 0 | 0 |  |  |  |  | -0.049218 | 0 |  |  |  |  | 0 | 0
8388 | BATES0A | MB | South | YES | 0 | 0 | 21 | 71 |  | 1.033 | GST | -1 | 0.049218 | 0 | 0 |  |  |  |  | -0.049218 | 0 |  |  |  |  | 0 | 0
8393 | BATES0B | MB | South | YES | 0 | 0 | 25 | 110 |  | 1.03 | GST | -1 | 0.049218 | 0 | 0 |  |  |  |  | -0.049218 | 0 |  |  |  |  | 0 | 0
8437 | NUECES_B0C | MB | South | YES | 0 | 0 | 7 | 30 |  | 1.03 | GST | -1 | 0.049218 | 0 | 0 |  |  |  |  | -0.049218 | 0 |  |  |  |  | 0 | 0
8438 | NUECES_B0B | MB | South | YES | 0 | 0 | 26 | 169 |  | 1.03 | GST | -1 | 0.049218 | 0 | 0 |  |  |  |  | -0.049218 | 0 |  |  |  |  | 0 | 0
39190 | TNSLCGN1__8 | 1 | Houston | YES | 0 | 0 | 10 | 30 |  | 1.03 | Cogen | -1 | 0.049218 | 0 | 0 |  |  |  |  | -0.049218 | 0 |  |  |  |  | 0 | 0
48674 | FTR_CN4_5095 | 4 | North | YES | -0.000542 | 380 | 0 | 380 | 0 | 1.0319 | CC | -1 | 0.04976 | 380 | 380 |  |  | -0.20596 | 380 | -0.04976 | -18.9089 |  |  |  |  | 0 | 0
48672 | FTR_GT2_5110 | 2 | North | YES | -0.000542 | 159 | 0 | 159 | 0 | 1.0319 | CC | -1 | 0.04976 | 159 | 159 |  |  | -0.086178 | 159 | -0.04976 | -7.9119 |  |  |  |  | 0 | 0
48673 | FTR_GT3_5085 | 3 | North | YES | -0.000542 | 158 | 0 | 158 | 0 | 1.0319 | CC | -1 | 0.04976 | 158 | 158 |  |  | -0.085636 | 158 | -0.04976 | -7.8621 |  |  |  |  | 0 | 0
48671 | FTR_GT1_5105 | 1 | North | YES | -0.000542 | 154.2 | 0 | 154.2 | 0 | 1.0319 | CC | -1 | 0.04976 | 154.2 | 154.2 |  |  | -0.083576 | 154.2 | -0.04976 | -7.673 |  |  |  |  | 0 | 0
48591 | CHE_GT2_5030 | 2 | Houston | YES | -0.004237 | 173 | 50 | 173 | 0 | 1.029 | Cogen | -1 | 0.053455 | 0 | 0 |  |  |  |  | -0.053455 | 0 |  |  |  |  | 0 | 0
48811 | CVC_GT3_5045 | 3 | Houston | YES | -0.004237 | 156 | 91.8 | 156 | 0 | 1.029 | Cogen | -1 | 0.053455 | 0 | 0 |  |  |  |  | -0.053455 | 0 |  |  |  |  | 0 | 0
48812 | CVC_GT2_5020 | 2 | Houston | YES | -0.004237 | 158 | 91.8 | 158 | 0 | 1.029 | Cogen | -1 | 0.053455 | 0 | 0 |  |  |  |  | -0.053455 | 0 |  |  |  |  | 0 | 0
48813 | CVC_GT1_5035 | 1 | Houston | YES | -0.004237 | 160 | 91.8 | 160 | 0 | 1.029 | Cogen | -1 | 0.053455 | 0 | 0 |  |  |  |  | -0.053455 | 0 |  |  |  |  | 0 | 0
48814 | CVC_ST5_5040 | 1 | Houston | YES | -0.004237 | 162 | 91.8 | 162 | 0 | 1.029 | Cogen | -1 | 0.053455 | 0 | 0 |  |  |  |  | -0.053455 | 0 |  |  |  |  | 0 | 0
60202 | FRNDDRCS | F | West | YES | 0.063229 | 0 | 0 | 0 | 0 | 0.9985 | AVR | 1 | 0.053501 | 0 | 0 | 0 | 0 |  |  | 0.053501 | 0 |  |  |  |  | 0 | 0
48885 | THW_5152 | B | Houston | YES | -0.004648 | 47.2 | 5 | 59 |  | 1.0319 | GGT | -1 | 0.053866 | 59 | 59 |  |  |  |  | -0.053866 | -3.1781 |  |  |  |  | 0 | 0
48887 | THW_5556 | E | Houston | YES | -0.004648 | 47.2 | 5 | 59 |  | 1.0319 | GGT | -1 | 0.053866 | 59 | 59 |  |  |  |  | -0.053866 | -3.1781 |  |  |  |  | 0 | 0
48885 | THW_5152 | A | Houston | YES | -0.004648 | 46.4 | 5 | 58 |  | 1.0319 | GGT | -1 | 0.053866 | 58 | 58 |  |  |  |  | -0.053866 | -3.1242 |  |  |  |  | 0 | 0
48886 | THW_5354 | D | Houston | YES | -0.004648 | 46.4 | 5 | 58 |  | 1.0319 | GGT | -1 | 0.053866 | 58 | 58 |  |  |  |  | -0.053866 | -3.1242 |  |  |  |  | 0 | 0
48886 | THW_5354 | C | Houston | YES | -0.004648 | 45.6 | 5 | 57 |  | 1.0319 | GGT | -1 | 0.053866 | 57 | 57 |  |  |  |  | -0.053866 | -3.0704 |  |  |  |  | 0 | 0
48887 | THW_5556 | F | Houston | YES | -0.004648 | 45.6 | 5 | 57 |  | 1.0319 | GGT | -1 | 0.053866 | 57 | 57 |  |  |  |  | -0.053866 | -3.0704 |  |  |  |  | 0 | 0
48690 | GBY_GN5_5 | 5 | Houston | YES | -0.004679 | 318.4 | 81 | 398 |  | 1.0362 | GSC | -1 | 0.053897 | 398 | 398 |  |  |  |  | -0.053897 | -21.4511 |  |  |  |  | 0 | 0
48598 | BTE_ST1_8070 | 4 | Houston | YES | -0.004706 | 269.2 | 60 | 269.2 | 0 | 1.0261 | CC | -1 | 0.053924 | 269.2 | 269.2 |  |  |  |  | -0.053924 | -14.5164 |  |  |  |  | 0 | 0
48595 | BTE_GT2_8075 | 1 | Houston | YES | -0.004706 | 162.8 | 130 | 162.8 | 0 | 1.0261 | CC | -1 | 0.053924 | 162.8 | 162.8 |  |  |  |  | -0.053924 | -8.7789 |  |  |  |  | 0 | 0
48596 | BTE_GT3_8045 | 2 | Houston | YES | -0.004706 | 161.4 | 130 | 161.4 | 0 | 1.0261 | CC | -1 | 0.053924 | 161.4 | 161.4 |  |  |  |  | -0.053924 | -8.7034 |  |  |  |  | 0 | 0
48597 | BTE_GT4_8055 | 3 | Houston | YES | -0.004706 | 158.9 | 130 | 158.9 | 0 | 1.0261 | CC | -1 | 0.053924 | 158.9 | 158.9 |  |  |  |  | -0.053924 | -8.5686 |  |  |  |  | 0 | 0
48583 | CBY_GT4_1 | 1 | Houston | YES | -0.004774 | 172 | 0 | 172 | 0 | 1.027 | GSC | -1 | 0.053992 | 172 | 172 |  |  |  |  | -0.053992 | -9.2867 |  |  |  |  | 0 | 0
48584 | CBY_GT4_2 | 2 | Houston | YES | -0.004774 | 172 | 0 | 172 | 0 | 1.027 | CC | -1 | 0.053992 | 172 | 172 |  |  |  |  | -0.053992 | -9.2867 |  |  |  |  | 0 | 0
48585 | CBY_ST4_1 | 3 | Houston | YES | -0.004774 | 172 | 0 | 172 | 0 | 1.027 | CC | -1 | 0.053992 | 172 | 172 |  |  |  |  | -0.053992 | -9.2867 |  |  |  |  | 0 | 0
48815 | CVC_GT4_8005 | 4 | Houston | YES | -0.004782 | 165 | 91.8 | 165 |  | 1.0362 | Cogen | -1 | 0.054 | 0 | 0 |  |  |  |  | -0.054 | 0 |  |  |  |  | 0 | 0
48791 | PSA_GT1_8160 | 1 | Houston | YES | -0.004804 | 52 | 20.8 | 65 | 0 | 1.0362 | Cogen | -1 | 0.054022 | 0 | 0 |  |  |  |  | -0.054022 | 0 |  |  |  |  | 0 | 0
48792 | PSA_GT2_8155 | 2 | Houston | YES | -0.004804 | 52.8 | 20.3 | 66 | 0 | 1.0362 | Cogen | -1 | 0.054022 | 0 | 0 |  |  |  |  | -0.054022 | 0 |  |  |  |  | 0 | 0
48793 | PSA_GT3_8150 | 3 | Houston | YES | -0.004804 | 56 | 20.3 | 70 | 0 | 1.0362 | Cogen | -1 | 0.054022 | 0 | 0 |  |  |  |  | -0.054022 | 0 |  |  |  |  | 0 | 0
48794 | PSA_GT4_8145 | 4 | Houston | YES | -0.004804 | 52.8 | 20.3 | 66 | 0 | 1.0362 | Cogen | -1 | 0.054022 | 0 | 0 |  |  |  |  | -0.054022 | 0 |  |  |  |  | 0 | 0
48795 | PSA_GT5_8140 | 5 | Houston | YES | -0.004804 | 51.2 | 20.3 | 64 | 0 | 1.0362 | Cogen | -1 | 0.054022 | 0 | 0 |  |  |  |  | -0.054022 | 0 |  |  |  |  | 0 | 0
48796 | PSA_GN1_8165 | 1 | Houston | YES | -0.004804 | 83.2 | 43.1 | 104 | 0 | 1.0362 | Cogen | -1 | 0.054022 | 0 | 0 |  |  |  |  | -0.054022 | 0 |  |  |  |  | 0 | 0
48797 | PSA_GT6_8135 | 6 | Houston | YES | -0.004804 | 47.2 | 34.5 | 59 | 0 | 1.0362 | Cogen | -1 | 0.054022 | 0 | 0 |  |  |  |  | -0.054022 | 0 |  |  |  |  | 0 | 0
48581 | CBY_GN1_1 | 1 | Houston | YES | -0.004808 | 595.2 | 108 | 744 | 0 | 1.0435 | GSC | -1 | 0.054026 | 744 | 744 |  |  |  |  | -0.054026 | -40.1956 |  |  |  |  | 0 | 0
48651 | EP_1_2 | 1 | Houston | YES | -0.004809 | 4 | 0 | 5 | 0 | 1.0362 | Cogen | -1 | 0.054027 | 0 | 0 |  |  |  |  | -0.054027 | 0 |  |  |  |  | 0 | 0
48651 | EP_1_2 | 2 | Houston | YES | -0.004809 | 17.7 | 10 | 21 | 0 | 1.0362 | Cogen | -1 | 0.054027 | 0 | 0 |  |  |  |  | -0.054027 | 0 |  |  |  |  | 0 | 0
48940 | WARVUE_GT1 | G1 | Houston | YES | -0.004809 | 15 | 0 | 15 |  | 1.021 | Cogen | -1 | 0.054027 | 0 | 0 |  |  |  |  | -0.054027 | 0 |  |  |  |  | 0 | 0
49803 | EXN_15GT | 1 | Houston | YES | -0.004849 | 33 | 8.3 | 34 |  | 1.0326 | Cogen | -1 | 0.054067 | 0 | 0 |  |  |  |  | -0.054067 | 0 |  |  |  |  | 0 | 0
49804 | EXN_16GT | 2 | Houston | YES | -0.004849 | 32 | 8.3 | 34.7 |  | 1.0326 | Cogen | -1 | 0.054067 | 0 | 0 |  |  |  |  | -0.054067 | 0 |  |  |  |  | 0 | 0
49805 | EXN_17GT | 3 | Houston | YES | -0.004849 | 31 | 8.3 | 32.7 |  | 1.0326 | Cogen | -1 | 0.054067 | 0 | 0 |  |  |  |  | -0.054067 | 0 |  |  |  |  | 0 | 0
49826 | EXN938GT | 5 | Houston | YES | -0.004849 | 43 | 9.2 | 45.9 |  | 1.0326 | Cogen | -1 | 0.054067 | 0 | 0 |  |  |  |  | -0.054067 | 0 |  |  |  |  | 0 | 0
49828 | EXN941GT | 10 | Houston | YES | -0.004849 | 17.7 | 5.4 | 17.7 | 0 | 1.0326 | Cogen | -1 | 0.054067 | 0 | 0 |  |  |  |  | -0.054067 | 0 |  |  |  |  | 0 | 0
49829 | EXN942GT | 11 | Houston | YES | -0.004849 | 20 | 5.4 | 20.4 | 0 | 1.0326 | Cogen | -1 | 0.054067 | 0 | 0 |  |  |  |  | -0.054067 | 0 |  |  |  |  | 0 | 0
49830 | EXN943GT | 12 | Houston | YES | -0.004849 | 19 | 5.4 | 19.9 | 0 | 1.0326 | Cogen | -1 | 0.054067 | 0 | 0 |  |  |  |  | -0.054067 | 0 |  |  |  |  | 0 | 0
49831 | EXN944GT | 13 | Houston | YES | -0.004849 | 33 | 5.4 | 35 | 0 | 1.0326 | Cogen | -1 | 0.054067 | 0 | 0 |  |  |  |  | -0.054067 | 0 |  |  |  |  | 0 | 0
49832 | EXN945GT | 9 | Houston | YES | -0.004849 | 18.5 | 9.2 | 18.5 |  | 1.0326 | Cogen | -1 | 0.054067 | 0 | 0 |  |  |  |  | -0.054067 | 0 |  |  |  |  | 0 | 0
49837 | EXN_GT | 4 | Houston | YES | -0.004849 | 81 | 21.3 | 85.4 |  | 1.0326 | Cogen | -1 | 0.054067 | 0 | 0 |  |  |  |  | -0.054067 | 0 |  |  |  |  | 0 | 0
49838 | EXN_14GT | 14 | Houston | YES | -0.004849 | 140 | 0 | 148 |  | 1.0326 | Cogen | -1 | 0.054067 | 0 | 0 |  |  |  |  | -0.054067 | 0 |  |  |  |  | 0 | 0
48883 | THW_GT1_GT_1 | B2 | Houston | YES | -0.00485 | 0 | 0 | 12 |  | 1.043 | GGT | -1 | 0.054068 | 12 | 12 |  |  |  |  | -0.054068 | -0.64882 |  |  |  |  | 0 | 0
48582 | CBY_GN2_2 | 2 | Houston | YES | -0.00489 | 596.8 | 110 | 746 | 0 | 1.0435 | GSC | -1 | 0.054108 | 746 | 746 |  |  |  |  | -0.054108 | -40.3648 |  |  |  |  | 0 | 0
48874 | THW_ST4_ST_4 | 4 | Houston | YES | -0.004938 | 108 | 19 | 108 | 0 | 1.0435 | CC | -1 | 0.054156 | 108 | 108 |  |  |  |  | -0.054156 | -5.8489 |  |  |  |  | 0 | 0
48873 | THW_ST3_ST_3 | 3 | Houston | YES | -0.004938 | 107 | 19 | 107 | 0 | 1.0435 | CC | -1 | 0.054156 | 107 | 107 |  |  |  |  | -0.054156 | -5.7947 |  |  |  |  | 0 | 0
48881 | THW_4344 | G | Houston | YES | -0.004938 | 58 | 5 | 58 | 0 | 1.0435 | CC | -1 | 0.054156 | 58 | 58 |  |  |  |  | -0.054156 | -3.1411 |  |  |  |  | 0 | 0
48881 | THW_4344 | H | Houston | YES | -0.004938 | 58 | 5 | 58 | 0 | 1.0435 | CC | -1 | 0.054156 | 58 | 58 |  |  |  |  | -0.054156 | -3.1411 |  |  |  |  | 0 | 0
48877 | THW_3334 | D | Houston | YES | -0.004938 | 57 | 5 | 57 | 0 | 1.0435 | CC | -1 | 0.054156 | 57 | 57 |  |  |  |  | -0.054156 | -3.0869 |  |  |  |  | 0 | 0
48879 | THW_4142 | E | Houston | YES | -0.004938 | 56 | 5 | 56 | 0 | 1.0435 | CC | -1 | 0.054156 | 56 | 56 |  |  |  |  | -0.054156 | -3.0328 |  |  |  |  | 0 | 0
48875 | THW_3132 | A | Houston | YES | -0.004938 | 55 | 5 | 55 | 0 | 1.0435 | CC | -1 | 0.054156 | 55 | 55 |  |  |  |  | -0.054156 | -2.9786 |  |  |  |  | 0 | 0
48877 | THW_3334 | C | Houston | YES | -0.004938 | 55 | 5 | 55 | 0 | 1.0435 | CC | -1 | 0.054156 | 55 | 55 |  |  |  |  | -0.054156 | -2.9786 |  |  |  |  | 0 | 0
48879 | THW_4142 | F | Houston | YES | -0.004938 | 55 | 5 | 55 | 0 | 1.0435 | CC | -1 | 0.054156 | 55 | 55 |  |  |  |  | -0.054156 | -2.9786 |  |  |  |  | 0 | 0
48875 | THW_3132 | B | Houston | YES | -0.004938 | 53 | 5 | 53 | 0 | 1.0435 | CC | -1 | 0.054156 | 53 | 53 |  |  |  |  | -0.054156 | -2.8703 |  |  |  |  | 0 | 0
48593 | CHE_GT1_8015 | 1 | Houston | YES | -0.00502 | 173 | 50 | 173 | 0 | 1.0362 | Cogen | -1 | 0.054238 | 0 | 0 |  |  |  |  | -0.054238 | 0 |  |  |  |  | 0 | 0
48594 | CHE_GN4_8025 | 4 | Houston | YES | -0.00502 | 142 | 60 | 142 | 0 | 1.0362 | Cogen | -1 | 0.054238 | 0 | 0 |  |  |  |  | -0.054238 | 0 |  |  |  |  | 0 | 0
48511 | LPE_GT1_8070 | 1 | Houston | YES | -0.005032 | 42 | 0 | 42 | 0 | 1.0362 | GGT | -1 | 0.05425 | 42 | 42 |  |  |  |  | -0.05425 | -2.2785 |  |  |  |  | 0 | 0
48512 | LPE_GT2_8075 | 2 | Houston | YES | -0.005032 | 42 | 0 | 42 | 0 | 1.0362 | GGT | -1 | 0.05425 | 42 | 42 |  |  |  |  | -0.05425 | -2.2785 |  |  |  |  | 0 | 0
48513 | LPE_GT3_8080 | 3 | Houston | YES | -0.005032 | 39 | 0 | 39 | 0 | 1.0362 | GGT | -1 | 0.05425 | 39 | 39 |  |  |  |  | -0.05425 | -2.1158 |  |  |  |  | 0 | 0
48514 | LPE_GT4_8085 | 4 | Houston | YES | -0.005032 | 39 | 0 | 39 | 0 | 1.0362 | GGT | -1 | 0.05425 | 39 | 39 |  |  |  |  | -0.05425 | -2.1158 |  |  |  |  | 0 | 0
48500 | APD_GT1_8005 | 1 | Houston | YES | -0.005039 | 137.6 | 54.6 | 137.6 | 0 | 1.0362 | Cogen | -1 | 0.054257 | 0 | 0 |  |  |  |  | -0.054257 | 0 |  |  |  |  | 0 | 0
48820 | SHELLG1_3015 | 1 | Houston | YES | -0.005094 | 71 | 34.5 | 71 |  | 1.029 | Cogen | -1 | 0.054312 | 0 | 0 |  |  |  |  | -0.054312 | 0 |  |  |  |  | 0 | 0
48821 | SHELLG2 | 2 | Houston | YES | -0.005094 | 72 | 34.5 | 72 |  | 1.029 | Cogen | -1 | 0.054312 | 0 | 0 |  |  |  |  | -0.054312 | 0 |  |  |  |  | 0 | 0
48822 | SHELLG3_3020 | 2 | Houston | YES | -0.005094 | 30 | 0 | 30 |  | 1.029 | Cogen | -1 | 0.054312 | 0 | 0 |  |  |  |  | -0.054312 | 0 |  |  |  |  | 0 | 0
48822 | SHELLG3_3020 | 1 | Houston | YES | -0.005094 | 39 | 0 | 39 |  | 1.029 | Cogen | -1 | 0.054312 | 0 | 0 |  |  |  |  | -0.054312 | 0 |  |  |  |  | 0 | 0
48740 | PSG_GN2_8050 | 1 | Houston | YES | -0.00513 | 182 | 60 | 182 | 0 | 1.0326 | Cogen | -1 | 0.054348 | 0 | 0 |  |  |  |  | -0.054348 | 0 |  |  |  |  | 0 | 0
48741 | PSG_GT2_8040 | 1 | Houston | YES | -0.00513 | 158.6 | 50 | 158.6 | 0 | 1.0326 | Cogen | -1 | 0.054348 | 0 | 0 |  |  |  |  | -0.054348 | 0 |  |  |  |  | 0 | 0
48742 | PSG_GT3_8060 | 1 | Houston | YES | -0.00513 | 157 | 50 | 157 | 0 | 1.0326 | Cogen | -1 | 0.054348 | 0 | 0 |  |  |  |  | -0.054348 | 0 |  |  |  |  | 0 | 0
48854 | SRB_GN4_4 | 4 | Houston | YES | -0.005131 | 182.4 | 35 | 228 | 0 | 1.0326 | GST | -1 | 0.054349 | 228 | 228 |  |  |  |  | -0.054349 | -12.3917 |  |  |  |  | 0 | 0
48845 | SOL_GT1 | 1 | Houston | YES | -0.005132 | 16.2 | 15.4 | 16.2 |  | 1.0326 | Solar | -1 | 0.05435 | 16.2 | 16.2 |  |  |  |  | -0.05435 | -0.88048 |  |  |  |  | 0 | 0
48611 | DIB_GT1_8080 | 1 | Houston | YES | -0.005132 | 64 | 0 | 64 | 0 | 1.0326 | Cogen | -1 | 0.05435 | 0 | 0 |  |  |  |  | -0.05435 | 0 |  |  |  |  | 0 | 0
48612 | DIB_GT2_8075 | 2 | Houston | YES | -0.005132 | 63.2 | 0 | 63.2 | 0 | 1.0326 | Cogen | -1 | 0.05435 | 0 | 0 |  |  |  |  | -0.05435 | 0 |  |  |  |  | 0 | 0
48613 | DIB_ST1_8085 | 3 | Houston | YES | -0.005132 | 67.9 | 30 | 82.6 | 0 | 1.0326 | Cogen | -1 | 0.05435 | 0 | 0 |  |  |  |  | -0.05435 | 0 |  |  |  |  | 0 | 0
48614 | DIB_GT3_8090 | 4 | Houston | YES | -0.005132 | 73.6 | 15 | 73.6 | 0 | 1.0326 | Cogen | -1 | 0.05435 | 0 | 0 |  |  |  |  | -0.05435 | 0 |  |  |  |  | 0 | 0
48853 | SRB_GN3_3 | 3 | Houston | YES | -0.005133 | 170.4 | 35 | 213 |  | 1.0326 | GST | -1 | 0.054351 | 213 | 213 |  |  |  |  | -0.054351 | -11.5768 |  |  |  |  | 0 | 0
48551 | CAL_GT1_8045 | 1 | Houston | YES | -0.005139 | 149 | 0 | 149 | 0 | 1.0326 | Cogen | -1 | 0.054357 | 0 | 0 |  |  |  |  | -0.054357 | 0 |  |  |  |  | 0 | 0
48552 | CAL_ST1_8000 | 2 | Houston | YES | -0.005139 | 65.1 | 0 | 65.1 | 0 | 1.0326 | Cogen | -1 | 0.054357 | 0 | 0 |  |  |  |  | -0.054357 | 0 |  |  |  |  | 0 | 0
48851 | SRB_GN1_1 | 1 | Houston | YES | -0.00514 | 132 | 26 | 165 | 0 | 1.0217 | GST | -1 | 0.054358 | 165 | 165 |  |  |  |  | -0.054358 | -8.9691 |  |  |  |  | 0 | 0
48852 | SRB_GN2_2 | 2 | Houston | YES | -0.005142 | 140.8 | 26 | 176 | 0 | 1.0217 | GST | -1 | 0.05436 | 176 | 176 |  |  |  |  | -0.05436 | -9.5674 |  |  |  |  | 0 | 0
48855 | SRB_GT211035 | B1 | Houston | YES | -0.005143 | 0 | 0 | 18 |  | 1.014 | GGT | -1 | 0.054361 | 18 | 18 |  |  |  |  | -0.054361 | -0.9785 |  |  |  |  | 0 | 0
48855 | SRB_GT211035 | B2 | Houston | YES | -0.005143 | 0 | 0 | 12 |  | 1.014 | GGT | -1 | 0.054361 | 12 | 12 |  |  |  |  | -0.054361 | -0.65234 |  |  |  |  | 0 | 0
48761 | PR_GT1__9040 | 1 | Houston | YES | -0.005168 | 26 | 0 | 35 |  | 1 | Cogen | -1 | 0.054386 | 0 | 0 |  |  |  |  | -0.054386 | 0 |  |  |  |  | 0 | 0
48645 | DPEC_ST55065 | 5 | Houston | YES | -0.005201 | 282 | 0 | 282 | 0 | 1.0319 | CC | -1 | 0.054419 | 282 | 282 |  |  |  |  | -0.054419 | -15.3463 |  |  |  |  | 0 | 0
48641 | DPEC_GT15040 | 1 | Houston | YES | -0.005201 | 163.2 | 98 | 163.2 | 0 | 1.0319 | CC | -1 | 0.054419 | 163.2 | 163.2 |  |  |  |  | -0.054419 | -8.8812 |  |  |  |  | 0 | 0
48643 | DPEC_GT35010 | 3 | Houston | YES | -0.005201 | 157.5 | 98 | 157.5 | 0 | 1.0319 | CC | -1 | 0.054419 | 157.5 | 157.5 |  |  |  |  | -0.054419 | -8.571 |  |  |  |  | 0 | 0
48642 | DPEC_GT25025 | 2 | Houston | YES | -0.005201 | 157.1 | 98 | 157.1 | 0 | 1.0319 | CC | -1 | 0.054419 | 157.1 | 157.1 |  |  |  |  | -0.054419 | -8.5493 |  |  |  |  | 0 | 0
48644 | DPEC_GT45070 | 4 | Houston | YES | -0.005201 | 157 | 98 | 157 | 0 | 1.0319 | CC | -1 | 0.054419 | 157 | 157 |  |  |  |  | -0.054419 | -8.5438 |  |  |  |  | 0 | 0
48841 | SJS_GT1_GT1 | 1 | Houston | YES | -0.005223 | 62.4 | 49 | 78 | 0 | 1.0362 | Cogen | -1 | 0.054441 | 0 | 0 |  |  |  |  | -0.054441 | 0 |  |  |  |  | 0 | 0
48842 | SJS_GT2_GT2 | 2 | Houston | YES | -0.005223 | 64.8 | 49 | 81 | 0 | 1.0362 | Cogen | -1 | 0.054441 | 0 | 0 |  |  |  |  | -0.054441 | 0 |  |  |  |  | 0 | 0
48693 | GBY_83841065 | E | Houston | YES | -0.005247 | 45.6 | 20 | 57 | 0 | 1.0362 | GGT | -1 | 0.054465 | 57 | 57 |  |  |  |  | -0.054465 | -3.1045 |  |  |  |  | 0 | 0
48692 | GBY_81821075 | D | Houston | YES | -0.005247 | 44 | 20 | 55 | 0 | 1.0362 | GGT | -1 | 0.054465 | 55 | 55 |  |  |  |  | -0.054465 | -2.9956 |  |  |  |  | 0 | 0
48693 | GBY_83841065 | F | Houston | YES | -0.005247 | 43.2 | 20 | 54 | 0 | 1.0362 | GGT | -1 | 0.054465 | 54 | 54 |  |  |  |  | -0.054465 | -2.9411 |  |  |  |  | 0 | 0
48691 | GBY_73741085 | B | Houston | YES | -0.005247 | 37.6 | 20 | 47 | 0 | 1.0362 | GGT | -1 | 0.054465 | 47 | 47 |  |  |  |  | -0.054465 | -2.5599 |  |  |  |  | 0 | 0
48691 | GBY_73741085 | A | Houston | YES | -0.005247 | 37.6 | 20 | 47 | 0 | 1.0362 | GGT | -1 | 0.054465 | 47 | 47 |  |  |  |  | -0.054465 | -2.5599 |  |  |  |  | 0 | 0
48692 | GBY_81821075 | C | Houston | YES | -0.005247 | 37.6 | 20 | 47 | 0 | 1.0362 | GGT | -1 | 0.054465 | 47 | 47 |  |  |  |  | -0.054465 | -2.5599 |  |  |  |  | 0 | 0
48531 | BYU_GT1_8075 | 1 | Houston | YES | -0.005329 | 65 | 0 | 65 |  | 1.0362 | Cogen | -1 | 0.054547 | 0 | 0 |  |  |  |  | -0.054547 | 0 |  |  |  |  | 0 | 0
48532 | BYU_GT2_8055 | 2 | Houston | YES | -0.005329 | 62 | 0 | 62 |  | 1.0362 | Cogen | -1 | 0.054547 | 0 | 0 |  |  |  |  | -0.054547 | 0 |  |  |  |  | 0 | 0
48533 | BYU_GT3_8060 | 3 | Houston | YES | -0.005329 | 67 | 0 | 67 |  | 1.0362 | Cogen | -1 | 0.054547 | 0 | 0 |  |  |  |  | -0.054547 | 0 |  |  |  |  | 0 | 0
48534 | BYU_GT4_8065 | 4 | Houston | YES | -0.005329 | 65 | 0 | 65 |  | 1.0362 | Cogen | -1 | 0.054547 | 0 | 0 |  |  |  |  | -0.054547 | 0 |  |  |  |  | 0 | 0
48561 | CTL_GT2_8130 | 1 | Houston | YES | -0.005385 | 73.5 | 30.3 | 91.9 |  | 1.0362 | Cogen | -1 | 0.054603 | 0 | 0 |  |  |  |  | -0.054603 | 0 |  |  |  |  | 0 | 0
48562 | CTL_GT3_8135 | 2 | Houston | YES | -0.005385 | 70.1 | 30.3 | 87.6 |  | 1.0362 | Cogen | -1 | 0.054603 | 0 | 0 |  |  |  |  | -0.054603 | 0 |  |  |  |  | 0 | 0
48563 | CTL_GT4_8140 | 3 | Houston | YES | -0.005385 | 69.6 | 30.3 | 87 |  | 1.0362 | Cogen | -1 | 0.054603 | 0 | 0 |  |  |  |  | -0.054603 | 0 |  |  |  |  | 0 | 0
48564 | CTL_GN1_8145 | 4 | Houston | YES | -0.005385 | 43.6 | 12.9 | 54.5 |  | 1.0362 | Cogen | -1 | 0.054603 | 0 | 0 |  |  |  |  | -0.054603 | 0 |  |  |  |  | 0 | 0
48565 | CTL_GN2_8155 | 5 | Houston | YES | -0.005385 | 9.8 | 3.4 | 12.2 |  | 1.0362 | Cogen | -1 | 0.054603 | 0 | 0 |  |  |  |  | -0.054603 | 0 |  |  |  |  | 0 | 0
48772 | PHR_GN2_2 | MB | Houston | YES | -0.005534 | 0 | 72 | 459 |  | 1.0362 | GSC | -1 | 0.054752 | 0 | 0 |  |  |  |  | -0.054752 | 0 |  |  |  |  | 0 | 0
38580 | TNBP_CGN1_8 | 1 | Houston | YES | -0.005745 | 70.8 | 0 | 70.8 | 0 | 1.005 | Cogen | -1 | 0.054963 | 0 | 0 |  |  |  |  | -0.054963 | 0 |  |  |  |  | 0 | 0
38590 | TNBP_CGN2_8 | 2 | Houston | YES | -0.005745 | 66.7 | 0 | 66.7 | 0 | 1.005 | Cogen | -1 | 0.054963 | 0 | 0 |  |  |  |  | -0.054963 | 0 |  |  |  |  | 0 | 0
38600 | TNBP_CGN3_8 | 5 | Houston | YES | -0.005745 | 53 | 0 | 53 | 0 | 1.005 | Cogen | -1 | 0.054963 | 0 | 0 |  |  |  |  | -0.054963 | 0 |  |  |  |  | 0 | 0
38611 | TNBPAMCG1_8 | 1 | Houston | YES | -0.005745 | 153.2 | 0 | 153.2 | 0 | 1.005 | Cogen | -1 | 0.054963 | 0 | 0 |  |  |  |  | -0.054963 | 0 |  |  |  |  | 0 | 0
38612 | TNBPAMCG2_8 | 2 | Houston | YES | -0.005745 | 153.5 | 0 | 153.5 | 0 | 1.005 | Cogen | -1 | 0.054963 | 0 | 0 |  |  |  |  | -0.054963 | 0 |  |  |  |  | 0 | 0
38613 | TNBPAMCG3_8 | 3 | Houston | YES | -0.005745 | 152.3 | 0 | 152.3 | 0 | 1.005 | Cogen | -1 | 0.054963 | 0 | 0 |  |  |  |  | -0.054963 | 0 |  |  |  |  | 0 | 0
38614 | TNBPAMCG4_8 | 4 | Houston | YES | -0.005745 | 96 | 0 | 96 |  | 1.005 | Cogen | -1 | 0.054963 | 0 | 0 |  |  |  |  | -0.054963 | 0 |  |  |  |  | 0 | 0
38615 | TNBPAMCG5_8 | 1 | Houston | YES | -0.005745 | 244 | 0 | 244 | 0 | 1.005 | Cogen | -1 | 0.054963 | 0 | 0 |  |  |  |  | -0.054963 | 0 |  |  |  |  | 0 | 0
38690 | TNBP_CGN4_8 | 3 | Houston | YES | -0.005745 | 40 | 0 | 40 |  | 1.005 | Cogen | -1 | 0.054963 | 0 | 0 |  |  |  |  | -0.054963 | 0 |  |  |  |  | 0 | 0
38711 | TNTXCTY1CG8 | 1 | Houston | YES | -0.005745 | 100.3 | 59 | 100.3 | 0 | 1 | Cogen | -1 | 0.054963 | 0 | 0 |  |  |  |  | -0.054963 | 0 |  |  |  |  | 0 | 0
38712 | TNTXCTY2CG8 | 1 | Houston | YES | -0.005745 | 92.9 | 59 | 92.9 | 0 | 1 | Cogen | -1 | 0.054963 | 0 | 0 |  |  |  |  | -0.054963 | 0 |  |  |  |  | 0 | 0
38713 | TNTXCTY3CG8 | 1 | Houston | YES | -0.005745 | 102.7 | 59 | 102.7 | 0 | 1 | Cogen | -1 | 0.054963 | 0 | 0 |  |  |  |  | -0.054963 | 0 |  |  |  |  | 0 | 0
38714 | TNTXCTY4CG8 | 1 | Houston | YES | -0.005745 | 103 | 59 | 103 | 0 | 1 | Cogen | -1 | 0.054963 | 0 | 0 |  |  |  |  | -0.054963 | 0 |  |  |  |  | 0 | 0
39470 | TNDOWCGNSG8 | 1 | Houston | YES | -0.005745 | 32 | 10 | 32 | 0 | 0.985 | Cogen | -1 | 0.054963 | 0 | 0 |  |  |  |  | -0.054963 | 0 |  |  |  |  | 0 | 0
39480 | TNDOWCGNGG8 | 1 | Houston | YES | -0.005745 | 30 | 10 | 30 | 0 | 0.985 | Cogen | -1 | 0.054963 | 0 | 0 |  |  |  |  | -0.054963 | 0 |  |  |  |  | 0 | 0
48924 | WAP_GN4_4 | 4 | Houston | YES | -0.006189 | 546 | 217 | 546 | 0 | 1.0362 | GSC | -1 | 0.055407 | 546 | 546 |  |  |  |  | -0.055407 | -30.2524 |  |  |  |  | 0 | 0
48923 | WAP_GN3_3 | 3 | Houston | YES | -0.006189 | 198.4 | 93 | 248 | 0 | 1.0362 | GST | -1 | 0.055407 | 248 | 248 |  |  |  |  | -0.055407 | -13.741 |  |  |  |  | 0 | 0
48921 | WAP_GN1_1 | 1 | Houston | YES | -0.006189 | 132.8 | 37 | 166 | 0 | 1.0362 | GST | -1 | 0.055407 | 166 | 166 |  |  |  |  | -0.055407 | -9.1976 |  |  |  |  | 0 | 0
48922 | WAP_GN2_2 | 2 | Houston | YES | -0.006189 | 132.8 | 37 | 166 | 0 | 1.0362 | GST | -1 | 0.055407 | 166 | 166 |  |  |  |  | -0.055407 | -9.1976 |  |  |  |  | 0 | 0
48929 | WAPGT21_GT1 | B1 | Houston | YES | -0.006189 | 0 | 0 | 13 |  | 1.05 | GGT | -1 | 0.055407 | 13 | 13 |  |  |  |  | -0.055407 | -0.7203 |  |  |  |  | 0 | 0
48925 | WAP_GN5_5 | 5 | Houston | YES | -0.006189 | 618.2 | 278 | 654 | 0 | 0.985 | LIGCO | -1 | 0.055407 | 0 | 654 |  |  |  |  | -0.055407 | 0 |  |  |  |  | 0 | 0
48510 | AK_GT1__8040 | 1 | Houston | YES | -0.006257 | 33.4 | 8.1 | 34 |  | 1.029 | Cogen | -1 | 0.055475 | 0 | 0 |  |  |  |  | -0.055475 | 0 |  |  |  |  | 0 | 0
48523 | BVE_ST1_GN1 | 3 | Houston | YES | -0.006342 | 252.4 | 0 | 252.4 |  | 1.035 | CC | -1 | 0.05556 | 252.4 | 252.4 |  |  |  |  | -0.05556 | -14.0234 |  |  |  |  | 0 | 0
48521 | BVE_GT1_GT1 | 1 | Houston | YES | -0.006342 | 167.7 | 0 | 167.7 |  | 1.035 | CC | -1 | 0.05556 | 167.7 | 167.7 |  |  |  |  | -0.05556 | -9.3175 |  |  |  |  | 0 | 0
48522 | BVE_GT2_5035 | 2 | Houston | YES | -0.006342 | 166.4 | 0 | 166.4 |  | 1.035 | CC | -1 | 0.05556 | 166.4 | 166.4 |  |  |  |  | -0.05556 | -9.2452 |  |  |  |  | 0 | 0
48926 | WAP_GN6_6 | 6 | Houston | YES | -0.006348 | 651 | 280 | 651 |  | 1.035 | LIGCO | -1 | 0.055566 | 0 | 651 |  |  |  |  | -0.055566 | 0 |  |  |  |  | 0 | 0
48927 | WAP_GN7_7 | 7 | Houston | YES | -0.006348 | 564 | 277 | 564 |  | 1.035 | LIGCO | -1 | 0.055566 | 0 | 564 |  |  |  |  | -0.055566 | 0 |  |  |  |  | 0 | 0
48928 | WAP_GN8_8 | 8 | Houston | YES | -0.006348 | 603 | 275 | 603 |  | 1.035 | LIGCO | -1 | 0.055566 | 0 | 603 |  |  |  |  | -0.055566 | 0 |  |  |  |  | 0 | 0
48730 | MNS_GT | 1 | Houston | YES | -0.006374 | 43 | 0 | 46.1 |  | 1.029 | Cogen | -1 | 0.055592 | 0 | 0 |  |  |  |  | -0.055592 | 0 |  |  |  |  | 0 | 0
39760 | TNSCLP1___8 | 1 | Houston | YES | -0.007133 | 93.4 | 20 | 116.8 | 0 | 1.04 | Cogen | -1 | 0.056351 | 0 | 0 |  |  |  |  | -0.056351 | 0 |  |  |  |  | 0 | 0
39770 | TNSCLP2___8 | 1 | Houston | YES | -0.007133 | 91.6 | 20 | 114.5 | 0 | 1.04 | Cogen | -1 | 0.056351 | 0 | 0 |  |  |  |  | -0.056351 | 0 |  |  |  |  | 0 | 0
39775 | TNSCLP4___8 | 1 | Houston | YES | -0.007133 | 95.2 | 20 | 119 | 0 | 1.04 | Cogen | -1 | 0.056351 | 0 | 0 |  |  |  |  | -0.056351 | 0 |  |  |  |  | 0 | 0
39790 | TNSCLP3___8 | 1 | Houston | YES | -0.007133 | 87.6 | 20 | 109.5 | 0 | 1.027 | Cogen | -1 | 0.056351 | 0 | 0 |  |  |  |  | -0.056351 | 0 |  |  |  |  | 0 | 0
48520 | BSF_GT1_8070 | 1 | Houston | YES | -0.007384 | 72 | 0 | 72 | 0 | 1.0326 | Cogen | -1 | 0.056602 | 0 | 0 |  |  |  |  | -0.056602 | 0 |  |  |  |  | 0 | 0
48520 | BSF_GT1_8070 | 2 | Houston | YES | -0.007384 | 10 | 0 | 10 | 0 | 1.0326 | Cogen | -1 | 0.056602 | 0 | 0 |  |  |  |  | -0.056602 | 0 |  |  |  |  | 0 | 0
49851 | DOW17000 | 37 | Houston | YES | -0.007686 | 39 | 0 | 62 | 0 | 1 | Cogen | -1 | 0.056904 | 0 | 0 |  |  |  |  | -0.056904 | 0 |  |  |  |  | 0 | 0
49858 | DOW38100 | 31 | Houston | YES | -0.007686 | 45 | 0 | 71.4 |  | 1 | Cogen | -1 | 0.056904 | 0 | 0 |  |  |  |  | -0.056904 | 0 |  |  |  |  | 0 | 0
49859 | DOW38200 | 33 | Houston | YES | -0.007686 | 28 | 0 | 45 | 0 | 1 | Cogen | -1 | 0.056904 | 0 | 0 |  |  |  |  | -0.056904 | 0 |  |  |  |  | 0 | 0
49860 | DOW38300 | 32 | Houston | YES | -0.007686 | 63 | 0 | 101 |  | 1 | Cogen | -1 | 0.056904 | 0 | 0 |  |  |  |  | -0.056904 | 0 |  |  |  |  | 0 | 0
49862 | DOW39100 | 36 | Houston | YES | -0.007686 | 54 | 0 | 86 | 0 | 1 | Cogen | -1 | 0.056904 | 0 | 0 |  |  |  |  | -0.056904 | 0 |  |  |  |  | 0 | 0
49863 | DOW39200 | 35 | Houston | YES | -0.007686 | 55 | 0 | 88 | 0 | 1 | Cogen | -1 | 0.056904 | 0 | 0 |  |  |  |  | -0.056904 | 0 |  |  |  |  | 0 | 0
49865 | DOW41000 | 41 | Houston | YES | -0.007686 | 31 | 0 | 50 |  | 1 | Cogen | -1 | 0.056904 | 0 | 0 |  |  |  |  | -0.056904 | 0 |  |  |  |  | 0 | 0
49866 | DOW42000 | 42 | Houston | YES | -0.007686 | 11 | 0 | 18 |  | 1 | Cogen | -1 | 0.056904 | 0 | 0 |  |  |  |  | -0.056904 | 0 |  |  |  |  | 0 | 0
49869 | DOW49000 | 45 | Houston | YES | -0.007686 | 59 | 0 | 94 |  | 1 | Cogen | -1 | 0.056904 | 0 | 0 |  |  |  |  | -0.056904 | 0 |  |  |  |  | 0 | 0
49870 | DOW61000 | 61 | Houston | YES | -0.007686 | 44 | 0 | 70 | 0 | 1 | Cogen | -1 | 0.056904 | 0 | 0 |  |  |  |  | -0.056904 | 0 |  |  |  |  | 0 | 0
49871 | DOW62000 | 62 | Houston | YES | -0.007686 | 40 | 0 | 63 | 0 | 1 | Cogen | -1 | 0.056904 | 0 | 0 |  |  |  |  | -0.056904 | 0 |  |  |  |  | 0 | 0
49872 | DOW63000 | 63 | Houston | YES | -0.007686 | 45 | 0 | 72 | 0 | 1 | Cogen | -1 | 0.056904 | 0 | 0 |  |  |  |  | -0.056904 | 0 |  |  |  |  | 0 | 0
49873 | DOW64000 | 64 | Houston | YES | -0.007686 | 41 | 0 | 64.8 | 0 | 1 | Cogen | -1 | 0.056904 | 0 | 0 |  |  |  |  | -0.056904 | 0 |  |  |  |  | 0 | 0
49876 | DOW65000 | 65 | Houston | YES | -0.007686 | 63 | 0 | 101 | 0 | 1 | Cogen | -1 | 0.056904 | 0 | 0 |  |  |  |  | -0.056904 | 0 |  |  |  |  | 0 | 0
49877 | DOW66000 | 66 | Houston | YES | -0.007686 | 61 | 0 | 97 | 0 | 1 | Cogen | -1 | 0.056904 | 0 | 0 |  |  |  |  | -0.056904 | 0 |  |  |  |  | 0 | 0
49878 | DOW67000 | 67 | Houston | YES | -0.007686 | 65 | 0 | 103 | 0 | 1 | Cogen | -1 | 0.056904 | 0 | 0 |  |  |  |  | -0.056904 | 0 |  |  |  |  | 0 | 0
49882 | DOW81000 | 81 | Houston | YES | -0.007686 | 47 | 0 | 76 | 0 | 1 | Cogen | -1 | 0.056904 | 0 | 0 |  |  |  |  | -0.056904 | 0 |  |  |  |  | 0 | 0
49884 | DOW82000 | 82 | Houston | YES | -0.007686 | 51 | 0 | 80 | 0 | 1 | Cogen | -1 | 0.056904 | 0 | 0 |  |  |  |  | -0.056904 | 0 |  |  |  |  | 0 | 0
49885 | DOW83000 | 83 | Houston | YES | -0.007686 | 51 | 0 | 80 | 0 | 1 | Cogen | -1 | 0.056904 | 0 | 0 |  |  |  |  | -0.056904 | 0 |  |  |  |  | 0 | 0
49886 | DOW84000 | 84 | Houston | YES | -0.007686 | 107 | 0 | 171 | 0 | 0.98 | Cogen | -1 | 0.056904 | 0 | 0 |  |  |  |  | -0.056904 | 0 |  |  |  |  | 0 | 0
13432 | SANDOW_5G | 5 | South | YES | -0.008054 | 581 | 225 | 581 |  | 1.029 | LIGCO | -1 | 0.057272 | 0 | 581 |  |  |  |  | -0.057272 | 0 |  |  |  |  | 0 | 0
48911 | TGF_GT1_8000 | 1 | Houston | YES | -0.008691 | 69.2 | 0 | 69.2 |  | 1.029 | Cogen | -1 | 0.057909 | 0 | 0 |  |  |  |  | -0.057909 | 0 |  |  |  |  | 0 | 0
48733 | CBE_ST12 | 1 | Houston | YES | -0.008928 | 105 | 0 | 105 | 0 | 1.029 | CC | -1 | 0.058146 | 105 | 105 |  |  |  |  | -0.058146 | -6.1054 |  |  |  |  | 0 | 0
48736 | CBE_ST34 | 1 | Houston | YES | -0.008928 | 105 | 0 | 105 | 0 | 1.029 | CC | -1 | 0.058146 | 105 | 105 |  |  |  |  | -0.058146 | -6.1054 |  |  |  |  | 0 | 0
48731 | CBE_GT1 | 1 | Houston | YES | -0.008928 | 76 | 0 | 76 | 0 | 1.029 | CC | -1 | 0.058146 | 76 | 76 |  |  |  |  | -0.058146 | -4.4191 |  |  |  |  | 0 | 0
48732 | CBE_GT2 | 1 | Houston | YES | -0.008928 | 76 | 0 | 76 | 0 | 1.029 | CC | -1 | 0.058146 | 76 | 76 |  |  |  |  | -0.058146 | -4.4191 |  |  |  |  | 0 | 0
48734 | CBE_GT3 | 1 | Houston | YES | -0.008928 | 76 | 0 | 76 | 0 | 1.029 | CC | -1 | 0.058146 | 76 | 76 |  |  |  |  | -0.058146 | -4.4191 |  |  |  |  | 0 | 0
48735 | CBE_GT4 | 1 | Houston | YES | -0.008928 | 76 | 0 | 76 | 0 | 1.029 | CC | -1 | 0.058146 | 76 | 76 |  |  |  |  | -0.058146 | -4.4191 |  |  |  |  | 0 | 0
5911 | STP_GN1___1 | 1 | Houston | YES | -0.009235 | 1333 | 1249 | 1333 | 0 | 1.0406 | Nuc | -1 | 0.058453 | 0 | 0 |  |  |  |  | -0.058453 | 0 |  |  |  |  | 0 | 0
5912 | STP_GN2___2 | 2 | Houston | YES | -0.009235 | 1332 | 1249 | 1332 | 0 | 1.0406 | Nuc | -1 | 0.058453 | 0 | 0 |  |  |  |  | -0.058453 | 0 |  |  |  |  | 0 | 0
80265 | LARECU40A | 4 | South | YES | -0.010353 | 80 | 0 | 100 |  | 1.039 | GGT | -1 | 0.059571 | 100 | 100 |  |  |  |  | -0.059571 | -5.9571 |  |  |  |  | 0 | 0
80266 | LARECU50A | 5 | South | YES | -0.010353 | 80 | 0 | 100 |  | 1.039 | GGT | -1 | 0.059571 | 100 | 100 |  |  |  |  | -0.059571 | -5.9571 |  |  |  |  | 0 | 0
80012 | LAR | F | South | YES | -0.010353 | 0 | 0 | 0 | 0 | 1.04 | DCTie | -1 | 0.059571 | 0 | 0 |  |  |  |  | -0.059571 | 0 |  |  |  |  | 0 | 0
3432 | SANDOW_4G | 4 | South | YES | -0.010468 | 580 | 225 | 580 |  | 1.029 | LIGCO | -1 | 0.059686 | 0 | 580 |  |  |  |  | -0.059686 | 0 |  |  |  |  | 0 | 0
58909 | PEARSALLSCG1 | 3 | South | YES | -0.011246 | 0 | 0 | 8.4 |  | 1.027 | Diesel | -1 | 0.060464 | 8.4 | 8.4 |  |  |  |  | -0.060464 | -0.5079 |  |  |  |  | 0 | 0
58909 | PEARSALLSCG1 | 4 | South | YES | -0.011246 | 0 | 0 | 8.4 |  | 1.027 | Diesel | -1 | 0.060464 | 8.4 | 8.4 |  |  |  |  | -0.060464 | -0.5079 |  |  |  |  | 0 | 0
58909 | PEARSALLSCG1 | 6 | South | YES | -0.011246 | 0 | 0 | 8.4 |  | 1.027 | Diesel | -1 | 0.060464 | 8.4 | 8.4 |  |  |  |  | -0.060464 | -0.5079 |  |  |  |  | 0 | 0
58909 | PEARSALLSCG1 | 5 | South | YES | -0.011246 | 0 | 0 | 8.4 |  | 1.027 | Diesel | -1 | 0.060464 | 8.4 | 8.4 |  |  |  |  | -0.060464 | -0.5079 |  |  |  |  | 0 | 0
58909 | PEARSALLSCG1 | 1 | South | YES | -0.011246 | 0 | 0 | 8.4 |  | 1.027 | Diesel | -1 | 0.060464 | 8.4 | 8.4 |  |  |  |  | -0.060464 | -0.5079 |  |  |  |  | 0 | 0
58909 | PEARSALLSCG1 | 2 | South | YES | -0.011246 | 0 | 0 | 8.4 |  | 1.027 | Diesel | -1 | 0.060464 | 8.4 | 8.4 |  |  |  |  | -0.060464 | -0.5079 |  |  |  |  | 0 | 0
58919 | PEARSALLSCG2 | 5 | South | YES | -0.011246 | 0 | 0 | 8.4 |  | 1.027 | Diesel | -1 | 0.060464 | 8.4 | 8.4 |  |  |  |  | -0.060464 | -0.5079 |  |  |  |  | 0 | 0
58919 | PEARSALLSCG2 | 6 | South | YES | -0.011246 | 0 | 0 | 8.4 |  | 1.027 | Diesel | -1 | 0.060464 | 8.4 | 8.4 |  |  |  |  | -0.060464 | -0.5079 |  |  |  |  | 0 | 0
58919 | PEARSALLSCG2 | 1 | South | YES | -0.011246 | 0 | 0 | 8.4 |  | 1.027 | Diesel | -1 | 0.060464 | 8.4 | 8.4 |  |  |  |  | -0.060464 | -0.5079 |  |  |  |  | 0 | 0
58919 | PEARSALLSCG2 | 2 | South | YES | -0.011246 | 0 | 0 | 8.4 |  | 1.027 | Diesel | -1 | 0.060464 | 8.4 | 8.4 |  |  |  |  | -0.060464 | -0.5079 |  |  |  |  | 0 | 0
58919 | PEARSALLSCG2 | 4 | South | YES | -0.011246 | 0 | 0 | 8.4 |  | 1.027 | Diesel | -1 | 0.060464 | 8.4 | 8.4 |  |  |  |  | -0.060464 | -0.5079 |  |  |  |  | 0 | 0
58919 | PEARSALLSCG2 | 3 | South | YES | -0.011246 | 0 | 0 | 8.4 |  | 1.027 | Diesel | -1 | 0.060464 | 8.4 | 8.4 |  |  |  |  | -0.060464 | -0.5079 |  |  |  |  | 0 | 0
58929 | PEARSALLSCG3 | 4 | South | YES | -0.011246 | 0 | 0 | 8.4 |  | 1.027 | Diesel | -1 | 0.060464 | 8.4 | 8.4 |  |  |  |  | -0.060464 | -0.5079 |  |  |  |  | 0 | 0
58929 | PEARSALLSCG3 | 6 | South | YES | -0.011246 | 0 | 0 | 8.4 |  | 1.027 | Diesel | -1 | 0.060464 | 8.4 | 8.4 |  |  |  |  | -0.060464 | -0.5079 |  |  |  |  | 0 | 0
58929 | PEARSALLSCG3 | 2 | South | YES | -0.011246 | 0 | 0 | 8.4 |  | 1.027 | Diesel | -1 | 0.060464 | 8.4 | 8.4 |  |  |  |  | -0.060464 | -0.5079 |  |  |  |  | 0 | 0
58929 | PEARSALLSCG3 | 5 | South | YES | -0.011246 | 0 | 0 | 8.4 |  | 1.027 | Diesel | -1 | 0.060464 | 8.4 | 8.4 |  |  |  |  | -0.060464 | -0.5079 |  |  |  |  | 0 | 0
58929 | PEARSALLSCG3 | 1 | South | YES | -0.011246 | 0 | 0 | 8.4 |  | 1.027 | Diesel | -1 | 0.060464 | 8.4 | 8.4 |  |  |  |  | -0.060464 | -0.5079 |  |  |  |  | 0 | 0
58929 | PEARSALLSCG3 | 3 | South | YES | -0.011246 | 0 | 0 | 8.4 |  | 1.027 | Diesel | -1 | 0.060464 | 8.4 | 8.4 |  |  |  |  | -0.060464 | -0.5079 |  |  |  |  | 0 | 0
58949 | PEARSALLSCG4 | 3 | South | YES | -0.011246 | 0 | 0 | 8.4 |  | 1.027 | Diesel | -1 | 0.060464 | 8.4 | 8.4 |  |  |  |  | -0.060464 | -0.5079 |  |  |  |  | 0 | 0
58949 | PEARSALLSCG4 | 2 | South | YES | -0.011246 | 0 | 0 | 8.4 |  | 1.027 | Diesel | -1 | 0.060464 | 8.4 | 8.4 |  |  |  |  | -0.060464 | -0.5079 |  |  |  |  | 0 | 0
58949 | PEARSALLSCG4 | 1 | South | YES | -0.011246 | 0 | 0 | 8.4 |  | 1.027 | Diesel | -1 | 0.060464 | 8.4 | 8.4 |  |  |  |  | -0.060464 | -0.5079 |  |  |  |  | 0 | 0
58949 | PEARSALLSCG4 | 4 | South | YES | -0.011246 | 0 | 0 | 8.4 |  | 1.027 | Diesel | -1 | 0.060464 | 8.4 | 8.4 |  |  |  |  | -0.060464 | -0.5079 |  |  |  |  | 0 | 0
58949 | PEARSALLSCG4 | 6 | South | YES | -0.011246 | 0 | 0 | 8.4 |  | 1.027 | Diesel | -1 | 0.060464 | 8.4 | 8.4 |  |  |  |  | -0.060464 | -0.5079 |  |  |  |  | 0 | 0
58949 | PEARSALLSCG4 | 5 | South | YES | -0.011246 | 0 | 0 | 8.4 |  | 1.027 | Diesel | -1 | 0.060464 | 8.4 | 8.4 |  |  |  |  | -0.060464 | -0.5079 |  |  |  |  | 0 | 0
88299 | ZAPATA | F | South | YES | -0.01166 | 0 | 0 | 0 | 0 | 1.02 | BLT | -1 | 0.060878 | 0 | 0 |  |  |  |  | -0.060878 | 0 |  |  |  |  | 0 | 0
5891 | PEARSALLGEN2 | 1 | South | YES | -0.012401 | 19.4 | 6 | 24.3 | 0 | 1.0226 | GST | -1 | 0.061619 | 24.3 | 24.3 |  |  |  |  | -0.061619 | -1.4974 |  |  |  |  | 0 | 0
5890 | PEARSALLGEN1 | 1 | South | YES | -0.012401 | 19.2 | 6 | 24 | 0 | 1.0226 | GST | -1 | 0.061619 | 24 | 24 |  |  |  |  | -0.061619 | -1.4789 |  |  |  |  | 0 | 0
5892 | PEARSALLGEN3 | 1 | South | YES | -0.012401 | 19.1 | 6 | 23.9 | 0 | 1.0226 | GST | -1 | 0.061619 | 23.9 | 23.9 |  |  |  |  | -0.061619 | -1.4727 |  |  |  |  | 0 | 0
5728 | FALCONHYDRO2 | 2 | South | YES | -0.012545 | 12 | 0 | 12 | 0 | 1.0234 | Hydro | -1 | 0.061763 | 0 | 0 |  |  |  |  | -0.061763 | 0 |  |  |  |  | 0 | 0
5729 | FALCONHYDRO3 | 3 | South | YES | -0.012545 | 11 | 0 | 11 | 0 | 1.0234 | Hydro | -1 | 0.061763 | 0 | 0 |  |  |  |  | -0.061763 | 0 |  |  |  |  | 0 | 0
8048 | FALCONHYDRO1 | 1 | South | YES | -0.012545 | 12 | 0 | 12 | 0 | 1.0234 | Hydro | -1 | 0.061763 | 0 | 0 |  |  |  |  | -0.061763 | 0 |  |  |  |  | 0 | 0
8134 | FOR #1 | 1 | South | YES | -0.012637 | 54.1 | 45 | 79 | 0 | 1 | Cogen | -1 | 0.061855 | 0 | 0 |  |  |  |  | -0.061855 | 0 |  |  |  |  | 0 | 0
8138 | FOR #2 | 2 | South | YES | -0.012637 | 63.1 | 45 | 81 | 0 | 1 | Cogen | -1 | 0.061855 | 0 | 0 |  |  |  |  | -0.061855 | 0 |  |  |  |  | 0 | 0
8153 | FOR #3 | 3 | South | YES | -0.012637 | 63.1 | 45 | 79.9 | 0 | 1 | Cogen | -1 | 0.061855 | 0 | 0 |  |  |  |  | -0.061855 | 0 |  |  |  |  | 0 | 0
8154 | FOR #4 | 4 | South | YES | -0.012637 | 63.1 | 60 | 80 | 0 | 1 | Cogen | -1 | 0.061855 | 0 | 0 |  |  |  |  | -0.061855 | 0 |  |  |  |  | 0 | 0
8155 | FOR #5 | 5 | South | YES | -0.012637 | 63.1 | 60 | 78.4 | 0 | 1 | Cogen | -1 | 0.061855 | 0 | 0 |  |  |  |  | -0.061855 | 0 |  |  |  |  | 0 | 0
8156 | FOR #6 | 6 | South | YES | -0.012637 | 24.9 | 5 | 25 | 0 | 1 | Cogen | -1 | 0.061855 | 0 | 0 |  |  |  |  | -0.061855 | 0 |  |  |  |  | 0 | 0
8157 | FOR #7 | 7 | South | YES | -0.012637 | 28.8 | 5 | 46 | 0 | 1 | Cogen | -1 | 0.061855 | 0 | 0 |  |  |  |  | -0.061855 | 0 |  |  |  |  | 0 | 0
80051 | FOR #8 | 8 | South | YES | -0.012637 | 28 | 28 | 28 |  | 1 | Cogen | -1 | 0.061855 | 0 | 0 |  |  |  |  | -0.061855 | 0 |  |  |  |  | 0 | 0
80052 | FOR #9 | 9 | South | YES | -0.012637 | 29.7 | 5 | 43.6 | 0 | 1 | Cogen | -1 | 0.061855 | 0 | 0 |  |  |  |  | -0.061855 | 0 |  |  |  |  | 0 | 0
80053 | FOR #10 | 10 | South | YES | -0.012637 | 68.4 | 45 | 75 | 0 | 1 | Cogen | -1 | 0.061855 | 0 | 0 |  |  |  |  | -0.061855 | 0 |  |  |  |  | 0 | 0
88508 | FALFURRI | F | South | YES | -0.012651 | 0 | 0 | 0 | 0 | 1 | AVR | -1 | 0.061869 | 0 | 0 |  |  |  |  | -0.061869 | 0 |  |  |  |  | 0 | 0
80226 | ALCOA G | 1 | South | YES | -0.012735 | 32.3 | 5 | 48 | 0 | 1.015 | Cogen | -1 | 0.061953 | 0 | 0 |  |  |  |  | -0.061953 | 0 |  |  |  |  | 0 | 0
8147 | UCAR #2 | 10 | South | YES | -0.013048 | 18.2 | 0 | 28 |  | 1 | Cogen | -1 | 0.062266 | 0 | 0 |  |  |  |  | -0.062266 | 0 |  |  |  |  | 0 | 0
8148 | UCAR #1 | 2 | South | YES | -0.013048 | 6.1 | 0 | 7 | 0 | 1.009 | Cogen | -1 | 0.062266 | 0 | 0 |  |  |  |  | -0.062266 | 0 |  |  |  |  | 0 | 0
80137 | CSDR89 | 9 | South | YES | -0.013048 | 15 | 0 | 15 | 0 | 1.003 | DCTie | -1 | 0.062266 | 0 | 0 |  |  |  |  | -0.062266 | 0 |  |  |  |  | 0 | 0
80137 | CSDR89 | 8 | South | YES | -0.013048 | 33.9 | 0 | 39 | 0 | 1.003 | DCTie | -1 | 0.062266 | 0 | 0 |  |  |  |  | -0.062266 | 0 |  |  |  |  | 0 | 0
80138 | CSDR7 | 7 | South | YES | -0.013048 | 6.1 | 0 | 7 | 0 | 1.014 | DCTie | -1 | 0.062266 | 0 | 0 |  |  |  |  | -0.062266 | 0 |  |  |  |  | 0 | 0
80139 | CSDR56 | 6 | South | YES | -0.013048 | 0 | 0 | 39 |  | 1.0033 | DCTie | -1 | 0.062266 | 0 | 0 |  |  |  |  | -0.062266 | 0 |  |  |  |  | 0 | 0
80139 | CSDR56 | 5 | South | YES | -0.013048 | 15 | 0 | 15 |  | 1.0033 | DCTie | -1 | 0.062266 | 0 | 0 |  |  |  |  | -0.062266 | 0 |  |  |  |  | 0 | 0
80140 | CSDR11 | 11 | South | YES | -0.013048 | 33.9 | 0 | 39 | 0 | 1.03 | DCTie | -1 | 0.062266 | 0 | 0 |  |  |  |  | -0.062266 | 0 |  |  |  |  | 0 | 0
80227 | AIRCO G | 1 | South | YES | -0.013103 | 7.2 | 0 | 8 | 0 | 1.0104 | Cogen | -1 | 0.062321 | 0 | 0 |  |  |  |  | -0.062321 | 0 |  |  |  |  | 0 | 0
80224 | VISTRONG1 | 1 | South | YES | -0.013188 | 13.1 | 0 | 15 | 0 | 1.01 | Cogen | -1 | 0.062406 | 0 | 0 |  |  |  |  | -0.062406 | 0 |  |  |  |  | 0 | 0
80225 | VISTRONG2 | 2 | South | YES | -0.013188 | 20.2 | 0 | 23 | 0 | 1.01 | Cogen | -1 | 0.062406 | 0 | 0 |  |  |  |  | -0.062406 | 0 |  |  |  |  | 0 | 0
5503 | RAYBURNGEN3 | 1 | South | YES | -0.013252 | 17.6 | 6 | 22 | 0 | 1.0224 | GST | -1 | 0.06247 | 22 | 22 |  |  |  |  | -0.06247 | -1.3743 |  |  |  |  | 0 | 0
5505 | RAYBURNGEN1 | 1 | South | YES | -0.013252 | 0 | 1 | 11 |  | 1.0223 | GGT | -1 | 0.06247 | 11 | 11 |  |  |  |  | -0.06247 | -0.68717 |  |  |  |  | 0 | 0
5506 | RAYBURNGEN2 | 1 | South | YES | -0.013252 | 0 | 1 | 11 |  | 1.0223 | GGT | -1 | 0.06247 | 11 | 11 |  |  |  |  | -0.06247 | -0.68717 |  |  |  |  | 0 | 0
7010 | L_FPPYD11_1Y | 1 | South | YES | -0.013276 | 547.4 | 200 | 606 | 0 | 1.02 | LIGCO | -1 | 0.062494 | 0 | 606 |  |  |  |  | -0.062494 | 0 |  |  |  |  | 0 | 0
7011 | L_FPPYD11_2Y | 2 | South | YES | -0.013276 | 552.2 | 200 | 598 | 0 | 1.02 | LIGCO | -1 | 0.062494 | 0 | 598 |  |  |  |  | -0.062494 | 0 |  |  |  |  | 0 | 0
7012 | L_FPPYD21_3Y | 3 | South | YES | -0.013278 | 427.5 | 200 | 436 | 0 | 1.02 | LIGCO | -1 | 0.062496 | 0 | 436 |  |  |  |  | -0.062496 | 0 |  |  |  |  | 0 | 0
7009 | L_LOSTPI1_3Y | 3 | South | YES | -0.013385 | 173.9 | 72 | 175 | 0 | 1 | CC | -1 | 0.062603 | 175 | 175 |  |  |  |  | -0.062603 | -10.9556 |  |  |  |  | 0 | 0
7008 | L_LOSTPI1_2Y | 2 | South | YES | -0.013385 | 157.7 | 107 | 160 | 0 | 1 | CC | -1 | 0.062603 | 160 | 160 |  |  |  |  | -0.062603 | -10.0165 |  |  |  |  | 0 | 0
7007 | L_LOSTPI1_1Y | 1 | South | YES | -0.013385 | 158.6 | 110 | 158 | 0 | 1 | CC | -1 | 0.062603 | 158 | 158 |  |  |  |  | -0.062603 | -9.8913 |  |  |  |  | 0 | 0
8066 | DUP1V#1 | 1 | South | YES | -0.013422 | 52.3 | 0 | 73 | 0 | 1.01 | Cogen | -1 | 0.06264 | 0 | 0 |  |  |  |  | -0.06264 | 0 |  |  |  |  | 0 | 0
5512 | RAYBURNCC8 | 1 | South | YES | -0.013435 | 49.3 | 18.2 | 49.3 | 0 | 1.0296 | CC | -1 | 0.062653 | 49.3 | 49.3 |  |  |  |  | -0.062653 | -3.0888 |  |  |  |  | 0 | 0
5508 | RAYBURNCC9 | 1 | South | YES | -0.013435 | 47.7 | 18.2 | 47.7 | 0 | 1.0296 | CC | -1 | 0.062653 | 47.7 | 47.7 |  |  |  |  | -0.062653 | -2.9886 |  |  |  |  | 0 | 0
5511 | RAYBURNCC7 | 1 | South | YES | -0.013435 | 47.5 | 18.2 | 47.5 | 0 | 1.0296 | CC | -1 | 0.062653 | 47.5 | 47.5 |  |  |  |  | -0.062653 | -2.976 |  |  |  |  | 0 | 0
5509 | RAYBURNCC10 | 1 | South | YES | -0.013435 | 37.3 | 5.2 | 37.3 | 0 | 1.0296 | CC | -1 | 0.062653 | 37.3 | 37.3 |  |  |  |  | -0.062653 | -2.337 |  |  |  |  | 0 | 0
8935 | FGNTS201 | 3 | South | YES | -0.013471 | 173 | 0 | 173 | 0 | 1.03 | CC | -1 | 0.062689 | 173 | 173 |  |  |  |  | -0.062689 | -10.8453 |  |  |  |  | 0 | 0
8934 | FGNTS101 | 2 | South | YES | -0.013471 | 147.9 | 0 | 147.9 | 0 | 1.03 | CC | -1 | 0.062689 | 147.9 | 147.9 |  |  |  |  | -0.062689 | -9.2718 |  |  |  |  | 0 | 0
8933 | FGNTS001 | 1 | South | YES | -0.013471 | 146.5 | 0 | 146.5 | 0 | 1.03 | CC | -1 | 0.062689 | 146.5 | 146.5 |  |  |  |  | -0.062689 | -9.184 |  |  |  |  | 0 | 0
8926 | LGE_GT10A | 1 | South | YES | -0.013522 | 158 | 0 | 158 | 0 | 1.03 | Cogen | -1 | 0.06274 | 0 | 0 |  |  |  |  | -0.06274 | 0 |  |  |  |  | 0 | 0
8927 | LGE_GT20A | 2 | South | YES | -0.013522 | 153 | 0 | 153 | 0 | 1.03 | Cogen | -1 | 0.06274 | 0 | 0 |  |  |  |  | -0.06274 | 0 |  |  |  |  | 0 | 0
8928 | LGE_STG0A | 3 | South | YES | -0.013522 | 100 | 0 | 100 | 0 | 1.03 | Cogen | -1 | 0.06274 | 0 | 0 |  |  |  |  | -0.06274 | 0 |  |  |  |  | 0 | 0
8930 | ICPGN10A | 1 | South | YES | -0.013522 | 149 | 0 | 149 | 0 | 1.03 | Cogen | -1 | 0.06274 | 0 | 0 |  |  |  |  | -0.06274 | 0 |  |  |  |  | 0 | 0
8931 | ICPGN20A | 2 | South | YES | -0.013522 | 150 | 0 | 150 | 0 | 1.03 | Cogen | -1 | 0.06274 | 0 | 0 |  |  |  |  | -0.06274 | 0 |  |  |  |  | 0 | 0
8932 | ICPGN30A | 3 | South | YES | -0.013522 | 127 | 0 | 127 | 0 | 1.03 | Cogen | -1 | 0.06274 | 0 | 0 |  |  |  |  | -0.06274 | 0 |  |  |  |  | 0 | 0
80223 | REYSHR G | 1 | South | YES | -0.013522 | 12 | 0 | 12 | 0 | 1.032 | Cogen | -1 | 0.06274 | 0 | 0 |  |  |  |  | -0.06274 | 0 |  |  |  |  | 0 | 0
8174 | VICEC61A | 6 | South | YES | -0.013557 | 188 | 42 | 188 | 0 | 1.025 | CC | -1 | 0.062775 | 188 | 188 |  |  |  |  | -0.062775 | -11.8018 |  |  |  |  | 0 | 0
8173 | VICEC51A | 5 | South | YES | -0.013557 | 144 | 18 | 144 | 0 | 1.025 | CC | -1 | 0.062775 | 144 | 144 |  |  |  |  | -0.062775 | -9.0396 |  |  |  |  | 0 | 0
8442 | NBEC7 | 7 | South | YES | -0.013622 | 0 | 81 | 367 |  | 1.0298 | GST | -1 | 0.06284 | 367 | 367 |  |  |  |  | -0.06284 | -23.0624 |  |  |  |  | 0 | 0
8442 | NBEC7 | MB | South | YES | -0.013622 | 0 | 81 | 367 |  | 1.0298 | GST | -1 | 0.06284 | 0 | 0 |  |  |  |  | -0.06284 | 0 |  |  |  |  | 0 | 0
8560 | CNOPGT1 | 1 | South | YES | -0.013623 | 148.3 | 0 | 148.3 | 0 | 1.03 | Cogen | -1 | 0.062841 | 0 | 0 |  |  |  |  | -0.062841 | 0 |  |  |  |  | 0 | 0
8561 | CNOPGT2 | 2 | South | YES | -0.013623 | 148.6 | 0 | 148.6 | 0 | 1.03 | Cogen | -1 | 0.062841 | 0 | 0 |  |  |  |  | -0.062841 | 0 |  |  |  |  | 0 | 0
8562 | CNOPST1 | 3 | South | YES | -0.013623 | 153 | 0 | 153 | 0 | 1.03 | Cogen | -1 | 0.062841 | 0 | 0 |  |  |  |  | -0.062841 | 0 |  |  |  |  | 0 | 0
8983 | HECN3 | 3 | South | YES | -0.013626 | 171.9 | 0 | 171.9 | 0 | 1.0304 | CC | -1 | 0.062844 | 171.9 | 171.9 |  |  |  |  | -0.062844 | -10.8029 |  |  |  |  | 0 | 0
8981 | HECN1 | 1 | South | YES | -0.013626 | 144.8 | 0 | 144.8 | 0 | 1.0304 | CC | -1 | 0.062844 | 144.8 | 144.8 |  |  |  |  | -0.062844 | -9.0999 |  |  |  |  | 0 | 0
8982 | HECN2 | 2 | South | YES | -0.013626 | 144.1 | 0 | 144.1 | 0 | 1.0304 | CC | -1 | 0.062844 | 144.1 | 144.1 |  |  |  |  | -0.062844 | -9.0559 |  |  |  |  | 0 | 0
8938 | MVGN#3 | 3 | South | YES | -0.013627 | 250.9 | 0 | 250.9 | 0 | 1.0304 | CC | -1 | 0.062845 | 250.9 | 250.9 |  |  |  |  | -0.062845 | -15.7679 |  |  |  |  | 0 | 0
8937 | MVGN#2 | 2 | South | YES | -0.013627 | 216.7 | 0 | 216.7 | 0 | 1.0304 | CC | -1 | 0.062845 | 216.7 | 216.7 |  |  |  |  | -0.062845 | -13.6186 |  |  |  |  | 0 | 0
8936 | MVGN#1 | 1 | South | YES | -0.013627 | 216.6 | 0 | 216.6 | 0 | 1.0304 | CC | -1 | 0.062845 | 216.6 | 216.6 |  |  |  |  | -0.062845 | -13.6123 |  |  |  |  | 0 | 0
8456 | COSW#1 | 1 | South | YES | -0.013629 | 20 | 0 | 20 | 0 | 1.027 | Cogen | -1 | 0.062847 | 0 | 0 |  |  |  |  | -0.062847 | 0 |  |  |  |  | 0 | 0
8457 | COSW#2 | 2 | South | YES | -0.013629 | 14 | 0 | 14 | 0 | 1.027 | Cogen | -1 | 0.062847 | 0 | 0 |  |  |  |  | -0.062847 | 0 |  |  |  |  | 0 | 0
8506 | VAL #1 | 1 | South | YES | -0.013636 | 20.9 | 0 | 25 | 0 | 1.0055 | Cogen | -1 | 0.062854 | 0 | 0 |  |  |  |  | -0.062854 | 0 |  |  |  |  | 0 | 0
8507 | VAL #2 | 2 | South | YES | -0.013636 | 20.9 | 0 | 25 | 0 | 1.0055 | Cogen | -1 | 0.062854 | 0 | 0 |  |  |  |  | -0.062854 | 0 |  |  |  |  | 0 | 0
8461 | KOCH_UP0A | 1 | South | YES | -0.01364 | 38 | 0 | 38 | 0 | 1.012 | Cogen | -1 | 0.062858 | 0 | 0 |  |  |  |  | -0.062858 | 0 |  |  |  |  | 0 | 0
80263 | B_DAVIS31A | 3 | South | YES | -0.01365 | 0 | 0 | 180 |  | 1.0366 | CC | -1 | 0.062868 | 180 | 180 |  |  |  |  | -0.062868 | -11.3163 |  |  |  |  | 0 | 0
80264 | B_DAVIS41A | 4 | South | YES | -0.01365 | 0 | 0 | 180 |  | 1.0366 | CC | -1 | 0.062868 | 180 | 180 |  |  |  |  | -0.062868 | -11.3163 |  |  |  |  | 0 | 0
8459 | B_DAVIS0B | MB | South | YES | -0.01365 | 0 | 50 | 339 |  | 1.03 | GSC | -1 | 0.062868 | 0 | 0 |  |  |  |  | -0.062868 | 0 |  |  |  |  | 0 | 0
8460 | B_DAVIS0A | MB | South | YES | -0.01365 | 0 | 50 | 340 |  | 1.03 | GSC | -1 | 0.062868 | 0 | 0 |  |  |  |  | -0.062868 | 0 |  |  |  |  | 0 | 0
8511 | OXY_CC0A | 1 | South | YES | -0.013657 | 30.3 | 0 | 38 | 0 | 1.027 | Cogen | -1 | 0.062875 | 0 | 0 |  |  |  |  | -0.062875 | 0 |  |  |  |  | 0 | 0
5935 | SI_RAY10 | 10 | South | YES | -0.013691 | 47 | 10 | 47 | 0 | 1.03 | CC | -1 | 0.062909 | 47 | 47 |  |  |  |  | -0.062909 | -2.9567 |  |  |  |  | 0 | 0
5932 | SI_RAY9 | 9 | South | YES | -0.013691 | 32 | 32 | 38 | 0 | 1.035 | CC | -1 | 0.062909 | 38 | 38 |  |  |  |  | -0.062909 | -2.3906 |  |  |  |  | 0 | 0
5933 | SI_RAY6 | 6 | South | YES | -0.013691 | 15.4 | 10 | 19.3 | 0 | 1.035 | GST | -1 | 0.062909 | 19.3 | 19.3 |  |  |  |  | -0.062909 | -1.2142 |  |  |  |  | 0 | 0
80003 | MILHWYS | F | South | YES | -0.013691 | 0 | 0 | 0 | 0 | 1.0168 | AVR | -1 | 0.062909 | 0 | 0 |  |  |  |  | -0.062909 | 0 |  |  |  |  | 0 | 0
8517 | CELANEBI0A | 1 | South | YES | -0.013696 | 29 | 0 | 29 | 0 | 1.02 | Cogen | -1 | 0.062914 | 0 | 0 |  |  |  |  | -0.062914 | 0 |  |  |  |  | 0 | 0
80080 | GWINDT11A | 3 | South | YES | -0.013731 | 0 | 0 | 38 | 0 | 1.025 | Wind | -1 | 0.062949 | 0 | 38 |  |  |  |  | -0.062949 | 0 |  |  |  |  | 0 | 0
80080 | GWINDT11A | 4 | South | YES | -0.013731 | 3.8 | 0 | 19 | 0 | 1.025 | Wind | -1 | 0.062949 | 0 | 19 |  |  |  |  | -0.062949 | 0 |  |  |  |  | 0 | 0
80080 | GWINDT11A | 2 | South | YES | -0.013731 | 0 | 0 | 41 | 0 | 1.025 | Wind | -1 | 0.062949 | 0 | 41 |  |  |  |  | -0.062949 | 0 |  |  |  |  | 0 | 0
80080 | GWINDT11A | 1 | South | YES | -0.013731 | 28.2 | 0 | 94 | 0 | 1.025 | Wind | -1 | 0.062949 | 0 | 94 |  |  |  |  | -0.062949 | 0 |  |  |  |  | 0 | 0
80081 | GWINDT21A | 4 | South | YES | -0.013731 | 4.4 | 0 | 22 | 0 | 1.025 | Wind | -1 | 0.062949 | 0 | 22 |  |  |  |  | -0.062949 | 0 |  |  |  |  | 0 | 0
80081 | GWINDT21A | 1 | South | YES | -0.013731 | 28.2 | 0 | 94 | 0 | 1.025 | Wind | -1 | 0.062949 | 0 | 94 |  |  |  |  | -0.062949 | 0 |  |  |  |  | 0 | 0
80081 | GWINDT21A | 3 | South | YES | -0.013731 | 8.6 | 0 | 43 | 0 | 1.025 | Wind | -1 | 0.062949 | 0 | 43 |  |  |  |  | -0.062949 | 0 |  |  |  |  | 0 | 0
80081 | GWINDT21A | 2 | South | YES | -0.013731 | 7.2 | 0 | 36 | 0 | 1.025 | Wind | -1 | 0.062949 | 0 | 36 |  |  |  |  | -0.062949 | 0 |  |  |  |  | 0 | 0
80180 | PNSCALT11A | 2 | South | YES | -0.013731 | 10 | 0 | 50 | 0 | 1.025 | Wind | -1 | 0.062949 | 0 | 50 |  |  |  |  | -0.062949 | 0 |  |  |  |  | 0 | 0
80180 | PNSCALT11A | 1 | South | YES | -0.013731 | 43.8 | 0 | 148 | 0 | 1.025 | Wind | -1 | 0.062949 | 0 | 148 |  |  |  |  | -0.062949 | 0 |  |  |  |  | 0 | 0
80181 | PNSCALT21A | 2 | South | YES | -0.013731 | 10 | 0 | 50 | 0 | 1.025 | Wind | -1 | 0.062949 | 0 | 50 |  |  |  |  | -0.062949 | 0 |  |  |  |  | 0 | 0
80181 | PNSCALT21A | 1 | South | YES | -0.013731 | 16.5 | 0 | 55 | 0 | 1.025 | Wind | -1 | 0.062949 | 0 | 55 |  |  |  |  | -0.062949 | 0 |  |  |  |  | 0 | 0
88198 | BEEVILLE | F | South | YES | -0.014201 | 0 | 0 | 0 | 0 | 1.02 | AVR | -1 | 0.063419 | 0 | 0 |  |  |  |  | -0.063419 | 0 |  |  |  |  | 0 | 0
7303 | L_WPPGS12_1Y | 1 | South | YES | -0.014236 | 50 | 0 | 50 | 0 | 1.025 | GGT | -1 | 0.063454 | 50 | 50 |  |  |  |  | -0.063454 | -3.1727 |  |  |  |  | 0 | 0
7303 | L_WPPGS12_1Y | 2 | South | YES | -0.014236 | 50 | 0 | 50 | 0 | 1.025 | GGT | -1 | 0.063454 | 50 | 50 |  |  |  |  | -0.063454 | -3.1727 |  |  |  |  | 0 | 0
7305 | L_WPPGS34_1Y | 3 | South | YES | -0.014236 | 50 | 0 | 50 | 0 | 1.025 | GGT | -1 | 0.063454 | 50 | 50 |  |  |  |  | -0.063454 | -3.1727 |  |  |  |  | 0 | 0
7305 | L_WPPGS34_1Y | 4 | South | YES | -0.014236 | 50 | 0 | 50 | 0 | 1.025 | GGT | -1 | 0.063454 | 50 | 50 |  |  |  |  | -0.063454 | -3.1727 |  |  |  |  | 0 | 0
7809 | L_BASTEN1_3Y | 1 | South | YES | -0.014332 | 232.6 | 42 | 232.6 | 0 | 1.004 | CC | -1 | 0.06355 | 232.6 | 232.6 |  |  |  |  | -0.06355 | -14.7818 |  |  |  |  | 0 | 0
7807 | L_BASTEN1_1Y | 1 | South | YES | -0.014332 | 152.5 | 83.5 | 152.5 | 0 | 1.004 | CC | -1 | 0.06355 | 152.5 | 152.5 |  |  |  |  | -0.06355 | -9.6914 |  |  |  |  | 0 | 0
7808 | L_BASTEN1_2Y | 1 | South | YES | -0.014332 | 149.5 | 83.5 | 149.5 | 0 | 1.004 | CC | -1 | 0.06355 | 149.5 | 149.5 |  |  |  |  | -0.06355 | -9.5008 |  |  |  |  | 0 | 0
8161 | COLETO0A | 1 | South | YES | -0.014392 | 633 | 200 | 633 | 0 | 1.03 | LIGCO | -1 | 0.06361 | 0 | 633 |  |  |  |  | -0.06361 | 0 |  |  |  |  | 0 | 0
8189 | CUECPL2A | 1 | South | YES | -0.015279 | 12 | 0 | 12 | 0 | 1.02 | Cogen | -1 | 0.064497 | 0 | 0 |  |  |  |  | -0.064497 | 0 |  |  |  |  | 0 | 0
7006 | L_SIMGID1_3Y | 3 | South | YES | -0.015594 | 324.9 | 60 | 329 | 0 | 1.02 | GST | -1 | 0.064812 | 329 | 329 |  |  |  |  | -0.064812 | -21.3233 |  |  |  |  | 0 | 0
7005 | L_SIMGID1_2Y | 2 | South | YES | -0.015594 | 133 | 32 | 139 | 0 | 1.02 | GST | -1 | 0.064812 | 139 | 139 |  |  |  |  | -0.064812 | -9.0089 |  |  |  |  | 0 | 0
7004 | L_SIMGID1_1Y | 1 | South | YES | -0.015594 | 132 | 40 | 132 | 0 | 1.02 | GST | -1 | 0.064812 | 132 | 132 |  |  |  |  | -0.064812 | -8.5552 |  |  |  |  | 0 | 0
5903 | SANMIGUELGEN | 1 | South | YES | -0.015773 | 396.3 | 180 | 396.3 | 0 | 1.0336 | LIGCO | -1 | 0.064991 | 0 | 396.3 |  |  |  |  | -0.064991 | 0 |  |  |  |  | 0 | 0
7624 | L_LAKEWO9_1Y | 1 | South | YES | -0.016384 | 0 | 0 | 2.4 |  | 1 | Hydro | -1 | 0.065602 | 0 | 0 |  |  |  |  | -0.065602 | 0 |  |  |  |  | 0 | 0
7624 | L_LAKEWO9_1Y | 2 | South | YES | -0.016384 | 0 | 0 | 2.4 |  | 1 | Hydro | -1 | 0.065602 | 0 | 0 |  |  |  |  | -0.065602 | 0 |  |  |  |  | 0 | 0
9005 | DECKR_G6 | 6 | South | YES | -0.016891 | 44 | 24 | 47 | 0 | 1.015 | GGT | -1 | 0.066109 | 47 | 47 |  |  |  |  | -0.066109 | -3.1071 |  |  |  |  | 0 | 0
9003 | DECKR_G4 | 4 | South | YES | -0.016891 | 44 | 24 | 44 | 0 | 1.015 | GGT | -1 | 0.066109 | 44 | 44 |  |  |  |  | -0.066109 | -2.9088 |  |  |  |  | 0 | 0
9004 | DECKR_G5 | 5 | South | YES | -0.016891 | 44 | 24 | 44 | 0 | 1.015 | GGT | -1 | 0.066109 | 44 | 44 |  |  |  |  | -0.066109 | -2.9088 |  |  |  |  | 0 | 0
9002 | DECKR_G3 | 3 | South | YES | -0.016891 | 0 | 24 | 42 |  | 1.015 | GGT | -1 | 0.066109 | 42 | 42 |  |  |  |  | -0.066109 | -2.7766 |  |  |  |  | 0 | 0
7805 | L_GUADGE1_6Y | 6 | South | YES | -0.017079 | 203 | 30 | 203 | 0 | 1.02 | CC | -1 | 0.066297 | 203 | 203 |  |  |  |  | -0.066297 | -13.4584 |  |  |  |  | 0 | 0
7804 | L_GUADGE1_5Y | 5 | South | YES | -0.017079 | 182 | 30 | 182 | 0 | 1.02 | CC | -1 | 0.066297 | 182 | 182 |  |  |  |  | -0.066297 | -12.0661 |  |  |  |  | 0 | 0
7803 | L_GUADGE1_4Y | 4 | South | YES | -0.017079 | 149 | 30 | 149 | 0 | 1.02 | CC | -1 | 0.066297 | 149 | 149 |  |  |  |  | -0.066297 | -9.8783 |  |  |  |  | 0 | 0
7800 | L_GUADGE1_1Y | 1 | South | YES | -0.017079 | 147 | 30 | 147 | 0 | 1.02 | CC | -1 | 0.066297 | 147 | 147 |  |  |  |  | -0.066297 | -9.7457 |  |  |  |  | 0 | 0
7802 | L_GUADGE1_3Y | 3 | South | YES | -0.017079 | 146 | 30 | 146 | 0 | 1.02 | CC | -1 | 0.066297 | 146 | 146 |  |  |  |  | -0.066297 | -9.6794 |  |  |  |  | 0 | 0
7801 | L_GUADGE1_2Y | 2 | South | YES | -0.017079 | 138 | 30 | 138 | 0 | 1.02 | CC | -1 | 0.066297 | 138 | 138 |  |  |  |  | -0.066297 | -9.149 |  |  |  |  | 0 | 0
7813 | L_RIONOG1S1Y | 4 | South | YES | -0.017127 | 293 | 0 | 293 | 0 | 1.02 | CC | -1 | 0.066345 | 293 | 293 |  |  |  |  | -0.066345 | -19.4392 |  |  |  |  | 0 | 0
7812 | L_RIONOG1G3Y | 3 | South | YES | -0.017127 | 154 | 0 | 154 | 0 | 1.02 | CC | -1 | 0.066345 | 154 | 154 |  |  |  |  | -0.066345 | -10.2172 |  |  |  |  | 0 | 0
7810 | L_RIONOG1G1Y | 1 | South | YES | -0.017127 | 148 | 0 | 148 | 0 | 1.02 | CC | -1 | 0.066345 | 148 | 148 |  |  |  |  | -0.066345 | -9.8191 |  |  |  |  | 0 | 0
7811 | L_RIONOG1G2Y | 2 | South | YES | -0.017127 | 148 | 0 | 148 | 0 | 1.02 | CC | -1 | 0.066345 | 148 | 148 |  |  |  |  | -0.066345 | -9.8191 |  |  |  |  | 0 | 0
9020 | SANDHG5A | 5A | South | YES | -0.01726 | 150 | 84 | 155 | 0 | 1.0175 | CC | -1 | 0.066478 | 155 | 155 |  |  |  |  | -0.066478 | -10.3041 |  |  |  |  | 0 | 0
9021 | SANDHG5C | 5C | South | YES | -0.01726 | 140 | 0 | 148 | 0 | 1.0175 | CC | -1 | 0.066478 | 148 | 148 |  |  |  |  | -0.066478 | -9.8388 |  |  |  |  | 0 | 0
9016 | SANDH_G1 | 1 | South | YES | -0.01726 | 45 | 2 | 49 | 0 | 1.0175 | GGT | -1 | 0.066478 | 49 | 49 |  |  |  |  | -0.066478 | -3.2574 |  |  |  |  | 0 | 0
9019 | SANDH_G4 | 4 | South | YES | -0.01726 | 0 | 2 | 47 |  | 1.0175 | GGT | -1 | 0.066478 | 47 | 47 |  |  |  |  | -0.066478 | -3.1245 |  |  |  |  | 0 | 0
9017 | SANDH_G2 | 2 | South | YES | -0.01726 | 45 | 2 | 46 | 0 | 1.0175 | GGT | -1 | 0.066478 | 46 | 46 |  |  |  |  | -0.066478 | -3.058 |  |  |  |  | 0 | 0
9018 | SANDH_G3 | 3 | South | YES | -0.01726 | 45 | 2 | 46 | 0 | 1.0175 | GGT | -1 | 0.066478 | 46 | 46 |  |  |  |  | -0.066478 | -3.058 |  |  |  |  | 0 | 0
7017 | L_HAYSEN1_4Y | 4 | South | YES | -0.017277 | 226.7 | 74 | 226.7 | 0 | 1.008 | CC | -1 | 0.066495 | 226.7 | 226.7 |  |  |  |  | -0.066495 | -15.0745 |  |  |  |  | 0 | 0
7015 | L_HAYSEN1_2Y | 2 | South | YES | -0.017277 | 225 | 74 | 225 | 0 | 1.008 | CC | -1 | 0.066495 | 225 | 225 |  |  |  |  | -0.066495 | -14.9615 |  |  |  |  | 0 | 0
7016 | L_HAYSEN1_3Y | 3 | South | YES | -0.017277 | 224.6 | 74 | 224.6 | 0 | 1.008 | CC | -1 | 0.066495 | 224.6 | 224.6 |  |  |  |  | -0.066495 | -14.9349 |  |  |  |  | 0 | 0
7014 | L_HAYSEN1_1Y | 1 | South | YES | -0.017277 | 223.9 | 74 | 223.9 | 0 | 1.008 | CC | -1 | 0.066495 | 223.9 | 223.9 |  |  |  |  | -0.066495 | -14.8883 |  |  |  |  | 0 | 0
9001 | DECKR_G2 | 2 | South | YES | -0.017301 | 400 | 50 | 426 | 0 | 1.015 | GST | -1 | 0.066519 | 426 | 426 |  |  |  |  | -0.066519 | -28.3372 |  |  |  |  | 0 | 0
9000 | DECKR_G1 | 1 | South | YES | -0.017301 | 280 | 50 | 321 | 0 | 1.015 | GST | -1 | 0.066519 | 321 | 321 |  |  |  |  | -0.066519 | -21.3527 |  |  |  |  | 0 | 0
7605 | L_MCQUEE9_1Y | 1 | South | YES | -0.017411 | 0 | 0 | 2.4 |  | 1.025 | Hydro | -1 | 0.066629 | 0 | 0 |  |  |  |  | -0.066629 | 0 |  |  |  |  | 0 | 0
7605 | L_MCQUEE9_1Y | 2 | South | YES | -0.017411 | 0 | 0 | 2.4 |  | 1.025 | Hydro | -1 | 0.066629 | 0 | 0 |  |  |  |  | -0.066629 | 0 |  |  |  |  | 0 | 0
7605 | L_MCQUEE9_1Y | 3 | South | YES | -0.017411 | 0 | 0 | 2.8 |  | 1.025 | Hydro | -1 | 0.066629 | 0 | 0 |  |  |  |  | -0.066629 | 0 |  |  |  |  | 0 | 0
7609 | L_SCHUMA8_1Y | 1 | South | YES | -0.017747 | 0 | 0 | 4 |  | 1 | Hydro | -1 | 0.066965 | 0 | 0 |  |  |  |  | -0.066965 | 0 |  |  |  |  | 0 | 0
5401 | CALAVER_JKS1 | 1 | South | YES | -0.017778 | 562 | 100 | 562 | 0 | 1.026 | LIGCO | -1 | 0.066996 | 0 | 562 |  |  |  |  | -0.066996 | 0 |  |  |  |  | 0 | 0
5027 | BRAUNIG_VHB2 | 2 | South | YES | -0.017847 | 216 | 40 | 216 | 0 | 1.0192 | GST | -1 | 0.067065 | 216 | 216 |  |  |  |  | -0.067065 | -14.4861 |  |  |  |  | 0 | 0
5026 | BRAUNIG_VHB1 | 1 | South | YES | -0.017847 | 215 | 40 | 215 | 0 | 1.0192 | GST | -1 | 0.067065 | 215 | 215 |  |  |  |  | -0.067065 | -14.419 |  |  |  |  | 0 | 0
5265 | LEON_LCP4G4 | 4 | South | YES | -0.01786 | 89 | 25 | 89 | 0 | 1.0197 | GST | -1 | 0.067078 | 89 | 89 |  |  |  |  | -0.067078 | -5.97 |  |  |  |  | 0 | 0
5264 | LEON_LCP3G3 | 3 | South | YES | -0.01786 | 0 | 20 | 58 |  | 1.0197 | GST | -1 | 0.067078 | 58 | 58 |  |  |  |  | -0.067078 | -3.8905 |  |  |  |  | 0 | 0
5269 | LEON_LCPCT4 | 4 | South | YES | -0.01786 | 45 | 24 | 45 | 0 | 1.0197 | GGT | -1 | 0.067078 | 45 | 45 |  |  |  |  | -0.067078 | -3.0185 |  |  |  |  | 0 | 0
5266 | LEON_LCPCT1 | 1 | South | YES | -0.01786 | 44 | 24 | 44 | 0 | 1.0197 | GGT | -1 | 0.067078 | 44 | 44 |  |  |  |  | -0.067078 | -2.9514 |  |  |  |  | 0 | 0
5267 | LEON_LCPCT2 | 2 | South | YES | -0.01786 | 44 | 24 | 44 | 0 | 1.0197 | GGT | -1 | 0.067078 | 44 | 44 |  |  |  |  | -0.067078 | -2.9514 |  |  |  |  | 0 | 0
5268 | LEON_LCPCT3 | 3 | South | YES | -0.01786 | 43 | 24 | 43 | 0 | 1.0197 | GGT | -1 | 0.067078 | 43 | 43 |  |  |  |  | -0.067078 | -2.8844 |  |  |  |  | 0 | 0
5396 | CALAVER_OWS1 | 1 | South | YES | -0.017928 | 418 | 80 | 418 | 0 | 1.0192 | GST | -1 | 0.067146 | 418 | 418 |  |  |  |  | -0.067146 | -28.0672 |  |  |  |  | 0 | 0
5397 | CALAVER_OWS2 | 2 | South | YES | -0.017928 | 400 | 80 | 400 | 0 | 1.0192 | GST | -1 | 0.067146 | 400 | 400 |  |  |  |  | -0.067146 | -26.8585 |  |  |  |  | 0 | 0
5439 | TUTTL_WBT4G4 | 4 | South | YES | -0.017952 | 151 | 40 | 151 | 0 | 1.012 | GST | -1 | 0.06717 | 151 | 151 |  |  |  |  | -0.06717 | -10.1427 |  |  |  |  | 0 | 0
5438 | TUTTL_WBT3G3 | 3 | South | YES | -0.017952 | 95 | 25 | 95 | 0 | 1.012 | GST | -1 | 0.06717 | 95 | 95 |  |  |  |  | -0.06717 | -6.3812 |  |  |  |  | 0 | 0
5436 | TUTTL_WBT1G1 | 1 | South | YES | -0.017952 | 48.8 | 20 | 61 | 0 | 1.012 | GST | -1 | 0.06717 | 61 | 61 |  |  |  |  | -0.06717 | -4.0974 |  |  |  |  | 0 | 0
7020 | L_AUSTPL1_1Y | 1 | South | YES | -0.017962 | 0 | 0 | 8 |  | 1 | Hydro | -1 | 0.06718 | 0 | 0 |  |  |  |  | -0.06718 | 0 |  |  |  |  | 0 | 0
7020 | L_AUSTPL1_1Y | 2 | South | YES | -0.017962 | 0 | 0 | 8 |  | 1 | Hydro | -1 | 0.06718 | 0 | 0 |  |  |  |  | -0.06718 | 0 |  |  |  |  | 0 | 0
5028 | BRAUNIG_VHB3 | 3 | South | YES | -0.018044 | 407 | 60 | 407 | 0 | 1.0138 | GST | -1 | 0.067262 | 407 | 407 |  |  |  |  | -0.067262 | -27.3758 |  |  |  |  | 0 | 0
5111 | CALAVER_JTD1 | 1 | South | YES | -0.01806 | 430 | 80 | 430 | 0 | 1.0138 | LIGCO | -1 | 0.067278 | 0 | 430 |  |  |  |  | -0.067278 | 0 |  |  |  |  | 0 | 0
5112 | CALAVER_JTD2 | 2 | South | YES | -0.01806 | 430 | 80 | 430 | 0 | 1.0138 | LIGCO | -1 | 0.067278 | 0 | 430 |  |  |  |  | -0.067278 | 0 |  |  |  |  | 0 | 0
5477 | BRA_AVR1_ST | 1 | South | YES | -0.01824 | 174 | 138 | 174 | 0 | 1.025 | CC | -1 | 0.067458 | 174 | 174 |  |  |  |  | -0.067458 | -11.7378 |  |  |  |  | 0 | 0
5476 | BRA_AVR1_CT1 | 1 | South | YES | -0.01824 | 155 | 90 | 155 | 0 | 1.025 | CC | -1 | 0.067458 | 155 | 155 |  |  |  |  | -0.067458 | -10.456 |  |  |  |  | 0 | 0
5478 | BRA_AVR1_CT2 | 1 | South | YES | -0.01824 | 155 | 90 | 155 | 0 | 1.025 | CC | -1 | 0.067458 | 155 | 155 |  |  |  |  | -0.067458 | -10.456 |  |  |  |  | 0 | 0
7487 | L_CANYHY8_1Y | 1 | South | YES | -0.020178 | 0 | 0 | 6 |  | 1 | Hydro | -1 | 0.069396 | 0 | 0 |  |  |  |  | -0.069396 | 0 |  |  |  |  | 0 | 0
7031 | L_MARSFO1G1Y | 1 | South | YES | -0.024563 | 0 | 0 | 36 |  | 1 | Hydro | -1 | 0.073781 | 0 | 0 |  |  |  |  | -0.073781 | 0 |  |  |  |  | 0 | 0
7032 | L_MARSFO1G2Y | 2 | South | YES | -0.024563 | 0 | 0 | 35 |  | 1 | Hydro | -1 | 0.073781 | 0 | 0 |  |  |  |  | -0.073781 | 0 |  |  |  |  | 0 | 0
7033 | L_MARSFO1G3Y | 3 | South | YES | -0.024563 | 0 | 0 | 36 |  | 1 | Hydro | -1 | 0.073781 | 0 | 0 |  |  |  |  | -0.073781 | 0 |  |  |  |  | 0 | 0
7022 | L_BUCHAN1_1Y | 1 | South | YES | -0.037989 | 0 | 0 | 18 |  | 1 | Hydro | -1 | 0.087207 | 0 | 0 |  |  |  |  | -0.087207 | 0 |  |  |  |  | 0 | 0
7023 | L_BUCHAN1_2Y | 2 | South | YES | -0.037989 | 0 | 0 | 18 |  | 1 | Hydro | -1 | 0.087207 | 0 | 0 |  |  |  |  | -0.087207 | 0 |  |  |  |  | 0 | 0
7024 | L_BUCHAN1_3Y | 3 | South | YES | -0.037989 | 0 | 0 | 15 |  | 1 | Hydro | -1 | 0.087207 | 0 | 0 |  |  |  |  | -0.087207 | 0 |  |  |  |  | 0 | 0
7028 | L_MARBFA1_1Y | 1 | South | YES | -0.040277 | 0 | 0 | 18 |  | 1 | Hydro | -1 | 0.089495 | 0 | 0 |  |  |  |  | -0.089495 | 0 |  |  |  |  | 0 | 0
7029 | L_MARBFA1_2Y | 2 | South | YES | -0.040277 | 0 | 0 | 18 |  | 1 | Hydro | -1 | 0.089495 | 0 | 0 |  |  |  |  | -0.089495 | 0 |  |  |  |  | 0 | 0
7035 | L_WIRTZ_1G1Y | 1 | South | YES | -0.044707 | 0 | 0 | 29 |  | 1 | Hydro | -1 | 0.093925 | 0 | 0 |  |  |  |  | -0.093925 | 0 |  |  |  |  | 0 | 0
7036 | L_WIRTZ_1G2Y | 2 | South | YES | -0.044707 | 0 | 0 | 29.7 |  | 1 | Hydro | -1 | 0.093925 | 0 | 0 |  |  |  |  | -0.093925 | 0 |  |  |  |  | 0 | 0
7000 | L_FERGUS1_1Y | 1 | South | YES | -0.047873 | 400 | 65 | 423.3 | 0 | 1.015 | GSC | -1 | 0.097091 | 423.3 | 423.3 |  |  |  |  | -0.097091 | -41.0988 |  |  |  |  | 0 | 0
7026 | L_INKSDA1_1Y | 1 | South | YES | -0.059292 | 0 | 0 | 13.7 |  | 1 | Hydro | -1 | 0.10851 | 0 | 0 |  |  |  |  | -0.10851 | 0 |  |  |  |  | 0 | 0
[26 empty] | 0 | 0
[26 empty] | 0 | 0
[26 empty] | 0 | 0
[26 empty] | 0 | 0
[26 empty] | 0 | 0
[26 empty] | 0 | 0
[26 empty] | 0 | 0
[26 empty] | 0 | 0
[26 empty] | 0 | 0
[26 empty] | 0 | 0
[26 empty] | 0 | 0
[26 empty] | 0 | 0
[26 empty] | 0 | 0
[26 empty] | 0 | 0
[26 empty] | 0 | 0
[26 empty] | 0 | 0
[26 empty] | 0 | 0
[26 empty] | 0 | 0
[26 empty] | 0 | 0
[26 empty] | 0 | 0
[26 empty] | 0 | 0
[26 empty] | 0 | 0
[26 empty] | 0 | 0
[26 empty] | 0 | 0
[26 empty] | 0 | 0
[26 empty] | 0 | 0
[26 empty] | 0 | 0
[26 empty] | 0 | 0
[26 empty] | 0 | 0
[26 empty] | 0 | 0
[26 empty] | 0 | 0
[26 empty] | 0 | 0
[26 empty] | 0 | 0
[26 empty] | 0 | 0
[26 empty] | 0 | 0
[26 empty] | 0 | 0
[26 empty] | 0 | 0
[26 empty] | 0 | 0
[26 empty] | 0 | 0
[26 empty] | 0 | 0
[26 empty] | 0 | 0
[26 empty] | 0 | 0
[26 empty] | 0 | 0
[26 empty] | 0 | 0
[26 empty] | 0 | 0
[26 empty] | 0 | 0
[26 empty] | 0 | 0
[26 empty] | 0 | 0
[26 empty] | 0 | 0
[26 empty] | 0 | 0
[26 empty] | 0 | 0
[26 empty] | 0 | 0
[26 empty] | 0 | 0
[26 empty] | 0 | 0
[26 empty] | 0 | 0
[26 empty] | 0 | 0
[26 empty] | 0 | 0
[26 empty] | 0 | 0
[26 empty] | 0 | 0
[26 empty] | 0 | 0
[26 empty] | 0 | 0
[26 empty] | 0 | 0
[26 empty] | 0 | 0
[26 empty] | 0 | 0
[26 empty] | 0 | 0
[26 empty] | 0 | 0
[26 empty] | 0 | 0
[26 empty] | 0 | 0
[26 empty] | 0 | 0
[26 empty] | 0 | 0
[26 empty] | 0 | 0
[26 empty] | 0 | 0
[26 empty] | 0 | 0
[26 empty] | 0 | 0
[26 empty] | 0 | 0
[26 empty] | 0 | 0
[26 empty] | 0 | 0
[26 empty] | 0 | 0
[26 empty] | 0 | 0
[26 empty] | 0 | 0
[26 empty] | 0 | 0
[26 empty] | 0 | 0
[26 empty] | 0 | 0
[26 empty] | 0 | 0
[26 empty] | 0 | 0
[26 empty] | 0 | 0
[26 empty] | 0 | 0
[26 empty] | 0 | 0
[26 empty] | 0 | 0
[26 empty] | 0 | 0
[26 empty] | 0 | 0
[26 empty] | 0 | 0
[26 empty] | 0 | 0
[26 empty] | 0 | 0
[26 empty] | 0 | 0
[26 empty] | 0 | 0
[26 empty] | 0 | 0
[26 empty] | 0 | 0
[26 empty] | 0 | 0
[26 empty] | 0 | 0
[26 empty] | 0 | 0
[26 empty] | 0 | 0
[26 empty] | 0 | 0
[26 empty] | 0 | 0
[26 empty] | 0 | 0
[26 empty] | 0 | 0
[26 empty] | 0 | 0
[26 empty] | 0 | 0
[26 empty] | 0 | 0
[26 empty] | 0 | 0
[26 empty] | 0 | 0
[26 empty] | 0 | 0
[26 empty] | 0 | 0
[26 empty] | 0 | 0
[26 empty] | 0 | 0
[26 empty] | 0 | 0
[26 empty] | 0 | 0
[26 empty] | 0 | 0
[26 empty] | 0 | 0
[26 empty] | 0 | 0
[26 empty] | 0 | 0
[26 empty] | 0 | 0
[26 empty] | 0 | 0
[26 empty] | 0 | 0
[26 empty] | 0 | 0
[26 empty] | 0 | 0
[26 empty] | 0 | 0
[26 empty] | 0 | 0
[26 empty] | 0 | 0
[26 empty] | 0 | 0
[26 empty] | 0 | 0
[26 empty] | 0 | 0
[26 empty] | 0 | 0
[26 empty] | 0 | 0
[26 empty] | 0 | 0
[26 empty] | 0 | 0
[26 empty] | 0 | 0
[26 empty] | 0 | 0
[26 empty] | 0 | 0
[26 empty] | 0 | 0
[26 empty] | 0 | 0
[26 empty] | 0 | 0
[26 empty] | 0 | 0
[26 empty] | 0 | 0
[26 empty] | 0 | 0
[26 empty] | 0 | 0
[26 empty] | 0 | 0
[26 empty] | 0 | 0
[26 empty] | 0 | 0
[26 empty] | 0 | 0
[26 empty] | 0 | 0
[26 empty] | 0 | 0
[26 empty] | 0 | 0
[26 empty] | 0 | 0
[26 empty] | 0 | 0
[26 empty] | 0 | 0
[26 empty] | 0 | 0
[26 empty] | 0 | 0
[26 empty] | 0 | 0
[26 empty] | 0 | 0
[26 empty] | 0 | 0
[26 empty] | 0 | 0
[26 empty] | 0 | 0
[26 empty] | 0 | 0
[26 empty] | 0 | 0
[26 empty] | 0 | 0
[26 empty] | 0 | 0
[26 empty] | 0 | 0
[26 empty] | 0 | 0
[26 empty] | 0 | 0
[26 empty] | 0 | 0
[26 empty] | 0 | 0
[26 empty] | 0 | 0
[26 empty] | 0 | 0
[26 empty] | 0 | 0
[26 empty] | 0 | 0
[26 empty] | 0 | 0
[26 empty] | 0 | 0
[26 empty] | 0 | 0
[26 empty] | 0 | 0
[26 empty] | 0 | 0
[26 empty] | 0 | 0
[26 empty] | 0 | 0
[26 empty] | 0 | 0
[26 empty] | 0 | 0
[26 empty] | 0 | 0
[26 empty] | 0 | 0
[26 empty] | 0 | 0
[26 empty] | 0 | 0
[26 empty] | 0 | 0
[26 empty] | 0 | 0
[26 empty] | 0 | 0
[26 empty] | 0 | 0
[26 empty] | 0 | 0
[26 empty] | 0 | 0
[26 empty] | 0 | 0
[26 empty] | 0 | 0
[26 empty] | 0 | 0
[26 empty] | 0 | 0
[26 empty] | 0 | 0
[26 empty] | 0 | 0
[26 empty] | 0 | 0
[26 empty] | 0 | 0
[26 empty] | 0 | 0
[26 empty] | 0 | 0
[26 empty] | 0 | 0
[26 empty] | 0 | 0
[26 empty] | 0 | 0
[26 empty] | 0 | 0
[26 empty] | 0 | 0
[26 empty] | 0 | 0
[26 empty] | 0 | 0
[26 empty] | 0 | 0
[26 empty] | 0 | 0
[26 empty] | 0 | 0
[26 empty] | 0 | 0
[26 empty] | 0 | 0
[26 empty] | 0 | 0
[26 empty] | 0 | 0
[26 empty] | 0 | 0
[26 empty] | 0 | 0
[26 empty] | 0 | 0
[26 empty] | 0 | 0
[26 empty] | 0 | 0
[26 empty] | 0 | 0
[26 empty] | 0 | 0
[26 empty] | 0 | 0
[26 empty] | 0 | 0
[26 empty] | 0 | 0
[26 empty] | 0 | 0
[26 empty] | 0 | 0
[26 empty] | 0 | 0
[26 empty] | 0 | 0
[26 empty] | 0 | 0
[26 empty] | 0 | 0
[26 empty] | 0 | 0
[26 empty] | 0 | 0
[26 empty] | 0 | 0
[26 empty] | 0 | 0
[26 empty] | 0 | 0
[26 empty] | 0 | 0
[26 empty] | 0 | 0
[26 empty] | 0 | 0
[26 empty] | 0 | 0
[26 empty] | 0 | 0
[26 empty] | 0 | 0
[26 empty] | 0 | 0
[26 empty] | 0 | 0
[26 empty] | 0 | 0
[26 empty] | 0 | 0
[26 empty] | 0 | 0
[26 empty] | 0 | 0
[26 empty] | 0 | 0
[26 empty] | 0 | 0
[26 empty] | 0 | 0
[26 empty] | 0 | 0
[26 empty] | 0 | 0
[26 empty] | 0 | 0
[26 empty] | 0 | 0
[26 empty] | 0 | 0
[26 empty] | 0 | 0
[26 empty] | 0 | 0
[26 empty] | 0 | 0
[26 empty] | 0 | 0
[26 empty] | 0 | 0
[26 empty] | 0 | 0
[26 empty] | 0 | 0
[26 empty] | 0 | 0
[26 empty] | 0 | 0
[26 empty] | 0 | 0
[26 empty] | 0 | 0
[26 empty] | 0 | 0
[26 empty] | 0 | 0
[26 empty] | 0 | 0
[26 empty] | 0 | 0
[26 empty] | 0 | 0
[26 empty] | 0 | 0
[26 empty] | 0 | 0
[26 empty] | 0 | 0
[26 empty] | 0 | 0
[26 empty] | 0 | 0
[26 empty] | 0 | 0
[26 empty] | 0 | 0
[26 empty] | 0 | 0
[26 empty] | 0 | 0
[26 empty] | 0 | 0
[26 empty] | 0 | 0
[26 empty] | 0 | 0
[26 empty] | 0 | 0
[26 empty] | 0 | 0
[26 empty] | 0 | 0
[26 empty] | 0 | 0
[26 empty] | 0 | 0
[26 empty] | 0 | 0
[26 empty] | 0 | 0
[26 empty] | 0 | 0
[26 empty] | 0 | 0
[26 empty] | 0 | 0
[26 empty] | 0 | 0
[26 empty] | 0 | 0
[26 empty] | 0 | 0
[26 empty] | 0 | 0
[26 empty] | 0 | 0
[26 empty] | 0 | 0
[26 empty] | 0 | 0
[26 empty] | 0 | 0
[26 empty] | 0 | 0
[26 empty] | 0 | 0
[26 empty] | 0 | 0
[26 empty] | 0 | 0
[26 empty] | 0 | 0
[26 empty] | 0 | 0
[26 empty] | 0 | 0
[26 empty] | 0 | 0
[26 empty] | 0 | 0
[26 empty] | 0 | 0
[26 empty] | 0 | 0
[26 empty] | 0 | 0
[26 empty] | 0 | 0
[26 empty] | 0 | 0
[26 empty] | 0 | 0
[26 empty] | 0 | 0
[26 empty] | 0 | 0
[26 empty] | 0 | 0
[26 empty] | 0 | 0
[26 empty] | 0 | 0
[26 empty] | 0 | 0
[26 empty] | 0 | 0
[26 empty] | 0 | 0
[26 empty] | 0 | 0
[26 empty] | 0 | 0
[26 empty] | 0 | 0
[26 empty] | 0 | 0
[26 empty] | 0 | 0
[26 empty] | 0 | 0
[26 empty] | 0 | 0
[26 empty] | 0 | 0
[26 empty] | 0 | 0
[26 empty] | 0 | 0
[26 empty] | 0 | 0
[26 empty] | 0 | 0
[26 empty] | 0 | 0
[26 empty] | 0 | 0
[26 empty] | 0 | 0
[26 empty] | 0 | 0
[26 empty] | 0 | 0
[26 empty] | 0 | 0
[26 empty] | 0 | 0
[26 empty] | 0 | 0
[26 empty] | 0 | 0
[26 empty] | 0 | 0
[26 empty] | 0 | 0
[26 empty] | 0 | 0
[26 empty] | 0 | 0
[26 empty] | 0 | 0
[26 empty] | 0 | 0
[26 empty] | 0 | 0
[26 empty] | 0 | 0
[26 empty] | 0 | 0
[26 empty] | 0 | 0
[26 empty] | 0 | 0
[26 empty] | 0 | 0
[26 empty] | 0 | 0
[26 empty] | 0 | 0
[26 empty] | 0 | 0
[26 empty] | 0 | 0
[26 empty] | 0 | 0
[26 empty] | 0 | 0
[26 empty] | 0 | 0
[26 empty] | 0 | 0
[26 empty] | 0 | 0
[26 empty] | 0 | 0
[26 empty] | 0 | 0
[26 empty] | 0 | 0
[26 empty] | 0 | 0
[26 empty] | 0 | 0
[26 empty] | 0 | 0
[26 empty] | 0 | 0
[26 empty] | 0 | 0
[26 empty] | 0 | 0
[26 empty] | 0 | 0
[26 empty] | 0 | 0
[26 empty] | 0 | 0
[26 empty] | 0 | 0
[26 empty] | 0 | 0
[26 empty] | 0 | 0
[26 empty] | 0 | 0
[26 empty] | 0 | 0
[26 empty] | 0 | 0
[26 empty] | 0 | 0
[26 empty] | 0 | 0
[26 empty] | 0 | 0
[26 empty] | 0 | 0
[26 empty] | 0 | 0
[26 empty] | 0 | 0
[26 empty] | 0 | 0
[26 empty] | 0 | 0
[26 empty] | 0 | 0
[26 empty] | 0 | 0
[26 empty] | 0 | 0
[26 empty] | 0 | 0
[26 empty] | 0 | 0
[26 empty] | 0 | 0
[26 empty] | 0 | 0
[26 empty] | 0 | 0
[26 empty] | 0 | 0
[26 empty] | 0 | 0
[26 empty] | 0 | 0
[26 empty] | 0 | 0
[26 empty] | 0 | 0
[26 empty] | 0 | 0
[26 empty] | 0 | 0
[26 empty] | 0 | 0
[26 empty] | 0 | 0
[26 empty] | 0 | 0
[26 empty] | 0 | 0
[26 empty] | 0 | 0
[26 empty] | 0 | 0
[26 empty] | 0 | 0
[26 empty] | 0 | 0
[26 empty] | 0 | 0
[26 empty] | 0 | 0
[26 empty] | 0 | 0
[26 empty] | 0 | 0
[26 empty] | 0 | 0
[26 empty] | 0 | 0
[26 empty] | 0 | 0
[26 empty] | 0 | 0
[26 empty] | 0 | 0
[26 empty] | 0 | 0
[26 empty] | 0 | 0
[26 empty] | 0 | 0
[26 empty] | 0 | 0
[26 empty] | 0 | 0
[26 empty] | 0 | 0
[26 empty] | 0 | 0
[26 empty] | 0 | 0
[26 empty] | 0 | 0
[26 empty] | 0 | 0
[26 empty] | 0 | 0
[26 empty] | 0 | 0
[26 empty] | 0 | 0
[26 empty] | 0 | 0
[26 empty] | 0 | 0
[26 empty] | 0 | 0
[26 empty] | 0 | 0
[26 empty] | 0 | 0
[26 empty] | 0 | 0
[26 empty] | 0 | 0
[26 empty] | 0 | 0
[26 empty] | 0 | 0
[26 empty] | 0 | 0
[26 empty] | 0 | 0
[26 empty] | 0 | 0
[26 empty] | 0 | 0
[26 empty] | 0 | 0
[26 empty] | 0 | 0
[26 empty] | 0 | 0
[26 empty] | 0 | 0
[26 empty] | 0 | 0
[26 empty] | 0 | 0
[26 empty] | 0 | 0
[26 empty] | 0 | 0
[26 empty] | 0 | 0
[26 empty] | 0 | 0
[26 empty] | 0 | 0
[26 empty] | 0 | 0
[26 empty] | 0 | 0
[26 empty] | 0 | 0
[26 empty] | 0 | 0
[26 empty] | 0 | 0
[26 empty] | 0 | 0
[26 empty] | 0 | 0
[26 empty] | 0 | 0
[26 empty] | 0 | 0
[26 empty] | 0 | 0
[26 empty] | 0 | 0
[26 empty] | 0 | 0
[26 empty] | 0 | 0
[26 empty] | 0 | 0
[26 empty] | 0 | 0
[26 empty] | 0 | 0
[26 empty] | 0 | 0
[26 empty] | 0 | 0
[26 empty] | 0 | 0
[26 empty] | 0 | 0
[26 empty] | 0 | 0
[26 empty] | 0 | 0
[26 empty] | 0 | 0
[26 empty] | 0 | 0
[26 empty] | 0 | 0
[26 empty] | 0 | 0
[26 empty] | 0 | 0
[26 empty] | 0 | 0
[26 empty] | 0 | 0
[26 empty] | 0 | 0
[26 empty] | 0 | 0
[26 empty] | 0 | 0
[26 empty] | 0 | 0
[26 empty] | 0 | 0
[26 empty] | 0 | 0
[26 empty] | 0 | 0
[26 empty] | 0 | 0
[26 empty] | 0 | 0
[26 empty] | 0 | 0
[26 empty] | 0 | 0
[26 empty] | 0 | 0
[26 empty] | 0 | 0
[26 empty] | 0 | 0
[26 empty] | 0 | 0
[26 empty] | 0 | 0
[26 empty] | 0 | 0
[26 empty] | 0 | 0
[26 empty] | 0 | 0
[26 empty] | 0 | 0
[26 empty] | 0 | 0
[26 empty] | 0 | 0
[26 empty] | 0 | 0
[26 empty] | 0 | 0
[26 empty] | 0 | 0
[26 empty] | 0 | 0
[26 empty] | 0 | 0
[26 empty] | 0 | 0
[26 empty] | 0 | 0
[26 empty] | 0 | 0
[26 empty] | 0 | 0
[26 empty] | 0 | 0
[26 empty] | 0 | 0
[26 empty] | 0 | 0
[26 empty] | 0 | 0
[26 empty] | 0 | 0
[26 empty] | 0 | 0
[26 empty] | 0 | 0
[26 empty] | 0 | 0
[26 empty] | 0 | 0
[26 empty] | 0 | 0
[26 empty] | 0 | 0
[26 empty] | 0 | 0
[26 empty] | 0 | 0
[26 empty] | 0 | 0
[26 empty] | 0 | 0
[26 empty] | 0 | 0
[26 empty] | 0 | 0
[26 empty] | 0 | 0
[26 empty] | 0 | 0
[26 empty] | 0 | 0
[26 empty] | 0 | 0
[26 empty] | 0 | 0
[26 empty] | 0 | 0
[26 empty] | 0 | 0
[26 empty] | 0 | 0
[26 empty] | 0 | 0
[26 empty] | 0 | 0
[26 empty] | 0 | 0
[26 empty] | 0 | 0
[26 empty] | 0 | 0
[26 empty] | 0 | 0
[26 empty] | 0 | 0
[26 empty] | 0 | 0
[26 empty] | 0 | 0
[26 empty] | 0 | 0
[26 empty] | 0 | 0
[26 empty] | 0 | 0
[26 empty] | 0 | 0
[26 empty] | 0 | 0
[26 empty] | 0 | 0
[26 empty] | 0 | 0
[26 empty] | 0 | 0
[26 empty] | 0 | 0
[26 empty] | 0 | 0
[26 empty] | 0 | 0
[26 empty] | 0 | 0
[26 empty] | 0 | 0
[26 empty] | 0 | 0
[26 empty] | 0 | 0
[26 empty] | 0 | 0
[26 empty] | 0 | 0
[26 empty] | 0 | 0
[26 empty] | 0 | 0
[26 empty] | 0 | 0
[26 empty] | 0 | 0
[26 empty] | 0 | 0
[26 empty] | 0 | 0
[26 empty] | 0 | 0
[26 empty] | 0 | 0
[26 empty] | 0 | 0
[26 empty] | 0 | 0
[26 empty] | 0 | 0
[26 empty] | 0 | 0
[26 empty] | 0 | 0
[26 empty] | 0 | 0
[26 empty] | 0 | 0
[26 empty] | 0 | 0
[26 empty] | 0 | 0
[26 empty] | 0 | 0
[26 empty] | 0 | 0
[26 empty] | 0 | 0
[26 empty] | 0 | 0
[26 empty] | 0 | 0
[26 empty] | 0 | 0
[26 empty] | 0 | 0
[26 empty] | 0 | 0
[26 empty] | 0 | 0
[26 empty] | 0 | 0
[26 empty] | 0 | 0
[26 empty] | 0 | 0
[26 empty] | 0 | 0
[26 empty] | 0 | 0
[26 empty] | 0 | 0
[26 empty] | 0 | 0
[26 empty] | 0 | 0
[26 empty] | 0 | 0
[26 empty] | 0 | 0
[26 empty] | 0 | 0
[26 empty] | 0 | 0
[26 empty] | 0 | 0
[26 empty] | 0 | 0
[26 empty] | 0 | 0
[26 empty] | 0 | 0
[26 empty] | 0 | 0
[26 empty] | 0 | 0
[26 empty] | 0 | 0
[26 empty] | 0 | 0
[26 empty] | 0 | 0
[26 empty] | 0 | 0
[26 empty] | 0 | 0
[26 empty] | 0 | 0
[26 empty] | 0 | 0
[26 empty] | 0 | 0
[26 empty] | 0 | 0
[26 empty] | 0 | 0
[26 empty] | 0 | 0
[26 empty] | 0 | 0
[26 empty] | 0 | 0
[26 empty] | 0 | 0
[26 empty] | 0 | 0
[26 empty] | 0 | 0
[26 empty] | 0 | 0
[26 empty] | 0 | 0
[26 empty] | 0 | 0
[26 empty] | 0 | 0
[26 empty] | 0 | 0
[26 empty] | 0 | 0
[26 empty] | 0 | 0
[26 empty] | 0 | 0
[26 empty] | 0 | 0
[26 empty] | 0 | 0
[26 empty] | 0 | 0
[26 empty] | 0 | 0
[26 empty] | 0 | 0
[26 empty] | 0 | 0
[26 empty] | 0 | 0
[26 empty] | 0 | 0
[26 empty] | 0 | 0
[26 empty] | 0 | 0
[26 empty] | 0 | 0
[26 empty] | 0 | 0
[26 empty] | 0 | 0
[26 empty] | 0 | 0
[26 empty] | 0 | 0
[26 empty] | 0 | 0
[26 empty] | 0 | 0
[26 empty] | 0 | 0
[26 empty] | 0 | 0
[26 empty] | 0 | 0
[26 empty] | 0 | 0
[26 empty] | 0 | 0
[26 empty] | 0 | 0
[26 empty] | 0 | 0
[26 empty] | 0 | 0
[26 empty] | 0 | 0
[26 empty] | 0 | 0
[26 empty] | 0 | 0
[26 empty] | 0 | 0
[26 empty] | 0 | 0
[26 empty] | 0 | 0
[26 empty] | 0 | 0
[26 empty] | 0 | 0
[26 empty] | 0 | 0
[26 empty] | 0 | 0
[26 empty] | 0 | 0
[26 empty] | 0 | 0
[26 empty] | 0 | 0
[26 empty] | 0 | 0
[26 empty] | 0 | 0
[26 empty] | 0 | 0
[26 empty] | 0 | 0
[26 empty] | 0 | 0
[26 empty] | 0 | 0
[26 empty] | 0 | 0
[26 empty] | 0 | 0
[26 empty] | 0 | 0
[26 empty] | 0 | 0
[26 empty] | 0 | 0
[26 empty] | 0 | 0
[26 empty] | 0 | 0
[26 empty] | 0 | 0
[26 empty] | 0 | 0
[26 empty] | 0 | 0
[26 empty] | 0 | 0
[26 empty] | 0 | 0
[26 empty] | 0 | 0
[26 empty] | 0 | 0
[26 empty] | 0 | 0
[26 empty] | 0 | 0
[26 empty] | 0 | 0
[26 empty] | 0 | 0
[26 empty] | 0 | 0
[26 empty] | 0 | 0
[26 empty] | 0 | 0
[26 empty] | 0 | 0
[26 empty] | 0 | 0
[26 empty] | 0 | 0
[26 empty] | 0 | 0
[26 empty] | 0 | 0
[26 empty] | 0 | 0
[26 empty] | 0 | 0
[26 empty] | 0 | 0
[26 empty] | 0 | 0
[26 empty] | 0 | 0
[26 empty] | 0 | 0
[26 empty] | 0 | 0
[26 empty] | 0 | 0
[26 empty] | 0 | 0
[26 empty] | 0 | 0
[26 empty] | 0 | 0
[26 empty] | 0 | 0
[26 empty] | 0 | 0
[26 empty] | 0 | 0
[26 empty] | 0 | 0
[26 empty] | 0 | 0
[26 empty] | 0 | 0
[26 empty] | 0 | 0
[26 empty] | 0 | 0
[26 empty] | 0 | 0
[26 empty] | 0 | 0
[26 empty] | 0 | 0
[26 empty] | 0 | 0
[26 empty] | 0 | 0
[26 empty] | 0 | 0
[26 empty] | 0 | 0
[26 empty] | 0 | 0
[26 empty] | 0 | 0
[26 empty] | 0 | 0
[26 empty] | 0 | 0
[26 empty] | 0 | 0
[26 empty] | 0 | 0
[26 empty] | 0 | 0
[26 empty] | 0 | 0
[26 empty] | 0 | 0
[26 empty] | 0 | 0
[26 empty] | 0 | 0
[26 empty] | 0 | 0
[26 empty] | 0 | 0
[26 empty] | 0 | 0
[26 empty] | 0 | 0
[26 empty] | 0 | 0
[26 empty] | 0 | 0
[26 empty] | 0 | 0
[26 empty] | 0 | 0
[26 empty] | 0 | 0
[26 empty] | 0 | 0
[26 empty] | 0 | 0
[26 empty] | 0 | 0
[26 empty] | 0 | 0
[26 empty] | 0 | 0
[26 empty] | 0 | 0
[26 empty] | 0 | 0
[26 empty] | 0 | 0
[26 empty] | 0 | 0
[26 empty] | 0 | 0
[26 empty] | 0 | 0
[26 empty] | 0 | 0
[26 empty] | 0 | 0
[26 empty] | 0 | 0
[26 empty] | 0 | 0
[26 empty] | 0 | 0
[26 empty] | 0 | 0
[26 empty] | 0 | 0
[26 empty] | 0 | 0
[26 empty] | 0 | 0
[26 empty] | 0 | 0
[26 empty] | 0 | 0
[26 empty] | 0 | 0
[26 empty] | 0 | 0
[26 empty] | 0 | 0
[26 empty] | 0 | 0
[26 empty] | 0 | 0
[26 empty] | 0 | 0
[26 empty] | 0 | 0
[26 empty] | 0 | 0
[26 empty] | 0 | 0
[26 empty] | 0 | 0
[26 empty] | 0 | 0
[26 empty] | 0 | 0
[26 empty] | 0 | 0
[26 empty] | 0 | 0
[26 empty] | 0 | 0
[26 empty] | 0 | 0
[26 empty] | 0 | 0
[26 empty] | 0 | 0
[26 empty] | 0 | 0
[26 empty] | 0 | 0
[26 empty] | 0 | 0
[26 empty] | 0 | 0
[26 empty] | 0 | 0
[26 empty] | 0 | 0
[26 empty] | 0 | 0
[26 empty] | 0 | 0
[26 empty] | 0 | 0
[26 empty] | 0 | 0
[26 empty] | 0 | 0
[26 empty] | 0 | 0
[26 empty] | 0 | 0
[26 empty] | 0 | 0
[26 empty] | 0 | 0
[26 empty] | 0 | 0
[26 empty] | 0 | 0
[26 empty] | 0 | 0
[26 empty] | 0 | 0
[26 empty] | 0 | 0
[26 empty] | 0 | 0
[26 empty] | 0 | 0
[26 empty] | 0 | 0
[26 empty] | 0 | 0
[26 empty] | 0 | 0
[26 empty] | 0 | 0
[26 empty] | 0 | 0
[26 empty] | 0 | 0
[26 empty] | 0 | 0
[26 empty] | 0 | 0
[26 empty] | 0 | 0
[26 empty] | 0 | 0
[26 empty] | 0 | 0
[26 empty] | 0 | 0
[26 empty] | 0 | 0
[26 empty] | 0 | 0
[26 empty] | 0 | 0
[26 empty] | 0 | 0
[26 empty] | 0 | 0
[26 empty] | 0 | 0
[26 empty] | 0 | 0
[26 empty] | 0 | 0
[26 empty] | 0 | 0
[26 empty] | 0 | 0
[26 empty] | 0 | 0
[26 empty] | 0 | 0
[26 empty] | 0 | 0
[26 empty] | 0 | 0
[26 empty] | 0 | 0
[26 empty] | 0 | 0
[26 empty] | 0 | 0
[26 empty] | 0 | 0
[26 empty] | 0 | 0
[26 empty] | 0 | 0
[26 empty] | 0 | 0
[26 empty] | 0 | 0
[26 empty] | 0 | 0
[26 empty] | 0 | 0
[26 empty] | 0 | 0
[26 empty] | 0 | 0
[26 empty] | 0 | 0
[26 empty] | 0 | 0
[26 empty] | 0 | 0
[26 empty] | 0 | 0
[26 empty] | 0 | 0
[26 empty] | 0 | 0
[26 empty] | 0 | 0
[26 empty] | 0 | 0
[26 empty] | 0 | 0
[26 empty] | 0 | 0
[26 empty] | 0 | 0
[26 empty] | 0 | 0
[26 empty] | 0 | 0
[26 empty] | 0 | 0
[26 empty] | 0 | 0
[26 empty] | 0 | 0
[26 empty] | 0 | 0
[26 empty] | 0 | 0
[26 empty] | 0 | 0
[26 empty] | 0 | 0
[26 empty] | 0 | 0
[26 empty] | 0 | 0
[26 empty] | 0 | 0
[26 empty] | 0 | 0
[26 empty] | 0 | 0
[26 empty] | 0 | 0
[26 empty] | 0 | 0
[26 empty] | 0 | 0
[26 empty] | 0 | 0
[26 empty] | 0 | 0
[26 empty] | 0 | 0
[26 empty] | 0 | 0
[26 empty] | 0 | 0
[26 empty] | 0 | 0
[26 empty] | 0 | 0
[26 empty] | 0 | 0
[26 empty] | 0 | 0
[26 empty] | 0 | 0
[26 empty] | 0 | 0
[26 empty] | 0 | 0
[26 empty] | 0 | 0
[26 empty] | 0 | 0
[26 empty] | 0 | 0
[26 empty] | 0 | 0
[26 empty] | 0 | 0
[26 empty] | 0 | 0
[26 empty] | 0 | 0
[26 empty] | 0 | 0
[26 empty] | 0 | 0
[26 empty] | 0 | 0
[26 empty] | 0 | 0
[26 empty] | 0 | 0
[26 empty] | 0 | 0
[26 empty] | 0 | 0
[26 empty] | 0 | 0
[26 empty] | 0 | 0
[26 empty] | 0 | 0
[26 empty] | 0 | 0
[26 empty] | 0 | 0
[26 empty] | 0 | 0
[26 empty] | 0 | 0
[26 empty] | 0 | 0
[26 empty] | 0 | 0
[26 empty] | 0 | 0
[26 empty] | 0 | 0
[26 empty] | 0 | 0
[26 empty] | 0 | 0
[26 empty] | 0 | 0
[26 empty] | 0 | 0
[26 empty] | 0 | 0
[26 empty] | 0 | 0
[26 empty] | 0 | 0
[26 empty] | 0 | 0
[26 empty] | 0 | 0
[26 empty] | 0 | 0
[26 empty] | 0 | 0
[26 empty] | 0 | 0
[26 empty] | 0 | 0
[26 empty] | 0 | 0
[26 empty] | 0 | 0
[26 empty] | 0 | 0
[26 empty] | 0 | 0
[26 empty] | 0 | 0
[26 empty] | 0 | 0
[26 empty] | 0 | 0
[26 empty] | 0 | 0
[26 empty] | 0 | 0
[26 empty] | 0 | 0
[26 empty] | 0 | 0
[26 empty] | 0 | 0
[26 empty] | 0 | 0
[26 empty] | 0 | 0
[26 empty] | 0 | 0
[26 empty] | 0 | 0
[26 empty] | 0 | 0
[26 empty] | 0 | 0
[26 empty] | 0 | 0
[26 empty] | 0 | 0
[26 empty] | 0 | 0
[26 empty] | 0 | 0
[26 empty] | 0 | 0
[26 empty] | 0 | 0
[26 empty] | 0 | 0
[26 empty] | 0 | 0
[26 empty] | 0 | 0
[26 empty] | 0 | 0
[26 empty] | 0 | 0
[26 empty] | 0 | 0
[26 empty] | 0 | 0
[26 empty] | 0 | 0
[26 empty] | 0 | 0
[26 empty] | 0 | 0
[26 empty] | 0 | 0
[26 empty] | 0 | 0
[26 empty] | 0 | 0
[26 empty] | 0 | 0
[26 empty] | 0 | 0
[26 empty] | 0 | 0
[26 empty] | 0 | 0
[26 empty] | 0 | 0
[26 empty] | 0 | 0
[26 empty] | 0 | 0
[26 empty] | 0 | 0
[26 empty] | 0 | 0
[26 empty] | 0 | 0
[26 empty] | 0 | 0
[26 empty] | 0 | 0
[26 empty] | 0 | 0
[26 empty] | 0 | 0
[26 empty] | 0 | 0
[26 empty] | 0 | 0
[26 empty] | 0 | 0
[26 empty] | 0 | 0
[26 empty] | 0 | 0
[26 empty] | 0 | 0
[26 empty] | 0 | 0
[26 empty] | 0 | 0
[26 empty] | 0 | 0
[26 empty] | 0 | 0
[26 empty] | 0 | 0
[26 empty] | 0 | 0
[26 empty] | 0 | 0
[26 empty] | 0 | 0
[26 empty] | 0 | 0
[26 empty] | 0 | 0
[26 empty] | 0 | 0
[26 empty] | 0 | 0
[26 empty] | 0 | 0
[26 empty] | 0 | 0
[26 empty] | 0 | 0
[26 empty] | 0 | 0
[26 empty] | 0 | 0
[26 empty] | 0 | 0
[26 empty] | 0 | 0
[26 empty] | 0 | 0
[26 empty] | 0 | 0
[26 empty] | 0 | 0
[26 empty] | 0 | 0
[26 empty] | 0 | 0
[26 empty] | 0 | 0
[26 empty] | 0 | 0
[26 empty] | 0 | 0
[26 empty] | 0 | 0
[26 empty] | 0 | 0
[26 empty] | 0 | 0
[26 empty] | 0 | 0
[26 empty] | 0 | 0
[26 empty] | 0 | 0
[26 empty] | 0 | 0
[26 empty] | 0 | 0
[26 empty] | 0 | 0
[26 empty] | 0 | 0
[26 empty] | 0 | 0
[26 empty] | 0 | 0
[26 empty] | 0 | 0
[26 empty] | 0 | 0
[26 empty] | 0 | 0
[26 empty] | 0 | 0
[26 empty] | 0 | 0
[26 empty] | 0 | 0
[26 empty] | 0 | 0
[26 empty] | 0 | 0
[26 empty] | 0 | 0
[26 empty] | 0 | 0
[26 empty] | 0 | 0
[26 empty] | 0 | 0
[26 empty] | 0 | 0
[26 empty] | 0 | 0
[26 empty] | 0 | 0
[26 empty] | 0 | 0
[26 empty] | 0 | 0
[26 empty] | 0 | 0
[26 empty] | 0 | 0
[26 empty] | 0 | 0
[26 empty] | 0 | 0
[26 empty] | 0 | 0
[26 empty] | 0 | 0
[26 empty] | 0 | 0
[26 empty] | 0 | 0
[26 empty] | 0 | 0
[26 empty] | 0 | 0
[26 empty] | 0 | 0
[26 empty] | 0 | 0
[26 empty] | 0 | 0
[26 empty] | 0 | 0
[26 empty] | 0 | 0
[26 empty] | 0 | 0
[26 empty] | 0 | 0
[26 empty] | 0 | 0
[26 empty] | 0 | 0
[26 empty] | 0 | 0
[26 empty] | 0 | 0
[26 empty] | 0 | 0
[26 empty] | 0 | 0
[26 empty] | 0 | 0
[26 empty] | 0 | 0
[26 empty] | 0 | 0
[26 empty] | 0 | 0
[26 empty] | 0 | 0
[26 empty] | 0 | 0
[26 empty] | 0 | 0
[26 empty] | 0 | 0
[26 empty] | 0 | 0
[26 empty] | 0 | 0
[26 empty] | 0 | 0
[26 empty] | 0 | 0
[26 empty] | 0 | 0
[26 empty] | 0 | 0
[26 empty] | 0 | 0
[26 empty] | 0 | 0
[26 empty] | 0 | 0
[26 empty] | 0 | 0
[26 empty] | 0 | 0
[26 empty] | 0 | 0
[26 empty] | 0 | 0
[26 empty] | 0 | 0
[26 empty] | 0 | 0
[26 empty] | 0 | 0
[26 empty] | 0 | 0
[26 empty] | 0 | 0
[26 empty] | 0 | 0
[26 empty] | 0 | 0
[26 empty] | 0 | 0
[26 empty] | 0 | 0
[26 empty] | 0 | 0
[26 empty] | 0 | 0
[26 empty] | 0 | 0
[26 empty] | 0 | 0
[26 empty] | 0 | 0
[26 empty] | 0 | 0
[26 empty] | 0 | 0
[26 empty] | 0 | 0
[26 empty] | 0 | 0
[26 empty] | 0 | 0
[26 empty] | 0 | 0
[26 empty] | 0 | 0
[26 empty] | 0 | 0
[26 empty] | 0 | 0
[26 empty] | 0 | 0
[26 empty] | 0 | 0
[26 empty] | 0 | 0
[26 empty] | 0 | 0
[26 empty] | 0 | 0
[26 empty] | 0 | 0
[26 empty] | 0 | 0
[26 empty] | 0 | 0
[26 empty] | 0 | 0
[26 empty] | 0 | 0
[26 empty] | 0 | 0
[26 empty] | 0 | 0
[26 empty] | 0 | 0
[26 empty] | 0 | 0
[26 empty] | 0 | 0
[26 empty] | 0 | 0
[26 empty] | 0 | 0
[26 empty] | 0 | 0
[26 empty] | 0 | 0
[26 empty] | 0 | 0
[26 empty] | 0 | 0
[26 empty] | 0 | 0
[26 empty] | 0 | 0
[26 empty] | 0 | 0
[26 empty] | 0 | 0
[26 empty] | 0 | 0
[26 empty] | 0 | 0
[26 empty] | 0 | 0
[26 empty] | 0 | 0
[26 empty] | 0 | 0
[26 empty] | 0 | 0
[26 empty] | 0 | 0
[26 empty] | 0 | 0
[26 empty] | 0 | 0
[26 empty] | 0 | 0
[26 empty] | 0 | 0
[26 empty] | 0 | 0
[26 empty] | 0 | 0
[26 empty] | 0 | 0
[26 empty] | 0 | 0
[26 empty] | 0 | 0
[26 empty] | 0 | 0
[26 empty] | 0 | 0
[26 empty] | 0 | 0
[26 empty] | 0 | 0
[26 empty] | 0 | 0
[26 empty] | 0 | 0
[26 empty] | 0 | 0
[26 empty] | 0 | 0
[26 empty] | 0 | 0
[26 empty] | 0 | 0
[26 empty] | 0 | 0
[26 empty] | 0 | 0
[26 empty] | 0 | 0
[26 empty] | 0 | 0
[26 empty] | 0 | 0
[26 empty] | 0 | 0
[26 empty] | 0 | 0
[26 empty] | 0 | 0
[26 empty] | 0 | 0
[26 empty] | 0 | 0
[26 empty] | 0 | 0
[26 empty] | 0 | 0
[26 empty] | 0 | 0
[26 empty] | 0 | 0
[26 empty] | 0 | 0
[26 empty] | 0 | 0
[26 empty] | 0 | 0
[26 empty] | 0 | 0
[26 empty] | 0 | 0
[26 empty] | 0 | 0
[26 empty] | 0 | 0
[26 empty] | 0 | 0
[26 empty] | 0 | 0
[26 empty] | 0 | 0
[26 empty] | 0 | 0
[26 empty] | 0 | 0
[26 empty] | 0 | 0
[26 empty] | 0 | 0
[26 empty] | 0 | 0
[26 empty] | 0 | 0
[26 empty] | 0 | 0
[26 empty] | 0 | 0
[26 empty] | 0 | 0
[26 empty] | 0 | 0
[26 empty] | 0 | 0
[26 empty] | 0 | 0
[26 empty] | 0 | 0
[26 empty] | 0 | 0
[26 empty] | 0 | 0
[26 empty] | 0 | 0
[26 empty] | 0 | 0
[26 empty] | 0 | 0
[26 empty] | 0 | 0
[26 empty] | 0 | 0
[26 empty] | 0 | 0
[26 empty] | 0 | 0
[26 empty] | 0 | 0
[26 empty] | 0 | 0
[26 empty] | 0 | 0
[26 empty] | 0 | 0
[26 empty] | 0 | 0
[26 empty] | 0 | 0
[26 empty] | 0 | 0
[26 empty] | 0 | 0
[26 empty] | 0 | 0
[26 empty] | 0 | 0
[26 empty] | 0 | 0
[26 empty] | 0 | 0
[26 empty] | 0 | 0
[26 empty] | 0 | 0
[26 empty] | 0 | 0
[26 empty] | 0 | 0
[26 empty] | 0 | 0
[26 empty] | 0 | 0
[26 empty] | 0 | 0
[26 empty] | 0 | 0
[26 empty] | 0 | 0
[26 empty] | 0 | 0
[26 empty] | 0 | 0
[26 empty] | 0 | 0
[26 empty] | 0 | 0
[26 empty] | 0 | 0
[26 empty] | 0 | 0
[26 empty] | 0 | 0
[26 empty] | 0 | 0
[26 empty] | 0 | 0
[26 empty] | 0 | 0
[26 empty] | 0 | 0
[26 empty] | 0 | 0
[26 empty] | 0 | 0
[26 empty] | 0 | 0
[26 empty] | 0 | 0
[26 empty] | 0 | 0
[26 empty] | 0 | 0
[26 empty] | 0 | 0
[26 empty] | 0 | 0
[26 empty] | 0 | 0
[26 empty] | 0 | 0
[26 empty] | 0 | 0
[26 empty] | 0 | 0
[26 empty] | 0 | 0
[26 empty] | 0 | 0
[26 empty] | 0 | 0
[26 empty] | 0 | 0
[26 empty] | 0 | 0
[26 empty] | 0 | 0
[26 empty] | 0 | 0
[26 empty] | 0 | 0
[26 empty] | 0 | 0
[26 empty] | 0 | 0
[26 empty] | 0 | 0
[26 empty] | 0 | 0
[26 empty] | 0 | 0
[26 empty] | 0 | 0
[26 empty] | 0 | 0
[26 empty] | 0 | 0
[26 empty] | 0 | 0
[26 empty] | 0 | 0
[26 empty] | 0 | 0
[26 empty] | 0 | 0
[26 empty] | 0 | 0
[26 empty] | 0 | 0
[26 empty] | 0 | 0
[26 empty] | 0 | 0
[26 empty] | 0 | 0
[26 empty] | 0 | 0
[26 empty] | 0 | 0
[26 empty] | 0 | 0
[26 empty] | 0 | 0

## Zones
Houston | -1
North | -1
South | -1
West | 1
SET UP AREA, copy & paste values to cell B1
Source | West |  | N to H | N to W | N to S | W to N | S to N | W to S
Sink | North | Houston | -1 | 1 | -1 | -1 | 1 | -1
|  | North | 1 | 1 | 1 | -1 | -1 | -1
|  | South | -1 | 1 | -1 | -1 | 1 | -1
|  | West | 1 | -1 | 1 | 1 | -1 | 1
|  | Source | North | North | North | West | South | West
|  | Sink | Houston | West | South | North | North | South

## Tech
Number of Bus | Name of Bus | Tech Type
238 | BOSQUESW505 | CC
239 | BOSQUESW502 | GGT
244 | WHITNYDM01 | Hydro
245 | WHITNYDM02 | Hydro
247 | BOSQUESW501 | GGT
251 | BOSQUESW803 | CC
253 | BOSQUESW804 | CC
332 | RWMILLER01 | GST
333 | RWMILLER02 | GST
334 | RWMILLER03 | GST
335 | RWMILLER04 | GST
336 | RWMILLER05 | GST
344 | MRSSHPRD | Hydro
345 | MRSSHPRD01 | Hydro
366 | JNSNCNTY802 | Cogen
367 | JNSNCNTY802 | Cogen
503 | NTHTEXAS01 | GST
504 | NTHTEXAS02 | GST
505 | NTHTEXAS03 | GST
580 | JCKCNTY801 | CC
581 | JCKCNTY802 | CC
582 | JCKCNTY803 | CC
728 | WOLFRIDGE801 | Wind
837 | NEWMAN_G5 | GST
842 | OLINGER_G1 | GST
843 | OLINGER_G2 | GST
844 | OLINGER_G3 | GST
845 | OLINGER_G4 | GGT
923 | SPENCER_G4 | GST
924 | SPENCER_G5 | GST
948 | STEAM1 | GST
949 | STEAM2 | GST
950 | STEAM3 | GST
990 | GIBN_CREK_G1 | LIGCO
1002 | PBCTAGE_1G | GGT
1003 | PBCTBGE_2G | GGT
1004 | PBCTCGE_3G | GGT
1005 | PBCTDGE_4G | GGT
1006 | PBCTEGE_5G | GGT
1007 | PB5GEN_6G | GST
1008 | PB6GEN_7G | GST
1037 | MORGAN5G_5G | GST
1039 | MRGNAG_1G | GGT
1040 | MRGNBG_2G | GGT
1041 | MRGNCG_3G | GGT
1042 | MRGNDG_4G | GGT
1043 | MRGNEG_5G | GGT
1044 | MRGNFG_6G | GGT
1045 | CALENG1G_1G | Cogen
1046 | CALENG2G_2G | Cogen
1047 | CALENG3G_3G | Cogen
1058 | LONGSHORE_5 | Wind
1058 | LONGSHORE_5 | Wind
1061 | CIELOGEN_1G | Wind
1062 | CIELOGEN_2G | Wind
1068 | SCURRYCW_1G | Wind
1069 | KINDERMG_1G | Cogen
1070 | KINDERMG_2G | Cogen
1071 | KINDERMG_3G | Cogen
1073 | SCURRYCW_2G | Wind
1320 | BSP 1 | Cogen
1326 | STANTONW_8 | Wind
1327 | WILDHRSE_1G | Wind
1328 | OCOTILLO_1G | Wind
1333 | MCDDONAL_8 | Wind
1343 | TRENTIPP_8 | Wind
1349 | WESTXWIN_1G | Wind
1350 | NWPWRG1_1G | Wind
1354 | AEPWIND_8 | Wind
1360 | GUNSIGHT_8 | Wind
1416 | SWETWATR_1G | CC
1417 | SWETWATR_2G | CC
1418 | SWETWATR_3G | CC
1419 | SWETWATR_4G | CC
1432 | GRHAMSES_2G | GST
1433 | GRHAMSES_1G | GST
1437 | MESQUITW_1G | Wind
1438 | MESQUITW_2G | Wind
1442 | COKFIELD_5 | Wind
1453 | WCPWRCO_1G | CC
1454 | WCPWRCO_2G | CC
1455 | WCPWRCO_3G | CC
1479 | WFCOGEN_1G | Cogen
1479 | WFCOGEN_1G | Cogen
1482 | WFCOGEN_2G | Cogen
1482 | WFCOGEN_2G | Cogen
1600 | BARTNWND_1G | Wind
1643 | SLSTR1PP_1G | Wind
1675 | PEC_1G | Cogen
1676 | PEC_2G | Cogen
1677 | PEC_3G | Cogen
1678 | LAMARPWR_1G | CC
1679 | LAMARPWR_2G | CC
1680 | LAMARPWR_3G | CC
1681 | LAMARPWR_4G | CC
1682 | LAMARPWR_5G | CC
1683 | LAMARPWR_6G | CC
1687 | VALLEY_1G | GST
1688 | VALLEY_2G | GSC
1689 | VALLEY_3G | GST
1701 | MOSES_1G | LIGCO
1702 | MOSES_2G | LIGCO
1703 | MOSES_3G | LIGCO
1861 | EAGLEMNT_1G | GST
1862 | EAGLEMNT_2G | GST
1863 | EAGLEMNT_3G | GST
1877 | WLFHOLW_1G | CC
1878 | WLFHOLW_2G | CC
1879 | WLFHOLW_3G | CC
1889 | DECRDOVA_1G | GSC
1892 | DECRDOVA_2G | GGT
1893 | DECRDOVA_3G | GGT
1894 | DECRDOVA_4G | GGT
1895 | DECRDOVA_5G | GGT
1898 | COMCHEPK_1G | Nuc
1899 | COMCHEPK_2G | Nuc
1937 | MDLTHELP_5G | CC
1938 | MDLTHELP_6G | CC
1941 | MDLTHELP_1G | CC
1942 | MDLTHELP_2G | CC
1943 | MDLTHELP_3G | CC
1944 | MDLTHELP_4G | CC
1947 | HANDLEY_3G | GST
1948 | HANDLEY_4G | GST
1949 | HANDLEY_5G | GST
2371 | COLLIN_1G | GST
2381 | NTHLK1_G | GST
2382 | NTHLK2_G | GST
2383 | NTHLK3_G | GST
2413 | MTCK6_G | GST
2414 | MTCK7_G | GST
2417 | MTCK8_G | GSC
2451 | LKHB1_G | GST
2452 | LKHB2_G | GST
3097 | MARTLAKE_1G | LIGCO
3098 | MARTLAKE_2G | LIGCO
3099 | MARTLAKE_3G | LIGCO
3107 | STRYKER_1G | GST
3108 | STRYKER_2G | GST
3126 | TRINIDAD_6G | GST
3309 | ASPN_G | Bio
3348 | CHAMPION_1G | Cogen
3381 | BBRN_1G | LIGCO
3382 | BBRN_2G | LIGCO
3403 | THOUSE_1G | GSC
3404 | THOUSE_2G | GSC
3416 | LAKE_CRK1_G | GST
3417 | LAKE_CRK2_G | GST
3432 | SANDOW_4G | LIGCO
5026 | BRAUNIG_VHB1 | GST
5027 | BRAUNIG_VHB2 | GST
5028 | BRAUNIG_VHB3 | GST
5111 | CALAVER_JTD1 | LIGCO
5112 | CALAVER_JTD2 | LIGCO
5264 | LEON_LCP3G3 | GST
5265 | LEON_LCP4G4 | GST
5266 | LEON_LCPCT1 | GGT
5267 | LEON_LCPCT2 | GGT
5268 | LEON_LCPCT3 | GGT
5269 | LEON_LCPCT4 | GGT
5396 | CALAVER_OWS1 | GST
5397 | CALAVER_OWS2 | GST
5401 | CALAVER_JKS1 | LIGCO
5436 | TUTTL_WBT1G1 | GST
5438 | TUTTL_WBT3G3 | GST
5439 | TUTTL_WBT4G4 | GST
5476 | BRA_AVR1_CT1 | CC
5477 | BRA_AVR1_ST | CC
5478 | BRA_AVR1_CT2 | CC
5503 | RAYBURNGEN3 | GST
5505 | RAYBURNGEN1 | GGT
5506 | RAYBURNGEN2 | GGT
5508 | RAYBURNCC9 | CC
5509 | RAYBURNCC10 | CC
5511 | RAYBURNCC7 | CC
5512 | RAYBURNCC8 | CC
5728 | FALCONHYDRO2 | Hydro
5729 | FALCONHYDRO3 | Hydro
5890 | PEARSALLGEN1 | GST
5891 | PEARSALLGEN2 | GST
5892 | PEARSALLGEN3 | GST
5903 | SANMIGUELGEN | LIGCO
5911 | STP_GN1___1 | Nuc
5912 | STP_GN2___2 | Nuc
5920 | WELSHDC1 | DCTie
5925 | DCEAST | DCTie
5932 | SI_RAY9 | CC
5933 | SI_RAY6 | GST
5934 | SI_RAY5 | GST
5935 | SI_RAY10 | CC
6016 | SWMESA | Wind
6096 | NORTHDC7 | DCTie
6100 | OKLA7A | DCTie
6144 | MCADOO1A | Wind
6407 | TURKTRAK1A | Wind
6637 | SNYDERW1A | Wind
6752 | OKLA0A | LIGCO
6948 | DENISNDM | Hydro
6948 | DENISNDM | Hydro
7000 | L_FERGUS1_1Y | GSC
7004 | L_SIMGID1_1Y | GST
7005 | L_SIMGID1_2Y | GST
7006 | L_SIMGID1_3Y | GST
7007 | L_LOSTPI1_1Y | CC
7008 | L_LOSTPI1_2Y | CC
7009 | L_LOSTPI1_3Y | CC
7010 | L_FPPYD11_1Y | LIGCO
7011 | L_FPPYD11_2Y | LIGCO
7012 | L_FPPYD21_3Y | LIGCO
7014 | L_HAYSEN1_1Y | CC
7015 | L_HAYSEN1_2Y | CC
7016 | L_HAYSEN1_3Y | CC
7017 | L_HAYSEN1_4Y | CC
7020 | L_AUSTPL1_1Y | Hydro
7020 | L_AUSTPL1_1Y | Hydro
7022 | L_BUCHAN1_1Y | Hydro
7023 | L_BUCHAN1_2Y | Hydro
7024 | L_BUCHAN1_3Y | Hydro
7026 | L_INKSDA1_1Y | Hydro
7028 | L_MARBFA1_1Y | Hydro
7029 | L_MARBFA1_2Y | Hydro
7031 | L_MARSFO1G1Y | Hydro
7032 | L_MARSFO1G2Y | Hydro
7033 | L_MARSFO1G3Y | Hydro
7035 | L_WIRTZ_1G1Y | Hydro
7036 | L_WIRTZ_1G2Y | Hydro
7038 | L_DELAWA1_1Y | Wind
7038 | L_DELAWA1_1Y | Wind
7303 | L_WPPGS12_1Y | GGT
7303 | L_WPPGS12_1Y | GGT
7305 | L_WPPGS34_1Y | GGT
7305 | L_WPPGS34_1Y | GGT
7487 | L_CANYHY8_1Y | Hydro
7605 | L_MCQUEE9_1Y | Hydro
7605 | L_MCQUEE9_1Y | Hydro
7605 | L_MCQUEE9_1Y | Hydro
7609 | L_SCHUMA8_1Y | Hydro
7624 | L_LAKEWO9_1Y | Hydro
7624 | L_LAKEWO9_1Y | Hydro
7800 | L_GUADGE1_1Y | CC
7801 | L_GUADGE1_2Y | CC
7802 | L_GUADGE1_3Y | CC
7803 | L_GUADGE1_4Y | CC
7804 | L_GUADGE1_5Y | CC
7805 | L_GUADGE1_6Y | CC
7807 | L_BASTEN1_1Y | CC
7808 | L_BASTEN1_2Y | CC
7809 | L_BASTEN1_3Y | CC
7810 | L_RIONOG1G1Y | CC
7811 | L_RIONOG1G2Y | CC
7812 | L_RIONOG1G3Y | CC
7813 | L_RIONOG1S1Y | CC
8032 | AMISTADHYD1 | Hydro
8033 | AMISTADHYD2 | Hydro
8048 | FALCONHYDRO1 | Hydro
8066 | DUP1V#1 | Cogen
8134 | FOR #1 | Cogen
8138 | FOR #2 | Cogen
8139 | JOS #1 | GST
8147 | UCAR #2 | Cogen
8148 | UCAR #1 | Cogen
8153 | FOR #3 | Cogen
8154 | FOR #4 | Cogen
8155 | FOR #5 | Cogen
8156 | FOR #6 | Cogen
8157 | FOR #7 | Cogen
8161 | COLETO0A | LIGCO
8173 | VICEC51A | CC
8174 | VICEC61A | CC
8189 | CUECPL2A | Cogen
8262 | ELPS | Hydro
8285 | LAR #1 | GST
8287 | LAR #2 | GST
8288 | LAR #3 | GST
8388 | BATES0A | GST
8393 | BATES0B | GST
8437 | NUECES_B0C | GST
8438 | NUECES_B0B | GST
8442 | NBEC7 | GST
8442 | NBEC7 | GST
8456 | COSW#1 | Cogen
8457 | COSW#2 | Cogen
8459 | B_DAVIS0B | GSC
8460 | B_DAVIS0A | GSC
8461 | KOCH_UP0A | Cogen
8506 | VAL #1 | Cogen
8507 | VAL #2 | Cogen
8511 | OXY_CC0A | Cogen
8517 | CELANEBI0A | Cogen
8560 | CNOPGT1 | Cogen
8561 | CNOPGT2 | Cogen
8562 | CNOPST1 | Cogen
8926 | LGE_GT10A | Cogen
8927 | LGE_GT20A | Cogen
8928 | LGE_STG0A | Cogen
8930 | ICPGN10A | Cogen
8931 | ICPGN20A | Cogen
8932 | ICPGN30A | Cogen
8933 | FGNTS001 | CC
8934 | FGNTS101 | CC
8935 | FGNTS201 | CC
8936 | MVGN#1 | CC
8937 | MVGN#2 | CC
8938 | MVGN#3 | CC
8981 | HECN1 | CC
8982 | HECN2 | CC
8983 | HECN3 | CC
9000 | DECKR_G1 | GST
9001 | DECKR_G2 | GST
9002 | DECKR_G3 | GGT
9003 | DECKR_G4 | GGT
9004 | DECKR_G5 | GGT
9005 | DECKR_G6 | GGT
9016 | SANDH_G1 | GGT
9017 | SANDH_G2 | GGT
9018 | SANDH_G3 | GGT
9019 | SANDH_G4 | GGT
9020 | SANDHG5A | CC
9021 | SANDHG5C | CC
11001 | NAV1CT | CC
11009 | NAV2CT | CC
11011 | NAV3ST | CC
11012 | NAV4CT | CC
11013 | NAV5CT | CC
11014 | NAV6ST | CC
11020 | TIEHVSG_1G | CC
11021 | TIEHVCG_1G | CC
11022 | TIEHVCG_2G | CC
11023 | TIEHVCG_3G | CC
11024 | TIEHVCG_4G | CC
11025 | TIEHVSG_2G | CC
11056 | ROSCOE_1G | Wind
11057 | CHAMPION_1G | Wind
11058 | PYRON_1G | Wind
11059 | INADALE_1G | Wind
11065 | ELBOWCK_1G | Wind
11147 | NOTREES_1G | Wind
11309 | BULLCREK_2G | Wind
11310 | BULLCREK_1G | Wind
11320 | COYOTE_1G | Wind
11691 | KMICHICT1_G | CC
11692 | KMICHICT2_G | CC
11693 | KMICHIST3_G | CC
11694 | KMICHICT4_G | CC
11695 | KMICHICT5_G | CC
11696 | KMICHIST6_G | CC
12322 | ENNSTRAC_1G | CC
12323 | ENNSTRAC_2G | CC
12411 | FPLEFR1A_G | CC
12412 | FPLEFR1B_G | CC
12413 | FPLEFR1C_G | CC
12414 | FPLEFR1S_G | CC
12421 | FPLEFR2A_G | CC
12422 | FPLEFR2B_G | CC
12423 | FPLEFR2C_G | CC
12424 | FPLEFR2S_G | CC
12440 | PARKD_1SVC8 | GST
12449 | PARKD_2SVC8 | GST
13116 | TGATEWAY_1G | CC
13117 | TGATEWAY_2G | CC
13118 | TGATEWAY_3G | CC
13119 | TGATEWAY_4G | CC
13131 | CALFREST_1G | CC
13132 | CALFREST_2G | CC
13133 | CALFREST_3G | CC
13134 | CALFREST_4G | CC
13135 | CALFREST_5G | CC
13136 | CALFREST_6G | CC
13432 | SANDOW_5G | LIGCO
32798 | BRYN_TAMUGEN | GST
32883 | BRYN_DNSBY3 | GST
32884 | BRYN_DNSBY13 | GST
32886 | BRYN_ATKINS3 | GST
32887 | BRYN_ATKINS6 | GST
32888 | BRYN_ATKINS7 | GGT
32890 | BRYN_ATKINS4 | GST
32891 | BRYN_ATKINS5 | GST
32892 | BRYN_DNSBY14 | GST
36998 | RDCNYNG1 | Wind
38332 | TNWDWRDU2_8 | Wind
38437 | TNSRBNMESA9 | Wind
38580 | TNBP_CGN1_8 | Cogen
38590 | TNBP_CGN2_8 | Cogen
38600 | TNBP_CGN3_8 | Cogen
38611 | TNBPAMCG1_8 | Cogen
38612 | TNBPAMCG2_8 | Cogen
38613 | TNBPAMCG3_8 | Cogen
38614 | TNBPAMCG4_8 | Cogen
38615 | TNBPAMCG5_8 | Cogen
38690 | TNBP_CGN4_8 | Cogen
38711 | TNTXCTY1CG8 | Cogen
38712 | TNTXCTY2CG8 | Cogen
38713 | TNTXCTY3CG8 | Cogen
38714 | TNTXCTY4CG8 | Cogen
39190 | TNSLCGN1__8 | Cogen
39470 | TNDOWCGNSG8 | Cogen
39480 | TNDOWCGNGG8 | Cogen
39760 | TNSCLP1___8 | Cogen
39770 | TNSCLP2___8 | Cogen
39775 | TNSCLP4___8 | Cogen
39790 | TNSCLP3___8 | Cogen
39960 | TNTNPONE_18 | LIGCO
39970 | TNTNPONE_28 | LIGCO
48500 | APD_GT1_8005 | Cogen
48510 | AK_GT1__8040 | Cogen
48511 | LPE_GT1_8070 | GGT
48512 | LPE_GT2_8075 | GGT
48513 | LPE_GT3_8080 | GGT
48514 | LPE_GT4_8085 | GGT
48520 | BSF_GT1_8070 | Cogen
48520 | BSF_GT1_8070 | Cogen
48521 | BVE_GT1_GT1 | CC
48522 | BVE_GT2_5035 | CC
48523 | BVE_ST1_GN1 | CC
48531 | BYU_GT1_8075 | Cogen
48532 | BYU_GT2_8055 | Cogen
48533 | BYU_GT3_8060 | Cogen
48534 | BYU_GT4_8065 | Cogen
48551 | CAL_GT1_8045 | Cogen
48552 | CAL_ST1_8000 | Cogen
48561 | CTL_GT2_8130 | Cogen
48562 | CTL_GT3_8135 | Cogen
48563 | CTL_GT4_8140 | Cogen
48564 | CTL_GN1_8145 | Cogen
48565 | CTL_GN2_8155 | Cogen
48581 | CBY_GN1_1 | GSC
48582 | CBY_GN2_2 | GSC
48583 | CBY_GT4_1 | GSC
48584 | CBY_GT4_2 | CC
48585 | CBY_ST4_1 | CC
48591 | CHE_GT2_5030 | Cogen
48593 | CHE_GT1_8015 | Cogen
48594 | CHE_GN4_8025 | Cogen
48595 | BTE_GT2_8075 | CC
48596 | BTE_GT3_8045 | CC
48597 | BTE_GT4_8055 | CC
48598 | BTE_ST1_8070 | CC
48611 | DIB_GT1_8080 | Cogen
48612 | DIB_GT2_8075 | Cogen
48613 | DIB_ST1_8085 | Cogen
48614 | DIB_GT3_8090 | Cogen
48641 | DPEC_GT15040 | CC
48642 | DPEC_GT25025 | CC
48643 | DPEC_GT35010 | CC
48644 | DPEC_GT45070 | CC
48645 | DPEC_ST55065 | CC
48651 | EP_1_2 | Cogen
48651 | EP_1_2 | Cogen
48671 | FTR_GT1_5105 | CC
48672 | FTR_GT2_5110 | CC
48673 | FTR_GT3_5085 | CC
48674 | FTR_CN4_5095 | CC
48690 | GBY_GN5_5 | GSC
48691 | GBY_73741085 | GGT
48691 | GBY_73741085 | GGT
48692 | GBY_81821075 | GGT
48692 | GBY_81821075 | GGT
48693 | GBY_83841065 | GGT
48693 | GBY_83841065 | GGT
48721 | LEG_1___1 | LIGCO
48722 | LEG_2___2 | LIGCO
48730 | MNS_GT | Cogen
48731 | CBE_GT1 | CC
48732 | CBE_GT2 | CC
48733 | CBE_ST12 | CC
48734 | CBE_GT3 | CC
48735 | CBE_GT4 | CC
48736 | CBE_ST34 | CC
48740 | PSG_GN2_8050 | Cogen
48741 | PSG_GT2_8040 | Cogen
48742 | PSG_GT3_8060 | Cogen
48761 | PR_GT1__9040 | Cogen
48772 | PHR_GN2_2 | GSC
48791 | PSA_GT1_8160 | Cogen
48792 | PSA_GT2_8155 | Cogen
48793 | PSA_GT3_8150 | Cogen
48794 | PSA_GT4_8145 | Cogen
48795 | PSA_GT5_8140 | Cogen
48796 | PSA_GN1_8165 | Cogen
48797 | PSA_GT6_8135 | Cogen
48811 | CVC_GT3_5045 | Cogen
48812 | CVC_GT2_5020 | Cogen
48813 | CVC_GT1_5035 | Cogen
48814 | CVC_ST5_5040 | Cogen
48815 | CVC_GT4_8005 | Cogen
48820 | SHELLG1_3015 | Cogen
48821 | SHELLG2 | Cogen
48822 | SHELLG3_3020 | Cogen
48822 | SHELLG3_3020 | Cogen
48841 | SJS_GT1_GT1 | Cogen
48842 | SJS_GT2_GT2 | Cogen
48845 | SOL_GT1 | Solar
48851 | SRB_GN1_1 | GST
48852 | SRB_GN2_2 | GST
48853 | SRB_GN3_3 | GST
48854 | SRB_GN4_4 | GST
48855 | SRB_GT211035 | GGT
48855 | SRB_GT211035 | GGT
48873 | THW_ST3_ST_3 | CC
48874 | THW_ST4_ST_4 | CC
48875 | THW_3132 | CC
48875 | THW_3132 | CC
48877 | THW_3334 | CC
48877 | THW_3334 | CC
48879 | THW_4142 | CC
48879 | THW_4142 | CC
48881 | THW_4344 | CC
48881 | THW_4344 | CC
48883 | THW_GT1_GT_1 | GGT
48885 | THW_5152 | GGT
48885 | THW_5152 | GGT
48886 | THW_5354 | GGT
48886 | THW_5354 | GGT
48887 | THW_5556 | GGT
48887 | THW_5556 | GGT
48911 | TGF_GT1_8000 | Cogen
48921 | WAP_GN1_1 | GST
48922 | WAP_GN2_2 | GST
48923 | WAP_GN3_3 | GST
48924 | WAP_GN4_4 | GSC
48925 | WAP_GN5_5 | LIGCO
48926 | WAP_GN6_6 | LIGCO
48927 | WAP_GN7_7 | LIGCO
48928 | WAP_GN8_8 | LIGCO
48929 | WAPGT21_GT1 | GGT
48940 | WARVUE_GT1 | Cogen
49803 | EXN_15GT | Cogen
49804 | EXN_16GT | Cogen
49805 | EXN_17GT | Cogen
49826 | EXN938GT | Cogen
49828 | EXN941GT | Cogen
49829 | EXN942GT | Cogen
49830 | EXN943GT | Cogen
49831 | EXN944GT | Cogen
49832 | EXN945GT | Cogen
49837 | EXN_GT | Cogen
49838 | EXN_14GT | Cogen
49851 | DOW17000 | Cogen
49858 | DOW38100 | Cogen
49859 | DOW38200 | Cogen
49860 | DOW38300 | Cogen
49862 | DOW39100 | Cogen
49863 | DOW39200 | Cogen
49865 | DOW41000 | Cogen
49866 | DOW42000 | Cogen
49869 | DOW49000 | Cogen
49870 | DOW61000 | Cogen
49871 | DOW62000 | Cogen
49872 | DOW63000 | Cogen
49873 | DOW64000 | Cogen
49876 | DOW65000 | Cogen
49877 | DOW66000 | Cogen
49878 | DOW67000 | Cogen
49882 | DOW81000 | Cogen
49884 | DOW82000 | Cogen
49885 | DOW83000 | Cogen
49886 | DOW84000 | Cogen
58909 | PEARSALLSCG1 | Diesel
58909 | PEARSALLSCG1 | Diesel
58909 | PEARSALLSCG1 | Diesel
58909 | PEARSALLSCG1 | Diesel
58909 | PEARSALLSCG1 | Diesel
58909 | PEARSALLSCG1 | Diesel
58919 | PEARSALLSCG2 | Diesel
58919 | PEARSALLSCG2 | Diesel
58919 | PEARSALLSCG2 | Diesel
58919 | PEARSALLSCG2 | Diesel
58919 | PEARSALLSCG2 | Diesel
58919 | PEARSALLSCG2 | Diesel
58929 | PEARSALLSCG3 | Diesel
58929 | PEARSALLSCG3 | Diesel
58929 | PEARSALLSCG3 | Diesel
58929 | PEARSALLSCG3 | Diesel
58929 | PEARSALLSCG3 | Diesel
58929 | PEARSALLSCG3 | Diesel
58949 | PEARSALLSCG4 | Diesel
58949 | PEARSALLSCG4 | Diesel
58949 | PEARSALLSCG4 | Diesel
58949 | PEARSALLSCG4 | Diesel
58949 | PEARSALLSCG4 | Diesel
58949 | PEARSALLSCG4 | Diesel
60000 | DSKY2 | Wind
60003 | KING_NE1A | Wind
60005 | KING_SE1A | Wind
60007 | KING_SW1A | Wind
60016 | WOODWRD11A | Wind
60017 | ORNNWP1 | Wind
60018 | DSKY1 | Wind
60019 | KING_NW1A | Wind
60057 | CALLAHAN1A | Wind
60058 | BUFF_GAP1A | Wind
60060 | CIRELLO | Wind
60063 | BUFF_GAP1B | Wind
60066 | H_HOLLOW1A | Wind
60068 | HHOLLOW21A | Wind
60070 | HHOLLOW31A | Wind
60072 | HHOLLOW41A | Wind
60081 | WHRLWIND1A | Wind
60201 | RIO DRCS | AVR
60202 | FRNDDRCS | AVR
71051 | L_BITTCR1_1N | Wind
71054 | L_SWEETW1_1N | Wind
71057 | L_SWEETW1_2N | Wind
71059 | L_SWEETW1_3N | Wind
71060 | L_SWEETW1_4N | Wind
71061 | L_SWEETW1_5N | Wind
76031 | L_GASCCR1_1N | Wind
76091 | L_DIVIDE1_1N | Wind
76095 | L_CAPRSI1_1N | Wind
76096 | L_CAPRSI1_2N | Wind
76097 | L_CAPRGE1_1N | Wind
80003 | MILHWYS | AVR
80012 | LAR | DCTie
80051 | FOR #8 | Cogen
80052 | FOR #9 | Cogen
80053 | FOR #10 | Cogen
80080 | GWINDT11A | Wind
80080 | GWINDT11A | Wind
80080 | GWINDT11A | Wind
80080 | GWINDT11A | Wind
80081 | GWINDT21A | Wind
80081 | GWINDT21A | Wind
80081 | GWINDT21A | Wind
80081 | GWINDT21A | Wind
80137 | CSDR89 | DCTie
80137 | CSDR89 | DCTie
80138 | CSDR7 | DCTie
80139 | CSDR56 | DCTie
80139 | CSDR56 | DCTie
80140 | CSDR11 | DCTie
80180 | PNSCALT11A | Wind
80180 | PNSCALT11A | Wind
80181 | PNSCALT21A | Wind
80181 | PNSCALT21A | Wind
80223 | REYSHR G | Cogen
80224 | VISTRONG1 | Cogen
80225 | VISTRONG2 | Cogen
80226 | ALCOA G | Cogen
80227 | AIRCO G | Cogen
80263 | B_DAVIS31A | CC
80264 | B_DAVIS41A | CC
80265 | LARECU40A | GGT
80266 | LARECU50A | GGT
86104 | CID-138 | DCTie
86105 | CID-230 | DCTie
86106 | CUF-230 | DCTie
86107 | CUF-138 | DCTie
88198 | BEEVILLE | AVR
88253 | HAMILTON | BLT
88299 | ZAPATA | BLT
88508 | FALFURRI | AVR