## Set up
Step 1 | Go to the Zones worksheet in this workbook. Make sure that the source and sink zones are set correctly and the "1"s and "-1"s are correct |  | Summary of Key Data points | Value
File Description: Cont_ Sarc to Comchess OL_ SanAngelo to Menard(Shrew)
Step 2 | Open Dennis' file that needs to have the data transferred, same file that is listed in cell K27 |  | Number of units | 645
|  |  | Dec PTDF cutoff point | 102
Step 3 | Copy columns J:X from an old Dennis' Sheet to the new sheet (if first round of a new alaysis) |  | Dec PTDF cutoff unit | OKLA0A
|  |  | Dec 10% unit | TNWDWRDU2_8
Step 4 | Mark the contingencies and monitored element set by a "y" in column K of Dennis' sheet, if there are a match on the filename use something to make unique |  | Dec max cumltv zone impact - cumltv zone share | 0.036618
|  |  | Dec max cumltv zone impact - cumltv zone share pt | 39
Step 5 | Enter Dennis' file name into cell K27 |  | Dec max cumltv zone impact - cumltv zone share unit | NOTREES_1G
|  |  | West Zonal weighted AWGSF | 0.047883
Step 6 | click the step one button |  | North Zonal weighted AWGSF | 0.010013
|  |  | Inc PTDF cutoff point | 543
Step 7 | Enter the line ratings in Dennis' workbook, the Input worksheet, in the cells |  | Inc PTDF cutoff unit | MESQUITW_1G
| X6:X30, or to the end of the selected list. |  | Inc 10% unit | SANDHG5A
|  |  | Inc max cumltv zone impact - cumltv zone share | 0.11416
Step 8 | Check to see that the number of generators in Dennis' file matches the length |  | Inc max cumltv zone impact - cumltv zone share pt | 368
| of the formulas in columns L:V (Distributed Slack - Dec) have been copied through to the apporpriate number of rows |  | Inc max cumltv zone impact - cumltv zone share unit | THW_5556
| If Dennis' sheet data is less than this file then clear any old unit data in columns A:K of this workbook to match the correct leng |  | West Zonal weighted AWGSF | 0.047883
| It is only necessary to match the Distributed Slack - Dec worksheet. |  | North Zonal weighted AWGSF | 0.010013
|  |  | Min of zone correlation | 0.010297
Step 9 | Click the step 2 button |  | Bounary gen in North Zone | 0
| The last file saved will still be open, yopu will need to close this file. |  | Bounary gen in soucre zone as % of line | 0%
| This sheet willno longer be open. |  | Bounary gen in West Zone | 0
|  |  | Bounary gen in soucre zone as % of line | 0
|  |  | OL element line rating | 100
|  |  | West Zonal weighted AWGSF | 0.047883
|  | WN_043009automation.xls | North Zonal weighted AWGSF | 0.010013
Copy Dennis' data step 1
Copy Dennis' Data Step 2

## Distributed Slack - Dec
Number of Bus | Name of Bus | ID | Area Name of Gen | AGC | P Sensitivity of Bus | Gen MW | Min MW | Max MW | V Sensitivity of Bus | Set Volt | Tech Type | Zone Impact | Zone Correlation | Inc Max | Dec Max | Souce S.F. Weighting | Souce Capacity | Sink S.F. Weighting | Sink Capacity | PTDF Calc | PTDF Weighting | Cumulative Share of Zonal Cap | Cumulative Share of Zonal Impact | Cont_ Sarc to Comchess OL_ SanAngelo to Menard(Shrew) |  | i_PTDF_DEC_pt | 102 |  | NOTREES_1G | Unit at max
60202 | FRNDDRCS | F | West | YES | 0.064392 | 0 | 0 | 0 | 0 | 0.9985 | AVR | 1 | 0.054379 | 0 | 0 | 0 | 0 |  |  | 0.054379 | 0 | 0 | 0 |  |  | i_10pctunit | 10 |  | 39 | # units @ max
60000 | DSKY2 | 1 | West | YES | 0.05765 | 19.1 | 0 | 76.5 |  | 1.039 | Wind | 1 | 0.047637 | 0 | 76.5 | 4.4102 | 76.5 |  |  | 0.047637 | 3.6443 | 0.0070545 | 0.0086699 |  |  | # units | 645 |  | 0.036618 | delta max
60018 | DSKY1 | 1 | West | YES | 0.057079 | 21 | 0 | 84 | 0 | 1.023 | Wind | 1 | 0.047066 | 0 | 84 | 4.7946 | 84 |  |  | 0.047066 | 3.9536 | 0.014801 | 0.018076 | [5 empty] | Delta
60017 | ORNNWP1 | 1 | West | YES | 0.056568 | 20 | 0 | 80 |  | 1.027 | Wind | 1 | 0.046555 | 0 | 80 | 4.5254 | 80 |  |  | 0.046555 | 3.7244 | 0.022178 | 0.026936 | Weighted Shift Factors |  |  |  | 1 | 0
76091 | L_DIVIDE1_1N | W1 | West | YES | 0.056168 | 22.5 | 0 | 112.5 |  | 1.02 | Wind | 1 | 0.046155 | 0 | 112.5 | 6.3189 | 112.5 |  |  | 0.046155 | 5.1925 | 0.032552 | 0.03929 | West | 0.047883 |  |  | 2 | 0.0016154
76095 | L_CAPRSI1_1N | W1 | West | YES | 0.056168 | 29.9 | 0 | 149.5 | 0 | 1.02 | Wind | 1 | 0.046155 | 0 | 149.5 | 8.3971 | 149.5 |  |  | 0.046155 | 6.9002 | 0.046339 | 0.055706 | North | 0.010013 |  |  | 3 | 0.003275
76096 | L_CAPRSI1_2N | W1 | West | YES | 0.056168 | 37.2 | 0 | 186 | 0 | 1.02 | Wind | 1 | 0.046155 | 0 | 186 | 10.4472 | 186 |  |  | 0.046155 | 8.5849 | 0.063491 | 0.07613 |  |  |  |  | 4 | 0.0047584
76097 | L_CAPRGE1_1N | W1 | West | YES | 0.056168 | 42.9 | 0 | 214.5 | 0 | 1.02 | Wind | 1 | 0.046155 | 0 | 214.5 | 12.048 | 214.5 |  |  | 0.046155 | 9.9003 | 0.083271 | 0.099683 |  |  |  |  | 5 | 0.0067373
38437 | TNSRBNMESA9 | 1 | West | YES | 0.055054 | 37.5 | 0 | 150 | 0 | 1.02 | Wind | 1 | 0.045041 | 0 | 150 | 8.2581 | 150 |  |  | 0.045041 | 6.7562 | 0.097103 | 0.11576 |  |  |  |  | 6 | 0.009367
38332 | TNWDWRDU2_8 | 1 | West | YES | 0.055 | 20 | 0 | 80 | 0 | 1.0232 | Wind | 1 | 0.044987 | 0 | 80 | 4.4 | 80 |  |  | 0.044987 | 3.599 | 0.10448 | 0.12432 |  |  |  |  | 7 | 0.012639
60016 | WOODWRD11A | 1 | West | YES | 0.054988 | 20 | 0 | 80 |  | 1.033 | Wind | 1 | 0.044975 | 0 | 80 | 4.399 | 80 |  |  | 0.044975 | 3.598 | 0.11186 | 0.13288 |  |  |  |  | 8 | 0.016412
6016 | SWMESA | 1 | West | YES | 0.054962 | 18.8 | 0 | 75 |  | 1.03 | Wind | 1 | 0.044949 | 0 | 75 | 4.1222 | 75 |  |  | 0.044949 | 3.3712 | 0.11877 | 0.1409 |  |  |  |  | 9 | 0.018653
60003 | KING_NE1A | 1 | West | YES | 0.054962 | 20 | 0 | 80 |  | 1.03 | Wind | 1 | 0.044949 | 0 | 80 | 4.397 | 80 |  |  | 0.044949 | 3.596 | 0.12615 | 0.14945 |  |  |  |  | 10 | 0.019838
60005 | KING_SE1A | 1 | West | YES | 0.054962 | 10 | 0 | 40 |  | 1.035 | Wind | 1 | 0.044949 | 0 | 40 | 2.1985 | 40 |  |  | 0.044949 | 1.798 | 0.12984 | 0.15373 |  |  |  |  | 11 | 0.02102
60201 | RIO DRCS | F | West | YES | 0.05482 | 0 | 0 | 0 | 0 | 1.025 | AVR | 1 | 0.044807 | 0 | 0 | 0 | 0 |  |  | 0.044807 | 0 | 0.12984 | 0.15373 |  |  |  |  | 12 | 0.022124
60007 | KING_SW1A | 1 | West | YES | 0.054717 | 20 | 0 | 80 |  | 1.03 | Wind | 1 | 0.044704 | 0 | 80 | 4.3774 | 80 |  |  | 0.044704 | 3.5764 | 0.13722 | 0.16224 |  |  |  |  | 13 | 0.023302
60019 | KING_NW1A | 1 | West | YES | 0.054717 | 20 | 0 | 80 |  | 1.03 | Wind | 1 | 0.044704 | 0 | 80 | 4.3774 | 80 |  |  | 0.044704 | 3.5764 | 0.14459 | 0.17075 |  |  |  |  | 14 | 0.023891
76031 | L_GASCCR1_1N | W1 | West | YES | 0.054692 | 30 | 0 | 150 | 0 | 1.02 | Wind | 1 | 0.044679 | 0 | 150 | 8.2038 | 150 |  |  | 0.044679 | 6.7019 | 0.15843 | 0.18669 |  |  |  |  | 15 | 0.023891
1349 | WESTXWIN_1G | 1 | West | YES | 0.052979 | 1.3 | 0 | 6.6 |  | 1.014 | Wind | 1 | 0.042966 | 0 | 6.6 | 0.34966 | 6.6 |  |  | 0.042966 | 0.28358 | 0.15904 | 0.18737 |  |  |  |  | 16 | 0.025022
1350 | NWPWRG1_1G | 1 | West | YES | 0.052979 | 6.9 | 1 | 34.3 |  | 1.014 | Wind | 1 | 0.042966 | 0 | 34.3 | 1.8172 | 34.3 |  |  | 0.042966 | 1.4737 | 0.1622 | 0.19087 |  |  |  |  | 17 | 0.026153
60057 | CALLAHAN1A | 1 | West | YES | 0.052077 | 22.8 | 0 | 114 | 0 | 1.04 | Wind | 1 | 0.042064 | 0 | 114 | 5.9368 | 114 |  |  | 0.042064 | 4.7953 | 0.17271 | 0.20228 |  |  |  |  | 18 | 0.028265
60058 | BUFF_GAP1A | 1 | West | YES | 0.050834 | 24 | 0 | 120 |  | 1 | Wind | 1 | 0.040821 | 0 | 120 | 6.1001 | 120 |  |  | 0.040821 | 4.8986 | 0.18378 | 0.21394 |  |  |  |  | 19 | 0.028331
60060 | CIRELLO | 1 | West | YES | 0.050834 | 46.6 | 0 | 233 | 0 | 1 | Wind | 1 | 0.040821 | 0 | 233 | 11.8443 | 233 |  |  | 0.040821 | 9.5114 | 0.20526 | 0.23656 |  |  |  |  | 20 | 0.028674
60063 | BUFF_GAP1B | 1 | West | YES | 0.050834 | 34 | 0 | 170.2 | 0 | 1.02 | Wind | 1 | 0.040821 | 0 | 170.2 | 8.6519 | 170.2 |  |  | 0.040821 | 6.9478 | 0.22096 | 0.25309 |  |  |  |  | 21 | 0.02957
60066 | H_HOLLOW1A | 1 | West | YES | 0.050834 | 44.4 | 0 | 222 | 0 | 1.005 | Wind | 1 | 0.040821 | 0 | 222 | 11.2851 | 222 |  |  | 0.040821 | 9.0623 | 0.24143 | 0.27465 |  |  |  |  | 22 | 0.030158
60068 | HHOLLOW21A | 1 | West | YES | 0.050834 | 36.8 | 0 | 184 | 0 | 1.025 | Wind | 1 | 0.040821 | 0 | 184 | 9.3535 | 184 |  |  | 0.040821 | 7.5111 | 0.2584 | 0.29252 |  |  |  |  | 23 | 0.0313
60070 | HHOLLOW31A | 1 | West | YES | 0.050834 | 44.8 | 0 | 224 | 0 | 1.025 | Wind | 1 | 0.040821 | 0 | 224 | 11.3868 | 224 |  |  | 0.040821 | 9.144 | 0.27905 | 0.31428 |  |  |  |  | 24 | 0.032134
60072 | HHOLLOW41A | 1 | West | YES | 0.050834 | 23 | 0 | 115 | 0 | 1.025 | Wind | 1 | 0.040821 | 0 | 115 | 5.8459 | 115 |  |  | 0.040821 | 4.6945 | 0.28966 | 0.32544 |  |  |  |  | 25 | 0.033222
1320 | BSP 1 | 1 | West | YES | 0.049538 | 25.5 | 2.9 | 25.8 | 0 | 1 | Cogen | 1 | 0.039525 | 0 | 0 | 0 | 0 |  |  | 0.039525 | 0 | 0.28966 | 0.32544 |  |  |  |  | 26 | 0.034123
1002 | PBCTAGE_1G | A | West | YES | 0.0491 | 64 | 64 | 66 | 0 | 1.036 | GGT | 1 | 0.039087 | 66 | 66 | 3.2406 | 66 |  |  | 0.039087 | 2.5798 | 0.29575 | 0.33158 |  |  |  |  | 27 | 0.035221
1003 | PBCTBGE_2G | B | West | YES | 0.0491 | 65 | 65 | 66 | 0 | 1.036 | GGT | 1 | 0.039087 | 66 | 66 | 3.2406 | 66 |  |  | 0.039087 | 2.5798 | 0.30183 | 0.33772 |  |  |  |  | 28 | 0.035784
1004 | PBCTCGE_3G | C | West | YES | 0.0491 | 62 | 62 | 67 | 0 | 1.036 | GGT | 1 | 0.039087 | 67 | 67 | 3.2897 | 67 |  |  | 0.039087 | 2.6189 | 0.30801 | 0.34395 |  |  |  |  | 29 | 0.035784
1005 | PBCTDGE_4G | D | West | YES | 0.0491 | 65 | 65 | 68 | 0 | 1.036 | GGT | 1 | 0.039087 | 68 | 68 | 3.3388 | 68 |  |  | 0.039087 | 2.6579 | 0.31428 | 0.35027 |  |  |  |  | 30 | 0.035836
1006 | PBCTEGE_5G | E | West | YES | 0.0491 | 65 | 65 | 67 | 0 | 1.036 | GGT | 1 | 0.039087 | 67 | 67 | 3.2897 | 67 |  |  | 0.039087 | 2.6189 | 0.32046 | 0.3565 |  |  |  |  | 31 | 0.035887
1007 | PB5GEN_6G | 5 | West | YES | 0.0491 | 91.2 | 40 | 114 | 0 | 1.036 | GST | 1 | 0.039087 | 114 | 114 | 5.5974 | 114 |  |  | 0.039087 | 4.456 | 0.33097 | 0.3671 |  |  |  |  | 32 | 0.035939
1008 | PB6GEN_7G | 6 | West | YES | 0.0491 | 515 | 130 | 515 | 0 | 1.036 | GST | 1 | 0.039087 | 515 | 515 | 25.2865 | 515 |  |  | 0.039087 | 20.13 | 0.37846 | 0.41499 |  |  |  |  | 33 | 0.035991
7038 | L_DELAWA1_1Y | 1 | West | YES | 0.049035 | 3.5 | 0 | 35 | 0 | 1 | Wind | 1 | 0.039022 | 0 | 35 | 1.7162 | 35 |  |  | 0.039022 | 1.3658 | 0.38169 | 0.41824 |  |  |  |  | 34 | 0.036043
7038 | L_DELAWA1_1Y | 2 | West | YES | 0.049035 | 3 | 0 | 30 | 0 | 1 | Wind | 1 | 0.039022 | 0 | 30 | 1.471 | 30 |  |  | 0.039022 | 1.1707 | 0.38446 | 0.42103 |  |  |  |  | 35 | 0.036132
11147 | NOTREES_1G | 1 | West | YES | 0.048907 | 29.8 | 0 | 149 | 0 | 1.017 | Wind | 1 | 0.038894 | 0 | 149 | 7.2871 | 149 |  |  | 0.038894 | 5.7953 | 0.3982 | 0.43482 |  |  |  |  | 36 | 0.036531
1326 | STANTONW_8 | 1 | West | YES | 0.048428 | 20.1 | 0 | 100.5 |  | 1.01 | Wind | 1 | 0.038415 | 0 | 100.5 | 4.867 | 100.5 |  |  | 0.038415 | 3.8607 | 0.40747 | 0.444 |  |  |  |  | 37 | 0.036553
1328 | OCOTILLO_1G | 1 | West | YES | 0.048274 | 11.6 | 0 | 58 |  | 1.01 | Wind | 1 | 0.038261 | 0 | 58 | 2.7999 | 58 |  |  | 0.038261 | 2.2192 | 0.41281 | 0.44928 |  |  |  |  | 38 | 0.036571
11020 | TIEHVSG_1G | 1 | West | YES | 0.048274 | 208.2 | 63 | 208.2 | 0 | 1.012 | CC | 1 | 0.038261 | 208.2 | 208.2 | 10.0506 | 208.2 |  |  | 0.038261 | 7.966 | 0.43201 | 0.46823 |  |  |  |  | 39 | 0.036618
11021 | TIEHVCG_1G | 1 | West | YES | 0.048274 | 142.1 | 103 | 142.1 | 0 | 1.012 | CC | 1 | 0.038261 | 142.1 | 142.1 | 6.8597 | 142.1 |  |  | 0.038261 | 5.4369 | 0.44512 | 0.48117 |  |  |  |  | 40 | 0.036535
11022 | TIEHVCG_2G | 1 | West | YES | 0.048274 | 132.4 | 103 | 132.4 | 0 | 1.012 | CC | 1 | 0.038261 | 132.4 | 132.4 | 6.3915 | 132.4 |  |  | 0.038261 | 5.0658 | 0.45733 | 0.49322 |  |  |  |  | 41 | 0.036466
11023 | TIEHVCG_3G | 1 | West | YES | 0.048274 | 137.4 | 103 | 137.4 | 0 | 1.012 | CC | 1 | 0.038261 | 137.4 | 137.4 | 6.6328 | 137.4 |  |  | 0.038261 | 5.2571 | 0.47 | 0.50573 |  |  |  |  | 42 | 0.036219
11024 | TIEHVCG_4G | 1 | West | YES | 0.048274 | 147 | 103 | 147 | 0 | 1.012 | CC | 1 | 0.038261 | 147 | 147 | 7.0963 | 147 |  |  | 0.038261 | 5.6244 | 0.48355 | 0.51911 |  |  |  |  | 43 | 0.03605
11025 | TIEHVSG_2G | 1 | West | YES | 0.048274 | 213.2 | 63 | 213.2 | 0 | 1.012 | CC | 1 | 0.038261 | 213.2 | 213.2 | 10.292 | 213.2 |  |  | 0.038261 | 8.1573 | 0.50321 | 0.53851 |  |  |  |  | 44 | 0.035892
11001 | NAV1CT | 1 | West | YES | 0.048264 | 70.4 | 18 | 70.4 | 0 | 1.029 | CC | 1 | 0.038251 | 70.4 | 70.4 | 3.3978 | 70.4 |  |  | 0.038251 | 2.6929 | 0.50971 | 0.54492 |  |  |  |  | 45 | 0.035728
11009 | NAV2CT | 1 | West | YES | 0.048264 | 71.4 | 18 | 71.4 | 0 | 1.029 | CC | 1 | 0.038251 | 71.4 | 71.4 | 3.446 | 71.4 |  |  | 0.038251 | 2.7311 | 0.51629 | 0.55142 |  |  |  |  | 46 | 0.035554
11011 | NAV3ST | 1 | West | YES | 0.048264 | 92.8 | 40 | 92.8 | 0 | 1.029 | CC | 1 | 0.038251 | 92.8 | 92.8 | 4.4789 | 92.8 |  |  | 0.038251 | 3.5497 | 0.52485 | 0.55986 |  |  |  |  | 47 | 0.0353
11012 | NAV4CT | 1 | West | YES | 0.048264 | 80 | 18 | 80 | 0 | 1.029 | CC | 1 | 0.038251 | 80 | 80 | 3.8611 | 80 |  |  | 0.038251 | 3.0601 | 0.53222 | 0.56714 |  |  |  |  | 48 | 0.035214
11013 | NAV5CT | 1 | West | YES | 0.048264 | 80 | 18 | 80 | 0 | 1.029 | CC | 1 | 0.038251 | 80 | 80 | 3.8611 | 80 |  |  | 0.038251 | 3.0601 | 0.5396 | 0.57442 |  |  |  |  | 49 | 0.035128
11014 | NAV6ST | 1 | West | YES | 0.048264 | 115 | 40 | 115 | 0 | 1.029 | CC | 1 | 0.038251 | 115 | 115 | 5.5504 | 115 |  |  | 0.038251 | 4.3989 | 0.55021 | 0.58489 |  |  |  |  | 50 | 0.035015
1333 | MCDDONAL_8 | 1 | West | YES | 0.04811 | 42.8 | 0 | 214.2 |  | 1.01 | Wind | 1 | 0.038097 | 0 | 214.2 | 10.3052 | 214.2 |  |  | 0.038097 | 8.1605 | 0.56996 | 0.6043 |  |  |  |  | 51 | 0.034918
1327 | WILDHRSE_1G | 1 | West | YES | 0.047943 | 0 | 0 | 120 |  | 1 | Wind | 1 | 0.03793 | 0 | 120 | 5.7532 | 120 |  |  | 0.03793 | 4.5516 | 0.58103 | 0.61513 |  |  |  |  | 52 | 0.034821
1360 | GUNSIGHT_8 | 1 | West | YES | 0.047874 | 0 | 0 | 120 |  | 1.01 | Wind | 1 | 0.037861 | 0 | 120 | 5.7449 | 120 |  |  | 0.037861 | 4.5434 | 0.59209 | 0.62594 |  |  |  |  | 53 | 0.034681
1045 | CALENG1G_1G | 1 | West | YES | 0.047536 | 73.4 | 27 | 73.4 | 0 | 1.014 | Cogen | 1 | 0.037523 | 0 | 0 | 0 | 0 |  |  | 0.037523 | 0 | 0.59209 | 0.62594 |  |  |  |  | 54 | 0.034343
1046 | CALENG2G_2G | 2 | West | YES | 0.047536 | 73.4 | 27 | 73.4 | 0 | 1.014 | Cogen | 1 | 0.037523 | 0 | 0 | 0 | 0 |  |  | 0.037523 | 0 | 0.59209 | 0.62594 |  |  |  |  | 55 | 0.034105
1047 | CALENG3G_3G | 3 | West | YES | 0.047536 | 70.4 | 27 | 70.4 | 0 | 1.014 | Cogen | 1 | 0.037523 | 0 | 0 | 0 | 0 |  |  | 0.037523 | 0 | 0.59209 | 0.62594 |  |  |  |  | 56 | 0.033848
1058 | LONGSHORE_5 | 1 | West | YES | 0.047359 | 30 | 0 | 150 |  | 1.01 | Wind | 1 | 0.037346 | 0 | 150 | 7.1039 | 150 |  |  | 0.037346 | 5.602 | 0.60592 | 0.63927 |  |  |  |  | 57 | 0.033848
1058 | LONGSHORE_5 | 2 | West | YES | 0.047359 | 44 | 0 | 220 |  | 1.01 | Wind | 1 | 0.037346 | 0 | 220 | 10.419 | 220 |  |  | 0.037346 | 8.2162 | 0.62621 | 0.65881 |  |  |  |  | 58 | 0.033848
11065 | ELBOWCK_1G | 1 | West | YES | 0.047359 | 23.4 | 0 | 121.9 | 0 | 1 | Wind | 1 | 0.037346 | 0 | 121.9 | 5.7731 | 121.9 |  |  | 0.037346 | 4.5525 | 0.63745 | 0.66964 |  |  |  |  | 59 | 0.033848
11320 | COYOTE_1G | 1 | West | YES | 0.047094 | 22.5 | 0 | 225 |  | 1 | Wind | 1 | 0.037081 | 0 | 225 | 10.5961 | 225 |  |  | 0.037081 | 8.3433 | 0.6582 | 0.68949 |  |  |  |  | 60 | 0.033343
11309 | BULLCREK_2G | 1 | West | YES | 0.047005 | 20.9 | 0 | 180 |  | 1 | Wind | 1 | 0.036992 | 0 | 180 | 8.4609 | 180 |  |  | 0.036992 | 6.6586 | 0.6748 | 0.70534 |  |  |  |  | 61 | 0.032603
11310 | BULLCREK_1G | 1 | West | YES | 0.047005 | 15.1 | 0 | 180 |  | 1 | Wind | 1 | 0.036992 | 0 | 180 | 8.4609 | 180 |  |  | 0.036992 | 6.6586 | 0.6914 | 0.72118 |  |  |  |  | 62 | 0.032192
1037 | MORGAN5G_5G | 5 | West | YES | 0.046964 | 109.6 | 40 | 137 | 0 | 1.029 | GST | 1 | 0.036951 | 137 | 137 | 6.4341 | 137 |  |  | 0.036951 | 5.0623 | 0.70403 | 0.73322 |  |  |  |  | 63 | 0.031293
1039 | MRGNAG_1G | A | West | YES | 0.046964 | 69 | 69 | 69 | 0 | 1.029 | GGT | 1 | 0.036951 | 69 | 69 | 3.2405 | 69 |  |  | 0.036951 | 2.5496 | 0.7104 | 0.73929 |  |  |  |  | 64 | 0.030535
1040 | MRGNBG_2G | B | West | YES | 0.046964 | 70 | 70 | 71 | 0 | 1.029 | GGT | 1 | 0.036951 | 71 | 71 | 3.3344 | 71 |  |  | 0.036951 | 2.6235 | 0.71694 | 0.74553 |  |  |  |  | 65 | 0.029778
1041 | MRGNCG_3G | C | West | YES | 0.046964 | 69 | 69 | 70 | 0 | 1.029 | GGT | 1 | 0.036951 | 70 | 70 | 3.2875 | 70 |  |  | 0.036951 | 2.5866 | 0.7234 | 0.75168 |  |  |  |  | 66 | 0.029188
1042 | MRGNDG_4G | D | West | YES | 0.046964 | 68 | 68 | 68 | 0 | 1.029 | GGT | 1 | 0.036951 | 68 | 68 | 3.1936 | 68 |  |  | 0.036951 | 2.5127 | 0.72967 | 0.75766 |  |  |  |  | 67 | 0.02889
1043 | MRGNEG_5G | E | West | YES | 0.046964 | 68 | 68 | 70 | 0 | 1.029 | GGT | 1 | 0.036951 | 70 | 70 | 3.2875 | 70 |  |  | 0.036951 | 2.5866 | 0.73612 | 0.76381 |  |  |  |  | 68 | 0.028585
1044 | MRGNFG_6G | F | West | YES | 0.046964 | 66 | 66 | 66 | 0 | 1.029 | GGT | 1 | 0.036951 | 66 | 66 | 3.0996 | 66 |  |  | 0.036951 | 2.4388 | 0.74221 | 0.76961 |  |  |  |  | 69 | 0.028283
6637 | SNYDERW1A | 1 | West | YES | 0.046466 | 12.6 | 0 | 63 | 0 | 1.025 | Wind | 1 | 0.036453 | 0 | 63 | 2.9274 | 63 |  |  | 0.036453 | 2.2966 | 0.74802 | 0.77508 |  |  |  |  | 70 | 0.02799
1068 | SCURRYCW_1G | 1 | West | YES | 0.046259 | 28.2 | 1.3 | 141 | 0 | 1.0217 | Wind | 1 | 0.036246 | 0 | 141 | 6.5225 | 141 |  |  | 0.036246 | 5.1107 | 0.76102 | 0.78724 |  |  |  |  | 71 | 0.027689
1073 | SCURRYCW_2G | 2 | West | YES | 0.046259 | 24 | 0 | 120 | 0 | 1.0217 | Wind | 1 | 0.036246 | 0 | 120 | 5.5511 | 120 |  |  | 0.036246 | 4.3496 | 0.77209 | 0.79758 |  |  |  |  | 72 | 0.027405
1061 | CIELOGEN_1G | 1 | West | YES | 0.046237 | 19.8 | 0 | 99 |  | 1 | Wind | 1 | 0.036224 | 0 | 99 | 4.5775 | 99 |  |  | 0.036224 | 3.5862 | 0.78122 | 0.80612 |  |  |  |  | 73 | 0.027059
1062 | CIELOGEN_2G | 1 | West | YES | 0.046237 | 12.2 | 0 | 61 |  | 1 | Wind | 1 | 0.036224 | 0 | 61 | 2.8205 | 61 |  |  | 0.036224 | 2.2097 | 0.78684 | 0.81137 |  |  |  |  | 74 | 0.026215
1069 | KINDERMG_1G | 1 | West | YES | 0.046237 | 25 | 5 | 25 | 0 | 1.017 | Cogen | 1 | 0.036224 | 0 | 0 | 0 | 0 |  |  | 0.036224 | 0 | 0.78684 | 0.81137 |  |  |  |  | 75 | 0.025497
1070 | KINDERMG_2G | 1 | West | YES | 0.046237 | 45.7 | 12 | 45.7 | 0 | 1.017 | Cogen | 1 | 0.036224 | 0 | 0 | 0 | 0 |  |  | 0.036224 | 0 | 0.78684 | 0.81137 |  |  |  |  | 76 | 0.024899
1071 | KINDERMG_3G | 1 | West | YES | 0.046237 | 45.7 | 12 | 45.7 | 0 | 1.017 | Cogen | 1 | 0.036224 | 0 | 0 | 0 | 0 |  |  | 0.036224 | 0 | 0.78684 | 0.81137 |  |  |  |  | 77 | 0.024531
36998 | RDCNYNG1 | 1 | West | YES | 0.045672 | 16.8 | 0 | 84 |  | 1.01 | Wind | 1 | 0.035659 | 0 | 84 | 3.8364 | 84 |  |  | 0.035659 | 2.9954 | 0.79459 | 0.8185 |  |  |  |  | 78 | 0.024531
71051 | L_BITTCR1_1N | W1 | West | YES | 0.045172 | 7.5 | 0 | 37.5 |  | 1.02 | Wind | 1 | 0.035159 | 0 | 37.5 | 1.694 | 37.5 |  |  | 0.035159 | 1.3185 | 0.79805 | 0.82164 |  |  |  |  | 79 | 0.024531
71054 | L_SWEETW1_1N | W1 | West | YES | 0.045172 | 21.5 | 0 | 107.5 |  | 1.02 | Wind | 1 | 0.035159 | 0 | 107.5 | 4.856 | 107.5 |  |  | 0.035159 | 3.7796 | 0.80796 | 0.83063 |  |  |  |  | 80 | 0.024531
71057 | L_SWEETW1_2N | W1 | West | YES | 0.045172 | 27 | 0 | 135 |  | 1.02 | Wind | 1 | 0.035159 | 0 | 135 | 6.0982 | 135 |  |  | 0.035159 | 4.7465 | 0.82041 | 0.84192 |  |  |  |  | 81 | 0.023911
71059 | L_SWEETW1_3N | W1 | West | YES | 0.045172 | 23.8 | 0 | 119 | 0 | 1.02 | Wind | 1 | 0.035159 | 0 | 119 | 5.3755 | 119 |  |  | 0.035159 | 4.184 | 0.83138 | 0.85187 |  |  |  |  | 82 | 0.02359
71060 | L_SWEETW1_4N | W1 | West | YES | 0.045172 | 21 | 0 | 105 | 0 | 1.02 | Wind | 1 | 0.035159 | 0 | 105 | 4.7431 | 105 |  |  | 0.035159 | 3.6917 | 0.84107 | 0.86066 |  |  |  |  | 83 | 0.022669
71061 | L_SWEETW1_5N | W1 | West | YES | 0.045172 | 16.1 | 0 | 80.5 | 0 | 1.02 | Wind | 1 | 0.035159 | 0 | 80.5 | 3.6363 | 80.5 |  |  | 0.035159 | 2.8303 | 0.84849 | 0.86739 |  |  |  |  | 84 | 0.021512
1343 | TRENTIPP_8 | 1 | West | YES | 0.044594 | 30 | 0 | 150 |  | 1.014 | Wind | 1 | 0.034581 | 0 | 150 | 6.6891 | 150 |  |  | 0.034581 | 5.1872 | 0.86232 | 0.87973 |  |  |  |  | 85 | 0.020492
1354 | AEPWIND_8 | 1 | West | YES | 0.044594 | 20.2 | 0 | 101 |  | 1 | Wind | 1 | 0.034581 | 0 | 101 | 4.504 | 101 |  |  | 0.034581 | 3.4927 | 0.87164 | 0.88804 |  |  |  |  | 86 | 0.019592
11056 | ROSCOE_1G | 1 | West | YES | 0.04449 | 41.8 | 0 | 209 |  | 1 | Wind | 1 | 0.034477 | 0 | 209 | 9.2984 | 209 |  |  | 0.034477 | 7.2058 | 0.89091 | 0.90518 |  |  |  |  | 87 | 0.018902
11057 | CHAMPION_1G | 1 | West | YES | 0.04449 | 25.3 | 0 | 126.5 |  | 1 | Wind | 1 | 0.034477 | 0 | 126.5 | 5.628 | 126.5 |  |  | 0.034477 | 4.3614 | 0.90257 | 0.91556 |  |  |  |  | 88 | 0.01741
11058 | PYRON_1G | 1 | West | YES | 0.04449 | 49.8 | 0 | 249 |  | 1 | Wind | 1 | 0.034477 | 0 | 249 | 11.078 | 249 |  |  | 0.034477 | 8.5849 | 0.92554 | 0.93598 |  |  |  |  | 89 | 0.016406
11059 | INADALE_1G | 1 | West | YES | 0.04449 | 39.4 | 0 | 197 |  | 1 | Wind | 1 | 0.034477 | 0 | 197 | 8.7645 | 197 |  |  | 0.034477 | 6.792 | 0.9437 | 0.95214 |  |  |  |  | 90 | 0.014276
1416 | SWETWATR_1G | 1 | West | YES | 0.043383 | 30 | 18 | 30 | 0 | 1.026 | CC | 1 | 0.03337 | 30 | 30 | 1.3015 | 30 |  |  | 0.03337 | 1.0011 | 0.94647 | 0.95452 |  |  |  |  | 91 | 0.012986
1417 | SWETWATR_2G | 2 | West | YES | 0.043383 | 72 | 36 | 72 | 0 | 1.026 | CC | 1 | 0.03337 | 72 | 72 | 3.1236 | 72 |  |  | 0.03337 | 2.4027 | 0.95311 | 0.96024 |  |  |  |  | 92 | 0.010448
1418 | SWETWATR_3G | 3 | West | YES | 0.043383 | 68 | 36 | 68 | 0 | 1.026 | CC | 1 | 0.03337 | 68 | 68 | 2.95 | 68 |  |  | 0.03337 | 2.2692 | 0.95938 | 0.96564 |  |  |  |  | 93 | 0.0084405
1419 | SWETWATR_4G | 4 | West | YES | 0.043383 | 61 | 36 | 61 | 0 | 1.026 | CC | 1 | 0.03337 | 61 | 61 | 2.6464 | 61 |  |  | 0.03337 | 2.0356 | 0.965 | 0.97048 |  |  |  |  | 94 | 0.0080558
6144 | MCADOO1A | 1 | West | YES | 0.043194 | 15 | 0 | 150 | 0 | 1.025 | Wind | 1 | 0.033181 | 0 | 150 | 6.4791 | 150 |  |  | 0.033181 | 4.9772 | 0.97884 | 0.98232 |  |  |  |  | 95 | 0.0071323
6407 | TURKTRAK1A | 1 | West | YES | 0.04313 | 33.9 | 0 | 169.5 | 0 | 1.025 | Wind | 1 | 0.033117 | 0 | 169.5 | 7.3105 | 169.5 |  |  | 0.033117 | 5.6134 | 0.99447 | 0.99568 |  |  |  |  | 96 | 0.0062601
60081 | WHRLWIND1A | 1 | West | YES | 0.040295 | 12 | 0 | 60 | 0 | 1.03 | Wind | 1 | 0.030282 | 0 | 60 | 2.4177 | 60 |  |  | 0.030282 | 1.8169 | 1 | 1 |  |  |  |  | 97 | 0.0054777
6100 | OKLA7A | EQ | West | YES | 0.032999 | 50 | -220 | 220 | 0 | 1.035 | DCTie | 1 | 0.022986 | 0 | 0 | 0 | 0 |  |  | 0.022986 | 0 | 1 | 1 |  |  |  |  | 98 | 0.0034864
6752 | OKLA0A | 1 | West | YES | 0.032999 | 649.7 | 175 | 649.7 | 0 | 1.035 | LIGCO | 1 | 0.022986 | 0 | 649.7 | 21.4395 | 649.7 |  |  | 0.022986 | 14.9343 | 1.0599 | 1.0355 |  |  |  |  | 99 | 0.0012104
1437 | MESQUITW_1G | 1 | North | YES | 0.037586 | 40 | 0 | 400 | 0 | 1.023 | Wind | -1 | 0.010297 | 0 | 400 |  |  | 0 | 0 | -0.010297 | 0 | [6 empty] | 100 | 0
1438 | MESQUITW_2G | 1 | North | YES | 0.03757 | 23.6 | 0 | 236 |  | 1.017 | Wind | -1 | 0.010313 | 0 | 236 |  |  | 0 | 0 | -0.010313 | 0 | [6 empty] | 101 | 0
1442 | COKFIELD_5 | 1 | North | YES | 0.035016 | 16.5 | 0 | 165 |  | 1.029 | Wind | -1 | 0.012867 | 0 | 165 |  |  | 0 | 0 | -0.012867 | 0 | [6 empty] | 102 | -0.024383
1432 | GRHAMSES_2G | 2 | North | YES | 0.026927 | 294.9 | 90 | 366 | 0 | 1.014 | GST | -1 | 0.020956 | 366 | 366 |  |  | 9.8553 | 366 | -0.020956 | -7.6697 | [6 empty] | 103 | 0
1433 | GRHAMSES_1G | 1 | North | YES | 0.02668 | 242 | 60 | 242 | 0 | 1.038 | GST | -1 | 0.021203 | 242 | 242 |  |  | 6.4566 | 242 | -0.021203 | -5.131 | [6 empty] | 104 | 0
1479 | WFCOGEN_1G | 1 | North | YES | 0.026446 | 16 | 12 | 20 | 0 | 1 | Cogen | -1 | 0.021437 | 0 | 0 |  |  | 0 | 0 | -0.021437 | 0 | [6 empty] | 105 | 0
1479 | WFCOGEN_1G | 2 | North | YES | 0.026446 | 16 | 12 | 20 | 0 | 1 | Cogen | -1 | 0.021437 | 0 | 0 |  |  | 0 | 0 | -0.021437 | 0 | [6 empty] | 106 | 0
1482 | WFCOGEN_2G | 2 | North | YES | 0.026446 | 13.6 | 12 | 17 | 0 | 1 | Cogen | -1 | 0.021437 | 0 | 0 |  |  | 0 | 0 | -0.021437 | 0 | [6 empty] | 107 | 0
1482 | WFCOGEN_2G | 1 | North | YES | 0.026446 | 16 | 12 | 20 | 0 | 1 | Cogen | -1 | 0.021437 | 0 | 0 |  |  | 0 | 0 | -0.021437 | 0 | [6 empty] | 108 | 0
1600 | BARTNWND_1G | 1 | North | YES | 0.021436 | 12 | 0 | 120 | 0 | 1.022 | Wind | -1 | 0.026447 | 0 | 120 |  |  | 0 | 0 | -0.026447 | 0 | [6 empty] | 109 | 0
344 | MRSSHPRD | 1 | North | YES | 0.021243 | 0 | 0 | 12 |  | 1.03 | Hydro | -1 | 0.02664 | 0 | 0 |  |  | 0 | 0 | -0.02664 | 0 | [6 empty] | 110 | 0
345 | MRSSHPRD01 | 2 | North | YES | 0.021243 | 0 | 0 | 12 |  | 1.03 | Hydro | -1 | 0.02664 | 0 | 0 |  |  | 0 | 0 | -0.02664 | 0 | [6 empty] | 111 | 0
1453 | WCPWRCO_1G | 1 | North | YES | 0.019822 | 204 | 50 | 204 | 0 | 1.02 | CC | -1 | 0.028061 | 204 | 204 |  |  | 4.0437 | 204 | -0.028061 | -5.7243 | [6 empty] | 112 | 0
1454 | WCPWRCO_2G | 2 | North | YES | 0.019822 | 204 | 50 | 204 | 0 | 1.02 | CC | -1 | 0.028061 | 204 | 204 |  |  | 4.0437 | 204 | -0.028061 | -5.7243 | [6 empty] | 113 | 0
1455 | WCPWRCO_3G | 3 | North | YES | 0.019822 | 242 | 50 | 242 |  | 1.02 | CC | -1 | 0.028061 | 242 | 242 |  |  | 4.7969 | 242 | -0.028061 | -6.7906 | [6 empty] | 114 | 0
1643 | SLSTR1PP_1G | 1 | North | YES | 0.019555 | 6 | 0 | 60 | 0 | 1.022 | Wind | -1 | 0.028328 | 0 | 60 |  |  | 0 | 0 | -0.028328 | 0 | [6 empty] | 115 | 0
580 | JCKCNTY801 | 1 | North | YES | 0.016623 | 288 | 0 | 288 | 0 | 1.022 | CC | -1 | 0.03126 | 288 | 288 |  |  | 4.7874 | 288 | -0.03126 | -9.0027 | [6 empty] | 116 | 0
581 | JCKCNTY802 | 2 | North | YES | 0.016623 | 147 | 0 | 147 | 0 | 1.022 | CC | -1 | 0.03126 | 147 | 147 |  |  | 2.4436 | 147 | -0.03126 | -4.5951 | [6 empty] | 117 | 0
582 | JCKCNTY803 | 3 | North | YES | 0.016623 | 147 | 0 | 147 | 0 | 1.022 | CC | -1 | 0.03126 | 147 | 147 |  |  | 2.4436 | 147 | -0.03126 | -4.5951 | [6 empty] | 118 | 0
8032 | AMISTADHYD1 | 1 | South | YES | 0.016471 | 33 | 13 | 33 | 0 | 1.03 | Hydro | -1 | 0.031412 | 0 | 0 |  |  |  |  | -0.031412 | 0 | [6 empty] | 119 | 0
8033 | AMISTADHYD2 | 2 | South | YES | 0.016471 | 25 | 13 | 25 | 0 | 1.03 | Hydro | -1 | 0.031412 | 0 | 0 |  |  |  |  | -0.031412 | 0 | [6 empty] | 120 | 0
88253 | HAMILTON | F | South | YES | 0.016471 | 0 | 0 | 0 | 0 | 1.04 | BLT | -1 | 0.031412 | 0 | 0 |  |  |  |  | -0.031412 | 0 | [6 empty] | 121 | 0
503 | NTHTEXAS01 | 1 | North | YES | 0.016215 | 0 | 5 | 18 |  | 1.015 | GST | -1 | 0.031668 | 18 | 18 |  |  | 0.29187 | 18 | -0.031668 | -0.57002 | [6 empty] | 122 | 0
504 | NTHTEXAS02 | 2 | North | YES | 0.016215 | 14.4 | 5 | 18 |  | 1.015 | GST | -1 | 0.031668 | 18 | 18 |  |  | 0.29187 | 18 | -0.031668 | -0.57002 | [6 empty] | 123 | 0
505 | NTHTEXAS03 | 3 | North | YES | 0.016215 | 30.4 | 15 | 38 |  | 1.015 | GST | -1 | 0.031668 | 38 | 38 |  |  | 0.61617 | 38 | -0.031668 | -1.2034 | [6 empty] | 124 | 0
332 | RWMILLER01 | 1 | North | YES | 0.016072 | 58.4 | 18.5 | 73 | 0 | 1.04 | GST | -1 | 0.031811 | 73 | 73 |  |  | 1.1733 | 73 | -0.031811 | -2.3222 | [6 empty] | 125 | 0
333 | RWMILLER02 | 2 | North | YES | 0.016072 | 95.2 | 37 | 119 | 0 | 1.04 | GST | -1 | 0.031811 | 119 | 119 |  |  | 1.9126 | 119 | -0.031811 | -3.7855 | [6 empty] | 126 | 0
334 | RWMILLER03 | 3 | North | YES | 0.016072 | 166.4 | 65 | 208 | 0 | 1.04 | GST | -1 | 0.031811 | 208 | 208 |  |  | 3.343 | 208 | -0.031811 | -6.6166 | [6 empty] | 127 | 0
335 | RWMILLER04 | 4 | North | YES | 0.016072 | 81.6 | 0 | 102 | 0 | 1.04 | GST | -1 | 0.031811 | 102 | 102 |  |  | 1.6393 | 102 | -0.031811 | -3.2447 | [6 empty] | 128 | 0
336 | RWMILLER05 | 5 | North | YES | 0.016072 | 80.8 | 0 | 101 | 0 | 1.04 | GST | -1 | 0.031811 | 101 | 101 |  |  | 1.6233 | 101 | -0.031811 | -3.2129 | [6 empty] | 129 | 0
728 | WOLFRIDGE801 | 1 | North | YES | 0.015737 | 11.2 | 0 | 112.5 | 0 | 0.99 | Wind | -1 | 0.032146 | 0 | 112.5 |  |  | 0 | 0 | -0.032146 | 0 | [6 empty] | 130 | 0
1861 | EAGLEMNT_1G | MB | North | YES | 0.014292 | 0 | 30 | 112 |  | 1.022 | GST | -1 | 0.033591 | 0 | 0 |  |  | 0 | 0 | -0.033591 | 0 | [6 empty] | 131 | 0
1862 | EAGLEMNT_2G | MB | North | YES | 0.014292 | 0 | 40 | 100 |  | 1.022 | GST | -1 | 0.033591 | 0 | 0 |  |  | 0 | 0 | -0.033591 | 0 | [6 empty] | 132 | 0
1863 | EAGLEMNT_3G | MB | North | YES | 0.014292 | 0 | 50 | 378 |  | 1.022 | GST | -1 | 0.033591 | 0 | 0 |  |  | 0 | 0 | -0.033591 | 0 | [6 empty] | 133 | 0
923 | SPENCER_G4 | 1 | North | YES | 0.014135 | 48 | 20 | 61 | 0 | 1.03 | GST | -1 | 0.033748 | 61 | 61 |  |  | 0.86223 | 61 | -0.033748 | -2.0586 | [6 empty] | 134 | 0
924 | SPENCER_G5 | 1 | North | YES | 0.014135 | 52 | 20 | 66 | 0 | 1.03 | GST | -1 | 0.033748 | 66 | 66 |  |  | 0.93291 | 66 | -0.033748 | -2.2273 | [6 empty] | 135 | 0
1889 | DECRDOVA_1G | 1 | North | YES | 0.013252 | 779 | 255 | 779 | 0 | 1.02 | GSC | -1 | 0.034631 | 779 | 779 |  |  | 10.3233 | 779 | -0.034631 | -26.9772 | [6 empty] | 136 | 0
1898 | COMCHEPK_1G | 1 | North | YES | 0.013239 | 1217 | 1150 | 1217 | 0 | 1.032 | Nuc | -1 | 0.034644 | 0 | 0 |  |  | 0 | 0 | -0.034644 | 0 | [6 empty] | 137 | 0
1899 | COMCHEPK_2G | 2 | North | YES | 0.013239 | 1159 | 1128 | 1159 | 0 | 1.032 | Nuc | -1 | 0.034644 | 0 | 0 |  |  | 0 | 0 | -0.034644 | 0 | [6 empty] | 138 | 0
1877 | WLFHOLW_1G | 1 | North | YES | 0.012991 | 217.3 | 89.2 | 217.3 | 0 | 1.032 | CC | -1 | 0.034892 | 217.3 | 217.3 |  |  | 2.8229 | 217.3 | -0.034892 | -7.5819 | [6 empty] | 139 | 0
1878 | WLFHOLW_2G | 2 | North | YES | 0.012991 | 215.7 | 105 | 215.7 | 0 | 1.032 | CC | -1 | 0.034892 | 215.7 | 215.7 |  |  | 2.8022 | 215.7 | -0.034892 | -7.5261 | [6 empty] | 140 | 0
1879 | WLFHOLW_3G | 3 | North | YES | 0.012991 | 272.4 | 89.2 | 272.4 | 0 | 1.032 | CC | -1 | 0.034892 | 272.4 | 272.4 |  |  | 3.5387 | 272.4 | -0.034892 | -9.5044 | [6 empty] | 141 | 0
1892 | DECRDOVA_2G | A | North | YES | 0.012922 | 65 | 65 | 70 | 0 | 1.025 | GGT | -1 | 0.034961 | 70 | 70 |  |  | 0.90454 | 70 | -0.034961 | -2.4472 | [6 empty] | 142 | 0
1893 | DECRDOVA_3G | B | North | YES | 0.012922 | 65 | 65 | 69 | 0 | 1.025 | GGT | -1 | 0.034961 | 69 | 69 |  |  | 0.89162 | 69 | -0.034961 | -2.4123 | [6 empty] | 143 | 0
1894 | DECRDOVA_4G | C | North | YES | 0.012922 | 65 | 65 | 69 | 0 | 1.025 | GGT | -1 | 0.034961 | 69 | 69 |  |  | 0.89162 | 69 | -0.034961 | -2.4123 | [6 empty] | 144 | 0
1895 | DECRDOVA_5G | D | North | YES | 0.012922 | 65 | 65 | 68 | 0 | 1.025 | GGT | -1 | 0.034961 | 68 | 68 |  |  | 0.8787 | 68 | -0.034961 | -2.3773 | [6 empty] | 145 | 0
1947 | HANDLEY_3G | 3 | North | YES | 0.01205 | 316 | 100 | 395 | 0 | 1.022 | GST | -1 | 0.035833 | 395 | 395 |  |  | 4.7598 | 395 | -0.035833 | -14.1538 | [6 empty] | 146 | 0
1949 | HANDLEY_5G | 5 | North | YES | 0.01205 | 348 | 150 | 435 | 0 | 1.022 | GST | -1 | 0.035833 | 435 | 435 |  |  | 5.2417 | 435 | -0.035833 | -15.5871 | [6 empty] | 147 | 0
1948 | HANDLEY_4G | 4 | North | YES | 0.011937 | 348 | 150 | 435 | 0 | 1.022 | GST | -1 | 0.035946 | 435 | 435 |  |  | 5.1926 | 435 | -0.035946 | -15.6363 | [6 empty] | 148 | 0
2371 | COLLIN_1G | MB | North | YES | 0.011534 | 0 | 40 | 138 |  | 1.022 | GST | -1 | 0.036349 | 0 | 0 |  |  | 0 | 0 | -0.036349 | 0 | [6 empty] | 149 | 0
366 | JNSNCNTY802 | 1 | North | YES | 0.01126 | 168 | 20 | 168 | 0 | 1.02 | Cogen | -1 | 0.036623 | 0 | 0 |  |  | 0 | 0 | -0.036623 | 0 | [6 empty] | 150 | 0
367 | JNSNCNTY802 | 2 | North | YES | 0.01126 | 90 | 20 | 90 | 0 | 1.02 | Cogen | -1 | 0.036623 | 0 | 0 |  |  | 0 | 0 | -0.036623 | 0 | [6 empty] | 151 | 0
6948 | DENISNDM | 1 | North | YES | 0.011248 | 40 | 5 | 40 |  | 1.015 | Hydro | -1 | 0.036635 | 0 | 0 |  |  | 0 | 0 | -0.036635 | 0 | [6 empty] | 152 | 0
6948 | DENISNDM | 2 | North | YES | 0.011248 | 31 | 5 | 40 |  | 1.015 | Hydro | -1 | 0.036635 | 0 | 0 |  |  | 0 | 0 | -0.036635 | 0 | [6 empty] | 153 | 0
2381 | NTHLK1_G | 1 | North | YES | 0.011175 | 0 | 35 | 156 |  | 1.022 | GST | -1 | 0.036708 | 156 | 156 |  |  | 1.7433 | 156 | -0.036708 | -5.7264 | [6 empty] | 154 | 0
2382 | NTHLK2_G | 2 | North | YES | 0.011175 | 0 | 35 | 181 |  | 1.022 | GST | -1 | 0.036708 | 181 | 181 |  |  | 2.0227 | 181 | -0.036708 | -6.6441 | [6 empty] | 155 | 0
2383 | NTHLK3_G | 3 | North | YES | 0.011175 | 0 | 50 | 329 |  | 1.022 | GST | -1 | 0.036708 | 329 | 329 |  |  | 3.6766 | 329 | -0.036708 | -12.0768 | [6 empty] | 156 | 0
1687 | VALLEY_1G | 1 | North | YES | 0.01109 | 136 | 15 | 170 | 0 | 1.029 | GST | -1 | 0.036793 | 170 | 170 |  |  | 1.8853 | 170 | -0.036793 | -6.2547 | [6 empty] | 157 | 0
1688 | VALLEY_2G | 2 | North | YES | 0.01109 | 527 | 90 | 527 | 0 | 1.029 | GSC | -1 | 0.036793 | 527 | 527 |  |  | 5.8444 | 527 | -0.036793 | -19.3897 | [6 empty] | 158 | 0
1689 | VALLEY_3G | 3 | North | YES | 0.010876 | 0 | 25 | 375 |  | 1.003 | GST | -1 | 0.037007 | 375 | 375 |  |  | 4.0785 | 375 | -0.037007 | -13.8774 | [6 empty] | 159 | 0
11691 | KMICHICT1_G | 1 | North | YES | 0.010876 | 144 | 80 | 144 | 0 | 1.026 | CC | -1 | 0.037007 | 144 | 144 |  |  | 1.5661 | 144 | -0.037007 | -5.3289 | [6 empty] | 160 | 0
11692 | KMICHICT2_G | 2 | North | YES | 0.010876 | 146 | 80 | 146 | 0 | 1.026 | CC | -1 | 0.037007 | 146 | 146 |  |  | 1.5879 | 146 | -0.037007 | -5.403 | [6 empty] | 161 | 0
11693 | KMICHIST3_G | 3 | North | YES | 0.010876 | 312 | 60 | 312 | 0 | 1.026 | CC | -1 | 0.037007 | 312 | 312 |  |  | 3.3933 | 312 | -0.037007 | -11.546 | [6 empty] | 162 | 0
11694 | KMICHICT4_G | 4 | North | YES | 0.010876 | 144 | 80 | 144 | 0 | 1.026 | CC | -1 | 0.037007 | 144 | 144 |  |  | 1.5661 | 144 | -0.037007 | -5.3289 | [6 empty] | 163 | 0
11695 | KMICHICT5_G | 5 | North | YES | 0.010876 | 148 | 80 | 148 | 0 | 1.026 | CC | -1 | 0.037007 | 148 | 148 |  |  | 1.6096 | 148 | -0.037007 | -5.477 | [6 empty] | 164 | 0
11696 | KMICHIST6_G | 6 | North | YES | 0.010876 | 310 | 60 | 310 | 0 | 1.026 | CC | -1 | 0.037007 | 310 | 310 |  |  | 3.3716 | 310 | -0.037007 | -11.472 | [6 empty] | 165 | 0
1678 | LAMARPWR_1G | 1 | North | YES | 0.010811 | 160 | 67.7 | 160 | 0 | 1.038 | CC | -1 | 0.037072 | 160 | 160 |  |  | 1.7298 | 160 | -0.037072 | -5.9314 | [6 empty] | 166 | 0
1679 | LAMARPWR_2G | 2 | North | YES | 0.010811 | 156 | 67.7 | 156 | 0 | 1.038 | CC | -1 | 0.037072 | 156 | 156 |  |  | 1.6865 | 156 | -0.037072 | -5.7832 | [6 empty] | 167 | 0
1680 | LAMARPWR_3G | 3 | North | YES | 0.010811 | 196 | 129.1 | 196 | 0 | 1.038 | CC | -1 | 0.037072 | 196 | 196 |  |  | 2.119 | 196 | -0.037072 | -7.266 | [6 empty] | 168 | 0
1681 | LAMARPWR_4G | 4 | North | YES | 0.010811 | 156 | 67.7 | 156 | 0 | 1.038 | CC | -1 | 0.037072 | 156 | 156 |  |  | 1.6865 | 156 | -0.037072 | -5.7832 | [6 empty] | 169 | 0
1682 | LAMARPWR_5G | 5 | North | YES | 0.010811 | 157 | 67.7 | 157 | 0 | 1.038 | CC | -1 | 0.037072 | 157 | 157 |  |  | 1.6973 | 157 | -0.037072 | -5.8202 | [6 empty] | 170 | 0
1683 | LAMARPWR_6G | 6 | North | YES | 0.010811 | 198 | 129.1 | 198 | 0 | 1.038 | CC | -1 | 0.037072 | 198 | 198 |  |  | 2.1406 | 198 | -0.037072 | -7.3402 | [6 empty] | 171 | 0
1675 | PEC_1G | 1 | North | YES | 0.01078 | 76.7 | 35 | 76.7 | 0 | 1.022 | Cogen | -1 | 0.037103 | 0 | 0 |  |  | 0 | 0 | -0.037103 | 0 | [6 empty] | 172 | 0
1676 | PEC_2G | 2 | North | YES | 0.01078 | 79.6 | 35 | 79.6 | 0 | 1.022 | Cogen | -1 | 0.037103 | 0 | 0 |  |  | 0 | 0 | -0.037103 | 0 | [6 empty] | 173 | 0
1677 | PEC_3G | 3 | North | YES | 0.01078 | 88.4 | 35 | 88.4 | 0 | 1.022 | Cogen | -1 | 0.037103 | 0 | 0 |  |  | 0 | 0 | -0.037103 | 0 | [6 empty] | 174 | 0
1701 | MOSES_1G | 1 | North | YES | 0.010683 | 558 | 175 | 558 | 0 | 1.023 | LIGCO | -1 | 0.0372 | 0 | 558 |  |  | 0 | 0 | -0.0372 | 0 | [6 empty] | 175 | 0
1702 | MOSES_2G | 2 | North | YES | 0.010683 | 579 | 175 | 579 | 0 | 1.023 | LIGCO | -1 | 0.0372 | 0 | 579 |  |  | 0 | 0 | -0.0372 | 0 | [6 empty] | 176 | 0
1703 | MOSES_3G | 3 | North | YES | 0.010683 | 808 | 463 | 808 | 0 | 1.023 | LIGCO | -1 | 0.0372 | 0 | 808 |  |  | 0 | 0 | -0.0372 | 0 | [6 empty] | 177 | 0
5925 | DCEAST | EQ | North | YES | 0.010683 | 400.3 | -600 | 600 | 0 | 1.025 | DCTie | -1 | 0.0372 | 0 | 0 |  |  | 0 | 0 | -0.0372 | 0 | [6 empty] | 178 | 0
842 | OLINGER_G1 | 1 | North | YES | 0.010449 | 55.4 | 20 | 79 | 0 | 1.03 | GST | -1 | 0.037434 | 79 | 79 |  |  | 0.82547 | 79 | -0.037434 | -2.9572 | [6 empty] | 179 | 0
843 | OLINGER_G2 | 1 | North | YES | 0.010449 | 76.2 | 25 | 110 | 0 | 1.03 | GST | -1 | 0.037434 | 110 | 110 |  |  | 1.1494 | 110 | -0.037434 | -4.1177 | [6 empty] | 180 | 0
844 | OLINGER_G3 | 1 | North | YES | 0.010449 | 103.9 | 45 | 150 | 0 | 1.03 | GST | -1 | 0.037434 | 150 | 150 |  |  | 1.5674 | 150 | -0.037434 | -5.615 | [6 empty] | 181 | 0
845 | OLINGER_G4 | 1 | North | YES | 0.010449 | 51.9 | 0 | 76 | 0 | 1.03 | GGT | -1 | 0.037434 | 76 | 76 |  |  | 0.79412 | 76 | -0.037434 | -2.8449 | [6 empty] | 182 | 0
837 | NEWMAN_G5 | 1 | North | YES | 0.010403 | 0 | 15 | 40 |  | 1.01 | GST | -1 | 0.03748 | 40 | 40 |  |  | 0.41612 | 40 | -0.03748 | -1.4992 | [6 empty] | 183 | 0
948 | STEAM1 | 1 | North | YES | 0.010373 | 0 | 12 | 20 |  | 1.02 | GST | -1 | 0.03751 | 20 | 20 |  |  | 0.20746 | 20 | -0.03751 | -0.75019 | [6 empty] | 184 | 0
949 | STEAM2 | 1 | North | YES | 0.010373 | 26 | 8 | 26 | 0 | 0.99 | GST | -1 | 0.03751 | 26 | 26 |  |  | 0.2697 | 26 | -0.03751 | -0.97525 | [6 empty] | 185 | 0
950 | STEAM3 | 1 | North | YES | 0.010373 | 41 | 13 | 42 | 0 | 1.02 | GST | -1 | 0.03751 | 42 | 42 |  |  | 0.43567 | 42 | -0.03751 | -1.5754 | [6 empty] | 186 | 0
2413 | MTCK6_G | 6 | North | YES | 0.010157 | 0 | 30 | 118 |  | 1.022 | GST | -1 | 0.037726 | 118 | 118 |  |  | 1.1985 | 118 | -0.037726 | -4.4516 | [6 empty] | 187 | 0
2414 | MTCK7_G | 7 | North | YES | 0.010157 | 0 | 30 | 115 |  | 1.022 | GST | -1 | 0.037726 | 115 | 115 |  |  | 1.1681 | 115 | -0.037726 | -4.3384 | [6 empty] | 188 | 0
2417 | MTCK8_G | 8 | North | YES | 0.010157 | 444.8 | 60 | 556 | 0 | 1.022 | GSC | -1 | 0.037726 | 556 | 556 |  |  | 5.6473 | 556 | -0.037726 | -20.9754 | [6 empty] | 189 | 0
2451 | LKHB1_G | 1 | North | YES | 0.010101 | 0 | 80 | 391 |  | 1.022 | GST | -1 | 0.037782 | 391 | 391 |  |  | 3.9495 | 391 | -0.037782 | -14.7726 | [6 empty] | 190 | 0
2452 | LKHB2_G | 2 | North | YES | 0.010101 | 516 | 80 | 516 | 0 | 1.022 | GST | -1 | 0.037782 | 516 | 516 |  |  | 5.2121 | 516 | -0.037782 | -19.4953 | [6 empty] | 191 | 0
1937 | MDLTHELP_5G | 5 | North | YES | 0.010095 | 224 | 74 | 224 | 0 | 1 | CC | -1 | 0.037788 | 224 | 224 |  |  | 2.2613 | 224 | -0.037788 | -8.4644 | [6 empty] | 192 | 0
1938 | MDLTHELP_6G | 6 | North | YES | 0.010095 | 226 | 74 | 226 | 0 | 1 | CC | -1 | 0.037788 | 226 | 226 |  |  | 2.2815 | 226 | -0.037788 | -8.54 | [6 empty] | 193 | 0
1943 | MDLTHELP_3G | 3 | North | YES | 0.010095 | 212 | 74 | 212 | 0 | 1 | CC | -1 | 0.037788 | 212 | 212 |  |  | 2.1401 | 212 | -0.037788 | -8.011 | [6 empty] | 194 | 0
1944 | MDLTHELP_4G | 4 | North | YES | 0.010095 | 211 | 74 | 211 | 0 | 1 | CC | -1 | 0.037788 | 211 | 211 |  |  | 2.13 | 211 | -0.037788 | -7.9732 | [6 empty] | 195 | 0
12440 | PARKD_1SVC8 | 1 | North | YES | 0.010042 | 0 | 0 | 0 | 0 | 1.007 | GST | -1 | 0.037841 | 0 | 0 |  |  | 0 | 0 | -0.037841 | 0 | [6 empty] | 196 | 0
12449 | PARKD_2SVC8 | 1 | North | YES | 0.010042 | 0 | 0 | 0 | 0 | 1.007 | GST | -1 | 0.037841 | 0 | 0 |  |  | 0 | 0 | -0.037841 | 0 | [6 empty] | 197 | 0
12411 | FPLEFR1A_G | 1 | North | YES | 0.009945 | 161 | 72 | 161 | 0 | 1 | CC | -1 | 0.037938 | 161 | 161 |  |  | 1.6011 | 161 | -0.037938 | -6.1079 | [6 empty] | 198 | 0
12412 | FPLEFR1B_G | 2 | North | YES | 0.009945 | 164 | 72 | 164 | 0 | 1 | CC | -1 | 0.037938 | 164 | 164 |  |  | 1.631 | 164 | -0.037938 | -6.2218 | [6 empty] | 199 | 0
12413 | FPLEFR1C_G | 3 | North | YES | 0.009945 | 164 | 72 | 164 | 0 | 1 | CC | -1 | 0.037938 | 164 | 164 |  |  | 1.631 | 164 | -0.037938 | -6.2218 | [6 empty] | 200 | 0
12414 | FPLEFR1S_G | 4 | North | YES | 0.009945 | 414 | 191 | 414 | 0 | 1 | CC | -1 | 0.037938 | 414 | 414 |  |  | 4.1172 | 414 | -0.037938 | -15.7061 | [6 empty] | 201 | 0
12421 | FPLEFR2A_G | 1 | North | YES | 0.009945 | 162 | 72 | 162 | 0 | 1 | CC | -1 | 0.037938 | 162 | 162 |  |  | 1.6111 | 162 | -0.037938 | -6.1459 | [6 empty] | 202 | 0
12422 | FPLEFR2B_G | 2 | North | YES | 0.009945 | 161 | 72 | 161 | 0 | 1 | CC | -1 | 0.037938 | 161 | 161 |  |  | 1.6011 | 161 | -0.037938 | -6.1079 | [6 empty] | 203 | 0
12423 | FPLEFR2C_G | 3 | North | YES | 0.009945 | 163 | 72 | 163 | 0 | 1 | CC | -1 | 0.037938 | 163 | 163 |  |  | 1.621 | 163 | -0.037938 | -6.1838 | [6 empty] | 204 | 0
12424 | FPLEFR2S_G | 4 | North | YES | 0.009945 | 415 | 191 | 415 | 0 | 1 | CC | -1 | 0.037938 | 415 | 415 |  |  | 4.1272 | 415 | -0.037938 | -15.7441 | [6 empty] | 205 | 0
1941 | MDLTHELP_1G | 1 | North | YES | 0.009433 | 216.4 | 74 | 216.4 | 0 | 1 | CC | -1 | 0.03845 | 216.4 | 216.4 |  |  | 2.0413 | 216.4 | -0.03845 | -8.3205 | [6 empty] | 206 | 0
1942 | MDLTHELP_2G | 2 | North | YES | 0.009433 | 216.1 | 74 | 216.1 | 0 | 1 | CC | -1 | 0.03845 | 216.1 | 216.1 |  |  | 2.0385 | 216.1 | -0.03845 | -8.3089 | [6 empty] | 207 | 0
12322 | ENNSTRAC_1G | 1 | North | YES | 0.009227 | 196 | 130 | 196 | 0 | 1.036 | CC | -1 | 0.038656 | 196 | 196 |  |  | 1.8085 | 196 | -0.038656 | -7.5765 | [6 empty] | 208 | 0
12323 | ENNSTRAC_2G | 2 | North | YES | 0.009227 | 116 | 100 | 116 | 0 | 1.036 | CC | -1 | 0.038656 | 116 | 116 |  |  | 1.0703 | 116 | -0.038656 | -4.484 | [6 empty] | 209 | 0
3097 | MARTLAKE_1G | 1 | North | YES | 0.008672 | 790 | 500 | 790 | 0 | 1.017 | LIGCO | -1 | 0.039211 | 0 | 790 |  |  | 0 | 0 | -0.039211 | 0 | [6 empty] | 210 | 0
3098 | MARTLAKE_2G | 2 | North | YES | 0.008672 | 795 | 461 | 795 | 0 | 1.017 | LIGCO | -1 | 0.039211 | 0 | 795 |  |  | 0 | 0 | -0.039211 | 0 | [6 empty] | 211 | 0
3099 | MARTLAKE_3G | 3 | North | YES | 0.008672 | 804 | 500 | 804 | 0 | 1.017 | LIGCO | -1 | 0.039211 | 0 | 804 |  |  | 0 | 0 | -0.039211 | 0 | [6 empty] | 212 | 0
13116 | TGATEWAY_1G | 1 | North | YES | 0.008499 | 151 | 30 | 151 | 0 | 1.0232 | CC | -1 | 0.039384 | 151 | 151 |  |  | 1.2833 | 151 | -0.039384 | -5.9469 | [6 empty] | 213 | 0
13117 | TGATEWAY_2G | 2 | North | YES | 0.008499 | 130 | 30 | 130 | 0 | 1.0232 | CC | -1 | 0.039384 | 130 | 130 |  |  | 1.1049 | 130 | -0.039384 | -5.1199 | [6 empty] | 214 | 0
13118 | TGATEWAY_3G | 3 | North | YES | 0.008499 | 148 | 30 | 148 | 0 | 1.0232 | CC | -1 | 0.039384 | 148 | 148 |  |  | 1.2579 | 148 | -0.039384 | -5.8288 | [6 empty] | 215 | 0
13119 | TGATEWAY_4G | 4 | North | YES | 0.008499 | 399 | 65 | 399 | 0 | 1.0232 | CC | -1 | 0.039384 | 399 | 399 |  |  | 3.3911 | 399 | -0.039384 | -15.714 | [6 empty] | 216 | 0
3348 | CHAMPION_1G | MB | North | YES | 0.00834 | 0 | 42 | 42 |  | 1 | Cogen | -1 | 0.039543 | 0 | 0 |  |  | 0 | 0 | -0.039543 | 0 | [6 empty] | 217 | 0
3309 | ASPN_G | 1 | North | YES | 0.008324 | 50 | 0 | 50 |  | 1 | Bio | -1 | 0.039559 | 50 | 50 |  |  | 0.4162 | 50 | -0.039559 | -1.9779 | [6 empty] | 218 | 0
3107 | STRYKER_1G | 1 | North | YES | 0.00827 | 145.6 | 45 | 182 | 0 | 1.029 | GST | -1 | 0.039613 | 182 | 182 |  |  | 1.5051 | 182 | -0.039613 | -7.2095 | [6 empty] | 219 | 0
3108 | STRYKER_2G | 2 | North | YES | 0.00827 | 484 | 75 | 484 | 0 | 1.029 | GST | -1 | 0.039613 | 484 | 484 |  |  | 4.0027 | 484 | -0.039613 | -19.1725 | [6 empty] | 220 | 0
3126 | TRINIDAD_6G | 1 | North | YES | 0.008192 | 179.2 | 46 | 224 | 0 | 1 | GST | -1 | 0.039691 | 224 | 224 |  |  | 1.835 | 224 | -0.039691 | -8.8907 | [6 empty] | 221 | 0
8262 | ELPS | 1 | South | YES | 0.007677 | 6 | 6 | 6 | 0 | 1.15 | Hydro | -1 | 0.040206 | 0 | 0 |  |  |  |  | -0.040206 | 0 | [6 empty] | 222 | 0
13134 | CALFREST_4G | 4 | North | YES | 0.006772 | 151.5 | 40 | 151.5 | 0 | 1.031 | CC | -1 | 0.041111 | 151.5 | 151.5 |  |  | 1.026 | 151.5 | -0.041111 | -6.2282 | [6 empty] | 223 | 0
13135 | CALFREST_5G | 5 | North | YES | 0.006772 | 152.3 | 57 | 152.3 | 0 | 1.031 | CC | -1 | 0.041111 | 152.3 | 152.3 |  |  | 1.0314 | 152.3 | -0.041111 | -6.2611 | [6 empty] | 224 | 0
13136 | CALFREST_6G | 6 | North | YES | 0.006772 | 177.5 | 40 | 177.5 | 0 | 1.031 | CC | -1 | 0.041111 | 177.5 | 177.5 |  |  | 1.202 | 177.5 | -0.041111 | -7.2971 | [6 empty] | 225 | 0
13131 | CALFREST_1G | 1 | North | YES | 0.006709 | 150.7 | 40 | 150.7 | 0 | 1.031 | CC | -1 | 0.041174 | 150.7 | 150.7 |  |  | 1.011 | 150.7 | -0.041174 | -6.2048 | [6 empty] | 226 | 0
13132 | CALFREST_2G | 2 | North | YES | 0.006709 | 151 | 57 | 151 | 0 | 1.031 | CC | -1 | 0.041174 | 151 | 151 |  |  | 1.0131 | 151 | -0.041174 | -6.2172 | [6 empty] | 227 | 0
13133 | CALFREST_3G | 3 | North | YES | 0.006709 | 177.4 | 40 | 177.4 | 0 | 1.031 | CC | -1 | 0.041174 | 177.4 | 177.4 |  |  | 1.1902 | 177.4 | -0.041174 | -7.3042 | [6 empty] | 228 | 0
3381 | BBRN_1G | 1 | North | YES | 0.006373 | 618 | 225 | 618 | 0 | 1.03 | LIGCO | -1 | 0.04151 | 0 | 618 |  |  | 0 | 0 | -0.04151 | 0 | [6 empty] | 229 | 0
3382 | BBRN_2G | 2 | North | YES | 0.006373 | 589 | 225 | 589 | 0 | 1.03 | LIGCO | -1 | 0.04151 | 0 | 589 |  |  | 0 | 0 | -0.04151 | 0 | [6 empty] | 230 | 0
244 | WHITNYDM01 | 1 | North | YES | 0.005718 | 15 | 0 | 15 | 0 | 1.035 | Hydro | -1 | 0.042165 | 0 | 0 |  |  | 0 | 0 | -0.042165 | 0 | [6 empty] | 231 | 0
245 | WHITNYDM02 | 2 | North | YES | 0.005718 | 15 | 0 | 15 | 0 | 1.035 | Hydro | -1 | 0.042165 | 0 | 0 |  |  | 0 | 0 | -0.042165 | 0 | [6 empty] | 232 | 0
251 | BOSQUESW803 | 2 | North | YES | 0.00439 | 150 | 0 | 150 | 0 | 1.032 | CC | -1 | 0.043493 | 150 | 150 |  |  | 0.6585 | 150 | -0.043493 | -6.5239 | [6 empty] | 233 | 0
253 | BOSQUESW804 | 2 | North | YES | 0.00439 | 80 | 0 | 80 | 0 | 1.032 | CC | -1 | 0.043493 | 80 | 80 |  |  | 0.3512 | 80 | -0.043493 | -3.4794 | [6 empty] | 234 | 0
48721 | LEG_1___1 | 1 | North | YES | 0.003636 | 827 | 357 | 827 | 0 | 1.0348 | LIGCO | -1 | 0.044247 | 0 | 827 |  |  | 0 | 0 | -0.044247 | 0 | [6 empty] | 235 | 0
48722 | LEG_2___2 | 2 | North | YES | 0.003636 | 819 | 357 | 819 | 0 | 1.0348 | LIGCO | -1 | 0.044247 | 0 | 819 |  |  | 0 | 0 | -0.044247 | 0 | [6 empty] | 236 | 0
238 | BOSQUESW505 | 1 | North | YES | 0.002832 | 255 | 0 | 255 | 0 | 1.02 | CC | -1 | 0.045051 | 255 | 255 |  |  | 0.72216 | 255 | -0.045051 | -11.4879 | [6 empty] | 237 | 0
239 | BOSQUESW502 | 1 | North | YES | 0.002832 | 119.2 | 0 | 149 | 0 | 1.02 | GGT | -1 | 0.045051 | 149 | 149 |  |  | 0.42197 | 149 | -0.045051 | -6.7125 | [6 empty] | 238 | 0
247 | BOSQUESW501 | 2 | North | YES | 0.002832 | 124.8 | 0 | 156 | 0 | 1.02 | GGT | -1 | 0.045051 | 156 | 156 |  |  | 0.44179 | 156 | -0.045051 | -7.0279 | [6 empty] | 239 | 0
39960 | TNTNPONE_18 | 1 | North | YES | 0.002653 | 152.3 | 30 | 152.3 |  | 1.04 | LIGCO | -1 | 0.04523 | 0 | 152.3 |  |  | 0 | 0 | -0.04523 | 0 | [6 empty] | 240 | 0
39970 | TNTNPONE_28 | 1 | North | YES | 0.002653 | 153 | 30 | 153 |  | 1.04 | LIGCO | -1 | 0.04523 | 0 | 153 |  |  | 0 | 0 | -0.04523 | 0 | [6 empty] | 241 | 0
3403 | THOUSE_1G | 1 | North | YES | 0.001902 | 563 | 200 | 563 | 0 | 1.012 | GSC | -1 | 0.045981 | 563 | 563 |  |  | 1.0708 | 563 | -0.045981 | -25.887 | [6 empty] | 242 | 0
3404 | THOUSE_2G | 2 | North | YES | 0.001902 | 807 | 250 | 807 | 0 | 1.012 | GSC | -1 | 0.045981 | 807 | 807 |  |  | 1.5349 | 807 | -0.045981 | -37.1063 | [6 empty] | 243 | 0
3416 | LAKE_CRK1_G | 1 | North | YES | 0.000998 | 60 | 33 | 75 |  | 1.029 | GST | -1 | 0.046885 | 75 | 75 |  |  | 0.07485 | 75 | -0.046885 | -3.5163 | [6 empty] | 244 | 0
3417 | LAKE_CRK2_G | 2 | North | YES | 0.000998 | 177.6 | 40 | 222 | 0 | 1.029 | GST | -1 | 0.046885 | 222 | 222 |  |  | 0.22156 | 222 | -0.046885 | -10.4084 | [6 empty] | 245 | 0
990 | GIBN_CREK_G1 | 1 | North | YES | 0.000186 | 463 | 200 | 463 | 0 | 1.0275 | LIGCO | -1 | 0.047697 | 0 | 463 |  |  | 0 | 0 | -0.047697 | 0 | [6 empty] | 246 | 0
32798 | BRYN_TAMUGEN | 1 | North | YES | 0.000185 | 32 | 0 | 32 |  | 1.02 | GST | -1 | 0.047698 | 32 | 32 |  |  | 0.00592 | 32 | -0.047698 | -1.5263 | [6 empty] | 247 | 0
32886 | BRYN_ATKINS3 | MB | North | YES | 0.000174 | 0 | 5 | 12 |  | 1 | GST | -1 | 0.047709 | 0 | 0 |  |  | 0 | 0 | -0.047709 | 0 | [6 empty] | 248 | 0
32887 | BRYN_ATKINS6 | MB | North | YES | 0.000174 | 0 | 12 | 51 |  | 1.028 | GST | -1 | 0.047709 | 0 | 0 |  |  | 0 | 0 | -0.047709 | 0 | [6 empty] | 249 | 0
32888 | BRYN_ATKINS7 | 1 | North | YES | 0.000174 | 13.6 | 4 | 17 |  | 1.028 | GGT | -1 | 0.047709 | 17 | 17 |  |  | 0.002958 | 17 | -0.047709 | -0.81104 | [6 empty] | 250 | 0
32890 | BRYN_ATKINS4 | MB | North | YES | 0.000174 | 0 | 5 | 22 |  | 1.031 | GST | -1 | 0.047709 | 0 | 0 |  |  | 0 | 0 | -0.047709 | 0 | [6 empty] | 251 | 0
32891 | BRYN_ATKINS5 | MB | North | YES | 0.000174 | 0 | 5 | 25 |  | 1.031 | GST | -1 | 0.047709 | 0 | 0 |  |  | 0 | 0 | -0.047709 | 0 | [6 empty] | 252 | 0
32883 | BRYN_DNSBY3 | 1 | North | YES | 0.000115 | 0 | 2 | 48 |  | 1.015 | GST | -1 | 0.047768 | 48 | 48 |  |  | 0.00552 | 48 | -0.047768 | -2.2928 | [6 empty] | 253 | 0
32884 | BRYN_DNSBY13 | 1 | North | YES | 0.000115 | 46 | 2 | 46 | 0 | 1.015 | GST | -1 | 0.047768 | 46 | 46 |  |  | 0.00529 | 46 | -0.047768 | -2.1973 | [6 empty] | 254 | 0
32892 | BRYN_DNSBY14 | 1 | North | YES | 0.000115 | 84 | 25 | 105 | 0 | 1.035 | GST | -1 | 0.047768 | 105 | 105 |  |  | 0.012075 | 105 | -0.047768 | -5.0156 | [6 empty] | 255 | 0
5934 | SI_RAY5 | 5 | South | YES | 0 | 0 | 10 | 15 |  | 1.035 | GST | -1 | 0.047883 | 15 | 15 |  |  |  |  | -0.047883 | -0.71824 | [6 empty] | 256 | 0
8139 | JOS #1 | MB | South | YES | 0 | 0 | 45 | 255 |  | 1.02 | GST | -1 | 0.047883 | 0 | 0 |  |  |  |  | -0.047883 | 0 | [6 empty] | 257 | 0
8285 | LAR #1 | MB | South | YES | 0 | 0 | 9 | 32 |  | 1.0497 | GST | -1 | 0.047883 | 0 | 0 |  |  |  |  | -0.047883 | 0 | [6 empty] | 258 | 0
8287 | LAR #2 | MB | South | YES | 0 | 0 | 9 | 32 |  | 1.04 | GST | -1 | 0.047883 | 0 | 0 |  |  |  |  | -0.047883 | 0 | [6 empty] | 259 | 0
8288 | LAR #3 | MB | South | YES | 0 | 0 | 25 | 105 |  | 1.04 | GST | -1 | 0.047883 | 0 | 0 |  |  |  |  | -0.047883 | 0 | [6 empty] | 260 | 0
8388 | BATES0A | MB | South | YES | 0 | 0 | 21 | 71 |  | 1.033 | GST | -1 | 0.047883 | 0 | 0 |  |  |  |  | -0.047883 | 0 | [6 empty] | 261 | 0
8393 | BATES0B | MB | South | YES | 0 | 0 | 25 | 110 |  | 1.03 | GST | -1 | 0.047883 | 0 | 0 |  |  |  |  | -0.047883 | 0 | [6 empty] | 262 | 0
8437 | NUECES_B0C | MB | South | YES | 0 | 0 | 7 | 30 |  | 1.03 | GST | -1 | 0.047883 | 0 | 0 |  |  |  |  | -0.047883 | 0 | [6 empty] | 263 | 0
8438 | NUECES_B0B | MB | South | YES | 0 | 0 | 26 | 169 |  | 1.03 | GST | -1 | 0.047883 | 0 | 0 |  |  |  |  | -0.047883 | 0 | [6 empty] | 264 | 0
39190 | TNSLCGN1__8 | 1 | Houston | YES | 0 | 0 | 10 | 30 |  | 1.03 | Cogen | -1 | 0.047883 | 0 | 0 |  |  |  |  | -0.047883 | 0 | [6 empty] | 265 | 0
48671 | FTR_GT1_5105 | 1 | North | YES | -0.000582 | 154.2 | 0 | 154.2 | 0 | 1.0319 | CC | -1 | 0.048465 | 154.2 | 154.2 |  |  | -0.089744 | 154.2 | -0.048465 | -7.4732 | [6 empty] | 266 | 0
48672 | FTR_GT2_5110 | 2 | North | YES | -0.000582 | 159 | 0 | 159 | 0 | 1.0319 | CC | -1 | 0.048465 | 159 | 159 |  |  | -0.092538 | 159 | -0.048465 | -7.7059 | [6 empty] | 267 | 0
48673 | FTR_GT3_5085 | 3 | North | YES | -0.000582 | 158 | 0 | 158 | 0 | 1.0319 | CC | -1 | 0.048465 | 158 | 158 |  |  | -0.091956 | 158 | -0.048465 | -7.6574 | [6 empty] | 268 | 0
48674 | FTR_CN4_5095 | 4 | North | YES | -0.000582 | 380 | 0 | 380 | 0 | 1.0319 | CC | -1 | 0.048465 | 380 | 380 |  |  | -0.22116 | 380 | -0.048465 | -18.4165 | [6 empty] | 269 | 0
48591 | CHE_GT2_5030 | 2 | Houston | YES | -0.004305 | 173 | 50 | 173 | 0 | 1.029 | Cogen | -1 | 0.052188 | 0 | 0 |  |  |  |  | -0.052188 | 0 | [6 empty] | 270 | 0
48811 | CVC_GT3_5045 | 3 | Houston | YES | -0.004305 | 156 | 91.8 | 156 | 0 | 1.029 | Cogen | -1 | 0.052188 | 0 | 0 |  |  |  |  | -0.052188 | 0 | [6 empty] | 271 | 0
48812 | CVC_GT2_5020 | 2 | Houston | YES | -0.004305 | 158 | 91.8 | 158 | 0 | 1.029 | Cogen | -1 | 0.052188 | 0 | 0 |  |  |  |  | -0.052188 | 0 | [6 empty] | 272 | 0
48813 | CVC_GT1_5035 | 1 | Houston | YES | -0.004305 | 160 | 91.8 | 160 | 0 | 1.029 | Cogen | -1 | 0.052188 | 0 | 0 |  |  |  |  | -0.052188 | 0 | [6 empty] | 273 | 0
48814 | CVC_ST5_5040 | 1 | Houston | YES | -0.004305 | 162 | 91.8 | 162 | 0 | 1.029 | Cogen | -1 | 0.052188 | 0 | 0 |  |  |  |  | -0.052188 | 0 | [6 empty] | 274 | 0
48885 | THW_5152 | B | Houston | YES | -0.004719 | 47.2 | 5 | 59 |  | 1.0319 | GGT | -1 | 0.052602 | 59 | 59 |  |  |  |  | -0.052602 | -3.1035 | [6 empty] | 275 | 0
48885 | THW_5152 | A | Houston | YES | -0.004719 | 46.4 | 5 | 58 |  | 1.0319 | GGT | -1 | 0.052602 | 58 | 58 |  |  |  |  | -0.052602 | -3.0509 | [6 empty] | 276 | 0
48886 | THW_5354 | D | Houston | YES | -0.004719 | 46.4 | 5 | 58 |  | 1.0319 | GGT | -1 | 0.052602 | 58 | 58 |  |  |  |  | -0.052602 | -3.0509 | [6 empty] | 277 | 0
48886 | THW_5354 | C | Houston | YES | -0.004719 | 45.6 | 5 | 57 |  | 1.0319 | GGT | -1 | 0.052602 | 57 | 57 |  |  |  |  | -0.052602 | -2.9983 | [6 empty] | 278 | 0
48887 | THW_5556 | E | Houston | YES | -0.004719 | 47.2 | 5 | 59 |  | 1.0319 | GGT | -1 | 0.052602 | 59 | 59 |  |  |  |  | -0.052602 | -3.1035 | [6 empty] | 279 | 0
48887 | THW_5556 | F | Houston | YES | -0.004719 | 45.6 | 5 | 57 |  | 1.0319 | GGT | -1 | 0.052602 | 57 | 57 |  |  |  |  | -0.052602 | -2.9983 | [6 empty] | 280 | 0
48690 | GBY_GN5_5 | 5 | Houston | YES | -0.00475 | 318.4 | 81 | 398 |  | 1.0362 | GSC | -1 | 0.052633 | 398 | 398 |  |  |  |  | -0.052633 | -20.9477 | [6 empty] | 281 | 0
48595 | BTE_GT2_8075 | 1 | Houston | YES | -0.004777 | 162.8 | 130 | 162.8 | 0 | 1.0261 | CC | -1 | 0.05266 | 162.8 | 162.8 |  |  |  |  | -0.05266 | -8.573 | [6 empty] | 282 | 0
48596 | BTE_GT3_8045 | 2 | Houston | YES | -0.004777 | 161.4 | 130 | 161.4 | 0 | 1.0261 | CC | -1 | 0.05266 | 161.4 | 161.4 |  |  |  |  | -0.05266 | -8.4992 | [6 empty] | 283 | 0
48597 | BTE_GT4_8055 | 3 | Houston | YES | -0.004777 | 158.9 | 130 | 158.9 | 0 | 1.0261 | CC | -1 | 0.05266 | 158.9 | 158.9 |  |  |  |  | -0.05266 | -8.3676 | [6 empty] | 284 | 0
48598 | BTE_ST1_8070 | 4 | Houston | YES | -0.004777 | 269.2 | 60 | 269.2 | 0 | 1.0261 | CC | -1 | 0.05266 | 269.2 | 269.2 |  |  |  |  | -0.05266 | -14.1759 | [6 empty] | 285 | 0
48583 | CBY_GT4_1 | 1 | Houston | YES | -0.004846 | 172 | 0 | 172 | 0 | 1.027 | GSC | -1 | 0.052729 | 172 | 172 |  |  |  |  | -0.052729 | -9.0693 | [6 empty] | 286 | 0
48584 | CBY_GT4_2 | 2 | Houston | YES | -0.004846 | 172 | 0 | 172 | 0 | 1.027 | CC | -1 | 0.052729 | 172 | 172 |  |  |  |  | -0.052729 | -9.0693 | [6 empty] | 287 | 0
48585 | CBY_ST4_1 | 3 | Houston | YES | -0.004846 | 172 | 0 | 172 | 0 | 1.027 | CC | -1 | 0.052729 | 172 | 172 |  |  |  |  | -0.052729 | -9.0693 | [6 empty] | 288 | 0
48815 | CVC_GT4_8005 | 4 | Houston | YES | -0.004853 | 165 | 91.8 | 165 |  | 1.0362 | Cogen | -1 | 0.052736 | 0 | 0 |  |  |  |  | -0.052736 | 0 | [6 empty] | 289 | 0
48791 | PSA_GT1_8160 | 1 | Houston | YES | -0.004875 | 52 | 20.8 | 65 | 0 | 1.0362 | Cogen | -1 | 0.052758 | 0 | 0 |  |  |  |  | -0.052758 | 0 | [6 empty] | 290 | 0
48792 | PSA_GT2_8155 | 2 | Houston | YES | -0.004875 | 52.8 | 20.3 | 66 | 0 | 1.0362 | Cogen | -1 | 0.052758 | 0 | 0 |  |  |  |  | -0.052758 | 0 | [6 empty] | 291 | 0
48793 | PSA_GT3_8150 | 3 | Houston | YES | -0.004875 | 56 | 20.3 | 70 | 0 | 1.0362 | Cogen | -1 | 0.052758 | 0 | 0 |  |  |  |  | -0.052758 | 0 | [6 empty] | 292 | 0
48794 | PSA_GT4_8145 | 4 | Houston | YES | -0.004875 | 52.8 | 20.3 | 66 | 0 | 1.0362 | Cogen | -1 | 0.052758 | 0 | 0 |  |  |  |  | -0.052758 | 0 | [6 empty] | 293 | 0
48795 | PSA_GT5_8140 | 5 | Houston | YES | -0.004875 | 51.2 | 20.3 | 64 | 0 | 1.0362 | Cogen | -1 | 0.052758 | 0 | 0 |  |  |  |  | -0.052758 | 0 | [6 empty] | 294 | 0
48796 | PSA_GN1_8165 | 1 | Houston | YES | -0.004875 | 83.2 | 43.1 | 104 | 0 | 1.0362 | Cogen | -1 | 0.052758 | 0 | 0 |  |  |  |  | -0.052758 | 0 | [6 empty] | 295 | 0
48797 | PSA_GT6_8135 | 6 | Houston | YES | -0.004875 | 47.2 | 34.5 | 59 | 0 | 1.0362 | Cogen | -1 | 0.052758 | 0 | 0 |  |  |  |  | -0.052758 | 0 | [6 empty] | 296 | 0
48581 | CBY_GN1_1 | 1 | Houston | YES | -0.00488 | 595.2 | 108 | 744 | 0 | 1.0435 | GSC | -1 | 0.052763 | 744 | 744 |  |  |  |  | -0.052763 | -39.2553 | [6 empty] | 297 | 0
48651 | EP_1_2 | 1 | Houston | YES | -0.004881 | 4 | 0 | 5 | 0 | 1.0362 | Cogen | -1 | 0.052764 | 0 | 0 |  |  |  |  | -0.052764 | 0 | [6 empty] | 298 | 0
48651 | EP_1_2 | 2 | Houston | YES | -0.004881 | 17.7 | 10 | 21 | 0 | 1.0362 | Cogen | -1 | 0.052764 | 0 | 0 |  |  |  |  | -0.052764 | 0 | [6 empty] | 299 | 0
48940 | WARVUE_GT1 | G1 | Houston | YES | -0.004881 | 15 | 0 | 15 |  | 1.021 | Cogen | -1 | 0.052764 | 0 | 0 |  |  |  |  | -0.052764 | 0 | [6 empty] | 300 | 0
49803 | EXN_15GT | 1 | Houston | YES | -0.004921 | 33 | 8.3 | 34 |  | 1.0326 | Cogen | -1 | 0.052804 | 0 | 0 |  |  |  |  | -0.052804 | 0 | [6 empty] | 301 | 0
49804 | EXN_16GT | 2 | Houston | YES | -0.004921 | 32 | 8.3 | 34.7 |  | 1.0326 | Cogen | -1 | 0.052804 | 0 | 0 |  |  |  |  | -0.052804 | 0 | [6 empty] | 302 | 0
49805 | EXN_17GT | 3 | Houston | YES | -0.004921 | 31 | 8.3 | 32.7 |  | 1.0326 | Cogen | -1 | 0.052804 | 0 | 0 |  |  |  |  | -0.052804 | 0 | [6 empty] | 303 | 0
49826 | EXN938GT | 5 | Houston | YES | -0.004921 | 43 | 9.2 | 45.9 |  | 1.0326 | Cogen | -1 | 0.052804 | 0 | 0 |  |  |  |  | -0.052804 | 0 | [6 empty] | 304 | 0
49828 | EXN941GT | 10 | Houston | YES | -0.004921 | 17.7 | 5.4 | 17.7 | 0 | 1.0326 | Cogen | -1 | 0.052804 | 0 | 0 |  |  |  |  | -0.052804 | 0 | [6 empty] | 305 | 0
49829 | EXN942GT | 11 | Houston | YES | -0.004921 | 20 | 5.4 | 20.4 | 0 | 1.0326 | Cogen | -1 | 0.052804 | 0 | 0 |  |  |  |  | -0.052804 | 0 | [6 empty] | 306 | 0
49830 | EXN943GT | 12 | Houston | YES | -0.004921 | 19 | 5.4 | 19.9 | 0 | 1.0326 | Cogen | -1 | 0.052804 | 0 | 0 |  |  |  |  | -0.052804 | 0 | [6 empty] | 307 | 0
49831 | EXN944GT | 13 | Houston | YES | -0.004921 | 33 | 5.4 | 35 | 0 | 1.0326 | Cogen | -1 | 0.052804 | 0 | 0 |  |  |  |  | -0.052804 | 0 | [6 empty] | 308 | 0
49832 | EXN945GT | 9 | Houston | YES | -0.004921 | 18.5 | 9.2 | 18.5 |  | 1.0326 | Cogen | -1 | 0.052804 | 0 | 0 |  |  |  |  | -0.052804 | 0 | [6 empty] | 309 | 0
49837 | EXN_GT | 4 | Houston | YES | -0.004921 | 81 | 21.3 | 85.4 |  | 1.0326 | Cogen | -1 | 0.052804 | 0 | 0 |  |  |  |  | -0.052804 | 0 | [6 empty] | 310 | 0
49838 | EXN_14GT | 14 | Houston | YES | -0.004921 | 140 | 0 | 148 |  | 1.0326 | Cogen | -1 | 0.052804 | 0 | 0 |  |  |  |  | -0.052804 | 0 | [6 empty] | 311 | 0
48883 | THW_GT1_GT_1 | B2 | Houston | YES | -0.004922 | 0 | 0 | 12 |  | 1.043 | GGT | -1 | 0.052805 | 12 | 12 |  |  |  |  | -0.052805 | -0.63365 | [6 empty] | 312 | 0
48582 | CBY_GN2_2 | 2 | Houston | YES | -0.004963 | 596.8 | 110 | 746 | 0 | 1.0435 | GSC | -1 | 0.052846 | 746 | 746 |  |  |  |  | -0.052846 | -39.4227 | [6 empty] | 313 | 0
48873 | THW_ST3_ST_3 | 3 | Houston | YES | -0.005012 | 107 | 19 | 107 | 0 | 1.0435 | CC | -1 | 0.052895 | 107 | 107 |  |  |  |  | -0.052895 | -5.6597 | [6 empty] | 314 | 0
48874 | THW_ST4_ST_4 | 4 | Houston | YES | -0.005012 | 108 | 19 | 108 | 0 | 1.0435 | CC | -1 | 0.052895 | 108 | 108 |  |  |  |  | -0.052895 | -5.7126 | [6 empty] | 315 | 0
48875 | THW_3132 | A | Houston | YES | -0.005012 | 55 | 5 | 55 | 0 | 1.0435 | CC | -1 | 0.052895 | 55 | 55 |  |  |  |  | -0.052895 | -2.9092 | [6 empty] | 316 | 0
48875 | THW_3132 | B | Houston | YES | -0.005012 | 53 | 5 | 53 | 0 | 1.0435 | CC | -1 | 0.052895 | 53 | 53 |  |  |  |  | -0.052895 | -2.8034 | [6 empty] | 317 | 0
48877 | THW_3334 | C | Houston | YES | -0.005012 | 55 | 5 | 55 | 0 | 1.0435 | CC | -1 | 0.052895 | 55 | 55 |  |  |  |  | -0.052895 | -2.9092 | [6 empty] | 318 | 0
48877 | THW_3334 | D | Houston | YES | -0.005012 | 57 | 5 | 57 | 0 | 1.0435 | CC | -1 | 0.052895 | 57 | 57 |  |  |  |  | -0.052895 | -3.015 | [6 empty] | 319 | 0
48879 | THW_4142 | E | Houston | YES | -0.005012 | 56 | 5 | 56 | 0 | 1.0435 | CC | -1 | 0.052895 | 56 | 56 |  |  |  |  | -0.052895 | -2.9621 | [6 empty] | 320 | 0
48879 | THW_4142 | F | Houston | YES | -0.005012 | 55 | 5 | 55 | 0 | 1.0435 | CC | -1 | 0.052895 | 55 | 55 |  |  |  |  | -0.052895 | -2.9092 | [6 empty] | 321 | 0
48881 | THW_4344 | G | Houston | YES | -0.005012 | 58 | 5 | 58 | 0 | 1.0435 | CC | -1 | 0.052895 | 58 | 58 |  |  |  |  | -0.052895 | -3.0679 | [6 empty] | 322 | 0
48881 | THW_4344 | H | Houston | YES | -0.005012 | 58 | 5 | 58 | 0 | 1.0435 | CC | -1 | 0.052895 | 58 | 58 |  |  |  |  | -0.052895 | -3.0679 | [6 empty] | 323 | 0
48593 | CHE_GT1_8015 | 1 | Houston | YES | -0.005094 | 173 | 50 | 173 | 0 | 1.0362 | Cogen | -1 | 0.052977 | 0 | 0 |  |  |  |  | -0.052977 | 0 | [6 empty] | 324 | 0
48594 | CHE_GN4_8025 | 4 | Houston | YES | -0.005094 | 142 | 60 | 142 | 0 | 1.0362 | Cogen | -1 | 0.052977 | 0 | 0 |  |  |  |  | -0.052977 | 0 | [6 empty] | 325 | 0
48511 | LPE_GT1_8070 | 1 | Houston | YES | -0.005106 | 42 | 0 | 42 | 0 | 1.0362 | GGT | -1 | 0.052989 | 42 | 42 |  |  |  |  | -0.052989 | -2.2255 | [6 empty] | 326 | 0
48512 | LPE_GT2_8075 | 2 | Houston | YES | -0.005106 | 42 | 0 | 42 | 0 | 1.0362 | GGT | -1 | 0.052989 | 42 | 42 |  |  |  |  | -0.052989 | -2.2255 | [6 empty] | 327 | 0
48513 | LPE_GT3_8080 | 3 | Houston | YES | -0.005106 | 39 | 0 | 39 | 0 | 1.0362 | GGT | -1 | 0.052989 | 39 | 39 |  |  |  |  | -0.052989 | -2.0666 | [6 empty] | 328 | 0
48514 | LPE_GT4_8085 | 4 | Houston | YES | -0.005106 | 39 | 0 | 39 | 0 | 1.0362 | GGT | -1 | 0.052989 | 39 | 39 |  |  |  |  | -0.052989 | -2.0666 | [6 empty] | 329 | 0
48500 | APD_GT1_8005 | 1 | Houston | YES | -0.005113 | 137.6 | 54.6 | 137.6 | 0 | 1.0362 | Cogen | -1 | 0.052996 | 0 | 0 |  |  |  |  | -0.052996 | 0 | [6 empty] | 330 | 0
48820 | SHELLG1_3015 | 1 | Houston | YES | -0.005168 | 71 | 34.5 | 71 |  | 1.029 | Cogen | -1 | 0.053051 | 0 | 0 |  |  |  |  | -0.053051 | 0 | [6 empty] | 331 | 0
48821 | SHELLG2 | 2 | Houston | YES | -0.005168 | 72 | 34.5 | 72 |  | 1.029 | Cogen | -1 | 0.053051 | 0 | 0 |  |  |  |  | -0.053051 | 0 | [6 empty] | 332 | 0
48822 | SHELLG3_3020 | 2 | Houston | YES | -0.005168 | 30 | 0 | 30 |  | 1.029 | Cogen | -1 | 0.053051 | 0 | 0 |  |  |  |  | -0.053051 | 0 | [6 empty] | 333 | 0
48822 | SHELLG3_3020 | 1 | Houston | YES | -0.005168 | 39 | 0 | 39 |  | 1.029 | Cogen | -1 | 0.053051 | 0 | 0 |  |  |  |  | -0.053051 | 0 | [6 empty] | 334 | 0
48740 | PSG_GN2_8050 | 1 | Houston | YES | -0.005205 | 182 | 60 | 182 | 0 | 1.0326 | Cogen | -1 | 0.053088 | 0 | 0 |  |  |  |  | -0.053088 | 0 | [6 empty] | 335 | 0
48741 | PSG_GT2_8040 | 1 | Houston | YES | -0.005205 | 158.6 | 50 | 158.6 | 0 | 1.0326 | Cogen | -1 | 0.053088 | 0 | 0 |  |  |  |  | -0.053088 | 0 | [6 empty] | 336 | 0
48742 | PSG_GT3_8060 | 1 | Houston | YES | -0.005205 | 157 | 50 | 157 | 0 | 1.0326 | Cogen | -1 | 0.053088 | 0 | 0 |  |  |  |  | -0.053088 | 0 | [6 empty] | 337 | 0
48854 | SRB_GN4_4 | 4 | Houston | YES | -0.005205 | 182.4 | 35 | 228 | 0 | 1.0326 | GST | -1 | 0.053088 | 228 | 228 |  |  |  |  | -0.053088 | -12.104 | [6 empty] | 338 | 0
48611 | DIB_GT1_8080 | 1 | Houston | YES | -0.005206 | 64 | 0 | 64 | 0 | 1.0326 | Cogen | -1 | 0.053089 | 0 | 0 |  |  |  |  | -0.053089 | 0 | [6 empty] | 339 | 0
48612 | DIB_GT2_8075 | 2 | Houston | YES | -0.005206 | 63.2 | 0 | 63.2 | 0 | 1.0326 | Cogen | -1 | 0.053089 | 0 | 0 |  |  |  |  | -0.053089 | 0 | [6 empty] | 340 | 0
48613 | DIB_ST1_8085 | 3 | Houston | YES | -0.005206 | 67.9 | 30 | 82.6 | 0 | 1.0326 | Cogen | -1 | 0.053089 | 0 | 0 |  |  |  |  | -0.053089 | 0 | [6 empty] | 341 | 0
48614 | DIB_GT3_8090 | 4 | Houston | YES | -0.005206 | 73.6 | 15 | 73.6 | 0 | 1.0326 | Cogen | -1 | 0.053089 | 0 | 0 |  |  |  |  | -0.053089 | 0 | [6 empty] | 342 | 0
48845 | SOL_GT1 | 1 | Houston | YES | -0.005207 | 16.2 | 15.4 | 16.2 |  | 1.0326 | Solar | -1 | 0.05309 | 16.2 | 16.2 |  |  |  |  | -0.05309 | -0.86005 | [6 empty] | 343 | 0
48853 | SRB_GN3_3 | 3 | Houston | YES | -0.005207 | 170.4 | 35 | 213 |  | 1.0326 | GST | -1 | 0.05309 | 213 | 213 |  |  |  |  | -0.05309 | -11.3081 | [6 empty] | 344 | 0
48551 | CAL_GT1_8045 | 1 | Houston | YES | -0.005213 | 149 | 0 | 149 | 0 | 1.0326 | Cogen | -1 | 0.053096 | 0 | 0 |  |  |  |  | -0.053096 | 0 | [6 empty] | 345 | 0
48552 | CAL_ST1_8000 | 2 | Houston | YES | -0.005213 | 65.1 | 0 | 65.1 | 0 | 1.0326 | Cogen | -1 | 0.053096 | 0 | 0 |  |  |  |  | -0.053096 | 0 | [6 empty] | 346 | 0
48851 | SRB_GN1_1 | 1 | Houston | YES | -0.005214 | 132 | 26 | 165 | 0 | 1.0217 | GST | -1 | 0.053097 | 165 | 165 |  |  |  |  | -0.053097 | -8.7609 | [6 empty] | 347 | 0
48852 | SRB_GN2_2 | 2 | Houston | YES | -0.005216 | 140.8 | 26 | 176 | 0 | 1.0217 | GST | -1 | 0.053099 | 176 | 176 |  |  |  |  | -0.053099 | -9.3453 | [6 empty] | 348 | 0
48855 | SRB_GT211035 | B1 | Houston | YES | -0.005217 | 0 | 0 | 18 |  | 1.014 | GGT | -1 | 0.0531 | 18 | 18 |  |  |  |  | -0.0531 | -0.95579 | [6 empty] | 349 | 0
48855 | SRB_GT211035 | B2 | Houston | YES | -0.005217 | 0 | 0 | 12 |  | 1.014 | GGT | -1 | 0.0531 | 12 | 12 |  |  |  |  | -0.0531 | -0.63719 | [6 empty] | 350 | 0
48761 | PR_GT1__9040 | 1 | Houston | YES | -0.005243 | 26 | 0 | 35 |  | 1 | Cogen | -1 | 0.053126 | 0 | 0 |  |  |  |  | -0.053126 | 0 | [6 empty] | 351 | 0
48641 | DPEC_GT15040 | 1 | Houston | YES | -0.005275 | 163.2 | 98 | 163.2 | 0 | 1.0319 | CC | -1 | 0.053158 | 163.2 | 163.2 |  |  |  |  | -0.053158 | -8.6753 | [6 empty] | 352 | 0
48642 | DPEC_GT25025 | 2 | Houston | YES | -0.005275 | 157.1 | 98 | 157.1 | 0 | 1.0319 | CC | -1 | 0.053158 | 157.1 | 157.1 |  |  |  |  | -0.053158 | -8.351 | [6 empty] | 353 | 0
48643 | DPEC_GT35010 | 3 | Houston | YES | -0.005275 | 157.5 | 98 | 157.5 | 0 | 1.0319 | CC | -1 | 0.053158 | 157.5 | 157.5 |  |  |  |  | -0.053158 | -8.3723 | [6 empty] | 354 | 0
48644 | DPEC_GT45070 | 4 | Houston | YES | -0.005275 | 157 | 98 | 157 | 0 | 1.0319 | CC | -1 | 0.053158 | 157 | 157 |  |  |  |  | -0.053158 | -8.3457 | [6 empty] | 355 | 0
48645 | DPEC_ST55065 | 5 | Houston | YES | -0.005275 | 282 | 0 | 282 | 0 | 1.0319 | CC | -1 | 0.053158 | 282 | 282 |  |  |  |  | -0.053158 | -14.9904 | [6 empty] | 356 | 0
48841 | SJS_GT1_GT1 | 1 | Houston | YES | -0.005298 | 62.4 | 49 | 78 | 0 | 1.0362 | Cogen | -1 | 0.053181 | 0 | 0 |  |  |  |  | -0.053181 | 0 | [6 empty] | 357 | 0
48842 | SJS_GT2_GT2 | 2 | Houston | YES | -0.005298 | 64.8 | 49 | 81 | 0 | 1.0362 | Cogen | -1 | 0.053181 | 0 | 0 |  |  |  |  | -0.053181 | 0 | [6 empty] | 358 | 0
48691 | GBY_73741085 | B | Houston | YES | -0.005322 | 37.6 | 20 | 47 | 0 | 1.0362 | GGT | -1 | 0.053205 | 47 | 47 |  |  |  |  | -0.053205 | -2.5006 | [6 empty] | 359 | 0
48691 | GBY_73741085 | A | Houston | YES | -0.005322 | 37.6 | 20 | 47 | 0 | 1.0362 | GGT | -1 | 0.053205 | 47 | 47 |  |  |  |  | -0.053205 | -2.5006 | [6 empty] | 360 | 0
48692 | GBY_81821075 | D | Houston | YES | -0.005322 | 44 | 20 | 55 | 0 | 1.0362 | GGT | -1 | 0.053205 | 55 | 55 |  |  |  |  | -0.053205 | -2.9262 | [6 empty] | 361 | 0
48692 | GBY_81821075 | C | Houston | YES | -0.005322 | 37.6 | 20 | 47 | 0 | 1.0362 | GGT | -1 | 0.053205 | 47 | 47 |  |  |  |  | -0.053205 | -2.5006 | [6 empty] | 362 | 0
48693 | GBY_83841065 | F | Houston | YES | -0.005322 | 43.2 | 20 | 54 | 0 | 1.0362 | GGT | -1 | 0.053205 | 54 | 54 |  |  |  |  | -0.053205 | -2.873 | [6 empty] | 363 | 0
48693 | GBY_83841065 | E | Houston | YES | -0.005322 | 45.6 | 20 | 57 | 0 | 1.0362 | GGT | -1 | 0.053205 | 57 | 57 |  |  |  |  | -0.053205 | -3.0327 | [6 empty] | 364 | 0
48531 | BYU_GT1_8075 | 1 | Houston | YES | -0.005405 | 65 | 0 | 65 |  | 1.0362 | Cogen | -1 | 0.053288 | 0 | 0 |  |  |  |  | -0.053288 | 0 | [6 empty] | 365 | 0
48532 | BYU_GT2_8055 | 2 | Houston | YES | -0.005405 | 62 | 0 | 62 |  | 1.0362 | Cogen | -1 | 0.053288 | 0 | 0 |  |  |  |  | -0.053288 | 0 | [6 empty] | 366 | 0
48533 | BYU_GT3_8060 | 3 | Houston | YES | -0.005405 | 67 | 0 | 67 |  | 1.0362 | Cogen | -1 | 0.053288 | 0 | 0 |  |  |  |  | -0.053288 | 0 | [6 empty] | 367 | 0
48534 | BYU_GT4_8065 | 4 | Houston | YES | -0.005405 | 65 | 0 | 65 |  | 1.0362 | Cogen | -1 | 0.053288 | 0 | 0 |  |  |  |  | -0.053288 | 0 | [6 empty] | 368 | 0
48561 | CTL_GT2_8130 | 1 | Houston | YES | -0.005461 | 73.5 | 30.3 | 91.9 |  | 1.0362 | Cogen | -1 | 0.053344 | 0 | 0 |  |  |  |  | -0.053344 | 0 | [6 empty] | 369 | 0
48562 | CTL_GT3_8135 | 2 | Houston | YES | -0.005461 | 70.1 | 30.3 | 87.6 |  | 1.0362 | Cogen | -1 | 0.053344 | 0 | 0 |  |  |  |  | -0.053344 | 0 | [6 empty] | 370 | 0
48563 | CTL_GT4_8140 | 3 | Houston | YES | -0.005461 | 69.6 | 30.3 | 87 |  | 1.0362 | Cogen | -1 | 0.053344 | 0 | 0 |  |  |  |  | -0.053344 | 0 | [6 empty] | 371 | 0
48564 | CTL_GN1_8145 | 4 | Houston | YES | -0.005461 | 43.6 | 12.9 | 54.5 |  | 1.0362 | Cogen | -1 | 0.053344 | 0 | 0 |  |  |  |  | -0.053344 | 0 | [6 empty] | 372 | 0
48565 | CTL_GN2_8155 | 5 | Houston | YES | -0.005461 | 9.8 | 3.4 | 12.2 |  | 1.0362 | Cogen | -1 | 0.053344 | 0 | 0 |  |  |  |  | -0.053344 | 0 | [6 empty] | 373 | 0
48772 | PHR_GN2_2 | MB | Houston | YES | -0.005611 | 0 | 72 | 459 |  | 1.0362 | GSC | -1 | 0.053494 | 0 | 0 |  |  |  |  | -0.053494 | 0 | [6 empty] | 374 | 0
38580 | TNBP_CGN1_8 | 1 | Houston | YES | -0.005823 | 70.8 | 0 | 70.8 | 0 | 1.005 | Cogen | -1 | 0.053706 | 0 | 0 |  |  |  |  | -0.053706 | 0 | [6 empty] | 375 | 0
38590 | TNBP_CGN2_8 | 2 | Houston | YES | -0.005823 | 66.7 | 0 | 66.7 | 0 | 1.005 | Cogen | -1 | 0.053706 | 0 | 0 |  |  |  |  | -0.053706 | 0 | [6 empty] | 376 | 0
38600 | TNBP_CGN3_8 | 5 | Houston | YES | -0.005823 | 53 | 0 | 53 | 0 | 1.005 | Cogen | -1 | 0.053706 | 0 | 0 |  |  |  |  | -0.053706 | 0 | [6 empty] | 377 | 0
38611 | TNBPAMCG1_8 | 1 | Houston | YES | -0.005823 | 153.2 | 0 | 153.2 | 0 | 1.005 | Cogen | -1 | 0.053706 | 0 | 0 |  |  |  |  | -0.053706 | 0 | [6 empty] | 378 | 0
38612 | TNBPAMCG2_8 | 2 | Houston | YES | -0.005823 | 153.5 | 0 | 153.5 | 0 | 1.005 | Cogen | -1 | 0.053706 | 0 | 0 |  |  |  |  | -0.053706 | 0 | [6 empty] | 379 | 0
38613 | TNBPAMCG3_8 | 3 | Houston | YES | -0.005823 | 152.3 | 0 | 152.3 | 0 | 1.005 | Cogen | -1 | 0.053706 | 0 | 0 |  |  |  |  | -0.053706 | 0 | [6 empty] | 380 | 0
38614 | TNBPAMCG4_8 | 4 | Houston | YES | -0.005823 | 96 | 0 | 96 |  | 1.005 | Cogen | -1 | 0.053706 | 0 | 0 |  |  |  |  | -0.053706 | 0 | [6 empty] | 381 | 0
38615 | TNBPAMCG5_8 | 1 | Houston | YES | -0.005823 | 244 | 0 | 244 | 0 | 1.005 | Cogen | -1 | 0.053706 | 0 | 0 |  |  |  |  | -0.053706 | 0 | [6 empty] | 382 | 0
38690 | TNBP_CGN4_8 | 3 | Houston | YES | -0.005823 | 40 | 0 | 40 |  | 1.005 | Cogen | -1 | 0.053706 | 0 | 0 |  |  |  |  | -0.053706 | 0 | [6 empty] | 383 | 0
38711 | TNTXCTY1CG8 | 1 | Houston | YES | -0.005823 | 100.3 | 59 | 100.3 | 0 | 1 | Cogen | -1 | 0.053706 | 0 | 0 |  |  |  |  | -0.053706 | 0 | [6 empty] | 384 | 0
38712 | TNTXCTY2CG8 | 1 | Houston | YES | -0.005823 | 92.9 | 59 | 92.9 | 0 | 1 | Cogen | -1 | 0.053706 | 0 | 0 |  |  |  |  | -0.053706 | 0 | [6 empty] | 385 | 0
38713 | TNTXCTY3CG8 | 1 | Houston | YES | -0.005823 | 102.7 | 59 | 102.7 | 0 | 1 | Cogen | -1 | 0.053706 | 0 | 0 |  |  |  |  | -0.053706 | 0 | [6 empty] | 386 | 0
38714 | TNTXCTY4CG8 | 1 | Houston | YES | -0.005823 | 103 | 59 | 103 | 0 | 1 | Cogen | -1 | 0.053706 | 0 | 0 |  |  |  |  | -0.053706 | 0 | [6 empty] | 387 | 0
39470 | TNDOWCGNSG8 | 1 | Houston | YES | -0.005823 | 32 | 10 | 32 | 0 | 0.985 | Cogen | -1 | 0.053706 | 0 | 0 |  |  |  |  | -0.053706 | 0 | [6 empty] | 388 | 0
39480 | TNDOWCGNGG8 | 1 | Houston | YES | -0.005823 | 30 | 10 | 30 | 0 | 0.985 | Cogen | -1 | 0.053706 | 0 | 0 |  |  |  |  | -0.053706 | 0 | [6 empty] | 389 | 0
48921 | WAP_GN1_1 | 1 | Houston | YES | -0.006271 | 132.8 | 37 | 166 | 0 | 1.0362 | GST | -1 | 0.054154 | 166 | 166 |  |  |  |  | -0.054154 | -8.9895 | [6 empty] | 390 | 0
48922 | WAP_GN2_2 | 2 | Houston | YES | -0.006271 | 132.8 | 37 | 166 | 0 | 1.0362 | GST | -1 | 0.054154 | 166 | 166 |  |  |  |  | -0.054154 | -8.9895
48923 | WAP_GN3_3 | 3 | Houston | YES | -0.006271 | 198.4 | 93 | 248 | 0 | 1.0362 | GST | -1 | 0.054154 | 248 | 248 |  |  |  |  | -0.054154 | -13.4301
48924 | WAP_GN4_4 | 4 | Houston | YES | -0.006271 | 546 | 217 | 546 | 0 | 1.0362 | GSC | -1 | 0.054154 | 546 | 546 |  |  |  |  | -0.054154 | -29.5678
48925 | WAP_GN5_5 | 5 | Houston | YES | -0.006271 | 591.7 | 278 | 654 | 0 | 0.985 | LIGCO | -1 | 0.054154 | 0 | 654 |  |  |  |  | -0.054154 | 0
48929 | WAPGT21_GT1 | B1 | Houston | YES | -0.006271 | 0 | 0 | 13 |  | 1.05 | GGT | -1 | 0.054154 | 13 | 13 |  |  |  |  | -0.054154 | -0.704
48510 | AK_GT1__8040 | 1 | Houston | YES | -0.006339 | 33.4 | 8.1 | 34 |  | 1.029 | Cogen | -1 | 0.054222 | 0 | 0 |  |  |  |  | -0.054222 | 0
48521 | BVE_GT1_GT1 | 1 | Houston | YES | -0.006425 | 167.7 | 0 | 167.7 |  | 1.035 | CC | -1 | 0.054308 | 167.7 | 167.7 |  |  |  |  | -0.054308 | -9.1074
48522 | BVE_GT2_5035 | 2 | Houston | YES | -0.006425 | 166.4 | 0 | 166.4 |  | 1.035 | CC | -1 | 0.054308 | 166.4 | 166.4 |  |  |  |  | -0.054308 | -9.0368
48523 | BVE_ST1_GN1 | 3 | Houston | YES | -0.006425 | 252.4 | 0 | 252.4 |  | 1.035 | CC | -1 | 0.054308 | 252.4 | 252.4 |  |  |  |  | -0.054308 | -13.7072
48926 | WAP_GN6_6 | 6 | Houston | YES | -0.006431 | 651 | 280 | 651 |  | 1.035 | LIGCO | -1 | 0.054314 | 0 | 651 |  |  |  |  | -0.054314 | 0
48927 | WAP_GN7_7 | 7 | Houston | YES | -0.006431 | 564 | 277 | 564 |  | 1.035 | LIGCO | -1 | 0.054314 | 0 | 564 |  |  |  |  | -0.054314 | 0
48928 | WAP_GN8_8 | 8 | Houston | YES | -0.006431 | 603 | 275 | 603 |  | 1.035 | LIGCO | -1 | 0.054314 | 0 | 603 |  |  |  |  | -0.054314 | 0
48730 | MNS_GT | 1 | Houston | YES | -0.006456 | 43 | 0 | 46.1 |  | 1.029 | Cogen | -1 | 0.054339 | 0 | 0 |  |  |  |  | -0.054339 | 0
39760 | TNSCLP1___8 | 1 | Houston | YES | -0.007221 | 93.4 | 20 | 116.8 | 0 | 1.04 | Cogen | -1 | 0.055104 | 0 | 0 |  |  |  |  | -0.055104 | 0
39770 | TNSCLP2___8 | 1 | Houston | YES | -0.007221 | 91.6 | 20 | 114.5 | 0 | 1.04 | Cogen | -1 | 0.055104 | 0 | 0 |  |  |  |  | -0.055104 | 0
39775 | TNSCLP4___8 | 1 | Houston | YES | -0.007221 | 95.2 | 20 | 119 | 0 | 1.04 | Cogen | -1 | 0.055104 | 0 | 0 |  |  |  |  | -0.055104 | 0
39790 | TNSCLP3___8 | 1 | Houston | YES | -0.007221 | 87.6 | 20 | 109.5 | 0 | 1.027 | Cogen | -1 | 0.055104 | 0 | 0 |  |  |  |  | -0.055104 | 0
48520 | BSF_GT1_8070 | 1 | Houston | YES | -0.007473 | 72 | 0 | 72 | 0 | 1.0326 | Cogen | -1 | 0.055356 | 0 | 0 |  |  |  |  | -0.055356 | 0
48520 | BSF_GT1_8070 | 2 | Houston | YES | -0.007473 | 10 | 0 | 10 | 0 | 1.0326 | Cogen | -1 | 0.055356 | 0 | 0 |  |  |  |  | -0.055356 | 0
49851 | DOW17000 | 37 | Houston | YES | -0.007777 | 39 | 0 | 62 | 0 | 1 | Cogen | -1 | 0.05566 | 0 | 0 |  |  |  |  | -0.05566 | 0
49858 | DOW38100 | 31 | Houston | YES | -0.007777 | 45 | 0 | 71.4 |  | 1 | Cogen | -1 | 0.05566 | 0 | 0 |  |  |  |  | -0.05566 | 0
49859 | DOW38200 | 33 | Houston | YES | -0.007777 | 28 | 0 | 45 | 0 | 1 | Cogen | -1 | 0.05566 | 0 | 0 |  |  |  |  | -0.05566 | 0
49860 | DOW38300 | 32 | Houston | YES | -0.007777 | 63 | 0 | 101 |  | 1 | Cogen | -1 | 0.05566 | 0 | 0 |  |  |  |  | -0.05566 | 0
49862 | DOW39100 | 36 | Houston | YES | -0.007777 | 54 | 0 | 86 | 0 | 1 | Cogen | -1 | 0.05566 | 0 | 0 |  |  |  |  | -0.05566 | 0
49863 | DOW39200 | 35 | Houston | YES | -0.007777 | 55 | 0 | 88 | 0 | 1 | Cogen | -1 | 0.05566 | 0 | 0 |  |  |  |  | -0.05566 | 0
49865 | DOW41000 | 41 | Houston | YES | -0.007777 | 31 | 0 | 50 |  | 1 | Cogen | -1 | 0.05566 | 0 | 0 |  |  |  |  | -0.05566 | 0
49866 | DOW42000 | 42 | Houston | YES | -0.007777 | 11 | 0 | 18 |  | 1 | Cogen | -1 | 0.05566 | 0 | 0 |  |  |  |  | -0.05566 | 0
49869 | DOW49000 | 45 | Houston | YES | -0.007777 | 59 | 0 | 94 |  | 1 | Cogen | -1 | 0.05566 | 0 | 0 |  |  |  |  | -0.05566 | 0
49870 | DOW61000 | 61 | Houston | YES | -0.007777 | 44 | 0 | 70 | 0 | 1 | Cogen | -1 | 0.05566 | 0 | 0 |  |  |  |  | -0.05566 | 0
49871 | DOW62000 | 62 | Houston | YES | -0.007777 | 40 | 0 | 63 | 0 | 1 | Cogen | -1 | 0.05566 | 0 | 0 |  |  |  |  | -0.05566 | 0
49872 | DOW63000 | 63 | Houston | YES | -0.007777 | 45 | 0 | 72 | 0 | 1 | Cogen | -1 | 0.05566 | 0 | 0 |  |  |  |  | -0.05566 | 0
49873 | DOW64000 | 64 | Houston | YES | -0.007777 | 41 | 0 | 64.8 | 0 | 1 | Cogen | -1 | 0.05566 | 0 | 0 |  |  |  |  | -0.05566 | 0
49876 | DOW65000 | 65 | Houston | YES | -0.007777 | 63 | 0 | 101 | 0 | 1 | Cogen | -1 | 0.05566 | 0 | 0 |  |  |  |  | -0.05566 | 0
49877 | DOW66000 | 66 | Houston | YES | -0.007777 | 61 | 0 | 97 | 0 | 1 | Cogen | -1 | 0.05566 | 0 | 0 |  |  |  |  | -0.05566 | 0
49878 | DOW67000 | 67 | Houston | YES | -0.007777 | 65 | 0 | 103 | 0 | 1 | Cogen | -1 | 0.05566 | 0 | 0 |  |  |  |  | -0.05566 | 0
49882 | DOW81000 | 81 | Houston | YES | -0.007777 | 47 | 0 | 76 | 0 | 1 | Cogen | -1 | 0.05566 | 0 | 0 |  |  |  |  | -0.05566 | 0
49884 | DOW82000 | 82 | Houston | YES | -0.007777 | 51 | 0 | 80 | 0 | 1 | Cogen | -1 | 0.05566 | 0 | 0 |  |  |  |  | -0.05566 | 0
49885 | DOW83000 | 83 | Houston | YES | -0.007777 | 51 | 0 | 80 | 0 | 1 | Cogen | -1 | 0.05566 | 0 | 0 |  |  |  |  | -0.05566 | 0
49886 | DOW84000 | 84 | Houston | YES | -0.007777 | 107 | 0 | 171 | 0 | 0.98 | Cogen | -1 | 0.05566 | 0 | 0 |  |  |  |  | -0.05566 | 0
13432 | SANDOW_5G | 5 | South | YES | -0.008239 | 581 | 225 | 581 |  | 1.029 | LIGCO | -1 | 0.056122 | 0 | 581 |  |  |  |  | -0.056122 | 0
48911 | TGF_GT1_8000 | 1 | Houston | YES | -0.008788 | 69.2 | 0 | 69.2 |  | 1.029 | Cogen | -1 | 0.056671 | 0 | 0 |  |  |  |  | -0.056671 | 0
48731 | CBE_GT1 | 1 | Houston | YES | -0.009029 | 76 | 0 | 76 | 0 | 1.029 | CC | -1 | 0.056912 | 76 | 76 |  |  |  |  | -0.056912 | -4.3253
48732 | CBE_GT2 | 1 | Houston | YES | -0.009029 | 76 | 0 | 76 | 0 | 1.029 | CC | -1 | 0.056912 | 76 | 76 |  |  |  |  | -0.056912 | -4.3253
48733 | CBE_ST12 | 1 | Houston | YES | -0.009029 | 105 | 0 | 105 | 0 | 1.029 | CC | -1 | 0.056912 | 105 | 105 |  |  |  |  | -0.056912 | -5.9757
48734 | CBE_GT3 | 1 | Houston | YES | -0.009029 | 76 | 0 | 76 | 0 | 1.029 | CC | -1 | 0.056912 | 76 | 76 |  |  |  |  | -0.056912 | -4.3253
48735 | CBE_GT4 | 1 | Houston | YES | -0.009029 | 76 | 0 | 76 | 0 | 1.029 | CC | -1 | 0.056912 | 76 | 76 |  |  |  |  | -0.056912 | -4.3253
48736 | CBE_ST34 | 1 | Houston | YES | -0.009029 | 105 | 0 | 105 | 0 | 1.029 | CC | -1 | 0.056912 | 105 | 105 |  |  |  |  | -0.056912 | -5.9757
5911 | STP_GN1___1 | 1 | Houston | YES | -0.009335 | 1333 | 1249 | 1333 | 0 | 1.0406 | Nuc | -1 | 0.057218 | 0 | 0 |  |  |  |  | -0.057218 | 0
5912 | STP_GN2___2 | 2 | Houston | YES | -0.009335 | 1332 | 1249 | 1332 | 0 | 1.0406 | Nuc | -1 | 0.057218 | 0 | 0 |  |  |  |  | -0.057218 | 0
80265 | LARECU40A | 4 | South | YES | -0.010354 | 80 | 0 | 100 |  | 1.039 | GGT | -1 | 0.058237 | 100 | 100 |  |  |  |  | -0.058237 | -5.8237
80266 | LARECU50A | 5 | South | YES | -0.010354 | 80 | 0 | 100 |  | 1.039 | GGT | -1 | 0.058237 | 100 | 100 |  |  |  |  | -0.058237 | -5.8237
80012 | LAR | F | South | YES | -0.010355 | 0 | 0 | 0 | 0 | 1.04 | DCTie | -1 | 0.058238 | 0 | 0 |  |  |  |  | -0.058238 | 0
3432 | SANDOW_4G | 4 | South | YES | -0.010682 | 580 | 225 | 580 |  | 1.029 | LIGCO | -1 | 0.058565 | 0 | 580 |  |  |  |  | -0.058565 | 0
58909 | PEARSALLSCG1 | 3 | South | YES | -0.011238 | 0 | 0 | 8.4 |  | 1.027 | Diesel | -1 | 0.059121 | 8.4 | 8.4 |  |  |  |  | -0.059121 | -0.49661
58909 | PEARSALLSCG1 | 4 | South | YES | -0.011238 | 0 | 0 | 8.4 |  | 1.027 | Diesel | -1 | 0.059121 | 8.4 | 8.4 |  |  |  |  | -0.059121 | -0.49661
58909 | PEARSALLSCG1 | 6 | South | YES | -0.011238 | 0 | 0 | 8.4 |  | 1.027 | Diesel | -1 | 0.059121 | 8.4 | 8.4 |  |  |  |  | -0.059121 | -0.49661
58909 | PEARSALLSCG1 | 5 | South | YES | -0.011238 | 0 | 0 | 8.4 |  | 1.027 | Diesel | -1 | 0.059121 | 8.4 | 8.4 |  |  |  |  | -0.059121 | -0.49661
58909 | PEARSALLSCG1 | 1 | South | YES | -0.011238 | 0 | 0 | 8.4 |  | 1.027 | Diesel | -1 | 0.059121 | 8.4 | 8.4 |  |  |  |  | -0.059121 | -0.49661
58909 | PEARSALLSCG1 | 2 | South | YES | -0.011238 | 0 | 0 | 8.4 |  | 1.027 | Diesel | -1 | 0.059121 | 8.4 | 8.4 |  |  |  |  | -0.059121 | -0.49661
58919 | PEARSALLSCG2 | 5 | South | YES | -0.011238 | 0 | 0 | 8.4 |  | 1.027 | Diesel | -1 | 0.059121 | 8.4 | 8.4 |  |  |  |  | -0.059121 | -0.49661
58919 | PEARSALLSCG2 | 6 | South | YES | -0.011238 | 0 | 0 | 8.4 |  | 1.027 | Diesel | -1 | 0.059121 | 8.4 | 8.4 |  |  |  |  | -0.059121 | -0.49661
58919 | PEARSALLSCG2 | 1 | South | YES | -0.011238 | 0 | 0 | 8.4 |  | 1.027 | Diesel | -1 | 0.059121 | 8.4 | 8.4 |  |  |  |  | -0.059121 | -0.49661
58919 | PEARSALLSCG2 | 2 | South | YES | -0.011238 | 0 | 0 | 8.4 |  | 1.027 | Diesel | -1 | 0.059121 | 8.4 | 8.4 |  |  |  |  | -0.059121 | -0.49661
58919 | PEARSALLSCG2 | 4 | South | YES | -0.011238 | 0 | 0 | 8.4 |  | 1.027 | Diesel | -1 | 0.059121 | 8.4 | 8.4 |  |  |  |  | -0.059121 | -0.49661
58919 | PEARSALLSCG2 | 3 | South | YES | -0.011238 | 0 | 0 | 8.4 |  | 1.027 | Diesel | -1 | 0.059121 | 8.4 | 8.4 |  |  |  |  | -0.059121 | -0.49661
58929 | PEARSALLSCG3 | 4 | South | YES | -0.011238 | 0 | 0 | 8.4 |  | 1.027 | Diesel | -1 | 0.059121 | 8.4 | 8.4 |  |  |  |  | -0.059121 | -0.49661
58929 | PEARSALLSCG3 | 6 | South | YES | -0.011238 | 0 | 0 | 8.4 |  | 1.027 | Diesel | -1 | 0.059121 | 8.4 | 8.4 |  |  |  |  | -0.059121 | -0.49661
58929 | PEARSALLSCG3 | 2 | South | YES | -0.011238 | 0 | 0 | 8.4 |  | 1.027 | Diesel | -1 | 0.059121 | 8.4 | 8.4 |  |  |  |  | -0.059121 | -0.49661
58929 | PEARSALLSCG3 | 5 | South | YES | -0.011238 | 0 | 0 | 8.4 |  | 1.027 | Diesel | -1 | 0.059121 | 8.4 | 8.4 |  |  |  |  | -0.059121 | -0.49661
58929 | PEARSALLSCG3 | 1 | South | YES | -0.011238 | 0 | 0 | 8.4 |  | 1.027 | Diesel | -1 | 0.059121 | 8.4 | 8.4 |  |  |  |  | -0.059121 | -0.49661
58929 | PEARSALLSCG3 | 3 | South | YES | -0.011238 | 0 | 0 | 8.4 |  | 1.027 | Diesel | -1 | 0.059121 | 8.4 | 8.4 |  |  |  |  | -0.059121 | -0.49661
58949 | PEARSALLSCG4 | 3 | South | YES | -0.011238 | 0 | 0 | 8.4 |  | 1.027 | Diesel | -1 | 0.059121 | 8.4 | 8.4 |  |  |  |  | -0.059121 | -0.49661
58949 | PEARSALLSCG4 | 2 | South | YES | -0.011238 | 0 | 0 | 8.4 |  | 1.027 | Diesel | -1 | 0.059121 | 8.4 | 8.4 |  |  |  |  | -0.059121 | -0.49661
58949 | PEARSALLSCG4 | 1 | South | YES | -0.011238 | 0 | 0 | 8.4 |  | 1.027 | Diesel | -1 | 0.059121 | 8.4 | 8.4 |  |  |  |  | -0.059121 | -0.49661
58949 | PEARSALLSCG4 | 4 | South | YES | -0.011238 | 0 | 0 | 8.4 |  | 1.027 | Diesel | -1 | 0.059121 | 8.4 | 8.4 |  |  |  |  | -0.059121 | -0.49661
58949 | PEARSALLSCG4 | 6 | South | YES | -0.011238 | 0 | 0 | 8.4 |  | 1.027 | Diesel | -1 | 0.059121 | 8.4 | 8.4 |  |  |  |  | -0.059121 | -0.49661
58949 | PEARSALLSCG4 | 5 | South | YES | -0.011238 | 0 | 0 | 8.4 |  | 1.027 | Diesel | -1 | 0.059121 | 8.4 | 8.4 |  |  |  |  | -0.059121 | -0.49661
88299 | ZAPATA | F | South | YES | -0.011701 | 0 | 0 | 0 | 0 | 1.02 | BLT | -1 | 0.059584 | 0 | 0 |  |  |  |  | -0.059584 | 0
5890 | PEARSALLGEN1 | 1 | South | YES | -0.012422 | 19.2 | 6 | 24 | 0 | 1.0226 | GST | -1 | 0.060305 | 24 | 24 |  |  |  |  | -0.060305 | -1.4473
5891 | PEARSALLGEN2 | 1 | South | YES | -0.012422 | 19.4 | 6 | 24.3 | 0 | 1.0226 | GST | -1 | 0.060305 | 24.3 | 24.3 |  |  |  |  | -0.060305 | -1.4654
5892 | PEARSALLGEN3 | 1 | South | YES | -0.012422 | 19.1 | 6 | 23.9 | 0 | 1.0226 | GST | -1 | 0.060305 | 23.9 | 23.9 |  |  |  |  | -0.060305 | -1.4413
5728 | FALCONHYDRO2 | 2 | South | YES | -0.012612 | 12 | 0 | 12 | 0 | 1.0234 | Hydro | -1 | 0.060495 | 0 | 0 |  |  |  |  | -0.060495 | 0
5729 | FALCONHYDRO3 | 3 | South | YES | -0.012612 | 11 | 0 | 11 | 0 | 1.0234 | Hydro | -1 | 0.060495 | 0 | 0 |  |  |  |  | -0.060495 | 0
8048 | FALCONHYDRO1 | 1 | South | YES | -0.012612 | 12 | 0 | 12 | 0 | 1.0234 | Hydro | -1 | 0.060495 | 0 | 0 |  |  |  |  | -0.060495 | 0
88508 | FALFURRI | F | South | YES | -0.012722 | 0 | 0 | 0 | 0 | 1 | AVR | -1 | 0.060605 | 0 | 0 |  |  |  |  | -0.060605 | 0
8134 | FOR #1 | 1 | South | YES | -0.012748 | 54.1 | 45 | 79 | 0 | 1 | Cogen | -1 | 0.060631 | 0 | 0 |  |  |  |  | -0.060631 | 0
8138 | FOR #2 | 2 | South | YES | -0.012748 | 63.1 | 45 | 81 | 0 | 1 | Cogen | -1 | 0.060631 | 0 | 0 |  |  |  |  | -0.060631 | 0
8153 | FOR #3 | 3 | South | YES | -0.012748 | 63.1 | 45 | 79.9 | 0 | 1 | Cogen | -1 | 0.060631 | 0 | 0 |  |  |  |  | -0.060631 | 0
8154 | FOR #4 | 4 | South | YES | -0.012748 | 63.1 | 60 | 80 | 0 | 1 | Cogen | -1 | 0.060631 | 0 | 0 |  |  |  |  | -0.060631 | 0
8155 | FOR #5 | 5 | South | YES | -0.012748 | 63.1 | 60 | 78.4 | 0 | 1 | Cogen | -1 | 0.060631 | 0 | 0 |  |  |  |  | -0.060631 | 0
8156 | FOR #6 | 6 | South | YES | -0.012748 | 24.9 | 5 | 25 | 0 | 1 | Cogen | -1 | 0.060631 | 0 | 0 |  |  |  |  | -0.060631 | 0
8157 | FOR #7 | 7 | South | YES | -0.012748 | 28.8 | 5 | 46 | 0 | 1 | Cogen | -1 | 0.060631 | 0 | 0 |  |  |  |  | -0.060631 | 0
80051 | FOR #8 | 8 | South | YES | -0.012748 | 28 | 28 | 28 |  | 1 | Cogen | -1 | 0.060631 | 0 | 0 |  |  |  |  | -0.060631 | 0
80052 | FOR #9 | 9 | South | YES | -0.012748 | 29.7 | 5 | 43.6 | 0 | 1 | Cogen | -1 | 0.060631 | 0 | 0 |  |  |  |  | -0.060631 | 0
80053 | FOR #10 | 10 | South | YES | -0.012748 | 68.4 | 45 | 75 | 0 | 1 | Cogen | -1 | 0.060631 | 0 | 0 |  |  |  |  | -0.060631 | 0
80226 | ALCOA G | 1 | South | YES | -0.012846 | 32.3 | 5 | 48 | 0 | 1.015 | Cogen | -1 | 0.060729 | 0 | 0 |  |  |  |  | -0.060729 | 0
8147 | UCAR #2 | 10 | South | YES | -0.013159 | 18.2 | 0 | 28 |  | 1 | Cogen | -1 | 0.061042 | 0 | 0 |  |  |  |  | -0.061042 | 0
8148 | UCAR #1 | 2 | South | YES | -0.013159 | 6.1 | 0 | 7 | 0 | 1.009 | Cogen | -1 | 0.061042 | 0 | 0 |  |  |  |  | -0.061042 | 0
80137 | CSDR89 | 9 | South | YES | -0.013159 | 15 | 0 | 15 | 0 | 1.003 | DCTie | -1 | 0.061042 | 0 | 0 |  |  |  |  | -0.061042 | 0
80137 | CSDR89 | 8 | South | YES | -0.013159 | 33.9 | 0 | 39 | 0 | 1.003 | DCTie | -1 | 0.061042 | 0 | 0 |  |  |  |  | -0.061042 | 0
80138 | CSDR7 | 7 | South | YES | -0.013159 | 6.1 | 0 | 7 | 0 | 1.014 | DCTie | -1 | 0.061042 | 0 | 0 |  |  |  |  | -0.061042 | 0
80139 | CSDR56 | 6 | South | YES | -0.013159 | 0 | 0 | 39 |  | 1.0033 | DCTie | -1 | 0.061042 | 0 | 0 |  |  |  |  | -0.061042 | 0
80139 | CSDR56 | 5 | South | YES | -0.013159 | 15 | 0 | 15 |  | 1.0033 | DCTie | -1 | 0.061042 | 0 | 0 |  |  |  |  | -0.061042 | 0
80140 | CSDR11 | 11 | South | YES | -0.013159 | 33.9 | 0 | 39 | 0 | 1.03 | DCTie | -1 | 0.061042 | 0 | 0 |  |  |  |  | -0.061042 | 0
80227 | AIRCO G | 1 | South | YES | -0.013214 | 7.2 | 0 | 8 | 0 | 1.0104 | Cogen | -1 | 0.061097 | 0 | 0 |  |  |  |  | -0.061097 | 0
80224 | VISTRONG1 | 1 | South | YES | -0.013299 | 13.1 | 0 | 15 | 0 | 1.01 | Cogen | -1 | 0.061182 | 0 | 0 |  |  |  |  | -0.061182 | 0
80225 | VISTRONG2 | 2 | South | YES | -0.013299 | 20.2 | 0 | 23 | 0 | 1.01 | Cogen | -1 | 0.061182 | 0 | 0 |  |  |  |  | -0.061182 | 0
5503 | RAYBURNGEN3 | 1 | South | YES | -0.013361 | 17.6 | 6 | 22 | 0 | 1.0224 | GST | -1 | 0.061244 | 22 | 22 |  |  |  |  | -0.061244 | -1.3474
5505 | RAYBURNGEN1 | 1 | South | YES | -0.013361 | 0 | 1 | 11 |  | 1.0223 | GGT | -1 | 0.061244 | 11 | 11 |  |  |  |  | -0.061244 | -0.67368
5506 | RAYBURNGEN2 | 1 | South | YES | -0.013361 | 0 | 1 | 11 |  | 1.0223 | GGT | -1 | 0.061244 | 11 | 11 |  |  |  |  | -0.061244 | -0.67368
7010 | L_FPPYD11_1Y | 1 | South | YES | -0.013445 | 547.4 | 200 | 606 | 0 | 1.02 | LIGCO | -1 | 0.061328 | 0 | 606 |  |  |  |  | -0.061328 | 0
7011 | L_FPPYD11_2Y | 2 | South | YES | -0.013445 | 552.2 | 200 | 598 | 0 | 1.02 | LIGCO | -1 | 0.061328 | 0 | 598 |  |  |  |  | -0.061328 | 0
7012 | L_FPPYD21_3Y | 3 | South | YES | -0.013447 | 427.5 | 200 | 436 | 0 | 1.02 | LIGCO | -1 | 0.06133 | 0 | 436 |  |  |  |  | -0.06133 | 0
8066 | DUP1V#1 | 1 | South | YES | -0.013536 | 52.3 | 0 | 73 | 0 | 1.01 | Cogen | -1 | 0.061419 | 0 | 0 |  |  |  |  | -0.061419 | 0
5508 | RAYBURNCC9 | 1 | South | YES | -0.013547 | 47.7 | 18.2 | 47.7 | 0 | 1.0296 | CC | -1 | 0.06143 | 47.7 | 47.7 |  |  |  |  | -0.06143 | -2.9302
5509 | RAYBURNCC10 | 1 | South | YES | -0.013547 | 37.3 | 5.2 | 37.3 | 0 | 1.0296 | CC | -1 | 0.06143 | 37.3 | 37.3 |  |  |  |  | -0.06143 | -2.2913
5511 | RAYBURNCC7 | 1 | South | YES | -0.013547 | 47.5 | 18.2 | 47.5 | 0 | 1.0296 | CC | -1 | 0.06143 | 47.5 | 47.5 |  |  |  |  | -0.06143 | -2.9179
5512 | RAYBURNCC8 | 1 | South | YES | -0.013547 | 49.3 | 18.2 | 49.3 | 0 | 1.0296 | CC | -1 | 0.06143 | 49.3 | 49.3 |  |  |  |  | -0.06143 | -3.0285
8933 | FGNTS001 | 1 | South | YES | -0.013565 | 146.5 | 0 | 146.5 | 0 | 1.03 | CC | -1 | 0.061448 | 146.5 | 146.5 |  |  |  |  | -0.061448 | -9.0021
8934 | FGNTS101 | 2 | South | YES | -0.013565 | 147.9 | 0 | 147.9 | 0 | 1.03 | CC | -1 | 0.061448 | 147.9 | 147.9 |  |  |  |  | -0.061448 | -9.0881
8935 | FGNTS201 | 3 | South | YES | -0.013565 | 173 | 0 | 173 | 0 | 1.03 | CC | -1 | 0.061448 | 173 | 173 |  |  |  |  | -0.061448 | -10.6304
7007 | L_LOSTPI1_1Y | 1 | South | YES | -0.013566 | 158.6 | 110 | 158 | 0 | 1 | CC | -1 | 0.061449 | 158 | 158 |  |  |  |  | -0.061449 | -9.7089
7008 | L_LOSTPI1_2Y | 2 | South | YES | -0.013566 | 157.7 | 107 | 160 | 0 | 1 | CC | -1 | 0.061449 | 160 | 160 |  |  |  |  | -0.061449 | -9.8318
7009 | L_LOSTPI1_3Y | 3 | South | YES | -0.013566 | 173.9 | 72 | 175 | 0 | 1 | CC | -1 | 0.061449 | 175 | 175 |  |  |  |  | -0.061449 | -10.7535
8926 | LGE_GT10A | 1 | South | YES | -0.013626 | 158 | 0 | 158 | 0 | 1.03 | Cogen | -1 | 0.061509 | 0 | 0 |  |  |  |  | -0.061509 | 0
8927 | LGE_GT20A | 2 | South | YES | -0.013626 | 153 | 0 | 153 | 0 | 1.03 | Cogen | -1 | 0.061509 | 0 | 0 |  |  |  |  | -0.061509 | 0
8928 | LGE_STG0A | 3 | South | YES | -0.013626 | 100 | 0 | 100 | 0 | 1.03 | Cogen | -1 | 0.061509 | 0 | 0 |  |  |  |  | -0.061509 | 0
8930 | ICPGN10A | 1 | South | YES | -0.013626 | 149 | 0 | 149 | 0 | 1.03 | Cogen | -1 | 0.061509 | 0 | 0 |  |  |  |  | -0.061509 | 0
8931 | ICPGN20A | 2 | South | YES | -0.013626 | 150 | 0 | 150 | 0 | 1.03 | Cogen | -1 | 0.061509 | 0 | 0 |  |  |  |  | -0.061509 | 0
8932 | ICPGN30A | 3 | South | YES | -0.013626 | 127 | 0 | 127 | 0 | 1.03 | Cogen | -1 | 0.061509 | 0 | 0 |  |  |  |  | -0.061509 | 0
80223 | REYSHR G | 1 | South | YES | -0.013626 | 12 | 0 | 12 | 0 | 1.032 | Cogen | -1 | 0.061509 | 0 | 0 |  |  |  |  | -0.061509 | 0
8173 | VICEC51A | 5 | South | YES | -0.013671 | 144 | 18 | 144 | 0 | 1.025 | CC | -1 | 0.061554 | 144 | 144 |  |  |  |  | -0.061554 | -8.8637
8174 | VICEC61A | 6 | South | YES | -0.013671 | 188 | 42 | 188 | 0 | 1.025 | CC | -1 | 0.061554 | 188 | 188 |  |  |  |  | -0.061554 | -11.5721
8442 | NBEC7 | 7 | South | YES | -0.013725 | 0 | 81 | 367 |  | 1.0298 | GST | -1 | 0.061608 | 367 | 367 |  |  |  |  | -0.061608 | -22.61
8442 | NBEC7 | MB | South | YES | -0.013725 | 0 | 81 | 367 |  | 1.0298 | GST | -1 | 0.061608 | 0 | 0 |  |  |  |  | -0.061608 | 0
8560 | CNOPGT1 | 1 | South | YES | -0.013726 | 148.3 | 0 | 148.3 | 0 | 1.03 | Cogen | -1 | 0.061609 | 0 | 0 |  |  |  |  | -0.061609 | 0
8561 | CNOPGT2 | 2 | South | YES | -0.013726 | 148.6 | 0 | 148.6 | 0 | 1.03 | Cogen | -1 | 0.061609 | 0 | 0 |  |  |  |  | -0.061609 | 0
8562 | CNOPST1 | 3 | South | YES | -0.013726 | 153 | 0 | 153 | 0 | 1.03 | Cogen | -1 | 0.061609 | 0 | 0 |  |  |  |  | -0.061609 | 0
8936 | MVGN#1 | 1 | South | YES | -0.013726 | 216.6 | 0 | 216.6 | 0 | 1.0304 | CC | -1 | 0.061609 | 216.6 | 216.6 |  |  |  |  | -0.061609 | -13.3444
8937 | MVGN#2 | 2 | South | YES | -0.013726 | 216.7 | 0 | 216.7 | 0 | 1.0304 | CC | -1 | 0.061609 | 216.7 | 216.7 |  |  |  |  | -0.061609 | -13.3506
8938 | MVGN#3 | 3 | South | YES | -0.013726 | 250.9 | 0 | 250.9 | 0 | 1.0304 | CC | -1 | 0.061609 | 250.9 | 250.9 |  |  |  |  | -0.061609 | -15.4576
8981 | HECN1 | 1 | South | YES | -0.013726 | 144.8 | 0 | 144.8 | 0 | 1.0304 | CC | -1 | 0.061609 | 144.8 | 144.8 |  |  |  |  | -0.061609 | -8.9209
8982 | HECN2 | 2 | South | YES | -0.013726 | 144.1 | 0 | 144.1 | 0 | 1.0304 | CC | -1 | 0.061609 | 144.1 | 144.1 |  |  |  |  | -0.061609 | -8.8778
8983 | HECN3 | 3 | South | YES | -0.013726 | 171.9 | 0 | 171.9 | 0 | 1.0304 | CC | -1 | 0.061609 | 171.9 | 171.9 |  |  |  |  | -0.061609 | -10.5905
8456 | COSW#1 | 1 | South | YES | -0.013732 | 20 | 0 | 20 | 0 | 1.027 | Cogen | -1 | 0.061615 | 0 | 0 |  |  |  |  | -0.061615 | 0
8457 | COSW#2 | 2 | South | YES | -0.013732 | 14 | 0 | 14 | 0 | 1.027 | Cogen | -1 | 0.061615 | 0 | 0 |  |  |  |  | -0.061615 | 0
8506 | VAL #1 | 1 | South | YES | -0.013738 | 20.9 | 0 | 25 | 0 | 1.0055 | Cogen | -1 | 0.061621 | 0 | 0 |  |  |  |  | -0.061621 | 0
8507 | VAL #2 | 2 | South | YES | -0.013738 | 20.9 | 0 | 25 | 0 | 1.0055 | Cogen | -1 | 0.061621 | 0 | 0 |  |  |  |  | -0.061621 | 0
8461 | KOCH_UP0A | 1 | South | YES | -0.013743 | 38 | 0 | 38 | 0 | 1.012 | Cogen | -1 | 0.061626 | 0 | 0 |  |  |  |  | -0.061626 | 0
8459 | B_DAVIS0B | MB | South | YES | -0.013753 | 0 | 50 | 339 |  | 1.03 | GSC | -1 | 0.061636 | 0 | 0 |  |  |  |  | -0.061636 | 0
8460 | B_DAVIS0A | MB | South | YES | -0.013753 | 0 | 50 | 340 |  | 1.03 | GSC | -1 | 0.061636 | 0 | 0 |  |  |  |  | -0.061636 | 0
80263 | B_DAVIS31A | 3 | South | YES | -0.013753 | 0 | 0 | 180 |  | 1.0366 | CC | -1 | 0.061636 | 180 | 180 |  |  |  |  | -0.061636 | -11.0944
80264 | B_DAVIS41A | 4 | South | YES | -0.013753 | 0 | 0 | 180 |  | 1.0366 | CC | -1 | 0.061636 | 180 | 180 |  |  |  |  | -0.061636 | -11.0944
8511 | OXY_CC0A | 1 | South | YES | -0.01376 | 30.3 | 0 | 38 | 0 | 1.027 | Cogen | -1 | 0.061643 | 0 | 0 |  |  |  |  | -0.061643 | 0
5932 | SI_RAY9 | 9 | South | YES | -0.013792 | 32 | 32 | 38 | 0 | 1.035 | CC | -1 | 0.061675 | 38 | 38 |  |  |  |  | -0.061675 | -2.3436
5933 | SI_RAY6 | 6 | South | YES | -0.013792 | 15.4 | 10 | 19.3 | 0 | 1.035 | GST | -1 | 0.061675 | 19.3 | 19.3 |  |  |  |  | -0.061675 | -1.1903
5935 | SI_RAY10 | 10 | South | YES | -0.013792 | 47 | 10 | 47 | 0 | 1.03 | CC | -1 | 0.061675 | 47 | 47 |  |  |  |  | -0.061675 | -2.8987
80003 | MILHWYS | F | South | YES | -0.013792 | 0 | 0 | 0 | 0 | 1.0168 | AVR | -1 | 0.061675 | 0 | 0 |  |  |  |  | -0.061675 | 0
8517 | CELANEBI0A | 1 | South | YES | -0.013799 | 29 | 0 | 29 | 0 | 1.02 | Cogen | -1 | 0.061682 | 0 | 0 |  |  |  |  | -0.061682 | 0
80080 | GWINDT11A | 3 | South | YES | -0.013834 | 0 | 0 | 38 | 0 | 1.025 | Wind | -1 | 0.061717 | 0 | 38 |  |  |  |  | -0.061717 | 0
80080 | GWINDT11A | 4 | South | YES | -0.013834 | 3.8 | 0 | 19 | 0 | 1.025 | Wind | -1 | 0.061717 | 0 | 19 |  |  |  |  | -0.061717 | 0
80080 | GWINDT11A | 2 | South | YES | -0.013834 | 0 | 0 | 41 | 0 | 1.025 | Wind | -1 | 0.061717 | 0 | 41 |  |  |  |  | -0.061717 | 0
80080 | GWINDT11A | 1 | South | YES | -0.013834 | 28.2 | 0 | 94 | 0 | 1.025 | Wind | -1 | 0.061717 | 0 | 94 |  |  |  |  | -0.061717 | 0
80081 | GWINDT21A | 4 | South | YES | -0.013834 | 4.4 | 0 | 22 | 0 | 1.025 | Wind | -1 | 0.061717 | 0 | 22 |  |  |  |  | -0.061717 | 0
80081 | GWINDT21A | 1 | South | YES | -0.013834 | 28.2 | 0 | 94 | 0 | 1.025 | Wind | -1 | 0.061717 | 0 | 94 |  |  |  |  | -0.061717 | 0
80081 | GWINDT21A | 3 | South | YES | -0.013834 | 8.6 | 0 | 43 | 0 | 1.025 | Wind | -1 | 0.061717 | 0 | 43 |  |  |  |  | -0.061717 | 0
80081 | GWINDT21A | 2 | South | YES | -0.013834 | 7.2 | 0 | 36 | 0 | 1.025 | Wind | -1 | 0.061717 | 0 | 36 |  |  |  |  | -0.061717 | 0
80180 | PNSCALT11A | 2 | South | YES | -0.013834 | 10 | 0 | 50 | 0 | 1.025 | Wind | -1 | 0.061717 | 0 | 50 |  |  |  |  | -0.061717 | 0
80180 | PNSCALT11A | 1 | South | YES | -0.013834 | 43.8 | 0 | 148 | 0 | 1.025 | Wind | -1 | 0.061717 | 0 | 148 |  |  |  |  | -0.061717 | 0
80181 | PNSCALT21A | 2 | South | YES | -0.013834 | 10 | 0 | 50 | 0 | 1.025 | Wind | -1 | 0.061717 | 0 | 50 |  |  |  |  | -0.061717 | 0
80181 | PNSCALT21A | 1 | South | YES | -0.013834 | 16.5 | 0 | 55 | 0 | 1.025 | Wind | -1 | 0.061717 | 0 | 55 |  |  |  |  | -0.061717 | 0
88198 | BEEVILLE | F | South | YES | -0.014304 | 0 | 0 | 0 | 0 | 1.02 | AVR | -1 | 0.062187 | 0 | 0 |  |  |  |  | -0.062187 | 0
7303 | L_WPPGS12_1Y | 1 | South | YES | -0.014415 | 50 | 0 | 50 | 0 | 1.025 | GGT | -1 | 0.062298 | 50 | 50 |  |  |  |  | -0.062298 | -3.1149
7303 | L_WPPGS12_1Y | 2 | South | YES | -0.014415 | 50 | 0 | 50 | 0 | 1.025 | GGT | -1 | 0.062298 | 50 | 50 |  |  |  |  | -0.062298 | -3.1149
7305 | L_WPPGS34_1Y | 3 | South | YES | -0.014415 | 50 | 0 | 50 | 0 | 1.025 | GGT | -1 | 0.062298 | 50 | 50 |  |  |  |  | -0.062298 | -3.1149
7305 | L_WPPGS34_1Y | 4 | South | YES | -0.014415 | 50 | 0 | 50 | 0 | 1.025 | GGT | -1 | 0.062298 | 50 | 50 |  |  |  |  | -0.062298 | -3.1149
8161 | COLETO0A | 1 | South | YES | -0.014505 | 633 | 200 | 633 | 0 | 1.03 | LIGCO | -1 | 0.062388 | 0 | 633 |  |  |  |  | -0.062388 | 0
7807 | L_BASTEN1_1Y | 1 | South | YES | -0.014517 | 152.5 | 83.5 | 152.5 | 0 | 1.004 | CC | -1 | 0.0624 | 152.5 | 152.5 |  |  |  |  | -0.0624 | -9.5159
7808 | L_BASTEN1_2Y | 1 | South | YES | -0.014517 | 149.5 | 83.5 | 149.5 | 0 | 1.004 | CC | -1 | 0.0624 | 149.5 | 149.5 |  |  |  |  | -0.0624 | -9.3287
7809 | L_BASTEN1_3Y | 1 | South | YES | -0.014517 | 232.6 | 42 | 232.6 | 0 | 1.004 | CC | -1 | 0.0624 | 232.6 | 232.6 |  |  |  |  | -0.0624 | -14.5141
8189 | CUECPL2A | 1 | South | YES | -0.015422 | 12 | 0 | 12 | 0 | 1.02 | Cogen | -1 | 0.063305 | 0 | 0 |  |  |  |  | -0.063305 | 0
7004 | L_SIMGID1_1Y | 1 | South | YES | -0.015795 | 132 | 40 | 132 | 0 | 1.02 | GST | -1 | 0.063678 | 132 | 132 |  |  |  |  | -0.063678 | -8.4054
7005 | L_SIMGID1_2Y | 2 | South | YES | -0.015795 | 133 | 32 | 139 | 0 | 1.02 | GST | -1 | 0.063678 | 139 | 139 |  |  |  |  | -0.063678 | -8.8512
7006 | L_SIMGID1_3Y | 3 | South | YES | -0.015795 | 324.9 | 60 | 329 | 0 | 1.02 | GST | -1 | 0.063678 | 329 | 329 |  |  |  |  | -0.063678 | -20.9499
5903 | SANMIGUELGEN | 1 | South | YES | -0.015891 | 396.3 | 180 | 396.3 | 0 | 1.0336 | LIGCO | -1 | 0.063774 | 0 | 396.3 |  |  |  |  | -0.063774 | 0
7624 | L_LAKEWO9_1Y | 1 | South | YES | -0.016539 | 0 | 0 | 2.4 |  | 1 | Hydro | -1 | 0.064422 | 0 | 0 |  |  |  |  | -0.064422 | 0
7624 | L_LAKEWO9_1Y | 2 | South | YES | -0.016539 | 0 | 0 | 2.4 |  | 1 | Hydro | -1 | 0.064422 | 0 | 0 |  |  |  |  | -0.064422 | 0
9002 | DECKR_G3 | 3 | South | YES | -0.017114 | 0 | 24 | 42 |  | 1.015 | GGT | -1 | 0.064997 | 42 | 42 |  |  |  |  | -0.064997 | -2.7299
9003 | DECKR_G4 | 4 | South | YES | -0.017114 | 44 | 24 | 44 | 0 | 1.015 | GGT | -1 | 0.064997 | 44 | 44 |  |  |  |  | -0.064997 | -2.8598
9004 | DECKR_G5 | 5 | South | YES | -0.017114 | 44 | 24 | 44 | 0 | 1.015 | GGT | -1 | 0.064997 | 44 | 44 |  |  |  |  | -0.064997 | -2.8598
9005 | DECKR_G6 | 6 | South | YES | -0.017114 | 44 | 24 | 47 | 0 | 1.015 | GGT | -1 | 0.064997 | 47 | 47 |  |  |  |  | -0.064997 | -3.0548
7800 | L_GUADGE1_1Y | 1 | South | YES | -0.01722 | 147 | 30 | 147 | 0 | 1.02 | CC | -1 | 0.065103 | 147 | 147 |  |  |  |  | -0.065103 | -9.5701
7801 | L_GUADGE1_2Y | 2 | South | YES | -0.01722 | 138 | 30 | 138 | 0 | 1.02 | CC | -1 | 0.065103 | 138 | 138 |  |  |  |  | -0.065103 | -8.9841
7802 | L_GUADGE1_3Y | 3 | South | YES | -0.01722 | 146 | 30 | 146 | 0 | 1.02 | CC | -1 | 0.065103 | 146 | 146 |  |  |  |  | -0.065103 | -9.505
7803 | L_GUADGE1_4Y | 4 | South | YES | -0.01722 | 149 | 30 | 149 | 0 | 1.02 | CC | -1 | 0.065103 | 149 | 149 |  |  |  |  | -0.065103 | -9.7003
7804 | L_GUADGE1_5Y | 5 | South | YES | -0.01722 | 182 | 30 | 182 | 0 | 1.02 | CC | -1 | 0.065103 | 182 | 182 |  |  |  |  | -0.065103 | -11.8487
7805 | L_GUADGE1_6Y | 6 | South | YES | -0.01722 | 203 | 30 | 203 | 0 | 1.02 | CC | -1 | 0.065103 | 203 | 203 |  |  |  |  | -0.065103 | -13.2158
7810 | L_RIONOG1G1Y | 1 | South | YES | -0.017275 | 148 | 0 | 148 | 0 | 1.02 | CC | -1 | 0.065158 | 148 | 148 |  |  |  |  | -0.065158 | -9.6433
7811 | L_RIONOG1G2Y | 2 | South | YES | -0.017275 | 148 | 0 | 148 | 0 | 1.02 | CC | -1 | 0.065158 | 148 | 148 |  |  |  |  | -0.065158 | -9.6433
7812 | L_RIONOG1G3Y | 3 | South | YES | -0.017275 | 154 | 0 | 154 | 0 | 1.02 | CC | -1 | 0.065158 | 154 | 154 |  |  |  |  | -0.065158 | -10.0343
7813 | L_RIONOG1S1Y | 4 | South | YES | -0.017275 | 293 | 0 | 293 | 0 | 1.02 | CC | -1 | 0.065158 | 293 | 293 |  |  |  |  | -0.065158 | -19.0911
7014 | L_HAYSEN1_1Y | 1 | South | YES | -0.017432 | 223.9 | 74 | 223.9 | 0 | 1.008 | CC | -1 | 0.065315 | 223.9 | 223.9 |  |  |  |  | -0.065315 | -14.6239
7015 | L_HAYSEN1_2Y | 2 | South | YES | -0.017432 | 225 | 74 | 225 | 0 | 1.008 | CC | -1 | 0.065315 | 225 | 225 |  |  |  |  | -0.065315 | -14.6958
7016 | L_HAYSEN1_3Y | 3 | South | YES | -0.017432 | 224.6 | 74 | 224.6 | 0 | 1.008 | CC | -1 | 0.065315 | 224.6 | 224.6 |  |  |  |  | -0.065315 | -14.6696
7017 | L_HAYSEN1_4Y | 4 | South | YES | -0.017432 | 226.7 | 74 | 226.7 | 0 | 1.008 | CC | -1 | 0.065315 | 226.7 | 226.7 |  |  |  |  | -0.065315 | -14.8068
9016 | SANDH_G1 | 1 | South | YES | -0.01748 | 45 | 2 | 49 | 0 | 1.0175 | GGT | -1 | 0.065363 | 49 | 49 |  |  |  |  | -0.065363 | -3.2028
9017 | SANDH_G2 | 2 | South | YES | -0.01748 | 45 | 2 | 46 | 0 | 1.0175 | GGT | -1 | 0.065363 | 46 | 46 |  |  |  |  | -0.065363 | -3.0067
9018 | SANDH_G3 | 3 | South | YES | -0.01748 | 45 | 2 | 46 | 0 | 1.0175 | GGT | -1 | 0.065363 | 46 | 46 |  |  |  |  | -0.065363 | -3.0067
9019 | SANDH_G4 | 4 | South | YES | -0.01748 | 0 | 2 | 47 |  | 1.0175 | GGT | -1 | 0.065363 | 47 | 47 |  |  |  |  | -0.065363 | -3.072
9020 | SANDHG5A | 5A | South | YES | -0.01748 | 150 | 84 | 155 | 0 | 1.0175 | CC | -1 | 0.065363 | 155 | 155 |  |  |  |  | -0.065363 | -10.1312
9021 | SANDHG5C | 5C | South | YES | -0.01748 | 140 | 0 | 148 | 0 | 1.0175 | CC | -1 | 0.065363 | 148 | 148 |  |  |  |  | -0.065363 | -9.6737
9000 | DECKR_G1 | 1 | South | YES | -0.017525 | 280 | 50 | 321 | 0 | 1.015 | GST | -1 | 0.065408 | 321 | 321 |  |  |  |  | -0.065408 | -20.9958
9001 | DECKR_G2 | 2 | South | YES | -0.017525 | 400 | 50 | 426 | 0 | 1.015 | GST | -1 | 0.065408 | 426 | 426 |  |  |  |  | -0.065408 | -27.8636
7605 | L_MCQUEE9_1Y | 1 | South | YES | -0.017565 | 0 | 0 | 2.4 |  | 1.025 | Hydro | -1 | 0.065448 | 0 | 0 |  |  |  |  | -0.065448 | 0
7605 | L_MCQUEE9_1Y | 2 | South | YES | -0.017565 | 0 | 0 | 2.4 |  | 1.025 | Hydro | -1 | 0.065448 | 0 | 0 |  |  |  |  | -0.065448 | 0
7605 | L_MCQUEE9_1Y | 3 | South | YES | -0.017565 | 0 | 0 | 2.8 |  | 1.025 | Hydro | -1 | 0.065448 | 0 | 0 |  |  |  |  | -0.065448 | 0
7609 | L_SCHUMA8_1Y | 1 | South | YES | -0.017895 | 0 | 0 | 4 |  | 1 | Hydro | -1 | 0.065778 | 0 | 0 |  |  |  |  | -0.065778 | 0
5401 | CALAVER_JKS1 | 1 | South | YES | -0.017908 | 562 | 100 | 562 | 0 | 1.026 | LIGCO | -1 | 0.065791 | 0 | 562 |  |  |  |  | -0.065791 | 0
5026 | BRAUNIG_VHB1 | 1 | South | YES | -0.017973 | 215 | 40 | 215 | 0 | 1.0192 | GST | -1 | 0.065856 | 215 | 215 |  |  |  |  | -0.065856 | -14.1589
5027 | BRAUNIG_VHB2 | 2 | South | YES | -0.017973 | 216 | 40 | 216 | 0 | 1.0192 | GST | -1 | 0.065856 | 216 | 216 |  |  |  |  | -0.065856 | -14.2248
5264 | LEON_LCP3G3 | 3 | South | YES | -0.01798 | 0 | 20 | 58 |  | 1.0197 | GST | -1 | 0.065863 | 58 | 58 |  |  |  |  | -0.065863 | -3.82
5265 | LEON_LCP4G4 | 4 | South | YES | -0.01798 | 89 | 25 | 89 | 0 | 1.0197 | GST | -1 | 0.065863 | 89 | 89 |  |  |  |  | -0.065863 | -5.8618
5266 | LEON_LCPCT1 | 1 | South | YES | -0.01798 | 44 | 24 | 44 | 0 | 1.0197 | GGT | -1 | 0.065863 | 44 | 44 |  |  |  |  | -0.065863 | -2.898
5267 | LEON_LCPCT2 | 2 | South | YES | -0.01798 | 44 | 24 | 44 | 0 | 1.0197 | GGT | -1 | 0.065863 | 44 | 44 |  |  |  |  | -0.065863 | -2.898
5268 | LEON_LCPCT3 | 3 | South | YES | -0.01798 | 43 | 24 | 43 | 0 | 1.0197 | GGT | -1 | 0.065863 | 43 | 43 |  |  |  |  | -0.065863 | -2.8321
5269 | LEON_LCPCT4 | 4 | South | YES | -0.01798 | 45 | 24 | 45 | 0 | 1.0197 | GGT | -1 | 0.065863 | 45 | 45 |  |  |  |  | -0.065863 | -2.9638
5396 | CALAVER_OWS1 | 1 | South | YES | -0.018055 | 418 | 80 | 418 | 0 | 1.0192 | GST | -1 | 0.065938 | 418 | 418 |  |  |  |  | -0.065938 | -27.5619
5397 | CALAVER_OWS2 | 2 | South | YES | -0.018055 | 400 | 80 | 400 | 0 | 1.0192 | GST | -1 | 0.065938 | 400 | 400 |  |  |  |  | -0.065938 | -26.375
5436 | TUTTL_WBT1G1 | 1 | South | YES | -0.018082 | 48.8 | 20 | 61 | 0 | 1.012 | GST | -1 | 0.065965 | 61 | 61 |  |  |  |  | -0.065965 | -4.0238
5438 | TUTTL_WBT3G3 | 3 | South | YES | -0.018082 | 95 | 25 | 95 | 0 | 1.012 | GST | -1 | 0.065965 | 95 | 95 |  |  |  |  | -0.065965 | -6.2666
5439 | TUTTL_WBT4G4 | 4 | South | YES | -0.018082 | 151 | 40 | 151 | 0 | 1.012 | GST | -1 | 0.065965 | 151 | 151 |  |  |  |  | -0.065965 | -9.9606
5028 | BRAUNIG_VHB3 | 3 | South | YES | -0.018169 | 407 | 60 | 407 | 0 | 1.0138 | GST | -1 | 0.066052 | 407 | 407 |  |  |  |  | -0.066052 | -26.883
5111 | CALAVER_JTD1 | 1 | South | YES | -0.018187 | 430 | 80 | 430 | 0 | 1.0138 | LIGCO | -1 | 0.06607 | 0 | 430 |  |  |  |  | -0.06607 | 0
5112 | CALAVER_JTD2 | 2 | South | YES | -0.018187 | 430 | 80 | 430 | 0 | 1.0138 | LIGCO | -1 | 0.06607 | 0 | 430 |  |  |  |  | -0.06607 | 0
7020 | L_AUSTPL1_1Y | 1 | South | YES | -0.018192 | 0 | 0 | 8 |  | 1 | Hydro | -1 | 0.066075 | 0 | 0 |  |  |  |  | -0.066075 | 0
7020 | L_AUSTPL1_1Y | 2 | South | YES | -0.018192 | 0 | 0 | 8 |  | 1 | Hydro | -1 | 0.066075 | 0 | 0 |  |  |  |  | -0.066075 | 0
5476 | BRA_AVR1_CT1 | 1 | South | YES | -0.01837 | 155 | 90 | 155 | 0 | 1.025 | CC | -1 | 0.066253 | 155 | 155 |  |  |  |  | -0.066253 | -10.2691
5477 | BRA_AVR1_ST | 1 | South | YES | -0.01837 | 174 | 138 | 174 | 0 | 1.025 | CC | -1 | 0.066253 | 174 | 174 |  |  |  |  | -0.066253 | -11.5279
5478 | BRA_AVR1_CT2 | 1 | South | YES | -0.01837 | 155 | 90 | 155 | 0 | 1.025 | CC | -1 | 0.066253 | 155 | 155 |  |  |  |  | -0.066253 | -10.2691
7487 | L_CANYHY8_1Y | 1 | South | YES | -0.020352 | 0 | 0 | 6 |  | 1 | Hydro | -1 | 0.068235 | 0 | 0 |  |  |  |  | -0.068235 | 0
7031 | L_MARSFO1G1Y | 1 | South | YES | -0.024859 | 0 | 0 | 36 |  | 1 | Hydro | -1 | 0.072742 | 0 | 0 |  |  |  |  | -0.072742 | 0
7032 | L_MARSFO1G2Y | 2 | South | YES | -0.024859 | 0 | 0 | 35 |  | 1 | Hydro | -1 | 0.072742 | 0 | 0 |  |  |  |  | -0.072742 | 0
7033 | L_MARSFO1G3Y | 3 | South | YES | -0.024859 | 0 | 0 | 36 |  | 1 | Hydro | -1 | 0.072742 | 0 | 0 |  |  |  |  | -0.072742 | 0
7022 | L_BUCHAN1_1Y | 1 | South | YES | -0.038716 | 0 | 0 | 18 |  | 1 | Hydro | -1 | 0.086599 | 0 | 0 |  |  |  |  | -0.086599 | 0
7023 | L_BUCHAN1_2Y | 2 | South | YES | -0.038716 | 0 | 0 | 18 |  | 1 | Hydro | -1 | 0.086599 | 0 | 0 |  |  |  |  | -0.086599 | 0
7024 | L_BUCHAN1_3Y | 3 | South | YES | -0.038716 | 0 | 0 | 15 |  | 1 | Hydro | -1 | 0.086599 | 0 | 0 |  |  |  |  | -0.086599 | 0
7028 | L_MARBFA1_1Y | 1 | South | YES | -0.040673 | 0 | 0 | 18 |  | 1 | Hydro | -1 | 0.088556 | 0 | 0 |  |  |  |  | -0.088556 | 0
7029 | L_MARBFA1_2Y | 2 | South | YES | -0.040673 | 0 | 0 | 18 |  | 1 | Hydro | -1 | 0.088556 | 0 | 0 |  |  |  |  | -0.088556 | 0
7035 | L_WIRTZ_1G1Y | 1 | South | YES | -0.045172 | 0 | 0 | 29 |  | 1 | Hydro | -1 | 0.093055 | 0 | 0 |  |  |  |  | -0.093055 | 0
7036 | L_WIRTZ_1G2Y | 2 | South | YES | -0.045172 | 0 | 0 | 29.7 |  | 1 | Hydro | -1 | 0.093055 | 0 | 0 |  |  |  |  | -0.093055 | 0
7000 | L_FERGUS1_1Y | 1 | South | YES | -0.048317 | 400 | 65 | 423.3 | 0 | 1.015 | GSC | -1 | 0.0962 | 423.3 | 423.3 |  |  |  |  | -0.0962 | -40.7213
7026 | L_INKSDA1_1Y | 1 | South | YES | -0.059855 | 0 | 0 | 13.7 |  | 1 | Hydro | -1 | 0.10774 | 0 | 0 |  |  |  |  | -0.10774 | 0
Note on AL4: Zonal Cap - Zonal Impact

## Distributed Slack - Inc
Number of Bus | Name of Bus | ID | Area Name of Gen | AGC | P Sensitivity of Bus | Gen MW | Min MW | Max MW | V Sensitivity of Bus | Set Volt | Tech Type | Zone Impact | Zone Correlation | Inc Max | Dec Max | Souce S.F. Weighting | Souce Capacity | Sink S.F. Weighting | Sink Capacity | PTDF Calc | PTDF Weighting | Cumulative Share of Zonal Cap | Cumulative Share of Zonal Impact | Cont_ Sarc to Comchess OL_ SanAngelo to Menard(Shrew) |  | i_PTDF_INC_pt | 543 |  | THW_5556 | Unit at max
7026 | L_INKSDA1_1Y | 1 | South | YES | -0.059855 | 0 | 0 | 13.7 |  | 1 | Hydro | -1 | 0.10774 | 0 | 0 |  |  |  |  | -0.10774 | 0 | 0 | 0 |  |  | i_10pctunit | 46 |  | 368 | # units @ max
7000 | L_FERGUS1_1Y | 1 | South | YES | -0.048317 | 400 | 65 | 423.3 | 0 | 1.015 | GSC | -1 | 0.0962 | 423.3 | 423.3 |  |  |  |  | -0.0962 | -40.7213 | 0.0099028 | 0.019467 | [5 empty] | 0.11416 | delta max
7035 | L_WIRTZ_1G1Y | 1 | South | YES | -0.045172 | 0 | 0 | 29 |  | 1 | Hydro | -1 | 0.093055 | 0 | 0 |  |  |  |  | -0.093055 | 0 | 0.0099028 | 0.019467 | [5 empty] | Delta
7036 | L_WIRTZ_1G2Y | 2 | South | YES | -0.045172 | 0 | 0 | 29.7 |  | 1 | Hydro | -1 | 0.093055 | 0 | 0 |  |  |  |  | -0.093055 | 0 | 0.0099028 | 0.019467 | Weighted Shift Factors |  |  |  | 1 | 0
7028 | L_MARBFA1_1Y | 1 | South | YES | -0.040673 | 0 | 0 | 18 |  | 1 | Hydro | -1 | 0.088556 | 0 | 0 |  |  |  |  | -0.088556 | 0 | 0.0099028 | 0.019467 | West | 0.047883 |  |  | 2 | 0.0095645
7029 | L_MARBFA1_2Y | 2 | South | YES | -0.040673 | 0 | 0 | 18 |  | 1 | Hydro | -1 | 0.088556 | 0 | 0 |  |  |  |  | -0.088556 | 0 | 0.0099028 | 0.019467 | North | 0.010013 |  |  | 3 | 0.0095645
7022 | L_BUCHAN1_1Y | 1 | South | YES | -0.038716 | 0 | 0 | 18 |  | 1 | Hydro | -1 | 0.086599 | 0 | 0 |  |  |  |  | -0.086599 | 0 | 0.0099028 | 0.019467 |  |  |  |  | 4 | 0.0095645
7023 | L_BUCHAN1_2Y | 2 | South | YES | -0.038716 | 0 | 0 | 18 |  | 1 | Hydro | -1 | 0.086599 | 0 | 0 |  |  |  |  | -0.086599 | 0 | 0.0099028 | 0.019467 |  |  |  |  | 5 | 0.0095645
7024 | L_BUCHAN1_3Y | 3 | South | YES | -0.038716 | 0 | 0 | 15 |  | 1 | Hydro | -1 | 0.086599 | 0 | 0 |  |  |  |  | -0.086599 | 0 | 0.0099028 | 0.019467 |  |  |  |  | 6 | 0.0095645
7031 | L_MARSFO1G1Y | 1 | South | YES | -0.024859 | 0 | 0 | 36 |  | 1 | Hydro | -1 | 0.072742 | 0 | 0 |  |  |  |  | -0.072742 | 0 | 0.0099028 | 0.019467 |  |  |  |  | 7 | 0.0095645
7032 | L_MARSFO1G2Y | 2 | South | YES | -0.024859 | 0 | 0 | 35 |  | 1 | Hydro | -1 | 0.072742 | 0 | 0 |  |  |  |  | -0.072742 | 0 | 0.0099028 | 0.019467 |  |  |  |  | 8 | 0.0095645
7033 | L_MARSFO1G3Y | 3 | South | YES | -0.024859 | 0 | 0 | 36 |  | 1 | Hydro | -1 | 0.072742 | 0 | 0 |  |  |  |  | -0.072742 | 0 | 0.0099028 | 0.019467 |  |  |  |  | 9 | 0.0095645
7487 | L_CANYHY8_1Y | 1 | South | YES | -0.020352 | 0 | 0 | 6 |  | 1 | Hydro | -1 | 0.068235 | 0 | 0 |  |  |  |  | -0.068235 | 0 | 0.0099028 | 0.019467 |  |  |  |  | 10 | 0.0095645
5476 | BRA_AVR1_CT1 | 1 | South | YES | -0.01837 | 155 | 90 | 155 | 0 | 1.025 | CC | -1 | 0.066253 | 155 | 155 |  |  |  |  | -0.066253 | -10.2691 | 0.013529 | 0.024377 |  |  |  |  | 11 | 0.0095645
5477 | BRA_AVR1_ST | 1 | South | YES | -0.01837 | 174 | 138 | 174 | 0 | 1.025 | CC | -1 | 0.066253 | 174 | 174 |  |  |  |  | -0.066253 | -11.5279 | 0.017599 | 0.029888 |  |  |  |  | 12 | 0.0095645
5478 | BRA_AVR1_CT2 | 1 | South | YES | -0.01837 | 155 | 90 | 155 | 0 | 1.025 | CC | -1 | 0.066253 | 155 | 155 |  |  |  |  | -0.066253 | -10.2691 | 0.021226 | 0.034797 |  |  |  |  | 13 | 0.0095645
7020 | L_AUSTPL1_1Y | 1 | South | YES | -0.018192 | 0 | 0 | 8 |  | 1 | Hydro | -1 | 0.066075 | 0 | 0 |  |  |  |  | -0.066075 | 0 | 0.021226 | 0.034797 |  |  |  |  | 14 | 0.010848
7020 | L_AUSTPL1_1Y | 2 | South | YES | -0.018192 | 0 | 0 | 8 |  | 1 | Hydro | -1 | 0.066075 | 0 | 0 |  |  |  |  | -0.066075 | 0 | 0.021226 | 0.034797 |  |  |  |  | 15 | 0.012288
5111 | CALAVER_JTD1 | 1 | South | YES | -0.018187 | 430 | 80 | 430 | 0 | 1.0138 | LIGCO | -1 | 0.06607 | 0 | 430 |  |  |  |  | -0.06607 | 0 | 0.021226 | 0.034797 |  |  |  |  | 16 | 0.013571
5112 | CALAVER_JTD2 | 2 | South | YES | -0.018187 | 430 | 80 | 430 | 0 | 1.0138 | LIGCO | -1 | 0.06607 | 0 | 430 |  |  |  |  | -0.06607 | 0 | 0.021226 | 0.034797 |  |  |  |  | 17 | 0.013571
5028 | BRAUNIG_VHB3 | 3 | South | YES | -0.018169 | 407 | 60 | 407 | 0 | 1.0138 | GST | -1 | 0.066052 | 407 | 407 |  |  |  |  | -0.066052 | -26.883 | 0.030747 | 0.047649 |  |  |  |  | 18 | 0.013571
5436 | TUTTL_WBT1G1 | 1 | South | YES | -0.018082 | 48.8 | 20 | 61 | 0 | 1.012 | GST | -1 | 0.065965 | 61 | 61 |  |  |  |  | -0.065965 | -4.0238 | 0.032174 | 0.049572 |  |  |  |  | 19 | 0.013571
5438 | TUTTL_WBT3G3 | 3 | South | YES | -0.018082 | 95 | 25 | 95 | 0 | 1.012 | GST | -1 | 0.065965 | 95 | 95 |  |  |  |  | -0.065965 | -6.2666 | 0.034396 | 0.052568 |  |  |  |  | 20 | 0.013571
5439 | TUTTL_WBT4G4 | 4 | South | YES | -0.018082 | 151 | 40 | 151 | 0 | 1.012 | GST | -1 | 0.065965 | 151 | 151 |  |  |  |  | -0.065965 | -9.9606 | 0.037929 | 0.05733 |  |  |  |  | 21 | 0.016902
5396 | CALAVER_OWS1 | 1 | South | YES | -0.018055 | 418 | 80 | 418 | 0 | 1.0192 | GST | -1 | 0.065938 | 418 | 418 |  |  |  |  | -0.065938 | -27.5619 | 0.047708 | 0.070506 |  |  |  |  | 22 | 0.017398
5397 | CALAVER_OWS2 | 2 | South | YES | -0.018055 | 400 | 80 | 400 | 0 | 1.0192 | GST | -1 | 0.065938 | 400 | 400 |  |  |  |  | -0.065938 | -26.375 | 0.057065 | 0.083115 |  |  |  |  | 23 | 0.018172
5264 | LEON_LCP3G3 | 3 | South | YES | -0.01798 | 0 | 20 | 58 |  | 1.0197 | GST | -1 | 0.065863 | 58 | 58 |  |  |  |  | -0.065863 | -3.82 | 0.058422 | 0.084941 |  |  |  |  | 24 | 0.019401
5265 | LEON_LCP4G4 | 4 | South | YES | -0.01798 | 89 | 25 | 89 | 0 | 1.0197 | GST | -1 | 0.065863 | 89 | 89 |  |  |  |  | -0.065863 | -5.8618 | 0.060504 | 0.087744 |  |  |  |  | 25 | 0.022798
5266 | LEON_LCPCT1 | 1 | South | YES | -0.01798 | 44 | 24 | 44 | 0 | 1.0197 | GGT | -1 | 0.065863 | 44 | 44 |  |  |  |  | -0.065863 | -2.898 | 0.061534 | 0.089129 |  |  |  |  | 26 | 0.02605
5267 | LEON_LCPCT2 | 2 | South | YES | -0.01798 | 44 | 24 | 44 | 0 | 1.0197 | GGT | -1 | 0.065863 | 44 | 44 |  |  |  |  | -0.065863 | -2.898 | 0.062563 | 0.090514 |  |  |  |  | 27 | 0.026519
5268 | LEON_LCPCT3 | 3 | South | YES | -0.01798 | 43 | 24 | 43 | 0 | 1.0197 | GGT | -1 | 0.065863 | 43 | 43 |  |  |  |  | -0.065863 | -2.8321 | 0.063569 | 0.091868 |  |  |  |  | 28 | 0.027239
5269 | LEON_LCPCT4 | 4 | South | YES | -0.01798 | 45 | 24 | 45 | 0 | 1.0197 | GGT | -1 | 0.065863 | 45 | 45 |  |  |  |  | -0.065863 | -2.9638 | 0.064622 | 0.093285 |  |  |  |  | 29 | 0.027595
5026 | BRAUNIG_VHB1 | 1 | South | YES | -0.017973 | 215 | 40 | 215 | 0 | 1.0192 | GST | -1 | 0.065856 | 215 | 215 |  |  |  |  | -0.065856 | -14.1589 | 0.069651 | 0.10005 |  |  |  |  | 30 | 0.027951
5027 | BRAUNIG_VHB2 | 2 | South | YES | -0.017973 | 216 | 40 | 216 | 0 | 1.0192 | GST | -1 | 0.065856 | 216 | 216 |  |  |  |  | -0.065856 | -14.2248 | 0.074705 | 0.10685 |  |  |  |  | 31 | 0.028299
5401 | CALAVER_JKS1 | 1 | South | YES | -0.017908 | 562 | 100 | 562 | 0 | 1.026 | LIGCO | -1 | 0.065791 | 0 | 562 |  |  |  |  | -0.065791 | 0 | 0.074705 | 0.10685 |  |  |  |  | 32 | 0.028663
7609 | L_SCHUMA8_1Y | 1 | South | YES | -0.017895 | 0 | 0 | 4 |  | 1 | Hydro | -1 | 0.065778 | 0 | 0 |  |  |  |  | -0.065778 | 0 | 0.074705 | 0.10685 |  |  |  |  | 33 | 0.030403
7605 | L_MCQUEE9_1Y | 1 | South | YES | -0.017565 | 0 | 0 | 2.4 |  | 1.025 | Hydro | -1 | 0.065448 | 0 | 0 |  |  |  |  | -0.065448 | 0 | 0.074705 | 0.10685 |  |  |  |  | 34 | 0.03215
7605 | L_MCQUEE9_1Y | 2 | South | YES | -0.017565 | 0 | 0 | 2.4 |  | 1.025 | Hydro | -1 | 0.065448 | 0 | 0 |  |  |  |  | -0.065448 | 0 | 0.074705 | 0.10685 |  |  |  |  | 35 | 0.03215
7605 | L_MCQUEE9_1Y | 3 | South | YES | -0.017565 | 0 | 0 | 2.8 |  | 1.025 | Hydro | -1 | 0.065448 | 0 | 0 |  |  |  |  | -0.065448 | 0 | 0.074705 | 0.10685 |  |  |  |  | 36 | 0.03215
9000 | DECKR_G1 | 1 | South | YES | -0.017525 | 280 | 50 | 321 | 0 | 1.015 | GST | -1 | 0.065408 | 321 | 321 |  |  |  |  | -0.065408 | -20.9958 | 0.082214 | 0.11689 |  |  |  |  | 37 | 0.03215
9001 | DECKR_G2 | 2 | South | YES | -0.017525 | 400 | 50 | 426 | 0 | 1.015 | GST | -1 | 0.065408 | 426 | 426 |  |  |  |  | -0.065408 | -27.8636 | 0.09218 | 0.13021 |  |  |  |  | 38 | 0.03215
9016 | SANDH_G1 | 1 | South | YES | -0.01748 | 45 | 2 | 49 | 0 | 1.0175 | GGT | -1 | 0.065363 | 49 | 49 |  |  |  |  | -0.065363 | -3.2028 | 0.093326 | 0.13174 |  |  |  |  | 39 | 0.03215
9017 | SANDH_G2 | 2 | South | YES | -0.01748 | 45 | 2 | 46 | 0 | 1.0175 | GGT | -1 | 0.065363 | 46 | 46 |  |  |  |  | -0.065363 | -3.0067 | 0.094402 | 0.13318 |  |  |  |  | 40 | 0.034677
9018 | SANDH_G3 | 3 | South | YES | -0.01748 | 45 | 2 | 46 | 0 | 1.0175 | GGT | -1 | 0.065363 | 46 | 46 |  |  |  |  | -0.065363 | -3.0067 | 0.095479 | 0.13462 |  |  |  |  | 41 | 0.038032
9019 | SANDH_G4 | 4 | South | YES | -0.01748 | 0 | 2 | 47 |  | 1.0175 | GGT | -1 | 0.065363 | 47 | 47 |  |  |  |  | -0.065363 | -3.072 | 0.096578 | 0.13609 |  |  |  |  | 42 | 0.038417
9020 | SANDHG5A | 5A | South | YES | -0.01748 | 150 | 84 | 155 | 0 | 1.0175 | CC | -1 | 0.065363 | 155 | 155 |  |  |  |  | -0.065363 | -10.1312 | 0.1002 | 0.14093 |  |  |  |  | 43 | 0.038778
9021 | SANDHG5C | 5C | South | YES | -0.01748 | 140 | 0 | 148 | 0 | 1.0175 | CC | -1 | 0.065363 | 148 | 148 |  |  |  |  | -0.065363 | -9.6737 | 0.10367 | 0.14555 |  |  |  |  | 44 | 0.039139
7014 | L_HAYSEN1_1Y | 1 | South | YES | -0.017432 | 223.9 | 74 | 223.9 | 0 | 1.008 | CC | -1 | 0.065315 | 223.9 | 223.9 |  |  |  |  | -0.065315 | -14.6239 | 0.1089 | 0.15255 |  |  |  |  | 45 | 0.039508
7015 | L_HAYSEN1_2Y | 2 | South | YES | -0.017432 | 225 | 74 | 225 | 0 | 1.008 | CC | -1 | 0.065315 | 225 | 225 |  |  |  |  | -0.065315 | -14.6958 | 0.11417 | 0.15957 |  |  |  |  | 46 | 0.040726
7016 | L_HAYSEN1_3Y | 3 | South | YES | -0.017432 | 224.6 | 74 | 224.6 | 0 | 1.008 | CC | -1 | 0.065315 | 224.6 | 224.6 |  |  |  |  | -0.065315 | -14.6696 | 0.11942 | 0.16658 |  |  |  |  | 47 | 0.041888
7017 | L_HAYSEN1_4Y | 4 | South | YES | -0.017432 | 226.7 | 74 | 226.7 | 0 | 1.008 | CC | -1 | 0.065315 | 226.7 | 226.7 |  |  |  |  | -0.065315 | -14.8068 | 0.12473 | 0.17366 |  |  |  |  | 48 | 0.043641
7810 | L_RIONOG1G1Y | 1 | South | YES | -0.017275 | 148 | 0 | 148 | 0 | 1.02 | CC | -1 | 0.065158 | 148 | 148 |  |  |  |  | -0.065158 | -9.6433 | 0.12819 | 0.17827 |  |  |  |  | 49 | 0.045403
7811 | L_RIONOG1G2Y | 2 | South | YES | -0.017275 | 148 | 0 | 148 | 0 | 1.02 | CC | -1 | 0.065158 | 148 | 148 |  |  |  |  | -0.065158 | -9.6433 | 0.13165 | 0.18288 |  |  |  |  | 50 | 0.047162
7812 | L_RIONOG1G3Y | 3 | South | YES | -0.017275 | 154 | 0 | 154 | 0 | 1.02 | CC | -1 | 0.065158 | 154 | 154 |  |  |  |  | -0.065158 | -10.0343 | 0.13525 | 0.18768 |  |  |  |  | 51 | 0.048937
7813 | L_RIONOG1S1Y | 4 | South | YES | -0.017275 | 293 | 0 | 293 | 0 | 1.02 | CC | -1 | 0.065158 | 293 | 293 |  |  |  |  | -0.065158 | -19.0911 | 0.14211 | 0.19681 |  |  |  |  | 52 | 0.050084
7800 | L_GUADGE1_1Y | 1 | South | YES | -0.01722 | 147 | 30 | 147 | 0 | 1.02 | CC | -1 | 0.065103 | 147 | 147 |  |  |  |  | -0.065103 | -9.5701 | 0.14555 | 0.20138 |  |  |  |  | 53 | 0.051232
7801 | L_GUADGE1_2Y | 2 | South | YES | -0.01722 | 138 | 30 | 138 | 0 | 1.02 | CC | -1 | 0.065103 | 138 | 138 |  |  |  |  | -0.065103 | -8.9841 | 0.14878 | 0.20568 |  |  |  |  | 54 | 0.052427
7802 | L_GUADGE1_3Y | 3 | South | YES | -0.01722 | 146 | 30 | 146 | 0 | 1.02 | CC | -1 | 0.065103 | 146 | 146 |  |  |  |  | -0.065103 | -9.505 | 0.15219 | 0.21022 |  |  |  |  | 55 | 0.054699
7803 | L_GUADGE1_4Y | 4 | South | YES | -0.01722 | 149 | 30 | 149 | 0 | 1.02 | CC | -1 | 0.065103 | 149 | 149 |  |  |  |  | -0.065103 | -9.7003 | 0.15568 | 0.21486 |  |  |  |  | 56 | 0.055835
7804 | L_GUADGE1_5Y | 5 | South | YES | -0.01722 | 182 | 30 | 182 | 0 | 1.02 | CC | -1 | 0.065103 | 182 | 182 |  |  |  |  | -0.065103 | -11.8487 | 0.15993 | 0.22052 |  |  |  |  | 57 | 0.056901
7805 | L_GUADGE1_6Y | 6 | South | YES | -0.01722 | 203 | 30 | 203 | 0 | 1.02 | CC | -1 | 0.065103 | 203 | 203 |  |  |  |  | -0.065103 | -13.2158 | 0.16468 | 0.22684 |  |  |  |  | 58 | 0.05803
9002 | DECKR_G3 | 3 | South | YES | -0.017114 | 0 | 24 | 42 |  | 1.015 | GGT | -1 | 0.064997 | 42 | 42 |  |  |  |  | -0.064997 | -2.7299 | 0.16567 | 0.22815 |  |  |  |  | 59 | 0.059181
9003 | DECKR_G4 | 4 | South | YES | -0.017114 | 44 | 24 | 44 | 0 | 1.015 | GGT | -1 | 0.064997 | 44 | 44 |  |  |  |  | -0.064997 | -2.8598 | 0.1667 | 0.22951 |  |  |  |  | 60 | 0.060588
9004 | DECKR_G5 | 5 | South | YES | -0.017114 | 44 | 24 | 44 | 0 | 1.015 | GGT | -1 | 0.064997 | 44 | 44 |  |  |  |  | -0.064997 | -2.8598 | 0.16772 | 0.23088 |  |  |  |  | 61 | 0.062157
9005 | DECKR_G6 | 6 | South | YES | -0.017114 | 44 | 24 | 47 | 0 | 1.015 | GGT | -1 | 0.064997 | 47 | 47 |  |  |  |  | -0.064997 | -3.0548 | 0.16882 | 0.23234 |  |  |  |  | 62 | 0.06248
7624 | L_LAKEWO9_1Y | 1 | South | YES | -0.016539 | 0 | 0 | 2.4 |  | 1 | Hydro | -1 | 0.064422 | 0 | 0 |  |  |  |  | -0.064422 | 0 | 0.16882 | 0.23234 |  |  |  |  | 63 | 0.062817
7624 | L_LAKEWO9_1Y | 2 | South | YES | -0.016539 | 0 | 0 | 2.4 |  | 1 | Hydro | -1 | 0.064422 | 0 | 0 |  |  |  |  | -0.064422 | 0 | 0.16882 | 0.23234 |  |  |  |  | 64 | 0.063155
5903 | SANMIGUELGEN | 1 | South | YES | -0.015891 | 396.3 | 180 | 396.3 | 0 | 1.0336 | LIGCO | -1 | 0.063774 | 0 | 396.3 |  |  |  |  | -0.063774 | 0 | 0.16882 | 0.23234 |  |  |  |  | 65 | 0.063516
7004 | L_SIMGID1_1Y | 1 | South | YES | -0.015795 | 132 | 40 | 132 | 0 | 1.02 | GST | -1 | 0.063678 | 132 | 132 |  |  |  |  | -0.063678 | -8.4054 | 0.17191 | 0.23636 |  |  |  |  | 66 | 0.063516
7005 | L_SIMGID1_2Y | 2 | South | YES | -0.015795 | 133 | 32 | 139 | 0 | 1.02 | GST | -1 | 0.063678 | 139 | 139 |  |  |  |  | -0.063678 | -8.8512 | 0.17516 | 0.24059 |  |  |  |  | 67 | 0.063516
7006 | L_SIMGID1_3Y | 3 | South | YES | -0.015795 | 324.9 | 60 | 329 | 0 | 1.02 | GST | -1 | 0.063678 | 329 | 329 |  |  |  |  | -0.063678 | -20.9499 | 0.18286 | 0.25061 |  |  |  |  | 68 | 0.063516
8189 | CUECPL2A | 1 | South | YES | -0.015422 | 12 | 0 | 12 | 0 | 1.02 | Cogen | -1 | 0.063305 | 0 | 0 |  |  |  |  | -0.063305 | 0 | 0.18286 | 0.25061 |  |  |  |  | 69 | 0.064446
7807 | L_BASTEN1_1Y | 1 | South | YES | -0.014517 | 152.5 | 83.5 | 152.5 | 0 | 1.004 | CC | -1 | 0.0624 | 152.5 | 152.5 |  |  |  |  | -0.0624 | -9.5159 | 0.18643 | 0.25515 |  |  |  |  | 70 | 0.065426
7808 | L_BASTEN1_2Y | 1 | South | YES | -0.014517 | 149.5 | 83.5 | 149.5 | 0 | 1.004 | CC | -1 | 0.0624 | 149.5 | 149.5 |  |  |  |  | -0.0624 | -9.3287 | 0.18993 | 0.25961 |  |  |  |  | 71 | 0.067745
7809 | L_BASTEN1_3Y | 1 | South | YES | -0.014517 | 232.6 | 42 | 232.6 | 0 | 1.004 | CC | -1 | 0.0624 | 232.6 | 232.6 |  |  |  |  | -0.0624 | -14.5141 | 0.19537 | 0.26655 |  |  |  |  | 72 | 0.067745
8161 | COLETO0A | 1 | South | YES | -0.014505 | 633 | 200 | 633 | 0 | 1.03 | LIGCO | -1 | 0.062388 | 0 | 633 |  |  |  |  | -0.062388 | 0 | 0.19537 | 0.26655 |  |  |  |  | 73 | 0.068726
7303 | L_WPPGS12_1Y | 1 | South | YES | -0.014415 | 50 | 0 | 50 | 0 | 1.025 | GGT | -1 | 0.062298 | 50 | 50 |  |  |  |  | -0.062298 | -3.1149 | 0.19654 | 0.26804 |  |  |  |  | 74 | 0.069689
7303 | L_WPPGS12_1Y | 2 | South | YES | -0.014415 | 50 | 0 | 50 | 0 | 1.025 | GGT | -1 | 0.062298 | 50 | 50 |  |  |  |  | -0.062298 | -3.1149 | 0.19771 | 0.26953 |  |  |  |  | 75 | 0.071186
7305 | L_WPPGS34_1Y | 3 | South | YES | -0.014415 | 50 | 0 | 50 | 0 | 1.025 | GGT | -1 | 0.062298 | 50 | 50 |  |  |  |  | -0.062298 | -3.1149 | 0.19888 | 0.27102 |  |  |  |  | 76 | 0.071186
7305 | L_WPPGS34_1Y | 4 | South | YES | -0.014415 | 50 | 0 | 50 | 0 | 1.025 | GGT | -1 | 0.062298 | 50 | 50 |  |  |  |  | -0.062298 | -3.1149 | 0.20005 | 0.27251 |  |  |  |  | 77 | 0.071505
88198 | BEEVILLE | F | South | YES | -0.014304 | 0 | 0 | 0 | 0 | 1.02 | AVR | -1 | 0.062187 | 0 | 0 |  |  |  |  | -0.062187 | 0 | 0.20005 | 0.27251 |  |  |  |  | 78 | 0.071825
80080 | GWINDT11A | 3 | South | YES | -0.013834 | 0 | 0 | 38 | 0 | 1.025 | Wind | -1 | 0.061717 | 0 | 38 |  |  |  |  | -0.061717 | 0 | 0.20005 | 0.27251 |  |  |  |  | 79 | 0.072144
80080 | GWINDT11A | 4 | South | YES | -0.013834 | 3.8 | 0 | 19 | 0 | 1.025 | Wind | -1 | 0.061717 | 0 | 19 |  |  |  |  | -0.061717 | 0 | 0.20005 | 0.27251 |  |  |  |  | 80 | 0.072463
80080 | GWINDT11A | 2 | South | YES | -0.013834 | 0 | 0 | 41 | 0 | 1.025 | Wind | -1 | 0.061717 | 0 | 41 |  |  |  |  | -0.061717 | 0 | 0.20005 | 0.27251 |  |  |  |  | 81 | 0.072463
80080 | GWINDT11A | 1 | South | YES | -0.013834 | 28.2 | 0 | 94 | 0 | 1.025 | Wind | -1 | 0.061717 | 0 | 94 |  |  |  |  | -0.061717 | 0 | 0.20005 | 0.27251 |  |  |  |  | 82 | 0.072463
80081 | GWINDT21A | 4 | South | YES | -0.013834 | 4.4 | 0 | 22 | 0 | 1.025 | Wind | -1 | 0.061717 | 0 | 22 |  |  |  |  | -0.061717 | 0 | 0.20005 | 0.27251 |  |  |  |  | 83 | 0.072463
80081 | GWINDT21A | 1 | South | YES | -0.013834 | 28.2 | 0 | 94 | 0 | 1.025 | Wind | -1 | 0.061717 | 0 | 94 |  |  |  |  | -0.061717 | 0 | 0.20005 | 0.27251 |  |  |  |  | 84 | 0.072463
80081 | GWINDT21A | 3 | South | YES | -0.013834 | 8.6 | 0 | 43 | 0 | 1.025 | Wind | -1 | 0.061717 | 0 | 43 |  |  |  |  | -0.061717 | 0 | 0.20005 | 0.27251 |  |  |  |  | 85 | 0.072463
80081 | GWINDT21A | 2 | South | YES | -0.013834 | 7.2 | 0 | 36 | 0 | 1.025 | Wind | -1 | 0.061717 | 0 | 36 |  |  |  |  | -0.061717 | 0 | 0.20005 | 0.27251 |  |  |  |  | 86 | 0.072463
80180 | PNSCALT11A | 2 | South | YES | -0.013834 | 10 | 0 | 50 | 0 | 1.025 | Wind | -1 | 0.061717 | 0 | 50 |  |  |  |  | -0.061717 | 0 | 0.20005 | 0.27251 |  |  |  |  | 87 | 0.072463
80180 | PNSCALT11A | 1 | South | YES | -0.013834 | 43.8 | 0 | 148 | 0 | 1.025 | Wind | -1 | 0.061717 | 0 | 148 |  |  |  |  | -0.061717 | 0 | 0.20005 | 0.27251 |  |  |  |  | 88 | 0.072463
80181 | PNSCALT21A | 2 | South | YES | -0.013834 | 10 | 0 | 50 | 0 | 1.025 | Wind | -1 | 0.061717 | 0 | 50 |  |  |  |  | -0.061717 | 0 | 0.20005 | 0.27251 |  |  |  |  | 89 | 0.072463
80181 | PNSCALT21A | 1 | South | YES | -0.013834 | 16.5 | 0 | 55 | 0 | 1.025 | Wind | -1 | 0.061717 | 0 | 55 |  |  |  |  | -0.061717 | 0 | 0.20005 | 0.27251 |  |  |  |  | 90 | 0.072463
8517 | CELANEBI0A | 1 | South | YES | -0.013799 | 29 | 0 | 29 | 0 | 1.02 | Cogen | -1 | 0.061682 | 0 | 0 |  |  |  |  | -0.061682 | 0 | 0.20005 | 0.27251 |  |  |  |  | 91 | 0.072463
5932 | SI_RAY9 | 9 | South | YES | -0.013792 | 32 | 32 | 38 | 0 | 1.035 | CC | -1 | 0.061675 | 38 | 38 |  |  |  |  | -0.061675 | -2.3436 | 0.20093 | 0.27363 |  |  |  |  | 92 | 0.072463
5933 | SI_RAY6 | 6 | South | YES | -0.013792 | 15.4 | 10 | 19.3 | 0 | 1.035 | GST | -1 | 0.061675 | 19.3 | 19.3 |  |  |  |  | -0.061675 | -1.1903 | 0.20139 | 0.2742 |  |  |  |  | 93 | 0.072463
5935 | SI_RAY10 | 10 | South | YES | -0.013792 | 47 | 10 | 47 | 0 | 1.03 | CC | -1 | 0.061675 | 47 | 47 |  |  |  |  | -0.061675 | -2.8987 | 0.20249 | 0.27558 |  |  |  |  | 94 | 0.072463
80003 | MILHWYS | F | South | YES | -0.013792 | 0 | 0 | 0 | 0 | 1.0168 | AVR | -1 | 0.061675 | 0 | 0 |  |  |  |  | -0.061675 | 0 | 0.20249 | 0.27558 |  |  |  |  | 95 | 0.072695
8511 | OXY_CC0A | 1 | South | YES | -0.01376 | 30.3 | 0 | 38 | 0 | 1.027 | Cogen | -1 | 0.061643 | 0 | 0 |  |  |  |  | -0.061643 | 0 | 0.20249 | 0.27558 |  |  |  |  | 96 | 0.072812
8459 | B_DAVIS0B | MB | South | YES | -0.013753 | 0 | 50 | 339 |  | 1.03 | GSC | -1 | 0.061636 | 0 | 0 |  |  |  |  | -0.061636 | 0 | 0.20249 | 0.27558 |  |  |  |  | 97 | 0.073098
8460 | B_DAVIS0A | MB | South | YES | -0.013753 | 0 | 50 | 340 |  | 1.03 | GSC | -1 | 0.061636 | 0 | 0 |  |  |  |  | -0.061636 | 0 | 0.20249 | 0.27558 |  |  |  |  | 98 | 0.073098
80263 | B_DAVIS31A | 3 | South | YES | -0.013753 | 0 | 0 | 180 |  | 1.0366 | CC | -1 | 0.061636 | 180 | 180 |  |  |  |  | -0.061636 | -11.0944 | 0.2067 | 0.28089 |  |  |  |  | 99 | 0.073098
80264 | B_DAVIS41A | 4 | South | YES | -0.013753 | 0 | 0 | 180 |  | 1.0366 | CC | -1 | 0.061636 | 180 | 180 |  |  |  |  | -0.061636 | -11.0944 | 0.21091 | 0.28619 |  |  |  |  | 100 | 0.073098
8461 | KOCH_UP0A | 1 | South | YES | -0.013743 | 38 | 0 | 38 | 0 | 1.012 | Cogen | -1 | 0.061626 | 0 | 0 |  |  |  |  | -0.061626 | 0 | 0.21091 | 0.28619 |  |  |  |  | 101 | 0.073098
8506 | VAL #1 | 1 | South | YES | -0.013738 | 20.9 | 0 | 25 | 0 | 1.0055 | Cogen | -1 | 0.061621 | 0 | 0 |  |  |  |  | -0.061621 | 0 | 0.21091 | 0.28619 |  |  |  |  | 102 | 0.074191
8507 | VAL #2 | 2 | South | YES | -0.013738 | 20.9 | 0 | 25 | 0 | 1.0055 | Cogen | -1 | 0.061621 | 0 | 0 |  |  |  |  | -0.061621 | 0 | 0.21091 | 0.28619 |  |  |  |  | 103 | 0.075284
8456 | COSW#1 | 1 | South | YES | -0.013732 | 20 | 0 | 20 | 0 | 1.027 | Cogen | -1 | 0.061615 | 0 | 0 |  |  |  |  | -0.061615 | 0 | 0.21091 | 0.28619 |  |  |  |  | 104 | 0.075284
8457 | COSW#2 | 2 | South | YES | -0.013732 | 14 | 0 | 14 | 0 | 1.027 | Cogen | -1 | 0.061615 | 0 | 0 |  |  |  |  | -0.061615 | 0 | 0.21091 | 0.28619 |  |  |  |  | 105 | 0.075284
8560 | CNOPGT1 | 1 | South | YES | -0.013726 | 148.3 | 0 | 148.3 | 0 | 1.03 | Cogen | -1 | 0.061609 | 0 | 0 |  |  |  |  | -0.061609 | 0 | 0.21091 | 0.28619 |  |  |  |  | 106 | 0.075284
8561 | CNOPGT2 | 2 | South | YES | -0.013726 | 148.6 | 0 | 148.6 | 0 | 1.03 | Cogen | -1 | 0.061609 | 0 | 0 |  |  |  |  | -0.061609 | 0 | 0.21091 | 0.28619 |  |  |  |  | 107 | 0.075284
8562 | CNOPST1 | 3 | South | YES | -0.013726 | 153 | 0 | 153 | 0 | 1.03 | Cogen | -1 | 0.061609 | 0 | 0 |  |  |  |  | -0.061609 | 0 | 0.21091 | 0.28619 |  |  |  |  | 108 | 0.075284
8936 | MVGN#1 | 1 | South | YES | -0.013726 | 216.6 | 0 | 216.6 | 0 | 1.0304 | CC | -1 | 0.061609 | 216.6 | 216.6 |  |  |  |  | -0.061609 | -13.3444 | 0.21597 | 0.29257 |  |  |  |  | 109 | 0.075284
8937 | MVGN#2 | 2 | South | YES | -0.013726 | 216.7 | 0 | 216.7 | 0 | 1.0304 | CC | -1 | 0.061609 | 216.7 | 216.7 |  |  |  |  | -0.061609 | -13.3506 | 0.22104 | 0.29895 |  |  |  |  | 110 | 0.075284
8938 | MVGN#3 | 3 | South | YES | -0.013726 | 250.9 | 0 | 250.9 | 0 | 1.0304 | CC | -1 | 0.061609 | 250.9 | 250.9 |  |  |  |  | -0.061609 | -15.4576 | 0.22691 | 0.30634 |  |  |  |  | 111 | 0.075284
8981 | HECN1 | 1 | South | YES | -0.013726 | 144.8 | 0 | 144.8 | 0 | 1.0304 | CC | -1 | 0.061609 | 144.8 | 144.8 |  |  |  |  | -0.061609 | -8.9209 | 0.2303 | 0.31061 |  |  |  |  | 112 | 0.076596
8982 | HECN2 | 2 | South | YES | -0.013726 | 144.1 | 0 | 144.1 | 0 | 1.0304 | CC | -1 | 0.061609 | 144.1 | 144.1 |  |  |  |  | -0.061609 | -8.8778 | 0.23367 | 0.31485 |  |  |  |  | 113 | 0.077909
8983 | HECN3 | 3 | South | YES | -0.013726 | 171.9 | 0 | 171.9 | 0 | 1.0304 | CC | -1 | 0.061609 | 171.9 | 171.9 |  |  |  |  | -0.061609 | -10.5905 | 0.23769 | 0.31992 |  |  |  |  | 114 | 0.079429
8442 | NBEC7 | 7 | South | YES | -0.013725 | 0 | 81 | 367 |  | 1.0298 | GST | -1 | 0.061608 | 367 | 367 |  |  |  |  | -0.061608 | -22.61 | 0.24628 | 0.33072 |  |  |  |  | 115 | 0.080307
8442 | NBEC7 | MB | South | YES | -0.013725 | 0 | 81 | 367 |  | 1.0298 | GST | -1 | 0.061608 | 0 | 0 |  |  |  |  | -0.061608 | 0 | 0.24628 | 0.33072 |  |  |  |  | 116 | 0.08118
8173 | VICEC51A | 5 | South | YES | -0.013671 | 144 | 18 | 144 | 0 | 1.025 | CC | -1 | 0.061554 | 144 | 144 |  |  |  |  | -0.061554 | -8.8637 | 0.24965 | 0.33496 |  |  |  |  | 117 | 0.082221
8174 | VICEC61A | 6 | South | YES | -0.013671 | 188 | 42 | 188 | 0 | 1.025 | CC | -1 | 0.061554 | 188 | 188 |  |  |  |  | -0.061554 | -11.5721 | 0.25405 | 0.34049 |  |  |  |  | 118 | 0.084444
8926 | LGE_GT10A | 1 | South | YES | -0.013626 | 158 | 0 | 158 | 0 | 1.03 | Cogen | -1 | 0.061509 | 0 | 0 |  |  |  |  | -0.061509 | 0 | 0.25405 | 0.34049 |  |  |  |  | 119 | 0.084444
8927 | LGE_GT20A | 2 | South | YES | -0.013626 | 153 | 0 | 153 | 0 | 1.03 | Cogen | -1 | 0.061509 | 0 | 0 |  |  |  |  | -0.061509 | 0 | 0.25405 | 0.34049 |  |  |  |  | 120 | 0.085313
8928 | LGE_STG0A | 3 | South | YES | -0.013626 | 100 | 0 | 100 | 0 | 1.03 | Cogen | -1 | 0.061509 | 0 | 0 |  |  |  |  | -0.061509 | 0 | 0.25405 | 0.34049 |  |  |  |  | 121 | 0.086447
8930 | ICPGN10A | 1 | South | YES | -0.013626 | 149 | 0 | 149 | 0 | 1.03 | Cogen | -1 | 0.061509 | 0 | 0 |  |  |  |  | -0.061509 | 0 | 0.25405 | 0.34049 |  |  |  |  | 122 | 0.086447
8931 | ICPGN20A | 2 | South | YES | -0.013626 | 150 | 0 | 150 | 0 | 1.03 | Cogen | -1 | 0.061509 | 0 | 0 |  |  |  |  | -0.061509 | 0 | 0.25405 | 0.34049 |  |  |  |  | 123 | 0.086447
8932 | ICPGN30A | 3 | South | YES | -0.013626 | 127 | 0 | 127 | 0 | 1.03 | Cogen | -1 | 0.061509 | 0 | 0 |  |  |  |  | -0.061509 | 0 | 0.25405 | 0.34049 |  |  |  |  | 124 | 0.086447
80223 | REYSHR G | 1 | South | YES | -0.013626 | 12 | 0 | 12 | 0 | 1.032 | Cogen | -1 | 0.061509 | 0 | 0 |  |  |  |  | -0.061509 | 0 | 0.25405 | 0.34049 |  |  |  |  | 125 | 0.086447
7007 | L_LOSTPI1_1Y | 1 | South | YES | -0.013566 | 158.6 | 110 | 158 | 0 | 1 | CC | -1 | 0.061449 | 158 | 158 |  |  |  |  | -0.061449 | -9.7089 | 0.25774 | 0.34514 |  |  |  |  | 126 | 0.086447
7008 | L_LOSTPI1_2Y | 2 | South | YES | -0.013566 | 157.7 | 107 | 160 | 0 | 1 | CC | -1 | 0.061449 | 160 | 160 |  |  |  |  | -0.061449 | -9.8318 | 0.26149 | 0.34984 |  |  |  |  | 127 | 0.086447
7009 | L_LOSTPI1_3Y | 3 | South | YES | -0.013566 | 173.9 | 72 | 175 | 0 | 1 | CC | -1 | 0.061449 | 175 | 175 |  |  |  |  | -0.061449 | -10.7535 | 0.26558 | 0.35498 |  |  |  |  | 128 | 0.086447
8933 | FGNTS001 | 1 | South | YES | -0.013565 | 146.5 | 0 | 146.5 | 0 | 1.03 | CC | -1 | 0.061448 | 146.5 | 146.5 |  |  |  |  | -0.061448 | -9.0021 | 0.26901 | 0.35928 |  |  |  |  | 129 | 0.087392
8934 | FGNTS101 | 2 | South | YES | -0.013565 | 147.9 | 0 | 147.9 | 0 | 1.03 | CC | -1 | 0.061448 | 147.9 | 147.9 |  |  |  |  | -0.061448 | -9.0881 | 0.27247 | 0.36362 |  |  |  |  | 130 | 0.088349
8935 | FGNTS201 | 3 | South | YES | -0.013565 | 173 | 0 | 173 | 0 | 1.03 | CC | -1 | 0.061448 | 173 | 173 |  |  |  |  | -0.061448 | -10.6304 | 0.27651 | 0.36871 |  |  |  |  | 131 | 0.089396
5508 | RAYBURNCC9 | 1 | South | YES | -0.013547 | 47.7 | 18.2 | 47.7 | 0 | 1.0296 | CC | -1 | 0.06143 | 47.7 | 47.7 |  |  |  |  | -0.06143 | -2.9302 | 0.27763 | 0.37011 |  |  |  |  | 132 | 0.090273
5509 | RAYBURNCC10 | 1 | South | YES | -0.013547 | 37.3 | 5.2 | 37.3 | 0 | 1.0296 | CC | -1 | 0.06143 | 37.3 | 37.3 |  |  |  |  | -0.06143 | -2.2913 | 0.2785 | 0.3712 |  |  |  |  | 133 | 0.091157
5511 | RAYBURNCC7 | 1 | South | YES | -0.013547 | 47.5 | 18.2 | 47.5 | 0 | 1.0296 | CC | -1 | 0.06143 | 47.5 | 47.5 |  |  |  |  | -0.06143 | -2.9179 | 0.27961 | 0.3726 |  |  |  |  | 134 | 0.092192
5512 | RAYBURNCC8 | 1 | South | YES | -0.013547 | 49.3 | 18.2 | 49.3 | 0 | 1.0296 | CC | -1 | 0.06143 | 49.3 | 49.3 |  |  |  |  | -0.06143 | -3.0285 | 0.28077 | 0.37405 |  |  |  |  | 135 | 0.092477
8066 | DUP1V#1 | 1 | South | YES | -0.013536 | 52.3 | 0 | 73 | 0 | 1.01 | Cogen | -1 | 0.061419 | 0 | 0 |  |  |  |  | -0.061419 | 0 | 0.28077 | 0.37405 |  |  |  |  | 136 | 0.0927
7012 | L_FPPYD21_3Y | 3 | South | YES | -0.013447 | 427.5 | 200 | 436 | 0 | 1.02 | LIGCO | -1 | 0.06133 | 0 | 436 |  |  |  |  | -0.06133 | 0 | 0.28077 | 0.37405 |  |  |  |  | 137 | 0.092983
7010 | L_FPPYD11_1Y | 1 | South | YES | -0.013445 | 547.4 | 200 | 606 | 0 | 1.02 | LIGCO | -1 | 0.061328 | 0 | 606 |  |  |  |  | -0.061328 | 0 | 0.28077 | 0.37405 |  |  |  |  | 138 | 0.093278
7011 | L_FPPYD11_2Y | 2 | South | YES | -0.013445 | 552.2 | 200 | 598 | 0 | 1.02 | LIGCO | -1 | 0.061328 | 0 | 598 |  |  |  |  | -0.061328 | 0 | 0.28077 | 0.37405 |  |  |  |  | 139 | 0.093278
5503 | RAYBURNGEN3 | 1 | South | YES | -0.013361 | 17.6 | 6 | 22 | 0 | 1.0224 | GST | -1 | 0.061244 | 22 | 22 |  |  |  |  | -0.061244 | -1.3474 | 0.28128 | 0.37469 |  |  |  |  | 140 | 0.093278
5505 | RAYBURNGEN1 | 1 | South | YES | -0.013361 | 0 | 1 | 11 |  | 1.0223 | GGT | -1 | 0.061244 | 11 | 11 |  |  |  |  | -0.061244 | -0.67368 | 0.28154 | 0.37501 |  |  |  |  | 141 | 0.093278
5506 | RAYBURNGEN2 | 1 | South | YES | -0.013361 | 0 | 1 | 11 |  | 1.0223 | GGT | -1 | 0.061244 | 11 | 11 |  |  |  |  | -0.061244 | -0.67368 | 0.2818 | 0.37533 |  |  |  |  | 142 | 0.093278
80224 | VISTRONG1 | 1 | South | YES | -0.013299 | 13.1 | 0 | 15 | 0 | 1.01 | Cogen | -1 | 0.061182 | 0 | 0 |  |  |  |  | -0.061182 | 0 | 0.2818 | 0.37533 |  |  |  |  | 143 | 0.093407
80225 | VISTRONG2 | 2 | South | YES | -0.013299 | 20.2 | 0 | 23 | 0 | 1.01 | Cogen | -1 | 0.061182 | 0 | 0 |  |  |  |  | -0.061182 | 0 | 0.2818 | 0.37533 |  |  |  |  | 144 | 0.093472
80227 | AIRCO G | 1 | South | YES | -0.013214 | 7.2 | 0 | 8 | 0 | 1.0104 | Cogen | -1 | 0.061097 | 0 | 0 |  |  |  |  | -0.061097 | 0 | 0.2818 | 0.37533 |  |  |  |  | 145 | 0.093537
8147 | UCAR #2 | 10 | South | YES | -0.013159 | 18.2 | 0 | 28 |  | 1 | Cogen | -1 | 0.061042 | 0 | 0 |  |  |  |  | -0.061042 | 0 | 0.2818 | 0.37533 |  |  |  |  | 146 | 0.093537
8148 | UCAR #1 | 2 | South | YES | -0.013159 | 6.1 | 0 | 7 | 0 | 1.009 | Cogen | -1 | 0.061042 | 0 | 0 |  |  |  |  | -0.061042 | 0 | 0.2818 | 0.37533 |  |  |  |  | 147 | 0.093537
80137 | CSDR89 | 9 | South | YES | -0.013159 | 15 | 0 | 15 | 0 | 1.003 | DCTie | -1 | 0.061042 | 0 | 0 |  |  |  |  | -0.061042 | 0 | 0.2818 | 0.37533 |  |  |  |  | 148 | 0.093537
80137 | CSDR89 | 8 | South | YES | -0.013159 | 33.9 | 0 | 39 | 0 | 1.003 | DCTie | -1 | 0.061042 | 0 | 0 |  |  |  |  | -0.061042 | 0 | 0.2818 | 0.37533 |  |  |  |  | 149 | 0.093537
80138 | CSDR7 | 7 | South | YES | -0.013159 | 6.1 | 0 | 7 | 0 | 1.014 | DCTie | -1 | 0.061042 | 0 | 0 |  |  |  |  | -0.061042 | 0 | 0.2818 | 0.37533 |  |  |  |  | 150 | 0.093537
80139 | CSDR56 | 6 | South | YES | -0.013159 | 0 | 0 | 39 |  | 1.0033 | DCTie | -1 | 0.061042 | 0 | 0 |  |  |  |  | -0.061042 | 0 | 0.2818 | 0.37533 |  |  |  |  | 151 | 0.093537
80139 | CSDR56 | 5 | South | YES | -0.013159 | 15 | 0 | 15 |  | 1.0033 | DCTie | -1 | 0.061042 | 0 | 0 |  |  |  |  | -0.061042 | 0 | 0.2818 | 0.37533 |  |  |  |  | 152 | 0.093537
80140 | CSDR11 | 11 | South | YES | -0.013159 | 33.9 | 0 | 39 | 0 | 1.03 | DCTie | -1 | 0.061042 | 0 | 0 |  |  |  |  | -0.061042 | 0 | 0.2818 | 0.37533 |  |  |  |  | 153 | 0.093537
80226 | ALCOA G | 1 | South | YES | -0.012846 | 32.3 | 5 | 48 | 0 | 1.015 | Cogen | -1 | 0.060729 | 0 | 0 |  |  |  |  | -0.060729 | 0 | 0.2818 | 0.37533 |  |  |  |  | 154 | 0.093537
8134 | FOR #1 | 1 | South | YES | -0.012748 | 54.1 | 45 | 79 | 0 | 1 | Cogen | -1 | 0.060631 | 0 | 0 |  |  |  |  | -0.060631 | 0 | 0.2818 | 0.37533 |  |  |  |  | 155 | 0.093537
8138 | FOR #2 | 2 | South | YES | -0.012748 | 63.1 | 45 | 81 | 0 | 1 | Cogen | -1 | 0.060631 | 0 | 0 |  |  |  |  | -0.060631 | 0 | 0.2818 | 0.37533 |  |  |  |  | 156 | 0.093537
8153 | FOR #3 | 3 | South | YES | -0.012748 | 63.1 | 45 | 79.9 | 0 | 1 | Cogen | -1 | 0.060631 | 0 | 0 |  |  |  |  | -0.060631 | 0 | 0.2818 | 0.37533 |  |  |  |  | 157 | 0.093537
8154 | FOR #4 | 4 | South | YES | -0.012748 | 63.1 | 60 | 80 | 0 | 1 | Cogen | -1 | 0.060631 | 0 | 0 |  |  |  |  | -0.060631 | 0 | 0.2818 | 0.37533 |  |  |  |  | 158 | 0.093537
8155 | FOR #5 | 5 | South | YES | -0.012748 | 63.1 | 60 | 78.4 | 0 | 1 | Cogen | -1 | 0.060631 | 0 | 0 |  |  |  |  | -0.060631 | 0 | 0.2818 | 0.37533 |  |  |  |  | 159 | 0.093537
8156 | FOR #6 | 6 | South | YES | -0.012748 | 24.9 | 5 | 25 | 0 | 1 | Cogen | -1 | 0.060631 | 0 | 0 |  |  |  |  | -0.060631 | 0 | 0.2818 | 0.37533 |  |  |  |  | 160 | 0.093537
8157 | FOR #7 | 7 | South | YES | -0.012748 | 28.8 | 5 | 46 | 0 | 1 | Cogen | -1 | 0.060631 | 0 | 0 |  |  |  |  | -0.060631 | 0 | 0.2818 | 0.37533 |  |  |  |  | 161 | 0.093537
80051 | FOR #8 | 8 | South | YES | -0.012748 | 28 | 28 | 28 |  | 1 | Cogen | -1 | 0.060631 | 0 | 0 |  |  |  |  | -0.060631 | 0 | 0.2818 | 0.37533 |  |  |  |  | 162 | 0.093537
80052 | FOR #9 | 9 | South | YES | -0.012748 | 29.7 | 5 | 43.6 | 0 | 1 | Cogen | -1 | 0.060631 | 0 | 0 |  |  |  |  | -0.060631 | 0 | 0.2818 | 0.37533 |  |  |  |  | 163 | 0.093537
80053 | FOR #10 | 10 | South | YES | -0.012748 | 68.4 | 45 | 75 | 0 | 1 | Cogen | -1 | 0.060631 | 0 | 0 |  |  |  |  | -0.060631 | 0 | 0.2818 | 0.37533 |  |  |  |  | 164 | 0.093537
88508 | FALFURRI | F | South | YES | -0.012722 | 0 | 0 | 0 | 0 | 1 | AVR | -1 | 0.060605 | 0 | 0 |  |  |  |  | -0.060605 | 0 | 0.2818 | 0.37533 |  |  |  |  | 165 | 0.093537
5728 | FALCONHYDRO2 | 2 | South | YES | -0.012612 | 12 | 0 | 12 | 0 | 1.0234 | Hydro | -1 | 0.060495 | 0 | 0 |  |  |  |  | -0.060495 | 0 | 0.2818 | 0.37533 |  |  |  |  | 166 | 0.093537
5729 | FALCONHYDRO3 | 3 | South | YES | -0.012612 | 11 | 0 | 11 | 0 | 1.0234 | Hydro | -1 | 0.060495 | 0 | 0 |  |  |  |  | -0.060495 | 0 | 0.2818 | 0.37533 |  |  |  |  | 167 | 0.093537
8048 | FALCONHYDRO1 | 1 | South | YES | -0.012612 | 12 | 0 | 12 | 0 | 1.0234 | Hydro | -1 | 0.060495 | 0 | 0 |  |  |  |  | -0.060495 | 0 | 0.2818 | 0.37533 |  |  |  |  | 168 | 0.093537
5890 | PEARSALLGEN1 | 1 | South | YES | -0.012422 | 19.2 | 6 | 24 | 0 | 1.0226 | GST | -1 | 0.060305 | 24 | 24 |  |  |  |  | -0.060305 | -1.4473 | 0.28236 | 0.37603 |  |  |  |  | 169 | 0.093537
5891 | PEARSALLGEN2 | 1 | South | YES | -0.012422 | 19.4 | 6 | 24.3 | 0 | 1.0226 | GST | -1 | 0.060305 | 24.3 | 24.3 |  |  |  |  | -0.060305 | -1.4654 | 0.28293 | 0.37673 |  |  |  |  | 170 | 0.093537
5892 | PEARSALLGEN3 | 1 | South | YES | -0.012422 | 19.1 | 6 | 23.9 | 0 | 1.0226 | GST | -1 | 0.060305 | 23.9 | 23.9 |  |  |  |  | -0.060305 | -1.4413 | 0.28349 | 0.37742 |  |  |  |  | 171 | 0.093537
88299 | ZAPATA | F | South | YES | -0.011701 | 0 | 0 | 0 | 0 | 1.02 | BLT | -1 | 0.059584 | 0 | 0 |  |  |  |  | -0.059584 | 0 | 0.28349 | 0.37742 |  |  |  |  | 172 | 0.093667
58909 | PEARSALLSCG1 | 3 | South | YES | -0.011238 | 0 | 0 | 8.4 |  | 1.027 | Diesel | -1 | 0.059121 | 8.4 | 8.4 |  |  |  |  | -0.059121 | -0.49661 | 0.28368 | 0.37765 |  |  |  |  | 173 | 0.093799
58909 | PEARSALLSCG1 | 4 | South | YES | -0.011238 | 0 | 0 | 8.4 |  | 1.027 | Diesel | -1 | 0.059121 | 8.4 | 8.4 |  |  |  |  | -0.059121 | -0.49661 | 0.28388 | 0.37789 |  |  |  |  | 174 | 0.093929
58909 | PEARSALLSCG1 | 6 | South | YES | -0.011238 | 0 | 0 | 8.4 |  | 1.027 | Diesel | -1 | 0.059121 | 8.4 | 8.4 |  |  |  |  | -0.059121 | -0.49661 | 0.28408 | 0.37813 |  |  |  |  | 175 | 0.093929
58909 | PEARSALLSCG1 | 5 | South | YES | -0.011238 | 0 | 0 | 8.4 |  | 1.027 | Diesel | -1 | 0.059121 | 8.4 | 8.4 |  |  |  |  | -0.059121 | -0.49661 | 0.28427 | 0.37836 |  |  |  |  | 176 | 0.09397
58909 | PEARSALLSCG1 | 1 | South | YES | -0.011238 | 0 | 0 | 8.4 |  | 1.027 | Diesel | -1 | 0.059121 | 8.4 | 8.4 |  |  |  |  | -0.059121 | -0.49661 | 0.28447 | 0.3786 |  |  |  |  | 177 | 0.094011
58909 | PEARSALLSCG1 | 2 | South | YES | -0.011238 | 0 | 0 | 8.4 |  | 1.027 | Diesel | -1 | 0.059121 | 8.4 | 8.4 |  |  |  |  | -0.059121 | -0.49661 | 0.28466 | 0.37884 |  |  |  |  | 178 | 0.094052
58919 | PEARSALLSCG2 | 5 | South | YES | -0.011238 | 0 | 0 | 8.4 |  | 1.027 | Diesel | -1 | 0.059121 | 8.4 | 8.4 |  |  |  |  | -0.059121 | -0.49661 | 0.28486 | 0.37908 |  |  |  |  | 179 | 0.094093
58919 | PEARSALLSCG2 | 6 | South | YES | -0.011238 | 0 | 0 | 8.4 |  | 1.027 | Diesel | -1 | 0.059121 | 8.4 | 8.4 |  |  |  |  | -0.059121 | -0.49661 | 0.28506 | 0.37931 |  |  |  |  | 180 | 0.094134
58919 | PEARSALLSCG2 | 1 | South | YES | -0.011238 | 0 | 0 | 8.4 |  | 1.027 | Diesel | -1 | 0.059121 | 8.4 | 8.4 |  |  |  |  | -0.059121 | -0.49661 | 0.28525 | 0.37955 |  |  |  |  | 181 | 0.094175
58919 | PEARSALLSCG2 | 2 | South | YES | -0.011238 | 0 | 0 | 8.4 |  | 1.027 | Diesel | -1 | 0.059121 | 8.4 | 8.4 |  |  |  |  | -0.059121 | -0.49661 | 0.28545 | 0.37979 |  |  |  |  | 182 | 0.094216
58919 | PEARSALLSCG2 | 4 | South | YES | -0.011238 | 0 | 0 | 8.4 |  | 1.027 | Diesel | -1 | 0.059121 | 8.4 | 8.4 |  |  |  |  | -0.059121 | -0.49661 | 0.28565 | 0.38003 |  |  |  |  | 183 | 0.094256
58919 | PEARSALLSCG2 | 3 | South | YES | -0.011238 | 0 | 0 | 8.4 |  | 1.027 | Diesel | -1 | 0.059121 | 8.4 | 8.4 |  |  |  |  | -0.059121 | -0.49661 | 0.28584 | 0.38026 |  |  |  |  | 184 | 0.094297
58929 | PEARSALLSCG3 | 4 | South | YES | -0.011238 | 0 | 0 | 8.4 |  | 1.027 | Diesel | -1 | 0.059121 | 8.4 | 8.4 |  |  |  |  | -0.059121 | -0.49661 | 0.28604 | 0.3805 |  |  |  |  | 185 | 0.094338
58929 | PEARSALLSCG3 | 6 | South | YES | -0.011238 | 0 | 0 | 8.4 |  | 1.027 | Diesel | -1 | 0.059121 | 8.4 | 8.4 |  |  |  |  | -0.059121 | -0.49661 | 0.28624 | 0.38074 |  |  |  |  | 186 | 0.094379
58929 | PEARSALLSCG3 | 2 | South | YES | -0.011238 | 0 | 0 | 8.4 |  | 1.027 | Diesel | -1 | 0.059121 | 8.4 | 8.4 |  |  |  |  | -0.059121 | -0.49661 | 0.28643 | 0.38098 |  |  |  |  | 187 | 0.09442
58929 | PEARSALLSCG3 | 5 | South | YES | -0.011238 | 0 | 0 | 8.4 |  | 1.027 | Diesel | -1 | 0.059121 | 8.4 | 8.4 |  |  |  |  | -0.059121 | -0.49661 | 0.28663 | 0.38121 |  |  |  |  | 188 | 0.094461
58929 | PEARSALLSCG3 | 1 | South | YES | -0.011238 | 0 | 0 | 8.4 |  | 1.027 | Diesel | -1 | 0.059121 | 8.4 | 8.4 |  |  |  |  | -0.059121 | -0.49661 | 0.28683 | 0.38145 |  |  |  |  | 189 | 0.094502
58929 | PEARSALLSCG3 | 3 | South | YES | -0.011238 | 0 | 0 | 8.4 |  | 1.027 | Diesel | -1 | 0.059121 | 8.4 | 8.4 |  |  |  |  | -0.059121 | -0.49661 | 0.28702 | 0.38169 |  |  |  |  | 190 | 0.094543
58949 | PEARSALLSCG4 | 3 | South | YES | -0.011238 | 0 | 0 | 8.4 |  | 1.027 | Diesel | -1 | 0.059121 | 8.4 | 8.4 |  |  |  |  | -0.059121 | -0.49661 | 0.28722 | 0.38193 |  |  |  |  | 191 | 0.094584
58949 | PEARSALLSCG4 | 2 | South | YES | -0.011238 | 0 | 0 | 8.4 |  | 1.027 | Diesel | -1 | 0.059121 | 8.4 | 8.4 |  |  |  |  | -0.059121 | -0.49661 | 0.28742 | 0.38216 |  |  |  |  | 192 | 0.094625
58949 | PEARSALLSCG4 | 1 | South | YES | -0.011238 | 0 | 0 | 8.4 |  | 1.027 | Diesel | -1 | 0.059121 | 8.4 | 8.4 |  |  |  |  | -0.059121 | -0.49661 | 0.28761 | 0.3824 |  |  |  |  | 193 | 0.094665
58949 | PEARSALLSCG4 | 4 | South | YES | -0.011238 | 0 | 0 | 8.4 |  | 1.027 | Diesel | -1 | 0.059121 | 8.4 | 8.4 |  |  |  |  | -0.059121 | -0.49661 | 0.28781 | 0.38264 |  |  |  |  | 194 | 0.094706
58949 | PEARSALLSCG4 | 6 | South | YES | -0.011238 | 0 | 0 | 8.4 |  | 1.027 | Diesel | -1 | 0.059121 | 8.4 | 8.4 |  |  |  |  | -0.059121 | -0.49661 | 0.28801 | 0.38288 |  |  |  |  | 195 | 0.094747
58949 | PEARSALLSCG4 | 5 | South | YES | -0.011238 | 0 | 0 | 8.4 |  | 1.027 | Diesel | -1 | 0.059121 | 8.4 | 8.4 |  |  |  |  | -0.059121 | -0.49661 | 0.2882 | 0.38311 |  |  |  |  | 196 | 0.094788
3432 | SANDOW_4G | 4 | South | YES | -0.010682 | 580 | 225 | 580 |  | 1.029 | LIGCO | -1 | 0.058565 | 0 | 580 |  |  |  |  | -0.058565 | 0 | 0.2882 | 0.38311 |  |  |  |  | 197 | 0.094829
80012 | LAR | F | South | YES | -0.010355 | 0 | 0 | 0 | 0 | 1.04 | DCTie | -1 | 0.058238 | 0 | 0 |  |  |  |  | -0.058238 | 0 | 0.2882 | 0.38311 |  |  |  |  | 198 | 0.09487
80265 | LARECU40A | 4 | South | YES | -0.010354 | 80 | 0 | 100 |  | 1.039 | GGT | -1 | 0.058237 | 100 | 100 |  |  |  |  | -0.058237 | -5.8237 | 0.29054 | 0.3859 |  |  |  |  | 199 | 0.094911
80266 | LARECU50A | 5 | South | YES | -0.010354 | 80 | 0 | 100 |  | 1.039 | GGT | -1 | 0.058237 | 100 | 100 |  |  |  |  | -0.058237 | -5.8237 | 0.29288 | 0.38868 |  |  |  |  | 200 | 0.094911
5911 | STP_GN1___1 | 1 | Houston | YES | -0.009335 | 1333 | 1249 | 1333 | 0 | 1.0406 | Nuc | -1 | 0.057218 | 0 | 0 |  |  |  |  | -0.057218 | 0 | 0.29288 | 0.38868 |  |  |  |  | 201 | 0.094911
5912 | STP_GN2___2 | 2 | Houston | YES | -0.009335 | 1332 | 1249 | 1332 | 0 | 1.0406 | Nuc | -1 | 0.057218 | 0 | 0 |  |  |  |  | -0.057218 | 0 | 0.29288 | 0.38868 |  |  |  |  | 202 | 0.095356
48731 | CBE_GT1 | 1 | Houston | YES | -0.009029 | 76 | 0 | 76 | 0 | 1.029 | CC | -1 | 0.056912 | 76 | 76 |  |  |  |  | -0.056912 | -4.3253 | 0.29466 | 0.39075 |  |  |  |  | 203 | 0.0958
48732 | CBE_GT2 | 1 | Houston | YES | -0.009029 | 76 | 0 | 76 | 0 | 1.029 | CC | -1 | 0.056912 | 76 | 76 |  |  |  |  | -0.056912 | -4.3253 | 0.29644 | 0.39282 |  |  |  |  | 204 | 0.0958
48733 | CBE_ST12 | 1 | Houston | YES | -0.009029 | 105 | 0 | 105 | 0 | 1.029 | CC | -1 | 0.056912 | 105 | 105 |  |  |  |  | -0.056912 | -5.9757 | 0.29889 | 0.39567 |  |  |  |  | 205 | 0.0958
48734 | CBE_GT3 | 1 | Houston | YES | -0.009029 | 76 | 0 | 76 | 0 | 1.029 | CC | -1 | 0.056912 | 76 | 76 |  |  |  |  | -0.056912 | -4.3253 | 0.30067 | 0.39774 |  |  |  |  | 206 | 0.09609
48735 | CBE_GT4 | 1 | Houston | YES | -0.009029 | 76 | 0 | 76 | 0 | 1.029 | CC | -1 | 0.056912 | 76 | 76 |  |  |  |  | -0.056912 | -4.3253 | 0.30245 | 0.39981 |  |  |  |  | 207 | 0.09638
48736 | CBE_ST34 | 1 | Houston | YES | -0.009029 | 105 | 0 | 105 | 0 | 1.029 | CC | -1 | 0.056912 | 105 | 105 |  |  |  |  | -0.056912 | -5.9757 | 0.30491 | 0.40267 |  |  |  |  | 208 | 0.09678
48911 | TGF_GT1_8000 | 1 | Houston | YES | -0.008788 | 69.2 | 0 | 69.2 |  | 1.029 | Cogen | -1 | 0.056671 | 0 | 0 |  |  |  |  | -0.056671 | 0 | 0.30491 | 0.40267 |  |  |  |  | 209 | 0.09707
13432 | SANDOW_5G | 5 | South | YES | -0.008239 | 581 | 225 | 581 |  | 1.029 | LIGCO | -1 | 0.056122 | 0 | 581 |  |  |  |  | -0.056122 | 0 | 0.30491 | 0.40267 |  |  |  |  | 210 | 0.09736
49851 | DOW17000 | 37 | Houston | YES | -0.007777 | 39 | 0 | 62 | 0 | 1 | Cogen | -1 | 0.05566 | 0 | 0 |  |  |  |  | -0.05566 | 0 | 0.30491 | 0.40267 |  |  |  |  | 211 | 0.09776
49858 | DOW38100 | 31 | Houston | YES | -0.007777 | 45 | 0 | 71.4 |  | 1 | Cogen | -1 | 0.05566 | 0 | 0 |  |  |  |  | -0.05566 | 0 | 0.30491 | 0.40267 |  |  |  |  | 212 | 0.09776
49859 | DOW38200 | 33 | Houston | YES | -0.007777 | 28 | 0 | 45 | 0 | 1 | Cogen | -1 | 0.05566 | 0 | 0 |  |  |  |  | -0.05566 | 0 | 0.30491 | 0.40267 |  |  |  |  | 213 | 0.09776
49860 | DOW38300 | 32 | Houston | YES | -0.007777 | 63 | 0 | 101 |  | 1 | Cogen | -1 | 0.05566 | 0 | 0 |  |  |  |  | -0.05566 | 0 | 0.30491 | 0.40267 |  |  |  |  | 214 | 0.09776
49862 | DOW39100 | 36 | Houston | YES | -0.007777 | 54 | 0 | 86 | 0 | 1 | Cogen | -1 | 0.05566 | 0 | 0 |  |  |  |  | -0.05566 | 0 | 0.30491 | 0.40267 |  |  |  |  | 215 | 0.09776
49863 | DOW39200 | 35 | Houston | YES | -0.007777 | 55 | 0 | 88 | 0 | 1 | Cogen | -1 | 0.05566 | 0 | 0 |  |  |  |  | -0.05566 | 0 | 0.30491 | 0.40267 |  |  |  |  | 216 | 0.09776
49865 | DOW41000 | 41 | Houston | YES | -0.007777 | 31 | 0 | 50 |  | 1 | Cogen | -1 | 0.05566 | 0 | 0 |  |  |  |  | -0.05566 | 0 | 0.30491 | 0.40267 |  |  |  |  | 217 | 0.09776
49866 | DOW42000 | 42 | Houston | YES | -0.007777 | 11 | 0 | 18 |  | 1 | Cogen | -1 | 0.05566 | 0 | 0 |  |  |  |  | -0.05566 | 0 | 0.30491 | 0.40267 |  |  |  |  | 218 | 0.09776
49869 | DOW49000 | 45 | Houston | YES | -0.007777 | 59 | 0 | 94 |  | 1 | Cogen | -1 | 0.05566 | 0 | 0 |  |  |  |  | -0.05566 | 0 | 0.30491 | 0.40267 |  |  |  |  | 219 | 0.09776
49870 | DOW61000 | 61 | Houston | YES | -0.007777 | 44 | 0 | 70 | 0 | 1 | Cogen | -1 | 0.05566 | 0 | 0 |  |  |  |  | -0.05566 | 0 | 0.30491 | 0.40267 |  |  |  |  | 220 | 0.09776
49871 | DOW62000 | 62 | Houston | YES | -0.007777 | 40 | 0 | 63 | 0 | 1 | Cogen | -1 | 0.05566 | 0 | 0 |  |  |  |  | -0.05566 | 0 | 0.30491 | 0.40267 |  |  |  |  | 221 | 0.09776
49872 | DOW63000 | 63 | Houston | YES | -0.007777 | 45 | 0 | 72 | 0 | 1 | Cogen | -1 | 0.05566 | 0 | 0 |  |  |  |  | -0.05566 | 0 | 0.30491 | 0.40267 |  |  |  |  | 222 | 0.09776
49873 | DOW64000 | 64 | Houston | YES | -0.007777 | 41 | 0 | 64.8 | 0 | 1 | Cogen | -1 | 0.05566 | 0 | 0 |  |  |  |  | -0.05566 | 0 | 0.30491 | 0.40267 |  |  |  |  | 223 | 0.09776
49876 | DOW65000 | 65 | Houston | YES | -0.007777 | 63 | 0 | 101 | 0 | 1 | Cogen | -1 | 0.05566 | 0 | 0 |  |  |  |  | -0.05566 | 0 | 0.30491 | 0.40267 |  |  |  |  | 224 | 0.09776
49877 | DOW66000 | 66 | Houston | YES | -0.007777 | 61 | 0 | 97 | 0 | 1 | Cogen | -1 | 0.05566 | 0 | 0 |  |  |  |  | -0.05566 | 0 | 0.30491 | 0.40267 |  |  |  |  | 225 | 0.09776
49878 | DOW67000 | 67 | Houston | YES | -0.007777 | 65 | 0 | 103 | 0 | 1 | Cogen | -1 | 0.05566 | 0 | 0 |  |  |  |  | -0.05566 | 0 | 0.30491 | 0.40267 |  |  |  |  | 226 | 0.09776
49882 | DOW81000 | 81 | Houston | YES | -0.007777 | 47 | 0 | 76 | 0 | 1 | Cogen | -1 | 0.05566 | 0 | 0 |  |  |  |  | -0.05566 | 0 | 0.30491 | 0.40267 |  |  |  |  | 227 | 0.09776
49884 | DOW82000 | 82 | Houston | YES | -0.007777 | 51 | 0 | 80 | 0 | 1 | Cogen | -1 | 0.05566 | 0 | 0 |  |  |  |  | -0.05566 | 0 | 0.30491 | 0.40267 |  |  |  |  | 228 | 0.09776
49885 | DOW83000 | 83 | Houston | YES | -0.007777 | 51 | 0 | 80 | 0 | 1 | Cogen | -1 | 0.05566 | 0 | 0 |  |  |  |  | -0.05566 | 0 | 0.30491 | 0.40267 |  |  |  |  | 229 | 0.09776
49886 | DOW84000 | 84 | Houston | YES | -0.007777 | 107 | 0 | 171 | 0 | 0.98 | Cogen | -1 | 0.05566 | 0 | 0 |  |  |  |  | -0.05566 | 0 | 0.30491 | 0.40267 |  |  |  |  | 230 | 0.09776
48520 | BSF_GT1_8070 | 1 | Houston | YES | -0.007473 | 72 | 0 | 72 | 0 | 1.0326 | Cogen | -1 | 0.055356 | 0 | 0 |  |  |  |  | -0.055356 | 0 | 0.30491 | 0.40267 |  |  |  |  | 231 | 0.09776
48520 | BSF_GT1_8070 | 2 | Houston | YES | -0.007473 | 10 | 0 | 10 | 0 | 1.0326 | Cogen | -1 | 0.055356 | 0 | 0 |  |  |  |  | -0.055356 | 0 | 0.30491 | 0.40267 |  |  |  |  | 232 | 0.09776
39760 | TNSCLP1___8 | 1 | Houston | YES | -0.007221 | 93.4 | 20 | 116.8 | 0 | 1.04 | Cogen | -1 | 0.055104 | 0 | 0 |  |  |  |  | -0.055104 | 0 | 0.30491 | 0.40267 |  |  |  |  | 233 | 0.09776
39770 | TNSCLP2___8 | 1 | Houston | YES | -0.007221 | 91.6 | 20 | 114.5 | 0 | 1.04 | Cogen | -1 | 0.055104 | 0 | 0 |  |  |  |  | -0.055104 | 0 | 0.30491 | 0.40267 |  |  |  |  | 234 | 0.09776
39775 | TNSCLP4___8 | 1 | Houston | YES | -0.007221 | 95.2 | 20 | 119 | 0 | 1.04 | Cogen | -1 | 0.055104 | 0 | 0 |  |  |  |  | -0.055104 | 0 | 0.30491 | 0.40267 |  |  |  |  | 235 | 0.09776
39790 | TNSCLP3___8 | 1 | Houston | YES | -0.007221 | 87.6 | 20 | 109.5 | 0 | 1.027 | Cogen | -1 | 0.055104 | 0 | 0 |  |  |  |  | -0.055104 | 0 | 0.30491 | 0.40267 |  |  |  |  | 236 | 0.09776
48730 | MNS_GT | 1 | Houston | YES | -0.006456 | 43 | 0 | 46.1 |  | 1.029 | Cogen | -1 | 0.054339 | 0 | 0 |  |  |  |  | -0.054339 | 0 | 0.30491 | 0.40267 |  |  |  |  | 237 | 0.09776
48926 | WAP_GN6_6 | 6 | Houston | YES | -0.006431 | 651 | 280 | 651 |  | 1.035 | LIGCO | -1 | 0.054314 | 0 | 651 |  |  |  |  | -0.054314 | 0 | 0.30491 | 0.40267 |  |  |  |  | 238 | 0.09776
48927 | WAP_GN7_7 | 7 | Houston | YES | -0.006431 | 564 | 277 | 564 |  | 1.035 | LIGCO | -1 | 0.054314 | 0 | 564 |  |  |  |  | -0.054314 | 0 | 0.30491 | 0.40267 |  |  |  |  | 239 | 0.09776
48928 | WAP_GN8_8 | 8 | Houston | YES | -0.006431 | 603 | 275 | 603 |  | 1.035 | LIGCO | -1 | 0.054314 | 0 | 603 |  |  |  |  | -0.054314 | 0 | 0.30491 | 0.40267 |  |  |  |  | 240 | 0.09776
48521 | BVE_GT1_GT1 | 1 | Houston | YES | -0.006425 | 167.7 | 0 | 167.7 |  | 1.035 | CC | -1 | 0.054308 | 167.7 | 167.7 |  |  |  |  | -0.054308 | -9.1074 | 0.30883 | 0.40702 |  |  |  |  | 241 | 0.09776
48522 | BVE_GT2_5035 | 2 | Houston | YES | -0.006425 | 166.4 | 0 | 166.4 |  | 1.035 | CC | -1 | 0.054308 | 166.4 | 166.4 |  |  |  |  | -0.054308 | -9.0368 | 0.31272 | 0.41134 |  |  |  |  | 242 | 0.09776
48523 | BVE_ST1_GN1 | 3 | Houston | YES | -0.006425 | 252.4 | 0 | 252.4 |  | 1.035 | CC | -1 | 0.054308 | 252.4 | 252.4 |  |  |  |  | -0.054308 | -13.7072 | 0.31863 | 0.41789 |  |  |  |  | 243 | 0.09776
48510 | AK_GT1__8040 | 1 | Houston | YES | -0.006339 | 33.4 | 8.1 | 34 |  | 1.029 | Cogen | -1 | 0.054222 | 0 | 0 |  |  |  |  | -0.054222 | 0 | 0.31863 | 0.41789 |  |  |  |  | 244 | 0.098191
48921 | WAP_GN1_1 | 1 | Houston | YES | -0.006271 | 132.8 | 37 | 166 | 0 | 1.0362 | GST | -1 | 0.054154 | 166 | 166 |  |  |  |  | -0.054154 | -8.9895 | 0.32251 | 0.42219 |  |  |  |  | 245 | 0.098618
48922 | WAP_GN2_2 | 2 | Houston | YES | -0.006271 | 132.8 | 37 | 166 | 0 | 1.0362 | GST | -1 | 0.054154 | 166 | 166 |  |  |  |  | -0.054154 | -8.9895 | 0.32639 | 0.42649 |  |  |  |  | 246 | 0.099266
48923 | WAP_GN3_3 | 3 | Houston | YES | -0.006271 | 198.4 | 93 | 248 | 0 | 1.0362 | GST | -1 | 0.054154 | 248 | 248 |  |  |  |  | -0.054154 | -13.4301 | 0.33219 | 0.43291 |  |  |  |  | 247 | 0.099266
48924 | WAP_GN4_4 | 4 | Houston | YES | -0.006271 | 546 | 217 | 546 | 0 | 1.0362 | GSC | -1 | 0.054154 | 546 | 546 |  |  |  |  | -0.054154 | -29.5678 | 0.34497 | 0.44704 |  |  |  |  | 248 | 0.09968
48925 | WAP_GN5_5 | 5 | Houston | YES | -0.006271 | 591.7 | 278 | 654 | 0 | 0.985 | LIGCO | -1 | 0.054154 | 0 | 654 |  |  |  |  | -0.054154 | 0 | 0.34497 | 0.44704 |  |  |  |  | 249 | 0.10009
48929 | WAPGT21_GT1 | B1 | Houston | YES | -0.006271 | 0 | 0 | 13 |  | 1.05 | GGT | -1 | 0.054154 | 13 | 13 |  |  |  |  | -0.054154 | -0.704 | 0.34527 | 0.44738 |  |  |  |  | 250 | 0.10071
38580 | TNBP_CGN1_8 | 1 | Houston | YES | -0.005823 | 70.8 | 0 | 70.8 | 0 | 1.005 | Cogen | -1 | 0.053706 | 0 | 0 |  |  |  |  | -0.053706 | 0 | 0.34527 | 0.44738 |  |  |  |  | 251 | 0.10208
38590 | TNBP_CGN2_8 | 2 | Houston | YES | -0.005823 | 66.7 | 0 | 66.7 | 0 | 1.005 | Cogen | -1 | 0.053706 | 0 | 0 |  |  |  |  | -0.053706 | 0 | 0.34527 | 0.44738 |  |  |  |  | 252 | 0.10208
38600 | TNBP_CGN3_8 | 5 | Houston | YES | -0.005823 | 53 | 0 | 53 | 0 | 1.005 | Cogen | -1 | 0.053706 | 0 | 0 |  |  |  |  | -0.053706 | 0 | 0.34527 | 0.44738 |  |  |  |  | 253 | 0.10211
38611 | TNBPAMCG1_8 | 1 | Houston | YES | -0.005823 | 153.2 | 0 | 153.2 | 0 | 1.005 | Cogen | -1 | 0.053706 | 0 | 0 |  |  |  |  | -0.053706 | 0 | 0.34527 | 0.44738 |  |  |  |  | 254 | 0.10211
38612 | TNBPAMCG2_8 | 2 | Houston | YES | -0.005823 | 153.5 | 0 | 153.5 | 0 | 1.005 | Cogen | -1 | 0.053706 | 0 | 0 |  |  |  |  | -0.053706 | 0 | 0.34527 | 0.44738 |  |  |  |  | 255 | 0.10211
38613 | TNBPAMCG3_8 | 3 | Houston | YES | -0.005823 | 152.3 | 0 | 152.3 | 0 | 1.005 | Cogen | -1 | 0.053706 | 0 | 0 |  |  |  |  | -0.053706 | 0 | 0.34527 | 0.44738 |  |  |  |  | 256 | 0.10211
38614 | TNBPAMCG4_8 | 4 | Houston | YES | -0.005823 | 96 | 0 | 96 |  | 1.005 | Cogen | -1 | 0.053706 | 0 | 0 |  |  |  |  | -0.053706 | 0 | 0.34527 | 0.44738 |  |  |  |  | 257 | 0.10211
38615 | TNBPAMCG5_8 | 1 | Houston | YES | -0.005823 | 244 | 0 | 244 | 0 | 1.005 | Cogen | -1 | 0.053706 | 0 | 0 |  |  |  |  | -0.053706 | 0 | 0.34527 | 0.44738 |  |  |  |  | 258 | 0.10211
38690 | TNBP_CGN4_8 | 3 | Houston | YES | -0.005823 | 40 | 0 | 40 |  | 1.005 | Cogen | -1 | 0.053706 | 0 | 0 |  |  |  |  | -0.053706 | 0 | 0.34527 | 0.44738 |  |  |  |  | 259 | 0.10211
38711 | TNTXCTY1CG8 | 1 | Houston | YES | -0.005823 | 100.3 | 59 | 100.3 | 0 | 1 | Cogen | -1 | 0.053706 | 0 | 0 |  |  |  |  | -0.053706 | 0 | 0.34527 | 0.44738 |  |  |  |  | 260 | 0.10211
38712 | TNTXCTY2CG8 | 1 | Houston | YES | -0.005823 | 92.9 | 59 | 92.9 | 0 | 1 | Cogen | -1 | 0.053706 | 0 | 0 |  |  |  |  | -0.053706 | 0 | 0.34527 | 0.44738 |  |  |  |  | 261 | 0.10211
38713 | TNTXCTY3CG8 | 1 | Houston | YES | -0.005823 | 102.7 | 59 | 102.7 | 0 | 1 | Cogen | -1 | 0.053706 | 0 | 0 |  |  |  |  | -0.053706 | 0 | 0.34527 | 0.44738 |  |  |  |  | 262 | 0.10211
38714 | TNTXCTY4CG8 | 1 | Houston | YES | -0.005823 | 103 | 59 | 103 | 0 | 1 | Cogen | -1 | 0.053706 | 0 | 0 |  |  |  |  | -0.053706 | 0 | 0.34527 | 0.44738 |  |  |  |  | 263 | 0.10211
39470 | TNDOWCGNSG8 | 1 | Houston | YES | -0.005823 | 32 | 10 | 32 | 0 | 0.985 | Cogen | -1 | 0.053706 | 0 | 0 |  |  |  |  | -0.053706 | 0 | 0.34527 | 0.44738 |  |  |  |  | 264 | 0.10211
39480 | TNDOWCGNGG8 | 1 | Houston | YES | -0.005823 | 30 | 10 | 30 | 0 | 0.985 | Cogen | -1 | 0.053706 | 0 | 0 |  |  |  |  | -0.053706 | 0 | 0.34527 | 0.44738 |  |  |  |  | 265 | 0.10211
48772 | PHR_GN2_2 | MB | Houston | YES | -0.005611 | 0 | 72 | 459 |  | 1.0362 | GSC | -1 | 0.053494 | 0 | 0 |  |  |  |  | -0.053494 | 0 | 0.34527 | 0.44738 |  |  |  |  | 266 | 0.10211
48561 | CTL_GT2_8130 | 1 | Houston | YES | -0.005461 | 73.5 | 30.3 | 91.9 |  | 1.0362 | Cogen | -1 | 0.053344 | 0 | 0 |  |  |  |  | -0.053344 | 0 | 0.34527 | 0.44738 |  |  |  |  | 267 | 0.10211
48562 | CTL_GT3_8135 | 2 | Houston | YES | -0.005461 | 70.1 | 30.3 | 87.6 |  | 1.0362 | Cogen | -1 | 0.053344 | 0 | 0 |  |  |  |  | -0.053344 | 0 | 0.34527 | 0.44738 |  |  |  |  | 268 | 0.10211
48563 | CTL_GT4_8140 | 3 | Houston | YES | -0.005461 | 69.6 | 30.3 | 87 |  | 1.0362 | Cogen | -1 | 0.053344 | 0 | 0 |  |  |  |  | -0.053344 | 0 | 0.34527 | 0.44738 |  |  |  |  | 269 | 0.10211
48564 | CTL_GN1_8145 | 4 | Houston | YES | -0.005461 | 43.6 | 12.9 | 54.5 |  | 1.0362 | Cogen | -1 | 0.053344 | 0 | 0 |  |  |  |  | -0.053344 | 0 | 0.34527 | 0.44738 |  |  |  |  | 270 | 0.10211
48565 | CTL_GN2_8155 | 5 | Houston | YES | -0.005461 | 9.8 | 3.4 | 12.2 |  | 1.0362 | Cogen | -1 | 0.053344 | 0 | 0 |  |  |  |  | -0.053344 | 0 | 0.34527 | 0.44738 |  |  |  |  | 271 | 0.10211
48531 | BYU_GT1_8075 | 1 | Houston | YES | -0.005405 | 65 | 0 | 65 |  | 1.0362 | Cogen | -1 | 0.053288 | 0 | 0 |  |  |  |  | -0.053288 | 0 | 0.34527 | 0.44738 |  |  |  |  | 272 | 0.10211
48532 | BYU_GT2_8055 | 2 | Houston | YES | -0.005405 | 62 | 0 | 62 |  | 1.0362 | Cogen | -1 | 0.053288 | 0 | 0 |  |  |  |  | -0.053288 | 0 | 0.34527 | 0.44738 |  |  |  |  | 273 | 0.10211
48533 | BYU_GT3_8060 | 3 | Houston | YES | -0.005405 | 67 | 0 | 67 |  | 1.0362 | Cogen | -1 | 0.053288 | 0 | 0 |  |  |  |  | -0.053288 | 0 | 0.34527 | 0.44738 |  |  |  |  | 274 | 0.10211
48534 | BYU_GT4_8065 | 4 | Houston | YES | -0.005405 | 65 | 0 | 65 |  | 1.0362 | Cogen | -1 | 0.053288 | 0 | 0 |  |  |  |  | -0.053288 | 0 | 0.34527 | 0.44738 |  |  |  |  | 275 | 0.10211
48691 | GBY_73741085 | B | Houston | YES | -0.005322 | 37.6 | 20 | 47 | 0 | 1.0362 | GGT | -1 | 0.053205 | 47 | 47 |  |  |  |  | -0.053205 | -2.5006 | 0.34637 | 0.44858 |  |  |  |  | 276 | 0.10211
48691 | GBY_73741085 | A | Houston | YES | -0.005322 | 37.6 | 20 | 47 | 0 | 1.0362 | GGT | -1 | 0.053205 | 47 | 47 |  |  |  |  | -0.053205 | -2.5006 | 0.34747 | 0.44977 |  |  |  |  | 277 | 0.10211
48692 | GBY_81821075 | D | Houston | YES | -0.005322 | 44 | 20 | 55 | 0 | 1.0362 | GGT | -1 | 0.053205 | 55 | 55 |  |  |  |  | -0.053205 | -2.9262 | 0.34876 | 0.45117 |  |  |  |  | 278 | 0.10211
48692 | GBY_81821075 | C | Houston | YES | -0.005322 | 37.6 | 20 | 47 | 0 | 1.0362 | GGT | -1 | 0.053205 | 47 | 47 |  |  |  |  | -0.053205 | -2.5006 | 0.34986 | 0.45236 |  |  |  |  | 279 | 0.1022
48693 | GBY_83841065 | F | Houston | YES | -0.005322 | 43.2 | 20 | 54 | 0 | 1.0362 | GGT | -1 | 0.053205 | 54 | 54 |  |  |  |  | -0.053205 | -2.873 | 0.35112 | 0.45374 |  |  |  |  | 280 | 0.1023
48693 | GBY_83841065 | E | Houston | YES | -0.005322 | 45.6 | 20 | 57 | 0 | 1.0362 | GGT | -1 | 0.053205 | 57 | 57 |  |  |  |  | -0.053205 | -3.0327 | 0.35245 | 0.45519 |  |  |  |  | 281 | 0.10241
48841 | SJS_GT1_GT1 | 1 | Houston | YES | -0.005298 | 62.4 | 49 | 78 | 0 | 1.0362 | Cogen | -1 | 0.053181 | 0 | 0 |  |  |  |  | -0.053181 | 0 | 0.35245 | 0.45519 |  |  |  |  | 282 | 0.10251
48842 | SJS_GT2_GT2 | 2 | Houston | YES | -0.005298 | 64.8 | 49 | 81 | 0 | 1.0362 | Cogen | -1 | 0.053181 | 0 | 0 |  |  |  |  | -0.053181 | 0 | 0.35245 | 0.45519 |  |  |  |  | 283 | 0.10262
48641 | DPEC_GT15040 | 1 | Houston | YES | -0.005275 | 163.2 | 98 | 163.2 | 0 | 1.0319 | CC | -1 | 0.053158 | 163.2 | 163.2 |  |  |  |  | -0.053158 | -8.6753 | 0.35627 | 0.45934 |  |  |  |  | 284 | 0.10273
48642 | DPEC_GT25025 | 2 | Houston | YES | -0.005275 | 157.1 | 98 | 157.1 | 0 | 1.0319 | CC | -1 | 0.053158 | 157.1 | 157.1 |  |  |  |  | -0.053158 | -8.351 | 0.35995 | 0.46333 |  |  |  |  | 285 | 0.10273
48643 | DPEC_GT35010 | 3 | Houston | YES | -0.005275 | 157.5 | 98 | 157.5 | 0 | 1.0319 | CC | -1 | 0.053158 | 157.5 | 157.5 |  |  |  |  | -0.053158 | -8.3723 | 0.36363 | 0.46733 |  |  |  |  | 286 | 0.10273
48644 | DPEC_GT45070 | 4 | Houston | YES | -0.005275 | 157 | 98 | 157 | 0 | 1.0319 | CC | -1 | 0.053158 | 157 | 157 |  |  |  |  | -0.053158 | -8.3457 | 0.3673 | 0.47132 |  |  |  |  | 287 | 0.10306
48645 | DPEC_ST55065 | 5 | Houston | YES | -0.005275 | 282 | 0 | 282 | 0 | 1.0319 | CC | -1 | 0.053158 | 282 | 282 |  |  |  |  | -0.053158 | -14.9904 | 0.3739 | 0.47849 |  |  |  |  | 288 | 0.10338
48761 | PR_GT1__9040 | 1 | Houston | YES | -0.005243 | 26 | 0 | 35 |  | 1 | Cogen | -1 | 0.053126 | 0 | 0 |  |  |  |  | -0.053126 | 0 | 0.3739 | 0.47849 |  |  |  |  | 289 | 0.1037
48855 | SRB_GT211035 | B1 | Houston | YES | -0.005217 | 0 | 0 | 18 |  | 1.014 | GGT | -1 | 0.0531 | 18 | 18 |  |  |  |  | -0.0531 | -0.95579 | 0.37432 | 0.47894 |  |  |  |  | 290 | 0.10402
48855 | SRB_GT211035 | B2 | Houston | YES | -0.005217 | 0 | 0 | 12 |  | 1.014 | GGT | -1 | 0.0531 | 12 | 12 |  |  |  |  | -0.0531 | -0.63719 | 0.3746 | 0.47925 |  |  |  |  | 291 | 0.10458
48852 | SRB_GN2_2 | 2 | Houston | YES | -0.005216 | 140.8 | 26 | 176 | 0 | 1.0217 | GST | -1 | 0.053099 | 176 | 176 |  |  |  |  | -0.053099 | -9.3453 | 0.37872 | 0.48372 |  |  |  |  | 292 | 0.10458
48851 | SRB_GN1_1 | 1 | Houston | YES | -0.005214 | 132 | 26 | 165 | 0 | 1.0217 | GST | -1 | 0.053097 | 165 | 165 |  |  |  |  | -0.053097 | -8.7609 | 0.38258 | 0.4879 |  |  |  |  | 293 | 0.10462
48551 | CAL_GT1_8045 | 1 | Houston | YES | -0.005213 | 149 | 0 | 149 | 0 | 1.0326 | Cogen | -1 | 0.053096 | 0 | 0 |  |  |  |  | -0.053096 | 0 | 0.38258 | 0.4879 |  |  |  |  | 294 | 0.10464
48552 | CAL_ST1_8000 | 2 | Houston | YES | -0.005213 | 65.1 | 0 | 65.1 | 0 | 1.0326 | Cogen | -1 | 0.053096 | 0 | 0 |  |  |  |  | -0.053096 | 0 | 0.38258 | 0.4879 |  |  |  |  | 295 | 0.10499
48845 | SOL_GT1 | 1 | Houston | YES | -0.005207 | 16.2 | 15.4 | 16.2 |  | 1.0326 | Solar | -1 | 0.05309 | 16.2 | 16.2 |  |  |  |  | -0.05309 | -0.86005 | 0.38296 | 0.48832 |  |  |  |  | 296 | 0.10532
48853 | SRB_GN3_3 | 3 | Houston | YES | -0.005207 | 170.4 | 35 | 213 |  | 1.0326 | GST | -1 | 0.05309 | 213 | 213 |  |  |  |  | -0.05309 | -11.3081 | 0.38794 | 0.49372 |  |  |  |  | 297 | 0.10532
48611 | DIB_GT1_8080 | 1 | Houston | YES | -0.005206 | 64 | 0 | 64 | 0 | 1.0326 | Cogen | -1 | 0.053089 | 0 | 0 |  |  |  |  | -0.053089 | 0 | 0.38794 | 0.49372 |  |  |  |  | 298 | 0.10532
48612 | DIB_GT2_8075 | 2 | Houston | YES | -0.005206 | 63.2 | 0 | 63.2 | 0 | 1.0326 | Cogen | -1 | 0.053089 | 0 | 0 |  |  |  |  | -0.053089 | 0 | 0.38794 | 0.49372 |  |  |  |  | 299 | 0.10535
48613 | DIB_ST1_8085 | 3 | Houston | YES | -0.005206 | 67.9 | 30 | 82.6 | 0 | 1.0326 | Cogen | -1 | 0.053089 | 0 | 0 |  |  |  |  | -0.053089 | 0 | 0.38794 | 0.49372 |  |  |  |  | 300 | 0.10578
48614 | DIB_GT3_8090 | 4 | Houston | YES | -0.005206 | 73.6 | 15 | 73.6 | 0 | 1.0326 | Cogen | -1 | 0.053089 | 0 | 0 |  |  |  |  | -0.053089 | 0 | 0.38794 | 0.49372 |  |  |  |  | 301 | 0.10578
48740 | PSG_GN2_8050 | 1 | Houston | YES | -0.005205 | 182 | 60 | 182 | 0 | 1.0326 | Cogen | -1 | 0.053088 | 0 | 0 |  |  |  |  | -0.053088 | 0 | 0.38794 | 0.49372 |  |  |  |  | 302 | 0.10578
48741 | PSG_GT2_8040 | 1 | Houston | YES | -0.005205 | 158.6 | 50 | 158.6 | 0 | 1.0326 | Cogen | -1 | 0.053088 | 0 | 0 |  |  |  |  | -0.053088 | 0 | 0.38794 | 0.49372 |  |  |  |  | 303 | 0.10578
48742 | PSG_GT3_8060 | 1 | Houston | YES | -0.005205 | 157 | 50 | 157 | 0 | 1.0326 | Cogen | -1 | 0.053088 | 0 | 0 |  |  |  |  | -0.053088 | 0 | 0.38794 | 0.49372 |  |  |  |  | 304 | 0.10578
48854 | SRB_GN4_4 | 4 | Houston | YES | -0.005205 | 182.4 | 35 | 228 | 0 | 1.0326 | GST | -1 | 0.053088 | 228 | 228 |  |  |  |  | -0.053088 | -12.104 | 0.39328 | 0.49951 |  |  |  |  | 305 | 0.10578
48820 | SHELLG1_3015 | 1 | Houston | YES | -0.005168 | 71 | 34.5 | 71 |  | 1.029 | Cogen | -1 | 0.053051 | 0 | 0 |  |  |  |  | -0.053051 | 0 | 0.39328 | 0.49951 |  |  |  |  | 306 | 0.10578
48821 | SHELLG2 | 2 | Houston | YES | -0.005168 | 72 | 34.5 | 72 |  | 1.029 | Cogen | -1 | 0.053051 | 0 | 0 |  |  |  |  | -0.053051 | 0 | 0.39328 | 0.49951 |  |  |  |  | 307 | 0.10578
48822 | SHELLG3_3020 | 2 | Houston | YES | -0.005168 | 30 | 0 | 30 |  | 1.029 | Cogen | -1 | 0.053051 | 0 | 0 |  |  |  |  | -0.053051 | 0 | 0.39328 | 0.49951 |  |  |  |  | 308 | 0.10623
48822 | SHELLG3_3020 | 1 | Houston | YES | -0.005168 | 39 | 0 | 39 |  | 1.029 | Cogen | -1 | 0.053051 | 0 | 0 |  |  |  |  | -0.053051 | 0 | 0.39328 | 0.49951 |  |  |  |  | 309 | 0.10623
48500 | APD_GT1_8005 | 1 | Houston | YES | -0.005113 | 137.6 | 54.6 | 137.6 | 0 | 1.0362 | Cogen | -1 | 0.052996 | 0 | 0 |  |  |  |  | -0.052996 | 0 | 0.39328 | 0.49951 |  |  |  |  | 310 | 0.10623
48511 | LPE_GT1_8070 | 1 | Houston | YES | -0.005106 | 42 | 0 | 42 | 0 | 1.0362 | GGT | -1 | 0.052989 | 42 | 42 |  |  |  |  | -0.052989 | -2.2255 | 0.39426 | 0.50057 |  |  |  |  | 311 | 0.10623
48512 | LPE_GT2_8075 | 2 | Houston | YES | -0.005106 | 42 | 0 | 42 | 0 | 1.0362 | GGT | -1 | 0.052989 | 42 | 42 |  |  |  |  | -0.052989 | -2.2255 | 0.39524 | 0.50164 |  |  |  |  | 312 | 0.10623
48513 | LPE_GT3_8080 | 3 | Houston | YES | -0.005106 | 39 | 0 | 39 | 0 | 1.0362 | GGT | -1 | 0.052989 | 39 | 39 |  |  |  |  | -0.052989 | -2.0666 | 0.39615 | 0.50262 |  |  |  |  | 313 | 0.10623
48514 | LPE_GT4_8085 | 4 | Houston | YES | -0.005106 | 39 | 0 | 39 | 0 | 1.0362 | GGT | -1 | 0.052989 | 39 | 39 |  |  |  |  | -0.052989 | -2.0666 | 0.39707 | 0.50361 |  |  |  |  | 314 | 0.10631
48593 | CHE_GT1_8015 | 1 | Houston | YES | -0.005094 | 173 | 50 | 173 | 0 | 1.0362 | Cogen | -1 | 0.052977 | 0 | 0 |  |  |  |  | -0.052977 | 0 | 0.39707 | 0.50361 |  |  |  |  | 315 | 0.10639
48594 | CHE_GN4_8025 | 4 | Houston | YES | -0.005094 | 142 | 60 | 142 | 0 | 1.0362 | Cogen | -1 | 0.052977 | 0 | 0 |  |  |  |  | -0.052977 | 0 | 0.39707 | 0.50361 |  |  |  |  | 316 | 0.10647
48873 | THW_ST3_ST_3 | 3 | Houston | YES | -0.005012 | 107 | 19 | 107 | 0 | 1.0435 | CC | -1 | 0.052895 | 107 | 107 |  |  |  |  | -0.052895 | -5.6597 | 0.39957 | 0.50632 |  |  |  |  | 317 | 0.10654
48874 | THW_ST4_ST_4 | 4 | Houston | YES | -0.005012 | 108 | 19 | 108 | 0 | 1.0435 | CC | -1 | 0.052895 | 108 | 108 |  |  |  |  | -0.052895 | -5.7126 | 0.4021 | 0.50905 |  |  |  |  | 318 | 0.10654
48875 | THW_3132 | A | Houston | YES | -0.005012 | 55 | 5 | 55 | 0 | 1.0435 | CC | -1 | 0.052895 | 55 | 55 |  |  |  |  | -0.052895 | -2.9092 | 0.40338 | 0.51044 |  |  |  |  | 319 | 0.10654
48875 | THW_3132 | B | Houston | YES | -0.005012 | 53 | 5 | 53 | 0 | 1.0435 | CC | -1 | 0.052895 | 53 | 53 |  |  |  |  | -0.052895 | -2.8034 | 0.40462 | 0.51178 |  |  |  |  | 320 | 0.10675
48877 | THW_3334 | C | Houston | YES | -0.005012 | 55 | 5 | 55 | 0 | 1.0435 | CC | -1 | 0.052895 | 55 | 55 |  |  |  |  | -0.052895 | -2.9092 | 0.40591 | 0.51317 |  |  |  |  | 321 | 0.10695
48877 | THW_3334 | D | Houston | YES | -0.005012 | 57 | 5 | 57 | 0 | 1.0435 | CC | -1 | 0.052895 | 57 | 57 |  |  |  |  | -0.052895 | -3.015 | 0.40724 | 0.51461 |  |  |  |  | 322 | 0.10706
48879 | THW_4142 | E | Houston | YES | -0.005012 | 56 | 5 | 56 | 0 | 1.0435 | CC | -1 | 0.052895 | 56 | 56 |  |  |  |  | -0.052895 | -2.9621 | 0.40855 | 0.51603 |  |  |  |  | 323 | 0.10716
48879 | THW_4142 | F | Houston | YES | -0.005012 | 55 | 5 | 55 | 0 | 1.0435 | CC | -1 | 0.052895 | 55 | 55 |  |  |  |  | -0.052895 | -2.9092 | 0.40984 | 0.51742 |  |  |  |  | 324 | 0.10726
48881 | THW_4344 | G | Houston | YES | -0.005012 | 58 | 5 | 58 | 0 | 1.0435 | CC | -1 | 0.052895 | 58 | 58 |  |  |  |  | -0.052895 | -3.0679 | 0.4112 | 0.51888 |  |  |  |  | 325 | 0.10737
48881 | THW_4344 | H | Houston | YES | -0.005012 | 58 | 5 | 58 | 0 | 1.0435 | CC | -1 | 0.052895 | 58 | 58 |  |  |  |  | -0.052895 | -3.0679 | 0.41255 | 0.52035 |  |  |  |  | 326 | 0.10747
48582 | CBY_GN2_2 | 2 | Houston | YES | -0.004963 | 596.8 | 110 | 746 | 0 | 1.0435 | GSC | -1 | 0.052846 | 746 | 746 |  |  |  |  | -0.052846 | -39.4227 | 0.43001 | 0.5392 |  |  |  |  | 327 | 0.10758
48883 | THW_GT1_GT_1 | B2 | Houston | YES | -0.004922 | 0 | 0 | 12 |  | 1.043 | GGT | -1 | 0.052805 | 12 | 12 |  |  |  |  | -0.052805 | -0.63365 | 0.43029 | 0.5395 |  |  |  |  | 328 | 0.10769
49803 | EXN_15GT | 1 | Houston | YES | -0.004921 | 33 | 8.3 | 34 |  | 1.0326 | Cogen | -1 | 0.052804 | 0 | 0 |  |  |  |  | -0.052804 | 0 | 0.43029 | 0.5395 |  |  |  |  | 329 | 0.1078
49804 | EXN_16GT | 2 | Houston | YES | -0.004921 | 32 | 8.3 | 34.7 |  | 1.0326 | Cogen | -1 | 0.052804 | 0 | 0 |  |  |  |  | -0.052804 | 0 | 0.43029 | 0.5395 |  |  |  |  | 330 | 0.10919
49805 | EXN_17GT | 3 | Houston | YES | -0.004921 | 31 | 8.3 | 32.7 |  | 1.0326 | Cogen | -1 | 0.052804 | 0 | 0 |  |  |  |  | -0.052804 | 0 | 0.43029 | 0.5395 |  |  |  |  | 331 | 0.10921
49826 | EXN938GT | 5 | Houston | YES | -0.004921 | 43 | 9.2 | 45.9 |  | 1.0326 | Cogen | -1 | 0.052804 | 0 | 0 |  |  |  |  | -0.052804 | 0 | 0.43029 | 0.5395 |  |  |  |  | 332 | 0.10921
49828 | EXN941GT | 10 | Houston | YES | -0.004921 | 17.7 | 5.4 | 17.7 | 0 | 1.0326 | Cogen | -1 | 0.052804 | 0 | 0 |  |  |  |  | -0.052804 | 0 | 0.43029 | 0.5395 |  |  |  |  | 333 | 0.10921
49829 | EXN942GT | 11 | Houston | YES | -0.004921 | 20 | 5.4 | 20.4 | 0 | 1.0326 | Cogen | -1 | 0.052804 | 0 | 0 |  |  |  |  | -0.052804 | 0 | 0.43029 | 0.5395 |  |  |  |  | 334 | 0.10921
49830 | EXN943GT | 12 | Houston | YES | -0.004921 | 19 | 5.4 | 19.9 | 0 | 1.0326 | Cogen | -1 | 0.052804 | 0 | 0 |  |  |  |  | -0.052804 | 0 | 0.43029 | 0.5395 |  |  |  |  | 335 | 0.10921
49831 | EXN944GT | 13 | Houston | YES | -0.004921 | 33 | 5.4 | 35 | 0 | 1.0326 | Cogen | -1 | 0.052804 | 0 | 0 |  |  |  |  | -0.052804 | 0 | 0.43029 | 0.5395 |  |  |  |  | 336 | 0.10921
49832 | EXN945GT | 9 | Houston | YES | -0.004921 | 18.5 | 9.2 | 18.5 |  | 1.0326 | Cogen | -1 | 0.052804 | 0 | 0 |  |  |  |  | -0.052804 | 0 | 0.43029 | 0.5395 |  |  |  |  | 337 | 0.10921
49837 | EXN_GT | 4 | Houston | YES | -0.004921 | 81 | 21.3 | 85.4 |  | 1.0326 | Cogen | -1 | 0.052804 | 0 | 0 |  |  |  |  | -0.052804 | 0 | 0.43029 | 0.5395 |  |  |  |  | 338 | 0.10921
49838 | EXN_14GT | 14 | Houston | YES | -0.004921 | 140 | 0 | 148 |  | 1.0326 | Cogen | -1 | 0.052804 | 0 | 0 |  |  |  |  | -0.052804 | 0 | 0.43029 | 0.5395 |  |  |  |  | 339 | 0.10921
48651 | EP_1_2 | 1 | Houston | YES | -0.004881 | 4 | 0 | 5 | 0 | 1.0362 | Cogen | -1 | 0.052764 | 0 | 0 |  |  |  |  | -0.052764 | 0 | 0.43029 | 0.5395 |  |  |  |  | 340 | 0.10921
48651 | EP_1_2 | 2 | Houston | YES | -0.004881 | 17.7 | 10 | 21 | 0 | 1.0362 | Cogen | -1 | 0.052764 | 0 | 0 |  |  |  |  | -0.052764 | 0 | 0.43029 | 0.5395 |  |  |  |  | 341 | 0.10921
48940 | WARVUE_GT1 | G1 | Houston | YES | -0.004881 | 15 | 0 | 15 |  | 1.021 | Cogen | -1 | 0.052764 | 0 | 0 |  |  |  |  | -0.052764 | 0 | 0.43029 | 0.5395 |  |  |  |  | 342 | 0.10921
48581 | CBY_GN1_1 | 1 | Houston | YES | -0.00488 | 595.2 | 108 | 744 | 0 | 1.0435 | GSC | -1 | 0.052763 | 744 | 744 |  |  |  |  | -0.052763 | -39.2553 | 0.44769 | 0.55827 |  |  |  |  | 343 | 0.10921
48791 | PSA_GT1_8160 | 1 | Houston | YES | -0.004875 | 52 | 20.8 | 65 | 0 | 1.0362 | Cogen | -1 | 0.052758 | 0 | 0 |  |  |  |  | -0.052758 | 0 | 0.44769 | 0.55827 |  |  |  |  | 344 | 0.10921
48792 | PSA_GT2_8155 | 2 | Houston | YES | -0.004875 | 52.8 | 20.3 | 66 | 0 | 1.0362 | Cogen | -1 | 0.052758 | 0 | 0 |  |  |  |  | -0.052758 | 0 | 0.44769 | 0.55827 |  |  |  |  | 345 | 0.10921
48793 | PSA_GT3_8150 | 3 | Houston | YES | -0.004875 | 56 | 20.3 | 70 | 0 | 1.0362 | Cogen | -1 | 0.052758 | 0 | 0 |  |  |  |  | -0.052758 | 0 | 0.44769 | 0.55827 |  |  |  |  | 346 | 0.11058
48794 | PSA_GT4_8145 | 4 | Houston | YES | -0.004875 | 52.8 | 20.3 | 66 | 0 | 1.0362 | Cogen | -1 | 0.052758 | 0 | 0 |  |  |  |  | -0.052758 | 0 | 0.44769 | 0.55827 |  |  |  |  | 347 | 0.11058
48795 | PSA_GT5_8140 | 5 | Houston | YES | -0.004875 | 51.2 | 20.3 | 64 | 0 | 1.0362 | Cogen | -1 | 0.052758 | 0 | 0 |  |  |  |  | -0.052758 | 0 | 0.44769 | 0.55827 |  |  |  |  | 348 | 0.11058
48796 | PSA_GN1_8165 | 1 | Houston | YES | -0.004875 | 83.2 | 43.1 | 104 | 0 | 1.0362 | Cogen | -1 | 0.052758 | 0 | 0 |  |  |  |  | -0.052758 | 0 | 0.44769 | 0.55827 |  |  |  |  | 349 | 0.11058
48797 | PSA_GT6_8135 | 6 | Houston | YES | -0.004875 | 47.2 | 34.5 | 59 | 0 | 1.0362 | Cogen | -1 | 0.052758 | 0 | 0 |  |  |  |  | -0.052758 | 0 | 0.44769 | 0.55827 |  |  |  |  | 350 | 0.11058
48815 | CVC_GT4_8005 | 4 | Houston | YES | -0.004853 | 165 | 91.8 | 165 |  | 1.0362 | Cogen | -1 | 0.052736 | 0 | 0 |  |  |  |  | -0.052736 | 0 | 0.44769 | 0.55827 |  |  |  |  | 351 | 0.11058
48583 | CBY_GT4_1 | 1 | Houston | YES | -0.004846 | 172 | 0 | 172 | 0 | 1.027 | GSC | -1 | 0.052729 | 172 | 172 |  |  |  |  | -0.052729 | -9.0693 | 0.45172 | 0.5626 |  |  |  |  | 352 | 0.11058
48584 | CBY_GT4_2 | 2 | Houston | YES | -0.004846 | 172 | 0 | 172 | 0 | 1.027 | CC | -1 | 0.052729 | 172 | 172 |  |  |  |  | -0.052729 | -9.0693 | 0.45574 | 0.56694 |  |  |  |  | 353 | 0.11058
48585 | CBY_ST4_1 | 3 | Houston | YES | -0.004846 | 172 | 0 | 172 | 0 | 1.027 | CC | -1 | 0.052729 | 172 | 172 |  |  |  |  | -0.052729 | -9.0693 | 0.45976 | 0.57127 |  |  |  |  | 354 | 0.11058
48595 | BTE_GT2_8075 | 1 | Houston | YES | -0.004777 | 162.8 | 130 | 162.8 | 0 | 1.0261 | CC | -1 | 0.05266 | 162.8 | 162.8 |  |  |  |  | -0.05266 | -8.573 | 0.46357 | 0.57537 |  |  |  |  | 355 | 0.11089
48596 | BTE_GT3_8045 | 2 | Houston | YES | -0.004777 | 161.4 | 130 | 161.4 | 0 | 1.0261 | CC | -1 | 0.05266 | 161.4 | 161.4 |  |  |  |  | -0.05266 | -8.4992 | 0.46735 | 0.57944 |  |  |  |  | 356 | 0.1112
48597 | BTE_GT4_8055 | 3 | Houston | YES | -0.004777 | 158.9 | 130 | 158.9 | 0 | 1.0261 | CC | -1 | 0.05266 | 158.9 | 158.9 |  |  |  |  | -0.05266 | -8.3676 | 0.47106 | 0.58344 |  |  |  |  | 357 | 0.11151
48598 | BTE_ST1_8070 | 4 | Houston | YES | -0.004777 | 269.2 | 60 | 269.2 | 0 | 1.0261 | CC | -1 | 0.05266 | 269.2 | 269.2 |  |  |  |  | -0.05266 | -14.1759 | 0.47736 | 0.59021 |  |  |  |  | 358 | 0.1118
48690 | GBY_GN5_5 | 5 | Houston | YES | -0.00475 | 318.4 | 81 | 398 |  | 1.0362 | GSC | -1 | 0.052633 | 398 | 398 |  |  |  |  | -0.052633 | -20.9477 | 0.48667 | 0.60023 |  |  |  |  | 359 | 0.11209
48885 | THW_5152 | B | Houston | YES | -0.004719 | 47.2 | 5 | 59 |  | 1.0319 | GGT | -1 | 0.052602 | 59 | 59 |  |  |  |  | -0.052602 | -3.1035 | 0.48805 | 0.60171 |  |  |  |  | 360 | 0.11237
48885 | THW_5152 | A | Houston | YES | -0.004719 | 46.4 | 5 | 58 |  | 1.0319 | GGT | -1 | 0.052602 | 58 | 58 |  |  |  |  | -0.052602 | -3.0509 | 0.48941 | 0.60317 |  |  |  |  | 361 | 0.11285
48886 | THW_5354 | D | Houston | YES | -0.004719 | 46.4 | 5 | 58 |  | 1.0319 | GGT | -1 | 0.052602 | 58 | 58 |  |  |  |  | -0.052602 | -3.0509 | 0.49077 | 0.60463 |  |  |  |  | 362 | 0.11355
48886 | THW_5354 | C | Houston | YES | -0.004719 | 45.6 | 5 | 57 |  | 1.0319 | GGT | -1 | 0.052602 | 57 | 57 |  |  |  |  | -0.052602 | -2.9983 | 0.4921 | 0.60606 |  |  |  |  | 363 | 0.11366
48887 | THW_5556 | E | Houston | YES | -0.004719 | 47.2 | 5 | 59 |  | 1.0319 | GGT | -1 | 0.052602 | 59 | 59 |  |  |  |  | -0.052602 | -3.1035 | 0.49348 | 0.60754 |  |  |  |  | 364 | 0.11376
48887 | THW_5556 | F | Houston | YES | -0.004719 | 45.6 | 5 | 57 |  | 1.0319 | GGT | -1 | 0.052602 | 57 | 57 |  |  |  |  | -0.052602 | -2.9983 | 0.49481 | 0.60898 |  |  |  |  | 365 | 0.11386
48591 | CHE_GT2_5030 | 2 | Houston | YES | -0.004305 | 173 | 50 | 173 | 0 | 1.029 | Cogen | -1 | 0.052188 | 0 | 0 |  |  |  |  | -0.052188 | 0 | 0.49481 | 0.60898 |  |  |  |  | 366 | 0.11396
48811 | CVC_GT3_5045 | 3 | Houston | YES | -0.004305 | 156 | 91.8 | 156 | 0 | 1.029 | Cogen | -1 | 0.052188 | 0 | 0 |  |  |  |  | -0.052188 | 0 | 0.49481 | 0.60898 |  |  |  |  | 367 | 0.11406
48812 | CVC_GT2_5020 | 2 | Houston | YES | -0.004305 | 158 | 91.8 | 158 | 0 | 1.029 | Cogen | -1 | 0.052188 | 0 | 0 |  |  |  |  | -0.052188 | 0 | 0.49481 | 0.60898 |  |  |  |  | 368 | 0.11416
48813 | CVC_GT1_5035 | 1 | Houston | YES | -0.004305 | 160 | 91.8 | 160 | 0 | 1.029 | Cogen | -1 | 0.052188 | 0 | 0 |  |  |  |  | -0.052188 | 0 | 0.49481 | 0.60898 |  |  |  |  | 369 | 0.11416
48814 | CVC_ST5_5040 | 1 | Houston | YES | -0.004305 | 162 | 91.8 | 162 | 0 | 1.029 | Cogen | -1 | 0.052188 | 0 | 0 |  |  |  |  | -0.052188 | 0 | 0.49481 | 0.60898 |  |  |  |  | 370 | 0.11416
48671 | FTR_GT1_5105 | 1 | North | YES | -0.000582 | 154.2 | 0 | 154.2 | 0 | 1.0319 | CC | -1 | 0.048465 | 154.2 | 154.2 |  |  | -0.089744 | 154.2 | -0.048465 | -7.4732 | 0.49842 | 0.61255 |  |  |  |  | 371 | 0.11416
48672 | FTR_GT2_5110 | 2 | North | YES | -0.000582 | 159 | 0 | 159 | 0 | 1.0319 | CC | -1 | 0.048465 | 159 | 159 |  |  | -0.092538 | 159 | -0.048465 | -7.7059 | 0.50214 | 0.61623 |  |  |  |  | 372 | 0.11416
48673 | FTR_GT3_5085 | 3 | North | YES | -0.000582 | 158 | 0 | 158 | 0 | 1.0319 | CC | -1 | 0.048465 | 158 | 158 |  |  | -0.091956 | 158 | -0.048465 | -7.6574 | 0.50584 | 0.6199 |  |  |  |  | 373 | 0.11416
48674 | FTR_CN4_5095 | 4 | North | YES | -0.000582 | 380 | 0 | 380 | 0 | 1.0319 | CC | -1 | 0.048465 | 380 | 380 |  |  | -0.22116 | 380 | -0.048465 | -18.4165 | 0.51473 | 0.6287 |  |  |  |  | 374 | 0.11413
5934 | SI_RAY5 | 5 | South | YES | 0 | 0 | 10 | 15 |  | 1.035 | GST | -1 | 0.047883 | 15 | 15 |  |  |  |  | -0.047883 | -0.71824 | 0.51508 | 0.62904 |  |  |  |  | 375 | 0.11409
8139 | JOS #1 | MB | South | YES | 0 | 0 | 45 | 255 |  | 1.02 | GST | -1 | 0.047883 | 0 | 0 |  |  |  |  | -0.047883 | 0 | 0.51508 | 0.62904 |  |  |  |  | 376 | 0.11406
8285 | LAR #1 | MB | South | YES | 0 | 0 | 9 | 32 |  | 1.0497 | GST | -1 | 0.047883 | 0 | 0 |  |  |  |  | -0.047883 | 0 | 0.51508 | 0.62904 |  |  |  |  | 377 | 0.11397
8287 | LAR #2 | MB | South | YES | 0 | 0 | 9 | 32 |  | 1.04 | GST | -1 | 0.047883 | 0 | 0 |  |  |  |  | -0.047883 | 0 | 0.51508 | 0.62904 |  |  |  |  | 378 | 0.11396
8288 | LAR #3 | MB | South | YES | 0 | 0 | 25 | 105 |  | 1.04 | GST | -1 | 0.047883 | 0 | 0 |  |  |  |  | -0.047883 | 0 | 0.51508 | 0.62904 |  |  |  |  | 379 | 0.11396
8388 | BATES0A | MB | South | YES | 0 | 0 | 21 | 71 |  | 1.033 | GST | -1 | 0.047883 | 0 | 0 |  |  |  |  | -0.047883 | 0 | 0.51508 | 0.62904 |  |  |  |  | 380 | 0.11396
8393 | BATES0B | MB | South | YES | 0 | 0 | 25 | 110 |  | 1.03 | GST | -1 | 0.047883 | 0 | 0 |  |  |  |  | -0.047883 | 0 | 0.51508 | 0.62904 |  |  |  |  | 381 | 0.11396
8437 | NUECES_B0C | MB | South | YES | 0 | 0 | 7 | 30 |  | 1.03 | GST | -1 | 0.047883 | 0 | 0 |  |  |  |  | -0.047883 | 0 | 0.51508 | 0.62904 |  |  |  |  | 382 | 0.11396
8438 | NUECES_B0B | MB | South | YES | 0 | 0 | 26 | 169 |  | 1.03 | GST | -1 | 0.047883 | 0 | 0 |  |  |  |  | -0.047883 | 0 | 0.51508 | 0.62904 |  |  |  |  | 383 | 0.11396
39190 | TNSLCGN1__8 | 1 | Houston | YES | 0 | 0 | 10 | 30 |  | 1.03 | Cogen | -1 | 0.047883 | 0 | 0 |  |  |  |  | -0.047883 | 0 | 0.51508 | 0.62904 |  |  |  |  | 384 | 0.11396
32883 | BRYN_DNSBY3 | 1 | North | YES | 0.000115 | 0 | 2 | 48 |  | 1.015 | GST | -1 | 0.047768 | 48 | 48 |  |  | 0.00552 | 48 | -0.047768 | -2.2928 | 0.5162 | 0.63014 |  |  |  |  | 385 | 0.11396
32884 | BRYN_DNSBY13 | 1 | North | YES | 0.000115 | 46 | 2 | 46 | 0 | 1.015 | GST | -1 | 0.047768 | 46 | 46 |  |  | 0.00529 | 46 | -0.047768 | -2.1973 | 0.51728 | 0.63119 |  |  |  |  | 386 | 0.11396
32892 | BRYN_DNSBY14 | 1 | North | YES | 0.000115 | 84 | 25 | 105 | 0 | 1.035 | GST | -1 | 0.047768 | 105 | 105 |  |  | 0.012075 | 105 | -0.047768 | -5.0156 | 0.51973 | 0.63359 |  |  |  |  | 387 | 0.11396
32886 | BRYN_ATKINS3 | MB | North | YES | 0.000174 | 0 | 5 | 12 |  | 1 | GST | -1 | 0.047709 | 0 | 0 |  |  | 0 | 0 | -0.047709 | 0 | 0.51973 | 0.63359 |  |  |  |  | 388 | 0.11394
32887 | BRYN_ATKINS6 | MB | North | YES | 0.000174 | 0 | 12 | 51 |  | 1.028 | GST | -1 | 0.047709 | 0 | 0 |  |  | 0 | 0 | -0.047709 | 0 | 0.51973 | 0.63359 |  |  |  |  | 389 | 0.11391
32888 | BRYN_ATKINS7 | 1 | North | YES | 0.000174 | 13.6 | 4 | 17 |  | 1.028 | GGT | -1 | 0.047709 | 17 | 17 |  |  | 0.002958 | 17 | -0.047709 | -0.81104 | 0.52013 | 0.63398 |  |  |  |  | 390 | 0.11385
32890 | BRYN_ATKINS4 | MB | North | YES | 0.000174 | 0 | 5 | 22 |  | 1.031 | GST | -1 | 0.047709 | 0 | 0 |  |  | 0 | 0 | -0.047709 | 0 | 0.52013 | 0.63398
32891 | BRYN_ATKINS5 | MB | North | YES | 0.000174 | 0 | 5 | 25 |  | 1.031 | GST | -1 | 0.047709 | 0 | 0 |  |  | 0 | 0 | -0.047709 | 0 | 0.52013 | 0.63398
32798 | BRYN_TAMUGEN | 1 | North | YES | 0.000185 | 32 | 0 | 32 |  | 1.02 | GST | -1 | 0.047698 | 32 | 32 |  |  | 0.00592 | 32 | -0.047698 | -1.5263 | 0.52088 | 0.6347
990 | GIBN_CREK_G1 | 1 | North | YES | 0.000186 | 463 | 200 | 463 | 0 | 1.0275 | LIGCO | -1 | 0.047697 | 0 | 463 |  |  | 0 | 0 | -0.047697 | 0 | 0.52088 | 0.6347
3416 | LAKE_CRK1_G | 1 | North | YES | 0.000998 | 60 | 33 | 75 |  | 1.029 | GST | -1 | 0.046885 | 75 | 75 |  |  | 0.07485 | 75 | -0.046885 | -3.5163 | 0.52264 | 0.63639
3417 | LAKE_CRK2_G | 2 | North | YES | 0.000998 | 177.6 | 40 | 222 | 0 | 1.029 | GST | -1 | 0.046885 | 222 | 222 |  |  | 0.22156 | 222 | -0.046885 | -10.4084 | 0.52783 | 0.64136
3403 | THOUSE_1G | 1 | North | YES | 0.001902 | 563 | 200 | 563 | 0 | 1.012 | GSC | -1 | 0.045981 | 563 | 563 |  |  | 1.0708 | 563 | -0.045981 | -25.887 | 0.541 | 0.65374
3404 | THOUSE_2G | 2 | North | YES | 0.001902 | 807 | 250 | 807 | 0 | 1.012 | GSC | -1 | 0.045981 | 807 | 807 |  |  | 1.5349 | 807 | -0.045981 | -37.1063 | 0.55988 | 0.67148
39960 | TNTNPONE_18 | 1 | North | YES | 0.002653 | 152.3 | 30 | 152.3 |  | 1.04 | LIGCO | -1 | 0.04523 | 0 | 152.3 |  |  | 0 | 0 | -0.04523 | 0 | 0.55988 | 0.67148
39970 | TNTNPONE_28 | 1 | North | YES | 0.002653 | 153 | 30 | 153 |  | 1.04 | LIGCO | -1 | 0.04523 | 0 | 153 |  |  | 0 | 0 | -0.04523 | 0 | 0.55988 | 0.67148
238 | BOSQUESW505 | 1 | North | YES | 0.002832 | 255 | 0 | 255 | 0 | 1.02 | CC | -1 | 0.045051 | 255 | 255 |  |  | 0.72216 | 255 | -0.045051 | -11.4879 | 0.56584 | 0.67697
239 | BOSQUESW502 | 1 | North | YES | 0.002832 | 119.2 | 0 | 149 | 0 | 1.02 | GGT | -1 | 0.045051 | 149 | 149 |  |  | 0.42197 | 149 | -0.045051 | -6.7125 | 0.56933 | 0.68018
247 | BOSQUESW501 | 2 | North | YES | 0.002832 | 124.8 | 0 | 156 | 0 | 1.02 | GGT | -1 | 0.045051 | 156 | 156 |  |  | 0.44179 | 156 | -0.045051 | -7.0279 | 0.57298 | 0.68354
48721 | LEG_1___1 | 1 | North | YES | 0.003636 | 827 | 357 | 827 | 0 | 1.0348 | LIGCO | -1 | 0.044247 | 0 | 827 |  |  | 0 | 0 | -0.044247 | 0 | 0.57298 | 0.68354
48722 | LEG_2___2 | 2 | North | YES | 0.003636 | 819 | 357 | 819 | 0 | 1.0348 | LIGCO | -1 | 0.044247 | 0 | 819 |  |  | 0 | 0 | -0.044247 | 0 | 0.57298 | 0.68354
251 | BOSQUESW803 | 2 | North | YES | 0.00439 | 150 | 0 | 150 | 0 | 1.032 | CC | -1 | 0.043493 | 150 | 150 |  |  | 0.6585 | 150 | -0.043493 | -6.5239 | 0.57649 | 0.68666
253 | BOSQUESW804 | 2 | North | YES | 0.00439 | 80 | 0 | 80 | 0 | 1.032 | CC | -1 | 0.043493 | 80 | 80 |  |  | 0.3512 | 80 | -0.043493 | -3.4794 | 0.57836 | 0.68832
244 | WHITNYDM01 | 1 | North | YES | 0.005718 | 15 | 0 | 15 | 0 | 1.035 | Hydro | -1 | 0.042165 | 0 | 0 |  |  | 0 | 0 | -0.042165 | 0 | 0.57836 | 0.68832
245 | WHITNYDM02 | 2 | North | YES | 0.005718 | 15 | 0 | 15 | 0 | 1.035 | Hydro | -1 | 0.042165 | 0 | 0 |  |  | 0 | 0 | -0.042165 | 0 | 0.57836 | 0.68832
3381 | BBRN_1G | 1 | North | YES | 0.006373 | 618 | 225 | 618 | 0 | 1.03 | LIGCO | -1 | 0.04151 | 0 | 618 |  |  | 0 | 0 | -0.04151 | 0 | 0.57836 | 0.68832
3382 | BBRN_2G | 2 | North | YES | 0.006373 | 589 | 225 | 589 | 0 | 1.03 | LIGCO | -1 | 0.04151 | 0 | 589 |  |  | 0 | 0 | -0.04151 | 0 | 0.57836 | 0.68832
13131 | CALFREST_1G | 1 | North | YES | 0.006709 | 150.7 | 40 | 150.7 | 0 | 1.031 | CC | -1 | 0.041174 | 150.7 | 150.7 |  |  | 1.011 | 150.7 | -0.041174 | -6.2048 | 0.58189 | 0.69129
13132 | CALFREST_2G | 2 | North | YES | 0.006709 | 151 | 57 | 151 | 0 | 1.031 | CC | -1 | 0.041174 | 151 | 151 |  |  | 1.0131 | 151 | -0.041174 | -6.2172 | 0.58542 | 0.69426
13133 | CALFREST_3G | 3 | North | YES | 0.006709 | 177.4 | 40 | 177.4 | 0 | 1.031 | CC | -1 | 0.041174 | 177.4 | 177.4 |  |  | 1.1902 | 177.4 | -0.041174 | -7.3042 | 0.58957 | 0.69775
13134 | CALFREST_4G | 4 | North | YES | 0.006772 | 151.5 | 40 | 151.5 | 0 | 1.031 | CC | -1 | 0.041111 | 151.5 | 151.5 |  |  | 1.026 | 151.5 | -0.041111 | -6.2282 | 0.59311 | 0.70073
13135 | CALFREST_5G | 5 | North | YES | 0.006772 | 152.3 | 57 | 152.3 | 0 | 1.031 | CC | -1 | 0.041111 | 152.3 | 152.3 |  |  | 1.0314 | 152.3 | -0.041111 | -6.2611 | 0.59668 | 0.70372
13136 | CALFREST_6G | 6 | North | YES | 0.006772 | 177.5 | 40 | 177.5 | 0 | 1.031 | CC | -1 | 0.041111 | 177.5 | 177.5 |  |  | 1.202 | 177.5 | -0.041111 | -7.2971 | 0.60083 | 0.70721
8262 | ELPS | 1 | South | YES | 0.007677 | 6 | 6 | 6 | 0 | 1.15 | Hydro | -1 | 0.040206 | 0 | 0 |  |  |  |  | -0.040206 | 0 | 0.60083 | 0.70721
3126 | TRINIDAD_6G | 1 | North | YES | 0.008192 | 179.2 | 46 | 224 | 0 | 1 | GST | -1 | 0.039691 | 224 | 224 |  |  | 1.835 | 224 | -0.039691 | -8.8907 | 0.60607 | 0.71146
3107 | STRYKER_1G | 1 | North | YES | 0.00827 | 145.6 | 45 | 182 | 0 | 1.029 | GST | -1 | 0.039613 | 182 | 182 |  |  | 1.5051 | 182 | -0.039613 | -7.2095 | 0.61033 | 0.71491
3108 | STRYKER_2G | 2 | North | YES | 0.00827 | 484 | 75 | 484 | 0 | 1.029 | GST | -1 | 0.039613 | 484 | 484 |  |  | 4.0027 | 484 | -0.039613 | -19.1725 | 0.62165 | 0.72407
3309 | ASPN_G | 1 | North | YES | 0.008324 | 50 | 0 | 50 |  | 1 | Bio | -1 | 0.039559 | 50 | 50 |  |  | 0.4162 | 50 | -0.039559 | -1.9779 | 0.62282 | 0.72502
3348 | CHAMPION_1G | MB | North | YES | 0.00834 | 0 | 42 | 42 |  | 1 | Cogen | -1 | 0.039543 | 0 | 0 |  |  | 0 | 0 | -0.039543 | 0 | 0.62282 | 0.72502
13116 | TGATEWAY_1G | 1 | North | YES | 0.008499 | 151 | 30 | 151 | 0 | 1.0232 | CC | -1 | 0.039384 | 151 | 151 |  |  | 1.2833 | 151 | -0.039384 | -5.9469 | 0.62635 | 0.72786
13117 | TGATEWAY_2G | 2 | North | YES | 0.008499 | 130 | 30 | 130 | 0 | 1.0232 | CC | -1 | 0.039384 | 130 | 130 |  |  | 1.1049 | 130 | -0.039384 | -5.1199 | 0.62939 | 0.73031
13118 | TGATEWAY_3G | 3 | North | YES | 0.008499 | 148 | 30 | 148 | 0 | 1.0232 | CC | -1 | 0.039384 | 148 | 148 |  |  | 1.2579 | 148 | -0.039384 | -5.8288 | 0.63285 | 0.73309
13119 | TGATEWAY_4G | 4 | North | YES | 0.008499 | 399 | 65 | 399 | 0 | 1.0232 | CC | -1 | 0.039384 | 399 | 399 |  |  | 3.3911 | 399 | -0.039384 | -15.714 | 0.64219 | 0.74061
3097 | MARTLAKE_1G | 1 | North | YES | 0.008672 | 790 | 500 | 790 | 0 | 1.017 | LIGCO | -1 | 0.039211 | 0 | 790 |  |  | 0 | 0 | -0.039211 | 0 | 0.64219 | 0.74061
3098 | MARTLAKE_2G | 2 | North | YES | 0.008672 | 795 | 461 | 795 | 0 | 1.017 | LIGCO | -1 | 0.039211 | 0 | 795 |  |  | 0 | 0 | -0.039211 | 0 | 0.64219 | 0.74061
3099 | MARTLAKE_3G | 3 | North | YES | 0.008672 | 804 | 500 | 804 | 0 | 1.017 | LIGCO | -1 | 0.039211 | 0 | 804 |  |  | 0 | 0 | -0.039211 | 0 | 0.64219 | 0.74061
12322 | ENNSTRAC_1G | 1 | North | YES | 0.009227 | 196 | 130 | 196 | 0 | 1.036 | CC | -1 | 0.038656 | 196 | 196 |  |  | 1.8085 | 196 | -0.038656 | -7.5765 | 0.64677 | 0.74423
12323 | ENNSTRAC_2G | 2 | North | YES | 0.009227 | 116 | 100 | 116 | 0 | 1.036 | CC | -1 | 0.038656 | 116 | 116 |  |  | 1.0703 | 116 | -0.038656 | -4.484 | 0.64949 | 0.74637
1941 | MDLTHELP_1G | 1 | North | YES | 0.009433 | 216.4 | 74 | 216.4 | 0 | 1 | CC | -1 | 0.03845 | 216.4 | 216.4 |  |  | 2.0413 | 216.4 | -0.03845 | -8.3205 | 0.65455 | 0.75035
1942 | MDLTHELP_2G | 2 | North | YES | 0.009433 | 216.1 | 74 | 216.1 | 0 | 1 | CC | -1 | 0.03845 | 216.1 | 216.1 |  |  | 2.0385 | 216.1 | -0.03845 | -8.3089 | 0.65961 | 0.75432
12411 | FPLEFR1A_G | 1 | North | YES | 0.009945 | 161 | 72 | 161 | 0 | 1 | CC | -1 | 0.037938 | 161 | 161 |  |  | 1.6011 | 161 | -0.037938 | -6.1079 | 0.66337 | 0.75724
12412 | FPLEFR1B_G | 2 | North | YES | 0.009945 | 164 | 72 | 164 | 0 | 1 | CC | -1 | 0.037938 | 164 | 164 |  |  | 1.631 | 164 | -0.037938 | -6.2218 | 0.66721 | 0.76022
12413 | FPLEFR1C_G | 3 | North | YES | 0.009945 | 164 | 72 | 164 | 0 | 1 | CC | -1 | 0.037938 | 164 | 164 |  |  | 1.631 | 164 | -0.037938 | -6.2218 | 0.67105 | 0.76319
12414 | FPLEFR1S_G | 4 | North | YES | 0.009945 | 414 | 191 | 414 | 0 | 1 | CC | -1 | 0.037938 | 414 | 414 |  |  | 4.1172 | 414 | -0.037938 | -15.7061 | 0.68073 | 0.7707
12421 | FPLEFR2A_G | 1 | North | YES | 0.009945 | 162 | 72 | 162 | 0 | 1 | CC | -1 | 0.037938 | 162 | 162 |  |  | 1.6111 | 162 | -0.037938 | -6.1459 | 0.68452 | 0.77364
12422 | FPLEFR2B_G | 2 | North | YES | 0.009945 | 161 | 72 | 161 | 0 | 1 | CC | -1 | 0.037938 | 161 | 161 |  |  | 1.6011 | 161 | -0.037938 | -6.1079 | 0.68829 | 0.77656
12423 | FPLEFR2C_G | 3 | North | YES | 0.009945 | 163 | 72 | 163 | 0 | 1 | CC | -1 | 0.037938 | 163 | 163 |  |  | 1.621 | 163 | -0.037938 | -6.1838 | 0.6921 | 0.77951
12424 | FPLEFR2S_G | 4 | North | YES | 0.009945 | 415 | 191 | 415 | 0 | 1 | CC | -1 | 0.037938 | 415 | 415 |  |  | 4.1272 | 415 | -0.037938 | -15.7441 | 0.70181 | 0.78704
12440 | PARKD_1SVC8 | 1 | North | YES | 0.010042 | 0 | 0 | 0 | 0 | 1.007 | GST | -1 | 0.037841 | 0 | 0 |  |  | 0 | 0 | -0.037841 | 0 | 0.70181 | 0.78704
12449 | PARKD_2SVC8 | 1 | North | YES | 0.010042 | 0 | 0 | 0 | 0 | 1.007 | GST | -1 | 0.037841 | 0 | 0 |  |  | 0 | 0 | -0.037841 | 0 | 0.70181 | 0.78704
1937 | MDLTHELP_5G | 5 | North | YES | 0.010095 | 224 | 74 | 224 | 0 | 1 | CC | -1 | 0.037788 | 224 | 224 |  |  | 2.2613 | 224 | -0.037788 | -8.4644 | 0.70705 | 0.79109
1938 | MDLTHELP_6G | 6 | North | YES | 0.010095 | 226 | 74 | 226 | 0 | 1 | CC | -1 | 0.037788 | 226 | 226 |  |  | 2.2815 | 226 | -0.037788 | -8.54 | 0.71234 | 0.79517
1943 | MDLTHELP_3G | 3 | North | YES | 0.010095 | 212 | 74 | 212 | 0 | 1 | CC | -1 | 0.037788 | 212 | 212 |  |  | 2.1401 | 212 | -0.037788 | -8.011 | 0.7173 | 0.799
1944 | MDLTHELP_4G | 4 | North | YES | 0.010095 | 211 | 74 | 211 | 0 | 1 | CC | -1 | 0.037788 | 211 | 211 |  |  | 2.13 | 211 | -0.037788 | -7.9732 | 0.72223 | 0.80281
2451 | LKHB1_G | 1 | North | YES | 0.010101 | 0 | 80 | 391 |  | 1.022 | GST | -1 | 0.037782 | 391 | 391 |  |  | 3.9495 | 391 | -0.037782 | -14.7726 | 0.73138 | 0.80987
2452 | LKHB2_G | 2 | North | YES | 0.010101 | 516 | 80 | 516 | 0 | 1.022 | GST | -1 | 0.037782 | 516 | 516 |  |  | 5.2121 | 516 | -0.037782 | -19.4953 | 0.74345 | 0.81919
2413 | MTCK6_G | 6 | North | YES | 0.010157 | 0 | 30 | 118 |  | 1.022 | GST | -1 | 0.037726 | 118 | 118 |  |  | 1.1985 | 118 | -0.037726 | -4.4516 | 0.74621 | 0.82132
2414 | MTCK7_G | 7 | North | YES | 0.010157 | 0 | 30 | 115 |  | 1.022 | GST | -1 | 0.037726 | 115 | 115 |  |  | 1.1681 | 115 | -0.037726 | -4.3384 | 0.7489 | 0.82339
2417 | MTCK8_G | 8 | North | YES | 0.010157 | 444.8 | 60 | 556 | 0 | 1.022 | GSC | -1 | 0.037726 | 556 | 556 |  |  | 5.6473 | 556 | -0.037726 | -20.9754 | 0.76191 | 0.83342
948 | STEAM1 | 1 | North | YES | 0.010373 | 0 | 12 | 20 |  | 1.02 | GST | -1 | 0.03751 | 20 | 20 |  |  | 0.20746 | 20 | -0.03751 | -0.75019 | 0.76238 | 0.83378
949 | STEAM2 | 1 | North | YES | 0.010373 | 26 | 8 | 26 | 0 | 0.99 | GST | -1 | 0.03751 | 26 | 26 |  |  | 0.2697 | 26 | -0.03751 | -0.97525 | 0.76298 | 0.83425
950 | STEAM3 | 1 | North | YES | 0.010373 | 41 | 13 | 42 | 0 | 1.02 | GST | -1 | 0.03751 | 42 | 42 |  |  | 0.43567 | 42 | -0.03751 | -1.5754 | 0.76397 | 0.835
837 | NEWMAN_G5 | 1 | North | YES | 0.010403 | 0 | 15 | 40 |  | 1.01 | GST | -1 | 0.03748 | 40 | 40 |  |  | 0.41612 | 40 | -0.03748 | -1.4992 | 0.7649 | 0.83572
842 | OLINGER_G1 | 1 | North | YES | 0.010449 | 55.4 | 20 | 79 | 0 | 1.03 | GST | -1 | 0.037434 | 79 | 79 |  |  | 0.82547 | 79 | -0.037434 | -2.9572 | 0.76675 | 0.83713
843 | OLINGER_G2 | 1 | North | YES | 0.010449 | 76.2 | 25 | 110 | 0 | 1.03 | GST | -1 | 0.037434 | 110 | 110 |  |  | 1.1494 | 110 | -0.037434 | -4.1177 | 0.76932 | 0.8391
844 | OLINGER_G3 | 1 | North | YES | 0.010449 | 103.9 | 45 | 150 | 0 | 1.03 | GST | -1 | 0.037434 | 150 | 150 |  |  | 1.5674 | 150 | -0.037434 | -5.615 | 0.77283 | 0.84178
845 | OLINGER_G4 | 1 | North | YES | 0.010449 | 51.9 | 0 | 76 | 0 | 1.03 | GGT | -1 | 0.037434 | 76 | 76 |  |  | 0.79412 | 76 | -0.037434 | -2.8449 | 0.77461 | 0.84314
1701 | MOSES_1G | 1 | North | YES | 0.010683 | 558 | 175 | 558 | 0 | 1.023 | LIGCO | -1 | 0.0372 | 0 | 558 |  |  | 0 | 0 | -0.0372 | 0 | 0.77461 | 0.84314
1702 | MOSES_2G | 2 | North | YES | 0.010683 | 579 | 175 | 579 | 0 | 1.023 | LIGCO | -1 | 0.0372 | 0 | 579 |  |  | 0 | 0 | -0.0372 | 0 | 0.77461 | 0.84314
1703 | MOSES_3G | 3 | North | YES | 0.010683 | 808 | 463 | 808 | 0 | 1.023 | LIGCO | -1 | 0.0372 | 0 | 808 |  |  | 0 | 0 | -0.0372 | 0 | 0.77461 | 0.84314
5925 | DCEAST | EQ | North | YES | 0.010683 | 400.3 | -600 | 600 | 0 | 1.025 | DCTie | -1 | 0.0372 | 0 | 0 |  |  | 0 | 0 | -0.0372 | 0 | 0.77461 | 0.84314
1675 | PEC_1G | 1 | North | YES | 0.01078 | 76.7 | 35 | 76.7 | 0 | 1.022 | Cogen | -1 | 0.037103 | 0 | 0 |  |  | 0 | 0 | -0.037103 | 0 | 0.77461 | 0.84314
1676 | PEC_2G | 2 | North | YES | 0.01078 | 79.6 | 35 | 79.6 | 0 | 1.022 | Cogen | -1 | 0.037103 | 0 | 0 |  |  | 0 | 0 | -0.037103 | 0 | 0.77461 | 0.84314
1677 | PEC_3G | 3 | North | YES | 0.01078 | 88.4 | 35 | 88.4 | 0 | 1.022 | Cogen | -1 | 0.037103 | 0 | 0 |  |  | 0 | 0 | -0.037103 | 0 | 0.77461 | 0.84314
1678 | LAMARPWR_1G | 1 | North | YES | 0.010811 | 160 | 67.7 | 160 | 0 | 1.038 | CC | -1 | 0.037072 | 160 | 160 |  |  | 1.7298 | 160 | -0.037072 | -5.9314 | 0.77835 | 0.84598
1679 | LAMARPWR_2G | 2 | North | YES | 0.010811 | 156 | 67.7 | 156 | 0 | 1.038 | CC | -1 | 0.037072 | 156 | 156 |  |  | 1.6865 | 156 | -0.037072 | -5.7832 | 0.782 | 0.84874
1680 | LAMARPWR_3G | 3 | North | YES | 0.010811 | 196 | 129.1 | 196 | 0 | 1.038 | CC | -1 | 0.037072 | 196 | 196 |  |  | 2.119 | 196 | -0.037072 | -7.266 | 0.78659 | 0.85222
1681 | LAMARPWR_4G | 4 | North | YES | 0.010811 | 156 | 67.7 | 156 | 0 | 1.038 | CC | -1 | 0.037072 | 156 | 156 |  |  | 1.6865 | 156 | -0.037072 | -5.7832 | 0.79024 | 0.85498
1682 | LAMARPWR_5G | 5 | North | YES | 0.010811 | 157 | 67.7 | 157 | 0 | 1.038 | CC | -1 | 0.037072 | 157 | 157 |  |  | 1.6973 | 157 | -0.037072 | -5.8202 | 0.79391 | 0.85776
1683 | LAMARPWR_6G | 6 | North | YES | 0.010811 | 198 | 129.1 | 198 | 0 | 1.038 | CC | -1 | 0.037072 | 198 | 198 |  |  | 2.1406 | 198 | -0.037072 | -7.3402 | 0.79854 | 0.86127
1689 | VALLEY_3G | 3 | North | YES | 0.010876 | 0 | 25 | 375 |  | 1.003 | GST | -1 | 0.037007 | 375 | 375 |  |  | 4.0785 | 375 | -0.037007 | -13.8774 | 0.80732 | 0.86791
11691 | KMICHICT1_G | 1 | North | YES | 0.010876 | 144 | 80 | 144 | 0 | 1.026 | CC | -1 | 0.037007 | 144 | 144 |  |  | 1.5661 | 144 | -0.037007 | -5.3289 | 0.81069 | 0.87046
11692 | KMICHICT2_G | 2 | North | YES | 0.010876 | 146 | 80 | 146 | 0 | 1.026 | CC | -1 | 0.037007 | 146 | 146 |  |  | 1.5879 | 146 | -0.037007 | -5.403 | 0.8141 | 0.87304
11693 | KMICHIST3_G | 3 | North | YES | 0.010876 | 312 | 60 | 312 | 0 | 1.026 | CC | -1 | 0.037007 | 312 | 312 |  |  | 3.3933 | 312 | -0.037007 | -11.546 | 0.8214 | 0.87856
11694 | KMICHICT4_G | 4 | North | YES | 0.010876 | 144 | 80 | 144 | 0 | 1.026 | CC | -1 | 0.037007 | 144 | 144 |  |  | 1.5661 | 144 | -0.037007 | -5.3289 | 0.82477 | 0.88111
11695 | KMICHICT5_G | 5 | North | YES | 0.010876 | 148 | 80 | 148 | 0 | 1.026 | CC | -1 | 0.037007 | 148 | 148 |  |  | 1.6096 | 148 | -0.037007 | -5.477 | 0.82823 | 0.88372
11696 | KMICHIST6_G | 6 | North | YES | 0.010876 | 310 | 60 | 310 | 0 | 1.026 | CC | -1 | 0.037007 | 310 | 310 |  |  | 3.3716 | 310 | -0.037007 | -11.472 | 0.83548 | 0.88921
1687 | VALLEY_1G | 1 | North | YES | 0.01109 | 136 | 15 | 170 | 0 | 1.029 | GST | -1 | 0.036793 | 170 | 170 |  |  | 1.8853 | 170 | -0.036793 | -6.2547 | 0.83946 | 0.8922
1688 | VALLEY_2G | 2 | North | YES | 0.01109 | 527 | 90 | 527 | 0 | 1.029 | GSC | -1 | 0.036793 | 527 | 527 |  |  | 5.8444 | 527 | -0.036793 | -19.3897 | 0.85179 | 0.90147
2381 | NTHLK1_G | 1 | North | YES | 0.011175 | 0 | 35 | 156 |  | 1.022 | GST | -1 | 0.036708 | 156 | 156 |  |  | 1.7433 | 156 | -0.036708 | -5.7264 | 0.85544 | 0.90421
2382 | NTHLK2_G | 2 | North | YES | 0.011175 | 0 | 35 | 181 |  | 1.022 | GST | -1 | 0.036708 | 181 | 181 |  |  | 2.0227 | 181 | -0.036708 | -6.6441 | 0.85967 | 0.90738
2383 | NTHLK3_G | 3 | North | YES | 0.011175 | 0 | 50 | 329 |  | 1.022 | GST | -1 | 0.036708 | 329 | 329 |  |  | 3.6766 | 329 | -0.036708 | -12.0768 | 0.86737 | 0.91316
6948 | DENISNDM | 1 | North | YES | 0.011248 | 40 | 5 | 40 |  | 1.015 | Hydro | -1 | 0.036635 | 0 | 0 |  |  | 0 | 0 | -0.036635 | 0 | 0.86737 | 0.91316
6948 | DENISNDM | 2 | North | YES | 0.011248 | 31 | 5 | 40 |  | 1.015 | Hydro | -1 | 0.036635 | 0 | 0 |  |  | 0 | 0 | -0.036635 | 0 | 0.86737 | 0.91316
366 | JNSNCNTY802 | 1 | North | YES | 0.01126 | 168 | 20 | 168 | 0 | 1.02 | Cogen | -1 | 0.036623 | 0 | 0 |  |  | 0 | 0 | -0.036623 | 0 | 0.86737 | 0.91316
367 | JNSNCNTY802 | 2 | North | YES | 0.01126 | 90 | 20 | 90 | 0 | 1.02 | Cogen | -1 | 0.036623 | 0 | 0 |  |  | 0 | 0 | -0.036623 | 0 | 0.86737 | 0.91316
2371 | COLLIN_1G | MB | North | YES | 0.011534 | 0 | 40 | 138 |  | 1.022 | GST | -1 | 0.036349 | 0 | 0 |  |  | 0 | 0 | -0.036349 | 0 | 0.86737 | 0.91316
1948 | HANDLEY_4G | 4 | North | YES | 0.011937 | 348 | 150 | 435 | 0 | 1.022 | GST | -1 | 0.035946 | 435 | 435 |  |  | 5.1926 | 435 | -0.035946 | -15.6363 | 0.87755 | 0.92063
1947 | HANDLEY_3G | 3 | North | YES | 0.01205 | 316 | 100 | 395 | 0 | 1.022 | GST | -1 | 0.035833 | 395 | 395 |  |  | 4.7598 | 395 | -0.035833 | -14.1538 | 0.88679 | 0.9274
1949 | HANDLEY_5G | 5 | North | YES | 0.01205 | 348 | 150 | 435 | 0 | 1.022 | GST | -1 | 0.035833 | 435 | 435 |  |  | 5.2417 | 435 | -0.035833 | -15.5871 | 0.89696 | 0.93485
1892 | DECRDOVA_2G | A | North | YES | 0.012922 | 65 | 65 | 70 | 0 | 1.025 | GGT | -1 | 0.034961 | 70 | 70 |  |  | 0.90454 | 70 | -0.034961 | -2.4472 | 0.8986 | 0.93602
1893 | DECRDOVA_3G | B | North | YES | 0.012922 | 65 | 65 | 69 | 0 | 1.025 | GGT | -1 | 0.034961 | 69 | 69 |  |  | 0.89162 | 69 | -0.034961 | -2.4123 | 0.90021 | 0.93717
1894 | DECRDOVA_4G | C | North | YES | 0.012922 | 65 | 65 | 69 | 0 | 1.025 | GGT | -1 | 0.034961 | 69 | 69 |  |  | 0.89162 | 69 | -0.034961 | -2.4123 | 0.90183 | 0.93832
1895 | DECRDOVA_5G | D | North | YES | 0.012922 | 65 | 65 | 68 | 0 | 1.025 | GGT | -1 | 0.034961 | 68 | 68 |  |  | 0.8787 | 68 | -0.034961 | -2.3773 | 0.90342 | 0.93946
1877 | WLFHOLW_1G | 1 | North | YES | 0.012991 | 217.3 | 89.2 | 217.3 | 0 | 1.032 | CC | -1 | 0.034892 | 217.3 | 217.3 |  |  | 2.8229 | 217.3 | -0.034892 | -7.5819 | 0.9085 | 0.94309
1878 | WLFHOLW_2G | 2 | North | YES | 0.012991 | 215.7 | 105 | 215.7 | 0 | 1.032 | CC | -1 | 0.034892 | 215.7 | 215.7 |  |  | 2.8022 | 215.7 | -0.034892 | -7.5261 | 0.91355 | 0.94668
1879 | WLFHOLW_3G | 3 | North | YES | 0.012991 | 272.4 | 89.2 | 272.4 | 0 | 1.032 | CC | -1 | 0.034892 | 272.4 | 272.4 |  |  | 3.5387 | 272.4 | -0.034892 | -9.5044 | 0.91992 | 0.95123
1898 | COMCHEPK_1G | 1 | North | YES | 0.013239 | 1217 | 1150 | 1217 | 0 | 1.032 | Nuc | -1 | 0.034644 | 0 | 0 |  |  | 0 | 0 | -0.034644 | 0 | 0.91992 | 0.95123
1899 | COMCHEPK_2G | 2 | North | YES | 0.013239 | 1159 | 1128 | 1159 | 0 | 1.032 | Nuc | -1 | 0.034644 | 0 | 0 |  |  | 0 | 0 | -0.034644 | 0 | 0.91992 | 0.95123
1889 | DECRDOVA_1G | 1 | North | YES | 0.013252 | 779 | 255 | 779 | 0 | 1.02 | GSC | -1 | 0.034631 | 779 | 779 |  |  | 10.3233 | 779 | -0.034631 | -26.9772 | 0.93815 | 0.96412
923 | SPENCER_G4 | 1 | North | YES | 0.014135 | 48 | 20 | 61 | 0 | 1.03 | GST | -1 | 0.033748 | 61 | 61 |  |  | 0.86223 | 61 | -0.033748 | -2.0586 | 0.93957 | 0.96511
924 | SPENCER_G5 | 1 | North | YES | 0.014135 | 52 | 20 | 66 | 0 | 1.03 | GST | -1 | 0.033748 | 66 | 66 |  |  | 0.93291 | 66 | -0.033748 | -2.2273 | 0.94112 | 0.96617
1861 | EAGLEMNT_1G | MB | North | YES | 0.014292 | 0 | 30 | 112 |  | 1.022 | GST | -1 | 0.033591 | 0 | 0 |  |  | 0 | 0 | -0.033591 | 0 | 0.94112 | 0.96617
1862 | EAGLEMNT_2G | MB | North | YES | 0.014292 | 0 | 40 | 100 |  | 1.022 | GST | -1 | 0.033591 | 0 | 0 |  |  | 0 | 0 | -0.033591 | 0 | 0.94112 | 0.96617
1863 | EAGLEMNT_3G | MB | North | YES | 0.014292 | 0 | 50 | 378 |  | 1.022 | GST | -1 | 0.033591 | 0 | 0 |  |  | 0 | 0 | -0.033591 | 0 | 0.94112 | 0.96617
728 | WOLFRIDGE801 | 1 | North | YES | 0.015737 | 11.2 | 0 | 112.5 | 0 | 0.99 | Wind | -1 | 0.032146 | 0 | 112.5 |  |  | 0 | 0 | -0.032146 | 0 | 0.94112 | 0.96617
332 | RWMILLER01 | 1 | North | YES | 0.016072 | 58.4 | 18.5 | 73 | 0 | 1.04 | GST | -1 | 0.031811 | 73 | 73 |  |  | 1.1733 | 73 | -0.031811 | -2.3222 | 0.94282 | 0.96728
333 | RWMILLER02 | 2 | North | YES | 0.016072 | 95.2 | 37 | 119 | 0 | 1.04 | GST | -1 | 0.031811 | 119 | 119 |  |  | 1.9126 | 119 | -0.031811 | -3.7855 | 0.94561 | 0.96909
334 | RWMILLER03 | 3 | North | YES | 0.016072 | 166.4 | 65 | 208 | 0 | 1.04 | GST | -1 | 0.031811 | 208 | 208 |  |  | 3.343 | 208 | -0.031811 | -6.6166 | 0.95047 | 0.97226
335 | RWMILLER04 | 4 | North | YES | 0.016072 | 81.6 | 0 | 102 | 0 | 1.04 | GST | -1 | 0.031811 | 102 | 102 |  |  | 1.6393 | 102 | -0.031811 | -3.2447 | 0.95286 | 0.97381
336 | RWMILLER05 | 5 | North | YES | 0.016072 | 80.8 | 0 | 101 | 0 | 1.04 | GST | -1 | 0.031811 | 101 | 101 |  |  | 1.6233 | 101 | -0.031811 | -3.2129 | 0.95522 | 0.97534
503 | NTHTEXAS01 | 1 | North | YES | 0.016215 | 0 | 5 | 18 |  | 1.015 | GST | -1 | 0.031668 | 18 | 18 |  |  | 0.29187 | 18 | -0.031668 | -0.57002 | 0.95564 | 0.97562
504 | NTHTEXAS02 | 2 | North | YES | 0.016215 | 14.4 | 5 | 18 |  | 1.015 | GST | -1 | 0.031668 | 18 | 18 |  |  | 0.29187 | 18 | -0.031668 | -0.57002 | 0.95607 | 0.97589
505 | NTHTEXAS03 | 3 | North | YES | 0.016215 | 30.4 | 15 | 38 |  | 1.015 | GST | -1 | 0.031668 | 38 | 38 |  |  | 0.61617 | 38 | -0.031668 | -1.2034 | 0.95695 | 0.97646
8032 | AMISTADHYD1 | 1 | South | YES | 0.016471 | 33 | 13 | 33 | 0 | 1.03 | Hydro | -1 | 0.031412 | 0 | 0 |  |  |  |  | -0.031412 | 0 | 0.95695 | 0.97646
8033 | AMISTADHYD2 | 2 | South | YES | 0.016471 | 25 | 13 | 25 | 0 | 1.03 | Hydro | -1 | 0.031412 | 0 | 0 |  |  |  |  | -0.031412 | 0 | 0.95695 | 0.97646
88253 | HAMILTON | F | South | YES | 0.016471 | 0 | 0 | 0 | 0 | 1.04 | BLT | -1 | 0.031412 | 0 | 0 |  |  |  |  | -0.031412 | 0 | 0.95695 | 0.97646
580 | JCKCNTY801 | 1 | North | YES | 0.016623 | 288 | 0 | 288 | 0 | 1.022 | CC | -1 | 0.03126 | 288 | 288 |  |  | 4.7874 | 288 | -0.03126 | -9.0027 | 0.96369 | 0.98077
581 | JCKCNTY802 | 2 | North | YES | 0.016623 | 147 | 0 | 147 | 0 | 1.022 | CC | -1 | 0.03126 | 147 | 147 |  |  | 2.4436 | 147 | -0.03126 | -4.5951 | 0.96713 | 0.98296
582 | JCKCNTY803 | 3 | North | YES | 0.016623 | 147 | 0 | 147 | 0 | 1.022 | CC | -1 | 0.03126 | 147 | 147 |  |  | 2.4436 | 147 | -0.03126 | -4.5951 | 0.97057 | 0.98516
1643 | SLSTR1PP_1G | 1 | North | YES | 0.019555 | 6 | 0 | 60 | 0 | 1.022 | Wind | -1 | 0.028328 | 0 | 60 |  |  | 0 | 0 | -0.028328 | 0 | 0.97057 | 0.98516
1453 | WCPWRCO_1G | 1 | North | YES | 0.019822 | 204 | 50 | 204 | 0 | 1.02 | CC | -1 | 0.028061 | 204 | 204 |  |  | 4.0437 | 204 | -0.028061 | -5.7243 | 0.97534 | 0.9879
1454 | WCPWRCO_2G | 2 | North | YES | 0.019822 | 204 | 50 | 204 | 0 | 1.02 | CC | -1 | 0.028061 | 204 | 204 |  |  | 4.0437 | 204 | -0.028061 | -5.7243 | 0.98011 | 0.99063
1455 | WCPWRCO_3G | 3 | North | YES | 0.019822 | 242 | 50 | 242 |  | 1.02 | CC | -1 | 0.028061 | 242 | 242 |  |  | 4.7969 | 242 | -0.028061 | -6.7906 | 0.98578 | 0.99388
344 | MRSSHPRD | 1 | North | YES | 0.021243 | 0 | 0 | 12 |  | 1.03 | Hydro | -1 | 0.02664 | 0 | 0 |  |  | 0 | 0 | -0.02664 | 0 | 0.98578 | 0.99388
345 | MRSSHPRD01 | 2 | North | YES | 0.021243 | 0 | 0 | 12 |  | 1.03 | Hydro | -1 | 0.02664 | 0 | 0 |  |  | 0 | 0 | -0.02664 | 0 | 0.98578 | 0.99388
1600 | BARTNWND_1G | 1 | North | YES | 0.021436 | 12 | 0 | 120 | 0 | 1.022 | Wind | -1 | 0.026447 | 0 | 120 |  |  | 0 | 0 | -0.026447 | 0 | 0.98578 | 0.99388
1479 | WFCOGEN_1G | 1 | North | YES | 0.026446 | 16 | 12 | 20 | 0 | 1 | Cogen | -1 | 0.021437 | 0 | 0 |  |  | 0 | 0 | -0.021437 | 0 | 0.98578 | 0.99388
1479 | WFCOGEN_1G | 2 | North | YES | 0.026446 | 16 | 12 | 20 | 0 | 1 | Cogen | -1 | 0.021437 | 0 | 0 |  |  | 0 | 0 | -0.021437 | 0 | 0.98578 | 0.99388
1482 | WFCOGEN_2G | 2 | North | YES | 0.026446 | 13.6 | 12 | 17 | 0 | 1 | Cogen | -1 | 0.021437 | 0 | 0 |  |  | 0 | 0 | -0.021437 | 0 | 0.98578 | 0.99388
1482 | WFCOGEN_2G | 1 | North | YES | 0.026446 | 16 | 12 | 20 | 0 | 1 | Cogen | -1 | 0.021437 | 0 | 0 |  |  | 0 | 0 | -0.021437 | 0 | 0.98578 | 0.99388
1433 | GRHAMSES_1G | 1 | North | YES | 0.02668 | 242 | 60 | 242 | 0 | 1.038 | GST | -1 | 0.021203 | 242 | 242 |  |  | 6.4566 | 242 | -0.021203 | -5.131 | 0.99144 | 0.99633
1432 | GRHAMSES_2G | 2 | North | YES | 0.026927 | 294.9 | 90 | 366 | 0 | 1.014 | GST | -1 | 0.020956 | 366 | 366 |  |  | 9.8553 | 366 | -0.020956 | -7.6697 | 1 | 1
1442 | COKFIELD_5 | 1 | North | YES | 0.035016 | 16.5 | 0 | 165 |  | 1.029 | Wind | -1 | 0.012867 | 0 | 165 |  |  | 0 | 0 | -0.012867 | 0 | 1 | 1
1438 | MESQUITW_2G | 1 | North | YES | 0.03757 | 23.6 | 0 | 236 |  | 1.017 | Wind | -1 | 0.010313 | 0 | 236 |  |  | 0 | 0 | -0.010313 | 0 | 1 | 1
1437 | MESQUITW_1G | 1 | North | YES | 0.037586 | 40 | 0 | 400 | 0 | 1.023 | Wind | -1 | 0.010297 | 0 | 400 |  |  | 0 | 0 | -0.010297 | 0 | 1 | 1
6100 | OKLA7A | EQ | West | YES | 0.032999 | 50 | -220 | 220 | 0 | 1.035 | DCTie | 1 | 0.022986 | 0 | 0 | 0 | 0 |  |  | 0.022986 | 0
6752 | OKLA0A | 1 | West | YES | 0.032999 | 649.7 | 175 | 649.7 | 0 | 1.035 | LIGCO | 1 | 0.022986 | 0 | 649.7 | 21.4395 | 649.7 |  |  | 0.022986 | 14.9343
60081 | WHRLWIND1A | 1 | West | YES | 0.040295 | 12 | 0 | 60 | 0 | 1.03 | Wind | 1 | 0.030282 | 0 | 60 | 2.4177 | 60 |  |  | 0.030282 | 1.8169
6407 | TURKTRAK1A | 1 | West | YES | 0.04313 | 33.9 | 0 | 169.5 | 0 | 1.025 | Wind | 1 | 0.033117 | 0 | 169.5 | 7.3105 | 169.5 |  |  | 0.033117 | 5.6134
6144 | MCADOO1A | 1 | West | YES | 0.043194 | 15 | 0 | 150 | 0 | 1.025 | Wind | 1 | 0.033181 | 0 | 150 | 6.4791 | 150 |  |  | 0.033181 | 4.9772
1416 | SWETWATR_1G | 1 | West | YES | 0.043383 | 30 | 18 | 30 | 0 | 1.026 | CC | 1 | 0.03337 | 30 | 30 | 1.3015 | 30 |  |  | 0.03337 | 1.0011
1417 | SWETWATR_2G | 2 | West | YES | 0.043383 | 72 | 36 | 72 | 0 | 1.026 | CC | 1 | 0.03337 | 72 | 72 | 3.1236 | 72 |  |  | 0.03337 | 2.4027
1418 | SWETWATR_3G | 3 | West | YES | 0.043383 | 68 | 36 | 68 | 0 | 1.026 | CC | 1 | 0.03337 | 68 | 68 | 2.95 | 68 |  |  | 0.03337 | 2.2692
1419 | SWETWATR_4G | 4 | West | YES | 0.043383 | 61 | 36 | 61 | 0 | 1.026 | CC | 1 | 0.03337 | 61 | 61 | 2.6464 | 61 |  |  | 0.03337 | 2.0356
11056 | ROSCOE_1G | 1 | West | YES | 0.04449 | 41.8 | 0 | 209 |  | 1 | Wind | 1 | 0.034477 | 0 | 209 | 9.2984 | 209 |  |  | 0.034477 | 7.2058
11057 | CHAMPION_1G | 1 | West | YES | 0.04449 | 25.3 | 0 | 126.5 |  | 1 | Wind | 1 | 0.034477 | 0 | 126.5 | 5.628 | 126.5 |  |  | 0.034477 | 4.3614
11058 | PYRON_1G | 1 | West | YES | 0.04449 | 49.8 | 0 | 249 |  | 1 | Wind | 1 | 0.034477 | 0 | 249 | 11.078 | 249 |  |  | 0.034477 | 8.5849
11059 | INADALE_1G | 1 | West | YES | 0.04449 | 39.4 | 0 | 197 |  | 1 | Wind | 1 | 0.034477 | 0 | 197 | 8.7645 | 197 |  |  | 0.034477 | 6.792
1343 | TRENTIPP_8 | 1 | West | YES | 0.044594 | 30 | 0 | 150 |  | 1.014 | Wind | 1 | 0.034581 | 0 | 150 | 6.6891 | 150 |  |  | 0.034581 | 5.1872
1354 | AEPWIND_8 | 1 | West | YES | 0.044594 | 20.2 | 0 | 101 |  | 1 | Wind | 1 | 0.034581 | 0 | 101 | 4.504 | 101 |  |  | 0.034581 | 3.4927
71051 | L_BITTCR1_1N | W1 | West | YES | 0.045172 | 7.5 | 0 | 37.5 |  | 1.02 | Wind | 1 | 0.035159 | 0 | 37.5 | 1.694 | 37.5 |  |  | 0.035159 | 1.3185
71054 | L_SWEETW1_1N | W1 | West | YES | 0.045172 | 21.5 | 0 | 107.5 |  | 1.02 | Wind | 1 | 0.035159 | 0 | 107.5 | 4.856 | 107.5 |  |  | 0.035159 | 3.7796
71057 | L_SWEETW1_2N | W1 | West | YES | 0.045172 | 27 | 0 | 135 |  | 1.02 | Wind | 1 | 0.035159 | 0 | 135 | 6.0982 | 135 |  |  | 0.035159 | 4.7465
71059 | L_SWEETW1_3N | W1 | West | YES | 0.045172 | 23.8 | 0 | 119 | 0 | 1.02 | Wind | 1 | 0.035159 | 0 | 119 | 5.3755 | 119 |  |  | 0.035159 | 4.184
71060 | L_SWEETW1_4N | W1 | West | YES | 0.045172 | 21 | 0 | 105 | 0 | 1.02 | Wind | 1 | 0.035159 | 0 | 105 | 4.7431 | 105 |  |  | 0.035159 | 3.6917
71061 | L_SWEETW1_5N | W1 | West | YES | 0.045172 | 16.1 | 0 | 80.5 | 0 | 1.02 | Wind | 1 | 0.035159 | 0 | 80.5 | 3.6363 | 80.5 |  |  | 0.035159 | 2.8303
36998 | RDCNYNG1 | 1 | West | YES | 0.045672 | 16.8 | 0 | 84 |  | 1.01 | Wind | 1 | 0.035659 | 0 | 84 | 3.8364 | 84 |  |  | 0.035659 | 2.9954
1061 | CIELOGEN_1G | 1 | West | YES | 0.046237 | 19.8 | 0 | 99 |  | 1 | Wind | 1 | 0.036224 | 0 | 99 | 4.5775 | 99 |  |  | 0.036224 | 3.5862
1062 | CIELOGEN_2G | 1 | West | YES | 0.046237 | 12.2 | 0 | 61 |  | 1 | Wind | 1 | 0.036224 | 0 | 61 | 2.8205 | 61 |  |  | 0.036224 | 2.2097
1069 | KINDERMG_1G | 1 | West | YES | 0.046237 | 25 | 5 | 25 | 0 | 1.017 | Cogen | 1 | 0.036224 | 0 | 0 | 0 | 0 |  |  | 0.036224 | 0
1070 | KINDERMG_2G | 1 | West | YES | 0.046237 | 45.7 | 12 | 45.7 | 0 | 1.017 | Cogen | 1 | 0.036224 | 0 | 0 | 0 | 0 |  |  | 0.036224 | 0
1071 | KINDERMG_3G | 1 | West | YES | 0.046237 | 45.7 | 12 | 45.7 | 0 | 1.017 | Cogen | 1 | 0.036224 | 0 | 0 | 0 | 0 |  |  | 0.036224 | 0
1068 | SCURRYCW_1G | 1 | West | YES | 0.046259 | 28.2 | 1.3 | 141 | 0 | 1.0217 | Wind | 1 | 0.036246 | 0 | 141 | 6.5225 | 141 |  |  | 0.036246 | 5.1107
1073 | SCURRYCW_2G | 2 | West | YES | 0.046259 | 24 | 0 | 120 | 0 | 1.0217 | Wind | 1 | 0.036246 | 0 | 120 | 5.5511 | 120 |  |  | 0.036246 | 4.3496
6637 | SNYDERW1A | 1 | West | YES | 0.046466 | 12.6 | 0 | 63 | 0 | 1.025 | Wind | 1 | 0.036453 | 0 | 63 | 2.9274 | 63 |  |  | 0.036453 | 2.2966
1037 | MORGAN5G_5G | 5 | West | YES | 0.046964 | 109.6 | 40 | 137 | 0 | 1.029 | GST | 1 | 0.036951 | 137 | 137 | 6.4341 | 137 |  |  | 0.036951 | 5.0623
1039 | MRGNAG_1G | A | West | YES | 0.046964 | 69 | 69 | 69 | 0 | 1.029 | GGT | 1 | 0.036951 | 69 | 69 | 3.2405 | 69 |  |  | 0.036951 | 2.5496
1040 | MRGNBG_2G | B | West | YES | 0.046964 | 70 | 70 | 71 | 0 | 1.029 | GGT | 1 | 0.036951 | 71 | 71 | 3.3344 | 71 |  |  | 0.036951 | 2.6235
1041 | MRGNCG_3G | C | West | YES | 0.046964 | 69 | 69 | 70 | 0 | 1.029 | GGT | 1 | 0.036951 | 70 | 70 | 3.2875 | 70 |  |  | 0.036951 | 2.5866
1042 | MRGNDG_4G | D | West | YES | 0.046964 | 68 | 68 | 68 | 0 | 1.029 | GGT | 1 | 0.036951 | 68 | 68 | 3.1936 | 68 |  |  | 0.036951 | 2.5127
1043 | MRGNEG_5G | E | West | YES | 0.046964 | 68 | 68 | 70 | 0 | 1.029 | GGT | 1 | 0.036951 | 70 | 70 | 3.2875 | 70 |  |  | 0.036951 | 2.5866
1044 | MRGNFG_6G | F | West | YES | 0.046964 | 66 | 66 | 66 | 0 | 1.029 | GGT | 1 | 0.036951 | 66 | 66 | 3.0996 | 66 |  |  | 0.036951 | 2.4388
11309 | BULLCREK_2G | 1 | West | YES | 0.047005 | 20.9 | 0 | 180 |  | 1 | Wind | 1 | 0.036992 | 0 | 180 | 8.4609 | 180 |  |  | 0.036992 | 6.6586
11310 | BULLCREK_1G | 1 | West | YES | 0.047005 | 15.1 | 0 | 180 |  | 1 | Wind | 1 | 0.036992 | 0 | 180 | 8.4609 | 180 |  |  | 0.036992 | 6.6586
11320 | COYOTE_1G | 1 | West | YES | 0.047094 | 22.5 | 0 | 225 |  | 1 | Wind | 1 | 0.037081 | 0 | 225 | 10.5961 | 225 |  |  | 0.037081 | 8.3433
1058 | LONGSHORE_5 | 1 | West | YES | 0.047359 | 30 | 0 | 150 |  | 1.01 | Wind | 1 | 0.037346 | 0 | 150 | 7.1039 | 150 |  |  | 0.037346 | 5.602
1058 | LONGSHORE_5 | 2 | West | YES | 0.047359 | 44 | 0 | 220 |  | 1.01 | Wind | 1 | 0.037346 | 0 | 220 | 10.419 | 220 |  |  | 0.037346 | 8.2162
11065 | ELBOWCK_1G | 1 | West | YES | 0.047359 | 23.4 | 0 | 121.9 | 0 | 1 | Wind | 1 | 0.037346 | 0 | 121.9 | 5.7731 | 121.9 |  |  | 0.037346 | 4.5525
1045 | CALENG1G_1G | 1 | West | YES | 0.047536 | 73.4 | 27 | 73.4 | 0 | 1.014 | Cogen | 1 | 0.037523 | 0 | 0 | 0 | 0 |  |  | 0.037523 | 0
1046 | CALENG2G_2G | 2 | West | YES | 0.047536 | 73.4 | 27 | 73.4 | 0 | 1.014 | Cogen | 1 | 0.037523 | 0 | 0 | 0 | 0 |  |  | 0.037523 | 0
1047 | CALENG3G_3G | 3 | West | YES | 0.047536 | 70.4 | 27 | 70.4 | 0 | 1.014 | Cogen | 1 | 0.037523 | 0 | 0 | 0 | 0 |  |  | 0.037523 | 0
1360 | GUNSIGHT_8 | 1 | West | YES | 0.047874 | 0 | 0 | 120 |  | 1.01 | Wind | 1 | 0.037861 | 0 | 120 | 5.7449 | 120 |  |  | 0.037861 | 4.5434
1327 | WILDHRSE_1G | 1 | West | YES | 0.047943 | 0 | 0 | 120 |  | 1 | Wind | 1 | 0.03793 | 0 | 120 | 5.7532 | 120 |  |  | 0.03793 | 4.5516
1333 | MCDDONAL_8 | 1 | West | YES | 0.04811 | 42.8 | 0 | 214.2 |  | 1.01 | Wind | 1 | 0.038097 | 0 | 214.2 | 10.3052 | 214.2 |  |  | 0.038097 | 8.1605
11001 | NAV1CT | 1 | West | YES | 0.048264 | 70.4 | 18 | 70.4 | 0 | 1.029 | CC | 1 | 0.038251 | 70.4 | 70.4 | 3.3978 | 70.4 |  |  | 0.038251 | 2.6929
11009 | NAV2CT | 1 | West | YES | 0.048264 | 71.4 | 18 | 71.4 | 0 | 1.029 | CC | 1 | 0.038251 | 71.4 | 71.4 | 3.446 | 71.4 |  |  | 0.038251 | 2.7311
11011 | NAV3ST | 1 | West | YES | 0.048264 | 92.8 | 40 | 92.8 | 0 | 1.029 | CC | 1 | 0.038251 | 92.8 | 92.8 | 4.4789 | 92.8 |  |  | 0.038251 | 3.5497
11012 | NAV4CT | 1 | West | YES | 0.048264 | 80 | 18 | 80 | 0 | 1.029 | CC | 1 | 0.038251 | 80 | 80 | 3.8611 | 80 |  |  | 0.038251 | 3.0601
11013 | NAV5CT | 1 | West | YES | 0.048264 | 80 | 18 | 80 | 0 | 1.029 | CC | 1 | 0.038251 | 80 | 80 | 3.8611 | 80 |  |  | 0.038251 | 3.0601
11014 | NAV6ST | 1 | West | YES | 0.048264 | 115 | 40 | 115 | 0 | 1.029 | CC | 1 | 0.038251 | 115 | 115 | 5.5504 | 115 |  |  | 0.038251 | 4.3989
1328 | OCOTILLO_1G | 1 | West | YES | 0.048274 | 11.6 | 0 | 58 |  | 1.01 | Wind | 1 | 0.038261 | 0 | 58 | 2.7999 | 58 |  |  | 0.038261 | 2.2192
11020 | TIEHVSG_1G | 1 | West | YES | 0.048274 | 208.2 | 63 | 208.2 | 0 | 1.012 | CC | 1 | 0.038261 | 208.2 | 208.2 | 10.0506 | 208.2 |  |  | 0.038261 | 7.966
11021 | TIEHVCG_1G | 1 | West | YES | 0.048274 | 142.1 | 103 | 142.1 | 0 | 1.012 | CC | 1 | 0.038261 | 142.1 | 142.1 | 6.8597 | 142.1 |  |  | 0.038261 | 5.4369
11022 | TIEHVCG_2G | 1 | West | YES | 0.048274 | 132.4 | 103 | 132.4 | 0 | 1.012 | CC | 1 | 0.038261 | 132.4 | 132.4 | 6.3915 | 132.4 |  |  | 0.038261 | 5.0658
11023 | TIEHVCG_3G | 1 | West | YES | 0.048274 | 137.4 | 103 | 137.4 | 0 | 1.012 | CC | 1 | 0.038261 | 137.4 | 137.4 | 6.6328 | 137.4 |  |  | 0.038261 | 5.2571
11024 | TIEHVCG_4G | 1 | West | YES | 0.048274 | 147 | 103 | 147 | 0 | 1.012 | CC | 1 | 0.038261 | 147 | 147 | 7.0963 | 147 |  |  | 0.038261 | 5.6244
11025 | TIEHVSG_2G | 1 | West | YES | 0.048274 | 213.2 | 63 | 213.2 | 0 | 1.012 | CC | 1 | 0.038261 | 213.2 | 213.2 | 10.292 | 213.2 |  |  | 0.038261 | 8.1573
1326 | STANTONW_8 | 1 | West | YES | 0.048428 | 20.1 | 0 | 100.5 |  | 1.01 | Wind | 1 | 0.038415 | 0 | 100.5 | 4.867 | 100.5 |  |  | 0.038415 | 3.8607
11147 | NOTREES_1G | 1 | West | YES | 0.048907 | 29.8 | 0 | 149 | 0 | 1.017 | Wind | 1 | 0.038894 | 0 | 149 | 7.2871 | 149 |  |  | 0.038894 | 5.7953
7038 | L_DELAWA1_1Y | 1 | West | YES | 0.049035 | 3.5 | 0 | 35 | 0 | 1 | Wind | 1 | 0.039022 | 0 | 35 | 1.7162 | 35 |  |  | 0.039022 | 1.3658
7038 | L_DELAWA1_1Y | 2 | West | YES | 0.049035 | 3 | 0 | 30 | 0 | 1 | Wind | 1 | 0.039022 | 0 | 30 | 1.471 | 30 |  |  | 0.039022 | 1.1707
1002 | PBCTAGE_1G | A | West | YES | 0.0491 | 64 | 64 | 66 | 0 | 1.036 | GGT | 1 | 0.039087 | 66 | 66 | 3.2406 | 66 |  |  | 0.039087 | 2.5798
1003 | PBCTBGE_2G | B | West | YES | 0.0491 | 65 | 65 | 66 | 0 | 1.036 | GGT | 1 | 0.039087 | 66 | 66 | 3.2406 | 66 |  |  | 0.039087 | 2.5798
1004 | PBCTCGE_3G | C | West | YES | 0.0491 | 62 | 62 | 67 | 0 | 1.036 | GGT | 1 | 0.039087 | 67 | 67 | 3.2897 | 67 |  |  | 0.039087 | 2.6189
1005 | PBCTDGE_4G | D | West | YES | 0.0491 | 65 | 65 | 68 | 0 | 1.036 | GGT | 1 | 0.039087 | 68 | 68 | 3.3388 | 68 |  |  | 0.039087 | 2.6579
1006 | PBCTEGE_5G | E | West | YES | 0.0491 | 65 | 65 | 67 | 0 | 1.036 | GGT | 1 | 0.039087 | 67 | 67 | 3.2897 | 67 |  |  | 0.039087 | 2.6189
1007 | PB5GEN_6G | 5 | West | YES | 0.0491 | 91.2 | 40 | 114 | 0 | 1.036 | GST | 1 | 0.039087 | 114 | 114 | 5.5974 | 114 |  |  | 0.039087 | 4.456
1008 | PB6GEN_7G | 6 | West | YES | 0.0491 | 515 | 130 | 515 | 0 | 1.036 | GST | 1 | 0.039087 | 515 | 515 | 25.2865 | 515 |  |  | 0.039087 | 20.13
1320 | BSP 1 | 1 | West | YES | 0.049538 | 25.5 | 2.9 | 25.8 | 0 | 1 | Cogen | 1 | 0.039525 | 0 | 0 | 0 | 0 |  |  | 0.039525 | 0
60058 | BUFF_GAP1A | 1 | West | YES | 0.050834 | 24 | 0 | 120 |  | 1 | Wind | 1 | 0.040821 | 0 | 120 | 6.1001 | 120 |  |  | 0.040821 | 4.8986
60060 | CIRELLO | 1 | West | YES | 0.050834 | 46.6 | 0 | 233 | 0 | 1 | Wind | 1 | 0.040821 | 0 | 233 | 11.8443 | 233 |  |  | 0.040821 | 9.5114
60063 | BUFF_GAP1B | 1 | West | YES | 0.050834 | 34 | 0 | 170.2 | 0 | 1.02 | Wind | 1 | 0.040821 | 0 | 170.2 | 8.6519 | 170.2 |  |  | 0.040821 | 6.9478
60066 | H_HOLLOW1A | 1 | West | YES | 0.050834 | 44.4 | 0 | 222 | 0 | 1.005 | Wind | 1 | 0.040821 | 0 | 222 | 11.2851 | 222 |  |  | 0.040821 | 9.0623
60068 | HHOLLOW21A | 1 | West | YES | 0.050834 | 36.8 | 0 | 184 | 0 | 1.025 | Wind | 1 | 0.040821 | 0 | 184 | 9.3535 | 184 |  |  | 0.040821 | 7.5111
60070 | HHOLLOW31A | 1 | West | YES | 0.050834 | 44.8 | 0 | 224 | 0 | 1.025 | Wind | 1 | 0.040821 | 0 | 224 | 11.3868 | 224 |  |  | 0.040821 | 9.144
60072 | HHOLLOW41A | 1 | West | YES | 0.050834 | 23 | 0 | 115 | 0 | 1.025 | Wind | 1 | 0.040821 | 0 | 115 | 5.8459 | 115 |  |  | 0.040821 | 4.6945
60057 | CALLAHAN1A | 1 | West | YES | 0.052077 | 22.8 | 0 | 114 | 0 | 1.04 | Wind | 1 | 0.042064 | 0 | 114 | 5.9368 | 114 |  |  | 0.042064 | 4.7953
1349 | WESTXWIN_1G | 1 | West | YES | 0.052979 | 1.3 | 0 | 6.6 |  | 1.014 | Wind | 1 | 0.042966 | 0 | 6.6 | 0.34966 | 6.6 |  |  | 0.042966 | 0.28358
1350 | NWPWRG1_1G | 1 | West | YES | 0.052979 | 6.9 | 1 | 34.3 |  | 1.014 | Wind | 1 | 0.042966 | 0 | 34.3 | 1.8172 | 34.3 |  |  | 0.042966 | 1.4737
76031 | L_GASCCR1_1N | W1 | West | YES | 0.054692 | 30 | 0 | 150 | 0 | 1.02 | Wind | 1 | 0.044679 | 0 | 150 | 8.2038 | 150 |  |  | 0.044679 | 6.7019
60007 | KING_SW1A | 1 | West | YES | 0.054717 | 20 | 0 | 80 |  | 1.03 | Wind | 1 | 0.044704 | 0 | 80 | 4.3774 | 80 |  |  | 0.044704 | 3.5764
60019 | KING_NW1A | 1 | West | YES | 0.054717 | 20 | 0 | 80 |  | 1.03 | Wind | 1 | 0.044704 | 0 | 80 | 4.3774 | 80 |  |  | 0.044704 | 3.5764
60201 | RIO DRCS | F | West | YES | 0.05482 | 0 | 0 | 0 | 0 | 1.025 | AVR | 1 | 0.044807 | 0 | 0 | 0 | 0 |  |  | 0.044807 | 0
6016 | SWMESA | 1 | West | YES | 0.054962 | 18.8 | 0 | 75 |  | 1.03 | Wind | 1 | 0.044949 | 0 | 75 | 4.1222 | 75 |  |  | 0.044949 | 3.3712
60003 | KING_NE1A | 1 | West | YES | 0.054962 | 20 | 0 | 80 |  | 1.03 | Wind | 1 | 0.044949 | 0 | 80 | 4.397 | 80 |  |  | 0.044949 | 3.596
60005 | KING_SE1A | 1 | West | YES | 0.054962 | 10 | 0 | 40 |  | 1.035 | Wind | 1 | 0.044949 | 0 | 40 | 2.1985 | 40 |  |  | 0.044949 | 1.798
60016 | WOODWRD11A | 1 | West | YES | 0.054988 | 20 | 0 | 80 |  | 1.033 | Wind | 1 | 0.044975 | 0 | 80 | 4.399 | 80 |  |  | 0.044975 | 3.598
38332 | TNWDWRDU2_8 | 1 | West | YES | 0.055 | 20 | 0 | 80 | 0 | 1.0232 | Wind | 1 | 0.044987 | 0 | 80 | 4.4 | 80 |  |  | 0.044987 | 3.599
38437 | TNSRBNMESA9 | 1 | West | YES | 0.055054 | 37.5 | 0 | 150 | 0 | 1.02 | Wind | 1 | 0.045041 | 0 | 150 | 8.2581 | 150 |  |  | 0.045041 | 6.7562
76091 | L_DIVIDE1_1N | W1 | West | YES | 0.056168 | 22.5 | 0 | 112.5 |  | 1.02 | Wind | 1 | 0.046155 | 0 | 112.5 | 6.3189 | 112.5 |  |  | 0.046155 | 5.1925
76095 | L_CAPRSI1_1N | W1 | West | YES | 0.056168 | 29.9 | 0 | 149.5 | 0 | 1.02 | Wind | 1 | 0.046155 | 0 | 149.5 | 8.3971 | 149.5 |  |  | 0.046155 | 6.9002
76096 | L_CAPRSI1_2N | W1 | West | YES | 0.056168 | 37.2 | 0 | 186 | 0 | 1.02 | Wind | 1 | 0.046155 | 0 | 186 | 10.4472 | 186 |  |  | 0.046155 | 8.5849
76097 | L_CAPRGE1_1N | W1 | West | YES | 0.056168 | 42.9 | 0 | 214.5 | 0 | 1.02 | Wind | 1 | 0.046155 | 0 | 214.5 | 12.048 | 214.5 |  |  | 0.046155 | 9.9003
60017 | ORNNWP1 | 1 | West | YES | 0.056568 | 20 | 0 | 80 |  | 1.027 | Wind | 1 | 0.046555 | 0 | 80 | 4.5254 | 80 |  |  | 0.046555 | 3.7244
60018 | DSKY1 | 1 | West | YES | 0.057079 | 21 | 0 | 84 | 0 | 1.023 | Wind | 1 | 0.047066 | 0 | 84 | 4.7946 | 84 |  |  | 0.047066 | 3.9536
60000 | DSKY2 | 1 | West | YES | 0.05765 | 19.1 | 0 | 76.5 |  | 1.039 | Wind | 1 | 0.047637 | 0 | 76.5 | 4.4102 | 76.5 |  |  | 0.047637 | 3.6443
60202 | FRNDDRCS | F | West | YES | 0.064392 | 0 | 0 | 0 | 0 | 0.9985 | AVR | 1 | 0.054379 | 0 | 0 | 0 | 0 |  |  | 0.054379 | 0
Note on AL4: Zonal Cap - Zonal Impact

## Distributed Slack - Bound Gen
Number of Bus | Name of Bus | ID | Area Name of Gen | AGC | P Sensitivity of Bus | Gen MW | Min MW | Max MW | V Sensitivity of Bus | Set Volt | Tech Type | Zone Impact | Zone Correlation | Inc Max | Dec Max | Souce S.F. Weighting | Souce Capacity | Sink S.F. Weighting | Sink Capacity | PTDF Calc | PTDF Weighting | max of zone correlation | 0.010297 |  |  | Neg PTDF weight | Pos PTDF weight
1437 | MESQUITW_1G | 1 | North | YES | 0.037586 | 40 | 0 | 400 | 0 | 1.023 | Wind | -1 | 0.010297 | 0 | 400 |  |  | 0 | 0 | -0.010297 | 0 |  |  |  |  | 0 | 0
1438 | MESQUITW_2G | 1 | North | YES | 0.03757 | 23.6 | 0 | 236 |  | 1.017 | Wind | -1 | 0.010313 | 0 | 236 |  |  | 0 | 0 | -0.010313 | 0 |  |  |  |  | 0 | 0
1442 | COKFIELD_5 | 1 | North | YES | 0.035016 | 16.5 | 0 | 165 |  | 1.029 | Wind | -1 | 0.012867 | 0 | 165 |  |  | 0 | 0 | -0.012867 | 0 |  |  |  |  | 0 | 0
1432 | GRHAMSES_2G | 2 | North | YES | 0.026927 | 294.9 | 90 | 366 | 0 | 1.014 | GST | -1 | 0.020956 | 366 | 366 |  |  | 9.8553 | 366 | -0.020956 | -7.6697 |  |  | Weighted Shift Factors |  | 0 | 0
1433 | GRHAMSES_1G | 1 | North | YES | 0.02668 | 242 | 60 | 242 | 0 | 1.038 | GST | -1 | 0.021203 | 242 | 242 |  |  | 6.4566 | 242 | -0.021203 | -5.131 |  |  | West | 0.047883 | 0 | 0
1479 | WFCOGEN_1G | 1 | North | YES | 0.026446 | 16 | 12 | 20 | 0 | 1 | Cogen | -1 | 0.021437 | 0 | 0 |  |  | 0 | 0 | -0.021437 | 0 |  |  | North | 0.010013 | 0 | 0
1479 | WFCOGEN_1G | 2 | North | YES | 0.026446 | 16 | 12 | 20 | 0 | 1 | Cogen | -1 | 0.021437 | 0 | 0 |  |  | 0 | 0 | -0.021437 | 0 |  |  |  |  | 0 | 0
1482 | WFCOGEN_2G | 2 | North | YES | 0.026446 | 13.6 | 12 | 17 | 0 | 1 | Cogen | -1 | 0.021437 | 0 | 0 |  |  | 0 | 0 | -0.021437 | 0 | North |  |  |  | 0 | 0
1482 | WFCOGEN_2G | 1 | North | YES | 0.026446 | 16 | 12 | 20 | 0 | 1 | Cogen | -1 | 0.021437 | 0 | 0 |  |  | 0 | 0 | -0.021437 | 0 | Line Rating |  | 100 |  | 0 | 0
6100 | OKLA7A | EQ | West | YES | 0.032999 | 50 | -220 | 220 | 0 | 1.035 | DCTie | 1 | 0.022986 | 0 | 0 | 0 | 0 |  |  | 0.022986 | 0 | Impact Counter to Zone: |  | 0 |  | 0 | 0
6752 | OKLA0A | 1 | West | YES | 0.032999 | 649.7 | 175 | 649.7 | 0 | 1.035 | LIGCO | 1 | 0.022986 | 0 | 649.7 | 21.4395 | 649.7 |  |  | 0.022986 | 14.9343 |  |  | 0% |  | 0 | 0
1600 | BARTNWND_1G | 1 | North | YES | 0.021436 | 12 | 0 | 120 | 0 | 1.022 | Wind | -1 | 0.026447 | 0 | 120 |  |  | 0 | 0 | -0.026447 | 0 |  |  |  |  | 0 | 0
344 | MRSSHPRD | 1 | North | YES | 0.021243 | 0 | 0 | 12 |  | 1.03 | Hydro | -1 | 0.02664 | 0 | 0 |  |  | 0 | 0 | -0.02664 | 0 | West |  |  |  | 0 | 0
345 | MRSSHPRD01 | 2 | North | YES | 0.021243 | 0 | 0 | 12 |  | 1.03 | Hydro | -1 | 0.02664 | 0 | 0 |  |  | 0 | 0 | -0.02664 | 0 | Line Rating |  | 100 |  | 0 | 0
1455 | WCPWRCO_3G | 3 | North | YES | 0.019822 | 242 | 50 | 242 |  | 1.02 | CC | -1 | 0.028061 | 242 | 242 |  |  | 4.7969 | 242 | -0.028061 | -6.7906 | Impact Counter to Zone: |  | 0 |  | 0 | 0
1453 | WCPWRCO_1G | 1 | North | YES | 0.019822 | 204 | 50 | 204 | 0 | 1.02 | CC | -1 | 0.028061 | 204 | 204 |  |  | 4.0437 | 204 | -0.028061 | -5.7243 |  |  | 0% |  | 0 | 0
1454 | WCPWRCO_2G | 2 | North | YES | 0.019822 | 204 | 50 | 204 | 0 | 1.02 | CC | -1 | 0.028061 | 204 | 204 |  |  | 4.0437 | 204 | -0.028061 | -5.7243 |  |  |  |  | 0 | 0
1643 | SLSTR1PP_1G | 1 | North | YES | 0.019555 | 6 | 0 | 60 | 0 | 1.022 | Wind | -1 | 0.028328 | 0 | 60 |  |  | 0 | 0 | -0.028328 | 0 |  |  |  |  | 0 | 0
60081 | WHRLWIND1A | 1 | West | YES | 0.040295 | 12 | 0 | 60 | 0 | 1.03 | Wind | 1 | 0.030282 | 0 | 60 | 2.4177 | 60 |  |  | 0.030282 | 1.8169 |  |  |  |  | 0 | 0
580 | JCKCNTY801 | 1 | North | YES | 0.016623 | 288 | 0 | 288 | 0 | 1.022 | CC | -1 | 0.03126 | 288 | 288 |  |  | 4.7874 | 288 | -0.03126 | -9.0027 |  |  |  |  | 0 | 0
581 | JCKCNTY802 | 2 | North | YES | 0.016623 | 147 | 0 | 147 | 0 | 1.022 | CC | -1 | 0.03126 | 147 | 147 |  |  | 2.4436 | 147 | -0.03126 | -4.5951 |  |  |  |  | 0 | 0
582 | JCKCNTY803 | 3 | North | YES | 0.016623 | 147 | 0 | 147 | 0 | 1.022 | CC | -1 | 0.03126 | 147 | 147 |  |  | 2.4436 | 147 | -0.03126 | -4.5951 |  |  |  |  | 0 | 0
8032 | AMISTADHYD1 | 1 | South | YES | 0.016471 | 33 | 13 | 33 | 0 | 1.03 | Hydro | -1 | 0.031412 | 0 | 0 |  |  |  |  | -0.031412 | 0 |  |  |  |  | 0 | 0
8033 | AMISTADHYD2 | 2 | South | YES | 0.016471 | 25 | 13 | 25 | 0 | 1.03 | Hydro | -1 | 0.031412 | 0 | 0 |  |  |  |  | -0.031412 | 0 |  |  |  |  | 0 | 0
88253 | HAMILTON | F | South | YES | 0.016471 | 0 | 0 | 0 | 0 | 1.04 | BLT | -1 | 0.031412 | 0 | 0 |  |  |  |  | -0.031412 | 0 |  |  |  |  | 0 | 0
505 | NTHTEXAS03 | 3 | North | YES | 0.016215 | 30.4 | 15 | 38 |  | 1.015 | GST | -1 | 0.031668 | 38 | 38 |  |  | 0.61617 | 38 | -0.031668 | -1.2034 |  |  |  |  | 0 | 0
503 | NTHTEXAS01 | 1 | North | YES | 0.016215 | 0 | 5 | 18 |  | 1.015 | GST | -1 | 0.031668 | 18 | 18 |  |  | 0.29187 | 18 | -0.031668 | -0.57002 |  |  |  |  | 0 | 0
504 | NTHTEXAS02 | 2 | North | YES | 0.016215 | 14.4 | 5 | 18 |  | 1.015 | GST | -1 | 0.031668 | 18 | 18 |  |  | 0.29187 | 18 | -0.031668 | -0.57002 |  |  |  |  | 0 | 0
334 | RWMILLER03 | 3 | North | YES | 0.016072 | 166.4 | 65 | 208 | 0 | 1.04 | GST | -1 | 0.031811 | 208 | 208 |  |  | 3.343 | 208 | -0.031811 | -6.6166 |  |  |  |  | 0 | 0
333 | RWMILLER02 | 2 | North | YES | 0.016072 | 95.2 | 37 | 119 | 0 | 1.04 | GST | -1 | 0.031811 | 119 | 119 |  |  | 1.9126 | 119 | -0.031811 | -3.7855 |  |  |  |  | 0 | 0
335 | RWMILLER04 | 4 | North | YES | 0.016072 | 81.6 | 0 | 102 | 0 | 1.04 | GST | -1 | 0.031811 | 102 | 102 |  |  | 1.6393 | 102 | -0.031811 | -3.2447 |  |  |  |  | 0 | 0
336 | RWMILLER05 | 5 | North | YES | 0.016072 | 80.8 | 0 | 101 | 0 | 1.04 | GST | -1 | 0.031811 | 101 | 101 |  |  | 1.6233 | 101 | -0.031811 | -3.2129 |  |  |  |  | 0 | 0
332 | RWMILLER01 | 1 | North | YES | 0.016072 | 58.4 | 18.5 | 73 | 0 | 1.04 | GST | -1 | 0.031811 | 73 | 73 |  |  | 1.1733 | 73 | -0.031811 | -2.3222 |  |  |  |  | 0 | 0
728 | WOLFRIDGE801 | 1 | North | YES | 0.015737 | 11.2 | 0 | 112.5 | 0 | 0.99 | Wind | -1 | 0.032146 | 0 | 112.5 |  |  | 0 | 0 | -0.032146 | 0 |  |  |  |  | 0 | 0
6407 | TURKTRAK1A | 1 | West | YES | 0.04313 | 33.9 | 0 | 169.5 | 0 | 1.025 | Wind | 1 | 0.033117 | 0 | 169.5 | 7.3105 | 169.5 |  |  | 0.033117 | 5.6134 |  |  |  |  | 0 | 0
6144 | MCADOO1A | 1 | West | YES | 0.043194 | 15 | 0 | 150 | 0 | 1.025 | Wind | 1 | 0.033181 | 0 | 150 | 6.4791 | 150 |  |  | 0.033181 | 4.9772 |  |  |  |  | 0 | 0
1416 | SWETWATR_1G | 1 | West | YES | 0.043383 | 30 | 18 | 30 | 0 | 1.026 | CC | 1 | 0.03337 | 30 | 30 | 1.3015 | 30 |  |  | 0.03337 | 1.0011 |  |  |  |  | 0 | 0
1419 | SWETWATR_4G | 4 | West | YES | 0.043383 | 61 | 36 | 61 | 0 | 1.026 | CC | 1 | 0.03337 | 61 | 61 | 2.6464 | 61 |  |  | 0.03337 | 2.0356 |  |  |  |  | 0 | 0
1418 | SWETWATR_3G | 3 | West | YES | 0.043383 | 68 | 36 | 68 | 0 | 1.026 | CC | 1 | 0.03337 | 68 | 68 | 2.95 | 68 |  |  | 0.03337 | 2.2692 |  |  |  |  | 0 | 0
1417 | SWETWATR_2G | 2 | West | YES | 0.043383 | 72 | 36 | 72 | 0 | 1.026 | CC | 1 | 0.03337 | 72 | 72 | 3.1236 | 72 |  |  | 0.03337 | 2.4027 |  |  |  |  | 0 | 0
1861 | EAGLEMNT_1G | MB | North | YES | 0.014292 | 0 | 30 | 112 |  | 1.022 | GST | -1 | 0.033591 | 0 | 0 |  |  | 0 | 0 | -0.033591 | 0 |  |  |  |  | 0 | 0
1862 | EAGLEMNT_2G | MB | North | YES | 0.014292 | 0 | 40 | 100 |  | 1.022 | GST | -1 | 0.033591 | 0 | 0 |  |  | 0 | 0 | -0.033591 | 0 |  |  |  |  | 0 | 0
1863 | EAGLEMNT_3G | MB | North | YES | 0.014292 | 0 | 50 | 378 |  | 1.022 | GST | -1 | 0.033591 | 0 | 0 |  |  | 0 | 0 | -0.033591 | 0 |  |  |  |  | 0 | 0
924 | SPENCER_G5 | 1 | North | YES | 0.014135 | 52 | 20 | 66 | 0 | 1.03 | GST | -1 | 0.033748 | 66 | 66 |  |  | 0.93291 | 66 | -0.033748 | -2.2273 |  |  |  |  | 0 | 0
923 | SPENCER_G4 | 1 | North | YES | 0.014135 | 48 | 20 | 61 | 0 | 1.03 | GST | -1 | 0.033748 | 61 | 61 |  |  | 0.86223 | 61 | -0.033748 | -2.0586 |  |  |  |  | 0 | 0
11057 | CHAMPION_1G | 1 | West | YES | 0.04449 | 25.3 | 0 | 126.5 |  | 1 | Wind | 1 | 0.034477 | 0 | 126.5 | 5.628 | 126.5 |  |  | 0.034477 | 4.3614 |  |  |  |  | 0 | 0
11059 | INADALE_1G | 1 | West | YES | 0.04449 | 39.4 | 0 | 197 |  | 1 | Wind | 1 | 0.034477 | 0 | 197 | 8.7645 | 197 |  |  | 0.034477 | 6.792 |  |  |  |  | 0 | 0
11056 | ROSCOE_1G | 1 | West | YES | 0.04449 | 41.8 | 0 | 209 |  | 1 | Wind | 1 | 0.034477 | 0 | 209 | 9.2984 | 209 |  |  | 0.034477 | 7.2058 |  |  |  |  | 0 | 0
11058 | PYRON_1G | 1 | West | YES | 0.04449 | 49.8 | 0 | 249 |  | 1 | Wind | 1 | 0.034477 | 0 | 249 | 11.078 | 249 |  |  | 0.034477 | 8.5849 |  |  |  |  | 0 | 0
1354 | AEPWIND_8 | 1 | West | YES | 0.044594 | 20.2 | 0 | 101 |  | 1 | Wind | 1 | 0.034581 | 0 | 101 | 4.504 | 101 |  |  | 0.034581 | 3.4927 |  |  |  |  | 0 | 0
1343 | TRENTIPP_8 | 1 | West | YES | 0.044594 | 30 | 0 | 150 |  | 1.014 | Wind | 1 | 0.034581 | 0 | 150 | 6.6891 | 150 |  |  | 0.034581 | 5.1872 |  |  |  |  | 0 | 0
1889 | DECRDOVA_1G | 1 | North | YES | 0.013252 | 779 | 255 | 779 | 0 | 1.02 | GSC | -1 | 0.034631 | 779 | 779 |  |  | 10.3233 | 779 | -0.034631 | -26.9772 |  |  |  |  | 0 | 0
1898 | COMCHEPK_1G | 1 | North | YES | 0.013239 | 1217 | 1150 | 1217 | 0 | 1.032 | Nuc | -1 | 0.034644 | 0 | 0 |  |  | 0 | 0 | -0.034644 | 0 |  |  |  |  | 0 | 0
1899 | COMCHEPK_2G | 2 | North | YES | 0.013239 | 1159 | 1128 | 1159 | 0 | 1.032 | Nuc | -1 | 0.034644 | 0 | 0 |  |  | 0 | 0 | -0.034644 | 0 |  |  |  |  | 0 | 0
1879 | WLFHOLW_3G | 3 | North | YES | 0.012991 | 272.4 | 89.2 | 272.4 | 0 | 1.032 | CC | -1 | 0.034892 | 272.4 | 272.4 |  |  | 3.5387 | 272.4 | -0.034892 | -9.5044 |  |  |  |  | 0 | 0
1877 | WLFHOLW_1G | 1 | North | YES | 0.012991 | 217.3 | 89.2 | 217.3 | 0 | 1.032 | CC | -1 | 0.034892 | 217.3 | 217.3 |  |  | 2.8229 | 217.3 | -0.034892 | -7.5819 |  |  |  |  | 0 | 0
1878 | WLFHOLW_2G | 2 | North | YES | 0.012991 | 215.7 | 105 | 215.7 | 0 | 1.032 | CC | -1 | 0.034892 | 215.7 | 215.7 |  |  | 2.8022 | 215.7 | -0.034892 | -7.5261 |  |  |  |  | 0 | 0
1892 | DECRDOVA_2G | A | North | YES | 0.012922 | 65 | 65 | 70 | 0 | 1.025 | GGT | -1 | 0.034961 | 70 | 70 |  |  | 0.90454 | 70 | -0.034961 | -2.4472 |  |  |  |  | 0 | 0
1893 | DECRDOVA_3G | B | North | YES | 0.012922 | 65 | 65 | 69 | 0 | 1.025 | GGT | -1 | 0.034961 | 69 | 69 |  |  | 0.89162 | 69 | -0.034961 | -2.4123 |  |  |  |  | 0 | 0
1894 | DECRDOVA_4G | C | North | YES | 0.012922 | 65 | 65 | 69 | 0 | 1.025 | GGT | -1 | 0.034961 | 69 | 69 |  |  | 0.89162 | 69 | -0.034961 | -2.4123 |  |  |  |  | 0 | 0
1895 | DECRDOVA_5G | D | North | YES | 0.012922 | 65 | 65 | 68 | 0 | 1.025 | GGT | -1 | 0.034961 | 68 | 68 |  |  | 0.8787 | 68 | -0.034961 | -2.3773 |  |  |  |  | 0 | 0
71051 | L_BITTCR1_1N | W1 | West | YES | 0.045172 | 7.5 | 0 | 37.5 |  | 1.02 | Wind | 1 | 0.035159 | 0 | 37.5 | 1.694 | 37.5 |  |  | 0.035159 | 1.3185 |  |  |  |  | 0 | 0
71061 | L_SWEETW1_5N | W1 | West | YES | 0.045172 | 16.1 | 0 | 80.5 | 0 | 1.02 | Wind | 1 | 0.035159 | 0 | 80.5 | 3.6363 | 80.5 |  |  | 0.035159 | 2.8303 |  |  |  |  | 0 | 0
71060 | L_SWEETW1_4N | W1 | West | YES | 0.045172 | 21 | 0 | 105 | 0 | 1.02 | Wind | 1 | 0.035159 | 0 | 105 | 4.7431 | 105 |  |  | 0.035159 | 3.6917 |  |  |  |  | 0 | 0
71054 | L_SWEETW1_1N | W1 | West | YES | 0.045172 | 21.5 | 0 | 107.5 |  | 1.02 | Wind | 1 | 0.035159 | 0 | 107.5 | 4.856 | 107.5 |  |  | 0.035159 | 3.7796 |  |  |  |  | 0 | 0
71059 | L_SWEETW1_3N | W1 | West | YES | 0.045172 | 23.8 | 0 | 119 | 0 | 1.02 | Wind | 1 | 0.035159 | 0 | 119 | 5.3755 | 119 |  |  | 0.035159 | 4.184 |  |  |  |  | 0 | 0
71057 | L_SWEETW1_2N | W1 | West | YES | 0.045172 | 27 | 0 | 135 |  | 1.02 | Wind | 1 | 0.035159 | 0 | 135 | 6.0982 | 135 |  |  | 0.035159 | 4.7465 |  |  |  |  | 0 | 0
36998 | RDCNYNG1 | 1 | West | YES | 0.045672 | 16.8 | 0 | 84 |  | 1.01 | Wind | 1 | 0.035659 | 0 | 84 | 3.8364 | 84 |  |  | 0.035659 | 2.9954 |  |  |  |  | 0 | 0
1949 | HANDLEY_5G | 5 | North | YES | 0.01205 | 348 | 150 | 435 | 0 | 1.022 | GST | -1 | 0.035833 | 435 | 435 |  |  | 5.2417 | 435 | -0.035833 | -15.5871 |  |  |  |  | 0 | 0
1947 | HANDLEY_3G | 3 | North | YES | 0.01205 | 316 | 100 | 395 | 0 | 1.022 | GST | -1 | 0.035833 | 395 | 395 |  |  | 4.7598 | 395 | -0.035833 | -14.1538 |  |  |  |  | 0 | 0
1948 | HANDLEY_4G | 4 | North | YES | 0.011937 | 348 | 150 | 435 | 0 | 1.022 | GST | -1 | 0.035946 | 435 | 435 |  |  | 5.1926 | 435 | -0.035946 | -15.6363 |  |  |  |  | 0 | 0
1069 | KINDERMG_1G | 1 | West | YES | 0.046237 | 25 | 5 | 25 | 0 | 1.017 | Cogen | 1 | 0.036224 | 0 | 0 | 0 | 0 |  |  | 0.036224 | 0 |  |  |  |  | 0 | 0
1070 | KINDERMG_2G | 1 | West | YES | 0.046237 | 45.7 | 12 | 45.7 | 0 | 1.017 | Cogen | 1 | 0.036224 | 0 | 0 | 0 | 0 |  |  | 0.036224 | 0 |  |  |  |  | 0 | 0
1071 | KINDERMG_3G | 1 | West | YES | 0.046237 | 45.7 | 12 | 45.7 | 0 | 1.017 | Cogen | 1 | 0.036224 | 0 | 0 | 0 | 0 |  |  | 0.036224 | 0 |  |  |  |  | 0 | 0
1062 | CIELOGEN_2G | 1 | West | YES | 0.046237 | 12.2 | 0 | 61 |  | 1 | Wind | 1 | 0.036224 | 0 | 61 | 2.8205 | 61 |  |  | 0.036224 | 2.2097 |  |  |  |  | 0 | 0
1061 | CIELOGEN_1G | 1 | West | YES | 0.046237 | 19.8 | 0 | 99 |  | 1 | Wind | 1 | 0.036224 | 0 | 99 | 4.5775 | 99 |  |  | 0.036224 | 3.5862 |  |  |  |  | 0 | 0
1073 | SCURRYCW_2G | 2 | West | YES | 0.046259 | 24 | 0 | 120 | 0 | 1.0217 | Wind | 1 | 0.036246 | 0 | 120 | 5.5511 | 120 |  |  | 0.036246 | 4.3496 |  |  |  |  | 0 | 0
1068 | SCURRYCW_1G | 1 | West | YES | 0.046259 | 28.2 | 1.3 | 141 | 0 | 1.0217 | Wind | 1 | 0.036246 | 0 | 141 | 6.5225 | 141 |  |  | 0.036246 | 5.1107 |  |  |  |  | 0 | 0
2371 | COLLIN_1G | MB | North | YES | 0.011534 | 0 | 40 | 138 |  | 1.022 | GST | -1 | 0.036349 | 0 | 0 |  |  | 0 | 0 | -0.036349 | 0 |  |  |  |  | 0 | 0
6637 | SNYDERW1A | 1 | West | YES | 0.046466 | 12.6 | 0 | 63 | 0 | 1.025 | Wind | 1 | 0.036453 | 0 | 63 | 2.9274 | 63 |  |  | 0.036453 | 2.2966 |  |  |  |  | 0 | 0
366 | JNSNCNTY802 | 1 | North | YES | 0.01126 | 168 | 20 | 168 | 0 | 1.02 | Cogen | -1 | 0.036623 | 0 | 0 |  |  | 0 | 0 | -0.036623 | 0 |  |  |  |  | 0 | 0
367 | JNSNCNTY802 | 2 | North | YES | 0.01126 | 90 | 20 | 90 | 0 | 1.02 | Cogen | -1 | 0.036623 | 0 | 0 |  |  | 0 | 0 | -0.036623 | 0 |  |  |  |  | 0 | 0
6948 | DENISNDM | 1 | North | YES | 0.011248 | 40 | 5 | 40 |  | 1.015 | Hydro | -1 | 0.036635 | 0 | 0 |  |  | 0 | 0 | -0.036635 | 0 |  |  |  |  | 0 | 0
6948 | DENISNDM | 2 | North | YES | 0.011248 | 31 | 5 | 40 |  | 1.015 | Hydro | -1 | 0.036635 | 0 | 0 |  |  | 0 | 0 | -0.036635 | 0 |  |  |  |  | 0 | 0
2383 | NTHLK3_G | 3 | North | YES | 0.011175 | 0 | 50 | 329 |  | 1.022 | GST | -1 | 0.036708 | 329 | 329 |  |  | 3.6766 | 329 | -0.036708 | -12.0768 |  |  |  |  | 0 | 0
2382 | NTHLK2_G | 2 | North | YES | 0.011175 | 0 | 35 | 181 |  | 1.022 | GST | -1 | 0.036708 | 181 | 181 |  |  | 2.0227 | 181 | -0.036708 | -6.6441 |  |  |  |  | 0 | 0
2381 | NTHLK1_G | 1 | North | YES | 0.011175 | 0 | 35 | 156 |  | 1.022 | GST | -1 | 0.036708 | 156 | 156 |  |  | 1.7433 | 156 | -0.036708 | -5.7264 |  |  |  |  | 0 | 0
1688 | VALLEY_2G | 2 | North | YES | 0.01109 | 527 | 90 | 527 | 0 | 1.029 | GSC | -1 | 0.036793 | 527 | 527 |  |  | 5.8444 | 527 | -0.036793 | -19.3897 |  |  |  |  | 0 | 0
1687 | VALLEY_1G | 1 | North | YES | 0.01109 | 136 | 15 | 170 | 0 | 1.029 | GST | -1 | 0.036793 | 170 | 170 |  |  | 1.8853 | 170 | -0.036793 | -6.2547 |  |  |  |  | 0 | 0
1044 | MRGNFG_6G | F | West | YES | 0.046964 | 66 | 66 | 66 | 0 | 1.029 | GGT | 1 | 0.036951 | 66 | 66 | 3.0996 | 66 |  |  | 0.036951 | 2.4388 |  |  |  |  | 0 | 0
1042 | MRGNDG_4G | D | West | YES | 0.046964 | 68 | 68 | 68 | 0 | 1.029 | GGT | 1 | 0.036951 | 68 | 68 | 3.1936 | 68 |  |  | 0.036951 | 2.5127 |  |  |  |  | 0 | 0
1039 | MRGNAG_1G | A | West | YES | 0.046964 | 69 | 69 | 69 | 0 | 1.029 | GGT | 1 | 0.036951 | 69 | 69 | 3.2405 | 69 |  |  | 0.036951 | 2.5496 |  |  |  |  | 0 | 0
1041 | MRGNCG_3G | C | West | YES | 0.046964 | 69 | 69 | 70 | 0 | 1.029 | GGT | 1 | 0.036951 | 70 | 70 | 3.2875 | 70 |  |  | 0.036951 | 2.5866 |  |  |  |  | 0 | 0
1043 | MRGNEG_5G | E | West | YES | 0.046964 | 68 | 68 | 70 | 0 | 1.029 | GGT | 1 | 0.036951 | 70 | 70 | 3.2875 | 70 |  |  | 0.036951 | 2.5866 |  |  |  |  | 0 | 0
1040 | MRGNBG_2G | B | West | YES | 0.046964 | 70 | 70 | 71 | 0 | 1.029 | GGT | 1 | 0.036951 | 71 | 71 | 3.3344 | 71 |  |  | 0.036951 | 2.6235 |  |  |  |  | 0 | 0
1037 | MORGAN5G_5G | 5 | West | YES | 0.046964 | 109.6 | 40 | 137 | 0 | 1.029 | GST | 1 | 0.036951 | 137 | 137 | 6.4341 | 137 |  |  | 0.036951 | 5.0623 |  |  |  |  | 0 | 0
11309 | BULLCREK_2G | 1 | West | YES | 0.047005 | 20.9 | 0 | 180 |  | 1 | Wind | 1 | 0.036992 | 0 | 180 | 8.4609 | 180 |  |  | 0.036992 | 6.6586 |  |  |  |  | 0 | 0
11310 | BULLCREK_1G | 1 | West | YES | 0.047005 | 15.1 | 0 | 180 |  | 1 | Wind | 1 | 0.036992 | 0 | 180 | 8.4609 | 180 |  |  | 0.036992 | 6.6586 |  |  |  |  | 0 | 0
1689 | VALLEY_3G | 3 | North | YES | 0.010876 | 0 | 25 | 375 |  | 1.003 | GST | -1 | 0.037007 | 375 | 375 |  |  | 4.0785 | 375 | -0.037007 | -13.8774 |  |  |  |  | 0 | 0
11693 | KMICHIST3_G | 3 | North | YES | 0.010876 | 312 | 60 | 312 | 0 | 1.026 | CC | -1 | 0.037007 | 312 | 312 |  |  | 3.3933 | 312 | -0.037007 | -11.546 |  |  |  |  | 0 | 0
11696 | KMICHIST6_G | 6 | North | YES | 0.010876 | 310 | 60 | 310 | 0 | 1.026 | CC | -1 | 0.037007 | 310 | 310 |  |  | 3.3716 | 310 | -0.037007 | -11.472 |  |  |  |  | 0 | 0
11695 | KMICHICT5_G | 5 | North | YES | 0.010876 | 148 | 80 | 148 | 0 | 1.026 | CC | -1 | 0.037007 | 148 | 148 |  |  | 1.6096 | 148 | -0.037007 | -5.477 |  |  |  |  | 0 | 0
11692 | KMICHICT2_G | 2 | North | YES | 0.010876 | 146 | 80 | 146 | 0 | 1.026 | CC | -1 | 0.037007 | 146 | 146 |  |  | 1.5879 | 146 | -0.037007 | -5.403 |  |  |  |  | 0 | 0
11691 | KMICHICT1_G | 1 | North | YES | 0.010876 | 144 | 80 | 144 | 0 | 1.026 | CC | -1 | 0.037007 | 144 | 144 |  |  | 1.5661 | 144 | -0.037007 | -5.3289 |  |  |  |  | 0 | 0
11694 | KMICHICT4_G | 4 | North | YES | 0.010876 | 144 | 80 | 144 | 0 | 1.026 | CC | -1 | 0.037007 | 144 | 144 |  |  | 1.5661 | 144 | -0.037007 | -5.3289 |  |  |  |  | 0 | 0
1683 | LAMARPWR_6G | 6 | North | YES | 0.010811 | 198 | 129.1 | 198 | 0 | 1.038 | CC | -1 | 0.037072 | 198 | 198 |  |  | 2.1406 | 198 | -0.037072 | -7.3402 |  |  |  |  | 0 | 0
1680 | LAMARPWR_3G | 3 | North | YES | 0.010811 | 196 | 129.1 | 196 | 0 | 1.038 | CC | -1 | 0.037072 | 196 | 196 |  |  | 2.119 | 196 | -0.037072 | -7.266 |  |  |  |  | 0 | 0
1678 | LAMARPWR_1G | 1 | North | YES | 0.010811 | 160 | 67.7 | 160 | 0 | 1.038 | CC | -1 | 0.037072 | 160 | 160 |  |  | 1.7298 | 160 | -0.037072 | -5.9314 |  |  |  |  | 0 | 0
1682 | LAMARPWR_5G | 5 | North | YES | 0.010811 | 157 | 67.7 | 157 | 0 | 1.038 | CC | -1 | 0.037072 | 157 | 157 |  |  | 1.6973 | 157 | -0.037072 | -5.8202 |  |  |  |  | 0 | 0
1679 | LAMARPWR_2G | 2 | North | YES | 0.010811 | 156 | 67.7 | 156 | 0 | 1.038 | CC | -1 | 0.037072 | 156 | 156 |  |  | 1.6865 | 156 | -0.037072 | -5.7832 |  |  |  |  | 0 | 0
1681 | LAMARPWR_4G | 4 | North | YES | 0.010811 | 156 | 67.7 | 156 | 0 | 1.038 | CC | -1 | 0.037072 | 156 | 156 |  |  | 1.6865 | 156 | -0.037072 | -5.7832 |  |  |  |  | 0 | 0
11320 | COYOTE_1G | 1 | West | YES | 0.047094 | 22.5 | 0 | 225 |  | 1 | Wind | 1 | 0.037081 | 0 | 225 | 10.5961 | 225 |  |  | 0.037081 | 8.3433 |  |  |  |  | 0 | 0
1675 | PEC_1G | 1 | North | YES | 0.01078 | 76.7 | 35 | 76.7 | 0 | 1.022 | Cogen | -1 | 0.037103 | 0 | 0 |  |  | 0 | 0 | -0.037103 | 0 |  |  |  |  | 0 | 0
1676 | PEC_2G | 2 | North | YES | 0.01078 | 79.6 | 35 | 79.6 | 0 | 1.022 | Cogen | -1 | 0.037103 | 0 | 0 |  |  | 0 | 0 | -0.037103 | 0 |  |  |  |  | 0 | 0
1677 | PEC_3G | 3 | North | YES | 0.01078 | 88.4 | 35 | 88.4 | 0 | 1.022 | Cogen | -1 | 0.037103 | 0 | 0 |  |  | 0 | 0 | -0.037103 | 0 |  |  |  |  | 0 | 0
1701 | MOSES_1G | 1 | North | YES | 0.010683 | 558 | 175 | 558 | 0 | 1.023 | LIGCO | -1 | 0.0372 | 0 | 558 |  |  | 0 | 0 | -0.0372 | 0 |  |  |  |  | 0 | 0
1702 | MOSES_2G | 2 | North | YES | 0.010683 | 579 | 175 | 579 | 0 | 1.023 | LIGCO | -1 | 0.0372 | 0 | 579 |  |  | 0 | 0 | -0.0372 | 0 |  |  |  |  | 0 | 0
1703 | MOSES_3G | 3 | North | YES | 0.010683 | 808 | 463 | 808 | 0 | 1.023 | LIGCO | -1 | 0.0372 | 0 | 808 |  |  | 0 | 0 | -0.0372 | 0 |  |  |  |  | 0 | 0
5925 | DCEAST | EQ | North | YES | 0.010683 | 400.3 | -600 | 600 | 0 | 1.025 | DCTie | -1 | 0.0372 | 0 | 0 |  |  | 0 | 0 | -0.0372 | 0 |  |  |  |  | 0 | 0
11065 | ELBOWCK_1G | 1 | West | YES | 0.047359 | 23.4 | 0 | 121.9 | 0 | 1 | Wind | 1 | 0.037346 | 0 | 121.9 | 5.7731 | 121.9 |  |  | 0.037346 | 4.5525 |  |  |  |  | 0 | 0
1058 | LONGSHORE_5 | 1 | West | YES | 0.047359 | 30 | 0 | 150 |  | 1.01 | Wind | 1 | 0.037346 | 0 | 150 | 7.1039 | 150 |  |  | 0.037346 | 5.602 |  |  |  |  | 0 | 0
1058 | LONGSHORE_5 | 2 | West | YES | 0.047359 | 44 | 0 | 220 |  | 1.01 | Wind | 1 | 0.037346 | 0 | 220 | 10.419 | 220 |  |  | 0.037346 | 8.2162 |  |  |  |  | 0 | 0
844 | OLINGER_G3 | 1 | North | YES | 0.010449 | 103.9 | 45 | 150 | 0 | 1.03 | GST | -1 | 0.037434 | 150 | 150 |  |  | 1.5674 | 150 | -0.037434 | -5.615 |  |  |  |  | 0 | 0
843 | OLINGER_G2 | 1 | North | YES | 0.010449 | 76.2 | 25 | 110 | 0 | 1.03 | GST | -1 | 0.037434 | 110 | 110 |  |  | 1.1494 | 110 | -0.037434 | -4.1177 |  |  |  |  | 0 | 0
842 | OLINGER_G1 | 1 | North | YES | 0.010449 | 55.4 | 20 | 79 | 0 | 1.03 | GST | -1 | 0.037434 | 79 | 79 |  |  | 0.82547 | 79 | -0.037434 | -2.9572 |  |  |  |  | 0 | 0
845 | OLINGER_G4 | 1 | North | YES | 0.010449 | 51.9 | 0 | 76 | 0 | 1.03 | GGT | -1 | 0.037434 | 76 | 76 |  |  | 0.79412 | 76 | -0.037434 | -2.8449 |  |  |  |  | 0 | 0
837 | NEWMAN_G5 | 1 | North | YES | 0.010403 | 0 | 15 | 40 |  | 1.01 | GST | -1 | 0.03748 | 40 | 40 |  |  | 0.41612 | 40 | -0.03748 | -1.4992 |  |  |  |  | 0 | 0
950 | STEAM3 | 1 | North | YES | 0.010373 | 41 | 13 | 42 | 0 | 1.02 | GST | -1 | 0.03751 | 42 | 42 |  |  | 0.43567 | 42 | -0.03751 | -1.5754 |  |  |  |  | 0 | 0
949 | STEAM2 | 1 | North | YES | 0.010373 | 26 | 8 | 26 | 0 | 0.99 | GST | -1 | 0.03751 | 26 | 26 |  |  | 0.2697 | 26 | -0.03751 | -0.97525 |  |  |  |  | 0 | 0
948 | STEAM1 | 1 | North | YES | 0.010373 | 0 | 12 | 20 |  | 1.02 | GST | -1 | 0.03751 | 20 | 20 |  |  | 0.20746 | 20 | -0.03751 | -0.75019 |  |  |  |  | 0 | 0
1045 | CALENG1G_1G | 1 | West | YES | 0.047536 | 73.4 | 27 | 73.4 | 0 | 1.014 | Cogen | 1 | 0.037523 | 0 | 0 | 0 | 0 |  |  | 0.037523 | 0 |  |  |  |  | 0 | 0
1046 | CALENG2G_2G | 2 | West | YES | 0.047536 | 73.4 | 27 | 73.4 | 0 | 1.014 | Cogen | 1 | 0.037523 | 0 | 0 | 0 | 0 |  |  | 0.037523 | 0 |  |  |  |  | 0 | 0
1047 | CALENG3G_3G | 3 | West | YES | 0.047536 | 70.4 | 27 | 70.4 | 0 | 1.014 | Cogen | 1 | 0.037523 | 0 | 0 | 0 | 0 |  |  | 0.037523 | 0 |  |  |  |  | 0 | 0
2417 | MTCK8_G | 8 | North | YES | 0.010157 | 444.8 | 60 | 556 | 0 | 1.022 | GSC | -1 | 0.037726 | 556 | 556 |  |  | 5.6473 | 556 | -0.037726 | -20.9754 |  |  |  |  | 0 | 0
2413 | MTCK6_G | 6 | North | YES | 0.010157 | 0 | 30 | 118 |  | 1.022 | GST | -1 | 0.037726 | 118 | 118 |  |  | 1.1985 | 118 | -0.037726 | -4.4516 |  |  |  |  | 0 | 0
2414 | MTCK7_G | 7 | North | YES | 0.010157 | 0 | 30 | 115 |  | 1.022 | GST | -1 | 0.037726 | 115 | 115 |  |  | 1.1681 | 115 | -0.037726 | -4.3384 |  |  |  |  | 0 | 0
2452 | LKHB2_G | 2 | North | YES | 0.010101 | 516 | 80 | 516 | 0 | 1.022 | GST | -1 | 0.037782 | 516 | 516 |  |  | 5.2121 | 516 | -0.037782 | -19.4953 |  |  |  |  | 0 | 0
2451 | LKHB1_G | 1 | North | YES | 0.010101 | 0 | 80 | 391 |  | 1.022 | GST | -1 | 0.037782 | 391 | 391 |  |  | 3.9495 | 391 | -0.037782 | -14.7726 |  |  |  |  | 0 | 0
1938 | MDLTHELP_6G | 6 | North | YES | 0.010095 | 226 | 74 | 226 | 0 | 1 | CC | -1 | 0.037788 | 226 | 226 |  |  | 2.2815 | 226 | -0.037788 | -8.54 |  |  |  |  | 0 | 0
1937 | MDLTHELP_5G | 5 | North | YES | 0.010095 | 224 | 74 | 224 | 0 | 1 | CC | -1 | 0.037788 | 224 | 224 |  |  | 2.2613 | 224 | -0.037788 | -8.4644 |  |  |  |  | 0 | 0
1943 | MDLTHELP_3G | 3 | North | YES | 0.010095 | 212 | 74 | 212 | 0 | 1 | CC | -1 | 0.037788 | 212 | 212 |  |  | 2.1401 | 212 | -0.037788 | -8.011 |  |  |  |  | 0 | 0
1944 | MDLTHELP_4G | 4 | North | YES | 0.010095 | 211 | 74 | 211 | 0 | 1 | CC | -1 | 0.037788 | 211 | 211 |  |  | 2.13 | 211 | -0.037788 | -7.9732 |  |  |  |  | 0 | 0
12440 | PARKD_1SVC8 | 1 | North | YES | 0.010042 | 0 | 0 | 0 | 0 | 1.007 | GST | -1 | 0.037841 | 0 | 0 |  |  | 0 | 0 | -0.037841 | 0 |  |  |  |  | 0 | 0
12449 | PARKD_2SVC8 | 1 | North | YES | 0.010042 | 0 | 0 | 0 | 0 | 1.007 | GST | -1 | 0.037841 | 0 | 0 |  |  | 0 | 0 | -0.037841 | 0 |  |  |  |  | 0 | 0
1360 | GUNSIGHT_8 | 1 | West | YES | 0.047874 | 0 | 0 | 120 |  | 1.01 | Wind | 1 | 0.037861 | 0 | 120 | 5.7449 | 120 |  |  | 0.037861 | 4.5434 |  |  |  |  | 0 | 0
1327 | WILDHRSE_1G | 1 | West | YES | 0.047943 | 0 | 0 | 120 |  | 1 | Wind | 1 | 0.03793 | 0 | 120 | 5.7532 | 120 |  |  | 0.03793 | 4.5516 |  |  |  |  | 0 | 0
12424 | FPLEFR2S_G | 4 | North | YES | 0.009945 | 415 | 191 | 415 | 0 | 1 | CC | -1 | 0.037938 | 415 | 415 |  |  | 4.1272 | 415 | -0.037938 | -15.7441 |  |  |  |  | 0 | 0
12414 | FPLEFR1S_G | 4 | North | YES | 0.009945 | 414 | 191 | 414 | 0 | 1 | CC | -1 | 0.037938 | 414 | 414 |  |  | 4.1172 | 414 | -0.037938 | -15.7061 |  |  |  |  | 0 | 0
12412 | FPLEFR1B_G | 2 | North | YES | 0.009945 | 164 | 72 | 164 | 0 | 1 | CC | -1 | 0.037938 | 164 | 164 |  |  | 1.631 | 164 | -0.037938 | -6.2218 |  |  |  |  | 0 | 0
12413 | FPLEFR1C_G | 3 | North | YES | 0.009945 | 164 | 72 | 164 | 0 | 1 | CC | -1 | 0.037938 | 164 | 164 |  |  | 1.631 | 164 | -0.037938 | -6.2218 |  |  |  |  | 0 | 0
12423 | FPLEFR2C_G | 3 | North | YES | 0.009945 | 163 | 72 | 163 | 0 | 1 | CC | -1 | 0.037938 | 163 | 163 |  |  | 1.621 | 163 | -0.037938 | -6.1838 |  |  |  |  | 0 | 0
12421 | FPLEFR2A_G | 1 | North | YES | 0.009945 | 162 | 72 | 162 | 0 | 1 | CC | -1 | 0.037938 | 162 | 162 |  |  | 1.6111 | 162 | -0.037938 | -6.1459 |  |  |  |  | 0 | 0
12411 | FPLEFR1A_G | 1 | North | YES | 0.009945 | 161 | 72 | 161 | 0 | 1 | CC | -1 | 0.037938 | 161 | 161 |  |  | 1.6011 | 161 | -0.037938 | -6.1079 |  |  |  |  | 0 | 0
12422 | FPLEFR2B_G | 2 | North | YES | 0.009945 | 161 | 72 | 161 | 0 | 1 | CC | -1 | 0.037938 | 161 | 161 |  |  | 1.6011 | 161 | -0.037938 | -6.1079 |  |  |  |  | 0 | 0
1333 | MCDDONAL_8 | 1 | West | YES | 0.04811 | 42.8 | 0 | 214.2 |  | 1.01 | Wind | 1 | 0.038097 | 0 | 214.2 | 10.3052 | 214.2 |  |  | 0.038097 | 8.1605 |  |  |  |  | 0 | 0
11001 | NAV1CT | 1 | West | YES | 0.048264 | 70.4 | 18 | 70.4 | 0 | 1.029 | CC | 1 | 0.038251 | 70.4 | 70.4 | 3.3978 | 70.4 |  |  | 0.038251 | 2.6929 |  |  |  |  | 0 | 0
11009 | NAV2CT | 1 | West | YES | 0.048264 | 71.4 | 18 | 71.4 | 0 | 1.029 | CC | 1 | 0.038251 | 71.4 | 71.4 | 3.446 | 71.4 |  |  | 0.038251 | 2.7311 |  |  |  |  | 0 | 0
11012 | NAV4CT | 1 | West | YES | 0.048264 | 80 | 18 | 80 | 0 | 1.029 | CC | 1 | 0.038251 | 80 | 80 | 3.8611 | 80 |  |  | 0.038251 | 3.0601 |  |  |  |  | 0 | 0
11013 | NAV5CT | 1 | West | YES | 0.048264 | 80 | 18 | 80 | 0 | 1.029 | CC | 1 | 0.038251 | 80 | 80 | 3.8611 | 80 |  |  | 0.038251 | 3.0601 |  |  |  |  | 0 | 0
11011 | NAV3ST | 1 | West | YES | 0.048264 | 92.8 | 40 | 92.8 | 0 | 1.029 | CC | 1 | 0.038251 | 92.8 | 92.8 | 4.4789 | 92.8 |  |  | 0.038251 | 3.5497 |  |  |  |  | 0 | 0
11014 | NAV6ST | 1 | West | YES | 0.048264 | 115 | 40 | 115 | 0 | 1.029 | CC | 1 | 0.038251 | 115 | 115 | 5.5504 | 115 |  |  | 0.038251 | 4.3989 |  |  |  |  | 0 | 0
1328 | OCOTILLO_1G | 1 | West | YES | 0.048274 | 11.6 | 0 | 58 |  | 1.01 | Wind | 1 | 0.038261 | 0 | 58 | 2.7999 | 58 |  |  | 0.038261 | 2.2192 |  |  |  |  | 0 | 0
11022 | TIEHVCG_2G | 1 | West | YES | 0.048274 | 132.4 | 103 | 132.4 | 0 | 1.012 | CC | 1 | 0.038261 | 132.4 | 132.4 | 6.3915 | 132.4 |  |  | 0.038261 | 5.0658 |  |  |  |  | 0 | 0
11023 | TIEHVCG_3G | 1 | West | YES | 0.048274 | 137.4 | 103 | 137.4 | 0 | 1.012 | CC | 1 | 0.038261 | 137.4 | 137.4 | 6.6328 | 137.4 |  |  | 0.038261 | 5.2571 |  |  |  |  | 0 | 0
11021 | TIEHVCG_1G | 1 | West | YES | 0.048274 | 142.1 | 103 | 142.1 | 0 | 1.012 | CC | 1 | 0.038261 | 142.1 | 142.1 | 6.8597 | 142.1 |  |  | 0.038261 | 5.4369 |  |  |  |  | 0 | 0
11024 | TIEHVCG_4G | 1 | West | YES | 0.048274 | 147 | 103 | 147 | 0 | 1.012 | CC | 1 | 0.038261 | 147 | 147 | 7.0963 | 147 |  |  | 0.038261 | 5.6244 |  |  |  |  | 0 | 0
11020 | TIEHVSG_1G | 1 | West | YES | 0.048274 | 208.2 | 63 | 208.2 | 0 | 1.012 | CC | 1 | 0.038261 | 208.2 | 208.2 | 10.0506 | 208.2 |  |  | 0.038261 | 7.966 |  |  |  |  | 0 | 0
11025 | TIEHVSG_2G | 1 | West | YES | 0.048274 | 213.2 | 63 | 213.2 | 0 | 1.012 | CC | 1 | 0.038261 | 213.2 | 213.2 | 10.292 | 213.2 |  |  | 0.038261 | 8.1573 |  |  |  |  | 0 | 0
1326 | STANTONW_8 | 1 | West | YES | 0.048428 | 20.1 | 0 | 100.5 |  | 1.01 | Wind | 1 | 0.038415 | 0 | 100.5 | 4.867 | 100.5 |  |  | 0.038415 | 3.8607 |  |  |  |  | 0 | 0
1941 | MDLTHELP_1G | 1 | North | YES | 0.009433 | 216.4 | 74 | 216.4 | 0 | 1 | CC | -1 | 0.03845 | 216.4 | 216.4 |  |  | 2.0413 | 216.4 | -0.03845 | -8.3205 |  |  |  |  | 0 | 0
1942 | MDLTHELP_2G | 2 | North | YES | 0.009433 | 216.1 | 74 | 216.1 | 0 | 1 | CC | -1 | 0.03845 | 216.1 | 216.1 |  |  | 2.0385 | 216.1 | -0.03845 | -8.3089 |  |  |  |  | 0 | 0
12322 | ENNSTRAC_1G | 1 | North | YES | 0.009227 | 196 | 130 | 196 | 0 | 1.036 | CC | -1 | 0.038656 | 196 | 196 |  |  | 1.8085 | 196 | -0.038656 | -7.5765 |  |  |  |  | 0 | 0
12323 | ENNSTRAC_2G | 2 | North | YES | 0.009227 | 116 | 100 | 116 | 0 | 1.036 | CC | -1 | 0.038656 | 116 | 116 |  |  | 1.0703 | 116 | -0.038656 | -4.484 |  |  |  |  | 0 | 0
11147 | NOTREES_1G | 1 | West | YES | 0.048907 | 29.8 | 0 | 149 | 0 | 1.017 | Wind | 1 | 0.038894 | 0 | 149 | 7.2871 | 149 |  |  | 0.038894 | 5.7953 |  |  |  |  | 0 | 0
7038 | L_DELAWA1_1Y | 2 | West | YES | 0.049035 | 3 | 0 | 30 | 0 | 1 | Wind | 1 | 0.039022 | 0 | 30 | 1.471 | 30 |  |  | 0.039022 | 1.1707 |  |  |  |  | 0 | 0
7038 | L_DELAWA1_1Y | 1 | West | YES | 0.049035 | 3.5 | 0 | 35 | 0 | 1 | Wind | 1 | 0.039022 | 0 | 35 | 1.7162 | 35 |  |  | 0.039022 | 1.3658 |  |  |  |  | 0 | 0
1002 | PBCTAGE_1G | A | West | YES | 0.0491 | 64 | 64 | 66 | 0 | 1.036 | GGT | 1 | 0.039087 | 66 | 66 | 3.2406 | 66 |  |  | 0.039087 | 2.5798 |  |  |  |  | 0 | 0
1003 | PBCTBGE_2G | B | West | YES | 0.0491 | 65 | 65 | 66 | 0 | 1.036 | GGT | 1 | 0.039087 | 66 | 66 | 3.2406 | 66 |  |  | 0.039087 | 2.5798 |  |  |  |  | 0 | 0
1004 | PBCTCGE_3G | C | West | YES | 0.0491 | 62 | 62 | 67 | 0 | 1.036 | GGT | 1 | 0.039087 | 67 | 67 | 3.2897 | 67 |  |  | 0.039087 | 2.6189 |  |  |  |  | 0 | 0
1006 | PBCTEGE_5G | E | West | YES | 0.0491 | 65 | 65 | 67 | 0 | 1.036 | GGT | 1 | 0.039087 | 67 | 67 | 3.2897 | 67 |  |  | 0.039087 | 2.6189 |  |  |  |  | 0 | 0
1005 | PBCTDGE_4G | D | West | YES | 0.0491 | 65 | 65 | 68 | 0 | 1.036 | GGT | 1 | 0.039087 | 68 | 68 | 3.3388 | 68 |  |  | 0.039087 | 2.6579 |  |  |  |  | 0 | 0
1007 | PB5GEN_6G | 5 | West | YES | 0.0491 | 91.2 | 40 | 114 | 0 | 1.036 | GST | 1 | 0.039087 | 114 | 114 | 5.5974 | 114 |  |  | 0.039087 | 4.456 |  |  |  |  | 0 | 0
1008 | PB6GEN_7G | 6 | West | YES | 0.0491 | 515 | 130 | 515 | 0 | 1.036 | GST | 1 | 0.039087 | 515 | 515 | 25.2865 | 515 |  |  | 0.039087 | 20.13 |  |  |  |  | 0 | 0
3097 | MARTLAKE_1G | 1 | North | YES | 0.008672 | 790 | 500 | 790 | 0 | 1.017 | LIGCO | -1 | 0.039211 | 0 | 790 |  |  | 0 | 0 | -0.039211 | 0 |  |  |  |  | 0 | 0
3098 | MARTLAKE_2G | 2 | North | YES | 0.008672 | 795 | 461 | 795 | 0 | 1.017 | LIGCO | -1 | 0.039211 | 0 | 795 |  |  | 0 | 0 | -0.039211 | 0 |  |  |  |  | 0 | 0
3099 | MARTLAKE_3G | 3 | North | YES | 0.008672 | 804 | 500 | 804 | 0 | 1.017 | LIGCO | -1 | 0.039211 | 0 | 804 |  |  | 0 | 0 | -0.039211 | 0 |  |  |  |  | 0 | 0
13119 | TGATEWAY_4G | 4 | North | YES | 0.008499 | 399 | 65 | 399 | 0 | 1.0232 | CC | -1 | 0.039384 | 399 | 399 |  |  | 3.3911 | 399 | -0.039384 | -15.714 |  |  |  |  | 0 | 0
13116 | TGATEWAY_1G | 1 | North | YES | 0.008499 | 151 | 30 | 151 | 0 | 1.0232 | CC | -1 | 0.039384 | 151 | 151 |  |  | 1.2833 | 151 | -0.039384 | -5.9469 |  |  |  |  | 0 | 0
13118 | TGATEWAY_3G | 3 | North | YES | 0.008499 | 148 | 30 | 148 | 0 | 1.0232 | CC | -1 | 0.039384 | 148 | 148 |  |  | 1.2579 | 148 | -0.039384 | -5.8288 |  |  |  |  | 0 | 0
13117 | TGATEWAY_2G | 2 | North | YES | 0.008499 | 130 | 30 | 130 | 0 | 1.0232 | CC | -1 | 0.039384 | 130 | 130 |  |  | 1.1049 | 130 | -0.039384 | -5.1199 |  |  |  |  | 0 | 0
1320 | BSP 1 | 1 | West | YES | 0.049538 | 25.5 | 2.9 | 25.8 | 0 | 1 | Cogen | 1 | 0.039525 | 0 | 0 | 0 | 0 |  |  | 0.039525 | 0 |  |  |  |  | 0 | 0
3348 | CHAMPION_1G | MB | North | YES | 0.00834 | 0 | 42 | 42 |  | 1 | Cogen | -1 | 0.039543 | 0 | 0 |  |  | 0 | 0 | -0.039543 | 0 |  |  |  |  | 0 | 0
3309 | ASPN_G | 1 | North | YES | 0.008324 | 50 | 0 | 50 |  | 1 | Bio | -1 | 0.039559 | 50 | 50 |  |  | 0.4162 | 50 | -0.039559 | -1.9779 |  |  |  |  | 0 | 0
3108 | STRYKER_2G | 2 | North | YES | 0.00827 | 484 | 75 | 484 | 0 | 1.029 | GST | -1 | 0.039613 | 484 | 484 |  |  | 4.0027 | 484 | -0.039613 | -19.1725 |  |  |  |  | 0 | 0
3107 | STRYKER_1G | 1 | North | YES | 0.00827 | 145.6 | 45 | 182 | 0 | 1.029 | GST | -1 | 0.039613 | 182 | 182 |  |  | 1.5051 | 182 | -0.039613 | -7.2095 |  |  |  |  | 0 | 0
3126 | TRINIDAD_6G | 1 | North | YES | 0.008192 | 179.2 | 46 | 224 | 0 | 1 | GST | -1 | 0.039691 | 224 | 224 |  |  | 1.835 | 224 | -0.039691 | -8.8907 |  |  |  |  | 0 | 0
8262 | ELPS | 1 | South | YES | 0.007677 | 6 | 6 | 6 | 0 | 1.15 | Hydro | -1 | 0.040206 | 0 | 0 |  |  |  |  | -0.040206 | 0 |  |  |  |  | 0 | 0
60072 | HHOLLOW41A | 1 | West | YES | 0.050834 | 23 | 0 | 115 | 0 | 1.025 | Wind | 1 | 0.040821 | 0 | 115 | 5.8459 | 115 |  |  | 0.040821 | 4.6945 |  |  |  |  | 0 | 0
60058 | BUFF_GAP1A | 1 | West | YES | 0.050834 | 24 | 0 | 120 |  | 1 | Wind | 1 | 0.040821 | 0 | 120 | 6.1001 | 120 |  |  | 0.040821 | 4.8986 |  |  |  |  | 0 | 0
60063 | BUFF_GAP1B | 1 | West | YES | 0.050834 | 34 | 0 | 170.2 | 0 | 1.02 | Wind | 1 | 0.040821 | 0 | 170.2 | 8.6519 | 170.2 |  |  | 0.040821 | 6.9478 |  |  |  |  | 0 | 0
60068 | HHOLLOW21A | 1 | West | YES | 0.050834 | 36.8 | 0 | 184 | 0 | 1.025 | Wind | 1 | 0.040821 | 0 | 184 | 9.3535 | 184 |  |  | 0.040821 | 7.5111 |  |  |  |  | 0 | 0
60066 | H_HOLLOW1A | 1 | West | YES | 0.050834 | 44.4 | 0 | 222 | 0 | 1.005 | Wind | 1 | 0.040821 | 0 | 222 | 11.2851 | 222 |  |  | 0.040821 | 9.0623 |  |  |  |  | 0 | 0
60070 | HHOLLOW31A | 1 | West | YES | 0.050834 | 44.8 | 0 | 224 | 0 | 1.025 | Wind | 1 | 0.040821 | 0 | 224 | 11.3868 | 224 |  |  | 0.040821 | 9.144 |  |  |  |  | 0 | 0
60060 | CIRELLO | 1 | West | YES | 0.050834 | 46.6 | 0 | 233 | 0 | 1 | Wind | 1 | 0.040821 | 0 | 233 | 11.8443 | 233 |  |  | 0.040821 | 9.5114 |  |  |  |  | 0 | 0
13136 | CALFREST_6G | 6 | North | YES | 0.006772 | 177.5 | 40 | 177.5 | 0 | 1.031 | CC | -1 | 0.041111 | 177.5 | 177.5 |  |  | 1.202 | 177.5 | -0.041111 | -7.2971 |  |  |  |  | 0 | 0
13135 | CALFREST_5G | 5 | North | YES | 0.006772 | 152.3 | 57 | 152.3 | 0 | 1.031 | CC | -1 | 0.041111 | 152.3 | 152.3 |  |  | 1.0314 | 152.3 | -0.041111 | -6.2611 |  |  |  |  | 0 | 0
13134 | CALFREST_4G | 4 | North | YES | 0.006772 | 151.5 | 40 | 151.5 | 0 | 1.031 | CC | -1 | 0.041111 | 151.5 | 151.5 |  |  | 1.026 | 151.5 | -0.041111 | -6.2282 |  |  |  |  | 0 | 0
13133 | CALFREST_3G | 3 | North | YES | 0.006709 | 177.4 | 40 | 177.4 | 0 | 1.031 | CC | -1 | 0.041174 | 177.4 | 177.4 |  |  | 1.1902 | 177.4 | -0.041174 | -7.3042 |  |  |  |  | 0 | 0
13132 | CALFREST_2G | 2 | North | YES | 0.006709 | 151 | 57 | 151 | 0 | 1.031 | CC | -1 | 0.041174 | 151 | 151 |  |  | 1.0131 | 151 | -0.041174 | -6.2172 |  |  |  |  | 0 | 0
13131 | CALFREST_1G | 1 | North | YES | 0.006709 | 150.7 | 40 | 150.7 | 0 | 1.031 | CC | -1 | 0.041174 | 150.7 | 150.7 |  |  | 1.011 | 150.7 | -0.041174 | -6.2048 |  |  |  |  | 0 | 0
3381 | BBRN_1G | 1 | North | YES | 0.006373 | 618 | 225 | 618 | 0 | 1.03 | LIGCO | -1 | 0.04151 | 0 | 618 |  |  | 0 | 0 | -0.04151 | 0 |  |  |  |  | 0 | 0
3382 | BBRN_2G | 2 | North | YES | 0.006373 | 589 | 225 | 589 | 0 | 1.03 | LIGCO | -1 | 0.04151 | 0 | 589 |  |  | 0 | 0 | -0.04151 | 0 |  |  |  |  | 0 | 0
60057 | CALLAHAN1A | 1 | West | YES | 0.052077 | 22.8 | 0 | 114 | 0 | 1.04 | Wind | 1 | 0.042064 | 0 | 114 | 5.9368 | 114 |  |  | 0.042064 | 4.7953 |  |  |  |  | 0 | 0
244 | WHITNYDM01 | 1 | North | YES | 0.005718 | 15 | 0 | 15 | 0 | 1.035 | Hydro | -1 | 0.042165 | 0 | 0 |  |  | 0 | 0 | -0.042165 | 0 |  |  |  |  | 0 | 0
245 | WHITNYDM02 | 2 | North | YES | 0.005718 | 15 | 0 | 15 | 0 | 1.035 | Hydro | -1 | 0.042165 | 0 | 0 |  |  | 0 | 0 | -0.042165 | 0 |  |  |  |  | 0 | 0
1349 | WESTXWIN_1G | 1 | West | YES | 0.052979 | 1.3 | 0 | 6.6 |  | 1.014 | Wind | 1 | 0.042966 | 0 | 6.6 | 0.34966 | 6.6 |  |  | 0.042966 | 0.28358 |  |  |  |  | 0 | 0
1350 | NWPWRG1_1G | 1 | West | YES | 0.052979 | 6.9 | 1 | 34.3 |  | 1.014 | Wind | 1 | 0.042966 | 0 | 34.3 | 1.8172 | 34.3 |  |  | 0.042966 | 1.4737 |  |  |  |  | 0 | 0
251 | BOSQUESW803 | 2 | North | YES | 0.00439 | 150 | 0 | 150 | 0 | 1.032 | CC | -1 | 0.043493 | 150 | 150 |  |  | 0.6585 | 150 | -0.043493 | -6.5239 |  |  |  |  | 0 | 0
253 | BOSQUESW804 | 2 | North | YES | 0.00439 | 80 | 0 | 80 | 0 | 1.032 | CC | -1 | 0.043493 | 80 | 80 |  |  | 0.3512 | 80 | -0.043493 | -3.4794 |  |  |  |  | 0 | 0
48721 | LEG_1___1 | 1 | North | YES | 0.003636 | 827 | 357 | 827 | 0 | 1.0348 | LIGCO | -1 | 0.044247 | 0 | 827 |  |  | 0 | 0 | -0.044247 | 0 |  |  |  |  | 0 | 0
48722 | LEG_2___2 | 2 | North | YES | 0.003636 | 819 | 357 | 819 | 0 | 1.0348 | LIGCO | -1 | 0.044247 | 0 | 819 |  |  | 0 | 0 | -0.044247 | 0 |  |  |  |  | 0 | 0
76031 | L_GASCCR1_1N | W1 | West | YES | 0.054692 | 30 | 0 | 150 | 0 | 1.02 | Wind | 1 | 0.044679 | 0 | 150 | 8.2038 | 150 |  |  | 0.044679 | 6.7019 |  |  |  |  | 0 | 0
60007 | KING_SW1A | 1 | West | YES | 0.054717 | 20 | 0 | 80 |  | 1.03 | Wind | 1 | 0.044704 | 0 | 80 | 4.3774 | 80 |  |  | 0.044704 | 3.5764 |  |  |  |  | 0 | 0
60019 | KING_NW1A | 1 | West | YES | 0.054717 | 20 | 0 | 80 |  | 1.03 | Wind | 1 | 0.044704 | 0 | 80 | 4.3774 | 80 |  |  | 0.044704 | 3.5764 |  |  |  |  | 0 | 0
60201 | RIO DRCS | F | West | YES | 0.05482 | 0 | 0 | 0 | 0 | 1.025 | AVR | 1 | 0.044807 | 0 | 0 | 0 | 0 |  |  | 0.044807 | 0 |  |  |  |  | 0 | 0
60005 | KING_SE1A | 1 | West | YES | 0.054962 | 10 | 0 | 40 |  | 1.035 | Wind | 1 | 0.044949 | 0 | 40 | 2.1985 | 40 |  |  | 0.044949 | 1.798 |  |  |  |  | 0 | 0
6016 | SWMESA | 1 | West | YES | 0.054962 | 18.8 | 0 | 75 |  | 1.03 | Wind | 1 | 0.044949 | 0 | 75 | 4.1222 | 75 |  |  | 0.044949 | 3.3712 |  |  |  |  | 0 | 0
60003 | KING_NE1A | 1 | West | YES | 0.054962 | 20 | 0 | 80 |  | 1.03 | Wind | 1 | 0.044949 | 0 | 80 | 4.397 | 80 |  |  | 0.044949 | 3.596 |  |  |  |  | 0 | 0
60016 | WOODWRD11A | 1 | West | YES | 0.054988 | 20 | 0 | 80 |  | 1.033 | Wind | 1 | 0.044975 | 0 | 80 | 4.399 | 80 |  |  | 0.044975 | 3.598 |  |  |  |  | 0 | 0
38332 | TNWDWRDU2_8 | 1 | West | YES | 0.055 | 20 | 0 | 80 | 0 | 1.0232 | Wind | 1 | 0.044987 | 0 | 80 | 4.4 | 80 |  |  | 0.044987 | 3.599 |  |  |  |  | 0 | 0
38437 | TNSRBNMESA9 | 1 | West | YES | 0.055054 | 37.5 | 0 | 150 | 0 | 1.02 | Wind | 1 | 0.045041 | 0 | 150 | 8.2581 | 150 |  |  | 0.045041 | 6.7562 |  |  |  |  | 0 | 0
238 | BOSQUESW505 | 1 | North | YES | 0.002832 | 255 | 0 | 255 | 0 | 1.02 | CC | -1 | 0.045051 | 255 | 255 |  |  | 0.72216 | 255 | -0.045051 | -11.4879 |  |  |  |  | 0 | 0
247 | BOSQUESW501 | 2 | North | YES | 0.002832 | 124.8 | 0 | 156 | 0 | 1.02 | GGT | -1 | 0.045051 | 156 | 156 |  |  | 0.44179 | 156 | -0.045051 | -7.0279 |  |  |  |  | 0 | 0
239 | BOSQUESW502 | 1 | North | YES | 0.002832 | 119.2 | 0 | 149 | 0 | 1.02 | GGT | -1 | 0.045051 | 149 | 149 |  |  | 0.42197 | 149 | -0.045051 | -6.7125 |  |  |  |  | 0 | 0
39960 | TNTNPONE_18 | 1 | North | YES | 0.002653 | 152.3 | 30 | 152.3 |  | 1.04 | LIGCO | -1 | 0.04523 | 0 | 152.3 |  |  | 0 | 0 | -0.04523 | 0 |  |  |  |  | 0 | 0
39970 | TNTNPONE_28 | 1 | North | YES | 0.002653 | 153 | 30 | 153 |  | 1.04 | LIGCO | -1 | 0.04523 | 0 | 153 |  |  | 0 | 0 | -0.04523 | 0 |  |  |  |  | 0 | 0
3404 | THOUSE_2G | 2 | North | YES | 0.001902 | 807 | 250 | 807 | 0 | 1.012 | GSC | -1 | 0.045981 | 807 | 807 |  |  | 1.5349 | 807 | -0.045981 | -37.1063 |  |  |  |  | 0 | 0
3403 | THOUSE_1G | 1 | North | YES | 0.001902 | 563 | 200 | 563 | 0 | 1.012 | GSC | -1 | 0.045981 | 563 | 563 |  |  | 1.0708 | 563 | -0.045981 | -25.887 |  |  |  |  | 0 | 0
76091 | L_DIVIDE1_1N | W1 | West | YES | 0.056168 | 22.5 | 0 | 112.5 |  | 1.02 | Wind | 1 | 0.046155 | 0 | 112.5 | 6.3189 | 112.5 |  |  | 0.046155 | 5.1925 |  |  |  |  | 0 | 0
76095 | L_CAPRSI1_1N | W1 | West | YES | 0.056168 | 29.9 | 0 | 149.5 | 0 | 1.02 | Wind | 1 | 0.046155 | 0 | 149.5 | 8.3971 | 149.5 |  |  | 0.046155 | 6.9002 |  |  |  |  | 0 | 0
76096 | L_CAPRSI1_2N | W1 | West | YES | 0.056168 | 37.2 | 0 | 186 | 0 | 1.02 | Wind | 1 | 0.046155 | 0 | 186 | 10.4472 | 186 |  |  | 0.046155 | 8.5849 |  |  |  |  | 0 | 0
76097 | L_CAPRGE1_1N | W1 | West | YES | 0.056168 | 42.9 | 0 | 214.5 | 0 | 1.02 | Wind | 1 | 0.046155 | 0 | 214.5 | 12.048 | 214.5 |  |  | 0.046155 | 9.9003 |  |  |  |  | 0 | 0
60017 | ORNNWP1 | 1 | West | YES | 0.056568 | 20 | 0 | 80 |  | 1.027 | Wind | 1 | 0.046555 | 0 | 80 | 4.5254 | 80 |  |  | 0.046555 | 3.7244 |  |  |  |  | 0 | 0
3417 | LAKE_CRK2_G | 2 | North | YES | 0.000998 | 177.6 | 40 | 222 | 0 | 1.029 | GST | -1 | 0.046885 | 222 | 222 |  |  | 0.22156 | 222 | -0.046885 | -10.4084 |  |  |  |  | 0 | 0
3416 | LAKE_CRK1_G | 1 | North | YES | 0.000998 | 60 | 33 | 75 |  | 1.029 | GST | -1 | 0.046885 | 75 | 75 |  |  | 0.07485 | 75 | -0.046885 | -3.5163 |  |  |  |  | 0 | 0
60018 | DSKY1 | 1 | West | YES | 0.057079 | 21 | 0 | 84 | 0 | 1.023 | Wind | 1 | 0.047066 | 0 | 84 | 4.7946 | 84 |  |  | 0.047066 | 3.9536 |  |  |  |  | 0 | 0
60000 | DSKY2 | 1 | West | YES | 0.05765 | 19.1 | 0 | 76.5 |  | 1.039 | Wind | 1 | 0.047637 | 0 | 76.5 | 4.4102 | 76.5 |  |  | 0.047637 | 3.6443 |  |  |  |  | 0 | 0
990 | GIBN_CREK_G1 | 1 | North | YES | 0.000186 | 463 | 200 | 463 | 0 | 1.0275 | LIGCO | -1 | 0.047697 | 0 | 463 |  |  | 0 | 0 | -0.047697 | 0 |  |  |  |  | 0 | 0
32798 | BRYN_TAMUGEN | 1 | North | YES | 0.000185 | 32 | 0 | 32 |  | 1.02 | GST | -1 | 0.047698 | 32 | 32 |  |  | 0.00592 | 32 | -0.047698 | -1.5263 |  |  |  |  | 0 | 0
32888 | BRYN_ATKINS7 | 1 | North | YES | 0.000174 | 13.6 | 4 | 17 |  | 1.028 | GGT | -1 | 0.047709 | 17 | 17 |  |  | 0.002958 | 17 | -0.047709 | -0.81104 |  |  |  |  | 0 | 0
32886 | BRYN_ATKINS3 | MB | North | YES | 0.000174 | 0 | 5 | 12 |  | 1 | GST | -1 | 0.047709 | 0 | 0 |  |  | 0 | 0 | -0.047709 | 0 |  |  |  |  | 0 | 0
32887 | BRYN_ATKINS6 | MB | North | YES | 0.000174 | 0 | 12 | 51 |  | 1.028 | GST | -1 | 0.047709 | 0 | 0 |  |  | 0 | 0 | -0.047709 | 0 |  |  |  |  | 0 | 0
32890 | BRYN_ATKINS4 | MB | North | YES | 0.000174 | 0 | 5 | 22 |  | 1.031 | GST | -1 | 0.047709 | 0 | 0 |  |  | 0 | 0 | -0.047709 | 0 |  |  |  |  | 0 | 0
32891 | BRYN_ATKINS5 | MB | North | YES | 0.000174 | 0 | 5 | 25 |  | 1.031 | GST | -1 | 0.047709 | 0 | 0 |  |  | 0 | 0 | -0.047709 | 0 |  |  |  |  | 0 | 0
32892 | BRYN_DNSBY14 | 1 | North | YES | 0.000115 | 84 | 25 | 105 | 0 | 1.035 | GST | -1 | 0.047768 | 105 | 105 |  |  | 0.012075 | 105 | -0.047768 | -5.0156 |  |  |  |  | 0 | 0
32883 | BRYN_DNSBY3 | 1 | North | YES | 0.000115 | 0 | 2 | 48 |  | 1.015 | GST | -1 | 0.047768 | 48 | 48 |  |  | 0.00552 | 48 | -0.047768 | -2.2928 |  |  |  |  | 0 | 0
32884 | BRYN_DNSBY13 | 1 | North | YES | 0.000115 | 46 | 2 | 46 | 0 | 1.015 | GST | -1 | 0.047768 | 46 | 46 |  |  | 0.00529 | 46 | -0.047768 | -2.1973 |  |  |  |  | 0 | 0
5934 | SI_RAY5 | 5 | South | YES | 0 | 0 | 10 | 15 |  | 1.035 | GST | -1 | 0.047883 | 15 | 15 |  |  |  |  | -0.047883 | -0.71824 |  |  |  |  | 0 | 0
8139 | JOS #1 | MB | South | YES | 0 | 0 | 45 | 255 |  | 1.02 | GST | -1 | 0.047883 | 0 | 0 |  |  |  |  | -0.047883 | 0 |  |  |  |  | 0 | 0
8285 | LAR #1 | MB | South | YES | 0 | 0 | 9 | 32 |  | 1.0497 | GST | -1 | 0.047883 | 0 | 0 |  |  |  |  | -0.047883 | 0 |  |  |  |  | 0 | 0
8287 | LAR #2 | MB | South | YES | 0 | 0 | 9 | 32 |  | 1.04 | GST | -1 | 0.047883 | 0 | 0 |  |  |  |  | -0.047883 | 0 |  |  |  |  | 0 | 0
8288 | LAR #3 | MB | South | YES | 0 | 0 | 25 | 105 |  | 1.04 | GST | -1 | 0.047883 | 0 | 0 |  |  |  |  | -0.047883 | 0 |  |  |  |  | 0 | 0
8388 | BATES0A | MB | South | YES | 0 | 0 | 21 | 71 |  | 1.033 | GST | -1 | 0.047883 | 0 | 0 |  |  |  |  | -0.047883 | 0 |  |  |  |  | 0 | 0
8393 | BATES0B | MB | South | YES | 0 | 0 | 25 | 110 |  | 1.03 | GST | -1 | 0.047883 | 0 | 0 |  |  |  |  | -0.047883 | 0 |  |  |  |  | 0 | 0
8437 | NUECES_B0C | MB | South | YES | 0 | 0 | 7 | 30 |  | 1.03 | GST | -1 | 0.047883 | 0 | 0 |  |  |  |  | -0.047883 | 0 |  |  |  |  | 0 | 0
8438 | NUECES_B0B | MB | South | YES | 0 | 0 | 26 | 169 |  | 1.03 | GST | -1 | 0.047883 | 0 | 0 |  |  |  |  | -0.047883 | 0 |  |  |  |  | 0 | 0
39190 | TNSLCGN1__8 | 1 | Houston | YES | 0 | 0 | 10 | 30 |  | 1.03 | Cogen | -1 | 0.047883 | 0 | 0 |  |  |  |  | -0.047883 | 0 |  |  |  |  | 0 | 0
48674 | FTR_CN4_5095 | 4 | North | YES | -0.000582 | 380 | 0 | 380 | 0 | 1.0319 | CC | -1 | 0.048465 | 380 | 380 |  |  | -0.22116 | 380 | -0.048465 | -18.4165 |  |  |  |  | 0 | 0
48672 | FTR_GT2_5110 | 2 | North | YES | -0.000582 | 159 | 0 | 159 | 0 | 1.0319 | CC | -1 | 0.048465 | 159 | 159 |  |  | -0.092538 | 159 | -0.048465 | -7.7059 |  |  |  |  | 0 | 0
48673 | FTR_GT3_5085 | 3 | North | YES | -0.000582 | 158 | 0 | 158 | 0 | 1.0319 | CC | -1 | 0.048465 | 158 | 158 |  |  | -0.091956 | 158 | -0.048465 | -7.6574 |  |  |  |  | 0 | 0
48671 | FTR_GT1_5105 | 1 | North | YES | -0.000582 | 154.2 | 0 | 154.2 | 0 | 1.0319 | CC | -1 | 0.048465 | 154.2 | 154.2 |  |  | -0.089744 | 154.2 | -0.048465 | -7.4732 |  |  |  |  | 0 | 0
48591 | CHE_GT2_5030 | 2 | Houston | YES | -0.004305 | 173 | 50 | 173 | 0 | 1.029 | Cogen | -1 | 0.052188 | 0 | 0 |  |  |  |  | -0.052188 | 0 |  |  |  |  | 0 | 0
48811 | CVC_GT3_5045 | 3 | Houston | YES | -0.004305 | 156 | 91.8 | 156 | 0 | 1.029 | Cogen | -1 | 0.052188 | 0 | 0 |  |  |  |  | -0.052188 | 0 |  |  |  |  | 0 | 0
48812 | CVC_GT2_5020 | 2 | Houston | YES | -0.004305 | 158 | 91.8 | 158 | 0 | 1.029 | Cogen | -1 | 0.052188 | 0 | 0 |  |  |  |  | -0.052188 | 0 |  |  |  |  | 0 | 0
48813 | CVC_GT1_5035 | 1 | Houston | YES | -0.004305 | 160 | 91.8 | 160 | 0 | 1.029 | Cogen | -1 | 0.052188 | 0 | 0 |  |  |  |  | -0.052188 | 0 |  |  |  |  | 0 | 0
48814 | CVC_ST5_5040 | 1 | Houston | YES | -0.004305 | 162 | 91.8 | 162 | 0 | 1.029 | Cogen | -1 | 0.052188 | 0 | 0 |  |  |  |  | -0.052188 | 0 |  |  |  |  | 0 | 0
48885 | THW_5152 | B | Houston | YES | -0.004719 | 47.2 | 5 | 59 |  | 1.0319 | GGT | -1 | 0.052602 | 59 | 59 |  |  |  |  | -0.052602 | -3.1035 |  |  |  |  | 0 | 0
48887 | THW_5556 | E | Houston | YES | -0.004719 | 47.2 | 5 | 59 |  | 1.0319 | GGT | -1 | 0.052602 | 59 | 59 |  |  |  |  | -0.052602 | -3.1035 |  |  |  |  | 0 | 0
48885 | THW_5152 | A | Houston | YES | -0.004719 | 46.4 | 5 | 58 |  | 1.0319 | GGT | -1 | 0.052602 | 58 | 58 |  |  |  |  | -0.052602 | -3.0509 |  |  |  |  | 0 | 0
48886 | THW_5354 | D | Houston | YES | -0.004719 | 46.4 | 5 | 58 |  | 1.0319 | GGT | -1 | 0.052602 | 58 | 58 |  |  |  |  | -0.052602 | -3.0509 |  |  |  |  | 0 | 0
48886 | THW_5354 | C | Houston | YES | -0.004719 | 45.6 | 5 | 57 |  | 1.0319 | GGT | -1 | 0.052602 | 57 | 57 |  |  |  |  | -0.052602 | -2.9983 |  |  |  |  | 0 | 0
48887 | THW_5556 | F | Houston | YES | -0.004719 | 45.6 | 5 | 57 |  | 1.0319 | GGT | -1 | 0.052602 | 57 | 57 |  |  |  |  | -0.052602 | -2.9983 |  |  |  |  | 0 | 0
48690 | GBY_GN5_5 | 5 | Houston | YES | -0.00475 | 318.4 | 81 | 398 |  | 1.0362 | GSC | -1 | 0.052633 | 398 | 398 |  |  |  |  | -0.052633 | -20.9477 |  |  |  |  | 0 | 0
48598 | BTE_ST1_8070 | 4 | Houston | YES | -0.004777 | 269.2 | 60 | 269.2 | 0 | 1.0261 | CC | -1 | 0.05266 | 269.2 | 269.2 |  |  |  |  | -0.05266 | -14.1759 |  |  |  |  | 0 | 0
48595 | BTE_GT2_8075 | 1 | Houston | YES | -0.004777 | 162.8 | 130 | 162.8 | 0 | 1.0261 | CC | -1 | 0.05266 | 162.8 | 162.8 |  |  |  |  | -0.05266 | -8.573 |  |  |  |  | 0 | 0
48596 | BTE_GT3_8045 | 2 | Houston | YES | -0.004777 | 161.4 | 130 | 161.4 | 0 | 1.0261 | CC | -1 | 0.05266 | 161.4 | 161.4 |  |  |  |  | -0.05266 | -8.4992 |  |  |  |  | 0 | 0
48597 | BTE_GT4_8055 | 3 | Houston | YES | -0.004777 | 158.9 | 130 | 158.9 | 0 | 1.0261 | CC | -1 | 0.05266 | 158.9 | 158.9 |  |  |  |  | -0.05266 | -8.3676 |  |  |  |  | 0 | 0
48583 | CBY_GT4_1 | 1 | Houston | YES | -0.004846 | 172 | 0 | 172 | 0 | 1.027 | GSC | -1 | 0.052729 | 172 | 172 |  |  |  |  | -0.052729 | -9.0693 |  |  |  |  | 0 | 0
48584 | CBY_GT4_2 | 2 | Houston | YES | -0.004846 | 172 | 0 | 172 | 0 | 1.027 | CC | -1 | 0.052729 | 172 | 172 |  |  |  |  | -0.052729 | -9.0693 |  |  |  |  | 0 | 0
48585 | CBY_ST4_1 | 3 | Houston | YES | -0.004846 | 172 | 0 | 172 | 0 | 1.027 | CC | -1 | 0.052729 | 172 | 172 |  |  |  |  | -0.052729 | -9.0693 |  |  |  |  | 0 | 0
48815 | CVC_GT4_8005 | 4 | Houston | YES | -0.004853 | 165 | 91.8 | 165 |  | 1.0362 | Cogen | -1 | 0.052736 | 0 | 0 |  |  |  |  | -0.052736 | 0 |  |  |  |  | 0 | 0
48791 | PSA_GT1_8160 | 1 | Houston | YES | -0.004875 | 52 | 20.8 | 65 | 0 | 1.0362 | Cogen | -1 | 0.052758 | 0 | 0 |  |  |  |  | -0.052758 | 0 |  |  |  |  | 0 | 0
48792 | PSA_GT2_8155 | 2 | Houston | YES | -0.004875 | 52.8 | 20.3 | 66 | 0 | 1.0362 | Cogen | -1 | 0.052758 | 0 | 0 |  |  |  |  | -0.052758 | 0 |  |  |  |  | 0 | 0
48793 | PSA_GT3_8150 | 3 | Houston | YES | -0.004875 | 56 | 20.3 | 70 | 0 | 1.0362 | Cogen | -1 | 0.052758 | 0 | 0 |  |  |  |  | -0.052758 | 0 |  |  |  |  | 0 | 0
48794 | PSA_GT4_8145 | 4 | Houston | YES | -0.004875 | 52.8 | 20.3 | 66 | 0 | 1.0362 | Cogen | -1 | 0.052758 | 0 | 0 |  |  |  |  | -0.052758 | 0 |  |  |  |  | 0 | 0
48795 | PSA_GT5_8140 | 5 | Houston | YES | -0.004875 | 51.2 | 20.3 | 64 | 0 | 1.0362 | Cogen | -1 | 0.052758 | 0 | 0 |  |  |  |  | -0.052758 | 0 |  |  |  |  | 0 | 0
48796 | PSA_GN1_8165 | 1 | Houston | YES | -0.004875 | 83.2 | 43.1 | 104 | 0 | 1.0362 | Cogen | -1 | 0.052758 | 0 | 0 |  |  |  |  | -0.052758 | 0 |  |  |  |  | 0 | 0
48797 | PSA_GT6_8135 | 6 | Houston | YES | -0.004875 | 47.2 | 34.5 | 59 | 0 | 1.0362 | Cogen | -1 | 0.052758 | 0 | 0 |  |  |  |  | -0.052758 | 0 |  |  |  |  | 0 | 0
48581 | CBY_GN1_1 | 1 | Houston | YES | -0.00488 | 595.2 | 108 | 744 | 0 | 1.0435 | GSC | -1 | 0.052763 | 744 | 744 |  |  |  |  | -0.052763 | -39.2553 |  |  |  |  | 0 | 0
48651 | EP_1_2 | 1 | Houston | YES | -0.004881 | 4 | 0 | 5 | 0 | 1.0362 | Cogen | -1 | 0.052764 | 0 | 0 |  |  |  |  | -0.052764 | 0 |  |  |  |  | 0 | 0
48651 | EP_1_2 | 2 | Houston | YES | -0.004881 | 17.7 | 10 | 21 | 0 | 1.0362 | Cogen | -1 | 0.052764 | 0 | 0 |  |  |  |  | -0.052764 | 0 |  |  |  |  | 0 | 0
48940 | WARVUE_GT1 | G1 | Houston | YES | -0.004881 | 15 | 0 | 15 |  | 1.021 | Cogen | -1 | 0.052764 | 0 | 0 |  |  |  |  | -0.052764 | 0 |  |  |  |  | 0 | 0
49803 | EXN_15GT | 1 | Houston | YES | -0.004921 | 33 | 8.3 | 34 |  | 1.0326 | Cogen | -1 | 0.052804 | 0 | 0 |  |  |  |  | -0.052804 | 0 |  |  |  |  | 0 | 0
49804 | EXN_16GT | 2 | Houston | YES | -0.004921 | 32 | 8.3 | 34.7 |  | 1.0326 | Cogen | -1 | 0.052804 | 0 | 0 |  |  |  |  | -0.052804 | 0 |  |  |  |  | 0 | 0
49805 | EXN_17GT | 3 | Houston | YES | -0.004921 | 31 | 8.3 | 32.7 |  | 1.0326 | Cogen | -1 | 0.052804 | 0 | 0 |  |  |  |  | -0.052804 | 0 |  |  |  |  | 0 | 0
49826 | EXN938GT | 5 | Houston | YES | -0.004921 | 43 | 9.2 | 45.9 |  | 1.0326 | Cogen | -1 | 0.052804 | 0 | 0 |  |  |  |  | -0.052804 | 0 |  |  |  |  | 0 | 0
49828 | EXN941GT | 10 | Houston | YES | -0.004921 | 17.7 | 5.4 | 17.7 | 0 | 1.0326 | Cogen | -1 | 0.052804 | 0 | 0 |  |  |  |  | -0.052804 | 0 |  |  |  |  | 0 | 0
49829 | EXN942GT | 11 | Houston | YES | -0.004921 | 20 | 5.4 | 20.4 | 0 | 1.0326 | Cogen | -1 | 0.052804 | 0 | 0 |  |  |  |  | -0.052804 | 0 |  |  |  |  | 0 | 0
49830 | EXN943GT | 12 | Houston | YES | -0.004921 | 19 | 5.4 | 19.9 | 0 | 1.0326 | Cogen | -1 | 0.052804 | 0 | 0 |  |  |  |  | -0.052804 | 0 |  |  |  |  | 0 | 0
49831 | EXN944GT | 13 | Houston | YES | -0.004921 | 33 | 5.4 | 35 | 0 | 1.0326 | Cogen | -1 | 0.052804 | 0 | 0 |  |  |  |  | -0.052804 | 0 |  |  |  |  | 0 | 0
49832 | EXN945GT | 9 | Houston | YES | -0.004921 | 18.5 | 9.2 | 18.5 |  | 1.0326 | Cogen | -1 | 0.052804 | 0 | 0 |  |  |  |  | -0.052804 | 0 |  |  |  |  | 0 | 0
49837 | EXN_GT | 4 | Houston | YES | -0.004921 | 81 | 21.3 | 85.4 |  | 1.0326 | Cogen | -1 | 0.052804 | 0 | 0 |  |  |  |  | -0.052804 | 0 |  |  |  |  | 0 | 0
49838 | EXN_14GT | 14 | Houston | YES | -0.004921 | 140 | 0 | 148 |  | 1.0326 | Cogen | -1 | 0.052804 | 0 | 0 |  |  |  |  | -0.052804 | 0 |  |  |  |  | 0 | 0
48883 | THW_GT1_GT_1 | B2 | Houston | YES | -0.004922 | 0 | 0 | 12 |  | 1.043 | GGT | -1 | 0.052805 | 12 | 12 |  |  |  |  | -0.052805 | -0.63365 |  |  |  |  | 0 | 0
48582 | CBY_GN2_2 | 2 | Houston | YES | -0.004963 | 596.8 | 110 | 746 | 0 | 1.0435 | GSC | -1 | 0.052846 | 746 | 746 |  |  |  |  | -0.052846 | -39.4227 |  |  |  |  | 0 | 0
48874 | THW_ST4_ST_4 | 4 | Houston | YES | -0.005012 | 108 | 19 | 108 | 0 | 1.0435 | CC | -1 | 0.052895 | 108 | 108 |  |  |  |  | -0.052895 | -5.7126 |  |  |  |  | 0 | 0
48873 | THW_ST3_ST_3 | 3 | Houston | YES | -0.005012 | 107 | 19 | 107 | 0 | 1.0435 | CC | -1 | 0.052895 | 107 | 107 |  |  |  |  | -0.052895 | -5.6597 |  |  |  |  | 0 | 0
48881 | THW_4344 | G | Houston | YES | -0.005012 | 58 | 5 | 58 | 0 | 1.0435 | CC | -1 | 0.052895 | 58 | 58 |  |  |  |  | -0.052895 | -3.0679 |  |  |  |  | 0 | 0
48881 | THW_4344 | H | Houston | YES | -0.005012 | 58 | 5 | 58 | 0 | 1.0435 | CC | -1 | 0.052895 | 58 | 58 |  |  |  |  | -0.052895 | -3.0679 |  |  |  |  | 0 | 0
48877 | THW_3334 | D | Houston | YES | -0.005012 | 57 | 5 | 57 | 0 | 1.0435 | CC | -1 | 0.052895 | 57 | 57 |  |  |  |  | -0.052895 | -3.015 |  |  |  |  | 0 | 0
48879 | THW_4142 | E | Houston | YES | -0.005012 | 56 | 5 | 56 | 0 | 1.0435 | CC | -1 | 0.052895 | 56 | 56 |  |  |  |  | -0.052895 | -2.9621 |  |  |  |  | 0 | 0
48875 | THW_3132 | A | Houston | YES | -0.005012 | 55 | 5 | 55 | 0 | 1.0435 | CC | -1 | 0.052895 | 55 | 55 |  |  |  |  | -0.052895 | -2.9092 |  |  |  |  | 0 | 0
48877 | THW_3334 | C | Houston | YES | -0.005012 | 55 | 5 | 55 | 0 | 1.0435 | CC | -1 | 0.052895 | 55 | 55 |  |  |  |  | -0.052895 | -2.9092 |  |  |  |  | 0 | 0
48879 | THW_4142 | F | Houston | YES | -0.005012 | 55 | 5 | 55 | 0 | 1.0435 | CC | -1 | 0.052895 | 55 | 55 |  |  |  |  | -0.052895 | -2.9092 |  |  |  |  | 0 | 0
48875 | THW_3132 | B | Houston | YES | -0.005012 | 53 | 5 | 53 | 0 | 1.0435 | CC | -1 | 0.052895 | 53 | 53 |  |  |  |  | -0.052895 | -2.8034 |  |  |  |  | 0 | 0
48593 | CHE_GT1_8015 | 1 | Houston | YES | -0.005094 | 173 | 50 | 173 | 0 | 1.0362 | Cogen | -1 | 0.052977 | 0 | 0 |  |  |  |  | -0.052977 | 0 |  |  |  |  | 0 | 0
48594 | CHE_GN4_8025 | 4 | Houston | YES | -0.005094 | 142 | 60 | 142 | 0 | 1.0362 | Cogen | -1 | 0.052977 | 0 | 0 |  |  |  |  | -0.052977 | 0 |  |  |  |  | 0 | 0
48511 | LPE_GT1_8070 | 1 | Houston | YES | -0.005106 | 42 | 0 | 42 | 0 | 1.0362 | GGT | -1 | 0.052989 | 42 | 42 |  |  |  |  | -0.052989 | -2.2255 |  |  |  |  | 0 | 0
48512 | LPE_GT2_8075 | 2 | Houston | YES | -0.005106 | 42 | 0 | 42 | 0 | 1.0362 | GGT | -1 | 0.052989 | 42 | 42 |  |  |  |  | -0.052989 | -2.2255 |  |  |  |  | 0 | 0
48513 | LPE_GT3_8080 | 3 | Houston | YES | -0.005106 | 39 | 0 | 39 | 0 | 1.0362 | GGT | -1 | 0.052989 | 39 | 39 |  |  |  |  | -0.052989 | -2.0666 |  |  |  |  | 0 | 0
48514 | LPE_GT4_8085 | 4 | Houston | YES | -0.005106 | 39 | 0 | 39 | 0 | 1.0362 | GGT | -1 | 0.052989 | 39 | 39 |  |  |  |  | -0.052989 | -2.0666 |  |  |  |  | 0 | 0
48500 | APD_GT1_8005 | 1 | Houston | YES | -0.005113 | 137.6 | 54.6 | 137.6 | 0 | 1.0362 | Cogen | -1 | 0.052996 | 0 | 0 |  |  |  |  | -0.052996 | 0 |  |  |  |  | 0 | 0
48820 | SHELLG1_3015 | 1 | Houston | YES | -0.005168 | 71 | 34.5 | 71 |  | 1.029 | Cogen | -1 | 0.053051 | 0 | 0 |  |  |  |  | -0.053051 | 0 |  |  |  |  | 0 | 0
48821 | SHELLG2 | 2 | Houston | YES | -0.005168 | 72 | 34.5 | 72 |  | 1.029 | Cogen | -1 | 0.053051 | 0 | 0 |  |  |  |  | -0.053051 | 0 |  |  |  |  | 0 | 0
48822 | SHELLG3_3020 | 2 | Houston | YES | -0.005168 | 30 | 0 | 30 |  | 1.029 | Cogen | -1 | 0.053051 | 0 | 0 |  |  |  |  | -0.053051 | 0 |  |  |  |  | 0 | 0
48822 | SHELLG3_3020 | 1 | Houston | YES | -0.005168 | 39 | 0 | 39 |  | 1.029 | Cogen | -1 | 0.053051 | 0 | 0 |  |  |  |  | -0.053051 | 0 |  |  |  |  | 0 | 0
48854 | SRB_GN4_4 | 4 | Houston | YES | -0.005205 | 182.4 | 35 | 228 | 0 | 1.0326 | GST | -1 | 0.053088 | 228 | 228 |  |  |  |  | -0.053088 | -12.104 |  |  |  |  | 0 | 0
48740 | PSG_GN2_8050 | 1 | Houston | YES | -0.005205 | 182 | 60 | 182 | 0 | 1.0326 | Cogen | -1 | 0.053088 | 0 | 0 |  |  |  |  | -0.053088 | 0 |  |  |  |  | 0 | 0
48741 | PSG_GT2_8040 | 1 | Houston | YES | -0.005205 | 158.6 | 50 | 158.6 | 0 | 1.0326 | Cogen | -1 | 0.053088 | 0 | 0 |  |  |  |  | -0.053088 | 0 |  |  |  |  | 0 | 0
48742 | PSG_GT3_8060 | 1 | Houston | YES | -0.005205 | 157 | 50 | 157 | 0 | 1.0326 | Cogen | -1 | 0.053088 | 0 | 0 |  |  |  |  | -0.053088 | 0 |  |  |  |  | 0 | 0
48611 | DIB_GT1_8080 | 1 | Houston | YES | -0.005206 | 64 | 0 | 64 | 0 | 1.0326 | Cogen | -1 | 0.053089 | 0 | 0 |  |  |  |  | -0.053089 | 0 |  |  |  |  | 0 | 0
48612 | DIB_GT2_8075 | 2 | Houston | YES | -0.005206 | 63.2 | 0 | 63.2 | 0 | 1.0326 | Cogen | -1 | 0.053089 | 0 | 0 |  |  |  |  | -0.053089 | 0 |  |  |  |  | 0 | 0
48613 | DIB_ST1_8085 | 3 | Houston | YES | -0.005206 | 67.9 | 30 | 82.6 | 0 | 1.0326 | Cogen | -1 | 0.053089 | 0 | 0 |  |  |  |  | -0.053089 | 0 |  |  |  |  | 0 | 0
48614 | DIB_GT3_8090 | 4 | Houston | YES | -0.005206 | 73.6 | 15 | 73.6 | 0 | 1.0326 | Cogen | -1 | 0.053089 | 0 | 0 |  |  |  |  | -0.053089 | 0 |  |  |  |  | 0 | 0
48853 | SRB_GN3_3 | 3 | Houston | YES | -0.005207 | 170.4 | 35 | 213 |  | 1.0326 | GST | -1 | 0.05309 | 213 | 213 |  |  |  |  | -0.05309 | -11.3081 |  |  |  |  | 0 | 0
48845 | SOL_GT1 | 1 | Houston | YES | -0.005207 | 16.2 | 15.4 | 16.2 |  | 1.0326 | Solar | -1 | 0.05309 | 16.2 | 16.2 |  |  |  |  | -0.05309 | -0.86005 |  |  |  |  | 0 | 0
48551 | CAL_GT1_8045 | 1 | Houston | YES | -0.005213 | 149 | 0 | 149 | 0 | 1.0326 | Cogen | -1 | 0.053096 | 0 | 0 |  |  |  |  | -0.053096 | 0 |  |  |  |  | 0 | 0
48552 | CAL_ST1_8000 | 2 | Houston | YES | -0.005213 | 65.1 | 0 | 65.1 | 0 | 1.0326 | Cogen | -1 | 0.053096 | 0 | 0 |  |  |  |  | -0.053096 | 0 |  |  |  |  | 0 | 0
48851 | SRB_GN1_1 | 1 | Houston | YES | -0.005214 | 132 | 26 | 165 | 0 | 1.0217 | GST | -1 | 0.053097 | 165 | 165 |  |  |  |  | -0.053097 | -8.7609 |  |  |  |  | 0 | 0
48852 | SRB_GN2_2 | 2 | Houston | YES | -0.005216 | 140.8 | 26 | 176 | 0 | 1.0217 | GST | -1 | 0.053099 | 176 | 176 |  |  |  |  | -0.053099 | -9.3453 |  |  |  |  | 0 | 0
48855 | SRB_GT211035 | B1 | Houston | YES | -0.005217 | 0 | 0 | 18 |  | 1.014 | GGT | -1 | 0.0531 | 18 | 18 |  |  |  |  | -0.0531 | -0.95579 |  |  |  |  | 0 | 0
48855 | SRB_GT211035 | B2 | Houston | YES | -0.005217 | 0 | 0 | 12 |  | 1.014 | GGT | -1 | 0.0531 | 12 | 12 |  |  |  |  | -0.0531 | -0.63719 |  |  |  |  | 0 | 0
48761 | PR_GT1__9040 | 1 | Houston | YES | -0.005243 | 26 | 0 | 35 |  | 1 | Cogen | -1 | 0.053126 | 0 | 0 |  |  |  |  | -0.053126 | 0 |  |  |  |  | 0 | 0
48645 | DPEC_ST55065 | 5 | Houston | YES | -0.005275 | 282 | 0 | 282 | 0 | 1.0319 | CC | -1 | 0.053158 | 282 | 282 |  |  |  |  | -0.053158 | -14.9904 |  |  |  |  | 0 | 0
48641 | DPEC_GT15040 | 1 | Houston | YES | -0.005275 | 163.2 | 98 | 163.2 | 0 | 1.0319 | CC | -1 | 0.053158 | 163.2 | 163.2 |  |  |  |  | -0.053158 | -8.6753 |  |  |  |  | 0 | 0
48643 | DPEC_GT35010 | 3 | Houston | YES | -0.005275 | 157.5 | 98 | 157.5 | 0 | 1.0319 | CC | -1 | 0.053158 | 157.5 | 157.5 |  |  |  |  | -0.053158 | -8.3723 |  |  |  |  | 0 | 0
48642 | DPEC_GT25025 | 2 | Houston | YES | -0.005275 | 157.1 | 98 | 157.1 | 0 | 1.0319 | CC | -1 | 0.053158 | 157.1 | 157.1 |  |  |  |  | -0.053158 | -8.351 |  |  |  |  | 0 | 0
48644 | DPEC_GT45070 | 4 | Houston | YES | -0.005275 | 157 | 98 | 157 | 0 | 1.0319 | CC | -1 | 0.053158 | 157 | 157 |  |  |  |  | -0.053158 | -8.3457 |  |  |  |  | 0 | 0
48841 | SJS_GT1_GT1 | 1 | Houston | YES | -0.005298 | 62.4 | 49 | 78 | 0 | 1.0362 | Cogen | -1 | 0.053181 | 0 | 0 |  |  |  |  | -0.053181 | 0 |  |  |  |  | 0 | 0
48842 | SJS_GT2_GT2 | 2 | Houston | YES | -0.005298 | 64.8 | 49 | 81 | 0 | 1.0362 | Cogen | -1 | 0.053181 | 0 | 0 |  |  |  |  | -0.053181 | 0 |  |  |  |  | 0 | 0
48693 | GBY_83841065 | E | Houston | YES | -0.005322 | 45.6 | 20 | 57 | 0 | 1.0362 | GGT | -1 | 0.053205 | 57 | 57 |  |  |  |  | -0.053205 | -3.0327 |  |  |  |  | 0 | 0
48692 | GBY_81821075 | D | Houston | YES | -0.005322 | 44 | 20 | 55 | 0 | 1.0362 | GGT | -1 | 0.053205 | 55 | 55 |  |  |  |  | -0.053205 | -2.9262 |  |  |  |  | 0 | 0
48693 | GBY_83841065 | F | Houston | YES | -0.005322 | 43.2 | 20 | 54 | 0 | 1.0362 | GGT | -1 | 0.053205 | 54 | 54 |  |  |  |  | -0.053205 | -2.873 |  |  |  |  | 0 | 0
48691 | GBY_73741085 | B | Houston | YES | -0.005322 | 37.6 | 20 | 47 | 0 | 1.0362 | GGT | -1 | 0.053205 | 47 | 47 |  |  |  |  | -0.053205 | -2.5006 |  |  |  |  | 0 | 0
48691 | GBY_73741085 | A | Houston | YES | -0.005322 | 37.6 | 20 | 47 | 0 | 1.0362 | GGT | -1 | 0.053205 | 47 | 47 |  |  |  |  | -0.053205 | -2.5006 |  |  |  |  | 0 | 0
48692 | GBY_81821075 | C | Houston | YES | -0.005322 | 37.6 | 20 | 47 | 0 | 1.0362 | GGT | -1 | 0.053205 | 47 | 47 |  |  |  |  | -0.053205 | -2.5006 |  |  |  |  | 0 | 0
48531 | BYU_GT1_8075 | 1 | Houston | YES | -0.005405 | 65 | 0 | 65 |  | 1.0362 | Cogen | -1 | 0.053288 | 0 | 0 |  |  |  |  | -0.053288 | 0 |  |  |  |  | 0 | 0
48532 | BYU_GT2_8055 | 2 | Houston | YES | -0.005405 | 62 | 0 | 62 |  | 1.0362 | Cogen | -1 | 0.053288 | 0 | 0 |  |  |  |  | -0.053288 | 0 |  |  |  |  | 0 | 0
48533 | BYU_GT3_8060 | 3 | Houston | YES | -0.005405 | 67 | 0 | 67 |  | 1.0362 | Cogen | -1 | 0.053288 | 0 | 0 |  |  |  |  | -0.053288 | 0 |  |  |  |  | 0 | 0
48534 | BYU_GT4_8065 | 4 | Houston | YES | -0.005405 | 65 | 0 | 65 |  | 1.0362 | Cogen | -1 | 0.053288 | 0 | 0 |  |  |  |  | -0.053288 | 0 |  |  |  |  | 0 | 0
48561 | CTL_GT2_8130 | 1 | Houston | YES | -0.005461 | 73.5 | 30.3 | 91.9 |  | 1.0362 | Cogen | -1 | 0.053344 | 0 | 0 |  |  |  |  | -0.053344 | 0 |  |  |  |  | 0 | 0
48562 | CTL_GT3_8135 | 2 | Houston | YES | -0.005461 | 70.1 | 30.3 | 87.6 |  | 1.0362 | Cogen | -1 | 0.053344 | 0 | 0 |  |  |  |  | -0.053344 | 0 |  |  |  |  | 0 | 0
48563 | CTL_GT4_8140 | 3 | Houston | YES | -0.005461 | 69.6 | 30.3 | 87 |  | 1.0362 | Cogen | -1 | 0.053344 | 0 | 0 |  |  |  |  | -0.053344 | 0 |  |  |  |  | 0 | 0
48564 | CTL_GN1_8145 | 4 | Houston | YES | -0.005461 | 43.6 | 12.9 | 54.5 |  | 1.0362 | Cogen | -1 | 0.053344 | 0 | 0 |  |  |  |  | -0.053344 | 0 |  |  |  |  | 0 | 0
48565 | CTL_GN2_8155 | 5 | Houston | YES | -0.005461 | 9.8 | 3.4 | 12.2 |  | 1.0362 | Cogen | -1 | 0.053344 | 0 | 0 |  |  |  |  | -0.053344 | 0 |  |  |  |  | 0 | 0
48772 | PHR_GN2_2 | MB | Houston | YES | -0.005611 | 0 | 72 | 459 |  | 1.0362 | GSC | -1 | 0.053494 | 0 | 0 |  |  |  |  | -0.053494 | 0 |  |  |  |  | 0 | 0
38580 | TNBP_CGN1_8 | 1 | Houston | YES | -0.005823 | 70.8 | 0 | 70.8 | 0 | 1.005 | Cogen | -1 | 0.053706 | 0 | 0 |  |  |  |  | -0.053706 | 0 |  |  |  |  | 0 | 0
38590 | TNBP_CGN2_8 | 2 | Houston | YES | -0.005823 | 66.7 | 0 | 66.7 | 0 | 1.005 | Cogen | -1 | 0.053706 | 0 | 0 |  |  |  |  | -0.053706 | 0 |  |  |  |  | 0 | 0
38600 | TNBP_CGN3_8 | 5 | Houston | YES | -0.005823 | 53 | 0 | 53 | 0 | 1.005 | Cogen | -1 | 0.053706 | 0 | 0 |  |  |  |  | -0.053706 | 0 |  |  |  |  | 0 | 0
38611 | TNBPAMCG1_8 | 1 | Houston | YES | -0.005823 | 153.2 | 0 | 153.2 | 0 | 1.005 | Cogen | -1 | 0.053706 | 0 | 0 |  |  |  |  | -0.053706 | 0 |  |  |  |  | 0 | 0
38612 | TNBPAMCG2_8 | 2 | Houston | YES | -0.005823 | 153.5 | 0 | 153.5 | 0 | 1.005 | Cogen | -1 | 0.053706 | 0 | 0 |  |  |  |  | -0.053706 | 0 |  |  |  |  | 0 | 0
38613 | TNBPAMCG3_8 | 3 | Houston | YES | -0.005823 | 152.3 | 0 | 152.3 | 0 | 1.005 | Cogen | -1 | 0.053706 | 0 | 0 |  |  |  |  | -0.053706 | 0 |  |  |  |  | 0 | 0
38614 | TNBPAMCG4_8 | 4 | Houston | YES | -0.005823 | 96 | 0 | 96 |  | 1.005 | Cogen | -1 | 0.053706 | 0 | 0 |  |  |  |  | -0.053706 | 0 |  |  |  |  | 0 | 0
38615 | TNBPAMCG5_8 | 1 | Houston | YES | -0.005823 | 244 | 0 | 244 | 0 | 1.005 | Cogen | -1 | 0.053706 | 0 | 0 |  |  |  |  | -0.053706 | 0 |  |  |  |  | 0 | 0
38690 | TNBP_CGN4_8 | 3 | Houston | YES | -0.005823 | 40 | 0 | 40 |  | 1.005 | Cogen | -1 | 0.053706 | 0 | 0 |  |  |  |  | -0.053706 | 0 |  |  |  |  | 0 | 0
38711 | TNTXCTY1CG8 | 1 | Houston | YES | -0.005823 | 100.3 | 59 | 100.3 | 0 | 1 | Cogen | -1 | 0.053706 | 0 | 0 |  |  |  |  | -0.053706 | 0 |  |  |  |  | 0 | 0
38712 | TNTXCTY2CG8 | 1 | Houston | YES | -0.005823 | 92.9 | 59 | 92.9 | 0 | 1 | Cogen | -1 | 0.053706 | 0 | 0 |  |  |  |  | -0.053706 | 0 |  |  |  |  | 0 | 0
38713 | TNTXCTY3CG8 | 1 | Houston | YES | -0.005823 | 102.7 | 59 | 102.7 | 0 | 1 | Cogen | -1 | 0.053706 | 0 | 0 |  |  |  |  | -0.053706 | 0 |  |  |  |  | 0 | 0
38714 | TNTXCTY4CG8 | 1 | Houston | YES | -0.005823 | 103 | 59 | 103 | 0 | 1 | Cogen | -1 | 0.053706 | 0 | 0 |  |  |  |  | -0.053706 | 0 |  |  |  |  | 0 | 0
39470 | TNDOWCGNSG8 | 1 | Houston | YES | -0.005823 | 32 | 10 | 32 | 0 | 0.985 | Cogen | -1 | 0.053706 | 0 | 0 |  |  |  |  | -0.053706 | 0 |  |  |  |  | 0 | 0
39480 | TNDOWCGNGG8 | 1 | Houston | YES | -0.005823 | 30 | 10 | 30 | 0 | 0.985 | Cogen | -1 | 0.053706 | 0 | 0 |  |  |  |  | -0.053706 | 0 |  |  |  |  | 0 | 0
48924 | WAP_GN4_4 | 4 | Houston | YES | -0.006271 | 546 | 217 | 546 | 0 | 1.0362 | GSC | -1 | 0.054154 | 546 | 546 |  |  |  |  | -0.054154 | -29.5678 |  |  |  |  | 0 | 0
48923 | WAP_GN3_3 | 3 | Houston | YES | -0.006271 | 198.4 | 93 | 248 | 0 | 1.0362 | GST | -1 | 0.054154 | 248 | 248 |  |  |  |  | -0.054154 | -13.4301 |  |  |  |  | 0 | 0
48921 | WAP_GN1_1 | 1 | Houston | YES | -0.006271 | 132.8 | 37 | 166 | 0 | 1.0362 | GST | -1 | 0.054154 | 166 | 166 |  |  |  |  | -0.054154 | -8.9895 |  |  |  |  | 0 | 0
48922 | WAP_GN2_2 | 2 | Houston | YES | -0.006271 | 132.8 | 37 | 166 | 0 | 1.0362 | GST | -1 | 0.054154 | 166 | 166 |  |  |  |  | -0.054154 | -8.9895 |  |  |  |  | 0 | 0
48929 | WAPGT21_GT1 | B1 | Houston | YES | -0.006271 | 0 | 0 | 13 |  | 1.05 | GGT | -1 | 0.054154 | 13 | 13 |  |  |  |  | -0.054154 | -0.704 |  |  |  |  | 0 | 0
48925 | WAP_GN5_5 | 5 | Houston | YES | -0.006271 | 591.7 | 278 | 654 | 0 | 0.985 | LIGCO | -1 | 0.054154 | 0 | 654 |  |  |  |  | -0.054154 | 0 |  |  |  |  | 0 | 0
48510 | AK_GT1__8040 | 1 | Houston | YES | -0.006339 | 33.4 | 8.1 | 34 |  | 1.029 | Cogen | -1 | 0.054222 | 0 | 0 |  |  |  |  | -0.054222 | 0 |  |  |  |  | 0 | 0
48523 | BVE_ST1_GN1 | 3 | Houston | YES | -0.006425 | 252.4 | 0 | 252.4 |  | 1.035 | CC | -1 | 0.054308 | 252.4 | 252.4 |  |  |  |  | -0.054308 | -13.7072 |  |  |  |  | 0 | 0
48521 | BVE_GT1_GT1 | 1 | Houston | YES | -0.006425 | 167.7 | 0 | 167.7 |  | 1.035 | CC | -1 | 0.054308 | 167.7 | 167.7 |  |  |  |  | -0.054308 | -9.1074 |  |  |  |  | 0 | 0
48522 | BVE_GT2_5035 | 2 | Houston | YES | -0.006425 | 166.4 | 0 | 166.4 |  | 1.035 | CC | -1 | 0.054308 | 166.4 | 166.4 |  |  |  |  | -0.054308 | -9.0368 |  |  |  |  | 0 | 0
48926 | WAP_GN6_6 | 6 | Houston | YES | -0.006431 | 651 | 280 | 651 |  | 1.035 | LIGCO | -1 | 0.054314 | 0 | 651 |  |  |  |  | -0.054314 | 0 |  |  |  |  | 0 | 0
48927 | WAP_GN7_7 | 7 | Houston | YES | -0.006431 | 564 | 277 | 564 |  | 1.035 | LIGCO | -1 | 0.054314 | 0 | 564 |  |  |  |  | -0.054314 | 0 |  |  |  |  | 0 | 0
48928 | WAP_GN8_8 | 8 | Houston | YES | -0.006431 | 603 | 275 | 603 |  | 1.035 | LIGCO | -1 | 0.054314 | 0 | 603 |  |  |  |  | -0.054314 | 0 |  |  |  |  | 0 | 0
48730 | MNS_GT | 1 | Houston | YES | -0.006456 | 43 | 0 | 46.1 |  | 1.029 | Cogen | -1 | 0.054339 | 0 | 0 |  |  |  |  | -0.054339 | 0 |  |  |  |  | 0 | 0
60202 | FRNDDRCS | F | West | YES | 0.064392 | 0 | 0 | 0 | 0 | 0.9985 | AVR | 1 | 0.054379 | 0 | 0 | 0 | 0 |  |  | 0.054379 | 0 |  |  |  |  | 0 | 0
39760 | TNSCLP1___8 | 1 | Houston | YES | -0.007221 | 93.4 | 20 | 116.8 | 0 | 1.04 | Cogen | -1 | 0.055104 | 0 | 0 |  |  |  |  | -0.055104 | 0 |  |  |  |  | 0 | 0
39770 | TNSCLP2___8 | 1 | Houston | YES | -0.007221 | 91.6 | 20 | 114.5 | 0 | 1.04 | Cogen | -1 | 0.055104 | 0 | 0 |  |  |  |  | -0.055104 | 0 |  |  |  |  | 0 | 0
39775 | TNSCLP4___8 | 1 | Houston | YES | -0.007221 | 95.2 | 20 | 119 | 0 | 1.04 | Cogen | -1 | 0.055104 | 0 | 0 |  |  |  |  | -0.055104 | 0 |  |  |  |  | 0 | 0
39790 | TNSCLP3___8 | 1 | Houston | YES | -0.007221 | 87.6 | 20 | 109.5 | 0 | 1.027 | Cogen | -1 | 0.055104 | 0 | 0 |  |  |  |  | -0.055104 | 0 |  |  |  |  | 0 | 0
48520 | BSF_GT1_8070 | 1 | Houston | YES | -0.007473 | 72 | 0 | 72 | 0 | 1.0326 | Cogen | -1 | 0.055356 | 0 | 0 |  |  |  |  | -0.055356 | 0 |  |  |  |  | 0 | 0
48520 | BSF_GT1_8070 | 2 | Houston | YES | -0.007473 | 10 | 0 | 10 | 0 | 1.0326 | Cogen | -1 | 0.055356 | 0 | 0 |  |  |  |  | -0.055356 | 0 |  |  |  |  | 0 | 0
49851 | DOW17000 | 37 | Houston | YES | -0.007777 | 39 | 0 | 62 | 0 | 1 | Cogen | -1 | 0.05566 | 0 | 0 |  |  |  |  | -0.05566 | 0 |  |  |  |  | 0 | 0
49858 | DOW38100 | 31 | Houston | YES | -0.007777 | 45 | 0 | 71.4 |  | 1 | Cogen | -1 | 0.05566 | 0 | 0 |  |  |  |  | -0.05566 | 0 |  |  |  |  | 0 | 0
49859 | DOW38200 | 33 | Houston | YES | -0.007777 | 28 | 0 | 45 | 0 | 1 | Cogen | -1 | 0.05566 | 0 | 0 |  |  |  |  | -0.05566 | 0 |  |  |  |  | 0 | 0
49860 | DOW38300 | 32 | Houston | YES | -0.007777 | 63 | 0 | 101 |  | 1 | Cogen | -1 | 0.05566 | 0 | 0 |  |  |  |  | -0.05566 | 0 |  |  |  |  | 0 | 0
49862 | DOW39100 | 36 | Houston | YES | -0.007777 | 54 | 0 | 86 | 0 | 1 | Cogen | -1 | 0.05566 | 0 | 0 |  |  |  |  | -0.05566 | 0 |  |  |  |  | 0 | 0
49863 | DOW39200 | 35 | Houston | YES | -0.007777 | 55 | 0 | 88 | 0 | 1 | Cogen | -1 | 0.05566 | 0 | 0 |  |  |  |  | -0.05566 | 0 |  |  |  |  | 0 | 0
49865 | DOW41000 | 41 | Houston | YES | -0.007777 | 31 | 0 | 50 |  | 1 | Cogen | -1 | 0.05566 | 0 | 0 |  |  |  |  | -0.05566 | 0 |  |  |  |  | 0 | 0
49866 | DOW42000 | 42 | Houston | YES | -0.007777 | 11 | 0 | 18 |  | 1 | Cogen | -1 | 0.05566 | 0 | 0 |  |  |  |  | -0.05566 | 0 |  |  |  |  | 0 | 0
49869 | DOW49000 | 45 | Houston | YES | -0.007777 | 59 | 0 | 94 |  | 1 | Cogen | -1 | 0.05566 | 0 | 0 |  |  |  |  | -0.05566 | 0 |  |  |  |  | 0 | 0
49870 | DOW61000 | 61 | Houston | YES | -0.007777 | 44 | 0 | 70 | 0 | 1 | Cogen | -1 | 0.05566 | 0 | 0 |  |  |  |  | -0.05566 | 0 |  |  |  |  | 0 | 0
49871 | DOW62000 | 62 | Houston | YES | -0.007777 | 40 | 0 | 63 | 0 | 1 | Cogen | -1 | 0.05566 | 0 | 0 |  |  |  |  | -0.05566 | 0 |  |  |  |  | 0 | 0
49872 | DOW63000 | 63 | Houston | YES | -0.007777 | 45 | 0 | 72 | 0 | 1 | Cogen | -1 | 0.05566 | 0 | 0 |  |  |  |  | -0.05566 | 0 |  |  |  |  | 0 | 0
49873 | DOW64000 | 64 | Houston | YES | -0.007777 | 41 | 0 | 64.8 | 0 | 1 | Cogen | -1 | 0.05566 | 0 | 0 |  |  |  |  | -0.05566 | 0 |  |  |  |  | 0 | 0
49876 | DOW65000 | 65 | Houston | YES | -0.007777 | 63 | 0 | 101 | 0 | 1 | Cogen | -1 | 0.05566 | 0 | 0 |  |  |  |  | -0.05566 | 0 |  |  |  |  | 0 | 0
49877 | DOW66000 | 66 | Houston | YES | -0.007777 | 61 | 0 | 97 | 0 | 1 | Cogen | -1 | 0.05566 | 0 | 0 |  |  |  |  | -0.05566 | 0 |  |  |  |  | 0 | 0
49878 | DOW67000 | 67 | Houston | YES | -0.007777 | 65 | 0 | 103 | 0 | 1 | Cogen | -1 | 0.05566 | 0 | 0 |  |  |  |  | -0.05566 | 0 |  |  |  |  | 0 | 0
49882 | DOW81000 | 81 | Houston | YES | -0.007777 | 47 | 0 | 76 | 0 | 1 | Cogen | -1 | 0.05566 | 0 | 0 |  |  |  |  | -0.05566 | 0 |  |  |  |  | 0 | 0
49884 | DOW82000 | 82 | Houston | YES | -0.007777 | 51 | 0 | 80 | 0 | 1 | Cogen | -1 | 0.05566 | 0 | 0 |  |  |  |  | -0.05566 | 0 |  |  |  |  | 0 | 0
49885 | DOW83000 | 83 | Houston | YES | -0.007777 | 51 | 0 | 80 | 0 | 1 | Cogen | -1 | 0.05566 | 0 | 0 |  |  |  |  | -0.05566 | 0 |  |  |  |  | 0 | 0
49886 | DOW84000 | 84 | Houston | YES | -0.007777 | 107 | 0 | 171 | 0 | 0.98 | Cogen | -1 | 0.05566 | 0 | 0 |  |  |  |  | -0.05566 | 0 |  |  |  |  | 0 | 0
13432 | SANDOW_5G | 5 | South | YES | -0.008239 | 581 | 225 | 581 |  | 1.029 | LIGCO | -1 | 0.056122 | 0 | 581 |  |  |  |  | -0.056122 | 0 |  |  |  |  | 0 | 0
48911 | TGF_GT1_8000 | 1 | Houston | YES | -0.008788 | 69.2 | 0 | 69.2 |  | 1.029 | Cogen | -1 | 0.056671 | 0 | 0 |  |  |  |  | -0.056671 | 0 |  |  |  |  | 0 | 0
48733 | CBE_ST12 | 1 | Houston | YES | -0.009029 | 105 | 0 | 105 | 0 | 1.029 | CC | -1 | 0.056912 | 105 | 105 |  |  |  |  | -0.056912 | -5.9757 |  |  |  |  | 0 | 0
48736 | CBE_ST34 | 1 | Houston | YES | -0.009029 | 105 | 0 | 105 | 0 | 1.029 | CC | -1 | 0.056912 | 105 | 105 |  |  |  |  | -0.056912 | -5.9757 |  |  |  |  | 0 | 0
48731 | CBE_GT1 | 1 | Houston | YES | -0.009029 | 76 | 0 | 76 | 0 | 1.029 | CC | -1 | 0.056912 | 76 | 76 |  |  |  |  | -0.056912 | -4.3253 |  |  |  |  | 0 | 0
48732 | CBE_GT2 | 1 | Houston | YES | -0.009029 | 76 | 0 | 76 | 0 | 1.029 | CC | -1 | 0.056912 | 76 | 76 |  |  |  |  | -0.056912 | -4.3253 |  |  |  |  | 0 | 0
48734 | CBE_GT3 | 1 | Houston | YES | -0.009029 | 76 | 0 | 76 | 0 | 1.029 | CC | -1 | 0.056912 | 76 | 76 |  |  |  |  | -0.056912 | -4.3253 |  |  |  |  | 0 | 0
48735 | CBE_GT4 | 1 | Houston | YES | -0.009029 | 76 | 0 | 76 | 0 | 1.029 | CC | -1 | 0.056912 | 76 | 76 |  |  |  |  | -0.056912 | -4.3253 |  |  |  |  | 0 | 0
5911 | STP_GN1___1 | 1 | Houston | YES | -0.009335 | 1333 | 1249 | 1333 | 0 | 1.0406 | Nuc | -1 | 0.057218 | 0 | 0 |  |  |  |  | -0.057218 | 0 |  |  |  |  | 0 | 0
5912 | STP_GN2___2 | 2 | Houston | YES | -0.009335 | 1332 | 1249 | 1332 | 0 | 1.0406 | Nuc | -1 | 0.057218 | 0 | 0 |  |  |  |  | -0.057218 | 0 |  |  |  |  | 0 | 0
80265 | LARECU40A | 4 | South | YES | -0.010354 | 80 | 0 | 100 |  | 1.039 | GGT | -1 | 0.058237 | 100 | 100 |  |  |  |  | -0.058237 | -5.8237 |  |  |  |  | 0 | 0
80266 | LARECU50A | 5 | South | YES | -0.010354 | 80 | 0 | 100 |  | 1.039 | GGT | -1 | 0.058237 | 100 | 100 |  |  |  |  | -0.058237 | -5.8237 |  |  |  |  | 0 | 0
80012 | LAR | F | South | YES | -0.010355 | 0 | 0 | 0 | 0 | 1.04 | DCTie | -1 | 0.058238 | 0 | 0 |  |  |  |  | -0.058238 | 0 |  |  |  |  | 0 | 0
3432 | SANDOW_4G | 4 | South | YES | -0.010682 | 580 | 225 | 580 |  | 1.029 | LIGCO | -1 | 0.058565 | 0 | 580 |  |  |  |  | -0.058565 | 0 |  |  |  |  | 0 | 0
58909 | PEARSALLSCG1 | 3 | South | YES | -0.011238 | 0 | 0 | 8.4 |  | 1.027 | Diesel | -1 | 0.059121 | 8.4 | 8.4 |  |  |  |  | -0.059121 | -0.49661 |  |  |  |  | 0 | 0
58909 | PEARSALLSCG1 | 4 | South | YES | -0.011238 | 0 | 0 | 8.4 |  | 1.027 | Diesel | -1 | 0.059121 | 8.4 | 8.4 |  |  |  |  | -0.059121 | -0.49661 |  |  |  |  | 0 | 0
58909 | PEARSALLSCG1 | 6 | South | YES | -0.011238 | 0 | 0 | 8.4 |  | 1.027 | Diesel | -1 | 0.059121 | 8.4 | 8.4 |  |  |  |  | -0.059121 | -0.49661 |  |  |  |  | 0 | 0
58909 | PEARSALLSCG1 | 5 | South | YES | -0.011238 | 0 | 0 | 8.4 |  | 1.027 | Diesel | -1 | 0.059121 | 8.4 | 8.4 |  |  |  |  | -0.059121 | -0.49661 |  |  |  |  | 0 | 0
58909 | PEARSALLSCG1 | 1 | South | YES | -0.011238 | 0 | 0 | 8.4 |  | 1.027 | Diesel | -1 | 0.059121 | 8.4 | 8.4 |  |  |  |  | -0.059121 | -0.49661 |  |  |  |  | 0 | 0
58909 | PEARSALLSCG1 | 2 | South | YES | -0.011238 | 0 | 0 | 8.4 |  | 1.027 | Diesel | -1 | 0.059121 | 8.4 | 8.4 |  |  |  |  | -0.059121 | -0.49661 |  |  |  |  | 0 | 0
58919 | PEARSALLSCG2 | 5 | South | YES | -0.011238 | 0 | 0 | 8.4 |  | 1.027 | Diesel | -1 | 0.059121 | 8.4 | 8.4 |  |  |  |  | -0.059121 | -0.49661 |  |  |  |  | 0 | 0
58919 | PEARSALLSCG2 | 6 | South | YES | -0.011238 | 0 | 0 | 8.4 |  | 1.027 | Diesel | -1 | 0.059121 | 8.4 | 8.4 |  |  |  |  | -0.059121 | -0.49661 |  |  |  |  | 0 | 0
58919 | PEARSALLSCG2 | 1 | South | YES | -0.011238 | 0 | 0 | 8.4 |  | 1.027 | Diesel | -1 | 0.059121 | 8.4 | 8.4 |  |  |  |  | -0.059121 | -0.49661 |  |  |  |  | 0 | 0
58919 | PEARSALLSCG2 | 2 | South | YES | -0.011238 | 0 | 0 | 8.4 |  | 1.027 | Diesel | -1 | 0.059121 | 8.4 | 8.4 |  |  |  |  | -0.059121 | -0.49661 |  |  |  |  | 0 | 0
58919 | PEARSALLSCG2 | 4 | South | YES | -0.011238 | 0 | 0 | 8.4 |  | 1.027 | Diesel | -1 | 0.059121 | 8.4 | 8.4 |  |  |  |  | -0.059121 | -0.49661 |  |  |  |  | 0 | 0
58919 | PEARSALLSCG2 | 3 | South | YES | -0.011238 | 0 | 0 | 8.4 |  | 1.027 | Diesel | -1 | 0.059121 | 8.4 | 8.4 |  |  |  |  | -0.059121 | -0.49661 |  |  |  |  | 0 | 0
58929 | PEARSALLSCG3 | 4 | South | YES | -0.011238 | 0 | 0 | 8.4 |  | 1.027 | Diesel | -1 | 0.059121 | 8.4 | 8.4 |  |  |  |  | -0.059121 | -0.49661 |  |  |  |  | 0 | 0
58929 | PEARSALLSCG3 | 6 | South | YES | -0.011238 | 0 | 0 | 8.4 |  | 1.027 | Diesel | -1 | 0.059121 | 8.4 | 8.4 |  |  |  |  | -0.059121 | -0.49661 |  |  |  |  | 0 | 0
58929 | PEARSALLSCG3 | 2 | South | YES | -0.011238 | 0 | 0 | 8.4 |  | 1.027 | Diesel | -1 | 0.059121 | 8.4 | 8.4 |  |  |  |  | -0.059121 | -0.49661 |  |  |  |  | 0 | 0
58929 | PEARSALLSCG3 | 5 | South | YES | -0.011238 | 0 | 0 | 8.4 |  | 1.027 | Diesel | -1 | 0.059121 | 8.4 | 8.4 |  |  |  |  | -0.059121 | -0.49661 |  |  |  |  | 0 | 0
58929 | PEARSALLSCG3 | 1 | South | YES | -0.011238 | 0 | 0 | 8.4 |  | 1.027 | Diesel | -1 | 0.059121 | 8.4 | 8.4 |  |  |  |  | -0.059121 | -0.49661 |  |  |  |  | 0 | 0
58929 | PEARSALLSCG3 | 3 | South | YES | -0.011238 | 0 | 0 | 8.4 |  | 1.027 | Diesel | -1 | 0.059121 | 8.4 | 8.4 |  |  |  |  | -0.059121 | -0.49661 |  |  |  |  | 0 | 0
58949 | PEARSALLSCG4 | 3 | South | YES | -0.011238 | 0 | 0 | 8.4 |  | 1.027 | Diesel | -1 | 0.059121 | 8.4 | 8.4 |  |  |  |  | -0.059121 | -0.49661 |  |  |  |  | 0 | 0
58949 | PEARSALLSCG4 | 2 | South | YES | -0.011238 | 0 | 0 | 8.4 |  | 1.027 | Diesel | -1 | 0.059121 | 8.4 | 8.4 |  |  |  |  | -0.059121 | -0.49661 |  |  |  |  | 0 | 0
58949 | PEARSALLSCG4 | 1 | South | YES | -0.011238 | 0 | 0 | 8.4 |  | 1.027 | Diesel | -1 | 0.059121 | 8.4 | 8.4 |  |  |  |  | -0.059121 | -0.49661 |  |  |  |  | 0 | 0
58949 | PEARSALLSCG4 | 4 | South | YES | -0.011238 | 0 | 0 | 8.4 |  | 1.027 | Diesel | -1 | 0.059121 | 8.4 | 8.4 |  |  |  |  | -0.059121 | -0.49661 |  |  |  |  | 0 | 0
58949 | PEARSALLSCG4 | 6 | South | YES | -0.011238 | 0 | 0 | 8.4 |  | 1.027 | Diesel | -1 | 0.059121 | 8.4 | 8.4 |  |  |  |  | -0.059121 | -0.49661 |  |  |  |  | 0 | 0
58949 | PEARSALLSCG4 | 5 | South | YES | -0.011238 | 0 | 0 | 8.4 |  | 1.027 | Diesel | -1 | 0.059121 | 8.4 | 8.4 |  |  |  |  | -0.059121 | -0.49661 |  |  |  |  | 0 | 0
88299 | ZAPATA | F | South | YES | -0.011701 | 0 | 0 | 0 | 0 | 1.02 | BLT | -1 | 0.059584 | 0 | 0 |  |  |  |  | -0.059584 | 0 |  |  |  |  | 0 | 0
5891 | PEARSALLGEN2 | 1 | South | YES | -0.012422 | 19.4 | 6 | 24.3 | 0 | 1.0226 | GST | -1 | 0.060305 | 24.3 | 24.3 |  |  |  |  | -0.060305 | -1.4654 |  |  |  |  | 0 | 0
5890 | PEARSALLGEN1 | 1 | South | YES | -0.012422 | 19.2 | 6 | 24 | 0 | 1.0226 | GST | -1 | 0.060305 | 24 | 24 |  |  |  |  | -0.060305 | -1.4473 |  |  |  |  | 0 | 0
5892 | PEARSALLGEN3 | 1 | South | YES | -0.012422 | 19.1 | 6 | 23.9 | 0 | 1.0226 | GST | -1 | 0.060305 | 23.9 | 23.9 |  |  |  |  | -0.060305 | -1.4413 |  |  |  |  | 0 | 0
5728 | FALCONHYDRO2 | 2 | South | YES | -0.012612 | 12 | 0 | 12 | 0 | 1.0234 | Hydro | -1 | 0.060495 | 0 | 0 |  |  |  |  | -0.060495 | 0 |  |  |  |  | 0 | 0
5729 | FALCONHYDRO3 | 3 | South | YES | -0.012612 | 11 | 0 | 11 | 0 | 1.0234 | Hydro | -1 | 0.060495 | 0 | 0 |  |  |  |  | -0.060495 | 0 |  |  |  |  | 0 | 0
8048 | FALCONHYDRO1 | 1 | South | YES | -0.012612 | 12 | 0 | 12 | 0 | 1.0234 | Hydro | -1 | 0.060495 | 0 | 0 |  |  |  |  | -0.060495 | 0 |  |  |  |  | 0 | 0
88508 | FALFURRI | F | South | YES | -0.012722 | 0 | 0 | 0 | 0 | 1 | AVR | -1 | 0.060605 | 0 | 0 |  |  |  |  | -0.060605 | 0 |  |  |  |  | 0 | 0
8134 | FOR #1 | 1 | South | YES | -0.012748 | 54.1 | 45 | 79 | 0 | 1 | Cogen | -1 | 0.060631 | 0 | 0 |  |  |  |  | -0.060631 | 0 |  |  |  |  | 0 | 0
8138 | FOR #2 | 2 | South | YES | -0.012748 | 63.1 | 45 | 81 | 0 | 1 | Cogen | -1 | 0.060631 | 0 | 0 |  |  |  |  | -0.060631 | 0 |  |  |  |  | 0 | 0
8153 | FOR #3 | 3 | South | YES | -0.012748 | 63.1 | 45 | 79.9 | 0 | 1 | Cogen | -1 | 0.060631 | 0 | 0 |  |  |  |  | -0.060631 | 0 |  |  |  |  | 0 | 0
8154 | FOR #4 | 4 | South | YES | -0.012748 | 63.1 | 60 | 80 | 0 | 1 | Cogen | -1 | 0.060631 | 0 | 0 |  |  |  |  | -0.060631 | 0 |  |  |  |  | 0 | 0
8155 | FOR #5 | 5 | South | YES | -0.012748 | 63.1 | 60 | 78.4 | 0 | 1 | Cogen | -1 | 0.060631 | 0 | 0 |  |  |  |  | -0.060631 | 0 |  |  |  |  | 0 | 0
8156 | FOR #6 | 6 | South | YES | -0.012748 | 24.9 | 5 | 25 | 0 | 1 | Cogen | -1 | 0.060631 | 0 | 0 |  |  |  |  | -0.060631 | 0 |  |  |  |  | 0 | 0
8157 | FOR #7 | 7 | South | YES | -0.012748 | 28.8 | 5 | 46 | 0 | 1 | Cogen | -1 | 0.060631 | 0 | 0 |  |  |  |  | -0.060631 | 0 |  |  |  |  | 0 | 0
80051 | FOR #8 | 8 | South | YES | -0.012748 | 28 | 28 | 28 |  | 1 | Cogen | -1 | 0.060631 | 0 | 0 |  |  |  |  | -0.060631 | 0 |  |  |  |  | 0 | 0
80052 | FOR #9 | 9 | South | YES | -0.012748 | 29.7 | 5 | 43.6 | 0 | 1 | Cogen | -1 | 0.060631 | 0 | 0 |  |  |  |  | -0.060631 | 0 |  |  |  |  | 0 | 0
80053 | FOR #10 | 10 | South | YES | -0.012748 | 68.4 | 45 | 75 | 0 | 1 | Cogen | -1 | 0.060631 | 0 | 0 |  |  |  |  | -0.060631 | 0 |  |  |  |  | 0 | 0
80226 | ALCOA G | 1 | South | YES | -0.012846 | 32.3 | 5 | 48 | 0 | 1.015 | Cogen | -1 | 0.060729 | 0 | 0 |  |  |  |  | -0.060729 | 0 |  |  |  |  | 0 | 0
8147 | UCAR #2 | 10 | South | YES | -0.013159 | 18.2 | 0 | 28 |  | 1 | Cogen | -1 | 0.061042 | 0 | 0 |  |  |  |  | -0.061042 | 0 |  |  |  |  | 0 | 0
8148 | UCAR #1 | 2 | South | YES | -0.013159 | 6.1 | 0 | 7 | 0 | 1.009 | Cogen | -1 | 0.061042 | 0 | 0 |  |  |  |  | -0.061042 | 0 |  |  |  |  | 0 | 0
80137 | CSDR89 | 9 | South | YES | -0.013159 | 15 | 0 | 15 | 0 | 1.003 | DCTie | -1 | 0.061042 | 0 | 0 |  |  |  |  | -0.061042 | 0 |  |  |  |  | 0 | 0
80137 | CSDR89 | 8 | South | YES | -0.013159 | 33.9 | 0 | 39 | 0 | 1.003 | DCTie | -1 | 0.061042 | 0 | 0 |  |  |  |  | -0.061042 | 0 |  |  |  |  | 0 | 0
80138 | CSDR7 | 7 | South | YES | -0.013159 | 6.1 | 0 | 7 | 0 | 1.014 | DCTie | -1 | 0.061042 | 0 | 0 |  |  |  |  | -0.061042 | 0 |  |  |  |  | 0 | 0
80139 | CSDR56 | 6 | South | YES | -0.013159 | 0 | 0 | 39 |  | 1.0033 | DCTie | -1 | 0.061042 | 0 | 0 |  |  |  |  | -0.061042 | 0 |  |  |  |  | 0 | 0
80139 | CSDR56 | 5 | South | YES | -0.013159 | 15 | 0 | 15 |  | 1.0033 | DCTie | -1 | 0.061042 | 0 | 0 |  |  |  |  | -0.061042 | 0 |  |  |  |  | 0 | 0
80140 | CSDR11 | 11 | South | YES | -0.013159 | 33.9 | 0 | 39 | 0 | 1.03 | DCTie | -1 | 0.061042 | 0 | 0 |  |  |  |  | -0.061042 | 0 |  |  |  |  | 0 | 0
80227 | AIRCO G | 1 | South | YES | -0.013214 | 7.2 | 0 | 8 | 0 | 1.0104 | Cogen | -1 | 0.061097 | 0 | 0 |  |  |  |  | -0.061097 | 0 |  |  |  |  | 0 | 0
80224 | VISTRONG1 | 1 | South | YES | -0.013299 | 13.1 | 0 | 15 | 0 | 1.01 | Cogen | -1 | 0.061182 | 0 | 0 |  |  |  |  | -0.061182 | 0 |  |  |  |  | 0 | 0
80225 | VISTRONG2 | 2 | South | YES | -0.013299 | 20.2 | 0 | 23 | 0 | 1.01 | Cogen | -1 | 0.061182 | 0 | 0 |  |  |  |  | -0.061182 | 0 |  |  |  |  | 0 | 0
5503 | RAYBURNGEN3 | 1 | South | YES | -0.013361 | 17.6 | 6 | 22 | 0 | 1.0224 | GST | -1 | 0.061244 | 22 | 22 |  |  |  |  | -0.061244 | -1.3474 |  |  |  |  | 0 | 0
5505 | RAYBURNGEN1 | 1 | South | YES | -0.013361 | 0 | 1 | 11 |  | 1.0223 | GGT | -1 | 0.061244 | 11 | 11 |  |  |  |  | -0.061244 | -0.67368 |  |  |  |  | 0 | 0
5506 | RAYBURNGEN2 | 1 | South | YES | -0.013361 | 0 | 1 | 11 |  | 1.0223 | GGT | -1 | 0.061244 | 11 | 11 |  |  |  |  | -0.061244 | -0.67368 |  |  |  |  | 0 | 0
7010 | L_FPPYD11_1Y | 1 | South | YES | -0.013445 | 547.4 | 200 | 606 | 0 | 1.02 | LIGCO | -1 | 0.061328 | 0 | 606 |  |  |  |  | -0.061328 | 0 |  |  |  |  | 0 | 0
7011 | L_FPPYD11_2Y | 2 | South | YES | -0.013445 | 552.2 | 200 | 598 | 0 | 1.02 | LIGCO | -1 | 0.061328 | 0 | 598 |  |  |  |  | -0.061328 | 0 |  |  |  |  | 0 | 0
7012 | L_FPPYD21_3Y | 3 | South | YES | -0.013447 | 427.5 | 200 | 436 | 0 | 1.02 | LIGCO | -1 | 0.06133 | 0 | 436 |  |  |  |  | -0.06133 | 0 |  |  |  |  | 0 | 0
8066 | DUP1V#1 | 1 | South | YES | -0.013536 | 52.3 | 0 | 73 | 0 | 1.01 | Cogen | -1 | 0.061419 | 0 | 0 |  |  |  |  | -0.061419 | 0 |  |  |  |  | 0 | 0
5512 | RAYBURNCC8 | 1 | South | YES | -0.013547 | 49.3 | 18.2 | 49.3 | 0 | 1.0296 | CC | -1 | 0.06143 | 49.3 | 49.3 |  |  |  |  | -0.06143 | -3.0285 |  |  |  |  | 0 | 0
5508 | RAYBURNCC9 | 1 | South | YES | -0.013547 | 47.7 | 18.2 | 47.7 | 0 | 1.0296 | CC | -1 | 0.06143 | 47.7 | 47.7 |  |  |  |  | -0.06143 | -2.9302 |  |  |  |  | 0 | 0
5511 | RAYBURNCC7 | 1 | South | YES | -0.013547 | 47.5 | 18.2 | 47.5 | 0 | 1.0296 | CC | -1 | 0.06143 | 47.5 | 47.5 |  |  |  |  | -0.06143 | -2.9179 |  |  |  |  | 0 | 0
5509 | RAYBURNCC10 | 1 | South | YES | -0.013547 | 37.3 | 5.2 | 37.3 | 0 | 1.0296 | CC | -1 | 0.06143 | 37.3 | 37.3 |  |  |  |  | -0.06143 | -2.2913 |  |  |  |  | 0 | 0
8935 | FGNTS201 | 3 | South | YES | -0.013565 | 173 | 0 | 173 | 0 | 1.03 | CC | -1 | 0.061448 | 173 | 173 |  |  |  |  | -0.061448 | -10.6304 |  |  |  |  | 0 | 0
8934 | FGNTS101 | 2 | South | YES | -0.013565 | 147.9 | 0 | 147.9 | 0 | 1.03 | CC | -1 | 0.061448 | 147.9 | 147.9 |  |  |  |  | -0.061448 | -9.0881 |  |  |  |  | 0 | 0
8933 | FGNTS001 | 1 | South | YES | -0.013565 | 146.5 | 0 | 146.5 | 0 | 1.03 | CC | -1 | 0.061448 | 146.5 | 146.5 |  |  |  |  | -0.061448 | -9.0021 |  |  |  |  | 0 | 0
7009 | L_LOSTPI1_3Y | 3 | South | YES | -0.013566 | 173.9 | 72 | 175 | 0 | 1 | CC | -1 | 0.061449 | 175 | 175 |  |  |  |  | -0.061449 | -10.7535 |  |  |  |  | 0 | 0
7008 | L_LOSTPI1_2Y | 2 | South | YES | -0.013566 | 157.7 | 107 | 160 | 0 | 1 | CC | -1 | 0.061449 | 160 | 160 |  |  |  |  | -0.061449 | -9.8318 |  |  |  |  | 0 | 0
7007 | L_LOSTPI1_1Y | 1 | South | YES | -0.013566 | 158.6 | 110 | 158 | 0 | 1 | CC | -1 | 0.061449 | 158 | 158 |  |  |  |  | -0.061449 | -9.7089 |  |  |  |  | 0 | 0
8926 | LGE_GT10A | 1 | South | YES | -0.013626 | 158 | 0 | 158 | 0 | 1.03 | Cogen | -1 | 0.061509 | 0 | 0 |  |  |  |  | -0.061509 | 0 |  |  |  |  | 0 | 0
8927 | LGE_GT20A | 2 | South | YES | -0.013626 | 153 | 0 | 153 | 0 | 1.03 | Cogen | -1 | 0.061509 | 0 | 0 |  |  |  |  | -0.061509 | 0 |  |  |  |  | 0 | 0
8928 | LGE_STG0A | 3 | South | YES | -0.013626 | 100 | 0 | 100 | 0 | 1.03 | Cogen | -1 | 0.061509 | 0 | 0 |  |  |  |  | -0.061509 | 0 |  |  |  |  | 0 | 0
8930 | ICPGN10A | 1 | South | YES | -0.013626 | 149 | 0 | 149 | 0 | 1.03 | Cogen | -1 | 0.061509 | 0 | 0 |  |  |  |  | -0.061509 | 0 |  |  |  |  | 0 | 0
8931 | ICPGN20A | 2 | South | YES | -0.013626 | 150 | 0 | 150 | 0 | 1.03 | Cogen | -1 | 0.061509 | 0 | 0 |  |  |  |  | -0.061509 | 0 |  |  |  |  | 0 | 0
8932 | ICPGN30A | 3 | South | YES | -0.013626 | 127 | 0 | 127 | 0 | 1.03 | Cogen | -1 | 0.061509 | 0 | 0 |  |  |  |  | -0.061509 | 0 |  |  |  |  | 0 | 0
80223 | REYSHR G | 1 | South | YES | -0.013626 | 12 | 0 | 12 | 0 | 1.032 | Cogen | -1 | 0.061509 | 0 | 0 |  |  |  |  | -0.061509 | 0 |  |  |  |  | 0 | 0
8174 | VICEC61A | 6 | South | YES | -0.013671 | 188 | 42 | 188 | 0 | 1.025 | CC | -1 | 0.061554 | 188 | 188 |  |  |  |  | -0.061554 | -11.5721 |  |  |  |  | 0 | 0
8173 | VICEC51A | 5 | South | YES | -0.013671 | 144 | 18 | 144 | 0 | 1.025 | CC | -1 | 0.061554 | 144 | 144 |  |  |  |  | -0.061554 | -8.8637 |  |  |  |  | 0 | 0
8442 | NBEC7 | 7 | South | YES | -0.013725 | 0 | 81 | 367 |  | 1.0298 | GST | -1 | 0.061608 | 367 | 367 |  |  |  |  | -0.061608 | -22.61 |  |  |  |  | 0 | 0
8442 | NBEC7 | MB | South | YES | -0.013725 | 0 | 81 | 367 |  | 1.0298 | GST | -1 | 0.061608 | 0 | 0 |  |  |  |  | -0.061608 | 0 |  |  |  |  | 0 | 0
8938 | MVGN#3 | 3 | South | YES | -0.013726 | 250.9 | 0 | 250.9 | 0 | 1.0304 | CC | -1 | 0.061609 | 250.9 | 250.9 |  |  |  |  | -0.061609 | -15.4576 |  |  |  |  | 0 | 0
8937 | MVGN#2 | 2 | South | YES | -0.013726 | 216.7 | 0 | 216.7 | 0 | 1.0304 | CC | -1 | 0.061609 | 216.7 | 216.7 |  |  |  |  | -0.061609 | -13.3506 |  |  |  |  | 0 | 0
8936 | MVGN#1 | 1 | South | YES | -0.013726 | 216.6 | 0 | 216.6 | 0 | 1.0304 | CC | -1 | 0.061609 | 216.6 | 216.6 |  |  |  |  | -0.061609 | -13.3444 |  |  |  |  | 0 | 0
8983 | HECN3 | 3 | South | YES | -0.013726 | 171.9 | 0 | 171.9 | 0 | 1.0304 | CC | -1 | 0.061609 | 171.9 | 171.9 |  |  |  |  | -0.061609 | -10.5905 |  |  |  |  | 0 | 0
8981 | HECN1 | 1 | South | YES | -0.013726 | 144.8 | 0 | 144.8 | 0 | 1.0304 | CC | -1 | 0.061609 | 144.8 | 144.8 |  |  |  |  | -0.061609 | -8.9209 |  |  |  |  | 0 | 0
8982 | HECN2 | 2 | South | YES | -0.013726 | 144.1 | 0 | 144.1 | 0 | 1.0304 | CC | -1 | 0.061609 | 144.1 | 144.1 |  |  |  |  | -0.061609 | -8.8778 |  |  |  |  | 0 | 0
8560 | CNOPGT1 | 1 | South | YES | -0.013726 | 148.3 | 0 | 148.3 | 0 | 1.03 | Cogen | -1 | 0.061609 | 0 | 0 |  |  |  |  | -0.061609 | 0 |  |  |  |  | 0 | 0
8561 | CNOPGT2 | 2 | South | YES | -0.013726 | 148.6 | 0 | 148.6 | 0 | 1.03 | Cogen | -1 | 0.061609 | 0 | 0 |  |  |  |  | -0.061609 | 0 |  |  |  |  | 0 | 0
8562 | CNOPST1 | 3 | South | YES | -0.013726 | 153 | 0 | 153 | 0 | 1.03 | Cogen | -1 | 0.061609 | 0 | 0 |  |  |  |  | -0.061609 | 0 |  |  |  |  | 0 | 0
8456 | COSW#1 | 1 | South | YES | -0.013732 | 20 | 0 | 20 | 0 | 1.027 | Cogen | -1 | 0.061615 | 0 | 0 |  |  |  |  | -0.061615 | 0 |  |  |  |  | 0 | 0
8457 | COSW#2 | 2 | South | YES | -0.013732 | 14 | 0 | 14 | 0 | 1.027 | Cogen | -1 | 0.061615 | 0 | 0 |  |  |  |  | -0.061615 | 0 |  |  |  |  | 0 | 0
8506 | VAL #1 | 1 | South | YES | -0.013738 | 20.9 | 0 | 25 | 0 | 1.0055 | Cogen | -1 | 0.061621 | 0 | 0 |  |  |  |  | -0.061621 | 0 |  |  |  |  | 0 | 0
8507 | VAL #2 | 2 | South | YES | -0.013738 | 20.9 | 0 | 25 | 0 | 1.0055 | Cogen | -1 | 0.061621 | 0 | 0 |  |  |  |  | -0.061621 | 0 |  |  |  |  | 0 | 0
8461 | KOCH_UP0A | 1 | South | YES | -0.013743 | 38 | 0 | 38 | 0 | 1.012 | Cogen | -1 | 0.061626 | 0 | 0 |  |  |  |  | -0.061626 | 0 |  |  |  |  | 0 | 0
80263 | B_DAVIS31A | 3 | South | YES | -0.013753 | 0 | 0 | 180 |  | 1.0366 | CC | -1 | 0.061636 | 180 | 180 |  |  |  |  | -0.061636 | -11.0944 |  |  |  |  | 0 | 0
80264 | B_DAVIS41A | 4 | South | YES | -0.013753 | 0 | 0 | 180 |  | 1.0366 | CC | -1 | 0.061636 | 180 | 180 |  |  |  |  | -0.061636 | -11.0944 |  |  |  |  | 0 | 0
8459 | B_DAVIS0B | MB | South | YES | -0.013753 | 0 | 50 | 339 |  | 1.03 | GSC | -1 | 0.061636 | 0 | 0 |  |  |  |  | -0.061636 | 0 |  |  |  |  | 0 | 0
8460 | B_DAVIS0A | MB | South | YES | -0.013753 | 0 | 50 | 340 |  | 1.03 | GSC | -1 | 0.061636 | 0 | 0 |  |  |  |  | -0.061636 | 0 |  |  |  |  | 0 | 0
8511 | OXY_CC0A | 1 | South | YES | -0.01376 | 30.3 | 0 | 38 | 0 | 1.027 | Cogen | -1 | 0.061643 | 0 | 0 |  |  |  |  | -0.061643 | 0 |  |  |  |  | 0 | 0
5935 | SI_RAY10 | 10 | South | YES | -0.013792 | 47 | 10 | 47 | 0 | 1.03 | CC | -1 | 0.061675 | 47 | 47 |  |  |  |  | -0.061675 | -2.8987 |  |  |  |  | 0 | 0
5932 | SI_RAY9 | 9 | South | YES | -0.013792 | 32 | 32 | 38 | 0 | 1.035 | CC | -1 | 0.061675 | 38 | 38 |  |  |  |  | -0.061675 | -2.3436 |  |  |  |  | 0 | 0
5933 | SI_RAY6 | 6 | South | YES | -0.013792 | 15.4 | 10 | 19.3 | 0 | 1.035 | GST | -1 | 0.061675 | 19.3 | 19.3 |  |  |  |  | -0.061675 | -1.1903 |  |  |  |  | 0 | 0
80003 | MILHWYS | F | South | YES | -0.013792 | 0 | 0 | 0 | 0 | 1.0168 | AVR | -1 | 0.061675 | 0 | 0 |  |  |  |  | -0.061675 | 0 |  |  |  |  | 0 | 0
8517 | CELANEBI0A | 1 | South | YES | -0.013799 | 29 | 0 | 29 | 0 | 1.02 | Cogen | -1 | 0.061682 | 0 | 0 |  |  |  |  | -0.061682 | 0 |  |  |  |  | 0 | 0
80080 | GWINDT11A | 3 | South | YES | -0.013834 | 0 | 0 | 38 | 0 | 1.025 | Wind | -1 | 0.061717 | 0 | 38 |  |  |  |  | -0.061717 | 0 |  |  |  |  | 0 | 0
80080 | GWINDT11A | 4 | South | YES | -0.013834 | 3.8 | 0 | 19 | 0 | 1.025 | Wind | -1 | 0.061717 | 0 | 19 |  |  |  |  | -0.061717 | 0 |  |  |  |  | 0 | 0
80080 | GWINDT11A | 2 | South | YES | -0.013834 | 0 | 0 | 41 | 0 | 1.025 | Wind | -1 | 0.061717 | 0 | 41 |  |  |  |  | -0.061717 | 0 |  |  |  |  | 0 | 0
80080 | GWINDT11A | 1 | South | YES | -0.013834 | 28.2 | 0 | 94 | 0 | 1.025 | Wind | -1 | 0.061717 | 0 | 94 |  |  |  |  | -0.061717 | 0 |  |  |  |  | 0 | 0
80081 | GWINDT21A | 4 | South | YES | -0.013834 | 4.4 | 0 | 22 | 0 | 1.025 | Wind | -1 | 0.061717 | 0 | 22 |  |  |  |  | -0.061717 | 0 |  |  |  |  | 0 | 0
80081 | GWINDT21A | 1 | South | YES | -0.013834 | 28.2 | 0 | 94 | 0 | 1.025 | Wind | -1 | 0.061717 | 0 | 94 |  |  |  |  | -0.061717 | 0 |  |  |  |  | 0 | 0
80081 | GWINDT21A | 3 | South | YES | -0.013834 | 8.6 | 0 | 43 | 0 | 1.025 | Wind | -1 | 0.061717 | 0 | 43 |  |  |  |  | -0.061717 | 0 |  |  |  |  | 0 | 0
80081 | GWINDT21A | 2 | South | YES | -0.013834 | 7.2 | 0 | 36 | 0 | 1.025 | Wind | -1 | 0.061717 | 0 | 36 |  |  |  |  | -0.061717 | 0 |  |  |  |  | 0 | 0
80180 | PNSCALT11A | 2 | South | YES | -0.013834 | 10 | 0 | 50 | 0 | 1.025 | Wind | -1 | 0.061717 | 0 | 50 |  |  |  |  | -0.061717 | 0 |  |  |  |  | 0 | 0
80180 | PNSCALT11A | 1 | South | YES | -0.013834 | 43.8 | 0 | 148 | 0 | 1.025 | Wind | -1 | 0.061717 | 0 | 148 |  |  |  |  | -0.061717 | 0 |  |  |  |  | 0 | 0
80181 | PNSCALT21A | 2 | South | YES | -0.013834 | 10 | 0 | 50 | 0 | 1.025 | Wind | -1 | 0.061717 | 0 | 50 |  |  |  |  | -0.061717 | 0 |  |  |  |  | 0 | 0
80181 | PNSCALT21A | 1 | South | YES | -0.013834 | 16.5 | 0 | 55 | 0 | 1.025 | Wind | -1 | 0.061717 | 0 | 55 |  |  |  |  | -0.061717 | 0 |  |  |  |  | 0 | 0
88198 | BEEVILLE | F | South | YES | -0.014304 | 0 | 0 | 0 | 0 | 1.02 | AVR | -1 | 0.062187 | 0 | 0 |  |  |  |  | -0.062187 | 0 |  |  |  |  | 0 | 0
7303 | L_WPPGS12_1Y | 1 | South | YES | -0.014415 | 50 | 0 | 50 | 0 | 1.025 | GGT | -1 | 0.062298 | 50 | 50 |  |  |  |  | -0.062298 | -3.1149 |  |  |  |  | 0 | 0
7303 | L_WPPGS12_1Y | 2 | South | YES | -0.014415 | 50 | 0 | 50 | 0 | 1.025 | GGT | -1 | 0.062298 | 50 | 50 |  |  |  |  | -0.062298 | -3.1149 |  |  |  |  | 0 | 0
7305 | L_WPPGS34_1Y | 3 | South | YES | -0.014415 | 50 | 0 | 50 | 0 | 1.025 | GGT | -1 | 0.062298 | 50 | 50 |  |  |  |  | -0.062298 | -3.1149 |  |  |  |  | 0 | 0
7305 | L_WPPGS34_1Y | 4 | South | YES | -0.014415 | 50 | 0 | 50 | 0 | 1.025 | GGT | -1 | 0.062298 | 50 | 50 |  |  |  |  | -0.062298 | -3.1149 |  |  |  |  | 0 | 0
8161 | COLETO0A | 1 | South | YES | -0.014505 | 633 | 200 | 633 | 0 | 1.03 | LIGCO | -1 | 0.062388 | 0 | 633 |  |  |  |  | -0.062388 | 0 |  |  |  |  | 0 | 0
7809 | L_BASTEN1_3Y | 1 | South | YES | -0.014517 | 232.6 | 42 | 232.6 | 0 | 1.004 | CC | -1 | 0.0624 | 232.6 | 232.6 |  |  |  |  | -0.0624 | -14.5141 |  |  |  |  | 0 | 0
7807 | L_BASTEN1_1Y | 1 | South | YES | -0.014517 | 152.5 | 83.5 | 152.5 | 0 | 1.004 | CC | -1 | 0.0624 | 152.5 | 152.5 |  |  |  |  | -0.0624 | -9.5159 |  |  |  |  | 0 | 0
7808 | L_BASTEN1_2Y | 1 | South | YES | -0.014517 | 149.5 | 83.5 | 149.5 | 0 | 1.004 | CC | -1 | 0.0624 | 149.5 | 149.5 |  |  |  |  | -0.0624 | -9.3287 |  |  |  |  | 0 | 0
8189 | CUECPL2A | 1 | South | YES | -0.015422 | 12 | 0 | 12 | 0 | 1.02 | Cogen | -1 | 0.063305 | 0 | 0 |  |  |  |  | -0.063305 | 0 |  |  |  |  | 0 | 0
7006 | L_SIMGID1_3Y | 3 | South | YES | -0.015795 | 324.9 | 60 | 329 | 0 | 1.02 | GST | -1 | 0.063678 | 329 | 329 |  |  |  |  | -0.063678 | -20.9499 |  |  |  |  | 0 | 0
7005 | L_SIMGID1_2Y | 2 | South | YES | -0.015795 | 133 | 32 | 139 | 0 | 1.02 | GST | -1 | 0.063678 | 139 | 139 |  |  |  |  | -0.063678 | -8.8512 |  |  |  |  | 0 | 0
7004 | L_SIMGID1_1Y | 1 | South | YES | -0.015795 | 132 | 40 | 132 | 0 | 1.02 | GST | -1 | 0.063678 | 132 | 132 |  |  |  |  | -0.063678 | -8.4054 |  |  |  |  | 0 | 0
5903 | SANMIGUELGEN | 1 | South | YES | -0.015891 | 396.3 | 180 | 396.3 | 0 | 1.0336 | LIGCO | -1 | 0.063774 | 0 | 396.3 |  |  |  |  | -0.063774 | 0 |  |  |  |  | 0 | 0
7624 | L_LAKEWO9_1Y | 1 | South | YES | -0.016539 | 0 | 0 | 2.4 |  | 1 | Hydro | -1 | 0.064422 | 0 | 0 |  |  |  |  | -0.064422 | 0 |  |  |  |  | 0 | 0
7624 | L_LAKEWO9_1Y | 2 | South | YES | -0.016539 | 0 | 0 | 2.4 |  | 1 | Hydro | -1 | 0.064422 | 0 | 0 |  |  |  |  | -0.064422 | 0 |  |  |  |  | 0 | 0
9005 | DECKR_G6 | 6 | South | YES | -0.017114 | 44 | 24 | 47 | 0 | 1.015 | GGT | -1 | 0.064997 | 47 | 47 |  |  |  |  | -0.064997 | -3.0548 |  |  |  |  | 0 | 0
9003 | DECKR_G4 | 4 | South | YES | -0.017114 | 44 | 24 | 44 | 0 | 1.015 | GGT | -1 | 0.064997 | 44 | 44 |  |  |  |  | -0.064997 | -2.8598 |  |  |  |  | 0 | 0
9004 | DECKR_G5 | 5 | South | YES | -0.017114 | 44 | 24 | 44 | 0 | 1.015 | GGT | -1 | 0.064997 | 44 | 44 |  |  |  |  | -0.064997 | -2.8598 |  |  |  |  | 0 | 0
9002 | DECKR_G3 | 3 | South | YES | -0.017114 | 0 | 24 | 42 |  | 1.015 | GGT | -1 | 0.064997 | 42 | 42 |  |  |  |  | -0.064997 | -2.7299 |  |  |  |  | 0 | 0
7805 | L_GUADGE1_6Y | 6 | South | YES | -0.01722 | 203 | 30 | 203 | 0 | 1.02 | CC | -1 | 0.065103 | 203 | 203 |  |  |  |  | -0.065103 | -13.2158 |  |  |  |  | 0 | 0
7804 | L_GUADGE1_5Y | 5 | South | YES | -0.01722 | 182 | 30 | 182 | 0 | 1.02 | CC | -1 | 0.065103 | 182 | 182 |  |  |  |  | -0.065103 | -11.8487 |  |  |  |  | 0 | 0
7803 | L_GUADGE1_4Y | 4 | South | YES | -0.01722 | 149 | 30 | 149 | 0 | 1.02 | CC | -1 | 0.065103 | 149 | 149 |  |  |  |  | -0.065103 | -9.7003 |  |  |  |  | 0 | 0
7800 | L_GUADGE1_1Y | 1 | South | YES | -0.01722 | 147 | 30 | 147 | 0 | 1.02 | CC | -1 | 0.065103 | 147 | 147 |  |  |  |  | -0.065103 | -9.5701 |  |  |  |  | 0 | 0
7802 | L_GUADGE1_3Y | 3 | South | YES | -0.01722 | 146 | 30 | 146 | 0 | 1.02 | CC | -1 | 0.065103 | 146 | 146 |  |  |  |  | -0.065103 | -9.505 |  |  |  |  | 0 | 0
7801 | L_GUADGE1_2Y | 2 | South | YES | -0.01722 | 138 | 30 | 138 | 0 | 1.02 | CC | -1 | 0.065103 | 138 | 138 |  |  |  |  | -0.065103 | -8.9841 |  |  |  |  | 0 | 0
7813 | L_RIONOG1S1Y | 4 | South | YES | -0.017275 | 293 | 0 | 293 | 0 | 1.02 | CC | -1 | 0.065158 | 293 | 293 |  |  |  |  | -0.065158 | -19.0911 |  |  |  |  | 0 | 0
7812 | L_RIONOG1G3Y | 3 | South | YES | -0.017275 | 154 | 0 | 154 | 0 | 1.02 | CC | -1 | 0.065158 | 154 | 154 |  |  |  |  | -0.065158 | -10.0343 |  |  |  |  | 0 | 0
7810 | L_RIONOG1G1Y | 1 | South | YES | -0.017275 | 148 | 0 | 148 | 0 | 1.02 | CC | -1 | 0.065158 | 148 | 148 |  |  |  |  | -0.065158 | -9.6433 |  |  |  |  | 0 | 0
7811 | L_RIONOG1G2Y | 2 | South | YES | -0.017275 | 148 | 0 | 148 | 0 | 1.02 | CC | -1 | 0.065158 | 148 | 148 |  |  |  |  | -0.065158 | -9.6433 |  |  |  |  | 0 | 0
7017 | L_HAYSEN1_4Y | 4 | South | YES | -0.017432 | 226.7 | 74 | 226.7 | 0 | 1.008 | CC | -1 | 0.065315 | 226.7 | 226.7 |  |  |  |  | -0.065315 | -14.8068 |  |  |  |  | 0 | 0
7015 | L_HAYSEN1_2Y | 2 | South | YES | -0.017432 | 225 | 74 | 225 | 0 | 1.008 | CC | -1 | 0.065315 | 225 | 225 |  |  |  |  | -0.065315 | -14.6958 |  |  |  |  | 0 | 0
7016 | L_HAYSEN1_3Y | 3 | South | YES | -0.017432 | 224.6 | 74 | 224.6 | 0 | 1.008 | CC | -1 | 0.065315 | 224.6 | 224.6 |  |  |  |  | -0.065315 | -14.6696 |  |  |  |  | 0 | 0
7014 | L_HAYSEN1_1Y | 1 | South | YES | -0.017432 | 223.9 | 74 | 223.9 | 0 | 1.008 | CC | -1 | 0.065315 | 223.9 | 223.9 |  |  |  |  | -0.065315 | -14.6239 |  |  |  |  | 0 | 0
9020 | SANDHG5A | 5A | South | YES | -0.01748 | 150 | 84 | 155 | 0 | 1.0175 | CC | -1 | 0.065363 | 155 | 155 |  |  |  |  | -0.065363 | -10.1312 |  |  |  |  | 0 | 0
9021 | SANDHG5C | 5C | South | YES | -0.01748 | 140 | 0 | 148 | 0 | 1.0175 | CC | -1 | 0.065363 | 148 | 148 |  |  |  |  | -0.065363 | -9.6737 |  |  |  |  | 0 | 0
9016 | SANDH_G1 | 1 | South | YES | -0.01748 | 45 | 2 | 49 | 0 | 1.0175 | GGT | -1 | 0.065363 | 49 | 49 |  |  |  |  | -0.065363 | -3.2028 |  |  |  |  | 0 | 0
9019 | SANDH_G4 | 4 | South | YES | -0.01748 | 0 | 2 | 47 |  | 1.0175 | GGT | -1 | 0.065363 | 47 | 47 |  |  |  |  | -0.065363 | -3.072 |  |  |  |  | 0 | 0
9017 | SANDH_G2 | 2 | South | YES | -0.01748 | 45 | 2 | 46 | 0 | 1.0175 | GGT | -1 | 0.065363 | 46 | 46 |  |  |  |  | -0.065363 | -3.0067 |  |  |  |  | 0 | 0
9018 | SANDH_G3 | 3 | South | YES | -0.01748 | 45 | 2 | 46 | 0 | 1.0175 | GGT | -1 | 0.065363 | 46 | 46 |  |  |  |  | -0.065363 | -3.0067 |  |  |  |  | 0 | 0
9001 | DECKR_G2 | 2 | South | YES | -0.017525 | 400 | 50 | 426 | 0 | 1.015 | GST | -1 | 0.065408 | 426 | 426 |  |  |  |  | -0.065408 | -27.8636 |  |  |  |  | 0 | 0
9000 | DECKR_G1 | 1 | South | YES | -0.017525 | 280 | 50 | 321 | 0 | 1.015 | GST | -1 | 0.065408 | 321 | 321 |  |  |  |  | -0.065408 | -20.9958 |  |  |  |  | 0 | 0
7605 | L_MCQUEE9_1Y | 1 | South | YES | -0.017565 | 0 | 0 | 2.4 |  | 1.025 | Hydro | -1 | 0.065448 | 0 | 0 |  |  |  |  | -0.065448 | 0 |  |  |  |  | 0 | 0
7605 | L_MCQUEE9_1Y | 2 | South | YES | -0.017565 | 0 | 0 | 2.4 |  | 1.025 | Hydro | -1 | 0.065448 | 0 | 0 |  |  |  |  | -0.065448 | 0 |  |  |  |  | 0 | 0
7605 | L_MCQUEE9_1Y | 3 | South | YES | -0.017565 | 0 | 0 | 2.8 |  | 1.025 | Hydro | -1 | 0.065448 | 0 | 0 |  |  |  |  | -0.065448 | 0 |  |  |  |  | 0 | 0
7609 | L_SCHUMA8_1Y | 1 | South | YES | -0.017895 | 0 | 0 | 4 |  | 1 | Hydro | -1 | 0.065778 | 0 | 0 |  |  |  |  | -0.065778 | 0 |  |  |  |  | 0 | 0
5401 | CALAVER_JKS1 | 1 | South | YES | -0.017908 | 562 | 100 | 562 | 0 | 1.026 | LIGCO | -1 | 0.065791 | 0 | 562 |  |  |  |  | -0.065791 | 0 |  |  |  |  | 0 | 0
5027 | BRAUNIG_VHB2 | 2 | South | YES | -0.017973 | 216 | 40 | 216 | 0 | 1.0192 | GST | -1 | 0.065856 | 216 | 216 |  |  |  |  | -0.065856 | -14.2248 |  |  |  |  | 0 | 0
5026 | BRAUNIG_VHB1 | 1 | South | YES | -0.017973 | 215 | 40 | 215 | 0 | 1.0192 | GST | -1 | 0.065856 | 215 | 215 |  |  |  |  | -0.065856 | -14.1589 |  |  |  |  | 0 | 0
5265 | LEON_LCP4G4 | 4 | South | YES | -0.01798 | 89 | 25 | 89 | 0 | 1.0197 | GST | -1 | 0.065863 | 89 | 89 |  |  |  |  | -0.065863 | -5.8618 |  |  |  |  | 0 | 0
5264 | LEON_LCP3G3 | 3 | South | YES | -0.01798 | 0 | 20 | 58 |  | 1.0197 | GST | -1 | 0.065863 | 58 | 58 |  |  |  |  | -0.065863 | -3.82 |  |  |  |  | 0 | 0
5269 | LEON_LCPCT4 | 4 | South | YES | -0.01798 | 45 | 24 | 45 | 0 | 1.0197 | GGT | -1 | 0.065863 | 45 | 45 |  |  |  |  | -0.065863 | -2.9638 |  |  |  |  | 0 | 0
5266 | LEON_LCPCT1 | 1 | South | YES | -0.01798 | 44 | 24 | 44 | 0 | 1.0197 | GGT | -1 | 0.065863 | 44 | 44 |  |  |  |  | -0.065863 | -2.898 |  |  |  |  | 0 | 0
5267 | LEON_LCPCT2 | 2 | South | YES | -0.01798 | 44 | 24 | 44 | 0 | 1.0197 | GGT | -1 | 0.065863 | 44 | 44 |  |  |  |  | -0.065863 | -2.898 |  |  |  |  | 0 | 0
5268 | LEON_LCPCT3 | 3 | South | YES | -0.01798 | 43 | 24 | 43 | 0 | 1.0197 | GGT | -1 | 0.065863 | 43 | 43 |  |  |  |  | -0.065863 | -2.8321 |  |  |  |  | 0 | 0
5396 | CALAVER_OWS1 | 1 | South | YES | -0.018055 | 418 | 80 | 418 | 0 | 1.0192 | GST | -1 | 0.065938 | 418 | 418 |  |  |  |  | -0.065938 | -27.5619 |  |  |  |  | 0 | 0
5397 | CALAVER_OWS2 | 2 | South | YES | -0.018055 | 400 | 80 | 400 | 0 | 1.0192 | GST | -1 | 0.065938 | 400 | 400 |  |  |  |  | -0.065938 | -26.375 |  |  |  |  | 0 | 0
5439 | TUTTL_WBT4G4 | 4 | South | YES | -0.018082 | 151 | 40 | 151 | 0 | 1.012 | GST | -1 | 0.065965 | 151 | 151 |  |  |  |  | -0.065965 | -9.9606 |  |  |  |  | 0 | 0
5438 | TUTTL_WBT3G3 | 3 | South | YES | -0.018082 | 95 | 25 | 95 | 0 | 1.012 | GST | -1 | 0.065965 | 95 | 95 |  |  |  |  | -0.065965 | -6.2666 |  |  |  |  | 0 | 0
5436 | TUTTL_WBT1G1 | 1 | South | YES | -0.018082 | 48.8 | 20 | 61 | 0 | 1.012 | GST | -1 | 0.065965 | 61 | 61 |  |  |  |  | -0.065965 | -4.0238 |  |  |  |  | 0 | 0
5028 | BRAUNIG_VHB3 | 3 | South | YES | -0.018169 | 407 | 60 | 407 | 0 | 1.0138 | GST | -1 | 0.066052 | 407 | 407 |  |  |  |  | -0.066052 | -26.883 |  |  |  |  | 0 | 0
5111 | CALAVER_JTD1 | 1 | South | YES | -0.018187 | 430 | 80 | 430 | 0 | 1.0138 | LIGCO | -1 | 0.06607 | 0 | 430 |  |  |  |  | -0.06607 | 0 |  |  |  |  | 0 | 0
5112 | CALAVER_JTD2 | 2 | South | YES | -0.018187 | 430 | 80 | 430 | 0 | 1.0138 | LIGCO | -1 | 0.06607 | 0 | 430 |  |  |  |  | -0.06607 | 0 |  |  |  |  | 0 | 0
7020 | L_AUSTPL1_1Y | 1 | South | YES | -0.018192 | 0 | 0 | 8 |  | 1 | Hydro | -1 | 0.066075 | 0 | 0 |  |  |  |  | -0.066075 | 0 |  |  |  |  | 0 | 0
7020 | L_AUSTPL1_1Y | 2 | South | YES | -0.018192 | 0 | 0 | 8 |  | 1 | Hydro | -1 | 0.066075 | 0 | 0 |  |  |  |  | -0.066075 | 0 |  |  |  |  | 0 | 0
5477 | BRA_AVR1_ST | 1 | South | YES | -0.01837 | 174 | 138 | 174 | 0 | 1.025 | CC | -1 | 0.066253 | 174 | 174 |  |  |  |  | -0.066253 | -11.5279 |  |  |  |  | 0 | 0
5476 | BRA_AVR1_CT1 | 1 | South | YES | -0.01837 | 155 | 90 | 155 | 0 | 1.025 | CC | -1 | 0.066253 | 155 | 155 |  |  |  |  | -0.066253 | -10.2691 |  |  |  |  | 0 | 0
5478 | BRA_AVR1_CT2 | 1 | South | YES | -0.01837 | 155 | 90 | 155 | 0 | 1.025 | CC | -1 | 0.066253 | 155 | 155 |  |  |  |  | -0.066253 | -10.2691 |  |  |  |  | 0 | 0
7487 | L_CANYHY8_1Y | 1 | South | YES | -0.020352 | 0 | 0 | 6 |  | 1 | Hydro | -1 | 0.068235 | 0 | 0 |  |  |  |  | -0.068235 | 0 |  |  |  |  | 0 | 0
7031 | L_MARSFO1G1Y | 1 | South | YES | -0.024859 | 0 | 0 | 36 |  | 1 | Hydro | -1 | 0.072742 | 0 | 0 |  |  |  |  | -0.072742 | 0 |  |  |  |  | 0 | 0
7032 | L_MARSFO1G2Y | 2 | South | YES | -0.024859 | 0 | 0 | 35 |  | 1 | Hydro | -1 | 0.072742 | 0 | 0 |  |  |  |  | -0.072742 | 0 |  |  |  |  | 0 | 0
7033 | L_MARSFO1G3Y | 3 | South | YES | -0.024859 | 0 | 0 | 36 |  | 1 | Hydro | -1 | 0.072742 | 0 | 0 |  |  |  |  | -0.072742 | 0 |  |  |  |  | 0 | 0
7022 | L_BUCHAN1_1Y | 1 | South | YES | -0.038716 | 0 | 0 | 18 |  | 1 | Hydro | -1 | 0.086599 | 0 | 0 |  |  |  |  | -0.086599 | 0 |  |  |  |  | 0 | 0
7023 | L_BUCHAN1_2Y | 2 | South | YES | -0.038716 | 0 | 0 | 18 |  | 1 | Hydro | -1 | 0.086599 | 0 | 0 |  |  |  |  | -0.086599 | 0 |  |  |  |  | 0 | 0
7024 | L_BUCHAN1_3Y | 3 | South | YES | -0.038716 | 0 | 0 | 15 |  | 1 | Hydro | -1 | 0.086599 | 0 | 0 |  |  |  |  | -0.086599 | 0 |  |  |  |  | 0 | 0
7028 | L_MARBFA1_1Y | 1 | South | YES | -0.040673 | 0 | 0 | 18 |  | 1 | Hydro | -1 | 0.088556 | 0 | 0 |  |  |  |  | -0.088556 | 0 |  |  |  |  | 0 | 0
7029 | L_MARBFA1_2Y | 2 | South | YES | -0.040673 | 0 | 0 | 18 |  | 1 | Hydro | -1 | 0.088556 | 0 | 0 |  |  |  |  | -0.088556 | 0 |  |  |  |  | 0 | 0
7035 | L_WIRTZ_1G1Y | 1 | South | YES | -0.045172 | 0 | 0 | 29 |  | 1 | Hydro | -1 | 0.093055 | 0 | 0 |  |  |  |  | -0.093055 | 0 |  |  |  |  | 0 | 0
7036 | L_WIRTZ_1G2Y | 2 | South | YES | -0.045172 | 0 | 0 | 29.7 |  | 1 | Hydro | -1 | 0.093055 | 0 | 0 |  |  |  |  | -0.093055 | 0 |  |  |  |  | 0 | 0
7000 | L_FERGUS1_1Y | 1 | South | YES | -0.048317 | 400 | 65 | 423.3 | 0 | 1.015 | GSC | -1 | 0.0962 | 423.3 | 423.3 |  |  |  |  | -0.0962 | -40.7213 |  |  |  |  | 0 | 0
7026 | L_INKSDA1_1Y | 1 | South | YES | -0.059855 | 0 | 0 | 13.7 |  | 1 | Hydro | -1 | 0.10774 | 0 | 0 |  |  |  |  | -0.10774 | 0 |  |  |  |  | 0 | 0
[26 empty] | 0 | 0
[26 empty] | 0 | 0
[26 empty] | 0 | 0
[26 empty] | 0 | 0
[26 empty] | 0 | 0
[26 empty] | 0 | 0
[26 empty] | 0 | 0
[26 empty] | 0 | 0
[26 empty] | 0 | 0
[26 empty] | 0 | 0
[26 empty] | 0 | 0
[26 empty] | 0 | 0
[26 empty] | 0 | 0
[26 empty] | 0 | 0
[26 empty] | 0 | 0
[26 empty] | 0 | 0
[26 empty] | 0 | 0
[26 empty] | 0 | 0
[26 empty] | 0 | 0
[26 empty] | 0 | 0
[26 empty] | 0 | 0
[26 empty] | 0 | 0
[26 empty] | 0 | 0
[26 empty] | 0 | 0
[26 empty] | 0 | 0
[26 empty] | 0 | 0
[26 empty] | 0 | 0
[26 empty] | 0 | 0
[26 empty] | 0 | 0
[26 empty] | 0 | 0
[26 empty] | 0 | 0
[26 empty] | 0 | 0
[26 empty] | 0 | 0
[26 empty] | 0 | 0
[26 empty] | 0 | 0
[26 empty] | 0 | 0
[26 empty] | 0 | 0
[26 empty] | 0 | 0
[26 empty] | 0 | 0
[26 empty] | 0 | 0
[26 empty] | 0 | 0
[26 empty] | 0 | 0
[26 empty] | 0 | 0
[26 empty] | 0 | 0
[26 empty] | 0 | 0
[26 empty] | 0 | 0
[26 empty] | 0 | 0
[26 empty] | 0 | 0
[26 empty] | 0 | 0
[26 empty] | 0 | 0
[26 empty] | 0 | 0
[26 empty] | 0 | 0
[26 empty] | 0 | 0
[26 empty] | 0 | 0
[26 empty] | 0 | 0
[26 empty] | 0 | 0
[26 empty] | 0 | 0
[26 empty] | 0 | 0
[26 empty] | 0 | 0
[26 empty] | 0 | 0
[26 empty] | 0 | 0
[26 empty] | 0 | 0
[26 empty] | 0 | 0
[26 empty] | 0 | 0
[26 empty] | 0 | 0
[26 empty] | 0 | 0
[26 empty] | 0 | 0
[26 empty] | 0 | 0
[26 empty] | 0 | 0
[26 empty] | 0 | 0
[26 empty] | 0 | 0
[26 empty] | 0 | 0
[26 empty] | 0 | 0
[26 empty] | 0 | 0
[26 empty] | 0 | 0
[26 empty] | 0 | 0
[26 empty] | 0 | 0
[26 empty] | 0 | 0
[26 empty] | 0 | 0
[26 empty] | 0 | 0
[26 empty] | 0 | 0
[26 empty] | 0 | 0
[26 empty] | 0 | 0
[26 empty] | 0 | 0
[26 empty] | 0 | 0
[26 empty] | 0 | 0
[26 empty] | 0 | 0
[26 empty] | 0 | 0
[26 empty] | 0 | 0
[26 empty] | 0 | 0
[26 empty] | 0 | 0
[26 empty] | 0 | 0
[26 empty] | 0 | 0
[26 empty] | 0 | 0
[26 empty] | 0 | 0
[26 empty] | 0 | 0
[26 empty] | 0 | 0
[26 empty] | 0 | 0
[26 empty] | 0 | 0
[26 empty] | 0 | 0
[26 empty] | 0 | 0
[26 empty] | 0 | 0
[26 empty] | 0 | 0
[26 empty] | 0 | 0
[26 empty] | 0 | 0
[26 empty] | 0 | 0
[26 empty] | 0 | 0
[26 empty] | 0 | 0
[26 empty] | 0 | 0
[26 empty] | 0 | 0
[26 empty] | 0 | 0
[26 empty] | 0 | 0
[26 empty] | 0 | 0
[26 empty] | 0 | 0
[26 empty] | 0 | 0
[26 empty] | 0 | 0
[26 empty] | 0 | 0
[26 empty] | 0 | 0
[26 empty] | 0 | 0
[26 empty] | 0 | 0
[26 empty] | 0 | 0
[26 empty] | 0 | 0
[26 empty] | 0 | 0
[26 empty] | 0 | 0
[26 empty] | 0 | 0
[26 empty] | 0 | 0
[26 empty] | 0 | 0
[26 empty] | 0 | 0
[26 empty] | 0 | 0
[26 empty] | 0 | 0
[26 empty] | 0 | 0
[26 empty] | 0 | 0
[26 empty] | 0 | 0
[26 empty] | 0 | 0
[26 empty] | 0 | 0
[26 empty] | 0 | 0
[26 empty] | 0 | 0
[26 empty] | 0 | 0
[26 empty] | 0 | 0
[26 empty] | 0 | 0
[26 empty] | 0 | 0
[26 empty] | 0 | 0
[26 empty] | 0 | 0
[26 empty] | 0 | 0
[26 empty] | 0 | 0
[26 empty] | 0 | 0
[26 empty] | 0 | 0
[26 empty] | 0 | 0
[26 empty] | 0 | 0
[26 empty] | 0 | 0
[26 empty] | 0 | 0
[26 empty] | 0 | 0
[26 empty] | 0 | 0
[26 empty] | 0 | 0
[26 empty] | 0 | 0
[26 empty] | 0 | 0
[26 empty] | 0 | 0
[26 empty] | 0 | 0
[26 empty] | 0 | 0
[26 empty] | 0 | 0
[26 empty] | 0 | 0
[26 empty] | 0 | 0
[26 empty] | 0 | 0
[26 empty] | 0 | 0
[26 empty] | 0 | 0
[26 empty] | 0 | 0
[26 empty] | 0 | 0
[26 empty] | 0 | 0
[26 empty] | 0 | 0
[26 empty] | 0 | 0
[26 empty] | 0 | 0
[26 empty] | 0 | 0
[26 empty] | 0 | 0
[26 empty] | 0 | 0
[26 empty] | 0 | 0
[26 empty] | 0 | 0
[26 empty] | 0 | 0
[26 empty] | 0 | 0
[26 empty] | 0 | 0
[26 empty] | 0 | 0
[26 empty] | 0 | 0
[26 empty] | 0 | 0
[26 empty] | 0 | 0
[26 empty] | 0 | 0
[26 empty] | 0 | 0
[26 empty] | 0 | 0
[26 empty] | 0 | 0
[26 empty] | 0 | 0
[26 empty] | 0 | 0
[26 empty] | 0 | 0
[26 empty] | 0 | 0
[26 empty] | 0 | 0
[26 empty] | 0 | 0
[26 empty] | 0 | 0
[26 empty] | 0 | 0
[26 empty] | 0 | 0
[26 empty] | 0 | 0
[26 empty] | 0 | 0
[26 empty] | 0 | 0
[26 empty] | 0 | 0
[26 empty] | 0 | 0
[26 empty] | 0 | 0
[26 empty] | 0 | 0
[26 empty] | 0 | 0
[26 empty] | 0 | 0
[26 empty] | 0 | 0
[26 empty] | 0 | 0
[26 empty] | 0 | 0
[26 empty] | 0 | 0
[26 empty] | 0 | 0
[26 empty] | 0 | 0
[26 empty] | 0 | 0
[26 empty] | 0 | 0
[26 empty] | 0 | 0
[26 empty] | 0 | 0
[26 empty] | 0 | 0
[26 empty] | 0 | 0
[26 empty] | 0 | 0
[26 empty] | 0 | 0
[26 empty] | 0 | 0
[26 empty] | 0 | 0
[26 empty] | 0 | 0
[26 empty] | 0 | 0
[26 empty] | 0 | 0
[26 empty] | 0 | 0
[26 empty] | 0 | 0
[26 empty] | 0 | 0
[26 empty] | 0 | 0
[26 empty] | 0 | 0
[26 empty] | 0 | 0
[26 empty] | 0 | 0
[26 empty] | 0 | 0
[26 empty] | 0 | 0
[26 empty] | 0 | 0
[26 empty] | 0 | 0
[26 empty] | 0 | 0
[26 empty] | 0 | 0
[26 empty] | 0 | 0
[26 empty] | 0 | 0
[26 empty] | 0 | 0
[26 empty] | 0 | 0
[26 empty] | 0 | 0
[26 empty] | 0 | 0
[26 empty] | 0 | 0
[26 empty] | 0 | 0
[26 empty] | 0 | 0
[26 empty] | 0 | 0
[26 empty] | 0 | 0
[26 empty] | 0 | 0
[26 empty] | 0 | 0
[26 empty] | 0 | 0
[26 empty] | 0 | 0
[26 empty] | 0 | 0
[26 empty] | 0 | 0
[26 empty] | 0 | 0
[26 empty] | 0 | 0
[26 empty] | 0 | 0
[26 empty] | 0 | 0
[26 empty] | 0 | 0
[26 empty] | 0 | 0
[26 empty] | 0 | 0
[26 empty] | 0 | 0
[26 empty] | 0 | 0
[26 empty] | 0 | 0
[26 empty] | 0 | 0
[26 empty] | 0 | 0
[26 empty] | 0 | 0
[26 empty] | 0 | 0
[26 empty] | 0 | 0
[26 empty] | 0 | 0
[26 empty] | 0 | 0
[26 empty] | 0 | 0
[26 empty] | 0 | 0
[26 empty] | 0 | 0
[26 empty] | 0 | 0
[26 empty] | 0 | 0
[26 empty] | 0 | 0
[26 empty] | 0 | 0
[26 empty] | 0 | 0
[26 empty] | 0 | 0
[26 empty] | 0 | 0
[26 empty] | 0 | 0
[26 empty] | 0 | 0
[26 empty] | 0 | 0
[26 empty] | 0 | 0
[26 empty] | 0 | 0
[26 empty] | 0 | 0
[26 empty] | 0 | 0
[26 empty] | 0 | 0
[26 empty] | 0 | 0
[26 empty] | 0 | 0
[26 empty] | 0 | 0
[26 empty] | 0 | 0
[26 empty] | 0 | 0
[26 empty] | 0 | 0
[26 empty] | 0 | 0
[26 empty] | 0 | 0
[26 empty] | 0 | 0
[26 empty] | 0 | 0
[26 empty] | 0 | 0
[26 empty] | 0 | 0
[26 empty] | 0 | 0
[26 empty] | 0 | 0
[26 empty] | 0 | 0
[26 empty] | 0 | 0
[26 empty] | 0 | 0
[26 empty] | 0 | 0
[26 empty] | 0 | 0
[26 empty] | 0 | 0
[26 empty] | 0 | 0
[26 empty] | 0 | 0
[26 empty] | 0 | 0
[26 empty] | 0 | 0
[26 empty] | 0 | 0
[26 empty] | 0 | 0
[26 empty] | 0 | 0
[26 empty] | 0 | 0
[26 empty] | 0 | 0
[26 empty] | 0 | 0
[26 empty] | 0 | 0
[26 empty] | 0 | 0
[26 empty] | 0 | 0
[26 empty] | 0 | 0
[26 empty] | 0 | 0
[26 empty] | 0 | 0
[26 empty] | 0 | 0
[26 empty] | 0 | 0
[26 empty] | 0 | 0
[26 empty] | 0 | 0
[26 empty] | 0 | 0
[26 empty] | 0 | 0
[26 empty] | 0 | 0
[26 empty] | 0 | 0
[26 empty] | 0 | 0
[26 empty] | 0 | 0
[26 empty] | 0 | 0
[26 empty] | 0 | 0
[26 empty] | 0 | 0
[26 empty] | 0 | 0
[26 empty] | 0 | 0
[26 empty] | 0 | 0
[26 empty] | 0 | 0
[26 empty] | 0 | 0
[26 empty] | 0 | 0
[26 empty] | 0 | 0
[26 empty] | 0 | 0
[26 empty] | 0 | 0
[26 empty] | 0 | 0
[26 empty] | 0 | 0
[26 empty] | 0 | 0
[26 empty] | 0 | 0
[26 empty] | 0 | 0
[26 empty] | 0 | 0
[26 empty] | 0 | 0
[26 empty] | 0 | 0
[26 empty] | 0 | 0
[26 empty] | 0 | 0
[26 empty] | 0 | 0
[26 empty] | 0 | 0
[26 empty] | 0 | 0
[26 empty] | 0 | 0
[26 empty] | 0 | 0
[26 empty] | 0 | 0
[26 empty] | 0 | 0
[26 empty] | 0 | 0
[26 empty] | 0 | 0
[26 empty] | 0 | 0
[26 empty] | 0 | 0
[26 empty] | 0 | 0
[26 empty] | 0 | 0
[26 empty] | 0 | 0
[26 empty] | 0 | 0
[26 empty] | 0 | 0
[26 empty] | 0 | 0
[26 empty] | 0 | 0
[26 empty] | 0 | 0
[26 empty] | 0 | 0
[26 empty] | 0 | 0
[26 empty] | 0 | 0
[26 empty] | 0 | 0
[26 empty] | 0 | 0
[26 empty] | 0 | 0
[26 empty] | 0 | 0
[26 empty] | 0 | 0
[26 empty] | 0 | 0
[26 empty] | 0 | 0
[26 empty] | 0 | 0
[26 empty] | 0 | 0
[26 empty] | 0 | 0
[26 empty] | 0 | 0
[26 empty] | 0 | 0
[26 empty] | 0 | 0
[26 empty] | 0 | 0
[26 empty] | 0 | 0
[26 empty] | 0 | 0
[26 empty] | 0 | 0
[26 empty] | 0 | 0
[26 empty] | 0 | 0
[26 empty] | 0 | 0
[26 empty] | 0 | 0
[26 empty] | 0 | 0
[26 empty] | 0 | 0
[26 empty] | 0 | 0
[26 empty] | 0 | 0
[26 empty] | 0 | 0
[26 empty] | 0 | 0
[26 empty] | 0 | 0
[26 empty] | 0 | 0
[26 empty] | 0 | 0
[26 empty] | 0 | 0
[26 empty] | 0 | 0
[26 empty] | 0 | 0
[26 empty] | 0 | 0
[26 empty] | 0 | 0
[26 empty] | 0 | 0
[26 empty] | 0 | 0
[26 empty] | 0 | 0
[26 empty] | 0 | 0
[26 empty] | 0 | 0
[26 empty] | 0 | 0
[26 empty] | 0 | 0
[26 empty] | 0 | 0
[26 empty] | 0 | 0
[26 empty] | 0 | 0
[26 empty] | 0 | 0
[26 empty] | 0 | 0
[26 empty] | 0 | 0
[26 empty] | 0 | 0
[26 empty] | 0 | 0
[26 empty] | 0 | 0
[26 empty] | 0 | 0
[26 empty] | 0 | 0
[26 empty] | 0 | 0
[26 empty] | 0 | 0
[26 empty] | 0 | 0
[26 empty] | 0 | 0
[26 empty] | 0 | 0
[26 empty] | 0 | 0
[26 empty] | 0 | 0
[26 empty] | 0 | 0
[26 empty] | 0 | 0
[26 empty] | 0 | 0
[26 empty] | 0 | 0
[26 empty] | 0 | 0
[26 empty] | 0 | 0
[26 empty] | 0 | 0
[26 empty] | 0 | 0
[26 empty] | 0 | 0
[26 empty] | 0 | 0
[26 empty] | 0 | 0
[26 empty] | 0 | 0
[26 empty] | 0 | 0
[26 empty] | 0 | 0
[26 empty] | 0 | 0
[26 empty] | 0 | 0
[26 empty] | 0 | 0
[26 empty] | 0 | 0
[26 empty] | 0 | 0
[26 empty] | 0 | 0
[26 empty] | 0 | 0
[26 empty] | 0 | 0
[26 empty] | 0 | 0
[26 empty] | 0 | 0
[26 empty] | 0 | 0
[26 empty] | 0 | 0
[26 empty] | 0 | 0
[26 empty] | 0 | 0
[26 empty] | 0 | 0
[26 empty] | 0 | 0
[26 empty] | 0 | 0
[26 empty] | 0 | 0
[26 empty] | 0 | 0
[26 empty] | 0 | 0
[26 empty] | 0 | 0
[26 empty] | 0 | 0
[26 empty] | 0 | 0
[26 empty] | 0 | 0
[26 empty] | 0 | 0
[26 empty] | 0 | 0
[26 empty] | 0 | 0
[26 empty] | 0 | 0
[26 empty] | 0 | 0
[26 empty] | 0 | 0
[26 empty] | 0 | 0
[26 empty] | 0 | 0
[26 empty] | 0 | 0
[26 empty] | 0 | 0
[26 empty] | 0 | 0
[26 empty] | 0 | 0
[26 empty] | 0 | 0
[26 empty] | 0 | 0
[26 empty] | 0 | 0
[26 empty] | 0 | 0
[26 empty] | 0 | 0
[26 empty] | 0 | 0
[26 empty] | 0 | 0
[26 empty] | 0 | 0
[26 empty] | 0 | 0
[26 empty] | 0 | 0
[26 empty] | 0 | 0
[26 empty] | 0 | 0
[26 empty] | 0 | 0
[26 empty] | 0 | 0
[26 empty] | 0 | 0
[26 empty] | 0 | 0
[26 empty] | 0 | 0
[26 empty] | 0 | 0
[26 empty] | 0 | 0
[26 empty] | 0 | 0
[26 empty] | 0 | 0
[26 empty] | 0 | 0
[26 empty] | 0 | 0
[26 empty] | 0 | 0
[26 empty] | 0 | 0
[26 empty] | 0 | 0
[26 empty] | 0 | 0
[26 empty] | 0 | 0
[26 empty] | 0 | 0
[26 empty] | 0 | 0
[26 empty] | 0 | 0
[26 empty] | 0 | 0
[26 empty] | 0 | 0
[26 empty] | 0 | 0
[26 empty] | 0 | 0
[26 empty] | 0 | 0
[26 empty] | 0 | 0
[26 empty] | 0 | 0
[26 empty] | 0 | 0
[26 empty] | 0 | 0
[26 empty] | 0 | 0
[26 empty] | 0 | 0
[26 empty] | 0 | 0
[26 empty] | 0 | 0
[26 empty] | 0 | 0
[26 empty] | 0 | 0
[26 empty] | 0 | 0
[26 empty] | 0 | 0
[26 empty] | 0 | 0
[26 empty] | 0 | 0
[26 empty] | 0 | 0
[26 empty] | 0 | 0
[26 empty] | 0 | 0
[26 empty] | 0 | 0
[26 empty] | 0 | 0
[26 empty] | 0 | 0
[26 empty] | 0 | 0
[26 empty] | 0 | 0
[26 empty] | 0 | 0
[26 empty] | 0 | 0
[26 empty] | 0 | 0
[26 empty] | 0 | 0
[26 empty] | 0 | 0
[26 empty] | 0 | 0
[26 empty] | 0 | 0
[26 empty] | 0 | 0
[26 empty] | 0 | 0
[26 empty] | 0 | 0
[26 empty] | 0 | 0
[26 empty] | 0 | 0
[26 empty] | 0 | 0
[26 empty] | 0 | 0
[26 empty] | 0 | 0
[26 empty] | 0 | 0
[26 empty] | 0 | 0
[26 empty] | 0 | 0
[26 empty] | 0 | 0
[26 empty] | 0 | 0
[26 empty] | 0 | 0
[26 empty] | 0 | 0
[26 empty] | 0 | 0
[26 empty] | 0 | 0
[26 empty] | 0 | 0
[26 empty] | 0 | 0
[26 empty] | 0 | 0
[26 empty] | 0 | 0
[26 empty] | 0 | 0
[26 empty] | 0 | 0
[26 empty] | 0 | 0
[26 empty] | 0 | 0
[26 empty] | 0 | 0
[26 empty] | 0 | 0
[26 empty] | 0 | 0
[26 empty] | 0 | 0
[26 empty] | 0 | 0
[26 empty] | 0 | 0
[26 empty] | 0 | 0
[26 empty] | 0 | 0
[26 empty] | 0 | 0
[26 empty] | 0 | 0
[26 empty] | 0 | 0
[26 empty] | 0 | 0
[26 empty] | 0 | 0
[26 empty] | 0 | 0
[26 empty] | 0 | 0
[26 empty] | 0 | 0
[26 empty] | 0 | 0
[26 empty] | 0 | 0
[26 empty] | 0 | 0
[26 empty] | 0 | 0
[26 empty] | 0 | 0
[26 empty] | 0 | 0
[26 empty] | 0 | 0
[26 empty] | 0 | 0
[26 empty] | 0 | 0
[26 empty] | 0 | 0
[26 empty] | 0 | 0
[26 empty] | 0 | 0
[26 empty] | 0 | 0
[26 empty] | 0 | 0
[26 empty] | 0 | 0
[26 empty] | 0 | 0
[26 empty] | 0 | 0
[26 empty] | 0 | 0
[26 empty] | 0 | 0
[26 empty] | 0 | 0
[26 empty] | 0 | 0
[26 empty] | 0 | 0
[26 empty] | 0 | 0
[26 empty] | 0 | 0
[26 empty] | 0 | 0
[26 empty] | 0 | 0
[26 empty] | 0 | 0
[26 empty] | 0 | 0
[26 empty] | 0 | 0
[26 empty] | 0 | 0
[26 empty] | 0 | 0
[26 empty] | 0 | 0
[26 empty] | 0 | 0
[26 empty] | 0 | 0
[26 empty] | 0 | 0
[26 empty] | 0 | 0
[26 empty] | 0 | 0
[26 empty] | 0 | 0
[26 empty] | 0 | 0
[26 empty] | 0 | 0
[26 empty] | 0 | 0
[26 empty] | 0 | 0
[26 empty] | 0 | 0
[26 empty] | 0 | 0
[26 empty] | 0 | 0
[26 empty] | 0 | 0
[26 empty] | 0 | 0
[26 empty] | 0 | 0
[26 empty] | 0 | 0
[26 empty] | 0 | 0
[26 empty] | 0 | 0
[26 empty] | 0 | 0
[26 empty] | 0 | 0
[26 empty] | 0 | 0
[26 empty] | 0 | 0
[26 empty] | 0 | 0
[26 empty] | 0 | 0
[26 empty] | 0 | 0
[26 empty] | 0 | 0
[26 empty] | 0 | 0
[26 empty] | 0 | 0
[26 empty] | 0 | 0
[26 empty] | 0 | 0
[26 empty] | 0 | 0
[26 empty] | 0 | 0
[26 empty] | 0 | 0
[26 empty] | 0 | 0
[26 empty] | 0 | 0
[26 empty] | 0 | 0
[26 empty] | 0 | 0
[26 empty] | 0 | 0
[26 empty] | 0 | 0
[26 empty] | 0 | 0
[26 empty] | 0 | 0
[26 empty] | 0 | 0
[26 empty] | 0 | 0
[26 empty] | 0 | 0
[26 empty] | 0 | 0
[26 empty] | 0 | 0
[26 empty] | 0 | 0
[26 empty] | 0 | 0
[26 empty] | 0 | 0
[26 empty] | 0 | 0
[26 empty] | 0 | 0
[26 empty] | 0 | 0
[26 empty] | 0 | 0
[26 empty] | 0 | 0
[26 empty] | 0 | 0
[26 empty] | 0 | 0
[26 empty] | 0 | 0
[26 empty] | 0 | 0
[26 empty] | 0 | 0
[26 empty] | 0 | 0
[26 empty] | 0 | 0
[26 empty] | 0 | 0
[26 empty] | 0 | 0
[26 empty] | 0 | 0
[26 empty] | 0 | 0
[26 empty] | 0 | 0
[26 empty] | 0 | 0
[26 empty] | 0 | 0
[26 empty] | 0 | 0
[26 empty] | 0 | 0
[26 empty] | 0 | 0
[26 empty] | 0 | 0
[26 empty] | 0 | 0
[26 empty] | 0 | 0
[26 empty] | 0 | 0
[26 empty] | 0 | 0
[26 empty] | 0 | 0
[26 empty] | 0 | 0
[26 empty] | 0 | 0
[26 empty] | 0 | 0
[26 empty] | 0 | 0
[26 empty] | 0 | 0
[26 empty] | 0 | 0
[26 empty] | 0 | 0
[26 empty] | 0 | 0
[26 empty] | 0 | 0
[26 empty] | 0 | 0
[26 empty] | 0 | 0
[26 empty] | 0 | 0
[26 empty] | 0 | 0
[26 empty] | 0 | 0
[26 empty] | 0 | 0
[26 empty] | 0 | 0
[26 empty] | 0 | 0
[26 empty] | 0 | 0
[26 empty] | 0 | 0
[26 empty] | 0 | 0
[26 empty] | 0 | 0
[26 empty] | 0 | 0
[26 empty] | 0 | 0
[26 empty] | 0 | 0
[26 empty] | 0 | 0
[26 empty] | 0 | 0
[26 empty] | 0 | 0
[26 empty] | 0 | 0
[26 empty] | 0 | 0
[26 empty] | 0 | 0
[26 empty] | 0 | 0
[26 empty] | 0 | 0
[26 empty] | 0 | 0
[26 empty] | 0 | 0
[26 empty] | 0 | 0
[26 empty] | 0 | 0
[26 empty] | 0 | 0
[26 empty] | 0 | 0
[26 empty] | 0 | 0
[26 empty] | 0 | 0
[26 empty] | 0 | 0
[26 empty] | 0 | 0
[26 empty] | 0 | 0
[26 empty] | 0 | 0
[26 empty] | 0 | 0
[26 empty] | 0 | 0
[26 empty] | 0 | 0
[26 empty] | 0 | 0
[26 empty] | 0 | 0
[26 empty] | 0 | 0
[26 empty] | 0 | 0
[26 empty] | 0 | 0
[26 empty] | 0 | 0
[26 empty] | 0 | 0
[26 empty] | 0 | 0
[26 empty] | 0 | 0
[26 empty] | 0 | 0
[26 empty] | 0 | 0
[26 empty] | 0 | 0
[26 empty] | 0 | 0
[26 empty] | 0 | 0
[26 empty] | 0 | 0
[26 empty] | 0 | 0
[26 empty] | 0 | 0
[26 empty] | 0 | 0
[26 empty] | 0 | 0
[26 empty] | 0 | 0
[26 empty] | 0 | 0
[26 empty] | 0 | 0
[26 empty] | 0 | 0
[26 empty] | 0 | 0
[26 empty] | 0 | 0
[26 empty] | 0 | 0
[26 empty] | 0 | 0
[26 empty] | 0 | 0
[26 empty] | 0 | 0
[26 empty] | 0 | 0
[26 empty] | 0 | 0
[26 empty] | 0 | 0
[26 empty] | 0 | 0
[26 empty] | 0 | 0
[26 empty] | 0 | 0
[26 empty] | 0 | 0
[26 empty] | 0 | 0
[26 empty] | 0 | 0
[26 empty] | 0 | 0
[26 empty] | 0 | 0
[26 empty] | 0 | 0
[26 empty] | 0 | 0
[26 empty] | 0 | 0
[26 empty] | 0 | 0
[26 empty] | 0 | 0
[26 empty] | 0 | 0
[26 empty] | 0 | 0
[26 empty] | 0 | 0
[26 empty] | 0 | 0
[26 empty] | 0 | 0
[26 empty] | 0 | 0
[26 empty] | 0 | 0
[26 empty] | 0 | 0
[26 empty] | 0 | 0
[26 empty] | 0 | 0
[26 empty] | 0 | 0
[26 empty] | 0 | 0
[26 empty] | 0 | 0
[26 empty] | 0 | 0
[26 empty] | 0 | 0
[26 empty] | 0 | 0
[26 empty] | 0 | 0
[26 empty] | 0 | 0
[26 empty] | 0 | 0
[26 empty] | 0 | 0
[26 empty] | 0 | 0
[26 empty] | 0 | 0
[26 empty] | 0 | 0
[26 empty] | 0 | 0
[26 empty] | 0 | 0
[26 empty] | 0 | 0
[26 empty] | 0 | 0
[26 empty] | 0 | 0
[26 empty] | 0 | 0
[26 empty] | 0 | 0
[26 empty] | 0 | 0
[26 empty] | 0 | 0
[26 empty] | 0 | 0
[26 empty] | 0 | 0
[26 empty] | 0 | 0
[26 empty] | 0 | 0
[26 empty] | 0 | 0
[26 empty] | 0 | 0
[26 empty] | 0 | 0
[26 empty] | 0 | 0
[26 empty] | 0 | 0
[26 empty] | 0 | 0
[26 empty] | 0 | 0
[26 empty] | 0 | 0
[26 empty] | 0 | 0
[26 empty] | 0 | 0
[26 empty] | 0 | 0
[26 empty] | 0 | 0
[26 empty] | 0 | 0
[26 empty] | 0 | 0
[26 empty] | 0 | 0
[26 empty] | 0 | 0
[26 empty] | 0 | 0
[26 empty] | 0 | 0
[26 empty] | 0 | 0
[26 empty] | 0 | 0
[26 empty] | 0 | 0
[26 empty] | 0 | 0
[26 empty] | 0 | 0
[26 empty] | 0 | 0
[26 empty] | 0 | 0
[26 empty] | 0 | 0
[26 empty] | 0 | 0
[26 empty] | 0 | 0
[26 empty] | 0 | 0
[26 empty] | 0 | 0
[26 empty] | 0 | 0
[26 empty] | 0 | 0
[26 empty] | 0 | 0
[26 empty] | 0 | 0
[26 empty] | 0 | 0
[26 empty] | 0 | 0
[26 empty] | 0 | 0
[26 empty] | 0 | 0
[26 empty] | 0 | 0
[26 empty] | 0 | 0
[26 empty] | 0 | 0
[26 empty] | 0 | 0
[26 empty] | 0 | 0
[26 empty] | 0 | 0
[26 empty] | 0 | 0
[26 empty] | 0 | 0
[26 empty] | 0 | 0
[26 empty] | 0 | 0
[26 empty] | 0 | 0
[26 empty] | 0 | 0
[26 empty] | 0 | 0
[26 empty] | 0 | 0
[26 empty] | 0 | 0
[26 empty] | 0 | 0
[26 empty] | 0 | 0
[26 empty] | 0 | 0
[26 empty] | 0 | 0
[26 empty] | 0 | 0
[26 empty] | 0 | 0
[26 empty] | 0 | 0
[26 empty] | 0 | 0
[26 empty] | 0 | 0
[26 empty] | 0 | 0
[26 empty] | 0 | 0
[26 empty] | 0 | 0
[26 empty] | 0 | 0
[26 empty] | 0 | 0
[26 empty] | 0 | 0
[26 empty] | 0 | 0
[26 empty] | 0 | 0
[26 empty] | 0 | 0
[26 empty] | 0 | 0
[26 empty] | 0 | 0
[26 empty] | 0 | 0
[26 empty] | 0 | 0
[26 empty] | 0 | 0
[26 empty] | 0 | 0
[26 empty] | 0 | 0
[26 empty] | 0 | 0
[26 empty] | 0 | 0
[26 empty] | 0 | 0
[26 empty] | 0 | 0
[26 empty] | 0 | 0
[26 empty] | 0 | 0
[26 empty] | 0 | 0
[26 empty] | 0 | 0
[26 empty] | 0 | 0
[26 empty] | 0 | 0
[26 empty] | 0 | 0
[26 empty] | 0 | 0
[26 empty] | 0 | 0
[26 empty] | 0 | 0
[26 empty] | 0 | 0
[26 empty] | 0 | 0
[26 empty] | 0 | 0
[26 empty] | 0 | 0
[26 empty] | 0 | 0
[26 empty] | 0 | 0
[26 empty] | 0 | 0
[26 empty] | 0 | 0
[26 empty] | 0 | 0
[26 empty] | 0 | 0
[26 empty] | 0 | 0
[26 empty] | 0 | 0
[26 empty] | 0 | 0
[26 empty] | 0 | 0
[26 empty] | 0 | 0
[26 empty] | 0 | 0
[26 empty] | 0 | 0
[26 empty] | 0 | 0
[26 empty] | 0 | 0
[26 empty] | 0 | 0
[26 empty] | 0 | 0
[26 empty] | 0 | 0
[26 empty] | 0 | 0
[26 empty] | 0 | 0
[26 empty] | 0 | 0
[26 empty] | 0 | 0
[26 empty] | 0 | 0
[26 empty] | 0 | 0
[26 empty] | 0 | 0
[26 empty] | 0 | 0
[26 empty] | 0 | 0
[26 empty] | 0 | 0
[26 empty] | 0 | 0
[26 empty] | 0 | 0
[26 empty] | 0 | 0
[26 empty] | 0 | 0
[26 empty] | 0 | 0
[26 empty] | 0 | 0
[26 empty] | 0 | 0
[26 empty] | 0 | 0
[26 empty] | 0 | 0
[26 empty] | 0 | 0
[26 empty] | 0 | 0
[26 empty] | 0 | 0
[26 empty] | 0 | 0
[26 empty] | 0 | 0
[26 empty] | 0 | 0
[26 empty] | 0 | 0
[26 empty] | 0 | 0
[26 empty] | 0 | 0
[26 empty] | 0 | 0
[26 empty] | 0 | 0
[26 empty] | 0 | 0
[26 empty] | 0 | 0
[26 empty] | 0 | 0
[26 empty] | 0 | 0
[26 empty] | 0 | 0
[26 empty] | 0 | 0
[26 empty] | 0 | 0
[26 empty] | 0 | 0
[26 empty] | 0 | 0
[26 empty] | 0 | 0
[26 empty] | 0 | 0
[26 empty] | 0 | 0
[26 empty] | 0 | 0
[26 empty] | 0 | 0
[26 empty] | 0 | 0
[26 empty] | 0 | 0
[26 empty] | 0 | 0
[26 empty] | 0 | 0
[26 empty] | 0 | 0
[26 empty] | 0 | 0
[26 empty] | 0 | 0
[26 empty] | 0 | 0
[26 empty] | 0 | 0
[26 empty] | 0 | 0
[26 empty] | 0 | 0
[26 empty] | 0 | 0
[26 empty] | 0 | 0
[26 empty] | 0 | 0
[26 empty] | 0 | 0
[26 empty] | 0 | 0
[26 empty] | 0 | 0
[26 empty] | 0 | 0
[26 empty] | 0 | 0
[26 empty] | 0 | 0
[26 empty] | 0 | 0
[26 empty] | 0 | 0
[26 empty] | 0 | 0
[26 empty] | 0 | 0
[26 empty] | 0 | 0
[26 empty] | 0 | 0
[26 empty] | 0 | 0
[26 empty] | 0 | 0
[26 empty] | 0 | 0
[26 empty] | 0 | 0
[26 empty] | 0 | 0
[26 empty] | 0 | 0
[26 empty] | 0 | 0
[26 empty] | 0 | 0
[26 empty] | 0 | 0
[26 empty] | 0 | 0
[26 empty] | 0 | 0
[26 empty] | 0 | 0
[26 empty] | 0 | 0
[26 empty] | 0 | 0
[26 empty] | 0 | 0
[26 empty] | 0 | 0
[26 empty] | 0 | 0
[26 empty] | 0 | 0
[26 empty] | 0 | 0
[26 empty] | 0 | 0
[26 empty] | 0 | 0
[26 empty] | 0 | 0
[26 empty] | 0 | 0
[26 empty] | 0 | 0
[26 empty] | 0 | 0
[26 empty] | 0 | 0
[26 empty] | 0 | 0
[26 empty] | 0 | 0
[26 empty] | 0 | 0
[26 empty] | 0 | 0
[26 empty] | 0 | 0
[26 empty] | 0 | 0
[26 empty] | 0 | 0
[26 empty] | 0 | 0
[26 empty] | 0 | 0
[26 empty] | 0 | 0
[26 empty] | 0 | 0
[26 empty] | 0 | 0
[26 empty] | 0 | 0
[26 empty] | 0 | 0
[26 empty] | 0 | 0
[26 empty] | 0 | 0
[26 empty] | 0 | 0
[26 empty] | 0 | 0
[26 empty] | 0 | 0
[26 empty] | 0 | 0
[26 empty] | 0 | 0
[26 empty] | 0 | 0
[26 empty] | 0 | 0
[26 empty] | 0 | 0
[26 empty] | 0 | 0
[26 empty] | 0 | 0
[26 empty] | 0 | 0
[26 empty] | 0 | 0
[26 empty] | 0 | 0
[26 empty] | 0 | 0
[26 empty] | 0 | 0
[26 empty] | 0 | 0
[26 empty] | 0 | 0
[26 empty] | 0 | 0
[26 empty] | 0 | 0
[26 empty] | 0 | 0
[26 empty] | 0 | 0
[26 empty] | 0 | 0
[26 empty] | 0 | 0
[26 empty] | 0 | 0
[26 empty] | 0 | 0
[26 empty] | 0 | 0
[26 empty] | 0 | 0
[26 empty] | 0 | 0
[26 empty] | 0 | 0
[26 empty] | 0 | 0
[26 empty] | 0 | 0
[26 empty] | 0 | 0
[26 empty] | 0 | 0
[26 empty] | 0 | 0
[26 empty] | 0 | 0
[26 empty] | 0 | 0
[26 empty] | 0 | 0
[26 empty] | 0 | 0
[26 empty] | 0 | 0
[26 empty] | 0 | 0
[26 empty] | 0 | 0
[26 empty] | 0 | 0
[26 empty] | 0 | 0
[26 empty] | 0 | 0
[26 empty] | 0 | 0
[26 empty] | 0 | 0
[26 empty] | 0 | 0
[26 empty] | 0 | 0
[26 empty] | 0 | 0
[26 empty] | 0 | 0
[26 empty] | 0 | 0
[26 empty] | 0 | 0
[26 empty] | 0 | 0
[26 empty] | 0 | 0
[26 empty] | 0 | 0
[26 empty] | 0 | 0
[26 empty] | 0 | 0
[26 empty] | 0 | 0
[26 empty] | 0 | 0
[26 empty] | 0 | 0
[26 empty] | 0 | 0
[26 empty] | 0 | 0
[26 empty] | 0 | 0
[26 empty] | 0 | 0
[26 empty] | 0 | 0
[26 empty] | 0 | 0
[26 empty] | 0 | 0
[26 empty] | 0 | 0
[26 empty] | 0 | 0
[26 empty] | 0 | 0
[26 empty] | 0 | 0
[26 empty] | 0 | 0
[26 empty] | 0 | 0
[26 empty] | 0 | 0
[26 empty] | 0 | 0
[26 empty] | 0 | 0
[26 empty] | 0 | 0
[26 empty] | 0 | 0
[26 empty] | 0 | 0
[26 empty] | 0 | 0
[26 empty] | 0 | 0
[26 empty] | 0 | 0
[26 empty] | 0 | 0
[26 empty] | 0 | 0
[26 empty] | 0 | 0
[26 empty] | 0 | 0
[26 empty] | 0 | 0
[26 empty] | 0 | 0
[26 empty] | 0 | 0
[26 empty] | 0 | 0
[26 empty] | 0 | 0
[26 empty] | 0 | 0
[26 empty] | 0 | 0
[26 empty] | 0 | 0
[26 empty] | 0 | 0
[26 empty] | 0 | 0
[26 empty] | 0 | 0
[26 empty] | 0 | 0
[26 empty] | 0 | 0
[26 empty] | 0 | 0
[26 empty] | 0 | 0
[26 empty] | 0 | 0
[26 empty] | 0 | 0
[26 empty] | 0 | 0
[26 empty] | 0 | 0
[26 empty] | 0 | 0
[26 empty] | 0 | 0
[26 empty] | 0 | 0
[26 empty] | 0 | 0
[26 empty] | 0 | 0
[26 empty] | 0 | 0
[26 empty] | 0 | 0
[26 empty] | 0 | 0
[26 empty] | 0 | 0
[26 empty] | 0 | 0
[26 empty] | 0 | 0
[26 empty] | 0 | 0
[26 empty] | 0 | 0
[26 empty] | 0 | 0
[26 empty] | 0 | 0
[26 empty] | 0 | 0
[26 empty] | 0 | 0
[26 empty] | 0 | 0
[26 empty] | 0 | 0
[26 empty] | 0 | 0
[26 empty] | 0 | 0
[26 empty] | 0 | 0
[26 empty] | 0 | 0
[26 empty] | 0 | 0
[26 empty] | 0 | 0
[26 empty] | 0 | 0
[26 empty] | 0 | 0
[26 empty] | 0 | 0
[26 empty] | 0 | 0
[26 empty] | 0 | 0
[26 empty] | 0 | 0
[26 empty] | 0 | 0
[26 empty] | 0 | 0
[26 empty] | 0 | 0
[26 empty] | 0 | 0
[26 empty] | 0 | 0
[26 empty] | 0 | 0
[26 empty] | 0 | 0
[26 empty] | 0 | 0
[26 empty] | 0 | 0
[26 empty] | 0 | 0
[26 empty] | 0 | 0
[26 empty] | 0 | 0
[26 empty] | 0 | 0
[26 empty] | 0 | 0
[26 empty] | 0 | 0
[26 empty] | 0 | 0
[26 empty] | 0 | 0
[26 empty] | 0 | 0
[26 empty] | 0 | 0
[26 empty] | 0 | 0
[26 empty] | 0 | 0
[26 empty] | 0 | 0
[26 empty] | 0 | 0
[26 empty] | 0 | 0
[26 empty] | 0 | 0
[26 empty] | 0 | 0
[26 empty] | 0 | 0
[26 empty] | 0 | 0
[26 empty] | 0 | 0
[26 empty] | 0 | 0
[26 empty] | 0 | 0
[26 empty] | 0 | 0
[26 empty] | 0 | 0
[26 empty] | 0 | 0
[26 empty] | 0 | 0
[26 empty] | 0 | 0
[26 empty] | 0 | 0
[26 empty] | 0 | 0
[26 empty] | 0 | 0
[26 empty] | 0 | 0
[26 empty] | 0 | 0
[26 empty] | 0 | 0
[26 empty] | 0 | 0
[26 empty] | 0 | 0
[26 empty] | 0 | 0
[26 empty] | 0 | 0
[26 empty] | 0 | 0
[26 empty] | 0 | 0
[26 empty] | 0 | 0
[26 empty] | 0 | 0
[26 empty] | 0 | 0
[26 empty] | 0 | 0
[26 empty] | 0 | 0
[26 empty] | 0 | 0
[26 empty] | 0 | 0
[26 empty] | 0 | 0
[26 empty] | 0 | 0
[26 empty] | 0 | 0
[26 empty] | 0 | 0
[26 empty] | 0 | 0
[26 empty] | 0 | 0
[26 empty] | 0 | 0
[26 empty] | 0 | 0
[26 empty] | 0 | 0
[26 empty] | 0 | 0
[26 empty] | 0 | 0
[26 empty] | 0 | 0
[26 empty] | 0 | 0
[26 empty] | 0 | 0
[26 empty] | 0 | 0
[26 empty] | 0 | 0
[26 empty] | 0 | 0
[26 empty] | 0 | 0
[26 empty] | 0 | 0
[26 empty] | 0 | 0
[26 empty] | 0 | 0
[26 empty] | 0 | 0
[26 empty] | 0 | 0
[26 empty] | 0 | 0
[26 empty] | 0 | 0
[26 empty] | 0 | 0
[26 empty] | 0 | 0
[26 empty] | 0 | 0
[26 empty] | 0 | 0
[26 empty] | 0 | 0
[26 empty] | 0 | 0
[26 empty] | 0 | 0
[26 empty] | 0 | 0
[26 empty] | 0 | 0
[26 empty] | 0 | 0
[26 empty] | 0 | 0
[26 empty] | 0 | 0
[26 empty] | 0 | 0
[26 empty] | 0 | 0

## Zones
Houston | -1
North | -1
South | -1
West | 1
SET UP AREA, copy & paste values to cell B1
Source | West |  | N to H | N to W | N to S | W to N | S to N | W to S
Sink | North | Houston | -1 | 1 | -1 | -1 | 1 | -1
|  | North | 1 | 1 | 1 | -1 | -1 | -1
|  | South | -1 | 1 | -1 | -1 | 1 | -1
|  | West | 1 | -1 | 1 | 1 | -1 | 1
|  | Source | North | North | North | West | South | West
|  | Sink | Houston | West | South | North | North | South

## Tech
Number of Bus | Name of Bus | Tech Type
238 | BOSQUESW505 | CC
239 | BOSQUESW502 | GGT
244 | WHITNYDM01 | Hydro
245 | WHITNYDM02 | Hydro
247 | BOSQUESW501 | GGT
251 | BOSQUESW803 | CC
253 | BOSQUESW804 | CC
332 | RWMILLER01 | GST
333 | RWMILLER02 | GST
334 | RWMILLER03 | GST
335 | RWMILLER04 | GST
336 | RWMILLER05 | GST
344 | MRSSHPRD | Hydro
345 | MRSSHPRD01 | Hydro
366 | JNSNCNTY802 | Cogen
367 | JNSNCNTY802 | Cogen
503 | NTHTEXAS01 | GST
504 | NTHTEXAS02 | GST
505 | NTHTEXAS03 | GST
580 | JCKCNTY801 | CC
581 | JCKCNTY802 | CC
582 | JCKCNTY803 | CC
728 | WOLFRIDGE801 | Wind
837 | NEWMAN_G5 | GST
842 | OLINGER_G1 | GST
843 | OLINGER_G2 | GST
844 | OLINGER_G3 | GST
845 | OLINGER_G4 | GGT
923 | SPENCER_G4 | GST
924 | SPENCER_G5 | GST
948 | STEAM1 | GST
949 | STEAM2 | GST
950 | STEAM3 | GST
990 | GIBN_CREK_G1 | LIGCO
1002 | PBCTAGE_1G | GGT
1003 | PBCTBGE_2G | GGT
1004 | PBCTCGE_3G | GGT
1005 | PBCTDGE_4G | GGT
1006 | PBCTEGE_5G | GGT
1007 | PB5GEN_6G | GST
1008 | PB6GEN_7G | GST
1037 | MORGAN5G_5G | GST
1039 | MRGNAG_1G | GGT
1040 | MRGNBG_2G | GGT
1041 | MRGNCG_3G | GGT
1042 | MRGNDG_4G | GGT
1043 | MRGNEG_5G | GGT
1044 | MRGNFG_6G | GGT
1045 | CALENG1G_1G | Cogen
1046 | CALENG2G_2G | Cogen
1047 | CALENG3G_3G | Cogen
1058 | LONGSHORE_5 | Wind
1058 | LONGSHORE_5 | Wind
1061 | CIELOGEN_1G | Wind
1062 | CIELOGEN_2G | Wind
1068 | SCURRYCW_1G | Wind
1069 | KINDERMG_1G | Cogen
1070 | KINDERMG_2G | Cogen
1071 | KINDERMG_3G | Cogen
1073 | SCURRYCW_2G | Wind
1320 | BSP 1 | Cogen
1326 | STANTONW_8 | Wind
1327 | WILDHRSE_1G | Wind
1328 | OCOTILLO_1G | Wind
1333 | MCDDONAL_8 | Wind
1343 | TRENTIPP_8 | Wind
1349 | WESTXWIN_1G | Wind
1350 | NWPWRG1_1G | Wind
1354 | AEPWIND_8 | Wind
1360 | GUNSIGHT_8 | Wind
1416 | SWETWATR_1G | CC
1417 | SWETWATR_2G | CC
1418 | SWETWATR_3G | CC
1419 | SWETWATR_4G | CC
1432 | GRHAMSES_2G | GST
1433 | GRHAMSES_1G | GST
1437 | MESQUITW_1G | Wind
1438 | MESQUITW_2G | Wind
1442 | COKFIELD_5 | Wind
1453 | WCPWRCO_1G | CC
1454 | WCPWRCO_2G | CC
1455 | WCPWRCO_3G | CC
1479 | WFCOGEN_1G | Cogen
1479 | WFCOGEN_1G | Cogen
1482 | WFCOGEN_2G | Cogen
1482 | WFCOGEN_2G | Cogen
1600 | BARTNWND_1G | Wind
1643 | SLSTR1PP_1G | Wind
1675 | PEC_1G | Cogen
1676 | PEC_2G | Cogen
1677 | PEC_3G | Cogen
1678 | LAMARPWR_1G | CC
1679 | LAMARPWR_2G | CC
1680 | LAMARPWR_3G | CC
1681 | LAMARPWR_4G | CC
1682 | LAMARPWR_5G | CC
1683 | LAMARPWR_6G | CC
1687 | VALLEY_1G | GST
1688 | VALLEY_2G | GSC
1689 | VALLEY_3G | GST
1701 | MOSES_1G | LIGCO
1702 | MOSES_2G | LIGCO
1703 | MOSES_3G | LIGCO
1861 | EAGLEMNT_1G | GST
1862 | EAGLEMNT_2G | GST
1863 | EAGLEMNT_3G | GST
1877 | WLFHOLW_1G | CC
1878 | WLFHOLW_2G | CC
1879 | WLFHOLW_3G | CC
1889 | DECRDOVA_1G | GSC
1892 | DECRDOVA_2G | GGT
1893 | DECRDOVA_3G | GGT
1894 | DECRDOVA_4G | GGT
1895 | DECRDOVA_5G | GGT
1898 | COMCHEPK_1G | Nuc
1899 | COMCHEPK_2G | Nuc
1937 | MDLTHELP_5G | CC
1938 | MDLTHELP_6G | CC
1941 | MDLTHELP_1G | CC
1942 | MDLTHELP_2G | CC
1943 | MDLTHELP_3G | CC
1944 | MDLTHELP_4G | CC
1947 | HANDLEY_3G | GST
1948 | HANDLEY_4G | GST
1949 | HANDLEY_5G | GST
2371 | COLLIN_1G | GST
2381 | NTHLK1_G | GST
2382 | NTHLK2_G | GST
2383 | NTHLK3_G | GST
2413 | MTCK6_G | GST
2414 | MTCK7_G | GST
2417 | MTCK8_G | GSC
2451 | LKHB1_G | GST
2452 | LKHB2_G | GST
3097 | MARTLAKE_1G | LIGCO
3098 | MARTLAKE_2G | LIGCO
3099 | MARTLAKE_3G | LIGCO
3107 | STRYKER_1G | GST
3108 | STRYKER_2G | GST
3126 | TRINIDAD_6G | GST
3309 | ASPN_G | Bio
3348 | CHAMPION_1G | Cogen
3381 | BBRN_1G | LIGCO
3382 | BBRN_2G | LIGCO
3403 | THOUSE_1G | GSC
3404 | THOUSE_2G | GSC
3416 | LAKE_CRK1_G | GST
3417 | LAKE_CRK2_G | GST
3432 | SANDOW_4G | LIGCO
5026 | BRAUNIG_VHB1 | GST
5027 | BRAUNIG_VHB2 | GST
5028 | BRAUNIG_VHB3 | GST
5111 | CALAVER_JTD1 | LIGCO
5112 | CALAVER_JTD2 | LIGCO
5264 | LEON_LCP3G3 | GST
5265 | LEON_LCP4G4 | GST
5266 | LEON_LCPCT1 | GGT
5267 | LEON_LCPCT2 | GGT
5268 | LEON_LCPCT3 | GGT
5269 | LEON_LCPCT4 | GGT
5396 | CALAVER_OWS1 | GST
5397 | CALAVER_OWS2 | GST
5401 | CALAVER_JKS1 | LIGCO
5436 | TUTTL_WBT1G1 | GST
5438 | TUTTL_WBT3G3 | GST
5439 | TUTTL_WBT4G4 | GST
5476 | BRA_AVR1_CT1 | CC
5477 | BRA_AVR1_ST | CC
5478 | BRA_AVR1_CT2 | CC
5503 | RAYBURNGEN3 | GST
5505 | RAYBURNGEN1 | GGT
5506 | RAYBURNGEN2 | GGT
5508 | RAYBURNCC9 | CC
5509 | RAYBURNCC10 | CC
5511 | RAYBURNCC7 | CC
5512 | RAYBURNCC8 | CC
5728 | FALCONHYDRO2 | Hydro
5729 | FALCONHYDRO3 | Hydro
5890 | PEARSALLGEN1 | GST
5891 | PEARSALLGEN2 | GST
5892 | PEARSALLGEN3 | GST
5903 | SANMIGUELGEN | LIGCO
5911 | STP_GN1___1 | Nuc
5912 | STP_GN2___2 | Nuc
5920 | WELSHDC1 | DCTie
5925 | DCEAST | DCTie
5932 | SI_RAY9 | CC
5933 | SI_RAY6 | GST
5934 | SI_RAY5 | GST
5935 | SI_RAY10 | CC
6016 | SWMESA | Wind
6096 | NORTHDC7 | DCTie
6100 | OKLA7A | DCTie
6144 | MCADOO1A | Wind
6407 | TURKTRAK1A | Wind
6637 | SNYDERW1A | Wind
6752 | OKLA0A | LIGCO
6948 | DENISNDM | Hydro
6948 | DENISNDM | Hydro
7000 | L_FERGUS1_1Y | GSC
7004 | L_SIMGID1_1Y | GST
7005 | L_SIMGID1_2Y | GST
7006 | L_SIMGID1_3Y | GST
7007 | L_LOSTPI1_1Y | CC
7008 | L_LOSTPI1_2Y | CC
7009 | L_LOSTPI1_3Y | CC
7010 | L_FPPYD11_1Y | LIGCO
7011 | L_FPPYD11_2Y | LIGCO
7012 | L_FPPYD21_3Y | LIGCO
7014 | L_HAYSEN1_1Y | CC
7015 | L_HAYSEN1_2Y | CC
7016 | L_HAYSEN1_3Y | CC
7017 | L_HAYSEN1_4Y | CC
7020 | L_AUSTPL1_1Y | Hydro
7020 | L_AUSTPL1_1Y | Hydro
7022 | L_BUCHAN1_1Y | Hydro
7023 | L_BUCHAN1_2Y | Hydro
7024 | L_BUCHAN1_3Y | Hydro
7026 | L_INKSDA1_1Y | Hydro
7028 | L_MARBFA1_1Y | Hydro
7029 | L_MARBFA1_2Y | Hydro
7031 | L_MARSFO1G1Y | Hydro
7032 | L_MARSFO1G2Y | Hydro
7033 | L_MARSFO1G3Y | Hydro
7035 | L_WIRTZ_1G1Y | Hydro
7036 | L_WIRTZ_1G2Y | Hydro
7038 | L_DELAWA1_1Y | Wind
7038 | L_DELAWA1_1Y | Wind
7303 | L_WPPGS12_1Y | GGT
7303 | L_WPPGS12_1Y | GGT
7305 | L_WPPGS34_1Y | GGT
7305 | L_WPPGS34_1Y | GGT
7487 | L_CANYHY8_1Y | Hydro
7605 | L_MCQUEE9_1Y | Hydro
7605 | L_MCQUEE9_1Y | Hydro
7605 | L_MCQUEE9_1Y | Hydro
7609 | L_SCHUMA8_1Y | Hydro
7624 | L_LAKEWO9_1Y | Hydro
7624 | L_LAKEWO9_1Y | Hydro
7800 | L_GUADGE1_1Y | CC
7801 | L_GUADGE1_2Y | CC
7802 | L_GUADGE1_3Y | CC
7803 | L_GUADGE1_4Y | CC
7804 | L_GUADGE1_5Y | CC
7805 | L_GUADGE1_6Y | CC
7807 | L_BASTEN1_1Y | CC
7808 | L_BASTEN1_2Y | CC
7809 | L_BASTEN1_3Y | CC
7810 | L_RIONOG1G1Y | CC
7811 | L_RIONOG1G2Y | CC
7812 | L_RIONOG1G3Y | CC
7813 | L_RIONOG1S1Y | CC
8032 | AMISTADHYD1 | Hydro
8033 | AMISTADHYD2 | Hydro
8048 | FALCONHYDRO1 | Hydro
8066 | DUP1V#1 | Cogen
8134 | FOR #1 | Cogen
8138 | FOR #2 | Cogen
8139 | JOS #1 | GST
8147 | UCAR #2 | Cogen
8148 | UCAR #1 | Cogen
8153 | FOR #3 | Cogen
8154 | FOR #4 | Cogen
8155 | FOR #5 | Cogen
8156 | FOR #6 | Cogen
8157 | FOR #7 | Cogen
8161 | COLETO0A | LIGCO
8173 | VICEC51A | CC
8174 | VICEC61A | CC
8189 | CUECPL2A | Cogen
8262 | ELPS | Hydro
8285 | LAR #1 | GST
8287 | LAR #2 | GST
8288 | LAR #3 | GST
8388 | BATES0A | GST
8393 | BATES0B | GST
8437 | NUECES_B0C | GST
8438 | NUECES_B0B | GST
8442 | NBEC7 | GST
8442 | NBEC7 | GST
8456 | COSW#1 | Cogen
8457 | COSW#2 | Cogen
8459 | B_DAVIS0B | GSC
8460 | B_DAVIS0A | GSC
8461 | KOCH_UP0A | Cogen
8506 | VAL #1 | Cogen
8507 | VAL #2 | Cogen
8511 | OXY_CC0A | Cogen
8517 | CELANEBI0A | Cogen
8560 | CNOPGT1 | Cogen
8561 | CNOPGT2 | Cogen
8562 | CNOPST1 | Cogen
8926 | LGE_GT10A | Cogen
8927 | LGE_GT20A | Cogen
8928 | LGE_STG0A | Cogen
8930 | ICPGN10A | Cogen
8931 | ICPGN20A | Cogen
8932 | ICPGN30A | Cogen
8933 | FGNTS001 | CC
8934 | FGNTS101 | CC
8935 | FGNTS201 | CC
8936 | MVGN#1 | CC
8937 | MVGN#2 | CC
8938 | MVGN#3 | CC
8981 | HECN1 | CC
8982 | HECN2 | CC
8983 | HECN3 | CC
9000 | DECKR_G1 | GST
9001 | DECKR_G2 | GST
9002 | DECKR_G3 | GGT
9003 | DECKR_G4 | GGT
9004 | DECKR_G5 | GGT
9005 | DECKR_G6 | GGT
9016 | SANDH_G1 | GGT
9017 | SANDH_G2 | GGT
9018 | SANDH_G3 | GGT
9019 | SANDH_G4 | GGT
9020 | SANDHG5A | CC
9021 | SANDHG5C | CC
11001 | NAV1CT | CC
11009 | NAV2CT | CC
11011 | NAV3ST | CC
11012 | NAV4CT | CC
11013 | NAV5CT | CC
11014 | NAV6ST | CC
11020 | TIEHVSG_1G | CC
11021 | TIEHVCG_1G | CC
11022 | TIEHVCG_2G | CC
11023 | TIEHVCG_3G | CC
11024 | TIEHVCG_4G | CC
11025 | TIEHVSG_2G | CC
11056 | ROSCOE_1G | Wind
11057 | CHAMPION_1G | Wind
11058 | PYRON_1G | Wind
11059 | INADALE_1G | Wind
11065 | ELBOWCK_1G | Wind
11147 | NOTREES_1G | Wind
11309 | BULLCREK_2G | Wind
11310 | BULLCREK_1G | Wind
11320 | COYOTE_1G | Wind
11691 | KMICHICT1_G | CC
11692 | KMICHICT2_G | CC
11693 | KMICHIST3_G | CC
11694 | KMICHICT4_G | CC
11695 | KMICHICT5_G | CC
11696 | KMICHIST6_G | CC
12322 | ENNSTRAC_1G | CC
12323 | ENNSTRAC_2G | CC
12411 | FPLEFR1A_G | CC
12412 | FPLEFR1B_G | CC
12413 | FPLEFR1C_G | CC
12414 | FPLEFR1S_G | CC
12421 | FPLEFR2A_G | CC
12422 | FPLEFR2B_G | CC
12423 | FPLEFR2C_G | CC
12424 | FPLEFR2S_G | CC
12440 | PARKD_1SVC8 | GST
12449 | PARKD_2SVC8 | GST
13116 | TGATEWAY_1G | CC
13117 | TGATEWAY_2G | CC
13118 | TGATEWAY_3G | CC
13119 | TGATEWAY_4G | CC
13131 | CALFREST_1G | CC
13132 | CALFREST_2G | CC
13133 | CALFREST_3G | CC
13134 | CALFREST_4G | CC
13135 | CALFREST_5G | CC
13136 | CALFREST_6G | CC
13432 | SANDOW_5G | LIGCO
32798 | BRYN_TAMUGEN | GST
32883 | BRYN_DNSBY3 | GST
32884 | BRYN_DNSBY13 | GST
32886 | BRYN_ATKINS3 | GST
32887 | BRYN_ATKINS6 | GST
32888 | BRYN_ATKINS7 | GGT
32890 | BRYN_ATKINS4 | GST
32891 | BRYN_ATKINS5 | GST
32892 | BRYN_DNSBY14 | GST
36998 | RDCNYNG1 | Wind
38332 | TNWDWRDU2_8 | Wind
38437 | TNSRBNMESA9 | Wind
38580 | TNBP_CGN1_8 | Cogen
38590 | TNBP_CGN2_8 | Cogen
38600 | TNBP_CGN3_8 | Cogen
38611 | TNBPAMCG1_8 | Cogen
38612 | TNBPAMCG2_8 | Cogen
38613 | TNBPAMCG3_8 | Cogen
38614 | TNBPAMCG4_8 | Cogen
38615 | TNBPAMCG5_8 | Cogen
38690 | TNBP_CGN4_8 | Cogen
38711 | TNTXCTY1CG8 | Cogen
38712 | TNTXCTY2CG8 | Cogen
38713 | TNTXCTY3CG8 | Cogen
38714 | TNTXCTY4CG8 | Cogen
39190 | TNSLCGN1__8 | Cogen
39470 | TNDOWCGNSG8 | Cogen
39480 | TNDOWCGNGG8 | Cogen
39760 | TNSCLP1___8 | Cogen
39770 | TNSCLP2___8 | Cogen
39775 | TNSCLP4___8 | Cogen
39790 | TNSCLP3___8 | Cogen
39960 | TNTNPONE_18 | LIGCO
39970 | TNTNPONE_28 | LIGCO
48500 | APD_GT1_8005 | Cogen
48510 | AK_GT1__8040 | Cogen
48511 | LPE_GT1_8070 | GGT
48512 | LPE_GT2_8075 | GGT
48513 | LPE_GT3_8080 | GGT
48514 | LPE_GT4_8085 | GGT
48520 | BSF_GT1_8070 | Cogen
48520 | BSF_GT1_8070 | Cogen
48521 | BVE_GT1_GT1 | CC
48522 | BVE_GT2_5035 | CC
48523 | BVE_ST1_GN1 | CC
48531 | BYU_GT1_8075 | Cogen
48532 | BYU_GT2_8055 | Cogen
48533 | BYU_GT3_8060 | Cogen
48534 | BYU_GT4_8065 | Cogen
48551 | CAL_GT1_8045 | Cogen
48552 | CAL_ST1_8000 | Cogen
48561 | CTL_GT2_8130 | Cogen
48562 | CTL_GT3_8135 | Cogen
48563 | CTL_GT4_8140 | Cogen
48564 | CTL_GN1_8145 | Cogen
48565 | CTL_GN2_8155 | Cogen
48581 | CBY_GN1_1 | GSC
48582 | CBY_GN2_2 | GSC
48583 | CBY_GT4_1 | GSC
48584 | CBY_GT4_2 | CC
48585 | CBY_ST4_1 | CC
48591 | CHE_GT2_5030 | Cogen
48593 | CHE_GT1_8015 | Cogen
48594 | CHE_GN4_8025 | Cogen
48595 | BTE_GT2_8075 | CC
48596 | BTE_GT3_8045 | CC
48597 | BTE_GT4_8055 | CC
48598 | BTE_ST1_8070 | CC
48611 | DIB_GT1_8080 | Cogen
48612 | DIB_GT2_8075 | Cogen
48613 | DIB_ST1_8085 | Cogen
48614 | DIB_GT3_8090 | Cogen
48641 | DPEC_GT15040 | CC
48642 | DPEC_GT25025 | CC
48643 | DPEC_GT35010 | CC
48644 | DPEC_GT45070 | CC
48645 | DPEC_ST55065 | CC
48651 | EP_1_2 | Cogen
48651 | EP_1_2 | Cogen
48671 | FTR_GT1_5105 | CC
48672 | FTR_GT2_5110 | CC
48673 | FTR_GT3_5085 | CC
48674 | FTR_CN4_5095 | CC
48690 | GBY_GN5_5 | GSC
48691 | GBY_73741085 | GGT
48691 | GBY_73741085 | GGT
48692 | GBY_81821075 | GGT
48692 | GBY_81821075 | GGT
48693 | GBY_83841065 | GGT
48693 | GBY_83841065 | GGT
48721 | LEG_1___1 | LIGCO
48722 | LEG_2___2 | LIGCO
48730 | MNS_GT | Cogen
48731 | CBE_GT1 | CC
48732 | CBE_GT2 | CC
48733 | CBE_ST12 | CC
48734 | CBE_GT3 | CC
48735 | CBE_GT4 | CC
48736 | CBE_ST34 | CC
48740 | PSG_GN2_8050 | Cogen
48741 | PSG_GT2_8040 | Cogen
48742 | PSG_GT3_8060 | Cogen
48761 | PR_GT1__9040 | Cogen
48772 | PHR_GN2_2 | GSC
48791 | PSA_GT1_8160 | Cogen
48792 | PSA_GT2_8155 | Cogen
48793 | PSA_GT3_8150 | Cogen
48794 | PSA_GT4_8145 | Cogen
48795 | PSA_GT5_8140 | Cogen
48796 | PSA_GN1_8165 | Cogen
48797 | PSA_GT6_8135 | Cogen
48811 | CVC_GT3_5045 | Cogen
48812 | CVC_GT2_5020 | Cogen
48813 | CVC_GT1_5035 | Cogen
48814 | CVC_ST5_5040 | Cogen
48815 | CVC_GT4_8005 | Cogen
48820 | SHELLG1_3015 | Cogen
48821 | SHELLG2 | Cogen
48822 | SHELLG3_3020 | Cogen
48822 | SHELLG3_3020 | Cogen
48841 | SJS_GT1_GT1 | Cogen
48842 | SJS_GT2_GT2 | Cogen
48845 | SOL_GT1 | Solar
48851 | SRB_GN1_1 | GST
48852 | SRB_GN2_2 | GST
48853 | SRB_GN3_3 | GST
48854 | SRB_GN4_4 | GST
48855 | SRB_GT211035 | GGT
48855 | SRB_GT211035 | GGT
48873 | THW_ST3_ST_3 | CC
48874 | THW_ST4_ST_4 | CC
48875 | THW_3132 | CC
48875 | THW_3132 | CC
48877 | THW_3334 | CC
48877 | THW_3334 | CC
48879 | THW_4142 | CC
48879 | THW_4142 | CC
48881 | THW_4344 | CC
48881 | THW_4344 | CC
48883 | THW_GT1_GT_1 | GGT
48885 | THW_5152 | GGT
48885 | THW_5152 | GGT
48886 | THW_5354 | GGT
48886 | THW_5354 | GGT
48887 | THW_5556 | GGT
48887 | THW_5556 | GGT
48911 | TGF_GT1_8000 | Cogen
48921 | WAP_GN1_1 | GST
48922 | WAP_GN2_2 | GST
48923 | WAP_GN3_3 | GST
48924 | WAP_GN4_4 | GSC
48925 | WAP_GN5_5 | LIGCO
48926 | WAP_GN6_6 | LIGCO
48927 | WAP_GN7_7 | LIGCO
48928 | WAP_GN8_8 | LIGCO
48929 | WAPGT21_GT1 | GGT
48940 | WARVUE_GT1 | Cogen
49803 | EXN_15GT | Cogen
49804 | EXN_16GT | Cogen
49805 | EXN_17GT | Cogen
49826 | EXN938GT | Cogen
49828 | EXN941GT | Cogen
49829 | EXN942GT | Cogen
49830 | EXN943GT | Cogen
49831 | EXN944GT | Cogen
49832 | EXN945GT | Cogen
49837 | EXN_GT | Cogen
49838 | EXN_14GT | Cogen
49851 | DOW17000 | Cogen
49858 | DOW38100 | Cogen
49859 | DOW38200 | Cogen
49860 | DOW38300 | Cogen
49862 | DOW39100 | Cogen
49863 | DOW39200 | Cogen
49865 | DOW41000 | Cogen
49866 | DOW42000 | Cogen
49869 | DOW49000 | Cogen
49870 | DOW61000 | Cogen
49871 | DOW62000 | Cogen
49872 | DOW63000 | Cogen
49873 | DOW64000 | Cogen
49876 | DOW65000 | Cogen
49877 | DOW66000 | Cogen
49878 | DOW67000 | Cogen
49882 | DOW81000 | Cogen
49884 | DOW82000 | Cogen
49885 | DOW83000 | Cogen
49886 | DOW84000 | Cogen
58909 | PEARSALLSCG1 | Diesel
58909 | PEARSALLSCG1 | Diesel
58909 | PEARSALLSCG1 | Diesel
58909 | PEARSALLSCG1 | Diesel
58909 | PEARSALLSCG1 | Diesel
58909 | PEARSALLSCG1 | Diesel
58919 | PEARSALLSCG2 | Diesel
58919 | PEARSALLSCG2 | Diesel
58919 | PEARSALLSCG2 | Diesel
58919 | PEARSALLSCG2 | Diesel
58919 | PEARSALLSCG2 | Diesel
58919 | PEARSALLSCG2 | Diesel
58929 | PEARSALLSCG3 | Diesel
58929 | PEARSALLSCG3 | Diesel
58929 | PEARSALLSCG3 | Diesel
58929 | PEARSALLSCG3 | Diesel
58929 | PEARSALLSCG3 | Diesel
58929 | PEARSALLSCG3 | Diesel
58949 | PEARSALLSCG4 | Diesel
58949 | PEARSALLSCG4 | Diesel
58949 | PEARSALLSCG4 | Diesel
58949 | PEARSALLSCG4 | Diesel
58949 | PEARSALLSCG4 | Diesel
58949 | PEARSALLSCG4 | Diesel
60000 | DSKY2 | Wind
60003 | KING_NE1A | Wind
60005 | KING_SE1A | Wind
60007 | KING_SW1A | Wind
60016 | WOODWRD11A | Wind
60017 | ORNNWP1 | Wind
60018 | DSKY1 | Wind
60019 | KING_NW1A | Wind
60057 | CALLAHAN1A | Wind
60058 | BUFF_GAP1A | Wind
60060 | CIRELLO | Wind
60063 | BUFF_GAP1B | Wind
60066 | H_HOLLOW1A | Wind
60068 | HHOLLOW21A | Wind
60070 | HHOLLOW31A | Wind
60072 | HHOLLOW41A | Wind
60081 | WHRLWIND1A | Wind
60201 | RIO DRCS | AVR
60202 | FRNDDRCS | AVR
71051 | L_BITTCR1_1N | Wind
71054 | L_SWEETW1_1N | Wind
71057 | L_SWEETW1_2N | Wind
71059 | L_SWEETW1_3N | Wind
71060 | L_SWEETW1_4N | Wind
71061 | L_SWEETW1_5N | Wind
76031 | L_GASCCR1_1N | Wind
76091 | L_DIVIDE1_1N | Wind
76095 | L_CAPRSI1_1N | Wind
76096 | L_CAPRSI1_2N | Wind
76097 | L_CAPRGE1_1N | Wind
80003 | MILHWYS | AVR
80012 | LAR | DCTie
80051 | FOR #8 | Cogen
80052 | FOR #9 | Cogen
80053 | FOR #10 | Cogen
80080 | GWINDT11A | Wind
80080 | GWINDT11A | Wind
80080 | GWINDT11A | Wind
80080 | GWINDT11A | Wind
80081 | GWINDT21A | Wind
80081 | GWINDT21A | Wind
80081 | GWINDT21A | Wind
80081 | GWINDT21A | Wind
80137 | CSDR89 | DCTie
80137 | CSDR89 | DCTie
80138 | CSDR7 | DCTie
80139 | CSDR56 | DCTie
80139 | CSDR56 | DCTie
80140 | CSDR11 | DCTie
80180 | PNSCALT11A | Wind
80180 | PNSCALT11A | Wind
80181 | PNSCALT21A | Wind
80181 | PNSCALT21A | Wind
80223 | REYSHR G | Cogen
80224 | VISTRONG1 | Cogen
80225 | VISTRONG2 | Cogen
80226 | ALCOA G | Cogen
80227 | AIRCO G | Cogen
80263 | B_DAVIS31A | CC
80264 | B_DAVIS41A | CC
80265 | LARECU40A | GGT
80266 | LARECU50A | GGT
86104 | CID-138 | DCTie
86105 | CID-230 | DCTie
86106 | CUF-230 | DCTie
86107 | CUF-138 | DCTie
88198 | BEEVILLE | AVR
88253 | HAMILTON | BLT
88299 | ZAPATA | BLT
88508 | FALFURRI | AVR