## Set up
Step 1 | Go to the Zones worksheet in this workbook. Make sure that the source and sink zones are set correctly and the "1"s and "-1"s are correct |  | Summary of Key Data points | Value
File Description: Cont_ LongCreek to Sweetwater OL_ AbileneMulberry to LongCreek
Step 2 | Open Dennis' file that needs to have the data transferred, same file that is listed in cell K27 |  | Number of units | 645
|  |  | Dec PTDF cutoff point | 102
Step 3 | Copy columns J:X from an old Dennis' Sheet to the new sheet (if first round of a new alaysis) |  | Dec PTDF cutoff unit | OKLA0A
|  |  | Dec 10% unit | HHOLLOW31A
Step 4 | Mark the contingencies and monitored element set by a "y" in column K of Dennis' sheet, if there are a match on the filename use something to make unique |  | Dec max cumltv zone impact - cumltv zone share | 0.049882
|  |  | Dec max cumltv zone impact - cumltv zone share pt | 13
Step 5 | Enter Dennis' file name into cell K27 |  | Dec max cumltv zone impact - cumltv zone share unit | L_SWEETW1_5N
|  |  | West Zonal weighted AWGSF | 0.28417
Step 6 | click the step one button |  | North Zonal weighted AWGSF | -0.025516
|  |  | Inc PTDF cutoff point | 543
Step 7 | Enter the line ratings in Dennis' workbook, the Input worksheet, in the cells |  | Inc PTDF cutoff unit | HAMILTON
| X6:X30, or to the end of the selected list. |  | Inc 10% unit | HANDLEY_4G
|  |  | Inc max cumltv zone impact - cumltv zone share | 0.018009
Step 8 | Check to see that the number of generators in Dennis' file matches the length |  | Inc max cumltv zone impact - cumltv zone share pt | 137
| of the formulas in columns L:V (Distributed Slack - Dec) have been copied through to the apporpriate number of rows |  | Inc max cumltv zone impact - cumltv zone share unit | FTR_CN4_5095
| If Dennis' sheet data is less than this file then clear any old unit data in columns A:K of this workbook to match the correct leng |  | West Zonal weighted AWGSF | 0.28417
| It is only necessary to match the Distributed Slack - Dec worksheet. |  | North Zonal weighted AWGSF | -0.025516
|  |  | Min of zone correlation | 0.17712
Step 9 | Click the step 2 button |  | Bounary gen in North Zone | 0
| The last file saved will still be open, yopu will need to close this file. |  | Bounary gen in soucre zone as % of line | 0%
| This sheet willno longer be open. |  | Bounary gen in West Zone | 0
|  |  | Bounary gen in soucre zone as % of line | 0
|  |  | OL element line rating | 1072
|  |  | West Zonal weighted AWGSF | 0.28417
|  | WN_043009automation.xls | North Zonal weighted AWGSF | -0.025516
Copy Dennis' data step 1
Copy Dennis' Data Step 2

## Distributed Slack - Dec
Number of Bus | Name of Bus | ID | Area Name of Gen | AGC | P Sensitivity of Bus | Gen MW | Min MW | Max MW | V Sensitivity of Bus | Set Volt | Tech Type | Zone Impact | Zone Correlation | Inc Max | Dec Max | Souce S.F. Weighting | Souce Capacity | Sink S.F. Weighting | Sink Capacity | PTDF Calc | PTDF Weighting | Cumulative Share of Zonal Cap | Cumulative Share of Zonal Impact | Cont_ LongCreek to Sweetwater OL_ AbileneMulberry to LongCreek |  | i_PTDF_DEC_pt | 102 |  | L_SWEETW1_5N | Unit at max
60058 | BUFF_GAP1A | 1 | West | YES | 0.39288 | 24 | 0 | 120 |  | 1 | Wind | 1 | 0.4184 | 0 | 120 | 47.1462 | 120 |  |  | 0.4184 | 50.2082 | 0.011066 | 0.014577 |  |  | i_10pctunit | 6 |  | 13 | # units @ max
60060 | CIRELLO | 1 | West | YES | 0.39288 | 46.6 | 0 | 233 | 0 | 1 | Wind | 1 | 0.4184 | 0 | 233 | 91.5422 | 233 |  |  | 0.4184 | 97.4875 | 0.032552 | 0.04288 |  |  | # units | 645 |  | 0.049882 | delta max
60063 | BUFF_GAP1B | 1 | West | YES | 0.39288 | 34 | 0 | 170.2 | 0 | 1.02 | Wind | 1 | 0.4184 | 0 | 170.2 | 66.869 | 170.2 |  |  | 0.4184 | 71.2119 | 0.048247 | 0.063555 | [5 empty] | Delta
60066 | H_HOLLOW1A | 1 | West | YES | 0.39288 | 44.4 | 0 | 222 | 0 | 1.005 | Wind | 1 | 0.4184 | 0 | 222 | 87.2205 | 222 |  |  | 0.4184 | 92.8851 | 0.068719 | 0.090522 | Weighted Shift Factors |  |  |  | 1 | 0.0035109
60068 | HHOLLOW21A | 1 | West | YES | 0.39288 | 36.8 | 0 | 184 | 0 | 1.025 | Wind | 1 | 0.4184 | 0 | 184 | 72.2908 | 184 |  |  | 0.4184 | 76.9859 | 0.085687 | 0.11287 | West | 0.28417 |  |  | 2 | 0.010328
60070 | HHOLLOW31A | 1 | West | YES | 0.39288 | 44.8 | 0 | 224 | 0 | 1.025 | Wind | 1 | 0.4184 | 0 | 224 | 88.0062 | 224 |  |  | 0.4184 | 93.7219 | 0.10634 | 0.14008 | North | -0.025516 |  |  | 3 | 0.015308
60072 | HHOLLOW41A | 1 | West | YES | 0.39288 | 23 | 0 | 115 | 0 | 1.025 | Wind | 1 | 0.4184 | 0 | 115 | 45.1818 | 115 |  |  | 0.4184 | 48.1162 | 0.11695 | 0.15405 |  |  |  |  | 4 | 0.021803
71051 | L_BITTCR1_1N | W1 | West | YES | 0.36741 | 7.5 | 0 | 37.5 |  | 1.02 | Wind | 1 | 0.39293 | 0 | 37.5 | 13.7778 | 37.5 |  |  | 0.39293 | 14.7347 | 0.12041 | 0.15833 |  |  |  |  | 5 | 0.027186
71054 | L_SWEETW1_1N | W1 | West | YES | 0.36741 | 21.5 | 0 | 107.5 |  | 1.02 | Wind | 1 | 0.39293 | 0 | 107.5 | 39.4965 | 107.5 |  |  | 0.39293 | 42.2395 | 0.13032 | 0.17059 |  |  |  |  | 6 | 0.03374
71057 | L_SWEETW1_2N | W1 | West | YES | 0.36741 | 27 | 0 | 135 |  | 1.02 | Wind | 1 | 0.39293 | 0 | 135 | 49.6002 | 135 |  |  | 0.39293 | 53.0449 | 0.14277 | 0.18599 |  |  |  |  | 7 | 0.037104
71059 | L_SWEETW1_3N | W1 | West | YES | 0.36741 | 23.8 | 0 | 119 | 0 | 1.02 | Wind | 1 | 0.39293 | 0 | 119 | 43.7217 | 119 |  |  | 0.39293 | 46.7581 | 0.15374 | 0.19957 |  |  |  |  | 8 | 0.037924
71060 | L_SWEETW1_4N | W1 | West | YES | 0.36741 | 21 | 0 | 105 | 0 | 1.02 | Wind | 1 | 0.39293 | 0 | 105 | 38.5779 | 105 |  |  | 0.39293 | 41.2572 | 0.16343 | 0.21155 |  |  |  |  | 9 | 0.040274
71061 | L_SWEETW1_5N | W1 | West | YES | 0.36741 | 16.1 | 0 | 80.5 | 0 | 1.02 | Wind | 1 | 0.39293 | 0 | 80.5 | 29.5764 | 80.5 |  |  | 0.39293 | 31.6305 | 0.17085 | 0.22073 |  |  |  |  | 10 | 0.043226
60057 | CALLAHAN1A | 1 | West | YES | 0.29178 | 22.8 | 0 | 114 | 0 | 1.04 | Wind | 1 | 0.3173 | 0 | 114 | 33.2631 | 114 |  |  | 0.3173 | 36.172 | 0.18136 | 0.23123 |  |  |  |  | 11 | 0.045827
6407 | TURKTRAK1A | 1 | West | YES | 0.28877 | 33.9 | 0 | 169.5 | 0 | 1.025 | Wind | 1 | 0.31429 | 0 | 169.5 | 48.947 | 169.5 |  |  | 0.31429 | 53.2721 | 0.19699 | 0.2467 |  |  |  |  | 12 | 0.048122
1343 | TRENTIPP_8 | 1 | West | YES | 0.28336 | 30 | 0 | 150 |  | 1.014 | Wind | 1 | 0.30888 | 0 | 150 | 42.5044 | 150 |  |  | 0.30888 | 46.3319 | 0.21082 | 0.26015 |  |  |  |  | 13 | 0.049882
1354 | AEPWIND_8 | 1 | West | YES | 0.28336 | 20.2 | 0 | 101 |  | 1 | Wind | 1 | 0.30888 | 0 | 101 | 28.6197 | 101 |  |  | 0.30888 | 31.1968 | 0.22014 | 0.26921 |  |  |  |  | 14 | 0.049871
1416 | SWETWATR_1G | 1 | West | YES | 0.28305 | 30 | 18 | 30 | 0 | 1.026 | CC | 1 | 0.30857 | 30 | 30 | 8.4915 | 30 |  |  | 0.30857 | 9.257 | 0.2229 | 0.2719 |  |  |  |  | 15 | 0.049707
1417 | SWETWATR_2G | 2 | West | YES | 0.28305 | 72 | 36 | 72 | 0 | 1.026 | CC | 1 | 0.30857 | 72 | 72 | 20.3795 | 72 |  |  | 0.30857 | 22.2167 | 0.22954 | 0.27835 |  |  |  |  | 16 | 0.049326
1418 | SWETWATR_3G | 3 | West | YES | 0.28305 | 68 | 36 | 68 | 0 | 1.026 | CC | 1 | 0.30857 | 68 | 68 | 19.2473 | 68 |  |  | 0.30857 | 20.9824 | 0.23581 | 0.28444 |  |  |  |  | 17 | 0.04907
1419 | SWETWATR_4G | 4 | West | YES | 0.28305 | 61 | 36 | 61 | 0 | 1.026 | CC | 1 | 0.30857 | 61 | 61 | 17.266 | 61 |  |  | 0.30857 | 18.8225 | 0.24144 | 0.2899 |  |  |  |  | 18 | 0.048991
1058 | LONGSHORE_5 | 1 | West | YES | 0.28248 | 30 | 0 | 150 |  | 1.01 | Wind | 1 | 0.30799 | 0 | 150 | 42.3714 | 150 |  |  | 0.30799 | 46.1989 | 0.25527 | 0.30331 |  |  |  |  | 19 | 0.048801
1058 | LONGSHORE_5 | 2 | West | YES | 0.28248 | 44 | 0 | 220 |  | 1.01 | Wind | 1 | 0.30799 | 0 | 220 | 62.1447 | 220 |  |  | 0.30799 | 67.7583 | 0.27556 | 0.32299 |  |  |  |  | 20 | 0.048622
11065 | ELBOWCK_1G | 1 | West | YES | 0.28248 | 23.4 | 0 | 121.9 | 0 | 1 | Wind | 1 | 0.30799 | 0 | 121.9 | 34.4338 | 121.9 |  |  | 0.30799 | 37.5443 | 0.2868 | 0.33389 |  |  |  |  | 21 | 0.048462
1045 | CALENG1G_1G | 1 | West | YES | 0.28202 | 73.4 | 27 | 73.4 | 0 | 1.014 | Cogen | 1 | 0.30754 | 0 | 0 | 0 | 0 |  |  | 0.30754 | 0 | 0.2868 | 0.33389 |  |  |  |  | 22 | 0.048042
1046 | CALENG2G_2G | 2 | West | YES | 0.28202 | 73.4 | 27 | 73.4 | 0 | 1.014 | Cogen | 1 | 0.30754 | 0 | 0 | 0 | 0 |  |  | 0.30754 | 0 | 0.2868 | 0.33389 |  |  |  |  | 23 | 0.047427
1047 | CALENG3G_3G | 3 | West | YES | 0.28202 | 70.4 | 27 | 70.4 | 0 | 1.014 | Cogen | 1 | 0.30754 | 0 | 0 | 0 | 0 |  |  | 0.30754 | 0 | 0.2868 | 0.33389 |  |  |  |  | 24 | 0.047086
76031 | L_GASCCR1_1N | W1 | West | YES | 0.28157 | 30 | 0 | 150 | 0 | 1.02 | Wind | 1 | 0.30709 | 0 | 150 | 42.2356 | 150 |  |  | 0.30709 | 46.0631 | 0.30063 | 0.34726 |  |  |  |  | 25 | 0.047086
76091 | L_DIVIDE1_1N | W1 | West | YES | 0.28128 | 22.5 | 0 | 112.5 |  | 1.02 | Wind | 1 | 0.3068 | 0 | 112.5 | 31.6442 | 112.5 |  |  | 0.3068 | 34.5148 | 0.31101 | 0.35728 |  |  |  |  | 26 | 0.047086
76095 | L_CAPRSI1_1N | W1 | West | YES | 0.28128 | 29.9 | 0 | 149.5 | 0 | 1.02 | Wind | 1 | 0.3068 | 0 | 149.5 | 42.0517 | 149.5 |  |  | 0.3068 | 45.8664 | 0.32479 | 0.3706 |  |  |  |  | 27 | 0.047086
76096 | L_CAPRSI1_2N | W1 | West | YES | 0.28128 | 37.2 | 0 | 186 | 0 | 1.02 | Wind | 1 | 0.3068 | 0 | 186 | 52.3185 | 186 |  |  | 0.3068 | 57.0645 | 0.34195 | 0.38716 |  |  |  |  | 28 | 0.046627
76097 | L_CAPRGE1_1N | W1 | West | YES | 0.28128 | 42.9 | 0 | 214.5 | 0 | 1.02 | Wind | 1 | 0.3068 | 0 | 214.5 | 60.335 | 214.5 |  |  | 0.3068 | 65.8083 | 0.36173 | 0.40627 |  |  |  |  | 29 | 0.046273
11001 | NAV1CT | 1 | West | YES | 0.28034 | 70.4 | 18 | 70.4 | 0 | 1.029 | CC | 1 | 0.30586 | 70.4 | 70.4 | 19.7361 | 70.4 |  |  | 0.30586 | 21.5325 | 0.36822 | 0.41252 |  |  |  |  | 30 | 0.045803
11009 | NAV2CT | 1 | West | YES | 0.28034 | 71.4 | 18 | 71.4 | 0 | 1.029 | CC | 1 | 0.30586 | 71.4 | 71.4 | 20.0165 | 71.4 |  |  | 0.30586 | 21.8384 | 0.3748 | 0.41886 |  |  |  |  | 31 | 0.045218
11011 | NAV3ST | 1 | West | YES | 0.28034 | 92.8 | 40 | 92.8 | 0 | 1.029 | CC | 1 | 0.30586 | 92.8 | 92.8 | 26.0158 | 92.8 |  |  | 0.30586 | 28.3838 | 0.38336 | 0.4271 |  |  |  |  | 32 | 0.044544
11012 | NAV4CT | 1 | West | YES | 0.28034 | 80 | 18 | 80 | 0 | 1.029 | CC | 1 | 0.30586 | 80 | 80 | 22.4274 | 80 |  |  | 0.30586 | 24.4688 | 0.39074 | 0.43421 |  |  |  |  | 33 | 0.044304
11013 | NAV5CT | 1 | West | YES | 0.28034 | 80 | 18 | 80 | 0 | 1.029 | CC | 1 | 0.30586 | 80 | 80 | 22.4274 | 80 |  |  | 0.30586 | 24.4688 | 0.39812 | 0.44131 |  |  |  |  | 34 | 0.04406
11014 | NAV6ST | 1 | West | YES | 0.28034 | 115 | 40 | 115 | 0 | 1.029 | CC | 1 | 0.30586 | 115 | 115 | 32.2394 | 115 |  |  | 0.30586 | 35.1738 | 0.40872 | 0.45152 |  |  |  |  | 35 | 0.043743
11020 | TIEHVSG_1G | 1 | West | YES | 0.28032 | 208.2 | 63 | 208.2 | 0 | 1.012 | CC | 1 | 0.30584 | 208.2 | 208.2 | 58.3626 | 208.2 |  |  | 0.30584 | 63.6751 | 0.42792 | 0.47001 |  |  |  |  | 36 | 0.043469
11021 | TIEHVCG_1G | 1 | West | YES | 0.28032 | 142.1 | 103 | 142.1 | 0 | 1.012 | CC | 1 | 0.30584 | 142.1 | 142.1 | 39.8335 | 142.1 |  |  | 0.30584 | 43.4594 | 0.44102 | 0.48263 |  |  |  |  | 37 | 0.043196
11022 | TIEHVCG_2G | 1 | West | YES | 0.28032 | 132.4 | 103 | 132.4 | 0 | 1.012 | CC | 1 | 0.30584 | 132.4 | 132.4 | 37.1144 | 132.4 |  |  | 0.30584 | 40.4927 | 0.45323 | 0.49438 |  |  |  |  | 38 | 0.042803
11023 | TIEHVCG_3G | 1 | West | YES | 0.28032 | 137.4 | 103 | 137.4 | 0 | 1.012 | CC | 1 | 0.30584 | 137.4 | 137.4 | 38.516 | 137.4 |  |  | 0.30584 | 42.0219 | 0.4659 | 0.50658 |  |  |  |  | 39 | 0.04209
11024 | TIEHVCG_4G | 1 | West | YES | 0.28032 | 147 | 103 | 147 | 0 | 1.012 | CC | 1 | 0.30584 | 147 | 147 | 41.207 | 147 |  |  | 0.30584 | 44.958 | 0.47946 | 0.51964 |  |  |  |  | 40 | 0.041604
11025 | TIEHVSG_2G | 1 | West | YES | 0.28032 | 213.2 | 63 | 213.2 | 0 | 1.012 | CC | 1 | 0.30584 | 213.2 | 213.2 | 59.7642 | 213.2 |  |  | 0.30584 | 65.2043 | 0.49912 | 0.53857 |  |  |  |  | 41 | 0.041151
1037 | MORGAN5G_5G | 5 | West | YES | 0.27985 | 109.6 | 40 | 137 | 0 | 1.029 | GST | 1 | 0.30537 | 137 | 137 | 38.3396 | 137 |  |  | 0.30537 | 41.8353 | 0.51175 | 0.55071 |  |  |  |  | 42 | 0.04068
1039 | MRGNAG_1G | A | West | YES | 0.27985 | 69 | 69 | 69 | 0 | 1.029 | GGT | 1 | 0.30537 | 69 | 69 | 19.3097 | 69 |  |  | 0.30537 | 21.0704 | 0.51812 | 0.55683 |  |  |  |  | 43 | 0.040177
1040 | MRGNBG_2G | B | West | YES | 0.27985 | 70 | 70 | 71 | 0 | 1.029 | GGT | 1 | 0.30537 | 71 | 71 | 19.8694 | 71 |  |  | 0.30537 | 21.6811 | 0.52466 | 0.56312 |  |  |  |  | 44 | 0.039447
1041 | MRGNCG_3G | C | West | YES | 0.27985 | 69 | 69 | 70 | 0 | 1.029 | GGT | 1 | 0.30537 | 70 | 70 | 19.5896 | 70 |  |  | 0.30537 | 21.3757 | 0.53112 | 0.56933 |  |  |  |  | 45 | 0.03896
1042 | MRGNDG_4G | D | West | YES | 0.27985 | 68 | 68 | 68 | 0 | 1.029 | GGT | 1 | 0.30537 | 68 | 68 | 19.0299 | 68 |  |  | 0.30537 | 20.765 | 0.53739 | 0.57536 |  |  |  |  | 46 | 0.038714
1043 | MRGNEG_5G | E | West | YES | 0.27985 | 68 | 68 | 70 | 0 | 1.029 | GGT | 1 | 0.30537 | 70 | 70 | 19.5896 | 70 |  |  | 0.30537 | 21.3757 | 0.54384 | 0.58156 |  |  |  |  | 47 | 0.038461
1044 | MRGNFG_6G | F | West | YES | 0.27985 | 66 | 66 | 66 | 0 | 1.029 | GGT | 1 | 0.30537 | 66 | 66 | 18.4702 | 66 |  |  | 0.30537 | 20.1542 | 0.54993 | 0.58742 |  |  |  |  | 48 | 0.038212
1326 | STANTONW_8 | 1 | West | YES | 0.27867 | 20.1 | 0 | 100.5 |  | 1.01 | Wind | 1 | 0.30419 | 0 | 100.5 | 28.0062 | 100.5 |  |  | 0.30419 | 30.5706 | 0.5592 | 0.59629 |  |  |  |  | 49 | 0.03797
1333 | MCDDONAL_8 | 1 | West | YES | 0.27831 | 42.8 | 0 | 214.2 |  | 1.01 | Wind | 1 | 0.30383 | 0 | 214.2 | 59.6151 | 214.2 |  |  | 0.30383 | 65.0807 | 0.57895 | 0.61519 |  |  |  |  | 50 | 0.037721
1328 | OCOTILLO_1G | 1 | West | YES | 0.27823 | 11.6 | 0 | 58 |  | 1.01 | Wind | 1 | 0.30374 | 0 | 58 | 16.1372 | 58 |  |  | 0.30374 | 17.6172 | 0.5843 | 0.6203 |  |  |  |  | 51 | 0.037486
1002 | PBCTAGE_1G | A | West | YES | 0.27821 | 64 | 64 | 66 | 0 | 1.036 | GGT | 1 | 0.30372 | 66 | 66 | 18.3616 | 66 |  |  | 0.30372 | 20.0457 | 0.59039 | 0.62612 |  |  |  |  | 52 | 0.037094
1003 | PBCTBGE_2G | B | West | YES | 0.27821 | 65 | 65 | 66 | 0 | 1.036 | GGT | 1 | 0.30372 | 66 | 66 | 18.3616 | 66 |  |  | 0.30372 | 20.0457 | 0.59647 | 0.63194 |  |  |  |  | 53 | 0.036236
1004 | PBCTCGE_3G | C | West | YES | 0.27821 | 62 | 62 | 67 | 0 | 1.036 | GGT | 1 | 0.30372 | 67 | 67 | 18.6398 | 67 |  |  | 0.30372 | 20.3494 | 0.60265 | 0.63785 |  |  |  |  | 54 | 0.036002
1005 | PBCTDGE_4G | D | West | YES | 0.27821 | 65 | 65 | 68 | 0 | 1.036 | GGT | 1 | 0.30372 | 68 | 68 | 18.918 | 68 |  |  | 0.30372 | 20.6531 | 0.60892 | 0.64385 |  |  |  |  | 55 | 0.035736
1006 | PBCTEGE_5G | E | West | YES | 0.27821 | 65 | 65 | 67 | 0 | 1.036 | GGT | 1 | 0.30372 | 67 | 67 | 18.6398 | 67 |  |  | 0.30372 | 20.3494 | 0.6151 | 0.64975 |  |  |  |  | 56 | 0.035469
1007 | PB5GEN_6G | 5 | West | YES | 0.27821 | 91.2 | 40 | 114 | 0 | 1.036 | GST | 1 | 0.30372 | 114 | 114 | 31.7155 | 114 |  |  | 0.30372 | 34.6244 | 0.62561 | 0.65981 |  |  |  |  | 57 | 0.035199
1008 | PB6GEN_7G | 6 | West | YES | 0.27821 | 515 | 130 | 515 | 0 | 1.036 | GST | 1 | 0.30372 | 515 | 515 | 143.2761 | 515 |  |  | 0.30372 | 156.417 | 0.6731 | 0.70522 |  |  |  |  | 58 | 0.034924
7038 | L_DELAWA1_1Y | 1 | West | YES | 0.2782 | 3.5 | 0 | 35 | 0 | 1 | Wind | 1 | 0.30372 | 0 | 35 | 9.7371 | 35 |  |  | 0.30372 | 10.6302 | 0.67633 | 0.7083 |  |  |  |  | 59 | 0.034654
7038 | L_DELAWA1_1Y | 2 | West | YES | 0.2782 | 3 | 0 | 30 | 0 | 1 | Wind | 1 | 0.30372 | 0 | 30 | 8.3461 | 30 |  |  | 0.30372 | 9.1116 | 0.6791 | 0.71095 |  |  |  |  | 60 | 0.034193
11147 | NOTREES_1G | 1 | West | YES | 0.27816 | 29.8 | 0 | 149 | 0 | 1.017 | Wind | 1 | 0.30368 | 0 | 149 | 41.4461 | 149 |  |  | 0.30368 | 45.2481 | 0.69284 | 0.72409 |  |  |  |  | 61 | 0.032114
1327 | WILDHRSE_1G | 1 | West | YES | 0.27728 | 0 | 0 | 120 |  | 1 | Wind | 1 | 0.30279 | 0 | 120 | 33.2734 | 120 |  |  | 0.30279 | 36.3353 | 0.7039 | 0.73464 |  |  |  |  | 62 | 0.031973
1320 | BSP 1 | 1 | West | YES | 0.27676 | 25.5 | 2.9 | 25.8 | 0 | 1 | Cogen | 1 | 0.30228 | 0 | 0 | 0 | 0 |  |  | 0.30228 | 0 | 0.7039 | 0.73464 |  |  |  |  | 63 | 0.031852
1360 | GUNSIGHT_8 | 1 | West | YES | 0.27673 | 0 | 0 | 120 |  | 1.01 | Wind | 1 | 0.30225 | 0 | 120 | 33.2078 | 120 |  |  | 0.30225 | 36.2698 | 0.71497 | 0.74517 |  |  |  |  | 64 | 0.031249
11320 | COYOTE_1G | 1 | West | YES | 0.27513 | 22.5 | 0 | 225 |  | 1 | Wind | 1 | 0.30065 | 0 | 225 | 61.9051 | 225 |  |  | 0.30065 | 67.6463 | 0.73572 | 0.76481 |  |  |  |  | 65 | 0.030732
11309 | BULLCREK_2G | 1 | West | YES | 0.27497 | 20.9 | 0 | 180 |  | 1 | Wind | 1 | 0.30049 | 0 | 180 | 49.4948 | 180 |  |  | 0.30049 | 54.0877 | 0.75232 | 0.78051 |  |  |  |  | 66 | 0.030732
11310 | BULLCREK_1G | 1 | West | YES | 0.27497 | 15.1 | 0 | 180 |  | 1 | Wind | 1 | 0.30049 | 0 | 180 | 49.4948 | 180 |  |  | 0.30049 | 54.0877 | 0.76892 | 0.79621 |  |  |  |  | 67 | 0.030196
1349 | WESTXWIN_1G | 1 | West | YES | 0.2744 | 1.3 | 0 | 6.6 |  | 1.014 | Wind | 1 | 0.29991 | 0 | 6.6 | 1.811 | 6.6 |  |  | 0.29991 | 1.9794 | 0.76952 | 0.79679 |  |  |  |  | 68 | 0.029087
1350 | NWPWRG1_1G | 1 | West | YES | 0.2744 | 6.9 | 1 | 34.3 |  | 1.014 | Wind | 1 | 0.29991 | 0 | 34.3 | 9.4118 | 34.3 |  |  | 0.29991 | 10.287 | 0.77269 | 0.79977 |  |  |  |  | 69 | 0.028191
6637 | SNYDERW1A | 1 | West | YES | 0.27417 | 12.6 | 0 | 63 | 0 | 1.025 | Wind | 1 | 0.29968 | 0 | 63 | 17.2725 | 63 |  |  | 0.29968 | 18.88 | 0.7785 | 0.80525 |  |  |  |  | 70 | 0.027296
1068 | SCURRYCW_1G | 1 | West | YES | 0.27212 | 28.2 | 1.3 | 141 | 0 | 1.0217 | Wind | 1 | 0.29764 | 0 | 141 | 38.3689 | 141 |  |  | 0.29764 | 41.9667 | 0.7915 | 0.81744 |  |  |  |  | 71 | 0.027262
1073 | SCURRYCW_2G | 2 | West | YES | 0.27212 | 24 | 0 | 120 | 0 | 1.0217 | Wind | 1 | 0.29764 | 0 | 120 | 32.6544 | 120 |  |  | 0.29764 | 35.7164 | 0.80257 | 0.82781 |  |  |  |  | 72 | 0.027085
1061 | CIELOGEN_1G | 1 | West | YES | 0.272 | 19.8 | 0 | 99 |  | 1 | Wind | 1 | 0.29751 | 0 | 99 | 26.9277 | 99 |  |  | 0.29751 | 29.4538 | 0.81169 | 0.83636 |  |  |  |  | 73 | 0.026757
1062 | CIELOGEN_2G | 1 | West | YES | 0.272 | 12.2 | 0 | 61 |  | 1 | Wind | 1 | 0.29751 | 0 | 61 | 16.5918 | 61 |  |  | 0.29751 | 18.1483 | 0.81732 | 0.84163 |  |  |  |  | 74 | 0.025939
1069 | KINDERMG_1G | 1 | West | YES | 0.272 | 25 | 5 | 25 | 0 | 1.017 | Cogen | 1 | 0.29751 | 0 | 0 | 0 | 0 |  |  | 0.29751 | 0 | 0.81732 | 0.84163 |  |  |  |  | 75 | 0.025242
1070 | KINDERMG_2G | 1 | West | YES | 0.272 | 45.7 | 12 | 45.7 | 0 | 1.017 | Cogen | 1 | 0.29751 | 0 | 0 | 0 | 0 |  |  | 0.29751 | 0 | 0.81732 | 0.84163 |  |  |  |  | 76 | 0.024664
1071 | KINDERMG_3G | 1 | West | YES | 0.272 | 45.7 | 12 | 45.7 | 0 | 1.017 | Cogen | 1 | 0.29751 | 0 | 0 | 0 | 0 |  |  | 0.29751 | 0 | 0.81732 | 0.84163 |  |  |  |  | 77 | 0.024308
60007 | KING_SW1A | 1 | West | YES | 0.26754 | 20 | 0 | 80 |  | 1.03 | Wind | 1 | 0.29306 | 0 | 80 | 21.4035 | 80 |  |  | 0.29306 | 23.4448 | 0.8247 | 0.84843 |  |  |  |  | 78 | 0.024308
60019 | KING_NW1A | 1 | West | YES | 0.26754 | 20 | 0 | 80 |  | 1.03 | Wind | 1 | 0.29306 | 0 | 80 | 21.4035 | 80 |  |  | 0.29306 | 23.4448 | 0.83207 | 0.85524 |  |  |  |  | 79 | 0.024308
36998 | RDCNYNG1 | 1 | West | YES | 0.26729 | 16.8 | 0 | 84 |  | 1.01 | Wind | 1 | 0.29281 | 0 | 84 | 22.4523 | 84 |  |  | 0.29281 | 24.5957 | 0.83982 | 0.86238 |  |  |  |  | 80 | 0.024308
60201 | RIO DRCS | F | West | YES | 0.26705 | 0 | 0 | 0 | 0 | 1.025 | AVR | 1 | 0.29257 | 0 | 0 | 0 | 0 |  |  | 0.29257 | 0 | 0.83982 | 0.86238 |  |  |  |  | 81 | 0.023737
6016 | SWMESA | 1 | West | YES | 0.26685 | 18.8 | 0 | 75 |  | 1.03 | Wind | 1 | 0.29237 | 0 | 75 | 20.014 | 75 |  |  | 0.29237 | 21.9277 | 0.84674 | 0.86875 |  |  |  |  | 82 | 0.023167
60003 | KING_NE1A | 1 | West | YES | 0.26685 | 20 | 0 | 80 |  | 1.03 | Wind | 1 | 0.29237 | 0 | 80 | 21.3482 | 80 |  |  | 0.29237 | 23.3896 | 0.85411 | 0.87554 |  |  |  |  | 83 | 0.022561
60005 | KING_SE1A | 1 | West | YES | 0.26685 | 10 | 0 | 40 |  | 1.035 | Wind | 1 | 0.29237 | 0 | 40 | 10.6741 | 40 |  |  | 0.29237 | 11.6948 | 0.8578 | 0.87893 |  |  |  |  | 84 | 0.022561
60016 | WOODWRD11A | 1 | West | YES | 0.26672 | 20 | 0 | 80 |  | 1.033 | Wind | 1 | 0.29224 | 0 | 80 | 21.338 | 80 |  |  | 0.29224 | 23.3793 | 0.86518 | 0.88572 |  |  |  |  | 85 | 0.022011
38332 | TNWDWRDU2_8 | 1 | West | YES | 0.2667 | 20 | 0 | 80 | 0 | 1.0232 | Wind | 1 | 0.29222 | 0 | 80 | 21.3361 | 80 |  |  | 0.29222 | 23.3774 | 0.87256 | 0.89251 |  |  |  |  | 86 | 0.021425
38437 | TNSRBNMESA9 | 1 | West | YES | 0.2666 | 37.5 | 0 | 150 | 0 | 1.02 | Wind | 1 | 0.29211 | 0 | 150 | 39.9892 | 150 |  |  | 0.29211 | 43.8167 | 0.88639 | 0.90523 |  |  |  |  | 87 | 0.021131
60017 | ORNNWP1 | 1 | West | YES | 0.26293 | 20 | 0 | 80 |  | 1.027 | Wind | 1 | 0.28844 | 0 | 80 | 21.0342 | 80 |  |  | 0.28844 | 23.0756 | 0.89377 | 0.91193 |  |  |  |  | 88 | 0.020542
60000 | DSKY2 | 1 | West | YES | 0.26201 | 19.1 | 0 | 76.5 |  | 1.039 | Wind | 1 | 0.28752 | 0 | 76.5 | 20.0435 | 76.5 |  |  | 0.28752 | 21.9955 | 0.90082 | 0.91832 |  |  |  |  | 89 | 0.019952
60018 | DSKY1 | 1 | West | YES | 0.26169 | 21 | 0 | 84 | 0 | 1.023 | Wind | 1 | 0.28721 | 0 | 84 | 21.982 | 84 |  |  | 0.28721 | 24.1253 | 0.90857 | 0.92532 |  |  |  |  | 90 | 0.01884
6144 | MCADOO1A | 1 | West | YES | 0.24664 | 15 | 0 | 150 | 0 | 1.025 | Wind | 1 | 0.27216 | 0 | 150 | 36.9958 | 150 |  |  | 0.27216 | 40.8233 | 0.9224 | 0.93717 |  |  |  |  | 91 | 0.018163
60202 | FRNDDRCS | F | West | YES | 0.2425 | 0 | 0 | 0 | 0 | 0.9985 | AVR | 1 | 0.26801 | 0 | 0 | 0 | 0 |  |  | 0.26801 | 0 | 0.9224 | 0.93717 |  |  |  |  | 92 | 0.017494
11056 | ROSCOE_1G | 1 | West | YES | 0.2326 | 41.8 | 0 | 209 |  | 1 | Wind | 1 | 0.25812 | 0 | 209 | 48.6132 | 209 |  |  | 0.25812 | 53.9461 | 0.94167 | 0.95283 |  |  |  |  | 93 | 0.016752
11057 | CHAMPION_1G | 1 | West | YES | 0.2326 | 25.3 | 0 | 126.5 |  | 1 | Wind | 1 | 0.25812 | 0 | 126.5 | 29.4238 | 126.5 |  |  | 0.25812 | 32.6516 | 0.95334 | 0.96231 |  |  |  |  | 94 | 0.014772
11058 | PYRON_1G | 1 | West | YES | 0.2326 | 49.8 | 0 | 249 |  | 1 | Wind | 1 | 0.25812 | 0 | 249 | 57.9172 | 249 |  |  | 0.25812 | 64.2707 | 0.9763 | 0.98097 |  |  |  |  | 95 | 0.014772
11059 | INADALE_1G | 1 | West | YES | 0.2326 | 39.4 | 0 | 197 |  | 1 | Wind | 1 | 0.25812 | 0 | 197 | 45.822 | 197 |  |  | 0.25812 | 50.8487 | 0.99447 | 0.99574 |  |  |  |  | 96 | 0.011161
60081 | WHRLWIND1A | 1 | West | YES | 0.21926 | 12 | 0 | 60 | 0 | 1.03 | Wind | 1 | 0.24478 | 0 | 60 | 13.1556 | 60 |  |  | 0.24478 | 14.6866 | 1 | 1 |  |  |  |  | 97 | 0.008975
6100 | OKLA7A | EQ | West | YES | 0.1516 | 50 | -220 | 220 | 0 | 1.035 | DCTie | 1 | 0.17712 | 0 | 0 | 0 | 0 |  |  | 0.17712 | 0 | 1 | 1 |  |  |  |  | 98 | 0.0046728
6752 | OKLA0A | 1 | West | YES | 0.1516 | 649.7 | 175 | 649.7 | 0 | 1.035 | LIGCO | 1 | 0.17712 | 0 | 649.7 | 98.4965 | 649.7 |  |  | 0.17712 | 115.0745 | 1.0599 | 1.0334 |  |  |  |  | 99 | 0.001269
8032 | AMISTADHYD1 | 1 | South | YES | 0.087334 | 33 | 13 | 33 | 0 | 1.03 | Hydro | -1 | 0.19683 | 0 | 0 |  |  |  |  | -0.19683 | 0 | [6 empty] | 100 | 0
8033 | AMISTADHYD2 | 2 | South | YES | 0.087334 | 25 | 13 | 25 | 0 | 1.03 | Hydro | -1 | 0.19683 | 0 | 0 |  |  |  |  | -0.19683 | 0 | [6 empty] | 101 | 0
88253 | HAMILTON | F | South | YES | 0.087334 | 0 | 0 | 0 | 0 | 1.04 | BLT | -1 | 0.19683 | 0 | 0 |  |  |  |  | -0.19683 | 0 | [6 empty] | 102 | -0.026503
8262 | ELPS | 1 | South | YES | 0.063877 | 6 | 6 | 6 | 0 | 1.15 | Hydro | -1 | 0.22029 | 0 | 0 |  |  |  |  | -0.22029 | 0 | [6 empty] | 103 | 0
1643 | SLSTR1PP_1G | 1 | North | YES | 0.037362 | 6 | 0 | 60 | 0 | 1.022 | Wind | -1 | 0.24681 | 0 | 60 |  |  | 0 | 0 | -0.24681 | 0 | [6 empty] | 104 | 0
7026 | L_INKSDA1_1Y | 1 | South | YES | 0.018186 | 0 | 0 | 13.7 |  | 1 | Hydro | -1 | 0.26598 | 0 | 0 |  |  |  |  | -0.26598 | 0 | [6 empty] | 105 | 0
58909 | PEARSALLSCG1 | 3 | South | YES | 0.015252 | 0 | 0 | 8.4 |  | 1.027 | Diesel | -1 | 0.26892 | 8.4 | 8.4 |  |  |  |  | -0.26892 | -2.2589 | [6 empty] | 106 | 0
58909 | PEARSALLSCG1 | 4 | South | YES | 0.015252 | 0 | 0 | 8.4 |  | 1.027 | Diesel | -1 | 0.26892 | 8.4 | 8.4 |  |  |  |  | -0.26892 | -2.2589 | [6 empty] | 107 | 0
58909 | PEARSALLSCG1 | 6 | South | YES | 0.015252 | 0 | 0 | 8.4 |  | 1.027 | Diesel | -1 | 0.26892 | 8.4 | 8.4 |  |  |  |  | -0.26892 | -2.2589 | [6 empty] | 108 | 0
58909 | PEARSALLSCG1 | 5 | South | YES | 0.015252 | 0 | 0 | 8.4 |  | 1.027 | Diesel | -1 | 0.26892 | 8.4 | 8.4 |  |  |  |  | -0.26892 | -2.2589 | [6 empty] | 109 | 0
58909 | PEARSALLSCG1 | 1 | South | YES | 0.015252 | 0 | 0 | 8.4 |  | 1.027 | Diesel | -1 | 0.26892 | 8.4 | 8.4 |  |  |  |  | -0.26892 | -2.2589 | [6 empty] | 110 | 0
58909 | PEARSALLSCG1 | 2 | South | YES | 0.015252 | 0 | 0 | 8.4 |  | 1.027 | Diesel | -1 | 0.26892 | 8.4 | 8.4 |  |  |  |  | -0.26892 | -2.2589 | [6 empty] | 111 | 0
58919 | PEARSALLSCG2 | 5 | South | YES | 0.015252 | 0 | 0 | 8.4 |  | 1.027 | Diesel | -1 | 0.26892 | 8.4 | 8.4 |  |  |  |  | -0.26892 | -2.2589 | [6 empty] | 112 | 0
58919 | PEARSALLSCG2 | 6 | South | YES | 0.015252 | 0 | 0 | 8.4 |  | 1.027 | Diesel | -1 | 0.26892 | 8.4 | 8.4 |  |  |  |  | -0.26892 | -2.2589 | [6 empty] | 113 | 0
58919 | PEARSALLSCG2 | 1 | South | YES | 0.015252 | 0 | 0 | 8.4 |  | 1.027 | Diesel | -1 | 0.26892 | 8.4 | 8.4 |  |  |  |  | -0.26892 | -2.2589 | [6 empty] | 114 | 0
58919 | PEARSALLSCG2 | 2 | South | YES | 0.015252 | 0 | 0 | 8.4 |  | 1.027 | Diesel | -1 | 0.26892 | 8.4 | 8.4 |  |  |  |  | -0.26892 | -2.2589 | [6 empty] | 115 | 0
58919 | PEARSALLSCG2 | 4 | South | YES | 0.015252 | 0 | 0 | 8.4 |  | 1.027 | Diesel | -1 | 0.26892 | 8.4 | 8.4 |  |  |  |  | -0.26892 | -2.2589 | [6 empty] | 116 | 0
58919 | PEARSALLSCG2 | 3 | South | YES | 0.015252 | 0 | 0 | 8.4 |  | 1.027 | Diesel | -1 | 0.26892 | 8.4 | 8.4 |  |  |  |  | -0.26892 | -2.2589 | [6 empty] | 117 | 0
58929 | PEARSALLSCG3 | 4 | South | YES | 0.015252 | 0 | 0 | 8.4 |  | 1.027 | Diesel | -1 | 0.26892 | 8.4 | 8.4 |  |  |  |  | -0.26892 | -2.2589 | [6 empty] | 118 | 0
58929 | PEARSALLSCG3 | 6 | South | YES | 0.015252 | 0 | 0 | 8.4 |  | 1.027 | Diesel | -1 | 0.26892 | 8.4 | 8.4 |  |  |  |  | -0.26892 | -2.2589 | [6 empty] | 119 | 0
58929 | PEARSALLSCG3 | 2 | South | YES | 0.015252 | 0 | 0 | 8.4 |  | 1.027 | Diesel | -1 | 0.26892 | 8.4 | 8.4 |  |  |  |  | -0.26892 | -2.2589 | [6 empty] | 120 | 0
58929 | PEARSALLSCG3 | 5 | South | YES | 0.015252 | 0 | 0 | 8.4 |  | 1.027 | Diesel | -1 | 0.26892 | 8.4 | 8.4 |  |  |  |  | -0.26892 | -2.2589 | [6 empty] | 121 | 0
58929 | PEARSALLSCG3 | 1 | South | YES | 0.015252 | 0 | 0 | 8.4 |  | 1.027 | Diesel | -1 | 0.26892 | 8.4 | 8.4 |  |  |  |  | -0.26892 | -2.2589 | [6 empty] | 122 | 0
58929 | PEARSALLSCG3 | 3 | South | YES | 0.015252 | 0 | 0 | 8.4 |  | 1.027 | Diesel | -1 | 0.26892 | 8.4 | 8.4 |  |  |  |  | -0.26892 | -2.2589 | [6 empty] | 123 | 0
58949 | PEARSALLSCG4 | 3 | South | YES | 0.015252 | 0 | 0 | 8.4 |  | 1.027 | Diesel | -1 | 0.26892 | 8.4 | 8.4 |  |  |  |  | -0.26892 | -2.2589 | [6 empty] | 124 | 0
58949 | PEARSALLSCG4 | 2 | South | YES | 0.015252 | 0 | 0 | 8.4 |  | 1.027 | Diesel | -1 | 0.26892 | 8.4 | 8.4 |  |  |  |  | -0.26892 | -2.2589 | [6 empty] | 125 | 0
58949 | PEARSALLSCG4 | 1 | South | YES | 0.015252 | 0 | 0 | 8.4 |  | 1.027 | Diesel | -1 | 0.26892 | 8.4 | 8.4 |  |  |  |  | -0.26892 | -2.2589 | [6 empty] | 126 | 0
58949 | PEARSALLSCG4 | 4 | South | YES | 0.015252 | 0 | 0 | 8.4 |  | 1.027 | Diesel | -1 | 0.26892 | 8.4 | 8.4 |  |  |  |  | -0.26892 | -2.2589 | [6 empty] | 127 | 0
58949 | PEARSALLSCG4 | 6 | South | YES | 0.015252 | 0 | 0 | 8.4 |  | 1.027 | Diesel | -1 | 0.26892 | 8.4 | 8.4 |  |  |  |  | -0.26892 | -2.2589 | [6 empty] | 128 | 0
58949 | PEARSALLSCG4 | 5 | South | YES | 0.015252 | 0 | 0 | 8.4 |  | 1.027 | Diesel | -1 | 0.26892 | 8.4 | 8.4 |  |  |  |  | -0.26892 | -2.2589 | [6 empty] | 129 | 0
7022 | L_BUCHAN1_1Y | 1 | South | YES | 0.012851 | 0 | 0 | 18 |  | 1 | Hydro | -1 | 0.27132 | 0 | 0 |  |  |  |  | -0.27132 | 0 | [6 empty] | 130 | 0
7023 | L_BUCHAN1_2Y | 2 | South | YES | 0.012851 | 0 | 0 | 18 |  | 1 | Hydro | -1 | 0.27132 | 0 | 0 |  |  |  |  | -0.27132 | 0 | [6 empty] | 131 | 0
7024 | L_BUCHAN1_3Y | 3 | South | YES | 0.012851 | 0 | 0 | 15 |  | 1 | Hydro | -1 | 0.27132 | 0 | 0 |  |  |  |  | -0.27132 | 0 | [6 empty] | 132 | 0
80265 | LARECU40A | 4 | South | YES | 0.012689 | 80 | 0 | 100 |  | 1.039 | GGT | -1 | 0.27148 | 100 | 100 |  |  |  |  | -0.27148 | -27.148 | [6 empty] | 133 | 0
80266 | LARECU50A | 5 | South | YES | 0.012689 | 80 | 0 | 100 |  | 1.039 | GGT | -1 | 0.27148 | 100 | 100 |  |  |  |  | -0.27148 | -27.148 | [6 empty] | 134 | 0
80012 | LAR | F | South | YES | 0.012686 | 0 | 0 | 0 | 0 | 1.04 | DCTie | -1 | 0.27148 | 0 | 0 |  |  |  |  | -0.27148 | 0 | [6 empty] | 135 | 0
7000 | L_FERGUS1_1Y | 1 | South | YES | 0.012615 | 400 | 65 | 423.3 | 0 | 1.015 | GSC | -1 | 0.27155 | 423.3 | 423.3 |  |  |  |  | -0.27155 | -114.9486 | [6 empty] | 136 | 0
5890 | PEARSALLGEN1 | 1 | South | YES | 0.012038 | 19.2 | 6 | 24 | 0 | 1.0226 | GST | -1 | 0.27213 | 24 | 24 |  |  |  |  | -0.27213 | -6.5311 | [6 empty] | 137 | 0
5891 | PEARSALLGEN2 | 1 | South | YES | 0.012038 | 19.4 | 6 | 24.3 | 0 | 1.0226 | GST | -1 | 0.27213 | 24.3 | 24.3 |  |  |  |  | -0.27213 | -6.6128 | [6 empty] | 138 | 0
5892 | PEARSALLGEN3 | 1 | South | YES | 0.012038 | 19.1 | 6 | 23.9 | 0 | 1.0226 | GST | -1 | 0.27213 | 23.9 | 23.9 |  |  |  |  | -0.27213 | -6.5039 | [6 empty] | 139 | 0
7035 | L_WIRTZ_1G1Y | 1 | South | YES | 0.011741 | 0 | 0 | 29 |  | 1 | Hydro | -1 | 0.27243 | 0 | 0 |  |  |  |  | -0.27243 | 0 | [6 empty] | 140 | 0
7036 | L_WIRTZ_1G2Y | 2 | South | YES | 0.011741 | 0 | 0 | 29.7 |  | 1 | Hydro | -1 | 0.27243 | 0 | 0 |  |  |  |  | -0.27243 | 0 | [6 empty] | 141 | 0
7028 | L_MARBFA1_1Y | 1 | South | YES | 0.009032 | 0 | 0 | 18 |  | 1 | Hydro | -1 | 0.27514 | 0 | 0 |  |  |  |  | -0.27514 | 0 | [6 empty] | 142 | 0
7029 | L_MARBFA1_2Y | 2 | South | YES | 0.009032 | 0 | 0 | 18 |  | 1 | Hydro | -1 | 0.27514 | 0 | 0 |  |  |  |  | -0.27514 | 0 | [6 empty] | 143 | 0
88299 | ZAPATA | F | South | YES | 0.007692 | 0 | 0 | 0 | 0 | 1.02 | BLT | -1 | 0.27648 | 0 | 0 |  |  |  |  | -0.27648 | 0 | [6 empty] | 144 | 0
5728 | FALCONHYDRO2 | 2 | South | YES | 0.004306 | 12 | 0 | 12 | 0 | 1.0234 | Hydro | -1 | 0.27986 | 0 | 0 |  |  |  |  | -0.27986 | 0 | [6 empty] | 145 | 0
5729 | FALCONHYDRO3 | 3 | South | YES | 0.004306 | 11 | 0 | 11 | 0 | 1.0234 | Hydro | -1 | 0.27986 | 0 | 0 |  |  |  |  | -0.27986 | 0 | [6 empty] | 146 | 0
8048 | FALCONHYDRO1 | 1 | South | YES | 0.004306 | 12 | 0 | 12 | 0 | 1.0234 | Hydro | -1 | 0.27986 | 0 | 0 |  |  |  |  | -0.27986 | 0 | [6 empty] | 147 | 0
88508 | FALFURRI | F | South | YES | 0.003764 | 0 | 0 | 0 | 0 | 1 | AVR | -1 | 0.2804 | 0 | 0 |  |  |  |  | -0.2804 | 0 | [6 empty] | 148 | 0
5264 | LEON_LCP3G3 | 3 | South | YES | 0.001712 | 0 | 20 | 58 |  | 1.0197 | GST | -1 | 0.28246 | 58 | 58 |  |  |  |  | -0.28246 | -16.3825 | [6 empty] | 149 | 0
5265 | LEON_LCP4G4 | 4 | South | YES | 0.001712 | 89 | 25 | 89 | 0 | 1.0197 | GST | -1 | 0.28246 | 89 | 89 |  |  |  |  | -0.28246 | -25.1386 | [6 empty] | 150 | 0
5266 | LEON_LCPCT1 | 1 | South | YES | 0.001712 | 44 | 24 | 44 | 0 | 1.0197 | GGT | -1 | 0.28246 | 44 | 44 |  |  |  |  | -0.28246 | -12.4281 | [6 empty] | 151 | 0
5267 | LEON_LCPCT2 | 2 | South | YES | 0.001712 | 44 | 24 | 44 | 0 | 1.0197 | GGT | -1 | 0.28246 | 44 | 44 |  |  |  |  | -0.28246 | -12.4281 | [6 empty] | 152 | 0
5268 | LEON_LCPCT3 | 3 | South | YES | 0.001712 | 43 | 24 | 43 | 0 | 1.0197 | GGT | -1 | 0.28246 | 43 | 43 |  |  |  |  | -0.28246 | -12.1456 | [6 empty] | 153 | 0
5269 | LEON_LCPCT4 | 4 | South | YES | 0.001712 | 45 | 24 | 45 | 0 | 1.0197 | GGT | -1 | 0.28246 | 45 | 45 |  |  |  |  | -0.28246 | -12.7105 | [6 empty] | 154 | 0
7031 | L_MARSFO1G1Y | 1 | South | YES | 0.001618 | 0 | 0 | 36 |  | 1 | Hydro | -1 | 0.28255 | 0 | 0 |  |  |  |  | -0.28255 | 0 | [6 empty] | 155 | 0
7032 | L_MARSFO1G2Y | 2 | South | YES | 0.001618 | 0 | 0 | 35 |  | 1 | Hydro | -1 | 0.28255 | 0 | 0 |  |  |  |  | -0.28255 | 0 | [6 empty] | 156 | 0
7033 | L_MARSFO1G3Y | 3 | South | YES | 0.001618 | 0 | 0 | 36 |  | 1 | Hydro | -1 | 0.28255 | 0 | 0 |  |  |  |  | -0.28255 | 0 | [6 empty] | 157 | 0
5028 | BRAUNIG_VHB3 | 3 | South | YES | 0.001161 | 407 | 60 | 407 | 0 | 1.0138 | GST | -1 | 0.28301 | 407 | 407 |  |  |  |  | -0.28301 | -115.1841 | [6 empty] | 158 | 0
5026 | BRAUNIG_VHB1 | 1 | South | YES | 0.000986 | 215 | 40 | 215 | 0 | 1.0192 | GST | -1 | 0.28318 | 215 | 215 |  |  |  |  | -0.28318 | -60.8842 | [6 empty] | 159 | 0
5027 | BRAUNIG_VHB2 | 2 | South | YES | 0.000986 | 216 | 40 | 216 | 0 | 1.0192 | GST | -1 | 0.28318 | 216 | 216 |  |  |  |  | -0.28318 | -61.1674 | [6 empty] | 160 | 0
5396 | CALAVER_OWS1 | 1 | South | YES | 0.000979 | 418 | 80 | 418 | 0 | 1.0192 | GST | -1 | 0.28319 | 418 | 418 |  |  |  |  | -0.28319 | -118.3732 | [6 empty] | 161 | 0
5397 | CALAVER_OWS2 | 2 | South | YES | 0.000979 | 400 | 80 | 400 | 0 | 1.0192 | GST | -1 | 0.28319 | 400 | 400 |  |  |  |  | -0.28319 | -113.2758 | [6 empty] | 162 | 0
5111 | CALAVER_JTD1 | 1 | South | YES | 0.000878 | 430 | 80 | 430 | 0 | 1.0138 | LIGCO | -1 | 0.28329 | 0 | 430 |  |  |  |  | -0.28329 | 0 | [6 empty] | 163 | 0
5112 | CALAVER_JTD2 | 2 | South | YES | 0.000878 | 430 | 80 | 430 | 0 | 1.0138 | LIGCO | -1 | 0.28329 | 0 | 430 |  |  |  |  | -0.28329 | 0 | [6 empty] | 164 | 0
88198 | BEEVILLE | F | South | YES | 0.000769 | 0 | 0 | 0 | 0 | 1.02 | AVR | -1 | 0.2834 | 0 | 0 |  |  |  |  | -0.2834 | 0 | [6 empty] | 165 | 0
8933 | FGNTS001 | 1 | South | YES | 0.000767 | 146.5 | 0 | 146.5 | 0 | 1.03 | CC | -1 | 0.2834 | 146.5 | 146.5 |  |  |  |  | -0.2834 | -41.5183 | [6 empty] | 166 | 0
8934 | FGNTS101 | 2 | South | YES | 0.000767 | 147.9 | 0 | 147.9 | 0 | 1.03 | CC | -1 | 0.2834 | 147.9 | 147.9 |  |  |  |  | -0.2834 | -41.9151 | [6 empty] | 167 | 0
8935 | FGNTS201 | 3 | South | YES | 0.000767 | 173 | 0 | 173 | 0 | 1.03 | CC | -1 | 0.2834 | 173 | 173 |  |  |  |  | -0.2834 | -49.0285 | [6 empty] | 168 | 0
5436 | TUTTL_WBT1G1 | 1 | South | YES | 0.000509 | 48.8 | 20 | 61 | 0 | 1.012 | GST | -1 | 0.28366 | 61 | 61 |  |  |  |  | -0.28366 | -17.3032 | [6 empty] | 169 | 0
5438 | TUTTL_WBT3G3 | 3 | South | YES | 0.000509 | 95 | 25 | 95 | 0 | 1.012 | GST | -1 | 0.28366 | 95 | 95 |  |  |  |  | -0.28366 | -26.9477 | [6 empty] | 170 | 0
5439 | TUTTL_WBT4G4 | 4 | South | YES | 0.000509 | 151 | 40 | 151 | 0 | 1.012 | GST | -1 | 0.28366 | 151 | 151 |  |  |  |  | -0.28366 | -42.8326 | [6 empty] | 171 | 0
5903 | SANMIGUELGEN | 1 | South | YES | 0.000497 | 396.3 | 180 | 396.3 | 0 | 1.0336 | LIGCO | -1 | 0.28367 | 0 | 396.3 |  |  |  |  | -0.28367 | 0 | [6 empty] | 172 | 0
5476 | BRA_AVR1_CT1 | 1 | South | YES | 0.000369 | 155 | 90 | 155 | 0 | 1.025 | CC | -1 | 0.2838 | 155 | 155 |  |  |  |  | -0.2838 | -43.9889 | [6 empty] | 173 | 0
5477 | BRA_AVR1_ST | 1 | South | YES | 0.000369 | 174 | 138 | 174 | 0 | 1.025 | CC | -1 | 0.2838 | 174 | 174 |  |  |  |  | -0.2838 | -49.3811 | [6 empty] | 174 | 0
5478 | BRA_AVR1_CT2 | 1 | South | YES | 0.000369 | 155 | 90 | 155 | 0 | 1.025 | CC | -1 | 0.2838 | 155 | 155 |  |  |  |  | -0.2838 | -43.9889 | [6 empty] | 175 | 0
5401 | CALAVER_JKS1 | 1 | South | YES | 0.000183 | 562 | 100 | 562 | 0 | 1.026 | LIGCO | -1 | 0.28399 | 0 | 562 |  |  |  |  | -0.28399 | 0 | [6 empty] | 176 | 0
8981 | HECN1 | 1 | South | YES | 0.000172 | 144.8 | 0 | 144.8 | 0 | 1.0304 | CC | -1 | 0.284 | 144.8 | 144.8 |  |  |  |  | -0.284 | -41.1227 | [6 empty] | 177 | 0
8982 | HECN2 | 2 | South | YES | 0.000172 | 144.1 | 0 | 144.1 | 0 | 1.0304 | CC | -1 | 0.284 | 144.1 | 144.1 |  |  |  |  | -0.284 | -40.9239 | [6 empty] | 178 | 0
8983 | HECN3 | 3 | South | YES | 0.000172 | 171.9 | 0 | 171.9 | 0 | 1.0304 | CC | -1 | 0.284 | 171.9 | 171.9 |  |  |  |  | -0.284 | -48.819 | [6 empty] | 179 | 0
8936 | MVGN#1 | 1 | South | YES | 0.00017 | 216.6 | 0 | 216.6 | 0 | 1.0304 | CC | -1 | 0.284 | 216.6 | 216.6 |  |  |  |  | -0.284 | -61.5141 | [6 empty] | 180 | 0
8937 | MVGN#2 | 2 | South | YES | 0.00017 | 216.7 | 0 | 216.7 | 0 | 1.0304 | CC | -1 | 0.284 | 216.7 | 216.7 |  |  |  |  | -0.284 | -61.5425 | [6 empty] | 181 | 0
8938 | MVGN#3 | 3 | South | YES | 0.00017 | 250.9 | 0 | 250.9 | 0 | 1.0304 | CC | -1 | 0.284 | 250.9 | 250.9 |  |  |  |  | -0.284 | -71.2552 | [6 empty] | 182 | 0
5934 | SI_RAY5 | 5 | South | YES | 0 | 0 | 10 | 15 |  | 1.035 | GST | -1 | 0.28417 | 15 | 15 |  |  |  |  | -0.28417 | -4.2625 | [6 empty] | 183 | 0
8139 | JOS #1 | MB | South | YES | 0 | 0 | 45 | 255 |  | 1.02 | GST | -1 | 0.28417 | 0 | 0 |  |  |  |  | -0.28417 | 0 | [6 empty] | 184 | 0
8285 | LAR #1 | MB | South | YES | 0 | 0 | 9 | 32 |  | 1.0497 | GST | -1 | 0.28417 | 0 | 0 |  |  |  |  | -0.28417 | 0 | [6 empty] | 185 | 0
8287 | LAR #2 | MB | South | YES | 0 | 0 | 9 | 32 |  | 1.04 | GST | -1 | 0.28417 | 0 | 0 |  |  |  |  | -0.28417 | 0 | [6 empty] | 186 | 0
8288 | LAR #3 | MB | South | YES | 0 | 0 | 25 | 105 |  | 1.04 | GST | -1 | 0.28417 | 0 | 0 |  |  |  |  | -0.28417 | 0 | [6 empty] | 187 | 0
8388 | BATES0A | MB | South | YES | 0 | 0 | 21 | 71 |  | 1.033 | GST | -1 | 0.28417 | 0 | 0 |  |  |  |  | -0.28417 | 0 | [6 empty] | 188 | 0
8393 | BATES0B | MB | South | YES | 0 | 0 | 25 | 110 |  | 1.03 | GST | -1 | 0.28417 | 0 | 0 |  |  |  |  | -0.28417 | 0 | [6 empty] | 189 | 0
8437 | NUECES_B0C | MB | South | YES | 0 | 0 | 7 | 30 |  | 1.03 | GST | -1 | 0.28417 | 0 | 0 |  |  |  |  | -0.28417 | 0 | [6 empty] | 190 | 0
8438 | NUECES_B0B | MB | South | YES | 0 | 0 | 26 | 169 |  | 1.03 | GST | -1 | 0.28417 | 0 | 0 |  |  |  |  | -0.28417 | 0 | [6 empty] | 191 | 0
39190 | TNSLCGN1__8 | 1 | Houston | YES | 0 | 0 | 10 | 30 |  | 1.03 | Cogen | -1 | 0.28417 | 0 | 0 |  |  |  |  | -0.28417 | 0 | [6 empty] | 192 | 0
80003 | MILHWYS | F | South | YES | -8.2e-05 | 0 | 0 | 0 | 0 | 1.0168 | AVR | -1 | 0.28425 | 0 | 0 |  |  |  |  | -0.28425 | 0 | [6 empty] | 193 | 0
5932 | SI_RAY9 | 9 | South | YES | -8.3e-05 | 32 | 32 | 38 | 0 | 1.035 | CC | -1 | 0.28425 | 38 | 38 |  |  |  |  | -0.28425 | -10.8016 | [6 empty] | 194 | 0
5933 | SI_RAY6 | 6 | South | YES | -8.3e-05 | 15.4 | 10 | 19.3 | 0 | 1.035 | GST | -1 | 0.28425 | 19.3 | 19.3 |  |  |  |  | -0.28425 | -5.4861 | [6 empty] | 195 | 0
5935 | SI_RAY10 | 10 | South | YES | -8.3e-05 | 47 | 10 | 47 | 0 | 1.03 | CC | -1 | 0.28425 | 47 | 47 |  |  |  |  | -0.28425 | -13.3598 | [6 empty] | 196 | 0
8517 | CELANEBI0A | 1 | South | YES | -0.000217 | 29 | 0 | 29 | 0 | 1.02 | Cogen | -1 | 0.28439 | 0 | 0 |  |  |  |  | -0.28439 | 0 | [6 empty] | 197 | 0
80080 | GWINDT11A | 3 | South | YES | -0.000239 | 0 | 0 | 38 | 0 | 1.025 | Wind | -1 | 0.28441 | 0 | 38 |  |  |  |  | -0.28441 | 0 | [6 empty] | 198 | 0
80080 | GWINDT11A | 4 | South | YES | -0.000239 | 3.8 | 0 | 19 | 0 | 1.025 | Wind | -1 | 0.28441 | 0 | 19 |  |  |  |  | -0.28441 | 0 | [6 empty] | 199 | 0
80080 | GWINDT11A | 2 | South | YES | -0.000239 | 0 | 0 | 41 | 0 | 1.025 | Wind | -1 | 0.28441 | 0 | 41 |  |  |  |  | -0.28441 | 0 | [6 empty] | 200 | 0
80080 | GWINDT11A | 1 | South | YES | -0.000239 | 28.2 | 0 | 94 | 0 | 1.025 | Wind | -1 | 0.28441 | 0 | 94 |  |  |  |  | -0.28441 | 0 | [6 empty] | 201 | 0
80081 | GWINDT21A | 4 | South | YES | -0.000239 | 4.4 | 0 | 22 | 0 | 1.025 | Wind | -1 | 0.28441 | 0 | 22 |  |  |  |  | -0.28441 | 0 | [6 empty] | 202 | 0
80081 | GWINDT21A | 1 | South | YES | -0.000239 | 28.2 | 0 | 94 | 0 | 1.025 | Wind | -1 | 0.28441 | 0 | 94 |  |  |  |  | -0.28441 | 0 | [6 empty] | 203 | 0
80081 | GWINDT21A | 3 | South | YES | -0.000239 | 8.6 | 0 | 43 | 0 | 1.025 | Wind | -1 | 0.28441 | 0 | 43 |  |  |  |  | -0.28441 | 0 | [6 empty] | 204 | 0
80081 | GWINDT21A | 2 | South | YES | -0.000239 | 7.2 | 0 | 36 | 0 | 1.025 | Wind | -1 | 0.28441 | 0 | 36 |  |  |  |  | -0.28441 | 0 | [6 empty] | 205 | 0
80180 | PNSCALT11A | 2 | South | YES | -0.000239 | 10 | 0 | 50 | 0 | 1.025 | Wind | -1 | 0.28441 | 0 | 50 |  |  |  |  | -0.28441 | 0 | [6 empty] | 206 | 0
80180 | PNSCALT11A | 1 | South | YES | -0.000239 | 43.8 | 0 | 148 | 0 | 1.025 | Wind | -1 | 0.28441 | 0 | 148 |  |  |  |  | -0.28441 | 0 | [6 empty] | 207 | 0
80181 | PNSCALT21A | 2 | South | YES | -0.000239 | 10 | 0 | 50 | 0 | 1.025 | Wind | -1 | 0.28441 | 0 | 50 |  |  |  |  | -0.28441 | 0 | [6 empty] | 208 | 0
80181 | PNSCALT21A | 1 | South | YES | -0.000239 | 16.5 | 0 | 55 | 0 | 1.025 | Wind | -1 | 0.28441 | 0 | 55 |  |  |  |  | -0.28441 | 0 | [6 empty] | 209 | 0
7487 | L_CANYHY8_1Y | 1 | South | YES | -0.000264 | 0 | 0 | 6 |  | 1 | Hydro | -1 | 0.28443 | 0 | 0 |  |  |  |  | -0.28443 | 0 | [6 empty] | 210 | 0
8461 | KOCH_UP0A | 1 | South | YES | -0.000343 | 38 | 0 | 38 | 0 | 1.012 | Cogen | -1 | 0.28451 | 0 | 0 |  |  |  |  | -0.28451 | 0 | [6 empty] | 211 | 0
8506 | VAL #1 | 1 | South | YES | -0.000385 | 20.9 | 0 | 25 | 0 | 1.0055 | Cogen | -1 | 0.28455 | 0 | 0 |  |  |  |  | -0.28455 | 0 | [6 empty] | 212 | 0
8507 | VAL #2 | 2 | South | YES | -0.000385 | 20.9 | 0 | 25 | 0 | 1.0055 | Cogen | -1 | 0.28455 | 0 | 0 |  |  |  |  | -0.28455 | 0 | [6 empty] | 213 | 0
8511 | OXY_CC0A | 1 | South | YES | -0.000385 | 30.3 | 0 | 38 | 0 | 1.027 | Cogen | -1 | 0.28455 | 0 | 0 |  |  |  |  | -0.28455 | 0 | [6 empty] | 214 | 0
8459 | B_DAVIS0B | MB | South | YES | -0.00045 | 0 | 50 | 339 |  | 1.03 | GSC | -1 | 0.28462 | 0 | 0 |  |  |  |  | -0.28462 | 0 | [6 empty] | 215 | 0
8460 | B_DAVIS0A | MB | South | YES | -0.00045 | 0 | 50 | 340 |  | 1.03 | GSC | -1 | 0.28462 | 0 | 0 |  |  |  |  | -0.28462 | 0 | [6 empty] | 216 | 0
80263 | B_DAVIS31A | 3 | South | YES | -0.00045 | 0 | 0 | 180 |  | 1.0366 | CC | -1 | 0.28462 | 180 | 180 |  |  |  |  | -0.28462 | -51.2313 | [6 empty] | 217 | 0
80264 | B_DAVIS41A | 4 | South | YES | -0.00045 | 0 | 0 | 180 |  | 1.0366 | CC | -1 | 0.28462 | 180 | 180 |  |  |  |  | -0.28462 | -51.2313 | [6 empty] | 218 | 0
8456 | COSW#1 | 1 | South | YES | -0.000468 | 20 | 0 | 20 | 0 | 1.027 | Cogen | -1 | 0.28464 | 0 | 0 |  |  |  |  | -0.28464 | 0 | [6 empty] | 219 | 0
8457 | COSW#2 | 2 | South | YES | -0.000468 | 14 | 0 | 14 | 0 | 1.027 | Cogen | -1 | 0.28464 | 0 | 0 |  |  |  |  | -0.28464 | 0 | [6 empty] | 220 | 0
8560 | CNOPGT1 | 1 | South | YES | -0.000483 | 148.3 | 0 | 148.3 | 0 | 1.03 | Cogen | -1 | 0.28465 | 0 | 0 |  |  |  |  | -0.28465 | 0 | [6 empty] | 221 | 0
8561 | CNOPGT2 | 2 | South | YES | -0.000483 | 148.6 | 0 | 148.6 | 0 | 1.03 | Cogen | -1 | 0.28465 | 0 | 0 |  |  |  |  | -0.28465 | 0 | [6 empty] | 222 | 0
8562 | CNOPST1 | 3 | South | YES | -0.000483 | 153 | 0 | 153 | 0 | 1.03 | Cogen | -1 | 0.28465 | 0 | 0 |  |  |  |  | -0.28465 | 0 | [6 empty] | 223 | 0
8442 | NBEC7 | 7 | South | YES | -0.000486 | 0 | 81 | 367 |  | 1.0298 | GST | -1 | 0.28465 | 367 | 367 |  |  |  |  | -0.28465 | -104.4682 | [6 empty] | 224 | 0
8442 | NBEC7 | MB | South | YES | -0.000486 | 0 | 81 | 367 |  | 1.0298 | GST | -1 | 0.28465 | 0 | 0 |  |  |  |  | -0.28465 | 0 | [6 empty] | 225 | 0
7609 | L_SCHUMA8_1Y | 1 | South | YES | -0.00049 | 0 | 0 | 4 |  | 1 | Hydro | -1 | 0.28466 | 0 | 0 |  |  |  |  | -0.28466 | 0 | [6 empty] | 226 | 0
8926 | LGE_GT10A | 1 | South | YES | -0.000781 | 158 | 0 | 158 | 0 | 1.03 | Cogen | -1 | 0.28495 | 0 | 0 |  |  |  |  | -0.28495 | 0 | [6 empty] | 227 | 0
8927 | LGE_GT20A | 2 | South | YES | -0.000781 | 153 | 0 | 153 | 0 | 1.03 | Cogen | -1 | 0.28495 | 0 | 0 |  |  |  |  | -0.28495 | 0 | [6 empty] | 228 | 0
8928 | LGE_STG0A | 3 | South | YES | -0.000781 | 100 | 0 | 100 | 0 | 1.03 | Cogen | -1 | 0.28495 | 0 | 0 |  |  |  |  | -0.28495 | 0 | [6 empty] | 229 | 0
8930 | ICPGN10A | 1 | South | YES | -0.000781 | 149 | 0 | 149 | 0 | 1.03 | Cogen | -1 | 0.28495 | 0 | 0 |  |  |  |  | -0.28495 | 0 | [6 empty] | 230 | 0
8931 | ICPGN20A | 2 | South | YES | -0.000781 | 150 | 0 | 150 | 0 | 1.03 | Cogen | -1 | 0.28495 | 0 | 0 |  |  |  |  | -0.28495 | 0 | [6 empty] | 231 | 0
8932 | ICPGN30A | 3 | South | YES | -0.000781 | 127 | 0 | 127 | 0 | 1.03 | Cogen | -1 | 0.28495 | 0 | 0 |  |  |  |  | -0.28495 | 0 | [6 empty] | 232 | 0
80223 | REYSHR G | 1 | South | YES | -0.000781 | 12 | 0 | 12 | 0 | 1.032 | Cogen | -1 | 0.28495 | 0 | 0 |  |  |  |  | -0.28495 | 0 | [6 empty] | 233 | 0
8161 | COLETO0A | 1 | South | YES | -0.000806 | 633 | 200 | 633 | 0 | 1.03 | LIGCO | -1 | 0.28497 | 0 | 633 |  |  |  |  | -0.28497 | 0 | [6 empty] | 234 | 0
7800 | L_GUADGE1_1Y | 1 | South | YES | -0.000832 | 147 | 30 | 147 | 0 | 1.02 | CC | -1 | 0.285 | 147 | 147 |  |  |  |  | -0.285 | -41.8951 | [6 empty] | 235 | 0
7801 | L_GUADGE1_2Y | 2 | South | YES | -0.000832 | 138 | 30 | 138 | 0 | 1.02 | CC | -1 | 0.285 | 138 | 138 |  |  |  |  | -0.285 | -39.3301 | [6 empty] | 236 | 0
7802 | L_GUADGE1_3Y | 3 | South | YES | -0.000832 | 146 | 30 | 146 | 0 | 1.02 | CC | -1 | 0.285 | 146 | 146 |  |  |  |  | -0.285 | -41.6101 | [6 empty] | 237 | 0
7803 | L_GUADGE1_4Y | 4 | South | YES | -0.000832 | 149 | 30 | 149 | 0 | 1.02 | CC | -1 | 0.285 | 149 | 149 |  |  |  |  | -0.285 | -42.4651 | [6 empty] | 238 | 0
7804 | L_GUADGE1_5Y | 5 | South | YES | -0.000832 | 182 | 30 | 182 | 0 | 1.02 | CC | -1 | 0.285 | 182 | 182 |  |  |  |  | -0.285 | -51.8701 | [6 empty] | 239 | 0
7805 | L_GUADGE1_6Y | 6 | South | YES | -0.000832 | 203 | 30 | 203 | 0 | 1.02 | CC | -1 | 0.285 | 203 | 203 |  |  |  |  | -0.285 | -57.8551 | [6 empty] | 240 | 0
7605 | L_MCQUEE9_1Y | 1 | South | YES | -0.000902 | 0 | 0 | 2.4 |  | 1.025 | Hydro | -1 | 0.28507 | 0 | 0 |  |  |  |  | -0.28507 | 0 | [6 empty] | 241 | 0
7605 | L_MCQUEE9_1Y | 2 | South | YES | -0.000902 | 0 | 0 | 2.4 |  | 1.025 | Hydro | -1 | 0.28507 | 0 | 0 |  |  |  |  | -0.28507 | 0 | [6 empty] | 242 | 0
7605 | L_MCQUEE9_1Y | 3 | South | YES | -0.000902 | 0 | 0 | 2.8 |  | 1.025 | Hydro | -1 | 0.28507 | 0 | 0 |  |  |  |  | -0.28507 | 0 | [6 empty] | 243 | 0
7810 | L_RIONOG1G1Y | 1 | South | YES | -0.00111 | 148 | 0 | 148 | 0 | 1.02 | CC | -1 | 0.28528 | 148 | 148 |  |  |  |  | -0.28528 | -42.2212 | [6 empty] | 244 | 0
7811 | L_RIONOG1G2Y | 2 | South | YES | -0.00111 | 148 | 0 | 148 | 0 | 1.02 | CC | -1 | 0.28528 | 148 | 148 |  |  |  |  | -0.28528 | -42.2212 | [6 empty] | 245 | 0
7812 | L_RIONOG1G3Y | 3 | South | YES | -0.00111 | 154 | 0 | 154 | 0 | 1.02 | CC | -1 | 0.28528 | 154 | 154 |  |  |  |  | -0.28528 | -43.9329 | [6 empty] | 246 | 0
7813 | L_RIONOG1S1Y | 4 | South | YES | -0.00111 | 293 | 0 | 293 | 0 | 1.02 | CC | -1 | 0.28528 | 293 | 293 |  |  |  |  | -0.28528 | -83.5866 | [6 empty] | 247 | 0
7624 | L_LAKEWO9_1Y | 1 | South | YES | -0.001304 | 0 | 0 | 2.4 |  | 1 | Hydro | -1 | 0.28547 | 0 | 0 |  |  |  |  | -0.28547 | 0 | [6 empty] | 248 | 0
7624 | L_LAKEWO9_1Y | 2 | South | YES | -0.001304 | 0 | 0 | 2.4 |  | 1 | Hydro | -1 | 0.28547 | 0 | 0 |  |  |  |  | -0.28547 | 0 | [6 empty] | 249 | 0
7014 | L_HAYSEN1_1Y | 1 | South | YES | -0.00138 | 223.9 | 74 | 223.9 | 0 | 1.008 | CC | -1 | 0.28555 | 223.9 | 223.9 |  |  |  |  | -0.28555 | -63.9343 | [6 empty] | 250 | 0
7015 | L_HAYSEN1_2Y | 2 | South | YES | -0.00138 | 225 | 74 | 225 | 0 | 1.008 | CC | -1 | 0.28555 | 225 | 225 |  |  |  |  | -0.28555 | -64.2484 | [6 empty] | 251 | 0
7016 | L_HAYSEN1_3Y | 3 | South | YES | -0.00138 | 224.6 | 74 | 224.6 | 0 | 1.008 | CC | -1 | 0.28555 | 224.6 | 224.6 |  |  |  |  | -0.28555 | -64.1342 | [6 empty] | 252 | 0
7017 | L_HAYSEN1_4Y | 4 | South | YES | -0.00138 | 226.7 | 74 | 226.7 | 0 | 1.008 | CC | -1 | 0.28555 | 226.7 | 226.7 |  |  |  |  | -0.28555 | -64.7338 | [6 empty] | 253 | 0
8189 | CUECPL2A | 1 | South | YES | -0.001392 | 12 | 0 | 12 | 0 | 1.02 | Cogen | -1 | 0.28556 | 0 | 0 |  |  |  |  | -0.28556 | 0 | [6 empty] | 254 | 0
5503 | RAYBURNGEN3 | 1 | South | YES | -0.001563 | 17.6 | 6 | 22 | 0 | 1.0224 | GST | -1 | 0.28573 | 22 | 22 |  |  |  |  | -0.28573 | -6.2861 | [6 empty] | 255 | 0
5505 | RAYBURNGEN1 | 1 | South | YES | -0.001563 | 0 | 1 | 11 |  | 1.0223 | GGT | -1 | 0.28573 | 11 | 11 |  |  |  |  | -0.28573 | -3.143 | [6 empty] | 256 | 0
5506 | RAYBURNGEN2 | 1 | South | YES | -0.001563 | 0 | 1 | 11 |  | 1.0223 | GGT | -1 | 0.28573 | 11 | 11 |  |  |  |  | -0.28573 | -3.143 | [6 empty] | 257 | 0
5508 | RAYBURNCC9 | 1 | South | YES | -0.001804 | 47.7 | 18.2 | 47.7 | 0 | 1.0296 | CC | -1 | 0.28597 | 47.7 | 47.7 |  |  |  |  | -0.28597 | -13.6409 | [6 empty] | 258 | 0
5509 | RAYBURNCC10 | 1 | South | YES | -0.001804 | 37.3 | 5.2 | 37.3 | 0 | 1.0296 | CC | -1 | 0.28597 | 37.3 | 37.3 |  |  |  |  | -0.28597 | -10.6668 | [6 empty] | 259 | 0
5511 | RAYBURNCC7 | 1 | South | YES | -0.001804 | 47.5 | 18.2 | 47.5 | 0 | 1.0296 | CC | -1 | 0.28597 | 47.5 | 47.5 |  |  |  |  | -0.28597 | -13.5837 | [6 empty] | 260 | 0
5512 | RAYBURNCC8 | 1 | South | YES | -0.001804 | 49.3 | 18.2 | 49.3 | 0 | 1.0296 | CC | -1 | 0.28597 | 49.3 | 49.3 |  |  |  |  | -0.28597 | -14.0984 | [6 empty] | 261 | 0
8173 | VICEC51A | 5 | South | YES | -0.001852 | 144 | 18 | 144 | 0 | 1.025 | CC | -1 | 0.28602 | 144 | 144 |  |  |  |  | -0.28602 | -41.187 | [6 empty] | 262 | 0
8174 | VICEC61A | 6 | South | YES | -0.001852 | 188 | 42 | 188 | 0 | 1.025 | CC | -1 | 0.28602 | 188 | 188 |  |  |  |  | -0.28602 | -53.7719 | [6 empty] | 263 | 0
7020 | L_AUSTPL1_1Y | 1 | South | YES | -0.001921 | 0 | 0 | 8 |  | 1 | Hydro | -1 | 0.28609 | 0 | 0 |  |  |  |  | -0.28609 | 0 | [6 empty] | 264 | 0
7020 | L_AUSTPL1_1Y | 2 | South | YES | -0.001921 | 0 | 0 | 8 |  | 1 | Hydro | -1 | 0.28609 | 0 | 0 |  |  |  |  | -0.28609 | 0 | [6 empty] | 265 | 0
8066 | DUP1V#1 | 1 | South | YES | -0.001976 | 52.3 | 0 | 73 | 0 | 1.01 | Cogen | -1 | 0.28614 | 0 | 0 |  |  |  |  | -0.28614 | 0 | [6 empty] | 266 | 0
80224 | VISTRONG1 | 1 | South | YES | -0.002131 | 13.1 | 0 | 15 | 0 | 1.01 | Cogen | -1 | 0.2863 | 0 | 0 |  |  |  |  | -0.2863 | 0 | [6 empty] | 267 | 0
80225 | VISTRONG2 | 2 | South | YES | -0.002131 | 20.2 | 0 | 23 | 0 | 1.01 | Cogen | -1 | 0.2863 | 0 | 0 |  |  |  |  | -0.2863 | 0 | [6 empty] | 268 | 0
80227 | AIRCO G | 1 | South | YES | -0.002158 | 7.2 | 0 | 8 | 0 | 1.0104 | Cogen | -1 | 0.28633 | 0 | 0 |  |  |  |  | -0.28633 | 0 | [6 empty] | 269 | 0
8147 | UCAR #2 | 10 | South | YES | -0.002261 | 18.2 | 0 | 28 |  | 1 | Cogen | -1 | 0.28643 | 0 | 0 |  |  |  |  | -0.28643 | 0 | [6 empty] | 270 | 0
8148 | UCAR #1 | 2 | South | YES | -0.002261 | 6.1 | 0 | 7 | 0 | 1.009 | Cogen | -1 | 0.28643 | 0 | 0 |  |  |  |  | -0.28643 | 0 | [6 empty] | 271 | 0
80137 | CSDR89 | 9 | South | YES | -0.002261 | 15 | 0 | 15 | 0 | 1.003 | DCTie | -1 | 0.28643 | 0 | 0 |  |  |  |  | -0.28643 | 0 | [6 empty] | 272 | 0
80137 | CSDR89 | 8 | South | YES | -0.002261 | 33.9 | 0 | 39 | 0 | 1.003 | DCTie | -1 | 0.28643 | 0 | 0 |  |  |  |  | -0.28643 | 0 | [6 empty] | 273 | 0
80138 | CSDR7 | 7 | South | YES | -0.002261 | 6.1 | 0 | 7 | 0 | 1.014 | DCTie | -1 | 0.28643 | 0 | 0 |  |  |  |  | -0.28643 | 0 | [6 empty] | 274 | 0
80139 | CSDR56 | 6 | South | YES | -0.002261 | 0 | 0 | 39 |  | 1.0033 | DCTie | -1 | 0.28643 | 0 | 0 |  |  |  |  | -0.28643 | 0 | [6 empty] | 275 | 0
80139 | CSDR56 | 5 | South | YES | -0.002261 | 15 | 0 | 15 |  | 1.0033 | DCTie | -1 | 0.28643 | 0 | 0 |  |  |  |  | -0.28643 | 0 | [6 empty] | 276 | 0
80140 | CSDR11 | 11 | South | YES | -0.002261 | 33.9 | 0 | 39 | 0 | 1.03 | DCTie | -1 | 0.28643 | 0 | 0 |  |  |  |  | -0.28643 | 0 | [6 empty] | 277 | 0
9016 | SANDH_G1 | 1 | South | YES | -0.002298 | 45 | 2 | 49 | 0 | 1.0175 | GGT | -1 | 0.28647 | 49 | 49 |  |  |  |  | -0.28647 | -14.0369 | [6 empty] | 278 | 0
9017 | SANDH_G2 | 2 | South | YES | -0.002298 | 45 | 2 | 46 | 0 | 1.0175 | GGT | -1 | 0.28647 | 46 | 46 |  |  |  |  | -0.28647 | -13.1775 | [6 empty] | 279 | 0
9018 | SANDH_G3 | 3 | South | YES | -0.002298 | 45 | 2 | 46 | 0 | 1.0175 | GGT | -1 | 0.28647 | 46 | 46 |  |  |  |  | -0.28647 | -13.1775 | [6 empty] | 280 | 0
9019 | SANDH_G4 | 4 | South | YES | -0.002298 | 0 | 2 | 47 |  | 1.0175 | GGT | -1 | 0.28647 | 47 | 47 |  |  |  |  | -0.28647 | -13.4639 | [6 empty] | 281 | 0
9020 | SANDHG5A | 5A | South | YES | -0.002298 | 150 | 84 | 155 | 0 | 1.0175 | CC | -1 | 0.28647 | 155 | 155 |  |  |  |  | -0.28647 | -44.4023 | [6 empty] | 282 | 0
9021 | SANDHG5C | 5C | South | YES | -0.002298 | 140 | 0 | 148 | 0 | 1.0175 | CC | -1 | 0.28647 | 148 | 148 |  |  |  |  | -0.28647 | -42.397 | [6 empty] | 283 | 0
9000 | DECKR_G1 | 1 | South | YES | -0.0023 | 280 | 50 | 321 | 0 | 1.015 | GST | -1 | 0.28647 | 321 | 321 |  |  |  |  | -0.28647 | -91.9564 | [6 empty] | 284 | 0
9001 | DECKR_G2 | 2 | South | YES | -0.0023 | 400 | 50 | 426 | 0 | 1.015 | GST | -1 | 0.28647 | 426 | 426 |  |  |  |  | -0.28647 | -122.0356 | [6 empty] | 285 | 0
9002 | DECKR_G3 | 3 | South | YES | -0.002559 | 0 | 24 | 42 |  | 1.015 | GGT | -1 | 0.28673 | 42 | 42 |  |  |  |  | -0.28673 | -12.0426 | [6 empty] | 286 | 0
9003 | DECKR_G4 | 4 | South | YES | -0.002559 | 44 | 24 | 44 | 0 | 1.015 | GGT | -1 | 0.28673 | 44 | 44 |  |  |  |  | -0.28673 | -12.616 | [6 empty] | 287 | 0
9004 | DECKR_G5 | 5 | South | YES | -0.002559 | 44 | 24 | 44 | 0 | 1.015 | GGT | -1 | 0.28673 | 44 | 44 |  |  |  |  | -0.28673 | -12.616 | [6 empty] | 288 | 0
9005 | DECKR_G6 | 6 | South | YES | -0.002559 | 44 | 24 | 47 | 0 | 1.015 | GGT | -1 | 0.28673 | 47 | 47 |  |  |  |  | -0.28673 | -13.4762 | [6 empty] | 289 | 0
80226 | ALCOA G | 1 | South | YES | -0.002743 | 32.3 | 5 | 48 | 0 | 1.015 | Cogen | -1 | 0.28691 | 0 | 0 |  |  |  |  | -0.28691 | 0 | [6 empty] | 290 | 0
8134 | FOR #1 | 1 | South | YES | -0.002872 | 54.1 | 45 | 79 | 0 | 1 | Cogen | -1 | 0.28704 | 0 | 0 |  |  |  |  | -0.28704 | 0 | [6 empty] | 291 | 0
8138 | FOR #2 | 2 | South | YES | -0.002872 | 63.1 | 45 | 81 | 0 | 1 | Cogen | -1 | 0.28704 | 0 | 0 |  |  |  |  | -0.28704 | 0 | [6 empty] | 292 | 0
8153 | FOR #3 | 3 | South | YES | -0.002872 | 63.1 | 45 | 79.9 | 0 | 1 | Cogen | -1 | 0.28704 | 0 | 0 |  |  |  |  | -0.28704 | 0 | [6 empty] | 293 | 0
8154 | FOR #4 | 4 | South | YES | -0.002872 | 63.1 | 60 | 80 | 0 | 1 | Cogen | -1 | 0.28704 | 0 | 0 |  |  |  |  | -0.28704 | 0 | [6 empty] | 294 | 0
8155 | FOR #5 | 5 | South | YES | -0.002872 | 63.1 | 60 | 78.4 | 0 | 1 | Cogen | -1 | 0.28704 | 0 | 0 |  |  |  |  | -0.28704 | 0 | [6 empty] | 295 | 0
8156 | FOR #6 | 6 | South | YES | -0.002872 | 24.9 | 5 | 25 | 0 | 1 | Cogen | -1 | 0.28704 | 0 | 0 |  |  |  |  | -0.28704 | 0 | [6 empty] | 296 | 0
8157 | FOR #7 | 7 | South | YES | -0.002872 | 28.8 | 5 | 46 | 0 | 1 | Cogen | -1 | 0.28704 | 0 | 0 |  |  |  |  | -0.28704 | 0 | [6 empty] | 297 | 0
80051 | FOR #8 | 8 | South | YES | -0.002872 | 28 | 28 | 28 |  | 1 | Cogen | -1 | 0.28704 | 0 | 0 |  |  |  |  | -0.28704 | 0 | [6 empty] | 298 | 0
80052 | FOR #9 | 9 | South | YES | -0.002872 | 29.7 | 5 | 43.6 | 0 | 1 | Cogen | -1 | 0.28704 | 0 | 0 |  |  |  |  | -0.28704 | 0 | [6 empty] | 299 | 0
80053 | FOR #10 | 10 | South | YES | -0.002872 | 68.4 | 45 | 75 | 0 | 1 | Cogen | -1 | 0.28704 | 0 | 0 |  |  |  |  | -0.28704 | 0 | [6 empty] | 300 | 0
7004 | L_SIMGID1_1Y | 1 | South | YES | -0.003233 | 132 | 40 | 132 | 0 | 1.02 | GST | -1 | 0.2874 | 132 | 132 |  |  |  |  | -0.2874 | -37.937 | [6 empty] | 301 | 0
7005 | L_SIMGID1_2Y | 2 | South | YES | -0.003233 | 133 | 32 | 139 | 0 | 1.02 | GST | -1 | 0.2874 | 139 | 139 |  |  |  |  | -0.2874 | -39.9488 | [6 empty] | 302 | 0
7006 | L_SIMGID1_3Y | 3 | South | YES | -0.003233 | 324.9 | 60 | 329 | 0 | 1.02 | GST | -1 | 0.2874 | 329 | 329 |  |  |  |  | -0.2874 | -94.5551 | [6 empty] | 303 | 0
7807 | L_BASTEN1_1Y | 1 | South | YES | -0.003889 | 152.5 | 83.5 | 152.5 | 0 | 1.004 | CC | -1 | 0.28806 | 152.5 | 152.5 |  |  |  |  | -0.28806 | -43.9288 | [6 empty] | 304 | 0
7808 | L_BASTEN1_2Y | 1 | South | YES | -0.003889 | 149.5 | 83.5 | 149.5 | 0 | 1.004 | CC | -1 | 0.28806 | 149.5 | 149.5 |  |  |  |  | -0.28806 | -43.0646 | [6 empty] | 305 | 0
7809 | L_BASTEN1_3Y | 1 | South | YES | -0.003889 | 232.6 | 42 | 232.6 | 0 | 1.004 | CC | -1 | 0.28806 | 232.6 | 232.6 |  |  |  |  | -0.28806 | -67.0022 | [6 empty] | 306 | 0
7303 | L_WPPGS12_1Y | 1 | South | YES | -0.003987 | 50 | 0 | 50 | 0 | 1.025 | GGT | -1 | 0.28816 | 50 | 50 |  |  |  |  | -0.28816 | -14.4078 | [6 empty] | 307 | 0
7303 | L_WPPGS12_1Y | 2 | South | YES | -0.003987 | 50 | 0 | 50 | 0 | 1.025 | GGT | -1 | 0.28816 | 50 | 50 |  |  |  |  | -0.28816 | -14.4078 | [6 empty] | 308 | 0
7305 | L_WPPGS34_1Y | 3 | South | YES | -0.003987 | 50 | 0 | 50 | 0 | 1.025 | GGT | -1 | 0.28816 | 50 | 50 |  |  |  |  | -0.28816 | -14.4078 | [6 empty] | 309 | 0
7305 | L_WPPGS34_1Y | 4 | South | YES | -0.003987 | 50 | 0 | 50 | 0 | 1.025 | GGT | -1 | 0.28816 | 50 | 50 |  |  |  |  | -0.28816 | -14.4078 | [6 empty] | 310 | 0
7007 | L_LOSTPI1_1Y | 1 | South | YES | -0.004544 | 158.6 | 110 | 158 | 0 | 1 | CC | -1 | 0.28871 | 158 | 158 |  |  |  |  | -0.28871 | -45.6166 | [6 empty] | 311 | 0
7008 | L_LOSTPI1_2Y | 2 | South | YES | -0.004544 | 157.7 | 107 | 160 | 0 | 1 | CC | -1 | 0.28871 | 160 | 160 |  |  |  |  | -0.28871 | -46.194 | [6 empty] | 312 | 0
7009 | L_LOSTPI1_3Y | 3 | South | YES | -0.004544 | 173.9 | 72 | 175 | 0 | 1 | CC | -1 | 0.28871 | 175 | 175 |  |  |  |  | -0.28871 | -50.5247 | [6 empty] | 313 | 0
7012 | L_FPPYD21_3Y | 3 | South | YES | -0.004597 | 427.5 | 200 | 436 | 0 | 1.02 | LIGCO | -1 | 0.28877 | 0 | 436 |  |  |  |  | -0.28877 | 0 | [6 empty] | 314 | 0
7010 | L_FPPYD11_1Y | 1 | South | YES | -0.004599 | 547.4 | 200 | 606 | 0 | 1.02 | LIGCO | -1 | 0.28877 | 0 | 606 |  |  |  |  | -0.28877 | 0 | [6 empty] | 315 | 0
7011 | L_FPPYD11_2Y | 2 | South | YES | -0.004599 | 552.2 | 200 | 598 | 0 | 1.02 | LIGCO | -1 | 0.28877 | 0 | 598 |  |  |  |  | -0.28877 | 0 | [6 empty] | 316 | 0
3432 | SANDOW_4G | 4 | South | YES | -0.006698 | 580 | 225 | 580 |  | 1.029 | LIGCO | -1 | 0.29087 | 0 | 580 |  |  |  |  | -0.29087 | 0 | [6 empty] | 317 | 0
5911 | STP_GN1___1 | 1 | Houston | YES | -0.00719 | 1333 | 1249 | 1333 | 0 | 1.0406 | Nuc | -1 | 0.29136 | 0 | 0 |  |  |  |  | -0.29136 | 0 | [6 empty] | 318 | 0
5912 | STP_GN2___2 | 2 | Houston | YES | -0.00719 | 1332 | 1249 | 1332 | 0 | 1.0406 | Nuc | -1 | 0.29136 | 0 | 0 |  |  |  |  | -0.29136 | 0 | [6 empty] | 319 | 0
48731 | CBE_GT1 | 1 | Houston | YES | -0.007364 | 76 | 0 | 76 | 0 | 1.029 | CC | -1 | 0.29153 | 76 | 76 |  |  |  |  | -0.29153 | -22.1565 | [6 empty] | 320 | 0
48732 | CBE_GT2 | 1 | Houston | YES | -0.007364 | 76 | 0 | 76 | 0 | 1.029 | CC | -1 | 0.29153 | 76 | 76 |  |  |  |  | -0.29153 | -22.1565 | [6 empty] | 321 | 0
48733 | CBE_ST12 | 1 | Houston | YES | -0.007364 | 105 | 0 | 105 | 0 | 1.029 | CC | -1 | 0.29153 | 105 | 105 |  |  |  |  | -0.29153 | -30.6109 | [6 empty] | 322 | 0
48734 | CBE_GT3 | 1 | Houston | YES | -0.007364 | 76 | 0 | 76 | 0 | 1.029 | CC | -1 | 0.29153 | 76 | 76 |  |  |  |  | -0.29153 | -22.1565 | [6 empty] | 323 | 0
48735 | CBE_GT4 | 1 | Houston | YES | -0.007364 | 76 | 0 | 76 | 0 | 1.029 | CC | -1 | 0.29153 | 76 | 76 |  |  |  |  | -0.29153 | -22.1565 | [6 empty] | 324 | 0
48736 | CBE_ST34 | 1 | Houston | YES | -0.007364 | 105 | 0 | 105 | 0 | 1.029 | CC | -1 | 0.29153 | 105 | 105 |  |  |  |  | -0.29153 | -30.6109 | [6 empty] | 325 | 0
48911 | TGF_GT1_8000 | 1 | Houston | YES | -0.007544 | 69.2 | 0 | 69.2 |  | 1.029 | Cogen | -1 | 0.29171 | 0 | 0 |  |  |  |  | -0.29171 | 0 | [6 empty] | 326 | 0
13432 | SANDOW_5G | 5 | South | YES | -0.008492 | 581 | 225 | 581 |  | 1.029 | LIGCO | -1 | 0.29266 | 0 | 581 |  |  |  |  | -0.29266 | 0 | [6 empty] | 327 | 0
49851 | DOW17000 | 37 | Houston | YES | -0.008634 | 39 | 0 | 62 | 0 | 1 | Cogen | -1 | 0.2928 | 0 | 0 |  |  |  |  | -0.2928 | 0 | [6 empty] | 328 | 0
49858 | DOW38100 | 31 | Houston | YES | -0.008634 | 45 | 0 | 71.4 |  | 1 | Cogen | -1 | 0.2928 | 0 | 0 |  |  |  |  | -0.2928 | 0 | [6 empty] | 329 | 0
49859 | DOW38200 | 33 | Houston | YES | -0.008634 | 28 | 0 | 45 | 0 | 1 | Cogen | -1 | 0.2928 | 0 | 0 |  |  |  |  | -0.2928 | 0 | [6 empty] | 330 | 0
49860 | DOW38300 | 32 | Houston | YES | -0.008634 | 63 | 0 | 101 |  | 1 | Cogen | -1 | 0.2928 | 0 | 0 |  |  |  |  | -0.2928 | 0 | [6 empty] | 331 | 0
49862 | DOW39100 | 36 | Houston | YES | -0.008634 | 54 | 0 | 86 | 0 | 1 | Cogen | -1 | 0.2928 | 0 | 0 |  |  |  |  | -0.2928 | 0 | [6 empty] | 332 | 0
49863 | DOW39200 | 35 | Houston | YES | -0.008634 | 55 | 0 | 88 | 0 | 1 | Cogen | -1 | 0.2928 | 0 | 0 |  |  |  |  | -0.2928 | 0 | [6 empty] | 333 | 0
49865 | DOW41000 | 41 | Houston | YES | -0.008634 | 31 | 0 | 50 |  | 1 | Cogen | -1 | 0.2928 | 0 | 0 |  |  |  |  | -0.2928 | 0 | [6 empty] | 334 | 0
49866 | DOW42000 | 42 | Houston | YES | -0.008634 | 11 | 0 | 18 |  | 1 | Cogen | -1 | 0.2928 | 0 | 0 |  |  |  |  | -0.2928 | 0 | [6 empty] | 335 | 0
49869 | DOW49000 | 45 | Houston | YES | -0.008634 | 59 | 0 | 94 |  | 1 | Cogen | -1 | 0.2928 | 0 | 0 |  |  |  |  | -0.2928 | 0 | [6 empty] | 336 | 0
49870 | DOW61000 | 61 | Houston | YES | -0.008634 | 44 | 0 | 70 | 0 | 1 | Cogen | -1 | 0.2928 | 0 | 0 |  |  |  |  | -0.2928 | 0 | [6 empty] | 337 | 0
49871 | DOW62000 | 62 | Houston | YES | -0.008634 | 40 | 0 | 63 | 0 | 1 | Cogen | -1 | 0.2928 | 0 | 0 |  |  |  |  | -0.2928 | 0 | [6 empty] | 338 | 0
49872 | DOW63000 | 63 | Houston | YES | -0.008634 | 45 | 0 | 72 | 0 | 1 | Cogen | -1 | 0.2928 | 0 | 0 |  |  |  |  | -0.2928 | 0 | [6 empty] | 339 | 0
49873 | DOW64000 | 64 | Houston | YES | -0.008634 | 41 | 0 | 64.8 | 0 | 1 | Cogen | -1 | 0.2928 | 0 | 0 |  |  |  |  | -0.2928 | 0 | [6 empty] | 340 | 0
49876 | DOW65000 | 65 | Houston | YES | -0.008634 | 63 | 0 | 101 | 0 | 1 | Cogen | -1 | 0.2928 | 0 | 0 |  |  |  |  | -0.2928 | 0 | [6 empty] | 341 | 0
49877 | DOW66000 | 66 | Houston | YES | -0.008634 | 61 | 0 | 97 | 0 | 1 | Cogen | -1 | 0.2928 | 0 | 0 |  |  |  |  | -0.2928 | 0 | [6 empty] | 342 | 0
49878 | DOW67000 | 67 | Houston | YES | -0.008634 | 65 | 0 | 103 | 0 | 1 | Cogen | -1 | 0.2928 | 0 | 0 |  |  |  |  | -0.2928 | 0 | [6 empty] | 343 | 0
49882 | DOW81000 | 81 | Houston | YES | -0.008634 | 47 | 0 | 76 | 0 | 1 | Cogen | -1 | 0.2928 | 0 | 0 |  |  |  |  | -0.2928 | 0 | [6 empty] | 344 | 0
49884 | DOW82000 | 82 | Houston | YES | -0.008634 | 51 | 0 | 80 | 0 | 1 | Cogen | -1 | 0.2928 | 0 | 0 |  |  |  |  | -0.2928 | 0 | [6 empty] | 345 | 0
49885 | DOW83000 | 83 | Houston | YES | -0.008634 | 51 | 0 | 80 | 0 | 1 | Cogen | -1 | 0.2928 | 0 | 0 |  |  |  |  | -0.2928 | 0 | [6 empty] | 346 | 0
49886 | DOW84000 | 84 | Houston | YES | -0.008634 | 107 | 0 | 171 | 0 | 0.98 | Cogen | -1 | 0.2928 | 0 | 0 |  |  |  |  | -0.2928 | 0 | [6 empty] | 347 | 0
48520 | BSF_GT1_8070 | 1 | Houston | YES | -0.008898 | 72 | 0 | 72 | 0 | 1.0326 | Cogen | -1 | 0.29307 | 0 | 0 |  |  |  |  | -0.29307 | 0 | [6 empty] | 348 | 0
48520 | BSF_GT1_8070 | 2 | Houston | YES | -0.008898 | 10 | 0 | 10 | 0 | 1.0326 | Cogen | -1 | 0.29307 | 0 | 0 |  |  |  |  | -0.29307 | 0 | [6 empty] | 349 | 0
39760 | TNSCLP1___8 | 1 | Houston | YES | -0.009119 | 93.4 | 20 | 116.8 | 0 | 1.04 | Cogen | -1 | 0.29329 | 0 | 0 |  |  |  |  | -0.29329 | 0 | [6 empty] | 350 | 0
39770 | TNSCLP2___8 | 1 | Houston | YES | -0.009119 | 91.6 | 20 | 114.5 | 0 | 1.04 | Cogen | -1 | 0.29329 | 0 | 0 |  |  |  |  | -0.29329 | 0 | [6 empty] | 351 | 0
39775 | TNSCLP4___8 | 1 | Houston | YES | -0.009119 | 95.2 | 20 | 119 | 0 | 1.04 | Cogen | -1 | 0.29329 | 0 | 0 |  |  |  |  | -0.29329 | 0 | [6 empty] | 352 | 0
39790 | TNSCLP3___8 | 1 | Houston | YES | -0.009119 | 87.6 | 20 | 109.5 | 0 | 1.027 | Cogen | -1 | 0.29329 | 0 | 0 |  |  |  |  | -0.29329 | 0 | [6 empty] | 353 | 0
332 | RWMILLER01 | 1 | North | YES | -0.009345 | 58.4 | 18.5 | 73 | 0 | 1.04 | GST | -1 | 0.29351 | 73 | 73 |  |  | -0.68219 | 73 | -0.29351 | -21.4265 | [6 empty] | 354 | 0
333 | RWMILLER02 | 2 | North | YES | -0.009345 | 95.2 | 37 | 119 | 0 | 1.04 | GST | -1 | 0.29351 | 119 | 119 |  |  | -1.1121 | 119 | -0.29351 | -34.9281 | [6 empty] | 355 | 0
334 | RWMILLER03 | 3 | North | YES | -0.009345 | 166.4 | 65 | 208 | 0 | 1.04 | GST | -1 | 0.29351 | 208 | 208 |  |  | -1.9438 | 208 | -0.29351 | -61.0508 | [6 empty] | 356 | 0
335 | RWMILLER04 | 4 | North | YES | -0.009345 | 81.6 | 0 | 102 | 0 | 1.04 | GST | -1 | 0.29351 | 102 | 102 |  |  | -0.95319 | 102 | -0.29351 | -29.9384 | [6 empty] | 357 | 0
336 | RWMILLER05 | 5 | North | YES | -0.009345 | 80.8 | 0 | 101 | 0 | 1.04 | GST | -1 | 0.29351 | 101 | 101 |  |  | -0.94385 | 101 | -0.29351 | -29.6449 | [6 empty] | 358 | 0
48730 | MNS_GT | 1 | Houston | YES | -0.009847 | 43 | 0 | 46.1 |  | 1.029 | Cogen | -1 | 0.29402 | 0 | 0 |  |  |  |  | -0.29402 | 0 | [6 empty] | 359 | 0
48926 | WAP_GN6_6 | 6 | Houston | YES | -0.009897 | 651 | 280 | 651 |  | 1.035 | LIGCO | -1 | 0.29407 | 0 | 651 |  |  |  |  | -0.29407 | 0 | [6 empty] | 360 | 0
48927 | WAP_GN7_7 | 7 | Houston | YES | -0.009897 | 564 | 277 | 564 |  | 1.035 | LIGCO | -1 | 0.29407 | 0 | 564 |  |  |  |  | -0.29407 | 0 | [6 empty] | 361 | 0
48928 | WAP_GN8_8 | 8 | Houston | YES | -0.009897 | 603 | 275 | 603 |  | 1.035 | LIGCO | -1 | 0.29407 | 0 | 603 |  |  |  |  | -0.29407 | 0 | [6 empty] | 362 | 0
48521 | BVE_GT1_GT1 | 1 | Houston | YES | -0.009903 | 167.7 | 0 | 167.7 |  | 1.035 | CC | -1 | 0.29407 | 167.7 | 167.7 |  |  |  |  | -0.29407 | -49.3158 | [6 empty] | 363 | 0
48522 | BVE_GT2_5035 | 2 | Houston | YES | -0.009903 | 166.4 | 0 | 166.4 |  | 1.035 | CC | -1 | 0.29407 | 166.4 | 166.4 |  |  |  |  | -0.29407 | -48.9335 | [6 empty] | 364 | 0
48523 | BVE_ST1_GN1 | 3 | Houston | YES | -0.009903 | 252.4 | 0 | 252.4 |  | 1.035 | CC | -1 | 0.29407 | 252.4 | 252.4 |  |  |  |  | -0.29407 | -74.2237 | [6 empty] | 365 | 0
48510 | AK_GT1__8040 | 1 | Houston | YES | -0.009957 | 33.4 | 8.1 | 34 |  | 1.029 | Cogen | -1 | 0.29413 | 0 | 0 |  |  |  |  | -0.29413 | 0 | [6 empty] | 366 | 0
48921 | WAP_GN1_1 | 1 | Houston | YES | -0.010038 | 132.8 | 37 | 166 | 0 | 1.0362 | GST | -1 | 0.29421 | 166 | 166 |  |  |  |  | -0.29421 | -48.8383 | [6 empty] | 367 | 0
48922 | WAP_GN2_2 | 2 | Houston | YES | -0.010038 | 132.8 | 37 | 166 | 0 | 1.0362 | GST | -1 | 0.29421 | 166 | 166 |  |  |  |  | -0.29421 | -48.8383 | [6 empty] | 368 | 0
48923 | WAP_GN3_3 | 3 | Houston | YES | -0.010038 | 198.4 | 93 | 248 | 0 | 1.0362 | GST | -1 | 0.29421 | 248 | 248 |  |  |  |  | -0.29421 | -72.9632 | [6 empty] | 369 | 0
48924 | WAP_GN4_4 | 4 | Houston | YES | -0.010038 | 546 | 217 | 546 | 0 | 1.0362 | GSC | -1 | 0.29421 | 546 | 546 |  |  |  |  | -0.29421 | -160.6368 | [6 empty] | 370 | 0
48925 | WAP_GN5_5 | 5 | Houston | YES | -0.010038 | 593.5 | 278 | 654 | 0 | 0.985 | LIGCO | -1 | 0.29421 | 0 | 654 |  |  |  |  | -0.29421 | 0 | [6 empty] | 371 | 0
48929 | WAPGT21_GT1 | B1 | Houston | YES | -0.010038 | 0 | 0 | 13 |  | 1.05 | GGT | -1 | 0.29421 | 13 | 13 |  |  |  |  | -0.29421 | -3.8247 | [6 empty] | 372 | 0
38580 | TNBP_CGN1_8 | 1 | Houston | YES | -0.010441 | 70.8 | 0 | 70.8 | 0 | 1.005 | Cogen | -1 | 0.29461 | 0 | 0 |  |  |  |  | -0.29461 | 0 | [6 empty] | 373 | 0
38590 | TNBP_CGN2_8 | 2 | Houston | YES | -0.010441 | 66.7 | 0 | 66.7 | 0 | 1.005 | Cogen | -1 | 0.29461 | 0 | 0 |  |  |  |  | -0.29461 | 0 | [6 empty] | 374 | 0
38600 | TNBP_CGN3_8 | 5 | Houston | YES | -0.010441 | 53 | 0 | 53 | 0 | 1.005 | Cogen | -1 | 0.29461 | 0 | 0 |  |  |  |  | -0.29461 | 0 | [6 empty] | 375 | 0
38611 | TNBPAMCG1_8 | 1 | Houston | YES | -0.010441 | 153.2 | 0 | 153.2 | 0 | 1.005 | Cogen | -1 | 0.29461 | 0 | 0 |  |  |  |  | -0.29461 | 0 | [6 empty] | 376 | 0
38612 | TNBPAMCG2_8 | 2 | Houston | YES | -0.010441 | 153.5 | 0 | 153.5 | 0 | 1.005 | Cogen | -1 | 0.29461 | 0 | 0 |  |  |  |  | -0.29461 | 0 | [6 empty] | 377 | 0
38613 | TNBPAMCG3_8 | 3 | Houston | YES | -0.010441 | 152.3 | 0 | 152.3 | 0 | 1.005 | Cogen | -1 | 0.29461 | 0 | 0 |  |  |  |  | -0.29461 | 0 | [6 empty] | 378 | 0
38614 | TNBPAMCG4_8 | 4 | Houston | YES | -0.010441 | 96 | 0 | 96 |  | 1.005 | Cogen | -1 | 0.29461 | 0 | 0 |  |  |  |  | -0.29461 | 0 | [6 empty] | 379 | 0
38615 | TNBPAMCG5_8 | 1 | Houston | YES | -0.010441 | 244 | 0 | 244 | 0 | 1.005 | Cogen | -1 | 0.29461 | 0 | 0 |  |  |  |  | -0.29461 | 0 | [6 empty] | 380 | 0
38690 | TNBP_CGN4_8 | 3 | Houston | YES | -0.010441 | 40 | 0 | 40 |  | 1.005 | Cogen | -1 | 0.29461 | 0 | 0 |  |  |  |  | -0.29461 | 0 | [6 empty] | 381 | 0
38711 | TNTXCTY1CG8 | 1 | Houston | YES | -0.010441 | 100.3 | 59 | 100.3 | 0 | 1 | Cogen | -1 | 0.29461 | 0 | 0 |  |  |  |  | -0.29461 | 0 | [6 empty] | 382 | 0
38712 | TNTXCTY2CG8 | 1 | Houston | YES | -0.010441 | 92.9 | 59 | 92.9 | 0 | 1 | Cogen | -1 | 0.29461 | 0 | 0 |  |  |  |  | -0.29461 | 0 | [6 empty] | 383 | 0
38713 | TNTXCTY3CG8 | 1 | Houston | YES | -0.010441 | 102.7 | 59 | 102.7 | 0 | 1 | Cogen | -1 | 0.29461 | 0 | 0 |  |  |  |  | -0.29461 | 0 | [6 empty] | 384 | 0
38714 | TNTXCTY4CG8 | 1 | Houston | YES | -0.010441 | 103 | 59 | 103 | 0 | 1 | Cogen | -1 | 0.29461 | 0 | 0 |  |  |  |  | -0.29461 | 0 | [6 empty] | 385 | 0
39470 | TNDOWCGNSG8 | 1 | Houston | YES | -0.010441 | 32 | 10 | 32 | 0 | 0.985 | Cogen | -1 | 0.29461 | 0 | 0 |  |  |  |  | -0.29461 | 0 | [6 empty] | 386 | 0
39480 | TNDOWCGNGG8 | 1 | Houston | YES | -0.010441 | 30 | 10 | 30 | 0 | 0.985 | Cogen | -1 | 0.29461 | 0 | 0 |  |  |  |  | -0.29461 | 0 | [6 empty] | 387 | 0
48772 | PHR_GN2_2 | MB | Houston | YES | -0.010635 | 0 | 72 | 459 |  | 1.0362 | GSC | -1 | 0.2948 | 0 | 0 |  |  |  |  | -0.2948 | 0 | [6 empty] | 388 | 0
48561 | CTL_GT2_8130 | 1 | Houston | YES | -0.010771 | 73.5 | 30.3 | 91.9 |  | 1.0362 | Cogen | -1 | 0.29494 | 0 | 0 |  |  |  |  | -0.29494 | 0 | [6 empty] | 389 | 0
48562 | CTL_GT3_8135 | 2 | Houston | YES | -0.010771 | 70.1 | 30.3 | 87.6 |  | 1.0362 | Cogen | -1 | 0.29494 | 0 | 0 |  |  |  |  | -0.29494 | 0 | [6 empty] | 390 | 0
48563 | CTL_GT4_8140 | 3 | Houston | YES | -0.010771 | 69.6 | 30.3 | 87 |  | 1.0362 | Cogen | -1 | 0.29494 | 0 | 0 |  |  |  |  | -0.29494 | 0
48564 | CTL_GN1_8145 | 4 | Houston | YES | -0.010771 | 43.6 | 12.9 | 54.5 |  | 1.0362 | Cogen | -1 | 0.29494 | 0 | 0 |  |  |  |  | -0.29494 | 0
48565 | CTL_GN2_8155 | 5 | Houston | YES | -0.010771 | 9.8 | 3.4 | 12.2 |  | 1.0362 | Cogen | -1 | 0.29494 | 0 | 0 |  |  |  |  | -0.29494 | 0
48531 | BYU_GT1_8075 | 1 | Houston | YES | -0.010823 | 65 | 0 | 65 |  | 1.0362 | Cogen | -1 | 0.29499 | 0 | 0 |  |  |  |  | -0.29499 | 0
48532 | BYU_GT2_8055 | 2 | Houston | YES | -0.010823 | 62 | 0 | 62 |  | 1.0362 | Cogen | -1 | 0.29499 | 0 | 0 |  |  |  |  | -0.29499 | 0
48533 | BYU_GT3_8060 | 3 | Houston | YES | -0.010823 | 67 | 0 | 67 |  | 1.0362 | Cogen | -1 | 0.29499 | 0 | 0 |  |  |  |  | -0.29499 | 0
48534 | BYU_GT4_8065 | 4 | Houston | YES | -0.010823 | 65 | 0 | 65 |  | 1.0362 | Cogen | -1 | 0.29499 | 0 | 0 |  |  |  |  | -0.29499 | 0
48691 | GBY_73741085 | B | Houston | YES | -0.010902 | 37.6 | 20 | 47 | 0 | 1.0362 | GGT | -1 | 0.29507 | 47 | 47 |  |  |  |  | -0.29507 | -13.8683
48691 | GBY_73741085 | A | Houston | YES | -0.010902 | 37.6 | 20 | 47 | 0 | 1.0362 | GGT | -1 | 0.29507 | 47 | 47 |  |  |  |  | -0.29507 | -13.8683
48692 | GBY_81821075 | D | Houston | YES | -0.010902 | 44 | 20 | 55 | 0 | 1.0362 | GGT | -1 | 0.29507 | 55 | 55 |  |  |  |  | -0.29507 | -16.2289
48692 | GBY_81821075 | C | Houston | YES | -0.010902 | 37.6 | 20 | 47 | 0 | 1.0362 | GGT | -1 | 0.29507 | 47 | 47 |  |  |  |  | -0.29507 | -13.8683
48693 | GBY_83841065 | F | Houston | YES | -0.010902 | 43.2 | 20 | 54 | 0 | 1.0362 | GGT | -1 | 0.29507 | 54 | 54 |  |  |  |  | -0.29507 | -15.9338
48693 | GBY_83841065 | E | Houston | YES | -0.010902 | 45.6 | 20 | 57 | 0 | 1.0362 | GGT | -1 | 0.29507 | 57 | 57 |  |  |  |  | -0.29507 | -16.819
48841 | SJS_GT1_GT1 | 1 | Houston | YES | -0.01092 | 62.4 | 49 | 78 | 0 | 1.0362 | Cogen | -1 | 0.29509 | 0 | 0 |  |  |  |  | -0.29509 | 0
48842 | SJS_GT2_GT2 | 2 | Houston | YES | -0.01092 | 64.8 | 49 | 81 | 0 | 1.0362 | Cogen | -1 | 0.29509 | 0 | 0 |  |  |  |  | -0.29509 | 0
48641 | DPEC_GT15040 | 1 | Houston | YES | -0.01094 | 163.2 | 98 | 163.2 | 0 | 1.0319 | CC | -1 | 0.29511 | 163.2 | 163.2 |  |  |  |  | -0.29511 | -48.1617
48642 | DPEC_GT25025 | 2 | Houston | YES | -0.01094 | 157.1 | 98 | 157.1 | 0 | 1.0319 | CC | -1 | 0.29511 | 157.1 | 157.1 |  |  |  |  | -0.29511 | -46.3615
48643 | DPEC_GT35010 | 3 | Houston | YES | -0.01094 | 157.5 | 98 | 157.5 | 0 | 1.0319 | CC | -1 | 0.29511 | 157.5 | 157.5 |  |  |  |  | -0.29511 | -46.4796
48644 | DPEC_GT45070 | 4 | Houston | YES | -0.01094 | 157 | 98 | 157 | 0 | 1.0319 | CC | -1 | 0.29511 | 157 | 157 |  |  |  |  | -0.29511 | -46.332
48645 | DPEC_ST55065 | 5 | Houston | YES | -0.01094 | 282 | 0 | 282 | 0 | 1.0319 | CC | -1 | 0.29511 | 282 | 282 |  |  |  |  | -0.29511 | -83.2206
48761 | PR_GT1__9040 | 1 | Houston | YES | -0.010971 | 26 | 0 | 35 |  | 1 | Cogen | -1 | 0.29514 | 0 | 0 |  |  |  |  | -0.29514 | 0
48855 | SRB_GT211035 | B1 | Houston | YES | -0.010994 | 0 | 0 | 18 |  | 1.014 | GGT | -1 | 0.29516 | 18 | 18 |  |  |  |  | -0.29516 | -5.3129
48855 | SRB_GT211035 | B2 | Houston | YES | -0.010994 | 0 | 0 | 12 |  | 1.014 | GGT | -1 | 0.29516 | 12 | 12 |  |  |  |  | -0.29516 | -3.542
48852 | SRB_GN2_2 | 2 | Houston | YES | -0.010995 | 140.8 | 26 | 176 | 0 | 1.0217 | GST | -1 | 0.29516 | 176 | 176 |  |  |  |  | -0.29516 | -51.9488
48851 | SRB_GN1_1 | 1 | Houston | YES | -0.010997 | 132 | 26 | 165 | 0 | 1.0217 | GST | -1 | 0.29517 | 165 | 165 |  |  |  |  | -0.29517 | -48.7023
48551 | CAL_GT1_8045 | 1 | Houston | YES | -0.010998 | 149 | 0 | 149 | 0 | 1.0326 | Cogen | -1 | 0.29517 | 0 | 0 |  |  |  |  | -0.29517 | 0
48552 | CAL_ST1_8000 | 2 | Houston | YES | -0.010998 | 65.1 | 0 | 65.1 | 0 | 1.0326 | Cogen | -1 | 0.29517 | 0 | 0 |  |  |  |  | -0.29517 | 0
48853 | SRB_GN3_3 | 3 | Houston | YES | -0.011003 | 170.4 | 35 | 213 |  | 1.0326 | GST | -1 | 0.29517 | 213 | 213 |  |  |  |  | -0.29517 | -62.8715
48611 | DIB_GT1_8080 | 1 | Houston | YES | -0.011004 | 64 | 0 | 64 | 0 | 1.0326 | Cogen | -1 | 0.29517 | 0 | 0 |  |  |  |  | -0.29517 | 0
48612 | DIB_GT2_8075 | 2 | Houston | YES | -0.011004 | 63.2 | 0 | 63.2 | 0 | 1.0326 | Cogen | -1 | 0.29517 | 0 | 0 |  |  |  |  | -0.29517 | 0
48613 | DIB_ST1_8085 | 3 | Houston | YES | -0.011004 | 67.9 | 30 | 82.6 | 0 | 1.0326 | Cogen | -1 | 0.29517 | 0 | 0 |  |  |  |  | -0.29517 | 0
48614 | DIB_GT3_8090 | 4 | Houston | YES | -0.011004 | 73.6 | 15 | 73.6 | 0 | 1.0326 | Cogen | -1 | 0.29517 | 0 | 0 |  |  |  |  | -0.29517 | 0
48845 | SOL_GT1 | 1 | Houston | YES | -0.011004 | 16.2 | 15.4 | 16.2 |  | 1.0326 | Solar | -1 | 0.29517 | 16.2 | 16.2 |  |  |  |  | -0.29517 | -4.7818
48854 | SRB_GN4_4 | 4 | Houston | YES | -0.011005 | 182.4 | 35 | 228 | 0 | 1.0326 | GST | -1 | 0.29517 | 228 | 228 |  |  |  |  | -0.29517 | -67.2996
48740 | PSG_GN2_8050 | 1 | Houston | YES | -0.011006 | 182 | 60 | 182 | 0 | 1.0326 | Cogen | -1 | 0.29517 | 0 | 0 |  |  |  |  | -0.29517 | 0
48741 | PSG_GT2_8040 | 1 | Houston | YES | -0.011006 | 158.6 | 50 | 158.6 | 0 | 1.0326 | Cogen | -1 | 0.29517 | 0 | 0 |  |  |  |  | -0.29517 | 0
48742 | PSG_GT3_8060 | 1 | Houston | YES | -0.011006 | 157 | 50 | 157 | 0 | 1.0326 | Cogen | -1 | 0.29517 | 0 | 0 |  |  |  |  | -0.29517 | 0
48820 | SHELLG1_3015 | 1 | Houston | YES | -0.011039 | 71 | 34.5 | 71 |  | 1.029 | Cogen | -1 | 0.29521 | 0 | 0 |  |  |  |  | -0.29521 | 0
48821 | SHELLG2 | 2 | Houston | YES | -0.011039 | 72 | 34.5 | 72 |  | 1.029 | Cogen | -1 | 0.29521 | 0 | 0 |  |  |  |  | -0.29521 | 0
48822 | SHELLG3_3020 | 2 | Houston | YES | -0.011039 | 30 | 0 | 30 |  | 1.029 | Cogen | -1 | 0.29521 | 0 | 0 |  |  |  |  | -0.29521 | 0
48822 | SHELLG3_3020 | 1 | Houston | YES | -0.011039 | 39 | 0 | 39 |  | 1.029 | Cogen | -1 | 0.29521 | 0 | 0 |  |  |  |  | -0.29521 | 0
48500 | APD_GT1_8005 | 1 | Houston | YES | -0.011091 | 137.6 | 54.6 | 137.6 | 0 | 1.0362 | Cogen | -1 | 0.29526 | 0 | 0 |  |  |  |  | -0.29526 | 0
48511 | LPE_GT1_8070 | 1 | Houston | YES | -0.011095 | 42 | 0 | 42 | 0 | 1.0362 | GGT | -1 | 0.29526 | 42 | 42 |  |  |  |  | -0.29526 | -12.4011
48512 | LPE_GT2_8075 | 2 | Houston | YES | -0.011095 | 42 | 0 | 42 | 0 | 1.0362 | GGT | -1 | 0.29526 | 42 | 42 |  |  |  |  | -0.29526 | -12.4011
48513 | LPE_GT3_8080 | 3 | Houston | YES | -0.011095 | 39 | 0 | 39 | 0 | 1.0362 | GGT | -1 | 0.29526 | 39 | 39 |  |  |  |  | -0.29526 | -11.5153
48514 | LPE_GT4_8085 | 4 | Houston | YES | -0.011095 | 39 | 0 | 39 | 0 | 1.0362 | GGT | -1 | 0.29526 | 39 | 39 |  |  |  |  | -0.29526 | -11.5153
48593 | CHE_GT1_8015 | 1 | Houston | YES | -0.011108 | 173 | 50 | 173 | 0 | 1.0362 | Cogen | -1 | 0.29528 | 0 | 0 |  |  |  |  | -0.29528 | 0
48594 | CHE_GN4_8025 | 4 | Houston | YES | -0.011108 | 142 | 60 | 142 | 0 | 1.0362 | Cogen | -1 | 0.29528 | 0 | 0 |  |  |  |  | -0.29528 | 0
48873 | THW_ST3_ST_3 | 3 | Houston | YES | -0.011186 | 107 | 19 | 107 | 0 | 1.0435 | CC | -1 | 0.29535 | 107 | 107 |  |  |  |  | -0.29535 | -31.6029
48874 | THW_ST4_ST_4 | 4 | Houston | YES | -0.011186 | 108 | 19 | 108 | 0 | 1.0435 | CC | -1 | 0.29535 | 108 | 108 |  |  |  |  | -0.29535 | -31.8983
48875 | THW_3132 | A | Houston | YES | -0.011186 | 55 | 5 | 55 | 0 | 1.0435 | CC | -1 | 0.29535 | 55 | 55 |  |  |  |  | -0.29535 | -16.2445
48875 | THW_3132 | B | Houston | YES | -0.011186 | 53 | 5 | 53 | 0 | 1.0435 | CC | -1 | 0.29535 | 53 | 53 |  |  |  |  | -0.29535 | -15.6538
48877 | THW_3334 | C | Houston | YES | -0.011186 | 55 | 5 | 55 | 0 | 1.0435 | CC | -1 | 0.29535 | 55 | 55 |  |  |  |  | -0.29535 | -16.2445
48877 | THW_3334 | D | Houston | YES | -0.011186 | 57 | 5 | 57 | 0 | 1.0435 | CC | -1 | 0.29535 | 57 | 57 |  |  |  |  | -0.29535 | -16.8352
48879 | THW_4142 | E | Houston | YES | -0.011186 | 56 | 5 | 56 | 0 | 1.0435 | CC | -1 | 0.29535 | 56 | 56 |  |  |  |  | -0.29535 | -16.5399
48879 | THW_4142 | F | Houston | YES | -0.011186 | 55 | 5 | 55 | 0 | 1.0435 | CC | -1 | 0.29535 | 55 | 55 |  |  |  |  | -0.29535 | -16.2445
48881 | THW_4344 | G | Houston | YES | -0.011186 | 58 | 5 | 58 | 0 | 1.0435 | CC | -1 | 0.29535 | 58 | 58 |  |  |  |  | -0.29535 | -17.1306
48881 | THW_4344 | H | Houston | YES | -0.011186 | 58 | 5 | 58 | 0 | 1.0435 | CC | -1 | 0.29535 | 58 | 58 |  |  |  |  | -0.29535 | -17.1306
48582 | CBY_GN2_2 | 2 | Houston | YES | -0.011225 | 596.8 | 110 | 746 | 0 | 1.0435 | GSC | -1 | 0.29539 | 746 | 746 |  |  |  |  | -0.29539 | -220.3636
49803 | EXN_15GT | 1 | Houston | YES | -0.011263 | 33 | 8.3 | 34 |  | 1.0326 | Cogen | -1 | 0.29543 | 0 | 0 |  |  |  |  | -0.29543 | 0
49804 | EXN_16GT | 2 | Houston | YES | -0.011263 | 32 | 8.3 | 34.7 |  | 1.0326 | Cogen | -1 | 0.29543 | 0 | 0 |  |  |  |  | -0.29543 | 0
49805 | EXN_17GT | 3 | Houston | YES | -0.011263 | 31 | 8.3 | 32.7 |  | 1.0326 | Cogen | -1 | 0.29543 | 0 | 0 |  |  |  |  | -0.29543 | 0
49826 | EXN938GT | 5 | Houston | YES | -0.011263 | 43 | 9.2 | 45.9 |  | 1.0326 | Cogen | -1 | 0.29543 | 0 | 0 |  |  |  |  | -0.29543 | 0
49828 | EXN941GT | 10 | Houston | YES | -0.011263 | 17.7 | 5.4 | 17.7 | 0 | 1.0326 | Cogen | -1 | 0.29543 | 0 | 0 |  |  |  |  | -0.29543 | 0
49829 | EXN942GT | 11 | Houston | YES | -0.011263 | 20 | 5.4 | 20.4 | 0 | 1.0326 | Cogen | -1 | 0.29543 | 0 | 0 |  |  |  |  | -0.29543 | 0
49830 | EXN943GT | 12 | Houston | YES | -0.011263 | 19 | 5.4 | 19.9 | 0 | 1.0326 | Cogen | -1 | 0.29543 | 0 | 0 |  |  |  |  | -0.29543 | 0
49831 | EXN944GT | 13 | Houston | YES | -0.011263 | 33 | 5.4 | 35 | 0 | 1.0326 | Cogen | -1 | 0.29543 | 0 | 0 |  |  |  |  | -0.29543 | 0
49832 | EXN945GT | 9 | Houston | YES | -0.011263 | 18.5 | 9.2 | 18.5 |  | 1.0326 | Cogen | -1 | 0.29543 | 0 | 0 |  |  |  |  | -0.29543 | 0
49837 | EXN_GT | 4 | Houston | YES | -0.011263 | 81 | 21.3 | 85.4 |  | 1.0326 | Cogen | -1 | 0.29543 | 0 | 0 |  |  |  |  | -0.29543 | 0
49838 | EXN_14GT | 14 | Houston | YES | -0.011263 | 140 | 0 | 148 |  | 1.0326 | Cogen | -1 | 0.29543 | 0 | 0 |  |  |  |  | -0.29543 | 0
48883 | THW_GT1_GT_1 | B2 | Houston | YES | -0.011267 | 0 | 0 | 12 |  | 1.043 | GGT | -1 | 0.29544 | 12 | 12 |  |  |  |  | -0.29544 | -3.5452
48651 | EP_1_2 | 1 | Houston | YES | -0.0113 | 4 | 0 | 5 | 0 | 1.0362 | Cogen | -1 | 0.29547 | 0 | 0 |  |  |  |  | -0.29547 | 0
48651 | EP_1_2 | 2 | Houston | YES | -0.0113 | 17.7 | 10 | 21 | 0 | 1.0362 | Cogen | -1 | 0.29547 | 0 | 0 |  |  |  |  | -0.29547 | 0
48581 | CBY_GN1_1 | 1 | Houston | YES | -0.011301 | 595.2 | 108 | 744 | 0 | 1.0435 | GSC | -1 | 0.29547 | 744 | 744 |  |  |  |  | -0.29547 | -219.8293
48940 | WARVUE_GT1 | G1 | Houston | YES | -0.011301 | 15 | 0 | 15 |  | 1.021 | Cogen | -1 | 0.29547 | 0 | 0 |  |  |  |  | -0.29547 | 0
48791 | PSA_GT1_8160 | 1 | Houston | YES | -0.011306 | 52 | 20.8 | 65 | 0 | 1.0362 | Cogen | -1 | 0.29547 | 0 | 0 |  |  |  |  | -0.29547 | 0
48792 | PSA_GT2_8155 | 2 | Houston | YES | -0.011306 | 52.8 | 20.3 | 66 | 0 | 1.0362 | Cogen | -1 | 0.29547 | 0 | 0 |  |  |  |  | -0.29547 | 0
48793 | PSA_GT3_8150 | 3 | Houston | YES | -0.011306 | 56 | 20.3 | 70 | 0 | 1.0362 | Cogen | -1 | 0.29547 | 0 | 0 |  |  |  |  | -0.29547 | 0
48794 | PSA_GT4_8145 | 4 | Houston | YES | -0.011306 | 52.8 | 20.3 | 66 | 0 | 1.0362 | Cogen | -1 | 0.29547 | 0 | 0 |  |  |  |  | -0.29547 | 0
48795 | PSA_GT5_8140 | 5 | Houston | YES | -0.011306 | 51.2 | 20.3 | 64 | 0 | 1.0362 | Cogen | -1 | 0.29547 | 0 | 0 |  |  |  |  | -0.29547 | 0
48796 | PSA_GN1_8165 | 1 | Houston | YES | -0.011306 | 83.2 | 43.1 | 104 | 0 | 1.0362 | Cogen | -1 | 0.29547 | 0 | 0 |  |  |  |  | -0.29547 | 0
48797 | PSA_GT6_8135 | 6 | Houston | YES | -0.011306 | 47.2 | 34.5 | 59 | 0 | 1.0362 | Cogen | -1 | 0.29547 | 0 | 0 |  |  |  |  | -0.29547 | 0
48815 | CVC_GT4_8005 | 4 | Houston | YES | -0.011326 | 165 | 91.8 | 165 |  | 1.0362 | Cogen | -1 | 0.29549 | 0 | 0 |  |  |  |  | -0.29549 | 0
48583 | CBY_GT4_1 | 1 | Houston | YES | -0.011331 | 172 | 0 | 172 | 0 | 1.027 | GSC | -1 | 0.2955 | 172 | 172 |  |  |  |  | -0.2955 | -50.8259
48584 | CBY_GT4_2 | 2 | Houston | YES | -0.011331 | 172 | 0 | 172 | 0 | 1.027 | CC | -1 | 0.2955 | 172 | 172 |  |  |  |  | -0.2955 | -50.8259
48585 | CBY_ST4_1 | 3 | Houston | YES | -0.011331 | 172 | 0 | 172 | 0 | 1.027 | CC | -1 | 0.2955 | 172 | 172 |  |  |  |  | -0.2955 | -50.8259
48595 | BTE_GT2_8075 | 1 | Houston | YES | -0.011394 | 162.8 | 130 | 162.8 | 0 | 1.0261 | CC | -1 | 0.29556 | 162.8 | 162.8 |  |  |  |  | -0.29556 | -48.1176
48596 | BTE_GT3_8045 | 2 | Houston | YES | -0.011394 | 161.4 | 130 | 161.4 | 0 | 1.0261 | CC | -1 | 0.29556 | 161.4 | 161.4 |  |  |  |  | -0.29556 | -47.7038
48597 | BTE_GT4_8055 | 3 | Houston | YES | -0.011394 | 158.9 | 130 | 158.9 | 0 | 1.0261 | CC | -1 | 0.29556 | 158.9 | 158.9 |  |  |  |  | -0.29556 | -46.9649
48598 | BTE_ST1_8070 | 4 | Houston | YES | -0.011394 | 269.2 | 60 | 269.2 | 0 | 1.0261 | CC | -1 | 0.29556 | 269.2 | 269.2 |  |  |  |  | -0.29556 | -79.5654
48690 | GBY_GN5_5 | 5 | Houston | YES | -0.01142 | 318.4 | 81 | 398 |  | 1.0362 | GSC | -1 | 0.29559 | 398 | 398 |  |  |  |  | -0.29559 | -117.6442
48885 | THW_5152 | B | Houston | YES | -0.01145 | 47.2 | 5 | 59 |  | 1.0319 | GGT | -1 | 0.29562 | 59 | 59 |  |  |  |  | -0.29562 | -17.4415
48885 | THW_5152 | A | Houston | YES | -0.01145 | 46.4 | 5 | 58 |  | 1.0319 | GGT | -1 | 0.29562 | 58 | 58 |  |  |  |  | -0.29562 | -17.1459
48886 | THW_5354 | D | Houston | YES | -0.01145 | 46.4 | 5 | 58 |  | 1.0319 | GGT | -1 | 0.29562 | 58 | 58 |  |  |  |  | -0.29562 | -17.1459
48886 | THW_5354 | C | Houston | YES | -0.01145 | 45.6 | 5 | 57 |  | 1.0319 | GGT | -1 | 0.29562 | 57 | 57 |  |  |  |  | -0.29562 | -16.8503
48887 | THW_5556 | E | Houston | YES | -0.01145 | 47.2 | 5 | 59 |  | 1.0319 | GGT | -1 | 0.29562 | 59 | 59 |  |  |  |  | -0.29562 | -17.4415
48887 | THW_5556 | F | Houston | YES | -0.01145 | 45.6 | 5 | 57 |  | 1.0319 | GGT | -1 | 0.29562 | 57 | 57 |  |  |  |  | -0.29562 | -16.8503
48591 | CHE_GT2_5030 | 2 | Houston | YES | -0.011823 | 173 | 50 | 173 | 0 | 1.029 | Cogen | -1 | 0.29599 | 0 | 0 |  |  |  |  | -0.29599 | 0
48811 | CVC_GT3_5045 | 3 | Houston | YES | -0.011823 | 156 | 91.8 | 156 | 0 | 1.029 | Cogen | -1 | 0.29599 | 0 | 0 |  |  |  |  | -0.29599 | 0
48812 | CVC_GT2_5020 | 2 | Houston | YES | -0.011823 | 158 | 91.8 | 158 | 0 | 1.029 | Cogen | -1 | 0.29599 | 0 | 0 |  |  |  |  | -0.29599 | 0
48813 | CVC_GT1_5035 | 1 | Houston | YES | -0.011823 | 160 | 91.8 | 160 | 0 | 1.029 | Cogen | -1 | 0.29599 | 0 | 0 |  |  |  |  | -0.29599 | 0
48814 | CVC_ST5_5040 | 1 | Houston | YES | -0.011823 | 162 | 91.8 | 162 | 0 | 1.029 | Cogen | -1 | 0.29599 | 0 | 0 |  |  |  |  | -0.29599 | 0
251 | BOSQUESW803 | 2 | North | YES | -0.012643 | 150 | 0 | 150 | 0 | 1.032 | CC | -1 | 0.29681 | 150 | 150 |  |  | -1.8964 | 150 | -0.29681 | -44.5217
253 | BOSQUESW804 | 2 | North | YES | -0.012643 | 80 | 0 | 80 | 0 | 1.032 | CC | -1 | 0.29681 | 80 | 80 |  |  | -1.0114 | 80 | -0.29681 | -23.7449
344 | MRSSHPRD | 1 | North | YES | -0.012807 | 0 | 0 | 12 |  | 1.03 | Hydro | -1 | 0.29698 | 0 | 0 |  |  | 0 | 0 | -0.29698 | 0
345 | MRSSHPRD01 | 2 | North | YES | -0.012807 | 0 | 0 | 12 |  | 1.03 | Hydro | -1 | 0.29698 | 0 | 0 |  |  | 0 | 0 | -0.29698 | 0
244 | WHITNYDM01 | 1 | North | YES | -0.013252 | 15 | 0 | 15 | 0 | 1.035 | Hydro | -1 | 0.29742 | 0 | 0 |  |  | 0 | 0 | -0.29742 | 0
245 | WHITNYDM02 | 2 | North | YES | -0.013252 | 15 | 0 | 15 | 0 | 1.035 | Hydro | -1 | 0.29742 | 0 | 0 |  |  | 0 | 0 | -0.29742 | 0
238 | BOSQUESW505 | 1 | North | YES | -0.014617 | 255 | 0 | 255 | 0 | 1.02 | CC | -1 | 0.29879 | 255 | 255 |  |  | -3.7273 | 255 | -0.29879 | -76.1903
239 | BOSQUESW502 | 1 | North | YES | -0.014617 | 119.2 | 0 | 149 | 0 | 1.02 | GGT | -1 | 0.29879 | 149 | 149 |  |  | -2.1779 | 149 | -0.29879 | -44.519
247 | BOSQUESW501 | 2 | North | YES | -0.014617 | 124.8 | 0 | 156 | 0 | 1.02 | GGT | -1 | 0.29879 | 156 | 156 |  |  | -2.2803 | 156 | -0.29879 | -46.6105
1898 | COMCHEPK_1G | 1 | North | YES | -0.01467 | 1217 | 1150 | 1217 | 0 | 1.032 | Nuc | -1 | 0.29884 | 0 | 0 |  |  | 0 | 0 | -0.29884 | 0
1899 | COMCHEPK_2G | 2 | North | YES | -0.01467 | 1159 | 1128 | 1159 | 0 | 1.032 | Nuc | -1 | 0.29884 | 0 | 0 |  |  | 0 | 0 | -0.29884 | 0
3416 | LAKE_CRK1_G | 1 | North | YES | -0.014998 | 60 | 33 | 75 |  | 1.029 | GST | -1 | 0.29917 | 75 | 75 |  |  | -1.1248 | 75 | -0.29917 | -22.4375
3417 | LAKE_CRK2_G | 2 | North | YES | -0.014998 | 177.6 | 40 | 222 | 0 | 1.029 | GST | -1 | 0.29917 | 222 | 222 |  |  | -3.3296 | 222 | -0.29917 | -66.415
48671 | FTR_GT1_5105 | 1 | North | YES | -0.015178 | 154.2 | 0 | 154.2 | 0 | 1.0319 | CC | -1 | 0.29935 | 154.2 | 154.2 |  |  | -2.3404 | 154.2 | -0.29935 | -46.1592
48672 | FTR_GT2_5110 | 2 | North | YES | -0.015178 | 159 | 0 | 159 | 0 | 1.0319 | CC | -1 | 0.29935 | 159 | 159 |  |  | -2.4133 | 159 | -0.29935 | -47.5961
48673 | FTR_GT3_5085 | 3 | North | YES | -0.015178 | 158 | 0 | 158 | 0 | 1.0319 | CC | -1 | 0.29935 | 158 | 158 |  |  | -2.3981 | 158 | -0.29935 | -47.2968
48674 | FTR_CN4_5095 | 4 | North | YES | -0.015178 | 380 | 0 | 380 | 0 | 1.0319 | CC | -1 | 0.29935 | 380 | 380 |  |  | -5.7676 | 380 | -0.29935 | -113.7517
32883 | BRYN_DNSBY3 | 1 | North | YES | -0.015754 | 0 | 2 | 48 |  | 1.015 | GST | -1 | 0.29992 | 48 | 48 |  |  | -0.75619 | 48 | -0.29992 | -14.3963
32884 | BRYN_DNSBY13 | 1 | North | YES | -0.015754 | 46 | 2 | 46 | 0 | 1.015 | GST | -1 | 0.29992 | 46 | 46 |  |  | -0.72468 | 46 | -0.29992 | -13.7964
32892 | BRYN_DNSBY14 | 1 | North | YES | -0.015754 | 84 | 25 | 105 | 0 | 1.035 | GST | -1 | 0.29992 | 105 | 105 |  |  | -1.6542 | 105 | -0.29992 | -31.4919
32886 | BRYN_ATKINS3 | MB | North | YES | -0.015816 | 0 | 5 | 12 |  | 1 | GST | -1 | 0.29998 | 0 | 0 |  |  | 0 | 0 | -0.29998 | 0
32887 | BRYN_ATKINS6 | MB | North | YES | -0.015816 | 0 | 12 | 51 |  | 1.028 | GST | -1 | 0.29998 | 0 | 0 |  |  | 0 | 0 | -0.29998 | 0
32888 | BRYN_ATKINS7 | 1 | North | YES | -0.015816 | 13.6 | 4 | 17 |  | 1.028 | GGT | -1 | 0.29998 | 17 | 17 |  |  | -0.26887 | 17 | -0.29998 | -5.0997
32890 | BRYN_ATKINS4 | MB | North | YES | -0.015816 | 0 | 5 | 22 |  | 1.031 | GST | -1 | 0.29998 | 0 | 0 |  |  | 0 | 0 | -0.29998 | 0
32891 | BRYN_ATKINS5 | MB | North | YES | -0.015816 | 0 | 5 | 25 |  | 1.031 | GST | -1 | 0.29998 | 0 | 0 |  |  | 0 | 0 | -0.29998 | 0
32798 | BRYN_TAMUGEN | 1 | North | YES | -0.01584 | 32 | 0 | 32 |  | 1.02 | GST | -1 | 0.30001 | 32 | 32 |  |  | -0.50688 | 32 | -0.30001 | -9.6003
990 | GIBN_CREK_G1 | 1 | North | YES | -0.015875 | 463 | 200 | 463 | 0 | 1.0275 | LIGCO | -1 | 0.30004 | 0 | 463 |  |  | 0 | 0 | -0.30004 | 0
3403 | THOUSE_1G | 1 | North | YES | -0.015968 | 563 | 200 | 563 | 0 | 1.012 | GSC | -1 | 0.30014 | 563 | 563 |  |  | -8.99 | 563 | -0.30014 | -168.9769
3404 | THOUSE_2G | 2 | North | YES | -0.015968 | 807 | 250 | 807 | 0 | 1.012 | GSC | -1 | 0.30014 | 807 | 807 |  |  | -12.8862 | 807 | -0.30014 | -242.2102
1877 | WLFHOLW_1G | 1 | North | YES | -0.01625 | 217.3 | 89.2 | 217.3 | 0 | 1.032 | CC | -1 | 0.30042 | 217.3 | 217.3 |  |  | -3.5311 | 217.3 | -0.30042 | -65.2809
1878 | WLFHOLW_2G | 2 | North | YES | -0.01625 | 215.7 | 105 | 215.7 | 0 | 1.032 | CC | -1 | 0.30042 | 215.7 | 215.7 |  |  | -3.5051 | 215.7 | -0.30042 | -64.8003
1879 | WLFHOLW_3G | 3 | North | YES | -0.01625 | 272.4 | 89.2 | 272.4 | 0 | 1.032 | CC | -1 | 0.30042 | 272.4 | 272.4 |  |  | -4.4265 | 272.4 | -0.30042 | -81.834
1479 | WFCOGEN_1G | 1 | North | YES | -0.017032 | 16 | 12 | 20 | 0 | 1 | Cogen | -1 | 0.3012 | 0 | 0 |  |  | 0 | 0 | -0.3012 | 0
1479 | WFCOGEN_1G | 2 | North | YES | -0.017032 | 16 | 12 | 20 | 0 | 1 | Cogen | -1 | 0.3012 | 0 | 0 |  |  | 0 | 0 | -0.3012 | 0
1482 | WFCOGEN_2G | 2 | North | YES | -0.017032 | 13.6 | 12 | 17 | 0 | 1 | Cogen | -1 | 0.3012 | 0 | 0 |  |  | 0 | 0 | -0.3012 | 0
1482 | WFCOGEN_2G | 1 | North | YES | -0.017032 | 16 | 12 | 20 | 0 | 1 | Cogen | -1 | 0.3012 | 0 | 0 |  |  | 0 | 0 | -0.3012 | 0
366 | JNSNCNTY802 | 1 | North | YES | -0.017846 | 168 | 20 | 168 | 0 | 1.02 | Cogen | -1 | 0.30201 | 0 | 0 |  |  | 0 | 0 | -0.30201 | 0
367 | JNSNCNTY802 | 2 | North | YES | -0.017846 | 90 | 20 | 90 | 0 | 1.02 | Cogen | -1 | 0.30201 | 0 | 0 |  |  | 0 | 0 | -0.30201 | 0
1892 | DECRDOVA_2G | A | North | YES | -0.017895 | 65 | 65 | 70 | 0 | 1.025 | GGT | -1 | 0.30206 | 70 | 70 |  |  | -1.2527 | 70 | -0.30206 | -21.1444
1893 | DECRDOVA_3G | B | North | YES | -0.017895 | 65 | 65 | 69 | 0 | 1.025 | GGT | -1 | 0.30206 | 69 | 69 |  |  | -1.2348 | 69 | -0.30206 | -20.8424
1894 | DECRDOVA_4G | C | North | YES | -0.017895 | 65 | 65 | 69 | 0 | 1.025 | GGT | -1 | 0.30206 | 69 | 69 |  |  | -1.2348 | 69 | -0.30206 | -20.8424
1895 | DECRDOVA_5G | D | North | YES | -0.017895 | 65 | 65 | 68 | 0 | 1.025 | GGT | -1 | 0.30206 | 68 | 68 |  |  | -1.2169 | 68 | -0.30206 | -20.5403
39960 | TNTNPONE_18 | 1 | North | YES | -0.018134 | 152.3 | 30 | 152.3 |  | 1.04 | LIGCO | -1 | 0.3023 | 0 | 152.3 |  |  | 0 | 0 | -0.3023 | 0
39970 | TNTNPONE_28 | 1 | North | YES | -0.018134 | 153 | 30 | 153 |  | 1.04 | LIGCO | -1 | 0.3023 | 0 | 153 |  |  | 0 | 0 | -0.3023 | 0
48721 | LEG_1___1 | 1 | North | YES | -0.019039 | 827 | 357 | 827 | 0 | 1.0348 | LIGCO | -1 | 0.30321 | 0 | 827 |  |  | 0 | 0 | -0.30321 | 0
48722 | LEG_2___2 | 2 | North | YES | -0.019039 | 819 | 357 | 819 | 0 | 1.0348 | LIGCO | -1 | 0.30321 | 0 | 819 |  |  | 0 | 0 | -0.30321 | 0
503 | NTHTEXAS01 | 1 | North | YES | -0.020366 | 0 | 5 | 18 |  | 1.015 | GST | -1 | 0.30453 | 18 | 18 |  |  | -0.36659 | 18 | -0.30453 | -5.4816
504 | NTHTEXAS02 | 2 | North | YES | -0.020366 | 14.4 | 5 | 18 |  | 1.015 | GST | -1 | 0.30453 | 18 | 18 |  |  | -0.36659 | 18 | -0.30453 | -5.4816
505 | NTHTEXAS03 | 3 | North | YES | -0.020366 | 30.4 | 15 | 38 |  | 1.015 | GST | -1 | 0.30453 | 38 | 38 |  |  | -0.77391 | 38 | -0.30453 | -11.5723
3381 | BBRN_1G | 1 | North | YES | -0.021557 | 618 | 225 | 618 | 0 | 1.03 | LIGCO | -1 | 0.30573 | 0 | 618 |  |  | 0 | 0 | -0.30573 | 0
3382 | BBRN_2G | 2 | North | YES | -0.021557 | 589 | 225 | 589 | 0 | 1.03 | LIGCO | -1 | 0.30573 | 0 | 589 |  |  | 0 | 0 | -0.30573 | 0
13131 | CALFREST_1G | 1 | North | YES | -0.021967 | 150.7 | 40 | 150.7 | 0 | 1.031 | CC | -1 | 0.30614 | 150.7 | 150.7 |  |  | -3.3104 | 150.7 | -0.30614 | -46.1346
13132 | CALFREST_2G | 2 | North | YES | -0.021967 | 151 | 57 | 151 | 0 | 1.031 | CC | -1 | 0.30614 | 151 | 151 |  |  | -3.317 | 151 | -0.30614 | -46.2265
13133 | CALFREST_3G | 3 | North | YES | -0.021967 | 177.4 | 40 | 177.4 | 0 | 1.031 | CC | -1 | 0.30614 | 177.4 | 177.4 |  |  | -3.8969 | 177.4 | -0.30614 | -54.3084
13134 | CALFREST_4G | 4 | North | YES | -0.022057 | 151.5 | 40 | 151.5 | 0 | 1.031 | CC | -1 | 0.30623 | 151.5 | 151.5 |  |  | -3.3416 | 151.5 | -0.30623 | -46.3932
13135 | CALFREST_5G | 5 | North | YES | -0.022057 | 152.3 | 57 | 152.3 | 0 | 1.031 | CC | -1 | 0.30623 | 152.3 | 152.3 |  |  | -3.3593 | 152.3 | -0.30623 | -46.6381
13136 | CALFREST_6G | 6 | North | YES | -0.022057 | 177.5 | 40 | 177.5 | 0 | 1.031 | CC | -1 | 0.30623 | 177.5 | 177.5 |  |  | -3.9151 | 177.5 | -0.30623 | -54.355
1889 | DECRDOVA_1G | 1 | North | YES | -0.022208 | 779 | 255 | 779 | 0 | 1.02 | GSC | -1 | 0.30638 | 779 | 779 |  |  | -17.3 | 779 | -0.30638 | -238.6673
1600 | BARTNWND_1G | 1 | North | YES | -0.022508 | 12 | 0 | 120 | 0 | 1.022 | Wind | -1 | 0.30668 | 0 | 120 |  |  | 0 | 0 | -0.30668 | 0
3126 | TRINIDAD_6G | 1 | North | YES | -0.02313 | 179.2 | 46 | 224 | 0 | 1 | GST | -1 | 0.3073 | 224 | 224 |  |  | -5.1811 | 224 | -0.3073 | -68.8349
1937 | MDLTHELP_5G | 5 | North | YES | -0.023201 | 224 | 74 | 224 | 0 | 1 | CC | -1 | 0.30737 | 224 | 224 |  |  | -5.197 | 224 | -0.30737 | -68.8508
1938 | MDLTHELP_6G | 6 | North | YES | -0.023201 | 226 | 74 | 226 | 0 | 1 | CC | -1 | 0.30737 | 226 | 226 |  |  | -5.2434 | 226 | -0.30737 | -69.4655
1943 | MDLTHELP_3G | 3 | North | YES | -0.023201 | 212 | 74 | 212 | 0 | 1 | CC | -1 | 0.30737 | 212 | 212 |  |  | -4.9186 | 212 | -0.30737 | -65.1623
1944 | MDLTHELP_4G | 4 | North | YES | -0.023201 | 211 | 74 | 211 | 0 | 1 | CC | -1 | 0.30737 | 211 | 211 |  |  | -4.8954 | 211 | -0.30737 | -64.855
12322 | ENNSTRAC_1G | 1 | North | YES | -0.023553 | 196 | 130 | 196 | 0 | 1.036 | CC | -1 | 0.30772 | 196 | 196 |  |  | -4.6164 | 196 | -0.30772 | -60.3134
12323 | ENNSTRAC_2G | 2 | North | YES | -0.023553 | 116 | 100 | 116 | 0 | 1.036 | CC | -1 | 0.30772 | 116 | 116 |  |  | -2.7321 | 116 | -0.30772 | -35.6957
3107 | STRYKER_1G | 1 | North | YES | -0.024095 | 145.6 | 45 | 182 | 0 | 1.029 | GST | -1 | 0.30826 | 182 | 182 |  |  | -4.3853 | 182 | -0.30826 | -56.104
3108 | STRYKER_2G | 2 | North | YES | -0.024095 | 484 | 75 | 484 | 0 | 1.029 | GST | -1 | 0.30826 | 484 | 484 |  |  | -11.662 | 484 | -0.30826 | -149.1995
3309 | ASPN_G | 1 | North | YES | -0.02414 | 50 | 0 | 50 |  | 1 | Bio | -1 | 0.30831 | 50 | 50 |  |  | -1.207 | 50 | -0.30831 | -15.4154
3348 | CHAMPION_1G | MB | North | YES | -0.024163 | 0 | 42 | 42 |  | 1 | Cogen | -1 | 0.30833 | 0 | 0 |  |  | 0 | 0 | -0.30833 | 0
1941 | MDLTHELP_1G | 1 | North | YES | -0.024265 | 216.4 | 74 | 216.4 | 0 | 1 | CC | -1 | 0.30843 | 216.4 | 216.4 |  |  | -5.2509 | 216.4 | -0.30843 | -66.745
1942 | MDLTHELP_2G | 2 | North | YES | -0.024265 | 216.1 | 74 | 216.1 | 0 | 1 | CC | -1 | 0.30843 | 216.1 | 216.1 |  |  | -5.2437 | 216.1 | -0.30843 | -66.6525
13116 | TGATEWAY_1G | 1 | North | YES | -0.024375 | 151 | 30 | 151 | 0 | 1.0232 | CC | -1 | 0.30854 | 151 | 151 |  |  | -3.6806 | 151 | -0.30854 | -46.5901
13117 | TGATEWAY_2G | 2 | North | YES | -0.024375 | 130 | 30 | 130 | 0 | 1.0232 | CC | -1 | 0.30854 | 130 | 130 |  |  | -3.1688 | 130 | -0.30854 | -40.1107
13118 | TGATEWAY_3G | 3 | North | YES | -0.024375 | 148 | 30 | 148 | 0 | 1.0232 | CC | -1 | 0.30854 | 148 | 148 |  |  | -3.6075 | 148 | -0.30854 | -45.6644
13119 | TGATEWAY_4G | 4 | North | YES | -0.024375 | 399 | 65 | 399 | 0 | 1.0232 | CC | -1 | 0.30854 | 399 | 399 |  |  | -9.7256 | 399 | -0.30854 | -123.1089
3097 | MARTLAKE_1G | 1 | North | YES | -0.024622 | 790 | 500 | 790 | 0 | 1.017 | LIGCO | -1 | 0.30879 | 0 | 790 |  |  | 0 | 0 | -0.30879 | 0
3098 | MARTLAKE_2G | 2 | North | YES | -0.024622 | 795 | 461 | 795 | 0 | 1.017 | LIGCO | -1 | 0.30879 | 0 | 795 |  |  | 0 | 0 | -0.30879 | 0
3099 | MARTLAKE_3G | 3 | North | YES | -0.024622 | 804 | 500 | 804 | 0 | 1.017 | LIGCO | -1 | 0.30879 | 0 | 804 |  |  | 0 | 0 | -0.30879 | 0
580 | JCKCNTY801 | 1 | North | YES | -0.025579 | 288 | 0 | 288 | 0 | 1.022 | CC | -1 | 0.30975 | 288 | 288 |  |  | -7.3668 | 288 | -0.30975 | -89.2073
581 | JCKCNTY802 | 2 | North | YES | -0.025579 | 147 | 0 | 147 | 0 | 1.022 | CC | -1 | 0.30975 | 147 | 147 |  |  | -3.7601 | 147 | -0.30975 | -45.5329
582 | JCKCNTY803 | 3 | North | YES | -0.025579 | 147 | 0 | 147 | 0 | 1.022 | CC | -1 | 0.30975 | 147 | 147 |  |  | -3.7601 | 147 | -0.30975 | -45.5329
2413 | MTCK6_G | 6 | North | YES | -0.02602 | 0 | 30 | 118 |  | 1.022 | GST | -1 | 0.31019 | 118 | 118 |  |  | -3.0704 | 118 | -0.31019 | -36.6022
2414 | MTCK7_G | 7 | North | YES | -0.02602 | 0 | 30 | 115 |  | 1.022 | GST | -1 | 0.31019 | 115 | 115 |  |  | -2.9923 | 115 | -0.31019 | -35.6717
2417 | MTCK8_G | 8 | North | YES | -0.02602 | 444.8 | 60 | 556 | 0 | 1.022 | GSC | -1 | 0.31019 | 556 | 556 |  |  | -14.4671 | 556 | -0.31019 | -172.4648
12440 | PARKD_1SVC8 | 1 | North | YES | -0.026378 | 0 | 0 | 0 | 0 | 1.007 | GST | -1 | 0.31055 | 0 | 0 |  |  | 0 | 0 | -0.31055 | 0
12449 | PARKD_2SVC8 | 1 | North | YES | -0.026378 | 0 | 0 | 0 | 0 | 1.007 | GST | -1 | 0.31055 | 0 | 0 |  |  | 0 | 0 | -0.31055 | 0
12411 | FPLEFR1A_G | 1 | North | YES | -0.026451 | 161 | 72 | 161 | 0 | 1 | CC | -1 | 0.31062 | 161 | 161 |  |  | -4.2586 | 161 | -0.31062 | -50.0097
12412 | FPLEFR1B_G | 2 | North | YES | -0.026451 | 164 | 72 | 164 | 0 | 1 | CC | -1 | 0.31062 | 164 | 164 |  |  | -4.338 | 164 | -0.31062 | -50.9416
12413 | FPLEFR1C_G | 3 | North | YES | -0.026451 | 164 | 72 | 164 | 0 | 1 | CC | -1 | 0.31062 | 164 | 164 |  |  | -4.338 | 164 | -0.31062 | -50.9416
12414 | FPLEFR1S_G | 4 | North | YES | -0.026451 | 414 | 191 | 414 | 0 | 1 | CC | -1 | 0.31062 | 414 | 414 |  |  | -10.9507 | 414 | -0.31062 | -128.5965
12421 | FPLEFR2A_G | 1 | North | YES | -0.026451 | 162 | 72 | 162 | 0 | 1 | CC | -1 | 0.31062 | 162 | 162 |  |  | -4.2851 | 162 | -0.31062 | -50.3204
12422 | FPLEFR2B_G | 2 | North | YES | -0.026451 | 161 | 72 | 161 | 0 | 1 | CC | -1 | 0.31062 | 161 | 161 |  |  | -4.2586 | 161 | -0.31062 | -50.0097
12423 | FPLEFR2C_G | 3 | North | YES | -0.026451 | 163 | 72 | 163 | 0 | 1 | CC | -1 | 0.31062 | 163 | 163 |  |  | -4.3115 | 163 | -0.31062 | -50.631
12424 | FPLEFR2S_G | 4 | North | YES | -0.026451 | 415 | 191 | 415 | 0 | 1 | CC | -1 | 0.31062 | 415 | 415 |  |  | -10.9772 | 415 | -0.31062 | -128.9071
2451 | LKHB1_G | 1 | North | YES | -0.026584 | 0 | 80 | 391 |  | 1.022 | GST | -1 | 0.31075 | 391 | 391 |  |  | -10.3943 | 391 | -0.31075 | -121.5042
2452 | LKHB2_G | 2 | North | YES | -0.026584 | 516 | 80 | 516 | 0 | 1.022 | GST | -1 | 0.31075 | 516 | 516 |  |  | -13.7173 | 516 | -0.31075 | -160.3483
948 | STEAM1 | 1 | North | YES | -0.027183 | 0 | 12 | 20 |  | 1.02 | GST | -1 | 0.31135 | 20 | 20 |  |  | -0.54366 | 20 | -0.31135 | -6.227
949 | STEAM2 | 1 | North | YES | -0.027183 | 26 | 8 | 26 | 0 | 0.99 | GST | -1 | 0.31135 | 26 | 26 |  |  | -0.70676 | 26 | -0.31135 | -8.0951
950 | STEAM3 | 1 | North | YES | -0.027183 | 41 | 13 | 42 | 0 | 1.02 | GST | -1 | 0.31135 | 42 | 42 |  |  | -1.1417 | 42 | -0.31135 | -13.0768
837 | NEWMAN_G5 | 1 | North | YES | -0.027208 | 0 | 15 | 40 |  | 1.01 | GST | -1 | 0.31138 | 40 | 40 |  |  | -1.0883 | 40 | -0.31138 | -12.4551
842 | OLINGER_G1 | 1 | North | YES | -0.027312 | 55.4 | 20 | 79 | 0 | 1.03 | GST | -1 | 0.31148 | 79 | 79 |  |  | -2.1576 | 79 | -0.31148 | -24.607
843 | OLINGER_G2 | 1 | North | YES | -0.027312 | 76.2 | 25 | 110 | 0 | 1.03 | GST | -1 | 0.31148 | 110 | 110 |  |  | -3.0043 | 110 | -0.31148 | -34.2629
844 | OLINGER_G3 | 1 | North | YES | -0.027312 | 103.9 | 45 | 150 | 0 | 1.03 | GST | -1 | 0.31148 | 150 | 150 |  |  | -4.0968 | 150 | -0.31148 | -46.7221
845 | OLINGER_G4 | 1 | North | YES | -0.027312 | 51.9 | 0 | 76 | 0 | 1.03 | GGT | -1 | 0.31148 | 76 | 76 |  |  | -2.0757 | 76 | -0.31148 | -23.6725
1701 | MOSES_1G | 1 | North | YES | -0.027784 | 558 | 175 | 558 | 0 | 1.023 | LIGCO | -1 | 0.31195 | 0 | 558 |  |  | 0 | 0 | -0.31195 | 0
1702 | MOSES_2G | 2 | North | YES | -0.027784 | 579 | 175 | 579 | 0 | 1.023 | LIGCO | -1 | 0.31195 | 0 | 579 |  |  | 0 | 0 | -0.31195 | 0
1703 | MOSES_3G | 3 | North | YES | -0.027784 | 808 | 463 | 808 | 0 | 1.023 | LIGCO | -1 | 0.31195 | 0 | 808 |  |  | 0 | 0 | -0.31195 | 0
5925 | DCEAST | EQ | North | YES | -0.027784 | 400.3 | -600 | 600 | 0 | 1.025 | DCTie | -1 | 0.31195 | 0 | 0 |  |  | 0 | 0 | -0.31195 | 0
1675 | PEC_1G | 1 | North | YES | -0.027915 | 76.7 | 35 | 76.7 | 0 | 1.022 | Cogen | -1 | 0.31208 | 0 | 0 |  |  | 0 | 0 | -0.31208 | 0
1676 | PEC_2G | 2 | North | YES | -0.027915 | 79.6 | 35 | 79.6 | 0 | 1.022 | Cogen | -1 | 0.31208 | 0 | 0 |  |  | 0 | 0 | -0.31208 | 0
1677 | PEC_3G | 3 | North | YES | -0.027915 | 88.4 | 35 | 88.4 | 0 | 1.022 | Cogen | -1 | 0.31208 | 0 | 0 |  |  | 0 | 0 | -0.31208 | 0
1678 | LAMARPWR_1G | 1 | North | YES | -0.027982 | 160 | 67.7 | 160 | 0 | 1.038 | CC | -1 | 0.31215 | 160 | 160 |  |  | -4.4771 | 160 | -0.31215 | -49.9441
1679 | LAMARPWR_2G | 2 | North | YES | -0.027982 | 156 | 67.7 | 156 | 0 | 1.038 | CC | -1 | 0.31215 | 156 | 156 |  |  | -4.3652 | 156 | -0.31215 | -48.6955
1680 | LAMARPWR_3G | 3 | North | YES | -0.027982 | 196 | 129.1 | 196 | 0 | 1.038 | CC | -1 | 0.31215 | 196 | 196 |  |  | -5.4845 | 196 | -0.31215 | -61.1815
1681 | LAMARPWR_4G | 4 | North | YES | -0.027982 | 156 | 67.7 | 156 | 0 | 1.038 | CC | -1 | 0.31215 | 156 | 156 |  |  | -4.3652 | 156 | -0.31215 | -48.6955
1682 | LAMARPWR_5G | 5 | North | YES | -0.027982 | 157 | 67.7 | 157 | 0 | 1.038 | CC | -1 | 0.31215 | 157 | 157 |  |  | -4.3932 | 157 | -0.31215 | -49.0076
1683 | LAMARPWR_6G | 6 | North | YES | -0.027982 | 198 | 129.1 | 198 | 0 | 1.038 | CC | -1 | 0.31215 | 198 | 198 |  |  | -5.5404 | 198 | -0.31215 | -61.8058
1689 | VALLEY_3G | 3 | North | YES | -0.02809 | 0 | 25 | 375 |  | 1.003 | GST | -1 | 0.31226 | 375 | 375 |  |  | -10.5337 | 375 | -0.31226 | -117.0969
1948 | HANDLEY_4G | 4 | North | YES | -0.02809 | 348 | 150 | 435 | 0 | 1.022 | GST | -1 | 0.31226 | 435 | 435 |  |  | -12.2192 | 435 | -0.31226 | -135.8325
11691 | KMICHICT1_G | 1 | North | YES | -0.02809 | 144 | 80 | 144 | 0 | 1.026 | CC | -1 | 0.31226 | 144 | 144 |  |  | -4.045 | 144 | -0.31226 | -44.9652
11692 | KMICHICT2_G | 2 | North | YES | -0.02809 | 146 | 80 | 146 | 0 | 1.026 | CC | -1 | 0.31226 | 146 | 146 |  |  | -4.1011 | 146 | -0.31226 | -45.5897
11693 | KMICHIST3_G | 3 | North | YES | -0.02809 | 312 | 60 | 312 | 0 | 1.026 | CC | -1 | 0.31226 | 312 | 312 |  |  | -8.7641 | 312 | -0.31226 | -97.4247
11694 | KMICHICT4_G | 4 | North | YES | -0.02809 | 144 | 80 | 144 | 0 | 1.026 | CC | -1 | 0.31226 | 144 | 144 |  |  | -4.045 | 144 | -0.31226 | -44.9652
11695 | KMICHICT5_G | 5 | North | YES | -0.02809 | 148 | 80 | 148 | 0 | 1.026 | CC | -1 | 0.31226 | 148 | 148 |  |  | -4.1573 | 148 | -0.31226 | -46.2143
11696 | KMICHIST6_G | 6 | North | YES | -0.02809 | 310 | 60 | 310 | 0 | 1.026 | CC | -1 | 0.31226 | 310 | 310 |  |  | -8.7079 | 310 | -0.31226 | -96.8001
728 | WOLFRIDGE801 | 1 | North | YES | -0.028146 | 11.2 | 0 | 112.5 | 0 | 0.99 | Wind | -1 | 0.31231 | 0 | 112.5 |  |  | 0 | 0 | -0.31231 | 0
1947 | HANDLEY_3G | 3 | North | YES | -0.028203 | 316 | 100 | 395 | 0 | 1.022 | GST | -1 | 0.31237 | 395 | 395 |  |  | -11.1402 | 395 | -0.31237 | -123.3868
1949 | HANDLEY_5G | 5 | North | YES | -0.028203 | 348 | 150 | 435 | 0 | 1.022 | GST | -1 | 0.31237 | 435 | 435 |  |  | -12.2683 | 435 | -0.31237 | -135.8816
1687 | VALLEY_1G | 1 | North | YES | -0.028328 | 136 | 15 | 170 | 0 | 1.029 | GST | -1 | 0.3125 | 170 | 170 |  |  | -4.8158 | 170 | -0.3125 | -53.1244
1688 | VALLEY_2G | 2 | North | YES | -0.028328 | 527 | 90 | 527 | 0 | 1.029 | GSC | -1 | 0.3125 | 527 | 527 |  |  | -14.9289 | 527 | -0.3125 | -164.6857
2381 | NTHLK1_G | 1 | North | YES | -0.028364 | 0 | 35 | 156 |  | 1.022 | GST | -1 | 0.31253 | 156 | 156 |  |  | -4.4248 | 156 | -0.31253 | -48.7551
2382 | NTHLK2_G | 2 | North | YES | -0.028364 | 0 | 35 | 181 |  | 1.022 | GST | -1 | 0.31253 | 181 | 181 |  |  | -5.1339 | 181 | -0.31253 | -56.5684
2383 | NTHLK3_G | 3 | North | YES | -0.028364 | 0 | 50 | 329 |  | 1.022 | GST | -1 | 0.31253 | 329 | 329 |  |  | -9.3318 | 329 | -0.31253 | -102.8232
6948 | DENISNDM | 1 | North | YES | -0.028516 | 40 | 5 | 40 |  | 1.015 | Hydro | -1 | 0.31268 | 0 | 0 |  |  | 0 | 0 | -0.31268 | 0
6948 | DENISNDM | 2 | North | YES | -0.028516 | 31 | 5 | 40 |  | 1.015 | Hydro | -1 | 0.31268 | 0 | 0 |  |  | 0 | 0 | -0.31268 | 0
1433 | GRHAMSES_1G | 1 | North | YES | -0.029146 | 242 | 60 | 242 | 0 | 1.038 | GST | -1 | 0.31331 | 242 | 242 |  |  | -7.0533 | 242 | -0.31331 | -75.8221
2371 | COLLIN_1G | MB | North | YES | -0.029378 | 0 | 40 | 138 |  | 1.022 | GST | -1 | 0.31355 | 0 | 0 |  |  | 0 | 0 | -0.31355 | 0
1861 | EAGLEMNT_1G | MB | North | YES | -0.0329 | 0 | 30 | 112 |  | 1.022 | GST | -1 | 0.31707 | 0 | 0 |  |  | 0 | 0 | -0.31707 | 0
1862 | EAGLEMNT_2G | MB | North | YES | -0.0329 | 0 | 40 | 100 |  | 1.022 | GST | -1 | 0.31707 | 0 | 0 |  |  | 0 | 0 | -0.31707 | 0
1863 | EAGLEMNT_3G | MB | North | YES | -0.0329 | 0 | 50 | 378 |  | 1.022 | GST | -1 | 0.31707 | 0 | 0 |  |  | 0 | 0 | -0.31707 | 0
923 | SPENCER_G4 | 1 | North | YES | -0.03509 | 48 | 20 | 61 | 0 | 1.03 | GST | -1 | 0.31926 | 61 | 61 |  |  | -2.1405 | 61 | -0.31926 | -19.4748
924 | SPENCER_G5 | 1 | North | YES | -0.03509 | 52 | 20 | 66 | 0 | 1.03 | GST | -1 | 0.31926 | 66 | 66 |  |  | -2.3159 | 66 | -0.31926 | -21.0711
1453 | WCPWRCO_1G | 1 | North | YES | -0.053052 | 204 | 50 | 204 | 0 | 1.02 | CC | -1 | 0.33722 | 204 | 204 |  |  | -10.8226 | 204 | -0.33722 | -68.793
1454 | WCPWRCO_2G | 2 | North | YES | -0.053052 | 204 | 50 | 204 | 0 | 1.02 | CC | -1 | 0.33722 | 204 | 204 |  |  | -10.8226 | 204 | -0.33722 | -68.793
1455 | WCPWRCO_3G | 3 | North | YES | -0.053052 | 242 | 50 | 242 |  | 1.02 | CC | -1 | 0.33722 | 242 | 242 |  |  | -12.8386 | 242 | -0.33722 | -81.6074
1432 | GRHAMSES_2G | 2 | North | YES | -0.10486 | 294.9 | 90 | 366 | 0 | 1.014 | GST | -1 | 0.38903 | 366 | 366 |  |  | -38.3802 | 366 | -0.38903 | -142.3859
1442 | COKFIELD_5 | 1 | North | YES | -0.29736 | 16.5 | 0 | 165 |  | 1.029 | Wind | -1 | 0.58152 | 0 | 165 |  |  | 0 | 0 | -0.58152 | 0
1438 | MESQUITW_2G | 1 | North | YES | -0.35814 | 23.6 | 0 | 236 |  | 1.017 | Wind | -1 | 0.64231 | 0 | 236 |  |  | 0 | 0 | -0.64231 | 0
1437 | MESQUITW_1G | 1 | North | YES | -0.35901 | 40 | 0 | 400 | 0 | 1.023 | Wind | -1 | 0.64318 | 0 | 400 |  |  | 0 | 0 | -0.64318 | 0
Note on AL4: Zonal Cap - Zonal Impact

## Distributed Slack - Inc
Number of Bus | Name of Bus | ID | Area Name of Gen | AGC | P Sensitivity of Bus | Gen MW | Min MW | Max MW | V Sensitivity of Bus | Set Volt | Tech Type | Zone Impact | Zone Correlation | Inc Max | Dec Max | Souce S.F. Weighting | Souce Capacity | Sink S.F. Weighting | Sink Capacity | PTDF Calc | PTDF Weighting | Cumulative Share of Zonal Cap | Cumulative Share of Zonal Impact | Cont_ LongCreek to Sweetwater OL_ AbileneMulberry to LongCreek |  | i_PTDF_INC_pt | 543 |  | FTR_CN4_5095 | Unit at max
1437 | MESQUITW_1G | 1 | North | YES | -0.35901 | 40 | 0 | 400 | 0 | 1.023 | Wind | -1 | 0.64318 | 0 | 400 |  |  | 0 | 0 | -0.64318 | 0 | 0 | 0 |  |  | i_10pctunit | 26 |  | 137 | # units @ max
1438 | MESQUITW_2G | 1 | North | YES | -0.35814 | 23.6 | 0 | 236 |  | 1.017 | Wind | -1 | 0.64231 | 0 | 236 |  |  | 0 | 0 | -0.64231 | 0 | 0 | 0 | [5 empty] | 0.018009 | delta max
1442 | COKFIELD_5 | 1 | North | YES | -0.29736 | 16.5 | 0 | 165 |  | 1.029 | Wind | -1 | 0.58152 | 0 | 165 |  |  | 0 | 0 | -0.58152 | 0 | 0 | 0 | [5 empty] | Delta
1432 | GRHAMSES_2G | 2 | North | YES | -0.10486 | 294.9 | 90 | 366 | 0 | 1.014 | GST | -1 | 0.38903 | 366 | 366 |  |  | -38.3802 | 366 | -0.38903 | -142.3859 | 0.0085623 | 0.011133 | Weighted Shift Factors |  |  |  | 1 | 0
1453 | WCPWRCO_1G | 1 | North | YES | -0.053052 | 204 | 50 | 204 | 0 | 1.02 | CC | -1 | 0.33722 | 204 | 204 |  |  | -10.8226 | 204 | -0.33722 | -68.793 | 0.013335 | 0.016511 | West | 0.28417 |  |  | 2 | 0
1454 | WCPWRCO_2G | 2 | North | YES | -0.053052 | 204 | 50 | 204 | 0 | 1.02 | CC | -1 | 0.33722 | 204 | 204 |  |  | -10.8226 | 204 | -0.33722 | -68.793 | 0.018107 | 0.02189 | North | -0.025516 |  |  | 3 | 0
1455 | WCPWRCO_3G | 3 | North | YES | -0.053052 | 242 | 50 | 242 |  | 1.02 | CC | -1 | 0.33722 | 242 | 242 |  |  | -12.8386 | 242 | -0.33722 | -81.6074 | 0.023768 | 0.028271 |  |  |  |  | 4 | 0.0025705
923 | SPENCER_G4 | 1 | North | YES | -0.03509 | 48 | 20 | 61 | 0 | 1.03 | GST | -1 | 0.31926 | 61 | 61 |  |  | -2.1405 | 61 | -0.31926 | -19.4748 | 0.025196 | 0.029794 |  |  |  |  | 5 | 0.0031768
924 | SPENCER_G5 | 1 | North | YES | -0.03509 | 52 | 20 | 66 | 0 | 1.03 | GST | -1 | 0.31926 | 66 | 66 |  |  | -2.3159 | 66 | -0.31926 | -21.0711 | 0.02674 | 0.031441 |  |  |  |  | 6 | 0.0037831
1861 | EAGLEMNT_1G | MB | North | YES | -0.0329 | 0 | 30 | 112 |  | 1.022 | GST | -1 | 0.31707 | 0 | 0 |  |  | 0 | 0 | -0.31707 | 0 | 0.02674 | 0.031441 |  |  |  |  | 7 | 0.0045024
1862 | EAGLEMNT_2G | MB | North | YES | -0.0329 | 0 | 40 | 100 |  | 1.022 | GST | -1 | 0.31707 | 0 | 0 |  |  | 0 | 0 | -0.31707 | 0 | 0.02674 | 0.031441 |  |  |  |  | 8 | 0.004598
1863 | EAGLEMNT_3G | MB | North | YES | -0.0329 | 0 | 50 | 378 |  | 1.022 | GST | -1 | 0.31707 | 0 | 0 |  |  | 0 | 0 | -0.31707 | 0 | 0.02674 | 0.031441 |  |  |  |  | 9 | 0.0047015
2371 | COLLIN_1G | MB | North | YES | -0.029378 | 0 | 40 | 138 |  | 1.022 | GST | -1 | 0.31355 | 0 | 0 |  |  | 0 | 0 | -0.31355 | 0 | 0.02674 | 0.031441 |  |  |  |  | 10 | 0.0047015
1433 | GRHAMSES_1G | 1 | North | YES | -0.029146 | 242 | 60 | 242 | 0 | 1.038 | GST | -1 | 0.31331 | 242 | 242 |  |  | -7.0533 | 242 | -0.31331 | -75.8221 | 0.032401 | 0.037369 |  |  |  |  | 11 | 0.0047015
6948 | DENISNDM | 1 | North | YES | -0.028516 | 40 | 5 | 40 |  | 1.015 | Hydro | -1 | 0.31268 | 0 | 0 |  |  | 0 | 0 | -0.31268 | 0 | 0.032401 | 0.037369 |  |  |  |  | 12 | 0.0047015
6948 | DENISNDM | 2 | North | YES | -0.028516 | 31 | 5 | 40 |  | 1.015 | Hydro | -1 | 0.31268 | 0 | 0 |  |  | 0 | 0 | -0.31268 | 0 | 0.032401 | 0.037369 |  |  |  |  | 13 | 0.0047015
2381 | NTHLK1_G | 1 | North | YES | -0.028364 | 0 | 35 | 156 |  | 1.022 | GST | -1 | 0.31253 | 156 | 156 |  |  | -4.4248 | 156 | -0.31253 | -48.7551 | 0.03605 | 0.041181 |  |  |  |  | 14 | 0.0049684
2382 | NTHLK2_G | 2 | North | YES | -0.028364 | 0 | 35 | 181 |  | 1.022 | GST | -1 | 0.31253 | 181 | 181 |  |  | -5.1339 | 181 | -0.31253 | -56.5684 | 0.040285 | 0.045604 |  |  |  |  | 15 | 0.0049684
2383 | NTHLK3_G | 3 | North | YES | -0.028364 | 0 | 50 | 329 |  | 1.022 | GST | -1 | 0.31253 | 329 | 329 |  |  | -9.3318 | 329 | -0.31253 | -102.8232 | 0.047981 | 0.053644 |  |  |  |  | 16 | 0.0049684
1687 | VALLEY_1G | 1 | North | YES | -0.028328 | 136 | 15 | 170 | 0 | 1.029 | GST | -1 | 0.3125 | 170 | 170 |  |  | -4.8158 | 170 | -0.3125 | -53.1244 | 0.051958 | 0.057797 |  |  |  |  | 17 | 0.005131
1688 | VALLEY_2G | 2 | North | YES | -0.028328 | 527 | 90 | 527 | 0 | 1.029 | GSC | -1 | 0.3125 | 527 | 527 |  |  | -14.9289 | 527 | -0.3125 | -164.6857 | 0.064287 | 0.070674 |  |  |  |  | 18 | 0.0053195
1947 | HANDLEY_3G | 3 | North | YES | -0.028203 | 316 | 100 | 395 | 0 | 1.022 | GST | -1 | 0.31237 | 395 | 395 |  |  | -11.1402 | 395 | -0.31237 | -123.3868 | 0.073528 | 0.080321 |  |  |  |  | 19 | 0.0056623
1949 | HANDLEY_5G | 5 | North | YES | -0.028203 | 348 | 150 | 435 | 0 | 1.022 | GST | -1 | 0.31237 | 435 | 435 |  |  | -12.2683 | 435 | -0.31237 | -135.8816 | 0.083704 | 0.090945 |  |  |  |  | 20 | 0.005839
728 | WOLFRIDGE801 | 1 | North | YES | -0.028146 | 11.2 | 0 | 112.5 | 0 | 0.99 | Wind | -1 | 0.31231 | 0 | 112.5 |  |  | 0 | 0 | -0.31231 | 0 | 0.083704 | 0.090945 |  |  |  |  | 21 | 0.0063865
1689 | VALLEY_3G | 3 | North | YES | -0.02809 | 0 | 25 | 375 |  | 1.003 | GST | -1 | 0.31226 | 375 | 375 |  |  | -10.5337 | 375 | -0.31226 | -117.0969 | 0.092477 | 0.1001 |  |  |  |  | 22 | 0.0067931
1948 | HANDLEY_4G | 4 | North | YES | -0.02809 | 348 | 150 | 435 | 0 | 1.022 | GST | -1 | 0.31226 | 435 | 435 |  |  | -12.2192 | 435 | -0.31226 | -135.8325 | 0.10265 | 0.11072 |  |  |  |  | 23 | 0.0072408
11691 | KMICHICT1_G | 1 | North | YES | -0.02809 | 144 | 80 | 144 | 0 | 1.026 | CC | -1 | 0.31226 | 144 | 144 |  |  | -4.045 | 144 | -0.31226 | -44.9652 | 0.10602 | 0.11424 |  |  |  |  | 24 | 0.0072408
11692 | KMICHICT2_G | 2 | North | YES | -0.02809 | 146 | 80 | 146 | 0 | 1.026 | CC | -1 | 0.31226 | 146 | 146 |  |  | -4.1011 | 146 | -0.31226 | -45.5897 | 0.10944 | 0.1178 |  |  |  |  | 25 | 0.0076235
11693 | KMICHIST3_G | 3 | North | YES | -0.02809 | 312 | 60 | 312 | 0 | 1.026 | CC | -1 | 0.31226 | 312 | 312 |  |  | -8.7641 | 312 | -0.31226 | -97.4247 | 0.11674 | 0.12542 |  |  |  |  | 26 | 0.0080674
11694 | KMICHICT4_G | 4 | North | YES | -0.02809 | 144 | 80 | 144 | 0 | 1.026 | CC | -1 | 0.31226 | 144 | 144 |  |  | -4.045 | 144 | -0.31226 | -44.9652 | 0.12011 | 0.12893 |  |  |  |  | 27 | 0.0082144
11695 | KMICHICT5_G | 5 | North | YES | -0.02809 | 148 | 80 | 148 | 0 | 1.026 | CC | -1 | 0.31226 | 148 | 148 |  |  | -4.1573 | 148 | -0.31226 | -46.2143 | 0.12357 | 0.13255 |  |  |  |  | 28 | 0.0083633
11696 | KMICHIST6_G | 6 | North | YES | -0.02809 | 310 | 60 | 310 | 0 | 1.026 | CC | -1 | 0.31226 | 310 | 310 |  |  | -8.7079 | 310 | -0.31226 | -96.8001 | 0.13082 | 0.14012 |  |  |  |  | 29 | 0.0086817
1678 | LAMARPWR_1G | 1 | North | YES | -0.027982 | 160 | 67.7 | 160 | 0 | 1.038 | CC | -1 | 0.31215 | 160 | 160 |  |  | -4.4771 | 160 | -0.31215 | -49.9441 | 0.13456 | 0.14402 |  |  |  |  | 30 | 0.0088287
1679 | LAMARPWR_2G | 2 | North | YES | -0.027982 | 156 | 67.7 | 156 | 0 | 1.038 | CC | -1 | 0.31215 | 156 | 156 |  |  | -4.3652 | 156 | -0.31215 | -48.6955 | 0.13821 | 0.14783 |  |  |  |  | 31 | 0.0089797
1680 | LAMARPWR_3G | 3 | North | YES | -0.027982 | 196 | 129.1 | 196 | 0 | 1.038 | CC | -1 | 0.31215 | 196 | 196 |  |  | -5.4845 | 196 | -0.31215 | -61.1815 | 0.1428 | 0.15261 |  |  |  |  | 32 | 0.009296
1681 | LAMARPWR_4G | 4 | North | YES | -0.027982 | 156 | 67.7 | 156 | 0 | 1.038 | CC | -1 | 0.31215 | 156 | 156 |  |  | -4.3652 | 156 | -0.31215 | -48.6955 | 0.14645 | 0.15642 |  |  |  |  | 33 | 0.0094579
1682 | LAMARPWR_5G | 5 | North | YES | -0.027982 | 157 | 67.7 | 157 | 0 | 1.038 | CC | -1 | 0.31215 | 157 | 157 |  |  | -4.3932 | 157 | -0.31215 | -49.0076 | 0.15012 | 0.16025 |  |  |  |  | 34 | 0.0096158
1683 | LAMARPWR_6G | 6 | North | YES | -0.027982 | 198 | 129.1 | 198 | 0 | 1.038 | CC | -1 | 0.31215 | 198 | 198 |  |  | -5.5404 | 198 | -0.31215 | -61.8058 | 0.15475 | 0.16508 |  |  |  |  | 35 | 0.0098142
1675 | PEC_1G | 1 | North | YES | -0.027915 | 76.7 | 35 | 76.7 | 0 | 1.022 | Cogen | -1 | 0.31208 | 0 | 0 |  |  | 0 | 0 | -0.31208 | 0 | 0.15475 | 0.16508 |  |  |  |  | 36 | 0.009972
1676 | PEC_2G | 2 | North | YES | -0.027915 | 79.6 | 35 | 79.6 | 0 | 1.022 | Cogen | -1 | 0.31208 | 0 | 0 |  |  | 0 | 0 | -0.31208 | 0 | 0.15475 | 0.16508 |  |  |  |  | 37 | 0.010131
1677 | PEC_3G | 3 | North | YES | -0.027915 | 88.4 | 35 | 88.4 | 0 | 1.022 | Cogen | -1 | 0.31208 | 0 | 0 |  |  | 0 | 0 | -0.31208 | 0 | 0.15475 | 0.16508 |  |  |  |  | 38 | 0.010331
1701 | MOSES_1G | 1 | North | YES | -0.027784 | 558 | 175 | 558 | 0 | 1.023 | LIGCO | -1 | 0.31195 | 0 | 558 |  |  | 0 | 0 | -0.31195 | 0 | 0.15475 | 0.16508 |  |  |  |  | 39 | 0.010331
1702 | MOSES_2G | 2 | North | YES | -0.027784 | 579 | 175 | 579 | 0 | 1.023 | LIGCO | -1 | 0.31195 | 0 | 579 |  |  | 0 | 0 | -0.31195 | 0 | 0.15475 | 0.16508 |  |  |  |  | 40 | 0.010331
1703 | MOSES_3G | 3 | North | YES | -0.027784 | 808 | 463 | 808 | 0 | 1.023 | LIGCO | -1 | 0.31195 | 0 | 808 |  |  | 0 | 0 | -0.31195 | 0 | 0.15475 | 0.16508 |  |  |  |  | 41 | 0.010331
5925 | DCEAST | EQ | North | YES | -0.027784 | 400.3 | -600 | 600 | 0 | 1.025 | DCTie | -1 | 0.31195 | 0 | 0 |  |  | 0 | 0 | -0.31195 | 0 | 0.15475 | 0.16508 |  |  |  |  | 42 | 0.010331
842 | OLINGER_G1 | 1 | North | YES | -0.027312 | 55.4 | 20 | 79 | 0 | 1.03 | GST | -1 | 0.31148 | 79 | 79 |  |  | -2.1576 | 79 | -0.31148 | -24.607 | 0.1566 | 0.16701 |  |  |  |  | 43 | 0.010331
843 | OLINGER_G2 | 1 | North | YES | -0.027312 | 76.2 | 25 | 110 | 0 | 1.03 | GST | -1 | 0.31148 | 110 | 110 |  |  | -3.0043 | 110 | -0.31148 | -34.2629 | 0.15917 | 0.16969 |  |  |  |  | 44 | 0.010331
844 | OLINGER_G3 | 1 | North | YES | -0.027312 | 103.9 | 45 | 150 | 0 | 1.03 | GST | -1 | 0.31148 | 150 | 150 |  |  | -4.0968 | 150 | -0.31148 | -46.7221 | 0.16268 | 0.17334 |  |  |  |  | 45 | 0.010331
845 | OLINGER_G4 | 1 | North | YES | -0.027312 | 51.9 | 0 | 76 | 0 | 1.03 | GGT | -1 | 0.31148 | 76 | 76 |  |  | -2.0757 | 76 | -0.31148 | -23.6725 | 0.16446 | 0.17519 |  |  |  |  | 46 | 0.010407
837 | NEWMAN_G5 | 1 | North | YES | -0.027208 | 0 | 15 | 40 |  | 1.01 | GST | -1 | 0.31138 | 40 | 40 |  |  | -1.0883 | 40 | -0.31138 | -12.4551 | 0.1654 | 0.17616 |  |  |  |  | 47 | 0.010513
948 | STEAM1 | 1 | North | YES | -0.027183 | 0 | 12 | 20 |  | 1.02 | GST | -1 | 0.31135 | 20 | 20 |  |  | -0.54366 | 20 | -0.31135 | -6.227 | 0.16586 | 0.17665 |  |  |  |  | 48 | 0.010657
949 | STEAM2 | 1 | North | YES | -0.027183 | 26 | 8 | 26 | 0 | 0.99 | GST | -1 | 0.31135 | 26 | 26 |  |  | -0.70676 | 26 | -0.31135 | -8.0951 | 0.16647 | 0.17728 |  |  |  |  | 49 | 0.01073
950 | STEAM3 | 1 | North | YES | -0.027183 | 41 | 13 | 42 | 0 | 1.02 | GST | -1 | 0.31135 | 42 | 42 |  |  | -1.1417 | 42 | -0.31135 | -13.0768 | 0.16746 | 0.17831 |  |  |  |  | 50 | 0.010768
2451 | LKHB1_G | 1 | North | YES | -0.026584 | 0 | 80 | 391 |  | 1.022 | GST | -1 | 0.31075 | 391 | 391 |  |  | -10.3943 | 391 | -0.31075 | -121.5042 | 0.1766 | 0.18781 |  |  |  |  | 51 | 0.010787
2452 | LKHB2_G | 2 | North | YES | -0.026584 | 516 | 80 | 516 | 0 | 1.022 | GST | -1 | 0.31075 | 516 | 516 |  |  | -13.7173 | 516 | -0.31075 | -160.3483 | 0.18867 | 0.20034 |  |  |  |  | 52 | 0.010811
12411 | FPLEFR1A_G | 1 | North | YES | -0.026451 | 161 | 72 | 161 | 0 | 1 | CC | -1 | 0.31062 | 161 | 161 |  |  | -4.2586 | 161 | -0.31062 | -50.0097 | 0.19244 | 0.20425 |  |  |  |  | 53 | 0.010851
12412 | FPLEFR1B_G | 2 | North | YES | -0.026451 | 164 | 72 | 164 | 0 | 1 | CC | -1 | 0.31062 | 164 | 164 |  |  | -4.338 | 164 | -0.31062 | -50.9416 | 0.19628 | 0.20824 |  |  |  |  | 54 | 0.011204
12413 | FPLEFR1C_G | 3 | North | YES | -0.026451 | 164 | 72 | 164 | 0 | 1 | CC | -1 | 0.31062 | 164 | 164 |  |  | -4.338 | 164 | -0.31062 | -50.9416 | 0.20011 | 0.21222 |  |  |  |  | 55 | 0.01167
12414 | FPLEFR1S_G | 4 | North | YES | -0.026451 | 414 | 191 | 414 | 0 | 1 | CC | -1 | 0.31062 | 414 | 414 |  |  | -10.9507 | 414 | -0.31062 | -128.5965 | 0.2098 | 0.22227 |  |  |  |  | 56 | 0.011814
12421 | FPLEFR2A_G | 1 | North | YES | -0.026451 | 162 | 72 | 162 | 0 | 1 | CC | -1 | 0.31062 | 162 | 162 |  |  | -4.2851 | 162 | -0.31062 | -50.3204 | 0.21359 | 0.22621 |  |  |  |  | 57 | 0.01196
12422 | FPLEFR2B_G | 2 | North | YES | -0.026451 | 161 | 72 | 161 | 0 | 1 | CC | -1 | 0.31062 | 161 | 161 |  |  | -4.2586 | 161 | -0.31062 | -50.0097 | 0.21736 | 0.23012 |  |  |  |  | 58 | 0.012106
12423 | FPLEFR2C_G | 3 | North | YES | -0.026451 | 163 | 72 | 163 | 0 | 1 | CC | -1 | 0.31062 | 163 | 163 |  |  | -4.3115 | 163 | -0.31062 | -50.631 | 0.22117 | 0.23408 |  |  |  |  | 59 | 0.012476
12424 | FPLEFR2S_G | 4 | North | YES | -0.026451 | 415 | 191 | 415 | 0 | 1 | CC | -1 | 0.31062 | 415 | 415 |  |  | -10.9772 | 415 | -0.31062 | -128.9071 | 0.23088 | 0.24416 |  |  |  |  | 60 | 0.01262
12440 | PARKD_1SVC8 | 1 | North | YES | -0.026378 | 0 | 0 | 0 | 0 | 1.007 | GST | -1 | 0.31055 | 0 | 0 |  |  | 0 | 0 | -0.31055 | 0 | 0.23088 | 0.24416 |  |  |  |  | 61 | 0.012764
12449 | PARKD_2SVC8 | 1 | North | YES | -0.026378 | 0 | 0 | 0 | 0 | 1.007 | GST | -1 | 0.31055 | 0 | 0 |  |  | 0 | 0 | -0.31055 | 0 | 0.23088 | 0.24416 |  |  |  |  | 62 | 0.012909
2413 | MTCK6_G | 6 | North | YES | -0.02602 | 0 | 30 | 118 |  | 1.022 | GST | -1 | 0.31019 | 118 | 118 |  |  | -3.0704 | 118 | -0.31019 | -36.6022 | 0.23364 | 0.24702 |  |  |  |  | 63 | 0.01328
2414 | MTCK7_G | 7 | North | YES | -0.02602 | 0 | 30 | 115 |  | 1.022 | GST | -1 | 0.31019 | 115 | 115 |  |  | -2.9923 | 115 | -0.31019 | -35.6717 | 0.23633 | 0.24981 |  |  |  |  | 64 | 0.01328
2417 | MTCK8_G | 8 | North | YES | -0.02602 | 444.8 | 60 | 556 | 0 | 1.022 | GSC | -1 | 0.31019 | 556 | 556 |  |  | -14.4671 | 556 | -0.31019 | -172.4648 | 0.24934 | 0.26329 |  |  |  |  | 65 | 0.01328
580 | JCKCNTY801 | 1 | North | YES | -0.025579 | 288 | 0 | 288 | 0 | 1.022 | CC | -1 | 0.30975 | 288 | 288 |  |  | -7.3668 | 288 | -0.30975 | -89.2073 | 0.25607 | 0.27027 |  |  |  |  | 66 | 0.013381
581 | JCKCNTY802 | 2 | North | YES | -0.025579 | 147 | 0 | 147 | 0 | 1.022 | CC | -1 | 0.30975 | 147 | 147 |  |  | -3.7601 | 147 | -0.30975 | -45.5329 | 0.25951 | 0.27383 |  |  |  |  | 67 | 0.01348
582 | JCKCNTY803 | 3 | North | YES | -0.025579 | 147 | 0 | 147 | 0 | 1.022 | CC | -1 | 0.30975 | 147 | 147 |  |  | -3.7601 | 147 | -0.30975 | -45.5329 | 0.26295 | 0.27739 |  |  |  |  | 68 | 0.013957
3097 | MARTLAKE_1G | 1 | North | YES | -0.024622 | 790 | 500 | 790 | 0 | 1.017 | LIGCO | -1 | 0.30879 | 0 | 790 |  |  | 0 | 0 | -0.30879 | 0 | 0.26295 | 0.27739 |  |  |  |  | 69 | 0.014194
3098 | MARTLAKE_2G | 2 | North | YES | -0.024622 | 795 | 461 | 795 | 0 | 1.017 | LIGCO | -1 | 0.30879 | 0 | 795 |  |  | 0 | 0 | -0.30879 | 0 | 0.26295 | 0.27739 |  |  |  |  | 70 | 0.014316
3099 | MARTLAKE_3G | 3 | North | YES | -0.024622 | 804 | 500 | 804 | 0 | 1.017 | LIGCO | -1 | 0.30879 | 0 | 804 |  |  | 0 | 0 | -0.30879 | 0 | 0.26295 | 0.27739 |  |  |  |  | 71 | 0.014437
13116 | TGATEWAY_1G | 1 | North | YES | -0.024375 | 151 | 30 | 151 | 0 | 1.0232 | CC | -1 | 0.30854 | 151 | 151 |  |  | -3.6806 | 151 | -0.30854 | -46.5901 | 0.26648 | 0.28103 |  |  |  |  | 72 | 0.014437
13117 | TGATEWAY_2G | 2 | North | YES | -0.024375 | 130 | 30 | 130 | 0 | 1.0232 | CC | -1 | 0.30854 | 130 | 130 |  |  | -3.1688 | 130 | -0.30854 | -40.1107 | 0.26952 | 0.28417 |  |  |  |  | 73 | 0.014437
13118 | TGATEWAY_3G | 3 | North | YES | -0.024375 | 148 | 30 | 148 | 0 | 1.0232 | CC | -1 | 0.30854 | 148 | 148 |  |  | -3.6075 | 148 | -0.30854 | -45.6644 | 0.27299 | 0.28774 |  |  |  |  | 74 | 0.014437
13119 | TGATEWAY_4G | 4 | North | YES | -0.024375 | 399 | 65 | 399 | 0 | 1.0232 | CC | -1 | 0.30854 | 399 | 399 |  |  | -9.7256 | 399 | -0.30854 | -123.1089 | 0.28232 | 0.29736 |  |  |  |  | 75 | 0.014547
1941 | MDLTHELP_1G | 1 | North | YES | -0.024265 | 216.4 | 74 | 216.4 | 0 | 1 | CC | -1 | 0.30843 | 216.4 | 216.4 |  |  | -5.2509 | 216.4 | -0.30843 | -66.745 | 0.28738 | 0.30258 |  |  |  |  | 76 | 0.014642
1942 | MDLTHELP_2G | 2 | North | YES | -0.024265 | 216.1 | 74 | 216.1 | 0 | 1 | CC | -1 | 0.30843 | 216.1 | 216.1 |  |  | -5.2437 | 216.1 | -0.30843 | -66.6525 | 0.29244 | 0.30779 |  |  |  |  | 77 | 0.01475
3348 | CHAMPION_1G | MB | North | YES | -0.024163 | 0 | 42 | 42 |  | 1 | Cogen | -1 | 0.30833 | 0 | 0 |  |  | 0 | 0 | -0.30833 | 0 | 0.29244 | 0.30779 |  |  |  |  | 78 | 0.015041
3309 | ASPN_G | 1 | North | YES | -0.02414 | 50 | 0 | 50 |  | 1 | Bio | -1 | 0.30831 | 50 | 50 |  |  | -1.207 | 50 | -0.30831 | -15.4154 | 0.29361 | 0.309 |  |  |  |  | 79 | 0.015197
3107 | STRYKER_1G | 1 | North | YES | -0.024095 | 145.6 | 45 | 182 | 0 | 1.029 | GST | -1 | 0.30826 | 182 | 182 |  |  | -4.3853 | 182 | -0.30826 | -56.104 | 0.29787 | 0.31338 |  |  |  |  | 80 | 0.015353
3108 | STRYKER_2G | 2 | North | YES | -0.024095 | 484 | 75 | 484 | 0 | 1.029 | GST | -1 | 0.30826 | 484 | 484 |  |  | -11.662 | 484 | -0.30826 | -149.1995 | 0.30919 | 0.32505 |  |  |  |  | 81 | 0.015353
12322 | ENNSTRAC_1G | 1 | North | YES | -0.023553 | 196 | 130 | 196 | 0 | 1.036 | CC | -1 | 0.30772 | 196 | 196 |  |  | -4.6164 | 196 | -0.30772 | -60.3134 | 0.31377 | 0.32977 |  |  |  |  | 82 | 0.015389
12323 | ENNSTRAC_2G | 2 | North | YES | -0.023553 | 116 | 100 | 116 | 0 | 1.036 | CC | -1 | 0.30772 | 116 | 116 |  |  | -2.7321 | 116 | -0.30772 | -35.6957 | 0.31649 | 0.33256 |  |  |  |  | 83 | 0.015518
1937 | MDLTHELP_5G | 5 | North | YES | -0.023201 | 224 | 74 | 224 | 0 | 1 | CC | -1 | 0.30737 | 224 | 224 |  |  | -5.197 | 224 | -0.30737 | -68.8508 | 0.32173 | 0.33794 |  |  |  |  | 84 | 0.01586
1938 | MDLTHELP_6G | 6 | North | YES | -0.023201 | 226 | 74 | 226 | 0 | 1 | CC | -1 | 0.30737 | 226 | 226 |  |  | -5.2434 | 226 | -0.30737 | -69.4655 | 0.32702 | 0.34337 |  |  |  |  | 85 | 0.015991
1943 | MDLTHELP_3G | 3 | North | YES | -0.023201 | 212 | 74 | 212 | 0 | 1 | CC | -1 | 0.30737 | 212 | 212 |  |  | -4.9186 | 212 | -0.30737 | -65.1623 | 0.33197 | 0.34847 |  |  |  |  | 86 | 0.016068
1944 | MDLTHELP_4G | 4 | North | YES | -0.023201 | 211 | 74 | 211 | 0 | 1 | CC | -1 | 0.30737 | 211 | 211 |  |  | -4.8954 | 211 | -0.30737 | -64.855 | 0.33691 | 0.35354 |  |  |  |  | 87 | 0.016211
3126 | TRINIDAD_6G | 1 | North | YES | -0.02313 | 179.2 | 46 | 224 | 0 | 1 | GST | -1 | 0.3073 | 224 | 224 |  |  | -5.1811 | 224 | -0.3073 | -68.8349 | 0.34215 | 0.35892 |  |  |  |  | 88 | 0.016355
1600 | BARTNWND_1G | 1 | North | YES | -0.022508 | 12 | 0 | 120 | 0 | 1.022 | Wind | -1 | 0.30668 | 0 | 120 |  |  | 0 | 0 | -0.30668 | 0 | 0.34215 | 0.35892 |  |  |  |  | 89 | 0.01649
1889 | DECRDOVA_1G | 1 | North | YES | -0.022208 | 779 | 255 | 779 | 0 | 1.02 | GSC | -1 | 0.30638 | 779 | 779 |  |  | -17.3 | 779 | -0.30638 | -238.6673 | 0.36038 | 0.37758 |  |  |  |  | 90 | 0.016625
13134 | CALFREST_4G | 4 | North | YES | -0.022057 | 151.5 | 40 | 151.5 | 0 | 1.031 | CC | -1 | 0.30623 | 151.5 | 151.5 |  |  | -3.3416 | 151.5 | -0.30623 | -46.3932 | 0.36392 | 0.38121 |  |  |  |  | 91 | 0.016767
13135 | CALFREST_5G | 5 | North | YES | -0.022057 | 152.3 | 57 | 152.3 | 0 | 1.031 | CC | -1 | 0.30623 | 152.3 | 152.3 |  |  | -3.3593 | 152.3 | -0.30623 | -46.6381 | 0.36748 | 0.38485 |  |  |  |  | 92 | 0.016767
13136 | CALFREST_6G | 6 | North | YES | -0.022057 | 177.5 | 40 | 177.5 | 0 | 1.031 | CC | -1 | 0.30623 | 177.5 | 177.5 |  |  | -3.9151 | 177.5 | -0.30623 | -54.355 | 0.37164 | 0.3891 |  |  |  |  | 93 | 0.017204
13131 | CALFREST_1G | 1 | North | YES | -0.021967 | 150.7 | 40 | 150.7 | 0 | 1.031 | CC | -1 | 0.30614 | 150.7 | 150.7 |  |  | -3.3104 | 150.7 | -0.30614 | -46.1346 | 0.37516 | 0.39271 |  |  |  |  | 94 | 0.017287
13132 | CALFREST_2G | 2 | North | YES | -0.021967 | 151 | 57 | 151 | 0 | 1.031 | CC | -1 | 0.30614 | 151 | 151 |  |  | -3.317 | 151 | -0.30614 | -46.2265 | 0.37869 | 0.39632 |  |  |  |  | 95 | 0.01737
13133 | CALFREST_3G | 3 | North | YES | -0.021967 | 177.4 | 40 | 177.4 | 0 | 1.031 | CC | -1 | 0.30614 | 177.4 | 177.4 |  |  | -3.8969 | 177.4 | -0.30614 | -54.3084 | 0.38284 | 0.40057 |  |  |  |  | 96 | 0.017468
3381 | BBRN_1G | 1 | North | YES | -0.021557 | 618 | 225 | 618 | 0 | 1.03 | LIGCO | -1 | 0.30573 | 0 | 618 |  |  | 0 | 0 | -0.30573 | 0 | 0.38284 | 0.40057 |  |  |  |  | 97 | 0.017549
3382 | BBRN_2G | 2 | North | YES | -0.021557 | 589 | 225 | 589 | 0 | 1.03 | LIGCO | -1 | 0.30573 | 0 | 589 |  |  | 0 | 0 | -0.30573 | 0 | 0.38284 | 0.40057 |  |  |  |  | 98 | 0.017631
503 | NTHTEXAS01 | 1 | North | YES | -0.020366 | 0 | 5 | 18 |  | 1.015 | GST | -1 | 0.30453 | 18 | 18 |  |  | -0.36659 | 18 | -0.30453 | -5.4816 | 0.38326 | 0.401 |  |  |  |  | 99 | 0.017727
504 | NTHTEXAS02 | 2 | North | YES | -0.020366 | 14.4 | 5 | 18 |  | 1.015 | GST | -1 | 0.30453 | 18 | 18 |  |  | -0.36659 | 18 | -0.30453 | -5.4816 | 0.38369 | 0.40143 |  |  |  |  | 100 | 0.017727
505 | NTHTEXAS03 | 3 | North | YES | -0.020366 | 30.4 | 15 | 38 |  | 1.015 | GST | -1 | 0.30453 | 38 | 38 |  |  | -0.77391 | 38 | -0.30453 | -11.5723 | 0.38457 | 0.40233 |  |  |  |  | 101 | 0.017727
48721 | LEG_1___1 | 1 | North | YES | -0.019039 | 827 | 357 | 827 | 0 | 1.0348 | LIGCO | -1 | 0.30321 | 0 | 827 |  |  | 0 | 0 | -0.30321 | 0 | 0.38457 | 0.40233 |  |  |  |  | 102 | 0.017735
48722 | LEG_2___2 | 2 | North | YES | -0.019039 | 819 | 357 | 819 | 0 | 1.0348 | LIGCO | -1 | 0.30321 | 0 | 819 |  |  | 0 | 0 | -0.30321 | 0 | 0.38457 | 0.40233 |  |  |  |  | 103 | 0.017742
39960 | TNTNPONE_18 | 1 | North | YES | -0.018134 | 152.3 | 30 | 152.3 |  | 1.04 | LIGCO | -1 | 0.3023 | 0 | 152.3 |  |  | 0 | 0 | -0.3023 | 0 | 0.38457 | 0.40233 |  |  |  |  | 104 | 0.017758
39970 | TNTNPONE_28 | 1 | North | YES | -0.018134 | 153 | 30 | 153 |  | 1.04 | LIGCO | -1 | 0.3023 | 0 | 153 |  |  | 0 | 0 | -0.3023 | 0 | 0.38457 | 0.40233 |  |  |  |  | 105 | 0.017758
1892 | DECRDOVA_2G | A | North | YES | -0.017895 | 65 | 65 | 70 | 0 | 1.025 | GGT | -1 | 0.30206 | 70 | 70 |  |  | -1.2527 | 70 | -0.30206 | -21.1444 | 0.38621 | 0.40399 |  |  |  |  | 106 | 0.017758
1893 | DECRDOVA_3G | B | North | YES | -0.017895 | 65 | 65 | 69 | 0 | 1.025 | GGT | -1 | 0.30206 | 69 | 69 |  |  | -1.2348 | 69 | -0.30206 | -20.8424 | 0.38783 | 0.40562 |  |  |  |  | 107 | 0.017758
1894 | DECRDOVA_4G | C | North | YES | -0.017895 | 65 | 65 | 69 | 0 | 1.025 | GGT | -1 | 0.30206 | 69 | 69 |  |  | -1.2348 | 69 | -0.30206 | -20.8424 | 0.38944 | 0.40724 |  |  |  |  | 108 | 0.017758
1895 | DECRDOVA_5G | D | North | YES | -0.017895 | 65 | 65 | 68 | 0 | 1.025 | GGT | -1 | 0.30206 | 68 | 68 |  |  | -1.2169 | 68 | -0.30206 | -20.5403 | 0.39103 | 0.40885 |  |  |  |  | 109 | 0.017774
366 | JNSNCNTY802 | 1 | North | YES | -0.017846 | 168 | 20 | 168 | 0 | 1.02 | Cogen | -1 | 0.30201 | 0 | 0 |  |  | 0 | 0 | -0.30201 | 0 | 0.39103 | 0.40885 |  |  |  |  | 110 | 0.017789
367 | JNSNCNTY802 | 2 | North | YES | -0.017846 | 90 | 20 | 90 | 0 | 1.02 | Cogen | -1 | 0.30201 | 0 | 0 |  |  | 0 | 0 | -0.30201 | 0 | 0.39103 | 0.40885 |  |  |  |  | 111 | 0.017804
1479 | WFCOGEN_1G | 1 | North | YES | -0.017032 | 16 | 12 | 20 | 0 | 1 | Cogen | -1 | 0.3012 | 0 | 0 |  |  | 0 | 0 | -0.3012 | 0 | 0.39103 | 0.40885 |  |  |  |  | 112 | 0.01782
1479 | WFCOGEN_1G | 2 | North | YES | -0.017032 | 16 | 12 | 20 | 0 | 1 | Cogen | -1 | 0.3012 | 0 | 0 |  |  | 0 | 0 | -0.3012 | 0 | 0.39103 | 0.40885 |  |  |  |  | 113 | 0.01782
1482 | WFCOGEN_2G | 2 | North | YES | -0.017032 | 13.6 | 12 | 17 | 0 | 1 | Cogen | -1 | 0.3012 | 0 | 0 |  |  | 0 | 0 | -0.3012 | 0 | 0.39103 | 0.40885 |  |  |  |  | 114 | 0.01782
1482 | WFCOGEN_2G | 1 | North | YES | -0.017032 | 16 | 12 | 20 | 0 | 1 | Cogen | -1 | 0.3012 | 0 | 0 |  |  | 0 | 0 | -0.3012 | 0 | 0.39103 | 0.40885 |  |  |  |  | 115 | 0.01782
1877 | WLFHOLW_1G | 1 | North | YES | -0.01625 | 217.3 | 89.2 | 217.3 | 0 | 1.032 | CC | -1 | 0.30042 | 217.3 | 217.3 |  |  | -3.5311 | 217.3 | -0.30042 | -65.2809 | 0.39611 | 0.41395 |  |  |  |  | 116 | 0.01782
1878 | WLFHOLW_2G | 2 | North | YES | -0.01625 | 215.7 | 105 | 215.7 | 0 | 1.032 | CC | -1 | 0.30042 | 215.7 | 215.7 |  |  | -3.5051 | 215.7 | -0.30042 | -64.8003 | 0.40116 | 0.41902 |  |  |  |  | 117 | 0.01782
1879 | WLFHOLW_3G | 3 | North | YES | -0.01625 | 272.4 | 89.2 | 272.4 | 0 | 1.032 | CC | -1 | 0.30042 | 272.4 | 272.4 |  |  | -4.4265 | 272.4 | -0.30042 | -81.834 | 0.40753 | 0.42542 |  |  |  |  | 118 | 0.01782
3403 | THOUSE_1G | 1 | North | YES | -0.015968 | 563 | 200 | 563 | 0 | 1.012 | GSC | -1 | 0.30014 | 563 | 563 |  |  | -8.99 | 563 | -0.30014 | -168.9769 | 0.4207 | 0.43863 |  |  |  |  | 119 | 0.01784
3404 | THOUSE_2G | 2 | North | YES | -0.015968 | 807 | 250 | 807 | 0 | 1.012 | GSC | -1 | 0.30014 | 807 | 807 |  |  | -12.8862 | 807 | -0.30014 | -242.2102 | 0.43958 | 0.45757 |  |  |  |  | 120 | 0.017861
990 | GIBN_CREK_G1 | 1 | North | YES | -0.015875 | 463 | 200 | 463 | 0 | 1.0275 | LIGCO | -1 | 0.30004 | 0 | 463 |  |  | 0 | 0 | -0.30004 | 0 | 0.43958 | 0.45757 |  |  |  |  | 121 | 0.017886
32798 | BRYN_TAMUGEN | 1 | North | YES | -0.01584 | 32 | 0 | 32 |  | 1.02 | GST | -1 | 0.30001 | 32 | 32 |  |  | -0.50688 | 32 | -0.30001 | -9.6003 | 0.44033 | 0.45832 |  |  |  |  | 122 | 0.017927
32886 | BRYN_ATKINS3 | MB | North | YES | -0.015816 | 0 | 5 | 12 |  | 1 | GST | -1 | 0.29998 | 0 | 0 |  |  | 0 | 0 | -0.29998 | 0 | 0.44033 | 0.45832 |  |  |  |  | 123 | 0.017986
32887 | BRYN_ATKINS6 | MB | North | YES | -0.015816 | 0 | 12 | 51 |  | 1.028 | GST | -1 | 0.29998 | 0 | 0 |  |  | 0 | 0 | -0.29998 | 0 | 0.44033 | 0.45832 |  |  |  |  | 124 | 0.017986
32888 | BRYN_ATKINS7 | 1 | North | YES | -0.015816 | 13.6 | 4 | 17 |  | 1.028 | GGT | -1 | 0.29998 | 17 | 17 |  |  | -0.26887 | 17 | -0.29998 | -5.0997 | 0.44073 | 0.45872 |  |  |  |  | 125 | 0.017988
32890 | BRYN_ATKINS4 | MB | North | YES | -0.015816 | 0 | 5 | 22 |  | 1.031 | GST | -1 | 0.29998 | 0 | 0 |  |  | 0 | 0 | -0.29998 | 0 | 0.44073 | 0.45872 |  |  |  |  | 126 | 0.017988
32891 | BRYN_ATKINS5 | MB | North | YES | -0.015816 | 0 | 5 | 25 |  | 1.031 | GST | -1 | 0.29998 | 0 | 0 |  |  | 0 | 0 | -0.29998 | 0 | 0.44073 | 0.45872 |  |  |  |  | 127 | 0.017988
32883 | BRYN_DNSBY3 | 1 | North | YES | -0.015754 | 0 | 2 | 48 |  | 1.015 | GST | -1 | 0.29992 | 48 | 48 |  |  | -0.75619 | 48 | -0.29992 | -14.3963 | 0.44185 | 0.45984 |  |  |  |  | 128 | 0.017989
32884 | BRYN_DNSBY13 | 1 | North | YES | -0.015754 | 46 | 2 | 46 | 0 | 1.015 | GST | -1 | 0.29992 | 46 | 46 |  |  | -0.72468 | 46 | -0.29992 | -13.7964 | 0.44293 | 0.46092 |  |  |  |  | 129 | 0.017989
32892 | BRYN_DNSBY14 | 1 | North | YES | -0.015754 | 84 | 25 | 105 | 0 | 1.035 | GST | -1 | 0.29992 | 105 | 105 |  |  | -1.6542 | 105 | -0.29992 | -31.4919 | 0.44539 | 0.46339 |  |  |  |  | 130 | 0.017989
48671 | FTR_GT1_5105 | 1 | North | YES | -0.015178 | 154.2 | 0 | 154.2 | 0 | 1.0319 | CC | -1 | 0.29935 | 154.2 | 154.2 |  |  | -2.3404 | 154.2 | -0.29935 | -46.1592 | 0.44899 | 0.46699 |  |  |  |  | 131 | 0.017992
48672 | FTR_GT2_5110 | 2 | North | YES | -0.015178 | 159 | 0 | 159 | 0 | 1.0319 | CC | -1 | 0.29935 | 159 | 159 |  |  | -2.4133 | 159 | -0.29935 | -47.5961 | 0.45271 | 0.47072 |  |  |  |  | 132 | 0.017994
48673 | FTR_GT3_5085 | 3 | North | YES | -0.015178 | 158 | 0 | 158 | 0 | 1.0319 | CC | -1 | 0.29935 | 158 | 158 |  |  | -2.3981 | 158 | -0.29935 | -47.2968 | 0.45641 | 0.47441 |  |  |  |  | 133 | 0.018
48674 | FTR_CN4_5095 | 4 | North | YES | -0.015178 | 380 | 0 | 380 | 0 | 1.0319 | CC | -1 | 0.29935 | 380 | 380 |  |  | -5.7676 | 380 | -0.29935 | -113.7517 | 0.4653 | 0.48331 |  |  |  |  | 134 | 0.018002
3416 | LAKE_CRK1_G | 1 | North | YES | -0.014998 | 60 | 33 | 75 |  | 1.029 | GST | -1 | 0.29917 | 75 | 75 |  |  | -1.1248 | 75 | -0.29917 | -22.4375 | 0.46705 | 0.48506 |  |  |  |  | 135 | 0.018004
3417 | LAKE_CRK2_G | 2 | North | YES | -0.014998 | 177.6 | 40 | 222 | 0 | 1.029 | GST | -1 | 0.29917 | 222 | 222 |  |  | -3.3296 | 222 | -0.29917 | -66.415 | 0.47225 | 0.49025 |  |  |  |  | 136 | 0.018005
1898 | COMCHEPK_1G | 1 | North | YES | -0.01467 | 1217 | 1150 | 1217 | 0 | 1.032 | Nuc | -1 | 0.29884 | 0 | 0 |  |  | 0 | 0 | -0.29884 | 0 | 0.47225 | 0.49025 |  |  |  |  | 137 | 0.018009
1899 | COMCHEPK_2G | 2 | North | YES | -0.01467 | 1159 | 1128 | 1159 | 0 | 1.032 | Nuc | -1 | 0.29884 | 0 | 0 |  |  | 0 | 0 | -0.29884 | 0 | 0.47225 | 0.49025 |  |  |  |  | 138 | 0.018009
238 | BOSQUESW505 | 1 | North | YES | -0.014617 | 255 | 0 | 255 | 0 | 1.02 | CC | -1 | 0.29879 | 255 | 255 |  |  | -3.7273 | 255 | -0.29879 | -76.1903 | 0.47821 | 0.49621 |  |  |  |  | 139 | 0.018008
239 | BOSQUESW502 | 1 | North | YES | -0.014617 | 119.2 | 0 | 149 | 0 | 1.02 | GGT | -1 | 0.29879 | 149 | 149 |  |  | -2.1779 | 149 | -0.29879 | -44.519 | 0.4817 | 0.49969 |  |  |  |  | 140 | 0.018008
247 | BOSQUESW501 | 2 | North | YES | -0.014617 | 124.8 | 0 | 156 | 0 | 1.02 | GGT | -1 | 0.29879 | 156 | 156 |  |  | -2.2803 | 156 | -0.29879 | -46.6105 | 0.48535 | 0.50334 |  |  |  |  | 141 | 0.018008
244 | WHITNYDM01 | 1 | North | YES | -0.013252 | 15 | 0 | 15 | 0 | 1.035 | Hydro | -1 | 0.29742 | 0 | 0 |  |  | 0 | 0 | -0.29742 | 0 | 0.48535 | 0.50334 |  |  |  |  | 142 | 0.018
245 | WHITNYDM02 | 2 | North | YES | -0.013252 | 15 | 0 | 15 | 0 | 1.035 | Hydro | -1 | 0.29742 | 0 | 0 |  |  | 0 | 0 | -0.29742 | 0 | 0.48535 | 0.50334 |  |  |  |  | 143 | 0.017995
344 | MRSSHPRD | 1 | North | YES | -0.012807 | 0 | 0 | 12 |  | 1.03 | Hydro | -1 | 0.29698 | 0 | 0 |  |  | 0 | 0 | -0.29698 | 0 | 0.48535 | 0.50334 |  |  |  |  | 144 | 0.01799
345 | MRSSHPRD01 | 2 | North | YES | -0.012807 | 0 | 0 | 12 |  | 1.03 | Hydro | -1 | 0.29698 | 0 | 0 |  |  | 0 | 0 | -0.29698 | 0 | 0.48535 | 0.50334 |  |  |  |  | 145 | 0.01799
251 | BOSQUESW803 | 2 | North | YES | -0.012643 | 150 | 0 | 150 | 0 | 1.032 | CC | -1 | 0.29681 | 150 | 150 |  |  | -1.8964 | 150 | -0.29681 | -44.5217 | 0.48886 | 0.50682 |  |  |  |  | 146 | 0.01799
253 | BOSQUESW804 | 2 | North | YES | -0.012643 | 80 | 0 | 80 | 0 | 1.032 | CC | -1 | 0.29681 | 80 | 80 |  |  | -1.0114 | 80 | -0.29681 | -23.7449 | 0.49073 | 0.50867 |  |  |  |  | 147 | 0.01799
48591 | CHE_GT2_5030 | 2 | Houston | YES | -0.011823 | 173 | 50 | 173 | 0 | 1.029 | Cogen | -1 | 0.29599 | 0 | 0 |  |  |  |  | -0.29599 | 0 | 0.49073 | 0.50867 |  |  |  |  | 148 | 0.01799
48811 | CVC_GT3_5045 | 3 | Houston | YES | -0.011823 | 156 | 91.8 | 156 | 0 | 1.029 | Cogen | -1 | 0.29599 | 0 | 0 |  |  |  |  | -0.29599 | 0 | 0.49073 | 0.50867 |  |  |  |  | 149 | 0.017962
48812 | CVC_GT2_5020 | 2 | Houston | YES | -0.011823 | 158 | 91.8 | 158 | 0 | 1.029 | Cogen | -1 | 0.29599 | 0 | 0 |  |  |  |  | -0.29599 | 0 | 0.49073 | 0.50867 |  |  |  |  | 150 | 0.017947
48813 | CVC_GT1_5035 | 1 | Houston | YES | -0.011823 | 160 | 91.8 | 160 | 0 | 1.029 | Cogen | -1 | 0.29599 | 0 | 0 |  |  |  |  | -0.29599 | 0 | 0.49073 | 0.50867 |  |  |  |  | 151 | 0.017947
48814 | CVC_ST5_5040 | 1 | Houston | YES | -0.011823 | 162 | 91.8 | 162 | 0 | 1.029 | Cogen | -1 | 0.29599 | 0 | 0 |  |  |  |  | -0.29599 | 0 | 0.49073 | 0.50867 |  |  |  |  | 152 | 0.017947
48885 | THW_5152 | B | Houston | YES | -0.01145 | 47.2 | 5 | 59 |  | 1.0319 | GGT | -1 | 0.29562 | 59 | 59 |  |  |  |  | -0.29562 | -17.4415 | 0.49211 | 0.51004 |  |  |  |  | 153 | 0.017947
48885 | THW_5152 | A | Houston | YES | -0.01145 | 46.4 | 5 | 58 |  | 1.0319 | GGT | -1 | 0.29562 | 58 | 58 |  |  |  |  | -0.29562 | -17.1459 | 0.49346 | 0.51138 |  |  |  |  | 154 | 0.017947
48886 | THW_5354 | D | Houston | YES | -0.01145 | 46.4 | 5 | 58 |  | 1.0319 | GGT | -1 | 0.29562 | 58 | 58 |  |  |  |  | -0.29562 | -17.1459 | 0.49482 | 0.51272 |  |  |  |  | 155 | 0.017947
48886 | THW_5354 | C | Houston | YES | -0.01145 | 45.6 | 5 | 57 |  | 1.0319 | GGT | -1 | 0.29562 | 57 | 57 |  |  |  |  | -0.29562 | -16.8503 | 0.49616 | 0.51404 |  |  |  |  | 156 | 0.01793
48887 | THW_5556 | E | Houston | YES | -0.01145 | 47.2 | 5 | 59 |  | 1.0319 | GGT | -1 | 0.29562 | 59 | 59 |  |  |  |  | -0.29562 | -17.4415 | 0.49754 | 0.5154 |  |  |  |  | 157 | 0.017914
48887 | THW_5556 | F | Houston | YES | -0.01145 | 45.6 | 5 | 57 |  | 1.0319 | GGT | -1 | 0.29562 | 57 | 57 |  |  |  |  | -0.29562 | -16.8503 | 0.49887 | 0.51672 |  |  |  |  | 158 | 0.017898
48690 | GBY_GN5_5 | 5 | Houston | YES | -0.01142 | 318.4 | 81 | 398 |  | 1.0362 | GSC | -1 | 0.29559 | 398 | 398 |  |  |  |  | -0.29559 | -117.6442 | 0.50818 | 0.52592 |  |  |  |  | 159 | 0.017882
48595 | BTE_GT2_8075 | 1 | Houston | YES | -0.011394 | 162.8 | 130 | 162.8 | 0 | 1.0261 | CC | -1 | 0.29556 | 162.8 | 162.8 |  |  |  |  | -0.29556 | -48.1176 | 0.51199 | 0.52968 |  |  |  |  | 160 | 0.017865
48596 | BTE_GT3_8045 | 2 | Houston | YES | -0.011394 | 161.4 | 130 | 161.4 | 0 | 1.0261 | CC | -1 | 0.29556 | 161.4 | 161.4 |  |  |  |  | -0.29556 | -47.7038 | 0.51576 | 0.53341 |  |  |  |  | 161 | 0.017849
48597 | BTE_GT4_8055 | 3 | Houston | YES | -0.011394 | 158.9 | 130 | 158.9 | 0 | 1.0261 | CC | -1 | 0.29556 | 158.9 | 158.9 |  |  |  |  | -0.29556 | -46.9649 | 0.51948 | 0.53708 |  |  |  |  | 162 | 0.017737
48598 | BTE_ST1_8070 | 4 | Houston | YES | -0.011394 | 269.2 | 60 | 269.2 | 0 | 1.0261 | CC | -1 | 0.29556 | 269.2 | 269.2 |  |  |  |  | -0.29556 | -79.5654 | 0.52578 | 0.5433 |  |  |  |  | 163 | 0.01769
48583 | CBY_GT4_1 | 1 | Houston | YES | -0.011331 | 172 | 0 | 172 | 0 | 1.027 | GSC | -1 | 0.2955 | 172 | 172 |  |  |  |  | -0.2955 | -50.8259 | 0.5298 | 0.54728 |  |  |  |  | 164 | 0.017644
48584 | CBY_GT4_2 | 2 | Houston | YES | -0.011331 | 172 | 0 | 172 | 0 | 1.027 | CC | -1 | 0.2955 | 172 | 172 |  |  |  |  | -0.2955 | -50.8259 | 0.53383 | 0.55125 |  |  |  |  | 165 | 0.017599
48585 | CBY_ST4_1 | 3 | Houston | YES | -0.011331 | 172 | 0 | 172 | 0 | 1.027 | CC | -1 | 0.2955 | 172 | 172 |  |  |  |  | -0.2955 | -50.8259 | 0.53785 | 0.55522 |  |  |  |  | 166 | 0.017522
48815 | CVC_GT4_8005 | 4 | Houston | YES | -0.011326 | 165 | 91.8 | 165 |  | 1.0362 | Cogen | -1 | 0.29549 | 0 | 0 |  |  |  |  | -0.29549 | 0 | 0.53785 | 0.55522 |  |  |  |  | 167 | 0.017472
48791 | PSA_GT1_8160 | 1 | Houston | YES | -0.011306 | 52 | 20.8 | 65 | 0 | 1.0362 | Cogen | -1 | 0.29547 | 0 | 0 |  |  |  |  | -0.29547 | 0 | 0.53785 | 0.55522 |  |  |  |  | 168 | 0.017423
48792 | PSA_GT2_8155 | 2 | Houston | YES | -0.011306 | 52.8 | 20.3 | 66 | 0 | 1.0362 | Cogen | -1 | 0.29547 | 0 | 0 |  |  |  |  | -0.29547 | 0 | 0.53785 | 0.55522 |  |  |  |  | 169 | 0.017373
48793 | PSA_GT3_8150 | 3 | Houston | YES | -0.011306 | 56 | 20.3 | 70 | 0 | 1.0362 | Cogen | -1 | 0.29547 | 0 | 0 |  |  |  |  | -0.29547 | 0 | 0.53785 | 0.55522 |  |  |  |  | 170 | 0.017373
48794 | PSA_GT4_8145 | 4 | Houston | YES | -0.011306 | 52.8 | 20.3 | 66 | 0 | 1.0362 | Cogen | -1 | 0.29547 | 0 | 0 |  |  |  |  | -0.29547 | 0 | 0.53785 | 0.55522 |  |  |  |  | 171 | 0.017373
48795 | PSA_GT5_8140 | 5 | Houston | YES | -0.011306 | 51.2 | 20.3 | 64 | 0 | 1.0362 | Cogen | -1 | 0.29547 | 0 | 0 |  |  |  |  | -0.29547 | 0 | 0.53785 | 0.55522 |  |  |  |  | 172 | 0.017373
48796 | PSA_GN1_8165 | 1 | Houston | YES | -0.011306 | 83.2 | 43.1 | 104 | 0 | 1.0362 | Cogen | -1 | 0.29547 | 0 | 0 |  |  |  |  | -0.29547 | 0 | 0.53785 | 0.55522 |  |  |  |  | 173 | 0.017373
48797 | PSA_GT6_8135 | 6 | Houston | YES | -0.011306 | 47.2 | 34.5 | 59 | 0 | 1.0362 | Cogen | -1 | 0.29547 | 0 | 0 |  |  |  |  | -0.29547 | 0 | 0.53785 | 0.55522 |  |  |  |  | 174 | 0.017373
48581 | CBY_GN1_1 | 1 | Houston | YES | -0.011301 | 595.2 | 108 | 744 | 0 | 1.0435 | GSC | -1 | 0.29547 | 744 | 744 |  |  |  |  | -0.29547 | -219.8293 | 0.55526 | 0.57241 |  |  |  |  | 175 | 0.017373
48940 | WARVUE_GT1 | G1 | Houston | YES | -0.011301 | 15 | 0 | 15 |  | 1.021 | Cogen | -1 | 0.29547 | 0 | 0 |  |  |  |  | -0.29547 | 0 | 0.55526 | 0.57241 |  |  |  |  | 176 | 0.017373
48651 | EP_1_2 | 1 | Houston | YES | -0.0113 | 4 | 0 | 5 | 0 | 1.0362 | Cogen | -1 | 0.29547 | 0 | 0 |  |  |  |  | -0.29547 | 0 | 0.55526 | 0.57241 |  |  |  |  | 177 | 0.017373
48651 | EP_1_2 | 2 | Houston | YES | -0.0113 | 17.7 | 10 | 21 | 0 | 1.0362 | Cogen | -1 | 0.29547 | 0 | 0 |  |  |  |  | -0.29547 | 0 | 0.55526 | 0.57241 |  |  |  |  | 178 | 0.017155
48883 | THW_GT1_GT_1 | B2 | Houston | YES | -0.011267 | 0 | 0 | 12 |  | 1.043 | GGT | -1 | 0.29544 | 12 | 12 |  |  |  |  | -0.29544 | -3.5452 | 0.55554 | 0.57269 |  |  |  |  | 179 | 0.017155
49803 | EXN_15GT | 1 | Houston | YES | -0.011263 | 33 | 8.3 | 34 |  | 1.0326 | Cogen | -1 | 0.29543 | 0 | 0 |  |  |  |  | -0.29543 | 0 | 0.55554 | 0.57269 |  |  |  |  | 180 | 0.017155
49804 | EXN_16GT | 2 | Houston | YES | -0.011263 | 32 | 8.3 | 34.7 |  | 1.0326 | Cogen | -1 | 0.29543 | 0 | 0 |  |  |  |  | -0.29543 | 0 | 0.55554 | 0.57269 |  |  |  |  | 181 | 0.017155
49805 | EXN_17GT | 3 | Houston | YES | -0.011263 | 31 | 8.3 | 32.7 |  | 1.0326 | Cogen | -1 | 0.29543 | 0 | 0 |  |  |  |  | -0.29543 | 0 | 0.55554 | 0.57269 |  |  |  |  | 182 | 0.017152
49826 | EXN938GT | 5 | Houston | YES | -0.011263 | 43 | 9.2 | 45.9 |  | 1.0326 | Cogen | -1 | 0.29543 | 0 | 0 |  |  |  |  | -0.29543 | 0 | 0.55554 | 0.57269 |  |  |  |  | 183 | 0.017152
49828 | EXN941GT | 10 | Houston | YES | -0.011263 | 17.7 | 5.4 | 17.7 | 0 | 1.0326 | Cogen | -1 | 0.29543 | 0 | 0 |  |  |  |  | -0.29543 | 0 | 0.55554 | 0.57269 |  |  |  |  | 184 | 0.017152
49829 | EXN942GT | 11 | Houston | YES | -0.011263 | 20 | 5.4 | 20.4 | 0 | 1.0326 | Cogen | -1 | 0.29543 | 0 | 0 |  |  |  |  | -0.29543 | 0 | 0.55554 | 0.57269 |  |  |  |  | 185 | 0.017152
49830 | EXN943GT | 12 | Houston | YES | -0.011263 | 19 | 5.4 | 19.9 | 0 | 1.0326 | Cogen | -1 | 0.29543 | 0 | 0 |  |  |  |  | -0.29543 | 0 | 0.55554 | 0.57269 |  |  |  |  | 186 | 0.017152
49831 | EXN944GT | 13 | Houston | YES | -0.011263 | 33 | 5.4 | 35 | 0 | 1.0326 | Cogen | -1 | 0.29543 | 0 | 0 |  |  |  |  | -0.29543 | 0 | 0.55554 | 0.57269 |  |  |  |  | 187 | 0.017152
49832 | EXN945GT | 9 | Houston | YES | -0.011263 | 18.5 | 9.2 | 18.5 |  | 1.0326 | Cogen | -1 | 0.29543 | 0 | 0 |  |  |  |  | -0.29543 | 0 | 0.55554 | 0.57269 |  |  |  |  | 188 | 0.017152
49837 | EXN_GT | 4 | Houston | YES | -0.011263 | 81 | 21.3 | 85.4 |  | 1.0326 | Cogen | -1 | 0.29543 | 0 | 0 |  |  |  |  | -0.29543 | 0 | 0.55554 | 0.57269 |  |  |  |  | 189 | 0.017152
49838 | EXN_14GT | 14 | Houston | YES | -0.011263 | 140 | 0 | 148 |  | 1.0326 | Cogen | -1 | 0.29543 | 0 | 0 |  |  |  |  | -0.29543 | 0 | 0.55554 | 0.57269 |  |  |  |  | 190 | 0.017152
48582 | CBY_GN2_2 | 2 | Houston | YES | -0.011225 | 596.8 | 110 | 746 | 0 | 1.0435 | GSC | -1 | 0.29539 | 746 | 746 |  |  |  |  | -0.29539 | -220.3636 | 0.57299 | 0.58992 |  |  |  |  | 191 | 0.017152
48873 | THW_ST3_ST_3 | 3 | Houston | YES | -0.011186 | 107 | 19 | 107 | 0 | 1.0435 | CC | -1 | 0.29535 | 107 | 107 |  |  |  |  | -0.29535 | -31.6029 | 0.57549 | 0.59239 |  |  |  |  | 192 | 0.017152
48874 | THW_ST4_ST_4 | 4 | Houston | YES | -0.011186 | 108 | 19 | 108 | 0 | 1.0435 | CC | -1 | 0.29535 | 108 | 108 |  |  |  |  | -0.29535 | -31.8983 | 0.57802 | 0.59488 |  |  |  |  | 193 | 0.017152
48875 | THW_3132 | A | Houston | YES | -0.011186 | 55 | 5 | 55 | 0 | 1.0435 | CC | -1 | 0.29535 | 55 | 55 |  |  |  |  | -0.29535 | -16.2445 | 0.57931 | 0.59615 |  |  |  |  | 194 | 0.016929
48875 | THW_3132 | B | Houston | YES | -0.011186 | 53 | 5 | 53 | 0 | 1.0435 | CC | -1 | 0.29535 | 53 | 53 |  |  |  |  | -0.29535 | -15.6538 | 0.58054 | 0.59738 |  |  |  |  | 195 | 0.016897
48877 | THW_3334 | C | Houston | YES | -0.011186 | 55 | 5 | 55 | 0 | 1.0435 | CC | -1 | 0.29535 | 55 | 55 |  |  |  |  | -0.29535 | -16.2445 | 0.58183 | 0.59865 |  |  |  |  | 196 | 0.016865
48877 | THW_3334 | D | Houston | YES | -0.011186 | 57 | 5 | 57 | 0 | 1.0435 | CC | -1 | 0.29535 | 57 | 57 |  |  |  |  | -0.29535 | -16.8352 | 0.58317 | 0.59996 |  |  |  |  | 197 | 0.016848
48879 | THW_4142 | E | Houston | YES | -0.011186 | 56 | 5 | 56 | 0 | 1.0435 | CC | -1 | 0.29535 | 56 | 56 |  |  |  |  | -0.29535 | -16.5399 | 0.58448 | 0.60126 |  |  |  |  | 198 | 0.016832
48879 | THW_4142 | F | Houston | YES | -0.011186 | 55 | 5 | 55 | 0 | 1.0435 | CC | -1 | 0.29535 | 55 | 55 |  |  |  |  | -0.29535 | -16.2445 | 0.58576 | 0.60253 |  |  |  |  | 199 | 0.016815
48881 | THW_4344 | G | Houston | YES | -0.011186 | 58 | 5 | 58 | 0 | 1.0435 | CC | -1 | 0.29535 | 58 | 58 |  |  |  |  | -0.29535 | -17.1306 | 0.58712 | 0.60387 |  |  |  |  | 200 | 0.016798
48881 | THW_4344 | H | Houston | YES | -0.011186 | 58 | 5 | 58 | 0 | 1.0435 | CC | -1 | 0.29535 | 58 | 58 |  |  |  |  | -0.29535 | -17.1306 | 0.58848 | 0.60521 |  |  |  |  | 201 | 0.016781
48593 | CHE_GT1_8015 | 1 | Houston | YES | -0.011108 | 173 | 50 | 173 | 0 | 1.0362 | Cogen | -1 | 0.29528 | 0 | 0 |  |  |  |  | -0.29528 | 0 | 0.58848 | 0.60521 |  |  |  |  | 202 | 0.016765
48594 | CHE_GN4_8025 | 4 | Houston | YES | -0.011108 | 142 | 60 | 142 | 0 | 1.0362 | Cogen | -1 | 0.29528 | 0 | 0 |  |  |  |  | -0.29528 | 0 | 0.58848 | 0.60521 |  |  |  |  | 203 | 0.016747
48511 | LPE_GT1_8070 | 1 | Houston | YES | -0.011095 | 42 | 0 | 42 | 0 | 1.0362 | GGT | -1 | 0.29526 | 42 | 42 |  |  |  |  | -0.29526 | -12.4011 | 0.58946 | 0.60618 |  |  |  |  | 204 | 0.01673
48512 | LPE_GT2_8075 | 2 | Houston | YES | -0.011095 | 42 | 0 | 42 | 0 | 1.0362 | GGT | -1 | 0.29526 | 42 | 42 |  |  |  |  | -0.29526 | -12.4011 | 0.59044 | 0.60714 |  |  |  |  | 205 | 0.01673
48513 | LPE_GT3_8080 | 3 | Houston | YES | -0.011095 | 39 | 0 | 39 | 0 | 1.0362 | GGT | -1 | 0.29526 | 39 | 39 |  |  |  |  | -0.29526 | -11.5153 | 0.59135 | 0.60805 |  |  |  |  | 206 | 0.01673
48514 | LPE_GT4_8085 | 4 | Houston | YES | -0.011095 | 39 | 0 | 39 | 0 | 1.0362 | GGT | -1 | 0.29526 | 39 | 39 |  |  |  |  | -0.29526 | -11.5153 | 0.59227 | 0.60895 |  |  |  |  | 207 | 0.016717
48500 | APD_GT1_8005 | 1 | Houston | YES | -0.011091 | 137.6 | 54.6 | 137.6 | 0 | 1.0362 | Cogen | -1 | 0.29526 | 0 | 0 |  |  |  |  | -0.29526 | 0 | 0.59227 | 0.60895 |  |  |  |  | 208 | 0.016704
48820 | SHELLG1_3015 | 1 | Houston | YES | -0.011039 | 71 | 34.5 | 71 |  | 1.029 | Cogen | -1 | 0.29521 | 0 | 0 |  |  |  |  | -0.29521 | 0 | 0.59227 | 0.60895 |  |  |  |  | 209 | 0.016692
48821 | SHELLG2 | 2 | Houston | YES | -0.011039 | 72 | 34.5 | 72 |  | 1.029 | Cogen | -1 | 0.29521 | 0 | 0 |  |  |  |  | -0.29521 | 0 | 0.59227 | 0.60895 |  |  |  |  | 210 | 0.01668
48822 | SHELLG3_3020 | 2 | Houston | YES | -0.011039 | 30 | 0 | 30 |  | 1.029 | Cogen | -1 | 0.29521 | 0 | 0 |  |  |  |  | -0.29521 | 0 | 0.59227 | 0.60895 |  |  |  |  | 211 | 0.01668
48822 | SHELLG3_3020 | 1 | Houston | YES | -0.011039 | 39 | 0 | 39 |  | 1.029 | Cogen | -1 | 0.29521 | 0 | 0 |  |  |  |  | -0.29521 | 0 | 0.59227 | 0.60895 |  |  |  |  | 212 | 0.01668
48740 | PSG_GN2_8050 | 1 | Houston | YES | -0.011006 | 182 | 60 | 182 | 0 | 1.0326 | Cogen | -1 | 0.29517 | 0 | 0 |  |  |  |  | -0.29517 | 0 | 0.59227 | 0.60895 |  |  |  |  | 213 | 0.01668
48741 | PSG_GT2_8040 | 1 | Houston | YES | -0.011006 | 158.6 | 50 | 158.6 | 0 | 1.0326 | Cogen | -1 | 0.29517 | 0 | 0 |  |  |  |  | -0.29517 | 0 | 0.59227 | 0.60895 |  |  |  |  | 214 | 0.01668
48742 | PSG_GT3_8060 | 1 | Houston | YES | -0.011006 | 157 | 50 | 157 | 0 | 1.0326 | Cogen | -1 | 0.29517 | 0 | 0 |  |  |  |  | -0.29517 | 0 | 0.59227 | 0.60895 |  |  |  |  | 215 | 0.01668
48854 | SRB_GN4_4 | 4 | Houston | YES | -0.011005 | 182.4 | 35 | 228 | 0 | 1.0326 | GST | -1 | 0.29517 | 228 | 228 |  |  |  |  | -0.29517 | -67.2996 | 0.5976 | 0.61421 |  |  |  |  | 216 | 0.01668
48611 | DIB_GT1_8080 | 1 | Houston | YES | -0.011004 | 64 | 0 | 64 | 0 | 1.0326 | Cogen | -1 | 0.29517 | 0 | 0 |  |  |  |  | -0.29517 | 0 | 0.5976 | 0.61421 |  |  |  |  | 217 | 0.01668
48612 | DIB_GT2_8075 | 2 | Houston | YES | -0.011004 | 63.2 | 0 | 63.2 | 0 | 1.0326 | Cogen | -1 | 0.29517 | 0 | 0 |  |  |  |  | -0.29517 | 0 | 0.5976 | 0.61421 |  |  |  |  | 218 | 0.01668
48613 | DIB_ST1_8085 | 3 | Houston | YES | -0.011004 | 67.9 | 30 | 82.6 | 0 | 1.0326 | Cogen | -1 | 0.29517 | 0 | 0 |  |  |  |  | -0.29517 | 0 | 0.5976 | 0.61421 |  |  |  |  | 219 | 0.016608
48614 | DIB_GT3_8090 | 4 | Houston | YES | -0.011004 | 73.6 | 15 | 73.6 | 0 | 1.0326 | Cogen | -1 | 0.29517 | 0 | 0 |  |  |  |  | -0.29517 | 0 | 0.5976 | 0.61421 |  |  |  |  | 220 | 0.016608
48845 | SOL_GT1 | 1 | Houston | YES | -0.011004 | 16.2 | 15.4 | 16.2 |  | 1.0326 | Solar | -1 | 0.29517 | 16.2 | 16.2 |  |  |  |  | -0.29517 | -4.7818 | 0.59798 | 0.61458 |  |  |  |  | 221 | 0.016608
48853 | SRB_GN3_3 | 3 | Houston | YES | -0.011003 | 170.4 | 35 | 213 |  | 1.0326 | GST | -1 | 0.29517 | 213 | 213 |  |  |  |  | -0.29517 | -62.8715 | 0.60296 | 0.6195 |  |  |  |  | 222 | 0.016608
48551 | CAL_GT1_8045 | 1 | Houston | YES | -0.010998 | 149 | 0 | 149 | 0 | 1.0326 | Cogen | -1 | 0.29517 | 0 | 0 |  |  |  |  | -0.29517 | 0 | 0.60296 | 0.6195 |  |  |  |  | 223 | 0.016608
48552 | CAL_ST1_8000 | 2 | Houston | YES | -0.010998 | 65.1 | 0 | 65.1 | 0 | 1.0326 | Cogen | -1 | 0.29517 | 0 | 0 |  |  |  |  | -0.29517 | 0 | 0.60296 | 0.6195 |  |  |  |  | 224 | 0.016603
48851 | SRB_GN1_1 | 1 | Houston | YES | -0.010997 | 132 | 26 | 165 | 0 | 1.0217 | GST | -1 | 0.29517 | 165 | 165 |  |  |  |  | -0.29517 | -48.7023 | 0.60682 | 0.6233 |  |  |  |  | 225 | 0.016536
48852 | SRB_GN2_2 | 2 | Houston | YES | -0.010995 | 140.8 | 26 | 176 | 0 | 1.0217 | GST | -1 | 0.29516 | 176 | 176 |  |  |  |  | -0.29516 | -51.9488 | 0.61094 | 0.62737 |  |  |  |  | 226 | 0.016536
48855 | SRB_GT211035 | B1 | Houston | YES | -0.010994 | 0 | 0 | 18 |  | 1.014 | GGT | -1 | 0.29516 | 18 | 18 |  |  |  |  | -0.29516 | -5.3129 | 0.61136 | 0.62778 |  |  |  |  | 227 | 0.016536
48855 | SRB_GT211035 | B2 | Houston | YES | -0.010994 | 0 | 0 | 12 |  | 1.014 | GGT | -1 | 0.29516 | 12 | 12 |  |  |  |  | -0.29516 | -3.542 | 0.61164 | 0.62806 |  |  |  |  | 228 | 0.016484
48761 | PR_GT1__9040 | 1 | Houston | YES | -0.010971 | 26 | 0 | 35 |  | 1 | Cogen | -1 | 0.29514 | 0 | 0 |  |  |  |  | -0.29514 | 0 | 0.61164 | 0.62806 |  |  |  |  | 229 | 0.016428
48641 | DPEC_GT15040 | 1 | Houston | YES | -0.01094 | 163.2 | 98 | 163.2 | 0 | 1.0319 | CC | -1 | 0.29511 | 163.2 | 163.2 |  |  |  |  | -0.29511 | -48.1617 | 0.61546 | 0.63182 |  |  |  |  | 230 | 0.016422
48642 | DPEC_GT25025 | 2 | Houston | YES | -0.01094 | 157.1 | 98 | 157.1 | 0 | 1.0319 | CC | -1 | 0.29511 | 157.1 | 157.1 |  |  |  |  | -0.29511 | -46.3615 | 0.61913 | 0.63545 |  |  |  |  | 231 | 0.016418
48643 | DPEC_GT35010 | 3 | Houston | YES | -0.01094 | 157.5 | 98 | 157.5 | 0 | 1.0319 | CC | -1 | 0.29511 | 157.5 | 157.5 |  |  |  |  | -0.29511 | -46.4796 | 0.62282 | 0.63908 |  |  |  |  | 232 | 0.016418
48644 | DPEC_GT45070 | 4 | Houston | YES | -0.01094 | 157 | 98 | 157 | 0 | 1.0319 | CC | -1 | 0.29511 | 157 | 157 |  |  |  |  | -0.29511 | -46.332 | 0.62649 | 0.64271 |  |  |  |  | 233 | 0.016366
48645 | DPEC_ST55065 | 5 | Houston | YES | -0.01094 | 282 | 0 | 282 | 0 | 1.0319 | CC | -1 | 0.29511 | 282 | 282 |  |  |  |  | -0.29511 | -83.2206 | 0.63309 | 0.64921 |  |  |  |  | 234 | 0.016316
48841 | SJS_GT1_GT1 | 1 | Houston | YES | -0.01092 | 62.4 | 49 | 78 | 0 | 1.0362 | Cogen | -1 | 0.29509 | 0 | 0 |  |  |  |  | -0.29509 | 0 | 0.63309 | 0.64921 |  |  |  |  | 235 | 0.016265
48842 | SJS_GT2_GT2 | 2 | Houston | YES | -0.01092 | 64.8 | 49 | 81 | 0 | 1.0362 | Cogen | -1 | 0.29509 | 0 | 0 |  |  |  |  | -0.29509 | 0 | 0.63309 | 0.64921 |  |  |  |  | 236 | 0.016215
48691 | GBY_73741085 | B | Houston | YES | -0.010902 | 37.6 | 20 | 47 | 0 | 1.0362 | GGT | -1 | 0.29507 | 47 | 47 |  |  |  |  | -0.29507 | -13.8683 | 0.63419 | 0.6503 |  |  |  |  | 237 | 0.016125
48691 | GBY_73741085 | A | Houston | YES | -0.010902 | 37.6 | 20 | 47 | 0 | 1.0362 | GGT | -1 | 0.29507 | 47 | 47 |  |  |  |  | -0.29507 | -13.8683 | 0.63529 | 0.65138 |  |  |  |  | 238 | 0.016125
48692 | GBY_81821075 | D | Houston | YES | -0.010902 | 44 | 20 | 55 | 0 | 1.0362 | GGT | -1 | 0.29507 | 55 | 55 |  |  |  |  | -0.29507 | -16.2289 | 0.63657 | 0.65265 |  |  |  |  | 239 | 0.016125
48692 | GBY_81821075 | C | Houston | YES | -0.010902 | 37.6 | 20 | 47 | 0 | 1.0362 | GGT | -1 | 0.29507 | 47 | 47 |  |  |  |  | -0.29507 | -13.8683 | 0.63767 | 0.65373 |  |  |  |  | 240 | 0.016109
48693 | GBY_83841065 | F | Houston | YES | -0.010902 | 43.2 | 20 | 54 | 0 | 1.0362 | GGT | -1 | 0.29507 | 54 | 54 |  |  |  |  | -0.29507 | -15.9338 | 0.63894 | 0.65498 |  |  |  |  | 241 | 0.016094
48693 | GBY_83841065 | E | Houston | YES | -0.010902 | 45.6 | 20 | 57 | 0 | 1.0362 | GGT | -1 | 0.29507 | 57 | 57 |  |  |  |  | -0.29507 | -16.819 | 0.64027 | 0.6563 |  |  |  |  | 242 | 0.016076
48531 | BYU_GT1_8075 | 1 | Houston | YES | -0.010823 | 65 | 0 | 65 |  | 1.0362 | Cogen | -1 | 0.29499 | 0 | 0 |  |  |  |  | -0.29499 | 0 | 0.64027 | 0.6563 |  |  |  |  | 243 | 0.016061
48532 | BYU_GT2_8055 | 2 | Houston | YES | -0.010823 | 62 | 0 | 62 |  | 1.0362 | Cogen | -1 | 0.29499 | 0 | 0 |  |  |  |  | -0.29499 | 0 | 0.64027 | 0.6563 |  |  |  |  | 244 | 0.016044
48533 | BYU_GT3_8060 | 3 | Houston | YES | -0.010823 | 67 | 0 | 67 |  | 1.0362 | Cogen | -1 | 0.29499 | 0 | 0 |  |  |  |  | -0.29499 | 0 | 0.64027 | 0.6563 |  |  |  |  | 245 | 0.016025
48534 | BYU_GT4_8065 | 4 | Houston | YES | -0.010823 | 65 | 0 | 65 |  | 1.0362 | Cogen | -1 | 0.29499 | 0 | 0 |  |  |  |  | -0.29499 | 0 | 0.64027 | 0.6563 |  |  |  |  | 246 | 0.016025
48561 | CTL_GT2_8130 | 1 | Houston | YES | -0.010771 | 73.5 | 30.3 | 91.9 |  | 1.0362 | Cogen | -1 | 0.29494 | 0 | 0 |  |  |  |  | -0.29494 | 0 | 0.64027 | 0.6563 |  |  |  |  | 247 | 0.016025
48562 | CTL_GT3_8135 | 2 | Houston | YES | -0.010771 | 70.1 | 30.3 | 87.6 |  | 1.0362 | Cogen | -1 | 0.29494 | 0 | 0 |  |  |  |  | -0.29494 | 0 | 0.64027 | 0.6563 |  |  |  |  | 248 | 0.016025
48563 | CTL_GT4_8140 | 3 | Houston | YES | -0.010771 | 69.6 | 30.3 | 87 |  | 1.0362 | Cogen | -1 | 0.29494 | 0 | 0 |  |  |  |  | -0.29494 | 0 | 0.64027 | 0.6563 |  |  |  |  | 249 | 0.016025
48564 | CTL_GN1_8145 | 4 | Houston | YES | -0.010771 | 43.6 | 12.9 | 54.5 |  | 1.0362 | Cogen | -1 | 0.29494 | 0 | 0 |  |  |  |  | -0.29494 | 0 | 0.64027 | 0.6563 |  |  |  |  | 250 | 0.016025
48565 | CTL_GN2_8155 | 5 | Houston | YES | -0.010771 | 9.8 | 3.4 | 12.2 |  | 1.0362 | Cogen | -1 | 0.29494 | 0 | 0 |  |  |  |  | -0.29494 | 0 | 0.64027 | 0.6563 |  |  |  |  | 251 | 0.016025
48772 | PHR_GN2_2 | MB | Houston | YES | -0.010635 | 0 | 72 | 459 |  | 1.0362 | GSC | -1 | 0.2948 | 0 | 0 |  |  |  |  | -0.2948 | 0 | 0.64027 | 0.6563 |  |  |  |  | 252 | 0.016025
38580 | TNBP_CGN1_8 | 1 | Houston | YES | -0.010441 | 70.8 | 0 | 70.8 | 0 | 1.005 | Cogen | -1 | 0.29461 | 0 | 0 |  |  |  |  | -0.29461 | 0 | 0.64027 | 0.6563 |  |  |  |  | 253 | 0.016025
38590 | TNBP_CGN2_8 | 2 | Houston | YES | -0.010441 | 66.7 | 0 | 66.7 | 0 | 1.005 | Cogen | -1 | 0.29461 | 0 | 0 |  |  |  |  | -0.29461 | 0 | 0.64027 | 0.6563 |  |  |  |  | 254 | 0.016025
38600 | TNBP_CGN3_8 | 5 | Houston | YES | -0.010441 | 53 | 0 | 53 | 0 | 1.005 | Cogen | -1 | 0.29461 | 0 | 0 |  |  |  |  | -0.29461 | 0 | 0.64027 | 0.6563 |  |  |  |  | 255 | 0.016025
38611 | TNBPAMCG1_8 | 1 | Houston | YES | -0.010441 | 153.2 | 0 | 153.2 | 0 | 1.005 | Cogen | -1 | 0.29461 | 0 | 0 |  |  |  |  | -0.29461 | 0 | 0.64027 | 0.6563 |  |  |  |  | 256 | 0.016025
38612 | TNBPAMCG2_8 | 2 | Houston | YES | -0.010441 | 153.5 | 0 | 153.5 | 0 | 1.005 | Cogen | -1 | 0.29461 | 0 | 0 |  |  |  |  | -0.29461 | 0 | 0.64027 | 0.6563 |  |  |  |  | 257 | 0.016025
38613 | TNBPAMCG3_8 | 3 | Houston | YES | -0.010441 | 152.3 | 0 | 152.3 | 0 | 1.005 | Cogen | -1 | 0.29461 | 0 | 0 |  |  |  |  | -0.29461 | 0 | 0.64027 | 0.6563 |  |  |  |  | 258 | 0.016025
38614 | TNBPAMCG4_8 | 4 | Houston | YES | -0.010441 | 96 | 0 | 96 |  | 1.005 | Cogen | -1 | 0.29461 | 0 | 0 |  |  |  |  | -0.29461 | 0 | 0.64027 | 0.6563 |  |  |  |  | 259 | 0.016025
38615 | TNBPAMCG5_8 | 1 | Houston | YES | -0.010441 | 244 | 0 | 244 | 0 | 1.005 | Cogen | -1 | 0.29461 | 0 | 0 |  |  |  |  | -0.29461 | 0 | 0.64027 | 0.6563 |  |  |  |  | 260 | 0.016025
38690 | TNBP_CGN4_8 | 3 | Houston | YES | -0.010441 | 40 | 0 | 40 |  | 1.005 | Cogen | -1 | 0.29461 | 0 | 0 |  |  |  |  | -0.29461 | 0 | 0.64027 | 0.6563 |  |  |  |  | 261 | 0.016025
38711 | TNTXCTY1CG8 | 1 | Houston | YES | -0.010441 | 100.3 | 59 | 100.3 | 0 | 1 | Cogen | -1 | 0.29461 | 0 | 0 |  |  |  |  | -0.29461 | 0 | 0.64027 | 0.6563 |  |  |  |  | 262 | 0.016025
38712 | TNTXCTY2CG8 | 1 | Houston | YES | -0.010441 | 92.9 | 59 | 92.9 | 0 | 1 | Cogen | -1 | 0.29461 | 0 | 0 |  |  |  |  | -0.29461 | 0 | 0.64027 | 0.6563 |  |  |  |  | 263 | 0.016025
38713 | TNTXCTY3CG8 | 1 | Houston | YES | -0.010441 | 102.7 | 59 | 102.7 | 0 | 1 | Cogen | -1 | 0.29461 | 0 | 0 |  |  |  |  | -0.29461 | 0 | 0.64027 | 0.6563 |  |  |  |  | 264 | 0.016025
38714 | TNTXCTY4CG8 | 1 | Houston | YES | -0.010441 | 103 | 59 | 103 | 0 | 1 | Cogen | -1 | 0.29461 | 0 | 0 |  |  |  |  | -0.29461 | 0 | 0.64027 | 0.6563 |  |  |  |  | 265 | 0.016025
39470 | TNDOWCGNSG8 | 1 | Houston | YES | -0.010441 | 32 | 10 | 32 | 0 | 0.985 | Cogen | -1 | 0.29461 | 0 | 0 |  |  |  |  | -0.29461 | 0 | 0.64027 | 0.6563 |  |  |  |  | 266 | 0.016025
39480 | TNDOWCGNGG8 | 1 | Houston | YES | -0.010441 | 30 | 10 | 30 | 0 | 0.985 | Cogen | -1 | 0.29461 | 0 | 0 |  |  |  |  | -0.29461 | 0 | 0.64027 | 0.6563 |  |  |  |  | 267 | 0.016025
48921 | WAP_GN1_1 | 1 | Houston | YES | -0.010038 | 132.8 | 37 | 166 | 0 | 1.0362 | GST | -1 | 0.29421 | 166 | 166 |  |  |  |  | -0.29421 | -48.8383 | 0.64415 | 0.66011 |  |  |  |  | 268 | 0.016025
48922 | WAP_GN2_2 | 2 | Houston | YES | -0.010038 | 132.8 | 37 | 166 | 0 | 1.0362 | GST | -1 | 0.29421 | 166 | 166 |  |  |  |  | -0.29421 | -48.8383 | 0.64804 | 0.66393 |  |  |  |  | 269 | 0.016025
48923 | WAP_GN3_3 | 3 | Houston | YES | -0.010038 | 198.4 | 93 | 248 | 0 | 1.0362 | GST | -1 | 0.29421 | 248 | 248 |  |  |  |  | -0.29421 | -72.9632 | 0.65384 | 0.66964 |  |  |  |  | 270 | 0.016025
48924 | WAP_GN4_4 | 4 | Houston | YES | -0.010038 | 546 | 217 | 546 | 0 | 1.0362 | GSC | -1 | 0.29421 | 546 | 546 |  |  |  |  | -0.29421 | -160.6368 | 0.66661 | 0.6822 |  |  |  |  | 271 | 0.01596
48925 | WAP_GN5_5 | 5 | Houston | YES | -0.010038 | 593.5 | 278 | 654 | 0 | 0.985 | LIGCO | -1 | 0.29421 | 0 | 654 |  |  |  |  | -0.29421 | 0 | 0.66661 | 0.6822 |  |  |  |  | 272 | 0.015896
48929 | WAPGT21_GT1 | B1 | Houston | YES | -0.010038 | 0 | 0 | 13 |  | 1.05 | GGT | -1 | 0.29421 | 13 | 13 |  |  |  |  | -0.29421 | -3.8247 | 0.66692 | 0.6825 |  |  |  |  | 273 | 0.015799
48510 | AK_GT1__8040 | 1 | Houston | YES | -0.009957 | 33.4 | 8.1 | 34 |  | 1.029 | Cogen | -1 | 0.29413 | 0 | 0 |  |  |  |  | -0.29413 | 0 | 0.66692 | 0.6825 |  |  |  |  | 274 | 0.015585
48521 | BVE_GT1_GT1 | 1 | Houston | YES | -0.009903 | 167.7 | 0 | 167.7 |  | 1.035 | CC | -1 | 0.29407 | 167.7 | 167.7 |  |  |  |  | -0.29407 | -49.3158 | 0.67084 | 0.68635 |  |  |  |  | 275 | 0.015585
48522 | BVE_GT2_5035 | 2 | Houston | YES | -0.009903 | 166.4 | 0 | 166.4 |  | 1.035 | CC | -1 | 0.29407 | 166.4 | 166.4 |  |  |  |  | -0.29407 | -48.9335 | 0.67473 | 0.69018 |  |  |  |  | 276 | 0.01558
48523 | BVE_ST1_GN1 | 3 | Houston | YES | -0.009903 | 252.4 | 0 | 252.4 |  | 1.035 | CC | -1 | 0.29407 | 252.4 | 252.4 |  |  |  |  | -0.29407 | -74.2237 | 0.68064 | 0.69598 |  |  |  |  | 277 | 0.01558
48926 | WAP_GN6_6 | 6 | Houston | YES | -0.009897 | 651 | 280 | 651 |  | 1.035 | LIGCO | -1 | 0.29407 | 0 | 651 |  |  |  |  | -0.29407 | 0 | 0.68064 | 0.69598 |  |  |  |  | 278 | 0.015513
48927 | WAP_GN7_7 | 7 | Houston | YES | -0.009897 | 564 | 277 | 564 |  | 1.035 | LIGCO | -1 | 0.29407 | 0 | 564 |  |  |  |  | -0.29407 | 0 | 0.68064 | 0.69598 |  |  |  |  | 279 | 0.015446
48928 | WAP_GN8_8 | 8 | Houston | YES | -0.009897 | 603 | 275 | 603 |  | 1.035 | LIGCO | -1 | 0.29407 | 0 | 603 |  |  |  |  | -0.29407 | 0 | 0.68064 | 0.69598 |  |  |  |  | 280 | 0.015345
48730 | MNS_GT | 1 | Houston | YES | -0.009847 | 43 | 0 | 46.1 |  | 1.029 | Cogen | -1 | 0.29402 | 0 | 0 |  |  |  |  | -0.29402 | 0 | 0.68064 | 0.69598 |  |  |  |  | 281 | 0.015345
332 | RWMILLER01 | 1 | North | YES | -0.009345 | 58.4 | 18.5 | 73 | 0 | 1.04 | GST | -1 | 0.29351 | 73 | 73 |  |  | -0.68219 | 73 | -0.29351 | -21.4265 | 0.68234 | 0.69766 |  |  |  |  | 282 | 0.015345
333 | RWMILLER02 | 2 | North | YES | -0.009345 | 95.2 | 37 | 119 | 0 | 1.04 | GST | -1 | 0.29351 | 119 | 119 |  |  | -1.1121 | 119 | -0.29351 | -34.9281 | 0.68513 | 0.70039 |  |  |  |  | 283 | 0.015345
334 | RWMILLER03 | 3 | North | YES | -0.009345 | 166.4 | 65 | 208 | 0 | 1.04 | GST | -1 | 0.29351 | 208 | 208 |  |  | -1.9438 | 208 | -0.29351 | -61.0508 | 0.68999 | 0.70516 |  |  |  |  | 284 | 0.015345
335 | RWMILLER04 | 4 | North | YES | -0.009345 | 81.6 | 0 | 102 | 0 | 1.04 | GST | -1 | 0.29351 | 102 | 102 |  |  | -0.95319 | 102 | -0.29351 | -29.9384 | 0.69238 | 0.7075 |  |  |  |  | 285 | 0.015312
336 | RWMILLER05 | 5 | North | YES | -0.009345 | 80.8 | 0 | 101 | 0 | 1.04 | GST | -1 | 0.29351 | 101 | 101 |  |  | -0.94385 | 101 | -0.29351 | -29.6449 | 0.69474 | 0.70982 |  |  |  |  | 286 | 0.015259
39760 | TNSCLP1___8 | 1 | Houston | YES | -0.009119 | 93.4 | 20 | 116.8 | 0 | 1.04 | Cogen | -1 | 0.29329 | 0 | 0 |  |  |  |  | -0.29329 | 0 | 0.69474 | 0.70982 |  |  |  |  | 287 | 0.015166
39770 | TNSCLP2___8 | 1 | Houston | YES | -0.009119 | 91.6 | 20 | 114.5 | 0 | 1.04 | Cogen | -1 | 0.29329 | 0 | 0 |  |  |  |  | -0.29329 | 0 | 0.69474 | 0.70982 |  |  |  |  | 288 | 0.015121
39775 | TNSCLP4___8 | 1 | Houston | YES | -0.009119 | 95.2 | 20 | 119 | 0 | 1.04 | Cogen | -1 | 0.29329 | 0 | 0 |  |  |  |  | -0.29329 | 0 | 0.69474 | 0.70982 |  |  |  |  | 289 | 0.015076
39790 | TNSCLP3___8 | 1 | Houston | YES | -0.009119 | 87.6 | 20 | 109.5 | 0 | 1.027 | Cogen | -1 | 0.29329 | 0 | 0 |  |  |  |  | -0.29329 | 0 | 0.69474 | 0.70982 |  |  |  |  | 290 | 0.015076
48520 | BSF_GT1_8070 | 1 | Houston | YES | -0.008898 | 72 | 0 | 72 | 0 | 1.0326 | Cogen | -1 | 0.29307 | 0 | 0 |  |  |  |  | -0.29307 | 0 | 0.69474 | 0.70982 |  |  |  |  | 291 | 0.015076
48520 | BSF_GT1_8070 | 2 | Houston | YES | -0.008898 | 10 | 0 | 10 | 0 | 1.0326 | Cogen | -1 | 0.29307 | 0 | 0 |  |  |  |  | -0.29307 | 0 | 0.69474 | 0.70982 |  |  |  |  | 292 | 0.015076
49851 | DOW17000 | 37 | Houston | YES | -0.008634 | 39 | 0 | 62 | 0 | 1 | Cogen | -1 | 0.2928 | 0 | 0 |  |  |  |  | -0.2928 | 0 | 0.69474 | 0.70982 |  |  |  |  | 293 | 0.015076
49858 | DOW38100 | 31 | Houston | YES | -0.008634 | 45 | 0 | 71.4 |  | 1 | Cogen | -1 | 0.2928 | 0 | 0 |  |  |  |  | -0.2928 | 0 | 0.69474 | 0.70982 |  |  |  |  | 294 | 0.015076
49859 | DOW38200 | 33 | Houston | YES | -0.008634 | 28 | 0 | 45 | 0 | 1 | Cogen | -1 | 0.2928 | 0 | 0 |  |  |  |  | -0.2928 | 0 | 0.69474 | 0.70982 |  |  |  |  | 295 | 0.015076
49860 | DOW38300 | 32 | Houston | YES | -0.008634 | 63 | 0 | 101 |  | 1 | Cogen | -1 | 0.2928 | 0 | 0 |  |  |  |  | -0.2928 | 0 | 0.69474 | 0.70982 |  |  |  |  | 296 | 0.015076
49862 | DOW39100 | 36 | Houston | YES | -0.008634 | 54 | 0 | 86 | 0 | 1 | Cogen | -1 | 0.2928 | 0 | 0 |  |  |  |  | -0.2928 | 0 | 0.69474 | 0.70982 |  |  |  |  | 297 | 0.015076
49863 | DOW39200 | 35 | Houston | YES | -0.008634 | 55 | 0 | 88 | 0 | 1 | Cogen | -1 | 0.2928 | 0 | 0 |  |  |  |  | -0.2928 | 0 | 0.69474 | 0.70982 |  |  |  |  | 298 | 0.015076
49865 | DOW41000 | 41 | Houston | YES | -0.008634 | 31 | 0 | 50 |  | 1 | Cogen | -1 | 0.2928 | 0 | 0 |  |  |  |  | -0.2928 | 0 | 0.69474 | 0.70982 |  |  |  |  | 299 | 0.015076
49866 | DOW42000 | 42 | Houston | YES | -0.008634 | 11 | 0 | 18 |  | 1 | Cogen | -1 | 0.2928 | 0 | 0 |  |  |  |  | -0.2928 | 0 | 0.69474 | 0.70982 |  |  |  |  | 300 | 0.015076
49869 | DOW49000 | 45 | Houston | YES | -0.008634 | 59 | 0 | 94 |  | 1 | Cogen | -1 | 0.2928 | 0 | 0 |  |  |  |  | -0.2928 | 0 | 0.69474 | 0.70982 |  |  |  |  | 301 | 0.015076
49870 | DOW61000 | 61 | Houston | YES | -0.008634 | 44 | 0 | 70 | 0 | 1 | Cogen | -1 | 0.2928 | 0 | 0 |  |  |  |  | -0.2928 | 0 | 0.69474 | 0.70982 |  |  |  |  | 302 | 0.015076
49871 | DOW62000 | 62 | Houston | YES | -0.008634 | 40 | 0 | 63 | 0 | 1 | Cogen | -1 | 0.2928 | 0 | 0 |  |  |  |  | -0.2928 | 0 | 0.69474 | 0.70982 |  |  |  |  | 303 | 0.015076
49872 | DOW63000 | 63 | Houston | YES | -0.008634 | 45 | 0 | 72 | 0 | 1 | Cogen | -1 | 0.2928 | 0 | 0 |  |  |  |  | -0.2928 | 0 | 0.69474 | 0.70982 |  |  |  |  | 304 | 0.015076
49873 | DOW64000 | 64 | Houston | YES | -0.008634 | 41 | 0 | 64.8 | 0 | 1 | Cogen | -1 | 0.2928 | 0 | 0 |  |  |  |  | -0.2928 | 0 | 0.69474 | 0.70982 |  |  |  |  | 305 | 0.015076
49876 | DOW65000 | 65 | Houston | YES | -0.008634 | 63 | 0 | 101 | 0 | 1 | Cogen | -1 | 0.2928 | 0 | 0 |  |  |  |  | -0.2928 | 0 | 0.69474 | 0.70982 |  |  |  |  | 306 | 0.015076
49877 | DOW66000 | 66 | Houston | YES | -0.008634 | 61 | 0 | 97 | 0 | 1 | Cogen | -1 | 0.2928 | 0 | 0 |  |  |  |  | -0.2928 | 0 | 0.69474 | 0.70982 |  |  |  |  | 307 | 0.015076
49878 | DOW67000 | 67 | Houston | YES | -0.008634 | 65 | 0 | 103 | 0 | 1 | Cogen | -1 | 0.2928 | 0 | 0 |  |  |  |  | -0.2928 | 0 | 0.69474 | 0.70982 |  |  |  |  | 308 | 0.015076
49882 | DOW81000 | 81 | Houston | YES | -0.008634 | 47 | 0 | 76 | 0 | 1 | Cogen | -1 | 0.2928 | 0 | 0 |  |  |  |  | -0.2928 | 0 | 0.69474 | 0.70982 |  |  |  |  | 309 | 0.015076
49884 | DOW82000 | 82 | Houston | YES | -0.008634 | 51 | 0 | 80 | 0 | 1 | Cogen | -1 | 0.2928 | 0 | 0 |  |  |  |  | -0.2928 | 0 | 0.69474 | 0.70982 |  |  |  |  | 310 | 0.015076
49885 | DOW83000 | 83 | Houston | YES | -0.008634 | 51 | 0 | 80 | 0 | 1 | Cogen | -1 | 0.2928 | 0 | 0 |  |  |  |  | -0.2928 | 0 | 0.69474 | 0.70982 |  |  |  |  | 311 | 0.015076
49886 | DOW84000 | 84 | Houston | YES | -0.008634 | 107 | 0 | 171 | 0 | 0.98 | Cogen | -1 | 0.2928 | 0 | 0 |  |  |  |  | -0.2928 | 0 | 0.69474 | 0.70982 |  |  |  |  | 312 | 0.015076
13432 | SANDOW_5G | 5 | South | YES | -0.008492 | 581 | 225 | 581 |  | 1.029 | LIGCO | -1 | 0.29266 | 0 | 581 |  |  |  |  | -0.29266 | 0 | 0.69474 | 0.70982 |  |  |  |  | 313 | 0.015076
48911 | TGF_GT1_8000 | 1 | Houston | YES | -0.007544 | 69.2 | 0 | 69.2 |  | 1.029 | Cogen | -1 | 0.29171 | 0 | 0 |  |  |  |  | -0.29171 | 0 | 0.69474 | 0.70982 |  |  |  |  | 314 | 0.015076
48731 | CBE_GT1 | 1 | Houston | YES | -0.007364 | 76 | 0 | 76 | 0 | 1.029 | CC | -1 | 0.29153 | 76 | 76 |  |  |  |  | -0.29153 | -22.1565 | 0.69652 | 0.71155 |  |  |  |  | 315 | 0.015076
48732 | CBE_GT2 | 1 | Houston | YES | -0.007364 | 76 | 0 | 76 | 0 | 1.029 | CC | -1 | 0.29153 | 76 | 76 |  |  |  |  | -0.29153 | -22.1565 | 0.6983 | 0.71328 |  |  |  |  | 316 | 0.015076
48733 | CBE_ST12 | 1 | Houston | YES | -0.007364 | 105 | 0 | 105 | 0 | 1.029 | CC | -1 | 0.29153 | 105 | 105 |  |  |  |  | -0.29153 | -30.6109 | 0.70076 | 0.71568 |  |  |  |  | 317 | 0.015076
48734 | CBE_GT3 | 1 | Houston | YES | -0.007364 | 76 | 0 | 76 | 0 | 1.029 | CC | -1 | 0.29153 | 76 | 76 |  |  |  |  | -0.29153 | -22.1565 | 0.70253 | 0.71741 |  |  |  |  | 318 | 0.01503
48735 | CBE_GT4 | 1 | Houston | YES | -0.007364 | 76 | 0 | 76 | 0 | 1.029 | CC | -1 | 0.29153 | 76 | 76 |  |  |  |  | -0.29153 | -22.1565 | 0.70431 | 0.71914 |  |  |  |  | 319 | 0.014985
48736 | CBE_ST34 | 1 | Houston | YES | -0.007364 | 105 | 0 | 105 | 0 | 1.029 | CC | -1 | 0.29153 | 105 | 105 |  |  |  |  | -0.29153 | -30.6109 | 0.70677 | 0.72154 |  |  |  |  | 320 | 0.014922
5911 | STP_GN1___1 | 1 | Houston | YES | -0.00719 | 1333 | 1249 | 1333 | 0 | 1.0406 | Nuc | -1 | 0.29136 | 0 | 0 |  |  |  |  | -0.29136 | 0 | 0.70677 | 0.72154 |  |  |  |  | 321 | 0.014876
5912 | STP_GN2___2 | 2 | Houston | YES | -0.00719 | 1332 | 1249 | 1332 | 0 | 1.0406 | Nuc | -1 | 0.29136 | 0 | 0 |  |  |  |  | -0.29136 | 0 | 0.70677 | 0.72154 |  |  |  |  | 322 | 0.014831
3432 | SANDOW_4G | 4 | South | YES | -0.006698 | 580 | 225 | 580 |  | 1.029 | LIGCO | -1 | 0.29087 | 0 | 580 |  |  |  |  | -0.29087 | 0 | 0.70677 | 0.72154 |  |  |  |  | 323 | 0.014768
7010 | L_FPPYD11_1Y | 1 | South | YES | -0.004599 | 547.4 | 200 | 606 | 0 | 1.02 | LIGCO | -1 | 0.28877 | 0 | 606 |  |  |  |  | -0.28877 | 0 | 0.70677 | 0.72154 |  |  |  |  | 324 | 0.014768
7011 | L_FPPYD11_2Y | 2 | South | YES | -0.004599 | 552.2 | 200 | 598 | 0 | 1.02 | LIGCO | -1 | 0.28877 | 0 | 598 |  |  |  |  | -0.28877 | 0 | 0.70677 | 0.72154 |  |  |  |  | 325 | 0.014768
7012 | L_FPPYD21_3Y | 3 | South | YES | -0.004597 | 427.5 | 200 | 436 | 0 | 1.02 | LIGCO | -1 | 0.28877 | 0 | 436 |  |  |  |  | -0.28877 | 0 | 0.70677 | 0.72154 |  |  |  |  | 326 | 0.014768
7007 | L_LOSTPI1_1Y | 1 | South | YES | -0.004544 | 158.6 | 110 | 158 | 0 | 1 | CC | -1 | 0.28871 | 158 | 158 |  |  |  |  | -0.28871 | -45.6166 | 0.71046 | 0.7251 |  |  |  |  | 327 | 0.014768
7008 | L_LOSTPI1_2Y | 2 | South | YES | -0.004544 | 157.7 | 107 | 160 | 0 | 1 | CC | -1 | 0.28871 | 160 | 160 |  |  |  |  | -0.28871 | -46.194 | 0.71421 | 0.72871 |  |  |  |  | 328 | 0.014768
7009 | L_LOSTPI1_3Y | 3 | South | YES | -0.004544 | 173.9 | 72 | 175 | 0 | 1 | CC | -1 | 0.28871 | 175 | 175 |  |  |  |  | -0.28871 | -50.5247 | 0.7183 | 0.73266 |  |  |  |  | 329 | 0.014768
7303 | L_WPPGS12_1Y | 1 | South | YES | -0.003987 | 50 | 0 | 50 | 0 | 1.025 | GGT | -1 | 0.28816 | 50 | 50 |  |  |  |  | -0.28816 | -14.4078 | 0.71947 | 0.73379 |  |  |  |  | 330 | 0.014638
7303 | L_WPPGS12_1Y | 2 | South | YES | -0.003987 | 50 | 0 | 50 | 0 | 1.025 | GGT | -1 | 0.28816 | 50 | 50 |  |  |  |  | -0.28816 | -14.4078 | 0.72064 | 0.73492 |  |  |  |  | 331 | 0.014507
7305 | L_WPPGS34_1Y | 3 | South | YES | -0.003987 | 50 | 0 | 50 | 0 | 1.025 | GGT | -1 | 0.28816 | 50 | 50 |  |  |  |  | -0.28816 | -14.4078 | 0.72181 | 0.73604 |  |  |  |  | 332 | 0.014363
7305 | L_WPPGS34_1Y | 4 | South | YES | -0.003987 | 50 | 0 | 50 | 0 | 1.025 | GGT | -1 | 0.28816 | 50 | 50 |  |  |  |  | -0.28816 | -14.4078 | 0.72298 | 0.73717 |  |  |  |  | 333 | 0.01432
7807 | L_BASTEN1_1Y | 1 | South | YES | -0.003889 | 152.5 | 83.5 | 152.5 | 0 | 1.004 | CC | -1 | 0.28806 | 152.5 | 152.5 |  |  |  |  | -0.28806 | -43.9288 | 0.72655 | 0.74061 |  |  |  |  | 334 | 0.014277
7808 | L_BASTEN1_2Y | 1 | South | YES | -0.003889 | 149.5 | 83.5 | 149.5 | 0 | 1.004 | CC | -1 | 0.28806 | 149.5 | 149.5 |  |  |  |  | -0.28806 | -43.0646 | 0.73005 | 0.74397 |  |  |  |  | 335 | 0.014234
7809 | L_BASTEN1_3Y | 1 | South | YES | -0.003889 | 232.6 | 42 | 232.6 | 0 | 1.004 | CC | -1 | 0.28806 | 232.6 | 232.6 |  |  |  |  | -0.28806 | -67.0022 | 0.73549 | 0.74921 |  |  |  |  | 336 | 0.01419
7004 | L_SIMGID1_1Y | 1 | South | YES | -0.003233 | 132 | 40 | 132 | 0 | 1.02 | GST | -1 | 0.2874 | 132 | 132 |  |  |  |  | -0.2874 | -37.937 | 0.73857 | 0.75218 |  |  |  |  | 337 | 0.014057
7005 | L_SIMGID1_2Y | 2 | South | YES | -0.003233 | 133 | 32 | 139 | 0 | 1.02 | GST | -1 | 0.2874 | 139 | 139 |  |  |  |  | -0.2874 | -39.9488 | 0.74183 | 0.7553 |  |  |  |  | 338 | 0.013927
7006 | L_SIMGID1_3Y | 3 | South | YES | -0.003233 | 324.9 | 60 | 329 | 0 | 1.02 | GST | -1 | 0.2874 | 329 | 329 |  |  |  |  | -0.2874 | -94.5551 | 0.74952 | 0.76269 |  |  |  |  | 339 | 0.013724
8134 | FOR #1 | 1 | South | YES | -0.002872 | 54.1 | 45 | 79 | 0 | 1 | Cogen | -1 | 0.28704 | 0 | 0 |  |  |  |  | -0.28704 | 0 | 0.74952 | 0.76269 |  |  |  |  | 340 | 0.013602
8138 | FOR #2 | 2 | South | YES | -0.002872 | 63.1 | 45 | 81 | 0 | 1 | Cogen | -1 | 0.28704 | 0 | 0 |  |  |  |  | -0.28704 | 0 | 0.74952 | 0.76269 |  |  |  |  | 341 | 0.013474
8153 | FOR #3 | 3 | South | YES | -0.002872 | 63.1 | 45 | 79.9 | 0 | 1 | Cogen | -1 | 0.28704 | 0 | 0 |  |  |  |  | -0.28704 | 0 | 0.74952 | 0.76269 |  |  |  |  | 342 | 0.01317
8154 | FOR #4 | 4 | South | YES | -0.002872 | 63.1 | 60 | 80 | 0 | 1 | Cogen | -1 | 0.28704 | 0 | 0 |  |  |  |  | -0.28704 | 0 | 0.74952 | 0.76269 |  |  |  |  | 343 | 0.01317
8155 | FOR #5 | 5 | South | YES | -0.002872 | 63.1 | 60 | 78.4 | 0 | 1 | Cogen | -1 | 0.28704 | 0 | 0 |  |  |  |  | -0.28704 | 0 | 0.74952 | 0.76269 |  |  |  |  | 344 | 0.01317
8156 | FOR #6 | 6 | South | YES | -0.002872 | 24.9 | 5 | 25 | 0 | 1 | Cogen | -1 | 0.28704 | 0 | 0 |  |  |  |  | -0.28704 | 0 | 0.74952 | 0.76269 |  |  |  |  | 345 | 0.01317
8157 | FOR #7 | 7 | South | YES | -0.002872 | 28.8 | 5 | 46 | 0 | 1 | Cogen | -1 | 0.28704 | 0 | 0 |  |  |  |  | -0.28704 | 0 | 0.74952 | 0.76269 |  |  |  |  | 346 | 0.01317
80051 | FOR #8 | 8 | South | YES | -0.002872 | 28 | 28 | 28 |  | 1 | Cogen | -1 | 0.28704 | 0 | 0 |  |  |  |  | -0.28704 | 0 | 0.74952 | 0.76269 |  |  |  |  | 347 | 0.01317
80052 | FOR #9 | 9 | South | YES | -0.002872 | 29.7 | 5 | 43.6 | 0 | 1 | Cogen | -1 | 0.28704 | 0 | 0 |  |  |  |  | -0.28704 | 0 | 0.74952 | 0.76269 |  |  |  |  | 348 | 0.01317
80053 | FOR #10 | 10 | South | YES | -0.002872 | 68.4 | 45 | 75 | 0 | 1 | Cogen | -1 | 0.28704 | 0 | 0 |  |  |  |  | -0.28704 | 0 | 0.74952 | 0.76269 |  |  |  |  | 349 | 0.01317
80226 | ALCOA G | 1 | South | YES | -0.002743 | 32.3 | 5 | 48 | 0 | 1.015 | Cogen | -1 | 0.28691 | 0 | 0 |  |  |  |  | -0.28691 | 0 | 0.74952 | 0.76269 |  |  |  |  | 350 | 0.01317
9002 | DECKR_G3 | 3 | South | YES | -0.002559 | 0 | 24 | 42 |  | 1.015 | GGT | -1 | 0.28673 | 42 | 42 |  |  |  |  | -0.28673 | -12.0426 | 0.75051 | 0.76364 |  |  |  |  | 351 | 0.01317
9003 | DECKR_G4 | 4 | South | YES | -0.002559 | 44 | 24 | 44 | 0 | 1.015 | GGT | -1 | 0.28673 | 44 | 44 |  |  |  |  | -0.28673 | -12.616 | 0.75154 | 0.76462 |  |  |  |  | 352 | 0.01317
9004 | DECKR_G5 | 5 | South | YES | -0.002559 | 44 | 24 | 44 | 0 | 1.015 | GGT | -1 | 0.28673 | 44 | 44 |  |  |  |  | -0.28673 | -12.616 | 0.75256 | 0.76561 |  |  |  |  | 353 | 0.01317
9005 | DECKR_G6 | 6 | South | YES | -0.002559 | 44 | 24 | 47 | 0 | 1.015 | GGT | -1 | 0.28673 | 47 | 47 |  |  |  |  | -0.28673 | -13.4762 | 0.75366 | 0.76666 |  |  |  |  | 354 | 0.013129
9000 | DECKR_G1 | 1 | South | YES | -0.0023 | 280 | 50 | 321 | 0 | 1.015 | GST | -1 | 0.28647 | 321 | 321 |  |  |  |  | -0.28647 | -91.9564 | 0.76117 | 0.77385 |  |  |  |  | 355 | 0.013087
9001 | DECKR_G2 | 2 | South | YES | -0.0023 | 400 | 50 | 426 | 0 | 1.015 | GST | -1 | 0.28647 | 426 | 426 |  |  |  |  | -0.28647 | -122.0356 | 0.77114 | 0.78339 |  |  |  |  | 356 | 0.013044
9016 | SANDH_G1 | 1 | South | YES | -0.002298 | 45 | 2 | 49 | 0 | 1.0175 | GGT | -1 | 0.28647 | 49 | 49 |  |  |  |  | -0.28647 | -14.0369 | 0.77229 | 0.78449 |  |  |  |  | 357 | 0.012998
9017 | SANDH_G2 | 2 | South | YES | -0.002298 | 45 | 2 | 46 | 0 | 1.0175 | GGT | -1 | 0.28647 | 46 | 46 |  |  |  |  | -0.28647 | -13.1775 | 0.77336 | 0.78552 |  |  |  |  | 358 | 0.012678
9018 | SANDH_G3 | 3 | South | YES | -0.002298 | 45 | 2 | 46 | 0 | 1.0175 | GGT | -1 | 0.28647 | 46 | 46 |  |  |  |  | -0.28647 | -13.1775 | 0.77444 | 0.78655 |  |  |  |  | 359 | 0.012254
9019 | SANDH_G4 | 4 | South | YES | -0.002298 | 0 | 2 | 47 |  | 1.0175 | GGT | -1 | 0.28647 | 47 | 47 |  |  |  |  | -0.28647 | -13.4639 | 0.77554 | 0.7876 |  |  |  |  | 360 | 0.012205
9020 | SANDHG5A | 5A | South | YES | -0.002298 | 150 | 84 | 155 | 0 | 1.0175 | CC | -1 | 0.28647 | 155 | 155 |  |  |  |  | -0.28647 | -44.4023 | 0.77916 | 0.79108 |  |  |  |  | 361 | 0.012159
9021 | SANDHG5C | 5C | South | YES | -0.002298 | 140 | 0 | 148 | 0 | 1.0175 | CC | -1 | 0.28647 | 148 | 148 |  |  |  |  | -0.28647 | -42.397 | 0.78263 | 0.79439 |  |  |  |  | 362 | 0.012113
8147 | UCAR #2 | 10 | South | YES | -0.002261 | 18.2 | 0 | 28 |  | 1 | Cogen | -1 | 0.28643 | 0 | 0 |  |  |  |  | -0.28643 | 0 | 0.78263 | 0.79439 |  |  |  |  | 363 | 0.012066
8148 | UCAR #1 | 2 | South | YES | -0.002261 | 6.1 | 0 | 7 | 0 | 1.009 | Cogen | -1 | 0.28643 | 0 | 0 |  |  |  |  | -0.28643 | 0 | 0.78263 | 0.79439 |  |  |  |  | 364 | 0.011912
80137 | CSDR89 | 9 | South | YES | -0.002261 | 15 | 0 | 15 | 0 | 1.003 | DCTie | -1 | 0.28643 | 0 | 0 |  |  |  |  | -0.28643 | 0 | 0.78263 | 0.79439 |  |  |  |  | 365 | 0.011765
80137 | CSDR89 | 8 | South | YES | -0.002261 | 33.9 | 0 | 39 | 0 | 1.003 | DCTie | -1 | 0.28643 | 0 | 0 |  |  |  |  | -0.28643 | 0 | 0.78263 | 0.79439 |  |  |  |  | 366 | 0.011765
80138 | CSDR7 | 7 | South | YES | -0.002261 | 6.1 | 0 | 7 | 0 | 1.014 | DCTie | -1 | 0.28643 | 0 | 0 |  |  |  |  | -0.28643 | 0 | 0.78263 | 0.79439 |  |  |  |  | 367 | 0.011765
80139 | CSDR56 | 6 | South | YES | -0.002261 | 0 | 0 | 39 |  | 1.0033 | DCTie | -1 | 0.28643 | 0 | 0 |  |  |  |  | -0.28643 | 0 | 0.78263 | 0.79439 |  |  |  |  | 368 | 0.011765
80139 | CSDR56 | 5 | South | YES | -0.002261 | 15 | 0 | 15 |  | 1.0033 | DCTie | -1 | 0.28643 | 0 | 0 |  |  |  |  | -0.28643 | 0 | 0.78263 | 0.79439 |  |  |  |  | 369 | 0.011765
80140 | CSDR11 | 11 | South | YES | -0.002261 | 33.9 | 0 | 39 | 0 | 1.03 | DCTie | -1 | 0.28643 | 0 | 0 |  |  |  |  | -0.28643 | 0 | 0.78263 | 0.79439 |  |  |  |  | 370 | 0.011765
80227 | AIRCO G | 1 | South | YES | -0.002158 | 7.2 | 0 | 8 | 0 | 1.0104 | Cogen | -1 | 0.28633 | 0 | 0 |  |  |  |  | -0.28633 | 0 | 0.78263 | 0.79439 |  |  |  |  | 371 | 0.011765
80224 | VISTRONG1 | 1 | South | YES | -0.002131 | 13.1 | 0 | 15 | 0 | 1.01 | Cogen | -1 | 0.2863 | 0 | 0 |  |  |  |  | -0.2863 | 0 | 0.78263 | 0.79439 |  |  |  |  | 372 | 0.011765
80225 | VISTRONG2 | 2 | South | YES | -0.002131 | 20.2 | 0 | 23 | 0 | 1.01 | Cogen | -1 | 0.2863 | 0 | 0 |  |  |  |  | -0.2863 | 0 | 0.78263 | 0.79439 |  |  |  |  | 373 | 0.011765
8066 | DUP1V#1 | 1 | South | YES | -0.001976 | 52.3 | 0 | 73 | 0 | 1.01 | Cogen | -1 | 0.28614 | 0 | 0 |  |  |  |  | -0.28614 | 0 | 0.78263 | 0.79439 |  |  |  |  | 374 | 0.011765
7020 | L_AUSTPL1_1Y | 1 | South | YES | -0.001921 | 0 | 0 | 8 |  | 1 | Hydro | -1 | 0.28609 | 0 | 0 |  |  |  |  | -0.28609 | 0 | 0.78263 | 0.79439 |  |  |  |  | 375 | 0.011765
7020 | L_AUSTPL1_1Y | 2 | South | YES | -0.001921 | 0 | 0 | 8 |  | 1 | Hydro | -1 | 0.28609 | 0 | 0 |  |  |  |  | -0.28609 | 0 | 0.78263 | 0.79439 |  |  |  |  | 376 | 0.011765
8173 | VICEC51A | 5 | South | YES | -0.001852 | 144 | 18 | 144 | 0 | 1.025 | CC | -1 | 0.28602 | 144 | 144 |  |  |  |  | -0.28602 | -41.187 | 0.78599 | 0.79761 |  |  |  |  | 377 | 0.011765
8174 | VICEC61A | 6 | South | YES | -0.001852 | 188 | 42 | 188 | 0 | 1.025 | CC | -1 | 0.28602 | 188 | 188 |  |  |  |  | -0.28602 | -53.7719 | 0.79039 | 0.80182 |  |  |  |  | 378 | 0.011765
5508 | RAYBURNCC9 | 1 | South | YES | -0.001804 | 47.7 | 18.2 | 47.7 | 0 | 1.0296 | CC | -1 | 0.28597 | 47.7 | 47.7 |  |  |  |  | -0.28597 | -13.6409 | 0.79151 | 0.80288 |  |  |  |  | 379 | 0.011765
5509 | RAYBURNCC10 | 1 | South | YES | -0.001804 | 37.3 | 5.2 | 37.3 | 0 | 1.0296 | CC | -1 | 0.28597 | 37.3 | 37.3 |  |  |  |  | -0.28597 | -10.6668 | 0.79238 | 0.80372 |  |  |  |  | 380 | 0.011616
5511 | RAYBURNCC7 | 1 | South | YES | -0.001804 | 47.5 | 18.2 | 47.5 | 0 | 1.0296 | CC | -1 | 0.28597 | 47.5 | 47.5 |  |  |  |  | -0.28597 | -13.5837 | 0.79349 | 0.80478 |  |  |  |  | 381 | 0.011422
5512 | RAYBURNCC8 | 1 | South | YES | -0.001804 | 49.3 | 18.2 | 49.3 | 0 | 1.0296 | CC | -1 | 0.28597 | 49.3 | 49.3 |  |  |  |  | -0.28597 | -14.0984 | 0.79465 | 0.80588 |  |  |  |  | 382 | 0.011373
5503 | RAYBURNGEN3 | 1 | South | YES | -0.001563 | 17.6 | 6 | 22 | 0 | 1.0224 | GST | -1 | 0.28573 | 22 | 22 |  |  |  |  | -0.28573 | -6.2861 | 0.79516 | 0.80637 |  |  |  |  | 383 | 0.011334
5505 | RAYBURNGEN1 | 1 | South | YES | -0.001563 | 0 | 1 | 11 |  | 1.0223 | GGT | -1 | 0.28573 | 11 | 11 |  |  |  |  | -0.28573 | -3.143 | 0.79542 | 0.80662 |  |  |  |  | 384 | 0.011285
5506 | RAYBURNGEN2 | 1 | South | YES | -0.001563 | 0 | 1 | 11 |  | 1.0223 | GGT | -1 | 0.28573 | 11 | 11 |  |  |  |  | -0.28573 | -3.143 | 0.79568 | 0.80686 |  |  |  |  | 385 | 0.011234
8189 | CUECPL2A | 1 | South | YES | -0.001392 | 12 | 0 | 12 | 0 | 1.02 | Cogen | -1 | 0.28556 | 0 | 0 |  |  |  |  | -0.28556 | 0 | 0.79568 | 0.80686 |  |  |  |  | 386 | 0.011211
7014 | L_HAYSEN1_1Y | 1 | South | YES | -0.00138 | 223.9 | 74 | 223.9 | 0 | 1.008 | CC | -1 | 0.28555 | 223.9 | 223.9 |  |  |  |  | -0.28555 | -63.9343 | 0.80091 | 0.81186 |  |  |  |  | 387 | 0.011199
7015 | L_HAYSEN1_2Y | 2 | South | YES | -0.00138 | 225 | 74 | 225 | 0 | 1.008 | CC | -1 | 0.28555 | 225 | 225 |  |  |  |  | -0.28555 | -64.2484 | 0.80618 | 0.81689 |  |  |  |  | 388 | 0.011188
7016 | L_HAYSEN1_3Y | 3 | South | YES | -0.00138 | 224.6 | 74 | 224.6 | 0 | 1.008 | CC | -1 | 0.28555 | 224.6 | 224.6 |  |  |  |  | -0.28555 | -64.1342 | 0.81143 | 0.8219 |  |  |  |  | 389 | 0.011188
7017 | L_HAYSEN1_4Y | 4 | South | YES | -0.00138 | 226.7 | 74 | 226.7 | 0 | 1.008 | CC | -1 | 0.28555 | 226.7 | 226.7 |  |  |  |  | -0.28555 | -64.7338 | 0.81673 | 0.82696 |  |  |  |  | 390 | 0.010949
7624 | L_LAKEWO9_1Y | 1 | South | YES | -0.001304 | 0 | 0 | 2.4 |  | 1 | Hydro | -1 | 0.28547 | 0 | 0 |  |  |  |  | -0.28547 | 0 | 0.81673 | 0.82696
7624 | L_LAKEWO9_1Y | 2 | South | YES | -0.001304 | 0 | 0 | 2.4 |  | 1 | Hydro | -1 | 0.28547 | 0 | 0 |  |  |  |  | -0.28547 | 0 | 0.81673 | 0.82696
7810 | L_RIONOG1G1Y | 1 | South | YES | -0.00111 | 148 | 0 | 148 | 0 | 1.02 | CC | -1 | 0.28528 | 148 | 148 |  |  |  |  | -0.28528 | -42.2212 | 0.8202 | 0.83026
7811 | L_RIONOG1G2Y | 2 | South | YES | -0.00111 | 148 | 0 | 148 | 0 | 1.02 | CC | -1 | 0.28528 | 148 | 148 |  |  |  |  | -0.28528 | -42.2212 | 0.82366 | 0.83356
7812 | L_RIONOG1G3Y | 3 | South | YES | -0.00111 | 154 | 0 | 154 | 0 | 1.02 | CC | -1 | 0.28528 | 154 | 154 |  |  |  |  | -0.28528 | -43.9329 | 0.82726 | 0.837
7813 | L_RIONOG1S1Y | 4 | South | YES | -0.00111 | 293 | 0 | 293 | 0 | 1.02 | CC | -1 | 0.28528 | 293 | 293 |  |  |  |  | -0.28528 | -83.5866 | 0.83412 | 0.84353
7605 | L_MCQUEE9_1Y | 1 | South | YES | -0.000902 | 0 | 0 | 2.4 |  | 1.025 | Hydro | -1 | 0.28507 | 0 | 0 |  |  |  |  | -0.28507 | 0 | 0.83412 | 0.84353
7605 | L_MCQUEE9_1Y | 2 | South | YES | -0.000902 | 0 | 0 | 2.4 |  | 1.025 | Hydro | -1 | 0.28507 | 0 | 0 |  |  |  |  | -0.28507 | 0 | 0.83412 | 0.84353
7605 | L_MCQUEE9_1Y | 3 | South | YES | -0.000902 | 0 | 0 | 2.8 |  | 1.025 | Hydro | -1 | 0.28507 | 0 | 0 |  |  |  |  | -0.28507 | 0 | 0.83412 | 0.84353
7800 | L_GUADGE1_1Y | 1 | South | YES | -0.000832 | 147 | 30 | 147 | 0 | 1.02 | CC | -1 | 0.285 | 147 | 147 |  |  |  |  | -0.285 | -41.8951 | 0.83756 | 0.84681
7801 | L_GUADGE1_2Y | 2 | South | YES | -0.000832 | 138 | 30 | 138 | 0 | 1.02 | CC | -1 | 0.285 | 138 | 138 |  |  |  |  | -0.285 | -39.3301 | 0.84078 | 0.84988
7802 | L_GUADGE1_3Y | 3 | South | YES | -0.000832 | 146 | 30 | 146 | 0 | 1.02 | CC | -1 | 0.285 | 146 | 146 |  |  |  |  | -0.285 | -41.6101 | 0.8442 | 0.85314
7803 | L_GUADGE1_4Y | 4 | South | YES | -0.000832 | 149 | 30 | 149 | 0 | 1.02 | CC | -1 | 0.285 | 149 | 149 |  |  |  |  | -0.285 | -42.4651 | 0.84769 | 0.85646
7804 | L_GUADGE1_5Y | 5 | South | YES | -0.000832 | 182 | 30 | 182 | 0 | 1.02 | CC | -1 | 0.285 | 182 | 182 |  |  |  |  | -0.285 | -51.8701 | 0.85194 | 0.86051
7805 | L_GUADGE1_6Y | 6 | South | YES | -0.000832 | 203 | 30 | 203 | 0 | 1.02 | CC | -1 | 0.285 | 203 | 203 |  |  |  |  | -0.285 | -57.8551 | 0.85669 | 0.86504
8161 | COLETO0A | 1 | South | YES | -0.000806 | 633 | 200 | 633 | 0 | 1.03 | LIGCO | -1 | 0.28497 | 0 | 633 |  |  |  |  | -0.28497 | 0 | 0.85669 | 0.86504
8926 | LGE_GT10A | 1 | South | YES | -0.000781 | 158 | 0 | 158 | 0 | 1.03 | Cogen | -1 | 0.28495 | 0 | 0 |  |  |  |  | -0.28495 | 0 | 0.85669 | 0.86504
8927 | LGE_GT20A | 2 | South | YES | -0.000781 | 153 | 0 | 153 | 0 | 1.03 | Cogen | -1 | 0.28495 | 0 | 0 |  |  |  |  | -0.28495 | 0 | 0.85669 | 0.86504
8928 | LGE_STG0A | 3 | South | YES | -0.000781 | 100 | 0 | 100 | 0 | 1.03 | Cogen | -1 | 0.28495 | 0 | 0 |  |  |  |  | -0.28495 | 0 | 0.85669 | 0.86504
8930 | ICPGN10A | 1 | South | YES | -0.000781 | 149 | 0 | 149 | 0 | 1.03 | Cogen | -1 | 0.28495 | 0 | 0 |  |  |  |  | -0.28495 | 0 | 0.85669 | 0.86504
8931 | ICPGN20A | 2 | South | YES | -0.000781 | 150 | 0 | 150 | 0 | 1.03 | Cogen | -1 | 0.28495 | 0 | 0 |  |  |  |  | -0.28495 | 0 | 0.85669 | 0.86504
8932 | ICPGN30A | 3 | South | YES | -0.000781 | 127 | 0 | 127 | 0 | 1.03 | Cogen | -1 | 0.28495 | 0 | 0 |  |  |  |  | -0.28495 | 0 | 0.85669 | 0.86504
80223 | REYSHR G | 1 | South | YES | -0.000781 | 12 | 0 | 12 | 0 | 1.032 | Cogen | -1 | 0.28495 | 0 | 0 |  |  |  |  | -0.28495 | 0 | 0.85669 | 0.86504
7609 | L_SCHUMA8_1Y | 1 | South | YES | -0.00049 | 0 | 0 | 4 |  | 1 | Hydro | -1 | 0.28466 | 0 | 0 |  |  |  |  | -0.28466 | 0 | 0.85669 | 0.86504
8442 | NBEC7 | 7 | South | YES | -0.000486 | 0 | 81 | 367 |  | 1.0298 | GST | -1 | 0.28465 | 367 | 367 |  |  |  |  | -0.28465 | -104.4682 | 0.86528 | 0.87321
8442 | NBEC7 | MB | South | YES | -0.000486 | 0 | 81 | 367 |  | 1.0298 | GST | -1 | 0.28465 | 0 | 0 |  |  |  |  | -0.28465 | 0 | 0.86528 | 0.87321
8560 | CNOPGT1 | 1 | South | YES | -0.000483 | 148.3 | 0 | 148.3 | 0 | 1.03 | Cogen | -1 | 0.28465 | 0 | 0 |  |  |  |  | -0.28465 | 0 | 0.86528 | 0.87321
8561 | CNOPGT2 | 2 | South | YES | -0.000483 | 148.6 | 0 | 148.6 | 0 | 1.03 | Cogen | -1 | 0.28465 | 0 | 0 |  |  |  |  | -0.28465 | 0 | 0.86528 | 0.87321
8562 | CNOPST1 | 3 | South | YES | -0.000483 | 153 | 0 | 153 | 0 | 1.03 | Cogen | -1 | 0.28465 | 0 | 0 |  |  |  |  | -0.28465 | 0 | 0.86528 | 0.87321
8456 | COSW#1 | 1 | South | YES | -0.000468 | 20 | 0 | 20 | 0 | 1.027 | Cogen | -1 | 0.28464 | 0 | 0 |  |  |  |  | -0.28464 | 0 | 0.86528 | 0.87321
8457 | COSW#2 | 2 | South | YES | -0.000468 | 14 | 0 | 14 | 0 | 1.027 | Cogen | -1 | 0.28464 | 0 | 0 |  |  |  |  | -0.28464 | 0 | 0.86528 | 0.87321
8459 | B_DAVIS0B | MB | South | YES | -0.00045 | 0 | 50 | 339 |  | 1.03 | GSC | -1 | 0.28462 | 0 | 0 |  |  |  |  | -0.28462 | 0 | 0.86528 | 0.87321
8460 | B_DAVIS0A | MB | South | YES | -0.00045 | 0 | 50 | 340 |  | 1.03 | GSC | -1 | 0.28462 | 0 | 0 |  |  |  |  | -0.28462 | 0 | 0.86528 | 0.87321
80263 | B_DAVIS31A | 3 | South | YES | -0.00045 | 0 | 0 | 180 |  | 1.0366 | CC | -1 | 0.28462 | 180 | 180 |  |  |  |  | -0.28462 | -51.2313 | 0.86949 | 0.87721
80264 | B_DAVIS41A | 4 | South | YES | -0.00045 | 0 | 0 | 180 |  | 1.0366 | CC | -1 | 0.28462 | 180 | 180 |  |  |  |  | -0.28462 | -51.2313 | 0.8737 | 0.88122
8506 | VAL #1 | 1 | South | YES | -0.000385 | 20.9 | 0 | 25 | 0 | 1.0055 | Cogen | -1 | 0.28455 | 0 | 0 |  |  |  |  | -0.28455 | 0 | 0.8737 | 0.88122
8507 | VAL #2 | 2 | South | YES | -0.000385 | 20.9 | 0 | 25 | 0 | 1.0055 | Cogen | -1 | 0.28455 | 0 | 0 |  |  |  |  | -0.28455 | 0 | 0.8737 | 0.88122
8511 | OXY_CC0A | 1 | South | YES | -0.000385 | 30.3 | 0 | 38 | 0 | 1.027 | Cogen | -1 | 0.28455 | 0 | 0 |  |  |  |  | -0.28455 | 0 | 0.8737 | 0.88122
8461 | KOCH_UP0A | 1 | South | YES | -0.000343 | 38 | 0 | 38 | 0 | 1.012 | Cogen | -1 | 0.28451 | 0 | 0 |  |  |  |  | -0.28451 | 0 | 0.8737 | 0.88122
7487 | L_CANYHY8_1Y | 1 | South | YES | -0.000264 | 0 | 0 | 6 |  | 1 | Hydro | -1 | 0.28443 | 0 | 0 |  |  |  |  | -0.28443 | 0 | 0.8737 | 0.88122
80080 | GWINDT11A | 3 | South | YES | -0.000239 | 0 | 0 | 38 | 0 | 1.025 | Wind | -1 | 0.28441 | 0 | 38 |  |  |  |  | -0.28441 | 0 | 0.8737 | 0.88122
80080 | GWINDT11A | 4 | South | YES | -0.000239 | 3.8 | 0 | 19 | 0 | 1.025 | Wind | -1 | 0.28441 | 0 | 19 |  |  |  |  | -0.28441 | 0 | 0.8737 | 0.88122
80080 | GWINDT11A | 2 | South | YES | -0.000239 | 0 | 0 | 41 | 0 | 1.025 | Wind | -1 | 0.28441 | 0 | 41 |  |  |  |  | -0.28441 | 0 | 0.8737 | 0.88122
80080 | GWINDT11A | 1 | South | YES | -0.000239 | 28.2 | 0 | 94 | 0 | 1.025 | Wind | -1 | 0.28441 | 0 | 94 |  |  |  |  | -0.28441 | 0 | 0.8737 | 0.88122
80081 | GWINDT21A | 4 | South | YES | -0.000239 | 4.4 | 0 | 22 | 0 | 1.025 | Wind | -1 | 0.28441 | 0 | 22 |  |  |  |  | -0.28441 | 0 | 0.8737 | 0.88122
80081 | GWINDT21A | 1 | South | YES | -0.000239 | 28.2 | 0 | 94 | 0 | 1.025 | Wind | -1 | 0.28441 | 0 | 94 |  |  |  |  | -0.28441 | 0 | 0.8737 | 0.88122
80081 | GWINDT21A | 3 | South | YES | -0.000239 | 8.6 | 0 | 43 | 0 | 1.025 | Wind | -1 | 0.28441 | 0 | 43 |  |  |  |  | -0.28441 | 0 | 0.8737 | 0.88122
80081 | GWINDT21A | 2 | South | YES | -0.000239 | 7.2 | 0 | 36 | 0 | 1.025 | Wind | -1 | 0.28441 | 0 | 36 |  |  |  |  | -0.28441 | 0 | 0.8737 | 0.88122
80180 | PNSCALT11A | 2 | South | YES | -0.000239 | 10 | 0 | 50 | 0 | 1.025 | Wind | -1 | 0.28441 | 0 | 50 |  |  |  |  | -0.28441 | 0 | 0.8737 | 0.88122
80180 | PNSCALT11A | 1 | South | YES | -0.000239 | 43.8 | 0 | 148 | 0 | 1.025 | Wind | -1 | 0.28441 | 0 | 148 |  |  |  |  | -0.28441 | 0 | 0.8737 | 0.88122
80181 | PNSCALT21A | 2 | South | YES | -0.000239 | 10 | 0 | 50 | 0 | 1.025 | Wind | -1 | 0.28441 | 0 | 50 |  |  |  |  | -0.28441 | 0 | 0.8737 | 0.88122
80181 | PNSCALT21A | 1 | South | YES | -0.000239 | 16.5 | 0 | 55 | 0 | 1.025 | Wind | -1 | 0.28441 | 0 | 55 |  |  |  |  | -0.28441 | 0 | 0.8737 | 0.88122
8517 | CELANEBI0A | 1 | South | YES | -0.000217 | 29 | 0 | 29 | 0 | 1.02 | Cogen | -1 | 0.28439 | 0 | 0 |  |  |  |  | -0.28439 | 0 | 0.8737 | 0.88122
5932 | SI_RAY9 | 9 | South | YES | -8.3e-05 | 32 | 32 | 38 | 0 | 1.035 | CC | -1 | 0.28425 | 38 | 38 |  |  |  |  | -0.28425 | -10.8016 | 0.87459 | 0.88206
5933 | SI_RAY6 | 6 | South | YES | -8.3e-05 | 15.4 | 10 | 19.3 | 0 | 1.035 | GST | -1 | 0.28425 | 19.3 | 19.3 |  |  |  |  | -0.28425 | -5.4861 | 0.87504 | 0.88249
5935 | SI_RAY10 | 10 | South | YES | -8.3e-05 | 47 | 10 | 47 | 0 | 1.03 | CC | -1 | 0.28425 | 47 | 47 |  |  |  |  | -0.28425 | -13.3598 | 0.87614 | 0.88353
80003 | MILHWYS | F | South | YES | -8.2e-05 | 0 | 0 | 0 | 0 | 1.0168 | AVR | -1 | 0.28425 | 0 | 0 |  |  |  |  | -0.28425 | 0 | 0.87614 | 0.88353
5934 | SI_RAY5 | 5 | South | YES | 0 | 0 | 10 | 15 |  | 1.035 | GST | -1 | 0.28417 | 15 | 15 |  |  |  |  | -0.28417 | -4.2625 | 0.87649 | 0.88387
8139 | JOS #1 | MB | South | YES | 0 | 0 | 45 | 255 |  | 1.02 | GST | -1 | 0.28417 | 0 | 0 |  |  |  |  | -0.28417 | 0 | 0.87649 | 0.88387
8285 | LAR #1 | MB | South | YES | 0 | 0 | 9 | 32 |  | 1.0497 | GST | -1 | 0.28417 | 0 | 0 |  |  |  |  | -0.28417 | 0 | 0.87649 | 0.88387
8287 | LAR #2 | MB | South | YES | 0 | 0 | 9 | 32 |  | 1.04 | GST | -1 | 0.28417 | 0 | 0 |  |  |  |  | -0.28417 | 0 | 0.87649 | 0.88387
8288 | LAR #3 | MB | South | YES | 0 | 0 | 25 | 105 |  | 1.04 | GST | -1 | 0.28417 | 0 | 0 |  |  |  |  | -0.28417 | 0 | 0.87649 | 0.88387
8388 | BATES0A | MB | South | YES | 0 | 0 | 21 | 71 |  | 1.033 | GST | -1 | 0.28417 | 0 | 0 |  |  |  |  | -0.28417 | 0 | 0.87649 | 0.88387
8393 | BATES0B | MB | South | YES | 0 | 0 | 25 | 110 |  | 1.03 | GST | -1 | 0.28417 | 0 | 0 |  |  |  |  | -0.28417 | 0 | 0.87649 | 0.88387
8437 | NUECES_B0C | MB | South | YES | 0 | 0 | 7 | 30 |  | 1.03 | GST | -1 | 0.28417 | 0 | 0 |  |  |  |  | -0.28417 | 0 | 0.87649 | 0.88387
8438 | NUECES_B0B | MB | South | YES | 0 | 0 | 26 | 169 |  | 1.03 | GST | -1 | 0.28417 | 0 | 0 |  |  |  |  | -0.28417 | 0 | 0.87649 | 0.88387
39190 | TNSLCGN1__8 | 1 | Houston | YES | 0 | 0 | 10 | 30 |  | 1.03 | Cogen | -1 | 0.28417 | 0 | 0 |  |  |  |  | -0.28417 | 0 | 0.87649 | 0.88387
8936 | MVGN#1 | 1 | South | YES | 0.00017 | 216.6 | 0 | 216.6 | 0 | 1.0304 | CC | -1 | 0.284 | 216.6 | 216.6 |  |  |  |  | -0.284 | -61.5141 | 0.88156 | 0.88868
8937 | MVGN#2 | 2 | South | YES | 0.00017 | 216.7 | 0 | 216.7 | 0 | 1.0304 | CC | -1 | 0.284 | 216.7 | 216.7 |  |  |  |  | -0.284 | -61.5425 | 0.88663 | 0.89349
8938 | MVGN#3 | 3 | South | YES | 0.00017 | 250.9 | 0 | 250.9 | 0 | 1.0304 | CC | -1 | 0.284 | 250.9 | 250.9 |  |  |  |  | -0.284 | -71.2552 | 0.8925 | 0.89906
8981 | HECN1 | 1 | South | YES | 0.000172 | 144.8 | 0 | 144.8 | 0 | 1.0304 | CC | -1 | 0.284 | 144.8 | 144.8 |  |  |  |  | -0.284 | -41.1227 | 0.89588 | 0.90228
8982 | HECN2 | 2 | South | YES | 0.000172 | 144.1 | 0 | 144.1 | 0 | 1.0304 | CC | -1 | 0.284 | 144.1 | 144.1 |  |  |  |  | -0.284 | -40.9239 | 0.89926 | 0.90548
8983 | HECN3 | 3 | South | YES | 0.000172 | 171.9 | 0 | 171.9 | 0 | 1.0304 | CC | -1 | 0.284 | 171.9 | 171.9 |  |  |  |  | -0.284 | -48.819 | 0.90328 | 0.90929
5401 | CALAVER_JKS1 | 1 | South | YES | 0.000183 | 562 | 100 | 562 | 0 | 1.026 | LIGCO | -1 | 0.28399 | 0 | 562 |  |  |  |  | -0.28399 | 0 | 0.90328 | 0.90929
5476 | BRA_AVR1_CT1 | 1 | South | YES | 0.000369 | 155 | 90 | 155 | 0 | 1.025 | CC | -1 | 0.2838 | 155 | 155 |  |  |  |  | -0.2838 | -43.9889 | 0.9069 | 0.91273
5477 | BRA_AVR1_ST | 1 | South | YES | 0.000369 | 174 | 138 | 174 | 0 | 1.025 | CC | -1 | 0.2838 | 174 | 174 |  |  |  |  | -0.2838 | -49.3811 | 0.91097 | 0.91659
5478 | BRA_AVR1_CT2 | 1 | South | YES | 0.000369 | 155 | 90 | 155 | 0 | 1.025 | CC | -1 | 0.2838 | 155 | 155 |  |  |  |  | -0.2838 | -43.9889 | 0.9146 | 0.92003
5903 | SANMIGUELGEN | 1 | South | YES | 0.000497 | 396.3 | 180 | 396.3 | 0 | 1.0336 | LIGCO | -1 | 0.28367 | 0 | 396.3 |  |  |  |  | -0.28367 | 0 | 0.9146 | 0.92003
5436 | TUTTL_WBT1G1 | 1 | South | YES | 0.000509 | 48.8 | 20 | 61 | 0 | 1.012 | GST | -1 | 0.28366 | 61 | 61 |  |  |  |  | -0.28366 | -17.3032 | 0.91603 | 0.92139
5438 | TUTTL_WBT3G3 | 3 | South | YES | 0.000509 | 95 | 25 | 95 | 0 | 1.012 | GST | -1 | 0.28366 | 95 | 95 |  |  |  |  | -0.28366 | -26.9477 | 0.91825 | 0.92349
5439 | TUTTL_WBT4G4 | 4 | South | YES | 0.000509 | 151 | 40 | 151 | 0 | 1.012 | GST | -1 | 0.28366 | 151 | 151 |  |  |  |  | -0.28366 | -42.8326 | 0.92178 | 0.92684
8933 | FGNTS001 | 1 | South | YES | 0.000767 | 146.5 | 0 | 146.5 | 0 | 1.03 | CC | -1 | 0.2834 | 146.5 | 146.5 |  |  |  |  | -0.2834 | -41.5183 | 0.92521 | 0.93009
8934 | FGNTS101 | 2 | South | YES | 0.000767 | 147.9 | 0 | 147.9 | 0 | 1.03 | CC | -1 | 0.2834 | 147.9 | 147.9 |  |  |  |  | -0.2834 | -41.9151 | 0.92867 | 0.93336
8935 | FGNTS201 | 3 | South | YES | 0.000767 | 173 | 0 | 173 | 0 | 1.03 | CC | -1 | 0.2834 | 173 | 173 |  |  |  |  | -0.2834 | -49.0285 | 0.93272 | 0.9372
88198 | BEEVILLE | F | South | YES | 0.000769 | 0 | 0 | 0 | 0 | 1.02 | AVR | -1 | 0.2834 | 0 | 0 |  |  |  |  | -0.2834 | 0 | 0.93272 | 0.9372
5111 | CALAVER_JTD1 | 1 | South | YES | 0.000878 | 430 | 80 | 430 | 0 | 1.0138 | LIGCO | -1 | 0.28329 | 0 | 430 |  |  |  |  | -0.28329 | 0 | 0.93272 | 0.9372
5112 | CALAVER_JTD2 | 2 | South | YES | 0.000878 | 430 | 80 | 430 | 0 | 1.0138 | LIGCO | -1 | 0.28329 | 0 | 430 |  |  |  |  | -0.28329 | 0 | 0.93272 | 0.9372
5396 | CALAVER_OWS1 | 1 | South | YES | 0.000979 | 418 | 80 | 418 | 0 | 1.0192 | GST | -1 | 0.28319 | 418 | 418 |  |  |  |  | -0.28319 | -118.3732 | 0.94249 | 0.94645
5397 | CALAVER_OWS2 | 2 | South | YES | 0.000979 | 400 | 80 | 400 | 0 | 1.0192 | GST | -1 | 0.28319 | 400 | 400 |  |  |  |  | -0.28319 | -113.2758 | 0.95185 | 0.95531
5026 | BRAUNIG_VHB1 | 1 | South | YES | 0.000986 | 215 | 40 | 215 | 0 | 1.0192 | GST | -1 | 0.28318 | 215 | 215 |  |  |  |  | -0.28318 | -60.8842 | 0.95688 | 0.96007
5027 | BRAUNIG_VHB2 | 2 | South | YES | 0.000986 | 216 | 40 | 216 | 0 | 1.0192 | GST | -1 | 0.28318 | 216 | 216 |  |  |  |  | -0.28318 | -61.1674 | 0.96194 | 0.96485
5028 | BRAUNIG_VHB3 | 3 | South | YES | 0.001161 | 407 | 60 | 407 | 0 | 1.0138 | GST | -1 | 0.28301 | 407 | 407 |  |  |  |  | -0.28301 | -115.1841 | 0.97146 | 0.97386
7031 | L_MARSFO1G1Y | 1 | South | YES | 0.001618 | 0 | 0 | 36 |  | 1 | Hydro | -1 | 0.28255 | 0 | 0 |  |  |  |  | -0.28255 | 0 | 0.97146 | 0.97386
7032 | L_MARSFO1G2Y | 2 | South | YES | 0.001618 | 0 | 0 | 35 |  | 1 | Hydro | -1 | 0.28255 | 0 | 0 |  |  |  |  | -0.28255 | 0 | 0.97146 | 0.97386
7033 | L_MARSFO1G3Y | 3 | South | YES | 0.001618 | 0 | 0 | 36 |  | 1 | Hydro | -1 | 0.28255 | 0 | 0 |  |  |  |  | -0.28255 | 0 | 0.97146 | 0.97386
5264 | LEON_LCP3G3 | 3 | South | YES | 0.001712 | 0 | 20 | 58 |  | 1.0197 | GST | -1 | 0.28246 | 58 | 58 |  |  |  |  | -0.28246 | -16.3825 | 0.97281 | 0.97514
5265 | LEON_LCP4G4 | 4 | South | YES | 0.001712 | 89 | 25 | 89 | 0 | 1.0197 | GST | -1 | 0.28246 | 89 | 89 |  |  |  |  | -0.28246 | -25.1386 | 0.9749 | 0.97711
5266 | LEON_LCPCT1 | 1 | South | YES | 0.001712 | 44 | 24 | 44 | 0 | 1.0197 | GGT | -1 | 0.28246 | 44 | 44 |  |  |  |  | -0.28246 | -12.4281 | 0.97593 | 0.97808
5267 | LEON_LCPCT2 | 2 | South | YES | 0.001712 | 44 | 24 | 44 | 0 | 1.0197 | GGT | -1 | 0.28246 | 44 | 44 |  |  |  |  | -0.28246 | -12.4281 | 0.97695 | 0.97905
5268 | LEON_LCPCT3 | 3 | South | YES | 0.001712 | 43 | 24 | 43 | 0 | 1.0197 | GGT | -1 | 0.28246 | 43 | 43 |  |  |  |  | -0.28246 | -12.1456 | 0.97796 | 0.98
5269 | LEON_LCPCT4 | 4 | South | YES | 0.001712 | 45 | 24 | 45 | 0 | 1.0197 | GGT | -1 | 0.28246 | 45 | 45 |  |  |  |  | -0.28246 | -12.7105 | 0.97901 | 0.98099
88508 | FALFURRI | F | South | YES | 0.003764 | 0 | 0 | 0 | 0 | 1 | AVR | -1 | 0.2804 | 0 | 0 |  |  |  |  | -0.2804 | 0 | 0.97901 | 0.98099
5728 | FALCONHYDRO2 | 2 | South | YES | 0.004306 | 12 | 0 | 12 | 0 | 1.0234 | Hydro | -1 | 0.27986 | 0 | 0 |  |  |  |  | -0.27986 | 0 | 0.97901 | 0.98099
5729 | FALCONHYDRO3 | 3 | South | YES | 0.004306 | 11 | 0 | 11 | 0 | 1.0234 | Hydro | -1 | 0.27986 | 0 | 0 |  |  |  |  | -0.27986 | 0 | 0.97901 | 0.98099
8048 | FALCONHYDRO1 | 1 | South | YES | 0.004306 | 12 | 0 | 12 | 0 | 1.0234 | Hydro | -1 | 0.27986 | 0 | 0 |  |  |  |  | -0.27986 | 0 | 0.97901 | 0.98099
88299 | ZAPATA | F | South | YES | 0.007692 | 0 | 0 | 0 | 0 | 1.02 | BLT | -1 | 0.27648 | 0 | 0 |  |  |  |  | -0.27648 | 0 | 0.97901 | 0.98099
7028 | L_MARBFA1_1Y | 1 | South | YES | 0.009032 | 0 | 0 | 18 |  | 1 | Hydro | -1 | 0.27514 | 0 | 0 |  |  |  |  | -0.27514 | 0 | 0.97901 | 0.98099
7029 | L_MARBFA1_2Y | 2 | South | YES | 0.009032 | 0 | 0 | 18 |  | 1 | Hydro | -1 | 0.27514 | 0 | 0 |  |  |  |  | -0.27514 | 0 | 0.97901 | 0.98099
7035 | L_WIRTZ_1G1Y | 1 | South | YES | 0.011741 | 0 | 0 | 29 |  | 1 | Hydro | -1 | 0.27243 | 0 | 0 |  |  |  |  | -0.27243 | 0 | 0.97901 | 0.98099
7036 | L_WIRTZ_1G2Y | 2 | South | YES | 0.011741 | 0 | 0 | 29.7 |  | 1 | Hydro | -1 | 0.27243 | 0 | 0 |  |  |  |  | -0.27243 | 0 | 0.97901 | 0.98099
5890 | PEARSALLGEN1 | 1 | South | YES | 0.012038 | 19.2 | 6 | 24 | 0 | 1.0226 | GST | -1 | 0.27213 | 24 | 24 |  |  |  |  | -0.27213 | -6.5311 | 0.97957 | 0.9815
5891 | PEARSALLGEN2 | 1 | South | YES | 0.012038 | 19.4 | 6 | 24.3 | 0 | 1.0226 | GST | -1 | 0.27213 | 24.3 | 24.3 |  |  |  |  | -0.27213 | -6.6128 | 0.98014 | 0.98202
5892 | PEARSALLGEN3 | 1 | South | YES | 0.012038 | 19.1 | 6 | 23.9 | 0 | 1.0226 | GST | -1 | 0.27213 | 23.9 | 23.9 |  |  |  |  | -0.27213 | -6.5039 | 0.9807 | 0.98253
7000 | L_FERGUS1_1Y | 1 | South | YES | 0.012615 | 400 | 65 | 423.3 | 0 | 1.015 | GSC | -1 | 0.27155 | 423.3 | 423.3 |  |  |  |  | -0.27155 | -114.9486 | 0.9906 | 0.99152
80012 | LAR | F | South | YES | 0.012686 | 0 | 0 | 0 | 0 | 1.04 | DCTie | -1 | 0.27148 | 0 | 0 |  |  |  |  | -0.27148 | 0 | 0.9906 | 0.99152
80265 | LARECU40A | 4 | South | YES | 0.012689 | 80 | 0 | 100 |  | 1.039 | GGT | -1 | 0.27148 | 100 | 100 |  |  |  |  | -0.27148 | -27.148 | 0.99294 | 0.99364
80266 | LARECU50A | 5 | South | YES | 0.012689 | 80 | 0 | 100 |  | 1.039 | GGT | -1 | 0.27148 | 100 | 100 |  |  |  |  | -0.27148 | -27.148 | 0.99528 | 0.99576
7022 | L_BUCHAN1_1Y | 1 | South | YES | 0.012851 | 0 | 0 | 18 |  | 1 | Hydro | -1 | 0.27132 | 0 | 0 |  |  |  |  | -0.27132 | 0 | 0.99528 | 0.99576
7023 | L_BUCHAN1_2Y | 2 | South | YES | 0.012851 | 0 | 0 | 18 |  | 1 | Hydro | -1 | 0.27132 | 0 | 0 |  |  |  |  | -0.27132 | 0 | 0.99528 | 0.99576
7024 | L_BUCHAN1_3Y | 3 | South | YES | 0.012851 | 0 | 0 | 15 |  | 1 | Hydro | -1 | 0.27132 | 0 | 0 |  |  |  |  | -0.27132 | 0 | 0.99528 | 0.99576
58909 | PEARSALLSCG1 | 3 | South | YES | 0.015252 | 0 | 0 | 8.4 |  | 1.027 | Diesel | -1 | 0.26892 | 8.4 | 8.4 |  |  |  |  | -0.26892 | -2.2589 | 0.99548 | 0.99594
58909 | PEARSALLSCG1 | 4 | South | YES | 0.015252 | 0 | 0 | 8.4 |  | 1.027 | Diesel | -1 | 0.26892 | 8.4 | 8.4 |  |  |  |  | -0.26892 | -2.2589 | 0.99568 | 0.99611
58909 | PEARSALLSCG1 | 6 | South | YES | 0.015252 | 0 | 0 | 8.4 |  | 1.027 | Diesel | -1 | 0.26892 | 8.4 | 8.4 |  |  |  |  | -0.26892 | -2.2589 | 0.99587 | 0.99629
58909 | PEARSALLSCG1 | 5 | South | YES | 0.015252 | 0 | 0 | 8.4 |  | 1.027 | Diesel | -1 | 0.26892 | 8.4 | 8.4 |  |  |  |  | -0.26892 | -2.2589 | 0.99607 | 0.99647
58909 | PEARSALLSCG1 | 1 | South | YES | 0.015252 | 0 | 0 | 8.4 |  | 1.027 | Diesel | -1 | 0.26892 | 8.4 | 8.4 |  |  |  |  | -0.26892 | -2.2589 | 0.99627 | 0.99664
58909 | PEARSALLSCG1 | 2 | South | YES | 0.015252 | 0 | 0 | 8.4 |  | 1.027 | Diesel | -1 | 0.26892 | 8.4 | 8.4 |  |  |  |  | -0.26892 | -2.2589 | 0.99646 | 0.99682
58919 | PEARSALLSCG2 | 5 | South | YES | 0.015252 | 0 | 0 | 8.4 |  | 1.027 | Diesel | -1 | 0.26892 | 8.4 | 8.4 |  |  |  |  | -0.26892 | -2.2589 | 0.99666 | 0.997
58919 | PEARSALLSCG2 | 6 | South | YES | 0.015252 | 0 | 0 | 8.4 |  | 1.027 | Diesel | -1 | 0.26892 | 8.4 | 8.4 |  |  |  |  | -0.26892 | -2.2589 | 0.99686 | 0.99717
58919 | PEARSALLSCG2 | 1 | South | YES | 0.015252 | 0 | 0 | 8.4 |  | 1.027 | Diesel | -1 | 0.26892 | 8.4 | 8.4 |  |  |  |  | -0.26892 | -2.2589 | 0.99705 | 0.99735
58919 | PEARSALLSCG2 | 2 | South | YES | 0.015252 | 0 | 0 | 8.4 |  | 1.027 | Diesel | -1 | 0.26892 | 8.4 | 8.4 |  |  |  |  | -0.26892 | -2.2589 | 0.99725 | 0.99753
58919 | PEARSALLSCG2 | 4 | South | YES | 0.015252 | 0 | 0 | 8.4 |  | 1.027 | Diesel | -1 | 0.26892 | 8.4 | 8.4 |  |  |  |  | -0.26892 | -2.2589 | 0.99745 | 0.9977
58919 | PEARSALLSCG2 | 3 | South | YES | 0.015252 | 0 | 0 | 8.4 |  | 1.027 | Diesel | -1 | 0.26892 | 8.4 | 8.4 |  |  |  |  | -0.26892 | -2.2589 | 0.99764 | 0.99788
58929 | PEARSALLSCG3 | 4 | South | YES | 0.015252 | 0 | 0 | 8.4 |  | 1.027 | Diesel | -1 | 0.26892 | 8.4 | 8.4 |  |  |  |  | -0.26892 | -2.2589 | 0.99784 | 0.99806
58929 | PEARSALLSCG3 | 6 | South | YES | 0.015252 | 0 | 0 | 8.4 |  | 1.027 | Diesel | -1 | 0.26892 | 8.4 | 8.4 |  |  |  |  | -0.26892 | -2.2589 | 0.99803 | 0.99823
58929 | PEARSALLSCG3 | 2 | South | YES | 0.015252 | 0 | 0 | 8.4 |  | 1.027 | Diesel | -1 | 0.26892 | 8.4 | 8.4 |  |  |  |  | -0.26892 | -2.2589 | 0.99823 | 0.99841
58929 | PEARSALLSCG3 | 5 | South | YES | 0.015252 | 0 | 0 | 8.4 |  | 1.027 | Diesel | -1 | 0.26892 | 8.4 | 8.4 |  |  |  |  | -0.26892 | -2.2589 | 0.99843 | 0.99859
58929 | PEARSALLSCG3 | 1 | South | YES | 0.015252 | 0 | 0 | 8.4 |  | 1.027 | Diesel | -1 | 0.26892 | 8.4 | 8.4 |  |  |  |  | -0.26892 | -2.2589 | 0.99862 | 0.99876
58929 | PEARSALLSCG3 | 3 | South | YES | 0.015252 | 0 | 0 | 8.4 |  | 1.027 | Diesel | -1 | 0.26892 | 8.4 | 8.4 |  |  |  |  | -0.26892 | -2.2589 | 0.99882 | 0.99894
58949 | PEARSALLSCG4 | 3 | South | YES | 0.015252 | 0 | 0 | 8.4 |  | 1.027 | Diesel | -1 | 0.26892 | 8.4 | 8.4 |  |  |  |  | -0.26892 | -2.2589 | 0.99902 | 0.99912
58949 | PEARSALLSCG4 | 2 | South | YES | 0.015252 | 0 | 0 | 8.4 |  | 1.027 | Diesel | -1 | 0.26892 | 8.4 | 8.4 |  |  |  |  | -0.26892 | -2.2589 | 0.99921 | 0.99929
58949 | PEARSALLSCG4 | 1 | South | YES | 0.015252 | 0 | 0 | 8.4 |  | 1.027 | Diesel | -1 | 0.26892 | 8.4 | 8.4 |  |  |  |  | -0.26892 | -2.2589 | 0.99941 | 0.99947
58949 | PEARSALLSCG4 | 4 | South | YES | 0.015252 | 0 | 0 | 8.4 |  | 1.027 | Diesel | -1 | 0.26892 | 8.4 | 8.4 |  |  |  |  | -0.26892 | -2.2589 | 0.99961 | 0.99965
58949 | PEARSALLSCG4 | 6 | South | YES | 0.015252 | 0 | 0 | 8.4 |  | 1.027 | Diesel | -1 | 0.26892 | 8.4 | 8.4 |  |  |  |  | -0.26892 | -2.2589 | 0.9998 | 0.99982
58949 | PEARSALLSCG4 | 5 | South | YES | 0.015252 | 0 | 0 | 8.4 |  | 1.027 | Diesel | -1 | 0.26892 | 8.4 | 8.4 |  |  |  |  | -0.26892 | -2.2589 | 1 | 1
7026 | L_INKSDA1_1Y | 1 | South | YES | 0.018186 | 0 | 0 | 13.7 |  | 1 | Hydro | -1 | 0.26598 | 0 | 0 |  |  |  |  | -0.26598 | 0 | 1 | 1
1643 | SLSTR1PP_1G | 1 | North | YES | 0.037362 | 6 | 0 | 60 | 0 | 1.022 | Wind | -1 | 0.24681 | 0 | 60 |  |  | 0 | 0 | -0.24681 | 0 | 1 | 1
8262 | ELPS | 1 | South | YES | 0.063877 | 6 | 6 | 6 | 0 | 1.15 | Hydro | -1 | 0.22029 | 0 | 0 |  |  |  |  | -0.22029 | 0 | 1 | 1
8032 | AMISTADHYD1 | 1 | South | YES | 0.087334 | 33 | 13 | 33 | 0 | 1.03 | Hydro | -1 | 0.19683 | 0 | 0 |  |  |  |  | -0.19683 | 0 | 1 | 1
8033 | AMISTADHYD2 | 2 | South | YES | 0.087334 | 25 | 13 | 25 | 0 | 1.03 | Hydro | -1 | 0.19683 | 0 | 0 |  |  |  |  | -0.19683 | 0 | 1 | 1
88253 | HAMILTON | F | South | YES | 0.087334 | 0 | 0 | 0 | 0 | 1.04 | BLT | -1 | 0.19683 | 0 | 0 |  |  |  |  | -0.19683 | 0 | 1 | 1
6100 | OKLA7A | EQ | West | YES | 0.1516 | 50 | -220 | 220 | 0 | 1.035 | DCTie | 1 | 0.17712 | 0 | 0 | 0 | 0 |  |  | 0.17712 | 0
6752 | OKLA0A | 1 | West | YES | 0.1516 | 649.7 | 175 | 649.7 | 0 | 1.035 | LIGCO | 1 | 0.17712 | 0 | 649.7 | 98.4965 | 649.7 |  |  | 0.17712 | 115.0745
60081 | WHRLWIND1A | 1 | West | YES | 0.21926 | 12 | 0 | 60 | 0 | 1.03 | Wind | 1 | 0.24478 | 0 | 60 | 13.1556 | 60 |  |  | 0.24478 | 14.6866
11056 | ROSCOE_1G | 1 | West | YES | 0.2326 | 41.8 | 0 | 209 |  | 1 | Wind | 1 | 0.25812 | 0 | 209 | 48.6132 | 209 |  |  | 0.25812 | 53.9461
11057 | CHAMPION_1G | 1 | West | YES | 0.2326 | 25.3 | 0 | 126.5 |  | 1 | Wind | 1 | 0.25812 | 0 | 126.5 | 29.4238 | 126.5 |  |  | 0.25812 | 32.6516
11058 | PYRON_1G | 1 | West | YES | 0.2326 | 49.8 | 0 | 249 |  | 1 | Wind | 1 | 0.25812 | 0 | 249 | 57.9172 | 249 |  |  | 0.25812 | 64.2707
11059 | INADALE_1G | 1 | West | YES | 0.2326 | 39.4 | 0 | 197 |  | 1 | Wind | 1 | 0.25812 | 0 | 197 | 45.822 | 197 |  |  | 0.25812 | 50.8487
60202 | FRNDDRCS | F | West | YES | 0.2425 | 0 | 0 | 0 | 0 | 0.9985 | AVR | 1 | 0.26801 | 0 | 0 | 0 | 0 |  |  | 0.26801 | 0
6144 | MCADOO1A | 1 | West | YES | 0.24664 | 15 | 0 | 150 | 0 | 1.025 | Wind | 1 | 0.27216 | 0 | 150 | 36.9958 | 150 |  |  | 0.27216 | 40.8233
60018 | DSKY1 | 1 | West | YES | 0.26169 | 21 | 0 | 84 | 0 | 1.023 | Wind | 1 | 0.28721 | 0 | 84 | 21.982 | 84 |  |  | 0.28721 | 24.1253
60000 | DSKY2 | 1 | West | YES | 0.26201 | 19.1 | 0 | 76.5 |  | 1.039 | Wind | 1 | 0.28752 | 0 | 76.5 | 20.0435 | 76.5 |  |  | 0.28752 | 21.9955
60017 | ORNNWP1 | 1 | West | YES | 0.26293 | 20 | 0 | 80 |  | 1.027 | Wind | 1 | 0.28844 | 0 | 80 | 21.0342 | 80 |  |  | 0.28844 | 23.0756
38437 | TNSRBNMESA9 | 1 | West | YES | 0.2666 | 37.5 | 0 | 150 | 0 | 1.02 | Wind | 1 | 0.29211 | 0 | 150 | 39.9892 | 150 |  |  | 0.29211 | 43.8167
38332 | TNWDWRDU2_8 | 1 | West | YES | 0.2667 | 20 | 0 | 80 | 0 | 1.0232 | Wind | 1 | 0.29222 | 0 | 80 | 21.3361 | 80 |  |  | 0.29222 | 23.3774
60016 | WOODWRD11A | 1 | West | YES | 0.26672 | 20 | 0 | 80 |  | 1.033 | Wind | 1 | 0.29224 | 0 | 80 | 21.338 | 80 |  |  | 0.29224 | 23.3793
6016 | SWMESA | 1 | West | YES | 0.26685 | 18.8 | 0 | 75 |  | 1.03 | Wind | 1 | 0.29237 | 0 | 75 | 20.014 | 75 |  |  | 0.29237 | 21.9277
60003 | KING_NE1A | 1 | West | YES | 0.26685 | 20 | 0 | 80 |  | 1.03 | Wind | 1 | 0.29237 | 0 | 80 | 21.3482 | 80 |  |  | 0.29237 | 23.3896
60005 | KING_SE1A | 1 | West | YES | 0.26685 | 10 | 0 | 40 |  | 1.035 | Wind | 1 | 0.29237 | 0 | 40 | 10.6741 | 40 |  |  | 0.29237 | 11.6948
60201 | RIO DRCS | F | West | YES | 0.26705 | 0 | 0 | 0 | 0 | 1.025 | AVR | 1 | 0.29257 | 0 | 0 | 0 | 0 |  |  | 0.29257 | 0
36998 | RDCNYNG1 | 1 | West | YES | 0.26729 | 16.8 | 0 | 84 |  | 1.01 | Wind | 1 | 0.29281 | 0 | 84 | 22.4523 | 84 |  |  | 0.29281 | 24.5957
60007 | KING_SW1A | 1 | West | YES | 0.26754 | 20 | 0 | 80 |  | 1.03 | Wind | 1 | 0.29306 | 0 | 80 | 21.4035 | 80 |  |  | 0.29306 | 23.4448
60019 | KING_NW1A | 1 | West | YES | 0.26754 | 20 | 0 | 80 |  | 1.03 | Wind | 1 | 0.29306 | 0 | 80 | 21.4035 | 80 |  |  | 0.29306 | 23.4448
1061 | CIELOGEN_1G | 1 | West | YES | 0.272 | 19.8 | 0 | 99 |  | 1 | Wind | 1 | 0.29751 | 0 | 99 | 26.9277 | 99 |  |  | 0.29751 | 29.4538
1062 | CIELOGEN_2G | 1 | West | YES | 0.272 | 12.2 | 0 | 61 |  | 1 | Wind | 1 | 0.29751 | 0 | 61 | 16.5918 | 61 |  |  | 0.29751 | 18.1483
1069 | KINDERMG_1G | 1 | West | YES | 0.272 | 25 | 5 | 25 | 0 | 1.017 | Cogen | 1 | 0.29751 | 0 | 0 | 0 | 0 |  |  | 0.29751 | 0
1070 | KINDERMG_2G | 1 | West | YES | 0.272 | 45.7 | 12 | 45.7 | 0 | 1.017 | Cogen | 1 | 0.29751 | 0 | 0 | 0 | 0 |  |  | 0.29751 | 0
1071 | KINDERMG_3G | 1 | West | YES | 0.272 | 45.7 | 12 | 45.7 | 0 | 1.017 | Cogen | 1 | 0.29751 | 0 | 0 | 0 | 0 |  |  | 0.29751 | 0
1068 | SCURRYCW_1G | 1 | West | YES | 0.27212 | 28.2 | 1.3 | 141 | 0 | 1.0217 | Wind | 1 | 0.29764 | 0 | 141 | 38.3689 | 141 |  |  | 0.29764 | 41.9667
1073 | SCURRYCW_2G | 2 | West | YES | 0.27212 | 24 | 0 | 120 | 0 | 1.0217 | Wind | 1 | 0.29764 | 0 | 120 | 32.6544 | 120 |  |  | 0.29764 | 35.7164
6637 | SNYDERW1A | 1 | West | YES | 0.27417 | 12.6 | 0 | 63 | 0 | 1.025 | Wind | 1 | 0.29968 | 0 | 63 | 17.2725 | 63 |  |  | 0.29968 | 18.88
1349 | WESTXWIN_1G | 1 | West | YES | 0.2744 | 1.3 | 0 | 6.6 |  | 1.014 | Wind | 1 | 0.29991 | 0 | 6.6 | 1.811 | 6.6 |  |  | 0.29991 | 1.9794
1350 | NWPWRG1_1G | 1 | West | YES | 0.2744 | 6.9 | 1 | 34.3 |  | 1.014 | Wind | 1 | 0.29991 | 0 | 34.3 | 9.4118 | 34.3 |  |  | 0.29991 | 10.287
11309 | BULLCREK_2G | 1 | West | YES | 0.27497 | 20.9 | 0 | 180 |  | 1 | Wind | 1 | 0.30049 | 0 | 180 | 49.4948 | 180 |  |  | 0.30049 | 54.0877
11310 | BULLCREK_1G | 1 | West | YES | 0.27497 | 15.1 | 0 | 180 |  | 1 | Wind | 1 | 0.30049 | 0 | 180 | 49.4948 | 180 |  |  | 0.30049 | 54.0877
11320 | COYOTE_1G | 1 | West | YES | 0.27513 | 22.5 | 0 | 225 |  | 1 | Wind | 1 | 0.30065 | 0 | 225 | 61.9051 | 225 |  |  | 0.30065 | 67.6463
1360 | GUNSIGHT_8 | 1 | West | YES | 0.27673 | 0 | 0 | 120 |  | 1.01 | Wind | 1 | 0.30225 | 0 | 120 | 33.2078 | 120 |  |  | 0.30225 | 36.2698
1320 | BSP 1 | 1 | West | YES | 0.27676 | 25.5 | 2.9 | 25.8 | 0 | 1 | Cogen | 1 | 0.30228 | 0 | 0 | 0 | 0 |  |  | 0.30228 | 0
1327 | WILDHRSE_1G | 1 | West | YES | 0.27728 | 0 | 0 | 120 |  | 1 | Wind | 1 | 0.30279 | 0 | 120 | 33.2734 | 120 |  |  | 0.30279 | 36.3353
11147 | NOTREES_1G | 1 | West | YES | 0.27816 | 29.8 | 0 | 149 | 0 | 1.017 | Wind | 1 | 0.30368 | 0 | 149 | 41.4461 | 149 |  |  | 0.30368 | 45.2481
7038 | L_DELAWA1_1Y | 1 | West | YES | 0.2782 | 3.5 | 0 | 35 | 0 | 1 | Wind | 1 | 0.30372 | 0 | 35 | 9.7371 | 35 |  |  | 0.30372 | 10.6302
7038 | L_DELAWA1_1Y | 2 | West | YES | 0.2782 | 3 | 0 | 30 | 0 | 1 | Wind | 1 | 0.30372 | 0 | 30 | 8.3461 | 30 |  |  | 0.30372 | 9.1116
1002 | PBCTAGE_1G | A | West | YES | 0.27821 | 64 | 64 | 66 | 0 | 1.036 | GGT | 1 | 0.30372 | 66 | 66 | 18.3616 | 66 |  |  | 0.30372 | 20.0457
1003 | PBCTBGE_2G | B | West | YES | 0.27821 | 65 | 65 | 66 | 0 | 1.036 | GGT | 1 | 0.30372 | 66 | 66 | 18.3616 | 66 |  |  | 0.30372 | 20.0457
1004 | PBCTCGE_3G | C | West | YES | 0.27821 | 62 | 62 | 67 | 0 | 1.036 | GGT | 1 | 0.30372 | 67 | 67 | 18.6398 | 67 |  |  | 0.30372 | 20.3494
1005 | PBCTDGE_4G | D | West | YES | 0.27821 | 65 | 65 | 68 | 0 | 1.036 | GGT | 1 | 0.30372 | 68 | 68 | 18.918 | 68 |  |  | 0.30372 | 20.6531
1006 | PBCTEGE_5G | E | West | YES | 0.27821 | 65 | 65 | 67 | 0 | 1.036 | GGT | 1 | 0.30372 | 67 | 67 | 18.6398 | 67 |  |  | 0.30372 | 20.3494
1007 | PB5GEN_6G | 5 | West | YES | 0.27821 | 91.2 | 40 | 114 | 0 | 1.036 | GST | 1 | 0.30372 | 114 | 114 | 31.7155 | 114 |  |  | 0.30372 | 34.6244
1008 | PB6GEN_7G | 6 | West | YES | 0.27821 | 515 | 130 | 515 | 0 | 1.036 | GST | 1 | 0.30372 | 515 | 515 | 143.2761 | 515 |  |  | 0.30372 | 156.417
1328 | OCOTILLO_1G | 1 | West | YES | 0.27823 | 11.6 | 0 | 58 |  | 1.01 | Wind | 1 | 0.30374 | 0 | 58 | 16.1372 | 58 |  |  | 0.30374 | 17.6172
1333 | MCDDONAL_8 | 1 | West | YES | 0.27831 | 42.8 | 0 | 214.2 |  | 1.01 | Wind | 1 | 0.30383 | 0 | 214.2 | 59.6151 | 214.2 |  |  | 0.30383 | 65.0807
1326 | STANTONW_8 | 1 | West | YES | 0.27867 | 20.1 | 0 | 100.5 |  | 1.01 | Wind | 1 | 0.30419 | 0 | 100.5 | 28.0062 | 100.5 |  |  | 0.30419 | 30.5706
1037 | MORGAN5G_5G | 5 | West | YES | 0.27985 | 109.6 | 40 | 137 | 0 | 1.029 | GST | 1 | 0.30537 | 137 | 137 | 38.3396 | 137 |  |  | 0.30537 | 41.8353
1039 | MRGNAG_1G | A | West | YES | 0.27985 | 69 | 69 | 69 | 0 | 1.029 | GGT | 1 | 0.30537 | 69 | 69 | 19.3097 | 69 |  |  | 0.30537 | 21.0704
1040 | MRGNBG_2G | B | West | YES | 0.27985 | 70 | 70 | 71 | 0 | 1.029 | GGT | 1 | 0.30537 | 71 | 71 | 19.8694 | 71 |  |  | 0.30537 | 21.6811
1041 | MRGNCG_3G | C | West | YES | 0.27985 | 69 | 69 | 70 | 0 | 1.029 | GGT | 1 | 0.30537 | 70 | 70 | 19.5896 | 70 |  |  | 0.30537 | 21.3757
1042 | MRGNDG_4G | D | West | YES | 0.27985 | 68 | 68 | 68 | 0 | 1.029 | GGT | 1 | 0.30537 | 68 | 68 | 19.0299 | 68 |  |  | 0.30537 | 20.765
1043 | MRGNEG_5G | E | West | YES | 0.27985 | 68 | 68 | 70 | 0 | 1.029 | GGT | 1 | 0.30537 | 70 | 70 | 19.5896 | 70 |  |  | 0.30537 | 21.3757
1044 | MRGNFG_6G | F | West | YES | 0.27985 | 66 | 66 | 66 | 0 | 1.029 | GGT | 1 | 0.30537 | 66 | 66 | 18.4702 | 66 |  |  | 0.30537 | 20.1542
11020 | TIEHVSG_1G | 1 | West | YES | 0.28032 | 208.2 | 63 | 208.2 | 0 | 1.012 | CC | 1 | 0.30584 | 208.2 | 208.2 | 58.3626 | 208.2 |  |  | 0.30584 | 63.6751
11021 | TIEHVCG_1G | 1 | West | YES | 0.28032 | 142.1 | 103 | 142.1 | 0 | 1.012 | CC | 1 | 0.30584 | 142.1 | 142.1 | 39.8335 | 142.1 |  |  | 0.30584 | 43.4594
11022 | TIEHVCG_2G | 1 | West | YES | 0.28032 | 132.4 | 103 | 132.4 | 0 | 1.012 | CC | 1 | 0.30584 | 132.4 | 132.4 | 37.1144 | 132.4 |  |  | 0.30584 | 40.4927
11023 | TIEHVCG_3G | 1 | West | YES | 0.28032 | 137.4 | 103 | 137.4 | 0 | 1.012 | CC | 1 | 0.30584 | 137.4 | 137.4 | 38.516 | 137.4 |  |  | 0.30584 | 42.0219
11024 | TIEHVCG_4G | 1 | West | YES | 0.28032 | 147 | 103 | 147 | 0 | 1.012 | CC | 1 | 0.30584 | 147 | 147 | 41.207 | 147 |  |  | 0.30584 | 44.958
11025 | TIEHVSG_2G | 1 | West | YES | 0.28032 | 213.2 | 63 | 213.2 | 0 | 1.012 | CC | 1 | 0.30584 | 213.2 | 213.2 | 59.7642 | 213.2 |  |  | 0.30584 | 65.2043
11001 | NAV1CT | 1 | West | YES | 0.28034 | 70.4 | 18 | 70.4 | 0 | 1.029 | CC | 1 | 0.30586 | 70.4 | 70.4 | 19.7361 | 70.4 |  |  | 0.30586 | 21.5325
11009 | NAV2CT | 1 | West | YES | 0.28034 | 71.4 | 18 | 71.4 | 0 | 1.029 | CC | 1 | 0.30586 | 71.4 | 71.4 | 20.0165 | 71.4 |  |  | 0.30586 | 21.8384
11011 | NAV3ST | 1 | West | YES | 0.28034 | 92.8 | 40 | 92.8 | 0 | 1.029 | CC | 1 | 0.30586 | 92.8 | 92.8 | 26.0158 | 92.8 |  |  | 0.30586 | 28.3838
11012 | NAV4CT | 1 | West | YES | 0.28034 | 80 | 18 | 80 | 0 | 1.029 | CC | 1 | 0.30586 | 80 | 80 | 22.4274 | 80 |  |  | 0.30586 | 24.4688
11013 | NAV5CT | 1 | West | YES | 0.28034 | 80 | 18 | 80 | 0 | 1.029 | CC | 1 | 0.30586 | 80 | 80 | 22.4274 | 80 |  |  | 0.30586 | 24.4688
11014 | NAV6ST | 1 | West | YES | 0.28034 | 115 | 40 | 115 | 0 | 1.029 | CC | 1 | 0.30586 | 115 | 115 | 32.2394 | 115 |  |  | 0.30586 | 35.1738
76091 | L_DIVIDE1_1N | W1 | West | YES | 0.28128 | 22.5 | 0 | 112.5 |  | 1.02 | Wind | 1 | 0.3068 | 0 | 112.5 | 31.6442 | 112.5 |  |  | 0.3068 | 34.5148
76095 | L_CAPRSI1_1N | W1 | West | YES | 0.28128 | 29.9 | 0 | 149.5 | 0 | 1.02 | Wind | 1 | 0.3068 | 0 | 149.5 | 42.0517 | 149.5 |  |  | 0.3068 | 45.8664
76096 | L_CAPRSI1_2N | W1 | West | YES | 0.28128 | 37.2 | 0 | 186 | 0 | 1.02 | Wind | 1 | 0.3068 | 0 | 186 | 52.3185 | 186 |  |  | 0.3068 | 57.0645
76097 | L_CAPRGE1_1N | W1 | West | YES | 0.28128 | 42.9 | 0 | 214.5 | 0 | 1.02 | Wind | 1 | 0.3068 | 0 | 214.5 | 60.335 | 214.5 |  |  | 0.3068 | 65.8083
76031 | L_GASCCR1_1N | W1 | West | YES | 0.28157 | 30 | 0 | 150 | 0 | 1.02 | Wind | 1 | 0.30709 | 0 | 150 | 42.2356 | 150 |  |  | 0.30709 | 46.0631
1045 | CALENG1G_1G | 1 | West | YES | 0.28202 | 73.4 | 27 | 73.4 | 0 | 1.014 | Cogen | 1 | 0.30754 | 0 | 0 | 0 | 0 |  |  | 0.30754 | 0
1046 | CALENG2G_2G | 2 | West | YES | 0.28202 | 73.4 | 27 | 73.4 | 0 | 1.014 | Cogen | 1 | 0.30754 | 0 | 0 | 0 | 0 |  |  | 0.30754 | 0
1047 | CALENG3G_3G | 3 | West | YES | 0.28202 | 70.4 | 27 | 70.4 | 0 | 1.014 | Cogen | 1 | 0.30754 | 0 | 0 | 0 | 0 |  |  | 0.30754 | 0
1058 | LONGSHORE_5 | 1 | West | YES | 0.28248 | 30 | 0 | 150 |  | 1.01 | Wind | 1 | 0.30799 | 0 | 150 | 42.3714 | 150 |  |  | 0.30799 | 46.1989
1058 | LONGSHORE_5 | 2 | West | YES | 0.28248 | 44 | 0 | 220 |  | 1.01 | Wind | 1 | 0.30799 | 0 | 220 | 62.1447 | 220 |  |  | 0.30799 | 67.7583
11065 | ELBOWCK_1G | 1 | West | YES | 0.28248 | 23.4 | 0 | 121.9 | 0 | 1 | Wind | 1 | 0.30799 | 0 | 121.9 | 34.4338 | 121.9 |  |  | 0.30799 | 37.5443
1416 | SWETWATR_1G | 1 | West | YES | 0.28305 | 30 | 18 | 30 | 0 | 1.026 | CC | 1 | 0.30857 | 30 | 30 | 8.4915 | 30 |  |  | 0.30857 | 9.257
1417 | SWETWATR_2G | 2 | West | YES | 0.28305 | 72 | 36 | 72 | 0 | 1.026 | CC | 1 | 0.30857 | 72 | 72 | 20.3795 | 72 |  |  | 0.30857 | 22.2167
1418 | SWETWATR_3G | 3 | West | YES | 0.28305 | 68 | 36 | 68 | 0 | 1.026 | CC | 1 | 0.30857 | 68 | 68 | 19.2473 | 68 |  |  | 0.30857 | 20.9824
1419 | SWETWATR_4G | 4 | West | YES | 0.28305 | 61 | 36 | 61 | 0 | 1.026 | CC | 1 | 0.30857 | 61 | 61 | 17.266 | 61 |  |  | 0.30857 | 18.8225
1343 | TRENTIPP_8 | 1 | West | YES | 0.28336 | 30 | 0 | 150 |  | 1.014 | Wind | 1 | 0.30888 | 0 | 150 | 42.5044 | 150 |  |  | 0.30888 | 46.3319
1354 | AEPWIND_8 | 1 | West | YES | 0.28336 | 20.2 | 0 | 101 |  | 1 | Wind | 1 | 0.30888 | 0 | 101 | 28.6197 | 101 |  |  | 0.30888 | 31.1968
6407 | TURKTRAK1A | 1 | West | YES | 0.28877 | 33.9 | 0 | 169.5 | 0 | 1.025 | Wind | 1 | 0.31429 | 0 | 169.5 | 48.947 | 169.5 |  |  | 0.31429 | 53.2721
60057 | CALLAHAN1A | 1 | West | YES | 0.29178 | 22.8 | 0 | 114 | 0 | 1.04 | Wind | 1 | 0.3173 | 0 | 114 | 33.2631 | 114 |  |  | 0.3173 | 36.172
71051 | L_BITTCR1_1N | W1 | West | YES | 0.36741 | 7.5 | 0 | 37.5 |  | 1.02 | Wind | 1 | 0.39293 | 0 | 37.5 | 13.7778 | 37.5 |  |  | 0.39293 | 14.7347
71054 | L_SWEETW1_1N | W1 | West | YES | 0.36741 | 21.5 | 0 | 107.5 |  | 1.02 | Wind | 1 | 0.39293 | 0 | 107.5 | 39.4965 | 107.5 |  |  | 0.39293 | 42.2395
71057 | L_SWEETW1_2N | W1 | West | YES | 0.36741 | 27 | 0 | 135 |  | 1.02 | Wind | 1 | 0.39293 | 0 | 135 | 49.6002 | 135 |  |  | 0.39293 | 53.0449
71059 | L_SWEETW1_3N | W1 | West | YES | 0.36741 | 23.8 | 0 | 119 | 0 | 1.02 | Wind | 1 | 0.39293 | 0 | 119 | 43.7217 | 119 |  |  | 0.39293 | 46.7581
71060 | L_SWEETW1_4N | W1 | West | YES | 0.36741 | 21 | 0 | 105 | 0 | 1.02 | Wind | 1 | 0.39293 | 0 | 105 | 38.5779 | 105 |  |  | 0.39293 | 41.2572
71061 | L_SWEETW1_5N | W1 | West | YES | 0.36741 | 16.1 | 0 | 80.5 | 0 | 1.02 | Wind | 1 | 0.39293 | 0 | 80.5 | 29.5764 | 80.5 |  |  | 0.39293 | 31.6305
60058 | BUFF_GAP1A | 1 | West | YES | 0.39288 | 24 | 0 | 120 |  | 1 | Wind | 1 | 0.4184 | 0 | 120 | 47.1462 | 120 |  |  | 0.4184 | 50.2082
60060 | CIRELLO | 1 | West | YES | 0.39288 | 46.6 | 0 | 233 | 0 | 1 | Wind | 1 | 0.4184 | 0 | 233 | 91.5422 | 233 |  |  | 0.4184 | 97.4875
60063 | BUFF_GAP1B | 1 | West | YES | 0.39288 | 34 | 0 | 170.2 | 0 | 1.02 | Wind | 1 | 0.4184 | 0 | 170.2 | 66.869 | 170.2 |  |  | 0.4184 | 71.2119
60066 | H_HOLLOW1A | 1 | West | YES | 0.39288 | 44.4 | 0 | 222 | 0 | 1.005 | Wind | 1 | 0.4184 | 0 | 222 | 87.2205 | 222 |  |  | 0.4184 | 92.8851
60068 | HHOLLOW21A | 1 | West | YES | 0.39288 | 36.8 | 0 | 184 | 0 | 1.025 | Wind | 1 | 0.4184 | 0 | 184 | 72.2908 | 184 |  |  | 0.4184 | 76.9859
60070 | HHOLLOW31A | 1 | West | YES | 0.39288 | 44.8 | 0 | 224 | 0 | 1.025 | Wind | 1 | 0.4184 | 0 | 224 | 88.0062 | 224 |  |  | 0.4184 | 93.7219
60072 | HHOLLOW41A | 1 | West | YES | 0.39288 | 23 | 0 | 115 | 0 | 1.025 | Wind | 1 | 0.4184 | 0 | 115 | 45.1818 | 115 |  |  | 0.4184 | 48.1162
Note on AL4: Zonal Cap - Zonal Impact

## Distributed Slack - Bound Gen
Number of Bus | Name of Bus | ID | Area Name of Gen | AGC | P Sensitivity of Bus | Gen MW | Min MW | Max MW | V Sensitivity of Bus | Set Volt | Tech Type | Zone Impact | Zone Correlation | Inc Max | Dec Max | Souce S.F. Weighting | Souce Capacity | Sink S.F. Weighting | Sink Capacity | PTDF Calc | PTDF Weighting | max of zone correlation | 0.17712 |  |  | Neg PTDF weight | Pos PTDF weight
6100 | OKLA7A | EQ | West | YES | 0.1516 | 50 | -220 | 220 | 0 | 1.035 | DCTie | 1 | 0.17712 | 0 | 0 | 0 | 0 |  |  | 0.17712 | 0 |  |  |  |  | 0 | 0
6752 | OKLA0A | 1 | West | YES | 0.1516 | 649.7 | 175 | 649.7 | 0 | 1.035 | LIGCO | 1 | 0.17712 | 0 | 649.7 | 98.4965 | 649.7 |  |  | 0.17712 | 115.0745 |  |  |  |  | 0 | 0
8032 | AMISTADHYD1 | 1 | South | YES | 0.087334 | 33 | 13 | 33 | 0 | 1.03 | Hydro | -1 | 0.19683 | 0 | 0 |  |  |  |  | -0.19683 | 0 |  |  |  |  | 0 | 0
8033 | AMISTADHYD2 | 2 | South | YES | 0.087334 | 25 | 13 | 25 | 0 | 1.03 | Hydro | -1 | 0.19683 | 0 | 0 |  |  |  |  | -0.19683 | 0 |  |  | Weighted Shift Factors |  | 0 | 0
88253 | HAMILTON | F | South | YES | 0.087334 | 0 | 0 | 0 | 0 | 1.04 | BLT | -1 | 0.19683 | 0 | 0 |  |  |  |  | -0.19683 | 0 |  |  | West | 0.28417 | 0 | 0
8262 | ELPS | 1 | South | YES | 0.063877 | 6 | 6 | 6 | 0 | 1.15 | Hydro | -1 | 0.22029 | 0 | 0 |  |  |  |  | -0.22029 | 0 |  |  | North | -0.025516 | 0 | 0
60081 | WHRLWIND1A | 1 | West | YES | 0.21926 | 12 | 0 | 60 | 0 | 1.03 | Wind | 1 | 0.24478 | 0 | 60 | 13.1556 | 60 |  |  | 0.24478 | 14.6866 |  |  |  |  | 0 | 0
1643 | SLSTR1PP_1G | 1 | North | YES | 0.037362 | 6 | 0 | 60 | 0 | 1.022 | Wind | -1 | 0.24681 | 0 | 60 |  |  | 0 | 0 | -0.24681 | 0 | North |  |  |  | 0 | 0
11057 | CHAMPION_1G | 1 | West | YES | 0.2326 | 25.3 | 0 | 126.5 |  | 1 | Wind | 1 | 0.25812 | 0 | 126.5 | 29.4238 | 126.5 |  |  | 0.25812 | 32.6516 | Line Rating |  | 1072 |  | 0 | 0
11059 | INADALE_1G | 1 | West | YES | 0.2326 | 39.4 | 0 | 197 |  | 1 | Wind | 1 | 0.25812 | 0 | 197 | 45.822 | 197 |  |  | 0.25812 | 50.8487 | Impact Counter to Zone: |  | 0 |  | 0 | 0
11056 | ROSCOE_1G | 1 | West | YES | 0.2326 | 41.8 | 0 | 209 |  | 1 | Wind | 1 | 0.25812 | 0 | 209 | 48.6132 | 209 |  |  | 0.25812 | 53.9461 |  |  | 0% |  | 0 | 0
11058 | PYRON_1G | 1 | West | YES | 0.2326 | 49.8 | 0 | 249 |  | 1 | Wind | 1 | 0.25812 | 0 | 249 | 57.9172 | 249 |  |  | 0.25812 | 64.2707 |  |  |  |  | 0 | 0
7026 | L_INKSDA1_1Y | 1 | South | YES | 0.018186 | 0 | 0 | 13.7 |  | 1 | Hydro | -1 | 0.26598 | 0 | 0 |  |  |  |  | -0.26598 | 0 | West |  |  |  | 0 | 0
60202 | FRNDDRCS | F | West | YES | 0.2425 | 0 | 0 | 0 | 0 | 0.9985 | AVR | 1 | 0.26801 | 0 | 0 | 0 | 0 |  |  | 0.26801 | 0 | Line Rating |  | 1072 |  | 0 | 0
58909 | PEARSALLSCG1 | 3 | South | YES | 0.015252 | 0 | 0 | 8.4 |  | 1.027 | Diesel | -1 | 0.26892 | 8.4 | 8.4 |  |  |  |  | -0.26892 | -2.2589 | Impact Counter to Zone: |  | 0 |  | 0 | 0
58909 | PEARSALLSCG1 | 4 | South | YES | 0.015252 | 0 | 0 | 8.4 |  | 1.027 | Diesel | -1 | 0.26892 | 8.4 | 8.4 |  |  |  |  | -0.26892 | -2.2589 |  |  | 0% |  | 0 | 0
58909 | PEARSALLSCG1 | 6 | South | YES | 0.015252 | 0 | 0 | 8.4 |  | 1.027 | Diesel | -1 | 0.26892 | 8.4 | 8.4 |  |  |  |  | -0.26892 | -2.2589 |  |  |  |  | 0 | 0
58909 | PEARSALLSCG1 | 5 | South | YES | 0.015252 | 0 | 0 | 8.4 |  | 1.027 | Diesel | -1 | 0.26892 | 8.4 | 8.4 |  |  |  |  | -0.26892 | -2.2589 |  |  |  |  | 0 | 0
58909 | PEARSALLSCG1 | 1 | South | YES | 0.015252 | 0 | 0 | 8.4 |  | 1.027 | Diesel | -1 | 0.26892 | 8.4 | 8.4 |  |  |  |  | -0.26892 | -2.2589 |  |  |  |  | 0 | 0
58909 | PEARSALLSCG1 | 2 | South | YES | 0.015252 | 0 | 0 | 8.4 |  | 1.027 | Diesel | -1 | 0.26892 | 8.4 | 8.4 |  |  |  |  | -0.26892 | -2.2589 |  |  |  |  | 0 | 0
58919 | PEARSALLSCG2 | 5 | South | YES | 0.015252 | 0 | 0 | 8.4 |  | 1.027 | Diesel | -1 | 0.26892 | 8.4 | 8.4 |  |  |  |  | -0.26892 | -2.2589 |  |  |  |  | 0 | 0
58919 | PEARSALLSCG2 | 6 | South | YES | 0.015252 | 0 | 0 | 8.4 |  | 1.027 | Diesel | -1 | 0.26892 | 8.4 | 8.4 |  |  |  |  | -0.26892 | -2.2589 |  |  |  |  | 0 | 0
58919 | PEARSALLSCG2 | 1 | South | YES | 0.015252 | 0 | 0 | 8.4 |  | 1.027 | Diesel | -1 | 0.26892 | 8.4 | 8.4 |  |  |  |  | -0.26892 | -2.2589 |  |  |  |  | 0 | 0
58919 | PEARSALLSCG2 | 2 | South | YES | 0.015252 | 0 | 0 | 8.4 |  | 1.027 | Diesel | -1 | 0.26892 | 8.4 | 8.4 |  |  |  |  | -0.26892 | -2.2589 |  |  |  |  | 0 | 0
58919 | PEARSALLSCG2 | 4 | South | YES | 0.015252 | 0 | 0 | 8.4 |  | 1.027 | Diesel | -1 | 0.26892 | 8.4 | 8.4 |  |  |  |  | -0.26892 | -2.2589 |  |  |  |  | 0 | 0
58919 | PEARSALLSCG2 | 3 | South | YES | 0.015252 | 0 | 0 | 8.4 |  | 1.027 | Diesel | -1 | 0.26892 | 8.4 | 8.4 |  |  |  |  | -0.26892 | -2.2589 |  |  |  |  | 0 | 0
58929 | PEARSALLSCG3 | 4 | South | YES | 0.015252 | 0 | 0 | 8.4 |  | 1.027 | Diesel | -1 | 0.26892 | 8.4 | 8.4 |  |  |  |  | -0.26892 | -2.2589 |  |  |  |  | 0 | 0
58929 | PEARSALLSCG3 | 6 | South | YES | 0.015252 | 0 | 0 | 8.4 |  | 1.027 | Diesel | -1 | 0.26892 | 8.4 | 8.4 |  |  |  |  | -0.26892 | -2.2589 |  |  |  |  | 0 | 0
58929 | PEARSALLSCG3 | 2 | South | YES | 0.015252 | 0 | 0 | 8.4 |  | 1.027 | Diesel | -1 | 0.26892 | 8.4 | 8.4 |  |  |  |  | -0.26892 | -2.2589 |  |  |  |  | 0 | 0
58929 | PEARSALLSCG3 | 5 | South | YES | 0.015252 | 0 | 0 | 8.4 |  | 1.027 | Diesel | -1 | 0.26892 | 8.4 | 8.4 |  |  |  |  | -0.26892 | -2.2589 |  |  |  |  | 0 | 0
58929 | PEARSALLSCG3 | 1 | South | YES | 0.015252 | 0 | 0 | 8.4 |  | 1.027 | Diesel | -1 | 0.26892 | 8.4 | 8.4 |  |  |  |  | -0.26892 | -2.2589 |  |  |  |  | 0 | 0
58929 | PEARSALLSCG3 | 3 | South | YES | 0.015252 | 0 | 0 | 8.4 |  | 1.027 | Diesel | -1 | 0.26892 | 8.4 | 8.4 |  |  |  |  | -0.26892 | -2.2589 |  |  |  |  | 0 | 0
58949 | PEARSALLSCG4 | 3 | South | YES | 0.015252 | 0 | 0 | 8.4 |  | 1.027 | Diesel | -1 | 0.26892 | 8.4 | 8.4 |  |  |  |  | -0.26892 | -2.2589 |  |  |  |  | 0 | 0
58949 | PEARSALLSCG4 | 2 | South | YES | 0.015252 | 0 | 0 | 8.4 |  | 1.027 | Diesel | -1 | 0.26892 | 8.4 | 8.4 |  |  |  |  | -0.26892 | -2.2589 |  |  |  |  | 0 | 0
58949 | PEARSALLSCG4 | 1 | South | YES | 0.015252 | 0 | 0 | 8.4 |  | 1.027 | Diesel | -1 | 0.26892 | 8.4 | 8.4 |  |  |  |  | -0.26892 | -2.2589 |  |  |  |  | 0 | 0
58949 | PEARSALLSCG4 | 4 | South | YES | 0.015252 | 0 | 0 | 8.4 |  | 1.027 | Diesel | -1 | 0.26892 | 8.4 | 8.4 |  |  |  |  | -0.26892 | -2.2589 |  |  |  |  | 0 | 0
58949 | PEARSALLSCG4 | 6 | South | YES | 0.015252 | 0 | 0 | 8.4 |  | 1.027 | Diesel | -1 | 0.26892 | 8.4 | 8.4 |  |  |  |  | -0.26892 | -2.2589 |  |  |  |  | 0 | 0
58949 | PEARSALLSCG4 | 5 | South | YES | 0.015252 | 0 | 0 | 8.4 |  | 1.027 | Diesel | -1 | 0.26892 | 8.4 | 8.4 |  |  |  |  | -0.26892 | -2.2589 |  |  |  |  | 0 | 0
7022 | L_BUCHAN1_1Y | 1 | South | YES | 0.012851 | 0 | 0 | 18 |  | 1 | Hydro | -1 | 0.27132 | 0 | 0 |  |  |  |  | -0.27132 | 0 |  |  |  |  | 0 | 0
7023 | L_BUCHAN1_2Y | 2 | South | YES | 0.012851 | 0 | 0 | 18 |  | 1 | Hydro | -1 | 0.27132 | 0 | 0 |  |  |  |  | -0.27132 | 0 |  |  |  |  | 0 | 0
7024 | L_BUCHAN1_3Y | 3 | South | YES | 0.012851 | 0 | 0 | 15 |  | 1 | Hydro | -1 | 0.27132 | 0 | 0 |  |  |  |  | -0.27132 | 0 |  |  |  |  | 0 | 0
80265 | LARECU40A | 4 | South | YES | 0.012689 | 80 | 0 | 100 |  | 1.039 | GGT | -1 | 0.27148 | 100 | 100 |  |  |  |  | -0.27148 | -27.148 |  |  |  |  | 0 | 0
80266 | LARECU50A | 5 | South | YES | 0.012689 | 80 | 0 | 100 |  | 1.039 | GGT | -1 | 0.27148 | 100 | 100 |  |  |  |  | -0.27148 | -27.148 |  |  |  |  | 0 | 0
80012 | LAR | F | South | YES | 0.012686 | 0 | 0 | 0 | 0 | 1.04 | DCTie | -1 | 0.27148 | 0 | 0 |  |  |  |  | -0.27148 | 0 |  |  |  |  | 0 | 0
7000 | L_FERGUS1_1Y | 1 | South | YES | 0.012615 | 400 | 65 | 423.3 | 0 | 1.015 | GSC | -1 | 0.27155 | 423.3 | 423.3 |  |  |  |  | -0.27155 | -114.9486 |  |  |  |  | 0 | 0
5891 | PEARSALLGEN2 | 1 | South | YES | 0.012038 | 19.4 | 6 | 24.3 | 0 | 1.0226 | GST | -1 | 0.27213 | 24.3 | 24.3 |  |  |  |  | -0.27213 | -6.6128 |  |  |  |  | 0 | 0
5890 | PEARSALLGEN1 | 1 | South | YES | 0.012038 | 19.2 | 6 | 24 | 0 | 1.0226 | GST | -1 | 0.27213 | 24 | 24 |  |  |  |  | -0.27213 | -6.5311 |  |  |  |  | 0 | 0
5892 | PEARSALLGEN3 | 1 | South | YES | 0.012038 | 19.1 | 6 | 23.9 | 0 | 1.0226 | GST | -1 | 0.27213 | 23.9 | 23.9 |  |  |  |  | -0.27213 | -6.5039 |  |  |  |  | 0 | 0
6144 | MCADOO1A | 1 | West | YES | 0.24664 | 15 | 0 | 150 | 0 | 1.025 | Wind | 1 | 0.27216 | 0 | 150 | 36.9958 | 150 |  |  | 0.27216 | 40.8233 |  |  |  |  | 0 | 0
7035 | L_WIRTZ_1G1Y | 1 | South | YES | 0.011741 | 0 | 0 | 29 |  | 1 | Hydro | -1 | 0.27243 | 0 | 0 |  |  |  |  | -0.27243 | 0 |  |  |  |  | 0 | 0
7036 | L_WIRTZ_1G2Y | 2 | South | YES | 0.011741 | 0 | 0 | 29.7 |  | 1 | Hydro | -1 | 0.27243 | 0 | 0 |  |  |  |  | -0.27243 | 0 |  |  |  |  | 0 | 0
7028 | L_MARBFA1_1Y | 1 | South | YES | 0.009032 | 0 | 0 | 18 |  | 1 | Hydro | -1 | 0.27514 | 0 | 0 |  |  |  |  | -0.27514 | 0 |  |  |  |  | 0 | 0
7029 | L_MARBFA1_2Y | 2 | South | YES | 0.009032 | 0 | 0 | 18 |  | 1 | Hydro | -1 | 0.27514 | 0 | 0 |  |  |  |  | -0.27514 | 0 |  |  |  |  | 0 | 0
88299 | ZAPATA | F | South | YES | 0.007692 | 0 | 0 | 0 | 0 | 1.02 | BLT | -1 | 0.27648 | 0 | 0 |  |  |  |  | -0.27648 | 0 |  |  |  |  | 0 | 0
5728 | FALCONHYDRO2 | 2 | South | YES | 0.004306 | 12 | 0 | 12 | 0 | 1.0234 | Hydro | -1 | 0.27986 | 0 | 0 |  |  |  |  | -0.27986 | 0 |  |  |  |  | 0 | 0
5729 | FALCONHYDRO3 | 3 | South | YES | 0.004306 | 11 | 0 | 11 | 0 | 1.0234 | Hydro | -1 | 0.27986 | 0 | 0 |  |  |  |  | -0.27986 | 0 |  |  |  |  | 0 | 0
8048 | FALCONHYDRO1 | 1 | South | YES | 0.004306 | 12 | 0 | 12 | 0 | 1.0234 | Hydro | -1 | 0.27986 | 0 | 0 |  |  |  |  | -0.27986 | 0 |  |  |  |  | 0 | 0
88508 | FALFURRI | F | South | YES | 0.003764 | 0 | 0 | 0 | 0 | 1 | AVR | -1 | 0.2804 | 0 | 0 |  |  |  |  | -0.2804 | 0 |  |  |  |  | 0 | 0
5265 | LEON_LCP4G4 | 4 | South | YES | 0.001712 | 89 | 25 | 89 | 0 | 1.0197 | GST | -1 | 0.28246 | 89 | 89 |  |  |  |  | -0.28246 | -25.1386 |  |  |  |  | 0 | 0
5264 | LEON_LCP3G3 | 3 | South | YES | 0.001712 | 0 | 20 | 58 |  | 1.0197 | GST | -1 | 0.28246 | 58 | 58 |  |  |  |  | -0.28246 | -16.3825 |  |  |  |  | 0 | 0
5269 | LEON_LCPCT4 | 4 | South | YES | 0.001712 | 45 | 24 | 45 | 0 | 1.0197 | GGT | -1 | 0.28246 | 45 | 45 |  |  |  |  | -0.28246 | -12.7105 |  |  |  |  | 0 | 0
5266 | LEON_LCPCT1 | 1 | South | YES | 0.001712 | 44 | 24 | 44 | 0 | 1.0197 | GGT | -1 | 0.28246 | 44 | 44 |  |  |  |  | -0.28246 | -12.4281 |  |  |  |  | 0 | 0
5267 | LEON_LCPCT2 | 2 | South | YES | 0.001712 | 44 | 24 | 44 | 0 | 1.0197 | GGT | -1 | 0.28246 | 44 | 44 |  |  |  |  | -0.28246 | -12.4281 |  |  |  |  | 0 | 0
5268 | LEON_LCPCT3 | 3 | South | YES | 0.001712 | 43 | 24 | 43 | 0 | 1.0197 | GGT | -1 | 0.28246 | 43 | 43 |  |  |  |  | -0.28246 | -12.1456 |  |  |  |  | 0 | 0
7031 | L_MARSFO1G1Y | 1 | South | YES | 0.001618 | 0 | 0 | 36 |  | 1 | Hydro | -1 | 0.28255 | 0 | 0 |  |  |  |  | -0.28255 | 0 |  |  |  |  | 0 | 0
7032 | L_MARSFO1G2Y | 2 | South | YES | 0.001618 | 0 | 0 | 35 |  | 1 | Hydro | -1 | 0.28255 | 0 | 0 |  |  |  |  | -0.28255 | 0 |  |  |  |  | 0 | 0
7033 | L_MARSFO1G3Y | 3 | South | YES | 0.001618 | 0 | 0 | 36 |  | 1 | Hydro | -1 | 0.28255 | 0 | 0 |  |  |  |  | -0.28255 | 0 |  |  |  |  | 0 | 0
5028 | BRAUNIG_VHB3 | 3 | South | YES | 0.001161 | 407 | 60 | 407 | 0 | 1.0138 | GST | -1 | 0.28301 | 407 | 407 |  |  |  |  | -0.28301 | -115.1841 |  |  |  |  | 0 | 0
5027 | BRAUNIG_VHB2 | 2 | South | YES | 0.000986 | 216 | 40 | 216 | 0 | 1.0192 | GST | -1 | 0.28318 | 216 | 216 |  |  |  |  | -0.28318 | -61.1674 |  |  |  |  | 0 | 0
5026 | BRAUNIG_VHB1 | 1 | South | YES | 0.000986 | 215 | 40 | 215 | 0 | 1.0192 | GST | -1 | 0.28318 | 215 | 215 |  |  |  |  | -0.28318 | -60.8842 |  |  |  |  | 0 | 0
5396 | CALAVER_OWS1 | 1 | South | YES | 0.000979 | 418 | 80 | 418 | 0 | 1.0192 | GST | -1 | 0.28319 | 418 | 418 |  |  |  |  | -0.28319 | -118.3732 |  |  |  |  | 0 | 0
5397 | CALAVER_OWS2 | 2 | South | YES | 0.000979 | 400 | 80 | 400 | 0 | 1.0192 | GST | -1 | 0.28319 | 400 | 400 |  |  |  |  | -0.28319 | -113.2758 |  |  |  |  | 0 | 0
5111 | CALAVER_JTD1 | 1 | South | YES | 0.000878 | 430 | 80 | 430 | 0 | 1.0138 | LIGCO | -1 | 0.28329 | 0 | 430 |  |  |  |  | -0.28329 | 0 |  |  |  |  | 0 | 0
5112 | CALAVER_JTD2 | 2 | South | YES | 0.000878 | 430 | 80 | 430 | 0 | 1.0138 | LIGCO | -1 | 0.28329 | 0 | 430 |  |  |  |  | -0.28329 | 0 |  |  |  |  | 0 | 0
88198 | BEEVILLE | F | South | YES | 0.000769 | 0 | 0 | 0 | 0 | 1.02 | AVR | -1 | 0.2834 | 0 | 0 |  |  |  |  | -0.2834 | 0 |  |  |  |  | 0 | 0
8935 | FGNTS201 | 3 | South | YES | 0.000767 | 173 | 0 | 173 | 0 | 1.03 | CC | -1 | 0.2834 | 173 | 173 |  |  |  |  | -0.2834 | -49.0285 |  |  |  |  | 0 | 0
8934 | FGNTS101 | 2 | South | YES | 0.000767 | 147.9 | 0 | 147.9 | 0 | 1.03 | CC | -1 | 0.2834 | 147.9 | 147.9 |  |  |  |  | -0.2834 | -41.9151 |  |  |  |  | 0 | 0
8933 | FGNTS001 | 1 | South | YES | 0.000767 | 146.5 | 0 | 146.5 | 0 | 1.03 | CC | -1 | 0.2834 | 146.5 | 146.5 |  |  |  |  | -0.2834 | -41.5183 |  |  |  |  | 0 | 0
5439 | TUTTL_WBT4G4 | 4 | South | YES | 0.000509 | 151 | 40 | 151 | 0 | 1.012 | GST | -1 | 0.28366 | 151 | 151 |  |  |  |  | -0.28366 | -42.8326 |  |  |  |  | 0 | 0
5438 | TUTTL_WBT3G3 | 3 | South | YES | 0.000509 | 95 | 25 | 95 | 0 | 1.012 | GST | -1 | 0.28366 | 95 | 95 |  |  |  |  | -0.28366 | -26.9477 |  |  |  |  | 0 | 0
5436 | TUTTL_WBT1G1 | 1 | South | YES | 0.000509 | 48.8 | 20 | 61 | 0 | 1.012 | GST | -1 | 0.28366 | 61 | 61 |  |  |  |  | -0.28366 | -17.3032 |  |  |  |  | 0 | 0
5903 | SANMIGUELGEN | 1 | South | YES | 0.000497 | 396.3 | 180 | 396.3 | 0 | 1.0336 | LIGCO | -1 | 0.28367 | 0 | 396.3 |  |  |  |  | -0.28367 | 0 |  |  |  |  | 0 | 0
5477 | BRA_AVR1_ST | 1 | South | YES | 0.000369 | 174 | 138 | 174 | 0 | 1.025 | CC | -1 | 0.2838 | 174 | 174 |  |  |  |  | -0.2838 | -49.3811 |  |  |  |  | 0 | 0
5476 | BRA_AVR1_CT1 | 1 | South | YES | 0.000369 | 155 | 90 | 155 | 0 | 1.025 | CC | -1 | 0.2838 | 155 | 155 |  |  |  |  | -0.2838 | -43.9889 |  |  |  |  | 0 | 0
5478 | BRA_AVR1_CT2 | 1 | South | YES | 0.000369 | 155 | 90 | 155 | 0 | 1.025 | CC | -1 | 0.2838 | 155 | 155 |  |  |  |  | -0.2838 | -43.9889 |  |  |  |  | 0 | 0
5401 | CALAVER_JKS1 | 1 | South | YES | 0.000183 | 562 | 100 | 562 | 0 | 1.026 | LIGCO | -1 | 0.28399 | 0 | 562 |  |  |  |  | -0.28399 | 0 |  |  |  |  | 0 | 0
8983 | HECN3 | 3 | South | YES | 0.000172 | 171.9 | 0 | 171.9 | 0 | 1.0304 | CC | -1 | 0.284 | 171.9 | 171.9 |  |  |  |  | -0.284 | -48.819 |  |  |  |  | 0 | 0
8981 | HECN1 | 1 | South | YES | 0.000172 | 144.8 | 0 | 144.8 | 0 | 1.0304 | CC | -1 | 0.284 | 144.8 | 144.8 |  |  |  |  | -0.284 | -41.1227 |  |  |  |  | 0 | 0
8982 | HECN2 | 2 | South | YES | 0.000172 | 144.1 | 0 | 144.1 | 0 | 1.0304 | CC | -1 | 0.284 | 144.1 | 144.1 |  |  |  |  | -0.284 | -40.9239 |  |  |  |  | 0 | 0
8938 | MVGN#3 | 3 | South | YES | 0.00017 | 250.9 | 0 | 250.9 | 0 | 1.0304 | CC | -1 | 0.284 | 250.9 | 250.9 |  |  |  |  | -0.284 | -71.2552 |  |  |  |  | 0 | 0
8937 | MVGN#2 | 2 | South | YES | 0.00017 | 216.7 | 0 | 216.7 | 0 | 1.0304 | CC | -1 | 0.284 | 216.7 | 216.7 |  |  |  |  | -0.284 | -61.5425 |  |  |  |  | 0 | 0
8936 | MVGN#1 | 1 | South | YES | 0.00017 | 216.6 | 0 | 216.6 | 0 | 1.0304 | CC | -1 | 0.284 | 216.6 | 216.6 |  |  |  |  | -0.284 | -61.5141 |  |  |  |  | 0 | 0
5934 | SI_RAY5 | 5 | South | YES | 0 | 0 | 10 | 15 |  | 1.035 | GST | -1 | 0.28417 | 15 | 15 |  |  |  |  | -0.28417 | -4.2625 |  |  |  |  | 0 | 0
8139 | JOS #1 | MB | South | YES | 0 | 0 | 45 | 255 |  | 1.02 | GST | -1 | 0.28417 | 0 | 0 |  |  |  |  | -0.28417 | 0 |  |  |  |  | 0 | 0
8285 | LAR #1 | MB | South | YES | 0 | 0 | 9 | 32 |  | 1.0497 | GST | -1 | 0.28417 | 0 | 0 |  |  |  |  | -0.28417 | 0 |  |  |  |  | 0 | 0
8287 | LAR #2 | MB | South | YES | 0 | 0 | 9 | 32 |  | 1.04 | GST | -1 | 0.28417 | 0 | 0 |  |  |  |  | -0.28417 | 0 |  |  |  |  | 0 | 0
8288 | LAR #3 | MB | South | YES | 0 | 0 | 25 | 105 |  | 1.04 | GST | -1 | 0.28417 | 0 | 0 |  |  |  |  | -0.28417 | 0 |  |  |  |  | 0 | 0
8388 | BATES0A | MB | South | YES | 0 | 0 | 21 | 71 |  | 1.033 | GST | -1 | 0.28417 | 0 | 0 |  |  |  |  | -0.28417 | 0 |  |  |  |  | 0 | 0
8393 | BATES0B | MB | South | YES | 0 | 0 | 25 | 110 |  | 1.03 | GST | -1 | 0.28417 | 0 | 0 |  |  |  |  | -0.28417 | 0 |  |  |  |  | 0 | 0
8437 | NUECES_B0C | MB | South | YES | 0 | 0 | 7 | 30 |  | 1.03 | GST | -1 | 0.28417 | 0 | 0 |  |  |  |  | -0.28417 | 0 |  |  |  |  | 0 | 0
8438 | NUECES_B0B | MB | South | YES | 0 | 0 | 26 | 169 |  | 1.03 | GST | -1 | 0.28417 | 0 | 0 |  |  |  |  | -0.28417 | 0 |  |  |  |  | 0 | 0
39190 | TNSLCGN1__8 | 1 | Houston | YES | 0 | 0 | 10 | 30 |  | 1.03 | Cogen | -1 | 0.28417 | 0 | 0 |  |  |  |  | -0.28417 | 0 |  |  |  |  | 0 | 0
80003 | MILHWYS | F | South | YES | -8.2e-05 | 0 | 0 | 0 | 0 | 1.0168 | AVR | -1 | 0.28425 | 0 | 0 |  |  |  |  | -0.28425 | 0 |  |  |  |  | 0 | 0
5935 | SI_RAY10 | 10 | South | YES | -8.3e-05 | 47 | 10 | 47 | 0 | 1.03 | CC | -1 | 0.28425 | 47 | 47 |  |  |  |  | -0.28425 | -13.3598 |  |  |  |  | 0 | 0
5932 | SI_RAY9 | 9 | South | YES | -8.3e-05 | 32 | 32 | 38 | 0 | 1.035 | CC | -1 | 0.28425 | 38 | 38 |  |  |  |  | -0.28425 | -10.8016 |  |  |  |  | 0 | 0
5933 | SI_RAY6 | 6 | South | YES | -8.3e-05 | 15.4 | 10 | 19.3 | 0 | 1.035 | GST | -1 | 0.28425 | 19.3 | 19.3 |  |  |  |  | -0.28425 | -5.4861 |  |  |  |  | 0 | 0
8517 | CELANEBI0A | 1 | South | YES | -0.000217 | 29 | 0 | 29 | 0 | 1.02 | Cogen | -1 | 0.28439 | 0 | 0 |  |  |  |  | -0.28439 | 0 |  |  |  |  | 0 | 0
80080 | GWINDT11A | 3 | South | YES | -0.000239 | 0 | 0 | 38 | 0 | 1.025 | Wind | -1 | 0.28441 | 0 | 38 |  |  |  |  | -0.28441 | 0 |  |  |  |  | 0 | 0
80080 | GWINDT11A | 4 | South | YES | -0.000239 | 3.8 | 0 | 19 | 0 | 1.025 | Wind | -1 | 0.28441 | 0 | 19 |  |  |  |  | -0.28441 | 0 |  |  |  |  | 0 | 0
80080 | GWINDT11A | 2 | South | YES | -0.000239 | 0 | 0 | 41 | 0 | 1.025 | Wind | -1 | 0.28441 | 0 | 41 |  |  |  |  | -0.28441 | 0 |  |  |  |  | 0 | 0
80080 | GWINDT11A | 1 | South | YES | -0.000239 | 28.2 | 0 | 94 | 0 | 1.025 | Wind | -1 | 0.28441 | 0 | 94 |  |  |  |  | -0.28441 | 0 |  |  |  |  | 0 | 0
80081 | GWINDT21A | 4 | South | YES | -0.000239 | 4.4 | 0 | 22 | 0 | 1.025 | Wind | -1 | 0.28441 | 0 | 22 |  |  |  |  | -0.28441 | 0 |  |  |  |  | 0 | 0
80081 | GWINDT21A | 1 | South | YES | -0.000239 | 28.2 | 0 | 94 | 0 | 1.025 | Wind | -1 | 0.28441 | 0 | 94 |  |  |  |  | -0.28441 | 0 |  |  |  |  | 0 | 0
80081 | GWINDT21A | 3 | South | YES | -0.000239 | 8.6 | 0 | 43 | 0 | 1.025 | Wind | -1 | 0.28441 | 0 | 43 |  |  |  |  | -0.28441 | 0 |  |  |  |  | 0 | 0
80081 | GWINDT21A | 2 | South | YES | -0.000239 | 7.2 | 0 | 36 | 0 | 1.025 | Wind | -1 | 0.28441 | 0 | 36 |  |  |  |  | -0.28441 | 0 |  |  |  |  | 0 | 0
80180 | PNSCALT11A | 2 | South | YES | -0.000239 | 10 | 0 | 50 | 0 | 1.025 | Wind | -1 | 0.28441 | 0 | 50 |  |  |  |  | -0.28441 | 0 |  |  |  |  | 0 | 0
80180 | PNSCALT11A | 1 | South | YES | -0.000239 | 43.8 | 0 | 148 | 0 | 1.025 | Wind | -1 | 0.28441 | 0 | 148 |  |  |  |  | -0.28441 | 0 |  |  |  |  | 0 | 0
80181 | PNSCALT21A | 2 | South | YES | -0.000239 | 10 | 0 | 50 | 0 | 1.025 | Wind | -1 | 0.28441 | 0 | 50 |  |  |  |  | -0.28441 | 0 |  |  |  |  | 0 | 0
80181 | PNSCALT21A | 1 | South | YES | -0.000239 | 16.5 | 0 | 55 | 0 | 1.025 | Wind | -1 | 0.28441 | 0 | 55 |  |  |  |  | -0.28441 | 0 |  |  |  |  | 0 | 0
7487 | L_CANYHY8_1Y | 1 | South | YES | -0.000264 | 0 | 0 | 6 |  | 1 | Hydro | -1 | 0.28443 | 0 | 0 |  |  |  |  | -0.28443 | 0 |  |  |  |  | 0 | 0
8461 | KOCH_UP0A | 1 | South | YES | -0.000343 | 38 | 0 | 38 | 0 | 1.012 | Cogen | -1 | 0.28451 | 0 | 0 |  |  |  |  | -0.28451 | 0 |  |  |  |  | 0 | 0
8506 | VAL #1 | 1 | South | YES | -0.000385 | 20.9 | 0 | 25 | 0 | 1.0055 | Cogen | -1 | 0.28455 | 0 | 0 |  |  |  |  | -0.28455 | 0 |  |  |  |  | 0 | 0
8507 | VAL #2 | 2 | South | YES | -0.000385 | 20.9 | 0 | 25 | 0 | 1.0055 | Cogen | -1 | 0.28455 | 0 | 0 |  |  |  |  | -0.28455 | 0 |  |  |  |  | 0 | 0
8511 | OXY_CC0A | 1 | South | YES | -0.000385 | 30.3 | 0 | 38 | 0 | 1.027 | Cogen | -1 | 0.28455 | 0 | 0 |  |  |  |  | -0.28455 | 0 |  |  |  |  | 0 | 0
80263 | B_DAVIS31A | 3 | South | YES | -0.00045 | 0 | 0 | 180 |  | 1.0366 | CC | -1 | 0.28462 | 180 | 180 |  |  |  |  | -0.28462 | -51.2313 |  |  |  |  | 0 | 0
80264 | B_DAVIS41A | 4 | South | YES | -0.00045 | 0 | 0 | 180 |  | 1.0366 | CC | -1 | 0.28462 | 180 | 180 |  |  |  |  | -0.28462 | -51.2313 |  |  |  |  | 0 | 0
8459 | B_DAVIS0B | MB | South | YES | -0.00045 | 0 | 50 | 339 |  | 1.03 | GSC | -1 | 0.28462 | 0 | 0 |  |  |  |  | -0.28462 | 0 |  |  |  |  | 0 | 0
8460 | B_DAVIS0A | MB | South | YES | -0.00045 | 0 | 50 | 340 |  | 1.03 | GSC | -1 | 0.28462 | 0 | 0 |  |  |  |  | -0.28462 | 0 |  |  |  |  | 0 | 0
8456 | COSW#1 | 1 | South | YES | -0.000468 | 20 | 0 | 20 | 0 | 1.027 | Cogen | -1 | 0.28464 | 0 | 0 |  |  |  |  | -0.28464 | 0 |  |  |  |  | 0 | 0
8457 | COSW#2 | 2 | South | YES | -0.000468 | 14 | 0 | 14 | 0 | 1.027 | Cogen | -1 | 0.28464 | 0 | 0 |  |  |  |  | -0.28464 | 0 |  |  |  |  | 0 | 0
8560 | CNOPGT1 | 1 | South | YES | -0.000483 | 148.3 | 0 | 148.3 | 0 | 1.03 | Cogen | -1 | 0.28465 | 0 | 0 |  |  |  |  | -0.28465 | 0 |  |  |  |  | 0 | 0
8561 | CNOPGT2 | 2 | South | YES | -0.000483 | 148.6 | 0 | 148.6 | 0 | 1.03 | Cogen | -1 | 0.28465 | 0 | 0 |  |  |  |  | -0.28465 | 0 |  |  |  |  | 0 | 0
8562 | CNOPST1 | 3 | South | YES | -0.000483 | 153 | 0 | 153 | 0 | 1.03 | Cogen | -1 | 0.28465 | 0 | 0 |  |  |  |  | -0.28465 | 0 |  |  |  |  | 0 | 0
8442 | NBEC7 | 7 | South | YES | -0.000486 | 0 | 81 | 367 |  | 1.0298 | GST | -1 | 0.28465 | 367 | 367 |  |  |  |  | -0.28465 | -104.4682 |  |  |  |  | 0 | 0
8442 | NBEC7 | MB | South | YES | -0.000486 | 0 | 81 | 367 |  | 1.0298 | GST | -1 | 0.28465 | 0 | 0 |  |  |  |  | -0.28465 | 0 |  |  |  |  | 0 | 0
7609 | L_SCHUMA8_1Y | 1 | South | YES | -0.00049 | 0 | 0 | 4 |  | 1 | Hydro | -1 | 0.28466 | 0 | 0 |  |  |  |  | -0.28466 | 0 |  |  |  |  | 0 | 0
8926 | LGE_GT10A | 1 | South | YES | -0.000781 | 158 | 0 | 158 | 0 | 1.03 | Cogen | -1 | 0.28495 | 0 | 0 |  |  |  |  | -0.28495 | 0 |  |  |  |  | 0 | 0
8927 | LGE_GT20A | 2 | South | YES | -0.000781 | 153 | 0 | 153 | 0 | 1.03 | Cogen | -1 | 0.28495 | 0 | 0 |  |  |  |  | -0.28495 | 0 |  |  |  |  | 0 | 0
8928 | LGE_STG0A | 3 | South | YES | -0.000781 | 100 | 0 | 100 | 0 | 1.03 | Cogen | -1 | 0.28495 | 0 | 0 |  |  |  |  | -0.28495 | 0 |  |  |  |  | 0 | 0
8930 | ICPGN10A | 1 | South | YES | -0.000781 | 149 | 0 | 149 | 0 | 1.03 | Cogen | -1 | 0.28495 | 0 | 0 |  |  |  |  | -0.28495 | 0 |  |  |  |  | 0 | 0
8931 | ICPGN20A | 2 | South | YES | -0.000781 | 150 | 0 | 150 | 0 | 1.03 | Cogen | -1 | 0.28495 | 0 | 0 |  |  |  |  | -0.28495 | 0 |  |  |  |  | 0 | 0
8932 | ICPGN30A | 3 | South | YES | -0.000781 | 127 | 0 | 127 | 0 | 1.03 | Cogen | -1 | 0.28495 | 0 | 0 |  |  |  |  | -0.28495 | 0 |  |  |  |  | 0 | 0
80223 | REYSHR G | 1 | South | YES | -0.000781 | 12 | 0 | 12 | 0 | 1.032 | Cogen | -1 | 0.28495 | 0 | 0 |  |  |  |  | -0.28495 | 0 |  |  |  |  | 0 | 0
8161 | COLETO0A | 1 | South | YES | -0.000806 | 633 | 200 | 633 | 0 | 1.03 | LIGCO | -1 | 0.28497 | 0 | 633 |  |  |  |  | -0.28497 | 0 |  |  |  |  | 0 | 0
7805 | L_GUADGE1_6Y | 6 | South | YES | -0.000832 | 203 | 30 | 203 | 0 | 1.02 | CC | -1 | 0.285 | 203 | 203 |  |  |  |  | -0.285 | -57.8551 |  |  |  |  | 0 | 0
7804 | L_GUADGE1_5Y | 5 | South | YES | -0.000832 | 182 | 30 | 182 | 0 | 1.02 | CC | -1 | 0.285 | 182 | 182 |  |  |  |  | -0.285 | -51.8701 |  |  |  |  | 0 | 0
7803 | L_GUADGE1_4Y | 4 | South | YES | -0.000832 | 149 | 30 | 149 | 0 | 1.02 | CC | -1 | 0.285 | 149 | 149 |  |  |  |  | -0.285 | -42.4651 |  |  |  |  | 0 | 0
7800 | L_GUADGE1_1Y | 1 | South | YES | -0.000832 | 147 | 30 | 147 | 0 | 1.02 | CC | -1 | 0.285 | 147 | 147 |  |  |  |  | -0.285 | -41.8951 |  |  |  |  | 0 | 0
7802 | L_GUADGE1_3Y | 3 | South | YES | -0.000832 | 146 | 30 | 146 | 0 | 1.02 | CC | -1 | 0.285 | 146 | 146 |  |  |  |  | -0.285 | -41.6101 |  |  |  |  | 0 | 0
7801 | L_GUADGE1_2Y | 2 | South | YES | -0.000832 | 138 | 30 | 138 | 0 | 1.02 | CC | -1 | 0.285 | 138 | 138 |  |  |  |  | -0.285 | -39.3301 |  |  |  |  | 0 | 0
7605 | L_MCQUEE9_1Y | 1 | South | YES | -0.000902 | 0 | 0 | 2.4 |  | 1.025 | Hydro | -1 | 0.28507 | 0 | 0 |  |  |  |  | -0.28507 | 0 |  |  |  |  | 0 | 0
7605 | L_MCQUEE9_1Y | 2 | South | YES | -0.000902 | 0 | 0 | 2.4 |  | 1.025 | Hydro | -1 | 0.28507 | 0 | 0 |  |  |  |  | -0.28507 | 0 |  |  |  |  | 0 | 0
7605 | L_MCQUEE9_1Y | 3 | South | YES | -0.000902 | 0 | 0 | 2.8 |  | 1.025 | Hydro | -1 | 0.28507 | 0 | 0 |  |  |  |  | -0.28507 | 0 |  |  |  |  | 0 | 0
7813 | L_RIONOG1S1Y | 4 | South | YES | -0.00111 | 293 | 0 | 293 | 0 | 1.02 | CC | -1 | 0.28528 | 293 | 293 |  |  |  |  | -0.28528 | -83.5866 |  |  |  |  | 0 | 0
7812 | L_RIONOG1G3Y | 3 | South | YES | -0.00111 | 154 | 0 | 154 | 0 | 1.02 | CC | -1 | 0.28528 | 154 | 154 |  |  |  |  | -0.28528 | -43.9329 |  |  |  |  | 0 | 0
7810 | L_RIONOG1G1Y | 1 | South | YES | -0.00111 | 148 | 0 | 148 | 0 | 1.02 | CC | -1 | 0.28528 | 148 | 148 |  |  |  |  | -0.28528 | -42.2212 |  |  |  |  | 0 | 0
7811 | L_RIONOG1G2Y | 2 | South | YES | -0.00111 | 148 | 0 | 148 | 0 | 1.02 | CC | -1 | 0.28528 | 148 | 148 |  |  |  |  | -0.28528 | -42.2212 |  |  |  |  | 0 | 0
7624 | L_LAKEWO9_1Y | 1 | South | YES | -0.001304 | 0 | 0 | 2.4 |  | 1 | Hydro | -1 | 0.28547 | 0 | 0 |  |  |  |  | -0.28547 | 0 |  |  |  |  | 0 | 0
7624 | L_LAKEWO9_1Y | 2 | South | YES | -0.001304 | 0 | 0 | 2.4 |  | 1 | Hydro | -1 | 0.28547 | 0 | 0 |  |  |  |  | -0.28547 | 0 |  |  |  |  | 0 | 0
7017 | L_HAYSEN1_4Y | 4 | South | YES | -0.00138 | 226.7 | 74 | 226.7 | 0 | 1.008 | CC | -1 | 0.28555 | 226.7 | 226.7 |  |  |  |  | -0.28555 | -64.7338 |  |  |  |  | 0 | 0
7015 | L_HAYSEN1_2Y | 2 | South | YES | -0.00138 | 225 | 74 | 225 | 0 | 1.008 | CC | -1 | 0.28555 | 225 | 225 |  |  |  |  | -0.28555 | -64.2484 |  |  |  |  | 0 | 0
7016 | L_HAYSEN1_3Y | 3 | South | YES | -0.00138 | 224.6 | 74 | 224.6 | 0 | 1.008 | CC | -1 | 0.28555 | 224.6 | 224.6 |  |  |  |  | -0.28555 | -64.1342 |  |  |  |  | 0 | 0
7014 | L_HAYSEN1_1Y | 1 | South | YES | -0.00138 | 223.9 | 74 | 223.9 | 0 | 1.008 | CC | -1 | 0.28555 | 223.9 | 223.9 |  |  |  |  | -0.28555 | -63.9343 |  |  |  |  | 0 | 0
8189 | CUECPL2A | 1 | South | YES | -0.001392 | 12 | 0 | 12 | 0 | 1.02 | Cogen | -1 | 0.28556 | 0 | 0 |  |  |  |  | -0.28556 | 0 |  |  |  |  | 0 | 0
5503 | RAYBURNGEN3 | 1 | South | YES | -0.001563 | 17.6 | 6 | 22 | 0 | 1.0224 | GST | -1 | 0.28573 | 22 | 22 |  |  |  |  | -0.28573 | -6.2861 |  |  |  |  | 0 | 0
5505 | RAYBURNGEN1 | 1 | South | YES | -0.001563 | 0 | 1 | 11 |  | 1.0223 | GGT | -1 | 0.28573 | 11 | 11 |  |  |  |  | -0.28573 | -3.143 |  |  |  |  | 0 | 0
5506 | RAYBURNGEN2 | 1 | South | YES | -0.001563 | 0 | 1 | 11 |  | 1.0223 | GGT | -1 | 0.28573 | 11 | 11 |  |  |  |  | -0.28573 | -3.143 |  |  |  |  | 0 | 0
5512 | RAYBURNCC8 | 1 | South | YES | -0.001804 | 49.3 | 18.2 | 49.3 | 0 | 1.0296 | CC | -1 | 0.28597 | 49.3 | 49.3 |  |  |  |  | -0.28597 | -14.0984 |  |  |  |  | 0 | 0
5508 | RAYBURNCC9 | 1 | South | YES | -0.001804 | 47.7 | 18.2 | 47.7 | 0 | 1.0296 | CC | -1 | 0.28597 | 47.7 | 47.7 |  |  |  |  | -0.28597 | -13.6409 |  |  |  |  | 0 | 0
5511 | RAYBURNCC7 | 1 | South | YES | -0.001804 | 47.5 | 18.2 | 47.5 | 0 | 1.0296 | CC | -1 | 0.28597 | 47.5 | 47.5 |  |  |  |  | -0.28597 | -13.5837 |  |  |  |  | 0 | 0
5509 | RAYBURNCC10 | 1 | South | YES | -0.001804 | 37.3 | 5.2 | 37.3 | 0 | 1.0296 | CC | -1 | 0.28597 | 37.3 | 37.3 |  |  |  |  | -0.28597 | -10.6668 |  |  |  |  | 0 | 0
8174 | VICEC61A | 6 | South | YES | -0.001852 | 188 | 42 | 188 | 0 | 1.025 | CC | -1 | 0.28602 | 188 | 188 |  |  |  |  | -0.28602 | -53.7719 |  |  |  |  | 0 | 0
8173 | VICEC51A | 5 | South | YES | -0.001852 | 144 | 18 | 144 | 0 | 1.025 | CC | -1 | 0.28602 | 144 | 144 |  |  |  |  | -0.28602 | -41.187 |  |  |  |  | 0 | 0
7020 | L_AUSTPL1_1Y | 1 | South | YES | -0.001921 | 0 | 0 | 8 |  | 1 | Hydro | -1 | 0.28609 | 0 | 0 |  |  |  |  | -0.28609 | 0 |  |  |  |  | 0 | 0
7020 | L_AUSTPL1_1Y | 2 | South | YES | -0.001921 | 0 | 0 | 8 |  | 1 | Hydro | -1 | 0.28609 | 0 | 0 |  |  |  |  | -0.28609 | 0 |  |  |  |  | 0 | 0
8066 | DUP1V#1 | 1 | South | YES | -0.001976 | 52.3 | 0 | 73 | 0 | 1.01 | Cogen | -1 | 0.28614 | 0 | 0 |  |  |  |  | -0.28614 | 0 |  |  |  |  | 0 | 0
80224 | VISTRONG1 | 1 | South | YES | -0.002131 | 13.1 | 0 | 15 | 0 | 1.01 | Cogen | -1 | 0.2863 | 0 | 0 |  |  |  |  | -0.2863 | 0 |  |  |  |  | 0 | 0
80225 | VISTRONG2 | 2 | South | YES | -0.002131 | 20.2 | 0 | 23 | 0 | 1.01 | Cogen | -1 | 0.2863 | 0 | 0 |  |  |  |  | -0.2863 | 0 |  |  |  |  | 0 | 0
80227 | AIRCO G | 1 | South | YES | -0.002158 | 7.2 | 0 | 8 | 0 | 1.0104 | Cogen | -1 | 0.28633 | 0 | 0 |  |  |  |  | -0.28633 | 0 |  |  |  |  | 0 | 0
8147 | UCAR #2 | 10 | South | YES | -0.002261 | 18.2 | 0 | 28 |  | 1 | Cogen | -1 | 0.28643 | 0 | 0 |  |  |  |  | -0.28643 | 0 |  |  |  |  | 0 | 0
8148 | UCAR #1 | 2 | South | YES | -0.002261 | 6.1 | 0 | 7 | 0 | 1.009 | Cogen | -1 | 0.28643 | 0 | 0 |  |  |  |  | -0.28643 | 0 |  |  |  |  | 0 | 0
80137 | CSDR89 | 9 | South | YES | -0.002261 | 15 | 0 | 15 | 0 | 1.003 | DCTie | -1 | 0.28643 | 0 | 0 |  |  |  |  | -0.28643 | 0 |  |  |  |  | 0 | 0
80137 | CSDR89 | 8 | South | YES | -0.002261 | 33.9 | 0 | 39 | 0 | 1.003 | DCTie | -1 | 0.28643 | 0 | 0 |  |  |  |  | -0.28643 | 0 |  |  |  |  | 0 | 0
80138 | CSDR7 | 7 | South | YES | -0.002261 | 6.1 | 0 | 7 | 0 | 1.014 | DCTie | -1 | 0.28643 | 0 | 0 |  |  |  |  | -0.28643 | 0 |  |  |  |  | 0 | 0
80139 | CSDR56 | 6 | South | YES | -0.002261 | 0 | 0 | 39 |  | 1.0033 | DCTie | -1 | 0.28643 | 0 | 0 |  |  |  |  | -0.28643 | 0 |  |  |  |  | 0 | 0
80139 | CSDR56 | 5 | South | YES | -0.002261 | 15 | 0 | 15 |  | 1.0033 | DCTie | -1 | 0.28643 | 0 | 0 |  |  |  |  | -0.28643 | 0 |  |  |  |  | 0 | 0
80140 | CSDR11 | 11 | South | YES | -0.002261 | 33.9 | 0 | 39 | 0 | 1.03 | DCTie | -1 | 0.28643 | 0 | 0 |  |  |  |  | -0.28643 | 0 |  |  |  |  | 0 | 0
9020 | SANDHG5A | 5A | South | YES | -0.002298 | 150 | 84 | 155 | 0 | 1.0175 | CC | -1 | 0.28647 | 155 | 155 |  |  |  |  | -0.28647 | -44.4023 |  |  |  |  | 0 | 0
9021 | SANDHG5C | 5C | South | YES | -0.002298 | 140 | 0 | 148 | 0 | 1.0175 | CC | -1 | 0.28647 | 148 | 148 |  |  |  |  | -0.28647 | -42.397 |  |  |  |  | 0 | 0
9016 | SANDH_G1 | 1 | South | YES | -0.002298 | 45 | 2 | 49 | 0 | 1.0175 | GGT | -1 | 0.28647 | 49 | 49 |  |  |  |  | -0.28647 | -14.0369 |  |  |  |  | 0 | 0
9019 | SANDH_G4 | 4 | South | YES | -0.002298 | 0 | 2 | 47 |  | 1.0175 | GGT | -1 | 0.28647 | 47 | 47 |  |  |  |  | -0.28647 | -13.4639 |  |  |  |  | 0 | 0
9017 | SANDH_G2 | 2 | South | YES | -0.002298 | 45 | 2 | 46 | 0 | 1.0175 | GGT | -1 | 0.28647 | 46 | 46 |  |  |  |  | -0.28647 | -13.1775 |  |  |  |  | 0 | 0
9018 | SANDH_G3 | 3 | South | YES | -0.002298 | 45 | 2 | 46 | 0 | 1.0175 | GGT | -1 | 0.28647 | 46 | 46 |  |  |  |  | -0.28647 | -13.1775 |  |  |  |  | 0 | 0
9001 | DECKR_G2 | 2 | South | YES | -0.0023 | 400 | 50 | 426 | 0 | 1.015 | GST | -1 | 0.28647 | 426 | 426 |  |  |  |  | -0.28647 | -122.0356 |  |  |  |  | 0 | 0
9000 | DECKR_G1 | 1 | South | YES | -0.0023 | 280 | 50 | 321 | 0 | 1.015 | GST | -1 | 0.28647 | 321 | 321 |  |  |  |  | -0.28647 | -91.9564 |  |  |  |  | 0 | 0
9005 | DECKR_G6 | 6 | South | YES | -0.002559 | 44 | 24 | 47 | 0 | 1.015 | GGT | -1 | 0.28673 | 47 | 47 |  |  |  |  | -0.28673 | -13.4762 |  |  |  |  | 0 | 0
9003 | DECKR_G4 | 4 | South | YES | -0.002559 | 44 | 24 | 44 | 0 | 1.015 | GGT | -1 | 0.28673 | 44 | 44 |  |  |  |  | -0.28673 | -12.616 |  |  |  |  | 0 | 0
9004 | DECKR_G5 | 5 | South | YES | -0.002559 | 44 | 24 | 44 | 0 | 1.015 | GGT | -1 | 0.28673 | 44 | 44 |  |  |  |  | -0.28673 | -12.616 |  |  |  |  | 0 | 0
9002 | DECKR_G3 | 3 | South | YES | -0.002559 | 0 | 24 | 42 |  | 1.015 | GGT | -1 | 0.28673 | 42 | 42 |  |  |  |  | -0.28673 | -12.0426 |  |  |  |  | 0 | 0
80226 | ALCOA G | 1 | South | YES | -0.002743 | 32.3 | 5 | 48 | 0 | 1.015 | Cogen | -1 | 0.28691 | 0 | 0 |  |  |  |  | -0.28691 | 0 |  |  |  |  | 0 | 0
8134 | FOR #1 | 1 | South | YES | -0.002872 | 54.1 | 45 | 79 | 0 | 1 | Cogen | -1 | 0.28704 | 0 | 0 |  |  |  |  | -0.28704 | 0 |  |  |  |  | 0 | 0
8138 | FOR #2 | 2 | South | YES | -0.002872 | 63.1 | 45 | 81 | 0 | 1 | Cogen | -1 | 0.28704 | 0 | 0 |  |  |  |  | -0.28704 | 0 |  |  |  |  | 0 | 0
8153 | FOR #3 | 3 | South | YES | -0.002872 | 63.1 | 45 | 79.9 | 0 | 1 | Cogen | -1 | 0.28704 | 0 | 0 |  |  |  |  | -0.28704 | 0 |  |  |  |  | 0 | 0
8154 | FOR #4 | 4 | South | YES | -0.002872 | 63.1 | 60 | 80 | 0 | 1 | Cogen | -1 | 0.28704 | 0 | 0 |  |  |  |  | -0.28704 | 0 |  |  |  |  | 0 | 0
8155 | FOR #5 | 5 | South | YES | -0.002872 | 63.1 | 60 | 78.4 | 0 | 1 | Cogen | -1 | 0.28704 | 0 | 0 |  |  |  |  | -0.28704 | 0 |  |  |  |  | 0 | 0
8156 | FOR #6 | 6 | South | YES | -0.002872 | 24.9 | 5 | 25 | 0 | 1 | Cogen | -1 | 0.28704 | 0 | 0 |  |  |  |  | -0.28704 | 0 |  |  |  |  | 0 | 0
8157 | FOR #7 | 7 | South | YES | -0.002872 | 28.8 | 5 | 46 | 0 | 1 | Cogen | -1 | 0.28704 | 0 | 0 |  |  |  |  | -0.28704 | 0 |  |  |  |  | 0 | 0
80051 | FOR #8 | 8 | South | YES | -0.002872 | 28 | 28 | 28 |  | 1 | Cogen | -1 | 0.28704 | 0 | 0 |  |  |  |  | -0.28704 | 0 |  |  |  |  | 0 | 0
80052 | FOR #9 | 9 | South | YES | -0.002872 | 29.7 | 5 | 43.6 | 0 | 1 | Cogen | -1 | 0.28704 | 0 | 0 |  |  |  |  | -0.28704 | 0 |  |  |  |  | 0 | 0
80053 | FOR #10 | 10 | South | YES | -0.002872 | 68.4 | 45 | 75 | 0 | 1 | Cogen | -1 | 0.28704 | 0 | 0 |  |  |  |  | -0.28704 | 0 |  |  |  |  | 0 | 0
60018 | DSKY1 | 1 | West | YES | 0.26169 | 21 | 0 | 84 | 0 | 1.023 | Wind | 1 | 0.28721 | 0 | 84 | 21.982 | 84 |  |  | 0.28721 | 24.1253 |  |  |  |  | 0 | 0
7006 | L_SIMGID1_3Y | 3 | South | YES | -0.003233 | 324.9 | 60 | 329 | 0 | 1.02 | GST | -1 | 0.2874 | 329 | 329 |  |  |  |  | -0.2874 | -94.5551 |  |  |  |  | 0 | 0
7005 | L_SIMGID1_2Y | 2 | South | YES | -0.003233 | 133 | 32 | 139 | 0 | 1.02 | GST | -1 | 0.2874 | 139 | 139 |  |  |  |  | -0.2874 | -39.9488 |  |  |  |  | 0 | 0
7004 | L_SIMGID1_1Y | 1 | South | YES | -0.003233 | 132 | 40 | 132 | 0 | 1.02 | GST | -1 | 0.2874 | 132 | 132 |  |  |  |  | -0.2874 | -37.937 |  |  |  |  | 0 | 0
60000 | DSKY2 | 1 | West | YES | 0.26201 | 19.1 | 0 | 76.5 |  | 1.039 | Wind | 1 | 0.28752 | 0 | 76.5 | 20.0435 | 76.5 |  |  | 0.28752 | 21.9955 |  |  |  |  | 0 | 0
7809 | L_BASTEN1_3Y | 1 | South | YES | -0.003889 | 232.6 | 42 | 232.6 | 0 | 1.004 | CC | -1 | 0.28806 | 232.6 | 232.6 |  |  |  |  | -0.28806 | -67.0022 |  |  |  |  | 0 | 0
7807 | L_BASTEN1_1Y | 1 | South | YES | -0.003889 | 152.5 | 83.5 | 152.5 | 0 | 1.004 | CC | -1 | 0.28806 | 152.5 | 152.5 |  |  |  |  | -0.28806 | -43.9288 |  |  |  |  | 0 | 0
7808 | L_BASTEN1_2Y | 1 | South | YES | -0.003889 | 149.5 | 83.5 | 149.5 | 0 | 1.004 | CC | -1 | 0.28806 | 149.5 | 149.5 |  |  |  |  | -0.28806 | -43.0646 |  |  |  |  | 0 | 0
7303 | L_WPPGS12_1Y | 1 | South | YES | -0.003987 | 50 | 0 | 50 | 0 | 1.025 | GGT | -1 | 0.28816 | 50 | 50 |  |  |  |  | -0.28816 | -14.4078 |  |  |  |  | 0 | 0
7303 | L_WPPGS12_1Y | 2 | South | YES | -0.003987 | 50 | 0 | 50 | 0 | 1.025 | GGT | -1 | 0.28816 | 50 | 50 |  |  |  |  | -0.28816 | -14.4078 |  |  |  |  | 0 | 0
7305 | L_WPPGS34_1Y | 3 | South | YES | -0.003987 | 50 | 0 | 50 | 0 | 1.025 | GGT | -1 | 0.28816 | 50 | 50 |  |  |  |  | -0.28816 | -14.4078 |  |  |  |  | 0 | 0
7305 | L_WPPGS34_1Y | 4 | South | YES | -0.003987 | 50 | 0 | 50 | 0 | 1.025 | GGT | -1 | 0.28816 | 50 | 50 |  |  |  |  | -0.28816 | -14.4078 |  |  |  |  | 0 | 0
60017 | ORNNWP1 | 1 | West | YES | 0.26293 | 20 | 0 | 80 |  | 1.027 | Wind | 1 | 0.28844 | 0 | 80 | 21.0342 | 80 |  |  | 0.28844 | 23.0756 |  |  |  |  | 0 | 0
7009 | L_LOSTPI1_3Y | 3 | South | YES | -0.004544 | 173.9 | 72 | 175 | 0 | 1 | CC | -1 | 0.28871 | 175 | 175 |  |  |  |  | -0.28871 | -50.5247 |  |  |  |  | 0 | 0
7008 | L_LOSTPI1_2Y | 2 | South | YES | -0.004544 | 157.7 | 107 | 160 | 0 | 1 | CC | -1 | 0.28871 | 160 | 160 |  |  |  |  | -0.28871 | -46.194 |  |  |  |  | 0 | 0
7007 | L_LOSTPI1_1Y | 1 | South | YES | -0.004544 | 158.6 | 110 | 158 | 0 | 1 | CC | -1 | 0.28871 | 158 | 158 |  |  |  |  | -0.28871 | -45.6166 |  |  |  |  | 0 | 0
7012 | L_FPPYD21_3Y | 3 | South | YES | -0.004597 | 427.5 | 200 | 436 | 0 | 1.02 | LIGCO | -1 | 0.28877 | 0 | 436 |  |  |  |  | -0.28877 | 0 |  |  |  |  | 0 | 0
7010 | L_FPPYD11_1Y | 1 | South | YES | -0.004599 | 547.4 | 200 | 606 | 0 | 1.02 | LIGCO | -1 | 0.28877 | 0 | 606 |  |  |  |  | -0.28877 | 0 |  |  |  |  | 0 | 0
7011 | L_FPPYD11_2Y | 2 | South | YES | -0.004599 | 552.2 | 200 | 598 | 0 | 1.02 | LIGCO | -1 | 0.28877 | 0 | 598 |  |  |  |  | -0.28877 | 0 |  |  |  |  | 0 | 0
3432 | SANDOW_4G | 4 | South | YES | -0.006698 | 580 | 225 | 580 |  | 1.029 | LIGCO | -1 | 0.29087 | 0 | 580 |  |  |  |  | -0.29087 | 0 |  |  |  |  | 0 | 0
5911 | STP_GN1___1 | 1 | Houston | YES | -0.00719 | 1333 | 1249 | 1333 | 0 | 1.0406 | Nuc | -1 | 0.29136 | 0 | 0 |  |  |  |  | -0.29136 | 0 |  |  |  |  | 0 | 0
5912 | STP_GN2___2 | 2 | Houston | YES | -0.00719 | 1332 | 1249 | 1332 | 0 | 1.0406 | Nuc | -1 | 0.29136 | 0 | 0 |  |  |  |  | -0.29136 | 0 |  |  |  |  | 0 | 0
48733 | CBE_ST12 | 1 | Houston | YES | -0.007364 | 105 | 0 | 105 | 0 | 1.029 | CC | -1 | 0.29153 | 105 | 105 |  |  |  |  | -0.29153 | -30.6109 |  |  |  |  | 0 | 0
48736 | CBE_ST34 | 1 | Houston | YES | -0.007364 | 105 | 0 | 105 | 0 | 1.029 | CC | -1 | 0.29153 | 105 | 105 |  |  |  |  | -0.29153 | -30.6109 |  |  |  |  | 0 | 0
48731 | CBE_GT1 | 1 | Houston | YES | -0.007364 | 76 | 0 | 76 | 0 | 1.029 | CC | -1 | 0.29153 | 76 | 76 |  |  |  |  | -0.29153 | -22.1565 |  |  |  |  | 0 | 0
48732 | CBE_GT2 | 1 | Houston | YES | -0.007364 | 76 | 0 | 76 | 0 | 1.029 | CC | -1 | 0.29153 | 76 | 76 |  |  |  |  | -0.29153 | -22.1565 |  |  |  |  | 0 | 0
48734 | CBE_GT3 | 1 | Houston | YES | -0.007364 | 76 | 0 | 76 | 0 | 1.029 | CC | -1 | 0.29153 | 76 | 76 |  |  |  |  | -0.29153 | -22.1565 |  |  |  |  | 0 | 0
48735 | CBE_GT4 | 1 | Houston | YES | -0.007364 | 76 | 0 | 76 | 0 | 1.029 | CC | -1 | 0.29153 | 76 | 76 |  |  |  |  | -0.29153 | -22.1565 |  |  |  |  | 0 | 0
48911 | TGF_GT1_8000 | 1 | Houston | YES | -0.007544 | 69.2 | 0 | 69.2 |  | 1.029 | Cogen | -1 | 0.29171 | 0 | 0 |  |  |  |  | -0.29171 | 0 |  |  |  |  | 0 | 0
38437 | TNSRBNMESA9 | 1 | West | YES | 0.2666 | 37.5 | 0 | 150 | 0 | 1.02 | Wind | 1 | 0.29211 | 0 | 150 | 39.9892 | 150 |  |  | 0.29211 | 43.8167 |  |  |  |  | 0 | 0
38332 | TNWDWRDU2_8 | 1 | West | YES | 0.2667 | 20 | 0 | 80 | 0 | 1.0232 | Wind | 1 | 0.29222 | 0 | 80 | 21.3361 | 80 |  |  | 0.29222 | 23.3774 |  |  |  |  | 0 | 0
60016 | WOODWRD11A | 1 | West | YES | 0.26672 | 20 | 0 | 80 |  | 1.033 | Wind | 1 | 0.29224 | 0 | 80 | 21.338 | 80 |  |  | 0.29224 | 23.3793 |  |  |  |  | 0 | 0
60005 | KING_SE1A | 1 | West | YES | 0.26685 | 10 | 0 | 40 |  | 1.035 | Wind | 1 | 0.29237 | 0 | 40 | 10.6741 | 40 |  |  | 0.29237 | 11.6948 |  |  |  |  | 0 | 0
6016 | SWMESA | 1 | West | YES | 0.26685 | 18.8 | 0 | 75 |  | 1.03 | Wind | 1 | 0.29237 | 0 | 75 | 20.014 | 75 |  |  | 0.29237 | 21.9277 |  |  |  |  | 0 | 0
60003 | KING_NE1A | 1 | West | YES | 0.26685 | 20 | 0 | 80 |  | 1.03 | Wind | 1 | 0.29237 | 0 | 80 | 21.3482 | 80 |  |  | 0.29237 | 23.3896 |  |  |  |  | 0 | 0
60201 | RIO DRCS | F | West | YES | 0.26705 | 0 | 0 | 0 | 0 | 1.025 | AVR | 1 | 0.29257 | 0 | 0 | 0 | 0 |  |  | 0.29257 | 0 |  |  |  |  | 0 | 0
13432 | SANDOW_5G | 5 | South | YES | -0.008492 | 581 | 225 | 581 |  | 1.029 | LIGCO | -1 | 0.29266 | 0 | 581 |  |  |  |  | -0.29266 | 0 |  |  |  |  | 0 | 0
49851 | DOW17000 | 37 | Houston | YES | -0.008634 | 39 | 0 | 62 | 0 | 1 | Cogen | -1 | 0.2928 | 0 | 0 |  |  |  |  | -0.2928 | 0 |  |  |  |  | 0 | 0
49858 | DOW38100 | 31 | Houston | YES | -0.008634 | 45 | 0 | 71.4 |  | 1 | Cogen | -1 | 0.2928 | 0 | 0 |  |  |  |  | -0.2928 | 0 |  |  |  |  | 0 | 0
49859 | DOW38200 | 33 | Houston | YES | -0.008634 | 28 | 0 | 45 | 0 | 1 | Cogen | -1 | 0.2928 | 0 | 0 |  |  |  |  | -0.2928 | 0 |  |  |  |  | 0 | 0
49860 | DOW38300 | 32 | Houston | YES | -0.008634 | 63 | 0 | 101 |  | 1 | Cogen | -1 | 0.2928 | 0 | 0 |  |  |  |  | -0.2928 | 0 |  |  |  |  | 0 | 0
49862 | DOW39100 | 36 | Houston | YES | -0.008634 | 54 | 0 | 86 | 0 | 1 | Cogen | -1 | 0.2928 | 0 | 0 |  |  |  |  | -0.2928 | 0 |  |  |  |  | 0 | 0
49863 | DOW39200 | 35 | Houston | YES | -0.008634 | 55 | 0 | 88 | 0 | 1 | Cogen | -1 | 0.2928 | 0 | 0 |  |  |  |  | -0.2928 | 0 |  |  |  |  | 0 | 0
49865 | DOW41000 | 41 | Houston | YES | -0.008634 | 31 | 0 | 50 |  | 1 | Cogen | -1 | 0.2928 | 0 | 0 |  |  |  |  | -0.2928 | 0 |  |  |  |  | 0 | 0
49866 | DOW42000 | 42 | Houston | YES | -0.008634 | 11 | 0 | 18 |  | 1 | Cogen | -1 | 0.2928 | 0 | 0 |  |  |  |  | -0.2928 | 0 |  |  |  |  | 0 | 0
49869 | DOW49000 | 45 | Houston | YES | -0.008634 | 59 | 0 | 94 |  | 1 | Cogen | -1 | 0.2928 | 0 | 0 |  |  |  |  | -0.2928 | 0 |  |  |  |  | 0 | 0
49870 | DOW61000 | 61 | Houston | YES | -0.008634 | 44 | 0 | 70 | 0 | 1 | Cogen | -1 | 0.2928 | 0 | 0 |  |  |  |  | -0.2928 | 0 |  |  |  |  | 0 | 0
49871 | DOW62000 | 62 | Houston | YES | -0.008634 | 40 | 0 | 63 | 0 | 1 | Cogen | -1 | 0.2928 | 0 | 0 |  |  |  |  | -0.2928 | 0 |  |  |  |  | 0 | 0
49872 | DOW63000 | 63 | Houston | YES | -0.008634 | 45 | 0 | 72 | 0 | 1 | Cogen | -1 | 0.2928 | 0 | 0 |  |  |  |  | -0.2928 | 0 |  |  |  |  | 0 | 0
49873 | DOW64000 | 64 | Houston | YES | -0.008634 | 41 | 0 | 64.8 | 0 | 1 | Cogen | -1 | 0.2928 | 0 | 0 |  |  |  |  | -0.2928 | 0 |  |  |  |  | 0 | 0
49876 | DOW65000 | 65 | Houston | YES | -0.008634 | 63 | 0 | 101 | 0 | 1 | Cogen | -1 | 0.2928 | 0 | 0 |  |  |  |  | -0.2928 | 0 |  |  |  |  | 0 | 0
49877 | DOW66000 | 66 | Houston | YES | -0.008634 | 61 | 0 | 97 | 0 | 1 | Cogen | -1 | 0.2928 | 0 | 0 |  |  |  |  | -0.2928 | 0 |  |  |  |  | 0 | 0
49878 | DOW67000 | 67 | Houston | YES | -0.008634 | 65 | 0 | 103 | 0 | 1 | Cogen | -1 | 0.2928 | 0 | 0 |  |  |  |  | -0.2928 | 0 |  |  |  |  | 0 | 0
49882 | DOW81000 | 81 | Houston | YES | -0.008634 | 47 | 0 | 76 | 0 | 1 | Cogen | -1 | 0.2928 | 0 | 0 |  |  |  |  | -0.2928 | 0 |  |  |  |  | 0 | 0
49884 | DOW82000 | 82 | Houston | YES | -0.008634 | 51 | 0 | 80 | 0 | 1 | Cogen | -1 | 0.2928 | 0 | 0 |  |  |  |  | -0.2928 | 0 |  |  |  |  | 0 | 0
49885 | DOW83000 | 83 | Houston | YES | -0.008634 | 51 | 0 | 80 | 0 | 1 | Cogen | -1 | 0.2928 | 0 | 0 |  |  |  |  | -0.2928 | 0 |  |  |  |  | 0 | 0
49886 | DOW84000 | 84 | Houston | YES | -0.008634 | 107 | 0 | 171 | 0 | 0.98 | Cogen | -1 | 0.2928 | 0 | 0 |  |  |  |  | -0.2928 | 0 |  |  |  |  | 0 | 0
36998 | RDCNYNG1 | 1 | West | YES | 0.26729 | 16.8 | 0 | 84 |  | 1.01 | Wind | 1 | 0.29281 | 0 | 84 | 22.4523 | 84 |  |  | 0.29281 | 24.5957 |  |  |  |  | 0 | 0
60007 | KING_SW1A | 1 | West | YES | 0.26754 | 20 | 0 | 80 |  | 1.03 | Wind | 1 | 0.29306 | 0 | 80 | 21.4035 | 80 |  |  | 0.29306 | 23.4448 |  |  |  |  | 0 | 0
60019 | KING_NW1A | 1 | West | YES | 0.26754 | 20 | 0 | 80 |  | 1.03 | Wind | 1 | 0.29306 | 0 | 80 | 21.4035 | 80 |  |  | 0.29306 | 23.4448 |  |  |  |  | 0 | 0
48520 | BSF_GT1_8070 | 1 | Houston | YES | -0.008898 | 72 | 0 | 72 | 0 | 1.0326 | Cogen | -1 | 0.29307 | 0 | 0 |  |  |  |  | -0.29307 | 0 |  |  |  |  | 0 | 0
48520 | BSF_GT1_8070 | 2 | Houston | YES | -0.008898 | 10 | 0 | 10 | 0 | 1.0326 | Cogen | -1 | 0.29307 | 0 | 0 |  |  |  |  | -0.29307 | 0 |  |  |  |  | 0 | 0
39760 | TNSCLP1___8 | 1 | Houston | YES | -0.009119 | 93.4 | 20 | 116.8 | 0 | 1.04 | Cogen | -1 | 0.29329 | 0 | 0 |  |  |  |  | -0.29329 | 0 |  |  |  |  | 0 | 0
39770 | TNSCLP2___8 | 1 | Houston | YES | -0.009119 | 91.6 | 20 | 114.5 | 0 | 1.04 | Cogen | -1 | 0.29329 | 0 | 0 |  |  |  |  | -0.29329 | 0 |  |  |  |  | 0 | 0
39775 | TNSCLP4___8 | 1 | Houston | YES | -0.009119 | 95.2 | 20 | 119 | 0 | 1.04 | Cogen | -1 | 0.29329 | 0 | 0 |  |  |  |  | -0.29329 | 0 |  |  |  |  | 0 | 0
39790 | TNSCLP3___8 | 1 | Houston | YES | -0.009119 | 87.6 | 20 | 109.5 | 0 | 1.027 | Cogen | -1 | 0.29329 | 0 | 0 |  |  |  |  | -0.29329 | 0 |  |  |  |  | 0 | 0
334 | RWMILLER03 | 3 | North | YES | -0.009345 | 166.4 | 65 | 208 | 0 | 1.04 | GST | -1 | 0.29351 | 208 | 208 |  |  | -1.9438 | 208 | -0.29351 | -61.0508 |  |  |  |  | 0 | 0
333 | RWMILLER02 | 2 | North | YES | -0.009345 | 95.2 | 37 | 119 | 0 | 1.04 | GST | -1 | 0.29351 | 119 | 119 |  |  | -1.1121 | 119 | -0.29351 | -34.9281 |  |  |  |  | 0 | 0
335 | RWMILLER04 | 4 | North | YES | -0.009345 | 81.6 | 0 | 102 | 0 | 1.04 | GST | -1 | 0.29351 | 102 | 102 |  |  | -0.95319 | 102 | -0.29351 | -29.9384 |  |  |  |  | 0 | 0
336 | RWMILLER05 | 5 | North | YES | -0.009345 | 80.8 | 0 | 101 | 0 | 1.04 | GST | -1 | 0.29351 | 101 | 101 |  |  | -0.94385 | 101 | -0.29351 | -29.6449 |  |  |  |  | 0 | 0
332 | RWMILLER01 | 1 | North | YES | -0.009345 | 58.4 | 18.5 | 73 | 0 | 1.04 | GST | -1 | 0.29351 | 73 | 73 |  |  | -0.68219 | 73 | -0.29351 | -21.4265 |  |  |  |  | 0 | 0
48730 | MNS_GT | 1 | Houston | YES | -0.009847 | 43 | 0 | 46.1 |  | 1.029 | Cogen | -1 | 0.29402 | 0 | 0 |  |  |  |  | -0.29402 | 0 |  |  |  |  | 0 | 0
48926 | WAP_GN6_6 | 6 | Houston | YES | -0.009897 | 651 | 280 | 651 |  | 1.035 | LIGCO | -1 | 0.29407 | 0 | 651 |  |  |  |  | -0.29407 | 0 |  |  |  |  | 0 | 0
48927 | WAP_GN7_7 | 7 | Houston | YES | -0.009897 | 564 | 277 | 564 |  | 1.035 | LIGCO | -1 | 0.29407 | 0 | 564 |  |  |  |  | -0.29407 | 0 |  |  |  |  | 0 | 0
48928 | WAP_GN8_8 | 8 | Houston | YES | -0.009897 | 603 | 275 | 603 |  | 1.035 | LIGCO | -1 | 0.29407 | 0 | 603 |  |  |  |  | -0.29407 | 0 |  |  |  |  | 0 | 0
48523 | BVE_ST1_GN1 | 3 | Houston | YES | -0.009903 | 252.4 | 0 | 252.4 |  | 1.035 | CC | -1 | 0.29407 | 252.4 | 252.4 |  |  |  |  | -0.29407 | -74.2237 |  |  |  |  | 0 | 0
48521 | BVE_GT1_GT1 | 1 | Houston | YES | -0.009903 | 167.7 | 0 | 167.7 |  | 1.035 | CC | -1 | 0.29407 | 167.7 | 167.7 |  |  |  |  | -0.29407 | -49.3158 |  |  |  |  | 0 | 0
48522 | BVE_GT2_5035 | 2 | Houston | YES | -0.009903 | 166.4 | 0 | 166.4 |  | 1.035 | CC | -1 | 0.29407 | 166.4 | 166.4 |  |  |  |  | -0.29407 | -48.9335 |  |  |  |  | 0 | 0
48510 | AK_GT1__8040 | 1 | Houston | YES | -0.009957 | 33.4 | 8.1 | 34 |  | 1.029 | Cogen | -1 | 0.29413 | 0 | 0 |  |  |  |  | -0.29413 | 0 |  |  |  |  | 0 | 0
48924 | WAP_GN4_4 | 4 | Houston | YES | -0.010038 | 546 | 217 | 546 | 0 | 1.0362 | GSC | -1 | 0.29421 | 546 | 546 |  |  |  |  | -0.29421 | -160.6368 |  |  |  |  | 0 | 0
48923 | WAP_GN3_3 | 3 | Houston | YES | -0.010038 | 198.4 | 93 | 248 | 0 | 1.0362 | GST | -1 | 0.29421 | 248 | 248 |  |  |  |  | -0.29421 | -72.9632 |  |  |  |  | 0 | 0
48921 | WAP_GN1_1 | 1 | Houston | YES | -0.010038 | 132.8 | 37 | 166 | 0 | 1.0362 | GST | -1 | 0.29421 | 166 | 166 |  |  |  |  | -0.29421 | -48.8383 |  |  |  |  | 0 | 0
48922 | WAP_GN2_2 | 2 | Houston | YES | -0.010038 | 132.8 | 37 | 166 | 0 | 1.0362 | GST | -1 | 0.29421 | 166 | 166 |  |  |  |  | -0.29421 | -48.8383 |  |  |  |  | 0 | 0
48929 | WAPGT21_GT1 | B1 | Houston | YES | -0.010038 | 0 | 0 | 13 |  | 1.05 | GGT | -1 | 0.29421 | 13 | 13 |  |  |  |  | -0.29421 | -3.8247 |  |  |  |  | 0 | 0
48925 | WAP_GN5_5 | 5 | Houston | YES | -0.010038 | 593.5 | 278 | 654 | 0 | 0.985 | LIGCO | -1 | 0.29421 | 0 | 654 |  |  |  |  | -0.29421 | 0 |  |  |  |  | 0 | 0
38580 | TNBP_CGN1_8 | 1 | Houston | YES | -0.010441 | 70.8 | 0 | 70.8 | 0 | 1.005 | Cogen | -1 | 0.29461 | 0 | 0 |  |  |  |  | -0.29461 | 0 |  |  |  |  | 0 | 0
38590 | TNBP_CGN2_8 | 2 | Houston | YES | -0.010441 | 66.7 | 0 | 66.7 | 0 | 1.005 | Cogen | -1 | 0.29461 | 0 | 0 |  |  |  |  | -0.29461 | 0 |  |  |  |  | 0 | 0
38600 | TNBP_CGN3_8 | 5 | Houston | YES | -0.010441 | 53 | 0 | 53 | 0 | 1.005 | Cogen | -1 | 0.29461 | 0 | 0 |  |  |  |  | -0.29461 | 0 |  |  |  |  | 0 | 0
38611 | TNBPAMCG1_8 | 1 | Houston | YES | -0.010441 | 153.2 | 0 | 153.2 | 0 | 1.005 | Cogen | -1 | 0.29461 | 0 | 0 |  |  |  |  | -0.29461 | 0 |  |  |  |  | 0 | 0
38612 | TNBPAMCG2_8 | 2 | Houston | YES | -0.010441 | 153.5 | 0 | 153.5 | 0 | 1.005 | Cogen | -1 | 0.29461 | 0 | 0 |  |  |  |  | -0.29461 | 0 |  |  |  |  | 0 | 0
38613 | TNBPAMCG3_8 | 3 | Houston | YES | -0.010441 | 152.3 | 0 | 152.3 | 0 | 1.005 | Cogen | -1 | 0.29461 | 0 | 0 |  |  |  |  | -0.29461 | 0 |  |  |  |  | 0 | 0
38614 | TNBPAMCG4_8 | 4 | Houston | YES | -0.010441 | 96 | 0 | 96 |  | 1.005 | Cogen | -1 | 0.29461 | 0 | 0 |  |  |  |  | -0.29461 | 0 |  |  |  |  | 0 | 0
38615 | TNBPAMCG5_8 | 1 | Houston | YES | -0.010441 | 244 | 0 | 244 | 0 | 1.005 | Cogen | -1 | 0.29461 | 0 | 0 |  |  |  |  | -0.29461 | 0 |  |  |  |  | 0 | 0
38690 | TNBP_CGN4_8 | 3 | Houston | YES | -0.010441 | 40 | 0 | 40 |  | 1.005 | Cogen | -1 | 0.29461 | 0 | 0 |  |  |  |  | -0.29461 | 0 |  |  |  |  | 0 | 0
38711 | TNTXCTY1CG8 | 1 | Houston | YES | -0.010441 | 100.3 | 59 | 100.3 | 0 | 1 | Cogen | -1 | 0.29461 | 0 | 0 |  |  |  |  | -0.29461 | 0 |  |  |  |  | 0 | 0
38712 | TNTXCTY2CG8 | 1 | Houston | YES | -0.010441 | 92.9 | 59 | 92.9 | 0 | 1 | Cogen | -1 | 0.29461 | 0 | 0 |  |  |  |  | -0.29461 | 0 |  |  |  |  | 0 | 0
38713 | TNTXCTY3CG8 | 1 | Houston | YES | -0.010441 | 102.7 | 59 | 102.7 | 0 | 1 | Cogen | -1 | 0.29461 | 0 | 0 |  |  |  |  | -0.29461 | 0 |  |  |  |  | 0 | 0
38714 | TNTXCTY4CG8 | 1 | Houston | YES | -0.010441 | 103 | 59 | 103 | 0 | 1 | Cogen | -1 | 0.29461 | 0 | 0 |  |  |  |  | -0.29461 | 0 |  |  |  |  | 0 | 0
39470 | TNDOWCGNSG8 | 1 | Houston | YES | -0.010441 | 32 | 10 | 32 | 0 | 0.985 | Cogen | -1 | 0.29461 | 0 | 0 |  |  |  |  | -0.29461 | 0 |  |  |  |  | 0 | 0
39480 | TNDOWCGNGG8 | 1 | Houston | YES | -0.010441 | 30 | 10 | 30 | 0 | 0.985 | Cogen | -1 | 0.29461 | 0 | 0 |  |  |  |  | -0.29461 | 0 |  |  |  |  | 0 | 0
48772 | PHR_GN2_2 | MB | Houston | YES | -0.010635 | 0 | 72 | 459 |  | 1.0362 | GSC | -1 | 0.2948 | 0 | 0 |  |  |  |  | -0.2948 | 0 |  |  |  |  | 0 | 0
48561 | CTL_GT2_8130 | 1 | Houston | YES | -0.010771 | 73.5 | 30.3 | 91.9 |  | 1.0362 | Cogen | -1 | 0.29494 | 0 | 0 |  |  |  |  | -0.29494 | 0 |  |  |  |  | 0 | 0
48562 | CTL_GT3_8135 | 2 | Houston | YES | -0.010771 | 70.1 | 30.3 | 87.6 |  | 1.0362 | Cogen | -1 | 0.29494 | 0 | 0 |  |  |  |  | -0.29494 | 0 |  |  |  |  | 0 | 0
48563 | CTL_GT4_8140 | 3 | Houston | YES | -0.010771 | 69.6 | 30.3 | 87 |  | 1.0362 | Cogen | -1 | 0.29494 | 0 | 0 |  |  |  |  | -0.29494 | 0 |  |  |  |  | 0 | 0
48564 | CTL_GN1_8145 | 4 | Houston | YES | -0.010771 | 43.6 | 12.9 | 54.5 |  | 1.0362 | Cogen | -1 | 0.29494 | 0 | 0 |  |  |  |  | -0.29494 | 0 |  |  |  |  | 0 | 0
48565 | CTL_GN2_8155 | 5 | Houston | YES | -0.010771 | 9.8 | 3.4 | 12.2 |  | 1.0362 | Cogen | -1 | 0.29494 | 0 | 0 |  |  |  |  | -0.29494 | 0 |  |  |  |  | 0 | 0
48531 | BYU_GT1_8075 | 1 | Houston | YES | -0.010823 | 65 | 0 | 65 |  | 1.0362 | Cogen | -1 | 0.29499 | 0 | 0 |  |  |  |  | -0.29499 | 0 |  |  |  |  | 0 | 0
48532 | BYU_GT2_8055 | 2 | Houston | YES | -0.010823 | 62 | 0 | 62 |  | 1.0362 | Cogen | -1 | 0.29499 | 0 | 0 |  |  |  |  | -0.29499 | 0 |  |  |  |  | 0 | 0
48533 | BYU_GT3_8060 | 3 | Houston | YES | -0.010823 | 67 | 0 | 67 |  | 1.0362 | Cogen | -1 | 0.29499 | 0 | 0 |  |  |  |  | -0.29499 | 0 |  |  |  |  | 0 | 0
48534 | BYU_GT4_8065 | 4 | Houston | YES | -0.010823 | 65 | 0 | 65 |  | 1.0362 | Cogen | -1 | 0.29499 | 0 | 0 |  |  |  |  | -0.29499 | 0 |  |  |  |  | 0 | 0
48693 | GBY_83841065 | E | Houston | YES | -0.010902 | 45.6 | 20 | 57 | 0 | 1.0362 | GGT | -1 | 0.29507 | 57 | 57 |  |  |  |  | -0.29507 | -16.819 |  |  |  |  | 0 | 0
48692 | GBY_81821075 | D | Houston | YES | -0.010902 | 44 | 20 | 55 | 0 | 1.0362 | GGT | -1 | 0.29507 | 55 | 55 |  |  |  |  | -0.29507 | -16.2289 |  |  |  |  | 0 | 0
48693 | GBY_83841065 | F | Houston | YES | -0.010902 | 43.2 | 20 | 54 | 0 | 1.0362 | GGT | -1 | 0.29507 | 54 | 54 |  |  |  |  | -0.29507 | -15.9338 |  |  |  |  | 0 | 0
48691 | GBY_73741085 | B | Houston | YES | -0.010902 | 37.6 | 20 | 47 | 0 | 1.0362 | GGT | -1 | 0.29507 | 47 | 47 |  |  |  |  | -0.29507 | -13.8683 |  |  |  |  | 0 | 0
48691 | GBY_73741085 | A | Houston | YES | -0.010902 | 37.6 | 20 | 47 | 0 | 1.0362 | GGT | -1 | 0.29507 | 47 | 47 |  |  |  |  | -0.29507 | -13.8683 |  |  |  |  | 0 | 0
48692 | GBY_81821075 | C | Houston | YES | -0.010902 | 37.6 | 20 | 47 | 0 | 1.0362 | GGT | -1 | 0.29507 | 47 | 47 |  |  |  |  | -0.29507 | -13.8683 |  |  |  |  | 0 | 0
48841 | SJS_GT1_GT1 | 1 | Houston | YES | -0.01092 | 62.4 | 49 | 78 | 0 | 1.0362 | Cogen | -1 | 0.29509 | 0 | 0 |  |  |  |  | -0.29509 | 0 |  |  |  |  | 0 | 0
48842 | SJS_GT2_GT2 | 2 | Houston | YES | -0.01092 | 64.8 | 49 | 81 | 0 | 1.0362 | Cogen | -1 | 0.29509 | 0 | 0 |  |  |  |  | -0.29509 | 0 |  |  |  |  | 0 | 0
48645 | DPEC_ST55065 | 5 | Houston | YES | -0.01094 | 282 | 0 | 282 | 0 | 1.0319 | CC | -1 | 0.29511 | 282 | 282 |  |  |  |  | -0.29511 | -83.2206 |  |  |  |  | 0 | 0
48641 | DPEC_GT15040 | 1 | Houston | YES | -0.01094 | 163.2 | 98 | 163.2 | 0 | 1.0319 | CC | -1 | 0.29511 | 163.2 | 163.2 |  |  |  |  | -0.29511 | -48.1617 |  |  |  |  | 0 | 0
48643 | DPEC_GT35010 | 3 | Houston | YES | -0.01094 | 157.5 | 98 | 157.5 | 0 | 1.0319 | CC | -1 | 0.29511 | 157.5 | 157.5 |  |  |  |  | -0.29511 | -46.4796 |  |  |  |  | 0 | 0
48642 | DPEC_GT25025 | 2 | Houston | YES | -0.01094 | 157.1 | 98 | 157.1 | 0 | 1.0319 | CC | -1 | 0.29511 | 157.1 | 157.1 |  |  |  |  | -0.29511 | -46.3615 |  |  |  |  | 0 | 0
48644 | DPEC_GT45070 | 4 | Houston | YES | -0.01094 | 157 | 98 | 157 | 0 | 1.0319 | CC | -1 | 0.29511 | 157 | 157 |  |  |  |  | -0.29511 | -46.332 |  |  |  |  | 0 | 0
48761 | PR_GT1__9040 | 1 | Houston | YES | -0.010971 | 26 | 0 | 35 |  | 1 | Cogen | -1 | 0.29514 | 0 | 0 |  |  |  |  | -0.29514 | 0 |  |  |  |  | 0 | 0
48855 | SRB_GT211035 | B1 | Houston | YES | -0.010994 | 0 | 0 | 18 |  | 1.014 | GGT | -1 | 0.29516 | 18 | 18 |  |  |  |  | -0.29516 | -5.3129 |  |  |  |  | 0 | 0
48855 | SRB_GT211035 | B2 | Houston | YES | -0.010994 | 0 | 0 | 12 |  | 1.014 | GGT | -1 | 0.29516 | 12 | 12 |  |  |  |  | -0.29516 | -3.542 |  |  |  |  | 0 | 0
48852 | SRB_GN2_2 | 2 | Houston | YES | -0.010995 | 140.8 | 26 | 176 | 0 | 1.0217 | GST | -1 | 0.29516 | 176 | 176 |  |  |  |  | -0.29516 | -51.9488 |  |  |  |  | 0 | 0
48851 | SRB_GN1_1 | 1 | Houston | YES | -0.010997 | 132 | 26 | 165 | 0 | 1.0217 | GST | -1 | 0.29517 | 165 | 165 |  |  |  |  | -0.29517 | -48.7023 |  |  |  |  | 0 | 0
48551 | CAL_GT1_8045 | 1 | Houston | YES | -0.010998 | 149 | 0 | 149 | 0 | 1.0326 | Cogen | -1 | 0.29517 | 0 | 0 |  |  |  |  | -0.29517 | 0 |  |  |  |  | 0 | 0
48552 | CAL_ST1_8000 | 2 | Houston | YES | -0.010998 | 65.1 | 0 | 65.1 | 0 | 1.0326 | Cogen | -1 | 0.29517 | 0 | 0 |  |  |  |  | -0.29517 | 0 |  |  |  |  | 0 | 0
48853 | SRB_GN3_3 | 3 | Houston | YES | -0.011003 | 170.4 | 35 | 213 |  | 1.0326 | GST | -1 | 0.29517 | 213 | 213 |  |  |  |  | -0.29517 | -62.8715 |  |  |  |  | 0 | 0
48845 | SOL_GT1 | 1 | Houston | YES | -0.011004 | 16.2 | 15.4 | 16.2 |  | 1.0326 | Solar | -1 | 0.29517 | 16.2 | 16.2 |  |  |  |  | -0.29517 | -4.7818 |  |  |  |  | 0 | 0
48611 | DIB_GT1_8080 | 1 | Houston | YES | -0.011004 | 64 | 0 | 64 | 0 | 1.0326 | Cogen | -1 | 0.29517 | 0 | 0 |  |  |  |  | -0.29517 | 0 |  |  |  |  | 0 | 0
48612 | DIB_GT2_8075 | 2 | Houston | YES | -0.011004 | 63.2 | 0 | 63.2 | 0 | 1.0326 | Cogen | -1 | 0.29517 | 0 | 0 |  |  |  |  | -0.29517 | 0 |  |  |  |  | 0 | 0
48613 | DIB_ST1_8085 | 3 | Houston | YES | -0.011004 | 67.9 | 30 | 82.6 | 0 | 1.0326 | Cogen | -1 | 0.29517 | 0 | 0 |  |  |  |  | -0.29517 | 0 |  |  |  |  | 0 | 0
48614 | DIB_GT3_8090 | 4 | Houston | YES | -0.011004 | 73.6 | 15 | 73.6 | 0 | 1.0326 | Cogen | -1 | 0.29517 | 0 | 0 |  |  |  |  | -0.29517 | 0 |  |  |  |  | 0 | 0
48854 | SRB_GN4_4 | 4 | Houston | YES | -0.011005 | 182.4 | 35 | 228 | 0 | 1.0326 | GST | -1 | 0.29517 | 228 | 228 |  |  |  |  | -0.29517 | -67.2996 |  |  |  |  | 0 | 0
48740 | PSG_GN2_8050 | 1 | Houston | YES | -0.011006 | 182 | 60 | 182 | 0 | 1.0326 | Cogen | -1 | 0.29517 | 0 | 0 |  |  |  |  | -0.29517 | 0 |  |  |  |  | 0 | 0
48741 | PSG_GT2_8040 | 1 | Houston | YES | -0.011006 | 158.6 | 50 | 158.6 | 0 | 1.0326 | Cogen | -1 | 0.29517 | 0 | 0 |  |  |  |  | -0.29517 | 0 |  |  |  |  | 0 | 0
48742 | PSG_GT3_8060 | 1 | Houston | YES | -0.011006 | 157 | 50 | 157 | 0 | 1.0326 | Cogen | -1 | 0.29517 | 0 | 0 |  |  |  |  | -0.29517 | 0 |  |  |  |  | 0 | 0
48820 | SHELLG1_3015 | 1 | Houston | YES | -0.011039 | 71 | 34.5 | 71 |  | 1.029 | Cogen | -1 | 0.29521 | 0 | 0 |  |  |  |  | -0.29521 | 0 |  |  |  |  | 0 | 0
48821 | SHELLG2 | 2 | Houston | YES | -0.011039 | 72 | 34.5 | 72 |  | 1.029 | Cogen | -1 | 0.29521 | 0 | 0 |  |  |  |  | -0.29521 | 0 |  |  |  |  | 0 | 0
48822 | SHELLG3_3020 | 2 | Houston | YES | -0.011039 | 30 | 0 | 30 |  | 1.029 | Cogen | -1 | 0.29521 | 0 | 0 |  |  |  |  | -0.29521 | 0 |  |  |  |  | 0 | 0
48822 | SHELLG3_3020 | 1 | Houston | YES | -0.011039 | 39 | 0 | 39 |  | 1.029 | Cogen | -1 | 0.29521 | 0 | 0 |  |  |  |  | -0.29521 | 0 |  |  |  |  | 0 | 0
48500 | APD_GT1_8005 | 1 | Houston | YES | -0.011091 | 137.6 | 54.6 | 137.6 | 0 | 1.0362 | Cogen | -1 | 0.29526 | 0 | 0 |  |  |  |  | -0.29526 | 0 |  |  |  |  | 0 | 0
48511 | LPE_GT1_8070 | 1 | Houston | YES | -0.011095 | 42 | 0 | 42 | 0 | 1.0362 | GGT | -1 | 0.29526 | 42 | 42 |  |  |  |  | -0.29526 | -12.4011 |  |  |  |  | 0 | 0
48512 | LPE_GT2_8075 | 2 | Houston | YES | -0.011095 | 42 | 0 | 42 | 0 | 1.0362 | GGT | -1 | 0.29526 | 42 | 42 |  |  |  |  | -0.29526 | -12.4011 |  |  |  |  | 0 | 0
48513 | LPE_GT3_8080 | 3 | Houston | YES | -0.011095 | 39 | 0 | 39 | 0 | 1.0362 | GGT | -1 | 0.29526 | 39 | 39 |  |  |  |  | -0.29526 | -11.5153 |  |  |  |  | 0 | 0
48514 | LPE_GT4_8085 | 4 | Houston | YES | -0.011095 | 39 | 0 | 39 | 0 | 1.0362 | GGT | -1 | 0.29526 | 39 | 39 |  |  |  |  | -0.29526 | -11.5153 |  |  |  |  | 0 | 0
48593 | CHE_GT1_8015 | 1 | Houston | YES | -0.011108 | 173 | 50 | 173 | 0 | 1.0362 | Cogen | -1 | 0.29528 | 0 | 0 |  |  |  |  | -0.29528 | 0 |  |  |  |  | 0 | 0
48594 | CHE_GN4_8025 | 4 | Houston | YES | -0.011108 | 142 | 60 | 142 | 0 | 1.0362 | Cogen | -1 | 0.29528 | 0 | 0 |  |  |  |  | -0.29528 | 0 |  |  |  |  | 0 | 0
48874 | THW_ST4_ST_4 | 4 | Houston | YES | -0.011186 | 108 | 19 | 108 | 0 | 1.0435 | CC | -1 | 0.29535 | 108 | 108 |  |  |  |  | -0.29535 | -31.8983 |  |  |  |  | 0 | 0
48873 | THW_ST3_ST_3 | 3 | Houston | YES | -0.011186 | 107 | 19 | 107 | 0 | 1.0435 | CC | -1 | 0.29535 | 107 | 107 |  |  |  |  | -0.29535 | -31.6029 |  |  |  |  | 0 | 0
48881 | THW_4344 | G | Houston | YES | -0.011186 | 58 | 5 | 58 | 0 | 1.0435 | CC | -1 | 0.29535 | 58 | 58 |  |  |  |  | -0.29535 | -17.1306 |  |  |  |  | 0 | 0
48881 | THW_4344 | H | Houston | YES | -0.011186 | 58 | 5 | 58 | 0 | 1.0435 | CC | -1 | 0.29535 | 58 | 58 |  |  |  |  | -0.29535 | -17.1306 |  |  |  |  | 0 | 0
48877 | THW_3334 | D | Houston | YES | -0.011186 | 57 | 5 | 57 | 0 | 1.0435 | CC | -1 | 0.29535 | 57 | 57 |  |  |  |  | -0.29535 | -16.8352 |  |  |  |  | 0 | 0
48879 | THW_4142 | E | Houston | YES | -0.011186 | 56 | 5 | 56 | 0 | 1.0435 | CC | -1 | 0.29535 | 56 | 56 |  |  |  |  | -0.29535 | -16.5399 |  |  |  |  | 0 | 0
48875 | THW_3132 | A | Houston | YES | -0.011186 | 55 | 5 | 55 | 0 | 1.0435 | CC | -1 | 0.29535 | 55 | 55 |  |  |  |  | -0.29535 | -16.2445 |  |  |  |  | 0 | 0
48877 | THW_3334 | C | Houston | YES | -0.011186 | 55 | 5 | 55 | 0 | 1.0435 | CC | -1 | 0.29535 | 55 | 55 |  |  |  |  | -0.29535 | -16.2445 |  |  |  |  | 0 | 0
48879 | THW_4142 | F | Houston | YES | -0.011186 | 55 | 5 | 55 | 0 | 1.0435 | CC | -1 | 0.29535 | 55 | 55 |  |  |  |  | -0.29535 | -16.2445 |  |  |  |  | 0 | 0
48875 | THW_3132 | B | Houston | YES | -0.011186 | 53 | 5 | 53 | 0 | 1.0435 | CC | -1 | 0.29535 | 53 | 53 |  |  |  |  | -0.29535 | -15.6538 |  |  |  |  | 0 | 0
48582 | CBY_GN2_2 | 2 | Houston | YES | -0.011225 | 596.8 | 110 | 746 | 0 | 1.0435 | GSC | -1 | 0.29539 | 746 | 746 |  |  |  |  | -0.29539 | -220.3636 |  |  |  |  | 0 | 0
49803 | EXN_15GT | 1 | Houston | YES | -0.011263 | 33 | 8.3 | 34 |  | 1.0326 | Cogen | -1 | 0.29543 | 0 | 0 |  |  |  |  | -0.29543 | 0 |  |  |  |  | 0 | 0
49804 | EXN_16GT | 2 | Houston | YES | -0.011263 | 32 | 8.3 | 34.7 |  | 1.0326 | Cogen | -1 | 0.29543 | 0 | 0 |  |  |  |  | -0.29543 | 0 |  |  |  |  | 0 | 0
49805 | EXN_17GT | 3 | Houston | YES | -0.011263 | 31 | 8.3 | 32.7 |  | 1.0326 | Cogen | -1 | 0.29543 | 0 | 0 |  |  |  |  | -0.29543 | 0 |  |  |  |  | 0 | 0
49826 | EXN938GT | 5 | Houston | YES | -0.011263 | 43 | 9.2 | 45.9 |  | 1.0326 | Cogen | -1 | 0.29543 | 0 | 0 |  |  |  |  | -0.29543 | 0 |  |  |  |  | 0 | 0
49828 | EXN941GT | 10 | Houston | YES | -0.011263 | 17.7 | 5.4 | 17.7 | 0 | 1.0326 | Cogen | -1 | 0.29543 | 0 | 0 |  |  |  |  | -0.29543 | 0 |  |  |  |  | 0 | 0
49829 | EXN942GT | 11 | Houston | YES | -0.011263 | 20 | 5.4 | 20.4 | 0 | 1.0326 | Cogen | -1 | 0.29543 | 0 | 0 |  |  |  |  | -0.29543 | 0 |  |  |  |  | 0 | 0
49830 | EXN943GT | 12 | Houston | YES | -0.011263 | 19 | 5.4 | 19.9 | 0 | 1.0326 | Cogen | -1 | 0.29543 | 0 | 0 |  |  |  |  | -0.29543 | 0 |  |  |  |  | 0 | 0
49831 | EXN944GT | 13 | Houston | YES | -0.011263 | 33 | 5.4 | 35 | 0 | 1.0326 | Cogen | -1 | 0.29543 | 0 | 0 |  |  |  |  | -0.29543 | 0 |  |  |  |  | 0 | 0
49832 | EXN945GT | 9 | Houston | YES | -0.011263 | 18.5 | 9.2 | 18.5 |  | 1.0326 | Cogen | -1 | 0.29543 | 0 | 0 |  |  |  |  | -0.29543 | 0 |  |  |  |  | 0 | 0
49837 | EXN_GT | 4 | Houston | YES | -0.011263 | 81 | 21.3 | 85.4 |  | 1.0326 | Cogen | -1 | 0.29543 | 0 | 0 |  |  |  |  | -0.29543 | 0 |  |  |  |  | 0 | 0
49838 | EXN_14GT | 14 | Houston | YES | -0.011263 | 140 | 0 | 148 |  | 1.0326 | Cogen | -1 | 0.29543 | 0 | 0 |  |  |  |  | -0.29543 | 0 |  |  |  |  | 0 | 0
48883 | THW_GT1_GT_1 | B2 | Houston | YES | -0.011267 | 0 | 0 | 12 |  | 1.043 | GGT | -1 | 0.29544 | 12 | 12 |  |  |  |  | -0.29544 | -3.5452 |  |  |  |  | 0 | 0
48651 | EP_1_2 | 1 | Houston | YES | -0.0113 | 4 | 0 | 5 | 0 | 1.0362 | Cogen | -1 | 0.29547 | 0 | 0 |  |  |  |  | -0.29547 | 0 |  |  |  |  | 0 | 0
48651 | EP_1_2 | 2 | Houston | YES | -0.0113 | 17.7 | 10 | 21 | 0 | 1.0362 | Cogen | -1 | 0.29547 | 0 | 0 |  |  |  |  | -0.29547 | 0 |  |  |  |  | 0 | 0
48581 | CBY_GN1_1 | 1 | Houston | YES | -0.011301 | 595.2 | 108 | 744 | 0 | 1.0435 | GSC | -1 | 0.29547 | 744 | 744 |  |  |  |  | -0.29547 | -219.8293 |  |  |  |  | 0 | 0
48940 | WARVUE_GT1 | G1 | Houston | YES | -0.011301 | 15 | 0 | 15 |  | 1.021 | Cogen | -1 | 0.29547 | 0 | 0 |  |  |  |  | -0.29547 | 0 |  |  |  |  | 0 | 0
48791 | PSA_GT1_8160 | 1 | Houston | YES | -0.011306 | 52 | 20.8 | 65 | 0 | 1.0362 | Cogen | -1 | 0.29547 | 0 | 0 |  |  |  |  | -0.29547 | 0 |  |  |  |  | 0 | 0
48792 | PSA_GT2_8155 | 2 | Houston | YES | -0.011306 | 52.8 | 20.3 | 66 | 0 | 1.0362 | Cogen | -1 | 0.29547 | 0 | 0 |  |  |  |  | -0.29547 | 0 |  |  |  |  | 0 | 0
48793 | PSA_GT3_8150 | 3 | Houston | YES | -0.011306 | 56 | 20.3 | 70 | 0 | 1.0362 | Cogen | -1 | 0.29547 | 0 | 0 |  |  |  |  | -0.29547 | 0 |  |  |  |  | 0 | 0
48794 | PSA_GT4_8145 | 4 | Houston | YES | -0.011306 | 52.8 | 20.3 | 66 | 0 | 1.0362 | Cogen | -1 | 0.29547 | 0 | 0 |  |  |  |  | -0.29547 | 0 |  |  |  |  | 0 | 0
48795 | PSA_GT5_8140 | 5 | Houston | YES | -0.011306 | 51.2 | 20.3 | 64 | 0 | 1.0362 | Cogen | -1 | 0.29547 | 0 | 0 |  |  |  |  | -0.29547 | 0 |  |  |  |  | 0 | 0
48796 | PSA_GN1_8165 | 1 | Houston | YES | -0.011306 | 83.2 | 43.1 | 104 | 0 | 1.0362 | Cogen | -1 | 0.29547 | 0 | 0 |  |  |  |  | -0.29547 | 0 |  |  |  |  | 0 | 0
48797 | PSA_GT6_8135 | 6 | Houston | YES | -0.011306 | 47.2 | 34.5 | 59 | 0 | 1.0362 | Cogen | -1 | 0.29547 | 0 | 0 |  |  |  |  | -0.29547 | 0 |  |  |  |  | 0 | 0
48815 | CVC_GT4_8005 | 4 | Houston | YES | -0.011326 | 165 | 91.8 | 165 |  | 1.0362 | Cogen | -1 | 0.29549 | 0 | 0 |  |  |  |  | -0.29549 | 0 |  |  |  |  | 0 | 0
48583 | CBY_GT4_1 | 1 | Houston | YES | -0.011331 | 172 | 0 | 172 | 0 | 1.027 | GSC | -1 | 0.2955 | 172 | 172 |  |  |  |  | -0.2955 | -50.8259 |  |  |  |  | 0 | 0
48584 | CBY_GT4_2 | 2 | Houston | YES | -0.011331 | 172 | 0 | 172 | 0 | 1.027 | CC | -1 | 0.2955 | 172 | 172 |  |  |  |  | -0.2955 | -50.8259 |  |  |  |  | 0 | 0
48585 | CBY_ST4_1 | 3 | Houston | YES | -0.011331 | 172 | 0 | 172 | 0 | 1.027 | CC | -1 | 0.2955 | 172 | 172 |  |  |  |  | -0.2955 | -50.8259 |  |  |  |  | 0 | 0
48598 | BTE_ST1_8070 | 4 | Houston | YES | -0.011394 | 269.2 | 60 | 269.2 | 0 | 1.0261 | CC | -1 | 0.29556 | 269.2 | 269.2 |  |  |  |  | -0.29556 | -79.5654 |  |  |  |  | 0 | 0
48595 | BTE_GT2_8075 | 1 | Houston | YES | -0.011394 | 162.8 | 130 | 162.8 | 0 | 1.0261 | CC | -1 | 0.29556 | 162.8 | 162.8 |  |  |  |  | -0.29556 | -48.1176 |  |  |  |  | 0 | 0
48596 | BTE_GT3_8045 | 2 | Houston | YES | -0.011394 | 161.4 | 130 | 161.4 | 0 | 1.0261 | CC | -1 | 0.29556 | 161.4 | 161.4 |  |  |  |  | -0.29556 | -47.7038 |  |  |  |  | 0 | 0
48597 | BTE_GT4_8055 | 3 | Houston | YES | -0.011394 | 158.9 | 130 | 158.9 | 0 | 1.0261 | CC | -1 | 0.29556 | 158.9 | 158.9 |  |  |  |  | -0.29556 | -46.9649 |  |  |  |  | 0 | 0
48690 | GBY_GN5_5 | 5 | Houston | YES | -0.01142 | 318.4 | 81 | 398 |  | 1.0362 | GSC | -1 | 0.29559 | 398 | 398 |  |  |  |  | -0.29559 | -117.6442 |  |  |  |  | 0 | 0
48885 | THW_5152 | B | Houston | YES | -0.01145 | 47.2 | 5 | 59 |  | 1.0319 | GGT | -1 | 0.29562 | 59 | 59 |  |  |  |  | -0.29562 | -17.4415 |  |  |  |  | 0 | 0
48887 | THW_5556 | E | Houston | YES | -0.01145 | 47.2 | 5 | 59 |  | 1.0319 | GGT | -1 | 0.29562 | 59 | 59 |  |  |  |  | -0.29562 | -17.4415 |  |  |  |  | 0 | 0
48885 | THW_5152 | A | Houston | YES | -0.01145 | 46.4 | 5 | 58 |  | 1.0319 | GGT | -1 | 0.29562 | 58 | 58 |  |  |  |  | -0.29562 | -17.1459 |  |  |  |  | 0 | 0
48886 | THW_5354 | D | Houston | YES | -0.01145 | 46.4 | 5 | 58 |  | 1.0319 | GGT | -1 | 0.29562 | 58 | 58 |  |  |  |  | -0.29562 | -17.1459 |  |  |  |  | 0 | 0
48886 | THW_5354 | C | Houston | YES | -0.01145 | 45.6 | 5 | 57 |  | 1.0319 | GGT | -1 | 0.29562 | 57 | 57 |  |  |  |  | -0.29562 | -16.8503 |  |  |  |  | 0 | 0
48887 | THW_5556 | F | Houston | YES | -0.01145 | 45.6 | 5 | 57 |  | 1.0319 | GGT | -1 | 0.29562 | 57 | 57 |  |  |  |  | -0.29562 | -16.8503 |  |  |  |  | 0 | 0
48591 | CHE_GT2_5030 | 2 | Houston | YES | -0.011823 | 173 | 50 | 173 | 0 | 1.029 | Cogen | -1 | 0.29599 | 0 | 0 |  |  |  |  | -0.29599 | 0 |  |  |  |  | 0 | 0
48811 | CVC_GT3_5045 | 3 | Houston | YES | -0.011823 | 156 | 91.8 | 156 | 0 | 1.029 | Cogen | -1 | 0.29599 | 0 | 0 |  |  |  |  | -0.29599 | 0 |  |  |  |  | 0 | 0
48812 | CVC_GT2_5020 | 2 | Houston | YES | -0.011823 | 158 | 91.8 | 158 | 0 | 1.029 | Cogen | -1 | 0.29599 | 0 | 0 |  |  |  |  | -0.29599 | 0 |  |  |  |  | 0 | 0
48813 | CVC_GT1_5035 | 1 | Houston | YES | -0.011823 | 160 | 91.8 | 160 | 0 | 1.029 | Cogen | -1 | 0.29599 | 0 | 0 |  |  |  |  | -0.29599 | 0 |  |  |  |  | 0 | 0
48814 | CVC_ST5_5040 | 1 | Houston | YES | -0.011823 | 162 | 91.8 | 162 | 0 | 1.029 | Cogen | -1 | 0.29599 | 0 | 0 |  |  |  |  | -0.29599 | 0 |  |  |  |  | 0 | 0
251 | BOSQUESW803 | 2 | North | YES | -0.012643 | 150 | 0 | 150 | 0 | 1.032 | CC | -1 | 0.29681 | 150 | 150 |  |  | -1.8964 | 150 | -0.29681 | -44.5217 |  |  |  |  | 0 | 0
253 | BOSQUESW804 | 2 | North | YES | -0.012643 | 80 | 0 | 80 | 0 | 1.032 | CC | -1 | 0.29681 | 80 | 80 |  |  | -1.0114 | 80 | -0.29681 | -23.7449 |  |  |  |  | 0 | 0
344 | MRSSHPRD | 1 | North | YES | -0.012807 | 0 | 0 | 12 |  | 1.03 | Hydro | -1 | 0.29698 | 0 | 0 |  |  | 0 | 0 | -0.29698 | 0 |  |  |  |  | 0 | 0
345 | MRSSHPRD01 | 2 | North | YES | -0.012807 | 0 | 0 | 12 |  | 1.03 | Hydro | -1 | 0.29698 | 0 | 0 |  |  | 0 | 0 | -0.29698 | 0 |  |  |  |  | 0 | 0
244 | WHITNYDM01 | 1 | North | YES | -0.013252 | 15 | 0 | 15 | 0 | 1.035 | Hydro | -1 | 0.29742 | 0 | 0 |  |  | 0 | 0 | -0.29742 | 0 |  |  |  |  | 0 | 0
245 | WHITNYDM02 | 2 | North | YES | -0.013252 | 15 | 0 | 15 | 0 | 1.035 | Hydro | -1 | 0.29742 | 0 | 0 |  |  | 0 | 0 | -0.29742 | 0 |  |  |  |  | 0 | 0
1069 | KINDERMG_1G | 1 | West | YES | 0.272 | 25 | 5 | 25 | 0 | 1.017 | Cogen | 1 | 0.29751 | 0 | 0 | 0 | 0 |  |  | 0.29751 | 0 |  |  |  |  | 0 | 0
1070 | KINDERMG_2G | 1 | West | YES | 0.272 | 45.7 | 12 | 45.7 | 0 | 1.017 | Cogen | 1 | 0.29751 | 0 | 0 | 0 | 0 |  |  | 0.29751 | 0 |  |  |  |  | 0 | 0
1071 | KINDERMG_3G | 1 | West | YES | 0.272 | 45.7 | 12 | 45.7 | 0 | 1.017 | Cogen | 1 | 0.29751 | 0 | 0 | 0 | 0 |  |  | 0.29751 | 0 |  |  |  |  | 0 | 0
1062 | CIELOGEN_2G | 1 | West | YES | 0.272 | 12.2 | 0 | 61 |  | 1 | Wind | 1 | 0.29751 | 0 | 61 | 16.5918 | 61 |  |  | 0.29751 | 18.1483 |  |  |  |  | 0 | 0
1061 | CIELOGEN_1G | 1 | West | YES | 0.272 | 19.8 | 0 | 99 |  | 1 | Wind | 1 | 0.29751 | 0 | 99 | 26.9277 | 99 |  |  | 0.29751 | 29.4538 |  |  |  |  | 0 | 0
1073 | SCURRYCW_2G | 2 | West | YES | 0.27212 | 24 | 0 | 120 | 0 | 1.0217 | Wind | 1 | 0.29764 | 0 | 120 | 32.6544 | 120 |  |  | 0.29764 | 35.7164 |  |  |  |  | 0 | 0
1068 | SCURRYCW_1G | 1 | West | YES | 0.27212 | 28.2 | 1.3 | 141 | 0 | 1.0217 | Wind | 1 | 0.29764 | 0 | 141 | 38.3689 | 141 |  |  | 0.29764 | 41.9667 |  |  |  |  | 0 | 0
238 | BOSQUESW505 | 1 | North | YES | -0.014617 | 255 | 0 | 255 | 0 | 1.02 | CC | -1 | 0.29879 | 255 | 255 |  |  | -3.7273 | 255 | -0.29879 | -76.1903 |  |  |  |  | 0 | 0
247 | BOSQUESW501 | 2 | North | YES | -0.014617 | 124.8 | 0 | 156 | 0 | 1.02 | GGT | -1 | 0.29879 | 156 | 156 |  |  | -2.2803 | 156 | -0.29879 | -46.6105 |  |  |  |  | 0 | 0
239 | BOSQUESW502 | 1 | North | YES | -0.014617 | 119.2 | 0 | 149 | 0 | 1.02 | GGT | -1 | 0.29879 | 149 | 149 |  |  | -2.1779 | 149 | -0.29879 | -44.519 |  |  |  |  | 0 | 0
1898 | COMCHEPK_1G | 1 | North | YES | -0.01467 | 1217 | 1150 | 1217 | 0 | 1.032 | Nuc | -1 | 0.29884 | 0 | 0 |  |  | 0 | 0 | -0.29884 | 0 |  |  |  |  | 0 | 0
1899 | COMCHEPK_2G | 2 | North | YES | -0.01467 | 1159 | 1128 | 1159 | 0 | 1.032 | Nuc | -1 | 0.29884 | 0 | 0 |  |  | 0 | 0 | -0.29884 | 0 |  |  |  |  | 0 | 0
3417 | LAKE_CRK2_G | 2 | North | YES | -0.014998 | 177.6 | 40 | 222 | 0 | 1.029 | GST | -1 | 0.29917 | 222 | 222 |  |  | -3.3296 | 222 | -0.29917 | -66.415 |  |  |  |  | 0 | 0
3416 | LAKE_CRK1_G | 1 | North | YES | -0.014998 | 60 | 33 | 75 |  | 1.029 | GST | -1 | 0.29917 | 75 | 75 |  |  | -1.1248 | 75 | -0.29917 | -22.4375 |  |  |  |  | 0 | 0
48674 | FTR_CN4_5095 | 4 | North | YES | -0.015178 | 380 | 0 | 380 | 0 | 1.0319 | CC | -1 | 0.29935 | 380 | 380 |  |  | -5.7676 | 380 | -0.29935 | -113.7517 |  |  |  |  | 0 | 0
48672 | FTR_GT2_5110 | 2 | North | YES | -0.015178 | 159 | 0 | 159 | 0 | 1.0319 | CC | -1 | 0.29935 | 159 | 159 |  |  | -2.4133 | 159 | -0.29935 | -47.5961 |  |  |  |  | 0 | 0
48673 | FTR_GT3_5085 | 3 | North | YES | -0.015178 | 158 | 0 | 158 | 0 | 1.0319 | CC | -1 | 0.29935 | 158 | 158 |  |  | -2.3981 | 158 | -0.29935 | -47.2968 |  |  |  |  | 0 | 0
48671 | FTR_GT1_5105 | 1 | North | YES | -0.015178 | 154.2 | 0 | 154.2 | 0 | 1.0319 | CC | -1 | 0.29935 | 154.2 | 154.2 |  |  | -2.3404 | 154.2 | -0.29935 | -46.1592 |  |  |  |  | 0 | 0
6637 | SNYDERW1A | 1 | West | YES | 0.27417 | 12.6 | 0 | 63 | 0 | 1.025 | Wind | 1 | 0.29968 | 0 | 63 | 17.2725 | 63 |  |  | 0.29968 | 18.88 |  |  |  |  | 0 | 0
1349 | WESTXWIN_1G | 1 | West | YES | 0.2744 | 1.3 | 0 | 6.6 |  | 1.014 | Wind | 1 | 0.29991 | 0 | 6.6 | 1.811 | 6.6 |  |  | 0.29991 | 1.9794 |  |  |  |  | 0 | 0
1350 | NWPWRG1_1G | 1 | West | YES | 0.2744 | 6.9 | 1 | 34.3 |  | 1.014 | Wind | 1 | 0.29991 | 0 | 34.3 | 9.4118 | 34.3 |  |  | 0.29991 | 10.287 |  |  |  |  | 0 | 0
32892 | BRYN_DNSBY14 | 1 | North | YES | -0.015754 | 84 | 25 | 105 | 0 | 1.035 | GST | -1 | 0.29992 | 105 | 105 |  |  | -1.6542 | 105 | -0.29992 | -31.4919 |  |  |  |  | 0 | 0
32883 | BRYN_DNSBY3 | 1 | North | YES | -0.015754 | 0 | 2 | 48 |  | 1.015 | GST | -1 | 0.29992 | 48 | 48 |  |  | -0.75619 | 48 | -0.29992 | -14.3963 |  |  |  |  | 0 | 0
32884 | BRYN_DNSBY13 | 1 | North | YES | -0.015754 | 46 | 2 | 46 | 0 | 1.015 | GST | -1 | 0.29992 | 46 | 46 |  |  | -0.72468 | 46 | -0.29992 | -13.7964 |  |  |  |  | 0 | 0
32888 | BRYN_ATKINS7 | 1 | North | YES | -0.015816 | 13.6 | 4 | 17 |  | 1.028 | GGT | -1 | 0.29998 | 17 | 17 |  |  | -0.26887 | 17 | -0.29998 | -5.0997 |  |  |  |  | 0 | 0
32886 | BRYN_ATKINS3 | MB | North | YES | -0.015816 | 0 | 5 | 12 |  | 1 | GST | -1 | 0.29998 | 0 | 0 |  |  | 0 | 0 | -0.29998 | 0 |  |  |  |  | 0 | 0
32887 | BRYN_ATKINS6 | MB | North | YES | -0.015816 | 0 | 12 | 51 |  | 1.028 | GST | -1 | 0.29998 | 0 | 0 |  |  | 0 | 0 | -0.29998 | 0 |  |  |  |  | 0 | 0
32890 | BRYN_ATKINS4 | MB | North | YES | -0.015816 | 0 | 5 | 22 |  | 1.031 | GST | -1 | 0.29998 | 0 | 0 |  |  | 0 | 0 | -0.29998 | 0 |  |  |  |  | 0 | 0
32891 | BRYN_ATKINS5 | MB | North | YES | -0.015816 | 0 | 5 | 25 |  | 1.031 | GST | -1 | 0.29998 | 0 | 0 |  |  | 0 | 0 | -0.29998 | 0 |  |  |  |  | 0 | 0
32798 | BRYN_TAMUGEN | 1 | North | YES | -0.01584 | 32 | 0 | 32 |  | 1.02 | GST | -1 | 0.30001 | 32 | 32 |  |  | -0.50688 | 32 | -0.30001 | -9.6003 |  |  |  |  | 0 | 0
990 | GIBN_CREK_G1 | 1 | North | YES | -0.015875 | 463 | 200 | 463 | 0 | 1.0275 | LIGCO | -1 | 0.30004 | 0 | 463 |  |  | 0 | 0 | -0.30004 | 0 |  |  |  |  | 0 | 0
3404 | THOUSE_2G | 2 | North | YES | -0.015968 | 807 | 250 | 807 | 0 | 1.012 | GSC | -1 | 0.30014 | 807 | 807 |  |  | -12.8862 | 807 | -0.30014 | -242.2102 |  |  |  |  | 0 | 0
3403 | THOUSE_1G | 1 | North | YES | -0.015968 | 563 | 200 | 563 | 0 | 1.012 | GSC | -1 | 0.30014 | 563 | 563 |  |  | -8.99 | 563 | -0.30014 | -168.9769 |  |  |  |  | 0 | 0
1879 | WLFHOLW_3G | 3 | North | YES | -0.01625 | 272.4 | 89.2 | 272.4 | 0 | 1.032 | CC | -1 | 0.30042 | 272.4 | 272.4 |  |  | -4.4265 | 272.4 | -0.30042 | -81.834 |  |  |  |  | 0 | 0
1877 | WLFHOLW_1G | 1 | North | YES | -0.01625 | 217.3 | 89.2 | 217.3 | 0 | 1.032 | CC | -1 | 0.30042 | 217.3 | 217.3 |  |  | -3.5311 | 217.3 | -0.30042 | -65.2809 |  |  |  |  | 0 | 0
1878 | WLFHOLW_2G | 2 | North | YES | -0.01625 | 215.7 | 105 | 215.7 | 0 | 1.032 | CC | -1 | 0.30042 | 215.7 | 215.7 |  |  | -3.5051 | 215.7 | -0.30042 | -64.8003 |  |  |  |  | 0 | 0
11309 | BULLCREK_2G | 1 | West | YES | 0.27497 | 20.9 | 0 | 180 |  | 1 | Wind | 1 | 0.30049 | 0 | 180 | 49.4948 | 180 |  |  | 0.30049 | 54.0877 |  |  |  |  | 0 | 0
11310 | BULLCREK_1G | 1 | West | YES | 0.27497 | 15.1 | 0 | 180 |  | 1 | Wind | 1 | 0.30049 | 0 | 180 | 49.4948 | 180 |  |  | 0.30049 | 54.0877 |  |  |  |  | 0 | 0
11320 | COYOTE_1G | 1 | West | YES | 0.27513 | 22.5 | 0 | 225 |  | 1 | Wind | 1 | 0.30065 | 0 | 225 | 61.9051 | 225 |  |  | 0.30065 | 67.6463 |  |  |  |  | 0 | 0
1479 | WFCOGEN_1G | 1 | North | YES | -0.017032 | 16 | 12 | 20 | 0 | 1 | Cogen | -1 | 0.3012 | 0 | 0 |  |  | 0 | 0 | -0.3012 | 0 |  |  |  |  | 0 | 0
1479 | WFCOGEN_1G | 2 | North | YES | -0.017032 | 16 | 12 | 20 | 0 | 1 | Cogen | -1 | 0.3012 | 0 | 0 |  |  | 0 | 0 | -0.3012 | 0 |  |  |  |  | 0 | 0
1482 | WFCOGEN_2G | 2 | North | YES | -0.017032 | 13.6 | 12 | 17 | 0 | 1 | Cogen | -1 | 0.3012 | 0 | 0 |  |  | 0 | 0 | -0.3012 | 0 |  |  |  |  | 0 | 0
1482 | WFCOGEN_2G | 1 | North | YES | -0.017032 | 16 | 12 | 20 | 0 | 1 | Cogen | -1 | 0.3012 | 0 | 0 |  |  | 0 | 0 | -0.3012 | 0 |  |  |  |  | 0 | 0
366 | JNSNCNTY802 | 1 | North | YES | -0.017846 | 168 | 20 | 168 | 0 | 1.02 | Cogen | -1 | 0.30201 | 0 | 0 |  |  | 0 | 0 | -0.30201 | 0 |  |  |  |  | 0 | 0
367 | JNSNCNTY802 | 2 | North | YES | -0.017846 | 90 | 20 | 90 | 0 | 1.02 | Cogen | -1 | 0.30201 | 0 | 0 |  |  | 0 | 0 | -0.30201 | 0 |  |  |  |  | 0 | 0
1892 | DECRDOVA_2G | A | North | YES | -0.017895 | 65 | 65 | 70 | 0 | 1.025 | GGT | -1 | 0.30206 | 70 | 70 |  |  | -1.2527 | 70 | -0.30206 | -21.1444 |  |  |  |  | 0 | 0
1893 | DECRDOVA_3G | B | North | YES | -0.017895 | 65 | 65 | 69 | 0 | 1.025 | GGT | -1 | 0.30206 | 69 | 69 |  |  | -1.2348 | 69 | -0.30206 | -20.8424 |  |  |  |  | 0 | 0
1894 | DECRDOVA_4G | C | North | YES | -0.017895 | 65 | 65 | 69 | 0 | 1.025 | GGT | -1 | 0.30206 | 69 | 69 |  |  | -1.2348 | 69 | -0.30206 | -20.8424 |  |  |  |  | 0 | 0
1895 | DECRDOVA_5G | D | North | YES | -0.017895 | 65 | 65 | 68 | 0 | 1.025 | GGT | -1 | 0.30206 | 68 | 68 |  |  | -1.2169 | 68 | -0.30206 | -20.5403 |  |  |  |  | 0 | 0
1360 | GUNSIGHT_8 | 1 | West | YES | 0.27673 | 0 | 0 | 120 |  | 1.01 | Wind | 1 | 0.30225 | 0 | 120 | 33.2078 | 120 |  |  | 0.30225 | 36.2698 |  |  |  |  | 0 | 0
1320 | BSP 1 | 1 | West | YES | 0.27676 | 25.5 | 2.9 | 25.8 | 0 | 1 | Cogen | 1 | 0.30228 | 0 | 0 | 0 | 0 |  |  | 0.30228 | 0 |  |  |  |  | 0 | 0
39960 | TNTNPONE_18 | 1 | North | YES | -0.018134 | 152.3 | 30 | 152.3 |  | 1.04 | LIGCO | -1 | 0.3023 | 0 | 152.3 |  |  | 0 | 0 | -0.3023 | 0 |  |  |  |  | 0 | 0
39970 | TNTNPONE_28 | 1 | North | YES | -0.018134 | 153 | 30 | 153 |  | 1.04 | LIGCO | -1 | 0.3023 | 0 | 153 |  |  | 0 | 0 | -0.3023 | 0 |  |  |  |  | 0 | 0
1327 | WILDHRSE_1G | 1 | West | YES | 0.27728 | 0 | 0 | 120 |  | 1 | Wind | 1 | 0.30279 | 0 | 120 | 33.2734 | 120 |  |  | 0.30279 | 36.3353 |  |  |  |  | 0 | 0
48721 | LEG_1___1 | 1 | North | YES | -0.019039 | 827 | 357 | 827 | 0 | 1.0348 | LIGCO | -1 | 0.30321 | 0 | 827 |  |  | 0 | 0 | -0.30321 | 0 |  |  |  |  | 0 | 0
48722 | LEG_2___2 | 2 | North | YES | -0.019039 | 819 | 357 | 819 | 0 | 1.0348 | LIGCO | -1 | 0.30321 | 0 | 819 |  |  | 0 | 0 | -0.30321 | 0 |  |  |  |  | 0 | 0
11147 | NOTREES_1G | 1 | West | YES | 0.27816 | 29.8 | 0 | 149 | 0 | 1.017 | Wind | 1 | 0.30368 | 0 | 149 | 41.4461 | 149 |  |  | 0.30368 | 45.2481 |  |  |  |  | 0 | 0
7038 | L_DELAWA1_1Y | 2 | West | YES | 0.2782 | 3 | 0 | 30 | 0 | 1 | Wind | 1 | 0.30372 | 0 | 30 | 8.3461 | 30 |  |  | 0.30372 | 9.1116 |  |  |  |  | 0 | 0
7038 | L_DELAWA1_1Y | 1 | West | YES | 0.2782 | 3.5 | 0 | 35 | 0 | 1 | Wind | 1 | 0.30372 | 0 | 35 | 9.7371 | 35 |  |  | 0.30372 | 10.6302 |  |  |  |  | 0 | 0
1002 | PBCTAGE_1G | A | West | YES | 0.27821 | 64 | 64 | 66 | 0 | 1.036 | GGT | 1 | 0.30372 | 66 | 66 | 18.3616 | 66 |  |  | 0.30372 | 20.0457 |  |  |  |  | 0 | 0
1003 | PBCTBGE_2G | B | West | YES | 0.27821 | 65 | 65 | 66 | 0 | 1.036 | GGT | 1 | 0.30372 | 66 | 66 | 18.3616 | 66 |  |  | 0.30372 | 20.0457 |  |  |  |  | 0 | 0
1004 | PBCTCGE_3G | C | West | YES | 0.27821 | 62 | 62 | 67 | 0 | 1.036 | GGT | 1 | 0.30372 | 67 | 67 | 18.6398 | 67 |  |  | 0.30372 | 20.3494 |  |  |  |  | 0 | 0
1006 | PBCTEGE_5G | E | West | YES | 0.27821 | 65 | 65 | 67 | 0 | 1.036 | GGT | 1 | 0.30372 | 67 | 67 | 18.6398 | 67 |  |  | 0.30372 | 20.3494 |  |  |  |  | 0 | 0
1005 | PBCTDGE_4G | D | West | YES | 0.27821 | 65 | 65 | 68 | 0 | 1.036 | GGT | 1 | 0.30372 | 68 | 68 | 18.918 | 68 |  |  | 0.30372 | 20.6531 |  |  |  |  | 0 | 0
1007 | PB5GEN_6G | 5 | West | YES | 0.27821 | 91.2 | 40 | 114 | 0 | 1.036 | GST | 1 | 0.30372 | 114 | 114 | 31.7155 | 114 |  |  | 0.30372 | 34.6244 |  |  |  |  | 0 | 0
1008 | PB6GEN_7G | 6 | West | YES | 0.27821 | 515 | 130 | 515 | 0 | 1.036 | GST | 1 | 0.30372 | 515 | 515 | 143.2761 | 515 |  |  | 0.30372 | 156.417 |  |  |  |  | 0 | 0
1328 | OCOTILLO_1G | 1 | West | YES | 0.27823 | 11.6 | 0 | 58 |  | 1.01 | Wind | 1 | 0.30374 | 0 | 58 | 16.1372 | 58 |  |  | 0.30374 | 17.6172 |  |  |  |  | 0 | 0
1333 | MCDDONAL_8 | 1 | West | YES | 0.27831 | 42.8 | 0 | 214.2 |  | 1.01 | Wind | 1 | 0.30383 | 0 | 214.2 | 59.6151 | 214.2 |  |  | 0.30383 | 65.0807 |  |  |  |  | 0 | 0
1326 | STANTONW_8 | 1 | West | YES | 0.27867 | 20.1 | 0 | 100.5 |  | 1.01 | Wind | 1 | 0.30419 | 0 | 100.5 | 28.0062 | 100.5 |  |  | 0.30419 | 30.5706 |  |  |  |  | 0 | 0
505 | NTHTEXAS03 | 3 | North | YES | -0.020366 | 30.4 | 15 | 38 |  | 1.015 | GST | -1 | 0.30453 | 38 | 38 |  |  | -0.77391 | 38 | -0.30453 | -11.5723 |  |  |  |  | 0 | 0
503 | NTHTEXAS01 | 1 | North | YES | -0.020366 | 0 | 5 | 18 |  | 1.015 | GST | -1 | 0.30453 | 18 | 18 |  |  | -0.36659 | 18 | -0.30453 | -5.4816 |  |  |  |  | 0 | 0
504 | NTHTEXAS02 | 2 | North | YES | -0.020366 | 14.4 | 5 | 18 |  | 1.015 | GST | -1 | 0.30453 | 18 | 18 |  |  | -0.36659 | 18 | -0.30453 | -5.4816 |  |  |  |  | 0 | 0
1044 | MRGNFG_6G | F | West | YES | 0.27985 | 66 | 66 | 66 | 0 | 1.029 | GGT | 1 | 0.30537 | 66 | 66 | 18.4702 | 66 |  |  | 0.30537 | 20.1542 |  |  |  |  | 0 | 0
1042 | MRGNDG_4G | D | West | YES | 0.27985 | 68 | 68 | 68 | 0 | 1.029 | GGT | 1 | 0.30537 | 68 | 68 | 19.0299 | 68 |  |  | 0.30537 | 20.765 |  |  |  |  | 0 | 0
1039 | MRGNAG_1G | A | West | YES | 0.27985 | 69 | 69 | 69 | 0 | 1.029 | GGT | 1 | 0.30537 | 69 | 69 | 19.3097 | 69 |  |  | 0.30537 | 21.0704 |  |  |  |  | 0 | 0
1041 | MRGNCG_3G | C | West | YES | 0.27985 | 69 | 69 | 70 | 0 | 1.029 | GGT | 1 | 0.30537 | 70 | 70 | 19.5896 | 70 |  |  | 0.30537 | 21.3757 |  |  |  |  | 0 | 0
1043 | MRGNEG_5G | E | West | YES | 0.27985 | 68 | 68 | 70 | 0 | 1.029 | GGT | 1 | 0.30537 | 70 | 70 | 19.5896 | 70 |  |  | 0.30537 | 21.3757 |  |  |  |  | 0 | 0
1040 | MRGNBG_2G | B | West | YES | 0.27985 | 70 | 70 | 71 | 0 | 1.029 | GGT | 1 | 0.30537 | 71 | 71 | 19.8694 | 71 |  |  | 0.30537 | 21.6811 |  |  |  |  | 0 | 0
1037 | MORGAN5G_5G | 5 | West | YES | 0.27985 | 109.6 | 40 | 137 | 0 | 1.029 | GST | 1 | 0.30537 | 137 | 137 | 38.3396 | 137 |  |  | 0.30537 | 41.8353 |  |  |  |  | 0 | 0
3381 | BBRN_1G | 1 | North | YES | -0.021557 | 618 | 225 | 618 | 0 | 1.03 | LIGCO | -1 | 0.30573 | 0 | 618 |  |  | 0 | 0 | -0.30573 | 0 |  |  |  |  | 0 | 0
3382 | BBRN_2G | 2 | North | YES | -0.021557 | 589 | 225 | 589 | 0 | 1.03 | LIGCO | -1 | 0.30573 | 0 | 589 |  |  | 0 | 0 | -0.30573 | 0 |  |  |  |  | 0 | 0
11022 | TIEHVCG_2G | 1 | West | YES | 0.28032 | 132.4 | 103 | 132.4 | 0 | 1.012 | CC | 1 | 0.30584 | 132.4 | 132.4 | 37.1144 | 132.4 |  |  | 0.30584 | 40.4927 |  |  |  |  | 0 | 0
11023 | TIEHVCG_3G | 1 | West | YES | 0.28032 | 137.4 | 103 | 137.4 | 0 | 1.012 | CC | 1 | 0.30584 | 137.4 | 137.4 | 38.516 | 137.4 |  |  | 0.30584 | 42.0219 |  |  |  |  | 0 | 0
11021 | TIEHVCG_1G | 1 | West | YES | 0.28032 | 142.1 | 103 | 142.1 | 0 | 1.012 | CC | 1 | 0.30584 | 142.1 | 142.1 | 39.8335 | 142.1 |  |  | 0.30584 | 43.4594 |  |  |  |  | 0 | 0
11024 | TIEHVCG_4G | 1 | West | YES | 0.28032 | 147 | 103 | 147 | 0 | 1.012 | CC | 1 | 0.30584 | 147 | 147 | 41.207 | 147 |  |  | 0.30584 | 44.958 |  |  |  |  | 0 | 0
11020 | TIEHVSG_1G | 1 | West | YES | 0.28032 | 208.2 | 63 | 208.2 | 0 | 1.012 | CC | 1 | 0.30584 | 208.2 | 208.2 | 58.3626 | 208.2 |  |  | 0.30584 | 63.6751 |  |  |  |  | 0 | 0
11025 | TIEHVSG_2G | 1 | West | YES | 0.28032 | 213.2 | 63 | 213.2 | 0 | 1.012 | CC | 1 | 0.30584 | 213.2 | 213.2 | 59.7642 | 213.2 |  |  | 0.30584 | 65.2043 |  |  |  |  | 0 | 0
11001 | NAV1CT | 1 | West | YES | 0.28034 | 70.4 | 18 | 70.4 | 0 | 1.029 | CC | 1 | 0.30586 | 70.4 | 70.4 | 19.7361 | 70.4 |  |  | 0.30586 | 21.5325 |  |  |  |  | 0 | 0
11009 | NAV2CT | 1 | West | YES | 0.28034 | 71.4 | 18 | 71.4 | 0 | 1.029 | CC | 1 | 0.30586 | 71.4 | 71.4 | 20.0165 | 71.4 |  |  | 0.30586 | 21.8384 |  |  |  |  | 0 | 0
11012 | NAV4CT | 1 | West | YES | 0.28034 | 80 | 18 | 80 | 0 | 1.029 | CC | 1 | 0.30586 | 80 | 80 | 22.4274 | 80 |  |  | 0.30586 | 24.4688 |  |  |  |  | 0 | 0
11013 | NAV5CT | 1 | West | YES | 0.28034 | 80 | 18 | 80 | 0 | 1.029 | CC | 1 | 0.30586 | 80 | 80 | 22.4274 | 80 |  |  | 0.30586 | 24.4688 |  |  |  |  | 0 | 0
11011 | NAV3ST | 1 | West | YES | 0.28034 | 92.8 | 40 | 92.8 | 0 | 1.029 | CC | 1 | 0.30586 | 92.8 | 92.8 | 26.0158 | 92.8 |  |  | 0.30586 | 28.3838 |  |  |  |  | 0 | 0
11014 | NAV6ST | 1 | West | YES | 0.28034 | 115 | 40 | 115 | 0 | 1.029 | CC | 1 | 0.30586 | 115 | 115 | 32.2394 | 115 |  |  | 0.30586 | 35.1738 |  |  |  |  | 0 | 0
13133 | CALFREST_3G | 3 | North | YES | -0.021967 | 177.4 | 40 | 177.4 | 0 | 1.031 | CC | -1 | 0.30614 | 177.4 | 177.4 |  |  | -3.8969 | 177.4 | -0.30614 | -54.3084 |  |  |  |  | 0 | 0
13132 | CALFREST_2G | 2 | North | YES | -0.021967 | 151 | 57 | 151 | 0 | 1.031 | CC | -1 | 0.30614 | 151 | 151 |  |  | -3.317 | 151 | -0.30614 | -46.2265 |  |  |  |  | 0 | 0
13131 | CALFREST_1G | 1 | North | YES | -0.021967 | 150.7 | 40 | 150.7 | 0 | 1.031 | CC | -1 | 0.30614 | 150.7 | 150.7 |  |  | -3.3104 | 150.7 | -0.30614 | -46.1346 |  |  |  |  | 0 | 0
13136 | CALFREST_6G | 6 | North | YES | -0.022057 | 177.5 | 40 | 177.5 | 0 | 1.031 | CC | -1 | 0.30623 | 177.5 | 177.5 |  |  | -3.9151 | 177.5 | -0.30623 | -54.355 |  |  |  |  | 0 | 0
13135 | CALFREST_5G | 5 | North | YES | -0.022057 | 152.3 | 57 | 152.3 | 0 | 1.031 | CC | -1 | 0.30623 | 152.3 | 152.3 |  |  | -3.3593 | 152.3 | -0.30623 | -46.6381 |  |  |  |  | 0 | 0
13134 | CALFREST_4G | 4 | North | YES | -0.022057 | 151.5 | 40 | 151.5 | 0 | 1.031 | CC | -1 | 0.30623 | 151.5 | 151.5 |  |  | -3.3416 | 151.5 | -0.30623 | -46.3932 |  |  |  |  | 0 | 0
1889 | DECRDOVA_1G | 1 | North | YES | -0.022208 | 779 | 255 | 779 | 0 | 1.02 | GSC | -1 | 0.30638 | 779 | 779 |  |  | -17.3 | 779 | -0.30638 | -238.6673 |  |  |  |  | 0 | 0
1600 | BARTNWND_1G | 1 | North | YES | -0.022508 | 12 | 0 | 120 | 0 | 1.022 | Wind | -1 | 0.30668 | 0 | 120 |  |  | 0 | 0 | -0.30668 | 0 |  |  |  |  | 0 | 0
76091 | L_DIVIDE1_1N | W1 | West | YES | 0.28128 | 22.5 | 0 | 112.5 |  | 1.02 | Wind | 1 | 0.3068 | 0 | 112.5 | 31.6442 | 112.5 |  |  | 0.3068 | 34.5148 |  |  |  |  | 0 | 0
76095 | L_CAPRSI1_1N | W1 | West | YES | 0.28128 | 29.9 | 0 | 149.5 | 0 | 1.02 | Wind | 1 | 0.3068 | 0 | 149.5 | 42.0517 | 149.5 |  |  | 0.3068 | 45.8664 |  |  |  |  | 0 | 0
76096 | L_CAPRSI1_2N | W1 | West | YES | 0.28128 | 37.2 | 0 | 186 | 0 | 1.02 | Wind | 1 | 0.3068 | 0 | 186 | 52.3185 | 186 |  |  | 0.3068 | 57.0645 |  |  |  |  | 0 | 0
76097 | L_CAPRGE1_1N | W1 | West | YES | 0.28128 | 42.9 | 0 | 214.5 | 0 | 1.02 | Wind | 1 | 0.3068 | 0 | 214.5 | 60.335 | 214.5 |  |  | 0.3068 | 65.8083 |  |  |  |  | 0 | 0
76031 | L_GASCCR1_1N | W1 | West | YES | 0.28157 | 30 | 0 | 150 | 0 | 1.02 | Wind | 1 | 0.30709 | 0 | 150 | 42.2356 | 150 |  |  | 0.30709 | 46.0631 |  |  |  |  | 0 | 0
3126 | TRINIDAD_6G | 1 | North | YES | -0.02313 | 179.2 | 46 | 224 | 0 | 1 | GST | -1 | 0.3073 | 224 | 224 |  |  | -5.1811 | 224 | -0.3073 | -68.8349 |  |  |  |  | 0 | 0
1938 | MDLTHELP_6G | 6 | North | YES | -0.023201 | 226 | 74 | 226 | 0 | 1 | CC | -1 | 0.30737 | 226 | 226 |  |  | -5.2434 | 226 | -0.30737 | -69.4655 |  |  |  |  | 0 | 0
1937 | MDLTHELP_5G | 5 | North | YES | -0.023201 | 224 | 74 | 224 | 0 | 1 | CC | -1 | 0.30737 | 224 | 224 |  |  | -5.197 | 224 | -0.30737 | -68.8508 |  |  |  |  | 0 | 0
1943 | MDLTHELP_3G | 3 | North | YES | -0.023201 | 212 | 74 | 212 | 0 | 1 | CC | -1 | 0.30737 | 212 | 212 |  |  | -4.9186 | 212 | -0.30737 | -65.1623 |  |  |  |  | 0 | 0
1944 | MDLTHELP_4G | 4 | North | YES | -0.023201 | 211 | 74 | 211 | 0 | 1 | CC | -1 | 0.30737 | 211 | 211 |  |  | -4.8954 | 211 | -0.30737 | -64.855 |  |  |  |  | 0 | 0
1045 | CALENG1G_1G | 1 | West | YES | 0.28202 | 73.4 | 27 | 73.4 | 0 | 1.014 | Cogen | 1 | 0.30754 | 0 | 0 | 0 | 0 |  |  | 0.30754 | 0 |  |  |  |  | 0 | 0
1046 | CALENG2G_2G | 2 | West | YES | 0.28202 | 73.4 | 27 | 73.4 | 0 | 1.014 | Cogen | 1 | 0.30754 | 0 | 0 | 0 | 0 |  |  | 0.30754 | 0 |  |  |  |  | 0 | 0
1047 | CALENG3G_3G | 3 | West | YES | 0.28202 | 70.4 | 27 | 70.4 | 0 | 1.014 | Cogen | 1 | 0.30754 | 0 | 0 | 0 | 0 |  |  | 0.30754 | 0 |  |  |  |  | 0 | 0
12322 | ENNSTRAC_1G | 1 | North | YES | -0.023553 | 196 | 130 | 196 | 0 | 1.036 | CC | -1 | 0.30772 | 196 | 196 |  |  | -4.6164 | 196 | -0.30772 | -60.3134 |  |  |  |  | 0 | 0
12323 | ENNSTRAC_2G | 2 | North | YES | -0.023553 | 116 | 100 | 116 | 0 | 1.036 | CC | -1 | 0.30772 | 116 | 116 |  |  | -2.7321 | 116 | -0.30772 | -35.6957 |  |  |  |  | 0 | 0
11065 | ELBOWCK_1G | 1 | West | YES | 0.28248 | 23.4 | 0 | 121.9 | 0 | 1 | Wind | 1 | 0.30799 | 0 | 121.9 | 34.4338 | 121.9 |  |  | 0.30799 | 37.5443 |  |  |  |  | 0 | 0
1058 | LONGSHORE_5 | 1 | West | YES | 0.28248 | 30 | 0 | 150 |  | 1.01 | Wind | 1 | 0.30799 | 0 | 150 | 42.3714 | 150 |  |  | 0.30799 | 46.1989 |  |  |  |  | 0 | 0
1058 | LONGSHORE_5 | 2 | West | YES | 0.28248 | 44 | 0 | 220 |  | 1.01 | Wind | 1 | 0.30799 | 0 | 220 | 62.1447 | 220 |  |  | 0.30799 | 67.7583 |  |  |  |  | 0 | 0
3108 | STRYKER_2G | 2 | North | YES | -0.024095 | 484 | 75 | 484 | 0 | 1.029 | GST | -1 | 0.30826 | 484 | 484 |  |  | -11.662 | 484 | -0.30826 | -149.1995 |  |  |  |  | 0 | 0
3107 | STRYKER_1G | 1 | North | YES | -0.024095 | 145.6 | 45 | 182 | 0 | 1.029 | GST | -1 | 0.30826 | 182 | 182 |  |  | -4.3853 | 182 | -0.30826 | -56.104 |  |  |  |  | 0 | 0
3309 | ASPN_G | 1 | North | YES | -0.02414 | 50 | 0 | 50 |  | 1 | Bio | -1 | 0.30831 | 50 | 50 |  |  | -1.207 | 50 | -0.30831 | -15.4154 |  |  |  |  | 0 | 0
3348 | CHAMPION_1G | MB | North | YES | -0.024163 | 0 | 42 | 42 |  | 1 | Cogen | -1 | 0.30833 | 0 | 0 |  |  | 0 | 0 | -0.30833 | 0 |  |  |  |  | 0 | 0
1941 | MDLTHELP_1G | 1 | North | YES | -0.024265 | 216.4 | 74 | 216.4 | 0 | 1 | CC | -1 | 0.30843 | 216.4 | 216.4 |  |  | -5.2509 | 216.4 | -0.30843 | -66.745 |  |  |  |  | 0 | 0
1942 | MDLTHELP_2G | 2 | North | YES | -0.024265 | 216.1 | 74 | 216.1 | 0 | 1 | CC | -1 | 0.30843 | 216.1 | 216.1 |  |  | -5.2437 | 216.1 | -0.30843 | -66.6525 |  |  |  |  | 0 | 0
13119 | TGATEWAY_4G | 4 | North | YES | -0.024375 | 399 | 65 | 399 | 0 | 1.0232 | CC | -1 | 0.30854 | 399 | 399 |  |  | -9.7256 | 399 | -0.30854 | -123.1089 |  |  |  |  | 0 | 0
13116 | TGATEWAY_1G | 1 | North | YES | -0.024375 | 151 | 30 | 151 | 0 | 1.0232 | CC | -1 | 0.30854 | 151 | 151 |  |  | -3.6806 | 151 | -0.30854 | -46.5901 |  |  |  |  | 0 | 0
13118 | TGATEWAY_3G | 3 | North | YES | -0.024375 | 148 | 30 | 148 | 0 | 1.0232 | CC | -1 | 0.30854 | 148 | 148 |  |  | -3.6075 | 148 | -0.30854 | -45.6644 |  |  |  |  | 0 | 0
13117 | TGATEWAY_2G | 2 | North | YES | -0.024375 | 130 | 30 | 130 | 0 | 1.0232 | CC | -1 | 0.30854 | 130 | 130 |  |  | -3.1688 | 130 | -0.30854 | -40.1107 |  |  |  |  | 0 | 0
1416 | SWETWATR_1G | 1 | West | YES | 0.28305 | 30 | 18 | 30 | 0 | 1.026 | CC | 1 | 0.30857 | 30 | 30 | 8.4915 | 30 |  |  | 0.30857 | 9.257 |  |  |  |  | 0 | 0
1419 | SWETWATR_4G | 4 | West | YES | 0.28305 | 61 | 36 | 61 | 0 | 1.026 | CC | 1 | 0.30857 | 61 | 61 | 17.266 | 61 |  |  | 0.30857 | 18.8225 |  |  |  |  | 0 | 0
1418 | SWETWATR_3G | 3 | West | YES | 0.28305 | 68 | 36 | 68 | 0 | 1.026 | CC | 1 | 0.30857 | 68 | 68 | 19.2473 | 68 |  |  | 0.30857 | 20.9824 |  |  |  |  | 0 | 0
1417 | SWETWATR_2G | 2 | West | YES | 0.28305 | 72 | 36 | 72 | 0 | 1.026 | CC | 1 | 0.30857 | 72 | 72 | 20.3795 | 72 |  |  | 0.30857 | 22.2167 |  |  |  |  | 0 | 0
3097 | MARTLAKE_1G | 1 | North | YES | -0.024622 | 790 | 500 | 790 | 0 | 1.017 | LIGCO | -1 | 0.30879 | 0 | 790 |  |  | 0 | 0 | -0.30879 | 0 |  |  |  |  | 0 | 0
3098 | MARTLAKE_2G | 2 | North | YES | -0.024622 | 795 | 461 | 795 | 0 | 1.017 | LIGCO | -1 | 0.30879 | 0 | 795 |  |  | 0 | 0 | -0.30879 | 0 |  |  |  |  | 0 | 0
3099 | MARTLAKE_3G | 3 | North | YES | -0.024622 | 804 | 500 | 804 | 0 | 1.017 | LIGCO | -1 | 0.30879 | 0 | 804 |  |  | 0 | 0 | -0.30879 | 0 |  |  |  |  | 0 | 0
1354 | AEPWIND_8 | 1 | West | YES | 0.28336 | 20.2 | 0 | 101 |  | 1 | Wind | 1 | 0.30888 | 0 | 101 | 28.6197 | 101 |  |  | 0.30888 | 31.1968 |  |  |  |  | 0 | 0
1343 | TRENTIPP_8 | 1 | West | YES | 0.28336 | 30 | 0 | 150 |  | 1.014 | Wind | 1 | 0.30888 | 0 | 150 | 42.5044 | 150 |  |  | 0.30888 | 46.3319 |  |  |  |  | 0 | 0
580 | JCKCNTY801 | 1 | North | YES | -0.025579 | 288 | 0 | 288 | 0 | 1.022 | CC | -1 | 0.30975 | 288 | 288 |  |  | -7.3668 | 288 | -0.30975 | -89.2073 |  |  |  |  | 0 | 0
581 | JCKCNTY802 | 2 | North | YES | -0.025579 | 147 | 0 | 147 | 0 | 1.022 | CC | -1 | 0.30975 | 147 | 147 |  |  | -3.7601 | 147 | -0.30975 | -45.5329 |  |  |  |  | 0 | 0
582 | JCKCNTY803 | 3 | North | YES | -0.025579 | 147 | 0 | 147 | 0 | 1.022 | CC | -1 | 0.30975 | 147 | 147 |  |  | -3.7601 | 147 | -0.30975 | -45.5329 |  |  |  |  | 0 | 0
2417 | MTCK8_G | 8 | North | YES | -0.02602 | 444.8 | 60 | 556 | 0 | 1.022 | GSC | -1 | 0.31019 | 556 | 556 |  |  | -14.4671 | 556 | -0.31019 | -172.4648 |  |  |  |  | 0 | 0
2413 | MTCK6_G | 6 | North | YES | -0.02602 | 0 | 30 | 118 |  | 1.022 | GST | -1 | 0.31019 | 118 | 118 |  |  | -3.0704 | 118 | -0.31019 | -36.6022 |  |  |  |  | 0 | 0
2414 | MTCK7_G | 7 | North | YES | -0.02602 | 0 | 30 | 115 |  | 1.022 | GST | -1 | 0.31019 | 115 | 115 |  |  | -2.9923 | 115 | -0.31019 | -35.6717 |  |  |  |  | 0 | 0
12440 | PARKD_1SVC8 | 1 | North | YES | -0.026378 | 0 | 0 | 0 | 0 | 1.007 | GST | -1 | 0.31055 | 0 | 0 |  |  | 0 | 0 | -0.31055 | 0 |  |  |  |  | 0 | 0
12449 | PARKD_2SVC8 | 1 | North | YES | -0.026378 | 0 | 0 | 0 | 0 | 1.007 | GST | -1 | 0.31055 | 0 | 0 |  |  | 0 | 0 | -0.31055 | 0 |  |  |  |  | 0 | 0
12424 | FPLEFR2S_G | 4 | North | YES | -0.026451 | 415 | 191 | 415 | 0 | 1 | CC | -1 | 0.31062 | 415 | 415 |  |  | -10.9772 | 415 | -0.31062 | -128.9071 |  |  |  |  | 0 | 0
12414 | FPLEFR1S_G | 4 | North | YES | -0.026451 | 414 | 191 | 414 | 0 | 1 | CC | -1 | 0.31062 | 414 | 414 |  |  | -10.9507 | 414 | -0.31062 | -128.5965 |  |  |  |  | 0 | 0
12412 | FPLEFR1B_G | 2 | North | YES | -0.026451 | 164 | 72 | 164 | 0 | 1 | CC | -1 | 0.31062 | 164 | 164 |  |  | -4.338 | 164 | -0.31062 | -50.9416 |  |  |  |  | 0 | 0
12413 | FPLEFR1C_G | 3 | North | YES | -0.026451 | 164 | 72 | 164 | 0 | 1 | CC | -1 | 0.31062 | 164 | 164 |  |  | -4.338 | 164 | -0.31062 | -50.9416 |  |  |  |  | 0 | 0
12423 | FPLEFR2C_G | 3 | North | YES | -0.026451 | 163 | 72 | 163 | 0 | 1 | CC | -1 | 0.31062 | 163 | 163 |  |  | -4.3115 | 163 | -0.31062 | -50.631 |  |  |  |  | 0 | 0
12421 | FPLEFR2A_G | 1 | North | YES | -0.026451 | 162 | 72 | 162 | 0 | 1 | CC | -1 | 0.31062 | 162 | 162 |  |  | -4.2851 | 162 | -0.31062 | -50.3204 |  |  |  |  | 0 | 0
12411 | FPLEFR1A_G | 1 | North | YES | -0.026451 | 161 | 72 | 161 | 0 | 1 | CC | -1 | 0.31062 | 161 | 161 |  |  | -4.2586 | 161 | -0.31062 | -50.0097 |  |  |  |  | 0 | 0
12422 | FPLEFR2B_G | 2 | North | YES | -0.026451 | 161 | 72 | 161 | 0 | 1 | CC | -1 | 0.31062 | 161 | 161 |  |  | -4.2586 | 161 | -0.31062 | -50.0097 |  |  |  |  | 0 | 0
2452 | LKHB2_G | 2 | North | YES | -0.026584 | 516 | 80 | 516 | 0 | 1.022 | GST | -1 | 0.31075 | 516 | 516 |  |  | -13.7173 | 516 | -0.31075 | -160.3483 |  |  |  |  | 0 | 0
2451 | LKHB1_G | 1 | North | YES | -0.026584 | 0 | 80 | 391 |  | 1.022 | GST | -1 | 0.31075 | 391 | 391 |  |  | -10.3943 | 391 | -0.31075 | -121.5042 |  |  |  |  | 0 | 0
950 | STEAM3 | 1 | North | YES | -0.027183 | 41 | 13 | 42 | 0 | 1.02 | GST | -1 | 0.31135 | 42 | 42 |  |  | -1.1417 | 42 | -0.31135 | -13.0768 |  |  |  |  | 0 | 0
949 | STEAM2 | 1 | North | YES | -0.027183 | 26 | 8 | 26 | 0 | 0.99 | GST | -1 | 0.31135 | 26 | 26 |  |  | -0.70676 | 26 | -0.31135 | -8.0951 |  |  |  |  | 0 | 0
948 | STEAM1 | 1 | North | YES | -0.027183 | 0 | 12 | 20 |  | 1.02 | GST | -1 | 0.31135 | 20 | 20 |  |  | -0.54366 | 20 | -0.31135 | -6.227 |  |  |  |  | 0 | 0
837 | NEWMAN_G5 | 1 | North | YES | -0.027208 | 0 | 15 | 40 |  | 1.01 | GST | -1 | 0.31138 | 40 | 40 |  |  | -1.0883 | 40 | -0.31138 | -12.4551 |  |  |  |  | 0 | 0
844 | OLINGER_G3 | 1 | North | YES | -0.027312 | 103.9 | 45 | 150 | 0 | 1.03 | GST | -1 | 0.31148 | 150 | 150 |  |  | -4.0968 | 150 | -0.31148 | -46.7221 |  |  |  |  | 0 | 0
843 | OLINGER_G2 | 1 | North | YES | -0.027312 | 76.2 | 25 | 110 | 0 | 1.03 | GST | -1 | 0.31148 | 110 | 110 |  |  | -3.0043 | 110 | -0.31148 | -34.2629 |  |  |  |  | 0 | 0
842 | OLINGER_G1 | 1 | North | YES | -0.027312 | 55.4 | 20 | 79 | 0 | 1.03 | GST | -1 | 0.31148 | 79 | 79 |  |  | -2.1576 | 79 | -0.31148 | -24.607 |  |  |  |  | 0 | 0
845 | OLINGER_G4 | 1 | North | YES | -0.027312 | 51.9 | 0 | 76 | 0 | 1.03 | GGT | -1 | 0.31148 | 76 | 76 |  |  | -2.0757 | 76 | -0.31148 | -23.6725 |  |  |  |  | 0 | 0
1701 | MOSES_1G | 1 | North | YES | -0.027784 | 558 | 175 | 558 | 0 | 1.023 | LIGCO | -1 | 0.31195 | 0 | 558 |  |  | 0 | 0 | -0.31195 | 0 |  |  |  |  | 0 | 0
1702 | MOSES_2G | 2 | North | YES | -0.027784 | 579 | 175 | 579 | 0 | 1.023 | LIGCO | -1 | 0.31195 | 0 | 579 |  |  | 0 | 0 | -0.31195 | 0 |  |  |  |  | 0 | 0
1703 | MOSES_3G | 3 | North | YES | -0.027784 | 808 | 463 | 808 | 0 | 1.023 | LIGCO | -1 | 0.31195 | 0 | 808 |  |  | 0 | 0 | -0.31195 | 0 |  |  |  |  | 0 | 0
5925 | DCEAST | EQ | North | YES | -0.027784 | 400.3 | -600 | 600 | 0 | 1.025 | DCTie | -1 | 0.31195 | 0 | 0 |  |  | 0 | 0 | -0.31195 | 0 |  |  |  |  | 0 | 0
1675 | PEC_1G | 1 | North | YES | -0.027915 | 76.7 | 35 | 76.7 | 0 | 1.022 | Cogen | -1 | 0.31208 | 0 | 0 |  |  | 0 | 0 | -0.31208 | 0 |  |  |  |  | 0 | 0
1676 | PEC_2G | 2 | North | YES | -0.027915 | 79.6 | 35 | 79.6 | 0 | 1.022 | Cogen | -1 | 0.31208 | 0 | 0 |  |  | 0 | 0 | -0.31208 | 0 |  |  |  |  | 0 | 0
1677 | PEC_3G | 3 | North | YES | -0.027915 | 88.4 | 35 | 88.4 | 0 | 1.022 | Cogen | -1 | 0.31208 | 0 | 0 |  |  | 0 | 0 | -0.31208 | 0 |  |  |  |  | 0 | 0
1683 | LAMARPWR_6G | 6 | North | YES | -0.027982 | 198 | 129.1 | 198 | 0 | 1.038 | CC | -1 | 0.31215 | 198 | 198 |  |  | -5.5404 | 198 | -0.31215 | -61.8058 |  |  |  |  | 0 | 0
1680 | LAMARPWR_3G | 3 | North | YES | -0.027982 | 196 | 129.1 | 196 | 0 | 1.038 | CC | -1 | 0.31215 | 196 | 196 |  |  | -5.4845 | 196 | -0.31215 | -61.1815 |  |  |  |  | 0 | 0
1678 | LAMARPWR_1G | 1 | North | YES | -0.027982 | 160 | 67.7 | 160 | 0 | 1.038 | CC | -1 | 0.31215 | 160 | 160 |  |  | -4.4771 | 160 | -0.31215 | -49.9441 |  |  |  |  | 0 | 0
1682 | LAMARPWR_5G | 5 | North | YES | -0.027982 | 157 | 67.7 | 157 | 0 | 1.038 | CC | -1 | 0.31215 | 157 | 157 |  |  | -4.3932 | 157 | -0.31215 | -49.0076 |  |  |  |  | 0 | 0
1679 | LAMARPWR_2G | 2 | North | YES | -0.027982 | 156 | 67.7 | 156 | 0 | 1.038 | CC | -1 | 0.31215 | 156 | 156 |  |  | -4.3652 | 156 | -0.31215 | -48.6955 |  |  |  |  | 0 | 0
1681 | LAMARPWR_4G | 4 | North | YES | -0.027982 | 156 | 67.7 | 156 | 0 | 1.038 | CC | -1 | 0.31215 | 156 | 156 |  |  | -4.3652 | 156 | -0.31215 | -48.6955 |  |  |  |  | 0 | 0
1948 | HANDLEY_4G | 4 | North | YES | -0.02809 | 348 | 150 | 435 | 0 | 1.022 | GST | -1 | 0.31226 | 435 | 435 |  |  | -12.2192 | 435 | -0.31226 | -135.8325 |  |  |  |  | 0 | 0
1689 | VALLEY_3G | 3 | North | YES | -0.02809 | 0 | 25 | 375 |  | 1.003 | GST | -1 | 0.31226 | 375 | 375 |  |  | -10.5337 | 375 | -0.31226 | -117.0969 |  |  |  |  | 0 | 0
11693 | KMICHIST3_G | 3 | North | YES | -0.02809 | 312 | 60 | 312 | 0 | 1.026 | CC | -1 | 0.31226 | 312 | 312 |  |  | -8.7641 | 312 | -0.31226 | -97.4247 |  |  |  |  | 0 | 0
11696 | KMICHIST6_G | 6 | North | YES | -0.02809 | 310 | 60 | 310 | 0 | 1.026 | CC | -1 | 0.31226 | 310 | 310 |  |  | -8.7079 | 310 | -0.31226 | -96.8001 |  |  |  |  | 0 | 0
11695 | KMICHICT5_G | 5 | North | YES | -0.02809 | 148 | 80 | 148 | 0 | 1.026 | CC | -1 | 0.31226 | 148 | 148 |  |  | -4.1573 | 148 | -0.31226 | -46.2143 |  |  |  |  | 0 | 0
11692 | KMICHICT2_G | 2 | North | YES | -0.02809 | 146 | 80 | 146 | 0 | 1.026 | CC | -1 | 0.31226 | 146 | 146 |  |  | -4.1011 | 146 | -0.31226 | -45.5897 |  |  |  |  | 0 | 0
11691 | KMICHICT1_G | 1 | North | YES | -0.02809 | 144 | 80 | 144 | 0 | 1.026 | CC | -1 | 0.31226 | 144 | 144 |  |  | -4.045 | 144 | -0.31226 | -44.9652 |  |  |  |  | 0 | 0
11694 | KMICHICT4_G | 4 | North | YES | -0.02809 | 144 | 80 | 144 | 0 | 1.026 | CC | -1 | 0.31226 | 144 | 144 |  |  | -4.045 | 144 | -0.31226 | -44.9652 |  |  |  |  | 0 | 0
728 | WOLFRIDGE801 | 1 | North | YES | -0.028146 | 11.2 | 0 | 112.5 | 0 | 0.99 | Wind | -1 | 0.31231 | 0 | 112.5 |  |  | 0 | 0 | -0.31231 | 0 |  |  |  |  | 0 | 0
1949 | HANDLEY_5G | 5 | North | YES | -0.028203 | 348 | 150 | 435 | 0 | 1.022 | GST | -1 | 0.31237 | 435 | 435 |  |  | -12.2683 | 435 | -0.31237 | -135.8816 |  |  |  |  | 0 | 0
1947 | HANDLEY_3G | 3 | North | YES | -0.028203 | 316 | 100 | 395 | 0 | 1.022 | GST | -1 | 0.31237 | 395 | 395 |  |  | -11.1402 | 395 | -0.31237 | -123.3868 |  |  |  |  | 0 | 0
1688 | VALLEY_2G | 2 | North | YES | -0.028328 | 527 | 90 | 527 | 0 | 1.029 | GSC | -1 | 0.3125 | 527 | 527 |  |  | -14.9289 | 527 | -0.3125 | -164.6857 |  |  |  |  | 0 | 0
1687 | VALLEY_1G | 1 | North | YES | -0.028328 | 136 | 15 | 170 | 0 | 1.029 | GST | -1 | 0.3125 | 170 | 170 |  |  | -4.8158 | 170 | -0.3125 | -53.1244 |  |  |  |  | 0 | 0
2383 | NTHLK3_G | 3 | North | YES | -0.028364 | 0 | 50 | 329 |  | 1.022 | GST | -1 | 0.31253 | 329 | 329 |  |  | -9.3318 | 329 | -0.31253 | -102.8232 |  |  |  |  | 0 | 0
2382 | NTHLK2_G | 2 | North | YES | -0.028364 | 0 | 35 | 181 |  | 1.022 | GST | -1 | 0.31253 | 181 | 181 |  |  | -5.1339 | 181 | -0.31253 | -56.5684 |  |  |  |  | 0 | 0
2381 | NTHLK1_G | 1 | North | YES | -0.028364 | 0 | 35 | 156 |  | 1.022 | GST | -1 | 0.31253 | 156 | 156 |  |  | -4.4248 | 156 | -0.31253 | -48.7551 |  |  |  |  | 0 | 0
6948 | DENISNDM | 1 | North | YES | -0.028516 | 40 | 5 | 40 |  | 1.015 | Hydro | -1 | 0.31268 | 0 | 0 |  |  | 0 | 0 | -0.31268 | 0 |  |  |  |  | 0 | 0
6948 | DENISNDM | 2 | North | YES | -0.028516 | 31 | 5 | 40 |  | 1.015 | Hydro | -1 | 0.31268 | 0 | 0 |  |  | 0 | 0 | -0.31268 | 0 |  |  |  |  | 0 | 0
1433 | GRHAMSES_1G | 1 | North | YES | -0.029146 | 242 | 60 | 242 | 0 | 1.038 | GST | -1 | 0.31331 | 242 | 242 |  |  | -7.0533 | 242 | -0.31331 | -75.8221 |  |  |  |  | 0 | 0
2371 | COLLIN_1G | MB | North | YES | -0.029378 | 0 | 40 | 138 |  | 1.022 | GST | -1 | 0.31355 | 0 | 0 |  |  | 0 | 0 | -0.31355 | 0 |  |  |  |  | 0 | 0
6407 | TURKTRAK1A | 1 | West | YES | 0.28877 | 33.9 | 0 | 169.5 | 0 | 1.025 | Wind | 1 | 0.31429 | 0 | 169.5 | 48.947 | 169.5 |  |  | 0.31429 | 53.2721 |  |  |  |  | 0 | 0
1861 | EAGLEMNT_1G | MB | North | YES | -0.0329 | 0 | 30 | 112 |  | 1.022 | GST | -1 | 0.31707 | 0 | 0 |  |  | 0 | 0 | -0.31707 | 0 |  |  |  |  | 0 | 0
1862 | EAGLEMNT_2G | MB | North | YES | -0.0329 | 0 | 40 | 100 |  | 1.022 | GST | -1 | 0.31707 | 0 | 0 |  |  | 0 | 0 | -0.31707 | 0 |  |  |  |  | 0 | 0
1863 | EAGLEMNT_3G | MB | North | YES | -0.0329 | 0 | 50 | 378 |  | 1.022 | GST | -1 | 0.31707 | 0 | 0 |  |  | 0 | 0 | -0.31707 | 0 |  |  |  |  | 0 | 0
60057 | CALLAHAN1A | 1 | West | YES | 0.29178 | 22.8 | 0 | 114 | 0 | 1.04 | Wind | 1 | 0.3173 | 0 | 114 | 33.2631 | 114 |  |  | 0.3173 | 36.172 |  |  |  |  | 0 | 0
924 | SPENCER_G5 | 1 | North | YES | -0.03509 | 52 | 20 | 66 | 0 | 1.03 | GST | -1 | 0.31926 | 66 | 66 |  |  | -2.3159 | 66 | -0.31926 | -21.0711 |  |  |  |  | 0 | 0
923 | SPENCER_G4 | 1 | North | YES | -0.03509 | 48 | 20 | 61 | 0 | 1.03 | GST | -1 | 0.31926 | 61 | 61 |  |  | -2.1405 | 61 | -0.31926 | -19.4748 |  |  |  |  | 0 | 0
1455 | WCPWRCO_3G | 3 | North | YES | -0.053052 | 242 | 50 | 242 |  | 1.02 | CC | -1 | 0.33722 | 242 | 242 |  |  | -12.8386 | 242 | -0.33722 | -81.6074 |  |  |  |  | 0 | 0
1453 | WCPWRCO_1G | 1 | North | YES | -0.053052 | 204 | 50 | 204 | 0 | 1.02 | CC | -1 | 0.33722 | 204 | 204 |  |  | -10.8226 | 204 | -0.33722 | -68.793 |  |  |  |  | 0 | 0
1454 | WCPWRCO_2G | 2 | North | YES | -0.053052 | 204 | 50 | 204 | 0 | 1.02 | CC | -1 | 0.33722 | 204 | 204 |  |  | -10.8226 | 204 | -0.33722 | -68.793 |  |  |  |  | 0 | 0
1432 | GRHAMSES_2G | 2 | North | YES | -0.10486 | 294.9 | 90 | 366 | 0 | 1.014 | GST | -1 | 0.38903 | 366 | 366 |  |  | -38.3802 | 366 | -0.38903 | -142.3859 |  |  |  |  | 0 | 0
71051 | L_BITTCR1_1N | W1 | West | YES | 0.36741 | 7.5 | 0 | 37.5 |  | 1.02 | Wind | 1 | 0.39293 | 0 | 37.5 | 13.7778 | 37.5 |  |  | 0.39293 | 14.7347 |  |  |  |  | 0 | 0
71061 | L_SWEETW1_5N | W1 | West | YES | 0.36741 | 16.1 | 0 | 80.5 | 0 | 1.02 | Wind | 1 | 0.39293 | 0 | 80.5 | 29.5764 | 80.5 |  |  | 0.39293 | 31.6305 |  |  |  |  | 0 | 0
71060 | L_SWEETW1_4N | W1 | West | YES | 0.36741 | 21 | 0 | 105 | 0 | 1.02 | Wind | 1 | 0.39293 | 0 | 105 | 38.5779 | 105 |  |  | 0.39293 | 41.2572 |  |  |  |  | 0 | 0
71054 | L_SWEETW1_1N | W1 | West | YES | 0.36741 | 21.5 | 0 | 107.5 |  | 1.02 | Wind | 1 | 0.39293 | 0 | 107.5 | 39.4965 | 107.5 |  |  | 0.39293 | 42.2395 |  |  |  |  | 0 | 0
71059 | L_SWEETW1_3N | W1 | West | YES | 0.36741 | 23.8 | 0 | 119 | 0 | 1.02 | Wind | 1 | 0.39293 | 0 | 119 | 43.7217 | 119 |  |  | 0.39293 | 46.7581 |  |  |  |  | 0 | 0
71057 | L_SWEETW1_2N | W1 | West | YES | 0.36741 | 27 | 0 | 135 |  | 1.02 | Wind | 1 | 0.39293 | 0 | 135 | 49.6002 | 135 |  |  | 0.39293 | 53.0449 |  |  |  |  | 0 | 0
60072 | HHOLLOW41A | 1 | West | YES | 0.39288 | 23 | 0 | 115 | 0 | 1.025 | Wind | 1 | 0.4184 | 0 | 115 | 45.1818 | 115 |  |  | 0.4184 | 48.1162 |  |  |  |  | 0 | 0
60058 | BUFF_GAP1A | 1 | West | YES | 0.39288 | 24 | 0 | 120 |  | 1 | Wind | 1 | 0.4184 | 0 | 120 | 47.1462 | 120 |  |  | 0.4184 | 50.2082 |  |  |  |  | 0 | 0
60063 | BUFF_GAP1B | 1 | West | YES | 0.39288 | 34 | 0 | 170.2 | 0 | 1.02 | Wind | 1 | 0.4184 | 0 | 170.2 | 66.869 | 170.2 |  |  | 0.4184 | 71.2119 |  |  |  |  | 0 | 0
60068 | HHOLLOW21A | 1 | West | YES | 0.39288 | 36.8 | 0 | 184 | 0 | 1.025 | Wind | 1 | 0.4184 | 0 | 184 | 72.2908 | 184 |  |  | 0.4184 | 76.9859 |  |  |  |  | 0 | 0
60066 | H_HOLLOW1A | 1 | West | YES | 0.39288 | 44.4 | 0 | 222 | 0 | 1.005 | Wind | 1 | 0.4184 | 0 | 222 | 87.2205 | 222 |  |  | 0.4184 | 92.8851 |  |  |  |  | 0 | 0
60070 | HHOLLOW31A | 1 | West | YES | 0.39288 | 44.8 | 0 | 224 | 0 | 1.025 | Wind | 1 | 0.4184 | 0 | 224 | 88.0062 | 224 |  |  | 0.4184 | 93.7219 |  |  |  |  | 0 | 0
60060 | CIRELLO | 1 | West | YES | 0.39288 | 46.6 | 0 | 233 | 0 | 1 | Wind | 1 | 0.4184 | 0 | 233 | 91.5422 | 233 |  |  | 0.4184 | 97.4875 |  |  |  |  | 0 | 0
1442 | COKFIELD_5 | 1 | North | YES | -0.29736 | 16.5 | 0 | 165 |  | 1.029 | Wind | -1 | 0.58152 | 0 | 165 |  |  | 0 | 0 | -0.58152 | 0 |  |  |  |  | 0 | 0
1438 | MESQUITW_2G | 1 | North | YES | -0.35814 | 23.6 | 0 | 236 |  | 1.017 | Wind | -1 | 0.64231 | 0 | 236 |  |  | 0 | 0 | -0.64231 | 0 |  |  |  |  | 0 | 0
1437 | MESQUITW_1G | 1 | North | YES | -0.35901 | 40 | 0 | 400 | 0 | 1.023 | Wind | -1 | 0.64318 | 0 | 400 |  |  | 0 | 0 | -0.64318 | 0 |  |  |  |  | 0 | 0
[26 empty] | 0 | 0
[26 empty] | 0 | 0
[26 empty] | 0 | 0
[26 empty] | 0 | 0
[26 empty] | 0 | 0
[26 empty] | 0 | 0
[26 empty] | 0 | 0
[26 empty] | 0 | 0
[26 empty] | 0 | 0
[26 empty] | 0 | 0
[26 empty] | 0 | 0
[26 empty] | 0 | 0
[26 empty] | 0 | 0
[26 empty] | 0 | 0
[26 empty] | 0 | 0
[26 empty] | 0 | 0
[26 empty] | 0 | 0
[26 empty] | 0 | 0
[26 empty] | 0 | 0
[26 empty] | 0 | 0
[26 empty] | 0 | 0
[26 empty] | 0 | 0
[26 empty] | 0 | 0
[26 empty] | 0 | 0
[26 empty] | 0 | 0
[26 empty] | 0 | 0
[26 empty] | 0 | 0
[26 empty] | 0 | 0
[26 empty] | 0 | 0
[26 empty] | 0 | 0
[26 empty] | 0 | 0
[26 empty] | 0 | 0
[26 empty] | 0 | 0
[26 empty] | 0 | 0
[26 empty] | 0 | 0
[26 empty] | 0 | 0
[26 empty] | 0 | 0
[26 empty] | 0 | 0
[26 empty] | 0 | 0
[26 empty] | 0 | 0
[26 empty] | 0 | 0
[26 empty] | 0 | 0
[26 empty] | 0 | 0
[26 empty] | 0 | 0
[26 empty] | 0 | 0
[26 empty] | 0 | 0
[26 empty] | 0 | 0
[26 empty] | 0 | 0
[26 empty] | 0 | 0
[26 empty] | 0 | 0
[26 empty] | 0 | 0
[26 empty] | 0 | 0
[26 empty] | 0 | 0
[26 empty] | 0 | 0
[26 empty] | 0 | 0
[26 empty] | 0 | 0
[26 empty] | 0 | 0
[26 empty] | 0 | 0
[26 empty] | 0 | 0
[26 empty] | 0 | 0
[26 empty] | 0 | 0
[26 empty] | 0 | 0
[26 empty] | 0 | 0
[26 empty] | 0 | 0
[26 empty] | 0 | 0
[26 empty] | 0 | 0
[26 empty] | 0 | 0
[26 empty] | 0 | 0
[26 empty] | 0 | 0
[26 empty] | 0 | 0
[26 empty] | 0 | 0
[26 empty] | 0 | 0
[26 empty] | 0 | 0
[26 empty] | 0 | 0
[26 empty] | 0 | 0
[26 empty] | 0 | 0
[26 empty] | 0 | 0
[26 empty] | 0 | 0
[26 empty] | 0 | 0
[26 empty] | 0 | 0
[26 empty] | 0 | 0
[26 empty] | 0 | 0
[26 empty] | 0 | 0
[26 empty] | 0 | 0
[26 empty] | 0 | 0
[26 empty] | 0 | 0
[26 empty] | 0 | 0
[26 empty] | 0 | 0
[26 empty] | 0 | 0
[26 empty] | 0 | 0
[26 empty] | 0 | 0
[26 empty] | 0 | 0
[26 empty] | 0 | 0
[26 empty] | 0 | 0
[26 empty] | 0 | 0
[26 empty] | 0 | 0
[26 empty] | 0 | 0
[26 empty] | 0 | 0
[26 empty] | 0 | 0
[26 empty] | 0 | 0
[26 empty] | 0 | 0
[26 empty] | 0 | 0
[26 empty] | 0 | 0
[26 empty] | 0 | 0
[26 empty] | 0 | 0
[26 empty] | 0 | 0
[26 empty] | 0 | 0
[26 empty] | 0 | 0
[26 empty] | 0 | 0
[26 empty] | 0 | 0
[26 empty] | 0 | 0
[26 empty] | 0 | 0
[26 empty] | 0 | 0
[26 empty] | 0 | 0
[26 empty] | 0 | 0
[26 empty] | 0 | 0
[26 empty] | 0 | 0
[26 empty] | 0 | 0
[26 empty] | 0 | 0
[26 empty] | 0 | 0
[26 empty] | 0 | 0
[26 empty] | 0 | 0
[26 empty] | 0 | 0
[26 empty] | 0 | 0
[26 empty] | 0 | 0
[26 empty] | 0 | 0
[26 empty] | 0 | 0
[26 empty] | 0 | 0
[26 empty] | 0 | 0
[26 empty] | 0 | 0
[26 empty] | 0 | 0
[26 empty] | 0 | 0
[26 empty] | 0 | 0
[26 empty] | 0 | 0
[26 empty] | 0 | 0
[26 empty] | 0 | 0
[26 empty] | 0 | 0
[26 empty] | 0 | 0
[26 empty] | 0 | 0
[26 empty] | 0 | 0
[26 empty] | 0 | 0
[26 empty] | 0 | 0
[26 empty] | 0 | 0
[26 empty] | 0 | 0
[26 empty] | 0 | 0
[26 empty] | 0 | 0
[26 empty] | 0 | 0
[26 empty] | 0 | 0
[26 empty] | 0 | 0
[26 empty] | 0 | 0
[26 empty] | 0 | 0
[26 empty] | 0 | 0
[26 empty] | 0 | 0
[26 empty] | 0 | 0
[26 empty] | 0 | 0
[26 empty] | 0 | 0
[26 empty] | 0 | 0
[26 empty] | 0 | 0
[26 empty] | 0 | 0
[26 empty] | 0 | 0
[26 empty] | 0 | 0
[26 empty] | 0 | 0
[26 empty] | 0 | 0
[26 empty] | 0 | 0
[26 empty] | 0 | 0
[26 empty] | 0 | 0
[26 empty] | 0 | 0
[26 empty] | 0 | 0
[26 empty] | 0 | 0
[26 empty] | 0 | 0
[26 empty] | 0 | 0
[26 empty] | 0 | 0
[26 empty] | 0 | 0
[26 empty] | 0 | 0
[26 empty] | 0 | 0
[26 empty] | 0 | 0
[26 empty] | 0 | 0
[26 empty] | 0 | 0
[26 empty] | 0 | 0
[26 empty] | 0 | 0
[26 empty] | 0 | 0
[26 empty] | 0 | 0
[26 empty] | 0 | 0
[26 empty] | 0 | 0
[26 empty] | 0 | 0
[26 empty] | 0 | 0
[26 empty] | 0 | 0
[26 empty] | 0 | 0
[26 empty] | 0 | 0
[26 empty] | 0 | 0
[26 empty] | 0 | 0
[26 empty] | 0 | 0
[26 empty] | 0 | 0
[26 empty] | 0 | 0
[26 empty] | 0 | 0
[26 empty] | 0 | 0
[26 empty] | 0 | 0
[26 empty] | 0 | 0
[26 empty] | 0 | 0
[26 empty] | 0 | 0
[26 empty] | 0 | 0
[26 empty] | 0 | 0
[26 empty] | 0 | 0
[26 empty] | 0 | 0
[26 empty] | 0 | 0
[26 empty] | 0 | 0
[26 empty] | 0 | 0
[26 empty] | 0 | 0
[26 empty] | 0 | 0
[26 empty] | 0 | 0
[26 empty] | 0 | 0
[26 empty] | 0 | 0
[26 empty] | 0 | 0
[26 empty] | 0 | 0
[26 empty] | 0 | 0
[26 empty] | 0 | 0
[26 empty] | 0 | 0
[26 empty] | 0 | 0
[26 empty] | 0 | 0
[26 empty] | 0 | 0
[26 empty] | 0 | 0
[26 empty] | 0 | 0
[26 empty] | 0 | 0
[26 empty] | 0 | 0
[26 empty] | 0 | 0
[26 empty] | 0 | 0
[26 empty] | 0 | 0
[26 empty] | 0 | 0
[26 empty] | 0 | 0
[26 empty] | 0 | 0
[26 empty] | 0 | 0
[26 empty] | 0 | 0
[26 empty] | 0 | 0
[26 empty] | 0 | 0
[26 empty] | 0 | 0
[26 empty] | 0 | 0
[26 empty] | 0 | 0
[26 empty] | 0 | 0
[26 empty] | 0 | 0
[26 empty] | 0 | 0
[26 empty] | 0 | 0
[26 empty] | 0 | 0
[26 empty] | 0 | 0
[26 empty] | 0 | 0
[26 empty] | 0 | 0
[26 empty] | 0 | 0
[26 empty] | 0 | 0
[26 empty] | 0 | 0
[26 empty] | 0 | 0
[26 empty] | 0 | 0
[26 empty] | 0 | 0
[26 empty] | 0 | 0
[26 empty] | 0 | 0
[26 empty] | 0 | 0
[26 empty] | 0 | 0
[26 empty] | 0 | 0
[26 empty] | 0 | 0
[26 empty] | 0 | 0
[26 empty] | 0 | 0
[26 empty] | 0 | 0
[26 empty] | 0 | 0
[26 empty] | 0 | 0
[26 empty] | 0 | 0
[26 empty] | 0 | 0
[26 empty] | 0 | 0
[26 empty] | 0 | 0
[26 empty] | 0 | 0
[26 empty] | 0 | 0
[26 empty] | 0 | 0
[26 empty] | 0 | 0
[26 empty] | 0 | 0
[26 empty] | 0 | 0
[26 empty] | 0 | 0
[26 empty] | 0 | 0
[26 empty] | 0 | 0
[26 empty] | 0 | 0
[26 empty] | 0 | 0
[26 empty] | 0 | 0
[26 empty] | 0 | 0
[26 empty] | 0 | 0
[26 empty] | 0 | 0
[26 empty] | 0 | 0
[26 empty] | 0 | 0
[26 empty] | 0 | 0
[26 empty] | 0 | 0
[26 empty] | 0 | 0
[26 empty] | 0 | 0
[26 empty] | 0 | 0
[26 empty] | 0 | 0
[26 empty] | 0 | 0
[26 empty] | 0 | 0
[26 empty] | 0 | 0
[26 empty] | 0 | 0
[26 empty] | 0 | 0
[26 empty] | 0 | 0
[26 empty] | 0 | 0
[26 empty] | 0 | 0
[26 empty] | 0 | 0
[26 empty] | 0 | 0
[26 empty] | 0 | 0
[26 empty] | 0 | 0
[26 empty] | 0 | 0
[26 empty] | 0 | 0
[26 empty] | 0 | 0
[26 empty] | 0 | 0
[26 empty] | 0 | 0
[26 empty] | 0 | 0
[26 empty] | 0 | 0
[26 empty] | 0 | 0
[26 empty] | 0 | 0
[26 empty] | 0 | 0
[26 empty] | 0 | 0
[26 empty] | 0 | 0
[26 empty] | 0 | 0
[26 empty] | 0 | 0
[26 empty] | 0 | 0
[26 empty] | 0 | 0
[26 empty] | 0 | 0
[26 empty] | 0 | 0
[26 empty] | 0 | 0
[26 empty] | 0 | 0
[26 empty] | 0 | 0
[26 empty] | 0 | 0
[26 empty] | 0 | 0
[26 empty] | 0 | 0
[26 empty] | 0 | 0
[26 empty] | 0 | 0
[26 empty] | 0 | 0
[26 empty] | 0 | 0
[26 empty] | 0 | 0
[26 empty] | 0 | 0
[26 empty] | 0 | 0
[26 empty] | 0 | 0
[26 empty] | 0 | 0
[26 empty] | 0 | 0
[26 empty] | 0 | 0
[26 empty] | 0 | 0
[26 empty] | 0 | 0
[26 empty] | 0 | 0
[26 empty] | 0 | 0
[26 empty] | 0 | 0
[26 empty] | 0 | 0
[26 empty] | 0 | 0
[26 empty] | 0 | 0
[26 empty] | 0 | 0
[26 empty] | 0 | 0
[26 empty] | 0 | 0
[26 empty] | 0 | 0
[26 empty] | 0 | 0
[26 empty] | 0 | 0
[26 empty] | 0 | 0
[26 empty] | 0 | 0
[26 empty] | 0 | 0
[26 empty] | 0 | 0
[26 empty] | 0 | 0
[26 empty] | 0 | 0
[26 empty] | 0 | 0
[26 empty] | 0 | 0
[26 empty] | 0 | 0
[26 empty] | 0 | 0
[26 empty] | 0 | 0
[26 empty] | 0 | 0
[26 empty] | 0 | 0
[26 empty] | 0 | 0
[26 empty] | 0 | 0
[26 empty] | 0 | 0
[26 empty] | 0 | 0
[26 empty] | 0 | 0
[26 empty] | 0 | 0
[26 empty] | 0 | 0
[26 empty] | 0 | 0
[26 empty] | 0 | 0
[26 empty] | 0 | 0
[26 empty] | 0 | 0
[26 empty] | 0 | 0
[26 empty] | 0 | 0
[26 empty] | 0 | 0
[26 empty] | 0 | 0
[26 empty] | 0 | 0
[26 empty] | 0 | 0
[26 empty] | 0 | 0
[26 empty] | 0 | 0
[26 empty] | 0 | 0
[26 empty] | 0 | 0
[26 empty] | 0 | 0
[26 empty] | 0 | 0
[26 empty] | 0 | 0
[26 empty] | 0 | 0
[26 empty] | 0 | 0
[26 empty] | 0 | 0
[26 empty] | 0 | 0
[26 empty] | 0 | 0
[26 empty] | 0 | 0
[26 empty] | 0 | 0
[26 empty] | 0 | 0
[26 empty] | 0 | 0
[26 empty] | 0 | 0
[26 empty] | 0 | 0
[26 empty] | 0 | 0
[26 empty] | 0 | 0
[26 empty] | 0 | 0
[26 empty] | 0 | 0
[26 empty] | 0 | 0
[26 empty] | 0 | 0
[26 empty] | 0 | 0
[26 empty] | 0 | 0
[26 empty] | 0 | 0
[26 empty] | 0 | 0
[26 empty] | 0 | 0
[26 empty] | 0 | 0
[26 empty] | 0 | 0
[26 empty] | 0 | 0
[26 empty] | 0 | 0
[26 empty] | 0 | 0
[26 empty] | 0 | 0
[26 empty] | 0 | 0
[26 empty] | 0 | 0
[26 empty] | 0 | 0
[26 empty] | 0 | 0
[26 empty] | 0 | 0
[26 empty] | 0 | 0
[26 empty] | 0 | 0
[26 empty] | 0 | 0
[26 empty] | 0 | 0
[26 empty] | 0 | 0
[26 empty] | 0 | 0
[26 empty] | 0 | 0
[26 empty] | 0 | 0
[26 empty] | 0 | 0
[26 empty] | 0 | 0
[26 empty] | 0 | 0
[26 empty] | 0 | 0
[26 empty] | 0 | 0
[26 empty] | 0 | 0
[26 empty] | 0 | 0
[26 empty] | 0 | 0
[26 empty] | 0 | 0
[26 empty] | 0 | 0
[26 empty] | 0 | 0
[26 empty] | 0 | 0
[26 empty] | 0 | 0
[26 empty] | 0 | 0
[26 empty] | 0 | 0
[26 empty] | 0 | 0
[26 empty] | 0 | 0
[26 empty] | 0 | 0
[26 empty] | 0 | 0
[26 empty] | 0 | 0
[26 empty] | 0 | 0
[26 empty] | 0 | 0
[26 empty] | 0 | 0
[26 empty] | 0 | 0
[26 empty] | 0 | 0
[26 empty] | 0 | 0
[26 empty] | 0 | 0
[26 empty] | 0 | 0
[26 empty] | 0 | 0
[26 empty] | 0 | 0
[26 empty] | 0 | 0
[26 empty] | 0 | 0
[26 empty] | 0 | 0
[26 empty] | 0 | 0
[26 empty] | 0 | 0
[26 empty] | 0 | 0
[26 empty] | 0 | 0
[26 empty] | 0 | 0
[26 empty] | 0 | 0
[26 empty] | 0 | 0
[26 empty] | 0 | 0
[26 empty] | 0 | 0
[26 empty] | 0 | 0
[26 empty] | 0 | 0
[26 empty] | 0 | 0
[26 empty] | 0 | 0
[26 empty] | 0 | 0
[26 empty] | 0 | 0
[26 empty] | 0 | 0
[26 empty] | 0 | 0
[26 empty] | 0 | 0
[26 empty] | 0 | 0
[26 empty] | 0 | 0
[26 empty] | 0 | 0
[26 empty] | 0 | 0
[26 empty] | 0 | 0
[26 empty] | 0 | 0
[26 empty] | 0 | 0
[26 empty] | 0 | 0
[26 empty] | 0 | 0
[26 empty] | 0 | 0
[26 empty] | 0 | 0
[26 empty] | 0 | 0
[26 empty] | 0 | 0
[26 empty] | 0 | 0
[26 empty] | 0 | 0
[26 empty] | 0 | 0
[26 empty] | 0 | 0
[26 empty] | 0 | 0
[26 empty] | 0 | 0
[26 empty] | 0 | 0
[26 empty] | 0 | 0
[26 empty] | 0 | 0
[26 empty] | 0 | 0
[26 empty] | 0 | 0
[26 empty] | 0 | 0
[26 empty] | 0 | 0
[26 empty] | 0 | 0
[26 empty] | 0 | 0
[26 empty] | 0 | 0
[26 empty] | 0 | 0
[26 empty] | 0 | 0
[26 empty] | 0 | 0
[26 empty] | 0 | 0
[26 empty] | 0 | 0
[26 empty] | 0 | 0
[26 empty] | 0 | 0
[26 empty] | 0 | 0
[26 empty] | 0 | 0
[26 empty] | 0 | 0
[26 empty] | 0 | 0
[26 empty] | 0 | 0
[26 empty] | 0 | 0
[26 empty] | 0 | 0
[26 empty] | 0 | 0
[26 empty] | 0 | 0
[26 empty] | 0 | 0
[26 empty] | 0 | 0
[26 empty] | 0 | 0
[26 empty] | 0 | 0
[26 empty] | 0 | 0
[26 empty] | 0 | 0
[26 empty] | 0 | 0
[26 empty] | 0 | 0
[26 empty] | 0 | 0
[26 empty] | 0 | 0
[26 empty] | 0 | 0
[26 empty] | 0 | 0
[26 empty] | 0 | 0
[26 empty] | 0 | 0
[26 empty] | 0 | 0
[26 empty] | 0 | 0
[26 empty] | 0 | 0
[26 empty] | 0 | 0
[26 empty] | 0 | 0
[26 empty] | 0 | 0
[26 empty] | 0 | 0
[26 empty] | 0 | 0
[26 empty] | 0 | 0
[26 empty] | 0 | 0
[26 empty] | 0 | 0
[26 empty] | 0 | 0
[26 empty] | 0 | 0
[26 empty] | 0 | 0
[26 empty] | 0 | 0
[26 empty] | 0 | 0
[26 empty] | 0 | 0
[26 empty] | 0 | 0
[26 empty] | 0 | 0
[26 empty] | 0 | 0
[26 empty] | 0 | 0
[26 empty] | 0 | 0
[26 empty] | 0 | 0
[26 empty] | 0 | 0
[26 empty] | 0 | 0
[26 empty] | 0 | 0
[26 empty] | 0 | 0
[26 empty] | 0 | 0
[26 empty] | 0 | 0
[26 empty] | 0 | 0
[26 empty] | 0 | 0
[26 empty] | 0 | 0
[26 empty] | 0 | 0
[26 empty] | 0 | 0
[26 empty] | 0 | 0
[26 empty] | 0 | 0
[26 empty] | 0 | 0
[26 empty] | 0 | 0
[26 empty] | 0 | 0
[26 empty] | 0 | 0
[26 empty] | 0 | 0
[26 empty] | 0 | 0
[26 empty] | 0 | 0
[26 empty] | 0 | 0
[26 empty] | 0 | 0
[26 empty] | 0 | 0
[26 empty] | 0 | 0
[26 empty] | 0 | 0
[26 empty] | 0 | 0
[26 empty] | 0 | 0
[26 empty] | 0 | 0
[26 empty] | 0 | 0
[26 empty] | 0 | 0
[26 empty] | 0 | 0
[26 empty] | 0 | 0
[26 empty] | 0 | 0
[26 empty] | 0 | 0
[26 empty] | 0 | 0
[26 empty] | 0 | 0
[26 empty] | 0 | 0
[26 empty] | 0 | 0
[26 empty] | 0 | 0
[26 empty] | 0 | 0
[26 empty] | 0 | 0
[26 empty] | 0 | 0
[26 empty] | 0 | 0
[26 empty] | 0 | 0
[26 empty] | 0 | 0
[26 empty] | 0 | 0
[26 empty] | 0 | 0
[26 empty] | 0 | 0
[26 empty] | 0 | 0
[26 empty] | 0 | 0
[26 empty] | 0 | 0
[26 empty] | 0 | 0
[26 empty] | 0 | 0
[26 empty] | 0 | 0
[26 empty] | 0 | 0
[26 empty] | 0 | 0
[26 empty] | 0 | 0
[26 empty] | 0 | 0
[26 empty] | 0 | 0
[26 empty] | 0 | 0
[26 empty] | 0 | 0
[26 empty] | 0 | 0
[26 empty] | 0 | 0
[26 empty] | 0 | 0
[26 empty] | 0 | 0
[26 empty] | 0 | 0
[26 empty] | 0 | 0
[26 empty] | 0 | 0
[26 empty] | 0 | 0
[26 empty] | 0 | 0
[26 empty] | 0 | 0
[26 empty] | 0 | 0
[26 empty] | 0 | 0
[26 empty] | 0 | 0
[26 empty] | 0 | 0
[26 empty] | 0 | 0
[26 empty] | 0 | 0
[26 empty] | 0 | 0
[26 empty] | 0 | 0
[26 empty] | 0 | 0
[26 empty] | 0 | 0
[26 empty] | 0 | 0
[26 empty] | 0 | 0
[26 empty] | 0 | 0
[26 empty] | 0 | 0
[26 empty] | 0 | 0
[26 empty] | 0 | 0
[26 empty] | 0 | 0
[26 empty] | 0 | 0
[26 empty] | 0 | 0
[26 empty] | 0 | 0
[26 empty] | 0 | 0
[26 empty] | 0 | 0
[26 empty] | 0 | 0
[26 empty] | 0 | 0
[26 empty] | 0 | 0
[26 empty] | 0 | 0
[26 empty] | 0 | 0
[26 empty] | 0 | 0
[26 empty] | 0 | 0
[26 empty] | 0 | 0
[26 empty] | 0 | 0
[26 empty] | 0 | 0
[26 empty] | 0 | 0
[26 empty] | 0 | 0
[26 empty] | 0 | 0
[26 empty] | 0 | 0
[26 empty] | 0 | 0
[26 empty] | 0 | 0
[26 empty] | 0 | 0
[26 empty] | 0 | 0
[26 empty] | 0 | 0
[26 empty] | 0 | 0
[26 empty] | 0 | 0
[26 empty] | 0 | 0
[26 empty] | 0 | 0
[26 empty] | 0 | 0
[26 empty] | 0 | 0
[26 empty] | 0 | 0
[26 empty] | 0 | 0
[26 empty] | 0 | 0
[26 empty] | 0 | 0
[26 empty] | 0 | 0
[26 empty] | 0 | 0
[26 empty] | 0 | 0
[26 empty] | 0 | 0
[26 empty] | 0 | 0
[26 empty] | 0 | 0
[26 empty] | 0 | 0
[26 empty] | 0 | 0
[26 empty] | 0 | 0
[26 empty] | 0 | 0
[26 empty] | 0 | 0
[26 empty] | 0 | 0
[26 empty] | 0 | 0
[26 empty] | 0 | 0
[26 empty] | 0 | 0
[26 empty] | 0 | 0
[26 empty] | 0 | 0
[26 empty] | 0 | 0
[26 empty] | 0 | 0
[26 empty] | 0 | 0
[26 empty] | 0 | 0
[26 empty] | 0 | 0
[26 empty] | 0 | 0
[26 empty] | 0 | 0
[26 empty] | 0 | 0
[26 empty] | 0 | 0
[26 empty] | 0 | 0
[26 empty] | 0 | 0
[26 empty] | 0 | 0
[26 empty] | 0 | 0
[26 empty] | 0 | 0
[26 empty] | 0 | 0
[26 empty] | 0 | 0
[26 empty] | 0 | 0
[26 empty] | 0 | 0
[26 empty] | 0 | 0
[26 empty] | 0 | 0
[26 empty] | 0 | 0
[26 empty] | 0 | 0
[26 empty] | 0 | 0
[26 empty] | 0 | 0
[26 empty] | 0 | 0
[26 empty] | 0 | 0
[26 empty] | 0 | 0
[26 empty] | 0 | 0
[26 empty] | 0 | 0
[26 empty] | 0 | 0
[26 empty] | 0 | 0
[26 empty] | 0 | 0
[26 empty] | 0 | 0
[26 empty] | 0 | 0
[26 empty] | 0 | 0
[26 empty] | 0 | 0
[26 empty] | 0 | 0
[26 empty] | 0 | 0
[26 empty] | 0 | 0
[26 empty] | 0 | 0
[26 empty] | 0 | 0
[26 empty] | 0 | 0
[26 empty] | 0 | 0
[26 empty] | 0 | 0
[26 empty] | 0 | 0
[26 empty] | 0 | 0
[26 empty] | 0 | 0
[26 empty] | 0 | 0
[26 empty] | 0 | 0
[26 empty] | 0 | 0
[26 empty] | 0 | 0
[26 empty] | 0 | 0
[26 empty] | 0 | 0
[26 empty] | 0 | 0
[26 empty] | 0 | 0
[26 empty] | 0 | 0
[26 empty] | 0 | 0
[26 empty] | 0 | 0
[26 empty] | 0 | 0
[26 empty] | 0 | 0
[26 empty] | 0 | 0
[26 empty] | 0 | 0
[26 empty] | 0 | 0
[26 empty] | 0 | 0
[26 empty] | 0 | 0
[26 empty] | 0 | 0
[26 empty] | 0 | 0
[26 empty] | 0 | 0
[26 empty] | 0 | 0
[26 empty] | 0 | 0
[26 empty] | 0 | 0
[26 empty] | 0 | 0
[26 empty] | 0 | 0
[26 empty] | 0 | 0
[26 empty] | 0 | 0
[26 empty] | 0 | 0
[26 empty] | 0 | 0
[26 empty] | 0 | 0
[26 empty] | 0 | 0
[26 empty] | 0 | 0
[26 empty] | 0 | 0
[26 empty] | 0 | 0
[26 empty] | 0 | 0
[26 empty] | 0 | 0
[26 empty] | 0 | 0
[26 empty] | 0 | 0
[26 empty] | 0 | 0
[26 empty] | 0 | 0
[26 empty] | 0 | 0
[26 empty] | 0 | 0
[26 empty] | 0 | 0
[26 empty] | 0 | 0
[26 empty] | 0 | 0
[26 empty] | 0 | 0
[26 empty] | 0 | 0
[26 empty] | 0 | 0
[26 empty] | 0 | 0
[26 empty] | 0 | 0
[26 empty] | 0 | 0
[26 empty] | 0 | 0
[26 empty] | 0 | 0
[26 empty] | 0 | 0
[26 empty] | 0 | 0
[26 empty] | 0 | 0
[26 empty] | 0 | 0
[26 empty] | 0 | 0
[26 empty] | 0 | 0
[26 empty] | 0 | 0
[26 empty] | 0 | 0
[26 empty] | 0 | 0
[26 empty] | 0 | 0
[26 empty] | 0 | 0
[26 empty] | 0 | 0
[26 empty] | 0 | 0
[26 empty] | 0 | 0
[26 empty] | 0 | 0
[26 empty] | 0 | 0
[26 empty] | 0 | 0
[26 empty] | 0 | 0
[26 empty] | 0 | 0
[26 empty] | 0 | 0
[26 empty] | 0 | 0
[26 empty] | 0 | 0
[26 empty] | 0 | 0
[26 empty] | 0 | 0
[26 empty] | 0 | 0
[26 empty] | 0 | 0
[26 empty] | 0 | 0
[26 empty] | 0 | 0
[26 empty] | 0 | 0
[26 empty] | 0 | 0
[26 empty] | 0 | 0
[26 empty] | 0 | 0
[26 empty] | 0 | 0
[26 empty] | 0 | 0
[26 empty] | 0 | 0
[26 empty] | 0 | 0
[26 empty] | 0 | 0
[26 empty] | 0 | 0
[26 empty] | 0 | 0
[26 empty] | 0 | 0
[26 empty] | 0 | 0
[26 empty] | 0 | 0
[26 empty] | 0 | 0
[26 empty] | 0 | 0
[26 empty] | 0 | 0
[26 empty] | 0 | 0
[26 empty] | 0 | 0
[26 empty] | 0 | 0
[26 empty] | 0 | 0
[26 empty] | 0 | 0
[26 empty] | 0 | 0
[26 empty] | 0 | 0
[26 empty] | 0 | 0
[26 empty] | 0 | 0
[26 empty] | 0 | 0
[26 empty] | 0 | 0
[26 empty] | 0 | 0
[26 empty] | 0 | 0
[26 empty] | 0 | 0
[26 empty] | 0 | 0
[26 empty] | 0 | 0
[26 empty] | 0 | 0
[26 empty] | 0 | 0
[26 empty] | 0 | 0
[26 empty] | 0 | 0
[26 empty] | 0 | 0
[26 empty] | 0 | 0
[26 empty] | 0 | 0
[26 empty] | 0 | 0
[26 empty] | 0 | 0
[26 empty] | 0 | 0
[26 empty] | 0 | 0
[26 empty] | 0 | 0
[26 empty] | 0 | 0
[26 empty] | 0 | 0
[26 empty] | 0 | 0
[26 empty] | 0 | 0
[26 empty] | 0 | 0
[26 empty] | 0 | 0
[26 empty] | 0 | 0
[26 empty] | 0 | 0
[26 empty] | 0 | 0
[26 empty] | 0 | 0
[26 empty] | 0 | 0
[26 empty] | 0 | 0
[26 empty] | 0 | 0
[26 empty] | 0 | 0
[26 empty] | 0 | 0
[26 empty] | 0 | 0
[26 empty] | 0 | 0
[26 empty] | 0 | 0
[26 empty] | 0 | 0
[26 empty] | 0 | 0
[26 empty] | 0 | 0
[26 empty] | 0 | 0
[26 empty] | 0 | 0
[26 empty] | 0 | 0
[26 empty] | 0 | 0
[26 empty] | 0 | 0
[26 empty] | 0 | 0
[26 empty] | 0 | 0
[26 empty] | 0 | 0
[26 empty] | 0 | 0
[26 empty] | 0 | 0
[26 empty] | 0 | 0
[26 empty] | 0 | 0
[26 empty] | 0 | 0
[26 empty] | 0 | 0
[26 empty] | 0 | 0
[26 empty] | 0 | 0
[26 empty] | 0 | 0
[26 empty] | 0 | 0
[26 empty] | 0 | 0
[26 empty] | 0 | 0
[26 empty] | 0 | 0
[26 empty] | 0 | 0
[26 empty] | 0 | 0
[26 empty] | 0 | 0
[26 empty] | 0 | 0
[26 empty] | 0 | 0
[26 empty] | 0 | 0
[26 empty] | 0 | 0
[26 empty] | 0 | 0
[26 empty] | 0 | 0
[26 empty] | 0 | 0
[26 empty] | 0 | 0
[26 empty] | 0 | 0
[26 empty] | 0 | 0
[26 empty] | 0 | 0
[26 empty] | 0 | 0
[26 empty] | 0 | 0
[26 empty] | 0 | 0
[26 empty] | 0 | 0
[26 empty] | 0 | 0
[26 empty] | 0 | 0
[26 empty] | 0 | 0
[26 empty] | 0 | 0
[26 empty] | 0 | 0
[26 empty] | 0 | 0
[26 empty] | 0 | 0
[26 empty] | 0 | 0
[26 empty] | 0 | 0
[26 empty] | 0 | 0
[26 empty] | 0 | 0
[26 empty] | 0 | 0
[26 empty] | 0 | 0
[26 empty] | 0 | 0
[26 empty] | 0 | 0
[26 empty] | 0 | 0
[26 empty] | 0 | 0
[26 empty] | 0 | 0
[26 empty] | 0 | 0
[26 empty] | 0 | 0
[26 empty] | 0 | 0
[26 empty] | 0 | 0
[26 empty] | 0 | 0
[26 empty] | 0 | 0
[26 empty] | 0 | 0
[26 empty] | 0 | 0
[26 empty] | 0 | 0
[26 empty] | 0 | 0
[26 empty] | 0 | 0
[26 empty] | 0 | 0
[26 empty] | 0 | 0
[26 empty] | 0 | 0
[26 empty] | 0 | 0
[26 empty] | 0 | 0
[26 empty] | 0 | 0
[26 empty] | 0 | 0
[26 empty] | 0 | 0
[26 empty] | 0 | 0
[26 empty] | 0 | 0
[26 empty] | 0 | 0
[26 empty] | 0 | 0
[26 empty] | 0 | 0
[26 empty] | 0 | 0
[26 empty] | 0 | 0
[26 empty] | 0 | 0
[26 empty] | 0 | 0
[26 empty] | 0 | 0
[26 empty] | 0 | 0
[26 empty] | 0 | 0
[26 empty] | 0 | 0
[26 empty] | 0 | 0
[26 empty] | 0 | 0
[26 empty] | 0 | 0
[26 empty] | 0 | 0
[26 empty] | 0 | 0
[26 empty] | 0 | 0
[26 empty] | 0 | 0
[26 empty] | 0 | 0
[26 empty] | 0 | 0
[26 empty] | 0 | 0
[26 empty] | 0 | 0
[26 empty] | 0 | 0
[26 empty] | 0 | 0
[26 empty] | 0 | 0
[26 empty] | 0 | 0
[26 empty] | 0 | 0
[26 empty] | 0 | 0
[26 empty] | 0 | 0
[26 empty] | 0 | 0
[26 empty] | 0 | 0
[26 empty] | 0 | 0
[26 empty] | 0 | 0
[26 empty] | 0 | 0
[26 empty] | 0 | 0
[26 empty] | 0 | 0
[26 empty] | 0 | 0
[26 empty] | 0 | 0
[26 empty] | 0 | 0
[26 empty] | 0 | 0
[26 empty] | 0 | 0
[26 empty] | 0 | 0
[26 empty] | 0 | 0
[26 empty] | 0 | 0
[26 empty] | 0 | 0
[26 empty] | 0 | 0
[26 empty] | 0 | 0
[26 empty] | 0 | 0
[26 empty] | 0 | 0
[26 empty] | 0 | 0
[26 empty] | 0 | 0
[26 empty] | 0 | 0
[26 empty] | 0 | 0
[26 empty] | 0 | 0
[26 empty] | 0 | 0
[26 empty] | 0 | 0
[26 empty] | 0 | 0
[26 empty] | 0 | 0
[26 empty] | 0 | 0
[26 empty] | 0 | 0
[26 empty] | 0 | 0
[26 empty] | 0 | 0
[26 empty] | 0 | 0
[26 empty] | 0 | 0
[26 empty] | 0 | 0
[26 empty] | 0 | 0
[26 empty] | 0 | 0
[26 empty] | 0 | 0
[26 empty] | 0 | 0
[26 empty] | 0 | 0
[26 empty] | 0 | 0
[26 empty] | 0 | 0
[26 empty] | 0 | 0
[26 empty] | 0 | 0
[26 empty] | 0 | 0
[26 empty] | 0 | 0
[26 empty] | 0 | 0
[26 empty] | 0 | 0
[26 empty] | 0 | 0
[26 empty] | 0 | 0
[26 empty] | 0 | 0
[26 empty] | 0 | 0
[26 empty] | 0 | 0
[26 empty] | 0 | 0
[26 empty] | 0 | 0
[26 empty] | 0 | 0
[26 empty] | 0 | 0
[26 empty] | 0 | 0
[26 empty] | 0 | 0
[26 empty] | 0 | 0
[26 empty] | 0 | 0
[26 empty] | 0 | 0
[26 empty] | 0 | 0
[26 empty] | 0 | 0
[26 empty] | 0 | 0
[26 empty] | 0 | 0
[26 empty] | 0 | 0
[26 empty] | 0 | 0
[26 empty] | 0 | 0
[26 empty] | 0 | 0
[26 empty] | 0 | 0
[26 empty] | 0 | 0
[26 empty] | 0 | 0
[26 empty] | 0 | 0
[26 empty] | 0 | 0
[26 empty] | 0 | 0
[26 empty] | 0 | 0
[26 empty] | 0 | 0
[26 empty] | 0 | 0
[26 empty] | 0 | 0
[26 empty] | 0 | 0
[26 empty] | 0 | 0
[26 empty] | 0 | 0
[26 empty] | 0 | 0
[26 empty] | 0 | 0
[26 empty] | 0 | 0
[26 empty] | 0 | 0
[26 empty] | 0 | 0
[26 empty] | 0 | 0
[26 empty] | 0 | 0
[26 empty] | 0 | 0
[26 empty] | 0 | 0
[26 empty] | 0 | 0
[26 empty] | 0 | 0
[26 empty] | 0 | 0
[26 empty] | 0 | 0
[26 empty] | 0 | 0
[26 empty] | 0 | 0
[26 empty] | 0 | 0
[26 empty] | 0 | 0
[26 empty] | 0 | 0
[26 empty] | 0 | 0
[26 empty] | 0 | 0
[26 empty] | 0 | 0
[26 empty] | 0 | 0
[26 empty] | 0 | 0
[26 empty] | 0 | 0
[26 empty] | 0 | 0
[26 empty] | 0 | 0
[26 empty] | 0 | 0
[26 empty] | 0 | 0
[26 empty] | 0 | 0
[26 empty] | 0 | 0
[26 empty] | 0 | 0
[26 empty] | 0 | 0
[26 empty] | 0 | 0
[26 empty] | 0 | 0
[26 empty] | 0 | 0
[26 empty] | 0 | 0
[26 empty] | 0 | 0
[26 empty] | 0 | 0
[26 empty] | 0 | 0
[26 empty] | 0 | 0
[26 empty] | 0 | 0
[26 empty] | 0 | 0
[26 empty] | 0 | 0
[26 empty] | 0 | 0
[26 empty] | 0 | 0
[26 empty] | 0 | 0
[26 empty] | 0 | 0
[26 empty] | 0 | 0
[26 empty] | 0 | 0
[26 empty] | 0 | 0
[26 empty] | 0 | 0
[26 empty] | 0 | 0
[26 empty] | 0 | 0
[26 empty] | 0 | 0
[26 empty] | 0 | 0
[26 empty] | 0 | 0
[26 empty] | 0 | 0
[26 empty] | 0 | 0
[26 empty] | 0 | 0
[26 empty] | 0 | 0
[26 empty] | 0 | 0
[26 empty] | 0 | 0
[26 empty] | 0 | 0
[26 empty] | 0 | 0
[26 empty] | 0 | 0
[26 empty] | 0 | 0
[26 empty] | 0 | 0
[26 empty] | 0 | 0
[26 empty] | 0 | 0
[26 empty] | 0 | 0
[26 empty] | 0 | 0
[26 empty] | 0 | 0
[26 empty] | 0 | 0
[26 empty] | 0 | 0
[26 empty] | 0 | 0
[26 empty] | 0 | 0
[26 empty] | 0 | 0
[26 empty] | 0 | 0
[26 empty] | 0 | 0
[26 empty] | 0 | 0
[26 empty] | 0 | 0
[26 empty] | 0 | 0
[26 empty] | 0 | 0
[26 empty] | 0 | 0
[26 empty] | 0 | 0
[26 empty] | 0 | 0
[26 empty] | 0 | 0
[26 empty] | 0 | 0
[26 empty] | 0 | 0
[26 empty] | 0 | 0
[26 empty] | 0 | 0
[26 empty] | 0 | 0
[26 empty] | 0 | 0
[26 empty] | 0 | 0
[26 empty] | 0 | 0
[26 empty] | 0 | 0
[26 empty] | 0 | 0
[26 empty] | 0 | 0
[26 empty] | 0 | 0
[26 empty] | 0 | 0
[26 empty] | 0 | 0
[26 empty] | 0 | 0
[26 empty] | 0 | 0
[26 empty] | 0 | 0
[26 empty] | 0 | 0
[26 empty] | 0 | 0
[26 empty] | 0 | 0
[26 empty] | 0 | 0
[26 empty] | 0 | 0
[26 empty] | 0 | 0
[26 empty] | 0 | 0
[26 empty] | 0 | 0
[26 empty] | 0 | 0
[26 empty] | 0 | 0
[26 empty] | 0 | 0
[26 empty] | 0 | 0
[26 empty] | 0 | 0
[26 empty] | 0 | 0
[26 empty] | 0 | 0
[26 empty] | 0 | 0
[26 empty] | 0 | 0
[26 empty] | 0 | 0
[26 empty] | 0 | 0
[26 empty] | 0 | 0
[26 empty] | 0 | 0
[26 empty] | 0 | 0
[26 empty] | 0 | 0
[26 empty] | 0 | 0
[26 empty] | 0 | 0
[26 empty] | 0 | 0
[26 empty] | 0 | 0
[26 empty] | 0 | 0
[26 empty] | 0 | 0
[26 empty] | 0 | 0
[26 empty] | 0 | 0
[26 empty] | 0 | 0
[26 empty] | 0 | 0
[26 empty] | 0 | 0
[26 empty] | 0 | 0
[26 empty] | 0 | 0
[26 empty] | 0 | 0
[26 empty] | 0 | 0
[26 empty] | 0 | 0
[26 empty] | 0 | 0
[26 empty] | 0 | 0
[26 empty] | 0 | 0
[26 empty] | 0 | 0
[26 empty] | 0 | 0
[26 empty] | 0 | 0
[26 empty] | 0 | 0
[26 empty] | 0 | 0
[26 empty] | 0 | 0
[26 empty] | 0 | 0
[26 empty] | 0 | 0
[26 empty] | 0 | 0
[26 empty] | 0 | 0
[26 empty] | 0 | 0
[26 empty] | 0 | 0
[26 empty] | 0 | 0
[26 empty] | 0 | 0
[26 empty] | 0 | 0
[26 empty] | 0 | 0
[26 empty] | 0 | 0
[26 empty] | 0 | 0
[26 empty] | 0 | 0
[26 empty] | 0 | 0
[26 empty] | 0 | 0
[26 empty] | 0 | 0
[26 empty] | 0 | 0
[26 empty] | 0 | 0
[26 empty] | 0 | 0
[26 empty] | 0 | 0
[26 empty] | 0 | 0
[26 empty] | 0 | 0
[26 empty] | 0 | 0
[26 empty] | 0 | 0
[26 empty] | 0 | 0
[26 empty] | 0 | 0
[26 empty] | 0 | 0
[26 empty] | 0 | 0
[26 empty] | 0 | 0
[26 empty] | 0 | 0
[26 empty] | 0 | 0
[26 empty] | 0 | 0
[26 empty] | 0 | 0
[26 empty] | 0 | 0
[26 empty] | 0 | 0
[26 empty] | 0 | 0
[26 empty] | 0 | 0
[26 empty] | 0 | 0
[26 empty] | 0 | 0
[26 empty] | 0 | 0
[26 empty] | 0 | 0
[26 empty] | 0 | 0
[26 empty] | 0 | 0
[26 empty] | 0 | 0
[26 empty] | 0 | 0
[26 empty] | 0 | 0
[26 empty] | 0 | 0
[26 empty] | 0 | 0
[26 empty] | 0 | 0
[26 empty] | 0 | 0
[26 empty] | 0 | 0

## Zones
Houston | -1
North | -1
South | -1
West | 1
SET UP AREA, copy & paste values to cell B1
Source | West |  | N to H | N to W | N to S | W to N | S to N | W to S
Sink | North | Houston | -1 | 1 | -1 | -1 | 1 | -1
|  | North | 1 | 1 | 1 | -1 | -1 | -1
|  | South | -1 | 1 | -1 | -1 | 1 | -1
|  | West | 1 | -1 | 1 | 1 | -1 | 1
|  | Source | North | North | North | West | South | West
|  | Sink | Houston | West | South | North | North | South

## Tech
Number of Bus | Name of Bus | Tech Type
238 | BOSQUESW505 | CC
239 | BOSQUESW502 | GGT
244 | WHITNYDM01 | Hydro
245 | WHITNYDM02 | Hydro
247 | BOSQUESW501 | GGT
251 | BOSQUESW803 | CC
253 | BOSQUESW804 | CC
332 | RWMILLER01 | GST
333 | RWMILLER02 | GST
334 | RWMILLER03 | GST
335 | RWMILLER04 | GST
336 | RWMILLER05 | GST
344 | MRSSHPRD | Hydro
345 | MRSSHPRD01 | Hydro
366 | JNSNCNTY802 | Cogen
367 | JNSNCNTY802 | Cogen
503 | NTHTEXAS01 | GST
504 | NTHTEXAS02 | GST
505 | NTHTEXAS03 | GST
580 | JCKCNTY801 | CC
581 | JCKCNTY802 | CC
582 | JCKCNTY803 | CC
728 | WOLFRIDGE801 | Wind
837 | NEWMAN_G5 | GST
842 | OLINGER_G1 | GST
843 | OLINGER_G2 | GST
844 | OLINGER_G3 | GST
845 | OLINGER_G4 | GGT
923 | SPENCER_G4 | GST
924 | SPENCER_G5 | GST
948 | STEAM1 | GST
949 | STEAM2 | GST
950 | STEAM3 | GST
990 | GIBN_CREK_G1 | LIGCO
1002 | PBCTAGE_1G | GGT
1003 | PBCTBGE_2G | GGT
1004 | PBCTCGE_3G | GGT
1005 | PBCTDGE_4G | GGT
1006 | PBCTEGE_5G | GGT
1007 | PB5GEN_6G | GST
1008 | PB6GEN_7G | GST
1037 | MORGAN5G_5G | GST
1039 | MRGNAG_1G | GGT
1040 | MRGNBG_2G | GGT
1041 | MRGNCG_3G | GGT
1042 | MRGNDG_4G | GGT
1043 | MRGNEG_5G | GGT
1044 | MRGNFG_6G | GGT
1045 | CALENG1G_1G | Cogen
1046 | CALENG2G_2G | Cogen
1047 | CALENG3G_3G | Cogen
1058 | LONGSHORE_5 | Wind
1058 | LONGSHORE_5 | Wind
1061 | CIELOGEN_1G | Wind
1062 | CIELOGEN_2G | Wind
1068 | SCURRYCW_1G | Wind
1069 | KINDERMG_1G | Cogen
1070 | KINDERMG_2G | Cogen
1071 | KINDERMG_3G | Cogen
1073 | SCURRYCW_2G | Wind
1320 | BSP 1 | Cogen
1326 | STANTONW_8 | Wind
1327 | WILDHRSE_1G | Wind
1328 | OCOTILLO_1G | Wind
1333 | MCDDONAL_8 | Wind
1343 | TRENTIPP_8 | Wind
1349 | WESTXWIN_1G | Wind
1350 | NWPWRG1_1G | Wind
1354 | AEPWIND_8 | Wind
1360 | GUNSIGHT_8 | Wind
1416 | SWETWATR_1G | CC
1417 | SWETWATR_2G | CC
1418 | SWETWATR_3G | CC
1419 | SWETWATR_4G | CC
1432 | GRHAMSES_2G | GST
1433 | GRHAMSES_1G | GST
1437 | MESQUITW_1G | Wind
1438 | MESQUITW_2G | Wind
1442 | COKFIELD_5 | Wind
1453 | WCPWRCO_1G | CC
1454 | WCPWRCO_2G | CC
1455 | WCPWRCO_3G | CC
1479 | WFCOGEN_1G | Cogen
1479 | WFCOGEN_1G | Cogen
1482 | WFCOGEN_2G | Cogen
1482 | WFCOGEN_2G | Cogen
1600 | BARTNWND_1G | Wind
1643 | SLSTR1PP_1G | Wind
1675 | PEC_1G | Cogen
1676 | PEC_2G | Cogen
1677 | PEC_3G | Cogen
1678 | LAMARPWR_1G | CC
1679 | LAMARPWR_2G | CC
1680 | LAMARPWR_3G | CC
1681 | LAMARPWR_4G | CC
1682 | LAMARPWR_5G | CC
1683 | LAMARPWR_6G | CC
1687 | VALLEY_1G | GST
1688 | VALLEY_2G | GSC
1689 | VALLEY_3G | GST
1701 | MOSES_1G | LIGCO
1702 | MOSES_2G | LIGCO
1703 | MOSES_3G | LIGCO
1861 | EAGLEMNT_1G | GST
1862 | EAGLEMNT_2G | GST
1863 | EAGLEMNT_3G | GST
1877 | WLFHOLW_1G | CC
1878 | WLFHOLW_2G | CC
1879 | WLFHOLW_3G | CC
1889 | DECRDOVA_1G | GSC
1892 | DECRDOVA_2G | GGT
1893 | DECRDOVA_3G | GGT
1894 | DECRDOVA_4G | GGT
1895 | DECRDOVA_5G | GGT
1898 | COMCHEPK_1G | Nuc
1899 | COMCHEPK_2G | Nuc
1937 | MDLTHELP_5G | CC
1938 | MDLTHELP_6G | CC
1941 | MDLTHELP_1G | CC
1942 | MDLTHELP_2G | CC
1943 | MDLTHELP_3G | CC
1944 | MDLTHELP_4G | CC
1947 | HANDLEY_3G | GST
1948 | HANDLEY_4G | GST
1949 | HANDLEY_5G | GST
2371 | COLLIN_1G | GST
2381 | NTHLK1_G | GST
2382 | NTHLK2_G | GST
2383 | NTHLK3_G | GST
2413 | MTCK6_G | GST
2414 | MTCK7_G | GST
2417 | MTCK8_G | GSC
2451 | LKHB1_G | GST
2452 | LKHB2_G | GST
3097 | MARTLAKE_1G | LIGCO
3098 | MARTLAKE_2G | LIGCO
3099 | MARTLAKE_3G | LIGCO
3107 | STRYKER_1G | GST
3108 | STRYKER_2G | GST
3126 | TRINIDAD_6G | GST
3309 | ASPN_G | Bio
3348 | CHAMPION_1G | Cogen
3381 | BBRN_1G | LIGCO
3382 | BBRN_2G | LIGCO
3403 | THOUSE_1G | GSC
3404 | THOUSE_2G | GSC
3416 | LAKE_CRK1_G | GST
3417 | LAKE_CRK2_G | GST
3432 | SANDOW_4G | LIGCO
5026 | BRAUNIG_VHB1 | GST
5027 | BRAUNIG_VHB2 | GST
5028 | BRAUNIG_VHB3 | GST
5111 | CALAVER_JTD1 | LIGCO
5112 | CALAVER_JTD2 | LIGCO
5264 | LEON_LCP3G3 | GST
5265 | LEON_LCP4G4 | GST
5266 | LEON_LCPCT1 | GGT
5267 | LEON_LCPCT2 | GGT
5268 | LEON_LCPCT3 | GGT
5269 | LEON_LCPCT4 | GGT
5396 | CALAVER_OWS1 | GST
5397 | CALAVER_OWS2 | GST
5401 | CALAVER_JKS1 | LIGCO
5436 | TUTTL_WBT1G1 | GST
5438 | TUTTL_WBT3G3 | GST
5439 | TUTTL_WBT4G4 | GST
5476 | BRA_AVR1_CT1 | CC
5477 | BRA_AVR1_ST | CC
5478 | BRA_AVR1_CT2 | CC
5503 | RAYBURNGEN3 | GST
5505 | RAYBURNGEN1 | GGT
5506 | RAYBURNGEN2 | GGT
5508 | RAYBURNCC9 | CC
5509 | RAYBURNCC10 | CC
5511 | RAYBURNCC7 | CC
5512 | RAYBURNCC8 | CC
5728 | FALCONHYDRO2 | Hydro
5729 | FALCONHYDRO3 | Hydro
5890 | PEARSALLGEN1 | GST
5891 | PEARSALLGEN2 | GST
5892 | PEARSALLGEN3 | GST
5903 | SANMIGUELGEN | LIGCO
5911 | STP_GN1___1 | Nuc
5912 | STP_GN2___2 | Nuc
5920 | WELSHDC1 | DCTie
5925 | DCEAST | DCTie
5932 | SI_RAY9 | CC
5933 | SI_RAY6 | GST
5934 | SI_RAY5 | GST
5935 | SI_RAY10 | CC
6016 | SWMESA | Wind
6096 | NORTHDC7 | DCTie
6100 | OKLA7A | DCTie
6144 | MCADOO1A | Wind
6407 | TURKTRAK1A | Wind
6637 | SNYDERW1A | Wind
6752 | OKLA0A | LIGCO
6948 | DENISNDM | Hydro
6948 | DENISNDM | Hydro
7000 | L_FERGUS1_1Y | GSC
7004 | L_SIMGID1_1Y | GST
7005 | L_SIMGID1_2Y | GST
7006 | L_SIMGID1_3Y | GST
7007 | L_LOSTPI1_1Y | CC
7008 | L_LOSTPI1_2Y | CC
7009 | L_LOSTPI1_3Y | CC
7010 | L_FPPYD11_1Y | LIGCO
7011 | L_FPPYD11_2Y | LIGCO
7012 | L_FPPYD21_3Y | LIGCO
7014 | L_HAYSEN1_1Y | CC
7015 | L_HAYSEN1_2Y | CC
7016 | L_HAYSEN1_3Y | CC
7017 | L_HAYSEN1_4Y | CC
7020 | L_AUSTPL1_1Y | Hydro
7020 | L_AUSTPL1_1Y | Hydro
7022 | L_BUCHAN1_1Y | Hydro
7023 | L_BUCHAN1_2Y | Hydro
7024 | L_BUCHAN1_3Y | Hydro
7026 | L_INKSDA1_1Y | Hydro
7028 | L_MARBFA1_1Y | Hydro
7029 | L_MARBFA1_2Y | Hydro
7031 | L_MARSFO1G1Y | Hydro
7032 | L_MARSFO1G2Y | Hydro
7033 | L_MARSFO1G3Y | Hydro
7035 | L_WIRTZ_1G1Y | Hydro
7036 | L_WIRTZ_1G2Y | Hydro
7038 | L_DELAWA1_1Y | Wind
7038 | L_DELAWA1_1Y | Wind
7303 | L_WPPGS12_1Y | GGT
7303 | L_WPPGS12_1Y | GGT
7305 | L_WPPGS34_1Y | GGT
7305 | L_WPPGS34_1Y | GGT
7487 | L_CANYHY8_1Y | Hydro
7605 | L_MCQUEE9_1Y | Hydro
7605 | L_MCQUEE9_1Y | Hydro
7605 | L_MCQUEE9_1Y | Hydro
7609 | L_SCHUMA8_1Y | Hydro
7624 | L_LAKEWO9_1Y | Hydro
7624 | L_LAKEWO9_1Y | Hydro
7800 | L_GUADGE1_1Y | CC
7801 | L_GUADGE1_2Y | CC
7802 | L_GUADGE1_3Y | CC
7803 | L_GUADGE1_4Y | CC
7804 | L_GUADGE1_5Y | CC
7805 | L_GUADGE1_6Y | CC
7807 | L_BASTEN1_1Y | CC
7808 | L_BASTEN1_2Y | CC
7809 | L_BASTEN1_3Y | CC
7810 | L_RIONOG1G1Y | CC
7811 | L_RIONOG1G2Y | CC
7812 | L_RIONOG1G3Y | CC
7813 | L_RIONOG1S1Y | CC
8032 | AMISTADHYD1 | Hydro
8033 | AMISTADHYD2 | Hydro
8048 | FALCONHYDRO1 | Hydro
8066 | DUP1V#1 | Cogen
8134 | FOR #1 | Cogen
8138 | FOR #2 | Cogen
8139 | JOS #1 | GST
8147 | UCAR #2 | Cogen
8148 | UCAR #1 | Cogen
8153 | FOR #3 | Cogen
8154 | FOR #4 | Cogen
8155 | FOR #5 | Cogen
8156 | FOR #6 | Cogen
8157 | FOR #7 | Cogen
8161 | COLETO0A | LIGCO
8173 | VICEC51A | CC
8174 | VICEC61A | CC
8189 | CUECPL2A | Cogen
8262 | ELPS | Hydro
8285 | LAR #1 | GST
8287 | LAR #2 | GST
8288 | LAR #3 | GST
8388 | BATES0A | GST
8393 | BATES0B | GST
8437 | NUECES_B0C | GST
8438 | NUECES_B0B | GST
8442 | NBEC7 | GST
8442 | NBEC7 | GST
8456 | COSW#1 | Cogen
8457 | COSW#2 | Cogen
8459 | B_DAVIS0B | GSC
8460 | B_DAVIS0A | GSC
8461 | KOCH_UP0A | Cogen
8506 | VAL #1 | Cogen
8507 | VAL #2 | Cogen
8511 | OXY_CC0A | Cogen
8517 | CELANEBI0A | Cogen
8560 | CNOPGT1 | Cogen
8561 | CNOPGT2 | Cogen
8562 | CNOPST1 | Cogen
8926 | LGE_GT10A | Cogen
8927 | LGE_GT20A | Cogen
8928 | LGE_STG0A | Cogen
8930 | ICPGN10A | Cogen
8931 | ICPGN20A | Cogen
8932 | ICPGN30A | Cogen
8933 | FGNTS001 | CC
8934 | FGNTS101 | CC
8935 | FGNTS201 | CC
8936 | MVGN#1 | CC
8937 | MVGN#2 | CC
8938 | MVGN#3 | CC
8981 | HECN1 | CC
8982 | HECN2 | CC
8983 | HECN3 | CC
9000 | DECKR_G1 | GST
9001 | DECKR_G2 | GST
9002 | DECKR_G3 | GGT
9003 | DECKR_G4 | GGT
9004 | DECKR_G5 | GGT
9005 | DECKR_G6 | GGT
9016 | SANDH_G1 | GGT
9017 | SANDH_G2 | GGT
9018 | SANDH_G3 | GGT
9019 | SANDH_G4 | GGT
9020 | SANDHG5A | CC
9021 | SANDHG5C | CC
11001 | NAV1CT | CC
11009 | NAV2CT | CC
11011 | NAV3ST | CC
11012 | NAV4CT | CC
11013 | NAV5CT | CC
11014 | NAV6ST | CC
11020 | TIEHVSG_1G | CC
11021 | TIEHVCG_1G | CC
11022 | TIEHVCG_2G | CC
11023 | TIEHVCG_3G | CC
11024 | TIEHVCG_4G | CC
11025 | TIEHVSG_2G | CC
11056 | ROSCOE_1G | Wind
11057 | CHAMPION_1G | Wind
11058 | PYRON_1G | Wind
11059 | INADALE_1G | Wind
11065 | ELBOWCK_1G | Wind
11147 | NOTREES_1G | Wind
11309 | BULLCREK_2G | Wind
11310 | BULLCREK_1G | Wind
11320 | COYOTE_1G | Wind
11691 | KMICHICT1_G | CC
11692 | KMICHICT2_G | CC
11693 | KMICHIST3_G | CC
11694 | KMICHICT4_G | CC
11695 | KMICHICT5_G | CC
11696 | KMICHIST6_G | CC
12322 | ENNSTRAC_1G | CC
12323 | ENNSTRAC_2G | CC
12411 | FPLEFR1A_G | CC
12412 | FPLEFR1B_G | CC
12413 | FPLEFR1C_G | CC
12414 | FPLEFR1S_G | CC
12421 | FPLEFR2A_G | CC
12422 | FPLEFR2B_G | CC
12423 | FPLEFR2C_G | CC
12424 | FPLEFR2S_G | CC
12440 | PARKD_1SVC8 | GST
12449 | PARKD_2SVC8 | GST
13116 | TGATEWAY_1G | CC
13117 | TGATEWAY_2G | CC
13118 | TGATEWAY_3G | CC
13119 | TGATEWAY_4G | CC
13131 | CALFREST_1G | CC
13132 | CALFREST_2G | CC
13133 | CALFREST_3G | CC
13134 | CALFREST_4G | CC
13135 | CALFREST_5G | CC
13136 | CALFREST_6G | CC
13432 | SANDOW_5G | LIGCO
32798 | BRYN_TAMUGEN | GST
32883 | BRYN_DNSBY3 | GST
32884 | BRYN_DNSBY13 | GST
32886 | BRYN_ATKINS3 | GST
32887 | BRYN_ATKINS6 | GST
32888 | BRYN_ATKINS7 | GGT
32890 | BRYN_ATKINS4 | GST
32891 | BRYN_ATKINS5 | GST
32892 | BRYN_DNSBY14 | GST
36998 | RDCNYNG1 | Wind
38332 | TNWDWRDU2_8 | Wind
38437 | TNSRBNMESA9 | Wind
38580 | TNBP_CGN1_8 | Cogen
38590 | TNBP_CGN2_8 | Cogen
38600 | TNBP_CGN3_8 | Cogen
38611 | TNBPAMCG1_8 | Cogen
38612 | TNBPAMCG2_8 | Cogen
38613 | TNBPAMCG3_8 | Cogen
38614 | TNBPAMCG4_8 | Cogen
38615 | TNBPAMCG5_8 | Cogen
38690 | TNBP_CGN4_8 | Cogen
38711 | TNTXCTY1CG8 | Cogen
38712 | TNTXCTY2CG8 | Cogen
38713 | TNTXCTY3CG8 | Cogen
38714 | TNTXCTY4CG8 | Cogen
39190 | TNSLCGN1__8 | Cogen
39470 | TNDOWCGNSG8 | Cogen
39480 | TNDOWCGNGG8 | Cogen
39760 | TNSCLP1___8 | Cogen
39770 | TNSCLP2___8 | Cogen
39775 | TNSCLP4___8 | Cogen
39790 | TNSCLP3___8 | Cogen
39960 | TNTNPONE_18 | LIGCO
39970 | TNTNPONE_28 | LIGCO
48500 | APD_GT1_8005 | Cogen
48510 | AK_GT1__8040 | Cogen
48511 | LPE_GT1_8070 | GGT
48512 | LPE_GT2_8075 | GGT
48513 | LPE_GT3_8080 | GGT
48514 | LPE_GT4_8085 | GGT
48520 | BSF_GT1_8070 | Cogen
48520 | BSF_GT1_8070 | Cogen
48521 | BVE_GT1_GT1 | CC
48522 | BVE_GT2_5035 | CC
48523 | BVE_ST1_GN1 | CC
48531 | BYU_GT1_8075 | Cogen
48532 | BYU_GT2_8055 | Cogen
48533 | BYU_GT3_8060 | Cogen
48534 | BYU_GT4_8065 | Cogen
48551 | CAL_GT1_8045 | Cogen
48552 | CAL_ST1_8000 | Cogen
48561 | CTL_GT2_8130 | Cogen
48562 | CTL_GT3_8135 | Cogen
48563 | CTL_GT4_8140 | Cogen
48564 | CTL_GN1_8145 | Cogen
48565 | CTL_GN2_8155 | Cogen
48581 | CBY_GN1_1 | GSC
48582 | CBY_GN2_2 | GSC
48583 | CBY_GT4_1 | GSC
48584 | CBY_GT4_2 | CC
48585 | CBY_ST4_1 | CC
48591 | CHE_GT2_5030 | Cogen
48593 | CHE_GT1_8015 | Cogen
48594 | CHE_GN4_8025 | Cogen
48595 | BTE_GT2_8075 | CC
48596 | BTE_GT3_8045 | CC
48597 | BTE_GT4_8055 | CC
48598 | BTE_ST1_8070 | CC
48611 | DIB_GT1_8080 | Cogen
48612 | DIB_GT2_8075 | Cogen
48613 | DIB_ST1_8085 | Cogen
48614 | DIB_GT3_8090 | Cogen
48641 | DPEC_GT15040 | CC
48642 | DPEC_GT25025 | CC
48643 | DPEC_GT35010 | CC
48644 | DPEC_GT45070 | CC
48645 | DPEC_ST55065 | CC
48651 | EP_1_2 | Cogen
48651 | EP_1_2 | Cogen
48671 | FTR_GT1_5105 | CC
48672 | FTR_GT2_5110 | CC
48673 | FTR_GT3_5085 | CC
48674 | FTR_CN4_5095 | CC
48690 | GBY_GN5_5 | GSC
48691 | GBY_73741085 | GGT
48691 | GBY_73741085 | GGT
48692 | GBY_81821075 | GGT
48692 | GBY_81821075 | GGT
48693 | GBY_83841065 | GGT
48693 | GBY_83841065 | GGT
48721 | LEG_1___1 | LIGCO
48722 | LEG_2___2 | LIGCO
48730 | MNS_GT | Cogen
48731 | CBE_GT1 | CC
48732 | CBE_GT2 | CC
48733 | CBE_ST12 | CC
48734 | CBE_GT3 | CC
48735 | CBE_GT4 | CC
48736 | CBE_ST34 | CC
48740 | PSG_GN2_8050 | Cogen
48741 | PSG_GT2_8040 | Cogen
48742 | PSG_GT3_8060 | Cogen
48761 | PR_GT1__9040 | Cogen
48772 | PHR_GN2_2 | GSC
48791 | PSA_GT1_8160 | Cogen
48792 | PSA_GT2_8155 | Cogen
48793 | PSA_GT3_8150 | Cogen
48794 | PSA_GT4_8145 | Cogen
48795 | PSA_GT5_8140 | Cogen
48796 | PSA_GN1_8165 | Cogen
48797 | PSA_GT6_8135 | Cogen
48811 | CVC_GT3_5045 | Cogen
48812 | CVC_GT2_5020 | Cogen
48813 | CVC_GT1_5035 | Cogen
48814 | CVC_ST5_5040 | Cogen
48815 | CVC_GT4_8005 | Cogen
48820 | SHELLG1_3015 | Cogen
48821 | SHELLG2 | Cogen
48822 | SHELLG3_3020 | Cogen
48822 | SHELLG3_3020 | Cogen
48841 | SJS_GT1_GT1 | Cogen
48842 | SJS_GT2_GT2 | Cogen
48845 | SOL_GT1 | Solar
48851 | SRB_GN1_1 | GST
48852 | SRB_GN2_2 | GST
48853 | SRB_GN3_3 | GST
48854 | SRB_GN4_4 | GST
48855 | SRB_GT211035 | GGT
48855 | SRB_GT211035 | GGT
48873 | THW_ST3_ST_3 | CC
48874 | THW_ST4_ST_4 | CC
48875 | THW_3132 | CC
48875 | THW_3132 | CC
48877 | THW_3334 | CC
48877 | THW_3334 | CC
48879 | THW_4142 | CC
48879 | THW_4142 | CC
48881 | THW_4344 | CC
48881 | THW_4344 | CC
48883 | THW_GT1_GT_1 | GGT
48885 | THW_5152 | GGT
48885 | THW_5152 | GGT
48886 | THW_5354 | GGT
48886 | THW_5354 | GGT
48887 | THW_5556 | GGT
48887 | THW_5556 | GGT
48911 | TGF_GT1_8000 | Cogen
48921 | WAP_GN1_1 | GST
48922 | WAP_GN2_2 | GST
48923 | WAP_GN3_3 | GST
48924 | WAP_GN4_4 | GSC
48925 | WAP_GN5_5 | LIGCO
48926 | WAP_GN6_6 | LIGCO
48927 | WAP_GN7_7 | LIGCO
48928 | WAP_GN8_8 | LIGCO
48929 | WAPGT21_GT1 | GGT
48940 | WARVUE_GT1 | Cogen
49803 | EXN_15GT | Cogen
49804 | EXN_16GT | Cogen
49805 | EXN_17GT | Cogen
49826 | EXN938GT | Cogen
49828 | EXN941GT | Cogen
49829 | EXN942GT | Cogen
49830 | EXN943GT | Cogen
49831 | EXN944GT | Cogen
49832 | EXN945GT | Cogen
49837 | EXN_GT | Cogen
49838 | EXN_14GT | Cogen
49851 | DOW17000 | Cogen
49858 | DOW38100 | Cogen
49859 | DOW38200 | Cogen
49860 | DOW38300 | Cogen
49862 | DOW39100 | Cogen
49863 | DOW39200 | Cogen
49865 | DOW41000 | Cogen
49866 | DOW42000 | Cogen
49869 | DOW49000 | Cogen
49870 | DOW61000 | Cogen
49871 | DOW62000 | Cogen
49872 | DOW63000 | Cogen
49873 | DOW64000 | Cogen
49876 | DOW65000 | Cogen
49877 | DOW66000 | Cogen
49878 | DOW67000 | Cogen
49882 | DOW81000 | Cogen
49884 | DOW82000 | Cogen
49885 | DOW83000 | Cogen
49886 | DOW84000 | Cogen
58909 | PEARSALLSCG1 | Diesel
58909 | PEARSALLSCG1 | Diesel
58909 | PEARSALLSCG1 | Diesel
58909 | PEARSALLSCG1 | Diesel
58909 | PEARSALLSCG1 | Diesel
58909 | PEARSALLSCG1 | Diesel
58919 | PEARSALLSCG2 | Diesel
58919 | PEARSALLSCG2 | Diesel
58919 | PEARSALLSCG2 | Diesel
58919 | PEARSALLSCG2 | Diesel
58919 | PEARSALLSCG2 | Diesel
58919 | PEARSALLSCG2 | Diesel
58929 | PEARSALLSCG3 | Diesel
58929 | PEARSALLSCG3 | Diesel
58929 | PEARSALLSCG3 | Diesel
58929 | PEARSALLSCG3 | Diesel
58929 | PEARSALLSCG3 | Diesel
58929 | PEARSALLSCG3 | Diesel
58949 | PEARSALLSCG4 | Diesel
58949 | PEARSALLSCG4 | Diesel
58949 | PEARSALLSCG4 | Diesel
58949 | PEARSALLSCG4 | Diesel
58949 | PEARSALLSCG4 | Diesel
58949 | PEARSALLSCG4 | Diesel
60000 | DSKY2 | Wind
60003 | KING_NE1A | Wind
60005 | KING_SE1A | Wind
60007 | KING_SW1A | Wind
60016 | WOODWRD11A | Wind
60017 | ORNNWP1 | Wind
60018 | DSKY1 | Wind
60019 | KING_NW1A | Wind
60057 | CALLAHAN1A | Wind
60058 | BUFF_GAP1A | Wind
60060 | CIRELLO | Wind
60063 | BUFF_GAP1B | Wind
60066 | H_HOLLOW1A | Wind
60068 | HHOLLOW21A | Wind
60070 | HHOLLOW31A | Wind
60072 | HHOLLOW41A | Wind
60081 | WHRLWIND1A | Wind
60201 | RIO DRCS | AVR
60202 | FRNDDRCS | AVR
71051 | L_BITTCR1_1N | Wind
71054 | L_SWEETW1_1N | Wind
71057 | L_SWEETW1_2N | Wind
71059 | L_SWEETW1_3N | Wind
71060 | L_SWEETW1_4N | Wind
71061 | L_SWEETW1_5N | Wind
76031 | L_GASCCR1_1N | Wind
76091 | L_DIVIDE1_1N | Wind
76095 | L_CAPRSI1_1N | Wind
76096 | L_CAPRSI1_2N | Wind
76097 | L_CAPRGE1_1N | Wind
80003 | MILHWYS | AVR
80012 | LAR | DCTie
80051 | FOR #8 | Cogen
80052 | FOR #9 | Cogen
80053 | FOR #10 | Cogen
80080 | GWINDT11A | Wind
80080 | GWINDT11A | Wind
80080 | GWINDT11A | Wind
80080 | GWINDT11A | Wind
80081 | GWINDT21A | Wind
80081 | GWINDT21A | Wind
80081 | GWINDT21A | Wind
80081 | GWINDT21A | Wind
80137 | CSDR89 | DCTie
80137 | CSDR89 | DCTie
80138 | CSDR7 | DCTie
80139 | CSDR56 | DCTie
80139 | CSDR56 | DCTie
80140 | CSDR11 | DCTie
80180 | PNSCALT11A | Wind
80180 | PNSCALT11A | Wind
80181 | PNSCALT21A | Wind
80181 | PNSCALT21A | Wind
80223 | REYSHR G | Cogen
80224 | VISTRONG1 | Cogen
80225 | VISTRONG2 | Cogen
80226 | ALCOA G | Cogen
80227 | AIRCO G | Cogen
80263 | B_DAVIS31A | CC
80264 | B_DAVIS41A | CC
80265 | LARECU40A | GGT
80266 | LARECU50A | GGT
86104 | CID-138 | DCTie
86105 | CID-230 | DCTie
86106 | CUF-230 | DCTie
86107 | CUF-138 | DCTie
88198 | BEEVILLE | AVR
88253 | HAMILTON | BLT
88299 | ZAPATA | BLT
88508 | FALFURRI | AVR