## Set up
Step 1 | Go to the Zones worksheet in this workbook. Make sure that the source and sink zones are set correctly and the "1"s and "-1"s are correct |  | Summary of Key Data points | Value
File Description: Cont_ LongCreek to Sweetwater and LongCreek to AbileneMulberry OL_ TonkawawI_5 to GrahamSES
Step 2 | Open Dennis' file that needs to have the data transferred, same file that is listed in cell K27 |  | Number of units | 645
|  |  | Dec PTDF cutoff point | 102
Step 3 | Copy columns J:X from an old Dennis' Sheet to the new sheet (if first round of a new alaysis) |  | Dec PTDF cutoff unit | OKLA0A
|  |  | Dec 10% unit | LONGSHORE_5
Step 4 | Mark the contingencies and monitored element set by a "y" in column K of Dennis' sheet, if there are a match on the filename use something to make unique |  | Dec max cumltv zone impact - cumltv zone share | 0.05853
|  |  | Dec max cumltv zone impact - cumltv zone share pt | 52
Step 5 | Enter Dennis' file name into cell K27 |  | Dec max cumltv zone impact - cumltv zone share unit | BULLCREK_1G
|  |  | West Zonal weighted AWGSF | 0.26205
Step 6 | click the step one button |  | North Zonal weighted AWGSF | -0.021395
|  |  | Inc PTDF cutoff point | 543
Step 7 | Enter the line ratings in Dennis' workbook, the Input worksheet, in the cells |  | Inc PTDF cutoff unit | HAMILTON
| X6:X30, or to the end of the selected list. |  | Inc 10% unit | VALLEY_3G
|  |  | Inc max cumltv zone impact - cumltv zone share | 0.014818
Step 8 | Check to see that the number of generators in Dennis' file matches the length |  | Inc max cumltv zone impact - cumltv zone share pt | 146
| of the formulas in columns L:V (Distributed Slack - Dec) have been copied through to the apporpriate number of rows |  | Inc max cumltv zone impact - cumltv zone share unit | BOSQUESW501
| If Dennis' sheet data is less than this file then clear any old unit data in columns A:K of this workbook to match the correct leng |  | West Zonal weighted AWGSF | 0.26205
| It is only necessary to match the Distributed Slack - Dec worksheet. |  | North Zonal weighted AWGSF | -0.021395
|  |  | Min of zone correlation | 0.081202
Step 9 | Click the step 2 button |  | Bounary gen in North Zone | 0
| The last file saved will still be open, yopu will need to close this file. |  | Bounary gen in soucre zone as % of line | 0%
| This sheet willno longer be open. |  | Bounary gen in West Zone | 0
|  |  | Bounary gen in soucre zone as % of line | 0
|  |  | OL element line rating | 1072
|  |  | West Zonal weighted AWGSF | 0.26205
|  | WN_043009automation.xls | North Zonal weighted AWGSF | -0.021395
Copy Dennis' data step 1
Copy Dennis' Data Step 2

## Distributed Slack - Dec
Number of Bus | Name of Bus | ID | Area Name of Gen | AGC | P Sensitivity of Bus | Gen MW | Min MW | Max MW | V Sensitivity of Bus | Set Volt | Tech Type | Zone Impact | Zone Correlation | Inc Max | Dec Max | Souce S.F. Weighting | Souce Capacity | Sink S.F. Weighting | Sink Capacity | PTDF Calc | PTDF Weighting | Cumulative Share of Zonal Cap | Cumulative Share of Zonal Impact | Cont_ LongCreek to Sweetwater and LongCreek to AbileneMulberry OL_ TonkawawI_5 to GrahamSES |  | i_PTDF_DEC_pt | 102 |  | BULLCREK_1G | Unit at max
11056 | ROSCOE_1G | 1 | West | YES | 0.38666 | 41.8 | 0 | 209 |  | 1 | Wind | 1 | 0.40805 | 0 | 209 | 80.8113 | 209 |  |  | 0.40805 | 85.2829 | 0.019273 | 0.026609 |  |  | i_10pctunit | 9 |  | 52 | # units @ max
11057 | CHAMPION_1G | 1 | West | YES | 0.38666 | 25.3 | 0 | 126.5 |  | 1 | Wind | 1 | 0.40805 | 0 | 126.5 | 48.9121 | 126.5 |  |  | 0.40805 | 51.6186 | 0.030938 | 0.042714 |  |  | # units | 645 |  | 0.05853 | delta max
11058 | PYRON_1G | 1 | West | YES | 0.38666 | 49.8 | 0 | 249 |  | 1 | Wind | 1 | 0.40805 | 0 | 249 | 96.2776 | 249 |  |  | 0.40805 | 101.605 | 0.0539 | 0.074415 | [5 empty] | Delta
11059 | INADALE_1G | 1 | West | YES | 0.38666 | 39.4 | 0 | 197 |  | 1 | Wind | 1 | 0.40805 | 0 | 197 | 76.1714 | 197 |  |  | 0.40805 | 80.3863 | 0.072067 | 0.099496 | Weighted Shift Factors |  |  |  | 1 | 0.0073354
1416 | SWETWATR_1G | 1 | West | YES | 0.30618 | 30 | 18 | 30 | 0 | 1.026 | CC | 1 | 0.32758 | 30 | 30 | 9.1855 | 30 |  |  | 0.32758 | 9.8273 | 0.074833 | 0.10256 | West | 0.26205 |  |  | 2 | 0.011775
1417 | SWETWATR_2G | 2 | West | YES | 0.30618 | 72 | 36 | 72 | 0 | 1.026 | CC | 1 | 0.32758 | 72 | 72 | 22.0451 | 72 |  |  | 0.32758 | 23.5856 | 0.081473 | 0.10992 | North | -0.021395 |  |  | 3 | 0.020515
1418 | SWETWATR_3G | 3 | West | YES | 0.30618 | 68 | 36 | 68 | 0 | 1.026 | CC | 1 | 0.32758 | 68 | 68 | 20.8204 | 68 |  |  | 0.32758 | 22.2753 | 0.087744 | 0.11687 |  |  |  |  | 4 | 0.027429
1419 | SWETWATR_4G | 4 | West | YES | 0.30618 | 61 | 36 | 61 | 0 | 1.026 | CC | 1 | 0.32758 | 61 | 61 | 18.6771 | 61 |  |  | 0.32758 | 19.9822 | 0.093369 | 0.12311 |  |  |  |  | 5 | 0.027729
1058 | LONGSHORE_5 | 1 | West | YES | 0.30456 | 30 | 0 | 150 |  | 1.01 | Wind | 1 | 0.32595 | 0 | 150 | 45.6835 | 150 |  |  | 0.32595 | 48.8929 | 0.1072 | 0.13836 |  |  |  |  | 6 | 0.028448
1058 | LONGSHORE_5 | 2 | West | YES | 0.30456 | 44 | 0 | 220 |  | 1.01 | Wind | 1 | 0.32595 | 0 | 220 | 67.0025 | 220 |  |  | 0.32595 | 71.7095 | 0.12749 | 0.16073 |  |  |  |  | 7 | 0.029127
11065 | ELBOWCK_1G | 1 | West | YES | 0.30456 | 23.4 | 0 | 121.9 | 0 | 1 | Wind | 1 | 0.32595 | 0 | 121.9 | 37.1255 | 121.9 |  |  | 0.32595 | 39.7336 | 0.13873 | 0.17313 |  |  |  |  | 8 | 0.029736
1045 | CALENG1G_1G | 1 | West | YES | 0.30318 | 73.4 | 27 | 73.4 | 0 | 1.014 | Cogen | 1 | 0.32458 | 0 | 0 | 0 | 0 |  |  | 0.32458 | 0 | 0.13873 | 0.17313 |  |  |  |  | 9 | 0.031159
1046 | CALENG2G_2G | 2 | West | YES | 0.30318 | 73.4 | 27 | 73.4 | 0 | 1.014 | Cogen | 1 | 0.32458 | 0 | 0 | 0 | 0 |  |  | 0.32458 | 0 | 0.13873 | 0.17313 |  |  |  |  | 10 | 0.033245
1047 | CALENG3G_3G | 3 | West | YES | 0.30318 | 70.4 | 27 | 70.4 | 0 | 1.014 | Cogen | 1 | 0.32458 | 0 | 0 | 0 | 0 |  |  | 0.32458 | 0 | 0.13873 | 0.17313 |  |  |  |  | 11 | 0.034401
11001 | NAV1CT | 1 | West | YES | 0.29851 | 70.4 | 18 | 70.4 | 0 | 1.029 | CC | 1 | 0.31991 | 70.4 | 70.4 | 21.0153 | 70.4 |  |  | 0.31991 | 22.5215 | 0.14522 | 0.18016 |  |  |  |  | 12 | 0.034401
11009 | NAV2CT | 1 | West | YES | 0.29851 | 71.4 | 18 | 71.4 | 0 | 1.029 | CC | 1 | 0.31991 | 71.4 | 71.4 | 21.3138 | 71.4 |  |  | 0.31991 | 22.8415 | 0.15181 | 0.18728 |  |  |  |  | 13 | 0.034401
11011 | NAV3ST | 1 | West | YES | 0.29851 | 92.8 | 40 | 92.8 | 0 | 1.029 | CC | 1 | 0.31991 | 92.8 | 92.8 | 27.702 | 92.8 |  |  | 0.31991 | 29.6875 | 0.16036 | 0.19655 |  |  |  |  | 14 | 0.034401
11012 | NAV4CT | 1 | West | YES | 0.29851 | 80 | 18 | 80 | 0 | 1.029 | CC | 1 | 0.31991 | 80 | 80 | 23.881 | 80 |  |  | 0.31991 | 25.5927 | 0.16774 | 0.20453 |  |  |  |  | 15 | 0.034936
11013 | NAV5CT | 1 | West | YES | 0.29851 | 80 | 18 | 80 | 0 | 1.029 | CC | 1 | 0.31991 | 80 | 80 | 23.881 | 80 |  |  | 0.31991 | 25.5927 | 0.17512 | 0.21252 |  |  |  |  | 16 | 0.035478
11014 | NAV6ST | 1 | West | YES | 0.29851 | 115 | 40 | 115 | 0 | 1.029 | CC | 1 | 0.31991 | 115 | 115 | 34.329 | 115 |  |  | 0.31991 | 36.7895 | 0.18572 | 0.224 |  |  |  |  | 17 | 0.036183
11020 | TIEHVSG_1G | 1 | West | YES | 0.29845 | 208.2 | 63 | 208.2 | 0 | 1.012 | CC | 1 | 0.31984 | 208.2 | 208.2 | 62.1365 | 208.2 |  |  | 0.31984 | 66.591 | 0.20492 | 0.24477 |  |  |  |  | 18 | 0.036791
11021 | TIEHVCG_1G | 1 | West | YES | 0.29845 | 142.1 | 103 | 142.1 | 0 | 1.012 | CC | 1 | 0.31984 | 142.1 | 142.1 | 42.4092 | 142.1 |  |  | 0.31984 | 45.4495 | 0.21803 | 0.25895 |  |  |  |  | 19 | 0.037398
11022 | TIEHVCG_2G | 1 | West | YES | 0.29845 | 132.4 | 103 | 132.4 | 0 | 1.012 | CC | 1 | 0.31984 | 132.4 | 132.4 | 39.5143 | 132.4 |  |  | 0.31984 | 42.347 | 0.23024 | 0.27216 |  |  |  |  | 20 | 0.038272
11023 | TIEHVCG_3G | 1 | West | YES | 0.29845 | 137.4 | 103 | 137.4 | 0 | 1.012 | CC | 1 | 0.31984 | 137.4 | 137.4 | 41.0065 | 137.4 |  |  | 0.31984 | 43.9462 | 0.24291 | 0.28588 |  |  |  |  | 21 | 0.039849
11024 | TIEHVCG_4G | 1 | West | YES | 0.29845 | 147 | 103 | 147 | 0 | 1.012 | CC | 1 | 0.31984 | 147 | 147 | 43.8716 | 147 |  |  | 0.31984 | 47.0167 | 0.25646 | 0.30055 |  |  |  |  | 22 | 0.040926
11025 | TIEHVSG_2G | 1 | West | YES | 0.29845 | 213.2 | 63 | 213.2 | 0 | 1.012 | CC | 1 | 0.31984 | 213.2 | 213.2 | 63.6287 | 213.2 |  |  | 0.31984 | 68.1902 | 0.27612 | 0.32182 |  |  |  |  | 23 | 0.041929
1002 | PBCTAGE_1G | A | West | YES | 0.29267 | 64 | 64 | 66 | 0 | 1.036 | GGT | 1 | 0.31406 | 66 | 66 | 19.316 | 66 |  |  | 0.31406 | 20.728 | 0.28221 | 0.32829 |  |  |  |  | 24 | 0.04297
1003 | PBCTBGE_2G | B | West | YES | 0.29267 | 65 | 65 | 66 | 0 | 1.036 | GGT | 1 | 0.31406 | 66 | 66 | 19.316 | 66 |  |  | 0.31406 | 20.728 | 0.2883 | 0.33476 |  |  |  |  | 25 | 0.044083
1004 | PBCTCGE_3G | C | West | YES | 0.29267 | 62 | 62 | 67 | 0 | 1.036 | GGT | 1 | 0.31406 | 67 | 67 | 19.6086 | 67 |  |  | 0.31406 | 21.0421 | 0.29447 | 0.34132 |  |  |  |  | 26 | 0.045698
1005 | PBCTDGE_4G | D | West | YES | 0.29267 | 65 | 65 | 68 | 0 | 1.036 | GGT | 1 | 0.31406 | 68 | 68 | 19.9013 | 68 |  |  | 0.31406 | 21.3562 | 0.30074 | 0.34798 |  |  |  |  | 27 | 0.046079
1006 | PBCTEGE_5G | E | West | YES | 0.29267 | 65 | 65 | 67 | 0 | 1.036 | GGT | 1 | 0.31406 | 67 | 67 | 19.6086 | 67 |  |  | 0.31406 | 21.0421 | 0.30692 | 0.35455 |  |  |  |  | 28 | 0.04646
1007 | PB5GEN_6G | 5 | West | YES | 0.29267 | 91.2 | 40 | 114 | 0 | 1.036 | GST | 1 | 0.31406 | 114 | 114 | 33.3639 | 114 |  |  | 0.31406 | 35.803 | 0.31744 | 0.36572 |  |  |  |  | 29 | 0.046847
1008 | PB6GEN_7G | 6 | West | YES | 0.29267 | 515 | 130 | 515 | 0 | 1.036 | GST | 1 | 0.31406 | 515 | 515 | 150.723 | 515 |  |  | 0.31406 | 161.7416 | 0.36493 | 0.41618 |  |  |  |  | 30 | 0.04724
7038 | L_DELAWA1_1Y | 1 | West | YES | 0.29252 | 3.5 | 0 | 35 | 0 | 1 | Wind | 1 | 0.31392 | 0 | 35 | 10.2383 | 35 |  |  | 0.31392 | 10.9872 | 0.36815 | 0.41961 |  |  |  |  | 31 | 0.047626
7038 | L_DELAWA1_1Y | 2 | West | YES | 0.29252 | 3 | 0 | 30 | 0 | 1 | Wind | 1 | 0.31392 | 0 | 30 | 8.7757 | 30 |  |  | 0.31392 | 9.4176 | 0.37092 | 0.42255 |  |  |  |  | 32 | 0.048284
11147 | NOTREES_1G | 1 | West | YES | 0.29213 | 29.8 | 0 | 149 | 0 | 1.017 | Wind | 1 | 0.31353 | 0 | 149 | 43.528 | 149 |  |  | 0.31353 | 46.7159 | 0.38466 | 0.43713 |  |  |  |  | 33 | 0.051257
1326 | STANTONW_8 | 1 | West | YES | 0.29091 | 20.1 | 0 | 100.5 |  | 1.01 | Wind | 1 | 0.31231 | 0 | 100.5 | 29.237 | 100.5 |  |  | 0.31231 | 31.3872 | 0.39393 | 0.44692 |  |  |  |  | 34 | 0.051458
1037 | MORGAN5G_5G | 5 | West | YES | 0.29069 | 109.6 | 40 | 137 | 0 | 1.029 | GST | 1 | 0.31208 | 137 | 137 | 39.824 | 137 |  |  | 0.31208 | 42.7551 | 0.40656 | 0.46026 |  |  |  |  | 35 | 0.051629
1039 | MRGNAG_1G | A | West | YES | 0.29069 | 69 | 69 | 69 | 0 | 1.029 | GGT | 1 | 0.31208 | 69 | 69 | 20.0573 | 69 |  |  | 0.31208 | 21.5336 | 0.41293 | 0.46698 |  |  |  |  | 36 | 0.052465
1040 | MRGNBG_2G | B | West | YES | 0.29069 | 70 | 70 | 71 | 0 | 1.029 | GGT | 1 | 0.31208 | 71 | 71 | 20.6387 | 71 |  |  | 0.31208 | 22.1578 | 0.41947 | 0.47389 |  |  |  |  | 37 | 0.05299
1041 | MRGNCG_3G | C | West | YES | 0.29069 | 69 | 69 | 70 | 0 | 1.029 | GGT | 1 | 0.31208 | 70 | 70 | 20.348 | 70 |  |  | 0.31208 | 21.8457 | 0.42593 | 0.48071 |  |  |  |  | 38 | 0.053696
1042 | MRGNDG_4G | D | West | YES | 0.29069 | 68 | 68 | 68 | 0 | 1.029 | GGT | 1 | 0.31208 | 68 | 68 | 19.7666 | 68 |  |  | 0.31208 | 21.2215 | 0.4322 | 0.48733 |  |  |  |  | 39 | 0.054052
1043 | MRGNEG_5G | E | West | YES | 0.29069 | 68 | 68 | 70 | 0 | 1.029 | GGT | 1 | 0.31208 | 70 | 70 | 20.348 | 70 |  |  | 0.31208 | 21.8457 | 0.43865 | 0.49414 |  |  |  |  | 40 | 0.054418
1044 | MRGNFG_6G | F | West | YES | 0.29069 | 66 | 66 | 66 | 0 | 1.029 | GGT | 1 | 0.31208 | 66 | 66 | 19.1853 | 66 |  |  | 0.31208 | 20.5974 | 0.44474 | 0.50057 |  |  |  |  | 41 | 0.054779
1328 | OCOTILLO_1G | 1 | West | YES | 0.28804 | 11.6 | 0 | 58 |  | 1.01 | Wind | 1 | 0.30944 | 0 | 58 | 16.7064 | 58 |  |  | 0.30944 | 17.9474 | 0.45009 | 0.50617 |  |  |  |  | 42 | 0.055129
1333 | MCDDONAL_8 | 1 | West | YES | 0.2878 | 42.8 | 0 | 214.2 |  | 1.01 | Wind | 1 | 0.3092 | 0 | 214.2 | 61.647 | 214.2 |  |  | 0.3092 | 66.2299 | 0.46984 | 0.52683 |  |  |  |  | 43 | 0.05549
1327 | WILDHRSE_1G | 1 | West | YES | 0.28399 | 0 | 0 | 120 |  | 1 | Wind | 1 | 0.30538 | 0 | 120 | 34.0786 | 120 |  |  | 0.30538 | 36.646 | 0.48091 | 0.53827 |  |  |  |  | 44 | 0.05583
1360 | GUNSIGHT_8 | 1 | West | YES | 0.28235 | 0 | 0 | 120 |  | 1.01 | Wind | 1 | 0.30375 | 0 | 120 | 33.8825 | 120 |  |  | 0.30375 | 36.4499 | 0.49197 | 0.54964 |  |  |  |  | 45 | 0.056081
1320 | BSP 1 | 1 | West | YES | 0.27969 | 25.5 | 2.9 | 25.8 | 0 | 1 | Cogen | 1 | 0.30109 | 0 | 0 | 0 | 0 |  |  | 0.30109 | 0 | 0.49197 | 0.54964 |  |  |  |  | 46 | 0.056992
11320 | COYOTE_1G | 1 | West | YES | 0.27926 | 22.5 | 0 | 225 |  | 1 | Wind | 1 | 0.30066 | 0 | 225 | 62.8337 | 225 |  |  | 0.30066 | 67.6477 | 0.51272 | 0.57075 |  |  |  |  | 47 | 0.05736
11309 | BULLCREK_2G | 1 | West | YES | 0.27866 | 20.9 | 0 | 180 |  | 1 | Wind | 1 | 0.30006 | 0 | 180 | 50.1595 | 180 |  |  | 0.30006 | 54.0107 | 0.52932 | 0.5876 |  |  |  |  | 48 | 0.057667
11310 | BULLCREK_1G | 1 | West | YES | 0.27866 | 15.1 | 0 | 180 |  | 1 | Wind | 1 | 0.30006 | 0 | 180 | 50.1595 | 180 |  |  | 0.30006 | 54.0107 | 0.54592 | 0.60445 |  |  |  |  | 49 | 0.057667
6637 | SNYDERW1A | 1 | West | YES | 0.27397 | 12.6 | 0 | 63 | 0 | 1.025 | Wind | 1 | 0.29537 | 0 | 63 | 17.2604 | 63 |  |  | 0.29537 | 18.6083 | 0.55173 | 0.61025 |  |  |  |  | 50 | 0.058025
1068 | SCURRYCW_1G | 1 | West | YES | 0.27093 | 28.2 | 1.3 | 141 | 0 | 1.0217 | Wind | 1 | 0.29232 | 0 | 141 | 38.2008 | 141 |  |  | 0.29232 | 41.2176 | 0.56473 | 0.62311 |  |  |  |  | 51 | 0.058277
1073 | SCURRYCW_2G | 2 | West | YES | 0.27093 | 24 | 0 | 120 | 0 | 1.0217 | Wind | 1 | 0.29232 | 0 | 120 | 32.5114 | 120 |  |  | 0.29232 | 35.0788 | 0.5758 | 0.63406 |  |  |  |  | 52 | 0.05853
1061 | CIELOGEN_1G | 1 | West | YES | 0.27064 | 19.8 | 0 | 99 |  | 1 | Wind | 1 | 0.29203 | 0 | 99 | 26.7931 | 99 |  |  | 0.29203 | 28.9112 | 0.58493 | 0.64308 |  |  |  |  | 53 | 0.058526
1062 | CIELOGEN_2G | 1 | West | YES | 0.27064 | 12.2 | 0 | 61 |  | 1 | Wind | 1 | 0.29203 | 0 | 61 | 16.5089 | 61 |  |  | 0.29203 | 17.814 | 0.59055 | 0.64864 |  |  |  |  | 54 | 0.058384
1069 | KINDERMG_1G | 1 | West | YES | 0.27064 | 25 | 5 | 25 | 0 | 1.017 | Cogen | 1 | 0.29203 | 0 | 0 | 0 | 0 |  |  | 0.29203 | 0 | 0.59055 | 0.64864 |  |  |  |  | 55 | 0.058262
1070 | KINDERMG_2G | 1 | West | YES | 0.27064 | 45.7 | 12 | 45.7 | 0 | 1.017 | Cogen | 1 | 0.29203 | 0 | 0 | 0 | 0 |  |  | 0.29203 | 0 | 0.59055 | 0.64864 |  |  |  |  | 56 | 0.058153
1071 | KINDERMG_3G | 1 | West | YES | 0.27064 | 45.7 | 12 | 45.7 | 0 | 1.017 | Cogen | 1 | 0.29203 | 0 | 0 | 0 | 0 |  |  | 0.29203 | 0 | 0.59055 | 0.64864 |  |  |  |  | 57 | 0.058086
1349 | WESTXWIN_1G | 1 | West | YES | 0.26908 | 1.3 | 0 | 6.6 |  | 1.014 | Wind | 1 | 0.29048 | 0 | 6.6 | 1.7759 | 6.6 |  |  | 0.29048 | 1.9172 | 0.59116 | 0.64924 |  |  |  |  | 58 | 0.058086
1350 | NWPWRG1_1G | 1 | West | YES | 0.26908 | 6.9 | 1 | 34.3 |  | 1.014 | Wind | 1 | 0.29048 | 0 | 34.3 | 9.2295 | 34.3 |  |  | 0.29048 | 9.9634 | 0.59432 | 0.65234 |  |  |  |  | 59 | 0.058086
60007 | KING_SW1A | 1 | West | YES | 0.26695 | 20 | 0 | 80 |  | 1.03 | Wind | 1 | 0.28835 | 0 | 80 | 21.3563 | 80 |  |  | 0.28835 | 23.0679 | 0.6017 | 0.65954 |  |  |  |  | 60 | 0.058086
60019 | KING_NW1A | 1 | West | YES | 0.26695 | 20 | 0 | 80 |  | 1.03 | Wind | 1 | 0.28835 | 0 | 80 | 21.3563 | 80 |  |  | 0.28835 | 23.0679 | 0.60908 | 0.66674 |  |  |  |  | 61 | 0.058076
60201 | RIO DRCS | F | West | YES | 0.26613 | 0 | 0 | 0 | 0 | 1.025 | AVR | 1 | 0.28752 | 0 | 0 | 0 | 0 |  |  | 0.28752 | 0 | 0.60908 | 0.66674 |  |  |  |  | 62 | 0.058021
6016 | SWMESA | 1 | West | YES | 0.26556 | 18.8 | 0 | 75 |  | 1.03 | Wind | 1 | 0.28696 | 0 | 75 | 19.9171 | 75 |  |  | 0.28696 | 21.5217 | 0.61599 | 0.67345 |  |  |  |  | 63 | 0.057841
60003 | KING_NE1A | 1 | West | YES | 0.26556 | 20 | 0 | 80 |  | 1.03 | Wind | 1 | 0.28696 | 0 | 80 | 21.2449 | 80 |  |  | 0.28696 | 22.9565 | 0.62337 | 0.68062 |  |  |  |  | 64 | 0.057661
60005 | KING_SE1A | 1 | West | YES | 0.26556 | 10 | 0 | 40 |  | 1.035 | Wind | 1 | 0.28696 | 0 | 40 | 10.6224 | 40 |  |  | 0.28696 | 11.4783 | 0.62706 | 0.6842 |  |  |  |  | 65 | 0.057661
76031 | L_GASCCR1_1N | W1 | West | YES | 0.26548 | 30 | 0 | 150 |  | 1.02 | Wind | 1 | 0.28688 | 0 | 150 | 39.8222 | 150 |  |  | 0.28688 | 43.0315 | 0.64089 | 0.69762 |  |  |  |  | 66 | 0.05746
60016 | WOODWRD11A | 1 | West | YES | 0.26535 | 20 | 0 | 80 |  | 1.033 | Wind | 1 | 0.28674 | 0 | 80 | 21.2279 | 80 |  |  | 0.28674 | 22.9395 | 0.64827 | 0.70478 |  |  |  |  | 67 | 0.057245
38332 | TNWDWRDU2_8 | 1 | West | YES | 0.26529 | 20 | 0 | 80 | 0 | 1.0232 | Wind | 1 | 0.28669 | 0 | 80 | 21.2234 | 80 |  |  | 0.28669 | 22.935 | 0.65565 | 0.71194 |  |  |  |  | 68 | 0.057138
38437 | TNSRBNMESA9 | 1 | West | YES | 0.26504 | 37.5 | 0 | 150 | 0 | 1.02 | Wind | 1 | 0.28644 | 0 | 150 | 39.7561 | 150 |  |  | 0.28644 | 42.9655 | 0.66948 | 0.72534 |  |  |  |  | 69 | 0.056732
36998 | RDCNYNG1 | 1 | West | YES | 0.25948 | 16.8 | 0 | 84 |  | 1.01 | Wind | 1 | 0.28087 | 0 | 84 | 21.7962 | 84 |  |  | 0.28087 | 23.5934 | 0.67723 | 0.7327 |  |  |  |  | 70 | 0.056511
76091 | L_DIVIDE1_1N | W1 | West | YES | 0.25755 | 22.5 | 0 | 112.5 |  | 1.02 | Wind | 1 | 0.27894 | 0 | 112.5 | 28.9743 | 112.5 |  |  | 0.27894 | 31.3812 | 0.6876 | 0.74249 |  |  |  |  | 71 | 0.05629
76095 | L_CAPRSI1_1N | W1 | West | YES | 0.25755 | 29.9 | 0 | 149.5 | 0 | 1.02 | Wind | 1 | 0.27894 | 0 | 149.5 | 38.5036 | 149.5 |  |  | 0.27894 | 41.7022 | 0.70139 | 0.75551 |  |  |  |  | 72 | 0.055863
76096 | L_CAPRSI1_2N | W1 | West | YES | 0.25755 | 37.2 | 0 | 186 | 0 | 1.02 | Wind | 1 | 0.27894 | 0 | 186 | 47.9041 | 186 |  |  | 0.27894 | 51.8836 | 0.71854 | 0.77169 |  |  |  |  | 73 | 0.055478
76097 | L_CAPRGE1_1N | W1 | West | YES | 0.25755 | 42.9 | 0 | 214.5 | 0 | 1.02 | Wind | 1 | 0.27894 | 0 | 214.5 | 55.2443 | 214.5 |  |  | 0.27894 | 59.8336 | 0.73832 | 0.79036 |  |  |  |  | 74 | 0.054895
60017 | ORNNWP1 | 1 | West | YES | 0.25716 | 20 | 0 | 80 |  | 1.027 | Wind | 1 | 0.27855 | 0 | 80 | 20.5726 | 80 |  |  | 0.27855 | 22.2842 | 0.7457 | 0.79731 |  |  |  |  | 75 | 0.05412
71051 | L_BITTCR1_1N | W1 | West | YES | 0.25546 | 7.5 | 0 | 37.5 |  | 1.02 | Wind | 1 | 0.27685 | 0 | 37.5 | 9.5797 | 37.5 |  |  | 0.27685 | 10.382 | 0.74915 | 0.80055 |  |  |  |  | 76 | 0.053155
71054 | L_SWEETW1_1N | W1 | West | YES | 0.25546 | 21.5 | 0 | 107.5 |  | 1.02 | Wind | 1 | 0.27685 | 0 | 107.5 | 27.4617 | 107.5 |  |  | 0.27685 | 29.7617 | 0.75907 | 0.80984 |  |  |  |  | 77 | 0.052043
71057 | L_SWEETW1_2N | W1 | West | YES | 0.25546 | 27 | 0 | 135 |  | 1.02 | Wind | 1 | 0.27685 | 0 | 135 | 34.4868 | 135 |  |  | 0.27685 | 37.3752 | 0.77152 | 0.8215 |  |  |  |  | 78 | 0.051619
71059 | L_SWEETW1_3N | W1 | West | YES | 0.25546 | 23.8 | 0 | 119 | 0 | 1.02 | Wind | 1 | 0.27685 | 0 | 119 | 30.3995 | 119 |  |  | 0.27685 | 32.9455 | 0.78249 | 0.83178 |  |  |  |  | 79 | 0.0514
71060 | L_SWEETW1_4N | W1 | West | YES | 0.25546 | 21 | 0 | 105 | 0 | 1.02 | Wind | 1 | 0.27685 | 0 | 105 | 26.8231 | 105 |  |  | 0.27685 | 29.0696 | 0.79217 | 0.84085 |  |  |  |  | 80 | 0.050773
71061 | L_SWEETW1_5N | W1 | West | YES | 0.25546 | 16.1 | 0 | 80.5 | 0 | 1.02 | Wind | 1 | 0.27685 | 0 | 80.5 | 20.5644 | 80.5 |  |  | 0.27685 | 22.2867 | 0.7996 | 0.8478 |  |  |  |  | 81 | 0.049985
60018 | DSKY1 | 1 | West | YES | 0.2545 | 21 | 0 | 84 | 0 | 1.023 | Wind | 1 | 0.27589 | 0 | 84 | 21.3777 | 84 |  |  | 0.27589 | 23.1749 | 0.80734 | 0.85503 |  |  |  |  | 82 | 0.04929
60000 | DSKY2 | 1 | West | YES | 0.25369 | 19.1 | 0 | 76.5 |  | 1.039 | Wind | 1 | 0.27509 | 0 | 76.5 | 19.4074 | 76.5 |  |  | 0.27509 | 21.0441 | 0.8144 | 0.8616 |  |  |  |  | 83 | 0.048677
1343 | TRENTIPP_8 | 1 | West | YES | 0.21888 | 30 | 0 | 150 |  | 1.014 | Wind | 1 | 0.24027 | 0 | 150 | 32.8314 | 150 |  |  | 0.24027 | 36.0407 | 0.82823 | 0.87284 |  |  |  |  | 84 | 0.048207
1354 | AEPWIND_8 | 1 | West | YES | 0.21888 | 20.2 | 0 | 101 |  | 1 | Wind | 1 | 0.24027 | 0 | 101 | 22.1065 | 101 |  |  | 0.24027 | 24.2674 | 0.83754 | 0.88042 |  |  |  |  | 85 | 0.047692
60202 | FRNDDRCS | F | West | YES | 0.21466 | 0 | 0 | 0 | 0 | 0.9985 | AVR | 1 | 0.23606 | 0 | 0 | 0 | 0 |  |  | 0.23606 | 0 | 0.83754 | 0.88042 |  |  |  |  | 86 | 0.047203
6144 | MCADOO1A | 1 | West | YES | 0.21053 | 15 | 0 | 150 | 0 | 1.025 | Wind | 1 | 0.23193 | 0 | 150 | 31.5798 | 150 |  |  | 0.23193 | 34.7891 | 0.85138 | 0.89127 |  |  |  |  | 87 | 0.044616
60058 | BUFF_GAP1A | 1 | West | YES | 0.20099 | 24 | 0 | 120 |  | 1 | Wind | 1 | 0.22238 | 0 | 120 | 24.1186 | 120 |  |  | 0.22238 | 26.686 | 0.86244 | 0.8996 |  |  |  |  | 88 | 0.042873
60060 | CIRELLO | 1 | West | YES | 0.20099 | 46.6 | 0 | 233 | 0 | 1 | Wind | 1 | 0.22238 | 0 | 233 | 46.8302 | 233 |  |  | 0.22238 | 51.8153 | 0.88393 | 0.91576 |  |  |  |  | 89 | 0.042873
60063 | BUFF_GAP1B | 1 | West | YES | 0.20099 | 34 | 0 | 170.2 | 0 | 1.02 | Wind | 1 | 0.22238 | 0 | 170.2 | 34.2082 | 170.2 |  |  | 0.22238 | 37.8496 | 0.89962 | 0.92757 |  |  |  |  | 90 | 0.039895
60066 | H_HOLLOW1A | 1 | West | YES | 0.20099 | 44.4 | 0 | 222 | 0 | 1.005 | Wind | 1 | 0.22238 | 0 | 222 | 44.6193 | 222 |  |  | 0.22238 | 49.3691 | 0.92009 | 0.94298 |  |  |  |  | 91 | 0.037155
60068 | HHOLLOW21A | 1 | West | YES | 0.20099 | 36.8 | 0 | 184 | 0 | 1.025 | Wind | 1 | 0.22238 | 0 | 184 | 36.9818 | 184 |  |  | 0.22238 | 40.9185 | 0.93706 | 0.95574 |  |  |  |  | 92 | 0.031836
60070 | HHOLLOW31A | 1 | West | YES | 0.20099 | 44.8 | 0 | 224 | 0 | 1.025 | Wind | 1 | 0.22238 | 0 | 224 | 45.0213 | 224 |  |  | 0.22238 | 49.8139 | 0.95772 | 0.97128 |  |  |  |  | 93 | 0.02795
60072 | HHOLLOW41A | 1 | West | YES | 0.20099 | 23 | 0 | 115 | 0 | 1.025 | Wind | 1 | 0.22238 | 0 | 115 | 23.1136 | 115 |  |  | 0.22238 | 25.5741 | 0.96832 | 0.97926 |  |  |  |  | 94 | 0.022881
60057 | CALLAHAN1A | 1 | West | YES | 0.17563 | 22.8 | 0 | 114 |  | 1.04 | Wind | 1 | 0.19702 | 0 | 114 | 20.0216 | 114 |  |  | 0.19702 | 22.4607 | 0.97884 | 0.98627 |  |  |  |  | 95 | 0.01868
6407 | TURKTRAK1A | 1 | West | YES | 0.17364 | 33.9 | 0 | 169.5 | 0 | 1.025 | Wind | 1 | 0.19503 | 0 | 169.5 | 29.4313 | 169.5 |  |  | 0.19503 | 33.0578 | 0.99447 | 0.99659 |  |  |  |  | 96 | 0.013566
60081 | WHRLWIND1A | 1 | West | YES | 0.16098 | 12 | 0 | 60 | 0 | 1.03 | Wind | 1 | 0.18238 | 0 | 60 | 9.659 | 60 |  |  | 0.18238 | 10.9427 | 1 | 1 |  |  |  |  | 97 | 0.01094
6100 | OKLA7A | EQ | West | YES | 0.059807 | 50 | -220 | 220 | 0 | 1.035 | DCTie | 1 | 0.081202 | 0 | 0 | 0 | 0 |  |  | 0.081202 | 0 | 1 | 1 |  |  |  |  | 98 | 0.0074353
6752 | OKLA0A | 1 | West | YES | 0.059807 | 649.7 | 175 | 649.7 | 0 | 1.035 | LIGCO | 1 | 0.081202 | 0 | 649.7 | 38.8566 | 649.7 |  |  | 0.081202 | 52.7572 | 1.0599 | 1.0165 |  |  |  |  | 99 | 0.0021188
8032 | AMISTADHYD1 | 1 | South | YES | 0.071176 | 33 | 13 | 33 | 0 | 1.03 | Hydro | -1 | 0.19087 | 0 | 0 |  |  |  |  | -0.19087 | 0 | [6 empty] | 100 | 0
8033 | AMISTADHYD2 | 2 | South | YES | 0.071176 | 25 | 13 | 25 | 0 | 1.03 | Hydro | -1 | 0.19087 | 0 | 0 |  |  |  |  | -0.19087 | 0 | [6 empty] | 101 | 0
88253 | HAMILTON | F | South | YES | 0.071176 | 0 | 0 | 0 | 0 | 1.04 | BLT | -1 | 0.19087 | 0 | 0 |  |  |  |  | -0.19087 | 0 | [6 empty] | 102 | -0.043452
8262 | ELPS | 1 | South | YES | 0.05158 | 6 | 6 | 6 | 0 | 1.15 | Hydro | -1 | 0.21047 | 0 | 0 |  |  |  |  | -0.21047 | 0 | [6 empty] | 103 | 0
1643 | SLSTR1PP_1G | 1 | North | YES | 0.018709 | 6 | 0 | 60 | 0 | 1.022 | Wind | -1 | 0.24334 | 0 | 60 |  |  | 0 | 0 | -0.24334 | 0 | [6 empty] | 104 | 0
58909 | PEARSALLSCG1 | 3 | South | YES | 0.010929 | 0 | 0 | 8.4 |  | 1.027 | Diesel | -1 | 0.25112 | 8.4 | 8.4 |  |  |  |  | -0.25112 | -2.1094 | [6 empty] | 105 | 0
58909 | PEARSALLSCG1 | 4 | South | YES | 0.010929 | 0 | 0 | 8.4 |  | 1.027 | Diesel | -1 | 0.25112 | 8.4 | 8.4 |  |  |  |  | -0.25112 | -2.1094 | [6 empty] | 106 | 0
58909 | PEARSALLSCG1 | 6 | South | YES | 0.010929 | 0 | 0 | 8.4 |  | 1.027 | Diesel | -1 | 0.25112 | 8.4 | 8.4 |  |  |  |  | -0.25112 | -2.1094 | [6 empty] | 107 | 0
58909 | PEARSALLSCG1 | 5 | South | YES | 0.010929 | 0 | 0 | 8.4 |  | 1.027 | Diesel | -1 | 0.25112 | 8.4 | 8.4 |  |  |  |  | -0.25112 | -2.1094 | [6 empty] | 108 | 0
58909 | PEARSALLSCG1 | 1 | South | YES | 0.010929 | 0 | 0 | 8.4 |  | 1.027 | Diesel | -1 | 0.25112 | 8.4 | 8.4 |  |  |  |  | -0.25112 | -2.1094 | [6 empty] | 109 | 0
58909 | PEARSALLSCG1 | 2 | South | YES | 0.010929 | 0 | 0 | 8.4 |  | 1.027 | Diesel | -1 | 0.25112 | 8.4 | 8.4 |  |  |  |  | -0.25112 | -2.1094 | [6 empty] | 110 | 0
58919 | PEARSALLSCG2 | 5 | South | YES | 0.010929 | 0 | 0 | 8.4 |  | 1.027 | Diesel | -1 | 0.25112 | 8.4 | 8.4 |  |  |  |  | -0.25112 | -2.1094 | [6 empty] | 111 | 0
58919 | PEARSALLSCG2 | 6 | South | YES | 0.010929 | 0 | 0 | 8.4 |  | 1.027 | Diesel | -1 | 0.25112 | 8.4 | 8.4 |  |  |  |  | -0.25112 | -2.1094 | [6 empty] | 112 | 0
58919 | PEARSALLSCG2 | 1 | South | YES | 0.010929 | 0 | 0 | 8.4 |  | 1.027 | Diesel | -1 | 0.25112 | 8.4 | 8.4 |  |  |  |  | -0.25112 | -2.1094 | [6 empty] | 113 | 0
58919 | PEARSALLSCG2 | 2 | South | YES | 0.010929 | 0 | 0 | 8.4 |  | 1.027 | Diesel | -1 | 0.25112 | 8.4 | 8.4 |  |  |  |  | -0.25112 | -2.1094 | [6 empty] | 114 | 0
58919 | PEARSALLSCG2 | 4 | South | YES | 0.010929 | 0 | 0 | 8.4 |  | 1.027 | Diesel | -1 | 0.25112 | 8.4 | 8.4 |  |  |  |  | -0.25112 | -2.1094 | [6 empty] | 115 | 0
58919 | PEARSALLSCG2 | 3 | South | YES | 0.010929 | 0 | 0 | 8.4 |  | 1.027 | Diesel | -1 | 0.25112 | 8.4 | 8.4 |  |  |  |  | -0.25112 | -2.1094 | [6 empty] | 116 | 0
58929 | PEARSALLSCG3 | 4 | South | YES | 0.010929 | 0 | 0 | 8.4 |  | 1.027 | Diesel | -1 | 0.25112 | 8.4 | 8.4 |  |  |  |  | -0.25112 | -2.1094 | [6 empty] | 117 | 0
58929 | PEARSALLSCG3 | 6 | South | YES | 0.010929 | 0 | 0 | 8.4 |  | 1.027 | Diesel | -1 | 0.25112 | 8.4 | 8.4 |  |  |  |  | -0.25112 | -2.1094 | [6 empty] | 118 | 0
58929 | PEARSALLSCG3 | 2 | South | YES | 0.010929 | 0 | 0 | 8.4 |  | 1.027 | Diesel | -1 | 0.25112 | 8.4 | 8.4 |  |  |  |  | -0.25112 | -2.1094 | [6 empty] | 119 | 0
58929 | PEARSALLSCG3 | 5 | South | YES | 0.010929 | 0 | 0 | 8.4 |  | 1.027 | Diesel | -1 | 0.25112 | 8.4 | 8.4 |  |  |  |  | -0.25112 | -2.1094 | [6 empty] | 120 | 0
58929 | PEARSALLSCG3 | 1 | South | YES | 0.010929 | 0 | 0 | 8.4 |  | 1.027 | Diesel | -1 | 0.25112 | 8.4 | 8.4 |  |  |  |  | -0.25112 | -2.1094 | [6 empty] | 121 | 0
58929 | PEARSALLSCG3 | 3 | South | YES | 0.010929 | 0 | 0 | 8.4 |  | 1.027 | Diesel | -1 | 0.25112 | 8.4 | 8.4 |  |  |  |  | -0.25112 | -2.1094 | [6 empty] | 122 | 0
58949 | PEARSALLSCG4 | 3 | South | YES | 0.010929 | 0 | 0 | 8.4 |  | 1.027 | Diesel | -1 | 0.25112 | 8.4 | 8.4 |  |  |  |  | -0.25112 | -2.1094 | [6 empty] | 123 | 0
58949 | PEARSALLSCG4 | 2 | South | YES | 0.010929 | 0 | 0 | 8.4 |  | 1.027 | Diesel | -1 | 0.25112 | 8.4 | 8.4 |  |  |  |  | -0.25112 | -2.1094 | [6 empty] | 124 | 0
58949 | PEARSALLSCG4 | 1 | South | YES | 0.010929 | 0 | 0 | 8.4 |  | 1.027 | Diesel | -1 | 0.25112 | 8.4 | 8.4 |  |  |  |  | -0.25112 | -2.1094 | [6 empty] | 125 | 0
58949 | PEARSALLSCG4 | 4 | South | YES | 0.010929 | 0 | 0 | 8.4 |  | 1.027 | Diesel | -1 | 0.25112 | 8.4 | 8.4 |  |  |  |  | -0.25112 | -2.1094 | [6 empty] | 126 | 0
58949 | PEARSALLSCG4 | 6 | South | YES | 0.010929 | 0 | 0 | 8.4 |  | 1.027 | Diesel | -1 | 0.25112 | 8.4 | 8.4 |  |  |  |  | -0.25112 | -2.1094 | [6 empty] | 127 | 0
58949 | PEARSALLSCG4 | 5 | South | YES | 0.010929 | 0 | 0 | 8.4 |  | 1.027 | Diesel | -1 | 0.25112 | 8.4 | 8.4 |  |  |  |  | -0.25112 | -2.1094 | [6 empty] | 128 | 0
7026 | L_INKSDA1_1Y | 1 | South | YES | 0.010896 | 0 | 0 | 13.7 |  | 1 | Hydro | -1 | 0.25115 | 0 | 0 |  |  |  |  | -0.25115 | 0 | [6 empty] | 129 | 0
80265 | LARECU40A | 4 | South | YES | 0.008864 | 80 | 0 | 100 |  | 1.039 | GGT | -1 | 0.25318 | 100 | 100 |  |  |  |  | -0.25318 | -25.3185 | [6 empty] | 130 | 0
80266 | LARECU50A | 5 | South | YES | 0.008864 | 80 | 0 | 100 |  | 1.039 | GGT | -1 | 0.25318 | 100 | 100 |  |  |  |  | -0.25318 | -25.3185 | [6 empty] | 131 | 0
80012 | LAR | F | South | YES | 0.008861 | 0 | 0 | 0 | 0 | 1.04 | DCTie | -1 | 0.25319 | 0 | 0 |  |  |  |  | -0.25319 | 0 | [6 empty] | 132 | 0
5890 | PEARSALLGEN1 | 1 | South | YES | 0.008246 | 19.2 | 6 | 24 | 0 | 1.0226 | GST | -1 | 0.2538 | 24 | 24 |  |  |  |  | -0.2538 | -6.0913 | [6 empty] | 133 | 0
5891 | PEARSALLGEN2 | 1 | South | YES | 0.008246 | 19.4 | 6 | 24.3 | 0 | 1.0226 | GST | -1 | 0.2538 | 24.3 | 24.3 |  |  |  |  | -0.2538 | -6.1674 | [6 empty] | 134 | 0
5892 | PEARSALLGEN3 | 1 | South | YES | 0.008246 | 19.1 | 6 | 23.9 | 0 | 1.0226 | GST | -1 | 0.2538 | 23.9 | 23.9 |  |  |  |  | -0.2538 | -6.0659 | [6 empty] | 135 | 0
7000 | L_FERGUS1_1Y | 1 | South | YES | 0.006931 | 400 | 65 | 423.3 | 0 | 1.015 | GSC | -1 | 0.25512 | 423.3 | 423.3 |  |  |  |  | -0.25512 | -107.9912 | [6 empty] | 136 | 0
7022 | L_BUCHAN1_1Y | 1 | South | YES | 0.006878 | 0 | 0 | 18 |  | 1 | Hydro | -1 | 0.25517 | 0 | 0 |  |  |  |  | -0.25517 | 0 | [6 empty] | 137 | 0
7023 | L_BUCHAN1_2Y | 2 | South | YES | 0.006878 | 0 | 0 | 18 |  | 1 | Hydro | -1 | 0.25517 | 0 | 0 |  |  |  |  | -0.25517 | 0 | [6 empty] | 138 | 0
7024 | L_BUCHAN1_3Y | 3 | South | YES | 0.006878 | 0 | 0 | 15 |  | 1 | Hydro | -1 | 0.25517 | 0 | 0 |  |  |  |  | -0.25517 | 0 | [6 empty] | 139 | 0
7035 | L_WIRTZ_1G1Y | 1 | South | YES | 0.006273 | 0 | 0 | 29 |  | 1 | Hydro | -1 | 0.25578 | 0 | 0 |  |  |  |  | -0.25578 | 0 | [6 empty] | 140 | 0
7036 | L_WIRTZ_1G2Y | 2 | South | YES | 0.006273 | 0 | 0 | 29.7 |  | 1 | Hydro | -1 | 0.25578 | 0 | 0 |  |  |  |  | -0.25578 | 0 | [6 empty] | 141 | 0
88299 | ZAPATA | F | South | YES | 0.004711 | 0 | 0 | 0 | 0 | 1.02 | BLT | -1 | 0.25734 | 0 | 0 |  |  |  |  | -0.25734 | 0 | [6 empty] | 142 | 0
7028 | L_MARBFA1_1Y | 1 | South | YES | 0.004336 | 0 | 0 | 18 |  | 1 | Hydro | -1 | 0.25771 | 0 | 0 |  |  |  |  | -0.25771 | 0 | [6 empty] | 143 | 0
7029 | L_MARBFA1_2Y | 2 | South | YES | 0.004336 | 0 | 0 | 18 |  | 1 | Hydro | -1 | 0.25771 | 0 | 0 |  |  |  |  | -0.25771 | 0 | [6 empty] | 144 | 0
5728 | FALCONHYDRO2 | 2 | South | YES | 0.001897 | 12 | 0 | 12 | 0 | 1.0234 | Hydro | -1 | 0.26015 | 0 | 0 |  |  |  |  | -0.26015 | 0 | [6 empty] | 145 | 0
5729 | FALCONHYDRO3 | 3 | South | YES | 0.001897 | 11 | 0 | 11 | 0 | 1.0234 | Hydro | -1 | 0.26015 | 0 | 0 |  |  |  |  | -0.26015 | 0 | [6 empty] | 146 | 0
8048 | FALCONHYDRO1 | 1 | South | YES | 0.001897 | 12 | 0 | 12 | 0 | 1.0234 | Hydro | -1 | 0.26015 | 0 | 0 |  |  |  |  | -0.26015 | 0 | [6 empty] | 147 | 0
88508 | FALFURRI | F | South | YES | 0.001447 | 0 | 0 | 0 | 0 | 1 | AVR | -1 | 0.2606 | 0 | 0 |  |  |  |  | -0.2606 | 0 | [6 empty] | 148 | 0
5934 | SI_RAY5 | 5 | South | YES | 0 | 0 | 10 | 15 |  | 1.035 | GST | -1 | 0.26205 | 15 | 15 |  |  |  |  | -0.26205 | -3.9307 | [6 empty] | 149 | 0
8139 | JOS #1 | MB | South | YES | 0 | 0 | 45 | 255 |  | 1.02 | GST | -1 | 0.26205 | 0 | 0 |  |  |  |  | -0.26205 | 0 | [6 empty] | 150 | 0
8285 | LAR #1 | MB | South | YES | 0 | 0 | 9 | 32 |  | 1.0497 | GST | -1 | 0.26205 | 0 | 0 |  |  |  |  | -0.26205 | 0 | [6 empty] | 151 | 0
8287 | LAR #2 | MB | South | YES | 0 | 0 | 9 | 32 |  | 1.04 | GST | -1 | 0.26205 | 0 | 0 |  |  |  |  | -0.26205 | 0 | [6 empty] | 152 | 0
8288 | LAR #3 | MB | South | YES | 0 | 0 | 25 | 105 |  | 1.04 | GST | -1 | 0.26205 | 0 | 0 |  |  |  |  | -0.26205 | 0 | [6 empty] | 153 | 0
8388 | BATES0A | MB | South | YES | 0 | 0 | 21 | 71 |  | 1.033 | GST | -1 | 0.26205 | 0 | 0 |  |  |  |  | -0.26205 | 0 | [6 empty] | 154 | 0
8393 | BATES0B | MB | South | YES | 0 | 0 | 25 | 110 |  | 1.03 | GST | -1 | 0.26205 | 0 | 0 |  |  |  |  | -0.26205 | 0 | [6 empty] | 155 | 0
8437 | NUECES_B0C | MB | South | YES | 0 | 0 | 7 | 30 |  | 1.03 | GST | -1 | 0.26205 | 0 | 0 |  |  |  |  | -0.26205 | 0 | [6 empty] | 156 | 0
8438 | NUECES_B0B | MB | South | YES | 0 | 0 | 26 | 169 |  | 1.03 | GST | -1 | 0.26205 | 0 | 0 |  |  |  |  | -0.26205 | 0 | [6 empty] | 157 | 0
39190 | TNSLCGN1__8 | 1 | Houston | YES | 0 | 0 | 10 | 30 |  | 1.03 | Cogen | -1 | 0.26205 | 0 | 0 |  |  |  |  | -0.26205 | 0 | [6 empty] | 158 | 0
5264 | LEON_LCP3G3 | 3 | South | YES | -0.000447 | 0 | 20 | 58 |  | 1.0197 | GST | -1 | 0.2625 | 58 | 58 |  |  |  |  | -0.2625 | -15.2247 | [6 empty] | 159 | 0
5265 | LEON_LCP4G4 | 4 | South | YES | -0.000447 | 89 | 25 | 89 | 0 | 1.0197 | GST | -1 | 0.2625 | 89 | 89 |  |  |  |  | -0.2625 | -23.3621 | [6 empty] | 160 | 0
5266 | LEON_LCPCT1 | 1 | South | YES | -0.000447 | 44 | 24 | 44 | 0 | 1.0197 | GGT | -1 | 0.2625 | 44 | 44 |  |  |  |  | -0.2625 | -11.5498 | [6 empty] | 161 | 0
5267 | LEON_LCPCT2 | 2 | South | YES | -0.000447 | 44 | 24 | 44 | 0 | 1.0197 | GGT | -1 | 0.2625 | 44 | 44 |  |  |  |  | -0.2625 | -11.5498 | [6 empty] | 162 | 0
5268 | LEON_LCPCT3 | 3 | South | YES | -0.000447 | 43 | 24 | 43 | 0 | 1.0197 | GGT | -1 | 0.2625 | 43 | 43 |  |  |  |  | -0.2625 | -11.2873 | [6 empty] | 163 | 0
5269 | LEON_LCPCT4 | 4 | South | YES | -0.000447 | 45 | 24 | 45 | 0 | 1.0197 | GGT | -1 | 0.2625 | 45 | 45 |  |  |  |  | -0.2625 | -11.8123 | [6 empty] | 164 | 0
5028 | BRAUNIG_VHB3 | 3 | South | YES | -0.000908 | 407 | 60 | 407 | 0 | 1.0138 | GST | -1 | 0.26296 | 407 | 407 |  |  |  |  | -0.26296 | -107.0233 | [6 empty] | 165 | 0
7031 | L_MARSFO1G1Y | 1 | South | YES | -0.001034 | 0 | 0 | 36 |  | 1 | Hydro | -1 | 0.26308 | 0 | 0 |  |  |  |  | -0.26308 | 0 | [6 empty] | 166 | 0
7032 | L_MARSFO1G2Y | 2 | South | YES | -0.001034 | 0 | 0 | 35 |  | 1 | Hydro | -1 | 0.26308 | 0 | 0 |  |  |  |  | -0.26308 | 0 | [6 empty] | 167 | 0
7033 | L_MARSFO1G3Y | 3 | South | YES | -0.001034 | 0 | 0 | 36 |  | 1 | Hydro | -1 | 0.26308 | 0 | 0 |  |  |  |  | -0.26308 | 0 | [6 empty] | 168 | 0
8933 | FGNTS001 | 1 | South | YES | -0.001044 | 146.5 | 0 | 146.5 | 0 | 1.03 | CC | -1 | 0.26309 | 146.5 | 146.5 |  |  |  |  | -0.26309 | -38.5431 | [6 empty] | 169 | 0
8934 | FGNTS101 | 2 | South | YES | -0.001044 | 147.9 | 0 | 147.9 | 0 | 1.03 | CC | -1 | 0.26309 | 147.9 | 147.9 |  |  |  |  | -0.26309 | -38.9114 | [6 empty] | 170 | 0
8935 | FGNTS201 | 3 | South | YES | -0.001044 | 173 | 0 | 173 | 0 | 1.03 | CC | -1 | 0.26309 | 173 | 173 |  |  |  |  | -0.26309 | -45.515 | [6 empty] | 171 | 0
5026 | BRAUNIG_VHB1 | 1 | South | YES | -0.001046 | 215 | 40 | 215 | 0 | 1.0192 | GST | -1 | 0.26309 | 215 | 215 |  |  |  |  | -0.26309 | -56.5653 | [6 empty] | 172 | 0
5027 | BRAUNIG_VHB2 | 2 | South | YES | -0.001046 | 216 | 40 | 216 | 0 | 1.0192 | GST | -1 | 0.26309 | 216 | 216 |  |  |  |  | -0.26309 | -56.8284 | [6 empty] | 173 | 0
5396 | CALAVER_OWS1 | 1 | South | YES | -0.001055 | 418 | 80 | 418 | 0 | 1.0192 | GST | -1 | 0.2631 | 418 | 418 |  |  |  |  | -0.2631 | -109.9773 | [6 empty] | 174 | 0
5397 | CALAVER_OWS2 | 2 | South | YES | -0.001055 | 400 | 80 | 400 | 0 | 1.0192 | GST | -1 | 0.2631 | 400 | 400 |  |  |  |  | -0.2631 | -105.2414 | [6 empty] | 175 | 0
88198 | BEEVILLE | F | South | YES | -0.001078 | 0 | 0 | 0 | 0 | 1.02 | AVR | -1 | 0.26313 | 0 | 0 |  |  |  |  | -0.26313 | 0 | [6 empty] | 176 | 0
5111 | CALAVER_JTD1 | 1 | South | YES | -0.001142 | 430 | 80 | 430 | 0 | 1.0138 | LIGCO | -1 | 0.26319 | 0 | 430 |  |  |  |  | -0.26319 | 0 | [6 empty] | 177 | 0
5112 | CALAVER_JTD2 | 2 | South | YES | -0.001142 | 430 | 80 | 430 | 0 | 1.0138 | LIGCO | -1 | 0.26319 | 0 | 430 |  |  |  |  | -0.26319 | 0 | [6 empty] | 178 | 0
5903 | SANMIGUELGEN | 1 | South | YES | -0.001368 | 396.3 | 180 | 396.3 | 0 | 1.0336 | LIGCO | -1 | 0.26342 | 0 | 396.3 |  |  |  |  | -0.26342 | 0 | [6 empty] | 179 | 0
5436 | TUTTL_WBT1G1 | 1 | South | YES | -0.001443 | 48.8 | 20 | 61 | 0 | 1.012 | GST | -1 | 0.26349 | 61 | 61 |  |  |  |  | -0.26349 | -16.073 | [6 empty] | 180 | 0
5438 | TUTTL_WBT3G3 | 3 | South | YES | -0.001443 | 95 | 25 | 95 | 0 | 1.012 | GST | -1 | 0.26349 | 95 | 95 |  |  |  |  | -0.26349 | -25.0317 | [6 empty] | 181 | 0
5439 | TUTTL_WBT4G4 | 4 | South | YES | -0.001443 | 151 | 40 | 151 | 0 | 1.012 | GST | -1 | 0.26349 | 151 | 151 |  |  |  |  | -0.26349 | -39.7872 | [6 empty] | 182 | 0
8981 | HECN1 | 1 | South | YES | -0.001539 | 144.8 | 0 | 144.8 | 0 | 1.0304 | CC | -1 | 0.26359 | 144.8 | 144.8 |  |  |  |  | -0.26359 | -38.1675 | [6 empty] | 183 | 0
8982 | HECN2 | 2 | South | YES | -0.001539 | 144.1 | 0 | 144.1 | 0 | 1.0304 | CC | -1 | 0.26359 | 144.1 | 144.1 |  |  |  |  | -0.26359 | -37.983 | [6 empty] | 184 | 0
8983 | HECN3 | 3 | South | YES | -0.001539 | 171.9 | 0 | 171.9 | 0 | 1.0304 | CC | -1 | 0.26359 | 171.9 | 171.9 |  |  |  |  | -0.26359 | -45.3107 | [6 empty] | 185 | 0
8936 | MVGN#1 | 1 | South | YES | -0.00154 | 216.6 | 0 | 216.6 | 0 | 1.0304 | CC | -1 | 0.26359 | 216.6 | 216.6 |  |  |  |  | -0.26359 | -57.0933 | [6 empty] | 186 | 0
8937 | MVGN#2 | 2 | South | YES | -0.00154 | 216.7 | 0 | 216.7 | 0 | 1.0304 | CC | -1 | 0.26359 | 216.7 | 216.7 |  |  |  |  | -0.26359 | -57.1196 | [6 empty] | 187 | 0
8938 | MVGN#3 | 3 | South | YES | -0.00154 | 250.9 | 0 | 250.9 | 0 | 1.0304 | CC | -1 | 0.26359 | 250.9 | 250.9 |  |  |  |  | -0.26359 | -66.1344 | [6 empty] | 188 | 0
5476 | BRA_AVR1_CT1 | 1 | South | YES | -0.001564 | 155 | 90 | 155 | 0 | 1.025 | CC | -1 | 0.26361 | 155 | 155 |  |  |  |  | -0.26361 | -40.8599 | [6 empty] | 189 | 0
5477 | BRA_AVR1_ST | 1 | South | YES | -0.001564 | 174 | 138 | 174 | 0 | 1.025 | CC | -1 | 0.26361 | 174 | 174 |  |  |  |  | -0.26361 | -45.8686 | [6 empty] | 190 | 0
5478 | BRA_AVR1_CT2 | 1 | South | YES | -0.001564 | 155 | 90 | 155 | 0 | 1.025 | CC | -1 | 0.26361 | 155 | 155 |  |  |  |  | -0.26361 | -40.8599 | [6 empty] | 191 | 0
5401 | CALAVER_JKS1 | 1 | South | YES | -0.001701 | 562 | 100 | 562 | 0 | 1.026 | LIGCO | -1 | 0.26375 | 0 | 562 |  |  |  |  | -0.26375 | 0 | [6 empty] | 192 | 0
5932 | SI_RAY9 | 9 | South | YES | -0.00175 | 32 | 32 | 38 | 0 | 1.035 | CC | -1 | 0.2638 | 38 | 38 |  |  |  |  | -0.2638 | -10.0243 | [6 empty] | 193 | 0
5933 | SI_RAY6 | 6 | South | YES | -0.00175 | 15.4 | 10 | 19.3 | 0 | 1.035 | GST | -1 | 0.2638 | 19.3 | 19.3 |  |  |  |  | -0.2638 | -5.0913 | [6 empty] | 194 | 0
5935 | SI_RAY10 | 10 | South | YES | -0.00175 | 47 | 10 | 47 | 0 | 1.03 | CC | -1 | 0.2638 | 47 | 47 |  |  |  |  | -0.2638 | -12.3985 | [6 empty] | 195 | 0
80003 | MILHWYS | F | South | YES | -0.00175 | 0 | 0 | 0 | 0 | 1.0168 | AVR | -1 | 0.2638 | 0 | 0 |  |  |  |  | -0.2638 | 0 | [6 empty] | 196 | 0
8517 | CELANEBI0A | 1 | South | YES | -0.001861 | 29 | 0 | 29 | 0 | 1.02 | Cogen | -1 | 0.26391 | 0 | 0 |  |  |  |  | -0.26391 | 0 | [6 empty] | 197 | 0
80080 | GWINDT11A | 3 | South | YES | -0.001881 | 0 | 0 | 38 | 0 | 1.025 | Wind | -1 | 0.26393 | 0 | 38 |  |  |  |  | -0.26393 | 0 | [6 empty] | 198 | 0
80080 | GWINDT11A | 4 | South | YES | -0.001881 | 3.8 | 0 | 19 | 0 | 1.025 | Wind | -1 | 0.26393 | 0 | 19 |  |  |  |  | -0.26393 | 0 | [6 empty] | 199 | 0
80080 | GWINDT11A | 2 | South | YES | -0.001881 | 0 | 0 | 41 | 0 | 1.025 | Wind | -1 | 0.26393 | 0 | 41 |  |  |  |  | -0.26393 | 0 | [6 empty] | 200 | 0
80080 | GWINDT11A | 1 | South | YES | -0.001881 | 28.2 | 0 | 94 | 0 | 1.025 | Wind | -1 | 0.26393 | 0 | 94 |  |  |  |  | -0.26393 | 0 | [6 empty] | 201 | 0
80081 | GWINDT21A | 4 | South | YES | -0.001881 | 4.4 | 0 | 22 | 0 | 1.025 | Wind | -1 | 0.26393 | 0 | 22 |  |  |  |  | -0.26393 | 0 | [6 empty] | 202 | 0
80081 | GWINDT21A | 1 | South | YES | -0.001881 | 28.2 | 0 | 94 | 0 | 1.025 | Wind | -1 | 0.26393 | 0 | 94 |  |  |  |  | -0.26393 | 0 | [6 empty] | 203 | 0
80081 | GWINDT21A | 3 | South | YES | -0.001881 | 8.6 | 0 | 43 | 0 | 1.025 | Wind | -1 | 0.26393 | 0 | 43 |  |  |  |  | -0.26393 | 0 | [6 empty] | 204 | 0
80081 | GWINDT21A | 2 | South | YES | -0.001881 | 7.2 | 0 | 36 | 0 | 1.025 | Wind | -1 | 0.26393 | 0 | 36 |  |  |  |  | -0.26393 | 0 | [6 empty] | 205 | 0
80180 | PNSCALT11A | 2 | South | YES | -0.001881 | 10 | 0 | 50 | 0 | 1.025 | Wind | -1 | 0.26393 | 0 | 50 |  |  |  |  | -0.26393 | 0 | [6 empty] | 206 | 0
80180 | PNSCALT11A | 1 | South | YES | -0.001881 | 43.8 | 0 | 148 | 0 | 1.025 | Wind | -1 | 0.26393 | 0 | 148 |  |  |  |  | -0.26393 | 0 | [6 empty] | 207 | 0
80181 | PNSCALT21A | 2 | South | YES | -0.001881 | 10 | 0 | 50 | 0 | 1.025 | Wind | -1 | 0.26393 | 0 | 50 |  |  |  |  | -0.26393 | 0 | [6 empty] | 208 | 0
80181 | PNSCALT21A | 1 | South | YES | -0.001881 | 16.5 | 0 | 55 | 0 | 1.025 | Wind | -1 | 0.26393 | 0 | 55 |  |  |  |  | -0.26393 | 0 | [6 empty] | 209 | 0
8461 | KOCH_UP0A | 1 | South | YES | -0.001963 | 38 | 0 | 38 | 0 | 1.012 | Cogen | -1 | 0.26401 | 0 | 0 |  |  |  |  | -0.26401 | 0 | [6 empty] | 210 | 0
8506 | VAL #1 | 1 | South | YES | -0.001997 | 20.9 | 0 | 25 | 0 | 1.0055 | Cogen | -1 | 0.26405 | 0 | 0 |  |  |  |  | -0.26405 | 0 | [6 empty] | 211 | 0
8507 | VAL #2 | 2 | South | YES | -0.001997 | 20.9 | 0 | 25 | 0 | 1.0055 | Cogen | -1 | 0.26405 | 0 | 0 |  |  |  |  | -0.26405 | 0 | [6 empty] | 212 | 0
8511 | OXY_CC0A | 1 | South | YES | -0.001997 | 30.3 | 0 | 38 | 0 | 1.027 | Cogen | -1 | 0.26405 | 0 | 0 |  |  |  |  | -0.26405 | 0 | [6 empty] | 213 | 0
8459 | B_DAVIS0B | MB | South | YES | -0.00205 | 0 | 50 | 339 |  | 1.03 | GSC | -1 | 0.2641 | 0 | 0 |  |  |  |  | -0.2641 | 0 | [6 empty] | 214 | 0
8460 | B_DAVIS0A | MB | South | YES | -0.00205 | 0 | 50 | 340 |  | 1.03 | GSC | -1 | 0.2641 | 0 | 0 |  |  |  |  | -0.2641 | 0 | [6 empty] | 215 | 0
80263 | B_DAVIS31A | 3 | South | YES | -0.00205 | 0 | 0 | 180 |  | 1.0366 | CC | -1 | 0.2641 | 180 | 180 |  |  |  |  | -0.2641 | -47.5377 | [6 empty] | 216 | 0
80264 | B_DAVIS41A | 4 | South | YES | -0.00205 | 0 | 0 | 180 |  | 1.0366 | CC | -1 | 0.2641 | 180 | 180 |  |  |  |  | -0.2641 | -47.5377 | [6 empty] | 217 | 0
8456 | COSW#1 | 1 | South | YES | -0.002064 | 20 | 0 | 20 | 0 | 1.027 | Cogen | -1 | 0.26411 | 0 | 0 |  |  |  |  | -0.26411 | 0 | [6 empty] | 218 | 0
8457 | COSW#2 | 2 | South | YES | -0.002064 | 14 | 0 | 14 | 0 | 1.027 | Cogen | -1 | 0.26411 | 0 | 0 |  |  |  |  | -0.26411 | 0 | [6 empty] | 219 | 0
8560 | CNOPGT1 | 1 | South | YES | -0.002076 | 148.3 | 0 | 148.3 | 0 | 1.03 | Cogen | -1 | 0.26412 | 0 | 0 |  |  |  |  | -0.26412 | 0 | [6 empty] | 220 | 0
8561 | CNOPGT2 | 2 | South | YES | -0.002076 | 148.6 | 0 | 148.6 | 0 | 1.03 | Cogen | -1 | 0.26412 | 0 | 0 |  |  |  |  | -0.26412 | 0 | [6 empty] | 221 | 0
8562 | CNOPST1 | 3 | South | YES | -0.002076 | 153 | 0 | 153 | 0 | 1.03 | Cogen | -1 | 0.26412 | 0 | 0 |  |  |  |  | -0.26412 | 0 | [6 empty] | 222 | 0
8442 | NBEC7 | 7 | South | YES | -0.002079 | 0 | 81 | 367 |  | 1.0298 | GST | -1 | 0.26413 | 367 | 367 |  |  |  |  | -0.26413 | -96.9348 | [6 empty] | 223 | 0
8442 | NBEC7 | MB | South | YES | -0.002079 | 0 | 81 | 367 |  | 1.0298 | GST | -1 | 0.26413 | 0 | 0 |  |  |  |  | -0.26413 | 0 | [6 empty] | 224 | 0
7487 | L_CANYHY8_1Y | 1 | South | YES | -0.00221 | 0 | 0 | 6 |  | 1 | Hydro | -1 | 0.26426 | 0 | 0 |  |  |  |  | -0.26426 | 0 | [6 empty] | 225 | 0
7609 | L_SCHUMA8_1Y | 1 | South | YES | -0.002275 | 0 | 0 | 4 |  | 1 | Hydro | -1 | 0.26432 | 0 | 0 |  |  |  |  | -0.26432 | 0 | [6 empty] | 226 | 0
8926 | LGE_GT10A | 1 | South | YES | -0.002316 | 158 | 0 | 158 | 0 | 1.03 | Cogen | -1 | 0.26436 | 0 | 0 |  |  |  |  | -0.26436 | 0 | [6 empty] | 227 | 0
8927 | LGE_GT20A | 2 | South | YES | -0.002316 | 153 | 0 | 153 | 0 | 1.03 | Cogen | -1 | 0.26436 | 0 | 0 |  |  |  |  | -0.26436 | 0 | [6 empty] | 228 | 0
8928 | LGE_STG0A | 3 | South | YES | -0.002316 | 100 | 0 | 100 | 0 | 1.03 | Cogen | -1 | 0.26436 | 0 | 0 |  |  |  |  | -0.26436 | 0 | [6 empty] | 229 | 0
8930 | ICPGN10A | 1 | South | YES | -0.002316 | 149 | 0 | 149 | 0 | 1.03 | Cogen | -1 | 0.26436 | 0 | 0 |  |  |  |  | -0.26436 | 0 | [6 empty] | 230 | 0
8931 | ICPGN20A | 2 | South | YES | -0.002316 | 150 | 0 | 150 | 0 | 1.03 | Cogen | -1 | 0.26436 | 0 | 0 |  |  |  |  | -0.26436 | 0 | [6 empty] | 231 | 0
8932 | ICPGN30A | 3 | South | YES | -0.002316 | 127 | 0 | 127 | 0 | 1.03 | Cogen | -1 | 0.26436 | 0 | 0 |  |  |  |  | -0.26436 | 0 | [6 empty] | 232 | 0
80223 | REYSHR G | 1 | South | YES | -0.002316 | 12 | 0 | 12 | 0 | 1.032 | Cogen | -1 | 0.26436 | 0 | 0 |  |  |  |  | -0.26436 | 0 | [6 empty] | 233 | 0
8161 | COLETO0A | 1 | South | YES | -0.002377 | 633 | 200 | 633 | 0 | 1.03 | LIGCO | -1 | 0.26443 | 0 | 633 |  |  |  |  | -0.26443 | 0 | [6 empty] | 234 | 0
7800 | L_GUADGE1_1Y | 1 | South | YES | -0.002523 | 147 | 30 | 147 | 0 | 1.02 | CC | -1 | 0.26457 | 147 | 147 |  |  |  |  | -0.26457 | -38.892 | [6 empty] | 235 | 0
7801 | L_GUADGE1_2Y | 2 | South | YES | -0.002523 | 138 | 30 | 138 | 0 | 1.02 | CC | -1 | 0.26457 | 138 | 138 |  |  |  |  | -0.26457 | -36.5109 | [6 empty] | 236 | 0
7802 | L_GUADGE1_3Y | 3 | South | YES | -0.002523 | 146 | 30 | 146 | 0 | 1.02 | CC | -1 | 0.26457 | 146 | 146 |  |  |  |  | -0.26457 | -38.6274 | [6 empty] | 237 | 0
7803 | L_GUADGE1_4Y | 4 | South | YES | -0.002523 | 149 | 30 | 149 | 0 | 1.02 | CC | -1 | 0.26457 | 149 | 149 |  |  |  |  | -0.26457 | -39.4212 | [6 empty] | 238 | 0
7804 | L_GUADGE1_5Y | 5 | South | YES | -0.002523 | 182 | 30 | 182 | 0 | 1.02 | CC | -1 | 0.26457 | 182 | 182 |  |  |  |  | -0.26457 | -48.152 | [6 empty] | 239 | 0
7805 | L_GUADGE1_6Y | 6 | South | YES | -0.002523 | 203 | 30 | 203 | 0 | 1.02 | CC | -1 | 0.26457 | 203 | 203 |  |  |  |  | -0.26457 | -53.708 | [6 empty] | 240 | 0
7605 | L_MCQUEE9_1Y | 1 | South | YES | -0.002612 | 0 | 0 | 2.4 |  | 1.025 | Hydro | -1 | 0.26466 | 0 | 0 |  |  |  |  | -0.26466 | 0 | [6 empty] | 241 | 0
7605 | L_MCQUEE9_1Y | 2 | South | YES | -0.002612 | 0 | 0 | 2.4 |  | 1.025 | Hydro | -1 | 0.26466 | 0 | 0 |  |  |  |  | -0.26466 | 0 | [6 empty] | 242 | 0
7605 | L_MCQUEE9_1Y | 3 | South | YES | -0.002612 | 0 | 0 | 2.8 |  | 1.025 | Hydro | -1 | 0.26466 | 0 | 0 |  |  |  |  | -0.26466 | 0 | [6 empty] | 243 | 0
7810 | L_RIONOG1G1Y | 1 | South | YES | -0.002761 | 148 | 0 | 148 | 0 | 1.02 | CC | -1 | 0.26481 | 148 | 148 |  |  |  |  | -0.26481 | -39.1918 | [6 empty] | 244 | 0
7811 | L_RIONOG1G2Y | 2 | South | YES | -0.002761 | 148 | 0 | 148 | 0 | 1.02 | CC | -1 | 0.26481 | 148 | 148 |  |  |  |  | -0.26481 | -39.1918 | [6 empty] | 245 | 0
7812 | L_RIONOG1G3Y | 3 | South | YES | -0.002761 | 154 | 0 | 154 | 0 | 1.02 | CC | -1 | 0.26481 | 154 | 154 |  |  |  |  | -0.26481 | -40.7807 | [6 empty] | 246 | 0
7813 | L_RIONOG1S1Y | 4 | South | YES | -0.002761 | 293 | 0 | 293 | 0 | 1.02 | CC | -1 | 0.26481 | 293 | 293 |  |  |  |  | -0.26481 | -77.5892 | [6 empty] | 247 | 0
7624 | L_LAKEWO9_1Y | 1 | South | YES | -0.002911 | 0 | 0 | 2.4 |  | 1 | Hydro | -1 | 0.26496 | 0 | 0 |  |  |  |  | -0.26496 | 0 | [6 empty] | 248 | 0
7624 | L_LAKEWO9_1Y | 2 | South | YES | -0.002911 | 0 | 0 | 2.4 |  | 1 | Hydro | -1 | 0.26496 | 0 | 0 |  |  |  |  | -0.26496 | 0 | [6 empty] | 249 | 0
8189 | CUECPL2A | 1 | South | YES | -0.002928 | 12 | 0 | 12 | 0 | 1.02 | Cogen | -1 | 0.26498 | 0 | 0 |  |  |  |  | -0.26498 | 0 | [6 empty] | 250 | 0
5503 | RAYBURNGEN3 | 1 | South | YES | -0.002949 | 17.6 | 6 | 22 | 0 | 1.0224 | GST | -1 | 0.265 | 22 | 22 |  |  |  |  | -0.265 | -5.8299 | [6 empty] | 251 | 0
5505 | RAYBURNGEN1 | 1 | South | YES | -0.002949 | 0 | 1 | 11 |  | 1.0223 | GGT | -1 | 0.265 | 11 | 11 |  |  |  |  | -0.265 | -2.915 | [6 empty] | 252 | 0
5506 | RAYBURNGEN2 | 1 | South | YES | -0.002949 | 0 | 1 | 11 |  | 1.0223 | GGT | -1 | 0.265 | 11 | 11 |  |  |  |  | -0.265 | -2.915 | [6 empty] | 253 | 0
7014 | L_HAYSEN1_1Y | 1 | South | YES | -0.002997 | 223.9 | 74 | 223.9 | 0 | 1.008 | CC | -1 | 0.26505 | 223.9 | 223.9 |  |  |  |  | -0.26505 | -59.3437 | [6 empty] | 254 | 0
7015 | L_HAYSEN1_2Y | 2 | South | YES | -0.002997 | 225 | 74 | 225 | 0 | 1.008 | CC | -1 | 0.26505 | 225 | 225 |  |  |  |  | -0.26505 | -59.6352 | [6 empty] | 255 | 0
7016 | L_HAYSEN1_3Y | 3 | South | YES | -0.002997 | 224.6 | 74 | 224.6 | 0 | 1.008 | CC | -1 | 0.26505 | 224.6 | 224.6 |  |  |  |  | -0.26505 | -59.5292 | [6 empty] | 256 | 0
7017 | L_HAYSEN1_4Y | 4 | South | YES | -0.002997 | 226.7 | 74 | 226.7 | 0 | 1.008 | CC | -1 | 0.26505 | 226.7 | 226.7 |  |  |  |  | -0.26505 | -60.0858 | [6 empty] | 257 | 0
5508 | RAYBURNCC9 | 1 | South | YES | -0.003156 | 47.7 | 18.2 | 47.7 | 0 | 1.0296 | CC | -1 | 0.2652 | 47.7 | 47.7 |  |  |  |  | -0.2652 | -12.6503 | [6 empty] | 258 | 0
5509 | RAYBURNCC10 | 1 | South | YES | -0.003156 | 37.3 | 5.2 | 37.3 | 0 | 1.0296 | CC | -1 | 0.2652 | 37.3 | 37.3 |  |  |  |  | -0.2652 | -9.8921 | [6 empty] | 259 | 0
5511 | RAYBURNCC7 | 1 | South | YES | -0.003156 | 47.5 | 18.2 | 47.5 | 0 | 1.0296 | CC | -1 | 0.2652 | 47.5 | 47.5 |  |  |  |  | -0.2652 | -12.5972 | [6 empty] | 260 | 0
5512 | RAYBURNCC8 | 1 | South | YES | -0.003156 | 49.3 | 18.2 | 49.3 | 0 | 1.0296 | CC | -1 | 0.2652 | 49.3 | 49.3 |  |  |  |  | -0.2652 | -13.0746 | [6 empty] | 261 | 0
8173 | VICEC51A | 5 | South | YES | -0.003201 | 144 | 18 | 144 | 0 | 1.025 | CC | -1 | 0.26525 | 144 | 144 |  |  |  |  | -0.26525 | -38.1959 | [6 empty] | 262 | 0
8174 | VICEC61A | 6 | South | YES | -0.003201 | 188 | 42 | 188 | 0 | 1.025 | CC | -1 | 0.26525 | 188 | 188 |  |  |  |  | -0.26525 | -49.8669 | [6 empty] | 263 | 0
8066 | DUP1V#1 | 1 | South | YES | -0.003297 | 52.3 | 0 | 73 | 0 | 1.01 | Cogen | -1 | 0.26535 | 0 | 0 |  |  |  |  | -0.26535 | 0 | [6 empty] | 264 | 0
80224 | VISTRONG1 | 1 | South | YES | -0.003413 | 13.1 | 0 | 15 | 0 | 1.01 | Cogen | -1 | 0.26546 | 0 | 0 |  |  |  |  | -0.26546 | 0 | [6 empty] | 265 | 0
80225 | VISTRONG2 | 2 | South | YES | -0.003413 | 20.2 | 0 | 23 | 0 | 1.01 | Cogen | -1 | 0.26546 | 0 | 0 |  |  |  |  | -0.26546 | 0 | [6 empty] | 266 | 0
80227 | AIRCO G | 1 | South | YES | -0.003431 | 7.2 | 0 | 8 | 0 | 1.0104 | Cogen | -1 | 0.26548 | 0 | 0 |  |  |  |  | -0.26548 | 0 | [6 empty] | 267 | 0
8147 | UCAR #2 | 10 | South | YES | -0.003513 | 18.2 | 0 | 28 |  | 1 | Cogen | -1 | 0.26556 | 0 | 0 |  |  |  |  | -0.26556 | 0 | [6 empty] | 268 | 0
8148 | UCAR #1 | 2 | South | YES | -0.003513 | 6.1 | 0 | 7 | 0 | 1.009 | Cogen | -1 | 0.26556 | 0 | 0 |  |  |  |  | -0.26556 | 0 | [6 empty] | 269 | 0
80137 | CSDR89 | 9 | South | YES | -0.003513 | 15 | 0 | 15 | 0 | 1.003 | DCTie | -1 | 0.26556 | 0 | 0 |  |  |  |  | -0.26556 | 0 | [6 empty] | 270 | 0
80137 | CSDR89 | 8 | South | YES | -0.003513 | 33.9 | 0 | 39 | 0 | 1.003 | DCTie | -1 | 0.26556 | 0 | 0 |  |  |  |  | -0.26556 | 0 | [6 empty] | 271 | 0
80138 | CSDR7 | 7 | South | YES | -0.003513 | 6.1 | 0 | 7 | 0 | 1.014 | DCTie | -1 | 0.26556 | 0 | 0 |  |  |  |  | -0.26556 | 0 | [6 empty] | 272 | 0
80139 | CSDR56 | 6 | South | YES | -0.003513 | 0 | 0 | 39 |  | 1.0033 | DCTie | -1 | 0.26556 | 0 | 0 |  |  |  |  | -0.26556 | 0 | [6 empty] | 273 | 0
80139 | CSDR56 | 5 | South | YES | -0.003513 | 15 | 0 | 15 |  | 1.0033 | DCTie | -1 | 0.26556 | 0 | 0 |  |  |  |  | -0.26556 | 0 | [6 empty] | 274 | 0
80140 | CSDR11 | 11 | South | YES | -0.003513 | 33.9 | 0 | 39 | 0 | 1.03 | DCTie | -1 | 0.26556 | 0 | 0 |  |  |  |  | -0.26556 | 0 | [6 empty] | 275 | 0
7020 | L_AUSTPL1_1Y | 1 | South | YES | -0.003589 | 0 | 0 | 8 |  | 1 | Hydro | -1 | 0.26564 | 0 | 0 |  |  |  |  | -0.26564 | 0 | [6 empty] | 276 | 0
7020 | L_AUSTPL1_1Y | 2 | South | YES | -0.003589 | 0 | 0 | 8 |  | 1 | Hydro | -1 | 0.26564 | 0 | 0 |  |  |  |  | -0.26564 | 0 | [6 empty] | 277 | 0
9016 | SANDH_G1 | 1 | South | YES | -0.003857 | 45 | 2 | 49 | 0 | 1.0175 | GGT | -1 | 0.26591 | 49 | 49 |  |  |  |  | -0.26591 | -13.0294 | [6 empty] | 278 | 0
9017 | SANDH_G2 | 2 | South | YES | -0.003857 | 45 | 2 | 46 | 0 | 1.0175 | GGT | -1 | 0.26591 | 46 | 46 |  |  |  |  | -0.26591 | -12.2317 | [6 empty] | 279 | 0
9018 | SANDH_G3 | 3 | South | YES | -0.003857 | 45 | 2 | 46 | 0 | 1.0175 | GGT | -1 | 0.26591 | 46 | 46 |  |  |  |  | -0.26591 | -12.2317 | [6 empty] | 280 | 0
9019 | SANDH_G4 | 4 | South | YES | -0.003857 | 0 | 2 | 47 |  | 1.0175 | GGT | -1 | 0.26591 | 47 | 47 |  |  |  |  | -0.26591 | -12.4976 | [6 empty] | 281 | 0
9020 | SANDHG5A | 5A | South | YES | -0.003857 | 150 | 84 | 155 | 0 | 1.0175 | CC | -1 | 0.26591 | 155 | 155 |  |  |  |  | -0.26591 | -41.2154 | [6 empty] | 282 | 0
9021 | SANDHG5C | 5C | South | YES | -0.003857 | 140 | 0 | 148 | 0 | 1.0175 | CC | -1 | 0.26591 | 148 | 148 |  |  |  |  | -0.26591 | -39.354 | [6 empty] | 283 | 0
9000 | DECKR_G1 | 1 | South | YES | -0.003867 | 280 | 50 | 321 | 0 | 1.015 | GST | -1 | 0.26592 | 321 | 321 |  |  |  |  | -0.26592 | -85.3589 | [6 empty] | 284 | 0
9001 | DECKR_G2 | 2 | South | YES | -0.003867 | 400 | 50 | 426 | 0 | 1.015 | GST | -1 | 0.26592 | 426 | 426 |  |  |  |  | -0.26592 | -113.28 | [6 empty] | 285 | 0
80226 | ALCOA G | 1 | South | YES | -0.003895 | 32.3 | 5 | 48 | 0 | 1.015 | Cogen | -1 | 0.26594 | 0 | 0 |  |  |  |  | -0.26594 | 0 | [6 empty] | 286 | 0
8134 | FOR #1 | 1 | South | YES | -0.003996 | 54.1 | 45 | 79 | 0 | 1 | Cogen | -1 | 0.26604 | 0 | 0 |  |  |  |  | -0.26604 | 0 | [6 empty] | 287 | 0
8138 | FOR #2 | 2 | South | YES | -0.003996 | 63.1 | 45 | 81 | 0 | 1 | Cogen | -1 | 0.26604 | 0 | 0 |  |  |  |  | -0.26604 | 0 | [6 empty] | 288 | 0
8153 | FOR #3 | 3 | South | YES | -0.003996 | 63.1 | 45 | 79.9 | 0 | 1 | Cogen | -1 | 0.26604 | 0 | 0 |  |  |  |  | -0.26604 | 0 | [6 empty] | 289 | 0
8154 | FOR #4 | 4 | South | YES | -0.003996 | 63.1 | 60 | 80 | 0 | 1 | Cogen | -1 | 0.26604 | 0 | 0 |  |  |  |  | -0.26604 | 0 | [6 empty] | 290 | 0
8155 | FOR #5 | 5 | South | YES | -0.003996 | 63.1 | 60 | 78.4 | 0 | 1 | Cogen | -1 | 0.26604 | 0 | 0 |  |  |  |  | -0.26604 | 0 | [6 empty] | 291 | 0
8156 | FOR #6 | 6 | South | YES | -0.003996 | 24.9 | 5 | 25 | 0 | 1 | Cogen | -1 | 0.26604 | 0 | 0 |  |  |  |  | -0.26604 | 0 | [6 empty] | 292 | 0
8157 | FOR #7 | 7 | South | YES | -0.003996 | 28.8 | 5 | 46 | 0 | 1 | Cogen | -1 | 0.26604 | 0 | 0 |  |  |  |  | -0.26604 | 0 | [6 empty] | 293 | 0
80051 | FOR #8 | 8 | South | YES | -0.003996 | 28 | 28 | 28 |  | 1 | Cogen | -1 | 0.26604 | 0 | 0 |  |  |  |  | -0.26604 | 0 | [6 empty] | 294 | 0
80052 | FOR #9 | 9 | South | YES | -0.003996 | 29.7 | 5 | 43.6 | 0 | 1 | Cogen | -1 | 0.26604 | 0 | 0 |  |  |  |  | -0.26604 | 0 | [6 empty] | 295 | 0
80053 | FOR #10 | 10 | South | YES | -0.003996 | 68.4 | 45 | 75 | 0 | 1 | Cogen | -1 | 0.26604 | 0 | 0 |  |  |  |  | -0.26604 | 0 | [6 empty] | 296 | 0
9002 | DECKR_G3 | 3 | South | YES | -0.004063 | 0 | 24 | 42 |  | 1.015 | GGT | -1 | 0.26611 | 42 | 42 |  |  |  |  | -0.26611 | -11.1767 | [6 empty] | 297 | 0
9003 | DECKR_G4 | 4 | South | YES | -0.004063 | 44 | 24 | 44 | 0 | 1.015 | GGT | -1 | 0.26611 | 44 | 44 |  |  |  |  | -0.26611 | -11.7089 | [6 empty] | 298 | 0
9004 | DECKR_G5 | 5 | South | YES | -0.004063 | 44 | 24 | 44 | 0 | 1.015 | GGT | -1 | 0.26611 | 44 | 44 |  |  |  |  | -0.26611 | -11.7089 | [6 empty] | 299 | 0
9005 | DECKR_G6 | 6 | South | YES | -0.004063 | 44 | 24 | 47 | 0 | 1.015 | GGT | -1 | 0.26611 | 47 | 47 |  |  |  |  | -0.26611 | -12.5072 | [6 empty] | 300 | 0
7004 | L_SIMGID1_1Y | 1 | South | YES | -0.00453 | 132 | 40 | 132 | 0 | 1.02 | GST | -1 | 0.26658 | 132 | 132 |  |  |  |  | -0.26658 | -35.1884 | [6 empty] | 301 | 0
7005 | L_SIMGID1_2Y | 2 | South | YES | -0.00453 | 133 | 32 | 139 | 0 | 1.02 | GST | -1 | 0.26658 | 139 | 139 |  |  |  |  | -0.26658 | -37.0544 | [6 empty] | 302 | 0
7006 | L_SIMGID1_3Y | 3 | South | YES | -0.00453 | 324.9 | 60 | 329 | 0 | 1.02 | GST | -1 | 0.26658 | 329 | 329 |  |  |  |  | -0.26658 | -87.7043 | [6 empty] | 303 | 0
7807 | L_BASTEN1_1Y | 1 | South | YES | -0.004997 | 152.5 | 83.5 | 152.5 | 0 | 1.004 | CC | -1 | 0.26705 | 152.5 | 152.5 |  |  |  |  | -0.26705 | -40.7244 | [6 empty] | 304 | 0
7808 | L_BASTEN1_2Y | 1 | South | YES | -0.004997 | 149.5 | 83.5 | 149.5 | 0 | 1.004 | CC | -1 | 0.26705 | 149.5 | 149.5 |  |  |  |  | -0.26705 | -39.9233 | [6 empty] | 305 | 0
7809 | L_BASTEN1_3Y | 1 | South | YES | -0.004997 | 232.6 | 42 | 232.6 | 0 | 1.004 | CC | -1 | 0.26705 | 232.6 | 232.6 |  |  |  |  | -0.26705 | -62.1148 | [6 empty] | 306 | 0
7303 | L_WPPGS12_1Y | 1 | South | YES | -0.005064 | 50 | 0 | 50 | 0 | 1.025 | GGT | -1 | 0.26711 | 50 | 50 |  |  |  |  | -0.26711 | -13.3556 | [6 empty] | 307 | 0
7303 | L_WPPGS12_1Y | 2 | South | YES | -0.005064 | 50 | 0 | 50 | 0 | 1.025 | GGT | -1 | 0.26711 | 50 | 50 |  |  |  |  | -0.26711 | -13.3556 | [6 empty] | 308 | 0
7305 | L_WPPGS34_1Y | 3 | South | YES | -0.005064 | 50 | 0 | 50 | 0 | 1.025 | GGT | -1 | 0.26711 | 50 | 50 |  |  |  |  | -0.26711 | -13.3556 | [6 empty] | 309 | 0
7305 | L_WPPGS34_1Y | 4 | South | YES | -0.005064 | 50 | 0 | 50 | 0 | 1.025 | GGT | -1 | 0.26711 | 50 | 50 |  |  |  |  | -0.26711 | -13.3556 | [6 empty] | 310 | 0
7007 | L_LOSTPI1_1Y | 1 | South | YES | -0.005492 | 158.6 | 110 | 158 | 0 | 1 | CC | -1 | 0.26754 | 158 | 158 |  |  |  |  | -0.26754 | -42.2714 | [6 empty] | 311 | 0
7008 | L_LOSTPI1_2Y | 2 | South | YES | -0.005492 | 157.7 | 107 | 160 | 0 | 1 | CC | -1 | 0.26754 | 160 | 160 |  |  |  |  | -0.26754 | -42.8065 | [6 empty] | 312 | 0
7009 | L_LOSTPI1_3Y | 3 | South | YES | -0.005492 | 173.9 | 72 | 175 | 0 | 1 | CC | -1 | 0.26754 | 175 | 175 |  |  |  |  | -0.26754 | -46.8196 | [6 empty] | 313 | 0
7012 | L_FPPYD21_3Y | 3 | South | YES | -0.005511 | 427.5 | 200 | 436 | 0 | 1.02 | LIGCO | -1 | 0.26756 | 0 | 436 |  |  |  |  | -0.26756 | 0 | [6 empty] | 314 | 0
7010 | L_FPPYD11_1Y | 1 | South | YES | -0.005513 | 547.4 | 200 | 606 | 0 | 1.02 | LIGCO | -1 | 0.26756 | 0 | 606 |  |  |  |  | -0.26756 | 0 | [6 empty] | 315 | 0
7011 | L_FPPYD11_2Y | 2 | South | YES | -0.005513 | 552.2 | 200 | 598 | 0 | 1.02 | LIGCO | -1 | 0.26756 | 0 | 598 |  |  |  |  | -0.26756 | 0 | [6 empty] | 316 | 0
3432 | SANDOW_4G | 4 | South | YES | -0.007208 | 580 | 225 | 580 |  | 1.029 | LIGCO | -1 | 0.26926 | 0 | 580 |  |  |  |  | -0.26926 | 0 | [6 empty] | 317 | 0
5911 | STP_GN1___1 | 1 | Houston | YES | -0.007379 | 1333 | 1249 | 1333 | 0 | 1.0406 | Nuc | -1 | 0.26943 | 0 | 0 |  |  |  |  | -0.26943 | 0 | [6 empty] | 318 | 0
5912 | STP_GN2___2 | 2 | Houston | YES | -0.007379 | 1332 | 1249 | 1332 | 0 | 1.0406 | Nuc | -1 | 0.26943 | 0 | 0 |  |  |  |  | -0.26943 | 0 | [6 empty] | 319 | 0
48731 | CBE_GT1 | 1 | Houston | YES | -0.007513 | 76 | 0 | 76 | 0 | 1.029 | CC | -1 | 0.26956 | 76 | 76 |  |  |  |  | -0.26956 | -20.4867 | [6 empty] | 320 | 0
48732 | CBE_GT2 | 1 | Houston | YES | -0.007513 | 76 | 0 | 76 | 0 | 1.029 | CC | -1 | 0.26956 | 76 | 76 |  |  |  |  | -0.26956 | -20.4867 | [6 empty] | 321 | 0
48733 | CBE_ST12 | 1 | Houston | YES | -0.007513 | 105 | 0 | 105 | 0 | 1.029 | CC | -1 | 0.26956 | 105 | 105 |  |  |  |  | -0.26956 | -28.304 | [6 empty] | 322 | 0
48734 | CBE_GT3 | 1 | Houston | YES | -0.007513 | 76 | 0 | 76 | 0 | 1.029 | CC | -1 | 0.26956 | 76 | 76 |  |  |  |  | -0.26956 | -20.4867 | [6 empty] | 323 | 0
48735 | CBE_GT4 | 1 | Houston | YES | -0.007513 | 76 | 0 | 76 | 0 | 1.029 | CC | -1 | 0.26956 | 76 | 76 |  |  |  |  | -0.26956 | -20.4867 | [6 empty] | 324 | 0
48736 | CBE_ST34 | 1 | Houston | YES | -0.007513 | 105 | 0 | 105 | 0 | 1.029 | CC | -1 | 0.26956 | 105 | 105 |  |  |  |  | -0.26956 | -28.304 | [6 empty] | 325 | 0
48911 | TGF_GT1_8000 | 1 | Houston | YES | -0.007646 | 69.2 | 0 | 69.2 |  | 1.029 | Cogen | -1 | 0.26969 | 0 | 0 |  |  |  |  | -0.26969 | 0 | [6 empty] | 326 | 0
49851 | DOW17000 | 37 | Houston | YES | -0.008489 | 39 | 0 | 62 | 0 | 1 | Cogen | -1 | 0.27054 | 0 | 0 |  |  |  |  | -0.27054 | 0 | [6 empty] | 327 | 0
49858 | DOW38100 | 31 | Houston | YES | -0.008489 | 45 | 0 | 71.4 |  | 1 | Cogen | -1 | 0.27054 | 0 | 0 |  |  |  |  | -0.27054 | 0 | [6 empty] | 328 | 0
49859 | DOW38200 | 33 | Houston | YES | -0.008489 | 28 | 0 | 45 | 0 | 1 | Cogen | -1 | 0.27054 | 0 | 0 |  |  |  |  | -0.27054 | 0 | [6 empty] | 329 | 0
49860 | DOW38300 | 32 | Houston | YES | -0.008489 | 63 | 0 | 101 |  | 1 | Cogen | -1 | 0.27054 | 0 | 0 |  |  |  |  | -0.27054 | 0 | [6 empty] | 330 | 0
49862 | DOW39100 | 36 | Houston | YES | -0.008489 | 54 | 0 | 86 | 0 | 1 | Cogen | -1 | 0.27054 | 0 | 0 |  |  |  |  | -0.27054 | 0 | [6 empty] | 331 | 0
49863 | DOW39200 | 35 | Houston | YES | -0.008489 | 55 | 0 | 88 | 0 | 1 | Cogen | -1 | 0.27054 | 0 | 0 |  |  |  |  | -0.27054 | 0 | [6 empty] | 332 | 0
49865 | DOW41000 | 41 | Houston | YES | -0.008489 | 31 | 0 | 50 |  | 1 | Cogen | -1 | 0.27054 | 0 | 0 |  |  |  |  | -0.27054 | 0 | [6 empty] | 333 | 0
49866 | DOW42000 | 42 | Houston | YES | -0.008489 | 11 | 0 | 18 |  | 1 | Cogen | -1 | 0.27054 | 0 | 0 |  |  |  |  | -0.27054 | 0 | [6 empty] | 334 | 0
49869 | DOW49000 | 45 | Houston | YES | -0.008489 | 59 | 0 | 94 |  | 1 | Cogen | -1 | 0.27054 | 0 | 0 |  |  |  |  | -0.27054 | 0 | [6 empty] | 335 | 0
49870 | DOW61000 | 61 | Houston | YES | -0.008489 | 44 | 0 | 70 | 0 | 1 | Cogen | -1 | 0.27054 | 0 | 0 |  |  |  |  | -0.27054 | 0 | [6 empty] | 336 | 0
49871 | DOW62000 | 62 | Houston | YES | -0.008489 | 40 | 0 | 63 | 0 | 1 | Cogen | -1 | 0.27054 | 0 | 0 |  |  |  |  | -0.27054 | 0 | [6 empty] | 337 | 0
49872 | DOW63000 | 63 | Houston | YES | -0.008489 | 45 | 0 | 72 | 0 | 1 | Cogen | -1 | 0.27054 | 0 | 0 |  |  |  |  | -0.27054 | 0 | [6 empty] | 338 | 0
49873 | DOW64000 | 64 | Houston | YES | -0.008489 | 41 | 0 | 64.8 | 0 | 1 | Cogen | -1 | 0.27054 | 0 | 0 |  |  |  |  | -0.27054 | 0 | [6 empty] | 339 | 0
49876 | DOW65000 | 65 | Houston | YES | -0.008489 | 63 | 0 | 101 | 0 | 1 | Cogen | -1 | 0.27054 | 0 | 0 |  |  |  |  | -0.27054 | 0 | [6 empty] | 340 | 0
49877 | DOW66000 | 66 | Houston | YES | -0.008489 | 61 | 0 | 97 | 0 | 1 | Cogen | -1 | 0.27054 | 0 | 0 |  |  |  |  | -0.27054 | 0 | [6 empty] | 341 | 0
49878 | DOW67000 | 67 | Houston | YES | -0.008489 | 65 | 0 | 103 | 0 | 1 | Cogen | -1 | 0.27054 | 0 | 0 |  |  |  |  | -0.27054 | 0 | [6 empty] | 342 | 0
49882 | DOW81000 | 81 | Houston | YES | -0.008489 | 47 | 0 | 76 | 0 | 1 | Cogen | -1 | 0.27054 | 0 | 0 |  |  |  |  | -0.27054 | 0 | [6 empty] | 343 | 0
49884 | DOW82000 | 82 | Houston | YES | -0.008489 | 51 | 0 | 80 | 0 | 1 | Cogen | -1 | 0.27054 | 0 | 0 |  |  |  |  | -0.27054 | 0 | [6 empty] | 344 | 0
49885 | DOW83000 | 83 | Houston | YES | -0.008489 | 51 | 0 | 80 | 0 | 1 | Cogen | -1 | 0.27054 | 0 | 0 |  |  |  |  | -0.27054 | 0 | [6 empty] | 345 | 0
49886 | DOW84000 | 84 | Houston | YES | -0.008489 | 107 | 0 | 171 | 0 | 0.98 | Cogen | -1 | 0.27054 | 0 | 0 |  |  |  |  | -0.27054 | 0 | [6 empty] | 346 | 0
13432 | SANDOW_5G | 5 | South | YES | -0.008541 | 581 | 225 | 581 |  | 1.029 | LIGCO | -1 | 0.27059 | 0 | 581 |  |  |  |  | -0.27059 | 0 | [6 empty] | 347 | 0
48520 | BSF_GT1_8070 | 1 | Houston | YES | -0.008691 | 72 | 0 | 72 | 0 | 1.0326 | Cogen | -1 | 0.27074 | 0 | 0 |  |  |  |  | -0.27074 | 0 | [6 empty] | 348 | 0
48520 | BSF_GT1_8070 | 2 | Houston | YES | -0.008691 | 10 | 0 | 10 | 0 | 1.0326 | Cogen | -1 | 0.27074 | 0 | 0 |  |  |  |  | -0.27074 | 0 | [6 empty] | 349 | 0
39760 | TNSCLP1___8 | 1 | Houston | YES | -0.00886 | 93.4 | 20 | 116.8 | 0 | 1.04 | Cogen | -1 | 0.27091 | 0 | 0 |  |  |  |  | -0.27091 | 0 | [6 empty] | 350 | 0
39770 | TNSCLP2___8 | 1 | Houston | YES | -0.00886 | 91.6 | 20 | 114.5 | 0 | 1.04 | Cogen | -1 | 0.27091 | 0 | 0 |  |  |  |  | -0.27091 | 0 | [6 empty] | 351 | 0
39775 | TNSCLP4___8 | 1 | Houston | YES | -0.00886 | 95.2 | 20 | 119 | 0 | 1.04 | Cogen | -1 | 0.27091 | 0 | 0 |  |  |  |  | -0.27091 | 0 | [6 empty] | 352 | 0
39790 | TNSCLP3___8 | 1 | Houston | YES | -0.00886 | 87.6 | 20 | 109.5 | 0 | 1.027 | Cogen | -1 | 0.27091 | 0 | 0 |  |  |  |  | -0.27091 | 0 | [6 empty] | 353 | 0
48730 | MNS_GT | 1 | Houston | YES | -0.00942 | 43 | 0 | 46.1 |  | 1.029 | Cogen | -1 | 0.27147 | 0 | 0 |  |  |  |  | -0.27147 | 0 | [6 empty] | 354 | 0
48926 | WAP_GN6_6 | 6 | Houston | YES | -0.00946 | 651 | 280 | 651 |  | 1.035 | LIGCO | -1 | 0.27151 | 0 | 651 |  |  |  |  | -0.27151 | 0 | [6 empty] | 355 | 0
48927 | WAP_GN7_7 | 7 | Houston | YES | -0.00946 | 564 | 277 | 564 |  | 1.035 | LIGCO | -1 | 0.27151 | 0 | 564 |  |  |  |  | -0.27151 | 0 | [6 empty] | 356 | 0
48928 | WAP_GN8_8 | 8 | Houston | YES | -0.00946 | 603 | 275 | 603 |  | 1.035 | LIGCO | -1 | 0.27151 | 0 | 603 |  |  |  |  | -0.27151 | 0 | [6 empty] | 357 | 0
48521 | BVE_GT1_GT1 | 1 | Houston | YES | -0.009464 | 167.7 | 0 | 167.7 |  | 1.035 | CC | -1 | 0.27151 | 167.7 | 167.7 |  |  |  |  | -0.27151 | -45.5327 | [6 empty] | 358 | 0
48522 | BVE_GT2_5035 | 2 | Houston | YES | -0.009464 | 166.4 | 0 | 166.4 |  | 1.035 | CC | -1 | 0.27151 | 166.4 | 166.4 |  |  |  |  | -0.27151 | -45.1797 | [6 empty] | 359 | 0
48523 | BVE_ST1_GN1 | 3 | Houston | YES | -0.009464 | 252.4 | 0 | 252.4 |  | 1.035 | CC | -1 | 0.27151 | 252.4 | 252.4 |  |  |  |  | -0.27151 | -68.5298 | [6 empty] | 360 | 0
48510 | AK_GT1__8040 | 1 | Houston | YES | -0.009503 | 33.4 | 8.1 | 34 |  | 1.029 | Cogen | -1 | 0.27155 | 0 | 0 |  |  |  |  | -0.27155 | 0 | [6 empty] | 361 | 0
48921 | WAP_GN1_1 | 1 | Houston | YES | -0.009568 | 132.8 | 37 | 166 | 0 | 1.0362 | GST | -1 | 0.27162 | 166 | 166 |  |  |  |  | -0.27162 | -45.0883 | [6 empty] | 362 | 0
48922 | WAP_GN2_2 | 2 | Houston | YES | -0.009568 | 132.8 | 37 | 166 | 0 | 1.0362 | GST | -1 | 0.27162 | 166 | 166 |  |  |  |  | -0.27162 | -45.0883 | [6 empty] | 363 | 0
48923 | WAP_GN3_3 | 3 | Houston | YES | -0.009568 | 198.4 | 93 | 248 | 0 | 1.0362 | GST | -1 | 0.27162 | 248 | 248 |  |  |  |  | -0.27162 | -67.3609 | [6 empty] | 364 | 0
48924 | WAP_GN4_4 | 4 | Houston | YES | -0.009568 | 546 | 217 | 546 | 0 | 1.0362 | GSC | -1 | 0.27162 | 546 | 546 |  |  |  |  | -0.27162 | -148.3026 | [6 empty] | 365 | 0
48925 | WAP_GN5_5 | 5 | Houston | YES | -0.009568 | 618.2 | 278 | 654 | 0 | 0.985 | LIGCO | -1 | 0.27162 | 0 | 654 |  |  |  |  | -0.27162 | 0 | [6 empty] | 366 | 0
48929 | WAPGT21_GT1 | B1 | Houston | YES | -0.009568 | 0 | 0 | 13 |  | 1.05 | GGT | -1 | 0.27162 | 13 | 13 |  |  |  |  | -0.27162 | -3.531 | [6 empty] | 367 | 0
38580 | TNBP_CGN1_8 | 1 | Houston | YES | -0.009875 | 70.8 | 0 | 70.8 | 0 | 1.005 | Cogen | -1 | 0.27192 | 0 | 0 |  |  |  |  | -0.27192 | 0 | [6 empty] | 368 | 0
38590 | TNBP_CGN2_8 | 2 | Houston | YES | -0.009875 | 66.7 | 0 | 66.7 | 0 | 1.005 | Cogen | -1 | 0.27192 | 0 | 0 |  |  |  |  | -0.27192 | 0 | [6 empty] | 369 | 0
38600 | TNBP_CGN3_8 | 5 | Houston | YES | -0.009875 | 53 | 0 | 53 | 0 | 1.005 | Cogen | -1 | 0.27192 | 0 | 0 |  |  |  |  | -0.27192 | 0 | [6 empty] | 370 | 0
38611 | TNBPAMCG1_8 | 1 | Houston | YES | -0.009875 | 153.2 | 0 | 153.2 | 0 | 1.005 | Cogen | -1 | 0.27192 | 0 | 0 |  |  |  |  | -0.27192 | 0 | [6 empty] | 371 | 0
38612 | TNBPAMCG2_8 | 2 | Houston | YES | -0.009875 | 153.5 | 0 | 153.5 | 0 | 1.005 | Cogen | -1 | 0.27192 | 0 | 0 |  |  |  |  | -0.27192 | 0 | [6 empty] | 372 | 0
38613 | TNBPAMCG3_8 | 3 | Houston | YES | -0.009875 | 152.3 | 0 | 152.3 | 0 | 1.005 | Cogen | -1 | 0.27192 | 0 | 0 |  |  |  |  | -0.27192 | 0 | [6 empty] | 373 | 0
38614 | TNBPAMCG4_8 | 4 | Houston | YES | -0.009875 | 96 | 0 | 96 |  | 1.005 | Cogen | -1 | 0.27192 | 0 | 0 |  |  |  |  | -0.27192 | 0 | [6 empty] | 374 | 0
38615 | TNBPAMCG5_8 | 1 | Houston | YES | -0.009875 | 244 | 0 | 244 | 0 | 1.005 | Cogen | -1 | 0.27192 | 0 | 0 |  |  |  |  | -0.27192 | 0 | [6 empty] | 375 | 0
38690 | TNBP_CGN4_8 | 3 | Houston | YES | -0.009875 | 40 | 0 | 40 |  | 1.005 | Cogen | -1 | 0.27192 | 0 | 0 |  |  |  |  | -0.27192 | 0 | [6 empty] | 376 | 0
38711 | TNTXCTY1CG8 | 1 | Houston | YES | -0.009875 | 100.3 | 59 | 100.3 | 0 | 1 | Cogen | -1 | 0.27192 | 0 | 0 |  |  |  |  | -0.27192 | 0 | [6 empty] | 377 | 0
38712 | TNTXCTY2CG8 | 1 | Houston | YES | -0.009875 | 92.9 | 59 | 92.9 | 0 | 1 | Cogen | -1 | 0.27192 | 0 | 0 |  |  |  |  | -0.27192 | 0 | [6 empty] | 378 | 0
38713 | TNTXCTY3CG8 | 1 | Houston | YES | -0.009875 | 102.7 | 59 | 102.7 | 0 | 1 | Cogen | -1 | 0.27192 | 0 | 0 |  |  |  |  | -0.27192 | 0 | [6 empty] | 379 | 0
38714 | TNTXCTY4CG8 | 1 | Houston | YES | -0.009875 | 103 | 59 | 103 | 0 | 1 | Cogen | -1 | 0.27192 | 0 | 0 |  |  |  |  | -0.27192 | 0 | [6 empty] | 380 | 0
39470 | TNDOWCGNSG8 | 1 | Houston | YES | -0.009875 | 32 | 10 | 32 | 0 | 0.985 | Cogen | -1 | 0.27192 | 0 | 0 |  |  |  |  | -0.27192 | 0 | [6 empty] | 381 | 0
39480 | TNDOWCGNGG8 | 1 | Houston | YES | -0.009875 | 30 | 10 | 30 | 0 | 0.985 | Cogen | -1 | 0.27192 | 0 | 0 |  |  |  |  | -0.27192 | 0 | [6 empty] | 382 | 0
48772 | PHR_GN2_2 | MB | Houston | YES | -0.010023 | 0 | 72 | 459 |  | 1.0362 | GSC | -1 | 0.27207 | 0 | 0 |  |  |  |  | -0.27207 | 0 | [6 empty] | 383 | 0
48561 | CTL_GT2_8130 | 1 | Houston | YES | -0.010128 | 73.5 | 30.3 | 91.9 |  | 1.0362 | Cogen | -1 | 0.27218 | 0 | 0 |  |  |  |  | -0.27218 | 0 | [6 empty] | 384 | 0
48562 | CTL_GT3_8135 | 2 | Houston | YES | -0.010128 | 70.1 | 30.3 | 87.6 |  | 1.0362 | Cogen | -1 | 0.27218 | 0 | 0 |  |  |  |  | -0.27218 | 0 | [6 empty] | 385 | 0
48563 | CTL_GT4_8140 | 3 | Houston | YES | -0.010128 | 69.6 | 30.3 | 87 |  | 1.0362 | Cogen | -1 | 0.27218 | 0 | 0 |  |  |  |  | -0.27218 | 0 | [6 empty] | 386 | 0
48564 | CTL_GN1_8145 | 4 | Houston | YES | -0.010128 | 43.6 | 12.9 | 54.5 |  | 1.0362 | Cogen | -1 | 0.27218 | 0 | 0 |  |  |  |  | -0.27218 | 0 | [6 empty] | 387 | 0
48565 | CTL_GN2_8155 | 5 | Houston | YES | -0.010128 | 9.8 | 3.4 | 12.2 |  | 1.0362 | Cogen | -1 | 0.27218 | 0 | 0 |  |  |  |  | -0.27218 | 0 | [6 empty] | 388 | 0
48531 | BYU_GT1_8075 | 1 | Houston | YES | -0.010167 | 65 | 0 | 65 |  | 1.0362 | Cogen | -1 | 0.27222 | 0 | 0 |  |  |  |  | -0.27222 | 0 | [6 empty] | 389 | 0
48532 | BYU_GT2_8055 | 2 | Houston | YES | -0.010167 | 62 | 0 | 62 |  | 1.0362 | Cogen | -1 | 0.27222 | 0 | 0 |  |  |  |  | -0.27222 | 0 | [6 empty] | 390 | 0
48533 | BYU_GT3_8060 | 3 | Houston | YES | -0.010167 | 67 | 0 | 67 |  | 1.0362 | Cogen | -1 | 0.27222 | 0 | 0 |  |  |  |  | -0.27222 | 0
48534 | BYU_GT4_8065 | 4 | Houston | YES | -0.010167 | 65 | 0 | 65 |  | 1.0362 | Cogen | -1 | 0.27222 | 0 | 0 |  |  |  |  | -0.27222 | 0
48691 | GBY_73741085 | B | Houston | YES | -0.010229 | 37.6 | 20 | 47 | 0 | 1.0362 | GGT | -1 | 0.27228 | 47 | 47 |  |  |  |  | -0.27228 | -12.797
48691 | GBY_73741085 | A | Houston | YES | -0.010229 | 37.6 | 20 | 47 | 0 | 1.0362 | GGT | -1 | 0.27228 | 47 | 47 |  |  |  |  | -0.27228 | -12.797
48692 | GBY_81821075 | D | Houston | YES | -0.010229 | 44 | 20 | 55 | 0 | 1.0362 | GGT | -1 | 0.27228 | 55 | 55 |  |  |  |  | -0.27228 | -14.9753
48692 | GBY_81821075 | C | Houston | YES | -0.010229 | 37.6 | 20 | 47 | 0 | 1.0362 | GGT | -1 | 0.27228 | 47 | 47 |  |  |  |  | -0.27228 | -12.797
48693 | GBY_83841065 | F | Houston | YES | -0.010229 | 43.2 | 20 | 54 | 0 | 1.0362 | GGT | -1 | 0.27228 | 54 | 54 |  |  |  |  | -0.27228 | -14.703
48693 | GBY_83841065 | E | Houston | YES | -0.010229 | 45.6 | 20 | 57 | 0 | 1.0362 | GGT | -1 | 0.27228 | 57 | 57 |  |  |  |  | -0.27228 | -15.5198
48841 | SJS_GT1_GT1 | 1 | Houston | YES | -0.010242 | 62.4 | 49 | 78 | 0 | 1.0362 | Cogen | -1 | 0.27229 | 0 | 0 |  |  |  |  | -0.27229 | 0
48842 | SJS_GT2_GT2 | 2 | Houston | YES | -0.010242 | 64.8 | 49 | 81 | 0 | 1.0362 | Cogen | -1 | 0.27229 | 0 | 0 |  |  |  |  | -0.27229 | 0
48641 | DPEC_GT15040 | 1 | Houston | YES | -0.010257 | 163.2 | 98 | 163.2 | 0 | 1.0319 | CC | -1 | 0.27231 | 163.2 | 163.2 |  |  |  |  | -0.27231 | -44.4403
48642 | DPEC_GT25025 | 2 | Houston | YES | -0.010257 | 157.1 | 98 | 157.1 | 0 | 1.0319 | CC | -1 | 0.27231 | 157.1 | 157.1 |  |  |  |  | -0.27231 | -42.7792
48643 | DPEC_GT35010 | 3 | Houston | YES | -0.010257 | 157.5 | 98 | 157.5 | 0 | 1.0319 | CC | -1 | 0.27231 | 157.5 | 157.5 |  |  |  |  | -0.27231 | -42.8881
48644 | DPEC_GT45070 | 4 | Houston | YES | -0.010257 | 157 | 98 | 157 | 0 | 1.0319 | CC | -1 | 0.27231 | 157 | 157 |  |  |  |  | -0.27231 | -42.752
48645 | DPEC_ST55065 | 5 | Houston | YES | -0.010257 | 282 | 0 | 282 | 0 | 1.0319 | CC | -1 | 0.27231 | 282 | 282 |  |  |  |  | -0.27231 | -76.7902
48761 | PR_GT1__9040 | 1 | Houston | YES | -0.010281 | 26 | 0 | 35 |  | 1 | Cogen | -1 | 0.27233 | 0 | 0 |  |  |  |  | -0.27233 | 0
48855 | SRB_GT211035 | B1 | Houston | YES | -0.010299 | 0 | 0 | 18 |  | 1.014 | GGT | -1 | 0.27235 | 18 | 18 |  |  |  |  | -0.27235 | -4.9023
48855 | SRB_GT211035 | B2 | Houston | YES | -0.010299 | 0 | 0 | 12 |  | 1.014 | GGT | -1 | 0.27235 | 12 | 12 |  |  |  |  | -0.27235 | -3.2682
48852 | SRB_GN2_2 | 2 | Houston | YES | -0.0103 | 140.8 | 26 | 176 | 0 | 1.0217 | GST | -1 | 0.27235 | 176 | 176 |  |  |  |  | -0.27235 | -47.9333
48851 | SRB_GN1_1 | 1 | Houston | YES | -0.010301 | 132 | 26 | 165 | 0 | 1.0217 | GST | -1 | 0.27235 | 165 | 165 |  |  |  |  | -0.27235 | -44.9377
48551 | CAL_GT1_8045 | 1 | Houston | YES | -0.010302 | 149 | 0 | 149 | 0 | 1.0326 | Cogen | -1 | 0.27235 | 0 | 0 |  |  |  |  | -0.27235 | 0
48552 | CAL_ST1_8000 | 2 | Houston | YES | -0.010302 | 65.1 | 0 | 65.1 | 0 | 1.0326 | Cogen | -1 | 0.27235 | 0 | 0 |  |  |  |  | -0.27235 | 0
48845 | SOL_GT1 | 1 | Houston | YES | -0.010306 | 16.2 | 15.4 | 16.2 |  | 1.0326 | Solar | -1 | 0.27235 | 16.2 | 16.2 |  |  |  |  | -0.27235 | -4.4121
48853 | SRB_GN3_3 | 3 | Houston | YES | -0.010306 | 170.4 | 35 | 213 |  | 1.0326 | GST | -1 | 0.27235 | 213 | 213 |  |  |  |  | -0.27235 | -58.0115
48611 | DIB_GT1_8080 | 1 | Houston | YES | -0.010307 | 64 | 0 | 64 | 0 | 1.0326 | Cogen | -1 | 0.27236 | 0 | 0 |  |  |  |  | -0.27236 | 0
48612 | DIB_GT2_8075 | 2 | Houston | YES | -0.010307 | 63.2 | 0 | 63.2 | 0 | 1.0326 | Cogen | -1 | 0.27236 | 0 | 0 |  |  |  |  | -0.27236 | 0
48613 | DIB_ST1_8085 | 3 | Houston | YES | -0.010307 | 67.9 | 30 | 82.6 | 0 | 1.0326 | Cogen | -1 | 0.27236 | 0 | 0 |  |  |  |  | -0.27236 | 0
48614 | DIB_GT3_8090 | 4 | Houston | YES | -0.010307 | 73.6 | 15 | 73.6 | 0 | 1.0326 | Cogen | -1 | 0.27236 | 0 | 0 |  |  |  |  | -0.27236 | 0
48854 | SRB_GN4_4 | 4 | Houston | YES | -0.010307 | 182.4 | 35 | 228 | 0 | 1.0326 | GST | -1 | 0.27236 | 228 | 228 |  |  |  |  | -0.27236 | -62.0971
48740 | PSG_GN2_8050 | 1 | Houston | YES | -0.010308 | 182 | 60 | 182 | 0 | 1.0326 | Cogen | -1 | 0.27236 | 0 | 0 |  |  |  |  | -0.27236 | 0
48741 | PSG_GT2_8040 | 1 | Houston | YES | -0.010308 | 158.6 | 50 | 158.6 | 0 | 1.0326 | Cogen | -1 | 0.27236 | 0 | 0 |  |  |  |  | -0.27236 | 0
48742 | PSG_GT3_8060 | 1 | Houston | YES | -0.010308 | 157 | 50 | 157 | 0 | 1.0326 | Cogen | -1 | 0.27236 | 0 | 0 |  |  |  |  | -0.27236 | 0
48820 | SHELLG1_3015 | 1 | Houston | YES | -0.010333 | 71 | 34.5 | 71 |  | 1.029 | Cogen | -1 | 0.27238 | 0 | 0 |  |  |  |  | -0.27238 | 0
48821 | SHELLG2 | 2 | Houston | YES | -0.010333 | 72 | 34.5 | 72 |  | 1.029 | Cogen | -1 | 0.27238 | 0 | 0 |  |  |  |  | -0.27238 | 0
48822 | SHELLG3_3020 | 2 | Houston | YES | -0.010333 | 30 | 0 | 30 |  | 1.029 | Cogen | -1 | 0.27238 | 0 | 0 |  |  |  |  | -0.27238 | 0
48822 | SHELLG3_3020 | 1 | Houston | YES | -0.010333 | 39 | 0 | 39 |  | 1.029 | Cogen | -1 | 0.27238 | 0 | 0 |  |  |  |  | -0.27238 | 0
48500 | APD_GT1_8005 | 1 | Houston | YES | -0.010373 | 137.6 | 54.6 | 137.6 | 0 | 1.0362 | Cogen | -1 | 0.27242 | 0 | 0 |  |  |  |  | -0.27242 | 0
48511 | LPE_GT1_8070 | 1 | Houston | YES | -0.010376 | 42 | 0 | 42 | 0 | 1.0362 | GGT | -1 | 0.27242 | 42 | 42 |  |  |  |  | -0.27242 | -11.4418
48512 | LPE_GT2_8075 | 2 | Houston | YES | -0.010376 | 42 | 0 | 42 | 0 | 1.0362 | GGT | -1 | 0.27242 | 42 | 42 |  |  |  |  | -0.27242 | -11.4418
48513 | LPE_GT3_8080 | 3 | Houston | YES | -0.010376 | 39 | 0 | 39 | 0 | 1.0362 | GGT | -1 | 0.27242 | 39 | 39 |  |  |  |  | -0.27242 | -10.6246
48514 | LPE_GT4_8085 | 4 | Houston | YES | -0.010376 | 39 | 0 | 39 | 0 | 1.0362 | GGT | -1 | 0.27242 | 39 | 39 |  |  |  |  | -0.27242 | -10.6246
48593 | CHE_GT1_8015 | 1 | Houston | YES | -0.010386 | 173 | 50 | 173 | 0 | 1.0362 | Cogen | -1 | 0.27243 | 0 | 0 |  |  |  |  | -0.27243 | 0
48594 | CHE_GN4_8025 | 4 | Houston | YES | -0.010386 | 142 | 60 | 142 | 0 | 1.0362 | Cogen | -1 | 0.27243 | 0 | 0 |  |  |  |  | -0.27243 | 0
48873 | THW_ST3_ST_3 | 3 | Houston | YES | -0.010447 | 107 | 19 | 107 | 0 | 1.0435 | CC | -1 | 0.2725 | 107 | 107 |  |  |  |  | -0.2725 | -29.157
48874 | THW_ST4_ST_4 | 4 | Houston | YES | -0.010447 | 108 | 19 | 108 | 0 | 1.0435 | CC | -1 | 0.2725 | 108 | 108 |  |  |  |  | -0.2725 | -29.4295
48875 | THW_3132 | A | Houston | YES | -0.010447 | 55 | 5 | 55 | 0 | 1.0435 | CC | -1 | 0.2725 | 55 | 55 |  |  |  |  | -0.2725 | -14.9873
48875 | THW_3132 | B | Houston | YES | -0.010447 | 53 | 5 | 53 | 0 | 1.0435 | CC | -1 | 0.2725 | 53 | 53 |  |  |  |  | -0.2725 | -14.4423
48877 | THW_3334 | C | Houston | YES | -0.010447 | 55 | 5 | 55 | 0 | 1.0435 | CC | -1 | 0.2725 | 55 | 55 |  |  |  |  | -0.2725 | -14.9873
48877 | THW_3334 | D | Houston | YES | -0.010447 | 57 | 5 | 57 | 0 | 1.0435 | CC | -1 | 0.2725 | 57 | 57 |  |  |  |  | -0.2725 | -15.5322
48879 | THW_4142 | E | Houston | YES | -0.010447 | 56 | 5 | 56 | 0 | 1.0435 | CC | -1 | 0.2725 | 56 | 56 |  |  |  |  | -0.2725 | -15.2597
48879 | THW_4142 | F | Houston | YES | -0.010447 | 55 | 5 | 55 | 0 | 1.0435 | CC | -1 | 0.2725 | 55 | 55 |  |  |  |  | -0.2725 | -14.9873
48881 | THW_4344 | G | Houston | YES | -0.010447 | 58 | 5 | 58 | 0 | 1.0435 | CC | -1 | 0.2725 | 58 | 58 |  |  |  |  | -0.2725 | -15.8047
48881 | THW_4344 | H | Houston | YES | -0.010447 | 58 | 5 | 58 | 0 | 1.0435 | CC | -1 | 0.2725 | 58 | 58 |  |  |  |  | -0.2725 | -15.8047
48582 | CBY_GN2_2 | 2 | Houston | YES | -0.010476 | 596.8 | 110 | 746 | 0 | 1.0435 | GSC | -1 | 0.27252 | 746 | 746 |  |  |  |  | -0.27252 | -203.3033
49803 | EXN_15GT | 1 | Houston | YES | -0.010505 | 33 | 8.3 | 34 |  | 1.0326 | Cogen | -1 | 0.27255 | 0 | 0 |  |  |  |  | -0.27255 | 0
49804 | EXN_16GT | 2 | Houston | YES | -0.010505 | 32 | 8.3 | 34.7 |  | 1.0326 | Cogen | -1 | 0.27255 | 0 | 0 |  |  |  |  | -0.27255 | 0
49805 | EXN_17GT | 3 | Houston | YES | -0.010505 | 31 | 8.3 | 32.7 |  | 1.0326 | Cogen | -1 | 0.27255 | 0 | 0 |  |  |  |  | -0.27255 | 0
49826 | EXN938GT | 5 | Houston | YES | -0.010505 | 43 | 9.2 | 45.9 |  | 1.0326 | Cogen | -1 | 0.27255 | 0 | 0 |  |  |  |  | -0.27255 | 0
49828 | EXN941GT | 10 | Houston | YES | -0.010505 | 17.7 | 5.4 | 17.7 | 0 | 1.0326 | Cogen | -1 | 0.27255 | 0 | 0 |  |  |  |  | -0.27255 | 0
49829 | EXN942GT | 11 | Houston | YES | -0.010505 | 20 | 5.4 | 20.4 | 0 | 1.0326 | Cogen | -1 | 0.27255 | 0 | 0 |  |  |  |  | -0.27255 | 0
49830 | EXN943GT | 12 | Houston | YES | -0.010505 | 19 | 5.4 | 19.9 | 0 | 1.0326 | Cogen | -1 | 0.27255 | 0 | 0 |  |  |  |  | -0.27255 | 0
49831 | EXN944GT | 13 | Houston | YES | -0.010505 | 33 | 5.4 | 35 | 0 | 1.0326 | Cogen | -1 | 0.27255 | 0 | 0 |  |  |  |  | -0.27255 | 0
49832 | EXN945GT | 9 | Houston | YES | -0.010505 | 18.5 | 9.2 | 18.5 |  | 1.0326 | Cogen | -1 | 0.27255 | 0 | 0 |  |  |  |  | -0.27255 | 0
49837 | EXN_GT | 4 | Houston | YES | -0.010505 | 81 | 21.3 | 85.4 |  | 1.0326 | Cogen | -1 | 0.27255 | 0 | 0 |  |  |  |  | -0.27255 | 0
49838 | EXN_14GT | 14 | Houston | YES | -0.010505 | 140 | 0 | 148 |  | 1.0326 | Cogen | -1 | 0.27255 | 0 | 0 |  |  |  |  | -0.27255 | 0
48883 | THW_GT1_GT_1 | B2 | Houston | YES | -0.010508 | 0 | 0 | 12 |  | 1.043 | GGT | -1 | 0.27256 | 12 | 12 |  |  |  |  | -0.27256 | -3.2707
48651 | EP_1_2 | 1 | Houston | YES | -0.010533 | 4 | 0 | 5 | 0 | 1.0362 | Cogen | -1 | 0.27258 | 0 | 0 |  |  |  |  | -0.27258 | 0
48651 | EP_1_2 | 2 | Houston | YES | -0.010533 | 17.7 | 10 | 21 | 0 | 1.0362 | Cogen | -1 | 0.27258 | 0 | 0 |  |  |  |  | -0.27258 | 0
48581 | CBY_GN1_1 | 1 | Houston | YES | -0.010534 | 595.2 | 108 | 744 | 0 | 1.0435 | GSC | -1 | 0.27258 | 744 | 744 |  |  |  |  | -0.27258 | -202.8014
48940 | WARVUE_GT1 | G1 | Houston | YES | -0.010534 | 15 | 0 | 15 |  | 1.021 | Cogen | -1 | 0.27258 | 0 | 0 |  |  |  |  | -0.27258 | 0
48791 | PSA_GT1_8160 | 1 | Houston | YES | -0.010538 | 52 | 20.8 | 65 | 0 | 1.0362 | Cogen | -1 | 0.27259 | 0 | 0 |  |  |  |  | -0.27259 | 0
48792 | PSA_GT2_8155 | 2 | Houston | YES | -0.010538 | 52.8 | 20.3 | 66 | 0 | 1.0362 | Cogen | -1 | 0.27259 | 0 | 0 |  |  |  |  | -0.27259 | 0
48793 | PSA_GT3_8150 | 3 | Houston | YES | -0.010538 | 56 | 20.3 | 70 | 0 | 1.0362 | Cogen | -1 | 0.27259 | 0 | 0 |  |  |  |  | -0.27259 | 0
48794 | PSA_GT4_8145 | 4 | Houston | YES | -0.010538 | 52.8 | 20.3 | 66 | 0 | 1.0362 | Cogen | -1 | 0.27259 | 0 | 0 |  |  |  |  | -0.27259 | 0
48795 | PSA_GT5_8140 | 5 | Houston | YES | -0.010538 | 51.2 | 20.3 | 64 | 0 | 1.0362 | Cogen | -1 | 0.27259 | 0 | 0 |  |  |  |  | -0.27259 | 0
48796 | PSA_GN1_8165 | 1 | Houston | YES | -0.010538 | 83.2 | 43.1 | 104 | 0 | 1.0362 | Cogen | -1 | 0.27259 | 0 | 0 |  |  |  |  | -0.27259 | 0
48797 | PSA_GT6_8135 | 6 | Houston | YES | -0.010538 | 47.2 | 34.5 | 59 | 0 | 1.0362 | Cogen | -1 | 0.27259 | 0 | 0 |  |  |  |  | -0.27259 | 0
48815 | CVC_GT4_8005 | 4 | Houston | YES | -0.010553 | 165 | 91.8 | 165 |  | 1.0362 | Cogen | -1 | 0.2726 | 0 | 0 |  |  |  |  | -0.2726 | 0
48583 | CBY_GT4_1 | 1 | Houston | YES | -0.010557 | 172 | 0 | 172 | 0 | 1.027 | GSC | -1 | 0.27261 | 172 | 172 |  |  |  |  | -0.27261 | -46.8881
48584 | CBY_GT4_2 | 2 | Houston | YES | -0.010557 | 172 | 0 | 172 | 0 | 1.027 | CC | -1 | 0.27261 | 172 | 172 |  |  |  |  | -0.27261 | -46.8881
48585 | CBY_ST4_1 | 3 | Houston | YES | -0.010557 | 172 | 0 | 172 | 0 | 1.027 | CC | -1 | 0.27261 | 172 | 172 |  |  |  |  | -0.27261 | -46.8881
48595 | BTE_GT2_8075 | 1 | Houston | YES | -0.010605 | 162.8 | 130 | 162.8 | 0 | 1.0261 | CC | -1 | 0.27265 | 162.8 | 162.8 |  |  |  |  | -0.27265 | -44.388
48596 | BTE_GT3_8045 | 2 | Houston | YES | -0.010605 | 161.4 | 130 | 161.4 | 0 | 1.0261 | CC | -1 | 0.27265 | 161.4 | 161.4 |  |  |  |  | -0.27265 | -44.0063
48597 | BTE_GT4_8055 | 3 | Houston | YES | -0.010605 | 158.9 | 130 | 158.9 | 0 | 1.0261 | CC | -1 | 0.27265 | 158.9 | 158.9 |  |  |  |  | -0.27265 | -43.3246
48598 | BTE_ST1_8070 | 4 | Houston | YES | -0.010605 | 269.2 | 60 | 269.2 | 0 | 1.0261 | CC | -1 | 0.27265 | 269.2 | 269.2 |  |  |  |  | -0.27265 | -73.3983
48690 | GBY_GN5_5 | 5 | Houston | YES | -0.010625 | 318.4 | 81 | 398 |  | 1.0362 | GSC | -1 | 0.27267 | 398 | 398 |  |  |  |  | -0.27267 | -108.5241
48885 | THW_5152 | B | Houston | YES | -0.010648 | 47.2 | 5 | 59 |  | 1.0319 | GGT | -1 | 0.2727 | 59 | 59 |  |  |  |  | -0.2727 | -16.0891
48885 | THW_5152 | A | Houston | YES | -0.010648 | 46.4 | 5 | 58 |  | 1.0319 | GGT | -1 | 0.2727 | 58 | 58 |  |  |  |  | -0.2727 | -15.8164
48886 | THW_5354 | D | Houston | YES | -0.010648 | 46.4 | 5 | 58 |  | 1.0319 | GGT | -1 | 0.2727 | 58 | 58 |  |  |  |  | -0.2727 | -15.8164
48886 | THW_5354 | C | Houston | YES | -0.010648 | 45.6 | 5 | 57 |  | 1.0319 | GGT | -1 | 0.2727 | 57 | 57 |  |  |  |  | -0.2727 | -15.5437
48887 | THW_5556 | E | Houston | YES | -0.010648 | 47.2 | 5 | 59 |  | 1.0319 | GGT | -1 | 0.2727 | 59 | 59 |  |  |  |  | -0.2727 | -16.0891
48887 | THW_5556 | F | Houston | YES | -0.010648 | 45.6 | 5 | 57 |  | 1.0319 | GGT | -1 | 0.2727 | 57 | 57 |  |  |  |  | -0.2727 | -15.5437
48591 | CHE_GT2_5030 | 2 | Houston | YES | -0.010934 | 173 | 50 | 173 | 0 | 1.029 | Cogen | -1 | 0.27298 | 0 | 0 |  |  |  |  | -0.27298 | 0
48811 | CVC_GT3_5045 | 3 | Houston | YES | -0.010934 | 156 | 91.8 | 156 | 0 | 1.029 | Cogen | -1 | 0.27298 | 0 | 0 |  |  |  |  | -0.27298 | 0
48812 | CVC_GT2_5020 | 2 | Houston | YES | -0.010934 | 158 | 91.8 | 158 | 0 | 1.029 | Cogen | -1 | 0.27298 | 0 | 0 |  |  |  |  | -0.27298 | 0
48813 | CVC_GT1_5035 | 1 | Houston | YES | -0.010934 | 160 | 91.8 | 160 | 0 | 1.029 | Cogen | -1 | 0.27298 | 0 | 0 |  |  |  |  | -0.27298 | 0
48814 | CVC_ST5_5040 | 1 | Houston | YES | -0.010934 | 162 | 91.8 | 162 | 0 | 1.029 | Cogen | -1 | 0.27298 | 0 | 0 |  |  |  |  | -0.27298 | 0
332 | RWMILLER01 | 1 | North | YES | -0.011435 | 58.4 | 18.5 | 73 | 0 | 1.04 | GST | -1 | 0.27348 | 73 | 73 |  |  | -0.83476 | 73 | -0.27348 | -19.9643
333 | RWMILLER02 | 2 | North | YES | -0.011435 | 95.2 | 37 | 119 | 0 | 1.04 | GST | -1 | 0.27348 | 119 | 119 |  |  | -1.3608 | 119 | -0.27348 | -32.5445
334 | RWMILLER03 | 3 | North | YES | -0.011435 | 166.4 | 65 | 208 | 0 | 1.04 | GST | -1 | 0.27348 | 208 | 208 |  |  | -2.3785 | 208 | -0.27348 | -56.8846
335 | RWMILLER04 | 4 | North | YES | -0.011435 | 81.6 | 0 | 102 | 0 | 1.04 | GST | -1 | 0.27348 | 102 | 102 |  |  | -1.1664 | 102 | -0.27348 | -27.8953
336 | RWMILLER05 | 5 | North | YES | -0.011435 | 80.8 | 0 | 101 | 0 | 1.04 | GST | -1 | 0.27348 | 101 | 101 |  |  | -1.1549 | 101 | -0.27348 | -27.6218
251 | BOSQUESW803 | 2 | North | YES | -0.012215 | 150 | 0 | 150 | 0 | 1.032 | CC | -1 | 0.27426 | 150 | 150 |  |  | -1.8322 | 150 | -0.27426 | -41.1395
253 | BOSQUESW804 | 2 | North | YES | -0.012215 | 80 | 0 | 80 | 0 | 1.032 | CC | -1 | 0.27426 | 80 | 80 |  |  | -0.9772 | 80 | -0.27426 | -21.9411
244 | WHITNYDM01 | 1 | North | YES | -0.012738 | 15 | 0 | 15 | 0 | 1.035 | Hydro | -1 | 0.27479 | 0 | 0 |  |  | 0 | 0 | -0.27479 | 0
245 | WHITNYDM02 | 2 | North | YES | -0.012738 | 15 | 0 | 15 | 0 | 1.035 | Hydro | -1 | 0.27479 | 0 | 0 |  |  | 0 | 0 | -0.27479 | 0
238 | BOSQUESW505 | 1 | North | YES | -0.01343 | 255 | 0 | 255 | 0 | 1.02 | CC | -1 | 0.27548 | 255 | 255 |  |  | -3.4247 | 255 | -0.27548 | -70.247
239 | BOSQUESW502 | 1 | North | YES | -0.01343 | 119.2 | 0 | 149 | 0 | 1.02 | GGT | -1 | 0.27548 | 149 | 149 |  |  | -2.0011 | 149 | -0.27548 | -41.0463
247 | BOSQUESW501 | 2 | North | YES | -0.01343 | 124.8 | 0 | 156 | 0 | 1.02 | GGT | -1 | 0.27548 | 156 | 156 |  |  | -2.0951 | 156 | -0.27548 | -42.9746
48671 | FTR_GT1_5105 | 1 | North | YES | -0.0135 | 154.2 | 0 | 154.2 | 0 | 1.0319 | CC | -1 | 0.27555 | 154.2 | 154.2 |  |  | -2.0817 | 154.2 | -0.27555 | -42.4896
48672 | FTR_GT2_5110 | 2 | North | YES | -0.0135 | 159 | 0 | 159 | 0 | 1.0319 | CC | -1 | 0.27555 | 159 | 159 |  |  | -2.1465 | 159 | -0.27555 | -43.8122
48673 | FTR_GT3_5085 | 3 | North | YES | -0.0135 | 158 | 0 | 158 | 0 | 1.0319 | CC | -1 | 0.27555 | 158 | 158 |  |  | -2.133 | 158 | -0.27555 | -43.5367
48674 | FTR_CN4_5095 | 4 | North | YES | -0.0135 | 380 | 0 | 380 | 0 | 1.0319 | CC | -1 | 0.27555 | 380 | 380 |  |  | -5.13 | 380 | -0.27555 | -104.7084
3416 | LAKE_CRK1_G | 1 | North | YES | -0.01356 | 60 | 33 | 75 |  | 1.029 | GST | -1 | 0.27561 | 75 | 75 |  |  | -1.017 | 75 | -0.27561 | -20.6706
3417 | LAKE_CRK2_G | 2 | North | YES | -0.01356 | 177.6 | 40 | 222 | 0 | 1.029 | GST | -1 | 0.27561 | 222 | 222 |  |  | -3.0103 | 222 | -0.27561 | -61.1851
1898 | COMCHEPK_1G | 1 | North | YES | -0.013771 | 1217 | 1150 | 1217 | 0 | 1.032 | Nuc | -1 | 0.27582 | 0 | 0 |  |  | 0 | 0 | -0.27582 | 0
1899 | COMCHEPK_2G | 2 | North | YES | -0.013771 | 1159 | 1128 | 1159 | 0 | 1.032 | Nuc | -1 | 0.27582 | 0 | 0 |  |  | 0 | 0 | -0.27582 | 0
32883 | BRYN_DNSBY3 | 1 | North | YES | -0.01396 | 0 | 2 | 48 |  | 1.015 | GST | -1 | 0.27601 | 48 | 48 |  |  | -0.67008 | 48 | -0.27601 | -13.2484
32884 | BRYN_DNSBY13 | 1 | North | YES | -0.01396 | 46 | 2 | 46 | 0 | 1.015 | GST | -1 | 0.27601 | 46 | 46 |  |  | -0.64216 | 46 | -0.27601 | -12.6964
32892 | BRYN_DNSBY14 | 1 | North | YES | -0.01396 | 84 | 25 | 105 | 0 | 1.035 | GST | -1 | 0.27601 | 105 | 105 |  |  | -1.4658 | 105 | -0.27601 | -28.9809
32886 | BRYN_ATKINS3 | MB | North | YES | -0.014003 | 0 | 5 | 12 |  | 1 | GST | -1 | 0.27605 | 0 | 0 |  |  | 0 | 0 | -0.27605 | 0
32887 | BRYN_ATKINS6 | MB | North | YES | -0.014003 | 0 | 12 | 51 |  | 1.028 | GST | -1 | 0.27605 | 0 | 0 |  |  | 0 | 0 | -0.27605 | 0
32888 | BRYN_ATKINS7 | 1 | North | YES | -0.014003 | 13.6 | 4 | 17 |  | 1.028 | GGT | -1 | 0.27605 | 17 | 17 |  |  | -0.23805 | 17 | -0.27605 | -4.6929
32890 | BRYN_ATKINS4 | MB | North | YES | -0.014003 | 0 | 5 | 22 |  | 1.031 | GST | -1 | 0.27605 | 0 | 0 |  |  | 0 | 0 | -0.27605 | 0
32891 | BRYN_ATKINS5 | MB | North | YES | -0.014003 | 0 | 5 | 25 |  | 1.031 | GST | -1 | 0.27605 | 0 | 0 |  |  | 0 | 0 | -0.27605 | 0
32798 | BRYN_TAMUGEN | 1 | North | YES | -0.014018 | 32 | 0 | 32 |  | 1.02 | GST | -1 | 0.27607 | 32 | 32 |  |  | -0.44858 | 32 | -0.27607 | -8.8341
990 | GIBN_CREK_G1 | 1 | North | YES | -0.014032 | 463 | 200 | 463 | 0 | 1.0275 | LIGCO | -1 | 0.27608 | 0 | 463 |  |  | 0 | 0 | -0.27608 | 0
3403 | THOUSE_1G | 1 | North | YES | -0.01427 | 563 | 200 | 563 | 0 | 1.012 | GSC | -1 | 0.27632 | 563 | 563 |  |  | -8.034 | 563 | -0.27632 | -155.5673
3404 | THOUSE_2G | 2 | North | YES | -0.01427 | 807 | 250 | 807 | 0 | 1.012 | GSC | -1 | 0.27632 | 807 | 807 |  |  | -11.5159 | 807 | -0.27632 | -222.989
1877 | WLFHOLW_1G | 1 | North | YES | -0.014868 | 217.3 | 89.2 | 217.3 | 0 | 1.032 | CC | -1 | 0.27692 | 217.3 | 217.3 |  |  | -3.2308 | 217.3 | -0.27692 | -60.174
1878 | WLFHOLW_2G | 2 | North | YES | -0.014868 | 215.7 | 105 | 215.7 | 0 | 1.032 | CC | -1 | 0.27692 | 215.7 | 215.7 |  |  | -3.207 | 215.7 | -0.27692 | -59.7309
1879 | WLFHOLW_3G | 3 | North | YES | -0.014868 | 272.4 | 89.2 | 272.4 | 0 | 1.032 | CC | -1 | 0.27692 | 272.4 | 272.4 |  |  | -4.05 | 272.4 | -0.27692 | -75.4321
344 | MRSSHPRD | 1 | North | YES | -0.015295 | 0 | 0 | 12 |  | 1.03 | Hydro | -1 | 0.27734 | 0 | 0 |  |  | 0 | 0 | -0.27734 | 0
345 | MRSSHPRD01 | 2 | North | YES | -0.015295 | 0 | 0 | 12 |  | 1.03 | Hydro | -1 | 0.27734 | 0 | 0 |  |  | 0 | 0 | -0.27734 | 0
39960 | TNTNPONE_18 | 1 | North | YES | -0.015753 | 152.3 | 30 | 152.3 |  | 1.04 | LIGCO | -1 | 0.2778 | 0 | 152.3 |  |  | 0 | 0 | -0.2778 | 0
39970 | TNTNPONE_28 | 1 | North | YES | -0.015753 | 153 | 30 | 153 |  | 1.04 | LIGCO | -1 | 0.2778 | 0 | 153 |  |  | 0 | 0 | -0.2778 | 0
366 | JNSNCNTY802 | 1 | North | YES | -0.016047 | 168 | 20 | 168 | 0 | 1.02 | Cogen | -1 | 0.2781 | 0 | 0 |  |  | 0 | 0 | -0.2781 | 0
367 | JNSNCNTY802 | 2 | North | YES | -0.016047 | 90 | 20 | 90 | 0 | 1.02 | Cogen | -1 | 0.2781 | 0 | 0 |  |  | 0 | 0 | -0.2781 | 0
1892 | DECRDOVA_2G | A | North | YES | -0.016225 | 65 | 65 | 70 | 0 | 1.025 | GGT | -1 | 0.27827 | 70 | 70 |  |  | -1.1358 | 70 | -0.27827 | -19.4791
1893 | DECRDOVA_3G | B | North | YES | -0.016225 | 65 | 65 | 69 | 0 | 1.025 | GGT | -1 | 0.27827 | 69 | 69 |  |  | -1.1195 | 69 | -0.27827 | -19.2009
1894 | DECRDOVA_4G | C | North | YES | -0.016225 | 65 | 65 | 69 | 0 | 1.025 | GGT | -1 | 0.27827 | 69 | 69 |  |  | -1.1195 | 69 | -0.27827 | -19.2009
1895 | DECRDOVA_5G | D | North | YES | -0.016225 | 65 | 65 | 68 | 0 | 1.025 | GGT | -1 | 0.27827 | 68 | 68 |  |  | -1.1033 | 68 | -0.27827 | -18.9226
48721 | LEG_1___1 | 1 | North | YES | -0.016442 | 827 | 357 | 827 | 0 | 1.0348 | LIGCO | -1 | 0.27849 | 0 | 827 |  |  | 0 | 0 | -0.27849 | 0
48722 | LEG_2___2 | 2 | North | YES | -0.016442 | 819 | 357 | 819 | 0 | 1.0348 | LIGCO | -1 | 0.27849 | 0 | 819 |  |  | 0 | 0 | -0.27849 | 0
3381 | BBRN_1G | 1 | North | YES | -0.018346 | 618 | 225 | 618 | 0 | 1.03 | LIGCO | -1 | 0.28039 | 0 | 618 |  |  | 0 | 0 | -0.28039 | 0
3382 | BBRN_2G | 2 | North | YES | -0.018346 | 589 | 225 | 589 | 0 | 1.03 | LIGCO | -1 | 0.28039 | 0 | 589 |  |  | 0 | 0 | -0.28039 | 0
13131 | CALFREST_1G | 1 | North | YES | -0.018651 | 150.7 | 40 | 150.7 | 0 | 1.031 | CC | -1 | 0.2807 | 150.7 | 150.7 |  |  | -2.8107 | 150.7 | -0.2807 | -42.3014
13132 | CALFREST_2G | 2 | North | YES | -0.018651 | 151 | 57 | 151 | 0 | 1.031 | CC | -1 | 0.2807 | 151 | 151 |  |  | -2.8163 | 151 | -0.2807 | -42.3856
13133 | CALFREST_3G | 3 | North | YES | -0.018651 | 177.4 | 40 | 177.4 | 0 | 1.031 | CC | -1 | 0.2807 | 177.4 | 177.4 |  |  | -3.3087 | 177.4 | -0.2807 | -49.7961
13134 | CALFREST_4G | 4 | North | YES | -0.018719 | 151.5 | 40 | 151.5 | 0 | 1.031 | CC | -1 | 0.28077 | 151.5 | 151.5 |  |  | -2.8359 | 151.5 | -0.28077 | -42.5363
13135 | CALFREST_5G | 5 | North | YES | -0.018719 | 152.3 | 57 | 152.3 | 0 | 1.031 | CC | -1 | 0.28077 | 152.3 | 152.3 |  |  | -2.8509 | 152.3 | -0.28077 | -42.7609
13136 | CALFREST_6G | 6 | North | YES | -0.018719 | 177.5 | 40 | 177.5 | 0 | 1.031 | CC | -1 | 0.28077 | 177.5 | 177.5 |  |  | -3.3226 | 177.5 | -0.28077 | -49.8362
1889 | DECRDOVA_1G | 1 | North | YES | -0.019037 | 779 | 255 | 779 | 0 | 1.02 | GSC | -1 | 0.28109 | 779 | 779 |  |  | -14.8298 | 779 | -0.28109 | -218.9656
503 | NTHTEXAS01 | 1 | North | YES | -0.019097 | 0 | 5 | 18 |  | 1.015 | GST | -1 | 0.28115 | 18 | 18 |  |  | -0.34375 | 18 | -0.28115 | -5.0606
504 | NTHTEXAS02 | 2 | North | YES | -0.019097 | 14.4 | 5 | 18 |  | 1.015 | GST | -1 | 0.28115 | 18 | 18 |  |  | -0.34375 | 18 | -0.28115 | -5.0606
505 | NTHTEXAS03 | 3 | North | YES | -0.019097 | 30.4 | 15 | 38 |  | 1.015 | GST | -1 | 0.28115 | 38 | 38 |  |  | -0.72569 | 38 | -0.28115 | -10.6835
3126 | TRINIDAD_6G | 1 | North | YES | -0.01957 | 179.2 | 46 | 224 | 0 | 1 | GST | -1 | 0.28162 | 224 | 224 |  |  | -4.3837 | 224 | -0.28162 | -63.0825
1937 | MDLTHELP_5G | 5 | North | YES | -0.019655 | 224 | 74 | 224 | 0 | 1 | CC | -1 | 0.2817 | 224 | 224 |  |  | -4.4027 | 224 | -0.2817 | -63.1016
1938 | MDLTHELP_6G | 6 | North | YES | -0.019655 | 226 | 74 | 226 | 0 | 1 | CC | -1 | 0.2817 | 226 | 226 |  |  | -4.442 | 226 | -0.2817 | -63.665
1943 | MDLTHELP_3G | 3 | North | YES | -0.019655 | 212 | 74 | 212 | 0 | 1 | CC | -1 | 0.2817 | 212 | 212 |  |  | -4.1669 | 212 | -0.2817 | -59.7211
1944 | MDLTHELP_4G | 4 | North | YES | -0.019655 | 211 | 74 | 211 | 0 | 1 | CC | -1 | 0.2817 | 211 | 211 |  |  | -4.1472 | 211 | -0.2817 | -59.4394
12322 | ENNSTRAC_1G | 1 | North | YES | -0.019906 | 196 | 130 | 196 | 0 | 1.036 | CC | -1 | 0.28195 | 196 | 196 |  |  | -3.9016 | 196 | -0.28195 | -55.2631
12323 | ENNSTRAC_2G | 2 | North | YES | -0.019906 | 116 | 100 | 116 | 0 | 1.036 | CC | -1 | 0.28195 | 116 | 116 |  |  | -2.3091 | 116 | -0.28195 | -32.7067
3107 | STRYKER_1G | 1 | North | YES | -0.020238 | 145.6 | 45 | 182 | 0 | 1.029 | GST | -1 | 0.28229 | 182 | 182 |  |  | -3.6833 | 182 | -0.28229 | -51.3761
3108 | STRYKER_2G | 2 | North | YES | -0.020238 | 484 | 75 | 484 | 0 | 1.029 | GST | -1 | 0.28229 | 484 | 484 |  |  | -9.7952 | 484 | -0.28229 | -136.6267
3309 | ASPN_G | 1 | North | YES | -0.020271 | 50 | 0 | 50 |  | 1 | Bio | -1 | 0.28232 | 50 | 50 |  |  | -1.0135 | 50 | -0.28232 | -14.116
3348 | CHAMPION_1G | MB | North | YES | -0.020289 | 0 | 42 | 42 |  | 1 | Cogen | -1 | 0.28234 | 0 | 0 |  |  | 0 | 0 | -0.28234 | 0
1941 | MDLTHELP_1G | 1 | North | YES | -0.020378 | 216.4 | 74 | 216.4 | 0 | 1 | CC | -1 | 0.28243 | 216.4 | 216.4 |  |  | -4.4098 | 216.4 | -0.28243 | -61.1171
1942 | MDLTHELP_2G | 2 | North | YES | -0.020378 | 216.1 | 74 | 216.1 | 0 | 1 | CC | -1 | 0.28243 | 216.1 | 216.1 |  |  | -4.4037 | 216.1 | -0.28243 | -61.0324
13116 | TGATEWAY_1G | 1 | North | YES | -0.020446 | 151 | 30 | 151 | 0 | 1.0232 | CC | -1 | 0.28249 | 151 | 151 |  |  | -3.0873 | 151 | -0.28249 | -42.6567
13117 | TGATEWAY_2G | 2 | North | YES | -0.020446 | 130 | 30 | 130 | 0 | 1.0232 | CC | -1 | 0.28249 | 130 | 130 |  |  | -2.658 | 130 | -0.28249 | -36.7243
13118 | TGATEWAY_3G | 3 | North | YES | -0.020446 | 148 | 30 | 148 | 0 | 1.0232 | CC | -1 | 0.28249 | 148 | 148 |  |  | -3.026 | 148 | -0.28249 | -41.8092
13119 | TGATEWAY_4G | 4 | North | YES | -0.020446 | 399 | 65 | 399 | 0 | 1.0232 | CC | -1 | 0.28249 | 399 | 399 |  |  | -8.158 | 399 | -0.28249 | -112.7153
3097 | MARTLAKE_1G | 1 | North | YES | -0.02063 | 790 | 500 | 790 | 0 | 1.017 | LIGCO | -1 | 0.28268 | 0 | 790 |  |  | 0 | 0 | -0.28268 | 0
3098 | MARTLAKE_2G | 2 | North | YES | -0.02063 | 795 | 461 | 795 | 0 | 1.017 | LIGCO | -1 | 0.28268 | 0 | 795 |  |  | 0 | 0 | -0.28268 | 0
3099 | MARTLAKE_3G | 3 | North | YES | -0.02063 | 804 | 500 | 804 | 0 | 1.017 | LIGCO | -1 | 0.28268 | 0 | 804 |  |  | 0 | 0 | -0.28268 | 0
1600 | BARTNWND_1G | 1 | North | YES | -0.021453 | 12 | 0 | 120 | 0 | 1.022 | Wind | -1 | 0.2835 | 0 | 120 |  |  | 0 | 0 | -0.2835 | 0
2413 | MTCK6_G | 6 | North | YES | -0.021674 | 0 | 30 | 118 |  | 1.022 | GST | -1 | 0.28372 | 118 | 118 |  |  | -2.5575 | 118 | -0.28372 | -33.4793
2414 | MTCK7_G | 7 | North | YES | -0.021674 | 0 | 30 | 115 |  | 1.022 | GST | -1 | 0.28372 | 115 | 115 |  |  | -2.4925 | 115 | -0.28372 | -32.6281
2417 | MTCK8_G | 8 | North | YES | -0.021674 | 444.8 | 60 | 556 | 0 | 1.022 | GSC | -1 | 0.28372 | 556 | 556 |  |  | -12.0507 | 556 | -0.28372 | -157.7497
12440 | PARKD_1SVC8 | 1 | North | YES | -0.021936 | 0 | 0 | 0 | 0 | 1.007 | GST | -1 | 0.28398 | 0 | 0 |  |  | 0 | 0 | -0.28398 | 0
12449 | PARKD_2SVC8 | 1 | North | YES | -0.021936 | 0 | 0 | 0 | 0 | 1.007 | GST | -1 | 0.28398 | 0 | 0 |  |  | 0 | 0 | -0.28398 | 0
12411 | FPLEFR1A_G | 1 | North | YES | -0.021989 | 161 | 72 | 161 | 0 | 1 | CC | -1 | 0.28404 | 161 | 161 |  |  | -3.5402 | 161 | -0.28404 | -45.73
12412 | FPLEFR1B_G | 2 | North | YES | -0.021989 | 164 | 72 | 164 | 0 | 1 | CC | -1 | 0.28404 | 164 | 164 |  |  | -3.6062 | 164 | -0.28404 | -46.5822
12413 | FPLEFR1C_G | 3 | North | YES | -0.021989 | 164 | 72 | 164 | 0 | 1 | CC | -1 | 0.28404 | 164 | 164 |  |  | -3.6062 | 164 | -0.28404 | -46.5822
12414 | FPLEFR1S_G | 4 | North | YES | -0.021989 | 414 | 191 | 414 | 0 | 1 | CC | -1 | 0.28404 | 414 | 414 |  |  | -9.1034 | 414 | -0.28404 | -117.5915
12421 | FPLEFR2A_G | 1 | North | YES | -0.021989 | 162 | 72 | 162 | 0 | 1 | CC | -1 | 0.28404 | 162 | 162 |  |  | -3.5622 | 162 | -0.28404 | -46.0141
12422 | FPLEFR2B_G | 2 | North | YES | -0.021989 | 161 | 72 | 161 | 0 | 1 | CC | -1 | 0.28404 | 161 | 161 |  |  | -3.5402 | 161 | -0.28404 | -45.73
12423 | FPLEFR2C_G | 3 | North | YES | -0.021989 | 163 | 72 | 163 | 0 | 1 | CC | -1 | 0.28404 | 163 | 163 |  |  | -3.5842 | 163 | -0.28404 | -46.2981
12424 | FPLEFR2S_G | 4 | North | YES | -0.021989 | 415 | 191 | 415 | 0 | 1 | CC | -1 | 0.28404 | 415 | 415 |  |  | -9.1254 | 415 | -0.28404 | -117.8756
2451 | LKHB1_G | 1 | North | YES | -0.022088 | 0 | 80 | 391 |  | 1.022 | GST | -1 | 0.28414 | 391 | 391 |  |  | -8.6364 | 391 | -0.28414 | -111.0974
2452 | LKHB2_G | 2 | North | YES | -0.022088 | 516 | 80 | 516 | 0 | 1.022 | GST | -1 | 0.28414 | 516 | 516 |  |  | -11.3974 | 516 | -0.28414 | -146.6144
948 | STEAM1 | 1 | North | YES | -0.022532 | 0 | 12 | 20 |  | 1.02 | GST | -1 | 0.28458 | 20 | 20 |  |  | -0.45064 | 20 | -0.28458 | -5.6916
949 | STEAM2 | 1 | North | YES | -0.022533 | 26 | 8 | 26 | 0 | 0.99 | GST | -1 | 0.28458 | 26 | 26 |  |  | -0.58586 | 26 | -0.28458 | -7.3991
950 | STEAM3 | 1 | North | YES | -0.022533 | 41 | 13 | 42 | 0 | 1.02 | GST | -1 | 0.28458 | 42 | 42 |  |  | -0.94639 | 42 | -0.28458 | -11.9524
837 | NEWMAN_G5 | 1 | North | YES | -0.022552 | 0 | 15 | 40 |  | 1.01 | GST | -1 | 0.2846 | 40 | 40 |  |  | -0.90208 | 40 | -0.2846 | -11.384
842 | OLINGER_G1 | 1 | North | YES | -0.022628 | 55.4 | 20 | 79 | 0 | 1.03 | GST | -1 | 0.28468 | 79 | 79 |  |  | -1.7876 | 79 | -0.28468 | -22.4894
843 | OLINGER_G2 | 1 | North | YES | -0.022628 | 76.2 | 25 | 110 | 0 | 1.03 | GST | -1 | 0.28468 | 110 | 110 |  |  | -2.4891 | 110 | -0.28468 | -31.3144
844 | OLINGER_G3 | 1 | North | YES | -0.022628 | 103.9 | 45 | 150 | 0 | 1.03 | GST | -1 | 0.28468 | 150 | 150 |  |  | -3.3942 | 150 | -0.28468 | -42.7015
845 | OLINGER_G4 | 1 | North | YES | -0.022628 | 51.9 | 0 | 76 | 0 | 1.03 | GGT | -1 | 0.28468 | 76 | 76 |  |  | -1.7197 | 76 | -0.28468 | -21.6354
1701 | MOSES_1G | 1 | North | YES | -0.022981 | 558 | 175 | 558 | 0 | 1.023 | LIGCO | -1 | 0.28503 | 0 | 558 |  |  | 0 | 0 | -0.28503 | 0
1702 | MOSES_2G | 2 | North | YES | -0.022981 | 579 | 175 | 579 | 0 | 1.023 | LIGCO | -1 | 0.28503 | 0 | 579 |  |  | 0 | 0 | -0.28503 | 0
1703 | MOSES_3G | 3 | North | YES | -0.022981 | 808 | 463 | 808 | 0 | 1.023 | LIGCO | -1 | 0.28503 | 0 | 808 |  |  | 0 | 0 | -0.28503 | 0
5925 | DCEAST | EQ | North | YES | -0.022981 | 400.3 | -600 | 600 | 0 | 1.025 | DCTie | -1 | 0.28503 | 0 | 0 |  |  | 0 | 0 | -0.28503 | 0
1675 | PEC_1G | 1 | North | YES | -0.02309 | 76.7 | 35 | 76.7 | 0 | 1.022 | Cogen | -1 | 0.28514 | 0 | 0 |  |  | 0 | 0 | -0.28514 | 0
1676 | PEC_2G | 2 | North | YES | -0.02309 | 79.6 | 35 | 79.6 | 0 | 1.022 | Cogen | -1 | 0.28514 | 0 | 0 |  |  | 0 | 0 | -0.28514 | 0
1677 | PEC_3G | 3 | North | YES | -0.02309 | 88.4 | 35 | 88.4 | 0 | 1.022 | Cogen | -1 | 0.28514 | 0 | 0 |  |  | 0 | 0 | -0.28514 | 0
1678 | LAMARPWR_1G | 1 | North | YES | -0.023136 | 160 | 67.7 | 160 | 0 | 1.038 | CC | -1 | 0.28518 | 160 | 160 |  |  | -3.7018 | 160 | -0.28518 | -45.6295
1679 | LAMARPWR_2G | 2 | North | YES | -0.023136 | 156 | 67.7 | 156 | 0 | 1.038 | CC | -1 | 0.28518 | 156 | 156 |  |  | -3.6092 | 156 | -0.28518 | -44.4888
1680 | LAMARPWR_3G | 3 | North | YES | -0.023136 | 196 | 129.1 | 196 | 0 | 1.038 | CC | -1 | 0.28518 | 196 | 196 |  |  | -4.5347 | 196 | -0.28518 | -55.8962
1681 | LAMARPWR_4G | 4 | North | YES | -0.023136 | 156 | 67.7 | 156 | 0 | 1.038 | CC | -1 | 0.28518 | 156 | 156 |  |  | -3.6092 | 156 | -0.28518 | -44.4888
1682 | LAMARPWR_5G | 5 | North | YES | -0.023136 | 157 | 67.7 | 157 | 0 | 1.038 | CC | -1 | 0.28518 | 157 | 157 |  |  | -3.6324 | 157 | -0.28518 | -44.774
1683 | LAMARPWR_6G | 6 | North | YES | -0.023136 | 198 | 129.1 | 198 | 0 | 1.038 | CC | -1 | 0.28518 | 198 | 198 |  |  | -4.5809 | 198 | -0.28518 | -56.4665
1948 | HANDLEY_4G | 4 | North | YES | -0.023183 | 348 | 150 | 435 | 0 | 1.022 | GST | -1 | 0.28523 | 435 | 435 |  |  | -10.0846 | 435 | -0.28523 | -124.0757
1689 | VALLEY_3G | 3 | North | YES | -0.023218 | 0 | 25 | 375 |  | 1.003 | GST | -1 | 0.28527 | 375 | 375 |  |  | -8.7067 | 375 | -0.28527 | -106.9749
11691 | KMICHICT1_G | 1 | North | YES | -0.023218 | 144 | 80 | 144 | 0 | 1.026 | CC | -1 | 0.28527 | 144 | 144 |  |  | -3.3434 | 144 | -0.28527 | -41.0784
11692 | KMICHICT2_G | 2 | North | YES | -0.023218 | 146 | 80 | 146 | 0 | 1.026 | CC | -1 | 0.28527 | 146 | 146 |  |  | -3.3898 | 146 | -0.28527 | -41.6489
11693 | KMICHIST3_G | 3 | North | YES | -0.023218 | 312 | 60 | 312 | 0 | 1.026 | CC | -1 | 0.28527 | 312 | 312 |  |  | -7.244 | 312 | -0.28527 | -89.0032
11694 | KMICHICT4_G | 4 | North | YES | -0.023218 | 144 | 80 | 144 | 0 | 1.026 | CC | -1 | 0.28527 | 144 | 144 |  |  | -3.3434 | 144 | -0.28527 | -41.0784
11695 | KMICHICT5_G | 5 | North | YES | -0.023218 | 148 | 80 | 148 | 0 | 1.026 | CC | -1 | 0.28527 | 148 | 148 |  |  | -3.4363 | 148 | -0.28527 | -42.2194
11696 | KMICHIST6_G | 6 | North | YES | -0.023218 | 310 | 60 | 310 | 0 | 1.026 | CC | -1 | 0.28527 | 310 | 310 |  |  | -7.1976 | 310 | -0.28527 | -88.4326
1947 | HANDLEY_3G | 3 | North | YES | -0.023256 | 316 | 100 | 395 | 0 | 1.022 | GST | -1 | 0.2853 | 395 | 395 |  |  | -9.1861 | 395 | -0.2853 | -112.6953
1949 | HANDLEY_5G | 5 | North | YES | -0.023256 | 348 | 150 | 435 | 0 | 1.022 | GST | -1 | 0.2853 | 435 | 435 |  |  | -10.1164 | 435 | -0.2853 | -124.1075
580 | JCKCNTY801 | 1 | North | YES | -0.023284 | 288 | 0 | 288 | 0 | 1.022 | CC | -1 | 0.28533 | 288 | 288 |  |  | -6.7058 | 288 | -0.28533 | -82.1758
581 | JCKCNTY802 | 2 | North | YES | -0.023284 | 147 | 0 | 147 | 0 | 1.022 | CC | -1 | 0.28533 | 147 | 147 |  |  | -3.4227 | 147 | -0.28533 | -41.9439
582 | JCKCNTY803 | 3 | North | YES | -0.023284 | 147 | 0 | 147 | 0 | 1.022 | CC | -1 | 0.28533 | 147 | 147 |  |  | -3.4227 | 147 | -0.28533 | -41.9439
2381 | NTHLK1_G | 1 | North | YES | -0.023407 | 0 | 35 | 156 |  | 1.022 | GST | -1 | 0.28546 | 156 | 156 |  |  | -3.6515 | 156 | -0.28546 | -44.5311
2382 | NTHLK2_G | 2 | North | YES | -0.023407 | 0 | 35 | 181 |  | 1.022 | GST | -1 | 0.28546 | 181 | 181 |  |  | -4.2367 | 181 | -0.28546 | -51.6674
2383 | NTHLK3_G | 3 | North | YES | -0.023407 | 0 | 50 | 329 |  | 1.022 | GST | -1 | 0.28546 | 329 | 329 |  |  | -7.7009 | 329 | -0.28546 | -93.9149
1687 | VALLEY_1G | 1 | North | YES | -0.023427 | 136 | 15 | 170 | 0 | 1.029 | GST | -1 | 0.28548 | 170 | 170 |  |  | -3.9826 | 170 | -0.28548 | -48.5308
1688 | VALLEY_2G | 2 | North | YES | -0.023427 | 527 | 90 | 527 | 0 | 1.029 | GSC | -1 | 0.28548 | 527 | 527 |  |  | -12.346 | 527 | -0.28548 | -150.4456
6948 | DENISNDM | 1 | North | YES | -0.023589 | 40 | 5 | 40 |  | 1.015 | Hydro | -1 | 0.28564 | 0 | 0 |  |  | 0 | 0 | -0.28564 | 0
6948 | DENISNDM | 2 | North | YES | -0.023589 | 31 | 5 | 40 |  | 1.015 | Hydro | -1 | 0.28564 | 0 | 0 |  |  | 0 | 0 | -0.28564 | 0
2371 | COLLIN_1G | MB | North | YES | -0.024174 | 0 | 40 | 138 |  | 1.022 | GST | -1 | 0.28622 | 0 | 0 |  |  | 0 | 0 | -0.28622 | 0
728 | WOLFRIDGE801 | 1 | North | YES | -0.025 | 11.2 | 0 | 112.5 | 0 | 0.99 | Wind | -1 | 0.28705 | 0 | 112.5 |  |  | 0 | 0 | -0.28705 | 0
1479 | WFCOGEN_1G | 1 | North | YES | -0.025117 | 16 | 12 | 20 | 0 | 1 | Cogen | -1 | 0.28717 | 0 | 0 |  |  | 0 | 0 | -0.28717 | 0
1479 | WFCOGEN_1G | 2 | North | YES | -0.025117 | 16 | 12 | 20 | 0 | 1 | Cogen | -1 | 0.28717 | 0 | 0 |  |  | 0 | 0 | -0.28717 | 0
1482 | WFCOGEN_2G | 2 | North | YES | -0.025117 | 13.6 | 12 | 17 | 0 | 1 | Cogen | -1 | 0.28717 | 0 | 0 |  |  | 0 | 0 | -0.28717 | 0
1482 | WFCOGEN_2G | 1 | North | YES | -0.025117 | 16 | 12 | 20 | 0 | 1 | Cogen | -1 | 0.28717 | 0 | 0 |  |  | 0 | 0 | -0.28717 | 0
1433 | GRHAMSES_1G | 1 | North | YES | -0.026739 | 242 | 60 | 242 | 0 | 1.038 | GST | -1 | 0.28879 | 242 | 242 |  |  | -6.4708 | 242 | -0.28879 | -69.8866
1861 | EAGLEMNT_1G | MB | North | YES | -0.026861 | 0 | 30 | 112 |  | 1.022 | GST | -1 | 0.28891 | 0 | 0 |  |  | 0 | 0 | -0.28891 | 0
1862 | EAGLEMNT_2G | MB | North | YES | -0.026861 | 0 | 40 | 100 |  | 1.022 | GST | -1 | 0.28891 | 0 | 0 |  |  | 0 | 0 | -0.28891 | 0
1863 | EAGLEMNT_3G | MB | North | YES | -0.026861 | 0 | 50 | 378 |  | 1.022 | GST | -1 | 0.28891 | 0 | 0 |  |  | 0 | 0 | -0.28891 | 0
923 | SPENCER_G4 | 1 | North | YES | -0.028486 | 48 | 20 | 61 | 0 | 1.03 | GST | -1 | 0.29053 | 61 | 61 |  |  | -1.7376 | 61 | -0.29053 | -17.7226
924 | SPENCER_G5 | 1 | North | YES | -0.028486 | 52 | 20 | 66 | 0 | 1.03 | GST | -1 | 0.29053 | 66 | 66 |  |  | -1.8801 | 66 | -0.29053 | -19.1753
1453 | WCPWRCO_1G | 1 | North | YES | -0.041508 | 204 | 50 | 204 | 0 | 1.02 | CC | -1 | 0.30356 | 204 | 204 |  |  | -8.4676 | 204 | -0.30356 | -61.9255
1454 | WCPWRCO_2G | 2 | North | YES | -0.041508 | 204 | 50 | 204 | 0 | 1.02 | CC | -1 | 0.30356 | 204 | 204 |  |  | -8.4676 | 204 | -0.30356 | -61.9255
1455 | WCPWRCO_3G | 3 | North | YES | -0.041508 | 242 | 50 | 242 |  | 1.02 | CC | -1 | 0.30356 | 242 | 242 |  |  | -10.0449 | 242 | -0.30356 | -73.4607
1432 | GRHAMSES_2G | 2 | North | YES | -0.075048 | 294.9 | 90 | 366 | 0 | 1.014 | GST | -1 | 0.3371 | 366 | 366 |  |  | -27.4676 | 366 | -0.3371 | -123.3773
1437 | MESQUITW_1G | 1 | North | YES | -0.075048 | 40 | 0 | 400 | 0 | 1.023 | Wind | -1 | 0.3371 | 0 | 400 |  |  | 0 | 0 | -0.3371 | 0
1438 | MESQUITW_2G | 1 | North | YES | -0.075048 | 23.6 | 0 | 236 |  | 1.017 | Wind | -1 | 0.3371 | 0 | 236 |  |  | 0 | 0 | -0.3371 | 0
1442 | COKFIELD_5 | 1 | North | YES | -0.075048 | 16.5 | 0 | 165 |  | 1.029 | Wind | -1 | 0.3371 | 0 | 165 |  |  | 0 | 0 | -0.3371 | 0
Note on AL4: Zonal Cap - Zonal Impact

## Distributed Slack - Inc
Number of Bus | Name of Bus | ID | Area Name of Gen | AGC | P Sensitivity of Bus | Gen MW | Min MW | Max MW | V Sensitivity of Bus | Set Volt | Tech Type | Zone Impact | Zone Correlation | Inc Max | Dec Max | Souce S.F. Weighting | Souce Capacity | Sink S.F. Weighting | Sink Capacity | PTDF Calc | PTDF Weighting | Cumulative Share of Zonal Cap | Cumulative Share of Zonal Impact | Cont_ LongCreek to Sweetwater and LongCreek to AbileneMulberry OL_ TonkawawI_5 to GrahamSES |  | i_PTDF_INC_pt | 543 |  | BOSQUESW501 | Unit at max
1432 | GRHAMSES_2G | 2 | North | YES | -0.075048 | 294.9 | 90 | 366 | 0 | 1.014 | GST | -1 | 0.3371 | 366 | 366 |  |  | -27.4676 | 366 | -0.3371 | -123.3773 | 0.0085623 | 0.010479 |  |  | i_10pctunit | 32 |  | 146 | # units @ max
1437 | MESQUITW_1G | 1 | North | YES | -0.075048 | 40 | 0 | 400 | 0 | 1.023 | Wind | -1 | 0.3371 | 0 | 400 |  |  | 0 | 0 | -0.3371 | 0 | 0.0085623 | 0.010479 | [5 empty] | 0.014818 | delta max
1438 | MESQUITW_2G | 1 | North | YES | -0.075048 | 23.6 | 0 | 236 |  | 1.017 | Wind | -1 | 0.3371 | 0 | 236 |  |  | 0 | 0 | -0.3371 | 0 | 0.0085623 | 0.010479 | [5 empty] | Delta
1442 | COKFIELD_5 | 1 | North | YES | -0.075048 | 16.5 | 0 | 165 |  | 1.029 | Wind | -1 | 0.3371 | 0 | 165 |  |  | 0 | 0 | -0.3371 | 0 | 0.0085623 | 0.010479 | Weighted Shift Factors |  |  |  | 1 | 0.0019172
1453 | WCPWRCO_1G | 1 | North | YES | -0.041508 | 204 | 50 | 204 | 0 | 1.02 | CC | -1 | 0.30356 | 204 | 204 |  |  | -8.4676 | 204 | -0.30356 | -61.9255 | 0.013335 | 0.015739 | West | 0.26205 |  |  | 2 | 0.0019172
1454 | WCPWRCO_2G | 2 | North | YES | -0.041508 | 204 | 50 | 204 | 0 | 1.02 | CC | -1 | 0.30356 | 204 | 204 |  |  | -8.4676 | 204 | -0.30356 | -61.9255 | 0.018107 | 0.020999 | North | -0.021395 |  |  | 3 | 0.0019172
1455 | WCPWRCO_3G | 3 | North | YES | -0.041508 | 242 | 50 | 242 |  | 1.02 | CC | -1 | 0.30356 | 242 | 242 |  |  | -10.0449 | 242 | -0.30356 | -73.4607 | 0.023768 | 0.027239 |  |  |  |  | 4 | 0.0019172
923 | SPENCER_G4 | 1 | North | YES | -0.028486 | 48 | 20 | 61 | 0 | 1.03 | GST | -1 | 0.29053 | 61 | 61 |  |  | -1.7376 | 61 | -0.29053 | -17.7226 | 0.025196 | 0.028744 |  |  |  |  | 5 | 0.0024046
924 | SPENCER_G5 | 1 | North | YES | -0.028486 | 52 | 20 | 66 | 0 | 1.03 | GST | -1 | 0.29053 | 66 | 66 |  |  | -1.8801 | 66 | -0.29053 | -19.1753 | 0.02674 | 0.030373 |  |  |  |  | 6 | 0.002892
1861 | EAGLEMNT_1G | MB | North | YES | -0.026861 | 0 | 30 | 112 |  | 1.022 | GST | -1 | 0.28891 | 0 | 0 |  |  | 0 | 0 | -0.28891 | 0 | 0.02674 | 0.030373 |  |  |  |  | 7 | 0.0034702
1862 | EAGLEMNT_2G | MB | North | YES | -0.026861 | 0 | 40 | 100 |  | 1.022 | GST | -1 | 0.28891 | 0 | 0 |  |  | 0 | 0 | -0.28891 | 0 | 0.02674 | 0.030373 |  |  |  |  | 8 | 0.0035485
1863 | EAGLEMNT_3G | MB | North | YES | -0.026861 | 0 | 50 | 378 |  | 1.022 | GST | -1 | 0.28891 | 0 | 0 |  |  | 0 | 0 | -0.28891 | 0 | 0.02674 | 0.030373 |  |  |  |  | 9 | 0.0036332
1433 | GRHAMSES_1G | 1 | North | YES | -0.026739 | 242 | 60 | 242 | 0 | 1.038 | GST | -1 | 0.28879 | 242 | 242 |  |  | -6.4708 | 242 | -0.28879 | -69.8866 | 0.032401 | 0.036309 |  |  |  |  | 10 | 0.0036332
1479 | WFCOGEN_1G | 1 | North | YES | -0.025117 | 16 | 12 | 20 | 0 | 1 | Cogen | -1 | 0.28717 | 0 | 0 |  |  | 0 | 0 | -0.28717 | 0 | 0.032401 | 0.036309 |  |  |  |  | 11 | 0.0036332
1479 | WFCOGEN_1G | 2 | North | YES | -0.025117 | 16 | 12 | 20 | 0 | 1 | Cogen | -1 | 0.28717 | 0 | 0 |  |  | 0 | 0 | -0.28717 | 0 | 0.032401 | 0.036309 |  |  |  |  | 12 | 0.0036332
1482 | WFCOGEN_2G | 2 | North | YES | -0.025117 | 13.6 | 12 | 17 | 0 | 1 | Cogen | -1 | 0.28717 | 0 | 0 |  |  | 0 | 0 | -0.28717 | 0 | 0.032401 | 0.036309 |  |  |  |  | 13 | 0.0039078
1482 | WFCOGEN_2G | 1 | North | YES | -0.025117 | 16 | 12 | 20 | 0 | 1 | Cogen | -1 | 0.28717 | 0 | 0 |  |  | 0 | 0 | -0.28717 | 0 | 0.032401 | 0.036309 |  |  |  |  | 14 | 0.0039078
728 | WOLFRIDGE801 | 1 | North | YES | -0.025 | 11.2 | 0 | 112.5 | 0 | 0.99 | Wind | -1 | 0.28705 | 0 | 112.5 |  |  | 0 | 0 | -0.28705 | 0 | 0.032401 | 0.036309 |  |  |  |  | 15 | 0.0039078
2371 | COLLIN_1G | MB | North | YES | -0.024174 | 0 | 40 | 138 |  | 1.022 | GST | -1 | 0.28622 | 0 | 0 |  |  | 0 | 0 | -0.28622 | 0 | 0.032401 | 0.036309 |  |  |  |  | 16 | 0.0039078
6948 | DENISNDM | 1 | North | YES | -0.023589 | 40 | 5 | 40 |  | 1.015 | Hydro | -1 | 0.28564 | 0 | 0 |  |  | 0 | 0 | -0.28564 | 0 | 0.032401 | 0.036309 |  |  |  |  | 17 | 0.0039078
6948 | DENISNDM | 2 | North | YES | -0.023589 | 31 | 5 | 40 |  | 1.015 | Hydro | -1 | 0.28564 | 0 | 0 |  |  | 0 | 0 | -0.28564 | 0 | 0.032401 | 0.036309 |  |  |  |  | 18 | 0.0039078
1687 | VALLEY_1G | 1 | North | YES | -0.023427 | 136 | 15 | 170 | 0 | 1.029 | GST | -1 | 0.28548 | 170 | 170 |  |  | -3.9826 | 170 | -0.28548 | -48.5308 | 0.036378 | 0.040431 |  |  |  |  | 19 | 0.0039078
1688 | VALLEY_2G | 2 | North | YES | -0.023427 | 527 | 90 | 527 | 0 | 1.029 | GSC | -1 | 0.28548 | 527 | 527 |  |  | -12.346 | 527 | -0.28548 | -150.4456 | 0.048707 | 0.053209 |  |  |  |  | 20 | 0.0039078
2381 | NTHLK1_G | 1 | North | YES | -0.023407 | 0 | 35 | 156 |  | 1.022 | GST | -1 | 0.28546 | 156 | 156 |  |  | -3.6515 | 156 | -0.28546 | -44.5311 | 0.052356 | 0.056992 |  |  |  |  | 21 | 0.0039078
2382 | NTHLK2_G | 2 | North | YES | -0.023407 | 0 | 35 | 181 |  | 1.022 | GST | -1 | 0.28546 | 181 | 181 |  |  | -4.2367 | 181 | -0.28546 | -51.6674 | 0.05659 | 0.06138 |  |  |  |  | 22 | 0.0040529
2383 | NTHLK3_G | 3 | North | YES | -0.023407 | 0 | 50 | 329 |  | 1.022 | GST | -1 | 0.28546 | 329 | 329 |  |  | -7.7009 | 329 | -0.28546 | -93.9149 | 0.064287 | 0.069357 |  |  |  |  | 23 | 0.0045028
580 | JCKCNTY801 | 1 | North | YES | -0.023284 | 288 | 0 | 288 | 0 | 1.022 | CC | -1 | 0.28533 | 288 | 288 |  |  | -6.7058 | 288 | -0.28533 | -82.1758 | 0.071025 | 0.076337 |  |  |  |  | 24 | 0.0046357
581 | JCKCNTY802 | 2 | North | YES | -0.023284 | 147 | 0 | 147 | 0 | 1.022 | CC | -1 | 0.28533 | 147 | 147 |  |  | -3.4227 | 147 | -0.28533 | -41.9439 | 0.074464 | 0.0799 |  |  |  |  | 25 | 0.0047898
582 | JCKCNTY803 | 3 | North | YES | -0.023284 | 147 | 0 | 147 | 0 | 1.022 | CC | -1 | 0.28533 | 147 | 147 |  |  | -3.4227 | 147 | -0.28533 | -41.9439 | 0.077903 | 0.083462 |  |  |  |  | 26 | 0.0050701
1947 | HANDLEY_3G | 3 | North | YES | -0.023256 | 316 | 100 | 395 | 0 | 1.022 | GST | -1 | 0.2853 | 395 | 395 |  |  | -9.1861 | 395 | -0.2853 | -112.6953 | 0.087143 | 0.093035 |  |  |  |  | 27 | 0.0053124
1949 | HANDLEY_5G | 5 | North | YES | -0.023256 | 348 | 150 | 435 | 0 | 1.022 | GST | -1 | 0.2853 | 435 | 435 |  |  | -10.1164 | 435 | -0.2853 | -124.1075 | 0.09732 | 0.10358 |  |  |  |  | 28 | 0.0054361
1689 | VALLEY_3G | 3 | North | YES | -0.023218 | 0 | 25 | 375 |  | 1.003 | GST | -1 | 0.28527 | 375 | 375 |  |  | -8.7067 | 375 | -0.28527 | -106.9749 | 0.10609 | 0.11266 |  |  |  |  | 29 | 0.0055598
11691 | KMICHICT1_G | 1 | North | YES | -0.023218 | 144 | 80 | 144 | 0 | 1.026 | CC | -1 | 0.28527 | 144 | 144 |  |  | -3.3434 | 144 | -0.28527 | -41.0784 | 0.10946 | 0.11615 |  |  |  |  | 30 | 0.0058912
11692 | KMICHICT2_G | 2 | North | YES | -0.023218 | 146 | 80 | 146 | 0 | 1.026 | CC | -1 | 0.28527 | 146 | 146 |  |  | -3.3898 | 146 | -0.28527 | -41.6489 | 0.11288 | 0.11969 |  |  |  |  | 31 | 0.0062562
11693 | KMICHIST3_G | 3 | North | YES | -0.023218 | 312 | 60 | 312 | 0 | 1.026 | CC | -1 | 0.28527 | 312 | 312 |  |  | -7.244 | 312 | -0.28527 | -89.0032 | 0.12018 | 0.12725 |  |  |  |  | 32 | 0.0065696
11694 | KMICHICT4_G | 4 | North | YES | -0.023218 | 144 | 80 | 144 | 0 | 1.026 | CC | -1 | 0.28527 | 144 | 144 |  |  | -3.3434 | 144 | -0.28527 | -41.0784 | 0.12354 | 0.13074 |  |  |  |  | 33 | 0.00669
11695 | KMICHICT5_G | 5 | North | YES | -0.023218 | 148 | 80 | 148 | 0 | 1.026 | CC | -1 | 0.28527 | 148 | 148 |  |  | -3.4363 | 148 | -0.28527 | -42.2194 | 0.12701 | 0.13432 |  |  |  |  | 34 | 0.006812
11696 | KMICHIST6_G | 6 | North | YES | -0.023218 | 310 | 60 | 310 | 0 | 1.026 | CC | -1 | 0.28527 | 310 | 310 |  |  | -7.1976 | 310 | -0.28527 | -88.4326 | 0.13426 | 0.14184 |  |  |  |  | 35 | 0.0070728
1948 | HANDLEY_4G | 4 | North | YES | -0.023183 | 348 | 150 | 435 | 0 | 1.022 | GST | -1 | 0.28523 | 435 | 435 |  |  | -10.0846 | 435 | -0.28523 | -124.0757 | 0.14444 | 0.15237 |  |  |  |  | 36 | 0.0071932
1678 | LAMARPWR_1G | 1 | North | YES | -0.023136 | 160 | 67.7 | 160 | 0 | 1.038 | CC | -1 | 0.28518 | 160 | 160 |  |  | -3.7018 | 160 | -0.28518 | -45.6295 | 0.14818 | 0.15625 |  |  |  |  | 37 | 0.0073169
1679 | LAMARPWR_2G | 2 | North | YES | -0.023136 | 156 | 67.7 | 156 | 0 | 1.038 | CC | -1 | 0.28518 | 156 | 156 |  |  | -3.6092 | 156 | -0.28518 | -44.4888 | 0.15183 | 0.16003 |  |  |  |  | 38 | 0.007576
1680 | LAMARPWR_3G | 3 | North | YES | -0.023136 | 196 | 129.1 | 196 | 0 | 1.038 | CC | -1 | 0.28518 | 196 | 196 |  |  | -4.5347 | 196 | -0.28518 | -55.8962 | 0.15641 | 0.16478 |  |  |  |  | 39 | 0.0079382
1681 | LAMARPWR_4G | 4 | North | YES | -0.023136 | 156 | 67.7 | 156 | 0 | 1.038 | CC | -1 | 0.28518 | 156 | 156 |  |  | -3.6092 | 156 | -0.28518 | -44.4888 | 0.16006 | 0.16855 |  |  |  |  | 40 | 0.0080709
1682 | LAMARPWR_5G | 5 | North | YES | -0.023136 | 157 | 67.7 | 157 | 0 | 1.038 | CC | -1 | 0.28518 | 157 | 157 |  |  | -3.6324 | 157 | -0.28518 | -44.774 | 0.16374 | 0.17236 |  |  |  |  | 41 | 0.0082002
1683 | LAMARPWR_6G | 6 | North | YES | -0.023136 | 198 | 129.1 | 198 | 0 | 1.038 | CC | -1 | 0.28518 | 198 | 198 |  |  | -4.5809 | 198 | -0.28518 | -56.4665 | 0.16837 | 0.17715 |  |  |  |  | 42 | 0.0083626
1675 | PEC_1G | 1 | North | YES | -0.02309 | 76.7 | 35 | 76.7 | 0 | 1.022 | Cogen | -1 | 0.28514 | 0 | 0 |  |  | 0 | 0 | -0.28514 | 0 | 0.16837 | 0.17715 |  |  |  |  | 43 | 0.0084919
1676 | PEC_2G | 2 | North | YES | -0.02309 | 79.6 | 35 | 79.6 | 0 | 1.022 | Cogen | -1 | 0.28514 | 0 | 0 |  |  | 0 | 0 | -0.28514 | 0 | 0.16837 | 0.17715 |  |  |  |  | 44 | 0.008622
1677 | PEC_3G | 3 | North | YES | -0.02309 | 88.4 | 35 | 88.4 | 0 | 1.022 | Cogen | -1 | 0.28514 | 0 | 0 |  |  | 0 | 0 | -0.28514 | 0 | 0.16837 | 0.17715 |  |  |  |  | 45 | 0.0087862
1701 | MOSES_1G | 1 | North | YES | -0.022981 | 558 | 175 | 558 | 0 | 1.023 | LIGCO | -1 | 0.28503 | 0 | 558 |  |  | 0 | 0 | -0.28503 | 0 | 0.16837 | 0.17715 |  |  |  |  | 46 | 0.0087862
1702 | MOSES_2G | 2 | North | YES | -0.022981 | 579 | 175 | 579 | 0 | 1.023 | LIGCO | -1 | 0.28503 | 0 | 579 |  |  | 0 | 0 | -0.28503 | 0 | 0.16837 | 0.17715 |  |  |  |  | 47 | 0.0087862
1703 | MOSES_3G | 3 | North | YES | -0.022981 | 808 | 463 | 808 | 0 | 1.023 | LIGCO | -1 | 0.28503 | 0 | 808 |  |  | 0 | 0 | -0.28503 | 0 | 0.16837 | 0.17715 |  |  |  |  | 48 | 0.0087862
5925 | DCEAST | EQ | North | YES | -0.022981 | 400.3 | -600 | 600 | 0 | 1.025 | DCTie | -1 | 0.28503 | 0 | 0 |  |  | 0 | 0 | -0.28503 | 0 | 0.16837 | 0.17715 |  |  |  |  | 49 | 0.0087862
842 | OLINGER_G1 | 1 | North | YES | -0.022628 | 55.4 | 20 | 79 | 0 | 1.03 | GST | -1 | 0.28468 | 79 | 79 |  |  | -1.7876 | 79 | -0.28468 | -22.4894 | 0.17022 | 0.17906 |  |  |  |  | 50 | 0.0087862
843 | OLINGER_G2 | 1 | North | YES | -0.022628 | 76.2 | 25 | 110 | 0 | 1.03 | GST | -1 | 0.28468 | 110 | 110 |  |  | -2.4891 | 110 | -0.28468 | -31.3144 | 0.17279 | 0.18172 |  |  |  |  | 51 | 0.0087862
844 | OLINGER_G3 | 1 | North | YES | -0.022628 | 103.9 | 45 | 150 | 0 | 1.03 | GST | -1 | 0.28468 | 150 | 150 |  |  | -3.3942 | 150 | -0.28468 | -42.7015 | 0.1763 | 0.18535 |  |  |  |  | 52 | 0.0087862
845 | OLINGER_G4 | 1 | North | YES | -0.022628 | 51.9 | 0 | 76 | 0 | 1.03 | GGT | -1 | 0.28468 | 76 | 76 |  |  | -1.7197 | 76 | -0.28468 | -21.6354 | 0.17808 | 0.18719 |  |  |  |  | 53 | 0.0088482
837 | NEWMAN_G5 | 1 | North | YES | -0.022552 | 0 | 15 | 40 |  | 1.01 | GST | -1 | 0.2846 | 40 | 40 |  |  | -0.90208 | 40 | -0.2846 | -11.384 | 0.17901 | 0.18816 |  |  |  |  | 54 | 0.0089347
949 | STEAM2 | 1 | North | YES | -0.022533 | 26 | 8 | 26 | 0 | 0.99 | GST | -1 | 0.28458 | 26 | 26 |  |  | -0.58586 | 26 | -0.28458 | -7.3991 | 0.17962 | 0.18878 |  |  |  |  | 55 | 0.0090525
950 | STEAM3 | 1 | North | YES | -0.022533 | 41 | 13 | 42 | 0 | 1.02 | GST | -1 | 0.28458 | 42 | 42 |  |  | -0.94639 | 42 | -0.28458 | -11.9524 | 0.1806 | 0.1898 |  |  |  |  | 56 | 0.0091122
948 | STEAM1 | 1 | North | YES | -0.022532 | 0 | 12 | 20 |  | 1.02 | GST | -1 | 0.28458 | 20 | 20 |  |  | -0.45064 | 20 | -0.28458 | -5.6916 | 0.18107 | 0.19028 |  |  |  |  | 57 | 0.0091434
2451 | LKHB1_G | 1 | North | YES | -0.022088 | 0 | 80 | 391 |  | 1.022 | GST | -1 | 0.28414 | 391 | 391 |  |  | -8.6364 | 391 | -0.28414 | -111.0974 | 0.19022 | 0.19972 |  |  |  |  | 58 | 0.0091636
2452 | LKHB2_G | 2 | North | YES | -0.022088 | 516 | 80 | 516 | 0 | 1.022 | GST | -1 | 0.28414 | 516 | 516 |  |  | -11.3974 | 516 | -0.28414 | -146.6144 | 0.20229 | 0.21217 |  |  |  |  | 59 | 0.0091963
12411 | FPLEFR1A_G | 1 | North | YES | -0.021989 | 161 | 72 | 161 | 0 | 1 | CC | -1 | 0.28404 | 161 | 161 |  |  | -3.5402 | 161 | -0.28404 | -45.73 | 0.20606 | 0.21606 |  |  |  |  | 60 | 0.0092118
12412 | FPLEFR1B_G | 2 | North | YES | -0.021989 | 164 | 72 | 164 | 0 | 1 | CC | -1 | 0.28404 | 164 | 164 |  |  | -3.6062 | 164 | -0.28404 | -46.5822 | 0.20989 | 0.22001 |  |  |  |  | 61 | 0.0095011
12413 | FPLEFR1C_G | 3 | North | YES | -0.021989 | 164 | 72 | 164 | 0 | 1 | CC | -1 | 0.28404 | 164 | 164 |  |  | -3.6062 | 164 | -0.28404 | -46.5822 | 0.21373 | 0.22397 |  |  |  |  | 62 | 0.0098828
12414 | FPLEFR1S_G | 4 | North | YES | -0.021989 | 414 | 191 | 414 | 0 | 1 | CC | -1 | 0.28404 | 414 | 414 |  |  | -9.1034 | 414 | -0.28404 | -117.5915 | 0.22341 | 0.23396 |  |  |  |  | 63 | 0.010001
12421 | FPLEFR2A_G | 1 | North | YES | -0.021989 | 162 | 72 | 162 | 0 | 1 | CC | -1 | 0.28404 | 162 | 162 |  |  | -3.5622 | 162 | -0.28404 | -46.0141 | 0.2272 | 0.23787 |  |  |  |  | 64 | 0.010121
12422 | FPLEFR2B_G | 2 | North | YES | -0.021989 | 161 | 72 | 161 | 0 | 1 | CC | -1 | 0.28404 | 161 | 161 |  |  | -3.5402 | 161 | -0.28404 | -45.73 | 0.23097 | 0.24175 |  |  |  |  | 65 | 0.010241
12423 | FPLEFR2C_G | 3 | North | YES | -0.021989 | 163 | 72 | 163 | 0 | 1 | CC | -1 | 0.28404 | 163 | 163 |  |  | -3.5842 | 163 | -0.28404 | -46.2981 | 0.23478 | 0.24568 |  |  |  |  | 66 | 0.010543
12424 | FPLEFR2S_G | 4 | North | YES | -0.021989 | 415 | 191 | 415 | 0 | 1 | CC | -1 | 0.28404 | 415 | 415 |  |  | -9.1254 | 415 | -0.28404 | -117.8756 | 0.24449 | 0.25569 |  |  |  |  | 67 | 0.010662
12440 | PARKD_1SVC8 | 1 | North | YES | -0.021936 | 0 | 0 | 0 | 0 | 1.007 | GST | -1 | 0.28398 | 0 | 0 |  |  | 0 | 0 | -0.28398 | 0 | 0.24449 | 0.25569 |  |  |  |  | 68 | 0.01078
12449 | PARKD_2SVC8 | 1 | North | YES | -0.021936 | 0 | 0 | 0 | 0 | 1.007 | GST | -1 | 0.28398 | 0 | 0 |  |  | 0 | 0 | -0.28398 | 0 | 0.24449 | 0.25569 |  |  |  |  | 69 | 0.010899
2413 | MTCK6_G | 6 | North | YES | -0.021674 | 0 | 30 | 118 |  | 1.022 | GST | -1 | 0.28372 | 118 | 118 |  |  | -2.5575 | 118 | -0.28372 | -33.4793 | 0.24725 | 0.25854 |  |  |  |  | 70 | 0.011202
2414 | MTCK7_G | 7 | North | YES | -0.021674 | 0 | 30 | 115 |  | 1.022 | GST | -1 | 0.28372 | 115 | 115 |  |  | -2.4925 | 115 | -0.28372 | -32.6281 | 0.24994 | 0.26131 |  |  |  |  | 71 | 0.011202
2417 | MTCK8_G | 8 | North | YES | -0.021674 | 444.8 | 60 | 556 | 0 | 1.022 | GSC | -1 | 0.28372 | 556 | 556 |  |  | -12.0507 | 556 | -0.28372 | -157.7497 | 0.26295 | 0.27471 |  |  |  |  | 72 | 0.011202
1600 | BARTNWND_1G | 1 | North | YES | -0.021453 | 12 | 0 | 120 | 0 | 1.022 | Wind | -1 | 0.2835 | 0 | 120 |  |  | 0 | 0 | -0.2835 | 0 | 0.26295 | 0.27471 |  |  |  |  | 73 | 0.011285
3097 | MARTLAKE_1G | 1 | North | YES | -0.02063 | 790 | 500 | 790 | 0 | 1.017 | LIGCO | -1 | 0.28268 | 0 | 790 |  |  | 0 | 0 | -0.28268 | 0 | 0.26295 | 0.27471 |  |  |  |  | 74 | 0.011367
3098 | MARTLAKE_2G | 2 | North | YES | -0.02063 | 795 | 461 | 795 | 0 | 1.017 | LIGCO | -1 | 0.28268 | 0 | 795 |  |  | 0 | 0 | -0.28268 | 0 | 0.26295 | 0.27471 |  |  |  |  | 75 | 0.011758
3099 | MARTLAKE_3G | 3 | North | YES | -0.02063 | 804 | 500 | 804 | 0 | 1.017 | LIGCO | -1 | 0.28268 | 0 | 804 |  |  | 0 | 0 | -0.28268 | 0 | 0.26295 | 0.27471 |  |  |  |  | 76 | 0.011758
13116 | TGATEWAY_1G | 1 | North | YES | -0.020446 | 151 | 30 | 151 | 0 | 1.0232 | CC | -1 | 0.28249 | 151 | 151 |  |  | -3.0873 | 151 | -0.28249 | -42.6567 | 0.26648 | 0.27833 |  |  |  |  | 77 | 0.011758
13117 | TGATEWAY_2G | 2 | North | YES | -0.020446 | 130 | 30 | 130 | 0 | 1.0232 | CC | -1 | 0.28249 | 130 | 130 |  |  | -2.658 | 130 | -0.28249 | -36.7243 | 0.26952 | 0.28145 |  |  |  |  | 78 | 0.011758
13118 | TGATEWAY_3G | 3 | North | YES | -0.020446 | 148 | 30 | 148 | 0 | 1.0232 | CC | -1 | 0.28249 | 148 | 148 |  |  | -3.026 | 148 | -0.28249 | -41.8092 | 0.27299 | 0.285 |  |  |  |  | 79 | 0.011758
13119 | TGATEWAY_4G | 4 | North | YES | -0.020446 | 399 | 65 | 399 | 0 | 1.0232 | CC | -1 | 0.28249 | 399 | 399 |  |  | -8.158 | 399 | -0.28249 | -112.7153 | 0.28232 | 0.29458 |  |  |  |  | 80 | 0.011849
1941 | MDLTHELP_1G | 1 | North | YES | -0.020378 | 216.4 | 74 | 216.4 | 0 | 1 | CC | -1 | 0.28243 | 216.4 | 216.4 |  |  | -4.4098 | 216.4 | -0.28243 | -61.1171 | 0.28738 | 0.29977 |  |  |  |  | 81 | 0.011927
1942 | MDLTHELP_2G | 2 | North | YES | -0.020378 | 216.1 | 74 | 216.1 | 0 | 1 | CC | -1 | 0.28243 | 216.1 | 216.1 |  |  | -4.4037 | 216.1 | -0.28243 | -61.0324 | 0.29244 | 0.30495 |  |  |  |  | 82 | 0.012016
3348 | CHAMPION_1G | MB | North | YES | -0.020289 | 0 | 42 | 42 |  | 1 | Cogen | -1 | 0.28234 | 0 | 0 |  |  | 0 | 0 | -0.28234 | 0 | 0.29244 | 0.30495 |  |  |  |  | 83 | 0.012255
3309 | ASPN_G | 1 | North | YES | -0.020271 | 50 | 0 | 50 |  | 1 | Bio | -1 | 0.28232 | 50 | 50 |  |  | -1.0135 | 50 | -0.28232 | -14.116 | 0.29361 | 0.30615 |  |  |  |  | 84 | 0.012384
3107 | STRYKER_1G | 1 | North | YES | -0.020238 | 145.6 | 45 | 182 | 0 | 1.029 | GST | -1 | 0.28229 | 182 | 182 |  |  | -3.6833 | 182 | -0.28229 | -51.3761 | 0.29787 | 0.31051 |  |  |  |  | 85 | 0.012513
3108 | STRYKER_2G | 2 | North | YES | -0.020238 | 484 | 75 | 484 | 0 | 1.029 | GST | -1 | 0.28229 | 484 | 484 |  |  | -9.7952 | 484 | -0.28229 | -136.6267 | 0.30919 | 0.32212 |  |  |  |  | 86 | 0.012513
12322 | ENNSTRAC_1G | 1 | North | YES | -0.019906 | 196 | 130 | 196 | 0 | 1.036 | CC | -1 | 0.28195 | 196 | 196 |  |  | -3.9016 | 196 | -0.28195 | -55.2631 | 0.31377 | 0.32681 |  |  |  |  | 87 | 0.012542
12323 | ENNSTRAC_2G | 2 | North | YES | -0.019906 | 116 | 100 | 116 | 0 | 1.036 | CC | -1 | 0.28195 | 116 | 116 |  |  | -2.3091 | 116 | -0.28195 | -32.7067 | 0.31649 | 0.32959 |  |  |  |  | 88 | 0.012648
1937 | MDLTHELP_5G | 5 | North | YES | -0.019655 | 224 | 74 | 224 | 0 | 1 | CC | -1 | 0.2817 | 224 | 224 |  |  | -4.4027 | 224 | -0.2817 | -63.1016 | 0.32173 | 0.33495 |  |  |  |  | 89 | 0.01293
1938 | MDLTHELP_6G | 6 | North | YES | -0.019655 | 226 | 74 | 226 | 0 | 1 | CC | -1 | 0.2817 | 226 | 226 |  |  | -4.442 | 226 | -0.2817 | -63.665 | 0.32702 | 0.34036 |  |  |  |  | 90 | 0.013039
1943 | MDLTHELP_3G | 3 | North | YES | -0.019655 | 212 | 74 | 212 | 0 | 1 | CC | -1 | 0.2817 | 212 | 212 |  |  | -4.1669 | 212 | -0.2817 | -59.7211 | 0.33197 | 0.34543 |  |  |  |  | 91 | 0.013103
1944 | MDLTHELP_4G | 4 | North | YES | -0.019655 | 211 | 74 | 211 | 0 | 1 | CC | -1 | 0.2817 | 211 | 211 |  |  | -4.1472 | 211 | -0.2817 | -59.4394 | 0.33691 | 0.35048 |  |  |  |  | 92 | 0.013222
3126 | TRINIDAD_6G | 1 | North | YES | -0.01957 | 179.2 | 46 | 224 | 0 | 1 | GST | -1 | 0.28162 | 224 | 224 |  |  | -4.3837 | 224 | -0.28162 | -63.0825 | 0.34215 | 0.35584 |  |  |  |  | 93 | 0.013343
503 | NTHTEXAS01 | 1 | North | YES | -0.019097 | 0 | 5 | 18 |  | 1.015 | GST | -1 | 0.28115 | 18 | 18 |  |  | -0.34375 | 18 | -0.28115 | -5.0606 | 0.34257 | 0.35627 |  |  |  |  | 94 | 0.013456
504 | NTHTEXAS02 | 2 | North | YES | -0.019097 | 14.4 | 5 | 18 |  | 1.015 | GST | -1 | 0.28115 | 18 | 18 |  |  | -0.34375 | 18 | -0.28115 | -5.0606 | 0.34299 | 0.3567 |  |  |  |  | 95 | 0.013568
505 | NTHTEXAS03 | 3 | North | YES | -0.019097 | 30.4 | 15 | 38 |  | 1.015 | GST | -1 | 0.28115 | 38 | 38 |  |  | -0.72569 | 38 | -0.28115 | -10.6835 | 0.34388 | 0.3576 |  |  |  |  | 96 | 0.013686
1889 | DECRDOVA_1G | 1 | North | YES | -0.019037 | 779 | 255 | 779 | 0 | 1.02 | GSC | -1 | 0.28109 | 779 | 779 |  |  | -14.8298 | 779 | -0.28109 | -218.9656 | 0.36211 | 0.3762 |  |  |  |  | 97 | 0.013695
13134 | CALFREST_4G | 4 | North | YES | -0.018719 | 151.5 | 40 | 151.5 | 0 | 1.031 | CC | -1 | 0.28077 | 151.5 | 151.5 |  |  | -2.8359 | 151.5 | -0.28077 | -42.5363 | 0.36565 | 0.37982 |  |  |  |  | 98 | 0.013704
13135 | CALFREST_5G | 5 | North | YES | -0.018719 | 152.3 | 57 | 152.3 | 0 | 1.031 | CC | -1 | 0.28077 | 152.3 | 152.3 |  |  | -2.8509 | 152.3 | -0.28077 | -42.7609 | 0.36921 | 0.38345 |  |  |  |  | 99 | 0.013722
13136 | CALFREST_6G | 6 | North | YES | -0.018719 | 177.5 | 40 | 177.5 | 0 | 1.031 | CC | -1 | 0.28077 | 177.5 | 177.5 |  |  | -3.3226 | 177.5 | -0.28077 | -49.8362 | 0.37337 | 0.38768 |  |  |  |  | 100 | 0.014097
13131 | CALFREST_1G | 1 | North | YES | -0.018651 | 150.7 | 40 | 150.7 | 0 | 1.031 | CC | -1 | 0.2807 | 150.7 | 150.7 |  |  | -2.8107 | 150.7 | -0.2807 | -42.3014 | 0.37689 | 0.39127 |  |  |  |  | 101 | 0.014165
13132 | CALFREST_2G | 2 | North | YES | -0.018651 | 151 | 57 | 151 | 0 | 1.031 | CC | -1 | 0.2807 | 151 | 151 |  |  | -2.8163 | 151 | -0.2807 | -42.3856 | 0.38042 | 0.39487 |  |  |  |  | 102 | 0.014234
13133 | CALFREST_3G | 3 | North | YES | -0.018651 | 177.4 | 40 | 177.4 | 0 | 1.031 | CC | -1 | 0.2807 | 177.4 | 177.4 |  |  | -3.3087 | 177.4 | -0.2807 | -49.7961 | 0.38457 | 0.3991 |  |  |  |  | 103 | 0.014315
3381 | BBRN_1G | 1 | North | YES | -0.018346 | 618 | 225 | 618 | 0 | 1.03 | LIGCO | -1 | 0.28039 | 0 | 618 |  |  | 0 | 0 | -0.28039 | 0 | 0.38457 | 0.3991 |  |  |  |  | 104 | 0.014382
3382 | BBRN_2G | 2 | North | YES | -0.018346 | 589 | 225 | 589 | 0 | 1.03 | LIGCO | -1 | 0.28039 | 0 | 589 |  |  | 0 | 0 | -0.28039 | 0 | 0.38457 | 0.3991 |  |  |  |  | 105 | 0.01445
48721 | LEG_1___1 | 1 | North | YES | -0.016442 | 827 | 357 | 827 | 0 | 1.0348 | LIGCO | -1 | 0.27849 | 0 | 827 |  |  | 0 | 0 | -0.27849 | 0 | 0.38457 | 0.3991 |  |  |  |  | 106 | 0.01453
48722 | LEG_2___2 | 2 | North | YES | -0.016442 | 819 | 357 | 819 | 0 | 1.0348 | LIGCO | -1 | 0.27849 | 0 | 819 |  |  | 0 | 0 | -0.27849 | 0 | 0.38457 | 0.3991 |  |  |  |  | 107 | 0.01453
1892 | DECRDOVA_2G | A | North | YES | -0.016225 | 65 | 65 | 70 | 0 | 1.025 | GGT | -1 | 0.27827 | 70 | 70 |  |  | -1.1358 | 70 | -0.27827 | -19.4791 | 0.38621 | 0.40076 |  |  |  |  | 108 | 0.01453
1893 | DECRDOVA_3G | B | North | YES | -0.016225 | 65 | 65 | 69 | 0 | 1.025 | GGT | -1 | 0.27827 | 69 | 69 |  |  | -1.1195 | 69 | -0.27827 | -19.2009 | 0.38783 | 0.40239 |  |  |  |  | 109 | 0.01453
1894 | DECRDOVA_4G | C | North | YES | -0.016225 | 65 | 65 | 69 | 0 | 1.025 | GGT | -1 | 0.27827 | 69 | 69 |  |  | -1.1195 | 69 | -0.27827 | -19.2009 | 0.38944 | 0.40402 |  |  |  |  | 110 | 0.01453
1895 | DECRDOVA_5G | D | North | YES | -0.016225 | 65 | 65 | 68 | 0 | 1.025 | GGT | -1 | 0.27827 | 68 | 68 |  |  | -1.1033 | 68 | -0.27827 | -18.9226 | 0.39103 | 0.40563 |  |  |  |  | 111 | 0.014546
366 | JNSNCNTY802 | 1 | North | YES | -0.016047 | 168 | 20 | 168 | 0 | 1.02 | Cogen | -1 | 0.2781 | 0 | 0 |  |  | 0 | 0 | -0.2781 | 0 | 0.39103 | 0.40563 |  |  |  |  | 112 | 0.014563
367 | JNSNCNTY802 | 2 | North | YES | -0.016047 | 90 | 20 | 90 | 0 | 1.02 | Cogen | -1 | 0.2781 | 0 | 0 |  |  | 0 | 0 | -0.2781 | 0 | 0.39103 | 0.40563 |  |  |  |  | 113 | 0.01458
39960 | TNTNPONE_18 | 1 | North | YES | -0.015753 | 152.3 | 30 | 152.3 |  | 1.04 | LIGCO | -1 | 0.2778 | 0 | 152.3 |  |  | 0 | 0 | -0.2778 | 0 | 0.39103 | 0.40563 |  |  |  |  | 114 | 0.014596
39970 | TNTNPONE_28 | 1 | North | YES | -0.015753 | 153 | 30 | 153 |  | 1.04 | LIGCO | -1 | 0.2778 | 0 | 153 |  |  | 0 | 0 | -0.2778 | 0 | 0.39103 | 0.40563 |  |  |  |  | 115 | 0.014596
344 | MRSSHPRD | 1 | North | YES | -0.015295 | 0 | 0 | 12 |  | 1.03 | Hydro | -1 | 0.27734 | 0 | 0 |  |  | 0 | 0 | -0.27734 | 0 | 0.39103 | 0.40563 |  |  |  |  | 116 | 0.014596
345 | MRSSHPRD01 | 2 | North | YES | -0.015295 | 0 | 0 | 12 |  | 1.03 | Hydro | -1 | 0.27734 | 0 | 0 |  |  | 0 | 0 | -0.27734 | 0 | 0.39103 | 0.40563 |  |  |  |  | 117 | 0.014596
1877 | WLFHOLW_1G | 1 | North | YES | -0.014868 | 217.3 | 89.2 | 217.3 | 0 | 1.032 | CC | -1 | 0.27692 | 217.3 | 217.3 |  |  | -3.2308 | 217.3 | -0.27692 | -60.174 | 0.39611 | 0.41074 |  |  |  |  | 118 | 0.014596
1878 | WLFHOLW_2G | 2 | North | YES | -0.014868 | 215.7 | 105 | 215.7 | 0 | 1.032 | CC | -1 | 0.27692 | 215.7 | 215.7 |  |  | -3.207 | 215.7 | -0.27692 | -59.7309 | 0.40116 | 0.41581 |  |  |  |  | 119 | 0.014596
1879 | WLFHOLW_3G | 3 | North | YES | -0.014868 | 272.4 | 89.2 | 272.4 | 0 | 1.032 | CC | -1 | 0.27692 | 272.4 | 272.4 |  |  | -4.05 | 272.4 | -0.27692 | -75.4321 | 0.40753 | 0.42222 |  |  |  |  | 120 | 0.014596
3403 | THOUSE_1G | 1 | North | YES | -0.01427 | 563 | 200 | 563 | 0 | 1.012 | GSC | -1 | 0.27632 | 563 | 563 |  |  | -8.034 | 563 | -0.27632 | -155.5673 | 0.4207 | 0.43543 |  |  |  |  | 121 | 0.014624
3404 | THOUSE_2G | 2 | North | YES | -0.01427 | 807 | 250 | 807 | 0 | 1.012 | GSC | -1 | 0.27632 | 807 | 807 |  |  | -11.5159 | 807 | -0.27632 | -222.989 | 0.43958 | 0.45437 |  |  |  |  | 122 | 0.014651
990 | GIBN_CREK_G1 | 1 | North | YES | -0.014032 | 463 | 200 | 463 | 0 | 1.0275 | LIGCO | -1 | 0.27608 | 0 | 463 |  |  | 0 | 0 | -0.27608 | 0 | 0.43958 | 0.45437 |  |  |  |  | 123 | 0.014686
32798 | BRYN_TAMUGEN | 1 | North | YES | -0.014018 | 32 | 0 | 32 |  | 1.02 | GST | -1 | 0.27607 | 32 | 32 |  |  | -0.44858 | 32 | -0.27607 | -8.8341 | 0.44033 | 0.45512 |  |  |  |  | 124 | 0.014728
32886 | BRYN_ATKINS3 | MB | North | YES | -0.014003 | 0 | 5 | 12 |  | 1 | GST | -1 | 0.27605 | 0 | 0 |  |  | 0 | 0 | -0.27605 | 0 | 0.44033 | 0.45512 |  |  |  |  | 125 | 0.014789
32887 | BRYN_ATKINS6 | MB | North | YES | -0.014003 | 0 | 12 | 51 |  | 1.028 | GST | -1 | 0.27605 | 0 | 0 |  |  | 0 | 0 | -0.27605 | 0 | 0.44033 | 0.45512 |  |  |  |  | 126 | 0.014789
32888 | BRYN_ATKINS7 | 1 | North | YES | -0.014003 | 13.6 | 4 | 17 |  | 1.028 | GGT | -1 | 0.27605 | 17 | 17 |  |  | -0.23805 | 17 | -0.27605 | -4.6929 | 0.44073 | 0.45552 |  |  |  |  | 127 | 0.014791
32890 | BRYN_ATKINS4 | MB | North | YES | -0.014003 | 0 | 5 | 22 |  | 1.031 | GST | -1 | 0.27605 | 0 | 0 |  |  | 0 | 0 | -0.27605 | 0 | 0.44073 | 0.45552 |  |  |  |  | 128 | 0.014791
32891 | BRYN_ATKINS5 | MB | North | YES | -0.014003 | 0 | 5 | 25 |  | 1.031 | GST | -1 | 0.27605 | 0 | 0 |  |  | 0 | 0 | -0.27605 | 0 | 0.44073 | 0.45552 |  |  |  |  | 129 | 0.014791
32883 | BRYN_DNSBY3 | 1 | North | YES | -0.01396 | 0 | 2 | 48 |  | 1.015 | GST | -1 | 0.27601 | 48 | 48 |  |  | -0.67008 | 48 | -0.27601 | -13.2484 | 0.44185 | 0.45665 |  |  |  |  | 130 | 0.014792
32884 | BRYN_DNSBY13 | 1 | North | YES | -0.01396 | 46 | 2 | 46 | 0 | 1.015 | GST | -1 | 0.27601 | 46 | 46 |  |  | -0.64216 | 46 | -0.27601 | -12.6964 | 0.44293 | 0.45773 |  |  |  |  | 131 | 0.014792
32892 | BRYN_DNSBY14 | 1 | North | YES | -0.01396 | 84 | 25 | 105 | 0 | 1.035 | GST | -1 | 0.27601 | 105 | 105 |  |  | -1.4658 | 105 | -0.27601 | -28.9809 | 0.44539 | 0.46019 |  |  |  |  | 132 | 0.014792
1898 | COMCHEPK_1G | 1 | North | YES | -0.013771 | 1217 | 1150 | 1217 | 0 | 1.032 | Nuc | -1 | 0.27582 | 0 | 0 |  |  | 0 | 0 | -0.27582 | 0 | 0.44539 | 0.46019 |  |  |  |  | 133 | 0.014794
1899 | COMCHEPK_2G | 2 | North | YES | -0.013771 | 1159 | 1128 | 1159 | 0 | 1.032 | Nuc | -1 | 0.27582 | 0 | 0 |  |  | 0 | 0 | -0.27582 | 0 | 0.44539 | 0.46019 |  |  |  |  | 134 | 0.014797
3416 | LAKE_CRK1_G | 1 | North | YES | -0.01356 | 60 | 33 | 75 |  | 1.029 | GST | -1 | 0.27561 | 75 | 75 |  |  | -1.017 | 75 | -0.27561 | -20.6706 | 0.44714 | 0.46194 |  |  |  |  | 135 | 0.014802
3417 | LAKE_CRK2_G | 2 | North | YES | -0.01356 | 177.6 | 40 | 222 | 0 | 1.029 | GST | -1 | 0.27561 | 222 | 222 |  |  | -3.0103 | 222 | -0.27561 | -61.1851 | 0.45233 | 0.46714 |  |  |  |  | 136 | 0.014802
48671 | FTR_GT1_5105 | 1 | North | YES | -0.0135 | 154.2 | 0 | 154.2 | 0 | 1.0319 | CC | -1 | 0.27555 | 154.2 | 154.2 |  |  | -2.0817 | 154.2 | -0.27555 | -42.4896 | 0.45594 | 0.47075 |  |  |  |  | 137 | 0.014802
48672 | FTR_GT2_5110 | 2 | North | YES | -0.0135 | 159 | 0 | 159 | 0 | 1.0319 | CC | -1 | 0.27555 | 159 | 159 |  |  | -2.1465 | 159 | -0.27555 | -43.8122 | 0.45966 | 0.47447 |  |  |  |  | 138 | 0.014803
48673 | FTR_GT3_5085 | 3 | North | YES | -0.0135 | 158 | 0 | 158 | 0 | 1.0319 | CC | -1 | 0.27555 | 158 | 158 |  |  | -2.133 | 158 | -0.27555 | -43.5367 | 0.46336 | 0.47817 |  |  |  |  | 139 | 0.014806
48674 | FTR_CN4_5095 | 4 | North | YES | -0.0135 | 380 | 0 | 380 | 0 | 1.0319 | CC | -1 | 0.27555 | 380 | 380 |  |  | -5.13 | 380 | -0.27555 | -104.7084 | 0.47225 | 0.48706 |  |  |  |  | 140 | 0.014808
238 | BOSQUESW505 | 1 | North | YES | -0.01343 | 255 | 0 | 255 | 0 | 1.02 | CC | -1 | 0.27548 | 255 | 255 |  |  | -3.4247 | 255 | -0.27548 | -70.247 | 0.47821 | 0.49303 |  |  |  |  | 141 | 0.01481
239 | BOSQUESW502 | 1 | North | YES | -0.01343 | 119.2 | 0 | 149 | 0 | 1.02 | GGT | -1 | 0.27548 | 149 | 149 |  |  | -2.0011 | 149 | -0.27548 | -41.0463 | 0.4817 | 0.49651 |  |  |  |  | 142 | 0.014811
247 | BOSQUESW501 | 2 | North | YES | -0.01343 | 124.8 | 0 | 156 | 0 | 1.02 | GGT | -1 | 0.27548 | 156 | 156 |  |  | -2.0951 | 156 | -0.27548 | -42.9746 | 0.48535 | 0.50016 |  |  |  |  | 143 | 0.014815
244 | WHITNYDM01 | 1 | North | YES | -0.012738 | 15 | 0 | 15 | 0 | 1.035 | Hydro | -1 | 0.27479 | 0 | 0 |  |  | 0 | 0 | -0.27479 | 0 | 0.48535 | 0.50016 |  |  |  |  | 144 | 0.014816
245 | WHITNYDM02 | 2 | North | YES | -0.012738 | 15 | 0 | 15 | 0 | 1.035 | Hydro | -1 | 0.27479 | 0 | 0 |  |  | 0 | 0 | -0.27479 | 0 | 0.48535 | 0.50016 |  |  |  |  | 145 | 0.014817
251 | BOSQUESW803 | 2 | North | YES | -0.012215 | 150 | 0 | 150 | 0 | 1.032 | CC | -1 | 0.27426 | 150 | 150 |  |  | -1.8322 | 150 | -0.27426 | -41.1395 | 0.48886 | 0.50366 |  |  |  |  | 146 | 0.014818
253 | BOSQUESW804 | 2 | North | YES | -0.012215 | 80 | 0 | 80 | 0 | 1.032 | CC | -1 | 0.27426 | 80 | 80 |  |  | -0.9772 | 80 | -0.27426 | -21.9411 | 0.49073 | 0.50552 |  |  |  |  | 147 | 0.014818
332 | RWMILLER01 | 1 | North | YES | -0.011435 | 58.4 | 18.5 | 73 | 0 | 1.04 | GST | -1 | 0.27348 | 73 | 73 |  |  | -0.83476 | 73 | -0.27348 | -19.9643 | 0.49244 | 0.50722 |  |  |  |  | 148 | 0.014818
333 | RWMILLER02 | 2 | North | YES | -0.011435 | 95.2 | 37 | 119 | 0 | 1.04 | GST | -1 | 0.27348 | 119 | 119 |  |  | -1.3608 | 119 | -0.27348 | -32.5445 | 0.49522 | 0.50998 |  |  |  |  | 149 | 0.014803
334 | RWMILLER03 | 3 | North | YES | -0.011435 | 166.4 | 65 | 208 | 0 | 1.04 | GST | -1 | 0.27348 | 208 | 208 |  |  | -2.3785 | 208 | -0.27348 | -56.8846 | 0.50009 | 0.51481 |  |  |  |  | 150 | 0.014795
335 | RWMILLER04 | 4 | North | YES | -0.011435 | 81.6 | 0 | 102 | 0 | 1.04 | GST | -1 | 0.27348 | 102 | 102 |  |  | -1.1664 | 102 | -0.27348 | -27.8953 | 0.50247 | 0.51718 |  |  |  |  | 151 | 0.014783
336 | RWMILLER05 | 5 | North | YES | -0.011435 | 80.8 | 0 | 101 | 0 | 1.04 | GST | -1 | 0.27348 | 101 | 101 |  |  | -1.1549 | 101 | -0.27348 | -27.6218 | 0.50483 | 0.51953 |  |  |  |  | 152 | 0.014763
48591 | CHE_GT2_5030 | 2 | Houston | YES | -0.010934 | 173 | 50 | 173 | 0 | 1.029 | Cogen | -1 | 0.27298 | 0 | 0 |  |  |  |  | -0.27298 | 0 | 0.50483 | 0.51953 |  |  |  |  | 153 | 0.014729
48811 | CVC_GT3_5045 | 3 | Houston | YES | -0.010934 | 156 | 91.8 | 156 | 0 | 1.029 | Cogen | -1 | 0.27298 | 0 | 0 |  |  |  |  | -0.27298 | 0 | 0.50483 | 0.51953 |  |  |  |  | 154 | 0.014712
48812 | CVC_GT2_5020 | 2 | Houston | YES | -0.010934 | 158 | 91.8 | 158 | 0 | 1.029 | Cogen | -1 | 0.27298 | 0 | 0 |  |  |  |  | -0.27298 | 0 | 0.50483 | 0.51953 |  |  |  |  | 155 | 0.014696
48813 | CVC_GT1_5035 | 1 | Houston | YES | -0.010934 | 160 | 91.8 | 160 | 0 | 1.029 | Cogen | -1 | 0.27298 | 0 | 0 |  |  |  |  | -0.27298 | 0 | 0.50483 | 0.51953 |  |  |  |  | 156 | 0.014696
48814 | CVC_ST5_5040 | 1 | Houston | YES | -0.010934 | 162 | 91.8 | 162 | 0 | 1.029 | Cogen | -1 | 0.27298 | 0 | 0 |  |  |  |  | -0.27298 | 0 | 0.50483 | 0.51953 |  |  |  |  | 157 | 0.014696
48885 | THW_5152 | B | Houston | YES | -0.010648 | 47.2 | 5 | 59 |  | 1.0319 | GGT | -1 | 0.2727 | 59 | 59 |  |  |  |  | -0.2727 | -16.0891 | 0.50621 | 0.5209 |  |  |  |  | 158 | 0.014696
48885 | THW_5152 | A | Houston | YES | -0.010648 | 46.4 | 5 | 58 |  | 1.0319 | GGT | -1 | 0.2727 | 58 | 58 |  |  |  |  | -0.2727 | -15.8164 | 0.50757 | 0.52224 |  |  |  |  | 159 | 0.014696
48886 | THW_5354 | D | Houston | YES | -0.010648 | 46.4 | 5 | 58 |  | 1.0319 | GGT | -1 | 0.2727 | 58 | 58 |  |  |  |  | -0.2727 | -15.8164 | 0.50893 | 0.52358 |  |  |  |  | 160 | 0.014696
48886 | THW_5354 | C | Houston | YES | -0.010648 | 45.6 | 5 | 57 |  | 1.0319 | GGT | -1 | 0.2727 | 57 | 57 |  |  |  |  | -0.2727 | -15.5437 | 0.51026 | 0.5249 |  |  |  |  | 161 | 0.014682
48887 | THW_5556 | E | Houston | YES | -0.010648 | 47.2 | 5 | 59 |  | 1.0319 | GGT | -1 | 0.2727 | 59 | 59 |  |  |  |  | -0.2727 | -16.0891 | 0.51164 | 0.52627 |  |  |  |  | 162 | 0.014668
48887 | THW_5556 | F | Houston | YES | -0.010648 | 45.6 | 5 | 57 |  | 1.0319 | GGT | -1 | 0.2727 | 57 | 57 |  |  |  |  | -0.2727 | -15.5437 | 0.51298 | 0.52759 |  |  |  |  | 163 | 0.014655
48690 | GBY_GN5_5 | 5 | Houston | YES | -0.010625 | 318.4 | 81 | 398 |  | 1.0362 | GSC | -1 | 0.27267 | 398 | 398 |  |  |  |  | -0.27267 | -108.5241 | 0.52229 | 0.53681 |  |  |  |  | 164 | 0.014642
48595 | BTE_GT2_8075 | 1 | Houston | YES | -0.010605 | 162.8 | 130 | 162.8 | 0 | 1.0261 | CC | -1 | 0.27265 | 162.8 | 162.8 |  |  |  |  | -0.27265 | -44.388 | 0.5261 | 0.54058 |  |  |  |  | 165 | 0.014628
48596 | BTE_GT3_8045 | 2 | Houston | YES | -0.010605 | 161.4 | 130 | 161.4 | 0 | 1.0261 | CC | -1 | 0.27265 | 161.4 | 161.4 |  |  |  |  | -0.27265 | -44.0063 | 0.52987 | 0.54432 |  |  |  |  | 166 | 0.014615
48597 | BTE_GT4_8055 | 3 | Houston | YES | -0.010605 | 158.9 | 130 | 158.9 | 0 | 1.0261 | CC | -1 | 0.27265 | 158.9 | 158.9 |  |  |  |  | -0.27265 | -43.3246 | 0.53359 | 0.548 |  |  |  |  | 167 | 0.014522
48598 | BTE_ST1_8070 | 4 | Houston | YES | -0.010605 | 269.2 | 60 | 269.2 | 0 | 1.0261 | CC | -1 | 0.27265 | 269.2 | 269.2 |  |  |  |  | -0.27265 | -73.3983 | 0.53989 | 0.55423 |  |  |  |  | 168 | 0.014483
48583 | CBY_GT4_1 | 1 | Houston | YES | -0.010557 | 172 | 0 | 172 | 0 | 1.027 | GSC | -1 | 0.27261 | 172 | 172 |  |  |  |  | -0.27261 | -46.8881 | 0.54391 | 0.55821 |  |  |  |  | 169 | 0.014445
48584 | CBY_GT4_2 | 2 | Houston | YES | -0.010557 | 172 | 0 | 172 | 0 | 1.027 | CC | -1 | 0.27261 | 172 | 172 |  |  |  |  | -0.27261 | -46.8881 | 0.54793 | 0.5622 |  |  |  |  | 170 | 0.014408
48585 | CBY_ST4_1 | 3 | Houston | YES | -0.010557 | 172 | 0 | 172 | 0 | 1.027 | CC | -1 | 0.27261 | 172 | 172 |  |  |  |  | -0.27261 | -46.8881 | 0.55196 | 0.56618 |  |  |  |  | 171 | 0.014345
48815 | CVC_GT4_8005 | 4 | Houston | YES | -0.010553 | 165 | 91.8 | 165 |  | 1.0362 | Cogen | -1 | 0.2726 | 0 | 0 |  |  |  |  | -0.2726 | 0 | 0.55196 | 0.56618 |  |  |  |  | 172 | 0.014303
48791 | PSA_GT1_8160 | 1 | Houston | YES | -0.010538 | 52 | 20.8 | 65 | 0 | 1.0362 | Cogen | -1 | 0.27259 | 0 | 0 |  |  |  |  | -0.27259 | 0 | 0.55196 | 0.56618 |  |  |  |  | 173 | 0.014262
48792 | PSA_GT2_8155 | 2 | Houston | YES | -0.010538 | 52.8 | 20.3 | 66 | 0 | 1.0362 | Cogen | -1 | 0.27259 | 0 | 0 |  |  |  |  | -0.27259 | 0 | 0.55196 | 0.56618 |  |  |  |  | 174 | 0.014221
48793 | PSA_GT3_8150 | 3 | Houston | YES | -0.010538 | 56 | 20.3 | 70 | 0 | 1.0362 | Cogen | -1 | 0.27259 | 0 | 0 |  |  |  |  | -0.27259 | 0 | 0.55196 | 0.56618 |  |  |  |  | 175 | 0.014221
48794 | PSA_GT4_8145 | 4 | Houston | YES | -0.010538 | 52.8 | 20.3 | 66 | 0 | 1.0362 | Cogen | -1 | 0.27259 | 0 | 0 |  |  |  |  | -0.27259 | 0 | 0.55196 | 0.56618 |  |  |  |  | 176 | 0.014221
48795 | PSA_GT5_8140 | 5 | Houston | YES | -0.010538 | 51.2 | 20.3 | 64 | 0 | 1.0362 | Cogen | -1 | 0.27259 | 0 | 0 |  |  |  |  | -0.27259 | 0 | 0.55196 | 0.56618 |  |  |  |  | 177 | 0.014221
48796 | PSA_GN1_8165 | 1 | Houston | YES | -0.010538 | 83.2 | 43.1 | 104 | 0 | 1.0362 | Cogen | -1 | 0.27259 | 0 | 0 |  |  |  |  | -0.27259 | 0 | 0.55196 | 0.56618 |  |  |  |  | 178 | 0.014221
48797 | PSA_GT6_8135 | 6 | Houston | YES | -0.010538 | 47.2 | 34.5 | 59 | 0 | 1.0362 | Cogen | -1 | 0.27259 | 0 | 0 |  |  |  |  | -0.27259 | 0 | 0.55196 | 0.56618 |  |  |  |  | 179 | 0.014221
48581 | CBY_GN1_1 | 1 | Houston | YES | -0.010534 | 595.2 | 108 | 744 | 0 | 1.0435 | GSC | -1 | 0.27258 | 744 | 744 |  |  |  |  | -0.27258 | -202.8014 | 0.56936 | 0.5834 |  |  |  |  | 180 | 0.014221
48940 | WARVUE_GT1 | G1 | Houston | YES | -0.010534 | 15 | 0 | 15 |  | 1.021 | Cogen | -1 | 0.27258 | 0 | 0 |  |  |  |  | -0.27258 | 0 | 0.56936 | 0.5834 |  |  |  |  | 181 | 0.014221
48651 | EP_1_2 | 1 | Houston | YES | -0.010533 | 4 | 0 | 5 | 0 | 1.0362 | Cogen | -1 | 0.27258 | 0 | 0 |  |  |  |  | -0.27258 | 0 | 0.56936 | 0.5834 |  |  |  |  | 182 | 0.014221
48651 | EP_1_2 | 2 | Houston | YES | -0.010533 | 17.7 | 10 | 21 | 0 | 1.0362 | Cogen | -1 | 0.27258 | 0 | 0 |  |  |  |  | -0.27258 | 0 | 0.56936 | 0.5834 |  |  |  |  | 183 | 0.014041
48883 | THW_GT1_GT_1 | B2 | Houston | YES | -0.010508 | 0 | 0 | 12 |  | 1.043 | GGT | -1 | 0.27256 | 12 | 12 |  |  |  |  | -0.27256 | -3.2707 | 0.56964 | 0.58368 |  |  |  |  | 184 | 0.014041
49803 | EXN_15GT | 1 | Houston | YES | -0.010505 | 33 | 8.3 | 34 |  | 1.0326 | Cogen | -1 | 0.27255 | 0 | 0 |  |  |  |  | -0.27255 | 0 | 0.56964 | 0.58368 |  |  |  |  | 185 | 0.014041
49804 | EXN_16GT | 2 | Houston | YES | -0.010505 | 32 | 8.3 | 34.7 |  | 1.0326 | Cogen | -1 | 0.27255 | 0 | 0 |  |  |  |  | -0.27255 | 0 | 0.56964 | 0.58368 |  |  |  |  | 186 | 0.014041
49805 | EXN_17GT | 3 | Houston | YES | -0.010505 | 31 | 8.3 | 32.7 |  | 1.0326 | Cogen | -1 | 0.27255 | 0 | 0 |  |  |  |  | -0.27255 | 0 | 0.56964 | 0.58368 |  |  |  |  | 187 | 0.014038
49826 | EXN938GT | 5 | Houston | YES | -0.010505 | 43 | 9.2 | 45.9 |  | 1.0326 | Cogen | -1 | 0.27255 | 0 | 0 |  |  |  |  | -0.27255 | 0 | 0.56964 | 0.58368 |  |  |  |  | 188 | 0.014038
49828 | EXN941GT | 10 | Houston | YES | -0.010505 | 17.7 | 5.4 | 17.7 | 0 | 1.0326 | Cogen | -1 | 0.27255 | 0 | 0 |  |  |  |  | -0.27255 | 0 | 0.56964 | 0.58368 |  |  |  |  | 189 | 0.014038
49829 | EXN942GT | 11 | Houston | YES | -0.010505 | 20 | 5.4 | 20.4 | 0 | 1.0326 | Cogen | -1 | 0.27255 | 0 | 0 |  |  |  |  | -0.27255 | 0 | 0.56964 | 0.58368 |  |  |  |  | 190 | 0.014038
49830 | EXN943GT | 12 | Houston | YES | -0.010505 | 19 | 5.4 | 19.9 | 0 | 1.0326 | Cogen | -1 | 0.27255 | 0 | 0 |  |  |  |  | -0.27255 | 0 | 0.56964 | 0.58368 |  |  |  |  | 191 | 0.014038
49831 | EXN944GT | 13 | Houston | YES | -0.010505 | 33 | 5.4 | 35 | 0 | 1.0326 | Cogen | -1 | 0.27255 | 0 | 0 |  |  |  |  | -0.27255 | 0 | 0.56964 | 0.58368 |  |  |  |  | 192 | 0.014038
49832 | EXN945GT | 9 | Houston | YES | -0.010505 | 18.5 | 9.2 | 18.5 |  | 1.0326 | Cogen | -1 | 0.27255 | 0 | 0 |  |  |  |  | -0.27255 | 0 | 0.56964 | 0.58368 |  |  |  |  | 193 | 0.014038
49837 | EXN_GT | 4 | Houston | YES | -0.010505 | 81 | 21.3 | 85.4 |  | 1.0326 | Cogen | -1 | 0.27255 | 0 | 0 |  |  |  |  | -0.27255 | 0 | 0.56964 | 0.58368 |  |  |  |  | 194 | 0.014038
49838 | EXN_14GT | 14 | Houston | YES | -0.010505 | 140 | 0 | 148 |  | 1.0326 | Cogen | -1 | 0.27255 | 0 | 0 |  |  |  |  | -0.27255 | 0 | 0.56964 | 0.58368 |  |  |  |  | 195 | 0.014038
48582 | CBY_GN2_2 | 2 | Houston | YES | -0.010476 | 596.8 | 110 | 746 | 0 | 1.0435 | GSC | -1 | 0.27252 | 746 | 746 |  |  |  |  | -0.27252 | -203.3033 | 0.5871 | 0.60095 |  |  |  |  | 196 | 0.014038
48873 | THW_ST3_ST_3 | 3 | Houston | YES | -0.010447 | 107 | 19 | 107 | 0 | 1.0435 | CC | -1 | 0.2725 | 107 | 107 |  |  |  |  | -0.2725 | -29.157 | 0.5896 | 0.60343 |  |  |  |  | 197 | 0.014038
48874 | THW_ST4_ST_4 | 4 | Houston | YES | -0.010447 | 108 | 19 | 108 | 0 | 1.0435 | CC | -1 | 0.2725 | 108 | 108 |  |  |  |  | -0.2725 | -29.4295 | 0.59213 | 0.60593 |  |  |  |  | 198 | 0.014038
48875 | THW_3132 | A | Houston | YES | -0.010447 | 55 | 5 | 55 | 0 | 1.0435 | CC | -1 | 0.2725 | 55 | 55 |  |  |  |  | -0.2725 | -14.9873 | 0.59341 | 0.6072 |  |  |  |  | 199 | 0.013855
48875 | THW_3132 | B | Houston | YES | -0.010447 | 53 | 5 | 53 | 0 | 1.0435 | CC | -1 | 0.2725 | 53 | 53 |  |  |  |  | -0.2725 | -14.4423 | 0.59465 | 0.60843 |  |  |  |  | 200 | 0.013828
48877 | THW_3334 | C | Houston | YES | -0.010447 | 55 | 5 | 55 | 0 | 1.0435 | CC | -1 | 0.2725 | 55 | 55 |  |  |  |  | -0.2725 | -14.9873 | 0.59594 | 0.6097 |  |  |  |  | 201 | 0.013801
48877 | THW_3334 | D | Houston | YES | -0.010447 | 57 | 5 | 57 | 0 | 1.0435 | CC | -1 | 0.2725 | 57 | 57 |  |  |  |  | -0.2725 | -15.5322 | 0.59727 | 0.61102 |  |  |  |  | 202 | 0.013787
48879 | THW_4142 | E | Houston | YES | -0.010447 | 56 | 5 | 56 | 0 | 1.0435 | CC | -1 | 0.2725 | 56 | 56 |  |  |  |  | -0.2725 | -15.2597 | 0.59858 | 0.61231 |  |  |  |  | 203 | 0.013774
48879 | THW_4142 | F | Houston | YES | -0.010447 | 55 | 5 | 55 | 0 | 1.0435 | CC | -1 | 0.2725 | 55 | 55 |  |  |  |  | -0.2725 | -14.9873 | 0.59987 | 0.61359 |  |  |  |  | 204 | 0.01376
48881 | THW_4344 | G | Houston | YES | -0.010447 | 58 | 5 | 58 | 0 | 1.0435 | CC | -1 | 0.2725 | 58 | 58 |  |  |  |  | -0.2725 | -15.8047 | 0.60123 | 0.61493 |  |  |  |  | 205 | 0.013746
48881 | THW_4344 | H | Houston | YES | -0.010447 | 58 | 5 | 58 | 0 | 1.0435 | CC | -1 | 0.2725 | 58 | 58 |  |  |  |  | -0.2725 | -15.8047 | 0.60258 | 0.61627 |  |  |  |  | 206 | 0.013732
48593 | CHE_GT1_8015 | 1 | Houston | YES | -0.010386 | 173 | 50 | 173 | 0 | 1.0362 | Cogen | -1 | 0.27243 | 0 | 0 |  |  |  |  | -0.27243 | 0 | 0.60258 | 0.61627 |  |  |  |  | 207 | 0.013719
48594 | CHE_GN4_8025 | 4 | Houston | YES | -0.010386 | 142 | 60 | 142 | 0 | 1.0362 | Cogen | -1 | 0.27243 | 0 | 0 |  |  |  |  | -0.27243 | 0 | 0.60258 | 0.61627 |  |  |  |  | 208 | 0.013704
48511 | LPE_GT1_8070 | 1 | Houston | YES | -0.010376 | 42 | 0 | 42 | 0 | 1.0362 | GGT | -1 | 0.27242 | 42 | 42 |  |  |  |  | -0.27242 | -11.4418 | 0.60356 | 0.61724 |  |  |  |  | 209 | 0.01369
48512 | LPE_GT2_8075 | 2 | Houston | YES | -0.010376 | 42 | 0 | 42 | 0 | 1.0362 | GGT | -1 | 0.27242 | 42 | 42 |  |  |  |  | -0.27242 | -11.4418 | 0.60455 | 0.61822 |  |  |  |  | 210 | 0.01369
48513 | LPE_GT3_8080 | 3 | Houston | YES | -0.010376 | 39 | 0 | 39 | 0 | 1.0362 | GGT | -1 | 0.27242 | 39 | 39 |  |  |  |  | -0.27242 | -10.6246 | 0.60546 | 0.61912 |  |  |  |  | 211 | 0.01369
48514 | LPE_GT4_8085 | 4 | Houston | YES | -0.010376 | 39 | 0 | 39 | 0 | 1.0362 | GGT | -1 | 0.27242 | 39 | 39 |  |  |  |  | -0.27242 | -10.6246 | 0.60637 | 0.62002 |  |  |  |  | 212 | 0.013679
48500 | APD_GT1_8005 | 1 | Houston | YES | -0.010373 | 137.6 | 54.6 | 137.6 | 0 | 1.0362 | Cogen | -1 | 0.27242 | 0 | 0 |  |  |  |  | -0.27242 | 0 | 0.60637 | 0.62002 |  |  |  |  | 213 | 0.013668
48820 | SHELLG1_3015 | 1 | Houston | YES | -0.010333 | 71 | 34.5 | 71 |  | 1.029 | Cogen | -1 | 0.27238 | 0 | 0 |  |  |  |  | -0.27238 | 0 | 0.60637 | 0.62002 |  |  |  |  | 214 | 0.013658
48821 | SHELLG2 | 2 | Houston | YES | -0.010333 | 72 | 34.5 | 72 |  | 1.029 | Cogen | -1 | 0.27238 | 0 | 0 |  |  |  |  | -0.27238 | 0 | 0.60637 | 0.62002 |  |  |  |  | 215 | 0.013648
48822 | SHELLG3_3020 | 2 | Houston | YES | -0.010333 | 30 | 0 | 30 |  | 1.029 | Cogen | -1 | 0.27238 | 0 | 0 |  |  |  |  | -0.27238 | 0 | 0.60637 | 0.62002 |  |  |  |  | 216 | 0.013648
48822 | SHELLG3_3020 | 1 | Houston | YES | -0.010333 | 39 | 0 | 39 |  | 1.029 | Cogen | -1 | 0.27238 | 0 | 0 |  |  |  |  | -0.27238 | 0 | 0.60637 | 0.62002 |  |  |  |  | 217 | 0.013648
48740 | PSG_GN2_8050 | 1 | Houston | YES | -0.010308 | 182 | 60 | 182 | 0 | 1.0326 | Cogen | -1 | 0.27236 | 0 | 0 |  |  |  |  | -0.27236 | 0 | 0.60637 | 0.62002 |  |  |  |  | 218 | 0.013648
48741 | PSG_GT2_8040 | 1 | Houston | YES | -0.010308 | 158.6 | 50 | 158.6 | 0 | 1.0326 | Cogen | -1 | 0.27236 | 0 | 0 |  |  |  |  | -0.27236 | 0 | 0.60637 | 0.62002 |  |  |  |  | 219 | 0.013648
48742 | PSG_GT3_8060 | 1 | Houston | YES | -0.010308 | 157 | 50 | 157 | 0 | 1.0326 | Cogen | -1 | 0.27236 | 0 | 0 |  |  |  |  | -0.27236 | 0 | 0.60637 | 0.62002 |  |  |  |  | 220 | 0.013648
48611 | DIB_GT1_8080 | 1 | Houston | YES | -0.010307 | 64 | 0 | 64 | 0 | 1.0326 | Cogen | -1 | 0.27236 | 0 | 0 |  |  |  |  | -0.27236 | 0 | 0.60637 | 0.62002 |  |  |  |  | 221 | 0.013648
48612 | DIB_GT2_8075 | 2 | Houston | YES | -0.010307 | 63.2 | 0 | 63.2 | 0 | 1.0326 | Cogen | -1 | 0.27236 | 0 | 0 |  |  |  |  | -0.27236 | 0 | 0.60637 | 0.62002 |  |  |  |  | 222 | 0.013648
48613 | DIB_ST1_8085 | 3 | Houston | YES | -0.010307 | 67.9 | 30 | 82.6 | 0 | 1.0326 | Cogen | -1 | 0.27236 | 0 | 0 |  |  |  |  | -0.27236 | 0 | 0.60637 | 0.62002 |  |  |  |  | 223 | 0.013648
48614 | DIB_GT3_8090 | 4 | Houston | YES | -0.010307 | 73.6 | 15 | 73.6 | 0 | 1.0326 | Cogen | -1 | 0.27236 | 0 | 0 |  |  |  |  | -0.27236 | 0 | 0.60637 | 0.62002 |  |  |  |  | 224 | 0.013648
48854 | SRB_GN4_4 | 4 | Houston | YES | -0.010307 | 182.4 | 35 | 228 | 0 | 1.0326 | GST | -1 | 0.27236 | 228 | 228 |  |  |  |  | -0.27236 | -62.0971 | 0.61171 | 0.62529 |  |  |  |  | 225 | 0.013648
48845 | SOL_GT1 | 1 | Houston | YES | -0.010306 | 16.2 | 15.4 | 16.2 |  | 1.0326 | Solar | -1 | 0.27235 | 16.2 | 16.2 |  |  |  |  | -0.27235 | -4.4121 | 0.61208 | 0.62567 |  |  |  |  | 226 | 0.013648
48853 | SRB_GN3_3 | 3 | Houston | YES | -0.010306 | 170.4 | 35 | 213 |  | 1.0326 | GST | -1 | 0.27235 | 213 | 213 |  |  |  |  | -0.27235 | -58.0115 | 0.61707 | 0.6306 |  |  |  |  | 227 | 0.013648
48551 | CAL_GT1_8045 | 1 | Houston | YES | -0.010302 | 149 | 0 | 149 | 0 | 1.0326 | Cogen | -1 | 0.27235 | 0 | 0 |  |  |  |  | -0.27235 | 0 | 0.61707 | 0.6306 |  |  |  |  | 228 | 0.013589
48552 | CAL_ST1_8000 | 2 | Houston | YES | -0.010302 | 65.1 | 0 | 65.1 | 0 | 1.0326 | Cogen | -1 | 0.27235 | 0 | 0 |  |  |  |  | -0.27235 | 0 | 0.61707 | 0.6306 |  |  |  |  | 229 | 0.013585
48851 | SRB_GN1_1 | 1 | Houston | YES | -0.010301 | 132 | 26 | 165 | 0 | 1.0217 | GST | -1 | 0.27235 | 165 | 165 |  |  |  |  | -0.27235 | -44.9377 | 0.62093 | 0.63441 |  |  |  |  | 230 | 0.013529
48852 | SRB_GN2_2 | 2 | Houston | YES | -0.0103 | 140.8 | 26 | 176 | 0 | 1.0217 | GST | -1 | 0.27235 | 176 | 176 |  |  |  |  | -0.27235 | -47.9333 | 0.62505 | 0.63849 |  |  |  |  | 231 | 0.013529
48855 | SRB_GT211035 | B1 | Houston | YES | -0.010299 | 0 | 0 | 18 |  | 1.014 | GGT | -1 | 0.27235 | 18 | 18 |  |  |  |  | -0.27235 | -4.9023 | 0.62547 | 0.6389 |  |  |  |  | 232 | 0.013529
48855 | SRB_GT211035 | B2 | Houston | YES | -0.010299 | 0 | 0 | 12 |  | 1.014 | GGT | -1 | 0.27235 | 12 | 12 |  |  |  |  | -0.27235 | -3.2682 | 0.62575 | 0.63918 |  |  |  |  | 233 | 0.013486
48761 | PR_GT1__9040 | 1 | Houston | YES | -0.010281 | 26 | 0 | 35 |  | 1 | Cogen | -1 | 0.27233 | 0 | 0 |  |  |  |  | -0.27233 | 0 | 0.62575 | 0.63918 |  |  |  |  | 234 | 0.01344
48641 | DPEC_GT15040 | 1 | Houston | YES | -0.010257 | 163.2 | 98 | 163.2 | 0 | 1.0319 | CC | -1 | 0.27231 | 163.2 | 163.2 |  |  |  |  | -0.27231 | -44.4403 | 0.62957 | 0.64295 |  |  |  |  | 235 | 0.013435
48642 | DPEC_GT25025 | 2 | Houston | YES | -0.010257 | 157.1 | 98 | 157.1 | 0 | 1.0319 | CC | -1 | 0.27231 | 157.1 | 157.1 |  |  |  |  | -0.27231 | -42.7792 | 0.63324 | 0.64659 |  |  |  |  | 236 | 0.013432
48643 | DPEC_GT35010 | 3 | Houston | YES | -0.010257 | 157.5 | 98 | 157.5 | 0 | 1.0319 | CC | -1 | 0.27231 | 157.5 | 157.5 |  |  |  |  | -0.27231 | -42.8881 | 0.63692 | 0.65023 |  |  |  |  | 237 | 0.013432
48644 | DPEC_GT45070 | 4 | Houston | YES | -0.010257 | 157 | 98 | 157 | 0 | 1.0319 | CC | -1 | 0.27231 | 157 | 157 |  |  |  |  | -0.27231 | -42.752 | 0.6406 | 0.65386 |  |  |  |  | 238 | 0.013389
48645 | DPEC_ST55065 | 5 | Houston | YES | -0.010257 | 282 | 0 | 282 | 0 | 1.0319 | CC | -1 | 0.27231 | 282 | 282 |  |  |  |  | -0.27231 | -76.7902 | 0.64719 | 0.66038 |  |  |  |  | 239 | 0.013347
48841 | SJS_GT1_GT1 | 1 | Houston | YES | -0.010242 | 62.4 | 49 | 78 | 0 | 1.0362 | Cogen | -1 | 0.27229 | 0 | 0 |  |  |  |  | -0.27229 | 0 | 0.64719 | 0.66038 |  |  |  |  | 240 | 0.013306
48842 | SJS_GT2_GT2 | 2 | Houston | YES | -0.010242 | 64.8 | 49 | 81 | 0 | 1.0362 | Cogen | -1 | 0.27229 | 0 | 0 |  |  |  |  | -0.27229 | 0 | 0.64719 | 0.66038 |  |  |  |  | 241 | 0.013264
48691 | GBY_73741085 | B | Houston | YES | -0.010229 | 37.6 | 20 | 47 | 0 | 1.0362 | GGT | -1 | 0.27228 | 47 | 47 |  |  |  |  | -0.27228 | -12.797 | 0.64829 | 0.66147 |  |  |  |  | 242 | 0.013189
48691 | GBY_73741085 | A | Houston | YES | -0.010229 | 37.6 | 20 | 47 | 0 | 1.0362 | GGT | -1 | 0.27228 | 47 | 47 |  |  |  |  | -0.27228 | -12.797 | 0.64939 | 0.66256 |  |  |  |  | 243 | 0.013189
48692 | GBY_81821075 | D | Houston | YES | -0.010229 | 44 | 20 | 55 | 0 | 1.0362 | GGT | -1 | 0.27228 | 55 | 55 |  |  |  |  | -0.27228 | -14.9753 | 0.65068 | 0.66383 |  |  |  |  | 244 | 0.013189
48692 | GBY_81821075 | C | Houston | YES | -0.010229 | 37.6 | 20 | 47 | 0 | 1.0362 | GGT | -1 | 0.27228 | 47 | 47 |  |  |  |  | -0.27228 | -12.797 | 0.65178 | 0.66492 |  |  |  |  | 245 | 0.013177
48693 | GBY_83841065 | F | Houston | YES | -0.010229 | 43.2 | 20 | 54 | 0 | 1.0362 | GGT | -1 | 0.27228 | 54 | 54 |  |  |  |  | -0.27228 | -14.703 | 0.65304 | 0.66617 |  |  |  |  | 246 | 0.013164
48693 | GBY_83841065 | E | Houston | YES | -0.010229 | 45.6 | 20 | 57 | 0 | 1.0362 | GGT | -1 | 0.27228 | 57 | 57 |  |  |  |  | -0.27228 | -15.5198 | 0.65438 | 0.66748 |  |  |  |  | 247 | 0.013149
48531 | BYU_GT1_8075 | 1 | Houston | YES | -0.010167 | 65 | 0 | 65 |  | 1.0362 | Cogen | -1 | 0.27222 | 0 | 0 |  |  |  |  | -0.27222 | 0 | 0.65438 | 0.66748 |  |  |  |  | 248 | 0.013137
48532 | BYU_GT2_8055 | 2 | Houston | YES | -0.010167 | 62 | 0 | 62 |  | 1.0362 | Cogen | -1 | 0.27222 | 0 | 0 |  |  |  |  | -0.27222 | 0 | 0.65438 | 0.66748 |  |  |  |  | 249 | 0.013122
48533 | BYU_GT3_8060 | 3 | Houston | YES | -0.010167 | 67 | 0 | 67 |  | 1.0362 | Cogen | -1 | 0.27222 | 0 | 0 |  |  |  |  | -0.27222 | 0 | 0.65438 | 0.66748 |  |  |  |  | 250 | 0.013107
48534 | BYU_GT4_8065 | 4 | Houston | YES | -0.010167 | 65 | 0 | 65 |  | 1.0362 | Cogen | -1 | 0.27222 | 0 | 0 |  |  |  |  | -0.27222 | 0 | 0.65438 | 0.66748 |  |  |  |  | 251 | 0.013107
48561 | CTL_GT2_8130 | 1 | Houston | YES | -0.010128 | 73.5 | 30.3 | 91.9 |  | 1.0362 | Cogen | -1 | 0.27218 | 0 | 0 |  |  |  |  | -0.27218 | 0 | 0.65438 | 0.66748 |  |  |  |  | 252 | 0.013107
48562 | CTL_GT3_8135 | 2 | Houston | YES | -0.010128 | 70.1 | 30.3 | 87.6 |  | 1.0362 | Cogen | -1 | 0.27218 | 0 | 0 |  |  |  |  | -0.27218 | 0 | 0.65438 | 0.66748 |  |  |  |  | 253 | 0.013107
48563 | CTL_GT4_8140 | 3 | Houston | YES | -0.010128 | 69.6 | 30.3 | 87 |  | 1.0362 | Cogen | -1 | 0.27218 | 0 | 0 |  |  |  |  | -0.27218 | 0 | 0.65438 | 0.66748 |  |  |  |  | 254 | 0.013107
48564 | CTL_GN1_8145 | 4 | Houston | YES | -0.010128 | 43.6 | 12.9 | 54.5 |  | 1.0362 | Cogen | -1 | 0.27218 | 0 | 0 |  |  |  |  | -0.27218 | 0 | 0.65438 | 0.66748 |  |  |  |  | 255 | 0.013107
48565 | CTL_GN2_8155 | 5 | Houston | YES | -0.010128 | 9.8 | 3.4 | 12.2 |  | 1.0362 | Cogen | -1 | 0.27218 | 0 | 0 |  |  |  |  | -0.27218 | 0 | 0.65438 | 0.66748 |  |  |  |  | 256 | 0.013107
48772 | PHR_GN2_2 | MB | Houston | YES | -0.010023 | 0 | 72 | 459 |  | 1.0362 | GSC | -1 | 0.27207 | 0 | 0 |  |  |  |  | -0.27207 | 0 | 0.65438 | 0.66748 |  |  |  |  | 257 | 0.013107
38580 | TNBP_CGN1_8 | 1 | Houston | YES | -0.009875 | 70.8 | 0 | 70.8 | 0 | 1.005 | Cogen | -1 | 0.27192 | 0 | 0 |  |  |  |  | -0.27192 | 0 | 0.65438 | 0.66748 |  |  |  |  | 258 | 0.013107
38590 | TNBP_CGN2_8 | 2 | Houston | YES | -0.009875 | 66.7 | 0 | 66.7 | 0 | 1.005 | Cogen | -1 | 0.27192 | 0 | 0 |  |  |  |  | -0.27192 | 0 | 0.65438 | 0.66748 |  |  |  |  | 259 | 0.013107
38600 | TNBP_CGN3_8 | 5 | Houston | YES | -0.009875 | 53 | 0 | 53 | 0 | 1.005 | Cogen | -1 | 0.27192 | 0 | 0 |  |  |  |  | -0.27192 | 0 | 0.65438 | 0.66748 |  |  |  |  | 260 | 0.013107
38611 | TNBPAMCG1_8 | 1 | Houston | YES | -0.009875 | 153.2 | 0 | 153.2 | 0 | 1.005 | Cogen | -1 | 0.27192 | 0 | 0 |  |  |  |  | -0.27192 | 0 | 0.65438 | 0.66748 |  |  |  |  | 261 | 0.013107
38612 | TNBPAMCG2_8 | 2 | Houston | YES | -0.009875 | 153.5 | 0 | 153.5 | 0 | 1.005 | Cogen | -1 | 0.27192 | 0 | 0 |  |  |  |  | -0.27192 | 0 | 0.65438 | 0.66748 |  |  |  |  | 262 | 0.013107
38613 | TNBPAMCG3_8 | 3 | Houston | YES | -0.009875 | 152.3 | 0 | 152.3 | 0 | 1.005 | Cogen | -1 | 0.27192 | 0 | 0 |  |  |  |  | -0.27192 | 0 | 0.65438 | 0.66748 |  |  |  |  | 263 | 0.013107
38614 | TNBPAMCG4_8 | 4 | Houston | YES | -0.009875 | 96 | 0 | 96 |  | 1.005 | Cogen | -1 | 0.27192 | 0 | 0 |  |  |  |  | -0.27192 | 0 | 0.65438 | 0.66748 |  |  |  |  | 264 | 0.013107
38615 | TNBPAMCG5_8 | 1 | Houston | YES | -0.009875 | 244 | 0 | 244 | 0 | 1.005 | Cogen | -1 | 0.27192 | 0 | 0 |  |  |  |  | -0.27192 | 0 | 0.65438 | 0.66748 |  |  |  |  | 265 | 0.013107
38690 | TNBP_CGN4_8 | 3 | Houston | YES | -0.009875 | 40 | 0 | 40 |  | 1.005 | Cogen | -1 | 0.27192 | 0 | 0 |  |  |  |  | -0.27192 | 0 | 0.65438 | 0.66748 |  |  |  |  | 266 | 0.013107
38711 | TNTXCTY1CG8 | 1 | Houston | YES | -0.009875 | 100.3 | 59 | 100.3 | 0 | 1 | Cogen | -1 | 0.27192 | 0 | 0 |  |  |  |  | -0.27192 | 0 | 0.65438 | 0.66748 |  |  |  |  | 267 | 0.013107
38712 | TNTXCTY2CG8 | 1 | Houston | YES | -0.009875 | 92.9 | 59 | 92.9 | 0 | 1 | Cogen | -1 | 0.27192 | 0 | 0 |  |  |  |  | -0.27192 | 0 | 0.65438 | 0.66748 |  |  |  |  | 268 | 0.013107
38713 | TNTXCTY3CG8 | 1 | Houston | YES | -0.009875 | 102.7 | 59 | 102.7 | 0 | 1 | Cogen | -1 | 0.27192 | 0 | 0 |  |  |  |  | -0.27192 | 0 | 0.65438 | 0.66748 |  |  |  |  | 269 | 0.013107
38714 | TNTXCTY4CG8 | 1 | Houston | YES | -0.009875 | 103 | 59 | 103 | 0 | 1 | Cogen | -1 | 0.27192 | 0 | 0 |  |  |  |  | -0.27192 | 0 | 0.65438 | 0.66748 |  |  |  |  | 270 | 0.013107
39470 | TNDOWCGNSG8 | 1 | Houston | YES | -0.009875 | 32 | 10 | 32 | 0 | 0.985 | Cogen | -1 | 0.27192 | 0 | 0 |  |  |  |  | -0.27192 | 0 | 0.65438 | 0.66748 |  |  |  |  | 271 | 0.013107
39480 | TNDOWCGNGG8 | 1 | Houston | YES | -0.009875 | 30 | 10 | 30 | 0 | 0.985 | Cogen | -1 | 0.27192 | 0 | 0 |  |  |  |  | -0.27192 | 0 | 0.65438 | 0.66748 |  |  |  |  | 272 | 0.013107
48921 | WAP_GN1_1 | 1 | Houston | YES | -0.009568 | 132.8 | 37 | 166 | 0 | 1.0362 | GST | -1 | 0.27162 | 166 | 166 |  |  |  |  | -0.27162 | -45.0883 | 0.65826 | 0.67131 |  |  |  |  | 273 | 0.013107
48922 | WAP_GN2_2 | 2 | Houston | YES | -0.009568 | 132.8 | 37 | 166 | 0 | 1.0362 | GST | -1 | 0.27162 | 166 | 166 |  |  |  |  | -0.27162 | -45.0883 | 0.66214 | 0.67514 |  |  |  |  | 274 | 0.013107
48923 | WAP_GN3_3 | 3 | Houston | YES | -0.009568 | 198.4 | 93 | 248 | 0 | 1.0362 | GST | -1 | 0.27162 | 248 | 248 |  |  |  |  | -0.27162 | -67.3609 | 0.66795 | 0.68086 |  |  |  |  | 275 | 0.013107
48924 | WAP_GN4_4 | 4 | Houston | YES | -0.009568 | 546 | 217 | 546 | 0 | 1.0362 | GSC | -1 | 0.27162 | 546 | 546 |  |  |  |  | -0.27162 | -148.3026 | 0.68072 | 0.69346 |  |  |  |  | 276 | 0.013053
48925 | WAP_GN5_5 | 5 | Houston | YES | -0.009568 | 618.2 | 278 | 654 | 0 | 0.985 | LIGCO | -1 | 0.27162 | 0 | 654 |  |  |  |  | -0.27162 | 0 | 0.68072 | 0.69346 |  |  |  |  | 277 | 0.013
48929 | WAPGT21_GT1 | B1 | Houston | YES | -0.009568 | 0 | 0 | 13 |  | 1.05 | GGT | -1 | 0.27162 | 13 | 13 |  |  |  |  | -0.27162 | -3.531 | 0.68102 | 0.69376 |  |  |  |  | 278 | 0.012919
48510 | AK_GT1__8040 | 1 | Houston | YES | -0.009503 | 33.4 | 8.1 | 34 |  | 1.029 | Cogen | -1 | 0.27155 | 0 | 0 |  |  |  |  | -0.27155 | 0 | 0.68102 | 0.69376 |  |  |  |  | 279 | 0.012743
48521 | BVE_GT1_GT1 | 1 | Houston | YES | -0.009464 | 167.7 | 0 | 167.7 |  | 1.035 | CC | -1 | 0.27151 | 167.7 | 167.7 |  |  |  |  | -0.27151 | -45.5327 | 0.68495 | 0.69763 |  |  |  |  | 280 | 0.012743
48522 | BVE_GT2_5035 | 2 | Houston | YES | -0.009464 | 166.4 | 0 | 166.4 |  | 1.035 | CC | -1 | 0.27151 | 166.4 | 166.4 |  |  |  |  | -0.27151 | -45.1797 | 0.68884 | 0.70147 |  |  |  |  | 281 | 0.012738
48523 | BVE_ST1_GN1 | 3 | Houston | YES | -0.009464 | 252.4 | 0 | 252.4 |  | 1.035 | CC | -1 | 0.27151 | 252.4 | 252.4 |  |  |  |  | -0.27151 | -68.5298 | 0.69474 | 0.70729 |  |  |  |  | 282 | 0.012738
48926 | WAP_GN6_6 | 6 | Houston | YES | -0.00946 | 651 | 280 | 651 |  | 1.035 | LIGCO | -1 | 0.27151 | 0 | 651 |  |  |  |  | -0.27151 | 0 | 0.69474 | 0.70729 |  |  |  |  | 283 | 0.012683
48927 | WAP_GN7_7 | 7 | Houston | YES | -0.00946 | 564 | 277 | 564 |  | 1.035 | LIGCO | -1 | 0.27151 | 0 | 564 |  |  |  |  | -0.27151 | 0 | 0.69474 | 0.70729 |  |  |  |  | 284 | 0.012627
48928 | WAP_GN8_8 | 8 | Houston | YES | -0.00946 | 603 | 275 | 603 |  | 1.035 | LIGCO | -1 | 0.27151 | 0 | 603 |  |  |  |  | -0.27151 | 0 | 0.69474 | 0.70729 |  |  |  |  | 285 | 0.012544
48730 | MNS_GT | 1 | Houston | YES | -0.00942 | 43 | 0 | 46.1 |  | 1.029 | Cogen | -1 | 0.27147 | 0 | 0 |  |  |  |  | -0.27147 | 0 | 0.69474 | 0.70729 |  |  |  |  | 286 | 0.012544
39760 | TNSCLP1___8 | 1 | Houston | YES | -0.00886 | 93.4 | 20 | 116.8 | 0 | 1.04 | Cogen | -1 | 0.27091 | 0 | 0 |  |  |  |  | -0.27091 | 0 | 0.69474 | 0.70729 |  |  |  |  | 287 | 0.012544
39770 | TNSCLP2___8 | 1 | Houston | YES | -0.00886 | 91.6 | 20 | 114.5 | 0 | 1.04 | Cogen | -1 | 0.27091 | 0 | 0 |  |  |  |  | -0.27091 | 0 | 0.69474 | 0.70729 |  |  |  |  | 288 | 0.012544
39775 | TNSCLP4___8 | 1 | Houston | YES | -0.00886 | 95.2 | 20 | 119 | 0 | 1.04 | Cogen | -1 | 0.27091 | 0 | 0 |  |  |  |  | -0.27091 | 0 | 0.69474 | 0.70729 |  |  |  |  | 289 | 0.012544
39790 | TNSCLP3___8 | 1 | Houston | YES | -0.00886 | 87.6 | 20 | 109.5 | 0 | 1.027 | Cogen | -1 | 0.27091 | 0 | 0 |  |  |  |  | -0.27091 | 0 | 0.69474 | 0.70729 |  |  |  |  | 290 | 0.012544
48520 | BSF_GT1_8070 | 1 | Houston | YES | -0.008691 | 72 | 0 | 72 | 0 | 1.0326 | Cogen | -1 | 0.27074 | 0 | 0 |  |  |  |  | -0.27074 | 0 | 0.69474 | 0.70729 |  |  |  |  | 291 | 0.012544
48520 | BSF_GT1_8070 | 2 | Houston | YES | -0.008691 | 10 | 0 | 10 | 0 | 1.0326 | Cogen | -1 | 0.27074 | 0 | 0 |  |  |  |  | -0.27074 | 0 | 0.69474 | 0.70729 |  |  |  |  | 292 | 0.012544
13432 | SANDOW_5G | 5 | South | YES | -0.008541 | 581 | 225 | 581 |  | 1.029 | LIGCO | -1 | 0.27059 | 0 | 581 |  |  |  |  | -0.27059 | 0 | 0.69474 | 0.70729 |  |  |  |  | 293 | 0.012544
49851 | DOW17000 | 37 | Houston | YES | -0.008489 | 39 | 0 | 62 | 0 | 1 | Cogen | -1 | 0.27054 | 0 | 0 |  |  |  |  | -0.27054 | 0 | 0.69474 | 0.70729 |  |  |  |  | 294 | 0.012544
49858 | DOW38100 | 31 | Houston | YES | -0.008489 | 45 | 0 | 71.4 |  | 1 | Cogen | -1 | 0.27054 | 0 | 0 |  |  |  |  | -0.27054 | 0 | 0.69474 | 0.70729 |  |  |  |  | 295 | 0.012544
49859 | DOW38200 | 33 | Houston | YES | -0.008489 | 28 | 0 | 45 | 0 | 1 | Cogen | -1 | 0.27054 | 0 | 0 |  |  |  |  | -0.27054 | 0 | 0.69474 | 0.70729 |  |  |  |  | 296 | 0.012544
49860 | DOW38300 | 32 | Houston | YES | -0.008489 | 63 | 0 | 101 |  | 1 | Cogen | -1 | 0.27054 | 0 | 0 |  |  |  |  | -0.27054 | 0 | 0.69474 | 0.70729 |  |  |  |  | 297 | 0.012544
49862 | DOW39100 | 36 | Houston | YES | -0.008489 | 54 | 0 | 86 | 0 | 1 | Cogen | -1 | 0.27054 | 0 | 0 |  |  |  |  | -0.27054 | 0 | 0.69474 | 0.70729 |  |  |  |  | 298 | 0.012544
49863 | DOW39200 | 35 | Houston | YES | -0.008489 | 55 | 0 | 88 | 0 | 1 | Cogen | -1 | 0.27054 | 0 | 0 |  |  |  |  | -0.27054 | 0 | 0.69474 | 0.70729 |  |  |  |  | 299 | 0.012544
49865 | DOW41000 | 41 | Houston | YES | -0.008489 | 31 | 0 | 50 |  | 1 | Cogen | -1 | 0.27054 | 0 | 0 |  |  |  |  | -0.27054 | 0 | 0.69474 | 0.70729 |  |  |  |  | 300 | 0.012544
49866 | DOW42000 | 42 | Houston | YES | -0.008489 | 11 | 0 | 18 |  | 1 | Cogen | -1 | 0.27054 | 0 | 0 |  |  |  |  | -0.27054 | 0 | 0.69474 | 0.70729 |  |  |  |  | 301 | 0.012544
49869 | DOW49000 | 45 | Houston | YES | -0.008489 | 59 | 0 | 94 |  | 1 | Cogen | -1 | 0.27054 | 0 | 0 |  |  |  |  | -0.27054 | 0 | 0.69474 | 0.70729 |  |  |  |  | 302 | 0.012544
49870 | DOW61000 | 61 | Houston | YES | -0.008489 | 44 | 0 | 70 | 0 | 1 | Cogen | -1 | 0.27054 | 0 | 0 |  |  |  |  | -0.27054 | 0 | 0.69474 | 0.70729 |  |  |  |  | 303 | 0.012544
49871 | DOW62000 | 62 | Houston | YES | -0.008489 | 40 | 0 | 63 | 0 | 1 | Cogen | -1 | 0.27054 | 0 | 0 |  |  |  |  | -0.27054 | 0 | 0.69474 | 0.70729 |  |  |  |  | 304 | 0.012544
49872 | DOW63000 | 63 | Houston | YES | -0.008489 | 45 | 0 | 72 | 0 | 1 | Cogen | -1 | 0.27054 | 0 | 0 |  |  |  |  | -0.27054 | 0 | 0.69474 | 0.70729 |  |  |  |  | 305 | 0.012544
49873 | DOW64000 | 64 | Houston | YES | -0.008489 | 41 | 0 | 64.8 | 0 | 1 | Cogen | -1 | 0.27054 | 0 | 0 |  |  |  |  | -0.27054 | 0 | 0.69474 | 0.70729 |  |  |  |  | 306 | 0.012544
49876 | DOW65000 | 65 | Houston | YES | -0.008489 | 63 | 0 | 101 | 0 | 1 | Cogen | -1 | 0.27054 | 0 | 0 |  |  |  |  | -0.27054 | 0 | 0.69474 | 0.70729 |  |  |  |  | 307 | 0.012544
49877 | DOW66000 | 66 | Houston | YES | -0.008489 | 61 | 0 | 97 | 0 | 1 | Cogen | -1 | 0.27054 | 0 | 0 |  |  |  |  | -0.27054 | 0 | 0.69474 | 0.70729 |  |  |  |  | 308 | 0.012544
49878 | DOW67000 | 67 | Houston | YES | -0.008489 | 65 | 0 | 103 | 0 | 1 | Cogen | -1 | 0.27054 | 0 | 0 |  |  |  |  | -0.27054 | 0 | 0.69474 | 0.70729 |  |  |  |  | 309 | 0.012544
49882 | DOW81000 | 81 | Houston | YES | -0.008489 | 47 | 0 | 76 | 0 | 1 | Cogen | -1 | 0.27054 | 0 | 0 |  |  |  |  | -0.27054 | 0 | 0.69474 | 0.70729 |  |  |  |  | 310 | 0.012544
49884 | DOW82000 | 82 | Houston | YES | -0.008489 | 51 | 0 | 80 | 0 | 1 | Cogen | -1 | 0.27054 | 0 | 0 |  |  |  |  | -0.27054 | 0 | 0.69474 | 0.70729 |  |  |  |  | 311 | 0.012544
49885 | DOW83000 | 83 | Houston | YES | -0.008489 | 51 | 0 | 80 | 0 | 1 | Cogen | -1 | 0.27054 | 0 | 0 |  |  |  |  | -0.27054 | 0 | 0.69474 | 0.70729 |  |  |  |  | 312 | 0.012544
49886 | DOW84000 | 84 | Houston | YES | -0.008489 | 107 | 0 | 171 | 0 | 0.98 | Cogen | -1 | 0.27054 | 0 | 0 |  |  |  |  | -0.27054 | 0 | 0.69474 | 0.70729 |  |  |  |  | 313 | 0.012544
48911 | TGF_GT1_8000 | 1 | Houston | YES | -0.007646 | 69.2 | 0 | 69.2 |  | 1.029 | Cogen | -1 | 0.26969 | 0 | 0 |  |  |  |  | -0.26969 | 0 | 0.69474 | 0.70729 |  |  |  |  | 314 | 0.012544
48731 | CBE_GT1 | 1 | Houston | YES | -0.007513 | 76 | 0 | 76 | 0 | 1.029 | CC | -1 | 0.26956 | 76 | 76 |  |  |  |  | -0.26956 | -20.4867 | 0.69652 | 0.70903 |  |  |  |  | 315 | 0.012544
48732 | CBE_GT2 | 1 | Houston | YES | -0.007513 | 76 | 0 | 76 | 0 | 1.029 | CC | -1 | 0.26956 | 76 | 76 |  |  |  |  | -0.26956 | -20.4867 | 0.6983 | 0.71077 |  |  |  |  | 316 | 0.012544
48733 | CBE_ST12 | 1 | Houston | YES | -0.007513 | 105 | 0 | 105 | 0 | 1.029 | CC | -1 | 0.26956 | 105 | 105 |  |  |  |  | -0.26956 | -28.304 | 0.70076 | 0.71317 |  |  |  |  | 317 | 0.012544
48734 | CBE_GT3 | 1 | Houston | YES | -0.007513 | 76 | 0 | 76 | 0 | 1.029 | CC | -1 | 0.26956 | 76 | 76 |  |  |  |  | -0.26956 | -20.4867 | 0.70253 | 0.71491 |  |  |  |  | 318 | 0.012506
48735 | CBE_GT4 | 1 | Houston | YES | -0.007513 | 76 | 0 | 76 | 0 | 1.029 | CC | -1 | 0.26956 | 76 | 76 |  |  |  |  | -0.26956 | -20.4867 | 0.70431 | 0.71665 |  |  |  |  | 319 | 0.012468
48736 | CBE_ST34 | 1 | Houston | YES | -0.007513 | 105 | 0 | 105 | 0 | 1.029 | CC | -1 | 0.26956 | 105 | 105 |  |  |  |  | -0.26956 | -28.304 | 0.70677 | 0.71906 |  |  |  |  | 320 | 0.012415
5911 | STP_GN1___1 | 1 | Houston | YES | -0.007379 | 1333 | 1249 | 1333 | 0 | 1.0406 | Nuc | -1 | 0.26943 | 0 | 0 |  |  |  |  | -0.26943 | 0 | 0.70677 | 0.71906 |  |  |  |  | 321 | 0.012378
5912 | STP_GN2___2 | 2 | Houston | YES | -0.007379 | 1332 | 1249 | 1332 | 0 | 1.0406 | Nuc | -1 | 0.26943 | 0 | 0 |  |  |  |  | -0.26943 | 0 | 0.70677 | 0.71906 |  |  |  |  | 322 | 0.01234
3432 | SANDOW_4G | 4 | South | YES | -0.007208 | 580 | 225 | 580 |  | 1.029 | LIGCO | -1 | 0.26926 | 0 | 580 |  |  |  |  | -0.26926 | 0 | 0.70677 | 0.71906 |  |  |  |  | 323 | 0.012287
7010 | L_FPPYD11_1Y | 1 | South | YES | -0.005513 | 547.4 | 200 | 606 | 0 | 1.02 | LIGCO | -1 | 0.26756 | 0 | 606 |  |  |  |  | -0.26756 | 0 | 0.70677 | 0.71906 |  |  |  |  | 324 | 0.012287
7011 | L_FPPYD11_2Y | 2 | South | YES | -0.005513 | 552.2 | 200 | 598 | 0 | 1.02 | LIGCO | -1 | 0.26756 | 0 | 598 |  |  |  |  | -0.26756 | 0 | 0.70677 | 0.71906 |  |  |  |  | 325 | 0.012287
7012 | L_FPPYD21_3Y | 3 | South | YES | -0.005511 | 427.5 | 200 | 436 | 0 | 1.02 | LIGCO | -1 | 0.26756 | 0 | 436 |  |  |  |  | -0.26756 | 0 | 0.70677 | 0.71906 |  |  |  |  | 326 | 0.012287
7007 | L_LOSTPI1_1Y | 1 | South | YES | -0.005492 | 158.6 | 110 | 158 | 0 | 1 | CC | -1 | 0.26754 | 158 | 158 |  |  |  |  | -0.26754 | -42.2714 | 0.71046 | 0.72265 |  |  |  |  | 327 | 0.012287
7008 | L_LOSTPI1_2Y | 2 | South | YES | -0.005492 | 157.7 | 107 | 160 | 0 | 1 | CC | -1 | 0.26754 | 160 | 160 |  |  |  |  | -0.26754 | -42.8065 | 0.71421 | 0.72628 |  |  |  |  | 328 | 0.012287
7009 | L_LOSTPI1_3Y | 3 | South | YES | -0.005492 | 173.9 | 72 | 175 | 0 | 1 | CC | -1 | 0.26754 | 175 | 175 |  |  |  |  | -0.26754 | -46.8196 | 0.7183 | 0.73026 |  |  |  |  | 329 | 0.012287
7303 | L_WPPGS12_1Y | 1 | South | YES | -0.005064 | 50 | 0 | 50 | 0 | 1.025 | GGT | -1 | 0.26711 | 50 | 50 |  |  |  |  | -0.26711 | -13.3556 | 0.71947 | 0.73139 |  |  |  |  | 330 | 0.012182
7303 | L_WPPGS12_1Y | 2 | South | YES | -0.005064 | 50 | 0 | 50 | 0 | 1.025 | GGT | -1 | 0.26711 | 50 | 50 |  |  |  |  | -0.26711 | -13.3556 | 0.72064 | 0.73253 |  |  |  |  | 331 | 0.012074
7305 | L_WPPGS34_1Y | 3 | South | YES | -0.005064 | 50 | 0 | 50 | 0 | 1.025 | GGT | -1 | 0.26711 | 50 | 50 |  |  |  |  | -0.26711 | -13.3556 | 0.72181 | 0.73366 |  |  |  |  | 332 | 0.011957
7305 | L_WPPGS34_1Y | 4 | South | YES | -0.005064 | 50 | 0 | 50 | 0 | 1.025 | GGT | -1 | 0.26711 | 50 | 50 |  |  |  |  | -0.26711 | -13.3556 | 0.72298 | 0.7348 |  |  |  |  | 333 | 0.011922
7807 | L_BASTEN1_1Y | 1 | South | YES | -0.004997 | 152.5 | 83.5 | 152.5 | 0 | 1.004 | CC | -1 | 0.26705 | 152.5 | 152.5 |  |  |  |  | -0.26705 | -40.7244 | 0.72655 | 0.73826 |  |  |  |  | 334 | 0.011887
7808 | L_BASTEN1_2Y | 1 | South | YES | -0.004997 | 149.5 | 83.5 | 149.5 | 0 | 1.004 | CC | -1 | 0.26705 | 149.5 | 149.5 |  |  |  |  | -0.26705 | -39.9233 | 0.73005 | 0.74165 |  |  |  |  | 335 | 0.011851
7809 | L_BASTEN1_3Y | 1 | South | YES | -0.004997 | 232.6 | 42 | 232.6 | 0 | 1.004 | CC | -1 | 0.26705 | 232.6 | 232.6 |  |  |  |  | -0.26705 | -62.1148 | 0.73549 | 0.74692 |  |  |  |  | 336 | 0.011816
7004 | L_SIMGID1_1Y | 1 | South | YES | -0.00453 | 132 | 40 | 132 | 0 | 1.02 | GST | -1 | 0.26658 | 132 | 132 |  |  |  |  | -0.26658 | -35.1884 | 0.73857 | 0.74991 |  |  |  |  | 337 | 0.011707
7005 | L_SIMGID1_2Y | 2 | South | YES | -0.00453 | 133 | 32 | 139 | 0 | 1.02 | GST | -1 | 0.26658 | 139 | 139 |  |  |  |  | -0.26658 | -37.0544 | 0.74183 | 0.75306 |  |  |  |  | 338 | 0.011601
7006 | L_SIMGID1_3Y | 3 | South | YES | -0.00453 | 324.9 | 60 | 329 | 0 | 1.02 | GST | -1 | 0.26658 | 329 | 329 |  |  |  |  | -0.26658 | -87.7043 | 0.74952 | 0.76051 |  |  |  |  | 339 | 0.011435
9002 | DECKR_G3 | 3 | South | YES | -0.004063 | 0 | 24 | 42 |  | 1.015 | GGT | -1 | 0.26611 | 42 | 42 |  |  |  |  | -0.26611 | -11.1767 | 0.75051 | 0.76146 |  |  |  |  | 340 | 0.011336
9003 | DECKR_G4 | 4 | South | YES | -0.004063 | 44 | 24 | 44 | 0 | 1.015 | GGT | -1 | 0.26611 | 44 | 44 |  |  |  |  | -0.26611 | -11.7089 | 0.75154 | 0.76245 |  |  |  |  | 341 | 0.011232
9004 | DECKR_G5 | 5 | South | YES | -0.004063 | 44 | 24 | 44 | 0 | 1.015 | GGT | -1 | 0.26611 | 44 | 44 |  |  |  |  | -0.26611 | -11.7089 | 0.75256 | 0.76345 |  |  |  |  | 342 | 0.010985
9005 | DECKR_G6 | 6 | South | YES | -0.004063 | 44 | 24 | 47 | 0 | 1.015 | GGT | -1 | 0.26611 | 47 | 47 |  |  |  |  | -0.26611 | -12.5072 | 0.75366 | 0.76451 |  |  |  |  | 343 | 0.010951
8134 | FOR #1 | 1 | South | YES | -0.003996 | 54.1 | 45 | 79 | 0 | 1 | Cogen | -1 | 0.26604 | 0 | 0 |  |  |  |  | -0.26604 | 0 | 0.75366 | 0.76451 |  |  |  |  | 344 | 0.010917
8138 | FOR #2 | 2 | South | YES | -0.003996 | 63.1 | 45 | 81 | 0 | 1 | Cogen | -1 | 0.26604 | 0 | 0 |  |  |  |  | -0.26604 | 0 | 0.75366 | 0.76451 |  |  |  |  | 345 | 0.010882
8153 | FOR #3 | 3 | South | YES | -0.003996 | 63.1 | 45 | 79.9 | 0 | 1 | Cogen | -1 | 0.26604 | 0 | 0 |  |  |  |  | -0.26604 | 0 | 0.75366 | 0.76451 |  |  |  |  | 346 | 0.010845
8154 | FOR #4 | 4 | South | YES | -0.003996 | 63.1 | 60 | 80 | 0 | 1 | Cogen | -1 | 0.26604 | 0 | 0 |  |  |  |  | -0.26604 | 0 | 0.75366 | 0.76451 |  |  |  |  | 347 | 0.010845
8155 | FOR #5 | 5 | South | YES | -0.003996 | 63.1 | 60 | 78.4 | 0 | 1 | Cogen | -1 | 0.26604 | 0 | 0 |  |  |  |  | -0.26604 | 0 | 0.75366 | 0.76451 |  |  |  |  | 348 | 0.010845
8156 | FOR #6 | 6 | South | YES | -0.003996 | 24.9 | 5 | 25 | 0 | 1 | Cogen | -1 | 0.26604 | 0 | 0 |  |  |  |  | -0.26604 | 0 | 0.75366 | 0.76451 |  |  |  |  | 349 | 0.010845
8157 | FOR #7 | 7 | South | YES | -0.003996 | 28.8 | 5 | 46 | 0 | 1 | Cogen | -1 | 0.26604 | 0 | 0 |  |  |  |  | -0.26604 | 0 | 0.75366 | 0.76451 |  |  |  |  | 350 | 0.010845
80051 | FOR #8 | 8 | South | YES | -0.003996 | 28 | 28 | 28 |  | 1 | Cogen | -1 | 0.26604 | 0 | 0 |  |  |  |  | -0.26604 | 0 | 0.75366 | 0.76451 |  |  |  |  | 351 | 0.010845
80052 | FOR #9 | 9 | South | YES | -0.003996 | 29.7 | 5 | 43.6 | 0 | 1 | Cogen | -1 | 0.26604 | 0 | 0 |  |  |  |  | -0.26604 | 0 | 0.75366 | 0.76451 |  |  |  |  | 352 | 0.010845
80053 | FOR #10 | 10 | South | YES | -0.003996 | 68.4 | 45 | 75 | 0 | 1 | Cogen | -1 | 0.26604 | 0 | 0 |  |  |  |  | -0.26604 | 0 | 0.75366 | 0.76451 |  |  |  |  | 353 | 0.010845
80226 | ALCOA G | 1 | South | YES | -0.003895 | 32.3 | 5 | 48 | 0 | 1.015 | Cogen | -1 | 0.26594 | 0 | 0 |  |  |  |  | -0.26594 | 0 | 0.75366 | 0.76451 |  |  |  |  | 354 | 0.010845
9000 | DECKR_G1 | 1 | South | YES | -0.003867 | 280 | 50 | 321 | 0 | 1.015 | GST | -1 | 0.26592 | 321 | 321 |  |  |  |  | -0.26592 | -85.3589 | 0.76117 | 0.77176 |  |  |  |  | 355 | 0.010845
9001 | DECKR_G2 | 2 | South | YES | -0.003867 | 400 | 50 | 426 | 0 | 1.015 | GST | -1 | 0.26592 | 426 | 426 |  |  |  |  | -0.26592 | -113.28 | 0.77114 | 0.78138 |  |  |  |  | 356 | 0.010845
9016 | SANDH_G1 | 1 | South | YES | -0.003857 | 45 | 2 | 49 | 0 | 1.0175 | GGT | -1 | 0.26591 | 49 | 49 |  |  |  |  | -0.26591 | -13.0294 | 0.77229 | 0.78249 |  |  |  |  | 357 | 0.010845
9017 | SANDH_G2 | 2 | South | YES | -0.003857 | 45 | 2 | 46 | 0 | 1.0175 | GGT | -1 | 0.26591 | 46 | 46 |  |  |  |  | -0.26591 | -12.2317 | 0.77336 | 0.78353 |  |  |  |  | 358 | 0.010585
9018 | SANDH_G3 | 3 | South | YES | -0.003857 | 45 | 2 | 46 | 0 | 1.0175 | GGT | -1 | 0.26591 | 46 | 46 |  |  |  |  | -0.26591 | -12.2317 | 0.77444 | 0.78457 |  |  |  |  | 359 | 0.010241
9019 | SANDH_G4 | 4 | South | YES | -0.003857 | 0 | 2 | 47 |  | 1.0175 | GGT | -1 | 0.26591 | 47 | 47 |  |  |  |  | -0.26591 | -12.4976 | 0.77554 | 0.78563 |  |  |  |  | 360 | 0.010201
9020 | SANDHG5A | 5A | South | YES | -0.003857 | 150 | 84 | 155 | 0 | 1.0175 | CC | -1 | 0.26591 | 155 | 155 |  |  |  |  | -0.26591 | -41.2154 | 0.77916 | 0.78913 |  |  |  |  | 361 | 0.010164
9021 | SANDHG5C | 5C | South | YES | -0.003857 | 140 | 0 | 148 | 0 | 1.0175 | CC | -1 | 0.26591 | 148 | 148 |  |  |  |  | -0.26591 | -39.354 | 0.78263 | 0.79247 |  |  |  |  | 362 | 0.010127
7020 | L_AUSTPL1_1Y | 1 | South | YES | -0.003589 | 0 | 0 | 8 |  | 1 | Hydro | -1 | 0.26564 | 0 | 0 |  |  |  |  | -0.26564 | 0 | 0.78263 | 0.79247 |  |  |  |  | 363 | 0.010089
7020 | L_AUSTPL1_1Y | 2 | South | YES | -0.003589 | 0 | 0 | 8 |  | 1 | Hydro | -1 | 0.26564 | 0 | 0 |  |  |  |  | -0.26564 | 0 | 0.78263 | 0.79247 |  |  |  |  | 364 | 0.0099637
8147 | UCAR #2 | 10 | South | YES | -0.003513 | 18.2 | 0 | 28 |  | 1 | Cogen | -1 | 0.26556 | 0 | 0 |  |  |  |  | -0.26556 | 0 | 0.78263 | 0.79247 |  |  |  |  | 365 | 0.009844
8148 | UCAR #1 | 2 | South | YES | -0.003513 | 6.1 | 0 | 7 | 0 | 1.009 | Cogen | -1 | 0.26556 | 0 | 0 |  |  |  |  | -0.26556 | 0 | 0.78263 | 0.79247 |  |  |  |  | 366 | 0.009844
80137 | CSDR89 | 9 | South | YES | -0.003513 | 15 | 0 | 15 | 0 | 1.003 | DCTie | -1 | 0.26556 | 0 | 0 |  |  |  |  | -0.26556 | 0 | 0.78263 | 0.79247 |  |  |  |  | 367 | 0.009844
80137 | CSDR89 | 8 | South | YES | -0.003513 | 33.9 | 0 | 39 | 0 | 1.003 | DCTie | -1 | 0.26556 | 0 | 0 |  |  |  |  | -0.26556 | 0 | 0.78263 | 0.79247 |  |  |  |  | 368 | 0.009844
80138 | CSDR7 | 7 | South | YES | -0.003513 | 6.1 | 0 | 7 | 0 | 1.014 | DCTie | -1 | 0.26556 | 0 | 0 |  |  |  |  | -0.26556 | 0 | 0.78263 | 0.79247 |  |  |  |  | 369 | 0.009844
80139 | CSDR56 | 6 | South | YES | -0.003513 | 0 | 0 | 39 |  | 1.0033 | DCTie | -1 | 0.26556 | 0 | 0 |  |  |  |  | -0.26556 | 0 | 0.78263 | 0.79247 |  |  |  |  | 370 | 0.009844
80139 | CSDR56 | 5 | South | YES | -0.003513 | 15 | 0 | 15 |  | 1.0033 | DCTie | -1 | 0.26556 | 0 | 0 |  |  |  |  | -0.26556 | 0 | 0.78263 | 0.79247 |  |  |  |  | 371 | 0.009844
80140 | CSDR11 | 11 | South | YES | -0.003513 | 33.9 | 0 | 39 | 0 | 1.03 | DCTie | -1 | 0.26556 | 0 | 0 |  |  |  |  | -0.26556 | 0 | 0.78263 | 0.79247 |  |  |  |  | 372 | 0.009844
80227 | AIRCO G | 1 | South | YES | -0.003431 | 7.2 | 0 | 8 | 0 | 1.0104 | Cogen | -1 | 0.26548 | 0 | 0 |  |  |  |  | -0.26548 | 0 | 0.78263 | 0.79247 |  |  |  |  | 373 | 0.009844
80224 | VISTRONG1 | 1 | South | YES | -0.003413 | 13.1 | 0 | 15 | 0 | 1.01 | Cogen | -1 | 0.26546 | 0 | 0 |  |  |  |  | -0.26546 | 0 | 0.78263 | 0.79247 |  |  |  |  | 374 | 0.009844
80225 | VISTRONG2 | 2 | South | YES | -0.003413 | 20.2 | 0 | 23 | 0 | 1.01 | Cogen | -1 | 0.26546 | 0 | 0 |  |  |  |  | -0.26546 | 0 | 0.78263 | 0.79247 |  |  |  |  | 375 | 0.009844
8066 | DUP1V#1 | 1 | South | YES | -0.003297 | 52.3 | 0 | 73 | 0 | 1.01 | Cogen | -1 | 0.26535 | 0 | 0 |  |  |  |  | -0.26535 | 0 | 0.78263 | 0.79247 |  |  |  |  | 376 | 0.009844
8173 | VICEC51A | 5 | South | YES | -0.003201 | 144 | 18 | 144 | 0 | 1.025 | CC | -1 | 0.26525 | 144 | 144 |  |  |  |  | -0.26525 | -38.1959 | 0.78599 | 0.79571 |  |  |  |  | 377 | 0.009844
8174 | VICEC61A | 6 | South | YES | -0.003201 | 188 | 42 | 188 | 0 | 1.025 | CC | -1 | 0.26525 | 188 | 188 |  |  |  |  | -0.26525 | -49.8669 | 0.79039 | 0.79995 |  |  |  |  | 378 | 0.009844
5508 | RAYBURNCC9 | 1 | South | YES | -0.003156 | 47.7 | 18.2 | 47.7 | 0 | 1.0296 | CC | -1 | 0.2652 | 47.7 | 47.7 |  |  |  |  | -0.2652 | -12.6503 | 0.79151 | 0.80102 |  |  |  |  | 379 | 0.009844
5509 | RAYBURNCC10 | 1 | South | YES | -0.003156 | 37.3 | 5.2 | 37.3 | 0 | 1.0296 | CC | -1 | 0.2652 | 37.3 | 37.3 |  |  |  |  | -0.2652 | -9.8921 | 0.79238 | 0.80186 |  |  |  |  | 380 | 0.0097196
5511 | RAYBURNCC7 | 1 | South | YES | -0.003156 | 47.5 | 18.2 | 47.5 | 0 | 1.0296 | CC | -1 | 0.2652 | 47.5 | 47.5 |  |  |  |  | -0.2652 | -12.5972 | 0.79349 | 0.80293 |  |  |  |  | 381 | 0.009557
5512 | RAYBURNCC8 | 1 | South | YES | -0.003156 | 49.3 | 18.2 | 49.3 | 0 | 1.0296 | CC | -1 | 0.2652 | 49.3 | 49.3 |  |  |  |  | -0.2652 | -13.0746 | 0.79465 | 0.80405 |  |  |  |  | 382 | 0.0095156
7014 | L_HAYSEN1_1Y | 1 | South | YES | -0.002997 | 223.9 | 74 | 223.9 | 0 | 1.008 | CC | -1 | 0.26505 | 223.9 | 223.9 |  |  |  |  | -0.26505 | -59.3437 | 0.79988 | 0.80909 |  |  |  |  | 383 | 0.0094832
7015 | L_HAYSEN1_2Y | 2 | South | YES | -0.002997 | 225 | 74 | 225 | 0 | 1.008 | CC | -1 | 0.26505 | 225 | 225 |  |  |  |  | -0.26505 | -59.6352 | 0.80515 | 0.81415 |  |  |  |  | 384 | 0.009442
7016 | L_HAYSEN1_3Y | 3 | South | YES | -0.002997 | 224.6 | 74 | 224.6 | 0 | 1.008 | CC | -1 | 0.26505 | 224.6 | 224.6 |  |  |  |  | -0.26505 | -59.5292 | 0.8104 | 0.81921 |  |  |  |  | 385 | 0.0093992
7017 | L_HAYSEN1_4Y | 4 | South | YES | -0.002997 | 226.7 | 74 | 226.7 | 0 | 1.008 | CC | -1 | 0.26505 | 226.7 | 226.7 |  |  |  |  | -0.26505 | -60.0858 | 0.81571 | 0.82431 |  |  |  |  | 386 | 0.0092018
5503 | RAYBURNGEN3 | 1 | South | YES | -0.002949 | 17.6 | 6 | 22 | 0 | 1.0224 | GST | -1 | 0.265 | 22 | 22 |  |  |  |  | -0.265 | -5.8299 | 0.81622 | 0.82481 |  |  |  |  | 387 | 0.0090034
5505 | RAYBURNGEN1 | 1 | South | YES | -0.002949 | 0 | 1 | 11 |  | 1.0223 | GGT | -1 | 0.265 | 11 | 11 |  |  |  |  | -0.265 | -2.915 | 0.81648 | 0.82505 |  |  |  |  | 388 | 0.0088054
5506 | RAYBURNGEN2 | 1 | South | YES | -0.002949 | 0 | 1 | 11 |  | 1.0223 | GGT | -1 | 0.265 | 11 | 11 |  |  |  |  | -0.265 | -2.915 | 0.81673 | 0.8253 |  |  |  |  | 389 | 0.0086055
8189 | CUECPL2A | 1 | South | YES | -0.002928 | 12 | 0 | 12 | 0 | 1.02 | Cogen | -1 | 0.26498 | 0 | 0 |  |  |  |  | -0.26498 | 0 | 0.81673 | 0.8253 |  |  |  |  | 390 | 0.008586
7624 | L_LAKEWO9_1Y | 1 | South | YES | -0.002911 | 0 | 0 | 2.4 |  | 1 | Hydro | -1 | 0.26496 | 0 | 0 |  |  |  |  | -0.26496 | 0 | 0.81673 | 0.8253
7624 | L_LAKEWO9_1Y | 2 | South | YES | -0.002911 | 0 | 0 | 2.4 |  | 1 | Hydro | -1 | 0.26496 | 0 | 0 |  |  |  |  | -0.26496 | 0 | 0.81673 | 0.8253
7810 | L_RIONOG1G1Y | 1 | South | YES | -0.002761 | 148 | 0 | 148 | 0 | 1.02 | CC | -1 | 0.26481 | 148 | 148 |  |  |  |  | -0.26481 | -39.1918 | 0.8202 | 0.82863
7811 | L_RIONOG1G2Y | 2 | South | YES | -0.002761 | 148 | 0 | 148 | 0 | 1.02 | CC | -1 | 0.26481 | 148 | 148 |  |  |  |  | -0.26481 | -39.1918 | 0.82366 | 0.83196
7812 | L_RIONOG1G3Y | 3 | South | YES | -0.002761 | 154 | 0 | 154 | 0 | 1.02 | CC | -1 | 0.26481 | 154 | 154 |  |  |  |  | -0.26481 | -40.7807 | 0.82726 | 0.83542
7813 | L_RIONOG1S1Y | 4 | South | YES | -0.002761 | 293 | 0 | 293 | 0 | 1.02 | CC | -1 | 0.26481 | 293 | 293 |  |  |  |  | -0.26481 | -77.5892 | 0.83412 | 0.84201
7605 | L_MCQUEE9_1Y | 1 | South | YES | -0.002612 | 0 | 0 | 2.4 |  | 1.025 | Hydro | -1 | 0.26466 | 0 | 0 |  |  |  |  | -0.26466 | 0 | 0.83412 | 0.84201
7605 | L_MCQUEE9_1Y | 2 | South | YES | -0.002612 | 0 | 0 | 2.4 |  | 1.025 | Hydro | -1 | 0.26466 | 0 | 0 |  |  |  |  | -0.26466 | 0 | 0.83412 | 0.84201
7605 | L_MCQUEE9_1Y | 3 | South | YES | -0.002612 | 0 | 0 | 2.8 |  | 1.025 | Hydro | -1 | 0.26466 | 0 | 0 |  |  |  |  | -0.26466 | 0 | 0.83412 | 0.84201
7800 | L_GUADGE1_1Y | 1 | South | YES | -0.002523 | 147 | 30 | 147 | 0 | 1.02 | CC | -1 | 0.26457 | 147 | 147 |  |  |  |  | -0.26457 | -38.892 | 0.83756 | 0.84532
7801 | L_GUADGE1_2Y | 2 | South | YES | -0.002523 | 138 | 30 | 138 | 0 | 1.02 | CC | -1 | 0.26457 | 138 | 138 |  |  |  |  | -0.26457 | -36.5109 | 0.84078 | 0.84842
7802 | L_GUADGE1_3Y | 3 | South | YES | -0.002523 | 146 | 30 | 146 | 0 | 1.02 | CC | -1 | 0.26457 | 146 | 146 |  |  |  |  | -0.26457 | -38.6274 | 0.8442 | 0.8517
7803 | L_GUADGE1_4Y | 4 | South | YES | -0.002523 | 149 | 30 | 149 | 0 | 1.02 | CC | -1 | 0.26457 | 149 | 149 |  |  |  |  | -0.26457 | -39.4212 | 0.84769 | 0.85505
7804 | L_GUADGE1_5Y | 5 | South | YES | -0.002523 | 182 | 30 | 182 | 0 | 1.02 | CC | -1 | 0.26457 | 182 | 182 |  |  |  |  | -0.26457 | -48.152 | 0.85194 | 0.85914
7805 | L_GUADGE1_6Y | 6 | South | YES | -0.002523 | 203 | 30 | 203 | 0 | 1.02 | CC | -1 | 0.26457 | 203 | 203 |  |  |  |  | -0.26457 | -53.708 | 0.85669 | 0.8637
8161 | COLETO0A | 1 | South | YES | -0.002377 | 633 | 200 | 633 | 0 | 1.03 | LIGCO | -1 | 0.26443 | 0 | 633 |  |  |  |  | -0.26443 | 0 | 0.85669 | 0.8637
8926 | LGE_GT10A | 1 | South | YES | -0.002316 | 158 | 0 | 158 | 0 | 1.03 | Cogen | -1 | 0.26436 | 0 | 0 |  |  |  |  | -0.26436 | 0 | 0.85669 | 0.8637
8927 | LGE_GT20A | 2 | South | YES | -0.002316 | 153 | 0 | 153 | 0 | 1.03 | Cogen | -1 | 0.26436 | 0 | 0 |  |  |  |  | -0.26436 | 0 | 0.85669 | 0.8637
8928 | LGE_STG0A | 3 | South | YES | -0.002316 | 100 | 0 | 100 | 0 | 1.03 | Cogen | -1 | 0.26436 | 0 | 0 |  |  |  |  | -0.26436 | 0 | 0.85669 | 0.8637
8930 | ICPGN10A | 1 | South | YES | -0.002316 | 149 | 0 | 149 | 0 | 1.03 | Cogen | -1 | 0.26436 | 0 | 0 |  |  |  |  | -0.26436 | 0 | 0.85669 | 0.8637
8931 | ICPGN20A | 2 | South | YES | -0.002316 | 150 | 0 | 150 | 0 | 1.03 | Cogen | -1 | 0.26436 | 0 | 0 |  |  |  |  | -0.26436 | 0 | 0.85669 | 0.8637
8932 | ICPGN30A | 3 | South | YES | -0.002316 | 127 | 0 | 127 | 0 | 1.03 | Cogen | -1 | 0.26436 | 0 | 0 |  |  |  |  | -0.26436 | 0 | 0.85669 | 0.8637
80223 | REYSHR G | 1 | South | YES | -0.002316 | 12 | 0 | 12 | 0 | 1.032 | Cogen | -1 | 0.26436 | 0 | 0 |  |  |  |  | -0.26436 | 0 | 0.85669 | 0.8637
7609 | L_SCHUMA8_1Y | 1 | South | YES | -0.002275 | 0 | 0 | 4 |  | 1 | Hydro | -1 | 0.26432 | 0 | 0 |  |  |  |  | -0.26432 | 0 | 0.85669 | 0.8637
7487 | L_CANYHY8_1Y | 1 | South | YES | -0.00221 | 0 | 0 | 6 |  | 1 | Hydro | -1 | 0.26426 | 0 | 0 |  |  |  |  | -0.26426 | 0 | 0.85669 | 0.8637
8442 | NBEC7 | 7 | South | YES | -0.002079 | 0 | 81 | 367 |  | 1.0298 | GST | -1 | 0.26413 | 367 | 367 |  |  |  |  | -0.26413 | -96.9348 | 0.86528 | 0.87193
8442 | NBEC7 | MB | South | YES | -0.002079 | 0 | 81 | 367 |  | 1.0298 | GST | -1 | 0.26413 | 0 | 0 |  |  |  |  | -0.26413 | 0 | 0.86528 | 0.87193
8560 | CNOPGT1 | 1 | South | YES | -0.002076 | 148.3 | 0 | 148.3 | 0 | 1.03 | Cogen | -1 | 0.26412 | 0 | 0 |  |  |  |  | -0.26412 | 0 | 0.86528 | 0.87193
8561 | CNOPGT2 | 2 | South | YES | -0.002076 | 148.6 | 0 | 148.6 | 0 | 1.03 | Cogen | -1 | 0.26412 | 0 | 0 |  |  |  |  | -0.26412 | 0 | 0.86528 | 0.87193
8562 | CNOPST1 | 3 | South | YES | -0.002076 | 153 | 0 | 153 | 0 | 1.03 | Cogen | -1 | 0.26412 | 0 | 0 |  |  |  |  | -0.26412 | 0 | 0.86528 | 0.87193
8456 | COSW#1 | 1 | South | YES | -0.002064 | 20 | 0 | 20 | 0 | 1.027 | Cogen | -1 | 0.26411 | 0 | 0 |  |  |  |  | -0.26411 | 0 | 0.86528 | 0.87193
8457 | COSW#2 | 2 | South | YES | -0.002064 | 14 | 0 | 14 | 0 | 1.027 | Cogen | -1 | 0.26411 | 0 | 0 |  |  |  |  | -0.26411 | 0 | 0.86528 | 0.87193
8459 | B_DAVIS0B | MB | South | YES | -0.00205 | 0 | 50 | 339 |  | 1.03 | GSC | -1 | 0.2641 | 0 | 0 |  |  |  |  | -0.2641 | 0 | 0.86528 | 0.87193
8460 | B_DAVIS0A | MB | South | YES | -0.00205 | 0 | 50 | 340 |  | 1.03 | GSC | -1 | 0.2641 | 0 | 0 |  |  |  |  | -0.2641 | 0 | 0.86528 | 0.87193
80263 | B_DAVIS31A | 3 | South | YES | -0.00205 | 0 | 0 | 180 |  | 1.0366 | CC | -1 | 0.2641 | 180 | 180 |  |  |  |  | -0.2641 | -47.5377 | 0.86949 | 0.87597
80264 | B_DAVIS41A | 4 | South | YES | -0.00205 | 0 | 0 | 180 |  | 1.0366 | CC | -1 | 0.2641 | 180 | 180 |  |  |  |  | -0.2641 | -47.5377 | 0.8737 | 0.88001
8506 | VAL #1 | 1 | South | YES | -0.001997 | 20.9 | 0 | 25 | 0 | 1.0055 | Cogen | -1 | 0.26405 | 0 | 0 |  |  |  |  | -0.26405 | 0 | 0.8737 | 0.88001
8507 | VAL #2 | 2 | South | YES | -0.001997 | 20.9 | 0 | 25 | 0 | 1.0055 | Cogen | -1 | 0.26405 | 0 | 0 |  |  |  |  | -0.26405 | 0 | 0.8737 | 0.88001
8511 | OXY_CC0A | 1 | South | YES | -0.001997 | 30.3 | 0 | 38 | 0 | 1.027 | Cogen | -1 | 0.26405 | 0 | 0 |  |  |  |  | -0.26405 | 0 | 0.8737 | 0.88001
8461 | KOCH_UP0A | 1 | South | YES | -0.001963 | 38 | 0 | 38 | 0 | 1.012 | Cogen | -1 | 0.26401 | 0 | 0 |  |  |  |  | -0.26401 | 0 | 0.8737 | 0.88001
80080 | GWINDT11A | 3 | South | YES | -0.001881 | 0 | 0 | 38 | 0 | 1.025 | Wind | -1 | 0.26393 | 0 | 38 |  |  |  |  | -0.26393 | 0 | 0.8737 | 0.88001
80080 | GWINDT11A | 4 | South | YES | -0.001881 | 3.8 | 0 | 19 | 0 | 1.025 | Wind | -1 | 0.26393 | 0 | 19 |  |  |  |  | -0.26393 | 0 | 0.8737 | 0.88001
80080 | GWINDT11A | 2 | South | YES | -0.001881 | 0 | 0 | 41 | 0 | 1.025 | Wind | -1 | 0.26393 | 0 | 41 |  |  |  |  | -0.26393 | 0 | 0.8737 | 0.88001
80080 | GWINDT11A | 1 | South | YES | -0.001881 | 28.2 | 0 | 94 | 0 | 1.025 | Wind | -1 | 0.26393 | 0 | 94 |  |  |  |  | -0.26393 | 0 | 0.8737 | 0.88001
80081 | GWINDT21A | 4 | South | YES | -0.001881 | 4.4 | 0 | 22 | 0 | 1.025 | Wind | -1 | 0.26393 | 0 | 22 |  |  |  |  | -0.26393 | 0 | 0.8737 | 0.88001
80081 | GWINDT21A | 1 | South | YES | -0.001881 | 28.2 | 0 | 94 | 0 | 1.025 | Wind | -1 | 0.26393 | 0 | 94 |  |  |  |  | -0.26393 | 0 | 0.8737 | 0.88001
80081 | GWINDT21A | 3 | South | YES | -0.001881 | 8.6 | 0 | 43 | 0 | 1.025 | Wind | -1 | 0.26393 | 0 | 43 |  |  |  |  | -0.26393 | 0 | 0.8737 | 0.88001
80081 | GWINDT21A | 2 | South | YES | -0.001881 | 7.2 | 0 | 36 | 0 | 1.025 | Wind | -1 | 0.26393 | 0 | 36 |  |  |  |  | -0.26393 | 0 | 0.8737 | 0.88001
80180 | PNSCALT11A | 2 | South | YES | -0.001881 | 10 | 0 | 50 | 0 | 1.025 | Wind | -1 | 0.26393 | 0 | 50 |  |  |  |  | -0.26393 | 0 | 0.8737 | 0.88001
80180 | PNSCALT11A | 1 | South | YES | -0.001881 | 43.8 | 0 | 148 | 0 | 1.025 | Wind | -1 | 0.26393 | 0 | 148 |  |  |  |  | -0.26393 | 0 | 0.8737 | 0.88001
80181 | PNSCALT21A | 2 | South | YES | -0.001881 | 10 | 0 | 50 | 0 | 1.025 | Wind | -1 | 0.26393 | 0 | 50 |  |  |  |  | -0.26393 | 0 | 0.8737 | 0.88001
80181 | PNSCALT21A | 1 | South | YES | -0.001881 | 16.5 | 0 | 55 | 0 | 1.025 | Wind | -1 | 0.26393 | 0 | 55 |  |  |  |  | -0.26393 | 0 | 0.8737 | 0.88001
8517 | CELANEBI0A | 1 | South | YES | -0.001861 | 29 | 0 | 29 | 0 | 1.02 | Cogen | -1 | 0.26391 | 0 | 0 |  |  |  |  | -0.26391 | 0 | 0.8737 | 0.88001
5932 | SI_RAY9 | 9 | South | YES | -0.00175 | 32 | 32 | 38 | 0 | 1.035 | CC | -1 | 0.2638 | 38 | 38 |  |  |  |  | -0.2638 | -10.0243 | 0.87459 | 0.88086
5933 | SI_RAY6 | 6 | South | YES | -0.00175 | 15.4 | 10 | 19.3 | 0 | 1.035 | GST | -1 | 0.2638 | 19.3 | 19.3 |  |  |  |  | -0.2638 | -5.0913 | 0.87504 | 0.88129
5935 | SI_RAY10 | 10 | South | YES | -0.00175 | 47 | 10 | 47 | 0 | 1.03 | CC | -1 | 0.2638 | 47 | 47 |  |  |  |  | -0.2638 | -12.3985 | 0.87614 | 0.88234
80003 | MILHWYS | F | South | YES | -0.00175 | 0 | 0 | 0 | 0 | 1.0168 | AVR | -1 | 0.2638 | 0 | 0 |  |  |  |  | -0.2638 | 0 | 0.87614 | 0.88234
5401 | CALAVER_JKS1 | 1 | South | YES | -0.001701 | 562 | 100 | 562 | 0 | 1.026 | LIGCO | -1 | 0.26375 | 0 | 562 |  |  |  |  | -0.26375 | 0 | 0.87614 | 0.88234
5476 | BRA_AVR1_CT1 | 1 | South | YES | -0.001564 | 155 | 90 | 155 | 0 | 1.025 | CC | -1 | 0.26361 | 155 | 155 |  |  |  |  | -0.26361 | -40.8599 | 0.87977 | 0.88582
5477 | BRA_AVR1_ST | 1 | South | YES | -0.001564 | 174 | 138 | 174 | 0 | 1.025 | CC | -1 | 0.26361 | 174 | 174 |  |  |  |  | -0.26361 | -45.8686 | 0.88384 | 0.88971
5478 | BRA_AVR1_CT2 | 1 | South | YES | -0.001564 | 155 | 90 | 155 | 0 | 1.025 | CC | -1 | 0.26361 | 155 | 155 |  |  |  |  | -0.26361 | -40.8599 | 0.88746 | 0.89318
8936 | MVGN#1 | 1 | South | YES | -0.00154 | 216.6 | 0 | 216.6 | 0 | 1.0304 | CC | -1 | 0.26359 | 216.6 | 216.6 |  |  |  |  | -0.26359 | -57.0933 | 0.89253 | 0.89803
8937 | MVGN#2 | 2 | South | YES | -0.00154 | 216.7 | 0 | 216.7 | 0 | 1.0304 | CC | -1 | 0.26359 | 216.7 | 216.7 |  |  |  |  | -0.26359 | -57.1196 | 0.8976 | 0.90288
8938 | MVGN#3 | 3 | South | YES | -0.00154 | 250.9 | 0 | 250.9 | 0 | 1.0304 | CC | -1 | 0.26359 | 250.9 | 250.9 |  |  |  |  | -0.26359 | -66.1344 | 0.90347 | 0.9085
8981 | HECN1 | 1 | South | YES | -0.001539 | 144.8 | 0 | 144.8 | 0 | 1.0304 | CC | -1 | 0.26359 | 144.8 | 144.8 |  |  |  |  | -0.26359 | -38.1675 | 0.90686 | 0.91174
8982 | HECN2 | 2 | South | YES | -0.001539 | 144.1 | 0 | 144.1 | 0 | 1.0304 | CC | -1 | 0.26359 | 144.1 | 144.1 |  |  |  |  | -0.26359 | -37.983 | 0.91023 | 0.91497
8983 | HECN3 | 3 | South | YES | -0.001539 | 171.9 | 0 | 171.9 | 0 | 1.0304 | CC | -1 | 0.26359 | 171.9 | 171.9 |  |  |  |  | -0.26359 | -45.3107 | 0.91425 | 0.91882
5436 | TUTTL_WBT1G1 | 1 | South | YES | -0.001443 | 48.8 | 20 | 61 | 0 | 1.012 | GST | -1 | 0.26349 | 61 | 61 |  |  |  |  | -0.26349 | -16.073 | 0.91568 | 0.92018
5438 | TUTTL_WBT3G3 | 3 | South | YES | -0.001443 | 95 | 25 | 95 | 0 | 1.012 | GST | -1 | 0.26349 | 95 | 95 |  |  |  |  | -0.26349 | -25.0317 | 0.9179 | 0.92231
5439 | TUTTL_WBT4G4 | 4 | South | YES | -0.001443 | 151 | 40 | 151 | 0 | 1.012 | GST | -1 | 0.26349 | 151 | 151 |  |  |  |  | -0.26349 | -39.7872 | 0.92143 | 0.92569
5903 | SANMIGUELGEN | 1 | South | YES | -0.001368 | 396.3 | 180 | 396.3 | 0 | 1.0336 | LIGCO | -1 | 0.26342 | 0 | 396.3 |  |  |  |  | -0.26342 | 0 | 0.92143 | 0.92569
5111 | CALAVER_JTD1 | 1 | South | YES | -0.001142 | 430 | 80 | 430 | 0 | 1.0138 | LIGCO | -1 | 0.26319 | 0 | 430 |  |  |  |  | -0.26319 | 0 | 0.92143 | 0.92569
5112 | CALAVER_JTD2 | 2 | South | YES | -0.001142 | 430 | 80 | 430 | 0 | 1.0138 | LIGCO | -1 | 0.26319 | 0 | 430 |  |  |  |  | -0.26319 | 0 | 0.92143 | 0.92569
88198 | BEEVILLE | F | South | YES | -0.001078 | 0 | 0 | 0 | 0 | 1.02 | AVR | -1 | 0.26313 | 0 | 0 |  |  |  |  | -0.26313 | 0 | 0.92143 | 0.92569
5396 | CALAVER_OWS1 | 1 | South | YES | -0.001055 | 418 | 80 | 418 | 0 | 1.0192 | GST | -1 | 0.2631 | 418 | 418 |  |  |  |  | -0.2631 | -109.9773 | 0.93121 | 0.93503
5397 | CALAVER_OWS2 | 2 | South | YES | -0.001055 | 400 | 80 | 400 | 0 | 1.0192 | GST | -1 | 0.2631 | 400 | 400 |  |  |  |  | -0.2631 | -105.2414 | 0.94057 | 0.94397
5026 | BRAUNIG_VHB1 | 1 | South | YES | -0.001046 | 215 | 40 | 215 | 0 | 1.0192 | GST | -1 | 0.26309 | 215 | 215 |  |  |  |  | -0.26309 | -56.5653 | 0.9456 | 0.94877
5027 | BRAUNIG_VHB2 | 2 | South | YES | -0.001046 | 216 | 40 | 216 | 0 | 1.0192 | GST | -1 | 0.26309 | 216 | 216 |  |  |  |  | -0.26309 | -56.8284 | 0.95065 | 0.9536
8933 | FGNTS001 | 1 | South | YES | -0.001044 | 146.5 | 0 | 146.5 | 0 | 1.03 | CC | -1 | 0.26309 | 146.5 | 146.5 |  |  |  |  | -0.26309 | -38.5431 | 0.95408 | 0.95687
8934 | FGNTS101 | 2 | South | YES | -0.001044 | 147.9 | 0 | 147.9 | 0 | 1.03 | CC | -1 | 0.26309 | 147.9 | 147.9 |  |  |  |  | -0.26309 | -38.9114 | 0.95754 | 0.96018
8935 | FGNTS201 | 3 | South | YES | -0.001044 | 173 | 0 | 173 | 0 | 1.03 | CC | -1 | 0.26309 | 173 | 173 |  |  |  |  | -0.26309 | -45.515 | 0.96158 | 0.96404
7031 | L_MARSFO1G1Y | 1 | South | YES | -0.001034 | 0 | 0 | 36 |  | 1 | Hydro | -1 | 0.26308 | 0 | 0 |  |  |  |  | -0.26308 | 0 | 0.96158 | 0.96404
7032 | L_MARSFO1G2Y | 2 | South | YES | -0.001034 | 0 | 0 | 35 |  | 1 | Hydro | -1 | 0.26308 | 0 | 0 |  |  |  |  | -0.26308 | 0 | 0.96158 | 0.96404
7033 | L_MARSFO1G3Y | 3 | South | YES | -0.001034 | 0 | 0 | 36 |  | 1 | Hydro | -1 | 0.26308 | 0 | 0 |  |  |  |  | -0.26308 | 0 | 0.96158 | 0.96404
5028 | BRAUNIG_VHB3 | 3 | South | YES | -0.000908 | 407 | 60 | 407 | 0 | 1.0138 | GST | -1 | 0.26296 | 407 | 407 |  |  |  |  | -0.26296 | -107.0233 | 0.97111 | 0.97313
5264 | LEON_LCP3G3 | 3 | South | YES | -0.000447 | 0 | 20 | 58 |  | 1.0197 | GST | -1 | 0.2625 | 58 | 58 |  |  |  |  | -0.2625 | -15.2247 | 0.97246 | 0.97443
5265 | LEON_LCP4G4 | 4 | South | YES | -0.000447 | 89 | 25 | 89 | 0 | 1.0197 | GST | -1 | 0.2625 | 89 | 89 |  |  |  |  | -0.2625 | -23.3621 | 0.97454 | 0.97641
5266 | LEON_LCPCT1 | 1 | South | YES | -0.000447 | 44 | 24 | 44 | 0 | 1.0197 | GGT | -1 | 0.2625 | 44 | 44 |  |  |  |  | -0.2625 | -11.5498 | 0.97557 | 0.97739
5267 | LEON_LCPCT2 | 2 | South | YES | -0.000447 | 44 | 24 | 44 | 0 | 1.0197 | GGT | -1 | 0.2625 | 44 | 44 |  |  |  |  | -0.2625 | -11.5498 | 0.9766 | 0.97837
5268 | LEON_LCPCT3 | 3 | South | YES | -0.000447 | 43 | 24 | 43 | 0 | 1.0197 | GGT | -1 | 0.2625 | 43 | 43 |  |  |  |  | -0.2625 | -11.2873 | 0.97761 | 0.97933
5269 | LEON_LCPCT4 | 4 | South | YES | -0.000447 | 45 | 24 | 45 | 0 | 1.0197 | GGT | -1 | 0.2625 | 45 | 45 |  |  |  |  | -0.2625 | -11.8123 | 0.97866 | 0.98034
5934 | SI_RAY5 | 5 | South | YES | 0 | 0 | 10 | 15 |  | 1.035 | GST | -1 | 0.26205 | 15 | 15 |  |  |  |  | -0.26205 | -3.9307 | 0.97901 | 0.98067
8139 | JOS #1 | MB | South | YES | 0 | 0 | 45 | 255 |  | 1.02 | GST | -1 | 0.26205 | 0 | 0 |  |  |  |  | -0.26205 | 0 | 0.97901 | 0.98067
8285 | LAR #1 | MB | South | YES | 0 | 0 | 9 | 32 |  | 1.0497 | GST | -1 | 0.26205 | 0 | 0 |  |  |  |  | -0.26205 | 0 | 0.97901 | 0.98067
8287 | LAR #2 | MB | South | YES | 0 | 0 | 9 | 32 |  | 1.04 | GST | -1 | 0.26205 | 0 | 0 |  |  |  |  | -0.26205 | 0 | 0.97901 | 0.98067
8288 | LAR #3 | MB | South | YES | 0 | 0 | 25 | 105 |  | 1.04 | GST | -1 | 0.26205 | 0 | 0 |  |  |  |  | -0.26205 | 0 | 0.97901 | 0.98067
8388 | BATES0A | MB | South | YES | 0 | 0 | 21 | 71 |  | 1.033 | GST | -1 | 0.26205 | 0 | 0 |  |  |  |  | -0.26205 | 0 | 0.97901 | 0.98067
8393 | BATES0B | MB | South | YES | 0 | 0 | 25 | 110 |  | 1.03 | GST | -1 | 0.26205 | 0 | 0 |  |  |  |  | -0.26205 | 0 | 0.97901 | 0.98067
8437 | NUECES_B0C | MB | South | YES | 0 | 0 | 7 | 30 |  | 1.03 | GST | -1 | 0.26205 | 0 | 0 |  |  |  |  | -0.26205 | 0 | 0.97901 | 0.98067
8438 | NUECES_B0B | MB | South | YES | 0 | 0 | 26 | 169 |  | 1.03 | GST | -1 | 0.26205 | 0 | 0 |  |  |  |  | -0.26205 | 0 | 0.97901 | 0.98067
39190 | TNSLCGN1__8 | 1 | Houston | YES | 0 | 0 | 10 | 30 |  | 1.03 | Cogen | -1 | 0.26205 | 0 | 0 |  |  |  |  | -0.26205 | 0 | 0.97901 | 0.98067
88508 | FALFURRI | F | South | YES | 0.001447 | 0 | 0 | 0 | 0 | 1 | AVR | -1 | 0.2606 | 0 | 0 |  |  |  |  | -0.2606 | 0 | 0.97901 | 0.98067
5728 | FALCONHYDRO2 | 2 | South | YES | 0.001897 | 12 | 0 | 12 | 0 | 1.0234 | Hydro | -1 | 0.26015 | 0 | 0 |  |  |  |  | -0.26015 | 0 | 0.97901 | 0.98067
5729 | FALCONHYDRO3 | 3 | South | YES | 0.001897 | 11 | 0 | 11 | 0 | 1.0234 | Hydro | -1 | 0.26015 | 0 | 0 |  |  |  |  | -0.26015 | 0 | 0.97901 | 0.98067
8048 | FALCONHYDRO1 | 1 | South | YES | 0.001897 | 12 | 0 | 12 | 0 | 1.0234 | Hydro | -1 | 0.26015 | 0 | 0 |  |  |  |  | -0.26015 | 0 | 0.97901 | 0.98067
7028 | L_MARBFA1_1Y | 1 | South | YES | 0.004336 | 0 | 0 | 18 |  | 1 | Hydro | -1 | 0.25771 | 0 | 0 |  |  |  |  | -0.25771 | 0 | 0.97901 | 0.98067
7029 | L_MARBFA1_2Y | 2 | South | YES | 0.004336 | 0 | 0 | 18 |  | 1 | Hydro | -1 | 0.25771 | 0 | 0 |  |  |  |  | -0.25771 | 0 | 0.97901 | 0.98067
88299 | ZAPATA | F | South | YES | 0.004711 | 0 | 0 | 0 | 0 | 1.02 | BLT | -1 | 0.25734 | 0 | 0 |  |  |  |  | -0.25734 | 0 | 0.97901 | 0.98067
7035 | L_WIRTZ_1G1Y | 1 | South | YES | 0.006273 | 0 | 0 | 29 |  | 1 | Hydro | -1 | 0.25578 | 0 | 0 |  |  |  |  | -0.25578 | 0 | 0.97901 | 0.98067
7036 | L_WIRTZ_1G2Y | 2 | South | YES | 0.006273 | 0 | 0 | 29.7 |  | 1 | Hydro | -1 | 0.25578 | 0 | 0 |  |  |  |  | -0.25578 | 0 | 0.97901 | 0.98067
7022 | L_BUCHAN1_1Y | 1 | South | YES | 0.006878 | 0 | 0 | 18 |  | 1 | Hydro | -1 | 0.25517 | 0 | 0 |  |  |  |  | -0.25517 | 0 | 0.97901 | 0.98067
7023 | L_BUCHAN1_2Y | 2 | South | YES | 0.006878 | 0 | 0 | 18 |  | 1 | Hydro | -1 | 0.25517 | 0 | 0 |  |  |  |  | -0.25517 | 0 | 0.97901 | 0.98067
7024 | L_BUCHAN1_3Y | 3 | South | YES | 0.006878 | 0 | 0 | 15 |  | 1 | Hydro | -1 | 0.25517 | 0 | 0 |  |  |  |  | -0.25517 | 0 | 0.97901 | 0.98067
7000 | L_FERGUS1_1Y | 1 | South | YES | 0.006931 | 400 | 65 | 423.3 | 0 | 1.015 | GSC | -1 | 0.25512 | 423.3 | 423.3 |  |  |  |  | -0.25512 | -107.9912 | 0.98892 | 0.98984
5890 | PEARSALLGEN1 | 1 | South | YES | 0.008246 | 19.2 | 6 | 24 | 0 | 1.0226 | GST | -1 | 0.2538 | 24 | 24 |  |  |  |  | -0.2538 | -6.0913 | 0.98948 | 0.99036
5891 | PEARSALLGEN2 | 1 | South | YES | 0.008246 | 19.4 | 6 | 24.3 | 0 | 1.0226 | GST | -1 | 0.2538 | 24.3 | 24.3 |  |  |  |  | -0.2538 | -6.1674 | 0.99005 | 0.99088
5892 | PEARSALLGEN3 | 1 | South | YES | 0.008246 | 19.1 | 6 | 23.9 | 0 | 1.0226 | GST | -1 | 0.2538 | 23.9 | 23.9 |  |  |  |  | -0.2538 | -6.0659 | 0.9906 | 0.9914
80012 | LAR | F | South | YES | 0.008861 | 0 | 0 | 0 | 0 | 1.04 | DCTie | -1 | 0.25319 | 0 | 0 |  |  |  |  | -0.25319 | 0 | 0.9906 | 0.9914
80265 | LARECU40A | 4 | South | YES | 0.008864 | 80 | 0 | 100 |  | 1.039 | GGT | -1 | 0.25318 | 100 | 100 |  |  |  |  | -0.25318 | -25.3185 | 0.99294 | 0.99355
80266 | LARECU50A | 5 | South | YES | 0.008864 | 80 | 0 | 100 |  | 1.039 | GGT | -1 | 0.25318 | 100 | 100 |  |  |  |  | -0.25318 | -25.3185 | 0.99528 | 0.9957
7026 | L_INKSDA1_1Y | 1 | South | YES | 0.010896 | 0 | 0 | 13.7 |  | 1 | Hydro | -1 | 0.25115 | 0 | 0 |  |  |  |  | -0.25115 | 0 | 0.99528 | 0.9957
58909 | PEARSALLSCG1 | 3 | South | YES | 0.010929 | 0 | 0 | 8.4 |  | 1.027 | Diesel | -1 | 0.25112 | 8.4 | 8.4 |  |  |  |  | -0.25112 | -2.1094 | 0.99548 | 0.99588
58909 | PEARSALLSCG1 | 4 | South | YES | 0.010929 | 0 | 0 | 8.4 |  | 1.027 | Diesel | -1 | 0.25112 | 8.4 | 8.4 |  |  |  |  | -0.25112 | -2.1094 | 0.99568 | 0.99606
58909 | PEARSALLSCG1 | 6 | South | YES | 0.010929 | 0 | 0 | 8.4 |  | 1.027 | Diesel | -1 | 0.25112 | 8.4 | 8.4 |  |  |  |  | -0.25112 | -2.1094 | 0.99587 | 0.99624
58909 | PEARSALLSCG1 | 5 | South | YES | 0.010929 | 0 | 0 | 8.4 |  | 1.027 | Diesel | -1 | 0.25112 | 8.4 | 8.4 |  |  |  |  | -0.25112 | -2.1094 | 0.99607 | 0.99642
58909 | PEARSALLSCG1 | 1 | South | YES | 0.010929 | 0 | 0 | 8.4 |  | 1.027 | Diesel | -1 | 0.25112 | 8.4 | 8.4 |  |  |  |  | -0.25112 | -2.1094 | 0.99627 | 0.9966
58909 | PEARSALLSCG1 | 2 | South | YES | 0.010929 | 0 | 0 | 8.4 |  | 1.027 | Diesel | -1 | 0.25112 | 8.4 | 8.4 |  |  |  |  | -0.25112 | -2.1094 | 0.99646 | 0.99677
58919 | PEARSALLSCG2 | 5 | South | YES | 0.010929 | 0 | 0 | 8.4 |  | 1.027 | Diesel | -1 | 0.25112 | 8.4 | 8.4 |  |  |  |  | -0.25112 | -2.1094 | 0.99666 | 0.99695
58919 | PEARSALLSCG2 | 6 | South | YES | 0.010929 | 0 | 0 | 8.4 |  | 1.027 | Diesel | -1 | 0.25112 | 8.4 | 8.4 |  |  |  |  | -0.25112 | -2.1094 | 0.99686 | 0.99713
58919 | PEARSALLSCG2 | 1 | South | YES | 0.010929 | 0 | 0 | 8.4 |  | 1.027 | Diesel | -1 | 0.25112 | 8.4 | 8.4 |  |  |  |  | -0.25112 | -2.1094 | 0.99705 | 0.99731
58919 | PEARSALLSCG2 | 2 | South | YES | 0.010929 | 0 | 0 | 8.4 |  | 1.027 | Diesel | -1 | 0.25112 | 8.4 | 8.4 |  |  |  |  | -0.25112 | -2.1094 | 0.99725 | 0.99749
58919 | PEARSALLSCG2 | 4 | South | YES | 0.010929 | 0 | 0 | 8.4 |  | 1.027 | Diesel | -1 | 0.25112 | 8.4 | 8.4 |  |  |  |  | -0.25112 | -2.1094 | 0.99745 | 0.99767
58919 | PEARSALLSCG2 | 3 | South | YES | 0.010929 | 0 | 0 | 8.4 |  | 1.027 | Diesel | -1 | 0.25112 | 8.4 | 8.4 |  |  |  |  | -0.25112 | -2.1094 | 0.99764 | 0.99785
58929 | PEARSALLSCG3 | 4 | South | YES | 0.010929 | 0 | 0 | 8.4 |  | 1.027 | Diesel | -1 | 0.25112 | 8.4 | 8.4 |  |  |  |  | -0.25112 | -2.1094 | 0.99784 | 0.99803
58929 | PEARSALLSCG3 | 6 | South | YES | 0.010929 | 0 | 0 | 8.4 |  | 1.027 | Diesel | -1 | 0.25112 | 8.4 | 8.4 |  |  |  |  | -0.25112 | -2.1094 | 0.99803 | 0.99821
58929 | PEARSALLSCG3 | 2 | South | YES | 0.010929 | 0 | 0 | 8.4 |  | 1.027 | Diesel | -1 | 0.25112 | 8.4 | 8.4 |  |  |  |  | -0.25112 | -2.1094 | 0.99823 | 0.99839
58929 | PEARSALLSCG3 | 5 | South | YES | 0.010929 | 0 | 0 | 8.4 |  | 1.027 | Diesel | -1 | 0.25112 | 8.4 | 8.4 |  |  |  |  | -0.25112 | -2.1094 | 0.99843 | 0.99857
58929 | PEARSALLSCG3 | 1 | South | YES | 0.010929 | 0 | 0 | 8.4 |  | 1.027 | Diesel | -1 | 0.25112 | 8.4 | 8.4 |  |  |  |  | -0.25112 | -2.1094 | 0.99862 | 0.99875
58929 | PEARSALLSCG3 | 3 | South | YES | 0.010929 | 0 | 0 | 8.4 |  | 1.027 | Diesel | -1 | 0.25112 | 8.4 | 8.4 |  |  |  |  | -0.25112 | -2.1094 | 0.99882 | 0.99892
58949 | PEARSALLSCG4 | 3 | South | YES | 0.010929 | 0 | 0 | 8.4 |  | 1.027 | Diesel | -1 | 0.25112 | 8.4 | 8.4 |  |  |  |  | -0.25112 | -2.1094 | 0.99902 | 0.9991
58949 | PEARSALLSCG4 | 2 | South | YES | 0.010929 | 0 | 0 | 8.4 |  | 1.027 | Diesel | -1 | 0.25112 | 8.4 | 8.4 |  |  |  |  | -0.25112 | -2.1094 | 0.99921 | 0.99928
58949 | PEARSALLSCG4 | 1 | South | YES | 0.010929 | 0 | 0 | 8.4 |  | 1.027 | Diesel | -1 | 0.25112 | 8.4 | 8.4 |  |  |  |  | -0.25112 | -2.1094 | 0.99941 | 0.99946
58949 | PEARSALLSCG4 | 4 | South | YES | 0.010929 | 0 | 0 | 8.4 |  | 1.027 | Diesel | -1 | 0.25112 | 8.4 | 8.4 |  |  |  |  | -0.25112 | -2.1094 | 0.99961 | 0.99964
58949 | PEARSALLSCG4 | 6 | South | YES | 0.010929 | 0 | 0 | 8.4 |  | 1.027 | Diesel | -1 | 0.25112 | 8.4 | 8.4 |  |  |  |  | -0.25112 | -2.1094 | 0.9998 | 0.99982
58949 | PEARSALLSCG4 | 5 | South | YES | 0.010929 | 0 | 0 | 8.4 |  | 1.027 | Diesel | -1 | 0.25112 | 8.4 | 8.4 |  |  |  |  | -0.25112 | -2.1094 | 1 | 1
1643 | SLSTR1PP_1G | 1 | North | YES | 0.018709 | 6 | 0 | 60 | 0 | 1.022 | Wind | -1 | 0.24334 | 0 | 60 |  |  | 0 | 0 | -0.24334 | 0 | 1 | 1
8262 | ELPS | 1 | South | YES | 0.05158 | 6 | 6 | 6 | 0 | 1.15 | Hydro | -1 | 0.21047 | 0 | 0 |  |  |  |  | -0.21047 | 0 | 1 | 1
8032 | AMISTADHYD1 | 1 | South | YES | 0.071176 | 33 | 13 | 33 | 0 | 1.03 | Hydro | -1 | 0.19087 | 0 | 0 |  |  |  |  | -0.19087 | 0 | 1 | 1
8033 | AMISTADHYD2 | 2 | South | YES | 0.071176 | 25 | 13 | 25 | 0 | 1.03 | Hydro | -1 | 0.19087 | 0 | 0 |  |  |  |  | -0.19087 | 0 | 1 | 1
88253 | HAMILTON | F | South | YES | 0.071176 | 0 | 0 | 0 | 0 | 1.04 | BLT | -1 | 0.19087 | 0 | 0 |  |  |  |  | -0.19087 | 0 | 1 | 1
6100 | OKLA7A | EQ | West | YES | 0.059807 | 50 | -220 | 220 | 0 | 1.035 | DCTie | 1 | 0.081202 | 0 | 0 | 0 | 0 |  |  | 0.081202 | 0
6752 | OKLA0A | 1 | West | YES | 0.059807 | 649.7 | 175 | 649.7 | 0 | 1.035 | LIGCO | 1 | 0.081202 | 0 | 649.7 | 38.8566 | 649.7 |  |  | 0.081202 | 52.7572
60081 | WHRLWIND1A | 1 | West | YES | 0.16098 | 12 | 0 | 60 | 0 | 1.03 | Wind | 1 | 0.18238 | 0 | 60 | 9.659 | 60 |  |  | 0.18238 | 10.9427
6407 | TURKTRAK1A | 1 | West | YES | 0.17364 | 33.9 | 0 | 169.5 | 0 | 1.025 | Wind | 1 | 0.19503 | 0 | 169.5 | 29.4313 | 169.5 |  |  | 0.19503 | 33.0578
60057 | CALLAHAN1A | 1 | West | YES | 0.17563 | 22.8 | 0 | 114 |  | 1.04 | Wind | 1 | 0.19702 | 0 | 114 | 20.0216 | 114 |  |  | 0.19702 | 22.4607
60058 | BUFF_GAP1A | 1 | West | YES | 0.20099 | 24 | 0 | 120 |  | 1 | Wind | 1 | 0.22238 | 0 | 120 | 24.1186 | 120 |  |  | 0.22238 | 26.686
60060 | CIRELLO | 1 | West | YES | 0.20099 | 46.6 | 0 | 233 | 0 | 1 | Wind | 1 | 0.22238 | 0 | 233 | 46.8302 | 233 |  |  | 0.22238 | 51.8153
60063 | BUFF_GAP1B | 1 | West | YES | 0.20099 | 34 | 0 | 170.2 | 0 | 1.02 | Wind | 1 | 0.22238 | 0 | 170.2 | 34.2082 | 170.2 |  |  | 0.22238 | 37.8496
60066 | H_HOLLOW1A | 1 | West | YES | 0.20099 | 44.4 | 0 | 222 | 0 | 1.005 | Wind | 1 | 0.22238 | 0 | 222 | 44.6193 | 222 |  |  | 0.22238 | 49.3691
60068 | HHOLLOW21A | 1 | West | YES | 0.20099 | 36.8 | 0 | 184 | 0 | 1.025 | Wind | 1 | 0.22238 | 0 | 184 | 36.9818 | 184 |  |  | 0.22238 | 40.9185
60070 | HHOLLOW31A | 1 | West | YES | 0.20099 | 44.8 | 0 | 224 | 0 | 1.025 | Wind | 1 | 0.22238 | 0 | 224 | 45.0213 | 224 |  |  | 0.22238 | 49.8139
60072 | HHOLLOW41A | 1 | West | YES | 0.20099 | 23 | 0 | 115 | 0 | 1.025 | Wind | 1 | 0.22238 | 0 | 115 | 23.1136 | 115 |  |  | 0.22238 | 25.5741
6144 | MCADOO1A | 1 | West | YES | 0.21053 | 15 | 0 | 150 | 0 | 1.025 | Wind | 1 | 0.23193 | 0 | 150 | 31.5798 | 150 |  |  | 0.23193 | 34.7891
60202 | FRNDDRCS | F | West | YES | 0.21466 | 0 | 0 | 0 | 0 | 0.9985 | AVR | 1 | 0.23606 | 0 | 0 | 0 | 0 |  |  | 0.23606 | 0
1343 | TRENTIPP_8 | 1 | West | YES | 0.21888 | 30 | 0 | 150 |  | 1.014 | Wind | 1 | 0.24027 | 0 | 150 | 32.8314 | 150 |  |  | 0.24027 | 36.0407
1354 | AEPWIND_8 | 1 | West | YES | 0.21888 | 20.2 | 0 | 101 |  | 1 | Wind | 1 | 0.24027 | 0 | 101 | 22.1065 | 101 |  |  | 0.24027 | 24.2674
60000 | DSKY2 | 1 | West | YES | 0.25369 | 19.1 | 0 | 76.5 |  | 1.039 | Wind | 1 | 0.27509 | 0 | 76.5 | 19.4074 | 76.5 |  |  | 0.27509 | 21.0441
60018 | DSKY1 | 1 | West | YES | 0.2545 | 21 | 0 | 84 | 0 | 1.023 | Wind | 1 | 0.27589 | 0 | 84 | 21.3777 | 84 |  |  | 0.27589 | 23.1749
71051 | L_BITTCR1_1N | W1 | West | YES | 0.25546 | 7.5 | 0 | 37.5 |  | 1.02 | Wind | 1 | 0.27685 | 0 | 37.5 | 9.5797 | 37.5 |  |  | 0.27685 | 10.382
71054 | L_SWEETW1_1N | W1 | West | YES | 0.25546 | 21.5 | 0 | 107.5 |  | 1.02 | Wind | 1 | 0.27685 | 0 | 107.5 | 27.4617 | 107.5 |  |  | 0.27685 | 29.7617
71057 | L_SWEETW1_2N | W1 | West | YES | 0.25546 | 27 | 0 | 135 |  | 1.02 | Wind | 1 | 0.27685 | 0 | 135 | 34.4868 | 135 |  |  | 0.27685 | 37.3752
71059 | L_SWEETW1_3N | W1 | West | YES | 0.25546 | 23.8 | 0 | 119 | 0 | 1.02 | Wind | 1 | 0.27685 | 0 | 119 | 30.3995 | 119 |  |  | 0.27685 | 32.9455
71060 | L_SWEETW1_4N | W1 | West | YES | 0.25546 | 21 | 0 | 105 | 0 | 1.02 | Wind | 1 | 0.27685 | 0 | 105 | 26.8231 | 105 |  |  | 0.27685 | 29.0696
71061 | L_SWEETW1_5N | W1 | West | YES | 0.25546 | 16.1 | 0 | 80.5 | 0 | 1.02 | Wind | 1 | 0.27685 | 0 | 80.5 | 20.5644 | 80.5 |  |  | 0.27685 | 22.2867
60017 | ORNNWP1 | 1 | West | YES | 0.25716 | 20 | 0 | 80 |  | 1.027 | Wind | 1 | 0.27855 | 0 | 80 | 20.5726 | 80 |  |  | 0.27855 | 22.2842
76091 | L_DIVIDE1_1N | W1 | West | YES | 0.25755 | 22.5 | 0 | 112.5 |  | 1.02 | Wind | 1 | 0.27894 | 0 | 112.5 | 28.9743 | 112.5 |  |  | 0.27894 | 31.3812
76095 | L_CAPRSI1_1N | W1 | West | YES | 0.25755 | 29.9 | 0 | 149.5 | 0 | 1.02 | Wind | 1 | 0.27894 | 0 | 149.5 | 38.5036 | 149.5 |  |  | 0.27894 | 41.7022
76096 | L_CAPRSI1_2N | W1 | West | YES | 0.25755 | 37.2 | 0 | 186 | 0 | 1.02 | Wind | 1 | 0.27894 | 0 | 186 | 47.9041 | 186 |  |  | 0.27894 | 51.8836
76097 | L_CAPRGE1_1N | W1 | West | YES | 0.25755 | 42.9 | 0 | 214.5 | 0 | 1.02 | Wind | 1 | 0.27894 | 0 | 214.5 | 55.2443 | 214.5 |  |  | 0.27894 | 59.8336
36998 | RDCNYNG1 | 1 | West | YES | 0.25948 | 16.8 | 0 | 84 |  | 1.01 | Wind | 1 | 0.28087 | 0 | 84 | 21.7962 | 84 |  |  | 0.28087 | 23.5934
38437 | TNSRBNMESA9 | 1 | West | YES | 0.26504 | 37.5 | 0 | 150 | 0 | 1.02 | Wind | 1 | 0.28644 | 0 | 150 | 39.7561 | 150 |  |  | 0.28644 | 42.9655
38332 | TNWDWRDU2_8 | 1 | West | YES | 0.26529 | 20 | 0 | 80 | 0 | 1.0232 | Wind | 1 | 0.28669 | 0 | 80 | 21.2234 | 80 |  |  | 0.28669 | 22.935
60016 | WOODWRD11A | 1 | West | YES | 0.26535 | 20 | 0 | 80 |  | 1.033 | Wind | 1 | 0.28674 | 0 | 80 | 21.2279 | 80 |  |  | 0.28674 | 22.9395
76031 | L_GASCCR1_1N | W1 | West | YES | 0.26548 | 30 | 0 | 150 |  | 1.02 | Wind | 1 | 0.28688 | 0 | 150 | 39.8222 | 150 |  |  | 0.28688 | 43.0315
6016 | SWMESA | 1 | West | YES | 0.26556 | 18.8 | 0 | 75 |  | 1.03 | Wind | 1 | 0.28696 | 0 | 75 | 19.9171 | 75 |  |  | 0.28696 | 21.5217
60003 | KING_NE1A | 1 | West | YES | 0.26556 | 20 | 0 | 80 |  | 1.03 | Wind | 1 | 0.28696 | 0 | 80 | 21.2449 | 80 |  |  | 0.28696 | 22.9565
60005 | KING_SE1A | 1 | West | YES | 0.26556 | 10 | 0 | 40 |  | 1.035 | Wind | 1 | 0.28696 | 0 | 40 | 10.6224 | 40 |  |  | 0.28696 | 11.4783
60201 | RIO DRCS | F | West | YES | 0.26613 | 0 | 0 | 0 | 0 | 1.025 | AVR | 1 | 0.28752 | 0 | 0 | 0 | 0 |  |  | 0.28752 | 0
60007 | KING_SW1A | 1 | West | YES | 0.26695 | 20 | 0 | 80 |  | 1.03 | Wind | 1 | 0.28835 | 0 | 80 | 21.3563 | 80 |  |  | 0.28835 | 23.0679
60019 | KING_NW1A | 1 | West | YES | 0.26695 | 20 | 0 | 80 |  | 1.03 | Wind | 1 | 0.28835 | 0 | 80 | 21.3563 | 80 |  |  | 0.28835 | 23.0679
1349 | WESTXWIN_1G | 1 | West | YES | 0.26908 | 1.3 | 0 | 6.6 |  | 1.014 | Wind | 1 | 0.29048 | 0 | 6.6 | 1.7759 | 6.6 |  |  | 0.29048 | 1.9172
1350 | NWPWRG1_1G | 1 | West | YES | 0.26908 | 6.9 | 1 | 34.3 |  | 1.014 | Wind | 1 | 0.29048 | 0 | 34.3 | 9.2295 | 34.3 |  |  | 0.29048 | 9.9634
1061 | CIELOGEN_1G | 1 | West | YES | 0.27064 | 19.8 | 0 | 99 |  | 1 | Wind | 1 | 0.29203 | 0 | 99 | 26.7931 | 99 |  |  | 0.29203 | 28.9112
1062 | CIELOGEN_2G | 1 | West | YES | 0.27064 | 12.2 | 0 | 61 |  | 1 | Wind | 1 | 0.29203 | 0 | 61 | 16.5089 | 61 |  |  | 0.29203 | 17.814
1069 | KINDERMG_1G | 1 | West | YES | 0.27064 | 25 | 5 | 25 | 0 | 1.017 | Cogen | 1 | 0.29203 | 0 | 0 | 0 | 0 |  |  | 0.29203 | 0
1070 | KINDERMG_2G | 1 | West | YES | 0.27064 | 45.7 | 12 | 45.7 | 0 | 1.017 | Cogen | 1 | 0.29203 | 0 | 0 | 0 | 0 |  |  | 0.29203 | 0
1071 | KINDERMG_3G | 1 | West | YES | 0.27064 | 45.7 | 12 | 45.7 | 0 | 1.017 | Cogen | 1 | 0.29203 | 0 | 0 | 0 | 0 |  |  | 0.29203 | 0
1068 | SCURRYCW_1G | 1 | West | YES | 0.27093 | 28.2 | 1.3 | 141 | 0 | 1.0217 | Wind | 1 | 0.29232 | 0 | 141 | 38.2008 | 141 |  |  | 0.29232 | 41.2176
1073 | SCURRYCW_2G | 2 | West | YES | 0.27093 | 24 | 0 | 120 | 0 | 1.0217 | Wind | 1 | 0.29232 | 0 | 120 | 32.5114 | 120 |  |  | 0.29232 | 35.0788
6637 | SNYDERW1A | 1 | West | YES | 0.27397 | 12.6 | 0 | 63 | 0 | 1.025 | Wind | 1 | 0.29537 | 0 | 63 | 17.2604 | 63 |  |  | 0.29537 | 18.6083
11309 | BULLCREK_2G | 1 | West | YES | 0.27866 | 20.9 | 0 | 180 |  | 1 | Wind | 1 | 0.30006 | 0 | 180 | 50.1595 | 180 |  |  | 0.30006 | 54.0107
11310 | BULLCREK_1G | 1 | West | YES | 0.27866 | 15.1 | 0 | 180 |  | 1 | Wind | 1 | 0.30006 | 0 | 180 | 50.1595 | 180 |  |  | 0.30006 | 54.0107
11320 | COYOTE_1G | 1 | West | YES | 0.27926 | 22.5 | 0 | 225 |  | 1 | Wind | 1 | 0.30066 | 0 | 225 | 62.8337 | 225 |  |  | 0.30066 | 67.6477
1320 | BSP 1 | 1 | West | YES | 0.27969 | 25.5 | 2.9 | 25.8 | 0 | 1 | Cogen | 1 | 0.30109 | 0 | 0 | 0 | 0 |  |  | 0.30109 | 0
1360 | GUNSIGHT_8 | 1 | West | YES | 0.28235 | 0 | 0 | 120 |  | 1.01 | Wind | 1 | 0.30375 | 0 | 120 | 33.8825 | 120 |  |  | 0.30375 | 36.4499
1327 | WILDHRSE_1G | 1 | West | YES | 0.28399 | 0 | 0 | 120 |  | 1 | Wind | 1 | 0.30538 | 0 | 120 | 34.0786 | 120 |  |  | 0.30538 | 36.646
1333 | MCDDONAL_8 | 1 | West | YES | 0.2878 | 42.8 | 0 | 214.2 |  | 1.01 | Wind | 1 | 0.3092 | 0 | 214.2 | 61.647 | 214.2 |  |  | 0.3092 | 66.2299
1328 | OCOTILLO_1G | 1 | West | YES | 0.28804 | 11.6 | 0 | 58 |  | 1.01 | Wind | 1 | 0.30944 | 0 | 58 | 16.7064 | 58 |  |  | 0.30944 | 17.9474
1037 | MORGAN5G_5G | 5 | West | YES | 0.29069 | 109.6 | 40 | 137 | 0 | 1.029 | GST | 1 | 0.31208 | 137 | 137 | 39.824 | 137 |  |  | 0.31208 | 42.7551
1039 | MRGNAG_1G | A | West | YES | 0.29069 | 69 | 69 | 69 | 0 | 1.029 | GGT | 1 | 0.31208 | 69 | 69 | 20.0573 | 69 |  |  | 0.31208 | 21.5336
1040 | MRGNBG_2G | B | West | YES | 0.29069 | 70 | 70 | 71 | 0 | 1.029 | GGT | 1 | 0.31208 | 71 | 71 | 20.6387 | 71 |  |  | 0.31208 | 22.1578
1041 | MRGNCG_3G | C | West | YES | 0.29069 | 69 | 69 | 70 | 0 | 1.029 | GGT | 1 | 0.31208 | 70 | 70 | 20.348 | 70 |  |  | 0.31208 | 21.8457
1042 | MRGNDG_4G | D | West | YES | 0.29069 | 68 | 68 | 68 | 0 | 1.029 | GGT | 1 | 0.31208 | 68 | 68 | 19.7666 | 68 |  |  | 0.31208 | 21.2215
1043 | MRGNEG_5G | E | West | YES | 0.29069 | 68 | 68 | 70 | 0 | 1.029 | GGT | 1 | 0.31208 | 70 | 70 | 20.348 | 70 |  |  | 0.31208 | 21.8457
1044 | MRGNFG_6G | F | West | YES | 0.29069 | 66 | 66 | 66 | 0 | 1.029 | GGT | 1 | 0.31208 | 66 | 66 | 19.1853 | 66 |  |  | 0.31208 | 20.5974
1326 | STANTONW_8 | 1 | West | YES | 0.29091 | 20.1 | 0 | 100.5 |  | 1.01 | Wind | 1 | 0.31231 | 0 | 100.5 | 29.237 | 100.5 |  |  | 0.31231 | 31.3872
11147 | NOTREES_1G | 1 | West | YES | 0.29213 | 29.8 | 0 | 149 | 0 | 1.017 | Wind | 1 | 0.31353 | 0 | 149 | 43.528 | 149 |  |  | 0.31353 | 46.7159
7038 | L_DELAWA1_1Y | 1 | West | YES | 0.29252 | 3.5 | 0 | 35 | 0 | 1 | Wind | 1 | 0.31392 | 0 | 35 | 10.2383 | 35 |  |  | 0.31392 | 10.9872
7038 | L_DELAWA1_1Y | 2 | West | YES | 0.29252 | 3 | 0 | 30 | 0 | 1 | Wind | 1 | 0.31392 | 0 | 30 | 8.7757 | 30 |  |  | 0.31392 | 9.4176
1002 | PBCTAGE_1G | A | West | YES | 0.29267 | 64 | 64 | 66 | 0 | 1.036 | GGT | 1 | 0.31406 | 66 | 66 | 19.316 | 66 |  |  | 0.31406 | 20.728
1003 | PBCTBGE_2G | B | West | YES | 0.29267 | 65 | 65 | 66 | 0 | 1.036 | GGT | 1 | 0.31406 | 66 | 66 | 19.316 | 66 |  |  | 0.31406 | 20.728
1004 | PBCTCGE_3G | C | West | YES | 0.29267 | 62 | 62 | 67 | 0 | 1.036 | GGT | 1 | 0.31406 | 67 | 67 | 19.6086 | 67 |  |  | 0.31406 | 21.0421
1005 | PBCTDGE_4G | D | West | YES | 0.29267 | 65 | 65 | 68 | 0 | 1.036 | GGT | 1 | 0.31406 | 68 | 68 | 19.9013 | 68 |  |  | 0.31406 | 21.3562
1006 | PBCTEGE_5G | E | West | YES | 0.29267 | 65 | 65 | 67 | 0 | 1.036 | GGT | 1 | 0.31406 | 67 | 67 | 19.6086 | 67 |  |  | 0.31406 | 21.0421
1007 | PB5GEN_6G | 5 | West | YES | 0.29267 | 91.2 | 40 | 114 | 0 | 1.036 | GST | 1 | 0.31406 | 114 | 114 | 33.3639 | 114 |  |  | 0.31406 | 35.803
1008 | PB6GEN_7G | 6 | West | YES | 0.29267 | 515 | 130 | 515 | 0 | 1.036 | GST | 1 | 0.31406 | 515 | 515 | 150.723 | 515 |  |  | 0.31406 | 161.7416
11020 | TIEHVSG_1G | 1 | West | YES | 0.29845 | 208.2 | 63 | 208.2 | 0 | 1.012 | CC | 1 | 0.31984 | 208.2 | 208.2 | 62.1365 | 208.2 |  |  | 0.31984 | 66.591
11021 | TIEHVCG_1G | 1 | West | YES | 0.29845 | 142.1 | 103 | 142.1 | 0 | 1.012 | CC | 1 | 0.31984 | 142.1 | 142.1 | 42.4092 | 142.1 |  |  | 0.31984 | 45.4495
11022 | TIEHVCG_2G | 1 | West | YES | 0.29845 | 132.4 | 103 | 132.4 | 0 | 1.012 | CC | 1 | 0.31984 | 132.4 | 132.4 | 39.5143 | 132.4 |  |  | 0.31984 | 42.347
11023 | TIEHVCG_3G | 1 | West | YES | 0.29845 | 137.4 | 103 | 137.4 | 0 | 1.012 | CC | 1 | 0.31984 | 137.4 | 137.4 | 41.0065 | 137.4 |  |  | 0.31984 | 43.9462
11024 | TIEHVCG_4G | 1 | West | YES | 0.29845 | 147 | 103 | 147 | 0 | 1.012 | CC | 1 | 0.31984 | 147 | 147 | 43.8716 | 147 |  |  | 0.31984 | 47.0167
11025 | TIEHVSG_2G | 1 | West | YES | 0.29845 | 213.2 | 63 | 213.2 | 0 | 1.012 | CC | 1 | 0.31984 | 213.2 | 213.2 | 63.6287 | 213.2 |  |  | 0.31984 | 68.1902
11001 | NAV1CT | 1 | West | YES | 0.29851 | 70.4 | 18 | 70.4 | 0 | 1.029 | CC | 1 | 0.31991 | 70.4 | 70.4 | 21.0153 | 70.4 |  |  | 0.31991 | 22.5215
11009 | NAV2CT | 1 | West | YES | 0.29851 | 71.4 | 18 | 71.4 | 0 | 1.029 | CC | 1 | 0.31991 | 71.4 | 71.4 | 21.3138 | 71.4 |  |  | 0.31991 | 22.8415
11011 | NAV3ST | 1 | West | YES | 0.29851 | 92.8 | 40 | 92.8 | 0 | 1.029 | CC | 1 | 0.31991 | 92.8 | 92.8 | 27.702 | 92.8 |  |  | 0.31991 | 29.6875
11012 | NAV4CT | 1 | West | YES | 0.29851 | 80 | 18 | 80 | 0 | 1.029 | CC | 1 | 0.31991 | 80 | 80 | 23.881 | 80 |  |  | 0.31991 | 25.5927
11013 | NAV5CT | 1 | West | YES | 0.29851 | 80 | 18 | 80 | 0 | 1.029 | CC | 1 | 0.31991 | 80 | 80 | 23.881 | 80 |  |  | 0.31991 | 25.5927
11014 | NAV6ST | 1 | West | YES | 0.29851 | 115 | 40 | 115 | 0 | 1.029 | CC | 1 | 0.31991 | 115 | 115 | 34.329 | 115 |  |  | 0.31991 | 36.7895
1045 | CALENG1G_1G | 1 | West | YES | 0.30318 | 73.4 | 27 | 73.4 | 0 | 1.014 | Cogen | 1 | 0.32458 | 0 | 0 | 0 | 0 |  |  | 0.32458 | 0
1046 | CALENG2G_2G | 2 | West | YES | 0.30318 | 73.4 | 27 | 73.4 | 0 | 1.014 | Cogen | 1 | 0.32458 | 0 | 0 | 0 | 0 |  |  | 0.32458 | 0
1047 | CALENG3G_3G | 3 | West | YES | 0.30318 | 70.4 | 27 | 70.4 | 0 | 1.014 | Cogen | 1 | 0.32458 | 0 | 0 | 0 | 0 |  |  | 0.32458 | 0
1058 | LONGSHORE_5 | 1 | West | YES | 0.30456 | 30 | 0 | 150 |  | 1.01 | Wind | 1 | 0.32595 | 0 | 150 | 45.6835 | 150 |  |  | 0.32595 | 48.8929
1058 | LONGSHORE_5 | 2 | West | YES | 0.30456 | 44 | 0 | 220 |  | 1.01 | Wind | 1 | 0.32595 | 0 | 220 | 67.0025 | 220 |  |  | 0.32595 | 71.7095
11065 | ELBOWCK_1G | 1 | West | YES | 0.30456 | 23.4 | 0 | 121.9 | 0 | 1 | Wind | 1 | 0.32595 | 0 | 121.9 | 37.1255 | 121.9 |  |  | 0.32595 | 39.7336
1416 | SWETWATR_1G | 1 | West | YES | 0.30618 | 30 | 18 | 30 | 0 | 1.026 | CC | 1 | 0.32758 | 30 | 30 | 9.1855 | 30 |  |  | 0.32758 | 9.8273
1417 | SWETWATR_2G | 2 | West | YES | 0.30618 | 72 | 36 | 72 | 0 | 1.026 | CC | 1 | 0.32758 | 72 | 72 | 22.0451 | 72 |  |  | 0.32758 | 23.5856
1418 | SWETWATR_3G | 3 | West | YES | 0.30618 | 68 | 36 | 68 | 0 | 1.026 | CC | 1 | 0.32758 | 68 | 68 | 20.8204 | 68 |  |  | 0.32758 | 22.2753
1419 | SWETWATR_4G | 4 | West | YES | 0.30618 | 61 | 36 | 61 | 0 | 1.026 | CC | 1 | 0.32758 | 61 | 61 | 18.6771 | 61 |  |  | 0.32758 | 19.9822
11056 | ROSCOE_1G | 1 | West | YES | 0.38666 | 41.8 | 0 | 209 |  | 1 | Wind | 1 | 0.40805 | 0 | 209 | 80.8113 | 209 |  |  | 0.40805 | 85.2829
11057 | CHAMPION_1G | 1 | West | YES | 0.38666 | 25.3 | 0 | 126.5 |  | 1 | Wind | 1 | 0.40805 | 0 | 126.5 | 48.9121 | 126.5 |  |  | 0.40805 | 51.6186
11058 | PYRON_1G | 1 | West | YES | 0.38666 | 49.8 | 0 | 249 |  | 1 | Wind | 1 | 0.40805 | 0 | 249 | 96.2776 | 249 |  |  | 0.40805 | 101.605
11059 | INADALE_1G | 1 | West | YES | 0.38666 | 39.4 | 0 | 197 |  | 1 | Wind | 1 | 0.40805 | 0 | 197 | 76.1714 | 197 |  |  | 0.40805 | 80.3863
Note on AL4: Zonal Cap - Zonal Impact

## Distributed Slack - Bound Gen
Number of Bus | Name of Bus | ID | Area Name of Gen | AGC | P Sensitivity of Bus | Gen MW | Min MW | Max MW | V Sensitivity of Bus | Set Volt | Tech Type | Zone Impact | Zone Correlation | Inc Max | Dec Max | Souce S.F. Weighting | Souce Capacity | Sink S.F. Weighting | Sink Capacity | PTDF Calc | PTDF Weighting | max of zone correlation | 0.081202 |  |  | Neg PTDF weight | Pos PTDF weight
6100 | OKLA7A | EQ | West | YES | 0.059807 | 50 | -220 | 220 | 0 | 1.035 | DCTie | 1 | 0.081202 | 0 | 0 | 0 | 0 |  |  | 0.081202 | 0 |  |  |  |  | 0 | 0
6752 | OKLA0A | 1 | West | YES | 0.059807 | 649.7 | 175 | 649.7 | 0 | 1.035 | LIGCO | 1 | 0.081202 | 0 | 649.7 | 38.8566 | 649.7 |  |  | 0.081202 | 52.7572 |  |  |  |  | 0 | 0
60081 | WHRLWIND1A | 1 | West | YES | 0.16098 | 12 | 0 | 60 | 0 | 1.03 | Wind | 1 | 0.18238 | 0 | 60 | 9.659 | 60 |  |  | 0.18238 | 10.9427 |  |  |  |  | 0 | 0
8032 | AMISTADHYD1 | 1 | South | YES | 0.071176 | 33 | 13 | 33 | 0 | 1.03 | Hydro | -1 | 0.19087 | 0 | 0 |  |  |  |  | -0.19087 | 0 |  |  | Weighted Shift Factors |  | 0 | 0
8033 | AMISTADHYD2 | 2 | South | YES | 0.071176 | 25 | 13 | 25 | 0 | 1.03 | Hydro | -1 | 0.19087 | 0 | 0 |  |  |  |  | -0.19087 | 0 |  |  | West | 0.26205 | 0 | 0
88253 | HAMILTON | F | South | YES | 0.071176 | 0 | 0 | 0 | 0 | 1.04 | BLT | -1 | 0.19087 | 0 | 0 |  |  |  |  | -0.19087 | 0 |  |  | North | -0.021395 | 0 | 0
6407 | TURKTRAK1A | 1 | West | YES | 0.17364 | 33.9 | 0 | 169.5 | 0 | 1.025 | Wind | 1 | 0.19503 | 0 | 169.5 | 29.4313 | 169.5 |  |  | 0.19503 | 33.0578 |  |  |  |  | 0 | 0
60057 | CALLAHAN1A | 1 | West | YES | 0.17563 | 22.8 | 0 | 114 |  | 1.04 | Wind | 1 | 0.19702 | 0 | 114 | 20.0216 | 114 |  |  | 0.19702 | 22.4607 | North |  |  |  | 0 | 0
8262 | ELPS | 1 | South | YES | 0.05158 | 6 | 6 | 6 | 0 | 1.15 | Hydro | -1 | 0.21047 | 0 | 0 |  |  |  |  | -0.21047 | 0 | Line Rating |  | 1072 |  | 0 | 0
60072 | HHOLLOW41A | 1 | West | YES | 0.20099 | 23 | 0 | 115 | 0 | 1.025 | Wind | 1 | 0.22238 | 0 | 115 | 23.1136 | 115 |  |  | 0.22238 | 25.5741 | Impact Counter to Zone: |  | 0 |  | 0 | 0
60058 | BUFF_GAP1A | 1 | West | YES | 0.20099 | 24 | 0 | 120 |  | 1 | Wind | 1 | 0.22238 | 0 | 120 | 24.1186 | 120 |  |  | 0.22238 | 26.686 |  |  | 0% |  | 0 | 0
60063 | BUFF_GAP1B | 1 | West | YES | 0.20099 | 34 | 0 | 170.2 | 0 | 1.02 | Wind | 1 | 0.22238 | 0 | 170.2 | 34.2082 | 170.2 |  |  | 0.22238 | 37.8496 |  |  |  |  | 0 | 0
60068 | HHOLLOW21A | 1 | West | YES | 0.20099 | 36.8 | 0 | 184 | 0 | 1.025 | Wind | 1 | 0.22238 | 0 | 184 | 36.9818 | 184 |  |  | 0.22238 | 40.9185 | West |  |  |  | 0 | 0
60066 | H_HOLLOW1A | 1 | West | YES | 0.20099 | 44.4 | 0 | 222 | 0 | 1.005 | Wind | 1 | 0.22238 | 0 | 222 | 44.6193 | 222 |  |  | 0.22238 | 49.3691 | Line Rating |  | 1072 |  | 0 | 0
60070 | HHOLLOW31A | 1 | West | YES | 0.20099 | 44.8 | 0 | 224 | 0 | 1.025 | Wind | 1 | 0.22238 | 0 | 224 | 45.0213 | 224 |  |  | 0.22238 | 49.8139 | Impact Counter to Zone: |  | 0 |  | 0 | 0
60060 | CIRELLO | 1 | West | YES | 0.20099 | 46.6 | 0 | 233 | 0 | 1 | Wind | 1 | 0.22238 | 0 | 233 | 46.8302 | 233 |  |  | 0.22238 | 51.8153 |  |  | 0% |  | 0 | 0
6144 | MCADOO1A | 1 | West | YES | 0.21053 | 15 | 0 | 150 | 0 | 1.025 | Wind | 1 | 0.23193 | 0 | 150 | 31.5798 | 150 |  |  | 0.23193 | 34.7891 |  |  |  |  | 0 | 0
60202 | FRNDDRCS | F | West | YES | 0.21466 | 0 | 0 | 0 | 0 | 0.9985 | AVR | 1 | 0.23606 | 0 | 0 | 0 | 0 |  |  | 0.23606 | 0 |  |  |  |  | 0 | 0
1354 | AEPWIND_8 | 1 | West | YES | 0.21888 | 20.2 | 0 | 101 |  | 1 | Wind | 1 | 0.24027 | 0 | 101 | 22.1065 | 101 |  |  | 0.24027 | 24.2674 |  |  |  |  | 0 | 0
1343 | TRENTIPP_8 | 1 | West | YES | 0.21888 | 30 | 0 | 150 |  | 1.014 | Wind | 1 | 0.24027 | 0 | 150 | 32.8314 | 150 |  |  | 0.24027 | 36.0407 |  |  |  |  | 0 | 0
1643 | SLSTR1PP_1G | 1 | North | YES | 0.018709 | 6 | 0 | 60 | 0 | 1.022 | Wind | -1 | 0.24334 | 0 | 60 |  |  | 0 | 0 | -0.24334 | 0 |  |  |  |  | 0 | 0
58909 | PEARSALLSCG1 | 3 | South | YES | 0.010929 | 0 | 0 | 8.4 |  | 1.027 | Diesel | -1 | 0.25112 | 8.4 | 8.4 |  |  |  |  | -0.25112 | -2.1094 |  |  |  |  | 0 | 0
58909 | PEARSALLSCG1 | 4 | South | YES | 0.010929 | 0 | 0 | 8.4 |  | 1.027 | Diesel | -1 | 0.25112 | 8.4 | 8.4 |  |  |  |  | -0.25112 | -2.1094 |  |  |  |  | 0 | 0
58909 | PEARSALLSCG1 | 6 | South | YES | 0.010929 | 0 | 0 | 8.4 |  | 1.027 | Diesel | -1 | 0.25112 | 8.4 | 8.4 |  |  |  |  | -0.25112 | -2.1094 |  |  |  |  | 0 | 0
58909 | PEARSALLSCG1 | 5 | South | YES | 0.010929 | 0 | 0 | 8.4 |  | 1.027 | Diesel | -1 | 0.25112 | 8.4 | 8.4 |  |  |  |  | -0.25112 | -2.1094 |  |  |  |  | 0 | 0
58909 | PEARSALLSCG1 | 1 | South | YES | 0.010929 | 0 | 0 | 8.4 |  | 1.027 | Diesel | -1 | 0.25112 | 8.4 | 8.4 |  |  |  |  | -0.25112 | -2.1094 |  |  |  |  | 0 | 0
58909 | PEARSALLSCG1 | 2 | South | YES | 0.010929 | 0 | 0 | 8.4 |  | 1.027 | Diesel | -1 | 0.25112 | 8.4 | 8.4 |  |  |  |  | -0.25112 | -2.1094 |  |  |  |  | 0 | 0
58919 | PEARSALLSCG2 | 5 | South | YES | 0.010929 | 0 | 0 | 8.4 |  | 1.027 | Diesel | -1 | 0.25112 | 8.4 | 8.4 |  |  |  |  | -0.25112 | -2.1094 |  |  |  |  | 0 | 0
58919 | PEARSALLSCG2 | 6 | South | YES | 0.010929 | 0 | 0 | 8.4 |  | 1.027 | Diesel | -1 | 0.25112 | 8.4 | 8.4 |  |  |  |  | -0.25112 | -2.1094 |  |  |  |  | 0 | 0
58919 | PEARSALLSCG2 | 1 | South | YES | 0.010929 | 0 | 0 | 8.4 |  | 1.027 | Diesel | -1 | 0.25112 | 8.4 | 8.4 |  |  |  |  | -0.25112 | -2.1094 |  |  |  |  | 0 | 0
58919 | PEARSALLSCG2 | 2 | South | YES | 0.010929 | 0 | 0 | 8.4 |  | 1.027 | Diesel | -1 | 0.25112 | 8.4 | 8.4 |  |  |  |  | -0.25112 | -2.1094 |  |  |  |  | 0 | 0
58919 | PEARSALLSCG2 | 4 | South | YES | 0.010929 | 0 | 0 | 8.4 |  | 1.027 | Diesel | -1 | 0.25112 | 8.4 | 8.4 |  |  |  |  | -0.25112 | -2.1094 |  |  |  |  | 0 | 0
58919 | PEARSALLSCG2 | 3 | South | YES | 0.010929 | 0 | 0 | 8.4 |  | 1.027 | Diesel | -1 | 0.25112 | 8.4 | 8.4 |  |  |  |  | -0.25112 | -2.1094 |  |  |  |  | 0 | 0
58929 | PEARSALLSCG3 | 4 | South | YES | 0.010929 | 0 | 0 | 8.4 |  | 1.027 | Diesel | -1 | 0.25112 | 8.4 | 8.4 |  |  |  |  | -0.25112 | -2.1094 |  |  |  |  | 0 | 0
58929 | PEARSALLSCG3 | 6 | South | YES | 0.010929 | 0 | 0 | 8.4 |  | 1.027 | Diesel | -1 | 0.25112 | 8.4 | 8.4 |  |  |  |  | -0.25112 | -2.1094 |  |  |  |  | 0 | 0
58929 | PEARSALLSCG3 | 2 | South | YES | 0.010929 | 0 | 0 | 8.4 |  | 1.027 | Diesel | -1 | 0.25112 | 8.4 | 8.4 |  |  |  |  | -0.25112 | -2.1094 |  |  |  |  | 0 | 0
58929 | PEARSALLSCG3 | 5 | South | YES | 0.010929 | 0 | 0 | 8.4 |  | 1.027 | Diesel | -1 | 0.25112 | 8.4 | 8.4 |  |  |  |  | -0.25112 | -2.1094 |  |  |  |  | 0 | 0
58929 | PEARSALLSCG3 | 1 | South | YES | 0.010929 | 0 | 0 | 8.4 |  | 1.027 | Diesel | -1 | 0.25112 | 8.4 | 8.4 |  |  |  |  | -0.25112 | -2.1094 |  |  |  |  | 0 | 0
58929 | PEARSALLSCG3 | 3 | South | YES | 0.010929 | 0 | 0 | 8.4 |  | 1.027 | Diesel | -1 | 0.25112 | 8.4 | 8.4 |  |  |  |  | -0.25112 | -2.1094 |  |  |  |  | 0 | 0
58949 | PEARSALLSCG4 | 3 | South | YES | 0.010929 | 0 | 0 | 8.4 |  | 1.027 | Diesel | -1 | 0.25112 | 8.4 | 8.4 |  |  |  |  | -0.25112 | -2.1094 |  |  |  |  | 0 | 0
58949 | PEARSALLSCG4 | 2 | South | YES | 0.010929 | 0 | 0 | 8.4 |  | 1.027 | Diesel | -1 | 0.25112 | 8.4 | 8.4 |  |  |  |  | -0.25112 | -2.1094 |  |  |  |  | 0 | 0
58949 | PEARSALLSCG4 | 1 | South | YES | 0.010929 | 0 | 0 | 8.4 |  | 1.027 | Diesel | -1 | 0.25112 | 8.4 | 8.4 |  |  |  |  | -0.25112 | -2.1094 |  |  |  |  | 0 | 0
58949 | PEARSALLSCG4 | 4 | South | YES | 0.010929 | 0 | 0 | 8.4 |  | 1.027 | Diesel | -1 | 0.25112 | 8.4 | 8.4 |  |  |  |  | -0.25112 | -2.1094 |  |  |  |  | 0 | 0
58949 | PEARSALLSCG4 | 6 | South | YES | 0.010929 | 0 | 0 | 8.4 |  | 1.027 | Diesel | -1 | 0.25112 | 8.4 | 8.4 |  |  |  |  | -0.25112 | -2.1094 |  |  |  |  | 0 | 0
58949 | PEARSALLSCG4 | 5 | South | YES | 0.010929 | 0 | 0 | 8.4 |  | 1.027 | Diesel | -1 | 0.25112 | 8.4 | 8.4 |  |  |  |  | -0.25112 | -2.1094 |  |  |  |  | 0 | 0
7026 | L_INKSDA1_1Y | 1 | South | YES | 0.010896 | 0 | 0 | 13.7 |  | 1 | Hydro | -1 | 0.25115 | 0 | 0 |  |  |  |  | -0.25115 | 0 |  |  |  |  | 0 | 0
80265 | LARECU40A | 4 | South | YES | 0.008864 | 80 | 0 | 100 |  | 1.039 | GGT | -1 | 0.25318 | 100 | 100 |  |  |  |  | -0.25318 | -25.3185 |  |  |  |  | 0 | 0
80266 | LARECU50A | 5 | South | YES | 0.008864 | 80 | 0 | 100 |  | 1.039 | GGT | -1 | 0.25318 | 100 | 100 |  |  |  |  | -0.25318 | -25.3185 |  |  |  |  | 0 | 0
80012 | LAR | F | South | YES | 0.008861 | 0 | 0 | 0 | 0 | 1.04 | DCTie | -1 | 0.25319 | 0 | 0 |  |  |  |  | -0.25319 | 0 |  |  |  |  | 0 | 0
5891 | PEARSALLGEN2 | 1 | South | YES | 0.008246 | 19.4 | 6 | 24.3 | 0 | 1.0226 | GST | -1 | 0.2538 | 24.3 | 24.3 |  |  |  |  | -0.2538 | -6.1674 |  |  |  |  | 0 | 0
5890 | PEARSALLGEN1 | 1 | South | YES | 0.008246 | 19.2 | 6 | 24 | 0 | 1.0226 | GST | -1 | 0.2538 | 24 | 24 |  |  |  |  | -0.2538 | -6.0913 |  |  |  |  | 0 | 0
5892 | PEARSALLGEN3 | 1 | South | YES | 0.008246 | 19.1 | 6 | 23.9 | 0 | 1.0226 | GST | -1 | 0.2538 | 23.9 | 23.9 |  |  |  |  | -0.2538 | -6.0659 |  |  |  |  | 0 | 0
7000 | L_FERGUS1_1Y | 1 | South | YES | 0.006931 | 400 | 65 | 423.3 | 0 | 1.015 | GSC | -1 | 0.25512 | 423.3 | 423.3 |  |  |  |  | -0.25512 | -107.9912 |  |  |  |  | 0 | 0
7022 | L_BUCHAN1_1Y | 1 | South | YES | 0.006878 | 0 | 0 | 18 |  | 1 | Hydro | -1 | 0.25517 | 0 | 0 |  |  |  |  | -0.25517 | 0 |  |  |  |  | 0 | 0
7023 | L_BUCHAN1_2Y | 2 | South | YES | 0.006878 | 0 | 0 | 18 |  | 1 | Hydro | -1 | 0.25517 | 0 | 0 |  |  |  |  | -0.25517 | 0 |  |  |  |  | 0 | 0
7024 | L_BUCHAN1_3Y | 3 | South | YES | 0.006878 | 0 | 0 | 15 |  | 1 | Hydro | -1 | 0.25517 | 0 | 0 |  |  |  |  | -0.25517 | 0 |  |  |  |  | 0 | 0
7035 | L_WIRTZ_1G1Y | 1 | South | YES | 0.006273 | 0 | 0 | 29 |  | 1 | Hydro | -1 | 0.25578 | 0 | 0 |  |  |  |  | -0.25578 | 0 |  |  |  |  | 0 | 0
7036 | L_WIRTZ_1G2Y | 2 | South | YES | 0.006273 | 0 | 0 | 29.7 |  | 1 | Hydro | -1 | 0.25578 | 0 | 0 |  |  |  |  | -0.25578 | 0 |  |  |  |  | 0 | 0
88299 | ZAPATA | F | South | YES | 0.004711 | 0 | 0 | 0 | 0 | 1.02 | BLT | -1 | 0.25734 | 0 | 0 |  |  |  |  | -0.25734 | 0 |  |  |  |  | 0 | 0
7028 | L_MARBFA1_1Y | 1 | South | YES | 0.004336 | 0 | 0 | 18 |  | 1 | Hydro | -1 | 0.25771 | 0 | 0 |  |  |  |  | -0.25771 | 0 |  |  |  |  | 0 | 0
7029 | L_MARBFA1_2Y | 2 | South | YES | 0.004336 | 0 | 0 | 18 |  | 1 | Hydro | -1 | 0.25771 | 0 | 0 |  |  |  |  | -0.25771 | 0 |  |  |  |  | 0 | 0
5728 | FALCONHYDRO2 | 2 | South | YES | 0.001897 | 12 | 0 | 12 | 0 | 1.0234 | Hydro | -1 | 0.26015 | 0 | 0 |  |  |  |  | -0.26015 | 0 |  |  |  |  | 0 | 0
5729 | FALCONHYDRO3 | 3 | South | YES | 0.001897 | 11 | 0 | 11 | 0 | 1.0234 | Hydro | -1 | 0.26015 | 0 | 0 |  |  |  |  | -0.26015 | 0 |  |  |  |  | 0 | 0
8048 | FALCONHYDRO1 | 1 | South | YES | 0.001897 | 12 | 0 | 12 | 0 | 1.0234 | Hydro | -1 | 0.26015 | 0 | 0 |  |  |  |  | -0.26015 | 0 |  |  |  |  | 0 | 0
88508 | FALFURRI | F | South | YES | 0.001447 | 0 | 0 | 0 | 0 | 1 | AVR | -1 | 0.2606 | 0 | 0 |  |  |  |  | -0.2606 | 0 |  |  |  |  | 0 | 0
5934 | SI_RAY5 | 5 | South | YES | 0 | 0 | 10 | 15 |  | 1.035 | GST | -1 | 0.26205 | 15 | 15 |  |  |  |  | -0.26205 | -3.9307 |  |  |  |  | 0 | 0
8139 | JOS #1 | MB | South | YES | 0 | 0 | 45 | 255 |  | 1.02 | GST | -1 | 0.26205 | 0 | 0 |  |  |  |  | -0.26205 | 0 |  |  |  |  | 0 | 0
8285 | LAR #1 | MB | South | YES | 0 | 0 | 9 | 32 |  | 1.0497 | GST | -1 | 0.26205 | 0 | 0 |  |  |  |  | -0.26205 | 0 |  |  |  |  | 0 | 0
8287 | LAR #2 | MB | South | YES | 0 | 0 | 9 | 32 |  | 1.04 | GST | -1 | 0.26205 | 0 | 0 |  |  |  |  | -0.26205 | 0 |  |  |  |  | 0 | 0
8288 | LAR #3 | MB | South | YES | 0 | 0 | 25 | 105 |  | 1.04 | GST | -1 | 0.26205 | 0 | 0 |  |  |  |  | -0.26205 | 0 |  |  |  |  | 0 | 0
8388 | BATES0A | MB | South | YES | 0 | 0 | 21 | 71 |  | 1.033 | GST | -1 | 0.26205 | 0 | 0 |  |  |  |  | -0.26205 | 0 |  |  |  |  | 0 | 0
8393 | BATES0B | MB | South | YES | 0 | 0 | 25 | 110 |  | 1.03 | GST | -1 | 0.26205 | 0 | 0 |  |  |  |  | -0.26205 | 0 |  |  |  |  | 0 | 0
8437 | NUECES_B0C | MB | South | YES | 0 | 0 | 7 | 30 |  | 1.03 | GST | -1 | 0.26205 | 0 | 0 |  |  |  |  | -0.26205 | 0 |  |  |  |  | 0 | 0
8438 | NUECES_B0B | MB | South | YES | 0 | 0 | 26 | 169 |  | 1.03 | GST | -1 | 0.26205 | 0 | 0 |  |  |  |  | -0.26205 | 0 |  |  |  |  | 0 | 0
39190 | TNSLCGN1__8 | 1 | Houston | YES | 0 | 0 | 10 | 30 |  | 1.03 | Cogen | -1 | 0.26205 | 0 | 0 |  |  |  |  | -0.26205 | 0 |  |  |  |  | 0 | 0
5265 | LEON_LCP4G4 | 4 | South | YES | -0.000447 | 89 | 25 | 89 | 0 | 1.0197 | GST | -1 | 0.2625 | 89 | 89 |  |  |  |  | -0.2625 | -23.3621 |  |  |  |  | 0 | 0
5264 | LEON_LCP3G3 | 3 | South | YES | -0.000447 | 0 | 20 | 58 |  | 1.0197 | GST | -1 | 0.2625 | 58 | 58 |  |  |  |  | -0.2625 | -15.2247 |  |  |  |  | 0 | 0
5269 | LEON_LCPCT4 | 4 | South | YES | -0.000447 | 45 | 24 | 45 | 0 | 1.0197 | GGT | -1 | 0.2625 | 45 | 45 |  |  |  |  | -0.2625 | -11.8123 |  |  |  |  | 0 | 0
5266 | LEON_LCPCT1 | 1 | South | YES | -0.000447 | 44 | 24 | 44 | 0 | 1.0197 | GGT | -1 | 0.2625 | 44 | 44 |  |  |  |  | -0.2625 | -11.5498 |  |  |  |  | 0 | 0
5267 | LEON_LCPCT2 | 2 | South | YES | -0.000447 | 44 | 24 | 44 | 0 | 1.0197 | GGT | -1 | 0.2625 | 44 | 44 |  |  |  |  | -0.2625 | -11.5498 |  |  |  |  | 0 | 0
5268 | LEON_LCPCT3 | 3 | South | YES | -0.000447 | 43 | 24 | 43 | 0 | 1.0197 | GGT | -1 | 0.2625 | 43 | 43 |  |  |  |  | -0.2625 | -11.2873 |  |  |  |  | 0 | 0
5028 | BRAUNIG_VHB3 | 3 | South | YES | -0.000908 | 407 | 60 | 407 | 0 | 1.0138 | GST | -1 | 0.26296 | 407 | 407 |  |  |  |  | -0.26296 | -107.0233 |  |  |  |  | 0 | 0
7031 | L_MARSFO1G1Y | 1 | South | YES | -0.001034 | 0 | 0 | 36 |  | 1 | Hydro | -1 | 0.26308 | 0 | 0 |  |  |  |  | -0.26308 | 0 |  |  |  |  | 0 | 0
7032 | L_MARSFO1G2Y | 2 | South | YES | -0.001034 | 0 | 0 | 35 |  | 1 | Hydro | -1 | 0.26308 | 0 | 0 |  |  |  |  | -0.26308 | 0 |  |  |  |  | 0 | 0
7033 | L_MARSFO1G3Y | 3 | South | YES | -0.001034 | 0 | 0 | 36 |  | 1 | Hydro | -1 | 0.26308 | 0 | 0 |  |  |  |  | -0.26308 | 0 |  |  |  |  | 0 | 0
8935 | FGNTS201 | 3 | South | YES | -0.001044 | 173 | 0 | 173 | 0 | 1.03 | CC | -1 | 0.26309 | 173 | 173 |  |  |  |  | -0.26309 | -45.515 |  |  |  |  | 0 | 0
8934 | FGNTS101 | 2 | South | YES | -0.001044 | 147.9 | 0 | 147.9 | 0 | 1.03 | CC | -1 | 0.26309 | 147.9 | 147.9 |  |  |  |  | -0.26309 | -38.9114 |  |  |  |  | 0 | 0
8933 | FGNTS001 | 1 | South | YES | -0.001044 | 146.5 | 0 | 146.5 | 0 | 1.03 | CC | -1 | 0.26309 | 146.5 | 146.5 |  |  |  |  | -0.26309 | -38.5431 |  |  |  |  | 0 | 0
5027 | BRAUNIG_VHB2 | 2 | South | YES | -0.001046 | 216 | 40 | 216 | 0 | 1.0192 | GST | -1 | 0.26309 | 216 | 216 |  |  |  |  | -0.26309 | -56.8284 |  |  |  |  | 0 | 0
5026 | BRAUNIG_VHB1 | 1 | South | YES | -0.001046 | 215 | 40 | 215 | 0 | 1.0192 | GST | -1 | 0.26309 | 215 | 215 |  |  |  |  | -0.26309 | -56.5653 |  |  |  |  | 0 | 0
5396 | CALAVER_OWS1 | 1 | South | YES | -0.001055 | 418 | 80 | 418 | 0 | 1.0192 | GST | -1 | 0.2631 | 418 | 418 |  |  |  |  | -0.2631 | -109.9773 |  |  |  |  | 0 | 0
5397 | CALAVER_OWS2 | 2 | South | YES | -0.001055 | 400 | 80 | 400 | 0 | 1.0192 | GST | -1 | 0.2631 | 400 | 400 |  |  |  |  | -0.2631 | -105.2414 |  |  |  |  | 0 | 0
88198 | BEEVILLE | F | South | YES | -0.001078 | 0 | 0 | 0 | 0 | 1.02 | AVR | -1 | 0.26313 | 0 | 0 |  |  |  |  | -0.26313 | 0 |  |  |  |  | 0 | 0
5111 | CALAVER_JTD1 | 1 | South | YES | -0.001142 | 430 | 80 | 430 | 0 | 1.0138 | LIGCO | -1 | 0.26319 | 0 | 430 |  |  |  |  | -0.26319 | 0 |  |  |  |  | 0 | 0
5112 | CALAVER_JTD2 | 2 | South | YES | -0.001142 | 430 | 80 | 430 | 0 | 1.0138 | LIGCO | -1 | 0.26319 | 0 | 430 |  |  |  |  | -0.26319 | 0 |  |  |  |  | 0 | 0
5903 | SANMIGUELGEN | 1 | South | YES | -0.001368 | 396.3 | 180 | 396.3 | 0 | 1.0336 | LIGCO | -1 | 0.26342 | 0 | 396.3 |  |  |  |  | -0.26342 | 0 |  |  |  |  | 0 | 0
5439 | TUTTL_WBT4G4 | 4 | South | YES | -0.001443 | 151 | 40 | 151 | 0 | 1.012 | GST | -1 | 0.26349 | 151 | 151 |  |  |  |  | -0.26349 | -39.7872 |  |  |  |  | 0 | 0
5438 | TUTTL_WBT3G3 | 3 | South | YES | -0.001443 | 95 | 25 | 95 | 0 | 1.012 | GST | -1 | 0.26349 | 95 | 95 |  |  |  |  | -0.26349 | -25.0317 |  |  |  |  | 0 | 0
5436 | TUTTL_WBT1G1 | 1 | South | YES | -0.001443 | 48.8 | 20 | 61 | 0 | 1.012 | GST | -1 | 0.26349 | 61 | 61 |  |  |  |  | -0.26349 | -16.073 |  |  |  |  | 0 | 0
8983 | HECN3 | 3 | South | YES | -0.001539 | 171.9 | 0 | 171.9 | 0 | 1.0304 | CC | -1 | 0.26359 | 171.9 | 171.9 |  |  |  |  | -0.26359 | -45.3107 |  |  |  |  | 0 | 0
8981 | HECN1 | 1 | South | YES | -0.001539 | 144.8 | 0 | 144.8 | 0 | 1.0304 | CC | -1 | 0.26359 | 144.8 | 144.8 |  |  |  |  | -0.26359 | -38.1675 |  |  |  |  | 0 | 0
8982 | HECN2 | 2 | South | YES | -0.001539 | 144.1 | 0 | 144.1 | 0 | 1.0304 | CC | -1 | 0.26359 | 144.1 | 144.1 |  |  |  |  | -0.26359 | -37.983 |  |  |  |  | 0 | 0
8938 | MVGN#3 | 3 | South | YES | -0.00154 | 250.9 | 0 | 250.9 | 0 | 1.0304 | CC | -1 | 0.26359 | 250.9 | 250.9 |  |  |  |  | -0.26359 | -66.1344 |  |  |  |  | 0 | 0
8937 | MVGN#2 | 2 | South | YES | -0.00154 | 216.7 | 0 | 216.7 | 0 | 1.0304 | CC | -1 | 0.26359 | 216.7 | 216.7 |  |  |  |  | -0.26359 | -57.1196 |  |  |  |  | 0 | 0
8936 | MVGN#1 | 1 | South | YES | -0.00154 | 216.6 | 0 | 216.6 | 0 | 1.0304 | CC | -1 | 0.26359 | 216.6 | 216.6 |  |  |  |  | -0.26359 | -57.0933 |  |  |  |  | 0 | 0
5477 | BRA_AVR1_ST | 1 | South | YES | -0.001564 | 174 | 138 | 174 | 0 | 1.025 | CC | -1 | 0.26361 | 174 | 174 |  |  |  |  | -0.26361 | -45.8686 |  |  |  |  | 0 | 0
5476 | BRA_AVR1_CT1 | 1 | South | YES | -0.001564 | 155 | 90 | 155 | 0 | 1.025 | CC | -1 | 0.26361 | 155 | 155 |  |  |  |  | -0.26361 | -40.8599 |  |  |  |  | 0 | 0
5478 | BRA_AVR1_CT2 | 1 | South | YES | -0.001564 | 155 | 90 | 155 | 0 | 1.025 | CC | -1 | 0.26361 | 155 | 155 |  |  |  |  | -0.26361 | -40.8599 |  |  |  |  | 0 | 0
5401 | CALAVER_JKS1 | 1 | South | YES | -0.001701 | 562 | 100 | 562 | 0 | 1.026 | LIGCO | -1 | 0.26375 | 0 | 562 |  |  |  |  | -0.26375 | 0 |  |  |  |  | 0 | 0
5935 | SI_RAY10 | 10 | South | YES | -0.00175 | 47 | 10 | 47 | 0 | 1.03 | CC | -1 | 0.2638 | 47 | 47 |  |  |  |  | -0.2638 | -12.3985 |  |  |  |  | 0 | 0
5932 | SI_RAY9 | 9 | South | YES | -0.00175 | 32 | 32 | 38 | 0 | 1.035 | CC | -1 | 0.2638 | 38 | 38 |  |  |  |  | -0.2638 | -10.0243 |  |  |  |  | 0 | 0
5933 | SI_RAY6 | 6 | South | YES | -0.00175 | 15.4 | 10 | 19.3 | 0 | 1.035 | GST | -1 | 0.2638 | 19.3 | 19.3 |  |  |  |  | -0.2638 | -5.0913 |  |  |  |  | 0 | 0
80003 | MILHWYS | F | South | YES | -0.00175 | 0 | 0 | 0 | 0 | 1.0168 | AVR | -1 | 0.2638 | 0 | 0 |  |  |  |  | -0.2638 | 0 |  |  |  |  | 0 | 0
8517 | CELANEBI0A | 1 | South | YES | -0.001861 | 29 | 0 | 29 | 0 | 1.02 | Cogen | -1 | 0.26391 | 0 | 0 |  |  |  |  | -0.26391 | 0 |  |  |  |  | 0 | 0
80080 | GWINDT11A | 3 | South | YES | -0.001881 | 0 | 0 | 38 | 0 | 1.025 | Wind | -1 | 0.26393 | 0 | 38 |  |  |  |  | -0.26393 | 0 |  |  |  |  | 0 | 0
80080 | GWINDT11A | 4 | South | YES | -0.001881 | 3.8 | 0 | 19 | 0 | 1.025 | Wind | -1 | 0.26393 | 0 | 19 |  |  |  |  | -0.26393 | 0 |  |  |  |  | 0 | 0
80080 | GWINDT11A | 2 | South | YES | -0.001881 | 0 | 0 | 41 | 0 | 1.025 | Wind | -1 | 0.26393 | 0 | 41 |  |  |  |  | -0.26393 | 0 |  |  |  |  | 0 | 0
80080 | GWINDT11A | 1 | South | YES | -0.001881 | 28.2 | 0 | 94 | 0 | 1.025 | Wind | -1 | 0.26393 | 0 | 94 |  |  |  |  | -0.26393 | 0 |  |  |  |  | 0 | 0
80081 | GWINDT21A | 4 | South | YES | -0.001881 | 4.4 | 0 | 22 | 0 | 1.025 | Wind | -1 | 0.26393 | 0 | 22 |  |  |  |  | -0.26393 | 0 |  |  |  |  | 0 | 0
80081 | GWINDT21A | 1 | South | YES | -0.001881 | 28.2 | 0 | 94 | 0 | 1.025 | Wind | -1 | 0.26393 | 0 | 94 |  |  |  |  | -0.26393 | 0 |  |  |  |  | 0 | 0
80081 | GWINDT21A | 3 | South | YES | -0.001881 | 8.6 | 0 | 43 | 0 | 1.025 | Wind | -1 | 0.26393 | 0 | 43 |  |  |  |  | -0.26393 | 0 |  |  |  |  | 0 | 0
80081 | GWINDT21A | 2 | South | YES | -0.001881 | 7.2 | 0 | 36 | 0 | 1.025 | Wind | -1 | 0.26393 | 0 | 36 |  |  |  |  | -0.26393 | 0 |  |  |  |  | 0 | 0
80180 | PNSCALT11A | 2 | South | YES | -0.001881 | 10 | 0 | 50 | 0 | 1.025 | Wind | -1 | 0.26393 | 0 | 50 |  |  |  |  | -0.26393 | 0 |  |  |  |  | 0 | 0
80180 | PNSCALT11A | 1 | South | YES | -0.001881 | 43.8 | 0 | 148 | 0 | 1.025 | Wind | -1 | 0.26393 | 0 | 148 |  |  |  |  | -0.26393 | 0 |  |  |  |  | 0 | 0
80181 | PNSCALT21A | 2 | South | YES | -0.001881 | 10 | 0 | 50 | 0 | 1.025 | Wind | -1 | 0.26393 | 0 | 50 |  |  |  |  | -0.26393 | 0 |  |  |  |  | 0 | 0
80181 | PNSCALT21A | 1 | South | YES | -0.001881 | 16.5 | 0 | 55 | 0 | 1.025 | Wind | -1 | 0.26393 | 0 | 55 |  |  |  |  | -0.26393 | 0 |  |  |  |  | 0 | 0
8461 | KOCH_UP0A | 1 | South | YES | -0.001963 | 38 | 0 | 38 | 0 | 1.012 | Cogen | -1 | 0.26401 | 0 | 0 |  |  |  |  | -0.26401 | 0 |  |  |  |  | 0 | 0
8506 | VAL #1 | 1 | South | YES | -0.001997 | 20.9 | 0 | 25 | 0 | 1.0055 | Cogen | -1 | 0.26405 | 0 | 0 |  |  |  |  | -0.26405 | 0 |  |  |  |  | 0 | 0
8507 | VAL #2 | 2 | South | YES | -0.001997 | 20.9 | 0 | 25 | 0 | 1.0055 | Cogen | -1 | 0.26405 | 0 | 0 |  |  |  |  | -0.26405 | 0 |  |  |  |  | 0 | 0
8511 | OXY_CC0A | 1 | South | YES | -0.001997 | 30.3 | 0 | 38 | 0 | 1.027 | Cogen | -1 | 0.26405 | 0 | 0 |  |  |  |  | -0.26405 | 0 |  |  |  |  | 0 | 0
80263 | B_DAVIS31A | 3 | South | YES | -0.00205 | 0 | 0 | 180 |  | 1.0366 | CC | -1 | 0.2641 | 180 | 180 |  |  |  |  | -0.2641 | -47.5377 |  |  |  |  | 0 | 0
80264 | B_DAVIS41A | 4 | South | YES | -0.00205 | 0 | 0 | 180 |  | 1.0366 | CC | -1 | 0.2641 | 180 | 180 |  |  |  |  | -0.2641 | -47.5377 |  |  |  |  | 0 | 0
8459 | B_DAVIS0B | MB | South | YES | -0.00205 | 0 | 50 | 339 |  | 1.03 | GSC | -1 | 0.2641 | 0 | 0 |  |  |  |  | -0.2641 | 0 |  |  |  |  | 0 | 0
8460 | B_DAVIS0A | MB | South | YES | -0.00205 | 0 | 50 | 340 |  | 1.03 | GSC | -1 | 0.2641 | 0 | 0 |  |  |  |  | -0.2641 | 0 |  |  |  |  | 0 | 0
8456 | COSW#1 | 1 | South | YES | -0.002064 | 20 | 0 | 20 | 0 | 1.027 | Cogen | -1 | 0.26411 | 0 | 0 |  |  |  |  | -0.26411 | 0 |  |  |  |  | 0 | 0
8457 | COSW#2 | 2 | South | YES | -0.002064 | 14 | 0 | 14 | 0 | 1.027 | Cogen | -1 | 0.26411 | 0 | 0 |  |  |  |  | -0.26411 | 0 |  |  |  |  | 0 | 0
8560 | CNOPGT1 | 1 | South | YES | -0.002076 | 148.3 | 0 | 148.3 | 0 | 1.03 | Cogen | -1 | 0.26412 | 0 | 0 |  |  |  |  | -0.26412 | 0 |  |  |  |  | 0 | 0
8561 | CNOPGT2 | 2 | South | YES | -0.002076 | 148.6 | 0 | 148.6 | 0 | 1.03 | Cogen | -1 | 0.26412 | 0 | 0 |  |  |  |  | -0.26412 | 0 |  |  |  |  | 0 | 0
8562 | CNOPST1 | 3 | South | YES | -0.002076 | 153 | 0 | 153 | 0 | 1.03 | Cogen | -1 | 0.26412 | 0 | 0 |  |  |  |  | -0.26412 | 0 |  |  |  |  | 0 | 0
8442 | NBEC7 | 7 | South | YES | -0.002079 | 0 | 81 | 367 |  | 1.0298 | GST | -1 | 0.26413 | 367 | 367 |  |  |  |  | -0.26413 | -96.9348 |  |  |  |  | 0 | 0
8442 | NBEC7 | MB | South | YES | -0.002079 | 0 | 81 | 367 |  | 1.0298 | GST | -1 | 0.26413 | 0 | 0 |  |  |  |  | -0.26413 | 0 |  |  |  |  | 0 | 0
7487 | L_CANYHY8_1Y | 1 | South | YES | -0.00221 | 0 | 0 | 6 |  | 1 | Hydro | -1 | 0.26426 | 0 | 0 |  |  |  |  | -0.26426 | 0 |  |  |  |  | 0 | 0
7609 | L_SCHUMA8_1Y | 1 | South | YES | -0.002275 | 0 | 0 | 4 |  | 1 | Hydro | -1 | 0.26432 | 0 | 0 |  |  |  |  | -0.26432 | 0 |  |  |  |  | 0 | 0
8926 | LGE_GT10A | 1 | South | YES | -0.002316 | 158 | 0 | 158 | 0 | 1.03 | Cogen | -1 | 0.26436 | 0 | 0 |  |  |  |  | -0.26436 | 0 |  |  |  |  | 0 | 0
8927 | LGE_GT20A | 2 | South | YES | -0.002316 | 153 | 0 | 153 | 0 | 1.03 | Cogen | -1 | 0.26436 | 0 | 0 |  |  |  |  | -0.26436 | 0 |  |  |  |  | 0 | 0
8928 | LGE_STG0A | 3 | South | YES | -0.002316 | 100 | 0 | 100 | 0 | 1.03 | Cogen | -1 | 0.26436 | 0 | 0 |  |  |  |  | -0.26436 | 0 |  |  |  |  | 0 | 0
8930 | ICPGN10A | 1 | South | YES | -0.002316 | 149 | 0 | 149 | 0 | 1.03 | Cogen | -1 | 0.26436 | 0 | 0 |  |  |  |  | -0.26436 | 0 |  |  |  |  | 0 | 0
8931 | ICPGN20A | 2 | South | YES | -0.002316 | 150 | 0 | 150 | 0 | 1.03 | Cogen | -1 | 0.26436 | 0 | 0 |  |  |  |  | -0.26436 | 0 |  |  |  |  | 0 | 0
8932 | ICPGN30A | 3 | South | YES | -0.002316 | 127 | 0 | 127 | 0 | 1.03 | Cogen | -1 | 0.26436 | 0 | 0 |  |  |  |  | -0.26436 | 0 |  |  |  |  | 0 | 0
80223 | REYSHR G | 1 | South | YES | -0.002316 | 12 | 0 | 12 | 0 | 1.032 | Cogen | -1 | 0.26436 | 0 | 0 |  |  |  |  | -0.26436 | 0 |  |  |  |  | 0 | 0
8161 | COLETO0A | 1 | South | YES | -0.002377 | 633 | 200 | 633 | 0 | 1.03 | LIGCO | -1 | 0.26443 | 0 | 633 |  |  |  |  | -0.26443 | 0 |  |  |  |  | 0 | 0
7805 | L_GUADGE1_6Y | 6 | South | YES | -0.002523 | 203 | 30 | 203 | 0 | 1.02 | CC | -1 | 0.26457 | 203 | 203 |  |  |  |  | -0.26457 | -53.708 |  |  |  |  | 0 | 0
7804 | L_GUADGE1_5Y | 5 | South | YES | -0.002523 | 182 | 30 | 182 | 0 | 1.02 | CC | -1 | 0.26457 | 182 | 182 |  |  |  |  | -0.26457 | -48.152 |  |  |  |  | 0 | 0
7803 | L_GUADGE1_4Y | 4 | South | YES | -0.002523 | 149 | 30 | 149 | 0 | 1.02 | CC | -1 | 0.26457 | 149 | 149 |  |  |  |  | -0.26457 | -39.4212 |  |  |  |  | 0 | 0
7800 | L_GUADGE1_1Y | 1 | South | YES | -0.002523 | 147 | 30 | 147 | 0 | 1.02 | CC | -1 | 0.26457 | 147 | 147 |  |  |  |  | -0.26457 | -38.892 |  |  |  |  | 0 | 0
7802 | L_GUADGE1_3Y | 3 | South | YES | -0.002523 | 146 | 30 | 146 | 0 | 1.02 | CC | -1 | 0.26457 | 146 | 146 |  |  |  |  | -0.26457 | -38.6274 |  |  |  |  | 0 | 0
7801 | L_GUADGE1_2Y | 2 | South | YES | -0.002523 | 138 | 30 | 138 | 0 | 1.02 | CC | -1 | 0.26457 | 138 | 138 |  |  |  |  | -0.26457 | -36.5109 |  |  |  |  | 0 | 0
7605 | L_MCQUEE9_1Y | 1 | South | YES | -0.002612 | 0 | 0 | 2.4 |  | 1.025 | Hydro | -1 | 0.26466 | 0 | 0 |  |  |  |  | -0.26466 | 0 |  |  |  |  | 0 | 0
7605 | L_MCQUEE9_1Y | 2 | South | YES | -0.002612 | 0 | 0 | 2.4 |  | 1.025 | Hydro | -1 | 0.26466 | 0 | 0 |  |  |  |  | -0.26466 | 0 |  |  |  |  | 0 | 0
7605 | L_MCQUEE9_1Y | 3 | South | YES | -0.002612 | 0 | 0 | 2.8 |  | 1.025 | Hydro | -1 | 0.26466 | 0 | 0 |  |  |  |  | -0.26466 | 0 |  |  |  |  | 0 | 0
7813 | L_RIONOG1S1Y | 4 | South | YES | -0.002761 | 293 | 0 | 293 | 0 | 1.02 | CC | -1 | 0.26481 | 293 | 293 |  |  |  |  | -0.26481 | -77.5892 |  |  |  |  | 0 | 0
7812 | L_RIONOG1G3Y | 3 | South | YES | -0.002761 | 154 | 0 | 154 | 0 | 1.02 | CC | -1 | 0.26481 | 154 | 154 |  |  |  |  | -0.26481 | -40.7807 |  |  |  |  | 0 | 0
7810 | L_RIONOG1G1Y | 1 | South | YES | -0.002761 | 148 | 0 | 148 | 0 | 1.02 | CC | -1 | 0.26481 | 148 | 148 |  |  |  |  | -0.26481 | -39.1918 |  |  |  |  | 0 | 0
7811 | L_RIONOG1G2Y | 2 | South | YES | -0.002761 | 148 | 0 | 148 | 0 | 1.02 | CC | -1 | 0.26481 | 148 | 148 |  |  |  |  | -0.26481 | -39.1918 |  |  |  |  | 0 | 0
7624 | L_LAKEWO9_1Y | 1 | South | YES | -0.002911 | 0 | 0 | 2.4 |  | 1 | Hydro | -1 | 0.26496 | 0 | 0 |  |  |  |  | -0.26496 | 0 |  |  |  |  | 0 | 0
7624 | L_LAKEWO9_1Y | 2 | South | YES | -0.002911 | 0 | 0 | 2.4 |  | 1 | Hydro | -1 | 0.26496 | 0 | 0 |  |  |  |  | -0.26496 | 0 |  |  |  |  | 0 | 0
8189 | CUECPL2A | 1 | South | YES | -0.002928 | 12 | 0 | 12 | 0 | 1.02 | Cogen | -1 | 0.26498 | 0 | 0 |  |  |  |  | -0.26498 | 0 |  |  |  |  | 0 | 0
5503 | RAYBURNGEN3 | 1 | South | YES | -0.002949 | 17.6 | 6 | 22 | 0 | 1.0224 | GST | -1 | 0.265 | 22 | 22 |  |  |  |  | -0.265 | -5.8299 |  |  |  |  | 0 | 0
5505 | RAYBURNGEN1 | 1 | South | YES | -0.002949 | 0 | 1 | 11 |  | 1.0223 | GGT | -1 | 0.265 | 11 | 11 |  |  |  |  | -0.265 | -2.915 |  |  |  |  | 0 | 0
5506 | RAYBURNGEN2 | 1 | South | YES | -0.002949 | 0 | 1 | 11 |  | 1.0223 | GGT | -1 | 0.265 | 11 | 11 |  |  |  |  | -0.265 | -2.915 |  |  |  |  | 0 | 0
7017 | L_HAYSEN1_4Y | 4 | South | YES | -0.002997 | 226.7 | 74 | 226.7 | 0 | 1.008 | CC | -1 | 0.26505 | 226.7 | 226.7 |  |  |  |  | -0.26505 | -60.0858 |  |  |  |  | 0 | 0
7015 | L_HAYSEN1_2Y | 2 | South | YES | -0.002997 | 225 | 74 | 225 | 0 | 1.008 | CC | -1 | 0.26505 | 225 | 225 |  |  |  |  | -0.26505 | -59.6352 |  |  |  |  | 0 | 0
7016 | L_HAYSEN1_3Y | 3 | South | YES | -0.002997 | 224.6 | 74 | 224.6 | 0 | 1.008 | CC | -1 | 0.26505 | 224.6 | 224.6 |  |  |  |  | -0.26505 | -59.5292 |  |  |  |  | 0 | 0
7014 | L_HAYSEN1_1Y | 1 | South | YES | -0.002997 | 223.9 | 74 | 223.9 | 0 | 1.008 | CC | -1 | 0.26505 | 223.9 | 223.9 |  |  |  |  | -0.26505 | -59.3437 |  |  |  |  | 0 | 0
5512 | RAYBURNCC8 | 1 | South | YES | -0.003156 | 49.3 | 18.2 | 49.3 | 0 | 1.0296 | CC | -1 | 0.2652 | 49.3 | 49.3 |  |  |  |  | -0.2652 | -13.0746 |  |  |  |  | 0 | 0
5508 | RAYBURNCC9 | 1 | South | YES | -0.003156 | 47.7 | 18.2 | 47.7 | 0 | 1.0296 | CC | -1 | 0.2652 | 47.7 | 47.7 |  |  |  |  | -0.2652 | -12.6503 |  |  |  |  | 0 | 0
5511 | RAYBURNCC7 | 1 | South | YES | -0.003156 | 47.5 | 18.2 | 47.5 | 0 | 1.0296 | CC | -1 | 0.2652 | 47.5 | 47.5 |  |  |  |  | -0.2652 | -12.5972 |  |  |  |  | 0 | 0
5509 | RAYBURNCC10 | 1 | South | YES | -0.003156 | 37.3 | 5.2 | 37.3 | 0 | 1.0296 | CC | -1 | 0.2652 | 37.3 | 37.3 |  |  |  |  | -0.2652 | -9.8921 |  |  |  |  | 0 | 0
8174 | VICEC61A | 6 | South | YES | -0.003201 | 188 | 42 | 188 | 0 | 1.025 | CC | -1 | 0.26525 | 188 | 188 |  |  |  |  | -0.26525 | -49.8669 |  |  |  |  | 0 | 0
8173 | VICEC51A | 5 | South | YES | -0.003201 | 144 | 18 | 144 | 0 | 1.025 | CC | -1 | 0.26525 | 144 | 144 |  |  |  |  | -0.26525 | -38.1959 |  |  |  |  | 0 | 0
8066 | DUP1V#1 | 1 | South | YES | -0.003297 | 52.3 | 0 | 73 | 0 | 1.01 | Cogen | -1 | 0.26535 | 0 | 0 |  |  |  |  | -0.26535 | 0 |  |  |  |  | 0 | 0
80224 | VISTRONG1 | 1 | South | YES | -0.003413 | 13.1 | 0 | 15 | 0 | 1.01 | Cogen | -1 | 0.26546 | 0 | 0 |  |  |  |  | -0.26546 | 0 |  |  |  |  | 0 | 0
80225 | VISTRONG2 | 2 | South | YES | -0.003413 | 20.2 | 0 | 23 | 0 | 1.01 | Cogen | -1 | 0.26546 | 0 | 0 |  |  |  |  | -0.26546 | 0 |  |  |  |  | 0 | 0
80227 | AIRCO G | 1 | South | YES | -0.003431 | 7.2 | 0 | 8 | 0 | 1.0104 | Cogen | -1 | 0.26548 | 0 | 0 |  |  |  |  | -0.26548 | 0 |  |  |  |  | 0 | 0
8147 | UCAR #2 | 10 | South | YES | -0.003513 | 18.2 | 0 | 28 |  | 1 | Cogen | -1 | 0.26556 | 0 | 0 |  |  |  |  | -0.26556 | 0 |  |  |  |  | 0 | 0
8148 | UCAR #1 | 2 | South | YES | -0.003513 | 6.1 | 0 | 7 | 0 | 1.009 | Cogen | -1 | 0.26556 | 0 | 0 |  |  |  |  | -0.26556 | 0 |  |  |  |  | 0 | 0
80137 | CSDR89 | 9 | South | YES | -0.003513 | 15 | 0 | 15 | 0 | 1.003 | DCTie | -1 | 0.26556 | 0 | 0 |  |  |  |  | -0.26556 | 0 |  |  |  |  | 0 | 0
80137 | CSDR89 | 8 | South | YES | -0.003513 | 33.9 | 0 | 39 | 0 | 1.003 | DCTie | -1 | 0.26556 | 0 | 0 |  |  |  |  | -0.26556 | 0 |  |  |  |  | 0 | 0
80138 | CSDR7 | 7 | South | YES | -0.003513 | 6.1 | 0 | 7 | 0 | 1.014 | DCTie | -1 | 0.26556 | 0 | 0 |  |  |  |  | -0.26556 | 0 |  |  |  |  | 0 | 0
80139 | CSDR56 | 6 | South | YES | -0.003513 | 0 | 0 | 39 |  | 1.0033 | DCTie | -1 | 0.26556 | 0 | 0 |  |  |  |  | -0.26556 | 0 |  |  |  |  | 0 | 0
80139 | CSDR56 | 5 | South | YES | -0.003513 | 15 | 0 | 15 |  | 1.0033 | DCTie | -1 | 0.26556 | 0 | 0 |  |  |  |  | -0.26556 | 0 |  |  |  |  | 0 | 0
80140 | CSDR11 | 11 | South | YES | -0.003513 | 33.9 | 0 | 39 | 0 | 1.03 | DCTie | -1 | 0.26556 | 0 | 0 |  |  |  |  | -0.26556 | 0 |  |  |  |  | 0 | 0
7020 | L_AUSTPL1_1Y | 1 | South | YES | -0.003589 | 0 | 0 | 8 |  | 1 | Hydro | -1 | 0.26564 | 0 | 0 |  |  |  |  | -0.26564 | 0 |  |  |  |  | 0 | 0
7020 | L_AUSTPL1_1Y | 2 | South | YES | -0.003589 | 0 | 0 | 8 |  | 1 | Hydro | -1 | 0.26564 | 0 | 0 |  |  |  |  | -0.26564 | 0 |  |  |  |  | 0 | 0
9020 | SANDHG5A | 5A | South | YES | -0.003857 | 150 | 84 | 155 | 0 | 1.0175 | CC | -1 | 0.26591 | 155 | 155 |  |  |  |  | -0.26591 | -41.2154 |  |  |  |  | 0 | 0
9021 | SANDHG5C | 5C | South | YES | -0.003857 | 140 | 0 | 148 | 0 | 1.0175 | CC | -1 | 0.26591 | 148 | 148 |  |  |  |  | -0.26591 | -39.354 |  |  |  |  | 0 | 0
9016 | SANDH_G1 | 1 | South | YES | -0.003857 | 45 | 2 | 49 | 0 | 1.0175 | GGT | -1 | 0.26591 | 49 | 49 |  |  |  |  | -0.26591 | -13.0294 |  |  |  |  | 0 | 0
9019 | SANDH_G4 | 4 | South | YES | -0.003857 | 0 | 2 | 47 |  | 1.0175 | GGT | -1 | 0.26591 | 47 | 47 |  |  |  |  | -0.26591 | -12.4976 |  |  |  |  | 0 | 0
9017 | SANDH_G2 | 2 | South | YES | -0.003857 | 45 | 2 | 46 | 0 | 1.0175 | GGT | -1 | 0.26591 | 46 | 46 |  |  |  |  | -0.26591 | -12.2317 |  |  |  |  | 0 | 0
9018 | SANDH_G3 | 3 | South | YES | -0.003857 | 45 | 2 | 46 | 0 | 1.0175 | GGT | -1 | 0.26591 | 46 | 46 |  |  |  |  | -0.26591 | -12.2317 |  |  |  |  | 0 | 0
9001 | DECKR_G2 | 2 | South | YES | -0.003867 | 400 | 50 | 426 | 0 | 1.015 | GST | -1 | 0.26592 | 426 | 426 |  |  |  |  | -0.26592 | -113.28 |  |  |  |  | 0 | 0
9000 | DECKR_G1 | 1 | South | YES | -0.003867 | 280 | 50 | 321 | 0 | 1.015 | GST | -1 | 0.26592 | 321 | 321 |  |  |  |  | -0.26592 | -85.3589 |  |  |  |  | 0 | 0
80226 | ALCOA G | 1 | South | YES | -0.003895 | 32.3 | 5 | 48 | 0 | 1.015 | Cogen | -1 | 0.26594 | 0 | 0 |  |  |  |  | -0.26594 | 0 |  |  |  |  | 0 | 0
8134 | FOR #1 | 1 | South | YES | -0.003996 | 54.1 | 45 | 79 | 0 | 1 | Cogen | -1 | 0.26604 | 0 | 0 |  |  |  |  | -0.26604 | 0 |  |  |  |  | 0 | 0
8138 | FOR #2 | 2 | South | YES | -0.003996 | 63.1 | 45 | 81 | 0 | 1 | Cogen | -1 | 0.26604 | 0 | 0 |  |  |  |  | -0.26604 | 0 |  |  |  |  | 0 | 0
8153 | FOR #3 | 3 | South | YES | -0.003996 | 63.1 | 45 | 79.9 | 0 | 1 | Cogen | -1 | 0.26604 | 0 | 0 |  |  |  |  | -0.26604 | 0 |  |  |  |  | 0 | 0
8154 | FOR #4 | 4 | South | YES | -0.003996 | 63.1 | 60 | 80 | 0 | 1 | Cogen | -1 | 0.26604 | 0 | 0 |  |  |  |  | -0.26604 | 0 |  |  |  |  | 0 | 0
8155 | FOR #5 | 5 | South | YES | -0.003996 | 63.1 | 60 | 78.4 | 0 | 1 | Cogen | -1 | 0.26604 | 0 | 0 |  |  |  |  | -0.26604 | 0 |  |  |  |  | 0 | 0
8156 | FOR #6 | 6 | South | YES | -0.003996 | 24.9 | 5 | 25 | 0 | 1 | Cogen | -1 | 0.26604 | 0 | 0 |  |  |  |  | -0.26604 | 0 |  |  |  |  | 0 | 0
8157 | FOR #7 | 7 | South | YES | -0.003996 | 28.8 | 5 | 46 | 0 | 1 | Cogen | -1 | 0.26604 | 0 | 0 |  |  |  |  | -0.26604 | 0 |  |  |  |  | 0 | 0
80051 | FOR #8 | 8 | South | YES | -0.003996 | 28 | 28 | 28 |  | 1 | Cogen | -1 | 0.26604 | 0 | 0 |  |  |  |  | -0.26604 | 0 |  |  |  |  | 0 | 0
80052 | FOR #9 | 9 | South | YES | -0.003996 | 29.7 | 5 | 43.6 | 0 | 1 | Cogen | -1 | 0.26604 | 0 | 0 |  |  |  |  | -0.26604 | 0 |  |  |  |  | 0 | 0
80053 | FOR #10 | 10 | South | YES | -0.003996 | 68.4 | 45 | 75 | 0 | 1 | Cogen | -1 | 0.26604 | 0 | 0 |  |  |  |  | -0.26604 | 0 |  |  |  |  | 0 | 0
9005 | DECKR_G6 | 6 | South | YES | -0.004063 | 44 | 24 | 47 | 0 | 1.015 | GGT | -1 | 0.26611 | 47 | 47 |  |  |  |  | -0.26611 | -12.5072 |  |  |  |  | 0 | 0
9003 | DECKR_G4 | 4 | South | YES | -0.004063 | 44 | 24 | 44 | 0 | 1.015 | GGT | -1 | 0.26611 | 44 | 44 |  |  |  |  | -0.26611 | -11.7089 |  |  |  |  | 0 | 0
9004 | DECKR_G5 | 5 | South | YES | -0.004063 | 44 | 24 | 44 | 0 | 1.015 | GGT | -1 | 0.26611 | 44 | 44 |  |  |  |  | -0.26611 | -11.7089 |  |  |  |  | 0 | 0
9002 | DECKR_G3 | 3 | South | YES | -0.004063 | 0 | 24 | 42 |  | 1.015 | GGT | -1 | 0.26611 | 42 | 42 |  |  |  |  | -0.26611 | -11.1767 |  |  |  |  | 0 | 0
7006 | L_SIMGID1_3Y | 3 | South | YES | -0.00453 | 324.9 | 60 | 329 | 0 | 1.02 | GST | -1 | 0.26658 | 329 | 329 |  |  |  |  | -0.26658 | -87.7043 |  |  |  |  | 0 | 0
7005 | L_SIMGID1_2Y | 2 | South | YES | -0.00453 | 133 | 32 | 139 | 0 | 1.02 | GST | -1 | 0.26658 | 139 | 139 |  |  |  |  | -0.26658 | -37.0544 |  |  |  |  | 0 | 0
7004 | L_SIMGID1_1Y | 1 | South | YES | -0.00453 | 132 | 40 | 132 | 0 | 1.02 | GST | -1 | 0.26658 | 132 | 132 |  |  |  |  | -0.26658 | -35.1884 |  |  |  |  | 0 | 0
7809 | L_BASTEN1_3Y | 1 | South | YES | -0.004997 | 232.6 | 42 | 232.6 | 0 | 1.004 | CC | -1 | 0.26705 | 232.6 | 232.6 |  |  |  |  | -0.26705 | -62.1148 |  |  |  |  | 0 | 0
7807 | L_BASTEN1_1Y | 1 | South | YES | -0.004997 | 152.5 | 83.5 | 152.5 | 0 | 1.004 | CC | -1 | 0.26705 | 152.5 | 152.5 |  |  |  |  | -0.26705 | -40.7244 |  |  |  |  | 0 | 0
7808 | L_BASTEN1_2Y | 1 | South | YES | -0.004997 | 149.5 | 83.5 | 149.5 | 0 | 1.004 | CC | -1 | 0.26705 | 149.5 | 149.5 |  |  |  |  | -0.26705 | -39.9233 |  |  |  |  | 0 | 0
7303 | L_WPPGS12_1Y | 1 | South | YES | -0.005064 | 50 | 0 | 50 | 0 | 1.025 | GGT | -1 | 0.26711 | 50 | 50 |  |  |  |  | -0.26711 | -13.3556 |  |  |  |  | 0 | 0
7303 | L_WPPGS12_1Y | 2 | South | YES | -0.005064 | 50 | 0 | 50 | 0 | 1.025 | GGT | -1 | 0.26711 | 50 | 50 |  |  |  |  | -0.26711 | -13.3556 |  |  |  |  | 0 | 0
7305 | L_WPPGS34_1Y | 3 | South | YES | -0.005064 | 50 | 0 | 50 | 0 | 1.025 | GGT | -1 | 0.26711 | 50 | 50 |  |  |  |  | -0.26711 | -13.3556 |  |  |  |  | 0 | 0
7305 | L_WPPGS34_1Y | 4 | South | YES | -0.005064 | 50 | 0 | 50 | 0 | 1.025 | GGT | -1 | 0.26711 | 50 | 50 |  |  |  |  | -0.26711 | -13.3556 |  |  |  |  | 0 | 0
7009 | L_LOSTPI1_3Y | 3 | South | YES | -0.005492 | 173.9 | 72 | 175 | 0 | 1 | CC | -1 | 0.26754 | 175 | 175 |  |  |  |  | -0.26754 | -46.8196 |  |  |  |  | 0 | 0
7008 | L_LOSTPI1_2Y | 2 | South | YES | -0.005492 | 157.7 | 107 | 160 | 0 | 1 | CC | -1 | 0.26754 | 160 | 160 |  |  |  |  | -0.26754 | -42.8065 |  |  |  |  | 0 | 0
7007 | L_LOSTPI1_1Y | 1 | South | YES | -0.005492 | 158.6 | 110 | 158 | 0 | 1 | CC | -1 | 0.26754 | 158 | 158 |  |  |  |  | -0.26754 | -42.2714 |  |  |  |  | 0 | 0
7012 | L_FPPYD21_3Y | 3 | South | YES | -0.005511 | 427.5 | 200 | 436 | 0 | 1.02 | LIGCO | -1 | 0.26756 | 0 | 436 |  |  |  |  | -0.26756 | 0 |  |  |  |  | 0 | 0
7010 | L_FPPYD11_1Y | 1 | South | YES | -0.005513 | 547.4 | 200 | 606 | 0 | 1.02 | LIGCO | -1 | 0.26756 | 0 | 606 |  |  |  |  | -0.26756 | 0 |  |  |  |  | 0 | 0
7011 | L_FPPYD11_2Y | 2 | South | YES | -0.005513 | 552.2 | 200 | 598 | 0 | 1.02 | LIGCO | -1 | 0.26756 | 0 | 598 |  |  |  |  | -0.26756 | 0 |  |  |  |  | 0 | 0
3432 | SANDOW_4G | 4 | South | YES | -0.007208 | 580 | 225 | 580 |  | 1.029 | LIGCO | -1 | 0.26926 | 0 | 580 |  |  |  |  | -0.26926 | 0 |  |  |  |  | 0 | 0
5911 | STP_GN1___1 | 1 | Houston | YES | -0.007379 | 1333 | 1249 | 1333 | 0 | 1.0406 | Nuc | -1 | 0.26943 | 0 | 0 |  |  |  |  | -0.26943 | 0 |  |  |  |  | 0 | 0
5912 | STP_GN2___2 | 2 | Houston | YES | -0.007379 | 1332 | 1249 | 1332 | 0 | 1.0406 | Nuc | -1 | 0.26943 | 0 | 0 |  |  |  |  | -0.26943 | 0 |  |  |  |  | 0 | 0
48733 | CBE_ST12 | 1 | Houston | YES | -0.007513 | 105 | 0 | 105 | 0 | 1.029 | CC | -1 | 0.26956 | 105 | 105 |  |  |  |  | -0.26956 | -28.304 |  |  |  |  | 0 | 0
48736 | CBE_ST34 | 1 | Houston | YES | -0.007513 | 105 | 0 | 105 | 0 | 1.029 | CC | -1 | 0.26956 | 105 | 105 |  |  |  |  | -0.26956 | -28.304 |  |  |  |  | 0 | 0
48731 | CBE_GT1 | 1 | Houston | YES | -0.007513 | 76 | 0 | 76 | 0 | 1.029 | CC | -1 | 0.26956 | 76 | 76 |  |  |  |  | -0.26956 | -20.4867 |  |  |  |  | 0 | 0
48732 | CBE_GT2 | 1 | Houston | YES | -0.007513 | 76 | 0 | 76 | 0 | 1.029 | CC | -1 | 0.26956 | 76 | 76 |  |  |  |  | -0.26956 | -20.4867 |  |  |  |  | 0 | 0
48734 | CBE_GT3 | 1 | Houston | YES | -0.007513 | 76 | 0 | 76 | 0 | 1.029 | CC | -1 | 0.26956 | 76 | 76 |  |  |  |  | -0.26956 | -20.4867 |  |  |  |  | 0 | 0
48735 | CBE_GT4 | 1 | Houston | YES | -0.007513 | 76 | 0 | 76 | 0 | 1.029 | CC | -1 | 0.26956 | 76 | 76 |  |  |  |  | -0.26956 | -20.4867 |  |  |  |  | 0 | 0
48911 | TGF_GT1_8000 | 1 | Houston | YES | -0.007646 | 69.2 | 0 | 69.2 |  | 1.029 | Cogen | -1 | 0.26969 | 0 | 0 |  |  |  |  | -0.26969 | 0 |  |  |  |  | 0 | 0
49851 | DOW17000 | 37 | Houston | YES | -0.008489 | 39 | 0 | 62 | 0 | 1 | Cogen | -1 | 0.27054 | 0 | 0 |  |  |  |  | -0.27054 | 0 |  |  |  |  | 0 | 0
49858 | DOW38100 | 31 | Houston | YES | -0.008489 | 45 | 0 | 71.4 |  | 1 | Cogen | -1 | 0.27054 | 0 | 0 |  |  |  |  | -0.27054 | 0 |  |  |  |  | 0 | 0
49859 | DOW38200 | 33 | Houston | YES | -0.008489 | 28 | 0 | 45 | 0 | 1 | Cogen | -1 | 0.27054 | 0 | 0 |  |  |  |  | -0.27054 | 0 |  |  |  |  | 0 | 0
49860 | DOW38300 | 32 | Houston | YES | -0.008489 | 63 | 0 | 101 |  | 1 | Cogen | -1 | 0.27054 | 0 | 0 |  |  |  |  | -0.27054 | 0 |  |  |  |  | 0 | 0
49862 | DOW39100 | 36 | Houston | YES | -0.008489 | 54 | 0 | 86 | 0 | 1 | Cogen | -1 | 0.27054 | 0 | 0 |  |  |  |  | -0.27054 | 0 |  |  |  |  | 0 | 0
49863 | DOW39200 | 35 | Houston | YES | -0.008489 | 55 | 0 | 88 | 0 | 1 | Cogen | -1 | 0.27054 | 0 | 0 |  |  |  |  | -0.27054 | 0 |  |  |  |  | 0 | 0
49865 | DOW41000 | 41 | Houston | YES | -0.008489 | 31 | 0 | 50 |  | 1 | Cogen | -1 | 0.27054 | 0 | 0 |  |  |  |  | -0.27054 | 0 |  |  |  |  | 0 | 0
49866 | DOW42000 | 42 | Houston | YES | -0.008489 | 11 | 0 | 18 |  | 1 | Cogen | -1 | 0.27054 | 0 | 0 |  |  |  |  | -0.27054 | 0 |  |  |  |  | 0 | 0
49869 | DOW49000 | 45 | Houston | YES | -0.008489 | 59 | 0 | 94 |  | 1 | Cogen | -1 | 0.27054 | 0 | 0 |  |  |  |  | -0.27054 | 0 |  |  |  |  | 0 | 0
49870 | DOW61000 | 61 | Houston | YES | -0.008489 | 44 | 0 | 70 | 0 | 1 | Cogen | -1 | 0.27054 | 0 | 0 |  |  |  |  | -0.27054 | 0 |  |  |  |  | 0 | 0
49871 | DOW62000 | 62 | Houston | YES | -0.008489 | 40 | 0 | 63 | 0 | 1 | Cogen | -1 | 0.27054 | 0 | 0 |  |  |  |  | -0.27054 | 0 |  |  |  |  | 0 | 0
49872 | DOW63000 | 63 | Houston | YES | -0.008489 | 45 | 0 | 72 | 0 | 1 | Cogen | -1 | 0.27054 | 0 | 0 |  |  |  |  | -0.27054 | 0 |  |  |  |  | 0 | 0
49873 | DOW64000 | 64 | Houston | YES | -0.008489 | 41 | 0 | 64.8 | 0 | 1 | Cogen | -1 | 0.27054 | 0 | 0 |  |  |  |  | -0.27054 | 0 |  |  |  |  | 0 | 0
49876 | DOW65000 | 65 | Houston | YES | -0.008489 | 63 | 0 | 101 | 0 | 1 | Cogen | -1 | 0.27054 | 0 | 0 |  |  |  |  | -0.27054 | 0 |  |  |  |  | 0 | 0
49877 | DOW66000 | 66 | Houston | YES | -0.008489 | 61 | 0 | 97 | 0 | 1 | Cogen | -1 | 0.27054 | 0 | 0 |  |  |  |  | -0.27054 | 0 |  |  |  |  | 0 | 0
49878 | DOW67000 | 67 | Houston | YES | -0.008489 | 65 | 0 | 103 | 0 | 1 | Cogen | -1 | 0.27054 | 0 | 0 |  |  |  |  | -0.27054 | 0 |  |  |  |  | 0 | 0
49882 | DOW81000 | 81 | Houston | YES | -0.008489 | 47 | 0 | 76 | 0 | 1 | Cogen | -1 | 0.27054 | 0 | 0 |  |  |  |  | -0.27054 | 0 |  |  |  |  | 0 | 0
49884 | DOW82000 | 82 | Houston | YES | -0.008489 | 51 | 0 | 80 | 0 | 1 | Cogen | -1 | 0.27054 | 0 | 0 |  |  |  |  | -0.27054 | 0 |  |  |  |  | 0 | 0
49885 | DOW83000 | 83 | Houston | YES | -0.008489 | 51 | 0 | 80 | 0 | 1 | Cogen | -1 | 0.27054 | 0 | 0 |  |  |  |  | -0.27054 | 0 |  |  |  |  | 0 | 0
49886 | DOW84000 | 84 | Houston | YES | -0.008489 | 107 | 0 | 171 | 0 | 0.98 | Cogen | -1 | 0.27054 | 0 | 0 |  |  |  |  | -0.27054 | 0 |  |  |  |  | 0 | 0
13432 | SANDOW_5G | 5 | South | YES | -0.008541 | 581 | 225 | 581 |  | 1.029 | LIGCO | -1 | 0.27059 | 0 | 581 |  |  |  |  | -0.27059 | 0 |  |  |  |  | 0 | 0
48520 | BSF_GT1_8070 | 1 | Houston | YES | -0.008691 | 72 | 0 | 72 | 0 | 1.0326 | Cogen | -1 | 0.27074 | 0 | 0 |  |  |  |  | -0.27074 | 0 |  |  |  |  | 0 | 0
48520 | BSF_GT1_8070 | 2 | Houston | YES | -0.008691 | 10 | 0 | 10 | 0 | 1.0326 | Cogen | -1 | 0.27074 | 0 | 0 |  |  |  |  | -0.27074 | 0 |  |  |  |  | 0 | 0
39760 | TNSCLP1___8 | 1 | Houston | YES | -0.00886 | 93.4 | 20 | 116.8 | 0 | 1.04 | Cogen | -1 | 0.27091 | 0 | 0 |  |  |  |  | -0.27091 | 0 |  |  |  |  | 0 | 0
39770 | TNSCLP2___8 | 1 | Houston | YES | -0.00886 | 91.6 | 20 | 114.5 | 0 | 1.04 | Cogen | -1 | 0.27091 | 0 | 0 |  |  |  |  | -0.27091 | 0 |  |  |  |  | 0 | 0
39775 | TNSCLP4___8 | 1 | Houston | YES | -0.00886 | 95.2 | 20 | 119 | 0 | 1.04 | Cogen | -1 | 0.27091 | 0 | 0 |  |  |  |  | -0.27091 | 0 |  |  |  |  | 0 | 0
39790 | TNSCLP3___8 | 1 | Houston | YES | -0.00886 | 87.6 | 20 | 109.5 | 0 | 1.027 | Cogen | -1 | 0.27091 | 0 | 0 |  |  |  |  | -0.27091 | 0 |  |  |  |  | 0 | 0
48730 | MNS_GT | 1 | Houston | YES | -0.00942 | 43 | 0 | 46.1 |  | 1.029 | Cogen | -1 | 0.27147 | 0 | 0 |  |  |  |  | -0.27147 | 0 |  |  |  |  | 0 | 0
48926 | WAP_GN6_6 | 6 | Houston | YES | -0.00946 | 651 | 280 | 651 |  | 1.035 | LIGCO | -1 | 0.27151 | 0 | 651 |  |  |  |  | -0.27151 | 0 |  |  |  |  | 0 | 0
48927 | WAP_GN7_7 | 7 | Houston | YES | -0.00946 | 564 | 277 | 564 |  | 1.035 | LIGCO | -1 | 0.27151 | 0 | 564 |  |  |  |  | -0.27151 | 0 |  |  |  |  | 0 | 0
48928 | WAP_GN8_8 | 8 | Houston | YES | -0.00946 | 603 | 275 | 603 |  | 1.035 | LIGCO | -1 | 0.27151 | 0 | 603 |  |  |  |  | -0.27151 | 0 |  |  |  |  | 0 | 0
48523 | BVE_ST1_GN1 | 3 | Houston | YES | -0.009464 | 252.4 | 0 | 252.4 |  | 1.035 | CC | -1 | 0.27151 | 252.4 | 252.4 |  |  |  |  | -0.27151 | -68.5298 |  |  |  |  | 0 | 0
48521 | BVE_GT1_GT1 | 1 | Houston | YES | -0.009464 | 167.7 | 0 | 167.7 |  | 1.035 | CC | -1 | 0.27151 | 167.7 | 167.7 |  |  |  |  | -0.27151 | -45.5327 |  |  |  |  | 0 | 0
48522 | BVE_GT2_5035 | 2 | Houston | YES | -0.009464 | 166.4 | 0 | 166.4 |  | 1.035 | CC | -1 | 0.27151 | 166.4 | 166.4 |  |  |  |  | -0.27151 | -45.1797 |  |  |  |  | 0 | 0
48510 | AK_GT1__8040 | 1 | Houston | YES | -0.009503 | 33.4 | 8.1 | 34 |  | 1.029 | Cogen | -1 | 0.27155 | 0 | 0 |  |  |  |  | -0.27155 | 0 |  |  |  |  | 0 | 0
48924 | WAP_GN4_4 | 4 | Houston | YES | -0.009568 | 546 | 217 | 546 | 0 | 1.0362 | GSC | -1 | 0.27162 | 546 | 546 |  |  |  |  | -0.27162 | -148.3026 |  |  |  |  | 0 | 0
48923 | WAP_GN3_3 | 3 | Houston | YES | -0.009568 | 198.4 | 93 | 248 | 0 | 1.0362 | GST | -1 | 0.27162 | 248 | 248 |  |  |  |  | -0.27162 | -67.3609 |  |  |  |  | 0 | 0
48921 | WAP_GN1_1 | 1 | Houston | YES | -0.009568 | 132.8 | 37 | 166 | 0 | 1.0362 | GST | -1 | 0.27162 | 166 | 166 |  |  |  |  | -0.27162 | -45.0883 |  |  |  |  | 0 | 0
48922 | WAP_GN2_2 | 2 | Houston | YES | -0.009568 | 132.8 | 37 | 166 | 0 | 1.0362 | GST | -1 | 0.27162 | 166 | 166 |  |  |  |  | -0.27162 | -45.0883 |  |  |  |  | 0 | 0
48929 | WAPGT21_GT1 | B1 | Houston | YES | -0.009568 | 0 | 0 | 13 |  | 1.05 | GGT | -1 | 0.27162 | 13 | 13 |  |  |  |  | -0.27162 | -3.531 |  |  |  |  | 0 | 0
48925 | WAP_GN5_5 | 5 | Houston | YES | -0.009568 | 618.2 | 278 | 654 | 0 | 0.985 | LIGCO | -1 | 0.27162 | 0 | 654 |  |  |  |  | -0.27162 | 0 |  |  |  |  | 0 | 0
38580 | TNBP_CGN1_8 | 1 | Houston | YES | -0.009875 | 70.8 | 0 | 70.8 | 0 | 1.005 | Cogen | -1 | 0.27192 | 0 | 0 |  |  |  |  | -0.27192 | 0 |  |  |  |  | 0 | 0
38590 | TNBP_CGN2_8 | 2 | Houston | YES | -0.009875 | 66.7 | 0 | 66.7 | 0 | 1.005 | Cogen | -1 | 0.27192 | 0 | 0 |  |  |  |  | -0.27192 | 0 |  |  |  |  | 0 | 0
38600 | TNBP_CGN3_8 | 5 | Houston | YES | -0.009875 | 53 | 0 | 53 | 0 | 1.005 | Cogen | -1 | 0.27192 | 0 | 0 |  |  |  |  | -0.27192 | 0 |  |  |  |  | 0 | 0
38611 | TNBPAMCG1_8 | 1 | Houston | YES | -0.009875 | 153.2 | 0 | 153.2 | 0 | 1.005 | Cogen | -1 | 0.27192 | 0 | 0 |  |  |  |  | -0.27192 | 0 |  |  |  |  | 0 | 0
38612 | TNBPAMCG2_8 | 2 | Houston | YES | -0.009875 | 153.5 | 0 | 153.5 | 0 | 1.005 | Cogen | -1 | 0.27192 | 0 | 0 |  |  |  |  | -0.27192 | 0 |  |  |  |  | 0 | 0
38613 | TNBPAMCG3_8 | 3 | Houston | YES | -0.009875 | 152.3 | 0 | 152.3 | 0 | 1.005 | Cogen | -1 | 0.27192 | 0 | 0 |  |  |  |  | -0.27192 | 0 |  |  |  |  | 0 | 0
38614 | TNBPAMCG4_8 | 4 | Houston | YES | -0.009875 | 96 | 0 | 96 |  | 1.005 | Cogen | -1 | 0.27192 | 0 | 0 |  |  |  |  | -0.27192 | 0 |  |  |  |  | 0 | 0
38615 | TNBPAMCG5_8 | 1 | Houston | YES | -0.009875 | 244 | 0 | 244 | 0 | 1.005 | Cogen | -1 | 0.27192 | 0 | 0 |  |  |  |  | -0.27192 | 0 |  |  |  |  | 0 | 0
38690 | TNBP_CGN4_8 | 3 | Houston | YES | -0.009875 | 40 | 0 | 40 |  | 1.005 | Cogen | -1 | 0.27192 | 0 | 0 |  |  |  |  | -0.27192 | 0 |  |  |  |  | 0 | 0
38711 | TNTXCTY1CG8 | 1 | Houston | YES | -0.009875 | 100.3 | 59 | 100.3 | 0 | 1 | Cogen | -1 | 0.27192 | 0 | 0 |  |  |  |  | -0.27192 | 0 |  |  |  |  | 0 | 0
38712 | TNTXCTY2CG8 | 1 | Houston | YES | -0.009875 | 92.9 | 59 | 92.9 | 0 | 1 | Cogen | -1 | 0.27192 | 0 | 0 |  |  |  |  | -0.27192 | 0 |  |  |  |  | 0 | 0
38713 | TNTXCTY3CG8 | 1 | Houston | YES | -0.009875 | 102.7 | 59 | 102.7 | 0 | 1 | Cogen | -1 | 0.27192 | 0 | 0 |  |  |  |  | -0.27192 | 0 |  |  |  |  | 0 | 0
38714 | TNTXCTY4CG8 | 1 | Houston | YES | -0.009875 | 103 | 59 | 103 | 0 | 1 | Cogen | -1 | 0.27192 | 0 | 0 |  |  |  |  | -0.27192 | 0 |  |  |  |  | 0 | 0
39470 | TNDOWCGNSG8 | 1 | Houston | YES | -0.009875 | 32 | 10 | 32 | 0 | 0.985 | Cogen | -1 | 0.27192 | 0 | 0 |  |  |  |  | -0.27192 | 0 |  |  |  |  | 0 | 0
39480 | TNDOWCGNGG8 | 1 | Houston | YES | -0.009875 | 30 | 10 | 30 | 0 | 0.985 | Cogen | -1 | 0.27192 | 0 | 0 |  |  |  |  | -0.27192 | 0 |  |  |  |  | 0 | 0
48772 | PHR_GN2_2 | MB | Houston | YES | -0.010023 | 0 | 72 | 459 |  | 1.0362 | GSC | -1 | 0.27207 | 0 | 0 |  |  |  |  | -0.27207 | 0 |  |  |  |  | 0 | 0
48561 | CTL_GT2_8130 | 1 | Houston | YES | -0.010128 | 73.5 | 30.3 | 91.9 |  | 1.0362 | Cogen | -1 | 0.27218 | 0 | 0 |  |  |  |  | -0.27218 | 0 |  |  |  |  | 0 | 0
48562 | CTL_GT3_8135 | 2 | Houston | YES | -0.010128 | 70.1 | 30.3 | 87.6 |  | 1.0362 | Cogen | -1 | 0.27218 | 0 | 0 |  |  |  |  | -0.27218 | 0 |  |  |  |  | 0 | 0
48563 | CTL_GT4_8140 | 3 | Houston | YES | -0.010128 | 69.6 | 30.3 | 87 |  | 1.0362 | Cogen | -1 | 0.27218 | 0 | 0 |  |  |  |  | -0.27218 | 0 |  |  |  |  | 0 | 0
48564 | CTL_GN1_8145 | 4 | Houston | YES | -0.010128 | 43.6 | 12.9 | 54.5 |  | 1.0362 | Cogen | -1 | 0.27218 | 0 | 0 |  |  |  |  | -0.27218 | 0 |  |  |  |  | 0 | 0
48565 | CTL_GN2_8155 | 5 | Houston | YES | -0.010128 | 9.8 | 3.4 | 12.2 |  | 1.0362 | Cogen | -1 | 0.27218 | 0 | 0 |  |  |  |  | -0.27218 | 0 |  |  |  |  | 0 | 0
48531 | BYU_GT1_8075 | 1 | Houston | YES | -0.010167 | 65 | 0 | 65 |  | 1.0362 | Cogen | -1 | 0.27222 | 0 | 0 |  |  |  |  | -0.27222 | 0 |  |  |  |  | 0 | 0
48532 | BYU_GT2_8055 | 2 | Houston | YES | -0.010167 | 62 | 0 | 62 |  | 1.0362 | Cogen | -1 | 0.27222 | 0 | 0 |  |  |  |  | -0.27222 | 0 |  |  |  |  | 0 | 0
48533 | BYU_GT3_8060 | 3 | Houston | YES | -0.010167 | 67 | 0 | 67 |  | 1.0362 | Cogen | -1 | 0.27222 | 0 | 0 |  |  |  |  | -0.27222 | 0 |  |  |  |  | 0 | 0
48534 | BYU_GT4_8065 | 4 | Houston | YES | -0.010167 | 65 | 0 | 65 |  | 1.0362 | Cogen | -1 | 0.27222 | 0 | 0 |  |  |  |  | -0.27222 | 0 |  |  |  |  | 0 | 0
48693 | GBY_83841065 | E | Houston | YES | -0.010229 | 45.6 | 20 | 57 | 0 | 1.0362 | GGT | -1 | 0.27228 | 57 | 57 |  |  |  |  | -0.27228 | -15.5198 |  |  |  |  | 0 | 0
48692 | GBY_81821075 | D | Houston | YES | -0.010229 | 44 | 20 | 55 | 0 | 1.0362 | GGT | -1 | 0.27228 | 55 | 55 |  |  |  |  | -0.27228 | -14.9753 |  |  |  |  | 0 | 0
48693 | GBY_83841065 | F | Houston | YES | -0.010229 | 43.2 | 20 | 54 | 0 | 1.0362 | GGT | -1 | 0.27228 | 54 | 54 |  |  |  |  | -0.27228 | -14.703 |  |  |  |  | 0 | 0
48691 | GBY_73741085 | B | Houston | YES | -0.010229 | 37.6 | 20 | 47 | 0 | 1.0362 | GGT | -1 | 0.27228 | 47 | 47 |  |  |  |  | -0.27228 | -12.797 |  |  |  |  | 0 | 0
48691 | GBY_73741085 | A | Houston | YES | -0.010229 | 37.6 | 20 | 47 | 0 | 1.0362 | GGT | -1 | 0.27228 | 47 | 47 |  |  |  |  | -0.27228 | -12.797 |  |  |  |  | 0 | 0
48692 | GBY_81821075 | C | Houston | YES | -0.010229 | 37.6 | 20 | 47 | 0 | 1.0362 | GGT | -1 | 0.27228 | 47 | 47 |  |  |  |  | -0.27228 | -12.797 |  |  |  |  | 0 | 0
48841 | SJS_GT1_GT1 | 1 | Houston | YES | -0.010242 | 62.4 | 49 | 78 | 0 | 1.0362 | Cogen | -1 | 0.27229 | 0 | 0 |  |  |  |  | -0.27229 | 0 |  |  |  |  | 0 | 0
48842 | SJS_GT2_GT2 | 2 | Houston | YES | -0.010242 | 64.8 | 49 | 81 | 0 | 1.0362 | Cogen | -1 | 0.27229 | 0 | 0 |  |  |  |  | -0.27229 | 0 |  |  |  |  | 0 | 0
48645 | DPEC_ST55065 | 5 | Houston | YES | -0.010257 | 282 | 0 | 282 | 0 | 1.0319 | CC | -1 | 0.27231 | 282 | 282 |  |  |  |  | -0.27231 | -76.7902 |  |  |  |  | 0 | 0
48641 | DPEC_GT15040 | 1 | Houston | YES | -0.010257 | 163.2 | 98 | 163.2 | 0 | 1.0319 | CC | -1 | 0.27231 | 163.2 | 163.2 |  |  |  |  | -0.27231 | -44.4403 |  |  |  |  | 0 | 0
48643 | DPEC_GT35010 | 3 | Houston | YES | -0.010257 | 157.5 | 98 | 157.5 | 0 | 1.0319 | CC | -1 | 0.27231 | 157.5 | 157.5 |  |  |  |  | -0.27231 | -42.8881 |  |  |  |  | 0 | 0
48642 | DPEC_GT25025 | 2 | Houston | YES | -0.010257 | 157.1 | 98 | 157.1 | 0 | 1.0319 | CC | -1 | 0.27231 | 157.1 | 157.1 |  |  |  |  | -0.27231 | -42.7792 |  |  |  |  | 0 | 0
48644 | DPEC_GT45070 | 4 | Houston | YES | -0.010257 | 157 | 98 | 157 | 0 | 1.0319 | CC | -1 | 0.27231 | 157 | 157 |  |  |  |  | -0.27231 | -42.752 |  |  |  |  | 0 | 0
48761 | PR_GT1__9040 | 1 | Houston | YES | -0.010281 | 26 | 0 | 35 |  | 1 | Cogen | -1 | 0.27233 | 0 | 0 |  |  |  |  | -0.27233 | 0 |  |  |  |  | 0 | 0
48855 | SRB_GT211035 | B1 | Houston | YES | -0.010299 | 0 | 0 | 18 |  | 1.014 | GGT | -1 | 0.27235 | 18 | 18 |  |  |  |  | -0.27235 | -4.9023 |  |  |  |  | 0 | 0
48855 | SRB_GT211035 | B2 | Houston | YES | -0.010299 | 0 | 0 | 12 |  | 1.014 | GGT | -1 | 0.27235 | 12 | 12 |  |  |  |  | -0.27235 | -3.2682 |  |  |  |  | 0 | 0
48852 | SRB_GN2_2 | 2 | Houston | YES | -0.0103 | 140.8 | 26 | 176 | 0 | 1.0217 | GST | -1 | 0.27235 | 176 | 176 |  |  |  |  | -0.27235 | -47.9333 |  |  |  |  | 0 | 0
48851 | SRB_GN1_1 | 1 | Houston | YES | -0.010301 | 132 | 26 | 165 | 0 | 1.0217 | GST | -1 | 0.27235 | 165 | 165 |  |  |  |  | -0.27235 | -44.9377 |  |  |  |  | 0 | 0
48551 | CAL_GT1_8045 | 1 | Houston | YES | -0.010302 | 149 | 0 | 149 | 0 | 1.0326 | Cogen | -1 | 0.27235 | 0 | 0 |  |  |  |  | -0.27235 | 0 |  |  |  |  | 0 | 0
48552 | CAL_ST1_8000 | 2 | Houston | YES | -0.010302 | 65.1 | 0 | 65.1 | 0 | 1.0326 | Cogen | -1 | 0.27235 | 0 | 0 |  |  |  |  | -0.27235 | 0 |  |  |  |  | 0 | 0
48853 | SRB_GN3_3 | 3 | Houston | YES | -0.010306 | 170.4 | 35 | 213 |  | 1.0326 | GST | -1 | 0.27235 | 213 | 213 |  |  |  |  | -0.27235 | -58.0115 |  |  |  |  | 0 | 0
48845 | SOL_GT1 | 1 | Houston | YES | -0.010306 | 16.2 | 15.4 | 16.2 |  | 1.0326 | Solar | -1 | 0.27235 | 16.2 | 16.2 |  |  |  |  | -0.27235 | -4.4121 |  |  |  |  | 0 | 0
48854 | SRB_GN4_4 | 4 | Houston | YES | -0.010307 | 182.4 | 35 | 228 | 0 | 1.0326 | GST | -1 | 0.27236 | 228 | 228 |  |  |  |  | -0.27236 | -62.0971 |  |  |  |  | 0 | 0
48611 | DIB_GT1_8080 | 1 | Houston | YES | -0.010307 | 64 | 0 | 64 | 0 | 1.0326 | Cogen | -1 | 0.27236 | 0 | 0 |  |  |  |  | -0.27236 | 0 |  |  |  |  | 0 | 0
48612 | DIB_GT2_8075 | 2 | Houston | YES | -0.010307 | 63.2 | 0 | 63.2 | 0 | 1.0326 | Cogen | -1 | 0.27236 | 0 | 0 |  |  |  |  | -0.27236 | 0 |  |  |  |  | 0 | 0
48613 | DIB_ST1_8085 | 3 | Houston | YES | -0.010307 | 67.9 | 30 | 82.6 | 0 | 1.0326 | Cogen | -1 | 0.27236 | 0 | 0 |  |  |  |  | -0.27236 | 0 |  |  |  |  | 0 | 0
48614 | DIB_GT3_8090 | 4 | Houston | YES | -0.010307 | 73.6 | 15 | 73.6 | 0 | 1.0326 | Cogen | -1 | 0.27236 | 0 | 0 |  |  |  |  | -0.27236 | 0 |  |  |  |  | 0 | 0
48740 | PSG_GN2_8050 | 1 | Houston | YES | -0.010308 | 182 | 60 | 182 | 0 | 1.0326 | Cogen | -1 | 0.27236 | 0 | 0 |  |  |  |  | -0.27236 | 0 |  |  |  |  | 0 | 0
48741 | PSG_GT2_8040 | 1 | Houston | YES | -0.010308 | 158.6 | 50 | 158.6 | 0 | 1.0326 | Cogen | -1 | 0.27236 | 0 | 0 |  |  |  |  | -0.27236 | 0 |  |  |  |  | 0 | 0
48742 | PSG_GT3_8060 | 1 | Houston | YES | -0.010308 | 157 | 50 | 157 | 0 | 1.0326 | Cogen | -1 | 0.27236 | 0 | 0 |  |  |  |  | -0.27236 | 0 |  |  |  |  | 0 | 0
48820 | SHELLG1_3015 | 1 | Houston | YES | -0.010333 | 71 | 34.5 | 71 |  | 1.029 | Cogen | -1 | 0.27238 | 0 | 0 |  |  |  |  | -0.27238 | 0 |  |  |  |  | 0 | 0
48821 | SHELLG2 | 2 | Houston | YES | -0.010333 | 72 | 34.5 | 72 |  | 1.029 | Cogen | -1 | 0.27238 | 0 | 0 |  |  |  |  | -0.27238 | 0 |  |  |  |  | 0 | 0
48822 | SHELLG3_3020 | 2 | Houston | YES | -0.010333 | 30 | 0 | 30 |  | 1.029 | Cogen | -1 | 0.27238 | 0 | 0 |  |  |  |  | -0.27238 | 0 |  |  |  |  | 0 | 0
48822 | SHELLG3_3020 | 1 | Houston | YES | -0.010333 | 39 | 0 | 39 |  | 1.029 | Cogen | -1 | 0.27238 | 0 | 0 |  |  |  |  | -0.27238 | 0 |  |  |  |  | 0 | 0
48500 | APD_GT1_8005 | 1 | Houston | YES | -0.010373 | 137.6 | 54.6 | 137.6 | 0 | 1.0362 | Cogen | -1 | 0.27242 | 0 | 0 |  |  |  |  | -0.27242 | 0 |  |  |  |  | 0 | 0
48511 | LPE_GT1_8070 | 1 | Houston | YES | -0.010376 | 42 | 0 | 42 | 0 | 1.0362 | GGT | -1 | 0.27242 | 42 | 42 |  |  |  |  | -0.27242 | -11.4418 |  |  |  |  | 0 | 0
48512 | LPE_GT2_8075 | 2 | Houston | YES | -0.010376 | 42 | 0 | 42 | 0 | 1.0362 | GGT | -1 | 0.27242 | 42 | 42 |  |  |  |  | -0.27242 | -11.4418 |  |  |  |  | 0 | 0
48513 | LPE_GT3_8080 | 3 | Houston | YES | -0.010376 | 39 | 0 | 39 | 0 | 1.0362 | GGT | -1 | 0.27242 | 39 | 39 |  |  |  |  | -0.27242 | -10.6246 |  |  |  |  | 0 | 0
48514 | LPE_GT4_8085 | 4 | Houston | YES | -0.010376 | 39 | 0 | 39 | 0 | 1.0362 | GGT | -1 | 0.27242 | 39 | 39 |  |  |  |  | -0.27242 | -10.6246 |  |  |  |  | 0 | 0
48593 | CHE_GT1_8015 | 1 | Houston | YES | -0.010386 | 173 | 50 | 173 | 0 | 1.0362 | Cogen | -1 | 0.27243 | 0 | 0 |  |  |  |  | -0.27243 | 0 |  |  |  |  | 0 | 0
48594 | CHE_GN4_8025 | 4 | Houston | YES | -0.010386 | 142 | 60 | 142 | 0 | 1.0362 | Cogen | -1 | 0.27243 | 0 | 0 |  |  |  |  | -0.27243 | 0 |  |  |  |  | 0 | 0
48874 | THW_ST4_ST_4 | 4 | Houston | YES | -0.010447 | 108 | 19 | 108 | 0 | 1.0435 | CC | -1 | 0.2725 | 108 | 108 |  |  |  |  | -0.2725 | -29.4295 |  |  |  |  | 0 | 0
48873 | THW_ST3_ST_3 | 3 | Houston | YES | -0.010447 | 107 | 19 | 107 | 0 | 1.0435 | CC | -1 | 0.2725 | 107 | 107 |  |  |  |  | -0.2725 | -29.157 |  |  |  |  | 0 | 0
48881 | THW_4344 | G | Houston | YES | -0.010447 | 58 | 5 | 58 | 0 | 1.0435 | CC | -1 | 0.2725 | 58 | 58 |  |  |  |  | -0.2725 | -15.8047 |  |  |  |  | 0 | 0
48881 | THW_4344 | H | Houston | YES | -0.010447 | 58 | 5 | 58 | 0 | 1.0435 | CC | -1 | 0.2725 | 58 | 58 |  |  |  |  | -0.2725 | -15.8047 |  |  |  |  | 0 | 0
48877 | THW_3334 | D | Houston | YES | -0.010447 | 57 | 5 | 57 | 0 | 1.0435 | CC | -1 | 0.2725 | 57 | 57 |  |  |  |  | -0.2725 | -15.5322 |  |  |  |  | 0 | 0
48879 | THW_4142 | E | Houston | YES | -0.010447 | 56 | 5 | 56 | 0 | 1.0435 | CC | -1 | 0.2725 | 56 | 56 |  |  |  |  | -0.2725 | -15.2597 |  |  |  |  | 0 | 0
48875 | THW_3132 | A | Houston | YES | -0.010447 | 55 | 5 | 55 | 0 | 1.0435 | CC | -1 | 0.2725 | 55 | 55 |  |  |  |  | -0.2725 | -14.9873 |  |  |  |  | 0 | 0
48877 | THW_3334 | C | Houston | YES | -0.010447 | 55 | 5 | 55 | 0 | 1.0435 | CC | -1 | 0.2725 | 55 | 55 |  |  |  |  | -0.2725 | -14.9873 |  |  |  |  | 0 | 0
48879 | THW_4142 | F | Houston | YES | -0.010447 | 55 | 5 | 55 | 0 | 1.0435 | CC | -1 | 0.2725 | 55 | 55 |  |  |  |  | -0.2725 | -14.9873 |  |  |  |  | 0 | 0
48875 | THW_3132 | B | Houston | YES | -0.010447 | 53 | 5 | 53 | 0 | 1.0435 | CC | -1 | 0.2725 | 53 | 53 |  |  |  |  | -0.2725 | -14.4423 |  |  |  |  | 0 | 0
48582 | CBY_GN2_2 | 2 | Houston | YES | -0.010476 | 596.8 | 110 | 746 | 0 | 1.0435 | GSC | -1 | 0.27252 | 746 | 746 |  |  |  |  | -0.27252 | -203.3033 |  |  |  |  | 0 | 0
49803 | EXN_15GT | 1 | Houston | YES | -0.010505 | 33 | 8.3 | 34 |  | 1.0326 | Cogen | -1 | 0.27255 | 0 | 0 |  |  |  |  | -0.27255 | 0 |  |  |  |  | 0 | 0
49804 | EXN_16GT | 2 | Houston | YES | -0.010505 | 32 | 8.3 | 34.7 |  | 1.0326 | Cogen | -1 | 0.27255 | 0 | 0 |  |  |  |  | -0.27255 | 0 |  |  |  |  | 0 | 0
49805 | EXN_17GT | 3 | Houston | YES | -0.010505 | 31 | 8.3 | 32.7 |  | 1.0326 | Cogen | -1 | 0.27255 | 0 | 0 |  |  |  |  | -0.27255 | 0 |  |  |  |  | 0 | 0
49826 | EXN938GT | 5 | Houston | YES | -0.010505 | 43 | 9.2 | 45.9 |  | 1.0326 | Cogen | -1 | 0.27255 | 0 | 0 |  |  |  |  | -0.27255 | 0 |  |  |  |  | 0 | 0
49828 | EXN941GT | 10 | Houston | YES | -0.010505 | 17.7 | 5.4 | 17.7 | 0 | 1.0326 | Cogen | -1 | 0.27255 | 0 | 0 |  |  |  |  | -0.27255 | 0 |  |  |  |  | 0 | 0
49829 | EXN942GT | 11 | Houston | YES | -0.010505 | 20 | 5.4 | 20.4 | 0 | 1.0326 | Cogen | -1 | 0.27255 | 0 | 0 |  |  |  |  | -0.27255 | 0 |  |  |  |  | 0 | 0
49830 | EXN943GT | 12 | Houston | YES | -0.010505 | 19 | 5.4 | 19.9 | 0 | 1.0326 | Cogen | -1 | 0.27255 | 0 | 0 |  |  |  |  | -0.27255 | 0 |  |  |  |  | 0 | 0
49831 | EXN944GT | 13 | Houston | YES | -0.010505 | 33 | 5.4 | 35 | 0 | 1.0326 | Cogen | -1 | 0.27255 | 0 | 0 |  |  |  |  | -0.27255 | 0 |  |  |  |  | 0 | 0
49832 | EXN945GT | 9 | Houston | YES | -0.010505 | 18.5 | 9.2 | 18.5 |  | 1.0326 | Cogen | -1 | 0.27255 | 0 | 0 |  |  |  |  | -0.27255 | 0 |  |  |  |  | 0 | 0
49837 | EXN_GT | 4 | Houston | YES | -0.010505 | 81 | 21.3 | 85.4 |  | 1.0326 | Cogen | -1 | 0.27255 | 0 | 0 |  |  |  |  | -0.27255 | 0 |  |  |  |  | 0 | 0
49838 | EXN_14GT | 14 | Houston | YES | -0.010505 | 140 | 0 | 148 |  | 1.0326 | Cogen | -1 | 0.27255 | 0 | 0 |  |  |  |  | -0.27255 | 0 |  |  |  |  | 0 | 0
48883 | THW_GT1_GT_1 | B2 | Houston | YES | -0.010508 | 0 | 0 | 12 |  | 1.043 | GGT | -1 | 0.27256 | 12 | 12 |  |  |  |  | -0.27256 | -3.2707 |  |  |  |  | 0 | 0
48651 | EP_1_2 | 1 | Houston | YES | -0.010533 | 4 | 0 | 5 | 0 | 1.0362 | Cogen | -1 | 0.27258 | 0 | 0 |  |  |  |  | -0.27258 | 0 |  |  |  |  | 0 | 0
48651 | EP_1_2 | 2 | Houston | YES | -0.010533 | 17.7 | 10 | 21 | 0 | 1.0362 | Cogen | -1 | 0.27258 | 0 | 0 |  |  |  |  | -0.27258 | 0 |  |  |  |  | 0 | 0
48581 | CBY_GN1_1 | 1 | Houston | YES | -0.010534 | 595.2 | 108 | 744 | 0 | 1.0435 | GSC | -1 | 0.27258 | 744 | 744 |  |  |  |  | -0.27258 | -202.8014 |  |  |  |  | 0 | 0
48940 | WARVUE_GT1 | G1 | Houston | YES | -0.010534 | 15 | 0 | 15 |  | 1.021 | Cogen | -1 | 0.27258 | 0 | 0 |  |  |  |  | -0.27258 | 0 |  |  |  |  | 0 | 0
48791 | PSA_GT1_8160 | 1 | Houston | YES | -0.010538 | 52 | 20.8 | 65 | 0 | 1.0362 | Cogen | -1 | 0.27259 | 0 | 0 |  |  |  |  | -0.27259 | 0 |  |  |  |  | 0 | 0
48792 | PSA_GT2_8155 | 2 | Houston | YES | -0.010538 | 52.8 | 20.3 | 66 | 0 | 1.0362 | Cogen | -1 | 0.27259 | 0 | 0 |  |  |  |  | -0.27259 | 0 |  |  |  |  | 0 | 0
48793 | PSA_GT3_8150 | 3 | Houston | YES | -0.010538 | 56 | 20.3 | 70 | 0 | 1.0362 | Cogen | -1 | 0.27259 | 0 | 0 |  |  |  |  | -0.27259 | 0 |  |  |  |  | 0 | 0
48794 | PSA_GT4_8145 | 4 | Houston | YES | -0.010538 | 52.8 | 20.3 | 66 | 0 | 1.0362 | Cogen | -1 | 0.27259 | 0 | 0 |  |  |  |  | -0.27259 | 0 |  |  |  |  | 0 | 0
48795 | PSA_GT5_8140 | 5 | Houston | YES | -0.010538 | 51.2 | 20.3 | 64 | 0 | 1.0362 | Cogen | -1 | 0.27259 | 0 | 0 |  |  |  |  | -0.27259 | 0 |  |  |  |  | 0 | 0
48796 | PSA_GN1_8165 | 1 | Houston | YES | -0.010538 | 83.2 | 43.1 | 104 | 0 | 1.0362 | Cogen | -1 | 0.27259 | 0 | 0 |  |  |  |  | -0.27259 | 0 |  |  |  |  | 0 | 0
48797 | PSA_GT6_8135 | 6 | Houston | YES | -0.010538 | 47.2 | 34.5 | 59 | 0 | 1.0362 | Cogen | -1 | 0.27259 | 0 | 0 |  |  |  |  | -0.27259 | 0 |  |  |  |  | 0 | 0
48815 | CVC_GT4_8005 | 4 | Houston | YES | -0.010553 | 165 | 91.8 | 165 |  | 1.0362 | Cogen | -1 | 0.2726 | 0 | 0 |  |  |  |  | -0.2726 | 0 |  |  |  |  | 0 | 0
48583 | CBY_GT4_1 | 1 | Houston | YES | -0.010557 | 172 | 0 | 172 | 0 | 1.027 | GSC | -1 | 0.27261 | 172 | 172 |  |  |  |  | -0.27261 | -46.8881 |  |  |  |  | 0 | 0
48584 | CBY_GT4_2 | 2 | Houston | YES | -0.010557 | 172 | 0 | 172 | 0 | 1.027 | CC | -1 | 0.27261 | 172 | 172 |  |  |  |  | -0.27261 | -46.8881 |  |  |  |  | 0 | 0
48585 | CBY_ST4_1 | 3 | Houston | YES | -0.010557 | 172 | 0 | 172 | 0 | 1.027 | CC | -1 | 0.27261 | 172 | 172 |  |  |  |  | -0.27261 | -46.8881 |  |  |  |  | 0 | 0
48598 | BTE_ST1_8070 | 4 | Houston | YES | -0.010605 | 269.2 | 60 | 269.2 | 0 | 1.0261 | CC | -1 | 0.27265 | 269.2 | 269.2 |  |  |  |  | -0.27265 | -73.3983 |  |  |  |  | 0 | 0
48595 | BTE_GT2_8075 | 1 | Houston | YES | -0.010605 | 162.8 | 130 | 162.8 | 0 | 1.0261 | CC | -1 | 0.27265 | 162.8 | 162.8 |  |  |  |  | -0.27265 | -44.388 |  |  |  |  | 0 | 0
48596 | BTE_GT3_8045 | 2 | Houston | YES | -0.010605 | 161.4 | 130 | 161.4 | 0 | 1.0261 | CC | -1 | 0.27265 | 161.4 | 161.4 |  |  |  |  | -0.27265 | -44.0063 |  |  |  |  | 0 | 0
48597 | BTE_GT4_8055 | 3 | Houston | YES | -0.010605 | 158.9 | 130 | 158.9 | 0 | 1.0261 | CC | -1 | 0.27265 | 158.9 | 158.9 |  |  |  |  | -0.27265 | -43.3246 |  |  |  |  | 0 | 0
48690 | GBY_GN5_5 | 5 | Houston | YES | -0.010625 | 318.4 | 81 | 398 |  | 1.0362 | GSC | -1 | 0.27267 | 398 | 398 |  |  |  |  | -0.27267 | -108.5241 |  |  |  |  | 0 | 0
48885 | THW_5152 | B | Houston | YES | -0.010648 | 47.2 | 5 | 59 |  | 1.0319 | GGT | -1 | 0.2727 | 59 | 59 |  |  |  |  | -0.2727 | -16.0891 |  |  |  |  | 0 | 0
48887 | THW_5556 | E | Houston | YES | -0.010648 | 47.2 | 5 | 59 |  | 1.0319 | GGT | -1 | 0.2727 | 59 | 59 |  |  |  |  | -0.2727 | -16.0891 |  |  |  |  | 0 | 0
48885 | THW_5152 | A | Houston | YES | -0.010648 | 46.4 | 5 | 58 |  | 1.0319 | GGT | -1 | 0.2727 | 58 | 58 |  |  |  |  | -0.2727 | -15.8164 |  |  |  |  | 0 | 0
48886 | THW_5354 | D | Houston | YES | -0.010648 | 46.4 | 5 | 58 |  | 1.0319 | GGT | -1 | 0.2727 | 58 | 58 |  |  |  |  | -0.2727 | -15.8164 |  |  |  |  | 0 | 0
48886 | THW_5354 | C | Houston | YES | -0.010648 | 45.6 | 5 | 57 |  | 1.0319 | GGT | -1 | 0.2727 | 57 | 57 |  |  |  |  | -0.2727 | -15.5437 |  |  |  |  | 0 | 0
48887 | THW_5556 | F | Houston | YES | -0.010648 | 45.6 | 5 | 57 |  | 1.0319 | GGT | -1 | 0.2727 | 57 | 57 |  |  |  |  | -0.2727 | -15.5437 |  |  |  |  | 0 | 0
48591 | CHE_GT2_5030 | 2 | Houston | YES | -0.010934 | 173 | 50 | 173 | 0 | 1.029 | Cogen | -1 | 0.27298 | 0 | 0 |  |  |  |  | -0.27298 | 0 |  |  |  |  | 0 | 0
48811 | CVC_GT3_5045 | 3 | Houston | YES | -0.010934 | 156 | 91.8 | 156 | 0 | 1.029 | Cogen | -1 | 0.27298 | 0 | 0 |  |  |  |  | -0.27298 | 0 |  |  |  |  | 0 | 0
48812 | CVC_GT2_5020 | 2 | Houston | YES | -0.010934 | 158 | 91.8 | 158 | 0 | 1.029 | Cogen | -1 | 0.27298 | 0 | 0 |  |  |  |  | -0.27298 | 0 |  |  |  |  | 0 | 0
48813 | CVC_GT1_5035 | 1 | Houston | YES | -0.010934 | 160 | 91.8 | 160 | 0 | 1.029 | Cogen | -1 | 0.27298 | 0 | 0 |  |  |  |  | -0.27298 | 0 |  |  |  |  | 0 | 0
48814 | CVC_ST5_5040 | 1 | Houston | YES | -0.010934 | 162 | 91.8 | 162 | 0 | 1.029 | Cogen | -1 | 0.27298 | 0 | 0 |  |  |  |  | -0.27298 | 0 |  |  |  |  | 0 | 0
334 | RWMILLER03 | 3 | North | YES | -0.011435 | 166.4 | 65 | 208 | 0 | 1.04 | GST | -1 | 0.27348 | 208 | 208 |  |  | -2.3785 | 208 | -0.27348 | -56.8846 |  |  |  |  | 0 | 0
333 | RWMILLER02 | 2 | North | YES | -0.011435 | 95.2 | 37 | 119 | 0 | 1.04 | GST | -1 | 0.27348 | 119 | 119 |  |  | -1.3608 | 119 | -0.27348 | -32.5445 |  |  |  |  | 0 | 0
335 | RWMILLER04 | 4 | North | YES | -0.011435 | 81.6 | 0 | 102 | 0 | 1.04 | GST | -1 | 0.27348 | 102 | 102 |  |  | -1.1664 | 102 | -0.27348 | -27.8953 |  |  |  |  | 0 | 0
336 | RWMILLER05 | 5 | North | YES | -0.011435 | 80.8 | 0 | 101 | 0 | 1.04 | GST | -1 | 0.27348 | 101 | 101 |  |  | -1.1549 | 101 | -0.27348 | -27.6218 |  |  |  |  | 0 | 0
332 | RWMILLER01 | 1 | North | YES | -0.011435 | 58.4 | 18.5 | 73 | 0 | 1.04 | GST | -1 | 0.27348 | 73 | 73 |  |  | -0.83476 | 73 | -0.27348 | -19.9643 |  |  |  |  | 0 | 0
251 | BOSQUESW803 | 2 | North | YES | -0.012215 | 150 | 0 | 150 | 0 | 1.032 | CC | -1 | 0.27426 | 150 | 150 |  |  | -1.8322 | 150 | -0.27426 | -41.1395 |  |  |  |  | 0 | 0
253 | BOSQUESW804 | 2 | North | YES | -0.012215 | 80 | 0 | 80 | 0 | 1.032 | CC | -1 | 0.27426 | 80 | 80 |  |  | -0.9772 | 80 | -0.27426 | -21.9411 |  |  |  |  | 0 | 0
244 | WHITNYDM01 | 1 | North | YES | -0.012738 | 15 | 0 | 15 | 0 | 1.035 | Hydro | -1 | 0.27479 | 0 | 0 |  |  | 0 | 0 | -0.27479 | 0 |  |  |  |  | 0 | 0
245 | WHITNYDM02 | 2 | North | YES | -0.012738 | 15 | 0 | 15 | 0 | 1.035 | Hydro | -1 | 0.27479 | 0 | 0 |  |  | 0 | 0 | -0.27479 | 0 |  |  |  |  | 0 | 0
60000 | DSKY2 | 1 | West | YES | 0.25369 | 19.1 | 0 | 76.5 |  | 1.039 | Wind | 1 | 0.27509 | 0 | 76.5 | 19.4074 | 76.5 |  |  | 0.27509 | 21.0441 |  |  |  |  | 0 | 0
238 | BOSQUESW505 | 1 | North | YES | -0.01343 | 255 | 0 | 255 | 0 | 1.02 | CC | -1 | 0.27548 | 255 | 255 |  |  | -3.4247 | 255 | -0.27548 | -70.247 |  |  |  |  | 0 | 0
247 | BOSQUESW501 | 2 | North | YES | -0.01343 | 124.8 | 0 | 156 | 0 | 1.02 | GGT | -1 | 0.27548 | 156 | 156 |  |  | -2.0951 | 156 | -0.27548 | -42.9746 |  |  |  |  | 0 | 0
239 | BOSQUESW502 | 1 | North | YES | -0.01343 | 119.2 | 0 | 149 | 0 | 1.02 | GGT | -1 | 0.27548 | 149 | 149 |  |  | -2.0011 | 149 | -0.27548 | -41.0463 |  |  |  |  | 0 | 0
48674 | FTR_CN4_5095 | 4 | North | YES | -0.0135 | 380 | 0 | 380 | 0 | 1.0319 | CC | -1 | 0.27555 | 380 | 380 |  |  | -5.13 | 380 | -0.27555 | -104.7084 |  |  |  |  | 0 | 0
48672 | FTR_GT2_5110 | 2 | North | YES | -0.0135 | 159 | 0 | 159 | 0 | 1.0319 | CC | -1 | 0.27555 | 159 | 159 |  |  | -2.1465 | 159 | -0.27555 | -43.8122 |  |  |  |  | 0 | 0
48673 | FTR_GT3_5085 | 3 | North | YES | -0.0135 | 158 | 0 | 158 | 0 | 1.0319 | CC | -1 | 0.27555 | 158 | 158 |  |  | -2.133 | 158 | -0.27555 | -43.5367 |  |  |  |  | 0 | 0
48671 | FTR_GT1_5105 | 1 | North | YES | -0.0135 | 154.2 | 0 | 154.2 | 0 | 1.0319 | CC | -1 | 0.27555 | 154.2 | 154.2 |  |  | -2.0817 | 154.2 | -0.27555 | -42.4896 |  |  |  |  | 0 | 0
3417 | LAKE_CRK2_G | 2 | North | YES | -0.01356 | 177.6 | 40 | 222 | 0 | 1.029 | GST | -1 | 0.27561 | 222 | 222 |  |  | -3.0103 | 222 | -0.27561 | -61.1851 |  |  |  |  | 0 | 0
3416 | LAKE_CRK1_G | 1 | North | YES | -0.01356 | 60 | 33 | 75 |  | 1.029 | GST | -1 | 0.27561 | 75 | 75 |  |  | -1.017 | 75 | -0.27561 | -20.6706 |  |  |  |  | 0 | 0
1898 | COMCHEPK_1G | 1 | North | YES | -0.013771 | 1217 | 1150 | 1217 | 0 | 1.032 | Nuc | -1 | 0.27582 | 0 | 0 |  |  | 0 | 0 | -0.27582 | 0 |  |  |  |  | 0 | 0
1899 | COMCHEPK_2G | 2 | North | YES | -0.013771 | 1159 | 1128 | 1159 | 0 | 1.032 | Nuc | -1 | 0.27582 | 0 | 0 |  |  | 0 | 0 | -0.27582 | 0 |  |  |  |  | 0 | 0
60018 | DSKY1 | 1 | West | YES | 0.2545 | 21 | 0 | 84 | 0 | 1.023 | Wind | 1 | 0.27589 | 0 | 84 | 21.3777 | 84 |  |  | 0.27589 | 23.1749 |  |  |  |  | 0 | 0
32892 | BRYN_DNSBY14 | 1 | North | YES | -0.01396 | 84 | 25 | 105 | 0 | 1.035 | GST | -1 | 0.27601 | 105 | 105 |  |  | -1.4658 | 105 | -0.27601 | -28.9809 |  |  |  |  | 0 | 0
32883 | BRYN_DNSBY3 | 1 | North | YES | -0.01396 | 0 | 2 | 48 |  | 1.015 | GST | -1 | 0.27601 | 48 | 48 |  |  | -0.67008 | 48 | -0.27601 | -13.2484 |  |  |  |  | 0 | 0
32884 | BRYN_DNSBY13 | 1 | North | YES | -0.01396 | 46 | 2 | 46 | 0 | 1.015 | GST | -1 | 0.27601 | 46 | 46 |  |  | -0.64216 | 46 | -0.27601 | -12.6964 |  |  |  |  | 0 | 0
32888 | BRYN_ATKINS7 | 1 | North | YES | -0.014003 | 13.6 | 4 | 17 |  | 1.028 | GGT | -1 | 0.27605 | 17 | 17 |  |  | -0.23805 | 17 | -0.27605 | -4.6929 |  |  |  |  | 0 | 0
32886 | BRYN_ATKINS3 | MB | North | YES | -0.014003 | 0 | 5 | 12 |  | 1 | GST | -1 | 0.27605 | 0 | 0 |  |  | 0 | 0 | -0.27605 | 0 |  |  |  |  | 0 | 0
32887 | BRYN_ATKINS6 | MB | North | YES | -0.014003 | 0 | 12 | 51 |  | 1.028 | GST | -1 | 0.27605 | 0 | 0 |  |  | 0 | 0 | -0.27605 | 0 |  |  |  |  | 0 | 0
32890 | BRYN_ATKINS4 | MB | North | YES | -0.014003 | 0 | 5 | 22 |  | 1.031 | GST | -1 | 0.27605 | 0 | 0 |  |  | 0 | 0 | -0.27605 | 0 |  |  |  |  | 0 | 0
32891 | BRYN_ATKINS5 | MB | North | YES | -0.014003 | 0 | 5 | 25 |  | 1.031 | GST | -1 | 0.27605 | 0 | 0 |  |  | 0 | 0 | -0.27605 | 0 |  |  |  |  | 0 | 0
32798 | BRYN_TAMUGEN | 1 | North | YES | -0.014018 | 32 | 0 | 32 |  | 1.02 | GST | -1 | 0.27607 | 32 | 32 |  |  | -0.44858 | 32 | -0.27607 | -8.8341 |  |  |  |  | 0 | 0
990 | GIBN_CREK_G1 | 1 | North | YES | -0.014032 | 463 | 200 | 463 | 0 | 1.0275 | LIGCO | -1 | 0.27608 | 0 | 463 |  |  | 0 | 0 | -0.27608 | 0 |  |  |  |  | 0 | 0
3404 | THOUSE_2G | 2 | North | YES | -0.01427 | 807 | 250 | 807 | 0 | 1.012 | GSC | -1 | 0.27632 | 807 | 807 |  |  | -11.5159 | 807 | -0.27632 | -222.989 |  |  |  |  | 0 | 0
3403 | THOUSE_1G | 1 | North | YES | -0.01427 | 563 | 200 | 563 | 0 | 1.012 | GSC | -1 | 0.27632 | 563 | 563 |  |  | -8.034 | 563 | -0.27632 | -155.5673 |  |  |  |  | 0 | 0
71051 | L_BITTCR1_1N | W1 | West | YES | 0.25546 | 7.5 | 0 | 37.5 |  | 1.02 | Wind | 1 | 0.27685 | 0 | 37.5 | 9.5797 | 37.5 |  |  | 0.27685 | 10.382 |  |  |  |  | 0 | 0
71061 | L_SWEETW1_5N | W1 | West | YES | 0.25546 | 16.1 | 0 | 80.5 | 0 | 1.02 | Wind | 1 | 0.27685 | 0 | 80.5 | 20.5644 | 80.5 |  |  | 0.27685 | 22.2867 |  |  |  |  | 0 | 0
71060 | L_SWEETW1_4N | W1 | West | YES | 0.25546 | 21 | 0 | 105 | 0 | 1.02 | Wind | 1 | 0.27685 | 0 | 105 | 26.8231 | 105 |  |  | 0.27685 | 29.0696 |  |  |  |  | 0 | 0
71054 | L_SWEETW1_1N | W1 | West | YES | 0.25546 | 21.5 | 0 | 107.5 |  | 1.02 | Wind | 1 | 0.27685 | 0 | 107.5 | 27.4617 | 107.5 |  |  | 0.27685 | 29.7617 |  |  |  |  | 0 | 0
71059 | L_SWEETW1_3N | W1 | West | YES | 0.25546 | 23.8 | 0 | 119 | 0 | 1.02 | Wind | 1 | 0.27685 | 0 | 119 | 30.3995 | 119 |  |  | 0.27685 | 32.9455 |  |  |  |  | 0 | 0
71057 | L_SWEETW1_2N | W1 | West | YES | 0.25546 | 27 | 0 | 135 |  | 1.02 | Wind | 1 | 0.27685 | 0 | 135 | 34.4868 | 135 |  |  | 0.27685 | 37.3752 |  |  |  |  | 0 | 0
1879 | WLFHOLW_3G | 3 | North | YES | -0.014868 | 272.4 | 89.2 | 272.4 | 0 | 1.032 | CC | -1 | 0.27692 | 272.4 | 272.4 |  |  | -4.05 | 272.4 | -0.27692 | -75.4321 |  |  |  |  | 0 | 0
1877 | WLFHOLW_1G | 1 | North | YES | -0.014868 | 217.3 | 89.2 | 217.3 | 0 | 1.032 | CC | -1 | 0.27692 | 217.3 | 217.3 |  |  | -3.2308 | 217.3 | -0.27692 | -60.174 |  |  |  |  | 0 | 0
1878 | WLFHOLW_2G | 2 | North | YES | -0.014868 | 215.7 | 105 | 215.7 | 0 | 1.032 | CC | -1 | 0.27692 | 215.7 | 215.7 |  |  | -3.207 | 215.7 | -0.27692 | -59.7309 |  |  |  |  | 0 | 0
344 | MRSSHPRD | 1 | North | YES | -0.015295 | 0 | 0 | 12 |  | 1.03 | Hydro | -1 | 0.27734 | 0 | 0 |  |  | 0 | 0 | -0.27734 | 0 |  |  |  |  | 0 | 0
345 | MRSSHPRD01 | 2 | North | YES | -0.015295 | 0 | 0 | 12 |  | 1.03 | Hydro | -1 | 0.27734 | 0 | 0 |  |  | 0 | 0 | -0.27734 | 0 |  |  |  |  | 0 | 0
39960 | TNTNPONE_18 | 1 | North | YES | -0.015753 | 152.3 | 30 | 152.3 |  | 1.04 | LIGCO | -1 | 0.2778 | 0 | 152.3 |  |  | 0 | 0 | -0.2778 | 0 |  |  |  |  | 0 | 0
39970 | TNTNPONE_28 | 1 | North | YES | -0.015753 | 153 | 30 | 153 |  | 1.04 | LIGCO | -1 | 0.2778 | 0 | 153 |  |  | 0 | 0 | -0.2778 | 0 |  |  |  |  | 0 | 0
366 | JNSNCNTY802 | 1 | North | YES | -0.016047 | 168 | 20 | 168 | 0 | 1.02 | Cogen | -1 | 0.2781 | 0 | 0 |  |  | 0 | 0 | -0.2781 | 0 |  |  |  |  | 0 | 0
367 | JNSNCNTY802 | 2 | North | YES | -0.016047 | 90 | 20 | 90 | 0 | 1.02 | Cogen | -1 | 0.2781 | 0 | 0 |  |  | 0 | 0 | -0.2781 | 0 |  |  |  |  | 0 | 0
1892 | DECRDOVA_2G | A | North | YES | -0.016225 | 65 | 65 | 70 | 0 | 1.025 | GGT | -1 | 0.27827 | 70 | 70 |  |  | -1.1358 | 70 | -0.27827 | -19.4791 |  |  |  |  | 0 | 0
1893 | DECRDOVA_3G | B | North | YES | -0.016225 | 65 | 65 | 69 | 0 | 1.025 | GGT | -1 | 0.27827 | 69 | 69 |  |  | -1.1195 | 69 | -0.27827 | -19.2009 |  |  |  |  | 0 | 0
1894 | DECRDOVA_4G | C | North | YES | -0.016225 | 65 | 65 | 69 | 0 | 1.025 | GGT | -1 | 0.27827 | 69 | 69 |  |  | -1.1195 | 69 | -0.27827 | -19.2009 |  |  |  |  | 0 | 0
1895 | DECRDOVA_5G | D | North | YES | -0.016225 | 65 | 65 | 68 | 0 | 1.025 | GGT | -1 | 0.27827 | 68 | 68 |  |  | -1.1033 | 68 | -0.27827 | -18.9226 |  |  |  |  | 0 | 0
48721 | LEG_1___1 | 1 | North | YES | -0.016442 | 827 | 357 | 827 | 0 | 1.0348 | LIGCO | -1 | 0.27849 | 0 | 827 |  |  | 0 | 0 | -0.27849 | 0 |  |  |  |  | 0 | 0
48722 | LEG_2___2 | 2 | North | YES | -0.016442 | 819 | 357 | 819 | 0 | 1.0348 | LIGCO | -1 | 0.27849 | 0 | 819 |  |  | 0 | 0 | -0.27849 | 0 |  |  |  |  | 0 | 0
60017 | ORNNWP1 | 1 | West | YES | 0.25716 | 20 | 0 | 80 |  | 1.027 | Wind | 1 | 0.27855 | 0 | 80 | 20.5726 | 80 |  |  | 0.27855 | 22.2842 |  |  |  |  | 0 | 0
76091 | L_DIVIDE1_1N | W1 | West | YES | 0.25755 | 22.5 | 0 | 112.5 |  | 1.02 | Wind | 1 | 0.27894 | 0 | 112.5 | 28.9743 | 112.5 |  |  | 0.27894 | 31.3812 |  |  |  |  | 0 | 0
76095 | L_CAPRSI1_1N | W1 | West | YES | 0.25755 | 29.9 | 0 | 149.5 | 0 | 1.02 | Wind | 1 | 0.27894 | 0 | 149.5 | 38.5036 | 149.5 |  |  | 0.27894 | 41.7022 |  |  |  |  | 0 | 0
76096 | L_CAPRSI1_2N | W1 | West | YES | 0.25755 | 37.2 | 0 | 186 | 0 | 1.02 | Wind | 1 | 0.27894 | 0 | 186 | 47.9041 | 186 |  |  | 0.27894 | 51.8836 |  |  |  |  | 0 | 0
76097 | L_CAPRGE1_1N | W1 | West | YES | 0.25755 | 42.9 | 0 | 214.5 | 0 | 1.02 | Wind | 1 | 0.27894 | 0 | 214.5 | 55.2443 | 214.5 |  |  | 0.27894 | 59.8336 |  |  |  |  | 0 | 0
3381 | BBRN_1G | 1 | North | YES | -0.018346 | 618 | 225 | 618 | 0 | 1.03 | LIGCO | -1 | 0.28039 | 0 | 618 |  |  | 0 | 0 | -0.28039 | 0 |  |  |  |  | 0 | 0
3382 | BBRN_2G | 2 | North | YES | -0.018346 | 589 | 225 | 589 | 0 | 1.03 | LIGCO | -1 | 0.28039 | 0 | 589 |  |  | 0 | 0 | -0.28039 | 0 |  |  |  |  | 0 | 0
13133 | CALFREST_3G | 3 | North | YES | -0.018651 | 177.4 | 40 | 177.4 | 0 | 1.031 | CC | -1 | 0.2807 | 177.4 | 177.4 |  |  | -3.3087 | 177.4 | -0.2807 | -49.7961 |  |  |  |  | 0 | 0
13132 | CALFREST_2G | 2 | North | YES | -0.018651 | 151 | 57 | 151 | 0 | 1.031 | CC | -1 | 0.2807 | 151 | 151 |  |  | -2.8163 | 151 | -0.2807 | -42.3856 |  |  |  |  | 0 | 0
13131 | CALFREST_1G | 1 | North | YES | -0.018651 | 150.7 | 40 | 150.7 | 0 | 1.031 | CC | -1 | 0.2807 | 150.7 | 150.7 |  |  | -2.8107 | 150.7 | -0.2807 | -42.3014 |  |  |  |  | 0 | 0
13136 | CALFREST_6G | 6 | North | YES | -0.018719 | 177.5 | 40 | 177.5 | 0 | 1.031 | CC | -1 | 0.28077 | 177.5 | 177.5 |  |  | -3.3226 | 177.5 | -0.28077 | -49.8362 |  |  |  |  | 0 | 0
13135 | CALFREST_5G | 5 | North | YES | -0.018719 | 152.3 | 57 | 152.3 | 0 | 1.031 | CC | -1 | 0.28077 | 152.3 | 152.3 |  |  | -2.8509 | 152.3 | -0.28077 | -42.7609 |  |  |  |  | 0 | 0
13134 | CALFREST_4G | 4 | North | YES | -0.018719 | 151.5 | 40 | 151.5 | 0 | 1.031 | CC | -1 | 0.28077 | 151.5 | 151.5 |  |  | -2.8359 | 151.5 | -0.28077 | -42.5363 |  |  |  |  | 0 | 0
36998 | RDCNYNG1 | 1 | West | YES | 0.25948 | 16.8 | 0 | 84 |  | 1.01 | Wind | 1 | 0.28087 | 0 | 84 | 21.7962 | 84 |  |  | 0.28087 | 23.5934 |  |  |  |  | 0 | 0
1889 | DECRDOVA_1G | 1 | North | YES | -0.019037 | 779 | 255 | 779 | 0 | 1.02 | GSC | -1 | 0.28109 | 779 | 779 |  |  | -14.8298 | 779 | -0.28109 | -218.9656 |  |  |  |  | 0 | 0
505 | NTHTEXAS03 | 3 | North | YES | -0.019097 | 30.4 | 15 | 38 |  | 1.015 | GST | -1 | 0.28115 | 38 | 38 |  |  | -0.72569 | 38 | -0.28115 | -10.6835 |  |  |  |  | 0 | 0
503 | NTHTEXAS01 | 1 | North | YES | -0.019097 | 0 | 5 | 18 |  | 1.015 | GST | -1 | 0.28115 | 18 | 18 |  |  | -0.34375 | 18 | -0.28115 | -5.0606 |  |  |  |  | 0 | 0
504 | NTHTEXAS02 | 2 | North | YES | -0.019097 | 14.4 | 5 | 18 |  | 1.015 | GST | -1 | 0.28115 | 18 | 18 |  |  | -0.34375 | 18 | -0.28115 | -5.0606 |  |  |  |  | 0 | 0
3126 | TRINIDAD_6G | 1 | North | YES | -0.01957 | 179.2 | 46 | 224 | 0 | 1 | GST | -1 | 0.28162 | 224 | 224 |  |  | -4.3837 | 224 | -0.28162 | -63.0825 |  |  |  |  | 0 | 0
1938 | MDLTHELP_6G | 6 | North | YES | -0.019655 | 226 | 74 | 226 | 0 | 1 | CC | -1 | 0.2817 | 226 | 226 |  |  | -4.442 | 226 | -0.2817 | -63.665 |  |  |  |  | 0 | 0
1937 | MDLTHELP_5G | 5 | North | YES | -0.019655 | 224 | 74 | 224 | 0 | 1 | CC | -1 | 0.2817 | 224 | 224 |  |  | -4.4027 | 224 | -0.2817 | -63.1016 |  |  |  |  | 0 | 0
1943 | MDLTHELP_3G | 3 | North | YES | -0.019655 | 212 | 74 | 212 | 0 | 1 | CC | -1 | 0.2817 | 212 | 212 |  |  | -4.1669 | 212 | -0.2817 | -59.7211 |  |  |  |  | 0 | 0
1944 | MDLTHELP_4G | 4 | North | YES | -0.019655 | 211 | 74 | 211 | 0 | 1 | CC | -1 | 0.2817 | 211 | 211 |  |  | -4.1472 | 211 | -0.2817 | -59.4394 |  |  |  |  | 0 | 0
12322 | ENNSTRAC_1G | 1 | North | YES | -0.019906 | 196 | 130 | 196 | 0 | 1.036 | CC | -1 | 0.28195 | 196 | 196 |  |  | -3.9016 | 196 | -0.28195 | -55.2631 |  |  |  |  | 0 | 0
12323 | ENNSTRAC_2G | 2 | North | YES | -0.019906 | 116 | 100 | 116 | 0 | 1.036 | CC | -1 | 0.28195 | 116 | 116 |  |  | -2.3091 | 116 | -0.28195 | -32.7067 |  |  |  |  | 0 | 0
3108 | STRYKER_2G | 2 | North | YES | -0.020238 | 484 | 75 | 484 | 0 | 1.029 | GST | -1 | 0.28229 | 484 | 484 |  |  | -9.7952 | 484 | -0.28229 | -136.6267 |  |  |  |  | 0 | 0
3107 | STRYKER_1G | 1 | North | YES | -0.020238 | 145.6 | 45 | 182 | 0 | 1.029 | GST | -1 | 0.28229 | 182 | 182 |  |  | -3.6833 | 182 | -0.28229 | -51.3761 |  |  |  |  | 0 | 0
3309 | ASPN_G | 1 | North | YES | -0.020271 | 50 | 0 | 50 |  | 1 | Bio | -1 | 0.28232 | 50 | 50 |  |  | -1.0135 | 50 | -0.28232 | -14.116 |  |  |  |  | 0 | 0
3348 | CHAMPION_1G | MB | North | YES | -0.020289 | 0 | 42 | 42 |  | 1 | Cogen | -1 | 0.28234 | 0 | 0 |  |  | 0 | 0 | -0.28234 | 0 |  |  |  |  | 0 | 0
1941 | MDLTHELP_1G | 1 | North | YES | -0.020378 | 216.4 | 74 | 216.4 | 0 | 1 | CC | -1 | 0.28243 | 216.4 | 216.4 |  |  | -4.4098 | 216.4 | -0.28243 | -61.1171 |  |  |  |  | 0 | 0
1942 | MDLTHELP_2G | 2 | North | YES | -0.020378 | 216.1 | 74 | 216.1 | 0 | 1 | CC | -1 | 0.28243 | 216.1 | 216.1 |  |  | -4.4037 | 216.1 | -0.28243 | -61.0324 |  |  |  |  | 0 | 0
13119 | TGATEWAY_4G | 4 | North | YES | -0.020446 | 399 | 65 | 399 | 0 | 1.0232 | CC | -1 | 0.28249 | 399 | 399 |  |  | -8.158 | 399 | -0.28249 | -112.7153 |  |  |  |  | 0 | 0
13116 | TGATEWAY_1G | 1 | North | YES | -0.020446 | 151 | 30 | 151 | 0 | 1.0232 | CC | -1 | 0.28249 | 151 | 151 |  |  | -3.0873 | 151 | -0.28249 | -42.6567 |  |  |  |  | 0 | 0
13118 | TGATEWAY_3G | 3 | North | YES | -0.020446 | 148 | 30 | 148 | 0 | 1.0232 | CC | -1 | 0.28249 | 148 | 148 |  |  | -3.026 | 148 | -0.28249 | -41.8092 |  |  |  |  | 0 | 0
13117 | TGATEWAY_2G | 2 | North | YES | -0.020446 | 130 | 30 | 130 | 0 | 1.0232 | CC | -1 | 0.28249 | 130 | 130 |  |  | -2.658 | 130 | -0.28249 | -36.7243 |  |  |  |  | 0 | 0
3097 | MARTLAKE_1G | 1 | North | YES | -0.02063 | 790 | 500 | 790 | 0 | 1.017 | LIGCO | -1 | 0.28268 | 0 | 790 |  |  | 0 | 0 | -0.28268 | 0 |  |  |  |  | 0 | 0
3098 | MARTLAKE_2G | 2 | North | YES | -0.02063 | 795 | 461 | 795 | 0 | 1.017 | LIGCO | -1 | 0.28268 | 0 | 795 |  |  | 0 | 0 | -0.28268 | 0 |  |  |  |  | 0 | 0
3099 | MARTLAKE_3G | 3 | North | YES | -0.02063 | 804 | 500 | 804 | 0 | 1.017 | LIGCO | -1 | 0.28268 | 0 | 804 |  |  | 0 | 0 | -0.28268 | 0 |  |  |  |  | 0 | 0
1600 | BARTNWND_1G | 1 | North | YES | -0.021453 | 12 | 0 | 120 | 0 | 1.022 | Wind | -1 | 0.2835 | 0 | 120 |  |  | 0 | 0 | -0.2835 | 0 |  |  |  |  | 0 | 0
2417 | MTCK8_G | 8 | North | YES | -0.021674 | 444.8 | 60 | 556 | 0 | 1.022 | GSC | -1 | 0.28372 | 556 | 556 |  |  | -12.0507 | 556 | -0.28372 | -157.7497 |  |  |  |  | 0 | 0
2413 | MTCK6_G | 6 | North | YES | -0.021674 | 0 | 30 | 118 |  | 1.022 | GST | -1 | 0.28372 | 118 | 118 |  |  | -2.5575 | 118 | -0.28372 | -33.4793 |  |  |  |  | 0 | 0
2414 | MTCK7_G | 7 | North | YES | -0.021674 | 0 | 30 | 115 |  | 1.022 | GST | -1 | 0.28372 | 115 | 115 |  |  | -2.4925 | 115 | -0.28372 | -32.6281 |  |  |  |  | 0 | 0
12440 | PARKD_1SVC8 | 1 | North | YES | -0.021936 | 0 | 0 | 0 | 0 | 1.007 | GST | -1 | 0.28398 | 0 | 0 |  |  | 0 | 0 | -0.28398 | 0 |  |  |  |  | 0 | 0
12449 | PARKD_2SVC8 | 1 | North | YES | -0.021936 | 0 | 0 | 0 | 0 | 1.007 | GST | -1 | 0.28398 | 0 | 0 |  |  | 0 | 0 | -0.28398 | 0 |  |  |  |  | 0 | 0
12424 | FPLEFR2S_G | 4 | North | YES | -0.021989 | 415 | 191 | 415 | 0 | 1 | CC | -1 | 0.28404 | 415 | 415 |  |  | -9.1254 | 415 | -0.28404 | -117.8756 |  |  |  |  | 0 | 0
12414 | FPLEFR1S_G | 4 | North | YES | -0.021989 | 414 | 191 | 414 | 0 | 1 | CC | -1 | 0.28404 | 414 | 414 |  |  | -9.1034 | 414 | -0.28404 | -117.5915 |  |  |  |  | 0 | 0
12412 | FPLEFR1B_G | 2 | North | YES | -0.021989 | 164 | 72 | 164 | 0 | 1 | CC | -1 | 0.28404 | 164 | 164 |  |  | -3.6062 | 164 | -0.28404 | -46.5822 |  |  |  |  | 0 | 0
12413 | FPLEFR1C_G | 3 | North | YES | -0.021989 | 164 | 72 | 164 | 0 | 1 | CC | -1 | 0.28404 | 164 | 164 |  |  | -3.6062 | 164 | -0.28404 | -46.5822 |  |  |  |  | 0 | 0
12423 | FPLEFR2C_G | 3 | North | YES | -0.021989 | 163 | 72 | 163 | 0 | 1 | CC | -1 | 0.28404 | 163 | 163 |  |  | -3.5842 | 163 | -0.28404 | -46.2981 |  |  |  |  | 0 | 0
12421 | FPLEFR2A_G | 1 | North | YES | -0.021989 | 162 | 72 | 162 | 0 | 1 | CC | -1 | 0.28404 | 162 | 162 |  |  | -3.5622 | 162 | -0.28404 | -46.0141 |  |  |  |  | 0 | 0
12411 | FPLEFR1A_G | 1 | North | YES | -0.021989 | 161 | 72 | 161 | 0 | 1 | CC | -1 | 0.28404 | 161 | 161 |  |  | -3.5402 | 161 | -0.28404 | -45.73 |  |  |  |  | 0 | 0
12422 | FPLEFR2B_G | 2 | North | YES | -0.021989 | 161 | 72 | 161 | 0 | 1 | CC | -1 | 0.28404 | 161 | 161 |  |  | -3.5402 | 161 | -0.28404 | -45.73 |  |  |  |  | 0 | 0
2452 | LKHB2_G | 2 | North | YES | -0.022088 | 516 | 80 | 516 | 0 | 1.022 | GST | -1 | 0.28414 | 516 | 516 |  |  | -11.3974 | 516 | -0.28414 | -146.6144 |  |  |  |  | 0 | 0
2451 | LKHB1_G | 1 | North | YES | -0.022088 | 0 | 80 | 391 |  | 1.022 | GST | -1 | 0.28414 | 391 | 391 |  |  | -8.6364 | 391 | -0.28414 | -111.0974 |  |  |  |  | 0 | 0
948 | STEAM1 | 1 | North | YES | -0.022532 | 0 | 12 | 20 |  | 1.02 | GST | -1 | 0.28458 | 20 | 20 |  |  | -0.45064 | 20 | -0.28458 | -5.6916 |  |  |  |  | 0 | 0
950 | STEAM3 | 1 | North | YES | -0.022533 | 41 | 13 | 42 | 0 | 1.02 | GST | -1 | 0.28458 | 42 | 42 |  |  | -0.94639 | 42 | -0.28458 | -11.9524 |  |  |  |  | 0 | 0
949 | STEAM2 | 1 | North | YES | -0.022533 | 26 | 8 | 26 | 0 | 0.99 | GST | -1 | 0.28458 | 26 | 26 |  |  | -0.58586 | 26 | -0.28458 | -7.3991 |  |  |  |  | 0 | 0
837 | NEWMAN_G5 | 1 | North | YES | -0.022552 | 0 | 15 | 40 |  | 1.01 | GST | -1 | 0.2846 | 40 | 40 |  |  | -0.90208 | 40 | -0.2846 | -11.384 |  |  |  |  | 0 | 0
844 | OLINGER_G3 | 1 | North | YES | -0.022628 | 103.9 | 45 | 150 | 0 | 1.03 | GST | -1 | 0.28468 | 150 | 150 |  |  | -3.3942 | 150 | -0.28468 | -42.7015 |  |  |  |  | 0 | 0
843 | OLINGER_G2 | 1 | North | YES | -0.022628 | 76.2 | 25 | 110 | 0 | 1.03 | GST | -1 | 0.28468 | 110 | 110 |  |  | -2.4891 | 110 | -0.28468 | -31.3144 |  |  |  |  | 0 | 0
842 | OLINGER_G1 | 1 | North | YES | -0.022628 | 55.4 | 20 | 79 | 0 | 1.03 | GST | -1 | 0.28468 | 79 | 79 |  |  | -1.7876 | 79 | -0.28468 | -22.4894 |  |  |  |  | 0 | 0
845 | OLINGER_G4 | 1 | North | YES | -0.022628 | 51.9 | 0 | 76 | 0 | 1.03 | GGT | -1 | 0.28468 | 76 | 76 |  |  | -1.7197 | 76 | -0.28468 | -21.6354 |  |  |  |  | 0 | 0
1701 | MOSES_1G | 1 | North | YES | -0.022981 | 558 | 175 | 558 | 0 | 1.023 | LIGCO | -1 | 0.28503 | 0 | 558 |  |  | 0 | 0 | -0.28503 | 0 |  |  |  |  | 0 | 0
1702 | MOSES_2G | 2 | North | YES | -0.022981 | 579 | 175 | 579 | 0 | 1.023 | LIGCO | -1 | 0.28503 | 0 | 579 |  |  | 0 | 0 | -0.28503 | 0 |  |  |  |  | 0 | 0
1703 | MOSES_3G | 3 | North | YES | -0.022981 | 808 | 463 | 808 | 0 | 1.023 | LIGCO | -1 | 0.28503 | 0 | 808 |  |  | 0 | 0 | -0.28503 | 0 |  |  |  |  | 0 | 0
5925 | DCEAST | EQ | North | YES | -0.022981 | 400.3 | -600 | 600 | 0 | 1.025 | DCTie | -1 | 0.28503 | 0 | 0 |  |  | 0 | 0 | -0.28503 | 0 |  |  |  |  | 0 | 0
1675 | PEC_1G | 1 | North | YES | -0.02309 | 76.7 | 35 | 76.7 | 0 | 1.022 | Cogen | -1 | 0.28514 | 0 | 0 |  |  | 0 | 0 | -0.28514 | 0 |  |  |  |  | 0 | 0
1676 | PEC_2G | 2 | North | YES | -0.02309 | 79.6 | 35 | 79.6 | 0 | 1.022 | Cogen | -1 | 0.28514 | 0 | 0 |  |  | 0 | 0 | -0.28514 | 0 |  |  |  |  | 0 | 0
1677 | PEC_3G | 3 | North | YES | -0.02309 | 88.4 | 35 | 88.4 | 0 | 1.022 | Cogen | -1 | 0.28514 | 0 | 0 |  |  | 0 | 0 | -0.28514 | 0 |  |  |  |  | 0 | 0
1683 | LAMARPWR_6G | 6 | North | YES | -0.023136 | 198 | 129.1 | 198 | 0 | 1.038 | CC | -1 | 0.28518 | 198 | 198 |  |  | -4.5809 | 198 | -0.28518 | -56.4665 |  |  |  |  | 0 | 0
1680 | LAMARPWR_3G | 3 | North | YES | -0.023136 | 196 | 129.1 | 196 | 0 | 1.038 | CC | -1 | 0.28518 | 196 | 196 |  |  | -4.5347 | 196 | -0.28518 | -55.8962 |  |  |  |  | 0 | 0
1678 | LAMARPWR_1G | 1 | North | YES | -0.023136 | 160 | 67.7 | 160 | 0 | 1.038 | CC | -1 | 0.28518 | 160 | 160 |  |  | -3.7018 | 160 | -0.28518 | -45.6295 |  |  |  |  | 0 | 0
1682 | LAMARPWR_5G | 5 | North | YES | -0.023136 | 157 | 67.7 | 157 | 0 | 1.038 | CC | -1 | 0.28518 | 157 | 157 |  |  | -3.6324 | 157 | -0.28518 | -44.774 |  |  |  |  | 0 | 0
1679 | LAMARPWR_2G | 2 | North | YES | -0.023136 | 156 | 67.7 | 156 | 0 | 1.038 | CC | -1 | 0.28518 | 156 | 156 |  |  | -3.6092 | 156 | -0.28518 | -44.4888 |  |  |  |  | 0 | 0
1681 | LAMARPWR_4G | 4 | North | YES | -0.023136 | 156 | 67.7 | 156 | 0 | 1.038 | CC | -1 | 0.28518 | 156 | 156 |  |  | -3.6092 | 156 | -0.28518 | -44.4888 |  |  |  |  | 0 | 0
1948 | HANDLEY_4G | 4 | North | YES | -0.023183 | 348 | 150 | 435 | 0 | 1.022 | GST | -1 | 0.28523 | 435 | 435 |  |  | -10.0846 | 435 | -0.28523 | -124.0757 |  |  |  |  | 0 | 0
1689 | VALLEY_3G | 3 | North | YES | -0.023218 | 0 | 25 | 375 |  | 1.003 | GST | -1 | 0.28527 | 375 | 375 |  |  | -8.7067 | 375 | -0.28527 | -106.9749 |  |  |  |  | 0 | 0
11693 | KMICHIST3_G | 3 | North | YES | -0.023218 | 312 | 60 | 312 | 0 | 1.026 | CC | -1 | 0.28527 | 312 | 312 |  |  | -7.244 | 312 | -0.28527 | -89.0032 |  |  |  |  | 0 | 0
11696 | KMICHIST6_G | 6 | North | YES | -0.023218 | 310 | 60 | 310 | 0 | 1.026 | CC | -1 | 0.28527 | 310 | 310 |  |  | -7.1976 | 310 | -0.28527 | -88.4326 |  |  |  |  | 0 | 0
11695 | KMICHICT5_G | 5 | North | YES | -0.023218 | 148 | 80 | 148 | 0 | 1.026 | CC | -1 | 0.28527 | 148 | 148 |  |  | -3.4363 | 148 | -0.28527 | -42.2194 |  |  |  |  | 0 | 0
11692 | KMICHICT2_G | 2 | North | YES | -0.023218 | 146 | 80 | 146 | 0 | 1.026 | CC | -1 | 0.28527 | 146 | 146 |  |  | -3.3898 | 146 | -0.28527 | -41.6489 |  |  |  |  | 0 | 0
11691 | KMICHICT1_G | 1 | North | YES | -0.023218 | 144 | 80 | 144 | 0 | 1.026 | CC | -1 | 0.28527 | 144 | 144 |  |  | -3.3434 | 144 | -0.28527 | -41.0784 |  |  |  |  | 0 | 0
11694 | KMICHICT4_G | 4 | North | YES | -0.023218 | 144 | 80 | 144 | 0 | 1.026 | CC | -1 | 0.28527 | 144 | 144 |  |  | -3.3434 | 144 | -0.28527 | -41.0784 |  |  |  |  | 0 | 0
1949 | HANDLEY_5G | 5 | North | YES | -0.023256 | 348 | 150 | 435 | 0 | 1.022 | GST | -1 | 0.2853 | 435 | 435 |  |  | -10.1164 | 435 | -0.2853 | -124.1075 |  |  |  |  | 0 | 0
1947 | HANDLEY_3G | 3 | North | YES | -0.023256 | 316 | 100 | 395 | 0 | 1.022 | GST | -1 | 0.2853 | 395 | 395 |  |  | -9.1861 | 395 | -0.2853 | -112.6953 |  |  |  |  | 0 | 0
580 | JCKCNTY801 | 1 | North | YES | -0.023284 | 288 | 0 | 288 | 0 | 1.022 | CC | -1 | 0.28533 | 288 | 288 |  |  | -6.7058 | 288 | -0.28533 | -82.1758 |  |  |  |  | 0 | 0
581 | JCKCNTY802 | 2 | North | YES | -0.023284 | 147 | 0 | 147 | 0 | 1.022 | CC | -1 | 0.28533 | 147 | 147 |  |  | -3.4227 | 147 | -0.28533 | -41.9439 |  |  |  |  | 0 | 0
582 | JCKCNTY803 | 3 | North | YES | -0.023284 | 147 | 0 | 147 | 0 | 1.022 | CC | -1 | 0.28533 | 147 | 147 |  |  | -3.4227 | 147 | -0.28533 | -41.9439 |  |  |  |  | 0 | 0
2383 | NTHLK3_G | 3 | North | YES | -0.023407 | 0 | 50 | 329 |  | 1.022 | GST | -1 | 0.28546 | 329 | 329 |  |  | -7.7009 | 329 | -0.28546 | -93.9149 |  |  |  |  | 0 | 0
2382 | NTHLK2_G | 2 | North | YES | -0.023407 | 0 | 35 | 181 |  | 1.022 | GST | -1 | 0.28546 | 181 | 181 |  |  | -4.2367 | 181 | -0.28546 | -51.6674 |  |  |  |  | 0 | 0
2381 | NTHLK1_G | 1 | North | YES | -0.023407 | 0 | 35 | 156 |  | 1.022 | GST | -1 | 0.28546 | 156 | 156 |  |  | -3.6515 | 156 | -0.28546 | -44.5311 |  |  |  |  | 0 | 0
1688 | VALLEY_2G | 2 | North | YES | -0.023427 | 527 | 90 | 527 | 0 | 1.029 | GSC | -1 | 0.28548 | 527 | 527 |  |  | -12.346 | 527 | -0.28548 | -150.4456 |  |  |  |  | 0 | 0
1687 | VALLEY_1G | 1 | North | YES | -0.023427 | 136 | 15 | 170 | 0 | 1.029 | GST | -1 | 0.28548 | 170 | 170 |  |  | -3.9826 | 170 | -0.28548 | -48.5308 |  |  |  |  | 0 | 0
6948 | DENISNDM | 1 | North | YES | -0.023589 | 40 | 5 | 40 |  | 1.015 | Hydro | -1 | 0.28564 | 0 | 0 |  |  | 0 | 0 | -0.28564 | 0 |  |  |  |  | 0 | 0
6948 | DENISNDM | 2 | North | YES | -0.023589 | 31 | 5 | 40 |  | 1.015 | Hydro | -1 | 0.28564 | 0 | 0 |  |  | 0 | 0 | -0.28564 | 0 |  |  |  |  | 0 | 0
2371 | COLLIN_1G | MB | North | YES | -0.024174 | 0 | 40 | 138 |  | 1.022 | GST | -1 | 0.28622 | 0 | 0 |  |  | 0 | 0 | -0.28622 | 0 |  |  |  |  | 0 | 0
38437 | TNSRBNMESA9 | 1 | West | YES | 0.26504 | 37.5 | 0 | 150 | 0 | 1.02 | Wind | 1 | 0.28644 | 0 | 150 | 39.7561 | 150 |  |  | 0.28644 | 42.9655 |  |  |  |  | 0 | 0
38332 | TNWDWRDU2_8 | 1 | West | YES | 0.26529 | 20 | 0 | 80 | 0 | 1.0232 | Wind | 1 | 0.28669 | 0 | 80 | 21.2234 | 80 |  |  | 0.28669 | 22.935 |  |  |  |  | 0 | 0
60016 | WOODWRD11A | 1 | West | YES | 0.26535 | 20 | 0 | 80 |  | 1.033 | Wind | 1 | 0.28674 | 0 | 80 | 21.2279 | 80 |  |  | 0.28674 | 22.9395 |  |  |  |  | 0 | 0
76031 | L_GASCCR1_1N | W1 | West | YES | 0.26548 | 30 | 0 | 150 |  | 1.02 | Wind | 1 | 0.28688 | 0 | 150 | 39.8222 | 150 |  |  | 0.28688 | 43.0315 |  |  |  |  | 0 | 0
60005 | KING_SE1A | 1 | West | YES | 0.26556 | 10 | 0 | 40 |  | 1.035 | Wind | 1 | 0.28696 | 0 | 40 | 10.6224 | 40 |  |  | 0.28696 | 11.4783 |  |  |  |  | 0 | 0
6016 | SWMESA | 1 | West | YES | 0.26556 | 18.8 | 0 | 75 |  | 1.03 | Wind | 1 | 0.28696 | 0 | 75 | 19.9171 | 75 |  |  | 0.28696 | 21.5217 |  |  |  |  | 0 | 0
60003 | KING_NE1A | 1 | West | YES | 0.26556 | 20 | 0 | 80 |  | 1.03 | Wind | 1 | 0.28696 | 0 | 80 | 21.2449 | 80 |  |  | 0.28696 | 22.9565 |  |  |  |  | 0 | 0
728 | WOLFRIDGE801 | 1 | North | YES | -0.025 | 11.2 | 0 | 112.5 | 0 | 0.99 | Wind | -1 | 0.28705 | 0 | 112.5 |  |  | 0 | 0 | -0.28705 | 0 |  |  |  |  | 0 | 0
1479 | WFCOGEN_1G | 1 | North | YES | -0.025117 | 16 | 12 | 20 | 0 | 1 | Cogen | -1 | 0.28717 | 0 | 0 |  |  | 0 | 0 | -0.28717 | 0 |  |  |  |  | 0 | 0
1479 | WFCOGEN_1G | 2 | North | YES | -0.025117 | 16 | 12 | 20 | 0 | 1 | Cogen | -1 | 0.28717 | 0 | 0 |  |  | 0 | 0 | -0.28717 | 0 |  |  |  |  | 0 | 0
1482 | WFCOGEN_2G | 2 | North | YES | -0.025117 | 13.6 | 12 | 17 | 0 | 1 | Cogen | -1 | 0.28717 | 0 | 0 |  |  | 0 | 0 | -0.28717 | 0 |  |  |  |  | 0 | 0
1482 | WFCOGEN_2G | 1 | North | YES | -0.025117 | 16 | 12 | 20 | 0 | 1 | Cogen | -1 | 0.28717 | 0 | 0 |  |  | 0 | 0 | -0.28717 | 0 |  |  |  |  | 0 | 0
60201 | RIO DRCS | F | West | YES | 0.26613 | 0 | 0 | 0 | 0 | 1.025 | AVR | 1 | 0.28752 | 0 | 0 | 0 | 0 |  |  | 0.28752 | 0 |  |  |  |  | 0 | 0
60007 | KING_SW1A | 1 | West | YES | 0.26695 | 20 | 0 | 80 |  | 1.03 | Wind | 1 | 0.28835 | 0 | 80 | 21.3563 | 80 |  |  | 0.28835 | 23.0679 |  |  |  |  | 0 | 0
60019 | KING_NW1A | 1 | West | YES | 0.26695 | 20 | 0 | 80 |  | 1.03 | Wind | 1 | 0.28835 | 0 | 80 | 21.3563 | 80 |  |  | 0.28835 | 23.0679 |  |  |  |  | 0 | 0
1433 | GRHAMSES_1G | 1 | North | YES | -0.026739 | 242 | 60 | 242 | 0 | 1.038 | GST | -1 | 0.28879 | 242 | 242 |  |  | -6.4708 | 242 | -0.28879 | -69.8866 |  |  |  |  | 0 | 0
1861 | EAGLEMNT_1G | MB | North | YES | -0.026861 | 0 | 30 | 112 |  | 1.022 | GST | -1 | 0.28891 | 0 | 0 |  |  | 0 | 0 | -0.28891 | 0 |  |  |  |  | 0 | 0
1862 | EAGLEMNT_2G | MB | North | YES | -0.026861 | 0 | 40 | 100 |  | 1.022 | GST | -1 | 0.28891 | 0 | 0 |  |  | 0 | 0 | -0.28891 | 0 |  |  |  |  | 0 | 0
1863 | EAGLEMNT_3G | MB | North | YES | -0.026861 | 0 | 50 | 378 |  | 1.022 | GST | -1 | 0.28891 | 0 | 0 |  |  | 0 | 0 | -0.28891 | 0 |  |  |  |  | 0 | 0
1349 | WESTXWIN_1G | 1 | West | YES | 0.26908 | 1.3 | 0 | 6.6 |  | 1.014 | Wind | 1 | 0.29048 | 0 | 6.6 | 1.7759 | 6.6 |  |  | 0.29048 | 1.9172 |  |  |  |  | 0 | 0
1350 | NWPWRG1_1G | 1 | West | YES | 0.26908 | 6.9 | 1 | 34.3 |  | 1.014 | Wind | 1 | 0.29048 | 0 | 34.3 | 9.2295 | 34.3 |  |  | 0.29048 | 9.9634 |  |  |  |  | 0 | 0
924 | SPENCER_G5 | 1 | North | YES | -0.028486 | 52 | 20 | 66 | 0 | 1.03 | GST | -1 | 0.29053 | 66 | 66 |  |  | -1.8801 | 66 | -0.29053 | -19.1753 |  |  |  |  | 0 | 0
923 | SPENCER_G4 | 1 | North | YES | -0.028486 | 48 | 20 | 61 | 0 | 1.03 | GST | -1 | 0.29053 | 61 | 61 |  |  | -1.7376 | 61 | -0.29053 | -17.7226 |  |  |  |  | 0 | 0
1069 | KINDERMG_1G | 1 | West | YES | 0.27064 | 25 | 5 | 25 | 0 | 1.017 | Cogen | 1 | 0.29203 | 0 | 0 | 0 | 0 |  |  | 0.29203 | 0 |  |  |  |  | 0 | 0
1070 | KINDERMG_2G | 1 | West | YES | 0.27064 | 45.7 | 12 | 45.7 | 0 | 1.017 | Cogen | 1 | 0.29203 | 0 | 0 | 0 | 0 |  |  | 0.29203 | 0 |  |  |  |  | 0 | 0
1071 | KINDERMG_3G | 1 | West | YES | 0.27064 | 45.7 | 12 | 45.7 | 0 | 1.017 | Cogen | 1 | 0.29203 | 0 | 0 | 0 | 0 |  |  | 0.29203 | 0 |  |  |  |  | 0 | 0
1062 | CIELOGEN_2G | 1 | West | YES | 0.27064 | 12.2 | 0 | 61 |  | 1 | Wind | 1 | 0.29203 | 0 | 61 | 16.5089 | 61 |  |  | 0.29203 | 17.814 |  |  |  |  | 0 | 0
1061 | CIELOGEN_1G | 1 | West | YES | 0.27064 | 19.8 | 0 | 99 |  | 1 | Wind | 1 | 0.29203 | 0 | 99 | 26.7931 | 99 |  |  | 0.29203 | 28.9112 |  |  |  |  | 0 | 0
1073 | SCURRYCW_2G | 2 | West | YES | 0.27093 | 24 | 0 | 120 | 0 | 1.0217 | Wind | 1 | 0.29232 | 0 | 120 | 32.5114 | 120 |  |  | 0.29232 | 35.0788 |  |  |  |  | 0 | 0
1068 | SCURRYCW_1G | 1 | West | YES | 0.27093 | 28.2 | 1.3 | 141 | 0 | 1.0217 | Wind | 1 | 0.29232 | 0 | 141 | 38.2008 | 141 |  |  | 0.29232 | 41.2176 |  |  |  |  | 0 | 0
6637 | SNYDERW1A | 1 | West | YES | 0.27397 | 12.6 | 0 | 63 | 0 | 1.025 | Wind | 1 | 0.29537 | 0 | 63 | 17.2604 | 63 |  |  | 0.29537 | 18.6083 |  |  |  |  | 0 | 0
11309 | BULLCREK_2G | 1 | West | YES | 0.27866 | 20.9 | 0 | 180 |  | 1 | Wind | 1 | 0.30006 | 0 | 180 | 50.1595 | 180 |  |  | 0.30006 | 54.0107 |  |  |  |  | 0 | 0
11310 | BULLCREK_1G | 1 | West | YES | 0.27866 | 15.1 | 0 | 180 |  | 1 | Wind | 1 | 0.30006 | 0 | 180 | 50.1595 | 180 |  |  | 0.30006 | 54.0107 |  |  |  |  | 0 | 0
11320 | COYOTE_1G | 1 | West | YES | 0.27926 | 22.5 | 0 | 225 |  | 1 | Wind | 1 | 0.30066 | 0 | 225 | 62.8337 | 225 |  |  | 0.30066 | 67.6477 |  |  |  |  | 0 | 0
1320 | BSP 1 | 1 | West | YES | 0.27969 | 25.5 | 2.9 | 25.8 | 0 | 1 | Cogen | 1 | 0.30109 | 0 | 0 | 0 | 0 |  |  | 0.30109 | 0 |  |  |  |  | 0 | 0
1455 | WCPWRCO_3G | 3 | North | YES | -0.041508 | 242 | 50 | 242 |  | 1.02 | CC | -1 | 0.30356 | 242 | 242 |  |  | -10.0449 | 242 | -0.30356 | -73.4607 |  |  |  |  | 0 | 0
1453 | WCPWRCO_1G | 1 | North | YES | -0.041508 | 204 | 50 | 204 | 0 | 1.02 | CC | -1 | 0.30356 | 204 | 204 |  |  | -8.4676 | 204 | -0.30356 | -61.9255 |  |  |  |  | 0 | 0
1454 | WCPWRCO_2G | 2 | North | YES | -0.041508 | 204 | 50 | 204 | 0 | 1.02 | CC | -1 | 0.30356 | 204 | 204 |  |  | -8.4676 | 204 | -0.30356 | -61.9255 |  |  |  |  | 0 | 0
1360 | GUNSIGHT_8 | 1 | West | YES | 0.28235 | 0 | 0 | 120 |  | 1.01 | Wind | 1 | 0.30375 | 0 | 120 | 33.8825 | 120 |  |  | 0.30375 | 36.4499 |  |  |  |  | 0 | 0
1327 | WILDHRSE_1G | 1 | West | YES | 0.28399 | 0 | 0 | 120 |  | 1 | Wind | 1 | 0.30538 | 0 | 120 | 34.0786 | 120 |  |  | 0.30538 | 36.646 |  |  |  |  | 0 | 0
1333 | MCDDONAL_8 | 1 | West | YES | 0.2878 | 42.8 | 0 | 214.2 |  | 1.01 | Wind | 1 | 0.3092 | 0 | 214.2 | 61.647 | 214.2 |  |  | 0.3092 | 66.2299 |  |  |  |  | 0 | 0
1328 | OCOTILLO_1G | 1 | West | YES | 0.28804 | 11.6 | 0 | 58 |  | 1.01 | Wind | 1 | 0.30944 | 0 | 58 | 16.7064 | 58 |  |  | 0.30944 | 17.9474 |  |  |  |  | 0 | 0
1044 | MRGNFG_6G | F | West | YES | 0.29069 | 66 | 66 | 66 | 0 | 1.029 | GGT | 1 | 0.31208 | 66 | 66 | 19.1853 | 66 |  |  | 0.31208 | 20.5974 |  |  |  |  | 0 | 0
1042 | MRGNDG_4G | D | West | YES | 0.29069 | 68 | 68 | 68 | 0 | 1.029 | GGT | 1 | 0.31208 | 68 | 68 | 19.7666 | 68 |  |  | 0.31208 | 21.2215 |  |  |  |  | 0 | 0
1039 | MRGNAG_1G | A | West | YES | 0.29069 | 69 | 69 | 69 | 0 | 1.029 | GGT | 1 | 0.31208 | 69 | 69 | 20.0573 | 69 |  |  | 0.31208 | 21.5336 |  |  |  |  | 0 | 0
1041 | MRGNCG_3G | C | West | YES | 0.29069 | 69 | 69 | 70 | 0 | 1.029 | GGT | 1 | 0.31208 | 70 | 70 | 20.348 | 70 |  |  | 0.31208 | 21.8457 |  |  |  |  | 0 | 0
1043 | MRGNEG_5G | E | West | YES | 0.29069 | 68 | 68 | 70 | 0 | 1.029 | GGT | 1 | 0.31208 | 70 | 70 | 20.348 | 70 |  |  | 0.31208 | 21.8457 |  |  |  |  | 0 | 0
1040 | MRGNBG_2G | B | West | YES | 0.29069 | 70 | 70 | 71 | 0 | 1.029 | GGT | 1 | 0.31208 | 71 | 71 | 20.6387 | 71 |  |  | 0.31208 | 22.1578 |  |  |  |  | 0 | 0
1037 | MORGAN5G_5G | 5 | West | YES | 0.29069 | 109.6 | 40 | 137 | 0 | 1.029 | GST | 1 | 0.31208 | 137 | 137 | 39.824 | 137 |  |  | 0.31208 | 42.7551 |  |  |  |  | 0 | 0
1326 | STANTONW_8 | 1 | West | YES | 0.29091 | 20.1 | 0 | 100.5 |  | 1.01 | Wind | 1 | 0.31231 | 0 | 100.5 | 29.237 | 100.5 |  |  | 0.31231 | 31.3872 |  |  |  |  | 0 | 0
11147 | NOTREES_1G | 1 | West | YES | 0.29213 | 29.8 | 0 | 149 | 0 | 1.017 | Wind | 1 | 0.31353 | 0 | 149 | 43.528 | 149 |  |  | 0.31353 | 46.7159 |  |  |  |  | 0 | 0
7038 | L_DELAWA1_1Y | 2 | West | YES | 0.29252 | 3 | 0 | 30 | 0 | 1 | Wind | 1 | 0.31392 | 0 | 30 | 8.7757 | 30 |  |  | 0.31392 | 9.4176 |  |  |  |  | 0 | 0
7038 | L_DELAWA1_1Y | 1 | West | YES | 0.29252 | 3.5 | 0 | 35 | 0 | 1 | Wind | 1 | 0.31392 | 0 | 35 | 10.2383 | 35 |  |  | 0.31392 | 10.9872 |  |  |  |  | 0 | 0
1002 | PBCTAGE_1G | A | West | YES | 0.29267 | 64 | 64 | 66 | 0 | 1.036 | GGT | 1 | 0.31406 | 66 | 66 | 19.316 | 66 |  |  | 0.31406 | 20.728 |  |  |  |  | 0 | 0
1003 | PBCTBGE_2G | B | West | YES | 0.29267 | 65 | 65 | 66 | 0 | 1.036 | GGT | 1 | 0.31406 | 66 | 66 | 19.316 | 66 |  |  | 0.31406 | 20.728 |  |  |  |  | 0 | 0
1004 | PBCTCGE_3G | C | West | YES | 0.29267 | 62 | 62 | 67 | 0 | 1.036 | GGT | 1 | 0.31406 | 67 | 67 | 19.6086 | 67 |  |  | 0.31406 | 21.0421 |  |  |  |  | 0 | 0
1006 | PBCTEGE_5G | E | West | YES | 0.29267 | 65 | 65 | 67 | 0 | 1.036 | GGT | 1 | 0.31406 | 67 | 67 | 19.6086 | 67 |  |  | 0.31406 | 21.0421 |  |  |  |  | 0 | 0
1005 | PBCTDGE_4G | D | West | YES | 0.29267 | 65 | 65 | 68 | 0 | 1.036 | GGT | 1 | 0.31406 | 68 | 68 | 19.9013 | 68 |  |  | 0.31406 | 21.3562 |  |  |  |  | 0 | 0
1007 | PB5GEN_6G | 5 | West | YES | 0.29267 | 91.2 | 40 | 114 | 0 | 1.036 | GST | 1 | 0.31406 | 114 | 114 | 33.3639 | 114 |  |  | 0.31406 | 35.803 |  |  |  |  | 0 | 0
1008 | PB6GEN_7G | 6 | West | YES | 0.29267 | 515 | 130 | 515 | 0 | 1.036 | GST | 1 | 0.31406 | 515 | 515 | 150.723 | 515 |  |  | 0.31406 | 161.7416 |  |  |  |  | 0 | 0
11022 | TIEHVCG_2G | 1 | West | YES | 0.29845 | 132.4 | 103 | 132.4 | 0 | 1.012 | CC | 1 | 0.31984 | 132.4 | 132.4 | 39.5143 | 132.4 |  |  | 0.31984 | 42.347 |  |  |  |  | 0 | 0
11023 | TIEHVCG_3G | 1 | West | YES | 0.29845 | 137.4 | 103 | 137.4 | 0 | 1.012 | CC | 1 | 0.31984 | 137.4 | 137.4 | 41.0065 | 137.4 |  |  | 0.31984 | 43.9462 |  |  |  |  | 0 | 0
11021 | TIEHVCG_1G | 1 | West | YES | 0.29845 | 142.1 | 103 | 142.1 | 0 | 1.012 | CC | 1 | 0.31984 | 142.1 | 142.1 | 42.4092 | 142.1 |  |  | 0.31984 | 45.4495 |  |  |  |  | 0 | 0
11024 | TIEHVCG_4G | 1 | West | YES | 0.29845 | 147 | 103 | 147 | 0 | 1.012 | CC | 1 | 0.31984 | 147 | 147 | 43.8716 | 147 |  |  | 0.31984 | 47.0167 |  |  |  |  | 0 | 0
11020 | TIEHVSG_1G | 1 | West | YES | 0.29845 | 208.2 | 63 | 208.2 | 0 | 1.012 | CC | 1 | 0.31984 | 208.2 | 208.2 | 62.1365 | 208.2 |  |  | 0.31984 | 66.591 |  |  |  |  | 0 | 0
11025 | TIEHVSG_2G | 1 | West | YES | 0.29845 | 213.2 | 63 | 213.2 | 0 | 1.012 | CC | 1 | 0.31984 | 213.2 | 213.2 | 63.6287 | 213.2 |  |  | 0.31984 | 68.1902 |  |  |  |  | 0 | 0
11001 | NAV1CT | 1 | West | YES | 0.29851 | 70.4 | 18 | 70.4 | 0 | 1.029 | CC | 1 | 0.31991 | 70.4 | 70.4 | 21.0153 | 70.4 |  |  | 0.31991 | 22.5215 |  |  |  |  | 0 | 0
11009 | NAV2CT | 1 | West | YES | 0.29851 | 71.4 | 18 | 71.4 | 0 | 1.029 | CC | 1 | 0.31991 | 71.4 | 71.4 | 21.3138 | 71.4 |  |  | 0.31991 | 22.8415 |  |  |  |  | 0 | 0
11012 | NAV4CT | 1 | West | YES | 0.29851 | 80 | 18 | 80 | 0 | 1.029 | CC | 1 | 0.31991 | 80 | 80 | 23.881 | 80 |  |  | 0.31991 | 25.5927 |  |  |  |  | 0 | 0
11013 | NAV5CT | 1 | West | YES | 0.29851 | 80 | 18 | 80 | 0 | 1.029 | CC | 1 | 0.31991 | 80 | 80 | 23.881 | 80 |  |  | 0.31991 | 25.5927 |  |  |  |  | 0 | 0
11011 | NAV3ST | 1 | West | YES | 0.29851 | 92.8 | 40 | 92.8 | 0 | 1.029 | CC | 1 | 0.31991 | 92.8 | 92.8 | 27.702 | 92.8 |  |  | 0.31991 | 29.6875 |  |  |  |  | 0 | 0
11014 | NAV6ST | 1 | West | YES | 0.29851 | 115 | 40 | 115 | 0 | 1.029 | CC | 1 | 0.31991 | 115 | 115 | 34.329 | 115 |  |  | 0.31991 | 36.7895 |  |  |  |  | 0 | 0
1045 | CALENG1G_1G | 1 | West | YES | 0.30318 | 73.4 | 27 | 73.4 | 0 | 1.014 | Cogen | 1 | 0.32458 | 0 | 0 | 0 | 0 |  |  | 0.32458 | 0 |  |  |  |  | 0 | 0
1046 | CALENG2G_2G | 2 | West | YES | 0.30318 | 73.4 | 27 | 73.4 | 0 | 1.014 | Cogen | 1 | 0.32458 | 0 | 0 | 0 | 0 |  |  | 0.32458 | 0 |  |  |  |  | 0 | 0
1047 | CALENG3G_3G | 3 | West | YES | 0.30318 | 70.4 | 27 | 70.4 | 0 | 1.014 | Cogen | 1 | 0.32458 | 0 | 0 | 0 | 0 |  |  | 0.32458 | 0 |  |  |  |  | 0 | 0
11065 | ELBOWCK_1G | 1 | West | YES | 0.30456 | 23.4 | 0 | 121.9 | 0 | 1 | Wind | 1 | 0.32595 | 0 | 121.9 | 37.1255 | 121.9 |  |  | 0.32595 | 39.7336 |  |  |  |  | 0 | 0
1058 | LONGSHORE_5 | 1 | West | YES | 0.30456 | 30 | 0 | 150 |  | 1.01 | Wind | 1 | 0.32595 | 0 | 150 | 45.6835 | 150 |  |  | 0.32595 | 48.8929 |  |  |  |  | 0 | 0
1058 | LONGSHORE_5 | 2 | West | YES | 0.30456 | 44 | 0 | 220 |  | 1.01 | Wind | 1 | 0.32595 | 0 | 220 | 67.0025 | 220 |  |  | 0.32595 | 71.7095 |  |  |  |  | 0 | 0
1416 | SWETWATR_1G | 1 | West | YES | 0.30618 | 30 | 18 | 30 | 0 | 1.026 | CC | 1 | 0.32758 | 30 | 30 | 9.1855 | 30 |  |  | 0.32758 | 9.8273 |  |  |  |  | 0 | 0
1419 | SWETWATR_4G | 4 | West | YES | 0.30618 | 61 | 36 | 61 | 0 | 1.026 | CC | 1 | 0.32758 | 61 | 61 | 18.6771 | 61 |  |  | 0.32758 | 19.9822 |  |  |  |  | 0 | 0
1418 | SWETWATR_3G | 3 | West | YES | 0.30618 | 68 | 36 | 68 | 0 | 1.026 | CC | 1 | 0.32758 | 68 | 68 | 20.8204 | 68 |  |  | 0.32758 | 22.2753 |  |  |  |  | 0 | 0
1417 | SWETWATR_2G | 2 | West | YES | 0.30618 | 72 | 36 | 72 | 0 | 1.026 | CC | 1 | 0.32758 | 72 | 72 | 22.0451 | 72 |  |  | 0.32758 | 23.5856 |  |  |  |  | 0 | 0
1432 | GRHAMSES_2G | 2 | North | YES | -0.075048 | 294.9 | 90 | 366 | 0 | 1.014 | GST | -1 | 0.3371 | 366 | 366 |  |  | -27.4676 | 366 | -0.3371 | -123.3773 |  |  |  |  | 0 | 0
1437 | MESQUITW_1G | 1 | North | YES | -0.075048 | 40 | 0 | 400 | 0 | 1.023 | Wind | -1 | 0.3371 | 0 | 400 |  |  | 0 | 0 | -0.3371 | 0 |  |  |  |  | 0 | 0
1438 | MESQUITW_2G | 1 | North | YES | -0.075048 | 23.6 | 0 | 236 |  | 1.017 | Wind | -1 | 0.3371 | 0 | 236 |  |  | 0 | 0 | -0.3371 | 0 |  |  |  |  | 0 | 0
1442 | COKFIELD_5 | 1 | North | YES | -0.075048 | 16.5 | 0 | 165 |  | 1.029 | Wind | -1 | 0.3371 | 0 | 165 |  |  | 0 | 0 | -0.3371 | 0 |  |  |  |  | 0 | 0
11057 | CHAMPION_1G | 1 | West | YES | 0.38666 | 25.3 | 0 | 126.5 |  | 1 | Wind | 1 | 0.40805 | 0 | 126.5 | 48.9121 | 126.5 |  |  | 0.40805 | 51.6186 |  |  |  |  | 0 | 0
11059 | INADALE_1G | 1 | West | YES | 0.38666 | 39.4 | 0 | 197 |  | 1 | Wind | 1 | 0.40805 | 0 | 197 | 76.1714 | 197 |  |  | 0.40805 | 80.3863 |  |  |  |  | 0 | 0
11056 | ROSCOE_1G | 1 | West | YES | 0.38666 | 41.8 | 0 | 209 |  | 1 | Wind | 1 | 0.40805 | 0 | 209 | 80.8113 | 209 |  |  | 0.40805 | 85.2829 |  |  |  |  | 0 | 0
11058 | PYRON_1G | 1 | West | YES | 0.38666 | 49.8 | 0 | 249 |  | 1 | Wind | 1 | 0.40805 | 0 | 249 | 96.2776 | 249 |  |  | 0.40805 | 101.605 |  |  |  |  | 0 | 0
[26 empty] | 0 | 0
[26 empty] | 0 | 0
[26 empty] | 0 | 0
[26 empty] | 0 | 0
[26 empty] | 0 | 0
[26 empty] | 0 | 0
[26 empty] | 0 | 0
[26 empty] | 0 | 0
[26 empty] | 0 | 0
[26 empty] | 0 | 0
[26 empty] | 0 | 0
[26 empty] | 0 | 0
[26 empty] | 0 | 0
[26 empty] | 0 | 0
[26 empty] | 0 | 0
[26 empty] | 0 | 0
[26 empty] | 0 | 0
[26 empty] | 0 | 0
[26 empty] | 0 | 0
[26 empty] | 0 | 0
[26 empty] | 0 | 0
[26 empty] | 0 | 0
[26 empty] | 0 | 0
[26 empty] | 0 | 0
[26 empty] | 0 | 0
[26 empty] | 0 | 0
[26 empty] | 0 | 0
[26 empty] | 0 | 0
[26 empty] | 0 | 0
[26 empty] | 0 | 0
[26 empty] | 0 | 0
[26 empty] | 0 | 0
[26 empty] | 0 | 0
[26 empty] | 0 | 0
[26 empty] | 0 | 0
[26 empty] | 0 | 0
[26 empty] | 0 | 0
[26 empty] | 0 | 0
[26 empty] | 0 | 0
[26 empty] | 0 | 0
[26 empty] | 0 | 0
[26 empty] | 0 | 0
[26 empty] | 0 | 0
[26 empty] | 0 | 0
[26 empty] | 0 | 0
[26 empty] | 0 | 0
[26 empty] | 0 | 0
[26 empty] | 0 | 0
[26 empty] | 0 | 0
[26 empty] | 0 | 0
[26 empty] | 0 | 0
[26 empty] | 0 | 0
[26 empty] | 0 | 0
[26 empty] | 0 | 0
[26 empty] | 0 | 0
[26 empty] | 0 | 0
[26 empty] | 0 | 0
[26 empty] | 0 | 0
[26 empty] | 0 | 0
[26 empty] | 0 | 0
[26 empty] | 0 | 0
[26 empty] | 0 | 0
[26 empty] | 0 | 0
[26 empty] | 0 | 0
[26 empty] | 0 | 0
[26 empty] | 0 | 0
[26 empty] | 0 | 0
[26 empty] | 0 | 0
[26 empty] | 0 | 0
[26 empty] | 0 | 0
[26 empty] | 0 | 0
[26 empty] | 0 | 0
[26 empty] | 0 | 0
[26 empty] | 0 | 0
[26 empty] | 0 | 0
[26 empty] | 0 | 0
[26 empty] | 0 | 0
[26 empty] | 0 | 0
[26 empty] | 0 | 0
[26 empty] | 0 | 0
[26 empty] | 0 | 0
[26 empty] | 0 | 0
[26 empty] | 0 | 0
[26 empty] | 0 | 0
[26 empty] | 0 | 0
[26 empty] | 0 | 0
[26 empty] | 0 | 0
[26 empty] | 0 | 0
[26 empty] | 0 | 0
[26 empty] | 0 | 0
[26 empty] | 0 | 0
[26 empty] | 0 | 0
[26 empty] | 0 | 0
[26 empty] | 0 | 0
[26 empty] | 0 | 0
[26 empty] | 0 | 0
[26 empty] | 0 | 0
[26 empty] | 0 | 0
[26 empty] | 0 | 0
[26 empty] | 0 | 0
[26 empty] | 0 | 0
[26 empty] | 0 | 0
[26 empty] | 0 | 0
[26 empty] | 0 | 0
[26 empty] | 0 | 0
[26 empty] | 0 | 0
[26 empty] | 0 | 0
[26 empty] | 0 | 0
[26 empty] | 0 | 0
[26 empty] | 0 | 0
[26 empty] | 0 | 0
[26 empty] | 0 | 0
[26 empty] | 0 | 0
[26 empty] | 0 | 0
[26 empty] | 0 | 0
[26 empty] | 0 | 0
[26 empty] | 0 | 0
[26 empty] | 0 | 0
[26 empty] | 0 | 0
[26 empty] | 0 | 0
[26 empty] | 0 | 0
[26 empty] | 0 | 0
[26 empty] | 0 | 0
[26 empty] | 0 | 0
[26 empty] | 0 | 0
[26 empty] | 0 | 0
[26 empty] | 0 | 0
[26 empty] | 0 | 0
[26 empty] | 0 | 0
[26 empty] | 0 | 0
[26 empty] | 0 | 0
[26 empty] | 0 | 0
[26 empty] | 0 | 0
[26 empty] | 0 | 0
[26 empty] | 0 | 0
[26 empty] | 0 | 0
[26 empty] | 0 | 0
[26 empty] | 0 | 0
[26 empty] | 0 | 0
[26 empty] | 0 | 0
[26 empty] | 0 | 0
[26 empty] | 0 | 0
[26 empty] | 0 | 0
[26 empty] | 0 | 0
[26 empty] | 0 | 0
[26 empty] | 0 | 0
[26 empty] | 0 | 0
[26 empty] | 0 | 0
[26 empty] | 0 | 0
[26 empty] | 0 | 0
[26 empty] | 0 | 0
[26 empty] | 0 | 0
[26 empty] | 0 | 0
[26 empty] | 0 | 0
[26 empty] | 0 | 0
[26 empty] | 0 | 0
[26 empty] | 0 | 0
[26 empty] | 0 | 0
[26 empty] | 0 | 0
[26 empty] | 0 | 0
[26 empty] | 0 | 0
[26 empty] | 0 | 0
[26 empty] | 0 | 0
[26 empty] | 0 | 0
[26 empty] | 0 | 0
[26 empty] | 0 | 0
[26 empty] | 0 | 0
[26 empty] | 0 | 0
[26 empty] | 0 | 0
[26 empty] | 0 | 0
[26 empty] | 0 | 0
[26 empty] | 0 | 0
[26 empty] | 0 | 0
[26 empty] | 0 | 0
[26 empty] | 0 | 0
[26 empty] | 0 | 0
[26 empty] | 0 | 0
[26 empty] | 0 | 0
[26 empty] | 0 | 0
[26 empty] | 0 | 0
[26 empty] | 0 | 0
[26 empty] | 0 | 0
[26 empty] | 0 | 0
[26 empty] | 0 | 0
[26 empty] | 0 | 0
[26 empty] | 0 | 0
[26 empty] | 0 | 0
[26 empty] | 0 | 0
[26 empty] | 0 | 0
[26 empty] | 0 | 0
[26 empty] | 0 | 0
[26 empty] | 0 | 0
[26 empty] | 0 | 0
[26 empty] | 0 | 0
[26 empty] | 0 | 0
[26 empty] | 0 | 0
[26 empty] | 0 | 0
[26 empty] | 0 | 0
[26 empty] | 0 | 0
[26 empty] | 0 | 0
[26 empty] | 0 | 0
[26 empty] | 0 | 0
[26 empty] | 0 | 0
[26 empty] | 0 | 0
[26 empty] | 0 | 0
[26 empty] | 0 | 0
[26 empty] | 0 | 0
[26 empty] | 0 | 0
[26 empty] | 0 | 0
[26 empty] | 0 | 0
[26 empty] | 0 | 0
[26 empty] | 0 | 0
[26 empty] | 0 | 0
[26 empty] | 0 | 0
[26 empty] | 0 | 0
[26 empty] | 0 | 0
[26 empty] | 0 | 0
[26 empty] | 0 | 0
[26 empty] | 0 | 0
[26 empty] | 0 | 0
[26 empty] | 0 | 0
[26 empty] | 0 | 0
[26 empty] | 0 | 0
[26 empty] | 0 | 0
[26 empty] | 0 | 0
[26 empty] | 0 | 0
[26 empty] | 0 | 0
[26 empty] | 0 | 0
[26 empty] | 0 | 0
[26 empty] | 0 | 0
[26 empty] | 0 | 0
[26 empty] | 0 | 0
[26 empty] | 0 | 0
[26 empty] | 0 | 0
[26 empty] | 0 | 0
[26 empty] | 0 | 0
[26 empty] | 0 | 0
[26 empty] | 0 | 0
[26 empty] | 0 | 0
[26 empty] | 0 | 0
[26 empty] | 0 | 0
[26 empty] | 0 | 0
[26 empty] | 0 | 0
[26 empty] | 0 | 0
[26 empty] | 0 | 0
[26 empty] | 0 | 0
[26 empty] | 0 | 0
[26 empty] | 0 | 0
[26 empty] | 0 | 0
[26 empty] | 0 | 0
[26 empty] | 0 | 0
[26 empty] | 0 | 0
[26 empty] | 0 | 0
[26 empty] | 0 | 0
[26 empty] | 0 | 0
[26 empty] | 0 | 0
[26 empty] | 0 | 0
[26 empty] | 0 | 0
[26 empty] | 0 | 0
[26 empty] | 0 | 0
[26 empty] | 0 | 0
[26 empty] | 0 | 0
[26 empty] | 0 | 0
[26 empty] | 0 | 0
[26 empty] | 0 | 0
[26 empty] | 0 | 0
[26 empty] | 0 | 0
[26 empty] | 0 | 0
[26 empty] | 0 | 0
[26 empty] | 0 | 0
[26 empty] | 0 | 0
[26 empty] | 0 | 0
[26 empty] | 0 | 0
[26 empty] | 0 | 0
[26 empty] | 0 | 0
[26 empty] | 0 | 0
[26 empty] | 0 | 0
[26 empty] | 0 | 0
[26 empty] | 0 | 0
[26 empty] | 0 | 0
[26 empty] | 0 | 0
[26 empty] | 0 | 0
[26 empty] | 0 | 0
[26 empty] | 0 | 0
[26 empty] | 0 | 0
[26 empty] | 0 | 0
[26 empty] | 0 | 0
[26 empty] | 0 | 0
[26 empty] | 0 | 0
[26 empty] | 0 | 0
[26 empty] | 0 | 0
[26 empty] | 0 | 0
[26 empty] | 0 | 0
[26 empty] | 0 | 0
[26 empty] | 0 | 0
[26 empty] | 0 | 0
[26 empty] | 0 | 0
[26 empty] | 0 | 0
[26 empty] | 0 | 0
[26 empty] | 0 | 0
[26 empty] | 0 | 0
[26 empty] | 0 | 0
[26 empty] | 0 | 0
[26 empty] | 0 | 0
[26 empty] | 0 | 0
[26 empty] | 0 | 0
[26 empty] | 0 | 0
[26 empty] | 0 | 0
[26 empty] | 0 | 0
[26 empty] | 0 | 0
[26 empty] | 0 | 0
[26 empty] | 0 | 0
[26 empty] | 0 | 0
[26 empty] | 0 | 0
[26 empty] | 0 | 0
[26 empty] | 0 | 0
[26 empty] | 0 | 0
[26 empty] | 0 | 0
[26 empty] | 0 | 0
[26 empty] | 0 | 0
[26 empty] | 0 | 0
[26 empty] | 0 | 0
[26 empty] | 0 | 0
[26 empty] | 0 | 0
[26 empty] | 0 | 0
[26 empty] | 0 | 0
[26 empty] | 0 | 0
[26 empty] | 0 | 0
[26 empty] | 0 | 0
[26 empty] | 0 | 0
[26 empty] | 0 | 0
[26 empty] | 0 | 0
[26 empty] | 0 | 0
[26 empty] | 0 | 0
[26 empty] | 0 | 0
[26 empty] | 0 | 0
[26 empty] | 0 | 0
[26 empty] | 0 | 0
[26 empty] | 0 | 0
[26 empty] | 0 | 0
[26 empty] | 0 | 0
[26 empty] | 0 | 0
[26 empty] | 0 | 0
[26 empty] | 0 | 0
[26 empty] | 0 | 0
[26 empty] | 0 | 0
[26 empty] | 0 | 0
[26 empty] | 0 | 0
[26 empty] | 0 | 0
[26 empty] | 0 | 0
[26 empty] | 0 | 0
[26 empty] | 0 | 0
[26 empty] | 0 | 0
[26 empty] | 0 | 0
[26 empty] | 0 | 0
[26 empty] | 0 | 0
[26 empty] | 0 | 0
[26 empty] | 0 | 0
[26 empty] | 0 | 0
[26 empty] | 0 | 0
[26 empty] | 0 | 0
[26 empty] | 0 | 0
[26 empty] | 0 | 0
[26 empty] | 0 | 0
[26 empty] | 0 | 0
[26 empty] | 0 | 0
[26 empty] | 0 | 0
[26 empty] | 0 | 0
[26 empty] | 0 | 0
[26 empty] | 0 | 0
[26 empty] | 0 | 0
[26 empty] | 0 | 0
[26 empty] | 0 | 0
[26 empty] | 0 | 0
[26 empty] | 0 | 0
[26 empty] | 0 | 0
[26 empty] | 0 | 0
[26 empty] | 0 | 0
[26 empty] | 0 | 0
[26 empty] | 0 | 0
[26 empty] | 0 | 0
[26 empty] | 0 | 0
[26 empty] | 0 | 0
[26 empty] | 0 | 0
[26 empty] | 0 | 0
[26 empty] | 0 | 0
[26 empty] | 0 | 0
[26 empty] | 0 | 0
[26 empty] | 0 | 0
[26 empty] | 0 | 0
[26 empty] | 0 | 0
[26 empty] | 0 | 0
[26 empty] | 0 | 0
[26 empty] | 0 | 0
[26 empty] | 0 | 0
[26 empty] | 0 | 0
[26 empty] | 0 | 0
[26 empty] | 0 | 0
[26 empty] | 0 | 0
[26 empty] | 0 | 0
[26 empty] | 0 | 0
[26 empty] | 0 | 0
[26 empty] | 0 | 0
[26 empty] | 0 | 0
[26 empty] | 0 | 0
[26 empty] | 0 | 0
[26 empty] | 0 | 0
[26 empty] | 0 | 0
[26 empty] | 0 | 0
[26 empty] | 0 | 0
[26 empty] | 0 | 0
[26 empty] | 0 | 0
[26 empty] | 0 | 0
[26 empty] | 0 | 0
[26 empty] | 0 | 0
[26 empty] | 0 | 0
[26 empty] | 0 | 0
[26 empty] | 0 | 0
[26 empty] | 0 | 0
[26 empty] | 0 | 0
[26 empty] | 0 | 0
[26 empty] | 0 | 0
[26 empty] | 0 | 0
[26 empty] | 0 | 0
[26 empty] | 0 | 0
[26 empty] | 0 | 0
[26 empty] | 0 | 0
[26 empty] | 0 | 0
[26 empty] | 0 | 0
[26 empty] | 0 | 0
[26 empty] | 0 | 0
[26 empty] | 0 | 0
[26 empty] | 0 | 0
[26 empty] | 0 | 0
[26 empty] | 0 | 0
[26 empty] | 0 | 0
[26 empty] | 0 | 0
[26 empty] | 0 | 0
[26 empty] | 0 | 0
[26 empty] | 0 | 0
[26 empty] | 0 | 0
[26 empty] | 0 | 0
[26 empty] | 0 | 0
[26 empty] | 0 | 0
[26 empty] | 0 | 0
[26 empty] | 0 | 0
[26 empty] | 0 | 0
[26 empty] | 0 | 0
[26 empty] | 0 | 0
[26 empty] | 0 | 0
[26 empty] | 0 | 0
[26 empty] | 0 | 0
[26 empty] | 0 | 0
[26 empty] | 0 | 0
[26 empty] | 0 | 0
[26 empty] | 0 | 0
[26 empty] | 0 | 0
[26 empty] | 0 | 0
[26 empty] | 0 | 0
[26 empty] | 0 | 0
[26 empty] | 0 | 0
[26 empty] | 0 | 0
[26 empty] | 0 | 0
[26 empty] | 0 | 0
[26 empty] | 0 | 0
[26 empty] | 0 | 0
[26 empty] | 0 | 0
[26 empty] | 0 | 0
[26 empty] | 0 | 0
[26 empty] | 0 | 0
[26 empty] | 0 | 0
[26 empty] | 0 | 0
[26 empty] | 0 | 0
[26 empty] | 0 | 0
[26 empty] | 0 | 0
[26 empty] | 0 | 0
[26 empty] | 0 | 0
[26 empty] | 0 | 0
[26 empty] | 0 | 0
[26 empty] | 0 | 0
[26 empty] | 0 | 0
[26 empty] | 0 | 0
[26 empty] | 0 | 0
[26 empty] | 0 | 0
[26 empty] | 0 | 0
[26 empty] | 0 | 0
[26 empty] | 0 | 0
[26 empty] | 0 | 0
[26 empty] | 0 | 0
[26 empty] | 0 | 0
[26 empty] | 0 | 0
[26 empty] | 0 | 0
[26 empty] | 0 | 0
[26 empty] | 0 | 0
[26 empty] | 0 | 0
[26 empty] | 0 | 0
[26 empty] | 0 | 0
[26 empty] | 0 | 0
[26 empty] | 0 | 0
[26 empty] | 0 | 0
[26 empty] | 0 | 0
[26 empty] | 0 | 0
[26 empty] | 0 | 0
[26 empty] | 0 | 0
[26 empty] | 0 | 0
[26 empty] | 0 | 0
[26 empty] | 0 | 0
[26 empty] | 0 | 0
[26 empty] | 0 | 0
[26 empty] | 0 | 0
[26 empty] | 0 | 0
[26 empty] | 0 | 0
[26 empty] | 0 | 0
[26 empty] | 0 | 0
[26 empty] | 0 | 0
[26 empty] | 0 | 0
[26 empty] | 0 | 0
[26 empty] | 0 | 0
[26 empty] | 0 | 0
[26 empty] | 0 | 0
[26 empty] | 0 | 0
[26 empty] | 0 | 0
[26 empty] | 0 | 0
[26 empty] | 0 | 0
[26 empty] | 0 | 0
[26 empty] | 0 | 0
[26 empty] | 0 | 0
[26 empty] | 0 | 0
[26 empty] | 0 | 0
[26 empty] | 0 | 0
[26 empty] | 0 | 0
[26 empty] | 0 | 0
[26 empty] | 0 | 0
[26 empty] | 0 | 0
[26 empty] | 0 | 0
[26 empty] | 0 | 0
[26 empty] | 0 | 0
[26 empty] | 0 | 0
[26 empty] | 0 | 0
[26 empty] | 0 | 0
[26 empty] | 0 | 0
[26 empty] | 0 | 0
[26 empty] | 0 | 0
[26 empty] | 0 | 0
[26 empty] | 0 | 0
[26 empty] | 0 | 0
[26 empty] | 0 | 0
[26 empty] | 0 | 0
[26 empty] | 0 | 0
[26 empty] | 0 | 0
[26 empty] | 0 | 0
[26 empty] | 0 | 0
[26 empty] | 0 | 0
[26 empty] | 0 | 0
[26 empty] | 0 | 0
[26 empty] | 0 | 0
[26 empty] | 0 | 0
[26 empty] | 0 | 0
[26 empty] | 0 | 0
[26 empty] | 0 | 0
[26 empty] | 0 | 0
[26 empty] | 0 | 0
[26 empty] | 0 | 0
[26 empty] | 0 | 0
[26 empty] | 0 | 0
[26 empty] | 0 | 0
[26 empty] | 0 | 0
[26 empty] | 0 | 0
[26 empty] | 0 | 0
[26 empty] | 0 | 0
[26 empty] | 0 | 0
[26 empty] | 0 | 0
[26 empty] | 0 | 0
[26 empty] | 0 | 0
[26 empty] | 0 | 0
[26 empty] | 0 | 0
[26 empty] | 0 | 0
[26 empty] | 0 | 0
[26 empty] | 0 | 0
[26 empty] | 0 | 0
[26 empty] | 0 | 0
[26 empty] | 0 | 0
[26 empty] | 0 | 0
[26 empty] | 0 | 0
[26 empty] | 0 | 0
[26 empty] | 0 | 0
[26 empty] | 0 | 0
[26 empty] | 0 | 0
[26 empty] | 0 | 0
[26 empty] | 0 | 0
[26 empty] | 0 | 0
[26 empty] | 0 | 0
[26 empty] | 0 | 0
[26 empty] | 0 | 0
[26 empty] | 0 | 0
[26 empty] | 0 | 0
[26 empty] | 0 | 0
[26 empty] | 0 | 0
[26 empty] | 0 | 0
[26 empty] | 0 | 0
[26 empty] | 0 | 0
[26 empty] | 0 | 0
[26 empty] | 0 | 0
[26 empty] | 0 | 0
[26 empty] | 0 | 0
[26 empty] | 0 | 0
[26 empty] | 0 | 0
[26 empty] | 0 | 0
[26 empty] | 0 | 0
[26 empty] | 0 | 0
[26 empty] | 0 | 0
[26 empty] | 0 | 0
[26 empty] | 0 | 0
[26 empty] | 0 | 0
[26 empty] | 0 | 0
[26 empty] | 0 | 0
[26 empty] | 0 | 0
[26 empty] | 0 | 0
[26 empty] | 0 | 0
[26 empty] | 0 | 0
[26 empty] | 0 | 0
[26 empty] | 0 | 0
[26 empty] | 0 | 0
[26 empty] | 0 | 0
[26 empty] | 0 | 0
[26 empty] | 0 | 0
[26 empty] | 0 | 0
[26 empty] | 0 | 0
[26 empty] | 0 | 0
[26 empty] | 0 | 0
[26 empty] | 0 | 0
[26 empty] | 0 | 0
[26 empty] | 0 | 0
[26 empty] | 0 | 0
[26 empty] | 0 | 0
[26 empty] | 0 | 0
[26 empty] | 0 | 0
[26 empty] | 0 | 0
[26 empty] | 0 | 0
[26 empty] | 0 | 0
[26 empty] | 0 | 0
[26 empty] | 0 | 0
[26 empty] | 0 | 0
[26 empty] | 0 | 0
[26 empty] | 0 | 0
[26 empty] | 0 | 0
[26 empty] | 0 | 0
[26 empty] | 0 | 0
[26 empty] | 0 | 0
[26 empty] | 0 | 0
[26 empty] | 0 | 0
[26 empty] | 0 | 0
[26 empty] | 0 | 0
[26 empty] | 0 | 0
[26 empty] | 0 | 0
[26 empty] | 0 | 0
[26 empty] | 0 | 0
[26 empty] | 0 | 0
[26 empty] | 0 | 0
[26 empty] | 0 | 0
[26 empty] | 0 | 0
[26 empty] | 0 | 0
[26 empty] | 0 | 0
[26 empty] | 0 | 0
[26 empty] | 0 | 0
[26 empty] | 0 | 0
[26 empty] | 0 | 0
[26 empty] | 0 | 0
[26 empty] | 0 | 0
[26 empty] | 0 | 0
[26 empty] | 0 | 0
[26 empty] | 0 | 0
[26 empty] | 0 | 0
[26 empty] | 0 | 0
[26 empty] | 0 | 0
[26 empty] | 0 | 0
[26 empty] | 0 | 0
[26 empty] | 0 | 0
[26 empty] | 0 | 0
[26 empty] | 0 | 0
[26 empty] | 0 | 0
[26 empty] | 0 | 0
[26 empty] | 0 | 0
[26 empty] | 0 | 0
[26 empty] | 0 | 0
[26 empty] | 0 | 0
[26 empty] | 0 | 0
[26 empty] | 0 | 0
[26 empty] | 0 | 0
[26 empty] | 0 | 0
[26 empty] | 0 | 0
[26 empty] | 0 | 0
[26 empty] | 0 | 0
[26 empty] | 0 | 0
[26 empty] | 0 | 0
[26 empty] | 0 | 0
[26 empty] | 0 | 0
[26 empty] | 0 | 0
[26 empty] | 0 | 0
[26 empty] | 0 | 0
[26 empty] | 0 | 0
[26 empty] | 0 | 0
[26 empty] | 0 | 0
[26 empty] | 0 | 0
[26 empty] | 0 | 0
[26 empty] | 0 | 0
[26 empty] | 0 | 0
[26 empty] | 0 | 0
[26 empty] | 0 | 0
[26 empty] | 0 | 0
[26 empty] | 0 | 0
[26 empty] | 0 | 0
[26 empty] | 0 | 0
[26 empty] | 0 | 0
[26 empty] | 0 | 0
[26 empty] | 0 | 0
[26 empty] | 0 | 0
[26 empty] | 0 | 0
[26 empty] | 0 | 0
[26 empty] | 0 | 0
[26 empty] | 0 | 0
[26 empty] | 0 | 0
[26 empty] | 0 | 0
[26 empty] | 0 | 0
[26 empty] | 0 | 0
[26 empty] | 0 | 0
[26 empty] | 0 | 0
[26 empty] | 0 | 0
[26 empty] | 0 | 0
[26 empty] | 0 | 0
[26 empty] | 0 | 0
[26 empty] | 0 | 0
[26 empty] | 0 | 0
[26 empty] | 0 | 0
[26 empty] | 0 | 0
[26 empty] | 0 | 0
[26 empty] | 0 | 0
[26 empty] | 0 | 0
[26 empty] | 0 | 0
[26 empty] | 0 | 0
[26 empty] | 0 | 0
[26 empty] | 0 | 0
[26 empty] | 0 | 0
[26 empty] | 0 | 0
[26 empty] | 0 | 0
[26 empty] | 0 | 0
[26 empty] | 0 | 0
[26 empty] | 0 | 0
[26 empty] | 0 | 0
[26 empty] | 0 | 0
[26 empty] | 0 | 0
[26 empty] | 0 | 0
[26 empty] | 0 | 0
[26 empty] | 0 | 0
[26 empty] | 0 | 0
[26 empty] | 0 | 0
[26 empty] | 0 | 0
[26 empty] | 0 | 0
[26 empty] | 0 | 0
[26 empty] | 0 | 0
[26 empty] | 0 | 0
[26 empty] | 0 | 0
[26 empty] | 0 | 0
[26 empty] | 0 | 0
[26 empty] | 0 | 0
[26 empty] | 0 | 0
[26 empty] | 0 | 0
[26 empty] | 0 | 0
[26 empty] | 0 | 0
[26 empty] | 0 | 0
[26 empty] | 0 | 0
[26 empty] | 0 | 0
[26 empty] | 0 | 0
[26 empty] | 0 | 0
[26 empty] | 0 | 0
[26 empty] | 0 | 0
[26 empty] | 0 | 0
[26 empty] | 0 | 0
[26 empty] | 0 | 0
[26 empty] | 0 | 0
[26 empty] | 0 | 0
[26 empty] | 0 | 0
[26 empty] | 0 | 0
[26 empty] | 0 | 0
[26 empty] | 0 | 0
[26 empty] | 0 | 0
[26 empty] | 0 | 0
[26 empty] | 0 | 0
[26 empty] | 0 | 0
[26 empty] | 0 | 0
[26 empty] | 0 | 0
[26 empty] | 0 | 0
[26 empty] | 0 | 0
[26 empty] | 0 | 0
[26 empty] | 0 | 0
[26 empty] | 0 | 0
[26 empty] | 0 | 0
[26 empty] | 0 | 0
[26 empty] | 0 | 0
[26 empty] | 0 | 0
[26 empty] | 0 | 0
[26 empty] | 0 | 0
[26 empty] | 0 | 0
[26 empty] | 0 | 0
[26 empty] | 0 | 0
[26 empty] | 0 | 0
[26 empty] | 0 | 0
[26 empty] | 0 | 0
[26 empty] | 0 | 0
[26 empty] | 0 | 0
[26 empty] | 0 | 0
[26 empty] | 0 | 0
[26 empty] | 0 | 0
[26 empty] | 0 | 0
[26 empty] | 0 | 0
[26 empty] | 0 | 0
[26 empty] | 0 | 0
[26 empty] | 0 | 0
[26 empty] | 0 | 0
[26 empty] | 0 | 0
[26 empty] | 0 | 0
[26 empty] | 0 | 0
[26 empty] | 0 | 0
[26 empty] | 0 | 0
[26 empty] | 0 | 0
[26 empty] | 0 | 0
[26 empty] | 0 | 0
[26 empty] | 0 | 0
[26 empty] | 0 | 0
[26 empty] | 0 | 0
[26 empty] | 0 | 0
[26 empty] | 0 | 0
[26 empty] | 0 | 0
[26 empty] | 0 | 0
[26 empty] | 0 | 0
[26 empty] | 0 | 0
[26 empty] | 0 | 0
[26 empty] | 0 | 0
[26 empty] | 0 | 0
[26 empty] | 0 | 0
[26 empty] | 0 | 0
[26 empty] | 0 | 0
[26 empty] | 0 | 0
[26 empty] | 0 | 0
[26 empty] | 0 | 0
[26 empty] | 0 | 0
[26 empty] | 0 | 0
[26 empty] | 0 | 0
[26 empty] | 0 | 0
[26 empty] | 0 | 0
[26 empty] | 0 | 0
[26 empty] | 0 | 0
[26 empty] | 0 | 0
[26 empty] | 0 | 0
[26 empty] | 0 | 0
[26 empty] | 0 | 0
[26 empty] | 0 | 0
[26 empty] | 0 | 0
[26 empty] | 0 | 0
[26 empty] | 0 | 0
[26 empty] | 0 | 0
[26 empty] | 0 | 0
[26 empty] | 0 | 0
[26 empty] | 0 | 0
[26 empty] | 0 | 0
[26 empty] | 0 | 0
[26 empty] | 0 | 0
[26 empty] | 0 | 0
[26 empty] | 0 | 0
[26 empty] | 0 | 0
[26 empty] | 0 | 0
[26 empty] | 0 | 0
[26 empty] | 0 | 0
[26 empty] | 0 | 0
[26 empty] | 0 | 0
[26 empty] | 0 | 0
[26 empty] | 0 | 0
[26 empty] | 0 | 0
[26 empty] | 0 | 0
[26 empty] | 0 | 0
[26 empty] | 0 | 0
[26 empty] | 0 | 0
[26 empty] | 0 | 0
[26 empty] | 0 | 0
[26 empty] | 0 | 0
[26 empty] | 0 | 0
[26 empty] | 0 | 0
[26 empty] | 0 | 0
[26 empty] | 0 | 0
[26 empty] | 0 | 0
[26 empty] | 0 | 0
[26 empty] | 0 | 0
[26 empty] | 0 | 0
[26 empty] | 0 | 0
[26 empty] | 0 | 0
[26 empty] | 0 | 0
[26 empty] | 0 | 0
[26 empty] | 0 | 0
[26 empty] | 0 | 0
[26 empty] | 0 | 0
[26 empty] | 0 | 0
[26 empty] | 0 | 0
[26 empty] | 0 | 0
[26 empty] | 0 | 0
[26 empty] | 0 | 0
[26 empty] | 0 | 0
[26 empty] | 0 | 0
[26 empty] | 0 | 0
[26 empty] | 0 | 0
[26 empty] | 0 | 0
[26 empty] | 0 | 0
[26 empty] | 0 | 0
[26 empty] | 0 | 0
[26 empty] | 0 | 0
[26 empty] | 0 | 0
[26 empty] | 0 | 0
[26 empty] | 0 | 0
[26 empty] | 0 | 0
[26 empty] | 0 | 0
[26 empty] | 0 | 0
[26 empty] | 0 | 0
[26 empty] | 0 | 0
[26 empty] | 0 | 0
[26 empty] | 0 | 0
[26 empty] | 0 | 0
[26 empty] | 0 | 0
[26 empty] | 0 | 0
[26 empty] | 0 | 0
[26 empty] | 0 | 0
[26 empty] | 0 | 0
[26 empty] | 0 | 0
[26 empty] | 0 | 0
[26 empty] | 0 | 0
[26 empty] | 0 | 0
[26 empty] | 0 | 0
[26 empty] | 0 | 0
[26 empty] | 0 | 0
[26 empty] | 0 | 0
[26 empty] | 0 | 0
[26 empty] | 0 | 0
[26 empty] | 0 | 0
[26 empty] | 0 | 0
[26 empty] | 0 | 0
[26 empty] | 0 | 0
[26 empty] | 0 | 0
[26 empty] | 0 | 0
[26 empty] | 0 | 0
[26 empty] | 0 | 0
[26 empty] | 0 | 0
[26 empty] | 0 | 0
[26 empty] | 0 | 0
[26 empty] | 0 | 0
[26 empty] | 0 | 0
[26 empty] | 0 | 0
[26 empty] | 0 | 0
[26 empty] | 0 | 0
[26 empty] | 0 | 0
[26 empty] | 0 | 0
[26 empty] | 0 | 0
[26 empty] | 0 | 0
[26 empty] | 0 | 0
[26 empty] | 0 | 0
[26 empty] | 0 | 0
[26 empty] | 0 | 0
[26 empty] | 0 | 0
[26 empty] | 0 | 0
[26 empty] | 0 | 0
[26 empty] | 0 | 0
[26 empty] | 0 | 0
[26 empty] | 0 | 0
[26 empty] | 0 | 0
[26 empty] | 0 | 0
[26 empty] | 0 | 0
[26 empty] | 0 | 0
[26 empty] | 0 | 0
[26 empty] | 0 | 0
[26 empty] | 0 | 0
[26 empty] | 0 | 0
[26 empty] | 0 | 0
[26 empty] | 0 | 0
[26 empty] | 0 | 0
[26 empty] | 0 | 0
[26 empty] | 0 | 0
[26 empty] | 0 | 0
[26 empty] | 0 | 0
[26 empty] | 0 | 0
[26 empty] | 0 | 0
[26 empty] | 0 | 0
[26 empty] | 0 | 0
[26 empty] | 0 | 0
[26 empty] | 0 | 0
[26 empty] | 0 | 0
[26 empty] | 0 | 0
[26 empty] | 0 | 0
[26 empty] | 0 | 0
[26 empty] | 0 | 0
[26 empty] | 0 | 0
[26 empty] | 0 | 0
[26 empty] | 0 | 0
[26 empty] | 0 | 0
[26 empty] | 0 | 0
[26 empty] | 0 | 0
[26 empty] | 0 | 0
[26 empty] | 0 | 0
[26 empty] | 0 | 0
[26 empty] | 0 | 0
[26 empty] | 0 | 0
[26 empty] | 0 | 0
[26 empty] | 0 | 0
[26 empty] | 0 | 0
[26 empty] | 0 | 0
[26 empty] | 0 | 0
[26 empty] | 0 | 0
[26 empty] | 0 | 0
[26 empty] | 0 | 0
[26 empty] | 0 | 0
[26 empty] | 0 | 0
[26 empty] | 0 | 0
[26 empty] | 0 | 0
[26 empty] | 0 | 0
[26 empty] | 0 | 0
[26 empty] | 0 | 0
[26 empty] | 0 | 0
[26 empty] | 0 | 0
[26 empty] | 0 | 0
[26 empty] | 0 | 0
[26 empty] | 0 | 0
[26 empty] | 0 | 0
[26 empty] | 0 | 0
[26 empty] | 0 | 0
[26 empty] | 0 | 0
[26 empty] | 0 | 0
[26 empty] | 0 | 0
[26 empty] | 0 | 0
[26 empty] | 0 | 0
[26 empty] | 0 | 0
[26 empty] | 0 | 0
[26 empty] | 0 | 0
[26 empty] | 0 | 0
[26 empty] | 0 | 0
[26 empty] | 0 | 0
[26 empty] | 0 | 0
[26 empty] | 0 | 0
[26 empty] | 0 | 0
[26 empty] | 0 | 0
[26 empty] | 0 | 0
[26 empty] | 0 | 0
[26 empty] | 0 | 0
[26 empty] | 0 | 0
[26 empty] | 0 | 0
[26 empty] | 0 | 0
[26 empty] | 0 | 0
[26 empty] | 0 | 0
[26 empty] | 0 | 0
[26 empty] | 0 | 0
[26 empty] | 0 | 0
[26 empty] | 0 | 0
[26 empty] | 0 | 0
[26 empty] | 0 | 0
[26 empty] | 0 | 0
[26 empty] | 0 | 0
[26 empty] | 0 | 0
[26 empty] | 0 | 0
[26 empty] | 0 | 0
[26 empty] | 0 | 0
[26 empty] | 0 | 0
[26 empty] | 0 | 0
[26 empty] | 0 | 0
[26 empty] | 0 | 0
[26 empty] | 0 | 0
[26 empty] | 0 | 0
[26 empty] | 0 | 0
[26 empty] | 0 | 0
[26 empty] | 0 | 0
[26 empty] | 0 | 0
[26 empty] | 0 | 0
[26 empty] | 0 | 0
[26 empty] | 0 | 0
[26 empty] | 0 | 0
[26 empty] | 0 | 0
[26 empty] | 0 | 0
[26 empty] | 0 | 0
[26 empty] | 0 | 0
[26 empty] | 0 | 0
[26 empty] | 0 | 0
[26 empty] | 0 | 0
[26 empty] | 0 | 0
[26 empty] | 0 | 0
[26 empty] | 0 | 0
[26 empty] | 0 | 0
[26 empty] | 0 | 0
[26 empty] | 0 | 0
[26 empty] | 0 | 0
[26 empty] | 0 | 0
[26 empty] | 0 | 0
[26 empty] | 0 | 0
[26 empty] | 0 | 0
[26 empty] | 0 | 0
[26 empty] | 0 | 0
[26 empty] | 0 | 0
[26 empty] | 0 | 0
[26 empty] | 0 | 0
[26 empty] | 0 | 0
[26 empty] | 0 | 0
[26 empty] | 0 | 0
[26 empty] | 0 | 0
[26 empty] | 0 | 0
[26 empty] | 0 | 0
[26 empty] | 0 | 0
[26 empty] | 0 | 0
[26 empty] | 0 | 0
[26 empty] | 0 | 0
[26 empty] | 0 | 0
[26 empty] | 0 | 0
[26 empty] | 0 | 0
[26 empty] | 0 | 0
[26 empty] | 0 | 0
[26 empty] | 0 | 0
[26 empty] | 0 | 0
[26 empty] | 0 | 0
[26 empty] | 0 | 0
[26 empty] | 0 | 0
[26 empty] | 0 | 0
[26 empty] | 0 | 0
[26 empty] | 0 | 0
[26 empty] | 0 | 0
[26 empty] | 0 | 0
[26 empty] | 0 | 0
[26 empty] | 0 | 0
[26 empty] | 0 | 0
[26 empty] | 0 | 0
[26 empty] | 0 | 0
[26 empty] | 0 | 0
[26 empty] | 0 | 0
[26 empty] | 0 | 0
[26 empty] | 0 | 0
[26 empty] | 0 | 0
[26 empty] | 0 | 0
[26 empty] | 0 | 0
[26 empty] | 0 | 0
[26 empty] | 0 | 0
[26 empty] | 0 | 0
[26 empty] | 0 | 0
[26 empty] | 0 | 0
[26 empty] | 0 | 0
[26 empty] | 0 | 0
[26 empty] | 0 | 0
[26 empty] | 0 | 0
[26 empty] | 0 | 0
[26 empty] | 0 | 0
[26 empty] | 0 | 0
[26 empty] | 0 | 0
[26 empty] | 0 | 0
[26 empty] | 0 | 0
[26 empty] | 0 | 0
[26 empty] | 0 | 0
[26 empty] | 0 | 0
[26 empty] | 0 | 0
[26 empty] | 0 | 0
[26 empty] | 0 | 0
[26 empty] | 0 | 0
[26 empty] | 0 | 0
[26 empty] | 0 | 0
[26 empty] | 0 | 0
[26 empty] | 0 | 0
[26 empty] | 0 | 0
[26 empty] | 0 | 0
[26 empty] | 0 | 0
[26 empty] | 0 | 0
[26 empty] | 0 | 0
[26 empty] | 0 | 0
[26 empty] | 0 | 0
[26 empty] | 0 | 0
[26 empty] | 0 | 0
[26 empty] | 0 | 0
[26 empty] | 0 | 0
[26 empty] | 0 | 0
[26 empty] | 0 | 0
[26 empty] | 0 | 0
[26 empty] | 0 | 0
[26 empty] | 0 | 0
[26 empty] | 0 | 0
[26 empty] | 0 | 0
[26 empty] | 0 | 0
[26 empty] | 0 | 0
[26 empty] | 0 | 0
[26 empty] | 0 | 0
[26 empty] | 0 | 0
[26 empty] | 0 | 0
[26 empty] | 0 | 0
[26 empty] | 0 | 0
[26 empty] | 0 | 0
[26 empty] | 0 | 0
[26 empty] | 0 | 0
[26 empty] | 0 | 0
[26 empty] | 0 | 0
[26 empty] | 0 | 0
[26 empty] | 0 | 0
[26 empty] | 0 | 0
[26 empty] | 0 | 0
[26 empty] | 0 | 0
[26 empty] | 0 | 0
[26 empty] | 0 | 0
[26 empty] | 0 | 0
[26 empty] | 0 | 0
[26 empty] | 0 | 0
[26 empty] | 0 | 0
[26 empty] | 0 | 0
[26 empty] | 0 | 0
[26 empty] | 0 | 0
[26 empty] | 0 | 0
[26 empty] | 0 | 0
[26 empty] | 0 | 0
[26 empty] | 0 | 0
[26 empty] | 0 | 0
[26 empty] | 0 | 0
[26 empty] | 0 | 0
[26 empty] | 0 | 0
[26 empty] | 0 | 0
[26 empty] | 0 | 0
[26 empty] | 0 | 0
[26 empty] | 0 | 0
[26 empty] | 0 | 0
[26 empty] | 0 | 0
[26 empty] | 0 | 0
[26 empty] | 0 | 0
[26 empty] | 0 | 0
[26 empty] | 0 | 0
[26 empty] | 0 | 0
[26 empty] | 0 | 0
[26 empty] | 0 | 0
[26 empty] | 0 | 0
[26 empty] | 0 | 0
[26 empty] | 0 | 0
[26 empty] | 0 | 0
[26 empty] | 0 | 0
[26 empty] | 0 | 0
[26 empty] | 0 | 0
[26 empty] | 0 | 0
[26 empty] | 0 | 0
[26 empty] | 0 | 0
[26 empty] | 0 | 0
[26 empty] | 0 | 0
[26 empty] | 0 | 0
[26 empty] | 0 | 0
[26 empty] | 0 | 0
[26 empty] | 0 | 0
[26 empty] | 0 | 0
[26 empty] | 0 | 0
[26 empty] | 0 | 0
[26 empty] | 0 | 0
[26 empty] | 0 | 0
[26 empty] | 0 | 0
[26 empty] | 0 | 0
[26 empty] | 0 | 0
[26 empty] | 0 | 0
[26 empty] | 0 | 0
[26 empty] | 0 | 0
[26 empty] | 0 | 0
[26 empty] | 0 | 0
[26 empty] | 0 | 0
[26 empty] | 0 | 0
[26 empty] | 0 | 0
[26 empty] | 0 | 0
[26 empty] | 0 | 0
[26 empty] | 0 | 0
[26 empty] | 0 | 0
[26 empty] | 0 | 0
[26 empty] | 0 | 0
[26 empty] | 0 | 0
[26 empty] | 0 | 0
[26 empty] | 0 | 0
[26 empty] | 0 | 0
[26 empty] | 0 | 0
[26 empty] | 0 | 0
[26 empty] | 0 | 0
[26 empty] | 0 | 0
[26 empty] | 0 | 0
[26 empty] | 0 | 0
[26 empty] | 0 | 0
[26 empty] | 0 | 0
[26 empty] | 0 | 0
[26 empty] | 0 | 0
[26 empty] | 0 | 0
[26 empty] | 0 | 0
[26 empty] | 0 | 0
[26 empty] | 0 | 0
[26 empty] | 0 | 0
[26 empty] | 0 | 0

## Zones
Houston | -1
North | -1
South | -1
West | 1
SET UP AREA, copy & paste values to cell B1
Source | West |  | N to H | N to W | N to S | W to N | S to N | W to S
Sink | North | Houston | -1 | 1 | -1 | -1 | 1 | -1
|  | North | 1 | 1 | 1 | -1 | -1 | -1
|  | South | -1 | 1 | -1 | -1 | 1 | -1
|  | West | 1 | -1 | 1 | 1 | -1 | 1
|  | Source | North | North | North | West | South | West
|  | Sink | Houston | West | South | North | North | South

## Tech
Number of Bus | Name of Bus | Tech Type
238 | BOSQUESW505 | CC
239 | BOSQUESW502 | GGT
244 | WHITNYDM01 | Hydro
245 | WHITNYDM02 | Hydro
247 | BOSQUESW501 | GGT
251 | BOSQUESW803 | CC
253 | BOSQUESW804 | CC
332 | RWMILLER01 | GST
333 | RWMILLER02 | GST
334 | RWMILLER03 | GST
335 | RWMILLER04 | GST
336 | RWMILLER05 | GST
344 | MRSSHPRD | Hydro
345 | MRSSHPRD01 | Hydro
366 | JNSNCNTY802 | Cogen
367 | JNSNCNTY802 | Cogen
503 | NTHTEXAS01 | GST
504 | NTHTEXAS02 | GST
505 | NTHTEXAS03 | GST
580 | JCKCNTY801 | CC
581 | JCKCNTY802 | CC
582 | JCKCNTY803 | CC
728 | WOLFRIDGE801 | Wind
837 | NEWMAN_G5 | GST
842 | OLINGER_G1 | GST
843 | OLINGER_G2 | GST
844 | OLINGER_G3 | GST
845 | OLINGER_G4 | GGT
923 | SPENCER_G4 | GST
924 | SPENCER_G5 | GST
948 | STEAM1 | GST
949 | STEAM2 | GST
950 | STEAM3 | GST
990 | GIBN_CREK_G1 | LIGCO
1002 | PBCTAGE_1G | GGT
1003 | PBCTBGE_2G | GGT
1004 | PBCTCGE_3G | GGT
1005 | PBCTDGE_4G | GGT
1006 | PBCTEGE_5G | GGT
1007 | PB5GEN_6G | GST
1008 | PB6GEN_7G | GST
1037 | MORGAN5G_5G | GST
1039 | MRGNAG_1G | GGT
1040 | MRGNBG_2G | GGT
1041 | MRGNCG_3G | GGT
1042 | MRGNDG_4G | GGT
1043 | MRGNEG_5G | GGT
1044 | MRGNFG_6G | GGT
1045 | CALENG1G_1G | Cogen
1046 | CALENG2G_2G | Cogen
1047 | CALENG3G_3G | Cogen
1058 | LONGSHORE_5 | Wind
1058 | LONGSHORE_5 | Wind
1061 | CIELOGEN_1G | Wind
1062 | CIELOGEN_2G | Wind
1068 | SCURRYCW_1G | Wind
1069 | KINDERMG_1G | Cogen
1070 | KINDERMG_2G | Cogen
1071 | KINDERMG_3G | Cogen
1073 | SCURRYCW_2G | Wind
1320 | BSP 1 | Cogen
1326 | STANTONW_8 | Wind
1327 | WILDHRSE_1G | Wind
1328 | OCOTILLO_1G | Wind
1333 | MCDDONAL_8 | Wind
1343 | TRENTIPP_8 | Wind
1349 | WESTXWIN_1G | Wind
1350 | NWPWRG1_1G | Wind
1354 | AEPWIND_8 | Wind
1360 | GUNSIGHT_8 | Wind
1416 | SWETWATR_1G | CC
1417 | SWETWATR_2G | CC
1418 | SWETWATR_3G | CC
1419 | SWETWATR_4G | CC
1432 | GRHAMSES_2G | GST
1433 | GRHAMSES_1G | GST
1437 | MESQUITW_1G | Wind
1438 | MESQUITW_2G | Wind
1442 | COKFIELD_5 | Wind
1453 | WCPWRCO_1G | CC
1454 | WCPWRCO_2G | CC
1455 | WCPWRCO_3G | CC
1479 | WFCOGEN_1G | Cogen
1479 | WFCOGEN_1G | Cogen
1482 | WFCOGEN_2G | Cogen
1482 | WFCOGEN_2G | Cogen
1600 | BARTNWND_1G | Wind
1643 | SLSTR1PP_1G | Wind
1675 | PEC_1G | Cogen
1676 | PEC_2G | Cogen
1677 | PEC_3G | Cogen
1678 | LAMARPWR_1G | CC
1679 | LAMARPWR_2G | CC
1680 | LAMARPWR_3G | CC
1681 | LAMARPWR_4G | CC
1682 | LAMARPWR_5G | CC
1683 | LAMARPWR_6G | CC
1687 | VALLEY_1G | GST
1688 | VALLEY_2G | GSC
1689 | VALLEY_3G | GST
1701 | MOSES_1G | LIGCO
1702 | MOSES_2G | LIGCO
1703 | MOSES_3G | LIGCO
1861 | EAGLEMNT_1G | GST
1862 | EAGLEMNT_2G | GST
1863 | EAGLEMNT_3G | GST
1877 | WLFHOLW_1G | CC
1878 | WLFHOLW_2G | CC
1879 | WLFHOLW_3G | CC
1889 | DECRDOVA_1G | GSC
1892 | DECRDOVA_2G | GGT
1893 | DECRDOVA_3G | GGT
1894 | DECRDOVA_4G | GGT
1895 | DECRDOVA_5G | GGT
1898 | COMCHEPK_1G | Nuc
1899 | COMCHEPK_2G | Nuc
1937 | MDLTHELP_5G | CC
1938 | MDLTHELP_6G | CC
1941 | MDLTHELP_1G | CC
1942 | MDLTHELP_2G | CC
1943 | MDLTHELP_3G | CC
1944 | MDLTHELP_4G | CC
1947 | HANDLEY_3G | GST
1948 | HANDLEY_4G | GST
1949 | HANDLEY_5G | GST
2371 | COLLIN_1G | GST
2381 | NTHLK1_G | GST
2382 | NTHLK2_G | GST
2383 | NTHLK3_G | GST
2413 | MTCK6_G | GST
2414 | MTCK7_G | GST
2417 | MTCK8_G | GSC
2451 | LKHB1_G | GST
2452 | LKHB2_G | GST
3097 | MARTLAKE_1G | LIGCO
3098 | MARTLAKE_2G | LIGCO
3099 | MARTLAKE_3G | LIGCO
3107 | STRYKER_1G | GST
3108 | STRYKER_2G | GST
3126 | TRINIDAD_6G | GST
3309 | ASPN_G | Bio
3348 | CHAMPION_1G | Cogen
3381 | BBRN_1G | LIGCO
3382 | BBRN_2G | LIGCO
3403 | THOUSE_1G | GSC
3404 | THOUSE_2G | GSC
3416 | LAKE_CRK1_G | GST
3417 | LAKE_CRK2_G | GST
3432 | SANDOW_4G | LIGCO
5026 | BRAUNIG_VHB1 | GST
5027 | BRAUNIG_VHB2 | GST
5028 | BRAUNIG_VHB3 | GST
5111 | CALAVER_JTD1 | LIGCO
5112 | CALAVER_JTD2 | LIGCO
5264 | LEON_LCP3G3 | GST
5265 | LEON_LCP4G4 | GST
5266 | LEON_LCPCT1 | GGT
5267 | LEON_LCPCT2 | GGT
5268 | LEON_LCPCT3 | GGT
5269 | LEON_LCPCT4 | GGT
5396 | CALAVER_OWS1 | GST
5397 | CALAVER_OWS2 | GST
5401 | CALAVER_JKS1 | LIGCO
5436 | TUTTL_WBT1G1 | GST
5438 | TUTTL_WBT3G3 | GST
5439 | TUTTL_WBT4G4 | GST
5476 | BRA_AVR1_CT1 | CC
5477 | BRA_AVR1_ST | CC
5478 | BRA_AVR1_CT2 | CC
5503 | RAYBURNGEN3 | GST
5505 | RAYBURNGEN1 | GGT
5506 | RAYBURNGEN2 | GGT
5508 | RAYBURNCC9 | CC
5509 | RAYBURNCC10 | CC
5511 | RAYBURNCC7 | CC
5512 | RAYBURNCC8 | CC
5728 | FALCONHYDRO2 | Hydro
5729 | FALCONHYDRO3 | Hydro
5890 | PEARSALLGEN1 | GST
5891 | PEARSALLGEN2 | GST
5892 | PEARSALLGEN3 | GST
5903 | SANMIGUELGEN | LIGCO
5911 | STP_GN1___1 | Nuc
5912 | STP_GN2___2 | Nuc
5920 | WELSHDC1 | DCTie
5925 | DCEAST | DCTie
5932 | SI_RAY9 | CC
5933 | SI_RAY6 | GST
5934 | SI_RAY5 | GST
5935 | SI_RAY10 | CC
6016 | SWMESA | Wind
6096 | NORTHDC7 | DCTie
6100 | OKLA7A | DCTie
6144 | MCADOO1A | Wind
6407 | TURKTRAK1A | Wind
6637 | SNYDERW1A | Wind
6752 | OKLA0A | LIGCO
6948 | DENISNDM | Hydro
6948 | DENISNDM | Hydro
7000 | L_FERGUS1_1Y | GSC
7004 | L_SIMGID1_1Y | GST
7005 | L_SIMGID1_2Y | GST
7006 | L_SIMGID1_3Y | GST
7007 | L_LOSTPI1_1Y | CC
7008 | L_LOSTPI1_2Y | CC
7009 | L_LOSTPI1_3Y | CC
7010 | L_FPPYD11_1Y | LIGCO
7011 | L_FPPYD11_2Y | LIGCO
7012 | L_FPPYD21_3Y | LIGCO
7014 | L_HAYSEN1_1Y | CC
7015 | L_HAYSEN1_2Y | CC
7016 | L_HAYSEN1_3Y | CC
7017 | L_HAYSEN1_4Y | CC
7020 | L_AUSTPL1_1Y | Hydro
7020 | L_AUSTPL1_1Y | Hydro
7022 | L_BUCHAN1_1Y | Hydro
7023 | L_BUCHAN1_2Y | Hydro
7024 | L_BUCHAN1_3Y | Hydro
7026 | L_INKSDA1_1Y | Hydro
7028 | L_MARBFA1_1Y | Hydro
7029 | L_MARBFA1_2Y | Hydro
7031 | L_MARSFO1G1Y | Hydro
7032 | L_MARSFO1G2Y | Hydro
7033 | L_MARSFO1G3Y | Hydro
7035 | L_WIRTZ_1G1Y | Hydro
7036 | L_WIRTZ_1G2Y | Hydro
7038 | L_DELAWA1_1Y | Wind
7038 | L_DELAWA1_1Y | Wind
7303 | L_WPPGS12_1Y | GGT
7303 | L_WPPGS12_1Y | GGT
7305 | L_WPPGS34_1Y | GGT
7305 | L_WPPGS34_1Y | GGT
7487 | L_CANYHY8_1Y | Hydro
7605 | L_MCQUEE9_1Y | Hydro
7605 | L_MCQUEE9_1Y | Hydro
7605 | L_MCQUEE9_1Y | Hydro
7609 | L_SCHUMA8_1Y | Hydro
7624 | L_LAKEWO9_1Y | Hydro
7624 | L_LAKEWO9_1Y | Hydro
7800 | L_GUADGE1_1Y | CC
7801 | L_GUADGE1_2Y | CC
7802 | L_GUADGE1_3Y | CC
7803 | L_GUADGE1_4Y | CC
7804 | L_GUADGE1_5Y | CC
7805 | L_GUADGE1_6Y | CC
7807 | L_BASTEN1_1Y | CC
7808 | L_BASTEN1_2Y | CC
7809 | L_BASTEN1_3Y | CC
7810 | L_RIONOG1G1Y | CC
7811 | L_RIONOG1G2Y | CC
7812 | L_RIONOG1G3Y | CC
7813 | L_RIONOG1S1Y | CC
8032 | AMISTADHYD1 | Hydro
8033 | AMISTADHYD2 | Hydro
8048 | FALCONHYDRO1 | Hydro
8066 | DUP1V#1 | Cogen
8134 | FOR #1 | Cogen
8138 | FOR #2 | Cogen
8139 | JOS #1 | GST
8147 | UCAR #2 | Cogen
8148 | UCAR #1 | Cogen
8153 | FOR #3 | Cogen
8154 | FOR #4 | Cogen
8155 | FOR #5 | Cogen
8156 | FOR #6 | Cogen
8157 | FOR #7 | Cogen
8161 | COLETO0A | LIGCO
8173 | VICEC51A | CC
8174 | VICEC61A | CC
8189 | CUECPL2A | Cogen
8262 | ELPS | Hydro
8285 | LAR #1 | GST
8287 | LAR #2 | GST
8288 | LAR #3 | GST
8388 | BATES0A | GST
8393 | BATES0B | GST
8437 | NUECES_B0C | GST
8438 | NUECES_B0B | GST
8442 | NBEC7 | GST
8442 | NBEC7 | GST
8456 | COSW#1 | Cogen
8457 | COSW#2 | Cogen
8459 | B_DAVIS0B | GSC
8460 | B_DAVIS0A | GSC
8461 | KOCH_UP0A | Cogen
8506 | VAL #1 | Cogen
8507 | VAL #2 | Cogen
8511 | OXY_CC0A | Cogen
8517 | CELANEBI0A | Cogen
8560 | CNOPGT1 | Cogen
8561 | CNOPGT2 | Cogen
8562 | CNOPST1 | Cogen
8926 | LGE_GT10A | Cogen
8927 | LGE_GT20A | Cogen
8928 | LGE_STG0A | Cogen
8930 | ICPGN10A | Cogen
8931 | ICPGN20A | Cogen
8932 | ICPGN30A | Cogen
8933 | FGNTS001 | CC
8934 | FGNTS101 | CC
8935 | FGNTS201 | CC
8936 | MVGN#1 | CC
8937 | MVGN#2 | CC
8938 | MVGN#3 | CC
8981 | HECN1 | CC
8982 | HECN2 | CC
8983 | HECN3 | CC
9000 | DECKR_G1 | GST
9001 | DECKR_G2 | GST
9002 | DECKR_G3 | GGT
9003 | DECKR_G4 | GGT
9004 | DECKR_G5 | GGT
9005 | DECKR_G6 | GGT
9016 | SANDH_G1 | GGT
9017 | SANDH_G2 | GGT
9018 | SANDH_G3 | GGT
9019 | SANDH_G4 | GGT
9020 | SANDHG5A | CC
9021 | SANDHG5C | CC
11001 | NAV1CT | CC
11009 | NAV2CT | CC
11011 | NAV3ST | CC
11012 | NAV4CT | CC
11013 | NAV5CT | CC
11014 | NAV6ST | CC
11020 | TIEHVSG_1G | CC
11021 | TIEHVCG_1G | CC
11022 | TIEHVCG_2G | CC
11023 | TIEHVCG_3G | CC
11024 | TIEHVCG_4G | CC
11025 | TIEHVSG_2G | CC
11056 | ROSCOE_1G | Wind
11057 | CHAMPION_1G | Wind
11058 | PYRON_1G | Wind
11059 | INADALE_1G | Wind
11065 | ELBOWCK_1G | Wind
11147 | NOTREES_1G | Wind
11309 | BULLCREK_2G | Wind
11310 | BULLCREK_1G | Wind
11320 | COYOTE_1G | Wind
11691 | KMICHICT1_G | CC
11692 | KMICHICT2_G | CC
11693 | KMICHIST3_G | CC
11694 | KMICHICT4_G | CC
11695 | KMICHICT5_G | CC
11696 | KMICHIST6_G | CC
12322 | ENNSTRAC_1G | CC
12323 | ENNSTRAC_2G | CC
12411 | FPLEFR1A_G | CC
12412 | FPLEFR1B_G | CC
12413 | FPLEFR1C_G | CC
12414 | FPLEFR1S_G | CC
12421 | FPLEFR2A_G | CC
12422 | FPLEFR2B_G | CC
12423 | FPLEFR2C_G | CC
12424 | FPLEFR2S_G | CC
12440 | PARKD_1SVC8 | GST
12449 | PARKD_2SVC8 | GST
13116 | TGATEWAY_1G | CC
13117 | TGATEWAY_2G | CC
13118 | TGATEWAY_3G | CC
13119 | TGATEWAY_4G | CC
13131 | CALFREST_1G | CC
13132 | CALFREST_2G | CC
13133 | CALFREST_3G | CC
13134 | CALFREST_4G | CC
13135 | CALFREST_5G | CC
13136 | CALFREST_6G | CC
13432 | SANDOW_5G | LIGCO
32798 | BRYN_TAMUGEN | GST
32883 | BRYN_DNSBY3 | GST
32884 | BRYN_DNSBY13 | GST
32886 | BRYN_ATKINS3 | GST
32887 | BRYN_ATKINS6 | GST
32888 | BRYN_ATKINS7 | GGT
32890 | BRYN_ATKINS4 | GST
32891 | BRYN_ATKINS5 | GST
32892 | BRYN_DNSBY14 | GST
36998 | RDCNYNG1 | Wind
38332 | TNWDWRDU2_8 | Wind
38437 | TNSRBNMESA9 | Wind
38580 | TNBP_CGN1_8 | Cogen
38590 | TNBP_CGN2_8 | Cogen
38600 | TNBP_CGN3_8 | Cogen
38611 | TNBPAMCG1_8 | Cogen
38612 | TNBPAMCG2_8 | Cogen
38613 | TNBPAMCG3_8 | Cogen
38614 | TNBPAMCG4_8 | Cogen
38615 | TNBPAMCG5_8 | Cogen
38690 | TNBP_CGN4_8 | Cogen
38711 | TNTXCTY1CG8 | Cogen
38712 | TNTXCTY2CG8 | Cogen
38713 | TNTXCTY3CG8 | Cogen
38714 | TNTXCTY4CG8 | Cogen
39190 | TNSLCGN1__8 | Cogen
39470 | TNDOWCGNSG8 | Cogen
39480 | TNDOWCGNGG8 | Cogen
39760 | TNSCLP1___8 | Cogen
39770 | TNSCLP2___8 | Cogen
39775 | TNSCLP4___8 | Cogen
39790 | TNSCLP3___8 | Cogen
39960 | TNTNPONE_18 | LIGCO
39970 | TNTNPONE_28 | LIGCO
48500 | APD_GT1_8005 | Cogen
48510 | AK_GT1__8040 | Cogen
48511 | LPE_GT1_8070 | GGT
48512 | LPE_GT2_8075 | GGT
48513 | LPE_GT3_8080 | GGT
48514 | LPE_GT4_8085 | GGT
48520 | BSF_GT1_8070 | Cogen
48520 | BSF_GT1_8070 | Cogen
48521 | BVE_GT1_GT1 | CC
48522 | BVE_GT2_5035 | CC
48523 | BVE_ST1_GN1 | CC
48531 | BYU_GT1_8075 | Cogen
48532 | BYU_GT2_8055 | Cogen
48533 | BYU_GT3_8060 | Cogen
48534 | BYU_GT4_8065 | Cogen
48551 | CAL_GT1_8045 | Cogen
48552 | CAL_ST1_8000 | Cogen
48561 | CTL_GT2_8130 | Cogen
48562 | CTL_GT3_8135 | Cogen
48563 | CTL_GT4_8140 | Cogen
48564 | CTL_GN1_8145 | Cogen
48565 | CTL_GN2_8155 | Cogen
48581 | CBY_GN1_1 | GSC
48582 | CBY_GN2_2 | GSC
48583 | CBY_GT4_1 | GSC
48584 | CBY_GT4_2 | CC
48585 | CBY_ST4_1 | CC
48591 | CHE_GT2_5030 | Cogen
48593 | CHE_GT1_8015 | Cogen
48594 | CHE_GN4_8025 | Cogen
48595 | BTE_GT2_8075 | CC
48596 | BTE_GT3_8045 | CC
48597 | BTE_GT4_8055 | CC
48598 | BTE_ST1_8070 | CC
48611 | DIB_GT1_8080 | Cogen
48612 | DIB_GT2_8075 | Cogen
48613 | DIB_ST1_8085 | Cogen
48614 | DIB_GT3_8090 | Cogen
48641 | DPEC_GT15040 | CC
48642 | DPEC_GT25025 | CC
48643 | DPEC_GT35010 | CC
48644 | DPEC_GT45070 | CC
48645 | DPEC_ST55065 | CC
48651 | EP_1_2 | Cogen
48651 | EP_1_2 | Cogen
48671 | FTR_GT1_5105 | CC
48672 | FTR_GT2_5110 | CC
48673 | FTR_GT3_5085 | CC
48674 | FTR_CN4_5095 | CC
48690 | GBY_GN5_5 | GSC
48691 | GBY_73741085 | GGT
48691 | GBY_73741085 | GGT
48692 | GBY_81821075 | GGT
48692 | GBY_81821075 | GGT
48693 | GBY_83841065 | GGT
48693 | GBY_83841065 | GGT
48721 | LEG_1___1 | LIGCO
48722 | LEG_2___2 | LIGCO
48730 | MNS_GT | Cogen
48731 | CBE_GT1 | CC
48732 | CBE_GT2 | CC
48733 | CBE_ST12 | CC
48734 | CBE_GT3 | CC
48735 | CBE_GT4 | CC
48736 | CBE_ST34 | CC
48740 | PSG_GN2_8050 | Cogen
48741 | PSG_GT2_8040 | Cogen
48742 | PSG_GT3_8060 | Cogen
48761 | PR_GT1__9040 | Cogen
48772 | PHR_GN2_2 | GSC
48791 | PSA_GT1_8160 | Cogen
48792 | PSA_GT2_8155 | Cogen
48793 | PSA_GT3_8150 | Cogen
48794 | PSA_GT4_8145 | Cogen
48795 | PSA_GT5_8140 | Cogen
48796 | PSA_GN1_8165 | Cogen
48797 | PSA_GT6_8135 | Cogen
48811 | CVC_GT3_5045 | Cogen
48812 | CVC_GT2_5020 | Cogen
48813 | CVC_GT1_5035 | Cogen
48814 | CVC_ST5_5040 | Cogen
48815 | CVC_GT4_8005 | Cogen
48820 | SHELLG1_3015 | Cogen
48821 | SHELLG2 | Cogen
48822 | SHELLG3_3020 | Cogen
48822 | SHELLG3_3020 | Cogen
48841 | SJS_GT1_GT1 | Cogen
48842 | SJS_GT2_GT2 | Cogen
48845 | SOL_GT1 | Solar
48851 | SRB_GN1_1 | GST
48852 | SRB_GN2_2 | GST
48853 | SRB_GN3_3 | GST
48854 | SRB_GN4_4 | GST
48855 | SRB_GT211035 | GGT
48855 | SRB_GT211035 | GGT
48873 | THW_ST3_ST_3 | CC
48874 | THW_ST4_ST_4 | CC
48875 | THW_3132 | CC
48875 | THW_3132 | CC
48877 | THW_3334 | CC
48877 | THW_3334 | CC
48879 | THW_4142 | CC
48879 | THW_4142 | CC
48881 | THW_4344 | CC
48881 | THW_4344 | CC
48883 | THW_GT1_GT_1 | GGT
48885 | THW_5152 | GGT
48885 | THW_5152 | GGT
48886 | THW_5354 | GGT
48886 | THW_5354 | GGT
48887 | THW_5556 | GGT
48887 | THW_5556 | GGT
48911 | TGF_GT1_8000 | Cogen
48921 | WAP_GN1_1 | GST
48922 | WAP_GN2_2 | GST
48923 | WAP_GN3_3 | GST
48924 | WAP_GN4_4 | GSC
48925 | WAP_GN5_5 | LIGCO
48926 | WAP_GN6_6 | LIGCO
48927 | WAP_GN7_7 | LIGCO
48928 | WAP_GN8_8 | LIGCO
48929 | WAPGT21_GT1 | GGT
48940 | WARVUE_GT1 | Cogen
49803 | EXN_15GT | Cogen
49804 | EXN_16GT | Cogen
49805 | EXN_17GT | Cogen
49826 | EXN938GT | Cogen
49828 | EXN941GT | Cogen
49829 | EXN942GT | Cogen
49830 | EXN943GT | Cogen
49831 | EXN944GT | Cogen
49832 | EXN945GT | Cogen
49837 | EXN_GT | Cogen
49838 | EXN_14GT | Cogen
49851 | DOW17000 | Cogen
49858 | DOW38100 | Cogen
49859 | DOW38200 | Cogen
49860 | DOW38300 | Cogen
49862 | DOW39100 | Cogen
49863 | DOW39200 | Cogen
49865 | DOW41000 | Cogen
49866 | DOW42000 | Cogen
49869 | DOW49000 | Cogen
49870 | DOW61000 | Cogen
49871 | DOW62000 | Cogen
49872 | DOW63000 | Cogen
49873 | DOW64000 | Cogen
49876 | DOW65000 | Cogen
49877 | DOW66000 | Cogen
49878 | DOW67000 | Cogen
49882 | DOW81000 | Cogen
49884 | DOW82000 | Cogen
49885 | DOW83000 | Cogen
49886 | DOW84000 | Cogen
58909 | PEARSALLSCG1 | Diesel
58909 | PEARSALLSCG1 | Diesel
58909 | PEARSALLSCG1 | Diesel
58909 | PEARSALLSCG1 | Diesel
58909 | PEARSALLSCG1 | Diesel
58909 | PEARSALLSCG1 | Diesel
58919 | PEARSALLSCG2 | Diesel
58919 | PEARSALLSCG2 | Diesel
58919 | PEARSALLSCG2 | Diesel
58919 | PEARSALLSCG2 | Diesel
58919 | PEARSALLSCG2 | Diesel
58919 | PEARSALLSCG2 | Diesel
58929 | PEARSALLSCG3 | Diesel
58929 | PEARSALLSCG3 | Diesel
58929 | PEARSALLSCG3 | Diesel
58929 | PEARSALLSCG3 | Diesel
58929 | PEARSALLSCG3 | Diesel
58929 | PEARSALLSCG3 | Diesel
58949 | PEARSALLSCG4 | Diesel
58949 | PEARSALLSCG4 | Diesel
58949 | PEARSALLSCG4 | Diesel
58949 | PEARSALLSCG4 | Diesel
58949 | PEARSALLSCG4 | Diesel
58949 | PEARSALLSCG4 | Diesel
60000 | DSKY2 | Wind
60003 | KING_NE1A | Wind
60005 | KING_SE1A | Wind
60007 | KING_SW1A | Wind
60016 | WOODWRD11A | Wind
60017 | ORNNWP1 | Wind
60018 | DSKY1 | Wind
60019 | KING_NW1A | Wind
60057 | CALLAHAN1A | Wind
60058 | BUFF_GAP1A | Wind
60060 | CIRELLO | Wind
60063 | BUFF_GAP1B | Wind
60066 | H_HOLLOW1A | Wind
60068 | HHOLLOW21A | Wind
60070 | HHOLLOW31A | Wind
60072 | HHOLLOW41A | Wind
60081 | WHRLWIND1A | Wind
60201 | RIO DRCS | AVR
60202 | FRNDDRCS | AVR
71051 | L_BITTCR1_1N | Wind
71054 | L_SWEETW1_1N | Wind
71057 | L_SWEETW1_2N | Wind
71059 | L_SWEETW1_3N | Wind
71060 | L_SWEETW1_4N | Wind
71061 | L_SWEETW1_5N | Wind
76031 | L_GASCCR1_1N | Wind
76091 | L_DIVIDE1_1N | Wind
76095 | L_CAPRSI1_1N | Wind
76096 | L_CAPRSI1_2N | Wind
76097 | L_CAPRGE1_1N | Wind
80003 | MILHWYS | AVR
80012 | LAR | DCTie
80051 | FOR #8 | Cogen
80052 | FOR #9 | Cogen
80053 | FOR #10 | Cogen
80080 | GWINDT11A | Wind
80080 | GWINDT11A | Wind
80080 | GWINDT11A | Wind
80080 | GWINDT11A | Wind
80081 | GWINDT21A | Wind
80081 | GWINDT21A | Wind
80081 | GWINDT21A | Wind
80081 | GWINDT21A | Wind
80137 | CSDR89 | DCTie
80137 | CSDR89 | DCTie
80138 | CSDR7 | DCTie
80139 | CSDR56 | DCTie
80139 | CSDR56 | DCTie
80140 | CSDR11 | DCTie
80180 | PNSCALT11A | Wind
80180 | PNSCALT11A | Wind
80181 | PNSCALT21A | Wind
80181 | PNSCALT21A | Wind
80223 | REYSHR G | Cogen
80224 | VISTRONG1 | Cogen
80225 | VISTRONG2 | Cogen
80226 | ALCOA G | Cogen
80227 | AIRCO G | Cogen
80263 | B_DAVIS31A | CC
80264 | B_DAVIS41A | CC
80265 | LARECU40A | GGT
80266 | LARECU50A | GGT
86104 | CID-138 | DCTie
86105 | CID-230 | DCTie
86106 | CUF-230 | DCTie
86107 | CUF-138 | DCTie
88198 | BEEVILLE | AVR
88253 | HAMILTON | BLT
88299 | ZAPATA | BLT
88508 | FALFURRI | AVR