## Instructions and notes
Notes for use for Dennis' automation |  |  | Notes for use prior to automation
USER NOTES: |  |  | USER NOTES:
| * Enter data in the "white" cells only. Grayed cells have formulas or are used for calculations |  |  | * Enter data in the "white" cells only. Grayed cells have formulas or are used for calculations
| * This workbook is set-up to test for 22 CREs |  |  | * This workbook is set-up to test for 22 CREs
| * This workbook is set-up to handle 1,000 generators |  |  | * This workbook is set-up to handle 1,000 generators
| * There should be no blank rows or columns in the data. i.e. do not fill in column J on the Base GSFs worksheet |  |  | * There should be no blank rows or columns in the data. i.e. do not fill in column J on the Base GSFs worksheet
| then skip column K and begin entering data in column L. The data should be contiguous. |  |  | then skip column K and begin entering data in column L. The data should be contiguous.
| * If a user changes the column order for GSF output on the pw CUT AND PASTE worksheet, the cut & paste macro |  |  | * If a user changes the column order for GSF output on the pw CUT AND PASTE worksheet, the cut & paste macro
| may not copy the correct GSFs to the base GSFs worksheet. |  |  | may not copy the correct GSFs to the base GSFs worksheet.
| Make sure that the bus mapping in range AL5:Anxxxx is correct for the bus numbers of the study case |  |  | Make sure that the bus mapping in range AL5:Anxxxx is correct for the bus numbers of the study case
| otherwise you will get some #N/A in the vlookups and give data errors. |  |  | otherwise you will get some #N/A in the vlookups and give data errors.
Concept 1 | Since CSC GSFs are only entered one time, hand massage and enter the CSC data into the area of the Base GSFs worksheet (columns F:G) |  | IF movable gens only are desired for the analysis
|  |  | Step A: | Cust and paste the Generator Sensitivity data from Power World into the 'pw CUT and Paste' worksheet, cell B3 (see notes about column order)
Movable gens are desired for the analysis |  |  | Step B: | Make sure that the 'Movable Gens excluded list' in cells R5:U164 is a good list
Step A: | Cut and paste the Generator Sensitivity data from Power World into the 'pw CUT and Paste' worksheet, cell B3 (see notes about column order) |  | Step C: | Click the big button in cells Q1:Q5
Step B: | Make sure that the 'Movable Gens excluded list' in cells R5:U164 is a good list |  | Step D: | Check the warnings and flags in cells R2:V2 and AB2:AF2 to make sure that the data is ok before transferring as directed in the steps below
Step C: | Click the big button in cells Q7:Q13
Step D: | Check the warnings and flags in cells R2:V2 and AB2:AF2 to make sure that the data is ok before transferring as directed in the steps below
Step 1: | Enter the Bus number, Bus name unit ID, area Name, and Generator MW value in columns A:E of the Base GSFs worksheet.
Step 2: | Enter GSFs for the CSCs F:H on the Base GSFs worksheet. (columns I:J are formulas) |  | Step 1: | Enter the Bus number, Bus name unit ID, area Name, and Generator MW value in columns A:E of the Base GSFs worksheet.
There are currently 5 CSCs that a CRE can be checked against.
|  |  | Step 2: | Enter GSFs for the CSCs and CREs in columns F:AH on the Base GSFs worksheet.
Concept 2 | Use automation to load in the series of GSFs for potential CREs for evaluation |  |  | There are currently 4 CSCs that a CRE can be checked against.
Step 3 | Enter Dennis' sheet that is used for the CRE GSFs in H31 ----> | SN_062609automation.xls |  | Aside for Step 2:
There is a short macro that can be executed for the CREs that will make cutting and pasting from PowerWorld much quicker.
Step 4 | Open Dennis' file that is listed in step 3 |  |  | It can be executed from either the Base GSFs worksheet or the pw CUT AND PASTE worksheet.
Step 5 | Make sure that columns Q:X have been modified with LBC's additions in Dennis' file on the "Input" worksheet |  | Step 3: | Enter the CSC or CRE headings in row 2 of the Base GSFs worksheet. These heading titles are used to count the number
of CREs that will be computed.
Step 6 | Click on the button on the right ----------------> |  | Step 4: | Enter the OL element line ratings into cells K1022:AF1022 in the "CRE Calculation" worksheet
|  |  | Step 5: | The boundary generation summary can be found in the "CRE Calculation" worksheet in row 1023
Step 7: | Enter the CSCs that each CRE will be checked against in cells J1016:AH1016 on the CRE computation worksheet.
Step 8: |  |  | Step 6: | The CRE output will be given in rows 1047:1068 on the CRE calculation worksheet.
Copy Dennis data and set up CRE data

## Base GSFs
Shift Factors with distributed slack as the reference bus
[5 empty] | CSC 1 | CSC 2 | CSC 3 | CSC4 | CSC 5 | CRE 1 | CRE 2 | CRE 3 | CRE 4 | CRE 5 | CRE 6 | CRE 7 | CRE 8 | CRE 9 | CRE 10 | CRE 11 | CRE 12 | CRE 13 | CRE 14 | CRE 15 | CRE 16 | CRE 17 | CRE 18 | CRE 19 | CRE 20 | CRE 21 | CRE 22
Number of Bus | Name of Bus | ID | Area Name of Gen | Gen MW | CSC 1: 44645 Sngltn to 45500 THW, 44645 Sngltn to 44500 OBrien (CSC#1 N-H); CSC 2: 3409 LkCrk to 3414 Tmplsw, 3405 Trdnghse to 3412 Tmpl PecCrk (CSC#2 N-S); CSC 3: 6230 AbilMulCrk to 1435 LngCrk, 1420 Swtwtr to 1439 LngCrk (CSC#3 W-N); CSC4: 3414 Tmplsw to 3409 LkCrk, 3412 Tmpl PecCrk to 3405 Trdnghse (CSC#4 S-N); CSC 5: 1435 LngCrk to 6230 AbilMulCrk, 1439 LngCrk to 1420 Swtwtr (CSC#5 N-W); CRE 1: Cont_ TempleSS to Sandow OL_ TempleSS to Sandow; CRE 2: Cont_ TempleSS to TemplePEC OL_ TempleSS to Sandow; CRE 3: Cont_ Rogers_1 to Temple OL_ TempleSS to Sandow; CRE 4: Cont_ Rogers to Temple OL_ TempleSS to Sandow; CRE 5: Cont_ Austrop to Sandow OL_ Austrop to SandowTXU; CRE 6: Cont_ Austrop to SandowTXU OL_ Austrop to Sandow; CRE 7: Cont_ Adamsville to Evant OL_ TempleSS to Sandow; CRE 8: Cont_TempleSS to Sandow and TempleSS to Sandow OL_ Rogers to Temple; CRE 9: Cont_TempleSS to LakeCreek and TemplePEC to Tradinghouse OL_ WacoAtco to Cottonwood
238 | BOSQUESW505 | 1 | North | 255 | CSC 1: 0.10059; CSC 2: 0.27825; CSC 3: -0.015151; CSC4: -0.27825; CSC 5: 0.015151; CRE 1: -0.23136; CRE 2: -0.12601; CRE 3: -0.14428; CRE 4: -0.1451; CRE 5: -0.21248; CRE 6: -0.21284; CRE 7: -0.13795; CRE 8: -0.077377; CRE 9: -0.057222
239 | BOSQUESW502 | 1 | North | 119.2 | CSC 1: 0.10059; CSC 2: 0.27825; CSC 3: -0.015151; CSC4: -0.27825; CSC 5: 0.015151; CRE 1: -0.23136; CRE 2: -0.12601; CRE 3: -0.14428; CRE 4: -0.1451; CRE 5: -0.21248; CRE 6: -0.21284; CRE 7: -0.13795; CRE 8: -0.077377; CRE 9: -0.057222
247 | BOSQUESW501 | 2 | North | 124.8 | CSC 1: 0.10059; CSC 2: 0.27825; CSC 3: -0.015151; CSC4: -0.27825; CSC 5: 0.015151; CRE 1: -0.23136; CRE 2: -0.12601; CRE 3: -0.14428; CRE 4: -0.1451; CRE 5: -0.21248; CRE 6: -0.21284; CRE 7: -0.13795; CRE 8: -0.077377; CRE 9: -0.057222
251 | BOSQUESW803 | 2 | North | 150 | CSC 1: 0.10576; CSC 2: 0.23294; CSC 3: -0.013905; CSC4: -0.23294; CSC 5: 0.013905; CRE 1: -0.21791; CRE 2: -0.11906; CRE 3: -0.13654; CRE 4: -0.13727; CRE 5: -0.20204; CRE 6: -0.20238; CRE 7: -0.13009; CRE 8: -0.074626; CRE 9: -0.050402
253 | BOSQUESW804 | 2 | North | 80 | CSC 1: 0.10576; CSC 2: 0.23294; CSC 3: -0.013905; CSC4: -0.23294; CSC 5: 0.013905; CRE 1: -0.21791; CRE 2: -0.11906; CRE 3: -0.13654; CRE 4: -0.13727; CRE 5: -0.20204; CRE 6: -0.20238; CRE 7: -0.13009; CRE 8: -0.074626; CRE 9: -0.050402
332 | RWMILLER01 | 1 | North | 58.4 | CSC 1: 0.14422; CSC 2: 0.17745; CSC 3: -0.005724; CSC4: -0.17745; CSC 5: 0.005724; CRE 1: -0.14425; CRE 2: -0.078581; CRE 3: -0.089671; CRE 4: -0.090174; CRE 5: -0.13686; CRE 6: -0.13709; CRE 7: -0.087785; CRE 8: -0.047423; CRE 9: -0.033732
333 | RWMILLER02 | 2 | North | 95.2 | CSC 1: 0.14422; CSC 2: 0.17745; CSC 3: -0.005724; CSC4: -0.17745; CSC 5: 0.005724; CRE 1: -0.14425; CRE 2: -0.078581; CRE 3: -0.089671; CRE 4: -0.090174; CRE 5: -0.13686; CRE 6: -0.13709; CRE 7: -0.087785; CRE 8: -0.047423; CRE 9: -0.033732
334 | RWMILLER03 | 3 | North | 166.4 | CSC 1: 0.14422; CSC 2: 0.17745; CSC 3: -0.005724; CSC4: -0.17745; CSC 5: 0.005724; CRE 1: -0.14425; CRE 2: -0.078581; CRE 3: -0.089671; CRE 4: -0.090174; CRE 5: -0.13686; CRE 6: -0.13709; CRE 7: -0.087785; CRE 8: -0.047423; CRE 9: -0.033732
335 | RWMILLER04 | 4 | North | 81.6 | CSC 1: 0.14422; CSC 2: 0.17745; CSC 3: -0.005724; CSC4: -0.17745; CSC 5: 0.005724; CRE 1: -0.14425; CRE 2: -0.078581; CRE 3: -0.089671; CRE 4: -0.090174; CRE 5: -0.13686; CRE 6: -0.13709; CRE 7: -0.087785; CRE 8: -0.047423; CRE 9: -0.033732
336 | RWMILLER05 | 5 | North | 80.8 | CSC 1: 0.14422; CSC 2: 0.17745; CSC 3: -0.005724; CSC4: -0.17745; CSC 5: 0.005724; CRE 1: -0.14425; CRE 2: -0.078581; CRE 3: -0.089671; CRE 4: -0.090174; CRE 5: -0.13686; CRE 6: -0.13709; CRE 7: -0.087785; CRE 8: -0.047423; CRE 9: -0.033732
503 | NTHTEXAS01 | 1 | North | 0 | CSC 1: 0.15085; CSC 2: 0.17653; CSC 3: -0.026413; CSC4: -0.17653; CSC 5: 0.026413; CRE 1: -0.13807; CRE 2: -0.075111; CRE 3: -0.085652; CRE 4: -0.086145; CRE 5: -0.13142; CRE 6: -0.13164; CRE 7: -0.083669; CRE 8: -0.044914; CRE 9: -0.033204
504 | NTHTEXAS02 | 2 | North | 14.4 | CSC 1: 0.15085; CSC 2: 0.17653; CSC 3: -0.026413; CSC4: -0.17653; CSC 5: 0.026413; CRE 1: -0.13807; CRE 2: -0.075111; CRE 3: -0.085652; CRE 4: -0.086145; CRE 5: -0.13142; CRE 6: -0.13164; CRE 7: -0.083669; CRE 8: -0.044914; CRE 9: -0.033204
505 | NTHTEXAS03 | 3 | North | 30.4 | CSC 1: 0.15085; CSC 2: 0.17653; CSC 3: -0.026413; CSC4: -0.17653; CSC 5: 0.026413; CRE 1: -0.13807; CRE 2: -0.075111; CRE 3: -0.085652; CRE 4: -0.086145; CRE 5: -0.13142; CRE 6: -0.13164; CRE 7: -0.083669; CRE 8: -0.044914; CRE 9: -0.033204
580 | JCKCNTY801 | 1 | North | 288 | CSC 1: 0.15284; CSC 2: 0.17572; CSC 3: -0.029964; CSC4: -0.17572; CSC 5: 0.029964; CRE 1: -0.1362; CRE 2: -0.07407; CRE 3: -0.084448; CRE 4: -0.084937; CRE 5: -0.12981; CRE 6: -0.13002; CRE 7: -0.08246; CRE 8: -0.044187; CRE 9: -0.032968
581 | JCKCNTY802 | 2 | North | 147 | CSC 1: 0.15284; CSC 2: 0.17572; CSC 3: -0.029964; CSC4: -0.17572; CSC 5: 0.029964; CRE 1: -0.1362; CRE 2: -0.07407; CRE 3: -0.084448; CRE 4: -0.084937; CRE 5: -0.12981; CRE 6: -0.13002; CRE 7: -0.08246; CRE 8: -0.044187; CRE 9: -0.032968
582 | JCKCNTY803 | 3 | North | 147 | CSC 1: 0.15284; CSC 2: 0.17572; CSC 3: -0.029964; CSC4: -0.17572; CSC 5: 0.029964; CRE 1: -0.1362; CRE 2: -0.07407; CRE 3: -0.084448; CRE 4: -0.084937; CRE 5: -0.12981; CRE 6: -0.13002; CRE 7: -0.08246; CRE 8: -0.044187; CRE 9: -0.032968
837 | NEWMAN_G5 | 1 | North | 0 | CSC 1: 0.16593; CSC 2: 0.16766; CSC 3: -0.03084; CSC4: -0.16766; CSC 5: 0.03084; CRE 1: -0.12728; CRE 2: -0.069159; CRE 3: -0.078793; CRE 4: -0.079259; CRE 5: -0.12277; CRE 6: -0.12297; CRE 7: -0.076711; CRE 8: -0.04096; CRE 9: -0.031654
842 | OLINGER_G1 | 1 | North | 55.4 | CSC 1: 0.16587; CSC 2: 0.16773; CSC 3: -0.030983; CSC4: -0.16773; CSC 5: 0.030983; CRE 1: -0.12729; CRE 2: -0.069164; CRE 3: -0.0788; CRE 4: -0.079266; CRE 5: -0.12276; CRE 6: -0.12296; CRE 7: -0.076722; CRE 8: -0.040961; CRE 9: -0.03165
843 | OLINGER_G2 | 1 | North | 76.2 | CSC 1: 0.16587; CSC 2: 0.16773; CSC 3: -0.030983; CSC4: -0.16773; CSC 5: 0.030983; CRE 1: -0.12729; CRE 2: -0.069164; CRE 3: -0.0788; CRE 4: -0.079266; CRE 5: -0.12276; CRE 6: -0.12296; CRE 7: -0.076722; CRE 8: -0.040961; CRE 9: -0.03165
844 | OLINGER_G3 | 1 | North | 103.9 | CSC 1: 0.16587; CSC 2: 0.16773; CSC 3: -0.030983; CSC4: -0.16773; CSC 5: 0.030983; CRE 1: -0.12729; CRE 2: -0.069164; CRE 3: -0.0788; CRE 4: -0.079266; CRE 5: -0.12276; CRE 6: -0.12296; CRE 7: -0.076722; CRE 8: -0.040961; CRE 9: -0.03165
845 | OLINGER_G4 | 1 | North | 51.9 | CSC 1: 0.16587; CSC 2: 0.16773; CSC 3: -0.030983; CSC4: -0.16773; CSC 5: 0.030983; CRE 1: -0.12729; CRE 2: -0.069164; CRE 3: -0.0788; CRE 4: -0.079266; CRE 5: -0.12276; CRE 6: -0.12296; CRE 7: -0.076722; CRE 8: -0.040961; CRE 9: -0.03165
923 | SPENCER_G4 | 1 | North | 48 | CSC 1: 0.15815; CSC 2: 0.17394; CSC 3: -0.039721; CSC4: -0.17394; CSC 5: 0.039721; CRE 1: -0.13289; CRE 2: -0.072226; CRE 3: -0.08232; CRE 4: -0.082802; CRE 5: -0.12715; CRE 6: -0.12736; CRE 7: -0.080271; CRE 8: -0.042914; CRE 9: -0.03259
924 | SPENCER_G5 | 1 | North | 52 | CSC 1: 0.15815; CSC 2: 0.17394; CSC 3: -0.039721; CSC4: -0.17394; CSC 5: 0.039721; CRE 1: -0.13289; CRE 2: -0.072226; CRE 3: -0.08232; CRE 4: -0.082802; CRE 5: -0.12715; CRE 6: -0.12736; CRE 7: -0.080271; CRE 8: -0.042914; CRE 9: -0.03259
948 | STEAM1 | 1 | North | 0 | CSC 1: 0.1662; CSC 2: 0.16728; CSC 3: -0.030848; CSC4: -0.16728; CSC 5: 0.030848; CRE 1: -0.12694; CRE 2: -0.068972; CRE 3: -0.078578; CRE 4: -0.079043; CRE 5: -0.12247; CRE 6: -0.12267; CRE 7: -0.076506; CRE 8: -0.04084; CRE 9: -0.03158
949 | STEAM2 | 1 | North | 26 | CSC 1: 0.1662; CSC 2: 0.16728; CSC 3: -0.030849; CSC4: -0.16728; CSC 5: 0.030849; CRE 1: -0.12694; CRE 2: -0.068972; CRE 3: -0.078578; CRE 4: -0.079043; CRE 5: -0.12247; CRE 6: -0.12267; CRE 7: -0.076506; CRE 8: -0.040841; CRE 9: -0.03158
950 | STEAM3 | 1 | North | 41 | CSC 1: 0.1662; CSC 2: 0.16728; CSC 3: -0.030849; CSC4: -0.16728; CSC 5: 0.030849; CRE 1: -0.12694; CRE 2: -0.068972; CRE 3: -0.078578; CRE 4: -0.079043; CRE 5: -0.12247; CRE 6: -0.12267; CRE 7: -0.076506; CRE 8: -0.040841; CRE 9: -0.03158
1002 | PBCTAGE_1G | A | West | 64 | CSC 1: 0.13633; CSC 2: 0.14828; CSC 3: 0.34842; CSC4: -0.14828; CSC 5: -0.34842; CRE 1: -0.11736; CRE 2: -0.063914; CRE 3: -0.072825; CRE 4: -0.073232; CRE 5: -0.11122; CRE 6: -0.1114; CRE 7: -0.071904; CRE 8: -0.03822; CRE 9: -0.027546
1003 | PBCTBGE_2G | B | West | 65 | CSC 1: 0.13633; CSC 2: 0.14828; CSC 3: 0.34842; CSC4: -0.14828; CSC 5: -0.34842; CRE 1: -0.11736; CRE 2: -0.063914; CRE 3: -0.072825; CRE 4: -0.073232; CRE 5: -0.11122; CRE 6: -0.1114; CRE 7: -0.071904; CRE 8: -0.03822; CRE 9: -0.027546
1004 | PBCTCGE_3G | C | West | 62 | CSC 1: 0.13633; CSC 2: 0.14828; CSC 3: 0.34842; CSC4: -0.14828; CSC 5: -0.34842; CRE 1: -0.11736; CRE 2: -0.063914; CRE 3: -0.072825; CRE 4: -0.073232; CRE 5: -0.11122; CRE 6: -0.1114; CRE 7: -0.071904; CRE 8: -0.03822; CRE 9: -0.027546
1005 | PBCTDGE_4G | D | West | 65 | CSC 1: 0.13633; CSC 2: 0.14828; CSC 3: 0.34842; CSC4: -0.14828; CSC 5: -0.34842; CRE 1: -0.11736; CRE 2: -0.063914; CRE 3: -0.072825; CRE 4: -0.073232; CRE 5: -0.11122; CRE 6: -0.1114; CRE 7: -0.071904; CRE 8: -0.03822; CRE 9: -0.027546
1006 | PBCTEGE_5G | E | West | 65 | CSC 1: 0.13633; CSC 2: 0.14828; CSC 3: 0.34842; CSC4: -0.14828; CSC 5: -0.34842; CRE 1: -0.11736; CRE 2: -0.063914; CRE 3: -0.072825; CRE 4: -0.073232; CRE 5: -0.11122; CRE 6: -0.1114; CRE 7: -0.071904; CRE 8: -0.03822; CRE 9: -0.027546
1007 | PB5GEN_6G | 5 | West | 91.2 | CSC 1: 0.13633; CSC 2: 0.14828; CSC 3: 0.34842; CSC4: -0.14828; CSC 5: -0.34842; CRE 1: -0.11736; CRE 2: -0.063914; CRE 3: -0.072825; CRE 4: -0.073232; CRE 5: -0.11122; CRE 6: -0.1114; CRE 7: -0.071904; CRE 8: -0.03822; CRE 9: -0.027546
1008 | PB6GEN_7G | 6 | West | 515 | CSC 1: 0.13633; CSC 2: 0.14828; CSC 3: 0.34842; CSC4: -0.14828; CSC 5: -0.34842; CRE 1: -0.11736; CRE 2: -0.063914; CRE 3: -0.072825; CRE 4: -0.073232; CRE 5: -0.11122; CRE 6: -0.1114; CRE 7: -0.071904; CRE 8: -0.03822; CRE 9: -0.027546
1037 | MORGAN5G_5G | 5 | West | 109.6 | CSC 1: 0.13899; CSC 2: 0.15272; CSC 3: 0.34881; CSC4: -0.15272; CSC 5: -0.34881; CRE 1: -0.12096; CRE 2: -0.065877; CRE 3: -0.075058; CRE 4: -0.075479; CRE 5: -0.11481; CRE 6: -0.115; CRE 7: -0.074084; CRE 8: -0.039386; CRE 9: -0.028393
1039 | MRGNAG_1G | A | West | 69 | CSC 1: 0.13899; CSC 2: 0.15272; CSC 3: 0.34881; CSC4: -0.15272; CSC 5: -0.34881; CRE 1: -0.12096; CRE 2: -0.065877; CRE 3: -0.075058; CRE 4: -0.075479; CRE 5: -0.11481; CRE 6: -0.115; CRE 7: -0.074084; CRE 8: -0.039386; CRE 9: -0.028393
1040 | MRGNBG_2G | B | West | 70 | CSC 1: 0.13899; CSC 2: 0.15272; CSC 3: 0.34881; CSC4: -0.15272; CSC 5: -0.34881; CRE 1: -0.12096; CRE 2: -0.065877; CRE 3: -0.075058; CRE 4: -0.075479; CRE 5: -0.11481; CRE 6: -0.115; CRE 7: -0.074084; CRE 8: -0.039386; CRE 9: -0.028393
1041 | MRGNCG_3G | C | West | 69 | CSC 1: 0.13899; CSC 2: 0.15272; CSC 3: 0.34881; CSC4: -0.15272; CSC 5: -0.34881; CRE 1: -0.12096; CRE 2: -0.065877; CRE 3: -0.075058; CRE 4: -0.075479; CRE 5: -0.11481; CRE 6: -0.115; CRE 7: -0.074084; CRE 8: -0.039386; CRE 9: -0.028393
1042 | MRGNDG_4G | D | West | 68 | CSC 1: 0.13899; CSC 2: 0.15272; CSC 3: 0.34881; CSC4: -0.15272; CSC 5: -0.34881; CRE 1: -0.12096; CRE 2: -0.065877; CRE 3: -0.075058; CRE 4: -0.075479; CRE 5: -0.11481; CRE 6: -0.115; CRE 7: -0.074084; CRE 8: -0.039386; CRE 9: -0.028393
1043 | MRGNEG_5G | E | West | 68 | CSC 1: 0.13899; CSC 2: 0.15272; CSC 3: 0.34881; CSC4: -0.15272; CSC 5: -0.34881; CRE 1: -0.12096; CRE 2: -0.065877; CRE 3: -0.075058; CRE 4: -0.075479; CRE 5: -0.11481; CRE 6: -0.115; CRE 7: -0.074084; CRE 8: -0.039386; CRE 9: -0.028393
1044 | MRGNFG_6G | F | West | 66 | CSC 1: 0.13899; CSC 2: 0.15272; CSC 3: 0.34881; CSC4: -0.15272; CSC 5: -0.34881; CRE 1: -0.12096; CRE 2: -0.065877; CRE 3: -0.075058; CRE 4: -0.075479; CRE 5: -0.11481; CRE 6: -0.115; CRE 7: -0.074084; CRE 8: -0.039386; CRE 9: -0.028393
1045 | CALENG1G_1G | 1 | West | 73.4 | CSC 1: 0.13862; CSC 2: 0.15207; CSC 3: 0.35601; CSC4: -0.15207; CSC 5: -0.35601; CRE 1: -0.12033; CRE 2: -0.06553; CRE 3: -0.074665; CRE 4: -0.075083; CRE 5: -0.11418; CRE 6: -0.11437; CRE 7: -0.073679; CRE 8: -0.039175; CRE 9: -0.028268
1046 | CALENG2G_2G | 2 | West | 73.4 | CSC 1: 0.13862; CSC 2: 0.15207; CSC 3: 0.35601; CSC4: -0.15207; CSC 5: -0.35601; CRE 1: -0.12033; CRE 2: -0.06553; CRE 3: -0.074665; CRE 4: -0.075083; CRE 5: -0.11418; CRE 6: -0.11437; CRE 7: -0.073679; CRE 8: -0.039175; CRE 9: -0.028268
1047 | CALENG3G_3G | 3 | West | 70.4 | CSC 1: 0.13862; CSC 2: 0.15207; CSC 3: 0.35601; CSC4: -0.15207; CSC 5: -0.35601; CRE 1: -0.12033; CRE 2: -0.06553; CRE 3: -0.074665; CRE 4: -0.075083; CRE 5: -0.11418; CRE 6: -0.11437; CRE 7: -0.073679; CRE 8: -0.039175; CRE 9: -0.028268
1049 | ROSCOEWI_5 | 1 | West | 41.8 | CSC 1: 0.14038; CSC 2: 0.15508; CSC 3: 0.29645; CSC4: -0.15508; CSC 5: -0.29645; CRE 1: -0.12239; CRE 2: -0.066642; CRE 3: -0.075935; CRE 4: -0.076363; CRE 5: -0.11622; CRE 6: -0.11641; CRE 7: -0.074852; CRE 8: -0.039825; CRE 9: -0.028846
1057 | ROSCOEWI_5 | 2 | West | 25.3 | CSC 1: 0.14038; CSC 2: 0.15508; CSC 3: 0.29645; CSC4: -0.15508; CSC 5: -0.29645; CRE 1: -0.12239; CRE 2: -0.066642; CRE 3: -0.075935; CRE 4: -0.076363; CRE 5: -0.11622; CRE 6: -0.11641; CRE 7: -0.074852; CRE 8: -0.039825; CRE 9: -0.028846
1058 | LONGSHORE_5 | 1 | West | 30 | CSC 1: 0.13886; CSC 2: 0.15247; CSC 3: 0.35695; CSC4: -0.15247; CSC 5: -0.35695; CRE 1: -0.12064; CRE 2: -0.065695; CRE 3: -0.074853; CRE 4: -0.075273; CRE 5: -0.11449; CRE 6: -0.11467; CRE 7: -0.07386; CRE 8: -0.039273; CRE 9: -0.028343
1058 | LONGSHORE_5 | 2 | West | 44 | CSC 1: 0.13886; CSC 2: 0.15247; CSC 3: 0.35695; CSC4: -0.15247; CSC 5: -0.35695; CRE 1: -0.12064; CRE 2: -0.065695; CRE 3: -0.074853; CRE 4: -0.075273; CRE 5: -0.11449; CRE 6: -0.11467; CRE 7: -0.07386; CRE 8: -0.039273; CRE 9: -0.028343
1058 | LONGSHORE_5 | 3 | West | 23.4 | CSC 1: 0.13886; CSC 2: 0.15247; CSC 3: 0.35695; CSC4: -0.15247; CSC 5: -0.35695; CRE 1: -0.12064; CRE 2: -0.065695; CRE 3: -0.074853; CRE 4: -0.075273; CRE 5: -0.11449; CRE 6: -0.11467; CRE 7: -0.07386; CRE 8: -0.039273; CRE 9: -0.028343
1060 | ROSCOEWI_5 | 3 | West | 39.4 | CSC 1: 0.14038; CSC 2: 0.15508; CSC 3: 0.29645; CSC4: -0.15508; CSC 5: -0.29645; CRE 1: -0.12239; CRE 2: -0.066642; CRE 3: -0.075935; CRE 4: -0.076363; CRE 5: -0.11622; CRE 6: -0.11641; CRE 7: -0.074852; CRE 8: -0.039825; CRE 9: -0.028846
1061 | CIELOGEN_1G | 1 | West | 19.8 | CSC 1: 0.13913; CSC 2: 0.15302; CSC 3: 0.3338; CSC4: -0.15302; CSC 5: -0.3338; CRE 1: -0.12127; CRE 2: -0.066047; CRE 3: -0.075253; CRE 4: -0.075674; CRE 5: -0.11511; CRE 6: -0.1153; CRE 7: -0.074285; CRE 8: -0.039492; CRE 9: -0.028455
1062 | CIELOGEN_2G | 1 | West | 12.2 | CSC 1: 0.13913; CSC 2: 0.15302; CSC 3: 0.3338; CSC4: -0.15302; CSC 5: -0.3338; CRE 1: -0.12127; CRE 2: -0.066047; CRE 3: -0.075253; CRE 4: -0.075674; CRE 5: -0.11511; CRE 6: -0.1153; CRE 7: -0.074285; CRE 8: -0.039492; CRE 9: -0.028455
1068 | SCURRYCW_1G | 1 | West | 28.2 | CSC 1: 0.13911; CSC 2: 0.153; CSC 3: 0.33402; CSC4: -0.153; CSC 5: -0.33402; CRE 1: -0.12125; CRE 2: -0.066037; CRE 3: -0.075242; CRE 4: -0.075663; CRE 5: -0.1151; CRE 6: -0.11528; CRE 7: -0.074274; CRE 8: -0.039486; CRE 9: -0.028451
1069 | KINDERMG_1G | 1 | West | 25 | CSC 1: 0.13913; CSC 2: 0.15302; CSC 3: 0.3338; CSC4: -0.15302; CSC 5: -0.3338; CRE 1: -0.12127; CRE 2: -0.066047; CRE 3: -0.075253; CRE 4: -0.075674; CRE 5: -0.11511; CRE 6: -0.1153; CRE 7: -0.074285; CRE 8: -0.039492; CRE 9: -0.028455
1070 | KINDERMG_2G | 1 | West | 45.7 | CSC 1: 0.13913; CSC 2: 0.15302; CSC 3: 0.3338; CSC4: -0.15302; CSC 5: -0.3338; CRE 1: -0.12127; CRE 2: -0.066047; CRE 3: -0.075253; CRE 4: -0.075674; CRE 5: -0.11511; CRE 6: -0.1153; CRE 7: -0.074285; CRE 8: -0.039492; CRE 9: -0.028455
1071 | KINDERMG_3G | 1 | West | 45.7 | CSC 1: 0.13913; CSC 2: 0.15302; CSC 3: 0.3338; CSC4: -0.15302; CSC 5: -0.3338; CRE 1: -0.12127; CRE 2: -0.066047; CRE 3: -0.075253; CRE 4: -0.075674; CRE 5: -0.11511; CRE 6: -0.1153; CRE 7: -0.074285; CRE 8: -0.039492; CRE 9: -0.028455
1072 | ROSCOEWI_5 | 4 | West | 63.6 | CSC 1: 0.14038; CSC 2: 0.15508; CSC 3: 0.29645; CSC4: -0.15508; CSC 5: -0.29645; CRE 1: -0.12239; CRE 2: -0.066642; CRE 3: -0.075935; CRE 4: -0.076363; CRE 5: -0.11622; CRE 6: -0.11641; CRE 7: -0.074852; CRE 8: -0.039825; CRE 9: -0.028846
1073 | SCURRYCW_2G | 2 | West | 24 | CSC 1: 0.13911; CSC 2: 0.153; CSC 3: 0.33402; CSC4: -0.153; CSC 5: -0.33402; CRE 1: -0.12125; CRE 2: -0.066037; CRE 3: -0.075242; CRE 4: -0.075663; CRE 5: -0.1151; CRE 6: -0.11528; CRE 7: -0.074274; CRE 8: -0.039486; CRE 9: -0.028451
1146 | NOTREES_1G | 1 | West | 29.8 | CSC 1: 0.13658; CSC 2: 0.1487; CSC 3: 0.34817; CSC4: -0.1487; CSC 5: -0.34817; CRE 1: -0.1177; CRE 2: -0.064102; CRE 3: -0.073038; CRE 4: -0.073447; CRE 5: -0.11156; CRE 6: -0.11174; CRE 7: -0.072112; CRE 8: -0.038331; CRE 9: -0.027627
1170 | AIRLAMESA_1G | 1 | West | 0 | CSC 1: 0.13802; CSC 2: 0.15111; CSC 3: 0.34269; CSC4: -0.15111; CSC 5: -0.34269; CRE 1: -0.11971; CRE 2: -0.065195; CRE 3: -0.074282; CRE 4: -0.074698; CRE 5: -0.11356; CRE 6: -0.11375; CRE 7: -0.073336; CRE 8: -0.038983; CRE 9: -0.028088
1301 | BULLCREK_8 | 1 | West | 36 | CSC 1: 0.13883; CSC 2: 0.15251; CSC 3: 0.33847; CSC4: -0.15251; CSC 5: -0.33847; CRE 1: -0.12085; CRE 2: -0.065816; CRE 3: -0.074989; CRE 4: -0.075409; CRE 5: -0.11469; CRE 6: -0.11488; CRE 7: -0.074027; CRE 8: -0.039354; CRE 9: -0.028355
1302 | COYOTEWG_8 | 1 | West | 45 | CSC 1: 0.1385; CSC 2: 0.15193; CSC 3: 0.34023; CSC4: -0.15193; CSC 5: -0.34023; CRE 1: -0.12037; CRE 2: -0.065556; CRE 3: -0.074694; CRE 4: -0.075112; CRE 5: -0.11422; CRE 6: -0.11441; CRE 7: -0.073738; CRE 8: -0.039199; CRE 9: -0.028244
1320 | BSP 1 | 1 | West | 25.5 | CSC 1: 0.13767; CSC 2: 0.1504; CSC 3: 0.34205; CSC4: -0.1504; CSC 5: -0.34205; CRE 1: -0.11933; CRE 2: -0.064996; CRE 3: -0.074052; CRE 4: -0.074466; CRE 5: -0.11321; CRE 6: -0.11339; CRE 7: -0.073151; CRE 8: -0.038869; CRE 9: -0.027947
1326 | STANTONW_8 | 1 | West | 20.1 | CSC 1: 0.13761; CSC 2: 0.15039; CSC 3: 0.3478; CSC4: -0.15039; CSC 5: -0.3478; CRE 1: -0.11911; CRE 2: -0.064872; CRE 3: -0.073914; CRE 4: -0.074328; CRE 5: -0.11297; CRE 6: -0.11316; CRE 7: -0.072975; CRE 8: -0.03879; CRE 9: -0.027949
1327 | WILDHRSE_1G | 1 | West | 24 | CSC 1: 0.13829; CSC 2: 0.15152; CSC 3: 0.34349; CSC4: -0.15152; CSC 5: -0.34349; CRE 1: -0.12009; CRE 2: -0.065405; CRE 3: -0.07452; CRE 4: -0.074937; CRE 5: -0.11395; CRE 6: -0.11414; CRE 7: -0.073579; CRE 8: -0.039109; CRE 9: -0.028164
1328 | OCOTILLO_1G | 1 | West | 11.6 | CSC 1: 0.13756; CSC 2: 0.15033; CSC 3: 0.34788; CSC4: -0.15033; CSC 5: -0.34788; CRE 1: -0.11905; CRE 2: -0.064836; CRE 3: -0.073874; CRE 4: -0.074288; CRE 5: -0.11291; CRE 6: -0.11309; CRE 7: -0.072933; CRE 8: -0.038769; CRE 9: -0.027938
1333 | MCDDONAL_8 | 1 | West | 42.8 | CSC 1: 0.13776; CSC 2: 0.15066; CSC 3: 0.34801; CSC4: -0.15066; CSC 5: -0.34801; CRE 1: -0.11932; CRE 2: -0.064982; CRE 3: -0.07404; CRE 4: -0.074454; CRE 5: -0.11317; CRE 6: -0.11336; CRE 7: -0.073094; CRE 8: -0.038855; CRE 9: -0.028001
1343 | TRENTIPP_8 | 1 | West | 30 | CSC 1: 0.139; CSC 2: 0.15306; CSC 3: 0.3192; CSC4: -0.15306; CSC 5: -0.3192; CRE 1: -0.12227; CRE 2: -0.066614; CRE 3: -0.075891; CRE 4: -0.076313; CRE 5: -0.1161; CRE 6: -0.11629; CRE 7: -0.0751; CRE 8: -0.03987; CRE 9: -0.028469
1349 | WESTXWIN_1G | 1 | West | 1.3 | CSC 1: 0.13621; CSC 2: 0.14771; CSC 3: 0.33592; CSC4: -0.14771; CSC 5: -0.33592; CRE 1: -0.11754; CRE 2: -0.064035; CRE 3: -0.072951; CRE 4: -0.073357; CRE 5: -0.11146; CRE 6: -0.11165; CRE 7: -0.072156; CRE 8: -0.038306; CRE 9: -0.027424
1350 | NWPWRG1_1G | 1 | West | 6.9 | CSC 1: 0.13621; CSC 2: 0.14771; CSC 3: 0.33592; CSC4: -0.14771; CSC 5: -0.33592; CRE 1: -0.11754; CRE 2: -0.064035; CRE 3: -0.072951; CRE 4: -0.073357; CRE 5: -0.11146; CRE 6: -0.11165; CRE 7: -0.072156; CRE 8: -0.038306; CRE 9: -0.027424
1354 | AEPWIND_8 | 1 | West | 20.2 | CSC 1: 0.139; CSC 2: 0.15306; CSC 3: 0.3192; CSC4: -0.15306; CSC 5: -0.3192; CRE 1: -0.12227; CRE 2: -0.066614; CRE 3: -0.075891; CRE 4: -0.076313; CRE 5: -0.1161; CRE 6: -0.11629; CRE 7: -0.0751; CRE 8: -0.03987; CRE 9: -0.028469
1360 | GUNSIGHT_8 | 1 | West | 24 | CSC 1: 0.13831; CSC 2: 0.15157; CSC 3: 0.34253; CSC4: -0.15157; CSC 5: -0.34253; CRE 1: -0.12013; CRE 2: -0.065428; CRE 3: -0.074546; CRE 4: -0.074963; CRE 5: -0.11399; CRE 6: -0.11418; CRE 7: -0.073604; CRE 8: -0.039123; CRE 9: -0.028173
1416 | SWETWATR_1G | 1 | West | 30 | CSC 1: 0.14096; CSC 2: 0.15608; CSC 3: 0.45377; CSC4: -0.15608; CSC 5: -0.45377; CRE 1: -0.1231; CRE 2: -0.067023; CRE 3: -0.07637; CRE 4: -0.0768; CRE 5: -0.11691; CRE 6: -0.1171; CRE 7: -0.075258; CRE 8: -0.040048; CRE 9: -0.029039
1417 | SWETWATR_2G | 2 | West | 72 | CSC 1: 0.14096; CSC 2: 0.15608; CSC 3: 0.45377; CSC4: -0.15608; CSC 5: -0.45377; CRE 1: -0.1231; CRE 2: -0.067023; CRE 3: -0.07637; CRE 4: -0.0768; CRE 5: -0.11691; CRE 6: -0.1171; CRE 7: -0.075258; CRE 8: -0.040048; CRE 9: -0.029039
1418 | SWETWATR_3G | 3 | West | 68 | CSC 1: 0.14096; CSC 2: 0.15608; CSC 3: 0.45377; CSC4: -0.15608; CSC 5: -0.45377; CRE 1: -0.1231; CRE 2: -0.067023; CRE 3: -0.07637; CRE 4: -0.0768; CRE 5: -0.11691; CRE 6: -0.1171; CRE 7: -0.075258; CRE 8: -0.040048; CRE 9: -0.029039
1419 | SWETWATR_4G | 4 | West | 61 | CSC 1: 0.14096; CSC 2: 0.15608; CSC 3: 0.45377; CSC4: -0.15608; CSC 5: -0.45377; CRE 1: -0.1231; CRE 2: -0.067023; CRE 3: -0.07637; CRE 4: -0.0768; CRE 5: -0.11691; CRE 6: -0.1171; CRE 7: -0.075258; CRE 8: -0.040048; CRE 9: -0.029039
1432 | GRHAMSES_2G | 2 | North | 294.9 | CSC 1: 0.14828; CSC 2: 0.16878; CSC 3: -0.11587; CSC4: -0.16878; CSC 5: 0.11587; CRE 1: -0.13121; CRE 2: -0.071383; CRE 3: -0.081362; CRE 4: -0.081829; CRE 5: -0.12487; CRE 6: -0.12507; CRE 7: -0.079735; CRE 8: -0.042576; CRE 9: -0.031496
1433 | GRHAMSES_1G | 1 | North | 242 | CSC 1: 0.14711; CSC 2: 0.16822; CSC 3: -0.035673; CSC4: -0.16822; CSC 5: 0.035673; CRE 1: -0.13201; CRE 2: -0.071839; CRE 3: -0.08189; CRE 4: -0.082357; CRE 5: -0.12558; CRE 6: -0.12579; CRE 7: -0.080336; CRE 8: -0.042934; CRE 9: -0.031461
1453 | WCPWRCO_1G | 1 | North | 204 | CSC 1: 0.15176; CSC 2: 0.17396; CSC 3: -0.059792; CSC4: -0.17396; CSC 5: 0.059792; CRE 1: -0.13421; CRE 2: -0.072982; CRE 3: -0.083191; CRE 4: -0.083673; CRE 5: -0.12785; CRE 6: -0.12806; CRE 7: -0.081331; CRE 8: -0.043477; CRE 9: -0.03249
1454 | WCPWRCO_2G | 2 | North | 204 | CSC 1: 0.15176; CSC 2: 0.17396; CSC 3: -0.059792; CSC4: -0.17396; CSC 5: 0.059792; CRE 1: -0.13421; CRE 2: -0.072982; CRE 3: -0.083191; CRE 4: -0.083673; CRE 5: -0.12785; CRE 6: -0.12806; CRE 7: -0.081331; CRE 8: -0.043477; CRE 9: -0.03249
1455 | WCPWRCO_3G | 3 | North | 242 | CSC 1: 0.15176; CSC 2: 0.17396; CSC 3: -0.059792; CSC4: -0.17396; CSC 5: 0.059792; CRE 1: -0.13421; CRE 2: -0.072982; CRE 3: -0.083191; CRE 4: -0.083673; CRE 5: -0.12785; CRE 6: -0.12806; CRE 7: -0.081331; CRE 8: -0.043477; CRE 9: -0.03249
1678 | LAMARPWR_1G | 1 | North | 160 | CSC 1: 0.16498; CSC 2: 0.16868; CSC 3: -0.031753; CSC4: -0.16868; CSC 5: 0.031753; CRE 1: -0.12801; CRE 2: -0.069557; CRE 3: -0.079251; CRE 4: -0.079719; CRE 5: -0.12333; CRE 6: -0.12353; CRE 7: -0.077176; CRE 8: -0.041204; CRE 9: -0.031776
1679 | LAMARPWR_2G | 2 | North | 156 | CSC 1: 0.16498; CSC 2: 0.16868; CSC 3: -0.031753; CSC4: -0.16868; CSC 5: 0.031753; CRE 1: -0.12801; CRE 2: -0.069557; CRE 3: -0.079251; CRE 4: -0.079719; CRE 5: -0.12333; CRE 6: -0.12353; CRE 7: -0.077176; CRE 8: -0.041204; CRE 9: -0.031776
1680 | LAMARPWR_3G | 3 | North | 196 | CSC 1: 0.16498; CSC 2: 0.16868; CSC 3: -0.031753; CSC4: -0.16868; CSC 5: 0.031753; CRE 1: -0.12801; CRE 2: -0.069557; CRE 3: -0.079251; CRE 4: -0.079719; CRE 5: -0.12333; CRE 6: -0.12353; CRE 7: -0.077176; CRE 8: -0.041204; CRE 9: -0.031776
1681 | LAMARPWR_4G | 4 | North | 156 | CSC 1: 0.16498; CSC 2: 0.16868; CSC 3: -0.031753; CSC4: -0.16868; CSC 5: 0.031753; CRE 1: -0.12801; CRE 2: -0.069557; CRE 3: -0.079251; CRE 4: -0.079719; CRE 5: -0.12333; CRE 6: -0.12353; CRE 7: -0.077176; CRE 8: -0.041204; CRE 9: -0.031776
1682 | LAMARPWR_5G | 5 | North | 157 | CSC 1: 0.16498; CSC 2: 0.16868; CSC 3: -0.031753; CSC4: -0.16868; CSC 5: 0.031753; CRE 1: -0.12801; CRE 2: -0.069557; CRE 3: -0.079251; CRE 4: -0.079719; CRE 5: -0.12333; CRE 6: -0.12353; CRE 7: -0.077176; CRE 8: -0.041204; CRE 9: -0.031776
1683 | LAMARPWR_6G | 6 | North | 198 | CSC 1: 0.16498; CSC 2: 0.16868; CSC 3: -0.031753; CSC4: -0.16868; CSC 5: 0.031753; CRE 1: -0.12801; CRE 2: -0.069557; CRE 3: -0.079251; CRE 4: -0.079719; CRE 5: -0.12333; CRE 6: -0.12353; CRE 7: -0.077176; CRE 8: -0.041204; CRE 9: -0.031776
1687 | VALLEY_1G | 1 | North | 136 | CSC 1: 0.16423; CSC 2: 0.1694; CSC 3: -0.032161; CSC4: -0.1694; CSC 5: 0.032161; CRE 1: -0.12865; CRE 2: -0.069902; CRE 3: -0.079647; CRE 4: -0.080117; CRE 5: -0.12383; CRE 6: -0.12403; CRE 7: -0.07757; CRE 8: -0.041422; CRE 9: -0.031891
1688 | VALLEY_2G | 2 | North | 527 | CSC 1: 0.16423; CSC 2: 0.1694; CSC 3: -0.032161; CSC4: -0.1694; CSC 5: 0.032161; CRE 1: -0.12865; CRE 2: -0.069902; CRE 3: -0.079647; CRE 4: -0.080117; CRE 5: -0.12383; CRE 6: -0.12403; CRE 7: -0.07757; CRE 8: -0.041422; CRE 9: -0.031891
1689 | VALLEY_3G | 3 | North | 0 | CSC 1: 0.16475; CSC 2: 0.16897; CSC 3: -0.031873; CSC4: -0.16897; CSC 5: 0.031873; CRE 1: -0.12825; CRE 2: -0.069683; CRE 3: -0.079395; CRE 4: -0.079865; CRE 5: -0.12351; CRE 6: -0.12371; CRE 7: -0.077318; CRE 8: -0.041282; CRE 9: -0.031821
1877 | WLFHOLW_1G | 1 | North | 217.3 | CSC 1: 0.15126; CSC 2: 0.1813; CSC 3: -0.018581; CSC4: -0.1813; CSC 5: 0.018581; CRE 1: -0.13987; CRE 2: -0.076058; CRE 3: -0.086714; CRE 4: -0.087216; CRE 5: -0.13296; CRE 6: -0.13318; CRE 7: -0.084739; CRE 8: -0.045345; CRE 9: -0.033818
1878 | WLFHOLW_2G | 2 | North | 215.7 | CSC 1: 0.15126; CSC 2: 0.1813; CSC 3: -0.018581; CSC4: -0.1813; CSC 5: 0.018581; CRE 1: -0.13987; CRE 2: -0.076058; CRE 3: -0.086714; CRE 4: -0.087216; CRE 5: -0.13296; CRE 6: -0.13318; CRE 7: -0.084739; CRE 8: -0.045345; CRE 9: -0.033818
1879 | WLFHOLW_3G | 3 | North | 272.4 | CSC 1: 0.15126; CSC 2: 0.1813; CSC 3: -0.018581; CSC4: -0.1813; CSC 5: 0.018581; CRE 1: -0.13987; CRE 2: -0.076058; CRE 3: -0.086714; CRE 4: -0.087216; CRE 5: -0.13296; CRE 6: -0.13318; CRE 7: -0.084739; CRE 8: -0.045345; CRE 9: -0.033818
1889 | DECRDOVA_1G | 1 | North | 779 | CSC 1: 0.1516; CSC 2: 0.18182; CSC 3: -0.025165; CSC4: -0.18182; CSC 5: 0.025165; CRE 1: -0.14023; CRE 2: -0.076248; CRE 3: -0.086938; CRE 4: -0.087442; CRE 5: -0.13331; CRE 6: -0.13353; CRE 7: -0.084869; CRE 8: -0.045468; CRE 9: -0.033979
1892 | DECRDOVA_2G | A | North | 65 | CSC 1: 0.14914; CSC 2: 0.18291; CSC 3: -0.020409; CSC4: -0.18291; CSC 5: 0.020409; CRE 1: -0.14346; CRE 2: -0.078045; CRE 3: -0.089023; CRE 4: -0.089535; CRE 5: -0.13619; CRE 6: -0.13642; CRE 7: -0.086838; CRE 8: -0.046745; CRE 9: -0.034561
1893 | DECRDOVA_3G | B | North | 65 | CSC 1: 0.14914; CSC 2: 0.18291; CSC 3: -0.020409; CSC4: -0.18291; CSC 5: 0.020409; CRE 1: -0.14346; CRE 2: -0.078045; CRE 3: -0.089023; CRE 4: -0.089535; CRE 5: -0.13619; CRE 6: -0.13642; CRE 7: -0.086838; CRE 8: -0.046745; CRE 9: -0.034561
1894 | DECRDOVA_4G | C | North | 65 | CSC 1: 0.14914; CSC 2: 0.18291; CSC 3: -0.020409; CSC4: -0.18291; CSC 5: 0.020409; CRE 1: -0.14346; CRE 2: -0.078045; CRE 3: -0.089023; CRE 4: -0.089535; CRE 5: -0.13619; CRE 6: -0.13642; CRE 7: -0.086838; CRE 8: -0.046745; CRE 9: -0.034561
1895 | DECRDOVA_5G | D | North | 65 | CSC 1: 0.14914; CSC 2: 0.18291; CSC 3: -0.020409; CSC4: -0.18291; CSC 5: 0.020409; CRE 1: -0.14346; CRE 2: -0.078045; CRE 3: -0.089023; CRE 4: -0.089535; CRE 5: -0.13619; CRE 6: -0.13642; CRE 7: -0.086838; CRE 8: -0.046745; CRE 9: -0.034561
1937 | MDLTHELP_5G | 5 | North | 224 | CSC 1: 0.1521; CSC 2: 0.19495; CSC 3: -0.02616; CSC4: -0.19495; CSC 5: 0.02616; CRE 1: -0.14711; CRE 2: -0.079909; CRE 3: -0.091135; CRE 4: -0.091673; CRE 5: -0.13936; CRE 6: -0.13959; CRE 7: -0.088557; CRE 8: -0.04752; CRE 9: -0.036109
1938 | MDLTHELP_6G | 6 | North | 226 | CSC 1: 0.1521; CSC 2: 0.19495; CSC 3: -0.02616; CSC4: -0.19495; CSC 5: 0.02616; CRE 1: -0.14711; CRE 2: -0.079909; CRE 3: -0.091135; CRE 4: -0.091673; CRE 5: -0.13936; CRE 6: -0.13959; CRE 7: -0.088557; CRE 8: -0.04752; CRE 9: -0.036109
1941 | MDLTHELP_1G | 1 | North | 216.4 | CSC 1: 0.15447; CSC 2: 0.19427; CSC 3: -0.027346; CSC4: -0.19427; CSC 5: 0.027346; CRE 1: -0.14555; CRE 2: -0.079038; CRE 3: -0.090131; CRE 4: -0.090666; CRE 5: -0.13807; CRE 6: -0.1383; CRE 7: -0.08753; CRE 8: -0.046917; CRE 9: -0.035875
1942 | MDLTHELP_2G | 2 | North | 216.1 | CSC 1: 0.15447; CSC 2: 0.19427; CSC 3: -0.027346; CSC4: -0.19427; CSC 5: 0.027346; CRE 1: -0.14555; CRE 2: -0.079038; CRE 3: -0.090131; CRE 4: -0.090666; CRE 5: -0.13807; CRE 6: -0.1383; CRE 7: -0.08753; CRE 8: -0.046917; CRE 9: -0.035875
1943 | MDLTHELP_3G | 3 | North | 212 | CSC 1: 0.1521; CSC 2: 0.19495; CSC 3: -0.02616; CSC4: -0.19495; CSC 5: 0.02616; CRE 1: -0.14711; CRE 2: -0.079909; CRE 3: -0.091135; CRE 4: -0.091673; CRE 5: -0.13936; CRE 6: -0.13959; CRE 7: -0.088557; CRE 8: -0.04752; CRE 9: -0.036109
1944 | MDLTHELP_4G | 4 | North | 211 | CSC 1: 0.1521; CSC 2: 0.19495; CSC 3: -0.02616; CSC4: -0.19495; CSC 5: 0.02616; CRE 1: -0.14711; CRE 2: -0.079909; CRE 3: -0.091135; CRE 4: -0.091673; CRE 5: -0.13936; CRE 6: -0.13959; CRE 7: -0.088557; CRE 8: -0.04752; CRE 9: -0.036109
1947 | HANDLEY_3G | 3 | North | 316 | CSC 1: 0.15535; CSC 2: 0.18299; CSC 3: -0.031849; CSC4: -0.18299; CSC 5: 0.031849; CRE 1: -0.13929; CRE 2: -0.075689; CRE 3: -0.086294; CRE 4: -0.0868; CRE 5: -0.13265; CRE 6: -0.13287; CRE 7: -0.084024; CRE 8: -0.045009; CRE 9: -0.034146
1948 | HANDLEY_4G | 4 | North | 348 | CSC 1: 0.15576; CSC 2: 0.18248; CSC 3: -0.031731; CSC4: -0.18248; CSC 5: 0.031731; CRE 1: -0.13892; CRE 2: -0.07549; CRE 3: -0.086066; CRE 4: -0.086572; CRE 5: -0.13236; CRE 6: -0.13257; CRE 7: -0.083795; CRE 8: -0.044889; CRE 9: -0.034081
1949 | HANDLEY_5G | 5 | North | 348 | CSC 1: 0.15535; CSC 2: 0.18299; CSC 3: -0.031849; CSC4: -0.18299; CSC 5: 0.031849; CRE 1: -0.13929; CRE 2: -0.075689; CRE 3: -0.086294; CRE 4: -0.0868; CRE 5: -0.13265; CRE 6: -0.13287; CRE 7: -0.084024; CRE 8: -0.045009; CRE 9: -0.034146
2381 | NTHLK1_G | 1 | North | 0 | CSC 1: 0.16198; CSC 2: 0.1736; CSC 3: -0.032136; CSC4: -0.1736; CSC 5: 0.032136; CRE 1: -0.13172; CRE 2: -0.07157; CRE 3: -0.081563; CRE 4: -0.082045; CRE 5: -0.12637; CRE 6: -0.12658; CRE 7: -0.079415; CRE 8: -0.042445; CRE 9: -0.032569
2382 | NTHLK2_G | 2 | North | 0 | CSC 1: 0.16198; CSC 2: 0.1736; CSC 3: -0.032136; CSC4: -0.1736; CSC 5: 0.032136; CRE 1: -0.13172; CRE 2: -0.07157; CRE 3: -0.081563; CRE 4: -0.082045; CRE 5: -0.12637; CRE 6: -0.12658; CRE 7: -0.079415; CRE 8: -0.042445; CRE 9: -0.032569
2383 | NTHLK3_G | 3 | North | 0 | CSC 1: 0.16198; CSC 2: 0.1736; CSC 3: -0.032136; CSC4: -0.1736; CSC 5: 0.032136; CRE 1: -0.13172; CRE 2: -0.07157; CRE 3: -0.081563; CRE 4: -0.082045; CRE 5: -0.12637; CRE 6: -0.12658; CRE 7: -0.079415; CRE 8: -0.042445; CRE 9: -0.032569
2413 | MTCK6_G | 6 | North | 0 | CSC 1: 0.16394; CSC 2: 0.17215; CSC 3: -0.029514; CSC4: -0.17215; CSC 5: 0.029514; CRE 1: -0.13044; CRE 2: -0.070866; CRE 3: -0.080756; CRE 4: -0.081233; CRE 5: -0.12535; CRE 6: -0.12556; CRE 7: -0.07859; CRE 8: -0.042; CRE 9: -0.032372
2414 | MTCK7_G | 7 | North | 0 | CSC 1: 0.16394; CSC 2: 0.17215; CSC 3: -0.029514; CSC4: -0.17215; CSC 5: 0.029514; CRE 1: -0.13044; CRE 2: -0.070866; CRE 3: -0.080756; CRE 4: -0.081233; CRE 5: -0.12535; CRE 6: -0.12556; CRE 7: -0.07859; CRE 8: -0.042; CRE 9: -0.032372
2417 | MTCK8_G | 8 | North | 444.8 | CSC 1: 0.16394; CSC 2: 0.17215; CSC 3: -0.029514; CSC4: -0.17215; CSC 5: 0.029514; CRE 1: -0.13044; CRE 2: -0.070866; CRE 3: -0.080756; CRE 4: -0.081233; CRE 5: -0.12535; CRE 6: -0.12556; CRE 7: -0.07859; CRE 8: -0.042; CRE 9: -0.032372
2418 | MTCK2_G | 2 | North | 0 | CSC 1: 0.16256; CSC 2: 0.17425; CSC 3: -0.029538; CSC4: -0.17425; CSC 5: 0.029538; CRE 1: -0.13208; CRE 2: -0.071761; CRE 3: -0.081783; CRE 4: -0.082266; CRE 5: -0.12673; CRE 6: -0.12693; CRE 7: -0.079587; CRE 8: -0.042554; CRE 9: -0.032723
2451 | LKHB1_G | 1 | North | 0 | CSC 1: 0.16687; CSC 2: 0.16682; CSC 3: -0.030194; CSC4: -0.16682; CSC 5: 0.030194; CRE 1: -0.12642; CRE 2: -0.068688; CRE 3: -0.078253; CRE 4: -0.078716; CRE 5: -0.12202; CRE 6: -0.12222; CRE 7: -0.076184; CRE 8: -0.040658; CRE 9: -0.031481
2452 | LKHB2_G | 2 | North | 516 | CSC 1: 0.16687; CSC 2: 0.16682; CSC 3: -0.030194; CSC4: -0.16682; CSC 5: 0.030194; CRE 1: -0.12642; CRE 2: -0.068688; CRE 3: -0.078253; CRE 4: -0.078716; CRE 5: -0.12202; CRE 6: -0.12222; CRE 7: -0.076184; CRE 8: -0.040658; CRE 9: -0.031481
3107 | STRYKER_1G | 1 | North | 145.6 | CSC 1: 0.17763; CSC 2: 0.14997; CSC 3: -0.027521; CSC4: -0.14997; CSC 5: 0.027521; CRE 1: -0.11336; CRE 2: -0.061592; CRE 3: -0.070076; CRE 4: -0.070495; CRE 5: -0.11179; CRE 6: -0.11196; CRE 7: -0.068267; CRE 8: -0.0362; CRE 9: -0.028761
3108 | STRYKER_2G | 2 | North | 484 | CSC 1: 0.17763; CSC 2: 0.14997; CSC 3: -0.027521; CSC4: -0.14997; CSC 5: 0.027521; CRE 1: -0.11336; CRE 2: -0.061592; CRE 3: -0.070076; CRE 4: -0.070495; CRE 5: -0.11179; CRE 6: -0.11196; CRE 7: -0.068267; CRE 8: -0.0362; CRE 9: -0.028761
3113 | LUFKINWB_1G | 1 | North | 0 | CSC 1: 0.17762; CSC 2: 0.15073; CSC 3: -0.027582; CSC4: -0.15073; CSC 5: 0.027582; CRE 1: -0.1137; CRE 2: -0.061768; CRE 3: -0.070293; CRE 4: -0.070713; CRE 5: -0.11172; CRE 6: -0.1119; CRE 7: -0.068475; CRE 8: -0.036331; CRE 9: -0.028781
3126 | TRINIDAD_6G | 1 | North | 179.2 | CSC 1: 0.16803; CSC 2: 0.16165; CSC 3: -0.026317; CSC4: -0.16165; CSC 5: 0.026317; CRE 1: -0.12641; CRE 2: -0.068771; CRE 3: -0.078325; CRE 4: -0.078786; CRE 5: -0.12318; CRE 6: -0.12338; CRE 7: -0.076023; CRE 8: -0.040876; CRE 9: -0.032102
3403 | THOUSE_1G | 1 | North | 563 | CSC 1: 0.09428; CSC 2: 0.3467; CSC 3: -0.01674; CSC4: -0.3467; CSC 5: 0.01674; CRE 1: -0.2489; CRE 2: -0.13487; CRE 3: -0.15418; CRE 4: -0.15512; CRE 5: -0.22567; CRE 6: -0.22606; CRE 7: -0.14822; CRE 8: -0.080426; CRE 9: -0.060576
3404 | THOUSE_2G | 2 | North | 807 | CSC 1: 0.09428; CSC 2: 0.3467; CSC 3: -0.01674; CSC4: -0.3467; CSC 5: 0.01674; CRE 1: -0.2489; CRE 2: -0.13487; CRE 3: -0.15418; CRE 4: -0.15512; CRE 5: -0.22567; CRE 6: -0.22606; CRE 7: -0.14822; CRE 8: -0.080426; CRE 9: -0.060576
3416 | LAKE_CRK1_G | 1 | North | 60 | CSC 1: 0.092751; CSC 2: 0.24085; CSC 3: -0.015686; CSC4: -0.24085; CSC 5: 0.015686; CRE 1: -0.2426; CRE 2: -0.13416; CRE 3: -0.15221; CRE 4: -0.15307; CRE 5: -0.22471; CRE 6: -0.22509; CRE 7: -0.14434; CRE 8: -0.083732; CRE 9: -0.081865
3417 | LAKE_CRK2_G | 2 | North | 177.6 | CSC 1: 0.092751; CSC 2: 0.24085; CSC 3: -0.015686; CSC4: -0.24085; CSC 5: 0.015686; CRE 1: -0.2426; CRE 2: -0.13416; CRE 3: -0.15221; CRE 4: -0.15307; CRE 5: -0.22471; CRE 6: -0.22509; CRE 7: -0.14434; CRE 8: -0.083732; CRE 9: -0.081865
3432 | SANDOW_4G | 4 | South | 580 | CSC 1: 0.014252; CSC 2: -0.3098; CSC 3: -0.007788; CSC4: 0.3098; CSC 5: 0.007788; CRE 1: 0.26364; CRE 2: 0.14421; CRE 3: 0.18582; CRE 4: 0.18675; CRE 5: -0.30008; CRE 6: -0.29986; CRE 7: 0.15801; CRE 8: 0.14836; CRE 9: 0.059871
5026 | BRAUNIG_VHB1 | 1 | South | 215 | CSC 1: -0.074247; CSC 2: -0.2008; CSC 3: 0.001455; CSC4: 0.2008; CSC 5: -0.001455; CRE 1: 0.17785; CRE 2: 0.097207; CRE 3: 0.11016; CRE 4: 0.11074; CRE 5: 0.1881; CRE 6: 0.18838; CRE 7: 0.10715; CRE 8: 0.057292; CRE 9: 0.038235
5027 | BRAUNIG_VHB2 | 2 | South | 172.8 | CSC 1: -0.074247; CSC 2: -0.2008; CSC 3: 0.001455; CSC4: 0.2008; CSC 5: -0.001455; CRE 1: 0.17785; CRE 2: 0.097207; CRE 3: 0.11016; CRE 4: 0.11074; CRE 5: 0.1881; CRE 6: 0.18838; CRE 7: 0.10715; CRE 8: 0.057292; CRE 9: 0.038235
5028 | BRAUNIG_VHB3 | 3 | South | 407 | CSC 1: -0.074031; CSC 2: -0.2007; CSC 3: 0.001655; CSC4: 0.2007; CSC 5: -0.001655; CRE 1: 0.17775; CRE 2: 0.097153; CRE 3: 0.11009; CRE 4: 0.11067; CRE 5: 0.18821; CRE 6: 0.18849; CRE 7: 0.1071; CRE 8: 0.057242; CRE 9: 0.038215
5031 | BRA_VHBCT1 | 1 | South | 44 | CSC 1: -0.074247; CSC 2: -0.2008; CSC 3: 0.001455; CSC4: 0.2008; CSC 5: -0.001455; CRE 1: 0.17785; CRE 2: 0.097207; CRE 3: 0.11016; CRE 4: 0.11074; CRE 5: 0.1881; CRE 6: 0.18838; CRE 7: 0.10715; CRE 8: 0.057292; CRE 9: 0.038235
5032 | BRA_VHBCT2 | 2 | South | 44 | CSC 1: -0.074247; CSC 2: -0.2008; CSC 3: 0.001455; CSC4: 0.2008; CSC 5: -0.001455; CRE 1: 0.17785; CRE 2: 0.097207; CRE 3: 0.11016; CRE 4: 0.11074; CRE 5: 0.1881; CRE 6: 0.18838; CRE 7: 0.10715; CRE 8: 0.057292; CRE 9: 0.038235
5033 | BRA_VHBCT3 | 3 | South | 43 | CSC 1: -0.074247; CSC 2: -0.2008; CSC 3: 0.001455; CSC4: 0.2008; CSC 5: -0.001455; CRE 1: 0.17785; CRE 2: 0.097207; CRE 3: 0.11016; CRE 4: 0.11074; CRE 5: 0.1881; CRE 6: 0.18838; CRE 7: 0.10715; CRE 8: 0.057292; CRE 9: 0.038235
5034 | BRA_VHBCT4 | 4 | South | 45 | CSC 1: -0.074247; CSC 2: -0.2008; CSC 3: 0.001455; CSC4: 0.2008; CSC 5: -0.001455; CRE 1: 0.17785; CRE 2: 0.097207; CRE 3: 0.11016; CRE 4: 0.11074; CRE 5: 0.1881; CRE 6: 0.18838; CRE 7: 0.10715; CRE 8: 0.057292; CRE 9: 0.038235
5111 | CALAVER_JTD1 | 1 | South | 430 | CSC 1: -0.074108; CSC 2: -0.20123; CSC 3: 0.001337; CSC4: 0.20123; CSC 5: -0.001337; CRE 1: 0.17826; CRE 2: 0.097435; CRE 3: 0.11041; CRE 4: 0.11099; CRE 5: 0.18878; CRE 6: 0.18906; CRE 7: 0.1074; CRE 8: 0.057406; CRE 9: 0.038314
5112 | CALAVER_JTD2 | 2 | South | 430 | CSC 1: -0.074108; CSC 2: -0.20123; CSC 3: 0.001337; CSC4: 0.20123; CSC 5: -0.001337; CRE 1: 0.17826; CRE 2: 0.097435; CRE 3: 0.11041; CRE 4: 0.11099; CRE 5: 0.18878; CRE 6: 0.18906; CRE 7: 0.1074; CRE 8: 0.057406; CRE 9: 0.038314
5264 | LEON_LCP3G3 | 3 | South | 0 | CSC 1: -0.074035; CSC 2: -0.19947; CSC 3: 0.002278; CSC4: 0.19947; CSC 5: -0.002278; CRE 1: 0.17664; CRE 2: 0.096546; CRE 3: 0.10941; CRE 4: 0.10999; CRE 5: 0.18695; CRE 6: 0.18723; CRE 7: 0.10643; CRE 8: 0.056893; CRE 9: 0.037986
5265 | LEON_LCP4G4 | 4 | South | 71.2 | CSC 1: -0.074035; CSC 2: -0.19947; CSC 3: 0.002278; CSC4: 0.19947; CSC 5: -0.002278; CRE 1: 0.17664; CRE 2: 0.096546; CRE 3: 0.10941; CRE 4: 0.10999; CRE 5: 0.18695; CRE 6: 0.18723; CRE 7: 0.10643; CRE 8: 0.056893; CRE 9: 0.037986
5266 | LEON_LCPCT1 | 1 | South | 44 | CSC 1: -0.074035; CSC 2: -0.19947; CSC 3: 0.002278; CSC4: 0.19947; CSC 5: -0.002278; CRE 1: 0.17664; CRE 2: 0.096546; CRE 3: 0.10941; CRE 4: 0.10999; CRE 5: 0.18695; CRE 6: 0.18723; CRE 7: 0.10643; CRE 8: 0.056893; CRE 9: 0.037986
5267 | LEON_LCPCT2 | 2 | South | 44 | CSC 1: -0.074035; CSC 2: -0.19947; CSC 3: 0.002278; CSC4: 0.19947; CSC 5: -0.002278; CRE 1: 0.17664; CRE 2: 0.096546; CRE 3: 0.10941; CRE 4: 0.10999; CRE 5: 0.18695; CRE 6: 0.18723; CRE 7: 0.10643; CRE 8: 0.056893; CRE 9: 0.037986
5268 | LEON_LCPCT3 | 3 | South | 43 | CSC 1: -0.074035; CSC 2: -0.19947; CSC 3: 0.002278; CSC4: 0.19947; CSC 5: -0.002278; CRE 1: 0.17664; CRE 2: 0.096546; CRE 3: 0.10941; CRE 4: 0.10999; CRE 5: 0.18695; CRE 6: 0.18723; CRE 7: 0.10643; CRE 8: 0.056893; CRE 9: 0.037986
5269 | LEON_LCPCT4 | 4 | South | 45 | CSC 1: -0.074035; CSC 2: -0.19947; CSC 3: 0.002278; CSC4: 0.19947; CSC 5: -0.002278; CRE 1: 0.17664; CRE 2: 0.096546; CRE 3: 0.10941; CRE 4: 0.10999; CRE 5: 0.18695; CRE 6: 0.18723; CRE 7: 0.10643; CRE 8: 0.056893; CRE 9: 0.037986
5396 | CALAVER_OWS1 | 1 | South | 418 | CSC 1: -0.07407; CSC 2: -0.20104; CSC 3: 0.001448; CSC4: 0.20104; CSC 5: -0.001448; CRE 1: 0.17805; CRE 2: 0.097317; CRE 3: 0.11028; CRE 4: 0.11087; CRE 5: 0.18838; CRE 6: 0.18866; CRE 7: 0.10727; CRE 8: 0.05735; CRE 9: 0.03828
5397 | CALAVER_OWS2 | 2 | South | 400 | CSC 1: -0.07407; CSC 2: -0.20104; CSC 3: 0.001448; CSC4: 0.20104; CSC 5: -0.001448; CRE 1: 0.17805; CRE 2: 0.097317; CRE 3: 0.11028; CRE 4: 0.11087; CRE 5: 0.18838; CRE 6: 0.18866; CRE 7: 0.10727; CRE 8: 0.05735; CRE 9: 0.03828
5401 | CALAVER_JKS1 | 1 | South | 562 | CSC 1: -0.076784; CSC 2: -0.19986; CSC 3: 0.00041; CSC4: 0.19986; CSC 5: -0.00041; CRE 1: 0.17748; CRE 2: 0.097017; CRE 3: 0.10992; CRE 4: 0.11051; CRE 5: 0.18815; CRE 6: 0.18843; CRE 7: 0.10692; CRE 8: 0.057157; CRE 9: 0.038027
5436 | TUTTL_WBT1G1 | 1 | South | 48.8 | CSC 1: -0.074205; CSC 2: -0.20194; CSC 3: 0.000926; CSC4: 0.20194; CSC 5: -0.000926; CRE 1: 0.17898; CRE 2: 0.097828; CRE 3: 0.11085; CRE 4: 0.11144; CRE 5: 0.18954; CRE 6: 0.18982; CRE 7: 0.10783; CRE 8: 0.057638; CRE 9: 0.038444
5438 | TUTTL_WBT3G3 | 3 | South | 95 | CSC 1: -0.074205; CSC 2: -0.20194; CSC 3: 0.000926; CSC4: 0.20194; CSC 5: -0.000926; CRE 1: 0.17898; CRE 2: 0.097828; CRE 3: 0.11085; CRE 4: 0.11144; CRE 5: 0.18954; CRE 6: 0.18982; CRE 7: 0.10783; CRE 8: 0.057638; CRE 9: 0.038444
5439 | TUTTL_WBT4G4 | 4 | South | 120.8 | CSC 1: -0.074205; CSC 2: -0.20194; CSC 3: 0.000926; CSC4: 0.20194; CSC 5: -0.000926; CRE 1: 0.17898; CRE 2: 0.097828; CRE 3: 0.11085; CRE 4: 0.11144; CRE 5: 0.18954; CRE 6: 0.18982; CRE 7: 0.10783; CRE 8: 0.057638; CRE 9: 0.038444
5476 | BRA_AVR1_CT1 | 1 | South | 155 | CSC 1: -0.075636; CSC 2: -0.20069; CSC 3: 0.000653; CSC4: 0.20069; CSC 5: -0.000653; CRE 1: 0.17791; CRE 2: 0.097245; CRE 3: 0.11019; CRE 4: 0.11077; CRE 5: 0.18852; CRE 6: 0.18881; CRE 7: 0.10719; CRE 8: 0.057289; CRE 9: 0.038201
5477 | BRA_AVR1_ST1 | 1 | South | 174 | CSC 1: -0.075636; CSC 2: -0.20069; CSC 3: 0.000653; CSC4: 0.20069; CSC 5: -0.000653; CRE 1: 0.17791; CRE 2: 0.097245; CRE 3: 0.11019; CRE 4: 0.11077; CRE 5: 0.18852; CRE 6: 0.18881; CRE 7: 0.10719; CRE 8: 0.057289; CRE 9: 0.038201
5478 | BRA_AVR1_CT2 | 1 | South | 155 | CSC 1: -0.075636; CSC 2: -0.20069; CSC 3: 0.000653; CSC4: 0.20069; CSC 5: -0.000653; CRE 1: 0.17791; CRE 2: 0.097245; CRE 3: 0.11019; CRE 4: 0.11077; CRE 5: 0.18852; CRE 6: 0.18881; CRE 7: 0.10719; CRE 8: 0.057289; CRE 9: 0.038201
5503 | RAYBURNGEN3 | 1 | South | 17.6 | CSC 1: -0.10795; CSC 2: -0.16487; CSC 3: -0.001669; CSC4: 0.16487; CSC 5: 0.001669; CRE 1: 0.14861; CRE 2: 0.081287; CRE 3: 0.092173; CRE 4: 0.092654; CRE 5: 0.15523; CRE 6: 0.15547; CRE 7: 0.089483; CRE 8: 0.048212; CRE 9: 0.031255
5505 | RAYBURNGEN1 | 1 | South | 0 | CSC 1: -0.10795; CSC 2: -0.16487; CSC 3: -0.001669; CSC4: 0.16487; CSC 5: 0.001669; CRE 1: 0.14861; CRE 2: 0.081287; CRE 3: 0.092173; CRE 4: 0.092654; CRE 5: 0.15523; CRE 6: 0.15547; CRE 7: 0.089483; CRE 8: 0.048212; CRE 9: 0.031255
5506 | RAYBURNGEN2 | 1 | South | 0 | CSC 1: -0.10795; CSC 2: -0.16487; CSC 3: -0.001669; CSC4: 0.16487; CSC 5: 0.001669; CRE 1: 0.14861; CRE 2: 0.081287; CRE 3: 0.092173; CRE 4: 0.092654; CRE 5: 0.15523; CRE 6: 0.15547; CRE 7: 0.089483; CRE 8: 0.048212; CRE 9: 0.031255
5508 | RAYBURNCC9 | 1 | South | 47.7 | CSC 1: -0.10722; CSC 2: -0.16624; CSC 3: -0.001919; CSC4: 0.16624; CSC 5: 0.001919; CRE 1: 0.14971; CRE 2: 0.081884; CRE 3: 0.092854; CRE 4: 0.093338; CRE 5: 0.15626; CRE 6: 0.1565; CRE 7: 0.090145; CRE 8: 0.048571; CRE 9: 0.031521
5509 | RAYBURNCC10 | 1 | South | 37.3 | CSC 1: -0.10722; CSC 2: -0.16624; CSC 3: -0.001919; CSC4: 0.16624; CSC 5: 0.001919; CRE 1: 0.14971; CRE 2: 0.081884; CRE 3: 0.092854; CRE 4: 0.093338; CRE 5: 0.15626; CRE 6: 0.1565; CRE 7: 0.090145; CRE 8: 0.048571; CRE 9: 0.031521
5511 | RAYBURNCC7 | 1 | South | 47.5 | CSC 1: -0.10722; CSC 2: -0.16624; CSC 3: -0.001919; CSC4: 0.16624; CSC 5: 0.001919; CRE 1: 0.14971; CRE 2: 0.081884; CRE 3: 0.092854; CRE 4: 0.093338; CRE 5: 0.15626; CRE 6: 0.1565; CRE 7: 0.090145; CRE 8: 0.048571; CRE 9: 0.031521
5512 | RAYBURNCC8 | 1 | South | 49.3 | CSC 1: -0.10722; CSC 2: -0.16624; CSC 3: -0.001919; CSC4: 0.16624; CSC 5: 0.001919; CRE 1: 0.14971; CRE 2: 0.081884; CRE 3: 0.092854; CRE 4: 0.093338; CRE 5: 0.15626; CRE 6: 0.1565; CRE 7: 0.090145; CRE 8: 0.048571; CRE 9: 0.031521
5890 | PEARSALLGEN1 | 1 | South | 19.2 | CSC 1: -0.073524; CSC 2: -0.17807; CSC 3: 0.013986; CSC4: 0.17807; CSC 5: -0.013986; CRE 1: 0.15888; CRE 2: 0.086862; CRE 3: 0.098423; CRE 4: 0.098943; CRE 5: 0.16842; CRE 6: 0.16867; CRE 7: 0.095647; CRE 8: 0.051217; CRE 9: 0.033902
5891 | PEARSALLGEN2 | 1 | South | 19.4 | CSC 1: -0.073524; CSC 2: -0.17807; CSC 3: 0.013986; CSC4: 0.17807; CSC 5: -0.013986; CRE 1: 0.15888; CRE 2: 0.086862; CRE 3: 0.098423; CRE 4: 0.098943; CRE 5: 0.16842; CRE 6: 0.16867; CRE 7: 0.095647; CRE 8: 0.051217; CRE 9: 0.033902
5892 | PEARSALLGEN3 | 1 | South | 19.1 | CSC 1: -0.073524; CSC 2: -0.17807; CSC 3: 0.013986; CSC4: 0.17807; CSC 5: -0.013986; CRE 1: 0.15888; CRE 2: 0.086862; CRE 3: 0.098423; CRE 4: 0.098943; CRE 5: 0.16842; CRE 6: 0.16867; CRE 7: 0.095647; CRE 8: 0.051217; CRE 9: 0.033902
5903 | SANMIGUELGEN | 1 | South | 396.3 | CSC 1: -0.083735; CSC 2: -0.19044; CSC 3: 0.000999; CSC4: 0.19044; CSC 5: -0.000999; CRE 1: 0.17008; CRE 2: 0.092996; CRE 3: 0.10537; CRE 4: 0.10592; CRE 5: 0.1802; CRE 6: 0.18047; CRE 7: 0.10243; CRE 8: 0.054836; CRE 9: 0.03619
5911 | STP_GN1___1 | 1 | Houston | 1333 | CSC 1: -0.16197; CSC 2: -0.11368; CSC 3: -0.008183; CSC4: 0.11368; CSC 5: 0.008183; CRE 1: 0.10689; CRE 2: 0.058556; CRE 3: 0.06641; CRE 4: 0.066743; CRE 5: 0.11125; CRE 6: 0.11142; CRE 7: 0.064326; CRE 8: 0.034973; CRE 9: 0.021293
5912 | STP_GN2___2 | 2 | Houston | 1332 | CSC 1: -0.16197; CSC 2: -0.11368; CSC 3: -0.008183; CSC4: 0.11368; CSC 5: 0.008183; CRE 1: 0.10689; CRE 2: 0.058556; CRE 3: 0.06641; CRE 4: 0.066743; CRE 5: 0.11125; CRE 6: 0.11142; CRE 7: 0.064326; CRE 8: 0.034973; CRE 9: 0.021293
5932 | SI_RAY9 | 9 | South | 32 | CSC 1: -0.1021; CSC 2: -0.16892; CSC 3: 0.000459; CSC4: 0.16892; CSC 5: -0.000459; CRE 1: 0.15201; CRE 2: 0.083137; CRE 3: 0.094234; CRE 4: 0.094727; CRE 5: 0.15992; CRE 6: 0.16017; CRE 7: 0.09153; CRE 8: 0.049188; CRE 9: 0.032042
5933 | SI_RAY6 | 6 | South | 15.4 | CSC 1: -0.1021; CSC 2: -0.16892; CSC 3: 0.000459; CSC4: 0.16892; CSC 5: -0.000459; CRE 1: 0.15201; CRE 2: 0.083137; CRE 3: 0.094234; CRE 4: 0.094727; CRE 5: 0.15992; CRE 6: 0.16017; CRE 7: 0.09153; CRE 8: 0.049188; CRE 9: 0.032042
5934 | SI_RAY5 | 5 | South | 0 | CSC 1: 0; CSC 2: 0; CSC 3: 0; CSC4: 0; CSC 5: 0; CRE 1: 0; CRE 2: 0; CRE 3: 0; CRE 4: 0; CRE 5: 0; CRE 6: 0; CRE 7: 0; CRE 8: 0; CRE 9: 0
5935 | SI_RAY10 | 10 | South | 47 | CSC 1: -0.1021; CSC 2: -0.16892; CSC 3: 0.000459; CSC4: 0.16892; CSC 5: -0.000459; CRE 1: 0.15201; CRE 2: 0.083137; CRE 3: 0.094234; CRE 4: 0.094727; CRE 5: 0.15992; CRE 6: 0.16017; CRE 7: 0.09153; CRE 8: 0.049188; CRE 9: 0.032042
6016 | SWMESA | 1 | West | 18.8 | CSC 1: 0.12688; CSC 2: 0.13266; CSC 3: 0.32583; CSC4: -0.13266; CSC 5: -0.32583; CRE 1: -0.10499; CRE 2: -0.057186; CRE 3: -0.065165; CRE 4: -0.065528; CRE 5: -0.098868; CRE 6: -0.099032; CRE 7: -0.064484; CRE 8: -0.034235; CRE 9: -0.024574
6100 | OKLA7A | EQ | West | 50 | CSC 1: 0.14569; CSC 2: 0.164; CSC 3: 0.14744; CSC4: -0.164; CSC 5: -0.14744; CRE 1: -0.12835; CRE 2: -0.069849; CRE 3: -0.079604; CRE 4: -0.080057; CRE 5: -0.12208; CRE 6: -0.12228; CRE 7: -0.078195; CRE 8: -0.041696; CRE 9: -0.030581
6144 | MCADOO1A | 1 | West | 15 | CSC 1: 0.14021; CSC 2: 0.15507; CSC 3: 0.28751; CSC4: -0.15507; CSC 5: -0.28751; CRE 1: -0.12304; CRE 2: -0.067013; CRE 3: -0.076355; CRE 4: -0.076782; CRE 5: -0.11685; CRE 6: -0.11704; CRE 7: -0.075376; CRE 8: -0.040078; CRE 9: -0.028859
6407 | TURKTRAK1A | 1 | West | 33.9 | CSC 1: 0.13492; CSC 2: 0.14454; CSC 3: 0.29069; CSC4: -0.14454; CSC 5: -0.29069; CRE 1: -0.11829; CRE 2: -0.064539; CRE 3: -0.073474; CRE 4: -0.07387; CRE 5: -0.11235; CRE 6: -0.11253; CRE 7: -0.073512; CRE 8: -0.038694; CRE 9: -0.026762
6637 | SNYDERW1A | 1 | West | 12.6 | CSC 1: 0.13903; CSC 2: 0.15285; CSC 3: 0.33696; CSC4: -0.15285; CSC 5: -0.33696; CRE 1: -0.12115; CRE 2: -0.065981; CRE 3: -0.075177; CRE 4: -0.075598; CRE 5: -0.11499; CRE 6: -0.11518; CRE 7: -0.074214; CRE 8: -0.039453; CRE 9: -0.028422
6752 | OKLA0A | 1 | West | 649.7 | CSC 1: 0.14569; CSC 2: 0.164; CSC 3: 0.14744; CSC4: -0.164; CSC 5: -0.14744; CRE 1: -0.12835; CRE 2: -0.069849; CRE 3: -0.079604; CRE 4: -0.080057; CRE 5: -0.12208; CRE 6: -0.12228; CRE 7: -0.078195; CRE 8: -0.041696; CRE 9: -0.030581
7000 | L_FERGUS1_1Y | 1 | South | 400 | CSC 1: -0.02052; CSC 2: -0.21516; CSC 3: 0.014115; CSC4: 0.21516; CSC 5: -0.014115; CRE 1: 0.1236; CRE 2: 0.065715; CRE 3: 0.076266; CRE 4: 0.076921; CRE 5: 0.10749; CRE 6: 0.10768; CRE 7: 0.078348; CRE 8: 0.039411; CRE 9: 0.043984
7004 | L_SIMGID1_1Y | 1 | South | 132 | CSC 1: -0.042832; CSC 2: -0.2435; CSC 3: -0.00338; CSC4: 0.2435; CSC 5: 0.00338; CRE 1: 0.20468; CRE 2: 0.11176; CRE 3: 0.12826; CRE 4: 0.12895; CRE 5: 0.16799; CRE 6: 0.16831; CRE 7: 0.12332; CRE 8: 0.070132; CRE 9: 0.047035
7005 | L_SIMGID1_2Y | 2 | South | 133 | CSC 1: -0.042832; CSC 2: -0.2435; CSC 3: -0.00338; CSC4: 0.2435; CSC 5: 0.00338; CRE 1: 0.20468; CRE 2: 0.11176; CRE 3: 0.12826; CRE 4: 0.12895; CRE 5: 0.16799; CRE 6: 0.16831; CRE 7: 0.12332; CRE 8: 0.070132; CRE 9: 0.047035
7006 | L_SIMGID1_3Y | 3 | South | 324.9 | CSC 1: -0.042832; CSC 2: -0.2435; CSC 3: -0.00338; CSC4: 0.2435; CSC 5: 0.00338; CRE 1: 0.20468; CRE 2: 0.11176; CRE 3: 0.12826; CRE 4: 0.12895; CRE 5: 0.16799; CRE 6: 0.16831; CRE 7: 0.12332; CRE 8: 0.070132; CRE 9: 0.047035
7007 | L_LOSTPI1_1Y | 1 | South | 158.6 | CSC 1: -0.04299; CSC 2: -0.25522; CSC 3: -0.004703; CSC4: 0.25522; CSC 5: 0.004703; CRE 1: 0.23642; CRE 2: 0.12946; CRE 3: 0.1461; CRE 4: 0.14685; CRE 5: 0.2658; CRE 6: 0.26618; CRE 7: 0.14197; CRE 8: 0.075167; CRE 9: 0.048042
7008 | L_LOSTPI1_2Y | 2 | South | 157.7 | CSC 1: -0.04299; CSC 2: -0.25522; CSC 3: -0.004703; CSC4: 0.25522; CSC 5: 0.004703; CRE 1: 0.23642; CRE 2: 0.12946; CRE 3: 0.1461; CRE 4: 0.14685; CRE 5: 0.2658; CRE 6: 0.26618; CRE 7: 0.14197; CRE 8: 0.075167; CRE 9: 0.048042
7009 | L_LOSTPI1_3Y | 3 | South | 173.9 | CSC 1: -0.04299; CSC 2: -0.25522; CSC 3: -0.004703; CSC4: 0.25522; CSC 5: 0.004703; CRE 1: 0.23642; CRE 2: 0.12946; CRE 3: 0.1461; CRE 4: 0.14685; CRE 5: 0.2658; CRE 6: 0.26618; CRE 7: 0.14197; CRE 8: 0.075167; CRE 9: 0.048042
7010 | L_FPPYD11_1Y | 1 | South | 547.4 | CSC 1: -0.062783; CSC 2: -0.22781; CSC 3: -0.00487; CSC4: 0.22781; CSC 5: 0.00487; CRE 1: 0.20836; CRE 2: 0.11404; CRE 3: 0.12897; CRE 4: 0.12963; CRE 5: 0.22659; CRE 6: 0.22692; CRE 7: 0.12522; CRE 8: 0.066847; CRE 9: 0.04303
7011 | L_FPPYD11_2Y | 2 | South | 552.2 | CSC 1: -0.062783; CSC 2: -0.22781; CSC 3: -0.00487; CSC4: 0.22781; CSC 5: 0.00487; CRE 1: 0.20836; CRE 2: 0.11404; CRE 3: 0.12897; CRE 4: 0.12963; CRE 5: 0.22659; CRE 6: 0.22692; CRE 7: 0.12522; CRE 8: 0.066847; CRE 9: 0.04303
7012 | L_FPPYD21_3Y | 3 | South | 427.5 | CSC 1: -0.06297; CSC 2: -0.22759; CSC 3: -0.004868; CSC4: 0.22759; CSC 5: 0.004868; CRE 1: 0.20814; CRE 2: 0.11392; CRE 3: 0.12883; CRE 4: 0.1295; CRE 5: 0.22632; CRE 6: 0.22666; CRE 7: 0.12509; CRE 8: 0.066779; CRE 9: 0.04299
7014 | L_HAYSEN1_1Y | 1 | South | 223.9 | CSC 1: -0.062409; CSC 2: -0.22133; CSC 3: -0.001199; CSC4: 0.22133; CSC 5: 0.001199; CRE 1: 0.19762; CRE 2: 0.10805; CRE 3: 0.12233; CRE 4: 0.12297; CRE 5: 0.21184; CRE 6: 0.21215; CRE 7: 0.11896; CRE 8: 0.063447; CRE 9: 0.042058
7015 | L_HAYSEN1_2Y | 2 | South | 225 | CSC 1: -0.062409; CSC 2: -0.22133; CSC 3: -0.001199; CSC4: 0.22133; CSC 5: 0.001199; CRE 1: 0.19762; CRE 2: 0.10805; CRE 3: 0.12233; CRE 4: 0.12297; CRE 5: 0.21184; CRE 6: 0.21215; CRE 7: 0.11896; CRE 8: 0.063447; CRE 9: 0.042058
7016 | L_HAYSEN1_3Y | 3 | South | 224.6 | CSC 1: -0.062409; CSC 2: -0.22133; CSC 3: -0.001199; CSC4: 0.22133; CSC 5: 0.001199; CRE 1: 0.19762; CRE 2: 0.10805; CRE 3: 0.12233; CRE 4: 0.12297; CRE 5: 0.21184; CRE 6: 0.21215; CRE 7: 0.11896; CRE 8: 0.063447; CRE 9: 0.042058
7017 | L_HAYSEN1_4Y | 4 | South | 226.7 | CSC 1: -0.062409; CSC 2: -0.22133; CSC 3: -0.001199; CSC4: 0.22133; CSC 5: 0.001199; CRE 1: 0.19762; CRE 2: 0.10805; CRE 3: 0.12233; CRE 4: 0.12297; CRE 5: 0.21184; CRE 6: 0.21215; CRE 7: 0.11896; CRE 8: 0.063447; CRE 9: 0.042058
7038 | L_DELAWA1_1Y | 1 | West | 3.5 | CSC 1: 0.13642; CSC 2: 0.14842; CSC 3: 0.34836; CSC4: -0.14842; CSC 5: -0.34836; CRE 1: -0.11748; CRE 2: -0.063979; CRE 3: -0.072898; CRE 4: -0.073306; CRE 5: -0.11133; CRE 6: -0.11152; CRE 7: -0.071975; CRE 8: -0.038258; CRE 9: -0.027574
7038 | L_DELAWA1_1Y | 2 | West | 3 | CSC 1: 0.13642; CSC 2: 0.14842; CSC 3: 0.34836; CSC4: -0.14842; CSC 5: -0.34836; CRE 1: -0.11748; CRE 2: -0.063979; CRE 3: -0.072898; CRE 4: -0.073306; CRE 5: -0.11133; CRE 6: -0.11152; CRE 7: -0.071975; CRE 8: -0.038258; CRE 9: -0.027574
7303 | L_WPPGS12_1Y | 1 | South | 50 | CSC 1: -0.058846; CSC 2: -0.22584; CSC 3: -0.004241; CSC4: 0.22584; CSC 5: 0.004241; CRE 1: 0.19714; CRE 2: 0.10776; CRE 3: 0.12287; CRE 4: 0.12352; CRE 5: 0.18522; CRE 6: 0.18552; CRE 7: 0.11866; CRE 8: 0.065648; CRE 9: 0.0432
7303 | L_WPPGS12_1Y | 2 | South | 50 | CSC 1: -0.058846; CSC 2: -0.22584; CSC 3: -0.004241; CSC4: 0.22584; CSC 5: 0.004241; CRE 1: 0.19714; CRE 2: 0.10776; CRE 3: 0.12287; CRE 4: 0.12352; CRE 5: 0.18522; CRE 6: 0.18552; CRE 7: 0.11866; CRE 8: 0.065648; CRE 9: 0.0432
7305 | L_WPPGS34_1Y | 3 | South | 50 | CSC 1: -0.058846; CSC 2: -0.22584; CSC 3: -0.004241; CSC4: 0.22584; CSC 5: 0.004241; CRE 1: 0.19714; CRE 2: 0.10776; CRE 3: 0.12287; CRE 4: 0.12352; CRE 5: 0.18522; CRE 6: 0.18552; CRE 7: 0.11866; CRE 8: 0.065648; CRE 9: 0.0432
7305 | L_WPPGS34_1Y | 4 | South | 50 | CSC 1: -0.058846; CSC 2: -0.22584; CSC 3: -0.004241; CSC4: 0.22584; CSC 5: 0.004241; CRE 1: 0.19714; CRE 2: 0.10776; CRE 3: 0.12287; CRE 4: 0.12352; CRE 5: 0.18522; CRE 6: 0.18552; CRE 7: 0.11866; CRE 8: 0.065648; CRE 9: 0.0432
7800 | L_GUADGE1_1Y | 1 | South | 147 | CSC 1: -0.073115; CSC 2: -0.20667; CSC 3: -0.000586; CSC4: 0.20667; CSC 5: 0.000586; CRE 1: 0.18418; CRE 2: 0.1007; CRE 3: 0.11405; CRE 4: 0.11465; CRE 5: 0.19608; CRE 6: 0.19638; CRE 7: 0.11091; CRE 8: 0.059255; CRE 9: 0.03929
7801 | L_GUADGE1_2Y | 2 | South | 138 | CSC 1: -0.073115; CSC 2: -0.20667; CSC 3: -0.000586; CSC4: 0.20667; CSC 5: 0.000586; CRE 1: 0.18418; CRE 2: 0.1007; CRE 3: 0.11405; CRE 4: 0.11465; CRE 5: 0.19608; CRE 6: 0.19638; CRE 7: 0.11091; CRE 8: 0.059255; CRE 9: 0.03929
7802 | L_GUADGE1_3Y | 3 | South | 146 | CSC 1: -0.073115; CSC 2: -0.20667; CSC 3: -0.000586; CSC4: 0.20667; CSC 5: 0.000586; CRE 1: 0.18418; CRE 2: 0.1007; CRE 3: 0.11405; CRE 4: 0.11465; CRE 5: 0.19608; CRE 6: 0.19638; CRE 7: 0.11091; CRE 8: 0.059255; CRE 9: 0.03929
7803 | L_GUADGE1_4Y | 4 | South | 149 | CSC 1: -0.073115; CSC 2: -0.20667; CSC 3: -0.000586; CSC4: 0.20667; CSC 5: 0.000586; CRE 1: 0.18418; CRE 2: 0.1007; CRE 3: 0.11405; CRE 4: 0.11465; CRE 5: 0.19608; CRE 6: 0.19638; CRE 7: 0.11091; CRE 8: 0.059255; CRE 9: 0.03929
7804 | L_GUADGE1_5Y | 5 | South | 182 | CSC 1: -0.073115; CSC 2: -0.20667; CSC 3: -0.000586; CSC4: 0.20667; CSC 5: 0.000586; CRE 1: 0.18418; CRE 2: 0.1007; CRE 3: 0.11405; CRE 4: 0.11465; CRE 5: 0.19608; CRE 6: 0.19638; CRE 7: 0.11091; CRE 8: 0.059255; CRE 9: 0.03929
7805 | L_GUADGE1_6Y | 6 | South | 203 | CSC 1: -0.073115; CSC 2: -0.20667; CSC 3: -0.000586; CSC4: 0.20667; CSC 5: 0.000586; CRE 1: 0.18418; CRE 2: 0.1007; CRE 3: 0.11405; CRE 4: 0.11465; CRE 5: 0.19608; CRE 6: 0.19638; CRE 7: 0.11091; CRE 8: 0.059255; CRE 9: 0.03929
7807 | L_BASTEN1_1Y | 1 | South | 152.5 | CSC 1: -0.040865; CSC 2: -0.25569; CSC 3: -0.003969; CSC4: 0.25569; CSC 5: 0.003969; CRE 1: 0.2332; CRE 2: 0.12763; CRE 3: 0.14419; CRE 4: 0.14493; CRE 5: 0.2575; CRE 6: 0.25787; CRE 7: 0.14014; CRE 8: 0.074367; CRE 9: 0.048336
7808 | L_BASTEN1_2Y | 1 | South | 149.5 | CSC 1: -0.040865; CSC 2: -0.25569; CSC 3: -0.003969; CSC4: 0.25569; CSC 5: 0.003969; CRE 1: 0.2332; CRE 2: 0.12763; CRE 3: 0.14419; CRE 4: 0.14493; CRE 5: 0.2575; CRE 6: 0.25787; CRE 7: 0.14014; CRE 8: 0.074367; CRE 9: 0.048336
7809 | L_BASTEN1_3Y | 1 | South | 232.6 | CSC 1: -0.040865; CSC 2: -0.25569; CSC 3: -0.003969; CSC4: 0.25569; CSC 5: 0.003969; CRE 1: 0.2332; CRE 2: 0.12763; CRE 3: 0.14419; CRE 4: 0.14493; CRE 5: 0.2575; CRE 6: 0.25787; CRE 7: 0.14014; CRE 8: 0.074367; CRE 9: 0.048336
7810 | L_RIONOG1G1Y | 1 | South | 148 | CSC 1: -0.067927; CSC 2: -0.21377; CSC 3: -0.000897; CSC4: 0.21377; CSC 5: 0.000897; CRE 1: 0.19061; CRE 2: 0.10422; CRE 3: 0.11802; CRE 4: 0.11864; CRE 5: 0.20346; CRE 6: 0.20377; CRE 7: 0.11477; CRE 8: 0.061272; CRE 9: 0.040636
7811 | L_RIONOG1G2Y | 2 | South | 148 | CSC 1: -0.067927; CSC 2: -0.21377; CSC 3: -0.000897; CSC4: 0.21377; CSC 5: 0.000897; CRE 1: 0.19061; CRE 2: 0.10422; CRE 3: 0.11802; CRE 4: 0.11864; CRE 5: 0.20346; CRE 6: 0.20377; CRE 7: 0.11477; CRE 8: 0.061272; CRE 9: 0.040636
7812 | L_RIONOG1G3Y | 3 | South | 154 | CSC 1: -0.067927; CSC 2: -0.21377; CSC 3: -0.000897; CSC4: 0.21377; CSC 5: 0.000897; CRE 1: 0.19061; CRE 2: 0.10422; CRE 3: 0.11802; CRE 4: 0.11864; CRE 5: 0.20346; CRE 6: 0.20377; CRE 7: 0.11477; CRE 8: 0.061272; CRE 9: 0.040636
7813 | L_RIONOG1S1Y | 4 | South | 293 | CSC 1: -0.067927; CSC 2: -0.21377; CSC 3: -0.000897; CSC4: 0.21377; CSC 5: 0.000897; CRE 1: 0.19061; CRE 2: 0.10422; CRE 3: 0.11802; CRE 4: 0.11864; CRE 5: 0.20346; CRE 6: 0.20377; CRE 7: 0.11477; CRE 8: 0.061272; CRE 9: 0.040636
8161 | COLETO0A | 1 | South | 633 | CSC 1: -0.098367; CSC 2: -0.17518; CSC 3: -0.000698; CSC4: 0.17518; CSC 5: 0.000698; CRE 1: 0.15707; CRE 2: 0.085896; CRE 3: 0.097379; CRE 4: 0.09789; CRE 5: 0.1647; CRE 6: 0.16495; CRE 7: 0.094589; CRE 8: 0.050847; CRE 9: 0.033255
8173 | VICEC51A | 5 | South | 144 | CSC 1: -0.10572; CSC 2: -0.16804; CSC 3: -0.00194; CSC4: 0.16804; CSC 5: 0.00194; CRE 1: 0.15108; CRE 2: 0.082629; CRE 3: 0.093711; CRE 4: 0.0942; CRE 5: 0.15729; CRE 6: 0.15753; CRE 7: 0.090972; CRE 8: 0.049039; CRE 9: 0.031876
8174 | VICEC61A | 6 | South | 188 | CSC 1: -0.10572; CSC 2: -0.16804; CSC 3: -0.00194; CSC4: 0.16804; CSC 5: 0.00194; CRE 1: 0.15108; CRE 2: 0.082629; CRE 3: 0.093711; CRE 4: 0.0942; CRE 5: 0.15729; CRE 6: 0.15753; CRE 7: 0.090972; CRE 8: 0.049039; CRE 9: 0.031876
8933 | FGNTS001 | 1 | South | 146.5 | CSC 1: -0.10068; CSC 2: -0.16857; CSC 3: 0.001564; CSC4: 0.16857; CSC 5: -0.001564; CRE 1: 0.15167; CRE 2: 0.082953; CRE 3: 0.094024; CRE 4: 0.094516; CRE 5: 0.15964; CRE 6: 0.15988; CRE 7: 0.091324; CRE 8: 0.049073; CRE 9: 0.031981
8934 | FGNTS101 | 2 | South | 147.9 | CSC 1: -0.10068; CSC 2: -0.16857; CSC 3: 0.001564; CSC4: 0.16857; CSC 5: -0.001564; CRE 1: 0.15167; CRE 2: 0.082953; CRE 3: 0.094024; CRE 4: 0.094516; CRE 5: 0.15964; CRE 6: 0.15988; CRE 7: 0.091324; CRE 8: 0.049073; CRE 9: 0.031981
8935 | FGNTS201 | 3 | South | 173 | CSC 1: -0.10068; CSC 2: -0.16857; CSC 3: 0.001564; CSC4: 0.16857; CSC 5: -0.001564; CRE 1: 0.15167; CRE 2: 0.082953; CRE 3: 0.094024; CRE 4: 0.094516; CRE 5: 0.15964; CRE 6: 0.15988; CRE 7: 0.091324; CRE 8: 0.049073; CRE 9: 0.031981
8936 | MVGN#1 | 1 | South | 216.6 | CSC 1: -0.10149; CSC 2: -0.16877; CSC 3: 0.000934; CSC4: 0.16877; CSC 5: -0.000934; CRE 1: 0.15186; CRE 2: 0.083058; CRE 3: 0.094145; CRE 4: 0.094637; CRE 5: 0.1598; CRE 6: 0.16004; CRE 7: 0.091442; CRE 8: 0.049139; CRE 9: 0.032016
8937 | MVGN#2 | 2 | South | 216.7 | CSC 1: -0.10149; CSC 2: -0.16877; CSC 3: 0.000934; CSC4: 0.16877; CSC 5: -0.000934; CRE 1: 0.15186; CRE 2: 0.083058; CRE 3: 0.094145; CRE 4: 0.094637; CRE 5: 0.1598; CRE 6: 0.16004; CRE 7: 0.091442; CRE 8: 0.049139; CRE 9: 0.032016
8938 | MVGN#3 | 3 | South | 250.9 | CSC 1: -0.10149; CSC 2: -0.16877; CSC 3: 0.000934; CSC4: 0.16877; CSC 5: -0.000934; CRE 1: 0.15186; CRE 2: 0.083058; CRE 3: 0.094145; CRE 4: 0.094637; CRE 5: 0.1598; CRE 6: 0.16004; CRE 7: 0.091442; CRE 8: 0.049139; CRE 9: 0.032016
8981 | HECN1 | 1 | South | 144.8 | CSC 1: -0.10149; CSC 2: -0.16877; CSC 3: 0.000931; CSC4: 0.16877; CSC 5: -0.000931; CRE 1: 0.15187; CRE 2: 0.083059; CRE 3: 0.094145; CRE 4: 0.094638; CRE 5: 0.1598; CRE 6: 0.16004; CRE 7: 0.091443; CRE 8: 0.049139; CRE 9: 0.032016
8982 | HECN2 | 2 | South | 144.1 | CSC 1: -0.10149; CSC 2: -0.16877; CSC 3: 0.000931; CSC4: 0.16877; CSC 5: -0.000931; CRE 1: 0.15187; CRE 2: 0.083059; CRE 3: 0.094145; CRE 4: 0.094638; CRE 5: 0.1598; CRE 6: 0.16004; CRE 7: 0.091443; CRE 8: 0.049139; CRE 9: 0.032016
8983 | HECN3 | 3 | South | 171.9 | CSC 1: -0.10149; CSC 2: -0.16877; CSC 3: 0.000931; CSC4: 0.16877; CSC 5: -0.000931; CRE 1: 0.15187; CRE 2: 0.083059; CRE 3: 0.094145; CRE 4: 0.094638; CRE 5: 0.1598; CRE 6: 0.16004; CRE 7: 0.091443; CRE 8: 0.049139; CRE 9: 0.032016
9000 | DECKR_G1 | 1 | South | 280 | CSC 1: -0.033953; CSC 2: -0.25164; CSC 3: -0.002315; CSC4: 0.25164; CSC 5: 0.002315; CRE 1: 0.20116; CRE 2: 0.10964; CRE 3: 0.1253; CRE 4: 0.12599; CRE 5: 0.1748; CRE 6: 0.17511; CRE 7: 0.12145; CRE 8: 0.066821; CRE 9: 0.049205
9001 | DECKR_G2 | 2 | South | 400 | CSC 1: -0.033953; CSC 2: -0.25164; CSC 3: -0.002315; CSC4: 0.25164; CSC 5: 0.002315; CRE 1: 0.20116; CRE 2: 0.10964; CRE 3: 0.1253; CRE 4: 0.12599; CRE 5: 0.1748; CRE 6: 0.17511; CRE 7: 0.12145; CRE 8: 0.066821; CRE 9: 0.049205
9002 | DECKR_G3 | 3 | South | 0 | CSC 1: -0.0327; CSC 2: -0.2541; CSC 3: -0.002598; CSC4: 0.2541; CSC 5: 0.002598; CRE 1: 0.20457; CRE 2: 0.11153; CRE 3: 0.12748; CRE 4: 0.12817; CRE 5: 0.1776; CRE 6: 0.17791; CRE 7: 0.12345; CRE 8: 0.068094; CRE 9: 0.049612
9003 | DECKR_G4 | 4 | South | 44 | CSC 1: -0.0327; CSC 2: -0.2541; CSC 3: -0.002598; CSC4: 0.2541; CSC 5: 0.002598; CRE 1: 0.20457; CRE 2: 0.11153; CRE 3: 0.12748; CRE 4: 0.12817; CRE 5: 0.1776; CRE 6: 0.17791; CRE 7: 0.12345; CRE 8: 0.068094; CRE 9: 0.049612
9004 | DECKR_G5 | 5 | South | 44 | CSC 1: -0.0327; CSC 2: -0.2541; CSC 3: -0.002598; CSC4: 0.2541; CSC 5: 0.002598; CRE 1: 0.20457; CRE 2: 0.11153; CRE 3: 0.12748; CRE 4: 0.12817; CRE 5: 0.1776; CRE 6: 0.17791; CRE 7: 0.12345; CRE 8: 0.068094; CRE 9: 0.049612
9005 | DECKR_G6 | 6 | South | 44 | CSC 1: -0.0327; CSC 2: -0.2541; CSC 3: -0.002598; CSC4: 0.2541; CSC 5: 0.002598; CRE 1: 0.20457; CRE 2: 0.11153; CRE 3: 0.12748; CRE 4: 0.12817; CRE 5: 0.1776; CRE 6: 0.17791; CRE 7: 0.12345; CRE 8: 0.068094; CRE 9: 0.049612
9016 | SANDH_G1 | 1 | South | 45 | CSC 1: -0.035725; CSC 2: -0.25031; CSC 3: -0.002304; CSC4: 0.25031; CSC 5: 0.002304; CRE 1: 0.20295; CRE 2: 0.11066; CRE 3: 0.12628; CRE 4: 0.12697; CRE 5: 0.18272; CRE 6: 0.18304; CRE 7: 0.1225; CRE 8: 0.067039; CRE 9: 0.048772
9017 | SANDH_G2 | 2 | South | 45 | CSC 1: -0.035725; CSC 2: -0.25031; CSC 3: -0.002304; CSC4: 0.25031; CSC 5: 0.002304; CRE 1: 0.20295; CRE 2: 0.11066; CRE 3: 0.12628; CRE 4: 0.12697; CRE 5: 0.18272; CRE 6: 0.18304; CRE 7: 0.1225; CRE 8: 0.067039; CRE 9: 0.048772
9018 | SANDH_G3 | 3 | South | 45 | CSC 1: -0.035725; CSC 2: -0.25031; CSC 3: -0.002304; CSC4: 0.25031; CSC 5: 0.002304; CRE 1: 0.20295; CRE 2: 0.11066; CRE 3: 0.12628; CRE 4: 0.12697; CRE 5: 0.18272; CRE 6: 0.18304; CRE 7: 0.1225; CRE 8: 0.067039; CRE 9: 0.048772
9019 | SANDH_G4 | 4 | South | 0 | CSC 1: -0.035725; CSC 2: -0.25031; CSC 3: -0.002304; CSC4: 0.25031; CSC 5: 0.002304; CRE 1: 0.20295; CRE 2: 0.11066; CRE 3: 0.12628; CRE 4: 0.12697; CRE 5: 0.18272; CRE 6: 0.18304; CRE 7: 0.1225; CRE 8: 0.067039; CRE 9: 0.048772
9020 | SANDHG5A | 5A | South | 150 | CSC 1: -0.035725; CSC 2: -0.25031; CSC 3: -0.002304; CSC4: 0.25031; CSC 5: 0.002304; CRE 1: 0.20295; CRE 2: 0.11066; CRE 3: 0.12628; CRE 4: 0.12697; CRE 5: 0.18272; CRE 6: 0.18304; CRE 7: 0.1225; CRE 8: 0.067039; CRE 9: 0.048772
9021 | SANDHG5C | 5C | South | 140 | CSC 1: -0.035725; CSC 2: -0.25031; CSC 3: -0.002304; CSC4: 0.25031; CSC 5: 0.002304; CRE 1: 0.20295; CRE 2: 0.11066; CRE 3: 0.12628; CRE 4: 0.12697; CRE 5: 0.18272; CRE 6: 0.18304; CRE 7: 0.1225; CRE 8: 0.067039; CRE 9: 0.048772
11001 | NAV1CT | 1 | West | 70.4 | CSC 1: 0.1376; CSC 2: 0.15038; CSC 3: 0.3527; CSC4: -0.15038; CSC 5: -0.3527; CRE 1: -0.11901; CRE 2: -0.064811; CRE 3: -0.073846; CRE 4: -0.07426; CRE 5: -0.11286; CRE 6: -0.11305; CRE 7: -0.07289; CRE 8: -0.03875; CRE 9: -0.027947
11009 | NAV2CT | 1 | West | 71.4 | CSC 1: 0.1376; CSC 2: 0.15038; CSC 3: 0.3527; CSC4: -0.15038; CSC 5: -0.3527; CRE 1: -0.11901; CRE 2: -0.064811; CRE 3: -0.073846; CRE 4: -0.07426; CRE 5: -0.11286; CRE 6: -0.11305; CRE 7: -0.07289; CRE 8: -0.03875; CRE 9: -0.027947
11011 | NAV3ST | 1 | West | 92.8 | CSC 1: 0.1376; CSC 2: 0.15038; CSC 3: 0.3527; CSC4: -0.15038; CSC 5: -0.3527; CRE 1: -0.11901; CRE 2: -0.064811; CRE 3: -0.073846; CRE 4: -0.07426; CRE 5: -0.11286; CRE 6: -0.11305; CRE 7: -0.07289; CRE 8: -0.03875; CRE 9: -0.027947
11012 | NAV4CT | 1 | West | 80 | CSC 1: 0.1376; CSC 2: 0.15038; CSC 3: 0.3527; CSC4: -0.15038; CSC 5: -0.3527; CRE 1: -0.11901; CRE 2: -0.064811; CRE 3: -0.073846; CRE 4: -0.07426; CRE 5: -0.11286; CRE 6: -0.11305; CRE 7: -0.07289; CRE 8: -0.03875; CRE 9: -0.027947
11013 | NAV5CT | 1 | West | 80 | CSC 1: 0.1376; CSC 2: 0.15038; CSC 3: 0.3527; CSC4: -0.15038; CSC 5: -0.3527; CRE 1: -0.11901; CRE 2: -0.064811; CRE 3: -0.073846; CRE 4: -0.07426; CRE 5: -0.11286; CRE 6: -0.11305; CRE 7: -0.07289; CRE 8: -0.03875; CRE 9: -0.027947
11014 | NAV6ST | 1 | West | 115 | CSC 1: 0.1376; CSC 2: 0.15038; CSC 3: 0.3527; CSC4: -0.15038; CSC 5: -0.3527; CRE 1: -0.11901; CRE 2: -0.064811; CRE 3: -0.073846; CRE 4: -0.07426; CRE 5: -0.11286; CRE 6: -0.11305; CRE 7: -0.07289; CRE 8: -0.03875; CRE 9: -0.027947
11020 | TIEHVSG_1G | 1 | West | 208.2 | CSC 1: 0.13759; CSC 2: 0.15036; CSC 3: 0.35265; CSC4: -0.15036; CSC 5: -0.35265; CRE 1: -0.11899; CRE 2: -0.0648; CRE 3: -0.073833; CRE 4: -0.074247; CRE 5: -0.11284; CRE 6: -0.11303; CRE 7: -0.072877; CRE 8: -0.038744; CRE 9: -0.027942
11021 | TIEHVCG_1G | 1 | West | 142.1 | CSC 1: 0.13759; CSC 2: 0.15036; CSC 3: 0.35265; CSC4: -0.15036; CSC 5: -0.35265; CRE 1: -0.11899; CRE 2: -0.0648; CRE 3: -0.073833; CRE 4: -0.074247; CRE 5: -0.11284; CRE 6: -0.11303; CRE 7: -0.072877; CRE 8: -0.038744; CRE 9: -0.027942
11022 | TIEHVCG_2G | 1 | West | 132.4 | CSC 1: 0.13759; CSC 2: 0.15036; CSC 3: 0.35265; CSC4: -0.15036; CSC 5: -0.35265; CRE 1: -0.11899; CRE 2: -0.0648; CRE 3: -0.073833; CRE 4: -0.074247; CRE 5: -0.11284; CRE 6: -0.11303; CRE 7: -0.072877; CRE 8: -0.038744; CRE 9: -0.027942
11023 | TIEHVCG_3G | 1 | West | 137.4 | CSC 1: 0.13759; CSC 2: 0.15036; CSC 3: 0.35265; CSC4: -0.15036; CSC 5: -0.35265; CRE 1: -0.11899; CRE 2: -0.0648; CRE 3: -0.073833; CRE 4: -0.074247; CRE 5: -0.11284; CRE 6: -0.11303; CRE 7: -0.072877; CRE 8: -0.038744; CRE 9: -0.027942
11024 | TIEHVCG_4G | 1 | West | 147 | CSC 1: 0.13759; CSC 2: 0.15036; CSC 3: 0.35265; CSC4: -0.15036; CSC 5: -0.35265; CRE 1: -0.11899; CRE 2: -0.0648; CRE 3: -0.073833; CRE 4: -0.074247; CRE 5: -0.11284; CRE 6: -0.11303; CRE 7: -0.072877; CRE 8: -0.038744; CRE 9: -0.027942
11025 | TIEHVSG_2G | 1 | West | 213.2 | CSC 1: 0.13759; CSC 2: 0.15036; CSC 3: 0.35265; CSC4: -0.15036; CSC 5: -0.35265; CRE 1: -0.11899; CRE 2: -0.0648; CRE 3: -0.073833; CRE 4: -0.074247; CRE 5: -0.11284; CRE 6: -0.11303; CRE 7: -0.072877; CRE 8: -0.038744; CRE 9: -0.027942
11691 | KMICHICT1_G | 1 | North | 144 | CSC 1: 0.16475; CSC 2: 0.16897; CSC 3: -0.031873; CSC4: -0.16897; CSC 5: 0.031873; CRE 1: -0.12825; CRE 2: -0.069683; CRE 3: -0.079395; CRE 4: -0.079865; CRE 5: -0.12351; CRE 6: -0.12371; CRE 7: -0.077318; CRE 8: -0.041282; CRE 9: -0.031821
11692 | KMICHICT2_G | 2 | North | 146 | CSC 1: 0.16475; CSC 2: 0.16897; CSC 3: -0.031873; CSC4: -0.16897; CSC 5: 0.031873; CRE 1: -0.12825; CRE 2: -0.069683; CRE 3: -0.079395; CRE 4: -0.079865; CRE 5: -0.12351; CRE 6: -0.12371; CRE 7: -0.077318; CRE 8: -0.041282; CRE 9: -0.031821
11693 | KMICHIST3_G | 3 | North | 312 | CSC 1: 0.16475; CSC 2: 0.16897; CSC 3: -0.031873; CSC4: -0.16897; CSC 5: 0.031873; CRE 1: -0.12825; CRE 2: -0.069683; CRE 3: -0.079395; CRE 4: -0.079865; CRE 5: -0.12351; CRE 6: -0.12371; CRE 7: -0.077318; CRE 8: -0.041282; CRE 9: -0.031821
11694 | KMICHICT4_G | 4 | North | 144 | CSC 1: 0.16475; CSC 2: 0.16897; CSC 3: -0.031873; CSC4: -0.16897; CSC 5: 0.031873; CRE 1: -0.12825; CRE 2: -0.069683; CRE 3: -0.079395; CRE 4: -0.079865; CRE 5: -0.12351; CRE 6: -0.12371; CRE 7: -0.077318; CRE 8: -0.041282; CRE 9: -0.031821
11695 | KMICHICT5_G | 5 | North | 148 | CSC 1: 0.16475; CSC 2: 0.16897; CSC 3: -0.031873; CSC4: -0.16897; CSC 5: 0.031873; CRE 1: -0.12825; CRE 2: -0.069683; CRE 3: -0.079395; CRE 4: -0.079865; CRE 5: -0.12351; CRE 6: -0.12371; CRE 7: -0.077318; CRE 8: -0.041282; CRE 9: -0.031821
11696 | KMICHIST6_G | 6 | North | 310 | CSC 1: 0.16475; CSC 2: 0.16897; CSC 3: -0.031873; CSC4: -0.16897; CSC 5: 0.031873; CRE 1: -0.12825; CRE 2: -0.069683; CRE 3: -0.079395; CRE 4: -0.079865; CRE 5: -0.12351; CRE 6: -0.12371; CRE 7: -0.077318; CRE 8: -0.041282; CRE 9: -0.031821
12322 | ENNSTRAC_1G | 1 | North | 196 | CSC 1: 0.16133; CSC 2: 0.17361; CSC 3: -0.026712; CSC4: -0.17361; CSC 5: 0.026712; CRE 1: -0.13471; CRE 2: -0.073254; CRE 3: -0.0835; CRE 4: -0.08399; CRE 5: -0.12955; CRE 6: -0.12976; CRE 7: -0.081069; CRE 8: -0.043649; CRE 9: -0.033691
12323 | ENNSTRAC_2G | 2 | North | 116 | CSC 1: 0.16133; CSC 2: 0.17361; CSC 3: -0.026712; CSC4: -0.17361; CSC 5: 0.026712; CRE 1: -0.13471; CRE 2: -0.073254; CRE 3: -0.0835; CRE 4: -0.08399; CRE 5: -0.12955; CRE 6: -0.12976; CRE 7: -0.081069; CRE 8: -0.043649; CRE 9: -0.033691
12411 | FPLEFR1A_G | 1 | North | 161 | CSC 1: 0.16825; CSC 2: 0.16464; CSC 3: -0.03006; CSC4: -0.16464; CSC 5: 0.03006; CRE 1: -0.12471; CRE 2: -0.067759; CRE 3: -0.077185; CRE 4: -0.077643; CRE 5: -0.12061; CRE 6: -0.12081; CRE 7: -0.075153; CRE 8: -0.04008; CRE 9: -0.031108
12412 | FPLEFR1B_G | 2 | North | 164 | CSC 1: 0.16825; CSC 2: 0.16464; CSC 3: -0.03006; CSC4: -0.16464; CSC 5: 0.03006; CRE 1: -0.12471; CRE 2: -0.067759; CRE 3: -0.077185; CRE 4: -0.077643; CRE 5: -0.12061; CRE 6: -0.12081; CRE 7: -0.075153; CRE 8: -0.04008; CRE 9: -0.031108
12413 | FPLEFR1C_G | 3 | North | 164 | CSC 1: 0.16825; CSC 2: 0.16464; CSC 3: -0.03006; CSC4: -0.16464; CSC 5: 0.03006; CRE 1: -0.12471; CRE 2: -0.067759; CRE 3: -0.077185; CRE 4: -0.077643; CRE 5: -0.12061; CRE 6: -0.12081; CRE 7: -0.075153; CRE 8: -0.04008; CRE 9: -0.031108
12414 | FPLEFR1S_G | 4 | North | 414 | CSC 1: 0.16825; CSC 2: 0.16464; CSC 3: -0.03006; CSC4: -0.16464; CSC 5: 0.03006; CRE 1: -0.12471; CRE 2: -0.067759; CRE 3: -0.077185; CRE 4: -0.077643; CRE 5: -0.12061; CRE 6: -0.12081; CRE 7: -0.075153; CRE 8: -0.04008; CRE 9: -0.031108
12421 | FPLEFR2A_G | 1 | North | 162 | CSC 1: 0.16825; CSC 2: 0.16464; CSC 3: -0.03006; CSC4: -0.16464; CSC 5: 0.03006; CRE 1: -0.12471; CRE 2: -0.067759; CRE 3: -0.077185; CRE 4: -0.077643; CRE 5: -0.12061; CRE 6: -0.12081; CRE 7: -0.075153; CRE 8: -0.04008; CRE 9: -0.031108
12422 | FPLEFR2B_G | 2 | North | 161 | CSC 1: 0.16825; CSC 2: 0.16464; CSC 3: -0.03006; CSC4: -0.16464; CSC 5: 0.03006; CRE 1: -0.12471; CRE 2: -0.067759; CRE 3: -0.077185; CRE 4: -0.077643; CRE 5: -0.12061; CRE 6: -0.12081; CRE 7: -0.075153; CRE 8: -0.04008; CRE 9: -0.031108
12423 | FPLEFR2C_G | 3 | North | 163 | CSC 1: 0.16825; CSC 2: 0.16464; CSC 3: -0.03006; CSC4: -0.16464; CSC 5: 0.03006; CRE 1: -0.12471; CRE 2: -0.067759; CRE 3: -0.077185; CRE 4: -0.077643; CRE 5: -0.12061; CRE 6: -0.12081; CRE 7: -0.075153; CRE 8: -0.04008; CRE 9: -0.031108
12424 | FPLEFR2S_G | 4 | North | 415 | CSC 1: 0.16825; CSC 2: 0.16464; CSC 3: -0.03006; CSC4: -0.16464; CSC 5: 0.03006; CRE 1: -0.12471; CRE 2: -0.067759; CRE 3: -0.077185; CRE 4: -0.077643; CRE 5: -0.12061; CRE 6: -0.12081; CRE 7: -0.075153; CRE 8: -0.04008; CRE 9: -0.031108
12440 | PARKD_1SVC8 | 1 | North | 0 | CSC 1: 0.1667; CSC 2: 0.16735; CSC 3: -0.029962; CSC4: -0.16735; CSC 5: 0.029962; CRE 1: -0.12677; CRE 2: -0.068875; CRE 3: -0.078469; CRE 4: -0.078933; CRE 5: -0.1223; CRE 6: -0.1225; CRE 7: -0.076389; CRE 8: -0.040771; CRE 9: -0.03156
12449 | PARKD_2SVC8 | 1 | North | 0 | CSC 1: 0.1667; CSC 2: 0.16735; CSC 3: -0.029962; CSC4: -0.16735; CSC 5: 0.029962; CRE 1: -0.12677; CRE 2: -0.068875; CRE 3: -0.078469; CRE 4: -0.078933; CRE 5: -0.1223; CRE 6: -0.1225; CRE 7: -0.076389; CRE 8: -0.040771; CRE 9: -0.03156
13116 | TGATEWAY_1G | 1 | North | 151 | CSC 1: 0.1766; CSC 2: 0.15244; CSC 3: -0.027838; CSC4: -0.15244; CSC 5: 0.027838; CRE 1: -0.11502; CRE 2: -0.062483; CRE 3: -0.07112; CRE 4: -0.071544; CRE 5: -0.11269; CRE 6: -0.11287; CRE 7: -0.069273; CRE 8: -0.036787; CRE 9: -0.02905
13117 | TGATEWAY_2G | 2 | North | 130 | CSC 1: 0.1766; CSC 2: 0.15244; CSC 3: -0.027838; CSC4: -0.15244; CSC 5: 0.027838; CRE 1: -0.11502; CRE 2: -0.062483; CRE 3: -0.07112; CRE 4: -0.071544; CRE 5: -0.11269; CRE 6: -0.11287; CRE 7: -0.069273; CRE 8: -0.036787; CRE 9: -0.02905
13118 | TGATEWAY_3G | 3 | North | 148 | CSC 1: 0.1766; CSC 2: 0.15244; CSC 3: -0.027838; CSC4: -0.15244; CSC 5: 0.027838; CRE 1: -0.11502; CRE 2: -0.062483; CRE 3: -0.07112; CRE 4: -0.071544; CRE 5: -0.11269; CRE 6: -0.11287; CRE 7: -0.069273; CRE 8: -0.036787; CRE 9: -0.02905
13119 | TGATEWAY_4G | 4 | North | 399 | CSC 1: 0.1766; CSC 2: 0.15244; CSC 3: -0.027838; CSC4: -0.15244; CSC 5: 0.027838; CRE 1: -0.11502; CRE 2: -0.062483; CRE 3: -0.07112; CRE 4: -0.071544; CRE 5: -0.11269; CRE 6: -0.11287; CRE 7: -0.069273; CRE 8: -0.036787; CRE 9: -0.02905
13131 | CALFREST_1G | 1 | North | 150.7 | CSC 1: 0.18922; CSC 2: 0.1352; CSC 3: -0.025319; CSC4: -0.1352; CSC 5: 0.025319; CRE 1: -0.1006; CRE 2: -0.054621; CRE 3: -0.062109; CRE 4: -0.062485; CRE 5: -0.1002; CRE 6: -0.10036; CRE 7: -0.06056; CRE 8: -0.031908; CRE 9: -0.025829
13132 | CALFREST_2G | 2 | North | 151 | CSC 1: 0.18922; CSC 2: 0.1352; CSC 3: -0.025319; CSC4: -0.1352; CSC 5: 0.025319; CRE 1: -0.1006; CRE 2: -0.054621; CRE 3: -0.062109; CRE 4: -0.062485; CRE 5: -0.1002; CRE 6: -0.10036; CRE 7: -0.06056; CRE 8: -0.031908; CRE 9: -0.025829
13133 | CALFREST_3G | 3 | North | 177.4 | CSC 1: 0.18922; CSC 2: 0.1352; CSC 3: -0.025319; CSC4: -0.1352; CSC 5: 0.025319; CRE 1: -0.1006; CRE 2: -0.054621; CRE 3: -0.062109; CRE 4: -0.062485; CRE 5: -0.1002; CRE 6: -0.10036; CRE 7: -0.06056; CRE 8: -0.031908; CRE 9: -0.025829
13134 | CALFREST_4G | 4 | North | 151.5 | CSC 1: 0.1887; CSC 2: 0.13583; CSC 3: -0.025414; CSC4: -0.13583; CSC 5: 0.025414; CRE 1: -0.10121; CRE 2: -0.054951; CRE 3: -0.062487; CRE 4: -0.062865; CRE 5: -0.10073; CRE 6: -0.10089; CRE 7: -0.060923; CRE 8: -0.032117; CRE 9: -0.025971
13135 | CALFREST_5G | 5 | North | 152.3 | CSC 1: 0.1887; CSC 2: 0.13583; CSC 3: -0.025414; CSC4: -0.13583; CSC 5: 0.025414; CRE 1: -0.10121; CRE 2: -0.054951; CRE 3: -0.062487; CRE 4: -0.062865; CRE 5: -0.10073; CRE 6: -0.10089; CRE 7: -0.060923; CRE 8: -0.032117; CRE 9: -0.025971
13136 | CALFREST_6G | 6 | North | 177.5 | CSC 1: 0.1887; CSC 2: 0.13583; CSC 3: -0.025414; CSC4: -0.13583; CSC 5: 0.025414; CRE 1: -0.10121; CRE 2: -0.054951; CRE 3: -0.062487; CRE 4: -0.062865; CRE 5: -0.10073; CRE 6: -0.10089; CRE 7: -0.060923; CRE 8: -0.032117; CRE 9: -0.025971
13432 | SANDOW_5G | 5 | South | 581 | CSC 1: 0.014252; CSC 2: -0.3098; CSC 3: -0.007788; CSC4: 0.3098; CSC 5: 0.007788; CRE 1: 0.26364; CRE 2: 0.14421; CRE 3: 0.18582; CRE 4: 0.18675; CRE 5: -0.30008; CRE 6: -0.29986; CRE 7: 0.15801; CRE 8: 0.14836; CRE 9: 0.059871
32798 | BRYN_TAMUGEN | 1 | North | 32 | CSC 1: 0.23826; CSC 2: 0.024002; CSC 3: -0.018367; CSC4: -0.024002; CSC 5: 0.018367; CRE 1: -0.014878; CRE 2: -0.007978; CRE 3: -0.007823; CRE 4: -0.007901; CRE 5: -0.049866; CRE 6: -0.049902; CRE 7: -0.00894; CRE 8: -0.000927; CRE 9: -0.005467
32883 | BRYN_DNSBY3 | 1 | North | 0 | CSC 1: 0.2296; CSC 2: 0.019521; CSC 3: -0.018278; CSC4: -0.019521; CSC 5: 0.018278; CRE 1: -0.012703; CRE 2: -0.006812; CRE 3: -0.00608; CRE 4: -0.006148; CRE 5: -0.059286; CRE 6: -0.059322; CRE 7: -0.007632; CRE 8: 0.000891; CRE 9: -0.004655
32884 | BRYN_DNSBY13 | 1 | North | 46 | CSC 1: 0.2296; CSC 2: 0.019521; CSC 3: -0.018278; CSC4: -0.019521; CSC 5: 0.018278; CRE 1: -0.012703; CRE 2: -0.006812; CRE 3: -0.00608; CRE 4: -0.006148; CRE 5: -0.059286; CRE 6: -0.059322; CRE 7: -0.007632; CRE 8: 0.000891; CRE 9: -0.004655
32888 | BRYN_ATKINS7 | 1 | North | 13.6 | CSC 1: 0.23366; CSC 2: 0.022759; CSC 3: -0.018309; CSC4: -0.022759; CSC 5: 0.018309; CRE 1: -0.0163; CRE 2: -0.008792; CRE 3: -0.008672; CRE 4: -0.008752; CRE 5: -0.054741; CRE 6: -0.05478; CRE 7: -0.00978; CRE 8: -0.001291; CRE 9: -0.005292
32892 | BRYN_DNSBY14 | 1 | North | 84 | CSC 1: 0.2296; CSC 2: 0.019521; CSC 3: -0.018278; CSC4: -0.019521; CSC 5: 0.018278; CRE 1: -0.012703; CRE 2: -0.006812; CRE 3: -0.00608; CRE 4: -0.006148; CRE 5: -0.059286; CRE 6: -0.059322; CRE 7: -0.007632; CRE 8: 0.000891; CRE 9: -0.004655
36998 | RDCNYNG1 | 1 | West | 16.8 | CSC 1: 0.13933; CSC 2: 0.1534; CSC 3: 0.32521; CSC4: -0.1534; CSC 5: -0.32521; CRE 1: -0.1216; CRE 2: -0.066226; CRE 3: -0.075457; CRE 4: -0.07588; CRE 5: -0.11544; CRE 6: -0.11563; CRE 7: -0.074487; CRE 8: -0.039601; CRE 9: -0.02853
38332 | TNWDWRDU2_8 | 1 | West | 20 | CSC 1: 0.12723; CSC 2: 0.13325; CSC 3: 0.32677; CSC4: -0.13325; CSC 5: -0.32677; CRE 1: -0.10544; CRE 2: -0.057434; CRE 3: -0.065447; CRE 4: -0.065811; CRE 5: -0.099321; CRE 6: -0.099485; CRE 7: -0.064756; CRE 8: -0.034381; CRE 9: -0.024686
38437 | TNSRBNMESA9 | 1 | West | 37.5 | CSC 1: 0.12717; CSC 2: 0.13315; CSC 3: 0.32662; CSC4: -0.13315; CSC 5: -0.32662; CRE 1: -0.10536; CRE 2: -0.05739; CRE 3: -0.065397; CRE 4: -0.065762; CRE 5: -0.099241; CRE 6: -0.099405; CRE 7: -0.064708; CRE 8: -0.034356; CRE 9: -0.024667
38580 | TNBP_CGN1_8 | 1 | Houston | 70.8 | CSC 1: -0.17539; CSC 2: -0.061635; CSC 3: -0.012074; CSC4: 0.061635; CSC 5: 0.012074; CRE 1: 0.062828; CRE 2: 0.034509; CRE 3: 0.039235; CRE 4: 0.039418; CRE 5: 0.062676; CRE 6: 0.062775; CRE 7: 0.037804; CRE 8: 0.021102; CRE 9: 0.011259
38590 | TNBP_CGN2_8 | 2 | Houston | 66.7 | CSC 1: -0.17539; CSC 2: -0.061635; CSC 3: -0.012074; CSC4: 0.061635; CSC 5: 0.012074; CRE 1: 0.062828; CRE 2: 0.034509; CRE 3: 0.039235; CRE 4: 0.039418; CRE 5: 0.062676; CRE 6: 0.062775; CRE 7: 0.037804; CRE 8: 0.021102; CRE 9: 0.011259
38600 | TNBP_CGN3_8 | 5 | Houston | 53 | CSC 1: -0.17539; CSC 2: -0.061635; CSC 3: -0.012074; CSC4: 0.061635; CSC 5: 0.012074; CRE 1: 0.062828; CRE 2: 0.034509; CRE 3: 0.039235; CRE 4: 0.039418; CRE 5: 0.062676; CRE 6: 0.062775; CRE 7: 0.037804; CRE 8: 0.021102; CRE 9: 0.011259
38611 | TNBPAMCG1_8 | 1 | Houston | 153.2 | CSC 1: -0.17539; CSC 2: -0.061635; CSC 3: -0.012074; CSC4: 0.061635; CSC 5: 0.012074; CRE 1: 0.062828; CRE 2: 0.034509; CRE 3: 0.039235; CRE 4: 0.039418; CRE 5: 0.062676; CRE 6: 0.062775; CRE 7: 0.037804; CRE 8: 0.021102; CRE 9: 0.011259
38612 | TNBPAMCG2_8 | 2 | Houston | 153.5 | CSC 1: -0.17539; CSC 2: -0.061635; CSC 3: -0.012074; CSC4: 0.061635; CSC 5: 0.012074; CRE 1: 0.062828; CRE 2: 0.034509; CRE 3: 0.039235; CRE 4: 0.039418; CRE 5: 0.062676; CRE 6: 0.062775; CRE 7: 0.037804; CRE 8: 0.021102; CRE 9: 0.011259
38613 | TNBPAMCG3_8 | 3 | Houston | 152.3 | CSC 1: -0.17539; CSC 2: -0.061635; CSC 3: -0.012074; CSC4: 0.061635; CSC 5: 0.012074; CRE 1: 0.062828; CRE 2: 0.034509; CRE 3: 0.039235; CRE 4: 0.039418; CRE 5: 0.062676; CRE 6: 0.062775; CRE 7: 0.037804; CRE 8: 0.021102; CRE 9: 0.011259
38614 | TNBPAMCG4_8 | 4 | Houston | 96 | CSC 1: -0.17539; CSC 2: -0.061635; CSC 3: -0.012074; CSC4: 0.061635; CSC 5: 0.012074; CRE 1: 0.062828; CRE 2: 0.034509; CRE 3: 0.039235; CRE 4: 0.039418; CRE 5: 0.062676; CRE 6: 0.062775; CRE 7: 0.037804; CRE 8: 0.021102; CRE 9: 0.011259
38615 | TNBPAMCG5_8 | 1 | Houston | 244 | CSC 1: -0.17539; CSC 2: -0.061635; CSC 3: -0.012074; CSC4: 0.061635; CSC 5: 0.012074; CRE 1: 0.062828; CRE 2: 0.034509; CRE 3: 0.039235; CRE 4: 0.039418; CRE 5: 0.062676; CRE 6: 0.062775; CRE 7: 0.037804; CRE 8: 0.021102; CRE 9: 0.011259
38690 | TNBP_CGN4_8 | 3 | Houston | 40 | CSC 1: -0.17539; CSC 2: -0.061635; CSC 3: -0.012074; CSC4: 0.061635; CSC 5: 0.012074; CRE 1: 0.062828; CRE 2: 0.034509; CRE 3: 0.039235; CRE 4: 0.039418; CRE 5: 0.062676; CRE 6: 0.062775; CRE 7: 0.037804; CRE 8: 0.021102; CRE 9: 0.011259
38711 | TNTXCTY1CG8 | 1 | Houston | 100.3 | CSC 1: -0.17539; CSC 2: -0.061635; CSC 3: -0.012074; CSC4: 0.061635; CSC 5: 0.012074; CRE 1: 0.062828; CRE 2: 0.034509; CRE 3: 0.039235; CRE 4: 0.039418; CRE 5: 0.062676; CRE 6: 0.062775; CRE 7: 0.037804; CRE 8: 0.021102; CRE 9: 0.011259
38712 | TNTXCTY2CG8 | 1 | Houston | 92.9 | CSC 1: -0.17539; CSC 2: -0.061635; CSC 3: -0.012074; CSC4: 0.061635; CSC 5: 0.012074; CRE 1: 0.062828; CRE 2: 0.034509; CRE 3: 0.039235; CRE 4: 0.039418; CRE 5: 0.062676; CRE 6: 0.062775; CRE 7: 0.037804; CRE 8: 0.021102; CRE 9: 0.011259
38713 | TNTXCTY3CG8 | 1 | Houston | 102.7 | CSC 1: -0.17539; CSC 2: -0.061635; CSC 3: -0.012074; CSC4: 0.061635; CSC 5: 0.012074; CRE 1: 0.062828; CRE 2: 0.034509; CRE 3: 0.039235; CRE 4: 0.039418; CRE 5: 0.062676; CRE 6: 0.062775; CRE 7: 0.037804; CRE 8: 0.021102; CRE 9: 0.011259
38714 | TNTXCTY4CG8 | 1 | Houston | 103 | CSC 1: -0.17539; CSC 2: -0.061635; CSC 3: -0.012074; CSC4: 0.061635; CSC 5: 0.012074; CRE 1: 0.062828; CRE 2: 0.034509; CRE 3: 0.039235; CRE 4: 0.039418; CRE 5: 0.062676; CRE 6: 0.062775; CRE 7: 0.037804; CRE 8: 0.021102; CRE 9: 0.011259
39190 | TNSLCGN1__8 | 1 | Houston | 0 | CSC 1: 0; CSC 2: 0; CSC 3: 0; CSC4: 0; CSC 5: 0; CRE 1: 0; CRE 2: 0; CRE 3: 0; CRE 4: 0; CRE 5: 0; CRE 6: 0; CRE 7: 0; CRE 8: 0; CRE 9: 0
39470 | TNDOWCGNSG8 | 1 | Houston | 32 | CSC 1: -0.17539; CSC 2: -0.061635; CSC 3: -0.012074; CSC4: 0.061635; CSC 5: 0.012074; CRE 1: 0.062828; CRE 2: 0.034509; CRE 3: 0.039235; CRE 4: 0.039418; CRE 5: 0.062676; CRE 6: 0.062775; CRE 7: 0.037804; CRE 8: 0.021102; CRE 9: 0.011259
39480 | TNDOWCGNGG8 | 1 | Houston | 30 | CSC 1: -0.17539; CSC 2: -0.061635; CSC 3: -0.012074; CSC4: 0.061635; CSC 5: 0.012074; CRE 1: 0.062828; CRE 2: 0.034509; CRE 3: 0.039235; CRE 4: 0.039418; CRE 5: 0.062676; CRE 6: 0.062775; CRE 7: 0.037804; CRE 8: 0.021102; CRE 9: 0.011259
39760 | TNSCLP1___8 | 1 | Houston | 93.4 | CSC 1: -0.18054; CSC 2: -0.083397; CSC 3: -0.010493; CSC4: 0.083397; CSC 5: 0.010493; CRE 1: 0.081224; CRE 2: 0.044548; CRE 3: 0.05059; CRE 4: 0.050835; CRE 5: 0.082666; CRE 6: 0.082795; CRE 7: 0.048875; CRE 8: 0.026919; CRE 9: 0.015456
39770 | TNSCLP2___8 | 1 | Houston | 91.6 | CSC 1: -0.18054; CSC 2: -0.083397; CSC 3: -0.010493; CSC4: 0.083397; CSC 5: 0.010493; CRE 1: 0.081224; CRE 2: 0.044548; CRE 3: 0.05059; CRE 4: 0.050835; CRE 5: 0.082666; CRE 6: 0.082795; CRE 7: 0.048875; CRE 8: 0.026919; CRE 9: 0.015456
39775 | TNSCLP4___8 | 1 | Houston | 95.2 | CSC 1: -0.18054; CSC 2: -0.083397; CSC 3: -0.010493; CSC4: 0.083397; CSC 5: 0.010493; CRE 1: 0.081224; CRE 2: 0.044548; CRE 3: 0.05059; CRE 4: 0.050835; CRE 5: 0.082666; CRE 6: 0.082795; CRE 7: 0.048875; CRE 8: 0.026919; CRE 9: 0.015456
39790 | TNSCLP3___8 | 1 | Houston | 87.6 | CSC 1: -0.18054; CSC 2: -0.083397; CSC 3: -0.010493; CSC4: 0.083397; CSC 5: 0.010493; CRE 1: 0.081224; CRE 2: 0.044548; CRE 3: 0.05059; CRE 4: 0.050835; CRE 5: 0.082666; CRE 6: 0.082795; CRE 7: 0.048875; CRE 8: 0.026919; CRE 9: 0.015456
48500 | APD_GT1_8005 | 1 | Houston | 137.6 | CSC 1: -0.16105; CSC 2: -0.050706; CSC 3: -0.012853; CSC4: 0.050706; CSC 5: 0.012853; CRE 1: 0.053549; CRE 2: 0.029445; CRE 3: 0.033513; CRE 4: 0.033664; CRE 5: 0.052455; CRE 6: 0.052539; CRE 7: 0.03222; CRE 8: 0.018179; CRE 9: 0.009153
48510 | AK_GT1__8040 | 1 | Houston | 33.4 | CSC 1: -0.17785; CSC 2: -0.069629; CSC 3: -0.011495; CSC4: 0.069629; CSC 5: 0.011495; CRE 1: 0.06959; CRE 2: 0.038199; CRE 3: 0.043408; CRE 4: 0.043614; CRE 5: 0.070042; CRE 6: 0.070152; CRE 7: 0.041873; CRE 8: 0.023238; CRE 9: 0.0128
48511 | LPE_GT1_8070 | 1 | Houston | 42 | CSC 1: -0.15603; CSC 2: -0.05056; CSC 3: -0.012856; CSC4: 0.05056; CSC 5: 0.012856; CRE 1: 0.053422; CRE 2: 0.029375; CRE 3: 0.033434; CRE 4: 0.033584; CRE 5: 0.052319; CRE 6: 0.052403; CRE 7: 0.032143; CRE 8: 0.018138; CRE 9: 0.009125
48512 | LPE_GT2_8075 | 2 | Houston | 42 | CSC 1: -0.15603; CSC 2: -0.05056; CSC 3: -0.012856; CSC4: 0.05056; CSC 5: 0.012856; CRE 1: 0.053422; CRE 2: 0.029375; CRE 3: 0.033434; CRE 4: 0.033584; CRE 5: 0.052319; CRE 6: 0.052403; CRE 7: 0.032143; CRE 8: 0.018138; CRE 9: 0.009125
48513 | LPE_GT3_8080 | 3 | Houston | 39 | CSC 1: -0.15603; CSC 2: -0.05056; CSC 3: -0.012856; CSC4: 0.05056; CSC 5: 0.012856; CRE 1: 0.053422; CRE 2: 0.029375; CRE 3: 0.033434; CRE 4: 0.033584; CRE 5: 0.052319; CRE 6: 0.052403; CRE 7: 0.032143; CRE 8: 0.018138; CRE 9: 0.009125
48514 | LPE_GT4_8085 | 4 | Houston | 39 | CSC 1: -0.15603; CSC 2: -0.05056; CSC 3: -0.012856; CSC4: 0.05056; CSC 5: 0.012856; CRE 1: 0.053422; CRE 2: 0.029375; CRE 3: 0.033434; CRE 4: 0.033584; CRE 5: 0.052319; CRE 6: 0.052403; CRE 7: 0.032143; CRE 8: 0.018138; CRE 9: 0.009125
48520 | BSF_GT1_8070 | 1 | Houston | 72 | CSC 1: -0.17963; CSC 2: -0.08671; CSC 3: -0.010228; CSC4: 0.08671; CSC 5: 0.010228; CRE 1: 0.084046; CRE 2: 0.046088; CRE 3: 0.052326; CRE 4: 0.052581; CRE 5: 0.085913; CRE 6: 0.086047; CRE 7: 0.050574; CRE 8: 0.027795; CRE 9: 0.016094
48520 | BSF_GT1_8070 | 2 | Houston | 10 | CSC 1: -0.17963; CSC 2: -0.08671; CSC 3: -0.010228; CSC4: 0.08671; CSC 5: 0.010228; CRE 1: 0.084046; CRE 2: 0.046088; CRE 3: 0.052326; CRE 4: 0.052581; CRE 5: 0.085913; CRE 6: 0.086047; CRE 7: 0.050574; CRE 8: 0.027795; CRE 9: 0.016094
48521 | BVE_GT1_GT1 | 1 | Houston | 167.7 | CSC 1: -0.20753; CSC 2: -0.07131; CSC 3: -0.011427; CSC4: 0.07131; CSC 5: 0.011427; CRE 1: 0.071078; CRE 2: 0.039013; CRE 3: 0.044324; CRE 4: 0.044534; CRE 5: 0.071796; CRE 6: 0.071908; CRE 7: 0.042767; CRE 8: 0.023699; CRE 9: 0.013121
48522 | BVE_GT2_5035 | 2 | Houston | 166.4 | CSC 1: -0.20753; CSC 2: -0.07131; CSC 3: -0.011427; CSC4: 0.07131; CSC 5: 0.011427; CRE 1: 0.071078; CRE 2: 0.039013; CRE 3: 0.044324; CRE 4: 0.044534; CRE 5: 0.071796; CRE 6: 0.071908; CRE 7: 0.042767; CRE 8: 0.023699; CRE 9: 0.013121
48523 | BVE_ST1_GN1 | 3 | Houston | 252.4 | CSC 1: -0.20753; CSC 2: -0.07131; CSC 3: -0.011427; CSC4: 0.07131; CSC 5: 0.011427; CRE 1: 0.071078; CRE 2: 0.039013; CRE 3: 0.044324; CRE 4: 0.044534; CRE 5: 0.071796; CRE 6: 0.071908; CRE 7: 0.042767; CRE 8: 0.023699; CRE 9: 0.013121
48531 | BYU_GT1_8075 | 1 | Houston | 65 | CSC 1: -0.16382; CSC 2: -0.055165; CSC 3: -0.012532; CSC4: 0.055165; CSC 5: 0.012532; CRE 1: 0.057333; CRE 2: 0.03151; CRE 3: 0.035846; CRE 4: 0.03601; CRE 5: 0.056624; CRE 6: 0.056714; CRE 7: 0.034497; CRE 8: 0.01937; CRE 9: 0.010012
48532 | BYU_GT2_8055 | 2 | Houston | 62 | CSC 1: -0.16382; CSC 2: -0.055165; CSC 3: -0.012532; CSC4: 0.055165; CSC 5: 0.012532; CRE 1: 0.057333; CRE 2: 0.03151; CRE 3: 0.035846; CRE 4: 0.03601; CRE 5: 0.056624; CRE 6: 0.056714; CRE 7: 0.034497; CRE 8: 0.01937; CRE 9: 0.010012
48533 | BYU_GT3_8060 | 3 | Houston | 67 | CSC 1: -0.16382; CSC 2: -0.055165; CSC 3: -0.012532; CSC4: 0.055165; CSC 5: 0.012532; CRE 1: 0.057333; CRE 2: 0.03151; CRE 3: 0.035846; CRE 4: 0.03601; CRE 5: 0.056624; CRE 6: 0.056714; CRE 7: 0.034497; CRE 8: 0.01937; CRE 9: 0.010012
48534 | BYU_GT4_8065 | 4 | Houston | 65 | CSC 1: -0.16382; CSC 2: -0.055165; CSC 3: -0.012532; CSC4: 0.055165; CSC 5: 0.012532; CRE 1: 0.057333; CRE 2: 0.03151; CRE 3: 0.035846; CRE 4: 0.03601; CRE 5: 0.056624; CRE 6: 0.056714; CRE 7: 0.034497; CRE 8: 0.01937; CRE 9: 0.010012
48551 | CAL_GT1_8045 | 1 | Houston | 149 | CSC 1: -0.15903; CSC 2: -0.052212; CSC 3: -0.012741; CSC4: 0.052212; CSC 5: 0.012741; CRE 1: 0.054826; CRE 2: 0.030141; CRE 3: 0.0343; CRE 4: 0.034455; CRE 5: 0.053862; CRE 6: 0.053948; CRE 7: 0.032988; CRE 8: 0.01858; CRE 9: 0.009444
48552 | CAL_ST1_8000 | 2 | Houston | 65.1 | CSC 1: -0.15903; CSC 2: -0.052212; CSC 3: -0.012741; CSC4: 0.052212; CSC 5: 0.012741; CRE 1: 0.054826; CRE 2: 0.030141; CRE 3: 0.0343; CRE 4: 0.034455; CRE 5: 0.053862; CRE 6: 0.053948; CRE 7: 0.032988; CRE 8: 0.01858; CRE 9: 0.009444
48561 | CTL_GT2_8130 | 1 | Houston | 73.5 | CSC 1: -0.16575; CSC 2: -0.056044; CSC 3: -0.01247; CSC4: 0.056044; CSC 5: 0.01247; CRE 1: 0.05808; CRE 2: 0.031917; CRE 3: 0.036307; CRE 4: 0.036473; CRE 5: 0.057444; CRE 6: 0.057535; CRE 7: 0.034946; CRE 8: 0.019606; CRE 9: 0.010182
48562 | CTL_GT3_8135 | 2 | Houston | 70.1 | CSC 1: -0.16575; CSC 2: -0.056044; CSC 3: -0.01247; CSC4: 0.056044; CSC 5: 0.01247; CRE 1: 0.05808; CRE 2: 0.031917; CRE 3: 0.036307; CRE 4: 0.036473; CRE 5: 0.057444; CRE 6: 0.057535; CRE 7: 0.034946; CRE 8: 0.019606; CRE 9: 0.010182
48563 | CTL_GT4_8140 | 3 | Houston | 69.6 | CSC 1: -0.16575; CSC 2: -0.056044; CSC 3: -0.01247; CSC4: 0.056044; CSC 5: 0.01247; CRE 1: 0.05808; CRE 2: 0.031917; CRE 3: 0.036307; CRE 4: 0.036473; CRE 5: 0.057444; CRE 6: 0.057535; CRE 7: 0.034946; CRE 8: 0.019606; CRE 9: 0.010182
48564 | CTL_GN1_8145 | 4 | Houston | 43.6 | CSC 1: -0.16575; CSC 2: -0.056044; CSC 3: -0.01247; CSC4: 0.056044; CSC 5: 0.01247; CRE 1: 0.05808; CRE 2: 0.031917; CRE 3: 0.036307; CRE 4: 0.036473; CRE 5: 0.057444; CRE 6: 0.057535; CRE 7: 0.034946; CRE 8: 0.019606; CRE 9: 0.010182
48565 | CTL_GN2_8155 | 5 | Houston | 9.8 | CSC 1: -0.16575; CSC 2: -0.056044; CSC 3: -0.01247; CSC4: 0.056044; CSC 5: 0.01247; CRE 1: 0.05808; CRE 2: 0.031917; CRE 3: 0.036307; CRE 4: 0.036473; CRE 5: 0.057444; CRE 6: 0.057535; CRE 7: 0.034946; CRE 8: 0.019606; CRE 9: 0.010182
48581 | CBY_GN1_1 | 1 | Houston | 595.2 | CSC 1: -0.1493; CSC 2: -0.046873; CSC 3: -0.013111; CSC4: 0.046873; CSC 5: 0.013111; CRE 1: 0.050289; CRE 2: 0.027665; CRE 3: 0.031501; CRE 4: 0.031641; CRE 5: 0.048877; CRE 6: 0.048956; CRE 7: 0.030259; CRE 8: 0.01715; CRE 9: 0.008415
48582 | CBY_GN2_2 | 2 | Houston | 596.8 | CSC 1: -0.1519; CSC 2: -0.048347; CSC 3: -0.013009; CSC4: 0.048347; CSC 5: 0.013009; CRE 1: 0.051541; CRE 2: 0.028348; CRE 3: 0.032273; CRE 4: 0.032417; CRE 5: 0.050252; CRE 6: 0.050333; CRE 7: 0.031012; CRE 8: 0.017545; CRE 9: 0.008699
48583 | CBY_GT4_1 | 1 | Houston | 172 | CSC 1: -0.14867; CSC 2: -0.046393; CSC 3: -0.013143; CSC4: 0.046393; CSC 5: 0.013143; CRE 1: 0.04988; CRE 2: 0.027442; CRE 3: 0.031249; CRE 4: 0.031387; CRE 5: 0.048429; CRE 6: 0.048507; CRE 7: 0.030013; CRE 8: 0.017021; CRE 9: 0.008323
48584 | CBY_GT4_2 | 2 | Houston | 172 | CSC 1: -0.14867; CSC 2: -0.046393; CSC 3: -0.013143; CSC4: 0.046393; CSC 5: 0.013143; CRE 1: 0.04988; CRE 2: 0.027442; CRE 3: 0.031249; CRE 4: 0.031387; CRE 5: 0.048429; CRE 6: 0.048507; CRE 7: 0.030013; CRE 8: 0.017021; CRE 9: 0.008323
48585 | CBY_ST4_1 | 3 | Houston | 172 | CSC 1: -0.14867; CSC 2: -0.046393; CSC 3: -0.013143; CSC4: 0.046393; CSC 5: 0.013143; CRE 1: 0.04988; CRE 2: 0.027442; CRE 3: 0.031249; CRE 4: 0.031387; CRE 5: 0.048429; CRE 6: 0.048507; CRE 7: 0.030013; CRE 8: 0.017021; CRE 9: 0.008323
48591 | CHE_GT2_5030 | 2 | Houston | 173 | CSC 1: -0.11835; CSC 2: -0.037944; CSC 3: -0.013732; CSC4: 0.037944; CSC 5: 0.013732; CRE 1: 0.042702; CRE 2: 0.023523; CRE 3: 0.026821; CRE 4: 0.026935; CRE 5: 0.04053; CRE 6: 0.040597; CRE 7: 0.025693; CRE 8: 0.014758; CRE 9: 0.006695
48593 | CHE_GT1_8015 | 1 | Houston | 173 | CSC 1: -0.15991; CSC 2: -0.050401; CSC 3: -0.012873; CSC4: 0.050401; CSC 5: 0.012873; CRE 1: 0.053291; CRE 2: 0.029303; CRE 3: 0.033353; CRE 4: 0.033503; CRE 5: 0.052171; CRE 6: 0.052254; CRE 7: 0.032064; CRE 8: 0.018097; CRE 9: 0.009095
48594 | CHE_GN4_8025 | 4 | Houston | 142 | CSC 1: -0.15991; CSC 2: -0.050401; CSC 3: -0.012873; CSC4: 0.050401; CSC 5: 0.012873; CRE 1: 0.053291; CRE 2: 0.029303; CRE 3: 0.033353; CRE 4: 0.033503; CRE 5: 0.052171; CRE 6: 0.052254; CRE 7: 0.032064; CRE 8: 0.018097; CRE 9: 0.009095
48595 | BTE_GT2_8075 | 1 | Houston | 162.8 | CSC 1: -0.14485; CSC 2: -0.045315; CSC 3: -0.013218; CSC4: 0.045315; CSC 5: 0.013218; CRE 1: 0.048965; CRE 2: 0.026942; CRE 3: 0.030684; CRE 4: 0.03082; CRE 5: 0.047421; CRE 6: 0.047498; CRE 7: 0.029462; CRE 8: 0.016732; CRE 9: 0.008115
48596 | BTE_GT3_8045 | 2 | Houston | 161.4 | CSC 1: -0.14485; CSC 2: -0.045315; CSC 3: -0.013218; CSC4: 0.045315; CSC 5: 0.013218; CRE 1: 0.048965; CRE 2: 0.026942; CRE 3: 0.030684; CRE 4: 0.03082; CRE 5: 0.047421; CRE 6: 0.047498; CRE 7: 0.029462; CRE 8: 0.016732; CRE 9: 0.008115
48597 | BTE_GT4_8055 | 3 | Houston | 158.9 | CSC 1: -0.14485; CSC 2: -0.045315; CSC 3: -0.013218; CSC4: 0.045315; CSC 5: 0.013218; CRE 1: 0.048965; CRE 2: 0.026942; CRE 3: 0.030684; CRE 4: 0.03082; CRE 5: 0.047421; CRE 6: 0.047498; CRE 7: 0.029462; CRE 8: 0.016732; CRE 9: 0.008115
48598 | BTE_ST1_8070 | 4 | Houston | 269.2 | CSC 1: -0.14485; CSC 2: -0.045315; CSC 3: -0.013218; CSC4: 0.045315; CSC 5: 0.013218; CRE 1: 0.048965; CRE 2: 0.026942; CRE 3: 0.030684; CRE 4: 0.03082; CRE 5: 0.047421; CRE 6: 0.047498; CRE 7: 0.029462; CRE 8: 0.016732; CRE 9: 0.008115
48611 | DIB_GT1_8080 | 1 | Houston | 64 | CSC 1: -0.15867; CSC 2: -0.052106; CSC 3: -0.012748; CSC4: 0.052106; CSC 5: 0.012748; CRE 1: 0.054735; CRE 2: 0.030092; CRE 3: 0.034244; CRE 4: 0.034399; CRE 5: 0.053762; CRE 6: 0.053848; CRE 7: 0.032933; CRE 8: 0.018552; CRE 9: 0.009423
48612 | DIB_GT2_8075 | 2 | Houston | 63.2 | CSC 1: -0.15867; CSC 2: -0.052106; CSC 3: -0.012748; CSC4: 0.052106; CSC 5: 0.012748; CRE 1: 0.054735; CRE 2: 0.030092; CRE 3: 0.034244; CRE 4: 0.034399; CRE 5: 0.053762; CRE 6: 0.053848; CRE 7: 0.032933; CRE 8: 0.018552; CRE 9: 0.009423
48613 | DIB_ST1_8085 | 3 | Houston | 67.9 | CSC 1: -0.15867; CSC 2: -0.052106; CSC 3: -0.012748; CSC4: 0.052106; CSC 5: 0.012748; CRE 1: 0.054735; CRE 2: 0.030092; CRE 3: 0.034244; CRE 4: 0.034399; CRE 5: 0.053762; CRE 6: 0.053848; CRE 7: 0.032933; CRE 8: 0.018552; CRE 9: 0.009423
48614 | DIB_GT3_8090 | 4 | Houston | 73.6 | CSC 1: -0.15867; CSC 2: -0.052106; CSC 3: -0.012748; CSC4: 0.052106; CSC 5: 0.012748; CRE 1: 0.054735; CRE 2: 0.030092; CRE 3: 0.034244; CRE 4: 0.034399; CRE 5: 0.053762; CRE 6: 0.053848; CRE 7: 0.032933; CRE 8: 0.018552; CRE 9: 0.009423
48641 | DPEC_GT15040 | 1 | Houston | 163.2 | CSC 1: -0.15967; CSC 2: -0.053067; CSC 3: -0.012674; CSC4: 0.053067; CSC 5: 0.012674; CRE 1: 0.05555; CRE 2: 0.030536; CRE 3: 0.034746; CRE 4: 0.034904; CRE 5: 0.05467; CRE 6: 0.054758; CRE 7: 0.033424; CRE 8: 0.018807; CRE 9: 0.009608
48642 | DPEC_GT25025 | 2 | Houston | 157.1 | CSC 1: -0.15967; CSC 2: -0.053067; CSC 3: -0.012674; CSC4: 0.053067; CSC 5: 0.012674; CRE 1: 0.05555; CRE 2: 0.030536; CRE 3: 0.034746; CRE 4: 0.034904; CRE 5: 0.05467; CRE 6: 0.054758; CRE 7: 0.033424; CRE 8: 0.018807; CRE 9: 0.009608
48643 | DPEC_GT35010 | 3 | Houston | 157.5 | CSC 1: -0.15967; CSC 2: -0.053067; CSC 3: -0.012674; CSC4: 0.053067; CSC 5: 0.012674; CRE 1: 0.05555; CRE 2: 0.030536; CRE 3: 0.034746; CRE 4: 0.034904; CRE 5: 0.05467; CRE 6: 0.054758; CRE 7: 0.033424; CRE 8: 0.018807; CRE 9: 0.009608
48644 | DPEC_GT45070 | 4 | Houston | 157 | CSC 1: -0.15967; CSC 2: -0.053067; CSC 3: -0.012674; CSC4: 0.053067; CSC 5: 0.012674; CRE 1: 0.05555; CRE 2: 0.030536; CRE 3: 0.034746; CRE 4: 0.034904; CRE 5: 0.05467; CRE 6: 0.054758; CRE 7: 0.033424; CRE 8: 0.018807; CRE 9: 0.009608
48645 | DPEC_ST55065 | 5 | Houston | 282 | CSC 1: -0.15967; CSC 2: -0.053067; CSC 3: -0.012674; CSC4: 0.053067; CSC 5: 0.012674; CRE 1: 0.05555; CRE 2: 0.030536; CRE 3: 0.034746; CRE 4: 0.034904; CRE 5: 0.05467; CRE 6: 0.054758; CRE 7: 0.033424; CRE 8: 0.018807; CRE 9: 0.009608
48651 | EP_1_2 | 1 | Houston | 4 | CSC 1: -0.14923; CSC 2: -0.046956; CSC 3: -0.013108; CSC4: 0.046956; CSC 5: 0.013108; CRE 1: 0.05036; CRE 2: 0.027704; CRE 3: 0.031545; CRE 4: 0.031685; CRE 5: 0.048952; CRE 6: 0.049031; CRE 7: 0.030301; CRE 8: 0.017173; CRE 9: 0.008431
48651 | EP_1_2 | 2 | Houston | 17.7 | CSC 1: -0.14923; CSC 2: -0.046956; CSC 3: -0.013108; CSC4: 0.046956; CSC 5: 0.013108; CRE 1: 0.05036; CRE 2: 0.027704; CRE 3: 0.031545; CRE 4: 0.031685; CRE 5: 0.048952; CRE 6: 0.049031; CRE 7: 0.030301; CRE 8: 0.017173; CRE 9: 0.008431
48671 | FTR_GT1_5105 | 1 | North | 154.2 | CSC 1: 0.23812; CSC 2: 0.021521; CSC 3: -0.017761; CSC4: -0.021521; CSC 5: 0.017761; CRE 1: -0.007874; CRE 2: -0.004084; CRE 3: -0.004382; CRE 4: -0.00444; CRE 5: -0.015004; CRE 6: -0.015018; CRE 7: -0.004737; CRE 8: -0.001197; CRE 9: -0.004756
48672 | FTR_GT2_5110 | 2 | North | 159 | CSC 1: 0.23812; CSC 2: 0.021521; CSC 3: -0.017761; CSC4: -0.021521; CSC 5: 0.017761; CRE 1: -0.007874; CRE 2: -0.004084; CRE 3: -0.004382; CRE 4: -0.00444; CRE 5: -0.015004; CRE 6: -0.015018; CRE 7: -0.004737; CRE 8: -0.001197; CRE 9: -0.004756
48673 | FTR_GT3_5085 | 3 | North | 158 | CSC 1: 0.23812; CSC 2: 0.021521; CSC 3: -0.017761; CSC4: -0.021521; CSC 5: 0.017761; CRE 1: -0.007874; CRE 2: -0.004084; CRE 3: -0.004382; CRE 4: -0.00444; CRE 5: -0.015004; CRE 6: -0.015018; CRE 7: -0.004737; CRE 8: -0.001197; CRE 9: -0.004756
48674 | FTR_CN4_5095 | 4 | North | 380 | CSC 1: 0.23812; CSC 2: 0.021521; CSC 3: -0.017761; CSC4: -0.021521; CSC 5: 0.017761; CRE 1: -0.007874; CRE 2: -0.004084; CRE 3: -0.004382; CRE 4: -0.00444; CRE 5: -0.015004; CRE 6: -0.015018; CRE 7: -0.004737; CRE 8: -0.001197; CRE 9: -0.004756
48690 | GBY_GN5_5 | 5 | Houston | 318.4 | CSC 1: -0.14277; CSC 2: -0.044993; CSC 3: -0.013248; CSC4: 0.044993; CSC 5: 0.013248; CRE 1: 0.048694; CRE 2: 0.026794; CRE 3: 0.030517; CRE 4: 0.030652; CRE 5: 0.047115; CRE 6: 0.047191; CRE 7: 0.029298; CRE 8: 0.016648; CRE 9: 0.008053
48691 | GBY_73741085 | A | Houston | 37.6 | CSC 1: -0.18379; CSC 2: -0.054056; CSC 3: -0.012627; CSC4: 0.054056; CSC 5: 0.012627; CRE 1: 0.056401; CRE 2: 0.031001; CRE 3: 0.035272; CRE 4: 0.035432; CRE 5: 0.05559; CRE 6: 0.055679; CRE 7: 0.033936; CRE 8: 0.019078; CRE 9: 0.009798
48691 | GBY_73741085 | B | Houston | 37.6 | CSC 1: -0.18379; CSC 2: -0.054056; CSC 3: -0.012627; CSC4: 0.054056; CSC 5: 0.012627; CRE 1: 0.056401; CRE 2: 0.031001; CRE 3: 0.035272; CRE 4: 0.035432; CRE 5: 0.05559; CRE 6: 0.055679; CRE 7: 0.033936; CRE 8: 0.019078; CRE 9: 0.009798
48692 | GBY_81821075 | C | Houston | 37.6 | CSC 1: -0.18379; CSC 2: -0.054056; CSC 3: -0.012627; CSC4: 0.054056; CSC 5: 0.012627; CRE 1: 0.056401; CRE 2: 0.031001; CRE 3: 0.035272; CRE 4: 0.035432; CRE 5: 0.05559; CRE 6: 0.055679; CRE 7: 0.033936; CRE 8: 0.019078; CRE 9: 0.009798
48692 | GBY_81821075 | D | Houston | 44 | CSC 1: -0.18379; CSC 2: -0.054056; CSC 3: -0.012627; CSC4: 0.054056; CSC 5: 0.012627; CRE 1: 0.056401; CRE 2: 0.031001; CRE 3: 0.035272; CRE 4: 0.035432; CRE 5: 0.05559; CRE 6: 0.055679; CRE 7: 0.033936; CRE 8: 0.019078; CRE 9: 0.009798
48693 | GBY_83841065 | E | Houston | 45.6 | CSC 1: -0.18379; CSC 2: -0.054056; CSC 3: -0.012627; CSC4: 0.054056; CSC 5: 0.012627; CRE 1: 0.056401; CRE 2: 0.031001; CRE 3: 0.035272; CRE 4: 0.035432; CRE 5: 0.05559; CRE 6: 0.055679; CRE 7: 0.033936; CRE 8: 0.019078; CRE 9: 0.009798
48693 | GBY_83841065 | F | Houston | 43.2 | CSC 1: -0.18379; CSC 2: -0.054056; CSC 3: -0.012627; CSC4: 0.054056; CSC 5: 0.012627; CRE 1: 0.056401; CRE 2: 0.031001; CRE 3: 0.035272; CRE 4: 0.035432; CRE 5: 0.05559; CRE 6: 0.055679; CRE 7: 0.033936; CRE 8: 0.019078; CRE 9: 0.009798
48730 | MNS_GT | 1 | Houston | 43 | CSC 1: -0.17856; CSC 2: -0.071433; CSC 3: -0.011364; CSC4: 0.071433; CSC 5: 0.011364; CRE 1: 0.071117; CRE 2: 0.039032; CRE 3: 0.044351; CRE 4: 0.044561; CRE 5: 0.071711; CRE 6: 0.071823; CRE 7: 0.042792; CRE 8: 0.02372; CRE 9: 0.013148
48731 | CBE_GT1 | 1 | Houston | 76 | CSC 1: -0.15653; CSC 2: -0.11288; CSC 3: -0.008401; CSC4: 0.11288; CSC 5: 0.008401; CRE 1: 0.10607; CRE 2: 0.058109; CRE 3: 0.065943; CRE 4: 0.066273; CRE 5: 0.10919; CRE 6: 0.10936; CRE 7: 0.063829; CRE 8: 0.034822; CRE 9: 0.021147
48732 | CBE_GT2 | 1 | Houston | 76 | CSC 1: -0.15653; CSC 2: -0.11288; CSC 3: -0.008401; CSC4: 0.11288; CSC 5: 0.008401; CRE 1: 0.10607; CRE 2: 0.058109; CRE 3: 0.065943; CRE 4: 0.066273; CRE 5: 0.10919; CRE 6: 0.10936; CRE 7: 0.063829; CRE 8: 0.034822; CRE 9: 0.021147
48733 | CBE_ST12 | 1 | Houston | 105 | CSC 1: -0.15653; CSC 2: -0.11288; CSC 3: -0.008401; CSC4: 0.11288; CSC 5: 0.008401; CRE 1: 0.10607; CRE 2: 0.058109; CRE 3: 0.065943; CRE 4: 0.066273; CRE 5: 0.10919; CRE 6: 0.10936; CRE 7: 0.063829; CRE 8: 0.034822; CRE 9: 0.021147
48734 | CBE_GT3 | 1 | Houston | 76 | CSC 1: -0.15653; CSC 2: -0.11288; CSC 3: -0.008401; CSC4: 0.11288; CSC 5: 0.008401; CRE 1: 0.10607; CRE 2: 0.058109; CRE 3: 0.065943; CRE 4: 0.066273; CRE 5: 0.10919; CRE 6: 0.10936; CRE 7: 0.063829; CRE 8: 0.034822; CRE 9: 0.021147
48735 | CBE_GT4 | 1 | Houston | 76 | CSC 1: -0.15653; CSC 2: -0.11288; CSC 3: -0.008401; CSC4: 0.11288; CSC 5: 0.008401; CRE 1: 0.10607; CRE 2: 0.058109; CRE 3: 0.065943; CRE 4: 0.066273; CRE 5: 0.10919; CRE 6: 0.10936; CRE 7: 0.063829; CRE 8: 0.034822; CRE 9: 0.021147
48736 | CBE_ST34 | 1 | Houston | 105 | CSC 1: -0.15653; CSC 2: -0.11288; CSC 3: -0.008401; CSC4: 0.11288; CSC 5: 0.008401; CRE 1: 0.10607; CRE 2: 0.058109; CRE 3: 0.065943; CRE 4: 0.066273; CRE 5: 0.10919; CRE 6: 0.10936; CRE 7: 0.063829; CRE 8: 0.034822; CRE 9: 0.021147
48740 | PSG_GN2_8050 | 1 | Houston | 182 | CSC 1: -0.15896; CSC 2: -0.052088; CSC 3: -0.01275; CSC4: 0.052088; CSC 5: 0.01275; CRE 1: 0.05472; CRE 2: 0.030084; CRE 3: 0.034235; CRE 4: 0.03439; CRE 5: 0.053745; CRE 6: 0.053831; CRE 7: 0.032925; CRE 8: 0.018547; CRE 9: 0.00942
48741 | PSG_GT2_8040 | 1 | Houston | 158.6 | CSC 1: -0.15896; CSC 2: -0.052088; CSC 3: -0.01275; CSC4: 0.052088; CSC 5: 0.01275; CRE 1: 0.05472; CRE 2: 0.030084; CRE 3: 0.034235; CRE 4: 0.03439; CRE 5: 0.053745; CRE 6: 0.053831; CRE 7: 0.032925; CRE 8: 0.018547; CRE 9: 0.00942
48742 | PSG_GT3_8060 | 1 | Houston | 157 | CSC 1: -0.15896; CSC 2: -0.052088; CSC 3: -0.01275; CSC4: 0.052088; CSC 5: 0.01275; CRE 1: 0.05472; CRE 2: 0.030084; CRE 3: 0.034235; CRE 4: 0.03439; CRE 5: 0.053745; CRE 6: 0.053831; CRE 7: 0.032925; CRE 8: 0.018547; CRE 9: 0.00942
48761 | PR_GT1__9040 | 1 | Houston | 26 | CSC 1: -0.16056; CSC 2: -0.052687; CSC 3: -0.012709; CSC4: 0.052687; CSC 5: 0.012709; CRE 1: 0.055229; CRE 2: 0.030361; CRE 3: 0.034548; CRE 4: 0.034705; CRE 5: 0.054303; CRE 6: 0.05439; CRE 7: 0.033231; CRE 8: 0.018708; CRE 9: 0.009535
48791 | PSA_GT1_8160 | 1 | Houston | 52 | CSC 1: -0.14697; CSC 2: -0.04694; CSC 3: -0.013111; CSC4: 0.04694; CSC 5: 0.013111; CRE 1: 0.050347; CRE 2: 0.027697; CRE 3: 0.031537; CRE 4: 0.031677; CRE 5: 0.048935; CRE 6: 0.049014; CRE 7: 0.030293; CRE 8: 0.017169; CRE 9: 0.008428
48792 | PSA_GT2_8155 | 2 | Houston | 52.8 | CSC 1: -0.14697; CSC 2: -0.04694; CSC 3: -0.013111; CSC4: 0.04694; CSC 5: 0.013111; CRE 1: 0.050347; CRE 2: 0.027697; CRE 3: 0.031537; CRE 4: 0.031677; CRE 5: 0.048935; CRE 6: 0.049014; CRE 7: 0.030293; CRE 8: 0.017169; CRE 9: 0.008428
48793 | PSA_GT3_8150 | 3 | Houston | 56 | CSC 1: -0.14697; CSC 2: -0.04694; CSC 3: -0.013111; CSC4: 0.04694; CSC 5: 0.013111; CRE 1: 0.050347; CRE 2: 0.027697; CRE 3: 0.031537; CRE 4: 0.031677; CRE 5: 0.048935; CRE 6: 0.049014; CRE 7: 0.030293; CRE 8: 0.017169; CRE 9: 0.008428
48794 | PSA_GT4_8145 | 4 | Houston | 52.8 | CSC 1: -0.14697; CSC 2: -0.04694; CSC 3: -0.013111; CSC4: 0.04694; CSC 5: 0.013111; CRE 1: 0.050347; CRE 2: 0.027697; CRE 3: 0.031537; CRE 4: 0.031677; CRE 5: 0.048935; CRE 6: 0.049014; CRE 7: 0.030293; CRE 8: 0.017169; CRE 9: 0.008428
48795 | PSA_GT5_8140 | 5 | Houston | 51.2 | CSC 1: -0.14697; CSC 2: -0.04694; CSC 3: -0.013111; CSC4: 0.04694; CSC 5: 0.013111; CRE 1: 0.050347; CRE 2: 0.027697; CRE 3: 0.031537; CRE 4: 0.031677; CRE 5: 0.048935; CRE 6: 0.049014; CRE 7: 0.030293; CRE 8: 0.017169; CRE 9: 0.008428
48796 | PSA_GN1_8165 | 1 | Houston | 83.2 | CSC 1: -0.14697; CSC 2: -0.04694; CSC 3: -0.013111; CSC4: 0.04694; CSC 5: 0.013111; CRE 1: 0.050347; CRE 2: 0.027697; CRE 3: 0.031537; CRE 4: 0.031677; CRE 5: 0.048935; CRE 6: 0.049014; CRE 7: 0.030293; CRE 8: 0.017169; CRE 9: 0.008428
48797 | PSA_GT6_8135 | 6 | Houston | 47.2 | CSC 1: -0.14697; CSC 2: -0.04694; CSC 3: -0.013111; CSC4: 0.04694; CSC 5: 0.013111; CRE 1: 0.050347; CRE 2: 0.027697; CRE 3: 0.031537; CRE 4: 0.031677; CRE 5: 0.048935; CRE 6: 0.049014; CRE 7: 0.030293; CRE 8: 0.017169; CRE 9: 0.008428
48811 | CVC_GT3_5045 | 3 | Houston | 156 | CSC 1: -0.11835; CSC 2: -0.037944; CSC 3: -0.013732; CSC4: 0.037944; CSC 5: 0.013732; CRE 1: 0.042702; CRE 2: 0.023523; CRE 3: 0.026821; CRE 4: 0.026935; CRE 5: 0.04053; CRE 6: 0.040597; CRE 7: 0.025693; CRE 8: 0.014758; CRE 9: 0.006695
48812 | CVC_GT2_5020 | 2 | Houston | 158 | CSC 1: -0.11835; CSC 2: -0.037944; CSC 3: -0.013732; CSC4: 0.037944; CSC 5: 0.013732; CRE 1: 0.042702; CRE 2: 0.023523; CRE 3: 0.026821; CRE 4: 0.026935; CRE 5: 0.04053; CRE 6: 0.040597; CRE 7: 0.025693; CRE 8: 0.014758; CRE 9: 0.006695
48813 | CVC_GT1_5035 | 1 | Houston | 160 | CSC 1: -0.11835; CSC 2: -0.037944; CSC 3: -0.013732; CSC4: 0.037944; CSC 5: 0.013732; CRE 1: 0.042702; CRE 2: 0.023523; CRE 3: 0.026821; CRE 4: 0.026935; CRE 5: 0.04053; CRE 6: 0.040597; CRE 7: 0.025693; CRE 8: 0.014758; CRE 9: 0.006695
48814 | CVC_ST5_5040 | 1 | Houston | 162 | CSC 1: -0.11835; CSC 2: -0.037944; CSC 3: -0.013732; CSC4: 0.037944; CSC 5: 0.013732; CRE 1: 0.042702; CRE 2: 0.023523; CRE 3: 0.026821; CRE 4: 0.026935; CRE 5: 0.04053; CRE 6: 0.040597; CRE 7: 0.025693; CRE 8: 0.014758; CRE 9: 0.006695
48815 | CVC_GT4_8005 | 4 | Houston | 165 | CSC 1: -0.14623; CSC 2: -0.046597; CSC 3: -0.013135; CSC4: 0.046597; CSC 5: 0.013135; CRE 1: 0.050056; CRE 2: 0.027538; CRE 3: 0.031358; CRE 4: 0.031497; CRE 5: 0.048615; CRE 6: 0.048693; CRE 7: 0.030118; CRE 8: 0.017077; CRE 9: 0.008362
48820 | SHELLG1_3015 | 1 | Houston | 71 | CSC 1: -0.15782; CSC 2: -0.051524; CSC 3: -0.012789; CSC4: 0.051524; CSC 5: 0.012789; CRE 1: 0.054241; CRE 2: 0.029822; CRE 3: 0.033939; CRE 4: 0.034092; CRE 5: 0.053219; CRE 6: 0.053304; CRE 7: 0.032636; CRE 8: 0.018396; CRE 9: 0.009311
48821 | SHELLG2 | 2 | Houston | 72 | CSC 1: -0.15782; CSC 2: -0.051524; CSC 3: -0.012789; CSC4: 0.051524; CSC 5: 0.012789; CRE 1: 0.054241; CRE 2: 0.029822; CRE 3: 0.033939; CRE 4: 0.034092; CRE 5: 0.053219; CRE 6: 0.053304; CRE 7: 0.032636; CRE 8: 0.018396; CRE 9: 0.009311
48822 | SHELLG3_3020 | 1 | Houston | 39 | CSC 1: -0.15782; CSC 2: -0.051524; CSC 3: -0.012789; CSC4: 0.051524; CSC 5: 0.012789; CRE 1: 0.054241; CRE 2: 0.029822; CRE 3: 0.033939; CRE 4: 0.034092; CRE 5: 0.053219; CRE 6: 0.053304; CRE 7: 0.032636; CRE 8: 0.018396; CRE 9: 0.009311
48822 | SHELLG3_3020 | 2 | Houston | 30 | CSC 1: -0.15782; CSC 2: -0.051524; CSC 3: -0.012789; CSC4: 0.051524; CSC 5: 0.012789; CRE 1: 0.054241; CRE 2: 0.029822; CRE 3: 0.033939; CRE 4: 0.034092; CRE 5: 0.053219; CRE 6: 0.053304; CRE 7: 0.032636; CRE 8: 0.018396; CRE 9: 0.009311
48841 | SJS_GT1_GT1 | 1 | Houston | 62.4 | CSC 1: -0.16077; CSC 2: -0.053512; CSC 3: -0.012648; CSC4: 0.053512; CSC 5: 0.012648; CRE 1: 0.055929; CRE 2: 0.030743; CRE 3: 0.03498; CRE 4: 0.035139; CRE 5: 0.055078; CRE 6: 0.055166; CRE 7: 0.033652; CRE 8: 0.018928; CRE 9: 0.009694
48842 | SJS_GT2_GT2 | 2 | Houston | 64.8 | CSC 1: -0.16077; CSC 2: -0.053512; CSC 3: -0.012648; CSC4: 0.053512; CSC 5: 0.012648; CRE 1: 0.055929; CRE 2: 0.030743; CRE 3: 0.03498; CRE 4: 0.035139; CRE 5: 0.055078; CRE 6: 0.055166; CRE 7: 0.033652; CRE 8: 0.018928; CRE 9: 0.009694
48845 | SOL_GT1 | 1 | Houston | 16.2 | CSC 1: -0.15864; CSC 2: -0.052112; CSC 3: -0.012747; CSC4: 0.052112; CSC 5: 0.012747; CRE 1: 0.05474; CRE 2: 0.030094; CRE 3: 0.034247; CRE 4: 0.034402; CRE 5: 0.053768; CRE 6: 0.053854; CRE 7: 0.032937; CRE 8: 0.018553; CRE 9: 0.009424
48851 | SRB_GN1_1 | 1 | Houston | 132 | CSC 1: -0.15893; CSC 2: -0.052227; CSC 3: -0.012739; CSC4: 0.052227; CSC 5: 0.012739; CRE 1: 0.054838; CRE 2: 0.030148; CRE 3: 0.034307; CRE 4: 0.034463; CRE 5: 0.053875; CRE 6: 0.053962; CRE 7: 0.032996; CRE 8: 0.018584; CRE 9: 0.009447
48852 | SRB_GN2_2 | 2 | Houston | 140.8 | CSC 1: -0.159; CSC 2: -0.052258; CSC 3: -0.012737; CSC4: 0.052258; CSC 5: 0.012737; CRE 1: 0.054864; CRE 2: 0.030162; CRE 3: 0.034324; CRE 4: 0.034479; CRE 5: 0.053905; CRE 6: 0.053991; CRE 7: 0.033011; CRE 8: 0.018593; CRE 9: 0.009453
48853 | SRB_GN3_3 | 3 | Houston | 170.4 | CSC 1: -0.15861; CSC 2: -0.05212; CSC 3: -0.012747; CSC4: 0.05212; CSC 5: 0.012747; CRE 1: 0.054747; CRE 2: 0.030098; CRE 3: 0.034251; CRE 4: 0.034406; CRE 5: 0.053776; CRE 6: 0.053862; CRE 7: 0.032941; CRE 8: 0.018556; CRE 9: 0.009426
48854 | SRB_GN4_4 | 4 | Houston | 182.4 | CSC 1: -0.15871; CSC 2: -0.052094; CSC 3: -0.012749; CSC4: 0.052094; CSC 5: 0.012749; CRE 1: 0.054725; CRE 2: 0.030086; CRE 3: 0.034238; CRE 4: 0.034393; CRE 5: 0.053751; CRE 6: 0.053837; CRE 7: 0.032928; CRE 8: 0.018549; CRE 9: 0.009421
48855 | SRB_GT211035 | B1 | Houston | 0 | CSC 1: -0.15906; CSC 2: -0.052281; CSC 3: -0.012736; CSC4: 0.052281; CSC 5: 0.012736; CRE 1: 0.054883; CRE 2: 0.030173; CRE 3: 0.034335; CRE 4: 0.034491; CRE 5: 0.053925; CRE 6: 0.054012; CRE 7: 0.033023; CRE 8: 0.018599; CRE 9: 0.009457
48855 | SRB_GT211035 | B2 | Houston | 0 | CSC 1: -0.15906; CSC 2: -0.052281; CSC 3: -0.012736; CSC4: 0.052281; CSC 5: 0.012736; CRE 1: 0.054883; CRE 2: 0.030173; CRE 3: 0.034335; CRE 4: 0.034491; CRE 5: 0.053925; CRE 6: 0.054012; CRE 7: 0.033023; CRE 8: 0.018599; CRE 9: 0.009457
48873 | THW_ST3_ST_3 | 3 | Houston | 107 | CSC 1: -0.20574; CSC 2: -0.049229; CSC 3: -0.012967; CSC4: 0.049229; CSC 5: 0.012967; CRE 1: 0.052301; CRE 2: 0.028763; CRE 3: 0.032743; CRE 4: 0.03289; CRE 5: 0.051079; CRE 6: 0.051161; CRE 7: 0.031469; CRE 8: 0.017786; CRE 9: 0.008868
48874 | THW_ST4_ST_4 | 4 | Houston | 108 | CSC 1: -0.20574; CSC 2: -0.049229; CSC 3: -0.012967; CSC4: 0.049229; CSC 5: 0.012967; CRE 1: 0.052301; CRE 2: 0.028763; CRE 3: 0.032743; CRE 4: 0.03289; CRE 5: 0.051079; CRE 6: 0.051161; CRE 7: 0.031469; CRE 8: 0.017786; CRE 9: 0.008868
48875 | THW_3132 | A | Houston | 55 | CSC 1: -0.20574; CSC 2: -0.049229; CSC 3: -0.012967; CSC4: 0.049229; CSC 5: 0.012967; CRE 1: 0.052301; CRE 2: 0.028763; CRE 3: 0.032743; CRE 4: 0.03289; CRE 5: 0.051079; CRE 6: 0.051161; CRE 7: 0.031469; CRE 8: 0.017786; CRE 9: 0.008868
48875 | THW_3132 | B | Houston | 53 | CSC 1: -0.20574; CSC 2: -0.049229; CSC 3: -0.012967; CSC4: 0.049229; CSC 5: 0.012967; CRE 1: 0.052301; CRE 2: 0.028763; CRE 3: 0.032743; CRE 4: 0.03289; CRE 5: 0.051079; CRE 6: 0.051161; CRE 7: 0.031469; CRE 8: 0.017786; CRE 9: 0.008868
48877 | THW_3334 | C | Houston | 55 | CSC 1: -0.20574; CSC 2: -0.049229; CSC 3: -0.012967; CSC4: 0.049229; CSC 5: 0.012967; CRE 1: 0.052301; CRE 2: 0.028763; CRE 3: 0.032743; CRE 4: 0.03289; CRE 5: 0.051079; CRE 6: 0.051161; CRE 7: 0.031469; CRE 8: 0.017786; CRE 9: 0.008868
48877 | THW_3334 | D | Houston | 57 | CSC 1: -0.20574; CSC 2: -0.049229; CSC 3: -0.012967; CSC4: 0.049229; CSC 5: 0.012967; CRE 1: 0.052301; CRE 2: 0.028763; CRE 3: 0.032743; CRE 4: 0.03289; CRE 5: 0.051079; CRE 6: 0.051161; CRE 7: 0.031469; CRE 8: 0.017786; CRE 9: 0.008868
48879 | THW_4142 | E | Houston | 56 | CSC 1: -0.20574; CSC 2: -0.049229; CSC 3: -0.012967; CSC4: 0.049229; CSC 5: 0.012967; CRE 1: 0.052301; CRE 2: 0.028763; CRE 3: 0.032743; CRE 4: 0.03289; CRE 5: 0.051079; CRE 6: 0.051161; CRE 7: 0.031469; CRE 8: 0.017786; CRE 9: 0.008868
48879 | THW_4142 | F | Houston | 55 | CSC 1: -0.20574; CSC 2: -0.049229; CSC 3: -0.012967; CSC4: 0.049229; CSC 5: 0.012967; CRE 1: 0.052301; CRE 2: 0.028763; CRE 3: 0.032743; CRE 4: 0.03289; CRE 5: 0.051079; CRE 6: 0.051161; CRE 7: 0.031469; CRE 8: 0.017786; CRE 9: 0.008868
48881 | THW_4344 | G | Houston | 58 | CSC 1: -0.20574; CSC 2: -0.049229; CSC 3: -0.012967; CSC4: 0.049229; CSC 5: 0.012967; CRE 1: 0.052301; CRE 2: 0.028763; CRE 3: 0.032743; CRE 4: 0.03289; CRE 5: 0.051079; CRE 6: 0.051161; CRE 7: 0.031469; CRE 8: 0.017786; CRE 9: 0.008868
48881 | THW_4344 | H | Houston | 58 | CSC 1: -0.20574; CSC 2: -0.049229; CSC 3: -0.012967; CSC4: 0.049229; CSC 5: 0.012967; CRE 1: 0.052301; CRE 2: 0.028763; CRE 3: 0.032743; CRE 4: 0.03289; CRE 5: 0.051079; CRE 6: 0.051161; CRE 7: 0.031469; CRE 8: 0.017786; CRE 9: 0.008868
48883 | THW_GT1_GT_1 | B2 | Houston | 0 | CSC 1: -0.19175; CSC 2: -0.047795; CSC 3: -0.013064; CSC4: 0.047795; CSC 5: 0.013064; CRE 1: 0.051081; CRE 2: 0.028097; CRE 3: 0.03199; CRE 4: 0.032133; CRE 5: 0.049737; CRE 6: 0.049817; CRE 7: 0.030735; CRE 8: 0.017401; CRE 9: 0.008592
48885 | THW_5152 | A | Houston | 46.4 | CSC 1: -0.22333; CSC 2: -0.044523; CSC 3: -0.013284; CSC4: 0.044523; CSC 5: 0.013284; CRE 1: 0.048298; CRE 2: 0.026578; CRE 3: 0.030273; CRE 4: 0.030406; CRE 5: 0.046689; CRE 6: 0.046764; CRE 7: 0.02906; CRE 8: 0.016522; CRE 9: 0.007962
48885 | THW_5152 | B | Houston | 47.2 | CSC 1: -0.22333; CSC 2: -0.044523; CSC 3: -0.013284; CSC4: 0.044523; CSC 5: 0.013284; CRE 1: 0.048298; CRE 2: 0.026578; CRE 3: 0.030273; CRE 4: 0.030406; CRE 5: 0.046689; CRE 6: 0.046764; CRE 7: 0.02906; CRE 8: 0.016522; CRE 9: 0.007962
48886 | THW_5354 | C | Houston | 45.6 | CSC 1: -0.22333; CSC 2: -0.044523; CSC 3: -0.013284; CSC4: 0.044523; CSC 5: 0.013284; CRE 1: 0.048298; CRE 2: 0.026578; CRE 3: 0.030273; CRE 4: 0.030406; CRE 5: 0.046689; CRE 6: 0.046764; CRE 7: 0.02906; CRE 8: 0.016522; CRE 9: 0.007962
48886 | THW_5354 | D | Houston | 46.4 | CSC 1: -0.22333; CSC 2: -0.044523; CSC 3: -0.013284; CSC4: 0.044523; CSC 5: 0.013284; CRE 1: 0.048298; CRE 2: 0.026578; CRE 3: 0.030273; CRE 4: 0.030406; CRE 5: 0.046689; CRE 6: 0.046764; CRE 7: 0.02906; CRE 8: 0.016522; CRE 9: 0.007962
48887 | THW_5556 | E | Houston | 47.2 | CSC 1: -0.22333; CSC 2: -0.044523; CSC 3: -0.013284; CSC4: 0.044523; CSC 5: 0.013284; CRE 1: 0.048298; CRE 2: 0.026578; CRE 3: 0.030273; CRE 4: 0.030406; CRE 5: 0.046689; CRE 6: 0.046764; CRE 7: 0.02906; CRE 8: 0.016522; CRE 9: 0.007962
48887 | THW_5556 | F | Houston | 45.6 | CSC 1: -0.22333; CSC 2: -0.044523; CSC 3: -0.013284; CSC4: 0.044523; CSC 5: 0.013284; CRE 1: 0.048298; CRE 2: 0.026578; CRE 3: 0.030273; CRE 4: 0.030406; CRE 5: 0.046689; CRE 6: 0.046764; CRE 7: 0.02906; CRE 8: 0.016522; CRE 9: 0.007962
48911 | TGF_GT1_8000 | 1 | Houston | 69.2 | CSC 1: -0.16102; CSC 2: -0.1074; CSC 3: -0.008621; CSC4: 0.1074; CSC 5: 0.008621; CRE 1: 0.10137; CRE 2: 0.055541; CRE 3: 0.063034; CRE 4: 0.063349; CRE 5: 0.10424; CRE 6: 0.1044; CRE 7: 0.061004; CRE 8: 0.033315; CRE 9: 0.020095
48921 | WAP_GN1_1 | 1 | Houston | 132.8 | CSC 1: -0.19237; CSC 2: -0.069464; CSC 3: -0.011588; CSC4: 0.069464; CSC 5: 0.011588; CRE 1: 0.069483; CRE 2: 0.038142; CRE 3: 0.043346; CRE 4: 0.043551; CRE 5: 0.069841; CRE 6: 0.06995; CRE 7: 0.041806; CRE 8: 0.023215; CRE 9: 0.012767
48922 | WAP_GN2_2 | 2 | Houston | 132.8 | CSC 1: -0.19237; CSC 2: -0.069464; CSC 3: -0.011588; CSC4: 0.069464; CSC 5: 0.011588; CRE 1: 0.069483; CRE 2: 0.038142; CRE 3: 0.043346; CRE 4: 0.043551; CRE 5: 0.069841; CRE 6: 0.06995; CRE 7: 0.041806; CRE 8: 0.023215; CRE 9: 0.012767
48923 | WAP_GN3_3 | 3 | Houston | 198.4 | CSC 1: -0.19237; CSC 2: -0.069464; CSC 3: -0.011588; CSC4: 0.069464; CSC 5: 0.011588; CRE 1: 0.069483; CRE 2: 0.038142; CRE 3: 0.043346; CRE 4: 0.043551; CRE 5: 0.069841; CRE 6: 0.06995; CRE 7: 0.041806; CRE 8: 0.023215; CRE 9: 0.012767
48924 | WAP_GN4_4 | 4 | Houston | 546 | CSC 1: -0.19237; CSC 2: -0.069464; CSC 3: -0.011588; CSC4: 0.069464; CSC 5: 0.011588; CRE 1: 0.069483; CRE 2: 0.038142; CRE 3: 0.043346; CRE 4: 0.043551; CRE 5: 0.069841; CRE 6: 0.06995; CRE 7: 0.041806; CRE 8: 0.023215; CRE 9: 0.012767
48925 | WAP_GN5_5 | 5 | Houston | 573.3 | CSC 1: -0.19237; CSC 2: -0.069464; CSC 3: -0.011588; CSC4: 0.069464; CSC 5: 0.011588; CRE 1: 0.069483; CRE 2: 0.038142; CRE 3: 0.043346; CRE 4: 0.043551; CRE 5: 0.069841; CRE 6: 0.06995; CRE 7: 0.041806; CRE 8: 0.023215; CRE 9: 0.012767
48926 | WAP_GN6_6 | 6 | Houston | 651 | CSC 1: -0.20757; CSC 2: -0.07141; CSC 3: -0.01142; CSC4: 0.07141; CSC 5: 0.01142; CRE 1: 0.071163; CRE 2: 0.039059; CRE 3: 0.044376; CRE 4: 0.044587; CRE 5: 0.07189; CRE 6: 0.072002; CRE 7: 0.042818; CRE 8: 0.023726; CRE 9: 0.01314
48927 | WAP_GN7_7 | 7 | Houston | 564 | CSC 1: -0.20757; CSC 2: -0.07141; CSC 3: -0.01142; CSC4: 0.07141; CSC 5: 0.01142; CRE 1: 0.071163; CRE 2: 0.039059; CRE 3: 0.044376; CRE 4: 0.044587; CRE 5: 0.07189; CRE 6: 0.072002; CRE 7: 0.042818; CRE 8: 0.023726; CRE 9: 0.01314
48928 | WAP_GN8_8 | 8 | Houston | 603 | CSC 1: -0.20757; CSC 2: -0.07141; CSC 3: -0.01142; CSC4: 0.07141; CSC 5: 0.01142; CRE 1: 0.071163; CRE 2: 0.039059; CRE 3: 0.044376; CRE 4: 0.044587; CRE 5: 0.07189; CRE 6: 0.072002; CRE 7: 0.042818; CRE 8: 0.023726; CRE 9: 0.01314
48929 | WAPGT21_GT1 | B1 | Houston | 0 | CSC 1: -0.19237; CSC 2: -0.069464; CSC 3: -0.011588; CSC4: 0.069464; CSC 5: 0.011588; CRE 1: 0.069483; CRE 2: 0.038142; CRE 3: 0.043346; CRE 4: 0.043551; CRE 5: 0.069841; CRE 6: 0.06995; CRE 7: 0.041806; CRE 8: 0.023215; CRE 9: 0.012767
49803 | EXN_15GT | 1 | Houston | 33 | CSC 1: -0.15086; CSC 2: -0.047974; CSC 3: -0.013036; CSC4: 0.047974; CSC 5: 0.013036; CRE 1: 0.051225; CRE 2: 0.028176; CRE 3: 0.032078; CRE 4: 0.032221; CRE 5: 0.049904; CRE 6: 0.049984; CRE 7: 0.030821; CRE 8: 0.017445; CRE 9: 0.008627
49804 | EXN_16GT | 2 | Houston | 32 | CSC 1: -0.15086; CSC 2: -0.047974; CSC 3: -0.013036; CSC4: 0.047974; CSC 5: 0.013036; CRE 1: 0.051225; CRE 2: 0.028176; CRE 3: 0.032078; CRE 4: 0.032221; CRE 5: 0.049904; CRE 6: 0.049984; CRE 7: 0.030821; CRE 8: 0.017445; CRE 9: 0.008627
49805 | EXN_17GT | 3 | Houston | 31 | CSC 1: -0.15086; CSC 2: -0.047974; CSC 3: -0.013036; CSC4: 0.047974; CSC 5: 0.013036; CRE 1: 0.051225; CRE 2: 0.028176; CRE 3: 0.032078; CRE 4: 0.032221; CRE 5: 0.049904; CRE 6: 0.049984; CRE 7: 0.030821; CRE 8: 0.017445; CRE 9: 0.008627
49826 | EXN938GT | 5 | Houston | 43 | CSC 1: -0.15086; CSC 2: -0.047974; CSC 3: -0.013036; CSC4: 0.047974; CSC 5: 0.013036; CRE 1: 0.051225; CRE 2: 0.028176; CRE 3: 0.032078; CRE 4: 0.032221; CRE 5: 0.049904; CRE 6: 0.049984; CRE 7: 0.030821; CRE 8: 0.017445; CRE 9: 0.008627
49828 | EXN941GT | 10 | Houston | 17.7 | CSC 1: -0.15086; CSC 2: -0.047974; CSC 3: -0.013036; CSC4: 0.047974; CSC 5: 0.013036; CRE 1: 0.051225; CRE 2: 0.028176; CRE 3: 0.032078; CRE 4: 0.032221; CRE 5: 0.049904; CRE 6: 0.049984; CRE 7: 0.030821; CRE 8: 0.017445; CRE 9: 0.008627
49829 | EXN942GT | 11 | Houston | 20 | CSC 1: -0.15086; CSC 2: -0.047974; CSC 3: -0.013036; CSC4: 0.047974; CSC 5: 0.013036; CRE 1: 0.051225; CRE 2: 0.028176; CRE 3: 0.032078; CRE 4: 0.032221; CRE 5: 0.049904; CRE 6: 0.049984; CRE 7: 0.030821; CRE 8: 0.017445; CRE 9: 0.008627
49830 | EXN943GT | 12 | Houston | 19 | CSC 1: -0.15086; CSC 2: -0.047974; CSC 3: -0.013036; CSC4: 0.047974; CSC 5: 0.013036; CRE 1: 0.051225; CRE 2: 0.028176; CRE 3: 0.032078; CRE 4: 0.032221; CRE 5: 0.049904; CRE 6: 0.049984; CRE 7: 0.030821; CRE 8: 0.017445; CRE 9: 0.008627
49831 | EXN944GT | 13 | Houston | 33 | CSC 1: -0.15086; CSC 2: -0.047974; CSC 3: -0.013036; CSC4: 0.047974; CSC 5: 0.013036; CRE 1: 0.051225; CRE 2: 0.028176; CRE 3: 0.032078; CRE 4: 0.032221; CRE 5: 0.049904; CRE 6: 0.049984; CRE 7: 0.030821; CRE 8: 0.017445; CRE 9: 0.008627
49832 | EXN945GT | 9 | Houston | 18.5 | CSC 1: -0.15086; CSC 2: -0.047974; CSC 3: -0.013036; CSC4: 0.047974; CSC 5: 0.013036; CRE 1: 0.051225; CRE 2: 0.028176; CRE 3: 0.032078; CRE 4: 0.032221; CRE 5: 0.049904; CRE 6: 0.049984; CRE 7: 0.030821; CRE 8: 0.017445; CRE 9: 0.008627
49837 | EXN_GT | 4 | Houston | 81 | CSC 1: -0.15086; CSC 2: -0.047974; CSC 3: -0.013036; CSC4: 0.047974; CSC 5: 0.013036; CRE 1: 0.051225; CRE 2: 0.028176; CRE 3: 0.032078; CRE 4: 0.032221; CRE 5: 0.049904; CRE 6: 0.049984; CRE 7: 0.030821; CRE 8: 0.017445; CRE 9: 0.008627
49838 | EXN_14GT | 14 | Houston | 140 | CSC 1: -0.15086; CSC 2: -0.047974; CSC 3: -0.013036; CSC4: 0.047974; CSC 5: 0.013036; CRE 1: 0.051225; CRE 2: 0.028176; CRE 3: 0.032078; CRE 4: 0.032221; CRE 5: 0.049904; CRE 6: 0.049984; CRE 7: 0.030821; CRE 8: 0.017445; CRE 9: 0.008627
49851 | DOW17000 | 37 | Houston | 39 | CSC 1: -0.17898; CSC 2: -0.090899; CSC 3: -0.009911; CSC4: 0.090899; CSC 5: 0.009911; CRE 1: 0.087616; CRE 2: 0.048037; CRE 3: 0.054523; CRE 4: 0.054791; CRE 5: 0.08998; CRE 6: 0.090119; CRE 7: 0.052723; CRE 8: 0.028907; CRE 9: 0.0169
49858 | DOW38100 | 31 | Houston | 45 | CSC 1: -0.17898; CSC 2: -0.090899; CSC 3: -0.009911; CSC4: 0.090899; CSC 5: 0.009911; CRE 1: 0.087616; CRE 2: 0.048037; CRE 3: 0.054523; CRE 4: 0.054791; CRE 5: 0.08998; CRE 6: 0.090119; CRE 7: 0.052723; CRE 8: 0.028907; CRE 9: 0.0169
49859 | DOW38200 | 33 | Houston | 28 | CSC 1: -0.17898; CSC 2: -0.090899; CSC 3: -0.009911; CSC4: 0.090899; CSC 5: 0.009911; CRE 1: 0.087616; CRE 2: 0.048037; CRE 3: 0.054523; CRE 4: 0.054791; CRE 5: 0.08998; CRE 6: 0.090119; CRE 7: 0.052723; CRE 8: 0.028907; CRE 9: 0.0169
49860 | DOW38300 | 32 | Houston | 63 | CSC 1: -0.17898; CSC 2: -0.090899; CSC 3: -0.009911; CSC4: 0.090899; CSC 5: 0.009911; CRE 1: 0.087616; CRE 2: 0.048037; CRE 3: 0.054523; CRE 4: 0.054791; CRE 5: 0.08998; CRE 6: 0.090119; CRE 7: 0.052723; CRE 8: 0.028907; CRE 9: 0.0169
49862 | DOW39100 | 36 | Houston | 54 | CSC 1: -0.17898; CSC 2: -0.090899; CSC 3: -0.009911; CSC4: 0.090899; CSC 5: 0.009911; CRE 1: 0.087616; CRE 2: 0.048037; CRE 3: 0.054523; CRE 4: 0.054791; CRE 5: 0.08998; CRE 6: 0.090119; CRE 7: 0.052723; CRE 8: 0.028907; CRE 9: 0.0169
49863 | DOW39200 | 35 | Houston | 55 | CSC 1: -0.17898; CSC 2: -0.090899; CSC 3: -0.009911; CSC4: 0.090899; CSC 5: 0.009911; CRE 1: 0.087616; CRE 2: 0.048037; CRE 3: 0.054523; CRE 4: 0.054791; CRE 5: 0.08998; CRE 6: 0.090119; CRE 7: 0.052723; CRE 8: 0.028907; CRE 9: 0.0169
49865 | DOW41000 | 41 | Houston | 31 | CSC 1: -0.17898; CSC 2: -0.090899; CSC 3: -0.009911; CSC4: 0.090899; CSC 5: 0.009911; CRE 1: 0.087616; CRE 2: 0.048037; CRE 3: 0.054523; CRE 4: 0.054791; CRE 5: 0.08998; CRE 6: 0.090119; CRE 7: 0.052723; CRE 8: 0.028907; CRE 9: 0.0169
49866 | DOW42000 | 42 | Houston | 11 | CSC 1: -0.17898; CSC 2: -0.090899; CSC 3: -0.009911; CSC4: 0.090899; CSC 5: 0.009911; CRE 1: 0.087616; CRE 2: 0.048037; CRE 3: 0.054523; CRE 4: 0.054791; CRE 5: 0.08998; CRE 6: 0.090119; CRE 7: 0.052723; CRE 8: 0.028907; CRE 9: 0.0169
49869 | DOW49000 | 45 | Houston | 59 | CSC 1: -0.17898; CSC 2: -0.090899; CSC 3: -0.009911; CSC4: 0.090899; CSC 5: 0.009911; CRE 1: 0.087616; CRE 2: 0.048037; CRE 3: 0.054523; CRE 4: 0.054791; CRE 5: 0.08998; CRE 6: 0.090119; CRE 7: 0.052723; CRE 8: 0.028907; CRE 9: 0.0169
49870 | DOW61000 | 61 | Houston | 44 | CSC 1: -0.17898; CSC 2: -0.090899; CSC 3: -0.009911; CSC4: 0.090899; CSC 5: 0.009911; CRE 1: 0.087616; CRE 2: 0.048037; CRE 3: 0.054523; CRE 4: 0.054791; CRE 5: 0.08998; CRE 6: 0.090119; CRE 7: 0.052723; CRE 8: 0.028907; CRE 9: 0.0169
49871 | DOW62000 | 62 | Houston | 40 | CSC 1: -0.17898; CSC 2: -0.090899; CSC 3: -0.009911; CSC4: 0.090899; CSC 5: 0.009911; CRE 1: 0.087616; CRE 2: 0.048037; CRE 3: 0.054523; CRE 4: 0.054791; CRE 5: 0.08998; CRE 6: 0.090119; CRE 7: 0.052723; CRE 8: 0.028907; CRE 9: 0.0169
49872 | DOW63000 | 63 | Houston | 45 | CSC 1: -0.17898; CSC 2: -0.090899; CSC 3: -0.009911; CSC4: 0.090899; CSC 5: 0.009911; CRE 1: 0.087616; CRE 2: 0.048037; CRE 3: 0.054523; CRE 4: 0.054791; CRE 5: 0.08998; CRE 6: 0.090119; CRE 7: 0.052723; CRE 8: 0.028907; CRE 9: 0.0169
49873 | DOW64000 | 64 | Houston | 41 | CSC 1: -0.17898; CSC 2: -0.090899; CSC 3: -0.009911; CSC4: 0.090899; CSC 5: 0.009911; CRE 1: 0.087616; CRE 2: 0.048037; CRE 3: 0.054523; CRE 4: 0.054791; CRE 5: 0.08998; CRE 6: 0.090119; CRE 7: 0.052723; CRE 8: 0.028907; CRE 9: 0.0169
49876 | DOW65000 | 65 | Houston | 63 | CSC 1: -0.17898; CSC 2: -0.090899; CSC 3: -0.009911; CSC4: 0.090899; CSC 5: 0.009911; CRE 1: 0.087616; CRE 2: 0.048037; CRE 3: 0.054523; CRE 4: 0.054791; CRE 5: 0.08998; CRE 6: 0.090119; CRE 7: 0.052723; CRE 8: 0.028907; CRE 9: 0.0169
49877 | DOW66000 | 66 | Houston | 61 | CSC 1: -0.17898; CSC 2: -0.090899; CSC 3: -0.009911; CSC4: 0.090899; CSC 5: 0.009911; CRE 1: 0.087616; CRE 2: 0.048037; CRE 3: 0.054523; CRE 4: 0.054791; CRE 5: 0.08998; CRE 6: 0.090119; CRE 7: 0.052723; CRE 8: 0.028907; CRE 9: 0.0169
49878 | DOW67000 | 67 | Houston | 65 | CSC 1: -0.17898; CSC 2: -0.090899; CSC 3: -0.009911; CSC4: 0.090899; CSC 5: 0.009911; CRE 1: 0.087616; CRE 2: 0.048037; CRE 3: 0.054523; CRE 4: 0.054791; CRE 5: 0.08998; CRE 6: 0.090119; CRE 7: 0.052723; CRE 8: 0.028907; CRE 9: 0.0169
49882 | DOW81000 | 81 | Houston | 47 | CSC 1: -0.17898; CSC 2: -0.090899; CSC 3: -0.009911; CSC4: 0.090899; CSC 5: 0.009911; CRE 1: 0.087616; CRE 2: 0.048037; CRE 3: 0.054523; CRE 4: 0.054791; CRE 5: 0.08998; CRE 6: 0.090119; CRE 7: 0.052723; CRE 8: 0.028907; CRE 9: 0.0169
49884 | DOW82000 | 82 | Houston | 51 | CSC 1: -0.17898; CSC 2: -0.090899; CSC 3: -0.009911; CSC4: 0.090899; CSC 5: 0.009911; CRE 1: 0.087616; CRE 2: 0.048037; CRE 3: 0.054523; CRE 4: 0.054791; CRE 5: 0.08998; CRE 6: 0.090119; CRE 7: 0.052723; CRE 8: 0.028907; CRE 9: 0.0169
49885 | DOW83000 | 83 | Houston | 51 | CSC 1: -0.17898; CSC 2: -0.090899; CSC 3: -0.009911; CSC4: 0.090899; CSC 5: 0.009911; CRE 1: 0.087616; CRE 2: 0.048037; CRE 3: 0.054523; CRE 4: 0.054791; CRE 5: 0.08998; CRE 6: 0.090119; CRE 7: 0.052723; CRE 8: 0.028907; CRE 9: 0.0169
49886 | DOW84000 | 84 | Houston | 107 | CSC 1: -0.17898; CSC 2: -0.090899; CSC 3: -0.009911; CSC4: 0.090899; CSC 5: 0.009911; CRE 1: 0.087616; CRE 2: 0.048037; CRE 3: 0.054523; CRE 4: 0.054791; CRE 5: 0.08998; CRE 6: 0.090119; CRE 7: 0.052723; CRE 8: 0.028907; CRE 9: 0.0169
60000 | DSKY2 | 1 | West | 19.1 | CSC 1: 0.12577; CSC 2: 0.13086; CSC 3: 0.32351; CSC4: -0.13086; CSC 5: -0.32351; CRE 1: -0.10353; CRE 2: -0.056392; CRE 3: -0.064262; CRE 4: -0.06462; CRE 5: -0.097407; CRE 6: -0.097569; CRE 7: -0.063606; CRE 8: -0.033764; CRE 9: -0.024232
60003 | KING_NE1A | 1 | West | 20 | CSC 1: 0.12688; CSC 2: 0.13266; CSC 3: 0.32583; CSC4: -0.13266; CSC 5: -0.32583; CRE 1: -0.10499; CRE 2: -0.057186; CRE 3: -0.065165; CRE 4: -0.065528; CRE 5: -0.098868; CRE 6: -0.099032; CRE 7: -0.064484; CRE 8: -0.034235; CRE 9: -0.024574
60005 | KING_SE1A | 1 | West | 10 | CSC 1: 0.12688; CSC 2: 0.13266; CSC 3: 0.32583; CSC4: -0.13266; CSC 5: -0.32583; CRE 1: -0.10499; CRE 2: -0.057186; CRE 3: -0.065165; CRE 4: -0.065528; CRE 5: -0.098868; CRE 6: -0.099032; CRE 7: -0.064484; CRE 8: -0.034235; CRE 9: -0.024574
60007 | KING_SW1A | 1 | West | 20 | CSC 1: 0.12799; CSC 2: 0.13449; CSC 3: 0.32846; CSC4: -0.13449; CSC 5: -0.32846; CRE 1: -0.10644; CRE 2: -0.057977; CRE 3: -0.066065; CRE 4: -0.066433; CRE 5: -0.10032; CRE 6: -0.10049; CRE 7: -0.065356; CRE 8: -0.034703; CRE 9: -0.024923
60016 | WOODWRD11A | 1 | West | 20 | CSC 1: 0.12725; CSC 2: 0.13328; CSC 3: 0.32681; CSC4: -0.13328; CSC 5: -0.32681; CRE 1: -0.10547; CRE 2: -0.057447; CRE 3: -0.065462; CRE 4: -0.065827; CRE 5: -0.099345; CRE 6: -0.09951; CRE 7: -0.064771; CRE 8: -0.034389; CRE 9: -0.024692
60017 | ORNNWP1 | 1 | West | 20 | CSC 1: 0.12516; CSC 2: 0.12987; CSC 3: 0.3223; CSC4: -0.12987; CSC 5: -0.3223; CRE 1: -0.10272; CRE 2: -0.055953; CRE 3: -0.063762; CRE 4: -0.064117; CRE 5: -0.096597; CRE 6: -0.096757; CRE 7: -0.063119; CRE 8: -0.033504; CRE 9: -0.024045
60018 | DSKY1 | 1 | West | 21 | CSC 1: 0.12449; CSC 2: 0.12878; CSC 3: 0.32086; CSC4: -0.12878; CSC 5: -0.32086; CRE 1: -0.10184; CRE 2: -0.055473; CRE 3: -0.063216; CRE 4: -0.063568; CRE 5: -0.095714; CRE 6: -0.095873; CRE 7: -0.062588; CRE 8: -0.033219; CRE 9: -0.023838
60019 | KING_NW1A | 1 | West | 20 | CSC 1: 0.12799; CSC 2: 0.13449; CSC 3: 0.32846; CSC4: -0.13449; CSC 5: -0.32846; CRE 1: -0.10644; CRE 2: -0.057977; CRE 3: -0.066065; CRE 4: -0.066433; CRE 5: -0.10032; CRE 6: -0.10049; CRE 7: -0.065356; CRE 8: -0.034703; CRE 9: -0.024923
60052 | WILDHRS11A | 1 | West | 25.3 | CSC 1: 0.14226; CSC 2: 0.1587; CSC 3: 0.21568; CSC4: -0.1587; CSC 5: -0.21568; CRE 1: -0.12569; CRE 2: -0.068446; CRE 3: -0.077993; CRE 4: -0.078431; CRE 5: -0.11946; CRE 6: -0.11965; CRE 7: -0.076915; CRE 8: -0.040927; CRE 9: -0.029568
60053 | WILDHRS21A | 1 | West | 7.8 | CSC 1: 0.14226; CSC 2: 0.1587; CSC 3: 0.21568; CSC4: -0.1587; CSC 5: -0.21568; CRE 1: -0.12569; CRE 2: -0.068446; CRE 3: -0.077993; CRE 4: -0.078431; CRE 5: -0.11946; CRE 6: -0.11965; CRE 7: -0.076915; CRE 8: -0.040927; CRE 9: -0.029568
60057 | CALLAHAN1A | 1 | West | 22.8 | CSC 1: 0.13756; CSC 2: 0.14993; CSC 3: 0.31018; CSC4: -0.14993; CSC 5: -0.31018; CRE 1: -0.12111; CRE 2: -0.066024; CRE 3: -0.075195; CRE 4: -0.075607; CRE 5: -0.11503; CRE 6: -0.11522; CRE 7: -0.074781; CRE 8: -0.039549; CRE 9: -0.027838
60058 | BUFF_GAP1A | 1 | West | 24 | CSC 1: 0.13884; CSC 2: 0.15226; CSC 3: 0.40176; CSC4: -0.15226; CSC 5: -0.40176; CRE 1: -0.12093; CRE 2: -0.065872; CRE 3: -0.075046; CRE 4: -0.075465; CRE 5: -0.11482; CRE 6: -0.11501; CRE 7: -0.074139; CRE 8: -0.039389; CRE 9: -0.02829
60060 | CIRELLO | 1 | West | 46.6 | CSC 1: 0.13884; CSC 2: 0.15226; CSC 3: 0.40176; CSC4: -0.15226; CSC 5: -0.40176; CRE 1: -0.12093; CRE 2: -0.065872; CRE 3: -0.075046; CRE 4: -0.075465; CRE 5: -0.11482; CRE 6: -0.11501; CRE 7: -0.074139; CRE 8: -0.039389; CRE 9: -0.02829
60063 | BUFF_GAP1B | 1 | West | 34 | CSC 1: 0.13884; CSC 2: 0.15226; CSC 3: 0.40176; CSC4: -0.15226; CSC 5: -0.40176; CRE 1: -0.12093; CRE 2: -0.065872; CRE 3: -0.075046; CRE 4: -0.075465; CRE 5: -0.11482; CRE 6: -0.11501; CRE 7: -0.074139; CRE 8: -0.039389; CRE 9: -0.02829
60066 | H_HOLLOW1A | 1 | West | 44.4 | CSC 1: 0.13884; CSC 2: 0.15226; CSC 3: 0.40176; CSC4: -0.15226; CSC 5: -0.40176; CRE 1: -0.12093; CRE 2: -0.065872; CRE 3: -0.075046; CRE 4: -0.075465; CRE 5: -0.11482; CRE 6: -0.11501; CRE 7: -0.074139; CRE 8: -0.039389; CRE 9: -0.02829
60068 | HHOLLOW21A | 1 | West | 36.8 | CSC 1: 0.13884; CSC 2: 0.15226; CSC 3: 0.40176; CSC4: -0.15226; CSC 5: -0.40176; CRE 1: -0.12093; CRE 2: -0.065872; CRE 3: -0.075046; CRE 4: -0.075465; CRE 5: -0.11482; CRE 6: -0.11501; CRE 7: -0.074139; CRE 8: -0.039389; CRE 9: -0.02829
60070 | HHOLLOW31A | 1 | West | 44.8 | CSC 1: 0.13884; CSC 2: 0.15226; CSC 3: 0.40176; CSC4: -0.15226; CSC 5: -0.40176; CRE 1: -0.12093; CRE 2: -0.065872; CRE 3: -0.075046; CRE 4: -0.075465; CRE 5: -0.11482; CRE 6: -0.11501; CRE 7: -0.074139; CRE 8: -0.039389; CRE 9: -0.02829
60072 | HHOLLOW41A | 1 | West | 23 | CSC 1: 0.13884; CSC 2: 0.15226; CSC 3: 0.40176; CSC4: -0.15226; CSC 5: -0.40176; CRE 1: -0.12093; CRE 2: -0.065872; CRE 3: -0.075046; CRE 4: -0.075465; CRE 5: -0.11482; CRE 6: -0.11501; CRE 7: -0.074139; CRE 8: -0.039389; CRE 9: -0.02829
60081 | WHRLWIND1A | 1 | West | 12 | CSC 1: 0.14147; CSC 2: 0.15727; CSC 3: 0.2444; CSC4: -0.15727; CSC 5: -0.2444; CRE 1: -0.12464; CRE 2: -0.067878; CRE 3: -0.077343; CRE 4: -0.077777; CRE 5: -0.11843; CRE 6: -0.11862; CRE 7: -0.076303; CRE 8: -0.04059; CRE 9: -0.02929
60201 | RIO DRCS | F | West | 0 | CSC 1: 0.12731; CSC 2: 0.13338; CSC 3: 0.32696; CSC4: -0.13338; CSC 5: -0.32696; CRE 1: -0.10555; CRE 2: -0.05749; CRE 3: -0.065511; CRE 4: -0.065876; CRE 5: -0.099425; CRE 6: -0.099589; CRE 7: -0.064819; CRE 8: -0.034415; CRE 9: -0.024711
60202 | FRNDDRCS | F | West | 0 | CSC 1: 0.11097; CSC 2: 0.10669; CSC 3: 0.29108; CSC4: -0.10669; CSC 5: -0.29108; CRE 1: -0.084103; CRE 2: -0.045818; CRE 3: -0.05223; CRE 4: -0.052518; CRE 5: -0.077964; CRE 6: -0.078095; CRE 7: -0.051917; CRE 8: -0.027498; CRE 9: -0.019642
71051 | L_BITTCR1_1N | W1 | West | 7.5 | CSC 1: 0.14029; CSC 2: 0.15489; CSC 3: 0.40422; CSC4: -0.15489; CSC 5: -0.40422; CRE 1: -0.12242; CRE 2: -0.066664; CRE 3: -0.075958; CRE 4: -0.076385; CRE 5: -0.11626; CRE 6: -0.11645; CRE 7: -0.07491; CRE 8: -0.039844; CRE 9: -0.028808
71054 | L_SWEETW1_1N | W1 | West | 21.5 | CSC 1: 0.14029; CSC 2: 0.15489; CSC 3: 0.40422; CSC4: -0.15489; CSC 5: -0.40422; CRE 1: -0.12242; CRE 2: -0.066664; CRE 3: -0.075958; CRE 4: -0.076385; CRE 5: -0.11626; CRE 6: -0.11645; CRE 7: -0.07491; CRE 8: -0.039844; CRE 9: -0.028808
71057 | L_SWEETW1_2N | W1 | West | 27 | CSC 1: 0.14029; CSC 2: 0.15489; CSC 3: 0.40422; CSC4: -0.15489; CSC 5: -0.40422; CRE 1: -0.12242; CRE 2: -0.066664; CRE 3: -0.075958; CRE 4: -0.076385; CRE 5: -0.11626; CRE 6: -0.11645; CRE 7: -0.07491; CRE 8: -0.039844; CRE 9: -0.028808
71059 | L_SWEETW1_3N | W1 | West | 23.8 | CSC 1: 0.14029; CSC 2: 0.15489; CSC 3: 0.40422; CSC4: -0.15489; CSC 5: -0.40422; CRE 1: -0.12242; CRE 2: -0.066664; CRE 3: -0.075958; CRE 4: -0.076385; CRE 5: -0.11626; CRE 6: -0.11645; CRE 7: -0.07491; CRE 8: -0.039844; CRE 9: -0.028808
71060 | L_SWEETW1_4N | W1 | West | 21 | CSC 1: 0.14029; CSC 2: 0.15489; CSC 3: 0.40422; CSC4: -0.15489; CSC 5: -0.40422; CRE 1: -0.12242; CRE 2: -0.066664; CRE 3: -0.075958; CRE 4: -0.076385; CRE 5: -0.11626; CRE 6: -0.11645; CRE 7: -0.07491; CRE 8: -0.039844; CRE 9: -0.028808
76031 | L_GASCCR1_1N | W1 | West | 30 | CSC 1: 0.13689; CSC 2: 0.14885; CSC 3: 0.3399; CSC4: -0.14885; CSC 5: -0.3399; CRE 1: -0.11844; CRE 2: -0.06452; CRE 3: -0.073503; CRE 4: -0.073912; CRE 5: -0.11237; CRE 6: -0.11255; CRE 7: -0.072669; CRE 8: -0.038591; CRE 9: -0.027634
76091 | L_DIVIDE1_1N | W1 | West | 110 | CSC 1: 0.13644; CSC 2: 0.14804; CSC 3: 0.33635; CSC4: -0.14804; CSC 5: -0.33635; CRE 1: -0.11792; CRE 2: -0.064245; CRE 3: -0.073187; CRE 4: -0.073594; CRE 5: -0.11187; CRE 6: -0.11205; CRE 7: -0.072386; CRE 8: -0.038431; CRE 9: -0.027474
80003 | MILHWYS | F | South | 0 | CSC 1: -0.1021; CSC 2: -0.16892; CSC 3: 0.00046; CSC4: 0.16892; CSC 5: -0.00046; CRE 1: 0.15201; CRE 2: 0.083137; CRE 3: 0.094234; CRE 4: 0.094727; CRE 5: 0.15992; CRE 6: 0.16017; CRE 7: 0.091529; CRE 8: 0.049188; CRE 9: 0.032042
80010 | EPLVT1 | F | South | 0 | CSC 1: -0.038702; CSC 2: -0.11836; CSC 3: 0.068129; CSC4: 0.11836; CSC 5: -0.068129; CRE 1: 0.10774; CRE 2: 0.058931; CRE 3: 0.06672; CRE 4: 0.067071; CRE 5: 0.11629; CRE 6: 0.11646; CRE 7: 0.064583; CRE 8: 0.034668; CRE 9: 0.022669
80080 | GWINDT11A | 1 | South | 40.6 | CSC 1: -0.10244; CSC 2: -0.169; CSC 3: 0.000198; CSC4: 0.169; CSC 5: -0.000198; CRE 1: 0.15209; CRE 2: 0.083181; CRE 3: 0.094285; CRE 4: 0.094778; CRE 5: 0.15999; CRE 6: 0.16023; CRE 7: 0.091579; CRE 8: 0.049215; CRE 9: 0.032057
80080 | GWINDT11A | 2 | South | 17.7 | CSC 1: -0.10244; CSC 2: -0.169; CSC 3: 0.000198; CSC4: 0.169; CSC 5: -0.000198; CRE 1: 0.15209; CRE 2: 0.083181; CRE 3: 0.094285; CRE 4: 0.094778; CRE 5: 0.15999; CRE 6: 0.16023; CRE 7: 0.091579; CRE 8: 0.049215; CRE 9: 0.032057
80080 | GWINDT11A | 3 | South | 16.4 | CSC 1: -0.10244; CSC 2: -0.169; CSC 3: 0.000198; CSC4: 0.169; CSC 5: -0.000198; CRE 1: 0.15209; CRE 2: 0.083181; CRE 3: 0.094285; CRE 4: 0.094778; CRE 5: 0.15999; CRE 6: 0.16023; CRE 7: 0.091579; CRE 8: 0.049215; CRE 9: 0.032057
80080 | GWINDT11A | 4 | South | 8.2 | CSC 1: -0.10244; CSC 2: -0.169; CSC 3: 0.000198; CSC4: 0.169; CSC 5: -0.000198; CRE 1: 0.15209; CRE 2: 0.083181; CRE 3: 0.094285; CRE 4: 0.094778; CRE 5: 0.15999; CRE 6: 0.16023; CRE 7: 0.091579; CRE 8: 0.049215; CRE 9: 0.032057
80081 | GWINDT21A | 1 | South | 40.6 | CSC 1: -0.10244; CSC 2: -0.169; CSC 3: 0.000198; CSC4: 0.169; CSC 5: -0.000198; CRE 1: 0.15209; CRE 2: 0.083181; CRE 3: 0.094285; CRE 4: 0.094778; CRE 5: 0.15999; CRE 6: 0.16023; CRE 7: 0.091579; CRE 8: 0.049215; CRE 9: 0.032057
80081 | GWINDT21A | 2 | South | 15.5 | CSC 1: -0.10244; CSC 2: -0.169; CSC 3: 0.000198; CSC4: 0.169; CSC 5: -0.000198; CRE 1: 0.15209; CRE 2: 0.083181; CRE 3: 0.094285; CRE 4: 0.094778; CRE 5: 0.15999; CRE 6: 0.16023; CRE 7: 0.091579; CRE 8: 0.049215; CRE 9: 0.032057
80081 | GWINDT21A | 3 | South | 18.6 | CSC 1: -0.10244; CSC 2: -0.169; CSC 3: 0.000198; CSC4: 0.169; CSC 5: -0.000198; CRE 1: 0.15209; CRE 2: 0.083181; CRE 3: 0.094285; CRE 4: 0.094778; CRE 5: 0.15999; CRE 6: 0.16023; CRE 7: 0.091579; CRE 8: 0.049215; CRE 9: 0.032057
80081 | GWINDT21A | 4 | South | 9.5 | CSC 1: -0.10244; CSC 2: -0.169; CSC 3: 0.000198; CSC4: 0.169; CSC 5: -0.000198; CRE 1: 0.15209; CRE 2: 0.083181; CRE 3: 0.094285; CRE 4: 0.094778; CRE 5: 0.15999; CRE 6: 0.16023; CRE 7: 0.091579; CRE 8: 0.049215; CRE 9: 0.032057
80180 | PNSCALT11A | 1 | South | 63 | CSC 1: -0.10244; CSC 2: -0.169; CSC 3: 0.000198; CSC4: 0.169; CSC 5: -0.000198; CRE 1: 0.15209; CRE 2: 0.083181; CRE 3: 0.094285; CRE 4: 0.094778; CRE 5: 0.15999; CRE 6: 0.16023; CRE 7: 0.091579; CRE 8: 0.049215; CRE 9: 0.032057
80180 | PNSCALT11A | 2 | South | 21.6 | CSC 1: -0.10244; CSC 2: -0.169; CSC 3: 0.000198; CSC4: 0.169; CSC 5: -0.000198; CRE 1: 0.15209; CRE 2: 0.083181; CRE 3: 0.094285; CRE 4: 0.094778; CRE 5: 0.15999; CRE 6: 0.16023; CRE 7: 0.091579; CRE 8: 0.049215; CRE 9: 0.032057
80181 | PNSCALT21A | 1 | South | 23.7 | CSC 1: -0.10244; CSC 2: -0.169; CSC 3: 0.000198; CSC4: 0.169; CSC 5: -0.000198; CRE 1: 0.15209; CRE 2: 0.083181; CRE 3: 0.094285; CRE 4: 0.094778; CRE 5: 0.15999; CRE 6: 0.16023; CRE 7: 0.091579; CRE 8: 0.049215; CRE 9: 0.032057
80181 | PNSCALT21A | 2 | South | 21.6 | CSC 1: -0.10244; CSC 2: -0.169; CSC 3: 0.000198; CSC4: 0.169; CSC 5: -0.000198; CRE 1: 0.15209; CRE 2: 0.083181; CRE 3: 0.094285; CRE 4: 0.094778; CRE 5: 0.15999; CRE 6: 0.16023; CRE 7: 0.091579; CRE 8: 0.049215; CRE 9: 0.032057
80265 | LARECU40A | 4 | South | 80 | CSC 1: -0.084022; CSC 2: -0.16443; CSC 3: 0.014478; CSC4: 0.16443; CSC 5: -0.014478; CRE 1: 0.14775; CRE 2: 0.080798; CRE 3: 0.091562; CRE 4: 0.092042; CRE 5: 0.15627; CRE 6: 0.1565; CRE 7: 0.088915; CRE 8: 0.047721; CRE 9: 0.03126
80266 | LARECU50A | 5 | South | 80 | CSC 1: -0.084022; CSC 2: -0.16443; CSC 3: 0.014478; CSC4: 0.16443; CSC 5: -0.014478; CRE 1: 0.14775; CRE 2: 0.080798; CRE 3: 0.091562; CRE 4: 0.092042; CRE 5: 0.15627; CRE 6: 0.1565; CRE 7: 0.088915; CRE 8: 0.047721; CRE 9: 0.03126
88198 | BEEVILLE | F | South | 0 | CSC 1: -0.094432; CSC 2: -0.17694; CSC 3: 0.000969; CSC4: 0.17694; CSC 5: -0.000969; CRE 1: 0.15835; CRE 2: 0.086587; CRE 3: 0.098166; CRE 4: 0.098681; CRE 5: 0.16598; CRE 6: 0.16623; CRE 7: 0.095357; CRE 8: 0.051248; CRE 9: 0.033612
88253 | HAMILTON | F | South | 0 | CSC 1: -0.014364; CSC 2: -0.08426; CSC 3: 0.10192; CSC4: 0.08426; CSC 5: -0.10192; CRE 1: 0.078415; CRE 2: 0.042913; CRE 3: 0.048534; CRE 4: 0.048788; CRE 5: 0.086592; CRE 6: 0.086718; CRE 7: 0.046765; CRE 8: 0.025155; CRE 9: 0.016273
88299 | ZAPATA | F | South | 0 | CSC 1: -0.090939; CSC 2: -0.16615; CSC 3: 0.009117; CSC4: 0.16615; CSC 5: -0.009117; CRE 1: 0.14938; CRE 2: 0.081692; CRE 3: 0.092583; CRE 4: 0.093068; CRE 5: 0.15766; CRE 6: 0.1579; CRE 7: 0.089914; CRE 8: 0.048282; CRE 9: 0.031559
88508 | FALFURRI | F | South | 0 | CSC 1: -0.098457; CSC 2: -0.16798; CSC 3: 0.003288; CSC4: 0.16798; CSC 5: -0.003288; CRE 1: 0.15111; CRE 2: 0.082646; CRE 3: 0.093676; CRE 4: 0.094166; CRE 5: 0.1591; CRE 6: 0.15935; CRE 7: 0.090982; CRE 8: 0.048885; CRE 9: 0.031879
x | x | x | x | x | [27 empty] | x | x | x | bar: CSC 1 to CRE 22

## CRE Calculation
[5 empty] | N to H | N to S | W to N | S to N | N to W | 1 | 2 | 3 | 4 | 5 | 6 | 7 | 8 | 9 | [16 empty] | 9
Bus Number | Bus Name | ID | Area Name | Gen MW | CSC 1 weighted GSF #1 | CSC 2 weighted GSF #2 | CSC 3 weighted GSF #3 | CSC 4 weighted GSF #4 | CSC 5 weighted GSF #5 | Cont_ TempleSS to Sandow OL_ TempleSS to Sandow | Cont_ TempleSS to TemplePEC OL_ TempleSS to Sandow | Cont_ Rogers_1 to Temple OL_ TempleSS to Sandow | Cont_ Rogers to Temple OL_ TempleSS to Sandow | Cont_ Austrop to Sandow OL_ Austrop to SandowTXU | Cont_ Austrop to SandowTXU OL_ Austrop to Sandow | Cont_ Adamsville to Evant OL_ TempleSS to Sandow | Cont_TempleSS to Sandow and TempleSS to Sandow OL_ Rogers to Temple | Cont_TempleSS to LakeCreek and TemplePEC to Tradinghouse OL_ WacoAtco to Cottonwood
238 | BOSQUESW505 | 1 | North | 255 | 25.651 | 70.953 | -3.8635 | -70.953 | 3.8635 | -58.9968 | -32.1313 | -36.7917 | -37.0002 | -54.1819 | -54.2732 | -35.1773 | -19.7311 | -14.5916
239 | BOSQUESW502 | 1 | North | 119.2 | 11.9906 | 33.167 | -1.806 | -33.167 | 1.806 | -27.5781 | -15.0198 | -17.1983 | -17.2958 | -25.3274 | -25.3701 | -16.4436 | -9.2233 | -6.8209
247 | BOSQUESW501 | 2 | North | 124.8 | 12.5539 | 34.7252 | -1.8908 | -34.7252 | 1.8908 | -28.8737 | -15.7254 | -18.0063 | -18.1084 | -26.5173 | -26.5619 | -17.2162 | -9.6566 | -7.1413
251 | BOSQUESW803 | 2 | North | 150 | 15.8636 | 34.9408 | -2.0857 | -34.9408 | 2.0857 | -32.6872 | -17.8584 | -20.4809 | -20.5908 | -30.3057 | -30.3564 | -19.5136 | -11.1939 | -7.5603
253 | BOSQUESW804 | 2 | North | 80 | 8.4606 | 18.6351 | -1.1124 | -18.6351 | 1.1124 | -17.4332 | -9.5245 | -10.9231 | -10.9818 | -16.163 | -16.1901 | -10.4073 | -5.9701 | -4.0322
332 | RWMILLER01 | 1 | North | 58.4 | 8.4223 | 10.363 | -0.33428 | -10.363 | 0.33428 | -8.4244 | -4.5891 | -5.2368 | -5.2662 | -7.9926 | -8.0058 | -5.1266 | -2.7695 | -1.9699
333 | RWMILLER02 | 2 | North | 95.2 | 13.7295 | 16.893 | -0.54492 | -16.893 | 0.54492 | -13.7329 | -7.4809 | -8.5367 | -8.5846 | -13.0291 | -13.0505 | -8.3571 | -4.5147 | -3.2113
334 | RWMILLER03 | 3 | North | 166.4 | 23.9977 | 29.5273 | -0.95247 | -29.5273 | 0.95247 | -24.0037 | -13.0759 | -14.9213 | -15.005 | -22.7735 | -22.8109 | -14.6074 | -7.8912 | -5.613
335 | RWMILLER04 | 4 | North | 81.6 | 11.7681 | 14.4798 | -0.46708 | -14.4798 | 0.46708 | -11.771 | -6.4122 | -7.3172 | -7.3582 | -11.1678 | -11.1861 | -7.1633 | -3.8697 | -2.7525
336 | RWMILLER05 | 5 | North | 80.8 | 11.6527 | 14.3378 | -0.4625 | -14.3378 | 0.4625 | -11.6556 | -6.3493 | -7.2454 | -7.2861 | -11.0583 | -11.0765 | -7.093 | -3.8318 | -2.7255
503 | NTHTEXAS01 | 1 | North | 0 | 0 | 0 | 0 | 0 | 0 | 0 | 0 | 0 | 0 | 0 | 0 | 0 | 0 | 0
504 | NTHTEXAS02 | 2 | North | 14.4 | 2.1722 | 2.542 | -0.38035 | -2.542 | 0.38035 | -1.9882 | -1.0816 | -1.2334 | -1.2405 | -1.8925 | -1.8956 | -1.2048 | -0.64676 | -0.47814
505 | NTHTEXAS03 | 3 | North | 30.4 | 4.5858 | 5.3665 | -0.80296 | -5.3665 | 0.80296 | -4.1974 | -2.2834 | -2.6038 | -2.6188 | -3.9952 | -4.0018 | -2.5435 | -1.3654 | -1.0094
580 | JCKCNTY801 | 1 | North | 288 | 44.0176 | 50.6079 | -8.6296 | -50.6079 | 8.6296 | -39.2259 | -21.3322 | -24.321 | -24.4619 | -37.3856 | -37.4469 | -23.7485 | -12.7259 | -9.4948
581 | JCKCNTY802 | 2 | North | 147 | 22.4673 | 25.8311 | -4.4047 | -25.8311 | 4.4047 | -20.0215 | -10.8883 | -12.4139 | -12.4857 | -19.0822 | -19.1135 | -12.1216 | -6.4955 | -4.8463
582 | JCKCNTY803 | 3 | North | 147 | 22.4673 | 25.8311 | -4.4047 | -25.8311 | 4.4047 | -20.0215 | -10.8883 | -12.4139 | -12.4857 | -19.0822 | -19.1135 | -12.1216 | -6.4955 | -4.8463
837 | NEWMAN_G5 | 1 | North | 0 | 0 | 0 | 0 | 0 | 0 | 0 | 0 | 0 | 0 | 0 | 0 | 0 | 0 | 0
842 | OLINGER_G1 | 1 | North | 55.4 | 9.1892 | 9.2925 | -1.7165 | -9.2925 | 1.7165 | -7.052 | -3.8317 | -4.3655 | -4.3913 | -6.801 | -6.812 | -4.2504 | -2.2692 | -1.7534
843 | OLINGER_G2 | 1 | North | 76.2 | 12.6393 | 12.7813 | -2.3609 | -12.7813 | 2.3609 | -9.6997 | -5.2703 | -6.0046 | -6.0401 | -9.3544 | -9.3696 | -5.8462 | -3.1212 | -2.4117
844 | OLINGER_G3 | 1 | North | 103.9 | 17.2339 | 17.4276 | -3.2191 | -17.4276 | 3.2191 | -13.2256 | -7.1861 | -8.1873 | -8.2357 | -12.7549 | -12.7755 | -7.9714 | -4.2558 | -3.2884
845 | OLINGER_G4 | 1 | North | 51.9 | 8.6087 | 8.7054 | -1.608 | -8.7054 | 1.608 | -6.6065 | -3.5896 | -4.0897 | -4.1139 | -6.3713 | -6.3816 | -3.9819 | -2.1259 | -1.6426
923 | SPENCER_G4 | 1 | North | 48 | 7.5913 | 8.3491 | -1.9066 | -8.3491 | 1.9066 | -6.3786 | -3.4668 | -3.9514 | -3.9745 | -6.1032 | -6.1131 | -3.853 | -2.0599 | -1.5643
924 | SPENCER_G5 | 1 | North | 52 | 8.224 | 9.0448 | -2.0655 | -9.0448 | 2.0655 | -6.9101 | -3.7558 | -4.2806 | -4.3057 | -6.6117 | -6.6226 | -4.1741 | -2.2315 | -1.6947
948 | STEAM1 | 1 | North | 0 | 0 | 0 | 0 | 0 | 0 | 0 | 0 | 0 | 0 | 0 | 0 | 0 | 0 | 0
949 | STEAM2 | 1 | North | 26 | 4.3211 | 4.3493 | -0.80207 | -4.3493 | 0.80207 | -3.3004 | -1.7933 | -2.043 | -2.0551 | -3.1843 | -3.1894 | -1.9892 | -1.0619 | -0.82108
950 | STEAM3 | 1 | North | 41 | 6.8141 | 6.8586 | -1.2648 | -6.8586 | 1.2648 | -5.2045 | -2.8279 | -3.2217 | -3.2408 | -5.0214 | -5.0295 | -3.1367 | -1.6745 | -1.2948
1002 | PBCTAGE_1G | A | West | 64 | 8.7251 | 9.4899 | 22.2991 | -9.4899 | -22.2991 | -7.5109 | -4.0905 | -4.6608 | -4.6868 | -7.1178 | -7.1296 | -4.6019 | -2.4461 | -1.7629
1003 | PBCTBGE_2G | B | West | 65 | 8.8614 | 9.6381 | 22.6475 | -9.6381 | -22.6475 | -7.6283 | -4.1544 | -4.7336 | -4.7601 | -7.229 | -7.241 | -4.6738 | -2.4843 | -1.7905
1004 | PBCTCGE_3G | C | West | 62 | 8.4524 | 9.1933 | 21.6022 | -9.1933 | -21.6022 | -7.2762 | -3.9627 | -4.5152 | -4.5404 | -6.8954 | -6.9068 | -4.458 | -2.3696 | -1.7079
1005 | PBCTDGE_4G | D | West | 65 | 8.8614 | 9.6381 | 22.6475 | -9.6381 | -22.6475 | -7.6283 | -4.1544 | -4.7336 | -4.7601 | -7.229 | -7.241 | -4.6738 | -2.4843 | -1.7905
1006 | PBCTEGE_5G | E | West | 65 | 8.8614 | 9.6381 | 22.6475 | -9.6381 | -22.6475 | -7.6283 | -4.1544 | -4.7336 | -4.7601 | -7.229 | -7.241 | -4.6738 | -2.4843 | -1.7905
1007 | PB5GEN_6G | 5 | West | 91.2 | 12.4332 | 13.523 | 31.7762 | -13.523 | -31.7762 | -10.703 | -5.829 | -6.6416 | -6.6788 | -10.1429 | -10.1597 | -6.5576 | -3.4857 | -2.5122
1008 | PB6GEN_7G | 6 | West | 515 | 70.2094 | 76.3637 | 179.4378 | -76.3637 | -179.4378 | -60.4394 | -32.9157 | -37.5049 | -37.7145 | -57.2762 | -57.371 | -37.0306 | -19.6833 | -14.1862
1037 | MORGAN5G_5G | 5 | West | 109.6 | 15.2331 | 16.7379 | 38.2297 | -16.7379 | -38.2297 | -13.2574 | -7.2201 | -8.2264 | -8.2725 | -12.5833 | -12.604 | -8.1196 | -4.3167 | -3.1119
1039 | MRGNAG_1G | A | West | 69 | 9.5902 | 10.5375 | 24.068 | -10.5375 | -24.068 | -8.3464 | -4.5455 | -5.179 | -5.2081 | -7.922 | -7.935 | -5.1118 | -2.7176 | -1.9591
1040 | MRGNBG_2G | B | West | 70 | 9.7292 | 10.6903 | 24.4168 | -10.6903 | -24.4168 | -8.4673 | -4.6114 | -5.2541 | -5.2835 | -8.0368 | -8.05 | -5.1859 | -2.757 | -1.9875
1041 | MRGNCG_3G | C | West | 69 | 9.5902 | 10.5375 | 24.068 | -10.5375 | -24.068 | -8.3464 | -4.5455 | -5.179 | -5.2081 | -7.922 | -7.935 | -5.1118 | -2.7176 | -1.9591
1042 | MRGNDG_4G | D | West | 68 | 9.4512 | 10.3848 | 23.7191 | -10.3848 | -23.7191 | -8.2254 | -4.4796 | -5.1039 | -5.1326 | -7.8071 | -7.82 | -5.0377 | -2.6782 | -1.9307
1043 | MRGNEG_5G | E | West | 68 | 9.4512 | 10.3848 | 23.7191 | -10.3848 | -23.7191 | -8.2254 | -4.4796 | -5.1039 | -5.1326 | -7.8071 | -7.82 | -5.0377 | -2.6782 | -1.9307
1044 | MRGNFG_6G | F | West | 66 | 9.1732 | 10.0794 | 23.0215 | -10.0794 | -23.0215 | -7.9835 | -4.3479 | -4.9538 | -4.9816 | -7.5775 | -7.59 | -4.8895 | -2.5995 | -1.8739
1045 | CALENG1G_1G | 1 | West | 73.4 | 10.1751 | 11.1622 | 26.1309 | -11.1622 | -26.1309 | -8.8323 | -4.8099 | -5.4804 | -5.5111 | -8.381 | -8.3948 | -5.408 | -2.8754 | -2.0749
1046 | CALENG2G_2G | 2 | West | 73.4 | 10.1751 | 11.1622 | 26.1309 | -11.1622 | -26.1309 | -8.8323 | -4.8099 | -5.4804 | -5.5111 | -8.381 | -8.3948 | -5.408 | -2.8754 | -2.0749
1047 | CALENG3G_3G | 3 | West | 70.4 | 9.7592 | 10.7059 | 25.0629 | -10.7059 | -25.0629 | -8.4713 | -4.6133 | -5.2564 | -5.2858 | -8.0385 | -8.0517 | -5.187 | -2.7579 | -1.9901
1049 | ROSCOEWI_5 | 1 | West | 41.8 | 5.868 | 6.4822 | 12.3917 | -6.4822 | -12.3917 | -5.116 | -2.7856 | -3.1741 | -3.192 | -4.8579 | -4.8659 | -3.1288 | -1.6647 | -1.2058
1057 | ROSCOEWI_5 | 2 | West | 25.3 | 3.5517 | 3.9234 | 7.5003 | -3.9234 | -7.5003 | -3.0965 | -1.686 | -1.9212 | -1.932 | -2.9403 | -2.9451 | -1.8938 | -1.0076 | -0.7298
1058 | LONGSHORE_5 | 1 | West | 30 | 4.1659 | 4.574 | 10.7085 | -4.574 | -10.7085 | -3.6191 | -1.9708 | -2.2456 | -2.2582 | -3.4346 | -3.4402 | -2.2158 | -1.1782 | -0.85029
1058 | LONGSHORE_5 | 2 | West | 44 | 6.11 | 6.7085 | 15.7058 | -6.7085 | -15.7058 | -5.3079 | -2.8906 | -3.2935 | -3.312 | -5.0374 | -5.0457 | -3.2498 | -1.728 | -1.2471
1058 | LONGSHORE_5 | 3 | West | 23.4 | 3.2494 | 3.5677 | 8.3527 | -3.5677 | -8.3527 | -2.8229 | -1.5373 | -1.7516 | -1.7614 | -2.679 | -2.6834 | -1.7283 | -0.91899 | -0.66323
1060 | ROSCOEWI_5 | 3 | West | 39.4 | 5.5311 | 6.11 | 11.6802 | -6.11 | -11.6802 | -4.8222 | -2.6257 | -2.9918 | -3.0087 | -4.5789 | -4.5865 | -2.9492 | -1.5691 | -1.1365
1061 | CIELOGEN_1G | 1 | West | 19.8 | 2.7547 | 3.0298 | 6.6092 | -3.0298 | -6.6092 | -2.4012 | -1.3077 | -1.49 | -1.4983 | -2.2792 | -2.283 | -1.4708 | -0.78194 | -0.56341
1062 | CIELOGEN_2G | 1 | West | 12.2 | 1.6973 | 1.8669 | 4.0724 | -1.8669 | -4.0724 | -1.4795 | -0.80577 | -0.91809 | -0.92322 | -1.4044 | -1.4067 | -0.90628 | -0.4818 | -0.34715
1068 | SCURRYCW_1G | 1 | West | 28.2 | 3.923 | 4.3146 | 9.4194 | -4.3146 | -9.4194 | -3.4194 | -1.8622 | -2.1218 | -2.1337 | -3.2457 | -3.251 | -2.0945 | -1.1135 | -0.80232
1069 | KINDERMG_1G | 1 | West | 25 | 3.4782 | 3.8255 | 8.345 | -3.8255 | -8.345 | -3.0318 | -1.6512 | -1.8813 | -1.8919 | -2.8778 | -2.8826 | -1.8571 | -0.9873 | -0.71137
1070 | KINDERMG_2G | 1 | West | 45.7 | 6.3581 | 6.9931 | 15.2547 | -6.9931 | -15.2547 | -5.5421 | -3.0183 | -3.4391 | -3.4583 | -5.2607 | -5.2693 | -3.3948 | -1.8048 | -1.3004
1071 | KINDERMG_3G | 1 | West | 45.7 | 6.3581 | 6.9931 | 15.2547 | -6.9931 | -15.2547 | -5.5421 | -3.0183 | -3.4391 | -3.4583 | -5.2607 | -5.2693 | -3.3948 | -1.8048 | -1.3004
1072 | ROSCOEWI_5 | 4 | West | 63.6 | 8.9284 | 9.8629 | 18.8544 | -9.8629 | -18.8544 | -7.7841 | -4.2384 | -4.8295 | -4.8567 | -7.3914 | -7.4036 | -4.7606 | -2.5329 | -1.8346
1073 | SCURRYCW_2G | 2 | West | 24 | 3.3388 | 3.672 | 8.0166 | -3.672 | -8.0166 | -2.9101 | -1.5849 | -1.8058 | -1.8159 | -2.7623 | -2.7668 | -1.7826 | -0.94766 | -0.68282
1146 | NOTREES_1G | 1 | West | 29.8 | 4.0702 | 4.4313 | 10.3754 | -4.4313 | -10.3754 | -3.5075 | -1.9102 | -2.1765 | -2.1887 | -3.3245 | -3.3299 | -2.1489 | -1.1423 | -0.82328
1170 | AIRLAMESA_1G | 1 | West | 0 | 0 | 0 | 0 | 0 | 0 | 0 | 0 | 0 | 0 | 0 | 0 | 0 | 0 | 0
1301 | BULLCREK_8 | 1 | West | 36 | 4.9981 | 5.4902 | 12.185 | -5.4902 | -12.185 | -4.3505 | -2.3694 | -2.6996 | -2.7147 | -4.1289 | -4.1357 | -2.665 | -1.4167 | -1.0208
1302 | COYOTEWG_8 | 1 | West | 45 | 6.2323 | 6.8366 | 15.3105 | -6.8366 | -15.3105 | -5.4167 | -2.95 | -3.3612 | -3.38 | -5.1399 | -5.1483 | -3.3182 | -1.764 | -1.271
1320 | BSP 1 | 1 | West | 25.5 | 3.5107 | 3.8353 | 8.7223 | -3.8353 | -8.7223 | -3.0429 | -1.6574 | -1.8883 | -1.8989 | -2.8867 | -2.8915 | -1.8654 | -0.99116 | -0.71265
1326 | STANTONW_8 | 1 | West | 20.1 | 2.7661 | 3.0229 | 6.9907 | -3.0229 | -6.9907 | -2.3942 | -1.3039 | -1.4857 | -1.494 | -2.2708 | -2.2745 | -1.4668 | -0.77968 | -0.56177
1327 | WILDHRSE_1G | 1 | West | 24 | 3.3189 | 3.6364 | 8.2437 | -3.6364 | -8.2437 | -2.8822 | -1.5697 | -1.7885 | -1.7985 | -2.7348 | -2.7392 | -1.7659 | -0.93862 | -0.67594
1328 | OCOTILLO_1G | 1 | West | 11.6 | 1.5957 | 1.7438 | 4.0354 | -1.7438 | -4.0354 | -1.381 | -0.7521 | -0.85694 | -0.86174 | -1.3097 | -1.3119 | -0.84602 | -0.44972 | -0.32408
1333 | MCDDONAL_8 | 1 | West | 42.8 | 5.8963 | 6.4485 | 14.8947 | -6.4485 | -14.8947 | -5.1068 | -2.7812 | -3.1689 | -3.1866 | -4.8438 | -4.8518 | -3.1284 | -1.663 | -1.1984
1343 | TRENTIPP_8 | 1 | West | 30 | 4.17 | 4.5917 | 9.5759 | -4.5917 | -9.5759 | -3.668 | -1.9984 | -2.2767 | -2.2894 | -3.4831 | -3.4888 | -2.253 | -1.1961 | -0.85407
1349 | WESTXWIN_1G | 1 | West | 1.3 | 0.17707 | 0.19202 | 0.43669 | -0.19202 | -0.43669 | -0.15281 | -0.083246 | -0.094836 | -0.095364 | -0.1449 | -0.14514 | -0.093803 | -0.049798 | -0.035651
1350 | NWPWRG1_1G | 1 | West | 6.9 | 0.93986 | 1.0192 | 2.3178 | -1.0192 | -2.3178 | -0.81106 | -0.44184 | -0.50336 | -0.50616 | -0.76909 | -0.77036 | -0.49788 | -0.26431 | -0.18923
1354 | AEPWIND_8 | 1 | West | 20.2 | 2.8078 | 3.0918 | 6.4478 | -3.0918 | -6.4478 | -2.4698 | -1.3456 | -1.533 | -1.5415 | -2.3453 | -2.3491 | -1.517 | -0.80537 | -0.57507
1360 | GUNSIGHT_8 | 1 | West | 24 | 3.3195 | 3.6376 | 8.2207 | -3.6376 | -8.2207 | -2.8832 | -1.5703 | -1.7891 | -1.7991 | -2.7357 | -2.7402 | -1.7665 | -0.93895 | -0.67615
1416 | SWETWATR_1G | 1 | West | 30 | 4.2289 | 4.6823 | 13.6132 | -4.6823 | -13.6132 | -3.6929 | -2.0107 | -2.2911 | -2.304 | -3.5074 | -3.5131 | -2.2577 | -1.2014 | -0.87117
1417 | SWETWATR_2G | 2 | West | 72 | 10.1494 | 11.2375 | 32.6717 | -11.2375 | -32.6717 | -8.8629 | -4.8257 | -5.4986 | -5.5296 | -8.4177 | -8.4315 | -5.4186 | -2.8835 | -2.0908
1418 | SWETWATR_3G | 3 | West | 68 | 9.5856 | 10.6132 | 30.8566 | -10.6132 | -30.8566 | -8.3705 | -4.5576 | -5.1932 | -5.2224 | -7.95 | -7.9631 | -5.1175 | -2.7233 | -1.9747
1419 | SWETWATR_4G | 4 | West | 61 | 8.5988 | 9.5206 | 27.6802 | -9.5206 | -27.6802 | -7.5089 | -4.0884 | -4.6586 | -4.6848 | -7.1316 | -7.1433 | -4.5907 | -2.4429 | -1.7714
1432 | GRHAMSES_2G | 2 | North | 294.9 | 43.7281 | 49.7726 | -34.1712 | -49.7726 | 34.1712 | -38.6953 | -21.0508 | -23.9937 | -24.1314 | -36.8242 | -36.8846 | -23.5139 | -12.5557 | -9.2882
1433 | GRHAMSES_1G | 1 | North | 242 | 35.6004 | 40.7088 | -8.6329 | -40.7088 | 8.6329 | -31.9455 | -17.385 | -19.8174 | -19.9304 | -30.3904 | -30.4402 | -19.4413 | -10.39 | -7.6136
1453 | WCPWRCO_1G | 1 | North | 204 | 30.959 | 35.4872 | -12.1976 | -35.4872 | 12.1976 | -27.3788 | -14.8883 | -16.971 | -17.0693 | -26.0808 | -26.1236 | -16.5915 | -8.8693 | -6.628
1454 | WCPWRCO_2G | 2 | North | 204 | 30.959 | 35.4872 | -12.1976 | -35.4872 | 12.1976 | -27.3788 | -14.8883 | -16.971 | -17.0693 | -26.0808 | -26.1236 | -16.5915 | -8.8693 | -6.628
1455 | WCPWRCO_3G | 3 | North | 242 | 36.7259 | 42.0976 | -14.4697 | -42.0976 | 14.4697 | -32.4788 | -17.6616 | -20.1322 | -20.2489 | -30.939 | -30.9898 | -19.6821 | -10.5214 | -7.8626
1678 | LAMARPWR_1G | 1 | North | 160 | 26.397 | 26.9886 | -5.0805 | -26.9886 | 5.0805 | -20.4824 | -11.1291 | -12.6802 | -12.755 | -19.7322 | -19.7643 | -12.3482 | -6.5926 | -5.0842
1679 | LAMARPWR_2G | 2 | North | 156 | 25.737 | 26.3139 | -4.9535 | -26.3139 | 4.9535 | -19.9703 | -10.8509 | -12.3632 | -12.4362 | -19.2389 | -19.2702 | -12.0395 | -6.4278 | -4.9571
1680 | LAMARPWR_3G | 3 | North | 196 | 32.3363 | 33.0611 | -6.2236 | -33.0611 | 6.2236 | -25.0909 | -13.6332 | -15.5332 | -15.6249 | -24.1719 | -24.2113 | -15.1265 | -8.076 | -6.2281
1681 | LAMARPWR_4G | 4 | North | 156 | 25.737 | 26.3139 | -4.9535 | -26.3139 | 4.9535 | -19.9703 | -10.8509 | -12.3632 | -12.4362 | -19.2389 | -19.2702 | -12.0395 | -6.4278 | -4.9571
1682 | LAMARPWR_5G | 5 | North | 157 | 25.902 | 26.4826 | -4.9852 | -26.4826 | 4.9852 | -20.0984 | -10.9204 | -12.4424 | -12.5159 | -19.3622 | -19.3937 | -12.1166 | -6.469 | -4.9888
1683 | LAMARPWR_6G | 6 | North | 198 | 32.6662 | 33.3984 | -6.2871 | -33.3984 | 6.2871 | -25.347 | -13.7723 | -15.6917 | -15.7844 | -24.4185 | -24.4583 | -15.2808 | -8.1584 | -6.2916
1687 | VALLEY_1G | 1 | North | 136 | 22.3358 | 23.0384 | -4.3739 | -23.0384 | 4.3739 | -17.4957 | -9.5067 | -10.832 | -10.8959 | -16.841 | -16.8684 | -10.5495 | -5.6334 | -4.3372
1688 | VALLEY_2G | 2 | North | 527 | 86.5513 | 89.2738 | -16.9488 | -89.2738 | 16.9488 | -67.7959 | -36.8384 | -41.974 | -42.2217 | -65.2589 | -65.3649 | -40.8794 | -21.8294 | -16.8066
1689 | VALLEY_3G | 3 | North | 0 | 0 | 0 | 0 | 0 | 0 | 0 | 0 | 0 | 0 | 0 | 0 | 0 | 0 | 0
1877 | WLFHOLW_1G | 1 | North | 217.3 | 32.869 | 39.3976 | -4.0377 | -39.3976 | 4.0377 | -30.3946 | -16.5274 | -18.843 | -18.952 | -28.892 | -28.9394 | -18.4138 | -9.8535 | -7.3487
1878 | WLFHOLW_2G | 2 | North | 215.7 | 32.627 | 39.1075 | -4.0079 | -39.1075 | 4.0079 | -30.1708 | -16.4057 | -18.7042 | -18.8125 | -28.6793 | -28.7263 | -18.2782 | -9.7809 | -7.2945
1879 | WLFHOLW_3G | 3 | North | 272.4 | 41.2035 | 49.3875 | -5.0615 | -49.3875 | 5.0615 | -38.1017 | -20.7182 | -23.6209 | -23.7576 | -36.218 | -36.2774 | -23.0829 | -12.352 | -9.212
1889 | DECRDOVA_1G | 1 | North | 779 | 118.098 | 141.6386 | -19.6035 | -141.6386 | 19.6035 | -109.2407 | -59.3972 | -67.7247 | -68.1173 | -103.8469 | -104.0175 | -66.113 | -35.4196 | -26.4696
1892 | DECRDOVA_2G | A | North | 65 | 9.6942 | 11.889 | -1.3266 | -11.889 | 1.3266 | -9.3249 | -5.0729 | -5.7865 | -5.8198 | -8.8526 | -8.8672 | -5.6445 | -3.0384 | -2.2465
1893 | DECRDOVA_3G | B | North | 65 | 9.6942 | 11.889 | -1.3266 | -11.889 | 1.3266 | -9.3249 | -5.0729 | -5.7865 | -5.8198 | -8.8526 | -8.8672 | -5.6445 | -3.0384 | -2.2465
1894 | DECRDOVA_4G | C | North | 65 | 9.6942 | 11.889 | -1.3266 | -11.889 | 1.3266 | -9.3249 | -5.0729 | -5.7865 | -5.8198 | -8.8526 | -8.8672 | -5.6445 | -3.0384 | -2.2465
1895 | DECRDOVA_5G | D | North | 65 | 9.6942 | 11.889 | -1.3266 | -11.889 | 1.3266 | -9.3249 | -5.0729 | -5.7865 | -5.8198 | -8.8526 | -8.8672 | -5.6445 | -3.0384 | -2.2465
1937 | MDLTHELP_5G | 5 | North | 224 | 34.0713 | 43.6684 | -5.8598 | -43.6684 | 5.8598 | -32.9533 | -17.8996 | -20.4142 | -20.5348 | -31.2175 | -31.2691 | -19.8368 | -10.6445 | -8.0884
1938 | MDLTHELP_6G | 6 | North | 226 | 34.3755 | 44.0582 | -5.9122 | -44.0582 | 5.9122 | -33.2475 | -18.0594 | -20.5965 | -20.7181 | -31.4963 | -31.5482 | -20.0139 | -10.7395 | -8.1606
1941 | MDLTHELP_1G | 1 | North | 216.4 | 33.4267 | 42.0392 | -5.9177 | -42.0392 | 5.9177 | -31.4977 | -17.1038 | -19.5043 | -19.6201 | -29.8792 | -29.9283 | -18.9415 | -10.1528 | -7.7633
1942 | MDLTHELP_2G | 2 | North | 216.1 | 33.3803 | 41.9809 | -5.9095 | -41.9809 | 5.9095 | -31.454 | -17.0801 | -19.4773 | -19.5929 | -29.8378 | -29.8868 | -18.9152 | -10.1388 | -7.7526
1943 | MDLTHELP_3G | 3 | North | 212 | 32.246 | 41.329 | -5.5459 | -41.329 | 5.5459 | -31.188 | -16.9407 | -19.3206 | -19.4347 | -29.5452 | -29.5939 | -18.7741 | -10.0742 | -7.6551
1944 | MDLTHELP_4G | 4 | North | 211 | 32.0939 | 41.134 | -5.5198 | -41.134 | 5.5198 | -31.0408 | -16.8608 | -19.2295 | -19.343 | -29.4058 | -29.4543 | -18.6855 | -10.0267 | -7.619
1947 | HANDLEY_3G | 3 | North | 316 | 49.0903 | 57.8264 | -10.0643 | -57.8264 | 10.0643 | -44.0144 | -23.9177 | -27.2689 | -27.4288 | -41.9174 | -41.9863 | -26.5516 | -14.2228 | -10.7901
1948 | HANDLEY_4G | 4 | North | 348 | 54.2038 | 63.5037 | -11.0424 | -63.5037 | 11.0424 | -48.3445 | -26.2705 | -29.951 | -30.1271 | -46.0602 | -46.1358 | -29.1607 | -15.6214 | -11.8602
1949 | HANDLEY_5G | 5 | North | 348 | 54.0615 | 63.6823 | -11.0835 | -63.6823 | 11.0835 | -48.4715 | -26.3398 | -30.0303 | -30.2064 | -46.1622 | -46.2381 | -29.2404 | -15.6631 | -11.8828
2381 | NTHLK1_G | 1 | North | 0 | 0 | 0 | 0 | 0 | 0 | 0 | 0 | 0 | 0 | 0 | 0 | 0 | 0 | 0
2382 | NTHLK2_G | 2 | North | 0 | 0 | 0 | 0 | 0 | 0 | 0 | 0 | 0 | 0 | 0 | 0 | 0 | 0 | 0
2383 | NTHLK3_G | 3 | North | 0 | 0 | 0 | 0 | 0 | 0 | 0 | 0 | 0 | 0 | 0 | 0 | 0 | 0 | 0
2413 | MTCK6_G | 6 | North | 0 | 0 | 0 | 0 | 0 | 0 | 0 | 0 | 0 | 0 | 0 | 0 | 0 | 0 | 0
2414 | MTCK7_G | 7 | North | 0 | 0 | 0 | 0 | 0 | 0 | 0 | 0 | 0 | 0 | 0 | 0 | 0 | 0 | 0
2417 | MTCK8_G | 8 | North | 444.8 | 72.921 | 76.5737 | -13.1278 | -76.5737 | 13.1278 | -58.0179 | -31.5212 | -35.9203 | -36.1324 | -55.7579 | -55.8486 | -34.9568 | -18.6816 | -14.3991
2418 | MTCK2_G | 2 | North | 0 | 0 | 0 | 0 | 0 | 0 | 0 | 0 | 0 | 0 | 0 | 0 | 0 | 0 | 0
2451 | LKHB1_G | 1 | North | 0 | 0 | 0 | 0 | 0 | 0 | 0 | 0 | 0 | 0 | 0 | 0 | 0 | 0 | 0
2452 | LKHB2_G | 2 | North | 516 | 86.1049 | 86.0771 | -15.5801 | -86.0771 | 15.5801 | -65.2343 | -35.443 | -40.3785 | -40.6175 | -62.9644 | -63.0666 | -39.3109 | -20.9795 | -16.2442
3107 | STRYKER_1G | 1 | North | 145.6 | 25.8622 | 21.8362 | -4.0071 | -21.8362 | 4.0071 | -16.5058 | -8.9678 | -10.2031 | -10.2641 | -16.276 | -16.302 | -9.9397 | -5.2707 | -4.1876
3108 | STRYKER_2G | 2 | North | 484 | 85.9705 | 72.5874 | -13.3202 | -72.5874 | 13.3202 | -54.8682 | -29.8105 | -33.9168 | -34.1196 | -54.1044 | -54.1906 | -33.0412 | -17.5208 | -13.9203
3113 | LUFKINWB_1G | 1 | North | 0 | 0 | 0 | 0 | 0 | 0 | 0 | 0 | 0 | 0 | 0 | 0 | 0 | 0 | 0
3126 | TRINIDAD_6G | 1 | North | 179.2 | 30.111 | 28.9686 | -4.716 | -28.9686 | 4.716 | -22.6525 | -12.3238 | -14.0358 | -14.1185 | -22.0744 | -22.1099 | -13.6233 | -7.325 | -5.7527
3403 | THOUSE_1G | 1 | North | 563 | 53.0796 | 195.1921 | -9.4246 | -195.1921 | 9.4246 | -140.1284 | -75.9346 | -86.8062 | -87.3309 | -127.0522 | -127.269 | -83.4507 | -45.2798 | -34.1043
3404 | THOUSE_2G | 2 | North | 807 | 76.084 | 279.7869 | -13.5092 | -279.7869 | 13.5092 | -200.8591 | -108.8441 | -124.4273 | -125.1794 | -182.1157 | -182.4264 | -119.6176 | -64.9038 | -48.8848
3416 | LAKE_CRK1_G | 1 | North | 60 | 5.5651 | 14.4507 | -0.94116 | -14.4507 | 0.94116 | -14.5558 | -8.0497 | -9.1327 | -9.1843 | -13.4827 | -13.5053 | -8.6605 | -5.0239 | -4.9119
3417 | LAKE_CRK2_G | 2 | North | 177.6 | 16.4726 | 42.7741 | -2.7858 | -42.7741 | 2.7858 | -43.0852 | -23.8272 | -27.0327 | -27.1854 | -39.9089 | -39.9756 | -25.6351 | -14.8708 | -14.5392
3432 | SANDOW_4G | 4 | South | 580 | 8.2662 | -179.6863 | -4.517 | 179.6863 | 4.517 | 152.9095 | 83.6401 | 107.7779 | 108.315 | -174.0487 | -173.9194 | 91.6429 | 86.0488 | 34.7252
5026 | BRAUNIG_VHB1 | 1 | South | 215 | -15.9631 | -43.172 | 0.31283 | 43.172 | -0.31283 | 38.2371 | 20.8995 | 23.6835 | 23.8093 | 40.4409 | 40.5019 | 23.0375 | 12.3178 | 8.2205
5027 | BRAUNIG_VHB2 | 2 | South | 172.8 | -12.8299 | -34.6982 | 0.25142 | 34.6982 | -0.25142 | 30.732 | 16.7974 | 19.035 | 19.136 | 32.5032 | 32.5522 | 18.5157 | 9.9001 | 6.607
5028 | BRAUNIG_VHB3 | 3 | South | 407 | -30.1306 | -81.6837 | 0.67358 | 81.6837 | -0.67358 | 72.3447 | 39.5413 | 44.8066 | 45.0447 | 76.6019 | 76.7175 | 43.5885 | 23.2975 | 15.5535
5031 | BRA_VHBCT1 | 1 | South | 44 | -3.2669 | -8.8352 | 0.06402 | 8.8352 | -0.06402 | 7.8253 | 4.2771 | 4.8469 | 4.8726 | 8.2763 | 8.2888 | 4.7146 | 2.5208 | 1.6823
5032 | BRA_VHBCT2 | 2 | South | 44 | -3.2669 | -8.8352 | 0.06402 | 8.8352 | -0.06402 | 7.8253 | 4.2771 | 4.8469 | 4.8726 | 8.2763 | 8.2888 | 4.7146 | 2.5208 | 1.6823
5033 | BRA_VHBCT3 | 3 | South | 43 | -3.1926 | -8.6344 | 0.062565 | 8.6344 | -0.062565 | 7.6474 | 4.1799 | 4.7367 | 4.7619 | 8.0882 | 8.1004 | 4.6075 | 2.4636 | 1.6441
5034 | BRA_VHBCT4 | 4 | South | 45 | -3.3411 | -9.036 | 0.065475 | 9.036 | -0.065475 | 8.0031 | 4.3743 | 4.957 | 4.9833 | 8.4644 | 8.4771 | 4.8218 | 2.5781 | 1.7206
5111 | CALAVER_JTD1 | 1 | South | 430 | -31.8664 | -86.5302 | 0.57491 | 86.5302 | -0.57491 | 76.6531 | 41.8971 | 47.475 | 47.7274 | 81.1741 | 81.2967 | 46.1837 | 24.6846 | 16.475
5112 | CALAVER_JTD2 | 2 | South | 430 | -31.8664 | -86.5302 | 0.57491 | 86.5302 | -0.57491 | 76.6531 | 41.8971 | 47.475 | 47.7274 | 81.1741 | 81.2967 | 46.1837 | 24.6846 | 16.475
5264 | LEON_LCP3G3 | 3 | South | 0 | 0 | 0 | 0 | 0 | 0 | 0 | 0 | 0 | 0 | 0 | 0 | 0 | 0 | 0
5265 | LEON_LCP4G4 | 4 | South | 71.2 | -5.2713 | -14.2025 | 0.16219 | 14.2025 | -0.16219 | 12.5769 | 6.8741 | 7.7897 | 7.8311 | 13.3106 | 13.3307 | 7.5777 | 4.0508 | 2.7046
5266 | LEON_LCPCT1 | 1 | South | 44 | -3.2575 | -8.7768 | 0.10023 | 8.7768 | -0.10023 | 7.7722 | 4.248 | 4.8139 | 4.8394 | 8.2256 | 8.2381 | 4.6828 | 2.5033 | 1.6714
5267 | LEON_LCPCT2 | 2 | South | 44 | -3.2575 | -8.7768 | 0.10023 | 8.7768 | -0.10023 | 7.7722 | 4.248 | 4.8139 | 4.8394 | 8.2256 | 8.2381 | 4.6828 | 2.5033 | 1.6714
5268 | LEON_LCPCT3 | 3 | South | 43 | -3.1835 | -8.5773 | 0.097954 | 8.5773 | -0.097954 | 7.5956 | 4.1515 | 4.7045 | 4.7294 | 8.0387 | 8.0508 | 4.5764 | 2.4464 | 1.6334
5269 | LEON_LCPCT4 | 4 | South | 45 | -3.3316 | -8.9763 | 0.10251 | 8.9763 | -0.10251 | 7.9489 | 4.3446 | 4.9233 | 4.9494 | 8.4126 | 8.4253 | 4.7893 | 2.5602 | 1.7094
5396 | CALAVER_OWS1 | 1 | South | 418 | -30.9613 | -84.0343 | 0.60526 | 84.0343 | -0.60526 | 74.4245 | 40.6785 | 46.0966 | 46.3416 | 78.7424 | 78.8611 | 44.8405 | 23.9723 | 16.001
5397 | CALAVER_OWS2 | 2 | South | 400 | -29.628 | -80.4156 | 0.5792 | 80.4156 | -0.5792 | 71.2196 | 38.9268 | 44.1116 | 44.346 | 75.3516 | 75.4652 | 42.9096 | 22.94 | 15.312
5401 | CALAVER_JKS1 | 1 | South | 562 | -43.1526 | -112.3202 | 0.23042 | 112.3202 | -0.23042 | 99.7443 | 54.5236 | 61.7773 | 62.1049 | 105.7392 | 105.8988 | 60.0885 | 32.1222 | 21.3712
5436 | TUTTL_WBT1G1 | 1 | South | 48.8 | -3.6212 | -9.8549 | 0.045189 | 9.8549 | -0.045189 | 8.7341 | 4.774 | 5.4095 | 5.4382 | 9.2495 | 9.2634 | 5.2621 | 2.8127 | 1.8761
5438 | TUTTL_WBT3G3 | 3 | South | 95 | -7.0495 | -19.1847 | 0.08797 | 19.1847 | -0.08797 | 17.0029 | 9.2937 | 10.5307 | 10.5867 | 18.0061 | 18.0333 | 10.2438 | 5.4756 | 3.6522
5439 | TUTTL_WBT4G4 | 4 | South | 120.8 | -8.964 | -24.3948 | 0.11186 | 24.3948 | -0.11186 | 21.6205 | 11.8176 | 13.3907 | 13.4618 | 22.8962 | 22.9307 | 13.0257 | 6.9627 | 4.644
5476 | BRA_AVR1_CT1 | 1 | South | 155 | -11.7236 | -31.1071 | 0.10121 | 31.1071 | -0.10121 | 27.5764 | 15.073 | 17.0791 | 17.1698 | 29.2214 | 29.2656 | 16.6149 | 8.8798 | 5.9212
5477 | BRA_AVR1_ST1 | 1 | South | 174 | -13.1607 | -34.9202 | 0.11362 | 34.9202 | -0.11362 | 30.9567 | 16.9206 | 19.1727 | 19.2745 | 32.8034 | 32.8529 | 18.6516 | 9.9683 | 6.647
5478 | BRA_AVR1_CT2 | 1 | South | 155 | -11.7236 | -31.1071 | 0.10121 | 31.1071 | -0.10121 | 27.5764 | 15.073 | 17.0791 | 17.1698 | 29.2214 | 29.2656 | 16.6149 | 8.8798 | 5.9212
5503 | RAYBURNGEN3 | 1 | South | 17.6 | -1.8999 | -2.9017 | -0.029374 | 2.9017 | 0.029374 | 2.6156 | 1.4307 | 1.6222 | 1.6307 | 2.7321 | 2.7363 | 1.5749 | 0.84853 | 0.55009
5505 | RAYBURNGEN1 | 1 | South | 0 | 0 | 0 | 0 | 0 | 0 | 0 | 0 | 0 | 0 | 0 | 0 | 0 | 0 | 0
5506 | RAYBURNGEN2 | 1 | South | 0 | 0 | 0 | 0 | 0 | 0 | 0 | 0 | 0 | 0 | 0 | 0 | 0 | 0 | 0
5508 | RAYBURNCC9 | 1 | South | 47.7 | -5.1145 | -7.9295 | -0.091536 | 7.9295 | 0.091536 | 7.141 | 3.9059 | 4.4291 | 4.4522 | 7.4535 | 7.4649 | 4.2999 | 2.3168 | 1.5036
5509 | RAYBURNCC10 | 1 | South | 37.3 | -3.9994 | -6.2006 | -0.071579 | 6.2006 | 0.071579 | 5.5841 | 3.0543 | 3.4635 | 3.4815 | 5.8284 | 5.8373 | 3.3624 | 1.8117 | 1.1757
5511 | RAYBURNCC7 | 1 | South | 47.5 | -5.093 | -7.8963 | -0.091152 | 7.8963 | 0.091152 | 7.1111 | 3.8895 | 4.4106 | 4.4336 | 7.4222 | 7.4336 | 4.2819 | 2.3071 | 1.4972
5512 | RAYBURNCC8 | 1 | South | 49.3 | -5.286 | -8.1955 | -0.094607 | 8.1955 | 0.094607 | 7.3806 | 4.0369 | 4.5777 | 4.6016 | 7.7035 | 7.7153 | 4.4441 | 2.3946 | 1.554
5890 | PEARSALLGEN1 | 1 | South | 19.2 | -1.4117 | -3.419 | 0.26853 | 3.419 | -0.26853 | 3.0505 | 1.6678 | 1.8897 | 1.8997 | 3.2336 | 3.2385 | 1.8364 | 0.98337 | 0.65092
5891 | PEARSALLGEN2 | 1 | South | 19.4 | -1.4264 | -3.4546 | 0.27133 | 3.4546 | -0.27133 | 3.0823 | 1.6851 | 1.9094 | 1.9195 | 3.2673 | 3.2722 | 1.8556 | 0.99361 | 0.6577
5892 | PEARSALLGEN3 | 1 | South | 19.1 | -1.4043 | -3.4012 | 0.26713 | 3.4012 | -0.26713 | 3.0346 | 1.6591 | 1.8799 | 1.8898 | 3.2168 | 3.2216 | 1.8269 | 0.97824 | 0.64753
5903 | SANMIGUELGEN | 1 | South | 396.3 | -33.1842 | -75.4706 | 0.3959 | 75.4706 | -0.3959 | 67.4043 | 36.8543 | 41.7565 | 41.9765 | 71.4129 | 71.5207 | 40.5918 | 21.7315 | 14.3421
5911 | STP_GN1___1 | 1 | Houston | 1333 | -215.9033 | -151.5421 | -10.9079 | 151.5421 | 10.9079 | 142.4884 | 78.0551 | 88.5245 | 88.9684 | 148.2976 | 148.5255 | 85.7466 | 46.619 | 28.3836
5912 | STP_GN2___2 | 2 | Houston | 1332 | -215.7414 | -151.4284 | -10.8998 | 151.4284 | 10.8998 | 142.3815 | 77.9966 | 88.4581 | 88.9017 | 148.1863 | 148.4141 | 85.6822 | 46.584 | 28.3623
5932 | SI_RAY9 | 9 | South | 32 | -3.2673 | -5.4055 | 0.014688 | 5.4055 | -0.014688 | 4.8643 | 2.6604 | 3.0155 | 3.0313 | 5.1175 | 5.1253 | 2.929 | 1.574 | 1.0253
5933 | SI_RAY6 | 6 | South | 15.4 | -1.5724 | -2.6014 | 0.0070686 | 2.6014 | -0.0070686 | 2.3409 | 1.2803 | 1.4512 | 1.4588 | 2.4628 | 2.4665 | 1.4096 | 0.7575 | 0.49345
5934 | SI_RAY5 | 5 | South | 0 | 0 | 0 | 0 | 0 | 0 | 0 | 0 | 0 | 0 | 0 | 0 | 0 | 0 | 0
5935 | SI_RAY10 | 10 | South | 47 | -4.7988 | -7.9393 | 0.021573 | 7.9393 | -0.021573 | 7.1444 | 3.9074 | 4.429 | 4.4522 | 7.5164 | 7.5278 | 4.3019 | 2.3118 | 1.506
6016 | SWMESA | 1 | West | 18.8 | 2.3854 | 2.4941 | 6.1255 | -2.4941 | -6.1255 | -1.9738 | -1.0751 | -1.2251 | -1.2319 | -1.8587 | -1.8618 | -1.2123 | -0.64362 | -0.46199
6100 | OKLA7A | EQ | West | 50 | 7.2843 | 8.1999 | 7.3719 | -8.1999 | -7.3719 | -6.4174 | -3.4924 | -3.9802 | -4.0028 | -6.104 | -6.1141 | -3.9097 | -2.0848 | -1.5291
6144 | MCADOO1A | 1 | West | 15 | 2.1032 | 2.326 | 4.3126 | -2.326 | -4.3126 | -1.8456 | -1.0052 | -1.1453 | -1.1517 | -1.7528 | -1.7557 | -1.1306 | -0.60117 | -0.43289
6407 | TURKTRAK1A | 1 | West | 33.9 | 4.5736 | 4.8998 | 9.8544 | -4.8998 | -9.8544 | -4.0101 | -2.1879 | -2.4908 | -2.5042 | -3.8085 | -3.8147 | -2.4921 | -1.3117 | -0.90723
6637 | SNYDERW1A | 1 | West | 12.6 | 1.7518 | 1.9259 | 4.2457 | -1.9259 | -4.2457 | -1.5265 | -0.83136 | -0.94723 | -0.95253 | -1.4489 | -1.4513 | -0.9351 | -0.49711 | -0.35812
6752 | OKLA0A | 1 | West | 649.7 | 94.6515 | 106.5502 | 95.7905 | -106.5502 | -95.7905 | -83.3877 | -45.3809 | -51.7187 | -52.013 | -79.316 | -79.4466 | -50.8033 | -27.0899 | -19.8685
7000 | L_FERGUS1_1Y | 1 | South | 400 | -8.208 | -86.062 | 5.646 | 86.062 | -5.646 | 49.4388 | 26.286 | 30.5064 | 30.7684 | 42.9956 | 43.0716 | 31.3392 | 15.7644 | 17.5936
7004 | L_SIMGID1_1Y | 1 | South | 132 | -5.6538 | -32.1421 | -0.44616 | 32.1421 | 0.44616 | 27.0183 | 14.7521 | 16.931 | 17.0213 | 22.1752 | 22.2163 | 16.278 | 9.2574 | 6.2086
7005 | L_SIMGID1_2Y | 2 | South | 133 | -5.6967 | -32.3856 | -0.44954 | 32.3856 | 0.44954 | 27.223 | 14.8638 | 17.0592 | 17.1502 | 22.3432 | 22.3846 | 16.4013 | 9.3276 | 6.2557
7006 | L_SIMGID1_3Y | 3 | South | 324.9 | -13.9161 | -79.1135 | -1.0982 | 79.1135 | 1.0982 | 66.5018 | 36.3102 | 41.6733 | 41.8955 | 54.5813 | 54.6823 | 40.066 | 22.7859 | 15.2817
7007 | L_LOSTPI1_1Y | 1 | South | 158.6 | -6.8182 | -40.4779 | -0.7459 | 40.4779 | 0.7459 | 37.4962 | 20.5317 | 23.1711 | 23.2903 | 42.156 | 42.2168 | 22.5171 | 11.9215 | 7.6195
7008 | L_LOSTPI1_2Y | 2 | South | 157.7 | -6.7795 | -40.2482 | -0.74166 | 40.2482 | 0.74166 | 37.2834 | 20.4152 | 23.0397 | 23.1581 | 41.9168 | 41.9772 | 22.3893 | 11.8538 | 7.5762
7009 | L_LOSTPI1_3Y | 3 | South | 173.9 | -7.476 | -44.3828 | -0.81785 | 44.3828 | 0.81785 | 41.1134 | 22.5124 | 25.4064 | 25.537 | 46.2228 | 46.2894 | 24.6893 | 13.0715 | 8.3545
7010 | L_FPPYD11_1Y | 1 | South | 547.4 | -34.3674 | -124.7021 | -2.6658 | 124.7021 | 2.6658 | 114.0535 | 62.4271 | 70.5965 | 70.9611 | 124.0332 | 124.2166 | 68.5432 | 36.592 | 23.5546
7011 | L_FPPYD11_2Y | 2 | South | 552.2 | -34.6688 | -125.7956 | -2.6892 | 125.7956 | 2.6892 | 115.0536 | 62.9745 | 71.2156 | 71.5833 | 125.1208 | 125.3058 | 69.1443 | 36.9129 | 23.7612
7012 | L_FPPYD21_3Y | 3 | South | 427.5 | -26.9197 | -97.2956 | -2.0811 | 97.2956 | 2.0811 | 88.9794 | 48.7029 | 55.0765 | 55.3608 | 96.7539 | 96.8971 | 53.4747 | 28.548 | 18.3782
7014 | L_HAYSEN1_1Y | 1 | South | 223.9 | -13.9734 | -49.5556 | -0.26846 | 49.5556 | 0.26846 | 44.2464 | 24.1935 | 27.3892 | 27.5337 | 47.4301 | 47.5011 | 26.6358 | 14.2058 | 9.4168
7015 | L_HAYSEN1_2Y | 2 | South | 225 | -14.042 | -49.799 | -0.26977 | 49.799 | 0.26977 | 44.4638 | 24.3124 | 27.5238 | 27.6689 | 47.6631 | 47.7344 | 26.7667 | 14.2756 | 9.4631
7016 | L_HAYSEN1_3Y | 3 | South | 224.6 | -14.0171 | -49.7105 | -0.2693 | 49.7105 | 0.2693 | 44.3848 | 24.2692 | 27.4749 | 27.6197 | 47.5784 | 47.6496 | 26.7191 | 14.2502 | 9.4462
7017 | L_HAYSEN1_4Y | 4 | South | 226.7 | -14.1481 | -50.1753 | -0.27181 | 50.1753 | 0.27181 | 44.7998 | 24.4961 | 27.7318 | 27.878 | 48.0232 | 48.0951 | 26.9689 | 14.3834 | 9.5345
7038 | L_DELAWA1_1Y | 1 | West | 3.5 | 0.47746 | 0.51948 | 1.2193 | -0.51948 | -1.2193 | -0.41117 | -0.22393 | -0.25514 | -0.25657 | -0.38967 | -0.39031 | -0.25191 | -0.1339 | -0.096509
7038 | L_DELAWA1_1Y | 2 | West | 3 | 0.40925 | 0.44527 | 1.0451 | -0.44527 | -1.0451 | -0.35243 | -0.19194 | -0.21869 | -0.21992 | -0.334 | -0.33455 | -0.21593 | -0.11477 | -0.082722
7303 | L_WPPGS12_1Y | 1 | South | 50 | -2.9423 | -11.2921 | -0.21205 | 11.2921 | 0.21205 | 9.8573 | 5.3881 | 6.1436 | 6.1759 | 9.2608 | 9.2761 | 5.9328 | 3.2824 | 2.16
7303 | L_WPPGS12_1Y | 2 | South | 50 | -2.9423 | -11.2921 | -0.21205 | 11.2921 | 0.21205 | 9.8573 | 5.3881 | 6.1436 | 6.1759 | 9.2608 | 9.2761 | 5.9328 | 3.2824 | 2.16
7305 | L_WPPGS34_1Y | 3 | South | 50 | -2.9423 | -11.2921 | -0.21205 | 11.2921 | 0.21205 | 9.8573 | 5.3881 | 6.1436 | 6.1759 | 9.2608 | 9.2761 | 5.9328 | 3.2824 | 2.16
7305 | L_WPPGS34_1Y | 4 | South | 50 | -2.9423 | -11.2921 | -0.21205 | 11.2921 | 0.21205 | 9.8573 | 5.3881 | 6.1436 | 6.1759 | 9.2608 | 9.2761 | 5.9328 | 3.2824 | 2.16
7800 | L_GUADGE1_1Y | 1 | South | 147 | -10.7479 | -30.3803 | -0.086142 | 30.3803 | 0.086142 | 27.074 | 14.8023 | 16.7656 | 16.8541 | 28.8242 | 28.8674 | 16.3038 | 8.7105 | 5.7756
7801 | L_GUADGE1_2Y | 2 | South | 138 | -10.0899 | -28.5203 | -0.080868 | 28.5203 | 0.080868 | 25.4164 | 13.896 | 15.7392 | 15.8223 | 27.0595 | 27.1 | 15.3056 | 8.1772 | 5.422
7802 | L_GUADGE1_3Y | 3 | South | 146 | -10.6748 | -30.1737 | -0.085556 | 30.1737 | 0.085556 | 26.8898 | 14.7016 | 16.6516 | 16.7395 | 28.6281 | 28.671 | 16.1929 | 8.6512 | 5.7363
7803 | L_GUADGE1_4Y | 4 | South | 149 | -10.8941 | -30.7937 | -0.087314 | 30.7937 | 0.087314 | 27.4424 | 15.0037 | 16.9937 | 17.0834 | 29.2164 | 29.2602 | 16.5256 | 8.829 | 5.8542
7804 | L_GUADGE1_5Y | 5 | South | 182 | -13.3069 | -37.6138 | -0.10665 | 37.6138 | 0.10665 | 33.5202 | 18.3267 | 20.7575 | 20.867 | 35.6871 | 35.7406 | 20.1856 | 10.7844 | 7.1508
7805 | L_GUADGE1_6Y | 6 | South | 203 | -14.8423 | -41.9538 | -0.11896 | 41.9538 | 0.11896 | 37.3879 | 20.4413 | 23.1526 | 23.2748 | 39.8048 | 39.8645 | 22.5147 | 12.0288 | 7.9759
7807 | L_BASTEN1_1Y | 1 | South | 152.5 | -6.2319 | -38.9932 | -0.60527 | 38.9932 | 0.60527 | 35.5636 | 19.4637 | 21.9884 | 22.1023 | 39.2684 | 39.3258 | 21.3706 | 11.341 | 7.3712
7808 | L_BASTEN1_2Y | 1 | South | 149.5 | -6.1093 | -38.2261 | -0.59337 | 38.2261 | 0.59337 | 34.864 | 19.0808 | 21.5558 | 21.6675 | 38.496 | 38.5522 | 20.9502 | 11.1179 | 7.2262
7809 | L_BASTEN1_3Y | 1 | South | 232.6 | -9.5052 | -59.4742 | -0.92319 | 59.4742 | 0.92319 | 54.2433 | 29.687 | 33.5377 | 33.7114 | 59.894 | 59.9815 | 32.5954 | 17.2978 | 11.243
7810 | L_RIONOG1G1Y | 1 | South | 148 | -10.0532 | -31.6384 | -0.13276 | 31.6384 | 0.13276 | 28.2104 | 15.4243 | 17.4667 | 17.5589 | 30.1124 | 30.1575 | 16.9855 | 9.0683 | 6.0141
7811 | L_RIONOG1G2Y | 2 | South | 148 | -10.0532 | -31.6384 | -0.13276 | 31.6384 | 0.13276 | 28.2104 | 15.4243 | 17.4667 | 17.5589 | 30.1124 | 30.1575 | 16.9855 | 9.0683 | 6.0141
7812 | L_RIONOG1G3Y | 3 | South | 154 | -10.4608 | -32.921 | -0.13814 | 32.921 | 0.13814 | 29.3541 | 16.0496 | 18.1748 | 18.2707 | 31.3331 | 31.3801 | 17.6741 | 9.4359 | 6.2579
7813 | L_RIONOG1S1Y | 4 | South | 293 | -19.9026 | -62.6355 | -0.26282 | 62.6355 | 0.26282 | 55.849 | 30.5359 | 34.5793 | 34.7618 | 59.6144 | 59.7037 | 33.6267 | 17.9527 | 11.9063
8161 | COLETO0A | 1 | South | 633 | -62.2663 | -110.887 | -0.44183 | 110.887 | 0.44183 | 99.4259 | 54.3722 | 61.6409 | 61.9644 | 104.2526 | 104.4108 | 59.8748 | 32.1862 | 21.0504
8173 | VICEC51A | 5 | South | 144 | -15.2238 | -24.1973 | -0.27936 | 24.1973 | 0.27936 | 21.7549 | 11.8986 | 13.4944 | 13.5648 | 22.6493 | 22.684 | 13.1 | 7.0616 | 4.5901
8174 | VICEC61A | 6 | South | 188 | -19.8755 | -31.591 | -0.36472 | 31.591 | 0.36472 | 28.4023 | 15.5343 | 17.6177 | 17.7096 | 29.57 | 29.6153 | 17.1027 | 9.2193 | 5.9927
8933 | FGNTS001 | 1 | South | 146.5 | -14.7492 | -24.6954 | 0.22913 | 24.6954 | -0.22913 | 22.2201 | 12.1526 | 13.7745 | 13.8466 | 23.3867 | 23.4221 | 13.379 | 7.1892 | 4.6852
8934 | FGNTS101 | 2 | South | 147.9 | -14.8901 | -24.9314 | 0.23132 | 24.9314 | -0.23132 | 22.4324 | 12.2687 | 13.9061 | 13.9789 | 23.6102 | 23.646 | 13.5068 | 7.2579 | 4.73
8935 | FGNTS201 | 3 | South | 173 | -17.4171 | -29.1624 | 0.27057 | 29.1624 | -0.27057 | 26.2394 | 14.3509 | 16.2662 | 16.3513 | 27.617 | 27.6589 | 15.7991 | 8.4896 | 5.5327
8936 | MVGN#1 | 1 | South | 216.6 | -21.9825 | -36.5558 | 0.2023 | 36.5558 | -0.2023 | 32.894 | 17.9904 | 20.3918 | 20.4984 | 34.6129 | 34.6653 | 19.8063 | 10.6435 | 6.9347
8937 | MVGN#2 | 2 | South | 216.7 | -21.9927 | -36.5727 | 0.2024 | 36.5727 | -0.2024 | 32.9091 | 17.9987 | 20.4012 | 20.5078 | 34.6289 | 34.6813 | 19.8155 | 10.6484 | 6.9379
8938 | MVGN#3 | 3 | South | 250.9 | -25.4636 | -42.3446 | 0.23434 | 42.3446 | -0.23434 | 38.1029 | 20.8393 | 23.621 | 23.7444 | 40.0941 | 40.1548 | 22.9428 | 12.329 | 8.0328
8981 | HECN1 | 1 | South | 144.8 | -14.6962 | -24.4382 | 0.13481 | 24.4382 | -0.13481 | 21.9902 | 12.0269 | 13.6322 | 13.7036 | 23.1393 | 23.1744 | 13.2409 | 7.1153 | 4.6359
8982 | HECN2 | 2 | South | 144.1 | -14.6251 | -24.32 | 0.13416 | 24.32 | -0.13416 | 21.8839 | 11.9688 | 13.5663 | 13.6373 | 23.0275 | 23.0623 | 13.1769 | 7.0809 | 4.6135
8983 | HECN3 | 3 | South | 171.9 | -17.4466 | -29.0119 | 0.16004 | 29.0119 | -0.16004 | 26.1058 | 14.2778 | 16.1835 | 16.2683 | 27.47 | 27.5116 | 15.7191 | 8.447 | 5.5036
9000 | DECKR_G1 | 1 | South | 280 | -9.5068 | -70.4586 | -0.6482 | 70.4586 | 0.6482 | 56.3254 | 30.7 | 35.0843 | 35.2766 | 48.9432 | 49.0294 | 34.0066 | 18.7099 | 13.7774
9001 | DECKR_G2 | 2 | South | 400 | -13.5812 | -100.6552 | -0.926 | 100.6552 | 0.926 | 80.4648 | 43.8572 | 50.1204 | 50.3952 | 69.9188 | 70.042 | 48.5808 | 26.7284 | 19.682
9002 | DECKR_G3 | 3 | South | 0 | 0 | 0 | 0 | 0 | 0 | 0 | 0 | 0 | 0 | 0 | 0 | 0 | 0 | 0
9003 | DECKR_G4 | 4 | South | 44 | -1.4388 | -11.1804 | -0.11431 | 11.1804 | 0.11431 | 9.0011 | 4.9075 | 5.6089 | 5.6395 | 7.8143 | 7.8281 | 5.4318 | 2.9961 | 2.1829
9004 | DECKR_G5 | 5 | South | 44 | -1.4388 | -11.1804 | -0.11431 | 11.1804 | 0.11431 | 9.0011 | 4.9075 | 5.6089 | 5.6395 | 7.8143 | 7.8281 | 5.4318 | 2.9961 | 2.1829
9005 | DECKR_G6 | 6 | South | 44 | -1.4388 | -11.1804 | -0.11431 | 11.1804 | 0.11431 | 9.0011 | 4.9075 | 5.6089 | 5.6395 | 7.8143 | 7.8281 | 5.4318 | 2.9961 | 2.1829
9016 | SANDH_G1 | 1 | South | 45 | -1.6076 | -11.2639 | -0.10368 | 11.2639 | 0.10368 | 9.1329 | 4.9798 | 5.6828 | 5.7138 | 8.2225 | 8.2366 | 5.5123 | 3.0168 | 2.1947
9017 | SANDH_G2 | 2 | South | 45 | -1.6076 | -11.2639 | -0.10368 | 11.2639 | 0.10368 | 9.1329 | 4.9798 | 5.6828 | 5.7138 | 8.2225 | 8.2366 | 5.5123 | 3.0168 | 2.1947
9018 | SANDH_G3 | 3 | South | 45 | -1.6076 | -11.2639 | -0.10368 | 11.2639 | 0.10368 | 9.1329 | 4.9798 | 5.6828 | 5.7138 | 8.2225 | 8.2366 | 5.5123 | 3.0168 | 2.1947
9019 | SANDH_G4 | 4 | South | 0 | 0 | 0 | 0 | 0 | 0 | 0 | 0 | 0 | 0 | 0 | 0 | 0 | 0 | 0
9020 | SANDHG5A | 5A | South | 150 | -5.3587 | -37.5463 | -0.3456 | 37.5463 | 0.3456 | 30.4429 | 16.5995 | 18.9426 | 19.0461 | 27.4083 | 27.4552 | 18.3744 | 10.0558 | 7.3158
9021 | SANDHG5C | 5C | South | 140 | -5.0015 | -35.0433 | -0.32256 | 35.0433 | 0.32256 | 28.4134 | 15.4928 | 17.6798 | 17.7764 | 25.5811 | 25.6249 | 17.1494 | 9.3855 | 6.8281
11001 | NAV1CT | 1 | West | 70.4 | 9.6873 | 10.587 | 24.8302 | -10.587 | -24.8302 | -8.3782 | -4.5627 | -5.1988 | -5.2279 | -7.9456 | -7.9586 | -5.1315 | -2.728 | -1.9675
11009 | NAV2CT | 1 | West | 71.4 | 9.8249 | 10.7373 | 25.1829 | -10.7373 | -25.1829 | -8.4972 | -4.6275 | -5.2726 | -5.3022 | -8.0584 | -8.0717 | -5.2043 | -2.7668 | -1.9954
11011 | NAV3ST | 1 | West | 92.8 | 12.7697 | 13.9555 | 32.7307 | -13.9555 | -32.7307 | -11.0439 | -6.0145 | -6.8529 | -6.8913 | -10.4737 | -10.4909 | -6.7642 | -3.596 | -2.5935
11012 | NAV4CT | 1 | West | 80 | 11.0083 | 12.0306 | 28.2162 | -12.0306 | -28.2162 | -9.5206 | -5.1849 | -5.9077 | -5.9408 | -9.029 | -9.0439 | -5.8312 | -3.1 | -2.2358
11013 | NAV5CT | 1 | West | 80 | 11.0083 | 12.0306 | 28.2162 | -12.0306 | -28.2162 | -9.5206 | -5.1849 | -5.9077 | -5.9408 | -9.029 | -9.0439 | -5.8312 | -3.1 | -2.2358
11014 | NAV6ST | 1 | West | 115 | 15.8245 | 17.294 | 40.5607 | -17.294 | -40.5607 | -13.6859 | -7.4533 | -8.4923 | -8.5399 | -12.9792 | -13.0006 | -8.3824 | -4.4562 | -3.2139
11020 | TIEHVSG_1G | 1 | West | 208.2 | 28.6458 | 31.3043 | 73.4217 | -31.3043 | -73.4217 | -24.7731 | -13.4914 | -15.372 | -15.4582 | -23.4939 | -23.5326 | -15.173 | -8.0665 | -5.8175
11021 | TIEHVCG_1G | 1 | West | 142.1 | 19.5513 | 21.3657 | 50.1116 | -21.3657 | -50.1116 | -16.9081 | -9.2081 | -10.4917 | -10.5505 | -16.035 | -16.0614 | -10.3558 | -5.5055 | -3.9706
11022 | TIEHVCG_2G | 1 | West | 132.4 | 18.2167 | 19.9073 | 46.6909 | -19.9073 | -46.6909 | -15.7539 | -8.5795 | -9.7755 | -9.8303 | -14.9404 | -14.965 | -9.6489 | -5.1297 | -3.6995
11023 | TIEHVCG_3G | 1 | West | 137.4 | 18.9046 | 20.6591 | 48.4541 | -20.6591 | -48.4541 | -16.3488 | -8.9035 | -10.1447 | -10.2015 | -15.5046 | -15.5302 | -10.0133 | -5.3234 | -3.8392
11024 | TIEHVCG_4G | 1 | West | 147 | 20.2254 | 22.1025 | 51.8396 | -22.1025 | -51.8396 | -17.4911 | -9.5256 | -10.8535 | -10.9143 | -16.5879 | -16.6153 | -10.7129 | -5.6954 | -4.1075
11025 | TIEHVSG_2G | 1 | West | 213.2 | 29.3338 | 32.0561 | 75.185 | -32.0561 | -75.185 | -25.368 | -13.8154 | -15.7412 | -15.8295 | -24.0581 | -24.0978 | -15.5374 | -8.2602 | -5.9572
11691 | KMICHICT1_G | 1 | North | 144 | 23.7241 | 24.3318 | -4.5897 | -24.3318 | 4.5897 | -18.4674 | -10.0344 | -11.4329 | -11.5006 | -17.7857 | -17.8147 | -11.1338 | -5.9446 | -4.5822
11692 | KMICHICT2_G | 2 | North | 146 | 24.0536 | 24.6698 | -4.6535 | -24.6698 | 4.6535 | -18.7239 | -10.1737 | -11.5917 | -11.6603 | -18.0328 | -18.0621 | -11.2884 | -6.0272 | -4.6459
11693 | KMICHIST3_G | 3 | North | 312 | 51.4023 | 52.719 | -9.9444 | -52.719 | 9.9444 | -40.0128 | -21.7411 | -24.7712 | -24.9179 | -38.5357 | -38.5985 | -24.1232 | -12.88 | -9.9282
11694 | KMICHICT4_G | 4 | North | 144 | 23.7241 | 24.3318 | -4.5897 | -24.3318 | 4.5897 | -18.4674 | -10.0344 | -11.4329 | -11.5006 | -17.7857 | -17.8147 | -11.1338 | -5.9446 | -4.5822
11695 | KMICHICT5_G | 5 | North | 148 | 24.3831 | 25.0077 | -4.7172 | -25.0077 | 4.7172 | -18.9804 | -10.3131 | -11.7505 | -11.82 | -18.2798 | -18.3095 | -11.4431 | -6.1097 | -4.7095
11696 | KMICHIST6_G | 6 | North | 310 | 51.0728 | 52.381 | -9.8806 | -52.381 | 9.8806 | -39.7563 | -21.6017 | -24.6124 | -24.7582 | -38.2887 | -38.351 | -23.9686 | -12.7974 | -9.8645
12322 | ENNSTRAC_1G | 1 | North | 196 | 31.6209 | 34.0285 | -5.2356 | -34.0285 | 5.2356 | -26.403 | -14.3578 | -16.366 | -16.462 | -25.3912 | -25.4326 | -15.8895 | -8.5552 | -6.6034
12323 | ENNSTRAC_2G | 2 | North | 116 | 18.7144 | 20.1393 | -3.0986 | -20.1393 | 3.0986 | -15.6262 | -8.4975 | -9.686 | -9.7428 | -15.0275 | -15.0519 | -9.404 | -5.0633 | -3.9082
12411 | FPLEFR1A_G | 1 | North | 161 | 27.0882 | 26.5069 | -4.8397 | -26.5069 | 4.8397 | -20.079 | -10.9092 | -12.4268 | -12.5005 | -19.4187 | -19.4501 | -12.0996 | -6.4529 | -5.0084
12412 | FPLEFR1B_G | 2 | North | 164 | 27.593 | 27.0008 | -4.9298 | -27.0008 | 4.9298 | -20.4531 | -11.1125 | -12.6583 | -12.7335 | -19.7805 | -19.8125 | -12.3251 | -6.5731 | -5.1017
12413 | FPLEFR1C_G | 3 | North | 164 | 27.593 | 27.0008 | -4.9298 | -27.0008 | 4.9298 | -20.4531 | -11.1125 | -12.6583 | -12.7335 | -19.7805 | -19.8125 | -12.3251 | -6.5731 | -5.1017
12414 | FPLEFR1S_G | 4 | North | 414 | 69.6555 | 68.1605 | -12.4448 | -68.1605 | 12.4448 | -51.6316 | -28.0522 | -31.9546 | -32.1442 | -49.9338 | -50.0145 | -31.1133 | -16.5931 | -12.8787
12421 | FPLEFR2A_G | 1 | North | 162 | 27.2565 | 26.6715 | -4.8697 | -26.6715 | 4.8697 | -20.2037 | -10.977 | -12.504 | -12.5782 | -19.5393 | -19.5709 | -12.1748 | -6.493 | -5.0395
12422 | FPLEFR2B_G | 2 | North | 161 | 27.0882 | 26.5069 | -4.8397 | -26.5069 | 4.8397 | -20.079 | -10.9092 | -12.4268 | -12.5005 | -19.4187 | -19.4501 | -12.0996 | -6.4529 | -5.0084
12423 | FPLEFR2C_G | 3 | North | 163 | 27.4247 | 26.8362 | -4.8998 | -26.8362 | 4.8998 | -20.3284 | -11.0447 | -12.5812 | -12.6558 | -19.6599 | -19.6917 | -12.2499 | -6.533 | -5.0706
12424 | FPLEFR2S_G | 4 | North | 415 | 69.8238 | 68.3252 | -12.4749 | -68.3252 | 12.4749 | -51.7563 | -28.12 | -32.0318 | -32.2218 | -50.0544 | -50.1353 | -31.1885 | -16.6332 | -12.9098
12440 | PARKD_1SVC8 | 1 | North | 0 | 0 | 0 | 0 | 0 | 0 | 0 | 0 | 0 | 0 | 0 | 0 | 0 | 0 | 0
12449 | PARKD_2SVC8 | 1 | North | 0 | 0 | 0 | 0 | 0 | 0 | 0 | 0 | 0 | 0 | 0 | 0 | 0 | 0 | 0
13116 | TGATEWAY_1G | 1 | North | 151 | 26.6658 | 23.0184 | -4.2035 | -23.0184 | 4.2035 | -17.3679 | -9.4349 | -10.7391 | -10.8031 | -17.0165 | -17.0438 | -10.4602 | -5.5548 | -4.3865
13117 | TGATEWAY_2G | 2 | North | 130 | 22.9574 | 19.8172 | -3.6189 | -19.8172 | 3.6189 | -14.9525 | -8.1228 | -9.2456 | -9.3007 | -14.65 | -14.6735 | -9.0055 | -4.7823 | -3.7765
13118 | TGATEWAY_3G | 3 | North | 148 | 26.1361 | 22.5611 | -4.12 | -22.5611 | 4.12 | -17.0228 | -9.2475 | -10.5258 | -10.5885 | -16.6784 | -16.7052 | -10.2524 | -5.4445 | -4.2994
13119 | TGATEWAY_4G | 4 | North | 399 | 70.4614 | 60.8236 | -11.1074 | -60.8236 | 11.1074 | -45.8926 | -24.9307 | -28.3769 | -28.5461 | -44.9641 | -45.0363 | -27.6399 | -14.678 | -11.5909
13131 | CALFREST_1G | 1 | North | 150.7 | 28.5156 | 20.3745 | -3.8156 | -20.3745 | 3.8156 | -15.1612 | -8.2314 | -9.3598 | -9.4165 | -15.1007 | -15.1247 | -9.1264 | -4.8085 | -3.8924
13132 | CALFREST_2G | 2 | North | 151 | 28.5724 | 20.415 | -3.8232 | -20.415 | 3.8232 | -15.1914 | -8.2478 | -9.3785 | -9.4352 | -15.1308 | -15.1548 | -9.1446 | -4.8181 | -3.9002
13133 | CALFREST_3G | 3 | North | 177.4 | 33.5678 | 23.9843 | -4.4916 | -23.9843 | 4.4916 | -17.8473 | -9.6898 | -11.0181 | -11.0848 | -17.7762 | -17.8044 | -10.7433 | -5.6605 | -4.5821
13134 | CALFREST_4G | 4 | North | 151.5 | 28.5885 | 20.5779 | -3.8502 | -20.5779 | 3.8502 | -15.3329 | -8.3251 | -9.4668 | -9.524 | -15.2609 | -15.285 | -9.2298 | -4.8657 | -3.9346
13135 | CALFREST_5G | 5 | North | 152.3 | 28.7395 | 20.6866 | -3.8706 | -20.6866 | 3.8706 | -15.4138 | -8.369 | -9.5168 | -9.5743 | -15.3415 | -15.3657 | -9.2786 | -4.8914 | -3.9554
13136 | CALFREST_6G | 6 | North | 177.5 | 33.4948 | 24.1095 | -4.511 | -24.1095 | 4.511 | -17.9642 | -9.7538 | -11.0914 | -11.1585 | -17.8799 | -17.9082 | -10.8138 | -5.7008 | -4.6099
13432 | SANDOW_5G | 5 | South | 581 | 8.2804 | -179.9961 | -4.5248 | 179.9961 | 4.5248 | 153.1731 | 83.7843 | 107.9637 | 108.5018 | -174.3488 | -174.2192 | 91.8009 | 86.1972 | 34.7851
32798 | BRYN_TAMUGEN | 1 | North | 32 | 7.6243 | 0.76806 | -0.58774 | -0.76806 | 0.58774 | -0.4761 | -0.2553 | -0.25034 | -0.25283 | -1.5957 | -1.5969 | -0.28608 | -0.029664 | -0.17494
32883 | BRYN_DNSBY3 | 1 | North | 0 | 0 | 0 | 0 | 0 | 0 | 0 | 0 | 0 | 0 | 0 | 0 | 0 | 0 | 0
32884 | BRYN_DNSBY13 | 1 | North | 46 | 10.5614 | 0.89797 | -0.84079 | -0.89797 | 0.84079 | -0.58434 | -0.31335 | -0.27968 | -0.28281 | -2.7272 | -2.7288 | -0.35107 | 0.040986 | -0.21413
32888 | BRYN_ATKINS7 | 1 | North | 13.6 | 3.1778 | 0.30952 | -0.249 | -0.30952 | 0.249 | -0.22168 | -0.11957 | -0.11794 | -0.11903 | -0.74448 | -0.74501 | -0.13301 | -0.017558 | -0.071971
32892 | BRYN_DNSBY14 | 1 | North | 84 | 19.2861 | 1.6398 | -1.5354 | -1.6398 | 1.5354 | -1.0671 | -0.57221 | -0.51072 | -0.51643 | -4.98 | -4.983 | -0.64109 | 0.074844 | -0.39102
36998 | RDCNYNG1 | 1 | West | 16.8 | 2.3407 | 2.5771 | 5.4635 | -2.5771 | -5.4635 | -2.0429 | -1.1126 | -1.2677 | -1.2748 | -1.9393 | -1.9425 | -1.2514 | -0.6653 | -0.4793
38332 | TNWDWRDU2_8 | 1 | West | 20 | 2.5447 | 2.665 | 6.5354 | -2.665 | -6.5354 | -2.1089 | -1.1487 | -1.3089 | -1.3162 | -1.9864 | -1.9897 | -1.2951 | -0.68762 | -0.49372
38437 | TNSRBNMESA9 | 1 | West | 37.5 | 4.769 | 4.9931 | 12.2484 | -4.9931 | -12.2484 | -3.9511 | -2.1521 | -2.4524 | -2.4661 | -3.7215 | -3.7277 | -2.4266 | -1.2884 | -0.92501
38580 | TNBP_CGN1_8 | 1 | Houston | 70.8 | -12.4174 | -4.3638 | -0.85484 | 4.3638 | 0.85484 | 4.4482 | 2.4432 | 2.7778 | 2.7908 | 4.4375 | 4.4445 | 2.6765 | 1.494 | 0.79714
38590 | TNBP_CGN2_8 | 2 | Houston | 66.7 | -11.6983 | -4.1111 | -0.80534 | 4.1111 | 0.80534 | 4.1906 | 2.3018 | 2.617 | 2.6292 | 4.1805 | 4.1871 | 2.5215 | 1.4075 | 0.75098
38600 | TNBP_CGN3_8 | 5 | Houston | 53 | -9.2955 | -3.2667 | -0.63992 | 3.2667 | 0.63992 | 3.3299 | 1.829 | 2.0795 | 2.0892 | 3.3218 | 3.3271 | 2.0036 | 1.1184 | 0.59673
38611 | TNBPAMCG1_8 | 1 | Houston | 153.2 | -26.8693 | -9.4425 | -1.8497 | 9.4425 | 1.8497 | 9.6252 | 5.2868 | 6.0108 | 6.0388 | 9.602 | 9.6171 | 5.7916 | 3.2328 | 1.7249
38612 | TNBPAMCG2_8 | 2 | Houston | 153.5 | -26.9219 | -9.461 | -1.8534 | 9.461 | 1.8534 | 9.6441 | 5.2971 | 6.0226 | 6.0507 | 9.6208 | 9.636 | 5.8029 | 3.2392 | 1.7283
38613 | TNBPAMCG3_8 | 3 | Houston | 152.3 | -26.7114 | -9.387 | -1.8389 | 9.387 | 1.8389 | 9.5687 | 5.2557 | 5.9755 | 6.0034 | 9.5456 | 9.5606 | 5.7575 | 3.2138 | 1.7147
38614 | TNBPAMCG4_8 | 4 | Houston | 96 | -16.8372 | -5.917 | -1.1591 | 5.917 | 1.1591 | 6.0315 | 3.3129 | 3.7666 | 3.7841 | 6.0169 | 6.0264 | 3.6292 | 2.0258 | 1.0809
38615 | TNBPAMCG5_8 | 1 | Houston | 244 | -42.7944 | -15.0389 | -2.9461 | 15.0389 | 2.9461 | 15.33 | 8.4202 | 9.5733 | 9.618 | 15.2929 | 15.3171 | 9.2242 | 5.1489 | 2.7472
38690 | TNBP_CGN4_8 | 3 | Houston | 40 | -7.0155 | -2.4654 | -0.48296 | 2.4654 | 0.48296 | 2.5131 | 1.3804 | 1.5694 | 1.5767 | 2.507 | 2.511 | 1.5122 | 0.84408 | 0.45036
38711 | TNTXCTY1CG8 | 1 | Houston | 100.3 | -17.5913 | -6.182 | -1.211 | 6.182 | 1.211 | 6.3016 | 3.4613 | 3.9353 | 3.9536 | 6.2864 | 6.2963 | 3.7917 | 2.1165 | 1.1293
38712 | TNTXCTY2CG8 | 1 | Houston | 92.9 | -16.2935 | -5.7259 | -1.1217 | 5.7259 | 1.1217 | 5.8367 | 3.2059 | 3.6449 | 3.6619 | 5.8226 | 5.8318 | 3.512 | 1.9604 | 1.046
38713 | TNTXCTY3CG8 | 1 | Houston | 102.7 | -18.0122 | -6.3299 | -1.24 | 6.3299 | 1.24 | 6.4524 | 3.5441 | 4.0294 | 4.0482 | 6.4368 | 6.447 | 3.8825 | 2.1672 | 1.1563
38714 | TNTXCTY4CG8 | 1 | Houston | 103 | -18.0649 | -6.3484 | -1.2436 | 6.3484 | 1.2436 | 6.4713 | 3.5544 | 4.0412 | 4.0601 | 6.4556 | 6.4658 | 3.8938 | 2.1735 | 1.1597
39190 | TNSLCGN1__8 | 1 | Houston | 0 | 0 | 0 | 0 | 0 | 0 | 0 | 0 | 0 | 0 | 0 | 0 | 0 | 0 | 0
39470 | TNDOWCGNSG8 | 1 | Houston | 32 | -5.6124 | -1.9723 | -0.38637 | 1.9723 | 0.38637 | 2.0105 | 1.1043 | 1.2555 | 1.2614 | 2.0056 | 2.0088 | 1.2097 | 0.67526 | 0.36029
39480 | TNDOWCGNGG8 | 1 | Houston | 30 | -5.2616 | -1.8491 | -0.36222 | 1.8491 | 0.36222 | 1.8848 | 1.0353 | 1.177 | 1.1825 | 1.8803 | 1.8833 | 1.1341 | 0.63306 | 0.33777
39760 | TNSCLP1___8 | 1 | Houston | 93.4 | -16.8624 | -7.7893 | -0.98005 | 7.7893 | 0.98005 | 7.5863 | 4.1608 | 4.7251 | 4.748 | 7.721 | 7.7331 | 4.5649 | 2.5142 | 1.4436
39770 | TNSCLP2___8 | 1 | Houston | 91.6 | -16.5375 | -7.6392 | -0.96116 | 7.6392 | 0.96116 | 7.4401 | 4.0806 | 4.634 | 4.6565 | 7.5722 | 7.584 | 4.477 | 2.4658 | 1.4158
39775 | TNSCLP4___8 | 1 | Houston | 95.2 | -17.1874 | -7.9394 | -0.99893 | 7.9394 | 0.99893 | 7.7325 | 4.241 | 4.8162 | 4.8395 | 7.8698 | 7.8821 | 4.6529 | 2.5627 | 1.4714
39790 | TNSCLP3___8 | 1 | Houston | 87.6 | -15.8153 | -7.3056 | -0.91919 | 7.3056 | 0.91919 | 7.1152 | 3.9024 | 4.4317 | 4.4531 | 7.2415 | 7.2528 | 4.2815 | 2.3581 | 1.3539
48500 | APD_GT1_8005 | 1 | Houston | 137.6 | -22.161 | -6.9771 | -1.7686 | 6.9771 | 1.7686 | 7.3683 | 4.0516 | 4.6114 | 4.6322 | 7.2178 | 7.2294 | 4.4335 | 2.5014 | 1.2595
48510 | AK_GT1__8040 | 1 | Houston | 33.4 | -5.94 | -2.3256 | -0.38393 | 2.3256 | 0.38393 | 2.3243 | 1.2758 | 1.4498 | 1.4567 | 2.3394 | 2.3431 | 1.3986 | 0.77615 | 0.42752
48511 | LPE_GT1_8070 | 1 | Houston | 42 | -6.5531 | -2.1235 | -0.53995 | 2.1235 | 0.53995 | 2.2437 | 1.2337 | 1.4042 | 1.4105 | 2.1974 | 2.2009 | 1.35 | 0.7618 | 0.38325
48512 | LPE_GT2_8075 | 2 | Houston | 42 | -6.5531 | -2.1235 | -0.53995 | 2.1235 | 0.53995 | 2.2437 | 1.2337 | 1.4042 | 1.4105 | 2.1974 | 2.2009 | 1.35 | 0.7618 | 0.38325
48513 | LPE_GT3_8080 | 3 | Houston | 39 | -6.085 | -1.9718 | -0.50138 | 1.9718 | 0.50138 | 2.0835 | 1.1456 | 1.3039 | 1.3098 | 2.0404 | 2.0437 | 1.2536 | 0.70738 | 0.35587
48514 | LPE_GT4_8085 | 4 | Houston | 39 | -6.085 | -1.9718 | -0.50138 | 1.9718 | 0.50138 | 2.0835 | 1.1456 | 1.3039 | 1.3098 | 2.0404 | 2.0437 | 1.2536 | 0.70738 | 0.35587
48520 | BSF_GT1_8070 | 1 | Houston | 72 | -12.9331 | -6.2431 | -0.73642 | 6.2431 | 0.73642 | 6.0513 | 3.3183 | 3.7675 | 3.7858 | 6.1857 | 6.1954 | 3.6413 | 2.0012 | 1.1588
48520 | BSF_GT1_8070 | 2 | Houston | 10 | -1.7963 | -0.8671 | -0.10228 | 0.8671 | 0.10228 | 0.84046 | 0.46088 | 0.52326 | 0.52581 | 0.85913 | 0.86047 | 0.50574 | 0.27795 | 0.16094
48521 | BVE_GT1_GT1 | 1 | Houston | 167.7 | -34.8023 | -11.9587 | -1.9163 | 11.9587 | 1.9163 | 11.9198 | 6.5425 | 7.4331 | 7.4684 | 12.0402 | 12.059 | 7.172 | 3.9743 | 2.2004
48522 | BVE_GT2_5035 | 2 | Houston | 166.4 | -34.5325 | -11.866 | -1.9015 | 11.866 | 1.9015 | 11.8274 | 6.4918 | 7.3755 | 7.4105 | 11.9469 | 11.9655 | 7.1164 | 3.9435 | 2.1833
48523 | BVE_ST1_GN1 | 3 | Houston | 252.4 | -52.3798 | -17.9986 | -2.8842 | 17.9986 | 2.8842 | 17.9401 | 9.8469 | 11.1874 | 11.2404 | 18.1213 | 18.1496 | 10.7944 | 5.9816 | 3.3117
48531 | BYU_GT1_8075 | 1 | Houston | 65 | -10.6484 | -3.5857 | -0.81458 | 3.5857 | 0.81458 | 3.7266 | 2.0482 | 2.33 | 2.3407 | 3.6806 | 3.6864 | 2.2423 | 1.2591 | 0.65078
48532 | BYU_GT2_8055 | 2 | Houston | 62 | -10.1569 | -3.4202 | -0.77698 | 3.4202 | 0.77698 | 3.5546 | 1.9536 | 2.2225 | 2.2326 | 3.5107 | 3.5163 | 2.1388 | 1.2009 | 0.62074
48533 | BYU_GT3_8060 | 3 | Houston | 67 | -10.976 | -3.6961 | -0.83964 | 3.6961 | 0.83964 | 3.8413 | 2.1112 | 2.4017 | 2.4127 | 3.7938 | 3.7998 | 2.3113 | 1.2978 | 0.6708
48534 | BYU_GT4_8065 | 4 | Houston | 65 | -10.6484 | -3.5857 | -0.81458 | 3.5857 | 0.81458 | 3.7266 | 2.0482 | 2.33 | 2.3407 | 3.6806 | 3.6864 | 2.2423 | 1.2591 | 0.65078
48551 | CAL_GT1_8045 | 1 | Houston | 149 | -23.6952 | -7.7796 | -1.8984 | 7.7796 | 1.8984 | 8.1691 | 4.491 | 5.1107 | 5.1338 | 8.0254 | 8.0383 | 4.9152 | 2.7684 | 1.4072
48552 | CAL_ST1_8000 | 2 | Houston | 65.1 | -10.3527 | -3.399 | -0.82944 | 3.399 | 0.82944 | 3.5692 | 1.9622 | 2.2329 | 2.243 | 3.5064 | 3.512 | 2.1475 | 1.2096 | 0.6148
48561 | CTL_GT2_8130 | 1 | Houston | 73.5 | -12.1827 | -4.1192 | -0.91655 | 4.1192 | 0.91655 | 4.2689 | 2.3459 | 2.6686 | 2.6808 | 4.2221 | 4.2288 | 2.5685 | 1.441 | 0.74838
48562 | CTL_GT3_8135 | 2 | Houston | 70.1 | -11.6191 | -3.9287 | -0.87415 | 3.9287 | 0.87415 | 4.0714 | 2.2374 | 2.5451 | 2.5568 | 4.0268 | 4.0332 | 2.4497 | 1.3744 | 0.71376
48563 | CTL_GT4_8140 | 3 | Houston | 69.6 | -11.5363 | -3.9007 | -0.86791 | 3.9007 | 0.86791 | 4.0424 | 2.2214 | 2.527 | 2.5385 | 3.9981 | 4.0044 | 2.4322 | 1.3646 | 0.70867
48564 | CTL_GN1_8145 | 4 | Houston | 43.6 | -7.2267 | -2.4435 | -0.54369 | 2.4435 | 0.54369 | 2.5323 | 1.3916 | 1.583 | 1.5902 | 2.5046 | 2.5085 | 1.5236 | 0.85482 | 0.44394
48565 | CTL_GN2_8155 | 5 | Houston | 9.8 | -1.6244 | -0.54923 | -0.12221 | 0.54923 | 0.12221 | 0.56918 | 0.31279 | 0.35581 | 0.35744 | 0.56295 | 0.56384 | 0.34247 | 0.19214 | 0.099784
48581 | CBY_GN1_1 | 1 | Houston | 595.2 | -88.8628 | -27.8988 | -7.8037 | 27.8988 | 7.8037 | 29.932 | 16.4662 | 18.7494 | 18.8327 | 29.0916 | 29.1386 | 18.0102 | 10.2077 | 5.0086
48582 | CBY_GN2_2 | 2 | Houston | 596.8 | -90.6557 | -28.8535 | -7.7638 | 28.8535 | 7.7638 | 30.7597 | 16.9181 | 19.2605 | 19.3465 | 29.9904 | 30.0387 | 18.508 | 10.4709 | 5.1916
48583 | CBY_GT4_1 | 1 | Houston | 172 | -25.5716 | -7.9796 | -2.2606 | 7.9796 | 2.2606 | 8.5794 | 4.72 | 5.3748 | 5.3986 | 8.3298 | 8.3432 | 5.1622 | 2.9276 | 1.4316
48584 | CBY_GT4_2 | 2 | Houston | 172 | -25.5716 | -7.9796 | -2.2606 | 7.9796 | 2.2606 | 8.5794 | 4.72 | 5.3748 | 5.3986 | 8.3298 | 8.3432 | 5.1622 | 2.9276 | 1.4316
48585 | CBY_ST4_1 | 3 | Houston | 172 | -25.5716 | -7.9796 | -2.2606 | 7.9796 | 2.2606 | 8.5794 | 4.72 | 5.3748 | 5.3986 | 8.3298 | 8.3432 | 5.1622 | 2.9276 | 1.4316
48591 | CHE_GT2_5030 | 2 | Houston | 173 | -20.474 | -6.5643 | -2.3756 | 6.5643 | 2.3756 | 7.3874 | 4.0695 | 4.64 | 4.6598 | 7.0117 | 7.0233 | 4.4449 | 2.5531 | 1.1582
48593 | CHE_GT1_8015 | 1 | Houston | 173 | -27.6637 | -8.7194 | -2.227 | 8.7194 | 2.227 | 9.2193 | 5.0694 | 5.7701 | 5.796 | 9.0256 | 9.0399 | 5.5471 | 3.1308 | 1.5734
48594 | CHE_GN4_8025 | 4 | Houston | 142 | -22.7067 | -7.1569 | -1.828 | 7.1569 | 1.828 | 7.5673 | 4.161 | 4.7361 | 4.7574 | 7.4083 | 7.4201 | 4.5531 | 2.5698 | 1.2915
48595 | BTE_GT2_8075 | 1 | Houston | 162.8 | -23.5809 | -7.3773 | -2.1519 | 7.3773 | 2.1519 | 7.9715 | 4.3862 | 4.9954 | 5.0175 | 7.7201 | 7.7327 | 4.7964 | 2.724 | 1.3211
48596 | BTE_GT3_8045 | 2 | Houston | 161.4 | -23.3781 | -7.3138 | -2.1334 | 7.3138 | 2.1334 | 7.903 | 4.3484 | 4.9524 | 4.9743 | 7.6537 | 7.6662 | 4.7552 | 2.7005 | 1.3098
48597 | BTE_GT4_8055 | 3 | Houston | 158.9 | -23.016 | -7.2006 | -2.1003 | 7.2006 | 2.1003 | 7.7805 | 4.2811 | 4.8757 | 4.8973 | 7.5352 | 7.5474 | 4.6815 | 2.6587 | 1.2895
48598 | BTE_ST1_8070 | 4 | Houston | 269.2 | -38.9925 | -12.1988 | -3.5583 | 12.1988 | 3.5583 | 13.1814 | 7.2528 | 8.2601 | 8.2967 | 12.7657 | 12.7865 | 7.9312 | 4.5043 | 2.1846
48611 | DIB_GT1_8080 | 1 | Houston | 64 | -10.1546 | -3.3348 | -0.81587 | 3.3348 | 0.81587 | 3.503 | 1.9259 | 2.1916 | 2.2015 | 3.4408 | 3.4463 | 2.1077 | 1.1873 | 0.60307
48612 | DIB_GT2_8075 | 2 | Houston | 63.2 | -10.0276 | -3.2931 | -0.80567 | 3.2931 | 0.80567 | 3.4593 | 1.9018 | 2.1642 | 2.174 | 3.3978 | 3.4032 | 2.0814 | 1.1725 | 0.59553
48613 | DIB_ST1_8085 | 3 | Houston | 67.9 | -10.7734 | -3.538 | -0.86559 | 3.538 | 0.86559 | 3.7165 | 2.0432 | 2.3252 | 2.3357 | 3.6504 | 3.6563 | 2.2362 | 1.2597 | 0.63982
48614 | DIB_GT3_8090 | 4 | Houston | 73.6 | -11.6777 | -3.835 | -0.93825 | 3.835 | 0.93825 | 4.0285 | 2.2148 | 2.5204 | 2.5318 | 3.9569 | 3.9632 | 2.4239 | 1.3654 | 0.69353
48641 | DPEC_GT15040 | 1 | Houston | 163.2 | -26.0583 | -8.6605 | -2.0684 | 8.6605 | 2.0684 | 9.0658 | 4.9835 | 5.6705 | 5.6963 | 8.9221 | 8.9365 | 5.4548 | 3.0693 | 1.568
48642 | DPEC_GT25025 | 2 | Houston | 157.1 | -25.0843 | -8.3368 | -1.9911 | 8.3368 | 1.9911 | 8.7269 | 4.7972 | 5.4586 | 5.4834 | 8.5887 | 8.6025 | 5.2509 | 2.9546 | 1.5094
48643 | DPEC_GT35010 | 3 | Houston | 157.5 | -25.1482 | -8.3581 | -1.9962 | 8.3581 | 1.9962 | 8.7491 | 4.8094 | 5.4725 | 5.4974 | 8.6105 | 8.6244 | 5.2643 | 2.9621 | 1.5133
48644 | DPEC_GT45070 | 4 | Houston | 157 | -25.0683 | -8.3315 | -1.9898 | 8.3315 | 1.9898 | 8.7213 | 4.7942 | 5.4551 | 5.4799 | 8.5832 | 8.597 | 5.2476 | 2.9527 | 1.5085
48645 | DPEC_ST55065 | 5 | Houston | 282 | -45.0272 | -14.9649 | -3.5741 | 14.9649 | 3.5741 | 15.6651 | 8.6112 | 9.7984 | 9.8429 | 15.4169 | 15.4418 | 9.4256 | 5.3036 | 2.7095
48651 | EP_1_2 | 1 | Houston | 4 | -0.59693 | -0.18782 | -0.052432 | 0.18782 | 0.052432 | 0.20144 | 0.11082 | 0.12618 | 0.12674 | 0.19581 | 0.19612 | 0.1212 | 0.068692 | 0.033724
48651 | EP_1_2 | 2 | Houston | 17.7 | -2.6414 | -0.83112 | -0.23201 | 0.83112 | 0.23201 | 0.89137 | 0.49036 | 0.55835 | 0.56082 | 0.86645 | 0.86785 | 0.53633 | 0.30396 | 0.14923
48671 | FTR_GT1_5105 | 1 | North | 154.2 | 36.7187 | 3.3185 | -2.7387 | -3.3185 | 2.7387 | -1.2142 | -0.62975 | -0.6757 | -0.68465 | -2.3136 | -2.3158 | -0.73045 | -0.18458 | -0.73338
48672 | FTR_GT2_5110 | 2 | North | 159 | 37.8617 | 3.4218 | -2.824 | -3.4218 | 2.824 | -1.252 | -0.64936 | -0.69674 | -0.70596 | -2.3856 | -2.3879 | -0.75318 | -0.19032 | -0.7562
48673 | FTR_GT3_5085 | 3 | North | 158 | 37.6236 | 3.4003 | -2.8062 | -3.4003 | 2.8062 | -1.2441 | -0.64527 | -0.69236 | -0.70152 | -2.3706 | -2.3728 | -0.74845 | -0.18913 | -0.75145
48674 | FTR_CN4_5095 | 4 | North | 380 | 90.4871 | 8.178 | -6.7492 | -8.178 | 6.7492 | -2.9921 | -1.5519 | -1.6652 | -1.6872 | -5.7015 | -5.7068 | -1.8001 | -0.45486 | -1.8073
48690 | GBY_GN5_5 | 5 | Houston | 318.4 | -45.4564 | -14.3258 | -4.2182 | 14.3258 | 4.2182 | 15.5042 | 8.5312 | 9.7166 | 9.7596 | 15.0014 | 15.0256 | 9.3285 | 5.3007 | 2.5641
48691 | GBY_73741085 | A | Houston | 37.6 | -6.9105 | -2.0325 | -0.47478 | 2.0325 | 0.47478 | 2.1207 | 1.1656 | 1.3262 | 1.3322 | 2.0902 | 2.0935 | 1.276 | 0.71733 | 0.3684
48691 | GBY_73741085 | B | Houston | 37.6 | -6.9105 | -2.0325 | -0.47478 | 2.0325 | 0.47478 | 2.1207 | 1.1656 | 1.3262 | 1.3322 | 2.0902 | 2.0935 | 1.276 | 0.71733 | 0.3684
48692 | GBY_81821075 | C | Houston | 37.6 | -6.9105 | -2.0325 | -0.47478 | 2.0325 | 0.47478 | 2.1207 | 1.1656 | 1.3262 | 1.3322 | 2.0902 | 2.0935 | 1.276 | 0.71733 | 0.3684
48692 | GBY_81821075 | D | Houston | 44 | -8.0868 | -2.3785 | -0.55559 | 2.3785 | 0.55559 | 2.4816 | 1.364 | 1.552 | 1.559 | 2.446 | 2.4499 | 1.4932 | 0.83943 | 0.43111
48693 | GBY_83841065 | E | Houston | 45.6 | -8.3808 | -2.465 | -0.57579 | 2.465 | 0.57579 | 2.5719 | 1.4136 | 1.6084 | 1.6157 | 2.5349 | 2.539 | 1.5475 | 0.86996 | 0.44679
48693 | GBY_83841065 | F | Houston | 43.2 | -7.9397 | -2.3352 | -0.54549 | 2.3352 | 0.54549 | 2.4365 | 1.3392 | 1.5238 | 1.5307 | 2.4015 | 2.4053 | 1.466 | 0.82417 | 0.42327
48730 | MNS_GT | 1 | Houston | 43 | -7.678 | -3.0716 | -0.48865 | 3.0716 | 0.48865 | 3.058 | 1.6784 | 1.9071 | 1.9161 | 3.0836 | 3.0884 | 1.8401 | 1.02 | 0.56536
48731 | CBE_GT1 | 1 | Houston | 76 | -11.8961 | -8.5787 | -0.63848 | 8.5787 | 0.63848 | 8.0616 | 4.4163 | 5.0117 | 5.0367 | 8.2984 | 8.3113 | 4.851 | 2.6465 | 1.6072
48732 | CBE_GT2 | 1 | Houston | 76 | -11.8961 | -8.5787 | -0.63848 | 8.5787 | 0.63848 | 8.0616 | 4.4163 | 5.0117 | 5.0367 | 8.2984 | 8.3113 | 4.851 | 2.6465 | 1.6072
48733 | CBE_ST12 | 1 | Houston | 105 | -16.4354 | -11.8521 | -0.88211 | 11.8521 | 0.88211 | 11.1378 | 6.1014 | 6.924 | 6.9587 | 11.4649 | 11.4827 | 6.702 | 3.6563 | 2.2204
48734 | CBE_GT3 | 1 | Houston | 76 | -11.8961 | -8.5787 | -0.63848 | 8.5787 | 0.63848 | 8.0616 | 4.4163 | 5.0117 | 5.0367 | 8.2984 | 8.3113 | 4.851 | 2.6465 | 1.6072
48735 | CBE_GT4 | 1 | Houston | 76 | -11.8961 | -8.5787 | -0.63848 | 8.5787 | 0.63848 | 8.0616 | 4.4163 | 5.0117 | 5.0367 | 8.2984 | 8.3113 | 4.851 | 2.6465 | 1.6072
48736 | CBE_ST34 | 1 | Houston | 105 | -16.4354 | -11.8521 | -0.88211 | 11.8521 | 0.88211 | 11.1378 | 6.1014 | 6.924 | 6.9587 | 11.4649 | 11.4827 | 6.702 | 3.6563 | 2.2204
48740 | PSG_GN2_8050 | 1 | Houston | 182 | -28.9298 | -9.48 | -2.3205 | 9.48 | 2.3205 | 9.959 | 5.4753 | 6.2308 | 6.259 | 9.7816 | 9.7972 | 5.9924 | 3.3756 | 1.7144
48741 | PSG_GT2_8040 | 1 | Houston | 158.6 | -25.2103 | -8.2612 | -2.0221 | 8.2612 | 2.0221 | 8.6786 | 4.7713 | 5.4297 | 5.4543 | 8.524 | 8.5376 | 5.2219 | 2.9416 | 1.494
48742 | PSG_GT3_8060 | 1 | Houston | 157 | -24.9559 | -8.1778 | -2.0017 | 8.1778 | 2.0017 | 8.591 | 4.7232 | 5.3749 | 5.3992 | 8.438 | 8.4515 | 5.1692 | 2.9119 | 1.4789
48761 | PR_GT1__9040 | 1 | Houston | 26 | -4.1746 | -1.3699 | -0.33043 | 1.3699 | 0.33043 | 1.436 | 0.78939 | 0.89825 | 0.90233 | 1.4119 | 1.4141 | 0.86401 | 0.48641 | 0.24791
48791 | PSA_GT1_8160 | 1 | Houston | 52 | -7.6422 | -2.4409 | -0.68177 | 2.4409 | 0.68177 | 2.618 | 1.4402 | 1.6399 | 1.6472 | 2.5446 | 2.5487 | 1.5752 | 0.89279 | 0.43826
48792 | PSA_GT2_8155 | 2 | Houston | 52.8 | -7.7598 | -2.4784 | -0.69226 | 2.4784 | 0.69226 | 2.6583 | 1.4624 | 1.6652 | 1.6725 | 2.5838 | 2.5879 | 1.5995 | 0.90652 | 0.445
48793 | PSA_GT3_8150 | 3 | Houston | 56 | -8.23 | -2.6286 | -0.73422 | 2.6286 | 0.73422 | 2.8194 | 1.551 | 1.7661 | 1.7739 | 2.7404 | 2.7448 | 1.6964 | 0.96146 | 0.47197
48794 | PSA_GT4_8145 | 4 | Houston | 52.8 | -7.7598 | -2.4784 | -0.69226 | 2.4784 | 0.69226 | 2.6583 | 1.4624 | 1.6652 | 1.6725 | 2.5838 | 2.5879 | 1.5995 | 0.90652 | 0.445
48795 | PSA_GT5_8140 | 5 | Houston | 51.2 | -7.5246 | -2.4033 | -0.67128 | 2.4033 | 0.67128 | 2.5778 | 1.4181 | 1.6147 | 1.6219 | 2.5055 | 2.5095 | 1.551 | 0.87905 | 0.43151
48796 | PSA_GN1_8165 | 1 | Houston | 83.2 | -12.2275 | -3.9054 | -1.0908 | 3.9054 | 1.0908 | 4.1889 | 2.3044 | 2.6239 | 2.6355 | 4.0714 | 4.078 | 2.5204 | 1.4285 | 0.70121
48797 | PSA_GT6_8135 | 6 | Houston | 47.2 | -6.9367 | -2.2156 | -0.61884 | 2.2156 | 0.61884 | 2.3764 | 1.3073 | 1.4885 | 1.4952 | 2.3097 | 2.3135 | 1.4298 | 0.81038 | 0.3978
48811 | CVC_GT3_5045 | 3 | Houston | 156 | -18.4621 | -5.9193 | -2.1422 | 5.9193 | 2.1422 | 6.6615 | 3.6696 | 4.1841 | 4.2019 | 6.3227 | 6.3331 | 4.0081 | 2.3022 | 1.0444
48812 | CVC_GT2_5020 | 2 | Houston | 158 | -18.6988 | -5.9952 | -2.1697 | 5.9952 | 2.1697 | 6.7469 | 3.7166 | 4.2377 | 4.2557 | 6.4037 | 6.4143 | 4.0595 | 2.3318 | 1.0578
48813 | CVC_GT1_5035 | 1 | Houston | 160 | -18.9355 | -6.071 | -2.1971 | 6.071 | 2.1971 | 6.8323 | 3.7637 | 4.2914 | 4.3096 | 6.4848 | 6.4955 | 4.1109 | 2.3613 | 1.0712
48814 | CVC_ST5_5040 | 1 | Houston | 162 | -19.1722 | -6.1469 | -2.2246 | 6.1469 | 2.2246 | 6.9177 | 3.8107 | 4.345 | 4.3635 | 6.5659 | 6.5767 | 4.1623 | 2.3908 | 1.0846
48815 | CVC_GT4_8005 | 4 | Houston | 165 | -24.1273 | -7.6885 | -2.1673 | 7.6885 | 2.1673 | 8.2592 | 4.5438 | 5.1741 | 5.197 | 8.0215 | 8.0343 | 4.9695 | 2.8177 | 1.3797
48820 | SHELLG1_3015 | 1 | Houston | 71 | -11.2054 | -3.6582 | -0.90802 | 3.6582 | 0.90802 | 3.8511 | 2.1174 | 2.4097 | 2.4205 | 3.7785 | 3.7846 | 2.3172 | 1.3061 | 0.66108
48821 | SHELLG2 | 2 | Houston | 72 | -11.3632 | -3.7097 | -0.92081 | 3.7097 | 0.92081 | 3.9054 | 2.1472 | 2.4436 | 2.4546 | 3.8318 | 3.8379 | 2.3498 | 1.3245 | 0.67039
48822 | SHELLG3_3020 | 1 | Houston | 39 | -6.1551 | -2.0094 | -0.49877 | 2.0094 | 0.49877 | 2.1154 | 1.1631 | 1.3236 | 1.3296 | 2.0755 | 2.0789 | 1.2728 | 0.71744 | 0.36313
48822 | SHELLG3_3020 | 2 | Houston | 30 | -4.7347 | -1.5457 | -0.38367 | 1.5457 | 0.38367 | 1.6272 | 0.89466 | 1.0182 | 1.0228 | 1.5966 | 1.5991 | 0.97908 | 0.55188 | 0.27933
48841 | SJS_GT1_GT1 | 1 | Houston | 62.4 | -10.0319 | -3.3391 | -0.78924 | 3.3391 | 0.78924 | 3.49 | 1.9184 | 2.1828 | 2.1927 | 3.4369 | 3.4424 | 2.0999 | 1.1811 | 0.60491
48842 | SJS_GT2_GT2 | 2 | Houston | 64.8 | -10.4178 | -3.4676 | -0.81959 | 3.4676 | 0.81959 | 3.6242 | 1.9921 | 2.2667 | 2.277 | 3.5691 | 3.5748 | 2.1806 | 1.2265 | 0.62817
48845 | SOL_GT1 | 1 | Houston | 16.2 | -2.57 | -0.84421 | -0.2065 | 0.84421 | 0.2065 | 0.88679 | 0.48752 | 0.5548 | 0.55731 | 0.87104 | 0.87243 | 0.53358 | 0.30056 | 0.15267
48851 | SRB_GN1_1 | 1 | Houston | 132 | -20.9785 | -6.894 | -1.6815 | 6.894 | 1.6815 | 7.2386 | 3.9795 | 4.5285 | 4.5491 | 7.1115 | 7.123 | 4.3555 | 2.4531 | 1.247
48852 | SRB_GN2_2 | 2 | Houston | 140.8 | -22.3869 | -7.3579 | -1.7934 | 7.3579 | 1.7934 | 7.7249 | 4.2468 | 4.8328 | 4.8546 | 7.5898 | 7.6019 | 4.6479 | 2.6179 | 1.331
48853 | SRB_GN3_3 | 3 | Houston | 170.4 | -27.0268 | -8.8812 | -2.1721 | 8.8812 | 2.1721 | 9.3289 | 5.1287 | 5.8364 | 5.8628 | 9.1634 | 9.1781 | 5.6131 | 3.1619 | 1.6062
48854 | SRB_GN4_4 | 4 | Houston | 182.4 | -28.9491 | -9.5019 | -2.3254 | 9.5019 | 2.3254 | 9.9818 | 5.4877 | 6.245 | 6.2733 | 9.8042 | 9.8199 | 6.0061 | 3.3833 | 1.7184
48855 | SRB_GT211035 | B1 | Houston | 0 | 0 | 0 | 0 | 0 | 0 | 0 | 0 | 0 | 0 | 0 | 0 | 0 | 0 | 0
48855 | SRB_GT211035 | B2 | Houston | 0 | 0 | 0 | 0 | 0 | 0 | 0 | 0 | 0 | 0 | 0 | 0 | 0 | 0 | 0
48873 | THW_ST3_ST_3 | 3 | Houston | 107 | -22.0146 | -5.2675 | -1.3875 | 5.2675 | 1.3875 | 5.5962 | 3.0776 | 3.5035 | 3.5192 | 5.4655 | 5.4742 | 3.3672 | 1.9031 | 0.94888
48874 | THW_ST4_ST_4 | 4 | Houston | 108 | -22.2204 | -5.3167 | -1.4004 | 5.3167 | 1.4004 | 5.6485 | 3.1064 | 3.5362 | 3.5521 | 5.5165 | 5.5254 | 3.3987 | 1.9209 | 0.95774
48875 | THW_3132 | A | Houston | 55 | -11.3159 | -2.7076 | -0.71318 | 2.7076 | 0.71318 | 2.8766 | 1.582 | 1.8009 | 1.809 | 2.8093 | 2.8139 | 1.7308 | 0.97823 | 0.48774
48875 | THW_3132 | B | Houston | 53 | -10.9044 | -2.6091 | -0.68725 | 2.6091 | 0.68725 | 2.772 | 1.5244 | 1.7354 | 1.7432 | 2.7072 | 2.7115 | 1.6679 | 0.94266 | 0.47
48877 | THW_3334 | C | Houston | 55 | -11.3159 | -2.7076 | -0.71318 | 2.7076 | 0.71318 | 2.8766 | 1.582 | 1.8009 | 1.809 | 2.8093 | 2.8139 | 1.7308 | 0.97823 | 0.48774
48877 | THW_3334 | D | Houston | 57 | -11.7274 | -2.8061 | -0.73912 | 2.8061 | 0.73912 | 2.9812 | 1.6395 | 1.8664 | 1.8747 | 2.9115 | 2.9162 | 1.7937 | 1.0138 | 0.50548
48879 | THW_4142 | E | Houston | 56 | -11.5217 | -2.7568 | -0.72615 | 2.7568 | 0.72615 | 2.9289 | 1.6107 | 1.8336 | 1.8418 | 2.8604 | 2.865 | 1.7623 | 0.99602 | 0.49661
48879 | THW_4142 | F | Houston | 55 | -11.3159 | -2.7076 | -0.71318 | 2.7076 | 0.71318 | 2.8766 | 1.582 | 1.8009 | 1.809 | 2.8093 | 2.8139 | 1.7308 | 0.97823 | 0.48774
48881 | THW_4344 | G | Houston | 58 | -11.9332 | -2.8553 | -0.75209 | 2.8553 | 0.75209 | 3.0335 | 1.6683 | 1.8991 | 1.9076 | 2.9626 | 2.9673 | 1.8252 | 1.0316 | 0.51434
48881 | THW_4344 | H | Houston | 58 | -11.9332 | -2.8553 | -0.75209 | 2.8553 | 0.75209 | 3.0335 | 1.6683 | 1.8991 | 1.9076 | 2.9626 | 2.9673 | 1.8252 | 1.0316 | 0.51434
48883 | THW_GT1_GT_1 | B2 | Houston | 0 | 0 | 0 | 0 | 0 | 0 | 0 | 0 | 0 | 0 | 0 | 0 | 0 | 0 | 0
48885 | THW_5152 | A | Houston | 46.4 | -10.3623 | -2.0659 | -0.61638 | 2.0659 | 0.61638 | 2.241 | 1.2332 | 1.4047 | 1.4108 | 2.1664 | 2.1698 | 1.3484 | 0.76662 | 0.36944
48885 | THW_5152 | B | Houston | 47.2 | -10.541 | -2.1015 | -0.627 | 2.1015 | 0.627 | 2.2797 | 1.2545 | 1.4289 | 1.4352 | 2.2037 | 2.2073 | 1.3716 | 0.77984 | 0.37581
48886 | THW_5354 | C | Houston | 45.6 | -10.1837 | -2.0302 | -0.60575 | 2.0302 | 0.60575 | 2.2024 | 1.212 | 1.3804 | 1.3865 | 2.129 | 2.1324 | 1.3251 | 0.7534 | 0.36307
48886 | THW_5354 | D | Houston | 46.4 | -10.3623 | -2.0659 | -0.61638 | 2.0659 | 0.61638 | 2.241 | 1.2332 | 1.4047 | 1.4108 | 2.1664 | 2.1698 | 1.3484 | 0.76662 | 0.36944
48887 | THW_5556 | E | Houston | 47.2 | -10.541 | -2.1015 | -0.627 | 2.1015 | 0.627 | 2.2797 | 1.2545 | 1.4289 | 1.4352 | 2.2037 | 2.2073 | 1.3716 | 0.77984 | 0.37581
48887 | THW_5556 | F | Houston | 45.6 | -10.1837 | -2.0302 | -0.60575 | 2.0302 | 0.60575 | 2.2024 | 1.212 | 1.3804 | 1.3865 | 2.129 | 2.1324 | 1.3251 | 0.7534 | 0.36307
48911 | TGF_GT1_8000 | 1 | Houston | 69.2 | -11.1423 | -7.4324 | -0.59657 | 7.4324 | 0.59657 | 7.0149 | 3.8434 | 4.362 | 4.3838 | 7.2134 | 7.2245 | 4.2215 | 2.3054 | 1.3906
48921 | WAP_GN1_1 | 1 | Houston | 132.8 | -25.5471 | -9.2248 | -1.5389 | 9.2248 | 1.5389 | 9.2273 | 5.0653 | 5.7563 | 5.7836 | 9.2749 | 9.2894 | 5.5518 | 3.083 | 1.6955
48922 | WAP_GN2_2 | 2 | Houston | 132.8 | -25.5471 | -9.2248 | -1.5389 | 9.2248 | 1.5389 | 9.2273 | 5.0653 | 5.7563 | 5.7836 | 9.2749 | 9.2894 | 5.5518 | 3.083 | 1.6955
48923 | WAP_GN3_3 | 3 | Houston | 198.4 | -38.1668 | -13.7817 | -2.2991 | 13.7817 | 2.2991 | 13.7854 | 7.5674 | 8.5998 | 8.6405 | 13.8565 | 13.8781 | 8.2943 | 4.6059 | 2.533
48924 | WAP_GN4_4 | 4 | Houston | 546 | -105.0357 | -37.9273 | -6.327 | 37.9273 | 6.327 | 37.9377 | 20.8255 | 23.6669 | 23.7788 | 38.1332 | 38.1927 | 22.8261 | 12.6754 | 6.9708
48925 | WAP_GN5_5 | 5 | Houston | 573.3 | -110.2874 | -39.8237 | -6.6434 | 39.8237 | 6.6434 | 39.8346 | 21.8668 | 24.8503 | 24.9678 | 40.0398 | 40.1023 | 23.9674 | 13.3092 | 7.3193
48926 | WAP_GN6_6 | 6 | Houston | 651 | -135.1255 | -46.4879 | -7.4344 | 46.4879 | 7.4344 | 46.3271 | 25.4274 | 28.8888 | 29.0261 | 46.8004 | 46.8733 | 27.8745 | 15.4456 | 8.5541
48927 | WAP_GN7_7 | 7 | Houston | 564 | -117.0672 | -40.2752 | -6.4409 | 40.2752 | 6.4409 | 40.1359 | 22.0293 | 25.0281 | 25.1471 | 40.546 | 40.6091 | 24.1494 | 13.3815 | 7.411
48928 | WAP_GN8_8 | 8 | Houston | 603 | -125.1623 | -43.0602 | -6.8863 | 43.0602 | 6.8863 | 42.9113 | 23.5526 | 26.7587 | 26.886 | 43.3497 | 43.4172 | 25.8193 | 14.3068 | 7.9234
48929 | WAPGT21_GT1 | B1 | Houston | 0 | 0 | 0 | 0 | 0 | 0 | 0 | 0 | 0 | 0 | 0 | 0 | 0 | 0 | 0
49803 | EXN_15GT | 1 | Houston | 33 | -4.9783 | -1.5831 | -0.43019 | 1.5831 | 0.43019 | 1.6904 | 0.92981 | 1.0586 | 1.0633 | 1.6468 | 1.6495 | 1.0171 | 0.57569 | 0.28469
49804 | EXN_16GT | 2 | Houston | 32 | -4.8275 | -1.5352 | -0.41715 | 1.5352 | 0.41715 | 1.6392 | 0.90163 | 1.0265 | 1.0311 | 1.5969 | 1.5995 | 0.98627 | 0.55824 | 0.27606
49805 | EXN_17GT | 3 | Houston | 31 | -4.6766 | -1.4872 | -0.40412 | 1.4872 | 0.40412 | 1.588 | 0.87346 | 0.99442 | 0.99885 | 1.547 | 1.5495 | 0.95545 | 0.5408 | 0.26744
49826 | EXN938GT | 5 | Houston | 43 | -6.4869 | -2.0629 | -0.56055 | 2.0629 | 0.56055 | 2.2027 | 1.2116 | 1.3794 | 1.3855 | 2.1459 | 2.1493 | 1.3253 | 0.75013 | 0.37096
49828 | EXN941GT | 10 | Houston | 17.7 | -2.6702 | -0.84914 | -0.23074 | 0.84914 | 0.23074 | 0.90668 | 0.49872 | 0.56778 | 0.57031 | 0.8833 | 0.88472 | 0.54553 | 0.30878 | 0.1527
49829 | EXN942GT | 11 | Houston | 20 | -3.0172 | -0.95948 | -0.26072 | 0.95948 | 0.26072 | 1.0245 | 0.56352 | 0.64156 | 0.64442 | 0.99808 | 0.99968 | 0.61642 | 0.3489 | 0.17254
49830 | EXN943GT | 12 | Houston | 19 | -2.8663 | -0.91151 | -0.24768 | 0.91151 | 0.24768 | 0.97328 | 0.53534 | 0.60948 | 0.6122 | 0.94818 | 0.9497 | 0.5856 | 0.33145 | 0.16391
49831 | EXN944GT | 13 | Houston | 33 | -4.9783 | -1.5831 | -0.43019 | 1.5831 | 0.43019 | 1.6904 | 0.92981 | 1.0586 | 1.0633 | 1.6468 | 1.6495 | 1.0171 | 0.57569 | 0.28469
49832 | EXN945GT | 9 | Houston | 18.5 | -2.7909 | -0.88752 | -0.24117 | 0.88752 | 0.24117 | 0.94766 | 0.52126 | 0.59344 | 0.59609 | 0.92322 | 0.9247 | 0.57019 | 0.32273 | 0.1596
49837 | EXN_GT | 4 | Houston | 81 | -12.2196 | -3.8859 | -1.0559 | 3.8859 | 1.0559 | 4.1492 | 2.2823 | 2.5983 | 2.6099 | 4.0422 | 4.0487 | 2.4965 | 1.413 | 0.69879
49838 | EXN_14GT | 14 | Houston | 140 | -21.1203 | -6.7164 | -1.825 | 6.7164 | 1.825 | 7.1715 | 3.9446 | 4.4909 | 4.5109 | 6.9866 | 6.9978 | 4.3149 | 2.4423 | 1.2078
49851 | DOW17000 | 37 | Houston | 39 | -6.9803 | -3.5451 | -0.38653 | 3.5451 | 0.38653 | 3.417 | 1.8734 | 2.1264 | 2.1368 | 3.5092 | 3.5146 | 2.0562 | 1.1274 | 0.6591
49858 | DOW38100 | 31 | Houston | 45 | -8.0541 | -4.0905 | -0.44599 | 4.0905 | 0.44599 | 3.9427 | 2.1617 | 2.4535 | 2.4656 | 4.0491 | 4.0554 | 2.3725 | 1.3008 | 0.7605
49859 | DOW38200 | 33 | Houston | 28 | -5.0115 | -2.5452 | -0.27751 | 2.5452 | 0.27751 | 2.4532 | 1.345 | 1.5266 | 1.5341 | 2.5194 | 2.5233 | 1.4762 | 0.8094 | 0.4732
49860 | DOW38300 | 32 | Houston | 63 | -11.2758 | -5.7266 | -0.62439 | 5.7266 | 0.62439 | 5.5198 | 3.0263 | 3.4349 | 3.4518 | 5.6687 | 5.6775 | 3.3215 | 1.8211 | 1.0647
49862 | DOW39100 | 36 | Houston | 54 | -9.665 | -4.9085 | -0.53519 | 4.9085 | 0.53519 | 4.7313 | 2.594 | 2.9442 | 2.9587 | 4.8589 | 4.8664 | 2.847 | 1.561 | 0.9126
49863 | DOW39200 | 35 | Houston | 55 | -9.844 | -4.9994 | -0.5451 | 4.9994 | 0.5451 | 4.8189 | 2.642 | 2.9988 | 3.0135 | 4.9489 | 4.9565 | 2.8998 | 1.5899 | 0.9295
49865 | DOW41000 | 41 | Houston | 31 | -5.5484 | -2.8179 | -0.30724 | 2.8179 | 0.30724 | 2.7161 | 1.4891 | 1.6902 | 1.6985 | 2.7894 | 2.7937 | 1.6344 | 0.89612 | 0.5239
49866 | DOW42000 | 42 | Houston | 11 | -1.9688 | -0.99989 | -0.10902 | 0.99989 | 0.10902 | 0.96378 | 0.52841 | 0.59975 | 0.6027 | 0.98978 | 0.99131 | 0.57995 | 0.31798 | 0.1859
49869 | DOW49000 | 45 | Houston | 59 | -10.5599 | -5.363 | -0.58475 | 5.363 | 0.58475 | 5.1693 | 2.8342 | 3.2169 | 3.2327 | 5.3088 | 5.317 | 3.1107 | 1.7055 | 0.9971
49870 | DOW61000 | 61 | Houston | 44 | -7.8752 | -3.9996 | -0.43608 | 3.9996 | 0.43608 | 3.8551 | 2.1136 | 2.399 | 2.4108 | 3.9591 | 3.9652 | 2.3198 | 1.2719 | 0.7436
49871 | DOW62000 | 62 | Houston | 40 | -7.1592 | -3.636 | -0.39644 | 3.636 | 0.39644 | 3.5046 | 1.9215 | 2.1809 | 2.1916 | 3.5992 | 3.6048 | 2.1089 | 1.1563 | 0.676
49872 | DOW63000 | 63 | Houston | 45 | -8.0541 | -4.0905 | -0.44599 | 4.0905 | 0.44599 | 3.9427 | 2.1617 | 2.4535 | 2.4656 | 4.0491 | 4.0554 | 2.3725 | 1.3008 | 0.7605
49873 | DOW64000 | 64 | Houston | 41 | -7.3382 | -3.7269 | -0.40635 | 3.7269 | 0.40635 | 3.5923 | 1.9695 | 2.2354 | 2.2464 | 3.6892 | 3.6949 | 2.1616 | 1.1852 | 0.6929
49876 | DOW65000 | 65 | Houston | 63 | -11.2758 | -5.7266 | -0.62439 | 5.7266 | 0.62439 | 5.5198 | 3.0263 | 3.4349 | 3.4518 | 5.6687 | 5.6775 | 3.3215 | 1.8211 | 1.0647
49877 | DOW66000 | 66 | Houston | 61 | -10.9178 | -5.5448 | -0.60457 | 5.5448 | 0.60457 | 5.3446 | 2.9303 | 3.3259 | 3.3423 | 5.4888 | 5.4973 | 3.2161 | 1.7633 | 1.0309
49878 | DOW67000 | 67 | Houston | 65 | -11.6338 | -5.9084 | -0.64421 | 5.9084 | 0.64421 | 5.695 | 3.1224 | 3.544 | 3.5614 | 5.8487 | 5.8577 | 3.427 | 1.879 | 1.0985
49882 | DOW81000 | 81 | Houston | 47 | -8.4121 | -4.2723 | -0.46582 | 4.2723 | 0.46582 | 4.118 | 2.2577 | 2.5626 | 2.5752 | 4.2291 | 4.2356 | 2.478 | 1.3586 | 0.7943
49884 | DOW82000 | 82 | Houston | 51 | -9.128 | -4.6358 | -0.50546 | 4.6358 | 0.50546 | 4.4684 | 2.4499 | 2.7807 | 2.7943 | 4.589 | 4.5961 | 2.6889 | 1.4743 | 0.8619
49885 | DOW83000 | 83 | Houston | 51 | -9.128 | -4.6358 | -0.50546 | 4.6358 | 0.50546 | 4.4684 | 2.4499 | 2.7807 | 2.7943 | 4.589 | 4.5961 | 2.6889 | 1.4743 | 0.8619
49886 | DOW84000 | 84 | Houston | 107 | -19.151 | -9.7262 | -1.0605 | 9.7262 | 1.0605 | 9.3749 | 5.14 | 5.834 | 5.8626 | 9.6279 | 9.6427 | 5.6414 | 3.093 | 1.8083
60000 | DSKY2 | 1 | West | 19.1 | 2.4023 | 2.4995 | 6.179 | -2.4995 | -6.179 | -1.9774 | -1.0771 | -1.2274 | -1.2342 | -1.8605 | -1.8636 | -1.2149 | -0.64489 | -0.46283
60003 | KING_NE1A | 1 | West | 20 | 2.5377 | 2.6533 | 6.5165 | -2.6533 | -6.5165 | -2.0997 | -1.1437 | -1.3033 | -1.3106 | -1.9774 | -1.9806 | -1.2897 | -0.6847 | -0.49148
60005 | KING_SE1A | 1 | West | 10 | 1.2689 | 1.3266 | 3.2583 | -1.3266 | -3.2583 | -1.0499 | -0.57186 | -0.65165 | -0.65528 | -0.98868 | -0.99032 | -0.64484 | -0.34235 | -0.24574
60007 | KING_SW1A | 1 | West | 20 | 2.5599 | 2.6899 | 6.5693 | -2.6899 | -6.5693 | -2.1288 | -1.1595 | -1.3213 | -1.3287 | -2.0064 | -2.0097 | -1.3071 | -0.69406 | -0.49846
60016 | WOODWRD11A | 1 | West | 20 | 2.545 | 2.6656 | 6.5363 | -2.6656 | -6.5363 | -2.1093 | -1.1489 | -1.3092 | -1.3165 | -1.9869 | -1.9902 | -1.2954 | -0.68778 | -0.49384
60017 | ORNNWP1 | 1 | West | 20 | 2.5032 | 2.5975 | 6.4461 | -2.5975 | -6.4461 | -2.0544 | -1.1191 | -1.2752 | -1.2823 | -1.9319 | -1.9351 | -1.2624 | -0.67008 | -0.4809
60018 | DSKY1 | 1 | West | 21 | 2.6143 | 2.7044 | 6.7381 | -2.7044 | -6.7381 | -2.1387 | -1.1649 | -1.3275 | -1.3349 | -2.01 | -2.0133 | -1.3143 | -0.6976 | -0.5006
60019 | KING_NW1A | 1 | West | 20 | 2.5599 | 2.6899 | 6.5693 | -2.6899 | -6.5693 | -2.1288 | -1.1595 | -1.3213 | -1.3287 | -2.0064 | -2.0097 | -1.3071 | -0.69406 | -0.49846
60052 | WILDHRS11A | 1 | West | 25.3 | 3.5993 | 4.015 | 5.4568 | -4.015 | -5.4568 | -3.18 | -1.7317 | -1.9732 | -1.9843 | -3.0223 | -3.0272 | -1.9459 | -1.0355 | -0.74807
60053 | WILDHRS21A | 1 | West | 7.8 | 1.1097 | 1.2378 | 1.6823 | -1.2378 | -1.6823 | -0.9804 | -0.53388 | -0.60835 | -0.61176 | -0.93176 | -0.93329 | -0.59994 | -0.31923 | -0.23063
60057 | CALLAHAN1A | 1 | West | 22.8 | 3.1363 | 3.4184 | 7.0722 | -3.4184 | -7.0722 | -2.7613 | -1.5053 | -1.7144 | -1.7238 | -2.6228 | -2.6271 | -1.705 | -0.90172 | -0.63471
60058 | BUFF_GAP1A | 1 | West | 24 | 3.3321 | 3.6543 | 9.6421 | -3.6543 | -9.6421 | -2.9024 | -1.5809 | -1.8011 | -1.8112 | -2.7558 | -2.7603 | -1.7793 | -0.94534 | -0.67896
60060 | CIRELLO | 1 | West | 46.6 | 6.4698 | 7.0954 | 18.7218 | -7.0954 | -18.7218 | -5.6355 | -3.0696 | -3.4971 | -3.5167 | -5.3508 | -5.3596 | -3.4549 | -1.8355 | -1.3183
60063 | BUFF_GAP1B | 1 | West | 34 | 4.7205 | 5.1769 | 13.6597 | -5.1769 | -13.6597 | -4.1118 | -2.2396 | -2.5516 | -2.5658 | -3.904 | -3.9104 | -2.5207 | -1.3392 | -0.96186
60066 | H_HOLLOW1A | 1 | West | 44.4 | 6.1644 | 6.7604 | 17.838 | -6.7604 | -17.838 | -5.3695 | -2.9247 | -3.332 | -3.3506 | -5.0981 | -5.1065 | -3.2918 | -1.7489 | -1.2561
60068 | HHOLLOW21A | 1 | West | 36.8 | 5.1092 | 5.6032 | 14.7846 | -5.6032 | -14.7846 | -4.4504 | -2.4241 | -2.7617 | -2.7771 | -4.2255 | -4.2324 | -2.7283 | -1.4495 | -1.0411
60070 | HHOLLOW31A | 1 | West | 44.8 | 6.2199 | 6.8213 | 17.9987 | -6.8213 | -17.9987 | -5.4178 | -2.9511 | -3.3621 | -3.3808 | -5.1441 | -5.1525 | -3.3214 | -1.7646 | -1.2674
60072 | HHOLLOW41A | 1 | West | 23 | 3.1933 | 3.502 | 9.2404 | -3.502 | -9.2404 | -2.7815 | -1.5151 | -1.7261 | -1.7357 | -2.6409 | -2.6453 | -1.7052 | -0.90595 | -0.65067
60081 | WHRLWIND1A | 1 | West | 12 | 1.6976 | 1.8873 | 2.9328 | -1.8873 | -2.9328 | -1.4957 | -0.81454 | -0.92812 | -0.93332 | -1.4211 | -1.4234 | -0.91564 | -0.48708 | -0.35148
60201 | RIO DRCS | F | West | 0 | 0 | 0 | 0 | 0 | 0 | 0 | 0 | 0 | 0 | 0 | 0 | 0 | 0 | 0
60202 | FRNDDRCS | F | West | 0 | 0 | 0 | 0 | 0 | 0 | 0 | 0 | 0 | 0 | 0 | 0 | 0 | 0 | 0
71051 | L_BITTCR1_1N | W1 | West | 7.5 | 1.0521 | 1.1616 | 3.0316 | -1.1616 | -3.0316 | -0.91817 | -0.49998 | -0.56968 | -0.57289 | -0.87193 | -0.87336 | -0.56183 | -0.29883 | -0.21606
71054 | L_SWEETW1_1N | W1 | West | 21.5 | 3.0161 | 3.33 | 8.6906 | -3.33 | -8.6906 | -2.6321 | -1.4333 | -1.6331 | -1.6423 | -2.4995 | -2.5036 | -1.6106 | -0.85665 | -0.61937
71057 | L_SWEETW1_2N | W1 | West | 27 | 3.7877 | 4.1819 | 10.9138 | -4.1819 | -10.9138 | -3.3054 | -1.7999 | -2.0509 | -2.0624 | -3.1389 | -3.1441 | -2.0226 | -1.0758 | -0.77782
71059 | L_SWEETW1_3N | W1 | West | 23.8 | 3.3388 | 3.6863 | 9.6203 | -3.6863 | -9.6203 | -2.9137 | -1.5866 | -1.8078 | -1.818 | -2.7669 | -2.7715 | -1.7829 | -0.94829 | -0.68563
71060 | L_SWEETW1_4N | W1 | West | 21 | 2.946 | 3.2526 | 8.4885 | -3.2526 | -8.4885 | -2.5709 | -1.3999 | -1.5951 | -1.6041 | -2.4414 | -2.4454 | -1.5731 | -0.83672 | -0.60497
76031 | L_GASCCR1_1N | W1 | West | 30 | 4.1067 | 4.4656 | 10.1968 | -4.4656 | -10.1968 | -3.5531 | -1.9356 | -2.2051 | -2.2174 | -3.371 | -3.3765 | -2.1801 | -1.1577 | -0.82902
76091 | L_DIVIDE1_1N | W1 | West | 110 | 15.0082 | 16.2844 | 36.9983 | -16.2844 | -36.9983 | -12.9716 | -7.067 | -8.0506 | -8.0953 | -12.3054 | -12.3256 | -7.9625 | -4.2274 | -3.0221
80003 | MILHWYS | F | South | 0 | 0 | 0 | 0 | 0 | 0 | 0 | 0 | 0 | 0 | 0 | 0 | 0 | 0 | 0
80010 | EPLVT1 | F | South | 0 | 0 | 0 | 0 | 0 | 0 | 0 | 0 | 0 | 0 | 0 | 0 | 0 | 0 | 0
80080 | GWINDT11A | 1 | South | 40.6 | -4.1591 | -6.8616 | 0.0080388 | 6.8616 | -0.0080388 | 6.1748 | 3.3771 | 3.828 | 3.848 | 6.4957 | 6.5055 | 3.7181 | 1.9981 | 1.3015
80080 | GWINDT11A | 2 | South | 17.7 | -1.8132 | -2.9914 | 0.0035046 | 2.9914 | -0.0035046 | 2.692 | 1.4723 | 1.6688 | 1.6776 | 2.8319 | 2.8362 | 1.6209 | 0.87111 | 0.56741
80080 | GWINDT11A | 3 | South | 16.4 | -1.68 | -2.7717 | 0.0032472 | 2.7717 | -0.0032472 | 2.4942 | 1.3642 | 1.5463 | 1.5544 | 2.6239 | 2.6279 | 1.5019 | 0.80713 | 0.52573
80080 | GWINDT11A | 4 | South | 8.2 | -0.84001 | -1.3858 | 0.0016236 | 1.3858 | -0.0016236 | 1.2471 | 0.68208 | 0.77314 | 0.77718 | 1.3119 | 1.3139 | 0.75095 | 0.40356 | 0.26287
80081 | GWINDT21A | 1 | South | 40.6 | -4.1591 | -6.8616 | 0.0080388 | 6.8616 | -0.0080388 | 6.1748 | 3.3771 | 3.828 | 3.848 | 6.4957 | 6.5055 | 3.7181 | 1.9981 | 1.3015
80081 | GWINDT21A | 2 | South | 15.5 | -1.5878 | -2.6196 | 0.003069 | 2.6196 | -0.003069 | 2.3574 | 1.2893 | 1.4614 | 1.4691 | 2.4799 | 2.4836 | 1.4195 | 0.76283 | 0.49688
80081 | GWINDT21A | 3 | South | 18.6 | -1.9054 | -3.1435 | 0.0036828 | 3.1435 | -0.0036828 | 2.8288 | 1.5472 | 1.7537 | 1.7629 | 2.9759 | 2.9804 | 1.7034 | 0.9154 | 0.59626
80081 | GWINDT21A | 4 | South | 9.5 | -0.97318 | -1.6055 | 0.001881 | 1.6055 | -0.001881 | 1.4448 | 0.79022 | 0.89571 | 0.90039 | 1.5199 | 1.5222 | 0.87 | 0.46754 | 0.30454
80180 | PNSCALT11A | 1 | South | 63 | -6.4537 | -10.6473 | 0.012474 | 10.6473 | -0.012474 | 9.5815 | 5.2404 | 5.94 | 5.971 | 10.0796 | 10.0948 | 5.7695 | 3.1005 | 2.0196
80180 | PNSCALT11A | 2 | South | 21.6 | -2.2127 | -3.6505 | 0.0042768 | 3.6505 | -0.0042768 | 3.2851 | 1.7967 | 2.0366 | 2.0472 | 3.4558 | 3.4611 | 1.9781 | 1.063 | 0.69243
80181 | PNSCALT21A | 1 | South | 23.7 | -2.4278 | -4.0054 | 0.0046926 | 4.0054 | -0.0046926 | 3.6045 | 1.9714 | 2.2346 | 2.2462 | 3.7918 | 3.7976 | 2.1704 | 1.1664 | 0.75975
80181 | PNSCALT21A | 2 | South | 21.6 | -2.2127 | -3.6505 | 0.0042768 | 3.6505 | -0.0042768 | 3.2851 | 1.7967 | 2.0366 | 2.0472 | 3.4558 | 3.4611 | 1.9781 | 1.063 | 0.69243
80265 | LARECU40A | 4 | South | 80 | -6.7218 | -13.1546 | 1.1582 | 13.1546 | -1.1582 | 11.8199 | 6.4638 | 7.325 | 7.3634 | 12.5013 | 12.5202 | 7.1132 | 3.8177 | 2.5008
80266 | LARECU50A | 5 | South | 80 | -6.7218 | -13.1546 | 1.1582 | 13.1546 | -1.1582 | 11.8199 | 6.4638 | 7.325 | 7.3634 | 12.5013 | 12.5202 | 7.1132 | 3.8177 | 2.5008
88198 | BEEVILLE | F | South | 0 | 0 | 0 | 0 | 0 | 0 | 0 | 0 | 0 | 0 | 0 | 0 | 0 | 0 | 0
88253 | HAMILTON | F | South | 0 | 0 | 0 | 0 | 0 | 0 | 0 | 0 | 0 | 0 | 0 | 0 | 0 | 0 | 0
88299 | ZAPATA | F | South | 0 | 0 | 0 | 0 | 0 | 0 | 0 | 0 | 0 | 0 | 0 | 0 | 0 | 0 | 0
88508 | FALFURRI | F | South | 0 | 0 | 0 | 0 | 0 | 0 | 0 | 0 | 0 | 0 | 0 | 0 | 0 | 0 | 0
x | x | x | x | x | x | x | x | x | x | [9 empty] | x | x | x | x | x | x | x | x | x | x | x | x | x | bar: 1 to 9
[5 empty] | CSC 1 | CSC 2 | CSC 3 | CSC 4 | CSC 5 | CRE 1 | CRE 2 | CRE 3 | CRE 4 | CRE 5 | CRE 6 | CRE 7 | CRE 8 | CRE 9 | CRE 10 | CRE 11 | CRE 12 | CRE 13 | CRE 14 | CRE 15 | CRE 16 | CRE 17 | CRE 18 | CRE 19 | CRE 20 | CRE 21 | CRE 22
|  |  |  | North | 2966.0097 | 3360.9092 | -531.5249 | -3360.9092 | 531.5249 | -2569.0627 | -1396.353 | -1591.7296 | -1601.115 | -2456.3694 | -2460.3846 | -1546.1683 | -830.4819 | -639.8336 | 0 | 0 | 0 | 0 | 0 | 0 | 0 | 0 | 0 | 0 | 0 | 0 | 0
| GSF sums |  |  | South | -1074.3317 | -3607.3261 | -14.1697 | 3607.3261 | 14.1697 | 3154.009 | 1723.6033 | 1981.181 | 1991.6696 | 2602.0408 | 2606.8277 | 1899.7993 | 1093.881 | 689.4407 | 0 | 0 | 0 | 0 | 0 | 0 | 0 | 0 | 0 | 0 | 0 | 0 | 0
|  |  |  | West | 795.6996 | 872.8089 | 1881.8029 | -872.8089 | -1881.8029 | -690.1541 | -375.8334 | -428.2329 | -430.6355 | -654.785 | -655.864 | -422.5187 | -224.6788 | -162.2696 | 0 | 0 | 0 | 0 | 0 | 0 | 0 | 0 | 0 | 0 | 0 | 0 | 0
|  |  |  | Houston | -3414.6014 | -1356.3784 | -234.1737 | 1356.3784 | 234.1737 | 1362.3098 | 747.91 | 850.0077 | 854.0177 | 1368.4494 | 1370.6014 | 819.7238 | 455.5509 | 248.9583 | 0 | 0 | 0 | 0 | 0 | 0 | 0 | 0 | 0 | 0 | 0 | 0 | 0
Avg weighted GSF |  |  |  | North | 0.15827 | 0.17935 | -0.028363 | -0.17935 | 0.028363 | -0.13709 | -0.074513 | -0.084938 | -0.085439 | -0.13108 | -0.13129 | -0.082507 | -0.044316 | -0.034143 | 0 | 0 | 0 | 0 | 0 | 0 | 0 | 0 | 0 | 0 | 0 | 0 | 0
Weighted by Generation only |  |  |  | South | -0.06419 | -0.21553 | -0.00084662 | 0.21553 | 0.00084662 | 0.18845 | 0.10298 | 0.11837 | 0.119 | 0.15547 | 0.15575 | 0.11351 | 0.065358 | 0.041193 | 0 | 0 | 0 | 0 | 0 | 0 | 0 | 0 | 0 | 0 | 0 | 0 | 0
|  |  |  | West | 0.13854 | 0.15197 | 0.32765 | -0.15197 | -0.32765 | -0.12016 | -0.065437 | -0.074561 | -0.074979 | -0.11401 | -0.11419 | -0.073566 | -0.039119 | -0.028253 | 0 | 0 | 0 | 0 | 0 | 0 | 0 | 0 | 0 | 0 | 0 | 0 | 0
|  |  |  | Houston | -0.16971 | -0.067412 | -0.011638 | 0.067412 | 0.011638 | 0.067707 | 0.037171 | 0.042245 | 0.042445 | 0.068012 | 0.068119 | 0.04074 | 0.022641 | 0.012373 | 0 | 0 | 0 | 0 | 0 | 0 | 0 | 0 | 0 | 0 | 0 | 0 | 0
North gen | 18739.8 |  |  | CSC 1 | CSC 1: N to H
South gen | 16736.8 |  |  | CSC 2 | CSC 1: N to S
West gen | 5743.4 |  |  | CSC 3 | CSC 1: W to N
Houston gen | 20120.8 |  |  | CSC 4 | CSC 1: S to N
Total gen | 61340.8 |  |  | CSC 5 | CSC 1: N to W
check | 61340.8 |  |  | check CSC GSF differences | bar: CSC 4 to CSC 5
|  |  |  | N to H | CSC 1: 0.32798
|  |  |  | N to S | CSC 1: 0.39488
|  |  |  | W to N | CSC 1: 0.35601
|  |  |  | S to N | CSC 1: 0.39488
|  |  |  | N to W | CSC 1: 0.35601
REVISED CORRELATION TEST (SHAM'S CONCEPT - June 2009)
PTDF |  |  |  | N-S | 0.22246 | 0.39488 | -0.027517 | -0.39488 | 0.027517 | -0.32554 | -0.1775 | -0.20331 | -0.20444 | -0.28655 | -0.28705 | -0.19602 | -0.10967 | -0.075336 | 0 | 0 | 0 | 0 | 0 | 0 | 0 | 0 | 0 | 0 | 0 | 0 | 0 | 0 | 0 | 0
|  |  |  | N-W | 0.019732 | 0.027379 | -0.35601 | -0.027379 | 0.35601 | -0.016927 | -0.0090753 | -0.010378 | -0.01046 | -0.017071 | -0.017098 | -0.0089412 | -0.005197 | -0.0058898 | 0 | 0 | 0 | 0 | 0 | 0 | 0 | 0 | 0 | 0 | 0 | 0 | 0 | 0 | 0 | 0
|  |  |  | N-H | 0.32798 | 0.24676 | -0.016725 | -0.24676 | 0.016725 | -0.2048 | -0.11168 | -0.12718 | -0.12788 | -0.19909 | -0.19941 | -0.12325 | -0.066957 | -0.046516 | 0 | 0 | 0 | 0 | 0 | 0 | 0 | 0 | 0 | 0 | 0 | 0 | 0 | 0 | 0 | 0
|  |  |  | S-W | -0.20273 | -0.3675 | -0.32849 | 0.3675 | 0.32849 | 0.30861 | 0.16842 | 0.19293 | 0.19398 | 0.26947 | 0.26995 | 0.18708 | 0.10448 | 0.069446 | 0 | 0 | 0 | 0 | 0 | 0 | 0 | 0 | 0 | 0 | 0 | 0 | 0 | 0 | 0 | 0
|  |  |  | S-H | 0.10552 | -0.14812 | 0.010792 | 0.14812 | -0.010792 | 0.12074 | 0.065812 | 0.076128 | 0.076555 | 0.087457 | 0.087636 | 0.07277 | 0.042717 | 0.02882 | 0 | 0 | 0 | 0 | 0 | 0 | 0 | 0 | 0 | 0 | 0 | 0 | 0 | 0 | 0 | 0
|  |  |  | W-H | 0.30825 | 0.21938 | 0.33928 | -0.21938 | -0.33928 | -0.18787 | -0.10261 | -0.11681 | -0.11742 | -0.18202 | -0.18231 | -0.11431 | -0.06176 | -0.040626 | 0 | 0 | 0 | 0 | 0 | 0 | 0 | 0 | 0 | 0 | 0 | 0 | 0 | 0 | 0 | 0
[9 empty] | A, N-S | 1.213 | 2.2247 | 1.9422 | 1.9315 | 1.3781 | 1.3757 | 2.0145 | 3.6005 | 5.2416 | #DIV/0! | #DIV/0! | #DIV/0! | #DIV/0! | #DIV/0! | #DIV/0! | #DIV/0! | #DIV/0! | #DIV/0! | #DIV/0! | #DIV/0! | #DIV/0! | #DIV/0! | #DIV/0! | #DIV/0! | #DIV/0!
[9 empty] | B1, N-W | -0.0068469 | -0.0071888 | -0.007223 | -0.0071748 | -0.0038536 | -0.0038583 | -0.0093666 | -0.0086671 | 0.0034929 | #DIV/0! | #DIV/0! | #DIV/0! | #DIV/0! | #DIV/0! | #DIV/0! | #DIV/0! | #DIV/0! | #DIV/0! | #DIV/0! | #DIV/0! | #DIV/0! | #DIV/0! | #DIV/0! | #DIV/0! | #DIV/0!
[9 empty] | B2, N-H | 0.001662 | 0.0017076 | 0.00026311 | 0.00025306 | 0.0276 | 0.027564 | 0.0015248 | -0.0056804 | -0.0029404 | #DIV/0! | #DIV/0! | #DIV/0! | #DIV/0! | #DIV/0! | #DIV/0! | #DIV/0! | #DIV/0! | #DIV/0! | #DIV/0! | #DIV/0! | #DIV/0! | #DIV/0! | #DIV/0! | #DIV/0! | #DIV/0!
[9 empty] | B3, S-W | -0.0068469 | -0.0071888 | -0.007223 | -0.0071748 | -0.0038536 | -0.0038583 | -0.0093666 | -0.0086671 | 0.0034929 | #DIV/0! | #DIV/0! | #DIV/0! | #DIV/0! | #DIV/0! | #DIV/0! | #DIV/0! | #DIV/0! | #DIV/0! | #DIV/0! | #DIV/0! | #DIV/0! | #DIV/0! | #DIV/0! | #DIV/0! | #DIV/0!
[9 empty] | B4, S-H | 0.001662 | 0.0017076 | 0.00026311 | 0.00025306 | 0.0276 | 0.027564 | 0.0015248 | -0.0056804 | -0.0029404 | #DIV/0! | #DIV/0! | #DIV/0! | #DIV/0! | #DIV/0! | #DIV/0! | #DIV/0! | #DIV/0! | #DIV/0! | #DIV/0! | #DIV/0! | #DIV/0! | #DIV/0! | #DIV/0! | #DIV/0! | #DIV/0!
[9 empty] | B5, W-H | 0.0085089 | 0.0088964 | 0.0074862 | 0.0074279 | 0.031454 | 0.031422 | 0.010891 | 0.0029867 | -0.0064333 | #DIV/0! | #DIV/0! | #DIV/0! | #DIV/0! | #DIV/0! | #DIV/0! | #DIV/0! | #DIV/0! | #DIV/0! | #DIV/0! | #DIV/0! | #DIV/0! | #DIV/0! | #DIV/0! | #DIV/0! | #DIV/0!
[9 empty] | A/CSC ptdf | 0% | 0% | 0% | 0% | 0% | 0% | 0% | 0% | 0% | #DIV/0! | #DIV/0! | #DIV/0! | #DIV/0! | #DIV/0! | #DIV/0! | #DIV/0! | #DIV/0! | #DIV/0! | #DIV/0! | #DIV/0! | #DIV/0! | #DIV/0! | #DIV/0! | #DIV/0! | #DIV/0!
[9 empty] | B1/CSC ptdf | 1.734% | 1.821% | 1.829% | 1.817% | 0.9759% | 0.9771% | 2.372% | 2.195% | -0.8846% | #DIV/0! | #DIV/0! | #DIV/0! | #DIV/0! | #DIV/0! | #DIV/0! | #DIV/0! | #DIV/0! | #DIV/0! | #DIV/0! | #DIV/0! | #DIV/0! | #DIV/0! | #DIV/0! | #DIV/0! | #DIV/0!
[9 empty] | B2/CSC ptdf | -0.4209% | -0.4324% | -0.06663% | -0.06409% | -6.99% | -6.98% | -0.3861% | 1.439% | 0.7446% | #DIV/0! | #DIV/0! | #DIV/0! | #DIV/0! | #DIV/0! | #DIV/0! | #DIV/0! | #DIV/0! | #DIV/0! | #DIV/0! | #DIV/0! | #DIV/0! | #DIV/0! | #DIV/0! | #DIV/0! | #DIV/0!
[9 empty] | B3/CSC ptdf | 1.734% | 1.821% | 1.829% | 1.817% | 0.9759% | 0.9771% | 2.372% | 2.195% | -0.8846% | #DIV/0! | #DIV/0! | #DIV/0! | #DIV/0! | #DIV/0! | #DIV/0! | #DIV/0! | #DIV/0! | #DIV/0! | #DIV/0! | #DIV/0! | #DIV/0! | #DIV/0! | #DIV/0! | #DIV/0! | #DIV/0!
[9 empty] | B4/CSC ptdf | -0.4209% | -0.4324% | -0.06663% | -0.06409% | -6.99% | -6.98% | -0.3861% | 1.439% | 0.7446% | #DIV/0! | #DIV/0! | #DIV/0! | #DIV/0! | #DIV/0! | #DIV/0! | #DIV/0! | #DIV/0! | #DIV/0! | #DIV/0! | #DIV/0! | #DIV/0! | #DIV/0! | #DIV/0! | #DIV/0! | #DIV/0!
[9 empty] | B5/CSC ptdf | -2.155% | -2.253% | -1.896% | -1.881% | -7.965% | -7.957% | -2.758% | -0.7564% | 1.629% | #DIV/0! | #DIV/0! | #DIV/0! | #DIV/0! | #DIV/0! | #DIV/0! | #DIV/0! | #DIV/0! | #DIV/0! | #DIV/0! | #DIV/0! | #DIV/0! | #DIV/0! | #DIV/0! | #DIV/0! | #DIV/0!
[9 empty] | Max Abs Error | 2.155% | 2.253% | 1.896% | 1.881% | 7.965% | 7.957% | 2.758% | 2.195% | 1.629% | #DIV/0! | #DIV/0! | #DIV/0! | #DIV/0! | #DIV/0! | #DIV/0! | #DIV/0! | #DIV/0! | #DIV/0! | #DIV/0! | #DIV/0! | #DIV/0! | #DIV/0! | #DIV/0! | #DIV/0! | #DIV/0!
Note on I1019: from NH_043009automation.xls column x

## pw CUT AND PASTE
624 | POWER WORLD CUT AND PASTE AREA (column headings should match the col headings in green) PASTE into B3 | [12 empty] | 129 | [5 empty] | 129 | 129 | note: ----> | Bus mapping OK | [8 empty] | 0 | Get final bus mapping from ERCOT after the BOARD
| Number of Bus | Name of Bus | ID | Area Name of Gen | AGC | P Sensitivity of Bus | Gen MW | Min MW | Max MW | V Sensitivity of Bus | Set Volt |  |  |  | note: ------------------------> | All non-movable gens have been found and match | [5 empty] | note: ----> | The correct number of moveable gens have been copied | [9 empty] | approves a final scenario
| Generator Sensitivities | [14 empty] | Movable Gens excluded list is below (R5:U164) |  |  |  | all | found |  | 495 | <-- should be | 495 | [7 empty] | 2009 Bus Mapping
cnt | Number of Bus | Name of Bus | ID | Area Name of Gen | AGC | P Sensitivity of Bus | Gen MW | Min MW | Max MW | V Sensitivity of Bus | Set Volt |  | PW Unique | is PW gen excluded |  | BUS_NAM | BUS_NUM | UNIT_ID | Unique | Exclude ? | Yes |  | cnt | Number of Bus | Name of Bus | ID | Area Name of Gen | Gen MW | P Sensitivity of Bus |  | 09 Zone |  | Number | Name | Area Name
1 | 238 | BOSQUESW505 | 1 | North | YES | -0.057222 | 255 | 0 | 255 | 0 | 1.02 |  | 2381 | n |  | WHITNYDM01 | 244 | 1 | 2441 | y | y |  | 1 | 238 | BOSQUESW505 | 1 | North | 255 | -0.057222 |  | North |  | 1 | ROANSPRARE | North
2 | 239 | BOSQUESW502 | 1 | North | YES | -0.057222 | 119.2 | 0 | 149 | 0 | 1.02 |  | 2391 | n |  | WHITNYDM02 | 245 | 2 | 2452 | y | y |  | 2 | 239 | BOSQUESW502 | 1 | North | 119.2 | -0.057222 |  | North |  | 2 | KEITHSW | North
3 | 244 | WHITNYDM01 | 1 | North | YES | -0.04711 | 15 | 0 | 15 | 0 | 1.035 |  | 2441 | y |  | MRSSHPRD | 344 | 1 | 3441 | y | y |  | 3 | 247 | BOSQUESW501 | 2 | North | 124.8 | -0.057222 |  | North |  | 4 | IOLA | North
4 | 245 | WHITNYDM02 | 2 | North | YES | -0.04711 | 15 | 0 | 15 | 0 | 1.035 |  | 2452 | y |  | MRSSHPRD01 | 345 | 2 | 3452 | y | y |  | 4 | 251 | BOSQUESW803 | 2 | North | 150 | -0.050402 |  | North |  | 9 | BEDIAS | North
5 | 247 | BOSQUESW501 | 2 | North | YES | -0.057222 | 124.8 | 0 | 156 | 0 | 1.02 |  | 2472 | n |  | JNSNCNTY802 | 366 | 1 | 3661 | y | y |  | 5 | 253 | BOSQUESW804 | 2 | North | 80 | -0.050402 |  | North |  | 13 | KEITH | North
6 | 251 | BOSQUESW803 | 2 | North | YES | -0.050402 | 150 | 0 | 150 |  | 1.032 |  | 2512 | n |  | JNSNCNTY802 | 367 | 2 | 3672 | y | y |  | 6 | 332 | RWMILLER01 | 1 | North | 58.4 | -0.033732 |  | North |  | 17 | CARLOSSW | North
7 | 253 | BOSQUESW804 | 2 | North | YES | -0.050402 | 80 | 0 | 80 |  | 1.032 |  | 2532 | n |  | WOLFRIDGE801 | 728 | 1 | 7281 | y | y |  | 7 | 333 | RWMILLER02 | 2 | North | 95.2 | -0.033732 |  | North |  | 21 | CARLOS | North
8 | 332 | RWMILLER01 | 1 | North | YES | -0.033732 | 58.4 | 18.5 | 73 | 0 | 1.04 |  | 3321 | n |  | GIBN_CREK_G1 | 990 | 1 | 9901 | y | y |  | 8 | 334 | RWMILLER03 | 3 | North | 166.4 | -0.033732 |  | North |  | 25 | NORTHZULCH | North
9 | 333 | RWMILLER02 | 2 | North | YES | -0.033732 | 95.2 | 37 | 119 | 0 | 1.04 |  | 3332 | n |  | MESQUITW_1G | 1437 | 1 | 14371 | y | y |  | 9 | 335 | RWMILLER04 | 4 | North | 81.6 | -0.033732 |  | North |  | 29 | BOONEVILLE | North
10 | 334 | RWMILLER03 | 3 | North | YES | -0.033732 | 166.4 | 65 | 208 | 0 | 1.04 |  | 3343 | n |  | MESQUITW_2G | 1438 | 1 | 14381 | y | y |  | 10 | 336 | RWMILLER05 | 5 | North | 80.8 | -0.033732 |  | North |  | 31 | HEARNECITY | North
11 | 335 | RWMILLER04 | 4 | North | YES | -0.033732 | 81.6 | 0 | 102 | 0 | 1.04 |  | 3354 | n |  | COKFIELD_5 | 1442 | 1 | 14421 | y | y |  | 11 | 503 | NTHTEXAS01 | 1 | North | 0 | -0.033204 |  | North |  | 32 | ROBERTSON | North
12 | 336 | RWMILLER05 | 5 | North | YES | -0.033732 | 80.8 | 0 | 101 | 0 | 1.04 |  | 3365 | n |  | WFCOGEN_1G | 1479 | 2 | 14792 | y | y |  | 12 | 504 | NTHTEXAS02 | 2 | North | 14.4 | -0.033204 |  | North |  | 33 | WATSONCHPL | North
13 | 344 | MRSSHPRD | 1 | North | YES | -0.032387 | 12 | 0 | 12 |  | 1.03 |  | 3441 | y |  | WFCOGEN_1G | 1479 | 1 | 14791 | y | y |  | 13 | 505 | NTHTEXAS03 | 3 | North | 30.4 | -0.033204 |  | North |  | 34 | CALVERTMIN | North
14 | 345 | MRSSHPRD01 | 2 | North | YES | -0.032387 | 12 | 0 | 12 |  | 1.03 |  | 3452 | y |  | WFCOGEN_2G | 1482 | 2 | 14822 | y | y |  | 14 | 580 | JCKCNTY801 | 1 | North | 288 | -0.032968 |  | North |  | 35 | HEARNE8 | North
15 | 366 | JNSNCNTY802 | 1 | North | YES | -0.036098 | 168 | 20 | 168 | 0 | 1.02 |  | 3661 | y |  | WFCOGEN_2G | 1482 | 1 | 14821 | y | y |  | 15 | 581 | JCKCNTY802 | 2 | North | 147 | -0.032968 |  | North |  | 36 | HEARNE9 | North
16 | 367 | JNSNCNTY802 | 2 | North | YES | -0.036098 | 90 | 20 | 90 | 0 | 1.02 |  | 3672 | y |  | BARTNWND_1G | 1600 | 1 | 16001 | y | y |  | 16 | 582 | JCKCNTY803 | 3 | North | 147 | -0.032968 |  | North |  | 37 | RIDGE | North
17 | 503 | NTHTEXAS01 | 1 | North | YES | -0.033204 | 0 | 5 | 18 |  | 1.015 |  | 5031 | n |  | SLSTR1PP_1G | 1643 | 1 | 16431 | y | y |  | 17 | 837 | NEWMAN_G5 | 1 | North | 0 | -0.031654 |  | North |  | 38 | SUTTON | North
18 | 504 | NTHTEXAS02 | 2 | North | YES | -0.033204 | 14.4 | 5 | 18 |  | 1.015 |  | 5042 | n |  | PEC_1G | 1675 | 1 | 16751 | y | y |  | 18 | 842 | OLINGER_G1 | 1 | North | 55.4 | -0.03165 |  | North |  | 40 | JEWETT | North
19 | 505 | NTHTEXAS03 | 3 | North | YES | -0.033204 | 30.4 | 15 | 38 |  | 1.015 |  | 5053 | n |  | PEC_2G | 1676 | 2 | 16762 | y | y |  | 19 | 843 | OLINGER_G2 | 1 | North | 76.2 | -0.03165 |  | North |  | 43 | HILTPLKSSW | North
20 | 580 | JCKCNTY801 | 1 | North | YES | -0.032968 | 288 | 0 | 288 | 0 | 1.022 |  | 5801 | n |  | PEC_3G | 1677 | 3 | 16773 | y | y |  | 20 | 844 | OLINGER_G3 | 1 | North | 103.9 | -0.03165 |  | North |  | 45 | OLETHA | North
21 | 581 | JCKCNTY802 | 2 | North | YES | -0.032968 | 147 | 0 | 147 | 0 | 1.022 |  | 5812 | n |  | MOSES_1G | 1701 | 1 | 17011 | y | y |  | 21 | 845 | OLINGER_G4 | 1 | North | 51.9 | -0.03165 |  | North |  | 46 | FARRAR | North
22 | 582 | JCKCNTY803 | 3 | North | YES | -0.032968 | 147 | 0 | 147 | 0 | 1.022 |  | 5823 | n |  | MOSES_2G | 1702 | 2 | 17022 | y | y |  | 22 | 923 | SPENCER_G4 | 1 | North | 48 | -0.03259 |  | North |  | 47 | HILTOPLKS8 | North
23 | 728 | WOLFRIDGE801 | 1 | North | YES | -0.032557 | 11.2 | 0 | 112.5 | 0 | 0.99 |  | 7281 | y |  | MOSES_3G | 1703 | 3 | 17033 | y | y |  | 23 | 924 | SPENCER_G5 | 1 | North | 52 | -0.03259 |  | North |  | 48 | HILTOPLKS9 | North
24 | 837 | NEWMAN_G5 | 1 | North | YES | -0.031654 | 0 | 15 | 40 |  | 1.01 |  | 8371 | n |  | EAGLEMNT_1G | 1861 | MB | 1861MB | y | y |  | 24 | 948 | STEAM1 | 1 | North | 0 | -0.03158 |  | North |  | 53 | ELLIOTT | North
25 | 842 | OLINGER_G1 | 1 | North | YES | -0.03165 | 55.4 | 20 | 79 | 0 | 1.03 |  | 8421 | n |  | EAGLEMNT_2G | 1862 | MB | 1862MB | y | y |  | 25 | 949 | STEAM2 | 1 | North | 26 | -0.03158 |  | North |  | 57 | FRANKLIN | North
26 | 843 | OLINGER_G2 | 1 | North | YES | -0.03165 | 76.2 | 25 | 110 | 0 | 1.03 |  | 8431 | n |  | EAGLEMNT_3G | 1863 | MB | 1863MB | y | y |  | 26 | 950 | STEAM3 | 1 | North | 41 | -0.03158 |  | North |  | 61 | BRANCHVILE | North
27 | 844 | OLINGER_G3 | 1 | North | YES | -0.03165 | 103.9 | 45 | 150 | 0 | 1.03 |  | 8441 | n |  | COMCHEPK_1G | 1898 | 1 | 18981 | y | y |  | 27 | 1002 | PBCTAGE_1G | A | West | 64 | -0.027546 |  | West |  | 64 | MILANO | South
28 | 845 | OLINGER_G4 | 1 | North | YES | -0.03165 | 51.9 | 0 | 76 | 0 | 1.03 |  | 8451 | n |  | COMCHEPK_2G | 1899 | 2 | 18992 | y | y |  | 28 | 1003 | PBCTBGE_2G | B | West | 65 | -0.027546 |  | West |  | 65 | SILVERCITY | North
29 | 923 | SPENCER_G4 | 1 | North | YES | -0.03259 | 48 | 20 | 61 | 0 | 1.03 |  | 9231 | n |  | HANDLEY_1G | 1945 | MB | 1945MB | y | y |  | 29 | 1004 | PBCTCGE_3G | C | West | 62 | -0.027546 |  | West |  | 69 | BARCLAY | South
30 | 924 | SPENCER_G5 | 1 | North | YES | -0.03259 | 52 | 20 | 66 | 0 | 1.03 |  | 9241 | n |  | HANDLEY_2G | 1946 | MB | 1946MB | y | y |  | 30 | 1005 | PBCTDGE_4G | D | West | 65 | -0.027546 |  | West |  | 73 | CALVERTSW | North
31 | 948 | STEAM1 | 1 | North | YES | -0.03158 | 0 | 12 | 20 |  | 1.02 |  | 9481 | n |  | COLLIN_1G | 2371 | MB | 2371MB | y | y |  | 31 | 1006 | PBCTEGE_5G | E | West | 65 | -0.027546 |  | West |  | 75 | PETTIBONE | South
32 | 949 | STEAM2 | 1 | North | YES | -0.03158 | 26 | 8 | 26 | 0 | 0.99 |  | 9491 | n |  | MTCK3_G | 2419 | MB | 2419MB | y | y |  | 32 | 1007 | PB5GEN_6G | 5 | West | 91.2 | -0.027546 |  | West |  | 77 | CALVERT | North
33 | 950 | STEAM3 | 1 | North | YES | -0.03158 | 41 | 13 | 42 | 0 | 1.02 |  | 9501 | n |  | MARTLAKE_1G | 3097 | 1 | 30971 | y | y |  | 33 | 1008 | PB6GEN_7G | 6 | West | 515 | -0.027546 |  | West |  | 81 | PLESNTGROV | North
34 | 990 | GIBN_CREK_G1 | 1 | North | YES | -0.00703 | 463 | 200 | 463 | 0 | 1.0275 |  | 9901 | y |  | MARTLAKE_2G | 3098 | 2 | 30982 | y | y |  | 34 | 1037 | MORGAN5G_5G | 5 | West | 109.6 | -0.028393 |  | West |  | 85 | KOSSESWCH | North
35 | 1002 | PBCTAGE_1G | A | West | YES | -0.027546 | 64 | 64 | 66 | 0 | 1.036 |  | 1002A | n |  | MARTLAKE_3G | 3099 | 3 | 30993 | y | y |  | 35 | 1039 | MRGNAG_1G | A | West | 69 | -0.028393 |  | West |  | 86 | BEARGRASS | North
36 | 1003 | PBCTBGE_2G | B | West | YES | -0.027546 | 65 | 65 | 66 | 0 | 1.036 |  | 1003B | n |  | CHAMPION_1G | 3348 | MB | 3348MB | y | y |  | 36 | 1040 | MRGNBG_2G | B | West | 70 | -0.028393 |  | West |  | 89 | KOSSE | North
37 | 1004 | PBCTCGE_3G | C | West | YES | -0.027546 | 62 | 62 | 67 | 0 | 1.036 |  | 1004C | n |  | BBRN_1G | 3381 | 1 | 33811 | y | y |  | 37 | 1041 | MRGNCG_3G | C | West | 69 | -0.028393 |  | West |  | 91 | PERRY8 | North
38 | 1005 | PBCTDGE_4G | D | West | YES | -0.027546 | 65 | 65 | 68 | 0 | 1.036 |  | 1005D | n |  | BBRN_2G | 3382 | 2 | 33822 | y | y |  | 38 | 1042 | MRGNDG_4G | D | West | 68 | -0.028393 |  | West |  | 92 | PERRY9 | North
39 | 1006 | PBCTEGE_5G | E | West | YES | -0.027546 | 65 | 65 | 67 | 0 | 1.036 |  | 1006E | n |  | FALCONHYDRO2 | 5728 | 2 | 57282 | y | y |  | 39 | 1043 | MRGNEG_5G | E | West | 68 | -0.028393 |  | West |  | 93 | PETTEWAY | North
40 | 1007 | PB5GEN_6G | 5 | West | YES | -0.027546 | 91.2 | 40 | 114 | 0 | 1.036 |  | 10075 | n |  | FALCONHYDRO3 | 5729 | 3 | 57293 | y | y |  | 40 | 1044 | MRGNFG_6G | F | West | 66 | -0.028393 |  | West |  | 95 | HALLSBURG | North
41 | 1008 | PB6GEN_7G | 6 | West | YES | -0.027546 | 515 | 130 | 515 | 0 | 1.036 |  | 10086 | n |  | DCEAST | 5925 | EQ | 5925EQ | y | y |  | 41 | 1045 | CALENG1G_1G | 1 | West | 73.4 | -0.028268 |  | West |  | 99 | BENHUR | North
42 | 1037 | MORGAN5G_5G | 5 | West | YES | -0.028393 | 109.6 | 40 | 137 | 0 | 1.029 |  | 10375 | n |  | DENISNDM | 6948 | 1 | 69481 | y | y |  | 42 | 1046 | CALENG2G_2G | 2 | West | 73.4 | -0.028268 |  | West |  | 103 | GROESBECK | North
43 | 1039 | MRGNAG_1G | A | West | YES | -0.028393 | 69 | 69 | 69 | 0 | 1.029 |  | 1039A | n |  | DENISNDM | 6948 | 2 | 69482 | y | y |  | 43 | 1047 | CALENG3G_3G | 3 | West | 70.4 | -0.028268 |  | West |  | 104 | BUTLER | North
44 | 1040 | MRGNBG_2G | B | West | YES | -0.028393 | 70 | 70 | 71 | 0 | 1.029 |  | 1040B | n |  | L_AUSTPL1_1Y | 7020 | 2 | 70202 | y | y |  | 44 | 1049 | ROSCOEWI_5 | 1 | West | 41.8 | -0.028846 |  | West |  | 107 | PRAIRIEHIL | North
45 | 1041 | MRGNCG_3G | C | West | YES | -0.028393 | 69 | 69 | 70 | 0 | 1.029 |  | 1041C | n |  | L_AUSTPL1_1Y | 7020 | 1 | 70201 | y | y |  | 45 | 1057 | ROSCOEWI_5 | 2 | West | 25.3 | -0.028846 |  | West |  | 110 | BUCKHOLTS | North
46 | 1042 | MRGNDG_4G | D | West | YES | -0.028393 | 68 | 68 | 68 | 0 | 1.029 |  | 1042D | n |  | L_BUCHAN1_1Y | 7022 | 1 | 70221 | y | y |  | 46 | 1058 | LONGSHORE_5 | 1 | West | 30 | -0.028343 |  | West |  | 114 | BARTLETTSW | South
47 | 1043 | MRGNEG_5G | E | West | YES | -0.028393 | 68 | 68 | 70 | 0 | 1.029 |  | 1043E | n |  | L_BUCHAN1_2Y | 7023 | 2 | 70232 | y | y |  | 47 | 1058 | LONGSHORE_5 | 3 | West | 23.4 | -0.028343 |  | West |  | 115 | DINGDONG | South
48 | 1044 | MRGNFG_6G | F | West | YES | -0.028393 | 66 | 66 | 66 | 0 | 1.029 |  | 1044F | n |  | L_BUCHAN1_3Y | 7024 | 3 | 70243 | y | y |  | 48 | 1058 | LONGSHORE_5 | 2 | West | 44 | -0.028343 |  | West |  | 116 | SALTY | South
49 | 1045 | CALENG1G_1G | 1 | West | YES | -0.028268 | 73.4 | 27 | 73.4 | 0 | 1.014 |  | 10451 | n |  | L_INKSDA1_1Y | 7026 | 1 | 70261 | y | y |  | 49 | 1060 | ROSCOEWI_5 | 3 | West | 39.4 | -0.028846 |  | West |  | 117 | CEDARVALLY | South
50 | 1046 | CALENG2G_2G | 2 | West | YES | -0.028268 | 73.4 | 27 | 73.4 | 0 | 1.014 |  | 10462 | n |  | L_MARBFA1_1Y | 7028 | 1 | 70281 | y | y |  | 50 | 1061 | CIELOGEN_1G | 1 | West | 19.8 | -0.028455 |  | West |  | 118 | BARTLETT | South
51 | 1047 | CALENG3G_3G | 3 | West | YES | -0.028268 | 70.4 | 27 | 70.4 | 0 | 1.014 |  | 10473 | n |  | L_MARBFA1_2Y | 7029 | 2 | 70292 | y | y |  | 51 | 1062 | CIELOGEN_2G | 1 | West | 12.2 | -0.028455 |  | West |  | 120 | TALBRTRIDG | South
52 | 1049 | ROSCOEWI_5 | 1 | West | YES | -0.028846 | 41.8 | 0 | 209 |  | 1.01 |  | 10491 | n |  | L_MARSFO1G1Y | 7031 | 1 | 70311 | y | y |  | 52 | 1068 | SCURRYCW_1G | 1 | West | 28.2 | -0.028451 |  | West |  | 122 | SCHWERTNER | South
53 | 1057 | ROSCOEWI_5 | 2 | West | YES | -0.028846 | 25.3 | 0 | 126.5 |  | 1.01 |  | 10572 | n |  | L_MARSFO1G2Y | 7032 | 2 | 70322 | y | y |  | 53 | 1069 | KINDERMG_1G | 1 | West | 25 | -0.028455 |  | West |  | 123 | JARREL | South
54 | 1058 | LONGSHORE_5 | 1 | West | YES | -0.028343 | 30 | 0 | 150 |  | 1.01 |  | 10581 | n |  | L_MARSFO1G3Y | 7033 | 3 | 70333 | y | y |  | 54 | 1070 | KINDERMG_2G | 1 | West | 45.7 | -0.028455 |  | West |  | 125 | STLHOSHOLW | South
55 | 1058 | LONGSHORE_5 | 3 | West | YES | -0.028343 | 23.4 | 0 | 117 |  | 1.01 |  | 10583 | n |  | L_WIRTZ_1G1Y | 7035 | 1 | 70351 | y | y |  | 55 | 1071 | KINDERMG_3G | 1 | West | 45.7 | -0.028455 |  | West |  | 126 | POAGE | South
56 | 1058 | LONGSHORE_5 | 2 | West | YES | -0.028343 | 44 | 0 | 220 |  | 1.01 |  | 10582 | n |  | L_WIRTZ_1G2Y | 7036 | 2 | 70362 | y | y |  | 56 | 1072 | ROSCOEWI_5 | 4 | West | 63.6 | -0.028846 |  | West |  | 127 | THRNDALNTH | South
57 | 1060 | ROSCOEWI_5 | 3 | West | YES | -0.028846 | 39.4 | 0 | 197 | 0 | 1.01 |  | 10603 | n |  | L_CANYHY8_1Y | 7487 | 1 | 74871 | y | y |  | 57 | 1073 | SCURRYCW_2G | 2 | West | 24 | -0.028451 |  | West |  | 130 | SEATON8 | South
58 | 1061 | CIELOGEN_1G | 1 | West | YES | -0.028455 | 19.8 | 0 | 99 |  | 1 |  | 10611 | n |  | L_MCQUEE9_1Y | 7605 | 2 | 76052 | y | y |  | 58 | 1146 | NOTREES_1G | 1 | West | 29.8 | -0.027627 |  | West |  | 131 | SEATON9 | South
59 | 1062 | CIELOGEN_2G | 1 | West | YES | -0.028455 | 12.2 | 0 | 61 |  | 1 |  | 10621 | n |  | L_MCQUEE9_1Y | 7605 | 1 | 76051 | y | y |  | 59 | 1170 | AIRLAMESA_1G | 1 | West | 0 | -0.028088 |  | West |  | 132 | BELLCNTY8 | South
60 | 1068 | SCURRYCW_1G | 1 | West | YES | -0.028451 | 28.2 | 1.3 | 141 |  | 1.01 |  | 10681 | n |  | L_MCQUEE9_1Y | 7605 | 3 | 76053 | y | y |  | 60 | 1301 | BULLCREK_8 | 1 | West | 36 | -0.028355 |  | West |  | 133 | BELLCNTY9 | South
61 | 1069 | KINDERMG_1G | 1 | West | YES | -0.028455 | 25 | 5 | 25 | 0 | 1.017 |  | 10691 | n |  | L_SCHUMA8_1Y | 7609 | 1 | 76091 | y | y |  | 61 | 1302 | COYOTEWG_8 | 1 | West | 45 | -0.028244 |  | West |  | 136 | TRIMMIER | South
62 | 1070 | KINDERMG_2G | 1 | West | YES | -0.028455 | 45.7 | 12 | 45.7 | 0 | 1.017 |  | 10701 | n |  | L_LAKEWO9_1Y | 7624 | 1 | 76241 | y | y |  | 62 | 1320 | BSP 1 | 1 | West | 25.5 | -0.027947 |  | West |  | 137 | MOODY | South
63 | 1071 | KINDERMG_3G | 1 | West | YES | -0.028455 | 45.7 | 12 | 45.7 | 0 | 1.017 |  | 10711 | n |  | L_LAKEWO9_1Y | 7624 | 2 | 76242 | y | y |  | 63 | 1326 | STANTONW_8 | 1 | West | 20.1 | -0.027949 |  | West |  | 139 | LAKEBELTON | South
64 | 1072 | ROSCOEWI_5 | 4 | West | YES | -0.028846 | 63.6 | 0 | 318 | 0 | 1.01 |  | 10724 | n |  | AMISTADHYD1 | 8032 | 1 | 80321 | y | y |  | 64 | 1327 | WILDHRSE_1G | 1 | West | 24 | -0.028164 |  | West |  | 141 | MOFFAT | South
65 | 1073 | SCURRYCW_2G | 2 | West | YES | -0.028451 | 24 | 0 | 120 | 0 | 1.017 |  | 10732 | n |  | AMISTADHYD2 | 8033 | 2 | 80332 | y | y |  | 65 | 1328 | OCOTILLO_1G | 1 | West | 11.6 | -0.027938 |  | West |  | 142 | TUGTSVILSW | North
66 | 1146 | NOTREES_1G | 1 | West | YES | -0.027627 | 29.8 | 0 | 149 | 0 | 1.017 |  | 11461 | n |  | FALCONHYDRO1 | 8048 | 1 | 80481 | y | y |  | 66 | 1333 | MCDDONAL_8 | 1 | West | 42.8 | -0.028001 |  | West |  | 145 | LEONJUNCTN | North
67 | 1170 | AIRLAMESA_1G | 1 | West | YES | -0.028088 | 0 | 0 | 180 |  | 1 |  | 11701 | n |  | DUP1V#1 | 8066 | 1 | 80661 | y | y |  | 67 | 1343 | TRENTIPP_8 | 1 | West | 30 | -0.028469 |  | West |  | 146 | SPRINGVALY | North
68 | 1301 | BULLCREK_8 | 1 | West | YES | -0.028355 | 36 | 0 | 180 | 0 | 1.017 |  | 13011 | n |  | FOR #1 | 8134 | 1 | 81341 | y | y |  | 68 | 1349 | WESTXWIN_1G | 1 | West | 1.3 | -0.027424 |  | West |  | 147 | LORENA | North
69 | 1302 | COYOTEWG_8 | 1 | West | YES | -0.028244 | 45 | 0 | 225 |  | 1.01 |  | 13021 | n |  | FOR #2 | 8138 | 2 | 81382 | y | y |  | 69 | 1350 | NWPWRG1_1G | 1 | West | 6.9 | -0.027424 |  | West |  | 149 | SANTAFESW | North
70 | 1320 | BSP 1 | 1 | West | YES | -0.027947 | 25.5 | 2.9 | 25.8 | 0 | 1 |  | 13201 | n |  | JOS #1 | 8139 | MB | 8139MB | y | y |  | 70 | 1354 | AEPWIND_8 | 1 | West | 20.2 | -0.028469 |  | West |  | 153 | SANTAFE | North
71 | 1326 | STANTONW_8 | 1 | West | YES | -0.027949 | 20.1 | 0 | 100.5 |  | 1.01 |  | 13261 | n |  | UCAR #2 | 8147 | 10 | 814710 | y | y |  | 71 | 1360 | GUNSIGHT_8 | 1 | West | 24 | -0.028173 |  | West |  | 157 | GATESVILLE | North
72 | 1327 | WILDHRSE_1G | 1 | West | YES | -0.028164 | 24 | 0 | 120 |  | 1 |  | 13271 | n |  | UCAR #1 | 8148 | 2 | 81482 | y | y |  | 72 | 1416 | SWETWATR_1G | 1 | West | 30 | -0.029039 |  | West |  | 158 | PANCAKE | North
73 | 1328 | OCOTILLO_1G | 1 | West | YES | -0.027938 | 11.6 | 0 | 58 |  | 1.01 |  | 13281 | n |  | FOR #3 | 8153 | 3 | 81533 | y | y |  | 73 | 1417 | SWETWATR_2G | 2 | West | 72 | -0.029039 |  | West |  | 160 | MOSHEIM | North
74 | 1333 | MCDDONAL_8 | 1 | West | YES | -0.028001 | 42.8 | 0 | 214.2 |  | 1.01 |  | 13331 | n |  | FOR #4 | 8154 | 4 | 81544 | y | y |  | 74 | 1418 | SWETWATR_3G | 3 | West | 68 | -0.029039 |  | West |  | 161 | MCGREGOR | North
75 | 1343 | TRENTIPP_8 | 1 | West | YES | -0.028469 | 30 | 0 | 150 |  | 1.014 |  | 13431 | n |  | FOR #5 | 8155 | 5 | 81555 | y | y |  | 75 | 1419 | SWETWATR_4G | 4 | West | 61 | -0.029039 |  | West |  | 164 | PATTON | North
76 | 1349 | WESTXWIN_1G | 1 | West | YES | -0.027424 | 1.3 | 0 | 6.6 |  | 1.014 |  | 13491 | n |  | FOR #6 | 8156 | 6 | 81566 | y | y |  | 76 | 1432 | GRHAMSES_2G | 2 | North | 294.9 | -0.031496 |  | North |  | 165 | WINDSORSW | North
77 | 1350 | NWPWRG1_1G | 1 | West | YES | -0.027424 | 6.9 | 1 | 34.3 |  | 1.014 |  | 13501 | n |  | FOR #7 | 8157 | 7 | 81577 | y | y |  | 77 | 1433 | GRHAMSES_1G | 1 | North | 242 | -0.031461 |  | North |  | 169 | WINDSOR | North
78 | 1354 | AEPWIND_8 | 1 | West | YES | -0.028469 | 20.2 | 0 | 101 |  | 1 |  | 13541 | n |  | CUECPL2A | 8189 | 1 | 81891 | y | y |  | 78 | 1453 | WCPWRCO_1G | 1 | North | 204 | -0.03249 |  | North |  | 170 | COTTONBELT | North
79 | 1360 | GUNSIGHT_8 | 1 | West | YES | -0.028173 | 24 | 0 | 120 | 0 | 1.01 |  | 13601 | n |  | ELPS | 8262 | 1 | 82621 | y | y |  | 79 | 1454 | WCPWRCO_2G | 2 | North | 204 | -0.03249 |  | North |  | 173 | CRAWFORD | North
80 | 1416 | SWETWATR_1G | 1 | West | YES | -0.029039 | 30 | 18 | 30 | 0 | 1.026 |  | 14161 | n |  | LAR #1 | 8285 | MB | 8285MB | y | y |  | 80 | 1455 | WCPWRCO_3G | 3 | North | 242 | -0.03249 |  | North |  | 175 | CHINASPRGS | North
81 | 1417 | SWETWATR_2G | 2 | West | YES | -0.029039 | 72 | 36 | 72 | 0 | 1.026 |  | 14172 | n |  | LAR #2 | 8287 | MB | 8287MB | y | y |  | 81 | 1678 | LAMARPWR_1G | 1 | North | 160 | -0.031776 |  | North |  | 177 | BOSQUE | North
82 | 1418 | SWETWATR_3G | 3 | West | YES | -0.029039 | 68 | 36 | 68 | 0 | 1.026 |  | 14183 | n |  | LAR #3 | 8288 | MB | 8288MB | y | y |  | 82 | 1679 | LAMARPWR_2G | 2 | North | 156 | -0.031776 |  | North |  | 181 | CAYOTE | North
83 | 1419 | SWETWATR_4G | 4 | West | YES | -0.029039 | 61 | 36 | 61 | 0 | 1.026 |  | 14194 | n |  | BATES0A | 8388 | MB | 8388MB | y | y |  | 83 | 1680 | LAMARPWR_3G | 3 | North | 196 | -0.031776 |  | North |  | 185 | MIDWAY | North
84 | 1432 | GRHAMSES_2G | 2 | North | YES | -0.031496 | 294.9 | 90 | 366 | 0 | 1.014 |  | 14322 | n |  | BATES0B | 8393 | MB | 8393MB | y | y |  | 84 | 1681 | LAMARPWR_4G | 4 | North | 156 | -0.031776 |  | North |  | 186 | NAVAROMILS | North
85 | 1433 | GRHAMSES_1G | 1 | North | YES | -0.031461 | 242 | 60 | 242 | 0 | 1.038 |  | 14331 | n |  | NUECES_B0C | 8437 | MB | 8437MB | y | y |  | 85 | 1682 | LAMARPWR_5G | 5 | North | 157 | -0.031776 |  | North |  | 190 | DAWSON | North
86 | 1437 | MESQUITW_1G | 1 | North | YES | -0.029954 | 40 | 0 | 400 | 0 | 1.023 |  | 14371 | y |  | NUECES_B0B | 8438 | MB | 8438MB | y | y |  | 86 | 1683 | LAMARPWR_6G | 6 | North | 198 | -0.031776 |  | North |  | 192 | TELICO | North
87 | 1438 | MESQUITW_2G | 1 | North | YES | -0.029956 | 23.6 | 0 | 236 |  | 1.017 |  | 14381 | y |  | NUECES_B0A | 8442 | MB | 8442MB | y | y |  | 87 | 1687 | VALLEY_1G | 1 | North | 136 | -0.031891 |  | North |  | 193 | BARRY | North
88 | 1442 | COKFIELD_5 | 1 | North | YES | -0.030325 | 16.5 | 0 | 165 |  | 1.029 |  | 14421 | y |  | COSW#1 | 8456 | 1 | 84561 | y | y |  | 88 | 1688 | VALLEY_2G | 2 | North | 527 | -0.031891 |  | North |  | 194 | PURDON | North
89 | 1453 | WCPWRCO_1G | 1 | North | YES | -0.03249 | 204 | 50 | 204 |  | 1.02 |  | 14531 | n |  | COSW#2 | 8457 | 2 | 84572 | y | y |  | 89 | 1689 | VALLEY_3G | 3 | North | 0 | -0.031821 |  | North |  | 195 | FREESTONE | North
90 | 1454 | WCPWRCO_2G | 2 | North | YES | -0.03249 | 204 | 50 | 204 |  | 1.02 |  | 14542 | n |  | B_DAVIS0B | 8459 | MB | 8459MB | y | y |  | 90 | 1877 | WLFHOLW_1G | 1 | North | 217.3 | -0.033818 |  | North |  | 196 | FAIRFIELD | North
91 | 1455 | WCPWRCO_3G | 3 | North | YES | -0.03249 | 242 | 50 | 242 |  | 1.02 |  | 14553 | n |  | B_DAVIS0A | 8460 | MB | 8460MB | y | y |  | 91 | 1878 | WLFHOLW_2G | 2 | North | 215.7 | -0.033818 |  | North |  | 197 | OAKGROVE | North
92 | 1479 | WFCOGEN_1G | 1 | North | YES | -0.031508 | 16 | 12 | 20 | 0 | 1 |  | 14791 | y |  | KOCH_UP0A | 8461 | 1 | 84611 | y | y |  | 92 | 1879 | WLFHOLW_3G | 3 | North | 272.4 | -0.033818 |  | North |  | 198 | EMMETT | North
93 | 1479 | WFCOGEN_1G | 2 | North | YES | -0.031508 | 16 | 12 | 20 | 0 | 1 |  | 14792 | y |  | VAL #1 | 8506 | 1 | 85061 | y | y |  | 93 | 1889 | DECRDOVA_1G | 1 | North | 779 | -0.033979 |  | North |  | 200 | CHATFIELD | North
94 | 1482 | WFCOGEN_2G | 1 | North | YES | -0.031508 | 16 | 12 | 20 | 0 | 1 |  | 14821 | y |  | VAL #2 | 8507 | 2 | 85072 | y | y |  | 94 | 1892 | DECRDOVA_2G | A | North | 65 | -0.034561 |  | North |  | 202 | SARDIS9 | North
95 | 1482 | WFCOGEN_2G | 2 | North | YES | -0.031508 | 13.6 | 12 | 17 | 0 | 1 |  | 14822 | y |  | OXY_CC0A | 8511 | 1 | 85111 | y | y |  | 95 | 1893 | DECRDOVA_3G | B | North | 65 | -0.034561 |  | North |  | 203 | SARDIS8 | North
96 | 1600 | BARTNWND_1G | 1 | North | YES | -0.032288 | 12 | 0 | 120 | 0 | 1.022 |  | 16001 | y |  | CELANEBI0A | 8517 | 1 | 85171 | y | y |  | 96 | 1894 | DECRDOVA_4G | C | North | 65 | -0.034561 |  | North |  | 204 | BETHEL | North
97 | 1643 | SLSTR1PP_1G | 1 | North | YES | -0.03254 | 6 | 0 | 60 | 0 | 1.022 |  | 16431 | y |  | CNOPGT1 | 8560 | 1 | 85601 | y | y |  | 97 | 1895 | DECRDOVA_5G | D | North | 65 | -0.034561 |  | North |  | 205 | HIGHWY22 | North
98 | 1675 | PEC_1G | 1 | North | YES | -0.031738 | 76.7 | 35 | 76.7 | 0 | 1.022 |  | 16751 | y |  | CNOPGT2 | 8561 | 2 | 85612 | y | y |  | 98 | 1937 | MDLTHELP_5G | 5 | North | 224 | -0.036109 |  | North |  | 206 | POWELLMP | North
99 | 1676 | PEC_2G | 2 | North | YES | -0.031738 | 79.6 | 35 | 79.6 | 0 | 1.022 |  | 16762 | y |  | CNOPST1 | 8562 | 3 | 85623 | y | y |  | 99 | 1938 | MDLTHELP_6G | 6 | North | 226 | -0.036109 |  | North |  | 207 | SIMSBORO | North
100 | 1677 | PEC_3G | 3 | North | YES | -0.031738 | 88.4 | 35 | 88.4 | 0 | 1.022 |  | 16773 | y |  | LGE_GT10A | 8926 | 1 | 89261 | y | y |  | 100 | 1941 | MDLTHELP_1G | 1 | North | 216.4 | -0.035875 |  | North |  | 208 | EUREKA | North
101 | 1678 | LAMARPWR_1G | 1 | North | YES | -0.031776 | 160 | 67.7 | 160 | 0 | 1.038 |  | 16781 | n |  | LGE_GT20A | 8927 | 2 | 89272 | y | y |  | 101 | 1942 | MDLTHELP_2G | 2 | North | 216.1 | -0.035875 |  | North |  | 210 | REAGORSPRG | North
102 | 1679 | LAMARPWR_2G | 2 | North | YES | -0.031776 | 156 | 67.7 | 156 | 0 | 1.038 |  | 16792 | n |  | LGE_STG0A | 8928 | 3 | 89283 | y | y |  | 102 | 1943 | MDLTHELP_3G | 3 | North | 212 | -0.036109 |  | North |  | 211 | GOODLOE | North
103 | 1680 | LAMARPWR_3G | 3 | North | YES | -0.031776 | 196 | 129.1 | 196 | 0 | 1.038 |  | 16803 | n |  | ICPGN10A | 8930 | 1 | 89301 | y | y |  | 103 | 1944 | MDLTHELP_4G | 4 | North | 211 | -0.036109 |  | North |  | 212 | WINKLER | North
104 | 1681 | LAMARPWR_4G | 4 | North | YES | -0.031776 | 156 | 67.7 | 156 | 0 | 1.038 |  | 16814 | n |  | ICPGN20A | 8931 | 2 | 89312 | y | y |  | 104 | 1947 | HANDLEY_3G | 3 | North | 316 | -0.034146 |  | North |  | 213 | HANEY | North
105 | 1682 | LAMARPWR_5G | 5 | North | YES | -0.031776 | 157 | 67.7 | 157 | 0 | 1.038 |  | 16825 | n |  | ICPGN30A | 8932 | 3 | 89323 | y | y |  | 105 | 1948 | HANDLEY_4G | 4 | North | 348 | -0.034081 |  | North |  | 214 | ROCKETTSW | North
106 | 1683 | LAMARPWR_6G | 6 | North | YES | -0.031776 | 198 | 129.1 | 198 | 0 | 1.038 |  | 16836 | n |  | BRYN_ATKINS3 | 32886 | MB | 32886MB | y | y |  | 106 | 1949 | HANDLEY_5G | 5 | North | 348 | -0.034146 |  | North |  | 215 | INDIA | North
107 | 1687 | VALLEY_1G | 1 | North | YES | -0.031891 | 136 | 15 | 170 | 0 | 1.029 |  | 16871 | n |  | BRYN_ATKINS6 | 32887 | MB | 32887MB | y | y |  | 107 | 2381 | NTHLK1_G | 1 | North | 0 | -0.032569 |  | North |  | 216 | ENNIS | North
108 | 1688 | VALLEY_2G | 2 | North | YES | -0.031891 | 527 | 90 | 527 | 0 | 1.029 |  | 16882 | n |  | BRYN_ATKINS4 | 32890 | MB | 32890MB | y | y |  | 108 | 2382 | NTHLK2_G | 2 | North | 0 | -0.032569 |  | North |  | 217 | GLNHEIGHTS | North
109 | 1689 | VALLEY_3G | 3 | North | YES | -0.031821 | 0 | 25 | 375 |  | 1.003 |  | 16893 | n |  | BRYN_ATKINS5 | 32891 | MB | 32891MB | y | y |  | 109 | 2383 | NTHLK3_G | 3 | North | 0 | -0.032569 |  | North |  | 218 | ROCKETT | North
110 | 1701 | MOSES_1G | 1 | North | YES | -0.031701 | 558 | 175 | 558 | 0 | 1.023 |  | 17011 | y |  | TNTNPONE_18 | 39960 | 1 | 399601 | y | y |  | 110 | 2413 | MTCK6_G | 6 | North | 0 | -0.032372 |  | North |  | 220 | CEDARHILL | North
111 | 1702 | MOSES_2G | 2 | North | YES | -0.031701 | 579 | 175 | 579 | 0 | 1.023 |  | 17022 | y |  | TNTNPONE_28 | 39970 | 1 | 399701 | y | y |  | 111 | 2414 | MTCK7_G | 7 | North | 0 | -0.032372 |  | North |  | 221 | TRUMBULL8 | North
112 | 1703 | MOSES_3G | 3 | North | YES | -0.031701 | 808 | 463 | 808 | 0 | 1.023 |  | 17033 | y |  | LEG_1___1 | 48721 | 1 | 487211 | y | y |  | 112 | 2417 | MTCK8_G | 8 | North | 444.8 | -0.032372 |  | North |  | 222 | TRUMBULL9 | North
113 | 1861 | EAGLEMNT_1G | MB | North | YES | -0.033387 | 0 | 30 | 112 |  | 1.022 |  | 1861MB | y |  | LEG_2___2 | 48722 | 2 | 487222 | y | y |  | 113 | 2418 | MTCK2_G | 2 | North | 0 | -0.032723 |  | North |  | 223 | SAINTPAUL | North
114 | 1862 | EAGLEMNT_2G | MB | North | YES | -0.033387 | 0 | 40 | 100 |  | 1.022 |  | 1862MB | y |  | PHR_GN2_2 | 48772 | MB | 48772MB | y | y |  | 114 | 2451 | LKHB1_G | 1 | North | 0 | -0.031481 |  | North |  | 224 | ITASCA | North
115 | 1863 | EAGLEMNT_3G | MB | North | YES | -0.033387 | 0 | 50 | 378 |  | 1.022 |  | 1863MB | y |  | LAR | 80012 | F | 80012F | y | y |  | 115 | 2452 | LKHB2_G | 2 | North | 516 | -0.031481 |  | North |  | 225 | FORRESTON | North
116 | 1877 | WLFHOLW_1G | 1 | North | YES | -0.033818 | 217.3 | 89.2 | 217.3 | 0 | 1.032 |  | 18771 | n |  | FOR #8 | 80051 | 8 | 800518 | y | y |  | 116 | 3107 | STRYKER_1G | 1 | North | 145.6 | -0.028761 |  | North |  | 228 | PEORIA | North
117 | 1878 | WLFHOLW_2G | 2 | North | YES | -0.033818 | 215.7 | 105 | 215.7 | 0 | 1.032 |  | 18782 | n |  | FOR #9 | 80052 | 9 | 800529 | y | y |  | 117 | 3108 | STRYKER_2G | 2 | North | 484 | -0.028761 |  | North |  | 230 | DWUSSWW | North
118 | 1879 | WLFHOLW_3G | 3 | North | YES | -0.033818 | 272.4 | 89.2 | 272.4 | 0 | 1.032 |  | 18793 | n |  | FOR #10 | 80053 | 10 | 8005310 | y | y |  | 118 | 3113 | LUFKINWB_1G | 1 | North | 0 | -0.028781 |  | North |  | 232 | LAMPOSTSW | North
119 | 1889 | DECRDOVA_1G | 1 | North | YES | -0.033979 | 779 | 255 | 779 | 0 | 1.02 |  | 18891 | n |  | CSDR89 | 80137 | 8 | 801378 | y | y |  | 119 | 3126 | TRINIDAD_6G | 1 | North | 179.2 | -0.032102 |  | North |  | 234 | CHATT | North
120 | 1892 | DECRDOVA_2G | A | North | YES | -0.034561 | 65 | 65 | 70 | 0 | 1.025 |  | 1892A | n |  | CSDR89 | 80137 | 9 | 801379 | y | y |  | 120 | 3403 | THOUSE_1G | 1 | North | 563 | -0.060576 |  | North |  | 236 | LAMPOST | North
121 | 1893 | DECRDOVA_3G | B | North | YES | -0.034561 | 65 | 65 | 69 | 0 | 1.025 |  | 1893B | n |  | CSDR7 | 80138 | 7 | 801387 | y | y |  | 121 | 3404 | THOUSE_2G | 2 | North | 807 | -0.060576 |  | North |  | 237 | BLANTON | North
122 | 1894 | DECRDOVA_4G | C | North | YES | -0.034561 | 65 | 65 | 69 | 0 | 1.025 |  | 1894C | n |  | CSDR56 | 80139 | 6 | 801396 | y | y |  | 122 | 3416 | LAKE_CRK1_G | 1 | North | 60 | -0.081865 |  | North |  | 238 | BOSQUESW505 | North
123 | 1895 | DECRDOVA_5G | D | North | YES | -0.034561 | 65 | 65 | 68 | 0 | 1.025 |  | 1895D | n |  | CSDR56 | 80139 | 5 | 801395 | y | y |  | 123 | 3417 | LAKE_CRK2_G | 2 | North | 177.6 | -0.081865 |  | North |  | 239 | BOSQUESW502 | North
124 | 1898 | COMCHEPK_1G | 1 | North | YES | -0.033693 | 1159 | 1150 | 1159 | 0 | 1.032 |  | 18981 | y |  | CSDR11 | 80140 | 11 | 8014011 | y | y |  | 124 | 3432 | SANDOW_4G | 4 | South | 580 | 0.059871 |  | South | 0 | 240 | WHITNEY5 | North
125 | 1899 | COMCHEPK_2G | 2 | North | YES | -0.033693 | 1159 | 1128 | 1159 | 0 | 1.032 |  | 18992 | y |  | REYSHR G | 80223 | 1 | 802231 | y | y |  | 125 | 5026 | BRAUNIG_VHB1 | 1 | South | 215 | 0.038235 |  | South | 0 | 241 | WHITNEY8 | North
126 | 1937 | MDLTHELP_5G | 5 | North | YES | -0.036109 | 224 | 74 | 224 | 0 | 1 |  | 19375 | n |  | VISTRONG1 | 80224 | 1 | 802241 | y | y |  | 126 | 5027 | BRAUNIG_VHB2 | 2 | South | 172.8 | 0.038235 |  | South | 0 | 242 | WHITNEYDM | North
127 | 1938 | MDLTHELP_6G | 6 | North | YES | -0.036109 | 226 | 74 | 226 | 0 | 1 |  | 19386 | n |  | VISTRONG2 | 80225 | 2 | 802252 | y | y |  | 127 | 5028 | BRAUNIG_VHB3 | 3 | South | 407 | 0.038215 |  | South | 0 | 243 | WHITNEYSW | North
128 | 1941 | MDLTHELP_1G | 1 | North | YES | -0.035875 | 216.4 | 74 | 216.4 | 0 | 1 |  | 19411 | n |  | ALCOA G | 80226 | 1 | 802261 | y | y |  | 128 | 5031 | BRA_VHBCT1 | 1 | South | 44 | 0.038235 |  | South | 0 | 244 | WHITNYDM01 | North
129 | 1942 | MDLTHELP_2G | 2 | North | YES | -0.035875 | 216.1 | 74 | 216.1 | 0 | 1 |  | 19422 | n |  | AIRCO G | 80227 | 1 | 802271 | y | y |  | 129 | 5032 | BRA_VHBCT2 | 2 | South | 44 | 0.038235 |  | South | 0 | 245 | WHITNYDM02 | North
130 | 1943 | MDLTHELP_3G | 3 | North | YES | -0.036109 | 212 | 74 | 212 | 0 | 1 |  | 19433 | n | [8 empty] | 130 | 5033 | BRA_VHBCT3 | 3 | South | 43 | 0.038235 |  | South | 0 | 246 | BOSQUESW5 | North
131 | 1944 | MDLTHELP_4G | 4 | North | YES | -0.036109 | 211 | 74 | 211 | 0 | 1 |  | 19444 | n | [8 empty] | 131 | 5034 | BRA_VHBCT4 | 4 | South | 45 | 0.038235 |  | South | 0 | 247 | BOSQUESW501 | North
132 | 1945 | HANDLEY_1G | MB | North | YES | -0.034027 | 0 | 25 | 36 |  | 0.986 |  | 1945MB | y | [8 empty] | 132 | 5111 | CALAVER_JTD1 | 1 | South | 430 | 0.038314 |  | South | 0 | 249 | ROGERSHL | North
133 | 1946 | HANDLEY_2G | MB | North | YES | -0.034027 | 0 | 30 | 68 |  | 0.986 |  | 1946MB | y | [8 empty] | 133 | 5112 | CALAVER_JTD2 | 2 | South | 430 | 0.038314 |  | South | 0 | 250 | FRTGATESSW | North
134 | 1947 | HANDLEY_3G | 3 | North | YES | -0.034146 | 316 | 100 | 395 | 0 | 1.022 |  | 19473 | n | [8 empty] | 134 | 5264 | LEON_LCP3G3 | 3 | South | 0 | 0.037986 |  | South | 0 | 251 | BOSQUESW803 | North
135 | 1948 | HANDLEY_4G | 4 | North | YES | -0.034081 | 348 | 150 | 435 | 0 | 1.022 |  | 19484 | n | [8 empty] | 135 | 5265 | LEON_LCP4G4 | 4 | South | 71.2 | 0.037986 |  | South | 0 | 252 | BOSQUESW8 | North
136 | 1949 | HANDLEY_5G | 5 | North | YES | -0.034146 | 348 | 150 | 435 | 0 | 1.022 |  | 19495 | n | [8 empty] | 136 | 5266 | LEON_LCPCT1 | 1 | South | 44 | 0.037986 |  | South | 0 | 253 | BOSQUESW804 | North
137 | 2371 | COLLIN_1G | MB | North | YES | -0.032239 | 0 | 40 | 138 |  | 1.022 |  | 2371MB | y | [8 empty] | 137 | 5267 | LEON_LCPCT2 | 2 | South | 44 | 0.037986 |  | South | 0 | 254 | FORTGATES | North
138 | 2381 | NTHLK1_G | 1 | North | YES | -0.032569 | 0 | 35 | 156 |  | 1.022 |  | 23811 | n | [8 empty] | 138 | 5268 | LEON_LCPCT3 | 3 | South | 43 | 0.037986 |  | South | 0 | 258 | HAMILTON | North
139 | 2382 | NTHLK2_G | 2 | North | YES | -0.032569 | 0 | 35 | 181 |  | 1.022 |  | 23822 | n | [8 empty] | 139 | 5269 | LEON_LCPCT4 | 4 | South | 45 | 0.037986 |  | South | 0 | 260 | KEMPNER | South
140 | 2383 | NTHLK3_G | 3 | North | YES | -0.032569 | 0 | 50 | 329 |  | 1.022 |  | 23833 | n | [8 empty] | 140 | 5396 | CALAVER_OWS1 | 1 | South | 418 | 0.03828 |  | South | 0 | 262 | INDIANGAP | North
141 | 2413 | MTCK6_G | 6 | North | YES | -0.032372 | 0 | 30 | 118 |  | 1.022 |  | 24136 | n | [8 empty] | 141 | 5397 | CALAVER_OWS2 | 2 | South | 400 | 0.03828 |  | South | 0 | 265 | ENERGYSW | North
142 | 2414 | MTCK7_G | 7 | North | YES | -0.032372 | 0 | 30 | 115 |  | 1.022 |  | 24147 | n | [8 empty] | 142 | 5401 | CALAVER_JKS1 | 1 | South | 562 | 0.038027 |  | South | 0 | 269 | ENERGY | North
143 | 2417 | MTCK8_G | 8 | North | YES | -0.032372 | 444.8 | 60 | 556 | 0 | 1.022 |  | 24178 | n | [8 empty] | 143 | 5436 | TUTTL_WBT1G1 | 1 | South | 48.8 | 0.038444 |  | South | 0 | 270 | MORTONVALY | North
144 | 2418 | MTCK2_G | 2 | North | YES | -0.032723 | 0 | 10 | 23 |  | 0.971 |  | 24182 | n | [8 empty] | 144 | 5438 | TUTTL_WBT3G3 | 3 | South | 95 | 0.038444 |  | South | 0 | 273 | GUSTINE | North
145 | 2419 | MTCK3_G | MB | North | YES | -0.032723 | 0 | 10 | 63 |  | 0.971 |  | 2419MB | y | [8 empty] | 145 | 5439 | TUTTL_WBT4G4 | 4 | South | 120.8 | 0.038444 |  | South | 0 | 274 | GORMAN | North
146 | 2451 | LKHB1_G | 1 | North | YES | -0.031481 | 0 | 80 | 391 |  | 1.022 |  | 24511 | n | [8 empty] | 146 | 5476 | BRA_AVR1_CT1 | 1 | South | 155 | 0.038201 |  | South | 0 | 275 | LEONPLNTRD | North
147 | 2452 | LKHB2_G | 2 | North | YES | -0.031481 | 516 | 80 | 516 | 0 | 1.022 |  | 24522 | n | [8 empty] | 147 | 5477 | BRA_AVR1_ST1 | 1 | South | 174 | 0.038201 |  | South | 0 | 276 | HGHWY101 | North
148 | 3097 | MARTLAKE_1G | 1 | North | YES | -0.029317 | 790 | 500 | 790 | 0 | 1.017 |  | 30971 | y | [8 empty] | 148 | 5478 | BRA_AVR1_CT2 | 1 | South | 155 | 0.038201 |  | South | 0 | 277 | HASSE | North
149 | 3098 | MARTLAKE_2G | 2 | North | YES | -0.029317 | 795 | 461 | 795 | 0 | 1.017 |  | 30982 | y | [8 empty] | 149 | 5503 | RAYBURNGEN3 | 1 | South | 17.6 | 0.031255 |  | South | 0 | 279 | OLDEN | North
150 | 3099 | MARTLAKE_3G | 3 | North | YES | -0.029317 | 804 | 500 | 804 | 0 | 1.017 |  | 30993 | y | [8 empty] | 150 | 5505 | RAYBURNGEN1 | 1 | South | 0 | 0.031255 |  | South | 0 | 281 | DOWNING | North
151 | 3107 | STRYKER_1G | 1 | North | YES | -0.028761 | 145.6 | 45 | 182 | 0 | 1.029 |  | 31071 | n | [8 empty] | 151 | 5506 | RAYBURNGEN2 | 1 | South | 0 | 0.031255 |  | South | 0 | 282 | EOLIANRD | North
152 | 3108 | STRYKER_2G | 2 | North | YES | -0.028761 | 484 | 75 | 484 | 0 | 1.029 |  | 31082 | n | [8 empty] | 152 | 5508 | RAYBURNCC9 | 1 | South | 47.7 | 0.031521 |  | South | 0 | 283 | ZEPHYR | North
153 | 3113 | LUFKINWB_1G | 1 | North | YES | -0.028781 | 0 | 0 | 50 |  | 1.01 |  | 31131 | n | [8 empty] | 153 | 5509 | RAYBURNCC10 | 1 | South | 37.3 | 0.031521 |  | South | 0 | 284 | EARLY | North
154 | 3126 | TRINIDAD_6G | 1 | North | YES | -0.032102 | 179.2 | 46 | 224 | 0 | 1 |  | 31261 | n | [8 empty] | 154 | 5511 | RAYBURNCC7 | 1 | South | 47.5 | 0.031521 |  | South | 0 | 285 | RISINGSTAR | North
155 | 3348 | CHAMPION_1G | MB | North | YES | -0.02881 | 0 | 42 | 42 |  | 1 |  | 3348MB | y | [8 empty] | 155 | 5512 | RAYBURNCC8 | 1 | South | 49.3 | 0.031521 |  | South | 0 | 289 | NIMROD | North
156 | 3381 | BBRN_1G | 1 | North | YES | -0.025184 | 618 | 225 | 618 | 0 | 1.03 |  | 33811 | y | [8 empty] | 156 | 5890 | PEARSALLGEN1 | 1 | South | 19.2 | 0.033902 |  | South | 0 | 290 | SHILOH | North
157 | 3382 | BBRN_2G | 2 | North | YES | -0.025184 | 589 | 225 | 589 | 0 | 1.03 |  | 33822 | y | [8 empty] | 157 | 5891 | PEARSALLGEN2 | 1 | South | 19.4 | 0.033902 |  | South | 0 | 291 | DELEON | North
158 | 3403 | THOUSE_1G | 1 | North | YES | -0.060576 | 563 | 200 | 563 | 0 | 1.012 |  | 34031 | n | [8 empty] | 158 | 5892 | PEARSALLGEN3 | 1 | South | 19.1 | 0.033902 |  | South | 0 | 292 | HOLDER8 | North
159 | 3404 | THOUSE_2G | 2 | North | YES | -0.060576 | 807 | 250 | 807 | 0 | 1.012 |  | 34042 | n | [8 empty] | 159 | 5903 | SANMIGUELGEN | 1 | South | 396.3 | 0.03619 |  | South | 0 | 293 | HOLDER9 | North
160 | 3416 | LAKE_CRK1_G | 1 | North | YES | -0.081865 | 60 | 33 | 75 |  | 1.029 |  | 34161 | n | [8 empty] | 160 | 5911 | STP_GN1___1 | 1 | Houston | 1333 | 0.021293 |  | Houston | 0 | 294 | MOUNTARY | North
161 | 3417 | LAKE_CRK2_G | 2 | North | YES | -0.081865 | 177.6 | 40 | 222 | 0 | 1.029 |  | 34172 | n | [8 empty] | 161 | 5912 | STP_GN2___2 | 2 | Houston | 1332 | 0.021293 |  | Houston | 0 | 295 | STEPHENVIL8 | North
162 | 3432 | SANDOW_4G | 4 | South | YES | 0.059871 | 580 | 225 | 580 | 0 | 1.029 |  | 34324 | n | [8 empty] | 162 | 5932 | SI_RAY9 | 9 | South | 32 | 0.032042 |  | South | 0 | 296 | STPHNVLTP | North
163 | 5026 | BRAUNIG_VHB1 | 1 | South | YES | 0.038235 | 215 | 40 | 215 | 0 | 1.0192 |  | 50261 | n | [8 empty] | 163 | 5933 | SI_RAY6 | 6 | South | 15.4 | 0.032042 |  | South | 0 | 297 | CARLTONSW | North
164 | 5027 | BRAUNIG_VHB2 | 2 | South | YES | 0.038235 | 172.8 | 40 | 216 | 0 | 1.0192 |  | 50272 | n | [8 empty] | 164 | 5934 | SI_RAY5 | 5 | South | 0 | 0 |  | South |  | 298 | CARLTON | North
165 | 5028 | BRAUNIG_VHB3 | 3 | South | YES | 0.038215 | 407 | 60 | 407 | 0 | 1.0138 |  | 50283 | n | [8 empty] | 165 | 5935 | SI_RAY10 | 10 | South | 47 | 0.032042 |  | South | 0 | 299 | STEPHNVIL9 | North
166 | 5031 | BRA_VHBCT1 | 1 | South | YES | 0.038235 | 44 | 24 | 44 | 0 | 1.0192 |  | 50311 | n | [8 empty] | 166 | 6016 | SWMESA | 1 | West | 18.8 | -0.024574 |  | West |  | 300 | JOHNSVILLE | North
167 | 5032 | BRA_VHBCT2 | 2 | South | YES | 0.038235 | 44 | 24 | 44 | 0 | 1.0192 |  | 50322 | n | [8 empty] | 167 | 6100 | OKLA7A | EQ | West | 50 | -0.030581 |  | West |  | 301 | LINGLEVIL | North
168 | 5033 | BRA_VHBCT3 | 3 | South | YES | 0.038235 | 43 | 24 | 43 | 0 | 1.0192 |  | 50333 | n | [8 empty] | 168 | 6144 | MCADOO1A | 1 | West | 15 | -0.028859 |  | West |  | 302 | SELDEN | North
169 | 5034 | BRA_VHBCT4 | 4 | South | YES | 0.038235 | 45 | 24 | 45 | 0 | 1.0192 |  | 50344 | n | [8 empty] | 169 | 6407 | TURKTRAK1A | 1 | West | 33.9 | -0.026762 |  | West |  | 303 | NORFORK | North
170 | 5111 | CALAVER_JTD1 | 1 | South | YES | 0.038314 | 430 | 80 | 430 | 0 | 1.0138 |  | 51111 | n | [8 empty] | 170 | 6637 | SNYDERW1A | 1 | West | 12.6 | -0.028422 |  | West |  | 304 | WRIGHT | North
171 | 5112 | CALAVER_JTD2 | 2 | South | YES | 0.038314 | 430 | 80 | 430 | 0 | 1.0138 |  | 51122 | n | [8 empty] | 171 | 6752 | OKLA0A | 1 | West | 649.7 | -0.030581 |  | West |  | 305 | BLUFFDALE | North
172 | 5264 | LEON_LCP3G3 | 3 | South | YES | 0.037986 | 0 | 20 | 58 |  | 1.0197 |  | 52643 | n | [8 empty] | 172 | 7000 | L_FERGUS1_1Y | 1 | South | 400 | 0.043984 |  | South | 0 | 306 | BUNKER | North
173 | 5265 | LEON_LCP4G4 | 4 | South | YES | 0.037986 | 71.2 | 25 | 89 | 0 | 1.0197 |  | 52654 | n | [8 empty] | 173 | 7004 | L_SIMGID1_1Y | 1 | South | 132 | 0.047035 |  | South | 0 | 307 | GRANBURY | North
174 | 5266 | LEON_LCPCT1 | 1 | South | YES | 0.037986 | 44 | 24 | 44 | 0 | 1.0197 |  | 52661 | n | [8 empty] | 174 | 7005 | L_SIMGID1_2Y | 2 | South | 133 | 0.047035 |  | South | 0 | 308 | BUNKER01 | North
175 | 5267 | LEON_LCPCT2 | 2 | South | YES | 0.037986 | 44 | 24 | 44 | 0 | 1.0197 |  | 52672 | n | [8 empty] | 175 | 7006 | L_SIMGID1_3Y | 3 | South | 324.9 | 0.047035 |  | South | 0 | 309 | TOLARTAP | North
176 | 5268 | LEON_LCPCT3 | 3 | South | YES | 0.037986 | 43 | 24 | 43 | 0 | 1.0197 |  | 52683 | n | [8 empty] | 176 | 7007 | L_LOSTPI1_1Y | 1 | South | 158.6 | 0.048042 |  | South | 0 | 310 | IVAN | North
177 | 5269 | LEON_LCPCT4 | 4 | South | YES | 0.037986 | 45 | 24 | 45 | 0 | 1.0197 |  | 52694 | n | [8 empty] | 177 | 7008 | L_LOSTPI1_2Y | 2 | South | 157.7 | 0.048042 |  | South | 0 | 311 | HILLCITY | North
178 | 5396 | CALAVER_OWS1 | 1 | South | YES | 0.03828 | 418 | 80 | 418 | 0 | 1.0192 |  | 53961 | n | [8 empty] | 178 | 7009 | L_LOSTPI1_3Y | 3 | South | 173.9 | 0.048042 |  | South | 0 | 315 | GLENROSE | North
179 | 5397 | CALAVER_OWS2 | 2 | South | YES | 0.03828 | 400 | 80 | 400 | 0 | 1.0192 |  | 53972 | n | [8 empty] | 179 | 7010 | L_FPPYD11_1Y | 1 | South | 547.4 | 0.04303 |  | South | 0 | 319 | MERIDIAN | North
180 | 5401 | CALAVER_JKS1 | 1 | South | YES | 0.038027 | 562 | 100 | 562 | 0 | 1.018 |  | 54011 | n | [8 empty] | 180 | 7011 | L_FPPYD11_2Y | 2 | South | 552.2 | 0.04303 |  | South | 0 | 322 | LIPAN | North
181 | 5436 | TUTTL_WBT1G1 | 1 | South | YES | 0.038444 | 48.8 | 20 | 61 | 0 | 1.012 |  | 54361 | n | [8 empty] | 181 | 7012 | L_FPPYD21_3Y | 3 | South | 427.5 | 0.04299 |  | South | 0 | 323 | CRANFILSGP | North
182 | 5438 | TUTTL_WBT3G3 | 3 | South | YES | 0.038444 | 95 | 25 | 95 | 0 | 1.012 |  | 54383 | n | [8 empty] | 182 | 7014 | L_HAYSEN1_1Y | 1 | South | 223.9 | 0.042058 |  | South | 0 | 327 | POWELL | North
183 | 5439 | TUTTL_WBT4G4 | 4 | South | YES | 0.038444 | 120.8 | 40 | 151 | 0 | 1.012 |  | 54394 | n | [8 empty] | 183 | 7015 | L_HAYSEN1_2Y | 2 | South | 225 | 0.042058 |  | South | 0 | 331 | RWMILLER | North
184 | 5476 | BRA_AVR1_CT1 | 1 | South | YES | 0.038201 | 155 | 90 | 155 | 0 | 1.017 |  | 54761 | n | [8 empty] | 184 | 7016 | L_HAYSEN1_3Y | 3 | South | 224.6 | 0.042058 |  | South | 0 | 332 | RWMILLER01 | North
185 | 5477 | BRA_AVR1_ST1 | 1 | South | YES | 0.038201 | 174 | 138 | 174 | 0 | 1.017 |  | 54771 | n | [8 empty] | 185 | 7017 | L_HAYSEN1_4Y | 4 | South | 226.7 | 0.042058 |  | South | 0 | 333 | RWMILLER02 | North
186 | 5478 | BRA_AVR1_CT2 | 1 | South | YES | 0.038201 | 155 | 90 | 155 | 0 | 1.017 |  | 54781 | n | [8 empty] | 186 | 7038 | L_DELAWA1_1Y | 2 | West | 3 | -0.027574 |  | West |  | 334 | RWMILLER03 | North
187 | 5503 | RAYBURNGEN3 | 1 | South | YES | 0.031255 | 17.6 | 6 | 22 | 0 | 1.0223 |  | 55031 | n | [8 empty] | 187 | 7038 | L_DELAWA1_1Y | 1 | West | 3.5 | -0.027574 |  | West |  | 335 | RWMILLER04 | North
188 | 5505 | RAYBURNGEN1 | 1 | South | YES | 0.031255 | 0 | 1 | 11 |  | 1.0223 |  | 55051 | n | [8 empty] | 188 | 7303 | L_WPPGS12_1Y | 1 | South | 50 | 0.0432 |  | South | 0 | 336 | RWMILLER05 | North
189 | 5506 | RAYBURNGEN2 | 1 | South | YES | 0.031255 | 0 | 1 | 11 |  | 1.0223 |  | 55061 | n | [8 empty] | 189 | 7303 | L_WPPGS12_1Y | 2 | South | 50 | 0.0432 |  | South | 0 | 343 | MRSSHPRD02 | North
190 | 5508 | RAYBURNCC9 | 1 | South | YES | 0.031521 | 47.7 | 18.2 | 47.7 | 0 | 1.0296 |  | 55081 | n | [8 empty] | 190 | 7305 | L_WPPGS34_1Y | 3 | South | 50 | 0.0432 |  | South | 0 | 344 | MRSSHPRD | North
191 | 5509 | RAYBURNCC10 | 1 | South | YES | 0.031521 | 37.3 | 5.2 | 37.3 | 0 | 1.0296 |  | 55091 | n | [8 empty] | 191 | 7305 | L_WPPGS34_1Y | 4 | South | 50 | 0.0432 |  | South | 0 | 345 | MRSSHPRD01 | North
192 | 5511 | RAYBURNCC7 | 1 | South | YES | 0.031521 | 47.5 | 18.2 | 47.5 | 0 | 1.0296 |  | 55111 | n | [8 empty] | 192 | 7800 | L_GUADGE1_1Y | 1 | South | 147 | 0.03929 |  | South | 0 | 350 | ABBYBEND | North
193 | 5512 | RAYBURNCC8 | 1 | South | YES | 0.031521 | 49.3 | 18.2 | 49.3 | 0 | 1.0296 |  | 55121 | n | [8 empty] | 193 | 7801 | L_GUADGE1_2Y | 2 | South | 138 | 0.03929 |  | South | 0 | 352 | PROTROYAL | North
194 | 5728 | FALCONHYDRO2 | 2 | South | YES | 0.031765 | 12 | 0 | 12 | 0 | 1.0227 |  | 57282 | y | [8 empty] | 194 | 7802 | L_GUADGE1_3Y | 3 | South | 146 | 0.03929 |  | South | 0 | 356 | SPUNKY8 | North
195 | 5729 | FALCONHYDRO3 | 3 | South | YES | 0.031765 | 11 | 0 | 11 | 0 | 1.0227 |  | 57293 | y | [8 empty] | 195 | 7803 | L_GUADGE1_4Y | 4 | South | 149 | 0.03929 |  | South | 0 | 357 | SPUNKY9 | North
196 | 5890 | PEARSALLGEN1 | 1 | South | YES | 0.033902 | 19.2 | 6 | 24 | 0 | 1.0161 |  | 58901 | n | [8 empty] | 196 | 7804 | L_GUADGE1_5Y | 5 | South | 182 | 0.03929 |  | South | 0 | 363 | HOOD8 | North
197 | 5891 | PEARSALLGEN2 | 1 | South | YES | 0.033902 | 19.4 | 6 | 24.3 | 0 | 1.0161 |  | 58911 | n | [8 empty] | 197 | 7805 | L_GUADGE1_6Y | 6 | South | 203 | 0.03929 |  | South | 0 | 364 | HOOD | North
198 | 5892 | PEARSALLGEN3 | 1 | South | YES | 0.033902 | 19.1 | 6 | 23.9 | 0 | 1.0161 |  | 58921 | n | [8 empty] | 198 | 7807 | L_BASTEN1_1Y | 1 | South | 152.5 | 0.048336 |  | South | 0 | 366 | JNSNCNTY802 | North
199 | 5903 | SANMIGUELGEN | 1 | South | YES | 0.03619 | 396.3 | 180 | 396.3 | 0 | 1.0331 |  | 59031 | n | [8 empty] | 199 | 7808 | L_BASTEN1_2Y | 1 | South | 149.5 | 0.048336 |  | South | 0 | 367 | JNSNCNTY802 | North
200 | 5911 | STP_GN1___1 | 1 | Houston | YES | 0.021293 | 1333 | 1249 | 1333 | 0 | 1.0406 |  | 59111 | n | [8 empty] | 200 | 7809 | L_BASTEN1_3Y | 1 | South | 232.6 | 0.048336 |  | South | 0 | 370 | JNSNCNTY8 | North
201 | 5912 | STP_GN2___2 | 2 | Houston | YES | 0.021293 | 1332 | 1249 | 1332 | 0 | 1.0406 |  | 59122 | n | [8 empty] | 201 | 7810 | L_RIONOG1G1Y | 1 | South | 148 | 0.040636 |  | South | 0 | 373 | ACTON | North
202 | 5925 | DCEAST | EQ | North | YES | -0.031701 | 400.3 | -600 | 600 | 0 | 1.025 |  | 5925EQ | y | [8 empty] | 202 | 7811 | L_RIONOG1G2Y | 2 | South | 148 | 0.040636 |  | South | 0 | 377 | FALLCREEK | North
203 | 5932 | SI_RAY9 | 9 | South | YES | 0.032042 | 32 | 32 | 38 | 0 | 1.035 |  | 59329 | n | [8 empty] | 203 | 7812 | L_RIONOG1G3Y | 3 | South | 154 | 0.040636 |  | South | 0 | 380 | FRIENDSHIP | North
204 | 5933 | SI_RAY6 | 6 | South | YES | 0.032042 | 15.4 | 10 | 19.3 | 0 | 1.035 |  | 59336 | n | [8 empty] | 204 | 7813 | L_RIONOG1S1Y | 4 | South | 293 | 0.040636 |  | South | 0 | 384 | GEORGESCRK | North
205 | 5934 | SI_RAY5 | 5 | South | YES | 0 | 0 | 10 | 15 |  | 1.035 |  | 59345 | n | [8 empty] | 205 | 8161 | COLETO0A | 1 | South | 633 | 0.033255 |  | South | 0 | 385 | LITTLEHOSS | North
206 | 5935 | SI_RAY10 | 10 | South | YES | 0.032042 | 47 | 10 | 47 | 0 | 1.03 |  | 593510 | n | [8 empty] | 206 | 8173 | VICEC51A | 5 | South | 144 | 0.031876 |  | South | 0 | 387 | NEWHOPE | North
207 | 6016 | SWMESA | 1 | West | YES | -0.024574 | 18.8 | 0 | 75 |  | 1.03 |  | 60161 | n | [8 empty] | 207 | 8174 | VICEC61A | 6 | South | 188 | 0.031876 |  | South | 0 | 391 | BONO | North
208 | 6100 | OKLA7A | EQ | West | YES | -0.030581 | 50 | -220 | 220 | 0 | 1.035 |  | 6100EQ | n | [8 empty] | 208 | 8933 | FGNTS001 | 1 | South | 146.5 | 0.031981 |  | South | 0 | 393 | CONCORD | North
209 | 6144 | MCADOO1A | 1 | West | YES | -0.028859 | 15 | 0 | 150 | 0 | 1.025 |  | 61441 | n | [8 empty] | 209 | 8934 | FGNTS101 | 2 | South | 147.9 | 0.031981 |  | South | 0 | 394 | CONCORD | North
210 | 6407 | TURKTRAK1A | 1 | West | YES | -0.026762 | 33.9 | 0 | 169.5 | 0 | 1.025 |  | 64071 | n | [8 empty] | 210 | 8935 | FGNTS201 | 3 | South | 173 | 0.031981 |  | South | 0 | 395 | DOMINO | North
211 | 6637 | SNYDERW1A | 1 | West | YES | -0.028422 | 12.6 | 0 | 63 | 0 | 1.025 |  | 66371 | n | [8 empty] | 211 | 8936 | MVGN#1 | 1 | South | 216.6 | 0.032016 |  | South | 0 | 398 | JOSHUA | North
212 | 6752 | OKLA0A | 1 | West | YES | -0.030581 | 649.7 | 175 | 649.7 | 0 | 1.035 |  | 67521 | n | [8 empty] | 212 | 8937 | MVGN#2 | 2 | South | 216.7 | 0.032016 |  | South | 0 | 399 | CROWLEY | North
213 | 6948 | DENISNDM | 1 | North | YES | -0.031952 | 40 | 5 | 40 | 0 | 1.015 |  | 69481 | y | [8 empty] | 213 | 8938 | MVGN#3 | 3 | South | 250.9 | 0.032016 |  | South | 0 | 404 | JESSICA | North
214 | 6948 | DENISNDM | 2 | North | YES | -0.031952 | 31 | 5 | 40 | 0 | 1.015 |  | 69482 | y | [8 empty] | 214 | 8981 | HECN1 | 1 | South | 144.8 | 0.032016 |  | South | 0 | 405 | EGAN | North
215 | 7000 | L_FERGUS1_1Y | 1 | South | YES | 0.043984 | 400 | 65 | 423.3 | 0 | 1.015 |  | 70001 | n | [8 empty] | 215 | 8982 | HECN2 | 2 | South | 144.1 | 0.032016 |  | South | 0 | 412 | BURLESON | North
216 | 7004 | L_SIMGID1_1Y | 1 | South | YES | 0.047035 | 132 | 40 | 132 | 0 | 1.02 |  | 70041 | n | [8 empty] | 216 | 8983 | HECN3 | 3 | South | 171.9 | 0.032016 |  | South | 0 | 415 | KEENE | North
217 | 7005 | L_SIMGID1_2Y | 2 | South | YES | 0.047035 | 133 | 32 | 139 | 0 | 1.02 |  | 70052 | n | [8 empty] | 217 | 9000 | DECKR_G1 | 1 | South | 280 | 0.049205 |  | South | 0 | 419 | LILLIAN8 | North
218 | 7006 | L_SIMGID1_3Y | 3 | South | YES | 0.047035 | 324.9 | 60 | 329 | 0 | 1.02 |  | 70063 | n | [8 empty] | 218 | 9001 | DECKR_G2 | 2 | South | 400 | 0.049205 |  | South | 0 | 420 | LILLIAN9 | North
219 | 7007 | L_LOSTPI1_1Y | 1 | South | YES | 0.048042 | 158.6 | 110 | 158 | 0 | 1 |  | 70071 | n | [8 empty] | 219 | 9002 | DECKR_G3 | 3 | South | 0 | 0.049612 |  | South | 0 | 428 | VALLYBRNCH | North
220 | 7008 | L_LOSTPI1_2Y | 2 | South | YES | 0.048042 | 157.7 | 107 | 160 | 0 | 1 |  | 70082 | n | [8 empty] | 220 | 9003 | DECKR_G4 | 4 | South | 44 | 0.049612 |  | South | 0 | 429 | RETTA | North
221 | 7009 | L_LOSTPI1_3Y | 3 | South | YES | 0.048042 | 173.9 | 72 | 175 | 0 | 1 |  | 70093 | n | [8 empty] | 221 | 9004 | DECKR_G5 | 5 | South | 44 | 0.049612 |  | South | 0 | 430 | TIMBERGREN | North
222 | 7010 | L_FPPYD11_1Y | 1 | South | YES | 0.04303 | 547.4 | 200 | 606 | 0 | 1.02 |  | 70101 | n | [8 empty] | 222 | 9005 | DECKR_G6 | 6 | South | 44 | 0.049612 |  | South | 0 | 432 | CONLEY | North
223 | 7011 | L_FPPYD11_2Y | 2 | South | YES | 0.04303 | 552.2 | 200 | 598 | 0 | 1.02 |  | 70112 | n | [8 empty] | 223 | 9016 | SANDH_G1 | 1 | South | 45 | 0.048772 |  | South | 0 | 433 | WILDCAT | North
224 | 7012 | L_FPPYD21_3Y | 3 | South | YES | 0.04299 | 427.5 | 200 | 436 | 0 | 1.02 |  | 70123 | n | [8 empty] | 224 | 9017 | SANDH_G2 | 2 | South | 45 | 0.048772 |  | South | 0 | 435 | LKALVARADO | North
225 | 7014 | L_HAYSEN1_1Y | 1 | South | YES | 0.042058 | 223.9 | 74 | 223.9 | 0 | 1.008 |  | 70141 | n | [8 empty] | 225 | 9018 | SANDH_G3 | 3 | South | 45 | 0.048772 |  | South | 0 | 436 | GRANDVIEW | North
226 | 7015 | L_HAYSEN1_2Y | 2 | South | YES | 0.042058 | 225 | 74 | 225 | 0 | 1.008 |  | 70152 | n | [8 empty] | 226 | 9019 | SANDH_G4 | 4 | South | 0 | 0.048772 |  | South | 0 | 440 | GRIFFITH | North
227 | 7016 | L_HAYSEN1_3Y | 3 | South | YES | 0.042058 | 224.6 | 74 | 224.6 | 0 | 1.008 |  | 70163 | n | [8 empty] | 227 | 9020 | SANDHG5A | 5A | South | 150 | 0.048772 |  | South | 0 | 441 | VENUS | North
228 | 7017 | L_HAYSEN1_4Y | 4 | South | YES | 0.042058 | 226.7 | 74 | 226.7 | 0 | 1.008 |  | 70174 | n | [8 empty] | 228 | 9021 | SANDHG5C | 5C | South | 140 | 0.048772 |  | South | 0 | 443 | SANDFLATSW | North
229 | 7020 | L_AUSTPL1_1Y | 1 | South | YES | 0.049002 | 0 | 0 | 8 |  | 1 |  | 70201 | y | [8 empty] | 229 | 11001 | NAV1CT | 1 | West | 70.4 | -0.027947 |  | West |  | 444 | COVINGTON | North
230 | 7020 | L_AUSTPL1_1Y | 2 | South | YES | 0.049002 | 0 | 0 | 8 |  | 1 |  | 70202 | y | [8 empty] | 230 | 11009 | NAV2CT | 1 | West | 71.4 | -0.027947 |  | West |  | 447 | SANDFLAT | North
231 | 7022 | L_BUCHAN1_1Y | 1 | South | YES | 0.045169 | 0 | 0 | 18 |  | 1 |  | 70221 | y | [8 empty] | 231 | 11011 | NAV3ST | 1 | West | 92.8 | -0.027947 |  | West |  | 451 | NASAUBAYSW | North
232 | 7023 | L_BUCHAN1_2Y | 2 | South | YES | 0.045169 | 0 | 0 | 18 |  | 1 |  | 70232 | y | [8 empty] | 232 | 11012 | NAV4CT | 1 | West | 80 | -0.027947 |  | West |  | 455 | NASSAUBAY | North
233 | 7024 | L_BUCHAN1_3Y | 3 | South | YES | 0.045169 | 0 | 0 | 15 |  | 1 |  | 70243 | y | [8 empty] | 233 | 11013 | NAV5CT | 1 | West | 80 | -0.027947 |  | West |  | 466 | WAPLES9 | North
234 | 7026 | L_INKSDA1_1Y | 1 | South | YES | 0.043224 | 0 | 0 | 13.7 |  | 1 |  | 70261 | y | [8 empty] | 234 | 11014 | NAV6ST | 1 | West | 115 | -0.027947 |  | West |  | 467 | WAPLES8 | North
235 | 7028 | L_MARBFA1_1Y | 1 | South | YES | 0.045191 | 0 | 0 | 18 |  | 1 |  | 70281 | y | [8 empty] | 235 | 11020 | TIEHVSG_1G | 1 | West | 208.2 | -0.027942 |  | West |  | 470 | FAIRVIEW | North
236 | 7029 | L_MARBFA1_2Y | 2 | South | YES | 0.045191 | 0 | 0 | 18 |  | 1 |  | 70292 | y | [8 empty] | 236 | 11021 | TIEHVCG_1G | 1 | West | 142.1 | -0.027942 |  | West |  | 471 | LAKEWOOD | North
237 | 7031 | L_MARSFO1G1Y | 1 | South | YES | 0.047929 | 0 | 0 | 36 |  | 1 |  | 70311 | y | [8 empty] | 237 | 11022 | TIEHVCG_2G | 1 | West | 132.4 | -0.027942 |  | West |  | 473 | THORPSPRGS | North
238 | 7032 | L_MARSFO1G2Y | 2 | South | YES | 0.047929 | 0 | 0 | 35 |  | 1 |  | 70322 | y | [8 empty] | 238 | 11023 | TIEHVCG_3G | 1 | West | 137.4 | -0.027942 |  | West |  | 475 | STOCKTNBND | North
239 | 7033 | L_MARSFO1G3Y | 3 | South | YES | 0.047929 | 0 | 0 | 36 |  | 1 |  | 70333 | y | [8 empty] | 239 | 11024 | TIEHVCG_4G | 1 | West | 147 | -0.027942 |  | West |  | 477 | FOX8 | North
240 | 7035 | L_WIRTZ_1G1Y | 1 | South | YES | 0.044366 | 0 | 0 | 29 |  | 1 |  | 70351 | y | [8 empty] | 240 | 11025 | TIEHVSG_2G | 1 | West | 213.2 | -0.027942 |  | West |  | 478 | FOX9 | North
241 | 7036 | L_WIRTZ_1G2Y | 2 | South | YES | 0.044366 | 23 | 0 | 29.8 |  | 1 |  | 70362 | y | [8 empty] | 241 | 11691 | KMICHICT1_G | 1 | North | 144 | -0.031821 |  | North |  | 484 | SODASPRNGS | North
242 | 7038 | L_DELAWA1_1Y | 2 | West | YES | -0.027574 | 3 | 0 | 30 | 0 | 1 |  | 70382 | n | [8 empty] | 242 | 11692 | KMICHICT2_G | 2 | North | 146 | -0.031821 |  | North |  | 487 | BROCK | North
243 | 7038 | L_DELAWA1_1Y | 1 | West | YES | -0.027574 | 3.5 | 0 | 35 | 0 | 1 |  | 70381 | n | [8 empty] | 243 | 11693 | KMICHIST3_G | 3 | North | 312 | -0.031821 |  | North |  | 489 | STHBROCKSW | North
244 | 7303 | L_WPPGS12_1Y | 1 | South | YES | 0.0432 | 50 | 0 | 50 | 0 | 1.025 |  | 73031 | n | [8 empty] | 244 | 11694 | KMICHICT4_G | 4 | North | 144 | -0.031821 |  | North |  | 491 | SOUTHBROCK | North
245 | 7303 | L_WPPGS12_1Y | 2 | South | YES | 0.0432 | 50 | 0 | 50 | 0 | 1.025 |  | 73032 | n | [8 empty] | 245 | 11695 | KMICHICT5_G | 5 | North | 148 | -0.031821 |  | North |  | 494 | TINTOP | North
246 | 7305 | L_WPPGS34_1Y | 3 | South | YES | 0.0432 | 50 | 0 | 50 | 0 | 1.025 |  | 73053 | n | [8 empty] | 246 | 11696 | KMICHIST6_G | 6 | North | 310 | -0.031821 |  | North |  | 495 | RAILROAD | North
247 | 7305 | L_WPPGS34_1Y | 4 | South | YES | 0.0432 | 50 | 0 | 50 | 0 | 1.025 |  | 73054 | n | [8 empty] | 247 | 12322 | ENNSTRAC_1G | 1 | North | 196 | -0.033691 |  | North |  | 498 | LIVEOAK | North
248 | 7487 | L_CANYHY8_1Y | 1 | South | YES | 0.042889 | 0 | 0 | 6 |  | 1 |  | 74871 | y | [8 empty] | 248 | 12323 | ENNSTRAC_2G | 2 | North | 116 | -0.033691 |  | North |  | 501 | HILLTOP8 | North
249 | 7605 | L_MCQUEE9_1Y | 1 | South | YES | 0.040689 | 0 | 0 | 2.4 |  | 1.025 |  | 76051 | y | [8 empty] | 249 | 12411 | FPLEFR1A_G | 1 | North | 161 | -0.031108 |  | North |  | 502 | NTHTEXAS | North
250 | 7605 | L_MCQUEE9_1Y | 2 | South | YES | 0.040689 | 0 | 0 | 2.4 |  | 1.025 |  | 76052 | y | [8 empty] | 250 | 12412 | FPLEFR1B_G | 2 | North | 164 | -0.031108 |  | North |  | 503 | NTHTEXAS01 | North
251 | 7605 | L_MCQUEE9_1Y | 3 | South | YES | 0.040689 | 0 | 0 | 2.8 |  | 1.025 |  | 76053 | y | [8 empty] | 251 | 12413 | FPLEFR1C_G | 3 | North | 164 | -0.031108 |  | North |  | 504 | NTHTEXAS02 | North
252 | 7609 | L_SCHUMA8_1Y | 1 | South | YES | 0.040187 | 0 | 0 | 4 |  | 1 |  | 76091 | y | [8 empty] | 252 | 12414 | FPLEFR1S_G | 4 | North | 414 | -0.031108 |  | North |  | 505 | NTHTEXAS03 | North
253 | 7624 | L_LAKEWO9_1Y | 1 | South | YES | 0.040065 | 0 | 0 | 2.4 |  | 1 |  | 76241 | y | [8 empty] | 253 | 12421 | FPLEFR2A_G | 1 | North | 162 | -0.031108 |  | North |  | 506 | HILLTOP9 | North
254 | 7624 | L_LAKEWO9_1Y | 2 | South | YES | 0.040065 | 0 | 0 | 2.4 |  | 1 |  | 76242 | y | [8 empty] | 254 | 12422 | FPLEFR2B_G | 2 | North | 161 | -0.031108 |  | North |  | 509 | WTHFRDLK | North
255 | 7800 | L_GUADGE1_1Y | 1 | South | YES | 0.03929 | 147 | 30 | 147 | 0 | 1.02 |  | 78001 | n | [8 empty] | 255 | 12423 | FPLEFR2C_G | 3 | North | 163 | -0.031108 |  | North |  | 511 | AGNESSWTCH | North
256 | 7801 | L_GUADGE1_2Y | 2 | South | YES | 0.03929 | 138 | 30 | 138 | 0 | 1.02 |  | 78012 | n | [8 empty] | 256 | 12424 | FPLEFR2S_G | 4 | North | 415 | -0.031108 |  | North |  | 512 | NRTHWTHFRD | North
257 | 7802 | L_GUADGE1_3Y | 3 | South | YES | 0.03929 | 146 | 30 | 146 | 0 | 1.02 |  | 78023 | n | [8 empty] | 257 | 12440 | PARKD_1SVC8 | 1 | North | 0 | -0.03156 |  | North |  | 514 | DUBLTRANCH | North
258 | 7803 | L_GUADGE1_4Y | 4 | South | YES | 0.03929 | 149 | 30 | 149 | 0 | 1.02 |  | 78034 | n | [8 empty] | 258 | 12449 | PARKD_2SVC8 | 1 | North | 0 | -0.03156 |  | North |  | 515 | SHADYGROVE | North
259 | 7804 | L_GUADGE1_5Y | 5 | South | YES | 0.03929 | 182 | 30 | 182 | 0 | 1.02 |  | 78045 | n | [8 empty] | 259 | 13116 | TGATEWAY_1G | 1 | North | 151 | -0.02905 |  | North |  | 518 | ADVANCE | North
260 | 7805 | L_GUADGE1_6Y | 6 | South | YES | 0.03929 | 203 | 30 | 203 | 0 | 1.02 |  | 78056 | n | [8 empty] | 260 | 13117 | TGATEWAY_2G | 2 | North | 130 | -0.02905 |  | North |  | 519 | WHITT | North
261 | 7807 | L_BASTEN1_1Y | 1 | South | YES | 0.048336 | 152.5 | 83.5 | 152.5 |  | 1.004 |  | 78071 | n | [8 empty] | 261 | 13118 | TGATEWAY_3G | 3 | North | 148 | -0.02905 |  | North |  | 520 | ALEDOTAP | North
262 | 7808 | L_BASTEN1_2Y | 1 | South | YES | 0.048336 | 149.5 | 83.5 | 149.5 |  | 1.004 |  | 78081 | n | [8 empty] | 262 | 13119 | TGATEWAY_4G | 4 | North | 399 | -0.02905 |  | North |  | 522 | HUDSONOAKS | North
263 | 7809 | L_BASTEN1_3Y | 1 | South | YES | 0.048336 | 232.6 | 42 | 232.6 |  | 1.004 |  | 78091 | n | [8 empty] | 263 | 13131 | CALFREST_1G | 1 | North | 150.7 | -0.025829 |  | North |  | 526 | DICEY | North
264 | 7810 | L_RIONOG1G1Y | 1 | South | YES | 0.040636 | 148 | 0 | 148 | 0 | 1.02 |  | 78101 | n | [8 empty] | 264 | 13132 | CALFREST_2G | 2 | North | 151 | -0.025829 |  | North |  | 527 | ALEDO | North
265 | 7811 | L_RIONOG1G2Y | 2 | South | YES | 0.040636 | 148 | 0 | 148 | 0 | 1.02 |  | 78112 | n | [8 empty] | 265 | 13133 | CALFREST_3G | 3 | North | 177.4 | -0.025829 |  | North |  | 530 | SPRINGTOWN | North
266 | 7812 | L_RIONOG1G3Y | 3 | South | YES | 0.040636 | 154 | 0 | 154 | 0 | 1.02 |  | 78123 | n | [8 empty] | 266 | 13134 | CALFREST_4G | 4 | North | 151.5 | -0.025971 |  | North |  | 531 | FLATROCK | North
267 | 7813 | L_RIONOG1S1Y | 4 | South | YES | 0.040636 | 293 | 0 | 293 | 0 | 1.02 |  | 78134 | n | [8 empty] | 267 | 13135 | CALFREST_5G | 5 | North | 152.3 | -0.025971 |  | North |  | 532 | AGNES | North
268 | 8032 | AMISTADHYD1 | 1 | South | YES | 0.016273 | 33 | 13 | 33 | 0 | 1.0375 |  | 80321 | y | [8 empty] | 268 | 13136 | CALFREST_6G | 6 | North | 177.5 | -0.025971 |  | North |  | 533 | FALTROCKSW | North
269 | 8033 | AMISTADHYD2 | 2 | South | YES | 0.016273 | 25 | 13 | 25 | 0 | 1.0375 |  | 80332 | y | [8 empty] | 269 | 13432 | SANDOW_5G | 5 | South | 581 | 0.059871 |  | South | 0 | 534 | WETHFORDTU | North
270 | 8048 | FALCONHYDRO1 | 1 | South | YES | 0.031765 | 12 | 0 | 12 | 0 | 1.0227 |  | 80481 | y | [8 empty] | 270 | 32798 | BRYN_TAMUGEN | 1 | North | 32 | -0.005467 |  | North |  | 537 | CNTERPOINT | North
271 | 8066 | DUP1V#1 | 1 | South | YES | 0.031555 | 52.3 | 0 | 73 | 0 | 1.01 |  | 80661 | y | [8 empty] | 271 | 32883 | BRYN_DNSBY3 | 1 | North | 0 | -0.004655 |  | North |  | 541 | RENO | North
272 | 8134 | FOR #1 | 1 | South | YES | 0.029682 | 54.1 | 45 | 79 | 0 | 1.03 |  | 81341 | y | [8 empty] | 272 | 32884 | BRYN_DNSBY13 | 1 | North | 46 | -0.004655 |  | North |  | 545 | BRIAR | North
273 | 8138 | FOR #2 | 2 | South | YES | 0.029682 | 63.1 | 45 | 81 | 0 | 1.03 |  | 81382 | y | [8 empty] | 273 | 32888 | BRYN_ATKINS7 | 1 | North | 13.6 | -0.005292 |  | North |  | 548 | BOYD | North
274 | 8139 | JOS #1 | MB | South | YES | 0 | 0 | 45 | 255 |  | 1.02 |  | 8139MB | y | [8 empty] | 274 | 32892 | BRYN_DNSBY14 | 1 | North | 84 | -0.004655 |  | North |  | 555 | GRAPEVINE | North
275 | 8147 | UCAR #2 | 10 | South | YES | 0.030697 | 18.2 | 0 | 28 |  | 1 |  | 814710 | y | [8 empty] | 275 | 36998 | RDCNYNG1 | 1 | West | 16.8 | -0.02853 |  | West |  | 556 | IBM | North
276 | 8148 | UCAR #1 | 2 | South | YES | 0.030697 | 6.1 | 0 | 7 | 0 | 1.009 |  | 81482 | y | [8 empty] | 276 | 38332 | TNWDWRDU2_8 | 1 | West | 20 | -0.024686 |  | West |  | 559 | HERITAGE | North
277 | 8153 | FOR #3 | 3 | South | YES | 0.029682 | 63.1 | 45 | 79.9 | 0 | 1.03 |  | 81533 | y | [8 empty] | 277 | 38437 | TNSRBNMESA9 | 1 | West | 37.5 | -0.024667 |  | West |  | 562 | JOPLIN | North
278 | 8154 | FOR #4 | 4 | South | YES | 0.029682 | 63.1 | 60 | 80 | 0 | 1.03 |  | 81544 | y | [8 empty] | 278 | 38580 | TNBP_CGN1_8 | 1 | Houston | 70.8 | 0.011259 |  | Houston | 0 | 565 | KELLER | North
279 | 8155 | FOR #5 | 5 | South | YES | 0.029682 | 63.1 | 60 | 78.4 | 0 | 1.03 |  | 81555 | y | [8 empty] | 279 | 38590 | TNBP_CGN2_8 | 2 | Houston | 66.7 | 0.011259 |  | Houston | 0 | 566 | CHERRYGROV | North
280 | 8156 | FOR #6 | 6 | South | YES | 0.029682 | 24.9 | 5 | 25 | 0 | 1.03 |  | 81566 | y | [8 empty] | 280 | 38600 | TNBP_CGN3_8 | 5 | Houston | 53 | 0.011259 |  | Houston | 0 | 567 | WIZARDWELS | North
281 | 8157 | FOR #7 | 7 | South | YES | 0.029682 | 28.8 | 5 | 46 | 0 | 1.03 |  | 81577 | y | [8 empty] | 281 | 38611 | TNBPAMCG1_8 | 1 | Houston | 153.2 | 0.011259 |  | Houston | 0 | 568 | PEDENROAD | North
282 | 8161 | COLETO0A | 1 | South | YES | 0.033255 | 633 | 200 | 633 | 0 | 1.03 |  | 81611 | n | [8 empty] | 282 | 38612 | TNBPAMCG2_8 | 2 | Houston | 153.5 | 0.011259 |  | Houston | 0 | 570 | WISECNTY | North
283 | 8173 | VICEC51A | 5 | South | YES | 0.031876 | 144 | 18 | 144 | 0 | 1.025 |  | 81735 | n | [8 empty] | 283 | 38613 | TNBPAMCG3_8 | 3 | Houston | 152.3 | 0.011259 |  | Houston | 0 | 572 | AURORA | North
284 | 8174 | VICEC61A | 6 | South | YES | 0.031876 | 188 | 42 | 188 | 0 | 1.025 |  | 81746 | n | [8 empty] | 284 | 38614 | TNBPAMCG4_8 | 4 | Houston | 96 | 0.011259 |  | Houston | 0 | 573 | NEWARK | North
285 | 8189 | CUECPL2A | 1 | South | YES | 0.037768 | 12 | 0 | 12 | 0 | 1.02 |  | 81891 | y | [8 empty] | 285 | 38615 | TNBPAMCG5_8 | 1 | Houston | 244 | 0.011259 |  | Houston | 0 | 576 | RHOME | North
286 | 8262 | ELPS | 1 | South | YES | 0.021462 | 6 | 6 | 6 | 0 | 1.15 |  | 82621 | y | [8 empty] | 286 | 38690 | TNBP_CGN4_8 | 3 | Houston | 40 | 0.011259 |  | Houston | 0 | 578 | ALLISON | North
287 | 8285 | LAR #1 | MB | South | YES | 0 | 0 | 9 | 32 |  | 1.0497 |  | 8285MB | y | [8 empty] | 287 | 38711 | TNTXCTY1CG8 | 1 | Houston | 100.3 | 0.011259 |  | Houston | 0 | 579 | JCKCNTY8 | North
288 | 8287 | LAR #2 | MB | South | YES | 0 | 0 | 9 | 32 |  | 1.04 |  | 8287MB | y | [8 empty] | 288 | 38712 | TNTXCTY2CG8 | 1 | Houston | 92.9 | 0.011259 |  | Houston | 0 | 580 | JCKCNTY801 | North
289 | 8288 | LAR #3 | MB | South | YES | 0 | 0 | 25 | 105 |  | 1.04 |  | 8288MB | y | [8 empty] | 289 | 38713 | TNTXCTY3CG8 | 1 | Houston | 102.7 | 0.011259 |  | Houston | 0 | 581 | JCKCNTY802 | North
290 | 8388 | BATES0A | MB | South | YES | 0 | 0 | 21 | 71 |  | 1.033 |  | 8388MB | y | [8 empty] | 290 | 38714 | TNTXCTY4CG8 | 1 | Houston | 103 | 0.011259 |  | Houston | 0 | 582 | JCKCNTY803 | North
291 | 8393 | BATES0B | MB | South | YES | 0 | 0 | 25 | 110 |  | 1.03 |  | 8393MB | y | [8 empty] | 291 | 39190 | TNSLCGN1__8 | 1 | Houston | 0 | 0 |  | Houston |  | 583 | DECATUR | North
292 | 8437 | NUECES_B0C | MB | South | YES | 0 | 0 | 7 | 30 |  | 1.03 |  | 8437MB | y | [8 empty] | 292 | 39470 | TNDOWCGNSG8 | 1 | Houston | 32 | 0.011259 |  | Houston | 0 | 584 | WOODIE | North
293 | 8438 | NUECES_B0B | MB | South | YES | 0 | 0 | 26 | 169 |  | 1.03 |  | 8438MB | y | [8 empty] | 293 | 39480 | TNDOWCGNGG8 | 1 | Houston | 30 | 0.011259 |  | Houston | 0 | 585 | CHISOLM | North
294 | 8442 | NUECES_B0A | MB | South | YES | 0 | 0 | 81 | 367 |  | 1.03 |  | 8442MB | y | [8 empty] | 294 | 39760 | TNSCLP1___8 | 1 | Houston | 93.4 | 0.015456 |  | Houston | 0 | 587 | GREENWOOD | North
295 | 8456 | COSW#1 | 1 | South | YES | 0.031866 | 20 | 0 | 20 | 0 | 1.027 |  | 84561 | y | [8 empty] | 295 | 39770 | TNSCLP2___8 | 1 | Houston | 91.6 | 0.015456 |  | Houston | 0 | 588 | WILLOW | North
296 | 8457 | COSW#2 | 2 | South | YES | 0.031866 | 14 | 0 | 14 | 0 | 1.027 |  | 84572 | y | [8 empty] | 296 | 39775 | TNSCLP4___8 | 1 | Houston | 95.2 | 0.015456 |  | Houston | 0 | 590 | PERCHHILL | North
297 | 8459 | B_DAVIS0B | MB | South | YES | 0.0319 | 0 | 50 | 339 |  | 1.03 |  | 8459MB | y | [8 empty] | 297 | 39790 | TNSCLP3___8 | 1 | Houston | 87.6 | 0.015456 |  | Houston | 0 | 595 | KEETER | North
298 | 8460 | B_DAVIS0A | MB | South | YES | 0.0319 | 0 | 50 | 340 |  | 1.03 |  | 8460MB | y | [8 empty] | 298 | 48500 | APD_GT1_8005 | 1 | Houston | 137.6 | 0.009153 |  | Houston | 0 | 596 | COTTONDALE | North
299 | 8461 | KOCH_UP0A | 1 | South | YES | 0.031947 | 38 | 0 | 38 | 0 | 1.012 |  | 84611 | y | [8 empty] | 299 | 48510 | AK_GT1__8040 | 1 | Houston | 33.4 | 0.0128 |  | Houston | 0 | 598 | ELNA | North
300 | 8506 | VAL #1 | 1 | South | YES | 0.031919 | 20.9 | 0 | 25 | 0 | 1.0055 |  | 85061 | y | [8 empty] | 300 | 48511 | LPE_GT1_8070 | 1 | Houston | 42 | 0.009125 |  | Houston | 0 | 600 | BRIDGEPORT | North
301 | 8507 | VAL #2 | 2 | South | YES | 0.031919 | 20.9 | 0 | 25 | 0 | 1.0055 |  | 85072 | y | [8 empty] | 301 | 48512 | LPE_GT2_8075 | 2 | Houston | 42 | 0.009125 |  | Houston | 0 | 601 | EBRIDGPORT | North
302 | 8511 | OXY_CC0A | 1 | South | YES | 0.031946 | 30.3 | 0 | 38 |  | 1.027 |  | 85111 | y | [8 empty] | 302 | 48513 | LPE_GT3_8080 | 3 | Houston | 39 | 0.009125 |  | Houston | 0 | 608 | CRAFTON | North
303 | 8517 | CELANEBI0A | 1 | South | YES | 0.032041 | 29 | 0 | 29 | 0 | 1.02 |  | 85171 | y | [8 empty] | 303 | 48514 | LPE_GT4_8085 | 4 | Houston | 39 | 0.009125 |  | Houston | 0 | 616 | CARTER | North
304 | 8560 | CNOPGT1 | 1 | South | YES | 0.031851 | 148.3 | 0 | 148.3 | 0 | 1.03 |  | 85601 | y | [8 empty] | 304 | 48520 | BSF_GT1_8070 | 1 | Houston | 72 | 0.016094 |  | Houston | 0 | 618 | LONESTAR | North
305 | 8561 | CNOPGT2 | 2 | South | YES | 0.031851 | 148.6 | 0 | 148.6 | 0 | 1.03 |  | 85612 | y | [8 empty] | 305 | 48520 | BSF_GT1_8070 | 2 | Houston | 10 | 0.016094 |  | Houston | 0 | 620 | BOWIE8 | North
306 | 8562 | CNOPST1 | 3 | South | YES | 0.031851 | 153 | 0 | 153 | 0 | 1.03 |  | 85623 | y | [8 empty] | 306 | 48521 | BVE_GT1_GT1 | 1 | Houston | 167.7 | 0.013121 |  | Houston | 0 | 621 | BOWIE9 | North
307 | 8926 | LGE_GT10A | 1 | South | YES | 0.03158 | 158 | 0 | 158 | 0 | 1.03 |  | 89261 | y | [8 empty] | 307 | 48522 | BVE_GT2_5035 | 2 | Houston | 166.4 | 0.013121 |  | Houston | 0 | 625 | CRAIGRANCH | North
308 | 8927 | LGE_GT20A | 2 | South | YES | 0.03158 | 153 | 0 | 153 | 0 | 1.03 |  | 89272 | y | [8 empty] | 308 | 48523 | BVE_ST1_GN1 | 3 | Houston | 252.4 | 0.013121 |  | Houston | 0 | 628 | SPRNGCREEK | North
309 | 8928 | LGE_STG0A | 3 | South | YES | 0.03158 | 100 | 0 | 100 | 0 | 1.03 |  | 89283 | y | [8 empty] | 309 | 48531 | BYU_GT1_8075 | 1 | Houston | 65 | 0.010012 |  | Houston | 0 | 629 | ROMANJUAREZ | North
310 | 8930 | ICPGN10A | 1 | South | YES | 0.03158 | 149 | 0 | 149 | 0 | 1.03 |  | 89301 | y | [8 empty] | 310 | 48532 | BYU_GT2_8055 | 2 | Houston | 62 | 0.010012 |  | Houston | 0 | 631 | NEWPORT | North
311 | 8931 | ICPGN20A | 2 | South | YES | 0.03158 | 150 | 0 | 150 | 0 | 1.03 |  | 89312 | y | [8 empty] | 311 | 48533 | BYU_GT3_8060 | 3 | Houston | 67 | 0.010012 |  | Houston | 0 | 632 | JOHNSONSW | North
312 | 8932 | ICPGN30A | 3 | South | YES | 0.03158 | 127 | 0 | 127 | 0 | 1.03 |  | 89323 | y | [8 empty] | 312 | 48534 | BYU_GT4_8065 | 4 | Houston | 65 | 0.010012 |  | Houston | 0 | 633 | MONTAGUE | North
313 | 8933 | FGNTS001 | 1 | South | YES | 0.031981 | 146.5 | 0 | 146.5 | 0 | 1.03 |  | 89331 | n | [8 empty] | 313 | 48551 | CAL_GT1_8045 | 1 | Houston | 149 | 0.009444 |  | Houston | 0 | 634 | AUDUBONSW | North
314 | 8934 | FGNTS101 | 2 | South | YES | 0.031981 | 147.9 | 0 | 147.9 | 0 | 1.03 |  | 89342 | n | [8 empty] | 314 | 48552 | CAL_ST1_8000 | 2 | Houston | 65.1 | 0.009444 |  | Houston | 0 | 635 | AUDUBON | North
315 | 8935 | FGNTS201 | 3 | South | YES | 0.031981 | 173 | 0 | 173 | 0 | 1.03 |  | 89353 | n | [8 empty] | 315 | 48561 | CTL_GT2_8130 | 1 | Houston | 73.5 | 0.010182 |  | Houston | 0 | 636 | JOHNSON | North
316 | 8936 | MVGN#1 | 1 | South | YES | 0.032016 | 216.6 | 0 | 216.6 | 0 | 1.0304 |  | 89361 | n | [8 empty] | 316 | 48562 | CTL_GT3_8135 | 2 | Houston | 70.1 | 0.010182 |  | Houston | 0 | 640 | ROANOKE | North
317 | 8937 | MVGN#2 | 2 | South | YES | 0.032016 | 216.7 | 0 | 216.7 | 0 | 1.0304 |  | 89372 | n | [8 empty] | 317 | 48563 | CTL_GT4_8140 | 3 | Houston | 69.6 | 0.010182 |  | Houston | 0 | 645 | LEWISVLSW8 | North
318 | 8938 | MVGN#3 | 3 | South | YES | 0.032016 | 250.9 | 0 | 250.9 | 0 | 1.0304 |  | 89383 | n | [8 empty] | 318 | 48564 | CTL_GN1_8145 | 4 | Houston | 43.6 | 0.010182 |  | Houston | 0 | 646 | LEWISVLSW5 | North
319 | 8981 | HECN1 | 1 | South | YES | 0.032016 | 144.8 | 0 | 144.8 | 0 | 1.0304 |  | 89811 | n | [8 empty] | 319 | 48565 | CTL_GN2_8155 | 5 | Houston | 9.8 | 0.010182 |  | Houston | 0 | 648 | COPPELL | North
320 | 8982 | HECN2 | 2 | South | YES | 0.032016 | 144.1 | 0 | 144.1 | 0 | 1.0304 |  | 89822 | n | [8 empty] | 320 | 48581 | CBY_GN1_1 | 1 | Houston | 595.2 | 0.008415 |  | Houston | 0 | 649 | PNTHRCREEK | North
321 | 8983 | HECN3 | 3 | South | YES | 0.032016 | 171.9 | 0 | 171.9 | 0 | 1.0304 |  | 89833 | n | [8 empty] | 321 | 48582 | CBY_GN2_2 | 2 | Houston | 596.8 | 0.008699 |  | Houston | 0 | 651 | LEBANON | North
322 | 9000 | DECKR_G1 | 1 | South | YES | 0.049205 | 280 | 50 | 321 | 0 | 1.015 |  | 90001 | n | [8 empty] | 322 | 48583 | CBY_GT4_1 | 1 | Houston | 172 | 0.008323 |  | Houston | 0 | 652 | AUBREY | North
323 | 9001 | DECKR_G2 | 2 | South | YES | 0.049205 | 400 | 50 | 426 | 0 | 1.015 |  | 90012 | n | [8 empty] | 323 | 48584 | CBY_GT4_2 | 2 | Houston | 172 | 0.008323 |  | Houston | 0 | 653 | CUSTER2 | North
324 | 9002 | DECKR_G3 | 3 | South | YES | 0.049612 | 0 | 24 | 42 |  | 1.015 |  | 90023 | n | [8 empty] | 324 | 48585 | CBY_ST4_1 | 3 | Houston | 172 | 0.008323 |  | Houston | 0 | 655 | CUSTER | North
325 | 9003 | DECKR_G4 | 4 | South | YES | 0.049612 | 44 | 24 | 44 | 0 | 1.015 |  | 90034 | n | [8 empty] | 325 | 48591 | CHE_GT2_5030 | 2 | Houston | 173 | 0.006695 |  | Houston | 0 | 656 | MOUND | North
326 | 9004 | DECKR_G5 | 5 | South | YES | 0.049612 | 44 | 24 | 44 | 0 | 1.015 |  | 90045 | n | [8 empty] | 326 | 48593 | CHE_GT1_8015 | 1 | Houston | 173 | 0.009095 |  | Houston | 0 | 657 | KIMBALROAD | North
327 | 9005 | DECKR_G6 | 6 | South | YES | 0.049612 | 44 | 24 | 47 | 0 | 1.015 |  | 90056 | n | [8 empty] | 327 | 48594 | CHE_GN4_8025 | 4 | Houston | 142 | 0.009095 |  | Houston | 0 | 658 | MCKAMY | North
328 | 9016 | SANDH_G1 | 1 | South | YES | 0.048772 | 45 | 2 | 49 | 0 | 1.0175 |  | 90161 | n | [8 empty] | 328 | 48595 | BTE_GT2_8075 | 1 | Houston | 162.8 | 0.008115 |  | Houston | 0 | 659 | BRIDGES | North
329 | 9017 | SANDH_G2 | 2 | South | YES | 0.048772 | 45 | 2 | 46 | 0 | 1.0175 |  | 90172 | n | [8 empty] | 329 | 48596 | BTE_GT3_8045 | 2 | Houston | 161.4 | 0.008115 |  | Houston | 0 | 660 | LEWISVILLE | North
330 | 9018 | SANDH_G3 | 3 | South | YES | 0.048772 | 45 | 2 | 46 | 0 | 1.0175 |  | 90183 | n | [8 empty] | 330 | 48597 | BTE_GT4_8055 | 3 | Houston | 158.9 | 0.008115 |  | Houston | 0 | 661 | CROSTIMBRS | North
331 | 9019 | SANDH_G4 | 4 | South | YES | 0.048772 | 0 | 2 | 47 |  | 1.0175 |  | 90194 | n | [8 empty] | 331 | 48598 | BTE_ST1_8070 | 4 | Houston | 269.2 | 0.008115 |  | Houston | 0 | 662 | NAVO | North
332 | 9020 | SANDHG5A | 5A | South | YES | 0.048772 | 150 | 84 | 155 | 0 | 1.0175 |  | 90205A | n | [8 empty] | 332 | 48611 | DIB_GT1_8080 | 1 | Houston | 64 | 0.009423 |  | Houston | 0 | 663 | HEBRON | North
333 | 9021 | SANDHG5C | 5C | South | YES | 0.048772 | 140 | 0 | 148 | 0 | 1.0175 |  | 90215C | n | [8 empty] | 333 | 48612 | DIB_GT2_8075 | 2 | Houston | 63.2 | 0.009423 |  | Houston | 0 | 664 | HIGHLAND | North
334 | 11001 | NAV1CT | 1 | West | YES | -0.027947 | 70.4 | 18 | 70.4 | 0 | 1.029 |  | 110011 | n | [8 empty] | 334 | 48613 | DIB_ST1_8085 | 3 | Houston | 67.9 | 0.009423 |  | Houston | 0 | 668 | CANYON | North
335 | 11009 | NAV2CT | 1 | West | YES | -0.027947 | 71.4 | 18 | 71.4 | 0 | 1.029 |  | 110091 | n | [8 empty] | 335 | 48614 | DIB_GT3_8090 | 4 | Houston | 73.6 | 0.009423 |  | Houston | 0 | 670 | KRUM | North
336 | 11011 | NAV3ST | 1 | West | YES | -0.027947 | 92.8 | 40 | 92.8 | 0 | 1.029 |  | 110111 | n | [8 empty] | 336 | 48641 | DPEC_GT15040 | 1 | Houston | 163.2 | 0.009608 |  | Houston | 0 | 671 | LAKEDALLAS | North
337 | 11012 | NAV4CT | 1 | West | YES | -0.027947 | 80 | 18 | 80 | 0 | 1.029 |  | 110121 | n | [8 empty] | 337 | 48642 | DPEC_GT25025 | 2 | Houston | 157.1 | 0.009608 |  | Houston | 0 | 672 | RECTORROAD | North
338 | 11013 | NAV5CT | 1 | West | YES | -0.027947 | 80 | 18 | 80 | 0 | 1.029 |  | 110131 | n | [8 empty] | 338 | 48643 | DPEC_GT35010 | 3 | Houston | 157.5 | 0.009608 |  | Houston | 0 | 673 | KRUMSW | North
339 | 11014 | NAV6ST | 1 | West | YES | -0.027947 | 115 | 40 | 115 | 0 | 1.029 |  | 110141 | n | [8 empty] | 339 | 48644 | DPEC_GT45070 | 4 | Houston | 157 | 0.009608 |  | Houston | 0 | 675 | ROCKHILL | North
340 | 11020 | TIEHVSG_1G | 1 | West | YES | -0.027942 | 208.2 | 63 | 208.2 | 0 | 1.012 |  | 110201 | n | [8 empty] | 340 | 48645 | DPEC_ST55065 | 5 | Houston | 282 | 0.009608 |  | Houston | 0 | 679 | MCPHERSON | North
341 | 11021 | TIEHVCG_1G | 1 | West | YES | -0.027942 | 142.1 | 103 | 142.1 | 0 | 1.012 |  | 110211 | n | [8 empty] | 341 | 48651 | EP_1_2 | 2 | Houston | 17.7 | 0.008431 |  | Houston | 0 | 680 | NRTHSANGER | North
342 | 11022 | TIEHVCG_2G | 1 | West | YES | -0.027942 | 132.4 | 103 | 132.4 | 0 | 1.012 |  | 110221 | n | [8 empty] | 342 | 48651 | EP_1_2 | 1 | Houston | 4 | 0.008431 |  | Houston | 0 | 681 | FRISCO | North
343 | 11023 | TIEHVCG_3G | 1 | West | YES | -0.027942 | 137.4 | 103 | 137.4 | 0 | 1.012 |  | 110231 | n | [8 empty] | 343 | 48671 | FTR_GT1_5105 | 1 | North | 154.2 | -0.004756 |  | North |  | 684 | SPRING | North
344 | 11024 | TIEHVCG_4G | 1 | West | YES | -0.027942 | 147 | 103 | 147 | 0 | 1.012 |  | 110241 | n | [8 empty] | 344 | 48672 | FTR_GT2_5110 | 2 | North | 159 | -0.004756 |  | North |  | 691 | VALLEYVIEW | North
345 | 11025 | TIEHVSG_2G | 1 | West | YES | -0.027942 | 213.2 | 63 | 213.2 | 0 | 1.012 |  | 110251 | n | [8 empty] | 345 | 48673 | FTR_GT3_5085 | 3 | North | 158 | -0.004756 |  | North |  | 695 | MUENSTER | North
346 | 11691 | KMICHICT1_G | 1 | North | YES | -0.031821 | 144 | 80 | 144 | 0 | 1.026 |  | 116911 | n | [8 empty] | 346 | 48674 | FTR_CN4_5095 | 4 | North | 380 | -0.004756 |  | North |  | 698 | SALEM | North
347 | 11692 | KMICHICT2_G | 2 | North | YES | -0.031821 | 146 | 80 | 146 | 0 | 1.026 |  | 116922 | n | [8 empty] | 347 | 48690 | GBY_GN5_5 | 5 | Houston | 318.4 | 0.008053 |  | Houston | 0 | 704 | MTNSPRNGS | North
348 | 11693 | KMICHIST3_G | 3 | North | YES | -0.031821 | 312 | 60 | 312 | 0 | 1.026 |  | 116933 | n | [8 empty] | 348 | 48691 | GBY_73741085 | A | Houston | 37.6 | 0.009798 |  | Houston | 0 | 705 | HAWKINS9 | North
349 | 11694 | KMICHICT4_G | 4 | North | YES | -0.031821 | 144 | 80 | 144 | 0 | 1.026 |  | 116944 | n | [8 empty] | 349 | 48691 | GBY_73741085 | B | Houston | 37.6 | 0.009798 |  | Houston | 0 | 706 | WOODBINE | North
350 | 11695 | KMICHICT5_G | 5 | North | YES | -0.031821 | 148 | 80 | 148 | 0 | 1.026 |  | 116955 | n | [8 empty] | 350 | 48692 | GBY_81821075 | C | Houston | 37.6 | 0.009798 |  | Houston | 0 | 707 | HAWKINS8 | North
351 | 11696 | KMICHIST6_G | 6 | North | YES | -0.031821 | 310 | 60 | 310 | 0 | 1.026 |  | 116966 | n | [8 empty] | 351 | 48692 | GBY_81821075 | D | Houston | 44 | 0.009798 |  | Houston | 0 | 708 | KIOWA | North
352 | 12322 | ENNSTRAC_1G | 1 | North | YES | -0.033691 | 196 | 130 | 196 | 0 | 1.036 |  | 123221 | n | [8 empty] | 352 | 48693 | GBY_83841065 | F | Houston | 43.2 | 0.009798 |  | Houston | 0 | 709 | CALLISBURG | North
353 | 12323 | ENNSTRAC_2G | 2 | North | YES | -0.033691 | 116 | 100 | 116 | 0 | 1.036 |  | 123232 | n | [8 empty] | 353 | 48693 | GBY_83841065 | E | Houston | 45.6 | 0.009798 |  | Houston | 0 | 718 | WHTSBRSWST | North
354 | 12411 | FPLEFR1A_G | 1 | North | YES | -0.031108 | 161 | 72 | 161 | 0 | 1 |  | 124111 | n | [8 empty] | 354 | 48730 | MNS_GT | 1 | Houston | 43 | 0.013148 |  | Houston | 0 | 722 | JORDAN | North
355 | 12412 | FPLEFR1B_G | 2 | North | YES | -0.031108 | 164 | 72 | 164 | 0 | 1 |  | 124122 | n | [8 empty] | 355 | 48731 | CBE_GT1 | 1 | Houston | 76 | 0.021147 |  | Houston | 0 | 724 | SMS SW | West
356 | 12413 | FPLEFR1C_G | 3 | North | YES | -0.031108 | 164 | 72 | 164 | 0 | 1 |  | 124133 | n | [8 empty] | 356 | 48732 | CBE_GT2 | 1 | Houston | 76 | 0.021147 |  | Houston | 0 | 725 | SIVLSBNDSW | North
357 | 12414 | FPLEFR1S_G | 4 | North | YES | -0.031108 | 414 | 191 | 414 | 0 | 1 |  | 124144 | n | [8 empty] | 357 | 48733 | CBE_ST12 | 1 | Houston | 105 | 0.021147 |  | Houston | 0 | 726 | GAINESVILL | North
358 | 12421 | FPLEFR2A_G | 1 | North | YES | -0.031108 | 162 | 72 | 162 | 0 | 1 |  | 124211 | n | [8 empty] | 358 | 48734 | CBE_GT3 | 1 | Houston | 76 | 0.021147 |  | Houston | 0 | 727 | SIVELSBEND | North
359 | 12422 | FPLEFR2B_G | 2 | North | YES | -0.031108 | 161 | 72 | 161 | 0 | 1 |  | 124222 | n | [8 empty] | 359 | 48735 | CBE_GT4 | 1 | Houston | 76 | 0.021147 |  | Houston | 0 | 728 | WOLFRIDGE801 | North
360 | 12423 | FPLEFR2C_G | 3 | North | YES | -0.031108 | 163 | 72 | 163 | 0 | 1 |  | 124233 | n | [8 empty] | 360 | 48736 | CBE_ST34 | 1 | Houston | 105 | 0.021147 |  | Houston | 0 | 729 | SCURRYSWCH | West
361 | 12424 | FPLEFR2S_G | 4 | North | YES | -0.031108 | 415 | 191 | 415 | 0 | 1 |  | 124244 | n | [8 empty] | 361 | 48740 | PSG_GN2_8050 | 1 | Houston | 182 | 0.00942 |  | Houston | 0 | 730 | WOLFRIDGE | North
362 | 12440 | PARKD_1SVC8 | 1 | North | YES | -0.03156 | 0 | 0 | 0 | 0 | 1.007 |  | 124401 | n | [8 empty] | 362 | 48741 | PSG_GT2_8040 | 1 | Houston | 158.6 | 0.00942 |  | Houston | 0 | 731 | HENRY | West
363 | 12449 | PARKD_2SVC8 | 1 | North | YES | -0.03156 | 0 | 0 | 0 | 0 | 1.007 |  | 124491 | n | [8 empty] | 363 | 48742 | PSG_GT3_8060 | 1 | Houston | 157 | 0.00942 |  | Houston | 0 | 732 | BRYSON | North
364 | 13116 | TGATEWAY_1G | 1 | North | YES | -0.02905 | 151 | 30 | 151 | 0 | 1.0232 |  | 131161 | n | [8 empty] | 364 | 48761 | PR_GT1__9040 | 1 | Houston | 26 | 0.009535 |  | Houston | 0 | 733 | PADUCAH | West
365 | 13117 | TGATEWAY_2G | 2 | North | YES | -0.02905 | 130 | 30 | 130 | 0 | 1.0232 |  | 131172 | n | [8 empty] | 365 | 48791 | PSA_GT1_8160 | 1 | Houston | 52 | 0.008428 |  | Houston | 0 | 734 | MCADAMS | West
366 | 13118 | TGATEWAY_3G | 3 | North | YES | -0.02905 | 148 | 30 | 148 | 0 | 1.0232 |  | 131183 | n | [8 empty] | 366 | 48792 | PSA_GT2_8155 | 2 | Houston | 52.8 | 0.008428 |  | Houston | 0 | 735 | REDRIVER | North
367 | 13119 | TGATEWAY_4G | 4 | North | YES | -0.02905 | 399 | 65 | 399 | 0 | 1.0232 |  | 131194 | n | [8 empty] | 367 | 48793 | PSA_GT3_8150 | 3 | Houston | 56 | 0.008428 |  | Houston | 0 | 736 | LIBERTY | West
368 | 13131 | CALFREST_1G | 1 | North | YES | -0.025829 | 150.7 | 40 | 150.7 | 0 | 1.031 |  | 131311 | n | [8 empty] | 368 | 48794 | PSA_GT4_8145 | 4 | Houston | 52.8 | 0.008428 |  | Houston | 0 | 737 | SMS | West
369 | 13132 | CALFREST_2G | 2 | North | YES | -0.025829 | 151 | 57 | 151 | 0 | 1.031 |  | 131322 | n | [8 empty] | 369 | 48795 | PSA_GT5_8140 | 5 | Houston | 51.2 | 0.008428 |  | Houston | 0 | 738 | SINCLAIRSW | North
370 | 13133 | CALFREST_3G | 3 | North | YES | -0.025829 | 177.4 | 40 | 177.4 | 0 | 1.031 |  | 131333 | n | [8 empty] | 370 | 48796 | PSA_GN1_8165 | 1 | Houston | 83.2 | 0.008428 |  | Houston | 0 | 739 | CHILDRESS | West
371 | 13134 | CALFREST_4G | 4 | North | YES | -0.025971 | 151.5 | 40 | 151.5 | 0 | 1.031 |  | 131344 | n | [8 empty] | 371 | 48797 | PSA_GT6_8135 | 6 | Houston | 47.2 | 0.008428 |  | Houston | 0 | 741 | DYEMOUND | North
372 | 13135 | CALFREST_5G | 5 | North | YES | -0.025971 | 152.3 | 57 | 152.3 | 0 | 1.031 |  | 131355 | n | [8 empty] | 372 | 48811 | CVC_GT3_5045 | 3 | Houston | 156 | 0.006695 |  | Houston | 0 | 742 | SINCLAIR | North
373 | 13136 | CALFREST_6G | 6 | North | YES | -0.025971 | 177.5 | 40 | 177.5 | 0 | 1.031 |  | 131366 | n | [8 empty] | 373 | 48812 | CVC_GT2_5020 | 2 | Houston | 158 | 0.006695 |  | Houston | 0 | 743 | SALTCREEK | West
374 | 13432 | SANDOW_5G | 5 | South | YES | 0.059871 | 581 | 225 | 581 | 0 | 1.029 |  | 134325 | n | [8 empty] | 374 | 48813 | CVC_GT1_5035 | 1 | Houston | 160 | 0.006695 |  | Houston | 0 | 744 | WALNUTBEND | North
375 | 32798 | BRYN_TAMUGEN | 1 | North | YES | -0.005467 | 32 | 0 | 32 |  | 1.02 |  | 327981 | n | [8 empty] | 375 | 48814 | CVC_ST5_5040 | 1 | Houston | 162 | 0.006695 |  | Houston | 0 | 745 | KING | West
376 | 32883 | BRYN_DNSBY3 | 1 | North | YES | -0.004655 | 0 | 2 | 48 |  | 1.015 |  | 328831 | n | [8 empty] | 376 | 48815 | CVC_GT4_8005 | 4 | Houston | 165 | 0.008362 |  | Houston | 0 | 746 | STJO | North
377 | 32884 | BRYN_DNSBY13 | 1 | North | YES | -0.004655 | 46 | 2 | 46 | 0 | 1.015 |  | 328841 | n | [8 empty] | 377 | 48820 | SHELLG1_3015 | 1 | Houston | 71 | 0.009311 |  | Houston | 0 | 747 | KALGARY | West
378 | 32886 | BRYN_ATKINS3 | MB | North | YES | -0.005292 | 0 | 5 | 12 |  | 1 |  | 32886MB | y | [8 empty] | 378 | 48821 | SHELLG2 | 2 | Houston | 72 | 0.009311 |  | Houston | 0 | 748 | JAYTON | West
379 | 32887 | BRYN_ATKINS6 | MB | North | YES | -0.005292 | 0 | 12 | 51 |  | 1.028 |  | 32887MB | y | [8 empty] | 379 | 48822 | SHELLG3_3020 | 2 | Houston | 30 | 0.009311 |  | Houston | 0 | 749 | GLENN | West
380 | 32888 | BRYN_ATKINS7 | 1 | North | YES | -0.005292 | 13.6 | 4 | 17 |  | 1.028 |  | 328881 | n | [8 empty] | 380 | 48822 | SHELLG3_3020 | 1 | Houston | 39 | 0.009311 |  | Houston | 0 | 750 | STJO | North
381 | 32890 | BRYN_ATKINS4 | MB | North | YES | -0.005292 | 0 | 5 | 22 |  | 1.031 |  | 32890MB | y | [8 empty] | 381 | 48841 | SJS_GT1_GT1 | 1 | Houston | 62.4 | 0.009694 |  | Houston | 0 | 751 | ESPUELA | West
382 | 32891 | BRYN_ATKINS5 | MB | North | YES | -0.005292 | 0 | 5 | 25 |  | 1.031 |  | 32891MB | y | [8 empty] | 382 | 48842 | SJS_GT2_GT2 | 2 | Houston | 64.8 | 0.009694 |  | Houston | 0 | 752 | CLAIRMONT | West
383 | 32892 | BRYN_DNSBY14 | 1 | North | YES | -0.004655 | 84 | 25 | 105 | 0 | 1.035 |  | 328921 | n | [8 empty] | 383 | 48845 | SOL_GT1 | 1 | Houston | 16.2 | 0.009424 |  | Houston | 0 | 753 | BISSETT | West
384 | 36998 | RDCNYNG1 | 1 | West | YES | -0.02853 | 16.8 | 0 | 84 |  | 1.01 |  | 369981 | n | [8 empty] | 384 | 48851 | SRB_GN1_1 | 1 | Houston | 132 | 0.009447 |  | Houston | 0 | 754 | CAPSCORNER | North
385 | 38332 | TNWDWRDU2_8 | 1 | West | YES | -0.024686 | 20 | 0 | 80 | 0 | 1.0232 |  | 383321 | n | [8 empty] | 385 | 48852 | SRB_GN2_2 | 2 | Houston | 140.8 | 0.009453 |  | Houston | 0 | 755 | ASPERMONT | West
386 | 38437 | TNSRBNMESA9 | 1 | West | YES | -0.024667 | 37.5 | 0 | 150 |  | 1.02 |  | 384371 | n | [8 empty] | 386 | 48853 | SRB_GN3_3 | 3 | Houston | 170.4 | 0.009426 |  | Houston | 0 | 756 | NOCONA | North
387 | 38580 | TNBP_CGN1_8 | 1 | Houston | YES | 0.011259 | 70.8 | 0 | 70.8 | 0 | 1.005 |  | 385801 | n | [8 empty] | 387 | 48854 | SRB_GN4_4 | 4 | Houston | 182.4 | 0.009421 |  | Houston | 0 | 757 | BUSHKNOB | West
388 | 38590 | TNBP_CGN2_8 | 2 | Houston | YES | 0.011259 | 66.7 | 0 | 66.7 | 0 | 1.005 |  | 385902 | n | [8 empty] | 388 | 48855 | SRB_GT211035 | B2 | Houston | 0 | 0.009457 |  | Houston | 0 | 758 | ALCORN | North
389 | 38600 | TNBP_CGN3_8 | 5 | Houston | YES | 0.011259 | 53 | 0 | 53 | 0 | 1.005 |  | 386005 | n | [8 empty] | 389 | 48855 | SRB_GT211035 | B1 | Houston | 0 | 0.009457 |  | Houston | 0 | 759 | MORAN | West
390 | 38611 | TNBPAMCG1_8 | 1 | Houston | YES | 0.011259 | 153.2 | 0 | 153.2 | 0 | 1.005 |  | 386111 | n | [8 empty] | 390 | 48873 | THW_ST3_ST_3 | 3 | Houston | 107 | 0.008868 |  | Houston | 0 | 760 | ALBANY | West
391 | 38612 | TNBPAMCG2_8 | 2 | Houston | YES | 0.011259 | 153.5 | 0 | 153.5 | 0 | 1.005 |  | 386122 | n | [8 empty] | 391 | 48874 | THW_ST4_ST_4 | 4 | Houston | 108 | 0.008868 |  | Houston | 0 | 761 | TRUSCOTT | West
392 | 38613 | TNBPAMCG3_8 | 3 | Houston | YES | 0.011259 | 152.3 | 0 | 152.3 | 0 | 1.005 |  | 386133 | n | [8 empty] | 392 | 48875 | THW_3132 | A | Houston | 55 | 0.008868 |  | Houston | 0 | 762 | HARDYSW | North
393 | 38614 | TNBPAMCG4_8 | 4 | Houston | YES | 0.011259 | 96 | 0 | 96 |  | 1.005 |  | 386144 | n | [8 empty] | 393 | 48875 | THW_3132 | B | Houston | 53 | 0.008868 |  | Houston | 0 | 763 | ROCHESTER | West
394 | 38615 | TNBPAMCG5_8 | 1 | Houston | YES | 0.011259 | 244 | 0 | 244 | 0 | 1.005 |  | 386151 | n | [8 empty] | 394 | 48877 | THW_3334 | D | Houston | 57 | 0.008868 |  | Houston | 0 | 764 | MUNDAY | West
395 | 38690 | TNBP_CGN4_8 | 3 | Houston | YES | 0.011259 | 40 | 0 | 40 |  | 1.005 |  | 386903 | n | [8 empty] | 395 | 48877 | THW_3334 | C | Houston | 55 | 0.008868 |  | Houston | 0 | 765 | KNOX | West
396 | 38711 | TNTXCTY1CG8 | 1 | Houston | YES | 0.011259 | 100.3 | 59 | 100.3 | 0 | 1 |  | 387111 | n | [8 empty] | 396 | 48879 | THW_4142 | E | Houston | 56 | 0.008868 |  | Houston | 0 | 766 | HARDY | North
397 | 38712 | TNTXCTY2CG8 | 1 | Houston | YES | 0.011259 | 92.9 | 59 | 92.9 | 0 | 1 |  | 387121 | n | [8 empty] | 397 | 48879 | THW_4142 | F | Houston | 55 | 0.008868 |  | Houston | 0 | 767 | HENRIETA | North
398 | 38713 | TNTXCTY3CG8 | 1 | Houston | YES | 0.011259 | 102.7 | 59 | 102.7 | 0 | 1 |  | 387131 | n | [8 empty] | 398 | 48881 | THW_4344 | G | Houston | 58 | 0.008868 |  | Houston | 0 | 768 | JOY | North
399 | 38714 | TNTXCTY4CG8 | 1 | Houston | YES | 0.011259 | 103 | 59 | 103 | 0 | 1 |  | 387141 | n | [8 empty] | 399 | 48881 | THW_4344 | H | Houston | 58 | 0.008868 |  | Houston | 0 | 769 | POSTOAKSW | North
400 | 39190 | TNSLCGN1__8 | 1 | Houston | YES | 0 | 0 | 10 | 30 |  | 1.03 |  | 391901 | n | [8 empty] | 400 | 48883 | THW_GT1_GT_1 | B2 | Houston | 0 | 0.008592 |  | Houston | 0 | 770 | ARROWHEAD | North
401 | 39470 | TNDOWCGNSG8 | 1 | Houston | YES | 0.011259 | 32 | 10 | 32 | 0 | 0.985 |  | 394701 | n | [8 empty] | 401 | 48885 | THW_5152 | A | Houston | 46.4 | 0.007962 |  | Houston | 0 | 771 | POSTOAK | North
402 | 39480 | TNDOWCGNGG8 | 1 | Houston | YES | 0.011259 | 30 | 10 | 30 | 0 | 0.985 |  | 394801 | n | [8 empty] | 402 | 48885 | THW_5152 | B | Houston | 47.2 | 0.007962 |  | Houston | 0 | 772 | SHANNON | North
403 | 39760 | TNSCLP1___8 | 1 | Houston | YES | 0.015456 | 93.4 | 20 | 116.8 | 0 | 1.04 |  | 397601 | n | [8 empty] | 403 | 48886 | THW_5354 | D | Houston | 46.4 | 0.007962 |  | Houston | 0 | 773 | SCOTLAND | North
404 | 39770 | TNSCLP2___8 | 1 | Houston | YES | 0.015456 | 91.6 | 20 | 114.5 | 0 | 1.04 |  | 397701 | n | [8 empty] | 404 | 48886 | THW_5354 | C | Houston | 45.6 | 0.007962 |  | Houston | 0 | 774 | KATZP | West
405 | 39775 | TNSCLP4___8 | 1 | Houston | YES | 0.015456 | 95.2 | 20 | 119 | 0 | 1.04 |  | 397751 | n | [8 empty] | 405 | 48887 | THW_5556 | F | Houston | 45.6 | 0.007962 |  | Houston | 0 | 775 | LANHAM | North
406 | 39790 | TNSCLP3___8 | 1 | Houston | YES | 0.015456 | 87.6 | 20 | 109.5 | 0 | 1.027 |  | 397901 | n | [8 empty] | 406 | 48887 | THW_5556 | E | Houston | 47.2 | 0.007962 |  | Houston | 0 | 776 | BRIDWELL | North
407 | 39960 | TNTNPONE_18 | 1 | North | YES | -0.014775 | 152.3 | 30 | 152.3 |  | 1.04 |  | 399601 | y | [8 empty] | 407 | 48911 | TGF_GT1_8000 | 1 | Houston | 69.2 | 0.020095 |  | Houston | 0 | 777 | GOREE | West
408 | 39970 | TNTNPONE_28 | 1 | North | YES | -0.014775 | 153 | 30 | 153 |  | 1.04 |  | 399701 | y | [8 empty] | 408 | 48921 | WAP_GN1_1 | 1 | Houston | 132.8 | 0.012767 |  | Houston | 0 | 778 | GILLESPIE | West
409 | 48500 | APD_GT1_8005 | 1 | Houston | YES | 0.009153 | 137.6 | 54.6 | 137.6 |  | 1.0362 |  | 485001 | n | [8 empty] | 409 | 48922 | WAP_GN2_2 | 2 | Houston | 132.8 | 0.012767 |  | Houston | 0 | 779 | SEYMOUR | North
410 | 48510 | AK_GT1__8040 | 1 | Houston | YES | 0.0128 | 33.4 | 8.1 | 34 |  | 1.029 |  | 485101 | n | [8 empty] | 410 | 48923 | WAP_GN3_3 | 3 | Houston | 198.4 | 0.012767 |  | Houston | 0 | 780 | ELBERT | North
411 | 48511 | LPE_GT1_8070 | 1 | Houston | YES | 0.009125 | 42 | 0 | 42 | 0 | 1.0362 |  | 485111 | n | [8 empty] | 411 | 48924 | WAP_GN4_4 | 4 | Houston | 546 | 0.012767 |  | Houston | 0 | 781 | ELBERTSW | North
412 | 48512 | LPE_GT2_8075 | 2 | Houston | YES | 0.009125 | 42 | 0 | 42 | 0 | 1.0362 |  | 485122 | n | [8 empty] | 412 | 48925 | WAP_GN5_5 | 5 | Houston | 624.8 | 0.012767 |  | Houston | 0 | 782 | LAKEKEMPSW | North
413 | 48513 | LPE_GT3_8080 | 3 | Houston | YES | 0.009125 | 39 | 0 | 39 | 0 | 1.0362 |  | 485133 | n | [8 empty] | 413 | 48926 | WAP_GN6_6 | 6 | Houston | 651 | 0.01314 |  | Houston | 0 | 783 | LAKEKEMP | North
414 | 48514 | LPE_GT4_8085 | 4 | Houston | YES | 0.009125 | 39 | 0 | 39 | 0 | 1.0362 |  | 485144 | n | [8 empty] | 414 | 48927 | WAP_GN7_7 | 7 | Houston | 564 | 0.01314 |  | Houston | 0 | 784 | WESTOVER | North
415 | 48520 | BSF_GT1_8070 | 1 | Houston | YES | 0.016094 | 72 | 0 | 72 | 0 | 1.0326 |  | 485201 | n | [8 empty] | 415 | 48928 | WAP_GN8_8 | 8 | Houston | 603 | 0.01314 |  | Houston | 0 | 785 | ORAN | North
416 | 48520 | BSF_GT1_8070 | 2 | Houston | YES | 0.016094 | 10 | 0 | 10 | 0 | 1.0326 |  | 485202 | n | [8 empty] | 416 | 48929 | WAPGT21_GT1 | B1 | Houston | 0 | 0.012767 |  | Houston | 0 | 786 | BOMARTON | West
417 | 48521 | BVE_GT1_GT1 | 1 | Houston | YES | 0.013121 | 167.7 | 0 | 167.7 |  | 1.035 |  | 485211 | n | [8 empty] | 417 | 49803 | EXN_15GT | 1 | Houston | 33 | 0.008627 |  | Houston | 0 | 787 | OLNEY8 | North
418 | 48522 | BVE_GT2_5035 | 2 | Houston | YES | 0.013121 | 166.4 | 0 | 166.4 |  | 1.035 |  | 485222 | n | [8 empty] | 418 | 49804 | EXN_16GT | 2 | Houston | 32 | 0.008627 |  | Houston | 0 | 788 | OLNEY9 | North
419 | 48523 | BVE_ST1_GN1 | 3 | Houston | YES | 0.013121 | 252.4 | 0 | 252.4 |  | 1.035 |  | 485233 | n | [8 empty] | 419 | 49805 | EXN_17GT | 3 | Houston | 31 | 0.008627 |  | Houston | 0 | 789 | SEYMORMP | North
420 | 48531 | BYU_GT1_8075 | 1 | Houston | YES | 0.010012 | 65 | 0 | 65 |  | 1.0362 |  | 485311 | n | [8 empty] | 420 | 49826 | EXN938GT | 5 | Houston | 43 | 0.008627 |  | Houston | 0 | 790 | BENJAMIN | West
421 | 48532 | BYU_GT2_8055 | 2 | Houston | YES | 0.010012 | 62 | 0 | 62 |  | 1.0362 |  | 485322 | n | [8 empty] | 421 | 49828 | EXN941GT | 10 | Houston | 17.7 | 0.008627 |  | Houston | 0 | 791 | JEAN | North
422 | 48533 | BYU_GT3_8060 | 3 | Houston | YES | 0.010012 | 67 | 0 | 67 |  | 1.0362 |  | 485333 | n | [8 empty] | 422 | 49829 | EXN942GT | 11 | Houston | 20 | 0.008627 |  | Houston | 0 | 792 | MURRAY | North
423 | 48534 | BYU_GT4_8065 | 4 | Houston | YES | 0.010012 | 65 | 0 | 65 |  | 1.0362 |  | 485344 | n | [8 empty] | 423 | 49830 | EXN943GT | 12 | Houston | 19 | 0.008627 |  | Houston | 0 | 794 | JACKSBORO | North
424 | 48551 | CAL_GT1_8045 | 1 | Houston | YES | 0.009444 | 149 | 0 | 149 | 0 | 1.0326 |  | 485511 | n | [8 empty] | 424 | 49831 | EXN944GT | 13 | Houston | 33 | 0.008627 |  | Houston | 0 | 795 | STHBENDSW | North
425 | 48552 | CAL_ST1_8000 | 2 | Houston | YES | 0.009444 | 65.1 | 0 | 65.1 | 0 | 1.0326 |  | 485522 | n | [8 empty] | 425 | 49832 | EXN945GT | 9 | Houston | 18.5 | 0.008627 |  | Houston | 0 | 796 | SOUTHBEND | North
426 | 48561 | CTL_GT2_8130 | 1 | Houston | YES | 0.010182 | 73.5 | 30.3 | 91.9 |  | 1.0362 |  | 485611 | n | [8 empty] | 426 | 49837 | EXN_GT | 4 | Houston | 81 | 0.008627 |  | Houston | 0 | 797 | MARKLEY | North
427 | 48562 | CTL_GT3_8135 | 2 | Houston | YES | 0.010182 | 70.1 | 30.3 | 87.6 |  | 1.0362 |  | 485622 | n | [8 empty] | 427 | 49838 | EXN_14GT | 14 | Houston | 140 | 0.008627 |  | Houston | 0 | 800 | APOLLO_9 | North
428 | 48563 | CTL_GT4_8140 | 3 | Houston | YES | 0.010182 | 69.6 | 30.3 | 87 |  | 1.0362 |  | 485633 | n | [8 empty] | 428 | 49851 | DOW17000 | 37 | Houston | 39 | 0.0169 |  | Houston | 0 | 801 | KRAFTTAP | North
429 | 48564 | CTL_GN1_8145 | 4 | Houston | YES | 0.010182 | 43.6 | 12.9 | 54.5 |  | 1.0362 |  | 485644 | n | [8 empty] | 429 | 49858 | DOW38100 | 31 | Houston | 45 | 0.0169 |  | Houston | 0 | 802 | APOLLO | North
430 | 48565 | CTL_GN2_8155 | 5 | Houston | YES | 0.010182 | 9.8 | 3.4 | 12.2 |  | 1.0362 |  | 485655 | n | [8 empty] | 430 | 49859 | DOW38200 | 33 | Houston | 28 | 0.0169 |  | Houston | 0 | 803 | COLLEGE9 | North
431 | 48581 | CBY_GN1_1 | 1 | Houston | YES | 0.008415 | 595.2 | 108 | 744 | 0 | 1.0435 |  | 485811 | n | [8 empty] | 431 | 49860 | DOW38300 | 32 | Houston | 63 | 0.0169 |  | Houston | 0 | 804 | RAYTHEON | North
432 | 48582 | CBY_GN2_2 | 2 | Houston | YES | 0.008699 | 596.8 | 110 | 746 | 0 | 1.0435 |  | 485822 | n | [8 empty] | 432 | 49862 | DOW39100 | 36 | Houston | 54 | 0.0169 |  | Houston | 0 | 805 | FAIRDALE | North
433 | 48583 | CBY_GT4_1 | 1 | Houston | YES | 0.008323 | 172 | 0 | 172 | 0 | 1.026 |  | 485831 | n | [8 empty] | 433 | 49863 | DOW39200 | 35 | Houston | 55 | 0.0169 |  | Houston | 0 | 806 | JUPITER | North
434 | 48584 | CBY_GT4_2 | 2 | Houston | YES | 0.008323 | 172 | 0 | 172 | 0 | 1.026 |  | 485842 | n | [8 empty] | 434 | 49865 | DOW41000 | 41 | Houston | 31 | 0.0169 |  | Houston | 0 | 807 | PRAXAIR | North
435 | 48585 | CBY_ST4_1 | 3 | Houston | YES | 0.008323 | 172 | 0 | 172 | 0 | 1.026 |  | 485853 | n | [8 empty] | 435 | 49866 | DOW42000 | 42 | Houston | 11 | 0.0169 |  | Houston | 0 | 808 | PLASTIPAK | North
436 | 48591 | CHE_GT2_5030 | 2 | Houston | YES | 0.006695 | 173 | 50 | 173 | 0 | 1.029 |  | 485912 | n | [8 empty] | 436 | 49869 | DOW49000 | 45 | Houston | 59 | 0.0169 |  | Houston | 0 | 809 | OAKLAND | North
437 | 48593 | CHE_GT1_8015 | 1 | Houston | YES | 0.009095 | 173 | 50 | 173 | 0 | 1.0362 |  | 485931 | n | [8 empty] | 437 | 49870 | DOW61000 | 61 | Houston | 44 | 0.0169 |  | Houston | 0 | 810 | CENTRVIL | North
438 | 48594 | CHE_GN4_8025 | 4 | Houston | YES | 0.009095 | 142 | 60 | 142 | 0 | 1.0362 |  | 485944 | n | [8 empty] | 438 | 49871 | DOW62000 | 62 | Houston | 40 | 0.0169 |  | Houston | 0 | 812 | SWINDELL | North
439 | 48595 | BTE_GT2_8075 | 1 | Houston | YES | 0.008115 | 162.8 | 130 | 162.8 | 0 | 1.0261 |  | 485951 | n | [8 empty] | 439 | 49872 | DOW63000 | 63 | Houston | 45 | 0.0169 |  | Houston | 0 | 813 | WYNNJOYCE | North
440 | 48596 | BTE_GT3_8045 | 2 | Houston | YES | 0.008115 | 161.4 | 130 | 161.4 | 0 | 1.0261 |  | 485962 | n | [8 empty] | 440 | 49873 | DOW64000 | 64 | Houston | 41 | 0.0169 |  | Houston | 0 | 814 | NEWMAN9 | North
441 | 48597 | BTE_GT4_8055 | 3 | Houston | YES | 0.008115 | 158.9 | 130 | 158.9 | 0 | 1.0261 |  | 485973 | n | [8 empty] | 441 | 49876 | DOW65000 | 65 | Houston | 63 | 0.0169 |  | Houston | 0 | 815 | LAWLERT | North
442 | 48598 | BTE_ST1_8070 | 4 | Houston | YES | 0.008115 | 269.2 | 60 | 269.2 | 0 | 1.0261 |  | 485984 | n | [8 empty] | 442 | 49877 | DOW66000 | 66 | Houston | 61 | 0.0169 |  | Houston | 0 | 816 | OLINGER_9 | North
443 | 48611 | DIB_GT1_8080 | 1 | Houston | YES | 0.009423 | 64 | 0 | 64 | 0 | 1.0326 |  | 486111 | n | [8 empty] | 443 | 49878 | DOW67000 | 67 | Houston | 65 | 0.0169 |  | Houston | 0 | 817 | ROSEHILL | North
444 | 48612 | DIB_GT2_8075 | 2 | Houston | YES | 0.009423 | 63.2 | 0 | 63.2 | 0 | 1.0326 |  | 486122 | n | [8 empty] | 444 | 49882 | DOW81000 | 81 | Houston | 47 | 0.0169 |  | Houston | 0 | 818 | OLINGER | North
445 | 48613 | DIB_ST1_8085 | 3 | Houston | YES | 0.009423 | 67.9 | 30 | 82.6 | 0 | 1.0326 |  | 486133 | n | [8 empty] | 445 | 49884 | DOW82000 | 82 | Houston | 51 | 0.0169 |  | Houston | 0 | 819 | LYONS | North
446 | 48614 | DIB_GT3_8090 | 4 | Houston | YES | 0.009423 | 73.6 | 15 | 73.6 | 0 | 1.0326 |  | 486144 | n | [8 empty] | 446 | 49885 | DOW83000 | 83 | Houston | 51 | 0.0169 |  | Houston | 0 | 820 | LAWLER | North
447 | 48641 | DPEC_GT15040 | 1 | Houston | YES | 0.009608 | 163.2 | 98 | 163.2 | 0 | 1.0319 |  | 486411 | n | [8 empty] | 447 | 49886 | DOW84000 | 84 | Houston | 107 | 0.0169 |  | Houston | 0 | 821 | FIREWHEEL | North
448 | 48642 | DPEC_GT25025 | 2 | Houston | YES | 0.009608 | 157.1 | 98 | 157.1 | 0 | 1.0319 |  | 486422 | n | [8 empty] | 448 | 60000 | DSKY2 | 1 | West | 19.1 | -0.024232 |  | West |  | 822 | PRAXAIRT | North
449 | 48643 | DPEC_GT35010 | 3 | Houston | YES | 0.009608 | 157.5 | 98 | 157.5 | 0 | 1.0319 |  | 486433 | n | [8 empty] | 449 | 60003 | KING_NE1A | 1 | West | 20 | -0.024574 |  | West |  | 823 | WALNUT | North
450 | 48644 | DPEC_GT45070 | 4 | Houston | YES | 0.009608 | 157 | 98 | 157 | 0 | 1.0319 |  | 486444 | n | [8 empty] | 450 | 60005 | KING_SE1A | 1 | West | 10 | -0.024574 |  | West |  | 824 | MILLER | North
451 | 48645 | DPEC_ST55065 | 5 | Houston | YES | 0.009608 | 282 | 0 | 282 | 0 | 1.0319 |  | 486455 | n | [8 empty] | 451 | 60007 | KING_SW1A | 1 | West | 20 | -0.024923 |  | West |  | 825 | NAAMAN | North
452 | 48651 | EP_1_2 | 2 | Houston | YES | 0.008431 | 17.7 | 10 | 21 | 0 | 1.0362 |  | 486512 | n | [8 empty] | 452 | 60016 | WOODWRD11A | 1 | West | 20 | -0.024692 |  | West |  | 826 | CASTLE_DR | North
453 | 48651 | EP_1_2 | 1 | Houston | YES | 0.008431 | 4 | 0 | 5 | 0 | 1.0362 |  | 486511 | n | [8 empty] | 453 | 60017 | ORNNWP1 | 1 | West | 20 | -0.024045 |  | West |  | 827 | BRAND | North
454 | 48671 | FTR_GT1_5105 | 1 | North | YES | -0.004756 | 154.2 | 0 | 154.2 | 0 | 1.0319 |  | 486711 | n | [8 empty] | 454 | 60018 | DSKY1 | 1 | West | 21 | -0.023838 |  | West |  | 829 | COLLEGE8 | North
455 | 48672 | FTR_GT2_5110 | 2 | North | YES | -0.004756 | 159 | 0 | 159 | 0 | 1.0319 |  | 486722 | n | [8 empty] | 455 | 60019 | KING_NW1A | 1 | West | 20 | -0.024923 |  | West |  | 830 | SHILOH | North
456 | 48673 | FTR_GT3_5085 | 3 | North | YES | -0.004756 | 158 | 0 | 158 | 0 | 1.0319 |  | 486733 | n | [8 empty] | 456 | 60052 | WILDHRS11A | 1 | West | 25.3 | -0.029568 |  | West |  | 831 | OATES | North
457 | 48674 | FTR_CN4_5095 | 4 | North | YES | -0.004756 | 380 | 0 | 380 | 0 | 1.0319 |  | 486744 | n | [8 empty] | 457 | 60053 | WILDHRS21A | 1 | West | 7.8 | -0.029568 |  | West |  | 832 | MCCREE9 | North
458 | 48690 | GBY_GN5_5 | 5 | Houston | YES | 0.008053 | 318.4 | 81 | 398 |  | 1.0362 |  | 486905 | n | [8 empty] | 458 | 60057 | CALLAHAN1A | 1 | West | 22.8 | -0.027838 |  | West |  | 834 | MCCREE8 | North
459 | 48691 | GBY_73741085 | A | Houston | YES | 0.009798 | 37.6 | 20 | 47 | 0 | 1.0362 |  | 48691A | n | [8 empty] | 459 | 60058 | BUFF_GAP1A | 1 | West | 24 | -0.02829 |  | West |  | 836 | KRAFT | North
460 | 48691 | GBY_73741085 | B | Houston | YES | 0.009798 | 37.6 | 20 | 47 | 0 | 1.0362 |  | 48691B | n | [8 empty] | 460 | 60060 | CIRELLO | 1 | West | 46.6 | -0.02829 |  | West |  | 837 | NEWMAN_G5 | North
461 | 48692 | GBY_81821075 | C | Houston | YES | 0.009798 | 37.6 | 20 | 47 | 0 | 1.0362 |  | 48692C | n | [8 empty] | 461 | 60063 | BUFF_GAP1B | 1 | West | 34 | -0.02829 |  | West |  | 842 | OLINGER_G1 | North
462 | 48692 | GBY_81821075 | D | Houston | YES | 0.009798 | 44 | 20 | 55 | 0 | 1.0362 |  | 48692D | n | [8 empty] | 462 | 60066 | H_HOLLOW1A | 1 | West | 44.4 | -0.02829 |  | West |  | 843 | OLINGER_G2 | North
463 | 48693 | GBY_83841065 | F | Houston | YES | 0.009798 | 43.2 | 20 | 54 | 0 | 1.0362 |  | 48693F | n | [8 empty] | 463 | 60068 | HHOLLOW21A | 1 | West | 36.8 | -0.02829 |  | West |  | 844 | OLINGER_G3 | North
464 | 48693 | GBY_83841065 | E | Houston | YES | 0.009798 | 45.6 | 20 | 57 | 0 | 1.0362 |  | 48693E | n | [8 empty] | 464 | 60070 | HHOLLOW31A | 1 | West | 44.8 | -0.02829 |  | West |  | 845 | OLINGER_G4 | North
465 | 48721 | LEG_1___1 | 1 | North | YES | -0.017813 | 827 | 357 | 827 | 0 | 1.0348 |  | 487211 | y | [8 empty] | 465 | 60072 | HHOLLOW41A | 1 | West | 23 | -0.02829 |  | West |  | 848 | MARQUIS | North
466 | 48722 | LEG_2___2 | 2 | North | YES | -0.017813 | 819 | 357 | 819 | 0 | 1.0348 |  | 487222 | y | [8 empty] | 466 | 60081 | WHRLWIND1A | 1 | West | 12 | -0.02929 |  | West |  | 849 | NEWMAN8 | North
467 | 48730 | MNS_GT | 1 | Houston | YES | 0.013148 | 43 | 0 | 46.1 | 0 | 1.029 |  | 487301 | n | [8 empty] | 467 | 60201 | RIO DRCS | F | West | 0 | -0.024711 |  | West |  | 850 | CRIST | North
468 | 48731 | CBE_GT1 | 1 | Houston | YES | 0.021147 | 76 | 0 | 76 | 0 | 1.029 |  | 487311 | n | [8 empty] | 468 | 60202 | FRNDDRCS | F | West | 0 | -0.019642 |  | West |  | 852 | MARQUIS9 | North
469 | 48732 | CBE_GT2 | 1 | Houston | YES | 0.021147 | 76 | 0 | 76 | 0 | 1.029 |  | 487321 | n | [8 empty] | 469 | 71051 | L_BITTCR1_1N | W1 | West | 7.5 | -0.028808 |  | West |  | 853 | GPLTEMP | North
470 | 48733 | CBE_ST12 | 1 | Houston | YES | 0.021147 | 105 | 0 | 105 | 0 | 1.029 |  | 487331 | n | [8 empty] | 470 | 71054 | L_SWEETW1_1N | W1 | West | 21.5 | -0.028808 |  | West |  | 855 | ELMGROVE | North
471 | 48734 | CBE_GT3 | 1 | Houston | YES | 0.021147 | 76 | 0 | 76 | 0 | 1.029 |  | 487341 | n | [8 empty] | 471 | 71057 | L_SWEETW1_2N | W1 | West | 27 | -0.028808 |  | West |  | 901 | WOODROW69 | North
472 | 48735 | CBE_GT4 | 1 | Houston | YES | 0.021147 | 76 | 0 | 76 | 0 | 1.029 |  | 487351 | n | [8 empty] | 472 | 71059 | L_SWEETW1_3N | W1 | West | 23.8 | -0.028808 |  | West |  | 902 | POLES31569 | North
473 | 48736 | CBE_ST34 | 1 | Houston | YES | 0.021147 | 105 | 0 | 105 | 0 | 1.029 |  | 487361 | n | [8 empty] | 473 | 71060 | L_SWEETW1_4N | W1 | West | 21 | -0.028808 |  | West |  | 903 | POLE_SP169 | North
474 | 48740 | PSG_GN2_8050 | 1 | Houston | YES | 0.00942 | 182 | 60 | 182 | 0 | 1.0326 |  | 487401 | n | [8 empty] | 474 | 76031 | L_GASCCR1_1N | W1 | West | 30 | -0.027634 |  | West |  | 904 | POLESPL269 | North
475 | 48741 | PSG_GT2_8040 | 1 | Houston | YES | 0.00942 | 158.6 | 50 | 158.6 | 0 | 1.0326 |  | 487411 | n | [8 empty] | 475 | 76091 | L_DIVIDE1_1N | W1 | West | 110 | -0.027474 |  | West |  | 908 | SPNCR_SW69 | North
476 | 48742 | PSG_GT3_8060 | 1 | Houston | YES | 0.00942 | 157 | 50 | 157 | 0 | 1.0326 |  | 487421 | n | [8 empty] | 476 | 80003 | MILHWYS | F | South | 0 | 0.032042 |  | South | 0 | 909 | KINGSROW69 | North
477 | 48761 | PR_GT1__9040 | 1 | Houston | YES | 0.009535 | 26 | 0 | 35 |  | 1 |  | 487611 | n | [8 empty] | 477 | 80010 | EPLVT1 | F | South | 0 | 0.022669 |  | South | 0 | 910 | HICKORY69 | North
478 | 48772 | PHR_GN2_2 | MB | Houston | YES | 0.010624 | 0 | 72 | 459 |  | 1.0362 |  | 48772MB | y | [8 empty] | 478 | 80080 | GWINDT11A | 1 | South | 40.6 | 0.032057 |  | South | 0 | 911 | DENARCO138 | North
479 | 48791 | PSA_GT1_8160 | 1 | Houston | YES | 0.008428 | 52 | 20.8 | 65 | 0 | 1.0362 |  | 487911 | n | [8 empty] | 479 | 80080 | GWINDT11A | 2 | South | 17.7 | 0.032057 |  | South | 0 | 912 | N_DENT69 | North
480 | 48792 | PSA_GT2_8155 | 2 | Houston | YES | 0.008428 | 52.8 | 20.3 | 66 | 0 | 1.0362 |  | 487922 | n | [8 empty] | 480 | 80080 | GWINDT11A | 3 | South | 16.4 | 0.032057 |  | South | 0 | 913 | INDSTRL138 | North
481 | 48793 | PSA_GT3_8150 | 3 | Houston | YES | 0.008428 | 56 | 20.3 | 70 | 0 | 1.0362 |  | 487933 | n | [8 empty] | 481 | 80080 | GWINDT11A | 4 | South | 8.2 | 0.032057 |  | South | 0 | 914 | LOCUST69 | North
482 | 48794 | PSA_GT4_8145 | 4 | Houston | YES | 0.008428 | 52.8 | 20.3 | 66 | 0 | 1.0362 |  | 487944 | n | [8 empty] | 482 | 80081 | GWINDT21A | 4 | South | 9.5 | 0.032057 |  | South | 0 | 915 | NLAKES69 | North
483 | 48795 | PSA_GT5_8140 | 5 | Houston | YES | 0.008428 | 51.2 | 20.3 | 64 | 0 | 1.0362 |  | 487955 | n | [8 empty] | 483 | 80081 | GWINDT21A | 1 | South | 40.6 | 0.032057 |  | South | 0 | 916 | JMCRSTL138 | North
484 | 48796 | PSA_GN1_8165 | 1 | Houston | YES | 0.008428 | 83.2 | 43.1 | 104 | 0 | 1.0362 |  | 487961 | n | [8 empty] | 484 | 80081 | GWINDT21A | 3 | South | 18.6 | 0.032057 |  | South | 0 | 917 | POCKRUS138 | North
485 | 48797 | PSA_GT6_8135 | 6 | Houston | YES | 0.008428 | 47.2 | 34.5 | 59 | 0 | 1.0362 |  | 487976 | n | [8 empty] | 485 | 80081 | GWINDT21A | 2 | South | 15.5 | 0.032057 |  | South | 0 | 918 | TEASLEY138 | North
486 | 48811 | CVC_GT3_5045 | 3 | Houston | YES | 0.006695 | 156 | 91.8 | 156 | 0 | 1.029 |  | 488113 | n | [8 empty] | 486 | 80180 | PNSCALT11A | 1 | South | 63 | 0.032057 |  | South | 0 | 920 | SPNCRGEN69 | North
487 | 48812 | CVC_GT2_5020 | 2 | Houston | YES | 0.006695 | 158 | 91.8 | 158 | 0 | 1.029 |  | 488122 | n | [8 empty] | 487 | 80180 | PNSCALT11A | 2 | South | 21.6 | 0.032057 |  | South | 0 | 923 | SPENCER_G4 | North
488 | 48813 | CVC_GT1_5035 | 1 | Houston | YES | 0.006695 | 160 | 91.8 | 160 | 0 | 1.029 |  | 488131 | n | [8 empty] | 488 | 80181 | PNSCALT21A | 1 | South | 23.7 | 0.032057 |  | South | 0 | 924 | SPENCER_G5 | North
489 | 48814 | CVC_ST5_5040 | 1 | Houston | YES | 0.006695 | 162 | 91.8 | 162 | 0 | 1.029 |  | 488141 | n | [8 empty] | 489 | 80181 | PNSCALT21A | 2 | South | 21.6 | 0.032057 |  | South | 0 | 930 | RDWELLS138 | North
490 | 48815 | CVC_GT4_8005 | 4 | Houston | YES | 0.008362 | 165 | 91.8 | 165 |  | 1.0362 |  | 488154 | n | [8 empty] | 490 | 80265 | LARECU40A | 4 | South | 80 | 0.03126 |  | South | 0 | 932 | RDWELLS69 | North
491 | 48820 | SHELLG1_3015 | 1 | Houston | YES | 0.009311 | 71 | 34.5 | 71 |  | 1.029 |  | 488201 | n | [8 empty] | 491 | 80266 | LARECU50A | 5 | South | 80 | 0.03126 |  | South | 0 | 936 | DIESEL_D | North
492 | 48821 | SHELLG2 | 2 | Houston | YES | 0.009311 | 72 | 34.5 | 72 |  | 1.029 |  | 488212 | n | [8 empty] | 492 | 88198 | BEEVILLE | F | South | 0 | 0.033612 |  | South | 0 | 937 | STEAM_D | North
493 | 48822 | SHELLG3_3020 | 2 | Houston | YES | 0.009311 | 30 | 0 | 30 |  | 1.029 |  | 488222 | n | [8 empty] | 493 | 88253 | HAMILTON | F | South | 0 | 0.016273 |  | South | 0 | 938 | LTV_D | North
494 | 48822 | SHELLG3_3020 | 1 | Houston | YES | 0.009311 | 39 | 0 | 39 |  | 1.029 |  | 488221 | n | [8 empty] | 494 | 88299 | ZAPATA | F | South | 0 | 0.031559 |  | South | 0 | 939 | TERREL_D | North
495 | 48841 | SJS_GT1_GT1 | 1 | Houston | YES | 0.009694 | 62.4 | 49 | 78 | 0 | 1.0362 |  | 488411 | n | [8 empty] | 495 | 88508 | FALFURRI | F | South | 0 | 0.031879 |  | South | 0 | 940 | IND_PK_D | North
496 | 48842 | SJS_GT2_GT2 | 2 | Houston | YES | 0.009694 | 64.8 | 49 | 81 | 0 | 1.0362 |  | 488422 | n | [16 empty] | #N/A |  | 945 | MAMIE_D | North
497 | 48845 | SOL_GT1 | 1 | Houston | YES | 0.009424 | 16.2 | 15.4 | 16.2 |  | 1.0326 |  | 488451 | n | [16 empty] | #N/A |  | 946 | DENT_RD_D | North
498 | 48851 | SRB_GN1_1 | 1 | Houston | YES | 0.009447 | 132 | 26 | 165 | 0 | 1.0217 |  | 488511 | n | [16 empty] | #N/A |  | 947 | ONEAL_D | North
499 | 48852 | SRB_GN2_2 | 2 | Houston | YES | 0.009453 | 140.8 | 26 | 176 | 0 | 1.0217 |  | 488522 | n | [16 empty] | #N/A |  | 948 | STEAM1 | North
500 | 48853 | SRB_GN3_3 | 3 | Houston | YES | 0.009426 | 170.4 | 35 | 213 |  | 1.0326 |  | 488533 | n | [16 empty] | #N/A |  | 949 | STEAM2 | North
501 | 48854 | SRB_GN4_4 | 4 | Houston | YES | 0.009421 | 182.4 | 35 | 228 | 0 | 1.0326 |  | 488544 | n | [16 empty] | #N/A |  | 950 | STEAM3 | North
502 | 48855 | SRB_GT211035 | B2 | Houston | YES | 0.009457 | 0 | 0 | 12 |  | 1.014 |  | 48855B2 | n | [16 empty] | #N/A |  | 952 | DIESELA | North
503 | 48855 | SRB_GT211035 | B1 | Houston | YES | 0.009457 | 0 | 0 | 18 |  | 1.014 |  | 48855B1 | n | [16 empty] | #N/A |  | 956 | DN_STEAM_T1 | North
504 | 48873 | THW_ST3_ST_3 | 3 | Houston | YES | 0.008868 | 107 | 19 | 107 | 0 | 1.0435 |  | 488733 | n | [16 empty] | #N/A |  | 957 | GREENV_IN_T1 | North
505 | 48874 | THW_ST4_ST_4 | 4 | Houston | YES | 0.008868 | 108 | 19 | 108 | 0 | 1.0435 |  | 488744 | n | [16 empty] | #N/A |  | 958 | GREENV_IN_T2 | North
506 | 48875 | THW_3132 | A | Houston | YES | 0.008868 | 55 | 5 | 55 | 0 | 1.0435 |  | 48875A | n | [16 empty] | #N/A |  | 959 | N_DENT_T1 | North
507 | 48875 | THW_3132 | B | Houston | YES | 0.008868 | 53 | 5 | 53 | 0 | 1.0435 |  | 48875B | n | [16 empty] | #N/A |  | 960 | SHELBY1 | North
508 | 48877 | THW_3334 | D | Houston | YES | 0.008868 | 57 | 5 | 57 | 0 | 1.0435 |  | 48877D | n | [16 empty] | #N/A |  | 961 | SHELBY2 | North
509 | 48877 | THW_3334 | C | Houston | YES | 0.008868 | 55 | 5 | 55 | 0 | 1.0435 |  | 48877C | n | [16 empty] | #N/A |  | 962 | BRYAN_E_8 | North
510 | 48879 | THW_4142 | E | Houston | YES | 0.008868 | 56 | 5 | 56 | 0 | 1.0435 |  | 48879E | n | [16 empty] | #N/A |  | 963 | SHELBY3 | North
511 | 48879 | THW_4142 | F | Houston | YES | 0.008868 | 55 | 5 | 55 | 0 | 1.0435 |  | 48879F | n | [16 empty] | #N/A |  | 964 | GIBN_CREK_8 | North
512 | 48881 | THW_4344 | G | Houston | YES | 0.008868 | 58 | 5 | 58 | 0 | 1.0435 |  | 48881G | n | [16 empty] | #N/A |  | 965 | GIBN_CREK_T1 | North
513 | 48881 | THW_4344 | H | Houston | YES | 0.008868 | 58 | 5 | 58 | 0 | 1.0435 |  | 48881H | n | [16 empty] | #N/A |  | 966 | GIBN_CREK_T2 | North
514 | 48883 | THW_GT1_GT_1 | B2 | Houston | YES | 0.008592 | 0 | 0 | 12 |  | 1.043 |  | 48883B2 | n | [16 empty] | #N/A |  | 967 | GIBN_CREK_5 | North
515 | 48885 | THW_5152 | A | Houston | YES | 0.007962 | 46.4 | 5 | 58 |  | 1.0319 |  | 48885A | n | [16 empty] | #N/A |  | 968 | BENDAVIS_8 | North
516 | 48885 | THW_5152 | B | Houston | YES | 0.007962 | 47.2 | 5 | 59 |  | 1.0319 |  | 48885B | n | [16 empty] | #N/A |  | 969 | GIBN_CREK_T3 | North
517 | 48886 | THW_5354 | D | Houston | YES | 0.007962 | 46.4 | 5 | 58 |  | 1.0319 |  | 48886D | n | [16 empty] | #N/A |  | 970 | BENDAVIS_5 | North
518 | 48886 | THW_5354 | C | Houston | YES | 0.007962 | 45.6 | 5 | 57 |  | 1.0319 |  | 48886C | n | [16 empty] | #N/A |  | 971 | PRUITT_8 | North
519 | 48887 | THW_5556 | F | Houston | YES | 0.007962 | 45.6 | 5 | 57 |  | 1.0319 |  | 48887F | n | [16 empty] | #N/A |  | 972 | W_DENT_T2 | North
520 | 48887 | THW_5556 | E | Houston | YES | 0.007962 | 47.2 | 5 | 59 |  | 1.0319 |  | 48887E | n | [16 empty] | #N/A |  | 973 | MCCREE_5 | North
521 | 48911 | TGF_GT1_8000 | 1 | Houston | YES | 0.020095 | 69.2 | 0 | 69.2 |  | 1.029 |  | 489111 | n | [16 empty] | #N/A |  | 974 | MCCREE1_T1 | North
522 | 48921 | WAP_GN1_1 | 1 | Houston | YES | 0.012767 | 132.8 | 37 | 166 | 0 | 1.0362 |  | 489211 | n | [16 empty] | #N/A |  | 975 | JKCREEK1 | North
523 | 48922 | WAP_GN2_2 | 2 | Houston | YES | 0.012767 | 132.8 | 37 | 166 | 0 | 1.0362 |  | 489222 | n | [16 empty] | #N/A |  | 976 | SHELBSTR | North
524 | 48923 | WAP_GN3_3 | 3 | Houston | YES | 0.012767 | 198.4 | 93 | 248 | 0 | 1.0362 |  | 489233 | n | [16 empty] | #N/A |  | 977 | GREENV_IN_8 | North
525 | 48924 | WAP_GN4_4 | 4 | Houston | YES | 0.012767 | 546 | 217 | 546 | 0 | 1.0362 |  | 489244 | n | [16 empty] | #N/A |  | 978 | JKCREEK3 | North
526 | 48925 | WAP_GN5_5 | 5 | Houston | YES | 0.012767 | 624.8 | 278 | 654 | 0 | 0.985 |  | 489255 | n | [16 empty] | #N/A |  | 979 | GREENV_IN_9 | North
527 | 48926 | WAP_GN6_6 | 6 | Houston | YES | 0.01314 | 651 | 280 | 651 |  | 1.035 |  | 489266 | n | [16 empty] | #N/A |  | 980 | GIBN_STR | North
528 | 48927 | WAP_GN7_7 | 7 | Houston | YES | 0.01314 | 564 | 277 | 564 |  | 1.035 |  | 489277 | n | [16 empty] | #N/A |  | 981 | SPNCRINT69 | North
529 | 48928 | WAP_GN8_8 | 8 | Houston | YES | 0.01314 | 603 | 275 | 603 |  | 1.035 |  | 489288 | n | [16 empty] | #N/A |  | 982 | DN_STEAM_8 | North
530 | 48929 | WAPGT21_GT1 | B1 | Houston | YES | 0.012767 | 0 | 0 | 13 |  | 1.05 |  | 48929B1 | n | [16 empty] | #N/A |  | 983 | ARCO_T_8 | North
531 | 49803 | EXN_15GT | 1 | Houston | YES | 0.008627 | 33 | 8.3 | 34 |  | 1.0326 |  | 498031 | n | [16 empty] | #N/A |  | 984 | W_DENT_T1 | North
532 | 49804 | EXN_16GT | 2 | Houston | YES | 0.008627 | 32 | 8.3 | 34.7 |  | 1.0326 |  | 498042 | n | [16 empty] | #N/A |  | 985 | N_DENT_8 | North
533 | 49805 | EXN_17GT | 3 | Houston | YES | 0.008627 | 31 | 8.3 | 32.7 |  | 1.0326 |  | 498053 | n | [16 empty] | #N/A |  | 986 | W_DENT_8 | North
534 | 49826 | EXN938GT | 5 | Houston | YES | 0.008627 | 43 | 9.2 | 45.9 | 0 | 1.0326 |  | 498265 | n | [16 empty] | #N/A |  | 987 | GIBN_STR | North
535 | 49828 | EXN941GT | 10 | Houston | YES | 0.008627 | 17.7 | 5.4 | 17.7 | 0 | 1.0326 |  | 4982810 | n | [16 empty] | #N/A |  | 988 | W_DENT_5 | North
536 | 49829 | EXN942GT | 11 | Houston | YES | 0.008627 | 20 | 5.4 | 20.4 | 0 | 1.0326 |  | 4982911 | n | [16 empty] | #N/A |  | 989 | GIBN_STR | North
537 | 49830 | EXN943GT | 12 | Houston | YES | 0.008627 | 19 | 5.4 | 19.9 | 0 | 1.0326 |  | 4983012 | n | [16 empty] | #N/A |  | 990 | GIBN_CREK_G1 | North
538 | 49831 | EXN944GT | 13 | Houston | YES | 0.008627 | 33 | 5.4 | 35 | 0 | 1.0326 |  | 4983113 | n | [16 empty] | #N/A |  | 991 | BOWIE_T_8 | North
539 | 49832 | EXN945GT | 9 | Houston | YES | 0.008627 | 18.5 | 9.2 | 18.5 | 0 | 1.0326 |  | 498329 | n | [16 empty] | #N/A |  | 992 | BRIDGE_P_8 | North
540 | 49837 | EXN_GT | 4 | Houston | YES | 0.008627 | 81 | 21.3 | 85.4 | 0 | 1.0326 |  | 498374 | n | [16 empty] | #N/A |  | 993 | BENDAVIS_T1 | North
541 | 49838 | EXN_14GT | 14 | Houston | YES | 0.008627 | 140 | 0 | 148 |  | 1.0326 |  | 4983814 | n | [16 empty] | #N/A |  | 994 | BENDAVIS_T2 | North
542 | 49851 | DOW17000 | 37 | Houston | YES | 0.0169 | 39 | 0 | 62 | 0 | 1 |  | 4985137 | n | [16 empty] | #N/A |  | 995 | BENDASTR | North
543 | 49858 | DOW38100 | 31 | Houston | YES | 0.0169 | 45 | 0 | 71.4 |  | 1 |  | 4985831 | n | [16 empty] | #N/A |  | 996 | BENDASTR | North
544 | 49859 | DOW38200 | 33 | Houston | YES | 0.0169 | 28 | 0 | 45 | 0 | 1 |  | 4985933 | n | [16 empty] | #N/A |  | 997 | MCCRESTR | North
545 | 49860 | DOW38300 | 32 | Houston | YES | 0.0169 | 63 | 0 | 101 |  | 1 |  | 4986032 | n | [16 empty] | #N/A |  | 998 | JKCRESTR | North
546 | 49862 | DOW39100 | 36 | Houston | YES | 0.0169 | 54 | 0 | 86 | 0 | 1 |  | 4986236 | n | [16 empty] | #N/A |  | 999 | GREENSTR | North
547 | 49863 | DOW39200 | 35 | Houston | YES | 0.0169 | 55 | 0 | 88 | 0 | 1 |  | 4986335 | n | [16 empty] | #N/A |  | 1000 | GREENSTR | North
548 | 49865 | DOW41000 | 41 | Houston | YES | 0.0169 | 31 | 0 | 50 |  | 1 |  | 4986541 | n | [16 empty] | #N/A |  | 1001 | DN_STSTR | North
549 | 49866 | DOW42000 | 42 | Houston | YES | 0.0169 | 11 | 0 | 18 |  | 1 |  | 4986642 | n | [16 empty] | #N/A |  | 1002 | PBCTAGE_1G | West
550 | 49869 | DOW49000 | 45 | Houston | YES | 0.0169 | 59 | 0 | 94 |  | 1 |  | 4986945 | n | [16 empty] | #N/A |  | 1003 | PBCTBGE_2G | West
551 | 49870 | DOW61000 | 61 | Houston | YES | 0.0169 | 44 | 0 | 70 | 0 | 1 |  | 4987061 | n | [16 empty] | #N/A |  | 1004 | PBCTCGE_3G | West
552 | 49871 | DOW62000 | 62 | Houston | YES | 0.0169 | 40 | 0 | 63 | 0 | 1 |  | 4987162 | n | [16 empty] | #N/A |  | 1005 | PBCTDGE_4G | West
553 | 49872 | DOW63000 | 63 | Houston | YES | 0.0169 | 45 | 0 | 72 | 0 | 1 |  | 4987263 | n | [16 empty] | #N/A |  | 1006 | PBCTEGE_5G | West
554 | 49873 | DOW64000 | 64 | Houston | YES | 0.0169 | 41 | 0 | 64.8 | 0 | 1 |  | 4987364 | n | [16 empty] | #N/A |  | 1007 | PB5GEN_6G | West
555 | 49876 | DOW65000 | 65 | Houston | YES | 0.0169 | 63 | 0 | 101 | 0 | 1 |  | 4987665 | n | [16 empty] | #N/A |  | 1008 | PB6GEN_7G | West
556 | 49877 | DOW66000 | 66 | Houston | YES | 0.0169 | 61 | 0 | 97 | 0 | 1 |  | 4987766 | n | [16 empty] | #N/A |  | 1009 | N_DENSTR | North
557 | 49878 | DOW67000 | 67 | Houston | YES | 0.0169 | 65 | 0 | 103 | 0 | 1 |  | 4987867 | n | [16 empty] | #N/A |  | 1010 | PERMIANB_8 | West
558 | 49882 | DOW81000 | 81 | Houston | YES | 0.0169 | 47 | 0 | 76 | 0 | 1 |  | 4988281 | n | [16 empty] | #N/A |  | 1011 | W_DENSTR | North
559 | 49884 | DOW82000 | 82 | Houston | YES | 0.0169 | 51 | 0 | 80 | 0 | 1 |  | 4988482 | n | [16 empty] | #N/A |  | 1012 | W_DENSTR | North
560 | 49885 | DOW83000 | 83 | Houston | YES | 0.0169 | 51 | 0 | 80 | 0 | 1 |  | 4988583 | n | [16 empty] | #N/A |  | 1015 | PERMIANB_9 | West
561 | 49886 | DOW84000 | 84 | Houston | YES | 0.0169 | 107 | 0 | 171 | 0 | 0.98 |  | 4988684 | n | [16 empty] | #N/A |  | 1018 | MOSS_5 | West
562 | 60000 | DSKY2 | 1 | West | YES | -0.024232 | 19.1 | 0 | 76.5 |  | 1.039 |  | 600001 | n | [16 empty] | #N/A |  | 1019 | MOSS_8 | West
563 | 60003 | KING_NE1A | 1 | West | YES | -0.024574 | 20 | 0 | 80 |  | 1.03 |  | 600031 | n | [16 empty] | #N/A |  | 1020 | EHVTIET_5 | West
564 | 60005 | KING_SE1A | 1 | West | YES | -0.024574 | 10 | 0 | 40 |  | 1.035 |  | 600051 | n | [16 empty] | #N/A |  | 1021 | MIDLET_5 | West
565 | 60007 | KING_SW1A | 1 | West | YES | -0.024923 | 20 | 0 | 80 |  | 1.03 |  | 600071 | n | [16 empty] | #N/A |  | 1022 | MIDLNDE_5 | West
566 | 60016 | WOODWRD11A | 1 | West | YES | -0.024692 | 20 | 0 | 80 |  | 1.033 |  | 600161 | n | [16 empty] | #N/A |  | 1023 | MIDLNDE_8 | West
567 | 60017 | ORNNWP1 | 1 | West | YES | -0.024045 | 20 | 0 | 80 |  | 1.027 |  | 600171 | n | [16 empty] | #N/A |  | 1024 | FSCOGEN_8 | West
568 | 60018 | DSKY1 | 1 | West | YES | -0.023838 | 21 | 0 | 84 | 0 | 1.023 |  | 600181 | n | [16 empty] | #N/A |  | 1025 | FSCOGEN_5 | West
569 | 60019 | KING_NW1A | 1 | West | YES | -0.024923 | 20 | 0 | 80 |  | 1.03 |  | 600191 | n | [16 empty] | #N/A |  | 1026 | ODESEHV_5 | West
570 | 60052 | WILDHRS11A | 1 | West | YES | -0.029568 | 25.3 | 0 | 126.5 | 0 | 1.005 |  | 600521 | n | [16 empty] | #N/A |  | 1027 | ODESEHV_8 | West
571 | 60053 | WILDHRS21A | 1 | West | YES | -0.029568 | 7.8 | 0 | 39 | 0 | 1.025 |  | 600531 | n | [16 empty] | #N/A |  | 1028 | ODEHV1T_5 | West
572 | 60057 | CALLAHAN1A | 1 | West | YES | -0.027838 | 22.8 | 0 | 114 | 0 | 1.04 |  | 600571 | n | [16 empty] | #N/A |  | 1029 | ODEHV2T_5 | West
573 | 60058 | BUFF_GAP1A | 1 | West | YES | -0.02829 | 24 | 0 | 120 |  | 1 |  | 600581 | n | [16 empty] | #N/A |  | 1030 | MRGNCRK_5 | West
574 | 60060 | CIRELLO | 1 | West | YES | -0.02829 | 46.6 | 0 | 233 | 0 | 1 |  | 600601 | n | [16 empty] | #N/A |  | 1031 | MRGN6G_6G | West
575 | 60063 | BUFF_GAP1B | 1 | West | YES | -0.02829 | 34 | 0 | 170.2 | 0 | 1.02 |  | 600631 | n | [16 empty] | #N/A |  | 1032 | MRGNCRK_8 | West
576 | 60066 | H_HOLLOW1A | 1 | West | YES | -0.02829 | 44.4 | 0 | 222 | 0 | 1.005 |  | 600661 | n | [16 empty] | #N/A |  | 1033 | MRGNCRK_9 | West
577 | 60068 | HHOLLOW21A | 1 | West | YES | -0.02829 | 36.8 | 0 | 184 | 0 | 1.025 |  | 600681 | n | [16 empty] | #N/A |  | 1034 | MCTMODEL_9 | West
578 | 60070 | HHOLLOW31A | 1 | West | YES | -0.02829 | 44.8 | 0 | 224 | 0 | 1.025 |  | 600701 | n | [16 empty] | #N/A |  | 1037 | MORGAN5G_5G | West
579 | 60072 | HHOLLOW41A | 1 | West | YES | -0.02829 | 23 | 0 | 115 | 0 | 1.025 |  | 600721 | n | [16 empty] | #N/A |  | 1039 | MRGNAG_1G | West
580 | 60081 | WHRLWIND1A | 1 | West | YES | -0.02929 | 12 | 0 | 60 | 0 | 1.03 |  | 600811 | n | [16 empty] | #N/A |  | 1040 | MRGNBG_2G | West
581 | 60201 | RIO DRCS | F | West | YES | -0.024711 | 0 | 0 | 0 | 0 | 1.025 |  | 60201F | n | [16 empty] | #N/A |  | 1041 | MRGNCG_3G | West
582 | 60202 | FRNDDRCS | F | West | YES | -0.019642 | 0 | 0 | 0 | 0 | 0.9985 |  | 60202F | n | [16 empty] | #N/A |  | 1042 | MRGNDG_4G | West
583 | 71051 | L_BITTCR1_1N | W1 | West | YES | -0.028808 | 7.5 | 0 | 37.5 |  | 1.02 |  | 71051W1 | n | [16 empty] | #N/A |  | 1043 | MRGNEG_5G | West
584 | 71054 | L_SWEETW1_1N | W1 | West | YES | -0.028808 | 21.5 | 0 | 107.5 |  | 1.02 |  | 71054W1 | n | [16 empty] | #N/A |  | 1044 | MRGNFG_6G | West
585 | 71057 | L_SWEETW1_2N | W1 | West | YES | -0.028808 | 27 | 0 | 135 |  | 1.02 |  | 71057W1 | n | [16 empty] | #N/A |  | 1045 | CALENG1G_1G | West
586 | 71059 | L_SWEETW1_3N | W1 | West | YES | -0.028808 | 23.8 | 0 | 119 | 0 | 1.02 |  | 71059W1 | n | [16 empty] | #N/A |  | 1046 | CALENG2G_2G | West
587 | 71060 | L_SWEETW1_4N | W1 | West | YES | -0.028808 | 21 | 0 | 105 | 0 | 1.02 |  | 71060W1 | n | [16 empty] | #N/A |  | 1047 | CALENG3G_3G | West
588 | 76031 | L_GASCCR1_1N | W1 | West | YES | -0.027634 | 30 | 0 | 150 | 0 | 1.02 |  | 76031W1 | n | [16 empty] | #N/A |  | 1048 | TONKAWAWI_5 | West
589 | 76091 | L_DIVIDE1_1N | W1 | West | YES | -0.027474 | 110 | 0 | 550 | 0 | 1.02 |  | 76091W1 | n | [16 empty] | #N/A |  | 1049 | ROSCOEWI_5 | West
590 | 80003 | MILHWYS | F | South | YES | 0.032042 | 0 | 0 | 0 | 0 | 1.0168 |  | 80003F | n | [16 empty] | #N/A |  | 1051 | HUNTSMAN_8 | West
591 | 80010 | EPLVT1 | F | South | YES | 0.022669 | 0 | 0 | 0 |  | 1.0376 |  | 80010F | n | [16 empty] | #N/A |  | 1052 | REXALL_8 | West
592 | 80012 | LAR | F | South | YES | 0.03126 | 0 | 0 | 0 | 0 | 1.04 |  | 80012F | y | [16 empty] | #N/A |  | 1053 | GENRUBR_8 | West
593 | 80051 | FOR #8 | 8 | South | YES | 0.029682 | 28 | 28 | 28 | 0 | 1.016 |  | 800518 | y | [16 empty] | #N/A |  | 1054 | OLFNNSHL_8 | West
594 | 80052 | FOR #9 | 9 | South | YES | 0.029682 | 29.7 | 5 | 43.6 | 0 | 1.03 |  | 800529 | y | [16 empty] | #N/A |  | 1055 | NYLONTAP_8 | West
595 | 80053 | FOR #10 | 10 | South | YES | 0.029682 | 68.4 | 45 | 75 | 0 | 1.03 |  | 8005310 | y | [16 empty] | #N/A |  | 1056 | NYLON_8 | West
596 | 80080 | GWINDT11A | 1 | South | YES | 0.032057 | 40.6 | 0 | 94 | 0 | 1.025 |  | 800801 | n | [16 empty] | #N/A |  | 1057 | ROSCOEWI_5 | West
597 | 80080 | GWINDT11A | 2 | South | YES | 0.032057 | 17.7 | 0 | 41 | 0 | 1.025 |  | 800802 | n | [16 empty] | #N/A |  | 1058 | LONGSHORE_5 | West
598 | 80080 | GWINDT11A | 3 | South | YES | 0.032057 | 16.4 | 0 | 38 | 0 | 1.025 |  | 800803 | n | [16 empty] | #N/A |  | 1059 | MIDESSA_8 | West
599 | 80080 | GWINDT11A | 4 | South | YES | 0.032057 | 8.2 | 0 | 19 | 0 | 1.025 |  | 800804 | n | [16 empty] | #N/A |  | 1060 | ROSCOEWI_5 | West
600 | 80081 | GWINDT21A | 4 | South | YES | 0.032057 | 9.5 | 0 | 22 | 0 | 1.025 |  | 800814 | n | [16 empty] | #N/A |  | 1061 | CIELOGEN_1G | West
601 | 80081 | GWINDT21A | 1 | South | YES | 0.032057 | 40.6 | 0 | 94 | 0 | 1.025 |  | 800811 | n | [16 empty] | #N/A |  | 1062 | CIELOGEN_2G | West
602 | 80081 | GWINDT21A | 3 | South | YES | 0.032057 | 18.6 | 0 | 43 | 0 | 1.025 |  | 800813 | n | [16 empty] | #N/A |  | 1063 | CIELOWIND_8 | West
603 | 80081 | GWINDT21A | 2 | South | YES | 0.032057 | 15.5 | 0 | 36 | 0 | 1.025 |  | 800812 | n | [16 empty] | #N/A |  | 1064 | SUN_8 | West
604 | 80137 | CSDR89 | 8 | South | YES | 0.030697 | 33.9 | 0 | 39 |  | 1.003 |  | 801378 | y | [16 empty] | #N/A |  | 1065 | KINDERML_8 | West
605 | 80137 | CSDR89 | 9 | South | YES | 0.030697 | 0 | 0 | 15 |  | 1.003 |  | 801379 | y | [16 empty] | #N/A |  | 1066 | KINDERML | West
606 | 80138 | CSDR7 | 7 | South | YES | 0.030697 | 6.1 | 0 | 7 | 0 | 1.014 |  | 801387 | y | [16 empty] | #N/A |  | 1067 | GOLDENSW_8 | West
607 | 80139 | CSDR56 | 5 | South | YES | 0.030697 | 15 | 0 | 15 |  | 1.0033 |  | 801395 | y | [16 empty] | #N/A |  | 1068 | SCURRYCW_1G | West
608 | 80139 | CSDR56 | 6 | South | YES | 0.030697 | 0 | 0 | 39 |  | 1.0033 |  | 801396 | y | [16 empty] | #N/A |  | 1069 | KINDERMG_1G | West
609 | 80140 | CSDR11 | 11 | South | YES | 0.030697 | 33.9 | 0 | 39 | 0 | 1.03 |  | 8014011 | y | [16 empty] | #N/A |  | 1070 | KINDERMG_2G | West
610 | 80180 | PNSCALT11A | 1 | South | YES | 0.032057 | 63 | 0 | 146 | 0 | 1.025 |  | 801801 | n | [16 empty] | #N/A |  | 1071 | KINDERMG_3G | West
611 | 80180 | PNSCALT11A | 2 | South | YES | 0.032057 | 21.6 | 0 | 50 | 0 | 1.025 |  | 801802 | n | [16 empty] | #N/A |  | 1072 | ROSCOEWI_5 | West
612 | 80181 | PNSCALT21A | 1 | South | YES | 0.032057 | 23.7 | 0 | 55 | 0 | 1.025 |  | 801811 | n | [16 empty] | #N/A |  | 1073 | SCURRYCW_2G | West
613 | 80181 | PNSCALT21A | 2 | South | YES | 0.032057 | 21.6 | 0 | 50 | 0 | 1.025 |  | 801812 | n | [16 empty] | #N/A |  | 1074 | WINKSS_8 | West
614 | 80223 | REYSHR G | 1 | South | YES | 0.03158 | 12 | 0 | 12 | 0 | 1.032 |  | 802231 | y | [16 empty] | #N/A |  | 1075 | WINKSS_9 | West
615 | 80224 | VISTRONG1 | 1 | South | YES | 0.030994 | 13.1 | 0 | 15 | 0 | 1.01 |  | 802241 | y | [16 empty] | #N/A |  | 1087 | WRDGLFTA_8 | West
616 | 80225 | VISTRONG2 | 2 | South | YES | 0.030994 | 20.2 | 0 | 23 | 0 | 1.01 |  | 802252 | y | [16 empty] | #N/A |  | 1088 | WICKETT_8 | West
617 | 80226 | ALCOA G | 1 | South | YES | 0.029916 | 32.3 | 5 | 48 | 0 | 1.015 |  | 802261 | y | [16 empty] | #N/A |  | 1089 | WICKETAP_8 | West
618 | 80227 | AIRCO G | 1 | South | YES | 0.030785 | 7.2 | 0 | 8 | 0 | 1.0104 |  | 802271 | y | [16 empty] | #N/A |  | 1091 | WARDGULF_8 | West
619 | 80265 | LARECU40A | 4 | South | YES | 0.03126 | 80 | 0 | 100 |  | 1.039 |  | 802654 | n | [16 empty] | #N/A |  | 1092 | LOVING_8 | West
620 | 80266 | LARECU50A | 5 | South | YES | 0.03126 | 80 | 0 | 100 |  | 1.039 |  | 802665 | n | [16 empty] | #N/A |  | 1093 | ELMAR_8 | West
621 | 88198 | BEEVILLE | F | South | YES | 0.033612 | 0 | 0 | 0 | 0 | 1.02 |  | 88198F | n | [16 empty] | #N/A |  | 1094 | MASON_8 | West
622 | 88253 | HAMILTON | F | South | YES | 0.016273 | 0 | 0 | 0 | 0 | 1.04 |  | 88253F | n | [16 empty] | #N/A |  | 1095 | SCRWBEAN_8 | West
623 | 88299 | ZAPATA | F | South | YES | 0.031559 | 0 | 0 | 0 | 0 | 1.02 |  | 88299F | n | [16 empty] | #N/A |  | 1096 | BLACKRVR_8 | West
624 | 88508 | FALFURRI | F | South | YES | 0.031879 | 0 | 0 | 0 | 0 | 1 |  | 88508F | n | [16 empty] | #N/A |  | 1097 | TWPPMTR_8 | West
[14 empty] | n | [16 empty] | #N/A |  | 1098 | KWINDRO_8 | West
[14 empty] | n | [16 empty] | #N/A |  | 1099 | SWPORTAP_8 | West
[14 empty] | n | [16 empty] | #N/A |  | 1100 | SWPORTLA_8 | West
[14 empty] | n | [16 empty] | #N/A |  | 1101 | EDWARDS_8 | West
[14 empty] | n | [16 empty] | #N/A |  | 1102 | JUDKINS_8 | West
[14 empty] | n | [16 empty] | #N/A |  | 1103 | SANDHLTA_8 | West
[14 empty] | n | [16 empty] | #N/A |  | 1104 | SANDHILL_8 | West
[14 empty] | n | [16 empty] | #N/A |  | 1105 | MONAHTAP_1 | West
[14 empty] | n | [16 empty] | #N/A |  | 1106 | MONAHN1_8 | West
[14 empty] | n | [16 empty] | #N/A |  | 1107 | MONAHTAP_2 | West
[14 empty] | n | [16 empty] | #N/A |  | 1108 | MONAHN2_8 | West
[14 empty] | n | [16 empty] | #N/A |  | 1109 | CULBESON_8 | West
[14 empty] | n | [16 empty] | #N/A |  | 1111 | BIG3ODTA_8 | West
[14 empty] | n | [16 empty] | #N/A |  | 1112 | BIG3OD_8 | West
[14 empty] | n | [16 empty] | #N/A |  | 1113 | ODESASW_8 | West
[14 empty] | n | [16 empty] | #N/A |  | 1116 | WINDWOOD_8 | West
[14 empty] | n | [16 empty] | #N/A |  | 1117 | MIDLANDW_8 | West
[14 empty] | n | [16 empty] | #N/A |  | 1118 | CRMWD8TA_8 | West
[14 empty] | n | [16 empty] | #N/A |  | 1119 | CRMWD8_8 | West
[14 empty] | n | [16 empty] | #N/A |  | 1120 | MIDLAIRP_8 | West
[14 empty] | n | [16 empty] | #N/A |  | 1121 | GLENHAVN_8 | West
[31 empty] | #N/A |  | 1122 | ODESSANO_8 | West
[31 empty] | #N/A |  | 1123 | ODESSANO_9 | West
[31 empty] | #N/A |  | 1126 | ODESSA2_8 | West
[31 empty] | #N/A |  | 1127 | ODESSA1_8 | West
[31 empty] | #N/A |  | 1128 | LIQDAIR_8 | West
[31 empty] | #N/A |  | 1129 | WESTOVER_8 | West
[31 empty] | #N/A |  | 1130 | AMOSFOST_8 | West
[31 empty] | #N/A |  | 1132 | MIDLDWNT_8 | West
[31 empty] | #N/A |  | 1137 | TEXINSTA_8 | West
[31 empty] | #N/A |  | 1138 | TEXASINS_8 | West
[31 empty] | #N/A |  | 1141 | HOLTSS_8 | West
[31 empty] | #N/A |  | 1142 | HOLTSS_9 | West
[31 empty] | #N/A |  | 1143 | AMOCNCTA_8 | West
[31 empty] | #N/A |  | 1144 | AMNCOWD_8 | West
[31 empty] | #N/A |  | 1145 | AMGLDSMI_8 | West
[31 empty] | #N/A |  | 1146 | NOTREES_1G | West
[31 empty] | #N/A |  | 1147 | CHEYENTA_8 | West
[31 empty] | #N/A |  | 1148 | CHEYENNE_8 | West
[31 empty] | #N/A |  | 1149 | DOLRHIDE_8 | West
[31 empty] | #N/A |  | 1150 | AMOCO3BA_8 | West
[31 empty] | #N/A |  | 1152 | UNOCALDH_8 | West
[31 empty] | #N/A |  | 1155 | ANDREWTA_8 | West
[31 empty] | #N/A |  | 1156 | ANDREWS_8 | West
[31 empty] | #N/A |  | 1159 | NOANDREW_8 | West
[31 empty] | #N/A |  | 1160 | NOANDREW_9 | West
[31 empty] | #N/A |  | 1161 | UNPKRBK_8 | West
[31 empty] | #N/A |  | 1163 | LAMESA_8 | West
[31 empty] | #N/A |  | 1164 | LAMESA_9 | West
[31 empty] | #N/A |  | 1165 | EXMEANTA_8 | West
[31 empty] | #N/A |  | 1166 | EXNMEANS_8 | West
[31 empty] | #N/A |  | 1167 | MUSTANG_8 | West
[31 empty] | #N/A |  | 1168 | PAULDTAP_8 | West
[31 empty] | #N/A |  | 1169 | PAULDAVS_8 | West
[31 empty] | #N/A |  | 1170 | AIRLAMESA_1G | West
[31 empty] | #N/A |  | 1176 | GRANDVEW_8 | West
[31 empty] | #N/A |  | 1177 | TEXMABEE_8 | West
[31 empty] | #N/A |  | 1178 | ADOBEMEW_8 | West
[31 empty] | #N/A |  | 1179 | TEXMATAP_8 | West
[31 empty] | #N/A |  | 1180 | ECTRHILL_8 | West
[31 empty] | #N/A |  | 1182 | MOCKNBRD_8 | West
[31 empty] | #N/A |  | 1184 | GODDARD_8 | West
[31 empty] | #N/A |  | 1198 | CRANE_9 | West
[31 empty] | #N/A |  | 1199 | ARCOCTAP_8 | West
[31 empty] | #N/A |  | 1201 | ARCOCRN_8 | West
[31 empty] | #N/A |  | 1202 | WARDSS_9 | West
[31 empty] | #N/A |  | 1203 | BARNSLEY_9 | West
[31 empty] | #N/A |  | 1204 | EXNJCTAP_9 | West
[31 empty] | #N/A |  | 1205 | EXONJUAN_9 | West
[31 empty] | #N/A |  | 1206 | CRNATLTA_9 | West
[31 empty] | #N/A |  | 1207 | CRANATLC_9 | West
[31 empty] | #N/A |  | 1210 | MIDKIFF_8 | West
[31 empty] | #N/A |  | 1211 | MIDKIFF_9 | West
[31 empty] | #N/A |  | 1212 | UPTON_8 | West
[31 empty] | #N/A |  | 1213 | PEMBRKTA_9 | West
[31 empty] | #N/A |  | 1214 | CRANEAST_8 | West
[31 empty] | #N/A |  | 1215 | PEMBROOK_9 | West
[31 empty] | #N/A |  | 1216 | REAGNSHE_9 | West
[31 empty] | #N/A |  | 1217 | GLASCOCK_9 | West
[31 empty] | #N/A |  | 1218 | GARDCITY_9 | West
[31 empty] | #N/A |  | 1221 | TEXHARVY_9 | West
[31 empty] | #N/A |  | 1222 | PECKTAP_9 | West
[31 empty] | #N/A |  | 1223 | PECK_9 | West
[31 empty] | #N/A |  | 1226 | MDGULFTA_9 | West
[31 empty] | #N/A |  | 1227 | MIDLGULF_9 | West
[31 empty] | #N/A |  | 1228 | MIDBASIN_9 | West
[31 empty] | #N/A |  | 1229 | STANTON_9 | West
[31 empty] | #N/A |  | 1232 | CRANEHUM_9 | West
[31 empty] | #N/A |  | 1233 | GETTY_9 | West
[31 empty] | #N/A |  | 1234 | PGASUSTA_9 | West
[31 empty] | #N/A |  | 1235 | PEGASUS_9 | West
[31 empty] | #N/A |  | 1236 | SPEGSTAP_9 | West
[31 empty] | #N/A |  | 1237 | SOPGASUS_9 | West
[31 empty] | #N/A |  | 1238 | ROYALTY_9 | West
[31 empty] | #N/A |  | 1239 | COYANOSA_9 | West
[31 empty] | #N/A |  | 1240 | WFCAMPTA_9 | West
[31 empty] | #N/A |  | 1241 | WOLFCAMP_9 | West
[31 empty] | #N/A |  | 1242 | NNATURAL_9 | West
[31 empty] | #N/A |  | 1245 | WINKBAWT_9 | West
[31 empty] | #N/A |  | 1246 | WINKBASN_9 | West
[31 empty] | #N/A |  | 1249 | KEYSTONE_9 | West
[31 empty] | #N/A |  | 1252 | VEST_9 | West
[31 empty] | #N/A |  | 1253 | MIDWAY_9 | West
[31 empty] | #N/A |  | 1254 | ODBASSS_9 | West
[31 empty] | #N/A |  | 1255 | ODESBASN_9 | West
[31 empty] | #N/A |  | 1256 | GOLDSMTH_9 | West
[31 empty] | #N/A |  | 1257 | ECTRSHEL_9 | West
[31 empty] | #N/A |  | 1259 | NTCOWDEN_9 | West
[31 empty] | #N/A |  | 1262 | EMMATAP_9 | West
[31 empty] | #N/A |  | 1263 | EMMA_9 | West
[31 empty] | #N/A |  | 1264 | SANADTAP_9 | West
[31 empty] | #N/A |  | 1265 | SANANDRS_9 | West
[31 empty] | #N/A |  | 1266 | MIDFARMS_9 | West
[31 empty] | #N/A |  | 1267 | ANDREWS_9 | West
[31 empty] | #N/A |  | 1270 | FRNKLCTY_9 | West
[31 empty] | #N/A |  | 1273 | PHILANDS_9 | West
[31 empty] | #N/A |  | 1274 | FULERTON_9 | West
[31 empty] | #N/A |  | 1275 | EXXONFUL_9 | West
[31 empty] | #N/A |  | 1277 | BAKKETAP_9 | West
[31 empty] | #N/A |  | 1280 | BAKKE_9 | West
[31 empty] | #N/A |  | 1281 | AMMIDFTA_8 | West
[31 empty] | #N/A |  | 1282 | AMOMIDFM_8 | West
[31 empty] | #N/A |  | 1285 | MEANS_9 | West
[31 empty] | #N/A |  | 1292 | ECTRHARP_8 | West
[31 empty] | #N/A |  | 1295 | WICKETT_9 | West
[31 empty] | #N/A |  | 1296 | NORTHWRD_9 | West
[31 empty] | #N/A |  | 1297 | WICKETAP_9 | West
[31 empty] | #N/A |  | 1300 | EXSHARNR_8 | West
[31 empty] | #N/A |  | 1301 | BULLCREK_8 | West
[31 empty] | #N/A |  | 1302 | COYOTEWG_8 | West
[31 empty] | #N/A |  | 1305 | SNYDER_8 | West
[31 empty] | #N/A |  | 1306 | SNYDER_9 | West
[31 empty] | #N/A |  | 1307 | KEYLYNTE_8 | West
[31 empty] | #N/A |  | 1308 | GAILLYNT_8 | West
[31 empty] | #N/A |  | 1309 | BLUFCKTA_8 | West
[31 empty] | #N/A |  | 1310 | KNAPP_8 | West
[31 empty] | #N/A |  | 1311 | SACROC_8 | West
[31 empty] | #N/A |  | 1312 | SCURYCHV_8 | West
[31 empty] | #N/A |  | 1313 | ENISCKTA_8 | West
[31 empty] | #N/A |  | 1314 | ENNISCK_8 | West
[31 empty] | #N/A |  | 1315 | BRAND_8 | West
[31 empty] | #N/A |  | 1317 | COAHOMAN_8 | West
[31 empty] | #N/A |  | 1318 | CHINAGRV_8 | West
[31 empty] | #N/A |  | 1319 | CHINAGRV_9 | West
[31 empty] | #N/A |  | 1320 | BSP 1 | West
[31 empty] | #N/A |  | 1321 | CARBONSW_9 | West
[31 empty] | #N/A |  | 1322 | BIGSPRIG_8 | West
[31 empty] | #N/A |  | 1323 | BIGSPRIG_9 | West
[31 empty] | #N/A |  | 1324 | BIGSPGWE_8 | West
[31 empty] | #N/A |  | 1325 | AIRPARK_8 | West
[31 empty] | #N/A |  | 1326 | STANTONW_8 | West
[31 empty] | #N/A |  | 1327 | WILDHRSE_1G | West
[31 empty] | #N/A |  | 1328 | OCOTILLO_1G | West
[31 empty] | #N/A |  | 1329 | SPRABERY_8 | West
[31 empty] | #N/A |  | 1330 | SPRABERY_9 | West
[31 empty] | #N/A |  | 1331 | DRUMRIGT_8 | West
[31 empty] | #N/A |  | 1332 | COSDEN_8 | West
[31 empty] | #N/A |  | 1333 | MCDDONAL_8 | West
[31 empty] | #N/A |  | 1334 | CHNGOWNR_8 | West
[31 empty] | #N/A |  | 1335 | FORSANTA_8 | West
[31 empty] | #N/A |  | 1336 | FORSAN_8 | West
[31 empty] | #N/A |  | 1337 | CRMWDTAP_8 | West
[31 empty] | #N/A |  | 1338 | CRMWDSVN_8 | West
[31 empty] | #N/A |  | 1339 | ESKOTA_8 | West
[31 empty] | #N/A |  | 1340 | ESKOTA_9 | West
[31 empty] | #N/A |  | 1341 | SWTRDTAP_8 | West
[31 empty] | #N/A |  | 1342 | SWEETWTD_8 | West
[31 empty] | #N/A |  | 1343 | TRENTIPP_8 | West
[31 empty] | #N/A |  | 1345 | COAHOMA_9 | West
[31 empty] | #N/A |  | 1346 | IATHOWTA_9 | West
[31 empty] | #N/A |  | 1347 | IATNHOW_9 | West
[31 empty] | #N/A |  | 1348 | WSTBROOK_9 | West
[31 empty] | #N/A |  | 1349 | WESTXWIN_1G | West
[31 empty] | #N/A |  | 1350 | NWPWRG1_1G | West
[31 empty] | #N/A |  | 1351 | BSPGGULF_9 | West
[31 empty] | #N/A |  | 1352 | CHALK_9 | West
[31 empty] | #N/A |  | 1353 | NWPWRTAP_9 | West
[31 empty] | #N/A |  | 1354 | AEPWIND_8 | West
[31 empty] | #N/A |  | 1355 | ACKRLYVE_8 | West
[31 empty] | #N/A |  | 1356 | ACKRLYVE_9 | West
[31 empty] | #N/A |  | 1357 | BIGCRMWD_9 | West
[31 empty] | #N/A |  | 1358 | KNOTT_9 | West
[31 empty] | #N/A |  | 1359 | ACKCHEV_9 | West
[31 empty] | #N/A |  | 1360 | GUNSIGHT_8 | West
[31 empty] | #N/A |  | 1362 | ACKERLY_9 | West
[31 empty] | #N/A |  | 1363 | ACKRLNTC_9 | West
[31 empty] | #N/A |  | 1364 | SPARNBRG_9 | West
[31 empty] | #N/A |  | 1367 | IRA_9 | West
[31 empty] | #N/A |  | 1368 | SCURRY_9 | West
[31 empty] | #N/A |  | 1369 | LKTHOMAS_9 | West
[31 empty] | #N/A |  | 1370 | SANTAFE_9 | West
[31 empty] | #N/A |  | 1371 | MURRY_P8 | North
[31 empty] | #N/A |  | 1373 | COLBASIN_9 | West
[31 empty] | #N/A |  | 1374 | CHGRGULF_9 | West
[31 empty] | #N/A |  | 1375 | AMOCO_9 | West
[31 empty] | #N/A |  | 1376 | AMOCOTAP_9 | West
[31 empty] | #N/A |  | 1378 | COLOCITY_9 | West
[31 empty] | #N/A |  | 1379 | LORAINE_9 | West
[31 empty] | #N/A |  | 1380 | ROSCOE_9 | West
[31 empty] | #N/A |  | 1381 | SWEETWTR_9 | West
[31 empty] | #N/A |  | 1382 | USGYPSTA_9 | West
[31 empty] | #N/A |  | 1383 | USGYPTWO_9 | West
[31 empty] | #N/A |  | 1384 | USGYPONE_9 | West
[31 empty] | #N/A |  | 1385 | FLINTKOT_9 | West
[31 empty] | #N/A |  | 1386 | FLINTST_9 | West
[31 empty] | #N/A |  | 1387 | USGYPTAP_9 | West
[31 empty] | #N/A |  | 1389 | WELCHTAP_9 | West
[31 empty] | #N/A |  | 1390 | WELCH_9 | West
[31 empty] | #N/A |  | 1391 | DAWSON_9 | West
[31 empty] | #N/A |  | 1392 | OXYUSA_9 | West
[31 empty] | #N/A |  | 1394 | GTTYVTAP_8 | West
[31 empty] | #N/A |  | 1395 | GETTYVLM_8 | West
[31 empty] | #N/A |  | 1398 | RADIUMMT_8 | West
[31 empty] | #N/A |  | 1400 | TXCOCOGD_9 | West
[31 empty] | #N/A |  | 1401 | COGDELTA_9 | West
[31 empty] | #N/A |  | 1402 | COGDELL_9 | West
[31 empty] | #N/A |  | 1406 | OAKCREEK_9 | West
[31 empty] | #N/A |  | 1407 | LONESTAR_9 | West
[31 empty] | #N/A |  | 1409 | NOLANWTA_9 | West
[31 empty] | #N/A |  | 1410 | ENSCRKSS_8 | West
[31 empty] | #N/A |  | 1411 | ENSCRKSS_9 | West
[31 empty] | #N/A |  | 1412 | PLAINVTA_9 | West
[31 empty] | #N/A |  | 1416 | SWETWATR_1G | West
[31 empty] | #N/A |  | 1417 | SWETWATR_2G | West
[31 empty] | #N/A |  | 1418 | SWETWATR_3G | West
[31 empty] | #N/A |  | 1419 | SWETWATR_4G | West
[31 empty] | #N/A |  | 1420 | SWEETWTR_5 | West
[31 empty] | #N/A |  | 1421 | WILLOWCK_5 | North
[31 empty] | #N/A |  | 1422 | BOWMAN_5 | North
[31 empty] | #N/A |  | 1423 | BOWMAN_A8 | North
[31 empty] | #N/A |  | 1424 | BOWMAN_B8 | North
[31 empty] | #N/A |  | 1425 | FISHRDSS1_5 | North
[31 empty] | #N/A |  | 1426 | FISHRDSS1_8 | North
[31 empty] | #N/A |  | 1427 | FISHERRD_8 | North
[31 empty] | #N/A |  | 1429 | JACKSBRO_5 | North
[31 empty] | #N/A |  | 1430 | GRHAMSES1_5 | North
[31 empty] | #N/A |  | 1431 | GRHAMSES1_8 | North
[31 empty] | #N/A |  | 1432 | GRHAMSES_2G | North
[31 empty] | #N/A |  | 1433 | GRHAMSES_1G | North
[31 empty] | #N/A |  | 1434 | WCPWRCO_5 | North
[31 empty] | #N/A |  | 1435 | LONGCREK_5 | North
[31 empty] | #N/A |  | 1436 | PARKER_5 | North
[31 empty] | #N/A |  | 1437 | MESQUITW_1G | North
[31 empty] | #N/A |  | 1438 | MESQUITW_2G | North
[31 empty] | #N/A |  | 1439 | LONCREK2_5 | North
[31 empty] | #N/A |  | 1440 | COMCHESS1_5 | North
[31 empty] | #N/A |  | 1441 | COMCHESS1_8 | North
[31 empty] | #N/A |  | 1442 | COKFIELD_5 | North
[31 empty] | #N/A |  | 1446 | LKWICHIT1_8 | North
[31 empty] | #N/A |  | 1447 | LKWICHIT1_9 | North
[31 empty] | #N/A |  | 1448 | WCHTFLLS1_8 | North
[31 empty] | #N/A |  | 1449 | WCHTFLLS1_9 | North
[31 empty] | #N/A |  | 1450 | PLEASVAL1_8 | North
[31 empty] | #N/A |  | 1451 | PLEASVAL1_9 | North
[31 empty] | #N/A |  | 1452 | LANHAM_T9 | North
[31 empty] | #N/A |  | 1453 | WCPWRCO_1G | North
[31 empty] | #N/A |  | 1454 | WCPWRCO_2G | North
[31 empty] | #N/A |  | 1455 | WCPWRCO_3G | North
[31 empty] | #N/A |  | 1464 | WFALLS_S_8 | North
[31 empty] | #N/A |  | 1467 | NORTHSTR_8 | North
[31 empty] | #N/A |  | 1468 | LKAROWHD_8 | North
[31 empty] | #N/A |  | 1469 | SUNSETSW_8 | North
[31 empty] | #N/A |  | 1470 | NEWPRT_P8 | North
[31 empty] | #N/A |  | 1471 | CARTR_P8 | North
[31 empty] | #N/A |  | 1472 | NAVYKSS1_8 | North
[31 empty] | #N/A |  | 1473 | NAVYKSS1_9 | North
[31 empty] | #N/A |  | 1474 | SCOTLD_P8 | North
[31 empty] | #N/A |  | 1475 | WINDTHOR_8 | North
[31 empty] | #N/A |  | 1476 | MARKLY_8 | North
[31 empty] | #N/A |  | 1477 | RICESW_8 | North
[31 empty] | #N/A |  | 1478 | ARROWHD_P8 | North
[31 empty] | #N/A |  | 1479 | WFCOGEN_1G | North
[31 empty] | #N/A |  | 1480 | RATHGBER_8 | North
[31 empty] | #N/A |  | 1482 | WFCOGEN_2G | North
[31 empty] | #N/A |  | 1483 | CITYVIEW_8 | North
[31 empty] | #N/A |  | 1484 | PPG_8 | North
[31 empty] | #N/A |  | 1485 | CERAMIC_8 | North
[31 empty] | #N/A |  | 1486 | BOOMTOWN_8 | North
[31 empty] | #N/A |  | 1489 | SIKES_8 | North
[31 empty] | #N/A |  | 1492 | RIVERBND_8 | North
[31 empty] | #N/A |  | 1493 | ARTHURST_8 | North
[31 empty] | #N/A |  | 1494 | WFSTHOSP_8 | North
[31 empty] | #N/A |  | 1496 | CERTEED2_8 | North
[31 empty] | #N/A |  | 1497 | CERTEED1_8 | North
[31 empty] | #N/A |  | 1498 | WFCOGEN_8 | North
[31 empty] | #N/A |  | 1499 | PARKWAY2_8 | North
[31 empty] | #N/A |  | 1500 | PARKWAY1_8 | North
[31 empty] | #N/A |  | 1503 | WFALLS_N_9 | North
[31 empty] | #N/A |  | 1504 | WFLSNBYP_T9 | North
[31 empty] | #N/A |  | 1507 | SHPFIELD_T9 | North
[31 empty] | #N/A |  | 1508 | WFLLSBSN_T9 | North
[31 empty] | #N/A |  | 1509 | PETROLIA_P9 | North
[31 empty] | #N/A |  | 1511 | WFBASIN_9 | North
[31 empty] | #N/A |  | 1512 | DIAMNDSH_9 | North
[31 empty] | #N/A |  | 1514 | SHPFIELD1_9 | North
[31 empty] | #N/A |  | 1515 | SHPFIELD2_9 | North
[31 empty] | #N/A |  | 1516 | IOWAPARK_T9 | North
[31 empty] | #N/A |  | 1517 | BURKBURN_9 | North
[31 empty] | #N/A |  | 1518 | IOWAPARK_9 | North
[31 empty] | #N/A |  | 1519 | CRYOVAC_9 | North
[31 empty] | #N/A |  | 1520 | CRYOVAC_T9 | North
[31 empty] | #N/A |  | 1522 | NAVYKPOO_9 | North
[31 empty] | #N/A |  | 1525 | ARCHCITY_9 | North
[31 empty] | #N/A |  | 1526 | BLACKWEL_9 | North
[31 empty] | #N/A |  | 1527 | HOLLIDAY_9 | North
[31 empty] | #N/A |  | 1530 | BAYLR_9 | North
[31 empty] | #N/A |  | 1531 | SEYMRBAS_9 | North
[31 empty] | #N/A |  | 1532 | SEYMOUR_9 | North
[31 empty] | #N/A |  | 1533 | BOMARTON_9 | West
[31 empty] | #N/A |  | 1536 | KMA_T9 | North
[31 empty] | #N/A |  | 1537 | KMA_9 | North
[31 empty] | #N/A |  | 1538 | ELECTRA_9 | North
[31 empty] | #N/A |  | 1541 | ROBNTECH_9 | North
[31 empty] | #N/A |  | 1543 | HENRITAW_9 | North
[31 empty] | #N/A |  | 1544 | HENRIETA_9 | North
[31 empty] | #N/A |  | 1545 | RINGMAG_T9 | North
[31 empty] | #N/A |  | 1546 | RINGMAG_9 | North
[31 empty] | #N/A |  | 1547 | BELLEVUE_9 | North
[31 empty] | #N/A |  | 1548 | MONTAGUE_P9 | North
[31 empty] | #N/A |  | 1549 | BOWIESVC_9 | North
[31 empty] | #N/A |  | 1550 | BOWIE1_9 | North
[31 empty] | #N/A |  | 1552 | WZRDWLLS_P9 | North
[31 empty] | #N/A |  | 1553 | CHCOWEST_9 | North
[31 empty] | #N/A |  | 1554 | CHCOCSER_9 | North
[31 empty] | #N/A |  | 1555 | JACKAMCO_9 | North
[31 empty] | #N/A |  | 1556 | JACKSBOR_9 | North
[31 empty] | #N/A |  | 1557 | JACKSINC_T9 | North
[31 empty] | #N/A |  | 1558 | JACKSINC_9 | North
[31 empty] | #N/A |  | 1561 | ALVORD1_8 | North
[31 empty] | #N/A |  | 1562 | CHCOWEST_T8 | North
[31 empty] | #N/A |  | 1563 | CHCOWEST_8 | North
[31 empty] | #N/A |  | 1564 | CHCOGHLL1_8 | North
[31 empty] | #N/A |  | 1565 | BRDGPORT_8 | North
[31 empty] | #N/A |  | 1566 | DECATUR_8 | North
[31 empty] | #N/A |  | 1567 | DECATUR1_9 | North
[31 empty] | #N/A |  | 1568 | ALLISON_T | North
[31 empty] | #N/A |  | 1570 | RHOME_8 | North
[31 empty] | #N/A |  | 1571 | ORAN1_8 | North
[31 empty] | #N/A |  | 1572 | ORAN1_9 | North
[31 empty] | #N/A |  | 1575 | MINWLLSW1_8 | North
[31 empty] | #N/A |  | 1576 | PALOPNTO_T8 | North
[31 empty] | #N/A |  | 1577 | MINWLLS2_8 | North
[31 empty] | #N/A |  | 1579 | ALEDO1_9 | North
[31 empty] | #N/A |  | 1580 | MINWLLS1_8 | North
[31 empty] | #N/A |  | 1581 | GRAFORD_9 | North
[31 empty] | #N/A |  | 1582 | BENNETT_8 | North
[31 empty] | #N/A |  | 1583 | LIVEOAK1_9 | North
[31 empty] | #N/A |  | 1584 | MINWLLSE1_8 | North
[31 empty] | #N/A |  | 1585 | WTHFORDW1_9 | North
[31 empty] | #N/A |  | 1586 | WTHFORD_9 | North
[31 empty] | #N/A |  | 1587 | WTHFORDE_9 | North
[31 empty] | #N/A |  | 1588 | LGNVISTA_9 | North
[31 empty] | #N/A |  | 1589 | WTHFORDW1_8 | North
[31 empty] | #N/A |  | 1591 | SPRGTOWN_8 | North
[31 empty] | #N/A |  | 1592 | WTHFRDSS_8 | North
[31 empty] | #N/A |  | 1593 | BONHAM_P8 | North
[31 empty] | #N/A |  | 1595 | LIPAN_8 | North
[31 empty] | #N/A |  | 1596 | GRAHAMSW_8 | North
[31 empty] | #N/A |  | 1597 | GRAHAMSW_9 | North
[31 empty] | #N/A |  | 1598 | BALSORA_8 | North
[31 empty] | #N/A |  | 1599 | BARTON_8 | North
[31 empty] | #N/A |  | 1600 | BARTNWND_1G | North
[31 empty] | #N/A |  | 1601 | GRAHAME_8 | North
[31 empty] | #N/A |  | 1602 | GRAHAM_9 | North
[31 empty] | #N/A |  | 1603 | OLNEY_P9 | North
[31 empty] | #N/A |  | 1604 | ANARENE1_9 | North
[31 empty] | #N/A |  | 1607 | STH_BEND1_9 | North
[31 empty] | #N/A |  | 1608 | IVAN_9 | North
[31 empty] | #N/A |  | 1612 | BRECK_N_1_8 | North
[31 empty] | #N/A |  | 1613 | BRECK_T8 | North
[31 empty] | #N/A |  | 1614 | BRECK_8 | North
[31 empty] | #N/A |  | 1615 | BRECK_9 | North
[31 empty] | #N/A |  | 1616 | SUN_ECU_T8 | North
[31 empty] | #N/A |  | 1617 | SUN_ECU_8 | North
[31 empty] | #N/A |  | 1618 | CADDO_8 | North
[31 empty] | #N/A |  | 1619 | COLNYCRK_8 | North
[33 empty] | 1622 | EASTLAND_9 | North
x | [11 empty] | x | x | [9 empty] | x | x | x | x | x | x | x | x | x |  | 1623 | MORTNVAL_9 | North
[33 empty] | 1624 | LEONSW_8 | North
[33 empty] | 1625 | LEON2_9 | North
[33 empty] | 1626 | LEON5_9 | North
[33 empty] | 1627 | RANGULF_9 | North
[33 empty] | 1628 | RANGER_9 | North
[33 empty] | 1629 | OLDEN_P8 | North
[33 empty] | 1630 | GORMAN_9 | North
[33 empty] | 1631 | DELNMAG_T9 | North
[33 empty] | 1632 | DELNMAG_9 | North
[33 empty] | 1633 | DELEON_9 | North
[33 empty] | 1634 | CMYNHM_T9 | North
[33 empty] | 1635 | CMYNHM_9 | North
[33 empty] | 1636 | DUBLIN1_8 | North
[33 empty] | 1637 | DUBLIN1_9 | North
[33 empty] | 1638 | SLSTR1PP_8 | North
[33 empty] | 1640 | LINGLVLL_P8 | North
[33 empty] | 1641 | STPHNVIL_8 | North
[33 empty] | 1642 | FLATCRK_T8 | North
[33 empty] | 1643 | SLSTR1PP_1G | North
[33 empty] | 1644 | SELDON_P8 | North
[33 empty] | 1645 | JOHNSNVL_P8 | North
[33 empty] | 1646 | WALNUTSP1_8 | North
[33 empty] | 1647 | WALSPTNP1_9 | North
[33 empty] | 1649 | HASSE_P8 | North
[33 empty] | 1650 | COMANCHE_T8 | North
[33 empty] | 1651 | COMANCHE_8 | North
[33 empty] | 1654 | ZEPHYR_P8 | North
[33 empty] | 1655 | BRNWDSW_8 | North
[33 empty] | 1656 | BRNWD_S_8 | North
[33 empty] | 1661 | BRNWD1_8 | North
[33 empty] | 1662 | BRNWD1_9 | North
[33 empty] | 1665 | PROCTOR_9 | North
[33 empty] | 1666 | BLANKET_9 | North
[33 empty] | 1669 | LKBRNWD_T9 | North
[33 empty] | 1670 | LKBRNWD_9 | North
[33 empty] | 1671 | BANGS_9 | North
[33 empty] | 1675 | PEC_1G | North
[33 empty] | 1676 | PEC_2G | North
[33 empty] | 1677 | PEC_3G | North
[33 empty] | 1678 | LAMARPWR_1G | North
[33 empty] | 1679 | LAMARPWR_2G | North
[33 empty] | 1680 | LAMARPWR_3G | North
[33 empty] | 1681 | LAMARPWR_4G | North
[33 empty] | 1682 | LAMARPWR_5G | North
[33 empty] | 1683 | LAMARPWR_6G | North
[33 empty] | 1684 | LAMARPWR_5 | North
[33 empty] | 1685 | FARMVLSW_5 | North
[33 empty] | 1687 | VALLEY_1G | North
[33 empty] | 1688 | VALLEY_2G | North
[33 empty] | 1689 | VALLEY_3G | North
[33 empty] | 1690 | VALLYSES1_5 | North
[33 empty] | 1691 | VALLYSES1_8 | North
[33 empty] | 1692 | PARIS_SW1_5 | North
[33 empty] | 1693 | PARIS_SW1_8 | North
[33 empty] | 1694 | TENASKA_8 | North
[33 empty] | 1695 | MOSES_5 | North
[33 empty] | 1696 | MOSES1_T5 | North
[33 empty] | 1697 | SULSP_SS1_5 | North
[33 empty] | 1698 | SULSP_SS1_8 | North
[33 empty] | 1701 | MOSES_1G | North
[33 empty] | 1702 | MOSES_2G | North
[33 empty] | 1703 | MOSES_3G | North
[33 empty] | 1704 | SHER_L_M_8 | North
[33 empty] | 1706 | GAINVL_E_T8 | North
[33 empty] | 1707 | GAINVL_E_8 | North
[33 empty] | 1708 | GAINVLDX1_8 | North
[33 empty] | 1709 | GAINVLDX1_9 | North
[33 empty] | 1710 | GAINVL_N1_8 | North
[33 empty] | 1712 | MUENSTER_9 | North
[33 empty] | 1713 | MEMC_W_T8 | North
[33 empty] | 1714 | SHRM_TI_2_8 | North
[33 empty] | 1715 | MEMC_SW_3_8 | North
[33 empty] | 1716 | ST_JO_P9 | North
[33 empty] | 1717 | MEMC_SW_1_8 | North
[33 empty] | 1718 | GAINVL_E_T9 | North
[33 empty] | 1719 | GAINVL_T9 | North
[33 empty] | 1720 | GAINVLNS_T9 | North
[33 empty] | 1721 | GAINVLNS_9 | North
[33 empty] | 1722 | GAINVLCH_9 | North
[33 empty] | 1723 | LIBERTY_8 | North
[33 empty] | 1724 | WHTBORSE_8 | North
[33 empty] | 1725 | GORDVL_T9 | North
[33 empty] | 1726 | SADLER_9 | North
[33 empty] | 1727 | GORDVL_9 | North
[33 empty] | 1728 | WHTBOR_9 | North
[33 empty] | 1729 | VAL_STH_5 | North
[33 empty] | 1732 | SHER_NW_8 | North
[33 empty] | 1733 | PERRIN_T8 | North
[33 empty] | 1734 | FINK_T8 | North
[33 empty] | 1735 | FINK_8 | North
[33 empty] | 1736 | PERRIN1_8 | North
[33 empty] | 1737 | DENISN_W1_8 | North
[33 empty] | 1738 | WHTBORSE_P8 | North
[33 empty] | 1739 | DENISND_T8 | North
[33 empty] | 1740 | SHRM_TI_T8 | North
[33 empty] | 1741 | LKTEXOMA_8 | North
[33 empty] | 1742 | TEXOMA_T8 | North
[33 empty] | 1743 | DENISN_N_8 | North
[33 empty] | 1744 | WHTBORSET_8 | North
[33 empty] | 1745 | DENISN_8 | North
[33 empty] | 1746 | SHER_E_8 | North
[33 empty] | 1747 | CHERYMND_P8 | North
[33 empty] | 1748 | ELMONT_P8 | North
[33 empty] | 1749 | SHRM_TI_1_8 | North
[33 empty] | 1750 | SHER_S_8 | North
[33 empty] | 1751 | VAN_AL_E_8 | North
[33 empty] | 1752 | WHTMND_8 | North
[33 empty] | 1753 | MEMC_E_T8 | North
[33 empty] | 1754 | VAN_AL_8 | North
[33 empty] | 1755 | ECTOR_P8 | North
[33 empty] | 1757 | ALLA_HUB_P8 | North
[33 empty] | 1758 | PAYNE1_8 | North
[33 empty] | 1759 | PAYNE1_9 | North
[33 empty] | 1760 | BONHMSS1_8 | North
[33 empty] | 1761 | BONHMSS_9 | North
[33 empty] | 1762 | BONHMNW1_8 | North
[33 empty] | 1763 | PINKHIL_P8 | North
[33 empty] | 1764 | BELLS1_9 | North
[33 empty] | 1765 | ECTOR1_9 | North
[33 empty] | 1766 | EXPLR_PL1_8 | North
[33 empty] | 1767 | MM_P8 | North
[33 empty] | 1768 | DEPORT_P8 | North
[33 empty] | 1769 | PARIS_E_T8 | North
[33 empty] | 1770 | LAMAR_T8 | North
[33 empty] | 1771 | LAMARBM1_8 | North
[33 empty] | 1772 | LAMARBM1_9 | North
[33 empty] | 1773 | PARIS_E_8 | North
[33 empty] | 1774 | PARIS_N_8 | North
[33 empty] | 1776 | PARIS_KC_8 | North
[33 empty] | 1777 | PARIS_8 | North
[33 empty] | 1778 | PARIS_9 | North
[33 empty] | 1779 | LAMARCO_9 | North
[33 empty] | 1780 | RIVERCST_8 | North
[33 empty] | 1781 | RIVERCST_9 | North
[33 empty] | 1782 | SHERRY_P9 | North
[33 empty] | 1783 | RIVERCST_T9 | North
[33 empty] | 1784 | CLARKVL_9 | North
[33 empty] | 1785 | BAGWELL1_9 | North
[33 empty] | 1786 | RENO_T8 | North
[33 empty] | 1788 | BRKSTON1_9 | North
[33 empty] | 1789 | HONEY_GR_9 | North
[33 empty] | 1790 | WINDMSPA1_P9 | North
[33 empty] | 1791 | MOSESMIN_8 | North
[33 empty] | 1793 | TALCO_W_P8 | North
[33 empty] | 1794 | MOSES_T8 | North
[33 empty] | 1795 | MOSES1_8 | North
[33 empty] | 1796 | SULBLF1_8 | North
[33 empty] | 1797 | R0CKWELL_T8 | North
[33 empty] | 1798 | SULSP_E1_8 | North
[33 empty] | 1799 | ROCKWELL_8 | North
[33 empty] | 1800 | MRTNSPG1_8 | North
[33 empty] | 1803 | PARS_PMP_T9 | North
[33 empty] | 1805 | COOPER_9 | North
[33 empty] | 1806 | ENLOE_T9 | North
[33 empty] | 1808 | BONHAM_8 | North
[33 empty] | 1809 | WOLFECTY_8 | North
[33 empty] | 1810 | WOLFCTY_P8 | North
[33 empty] | 1812 | CUMBY_9 | North
[33 empty] | 1813 | CUMBY1_T9 | North
[33 empty] | 1814 | SULSPG_8 | North
[33 empty] | 1815 | CUMBY1_T8 | North
[33 empty] | 1816 | COMM_SW_8 | North
[33 empty] | 1817 | COMM_T8 | North
[33 empty] | 1819 | COMM_S1_8 | North
[33 empty] | 1820 | COMMERCE1_8 | North
[33 empty] | 1821 | COMMERCE1_9 | North
[33 empty] | 1822 | COOPERLK_T8 | North
[33 empty] | 1823 | COOPERLK_8 | North
[33 empty] | 1824 | NEYLNDVL1_9 | North
[33 empty] | 1826 | CADML_9 | North
[33 empty] | 1827 | CADMLX_T9 | North
[33 empty] | 1828 | CADMLX_9 | North
[33 empty] | 1829 | BURROW_T9 | North
[33 empty] | 1830 | ROYSEGIN_T8 | North
[33 empty] | 1833 | BRKSTN_T8 | North
[33 empty] | 1845 | ROANOKE3T5 | North
[33 empty] | 1847 | ROANOKE1T5 | North
[33 empty] | 1848 | ROANOKE2T_8 | North
[33 empty] | 1849 | ROANOKE2T5 | North
[33 empty] | 1850 | ROANOKE1_8 | North
[33 empty] | 1851 | ROANOKE1_5 | North
[33 empty] | 1852 | ROANOKE2_8 | North
[33 empty] | 1853 | ROANOKE2_5 | North
[33 empty] | 1854 | ROANOKE1T_8 | North
[33 empty] | 1855 | ALLIANCE1_5 | North
[33 empty] | 1856 | KELLER1T_8 | North
[33 empty] | 1857 | MCPHERSN_P8 | North
[33 empty] | 1858 | PEDANRD_P8 | North
[33 empty] | 1859 | EAGLEMNT1_5 | North
[33 empty] | 1860 | EAGLEMNT1_8 | North
[33 empty] | 1861 | EAGLEMNT_1G | North
[33 empty] | 1862 | EAGLEMNT_2G | North
[33 empty] | 1863 | EAGLEMNT_3G | North
[33 empty] | 1866 | ELIZCRK | North
[33 empty] | 1868 | WLFHMDPT_5 | North
[33 empty] | 1869 | BENBRK_A_T5 | North
[33 empty] | 1870 | BENBRK_B_T5 | North
[33 empty] | 1873 | BENBRK_5 | North
[33 empty] | 1874 | BENBRK_A_8 | North
[33 empty] | 1875 | BENBRK_B_8 | North
[33 empty] | 1876 | WLFHOLW_5 | North
[33 empty] | 1877 | WLFHOLW_1G | North
[33 empty] | 1878 | WLFHOLW_2G | North
[33 empty] | 1879 | WLFHOLW_3G | North
[33 empty] | 1880 | ROCKYCRK_5 | North
[33 empty] | 1881 | ROCKYCRK_8 | North
[33 empty] | 1882 | EVRMAN_W5 | North
[33 empty] | 1883 | EVRMAN_A8 | North
[33 empty] | 1884 | EVRMAN_B8 | North
[33 empty] | 1885 | EVRMNTIE1_5 | North
[33 empty] | 1886 | EVRMAN_E5 | North
[33 empty] | 1887 | EVRMNTIE2_5 | North
[33 empty] | 1888 | DECRDOVA_T5 | North
[33 empty] | 1889 | DECRDOVA_1G | North
[33 empty] | 1890 | DECRDOVA_5 | North
[33 empty] | 1891 | DECRDOVA_8 | North
[33 empty] | 1892 | DECRDOVA_2G | North
[33 empty] | 1893 | DECRDOVA_3G | North
[33 empty] | 1894 | DECRDOVA_4G | North
[33 empty] | 1895 | DECRDOVA_5G | North
[33 empty] | 1898 | COMCHEPK_1G | North
[33 empty] | 1899 | COMCHEPK_2G | North
[33 empty] | 1900 | COMCHPKW_5 | North
[33 empty] | 1902 | JHNSONSW_P5 | North
[33 empty] | 1904 | WEBB3_5 | North
[33 empty] | 1905 | GRIFFTH_P8 | North
[33 empty] | 1906 | VENUS_S5 | North
[33 empty] | 1907 | VENUS_N5 | North
[33 empty] | 1908 | VENUS3_8 | North
[33 empty] | 1909 | VENUS1_8 | North
[33 empty] | 1910 | VENUS2_8 | North
[33 empty] | 1911 | WEBB1_5 | North
[33 empty] | 1912 | MAYFLDN_T8 | North
[33 empty] | 1913 | MAYFLDN_8 | North
[33 empty] | 1914 | MAYFLDS_8 | North
[33 empty] | 1916 | LIGGETTA2_5 | North
[33 empty] | 1917 | SHRYTAP_T5 | North
[33 empty] | 1918 | SHRYAUTO1_5 | North
[33 empty] | 1919 | SHRY_A8 | North
[33 empty] | 1920 | SHRY_B8 | North
[33 empty] | 1921 | LIGGETTA1_5 | North
[33 empty] | 1922 | LIGGETT_N8 | North
[33 empty] | 1923 | LIGGETTA1_8 | North
[33 empty] | 1924 | LIGGETT_S8 | North
[33 empty] | 1925 | LIGGETTA2_8 | North
[33 empty] | 1926 | LIGGETT_1T5 | North
[33 empty] | 1927 | LIGGETT_2T5 | North
[33 empty] | 1928 | LIGGETT_3T5 | North
[33 empty] | 1929 | CENTURY1_5 | North
[33 empty] | 1930 | CENTURY3_5 | North
[33 empty] | 1931 | COURTLND1_5 | North
[33 empty] | 1932 | KENNDALE1_5 | North
[33 empty] | 1934 | SHRYAUTO2_5 | North
[33 empty] | 1935 | SYCMRCRK1_5 | North
[33 empty] | 1936 | MDLTHELP_5 | North
[33 empty] | 1937 | MDLTHELP_5G | North
[33 empty] | 1938 | MDLTHELP_6G | North
[33 empty] | 1939 | MDLTHELP_S5 | North
[33 empty] | 1940 | MDLTHELP_N5 | North
[33 empty] | 1941 | MDLTHELP_1G | North
[33 empty] | 1942 | MDLTHELP_2G | North
[33 empty] | 1943 | MDLTHELP_3G | North
[33 empty] | 1944 | MDLTHELP_4G | North
[33 empty] | 1945 | HANDLEY_1G | North
[33 empty] | 1946 | HANDLEY_2G | North
[33 empty] | 1947 | HANDLEY_3G | North
[33 empty] | 1948 | HANDLEY_4G | North
[33 empty] | 1949 | HANDLEY_5G | North
[33 empty] | 1950 | HANDLEYC_8 | North
[33 empty] | 1951 | HANDLEYD_8 | North
[33 empty] | 1952 | HANDLEY_9 | North
[33 empty] | 1955 | CALMONT1_8 | North
[33 empty] | 1956 | CALMONT1_9 | North
[33 empty] | 1957 | SAGINAW1_8 | North
[33 empty] | 1958 | SAGINAW1_9 | North
[33 empty] | 1961 | NMAIN1_8 | North
[33 empty] | 1962 | ALCON1_8 | North
[33 empty] | 1963 | ALCON2_8 | North
[33 empty] | 1964 | NMAIN1_9 | North
[33 empty] | 1967 | FRSTHILL_8 | North
[33 empty] | 1968 | FRSTHILL_9 | North
[33 empty] | 1970 | HIGHL_E_P8 | North
[33 empty] | 1972 | LEW_JNS_P8 | North
[33 empty] | 1983 | CORINTHS1_8 | North
[33 empty] | 1984 | ARGYLE1_8 | North
[33 empty] | 1985 | CORINTH1_8 | North
[33 empty] | 1986 | KRUM_T8 | North
[33 empty] | 1987 | KRUM_8 | North
[33 empty] | 1988 | VALVIEW_8 | North
[33 empty] | 1989 | KRUM_9 | North
[33 empty] | 1990 | KRUM_P8 | North
[33 empty] | 1993 | ARCO1_8 | North
[33 empty] | 1994 | KRUGRVL1_8 | North
[33 empty] | 1996 | ATMEL1_T8 | North
[33 empty] | 1997 | ATMEL2_T8 | North
[33 empty] | 1998 | ATMEL1_8 | North
[33 empty] | 1999 | ATMEL2_8 | North
[33 empty] | 2001 | IRVNORTH_8 | North
[33 empty] | 2002 | IRVBELT1_T8 | North
[33 empty] | 2003 | IRVBELT1_8 | North
[33 empty] | 2004 | IRVBELT2_8 | North
[33 empty] | 2006 | IRVVALVW_8 | North
[33 empty] | 2008 | DFW_SE_8 | North
[33 empty] | 2009 | DFW_SW_8 | North
[33 empty] | 2010 | TRIGAS1_T8 | North
[33 empty] | 2011 | TRIGAS_8 | North
[33 empty] | 2014 | COPPELTP_T8 | North
[33 empty] | 2015 | COPPELL_8 | North
[33 empty] | 2016 | EULESS_8 | North
[33 empty] | 2017 | COPELL_S_8 | North
[33 empty] | 2018 | WROANOKE1_8 | North
[33 empty] | 2019 | KIMBALL1_8 | North
[33 empty] | 2020 | STHLAKE1_8 | North
[33 empty] | 2021 | GV_BALL1_8 | North
[33 empty] | 2022 | DFW_NW_8 | North
[33 empty] | 2023 | KIMBALL2_8 | North
[33 empty] | 2024 | MCKAMYRD_8 | North
[33 empty] | 2025 | MCKAMY_T8 | North
[33 empty] | 2026 | CLYVIL1_T8 | North
[33 empty] | 2027 | BEARCK1_8 | North
[33 empty] | 2028 | CLYVIL2_T8 | North
[33 empty] | 2029 | CHRYGRV_P8 | North
[33 empty] | 2030 | FLWRMND_P8 | North
[33 empty] | 2031 | FLWRMNDS1_8 | North
[33 empty] | 2033 | KLR_MAG1_T8 | North
[33 empty] | 2034 | KLR_MAG2_T8 | North
[33 empty] | 2035 | BEARCK3_8 | North
[33 empty] | 2036 | KELLER2_T8 | North
[33 empty] | 2037 | WPKELLR1_8 | North
[33 empty] | 2038 | WPKELLR2_8 | North
[33 empty] | 2039 | MEADPRK1_8 | North
[33 empty] | 2040 | MEADPRK2_8 | North
[33 empty] | 2041 | SMITHFD1_8 | North
[33 empty] | 2042 | SMITHFD2_8 | North
[33 empty] | 2043 | WATAGAN_T8 | North
[33 empty] | 2044 | WATAGAS_T8 | North
[33 empty] | 2045 | WATAGA1_8 | North
[33 empty] | 2046 | WATAGA2_8 | North
[33 empty] | 2047 | HALTOM1_8 | North
[33 empty] | 2048 | GEMINI2_8 | North
[33 empty] | 2049 | GEMINI1_8 | North
[33 empty] | 2050 | BEDFORD1_8 | North
[33 empty] | 2051 | BD_WDSN1_T8 | North
[33 empty] | 2052 | BD_WDSN2_T8 | North
[33 empty] | 2053 | IRVBELT2_T8 | North
[33 empty] | 2054 | IRVING1_8 | North
[33 empty] | 2055 | IRVGRNT1_8 | North
[33 empty] | 2062 | AZLE1_8 | North
[33 empty] | 2065 | EMCS1_8 | North
[33 empty] | 2066 | ROSEN1_T8 | North
[33 empty] | 2067 | ROSEN2_T8 | North
[33 empty] | 2068 | ROSEN1_8 | North
[33 empty] | 2069 | ROSEN2_8 | North
[33 empty] | 2070 | BLUEMD2_8 | North
[33 empty] | 2071 | BLUEMD1_8 | North
[33 empty] | 2075 | WAGROBT1_8 | North
[33 empty] | 2077 | FOSLCRK1_8 | North
[33 empty] | 2085 | SANSOM1_8 | North
[33 empty] | 2086 | SANSOM2_8 | North
[33 empty] | 2087 | WHILL1_8 | North
[33 empty] | 2088 | WHILL2_8 | North
[33 empty] | 2089 | WHTSTLMNT_9 | North
[33 empty] | 2090 | HERTG_D | North
[33 empty] | 2091 | HERTG3_8 | North
[33 empty] | 2092 | HERTG2_8 | North
[33 empty] | 2093 | HERTG1_9 | North
[33 empty] | 2094 | GEN_DYN1_9 | North
[33 empty] | 2098 | HALTOM2_8 | North
[33 empty] | 2099 | RICHLN1_8 | North
[33 empty] | 2100 | RICHLN2_8 | North
[33 empty] | 2101 | SPRNGDL1_8 | North
[33 empty] | 2102 | SPRNGDL2_8 | North
[33 empty] | 2103 | RANDL_W_T8 | North
[33 empty] | 2104 | RANDL_E_T8 | North
[33 empty] | 2105 | RANDL1_8 | North
[33 empty] | 2106 | RANDL2_8 | North
[33 empty] | 2109 | WHITE1_T8 | North
[33 empty] | 2110 | WHITE2_T8 | North
[33 empty] | 2111 | WHITE1_8 | North
[33 empty] | 2112 | WHITE2_8 | North
[33 empty] | 2113 | TRINITY1_8 | North
[33 empty] | 2114 | TRINITY3_8 | North
[33 empty] | 2115 | HURSTN_8 | North
[33 empty] | 2116 | HURSTS_8 | North
[33 empty] | 2117 | DAVIS_T8 | North
[33 empty] | 2121 | EULESS_S_8 | North
[33 empty] | 2123 | PIPELIN1_8 | North
[33 empty] | 2124 | INT_AIR1_8 | North
[33 empty] | 2125 | INT_AIR2_8 | North
[33 empty] | 2128 | WATSON1_8 | North
[33 empty] | 2133 | BRKHLW1_T8 | North
[33 empty] | 2134 | BRKHLW2_T8 | North
[33 empty] | 2135 | BRKHLW1_8 | North
[33 empty] | 2136 | BRKHLW2_8 | North
[33 empty] | 2137 | GRT_SW1_8 | North
[33 empty] | 2138 | GRT_SW2_8 | North
[33 empty] | 2139 | GEN_MOT1_8 | North
[33 empty] | 2140 | GEN_MOT2_8 | North
[33 empty] | 2141 | EXECPKWY1_8 | North
[33 empty] | 2142 | EXECPKWY2_8 | North
[33 empty] | 2146 | AM_MFG_T8 | North
[33 empty] | 2147 | AM_MFG1_8 | North
[33 empty] | 2148 | SPRNGDL_T8 | North
[33 empty] | 2150 | CURRIE1_8 | North
[33 empty] | 2151 | BLACKSTN1_8 | North
[33 empty] | 2152 | CARSWELL1_8 | North
[33 empty] | 2157 | DENTN_AV1_9 | North
[33 empty] | 2158 | DUVAL1_9 | North
[33 empty] | 2159 | BRYN_AV_T9 | North
[33 empty] | 2160 | BRYN_AV_9 | North
[33 empty] | 2161 | MCDONUGH_9 | North
[33 empty] | 2164 | HEMPHILL1_8 | North
[33 empty] | 2166 | EPDC_D | North
[33 empty] | 2167 | AYERS1_8 | North
[33 empty] | 2168 | EPDC_ADMS_8 | North
[33 empty] | 2169 | EPDC_STH_8 | North
[33 empty] | 2170 | EPDC_FRNK_8 | North
[33 empty] | 2172 | MISLTOE1_8 | North
[33 empty] | 2173 | MISLTOE3_8 | North
[33 empty] | 2174 | HORNE1_8 | North
[33 empty] | 2175 | HORNE2_8 | North
[33 empty] | 2176 | FARON1_8 | North
[33 empty] | 2177 | FARON2_8 | North
[33 empty] | 2178 | EPDC1_8 | North
[33 empty] | 2179 | EPDC2_8 | North
[33 empty] | 2180 | EPDC3_8 | North
[33 empty] | 2182 | BRYTIRV1_8 | North
[33 empty] | 2183 | BRYTIRV2_8 | North
[33 empty] | 2184 | WDGWD_N_8 | North
[33 empty] | 2185 | WDGWD_S_8 | North
[33 empty] | 2186 | WDGWD1_8 | North
[33 empty] | 2187 | WDGWD2_8 | North
[33 empty] | 2188 | PAFFRD1_8 | North
[33 empty] | 2189 | PAFFRD2_8 | North
[33 empty] | 2190 | EDGECLF1_8 | North
[33 empty] | 2191 | EDGECLF2_8 | North
[33 empty] | 2192 | ROGERS1_8 | North
[33 empty] | 2193 | ROGERS2_8 | North
[33 empty] | 2194 | ALCON1_T8 | North
[33 empty] | 2195 | ALCON2_T8 | North
[33 empty] | 2196 | PRIMRSE1_8 | North
[33 empty] | 2197 | PRIMRSE3_8 | North
[33 empty] | 2204 | CRESSON1_9 | North
[33 empty] | 2205 | CROWLEY1_9 | North
[33 empty] | 2208 | MANSFLD_8 | North
[33 empty] | 2209 | BURLESON_8 | North
[33 empty] | 2210 | JOSHUA_8 | North
[33 empty] | 2211 | ROLLHL1_T8 | North
[33 empty] | 2212 | ROLLHL2_T8 | North
[33 empty] | 2213 | TX_STEEL1_8 | North
[33 empty] | 2214 | ROLLHL1_8 | North
[33 empty] | 2215 | ROLLHL2_8 | North
[33 empty] | 2216 | TRWDRLHL1_8 | North
[33 empty] | 2219 | BWN_TAT_T8 | North
[33 empty] | 2220 | TATE_W_T8 | North
[33 empty] | 2221 | TATE_E_T8 | North
[33 empty] | 2222 | TATESPG1_8 | North
[33 empty] | 2223 | TATESPG3_8 | North
[33 empty] | 2224 | OAKHILL1_T8 | North
[33 empty] | 2225 | OAKHILL2_T8 | North
[33 empty] | 2226 | OAKHILL1_8 | North
[33 empty] | 2227 | OAKHILL2_8 | North
[33 empty] | 2232 | BOWEN2_T8 | North
[33 empty] | 2233 | BOWEN2_8 | North
[33 empty] | 2234 | VILGCRK1_8 | North
[33 empty] | 2239 | DAVIS1_8 | North
[33 empty] | 2240 | DAVIS2_8 | North
[33 empty] | 2241 | ENNS_W_8 | North
[33 empty] | 2243 | EULTRIN1_8 | North
[33 empty] | 2244 | EULTRIN2_8 | North
[33 empty] | 2245 | LAKEWD1_8 | North
[33 empty] | 2246 | LAKEWD2_8 | North
[33 empty] | 2247 | PANTEGO1_8 | North
[33 empty] | 2248 | BOWEN1_8 | North
[33 empty] | 2250 | BOWEN1_T8 | North
[33 empty] | 2251 | ARLGTON1_8 | North
[33 empty] | 2252 | ARLGTON2_8 | North
[33 empty] | 2257 | PARKROW1_8 | North
[33 empty] | 2258 | PARKROW2_8 | North
[33 empty] | 2259 | LTV1_8 | North
[33 empty] | 2260 | POLY_AM1_8 | North
[33 empty] | 2262 | GRANDPR1_8 | North
[33 empty] | 2265 | GP_WEST1_8 | North
[33 empty] | 2270 | SHDYGRV1_8 | North
[33 empty] | 2271 | IRVHUNT1_T8 | North
[33 empty] | 2272 | BIG3_GP_8 | North
[33 empty] | 2273 | IRVHUNT1_8 | North
[33 empty] | 2274 | DALWRTH1_8 | North
[33 empty] | 2275 | BIG3_GP_T8 | North
[33 empty] | 2276 | IRVHUNT2_8 | North
[33 empty] | 2277 | DCRDVA_DM_8 | North
[33 empty] | 2278 | CMPKSTUP_8 | North
[33 empty] | 2279 | CLEBRNSW_8 | North
[33 empty] | 2280 | CLEBRN_N_8 | North
[33 empty] | 2281 | GODLEY_8 | North
[33 empty] | 2283 | AIRLIQD_P8 | North
[33 empty] | 2290 | CLEBRN_8 | North
[33 empty] | 2291 | CLEBRN_W_8 | North
[33 empty] | 2294 | KEENE_8 | North
[33 empty] | 2297 | ALVARADO1_8 | North
[33 empty] | 2298 | ALVARADO1_9 | North
[33 empty] | 2300 | CHAPSTL_T8 | North
[33 empty] | 2301 | CHAPSTLF1_8 | North
[33 empty] | 2302 | CHAPSTLF2_8 | North
[33 empty] | 2304 | CHAPSTLML_8 | North
[33 empty] | 2305 | AIRPRD_T8 | North
[33 empty] | 2306 | AIRPRD1_8 | North
[33 empty] | 2307 | MDLTHTXI1_8 | North
[33 empty] | 2308 | MDLTH_S_8 | North
[33 empty] | 2309 | WAX_NW_8 | North
[33 empty] | 2310 | MDLTHTXI2_8 | North
[33 empty] | 2311 | MDLTH_N_T8 | North
[33 empty] | 2312 | TRAILWD_8 | North
[33 empty] | 2313 | MDLTH_N_8 | North
[33 empty] | 2314 | MDLTHBOX_8 | North
[33 empty] | 2315 | WAX_PMP2_8 | North
[33 empty] | 2316 | MG_IND_T8 | North
[33 empty] | 2317 | STERRETT1_8 | North
[33 empty] | 2318 | STERRETT1_9 | North
[33 empty] | 2319 | WAX_PMP1_8 | North
[33 empty] | 2320 | WAX_N_8 | North
[33 empty] | 2321 | WAX_8 | North
[33 empty] | 2322 | BARDWELL_9 | North
[33 empty] | 2323 | MG_IND_8 | North
[33 empty] | 2324 | ENNS_S_8 | North
[33 empty] | 2325 | ENNS_8 | North
[33 empty] | 2326 | ENNS_SE_8 | North
[33 empty] | 2327 | TRUMBULL_P8 | North
[33 empty] | 2328 | RED_OAK1_8 | North
[33 empty] | 2329 | ENNSSW_8 | North
[33 empty] | 2330 | CRISP1_8 | North
[33 empty] | 2331 | ENNS_PMP_T8 | North
[33 empty] | 2332 | TELICO_P8 | North
[33 empty] | 2335 | WAX_9 | North
[33 empty] | 2336 | FORESTON_9 | North
[33 empty] | 2337 | ITALY_9 | North
[33 empty] | 2338 | MILFRDEXN_T9 | North
[33 empty] | 2339 | MILFRDEXN_9 | North
[33 empty] | 2340 | MELSSA_P8 | North
[33 empty] | 2342 | FERRISSW_9 | North
[33 empty] | 2343 | WAX_OCF_9 | North
[33 empty] | 2344 | PALMER_9 | North
[33 empty] | 2345 | ENNS_9 | North
[33 empty] | 2347 | RICETPL_9 | North
[33 empty] | 2348 | RICE_REA | North
[33 empty] | 2349 | ROCKHILL1_8 | North
[33 empty] | 2350 | CELINASE1_8 | North
[33 empty] | 2351 | INDIA1_9 | North
[33 empty] | 2352 | RNRTPL_W8 | North
[33 empty] | 2353 | RNRTPL_E8 | North
[33 empty] | 2354 | RNRTPL1_8 | North
[33 empty] | 2355 | RNRTPL1_5 | North
[33 empty] | 2356 | RNRDPL_N8 | North
[33 empty] | 2357 | RNRDPL_S8 | North
[33 empty] | 2358 | RNRDPL_1T8 | North
[33 empty] | 2359 | RNRDPL1_5 | North
[33 empty] | 2360 | CRLTN_NW1_8 | North
[33 empty] | 2361 | CRLTN_NW1_5 | North
[33 empty] | 2362 | CRLTN_NW_E8 | North
[33 empty] | 2363 | CRLTN_NW_W8 | North
[33 empty] | 2364 | COLLIN1_8 | North
[33 empty] | 2365 | COLLIN2_8 | North
[33 empty] | 2366 | WILSNCRK_P8 | North
[33 empty] | 2367 | NTHLK_1T8 | North
[33 empty] | 2368 | ROLATER2_8 | North
[33 empty] | 2369 | ROLATER1_8 | North
[33 empty] | 2370 | COLLINSS1_8 | North
[33 empty] | 2371 | COLLIN_1G | North
[33 empty] | 2372 | COLLINSS1_5 | North
[33 empty] | 2373 | ANNASW_5 | North
[33 empty] | 2374 | ANNASW_8 | North
[33 empty] | 2376 | HEBRN_P8 | North
[33 empty] | 2377 | AUSRNCH2_8 | North
[33 empty] | 2378 | AUSRNCH1_8 | North
[33 empty] | 2381 | NTHLK1_G | North
[33 empty] | 2382 | NTHLK2_G | North
[33 empty] | 2383 | NTHLK3_G | North
[33 empty] | 2385 | NTHLK_S8 | North
[33 empty] | 2386 | NTHLK_N8 | North
[33 empty] | 2387 | HACKBRY1_5 | North
[33 empty] | 2388 | HACKBRY1_8 | North
[33 empty] | 2389 | IRV_VR1_5 | North
[33 empty] | 2390 | IRV_VR1_8 | North
[33 empty] | 2393 | IRV_VR2_8 | North
[33 empty] | 2394 | IRVLBJ_W8 | North
[33 empty] | 2395 | IRVLBJ_E8 | North
[33 empty] | 2398 | WLEVEE1_5 | North
[33 empty] | 2399 | WLEVEE_E8 | North
[33 empty] | 2400 | WLEVEE_W8 | North
[33 empty] | 2401 | LKHB_W8 | North
[33 empty] | 2402 | LKHB_E8 | North
[33 empty] | 2403 | LKHB_1T8 | North
[33 empty] | 2404 | NORWD_1T8 | North
[33 empty] | 2405 | NORWDPL_W8 | North
[33 empty] | 2406 | NORWD1_5 | North
[33 empty] | 2407 | NORWDPL_E8 | North
[33 empty] | 2408 | NORWD1_8 | North
[33 empty] | 2409 | NORWD2_8 | North
[33 empty] | 2410 | NORWD_1T5 | North
[33 empty] | 2411 | MTCK_W8 | North
[33 empty] | 2412 | MTCK_E8 | North
[33 empty] | 2413 | MTCK6_G | North
[33 empty] | 2414 | MTCK7_G | North
[33 empty] | 2415 | MTCK_1T8 | North
[33 empty] | 2416 | MTCK1_9 | North
[33 empty] | 2417 | MTCK8_G | North
[33 empty] | 2418 | MTCK2_G | North
[33 empty] | 2419 | MTCK3_G | North
[33 empty] | 2420 | CHILSW1_5 | North
[33 empty] | 2421 | CHILSW_S8 | North
[33 empty] | 2422 | CHILSW_N8 | North
[33 empty] | 2423 | NORWD_2T8 | North
[33 empty] | 2424 | DESSW1_8 | North
[33 empty] | 2425 | DESPKV1_8 | North
[33 empty] | 2426 | GLNHGHTS_P8 | North
[33 empty] | 2427 | WATMLL_W5 | North
[33 empty] | 2428 | WATMLL_E5 | North
[33 empty] | 2429 | WATMLL_E8 | North
[33 empty] | 2430 | WATMLL_W8 | North
[33 empty] | 2431 | DESSW1_5 | North
[33 empty] | 2432 | TRICRN1_5 | North
[33 empty] | 2433 | SGVLSW1_5 | North
[33 empty] | 2434 | SGVLSW1_8 | North
[33 empty] | 2435 | WATMLL_1T5 | North
[33 empty] | 2437 | FRNY1_5 | North
[33 empty] | 2438 | FRNY1_8 | North
[33 empty] | 2439 | CNVLSW_W8 | North
[33 empty] | 2440 | PARKD_1T8 | North
[33 empty] | 2441 | PRCKSW1_8 | North
[33 empty] | 2442 | PARKDB1_8 | North
[33 empty] | 2445 | PARKDB2_8 | North
[33 empty] | 2450 | CNVLSW_E8 | North
[33 empty] | 2451 | LKHB1_G | North
[33 empty] | 2452 | LKHB2_G | North
[33 empty] | 2453 | CNVLSW1_5 | North
[33 empty] | 2456 | KRKPK_E8 | North
[33 empty] | 2457 | KRKPK_W8 | North
[33 empty] | 2458 | KRKPK_1T8 | North
[33 empty] | 2459 | KRKPK_2T8 | North
[33 empty] | 2460 | ROYSE3_8 | North
[33 empty] | 2461 | ROYSE_N5 | North
[33 empty] | 2462 | ROYSE2_8 | North
[33 empty] | 2463 | ROYSE2_9 | North
[33 empty] | 2471 | ROYSE_A8 | North
[33 empty] | 2472 | ROYSE_B8 | North
[33 empty] | 2473 | ROYSE1_8 | North
[33 empty] | 2474 | ROYSE1_T5 | North
[33 empty] | 2478 | ROYSE_S5 | North
[33 empty] | 2479 | WLEVEE_1T8 | North
[33 empty] | 2480 | WLEVEE_2T8 | North
[33 empty] | 2481 | ELEVEE_W8 | North
[33 empty] | 2482 | ELEVEE_E8 | North
[33 empty] | 2483 | ROYSE3_5 | North
[33 empty] | 2486 | CCRST_9 | North
[33 empty] | 2487 | DENDR_E8 | North
[33 empty] | 2488 | DENDR_W8 | North
[33 empty] | 2489 | DENDR1_9 | North
[33 empty] | 2490 | DENDR2_9 | North
[33 empty] | 2491 | FSHCRK1_8 | North
[33 empty] | 2492 | FSHCRK1_9 | North
[33 empty] | 2493 | CCRST_W8 | North
[33 empty] | 2494 | CCRST_E8 | North
[33 empty] | 2495 | CCRST_1T8 | North
[33 empty] | 2509 | ALLENSW_W8 | North
[33 empty] | 2510 | ALLENSW_E8 | North
[33 empty] | 2511 | ALLENSW1_8 | North
[33 empty] | 2512 | ALLENSW2_8 | North
[33 empty] | 2513 | ALLENSW1_5 | North
[33 empty] | 2514 | ALLENSW2_5 | North
[33 empty] | 2515 | LEBNON_P8 | North
[33 empty] | 2516 | MCDERMT_8 | North
[33 empty] | 2517 | BRIDGES_P8 | North
[33 empty] | 2518 | COLONY_8 | North
[33 empty] | 2519 | CRLTNFRK1_8 | North
[33 empty] | 2520 | ANNAGCEC_T8 | North
[33 empty] | 2521 | PL_COIT2_8 | North
[33 empty] | 2522 | PL_TENNY_5 | North
[33 empty] | 2523 | PL_TENNY_8 | North
[33 empty] | 2524 | PL_COIT1_8 | North
[33 empty] | 2525 | PL_CUSTR1_8 | North
[33 empty] | 2526 | PL_CUSTR2_8 | North
[33 empty] | 2527 | STONEYPT_P8 | North
[33 empty] | 2528 | ANNASW_T8 | North
[33 empty] | 2529 | MCKNY1_8 | North
[33 empty] | 2530 | MCKNY_SW1_8 | North
[33 empty] | 2531 | ALLEN1_8 | North
[33 empty] | 2532 | MCKNY_TI_8 | North
[33 empty] | 2533 | ALLEN_N1_8 | North
[33 empty] | 2534 | CRGRNCH1_8 | North
[33 empty] | 2535 | CRLTNUF1_8 | North
[33 empty] | 2536 | CRLTNUF2_8 | North
[33 empty] | 2537 | CRLTN1_8 | North
[33 empty] | 2538 | MONETY1_8 | North
[33 empty] | 2539 | MONETY2_8 | North
[33 empty] | 2540 | CROWN1_8 | North
[33 empty] | 2541 | CROWN2_8 | North
[33 empty] | 2542 | HENSTL1T_8 | North
[33 empty] | 2543 | HENSTL1_8 | North
[33 empty] | 2544 | CHAMBVLE_P8 | North
[33 empty] | 2546 | MCKNY2_8 | North
[33 empty] | 2547 | MCKNY_SW2_8 | North
[33 empty] | 2548 | ALLEN_N2_8 | North
[33 empty] | 2549 | ALLEN2_8 | North
[33 empty] | 2550 | LASCOL1_8 | North
[33 empty] | 2551 | LASCOL2_8 | North
[33 empty] | 2552 | IRVNE1_8 | North
[33 empty] | 2553 | MCKNYWHT_8 | North
[33 empty] | 2555 | CRLTNJSY_8 | North
[33 empty] | 2556 | CRGRNCH2_8 | North
[33 empty] | 2558 | CRLTNTAR1_8 | North
[33 empty] | 2559 | CRLTNTAR2_8 | North
[33 empty] | 2560 | MCKNY_TI_T8 | North
[33 empty] | 2561 | MCKNYWHT_T8 | North
[33 empty] | 2562 | CRLTNRMD1_8 | North
[33 empty] | 2564 | N_PARK4_8 | North
[33 empty] | 2565 | N_PARK3_8 | North
[33 empty] | 2566 | CUSTER1_P8 | North
[33 empty] | 2567 | CUSTER2_P8 | North
[33 empty] | 2568 | PL_COMM1_8 | North
[33 empty] | 2569 | ADSN1_8 | North
[33 empty] | 2570 | PL_COMM2_8 | North
[33 empty] | 2571 | CRLTNCC1_8 | North
[33 empty] | 2576 | ADSN1T_8 | North
[33 empty] | 2577 | ADSN2T_8 | North
[33 empty] | 2578 | CRLTNE_8 | North
[33 empty] | 2580 | ELMFKN1_8 | North
[33 empty] | 2581 | ELMFKN2_8 | North
[33 empty] | 2582 | FBGILS1_8 | North
[33 empty] | 2583 | FB1_8 | North
[33 empty] | 2586 | ELMFK1T_8 | North
[33 empty] | 2587 | ELMFK2T_8 | North
[33 empty] | 2588 | ELMFK1_8 | North
[33 empty] | 2589 | ELMFK2_8 | North
[33 empty] | 2590 | NLKPMP1T_8 | North
[33 empty] | 2591 | NLKPMP1_8 | North
[33 empty] | 2595 | AIRLIQD1T_8 | North
[33 empty] | 2596 | ALPHA1_8 | North
[33 empty] | 2597 | ALPHA2_8 | North
[33 empty] | 2606 | AIRLIQD1_8 | North
[33 empty] | 2607 | WALNT1T_8 | North
[33 empty] | 2608 | WALNT1_8 | North
[33 empty] | 2609 | WALNT2T_8 | North
[33 empty] | 2610 | WALNT2_8 | North
[33 empty] | 2611 | KNLTR2T_8 | North
[33 empty] | 2612 | KNLTR1T_8 | North
[33 empty] | 2613 | KNLTR2_8 | North
[33 empty] | 2614 | KNLTR1_8 | North
[33 empty] | 2615 | PSTNTH1_8 | North
[33 empty] | 2616 | PSTNTH2_8 | North
[33 empty] | 2617 | MDWCK1_8 | North
[33 empty] | 2618 | MDWCK2_8 | North
[33 empty] | 2623 | FRNKFD1_8 | North
[33 empty] | 2624 | FRNKFD2_8 | North
[33 empty] | 2627 | BLTLIN1_8 | North
[33 empty] | 2628 | BLTLIN2_8 | North
[33 empty] | 2633 | TIDPL1_8 | North
[33 empty] | 2634 | TIDPL2_8 | North
[33 empty] | 2636 | SCHDRD1_8 | North
[33 empty] | 2637 | SCHDRD2_8 | North
[33 empty] | 2638 | COIT2_8 | North
[33 empty] | 2639 | COIT1_8 | North
[33 empty] | 2640 | JUDD1T_8 | North
[33 empty] | 2642 | JUDD1_8 | North
[33 empty] | 2647 | CENEXP1_8 | North
[33 empty] | 2648 | CENEXP2_8 | North
[33 empty] | 2651 | BANDRA1T_8 | North
[33 empty] | 2652 | BANDRA2T_8 | North
[33 empty] | 2653 | BANDRA1_8 | North
[33 empty] | 2654 | BANDRA2_8 | North
[33 empty] | 2657 | NTHHVN_W8 | North
[33 empty] | 2658 | NTHHVN_E8 | North
[33 empty] | 2659 | NTHHVN_1T8 | North
[33 empty] | 2660 | WELCH1_8 | North
[33 empty] | 2661 | WELCH2_8 | North
[33 empty] | 2662 | MARSH1_8 | North
[33 empty] | 2663 | MARSH2_8 | North
[33 empty] | 2664 | SPRNGCRK2_P8 | North
[33 empty] | 2668 | SPRNGCRK1_P8 | North
[33 empty] | 2671 | PL_ARCO_8 | North
[33 empty] | 2673 | PL_WEST_8 | North
[33 empty] | 2674 | PL_8 | North
[33 empty] | 2675 | W_PL_TI2_8 | North
[33 empty] | 2676 | W_PL_TI1_8 | North
[33 empty] | 2677 | PL_ALMA_8 | North
[33 empty] | 2678 | PL_PARKR_8 | North
[33 empty] | 2679 | W_PL_TI1_T8 | North
[33 empty] | 2680 | W_PL_TI2_T8 | North
[33 empty] | 2683 | RICH1_8 | North
[33 empty] | 2684 | RICH_SV_8 | North
[33 empty] | 2685 | RICHCLLN_T8 | North
[33 empty] | 2686 | RICHCLLN1_8 | North
[33 empty] | 2687 | PL_JUPTR1_8 | North
[33 empty] | 2688 | ROMJUARZ_P8 | North
[33 empty] | 2689 | RICH_SC_8 | North
[33 empty] | 2690 | RICH_E_8 | North
[33 empty] | 2691 | PL_SHILO_8 | North
[33 empty] | 2692 | LAVNPMP2_8 | North
[33 empty] | 2693 | WYLIE_P8 | North
[33 empty] | 2694 | LAVON1_8 | North
[33 empty] | 2695 | LAVNPMP1_8 | North
[33 empty] | 2696 | MURPHY1_8 | North
[33 empty] | 2697 | NW_WYLIE_P8 | North
[33 empty] | 2698 | RICH_WH_8 | North
[33 empty] | 2699 | FORSTV1_8 | North
[33 empty] | 2700 | GARLW1_8 | North
[33 empty] | 2701 | GARL1_8 | North
[33 empty] | 2702 | RCKWL_8 | North
[33 empty] | 2705 | GDELMGRV1_8 | North
[33 empty] | 2707 | PRNCETON_P8 | North
[33 empty] | 2708 | CLIMAX_P8 | North
[33 empty] | 2710 | RCKWL_E1_8 | North
[33 empty] | 2711 | RCKWL_S1_8 | North
[33 empty] | 2712 | FORNEY_W_P8 | North
[33 empty] | 2713 | BLACKLAND_8 | North
[33 empty] | 2715 | TERRL_N_T8 | North
[33 empty] | 2716 | NW_TERRL_8 | North
[33 empty] | 2717 | NW_TERRL_T8 | North
[33 empty] | 2718 | TERRL_N_8 | North
[33 empty] | 2719 | AIRCO_T8 | North
[33 empty] | 2720 | AIRCO_8 | North
[33 empty] | 2721 | TERRLSW_8 | North
[33 empty] | 2722 | TERRLSW_9 | North
[33 empty] | 2723 | ROSEHILL1_8 | North
[33 empty] | 2724 | KAUFMN_8 | North
[33 empty] | 2725 | OAKGROVE_P8 | North
[33 empty] | 2726 | KEMP_S_8 | North
[33 empty] | 2727 | CRANDALL1_8 | North
[33 empty] | 2728 | KAUFMN_S_8 | North
[33 empty] | 2729 | MUNSON1_9 | North
[33 empty] | 2730 | QUINLAN_8 | North
[33 empty] | 2731 | TERRL_S1_8 | North
[33 empty] | 2732 | MARSHLL_P8 | North
[33 empty] | 2733 | RCKWL_AL_T8 | North
[33 empty] | 2735 | DALRCKRD1_8 | North
[33 empty] | 2736 | ROWLETT_8 | North
[33 empty] | 2739 | GRLBTWN_T8 | North
[33 empty] | 2740 | GRLDBTWN_8 | North
[33 empty] | 2742 | MSQTN1T_8 | North
[33 empty] | 2743 | SCYENE1T_8 | North
[33 empty] | 2744 | SCYENE2T_8 | North
[33 empty] | 2745 | SCYENE1_8 | North
[33 empty] | 2746 | SCYENE2_8 | North
[33 empty] | 2747 | THRNE1T_8 | North
[33 empty] | 2748 | JMLLER1_8 | North
[33 empty] | 2750 | THRNE1_8 | North
[33 empty] | 2751 | THRNE2_8 | North
[33 empty] | 2752 | MSQTFR1_8 | North
[33 empty] | 2754 | MSQTW1_8 | North
[33 empty] | 2756 | MSQTE1_8 | North
[33 empty] | 2759 | MSQTWE1_8 | North
[33 empty] | 2762 | PRCK2_8 | North
[33 empty] | 2763 | PRCK1_8 | North
[33 empty] | 2765 | MSQTTE1_8 | North
[33 empty] | 2766 | MSQTN1_8 | North
[33 empty] | 2767 | MESQTE1T_8 | North
[33 empty] | 2769 | ESIDE1T_8 | North
[33 empty] | 2770 | ESIDE1_8 | North
[33 empty] | 2771 | ESIDE2T_8 | North
[33 empty] | 2772 | ESIDE2_8 | North
[33 empty] | 2775 | MSQT1_8 | North
[33 empty] | 2776 | BCHSPG1T_8 | North
[33 empty] | 2777 | BCHSPG1_8 | North
[33 empty] | 2779 | LAWSON1_8 | North
[33 empty] | 2780 | MRSNLN1_8 | North
[33 empty] | 2781 | MRSNLN2_8 | North
[33 empty] | 2782 | MRSN_E8 | North
[33 empty] | 2783 | MRSN_W8 | North
[33 empty] | 2784 | LOMBRY1_8 | North
[33 empty] | 2785 | LOMBRY2_8 | North
[33 empty] | 2786 | LKMT1T_8 | North
[33 empty] | 2787 | LKMT2T_8 | North
[33 empty] | 2788 | LKMT1_8 | North
[33 empty] | 2789 | LKMT2_8 | North
[33 empty] | 2792 | MAPLE2_9 | North
[33 empty] | 2793 | COLVLE2_9 | North
[33 empty] | 2794 | MRSN_1T8 | North
[33 empty] | 2795 | MRSN_2T8 | North
[33 empty] | 2796 | EPCNT1T_8 | North
[33 empty] | 2797 | EPCNT2T_8 | North
[33 empty] | 2798 | EPCNT1_8 | North
[33 empty] | 2799 | EPCNT2_8 | North
[33 empty] | 2800 | REGRW1_8 | North
[33 empty] | 2801 | REGRW2_8 | North
[33 empty] | 2804 | TRA1_8 | North
[33 empty] | 2805 | IRVHUNT2_T8 | North
[33 empty] | 2806 | 800NET_D | North
[33 empty] | 2807 | 900NET_D | North
[33 empty] | 2808 | 8009001_8 | North
[33 empty] | 2809 | 8009002_8 | North
[33 empty] | 2810 | 8009003_8 | North
[33 empty] | 2811 | CHNLR1_8 | North
[33 empty] | 2812 | CHNLR2_8 | North
[33 empty] | 2813 | RECCRS1_8 | North
[33 empty] | 2814 | RECCRS2_8 | North
[33 empty] | 2815 | AMELIA1_8 | North
[33 empty] | 2816 | AMELIA2_8 | North
[33 empty] | 2817 | MAPLE1_8 | North
[33 empty] | 2818 | COLVLE1_8 | North
[33 empty] | 2819 | REAGAN1_8 | North
[33 empty] | 2820 | REAGAN2_8 | North
[33 empty] | 2821 | LEMMON1_8 | North
[33 empty] | 2822 | LEMMON2_8 | North
[33 empty] | 2823 | UTSWMC1_8 | North
[33 empty] | 2824 | UTSWMC2_8 | North
[33 empty] | 2828 | LMOALT2_8 | North
[33 empty] | 2829 | LMOALT1_8 | North
[33 empty] | 2832 | WDAL2T_8 | North
[33 empty] | 2833 | WDAL2_8 | North
[33 empty] | 2836 | TRA2_8 | North
[33 empty] | 2837 | CALUMT2T_8 | North
[33 empty] | 2838 | CALUMT2_8 | North
[33 empty] | 2842 | DEALEY1_8 | North
[33 empty] | 2845 | WDAL1_8 | North
[33 empty] | 2846 | WMRLDN1_8 | North
[33 empty] | 2849 | DAVST1T_8 | North
[33 empty] | 2850 | DAVST1_8 | North
[33 empty] | 2851 | TPC1_8 | North
[33 empty] | 2852 | CALUMT1_8 | North
[33 empty] | 2857 | DRAGON2_8 | North
[33 empty] | 2858 | DRAGON1_8 | North
[33 empty] | 2859 | FLYNN_N8 | North
[33 empty] | 2860 | FLYNN_S8 | North
[33 empty] | 2861 | NNET1_8 | North
[33 empty] | 2862 | NNET2_8 | North
[33 empty] | 2863 | NNET3_8 | North
[33 empty] | 2864 | FARMNT1_8 | North
[33 empty] | 2865 | FARMNT2_8 | North
[33 empty] | 2866 | NNET_D | North
[33 empty] | 2868 | ARMSTG1_8 | North
[33 empty] | 2869 | ARMSTG2_8 | North
[33 empty] | 2873 | WNET_D | North
[33 empty] | 2874 | WNET1_8 | North
[33 empty] | 2875 | WNET2_8 | North
[33 empty] | 2876 | WNET3_8 | North
[33 empty] | 2882 | GRNVL_W8 | North
[33 empty] | 2883 | GRNVL_E8 | North
[33 empty] | 2884 | BLKWEL1_8 | North
[33 empty] | 2885 | BLKWEL2_8 | North
[33 empty] | 2886 | JENKNS1_8 | North
[33 empty] | 2887 | JENKNS2_8 | North
[33 empty] | 2890 | MTLDA1_8 | North
[33 empty] | 2891 | MTLDA2_8 | North
[33 empty] | 2894 | ABRAMS1_8 | North
[33 empty] | 2895 | ABRAMS2_8 | North
[33 empty] | 2896 | LAWTHR1_8 | North
[33 empty] | 2897 | LAWTHR2_8 | North
[33 empty] | 2898 | HSKEL1T_8 | North
[33 empty] | 2899 | HSKEL1_8 | North
[33 empty] | 2900 | HSKEL2_8 | North
[33 empty] | 2902 | ENET_D | North
[33 empty] | 2903 | ENET1_8 | North
[33 empty] | 2904 | ENET2_8 | North
[33 empty] | 2905 | ENET3_8 | North
[33 empty] | 2906 | NNET1T_8 | North
[33 empty] | 2907 | BRYNST1_8 | North
[33 empty] | 2908 | BRYNST2_8 | North
[33 empty] | 2913 | WHTRCK1_8 | North
[33 empty] | 2914 | WHTRCK2_8 | North
[33 empty] | 2915 | EZACH1_8 | North
[33 empty] | 2916 | EZACH2_8 | North
[33 empty] | 2917 | CNVL1_8 | North
[33 empty] | 2918 | CNVL2_8 | North
[33 empty] | 2919 | GARLDPL1_8 | North
[33 empty] | 2920 | GARLDPL2_8 | North
[33 empty] | 2921 | PLRD1_8 | North
[33 empty] | 2922 | PLRD2_8 | North
[33 empty] | 2923 | LKHLS1T_8 | North
[33 empty] | 2924 | LKHLS2T_8 | North
[33 empty] | 2925 | LKHLS1_8 | North
[33 empty] | 2926 | LKHLS2_8 | North
[33 empty] | 2927 | FAIROK1_8 | North
[33 empty] | 2928 | FAIROK2_8 | North
[33 empty] | 2929 | FORSTV2T_8 | North
[33 empty] | 2930 | FORSTV2_8 | North
[33 empty] | 2931 | JUDD2_8 | North
[33 empty] | 2934 | DUCKCK1T_8 | North
[33 empty] | 2935 | DUCKCK1_8 | North
[33 empty] | 2936 | LKHBPMP_8 | North
[33 empty] | 2939 | STAUG1T_8 | North
[33 empty] | 2940 | SARGT_3T8 | North
[33 empty] | 2941 | SARGT_4T8 | North
[33 empty] | 2944 | STAUG1_8 | North
[33 empty] | 2945 | LKJN1_8 | North
[33 empty] | 2946 | SARGT1_5 | North
[33 empty] | 2947 | SARGT_1T8 | North
[33 empty] | 2948 | SARGT_S8 | North
[33 empty] | 2949 | SARGT_N8 | North
[33 empty] | 2950 | SARGT_2T8 | North
[33 empty] | 2951 | STAUG2T_8 | North
[33 empty] | 2952 | PLGRV2T_8 | North
[33 empty] | 2953 | PLGRV2_8 | North
[33 empty] | 2954 | MURDCK1T_8 | North
[33 empty] | 2955 | MURDCK1_8 | North
[33 empty] | 2956 | STAUG2_8 | North
[33 empty] | 2957 | LKJN2_8 | North
[33 empty] | 2960 | PLGRV1T_8 | North
[33 empty] | 2961 | PLGRV1_8 | North
[33 empty] | 2962 | MURDCK2T_8 | North
[33 empty] | 2963 | MURDCK2_8 | North
[33 empty] | 2964 | HUTCH1_8 | North
[33 empty] | 2965 | SSWWT1T_8 | North
[33 empty] | 2966 | SSWWT1_8 | North
[33 empty] | 2967 | MLLRSFRY1_8 | North
[33 empty] | 2969 | OAKLND1T_8 | North
[33 empty] | 2970 | OAKLND1_8 | North
[33 empty] | 2971 | OAKLND2_8 | North
[33 empty] | 2972 | SUTHLD1_8 | North
[33 empty] | 2973 | SUTHLD2_8 | North
[33 empty] | 2974 | INDUST_W8 | North
[33 empty] | 2975 | INDUST_1T8 | North
[33 empty] | 2976 | INDUST_E8 | North
[33 empty] | 2977 | WALLST1_8 | North
[33 empty] | 2981 | CMPTON1_8 | North
[33 empty] | 2982 | CMPTON2_9 | North
[33 empty] | 2983 | WALLST2_9 | North
[33 empty] | 2984 | BUNTIN1_9 | North
[33 empty] | 2985 | BUNTIN2_8 | North
[33 empty] | 2986 | SMPST2T_8 | North
[33 empty] | 2987 | SMPST2_8 | North
[33 empty] | 2988 | SMPST1_8 | North
[33 empty] | 2989 | SCLFPMP1_8 | North
[33 empty] | 2990 | CMPWSD2_8 | North
[33 empty] | 2992 | STHTN1_8 | North
[33 empty] | 2993 | STHTN2_8 | North
[33 empty] | 2994 | LVBRD1T_8 | North
[33 empty] | 2995 | LVBRD1_8 | North
[33 empty] | 2997 | WATMLL_2T5 | North
[33 empty] | 2999 | DVIL1_8 | North
[33 empty] | 3004 | WMRLD2_8 | North
[33 empty] | 3009 | HERTG3_T8 | North
[33 empty] | 3010 | HERTG2_T8 | North
[33 empty] | 3011 | HERTG1_T9 | North
[33 empty] | 3014 | CKRELL1_8 | North
[33 empty] | 3015 | CKRELL2_8 | North
[33 empty] | 3016 | HMPTN1_8 | North
[33 empty] | 3017 | HMPTN2_8 | North
[33 empty] | 3018 | POLK1T_8 | North
[33 empty] | 3019 | POLK2T_8 | North
[33 empty] | 3020 | POLK1_8 | North
[33 empty] | 3021 | POLK2_8 | North
[33 empty] | 3022 | DAVST2_8 | North
[33 empty] | 3023 | SOKCF1_8 | North
[33 empty] | 3024 | SOKCF2_8 | North
[33 empty] | 3032 | LVBRD2T_8 | North
[33 empty] | 3035 | LVBRD2_8 | North
[33 empty] | 3042 | WMRLD1_8 | North
[33 empty] | 3043 | LTV1_9 | North
[33 empty] | 3044 | LTV2_9 | North
[33 empty] | 3046 | EGLFD1T_8 | North
[33 empty] | 3048 | EGLFD1_8 | North
[33 empty] | 3049 | EGLFD2_8 | North
[33 empty] | 3050 | SORCEY1_8 | North
[33 empty] | 3051 | SORCEY2_8 | North
[33 empty] | 3052 | DVILS1_8 | North
[33 empty] | 3053 | CHILTPL_8 | North
[33 empty] | 3054 | CHCLRKRD1_8 | North
[33 empty] | 3055 | CHCLRKRD_T8 | North
[33 empty] | 3056 | CHCLRKRD2_8 | North
[33 empty] | 3057 | CHILTPL3_8 | North
[33 empty] | 3058 | CHILTPL4_8 | North
[33 empty] | 3059 | DESHPR1_8 | North
[33 empty] | 3060 | DESPLR1_8 | North
[33 empty] | 3066 | LNCST1_8 | North
[33 empty] | 3067 | WITTRD1_8 | North
[33 empty] | 3076 | SGVL1_8 | North
[33 empty] | 3077 | KLEBRG1T_8 | North
[33 empty] | 3078 | KLEBRG1_8 | North
[33 empty] | 3079 | SSWWT2T_8 | North
[33 empty] | 3080 | SSWWT2_8 | North
[33 empty] | 3081 | SSWWT_P9 | North
[33 empty] | 3083 | WILMER1_8 | North
[33 empty] | 3084 | WILMER1_9 | North
[33 empty] | 3097 | MARTLAKE_1G | North
[33 empty] | 3098 | MARTLAKE_2G | North
[33 empty] | 3099 | MARTLAKE_3G | North
[33 empty] | 3100 | MARTINLK_5 | North
[33 empty] | 3102 | TYLERGND_5 | North
[33 empty] | 3103 | SHAMBRGR_5 | North
[33 empty] | 3104 | SHAMBRGR_8 | North
[33 empty] | 3105 | ELKTON_5 | North
[33 empty] | 3106 | ELKTON_8 | North
[33 empty] | 3107 | STRYKER_1G | North
[33 empty] | 3108 | STRYKER_2G | North
[33 empty] | 3109 | STRYKER_5 | North
[33 empty] | 3110 | STRYKER_8 | North
[33 empty] | 3111 | ASPENPOI_8 | North
[33 empty] | 3112 | SMRFLDMT_8 | North
[33 empty] | 3113 | LUFKINWB_1G | North
[33 empty] | 3114 | PALTALCO_8 | North
[33 empty] | 3116 | MTENTRPR_5 | North
[33 empty] | 3117 | LUFKNSS_5 | North
[33 empty] | 3118 | LUFKNSS_8 | North
[33 empty] | 3119 | NACOGDSE_5 | North
[33 empty] | 3120 | NACOGDSE_8 | North
[33 empty] | 3123 | TRINDAD1_5 | North
[33 empty] | 3124 | TRINDAD2_5 | North
[33 empty] | 3125 | TDADTMOD_8 | North
[33 empty] | 3126 | TRINIDAD_6G | North
[33 empty] | 3127 | TRINIDAD_8 | North
[33 empty] | 3128 | TRINIDAD_9 | North
[33 empty] | 3130 | FOREGROV_5 | North
[33 empty] | 3131 | FOREGROV_8 | North
[33 empty] | 3133 | RICHLND1_5 | North
[33 empty] | 3134 | RICHLND2_5 | North
[33 empty] | 3139 | TYLERWES_8 | North
[33 empty] | 3140 | TYLERWES_9 | North
[33 empty] | 3141 | TYLERNW_8 | North
[33 empty] | 3142 | TYLERNW_9 | North
[33 empty] | 3143 | TYLERSE_8 | North
[33 empty] | 3144 | OVERTON_8 | North
[33 empty] | 3145 | JAXVLNTA_9 | North
[33 empty] | 3146 | JAXVLNOR_9 | North
[33 empty] | 3147 | TROUPSS_8 | North
[33 empty] | 3148 | TROUPSS_9 | North
[33 empty] | 3149 | MTSELMAN_9 | North
[33 empty] | 3150 | TROUPMTR_P9 | North
[33 empty] | 3151 | TROUP_9 | North
[33 empty] | 3152 | ARPCHIPR_9 | North
[33 empty] | 3153 | ARP_9 | North
[33 empty] | 3154 | DIBOLSP_8 | North
[33 empty] | 3155 | DIBOLL_8 | North
[33 empty] | 3160 | DIALVILL_8 | North
[33 empty] | 3161 | DIALVILL_9 | North
[33 empty] | 3162 | RUSK_9 | North
[33 empty] | 3167 | ENTERPRI_P8 | North
[33 empty] | 3168 | IRONBRTA_8 | North
[33 empty] | 3169 | IRONBRG_8 | North
[33 empty] | 3170 | EMORY_8 | North
[33 empty] | 3171 | EMORYNOR_8 | North
[33 empty] | 3173 | EXPMTR_8 | North
[33 empty] | 3174 | CANTNSW_8 | North
[33 empty] | 3175 | CANTON_8 | North
[33 empty] | 3176 | MABANK_8 | North
[33 empty] | 3177 | EUSTACE_8 | North
[33 empty] | 3178 | EUSTCSE_D1 | North
[33 empty] | 3181 | EDGEWOOD_8 | North
[33 empty] | 3182 | EDGEWOOD_9 | North
[33 empty] | 3183 | VAN_8 | North
[33 empty] | 3184 | PRIMROSE_8 | North
[33 empty] | 3185 | IRONBRG_9 | North
[33 empty] | 3187 | IRNBRGTA_9 | North
[33 empty] | 3188 | WILLSPNT_9 | North
[33 empty] | 3189 | BTSTARTA_9 | North
[33 empty] | 3190 | BRITSTAR_9 | North
[33 empty] | 3191 | DUCKCVTA_9 | North
[33 empty] | 3192 | DUCKCOVE_9 | North
[33 empty] | 3196 | TYLERSWE_8 | North
[33 empty] | 3197 | TYLERSW_8 | North
[33 empty] | 3198 | TYLRKLLY_8 | North
[33 empty] | 3201 | LINDALE_8 | North
[33 empty] | 3202 | SWANTWO_8 | North
[33 empty] | 3203 | LNDALTAP_8 | North
[33 empty] | 3204 | TYLERPIP_8 | North
[33 empty] | 3205 | HIDAWYLK_8 | North
[33 empty] | 3207 | TYLER_9 | North
[33 empty] | 3208 | DELEKTAP1_8 | North
[33 empty] | 3209 | DELEK1_8 | North
[33 empty] | 3210 | TYLERNE_8 | North
[33 empty] | 3211 | TYLERE_8 | North
[33 empty] | 3212 | TYLROMNR_8 | North
[33 empty] | 3213 | TYLERGE_8 | North
[33 empty] | 3214 | DELEKTAP2_8 | North
[33 empty] | 3215 | DELEK2_8 | North
[33 empty] | 3218 | TYLERS_8 | North
[33 empty] | 3219 | TYLRBUL_8 | North
[33 empty] | 3221 | GRESHAM_8 | North
[33 empty] | 3222 | TEASELVL_8 | North
[33 empty] | 3224 | TEASELMT_P8 | North
[33 empty] | 3227 | WHITEHSE_8 | North
[33 empty] | 3230 | SWINYTWN_8 | North
[33 empty] | 3231 | OVERTON_9 | North
[33 empty] | 3234 | TYLERSW_9 | North
[33 empty] | 3235 | CHADLER_9 | North
[33 empty] | 3236 | BRNSBORO_9 | North
[33 empty] | 3238 | ATHENS_8 | North
[33 empty] | 3239 | ATHENS_9 | North
[33 empty] | 3240 | MURCHISN_9 | North
[33 empty] | 3241 | JAXVLSTA_9 | North
[33 empty] | 3242 | JAXVLWTA_9 | North
[33 empty] | 3243 | JAXWEST_9 | North
[33 empty] | 3244 | JAXVL_9 | North
[33 empty] | 3245 | REYNLDST_9 | North
[33 empty] | 3247 | ATHENSTA_8 | North
[33 empty] | 3248 | ATHNSNWT_8 | North
[33 empty] | 3249 | BEAUMNTA_9 | North
[33 empty] | 3250 | BEAUMONT_9 | North
[33 empty] | 3251 | FLINTSUB_8 | North
[33 empty] | 3252 | JAXVL1SS_9 | North
[33 empty] | 3253 | JAXVLSW_8 | North
[33 empty] | 3254 | JAXVL2SS_9 | North
[33 empty] | 3255 | FRANKSTN_9 | North
[33 empty] | 3256 | POYNOR_9 | North
[33 empty] | 3260 | NIPAKTAP_8 | North
[33 empty] | 3261 | NIPAK_8 | North
[33 empty] | 3262 | CEDRCREK_8 | North
[33 empty] | 3263 | CEDRCKPU_8 | North
[33 empty] | 3264 | SEVENPTS_8 | North
[33 empty] | 3267 | MALAKOFF_9 | North
[33 empty] | 3269 | WILOWSP_9 | North
[33 empty] | 3270 | CAROLSPG_9 | North
[33 empty] | 3271 | PALSTNS_8 | North
[33 empty] | 3272 | PALESTNE_8 | North
[33 empty] | 3273 | PALESTNE_9 | North
[33 empty] | 3274 | MONTALBA_D1 | North
[33 empty] | 3276 | MALAKOFF_8 | North
[33 empty] | 3277 | MSSYLAKE_P1 | North
[33 empty] | 3278 | LAKEVIEW_8 | North
[33 empty] | 3279 | LONGLKTA_8 | North
[33 empty] | 3280 | LONGLAKE_8 | North
[33 empty] | 3281 | TENNCLNY_8 | North
[33 empty] | 3282 | BLACKFOT_8 | North
[33 empty] | 3283 | BUTLERMT_P8 | North
[33 empty] | 3284 | BETO_8 | North
[33 empty] | 3285 | ELKHART_9 | North
[33 empty] | 3286 | GRAPELND_9 | North
[33 empty] | 3289 | CROCKETT_9 | North
[33 empty] | 3290 | ELKGUFTA_9 | North
[33 empty] | 3291 | SLOCUMTA_9 | North
[33 empty] | 3292 | SLOCUM_9 | North
[33 empty] | 3293 | ELKGULF_9 | North
[33 empty] | 3296 | NECHESRI_8 | North
[33 empty] | 3299 | CUSHING_8 | North
[33 empty] | 3300 | CUSHSE_8 | North
[33 empty] | 3303 | NACGDCHS_8 | North
[33 empty] | 3310 | NACOGNOR_8 | North
[33 empty] | 3311 | NACOSFA_8 | North
[33 empty] | 3312 | CHIRENO_8 | North
[33 empty] | 3314 | NACOGSW_8 | North
[33 empty] | 3315 | NACOGSOU_8 | North
[33 empty] | 3316 | NACOGST_8 | North
[33 empty] | 3319 | HERTYNOR_8 | North
[33 empty] | 3320 | HUNTNGTN_8 | North
[33 empty] | 3321 | ZAVPMPTA_8 | North
[33 empty] | 3323 | ETOILE_8 | North
[33 empty] | 3326 | LUFKINE_8 | North
[33 empty] | 3327 | DIBOLET_8 | North
[33 empty] | 3328 | LUFKINS_8 | North
[33 empty] | 3329 | LUFPRSTA_8 | North
[33 empty] | 3330 | LUFPRSHG_8 | North
[33 empty] | 3331 | DIBOLWTA_8 | North
[33 empty] | 3332 | HUDSON_8 | North
[33 empty] | 3333 | LUFTXFND_8 | North
[33 empty] | 3334 | TXFNDRY_8 | North
[33 empty] | 3340 | LUFKIN_8 | North
[33 empty] | 3341 | CNTLANG_8 | North
[33 empty] | 3342 | BAYOULC_8 | North
[33 empty] | 3343 | DOUGLAS_8 | North
[33 empty] | 3346 | CHAMPNTA_8 | North
[33 empty] | 3347 | CHAMPION_8 | North
[33 empty] | 3348 | CHAMPION_1G | North
[33 empty] | 3349 | TMPLINLA_8 | North
[33 empty] | 3350 | KENNARD_8 | North
[33 empty] | 3351 | BEREA_8 | North
[33 empty] | 3353 | EXPLRPIP_8 | North
[33 empty] | 3354 | CROCKETT_8 | North
[33 empty] | 3355 | GRPLMGTA_8 | North
[33 empty] | 3356 | GRPLNMAG_8 | North
[33 empty] | 3357 | PLSNTSPG_8 | North
[33 empty] | 3358 | CENTVILL_8 | North
[33 empty] | 3380 | BIGBRN__5 | North
[33 empty] | 3381 | BBRN_1G | North
[33 empty] | 3382 | BBRN_2G | North
[33 empty] | 3390 | JEWETT_S5 | North
[33 empty] | 3391 | JEWETT_N5 | North
[33 empty] | 3392 | JEWETT1_8 | North
[33 empty] | 3393 | JEWETT1_9 | North
[33 empty] | 3394 | JEWETTA_T_8 | North
[33 empty] | 3396 | NUCOR_ST1_5 | North
[33 empty] | 3400 | TWIN_OAK__5 | North
[33 empty] | 3402 | LAKE_CRK2_5 | North
[33 empty] | 3403 | THOUSE_1G | North
[33 empty] | 3404 | THOUSE_2G | North
[33 empty] | 3405 | THOUSE__5 | North
[33 empty] | 3406 | ELM_MOTT__5 | North
[33 empty] | 3407 | ELM_MOTT__8 | North
[33 empty] | 3408 | ELM_MOTT__9 | North
[33 empty] | 3409 | LAKE_CRK1_5 | North
[33 empty] | 3410 | LAKE_CRK1_8 | North
[33 empty] | 3411 | LKCK_POD1_9 | North
[33 empty] | 3412 | TEMP_PEC__5 | South
[33 empty] | 3413 | TEMPSSLT__5 | South
[33 empty] | 3414 | TEMP_SS__5 | South
[33 empty] | 3415 | TEMP_SS__8 | South
[33 empty] | 3416 | LAKE_CRK1_G | North
[33 empty] | 3417 | LAKE_CRK2_G | North
[33 empty] | 3418 | LCTMOD_1 | North
[33 empty] | 3419 | LCTMOD_2 | North
[33 empty] | 3420 | TEMP_PEC__8 | South
[33 empty] | 3421 | SCOTWHIT1_8 | South
[33 empty] | 3422 | KILL_SS__5 | South
[33 empty] | 3423 | KILL_SS__8 | South
[33 empty] | 3425 | BELLCTY_P_8 | South
[33 empty] | 3426 | KILELMR1_8 | South
[33 empty] | 3427 | KILELMR2_8 | South
[33 empty] | 3428 | KILL S 8 | South
[33 empty] | 3429 | SANDOW__5 | South
[33 empty] | 3430 | SANDOW1_8 | South
[33 empty] | 3431 | SANDOW1_4 | South
[33 empty] | 3432 | SANDOW_4G | South
[33 empty] | 3434 | BAYLOR_T_8 | North
[33 empty] | 3435 | BAYLOR1_8 | North
[33 empty] | 3436 | WACO_W1_8 | North
[33 empty] | 3437 | WACO_W1_9 | North
[33 empty] | 3438 | WACO_E1_8 | North
[33 empty] | 3439 | WACO_E1_9 | North
[33 empty] | 3440 | MCGREGPH1_8 | North
[33 empty] | 3441 | MCGREGPH1_9 | North
[33 empty] | 3442 | LIPSITZ_8 | North
[33 empty] | 3452 | WACOLASA1_8 | North
[33 empty] | 3453 | CHATF_P_8 | North
[33 empty] | 3454 | MONTFTSS__8 | North
[33 empty] | 3455 | CORS1_8 | North
[33 empty] | 3456 | CORSWEST1_8 | North
[33 empty] | 3457 | CORS_M0BT_8 | North
[33 empty] | 3458 | CORS_MOB1_8 | North
[33 empty] | 3459 | CORS_MAG1_8 | North
[33 empty] | 3460 | CORS_GL_T_8 | North
[33 empty] | 3461 | CORSGLAS1_8 | North
[33 empty] | 3462 | CORSGUART_8 | North
[33 empty] | 3463 | CORSGUAR1_8 | North
[33 empty] | 3464 | EQUIPIPE1_9 | North
[33 empty] | 3466 | KERENS _9 | North
[33 empty] | 3467 | POWELL1_9 | North
[33 empty] | 3468 | CORS__9 | North
[33 empty] | 3470 | BLOOMGRV1_9 | North
[33 empty] | 3471 | BARRY1_9 | North
[33 empty] | 3475 | CORSMGSS_9 | North
[33 empty] | 3477 | EUREKA_P__8 | North
[33 empty] | 3478 | NAVARRO1_8 | North
[33 empty] | 3479 | NAVARRO1_9 | North
[33 empty] | 3480 | MILDRED2_9 | North
[33 empty] | 3483 | GOODLOE_P_8 | North
[33 empty] | 3486 | RICHLAND | North
[33 empty] | 3487 | WRTHMPOD | North
[33 empty] | 3488 | WTXGFPOD | North
[33 empty] | 3489 | SIMSMAG1_9 | North
[33 empty] | 3492 | FRESTONE1_9 | North
[33 empty] | 3493 | TEAGUE1_9 | North
[33 empty] | 3496 | STSUPRCK_T | North
[33 empty] | 3497 | STSUPRCK1_9 | North
[33 empty] | 3498 | EUREKA1_9 | North
[33 empty] | 3499 | BLAKFTAP_8 | North
[33 empty] | 3500 | FARRAR_P__8 | North
[33 empty] | 3501 | SEATEAG_T | North
[33 empty] | 3502 | SEATEAG1_8 | North
[33 empty] | 3503 | FAIRWPOD_8 | North
[33 empty] | 3504 | FAIRFL_P__8 | North
[33 empty] | 3505 | BIGBRN_T_8 | North
[33 empty] | 3506 | BIGBRNM1_8 | North
[33 empty] | 3507 | BIGBRNM2_8 | North
[33 empty] | 3508 | WINKLER_P_8 | North
[33 empty] | 3509 | BBRN_OPN_8 | North
[33 empty] | 3510 | BBRN_OPNT_8 | North
[33 empty] | 3511 | NAV_MILS1_9 | North
[33 empty] | 3514 | HANEY_P_8 | North
[33 empty] | 3515 | HUBBARD_8 | North
[33 empty] | 3516 | CHATT_P_8 | North
[33 empty] | 3518 | BLUMPUMP1_8 | North
[33 empty] | 3521 | BLANTON_P_8 | North
[33 empty] | 3522 | HILLBORO1_8 | North
[33 empty] | 3523 | HILLBORO1_9 | North
[33 empty] | 3524 | ABBOTT1_9 | North
[33 empty] | 3525 | WEST1_9 | North
[33 empty] | 3526 | ROSSSINC_T | North
[33 empty] | 3527 | ROSSSINC1_9 | North
[33 empty] | 3528 | TOURS_T | North
[33 empty] | 3529 | TOURSTXP1_9 | North
[33 empty] | 3532 | ITASCA_9 | North
[33 empty] | 3533 | FILE_SIN_T9 | North
[33 empty] | 3534 | GRANDVGF1_9 | North
[33 empty] | 3535 | FILE_SIN1_9 | North
[33 empty] | 3536 | MAYPEARL1_9 | North
[33 empty] | 3537 | GRANDVEW1_9 | North
[33 empty] | 3538 | MAYPRLTX1_9 | North
[33 empty] | 3543 | MERTENS1_9 | North
[33 empty] | 3546 | WHITNEY__8 | North
[33 empty] | 3547 | ROGERS_P_8 | North
[33 empty] | 3550 | WACOBLMD1_8 | North
[33 empty] | 3551 | WACO_NE1_8 | North
[33 empty] | 3552 | WACO_N1_8 | North
[33 empty] | 3553 | WACO_NW1_8 | North
[33 empty] | 3554 | HALLBURGP_8 | North
[33 empty] | 3555 | THOUSE_T__8 | North
[33 empty] | 3556 | THOUSE1_8 | North
[33 empty] | 3559 | WACOCOLO1_8 | North
[33 empty] | 3560 | WACO_S1_8 | North
[33 empty] | 3561 | WACOM1PT | North
[33 empty] | 3562 | WACOM2PT | North
[33 empty] | 3563 | WACOMM1T | North
[33 empty] | 3564 | WACO_MM11_8 | North
[33 empty] | 3565 | WACOMM2T | North
[33 empty] | 3566 | WACO_MM21_8 | North
[33 empty] | 3567 | ROBINSON1_8 | North
[33 empty] | 3568 | ROBSONNW1_8 | North
[33 empty] | 3570 | WACOTIRE1_9 | North
[33 empty] | 3571 | WACOKATY1_9 | North
[33 empty] | 3572 | WACOKATY_T | North
[33 empty] | 3573 | KATYTNEW_9 | North
[33 empty] | 3574 | WACONCST1_8 | North
[33 empty] | 3575 | WACONCST_T | North
[33 empty] | 3577 | LORENA_P_9 | North
[33 empty] | 3578 | LORENA_9 | North
[33 empty] | 3580 | EDDY1_9 | South
[33 empty] | 3581 | TROY1_9 | South
[33 empty] | 3583 | GATESVIL_T9 | North
[33 empty] | 3584 | WACOATCO_T | North
[33 empty] | 3585 | WACOATLS1_9 | North
[33 empty] | 3586 | MCGREG1_9 | North
[33 empty] | 3587 | GATESVIL1_9 | North
[33 empty] | 3588 | GROESBECP_9 | North
[33 empty] | 3589 | MCGREGHE1_9 | North
[33 empty] | 3590 | WACOSANG1_8 | North
[33 empty] | 3591 | WACOWOOD1_8 | North
[33 empty] | 3592 | WACOATCO1_8 | North
[33 empty] | 3593 | SPGVALLYP_8 | North
[33 empty] | 3594 | MCGREG_T_8 | North
[33 empty] | 3595 | CHINASPG1_8 | North
[33 empty] | 3597 | GROESBECP_8 | North
[33 empty] | 3598 | BEARGRASP_8 | North
[33 empty] | 3599 | AMERIGAST_8 | North
[33 empty] | 3600 | AMERIGAS1_8 | North
[33 empty] | 3601 | OLETHA_P_8 | North
[33 empty] | 3602 | SCOTWHIT_T | South
[33 empty] | 3603 | BROWN1_9 | North
[33 empty] | 3604 | WESTTXGF1_9 | North
[33 empty] | 3605 | WORTHAM1_9 | North
[33 empty] | 3606 | MEXIA2_T | North
[33 empty] | 3607 | TEMPLE1_8 | South
[33 empty] | 3608 | TEMPLE_N1_8 | South
[33 empty] | 3609 | TEMP_NW1_8 | South
[33 empty] | 3610 | BELTON1_8 | South
[33 empty] | 3611 | TEMPLE_S1_8 | South
[33 empty] | 3612 | TEMP_SE1_8 | South
[33 empty] | 3613 | COOLG_SE1_9 | North
[33 empty] | 3614 | MEXIA_NO | North
[33 empty] | 3616 | KILLTAFD | South
[33 empty] | 3617 | NOLANVIL1_8 | South
[33 empty] | 3618 | HARK_HTS1_8 | South
[33 empty] | 3619 | KILLTAFT | South
[33 empty] | 3620 | KILCLARRDT_8 | South
[33 empty] | 3621 | KILL1_8 | South
[33 empty] | 3622 | KILLPARKT_8 | South
[33 empty] | 3623 | KILLPARK1_8 | South
[33 empty] | 3624 | LBELTON_P_8 | South
[33 empty] | 3625 | TEAGUE1_8 | North
[33 empty] | 3626 | KILLFTHD | South
[33 empty] | 3627 | KILLFH_T_8 | South
[33 empty] | 3628 | KILLCLCK | South
[33 empty] | 3629 | KILL_FHW1_8 | South
[33 empty] | 3630 | COPPERCV1_8 | South
[33 empty] | 3631 | MEXIA1_1_8 | North
[33 empty] | 3632 | MEXIA2_1_8 | North
[33 empty] | 3633 | HARKHTS_S18 | South
[33 empty] | 3634 | GROES_SE1_8 | North
[33 empty] | 3635 | TXUPOAG_P_9 | South
[33 empty] | 3636 | TEMPTAYV1_9 | South
[33 empty] | 3637 | OTTO_SE1_9 | North
[33 empty] | 3638 | MARL_SE1_9 | North
[33 empty] | 3639 | MARLNOSE_9 | North
[33 empty] | 3640 | SALADO1_8 | South
[33 empty] | 3641 | MARLIN_S1_9 | North
[33 empty] | 3642 | LOTT_SE1_9 | North
[33 empty] | 3643 | TEMP_SS__9 | South
[33 empty] | 3644 | TEMPLE1_9 | South
[33 empty] | 3645 | LITRIVER1_9 | South
[33 empty] | 3646 | HOLLAND_9 | South
[33 empty] | 3647 | BARTLETT1_9 | South
[33 empty] | 3648 | GRANGER1_9 | South
[33 empty] | 3649 | TAYLOR1_9 | South
[33 empty] | 3650 | ELGIN_SS__8 | South
[33 empty] | 3651 | ELGIN_SS__9 | South
[33 empty] | 3652 | COUPLAND1_9 | South
[33 empty] | 3653 | BRTLT_CB_P9 | South
[33 empty] | 3654 | RNDRCKSE1_8 | South
[33 empty] | 3655 | ELGIN1_9 | South
[33 empty] | 3658 | TAYLOR1_8 | South
[33 empty] | 3659 | THORNDLN1_8 | South
[33 empty] | 3661 | SALTY_P_8 | South
[33 empty] | 3665 | PFLGRVIL1_8 | South
[33 empty] | 3666 | HUTTOSS1_8 | South
[33 empty] | 3668 | RNDROCK1_8 | South
[33 empty] | 3669 | RNDRCKWH1_8 | South
[33 empty] | 3670 | RNDRCKNE1_8 | South
[33 empty] | 3671 | LOTT_TSE_9 | North
[33 empty] | 3672 | RNDRCK_S1_8 | South
[33 empty] | 3673 | TAYLOR_W1_8 | South
[33 empty] | 3674 | ELGIN_ET1_8 | South
[33 empty] | 3675 | ROGERS1A_8 | South
[33 empty] | 3678 | ROCKDALE1_8 | South
[33 empty] | 3679 | TALBERTR_P8 | South
[33 empty] | 3681 | FAIRF_SE1_8 | North
[33 empty] | 3682 | MILANO_M | South
[33 empty] | 3683 | MINERVA1_8 | South
[33 empty] | 3684 | MINERVA1_9 | South
[33 empty] | 3685 | CAMERON1_9 | South
[33 empty] | 3686 | ROCKDALN1_9 | South
[33 empty] | 3688 | JARRELL_E_8 | South
[33 empty] | 3689 | MARAK1_9 | South
[33 empty] | 3697 | WACOMMP21_8 | North
[33 empty] | 3698 | WACOMMP11_8 | North
[33 empty] | 5000 | ALAMOTP | South
[33 empty] | 5001 | ALAMO_CM | South
[33 empty] | 5002 | AMD_SA | South
[33 empty] | 5003 | ANDERSON | South
[33 empty] | 5004 | AMD_TP | South
[33 empty] | 5005 | AUSTIN1 | South
[33 empty] | 5006 | AUSTIN2 | South
[33 empty] | 5011 | BALL_PRK | South
[33 empty] | 5020 | BANDERA | South
[33 empty] | 5025 | BRAUNIG_W | South
[33 empty] | 5026 | BRAUNIG_VHB1 | South
[33 empty] | 5027 | BRAUNIG_VHB2 | South
[33 empty] | 5028 | BRAUNIG_VHB3 | South
[33 empty] | 5030 | BRAUNIG_E | South
[33 empty] | 5031 | BRA_VHBCT1 | South
[33 empty] | 5032 | BRA_VHBCT2 | South
[33 empty] | 5033 | BRA_VHBCT3 | South
[33 empty] | 5034 | BRA_VHBCT4 | South
[33 empty] | 5035 | BECK_RD | South
[33 empty] | 5036 | BRAUNSTR | South
[33 empty] | 5037 | BRAUNSTR | South
[33 empty] | 5040 | BROADVEW | South
[33 empty] | 5045 | BROOKS | South
[33 empty] | 5050 | BUCKEYE | South
[33 empty] | 5055 | CAGNON_8 | South
[33 empty] | 5056 | CAGNON_5 | South
[33 empty] | 5075 | CAPITOL | South
[33 empty] | 5080 | CASTLE | South
[33 empty] | 5083 | CASTRVLL | South
[33 empty] | 5085 | CHAVANEA | South
[33 empty] | 5090 | CHULIE | South
[33 empty] | 5093 | CIBOLO | South
[33 empty] | 5095 | COLISEUM | South
[33 empty] | 5110 | JT_DEELY | South
[33 empty] | 5111 | CALAVER_JTD1 | South
[33 empty] | 5112 | CALAVER_JTD2 | South
[33 empty] | 5125 | DEZAVALA | South
[33 empty] | 5130 | DRESDEN | South
[33 empty] | 5132 | EAGLECRK | South
[33 empty] | 5133 | ELMCREEK | South
[33 empty] | 5135 | ELMENDRF | South
[33 empty] | 5140 | ENCINO | South
[33 empty] | 5145 | FALLSCTY | South
[33 empty] | 5147 | FERN | South
[33 empty] | 5150 | FIVE_PTS | South
[33 empty] | 5155 | FLORESVI | South
[33 empty] | 5160 | FORT_SAM | South
[33 empty] | 5165 | FRATT | South
[33 empty] | 5170 | FRED_RD | South
[33 empty] | 5175 | GRANDVEW | South
[33 empty] | 5180 | GREEN_MT | South
[33 empty] | 5185 | GRISSOM | South
[33 empty] | 5187 | HAMWOLF | South
[33 empty] | 5190 | HARLANDA | South
[33 empty] | 5195 | HARMONY | South
[33 empty] | 5200 | HELOTES | South
[33 empty] | 5205 | HIGHLAND | South
[33 empty] | 5209 | HILLCTYE_8 | South
[33 empty] | 5210 | HILLCTYW_8 | South
[33 empty] | 5211 | HILLCTY_5 | South
[33 empty] | 5220 | HOLLYWD | South
[33 empty] | 5225 | HONDO | South
[33 empty] | 5230 | HOWARD | South
[33 empty] | 5245 | KELLY | South
[33 empty] | 5249 | KIRBY2 | South
[33 empty] | 5250 | KIRBY | South
[33 empty] | 5255 | LAREDO1 | South
[33 empty] | 5257 | LASIERRA | South
[33 empty] | 5260 | LEON_CRK | South
[33 empty] | 5261 | LEON_STR | South
[33 empty] | 5262 | LEON_STR | South
[33 empty] | 5264 | LEON_LCP3G3 | South
[33 empty] | 5265 | LEON_LCP4G4 | South
[33 empty] | 5266 | LEON_LCPCT1 | South
[33 empty] | 5267 | LEON_LCPCT2 | South
[33 empty] | 5268 | LEON_LCPCT3 | South
[33 empty] | 5269 | LEON_LCPCT4 | South
[33 empty] | 5285 | LA_HTS_A | South
[33 empty] | 5286 | LA_HTS_B | South
[33 empty] | 5290 | LYTLE | South
[33 empty] | 5295 | MARBACH | South
[33 empty] | 5300 | MED_CTR | South
[33 empty] | 5305 | MEDINABS | South
[33 empty] | 5310 | MERIDA | South
[33 empty] | 5315 | NACDCHES | South
[33 empty] | 5325 | OLMOS | South
[33 empty] | 5332 | PARSONS | South
[33 empty] | 5335 | PEARSAL | South
[33 empty] | 5345 | PINN_RD | South
[33 empty] | 5350 | QUINTANA | South
[33 empty] | 5360 | RANDOLPH | South
[33 empty] | 5369 | SKYLIN_N_8 | South
[33 empty] | 5370 | SKYLIN_S_8 | South
[33 empty] | 5371 | SKYLINE_5 | South
[33 empty] | 5385 | SOUTHSAN | South
[33 empty] | 5390 | SOMERSET | South
[33 empty] | 5395 | SOMMERS | South
[33 empty] | 5396 | CALAVER_OWS1 | South
[33 empty] | 5397 | CALAVER_OWS2 | South
[33 empty] | 5400 | SPRUCE | South
[33 empty] | 5401 | CALAVER_JKS1 | South
[33 empty] | 5410 | ST_HEDWG | South
[33 empty] | 5412 | STCKDALE | South
[33 empty] | 5415 | STONEGAT | South
[33 empty] | 5417 | STREICH | South
[33 empty] | 5418 | SUTHRLND | South
[33 empty] | 5419 | SWRI | South
[33 empty] | 5420 | TENTH_ST | South
[33 empty] | 5423 | TCC | South
[33 empty] | 5425 | TERREL_A | South
[33 empty] | 5426 | TERREL_B | South
[33 empty] | 5428 | TOYOTA | South
[33 empty] | 5430 | TX_RSRCH | South
[33 empty] | 5435 | TUTTLE | South
[33 empty] | 5436 | TUTTL_WBT1G1 | South
[33 empty] | 5438 | TUTTL_WBT3G3 | South
[33 empty] | 5439 | TUTTL_WBT4G4 | South
[33 empty] | 5450 | USAA_ATP | South
[33 empty] | 5451 | USAA_A | South
[33 empty] | 5452 | USAA_BTP | South
[33 empty] | 5453 | USAA_B | South
[33 empty] | 5455 | USAA2TP | South
[33 empty] | 5456 | USAA2 | South
[33 empty] | 5460 | UTSA | South
[33 empty] | 5461 | UTSA_ATP | South
[33 empty] | 5462 | UTSA_BTP | South
[33 empty] | 5465 | VALLEY | South
[33 empty] | 5467 | VLSI | South
[33 empty] | 5470 | FAIRRA | South
[33 empty] | 5475 | VON_ROSE | South
[33 empty] | 5476 | BRA_AVR1_CT1 | South
[33 empty] | 5477 | BRA_AVR1_ST1 | South
[33 empty] | 5478 | BRA_AVR1_CT2 | South
[33 empty] | 5479 | AVR_M | South
[33 empty] | 5485 | WALZEM | South
[33 empty] | 5488 | WOH | South
[33 empty] | 5490 | WSTSIDE | South
[33 empty] | 5500 | RAYBURN9 | South
[33 empty] | 5501 | RAYBURN14KV | South
[33 empty] | 5502 | RAYBURN8 | South
[33 empty] | 5503 | RAYBURNGEN3 | South
[33 empty] | 5504 | NURSERYSUB9 | South
[33 empty] | 5505 | RAYBURNGEN1 | South
[33 empty] | 5506 | RAYBURNGEN2 | South
[33 empty] | 5508 | RAYBURNCC9 | South
[33 empty] | 5509 | RAYBURNCC10 | South
[33 empty] | 5510 | FORDTRANSW9 | South
[33 empty] | 5511 | RAYBURNCC7 | South
[33 empty] | 5512 | RAYBURNCC8 | South
[33 empty] | 5513 | RAYBURNPLNT8 | South
[33 empty] | 5514 | INEZSUB9 | South
[33 empty] | 5516 | ELTOROSWSTA9 | South
[33 empty] | 5518 | ELTOROSW9 | South
[33 empty] | 5520 | ELTOROSUB9 | South
[33 empty] | 5522 | EDNASUB9 | South
[33 empty] | 5525 | GANADOSW9 | South
[33 empty] | 5526 | GANADOSUB9 | South
[33 empty] | 5528 | LOUISESUB9 | South
[33 empty] | 5530 | ROUNDMOTSW9 | South
[33 empty] | 5532 | HILLJESUB9 | South
[33 empty] | 5534 | ROUNDMOTSUB9 | South
[33 empty] | 5536 | NADASUB9 | South
[33 empty] | 5538 | ELCAMPOSUB9 | South
[33 empty] | 5540 | PLAINVIEWSB9 | South
[33 empty] | 5543 | INDSTRLPKSB9 | South
[33 empty] | 5544 | DANEVANGSW9 | South
[33 empty] | 5546 | DANEVANGSW8 | South
[33 empty] | 5548 | DANEVANGSUB9 | South
[33 empty] | 5549 | CLEMVILLESW9 | South
[33 empty] | 5550 | NCLEMVILLE9 | South
[33 empty] | 5551 | SALTDOME9 | South
[33 empty] | 5552 | SCLEMVILLE9 | South
[33 empty] | 5554 | MARKHAMTAP9 | South
[33 empty] | 5556 | VANVLECKSW9 | Houston
[33 empty] | 5558 | VANVLECKSUB9 | Houston
[33 empty] | 5560 | BAYCITYSUB9 | Houston
[33 empty] | 5564 | SARGENTSUB9 | Houston
[33 empty] | 5566 | FRANKLNCAMP9 | Houston
[33 empty] | 5568 | FRANKLNCAMP8 | Houston
[33 empty] | 5569 | TINTOPSUB9 | South
[33 empty] | 5570 | PALACIOSSUB9 | South
[33 empty] | 5571 | STRUCTURE235 | South
[33 empty] | 5573 | CARANCAHUA9 | South
[33 empty] | 5574 | OLIVIASW9 | South
[33 empty] | 5576 | OLIVIASUB9 | South
[33 empty] | 5578 | LOLITASUB9 | South
[33 empty] | 5580 | VANHUMBLESB9 | South
[33 empty] | 5582 | VANDERBLTSW9 | South
[33 empty] | 5584 | VANDERBLTSW8 | South
[33 empty] | 5586 | VANDERBLTSB9 | South
[33 empty] | 5588 | REDBLUF | South
[33 empty] | 5590 | PLACEDOSUB9 | South
[33 empty] | 5591 | KAMEYSUB9 | South
[33 empty] | 5592 | PORTLAVACA9 | South
[33 empty] | 5596 | PTOCONNORSB9 | South
[33 empty] | 5598 | SEADRIFTSUB9 | South
[33 empty] | 5600 | LONETREESUB9 | South
[33 empty] | 5601 | AIRPORTSUB9 | South
[33 empty] | 5602 | TWINPINESW9 | South
[33 empty] | 5603 | TWINPINESUB9 | South
[33 empty] | 5604 | HIGHLANDSSB9 | South
[33 empty] | 5605 | WARBURTON9 | South
[33 empty] | 5606 | ALOESUB9 | South
[33 empty] | 5608 | MCFADDINSUB9 | South
[33 empty] | 5610 | REFUGIOSUB9 | South
[33 empty] | 5614 | BONNEVIEWSB9 | South
[33 empty] | 5616 | TAFTSUB9 | South
[33 empty] | 5618 | SODVILLESUB9 | South
[33 empty] | 5620 | WSINTONSW9 | South
[33 empty] | 5622 | WSINTONSUB9 | South
[33 empty] | 5626 | CALALLENSUB9 | South
[33 empty] | 5632 | RIVERSIDESB9 | South
[33 empty] | 5634 | ROBSTOWNSUB9 | South
[33 empty] | 5636 | CORPSCHRSSW9 | South
[33 empty] | 5638 | CORPSCHRSUB9 | South
[33 empty] | 5640 | DRISCOLLSUB9 | South
[33 empty] | 5645 | RICARDOSUB9 | South
[33 empty] | 5646 | RIVIERASUB9 | South
[33 empty] | 5648 | LOYOLASW8 | South
[33 empty] | 5650 | LOYOLASW9 | South
[33 empty] | 5652 | CENTRALSUB9 | South
[33 empty] | 5654 | SANDIEGOSUB9 | South
[33 empty] | 5658 | ORANGEGRVSW9 | South
[33 empty] | 5660 | ORANGEGRVSW8 | South
[33 empty] | 5662 | ORANGEGRVSB9 | South
[33 empty] | 5664 | AGUADULCESB9 | South
[33 empty] | 5666 | SANDIASUB9 | South
[33 empty] | 5668 | MATHISSUB9 | South
[33 empty] | 5672 | OLMOSSUB9 | South
[33 empty] | 5673 | BEEPRISONSB9 | South
[33 empty] | 5674 | BEEVILLESUB9 | South
[33 empty] | 5676 | GOLIADSW9 | South
[33 empty] | 5678 | SCHROEDERSB9 | South
[33 empty] | 5680 | LOOP463SUB8 | South
[33 empty] | 5684 | GEORGEWSTSB9 | South
[33 empty] | 5685 | WGORGEWSTAP9 | South
[33 empty] | 5686 | GEORGEWSTSW8 | South
[33 empty] | 5688 | GEORGEWSTSW8 | South
[33 empty] | 5690 | WGRGEWSTSUB9 | South
[33 empty] | 5695 | SIMMONSSUB9 | South
[33 empty] | 5696 | CALLIHAMSW9 | South
[33 empty] | 5697 | SCALLIHAMSB9 | South
[33 empty] | 5698 | NCALLIHAMSB9 | South
[33 empty] | 5699 | CHKCANPRISB9 | South
[33 empty] | 5700 | TILDENSUB9 | South
[33 empty] | 5702 | SNMIGUELSWA8 | South
[33 empty] | 5704 | SNMIGUELSWB8 | South
[33 empty] | 5706 | SNMIGUELSWY9 | South
[33 empty] | 5708 | CHARLOTTESB9 | South
[33 empty] | 5710 | POTEETSUB9 | South
[33 empty] | 5712 | OAKSSUB8 | South
[33 empty] | 5713 | OAKSSUB9 | South
[33 empty] | 5714 | PLEASANTON9 | South
[33 empty] | 5716 | FASHINGSUB9 | South
[33 empty] | 5718 | ROSSVILLESB9 | South
[33 empty] | 5720 | COYCITYSUB9 | South
[33 empty] | 5722 | KENEDYSUB9 | South
[33 empty] | 5725 | PAWNEESW5 | South
[33 empty] | 5727 | PAWNEESW8 | South
[33 empty] | 5728 | FALCONHYDRO2 | South
[33 empty] | 5729 | FALCONHYDRO3 | South
[33 empty] | 5730 | FOURCORNERS8 | South
[33 empty] | 5732 | CHARCOSUB9 | South
[33 empty] | 5735 | MIDFIELDWST9 | South
[33 empty] | 5736 | FANNINSUB9 | South
[33 empty] | 5805 | QUIHISW9 | South
[33 empty] | 5806 | WESTBADERSB9 | South
[33 empty] | 5807 | CSTROVILESW9 | South
[33 empty] | 5808 | CSTROVILESB9 | South
[33 empty] | 5810 | BADERSUB9 | South
[33 empty] | 5811 | PEARSONSW9 | South
[33 empty] | 5812 | SABINALSUB9 | South
[33 empty] | 5813 | PEARSONSW8 | South
[33 empty] | 5814 | DHANISSUB9 | South
[33 empty] | 5816 | HONDOSUB9 | South
[33 empty] | 5817 | FERRISSW9 | South
[33 empty] | 5818 | FERRISSUB9 | South
[33 empty] | 5819 | HONDOCREEK8 | South
[33 empty] | 5820 | UVALDESUB9 | South
[33 empty] | 5821 | HONDOCREEK9 | South
[33 empty] | 5822 | LEONASUB9 | South
[33 empty] | 5823 | UVALDESW9 | South
[33 empty] | 5824 | WSTUVALDESB8 | South
[33 empty] | 5827 | MOORESUB8 | South
[33 empty] | 5828 | DEVINESUB9 | South
[33 empty] | 5830 | MOORESUB9 | South
[33 empty] | 5832 | FRIOTOWNSUB9 | South
[33 empty] | 5836 | NBATESVILLE9 | South
[33 empty] | 5842 | DERBYSUB9 | South
[33 empty] | 5848 | SBATESVILLE9 | South
[33 empty] | 5849 | BATESVILESW9 | South
[33 empty] | 5851 | BATESVILESW8 | South
[33 empty] | 5852 | BIGFOOTSUB9 | South
[33 empty] | 5855 | CRYSTLCTYSW9 | South
[33 empty] | 5856 | CRYSTLCTYSB9 | South
[33 empty] | 5857 | DEVINESW9 | South
[33 empty] | 5858 | NATALIASW9 | South
[33 empty] | 5859 | TURTLECREEK9 | South
[33 empty] | 5860 | DILLEYSUB9 | South
[33 empty] | 5861 | DILEYSWSTEC8 | South
[33 empty] | 5863 | DILEYSWSTEC9 | South
[33 empty] | 5864 | WCRYSTLCTY9 | South
[33 empty] | 5868 | BIGWELLSSUB9 | South
[33 empty] | 5870 | BRUNDAGESUB9 | South
[33 empty] | 5872 | CARIZOSPNGS9 | South
[33 empty] | 5876 | COTULLASUB9 | South
[33 empty] | 5878 | HOLLANDSUB9 | South
[33 empty] | 5880 | FREERSUB9 | South
[33 empty] | 5883 | DOWNIESUB9 | South
[33 empty] | 5885 | DOWNIESUB8 | South
[33 empty] | 5887 | BRUNISUB8 | South
[33 empty] | 5888 | BRUNISUB9 | South
[33 empty] | 5890 | PEARSALLGEN1 | South
[33 empty] | 5891 | PEARSALLGEN2 | South
[33 empty] | 5892 | PEARSALLGEN3 | South
[33 empty] | 5893 | PEARSALLSW9 | South
[33 empty] | 5895 | PEARSALLSW8 | South
[33 empty] | 5901 | MIGUEL 5 | South
[33 empty] | 5902 | MIGUEL 8 | South
[33 empty] | 5903 | SANMIGUELGEN | South
[33 empty] | 5904 | MIGUESTR | South
[33 empty] | 5905 | MIGUESTR | South
[33 empty] | 5906 | MIGUESTR | South
[33 empty] | 5908 | SMIGLT1 | South
[33 empty] | 5909 | SMIGLT2 | South
[33 empty] | 5911 | STP_GN1___1 | Houston
[33 empty] | 5912 | STP_GN2___2 | Houston
[33 empty] | 5915 | SO_TEX__345A | Houston
[33 empty] | 5925 | DCEAST | North
[33 empty] | 5930 | PWRPLT69 | South
[33 empty] | 5932 | SI_RAY9 | South
[33 empty] | 5933 | SI_RAY6 | South
[33 empty] | 5934 | SI_RAY5 | South
[33 empty] | 5935 | SI_RAY10 | South
[33 empty] | 5943 | LOMAALTA | South
[33 empty] | 5944 | CARBIDE | South
[33 empty] | 5946 | AIRPORT | South
[33 empty] | 5960 | MILHWY69 | South
[33 empty] | 5961 | LAREDO69 | South
[33 empty] | 5962 | LOMAALTA | South
[33 empty] | 5963 | TITAN | South
[33 empty] | 5964 | MILH_DUM | South
[33 empty] | 5965 | PALOALTO | South
[33 empty] | 6000 | SILVRTP1 | West
[33 empty] | 6001 | SAJT2A | West
[33 empty] | 6003 | BRNHRTP2 | West
[33 empty] | 6004 | ATTA2A | West
[33 empty] | 6005 | STAP2A | West
[33 empty] | 6006 | BRDY2A | South
[33 empty] | 6013 | TWB4TERT | West
[33 empty] | 6014 | SW_MESA4A | West
[33 empty] | 6015 | SWMESA4 | West
[33 empty] | 6016 | SWMESA | West
[33 empty] | 6019 | ORNNWPT4 | West
[33 empty] | 6021 | DSKY1_4 | West
[33 empty] | 6022 | DSKY1_T4 | West
[33 empty] | 6023 | ESTL2A | West
[33 empty] | 6024 | TURK2A | West
[33 empty] | 6028 | CHLD2A | West
[33 empty] | 6030 | CHLD4A | West
[33 empty] | 6031 | CH202A | West
[33 empty] | 6032 | CHIL2A | West
[33 empty] | 6033 | CHLD20TP2A | West
[33 empty] | 6035 | YUCCA2A | West
[33 empty] | 6041 | FLOMTP2A | West
[33 empty] | 6042 | FLOM2A | West
[33 empty] | 6044 | TURL2A | West
[33 empty] | 6048 | PAUL2A | West
[33 empty] | 6050 | LKPAULS4 | West
[33 empty] | 6051 | QUAN2A | West
[33 empty] | 6052 | ACME2A | West
[33 empty] | 6053 | KIRK2A | West
[33 empty] | 6056 | CHLC_VER2A | West
[33 empty] | 6057 | CHILE2WT | West
[33 empty] | 6058 | VERN2A | West
[33 empty] | 6060 | VERN4A | West
[33 empty] | 6061 | VRCP2A | West
[33 empty] | 6062 | SANT2A | West
[33 empty] | 6063 | SAND2A | West
[33 empty] | 6064 | VERS2A | West
[33 empty] | 6066 | VERS4A | West
[33 empty] | 6070 | GRAYBAC2 | West
[33 empty] | 6071 | GRBC2A | West
[33 empty] | 6072 | HARR2A | West
[33 empty] | 6075 | WAGR2A | West
[33 empty] | 6080 | TRUSEXN2 | West
[33 empty] | 6082 | CRWL2A | West
[33 empty] | 6084 | EXTR2A | West
[33 empty] | 6085 | TRUS2A | West
[33 empty] | 6086 | BENJTP2A | West
[33 empty] | 6087 | BENJ2A | West
[33 empty] | 6097 | OKLA4A | West
[33 empty] | 6098 | OKLA4B | West
[33 empty] | 6100 | OKLA7A | West
[33 empty] | 6101 | OKLA7STR | West
[33 empty] | 6107 | MUND2A | West
[33 empty] | 6108 | MUNE2A | West
[33 empty] | 6110 | EMUNDY24 | West
[33 empty] | 6112 | GILL2A | West
[33 empty] | 6113 | KNXC2A | West
[33 empty] | 6114 | KNXR2A | West
[33 empty] | 6115 | ROCH2A | West
[33 empty] | 6117 | EMUNDY14 | West
[33 empty] | 6120 | RULE2A | West
[33 empty] | 6122 | HSKL2A | West
[33 empty] | 6123 | JOSS2A | West
[33 empty] | 6124 | HASTXTP2A | West
[33 empty] | 6125 | WEIN2A | West
[33 empty] | 6126 | TXHS2A | West
[33 empty] | 6131 | PADR2A | West
[33 empty] | 6132 | PADC2A | West
[33 empty] | 6133 | PADU2A | West
[33 empty] | 6135 | PADU4A | West
[33 empty] | 6136 | WLDHRSTP4A | West
[33 empty] | 6140 | MATA2A | West
[33 empty] | 6141 | ROAR2A | West
[33 empty] | 6142 | AFTO2A | West
[33 empty] | 6143 | ESPU2A | West
[33 empty] | 6144 | MCADOO1A | West
[33 empty] | 6145 | MCADOO4A | West
[33 empty] | 6147 | GIRA2A | West
[33 empty] | 6148 | SPUR2A | West
[33 empty] | 6150 | SPUR4A | West
[33 empty] | 6151 | GIRA_TAP2A | West
[33 empty] | 6152 | DKEC2A | West
[33 empty] | 6153 | JATN2A | West
[33 empty] | 6154 | PEAC2A | West
[33 empty] | 6156 | ASPM2A | West
[33 empty] | 6158 | ASPM4A | West
[33 empty] | 6159 | PAIP2A | West
[33 empty] | 6160 | PAIP2STR | West
[33 empty] | 6161 | PAIP4A | West
[33 empty] | 6165 | CALCRKTP4A | West
[33 empty] | 6166 | CALI_CRK4A | West
[33 empty] | 6169 | PAIP4B | West
[33 empty] | 6170 | HASR2A | West
[33 empty] | 6171 | HSKELTP2 | West
[33 empty] | 6172 | STAM2A | West
[33 empty] | 6173 | CORN2A | West
[33 empty] | 6174 | HSKREAT2 | West
[33 empty] | 6175 | ANSN2A | West
[33 empty] | 6176 | ANSO2A | West
[33 empty] | 6177 | SWEN2A | West
[33 empty] | 6180 | RADM2A | West
[33 empty] | 6182 | HAMTXCO2 | West
[33 empty] | 6183 | HAMR2A | West
[33 empty] | 6184 | HAMTXTP2 | West
[33 empty] | 6185 | HAML2A | West
[33 empty] | 6186 | SHHA2A | West
[33 empty] | 6187 | CONA2A | West
[33 empty] | 6191 | EXSHRN4 | West
[33 empty] | 6192 | RONDTOP2 | West
[33 empty] | 6193 | PLST2A | West
[33 empty] | 6194 | RONDTPT2 | West
[33 empty] | 6195 | ROBY2A | West
[33 empty] | 6196 | ROTN2A | West
[33 empty] | 6197 | CLRM2A | West
[33 empty] | 6198 | CLARSUN2 | West
[33 empty] | 6202 | ALBNY_FD2A | West
[33 empty] | 6204 | WOOD2A | West
[33 empty] | 6205 | THRM2A | West
[33 empty] | 6206 | BUKB2A | West
[33 empty] | 6207 | ALBANY2A | West
[33 empty] | 6208 | HUB12A | West
[33 empty] | 6209 | MRAN2A | West
[33 empty] | 6210 | WCTMWD22 | West
[33 empty] | 6211 | ALBANYT2 | West
[33 empty] | 6212 | WCTMWD12 | West
[33 empty] | 6213 | HUB1_TAP2A | West
[33 empty] | 6214 | ALBANYT1 | West
[33 empty] | 6215 | ABRBRSN2 | West
[33 empty] | 6216 | BLF_CRK4A | West
[33 empty] | 6217 | FTPHPMP2 | West
[33 empty] | 6218 | NUGENTR2 | West
[33 empty] | 6219 | NUGE2A | West
[33 empty] | 6220 | FTFP2A | West
[33 empty] | 6221 | ABRC2A | West
[33 empty] | 6222 | FTPP4A | West
[33 empty] | 6223 | ABRC4A | West
[33 empty] | 6224 | ABNW2A | West
[33 empty] | 6225 | ABNW2B | West
[33 empty] | 6226 | ABEASTP | West
[33 empty] | 6228 | ABNW4A | West
[33 empty] | 6229 | CALHNTP | West
[33 empty] | 6230 | ABMULCE7 | West
[33 empty] | 6231 | MULBW RS | West
[33 empty] | 6232 | MULBE RS | West
[33 empty] | 6233 | ABMULSTR | West
[33 empty] | 6235 | ABMULCW7 | West
[33 empty] | 6236 | ABON2A | West
[33 empty] | 6237 | ONYS2A | West
[33 empty] | 6238 | EXHA2A | West
[33 empty] | 6239 | ABVT2A | West
[33 empty] | 6240 | ABVO2A | West
[33 empty] | 6241 | ELYT2A | West
[33 empty] | 6242 | MERK2A | West
[33 empty] | 6243 | CLFK2A | West
[33 empty] | 6244 | ABWALTP2 | West
[33 empty] | 6245 | ABRBPRS2 | West
[33 empty] | 6246 | MKLT2A | West
[33 empty] | 6247 | TRNT2A | West
[33 empty] | 6248 | HAWEXXN2 | West
[33 empty] | 6249 | DELT2A | West
[33 empty] | 6250 | DELK 2 | West
[33 empty] | 6251 | ELY9 | West
[33 empty] | 6252 | SCOTT9 | West
[33 empty] | 6253 | ABEC2A | West
[33 empty] | 6254 | ABMULSTR | West
[33 empty] | 6255 | ABEC4A | West
[33 empty] | 6256 | ABTT4A | West
[33 empty] | 6257 | ABRL4A | West
[33 empty] | 6258 | ABSO2A | West
[33 empty] | 6259 | ABSO2STR | West
[33 empty] | 6260 | ABSO4A | West
[33 empty] | 6261 | WYLE4A | West
[33 empty] | 6262 | ABSO2STR | West
[33 empty] | 6265 | ABDYES22 | West
[33 empty] | 6266 | ABDYTP22 | West
[33 empty] | 6267 | ABHT2A | West
[33 empty] | 6268 | ABDYTP12 | West
[33 empty] | 6269 | ABDYES12 | West
[33 empty] | 6270 | ABSH2A | West
[33 empty] | 6271 | ABMM2A | West
[33 empty] | 6272 | ABOV2A | West
[33 empty] | 6273 | ABDYTP32 | West
[33 empty] | 6274 | ABDYES32 | West
[33 empty] | 6275 | ABEA4A | West
[33 empty] | 6276 | ABEAST12 | West
[33 empty] | 6277 | ABEAST22 | West
[33 empty] | 6278 | ABPLTTP22A | West
[33 empty] | 6281 | ABWA2A | West
[33 empty] | 6282 | ABPG2A | West
[33 empty] | 6283 | ABOLMLT2 | West
[33 empty] | 6284 | ABWTGUT2 | West
[33 empty] | 6285 | ABWTXGU2 | West
[33 empty] | 6286 | ABOILML2 | West
[33 empty] | 6287 | MULBW RL | West
[33 empty] | 6288 | MULBE RL | West
[33 empty] | 6290 | ABMS4A | West
[33 empty] | 6291 | AILN2A | West
[33 empty] | 6292 | ABCC4A | West
[33 empty] | 6293 | ABCR4A | West
[33 empty] | 6295 | SRC1TERT | West
[33 empty] | 6300 | DENTONR2 | West
[33 empty] | 6301 | ABED2A | West
[33 empty] | 6302 | CLYM2A | West
[33 empty] | 6303 | WTU_DETP2A | West
[33 empty] | 6304 | CLYDMAG2 | West
[33 empty] | 6305 | CLYD2A | West
[33 empty] | 6306 | BAIR2A | West
[33 empty] | 6307 | PUTN2A | West
[33 empty] | 6308 | PUTN2STR | West
[33 empty] | 6309 | PUTN2A | West
[33 empty] | 6310 | PUTN2B | West
[33 empty] | 6311 | CISC2A | North
[33 empty] | 6312 | PUT69 2 | West
[33 empty] | 6313 | POTOSI_T4A | West
[33 empty] | 6314 | POTOSI | West
[33 empty] | 6315 | SHARP TP | West
[33 empty] | 6316 | SHARP | West
[33 empty] | 6318 | POTTER | West
[33 empty] | 6323 | ELO2TERT | West
[33 empty] | 6324 | FTCHAD | West
[33 empty] | 6325 | CHAD4A | West
[33 empty] | 6326 | ROBRTSR2 | West
[33 empty] | 6327 | ABCG2A | West
[33 empty] | 6328 | TUSC2A | West
[33 empty] | 6329 | GLDBSK9 | West
[33 empty] | 6330 | HAPVAL2 | West
[33 empty] | 6331 | CLIM2A | West
[33 empty] | 6332 | HAPVALT2 | West
[33 empty] | 6333 | WINT2A | West
[33 empty] | 6334 | HATC2A | West
[33 empty] | 6335 | OAKC4A | West
[33 empty] | 6337 | BALEXXN2 | West
[33 empty] | 6338 | BALG2A | West
[33 empty] | 6340 | BALG4A | West
[33 empty] | 6341 | BALEXTP2 | West
[33 empty] | 6342 | NOVC2A | West
[33 empty] | 6343 | TALPATL2 | West
[33 empty] | 6344 | VALE2A | West
[33 empty] | 6345 | GLDBSKR2 | West
[33 empty] | 6346 | COLJ2A | West
[33 empty] | 6347 | COLETAP4 | West
[33 empty] | 6348 | COLEMAN4 | West
[33 empty] | 6349 | NOVICE9 | West
[33 empty] | 6350 | DRESSY9 | West
[33 empty] | 6351 | NICOLE4A | West
[33 empty] | 6352 | SANA_TAP2A | West
[33 empty] | 6353 | SANA2A | West
[33 empty] | 6355 | SANA4A | West
[33 empty] | 6356 | DRSY2A | West
[33 empty] | 6357 | CRPL2A | West
[33 empty] | 6358 | RIST2A | West
[33 empty] | 6360 | COLE_IVI4A | West
[33 empty] | 6361 | IVEYPMP4 | West
[33 empty] | 6362 | IVEYBST4 | West
[33 empty] | 6368 | HEXT 2 | South
[33 empty] | 6369 | PTRK2A | West
[33 empty] | 6370 | EOLATP2A | West
[33 empty] | 6371 | EOLA2A | West
[33 empty] | 6372 | EDEN2A | South
[33 empty] | 6373 | MENA2A | South
[33 empty] | 6375 | MENA4A | South
[33 empty] | 6376 | CRM1TP2A | South
[33 empty] | 6377 | CRM12A | South
[33 empty] | 6378 | BRDYSE 2 | South
[33 empty] | 6379 | BRDS2A | South
[33 empty] | 6380 | MELV2A | South
[33 empty] | 6381 | BRADYRE2 | South
[33 empty] | 6382 | BRADYTP2 | South
[33 empty] | 6383 | BRADY 2 | South
[33 empty] | 6384 | MCLC2A | South
[33 empty] | 6385 | EDENREA2 | South
[33 empty] | 6386 | CSSB2A | South
[33 empty] | 6387 | FREDPHIL2A | South
[33 empty] | 6388 | FTMA2A | South
[33 empty] | 6389 | CTECMA2A | South
[33 empty] | 6390 | FTMA4A | South
[33 empty] | 6391 | FRDN2A | South
[33 empty] | 6392 | PHMT2A | South
[33 empty] | 6393 | MASN2A | South
[33 empty] | 6394 | PHMA2A | South
[33 empty] | 6395 | MASNPH 2 | South
[33 empty] | 6396 | MASW2A | South
[33 empty] | 6397 | STRT2A | South
[33 empty] | 6398 | SHLO2A | South
[33 empty] | 6399 | KMJC2A | South
[33 empty] | 6400 | JUNC2A | South
[33 empty] | 6401 | MENPHTP2 | South
[33 empty] | 6402 | MENRDPH2 | South
[33 empty] | 6403 | SHELLON2 | South
[33 empty] | 6405 | AS2TERT | West
[33 empty] | 6406 | TURKTRAK4A | West
[33 empty] | 6407 | TURKTRAK1A | West
[33 empty] | 6409 | VRBS2A | West
[33 empty] | 6410 | MILE2A | West
[33 empty] | 6411 | ROWE2A | West
[33 empty] | 6412 | HARI2A | West
[33 empty] | 6413 | VERIBST2 | West
[33 empty] | 6414 | BRONTE 2 | West
[33 empty] | 6416 | SAGT2A | West
[33 empty] | 6417 | STRLNG9 | West
[33 empty] | 6418 | ATBR2A | West
[33 empty] | 6419 | AMBR2A | West
[33 empty] | 6420 | ROBL2A | West
[33 empty] | 6421 | ESPENCT2 | West
[33 empty] | 6422 | EDIT2A | West
[33 empty] | 6423 | CEDH2A | West
[33 empty] | 6425 | CEDH4A | West
[33 empty] | 6426 | ESPENCE2 | West
[33 empty] | 6427 | SILR2B | West
[33 empty] | 6428 | SILR2A | West
[33 empty] | 6429 | SPADERN2 | West
[33 empty] | 6430 | SILV2A | West
[33 empty] | 6431 | SILVRTP2 | West
[33 empty] | 6432 | EXPE2A | West
[33 empty] | 6433 | SPRH2A | West
[33 empty] | 6434 | PANA2A | West
[33 empty] | 6435 | STER2A | West
[33 empty] | 6436 | STCO2A | West
[33 empty] | 6437 | CRBDTP 2 | West
[33 empty] | 6438 | CBDREA 2 | West
[33 empty] | 6439 | AMCO2A | West
[33 empty] | 6440 | AMOCO 2 | West
[33 empty] | 6441 | ORNT4A | West
[33 empty] | 6442 | SARC4A | West
[33 empty] | 6444 | SARC7A | West
[33 empty] | 6445 | CRMW5TP2 | West
[33 empty] | 6446 | CRMWD5 2 | West
[33 empty] | 6447 | PAULANN4A | West
[33 empty] | 6448 | SA_HILND4A | West
[33 empty] | 6449 | SACK4A | West
[33 empty] | 6450 | SACO2A | West
[33 empty] | 6451 | SARC7STR | West
[33 empty] | 6452 | SACO4A | West
[33 empty] | 6453 | SAST4A | West
[33 empty] | 6454 | SASO4A | West
[33 empty] | 6455 | SASL2A | West
[33 empty] | 6456 | SAJS2A | West
[33 empty] | 6457 | SAEM2A | West
[33 empty] | 6458 | CRM24A | West
[33 empty] | 6459 | CRM32A | West
[33 empty] | 6460 | CRM42A | West
[33 empty] | 6461 | CRMWD42 | West
[33 empty] | 6462 | SANO2A | West
[33 empty] | 6463 | SARC7STR | West
[33 empty] | 6464 | SANO4A | West
[33 empty] | 6465 | SAGC2A | West
[33 empty] | 6466 | SAWT2A | West
[33 empty] | 6467 | SAWA2A | West
[33 empty] | 6468 | SACH2A | West
[33 empty] | 6470 | SACH4A | West
[33 empty] | 6471 | SAAN2A | West
[33 empty] | 6473 | BENF4A | West
[33 empty] | 6477 | SAMF2A | West
[33 empty] | 6478 | SAPS2A | West
[33 empty] | 6479 | SAPS TIE | West
[33 empty] | 6480 | SAPS4B | West
[33 empty] | 6481 | SASH4A | West
[33 empty] | 6482 | SALD4A | West
[33 empty] | 6483 | SAPS4A | West
[33 empty] | 6484 | ANGORA2A | West
[33 empty] | 6491 | PAW22A | West
[33 empty] | 6492 | PAVE4A | West
[33 empty] | 6493 | PAVEPAW4 | West
[33 empty] | 6494 | PAVEPAW2 | West
[33 empty] | 6495 | CRIS2A | West
[33 empty] | 6496 | AROT2A | West
[33 empty] | 6497 | HULD2A | West
[33 empty] | 6498 | LVOK2A | West
[33 empty] | 6499 | LVOK2STR | West
[33 empty] | 6500 | LIVEOAK4 | West
[33 empty] | 6503 | SHBA2A | West
[33 empty] | 6505 | ELDO2A | West
[33 empty] | 6506 | PAGE2A | West
[33 empty] | 6507 | MIDV2A | West
[33 empty] | 6508 | FMCK2A | West
[33 empty] | 6509 | SHBT2A | West
[33 empty] | 6510 | SONO2A | West
[33 empty] | 6511 | ATSO2A | West
[33 empty] | 6513 | SONR2A | West
[33 empty] | 6515 | SONR4A | West
[33 empty] | 6524 | MERTZON9 | West
[33 empty] | 6526 | MERR2A | West
[33 empty] | 6527 | SANW2A | West
[33 empty] | 6528 | TANK2A | West
[33 empty] | 6529 | MERT2A | West
[33 empty] | 6530 | BARN2A | West
[33 empty] | 6531 | BRNHRPH2 | West
[33 empty] | 6532 | BARNHCV2 | West
[33 empty] | 6533 | BGLK2A | West
[33 empty] | 6534 | BGLK2B | West
[33 empty] | 6535 | BGLK4A | West
[33 empty] | 6538 | TEXN2A | West
[33 empty] | 6539 | SHPO2A | West
[33 empty] | 6540 | SHPO_TAP2A | West
[33 empty] | 6541 | TEXONTP2 | West
[33 empty] | 6542 | ATLT2A | West
[33 empty] | 6543 | KEMPEXT2 | West
[33 empty] | 6544 | HUMT2A | West
[33 empty] | 6545 | POWF2A | West
[33 empty] | 6546 | PHBL_TAP2A | West
[33 empty] | 6547 | STRS2A | West
[33 empty] | 6548 | POWT2A | West
[33 empty] | 6549 | MIDW2A | West
[33 empty] | 6550 | FDRAN2A | West
[33 empty] | 6551 | OZNR2A | West
[33 empty] | 6552 | CROCKHT2 | West
[33 empty] | 6553 | PHBL2A | West
[33 empty] | 6554 | EXKE2A | West
[33 empty] | 6555 | ATLB2A | West
[33 empty] | 6556 | YATW_SW2A | West
[33 empty] | 6560 | OZONA 2 | West
[33 empty] | 6562 | FDRAN4A | West
[33 empty] | 6565 | ILLN2A | West
[33 empty] | 6568 | RGECBVIL | South
[33 empty] | 6572 | MDSC2A | West
[33 empty] | 6574 | MART2A | West
[33 empty] | 6575 | IRAN2A | West
[33 empty] | 6576 | DSCVYTP2 | West
[33 empty] | 6577 | SHEF2A | West
[33 empty] | 6578 | FTLCSTR2 | West
[33 empty] | 6580 | AIRP2A | West
[33 empty] | 6581 | ARPT2A | West
[33 empty] | 6583 | MESAVIEW4A | West
[33 empty] | 6584 | INDN4A | West
[33 empty] | 6585 | DSCVRY 2 | West
[33 empty] | 6586 | MCCAMY4 | West
[33 empty] | 6587 | SCROSS2 | West
[33 empty] | 6588 | SHLMESA2 | West
[33 empty] | 6589 | RANK2A | West
[33 empty] | 6590 | SHME2A | West
[33 empty] | 6591 | RANK4 2 | West
[33 empty] | 6592 | MCAM2A | West
[33 empty] | 6594 | SCRS2A | West
[33 empty] | 6597 | BOBCAT 2 | West
[33 empty] | 6598 | RIOP2A | West
[33 empty] | 6599 | BOBCAT TP | West
[33 empty] | 6600 | CRNAIR TP | West
[33 empty] | 6601 | RIOP4A | West
[33 empty] | 6603 | CRANTP2 | West
[33 empty] | 6604 | SAGE2A | West
[33 empty] | 6605 | CRANAIR2 | West
[33 empty] | 6606 | TXNMPL 2 | West
[33 empty] | 6607 | MCELROY2 | West
[33 empty] | 6608 | CRANGU12 | West
[33 empty] | 6609 | TXNMTP 2 | West
[33 empty] | 6610 | CRANGU22 | West
[33 empty] | 6611 | DUN22A | West
[33 empty] | 6613 | CRAN2A | West
[33 empty] | 6614 | DUNETAP2A | West
[33 empty] | 6627 | COMC4A | West
[33 empty] | 6628 | FTST2A | West
[33 empty] | 6630 | FTST4A | West
[33 empty] | 6632 | WDWRDTP4 | West
[33 empty] | 6633 | WOODWRD14A | West
[33 empty] | 6635 | KING_TAP4A | West
[33 empty] | 6636 | SNYDERW4A | West
[33 empty] | 6637 | SNYDERW1A | West
[33 empty] | 6639 | MCAN4A | West
[33 empty] | 6641 | SUNV2A | West
[33 empty] | 6642 | MAST2A | West
[33 empty] | 6643 | PECV2A | West
[33 empty] | 6645 | FTSW2A | West
[33 empty] | 6649 | VERH2A | West
[33 empty] | 6650 | CCRT2A | West
[33 empty] | 6651 | CCRK2A | West
[33 empty] | 6652 | SGSA2A | West
[33 empty] | 6653 | BARL2A | West
[33 empty] | 6655 | BARL4A | West
[33 empty] | 6656 | HACKBTAP4A | West
[33 empty] | 6657 | CR101TAP4A | West
[33 empty] | 6658 | MECPLNVW | West
[33 empty] | 6659 | SNTXTAP2A | West
[33 empty] | 6660 | SNTX12A | West
[33 empty] | 6661 | LONGWRTH2A | West
[33 empty] | 6663 | COCS2A | West
[33 empty] | 6665 | ALPR2A | West
[33 empty] | 6666 | ALPI2A | West
[33 empty] | 6667 | PAISANO2 | West
[33 empty] | 6668 | ALTUDA2A | West
[33 empty] | 6669 | PRSMNGAP2A | West
[33 empty] | 6676 | FTDA2A | West
[33 empty] | 6677 | VALT2A | West
[33 empty] | 6678 | ALMC2A | West
[33 empty] | 6680 | ALMC4A | West
[33 empty] | 6681 | MARF2A | West
[33 empty] | 6682 | CIEN2A | West
[33 empty] | 6683 | SHAF2A | West
[33 empty] | 6684 | PRES2A | West
[33 empty] | 6688 | CHINATI2 | West
[33 empty] | 6689 | BRYR2A | West
[33 empty] | 6690 | ATKN2A | West
[33 empty] | 6691 | ESPY2A | West
[33 empty] | 6692 | POND2A | West
[33 empty] | 6700 | DIBL WT4 | North
[33 empty] | 6703 | SFIELD | North
[33 empty] | 6705 | OWTN WT4 | North
[33 empty] | 6707 | BSCM WT4 | North
[33 empty] | 6709 | TSLVILLE | North
[33 empty] | 6710 | SWTN WT4 | North
[33 empty] | 6711 | OKWD WT4 | North
[33 empty] | 6717 | CSNG WT4 | North
[33 empty] | 6719 | CGSE WT4 | North
[33 empty] | 6720 | SHNE WT4 | North
[33 empty] | 6722 | OKRD WT4 | North
[33 empty] | 6723 | HGTN WT4 | North
[33 empty] | 6724 | ZVLA WT4 | North
[33 empty] | 6726 | LFKN WT4 | North
[33 empty] | 6727 | BYLC WT4 | North
[33 empty] | 6736 | PLST WT4 | North
[33 empty] | 6738 | CTVL WT4 | North
[33 empty] | 6742 | TROUPWT2 | North
[33 empty] | 6743 | WALNT | North
[33 empty] | 6752 | OKLA0A | West
[33 empty] | 6754 | PTCREK2G | West
[33 empty] | 6769 | SRC2TERT | West
[33 empty] | 6771 | SABLUFF4 | West
[33 empty] | 6772 | ABIP4A | West
[33 empty] | 6773 | PCNBYU4A | West
[33 empty] | 6774 | SEGOVTP9 | South
[33 empty] | 6780 | OK1TERT | West
[33 empty] | 6788 | AMCETERT | West
[33 empty] | 6789 | AMCWTERT | West
[33 empty] | 6791 | AS1TERT | West
[33 empty] | 6794 | PM1TERT | West
[33 empty] | 6800 | LIBTY RC | North
[33 empty] | 6801 | ROSHILRC | North
[33 empty] | 6802 | SHRLM RC | North
[33 empty] | 6803 | BLUCRKRC | North
[33 empty] | 6804 | WHTBR RC | North
[33 empty] | 6806 | SHRWD RC | North
[33 empty] | 6807 | DCKCVWRC | North
[33 empty] | 6808 | SHERY RC | North
[33 empty] | 6809 | BELLS RC | North
[33 empty] | 6810 | GORDVLRC | North
[33 empty] | 6811 | PNKHL RC | North
[33 empty] | 6812 | DENSE RC | North
[33 empty] | 6813 | ELMNTRC | North
[33 empty] | 6814 | CHERY RC | North
[33 empty] | 6815 | EXPLORRC | North
[33 empty] | 6816 | WHTMD RC | North
[33 empty] | 6817 | ETHELRC | North
[33 empty] | 6818 | EVANALRC | North
[33 empty] | 6819 | ANNA_RC | North
[33 empty] | 6821 | I20SUBRC | North
[33 empty] | 6822 | VAN ALRC | North
[33 empty] | 6823 | KIOWARC | North
[33 empty] | 6824 | RENOS RC | North
[33 empty] | 6826 | ALHUB RC | North
[33 empty] | 6830 | ECTOR RC | North
[33 empty] | 6831 | ABLSPRRC | North
[33 empty] | 6832 | MINTR RC | North
[33 empty] | 6838 | WINDM RC | North
[33 empty] | 6840 | BRKSTNRC | North
[33 empty] | 6842 | COMON RC | North
[33 empty] | 6844 | COOP RC | North
[33 empty] | 6845 | CRNDL RC | North
[33 empty] | 6846 | COPEN RC | North
[33 empty] | 6847 | WINDMLRC | North
[33 empty] | 6848 | BNHMLKRC | North
[33 empty] | 6850 | WLF C RC | North
[33 empty] | 6851 | NW WYLIC | North
[33 empty] | 6852 | SULBF RC | North
[33 empty] | 6853 | CLIMAX | North
[33 empty] | 6854 | COMME RC | North
[33 empty] | 6857 | COMMW RC | North
[33 empty] | 6858 | COMBNTRC | North
[33 empty] | 6859 | MARVIN RC | North
[33 empty] | 6861 | CUMBY RC | North
[33 empty] | 6865 | FORNYWRC | North
[33 empty] | 6867 | FRNYE RC | North
[33 empty] | 6868 | COPVL RC | North
[33 empty] | 6869 | SUNYPTRC | North
[33 empty] | 6870 | MCKINWRC | North
[33 empty] | 6871 | LNOK_RC | North
[33 empty] | 6873 | MLSSA RC | North
[33 empty] | 6874 | MCK121RC | North
[33 empty] | 6875 | CHAMB RC | North
[33 empty] | 6876 | MCKINERC | North
[33 empty] | 6877 | STONYRC | North
[33 empty] | 6878 | ALLEN RC | North
[33 empty] | 6879 | PARKR RC | North
[33 empty] | 6880 | LUCAS RC | North
[33 empty] | 6881 | WYLIE RC | North
[33 empty] | 6882 | WIELNDRC | North
[33 empty] | 6883 | MSYLK RC | North
[33 empty] | 6884 | QUINLNDRC | North
[33 empty] | 6885 | CHIES RC | North
[33 empty] | 6886 | BLDSW RC | North
[33 empty] | 6887 | CARTR RC | North
[33 empty] | 6888 | WSTMNSNRC | North
[33 empty] | 6894 | ROSHILRC | North
[33 empty] | 6896 | OAKGV RC | North
[33 empty] | 6897 | NWTER RC | North
[33 empty] | 6898 | TERRL RC | North
[33 empty] | 6900 | KEMP RC | North
[33 empty] | 6902 | TALTYRC | North
[33 empty] | 6904 | COMBNRC | North
[33 empty] | 6906 | RANDRC | North
[33 empty] | 6908 | SCURYRC | North
[33 empty] | 6909 | ALNN RC | North
[33 empty] | 6910 | MSQT RC | North
[33 empty] | 6911 | MSQTV RC | North
[33 empty] | 6912 | COMMS RC | North
[33 empty] | 6914 | EMORY RC | North
[33 empty] | 6918 | TAWK RC | North
[33 empty] | 6919 | ENTPR RC | North
[33 empty] | 6920 | DCKCV RC | North
[33 empty] | 6922 | COBSW RC | North
[33 empty] | 6924 | POYNR RC | North
[33 empty] | 6926 | SEVPT RC | North
[33 empty] | 6928 | TOOL RC | North
[33 empty] | 6930 | WILOW RC | North
[33 empty] | 6932 | CRLSP RC | North
[33 empty] | 6934 | MNTLB RC | North
[33 empty] | 6935 | LKVEW RC | North
[33 empty] | 6936 | STCYRDRC | North
[33 empty] | 6937 | TUCKRRC | North
[33 empty] | 6938 | MALKF RC | North
[33 empty] | 6940 | MASSYRC | North
[33 empty] | 6942 | NECHS RC | North
[33 empty] | 6943 | CELINA RC | North
[33 empty] | 6944 | BUROWRC | North
[33 empty] | 6948 | DENISNDM | North
[33 empty] | 6949 | DENISNDM | North
[33 empty] | 7000 | L_FERGUS1_1Y | South
[33 empty] | 7004 | L_SIMGID1_1Y | South
[33 empty] | 7005 | L_SIMGID1_2Y | South
[33 empty] | 7006 | L_SIMGID1_3Y | South
[33 empty] | 7007 | L_LOSTPI1_1Y | South
[33 empty] | 7008 | L_LOSTPI1_2Y | South
[33 empty] | 7009 | L_LOSTPI1_3Y | South
[33 empty] | 7010 | L_FPPYD11_1Y | South
[33 empty] | 7011 | L_FPPYD11_2Y | South
[33 empty] | 7012 | L_FPPYD21_3Y | South
[33 empty] | 7014 | L_HAYSEN1_1Y | South
[33 empty] | 7015 | L_HAYSEN1_2Y | South
[33 empty] | 7016 | L_HAYSEN1_3Y | South
[33 empty] | 7017 | L_HAYSEN1_4Y | South
[33 empty] | 7020 | L_AUSTPL1_1Y | South
[33 empty] | 7022 | L_BUCHAN1_1Y | South
[33 empty] | 7023 | L_BUCHAN1_2Y | South
[33 empty] | 7024 | L_BUCHAN1_3Y | South
[33 empty] | 7026 | L_INKSDA1_1Y | South
[33 empty] | 7028 | L_MARBFA1_1Y | South
[33 empty] | 7029 | L_MARBFA1_2Y | South
[33 empty] | 7031 | L_MARSFO1G1Y | South
[33 empty] | 7032 | L_MARSFO1G2Y | South
[33 empty] | 7033 | L_MARSFO1G3Y | South
[33 empty] | 7035 | L_WIRTZ_1G1Y | South
[33 empty] | 7036 | L_WIRTZ_1G2Y | South
[33 empty] | 7038 | L_DELAWA1_1Y | West
[33 empty] | 7040 | L_AUSTRO5_1Y | South
[33 empty] | 7042 | L_ZORN__5_1Y | South
[33 empty] | 7043 | L_HAYSEN5_1Y | South
[33 empty] | 7044 | L_MARION5_1Y | South
[33 empty] | 7045 | L_ZORN__5_2Y | South
[33 empty] | 7046 | L_KENDAL5_1Y | South
[33 empty] | 7047 | L_GUADGE5_1Y | South
[33 empty] | 7048 | L_GARFIE5_1Y | South
[33 empty] | 7049 | L_MAHACR5_1Y | South
[33 empty] | 7050 | L_CLEASP5_1Y | South
[33 empty] | 7051 | L_RIONOG5_1Y | South
[33 empty] | 7055 | L_FPPYD25_1Y | South
[33 empty] | 7056 | L_FPPYD15_1Y | South
[33 empty] | 7057 | L_FAYETT5_1Y | South
[33 empty] | 7058 | L_SALEM_5_1Y | South
[33 empty] | 7060 | L_EBABSM8_1Y | South
[33 empty] | 7061 | L_COPPCO8_1Y | South
[33 empty] | 7062 | L_KEMPNE8_1Y | South
[33 empty] | 7063 | L_NARUNA8_1Y | South
[33 empty] | 7064 | L_LAMPAS8_1Y | South
[33 empty] | 7066 | L_ADAMSV8_1Y | South
[33 empty] | 7068 | L_EVANT_8_1Y | South
[33 empty] | 7070 | L_GOLDTH8_1Y | South
[33 empty] | 7073 | L_GOLDTH9_1Y | South
[33 empty] | 7074 | L_SASASW9_1Y | South
[33 empty] | 7075 | L_TERRY_9_1Y | South
[33 empty] | 7076 | L_RICHSP9_1Y | South
[33 empty] | 7078 | L_SANSAB9_1Y | South
[33 empty] | 7080 | L_LOMETA9_1Y | South
[33 empty] | 7082 | L_LAMPAS9_1Y | South
[33 empty] | 7084 | L_GRAPMI8_1Y | South
[33 empty] | 7087 | L_CORONA8_1Y | South
[33 empty] | 7092 | L_BUCHAN9_1Y | South
[33 empty] | 7093 | L_CORONA9_1Y | South
[33 empty] | 7094 | L_INKSDA9_1Y | South
[33 empty] | 7097 | L_BURNET9_1Y | South
[33 empty] | 7100 | L_BURNET8_1Y | South
[33 empty] | 7101 | L_CTECBU9_1Y | South
[33 empty] | 7102 | L_SHERSH8_1Y | South
[33 empty] | 7104 | L_WIRTZ_8_1Y | South
[33 empty] | 7107 | L_WIRTZ_9_1Y | South
[33 empty] | 7110 | L_WIRTZ_1N1Y | South
[33 empty] | 7111 | L_FLATRO8_1Y | South
[33 empty] | 7112 | L_WIRTZ_1N2Y | South
[33 empty] | 7114 | L_CASTEL9_1Y | South
[33 empty] | 7116 | L_SANDMO9_1Y | South
[33 empty] | 7119 | L_PITSBU9_1Y | South
[33 empty] | 7120 | L_PITSBU8_1Y | South
[33 empty] | 7121 | L_SANDCR9_1Y | South
[33 empty] | 7122 | L_ECKERT9_1Y | South
[33 empty] | 7124 | L_NEBO__9_1Y | South
[33 empty] | 7126 | L_FERGUS8_1Y | South
[33 empty] | 7127 | L_SANDCR8_1Y | South
[33 empty] | 7128 | L_HORSBA8_1Y | South
[33 empty] | 7130 | L_GILLES9_1Y | South
[33 empty] | 7132 | L_GILLES8_1Y | South
[33 empty] | 7133 | L_NIMITZ8_1Y | South
[33 empty] | 7134 | L_WOLFCR8_1Y | South
[33 empty] | 7136 | L_KERRST9_1Y | South
[33 empty] | 7138 | L_KERRST8_1Y | South
[33 empty] | 7140 | L_HARPRO8_1Y | South
[33 empty] | 7142 | L_INGRAM8_1Y | South
[33 empty] | 7143 | L_RIMROC8_1Y | South
[33 empty] | 7144 | L_HUNT__8_1Y | South
[33 empty] | 7146 | L_VERDCR8_1Y | South
[33 empty] | 7147 | L_KENDCT8_1Y | South
[33 empty] | 7148 | L_MOUNTO8_1Y | South
[33 empty] | 7149 | L_FREDER8_1Y | South
[33 empty] | 7150 | L_KENDAL8_1Y | South
[33 empty] | 7151 | L_CICO__8_1Y | South
[33 empty] | 7152 | L_KENDAL8_2Y | South
[33 empty] | 7153 | L_WELFAR8_1Y | South
[33 empty] | 7155 | L_COMFOR8_1Y | South
[33 empty] | 7156 | L_CYPRCR8_1Y | South
[33 empty] | 7158 | L_RAYMBA8_1Y | South
[33 empty] | 7159 | L_RAYMBA9_1Y | South
[33 empty] | 7160 | L_LEGION9_1Y | South
[33 empty] | 7162 | L_TRAVIS9_1Y | South
[33 empty] | 7168 | L_BOERNE8_1Y | South
[33 empty] | 7169 | L_FAIROA8_1Y | South
[33 empty] | 7170 | L_BERGHE8_1Y | South
[33 empty] | 7171 | L_ANTLER8_1Y | South
[33 empty] | 7172 | L_HENNE_8_2Y | South
[33 empty] | 7173 | L_RIVEOA8_1Y | South
[33 empty] | 7174 | L_HENNE_8_1Y | South
[33 empty] | 7175 | L_HORTON8_1Y | South
[33 empty] | 7176 | L_COMAL_8_1Y | South
[33 empty] | 7177 | L_HI46WE8_1Y | South
[33 empty] | 7178 | L_MARION8_1Y | South
[33 empty] | 7180 | L_ZORN__8_1Y | South
[33 empty] | 7181 | L_ZORN__8_2Y | South
[33 empty] | 7182 | L_MCCALA8_1Y | South
[33 empty] | 7184 | L_MCCALA8_2Y | South
[33 empty] | 7186 | L_RARO128_1Y | South
[33 empty] | 7188 | L_REDWOO8_1Y | South
[33 empty] | 7190 | L_HILLTO8_1Y | South
[33 empty] | 7191 | L_SANMAR9_1Y | South
[33 empty] | 7192 | L_SANMAR8_1Y | South
[33 empty] | 7193 | L_STRAHA8_1Y | South
[33 empty] | 7194 | L_REEDTA9_1Y | South
[33 empty] | 7196 | L_CAMPGA9_1Y | South
[33 empty] | 7197 | L_LEHIGH9_1Y | South
[33 empty] | 7198 | L_LEHIGH8_1Y | South
[33 empty] | 7200 | L_CANYON8_1Y | South
[33 empty] | 7202 | L_HICROS8_1Y | South
[33 empty] | 7204 | L_DUMPHI9_1Y | South
[33 empty] | 7206 | L_DALE__9_1Y | South
[33 empty] | 7208 | L_COLTON8_1Y | South
[33 empty] | 7212 | L_WOLFLA8_1Y | South
[33 empty] | 7215 | L_LOCKHA9_1Y | South
[33 empty] | 7216 | L_LOCKHA8_1Y | South
[33 empty] | 7218 | L_MAGNME9_1Y | South
[33 empty] | 7220 | L_LULIMA9_1Y | South
[33 empty] | 7223 | L_LULING9_1Y | South
[33 empty] | 7224 | L_LULING8_1Y | South
[33 empty] | 7225 | L_HICKFO8_1Y | South
[33 empty] | 7226 | L_CUSHMA8_1Y | South
[33 empty] | 7227 | L_GALLE_8_1Y | South
[33 empty] | 7228 | L_SEGUIN8_1Y | South
[33 empty] | 7229 | L_SEGUWE8_1Y | South
[33 empty] | 7230 | L_HARWOO9_1Y | South
[33 empty] | 7231 | L_THOMPS9_1Y | South
[33 empty] | 7232 | L_WAELDE9_1Y | South
[33 empty] | 7235 | L_SWEETH8_1Y | South
[33 empty] | 7236 | L_MOULTO9_1Y | South
[33 empty] | 7237 | L_HENKAU9_1Y | South
[33 empty] | 7238 | L_SHINER9_1Y | South
[33 empty] | 7239 | L_WESER_9_1Y | South
[33 empty] | 7240 | L_FORDTR9_1Y | South
[33 empty] | 7241 | L_YOAKUM9_1Y | South
[33 empty] | 7242 | L_YOAKUM8_1Y | South
[33 empty] | 7244 | L_CUERO_8_1Y | South
[33 empty] | 7245 | L_GONZAL8_1Y | South
[33 empty] | 7246 | L_HALLET8_1Y | South
[33 empty] | 7247 | L_FLATON9_1Y | South
[33 empty] | 7248 | L_FLATON8_1Y | South
[33 empty] | 7250 | L_ENGLE_8_1Y | South
[33 empty] | 7252 | L_SCHULE8_1Y | South
[33 empty] | 7254 | L_WEIMAR8_1Y | South
[33 empty] | 7257 | L_GLIDDE9_1Y | South
[33 empty] | 7258 | L_GLIDDE8_1Y | South
[33 empty] | 7263 | L_FRELSB8_1Y | South
[33 empty] | 7269 | L_BELLSO9_1Y | South
[33 empty] | 7270 | L_BELLSO8_1Y | South
[33 empty] | 7271 | L_NEWBRE8_1Y | South
[33 empty] | 7272 | L_WALLER8_1Y | South
[33 empty] | 7273 | L_WILLSP8_1Y | South
[33 empty] | 7274 | L_PLUM__8_1Y | South
[33 empty] | 7275 | L_RIVERS8_1Y | South
[33 empty] | 7276 | L_LAGRAN8_1Y | South
[33 empty] | 7278 | L_FAYEPL8_1Y | South
[33 empty] | 7280 | L_FARIPU8_1Y | South
[33 empty] | 7282 | L_FASHPU8_1Y | South
[33 empty] | 7286 | L_FAYETT8_1Y | South
[33 empty] | 7287 | L_BELLNO8_1Y | South
[33 empty] | 7288 | L_WELLBR8_1Y | South
[33 empty] | 7289 | L_SALEM_8_1Y | South
[33 empty] | 7291 | L_HIGH368_1Y | South
[33 empty] | 7292 | L_BRENHA8_1Y | South
[33 empty] | 7294 | L_BRENNO8_1Y | South
[33 empty] | 7296 | L_PISEK_8_1Y | South
[33 empty] | 7297 | L_ROTOTA8_1Y | South
[33 empty] | 7299 | L_ROUNTO8_1Y | South
[33 empty] | 7302 | L_GIDDIN8_1Y | South
[33 empty] | 7303 | L_WPPGS12_1Y | South
[33 empty] | 7305 | L_WPPGS34_1Y | South
[33 empty] | 7306 | L_WINCHE8_1Y | South
[33 empty] | 7307 | L_PINECR8_1Y | South
[33 empty] | 7308 | L_PAIGE_8_1Y | South
[33 empty] | 7310 | L_SIMGID8_1Y | South
[33 empty] | 7312 | L_WARDA_8_1Y | South
[33 empty] | 7314 | L_SMITHV8_1Y | South
[33 empty] | 7315 | L_SMITHV9_1Y | South
[33 empty] | 7318 | L_ALCRSW8_1Y | South
[33 empty] | 7322 | L_BASTCI8_1Y | South
[33 empty] | 7323 | L_SHADGL8_1Y | South
[33 empty] | 7324 | L_BUTLER8_1Y | South
[33 empty] | 7325 | L_MENDOZ8_1Y | South
[33 empty] | 7326 | L_CAMPSW8_1Y | South
[33 empty] | 7327 | L_ELTPTU8_1Y | South
[33 empty] | 7328 | L_AUSTRO8_1Y | South
[33 empty] | 7329 | L_WEBBER8_1Y | South
[33 empty] | 7330 | L_MANOR_8_1Y | South
[33 empty] | 7331 | L_CEDAHI8_1Y | South
[33 empty] | 7333 | L_HARRBR8_1Y | South
[33 empty] | 7334 | L_MCNEIL8_1Y | South
[33 empty] | 7335 | L_HOLATA8_1Y | South
[33 empty] | 7336 | L_GILLCR8_1Y | South
[33 empty] | 7337 | L_MCNEIL9_1Y | South
[33 empty] | 7339 | L_AUSTPL8_1Y | South
[33 empty] | 7343 | L_GEORGE8_1Y | South
[33 empty] | 7345 | L_GABRIE9_1Y | South
[33 empty] | 7346 | L_GABRIE8_1Y | South
[33 empty] | 7347 | L_RIVERY8_1Y | South
[33 empty] | 7348 | L_MARBFA8_1Y | South
[33 empty] | 7350 | L_MORMMI8_1Y | South
[33 empty] | 7351 | L_MAFAPE8_1Y | South
[33 empty] | 7352 | L_LAGOVI8_1Y | South
[33 empty] | 7354 | L_MARSFO9_1Y | South
[33 empty] | 7355 | SEGOVIA9 | South
[33 empty] | 7356 | L_MARSFO8_1Y | South
[33 empty] | 7359 | L_MARSFO1N1Y | South
[33 empty] | 7360 | L_MARSFO1N2Y | South
[33 empty] | 7362 | L_MARSFO1N3Y | South
[33 empty] | 7366 | L_CHIEBR8_1Y | South
[33 empty] | 7386 | L_CAMPBO8_1Y | North
[33 empty] | 7387 | L_KUNITZ8_1Y | West
[33 empty] | 7400 | L_SUNRBE9_1Y | South
[33 empty] | 7402 | L_KINGS29_1Y | South
[33 empty] | 7404 | L_KINGS19_1Y | South
[33 empty] | 7406 | L_BLUFFT9_1Y | South
[33 empty] | 7408 | L_DOSS__9_1Y | South
[33 empty] | 7410 | L_HARPER9_1Y | South
[33 empty] | 7412 | L_LIVEOA9_1Y | South
[33 empty] | 7413 | L_GOEHTA9_1Y | South
[33 empty] | 7414 | L_GOEHLA9_1Y | South
[33 empty] | 7415 | L_FREDER9_1Y | South
[33 empty] | 7426 | L_LEAKEY9_1Y | South
[33 empty] | 7428 | L_UTOPIA9_1Y | South
[33 empty] | 7430 | L_MEDICI9_1Y | South
[33 empty] | 7432 | L_MEDILA9_1Y | South
[33 empty] | 7436 | L_PIPECR9_1Y | South
[33 empty] | 7437 | L_PIPECR8_1Y | South
[33 empty] | 7438 | L_BANDER8_1Y | South
[33 empty] | 7439 | L_BANDER9_1Y | South
[33 empty] | 7440 | L_TARPLE9_1Y | South
[33 empty] | 7441 | L_MASOCR8_1Y | South
[33 empty] | 7442 | L_TURTCR8_1Y | South
[33 empty] | 7454 | L_TEXIND8_1Y | South
[33 empty] | 7456 | L_LOP3378_1Y | South
[33 empty] | 7458 | L_GPI___8_1Y | South
[33 empty] | 7459 | L_GPISWI8_1Y | South
[33 empty] | 7460 | L_SHERPO8_1Y | South
[33 empty] | 7461 | L_WEIDER8_1Y | South
[33 empty] | 7462 | L_FREIHE8_1Y | South
[33 empty] | 7474 | L_GRANMO8_1Y | South
[33 empty] | 7476 | L_PALEFA8_1Y | South
[33 empty] | 7477 | L_PALEPE8_1Y | South
[33 empty] | 7478 | L_PHJOCI8_1Y | South
[33 empty] | 7479 | L_MILLER8_1Y | South
[33 empty] | 7480 | L_MOUNTO9_1Y | South
[33 empty] | 7482 | L_BLANCO9_1Y | South
[33 empty] | 7484 | L_DEVIHI9_1Y | South
[33 empty] | 7487 | L_CANYHY8_1Y | South
[33 empty] | 7488 | L_SATTLE8_1Y | South
[33 empty] | 7490 | L_CRANMI8_1Y | South
[33 empty] | 7491 | L_HUNTER8_1Y | South
[33 empty] | 7492 | L_FISCHE8_1Y | South
[33 empty] | 7493 | L_DEVIHI8_1Y | South
[33 empty] | 7496 | L_WIMBER8_1Y | South
[33 empty] | 7498 | L_BUDA__8_1Y | South
[33 empty] | 7499 | L_BUDA__9_1Y | South
[33 empty] | 7500 | L_TURNER8_1Y | South
[33 empty] | 7501 | L_GOFORT8_1Y | South
[33 empty] | 7502 | L_KYLE__8_1Y | South
[33 empty] | 7504 | L_MANCHA8_1Y | South
[33 empty] | 7506 | L_CEDAVA8_1Y | South
[33 empty] | 7507 | L_FRIEND8_1Y | South
[33 empty] | 7508 | L_CENTEX9_1Y | South
[33 empty] | 7509 | L_RUTHER8_1Y | South
[33 empty] | 7510 | L_MILRCR9_1Y | South
[33 empty] | 7512 | L_DRIPSP8_1Y | South
[33 empty] | 7513 | L_HENLY_8_1Y | South
[33 empty] | 7514 | L_BLANTA9_1Y | South
[33 empty] | 7515 | L_ROHR__8_1Y | South
[33 empty] | 7516 | L_JOHNCI9_1Y | South
[33 empty] | 7518 | L_FAIRLA8_1Y | South
[33 empty] | 7520 | L_BERTRA9_1Y | South
[33 empty] | 7521 | L_ANDICE9_1Y | South
[33 empty] | 7522 | L_ANDICE_1Y | South
[33 empty] | 7523 | L_GLASSC8_1Y | South
[33 empty] | 7524 | L_SEWARD8_1Y | South
[33 empty] | 7525 | L_LEANDE8_1Y | South
[33 empty] | 7526 | L_NAMELE8_1Y | South
[33 empty] | 7527 | L_BLOCKH8_1Y | South
[33 empty] | 7528 | GEOREA13 | South
[33 empty] | 7529 | L_WHITES8_1Y | South
[33 empty] | 7530 | L_KENTST8_1Y | South
[33 empty] | 7531 | L_BUTTER8_1Y | South
[33 empty] | 7532 | L_GEORSO8_1Y | South
[33 empty] | 7533 | L_BALCON8_1Y | South
[33 empty] | 7534 | L_AVERRA8_1Y | South
[33 empty] | 7538 | L_LAKEWA8_1Y | South
[33 empty] | 7540 | L_BEECRE8_1Y | South
[33 empty] | 7542 | L_SPICEW8_1Y | South
[33 empty] | 7545 | L_HIGH326_1Y | South
[33 empty] | 7546 | L_HIGH328_1Y | South
[33 empty] | 7554 | L_MARTIN9_1Y | South
[33 empty] | 7555 | L_BASTWE8_1Y | South
[33 empty] | 7556 | L_BLUEBO8_1Y | South
[33 empty] | 7557 | L_NEROTA9_1Y | South
[33 empty] | 7558 | L_NEWROS9_1Y | South
[33 empty] | 7559 | L_NEROPU9_1Y | South
[33 empty] | 7560 | L_REDROC8_1Y | South
[33 empty] | 7564 | L_GUYBUR8_1Y | South
[33 empty] | 7565 | L_MILLCR8_1Y | South
[33 empty] | 7566 | L_MILLCR9_1Y | South
[33 empty] | 7567 | L_DEANVI8_1Y | South
[33 empty] | 7568 | L_BURTON9_1Y | South
[33 empty] | 7570 | L_SANDHI8_1Y | South
[33 empty] | 7571 | L_LEXING8_1Y | South
[33 empty] | 7572 | L_GAYHIL8_1Y | South
[33 empty] | 7573 | L_LYONS_8_1Y | South
[33 empty] | 7574 | L_CHAPHI8_1Y | South
[33 empty] | 7576 | L_HILBIG8_1Y | South
[33 empty] | 7577 | L_WELCOM8_1Y | South
[33 empty] | 7586 | L_HALLGV9_1Y | South
[33 empty] | 7588 | L_MOULGV9_1Y | South
[33 empty] | 7590 | L_SHINGV9_1Y | South
[33 empty] | 7592 | L_GONZGV9_1Y | South
[33 empty] | 7594 | L_OTTINE9_1Y | South
[33 empty] | 7596 | L_NASHCR9_1Y | South
[33 empty] | 7598 | L_CAPOTE8_1Y | South
[33 empty] | 7600 | L_SEGUIN9_1Y | South
[33 empty] | 7602 | L_STMEIN8_1Y | South
[33 empty] | 7604 | L_GERONI8_1Y | South
[33 empty] | 7605 | L_MCQUEE9_1Y | South
[33 empty] | 7606 | L_MCQUEE8_1Y | South
[33 empty] | 7608 | L_CIBOLO8_1Y | South
[33 empty] | 7609 | L_SCHUMA8_1Y | South
[33 empty] | 7610 | L_SCHERT8_1Y | South
[33 empty] | 7611 | L_PARKWA8_1Y | South
[33 empty] | 7612 | L_NEWBER8_1Y | South
[33 empty] | 7613 | L_OLMOS_8_1Y | South
[33 empty] | 7614 | L_LAVERN9_1Y | South
[33 empty] | 7615 | L_WILSON8_1Y | South
[33 empty] | 7616 | L_NIXOGV9_1Y | South
[33 empty] | 7617 | L_NIXON19_1Y | South
[33 empty] | 7618 | L_SMILGO9_1Y | South
[33 empty] | 7619 | L_OLMOS_9_1Y | South
[33 empty] | 7620 | L_SMILEY9_1Y | South
[33 empty] | 7622 | L_COST__9_1Y | South
[33 empty] | 7624 | L_LAKEWO9_1Y | South
[33 empty] | 7625 | L_LAKETA9_1Y | South
[33 empty] | 7626 | L_GONZAL9_1Y | South
[33 empty] | 7636 | L_COLORA9_1Y | South
[33 empty] | 7638 | L_SHELPL9_1Y | South
[33 empty] | 7639 | L_SHERID9_1Y | South
[33 empty] | 7640 | L_ROCKIS9_1Y | South
[33 empty] | 7642 | L_SBBETA9_1Y | South
[33 empty] | 7644 | L_THORSW9_1Y | South
[33 empty] | 7646 | L_THOTA19_1Y | South
[33 empty] | 7648 | L_PARKBR9_1Y | South
[33 empty] | 7650 | L_THOTA29_1Y | South
[33 empty] | 7654 | L_BERNAR9_1Y | South
[33 empty] | 7656 | L_BELLSB9_1Y | South
[33 empty] | 7658 | L_BETASB9_1Y | South
[33 empty] | 7660 | L_QUANSW9_1Y | South
[33 empty] | 7662 | L_QUANEX9_1Y | South
[33 empty] | 7663 | L_MECRTA8_1Y | South
[33 empty] | 7664 | L_SUNNYS9_1Y | South
[33 empty] | 7665 | L_MENGCR8_1Y | South
[33 empty] | 7666 | L_PRAIVI9_1Y | South
[33 empty] | 7668 | L_PRAIVI8_1Y | South
[33 empty] | 7670 | L_SEAWAY8_1Y | South
[33 empty] | 7671 | L_MACEDO8_1Y | Houston
[33 empty] | 7672 | L_ESCARP8_1Y | South
[33 empty] | 7680 | L_CLEASP8_1Y | South
[33 empty] | 7800 | L_GUADGE1_1Y | South
[33 empty] | 7801 | L_GUADGE1_2Y | South
[33 empty] | 7802 | L_GUADGE1_3Y | South
[33 empty] | 7803 | L_GUADGE1_4Y | South
[33 empty] | 7804 | L_GUADGE1_5Y | South
[33 empty] | 7805 | L_GUADGE1_6Y | South
[33 empty] | 7807 | L_BASTEN1_1Y | South
[33 empty] | 7808 | L_BASTEN1_2Y | South
[33 empty] | 7809 | L_BASTEN1_3Y | South
[33 empty] | 7810 | L_RIONOG1G1Y | South
[33 empty] | 7811 | L_RIONOG1G2Y | South
[33 empty] | 7812 | L_RIONOG1G3Y | South
[33 empty] | 7813 | L_RIONOG1S1Y | South
[33 empty] | 8032 | AMISTADHYD1 | South
[33 empty] | 8033 | AMISTADHYD2 | South
[33 empty] | 8048 | FALCONHYDRO1 | South
[33 empty] | 8062 | NBRE#1 | South
[33 empty] | 8063 | NBRE#2 | South
[33 empty] | 8064 | NBRE#3 | South
[33 empty] | 8066 | DUP1V#1 | South
[33 empty] | 8100 | EL_CAMPO2A | South
[33 empty] | 8102 | EL_CAMPO4A | South
[33 empty] | 8104 | LANCTYPM4A | Houston
[33 empty] | 8105 | EAGLE_LK2A | South
[33 empty] | 8106 | ALTAIR2A | South
[33 empty] | 8107 | TCC-GLN2 | South
[33 empty] | 8109 | TCC-GLN4 | South
[33 empty] | 8111 | COLUMBUS2A | South
[33 empty] | 8113 | BAY_CITY4A | Houston
[33 empty] | 8114 | CONOCO4A | Houston
[33 empty] | 8115 | WADSWORT4A | Houston
[33 empty] | 8116 | CELANEBC4A | Houston
[33 empty] | 8117 | GANADO4A | South
[33 empty] | 8118 | EDNA4A | South
[33 empty] | 8119 | BLESSING2A | South
[33 empty] | 8121 | BLESSING | South
[33 empty] | 8123 | BLESSNG6 | South
[33 empty] | 8125 | LOLITA4A | South
[33 empty] | 8126 | FORMOSA4A | South
[33 empty] | 8127 | LAN_CTY4A | Houston
[33 empty] | 8131 | PALACIOS2A | South
[33 empty] | 8132 | P.CMFT 2 | South
[33 empty] | 8133 | BROOKHOL2A | South
[33 empty] | 8134 | FOR #1 | South
[33 empty] | 8135 | P_LAVACA2A | South
[33 empty] | 8136 | PLACEDO2A | South
[33 empty] | 8137 | ALCOA 4 | South
[33 empty] | 8138 | FOR #2 | South
[33 empty] | 8139 | JOS #1 | South
[33 empty] | 8140 | JOSLIN4A | South
[33 empty] | 8141 | GOHLKE4A | South
[33 empty] | 8143 | V_DUPSW4A | South
[33 empty] | 8144 | AIRCO44A | South
[33 empty] | 8145 | VISTRON4A | South
[33 empty] | 8146 | BIGTRE4A | South
[33 empty] | 8147 | UCAR #2 | South
[33 empty] | 8148 | UCAR #1 | South
[33 empty] | 8149 | NCARBIDE2A | South
[33 empty] | 8152 | NCARBIDE4A | South
[33 empty] | 8153 | FOR #3 | South
[33 empty] | 8154 | FOR #4 | South
[33 empty] | 8155 | FOR #5 | South
[33 empty] | 8156 | FOR #6 | South
[33 empty] | 8157 | FOR #7 | South
[33 empty] | 8159 | GREENLK2A | South
[33 empty] | 8160 | CC1TERT | South
[33 empty] | 8161 | COLETO0A | South
[33 empty] | 8162 | COLETO4A | South
[33 empty] | 8164 | COLETO7A | South
[33 empty] | 8165 | COLETSTR | South
[33 empty] | 8166 | CSABLK2A | South
[33 empty] | 8167 | GEWST4A | South
[33 empty] | 8168 | COLETSTR | South
[33 empty] | 8169 | VICTORIA2A | South
[33 empty] | 8172 | VICTORIA | South
[33 empty] | 8173 | VICEC51A | South
[33 empty] | 8174 | VICEC61A | South
[33 empty] | 8177 | MAGRUDER2A | South
[33 empty] | 8178 | N_VICT2A | South
[33 empty] | 8179 | FOSTER_T2A | South
[33 empty] | 8180 | FOSTER2A | South
[33 empty] | 8181 | CC2TERT | South
[33 empty] | 8182 | LEARY_LN2A | South
[33 empty] | 8183 | THOMASTN4A | South
[33 empty] | 8184 | KENEDYSW2A | South
[33 empty] | 8185 | MAGRUSTR | South
[33 empty] | 8186 | KENEDYSW4A | South
[33 empty] | 8188 | KENEDY2A | South
[33 empty] | 8189 | CUECPL2A | South
[33 empty] | 8190 | C.LCRA 2 | South
[33 empty] | 8192 | CUELCA4A | South
[33 empty] | 8194 | MGRUDR4 | South
[33 empty] | 8195 | DARST_CR2A | South
[33 empty] | 8198 | BEEVILLE2A | South
[33 empty] | 8199 | LULNG M4 | South
[33 empty] | 8200 | PLEASANT2A | South
[33 empty] | 8203 | PLEASANT4A | South
[33 empty] | 8206 | CHARLOTT2A | South
[33 empty] | 8208 | DILLEY22A | South
[33 empty] | 8210 | DILLEYSW2A | South
[33 empty] | 8212 | DILLEYSW | South
[33 empty] | 8216 | PEARSAL2 | South
[33 empty] | 8218 | BIG_FOOT2A | South
[33 empty] | 8221 | BIG_FOOT4A | South
[33 empty] | 8223 | DEVINE2A | South
[33 empty] | 8225 | MOORE4A | South
[33 empty] | 8229 | BATSVL4 | South
[33 empty] | 8231 | UVALDE2A | South
[33 empty] | 8234 | UVALDE4A | South
[33 empty] | 8235 | ROCK_ATL2A | South
[33 empty] | 8236 | W_BATESV4A | South
[33 empty] | 8237 | KIMBLE2A | South
[33 empty] | 8238 | ROCKSPRS2A | South
[33 empty] | 8239 | FRIR2A | West
[33 empty] | 8242 | CRYSTAL2A | South
[33 empty] | 8243 | TURTLCR2 | South
[33 empty] | 8244 | CARRIZO2A | South
[33 empty] | 8246 | ASPHALT4A | South
[33 empty] | 8252 | BRACKVL4 | South
[33 empty] | 8253 | HAMILTON2A | South
[33 empty] | 8255 | HAMILTN4 | South
[33 empty] | 8257 | HAMIL_P4 | South
[33 empty] | 8258 | AMISTAD4 | South
[33 empty] | 8259 | CAUTHORN | West
[33 empty] | 8260 | ESCONDID4A | South
[33 empty] | 8262 | ELPS | South
[33 empty] | 8263 | EPASS H4 | South
[33 empty] | 8264 | EP.H TP4 | South
[33 empty] | 8270 | EAGLE_PS4A | South
[33 empty] | 8273 | PUEBLO4A | South
[33 empty] | 8274 | W_CONOCO4A | South
[33 empty] | 8280 | ASHERTON2A | South
[33 empty] | 8283 | ASHERTON4A | South
[33 empty] | 8285 | LAR #1 | South
[33 empty] | 8287 | LAR #2 | South
[33 empty] | 8288 | LAR #3 | South
[33 empty] | 8290 | LAREDO2A | South
[33 empty] | 8293 | LAREDO4A | South
[33 empty] | 8295 | WORMSER4A | South
[33 empty] | 8297 | BRUNI44A | South
[33 empty] | 8299 | ZAPATA4A | South
[33 empty] | 8300 | RAYVILE2 | South
[33 empty] | 8302 | RAYVILE4 | South
[33 empty] | 8310 | LAPALM 2 | South
[33 empty] | 8314 | LAPALM 4 | South
[33 empty] | 8317 | LAPALM 6 | South
[33 empty] | 8318 | RIOHONDO7A | South
[33 empty] | 8319 | RIOHONDO | South
[33 empty] | 8320 | W HGN 2 | South
[33 empty] | 8321 | HGN-1 2 | South
[33 empty] | 8322 | HAINEDR4 | South
[33 empty] | 8323 | E_HARRIS2A | South
[33 empty] | 8324 | LAPALSTR | South
[33 empty] | 8325 | HARLINSW | South
[33 empty] | 8326 | RIOHOSTR | South
[33 empty] | 8327 | HARLINSW | South
[33 empty] | 8328 | LP3TERT | South
[33 empty] | 8329 | RIOHOSTR | South
[33 empty] | 8331 | BRWN CY2 | South
[33 empty] | 8332 | BRWN SW2 | South
[33 empty] | 8333 | L.FRES 4 | South
[33 empty] | 8334 | CAVAZOS2 | South
[33 empty] | 8335 | S_PADRE4A | South
[33 empty] | 8336 | RH1TERT | South
[33 empty] | 8337 | SCARBIDE | South
[33 empty] | 8338 | P.ISABL4 | South
[33 empty] | 8339 | MIL.HWY4 | South
[33 empty] | 8341 | ED1TERT | South
[33 empty] | 8347 | WESMER 4 | South
[33 empty] | 8348 | WES UNT4 | South
[33 empty] | 8354 | WESLCSW4 | South
[33 empty] | 8355 | GOODWIN4 | South
[33 empty] | 8356 | HECB 4 | South
[33 empty] | 8357 | NWESLACO4A | South
[33 empty] | 8358 | N_MERCED4A | South
[33 empty] | 8359 | SS.ROSA | South
[33 empty] | 8360 | ELSA 4 | South
[33 empty] | 8367 | WMCALN 4 | South
[33 empty] | 8368 | NMCALN 4 | South
[33 empty] | 8371 | SMCALN 4 | South
[33 empty] | 8372 | PHARR 4 | South
[33 empty] | 8373 | POLK 4 | South
[33 empty] | 8374 | SE EDNB4 | South
[33 empty] | 8377 | NEDIN2A | South
[33 empty] | 8380 | NEDIN4A | South
[33 empty] | 8383 | NEDIN7A | South
[33 empty] | 8384 | NEDINSTR | South
[33 empty] | 8387 | PALMVW 4 | South
[33 empty] | 8388 | BATES0A | South
[33 empty] | 8390 | BATES 2 | South
[33 empty] | 8391 | SHLND 4 | South
[33 empty] | 8392 | BATES 4 | South
[33 empty] | 8393 | BATES0B | South
[33 empty] | 8395 | FALCON 4 | South
[33 empty] | 8397 | GARZA 2 | South
[33 empty] | 8399 | GARZA 4 | South
[33 empty] | 8400 | THREE_RI2A | South
[33 empty] | 8403 | THREE_RI4A | South
[33 empty] | 8404 | SIGMOR4A | South
[33 empty] | 8405 | SKIDMORE2A | South
[33 empty] | 8407 | MATHIS2A | South
[33 empty] | 8408 | EDROY2A | South
[33 empty] | 8409 | GRETA2A | South
[33 empty] | 8410 | REFUGIO2A | South
[33 empty] | 8413 | SINTON2A | South
[33 empty] | 8414 | PORTLAND4A | South
[33 empty] | 8416 | RINCON2A | South
[33 empty] | 8418 | RINCON4A | South
[33 empty] | 8421 | GREGORY2A | South
[33 empty] | 8422 | I_DUPSW4A | South
[33 empty] | 8425 | INGLESID4A | South
[33 empty] | 8426 | CITGO_NO4A | South
[33 empty] | 8427 | ARANSAS2A | South
[33 empty] | 8430 | ARANSAS4A | South
[33 empty] | 8431 | LIVE_OAK2A | South
[33 empty] | 8432 | ROCKPORT2A | South
[33 empty] | 8434 | ROCKPORT4A | South
[33 empty] | 8435 | SEAWALL2A | South
[33 empty] | 8436 | PORT_A2A | South
[33 empty] | 8437 | NUECES_B0C | South
[33 empty] | 8438 | NUECES_B0B | South
[33 empty] | 8439 | NUECES_B2A | South
[33 empty] | 8441 | NUECES_B4A | South
[33 empty] | 8442 | NUECES_B0A | South
[33 empty] | 8448 | LON_HILL2A | South
[33 empty] | 8452 | LON_HILL4A | South
[33 empty] | 8455 | LON_HILL7A | South
[33 empty] | 8456 | COSW#1 | South
[33 empty] | 8457 | COSW#2 | South
[33 empty] | 8458 | B_DAVIS4A | South
[33 empty] | 8459 | B_DAVIS0B | South
[33 empty] | 8460 | B_DAVIS0A | South
[33 empty] | 8461 | KOCH_UP0A | South
[33 empty] | 8462 | LON_HSTR | South
[33 empty] | 8463 | COASTSTE2A | South
[33 empty] | 8464 | COASTAL2A | South
[33 empty] | 8465 | INDUSTRI2A | South
[33 empty] | 8466 | CANTWELL4A | South
[33 empty] | 8467 | KOCH_UP4A | South
[33 empty] | 8468 | HIWAY_92A | South
[33 empty] | 8469 | KOCH_UP2A | South
[33 empty] | 8470 | HIWAY_94A | South
[33 empty] | 8471 | LON_HSTR | South
[33 empty] | 8474 | MORRIS4A | South
[33 empty] | 8475 | JAVELINA4A | South
[33 empty] | 8476 | CITGO_W4A | South
[33 empty] | 8477 | VALERO2A | South
[33 empty] | 8478 | OXY_CC4A | South
[33 empty] | 8479 | CLARK_WD4A | South
[33 empty] | 8480 | AGAVE4 | South
[33 empty] | 8481 | KOCH_HF4A | South
[33 empty] | 8482 | WEIL_TRC4A | South
[33 empty] | 8483 | SOUTH_SI4A | South
[33 empty] | 8484 | WEST_OSO4A | South
[33 empty] | 8485 | WESTSIDE4A | South
[33 empty] | 8486 | HOLLY44A | South
[33 empty] | 8487 | AIRLINE2A | South
[33 empty] | 8490 | AIRLINE4A | South
[33 empty] | 8492 | WOOLRIDG4A | South
[33 empty] | 8493 | PHARAOH4A | South
[33 empty] | 8494 | LAGUNA2A | South
[33 empty] | 8495 | NAVAL_BS2A | South
[33 empty] | 8496 | ARCADIA4A | South
[33 empty] | 8498 | BISHOP2A | South
[33 empty] | 8499 | LH3TERT | South
[33 empty] | 8500 | ALICE2A | South
[33 empty] | 8502 | LH4TERT | South
[33 empty] | 8503 | ALICE4A | South
[33 empty] | 8505 | FREER2A | South
[33 empty] | 8506 | VAL #1 | South
[33 empty] | 8507 | VAL #2 | South
[33 empty] | 8508 | FALFUR2A | South
[33 empty] | 8510 | FALFUR4A | South
[33 empty] | 8511 | OXY_CC0A | South
[33 empty] | 8512 | STRATN 2 | South
[33 empty] | 8514 | STRATTON4A | South
[33 empty] | 8515 | ALAZAN4A | South
[33 empty] | 8516 | CELANEBI4A | South
[33 empty] | 8517 | CELANEBI0A | South
[33 empty] | 8518 | KINGSVIL4A | South
[33 empty] | 8519 | KLEBERG4A | South
[33 empty] | 8520 | STAFFORD2A | South
[33 empty] | 8523 | PRAIRPMP2A | South
[33 empty] | 8524 | P.PMP T2 | South
[33 empty] | 8526 | R.SIDET2 | South
[33 empty] | 8527 | RIVER_SD2A | South
[33 empty] | 8528 | PKR TP 2 | South
[33 empty] | 8529 | PARKER2A | South
[33 empty] | 8530 | GARWDTAP2A | South
[33 empty] | 8531 | GARWDPMP2A | South
[33 empty] | 8532 | IDEAL_TP2A | South
[33 empty] | 8533 | GARWDRLF2A | South
[33 empty] | 8534 | TXI_TP2A | South
[33 empty] | 8535 | PIONEERS2A | South
[33 empty] | 8536 | PV_TAP2A | South
[33 empty] | 8537 | IDEAL_2A | South
[33 empty] | 8538 | GARWOOD2A | South
[33 empty] | 8539 | L STR T2 | South
[33 empty] | 8541 | LONE_STR2A | South
[33 empty] | 8542 | MATTHEWS2A | South
[33 empty] | 8543 | LAKESIDP2A | South
[33 empty] | 8545 | BC-TP 2 | South
[33 empty] | 8546 | BCPMPTP2 | South
[33 empty] | 8547 | BYCTYPM12A | South
[33 empty] | 8549 | BYCTYPM32A | South
[33 empty] | 8550 | MARKHAM2A | South
[33 empty] | 8552 | MIDFLD_T2A | South
[33 empty] | 8555 | CARANCUA2A | South
[33 empty] | 8556 | CLMVL T2 | South
[33 empty] | 8557 | CLEMVILL2A | South
[33 empty] | 8558 | STP PTP4 | Houston
[33 empty] | 8559 | STP-CON4 | Houston
[33 empty] | 8560 | CNOPGT1 | South
[33 empty] | 8561 | CNOPGT2 | South
[33 empty] | 8562 | CNOPST1 | South
[33 empty] | 8563 | STPFACHL4A | Houston
[33 empty] | 8564 | DUP1-V 4 | South
[33 empty] | 8565 | DUP2-V 4 | South
[33 empty] | 8572 | WEAVERRD2A | South
[33 empty] | 8573 | RUNGE2A | South
[33 empty] | 8574 | NORDHEIM2A | South
[33 empty] | 8575 | YORKTOWN2A | South
[33 empty] | 8577 | HOCH.TP2 | South
[33 empty] | 8578 | HOCHEIM2 | South
[33 empty] | 8579 | MALONE2A | South
[33 empty] | 8580 | NIXON2A | South
[33 empty] | 8581 | MAG.TP 2 | South
[33 empty] | 8582 | NIXONLCR2A | South
[33 empty] | 8583 | MAGNOLA2 | South
[33 empty] | 8584 | CHASETAP2A | South
[33 empty] | 8585 | CHASEFLD2A | South
[33 empty] | 8586 | BERCLAIR2A | South
[33 empty] | 8587 | GOLIAD2A | South
[33 empty] | 8589 | FANNIN2A | South
[33 empty] | 8591 | OCONNER2A | South
[33 empty] | 8592 | NORMANNA2A | South
[33 empty] | 8593 | PETTUS2A | South
[33 empty] | 8598 | COY CTY2 | South
[33 empty] | 8599 | FASHING2A | South
[33 empty] | 8600 | COY_CITY2A | South
[33 empty] | 8603 | IMOGNTAP2A | South
[33 empty] | 8604 | IMOGNE 2 | South
[33 empty] | 8607 | JOURDNTN2A | South
[33 empty] | 8610 | COTULLA4A | South
[33 empty] | 8613 | BIG_WELL4A | South
[33 empty] | 8619 | ENCINAL4A | South
[33 empty] | 8622 | LYTLE22A | South
[33 empty] | 8628 | KNIPPA2A | South
[33 empty] | 8630 | SABINAL2A | South
[33 empty] | 8633 | CAMPWOOD2A | South
[33 empty] | 8635 | ZACATE4A | South
[33 empty] | 8637 | ANNA ST4 | South
[33 empty] | 8641 | SIEVISTA4A | South
[33 empty] | 8642 | WASH_ST2A | South
[33 empty] | 8643 | MINES_RD4A | South
[33 empty] | 8645 | DEL_MAR4A | South
[33 empty] | 8646 | RIO_BRAV4A | South
[33 empty] | 8647 | UNIV44A | South
[33 empty] | 8648 | GATEWAY44A | South
[33 empty] | 8649 | GATEWAE4A | South
[33 empty] | 8650 | GATEWAW4A | South
[33 empty] | 8653 | ST_NINO4A | South
[33 empty] | 8664 | HUMBPMP2 | South
[33 empty] | 8672 | LA_PRYOR2A | South
[33 empty] | 8681 | HAMILRGE2A | South
[33 empty] | 8682 | COMSTOCK2A | South
[33 empty] | 8684 | PICACHO4A | South
[33 empty] | 8686 | AMSIBWC4 | South
[33 empty] | 8688 | BUENA_VI4A | South
[33 empty] | 8690 | DEL_RIO4A | South
[33 empty] | 8692 | MAVERICK4A | South
[33 empty] | 8694 | CONOCO_L4A | South
[33 empty] | 8695 | CRESTONI4A | South
[33 empty] | 8699 | RANDADO4A | South
[33 empty] | 8700 | RAYVL1-2 | South
[33 empty] | 8702 | YTURRIASUB8 | South
[33 empty] | 8704 | LASARASUB8 | South
[33 empty] | 8705 | ERAYMNDVLSB8 | South
[33 empty] | 8708 | MONTECRISTO8 | South
[33 empty] | 8710 | SBENITO2 | South
[33 empty] | 8744 | CAUSWAY4 | South
[33 empty] | 8747 | RNGRVILLESB8 | South
[33 empty] | 8748 | RNGRVLE2 | South
[33 empty] | 8751 | RIORICO2 | South
[33 empty] | 8752 | MERRETTSUB8 | South
[33 empty] | 8753 | DOEDYNSUB8 | South
[33 empty] | 8754 | ADERHOLDSUB8 | South
[33 empty] | 8755 | GANDYSUB8 | South
[33 empty] | 8756 | LAURELESSUB8 | South
[33 empty] | 8758 | LASMILPASSB8 | South
[33 empty] | 8759 | ALBERTARDSB8 | South
[33 empty] | 8760 | H.ACRES4 | South
[33 empty] | 8762 | PHARRSUB8 | South
[33 empty] | 8763 | BURNSSUB8 | South
[33 empty] | 8764 | ERIOHONDOSB8 | South
[33 empty] | 8765 | HEIDLBRGSUB8 | South
[33 empty] | 8766 | CNTRLAVESUB8 | South
[33 empty] | 8767 | HIWAY511SUB8 | South
[33 empty] | 8768 | WESLACOSUB8 | South
[33 empty] | 8769 | VALVERDESUB8 | South
[33 empty] | 8771 | WEDINBURGSB8 | South
[33 empty] | 8772 | ALTONSUB8 | South
[33 empty] | 8773 | KEYSS4 | South
[33 empty] | 8774 | PALMHURSTSB8 | South
[33 empty] | 8778 | HILINESUB8 | South
[33 empty] | 8779 | LSEBANOSUSB8 | South
[33 empty] | 8782 | MVFAYSW | South
[33 empty] | 8783 | MCCOOKNO1SB9 | South
[33 empty] | 8785 | MCCOOKNO2SB9 | South
[33 empty] | 8786 | FAYSVILLESB9 | South
[33 empty] | 8787 | MCCOOK4A | South
[33 empty] | 8789 | SOUTHMOSTSB8 | South
[33 empty] | 8790 | RAYMONDVLTP8 | South
[33 empty] | 8792 | SIOUXSUB8 | South
[33 empty] | 8793 | RIO_GRAN4A | South
[33 empty] | 8795 | ROMATP4 | South
[33 empty] | 8796 | ROMA 4 | South
[33 empty] | 8797 | RIO_GRAN2A | South
[33 empty] | 8798 | L_GRULLA4A | South
[33 empty] | 8799 | CONTINL2 | South
[33 empty] | 8800 | TATTON2A | South
[33 empty] | 8802 | HEARD T2 | South
[33 empty] | 8803 | HEARD 2 | South
[33 empty] | 8804 | WOODSBOR2A | South
[33 empty] | 8805 | BONIVIEW2A | South
[33 empty] | 8808 | HOMEPORT4A | South
[33 empty] | 8810 | ODEM2A | South
[33 empty] | 8812 | TAFT2A | South
[33 empty] | 8814 | MID_WAYT2A | South
[33 empty] | 8815 | MIDWPUMP2A | South
[33 empty] | 8817 | I_DUPP14B | South
[33 empty] | 8818 | OXY_INGL4A | South
[33 empty] | 8819 | I_DUPP14A | South
[33 empty] | 8820 | OXY_INGL4B | South
[33 empty] | 8821 | SLUTALR4 | South
[33 empty] | 8822 | SLUBENT4 | South
[33 empty] | 8824 | RAILROAD4A | South
[33 empty] | 8832 | REYSHERW4A | South
[33 empty] | 8839 | FULTONCP2A | South
[33 empty] | 8841 | FULTONCP2B | South
[33 empty] | 8847 | MUSTANG2A | South
[33 empty] | 8856 | N_PADRE2A | South
[33 empty] | 8858 | MCKENZIE4A | South
[33 empty] | 8859 | VALERO_E2A | South
[33 empty] | 8860 | HEARN_RD2A | South
[33 empty] | 8862 | STEVENS2B | South
[33 empty] | 8864 | STEVENS2A | South
[33 empty] | 8865 | CAL_WWKS2A | South
[33 empty] | 8866 | SMITH2A | South
[33 empty] | 8867 | CUNINGWW2A | South
[33 empty] | 8868 | KARON T2 | South
[33 empty] | 8869 | KARON 2 | South
[33 empty] | 8870 | AVRYP2-2 | South
[33 empty] | 8871 | AVRYP1-2 | South
[33 empty] | 8878 | N_ELLA2A | South
[33 empty] | 8882 | CABANISS4A | South
[33 empty] | 8883 | RODD_FLD4A | South
[33 empty] | 8884 | RBSTN T2 | South
[33 empty] | 8885 | CTYOFRBSTWN9 | South
[33 empty] | 8886 | ROB_CPL2A | South
[33 empty] | 8887 | LOYOLA44 | South
[33 empty] | 8888 | BANQUETE2A | South
[33 empty] | 8889 | STADIUM2A | South
[33 empty] | 8890 | SAN_DIEG2A | South
[33 empty] | 8891 | GOVTWELL2A | South
[33 empty] | 8894 | PREMONT2A | South
[33 empty] | 8896 | RACHAL4A | South
[33 empty] | 8899 | ARMSTRON4A | South
[33 empty] | 8901 | LHEDM | South
[33 empty] | 8902 | LHRHL | South
[33 empty] | 8903 | LHRHM | South
[33 empty] | 8904 | CHAS_TAP2A | South
[33 empty] | 8905 | LHEDL | South
[33 empty] | 8906 | ALAMO | South
[33 empty] | 8907 | WRBRTN4 | South
[33 empty] | 8908 | MCCOLL 4 | South
[33 empty] | 8909 | NLARSWW4 | South
[33 empty] | 8911 | BLKBYU4A | South
[33 empty] | 8912 | MEDIOCR4A | South
[33 empty] | 8914 | COFEPRT4 | South
[33 empty] | 8917 | SUNCHSE4 | South
[33 empty] | 8918 | MILO4A | South
[33 empty] | 8923 | GARCEN 4 | South
[33 empty] | 8924 | B_GRAVEL2A | South
[33 empty] | 8925 | LGE4A | South
[33 empty] | 8926 | LGE_GT10A | South
[33 empty] | 8927 | LGE_GT20A | South
[33 empty] | 8928 | LGE_STG0A | South
[33 empty] | 8930 | ICPGN10A | South
[33 empty] | 8931 | ICPGN20A | South
[33 empty] | 8932 | ICPGN30A | South
[33 empty] | 8933 | FGNTS001 | South
[33 empty] | 8934 | FGNTS101 | South
[33 empty] | 8935 | FGNTS201 | South
[33 empty] | 8936 | MVGN#1 | South
[33 empty] | 8937 | MVGN#2 | South
[33 empty] | 8938 | MVGN#3 | South
[33 empty] | 8949 | STEWART2 | South
[33 empty] | 8950 | OLMITO4 | South
[33 empty] | 8951 | STEWART4 | South
[33 empty] | 8952 | HARBOR4 | South
[33 empty] | 8956 | WHITEPT 6 | South
[33 empty] | 8957 | MECLOPN4 | South
[33 empty] | 8958 | MECBRUTP | South
[33 empty] | 8959 | AIR_LIQC2A | South
[33 empty] | 8960 | WHITEPT2A | South
[33 empty] | 8961 | WHITEPT4A | South
[33 empty] | 8963 | HEC 4 | South
[33 empty] | 8968 | INGLCOSW4A | South
[33 empty] | 8969 | MVGN#1 | South
[33 empty] | 8970 | MVGN#2 | South
[33 empty] | 8971 | MVGN#3 | South
[33 empty] | 8978 | AIR_LIQS4A | South
[33 empty] | 8979 | AIR_LIQI4A | South
[33 empty] | 8980 | FRONT | South
[33 empty] | 8981 | HECN1 | South
[33 empty] | 8982 | HECN2 | South
[33 empty] | 8983 | HECN3 | South
[33 empty] | 8984 | MARKHMTP | South
[33 empty] | 8985 | S_YGANCI4A | South
[33 empty] | 8997 | FRTTS001 | South
[33 empty] | 8998 | FRTTS101 | South
[33 empty] | 8999 | FRTTS201 | South
[33 empty] | 9000 | DECKR_G1 | South
[33 empty] | 9001 | DECKR_G2 | South
[33 empty] | 9002 | DECKR_G3 | South
[33 empty] | 9003 | DECKR_G4 | South
[33 empty] | 9004 | DECKR_G5 | South
[33 empty] | 9005 | DECKR_G6 | South
[33 empty] | 9016 | SANDH_G1 | South
[33 empty] | 9017 | SANDH_G2 | South
[33 empty] | 9018 | SANDH_G3 | South
[33 empty] | 9019 | SANDH_G4 | South
[33 empty] | 9020 | SANDHG5A | South
[33 empty] | 9021 | SANDHG5C | South
[33 empty] | 9025 | HP_STATC | South
[33 empty] | 9040 | AUSTROP | South
[33 empty] | 9041 | LOSTPN34 | South
[33 empty] | 9071 | GARFIELD | South
[33 empty] | 9073 | HOLMAN | South
[33 empty] | 9074 | LYTTON34 | South
[33 empty] | 9075 | LYTTON13 | South
[33 empty] | 9076 | MCNEILW | South
[33 empty] | 9077 | MCNEILS | South
[33 empty] | 9079 | MCNEILN | South
[33 empty] | 9080 | MCNEIL | South
[33 empty] | 9118 | PE_MB2 | South
[33 empty] | 9119 | PE_MB1 | South
[33 empty] | 9120 | BURLES13 | South
[33 empty] | 9121 | BURLES69 | South
[33 empty] | 9122 | KINGSMB1 | South
[33 empty] | 9123 | KINGSDB | South
[33 empty] | 9125 | KINGSBRY | South
[33 empty] | 9128 | NORTHL13 | South
[33 empty] | 9129 | NORTHL69 | South
[33 empty] | 9130 | NL_TERTY | South
[33 empty] | 9131 | NORTHSTR | South
[33 empty] | 9132 | SEAHM8 | South
[33 empty] | 9139 | AUSTNDAM | South
[33 empty] | 9147 | HICRSMB2 | South
[33 empty] | 9148 | HICRSMB1 | South
[33 empty] | 9151 | AMD | South
[33 empty] | 9155 | ANGUSVAL | South
[33 empty] | 9158 | BARTON | South
[33 empty] | 9160 | BEECREEK | South
[33 empty] | 9163 | BERGSTRM | South
[33 empty] | 9164 | METCENTR | South
[33 empty] | 9166 | BRACK | South
[33 empty] | 9169 | BRODIE | South
[33 empty] | 9171 | CAMERON | South
[33 empty] | 9175 | CARSON | South
[33 empty] | 9179 | CARDINAL | South
[33 empty] | 9183 | COMMONFD | South
[33 empty] | 9184 | DAFFIN_G | South
[33 empty] | 9187 | DECK_MB1 | South
[33 empty] | 9188 | DECK_MB3 | South
[33 empty] | 9190 | TECHRIDG | South
[33 empty] | 9193 | DESSAU | South
[33 empty] | 9196 | ED_BLUE | South
[33 empty] | 9199 | FISKVILL | South
[33 empty] | 9200 | GROVE | South
[33 empty] | 9202 | HAMILMB2 | South
[33 empty] | 9203 | HAMILMB1 | South
[33 empty] | 9204 | HARRIS | South
[33 empty] | 9207 | HIDDENVL | South
[33 empty] | 9212 | HOLLYMB1 | South
[33 empty] | 9213 | HOLLYMB2 | South
[33 empty] | 9214 | HOLLYMB3 | South
[33 empty] | 9215 | HOLLYMB4 | South
[33 empty] | 9216 | SANDHSYD | South
[33 empty] | 9217 | HOWARDLN | South
[33 empty] | 9220 | JETT | South
[33 empty] | 9223 | JOLLYVIL | South
[33 empty] | 9225 | JUSTINLN | South
[33 empty] | 9227 | KOENIG | South
[33 empty] | 9228 | LAKESHOR | South
[33 empty] | 9235 | LAKEWAY | South
[33 empty] | 9238 | MAGPLANT | South
[33 empty] | 9244 | FIESTA | South
[33 empty] | 9245 | NORTHWES | South
[33 empty] | 9247 | OAKHILL | South
[33 empty] | 9251 | ONION_CK | South
[33 empty] | 9253 | PATTONLN | South
[33 empty] | 9257 | PEDERNAL | South
[33 empty] | 9259 | PILOT_KB | South
[33 empty] | 9260 | RIVERPLS | South
[33 empty] | 9263 | SALEMWLK | South
[33 empty] | 9267 | SLAUGHTR | South
[33 empty] | 9269 | CENTAUS | South
[33 empty] | 9271 | SPRINKLE | South
[33 empty] | 9275 | STECK | South
[33 empty] | 9279 | SUMMITN | South
[33 empty] | 9280 | SUMMITS | South
[33 empty] | 9282 | TRADPOST | South
[33 empty] | 9283 | UTBALC | South
[33 empty] | 9284 | WALNUTCK | South
[33 empty] | 9285 | VEGA | South
[33 empty] | 9286 | WARREN | South
[33 empty] | 9288 | WELLSBR | South
[33 empty] | 9291 | WHELESS | South
[33 empty] | 9295 | WILIAMSN | South
[33 empty] | 9400 | ACKEYLYN_8 | West
[33 empty] | 9402 | ARVANA_8 | West
[33 empty] | 9404 | GAILPT_8 | West
[33 empty] | 9406 | KEYSW_8 | West
[33 empty] | 9408 | NORTLAME_8 | West
[33 empty] | 9410 | PUNKING_8 | West
[33 empty] | 9412 | SLAMESA_8 | West
[33 empty] | 9414 | WELCH_9 | West
[33 empty] | 9416 | WLAMESA_9 | West
[33 empty] | 9451 | NOLANW_9 | West
[33 empty] | 9453 | SWEETH20_9 | West
[33 empty] | 9471 | SOHERMIG_9 | West
[33 empty] | 9491 | GOLDSCG_9 | West
[33 empty] | 11001 | NAV1CT | West
[33 empty] | 11002 | NAV1CSTR | West
[33 empty] | 11009 | NAV2CT | West
[33 empty] | 11011 | NAV3ST | West
[33 empty] | 11012 | NAV4CT | West
[33 empty] | 11013 | NAV5CT | West
[33 empty] | 11014 | NAV6ST | West
[33 empty] | 11016 | QUAILSW_5 | West
[33 empty] | 11017 | NAVTAP_5 | West
[33 empty] | 11020 | TIEHVSG_1G | West
[33 empty] | 11021 | TIEHVCG_1G | West
[33 empty] | 11022 | TIEHVCG_2G | West
[33 empty] | 11023 | TIEHVCG_3G | West
[33 empty] | 11024 | TIEHVCG_4G | West
[33 empty] | 11025 | TIEHVSG_2G | West
[33 empty] | 11690 | KIOWA_5 | North
[33 empty] | 11691 | KMICHICT1_G | North
[33 empty] | 11692 | KMICHICT2_G | North
[33 empty] | 11693 | KMICHIST3_G | North
[33 empty] | 11694 | KMICHICT4_G | North
[33 empty] | 11695 | KMICHICT5_G | North
[33 empty] | 11696 | KMICHIST6_G | North
[33 empty] | 11697 | KIOWAPP_5 | North
[33 empty] | 11901 | BRITNRD1_5 | North
[33 empty] | 12021 | GV_360_1_8 | North
[33 empty] | 12022 | GV_360_2_8 | North
[33 empty] | 12026 | CLYVIL1_8 | North
[33 empty] | 12028 | CLYVIL2_8 | North
[33 empty] | 12033 | HRTAG1_T8 | North
[33 empty] | 12034 | HRTAG2_T8 | North
[33 empty] | 12036 | KEL_MAG2_8 | North
[33 empty] | 12051 | BD_WDSN1_8 | North
[33 empty] | 12052 | BD_WDSN2_8 | North
[33 empty] | 12065 | EGLMTLAK_P8 | North
[33 empty] | 12094 | GEN_DYN2_9 | North
[33 empty] | 12313 | ASHGRVE_8 | North
[33 empty] | 12322 | ENNSTRAC_1G | North
[33 empty] | 12323 | ENNSTRAC_2G | North
[33 empty] | 12410 | FPLEFRB1_5 | North
[33 empty] | 12411 | FPLEFR1A_G | North
[33 empty] | 12412 | FPLEFR1B_G | North
[33 empty] | 12413 | FPLEFR1C_G | North
[33 empty] | 12414 | FPLEFR1S_G | North
[33 empty] | 12420 | FPLEFRB2_5 | North
[33 empty] | 12421 | FPLEFR2A_G | North
[33 empty] | 12422 | FPLEFR2B_G | North
[33 empty] | 12423 | FPLEFR2C_G | North
[33 empty] | 12424 | FPLEFR2S_G | North
[33 empty] | 12425 | DESPKV2_8 | North
[33 empty] | 12440 | PARKD_1SVC8 | North
[33 empty] | 12441 | PARKD_1EN8 | North
[33 empty] | 12442 | PARKD_2EN8 | North
[33 empty] | 12443 | PARKD_3EN8 | North
[33 empty] | 12448 | PARKD_2T8 | North
[33 empty] | 12449 | PARKD_2SVC8 | North
[33 empty] | 12672 | TWINSTAR2_8 | North
[33 empty] | 13116 | TGATEWAY_1G | North
[33 empty] | 13117 | TGATEWAY_2G | North
[33 empty] | 13118 | TGATEWAY_3G | North
[33 empty] | 13119 | TGATEWAY_4G | North
[33 empty] | 13131 | CALFREST_1G | North
[33 empty] | 13132 | CALFREST_2G | North
[33 empty] | 13133 | CALFREST_3G | North
[33 empty] | 13134 | CALFREST_4G | North
[33 empty] | 13135 | CALFREST_5G | North
[33 empty] | 13136 | CALFREST_6G | North
[33 empty] | 13426 | KILELMR1_T_8 | South
[33 empty] | 13429 | SAND_TXU_5 | South
[33 empty] | 13430 | SAND_TXU_8 | South
[33 empty] | 13431 | SANDTXUP_8 | South
[33 empty] | 13432 | SANDOW_5G | South
[33 empty] | 13591 | COTTONB_T_8 | North
[33 empty] | 13610 | BELTONSW1_8 | South
[33 empty] | 13620 | KILCLARRD_8 | South
[33 empty] | 13662 | TEMPELMC__8 | South
[33 empty] | 13681 | REED_M1_8 | North
[33 empty] | 32000 | CSST | North
[33 empty] | 32001 | CSPT | North
[33 empty] | 32002 | CSSV | North
[33 empty] | 32003 | CSGP | North
[33 empty] | 32004 | CSSC | North
[33 empty] | 32005 | DOWLNGRD | North
[33 empty] | 32798 | BRYN_TAMUGEN | North
[33 empty] | 32799 | BRYN_TAMU | North
[33 empty] | 32858 | BRYN_BCR_TAP | North
[33 empty] | 32859 | BRYN_JK_CRK | North
[33 empty] | 32862 | BRYN_ATK138 | North
[33 empty] | 32864 | BRYN_ATK69 | North
[33 empty] | 32865 | BRYN_SNOOK | North
[33 empty] | 32866 | BRYN_STEELE | North
[33 empty] | 32867 | BRYN_ATKIN14 | North
[33 empty] | 32868 | BRYN_ANNEX | North
[33 empty] | 32869 | BRYN_NORTH | North
[33 empty] | 32870 | BRYN_TABOR69 | North
[33 empty] | 32871 | BRYN_BUSPARK | North
[33 empty] | 32872 | BRYN_NALL | North
[33 empty] | 32873 | BRYN_SHADY | North
[33 empty] | 32874 | BRYN_EAST69 | North
[33 empty] | 32875 | BRYN_DSBY69 | North
[33 empty] | 32876 | BRYN_IP | North
[33 empty] | 32877 | BRYN_BRCREST | North
[33 empty] | 32878 | BRYN_GRNPRAI | North
[33 empty] | 32879 | BRYN_STPHLLW | North
[33 empty] | 32880 | BRYN_SOUTH | North
[33 empty] | 32881 | BRYN_KURTEN | North
[33 empty] | 32882 | BRYN_TABR138 | North
[33 empty] | 32883 | BRYN_DNSBY3 | North
[33 empty] | 32884 | BRYN_DNSBY13 | North
[33 empty] | 32885 | BRYN_GRPR69 | North
[33 empty] | 32886 | BRYN_ATKINS3 | North
[33 empty] | 32887 | BRYN_ATKINS6 | North
[33 empty] | 32888 | BRYN_ATKINS7 | North
[33 empty] | 32889 | BRYN_MILLICN | North
[33 empty] | 32890 | BRYN_ATKINS4 | North
[33 empty] | 32891 | BRYN_ATKINS5 | North
[33 empty] | 32892 | BRYN_DNSBY14 | North
[33 empty] | 32893 | BRYN_SWTCH | North
[33 empty] | 32894 | BRYN_BOWIE | North
[33 empty] | 32896 | BRYN_EAST138 | North
[33 empty] | 32897 | BRYN_DSBY138 | North
[33 empty] | 36998 | RDCNYNG1 | West
[33 empty] | 36999 | RDCANYON | West
[33 empty] | 37010 | TNLAKEPNTE1 | North
[33 empty] | 37011 | TNBIOENRGY1 | North
[33 empty] | 37030 | TNJONES_ST1 | North
[33 empty] | 37050 | TNHIGHLAND1 | North
[33 empty] | 37060 | TNLWVLWEST1 | North
[33 empty] | 37080 | TNLWVLTI__1 | North
[33 empty] | 37100 | TNLWVLSTH_1 | North
[33 empty] | 37120 | TNKRUGRVLE1 | North
[33 empty] | 37140 | TNBELLS___0 | North
[33 empty] | 37160 | TNWHITEWRT0 | North
[33 empty] | 37180 | TNFRNTRTAP0 | North
[33 empty] | 37190 | TNFRONTIER0 | North
[33 empty] | 37200 | TNTRENTON_0 | North
[33 empty] | 37220 | TNLEONARD_0 | North
[33 empty] | 37240 | TNBLUERDGE0 | North
[33 empty] | 37250 | TNLONGNECK0 | North
[33 empty] | 37260 | TNCLIMAX__1 | North
[33 empty] | 37280 | TNCLIMAX__0 | North
[33 empty] | 37290 | TNFRMRSVLE0 | North
[33 empty] | 37300 | TNEMORY___1 | North
[33 empty] | 37320 | TNTALCOWST1 | North
[33 empty] | 37340 | TNDEPORT__1 | North
[33 empty] | 37350 | TNRED_RIVR0 | North
[33 empty] | 37360 | TNLONE_OAK0 | North
[33 empty] | 37370 | TNSAINT_JO0 | North
[33 empty] | 37380 | TNNOCONA__0 | North
[33 empty] | 37390 | TNPETROLIA0 | North
[33 empty] | 37410 | TNLKWHITNY1 | North
[33 empty] | 37420 | TNLKWHITNY0 | North
[33 empty] | 37440 | TNWHITNEY_0 | North
[33 empty] | 37460 | TNOLSEN___1 | North
[33 empty] | 37470 | TNOLSEN___0 | North
[33 empty] | 37490 | TNHNDLYTAP0 | North
[33 empty] | 37500 | TNHANDLEY_0 | North
[33 empty] | 37510 | TNVLLYMILS0 | North
[33 empty] | 37520 | TNSYCAMORE0 | North
[33 empty] | 37530 | TNCORYELCO0 | North
[33 empty] | 37550 | TNGATESVL10 | North
[33 empty] | 37570 | TNGATESVL20 | North
[33 empty] | 37590 | TNJNESBORO0 | North
[33 empty] | 37600 | TNCLIFTON10 | North
[33 empty] | 37620 | TNCLFTNTAP0 | North
[33 empty] | 37630 | TNCLIFTON20 | North
[33 empty] | 37650 | TNMERDNTAP0 | North
[33 empty] | 37660 | TNMERIDIAN0 | North
[33 empty] | 37680 | TNWALNTSPR0 | North
[33 empty] | 37700 | TNGLENROSE0 | North
[33 empty] | 37705 | TNSQUAW_CR1 | North
[33 empty] | 37710 | TNTOLAR___0 | North
[33 empty] | 37740 | TNHICOTAP_0 | North
[33 empty] | 37750 | TNHICO____0 | North
[33 empty] | 37770 | TNHAMLTNCO0 | North
[33 empty] | 37790 | TNHAMILTON0 | North
[33 empty] | 37810 | TNHILL_CO_1 | North
[33 empty] | 37830 | TNOLNEY___0 | North
[33 empty] | 37850 | TNTHURBER_0 | North
[33 empty] | 37860 | TNSTHBEND_0 | North
[33 empty] | 37870 | TNGRAHAM__0 | North
[33 empty] | 37890 | TNBRYSON__0 | North
[33 empty] | 37900 | TNWINK____1 | West
[33 empty] | 37920 | TNWINK____0 | West
[33 empty] | 37940 | TNCALIFRNA0 | West
[33 empty] | 37960 | TNWNKLRCO60 | West
[33 empty] | 37980 | TNWICKETT_0 | West
[33 empty] | 38000 | TNPYOTE___0 | West
[33 empty] | 38020 | TNWORSHAM_0 | West
[33 empty] | 38040 | TNIH20____0 | West
[33 empty] | 38050 | TNSTAFBLVD0 | West
[33 empty] | 38070 | TNFLATTOP_0 | West
[33 empty] | 38090 | TNPECOS___0 | West
[33 empty] | 38120 | TNREEVSCO40 | West
[33 empty] | 38140 | TNTOYAH___0 | West
[33 empty] | 38160 | TNCOCHISE_0 | West
[33 empty] | 38180 | TNLONESTAP0 | West
[33 empty] | 38200 | TNLONESTAR0 | West
[33 empty] | 38230 | TNAAPIPELN0 | West
[33 empty] | 38250 | TNKERMIT2_0 | West
[33 empty] | 38280 | TNKERMIT1_0 | West
[33 empty] | 38290 | TNKEYSTONE0 | West
[33 empty] | 38310 | TN16TH_ST_1 | West
[33 empty] | 38320 | TN16TH_ST_0 | West
[33 empty] | 38330 | TNWDWRDTAP1 | West
[33 empty] | 38331 | TNWDWRD4__1 | West
[33 empty] | 38332 | TNWDWRDU2_8 | West
[33 empty] | 38340 | TNAIRPORT41 | West
[33 empty] | 38350 | TNFTSTKTAP0 | West
[33 empty] | 38360 | TNFTSTCKTN0 | West
[33 empty] | 38365 | TNPINON___0 | West
[33 empty] | 38370 | TNHACKBERY1 | West
[33 empty] | 38375 | TNCTYRD1011 | West
[33 empty] | 38380 | TNPUCKTTAP0 | West
[33 empty] | 38390 | TNARMDLO2_0 | West
[33 empty] | 38400 | TNSANDRSON0 | West
[33 empty] | 38420 | TNWHITEBKR0 | West
[33 empty] | 38430 | TNWHITEBKR1 | West
[33 empty] | 38435 | TNSRBNMESA1 | West
[33 empty] | 38437 | TNSRBNMESA9 | West
[33 empty] | 38440 | TNNRTHNNAT0 | West
[33 empty] | 38460 | TNPUCKTFLD0 | West
[33 empty] | 38470 | TNGOMEZ___0 | West
[33 empty] | 38490 | TNBELDING_0 | West
[33 empty] | 38500 | TNISP_____1 | Houston
[33 empty] | 38530 | TNTEJAS___1 | Houston
[33 empty] | 38560 | TNCOMANCHE1 | Houston
[33 empty] | 38570 | TNBP______1 | Houston
[33 empty] | 38575 | TNGRENBELT1 | Houston
[33 empty] | 38580 | TNBP_CGN1_8 | Houston
[33 empty] | 38590 | TNBP_CGN2_8 | Houston
[33 empty] | 38600 | TNBP_CGN3_8 | Houston
[33 empty] | 38611 | TNBPAMCG1_8 | Houston
[33 empty] | 38612 | TNBPAMCG2_8 | Houston
[33 empty] | 38613 | TNBPAMCG3_8 | Houston
[33 empty] | 38614 | TNBPAMCG4_8 | Houston
[33 empty] | 38615 | TNBPAMCG5_8 | Houston
[33 empty] | 38620 | TNAMOCO___1 | Houston
[33 empty] | 38650 | TNAMOCO___0 | Houston
[33 empty] | 38660 | TNBAYVIEW_0 | Houston
[33 empty] | 38690 | TNBP_CGN4_8 | Houston
[33 empty] | 38710 | TNCADDO___1 | Houston
[33 empty] | 38711 | TNTXCTY1CG8 | Houston
[33 empty] | 38712 | TNTXCTY2CG8 | Houston
[33 empty] | 38713 | TNTXCTY3CG8 | Houston
[33 empty] | 38714 | TNTXCTY4CG8 | Houston
[33 empty] | 38715 | TNCGNR____1 | Houston
[33 empty] | 38720 | TNAPACHE__1 | Houston
[33 empty] | 38730 | TNDOW_COGN1 | Houston
[33 empty] | 38740 | TNHEIGHTS_1 | Houston
[33 empty] | 38770 | TNHEIGHTS_0 | Houston
[33 empty] | 38820 | TNFRWYPARK1 | Houston
[33 empty] | 38850 | TNDICKNSON1 | Houston
[33 empty] | 38890 | TNSOUSHORE1 | Houston
[33 empty] | 38900 | TNNDICKNSN1 | Houston
[33 empty] | 38920 | TNLEAGCITY1 | Houston
[33 empty] | 38950 | TNMAGNOLIA1 | Houston
[33 empty] | 38980 | TNFRDSWOOD1 | Houston
[33 empty] | 38990 | TNSEMINOLE1 | Houston
[33 empty] | 39010 | TNHASTINGS1 | Houston
[33 empty] | 39015 | TNALVINTIE1 | Houston
[33 empty] | 39030 | TNALVIN___1 | Houston
[33 empty] | 39040 | TNMAINLAND1 | Houston
[33 empty] | 39070 | TNTERMINAL0 | Houston
[33 empty] | 39075 | TNCHEROKEE1 | Houston
[33 empty] | 39090 | TNMARTHNOL0 | Houston
[33 empty] | 39095 | TNCHOCTAP_0 | Houston
[33 empty] | 39096 | TNCHOCTAW_0 | Houston
[33 empty] | 39110 | TNVALERO__1 | Houston
[33 empty] | 39140 | TNTXCITYMN0 | Houston
[33 empty] | 39180 | TNSLCOGEN_0 | Houston
[33 empty] | 39190 | TNSLCGN1__8 | Houston
[33 empty] | 39200 | TNSTRLNG3_0 | Houston
[33 empty] | 39220 | TNNTHSDTAP0 | Houston
[33 empty] | 39250 | TNNORTHSDE0 | Houston
[33 empty] | 39280 | TNTXCITYWT0 | Houston
[33 empty] | 39310 | TNINTRCITY0 | Houston
[33 empty] | 39340 | TNLAMARQUE0 | Houston
[33 empty] | 39345 | TNPRXAIRTP0 | Houston
[33 empty] | 39346 | TNPRXAIR__0 | Houston
[33 empty] | 39360 | TNCARBIDE_0 | Houston
[33 empty] | 39380 | TNLINDE___0 | Houston
[33 empty] | 39400 | TNGRANTAVE0 | Houston
[33 empty] | 39410 | TNARCOPL__0 | Houston
[33 empty] | 39430 | TNLIQDCARB0 | Houston
[33 empty] | 39431 | TNTEPPCO_0 | Houston
[33 empty] | 39440 | TNMARTHNPL0 | Houston
[33 empty] | 39470 | TNDOWCGNSG8 | Houston
[33 empty] | 39480 | TNDOWCGNGG8 | Houston
[33 empty] | 39500 | TNWCOLMAIN1 | Houston
[33 empty] | 39530 | TNWCOLLOCL1 | Houston
[33 empty] | 39560 | TNANGLETON1 | Houston
[33 empty] | 39600 | TNBRAZORIA1 | Houston
[33 empty] | 39630 | TNBRAZORIA0 | Houston
[33 empty] | 39650 | TNDOW_PUMP0 | Houston
[33 empty] | 39670 | TNCLMNSTAP0 | Houston
[33 empty] | 39680 | TNCLEMENS_0 | Houston
[33 empty] | 39700 | TNSWEENY__0 | Houston
[33 empty] | 39720 | TNP662____0 | Houston
[33 empty] | 39730 | TNP663____0 | Houston
[33 empty] | 39750 | TNOLDOCEAN0 | Houston
[33 empty] | 39760 | TNSCLP1___8 | Houston
[33 empty] | 39770 | TNSCLP2___8 | Houston
[33 empty] | 39775 | TNSCLP4___8 | Houston
[33 empty] | 39790 | TNSCLP3___8 | Houston
[33 empty] | 39810 | TNHILCORP_0 | Houston
[33 empty] | 39860 | TNSCLPCOGN1 | Houston
[33 empty] | 39870 | TNPHILLPS50 | Houston
[33 empty] | 39880 | TNSCLPCOGN0 | Houston
[33 empty] | 39890 | TNPHILLPS20 | Houston
[33 empty] | 39910 | TNPHILLPS30 | Houston
[33 empty] | 39930 | TNPHLLPSOP0 | Houston
[33 empty] | 39940 | TNPHLLPSTF0 | Houston
[33 empty] | 39950 | TNTNP_ONE_3 | North
[33 empty] | 39960 | TNTNPONE_18 | North
[33 empty] | 39970 | TNTNPONE_28 | North
[33 empty] | 40000 | CEDARP__345A | Houston
[33 empty] | 40001 | CEDARP_U4 | Houston
[33 empty] | 40010 | CEDARP__138B | Houston
[33 empty] | 40011 | CEDAR03_8040 | Houston
[33 empty] | 40012 | CEDAR84_8050 | Houston
[33 empty] | 40015 | CEDARP__138C | Houston
[33 empty] | 40051 | AGRI____69X | Houston
[33 empty] | 40070 | AIRPRO__138A | Houston
[33 empty] | 40081 | ALEX_I559005 | Houston
[33 empty] | 40082 | ALEX_I169000 | Houston
[33 empty] | 40100 | ANBUSH__138A | Houston
[33 empty] | 40110 | APLIED__8030 | Houston
[33 empty] | 40111 | OPNAPD__8030 | Houston
[33 empty] | 40120 | ARITEK__138X | Houston
[33 empty] | 40130 | ATASCO__8020 | Houston
[33 empty] | 40140 | BARBUR__138A | Houston
[33 empty] | 40150 | BARHIL__138A | Houston
[33 empty] | 40155 | BENDER_86 | Houston
[33 empty] | 40160 | BTNENY__138A | Houston
[33 empty] | 40170 | BAYTWN__138C | Houston
[33 empty] | 40171 | BAYTWN888030 | Houston
[33 empty] | 40172 | BAYTWN668060 | Houston
[33 empty] | 40180 | BERTWD__138A | Houston
[33 empty] | 40190 | BIGVUE__138X | Houston
[33 empty] | 40200 | BIMONT__138X | Houston
[33 empty] | 40210 | BORDEN__8010 | Houston
[33 empty] | 40220 | BRINE___138A | Houston
[33 empty] | 40231 | BUSCH10_9000 | Houston
[33 empty] | 40232 | BUSCH38_9015 | Houston
[33 empty] | 40240 | CENTER__345A | Houston
[33 empty] | 40250 | CASTEN__9005 | Houston
[33 empty] | 40255 | CHAMBR__345A | Houston
[33 empty] | 40260 | CHAMON__8005 | Houston
[33 empty] | 40270 | CHANEL__69A | Houston
[33 empty] | 40280 | CHANLV__138J | Houston
[33 empty] | 40281 | CHANLV__138A | Houston
[33 empty] | 40282 | CCHANLV_8030 | Houston
[33 empty] | 40300 | CHEV____138X | Houston
[33 empty] | 40310 | CHOATE | Houston
[33 empty] | 40320 | CHORIN__138A | Houston
[33 empty] | 40330 | CITFIL__138A | Houston
[33 empty] | 40340 | CITIES__138X | Houston
[33 empty] | 40351 | CLINTN__8000 | Houston
[33 empty] | 40352 | CLINTN__69A | Houston
[33 empty] | 40370 | CONIAL__138X | Houston
[33 empty] | 40380 | CROSBY__69A | Houston
[33 empty] | 40390 | CROSBY__138A | Houston
[33 empty] | 40391 | CCROSBY_8040 | Houston
[33 empty] | 40392 | SVC_CROSBY | Houston
[33 empty] | 40400 | CROWN___138X | Houston
[33 empty] | 40420 | DAVSON__138A | Houston
[33 empty] | 40425 | OPNDAY__138X | Houston
[33 empty] | 40430 | DECKER__138A | Houston
[33 empty] | 40431 | CAPEMUT1 | Houston
[33 empty] | 40441 | DEERPK218000 | Houston
[33 empty] | 40442 | DEERPK968010 | Houston
[33 empty] | 40450 | DEPWTR__345A | Houston
[33 empty] | 40460 | DEPWTR__138H | Houston
[33 empty] | 40470 | DEPWTR__69E | Houston
[33 empty] | 40475 | DEUSEN__138A | Houston
[33 empty] | 40480 | DS_BAT__138A | Houston
[33 empty] | 40490 | DOWLAP__138X | Houston
[33 empty] | 40500 | EAGLE___138A | Houston
[33 empty] | 40510 | ENPROD__8000 | Houston
[33 empty] | 40520 | EPOTH___8005 | Houston
[33 empty] | 40530 | ESBELT__138A | Houston
[33 empty] | 40540 | ESFORK__138A | Houston
[33 empty] | 40550 | ETHYL___69X | Houston
[33 empty] | 40551 | ET_CLR1 | Houston
[33 empty] | 40552 | ET_CLR2 | Houston
[33 empty] | 40560 | EXPLOR__138X | Houston
[33 empty] | 40570 | EXXON___138A | Houston
[33 empty] | 40571 | EXXONSTR | Houston
[33 empty] | 40572 | EXXONSTR | Houston
[33 empty] | 40573 | EXXONSTR | Houston
[33 empty] | 40575 | EXXON | Houston
[33 empty] | 40580 | CAPEMUT5 | Houston
[33 empty] | 40590 | FDLITY__8010 | Houston
[33 empty] | 40600 | ROANS___345C | North
[33 empty] | 40610 | GALENA__138A | Houston
[33 empty] | 40611 | GALENA__69B | Houston
[33 empty] | 40612 | GALENA__138B | Houston
[33 empty] | 40620 | GLENWD__138X | Houston
[33 empty] | 40650 | GDYEAR__138A | Houston
[33 empty] | 40700 | GRNBYU__345A | Houston
[33 empty] | 40710 | GRNBYU__138A | Houston
[33 empty] | 40715 | GRNBYU__138F | Houston
[33 empty] | 40716 | GRNBYU__138C | Houston
[33 empty] | 40717 | CGRNBYU_8005 | Houston
[33 empty] | 40720 | GRNBYU__69E | Houston
[33 empty] | 40725 | GRNBYU__69F | Houston
[33 empty] | 40751 | GYPSUM__69X | Houston
[33 empty] | 40752 | GYPSUM | Houston
[33 empty] | 40770 | HACHER__138X | Houston
[33 empty] | 40780 | HADEN___138X | Houston
[33 empty] | 40790 | HANEY___138A | Houston
[33 empty] | 40800 | HARRIS__69A | Houston
[33 empty] | 40811 | HILAND088005 | Houston
[33 empty] | 40812 | HILAND439025 | Houston
[33 empty] | 40830 | HUMBLE__138F | Houston
[33 empty] | 40831 | CHUMBLE_138D | Houston
[33 empty] | 40841 | INDUST848005 | Houston
[33 empty] | 40842 | INDUST389005 | Houston
[33 empty] | 40860 | JACNTO__138A | Houston
[33 empty] | 40870 | KENNY14_8010 | Houston
[33 empty] | 40871 | KENNY03_138X | Houston
[33 empty] | 40900 | KING____345A | Houston
[33 empty] | 40911 | KING_T3_8025 | Houston
[33 empty] | 40912 | KING_T4_8020 | Houston
[33 empty] | 40930 | KINGWD__138A | Houston
[33 empty] | 40941 | LAPORT968030 | Houston
[33 empty] | 40942 | LAPORT798025 | Houston
[33 empty] | 40961 | LIBRTY038030 | Houston
[33 empty] | 40962 | LIBRTY218025 | Houston
[33 empty] | 40980 | LUBZOL__138X | Houston
[33 empty] | 40990 | LYCHEM__138A | Houston
[33 empty] | 41000 | LYDELL__138A | Houston
[33 empty] | 41010 | LYNCH___138A | Houston
[33 empty] | 41021 | LYONDL038000 | Houston
[33 empty] | 41022 | LYONDL088005 | Houston
[33 empty] | 41040 | MCDONO__69X | Houston
[33 empty] | 41050 | METALS__138X | Houston
[33 empty] | 41061 | MINING__69X | Houston
[33 empty] | 41080 | MOCHEM__69X | Houston
[33 empty] | 41090 | MOMENT__138A | Houston
[33 empty] | 41100 | MORGPT__138A | Houston
[33 empty] | 41111 | MT_BEL__138A | Houston
[33 empty] | 41112 | MT_BEL__69A | Houston
[33 empty] | 41140 | NEEDLE__69X | Houston
[33 empty] | 41150 | NEWPRT__138A | Houston
[33 empty] | 41160 | NINTH___138X | Houston
[33 empty] | 41165 | NOBEL___8010 | Houston
[33 empty] | 41171 | NORMDY778020 | Houston
[33 empty] | 41172 | NORMDY948005 | Houston
[33 empty] | 41191 | OATES08_8000 | Houston
[33 empty] | 41192 | OATES38_9005 | Houston
[33 empty] | 41205 | ORION___138X | Houston
[33 empty] | 41210 | PAIR____138A | Houston
[33 empty] | 41221 | PARKWY958005 | Houston
[33 empty] | 41222 | PARKWY948000 | Houston
[33 empty] | 41240 | JEFFER__138A | Houston
[33 empty] | 41250 | PHILIP__138A | Houston
[33 empty] | 41260 | PORT____138A | Houston
[33 empty] | 41300 | PSARCO__138A | Houston
[33 empty] | 41310 | QUANAB__138A | Houston
[33 empty] | 41330 | QUANUM__138X | Houston
[33 empty] | 41340 | REED____69X | Houston
[33 empty] | 41350 | ROHMAS__138A | Houston
[33 empty] | 41360 | ROLLEN__138A | Houston
[33 empty] | 41370 | S_CHAN__138C | Houston
[33 empty] | 41371 | CS_CHAN_8010 | Houston
[33 empty] | 41380 | S_CHAN__69A | Houston
[33 empty] | 41383 | CAPEMUT6 | Houston
[33 empty] | 41400 | S_R_B___138A | Houston
[33 empty] | 41405 | S_R_B___138C | Houston
[33 empty] | 41410 | S_R_B___69A | Houston
[33 empty] | 41415 | S_R_B___69B | Houston
[33 empty] | 41420 | S_R_B___0005 | Houston
[33 empty] | 41430 | SHELDN__345C | Houston
[33 empty] | 41450 | SHELL___138A | Houston
[33 empty] | 41480 | SOLMER__138X | Houston
[33 empty] | 41490 | STATE___138A | Houston
[33 empty] | 41500 | STRANG__138X | Houston
[33 empty] | 41510 | STRAW___8010 | Houston
[33 empty] | 41520 | SYLVAN__8005 | Houston
[33 empty] | 41530 | TAYLOR__8010 | Houston
[33 empty] | 41550 | TEXAS___9000 | Houston
[33 empty] | 41560 | TXPET___69X | Houston
[33 empty] | 41570 | TEXWAL__69X | Houston
[33 empty] | 41580 | TIDAL___138A | Houston
[33 empty] | 41590 | TRAVIS__138X | Houston
[33 empty] | 41600 | TRIBAY__138X | Houston
[33 empty] | 41610 | TRINTY__138A | Houston
[33 empty] | 41615 | CAPEMUT2 | Houston
[33 empty] | 41620 | TUCKER__138A | Houston
[33 empty] | 41631 | UNDRWD068025 | Houston
[33 empty] | 41632 | UNDRWD218030 | Houston
[33 empty] | 41651 | UVALDE088030 | Houston
[33 empty] | 41652 | UVALDE038010 | Houston
[33 empty] | 41670 | WABURN__138B | Houston
[33 empty] | 41681 | WALSVL6169A | Houston
[33 empty] | 41682 | WALSVL109040 | Houston
[33 empty] | 41700 | WARVUE__138A | Houston
[33 empty] | 41711 | WITTER948030 | Houston
[33 empty] | 41712 | WITTER218035 | Houston
[33 empty] | 42000 | P_H_R___345E | Houston
[33 empty] | 42010 | P_H_R___138A | Houston
[33 empty] | 42011 | CP_H_R__8050 | Houston
[33 empty] | 42013 | P_H_R79_138E | Houston
[33 empty] | 42014 | P_H_R96_138F | Houston
[33 empty] | 42015 | P_H_R___138C | Houston
[33 empty] | 42020 | P_H_R___8150 | Houston
[33 empty] | 42041 | ALMEDA268000 | Houston
[33 empty] | 42042 | ALMEDA07138B | Houston
[33 empty] | 42061 | ALTA_L938000 | Houston
[33 empty] | 42080 | ALVIN___69C | Houston
[33 empty] | 42090 | AMOCO___138A | Houston
[33 empty] | 42110 | ANGLTN__138A | Houston
[33 empty] | 42120 | ARMAND__138A | Houston
[33 empty] | 42130 | AVAUTO__8005 | Houston
[33 empty] | 42150 | BASF____138A | Houston
[33 empty] | 42160 | BAYOU___138A | Houston
[33 empty] | 42170 | BAYWAY__138B | Houston
[33 empty] | 42180 | BIGBAY__138A | Houston
[33 empty] | 42190 | BIPORT__138X | Houston
[33 empty] | 42195 | BOOSTR__8010 | Houston
[33 empty] | 42200 | BRYAN___69X | Houston
[33 empty] | 42210 | BRZPRT__138B | Houston
[33 empty] | 42220 | BYPARK__138B | Houston
[33 empty] | 42230 | CAPTOL__138A | Houston
[33 empty] | 42241 | CARDIF848030 | Houston
[33 empty] | 42242 | CARDIF958025 | Houston
[33 empty] | 42260 | CELNEC__138A | Houston
[33 empty] | 42271 | CHOC_B268035 | Houston
[33 empty] | 42272 | CHOC_B078030 | Houston
[33 empty] | 42291 | CLEAR95_8015 | Houston
[33 empty] | 42292 | CLEAR35_8005 | Houston
[33 empty] | 42311 | COLEGE948005 | Houston
[33 empty] | 42312 | COLEGE068000 | Houston
[33 empty] | 42330 | CW_COL__138H | Houston
[33 empty] | 42340 | DAMON___69A | Houston
[33 empty] | 42500 | DOW_____345A | Houston
[33 empty] | 42501 | DOW__STR | Houston
[33 empty] | 42502 | DOW__STR | Houston
[33 empty] | 42510 | DOW_____138B | Houston
[33 empty] | 42515 | DOW_____8005 | Houston
[33 empty] | 42550 | DROUET__138A | Houston
[33 empty] | 42551 | DROUET_TR3 | Houston
[33 empty] | 42561 | ELDORA918025 | Houston
[33 empty] | 42562 | ELDORA928030 | Houston
[33 empty] | 42581 | ELLING078000 | Houston
[33 empty] | 42582 | ELLING918005 | Houston
[33 empty] | 42600 | EXTER___69X | Houston
[33 empty] | 42610 | FAIRMT__138D | Houston
[33 empty] | 42611 | FAIRMT958000 | Houston
[33 empty] | 42612 | FAIRMT00138A | Houston
[33 empty] | 42640 | FREEPT__69A | Houston
[33 empty] | 42651 | FRIEND058030 | Houston
[33 empty] | 42652 | FRIEND048025 | Houston
[33 empty] | 42670 | GALVES__138A | Houston
[33 empty] | 42680 | GARDEN__138A | Houston
[33 empty] | 42690 | GARDEN__69A | Houston
[33 empty] | 42700 | CGARDEN_138C | Houston
[33 empty] | 42711 | GENOA95_8015 | Houston
[33 empty] | 42712 | GENOA35_8025 | Houston
[33 empty] | 42741 | GULFGT918040 | Houston
[33 empty] | 42742 | GULFGT068035 | Houston
[33 empty] | 42761 | HALL_06_8030 | Houston
[33 empty] | 42762 | HALL_91_8025 | Houston
[33 empty] | 42780 | HANNA___8010 | Houston
[33 empty] | 42790 | HIMONT__8055 | Houston
[33 empty] | 42800 | HITCOK__138A | Houston
[33 empty] | 42810 | HOFMAN__138X | Houston
[33 empty] | 42820 | HASTNG__9005 | Houston
[33 empty] | 42830 | HUNTER__138A | Houston
[33 empty] | 42841 | KEMAH95_8025 | Houston
[33 empty] | 42842 | KEMAH92_8030 | Houston
[33 empty] | 42860 | LAMARQ__69A | Houston
[33 empty] | 42861 | LAMARQ__138A | Houston
[33 empty] | 42862 | CAPEMUT3 | Houston
[33 empty] | 42870 | LIVRPL__138A | Houston
[33 empty] | 42880 | LKJACK__138A | Houston
[33 empty] | 42890 | LOMAX___138X | Houston
[33 empty] | 42900 | LUZBAY__8010 | Houston
[33 empty] | 42910 | LYNPOL__8010 | Houston
[33 empty] | 42921 | MARYCK06138A | Houston
[33 empty] | 42922 | MARYCK91138B | Houston
[33 empty] | 42940 | MONSAN__138X | Houston
[33 empty] | 42945 | MONSAN | Houston
[33 empty] | 42950 | MOODY63_138A | Houston
[33 empty] | 42951 | TERM_A__8000 | Houston
[33 empty] | 42952 | OPN_T_A_8020 | Houston
[33 empty] | 42953 | TERM_B__8010 | Houston
[33 empty] | 42955 | TRMNAL__138A | Houston
[33 empty] | 42960 | MUSTNG__138A | Houston
[33 empty] | 42970 | NASA____8040 | Houston
[33 empty] | 42981 | NASH_02_8000 | Houston
[33 empty] | 42982 | NASH_45_9000 | Houston
[33 empty] | 42985 | DYANN | Houston
[33 empty] | 43000 | NEEDVL__69A | Houston
[33 empty] | 43011 | NEWGLF048015 | Houston
[33 empty] | 43012 | NEWGLF608000 | Houston
[33 empty] | 43035 | OASIS___345A | Houston
[33 empty] | 43040 | PASDNA__8035 | Houston
[33 empty] | 43051 | PEARLD068025 | Houston
[33 empty] | 43052 | PEARLD918030 | Houston
[33 empty] | 43070 | PETSON__138A | Houston
[33 empty] | 43081 | PILGRM068000 | Houston
[33 empty] | 43082 | PILGRM078005 | Houston
[33 empty] | 43101 | PLARIS958030 | Houston
[33 empty] | 43102 | PLARIS358025 | Houston
[33 empty] | 43120 | PLEDGR__8000 | Houston
[33 empty] | 43130 | POWELL__138X | Houston
[33 empty] | 43135 | QNTANA | Houston
[33 empty] | 43140 | RETREV__69X | Houston
[33 empty] | 43150 | RIWOOD__138A | Houston
[33 empty] | 43170 | S_HOUS__9010 | Houston
[33 empty] | 43171 | S_HOUS3169A | Houston
[33 empty] | 43172 | S_HOUS138005 | Houston
[33 empty] | 43173 | S_HOUS128005 | Houston
[33 empty] | 43174 | S_HOUS2169B | Houston
[33 empty] | 43190 | S_LANE__138A | Houston
[33 empty] | 43201 | SEAWAL01138Y | Houston
[33 empty] | 43202 | SEAWAL63138X | Houston
[33 empty] | 43220 | SEAWAY__8005 | Houston
[33 empty] | 43225 | SEPTON__8015 | Houston
[33 empty] | 43230 | SHORE___138X | Houston
[33 empty] | 43240 | SINTEK__138A | Houston
[33 empty] | 43250 | SOUTH___138A | Houston
[33 empty] | 43260 | SOWYCK__8005 | Houston
[33 empty] | 43271 | SPENCR06138A | Houston
[33 empty] | 43272 | SPENCR92138B | Houston
[33 empty] | 43290 | STEWRT__138A | Houston
[33 empty] | 43300 | STRATT__138A | Houston
[33 empty] | 43310 | SURFSI__69X | Houston
[33 empty] | 43321 | TELPHN068040 | Houston
[33 empty] | 43322 | TELPHN918035 | Houston
[33 empty] | 43330 | CAVERN__8000 | Houston
[33 empty] | 43340 | TXGLF___138A | Houston
[33 empty] | 43350 | TEXWES__9010 | Houston
[33 empty] | 43355 | TIKIS___8000 | Houston
[33 empty] | 43356 | CAPEMUT4 | Houston
[33 empty] | 43360 | VLASCO__138A | Houston
[33 empty] | 43370 | VLASCO__69A | Houston
[33 empty] | 43380 | W_COL___8010 | Houston
[33 empty] | 43390 | W_COL___69A | Houston
[33 empty] | 43400 | W_GALV__138D | Houston
[33 empty] | 43410 | W_GALV__69A | Houston
[33 empty] | 43500 | WEBSTR__138D | Houston
[33 empty] | 43501 | WEBSTR93138A | Houston
[33 empty] | 43502 | WEBSTTR28105 | Houston
[33 empty] | 43503 | WEBSTR358100 | Houston
[33 empty] | 43504 | WEBSTR928105 | Houston
[33 empty] | 43507 | CWEBSTR_8080 | Houston
[33 empty] | 43510 | WEBSTR__69A | Houston
[33 empty] | 43520 | WESTBY_59 | Houston
[33 empty] | 43521 | WESTBY_48 | Houston
[33 empty] | 43570 | WHARTN__138A | Houston
[33 empty] | 44000 | W_A_P___345A | Houston
[33 empty] | 44010 | W_A_P___138A | Houston
[33 empty] | 44020 | ALIEF___138A | Houston
[33 empty] | 44031 | ARCOLA808030 | Houston
[33 empty] | 44032 | ARCOLA828025 | Houston
[33 empty] | 44051 | BARKER78138A | Houston
[33 empty] | 44052 | BARKER738025 | Houston
[33 empty] | 44070 | BG_CRK__69X | Houston
[33 empty] | 44081 | BLURIG058040 | Houston
[33 empty] | 44082 | BLURIG028045 | Houston
[33 empty] | 44100 | BRAZOS__8015 | Houston
[33 empty] | 44110 | BRISCO__9010 | Houston
[33 empty] | 44120 | BRITMR__138A | Houston
[33 empty] | 44130 | CANEY___138A | Houston
[33 empty] | 44131 | CANEY___ | Houston
[33 empty] | 44140 | CLODIN__138B | Houston
[33 empty] | 44150 | CCLODIN_138C | Houston
[33 empty] | 44160 | COLLIN__69X | Houston
[33 empty] | 44170 | CRABB___138A | Houston
[33 empty] | 44180 | DEWALT__138A | Houston
[33 empty] | 44190 | E_BERN__138B | Houston
[33 empty] | 44200 | HILLJE | Houston
[33 empty] | 44210 | ECHO_73_138A | Houston
[33 empty] | 44211 | ECHO_13_138A | Houston
[33 empty] | 44212 | ECHO_31_138B | Houston
[33 empty] | 44213 | ECHO_14_138D | Houston
[33 empty] | 44214 | ECHO_41_138C | Houston
[33 empty] | 44215 | ECHO_81_138B | Houston
[33 empty] | 44230 | FLEWLN__138A | Houston
[33 empty] | 44231 | CFLEWLN_8040 | Houston
[33 empty] | 44240 | FLEWLN__69A | Houston
[33 empty] | 44250 | FOSTER__9005 | Houston
[33 empty] | 44261 | FRANZ09_138A | Houston
[33 empty] | 44262 | FRANZ66_8015 | Houston
[33 empty] | 44280 | FTBEND__138D | Houston
[33 empty] | 44290 | FTBEND__69A | Houston
[33 empty] | 44300 | CFTBEND_8000 | Houston
[33 empty] | 44310 | HAYES___138B | Houston
[33 empty] | 44311 | HAYES24_8015 | Houston
[33 empty] | 44312 | HAYES09_138A | Houston
[33 empty] | 44341 | IMPERL80138A | Houston
[33 empty] | 44342 | IMPERL058025 | Houston
[33 empty] | 44361 | INTERM058000 | Houston
[33 empty] | 44362 | INTERM268030 | Houston
[33 empty] | 44380 | JULIFF__69X | Houston
[33 empty] | 44390 | KARSTN__138A | Houston
[33 empty] | 44400 | KARSTN__69E | Houston
[33 empty] | 44410 | CKARSTN_8000 | Houston
[33 empty] | 44421 | KATY_09_8000 | Houston
[33 empty] | 44422 | KATY_66_138A | Houston
[33 empty] | 44440 | MANVEL__69B | Houston
[33 empty] | 44450 | MASON___138A | Houston
[33 empty] | 44461 | MEMORL81138B | Houston
[33 empty] | 44462 | MEMORL738000 | Houston
[33 empty] | 44481 | MOCITY__8030 | Houston
[33 empty] | 44482 | MOCITY__8035 | Houston
[33 empty] | 44490 | MULA____138X | Houston
[33 empty] | 44500 | OBRIEN__345A | Houston
[33 empty] | 44510 | OBRIEN__138A | Houston
[33 empty] | 44511 | OBRIEN25138C | Houston
[33 empty] | 44512 | OBRIEN73138D | Houston
[33 empty] | 44540 | ORCHRD__138B | Houston
[33 empty] | 44551 | QUAIL02_138A | Houston
[33 empty] | 44552 | QUAIL26_138B | Houston
[33 empty] | 44570 | READNG__138B | Houston
[33 empty] | 44580 | RICHMN__69X | Houston
[33 empty] | 44590 | ROARK___138A | Houston
[33 empty] | 44600 | ROSHRN__138A | Houston
[33 empty] | 44610 | ROSNBG__69A | Houston
[33 empty] | 44620 | SAUER81_138B | Houston
[33 empty] | 44621 | SAUER14_138C | Houston
[33 empty] | 44622 | SAUER41_138B | Houston
[33 empty] | 44623 | SAUER23_138A | Houston
[33 empty] | 44624 | SAUER32_138D | Houston
[33 empty] | 44625 | SAUER73_138A | Houston
[33 empty] | 44626 | SAUDP81 | Houston
[33 empty] | 44627 | SAUDP73 | Houston
[33 empty] | 44640 | SEALY___8020 | Houston
[33 empty] | 44645 | SNGLTN_345 | Houston
[33 empty] | 44650 | SMTHRS__345A | Houston
[33 empty] | 44651 | SIENNA028025 | Houston
[33 empty] | 44652 | SIENNA058020 | Houston
[33 empty] | 44656 | SLRDP81 | Houston
[33 empty] | 44657 | SLRDP73 | Houston
[33 empty] | 44671 | STAFRD098005 | Houston
[33 empty] | 44672 | STAFRD058000 | Houston
[33 empty] | 44691 | TELVEW02138A | Houston
[33 empty] | 44692 | TELVEW26138B | Houston
[33 empty] | 44710 | TXINS___138A | Houston
[33 empty] | 44721 | THOMSN808000 | Houston
[33 empty] | 44722 | THOMSN828015 | Houston
[33 empty] | 44740 | WALLIS__138A | Houston
[33 empty] | 44760 | WCHASE__138A | Houston
[33 empty] | 44761 | WCHASE05138B | Houston
[33 empty] | 44762 | WCHASE248005 | Houston
[33 empty] | 44780 | WESTIM__8015 | Houston
[33 empty] | 44790 | WIRT_73_138C | Houston
[33 empty] | 44791 | WIRT_13_138C | Houston
[33 empty] | 44792 | WIRT_31_138A | Houston
[33 empty] | 44793 | WIRT_23_138D | Houston
[33 empty] | 44794 | WIRT_32_138B | Houston
[33 empty] | 44795 | WIRT_81_138A | Houston
[33 empty] | 44801 | WOODCK818005 | Houston
[33 empty] | 44802 | WOODCK738015 | Houston
[33 empty] | 45500 | T_H_W___345B | Houston
[33 empty] | 45510 | T_H_W___138A | Houston
[33 empty] | 45511 | T_H_W81_8090 | Houston
[33 empty] | 45512 | T_H_W95_8265 | Houston
[33 empty] | 45515 | T_H_W___138E | Houston
[33 empty] | 45520 | T_H_W___0100 | Houston
[33 empty] | 45530 | T_H_W___69B | Houston
[33 empty] | 45600 | ADICKS__345A | Houston
[33 empty] | 45610 | ADICKS__138B | Houston
[33 empty] | 45611 | ADICKS__8030 | Houston
[33 empty] | 45620 | CADICKS_8045 | Houston
[33 empty] | 45630 | AIRLIN__8010 | Houston
[33 empty] | 45640 | ALDINE__138A | Houston
[33 empty] | 45651 | BAMMEL__138A | Houston
[33 empty] | 45670 | BERRY___138A | Houston
[33 empty] | 45681 | CAMBEL098040 | Houston
[33 empty] | 45682 | CAMBEL218050 | Houston
[33 empty] | 45700 | CAMRON__138A | Houston
[33 empty] | 45711 | CYFAIR218035 | Houston
[33 empty] | 45712 | CYFAIR768030 | Houston
[33 empty] | 45730 | DEIHL___138A | Houston
[33 empty] | 45740 | DRILCO__8005 | Houston
[33 empty] | 45750 | EUREKA__138A | Houston
[33 empty] | 45760 | FAIRBK__138A | Houston
[33 empty] | 45770 | FREMAN__138A | Houston
[33 empty] | 45781 | GEARS67_8025 | Houston
[33 empty] | 45782 | GEARS95_8030 | Houston
[33 empty] | 45801 | GERTIE218000 | Houston
[33 empty] | 45802 | GERTIE768010 | Houston
[33 empty] | 45821 | GREENS868005 | Houston
[33 empty] | 45822 | GREENS908020 | Houston
[33 empty] | 45840 | HARDY___138C | Houston
[33 empty] | 45850 | C_HARDY_8005 | Houston
[33 empty] | 45861 | HIDDEN678005 | Houston
[33 empty] | 45862 | HIDDEN958015 | Houston
[33 empty] | 45880 | HOCKLY__138D | Houston
[33 empty] | 45885 | CHOCKLY_138F | Houston
[33 empty] | 45890 | HOCKLY__69B | Houston
[33 empty] | 45900 | INTEQ___138X | Houston
[33 empty] | 45910 | INTER___138B | Houston
[33 empty] | 45921 | JESTER678030 | Houston
[33 empty] | 45922 | JESTER818000 | Houston
[33 empty] | 45940 | KLEIN___138A | Houston
[33 empty] | 45952 | KLUGE___138B | Houston
[33 empty] | 45953 | CKLUGE__138A | Houston
[33 empty] | 45971 | KUYDAL745005 | Houston
[33 empty] | 45972 | KUYDAL755010 | Houston
[33 empty] | 45990 | L_YORK__69A | Houston
[33 empty] | 46001 | LAUDER908015 | Houston
[33 empty] | 46002 | LAUDER958005 | Houston
[33 empty] | 46020 | LIMEST__345A | Houston
[33 empty] | 46031 | LOCKWD908000 | Houston
[33 empty] | 46032 | LOCKWD868010 | Houston
[33 empty] | 46051 | LOUETA668000 | Houston
[33 empty] | 46052 | LOUETA818005 | Houston
[33 empty] | 46100 | N_BELT__345A | Houston
[33 empty] | 46110 | N_BELT__138A | Houston
[33 empty] | 46111 | CN_BEL958030 | Houston
[33 empty] | 46112 | CN_BEL908000 | Houston
[33 empty] | 46220 | PETERS__138B | Houston
[33 empty] | 46230 | PETERS__69A | Houston
[33 empty] | 46240 | PINHUR__138A | Houston
[33 empty] | 46250 | RACOON__69X | Houston
[33 empty] | 46261 | RAYFRD668020 | Houston
[33 empty] | 46262 | RAYFRD818005 | Houston
[33 empty] | 46281 | RITTEN868005 | Houston
[33 empty] | 46282 | RITTEN958015 | Houston
[33 empty] | 46300 | SATSUM__138A | Houston
[33 empty] | 46301 | SATSUM24138B | Houston
[33 empty] | 46302 | SATSUM768025 | Houston
[33 empty] | 46331 | SCENIC86138A | Houston
[33 empty] | 46332 | SCENIC90138B | Houston
[33 empty] | 46351 | TODD_21_8005 | Houston
[33 empty] | 46352 | TODD_09_8000 | Houston
[33 empty] | 46500 | TOMBAL__345B | Houston
[33 empty] | 46510 | TOMBAL__138A | Houston
[33 empty] | 46511 | TOMBAL668070 | Houston
[33 empty] | 46512 | TOMBAL818045 | Houston
[33 empty] | 46520 | CTOMBAL_8110 | Houston
[33 empty] | 46550 | TRSWIG__138A | Houston
[33 empty] | 46551 | VETRAN678020 | Houston
[33 empty] | 46552 | VETRAN818005 | Houston
[33 empty] | 46560 | WALLER__138B | Houston
[33 empty] | 46570 | WESFLD__138B | Houston
[33 empty] | 46571 | CWESFLD_138D | Houston
[33 empty] | 46600 | WHITOK__345I | Houston
[33 empty] | 46610 | WHITOK__138A | Houston
[33 empty] | 46611 | WHITOK738045 | Houston
[33 empty] | 46612 | WHITOK098060 | Houston
[33 empty] | 46615 | WHITOK__138E | Houston
[33 empty] | 46616 | CWHITOK_138 | Houston
[33 empty] | 46620 | WHITOK__69B | Houston
[33 empty] | 46660 | WILLOW__8010 | Houston
[33 empty] | 47000 | BELAIR__345A | Houston
[33 empty] | 47010 | BELAIR__8085 | Houston
[33 empty] | 47011 | BELAIR35138C | Houston
[33 empty] | 47012 | BELAIR24138D | Houston
[33 empty] | 47013 | CBELAIR_8085 | Houston
[33 empty] | 47015 | BELAIR__138E | Houston
[33 empty] | 47016 | SVC_BELAIRE | Houston
[33 empty] | 47050 | BRAYS___138B | Houston
[33 empty] | 47071 | DUNVAL058025 | Houston
[33 empty] | 47072 | DUNVAL248030 | Houston
[33 empty] | 47090 | FANNIN__138A | Houston
[33 empty] | 47100 | FONDRN__138A | Houston
[33 empty] | 47110 | GRANT___138B | Houston
[33 empty] | 47150 | H_O_C___138A | Houston
[33 empty] | 47155 | CH_O_C__8005 | Houston
[33 empty] | 47160 | H_O_C___9020 | Houston
[33 empty] | 47165 | H_O_C___9080 | Houston
[33 empty] | 47170 | CH_O_C__8110 | Houston
[33 empty] | 47191 | HILCRF248010 | Houston
[33 empty] | 47192 | HILCRF058005 | Houston
[33 empty] | 47210 | HOLMES__138A | Houston
[33 empty] | 47300 | JENETA__345B | Houston
[33 empty] | 47310 | JENETA__138A | Houston
[33 empty] | 47320 | KIRBY___138B | Houston
[33 empty] | 47331 | KNIGHT088010 | Houston
[33 empty] | 47332 | KNIGHT068005 | Houston
[33 empty] | 47350 | PLAZA___138B | Houston
[33 empty] | 47380 | SANFLP__138B | Houston
[33 empty] | 47381 | SANFLP36138A | Houston
[33 empty] | 47382 | SANFLP78138D | Houston
[33 empty] | 47383 | SANFLP87138E | Houston
[33 empty] | 47384 | SANFLP63138A | Houston
[33 empty] | 47411 | SHARPS058005 | Houston
[33 empty] | 47412 | SHARPS258040 | Houston
[33 empty] | 47420 | STADIM__8020 | Houston
[33 empty] | 47430 | TECO____138A | Houston
[33 empty] | 47441 | ULRICH35138B | Houston
[33 empty] | 47442 | ULRICH248035 | Houston
[33 empty] | 47461 | WESTWD3_8005 | Houston
[33 empty] | 47462 | WESTWD2_8000 | Houston
[33 empty] | 47500 | DWNTWN__138A | Houston
[33 empty] | 47510 | DWNTWN__69A | Houston
[33 empty] | 47521 | BLOGET378000 | Houston
[33 empty] | 47522 | BLOGET469000 | Houston
[33 empty] | 47540 | BRING___9005 | Houston
[33 empty] | 47550 | BROWN___69X | Houston
[33 empty] | 47560 | COUGAR__138A | Houston
[33 empty] | 47570 | CRCKET__138B | Houston
[33 empty] | 47580 | DUNLVY__69A | Houston
[33 empty] | 47600 | E_SIDE__138A | Houston
[33 empty] | 47610 | CESTSIDE138A | Houston
[33 empty] | 47620 | FRAKLN__138A | Houston
[33 empty] | 47630 | GABLE___138A | Houston
[33 empty] | 47640 | GABLE___69A | Houston
[33 empty] | 47660 | GARROT__138B | Houston
[33 empty] | 47670 | GENRAL__69A | Houston
[33 empty] | 47680 | HIGHTS__69A | Houston
[33 empty] | 47690 | HYDEPK__69A | Houston
[33 empty] | 47700 | MAG_PK__138A | Houston
[33 empty] | 47701 | MAG_PK__8005 | Houston
[33 empty] | 47705 | MIDTWN__138B | Houston
[33 empty] | 47707 | MIDRCLS_8015 | Houston
[33 empty] | 47711 | N_SIDE918005 | Houston
[33 empty] | 47712 | N_SIDE218000 | Houston
[33 empty] | 47730 | POLK____138A | Houston
[33 empty] | 47750 | UNIVER__138A | Houston
[33 empty] | 47751 | UNIVER__8000 | Houston
[33 empty] | 47752 | UNIVER__69A | Houston
[33 empty] | 48500 | APD_GT1_8005 | Houston
[33 empty] | 48510 | AK_GT1__8040 | Houston
[33 empty] | 48511 | LPE_GT1_8070 | Houston
[33 empty] | 48512 | LPE_GT2_8075 | Houston
[33 empty] | 48513 | LPE_GT3_8080 | Houston
[33 empty] | 48514 | LPE_GT4_8085 | Houston
[33 empty] | 48520 | BSF_GT1_8070 | Houston
[33 empty] | 48521 | BVE_GT1_GT1 | Houston
[33 empty] | 48522 | BVE_GT2_5035 | Houston
[33 empty] | 48523 | BVE_ST1_GN1 | Houston
[33 empty] | 48531 | BYU_GT1_8075 | Houston
[33 empty] | 48532 | BYU_GT2_8055 | Houston
[33 empty] | 48533 | BYU_GT3_8060 | Houston
[33 empty] | 48534 | BYU_GT4_8065 | Houston
[33 empty] | 48551 | CAL_GT1_8045 | Houston
[33 empty] | 48552 | CAL_ST1_8000 | Houston
[33 empty] | 48561 | CTL_GT2_8130 | Houston
[33 empty] | 48562 | CTL_GT3_8135 | Houston
[33 empty] | 48563 | CTL_GT4_8140 | Houston
[33 empty] | 48564 | CTL_GN1_8145 | Houston
[33 empty] | 48565 | CTL_GN2_8155 | Houston
[33 empty] | 48581 | CBY_GN1_1 | Houston
[33 empty] | 48582 | CBY_GN2_2 | Houston
[33 empty] | 48583 | CBY_GT4_1 | Houston
[33 empty] | 48584 | CBY_GT4_2 | Houston
[33 empty] | 48585 | CBY_ST4_1 | Houston
[33 empty] | 48591 | CHE_GT2_5030 | Houston
[33 empty] | 48593 | CHE_GT1_8015 | Houston
[33 empty] | 48594 | CHE_GN4_8025 | Houston
[33 empty] | 48595 | BTE_GT2_8075 | Houston
[33 empty] | 48596 | BTE_GT3_8045 | Houston
[33 empty] | 48597 | BTE_GT4_8055 | Houston
[33 empty] | 48598 | BTE_ST1_8070 | Houston
[33 empty] | 48611 | DIB_GT1_8080 | Houston
[33 empty] | 48612 | DIB_GT2_8075 | Houston
[33 empty] | 48613 | DIB_ST1_8085 | Houston
[33 empty] | 48614 | DIB_GT3_8090 | Houston
[33 empty] | 48641 | DPEC_GT15040 | Houston
[33 empty] | 48642 | DPEC_GT25025 | Houston
[33 empty] | 48643 | DPEC_GT35010 | Houston
[33 empty] | 48644 | DPEC_GT45070 | Houston
[33 empty] | 48645 | DPEC_ST55065 | Houston
[33 empty] | 48651 | EP_1_2 | Houston
[33 empty] | 48671 | FTR_GT1_5105 | North
[33 empty] | 48672 | FTR_GT2_5110 | North
[33 empty] | 48673 | FTR_GT3_5085 | North
[33 empty] | 48674 | FTR_CN4_5095 | North
[33 empty] | 48690 | GBY_GN5_5 | Houston
[33 empty] | 48691 | GBY_73741085 | Houston
[33 empty] | 48692 | GBY_81821075 | Houston
[33 empty] | 48693 | GBY_83841065 | Houston
[33 empty] | 48721 | LEG_1___1 | North
[33 empty] | 48722 | LEG_2___2 | North
[33 empty] | 48730 | MNS_GT | Houston
[33 empty] | 48731 | CBE_GT1 | Houston
[33 empty] | 48732 | CBE_GT2 | Houston
[33 empty] | 48733 | CBE_ST12 | Houston
[33 empty] | 48734 | CBE_GT3 | Houston
[33 empty] | 48735 | CBE_GT4 | Houston
[33 empty] | 48736 | CBE_ST34 | Houston
[33 empty] | 48740 | PSG_GN2_8050 | Houston
[33 empty] | 48741 | PSG_GT2_8040 | Houston
[33 empty] | 48742 | PSG_GT3_8060 | Houston
[33 empty] | 48761 | PR_GT1__9040 | Houston
[33 empty] | 48772 | PHR_GN2_2 | Houston
[33 empty] | 48791 | PSA_GT1_8160 | Houston
[33 empty] | 48792 | PSA_GT2_8155 | Houston
[33 empty] | 48793 | PSA_GT3_8150 | Houston
[33 empty] | 48794 | PSA_GT4_8145 | Houston
[33 empty] | 48795 | PSA_GT5_8140 | Houston
[33 empty] | 48796 | PSA_GN1_8165 | Houston
[33 empty] | 48797 | PSA_GT6_8135 | Houston
[33 empty] | 48811 | CVC_GT3_5045 | Houston
[33 empty] | 48812 | CVC_GT2_5020 | Houston
[33 empty] | 48813 | CVC_GT1_5035 | Houston
[33 empty] | 48814 | CVC_ST5_5040 | Houston
[33 empty] | 48815 | CVC_GT4_8005 | Houston
[33 empty] | 48816 | CVC_GSTR | Houston
[33 empty] | 48820 | SHELLG1_3015 | Houston
[33 empty] | 48821 | SHELLG2 | Houston
[33 empty] | 48822 | SHELLG3_3020 | Houston
[33 empty] | 48841 | SJS_GT1_GT1 | Houston
[33 empty] | 48842 | SJS_GT2_GT2 | Houston
[33 empty] | 48845 | SOL_GT1 | Houston
[33 empty] | 48851 | SRB_GN1_1 | Houston
[33 empty] | 48852 | SRB_GN2_2 | Houston
[33 empty] | 48853 | SRB_GN3_3 | Houston
[33 empty] | 48854 | SRB_GN4_4 | Houston
[33 empty] | 48855 | SRB_GT211035 | Houston
[33 empty] | 48873 | THW_ST3_ST_3 | Houston
[33 empty] | 48874 | THW_ST4_ST_4 | Houston
[33 empty] | 48875 | THW_3132 | Houston
[33 empty] | 48877 | THW_3334 | Houston
[33 empty] | 48879 | THW_4142 | Houston
[33 empty] | 48881 | THW_4344 | Houston
[33 empty] | 48883 | THW_GT1_GT_1 | Houston
[33 empty] | 48885 | THW_5152 | Houston
[33 empty] | 48886 | THW_5354 | Houston
[33 empty] | 48887 | THW_5556 | Houston
[33 empty] | 48911 | TGF_GT1_8000 | Houston
[33 empty] | 48921 | WAP_GN1_1 | Houston
[33 empty] | 48922 | WAP_GN2_2 | Houston
[33 empty] | 48923 | WAP_GN3_3 | Houston
[33 empty] | 48924 | WAP_GN4_4 | Houston
[33 empty] | 48925 | WAP_GN5_5 | Houston
[33 empty] | 48926 | WAP_GN6_6 | Houston
[33 empty] | 48927 | WAP_GN7_7 | Houston
[33 empty] | 48928 | WAP_GN8_8 | Houston
[33 empty] | 48929 | WAPGT21_GT1 | Houston
[33 empty] | 49801 | EXN_4 | Houston
[33 empty] | 49802 | EXN_11 | Houston
[33 empty] | 49803 | EXN_15GT | Houston
[33 empty] | 49804 | EXN_16GT | Houston
[33 empty] | 49805 | EXN_17GT | Houston
[33 empty] | 49806 | EXN_21 | Houston
[33 empty] | 49807 | EXN_121 | Houston
[33 empty] | 49808 | EXN_129 | Houston
[33 empty] | 49809 | EXN_R1 | Houston
[33 empty] | 49810 | EXN_R2 | Houston
[33 empty] | 49811 | EXN_399 | Houston
[33 empty] | 49812 | EXN_411 | Houston
[33 empty] | 49813 | EXN_440 | Houston
[33 empty] | 49814 | EXN_441 | Houston
[33 empty] | 49815 | EXN_460 | Houston
[33 empty] | 49816 | EXN_461 | Houston
[33 empty] | 49817 | EXN_470 | Houston
[33 empty] | 49818 | EXN_471 | Houston
[33 empty] | 49819 | EXN_660 | Houston
[33 empty] | 49820 | EXN_661 | Houston
[33 empty] | 49821 | EXN_698 | Houston
[33 empty] | 49822 | EXN_930 | Houston
[33 empty] | 49823 | EXN_931 | Houston
[33 empty] | 49824 | EXN935GT | Houston
[33 empty] | 49825 | EXN937GT | Houston
[33 empty] | 49826 | EXN938GT | Houston
[33 empty] | 49827 | EXN_940 | Houston
[33 empty] | 49828 | EXN941GT | Houston
[33 empty] | 49829 | EXN942GT | Houston
[33 empty] | 49830 | EXN943GT | Houston
[33 empty] | 49831 | EXN944GT | Houston
[33 empty] | 49832 | EXN945GT | Houston
[33 empty] | 49833 | EXN_946 | Houston
[33 empty] | 49834 | EXN_947 | Houston
[33 empty] | 49835 | EXN_948 | Houston
[33 empty] | 49836 | EXN_949 | Houston
[33 empty] | 49837 | EXN_GT | Houston
[33 empty] | 49838 | EXN_14GT | Houston
[33 empty] | 49839 | EXN_929 | Houston
[33 empty] | 49851 | DOW17000 | Houston
[33 empty] | 49852 | DOW17132 | Houston
[33 empty] | 49853 | DOW20000 | Houston
[33 empty] | 49854 | DOW20990 | Houston
[33 empty] | 49855 | DOW21998 | Houston
[33 empty] | 49856 | DOW29999 | Houston
[33 empty] | 49857 | DOW38000 | Houston
[33 empty] | 49858 | DOW38100 | Houston
[33 empty] | 49859 | DOW38200 | Houston
[33 empty] | 49860 | DOW38300 | Houston
[33 empty] | 49861 | DOW39000 | Houston
[33 empty] | 49862 | DOW39100 | Houston
[33 empty] | 49863 | DOW39200 | Houston
[33 empty] | 49864 | DOW40000 | Houston
[33 empty] | 49865 | DOW41000 | Houston
[33 empty] | 49866 | DOW42000 | Houston
[33 empty] | 49867 | DOW44600 | Houston
[33 empty] | 49868 | DOW45100 | Houston
[33 empty] | 49869 | DOW49000 | Houston
[33 empty] | 49870 | DOW61000 | Houston
[33 empty] | 49871 | DOW62000 | Houston
[33 empty] | 49872 | DOW63000 | Houston
[33 empty] | 49873 | DOW64000 | Houston
[33 empty] | 49874 | DOW64100 | Houston
[33 empty] | 49875 | DOW64110 | Houston
[33 empty] | 49876 | DOW65000 | Houston
[33 empty] | 49877 | DOW66000 | Houston
[33 empty] | 49878 | DOW67000 | Houston
[33 empty] | 49879 | DOW68000 | Houston
[33 empty] | 49880 | DOW69000 | Houston
[33 empty] | 49881 | DOW69099 | Houston
[33 empty] | 49882 | DOW81000 | Houston
[33 empty] | 49883 | DOW81990 | Houston
[33 empty] | 49884 | DOW82000 | Houston
[33 empty] | 49885 | DOW83000 | Houston
[33 empty] | 49886 | DOW84000 | Houston
[33 empty] | 49887 | DOW89996 | Houston
[33 empty] | 49984 | DOW_A3_T | Houston
[33 empty] | 49985 | DOW_A4_T | Houston
[33 empty] | 49986 | EXXON_T1 | Houston
[33 empty] | 49987 | EXXON_T2 | Houston
[33 empty] | 49998 | EXXON_T3 | Houston
[33 empty] | 59300 | PWRPLANT | South
[33 empty] | 59400 | FM_802 | South
[33 empty] | 59410 | PRICE_RD | South
[33 empty] | 59420 | FILTER_P | South
[33 empty] | 59450 | WATERPRT | South
[33 empty] | 59460 | AIRPORT8 | South
[33 empty] | 59480 | SIXTH_ST | South
[33 empty] | 59490 | MIDTOWN | South
[33 empty] | 59500 | SOUTH_PL | South
[33 empty] | 60000 | DSKY2 | West
[33 empty] | 60001 | DSKY2_4 | West
[33 empty] | 60002 | KING_SW4A | West
[33 empty] | 60003 | KING_NE1A | West
[33 empty] | 60004 | KM NEP4 | West
[33 empty] | 60005 | KING_SE1A | West
[33 empty] | 60006 | KING_SE4A | West
[33 empty] | 60007 | KING_SW1A | West
[33 empty] | 60008 | KING_SW4A | West
[33 empty] | 60009 | KINGTAP24A | West
[33 empty] | 60011 | DSKY2_T4 | West
[33 empty] | 60014 | SPUD4A | West
[33 empty] | 60016 | WOODWRD11A | West
[33 empty] | 60017 | ORNNWP1 | West
[33 empty] | 60018 | DSKY1 | West
[33 empty] | 60019 | KING_NW1A | West
[33 empty] | 60021 | KM NWP4 | West
[33 empty] | 60035 | BLF SVC1 | West
[33 empty] | 60040 | BLF_CRK7A | West
[33 empty] | 60041 | BLFTERT1 | West
[33 empty] | 60042 | BLF_CSTR | West
[33 empty] | 60043 | BLFTERT2 | West
[33 empty] | 60044 | BLF_CSTR | West
[33 empty] | 60050 | WILDHRS14A | West
[33 empty] | 60051 | WILDHRS24A | West
[33 empty] | 60052 | WILDHRS11A | West
[33 empty] | 60053 | WILDHRS21A | West
[33 empty] | 60056 | CALLAHAN4A | West
[33 empty] | 60057 | CALLAHAN1A | West
[33 empty] | 60058 | BUFF_GAP1A | West
[33 empty] | 60059 | BUFF_GAP4A | West
[33 empty] | 60060 | CIRELLO | West
[33 empty] | 60061 | CIRELLO | West
[33 empty] | 60063 | BUFF_GAP1B | West
[33 empty] | 60066 | H_HOLLOW1A | West
[33 empty] | 60067 | H_HOLLOW4A | West
[33 empty] | 60068 | HHOLLOW21A | West
[33 empty] | 60069 | HRSHOL2 | West
[33 empty] | 60070 | HHOLLOW31A | West
[33 empty] | 60071 | HHOLLOW34A | West
[33 empty] | 60072 | HHOLLOW41A | West
[33 empty] | 60073 | HRSHOL4 | West
[33 empty] | 60080 | WHRLWIND2A | West
[33 empty] | 60081 | WHRLWIND1A | West
[33 empty] | 60201 | RIO DRCS | West
[33 empty] | 60202 | FRNDDRCS | West
[33 empty] | 66216 | BLF_CRK4B | West
[33 empty] | 66217 | BLF_CRK4C | West
[33 empty] | 71050 | L_BITTCR5_1N | West
[33 empty] | 71051 | L_BITTCR1_1N | West
[33 empty] | 71052 | L_BITTCR8_1N | West
[33 empty] | 71053 | L_SWEETW8_1N | West
[33 empty] | 71054 | L_SWEETW1_1N | West
[33 empty] | 71055 | L_BITTCR8_2N | West
[33 empty] | 71056 | L_SWEETW8_2N | West
[33 empty] | 71057 | L_SWEETW1_2N | West
[33 empty] | 71058 | L_SWEETW5_1N | West
[33 empty] | 71059 | L_SWEETW1_3N | West
[33 empty] | 71060 | L_SWEETW1_4N | West
[33 empty] | 76009 | L_TWINBU5_1N | West
[33 empty] | 76011 | L_TWINBU8_1N | West
[33 empty] | 76012 | L_TWISTR | West
[33 empty] | 76013 | L_WEYASW8_1N | West
[33 empty] | 76030 | L_GASCCR5_1N | West
[33 empty] | 76031 | L_GASCCR1_1N | West
[33 empty] | 76032 | L_NORTMC8_2N | West
[33 empty] | 76090 | L_DIVIDE5_1N | West
[33 empty] | 76091 | L_DIVIDE1_1N | West
[33 empty] | 76317 | L_POTTTA8_1N | West
[33 empty] | 76319 | L_MCELMU8_1N | West
[33 empty] | 76320 | L_SCHKAD8_1N | West
[33 empty] | 76579 | L_FORTLA8_1N | West
[33 empty] | 76582 | L_MEVISW8_1N | West
[33 empty] | 76595 | L_NORTMC8_1N | West
[33 empty] | 76615 | L_CRANE_IN13 | West
[33 empty] | 78015 | L_ROSICR8_1N | South
[33 empty] | 80000 | EPLV | South
[33 empty] | 80003 | MILHWYS | South
[33 empty] | 80004 | CCENRCTR4A | South
[33 empty] | 80010 | EPLVT1 | South
[33 empty] | 80012 | LAR | South
[33 empty] | 80013 | LARVFTN14A | South
[33 empty] | 80020 | HEIGHTS4A | South
[33 empty] | 80021 | LARSTCOM | South
[33 empty] | 80030 | MG1TERT | South
[33 empty] | 80051 | FOR #8 | South
[33 empty] | 80052 | FOR #9 | South
[33 empty] | 80053 | FOR #10 | South
[33 empty] | 80054 | FOR A | South
[33 empty] | 80055 | FOR B | South
[33 empty] | 80064 | CHOCBAYU4A | South
[33 empty] | 80071 | ZORILLO7A | South
[33 empty] | 80076 | AJO7A | South
[33 empty] | 80078 | GULFWIND7A | South
[33 empty] | 80080 | GWINDT11A | South
[33 empty] | 80081 | GWINDT21A | South
[33 empty] | 80106 | FALCONSS | South
[33 empty] | 80107 | PLMHSTT1 | South
[33 empty] | 80108 | PLMHSTT2 | South
[33 empty] | 80117 | MOORE F | South
[33 empty] | 80118 | PALMHURS4A | South
[33 empty] | 80121 | S_MISSIN4A | South
[33 empty] | 80123 | CITRUSCY | South
[33 empty] | 80128 | WHPTR1 | South
[33 empty] | 80129 | WHPTR2 | South
[33 empty] | 80135 | CSDBUS2 | South
[33 empty] | 80136 | CSDRBUS | South
[33 empty] | 80137 | CSDR89 | South
[33 empty] | 80138 | CSDR7 | South
[33 empty] | 80139 | CSDR56 | South
[33 empty] | 80140 | CSDR11 | South
[33 empty] | 80141 | CSDR11 | South
[33 empty] | 80148 | RH2TERT | South
[33 empty] | 80153 | CSDE | South
[33 empty] | 80154 | CSDW | South
[33 empty] | 80155 | MHSTCOM | South
[33 empty] | 80171 | SARITA7A | South
[33 empty] | 80178 | PENASCAL7A | South
[33 empty] | 80180 | PNSCALT11A | South
[33 empty] | 80181 | PNSCALT21A | South
[33 empty] | 80221 | LOBO4A | South
[33 empty] | 80222 | LOBO2A | South
[33 empty] | 80223 | REYSHR G | South
[33 empty] | 80224 | VISTRONG1 | South
[33 empty] | 80225 | VISTRONG2 | South
[33 empty] | 80226 | ALCOA G | South
[33 empty] | 80227 | AIRCO G | South
[33 empty] | 80228 | KRGP | South
[33 empty] | 80230 | CELANEBI4B | South
[33 empty] | 80265 | LARECU40A | South
[33 empty] | 80266 | LARECU50A | South
[33 empty] | 80267 | LARECU44A | South
[33 empty] | 80268 | LARECU54A | South
[33 empty] | 80540 | VICEC54A | South
[33 empty] | 80541 | VICEC64A | South
[33 empty] | 85000 | N_SHARPE7A | South
[33 empty] | 85001 | N_SHARPE4A | South
[33 empty] | 85002 | N_SHARPE4B | South
[33 empty] | 85006 | HIDALGO4 | South
[33 empty] | 88198 | BEEVILLE | South
[33 empty] | 88253 | HAMILTON | South
[33 empty] | 88299 | ZAPATA | South
[33 empty] | 88508 | FALFURRI | South
[33 empty] | 88909 | NLARSSL 4 | South
Note on AJ4: this column converts a power world area name to the current zone name
Movable ONLY generators that are ready to be copied to the Base GSFs worksheet
Step C: set up movable ONLY generators