## Instructions and notes
Notes for use for Dennis' automation |  |  | Notes for use prior to automation
USER NOTES: |  |  | USER NOTES:
| * Enter data in the "white" cells only. Grayed cells have formulas or are used for calculations |  |  | * Enter data in the "white" cells only. Grayed cells have formulas or are used for calculations
| * This workbook is set-up to test for 22 CREs |  |  | * This workbook is set-up to test for 22 CREs
| * This workbook is set-up to handle 1,000 generators |  |  | * This workbook is set-up to handle 1,000 generators
| * There should be no blank rows or columns in the data. i.e. do not fill in column J on the Base GSFs worksheet |  |  | * There should be no blank rows or columns in the data. i.e. do not fill in column J on the Base GSFs worksheet
| then skip column K and begin entering data in column L. The data should be contiguous. |  |  | then skip column K and begin entering data in column L. The data should be contiguous.
| * If a user changes the column order for GSF output on the pw CUT AND PASTE worksheet, the cut & paste macro |  |  | * If a user changes the column order for GSF output on the pw CUT AND PASTE worksheet, the cut & paste macro
| may not copy the correct GSFs to the base GSFs worksheet. |  |  | may not copy the correct GSFs to the base GSFs worksheet.
| Make sure that the bus mapping in range AL5:Anxxxx is correct for the bus numbers of the study case |  |  | Make sure that the bus mapping in range AL5:Anxxxx is correct for the bus numbers of the study case
| otherwise you will get some #N/A in the vlookups and give data errors. |  |  | otherwise you will get some #N/A in the vlookups and give data errors.
Concept 1 | Since CSC GSFs are only entered one time, hand massage and enter the CSC data into the area of the Base GSFs worksheet (columns F:G) |  | IF movable gens only are desired for the analysis
|  |  | Step A: | Cust and paste the Generator Sensitivity data from Power World into the 'pw CUT and Paste' worksheet, cell B3 (see notes about column order)
Movable gens are desired for the analysis |  |  | Step B: | Make sure that the 'Movable Gens excluded list' in cells R5:U164 is a good list
Step A: | Cut and paste the Generator Sensitivity data from Power World into the 'pw CUT and Paste' worksheet, cell B3 (see notes about column order) |  | Step C: | Click the big button in cells Q1:Q5
Step B: | Make sure that the 'Movable Gens excluded list' in cells R5:U164 is a good list |  | Step D: | Check the warnings and flags in cells R2:V2 and AB2:AF2 to make sure that the data is ok before transferring as directed in the steps below
Step C: | Click the big button in cells Q7:Q13
Step D: | Check the warnings and flags in cells R2:V2 and AB2:AF2 to make sure that the data is ok before transferring as directed in the steps below
Step 1: | Enter the Bus number, Bus name unit ID, area Name, and Generator MW value in columns A:E of the Base GSFs worksheet.
Step 2: | Enter GSFs for the CSCs F:H on the Base GSFs worksheet. (columns I:J are formulas) |  | Step 1: | Enter the Bus number, Bus name unit ID, area Name, and Generator MW value in columns A:E of the Base GSFs worksheet.
There are currently 5 CSCs that a CRE can be checked against.
|  |  | Step 2: | Enter GSFs for the CSCs and CREs in columns F:AH on the Base GSFs worksheet.
Concept 2 | Use automation to load in the series of GSFs for potential CREs for evaluation |  |  | There are currently 4 CSCs that a CRE can be checked against.
Step 3 | Enter Dennis' sheet that is used for the CRE GSFs in H31 ----> | WN_062609automation.xls |  | Aside for Step 2:
There is a short macro that can be executed for the CREs that will make cutting and pasting from PowerWorld much quicker.
Step 4 | Open Dennis' file that is listed in step 3 |  |  | It can be executed from either the Base GSFs worksheet or the pw CUT AND PASTE worksheet.
Step 5 | Make sure that columns Q:X have been modified with LBC's additions in Dennis' file on the "Input" worksheet |  | Step 3: | Enter the CSC or CRE headings in row 2 of the Base GSFs worksheet. These heading titles are used to count the number
of CREs that will be computed.
Step 6 | Click on the button on the right ----------------> |  | Step 4: | Enter the OL element line ratings into cells K1022:AF1022 in the "CRE Calculation" worksheet
|  |  | Step 5: | The boundary generation summary can be found in the "CRE Calculation" worksheet in row 1023
Step 7: | Enter the CSCs that each CRE will be checked against in cells J1016:AH1016 on the CRE computation worksheet.
Step 8: |  |  | Step 6: | The CRE output will be given in rows 1047:1068 on the CRE calculation worksheet.
Copy Dennis data and set up CRE data

## Base GSFs
Shift Factors with distributed slack as the reference bus
[5 empty] | CSC 1 | CSC 2 | CSC 3 | CSC4 | CSC 5 | CRE 1 | CRE 2 | CRE 3 | CRE 4 | CRE 5 | CRE 6 | CRE 7 | CRE 8 | CRE 9 | CRE 10 | CRE 11 | CRE 12 | CRE 13 | CRE 14 | CRE 15 | CRE 16 | CRE 17 | CRE 18 | CRE 19 | CRE 20 | CRE 21 | CRE 22
Number of Bus | Name of Bus | ID | Area Name of Gen | Gen MW | 44645 Sngltn to 45500 THW, 44645 Sngltn to 44500 OBrien (CSC#1 N-H) | 3409 LkCrk to 3414 Tmplsw, 3405 Trdnghse to 3412 Tmpl PecCrk (CSC#2 N-S) | 6230 AbilMulCrk to 1435 LngCrk, 1420 Swtwtr to 1439 LngCrk (CSC#3 W-N) | 3414 Tmplsw to 3409 LkCrk, 3412 Tmpl PecCrk to 3405 Trdnghse (CSC#4 S-N) | 1435 LngCrk to 6230 AbilMulCrk, 1439 LngCrk to 1420 Swtwtr (CSC#5 N-W) | Cont_ Cokfield to GrahamSES and LongCreek to GrahamSES1_5 OL_ TonkawawI_5 to GrahamSES | Cont_ Cokfield to GrahamSES and LongCreek to GrahamSES1_5 OL_ FisherRd to Oklaunion | Cont_ Cokfield to GrahamSES and LongCreek to GrahamSES1_5 OL_ Murry to Paint | Cont_ Cokfield to GrahamSES and LongCreek to GrahamSES1_5 OL_ SanAngelo to Menard(Shrew) | Cont_ LongCreek to GrahamSES1_5 and LonCrek2_5 to CokField_5 OL_ TonkawawI_5 to GrahamSES | Cont_ LongCreek to GrahamSES1_5 and LonCrek2_5 to CokField_5 OL_ FisherRd to Oklaunion | Cont_ LongCreek to GrahamSES1_5 and LonCrek2_5 to CokField_5 OL_ SanAngelo to Menard(Shrew) | Cont_ TonkawawI_5 to GrahamSES OL_ SanAngelo to Menard(Shrew) | Cont_ FisherRd to Oklaunion OL_ AbileneMulberry to LongCreek | Cont_ FisherRd to Oklaunion OL_ SanAngelo to Menard(Shrew) | Cont_ LongCreek to GrahamSES1_5 OL_ LonCrek2_5 to CokField_5 | Cont_ LongCreek to GrahamSES1_5 OL_ Cokfield to GrahamSES | Cont_ LonCrek2_5 to CokField_5 OL_ LongCreek to GrahamSES1_5 | Cont_ Cokfield to GrahamSES OL_ LongCreek to GrahamSES1_5 | Cont_ Cokfield to GrahamSES OL_ SanAngelo to Menard(Shrew) | Cont_ Sarc to Comchess OL_ SanAngelo to Menard(Shrew) | Cont_ LongCreek to Sweetwater and LongCreek to AbileneMulberry OL_ TonkawawI_5 to GrahamSES | Cont_ LongCreek to Sweetwater and LongCreek to AbileneMulberry OL_ FisherRd to Oklaunion | Cont_ LongCreek to Sweetwater and LongCreek to AbileneMulberry OL_ SanAngelo to Menard(Shrew) | Cont_ Ballinger to Coleman OL_ Ballinger to Humble(BalexTP) | Cont_ LongCreek to Sweetwater OL_ AbileneMulberry to LongCreek
238 | BOSQUESW505 | 1 | North | 255 | 0.10059 | 0.27825 | -0.015151 | -0.27825 | 0.015151 | -0.011574 | -0.007604 | -0.002933 | 0.002581 | -0.011574 | -0.007604 | 0.002581 | 0.002862 | -0.009812 | 0.002944 | -0.011828 | -0.011828 | -0.011805 | -0.011805 | 0.002903 | 0.002176 | -0.011879 | -0.007338 | 0.002578 | -0.001105 | -0.012574
239 | BOSQUESW502 | 1 | North | 119.2 | 0.10059 | 0.27825 | -0.015151 | -0.27825 | 0.015151 | -0.011574 | -0.007604 | -0.002933 | 0.002581 | -0.011574 | -0.007604 | 0.002581 | 0.002862 | -0.009812 | 0.002944 | -0.011828 | -0.011828 | -0.011805 | -0.011805 | 0.002903 | 0.002176 | -0.011879 | -0.007338 | 0.002578 | -0.001105 | -0.012574
247 | BOSQUESW501 | 2 | North | 124.8 | 0.10059 | 0.27825 | -0.015151 | -0.27825 | 0.015151 | -0.011574 | -0.007604 | -0.002933 | 0.002581 | -0.011574 | -0.007604 | 0.002581 | 0.002862 | -0.009812 | 0.002944 | -0.011828 | -0.011828 | -0.011805 | -0.011805 | 0.002903 | 0.002176 | -0.011879 | -0.007338 | 0.002578 | -0.001105 | -0.012574
251 | BOSQUESW803 | 2 | North | 150 | 0.10576 | 0.23294 | -0.013905 | -0.23294 | 0.013905 | -0.010846 | -0.0069 | -0.002931 | 0.003712 | -0.010846 | -0.0069 | 0.003712 | 0.003966 | -0.008573 | 0.004047 | -0.010855 | -0.010855 | -0.010833 | -0.010833 | 0.004008 | 0.003196 | -0.011165 | -0.006621 | 0.00371 | -0.001323 | -0.0114
253 | BOSQUESW804 | 2 | North | 80 | 0.10576 | 0.23294 | -0.013905 | -0.23294 | 0.013905 | -0.010846 | -0.0069 | -0.002931 | 0.003712 | -0.010846 | -0.0069 | 0.003712 | 0.003966 | -0.008573 | 0.004047 | -0.010855 | -0.010855 | -0.010833 | -0.010833 | 0.004008 | 0.003196 | -0.011165 | -0.006621 | 0.00371 | -0.001323 | -0.0114
332 | RWMILLER01 | 1 | North | 58.4 | 0.14422 | 0.17745 | -0.005724 | -0.17745 | 0.005724 | -0.00652 | -0.004183 | -0.007609 | 0.015261 | -0.00652 | -0.004183 | 0.015261 | 0.015326 | -0.000703 | 0.015378 | -0.00447 | -0.00447 | -0.004456 | -0.004456 | 0.015383 | 0.014377 | -0.007014 | -0.003752 | 0.015257 | -0.002451 | -0.003413
333 | RWMILLER02 | 2 | North | 95.2 | 0.14422 | 0.17745 | -0.005724 | -0.17745 | 0.005724 | -0.00652 | -0.004183 | -0.007609 | 0.015261 | -0.00652 | -0.004183 | 0.015261 | 0.015326 | -0.000703 | 0.015378 | -0.00447 | -0.00447 | -0.004456 | -0.004456 | 0.015383 | 0.014377 | -0.007014 | -0.003752 | 0.015257 | -0.002451 | -0.003413
334 | RWMILLER03 | 3 | North | 166.4 | 0.14422 | 0.17745 | -0.005724 | -0.17745 | 0.005724 | -0.00652 | -0.004183 | -0.007609 | 0.015261 | -0.00652 | -0.004183 | 0.015261 | 0.015326 | -0.000703 | 0.015378 | -0.00447 | -0.00447 | -0.004456 | -0.004456 | 0.015383 | 0.014377 | -0.007014 | -0.003752 | 0.015257 | -0.002451 | -0.003413
335 | RWMILLER04 | 4 | North | 81.6 | 0.14422 | 0.17745 | -0.005724 | -0.17745 | 0.005724 | -0.00652 | -0.004183 | -0.007609 | 0.015261 | -0.00652 | -0.004183 | 0.015261 | 0.015326 | -0.000703 | 0.015378 | -0.00447 | -0.00447 | -0.004456 | -0.004456 | 0.015383 | 0.014377 | -0.007014 | -0.003752 | 0.015257 | -0.002451 | -0.003413
336 | RWMILLER05 | 5 | North | 80.8 | 0.14422 | 0.17745 | -0.005724 | -0.17745 | 0.005724 | -0.00652 | -0.004183 | -0.007609 | 0.015261 | -0.00652 | -0.004183 | 0.015261 | 0.015326 | -0.000703 | 0.015378 | -0.00447 | -0.00447 | -0.004456 | -0.004456 | 0.015383 | 0.014377 | -0.007014 | -0.003752 | 0.015257 | -0.002451 | -0.003413
503 | NTHTEXAS01 | 1 | North | 0 | 0.15085 | 0.17653 | -0.026413 | -0.17653 | 0.026413 | -0.01973 | -0.01973 | -0.01463 | 0.015162 | -0.01973 | -0.01973 | 0.015162 | 0.015661 | -0.021456 | 0.015697 | -0.02062 | -0.02062 | -0.020581 | -0.020581 | 0.015724 | 0.015872 | -0.020183 | -0.019335 | 0.015158 | 0.000155 | -0.022199
504 | NTHTEXAS02 | 2 | North | 14.4 | 0.15085 | 0.17653 | -0.026413 | -0.17653 | 0.026413 | -0.01973 | -0.01973 | -0.01463 | 0.015162 | -0.01973 | -0.01973 | 0.015162 | 0.015661 | -0.021456 | 0.015697 | -0.02062 | -0.02062 | -0.020581 | -0.020581 | 0.015724 | 0.015872 | -0.020183 | -0.019335 | 0.015158 | 0.000155 | -0.022199
505 | NTHTEXAS03 | 3 | North | 30.4 | 0.15085 | 0.17653 | -0.026413 | -0.17653 | 0.026413 | -0.01973 | -0.01973 | -0.01463 | 0.015162 | -0.01973 | -0.01973 | 0.015162 | 0.015661 | -0.021456 | 0.015697 | -0.02062 | -0.02062 | -0.020581 | -0.020581 | 0.015724 | 0.015872 | -0.020183 | -0.019335 | 0.015158 | 0.000155 | -0.022199
580 | JCKCNTY801 | 1 | North | 288 | 0.15284 | 0.17572 | -0.029964 | -0.17572 | 0.029964 | -0.022287 | -0.029052 | -0.011312 | 0.014969 | -0.022287 | -0.029052 | 0.014969 | 0.015537 | -0.028186 | 0.015476 | -0.023393 | -0.023393 | -0.023348 | -0.023348 | 0.015607 | 0.015966 | -0.022784 | -0.028618 | 0.014965 | 0.000629 | -0.025243
581 | JCKCNTY802 | 2 | North | 147 | 0.15284 | 0.17572 | -0.029964 | -0.17572 | 0.029964 | -0.022287 | -0.029052 | -0.011312 | 0.014969 | -0.022287 | -0.029052 | 0.014969 | 0.015537 | -0.028186 | 0.015476 | -0.023393 | -0.023393 | -0.023348 | -0.023348 | 0.015607 | 0.015966 | -0.022784 | -0.028618 | 0.014965 | 0.000629 | -0.025243
582 | JCKCNTY803 | 3 | North | 147 | 0.15284 | 0.17572 | -0.029964 | -0.17572 | 0.029964 | -0.022287 | -0.029052 | -0.011312 | 0.014969 | -0.022287 | -0.029052 | 0.014969 | 0.015537 | -0.028186 | 0.015476 | -0.023393 | -0.023393 | -0.023348 | -0.023348 | 0.015607 | 0.015966 | -0.022784 | -0.028618 | 0.014965 | 0.000629 | -0.025243
837 | NEWMAN_G5 | 1 | North | 0 | 0.16593 | 0.16766 | -0.03084 | -0.16766 | 0.03084 | -0.021749 | -0.01711 | -0.004751 | 0.009765 | -0.021749 | -0.01711 | 0.009765 | 0.010373 | -0.024015 | 0.01048 | -0.024075 | -0.024075 | -0.024033 | -0.024033 | 0.010422 | 0.010074 | -0.022051 | -0.016846 | 0.009763 | 0.000104 | -0.026721
842 | OLINGER_G1 | 1 | North | 55.4 | 0.16587 | 0.16773 | -0.030983 | -0.16773 | 0.030983 | -0.021843 | -0.017213 | -0.00477 | 0.009812 | -0.021843 | -0.017213 | 0.009812 | 0.010423 | -0.024151 | 0.01053 | -0.024187 | -0.024187 | -0.024144 | -0.024144 | 0.010472 | 0.010131 | -0.022145 | -0.016949 | 0.00981 | 0.000113 | -0.026849
843 | OLINGER_G2 | 1 | North | 76.2 | 0.16587 | 0.16773 | -0.030983 | -0.16773 | 0.030983 | -0.021843 | -0.017213 | -0.00477 | 0.009812 | -0.021843 | -0.017213 | 0.009812 | 0.010423 | -0.024151 | 0.01053 | -0.024187 | -0.024187 | -0.024144 | -0.024144 | 0.010472 | 0.010131 | -0.022145 | -0.016949 | 0.00981 | 0.000113 | -0.026849
844 | OLINGER_G3 | 1 | North | 103.9 | 0.16587 | 0.16773 | -0.030983 | -0.16773 | 0.030983 | -0.021843 | -0.017213 | -0.00477 | 0.009812 | -0.021843 | -0.017213 | 0.009812 | 0.010423 | -0.024151 | 0.01053 | -0.024187 | -0.024187 | -0.024144 | -0.024144 | 0.010472 | 0.010131 | -0.022145 | -0.016949 | 0.00981 | 0.000113 | -0.026849
845 | OLINGER_G4 | 1 | North | 51.9 | 0.16587 | 0.16773 | -0.030983 | -0.16773 | 0.030983 | -0.021843 | -0.017213 | -0.00477 | 0.009812 | -0.021843 | -0.017213 | 0.009812 | 0.010423 | -0.024151 | 0.01053 | -0.024187 | -0.024187 | -0.024144 | -0.024144 | 0.010472 | 0.010131 | -0.022145 | -0.016949 | 0.00981 | 0.000113 | -0.026849
923 | SPENCER_G4 | 1 | North | 48 | 0.15815 | 0.17394 | -0.039721 | -0.17394 | 0.039721 | -0.027664 | -0.024702 | -0.006054 | 0.012694 | -0.027664 | -0.024702 | 0.012694 | 0.013484 | -0.033005 | 0.013575 | -0.031008 | -0.031008 | -0.030954 | -0.030954 | 0.01354 | 0.013716 | -0.027991 | -0.024416 | 0.012692 | 0.00067 | -0.034632
924 | SPENCER_G5 | 1 | North | 52 | 0.15815 | 0.17394 | -0.039721 | -0.17394 | 0.039721 | -0.027664 | -0.024702 | -0.006054 | 0.012694 | -0.027664 | -0.024702 | 0.012694 | 0.013484 | -0.033005 | 0.013575 | -0.031008 | -0.031008 | -0.030954 | -0.030954 | 0.01354 | 0.013716 | -0.027991 | -0.024416 | 0.012692 | 0.00067 | -0.034632
948 | STEAM1 | 1 | North | 0 | 0.1662 | 0.16728 | -0.030848 | -0.16728 | 0.030848 | -0.021754 | -0.017124 | -0.004753 | 0.009751 | -0.021754 | -0.017124 | 0.009751 | 0.010359 | -0.024028 | 0.010466 | -0.024082 | -0.024082 | -0.024039 | -0.024039 | 0.010408 | 0.010061 | -0.022056 | -0.01686 | 0.009748 | 0.000106 | -0.026729
949 | STEAM2 | 1 | North | 26 | 0.1662 | 0.16728 | -0.030849 | -0.16728 | 0.030849 | -0.021754 | -0.017124 | -0.004753 | 0.009751 | -0.021754 | -0.017124 | 0.009751 | 0.010359 | -0.024028 | 0.010466 | -0.024082 | -0.024082 | -0.024039 | -0.024039 | 0.010408 | 0.010062 | -0.022056 | -0.016861 | 0.009748 | 0.000106 | -0.026729
950 | STEAM3 | 1 | North | 41 | 0.1662 | 0.16728 | -0.030849 | -0.16728 | 0.030849 | -0.021754 | -0.017124 | -0.004753 | 0.009751 | -0.021754 | -0.017124 | 0.009751 | 0.010359 | -0.024028 | 0.010466 | -0.024082 | -0.024082 | -0.024039 | -0.024039 | 0.010408 | 0.010062 | -0.022056 | -0.016861 | 0.009748 | 0.000106 | -0.026729
1002 | PBCTAGE_1G | A | West | 64 | 0.13633 | 0.14828 | 0.34842 | -0.14828 | -0.34842 | 0.2831 | 0.18362 | 0.048143 | 0.049946 | 0.2831 | 0.18362 | 0.049946 | 0.043797 | 0.20117 | 0.04172 | 0.27206 | 0.27206 | 0.27148 | 0.27148 | 0.042527 | 0.048648 | 0.2931 | 0.17489 | 0.050027 | 0.00979 | 0.27866
1003 | PBCTBGE_2G | B | West | 65 | 0.13633 | 0.14828 | 0.34842 | -0.14828 | -0.34842 | 0.2831 | 0.18362 | 0.048143 | 0.049946 | 0.2831 | 0.18362 | 0.049946 | 0.043797 | 0.20117 | 0.04172 | 0.27206 | 0.27206 | 0.27148 | 0.27148 | 0.042527 | 0.048648 | 0.2931 | 0.17489 | 0.050027 | 0.00979 | 0.27866
1004 | PBCTCGE_3G | C | West | 62 | 0.13633 | 0.14828 | 0.34842 | -0.14828 | -0.34842 | 0.2831 | 0.18362 | 0.048143 | 0.049946 | 0.2831 | 0.18362 | 0.049946 | 0.043797 | 0.20117 | 0.04172 | 0.27206 | 0.27206 | 0.27148 | 0.27148 | 0.042527 | 0.048648 | 0.2931 | 0.17489 | 0.050027 | 0.00979 | 0.27866
1005 | PBCTDGE_4G | D | West | 65 | 0.13633 | 0.14828 | 0.34842 | -0.14828 | -0.34842 | 0.2831 | 0.18362 | 0.048143 | 0.049946 | 0.2831 | 0.18362 | 0.049946 | 0.043797 | 0.20117 | 0.04172 | 0.27206 | 0.27206 | 0.27148 | 0.27148 | 0.042527 | 0.048648 | 0.2931 | 0.17489 | 0.050027 | 0.00979 | 0.27866
1006 | PBCTEGE_5G | E | West | 65 | 0.13633 | 0.14828 | 0.34842 | -0.14828 | -0.34842 | 0.2831 | 0.18362 | 0.048143 | 0.049946 | 0.2831 | 0.18362 | 0.049946 | 0.043797 | 0.20117 | 0.04172 | 0.27206 | 0.27206 | 0.27148 | 0.27148 | 0.042527 | 0.048648 | 0.2931 | 0.17489 | 0.050027 | 0.00979 | 0.27866
1007 | PB5GEN_6G | 5 | West | 91.2 | 0.13633 | 0.14828 | 0.34842 | -0.14828 | -0.34842 | 0.2831 | 0.18362 | 0.048143 | 0.049946 | 0.2831 | 0.18362 | 0.049946 | 0.043797 | 0.20117 | 0.04172 | 0.27206 | 0.27206 | 0.27148 | 0.27148 | 0.042527 | 0.048648 | 0.2931 | 0.17489 | 0.050027 | 0.00979 | 0.27866
1008 | PB6GEN_7G | 6 | West | 515 | 0.13633 | 0.14828 | 0.34842 | -0.14828 | -0.34842 | 0.2831 | 0.18362 | 0.048143 | 0.049946 | 0.2831 | 0.18362 | 0.049946 | 0.043797 | 0.20117 | 0.04172 | 0.27206 | 0.27206 | 0.27148 | 0.27148 | 0.042527 | 0.048648 | 0.2931 | 0.17489 | 0.050027 | 0.00979 | 0.27866
1037 | MORGAN5G_5G | 5 | West | 109.6 | 0.13899 | 0.15272 | 0.34881 | -0.15272 | -0.34881 | 0.28162 | 0.1871 | 0.055573 | 0.047904 | 0.28162 | 0.1871 | 0.047904 | 0.041713 | 0.20632 | 0.039718 | 0.27236 | 0.27236 | 0.27178 | 0.27178 | 0.040476 | 0.046292 | 0.29131 | 0.17864 | 0.047982 | 0.009554 | 0.28009
1039 | MRGNAG_1G | A | West | 69 | 0.13899 | 0.15272 | 0.34881 | -0.15272 | -0.34881 | 0.28162 | 0.1871 | 0.055573 | 0.047904 | 0.28162 | 0.1871 | 0.047904 | 0.041713 | 0.20632 | 0.039718 | 0.27236 | 0.27236 | 0.27178 | 0.27178 | 0.040476 | 0.046292 | 0.29131 | 0.17864 | 0.047982 | 0.009554 | 0.28009
1040 | MRGNBG_2G | B | West | 70 | 0.13899 | 0.15272 | 0.34881 | -0.15272 | -0.34881 | 0.28162 | 0.1871 | 0.055573 | 0.047904 | 0.28162 | 0.1871 | 0.047904 | 0.041713 | 0.20632 | 0.039718 | 0.27236 | 0.27236 | 0.27178 | 0.27178 | 0.040476 | 0.046292 | 0.29131 | 0.17864 | 0.047982 | 0.009554 | 0.28009
1041 | MRGNCG_3G | C | West | 69 | 0.13899 | 0.15272 | 0.34881 | -0.15272 | -0.34881 | 0.28162 | 0.1871 | 0.055573 | 0.047904 | 0.28162 | 0.1871 | 0.047904 | 0.041713 | 0.20632 | 0.039718 | 0.27236 | 0.27236 | 0.27178 | 0.27178 | 0.040476 | 0.046292 | 0.29131 | 0.17864 | 0.047982 | 0.009554 | 0.28009
1042 | MRGNDG_4G | D | West | 68 | 0.13899 | 0.15272 | 0.34881 | -0.15272 | -0.34881 | 0.28162 | 0.1871 | 0.055573 | 0.047904 | 0.28162 | 0.1871 | 0.047904 | 0.041713 | 0.20632 | 0.039718 | 0.27236 | 0.27236 | 0.27178 | 0.27178 | 0.040476 | 0.046292 | 0.29131 | 0.17864 | 0.047982 | 0.009554 | 0.28009
1043 | MRGNEG_5G | E | West | 68 | 0.13899 | 0.15272 | 0.34881 | -0.15272 | -0.34881 | 0.28162 | 0.1871 | 0.055573 | 0.047904 | 0.28162 | 0.1871 | 0.047904 | 0.041713 | 0.20632 | 0.039718 | 0.27236 | 0.27236 | 0.27178 | 0.27178 | 0.040476 | 0.046292 | 0.29131 | 0.17864 | 0.047982 | 0.009554 | 0.28009
1044 | MRGNFG_6G | F | West | 66 | 0.13899 | 0.15272 | 0.34881 | -0.15272 | -0.34881 | 0.28162 | 0.1871 | 0.055573 | 0.047904 | 0.28162 | 0.1871 | 0.047904 | 0.041713 | 0.20632 | 0.039718 | 0.27236 | 0.27236 | 0.27178 | 0.27178 | 0.040476 | 0.046292 | 0.29131 | 0.17864 | 0.047982 | 0.009554 | 0.28009
1049 | ROSCOEWI_5 | 1 | West | 41.8 | 0.14038 | 0.15508 | 0.29645 | -0.15508 | -0.29645 | 0.3776 | 0.15718 | 0.038775 | 0.044602 | 0.3776 | 0.15718 | 0.044602 | 0.041993 | 0.16012 | 0.037617 | 0.23149 | 0.23149 | 0.23098 | 0.23098 | 0.038289 | 0.043918 | 0.38728 | 0.14873 | 0.04468 | 0.008359 | 0.23295
1057 | ROSCOEWI_5 | 2 | West | 25.3 | 0.14038 | 0.15508 | 0.29645 | -0.15508 | -0.29645 | 0.3776 | 0.15718 | 0.038775 | 0.044602 | 0.3776 | 0.15718 | 0.044602 | 0.041993 | 0.16012 | 0.037617 | 0.23149 | 0.23149 | 0.23098 | 0.23098 | 0.038289 | 0.043918 | 0.38728 | 0.14873 | 0.04468 | 0.008359 | 0.23295
1058 | LONGSHORE_5 | 1 | West | 30 | 0.13886 | 0.15247 | 0.35695 | -0.15247 | -0.35695 | 0.29423 | 0.18629 | 0.046456 | 0.048429 | 0.29423 | 0.18629 | 0.048429 | 0.04221 | 0.19779 | 0.039974 | 0.27873 | 0.27873 | 0.27812 | 0.27812 | 0.040828 | 0.046795 | 0.30522 | 0.1767 | 0.048517 | 0.009153 | 0.28287
1058 | LONGSHORE_5 | 2 | West | 44 | 0.13886 | 0.15247 | 0.35695 | -0.15247 | -0.35695 | 0.29423 | 0.18629 | 0.046456 | 0.048429 | 0.29423 | 0.18629 | 0.048429 | 0.04221 | 0.19779 | 0.039974 | 0.27873 | 0.27873 | 0.27812 | 0.27812 | 0.040828 | 0.046795 | 0.30522 | 0.1767 | 0.048517 | 0.009153 | 0.28287
1058 | LONGSHORE_5 | 3 | West | 23.4 | 0.13886 | 0.15247 | 0.35695 | -0.15247 | -0.35695 | 0.29423 | 0.18629 | 0.046456 | 0.048429 | 0.29423 | 0.18629 | 0.048429 | 0.04221 | 0.19779 | 0.039974 | 0.27873 | 0.27873 | 0.27812 | 0.27812 | 0.040828 | 0.046795 | 0.30522 | 0.1767 | 0.048517 | 0.009153 | 0.28287
1060 | ROSCOEWI_5 | 3 | West | 39.4 | 0.14038 | 0.15508 | 0.29645 | -0.15508 | -0.29645 | 0.3776 | 0.15718 | 0.038775 | 0.044602 | 0.3776 | 0.15718 | 0.044602 | 0.041993 | 0.16012 | 0.037617 | 0.23149 | 0.23149 | 0.23098 | 0.23098 | 0.038289 | 0.043918 | 0.38728 | 0.14873 | 0.04468 | 0.008359 | 0.23295
1061 | CIELOGEN_1G | 1 | West | 19.8 | 0.13913 | 0.15302 | 0.3338 | -0.15302 | -0.3338 | 0.26293 | 0.18919 | 0.073108 | 0.04697 | 0.26293 | 0.18919 | 0.04697 | 0.040919 | 0.21442 | 0.03929 | 0.26063 | 0.26063 | 0.2601 | 0.2601 | 0.039861 | 0.045481 | 0.27105 | 0.1821 | 0.047035 | 0.009717 | 0.27212
1062 | CIELOGEN_2G | 1 | West | 12.2 | 0.13913 | 0.15302 | 0.3338 | -0.15302 | -0.3338 | 0.26293 | 0.18919 | 0.073108 | 0.04697 | 0.26293 | 0.18919 | 0.04697 | 0.040919 | 0.21442 | 0.03929 | 0.26063 | 0.26063 | 0.2601 | 0.2601 | 0.039861 | 0.045481 | 0.27105 | 0.1821 | 0.047035 | 0.009717 | 0.27212
1068 | SCURRYCW_1G | 1 | West | 28.2 | 0.13911 | 0.153 | 0.33402 | -0.153 | -0.33402 | 0.2632 | 0.18913 | 0.072834 | 0.046993 | 0.2632 | 0.18913 | 0.046993 | 0.04094 | 0.2143 | 0.039305 | 0.26081 | 0.26081 | 0.26027 | 0.26027 | 0.03988 | 0.045503 | 0.27134 | 0.18202 | 0.047058 | 0.009719 | 0.27225
1072 | ROSCOEWI_5 | 4 | West | 63.6 | 0.14038 | 0.15508 | 0.29645 | -0.15508 | -0.29645 | 0.3776 | 0.15718 | 0.038775 | 0.044602 | 0.3776 | 0.15718 | 0.044602 | 0.041993 | 0.16012 | 0.037617 | 0.23149 | 0.23149 | 0.23098 | 0.23098 | 0.038289 | 0.043918 | 0.38728 | 0.14873 | 0.04468 | 0.008359 | 0.23295
1073 | SCURRYCW_2G | 2 | West | 24 | 0.13911 | 0.153 | 0.33402 | -0.153 | -0.33402 | 0.2632 | 0.18913 | 0.072834 | 0.046993 | 0.2632 | 0.18913 | 0.046993 | 0.04094 | 0.2143 | 0.039305 | 0.26081 | 0.26081 | 0.26027 | 0.26027 | 0.03988 | 0.045503 | 0.27134 | 0.18202 | 0.047058 | 0.009719 | 0.27225
1146 | NOTREES_1G | 1 | West | 29.8 | 0.13658 | 0.1487 | 0.34817 | -0.1487 | -0.34817 | 0.28265 | 0.18398 | 0.049199 | 0.049748 | 0.28265 | 0.18398 | 0.049748 | 0.043598 | 0.20171 | 0.041536 | 0.27186 | 0.27186 | 0.27128 | 0.27128 | 0.042334 | 0.048425 | 0.2926 | 0.17529 | 0.049828 | 0.00978 | 0.27861
1170 | AIRLAMESA_1G | 1 | West | 0 | 0.13802 | 0.15111 | 0.34269 | -0.15111 | -0.34269 | 0.27453 | 0.18637 | 0.059724 | 0.048417 | 0.27453 | 0.18637 | 0.048417 | 0.042294 | 0.20783 | 0.040414 | 0.26758 | 0.26758 | 0.26702 | 0.26702 | 0.04112 | 0.046981 | 0.28367 | 0.17838 | 0.048491 | 0.009863 | 0.27651
1301 | BULLCREK_8 | 1 | West | 36 | 0.13883 | 0.15251 | 0.33847 | -0.15251 | -0.33847 | 0.26867 | 0.18793 | 0.067218 | 0.047489 | 0.26867 | 0.18793 | 0.047489 | 0.041393 | 0.2117 | 0.039642 | 0.26428 | 0.26428 | 0.26374 | 0.26374 | 0.040281 | 0.04599 | 0.27727 | 0.18043 | 0.047558 | 0.009762 | 0.27465
1302 | COYOTEWG_8 | 1 | West | 45 | 0.1385 | 0.15193 | 0.34023 | -0.15193 | -0.34023 | 0.27112 | 0.18728 | 0.064089 | 0.047877 | 0.27112 | 0.18728 | 0.047877 | 0.041769 | 0.21008 | 0.039965 | 0.26566 | 0.26566 | 0.26511 | 0.26511 | 0.040631 | 0.046404 | 0.27994 | 0.17958 | 0.047947 | 0.009804 | 0.27543
1326 | STANTONW_8 | 1 | West | 20.1 | 0.13761 | 0.15039 | 0.3478 | -0.15039 | -0.3478 | 0.28126 | 0.18521 | 0.052334 | 0.049129 | 0.28126 | 0.18521 | 0.049129 | 0.042964 | 0.20418 | 0.040946 | 0.27157 | 0.27157 | 0.27099 | 0.27099 | 0.041722 | 0.047704 | 0.291 | 0.17671 | 0.049207 | 0.009975 | 0.27899
1327 | WILDHRSE_1G | 1 | West | 24 | 0.13829 | 0.15152 | 0.34349 | -0.15152 | -0.34349 | 0.2747 | 0.18637 | 0.059052 | 0.048497 | 0.2747 | 0.18637 | 0.048497 | 0.042349 | 0.20889 | 0.040468 | 0.2682 | 0.2682 | 0.26764 | 0.26764 | 0.041182 | 0.047034 | 0.28378 | 0.17844 | 0.048569 | 0.01022 | 0.27745
1328 | OCOTILLO_1G | 1 | West | 11.6 | 0.13756 | 0.15033 | 0.34788 | -0.15033 | -0.34788 | 0.28118 | 0.18523 | 0.0522 | 0.049039 | 0.28118 | 0.18523 | 0.049039 | 0.042871 | 0.20446 | 0.040855 | 0.27163 | 0.27163 | 0.27106 | 0.27106 | 0.041631 | 0.047604 | 0.29091 | 0.17675 | 0.049117 | 0.009828 | 0.27914
1333 | MCDDONAL_8 | 1 | West | 42.8 | 0.13776 | 0.15066 | 0.34801 | -0.15066 | -0.34801 | 0.28124 | 0.18549 | 0.052672 | 0.04888 | 0.28124 | 0.18549 | 0.04888 | 0.042709 | 0.20472 | 0.040696 | 0.27174 | 0.27174 | 0.27116 | 0.27116 | 0.041469 | 0.047421 | 0.29096 | 0.17701 | 0.048958 | 0.00979 | 0.27928
1343 | TRENTIPP_8 | 1 | West | 30 | 0.139 | 0.15306 | 0.3192 | -0.15306 | -0.3192 | 0.21678 | 0.18895 | 0.080169 | 0.045678 | 0.21678 | 0.18895 | 0.045678 | 0.039227 | 0.26958 | 0.038455 | 0.24918 | 0.24918 | 0.24876 | 0.24876 | 0.038879 | 0.043826 | 0.21843 | 0.18751 | 0.045691 | 0.012517 | 0.28177
1349 | WESTXWIN_1G | 1 | West | 1.3 | 0.13621 | 0.14771 | 0.33592 | -0.14771 | -0.33592 | 0.26201 | 0.18254 | 0.056027 | 0.051992 | 0.26201 | 0.18254 | 0.051992 | 0.045853 | 0.21594 | 0.044144 | 0.26228 | 0.26228 | 0.26175 | 0.26175 | 0.044838 | 0.050975 | 0.26972 | 0.17581 | 0.052053 | 0.014061 | 0.27546
1350 | NWPWRG1_1G | 1 | West | 6.9 | 0.13621 | 0.14771 | 0.33592 | -0.14771 | -0.33592 | 0.26201 | 0.18254 | 0.056027 | 0.051992 | 0.26201 | 0.18254 | 0.051992 | 0.045853 | 0.21594 | 0.044144 | 0.26228 | 0.26228 | 0.26175 | 0.26175 | 0.044838 | 0.050975 | 0.26972 | 0.17581 | 0.052053 | 0.014061 | 0.27546
1354 | AEPWIND_8 | 1 | West | 20.2 | 0.139 | 0.15306 | 0.3192 | -0.15306 | -0.3192 | 0.21678 | 0.18895 | 0.080169 | 0.045678 | 0.21678 | 0.18895 | 0.045678 | 0.039227 | 0.26958 | 0.038455 | 0.24918 | 0.24918 | 0.24876 | 0.24876 | 0.038879 | 0.043826 | 0.21843 | 0.18751 | 0.045691 | 0.012517 | 0.28177
1360 | GUNSIGHT_8 | 1 | West | 24 | 0.13831 | 0.15157 | 0.34253 | -0.15157 | -0.34253 | 0.27347 | 0.18649 | 0.060289 | 0.048415 | 0.27347 | 0.18649 | 0.048415 | 0.042276 | 0.20946 | 0.040418 | 0.26745 | 0.26745 | 0.2669 | 0.2669 | 0.041121 | 0.046957 | 0.28245 | 0.17866 | 0.048487 | 0.010219 | 0.27696
1416 | SWETWATR_1G | 1 | West | 30 | 0.14096 | 0.15608 | 0.45377 | -0.15608 | -0.45377 | 0.2713 | 0.20798 | 0.046971 | 0.048026 | 0.2713 | 0.20798 | 0.048026 | 0.038148 | 0.023131 | 0.036841 | 0.35449 | 0.35449 | 0.3534 | 0.3534 | 0.038368 | 0.042796 | 0.30685 | 0.17694 | 0.048311 | 0.008126 | 0.28343
1417 | SWETWATR_2G | 2 | West | 72 | 0.14096 | 0.15608 | 0.45377 | -0.15608 | -0.45377 | 0.2713 | 0.20798 | 0.046971 | 0.048026 | 0.2713 | 0.20798 | 0.048026 | 0.038148 | 0.023131 | 0.036841 | 0.35449 | 0.35449 | 0.3534 | 0.3534 | 0.038368 | 0.042796 | 0.30685 | 0.17694 | 0.048311 | 0.008126 | 0.28343
1418 | SWETWATR_3G | 3 | West | 68 | 0.14096 | 0.15608 | 0.45377 | -0.15608 | -0.45377 | 0.2713 | 0.20798 | 0.046971 | 0.048026 | 0.2713 | 0.20798 | 0.048026 | 0.038148 | 0.023131 | 0.036841 | 0.35449 | 0.35449 | 0.3534 | 0.3534 | 0.038368 | 0.042796 | 0.30685 | 0.17694 | 0.048311 | 0.008126 | 0.28343
1419 | SWETWATR_4G | 4 | West | 61 | 0.14096 | 0.15608 | 0.45377 | -0.15608 | -0.45377 | 0.2713 | 0.20798 | 0.046971 | 0.048026 | 0.2713 | 0.20798 | 0.048026 | 0.038148 | 0.023131 | 0.036841 | 0.35449 | 0.35449 | 0.3534 | 0.3534 | 0.038368 | 0.042796 | 0.30685 | 0.17694 | 0.048311 | 0.008126 | 0.28343
1432 | GRHAMSES_2G | 2 | North | 294.9 | 0.14828 | 0.16878 | -0.11587 | -0.16878 | 0.11587 | -0.074803 | -0.039883 | -0.011148 | 0.02039 | -0.074803 | -0.039883 | 0.02039 | 0.022806 | -0.088762 | 0.023446 | -0.090451 | -0.090451 | -0.090309 | -0.090309 | 0.022858 | 0.026368 | -0.074717 | -0.039958 | 0.02039 | 0.003655 | -0.1047
1433 | GRHAMSES_1G | 1 | North | 242 | 0.14711 | 0.16822 | -0.035673 | -0.16822 | 0.035673 | -0.02652 | -0.022943 | -0.069673 | 0.022472 | -0.02652 | -0.022943 | 0.022472 | 0.023149 | -0.027154 | 0.023252 | -0.02785 | -0.02785 | -0.027797 | -0.027797 | 0.023232 | 0.025998 | -0.02711 | -0.022428 | 0.022468 | 0.002807 | -0.030061
1453 | WCPWRCO_1G | 1 | North | 204 | 0.15176 | 0.17396 | -0.059792 | -0.17396 | 0.059792 | -0.040735 | -0.039144 | -0.007052 | 0.016775 | -0.040735 | -0.039144 | 0.016775 | 0.017981 | -0.052341 | 0.018071 | -0.046676 | -0.046676 | -0.046597 | -0.046597 | 0.018049 | 0.01932 | -0.041067 | -0.038853 | 0.016772 | 0.001807 | -0.052699
1454 | WCPWRCO_2G | 2 | North | 204 | 0.15176 | 0.17396 | -0.059792 | -0.17396 | 0.059792 | -0.040735 | -0.039144 | -0.007052 | 0.016775 | -0.040735 | -0.039144 | 0.016775 | 0.017981 | -0.052341 | 0.018071 | -0.046676 | -0.046676 | -0.046597 | -0.046597 | 0.018049 | 0.01932 | -0.041067 | -0.038853 | 0.016772 | 0.001807 | -0.052699
1455 | WCPWRCO_3G | 3 | North | 242 | 0.15176 | 0.17396 | -0.059792 | -0.17396 | 0.059792 | -0.040735 | -0.039144 | -0.007052 | 0.016775 | -0.040735 | -0.039144 | 0.016775 | 0.017981 | -0.052341 | 0.018071 | -0.046676 | -0.046676 | -0.046597 | -0.046597 | 0.018049 | 0.01932 | -0.041067 | -0.038853 | 0.016772 | 0.001807 | -0.052699
1678 | LAMARPWR_1G | 1 | North | 160 | 0.16498 | 0.16868 | -0.031753 | -0.16868 | 0.031753 | -0.022358 | -0.017877 | -0.00491 | 0.010114 | -0.022358 | -0.017877 | 0.010114 | 0.010741 | -0.02493 | 0.010846 | -0.024788 | -0.024788 | -0.024744 | -0.024744 | 0.01079 | 0.010493 | -0.022663 | -0.017611 | 0.010112 | 0.000163 | -0.027534
1679 | LAMARPWR_2G | 2 | North | 156 | 0.16498 | 0.16868 | -0.031753 | -0.16868 | 0.031753 | -0.022358 | -0.017877 | -0.00491 | 0.010114 | -0.022358 | -0.017877 | 0.010114 | 0.010741 | -0.02493 | 0.010846 | -0.024788 | -0.024788 | -0.024744 | -0.024744 | 0.01079 | 0.010493 | -0.022663 | -0.017611 | 0.010112 | 0.000163 | -0.027534
1680 | LAMARPWR_3G | 3 | North | 196 | 0.16498 | 0.16868 | -0.031753 | -0.16868 | 0.031753 | -0.022358 | -0.017877 | -0.00491 | 0.010114 | -0.022358 | -0.017877 | 0.010114 | 0.010741 | -0.02493 | 0.010846 | -0.024788 | -0.024788 | -0.024744 | -0.024744 | 0.01079 | 0.010493 | -0.022663 | -0.017611 | 0.010112 | 0.000163 | -0.027534
1681 | LAMARPWR_4G | 4 | North | 156 | 0.16498 | 0.16868 | -0.031753 | -0.16868 | 0.031753 | -0.022358 | -0.017877 | -0.00491 | 0.010114 | -0.022358 | -0.017877 | 0.010114 | 0.010741 | -0.02493 | 0.010846 | -0.024788 | -0.024788 | -0.024744 | -0.024744 | 0.01079 | 0.010493 | -0.022663 | -0.017611 | 0.010112 | 0.000163 | -0.027534
1682 | LAMARPWR_5G | 5 | North | 157 | 0.16498 | 0.16868 | -0.031753 | -0.16868 | 0.031753 | -0.022358 | -0.017877 | -0.00491 | 0.010114 | -0.022358 | -0.017877 | 0.010114 | 0.010741 | -0.02493 | 0.010846 | -0.024788 | -0.024788 | -0.024744 | -0.024744 | 0.01079 | 0.010493 | -0.022663 | -0.017611 | 0.010112 | 0.000163 | -0.027534
1683 | LAMARPWR_6G | 6 | North | 198 | 0.16498 | 0.16868 | -0.031753 | -0.16868 | 0.031753 | -0.022358 | -0.017877 | -0.00491 | 0.010114 | -0.022358 | -0.017877 | 0.010114 | 0.010741 | -0.02493 | 0.010846 | -0.024788 | -0.024788 | -0.024744 | -0.024744 | 0.01079 | 0.010493 | -0.022663 | -0.017611 | 0.010112 | 0.000163 | -0.027534
1687 | VALLEY_1G | 1 | North | 136 | 0.16423 | 0.1694 | -0.032161 | -0.1694 | 0.032161 | -0.02265 | -0.018469 | -0.005061 | 0.01035 | -0.02265 | -0.018469 | 0.01035 | 0.010984 | -0.025442 | 0.011086 | -0.025106 | -0.025106 | -0.025062 | -0.025062 | 0.011035 | 0.010772 | -0.022959 | -0.018199 | 0.010347 | 0.0002 | -0.027884
1688 | VALLEY_2G | 2 | North | 527 | 0.16423 | 0.1694 | -0.032161 | -0.1694 | 0.032161 | -0.02265 | -0.018469 | -0.005061 | 0.01035 | -0.02265 | -0.018469 | 0.01035 | 0.010984 | -0.025442 | 0.011086 | -0.025106 | -0.025106 | -0.025062 | -0.025062 | 0.011035 | 0.010772 | -0.022959 | -0.018199 | 0.010347 | 0.0002 | -0.027884
1689 | VALLEY_3G | 3 | North | 0 | 0.16475 | 0.16897 | -0.031873 | -0.16897 | 0.031873 | -0.022439 | -0.017978 | -0.004932 | 0.010168 | -0.022439 | -0.017978 | 0.010168 | 0.010797 | -0.025049 | 0.010903 | -0.024881 | -0.024881 | -0.024837 | -0.024837 | 0.010847 | 0.010555 | -0.022744 | -0.017712 | 0.010166 | 0.000171 | -0.02764
1877 | WLFHOLW_1G | 1 | North | 217.3 | 0.15126 | 0.1813 | -0.018581 | -0.1813 | 0.018581 | -0.013923 | -0.008885 | -0.002928 | 0.013939 | -0.013923 | -0.008885 | 0.013939 | 0.01429 | -0.012261 | 0.014392 | -0.014506 | -0.014506 | -0.014478 | -0.014478 | 0.014335 | 0.012507 | -0.014249 | -0.0086 | 0.013937 | -0.000576 | -0.015589
1878 | WLFHOLW_2G | 2 | North | 215.7 | 0.15126 | 0.1813 | -0.018581 | -0.1813 | 0.018581 | -0.013923 | -0.008885 | -0.002928 | 0.013939 | -0.013923 | -0.008885 | 0.013939 | 0.01429 | -0.012261 | 0.014392 | -0.014506 | -0.014506 | -0.014478 | -0.014478 | 0.014335 | 0.012507 | -0.014249 | -0.0086 | 0.013937 | -0.000576 | -0.015589
1879 | WLFHOLW_3G | 3 | North | 272.4 | 0.15126 | 0.1813 | -0.018581 | -0.1813 | 0.018581 | -0.013923 | -0.008885 | -0.002928 | 0.013939 | -0.013923 | -0.008885 | 0.013939 | 0.01429 | -0.012261 | 0.014392 | -0.014506 | -0.014506 | -0.014478 | -0.014478 | 0.014335 | 0.012507 | -0.014249 | -0.0086 | 0.013937 | -0.000576 | -0.015589
1889 | DECRDOVA_1G | 1 | North | 779 | 0.1516 | 0.18182 | -0.025165 | -0.18182 | 0.025165 | -0.018121 | -0.012152 | -0.003828 | 0.013466 | -0.018121 | -0.012152 | 0.013466 | 0.013955 | -0.017947 | 0.014077 | -0.019645 | -0.019645 | -0.019609 | -0.019609 | 0.014002 | 0.012776 | -0.018433 | -0.011879 | 0.013463 | -0.000318 | -0.02157
1892 | DECRDOVA_2G | A | North | 65 | 0.14914 | 0.18291 | -0.020409 | -0.18291 | 0.020409 | -0.01523 | -0.010049 | -0.004137 | 0.01318 | -0.01523 | -0.010049 | 0.01318 | 0.013566 | -0.013737 | 0.013672 | -0.015933 | -0.015933 | -0.015903 | -0.015903 | 0.013614 | 0.012429 | -0.015577 | -0.009746 | 0.013177 | -0.000842 | -0.017162
1893 | DECRDOVA_3G | B | North | 65 | 0.14914 | 0.18291 | -0.020409 | -0.18291 | 0.020409 | -0.01523 | -0.010049 | -0.004137 | 0.01318 | -0.01523 | -0.010049 | 0.01318 | 0.013566 | -0.013737 | 0.013672 | -0.015933 | -0.015933 | -0.015903 | -0.015903 | 0.013614 | 0.012429 | -0.015577 | -0.009746 | 0.013177 | -0.000842 | -0.017162
1894 | DECRDOVA_4G | C | North | 65 | 0.14914 | 0.18291 | -0.020409 | -0.18291 | 0.020409 | -0.01523 | -0.010049 | -0.004137 | 0.01318 | -0.01523 | -0.010049 | 0.01318 | 0.013566 | -0.013737 | 0.013672 | -0.015933 | -0.015933 | -0.015903 | -0.015903 | 0.013614 | 0.012429 | -0.015577 | -0.009746 | 0.013177 | -0.000842 | -0.017162
1895 | DECRDOVA_5G | D | North | 65 | 0.14914 | 0.18291 | -0.020409 | -0.18291 | 0.020409 | -0.01523 | -0.010049 | -0.004137 | 0.01318 | -0.01523 | -0.010049 | 0.01318 | 0.013566 | -0.013737 | 0.013672 | -0.015933 | -0.015933 | -0.015903 | -0.015903 | 0.013614 | 0.012429 | -0.015577 | -0.009746 | 0.013177 | -0.000842 | -0.017162
1937 | MDLTHELP_5G | 5 | North | 224 | 0.1521 | 0.19495 | -0.02616 | -0.19495 | 0.02616 | -0.018709 | -0.013545 | -0.00408 | 0.009859 | -0.018709 | -0.013545 | 0.009859 | 0.01037 | -0.019383 | 0.010481 | -0.020422 | -0.020422 | -0.020385 | -0.020385 | 0.010416 | 0.009654 | -0.019011 | -0.013281 | 0.009857 | -0.000215 | -0.022503
1938 | MDLTHELP_6G | 6 | North | 226 | 0.1521 | 0.19495 | -0.02616 | -0.19495 | 0.02616 | -0.018709 | -0.013545 | -0.00408 | 0.009859 | -0.018709 | -0.013545 | 0.009859 | 0.01037 | -0.019383 | 0.010481 | -0.020422 | -0.020422 | -0.020385 | -0.020385 | 0.010416 | 0.009654 | -0.019011 | -0.013281 | 0.009857 | -0.000215 | -0.022503
1941 | MDLTHELP_1G | 1 | North | 216.4 | 0.15447 | 0.19427 | -0.027346 | -0.19427 | 0.027346 | -0.019452 | -0.014355 | -0.00422 | 0.009027 | -0.019452 | -0.014355 | 0.009027 | 0.009563 | -0.020553 | 0.009673 | -0.021347 | -0.021347 | -0.021309 | -0.021309 | 0.009609 | 0.009021 | -0.019749 | -0.014096 | 0.009025 | -0.000138 | -0.023589
1942 | MDLTHELP_2G | 2 | North | 216.1 | 0.15447 | 0.19427 | -0.027346 | -0.19427 | 0.027346 | -0.019452 | -0.014355 | -0.00422 | 0.009027 | -0.019452 | -0.014355 | 0.009027 | 0.009563 | -0.020553 | 0.009673 | -0.021347 | -0.021347 | -0.021309 | -0.021309 | 0.009609 | 0.009021 | -0.019749 | -0.014096 | 0.009025 | -0.000138 | -0.023589
1943 | MDLTHELP_3G | 3 | North | 212 | 0.1521 | 0.19495 | -0.02616 | -0.19495 | 0.02616 | -0.018709 | -0.013545 | -0.00408 | 0.009859 | -0.018709 | -0.013545 | 0.009859 | 0.01037 | -0.019383 | 0.010481 | -0.020422 | -0.020422 | -0.020385 | -0.020385 | 0.010416 | 0.009654 | -0.019011 | -0.013281 | 0.009857 | -0.000215 | -0.022503
1944 | MDLTHELP_4G | 4 | North | 211 | 0.1521 | 0.19495 | -0.02616 | -0.19495 | 0.02616 | -0.018709 | -0.013545 | -0.00408 | 0.009859 | -0.018709 | -0.013545 | 0.009859 | 0.01037 | -0.019383 | 0.010481 | -0.020422 | -0.020422 | -0.020385 | -0.020385 | 0.010416 | 0.009654 | -0.019011 | -0.013281 | 0.009857 | -0.000215 | -0.022503
1947 | HANDLEY_3G | 3 | North | 316 | 0.15535 | 0.18299 | -0.031849 | -0.18299 | 0.031849 | -0.022395 | -0.016847 | -0.004916 | 0.01141 | -0.022395 | -0.016847 | 0.01141 | 0.012039 | -0.02446 | 0.012161 | -0.024863 | -0.024863 | -0.024819 | -0.024819 | 0.012088 | 0.011622 | -0.022695 | -0.016585 | 0.011408 | 0.000106 | -0.027636
1948 | HANDLEY_4G | 4 | North | 348 | 0.15576 | 0.18248 | -0.031731 | -0.18248 | 0.031731 | -0.022324 | -0.016896 | -0.004911 | 0.011294 | -0.022324 | -0.016896 | 0.011294 | 0.01192 | -0.02441 | 0.01204 | -0.024771 | -0.024771 | -0.024727 | -0.024727 | 0.01197 | 0.011514 | -0.022625 | -0.016633 | 0.011292 | 0.000103 | -0.027526
1949 | HANDLEY_5G | 5 | North | 348 | 0.15535 | 0.18299 | -0.031849 | -0.18299 | 0.031849 | -0.022395 | -0.016847 | -0.004916 | 0.01141 | -0.022395 | -0.016847 | 0.01141 | 0.012039 | -0.02446 | 0.012161 | -0.024863 | -0.024863 | -0.024819 | -0.024819 | 0.012088 | 0.011622 | -0.022695 | -0.016585 | 0.011408 | 0.000106 | -0.027636
2381 | NTHLK1_G | 1 | North | 0 | 0.16198 | 0.1736 | -0.032136 | -0.1736 | 0.032136 | -0.022603 | -0.017931 | -0.004936 | 0.010451 | -0.022603 | -0.017931 | 0.010451 | 0.011085 | -0.025184 | 0.011195 | -0.025087 | -0.025087 | -0.025042 | -0.025042 | 0.011135 | 0.010824 | -0.022907 | -0.017666 | 0.010449 | 0.000171 | -0.027881
2382 | NTHLK2_G | 2 | North | 0 | 0.16198 | 0.1736 | -0.032136 | -0.1736 | 0.032136 | -0.022603 | -0.017931 | -0.004936 | 0.010451 | -0.022603 | -0.017931 | 0.010451 | 0.011085 | -0.025184 | 0.011195 | -0.025087 | -0.025087 | -0.025042 | -0.025042 | 0.011135 | 0.010824 | -0.022907 | -0.017666 | 0.010449 | 0.000171 | -0.027881
2383 | NTHLK3_G | 3 | North | 0 | 0.16198 | 0.1736 | -0.032136 | -0.1736 | 0.032136 | -0.022603 | -0.017931 | -0.004936 | 0.010451 | -0.022603 | -0.017931 | 0.010451 | 0.011085 | -0.025184 | 0.011195 | -0.025087 | -0.025087 | -0.025042 | -0.025042 | 0.011135 | 0.010824 | -0.022907 | -0.017666 | 0.010449 | 0.000171 | -0.027881
2413 | MTCK6_G | 6 | North | 0 | 0.16394 | 0.17215 | -0.029514 | -0.17215 | 0.029514 | -0.020876 | -0.015979 | -0.004557 | 0.009663 | -0.020876 | -0.015979 | 0.009663 | 0.010244 | -0.022656 | 0.010354 | -0.02304 | -0.02304 | -0.022999 | -0.022999 | 0.010292 | 0.009833 | -0.021176 | -0.015717 | 0.009661 | 1.2e-05 | -0.025533
2414 | MTCK7_G | 7 | North | 0 | 0.16394 | 0.17215 | -0.029514 | -0.17215 | 0.029514 | -0.020876 | -0.015979 | -0.004557 | 0.009663 | -0.020876 | -0.015979 | 0.009663 | 0.010244 | -0.022656 | 0.010354 | -0.02304 | -0.02304 | -0.022999 | -0.022999 | 0.010292 | 0.009833 | -0.021176 | -0.015717 | 0.009661 | 1.2e-05 | -0.025533
2417 | MTCK8_G | 8 | North | 444.8 | 0.16394 | 0.17215 | -0.029514 | -0.17215 | 0.029514 | -0.020876 | -0.015979 | -0.004557 | 0.009663 | -0.020876 | -0.015979 | 0.009663 | 0.010244 | -0.022656 | 0.010354 | -0.02304 | -0.02304 | -0.022999 | -0.022999 | 0.010292 | 0.009833 | -0.021176 | -0.015717 | 0.009661 | 1.2e-05 | -0.025533
2418 | MTCK2_G | 2 | North | 0 | 0.16256 | 0.17425 | -0.029538 | -0.17425 | 0.029538 | -0.020892 | -0.015912 | -0.004559 | 0.009834 | -0.020892 | -0.015912 | 0.009834 | 0.010415 | -0.022632 | 0.010526 | -0.023059 | -0.023059 | -0.023018 | -0.023018 | 0.010463 | 0.009986 | -0.021192 | -0.01565 | 0.009832 | 8e-06 | -0.025555
2451 | LKHB1_G | 1 | North | 0 | 0.16687 | 0.16682 | -0.030194 | -0.16682 | 0.030194 | -0.021322 | -0.016625 | -0.004657 | 0.009546 | -0.021322 | -0.016625 | 0.009546 | 0.01014 | -0.023393 | 0.010248 | -0.023571 | -0.023571 | -0.023529 | -0.023529 | 0.010189 | 0.009806 | -0.021623 | -0.016363 | 0.009544 | 6.7e-05 | -0.026144
2452 | LKHB2_G | 2 | North | 516 | 0.16687 | 0.16682 | -0.030194 | -0.16682 | 0.030194 | -0.021322 | -0.016625 | -0.004657 | 0.009546 | -0.021322 | -0.016625 | 0.009546 | 0.01014 | -0.023393 | 0.010248 | -0.023571 | -0.023571 | -0.023529 | -0.023529 | 0.010189 | 0.009806 | -0.021623 | -0.016363 | 0.009544 | 6.7e-05 | -0.026144
3107 | STRYKER_1G | 1 | North | 145.6 | 0.17763 | 0.14997 | -0.027521 | -0.14997 | 0.027521 | -0.019553 | -0.014936 | -0.004292 | 0.007927 | -0.019553 | -0.014936 | 0.007927 | 0.008467 | -0.020996 | 0.00857 | -0.021484 | -0.021484 | -0.021445 | -0.021445 | 0.008513 | 0.008072 | -0.019847 | -0.014679 | 0.007925 | -5.9e-05 | -0.023755
3108 | STRYKER_2G | 2 | North | 484 | 0.17763 | 0.14997 | -0.027521 | -0.14997 | 0.027521 | -0.019553 | -0.014936 | -0.004292 | 0.007927 | -0.019553 | -0.014936 | 0.007927 | 0.008467 | -0.020996 | 0.00857 | -0.021484 | -0.021484 | -0.021445 | -0.021445 | 0.008513 | 0.008072 | -0.019847 | -0.014679 | 0.007925 | -5.9e-05 | -0.023755
3113 | LUFKINWB_1G | 1 | North | 0 | 0.17762 | 0.15073 | -0.027582 | -0.15073 | 0.027582 | -0.019593 | -0.01496 | -0.004298 | 0.007995 | -0.019593 | -0.01496 | 0.007995 | 0.008536 | -0.021043 | 0.00864 | -0.021532 | -0.021532 | -0.021493 | -0.021493 | 0.008583 | 0.008139 | -0.019888 | -0.014703 | 0.007993 | -5.6e-05 | -0.02381
3126 | TRINIDAD_6G | 1 | North | 179.2 | 0.16803 | 0.16165 | -0.026317 | -0.16165 | 0.026317 | -0.018788 | -0.014163 | -0.004178 | 0.007832 | -0.018788 | -0.014163 | 0.007832 | 0.008346 | -0.019853 | 0.008449 | -0.020544 | -0.020544 | -0.020507 | -0.020507 | 0.008393 | 0.007889 | -0.019086 | -0.013903 | 0.00783 | -0.000178 | -0.022659
3403 | THOUSE_1G | 1 | North | 563 | 0.09428 | 0.3467 | -0.01674 | -0.3467 | 0.01674 | -0.012506 | -0.008498 | -0.002939 | 0.001249 | -0.012506 | -0.008498 | 0.001249 | 0.001566 | -0.011383 | 0.001649 | -0.013068 | -0.013068 | -0.013043 | -0.013043 | 0.001606 | 0.000982 | -0.012793 | -0.008247 | 0.001247 | -0.000836 | -0.014067
3404 | THOUSE_2G | 2 | North | 807 | 0.09428 | 0.3467 | -0.01674 | -0.3467 | 0.01674 | -0.012506 | -0.008498 | -0.002939 | 0.001249 | -0.012506 | -0.008498 | 0.001249 | 0.001566 | -0.011383 | 0.001649 | -0.013068 | -0.013068 | -0.013043 | -0.013043 | 0.001606 | 0.000982 | -0.012793 | -0.008247 | 0.001247 | -0.000836 | -0.014067
3416 | LAKE_CRK1_G | 1 | North | 60 | 0.092751 | 0.24085 | -0.015686 | -0.24085 | 0.015686 | -0.011814 | -0.00794 | -0.002812 | 0.000351 | -0.011814 | -0.00794 | 0.000351 | 0.000646 | -0.010489 | 0.000727 | -0.012246 | -0.012246 | -0.012222 | -0.012222 | 0.000685 | 7.2e-05 | -0.0121 | -0.00769 | 0.000349 | -0.00091 | -0.013122
3417 | LAKE_CRK2_G | 2 | North | 177.6 | 0.092751 | 0.24085 | -0.015686 | -0.24085 | 0.015686 | -0.011814 | -0.00794 | -0.002812 | 0.000351 | -0.011814 | -0.00794 | 0.000351 | 0.000646 | -0.010489 | 0.000727 | -0.012246 | -0.012246 | -0.012222 | -0.012222 | 0.000685 | 7.2e-05 | -0.0121 | -0.00769 | 0.000349 | -0.00091 | -0.013122
3432 | SANDOW_4G | 4 | South | 580 | 0.014252 | -0.3098 | -0.007788 | 0.3098 | 0.007788 | -0.00647 | -0.003661 | -0.001644 | -0.009779 | -0.00647 | -0.003661 | -0.009779 | -0.009644 | -0.004003 | -0.009589 | -0.00608 | -0.00608 | -0.006067 | -0.006067 | -0.009613 | -0.010028 | -0.006718 | -0.003444 | -0.009781 | -0.001038 | -0.006138
5026 | BRAUNIG_VHB1 | 1 | South | 215 | -0.074247 | -0.2008 | 0.001455 | 0.2008 | -0.001455 | -7.5e-05 | 0.001327 | -0.000334 | -0.017837 | -7.5e-05 | 0.001327 | -0.017837 | -0.017887 | 0.003334 | -0.017863 | 0.001136 | 0.001136 | 0.001137 | 0.001137 | -0.017868 | -0.017978 | -0.000255 | 0.001485 | -0.017839 | -0.000613 | 0.001949
5027 | BRAUNIG_VHB2 | 2 | South | 172.8 | -0.074247 | -0.2008 | 0.001455 | 0.2008 | -0.001455 | -7.5e-05 | 0.001327 | -0.000334 | -0.017837 | -7.5e-05 | 0.001327 | -0.017837 | -0.017887 | 0.003334 | -0.017863 | 0.001136 | 0.001136 | 0.001137 | 0.001137 | -0.017868 | -0.017978 | -0.000255 | 0.001485 | -0.017839 | -0.000613 | 0.001949
5028 | BRAUNIG_VHB3 | 3 | South | 407 | -0.074031 | -0.2007 | 0.001655 | 0.2007 | -0.001655 | 6.2e-05 | 0.001436 | -0.000306 | -0.018031 | 6.2e-05 | 0.001436 | -0.018031 | -0.018085 | 0.003495 | -0.018062 | 0.001292 | 0.001292 | 0.001293 | 0.001293 | -0.018066 | -0.01817 | -0.000117 | 0.001592 | -0.018032 | -0.000604 | 0.002124
5031 | BRA_VHBCT1 | 1 | South | 44 | -0.074247 | -0.2008 | 0.001455 | 0.2008 | -0.001455 | -7.5e-05 | 0.001327 | -0.000334 | -0.017837 | -7.5e-05 | 0.001327 | -0.017837 | -0.017887 | 0.003334 | -0.017863 | 0.001136 | 0.001136 | 0.001137 | 0.001137 | -0.017868 | -0.017978 | -0.000255 | 0.001485 | -0.017839 | -0.000613 | 0.001949
5032 | BRA_VHBCT2 | 2 | South | 44 | -0.074247 | -0.2008 | 0.001455 | 0.2008 | -0.001455 | -7.5e-05 | 0.001327 | -0.000334 | -0.017837 | -7.5e-05 | 0.001327 | -0.017837 | -0.017887 | 0.003334 | -0.017863 | 0.001136 | 0.001136 | 0.001137 | 0.001137 | -0.017868 | -0.017978 | -0.000255 | 0.001485 | -0.017839 | -0.000613 | 0.001949
5033 | BRA_VHBCT3 | 3 | South | 43 | -0.074247 | -0.2008 | 0.001455 | 0.2008 | -0.001455 | -7.5e-05 | 0.001327 | -0.000334 | -0.017837 | -7.5e-05 | 0.001327 | -0.017837 | -0.017887 | 0.003334 | -0.017863 | 0.001136 | 0.001136 | 0.001137 | 0.001137 | -0.017868 | -0.017978 | -0.000255 | 0.001485 | -0.017839 | -0.000613 | 0.001949
5034 | BRA_VHBCT4 | 4 | South | 45 | -0.074247 | -0.2008 | 0.001455 | 0.2008 | -0.001455 | -7.5e-05 | 0.001327 | -0.000334 | -0.017837 | -7.5e-05 | 0.001327 | -0.017837 | -0.017887 | 0.003334 | -0.017863 | 0.001136 | 0.001136 | 0.001137 | 0.001137 | -0.017868 | -0.017978 | -0.000255 | 0.001485 | -0.017839 | -0.000613 | 0.001949
5111 | CALAVER_JTD1 | 1 | South | 430 | -0.074108 | -0.20123 | 0.001337 | 0.20123 | -0.001337 | -0.000162 | 0.001264 | -0.00035 | -0.018049 | -0.000162 | 0.001264 | -0.018049 | -0.018097 | 0.00325 | -0.018073 | 0.001044 | 0.001044 | 0.001045 | 0.001045 | -0.018078 | -0.018192 | -0.000344 | 0.001423 | -0.018051 | -0.000622 | 0.001848
5112 | CALAVER_JTD2 | 2 | South | 430 | -0.074108 | -0.20123 | 0.001337 | 0.20123 | -0.001337 | -0.000162 | 0.001264 | -0.00035 | -0.018049 | -0.000162 | 0.001264 | -0.018049 | -0.018097 | 0.00325 | -0.018073 | 0.001044 | 0.001044 | 0.001045 | 0.001045 | -0.018078 | -0.018192 | -0.000344 | 0.001423 | -0.018051 | -0.000622 | 0.001848
5264 | LEON_LCP3G3 | 3 | South | 0 | -0.074035 | -0.19947 | 0.002278 | 0.19947 | -0.002278 | 0.000503 | 0.001773 | -0.00022 | -0.017844 | 0.000503 | 0.001773 | -0.017844 | -0.01791 | 0.003971 | -0.017889 | 0.001778 | 0.001778 | 0.001778 | 0.001778 | -0.017893 | -0.017978 | 0.000331 | 0.001923 | -0.017845 | -0.000566 | 0.002662
5265 | LEON_LCP4G4 | 4 | South | 71.2 | -0.074035 | -0.19947 | 0.002278 | 0.19947 | -0.002278 | 0.000503 | 0.001773 | -0.00022 | -0.017844 | 0.000503 | 0.001773 | -0.017844 | -0.01791 | 0.003971 | -0.017889 | 0.001778 | 0.001778 | 0.001778 | 0.001778 | -0.017893 | -0.017978 | 0.000331 | 0.001923 | -0.017845 | -0.000566 | 0.002662
5266 | LEON_LCPCT1 | 1 | South | 44 | -0.074035 | -0.19947 | 0.002278 | 0.19947 | -0.002278 | 0.000503 | 0.001773 | -0.00022 | -0.017844 | 0.000503 | 0.001773 | -0.017844 | -0.01791 | 0.003971 | -0.017889 | 0.001778 | 0.001778 | 0.001778 | 0.001778 | -0.017893 | -0.017978 | 0.000331 | 0.001923 | -0.017845 | -0.000566 | 0.002662
5267 | LEON_LCPCT2 | 2 | South | 44 | -0.074035 | -0.19947 | 0.002278 | 0.19947 | -0.002278 | 0.000503 | 0.001773 | -0.00022 | -0.017844 | 0.000503 | 0.001773 | -0.017844 | -0.01791 | 0.003971 | -0.017889 | 0.001778 | 0.001778 | 0.001778 | 0.001778 | -0.017893 | -0.017978 | 0.000331 | 0.001923 | -0.017845 | -0.000566 | 0.002662
5268 | LEON_LCPCT3 | 3 | South | 43 | -0.074035 | -0.19947 | 0.002278 | 0.19947 | -0.002278 | 0.000503 | 0.001773 | -0.00022 | -0.017844 | 0.000503 | 0.001773 | -0.017844 | -0.01791 | 0.003971 | -0.017889 | 0.001778 | 0.001778 | 0.001778 | 0.001778 | -0.017893 | -0.017978 | 0.000331 | 0.001923 | -0.017845 | -0.000566 | 0.002662
5269 | LEON_LCPCT4 | 4 | South | 45 | -0.074035 | -0.19947 | 0.002278 | 0.19947 | -0.002278 | 0.000503 | 0.001773 | -0.00022 | -0.017844 | 0.000503 | 0.001773 | -0.017844 | -0.01791 | 0.003971 | -0.017889 | 0.001778 | 0.001778 | 0.001778 | 0.001778 | -0.017893 | -0.017978 | 0.000331 | 0.001923 | -0.017845 | -0.000566 | 0.002662
5396 | CALAVER_OWS1 | 1 | South | 418 | -0.07407 | -0.20104 | 0.001448 | 0.20104 | -0.001448 | -8.2e-05 | 0.001324 | -0.000335 | -0.017918 | -8.2e-05 | 0.001324 | -0.017918 | -0.017967 | 0.003332 | -0.017943 | 0.00113 | 0.00113 | 0.001131 | 0.001131 | -0.017949 | -0.018059 | -0.000263 | 0.001481 | -0.017919 | -0.000615 | 0.001943
5397 | CALAVER_OWS2 | 2 | South | 400 | -0.07407 | -0.20104 | 0.001448 | 0.20104 | -0.001448 | -8.2e-05 | 0.001324 | -0.000335 | -0.017918 | -8.2e-05 | 0.001324 | -0.017918 | -0.017967 | 0.003332 | -0.017943 | 0.00113 | 0.00113 | 0.001131 | 0.001131 | -0.017949 | -0.018059 | -0.000263 | 0.001481 | -0.017919 | -0.000615 | 0.001943
5401 | CALAVER_JKS1 | 1 | South | 562 | -0.076784 | -0.19986 | 0.00041 | 0.19986 | -0.00041 | -0.000805 | 0.000758 | -0.000478 | -0.017691 | -0.000805 | 0.000758 | -0.017691 | -0.01772 | 0.002512 | -0.017693 | 0.00032 | 0.00032 | 0.000322 | 0.000322 | -0.0177 | -0.017838 | -0.000994 | 0.000923 | -0.017693 | -0.000653 | 0.001038
5436 | TUTTL_WBT1G1 | 1 | South | 48.8 | -0.074205 | -0.20194 | 0.000926 | 0.20194 | -0.000926 | -0.00045 | 0.001041 | -0.000407 | -0.017948 | -0.00045 | 0.001041 | -0.017948 | -0.017987 | 0.002928 | -0.017961 | 0.000723 | 0.000723 | 0.000725 | 0.000725 | -0.017967 | -0.018093 | -0.000635 | 0.001203 | -0.017949 | -0.000643 | 0.001491
5438 | TUTTL_WBT3G3 | 3 | South | 95 | -0.074205 | -0.20194 | 0.000926 | 0.20194 | -0.000926 | -0.00045 | 0.001041 | -0.000407 | -0.017948 | -0.00045 | 0.001041 | -0.017948 | -0.017987 | 0.002928 | -0.017961 | 0.000723 | 0.000723 | 0.000725 | 0.000725 | -0.017967 | -0.018093 | -0.000635 | 0.001203 | -0.017949 | -0.000643 | 0.001491
5439 | TUTTL_WBT4G4 | 4 | South | 120.8 | -0.074205 | -0.20194 | 0.000926 | 0.20194 | -0.000926 | -0.00045 | 0.001041 | -0.000407 | -0.017948 | -0.00045 | 0.001041 | -0.017948 | -0.017987 | 0.002928 | -0.017961 | 0.000723 | 0.000723 | 0.000725 | 0.000725 | -0.017967 | -0.018093 | -0.000635 | 0.001203 | -0.017949 | -0.000643 | 0.001491
5476 | BRA_AVR1_CT1 | 1 | South | 155 | -0.075636 | -0.20069 | 0.000653 | 0.20069 | -0.000653 | -0.000643 | 0.000893 | -0.000444 | -0.018171 | -0.000643 | 0.000893 | -0.018171 | -0.018205 | 0.00272 | -0.018178 | 0.00051 | 0.00051 | 0.000512 | 0.000512 | -0.018185 | -0.018317 | -0.000832 | 0.001057 | -0.018172 | -0.000653 | 0.001255
5477 | BRA_AVR1_ST1 | 1 | South | 174 | -0.075636 | -0.20069 | 0.000653 | 0.20069 | -0.000653 | -0.000643 | 0.000893 | -0.000444 | -0.018171 | -0.000643 | 0.000893 | -0.018171 | -0.018205 | 0.00272 | -0.018178 | 0.00051 | 0.00051 | 0.000512 | 0.000512 | -0.018185 | -0.018317 | -0.000832 | 0.001057 | -0.018172 | -0.000653 | 0.001255
5478 | BRA_AVR1_CT2 | 1 | South | 155 | -0.075636 | -0.20069 | 0.000653 | 0.20069 | -0.000653 | -0.000643 | 0.000893 | -0.000444 | -0.018171 | -0.000643 | 0.000893 | -0.018171 | -0.018205 | 0.00272 | -0.018178 | 0.00051 | 0.00051 | 0.000512 | 0.000512 | -0.018185 | -0.018317 | -0.000832 | 0.001057 | -0.018172 | -0.000653 | 0.001255
5503 | RAYBURNGEN3 | 1 | South | 17.6 | -0.10795 | -0.16487 | -0.001669 | 0.16487 | 0.001669 | -0.002149 | -0.000408 | -0.000761 | -0.013247 | -0.002149 | -0.000408 | -0.013247 | -0.013233 | 0.000676 | -0.013201 | -0.001303 | -0.001303 | -0.001298 | -0.001298 | -0.013212 | -0.013367 | -0.002337 | -0.000244 | -0.013249 | -0.000542 | -0.000839
5505 | RAYBURNGEN1 | 1 | South | 0 | -0.10795 | -0.16487 | -0.001669 | 0.16487 | 0.001669 | -0.002149 | -0.000408 | -0.000761 | -0.013247 | -0.002149 | -0.000408 | -0.013247 | -0.013233 | 0.000676 | -0.013201 | -0.001303 | -0.001303 | -0.001298 | -0.001298 | -0.013212 | -0.013367 | -0.002337 | -0.000244 | -0.013249 | -0.000542 | -0.000839
5506 | RAYBURNGEN2 | 1 | South | 0 | -0.10795 | -0.16487 | -0.001669 | 0.16487 | 0.001669 | -0.002149 | -0.000408 | -0.000761 | -0.013247 | -0.002149 | -0.000408 | -0.013247 | -0.013233 | 0.000676 | -0.013201 | -0.001303 | -0.001303 | -0.001298 | -0.001298 | -0.013212 | -0.013367 | -0.002337 | -0.000244 | -0.013249 | -0.000542 | -0.000839
5508 | RAYBURNCC9 | 1 | South | 47.7 | -0.10722 | -0.16624 | -0.001919 | 0.16624 | 0.001919 | -0.00233 | -0.000542 | -0.000796 | -0.013419 | -0.00233 | -0.000542 | -0.013419 | -0.0134 | 0.00049 | -0.013366 | -0.001498 | -0.001498 | -0.001493 | -0.001493 | -0.013378 | -0.013542 | -0.002521 | -0.000375 | -0.01342 | -0.000563 | -0.001054
5509 | RAYBURNCC10 | 1 | South | 37.3 | -0.10722 | -0.16624 | -0.001919 | 0.16624 | 0.001919 | -0.00233 | -0.000542 | -0.000796 | -0.013419 | -0.00233 | -0.000542 | -0.013419 | -0.0134 | 0.00049 | -0.013366 | -0.001498 | -0.001498 | -0.001493 | -0.001493 | -0.013378 | -0.013542 | -0.002521 | -0.000375 | -0.01342 | -0.000563 | -0.001054
5511 | RAYBURNCC7 | 1 | South | 47.5 | -0.10722 | -0.16624 | -0.001919 | 0.16624 | 0.001919 | -0.00233 | -0.000542 | -0.000796 | -0.013419 | -0.00233 | -0.000542 | -0.013419 | -0.0134 | 0.00049 | -0.013366 | -0.001498 | -0.001498 | -0.001493 | -0.001493 | -0.013378 | -0.013542 | -0.002521 | -0.000375 | -0.01342 | -0.000563 | -0.001054
5512 | RAYBURNCC8 | 1 | South | 49.3 | -0.10722 | -0.16624 | -0.001919 | 0.16624 | 0.001919 | -0.00233 | -0.000542 | -0.000796 | -0.013419 | -0.00233 | -0.000542 | -0.013419 | -0.0134 | 0.00049 | -0.013366 | -0.001498 | -0.001498 | -0.001493 | -0.001493 | -0.013378 | -0.013542 | -0.002521 | -0.000375 | -0.01342 | -0.000563 | -0.001054
5728 | FALCONHYDRO2 | 2 | South | 12 | -0.0957 | -0.16733 | 0.005424 | 0.16733 | -0.005424 | 0.002843 | 0.00344 | 0.000215 | -0.012464 | 0.002843 | 0.00344 | -0.012464 | -0.01259 | 0.006168 | -0.012583 | 0.004235 | 0.004235 | 0.00423 | 0.00423 | -0.01258 | -0.012533 | 0.002723 | 0.003545 | -0.012465 | -0.000194 | 0.005313
5729 | FALCONHYDRO3 | 3 | South | 11 | -0.0957 | -0.16733 | 0.005424 | 0.16733 | -0.005424 | 0.002843 | 0.00344 | 0.000215 | -0.012464 | 0.002843 | 0.00344 | -0.012464 | -0.01259 | 0.006168 | -0.012583 | 0.004235 | 0.004235 | 0.00423 | 0.00423 | -0.01258 | -0.012533 | 0.002723 | 0.003545 | -0.012465 | -0.000194 | 0.005313
5890 | PEARSALLGEN1 | 1 | South | 19.2 | -0.073524 | -0.17807 | 0.013986 | 0.17807 | -0.013986 | 0.008841 | 0.008093 | 0.001394 | -0.012447 | 0.008841 | 0.008093 | -0.012447 | -0.012742 | 0.012854 | -0.012766 | 0.010919 | 0.010919 | 0.010903 | 0.010903 | -0.012745 | -0.012465 | 0.008797 | 0.008131 | -0.012447 | 0.000176 | 0.012758
5891 | PEARSALLGEN2 | 1 | South | 19.4 | -0.073524 | -0.17807 | 0.013986 | 0.17807 | -0.013986 | 0.008841 | 0.008093 | 0.001394 | -0.012447 | 0.008841 | 0.008093 | -0.012447 | -0.012742 | 0.012854 | -0.012766 | 0.010919 | 0.010919 | 0.010903 | 0.010903 | -0.012745 | -0.012465 | 0.008797 | 0.008131 | -0.012447 | 0.000176 | 0.012758
5892 | PEARSALLGEN3 | 1 | South | 19.1 | -0.073524 | -0.17807 | 0.013986 | 0.17807 | -0.013986 | 0.008841 | 0.008093 | 0.001394 | -0.012447 | 0.008841 | 0.008093 | -0.012447 | -0.012742 | 0.012854 | -0.012766 | 0.010919 | 0.010919 | 0.010903 | 0.010903 | -0.012745 | -0.012465 | 0.008797 | 0.008131 | -0.012447 | 0.000176 | 0.012758
5903 | SANMIGUELGEN | 1 | South | 396.3 | -0.083735 | -0.19044 | 0.000999 | 0.19044 | -0.000999 | -0.000346 | 0.001065 | -0.000396 | -0.01571 | -0.000346 | 0.001065 | -0.01571 | -0.01575 | 0.002885 | -0.015726 | 0.00078 | 0.00078 | 0.000781 | 0.000781 | -0.015732 | -0.01584 | -0.000521 | 0.001218 | -0.015712 | -0.000553 | 0.001521
5911 | STP_GN1___1 | 1 | Houston | 1333 | -0.16197 | -0.11368 | -0.008183 | 0.11368 | 0.008183 | -0.006596 | -0.003991 | -0.001654 | -0.009189 | -0.006596 | -0.003991 | -0.009189 | -0.009044 | -0.004635 | -0.008991 | -0.006388 | -0.006388 | -0.006375 | -0.006375 | -0.009015 | -0.009296 | -0.006822 | -0.003794 | -0.009191 | -0.000576 | -0.006575
5912 | STP_GN2___2 | 2 | Houston | 1332 | -0.16197 | -0.11368 | -0.008183 | 0.11368 | 0.008183 | -0.006596 | -0.003991 | -0.001654 | -0.009189 | -0.006596 | -0.003991 | -0.009189 | -0.009044 | -0.004635 | -0.008991 | -0.006388 | -0.006388 | -0.006375 | -0.006375 | -0.009015 | -0.009296 | -0.006822 | -0.003794 | -0.009191 | -0.000576 | -0.006575
5932 | SI_RAY9 | 9 | South | 32 | -0.1021 | -0.16892 | 0.000459 | 0.16892 | -0.000459 | -0.000665 | 0.000751 | -0.000469 | -0.013577 | -0.000665 | 0.000751 | -0.013577 | -0.013605 | 0.002349 | -0.01358 | 0.000359 | 0.000359 | 0.000361 | 0.000361 | -0.013587 | -0.013685 | -0.000835 | 0.000899 | -0.013578 | -0.000459 | 0.001015
5933 | SI_RAY6 | 6 | South | 15.4 | -0.1021 | -0.16892 | 0.000459 | 0.16892 | -0.000459 | -0.000665 | 0.000751 | -0.000469 | -0.013577 | -0.000665 | 0.000751 | -0.013577 | -0.013605 | 0.002349 | -0.01358 | 0.000359 | 0.000359 | 0.000361 | 0.000361 | -0.013587 | -0.013685 | -0.000835 | 0.000899 | -0.013578 | -0.000459 | 0.001015
5934 | SI_RAY5 | 5 | South | 0 | 0 | 0 | 0 | 0 | 0 | 0 | 0 | 0 | 0 | 0 | 0 | 0 | 0 | 0 | 0 | 0 | 0 | 0 | 0 | 0 | 0 | 0 | 0 | 0 | 0 | 0
5935 | SI_RAY10 | 10 | South | 47 | -0.1021 | -0.16892 | 0.000459 | 0.16892 | -0.000459 | -0.000665 | 0.000751 | -0.000469 | -0.013577 | -0.000665 | 0.000751 | -0.013577 | -0.013605 | 0.002349 | -0.01358 | 0.000359 | 0.000359 | 0.000361 | 0.000361 | -0.013587 | -0.013685 | -0.000835 | 0.000899 | -0.013578 | -0.000459 | 0.001015
6016 | SWMESA | 1 | West | 18.8 | 0.12688 | 0.13266 | 0.32583 | -0.13266 | -0.32583 | 0.25501 | 0.17308 | 0.044687 | 0.055869 | 0.25501 | 0.17308 | 0.055869 | 0.049932 | 0.20574 | 0.048197 | 0.2544 | 0.2544 | 0.25389 | 0.25389 | 0.04893 | 0.055754 | 0.26265 | 0.16641 | 0.055931 | 0.011415 | 0.26664
6144 | MCADOO1A | 1 | West | 15 | 0.14021 | 0.15507 | 0.28751 | -0.15507 | -0.28751 | 0.2071 | 0.19808 | 0.12737 | 0.043449 | 0.2071 | 0.19808 | 0.043449 | 0.037866 | 0.23768 | 0.037366 | 0.22446 | 0.22446 | 0.22405 | 0.22405 | 0.037326 | 0.042284 | 0.21067 | 0.19496 | 0.043478 | 0.009744 | 0.24644
6407 | TURKTRAK1A | 1 | West | 33.9 | 0.13492 | 0.14454 | 0.29069 | -0.14454 | -0.29069 | 0.1728 | 0.17594 | 0.074502 | 0.050173 | 0.1728 | 0.17594 | 0.050173 | 0.043826 | 0.29033 | 0.043654 | 0.2269 | 0.2269 | 0.22658 | 0.22658 | 0.04398 | 0.048952 | 0.16997 | 0.17842 | 0.05015 | 0.034891 | 0.27192
6637 | SNYDERW1A | 1 | West | 12.6 | 0.13903 | 0.15285 | 0.33696 | -0.15285 | -0.33696 | 0.26608 | 0.18843 | 0.069352 | 0.047227 | 0.26608 | 0.18843 | 0.047227 | 0.041131 | 0.2139 | 0.039435 | 0.2631 | 0.2631 | 0.26256 | 0.26256 | 0.040051 | 0.045707 | 0.27439 | 0.18117 | 0.047293 | 0.009796 | 0.27429
6752 | OKLA0A | 1 | West | 649.7 | 0.14569 | 0.164 | 0.14744 | -0.164 | -0.14744 | 0.065495 | 0.63013 | 0.024145 | 0.031944 | 0.065495 | 0.63013 | 0.031944 | 0.028299 | 0.48418 | 0.036825 | 0.11505 | 0.11505 | 0.11495 | 0.11495 | 0.028802 | 0.032365 | 0.060151 | 0.6348 | 0.031901 | 0.00553 | 0.15169
7000 | L_FERGUS1_1Y | 1 | South | 400 | -0.02052 | -0.21516 | 0.014115 | 0.21516 | -0.014115 | 0.007892 | 0.008437 | 0.001513 | -0.047685 | 0.007892 | 0.008437 | -0.047685 | -0.048003 | 0.014907 | -0.048003 | 0.011018 | 0.011018 | 0.011004 | 0.011004 | -0.047986 | -0.048145 | 0.007666 | 0.008635 | -0.047687 | -0.002594 | 0.013516
7004 | L_SIMGID1_1Y | 1 | South | 132 | -0.042832 | -0.2435 | -0.00338 | 0.2435 | 0.00338 | -0.003487 | -0.001269 | -0.001006 | -0.015585 | -0.003487 | -0.001269 | -0.015585 | -0.01554 | -0.000383 | -0.015498 | -0.002639 | -0.002639 | -0.002631 | -0.002631 | -0.015513 | -0.015814 | -0.003714 | -0.001071 | -0.015587 | -0.001054 | -0.002241
7005 | L_SIMGID1_2Y | 2 | South | 133 | -0.042832 | -0.2435 | -0.00338 | 0.2435 | 0.00338 | -0.003487 | -0.001269 | -0.001006 | -0.015585 | -0.003487 | -0.001269 | -0.015585 | -0.01554 | -0.000383 | -0.015498 | -0.002639 | -0.002639 | -0.002631 | -0.002631 | -0.015513 | -0.015814 | -0.003714 | -0.001071 | -0.015587 | -0.001054 | -0.002241
7006 | L_SIMGID1_3Y | 3 | South | 324.9 | -0.042832 | -0.2435 | -0.00338 | 0.2435 | 0.00338 | -0.003487 | -0.001269 | -0.001006 | -0.015585 | -0.003487 | -0.001269 | -0.015585 | -0.01554 | -0.000383 | -0.015498 | -0.002639 | -0.002639 | -0.002631 | -0.002631 | -0.015513 | -0.015814 | -0.003714 | -0.001071 | -0.015587 | -0.001054 | -0.002241
7007 | L_LOSTPI1_1Y | 1 | South | 158.6 | -0.04299 | -0.25522 | -0.004703 | 0.25522 | 0.004703 | -0.004354 | -0.002 | -0.001197 | -0.013544 | -0.004354 | -0.002 | -0.013544 | -0.013471 | -0.001524 | -0.013425 | -0.003672 | -0.003672 | -0.003663 | -0.003663 | -0.013444 | -0.013757 | -0.004583 | -0.0018 | -0.013546 | -0.000946 | -0.003428
7008 | L_LOSTPI1_2Y | 2 | South | 157.7 | -0.04299 | -0.25522 | -0.004703 | 0.25522 | 0.004703 | -0.004354 | -0.002 | -0.001197 | -0.013544 | -0.004354 | -0.002 | -0.013544 | -0.013471 | -0.001524 | -0.013425 | -0.003672 | -0.003672 | -0.003663 | -0.003663 | -0.013444 | -0.013757 | -0.004583 | -0.0018 | -0.013546 | -0.000946 | -0.003428
7009 | L_LOSTPI1_3Y | 3 | South | 173.9 | -0.04299 | -0.25522 | -0.004703 | 0.25522 | 0.004703 | -0.004354 | -0.002 | -0.001197 | -0.013544 | -0.004354 | -0.002 | -0.013544 | -0.013471 | -0.001524 | -0.013425 | -0.003672 | -0.003672 | -0.003663 | -0.003663 | -0.013444 | -0.013757 | -0.004583 | -0.0018 | -0.013546 | -0.000946 | -0.003428
7010 | L_FPPYD11_1Y | 1 | South | 547.4 | -0.062783 | -0.22781 | -0.00487 | 0.22781 | 0.00487 | -0.00445 | -0.002106 | -0.001214 | -0.013375 | -0.00445 | -0.002106 | -0.013375 | -0.013299 | -0.001699 | -0.013253 | -0.003802 | -0.003802 | -0.003792 | -0.003792 | -0.013272 | -0.01357 | -0.004677 | -0.001908 | -0.013377 | -0.00089 | -0.003586
7011 | L_FPPYD11_2Y | 2 | South | 552.2 | -0.062783 | -0.22781 | -0.00487 | 0.22781 | 0.00487 | -0.00445 | -0.002106 | -0.001214 | -0.013375 | -0.00445 | -0.002106 | -0.013375 | -0.013299 | -0.001699 | -0.013253 | -0.003802 | -0.003802 | -0.003792 | -0.003792 | -0.013272 | -0.01357 | -0.004677 | -0.001908 | -0.013377 | -0.00089 | -0.003586
7012 | L_FPPYD21_3Y | 3 | South | 427.5 | -0.06297 | -0.22759 | -0.004868 | 0.22759 | 0.004868 | -0.004449 | -0.002105 | -0.001214 | -0.013377 | -0.004449 | -0.002105 | -0.013377 | -0.013301 | -0.001698 | -0.013255 | -0.0038 | -0.0038 | -0.003791 | -0.003791 | -0.013273 | -0.013572 | -0.004675 | -0.001907 | -0.013379 | -0.000889 | -0.003584
7014 | L_HAYSEN1_1Y | 1 | South | 223.9 | -0.062409 | -0.22133 | -0.001199 | 0.22133 | 0.001199 | -0.001946 | -0.000102 | -0.000703 | -0.017317 | -0.001946 | -0.000102 | -0.017317 | -0.017314 | 0.001289 | -0.017281 | -0.000936 | -0.000936 | -0.000932 | -0.000932 | -0.017291 | -0.017494 | -0.002152 | 7.8e-05 | -0.017318 | -0.000799 | -0.000352
7015 | L_HAYSEN1_2Y | 2 | South | 225 | -0.062409 | -0.22133 | -0.001199 | 0.22133 | 0.001199 | -0.001946 | -0.000102 | -0.000703 | -0.017317 | -0.001946 | -0.000102 | -0.017317 | -0.017314 | 0.001289 | -0.017281 | -0.000936 | -0.000936 | -0.000932 | -0.000932 | -0.017291 | -0.017494 | -0.002152 | 7.8e-05 | -0.017318 | -0.000799 | -0.000352
7016 | L_HAYSEN1_3Y | 3 | South | 224.6 | -0.062409 | -0.22133 | -0.001199 | 0.22133 | 0.001199 | -0.001946 | -0.000102 | -0.000703 | -0.017317 | -0.001946 | -0.000102 | -0.017317 | -0.017314 | 0.001289 | -0.017281 | -0.000936 | -0.000936 | -0.000932 | -0.000932 | -0.017291 | -0.017494 | -0.002152 | 7.8e-05 | -0.017318 | -0.000799 | -0.000352
7017 | L_HAYSEN1_4Y | 4 | South | 226.7 | -0.062409 | -0.22133 | -0.001199 | 0.22133 | 0.001199 | -0.001946 | -0.000102 | -0.000703 | -0.017317 | -0.001946 | -0.000102 | -0.017317 | -0.017314 | 0.001289 | -0.017281 | -0.000936 | -0.000936 | -0.000932 | -0.000932 | -0.017291 | -0.017494 | -0.002152 | 7.8e-05 | -0.017318 | -0.000799 | -0.000352
7020 | L_AUSTPL1_1Y | 1 | South | 0 | -0.034019 | -0.24962 | -0.001909 | 0.24962 | 0.001909 | -0.002535 | -0.000447 | -0.000797 | -0.017923 | -0.002535 | -0.000447 | -0.017923 | -0.017908 | 0.000915 | -0.017869 | -0.001491 | -0.001491 | -0.001485 | -0.001485 | -0.017882 | -0.018182 | -0.002763 | -0.000248 | -0.017925 | -0.00122 | -0.000913
7020 | L_AUSTPL1_1Y | 2 | South | 0 | -0.034019 | -0.24962 | -0.001909 | 0.24962 | 0.001909 | -0.002535 | -0.000447 | -0.000797 | -0.017923 | -0.002535 | -0.000447 | -0.017923 | -0.017908 | 0.000915 | -0.017869 | -0.001491 | -0.001491 | -0.001485 | -0.001485 | -0.017882 | -0.018182 | -0.002763 | -0.000248 | -0.017925 | -0.00122 | -0.000913
7022 | L_BUCHAN1_1Y | 1 | South | 0 | -0.009478 | -0.21484 | 0.014111 | 0.21484 | -0.014111 | 0.007734 | 0.008519 | 0.001587 | -0.037675 | 0.007734 | 0.008519 | -0.037675 | -0.037995 | 0.015219 | -0.037992 | 0.011015 | 0.011015 | 0.011001 | 0.011001 | -0.037975 | -0.038421 | 0.007481 | 0.008741 | -0.037677 | -0.004228 | 0.013609
7023 | L_BUCHAN1_2Y | 2 | South | 0 | -0.009478 | -0.21484 | 0.014111 | 0.21484 | -0.014111 | 0.007734 | 0.008519 | 0.001587 | -0.037675 | 0.007734 | 0.008519 | -0.037675 | -0.037995 | 0.015219 | -0.037992 | 0.011015 | 0.011015 | 0.011001 | 0.011001 | -0.037975 | -0.038421 | 0.007481 | 0.008741 | -0.037677 | -0.004228 | 0.013609
7024 | L_BUCHAN1_3Y | 3 | South | 0 | -0.009478 | -0.21484 | 0.014111 | 0.21484 | -0.014111 | 0.007734 | 0.008519 | 0.001587 | -0.037675 | 0.007734 | 0.008519 | -0.037675 | -0.037995 | 0.015219 | -0.037992 | 0.011015 | 0.011015 | 0.011001 | 0.011001 | -0.037975 | -0.038421 | 0.007481 | 0.008741 | -0.037677 | -0.004228 | 0.013609
7026 | L_INKSDA1_1Y | 1 | South | 0 | -0.010115 | -0.20685 | 0.020027 | 0.20685 | -0.020027 | 0.011696 | 0.011732 | 0.002374 | -0.058593 | 0.011696 | 0.011732 | -0.058593 | -0.059034 | 0.020153 | -0.059048 | 0.015633 | 0.015633 | 0.015611 | 0.015611 | -0.059019 | -0.059168 | 0.011463 | 0.011935 | -0.058594 | -0.003335 | 0.018866
7028 | L_MARBFA1_1Y | 1 | South | 0 | -0.023516 | -0.22293 | 0.010377 | 0.22293 | -0.010377 | 0.005458 | 0.006366 | 0.000975 | -0.040539 | 0.005458 | 0.006366 | -0.040539 | -0.040779 | 0.011647 | -0.04077 | 0.008101 | 0.008101 | 0.008091 | 0.008091 | -0.04076 | -0.040956 | 0.005232 | 0.006564 | -0.040541 | -0.002298 | 0.010151
7029 | L_MARBFA1_2Y | 2 | South | 0 | -0.023516 | -0.22293 | 0.010377 | 0.22293 | -0.010377 | 0.005458 | 0.006366 | 0.000975 | -0.040539 | 0.005458 | 0.006366 | -0.040539 | -0.040779 | 0.011647 | -0.04077 | 0.008101 | 0.008101 | 0.008091 | 0.008091 | -0.04076 | -0.040956 | 0.005232 | 0.006564 | -0.040541 | -0.002298 | 0.010151
7031 | L_MARSFO1G1Y | 1 | South | 0 | -0.030311 | -0.24057 | 0.001902 | 0.24057 | -0.001902 | -6e-05 | 0.00167 | -0.000244 | -0.024333 | -6e-05 | 0.00167 | -0.024333 | -0.024397 | 0.004254 | -0.024368 | 0.001484 | 0.001484 | 0.001485 | 0.001485 | -0.024374 | -0.024654 | -0.000289 | 0.001869 | -0.024335 | -0.001626 | 0.002522
7032 | L_MARSFO1G2Y | 2 | South | 0 | -0.030311 | -0.24057 | 0.001902 | 0.24057 | -0.001902 | -6e-05 | 0.00167 | -0.000244 | -0.024333 | -6e-05 | 0.00167 | -0.024333 | -0.024397 | 0.004254 | -0.024368 | 0.001484 | 0.001484 | 0.001485 | 0.001485 | -0.024374 | -0.024654 | -0.000289 | 0.001869 | -0.024335 | -0.001626 | 0.002522
7033 | L_MARSFO1G3Y | 3 | South | 0 | -0.030311 | -0.24057 | 0.001902 | 0.24057 | -0.001902 | -6e-05 | 0.00167 | -0.000244 | -0.024333 | -6e-05 | 0.00167 | -0.024333 | -0.024397 | 0.004254 | -0.024368 | 0.001484 | 0.001484 | 0.001485 | 0.001485 | -0.024374 | -0.024654 | -0.000289 | 0.001869 | -0.024335 | -0.001626 | 0.002522
7035 | L_WIRTZ_1G1Y | 1 | South | 0 | -0.020282 | -0.21687 | 0.013131 | 0.21687 | -0.013131 | 0.007234 | 0.007902 | 0.001381 | -0.044536 | 0.007234 | 0.007902 | -0.044536 | -0.044833 | 0.014085 | -0.044831 | 0.01025 | 0.01025 | 0.010237 | 0.010237 | -0.044816 | -0.045019 | 0.007005 | 0.008102 | -0.044538 | -0.002712 | 0.012641
7036 | L_WIRTZ_1G2Y | 2 | South | 23 | -0.020282 | -0.21687 | 0.013131 | 0.21687 | -0.013131 | 0.007234 | 0.007902 | 0.001381 | -0.044536 | 0.007234 | 0.007902 | -0.044536 | -0.044833 | 0.014085 | -0.044831 | 0.01025 | 0.01025 | 0.010237 | 0.010237 | -0.044816 | -0.045019 | 0.007005 | 0.008102 | -0.044538 | -0.002712 | 0.012641
7038 | L_DELAWA1_1Y | 1 | West | 3.5 | 0.13642 | 0.14842 | 0.34836 | -0.14842 | -0.34836 | 0.28298 | 0.18374 | 0.048475 | 0.04988 | 0.28298 | 0.18374 | 0.04988 | 0.04373 | 0.20133 | 0.041657 | 0.27201 | 0.27201 | 0.27143 | 0.27143 | 0.042461 | 0.048572 | 0.29297 | 0.17502 | 0.04996 | 0.009786 | 0.27866
7038 | L_DELAWA1_1Y | 2 | West | 3 | 0.13642 | 0.14842 | 0.34836 | -0.14842 | -0.34836 | 0.28298 | 0.18374 | 0.048475 | 0.04988 | 0.28298 | 0.18374 | 0.04988 | 0.04373 | 0.20133 | 0.041657 | 0.27201 | 0.27201 | 0.27143 | 0.27143 | 0.042461 | 0.048572 | 0.29297 | 0.17502 | 0.04996 | 0.009786 | 0.27866
7303 | L_WPPGS12_1Y | 1 | South | 50 | -0.058846 | -0.22584 | -0.004241 | 0.22584 | 0.004241 | -0.004038 | -0.001757 | -0.001124 | -0.014264 | -0.004038 | -0.001757 | -0.014264 | -0.014201 | -0.001155 | -0.014157 | -0.003311 | -0.003311 | -0.003303 | -0.003303 | -0.014174 | -0.014469 | -0.004265 | -0.00156 | -0.014266 | -0.000946 | -0.003022
7303 | L_WPPGS12_1Y | 2 | South | 50 | -0.058846 | -0.22584 | -0.004241 | 0.22584 | 0.004241 | -0.004038 | -0.001757 | -0.001124 | -0.014264 | -0.004038 | -0.001757 | -0.014264 | -0.014201 | -0.001155 | -0.014157 | -0.003311 | -0.003311 | -0.003303 | -0.003303 | -0.014174 | -0.014469 | -0.004265 | -0.00156 | -0.014266 | -0.000946 | -0.003022
7305 | L_WPPGS34_1Y | 3 | South | 50 | -0.058846 | -0.22584 | -0.004241 | 0.22584 | 0.004241 | -0.004038 | -0.001757 | -0.001124 | -0.014264 | -0.004038 | -0.001757 | -0.014264 | -0.014201 | -0.001155 | -0.014157 | -0.003311 | -0.003311 | -0.003303 | -0.003303 | -0.014174 | -0.014469 | -0.004265 | -0.00156 | -0.014266 | -0.000946 | -0.003022
7305 | L_WPPGS34_1Y | 4 | South | 50 | -0.058846 | -0.22584 | -0.004241 | 0.22584 | 0.004241 | -0.004038 | -0.001757 | -0.001124 | -0.014264 | -0.004038 | -0.001757 | -0.014264 | -0.014201 | -0.001155 | -0.014157 | -0.003311 | -0.003311 | -0.003303 | -0.003303 | -0.014174 | -0.014469 | -0.004265 | -0.00156 | -0.014266 | -0.000946 | -0.003022
7487 | L_CANYHY8_1Y | 1 | South | 0 | -0.056387 | -0.22319 | 2e-06 | 0.22319 | -2e-06 | -0.001178 | 0.000569 | -0.000532 | -0.020168 | -0.001178 | 0.000569 | -0.020168 | -0.020191 | 0.002364 | -0.02016 | 2e-06 | 2e-06 | 5e-06 | 5e-06 | -0.020168 | -0.020364 | -0.001386 | 0.00075 | -0.02017 | -0.000913 | 0.000738
7605 | L_MCQUEE9_1Y | 1 | South | 0 | -0.066916 | -0.21315 | -0.000701 | 0.21315 | 0.000701 | -0.001599 | 0.000166 | -0.000632 | -0.017419 | -0.001599 | 0.000166 | -0.017419 | -0.017427 | 0.00168 | -0.017395 | -0.000547 | -0.000547 | -0.000543 | -0.000543 | -0.017404 | -0.017593 | -0.001801 | 0.000342 | -0.017421 | -0.00079 | 8.2e-05
7605 | L_MCQUEE9_1Y | 2 | South | 0 | -0.066916 | -0.21315 | -0.000701 | 0.21315 | 0.000701 | -0.001599 | 0.000166 | -0.000632 | -0.017419 | -0.001599 | 0.000166 | -0.017419 | -0.017427 | 0.00168 | -0.017395 | -0.000547 | -0.000547 | -0.000543 | -0.000543 | -0.017404 | -0.017593 | -0.001801 | 0.000342 | -0.017421 | -0.00079 | 8.2e-05
7605 | L_MCQUEE9_1Y | 3 | South | 0 | -0.066916 | -0.21315 | -0.000701 | 0.21315 | 0.000701 | -0.001599 | 0.000166 | -0.000632 | -0.017419 | -0.001599 | 0.000166 | -0.017419 | -0.017427 | 0.00168 | -0.017395 | -0.000547 | -0.000547 | -0.000543 | -0.000543 | -0.017404 | -0.017593 | -0.001801 | 0.000342 | -0.017421 | -0.00079 | 8.2e-05
7609 | L_SCHUMA8_1Y | 1 | South | 0 | -0.068571 | -0.21084 | -0.000213 | 0.21084 | 0.000213 | -0.001258 | 0.000429 | -0.000564 | -0.017757 | -0.001258 | 0.000429 | -0.017757 | -0.017774 | 0.00206 | -0.017743 | -0.000166 | -0.000166 | -0.000163 | -0.000163 | -0.017752 | -0.017922 | -0.001455 | 0.000602 | -0.017758 | -0.000748 | 0.000507
7624 | L_LAKEWO9_1Y | 1 | South | 0 | -0.069773 | -0.20953 | -0.001198 | 0.20953 | 0.001198 | -0.001928 | -0.000108 | -0.0007 | -0.016383 | -0.001928 | -0.000108 | -0.016383 | -0.01638 | 0.001257 | -0.016346 | -0.000935 | -0.000935 | -0.000931 | -0.000931 | -0.016357 | -0.016557 | -0.002131 | 6.9e-05 | -0.016384 | -0.000796 | -0.000361
7624 | L_LAKEWO9_1Y | 2 | South | 0 | -0.069773 | -0.20953 | -0.001198 | 0.20953 | 0.001198 | -0.001928 | -0.000108 | -0.0007 | -0.016383 | -0.001928 | -0.000108 | -0.016383 | -0.01638 | 0.001257 | -0.016346 | -0.000935 | -0.000935 | -0.000931 | -0.000931 | -0.016357 | -0.016557 | -0.002131 | 6.9e-05 | -0.016384 | -0.000796 | -0.000361
7800 | L_GUADGE1_1Y | 1 | South | 147 | -0.073115 | -0.20667 | -0.000586 | 0.20667 | 0.000586 | -0.001499 | 0.00022 | -0.000616 | -0.017093 | -0.001499 | 0.00022 | -0.017093 | -0.017103 | 0.001731 | -0.017072 | -0.000458 | -0.000458 | -0.000454 | -0.000454 | -0.017081 | -0.017252 | -0.001696 | 0.000393 | -0.017095 | -0.000715 | 0.00017
7801 | L_GUADGE1_2Y | 2 | South | 138 | -0.073115 | -0.20667 | -0.000586 | 0.20667 | 0.000586 | -0.001499 | 0.00022 | -0.000616 | -0.017093 | -0.001499 | 0.00022 | -0.017093 | -0.017103 | 0.001731 | -0.017072 | -0.000458 | -0.000458 | -0.000454 | -0.000454 | -0.017081 | -0.017252 | -0.001696 | 0.000393 | -0.017095 | -0.000715 | 0.00017
7802 | L_GUADGE1_3Y | 3 | South | 146 | -0.073115 | -0.20667 | -0.000586 | 0.20667 | 0.000586 | -0.001499 | 0.00022 | -0.000616 | -0.017093 | -0.001499 | 0.00022 | -0.017093 | -0.017103 | 0.001731 | -0.017072 | -0.000458 | -0.000458 | -0.000454 | -0.000454 | -0.017081 | -0.017252 | -0.001696 | 0.000393 | -0.017095 | -0.000715 | 0.00017
7803 | L_GUADGE1_4Y | 4 | South | 149 | -0.073115 | -0.20667 | -0.000586 | 0.20667 | 0.000586 | -0.001499 | 0.00022 | -0.000616 | -0.017093 | -0.001499 | 0.00022 | -0.017093 | -0.017103 | 0.001731 | -0.017072 | -0.000458 | -0.000458 | -0.000454 | -0.000454 | -0.017081 | -0.017252 | -0.001696 | 0.000393 | -0.017095 | -0.000715 | 0.00017
7804 | L_GUADGE1_5Y | 5 | South | 182 | -0.073115 | -0.20667 | -0.000586 | 0.20667 | 0.000586 | -0.001499 | 0.00022 | -0.000616 | -0.017093 | -0.001499 | 0.00022 | -0.017093 | -0.017103 | 0.001731 | -0.017072 | -0.000458 | -0.000458 | -0.000454 | -0.000454 | -0.017081 | -0.017252 | -0.001696 | 0.000393 | -0.017095 | -0.000715 | 0.00017
7805 | L_GUADGE1_6Y | 6 | South | 203 | -0.073115 | -0.20667 | -0.000586 | 0.20667 | 0.000586 | -0.001499 | 0.00022 | -0.000616 | -0.017093 | -0.001499 | 0.00022 | -0.017093 | -0.017103 | 0.001731 | -0.017072 | -0.000458 | -0.000458 | -0.000454 | -0.000454 | -0.017081 | -0.017252 | -0.001696 | 0.000393 | -0.017095 | -0.000715 | 0.00017
7807 | L_BASTEN1_1Y | 1 | South | 152.5 | -0.040865 | -0.25569 | -0.003969 | 0.25569 | 0.003969 | -0.003863 | -0.001595 | -0.001094 | -0.014469 | -0.003863 | -0.001595 | -0.014469 | -0.014411 | -0.000907 | -0.014367 | -0.003099 | -0.003099 | -0.00309 | -0.00309 | -0.014384 | -0.014685 | -0.00409 | -0.001398 | -0.01447 | -0.000966 | -0.002775
7808 | L_BASTEN1_2Y | 1 | South | 149.5 | -0.040865 | -0.25569 | -0.003969 | 0.25569 | 0.003969 | -0.003863 | -0.001595 | -0.001094 | -0.014469 | -0.003863 | -0.001595 | -0.014469 | -0.014411 | -0.000907 | -0.014367 | -0.003099 | -0.003099 | -0.00309 | -0.00309 | -0.014384 | -0.014685 | -0.00409 | -0.001398 | -0.01447 | -0.000966 | -0.002775
7809 | L_BASTEN1_3Y | 1 | South | 232.6 | -0.040865 | -0.25569 | -0.003969 | 0.25569 | 0.003969 | -0.003863 | -0.001595 | -0.001094 | -0.014469 | -0.003863 | -0.001595 | -0.014469 | -0.014411 | -0.000907 | -0.014367 | -0.003099 | -0.003099 | -0.00309 | -0.00309 | -0.014384 | -0.014685 | -0.00409 | -0.001398 | -0.01447 | -0.000966 | -0.002775
7810 | L_RIONOG1G1Y | 1 | South | 148 | -0.067927 | -0.21377 | -0.000897 | 0.21377 | 0.000897 | -0.001725 | 5.7e-05 | -0.00066 | -0.017154 | -0.001725 | 5.7e-05 | -0.017154 | -0.017157 | 0.001505 | -0.017124 | -0.0007 | -0.0007 | -0.000696 | -0.000696 | -0.017135 | -0.017322 | -0.001926 | 0.000233 | -0.017155 | -0.000757 | -9.5e-05
7811 | L_RIONOG1G2Y | 2 | South | 148 | -0.067927 | -0.21377 | -0.000897 | 0.21377 | 0.000897 | -0.001725 | 5.7e-05 | -0.00066 | -0.017154 | -0.001725 | 5.7e-05 | -0.017154 | -0.017157 | 0.001505 | -0.017124 | -0.0007 | -0.0007 | -0.000696 | -0.000696 | -0.017135 | -0.017322 | -0.001926 | 0.000233 | -0.017155 | -0.000757 | -9.5e-05
7812 | L_RIONOG1G3Y | 3 | South | 154 | -0.067927 | -0.21377 | -0.000897 | 0.21377 | 0.000897 | -0.001725 | 5.7e-05 | -0.00066 | -0.017154 | -0.001725 | 5.7e-05 | -0.017154 | -0.017157 | 0.001505 | -0.017124 | -0.0007 | -0.0007 | -0.000696 | -0.000696 | -0.017135 | -0.017322 | -0.001926 | 0.000233 | -0.017155 | -0.000757 | -9.5e-05
7813 | L_RIONOG1S1Y | 4 | South | 293 | -0.067927 | -0.21377 | -0.000897 | 0.21377 | 0.000897 | -0.001725 | 5.7e-05 | -0.00066 | -0.017154 | -0.001725 | 5.7e-05 | -0.017154 | -0.017157 | 0.001505 | -0.017124 | -0.0007 | -0.0007 | -0.000696 | -0.000696 | -0.017135 | -0.017322 | -0.001926 | 0.000233 | -0.017155 | -0.000757 | -9.5e-05
8032 | AMISTADHYD1 | 1 | South | 33 | -0.014364 | -0.08426 | 0.10192 | 0.08426 | -0.10192 | 0.071249 | 0.055634 | 0.013509 | 0.016011 | 0.071249 | 0.055634 | 0.016011 | 0.01399 | 0.079958 | 0.013634 | 0.079567 | 0.079567 | 0.079427 | 0.079427 | 0.01384 | 0.016762 | 0.072135 | 0.054861 | 0.016018 | 0.005244 | 0.088704
8033 | AMISTADHYD2 | 2 | South | 25 | -0.014364 | -0.08426 | 0.10192 | 0.08426 | -0.10192 | 0.071249 | 0.055634 | 0.013509 | 0.016011 | 0.071249 | 0.055634 | 0.016011 | 0.01399 | 0.079958 | 0.013634 | 0.079567 | 0.079567 | 0.079427 | 0.079427 | 0.01384 | 0.016762 | 0.072135 | 0.054861 | 0.016018 | 0.005244 | 0.088704
8048 | FALCONHYDRO1 | 1 | South | 12 | -0.0957 | -0.16733 | 0.005424 | 0.16733 | -0.005424 | 0.002843 | 0.00344 | 0.000215 | -0.012464 | 0.002843 | 0.00344 | -0.012464 | -0.01259 | 0.006168 | -0.012583 | 0.004235 | 0.004235 | 0.00423 | 0.00423 | -0.01258 | -0.012533 | 0.002723 | 0.003545 | -0.012465 | -0.000194 | 0.005313
8066 | DUP1V#1 | 1 | South | 52.3 | -0.10731 | -0.16639 | -0.002088 | 0.16639 | 0.002088 | -0.002448 | -0.000633 | -0.000819 | -0.013396 | -0.002448 | -0.000633 | -0.013396 | -0.013374 | 0.000359 | -0.01334 | -0.00163 | -0.00163 | -0.001624 | -0.001624 | -0.013352 | -0.013521 | -0.002641 | -0.000465 | -0.013398 | -0.000573 | -0.0012
8134 | FOR #1 | 1 | South | 54.1 | -0.11684 | -0.15677 | -0.00314 | 0.15677 | 0.00314 | -0.003163 | -0.001214 | -0.000963 | -0.01261 | -0.003163 | -0.001214 | -0.01261 | -0.012567 | -0.000507 | -0.012529 | -0.002452 | -0.002452 | -0.002445 | -0.002445 | -0.012543 | -0.012731 | -0.003361 | -0.001041 | -0.012612 | -0.00057 | -0.002129
8138 | FOR #2 | 2 | South | 63.1 | -0.11684 | -0.15677 | -0.00314 | 0.15677 | 0.00314 | -0.003163 | -0.001214 | -0.000963 | -0.01261 | -0.003163 | -0.001214 | -0.01261 | -0.012567 | -0.000507 | -0.012529 | -0.002452 | -0.002452 | -0.002445 | -0.002445 | -0.012543 | -0.012731 | -0.003361 | -0.001041 | -0.012612 | -0.00057 | -0.002129
8147 | UCAR #2 | 10 | South | 18.2 | -0.1115 | -0.16199 | -0.002432 | 0.16199 | 0.002432 | -0.002679 | -0.000825 | -0.000866 | -0.013032 | -0.002679 | -0.000825 | -0.013032 | -0.013003 | 6.9e-05 | -0.012968 | -0.001899 | -0.001899 | -0.001893 | -0.001893 | -0.012981 | -0.013154 | -0.002872 | -0.000655 | -0.013034 | -0.000564 | -0.001506
8148 | UCAR #1 | 2 | South | 6.1 | -0.1115 | -0.16199 | -0.002432 | 0.16199 | 0.002432 | -0.002679 | -0.000825 | -0.000866 | -0.013032 | -0.002679 | -0.000825 | -0.013032 | -0.013003 | 6.9e-05 | -0.012968 | -0.001899 | -0.001899 | -0.001893 | -0.001893 | -0.012981 | -0.013154 | -0.002872 | -0.000655 | -0.013034 | -0.000564 | -0.001506
8153 | FOR #3 | 3 | South | 63.1 | -0.11684 | -0.15677 | -0.00314 | 0.15677 | 0.00314 | -0.003163 | -0.001214 | -0.000963 | -0.01261 | -0.003163 | -0.001214 | -0.01261 | -0.012567 | -0.000507 | -0.012529 | -0.002452 | -0.002452 | -0.002445 | -0.002445 | -0.012543 | -0.012731 | -0.003361 | -0.001041 | -0.012612 | -0.00057 | -0.002129
8154 | FOR #4 | 4 | South | 63.1 | -0.11684 | -0.15677 | -0.00314 | 0.15677 | 0.00314 | -0.003163 | -0.001214 | -0.000963 | -0.01261 | -0.003163 | -0.001214 | -0.01261 | -0.012567 | -0.000507 | -0.012529 | -0.002452 | -0.002452 | -0.002445 | -0.002445 | -0.012543 | -0.012731 | -0.003361 | -0.001041 | -0.012612 | -0.00057 | -0.002129
8155 | FOR #5 | 5 | South | 63.1 | -0.11684 | -0.15677 | -0.00314 | 0.15677 | 0.00314 | -0.003163 | -0.001214 | -0.000963 | -0.01261 | -0.003163 | -0.001214 | -0.01261 | -0.012567 | -0.000507 | -0.012529 | -0.002452 | -0.002452 | -0.002445 | -0.002445 | -0.012543 | -0.012731 | -0.003361 | -0.001041 | -0.012612 | -0.00057 | -0.002129
8156 | FOR #6 | 6 | South | 24.9 | -0.11684 | -0.15677 | -0.00314 | 0.15677 | 0.00314 | -0.003163 | -0.001214 | -0.000963 | -0.01261 | -0.003163 | -0.001214 | -0.01261 | -0.012567 | -0.000507 | -0.012529 | -0.002452 | -0.002452 | -0.002445 | -0.002445 | -0.012543 | -0.012731 | -0.003361 | -0.001041 | -0.012612 | -0.00057 | -0.002129
8157 | FOR #7 | 7 | South | 28.8 | -0.11684 | -0.15677 | -0.00314 | 0.15677 | 0.00314 | -0.003163 | -0.001214 | -0.000963 | -0.01261 | -0.003163 | -0.001214 | -0.01261 | -0.012567 | -0.000507 | -0.012529 | -0.002452 | -0.002452 | -0.002445 | -0.002445 | -0.012543 | -0.012731 | -0.003361 | -0.001041 | -0.012612 | -0.00057 | -0.002129
8161 | COLETO0A | 1 | South | 633 | -0.098367 | -0.17518 | -0.000698 | 0.17518 | 0.000698 | -0.001498 | 0.00013 | -0.000628 | -0.014355 | -0.001498 | 0.00013 | -0.014355 | -0.014361 | 0.001489 | -0.014332 | -0.000545 | -0.000545 | -0.000541 | -0.000541 | -0.014341 | -0.01448 | -0.001683 | 0.000291 | -0.014357 | -0.000555 | 2.3e-05
8173 | VICEC51A | 5 | South | 144 | -0.10572 | -0.16804 | -0.00194 | 0.16804 | 0.00194 | -0.002348 | -0.000552 | -0.000799 | -0.01353 | -0.002348 | -0.000552 | -0.01353 | -0.01351 | 0.000482 | -0.013477 | -0.001515 | -0.001515 | -0.001509 | -0.001509 | -0.013489 | -0.013655 | -0.00254 | -0.000384 | -0.013531 | -0.000575 | -0.001069
8174 | VICEC61A | 6 | South | 188 | -0.10572 | -0.16804 | -0.00194 | 0.16804 | 0.00194 | -0.002348 | -0.000552 | -0.000799 | -0.01353 | -0.002348 | -0.000552 | -0.01353 | -0.01351 | 0.000482 | -0.013477 | -0.001515 | -0.001515 | -0.001509 | -0.001509 | -0.013489 | -0.013655 | -0.00254 | -0.000384 | -0.013531 | -0.000575 | -0.001069
8189 | CUECPL2A | 1 | South | 12 | -0.079531 | -0.19787 | -0.001335 | 0.19787 | 0.001335 | -0.001991 | -0.000195 | -0.000718 | -0.015268 | -0.001991 | -0.000195 | -0.015268 | -0.015262 | 0.001084 | -0.015229 | -0.001042 | -0.001042 | -0.001038 | -0.001038 | -0.015239 | -0.015427 | -0.002189 | -2.2e-05 | -0.015269 | -0.000725 | -0.000502
8262 | ELPS | 1 | South | 6 | -0.03411 | -0.11192 | 0.074505 | 0.11192 | -0.074505 | 0.051795 | 0.040812 | 0.009732 | 0.007356 | 0.051795 | 0.040812 | 0.007356 | 0.005873 | 0.059035 | 0.00562 | 0.058166 | 0.058166 | 0.058064 | 0.058064 | 0.005769 | 0.007869 | 0.052391 | 0.040291 | 0.00736 | 0.003676 | 0.065027
8456 | COSW#1 | 1 | South | 20 | -0.1041 | -0.16803 | -0.000383 | 0.16803 | 0.000383 | -0.001256 | 0.000293 | -0.000584 | -0.013611 | -0.001256 | 0.000293 | -0.013611 | -0.013622 | 0.001693 | -0.013594 | -0.000299 | -0.000299 | -0.000296 | -0.000296 | -0.013603 | -0.013725 | -0.001434 | 0.000448 | -0.013612 | -0.000497 | 0.000284
8457 | COSW#2 | 2 | South | 14 | -0.1041 | -0.16803 | -0.000383 | 0.16803 | 0.000383 | -0.001256 | 0.000293 | -0.000584 | -0.013611 | -0.001256 | 0.000293 | -0.013611 | -0.013622 | 0.001693 | -0.013594 | -0.000299 | -0.000299 | -0.000296 | -0.000296 | -0.013603 | -0.013725 | -0.001434 | 0.000448 | -0.013612 | -0.000497 | 0.000284
8461 | KOCH_UP0A | 1 | South | 38 | -0.10355 | -0.16845 | -0.000253 | 0.16845 | 0.000253 | -0.001165 | 0.000364 | -0.000567 | -0.013627 | -0.001165 | 0.000364 | -0.013627 | -0.013641 | 0.001796 | -0.013614 | -0.000197 | -0.000197 | -0.000194 | -0.000194 | -0.013622 | -0.01374 | -0.001342 | 0.000518 | -0.013629 | -0.000492 | 0.000397
8506 | VAL #1 | 1 | South | 20.9 | -0.10374 | -0.1683 | -0.000297 | 0.1683 | 0.000297 | -0.001196 | 0.00034 | -0.000573 | -0.013621 | -0.001196 | 0.00034 | -0.013621 | -0.013634 | 0.001761 | -0.013606 | -0.000232 | -0.000232 | -0.000229 | -0.000229 | -0.013614 | -0.013734 | -0.001373 | 0.000495 | -0.013622 | -0.000494 | 0.000359
8507 | VAL #2 | 2 | South | 20.9 | -0.10374 | -0.1683 | -0.000297 | 0.1683 | 0.000297 | -0.001196 | 0.00034 | -0.000573 | -0.013621 | -0.001196 | 0.00034 | -0.013621 | -0.013634 | 0.001761 | -0.013606 | -0.000232 | -0.000232 | -0.000229 | -0.000229 | -0.013614 | -0.013734 | -0.001373 | 0.000495 | -0.013622 | -0.000494 | 0.000359
8511 | OXY_CC0A | 1 | South | 30.3 | -0.10363 | -0.16844 | -0.000296 | 0.16844 | 0.000296 | -0.001196 | 0.000341 | -0.000572 | -0.013642 | -0.001196 | 0.000341 | -0.013642 | -0.013655 | 0.001763 | -0.013627 | -0.000231 | -0.000231 | -0.000228 | -0.000228 | -0.013635 | -0.013755 | -0.001373 | 0.000495 | -0.013643 | -0.000494 | 0.00036
8517 | CELANEBI0A | 1 | South | 29 | -0.10279 | -0.16893 | 2e-06 | 0.16893 | -2e-06 | -0.000987 | 0.000503 | -0.000531 | -0.013655 | -0.000987 | 0.000503 | -0.013655 | -0.013674 | 0.001996 | -0.013647 | 2e-06 | 2e-06 | 4e-06 | 4e-06 | -0.013655 | -0.013767 | -0.001162 | 0.000655 | -0.013656 | -0.000482 | 0.000619
8560 | CNOPGT1 | 1 | South | 148.3 | -0.10419 | -0.16795 | -0.0004 | 0.16795 | 0.0004 | -0.001267 | 0.000284 | -0.000587 | -0.013605 | -0.001267 | 0.000284 | -0.013605 | -0.013616 | 0.00168 | -0.013588 | -0.000312 | -0.000312 | -0.000309 | -0.000309 | -0.013596 | -0.013719 | -0.001445 | 0.000439 | -0.013606 | -0.000497 | 0.000269
8561 | CNOPGT2 | 2 | South | 148.6 | -0.10419 | -0.16795 | -0.0004 | 0.16795 | 0.0004 | -0.001267 | 0.000284 | -0.000587 | -0.013605 | -0.001267 | 0.000284 | -0.013605 | -0.013616 | 0.00168 | -0.013588 | -0.000312 | -0.000312 | -0.000309 | -0.000309 | -0.013596 | -0.013719 | -0.001445 | 0.000439 | -0.013606 | -0.000497 | 0.000269
8562 | CNOPST1 | 3 | South | 153 | -0.10419 | -0.16795 | -0.0004 | 0.16795 | 0.0004 | -0.001267 | 0.000284 | -0.000587 | -0.013605 | -0.001267 | 0.000284 | -0.013605 | -0.013616 | 0.00168 | -0.013588 | -0.000312 | -0.000312 | -0.000309 | -0.000309 | -0.013596 | -0.013719 | -0.001445 | 0.000439 | -0.013606 | -0.000497 | 0.000269
8926 | LGE_GT10A | 1 | South | 158 | -0.10583 | -0.16656 | -0.00073 | 0.16656 | 0.00073 | -0.001496 | 0.000103 | -0.000632 | -0.0135 | -0.001496 | 0.000103 | -0.0135 | -0.013504 | 0.001417 | -0.013475 | -0.00057 | -0.00057 | -0.000566 | -0.000566 | -0.013484 | -0.013614 | -0.001676 | 0.000261 | -0.013501 | -0.000506 | -2e-05
8927 | LGE_GT20A | 2 | South | 153 | -0.10583 | -0.16656 | -0.00073 | 0.16656 | 0.00073 | -0.001496 | 0.000103 | -0.000632 | -0.0135 | -0.001496 | 0.000103 | -0.0135 | -0.013504 | 0.001417 | -0.013475 | -0.00057 | -0.00057 | -0.000566 | -0.000566 | -0.013484 | -0.013614 | -0.001676 | 0.000261 | -0.013501 | -0.000506 | -2e-05
8928 | LGE_STG0A | 3 | South | 100 | -0.10583 | -0.16656 | -0.00073 | 0.16656 | 0.00073 | -0.001496 | 0.000103 | -0.000632 | -0.0135 | -0.001496 | 0.000103 | -0.0135 | -0.013504 | 0.001417 | -0.013475 | -0.00057 | -0.00057 | -0.000566 | -0.000566 | -0.013484 | -0.013614 | -0.001676 | 0.000261 | -0.013501 | -0.000506 | -2e-05
8930 | ICPGN10A | 1 | South | 149 | -0.10583 | -0.16656 | -0.00073 | 0.16656 | 0.00073 | -0.001496 | 0.000103 | -0.000632 | -0.0135 | -0.001496 | 0.000103 | -0.0135 | -0.013504 | 0.001417 | -0.013475 | -0.00057 | -0.00057 | -0.000566 | -0.000566 | -0.013484 | -0.013614 | -0.001676 | 0.000261 | -0.013501 | -0.000506 | -2e-05
8931 | ICPGN20A | 2 | South | 150 | -0.10583 | -0.16656 | -0.00073 | 0.16656 | 0.00073 | -0.001496 | 0.000103 | -0.000632 | -0.0135 | -0.001496 | 0.000103 | -0.0135 | -0.013504 | 0.001417 | -0.013475 | -0.00057 | -0.00057 | -0.000566 | -0.000566 | -0.013484 | -0.013614 | -0.001676 | 0.000261 | -0.013501 | -0.000506 | -2e-05
8932 | ICPGN30A | 3 | South | 127 | -0.10583 | -0.16656 | -0.00073 | 0.16656 | 0.00073 | -0.001496 | 0.000103 | -0.000632 | -0.0135 | -0.001496 | 0.000103 | -0.0135 | -0.013504 | 0.001417 | -0.013475 | -0.00057 | -0.00057 | -0.000566 | -0.000566 | -0.013484 | -0.013614 | -0.001676 | 0.000261 | -0.013501 | -0.000506 | -2e-05
8933 | FGNTS001 | 1 | South | 146.5 | -0.10068 | -0.16857 | 0.001564 | 0.16857 | -0.001564 | 0.000116 | 0.001349 | -0.000316 | -0.013329 | 0.000116 | 0.001349 | -0.013329 | -0.013379 | 0.003199 | -0.013358 | 0.001221 | 0.001221 | 0.001222 | 0.001222 | -0.013363 | -0.013429 | -4.3e-05 | 0.001488 | -0.013331 | -0.0004 | 0.001972
8934 | FGNTS101 | 2 | South | 147.9 | -0.10068 | -0.16857 | 0.001564 | 0.16857 | -0.001564 | 0.000116 | 0.001349 | -0.000316 | -0.013329 | 0.000116 | 0.001349 | -0.013329 | -0.013379 | 0.003199 | -0.013358 | 0.001221 | 0.001221 | 0.001222 | 0.001222 | -0.013363 | -0.013429 | -4.3e-05 | 0.001488 | -0.013331 | -0.0004 | 0.001972
8935 | FGNTS201 | 3 | South | 173 | -0.10068 | -0.16857 | 0.001564 | 0.16857 | -0.001564 | 0.000116 | 0.001349 | -0.000316 | -0.013329 | 0.000116 | 0.001349 | -0.013329 | -0.013379 | 0.003199 | -0.013358 | 0.001221 | 0.001221 | 0.001222 | 0.001222 | -0.013363 | -0.013429 | -4.3e-05 | 0.001488 | -0.013331 | -0.0004 | 0.001972
8936 | MVGN#1 | 1 | South | 216.6 | -0.10149 | -0.16877 | 0.000934 | 0.16877 | -0.000934 | -0.00033 | 0.001007 | -0.000403 | -0.013471 | -0.00033 | 0.001007 | -0.013471 | -0.013508 | 0.002714 | -0.013485 | 0.000729 | 0.000729 | 0.00073 | 0.00073 | -0.013491 | -0.013576 | -0.000495 | 0.001152 | -0.013472 | -0.000433 | 0.001426
8937 | MVGN#2 | 2 | South | 216.7 | -0.10149 | -0.16877 | 0.000934 | 0.16877 | -0.000934 | -0.00033 | 0.001007 | -0.000403 | -0.013471 | -0.00033 | 0.001007 | -0.013471 | -0.013508 | 0.002714 | -0.013485 | 0.000729 | 0.000729 | 0.00073 | 0.00073 | -0.013491 | -0.013576 | -0.000495 | 0.001152 | -0.013472 | -0.000433 | 0.001426
8938 | MVGN#3 | 3 | South | 250.9 | -0.10149 | -0.16877 | 0.000934 | 0.16877 | -0.000934 | -0.00033 | 0.001007 | -0.000403 | -0.013471 | -0.00033 | 0.001007 | -0.013471 | -0.013508 | 0.002714 | -0.013485 | 0.000729 | 0.000729 | 0.00073 | 0.00073 | -0.013491 | -0.013576 | -0.000495 | 0.001152 | -0.013472 | -0.000433 | 0.001426
8981 | HECN1 | 1 | South | 144.8 | -0.10149 | -0.16877 | 0.000931 | 0.16877 | -0.000931 | -0.000331 | 0.001006 | -0.000404 | -0.013471 | -0.000331 | 0.001006 | -0.013471 | -0.013509 | 0.002712 | -0.013486 | 0.000727 | 0.000727 | 0.000728 | 0.000728 | -0.013491 | -0.013576 | -0.000497 | 0.00115 | -0.013473 | -0.000434 | 0.001424
8982 | HECN2 | 2 | South | 144.1 | -0.10149 | -0.16877 | 0.000931 | 0.16877 | -0.000931 | -0.000331 | 0.001006 | -0.000404 | -0.013471 | -0.000331 | 0.001006 | -0.013471 | -0.013509 | 0.002712 | -0.013486 | 0.000727 | 0.000727 | 0.000728 | 0.000728 | -0.013491 | -0.013576 | -0.000497 | 0.00115 | -0.013473 | -0.000434 | 0.001424
8983 | HECN3 | 3 | South | 171.9 | -0.10149 | -0.16877 | 0.000931 | 0.16877 | -0.000931 | -0.000331 | 0.001006 | -0.000404 | -0.013471 | -0.000331 | 0.001006 | -0.013471 | -0.013509 | 0.002712 | -0.013486 | 0.000727 | 0.000727 | 0.000728 | 0.000728 | -0.013491 | -0.013576 | -0.000497 | 0.00115 | -0.013473 | -0.000434 | 0.001424
9000 | DECKR_G1 | 1 | South | 280 | -0.033953 | -0.25164 | -0.002315 | 0.25164 | 0.002315 | -0.002801 | -0.000672 | -0.000856 | -0.017285 | -0.002801 | -0.000672 | -0.017285 | -0.017262 | 0.000565 | -0.017222 | -0.001808 | -0.001808 | -0.001801 | -0.001801 | -0.017236 | -0.01754 | -0.00303 | -0.000472 | -0.017287 | -0.001187 | -0.001277
9001 | DECKR_G2 | 2 | South | 400 | -0.033953 | -0.25164 | -0.002315 | 0.25164 | 0.002315 | -0.002801 | -0.000672 | -0.000856 | -0.017285 | -0.002801 | -0.000672 | -0.017285 | -0.017262 | 0.000565 | -0.017222 | -0.001808 | -0.001808 | -0.001801 | -0.001801 | -0.017236 | -0.01754 | -0.00303 | -0.000472 | -0.017287 | -0.001187 | -0.001277
9002 | DECKR_G3 | 3 | South | 0 | -0.0327 | -0.2541 | -0.002598 | 0.2541 | 0.002598 | -0.00299 | -0.000826 | -0.000896 | -0.016885 | -0.00299 | -0.000826 | -0.016885 | -0.016856 | 0.000328 | -0.016815 | -0.002028 | -0.002028 | -0.002022 | -0.002022 | -0.01683 | -0.017139 | -0.00322 | -0.000626 | -0.016887 | -0.00118 | -0.001528
9003 | DECKR_G4 | 4 | South | 44 | -0.0327 | -0.2541 | -0.002598 | 0.2541 | 0.002598 | -0.00299 | -0.000826 | -0.000896 | -0.016885 | -0.00299 | -0.000826 | -0.016885 | -0.016856 | 0.000328 | -0.016815 | -0.002028 | -0.002028 | -0.002022 | -0.002022 | -0.01683 | -0.017139 | -0.00322 | -0.000626 | -0.016887 | -0.00118 | -0.001528
9004 | DECKR_G5 | 5 | South | 44 | -0.0327 | -0.2541 | -0.002598 | 0.2541 | 0.002598 | -0.00299 | -0.000826 | -0.000896 | -0.016885 | -0.00299 | -0.000826 | -0.016885 | -0.016856 | 0.000328 | -0.016815 | -0.002028 | -0.002028 | -0.002022 | -0.002022 | -0.01683 | -0.017139 | -0.00322 | -0.000626 | -0.016887 | -0.00118 | -0.001528
9005 | DECKR_G6 | 6 | South | 44 | -0.0327 | -0.2541 | -0.002598 | 0.2541 | 0.002598 | -0.00299 | -0.000826 | -0.000896 | -0.016885 | -0.00299 | -0.000826 | -0.016885 | -0.016856 | 0.000328 | -0.016815 | -0.002028 | -0.002028 | -0.002022 | -0.002022 | -0.01683 | -0.017139 | -0.00322 | -0.000626 | -0.016887 | -0.00118 | -0.001528
9016 | SANDH_G1 | 1 | South | 45 | -0.035725 | -0.25031 | -0.002304 | 0.25031 | 0.002304 | -0.002789 | -0.000668 | -0.000854 | -0.017254 | -0.002789 | -0.000668 | -0.017254 | -0.017231 | 0.000564 | -0.017192 | -0.001799 | -0.001799 | -0.001793 | -0.001793 | -0.017205 | -0.017505 | -0.003016 | -0.000469 | -0.017256 | -0.001167 | -0.00127
9017 | SANDH_G2 | 2 | South | 45 | -0.035725 | -0.25031 | -0.002304 | 0.25031 | 0.002304 | -0.002789 | -0.000668 | -0.000854 | -0.017254 | -0.002789 | -0.000668 | -0.017254 | -0.017231 | 0.000564 | -0.017192 | -0.001799 | -0.001799 | -0.001793 | -0.001793 | -0.017205 | -0.017505 | -0.003016 | -0.000469 | -0.017256 | -0.001167 | -0.00127
9018 | SANDH_G3 | 3 | South | 45 | -0.035725 | -0.25031 | -0.002304 | 0.25031 | 0.002304 | -0.002789 | -0.000668 | -0.000854 | -0.017254 | -0.002789 | -0.000668 | -0.017254 | -0.017231 | 0.000564 | -0.017192 | -0.001799 | -0.001799 | -0.001793 | -0.001793 | -0.017205 | -0.017505 | -0.003016 | -0.000469 | -0.017256 | -0.001167 | -0.00127
9019 | SANDH_G4 | 4 | South | 0 | -0.035725 | -0.25031 | -0.002304 | 0.25031 | 0.002304 | -0.002789 | -0.000668 | -0.000854 | -0.017254 | -0.002789 | -0.000668 | -0.017254 | -0.017231 | 0.000564 | -0.017192 | -0.001799 | -0.001799 | -0.001793 | -0.001793 | -0.017205 | -0.017505 | -0.003016 | -0.000469 | -0.017256 | -0.001167 | -0.00127
9020 | SANDHG5A | 5A | South | 150 | -0.035725 | -0.25031 | -0.002304 | 0.25031 | 0.002304 | -0.002789 | -0.000668 | -0.000854 | -0.017254 | -0.002789 | -0.000668 | -0.017254 | -0.017231 | 0.000564 | -0.017192 | -0.001799 | -0.001799 | -0.001793 | -0.001793 | -0.017205 | -0.017505 | -0.003016 | -0.000469 | -0.017256 | -0.001167 | -0.00127
9021 | SANDHG5C | 5C | South | 140 | -0.035725 | -0.25031 | -0.002304 | 0.25031 | 0.002304 | -0.002789 | -0.000668 | -0.000854 | -0.017254 | -0.002789 | -0.000668 | -0.017254 | -0.017231 | 0.000564 | -0.017192 | -0.001799 | -0.001799 | -0.001793 | -0.001793 | -0.017205 | -0.017505 | -0.003016 | -0.000469 | -0.017256 | -0.001167 | -0.00127
11001 | NAV1CT | 1 | West | 70.4 | 0.1376 | 0.15038 | 0.3527 | -0.15038 | -0.3527 | 0.28865 | 0.18495 | 0.047267 | 0.0492 | 0.28865 | 0.18495 | 0.0492 | 0.043014 | 0.19954 | 0.040858 | 0.27541 | 0.27541 | 0.27481 | 0.27481 | 0.041689 | 0.047733 | 0.29913 | 0.17579 | 0.049283 | 0.009493 | 0.2808
11009 | NAV2CT | 1 | West | 71.4 | 0.1376 | 0.15038 | 0.3527 | -0.15038 | -0.3527 | 0.28865 | 0.18495 | 0.047267 | 0.0492 | 0.28865 | 0.18495 | 0.0492 | 0.043014 | 0.19954 | 0.040858 | 0.27541 | 0.27541 | 0.27481 | 0.27481 | 0.041689 | 0.047733 | 0.29913 | 0.17579 | 0.049283 | 0.009493 | 0.2808
11011 | NAV3ST | 1 | West | 92.8 | 0.1376 | 0.15038 | 0.3527 | -0.15038 | -0.3527 | 0.28865 | 0.18495 | 0.047267 | 0.0492 | 0.28865 | 0.18495 | 0.0492 | 0.043014 | 0.19954 | 0.040858 | 0.27541 | 0.27541 | 0.27481 | 0.27481 | 0.041689 | 0.047733 | 0.29913 | 0.17579 | 0.049283 | 0.009493 | 0.2808
11012 | NAV4CT | 1 | West | 80 | 0.1376 | 0.15038 | 0.3527 | -0.15038 | -0.3527 | 0.28865 | 0.18495 | 0.047267 | 0.0492 | 0.28865 | 0.18495 | 0.0492 | 0.043014 | 0.19954 | 0.040858 | 0.27541 | 0.27541 | 0.27481 | 0.27481 | 0.041689 | 0.047733 | 0.29913 | 0.17579 | 0.049283 | 0.009493 | 0.2808
11013 | NAV5CT | 1 | West | 80 | 0.1376 | 0.15038 | 0.3527 | -0.15038 | -0.3527 | 0.28865 | 0.18495 | 0.047267 | 0.0492 | 0.28865 | 0.18495 | 0.0492 | 0.043014 | 0.19954 | 0.040858 | 0.27541 | 0.27541 | 0.27481 | 0.27481 | 0.041689 | 0.047733 | 0.29913 | 0.17579 | 0.049283 | 0.009493 | 0.2808
11014 | NAV6ST | 1 | West | 115 | 0.1376 | 0.15038 | 0.3527 | -0.15038 | -0.3527 | 0.28865 | 0.18495 | 0.047267 | 0.0492 | 0.28865 | 0.18495 | 0.0492 | 0.043014 | 0.19954 | 0.040858 | 0.27541 | 0.27541 | 0.27481 | 0.27481 | 0.041689 | 0.047733 | 0.29913 | 0.17579 | 0.049283 | 0.009493 | 0.2808
11020 | TIEHVSG_1G | 1 | West | 208.2 | 0.13759 | 0.15036 | 0.35265 | -0.15036 | -0.35265 | 0.28858 | 0.18493 | 0.047276 | 0.049209 | 0.28858 | 0.18493 | 0.049209 | 0.043024 | 0.19956 | 0.040869 | 0.27536 | 0.27536 | 0.27477 | 0.27477 | 0.041699 | 0.047745 | 0.29906 | 0.17578 | 0.049293 | 0.009497 | 0.28077
11021 | TIEHVCG_1G | 1 | West | 142.1 | 0.13759 | 0.15036 | 0.35265 | -0.15036 | -0.35265 | 0.28858 | 0.18493 | 0.047276 | 0.049209 | 0.28858 | 0.18493 | 0.049209 | 0.043024 | 0.19956 | 0.040869 | 0.27536 | 0.27536 | 0.27477 | 0.27477 | 0.041699 | 0.047745 | 0.29906 | 0.17578 | 0.049293 | 0.009497 | 0.28077
11022 | TIEHVCG_2G | 1 | West | 132.4 | 0.13759 | 0.15036 | 0.35265 | -0.15036 | -0.35265 | 0.28858 | 0.18493 | 0.047276 | 0.049209 | 0.28858 | 0.18493 | 0.049209 | 0.043024 | 0.19956 | 0.040869 | 0.27536 | 0.27536 | 0.27477 | 0.27477 | 0.041699 | 0.047745 | 0.29906 | 0.17578 | 0.049293 | 0.009497 | 0.28077
11023 | TIEHVCG_3G | 1 | West | 137.4 | 0.13759 | 0.15036 | 0.35265 | -0.15036 | -0.35265 | 0.28858 | 0.18493 | 0.047276 | 0.049209 | 0.28858 | 0.18493 | 0.049209 | 0.043024 | 0.19956 | 0.040869 | 0.27536 | 0.27536 | 0.27477 | 0.27477 | 0.041699 | 0.047745 | 0.29906 | 0.17578 | 0.049293 | 0.009497 | 0.28077
11024 | TIEHVCG_4G | 1 | West | 147 | 0.13759 | 0.15036 | 0.35265 | -0.15036 | -0.35265 | 0.28858 | 0.18493 | 0.047276 | 0.049209 | 0.28858 | 0.18493 | 0.049209 | 0.043024 | 0.19956 | 0.040869 | 0.27536 | 0.27536 | 0.27477 | 0.27477 | 0.041699 | 0.047745 | 0.29906 | 0.17578 | 0.049293 | 0.009497 | 0.28077
11025 | TIEHVSG_2G | 1 | West | 213.2 | 0.13759 | 0.15036 | 0.35265 | -0.15036 | -0.35265 | 0.28858 | 0.18493 | 0.047276 | 0.049209 | 0.28858 | 0.18493 | 0.049209 | 0.043024 | 0.19956 | 0.040869 | 0.27536 | 0.27536 | 0.27477 | 0.27477 | 0.041699 | 0.047745 | 0.29906 | 0.17578 | 0.049293 | 0.009497 | 0.28077
11691 | KMICHICT1_G | 1 | North | 144 | 0.16475 | 0.16897 | -0.031873 | -0.16897 | 0.031873 | -0.022439 | -0.017978 | -0.004932 | 0.010168 | -0.022439 | -0.017978 | 0.010168 | 0.010797 | -0.025049 | 0.010903 | -0.024881 | -0.024881 | -0.024837 | -0.024837 | 0.010847 | 0.010555 | -0.022744 | -0.017712 | 0.010166 | 0.000171 | -0.02764
11692 | KMICHICT2_G | 2 | North | 146 | 0.16475 | 0.16897 | -0.031873 | -0.16897 | 0.031873 | -0.022439 | -0.017978 | -0.004932 | 0.010168 | -0.022439 | -0.017978 | 0.010168 | 0.010797 | -0.025049 | 0.010903 | -0.024881 | -0.024881 | -0.024837 | -0.024837 | 0.010847 | 0.010555 | -0.022744 | -0.017712 | 0.010166 | 0.000171 | -0.02764
11693 | KMICHIST3_G | 3 | North | 312 | 0.16475 | 0.16897 | -0.031873 | -0.16897 | 0.031873 | -0.022439 | -0.017978 | -0.004932 | 0.010168 | -0.022439 | -0.017978 | 0.010168 | 0.010797 | -0.025049 | 0.010903 | -0.024881 | -0.024881 | -0.024837 | -0.024837 | 0.010847 | 0.010555 | -0.022744 | -0.017712 | 0.010166 | 0.000171 | -0.02764
11694 | KMICHICT4_G | 4 | North | 144 | 0.16475 | 0.16897 | -0.031873 | -0.16897 | 0.031873 | -0.022439 | -0.017978 | -0.004932 | 0.010168 | -0.022439 | -0.017978 | 0.010168 | 0.010797 | -0.025049 | 0.010903 | -0.024881 | -0.024881 | -0.024837 | -0.024837 | 0.010847 | 0.010555 | -0.022744 | -0.017712 | 0.010166 | 0.000171 | -0.02764
11695 | KMICHICT5_G | 5 | North | 148 | 0.16475 | 0.16897 | -0.031873 | -0.16897 | 0.031873 | -0.022439 | -0.017978 | -0.004932 | 0.010168 | -0.022439 | -0.017978 | 0.010168 | 0.010797 | -0.025049 | 0.010903 | -0.024881 | -0.024881 | -0.024837 | -0.024837 | 0.010847 | 0.010555 | -0.022744 | -0.017712 | 0.010166 | 0.000171 | -0.02764
11696 | KMICHIST6_G | 6 | North | 310 | 0.16475 | 0.16897 | -0.031873 | -0.16897 | 0.031873 | -0.022439 | -0.017978 | -0.004932 | 0.010168 | -0.022439 | -0.017978 | 0.010168 | 0.010797 | -0.025049 | 0.010903 | -0.024881 | -0.024881 | -0.024837 | -0.024837 | 0.010847 | 0.010555 | -0.022744 | -0.017712 | 0.010166 | 0.000171 | -0.02764
12322 | ENNSTRAC_1G | 1 | North | 196 | 0.16133 | 0.17361 | -0.026712 | -0.17361 | 0.026712 | -0.019065 | -0.014247 | -0.004242 | 0.008873 | -0.019065 | -0.014247 | 0.008873 | 0.009395 | -0.02009 | 0.009501 | -0.020853 | -0.020853 | -0.020815 | -0.020815 | 0.009441 | 0.008864 | -0.019366 | -0.013984 | 0.00887 | -0.000179 | -0.023002
12323 | ENNSTRAC_2G | 2 | North | 116 | 0.16133 | 0.17361 | -0.026712 | -0.17361 | 0.026712 | -0.019065 | -0.014247 | -0.004242 | 0.008873 | -0.019065 | -0.014247 | 0.008873 | 0.009395 | -0.02009 | 0.009501 | -0.020853 | -0.020853 | -0.020815 | -0.020815 | 0.009441 | 0.008864 | -0.019366 | -0.013984 | 0.00887 | -0.000179 | -0.023002
12411 | FPLEFR1A_G | 1 | North | 161 | 0.16825 | 0.16464 | -0.03006 | -0.16464 | 0.03006 | -0.021233 | -0.016574 | -0.004641 | 0.009399 | -0.021233 | -0.016574 | 0.009399 | 0.009991 | -0.023291 | 0.010098 | -0.023466 | -0.023466 | -0.023425 | -0.023425 | 0.010039 | 0.009661 | -0.021533 | -0.016312 | 0.009397 | 6.4e-05 | -0.026024
12412 | FPLEFR1B_G | 2 | North | 164 | 0.16825 | 0.16464 | -0.03006 | -0.16464 | 0.03006 | -0.021233 | -0.016574 | -0.004641 | 0.009399 | -0.021233 | -0.016574 | 0.009399 | 0.009991 | -0.023291 | 0.010098 | -0.023466 | -0.023466 | -0.023425 | -0.023425 | 0.010039 | 0.009661 | -0.021533 | -0.016312 | 0.009397 | 6.4e-05 | -0.026024
12413 | FPLEFR1C_G | 3 | North | 164 | 0.16825 | 0.16464 | -0.03006 | -0.16464 | 0.03006 | -0.021233 | -0.016574 | -0.004641 | 0.009399 | -0.021233 | -0.016574 | 0.009399 | 0.009991 | -0.023291 | 0.010098 | -0.023466 | -0.023466 | -0.023425 | -0.023425 | 0.010039 | 0.009661 | -0.021533 | -0.016312 | 0.009397 | 6.4e-05 | -0.026024
12414 | FPLEFR1S_G | 4 | North | 414 | 0.16825 | 0.16464 | -0.03006 | -0.16464 | 0.03006 | -0.021233 | -0.016574 | -0.004641 | 0.009399 | -0.021233 | -0.016574 | 0.009399 | 0.009991 | -0.023291 | 0.010098 | -0.023466 | -0.023466 | -0.023425 | -0.023425 | 0.010039 | 0.009661 | -0.021533 | -0.016312 | 0.009397 | 6.4e-05 | -0.026024
12421 | FPLEFR2A_G | 1 | North | 162 | 0.16825 | 0.16464 | -0.03006 | -0.16464 | 0.03006 | -0.021233 | -0.016574 | -0.004641 | 0.009399 | -0.021233 | -0.016574 | 0.009399 | 0.009991 | -0.023291 | 0.010098 | -0.023466 | -0.023466 | -0.023425 | -0.023425 | 0.010039 | 0.009661 | -0.021533 | -0.016312 | 0.009397 | 6.4e-05 | -0.026024
12422 | FPLEFR2B_G | 2 | North | 161 | 0.16825 | 0.16464 | -0.03006 | -0.16464 | 0.03006 | -0.021233 | -0.016574 | -0.004641 | 0.009399 | -0.021233 | -0.016574 | 0.009399 | 0.009991 | -0.023291 | 0.010098 | -0.023466 | -0.023466 | -0.023425 | -0.023425 | 0.010039 | 0.009661 | -0.021533 | -0.016312 | 0.009397 | 6.4e-05 | -0.026024
12423 | FPLEFR2C_G | 3 | North | 163 | 0.16825 | 0.16464 | -0.03006 | -0.16464 | 0.03006 | -0.021233 | -0.016574 | -0.004641 | 0.009399 | -0.021233 | -0.016574 | 0.009399 | 0.009991 | -0.023291 | 0.010098 | -0.023466 | -0.023466 | -0.023425 | -0.023425 | 0.010039 | 0.009661 | -0.021533 | -0.016312 | 0.009397 | 6.4e-05 | -0.026024
12424 | FPLEFR2S_G | 4 | North | 415 | 0.16825 | 0.16464 | -0.03006 | -0.16464 | 0.03006 | -0.021233 | -0.016574 | -0.004641 | 0.009399 | -0.021233 | -0.016574 | 0.009399 | 0.009991 | -0.023291 | 0.010098 | -0.023466 | -0.023466 | -0.023425 | -0.023425 | 0.010039 | 0.009661 | -0.021533 | -0.016312 | 0.009397 | 6.4e-05 | -0.026024
12440 | PARKD_1SVC8 | 1 | North | 0 | 0.1667 | 0.16735 | -0.029962 | -0.16735 | 0.029962 | -0.021169 | -0.016432 | -0.004622 | 0.00951 | -0.021169 | -0.016432 | 0.00951 | 0.0101 | -0.023157 | 0.010208 | -0.023389 | -0.023389 | -0.023348 | -0.023348 | 0.010148 | 0.009747 | -0.021469 | -0.01617 | 0.009508 | 5.1e-05 | -0.025935
12449 | PARKD_2SVC8 | 1 | North | 0 | 0.1667 | 0.16735 | -0.029962 | -0.16735 | 0.029962 | -0.021169 | -0.016432 | -0.004622 | 0.00951 | -0.021169 | -0.016432 | 0.00951 | 0.0101 | -0.023157 | 0.010208 | -0.023389 | -0.023389 | -0.023348 | -0.023348 | 0.010148 | 0.009747 | -0.021469 | -0.01617 | 0.009508 | 5.1e-05 | -0.025935
13116 | TGATEWAY_1G | 1 | North | 151 | 0.1766 | 0.15244 | -0.027838 | -0.15244 | 0.027838 | -0.019763 | -0.015123 | -0.004333 | 0.008154 | -0.019763 | -0.015123 | 0.008154 | 0.0087 | -0.021273 | 0.008805 | -0.021732 | -0.021732 | -0.021693 | -0.021693 | 0.008747 | 0.008309 | -0.020058 | -0.014865 | 0.008152 | -4.4e-05 | -0.024038
13117 | TGATEWAY_2G | 2 | North | 130 | 0.1766 | 0.15244 | -0.027838 | -0.15244 | 0.027838 | -0.019763 | -0.015123 | -0.004333 | 0.008154 | -0.019763 | -0.015123 | 0.008154 | 0.0087 | -0.021273 | 0.008805 | -0.021732 | -0.021732 | -0.021693 | -0.021693 | 0.008747 | 0.008309 | -0.020058 | -0.014865 | 0.008152 | -4.4e-05 | -0.024038
13118 | TGATEWAY_3G | 3 | North | 148 | 0.1766 | 0.15244 | -0.027838 | -0.15244 | 0.027838 | -0.019763 | -0.015123 | -0.004333 | 0.008154 | -0.019763 | -0.015123 | 0.008154 | 0.0087 | -0.021273 | 0.008805 | -0.021732 | -0.021732 | -0.021693 | -0.021693 | 0.008747 | 0.008309 | -0.020058 | -0.014865 | 0.008152 | -4.4e-05 | -0.024038
13119 | TGATEWAY_4G | 4 | North | 399 | 0.1766 | 0.15244 | -0.027838 | -0.15244 | 0.027838 | -0.019763 | -0.015123 | -0.004333 | 0.008154 | -0.019763 | -0.015123 | 0.008154 | 0.0087 | -0.021273 | 0.008805 | -0.021732 | -0.021732 | -0.021693 | -0.021693 | 0.008747 | 0.008309 | -0.020058 | -0.014865 | 0.008152 | -4.4e-05 | -0.024038
13131 | CALFREST_1G | 1 | North | 150.7 | 0.18922 | 0.1352 | -0.025319 | -0.1352 | 0.025319 | -0.018091 | -0.013504 | -0.003979 | 0.006625 | -0.018091 | -0.013504 | 0.006625 | 0.00712 | -0.019006 | 0.007221 | -0.019765 | -0.019765 | -0.019729 | -0.019729 | 0.007165 | 0.006667 | -0.018381 | -0.013252 | 0.006623 | -0.000156 | -0.02179
13132 | CALFREST_2G | 2 | North | 151 | 0.18922 | 0.1352 | -0.025319 | -0.1352 | 0.025319 | -0.018091 | -0.013504 | -0.003979 | 0.006625 | -0.018091 | -0.013504 | 0.006625 | 0.00712 | -0.019006 | 0.007221 | -0.019765 | -0.019765 | -0.019729 | -0.019729 | 0.007165 | 0.006667 | -0.018381 | -0.013252 | 0.006623 | -0.000156 | -0.02179
13133 | CALFREST_3G | 3 | North | 177.4 | 0.18922 | 0.1352 | -0.025319 | -0.1352 | 0.025319 | -0.018091 | -0.013504 | -0.003979 | 0.006625 | -0.018091 | -0.013504 | 0.006625 | 0.00712 | -0.019006 | 0.007221 | -0.019765 | -0.019765 | -0.019729 | -0.019729 | 0.007165 | 0.006667 | -0.018381 | -0.013252 | 0.006623 | -0.000156 | -0.02179
13134 | CALFREST_4G | 4 | North | 151.5 | 0.1887 | 0.13583 | -0.025414 | -0.13583 | 0.025414 | -0.018155 | -0.013573 | -0.003994 | 0.006676 | -0.018155 | -0.013573 | 0.006676 | 0.007173 | -0.019095 | 0.007273 | -0.019839 | -0.019839 | -0.019803 | -0.019803 | 0.007217 | 0.006724 | -0.018444 | -0.01332 | 0.006674 | -0.000152 | -0.021875
13135 | CALFREST_5G | 5 | North | 152.3 | 0.1887 | 0.13583 | -0.025414 | -0.13583 | 0.025414 | -0.018155 | -0.013573 | -0.003994 | 0.006676 | -0.018155 | -0.013573 | 0.006676 | 0.007173 | -0.019095 | 0.007273 | -0.019839 | -0.019839 | -0.019803 | -0.019803 | 0.007217 | 0.006724 | -0.018444 | -0.01332 | 0.006674 | -0.000152 | -0.021875
13136 | CALFREST_6G | 6 | North | 177.5 | 0.1887 | 0.13583 | -0.025414 | -0.13583 | 0.025414 | -0.018155 | -0.013573 | -0.003994 | 0.006676 | -0.018155 | -0.013573 | 0.006676 | 0.007173 | -0.019095 | 0.007273 | -0.019839 | -0.019839 | -0.019803 | -0.019803 | 0.007217 | 0.006724 | -0.018444 | -0.01332 | 0.006674 | -0.000152 | -0.021875
13432 | SANDOW_5G | 5 | South | 581 | 0.014252 | -0.3098 | -0.007788 | 0.3098 | 0.007788 | -0.00647 | -0.003661 | -0.001644 | -0.009779 | -0.00647 | -0.003661 | -0.009779 | -0.009644 | -0.004003 | -0.009589 | -0.00608 | -0.00608 | -0.006067 | -0.006067 | -0.009613 | -0.010028 | -0.006718 | -0.003444 | -0.009781 | -0.001038 | -0.006138
32798 | BRYN_TAMUGEN | 1 | North | 32 | 0.23826 | 0.024002 | -0.018367 | -0.024002 | 0.018367 | -0.013448 | -0.009636 | -0.003046 | 0.000241 | -0.013448 | -0.009636 | 0.000241 | 0.000594 | -0.013137 | 0.000676 | -0.014338 | -0.014338 | -0.014312 | -0.014312 | 0.000633 | 0.000205 | -0.013715 | -0.009403 | 0.000239 | -0.00039 | -0.015605
32883 | BRYN_DNSBY3 | 1 | North | 0 | 0.2296 | 0.019521 | -0.018278 | -0.019521 | 0.018278 | -0.013392 | -0.009583 | -0.003036 | 0.00018 | -0.013392 | -0.009583 | 0.00018 | 0.00053 | -0.013053 | 0.000612 | -0.014269 | -0.014269 | -0.014242 | -0.014242 | 0.000569 | 0.000138 | -0.01366 | -0.009349 | 0.000178 | -0.000406 | -0.015524
32884 | BRYN_DNSBY13 | 1 | North | 46 | 0.2296 | 0.019521 | -0.018278 | -0.019521 | 0.018278 | -0.013392 | -0.009583 | -0.003036 | 0.00018 | -0.013392 | -0.009583 | 0.00018 | 0.00053 | -0.013053 | 0.000612 | -0.014269 | -0.014269 | -0.014242 | -0.014242 | 0.000569 | 0.000138 | -0.01366 | -0.009349 | 0.000178 | -0.000406 | -0.015524
32888 | BRYN_ATKINS7 | 1 | North | 13.6 | 0.23366 | 0.022759 | -0.018309 | -0.022759 | 0.018309 | -0.013412 | -0.009601 | -0.00304 | 0.000225 | -0.013412 | -0.009601 | 0.000225 | 0.000576 | -0.013081 | 0.000658 | -0.014293 | -0.014293 | -0.014266 | -0.014266 | 0.000614 | 0.000184 | -0.01368 | -0.009367 | 0.000222 | -0.000402 | -0.015552
32892 | BRYN_DNSBY14 | 1 | North | 84 | 0.2296 | 0.019521 | -0.018278 | -0.019521 | 0.018278 | -0.013392 | -0.009583 | -0.003036 | 0.00018 | -0.013392 | -0.009583 | 0.00018 | 0.00053 | -0.013053 | 0.000612 | -0.014269 | -0.014269 | -0.014242 | -0.014242 | 0.000569 | 0.000138 | -0.01366 | -0.009349 | 0.000178 | -0.000406 | -0.015524
36998 | RDCNYNG1 | 1 | West | 16.8 | 0.13933 | 0.1534 | 0.32521 | -0.1534 | -0.32521 | 0.25257 | 0.19084 | 0.083181 | 0.046316 | 0.25257 | 0.19084 | 0.046316 | 0.040352 | 0.21874 | 0.038933 | 0.25392 | 0.25392 | 0.2534 | 0.2534 | 0.039391 | 0.044887 | 0.25984 | 0.18449 | 0.046375 | 0.009722 | 0.26735
38332 | TNWDWRDU2_8 | 1 | West | 20 | 0.12723 | 0.13325 | 0.32677 | -0.13325 | -0.32677 | 0.25628 | 0.1735 | 0.044836 | 0.055542 | 0.25628 | 0.1735 | 0.055542 | 0.049598 | 0.20538 | 0.047847 | 0.25514 | 0.25514 | 0.25462 | 0.25462 | 0.048583 | 0.055366 | 0.26403 | 0.16674 | 0.055604 | 0.011333 | 0.26708
38437 | TNSRBNMESA9 | 1 | West | 37.5 | 0.12717 | 0.13315 | 0.32662 | -0.13315 | -0.32662 | 0.2561 | 0.17344 | 0.044814 | 0.05558 | 0.2561 | 0.17344 | 0.05558 | 0.049636 | 0.20541 | 0.047888 | 0.25503 | 0.25503 | 0.25451 | 0.25451 | 0.048624 | 0.055411 | 0.26384 | 0.16668 | 0.055642 | 0.011343 | 0.267
38580 | TNBP_CGN1_8 | 1 | Houston | 70.8 | -0.17539 | -0.061635 | -0.012074 | 0.061635 | 0.012074 | -0.009213 | -0.006149 | -0.002184 | -0.00566 | -0.009213 | -0.006149 | -0.00566 | -0.005435 | -0.007885 | -0.005371 | -0.009426 | -0.009426 | -0.009407 | -0.009407 | -0.005403 | -0.005738 | -0.009455 | -0.005938 | -0.005662 | -0.000502 | -0.010026
38590 | TNBP_CGN2_8 | 2 | Houston | 66.7 | -0.17539 | -0.061635 | -0.012074 | 0.061635 | 0.012074 | -0.009213 | -0.006149 | -0.002184 | -0.00566 | -0.009213 | -0.006149 | -0.00566 | -0.005435 | -0.007885 | -0.005371 | -0.009426 | -0.009426 | -0.009407 | -0.009407 | -0.005403 | -0.005738 | -0.009455 | -0.005938 | -0.005662 | -0.000502 | -0.010026
38600 | TNBP_CGN3_8 | 5 | Houston | 53 | -0.17539 | -0.061635 | -0.012074 | 0.061635 | 0.012074 | -0.009213 | -0.006149 | -0.002184 | -0.00566 | -0.009213 | -0.006149 | -0.00566 | -0.005435 | -0.007885 | -0.005371 | -0.009426 | -0.009426 | -0.009407 | -0.009407 | -0.005403 | -0.005738 | -0.009455 | -0.005938 | -0.005662 | -0.000502 | -0.010026
38611 | TNBPAMCG1_8 | 1 | Houston | 153.2 | -0.17539 | -0.061635 | -0.012074 | 0.061635 | 0.012074 | -0.009213 | -0.006149 | -0.002184 | -0.00566 | -0.009213 | -0.006149 | -0.00566 | -0.005435 | -0.007885 | -0.005371 | -0.009426 | -0.009426 | -0.009407 | -0.009407 | -0.005403 | -0.005738 | -0.009455 | -0.005938 | -0.005662 | -0.000502 | -0.010026
38612 | TNBPAMCG2_8 | 2 | Houston | 153.5 | -0.17539 | -0.061635 | -0.012074 | 0.061635 | 0.012074 | -0.009213 | -0.006149 | -0.002184 | -0.00566 | -0.009213 | -0.006149 | -0.00566 | -0.005435 | -0.007885 | -0.005371 | -0.009426 | -0.009426 | -0.009407 | -0.009407 | -0.005403 | -0.005738 | -0.009455 | -0.005938 | -0.005662 | -0.000502 | -0.010026
38613 | TNBPAMCG3_8 | 3 | Houston | 152.3 | -0.17539 | -0.061635 | -0.012074 | 0.061635 | 0.012074 | -0.009213 | -0.006149 | -0.002184 | -0.00566 | -0.009213 | -0.006149 | -0.00566 | -0.005435 | -0.007885 | -0.005371 | -0.009426 | -0.009426 | -0.009407 | -0.009407 | -0.005403 | -0.005738 | -0.009455 | -0.005938 | -0.005662 | -0.000502 | -0.010026
38614 | TNBPAMCG4_8 | 4 | Houston | 96 | -0.17539 | -0.061635 | -0.012074 | 0.061635 | 0.012074 | -0.009213 | -0.006149 | -0.002184 | -0.00566 | -0.009213 | -0.006149 | -0.00566 | -0.005435 | -0.007885 | -0.005371 | -0.009426 | -0.009426 | -0.009407 | -0.009407 | -0.005403 | -0.005738 | -0.009455 | -0.005938 | -0.005662 | -0.000502 | -0.010026
38615 | TNBPAMCG5_8 | 1 | Houston | 244 | -0.17539 | -0.061635 | -0.012074 | 0.061635 | 0.012074 | -0.009213 | -0.006149 | -0.002184 | -0.00566 | -0.009213 | -0.006149 | -0.00566 | -0.005435 | -0.007885 | -0.005371 | -0.009426 | -0.009426 | -0.009407 | -0.009407 | -0.005403 | -0.005738 | -0.009455 | -0.005938 | -0.005662 | -0.000502 | -0.010026
38690 | TNBP_CGN4_8 | 3 | Houston | 40 | -0.17539 | -0.061635 | -0.012074 | 0.061635 | 0.012074 | -0.009213 | -0.006149 | -0.002184 | -0.00566 | -0.009213 | -0.006149 | -0.00566 | -0.005435 | -0.007885 | -0.005371 | -0.009426 | -0.009426 | -0.009407 | -0.009407 | -0.005403 | -0.005738 | -0.009455 | -0.005938 | -0.005662 | -0.000502 | -0.010026
38711 | TNTXCTY1CG8 | 1 | Houston | 100.3 | -0.17539 | -0.061635 | -0.012074 | 0.061635 | 0.012074 | -0.009213 | -0.006149 | -0.002184 | -0.00566 | -0.009213 | -0.006149 | -0.00566 | -0.005435 | -0.007885 | -0.005371 | -0.009426 | -0.009426 | -0.009407 | -0.009407 | -0.005403 | -0.005738 | -0.009455 | -0.005938 | -0.005662 | -0.000502 | -0.010026
38712 | TNTXCTY2CG8 | 1 | Houston | 92.9 | -0.17539 | -0.061635 | -0.012074 | 0.061635 | 0.012074 | -0.009213 | -0.006149 | -0.002184 | -0.00566 | -0.009213 | -0.006149 | -0.00566 | -0.005435 | -0.007885 | -0.005371 | -0.009426 | -0.009426 | -0.009407 | -0.009407 | -0.005403 | -0.005738 | -0.009455 | -0.005938 | -0.005662 | -0.000502 | -0.010026
38713 | TNTXCTY3CG8 | 1 | Houston | 102.7 | -0.17539 | -0.061635 | -0.012074 | 0.061635 | 0.012074 | -0.009213 | -0.006149 | -0.002184 | -0.00566 | -0.009213 | -0.006149 | -0.00566 | -0.005435 | -0.007885 | -0.005371 | -0.009426 | -0.009426 | -0.009407 | -0.009407 | -0.005403 | -0.005738 | -0.009455 | -0.005938 | -0.005662 | -0.000502 | -0.010026
38714 | TNTXCTY4CG8 | 1 | Houston | 103 | -0.17539 | -0.061635 | -0.012074 | 0.061635 | 0.012074 | -0.009213 | -0.006149 | -0.002184 | -0.00566 | -0.009213 | -0.006149 | -0.00566 | -0.005435 | -0.007885 | -0.005371 | -0.009426 | -0.009426 | -0.009407 | -0.009407 | -0.005403 | -0.005738 | -0.009455 | -0.005938 | -0.005662 | -0.000502 | -0.010026
39190 | TNSLCGN1__8 | 1 | Houston | 0 | 0 | 0 | 0 | 0 | 0 | 0 | 0 | 0 | 0 | 0 | 0 | 0 | 0 | 0 | 0 | 0 | 0 | 0 | 0 | 0 | 0 | 0 | 0 | 0 | 0 | 0
39470 | TNDOWCGNSG8 | 1 | Houston | 32 | -0.17539 | -0.061635 | -0.012074 | 0.061635 | 0.012074 | -0.009213 | -0.006149 | -0.002184 | -0.00566 | -0.009213 | -0.006149 | -0.00566 | -0.005435 | -0.007885 | -0.005371 | -0.009426 | -0.009426 | -0.009407 | -0.009407 | -0.005403 | -0.005738 | -0.009455 | -0.005938 | -0.005662 | -0.000502 | -0.010026
39480 | TNDOWCGNGG8 | 1 | Houston | 30 | -0.17539 | -0.061635 | -0.012074 | 0.061635 | 0.012074 | -0.009213 | -0.006149 | -0.002184 | -0.00566 | -0.009213 | -0.006149 | -0.00566 | -0.005435 | -0.007885 | -0.005371 | -0.009426 | -0.009426 | -0.009407 | -0.009407 | -0.005403 | -0.005738 | -0.009455 | -0.005938 | -0.005662 | -0.000502 | -0.010026
39760 | TNSCLP1___8 | 1 | Houston | 93.4 | -0.18054 | -0.083397 | -0.010493 | 0.083397 | 0.010493 | -0.00815 | -0.005272 | -0.001969 | -0.007066 | -0.00815 | -0.005272 | -0.007066 | -0.006874 | -0.006564 | -0.006815 | -0.008191 | -0.008191 | -0.008175 | -0.008175 | -0.006843 | -0.007157 | -0.008385 | -0.005066 | -0.007068 | -0.000534 | -0.008624
39770 | TNSCLP2___8 | 1 | Houston | 91.6 | -0.18054 | -0.083397 | -0.010493 | 0.083397 | 0.010493 | -0.00815 | -0.005272 | -0.001969 | -0.007066 | -0.00815 | -0.005272 | -0.007066 | -0.006874 | -0.006564 | -0.006815 | -0.008191 | -0.008191 | -0.008175 | -0.008175 | -0.006843 | -0.007157 | -0.008385 | -0.005066 | -0.007068 | -0.000534 | -0.008624
39775 | TNSCLP4___8 | 1 | Houston | 95.2 | -0.18054 | -0.083397 | -0.010493 | 0.083397 | 0.010493 | -0.00815 | -0.005272 | -0.001969 | -0.007066 | -0.00815 | -0.005272 | -0.007066 | -0.006874 | -0.006564 | -0.006815 | -0.008191 | -0.008191 | -0.008175 | -0.008175 | -0.006843 | -0.007157 | -0.008385 | -0.005066 | -0.007068 | -0.000534 | -0.008624
39790 | TNSCLP3___8 | 1 | Houston | 87.6 | -0.18054 | -0.083397 | -0.010493 | 0.083397 | 0.010493 | -0.00815 | -0.005272 | -0.001969 | -0.007066 | -0.00815 | -0.005272 | -0.007066 | -0.006874 | -0.006564 | -0.006815 | -0.008191 | -0.008191 | -0.008175 | -0.008175 | -0.006843 | -0.007157 | -0.008385 | -0.005066 | -0.007068 | -0.000534 | -0.008624
48500 | APD_GT1_8005 | 1 | Houston | 137.6 | -0.16105 | -0.050706 | -0.012853 | 0.050706 | 0.012853 | -0.009736 | -0.006581 | -0.00229 | -0.004946 | -0.009736 | -0.006581 | -0.004946 | -0.004706 | -0.008537 | -0.00464 | -0.010033 | -0.010033 | -0.010014 | -0.010014 | -0.004673 | -0.005018 | -0.009981 | -0.006367 | -0.004948 | -0.000486 | -0.010716
48510 | AK_GT1__8040 | 1 | Houston | 33.4 | -0.17785 | -0.069629 | -0.011495 | 0.069629 | 0.011495 | -0.008824 | -0.005828 | -0.002105 | -0.006178 | -0.008824 | -0.005828 | -0.006178 | -0.005966 | -0.007402 | -0.005903 | -0.008974 | -0.008974 | -0.008956 | -0.008956 | -0.005934 | -0.006261 | -0.009063 | -0.005619 | -0.00618 | -0.000514 | -0.009512
48511 | LPE_GT1_8070 | 1 | Houston | 42 | -0.15603 | -0.05056 | -0.012856 | 0.05056 | 0.012856 | -0.009738 | -0.006583 | -0.00229 | -0.004942 | -0.009738 | -0.006583 | -0.004942 | -0.004701 | -0.00854 | -0.004636 | -0.010036 | -0.010036 | -0.010016 | -0.010016 | -0.004668 | -0.005014 | -0.009983 | -0.006369 | -0.004944 | -0.000485 | -0.010719
48512 | LPE_GT2_8075 | 2 | Houston | 42 | -0.15603 | -0.05056 | -0.012856 | 0.05056 | 0.012856 | -0.009738 | -0.006583 | -0.00229 | -0.004942 | -0.009738 | -0.006583 | -0.004942 | -0.004701 | -0.00854 | -0.004636 | -0.010036 | -0.010036 | -0.010016 | -0.010016 | -0.004668 | -0.005014 | -0.009983 | -0.006369 | -0.004944 | -0.000485 | -0.010719
48513 | LPE_GT3_8080 | 3 | Houston | 39 | -0.15603 | -0.05056 | -0.012856 | 0.05056 | 0.012856 | -0.009738 | -0.006583 | -0.00229 | -0.004942 | -0.009738 | -0.006583 | -0.004942 | -0.004701 | -0.00854 | -0.004636 | -0.010036 | -0.010036 | -0.010016 | -0.010016 | -0.004668 | -0.005014 | -0.009983 | -0.006369 | -0.004944 | -0.000485 | -0.010719
48514 | LPE_GT4_8085 | 4 | Houston | 39 | -0.15603 | -0.05056 | -0.012856 | 0.05056 | 0.012856 | -0.009738 | -0.006583 | -0.00229 | -0.004942 | -0.009738 | -0.006583 | -0.004942 | -0.004701 | -0.00854 | -0.004636 | -0.010036 | -0.010036 | -0.010016 | -0.010016 | -0.004668 | -0.005014 | -0.009983 | -0.006369 | -0.004944 | -0.000485 | -0.010719
48520 | BSF_GT1_8070 | 1 | Houston | 72 | -0.17963 | -0.08671 | -0.010228 | 0.08671 | 0.010228 | -0.007972 | -0.005125 | -0.001933 | -0.007319 | -0.007972 | -0.005125 | -0.007319 | -0.007132 | -0.006343 | -0.007073 | -0.007985 | -0.007985 | -0.007968 | -0.007968 | -0.007101 | -0.007411 | -0.008206 | -0.004921 | -0.007321 | -0.000539 | -0.008388
48520 | BSF_GT1_8070 | 2 | Houston | 10 | -0.17963 | -0.08671 | -0.010228 | 0.08671 | 0.010228 | -0.007972 | -0.005125 | -0.001933 | -0.007319 | -0.007972 | -0.005125 | -0.007319 | -0.007132 | -0.006343 | -0.007073 | -0.007985 | -0.007985 | -0.007968 | -0.007968 | -0.007101 | -0.007411 | -0.008206 | -0.004921 | -0.007321 | -0.000539 | -0.008388
48521 | BVE_GT1_GT1 | 1 | Houston | 167.7 | -0.20753 | -0.07131 | -0.011427 | 0.07131 | 0.011427 | -0.00878 | -0.005789 | -0.002096 | -0.006265 | -0.00878 | -0.005789 | -0.006265 | -0.006054 | -0.007343 | -0.005992 | -0.008921 | -0.008921 | -0.008903 | -0.008903 | -0.006022 | -0.006349 | -0.009019 | -0.005581 | -0.006267 | -0.000518 | -0.009451
48522 | BVE_GT2_5035 | 2 | Houston | 166.4 | -0.20753 | -0.07131 | -0.011427 | 0.07131 | 0.011427 | -0.00878 | -0.005789 | -0.002096 | -0.006265 | -0.00878 | -0.005789 | -0.006265 | -0.006054 | -0.007343 | -0.005992 | -0.008921 | -0.008921 | -0.008903 | -0.008903 | -0.006022 | -0.006349 | -0.009019 | -0.005581 | -0.006267 | -0.000518 | -0.009451
48523 | BVE_ST1_GN1 | 3 | Houston | 252.4 | -0.20753 | -0.07131 | -0.011427 | 0.07131 | 0.011427 | -0.00878 | -0.005789 | -0.002096 | -0.006265 | -0.00878 | -0.005789 | -0.006265 | -0.006054 | -0.007343 | -0.005992 | -0.008921 | -0.008921 | -0.008903 | -0.008903 | -0.006022 | -0.006349 | -0.009019 | -0.005581 | -0.006267 | -0.000518 | -0.009451
48531 | BYU_GT1_8075 | 1 | Houston | 65 | -0.16382 | -0.055165 | -0.012532 | 0.055165 | 0.012532 | -0.009521 | -0.006403 | -0.002246 | -0.00524 | -0.009521 | -0.006403 | -0.00524 | -0.005006 | -0.008268 | -0.004941 | -0.009783 | -0.009783 | -0.009764 | -0.009764 | -0.004973 | -0.005314 | -0.009764 | -0.00619 | -0.005242 | -0.000492 | -0.010432
48532 | BYU_GT2_8055 | 2 | Houston | 62 | -0.16382 | -0.055165 | -0.012532 | 0.055165 | 0.012532 | -0.009521 | -0.006403 | -0.002246 | -0.00524 | -0.009521 | -0.006403 | -0.00524 | -0.005006 | -0.008268 | -0.004941 | -0.009783 | -0.009783 | -0.009764 | -0.009764 | -0.004973 | -0.005314 | -0.009764 | -0.00619 | -0.005242 | -0.000492 | -0.010432
48533 | BYU_GT3_8060 | 3 | Houston | 67 | -0.16382 | -0.055165 | -0.012532 | 0.055165 | 0.012532 | -0.009521 | -0.006403 | -0.002246 | -0.00524 | -0.009521 | -0.006403 | -0.00524 | -0.005006 | -0.008268 | -0.004941 | -0.009783 | -0.009783 | -0.009764 | -0.009764 | -0.004973 | -0.005314 | -0.009764 | -0.00619 | -0.005242 | -0.000492 | -0.010432
48534 | BYU_GT4_8065 | 4 | Houston | 65 | -0.16382 | -0.055165 | -0.012532 | 0.055165 | 0.012532 | -0.009521 | -0.006403 | -0.002246 | -0.00524 | -0.009521 | -0.006403 | -0.00524 | -0.005006 | -0.008268 | -0.004941 | -0.009783 | -0.009783 | -0.009764 | -0.009764 | -0.004973 | -0.005314 | -0.009764 | -0.00619 | -0.005242 | -0.000492 | -0.010432
48551 | CAL_GT1_8045 | 1 | Houston | 149 | -0.15903 | -0.052212 | -0.012741 | 0.052212 | 0.012741 | -0.009661 | -0.006519 | -0.002275 | -0.005048 | -0.009661 | -0.006519 | -0.005048 | -0.00481 | -0.008443 | -0.004744 | -0.009946 | -0.009946 | -0.009927 | -0.009927 | -0.004776 | -0.00512 | -0.009905 | -0.006306 | -0.00505 | -0.000488 | -0.010617
48552 | CAL_ST1_8000 | 2 | Houston | 65.1 | -0.15903 | -0.052212 | -0.012741 | 0.052212 | 0.012741 | -0.009661 | -0.006519 | -0.002275 | -0.005048 | -0.009661 | -0.006519 | -0.005048 | -0.00481 | -0.008443 | -0.004744 | -0.009946 | -0.009946 | -0.009927 | -0.009927 | -0.004776 | -0.00512 | -0.009905 | -0.006306 | -0.00505 | -0.000488 | -0.010617
48561 | CTL_GT2_8130 | 1 | Houston | 73.5 | -0.16575 | -0.056044 | -0.01247 | 0.056044 | 0.01247 | -0.009479 | -0.006369 | -0.002238 | -0.005296 | -0.009479 | -0.006369 | -0.005296 | -0.005063 | -0.008217 | -0.004998 | -0.009735 | -0.009735 | -0.009716 | -0.009716 | -0.00503 | -0.005371 | -0.009722 | -0.006157 | -0.005298 | -0.000494 | -0.010377
48562 | CTL_GT3_8135 | 2 | Houston | 70.1 | -0.16575 | -0.056044 | -0.01247 | 0.056044 | 0.01247 | -0.009479 | -0.006369 | -0.002238 | -0.005296 | -0.009479 | -0.006369 | -0.005296 | -0.005063 | -0.008217 | -0.004998 | -0.009735 | -0.009735 | -0.009716 | -0.009716 | -0.00503 | -0.005371 | -0.009722 | -0.006157 | -0.005298 | -0.000494 | -0.010377
48563 | CTL_GT4_8140 | 3 | Houston | 69.6 | -0.16575 | -0.056044 | -0.01247 | 0.056044 | 0.01247 | -0.009479 | -0.006369 | -0.002238 | -0.005296 | -0.009479 | -0.006369 | -0.005296 | -0.005063 | -0.008217 | -0.004998 | -0.009735 | -0.009735 | -0.009716 | -0.009716 | -0.00503 | -0.005371 | -0.009722 | -0.006157 | -0.005298 | -0.000494 | -0.010377
48564 | CTL_GN1_8145 | 4 | Houston | 43.6 | -0.16575 | -0.056044 | -0.01247 | 0.056044 | 0.01247 | -0.009479 | -0.006369 | -0.002238 | -0.005296 | -0.009479 | -0.006369 | -0.005296 | -0.005063 | -0.008217 | -0.004998 | -0.009735 | -0.009735 | -0.009716 | -0.009716 | -0.00503 | -0.005371 | -0.009722 | -0.006157 | -0.005298 | -0.000494 | -0.010377
48565 | CTL_GN2_8155 | 5 | Houston | 9.8 | -0.16575 | -0.056044 | -0.01247 | 0.056044 | 0.01247 | -0.009479 | -0.006369 | -0.002238 | -0.005296 | -0.009479 | -0.006369 | -0.005296 | -0.005063 | -0.008217 | -0.004998 | -0.009735 | -0.009735 | -0.009716 | -0.009716 | -0.00503 | -0.005371 | -0.009722 | -0.006157 | -0.005298 | -0.000494 | -0.010377
48581 | CBY_GN1_1 | 1 | Houston | 595.2 | -0.1493 | -0.046873 | -0.013111 | 0.046873 | 0.013111 | -0.00991 | -0.006724 | -0.002325 | -0.004706 | -0.00991 | -0.006724 | -0.004706 | -0.004461 | -0.008754 | -0.004394 | -0.010235 | -0.010235 | -0.010215 | -0.010215 | -0.004427 | -0.004776 | -0.010155 | -0.00651 | -0.004708 | -0.00048 | -0.010946
48582 | CBY_GN2_2 | 2 | Houston | 596.8 | -0.1519 | -0.048347 | -0.013009 | 0.048347 | 0.013009 | -0.009841 | -0.006668 | -0.002311 | -0.004801 | -0.009841 | -0.006668 | -0.004801 | -0.004557 | -0.008668 | -0.004491 | -0.010155 | -0.010155 | -0.010135 | -0.010135 | -0.004524 | -0.004871 | -0.010086 | -0.006454 | -0.004803 | -0.000482 | -0.010855
48583 | CBY_GT4_1 | 1 | Houston | 172 | -0.14867 | -0.046393 | -0.013143 | 0.046393 | 0.013143 | -0.009931 | -0.006742 | -0.002329 | -0.004676 | -0.009931 | -0.006742 | -0.004676 | -0.00443 | -0.008781 | -0.004363 | -0.01026 | -0.01026 | -0.01024 | -0.01024 | -0.004397 | -0.004746 | -0.010177 | -0.006528 | -0.004678 | -0.000479 | -0.010974
48584 | CBY_GT4_2 | 2 | Houston | 172 | -0.14867 | -0.046393 | -0.013143 | 0.046393 | 0.013143 | -0.009931 | -0.006742 | -0.002329 | -0.004676 | -0.009931 | -0.006742 | -0.004676 | -0.00443 | -0.008781 | -0.004363 | -0.01026 | -0.01026 | -0.01024 | -0.01024 | -0.004397 | -0.004746 | -0.010177 | -0.006528 | -0.004678 | -0.000479 | -0.010974
48585 | CBY_ST4_1 | 3 | Houston | 172 | -0.14867 | -0.046393 | -0.013143 | 0.046393 | 0.013143 | -0.009931 | -0.006742 | -0.002329 | -0.004676 | -0.009931 | -0.006742 | -0.004676 | -0.00443 | -0.008781 | -0.004363 | -0.01026 | -0.01026 | -0.01024 | -0.01024 | -0.004397 | -0.004746 | -0.010177 | -0.006528 | -0.004678 | -0.000479 | -0.010974
48591 | CHE_GT2_5030 | 2 | Houston | 173 | -0.11835 | -0.037944 | -0.013732 | 0.037944 | 0.013732 | -0.010327 | -0.007069 | -0.00241 | -0.004134 | -0.010327 | -0.007069 | -0.004134 | -0.003876 | -0.009274 | -0.003807 | -0.01072 | -0.01072 | -0.010699 | -0.010699 | -0.003841 | -0.004198 | -0.010574 | -0.006853 | -0.004136 | -0.000465 | -0.011497
48593 | CHE_GT1_8015 | 1 | Houston | 173 | -0.15991 | -0.050401 | -0.012873 | 0.050401 | 0.012873 | -0.00975 | -0.006592 | -0.002293 | -0.004927 | -0.00975 | -0.006592 | -0.004927 | -0.004686 | -0.008554 | -0.00462 | -0.01005 | -0.01005 | -0.01003 | -0.01003 | -0.004653 | -0.004999 | -0.009995 | -0.006379 | -0.004929 | -0.000485 | -0.010735
48594 | CHE_GN4_8025 | 4 | Houston | 142 | -0.15991 | -0.050401 | -0.012873 | 0.050401 | 0.012873 | -0.00975 | -0.006592 | -0.002293 | -0.004927 | -0.00975 | -0.006592 | -0.004927 | -0.004686 | -0.008554 | -0.00462 | -0.01005 | -0.01005 | -0.01003 | -0.01003 | -0.004653 | -0.004999 | -0.009995 | -0.006379 | -0.004929 | -0.000485 | -0.010735
48595 | BTE_GT2_8075 | 1 | Houston | 162.8 | -0.14485 | -0.045315 | -0.013218 | 0.045315 | 0.013218 | -0.009982 | -0.006784 | -0.00234 | -0.004607 | -0.009982 | -0.006784 | -0.004607 | -0.00436 | -0.008843 | -0.004293 | -0.010319 | -0.010319 | -0.010299 | -0.010299 | -0.004326 | -0.004676 | -0.010227 | -0.006569 | -0.004609 | -0.000477 | -0.011041
48596 | BTE_GT3_8045 | 2 | Houston | 161.4 | -0.14485 | -0.045315 | -0.013218 | 0.045315 | 0.013218 | -0.009982 | -0.006784 | -0.00234 | -0.004607 | -0.009982 | -0.006784 | -0.004607 | -0.00436 | -0.008843 | -0.004293 | -0.010319 | -0.010319 | -0.010299 | -0.010299 | -0.004326 | -0.004676 | -0.010227 | -0.006569 | -0.004609 | -0.000477 | -0.011041
48597 | BTE_GT4_8055 | 3 | Houston | 158.9 | -0.14485 | -0.045315 | -0.013218 | 0.045315 | 0.013218 | -0.009982 | -0.006784 | -0.00234 | -0.004607 | -0.009982 | -0.006784 | -0.004607 | -0.00436 | -0.008843 | -0.004293 | -0.010319 | -0.010319 | -0.010299 | -0.010299 | -0.004326 | -0.004676 | -0.010227 | -0.006569 | -0.004609 | -0.000477 | -0.011041
48598 | BTE_ST1_8070 | 4 | Houston | 269.2 | -0.14485 | -0.045315 | -0.013218 | 0.045315 | 0.013218 | -0.009982 | -0.006784 | -0.00234 | -0.004607 | -0.009982 | -0.006784 | -0.004607 | -0.00436 | -0.008843 | -0.004293 | -0.010319 | -0.010319 | -0.010299 | -0.010299 | -0.004326 | -0.004676 | -0.010227 | -0.006569 | -0.004609 | -0.000477 | -0.011041
48611 | DIB_GT1_8080 | 1 | Houston | 64 | -0.15867 | -0.052106 | -0.012748 | 0.052106 | 0.012748 | -0.009666 | -0.006523 | -0.002276 | -0.005041 | -0.009666 | -0.006523 | -0.005041 | -0.004803 | -0.008449 | -0.004737 | -0.009952 | -0.009952 | -0.009932 | -0.009932 | -0.00477 | -0.005114 | -0.00991 | -0.00631 | -0.005043 | -0.000488 | -0.010623
48612 | DIB_GT2_8075 | 2 | Houston | 63.2 | -0.15867 | -0.052106 | -0.012748 | 0.052106 | 0.012748 | -0.009666 | -0.006523 | -0.002276 | -0.005041 | -0.009666 | -0.006523 | -0.005041 | -0.004803 | -0.008449 | -0.004737 | -0.009952 | -0.009952 | -0.009932 | -0.009932 | -0.00477 | -0.005114 | -0.00991 | -0.00631 | -0.005043 | -0.000488 | -0.010623
48613 | DIB_ST1_8085 | 3 | Houston | 67.9 | -0.15867 | -0.052106 | -0.012748 | 0.052106 | 0.012748 | -0.009666 | -0.006523 | -0.002276 | -0.005041 | -0.009666 | -0.006523 | -0.005041 | -0.004803 | -0.008449 | -0.004737 | -0.009952 | -0.009952 | -0.009932 | -0.009932 | -0.00477 | -0.005114 | -0.00991 | -0.00631 | -0.005043 | -0.000488 | -0.010623
48614 | DIB_GT3_8090 | 4 | Houston | 73.6 | -0.15867 | -0.052106 | -0.012748 | 0.052106 | 0.012748 | -0.009666 | -0.006523 | -0.002276 | -0.005041 | -0.009666 | -0.006523 | -0.005041 | -0.004803 | -0.008449 | -0.004737 | -0.009952 | -0.009952 | -0.009932 | -0.009932 | -0.00477 | -0.005114 | -0.00991 | -0.00631 | -0.005043 | -0.000488 | -0.010623
48641 | DPEC_GT15040 | 1 | Houston | 163.2 | -0.15967 | -0.053067 | -0.012674 | 0.053067 | 0.012674 | -0.009616 | -0.006482 | -0.002266 | -0.005108 | -0.009616 | -0.006482 | -0.005108 | -0.004872 | -0.008387 | -0.004806 | -0.009894 | -0.009894 | -0.009874 | -0.009874 | -0.004838 | -0.005181 | -0.009859 | -0.006269 | -0.00511 | -0.000489 | -0.010558
48642 | DPEC_GT25025 | 2 | Houston | 157.1 | -0.15967 | -0.053067 | -0.012674 | 0.053067 | 0.012674 | -0.009616 | -0.006482 | -0.002266 | -0.005108 | -0.009616 | -0.006482 | -0.005108 | -0.004872 | -0.008387 | -0.004806 | -0.009894 | -0.009894 | -0.009874 | -0.009874 | -0.004838 | -0.005181 | -0.009859 | -0.006269 | -0.00511 | -0.000489 | -0.010558
48643 | DPEC_GT35010 | 3 | Houston | 157.5 | -0.15967 | -0.053067 | -0.012674 | 0.053067 | 0.012674 | -0.009616 | -0.006482 | -0.002266 | -0.005108 | -0.009616 | -0.006482 | -0.005108 | -0.004872 | -0.008387 | -0.004806 | -0.009894 | -0.009894 | -0.009874 | -0.009874 | -0.004838 | -0.005181 | -0.009859 | -0.006269 | -0.00511 | -0.000489 | -0.010558
48644 | DPEC_GT45070 | 4 | Houston | 157 | -0.15967 | -0.053067 | -0.012674 | 0.053067 | 0.012674 | -0.009616 | -0.006482 | -0.002266 | -0.005108 | -0.009616 | -0.006482 | -0.005108 | -0.004872 | -0.008387 | -0.004806 | -0.009894 | -0.009894 | -0.009874 | -0.009874 | -0.004838 | -0.005181 | -0.009859 | -0.006269 | -0.00511 | -0.000489 | -0.010558
48645 | DPEC_ST55065 | 5 | Houston | 282 | -0.15967 | -0.053067 | -0.012674 | 0.053067 | 0.012674 | -0.009616 | -0.006482 | -0.002266 | -0.005108 | -0.009616 | -0.006482 | -0.005108 | -0.004872 | -0.008387 | -0.004806 | -0.009894 | -0.009894 | -0.009874 | -0.009874 | -0.004838 | -0.005181 | -0.009859 | -0.006269 | -0.00511 | -0.000489 | -0.010558
48651 | EP_1_2 | 1 | Houston | 4 | -0.14923 | -0.046956 | -0.013108 | 0.046956 | 0.013108 | -0.009907 | -0.006723 | -0.002325 | -0.00471 | -0.009907 | -0.006723 | -0.00471 | -0.004465 | -0.008751 | -0.004398 | -0.010233 | -0.010233 | -0.010213 | -0.010213 | -0.004431 | -0.00478 | -0.010153 | -0.006508 | -0.004712 | -0.00048 | -0.010943
48651 | EP_1_2 | 2 | Houston | 17.7 | -0.14923 | -0.046956 | -0.013108 | 0.046956 | 0.013108 | -0.009907 | -0.006723 | -0.002325 | -0.00471 | -0.009907 | -0.006723 | -0.00471 | -0.004465 | -0.008751 | -0.004398 | -0.010233 | -0.010233 | -0.010213 | -0.010213 | -0.004431 | -0.00478 | -0.010153 | -0.006508 | -0.004712 | -0.00048 | -0.010943
48671 | FTR_GT1_5105 | 1 | North | 154.2 | 0.23812 | 0.021521 | -0.017761 | -0.021521 | 0.017761 | -0.01303 | -0.009307 | -0.002958 | -0.000391 | -0.01303 | -0.009307 | -0.000391 | -5e-05 | -0.012653 | 3e-05 | -0.013865 | -0.013865 | -0.013839 | -0.013839 | -1.2e-05 | -0.000419 | -0.013292 | -0.009078 | -0.000393 | -0.000368 | -0.015074
48672 | FTR_GT2_5110 | 2 | North | 159 | 0.23812 | 0.021521 | -0.017761 | -0.021521 | 0.017761 | -0.01303 | -0.009307 | -0.002958 | -0.000391 | -0.01303 | -0.009307 | -0.000391 | -5e-05 | -0.012653 | 3e-05 | -0.013865 | -0.013865 | -0.013839 | -0.013839 | -1.2e-05 | -0.000419 | -0.013292 | -0.009078 | -0.000393 | -0.000368 | -0.015074
48673 | FTR_GT3_5085 | 3 | North | 158 | 0.23812 | 0.021521 | -0.017761 | -0.021521 | 0.017761 | -0.01303 | -0.009307 | -0.002958 | -0.000391 | -0.01303 | -0.009307 | -0.000391 | -5e-05 | -0.012653 | 3e-05 | -0.013865 | -0.013865 | -0.013839 | -0.013839 | -1.2e-05 | -0.000419 | -0.013292 | -0.009078 | -0.000393 | -0.000368 | -0.015074
48674 | FTR_CN4_5095 | 4 | North | 380 | 0.23812 | 0.021521 | -0.017761 | -0.021521 | 0.017761 | -0.01303 | -0.009307 | -0.002958 | -0.000391 | -0.01303 | -0.009307 | -0.000391 | -5e-05 | -0.012653 | 3e-05 | -0.013865 | -0.013865 | -0.013839 | -0.013839 | -1.2e-05 | -0.000419 | -0.013292 | -0.009078 | -0.000393 | -0.000368 | -0.015074
48690 | GBY_GN5_5 | 5 | Houston | 318.4 | -0.14277 | -0.044993 | -0.013248 | 0.044993 | 0.013248 | -0.010002 | -0.0068 | -0.002344 | -0.004581 | -0.010002 | -0.0068 | -0.004581 | -0.004333 | -0.008868 | -0.004266 | -0.010342 | -0.010342 | -0.010322 | -0.010322 | -0.004299 | -0.00465 | -0.010248 | -0.006586 | -0.004583 | -0.000477 | -0.011068
48691 | GBY_73741085 | A | Houston | 37.6 | -0.18379 | -0.054056 | -0.012627 | 0.054056 | 0.012627 | -0.009585 | -0.006455 | -0.002259 | -0.005157 | -0.009585 | -0.006455 | -0.005157 | -0.004921 | -0.008347 | -0.004856 | -0.009857 | -0.009857 | -0.009838 | -0.009838 | -0.004888 | -0.00523 | -0.009828 | -0.006243 | -0.005159 | -0.000491 | -0.010516
48691 | GBY_73741085 | B | Houston | 37.6 | -0.18379 | -0.054056 | -0.012627 | 0.054056 | 0.012627 | -0.009585 | -0.006455 | -0.002259 | -0.005157 | -0.009585 | -0.006455 | -0.005157 | -0.004921 | -0.008347 | -0.004856 | -0.009857 | -0.009857 | -0.009838 | -0.009838 | -0.004888 | -0.00523 | -0.009828 | -0.006243 | -0.005159 | -0.000491 | -0.010516
48692 | GBY_81821075 | C | Houston | 37.6 | -0.18379 | -0.054056 | -0.012627 | 0.054056 | 0.012627 | -0.009585 | -0.006455 | -0.002259 | -0.005157 | -0.009585 | -0.006455 | -0.005157 | -0.004921 | -0.008347 | -0.004856 | -0.009857 | -0.009857 | -0.009838 | -0.009838 | -0.004888 | -0.00523 | -0.009828 | -0.006243 | -0.005159 | -0.000491 | -0.010516
48692 | GBY_81821075 | D | Houston | 44 | -0.18379 | -0.054056 | -0.012627 | 0.054056 | 0.012627 | -0.009585 | -0.006455 | -0.002259 | -0.005157 | -0.009585 | -0.006455 | -0.005157 | -0.004921 | -0.008347 | -0.004856 | -0.009857 | -0.009857 | -0.009838 | -0.009838 | -0.004888 | -0.00523 | -0.009828 | -0.006243 | -0.005159 | -0.000491 | -0.010516
48693 | GBY_83841065 | E | Houston | 45.6 | -0.18379 | -0.054056 | -0.012627 | 0.054056 | 0.012627 | -0.009585 | -0.006455 | -0.002259 | -0.005157 | -0.009585 | -0.006455 | -0.005157 | -0.004921 | -0.008347 | -0.004856 | -0.009857 | -0.009857 | -0.009838 | -0.009838 | -0.004888 | -0.00523 | -0.009828 | -0.006243 | -0.005159 | -0.000491 | -0.010516
48693 | GBY_83841065 | F | Houston | 43.2 | -0.18379 | -0.054056 | -0.012627 | 0.054056 | 0.012627 | -0.009585 | -0.006455 | -0.002259 | -0.005157 | -0.009585 | -0.006455 | -0.005157 | -0.004921 | -0.008347 | -0.004856 | -0.009857 | -0.009857 | -0.009838 | -0.009838 | -0.004888 | -0.00523 | -0.009828 | -0.006243 | -0.005159 | -0.000491 | -0.010516
48730 | MNS_GT | 1 | Houston | 43 | -0.17856 | -0.071433 | -0.011364 | 0.071433 | 0.011364 | -0.008736 | -0.005755 | -0.002087 | -0.006296 | -0.008736 | -0.005755 | -0.006296 | -0.006086 | -0.007292 | -0.006024 | -0.008872 | -0.008872 | -0.008854 | -0.008854 | -0.006054 | -0.00638 | -0.008975 | -0.005547 | -0.006298 | -0.000517 | -0.009396
48731 | CBE_GT1 | 1 | Houston | 76 | -0.15653 | -0.11288 | -0.008401 | 0.11288 | 0.008401 | -0.006743 | -0.004111 | -0.001684 | -0.008882 | -0.006743 | -0.004111 | -0.008882 | -0.008732 | -0.004816 | -0.008679 | -0.006558 | -0.006558 | -0.006544 | -0.006544 | -0.008703 | -0.008989 | -0.00697 | -0.003913 | -0.008884 | -0.000579 | -0.006768
48732 | CBE_GT2 | 1 | Houston | 76 | -0.15653 | -0.11288 | -0.008401 | 0.11288 | 0.008401 | -0.006743 | -0.004111 | -0.001684 | -0.008882 | -0.006743 | -0.004111 | -0.008882 | -0.008732 | -0.004816 | -0.008679 | -0.006558 | -0.006558 | -0.006544 | -0.006544 | -0.008703 | -0.008989 | -0.00697 | -0.003913 | -0.008884 | -0.000579 | -0.006768
48733 | CBE_ST12 | 1 | Houston | 105 | -0.15653 | -0.11288 | -0.008401 | 0.11288 | 0.008401 | -0.006743 | -0.004111 | -0.001684 | -0.008882 | -0.006743 | -0.004111 | -0.008882 | -0.008732 | -0.004816 | -0.008679 | -0.006558 | -0.006558 | -0.006544 | -0.006544 | -0.008703 | -0.008989 | -0.00697 | -0.003913 | -0.008884 | -0.000579 | -0.006768
48734 | CBE_GT3 | 1 | Houston | 76 | -0.15653 | -0.11288 | -0.008401 | 0.11288 | 0.008401 | -0.006743 | -0.004111 | -0.001684 | -0.008882 | -0.006743 | -0.004111 | -0.008882 | -0.008732 | -0.004816 | -0.008679 | -0.006558 | -0.006558 | -0.006544 | -0.006544 | -0.008703 | -0.008989 | -0.00697 | -0.003913 | -0.008884 | -0.000579 | -0.006768
48735 | CBE_GT4 | 1 | Houston | 76 | -0.15653 | -0.11288 | -0.008401 | 0.11288 | 0.008401 | -0.006743 | -0.004111 | -0.001684 | -0.008882 | -0.006743 | -0.004111 | -0.008882 | -0.008732 | -0.004816 | -0.008679 | -0.006558 | -0.006558 | -0.006544 | -0.006544 | -0.008703 | -0.008989 | -0.00697 | -0.003913 | -0.008884 | -0.000579 | -0.006768
48736 | CBE_ST34 | 1 | Houston | 105 | -0.15653 | -0.11288 | -0.008401 | 0.11288 | 0.008401 | -0.006743 | -0.004111 | -0.001684 | -0.008882 | -0.006743 | -0.004111 | -0.008882 | -0.008732 | -0.004816 | -0.008679 | -0.006558 | -0.006558 | -0.006544 | -0.006544 | -0.008703 | -0.008989 | -0.00697 | -0.003913 | -0.008884 | -0.000579 | -0.006768
48740 | PSG_GN2_8050 | 1 | Houston | 182 | -0.15896 | -0.052088 | -0.01275 | 0.052088 | 0.01275 | -0.009667 | -0.006524 | -0.002276 | -0.005039 | -0.009667 | -0.006524 | -0.005039 | -0.004801 | -0.008451 | -0.004735 | -0.009953 | -0.009953 | -0.009934 | -0.009934 | -0.004768 | -0.005112 | -0.009911 | -0.006311 | -0.005041 | -0.000488 | -0.010626
48741 | PSG_GT2_8040 | 1 | Houston | 158.6 | -0.15896 | -0.052088 | -0.01275 | 0.052088 | 0.01275 | -0.009667 | -0.006524 | -0.002276 | -0.005039 | -0.009667 | -0.006524 | -0.005039 | -0.004801 | -0.008451 | -0.004735 | -0.009953 | -0.009953 | -0.009934 | -0.009934 | -0.004768 | -0.005112 | -0.009911 | -0.006311 | -0.005041 | -0.000488 | -0.010626
48742 | PSG_GT3_8060 | 1 | Houston | 157 | -0.15896 | -0.052088 | -0.01275 | 0.052088 | 0.01275 | -0.009667 | -0.006524 | -0.002276 | -0.005039 | -0.009667 | -0.006524 | -0.005039 | -0.004801 | -0.008451 | -0.004735 | -0.009953 | -0.009953 | -0.009934 | -0.009934 | -0.004768 | -0.005112 | -0.009911 | -0.006311 | -0.005041 | -0.000488 | -0.010626
48761 | PR_GT1__9040 | 1 | Houston | 26 | -0.16056 | -0.052687 | -0.012709 | 0.052687 | 0.012709 | -0.00964 | -0.006501 | -0.00227 | -0.005077 | -0.00964 | -0.006501 | -0.005077 | -0.00484 | -0.008417 | -0.004774 | -0.009921 | -0.009921 | -0.009902 | -0.009902 | -0.004807 | -0.00515 | -0.009883 | -0.006288 | -0.005079 | -0.000489 | -0.010589
48791 | PSA_GT1_8160 | 1 | Houston | 52 | -0.14697 | -0.04694 | -0.013111 | 0.04694 | 0.013111 | -0.00991 | -0.006724 | -0.002325 | -0.004707 | -0.00991 | -0.006724 | -0.004707 | -0.004462 | -0.008754 | -0.004395 | -0.010235 | -0.010235 | -0.010215 | -0.010215 | -0.004428 | -0.004777 | -0.010155 | -0.00651 | -0.004709 | -0.00048 | -0.010946
48792 | PSA_GT2_8155 | 2 | Houston | 52.8 | -0.14697 | -0.04694 | -0.013111 | 0.04694 | 0.013111 | -0.00991 | -0.006724 | -0.002325 | -0.004707 | -0.00991 | -0.006724 | -0.004707 | -0.004462 | -0.008754 | -0.004395 | -0.010235 | -0.010235 | -0.010215 | -0.010215 | -0.004428 | -0.004777 | -0.010155 | -0.00651 | -0.004709 | -0.00048 | -0.010946
48793 | PSA_GT3_8150 | 3 | Houston | 56 | -0.14697 | -0.04694 | -0.013111 | 0.04694 | 0.013111 | -0.00991 | -0.006724 | -0.002325 | -0.004707 | -0.00991 | -0.006724 | -0.004707 | -0.004462 | -0.008754 | -0.004395 | -0.010235 | -0.010235 | -0.010215 | -0.010215 | -0.004428 | -0.004777 | -0.010155 | -0.00651 | -0.004709 | -0.00048 | -0.010946
48794 | PSA_GT4_8145 | 4 | Houston | 52.8 | -0.14697 | -0.04694 | -0.013111 | 0.04694 | 0.013111 | -0.00991 | -0.006724 | -0.002325 | -0.004707 | -0.00991 | -0.006724 | -0.004707 | -0.004462 | -0.008754 | -0.004395 | -0.010235 | -0.010235 | -0.010215 | -0.010215 | -0.004428 | -0.004777 | -0.010155 | -0.00651 | -0.004709 | -0.00048 | -0.010946
48795 | PSA_GT5_8140 | 5 | Houston | 51.2 | -0.14697 | -0.04694 | -0.013111 | 0.04694 | 0.013111 | -0.00991 | -0.006724 | -0.002325 | -0.004707 | -0.00991 | -0.006724 | -0.004707 | -0.004462 | -0.008754 | -0.004395 | -0.010235 | -0.010235 | -0.010215 | -0.010215 | -0.004428 | -0.004777 | -0.010155 | -0.00651 | -0.004709 | -0.00048 | -0.010946
48796 | PSA_GN1_8165 | 1 | Houston | 83.2 | -0.14697 | -0.04694 | -0.013111 | 0.04694 | 0.013111 | -0.00991 | -0.006724 | -0.002325 | -0.004707 | -0.00991 | -0.006724 | -0.004707 | -0.004462 | -0.008754 | -0.004395 | -0.010235 | -0.010235 | -0.010215 | -0.010215 | -0.004428 | -0.004777 | -0.010155 | -0.00651 | -0.004709 | -0.00048 | -0.010946
48797 | PSA_GT6_8135 | 6 | Houston | 47.2 | -0.14697 | -0.04694 | -0.013111 | 0.04694 | 0.013111 | -0.00991 | -0.006724 | -0.002325 | -0.004707 | -0.00991 | -0.006724 | -0.004707 | -0.004462 | -0.008754 | -0.004395 | -0.010235 | -0.010235 | -0.010215 | -0.010215 | -0.004428 | -0.004777 | -0.010155 | -0.00651 | -0.004709 | -0.00048 | -0.010946
48811 | CVC_GT3_5045 | 3 | Houston | 156 | -0.11835 | -0.037944 | -0.013732 | 0.037944 | 0.013732 | -0.010327 | -0.007069 | -0.00241 | -0.004134 | -0.010327 | -0.007069 | -0.004134 | -0.003876 | -0.009274 | -0.003807 | -0.01072 | -0.01072 | -0.010699 | -0.010699 | -0.003841 | -0.004198 | -0.010574 | -0.006853 | -0.004136 | -0.000465 | -0.011497
48812 | CVC_GT2_5020 | 2 | Houston | 158 | -0.11835 | -0.037944 | -0.013732 | 0.037944 | 0.013732 | -0.010327 | -0.007069 | -0.00241 | -0.004134 | -0.010327 | -0.007069 | -0.004134 | -0.003876 | -0.009274 | -0.003807 | -0.01072 | -0.01072 | -0.010699 | -0.010699 | -0.003841 | -0.004198 | -0.010574 | -0.006853 | -0.004136 | -0.000465 | -0.011497
48813 | CVC_GT1_5035 | 1 | Houston | 160 | -0.11835 | -0.037944 | -0.013732 | 0.037944 | 0.013732 | -0.010327 | -0.007069 | -0.00241 | -0.004134 | -0.010327 | -0.007069 | -0.004134 | -0.003876 | -0.009274 | -0.003807 | -0.01072 | -0.01072 | -0.010699 | -0.010699 | -0.003841 | -0.004198 | -0.010574 | -0.006853 | -0.004136 | -0.000465 | -0.011497
48814 | CVC_ST5_5040 | 1 | Houston | 162 | -0.11835 | -0.037944 | -0.013732 | 0.037944 | 0.013732 | -0.010327 | -0.007069 | -0.00241 | -0.004134 | -0.010327 | -0.007069 | -0.004134 | -0.003876 | -0.009274 | -0.003807 | -0.01072 | -0.01072 | -0.010699 | -0.010699 | -0.003841 | -0.004198 | -0.010574 | -0.006853 | -0.004136 | -0.000465 | -0.011497
48815 | CVC_GT4_8005 | 4 | Houston | 165 | -0.14623 | -0.046597 | -0.013135 | 0.046597 | 0.013135 | -0.009926 | -0.006738 | -0.002328 | -0.004685 | -0.009926 | -0.006738 | -0.004685 | -0.004439 | -0.008774 | -0.004372 | -0.010254 | -0.010254 | -0.010234 | -0.010234 | -0.004406 | -0.004755 | -0.010171 | -0.006523 | -0.004687 | -0.000479 | -0.010967
48820 | SHELLG1_3015 | 1 | Houston | 71 | -0.15782 | -0.051524 | -0.012789 | 0.051524 | 0.012789 | -0.009693 | -0.006545 | -0.002281 | -0.005003 | -0.009693 | -0.006545 | -0.005003 | -0.004764 | -0.008484 | -0.004699 | -0.009984 | -0.009984 | -0.009964 | -0.009964 | -0.004731 | -0.005076 | -0.009937 | -0.006332 | -0.005005 | -0.000487 | -0.01066
48821 | SHELLG2 | 2 | Houston | 72 | -0.15782 | -0.051524 | -0.012789 | 0.051524 | 0.012789 | -0.009693 | -0.006545 | -0.002281 | -0.005003 | -0.009693 | -0.006545 | -0.005003 | -0.004764 | -0.008484 | -0.004699 | -0.009984 | -0.009984 | -0.009964 | -0.009964 | -0.004731 | -0.005076 | -0.009937 | -0.006332 | -0.005005 | -0.000487 | -0.01066
48822 | SHELLG3_3020 | 1 | Houston | 39 | -0.15782 | -0.051524 | -0.012789 | 0.051524 | 0.012789 | -0.009693 | -0.006545 | -0.002281 | -0.005003 | -0.009693 | -0.006545 | -0.005003 | -0.004764 | -0.008484 | -0.004699 | -0.009984 | -0.009984 | -0.009964 | -0.009964 | -0.004731 | -0.005076 | -0.009937 | -0.006332 | -0.005005 | -0.000487 | -0.01066
48822 | SHELLG3_3020 | 2 | Houston | 30 | -0.15782 | -0.051524 | -0.012789 | 0.051524 | 0.012789 | -0.009693 | -0.006545 | -0.002281 | -0.005003 | -0.009693 | -0.006545 | -0.005003 | -0.004764 | -0.008484 | -0.004699 | -0.009984 | -0.009984 | -0.009964 | -0.009964 | -0.004731 | -0.005076 | -0.009937 | -0.006332 | -0.005005 | -0.000487 | -0.01066
48841 | SJS_GT1_GT1 | 1 | Houston | 62.4 | -0.16077 | -0.053512 | -0.012648 | 0.053512 | 0.012648 | -0.009599 | -0.006467 | -0.002262 | -0.005133 | -0.009599 | -0.006467 | -0.005133 | -0.004896 | -0.008366 | -0.004831 | -0.009874 | -0.009874 | -0.009854 | -0.009854 | -0.004863 | -0.005206 | -0.009842 | -0.006255 | -0.005135 | -0.00049 | -0.010535
48842 | SJS_GT2_GT2 | 2 | Houston | 64.8 | -0.16077 | -0.053512 | -0.012648 | 0.053512 | 0.012648 | -0.009599 | -0.006467 | -0.002262 | -0.005133 | -0.009599 | -0.006467 | -0.005133 | -0.004896 | -0.008366 | -0.004831 | -0.009874 | -0.009874 | -0.009854 | -0.009854 | -0.004863 | -0.005206 | -0.009842 | -0.006255 | -0.005135 | -0.00049 | -0.010535
48845 | SOL_GT1 | 1 | Houston | 16.2 | -0.15864 | -0.052112 | -0.012747 | 0.052112 | 0.012747 | -0.009665 | -0.006522 | -0.002276 | -0.005042 | -0.009665 | -0.006522 | -0.005042 | -0.004803 | -0.008449 | -0.004738 | -0.009951 | -0.009951 | -0.009932 | -0.009932 | -0.00477 | -0.005114 | -0.009909 | -0.006309 | -0.005043 | -0.000488 | -0.010623
48851 | SRB_GN1_1 | 1 | Houston | 132 | -0.15893 | -0.052227 | -0.012739 | 0.052227 | 0.012739 | -0.00966 | -0.006518 | -0.002275 | -0.005049 | -0.00966 | -0.006518 | -0.005049 | -0.004811 | -0.008442 | -0.004745 | -0.009945 | -0.009945 | -0.009925 | -0.009925 | -0.004778 | -0.005121 | -0.009904 | -0.006305 | -0.005051 | -0.000488 | -0.010616
48852 | SRB_GN2_2 | 2 | Houston | 140.8 | -0.159 | -0.052258 | -0.012737 | 0.052258 | 0.012737 | -0.009659 | -0.006517 | -0.002274 | -0.005051 | -0.009659 | -0.006517 | -0.005051 | -0.004813 | -0.00844 | -0.004747 | -0.009943 | -0.009943 | -0.009924 | -0.009924 | -0.00478 | -0.005123 | -0.009903 | -0.006304 | -0.005053 | -0.000488 | -0.010614
48853 | SRB_GN3_3 | 3 | Houston | 170.4 | -0.15861 | -0.05212 | -0.012747 | 0.05212 | 0.012747 | -0.009665 | -0.006522 | -0.002276 | -0.005042 | -0.009665 | -0.006522 | -0.005042 | -0.004804 | -0.008448 | -0.004738 | -0.009951 | -0.009951 | -0.009931 | -0.009931 | -0.004771 | -0.005115 | -0.009909 | -0.006309 | -0.005044 | -0.000488 | -0.010622
48854 | SRB_GN4_4 | 4 | Houston | 182.4 | -0.15871 | -0.052094 | -0.012749 | 0.052094 | 0.012749 | -0.009666 | -0.006523 | -0.002276 | -0.00504 | -0.009666 | -0.006523 | -0.00504 | -0.004802 | -0.00845 | -0.004736 | -0.009952 | -0.009952 | -0.009933 | -0.009933 | -0.004769 | -0.005113 | -0.00991 | -0.00631 | -0.005042 | -0.000488 | -0.010624
48855 | SRB_GT211035 | B1 | Houston | 0 | -0.15906 | -0.052281 | -0.012736 | 0.052281 | 0.012736 | -0.009658 | -0.006516 | -0.002274 | -0.005052 | -0.009658 | -0.006516 | -0.005052 | -0.004814 | -0.008439 | -0.004749 | -0.009942 | -0.009942 | -0.009923 | -0.009923 | -0.004781 | -0.005125 | -0.009902 | -0.006303 | -0.005054 | -0.000488 | -0.010613
48855 | SRB_GT211035 | B2 | Houston | 0 | -0.15906 | -0.052281 | -0.012736 | 0.052281 | 0.012736 | -0.009658 | -0.006516 | -0.002274 | -0.005052 | -0.009658 | -0.006516 | -0.005052 | -0.004814 | -0.008439 | -0.004749 | -0.009942 | -0.009942 | -0.009923 | -0.009923 | -0.004781 | -0.005125 | -0.009902 | -0.006303 | -0.005054 | -0.000488 | -0.010613
48873 | THW_ST3_ST_3 | 3 | Houston | 107 | -0.20574 | -0.049229 | -0.012967 | 0.049229 | 0.012967 | -0.009813 | -0.006644 | -0.002305 | -0.004845 | -0.009813 | -0.006644 | -0.004845 | -0.004602 | -0.008632 | -0.004536 | -0.010122 | -0.010122 | -0.010103 | -0.010103 | -0.004569 | -0.004916 | -0.010058 | -0.00643 | -0.004847 | -0.000484 | -0.010817
48874 | THW_ST4_ST_4 | 4 | Houston | 108 | -0.20574 | -0.049229 | -0.012967 | 0.049229 | 0.012967 | -0.009813 | -0.006644 | -0.002305 | -0.004845 | -0.009813 | -0.006644 | -0.004845 | -0.004602 | -0.008632 | -0.004536 | -0.010122 | -0.010122 | -0.010103 | -0.010103 | -0.004569 | -0.004916 | -0.010058 | -0.00643 | -0.004847 | -0.000484 | -0.010817
48875 | THW_3132 | A | Houston | 55 | -0.20574 | -0.049229 | -0.012967 | 0.049229 | 0.012967 | -0.009813 | -0.006644 | -0.002305 | -0.004845 | -0.009813 | -0.006644 | -0.004845 | -0.004602 | -0.008632 | -0.004536 | -0.010122 | -0.010122 | -0.010103 | -0.010103 | -0.004569 | -0.004916 | -0.010058 | -0.00643 | -0.004847 | -0.000484 | -0.010817
48875 | THW_3132 | B | Houston | 53 | -0.20574 | -0.049229 | -0.012967 | 0.049229 | 0.012967 | -0.009813 | -0.006644 | -0.002305 | -0.004845 | -0.009813 | -0.006644 | -0.004845 | -0.004602 | -0.008632 | -0.004536 | -0.010122 | -0.010122 | -0.010103 | -0.010103 | -0.004569 | -0.004916 | -0.010058 | -0.00643 | -0.004847 | -0.000484 | -0.010817
48877 | THW_3334 | C | Houston | 55 | -0.20574 | -0.049229 | -0.012967 | 0.049229 | 0.012967 | -0.009813 | -0.006644 | -0.002305 | -0.004845 | -0.009813 | -0.006644 | -0.004845 | -0.004602 | -0.008632 | -0.004536 | -0.010122 | -0.010122 | -0.010103 | -0.010103 | -0.004569 | -0.004916 | -0.010058 | -0.00643 | -0.004847 | -0.000484 | -0.010817
48877 | THW_3334 | D | Houston | 57 | -0.20574 | -0.049229 | -0.012967 | 0.049229 | 0.012967 | -0.009813 | -0.006644 | -0.002305 | -0.004845 | -0.009813 | -0.006644 | -0.004845 | -0.004602 | -0.008632 | -0.004536 | -0.010122 | -0.010122 | -0.010103 | -0.010103 | -0.004569 | -0.004916 | -0.010058 | -0.00643 | -0.004847 | -0.000484 | -0.010817
48879 | THW_4142 | E | Houston | 56 | -0.20574 | -0.049229 | -0.012967 | 0.049229 | 0.012967 | -0.009813 | -0.006644 | -0.002305 | -0.004845 | -0.009813 | -0.006644 | -0.004845 | -0.004602 | -0.008632 | -0.004536 | -0.010122 | -0.010122 | -0.010103 | -0.010103 | -0.004569 | -0.004916 | -0.010058 | -0.00643 | -0.004847 | -0.000484 | -0.010817
48879 | THW_4142 | F | Houston | 55 | -0.20574 | -0.049229 | -0.012967 | 0.049229 | 0.012967 | -0.009813 | -0.006644 | -0.002305 | -0.004845 | -0.009813 | -0.006644 | -0.004845 | -0.004602 | -0.008632 | -0.004536 | -0.010122 | -0.010122 | -0.010103 | -0.010103 | -0.004569 | -0.004916 | -0.010058 | -0.00643 | -0.004847 | -0.000484 | -0.010817
48881 | THW_4344 | G | Houston | 58 | -0.20574 | -0.049229 | -0.012967 | 0.049229 | 0.012967 | -0.009813 | -0.006644 | -0.002305 | -0.004845 | -0.009813 | -0.006644 | -0.004845 | -0.004602 | -0.008632 | -0.004536 | -0.010122 | -0.010122 | -0.010103 | -0.010103 | -0.004569 | -0.004916 | -0.010058 | -0.00643 | -0.004847 | -0.000484 | -0.010817
48881 | THW_4344 | H | Houston | 58 | -0.20574 | -0.049229 | -0.012967 | 0.049229 | 0.012967 | -0.009813 | -0.006644 | -0.002305 | -0.004845 | -0.009813 | -0.006644 | -0.004845 | -0.004602 | -0.008632 | -0.004536 | -0.010122 | -0.010122 | -0.010103 | -0.010103 | -0.004569 | -0.004916 | -0.010058 | -0.00643 | -0.004847 | -0.000484 | -0.010817
48883 | THW_GT1_GT_1 | B2 | Houston | 0 | -0.19175 | -0.047795 | -0.013064 | 0.047795 | 0.013064 | -0.009878 | -0.006698 | -0.002319 | -0.004754 | -0.009878 | -0.006698 | -0.004754 | -0.00451 | -0.008713 | -0.004443 | -0.010198 | -0.010198 | -0.010178 | -0.010178 | -0.004476 | -0.004825 | -0.010123 | -0.006484 | -0.004756 | -0.000482 | -0.010904
48885 | THW_5152 | A | Houston | 46.4 | -0.22333 | -0.044523 | -0.013284 | 0.044523 | 0.013284 | -0.010026 | -0.00682 | -0.002349 | -0.00455 | -0.010026 | -0.00682 | -0.00455 | -0.004301 | -0.008898 | -0.004234 | -0.01037 | -0.01037 | -0.01035 | -0.01035 | -0.004267 | -0.004618 | -0.010272 | -0.006605 | -0.004552 | -0.000476 | -0.011099
48885 | THW_5152 | B | Houston | 47.2 | -0.22333 | -0.044523 | -0.013284 | 0.044523 | 0.013284 | -0.010026 | -0.00682 | -0.002349 | -0.00455 | -0.010026 | -0.00682 | -0.00455 | -0.004301 | -0.008898 | -0.004234 | -0.01037 | -0.01037 | -0.01035 | -0.01035 | -0.004267 | -0.004618 | -0.010272 | -0.006605 | -0.004552 | -0.000476 | -0.011099
48886 | THW_5354 | C | Houston | 45.6 | -0.22333 | -0.044523 | -0.013284 | 0.044523 | 0.013284 | -0.010026 | -0.00682 | -0.002349 | -0.00455 | -0.010026 | -0.00682 | -0.00455 | -0.004301 | -0.008898 | -0.004234 | -0.01037 | -0.01037 | -0.01035 | -0.01035 | -0.004267 | -0.004618 | -0.010272 | -0.006605 | -0.004552 | -0.000476 | -0.011099
48886 | THW_5354 | D | Houston | 46.4 | -0.22333 | -0.044523 | -0.013284 | 0.044523 | 0.013284 | -0.010026 | -0.00682 | -0.002349 | -0.00455 | -0.010026 | -0.00682 | -0.00455 | -0.004301 | -0.008898 | -0.004234 | -0.01037 | -0.01037 | -0.01035 | -0.01035 | -0.004267 | -0.004618 | -0.010272 | -0.006605 | -0.004552 | -0.000476 | -0.011099
48887 | THW_5556 | E | Houston | 47.2 | -0.22333 | -0.044523 | -0.013284 | 0.044523 | 0.013284 | -0.010026 | -0.00682 | -0.002349 | -0.00455 | -0.010026 | -0.00682 | -0.00455 | -0.004301 | -0.008898 | -0.004234 | -0.01037 | -0.01037 | -0.01035 | -0.01035 | -0.004267 | -0.004618 | -0.010272 | -0.006605 | -0.004552 | -0.000476 | -0.011099
48887 | THW_5556 | F | Houston | 45.6 | -0.22333 | -0.044523 | -0.013284 | 0.044523 | 0.013284 | -0.010026 | -0.00682 | -0.002349 | -0.00455 | -0.010026 | -0.00682 | -0.00455 | -0.004301 | -0.008898 | -0.004234 | -0.01037 | -0.01037 | -0.01035 | -0.01035 | -0.004267 | -0.004618 | -0.010272 | -0.006605 | -0.004552 | -0.000476 | -0.011099
48911 | TGF_GT1_8000 | 1 | Houston | 69.2 | -0.16102 | -0.1074 | -0.008621 | 0.1074 | 0.008621 | -0.006888 | -0.004235 | -0.001714 | -0.008639 | -0.006888 | -0.004235 | -0.008639 | -0.008485 | -0.005006 | -0.008431 | -0.00673 | -0.00673 | -0.006716 | -0.006716 | -0.008456 | -0.008743 | -0.007115 | -0.004037 | -0.008641 | -0.000565 | -0.006965
48921 | WAP_GN1_1 | 1 | Houston | 132.8 | -0.19237 | -0.069464 | -0.011588 | 0.069464 | 0.011588 | -0.008888 | -0.005878 | -0.002118 | -0.006113 | -0.008888 | -0.005878 | -0.006113 | -0.005898 | -0.007476 | -0.005836 | -0.009046 | -0.009046 | -0.009028 | -0.009028 | -0.005866 | -0.006196 | -0.009127 | -0.005669 | -0.006115 | -0.000517 | -0.009594
48922 | WAP_GN2_2 | 2 | Houston | 132.8 | -0.19237 | -0.069464 | -0.011588 | 0.069464 | 0.011588 | -0.008888 | -0.005878 | -0.002118 | -0.006113 | -0.008888 | -0.005878 | -0.006113 | -0.005898 | -0.007476 | -0.005836 | -0.009046 | -0.009046 | -0.009028 | -0.009028 | -0.005866 | -0.006196 | -0.009127 | -0.005669 | -0.006115 | -0.000517 | -0.009594
48923 | WAP_GN3_3 | 3 | Houston | 198.4 | -0.19237 | -0.069464 | -0.011588 | 0.069464 | 0.011588 | -0.008888 | -0.005878 | -0.002118 | -0.006113 | -0.008888 | -0.005878 | -0.006113 | -0.005898 | -0.007476 | -0.005836 | -0.009046 | -0.009046 | -0.009028 | -0.009028 | -0.005866 | -0.006196 | -0.009127 | -0.005669 | -0.006115 | -0.000517 | -0.009594
48924 | WAP_GN4_4 | 4 | Houston | 546 | -0.19237 | -0.069464 | -0.011588 | 0.069464 | 0.011588 | -0.008888 | -0.005878 | -0.002118 | -0.006113 | -0.008888 | -0.005878 | -0.006113 | -0.005898 | -0.007476 | -0.005836 | -0.009046 | -0.009046 | -0.009028 | -0.009028 | -0.005866 | -0.006196 | -0.009127 | -0.005669 | -0.006115 | -0.000517 | -0.009594
48925 | WAP_GN5_5 | 5 | Houston | 573.3 | -0.19237 | -0.069464 | -0.011588 | 0.069464 | 0.011588 | -0.008888 | -0.005878 | -0.002118 | -0.006113 | -0.008888 | -0.005878 | -0.006113 | -0.005898 | -0.007476 | -0.005836 | -0.009046 | -0.009046 | -0.009028 | -0.009028 | -0.005866 | -0.006196 | -0.009127 | -0.005669 | -0.006115 | -0.000517 | -0.009594
48926 | WAP_GN6_6 | 6 | Houston | 651 | -0.20757 | -0.07141 | -0.01142 | 0.07141 | 0.01142 | -0.008775 | -0.005785 | -0.002095 | -0.006272 | -0.008775 | -0.005785 | -0.006272 | -0.006061 | -0.007337 | -0.005999 | -0.008915 | -0.008915 | -0.008897 | -0.008897 | -0.006029 | -0.006356 | -0.009014 | -0.005577 | -0.006274 | -0.000519 | -0.009445
48927 | WAP_GN7_7 | 7 | Houston | 564 | -0.20757 | -0.07141 | -0.01142 | 0.07141 | 0.01142 | -0.008775 | -0.005785 | -0.002095 | -0.006272 | -0.008775 | -0.005785 | -0.006272 | -0.006061 | -0.007337 | -0.005999 | -0.008915 | -0.008915 | -0.008897 | -0.008897 | -0.006029 | -0.006356 | -0.009014 | -0.005577 | -0.006274 | -0.000519 | -0.009445
48928 | WAP_GN8_8 | 8 | Houston | 603 | -0.20757 | -0.07141 | -0.01142 | 0.07141 | 0.01142 | -0.008775 | -0.005785 | -0.002095 | -0.006272 | -0.008775 | -0.005785 | -0.006272 | -0.006061 | -0.007337 | -0.005999 | -0.008915 | -0.008915 | -0.008897 | -0.008897 | -0.006029 | -0.006356 | -0.009014 | -0.005577 | -0.006274 | -0.000519 | -0.009445
48929 | WAPGT21_GT1 | B1 | Houston | 0 | -0.19237 | -0.069464 | -0.011588 | 0.069464 | 0.011588 | -0.008888 | -0.005878 | -0.002118 | -0.006113 | -0.008888 | -0.005878 | -0.006113 | -0.005898 | -0.007476 | -0.005836 | -0.009046 | -0.009046 | -0.009028 | -0.009028 | -0.005866 | -0.006196 | -0.009127 | -0.005669 | -0.006115 | -0.000517 | -0.009594
49803 | EXN_15GT | 1 | Houston | 33 | -0.15086 | -0.047974 | -0.013036 | 0.047974 | 0.013036 | -0.009859 | -0.006683 | -0.002315 | -0.004776 | -0.009859 | -0.006683 | -0.004776 | -0.004532 | -0.00869 | -0.004466 | -0.010176 | -0.010176 | -0.010156 | -0.010156 | -0.004499 | -0.004846 | -0.010104 | -0.006469 | -0.004778 | -0.000481 | -0.010879
49804 | EXN_16GT | 2 | Houston | 32 | -0.15086 | -0.047974 | -0.013036 | 0.047974 | 0.013036 | -0.009859 | -0.006683 | -0.002315 | -0.004776 | -0.009859 | -0.006683 | -0.004776 | -0.004532 | -0.00869 | -0.004466 | -0.010176 | -0.010176 | -0.010156 | -0.010156 | -0.004499 | -0.004846 | -0.010104 | -0.006469 | -0.004778 | -0.000481 | -0.010879
49805 | EXN_17GT | 3 | Houston | 31 | -0.15086 | -0.047974 | -0.013036 | 0.047974 | 0.013036 | -0.009859 | -0.006683 | -0.002315 | -0.004776 | -0.009859 | -0.006683 | -0.004776 | -0.004532 | -0.00869 | -0.004466 | -0.010176 | -0.010176 | -0.010156 | -0.010156 | -0.004499 | -0.004846 | -0.010104 | -0.006469 | -0.004778 | -0.000481 | -0.010879
49826 | EXN938GT | 5 | Houston | 43 | -0.15086 | -0.047974 | -0.013036 | 0.047974 | 0.013036 | -0.009859 | -0.006683 | -0.002315 | -0.004776 | -0.009859 | -0.006683 | -0.004776 | -0.004532 | -0.00869 | -0.004466 | -0.010176 | -0.010176 | -0.010156 | -0.010156 | -0.004499 | -0.004846 | -0.010104 | -0.006469 | -0.004778 | -0.000481 | -0.010879
49828 | EXN941GT | 10 | Houston | 17.7 | -0.15086 | -0.047974 | -0.013036 | 0.047974 | 0.013036 | -0.009859 | -0.006683 | -0.002315 | -0.004776 | -0.009859 | -0.006683 | -0.004776 | -0.004532 | -0.00869 | -0.004466 | -0.010176 | -0.010176 | -0.010156 | -0.010156 | -0.004499 | -0.004846 | -0.010104 | -0.006469 | -0.004778 | -0.000481 | -0.010879
49829 | EXN942GT | 11 | Houston | 20 | -0.15086 | -0.047974 | -0.013036 | 0.047974 | 0.013036 | -0.009859 | -0.006683 | -0.002315 | -0.004776 | -0.009859 | -0.006683 | -0.004776 | -0.004532 | -0.00869 | -0.004466 | -0.010176 | -0.010176 | -0.010156 | -0.010156 | -0.004499 | -0.004846 | -0.010104 | -0.006469 | -0.004778 | -0.000481 | -0.010879
49830 | EXN943GT | 12 | Houston | 19 | -0.15086 | -0.047974 | -0.013036 | 0.047974 | 0.013036 | -0.009859 | -0.006683 | -0.002315 | -0.004776 | -0.009859 | -0.006683 | -0.004776 | -0.004532 | -0.00869 | -0.004466 | -0.010176 | -0.010176 | -0.010156 | -0.010156 | -0.004499 | -0.004846 | -0.010104 | -0.006469 | -0.004778 | -0.000481 | -0.010879
49831 | EXN944GT | 13 | Houston | 33 | -0.15086 | -0.047974 | -0.013036 | 0.047974 | 0.013036 | -0.009859 | -0.006683 | -0.002315 | -0.004776 | -0.009859 | -0.006683 | -0.004776 | -0.004532 | -0.00869 | -0.004466 | -0.010176 | -0.010176 | -0.010156 | -0.010156 | -0.004499 | -0.004846 | -0.010104 | -0.006469 | -0.004778 | -0.000481 | -0.010879
49832 | EXN945GT | 9 | Houston | 18.5 | -0.15086 | -0.047974 | -0.013036 | 0.047974 | 0.013036 | -0.009859 | -0.006683 | -0.002315 | -0.004776 | -0.009859 | -0.006683 | -0.004776 | -0.004532 | -0.00869 | -0.004466 | -0.010176 | -0.010176 | -0.010156 | -0.010156 | -0.004499 | -0.004846 | -0.010104 | -0.006469 | -0.004778 | -0.000481 | -0.010879
49837 | EXN_GT | 4 | Houston | 81 | -0.15086 | -0.047974 | -0.013036 | 0.047974 | 0.013036 | -0.009859 | -0.006683 | -0.002315 | -0.004776 | -0.009859 | -0.006683 | -0.004776 | -0.004532 | -0.00869 | -0.004466 | -0.010176 | -0.010176 | -0.010156 | -0.010156 | -0.004499 | -0.004846 | -0.010104 | -0.006469 | -0.004778 | -0.000481 | -0.010879
49838 | EXN_14GT | 14 | Houston | 140 | -0.15086 | -0.047974 | -0.013036 | 0.047974 | 0.013036 | -0.009859 | -0.006683 | -0.002315 | -0.004776 | -0.009859 | -0.006683 | -0.004776 | -0.004532 | -0.00869 | -0.004466 | -0.010176 | -0.010176 | -0.010156 | -0.010156 | -0.004499 | -0.004846 | -0.010104 | -0.006469 | -0.004778 | -0.000481 | -0.010879
49851 | DOW17000 | 37 | Houston | 39 | -0.17898 | -0.090899 | -0.009911 | 0.090899 | 0.009911 | -0.007759 | -0.004949 | -0.001889 | -0.007623 | -0.007759 | -0.004949 | -0.007623 | -0.007443 | -0.006078 | -0.007385 | -0.007737 | -0.007737 | -0.007721 | -0.007721 | -0.007412 | -0.007718 | -0.007992 | -0.004746 | -0.007625 | -0.000544 | -0.008107
49858 | DOW38100 | 31 | Houston | 45 | -0.17898 | -0.090899 | -0.009911 | 0.090899 | 0.009911 | -0.007759 | -0.004949 | -0.001889 | -0.007623 | -0.007759 | -0.004949 | -0.007623 | -0.007443 | -0.006078 | -0.007385 | -0.007737 | -0.007737 | -0.007721 | -0.007721 | -0.007412 | -0.007718 | -0.007992 | -0.004746 | -0.007625 | -0.000544 | -0.008107
49859 | DOW38200 | 33 | Houston | 28 | -0.17898 | -0.090899 | -0.009911 | 0.090899 | 0.009911 | -0.007759 | -0.004949 | -0.001889 | -0.007623 | -0.007759 | -0.004949 | -0.007623 | -0.007443 | -0.006078 | -0.007385 | -0.007737 | -0.007737 | -0.007721 | -0.007721 | -0.007412 | -0.007718 | -0.007992 | -0.004746 | -0.007625 | -0.000544 | -0.008107
49860 | DOW38300 | 32 | Houston | 63 | -0.17898 | -0.090899 | -0.009911 | 0.090899 | 0.009911 | -0.007759 | -0.004949 | -0.001889 | -0.007623 | -0.007759 | -0.004949 | -0.007623 | -0.007443 | -0.006078 | -0.007385 | -0.007737 | -0.007737 | -0.007721 | -0.007721 | -0.007412 | -0.007718 | -0.007992 | -0.004746 | -0.007625 | -0.000544 | -0.008107
49862 | DOW39100 | 36 | Houston | 54 | -0.17898 | -0.090899 | -0.009911 | 0.090899 | 0.009911 | -0.007759 | -0.004949 | -0.001889 | -0.007623 | -0.007759 | -0.004949 | -0.007623 | -0.007443 | -0.006078 | -0.007385 | -0.007737 | -0.007737 | -0.007721 | -0.007721 | -0.007412 | -0.007718 | -0.007992 | -0.004746 | -0.007625 | -0.000544 | -0.008107
49863 | DOW39200 | 35 | Houston | 55 | -0.17898 | -0.090899 | -0.009911 | 0.090899 | 0.009911 | -0.007759 | -0.004949 | -0.001889 | -0.007623 | -0.007759 | -0.004949 | -0.007623 | -0.007443 | -0.006078 | -0.007385 | -0.007737 | -0.007737 | -0.007721 | -0.007721 | -0.007412 | -0.007718 | -0.007992 | -0.004746 | -0.007625 | -0.000544 | -0.008107
49865 | DOW41000 | 41 | Houston | 31 | -0.17898 | -0.090899 | -0.009911 | 0.090899 | 0.009911 | -0.007759 | -0.004949 | -0.001889 | -0.007623 | -0.007759 | -0.004949 | -0.007623 | -0.007443 | -0.006078 | -0.007385 | -0.007737 | -0.007737 | -0.007721 | -0.007721 | -0.007412 | -0.007718 | -0.007992 | -0.004746 | -0.007625 | -0.000544 | -0.008107
49866 | DOW42000 | 42 | Houston | 11 | -0.17898 | -0.090899 | -0.009911 | 0.090899 | 0.009911 | -0.007759 | -0.004949 | -0.001889 | -0.007623 | -0.007759 | -0.004949 | -0.007623 | -0.007443 | -0.006078 | -0.007385 | -0.007737 | -0.007737 | -0.007721 | -0.007721 | -0.007412 | -0.007718 | -0.007992 | -0.004746 | -0.007625 | -0.000544 | -0.008107
49869 | DOW49000 | 45 | Houston | 59 | -0.17898 | -0.090899 | -0.009911 | 0.090899 | 0.009911 | -0.007759 | -0.004949 | -0.001889 | -0.007623 | -0.007759 | -0.004949 | -0.007623 | -0.007443 | -0.006078 | -0.007385 | -0.007737 | -0.007737 | -0.007721 | -0.007721 | -0.007412 | -0.007718 | -0.007992 | -0.004746 | -0.007625 | -0.000544 | -0.008107
49870 | DOW61000 | 61 | Houston | 44 | -0.17898 | -0.090899 | -0.009911 | 0.090899 | 0.009911 | -0.007759 | -0.004949 | -0.001889 | -0.007623 | -0.007759 | -0.004949 | -0.007623 | -0.007443 | -0.006078 | -0.007385 | -0.007737 | -0.007737 | -0.007721 | -0.007721 | -0.007412 | -0.007718 | -0.007992 | -0.004746 | -0.007625 | -0.000544 | -0.008107
49871 | DOW62000 | 62 | Houston | 40 | -0.17898 | -0.090899 | -0.009911 | 0.090899 | 0.009911 | -0.007759 | -0.004949 | -0.001889 | -0.007623 | -0.007759 | -0.004949 | -0.007623 | -0.007443 | -0.006078 | -0.007385 | -0.007737 | -0.007737 | -0.007721 | -0.007721 | -0.007412 | -0.007718 | -0.007992 | -0.004746 | -0.007625 | -0.000544 | -0.008107
49872 | DOW63000 | 63 | Houston | 45 | -0.17898 | -0.090899 | -0.009911 | 0.090899 | 0.009911 | -0.007759 | -0.004949 | -0.001889 | -0.007623 | -0.007759 | -0.004949 | -0.007623 | -0.007443 | -0.006078 | -0.007385 | -0.007737 | -0.007737 | -0.007721 | -0.007721 | -0.007412 | -0.007718 | -0.007992 | -0.004746 | -0.007625 | -0.000544 | -0.008107
49873 | DOW64000 | 64 | Houston | 41 | -0.17898 | -0.090899 | -0.009911 | 0.090899 | 0.009911 | -0.007759 | -0.004949 | -0.001889 | -0.007623 | -0.007759 | -0.004949 | -0.007623 | -0.007443 | -0.006078 | -0.007385 | -0.007737 | -0.007737 | -0.007721 | -0.007721 | -0.007412 | -0.007718 | -0.007992 | -0.004746 | -0.007625 | -0.000544 | -0.008107
49876 | DOW65000 | 65 | Houston | 63 | -0.17898 | -0.090899 | -0.009911 | 0.090899 | 0.009911 | -0.007759 | -0.004949 | -0.001889 | -0.007623 | -0.007759 | -0.004949 | -0.007623 | -0.007443 | -0.006078 | -0.007385 | -0.007737 | -0.007737 | -0.007721 | -0.007721 | -0.007412 | -0.007718 | -0.007992 | -0.004746 | -0.007625 | -0.000544 | -0.008107
49877 | DOW66000 | 66 | Houston | 61 | -0.17898 | -0.090899 | -0.009911 | 0.090899 | 0.009911 | -0.007759 | -0.004949 | -0.001889 | -0.007623 | -0.007759 | -0.004949 | -0.007623 | -0.007443 | -0.006078 | -0.007385 | -0.007737 | -0.007737 | -0.007721 | -0.007721 | -0.007412 | -0.007718 | -0.007992 | -0.004746 | -0.007625 | -0.000544 | -0.008107
49878 | DOW67000 | 67 | Houston | 65 | -0.17898 | -0.090899 | -0.009911 | 0.090899 | 0.009911 | -0.007759 | -0.004949 | -0.001889 | -0.007623 | -0.007759 | -0.004949 | -0.007623 | -0.007443 | -0.006078 | -0.007385 | -0.007737 | -0.007737 | -0.007721 | -0.007721 | -0.007412 | -0.007718 | -0.007992 | -0.004746 | -0.007625 | -0.000544 | -0.008107
49882 | DOW81000 | 81 | Houston | 47 | -0.17898 | -0.090899 | -0.009911 | 0.090899 | 0.009911 | -0.007759 | -0.004949 | -0.001889 | -0.007623 | -0.007759 | -0.004949 | -0.007623 | -0.007443 | -0.006078 | -0.007385 | -0.007737 | -0.007737 | -0.007721 | -0.007721 | -0.007412 | -0.007718 | -0.007992 | -0.004746 | -0.007625 | -0.000544 | -0.008107
49884 | DOW82000 | 82 | Houston | 51 | -0.17898 | -0.090899 | -0.009911 | 0.090899 | 0.009911 | -0.007759 | -0.004949 | -0.001889 | -0.007623 | -0.007759 | -0.004949 | -0.007623 | -0.007443 | -0.006078 | -0.007385 | -0.007737 | -0.007737 | -0.007721 | -0.007721 | -0.007412 | -0.007718 | -0.007992 | -0.004746 | -0.007625 | -0.000544 | -0.008107
49885 | DOW83000 | 83 | Houston | 51 | -0.17898 | -0.090899 | -0.009911 | 0.090899 | 0.009911 | -0.007759 | -0.004949 | -0.001889 | -0.007623 | -0.007759 | -0.004949 | -0.007623 | -0.007443 | -0.006078 | -0.007385 | -0.007737 | -0.007737 | -0.007721 | -0.007721 | -0.007412 | -0.007718 | -0.007992 | -0.004746 | -0.007625 | -0.000544 | -0.008107
49886 | DOW84000 | 84 | Houston | 107 | -0.17898 | -0.090899 | -0.009911 | 0.090899 | 0.009911 | -0.007759 | -0.004949 | -0.001889 | -0.007623 | -0.007759 | -0.004949 | -0.007623 | -0.007443 | -0.006078 | -0.007385 | -0.007737 | -0.007737 | -0.007721 | -0.007721 | -0.007412 | -0.007718 | -0.007992 | -0.004746 | -0.007625 | -0.000544 | -0.008107
60000 | DSKY2 | 1 | West | 19.1 | 0.12577 | 0.13086 | 0.32351 | -0.13086 | -0.32351 | 0.25244 | 0.17195 | 0.044349 | 0.056243 | 0.25244 | 0.17195 | 0.056243 | 0.050333 | 0.20566 | 0.048628 | 0.25259 | 0.25259 | 0.25208 | 0.25208 | 0.049354 | 0.056215 | 0.25988 | 0.16545 | 0.056303 | 0.011517 | 0.26522
60003 | KING_NE1A | 1 | West | 20 | 0.12688 | 0.13266 | 0.32583 | -0.13266 | -0.32583 | 0.25501 | 0.17308 | 0.044687 | 0.055869 | 0.25501 | 0.17308 | 0.055869 | 0.049932 | 0.20574 | 0.048197 | 0.2544 | 0.2544 | 0.25389 | 0.25389 | 0.04893 | 0.055754 | 0.26265 | 0.16641 | 0.055931 | 0.011415 | 0.26664
60005 | KING_SE1A | 1 | West | 10 | 0.12688 | 0.13266 | 0.32583 | -0.13266 | -0.32583 | 0.25501 | 0.17308 | 0.044687 | 0.055869 | 0.25501 | 0.17308 | 0.055869 | 0.049932 | 0.20574 | 0.048197 | 0.2544 | 0.2544 | 0.25389 | 0.25389 | 0.04893 | 0.055754 | 0.26265 | 0.16641 | 0.055931 | 0.011415 | 0.26664
60007 | KING_SW1A | 1 | West | 20 | 0.12799 | 0.13449 | 0.32846 | -0.13449 | -0.32846 | 0.25827 | 0.17431 | 0.045088 | 0.055177 | 0.25827 | 0.17431 | 0.055177 | 0.049214 | 0.20524 | 0.04744 | 0.25647 | 0.25647 | 0.25594 | 0.25594 | 0.048182 | 0.054922 | 0.26618 | 0.1674 | 0.05524 | 0.011245 | 0.26806
60016 | WOODWRD11A | 1 | West | 20 | 0.12725 | 0.13328 | 0.32681 | -0.13328 | -0.32681 | 0.25634 | 0.17352 | 0.044843 | 0.055531 | 0.25634 | 0.17352 | 0.055531 | 0.049586 | 0.20537 | 0.047834 | 0.25518 | 0.25518 | 0.25466 | 0.25466 | 0.048571 | 0.055352 | 0.26409 | 0.16675 | 0.055593 | 0.011329 | 0.26711
60017 | ORNNWP1 | 1 | West | 20 | 0.12516 | 0.12987 | 0.3223 | -0.12987 | -0.3223 | 0.25119 | 0.17136 | 0.044178 | 0.05637 | 0.25119 | 0.17136 | 0.05637 | 0.050476 | 0.20546 | 0.048784 | 0.25165 | 0.25165 | 0.25114 | 0.25114 | 0.049506 | 0.056377 | 0.25855 | 0.16493 | 0.056429 | 0.011554 | 0.26442
60018 | DSKY1 | 1 | West | 21 | 0.12449 | 0.12878 | 0.32086 | -0.12878 | -0.32086 | 0.24955 | 0.17067 | 0.043966 | 0.056633 | 0.24955 | 0.17067 | 0.056633 | 0.050755 | 0.20548 | 0.049081 | 0.25053 | 0.25053 | 0.25002 | 0.25002 | 0.049799 | 0.056698 | 0.25679 | 0.16435 | 0.056691 | 0.011624 | 0.26356
60019 | KING_NW1A | 1 | West | 20 | 0.12799 | 0.13449 | 0.32846 | -0.13449 | -0.32846 | 0.25827 | 0.17431 | 0.045088 | 0.055177 | 0.25827 | 0.17431 | 0.055177 | 0.049214 | 0.20524 | 0.04744 | 0.25647 | 0.25647 | 0.25594 | 0.25594 | 0.048182 | 0.054922 | 0.26618 | 0.1674 | 0.05524 | 0.011245 | 0.26806
60052 | WILDHRS11A | 1 | West | 25.3 | 0.14226 | 0.1587 | 0.21568 | -0.1587 | -0.21568 | 0.13003 | 0.26888 | 0.16264 | 0.037918 | 0.13003 | 0.26888 | 0.037918 | 0.033243 | 0.28861 | 0.035175 | 0.16836 | 0.16836 | 0.16811 | 0.16811 | 0.033323 | 0.037422 | 0.12825 | 0.27044 | 0.037904 | 0.008635 | 0.20062
60053 | WILDHRS21A | 1 | West | 7.8 | 0.14226 | 0.1587 | 0.21568 | -0.1587 | -0.21568 | 0.13003 | 0.26888 | 0.16264 | 0.037918 | 0.13003 | 0.26888 | 0.037918 | 0.033243 | 0.28861 | 0.035175 | 0.16836 | 0.16836 | 0.16811 | 0.16811 | 0.033323 | 0.037422 | 0.12825 | 0.27044 | 0.037904 | 0.008635 | 0.20062
60057 | CALLAHAN1A | 1 | West | 22.8 | 0.13756 | 0.14993 | 0.31018 | -0.14993 | -0.31018 | 0.17739 | 0.19138 | 0.087298 | 0.047071 | 0.17739 | 0.19138 | 0.047071 | 0.040164 | 0.32395 | 0.04017 | 0.2421 | 0.2421 | 0.24178 | 0.24178 | 0.040463 | 0.045127 | 0.17313 | 0.1951 | 0.047036 | 0.022754 | 0.29451
60058 | BUFF_GAP1A | 1 | West | 24 | 0.13884 | 0.15226 | 0.40176 | -0.15226 | -0.40176 | 0.21066 | 0.22471 | 0.045036 | 0.051458 | 0.21066 | 0.22471 | 0.051458 | 0.042146 | 0.43993 | 0.042169 | 0.31355 | 0.31355 | 0.31319 | 0.31319 | 0.042899 | 0.050331 | 0.20177 | 0.23247 | 0.051387 | 0.009442 | 0.39333
60060 | CIRELLO | 1 | West | 46.6 | 0.13884 | 0.15226 | 0.40176 | -0.15226 | -0.40176 | 0.21066 | 0.22471 | 0.045036 | 0.051458 | 0.21066 | 0.22471 | 0.051458 | 0.042146 | 0.43993 | 0.042169 | 0.31355 | 0.31355 | 0.31319 | 0.31319 | 0.042899 | 0.050331 | 0.20177 | 0.23247 | 0.051387 | 0.009442 | 0.39333
60063 | BUFF_GAP1B | 1 | West | 34 | 0.13884 | 0.15226 | 0.40176 | -0.15226 | -0.40176 | 0.21066 | 0.22471 | 0.045036 | 0.051458 | 0.21066 | 0.22471 | 0.051458 | 0.042146 | 0.43993 | 0.042169 | 0.31355 | 0.31355 | 0.31319 | 0.31319 | 0.042899 | 0.050331 | 0.20177 | 0.23247 | 0.051387 | 0.009442 | 0.39333
60066 | H_HOLLOW1A | 1 | West | 44.4 | 0.13884 | 0.15226 | 0.40176 | -0.15226 | -0.40176 | 0.21066 | 0.22471 | 0.045036 | 0.051458 | 0.21066 | 0.22471 | 0.051458 | 0.042146 | 0.43993 | 0.042169 | 0.31355 | 0.31355 | 0.31319 | 0.31319 | 0.042899 | 0.050331 | 0.20177 | 0.23247 | 0.051387 | 0.009442 | 0.39333
60068 | HHOLLOW21A | 1 | West | 36.8 | 0.13884 | 0.15226 | 0.40176 | -0.15226 | -0.40176 | 0.21066 | 0.22471 | 0.045036 | 0.051458 | 0.21066 | 0.22471 | 0.051458 | 0.042146 | 0.43993 | 0.042169 | 0.31355 | 0.31355 | 0.31319 | 0.31319 | 0.042899 | 0.050331 | 0.20177 | 0.23247 | 0.051387 | 0.009442 | 0.39333
60070 | HHOLLOW31A | 1 | West | 44.8 | 0.13884 | 0.15226 | 0.40176 | -0.15226 | -0.40176 | 0.21066 | 0.22471 | 0.045036 | 0.051458 | 0.21066 | 0.22471 | 0.051458 | 0.042146 | 0.43993 | 0.042169 | 0.31355 | 0.31355 | 0.31319 | 0.31319 | 0.042899 | 0.050331 | 0.20177 | 0.23247 | 0.051387 | 0.009442 | 0.39333
60072 | HHOLLOW41A | 1 | West | 23 | 0.13884 | 0.15226 | 0.40176 | -0.15226 | -0.40176 | 0.21066 | 0.22471 | 0.045036 | 0.051458 | 0.21066 | 0.22471 | 0.051458 | 0.042146 | 0.43993 | 0.042169 | 0.31355 | 0.31355 | 0.31319 | 0.31319 | 0.042899 | 0.050331 | 0.20177 | 0.23247 | 0.051387 | 0.009442 | 0.39333
60081 | WHRLWIND1A | 1 | West | 12 | 0.14147 | 0.15727 | 0.2444 | -0.15727 | -0.2444 | 0.16072 | 0.24588 | 0.14223 | 0.04011 | 0.16072 | 0.24588 | 0.04011 | 0.03507 | 0.27138 | 0.036112 | 0.19079 | 0.19079 | 0.19048 | 0.19048 | 0.034905 | 0.039345 | 0.16106 | 0.24558 | 0.040113 | 0.009041 | 0.21901
60201 | RIO DRCS | F | West | 0 | 0.12731 | 0.13338 | 0.32696 | -0.13338 | -0.32696 | 0.25652 | 0.17359 | 0.044865 | 0.055493 | 0.25652 | 0.17359 | 0.055493 | 0.049547 | 0.20534 | 0.047793 | 0.25529 | 0.25529 | 0.25477 | 0.25477 | 0.04853 | 0.055307 | 0.26429 | 0.16681 | 0.055555 | 0.011319 | 0.26718
60202 | FRNDDRCS | F | West | 0 | 0.11097 | 0.10669 | 0.29108 | -0.10669 | -0.29108 | 0.21496 | 0.15648 | 0.039574 | 0.062699 | 0.21496 | 0.15648 | 0.062699 | 0.057148 | 0.20713 | 0.055874 | 0.22726 | 0.22726 | 0.22683 | 0.22683 | 0.0565 | 0.064057 | 0.21952 | 0.15251 | 0.062736 | 0.013274 | 0.2462
71051 | L_BITTCR1_1N | W1 | West | 7.5 | 0.14029 | 0.15489 | 0.40422 | -0.15489 | -0.40422 | 0.25704 | 0.2206 | 0.047391 | 0.047899 | 0.25704 | 0.2206 | 0.047899 | 0.039394 | 0.36139 | 0.03847 | 0.31553 | 0.31553 | 0.31505 | 0.31505 | 0.039288 | 0.04456 | 0.25605 | 0.22147 | 0.047891 | 0.008704 | 0.36769
71054 | L_SWEETW1_1N | W1 | West | 21.5 | 0.14029 | 0.15489 | 0.40422 | -0.15489 | -0.40422 | 0.25704 | 0.2206 | 0.047391 | 0.047899 | 0.25704 | 0.2206 | 0.047899 | 0.039394 | 0.36139 | 0.03847 | 0.31553 | 0.31553 | 0.31505 | 0.31505 | 0.039288 | 0.04456 | 0.25605 | 0.22147 | 0.047891 | 0.008704 | 0.36769
71057 | L_SWEETW1_2N | W1 | West | 27 | 0.14029 | 0.15489 | 0.40422 | -0.15489 | -0.40422 | 0.25704 | 0.2206 | 0.047391 | 0.047899 | 0.25704 | 0.2206 | 0.047899 | 0.039394 | 0.36139 | 0.03847 | 0.31553 | 0.31553 | 0.31505 | 0.31505 | 0.039288 | 0.04456 | 0.25605 | 0.22147 | 0.047891 | 0.008704 | 0.36769
71059 | L_SWEETW1_3N | W1 | West | 23.8 | 0.14029 | 0.15489 | 0.40422 | -0.15489 | -0.40422 | 0.25704 | 0.2206 | 0.047391 | 0.047899 | 0.25704 | 0.2206 | 0.047899 | 0.039394 | 0.36139 | 0.03847 | 0.31553 | 0.31553 | 0.31505 | 0.31505 | 0.039288 | 0.04456 | 0.25605 | 0.22147 | 0.047891 | 0.008704 | 0.36769
71060 | L_SWEETW1_4N | W1 | West | 21 | 0.14029 | 0.15489 | 0.40422 | -0.15489 | -0.40422 | 0.25704 | 0.2206 | 0.047391 | 0.047899 | 0.25704 | 0.2206 | 0.047899 | 0.039394 | 0.36139 | 0.03847 | 0.31553 | 0.31553 | 0.31505 | 0.31505 | 0.039288 | 0.04456 | 0.25605 | 0.22147 | 0.047891 | 0.008704 | 0.36769
76031 | L_GASCCR1_1N | W1 | West | 30 | 0.13689 | 0.14885 | 0.3399 | -0.14885 | -0.3399 | 0.25958 | 0.18022 | 0.043446 | 0.053174 | 0.25958 | 0.18022 | 0.053174 | 0.046856 | 0.22563 | 0.045166 | 0.26538 | 0.26538 | 0.26486 | 0.26486 | 0.045936 | 0.054231 | 0.26641 | 0.17425 | 0.053229 | 0.01016 | 0.28216
76091 | L_DIVIDE1_1N | W1 | West | 110 | 0.13644 | 0.14804 | 0.33635 | -0.14804 | -0.33635 | 0.25253 | 0.17896 | 0.042902 | 0.054139 | 0.25253 | 0.17896 | 0.054139 | 0.047804 | 0.23114 | 0.046224 | 0.26261 | 0.26261 | 0.2621 | 0.2621 | 0.046976 | 0.05573 | 0.25852 | 0.17373 | 0.054187 | 0.010373 | 0.28192
80003 | MILHWYS | F | South | 0 | -0.1021 | -0.16892 | 0.00046 | 0.16892 | -0.00046 | -0.000664 | 0.000751 | -0.000468 | -0.013577 | -0.000664 | 0.000751 | -0.013577 | -0.013605 | 0.002349 | -0.01358 | 0.000359 | 0.000359 | 0.000361 | 0.000361 | -0.013587 | -0.013685 | -0.000834 | 0.000899 | -0.013578 | -0.000459 | 0.001016
80010 | EPLVT1 | F | South | 0 | -0.038702 | -0.11836 | 0.068129 | 0.11836 | -0.068129 | 0.04727 | 0.037365 | 0.008854 | 0.005342 | 0.04727 | 0.037365 | 0.005342 | 0.003985 | 0.054169 | 0.003756 | 0.053188 | 0.053188 | 0.053096 | 0.053096 | 0.003891 | 0.0058 | 0.047799 | 0.036903 | 0.005347 | 0.003311 | 0.05952
80012 | LAR | F | South | 0 | -0.084025 | -0.16443 | 0.014476 | 0.16443 | -0.014476 | 0.009238 | 0.008342 | 0.001462 | -0.010434 | 0.009238 | 0.008342 | -0.010434 | -0.010738 | 0.013132 | -0.010765 | 0.011302 | 0.011302 | 0.011284 | 0.011284 | -0.010743 | -0.010432 | 0.009208 | 0.008368 | -0.010435 | 0.000287 | 0.01315
80051 | FOR #8 | 8 | South | 28 | -0.11684 | -0.15677 | -0.00314 | 0.15677 | 0.00314 | -0.003163 | -0.001214 | -0.000963 | -0.01261 | -0.003163 | -0.001214 | -0.01261 | -0.012567 | -0.000507 | -0.012529 | -0.002452 | -0.002452 | -0.002445 | -0.002445 | -0.012543 | -0.012731 | -0.003361 | -0.001041 | -0.012612 | -0.00057 | -0.002129
80052 | FOR #9 | 9 | South | 29.7 | -0.11684 | -0.15677 | -0.00314 | 0.15677 | 0.00314 | -0.003163 | -0.001214 | -0.000963 | -0.01261 | -0.003163 | -0.001214 | -0.01261 | -0.012567 | -0.000507 | -0.012529 | -0.002452 | -0.002452 | -0.002445 | -0.002445 | -0.012543 | -0.012731 | -0.003361 | -0.001041 | -0.012612 | -0.00057 | -0.002129
80053 | FOR #10 | 10 | South | 68.4 | -0.11684 | -0.15677 | -0.00314 | 0.15677 | 0.00314 | -0.003163 | -0.001214 | -0.000963 | -0.01261 | -0.003163 | -0.001214 | -0.01261 | -0.012567 | -0.000507 | -0.012529 | -0.002452 | -0.002452 | -0.002445 | -0.002445 | -0.012543 | -0.012731 | -0.003361 | -0.001041 | -0.012612 | -0.00057 | -0.002129
80080 | GWINDT11A | 1 | South | 40.6 | -0.10244 | -0.169 | 0.000198 | 0.169 | -0.000198 | -0.000849 | 0.000609 | -0.000505 | -0.013636 | -0.000849 | 0.000609 | -0.013636 | -0.013659 | 0.002148 | -0.013633 | 0.000154 | 0.000154 | 0.000157 | 0.000157 | -0.01364 | -0.013746 | -0.001022 | 0.00076 | -0.013637 | -0.000473 | 0.000789
80080 | GWINDT11A | 2 | South | 17.7 | -0.10244 | -0.169 | 0.000198 | 0.169 | -0.000198 | -0.000849 | 0.000609 | -0.000505 | -0.013636 | -0.000849 | 0.000609 | -0.013636 | -0.013659 | 0.002148 | -0.013633 | 0.000154 | 0.000154 | 0.000157 | 0.000157 | -0.01364 | -0.013746 | -0.001022 | 0.00076 | -0.013637 | -0.000473 | 0.000789
80080 | GWINDT11A | 3 | South | 16.4 | -0.10244 | -0.169 | 0.000198 | 0.169 | -0.000198 | -0.000849 | 0.000609 | -0.000505 | -0.013636 | -0.000849 | 0.000609 | -0.013636 | -0.013659 | 0.002148 | -0.013633 | 0.000154 | 0.000154 | 0.000157 | 0.000157 | -0.01364 | -0.013746 | -0.001022 | 0.00076 | -0.013637 | -0.000473 | 0.000789
80080 | GWINDT11A | 4 | South | 8.2 | -0.10244 | -0.169 | 0.000198 | 0.169 | -0.000198 | -0.000849 | 0.000609 | -0.000505 | -0.013636 | -0.000849 | 0.000609 | -0.013636 | -0.013659 | 0.002148 | -0.013633 | 0.000154 | 0.000154 | 0.000157 | 0.000157 | -0.01364 | -0.013746 | -0.001022 | 0.00076 | -0.013637 | -0.000473 | 0.000789
80081 | GWINDT21A | 1 | South | 40.6 | -0.10244 | -0.169 | 0.000198 | 0.169 | -0.000198 | -0.000849 | 0.000609 | -0.000505 | -0.013636 | -0.000849 | 0.000609 | -0.013636 | -0.013659 | 0.002148 | -0.013633 | 0.000154 | 0.000154 | 0.000157 | 0.000157 | -0.01364 | -0.013746 | -0.001022 | 0.00076 | -0.013637 | -0.000473 | 0.000789
80081 | GWINDT21A | 2 | South | 15.5 | -0.10244 | -0.169 | 0.000198 | 0.169 | -0.000198 | -0.000849 | 0.000609 | -0.000505 | -0.013636 | -0.000849 | 0.000609 | -0.013636 | -0.013659 | 0.002148 | -0.013633 | 0.000154 | 0.000154 | 0.000157 | 0.000157 | -0.01364 | -0.013746 | -0.001022 | 0.00076 | -0.013637 | -0.000473 | 0.000789
80081 | GWINDT21A | 3 | South | 18.6 | -0.10244 | -0.169 | 0.000198 | 0.169 | -0.000198 | -0.000849 | 0.000609 | -0.000505 | -0.013636 | -0.000849 | 0.000609 | -0.013636 | -0.013659 | 0.002148 | -0.013633 | 0.000154 | 0.000154 | 0.000157 | 0.000157 | -0.01364 | -0.013746 | -0.001022 | 0.00076 | -0.013637 | -0.000473 | 0.000789
80081 | GWINDT21A | 4 | South | 9.5 | -0.10244 | -0.169 | 0.000198 | 0.169 | -0.000198 | -0.000849 | 0.000609 | -0.000505 | -0.013636 | -0.000849 | 0.000609 | -0.013636 | -0.013659 | 0.002148 | -0.013633 | 0.000154 | 0.000154 | 0.000157 | 0.000157 | -0.01364 | -0.013746 | -0.001022 | 0.00076 | -0.013637 | -0.000473 | 0.000789
80137 | CSDR89 | 8 | South | 33.9 | -0.1115 | -0.16199 | -0.002432 | 0.16199 | 0.002432 | -0.002679 | -0.000825 | -0.000866 | -0.013032 | -0.002679 | -0.000825 | -0.013032 | -0.013003 | 6.9e-05 | -0.012968 | -0.001899 | -0.001899 | -0.001893 | -0.001893 | -0.012981 | -0.013154 | -0.002872 | -0.000655 | -0.013034 | -0.000564 | -0.001506
80137 | CSDR89 | 9 | South | 0 | -0.1115 | -0.16199 | -0.002432 | 0.16199 | 0.002432 | -0.002679 | -0.000825 | -0.000866 | -0.013032 | -0.002679 | -0.000825 | -0.013032 | -0.013003 | 6.9e-05 | -0.012968 | -0.001899 | -0.001899 | -0.001893 | -0.001893 | -0.012981 | -0.013154 | -0.002872 | -0.000655 | -0.013034 | -0.000564 | -0.001506
80138 | CSDR7 | 7 | South | 6.1 | -0.1115 | -0.16199 | -0.002432 | 0.16199 | 0.002432 | -0.002679 | -0.000825 | -0.000866 | -0.013032 | -0.002679 | -0.000825 | -0.013032 | -0.013003 | 6.9e-05 | -0.012968 | -0.001899 | -0.001899 | -0.001893 | -0.001893 | -0.012981 | -0.013154 | -0.002872 | -0.000655 | -0.013034 | -0.000564 | -0.001506
80139 | CSDR56 | 5 | South | 15 | -0.1115 | -0.16199 | -0.002432 | 0.16199 | 0.002432 | -0.002679 | -0.000825 | -0.000866 | -0.013032 | -0.002679 | -0.000825 | -0.013032 | -0.013003 | 6.9e-05 | -0.012968 | -0.001899 | -0.001899 | -0.001893 | -0.001893 | -0.012981 | -0.013154 | -0.002872 | -0.000655 | -0.013034 | -0.000564 | -0.001506
80139 | CSDR56 | 6 | South | 0 | -0.1115 | -0.16199 | -0.002432 | 0.16199 | 0.002432 | -0.002679 | -0.000825 | -0.000866 | -0.013032 | -0.002679 | -0.000825 | -0.013032 | -0.013003 | 6.9e-05 | -0.012968 | -0.001899 | -0.001899 | -0.001893 | -0.001893 | -0.012981 | -0.013154 | -0.002872 | -0.000655 | -0.013034 | -0.000564 | -0.001506
80140 | CSDR11 | 11 | South | 33.9 | -0.1115 | -0.16199 | -0.002432 | 0.16199 | 0.002432 | -0.002678 | -0.000825 | -0.000866 | -0.013032 | -0.002678 | -0.000825 | -0.013032 | -0.013003 | 6.9e-05 | -0.012968 | -0.001899 | -0.001899 | -0.001893 | -0.001893 | -0.012981 | -0.013154 | -0.002872 | -0.000655 | -0.013034 | -0.000564 | -0.001506
80180 | PNSCALT11A | 1 | South | 63 | -0.10244 | -0.169 | 0.000198 | 0.169 | -0.000198 | -0.000849 | 0.000609 | -0.000505 | -0.013636 | -0.000849 | 0.000609 | -0.013636 | -0.013659 | 0.002148 | -0.013633 | 0.000154 | 0.000154 | 0.000157 | 0.000157 | -0.01364 | -0.013746 | -0.001022 | 0.00076 | -0.013637 | -0.000473 | 0.000789
80180 | PNSCALT11A | 2 | South | 21.6 | -0.10244 | -0.169 | 0.000198 | 0.169 | -0.000198 | -0.000849 | 0.000609 | -0.000505 | -0.013636 | -0.000849 | 0.000609 | -0.013636 | -0.013659 | 0.002148 | -0.013633 | 0.000154 | 0.000154 | 0.000157 | 0.000157 | -0.01364 | -0.013746 | -0.001022 | 0.00076 | -0.013637 | -0.000473 | 0.000789
80181 | PNSCALT21A | 1 | South | 23.7 | -0.10244 | -0.169 | 0.000198 | 0.169 | -0.000198 | -0.000849 | 0.000609 | -0.000505 | -0.013636 | -0.000849 | 0.000609 | -0.013636 | -0.013659 | 0.002148 | -0.013633 | 0.000154 | 0.000154 | 0.000157 | 0.000157 | -0.01364 | -0.013746 | -0.001022 | 0.00076 | -0.013637 | -0.000473 | 0.000789
80181 | PNSCALT21A | 2 | South | 21.6 | -0.10244 | -0.169 | 0.000198 | 0.169 | -0.000198 | -0.000849 | 0.000609 | -0.000505 | -0.013636 | -0.000849 | 0.000609 | -0.013636 | -0.013659 | 0.002148 | -0.013633 | 0.000154 | 0.000154 | 0.000157 | 0.000157 | -0.01364 | -0.013746 | -0.001022 | 0.00076 | -0.013637 | -0.000473 | 0.000789
80223 | REYSHR G | 1 | South | 12 | -0.10583 | -0.16656 | -0.00073 | 0.16656 | 0.00073 | -0.001496 | 0.000103 | -0.000632 | -0.0135 | -0.001496 | 0.000103 | -0.0135 | -0.013504 | 0.001417 | -0.013475 | -0.00057 | -0.00057 | -0.000566 | -0.000566 | -0.013484 | -0.013614 | -0.001676 | 0.000261 | -0.013501 | -0.000506 | -2e-05
80224 | VISTRONG1 | 1 | South | 13.1 | -0.11003 | -0.16351 | -0.002277 | 0.16351 | 0.002277 | -0.002573 | -0.000739 | -0.000845 | -0.013165 | -0.002573 | -0.000739 | -0.013165 | -0.013139 | 0.000198 | -0.013105 | -0.001777 | -0.001777 | -0.001771 | -0.001771 | -0.013117 | -0.013288 | -0.002766 | -0.00057 | -0.013167 | -0.000565 | -0.001368
80225 | VISTRONG2 | 2 | South | 20.2 | -0.11003 | -0.16351 | -0.002277 | 0.16351 | 0.002277 | -0.002573 | -0.000739 | -0.000845 | -0.013165 | -0.002573 | -0.000739 | -0.013165 | -0.013139 | 0.000198 | -0.013105 | -0.001777 | -0.001777 | -0.001771 | -0.001771 | -0.013117 | -0.013288 | -0.002766 | -0.00057 | -0.013167 | -0.000565 | -0.001368
80226 | ALCOA G | 1 | South | 32.3 | -0.11563 | -0.15797 | -0.00299 | 0.15797 | 0.00299 | -0.00306 | -0.001131 | -0.000943 | -0.012709 | -0.00306 | -0.001131 | -0.012709 | -0.012669 | -0.000384 | -0.012632 | -0.002334 | -0.002334 | -0.002327 | -0.002327 | -0.012646 | -0.01283 | -0.003257 | -0.000959 | -0.012711 | -0.000569 | -0.001997
80227 | AIRCO G | 1 | South | 7.2 | -0.111 | -0.16244 | -0.002312 | 0.16244 | 0.002312 | -0.002595 | -0.000759 | -0.00085 | -0.013082 | -0.002595 | -0.000759 | -0.013082 | -0.013055 | 0.000165 | -0.01302 | -0.001804 | -0.001804 | -0.001799 | -0.001799 | -0.013033 | -0.013203 | -0.002788 | -0.00059 | -0.013083 | -0.000561 | -0.001401
80265 | LARECU40A | 4 | South | 80 | -0.084022 | -0.16443 | 0.014478 | 0.16443 | -0.014478 | 0.00924 | 0.008344 | 0.001462 | -0.010434 | 0.00924 | 0.008344 | -0.010434 | -0.010738 | 0.013134 | -0.010765 | 0.011303 | 0.011303 | 0.011286 | 0.011286 | -0.010742 | -0.010432 | 0.00921 | 0.00837 | -0.010434 | 0.000287 | 0.013152
80266 | LARECU50A | 5 | South | 80 | -0.084022 | -0.16443 | 0.014478 | 0.16443 | -0.014478 | 0.00924 | 0.008344 | 0.001462 | -0.010434 | 0.00924 | 0.008344 | -0.010434 | -0.010738 | 0.013134 | -0.010765 | 0.011303 | 0.011303 | 0.011286 | 0.011286 | -0.010742 | -0.010432 | 0.00921 | 0.00837 | -0.010434 | 0.000287 | 0.013152
88198 | BEEVILLE | F | South | 0 | -0.094432 | -0.17694 | 0.000969 | 0.17694 | -0.000969 | -0.000327 | 0.001035 | -0.000399 | -0.014234 | -0.000327 | 0.001035 | -0.014234 | -0.014273 | 0.002787 | -0.014249 | 0.000757 | 0.000757 | 0.000758 | 0.000758 | -0.014255 | -0.014349 | -0.000496 | 0.001183 | -0.014236 | -0.000481 | 0.001471
88253 | HAMILTON | F | South | 0 | -0.014364 | -0.08426 | 0.10192 | 0.08426 | -0.10192 | 0.071249 | 0.055634 | 0.013509 | 0.016011 | 0.071249 | 0.055634 | 0.016011 | 0.01399 | 0.079958 | 0.013634 | 0.079567 | 0.079567 | 0.079427 | 0.079427 | 0.01384 | 0.016762 | 0.072135 | 0.054861 | 0.016018 | 0.005244 | 0.088704
88299 | ZAPATA | F | South | 0 | -0.090939 | -0.16615 | 0.009117 | 0.16615 | -0.009117 | 0.005452 | 0.00544 | 0.000724 | -0.011636 | 0.005452 | 0.00544 | -0.011636 | -0.011835 | 0.009009 | -0.011842 | 0.007118 | 0.007118 | 0.007108 | 0.007108 | -0.01183 | -0.011676 | 0.005369 | 0.005513 | -0.011637 | 2e-06 | 0.008511
88508 | FALFURRI | F | South | 0 | -0.098457 | -0.16798 | 0.003288 | 0.16798 | -0.003288 | 0.001334 | 0.002282 | -7.9e-05 | -0.012926 | 0.001334 | 0.002282 | -0.012926 | -0.013009 | 0.004524 | -0.012995 | 0.002567 | 0.002567 | 0.002565 | 0.002565 | -0.012996 | -0.013012 | 0.001192 | 0.002406 | -0.012927 | -0.000308 | 0.003464
x | x | x | x | x | [27 empty] | x | x | x | bar: CSC 1 to CRE 22

## CRE Calculation
[5 empty] | N to H | N to S | W to N | S to N | N to W | 1 | 2 | 3 | 4 | 5 | 6 | 7 | 8 | 9 | 10 | 11 | 12 | 13 | 14 | 15 | 16 | 17 | 18 | 19 | 20 | 21 |  | 21
Bus Number | Bus Name | ID | Area Name | Gen MW | CSC 1 weighted GSF #1 | CSC 2 weighted GSF #2 | CSC 3 weighted GSF #3 | CSC 4 weighted GSF #4 | CSC 5 weighted GSF #5 | Cont_ Cokfield to GrahamSES and LongCreek to GrahamSES1_5 OL_ TonkawawI_5 to GrahamSES | Cont_ Cokfield to GrahamSES and LongCreek to GrahamSES1_5 OL_ FisherRd to Oklaunion | Cont_ Cokfield to GrahamSES and LongCreek to GrahamSES1_5 OL_ Murry to Paint | Cont_ Cokfield to GrahamSES and LongCreek to GrahamSES1_5 OL_ SanAngelo to Menard(Shrew) | Cont_ LongCreek to GrahamSES1_5 and LonCrek2_5 to CokField_5 OL_ TonkawawI_5 to GrahamSES | Cont_ LongCreek to GrahamSES1_5 and LonCrek2_5 to CokField_5 OL_ FisherRd to Oklaunion | Cont_ LongCreek to GrahamSES1_5 and LonCrek2_5 to CokField_5 OL_ SanAngelo to Menard(Shrew) | Cont_ TonkawawI_5 to GrahamSES OL_ SanAngelo to Menard(Shrew) | Cont_ FisherRd to Oklaunion OL_ AbileneMulberry to LongCreek | Cont_ FisherRd to Oklaunion OL_ SanAngelo to Menard(Shrew) | Cont_ LongCreek to GrahamSES1_5 OL_ LonCrek2_5 to CokField_5 | Cont_ LongCreek to GrahamSES1_5 OL_ Cokfield to GrahamSES | Cont_ LonCrek2_5 to CokField_5 OL_ LongCreek to GrahamSES1_5 | Cont_ Cokfield to GrahamSES OL_ LongCreek to GrahamSES1_5 | Cont_ Cokfield to GrahamSES OL_ SanAngelo to Menard(Shrew) | Cont_ Sarc to Comchess OL_ SanAngelo to Menard(Shrew) | Cont_ LongCreek to Sweetwater and LongCreek to AbileneMulberry OL_ TonkawawI_5 to GrahamSES | Cont_ LongCreek to Sweetwater and LongCreek to AbileneMulberry OL_ FisherRd to Oklaunion | Cont_ LongCreek to Sweetwater and LongCreek to AbileneMulberry OL_ SanAngelo to Menard(Shrew) | Cont_ Ballinger to Coleman OL_ Ballinger to Humble(BalexTP) | Cont_ LongCreek to Sweetwater OL_ AbileneMulberry to LongCreek
238 | BOSQUESW505 | 1 | North | 255 | 25.651 | 70.953 | -3.8635 | -70.953 | 3.8635 | -2.9514 | -1.939 | -0.74791 | 0.65816 | -2.9514 | -1.939 | 0.65816 | 0.72981 | -2.5021 | 0.75072 | -3.0161 | -3.0161 | -3.0103 | -3.0103 | 0.74026 | 0.55488 | -3.0291 | -1.8712 | 0.65739 | -0.28177 | -3.2064
239 | BOSQUESW502 | 1 | North | 119.2 | 11.9906 | 33.167 | -1.806 | -33.167 | 1.806 | -1.3796 | -0.9064 | -0.34961 | 0.30766 | -1.3796 | -0.9064 | 0.30766 | 0.34115 | -1.1696 | 0.35092 | -1.4099 | -1.4099 | -1.4072 | -1.4072 | 0.34604 | 0.25938 | -1.416 | -0.87469 | 0.3073 | -0.13172 | -1.4988
247 | BOSQUESW501 | 2 | North | 124.8 | 12.5539 | 34.7252 | -1.8908 | -34.7252 | 1.8908 | -1.4444 | -0.94898 | -0.36604 | 0.32211 | -1.4444 | -0.94898 | 0.32211 | 0.35718 | -1.2245 | 0.36741 | -1.4761 | -1.4761 | -1.4733 | -1.4733 | 0.36229 | 0.27156 | -1.4825 | -0.91578 | 0.32173 | -0.1379 | -1.5692
251 | BOSQUESW803 | 2 | North | 150 | 15.8636 | 34.9408 | -2.0857 | -34.9408 | 2.0857 | -1.6269 | -1.035 | -0.43965 | 0.5568 | -1.6269 | -1.035 | 0.5568 | 0.5949 | -1.2859 | 0.60705 | -1.6282 | -1.6282 | -1.6249 | -1.6249 | 0.6012 | 0.4794 | -1.6747 | -0.99315 | 0.5565 | -0.19845 | -1.71
253 | BOSQUESW804 | 2 | North | 80 | 8.4606 | 18.6351 | -1.1124 | -18.6351 | 1.1124 | -0.86768 | -0.552 | -0.23448 | 0.29696 | -0.86768 | -0.552 | 0.29696 | 0.31728 | -0.68584 | 0.32376 | -0.8684 | -0.8684 | -0.86664 | -0.86664 | 0.32064 | 0.25568 | -0.8932 | -0.52968 | 0.2968 | -0.10584 | -0.912
332 | RWMILLER01 | 1 | North | 58.4 | 8.4223 | 10.363 | -0.33428 | -10.363 | 0.33428 | -0.38077 | -0.24429 | -0.44437 | 0.89124 | -0.38077 | -0.24429 | 0.89124 | 0.89504 | -0.041055 | 0.89808 | -0.26105 | -0.26105 | -0.26023 | -0.26023 | 0.89837 | 0.83962 | -0.40962 | -0.21912 | 0.89101 | -0.14314 | -0.19932
333 | RWMILLER02 | 2 | North | 95.2 | 13.7295 | 16.893 | -0.54492 | -16.893 | 0.54492 | -0.6207 | -0.39822 | -0.72438 | 1.4528 | -0.6207 | -0.39822 | 1.4528 | 1.459 | -0.066926 | 1.464 | -0.42554 | -0.42554 | -0.42421 | -0.42421 | 1.4645 | 1.3687 | -0.66773 | -0.35719 | 1.4525 | -0.23334 | -0.32492
334 | RWMILLER03 | 3 | North | 166.4 | 23.9977 | 29.5273 | -0.95247 | -29.5273 | 0.95247 | -1.0849 | -0.69605 | -1.2661 | 2.5394 | -1.0849 | -0.69605 | 2.5394 | 2.5502 | -0.11698 | 2.5589 | -0.74381 | -0.74381 | -0.74148 | -0.74148 | 2.5597 | 2.3923 | -1.1671 | -0.62433 | 2.5388 | -0.40785 | -0.56792
335 | RWMILLER04 | 4 | North | 81.6 | 11.7681 | 14.4798 | -0.46708 | -14.4798 | 0.46708 | -0.53203 | -0.34133 | -0.62089 | 1.2453 | -0.53203 | -0.34133 | 1.2453 | 1.2506 | -0.057365 | 1.2548 | -0.36475 | -0.36475 | -0.36361 | -0.36361 | 1.2553 | 1.1732 | -0.57234 | -0.30616 | 1.245 | -0.2 | -0.2785
336 | RWMILLER05 | 5 | North | 80.8 | 11.6527 | 14.3378 | -0.4625 | -14.3378 | 0.4625 | -0.52682 | -0.33799 | -0.61481 | 1.2331 | -0.52682 | -0.33799 | 1.2331 | 1.2383 | -0.056802 | 1.2425 | -0.36118 | -0.36118 | -0.36004 | -0.36004 | 1.2429 | 1.1617 | -0.56673 | -0.30316 | 1.2328 | -0.19804 | -0.27577
503 | NTHTEXAS01 | 1 | North | 0 | 0 | 0 | 0 | 0 | 0 | 0 | 0 | 0 | 0 | 0 | 0 | 0 | 0 | 0 | 0 | 0 | 0 | 0 | 0 | 0 | 0 | 0 | 0 | 0 | 0 | 0
504 | NTHTEXAS02 | 2 | North | 14.4 | 2.1722 | 2.542 | -0.38035 | -2.542 | 0.38035 | -0.28411 | -0.28411 | -0.21067 | 0.21833 | -0.28411 | -0.28411 | 0.21833 | 0.22552 | -0.30897 | 0.22604 | -0.29693 | -0.29693 | -0.29637 | -0.29637 | 0.22643 | 0.22856 | -0.29064 | -0.27842 | 0.21828 | 0.002232 | -0.31967
505 | NTHTEXAS03 | 3 | North | 30.4 | 4.5858 | 5.3665 | -0.80296 | -5.3665 | 0.80296 | -0.59979 | -0.59979 | -0.44475 | 0.46092 | -0.59979 | -0.59979 | 0.46092 | 0.47609 | -0.65226 | 0.47719 | -0.62685 | -0.62685 | -0.62566 | -0.62566 | 0.47801 | 0.48251 | -0.61356 | -0.58778 | 0.4608 | 0.004712 | -0.67485
580 | JCKCNTY801 | 1 | North | 288 | 44.0176 | 50.6079 | -8.6296 | -50.6079 | 8.6296 | -6.4187 | -8.367 | -3.2579 | 4.3111 | -6.4187 | -8.367 | 4.3111 | 4.4747 | -8.1176 | 4.4571 | -6.7372 | -6.7372 | -6.7242 | -6.7242 | 4.4948 | 4.5982 | -6.5618 | -8.242 | 4.3099 | 0.18115 | -7.27
581 | JCKCNTY802 | 2 | North | 147 | 22.4673 | 25.8311 | -4.4047 | -25.8311 | 4.4047 | -3.2762 | -4.2706 | -1.6629 | 2.2004 | -3.2762 | -4.2706 | 2.2004 | 2.2839 | -4.1433 | 2.275 | -3.4388 | -3.4388 | -3.4322 | -3.4322 | 2.2942 | 2.347 | -3.3492 | -4.2068 | 2.1999 | 0.092463 | -3.7107
582 | JCKCNTY803 | 3 | North | 147 | 22.4673 | 25.8311 | -4.4047 | -25.8311 | 4.4047 | -3.2762 | -4.2706 | -1.6629 | 2.2004 | -3.2762 | -4.2706 | 2.2004 | 2.2839 | -4.1433 | 2.275 | -3.4388 | -3.4388 | -3.4322 | -3.4322 | 2.2942 | 2.347 | -3.3492 | -4.2068 | 2.1999 | 0.092463 | -3.7107
837 | NEWMAN_G5 | 1 | North | 0 | 0 | 0 | 0 | 0 | 0 | 0 | 0 | 0 | 0 | 0 | 0 | 0 | 0 | 0 | 0 | 0 | 0 | 0 | 0 | 0 | 0 | 0 | 0 | 0 | 0 | 0
842 | OLINGER_G1 | 1 | North | 55.4 | 9.1892 | 9.2925 | -1.7165 | -9.2925 | 1.7165 | -1.2101 | -0.9536 | -0.26426 | 0.54358 | -1.2101 | -0.9536 | 0.54358 | 0.57743 | -1.338 | 0.58336 | -1.34 | -1.34 | -1.3376 | -1.3376 | 0.58015 | 0.56126 | -1.2268 | -0.93897 | 0.54347 | 0.0062602 | -1.4874
843 | OLINGER_G2 | 1 | North | 76.2 | 12.6393 | 12.7813 | -2.3609 | -12.7813 | 2.3609 | -1.6644 | -1.3116 | -0.36347 | 0.74767 | -1.6644 | -1.3116 | 0.74767 | 0.79423 | -1.8403 | 0.80239 | -1.843 | -1.843 | -1.8398 | -1.8398 | 0.79797 | 0.77198 | -1.6874 | -1.2915 | 0.74752 | 0.0086106 | -2.0459
844 | OLINGER_G3 | 1 | North | 103.9 | 17.2339 | 17.4276 | -3.2191 | -17.4276 | 3.2191 | -2.2695 | -1.7884 | -0.4956 | 1.0195 | -2.2695 | -1.7884 | 1.0195 | 1.0829 | -2.5093 | 1.0941 | -2.513 | -2.513 | -2.5086 | -2.5086 | 1.088 | 1.0526 | -2.3009 | -1.761 | 1.0193 | 0.011741 | -2.7896
845 | OLINGER_G4 | 1 | North | 51.9 | 8.6087 | 8.7054 | -1.608 | -8.7054 | 1.608 | -1.1337 | -0.89335 | -0.24756 | 0.50924 | -1.1337 | -0.89335 | 0.50924 | 0.54095 | -1.2534 | 0.54651 | -1.2553 | -1.2553 | -1.2531 | -1.2531 | 0.5435 | 0.5258 | -1.1493 | -0.87965 | 0.50914 | 0.0058647 | -1.3935
923 | SPENCER_G4 | 1 | North | 48 | 7.5913 | 8.3491 | -1.9066 | -8.3491 | 1.9066 | -1.3279 | -1.1857 | -0.29059 | 0.60931 | -1.3279 | -1.1857 | 0.60931 | 0.64723 | -1.5842 | 0.6516 | -1.4884 | -1.4884 | -1.4858 | -1.4858 | 0.64992 | 0.65837 | -1.3436 | -1.172 | 0.60922 | 0.03216 | -1.6623
924 | SPENCER_G5 | 1 | North | 52 | 8.224 | 9.0448 | -2.0655 | -9.0448 | 2.0655 | -1.4385 | -1.2845 | -0.31481 | 0.66009 | -1.4385 | -1.2845 | 0.66009 | 0.70117 | -1.7163 | 0.7059 | -1.6124 | -1.6124 | -1.6096 | -1.6096 | 0.70408 | 0.71323 | -1.4555 | -1.2696 | 0.65998 | 0.03484 | -1.8009
948 | STEAM1 | 1 | North | 0 | 0 | 0 | 0 | 0 | 0 | 0 | 0 | 0 | 0 | 0 | 0 | 0 | 0 | 0 | 0 | 0 | 0 | 0 | 0 | 0 | 0 | 0 | 0 | 0 | 0 | 0
949 | STEAM2 | 1 | North | 26 | 4.3211 | 4.3493 | -0.80207 | -4.3493 | 0.80207 | -0.5656 | -0.44522 | -0.12358 | 0.25353 | -0.5656 | -0.44522 | 0.25353 | 0.26933 | -0.62473 | 0.27212 | -0.62613 | -0.62613 | -0.62501 | -0.62501 | 0.27061 | 0.26161 | -0.57346 | -0.43839 | 0.25345 | 0.002756 | -0.69495
950 | STEAM3 | 1 | North | 41 | 6.8141 | 6.8586 | -1.2648 | -6.8586 | 1.2648 | -0.89191 | -0.70208 | -0.19487 | 0.39979 | -0.89191 | -0.70208 | 0.39979 | 0.42472 | -0.98515 | 0.42911 | -0.98736 | -0.98736 | -0.9856 | -0.9856 | 0.42673 | 0.41254 | -0.9043 | -0.6913 | 0.39967 | 0.004346 | -1.0959
1002 | PBCTAGE_1G | A | West | 64 | 8.7251 | 9.4899 | 22.2991 | -9.4899 | -22.2991 | 18.1184 | 11.7517 | 3.0812 | 3.1965 | 18.1184 | 11.7517 | 3.1965 | 2.803 | 12.8746 | 2.6701 | 17.4119 | 17.4119 | 17.3747 | 17.3747 | 2.7217 | 3.1135 | 18.7583 | 11.193 | 3.2017 | 0.62656 | 17.8345
1003 | PBCTBGE_2G | B | West | 65 | 8.8614 | 9.6381 | 22.6475 | -9.6381 | -22.6475 | 18.4015 | 11.9353 | 3.1293 | 3.2465 | 18.4015 | 11.9353 | 3.2465 | 2.8468 | 13.0758 | 2.7118 | 17.684 | 17.684 | 17.6462 | 17.6462 | 2.7643 | 3.1621 | 19.0514 | 11.3679 | 3.2518 | 0.63635 | 18.1132
1004 | PBCTCGE_3G | C | West | 62 | 8.4524 | 9.1933 | 21.6022 | -9.1933 | -21.6022 | 17.5522 | 11.3844 | 2.9849 | 3.0967 | 17.5522 | 11.3844 | 3.0967 | 2.7154 | 12.4723 | 2.5866 | 16.8678 | 16.8678 | 16.8318 | 16.8318 | 2.6367 | 3.0162 | 18.1721 | 10.8432 | 3.1017 | 0.60698 | 17.2772
1005 | PBCTDGE_4G | D | West | 65 | 8.8614 | 9.6381 | 22.6475 | -9.6381 | -22.6475 | 18.4015 | 11.9353 | 3.1293 | 3.2465 | 18.4015 | 11.9353 | 3.2465 | 2.8468 | 13.0758 | 2.7118 | 17.684 | 17.684 | 17.6462 | 17.6462 | 2.7643 | 3.1621 | 19.0514 | 11.3679 | 3.2518 | 0.63635 | 18.1132
1006 | PBCTEGE_5G | E | West | 65 | 8.8614 | 9.6381 | 22.6475 | -9.6381 | -22.6475 | 18.4015 | 11.9353 | 3.1293 | 3.2465 | 18.4015 | 11.9353 | 3.2465 | 2.8468 | 13.0758 | 2.7118 | 17.684 | 17.684 | 17.6462 | 17.6462 | 2.7643 | 3.1621 | 19.0514 | 11.3679 | 3.2518 | 0.63635 | 18.1132
1007 | PB5GEN_6G | 5 | West | 91.2 | 12.4332 | 13.523 | 31.7762 | -13.523 | -31.7762 | 25.8187 | 16.7461 | 4.3906 | 4.5551 | 25.8187 | 16.7461 | 4.5551 | 3.9943 | 18.3463 | 3.8049 | 24.812 | 24.812 | 24.759 | 24.759 | 3.8785 | 4.4367 | 26.7306 | 15.9501 | 4.5625 | 0.89285 | 25.4142
1008 | PB6GEN_7G | 6 | West | 515 | 70.2094 | 76.3637 | 179.4378 | -76.3637 | -179.4378 | 145.7965 | 94.5643 | 24.7936 | 25.7222 | 145.7965 | 94.5643 | 25.7222 | 22.5555 | 103.6005 | 21.4858 | 140.1114 | 140.1114 | 139.8122 | 139.8122 | 21.9014 | 25.0537 | 150.946 | 90.0689 | 25.7639 | 5.0419 | 143.512
1037 | MORGAN5G_5G | 5 | West | 109.6 | 15.2331 | 16.7379 | 38.2297 | -16.7379 | -38.2297 | 30.865 | 20.5064 | 6.0908 | 5.2503 | 30.865 | 20.5064 | 5.2503 | 4.5717 | 22.6128 | 4.3531 | 29.8509 | 29.8509 | 29.7876 | 29.7876 | 4.4362 | 5.0736 | 31.9272 | 19.5789 | 5.2588 | 1.0471 | 30.6983
1039 | MRGNAG_1G | A | West | 69 | 9.5902 | 10.5375 | 24.068 | -10.5375 | -24.068 | 19.4314 | 12.91 | 3.8345 | 3.3054 | 19.4314 | 12.91 | 3.3054 | 2.8782 | 14.2361 | 2.7405 | 18.793 | 18.793 | 18.7532 | 18.7532 | 2.7928 | 3.1941 | 20.1002 | 12.3262 | 3.3108 | 0.65923 | 19.3265
1040 | MRGNBG_2G | B | West | 70 | 9.7292 | 10.6903 | 24.4168 | -10.6903 | -24.4168 | 19.713 | 13.0971 | 3.8901 | 3.3533 | 19.713 | 13.0971 | 3.3533 | 2.9199 | 14.4425 | 2.7803 | 19.0653 | 19.0653 | 19.025 | 19.025 | 2.8333 | 3.2404 | 20.3915 | 12.5048 | 3.3587 | 0.66878 | 19.6066
1041 | MRGNCG_3G | C | West | 69 | 9.5902 | 10.5375 | 24.068 | -10.5375 | -24.068 | 19.4314 | 12.91 | 3.8345 | 3.3054 | 19.4314 | 12.91 | 3.3054 | 2.8782 | 14.2361 | 2.7405 | 18.793 | 18.793 | 18.7532 | 18.7532 | 2.7928 | 3.1941 | 20.1002 | 12.3262 | 3.3108 | 0.65923 | 19.3265
1042 | MRGNDG_4G | D | West | 68 | 9.4512 | 10.3848 | 23.7191 | -10.3848 | -23.7191 | 19.1498 | 12.7229 | 3.779 | 3.2575 | 19.1498 | 12.7229 | 3.2575 | 2.8365 | 14.0298 | 2.7008 | 18.5206 | 18.5206 | 18.4814 | 18.4814 | 2.7524 | 3.1479 | 19.8089 | 12.1475 | 3.2628 | 0.64967 | 19.0464
1043 | MRGNEG_5G | E | West | 68 | 9.4512 | 10.3848 | 23.7191 | -10.3848 | -23.7191 | 19.1498 | 12.7229 | 3.779 | 3.2575 | 19.1498 | 12.7229 | 3.2575 | 2.8365 | 14.0298 | 2.7008 | 18.5206 | 18.5206 | 18.4814 | 18.4814 | 2.7524 | 3.1479 | 19.8089 | 12.1475 | 3.2628 | 0.64967 | 19.0464
1044 | MRGNFG_6G | F | West | 66 | 9.1732 | 10.0794 | 23.0215 | -10.0794 | -23.0215 | 18.5866 | 12.3487 | 3.6678 | 3.1617 | 18.5866 | 12.3487 | 3.1617 | 2.7531 | 13.6172 | 2.6214 | 17.9759 | 17.9759 | 17.9378 | 17.9378 | 2.6714 | 3.0553 | 19.2263 | 11.7902 | 3.1668 | 0.63056 | 18.4862
1049 | ROSCOEWI_5 | 1 | West | 41.8 | 5.868 | 6.4822 | 12.3917 | -6.4822 | -12.3917 | 15.7837 | 6.5703 | 1.6208 | 1.8644 | 15.7837 | 6.5703 | 1.8644 | 1.7553 | 6.6929 | 1.5724 | 9.6763 | 9.6763 | 9.6549 | 9.6549 | 1.6005 | 1.8358 | 16.1885 | 6.217 | 1.8676 | 0.34941 | 9.7373
1057 | ROSCOEWI_5 | 2 | West | 25.3 | 3.5517 | 3.9234 | 7.5003 | -3.9234 | -7.5003 | 9.5533 | 3.9768 | 0.98101 | 1.1284 | 9.5533 | 3.9768 | 1.1284 | 1.0624 | 4.051 | 0.95171 | 5.8567 | 5.8567 | 5.8437 | 5.8437 | 0.96871 | 1.1111 | 9.7983 | 3.7629 | 1.1304 | 0.21148 | 5.8936
1058 | LONGSHORE_5 | 1 | West | 30 | 4.1659 | 4.574 | 10.7085 | -4.574 | -10.7085 | 8.8269 | 5.5886 | 1.3937 | 1.4529 | 8.8269 | 5.5886 | 1.4529 | 1.2663 | 5.9338 | 1.1992 | 8.3618 | 8.3618 | 8.3436 | 8.3436 | 1.2248 | 1.4039 | 9.1564 | 5.3009 | 1.4555 | 0.27459 | 8.4861
1058 | LONGSHORE_5 | 2 | West | 44 | 6.11 | 6.7085 | 15.7058 | -6.7085 | -15.7058 | 12.9462 | 8.1966 | 2.0441 | 2.1309 | 12.9462 | 8.1966 | 2.1309 | 1.8572 | 8.7029 | 1.7589 | 12.2639 | 12.2639 | 12.2373 | 12.2373 | 1.7964 | 2.059 | 13.4295 | 7.7747 | 2.1347 | 0.40273 | 12.4463
1058 | LONGSHORE_5 | 3 | West | 23.4 | 3.2494 | 3.5677 | 8.3527 | -3.5677 | -8.3527 | 6.885 | 4.3591 | 1.0871 | 1.1332 | 6.885 | 4.3591 | 1.1332 | 0.98771 | 4.6284 | 0.93539 | 6.5222 | 6.5222 | 6.508 | 6.508 | 0.95538 | 1.095 | 7.142 | 4.1347 | 1.1353 | 0.21418 | 6.6192
1060 | ROSCOEWI_5 | 3 | West | 39.4 | 5.5311 | 6.11 | 11.6802 | -6.11 | -11.6802 | 14.8775 | 6.1931 | 1.5277 | 1.7573 | 14.8775 | 6.1931 | 1.7573 | 1.6545 | 6.3086 | 1.4821 | 9.1207 | 9.1207 | 9.1005 | 9.1005 | 1.5086 | 1.7304 | 15.259 | 5.86 | 1.7604 | 0.32934 | 9.1782
1061 | CIELOGEN_1G | 1 | West | 19.8 | 2.7547 | 3.0298 | 6.6092 | -3.0298 | -6.6092 | 5.2061 | 3.7459 | 1.4475 | 0.93001 | 5.2061 | 3.7459 | 0.93001 | 0.8102 | 4.2455 | 0.77794 | 5.1605 | 5.1605 | 5.1499 | 5.1499 | 0.78925 | 0.90052 | 5.3668 | 3.6056 | 0.93129 | 0.1924 | 5.388
1062 | CIELOGEN_2G | 1 | West | 12.2 | 1.6973 | 1.8669 | 4.0724 | -1.8669 | -4.0724 | 3.2078 | 2.3081 | 0.89192 | 0.57303 | 3.2078 | 2.3081 | 0.57303 | 0.49921 | 2.6159 | 0.47934 | 3.1797 | 3.1797 | 3.1732 | 3.1732 | 0.4863 | 0.55487 | 3.3068 | 2.2216 | 0.57383 | 0.11855 | 3.3199
1068 | SCURRYCW_1G | 1 | West | 28.2 | 3.923 | 4.3146 | 9.4194 | -4.3146 | -9.4194 | 7.4223 | 5.3335 | 2.0539 | 1.3252 | 7.4223 | 5.3335 | 1.3252 | 1.1545 | 6.0432 | 1.1084 | 7.3548 | 7.3548 | 7.3396 | 7.3396 | 1.1246 | 1.2832 | 7.6519 | 5.133 | 1.327 | 0.27408 | 7.6773
1072 | ROSCOEWI_5 | 4 | West | 63.6 | 8.9284 | 9.8629 | 18.8544 | -9.8629 | -18.8544 | 24.0154 | 9.997 | 2.4661 | 2.8367 | 24.0154 | 9.997 | 2.8367 | 2.6708 | 10.1834 | 2.3924 | 14.7228 | 14.7228 | 14.6902 | 14.6902 | 2.4352 | 2.7932 | 24.6313 | 9.4593 | 2.8416 | 0.53163 | 14.8156
1073 | SCURRYCW_2G | 2 | West | 24 | 3.3388 | 3.672 | 8.0166 | -3.672 | -8.0166 | 6.3169 | 4.5391 | 1.748 | 1.1278 | 6.3169 | 4.5391 | 1.1278 | 0.98256 | 5.1432 | 0.94332 | 6.2594 | 6.2594 | 6.2465 | 6.2465 | 0.95712 | 1.0921 | 6.5122 | 4.3686 | 1.1294 | 0.23326 | 6.5339
1146 | NOTREES_1G | 1 | West | 29.8 | 4.0702 | 4.4313 | 10.3754 | -4.4313 | -10.3754 | 8.423 | 5.4825 | 1.4661 | 1.4825 | 8.423 | 5.4825 | 1.4825 | 1.2992 | 6.0109 | 1.2378 | 8.1015 | 8.1015 | 8.0842 | 8.0842 | 1.2616 | 1.4431 | 8.7195 | 5.2237 | 1.4849 | 0.29144 | 8.3025
1170 | AIRLAMESA_1G | 1 | West | 0 | 0 | 0 | 0 | 0 | 0 | 0 | 0 | 0 | 0 | 0 | 0 | 0 | 0 | 0 | 0 | 0 | 0 | 0 | 0 | 0 | 0 | 0 | 0 | 0 | 0 | 0
1301 | BULLCREK_8 | 1 | West | 36 | 4.9981 | 5.4902 | 12.185 | -5.4902 | -12.185 | 9.6722 | 6.7657 | 2.4198 | 1.7096 | 9.6722 | 6.7657 | 1.7096 | 1.4901 | 7.6211 | 1.4271 | 9.5142 | 9.5142 | 9.4945 | 9.4945 | 1.4501 | 1.6556 | 9.9816 | 6.4955 | 1.7121 | 0.35143 | 9.8875
1302 | COYOTEWG_8 | 1 | West | 45 | 6.2323 | 6.8366 | 15.3105 | -6.8366 | -15.3105 | 12.2003 | 8.4276 | 2.884 | 2.1545 | 12.2003 | 8.4276 | 2.1545 | 1.8796 | 9.4537 | 1.7984 | 11.9547 | 11.9547 | 11.9298 | 11.9298 | 1.8284 | 2.0882 | 12.5974 | 8.0809 | 2.1576 | 0.44118 | 12.3943
1326 | STANTONW_8 | 1 | West | 20.1 | 2.7661 | 3.0229 | 6.9907 | -3.0229 | -6.9907 | 5.6533 | 3.7228 | 1.0519 | 0.98749 | 5.6533 | 3.7228 | 0.98749 | 0.86358 | 4.1041 | 0.82301 | 5.4586 | 5.4586 | 5.447 | 5.447 | 0.83861 | 0.95885 | 5.8492 | 3.5518 | 0.98906 | 0.2005 | 5.6078
1327 | WILDHRSE_1G | 1 | West | 24 | 3.3189 | 3.6364 | 8.2437 | -3.6364 | -8.2437 | 6.5927 | 4.4729 | 1.4172 | 1.1639 | 6.5927 | 4.4729 | 1.1639 | 1.0164 | 5.0133 | 0.97123 | 6.4368 | 6.4368 | 6.4234 | 6.4234 | 0.98837 | 1.1288 | 6.8107 | 4.2826 | 1.1657 | 0.24528 | 6.6588
1328 | OCOTILLO_1G | 1 | West | 11.6 | 1.5957 | 1.7438 | 4.0354 | -1.7438 | -4.0354 | 3.2617 | 2.1487 | 0.60552 | 0.56885 | 3.2617 | 2.1487 | 0.56885 | 0.4973 | 2.3717 | 0.47392 | 3.1509 | 3.1509 | 3.1442 | 3.1442 | 0.48292 | 0.55221 | 3.3745 | 2.0502 | 0.56976 | 0.114 | 3.2381
1333 | MCDDONAL_8 | 1 | West | 42.8 | 5.8963 | 6.4485 | 14.8947 | -6.4485 | -14.8947 | 12.0372 | 7.9392 | 2.2544 | 2.0921 | 12.0372 | 7.9392 | 2.0921 | 1.8279 | 8.7619 | 1.7418 | 11.6303 | 11.6303 | 11.6056 | 11.6056 | 1.7749 | 2.0296 | 12.4532 | 7.576 | 2.0954 | 0.41901 | 11.953
1343 | TRENTIPP_8 | 1 | West | 30 | 4.17 | 4.5917 | 9.5759 | -4.5917 | -9.5759 | 6.5033 | 5.6686 | 2.4051 | 1.3703 | 6.5033 | 5.6686 | 1.3703 | 1.1768 | 8.0874 | 1.1537 | 7.4756 | 7.4756 | 7.4629 | 7.4629 | 1.1664 | 1.3148 | 6.5529 | 5.6253 | 1.3707 | 0.37551 | 8.4531
1349 | WESTXWIN_1G | 1 | West | 1.3 | 0.17707 | 0.19202 | 0.43669 | -0.19202 | -0.43669 | 0.34061 | 0.2373 | 0.072835 | 0.06759 | 0.34061 | 0.2373 | 0.06759 | 0.059609 | 0.28072 | 0.057387 | 0.34097 | 0.34097 | 0.34027 | 0.34027 | 0.058289 | 0.066267 | 0.35064 | 0.22855 | 0.067669 | 0.018279 | 0.3581
1350 | NWPWRG1_1G | 1 | West | 6.9 | 0.93986 | 1.0192 | 2.3178 | -1.0192 | -2.3178 | 1.8079 | 1.2595 | 0.38659 | 0.35874 | 1.8079 | 1.2595 | 0.35874 | 0.31639 | 1.49 | 0.30459 | 1.8097 | 1.8097 | 1.8061 | 1.8061 | 0.30938 | 0.35173 | 1.8611 | 1.2131 | 0.35917 | 0.097021 | 1.9007
1354 | AEPWIND_8 | 1 | West | 20.2 | 2.8078 | 3.0918 | 6.4478 | -3.0918 | -6.4478 | 4.3789 | 3.8169 | 1.6194 | 0.9227 | 4.3789 | 3.8169 | 0.9227 | 0.79239 | 5.4455 | 0.77679 | 5.0335 | 5.0335 | 5.025 | 5.025 | 0.78536 | 0.88529 | 4.4123 | 3.7877 | 0.92296 | 0.25284 | 5.6918
1360 | GUNSIGHT_8 | 1 | West | 24 | 3.3195 | 3.6376 | 8.2207 | -3.6376 | -8.2207 | 6.5633 | 4.4759 | 1.4469 | 1.162 | 6.5633 | 4.4759 | 1.162 | 1.0146 | 5.0271 | 0.97003 | 6.4189 | 6.4189 | 6.4055 | 6.4055 | 0.9869 | 1.127 | 6.7787 | 4.2878 | 1.1637 | 0.24526 | 6.6471
1416 | SWETWATR_1G | 1 | West | 30 | 4.2289 | 4.6823 | 13.6132 | -4.6823 | -13.6132 | 8.1389 | 6.2395 | 1.4091 | 1.4408 | 8.1389 | 6.2395 | 1.4408 | 1.1444 | 0.69393 | 1.1052 | 10.6347 | 10.6347 | 10.6019 | 10.6019 | 1.151 | 1.2839 | 9.2056 | 5.3082 | 1.4493 | 0.24378 | 8.5029
1417 | SWETWATR_2G | 2 | West | 72 | 10.1494 | 11.2375 | 32.6717 | -11.2375 | -32.6717 | 19.5333 | 14.9748 | 3.3819 | 3.4579 | 19.5333 | 14.9748 | 3.4579 | 2.7467 | 1.6654 | 2.6526 | 25.5233 | 25.5233 | 25.4446 | 25.4446 | 2.7625 | 3.0813 | 22.0934 | 12.7397 | 3.4784 | 0.58507 | 20.407
1418 | SWETWATR_3G | 3 | West | 68 | 9.5856 | 10.6132 | 30.8566 | -10.6132 | -30.8566 | 18.4481 | 14.1428 | 3.194 | 3.2658 | 18.4481 | 14.1428 | 3.2658 | 2.5941 | 1.5729 | 2.5052 | 24.1053 | 24.1053 | 24.031 | 24.031 | 2.609 | 2.9101 | 20.866 | 12.0319 | 3.2851 | 0.55257 | 19.2732
1419 | SWETWATR_4G | 4 | West | 61 | 8.5988 | 9.5206 | 27.6802 | -9.5206 | -27.6802 | 16.5491 | 12.687 | 2.8652 | 2.9296 | 16.5491 | 12.687 | 2.9296 | 2.327 | 1.411 | 2.2473 | 21.6239 | 21.6239 | 21.5572 | 21.5572 | 2.3404 | 2.6106 | 18.718 | 10.7933 | 2.947 | 0.49569 | 17.2892
1432 | GRHAMSES_2G | 2 | North | 294.9 | 43.7281 | 49.7726 | -34.1712 | -49.7726 | 34.1712 | -22.0594 | -11.7615 | -3.2875 | 6.013 | -22.0594 | -11.7615 | 6.013 | 6.7255 | -26.1759 | 6.9142 | -26.674 | -26.674 | -26.6321 | -26.6321 | 6.7408 | 7.7759 | -22.034 | -11.7836 | 6.013 | 1.0779 | -30.8772
1433 | GRHAMSES_1G | 1 | North | 242 | 35.6004 | 40.7088 | -8.6329 | -40.7088 | 8.6329 | -6.4178 | -5.5522 | -16.8609 | 5.4382 | -6.4178 | -5.5522 | 5.4382 | 5.6021 | -6.5713 | 5.627 | -6.7397 | -6.7397 | -6.7269 | -6.7269 | 5.6221 | 6.2915 | -6.5606 | -5.4276 | 5.4373 | 0.67929 | -7.2748
1453 | WCPWRCO_1G | 1 | North | 204 | 30.959 | 35.4872 | -12.1976 | -35.4872 | 12.1976 | -8.3099 | -7.9854 | -1.4386 | 3.4221 | -8.3099 | -7.9854 | 3.4221 | 3.6681 | -10.6776 | 3.6865 | -9.5219 | -9.5219 | -9.5058 | -9.5058 | 3.682 | 3.9413 | -8.3777 | -7.926 | 3.4215 | 0.36863 | -10.7506
1454 | WCPWRCO_2G | 2 | North | 204 | 30.959 | 35.4872 | -12.1976 | -35.4872 | 12.1976 | -8.3099 | -7.9854 | -1.4386 | 3.4221 | -8.3099 | -7.9854 | 3.4221 | 3.6681 | -10.6776 | 3.6865 | -9.5219 | -9.5219 | -9.5058 | -9.5058 | 3.682 | 3.9413 | -8.3777 | -7.926 | 3.4215 | 0.36863 | -10.7506
1455 | WCPWRCO_3G | 3 | North | 242 | 36.7259 | 42.0976 | -14.4697 | -42.0976 | 14.4697 | -9.8579 | -9.4728 | -1.7066 | 4.0595 | -9.8579 | -9.4728 | 4.0595 | 4.3514 | -12.6665 | 4.3732 | -11.2956 | -11.2956 | -11.2765 | -11.2765 | 4.3679 | 4.6754 | -9.9382 | -9.4024 | 4.0588 | 0.43729 | -12.7532
1678 | LAMARPWR_1G | 1 | North | 160 | 26.397 | 26.9886 | -5.0805 | -26.9886 | 5.0805 | -3.5773 | -2.8603 | -0.7856 | 1.6182 | -3.5773 | -2.8603 | 1.6182 | 1.7186 | -3.9888 | 1.7354 | -3.9661 | -3.9661 | -3.959 | -3.959 | 1.7264 | 1.6789 | -3.6261 | -2.8178 | 1.6179 | 0.02608 | -4.4054
1679 | LAMARPWR_2G | 2 | North | 156 | 25.737 | 26.3139 | -4.9535 | -26.3139 | 4.9535 | -3.4878 | -2.7888 | -0.76596 | 1.5778 | -3.4878 | -2.7888 | 1.5778 | 1.6756 | -3.8891 | 1.692 | -3.8669 | -3.8669 | -3.8601 | -3.8601 | 1.6832 | 1.6369 | -3.5354 | -2.7473 | 1.5775 | 0.025428 | -4.2953
1680 | LAMARPWR_3G | 3 | North | 196 | 32.3363 | 33.0611 | -6.2236 | -33.0611 | 6.2236 | -4.3822 | -3.5039 | -0.96236 | 1.9823 | -4.3822 | -3.5039 | 1.9823 | 2.1052 | -4.8863 | 2.1258 | -4.8584 | -4.8584 | -4.8498 | -4.8498 | 2.1148 | 2.0566 | -4.4419 | -3.4518 | 1.982 | 0.031948 | -5.3967
1681 | LAMARPWR_4G | 4 | North | 156 | 25.737 | 26.3139 | -4.9535 | -26.3139 | 4.9535 | -3.4878 | -2.7888 | -0.76596 | 1.5778 | -3.4878 | -2.7888 | 1.5778 | 1.6756 | -3.8891 | 1.692 | -3.8669 | -3.8669 | -3.8601 | -3.8601 | 1.6832 | 1.6369 | -3.5354 | -2.7473 | 1.5775 | 0.025428 | -4.2953
1682 | LAMARPWR_5G | 5 | North | 157 | 25.902 | 26.4826 | -4.9852 | -26.4826 | 4.9852 | -3.5102 | -2.8067 | -0.77087 | 1.5879 | -3.5102 | -2.8067 | 1.5879 | 1.6863 | -3.914 | 1.7028 | -3.8917 | -3.8917 | -3.8848 | -3.8848 | 1.694 | 1.6474 | -3.5581 | -2.7649 | 1.5876 | 0.025591 | -4.3228
1683 | LAMARPWR_6G | 6 | North | 198 | 32.6662 | 33.3984 | -6.2871 | -33.3984 | 6.2871 | -4.4269 | -3.5396 | -0.97218 | 2.0026 | -4.4269 | -3.5396 | 2.0026 | 2.1267 | -4.9361 | 2.1475 | -4.908 | -4.908 | -4.8993 | -4.8993 | 2.1364 | 2.0776 | -4.4873 | -3.487 | 2.0022 | 0.032274 | -5.4517
1687 | VALLEY_1G | 1 | North | 136 | 22.3358 | 23.0384 | -4.3739 | -23.0384 | 4.3739 | -3.0804 | -2.5118 | -0.6883 | 1.4076 | -3.0804 | -2.5118 | 1.4076 | 1.4938 | -3.4601 | 1.5077 | -3.4144 | -3.4144 | -3.4084 | -3.4084 | 1.5008 | 1.465 | -3.1224 | -2.4751 | 1.4072 | 0.0272 | -3.7922
1688 | VALLEY_2G | 2 | North | 527 | 86.5513 | 89.2738 | -16.9488 | -89.2738 | 16.9488 | -11.9366 | -9.7332 | -2.6671 | 5.4544 | -11.9366 | -9.7332 | 5.4544 | 5.7886 | -13.4079 | 5.8423 | -13.2309 | -13.2309 | -13.2077 | -13.2077 | 5.8154 | 5.6768 | -12.0994 | -9.5909 | 5.4529 | 0.1054 | -14.6949
1689 | VALLEY_3G | 3 | North | 0 | 0 | 0 | 0 | 0 | 0 | 0 | 0 | 0 | 0 | 0 | 0 | 0 | 0 | 0 | 0 | 0 | 0 | 0 | 0 | 0 | 0 | 0 | 0 | 0 | 0 | 0
1877 | WLFHOLW_1G | 1 | North | 217.3 | 32.869 | 39.3976 | -4.0377 | -39.3976 | 4.0377 | -3.0255 | -1.9307 | -0.63625 | 3.0289 | -3.0255 | -1.9307 | 3.0289 | 3.1052 | -2.6643 | 3.1274 | -3.1522 | -3.1522 | -3.1461 | -3.1461 | 3.115 | 2.7178 | -3.0963 | -1.8688 | 3.0285 | -0.12516 | -3.3875
1878 | WLFHOLW_2G | 2 | North | 215.7 | 32.627 | 39.1075 | -4.0079 | -39.1075 | 4.0079 | -3.0032 | -1.9165 | -0.63157 | 3.0066 | -3.0032 | -1.9165 | 3.0066 | 3.0824 | -2.6447 | 3.1044 | -3.1289 | -3.1289 | -3.1229 | -3.1229 | 3.0921 | 2.6978 | -3.0735 | -1.855 | 3.0062 | -0.12424 | -3.3625
1879 | WLFHOLW_3G | 3 | North | 272.4 | 41.2035 | 49.3875 | -5.0615 | -49.3875 | 5.0615 | -3.7926 | -2.4203 | -0.79759 | 3.797 | -3.7926 | -2.4203 | 3.797 | 3.8926 | -3.3399 | 3.9204 | -3.9514 | -3.9514 | -3.9438 | -3.9438 | 3.9049 | 3.4069 | -3.8814 | -2.3426 | 3.7964 | -0.1569 | -4.2464
1889 | DECRDOVA_1G | 1 | North | 779 | 118.098 | 141.6386 | -19.6035 | -141.6386 | 19.6035 | -14.1163 | -9.4664 | -2.982 | 10.49 | -14.1163 | -9.4664 | 10.49 | 10.8709 | -13.9807 | 10.966 | -15.3035 | -15.3035 | -15.2754 | -15.2754 | 10.9076 | 9.9525 | -14.3593 | -9.2537 | 10.4877 | -0.24772 | -16.803
1892 | DECRDOVA_2G | A | North | 65 | 9.6942 | 11.889 | -1.3266 | -11.889 | 1.3266 | -0.98995 | -0.65319 | -0.26891 | 0.8567 | -0.98995 | -0.65319 | 0.8567 | 0.88179 | -0.8929 | 0.88868 | -1.0356 | -1.0356 | -1.0337 | -1.0337 | 0.88491 | 0.80788 | -1.0125 | -0.63349 | 0.8565 | -0.05473 | -1.1155
1893 | DECRDOVA_3G | B | North | 65 | 9.6942 | 11.889 | -1.3266 | -11.889 | 1.3266 | -0.98995 | -0.65319 | -0.26891 | 0.8567 | -0.98995 | -0.65319 | 0.8567 | 0.88179 | -0.8929 | 0.88868 | -1.0356 | -1.0356 | -1.0337 | -1.0337 | 0.88491 | 0.80788 | -1.0125 | -0.63349 | 0.8565 | -0.05473 | -1.1155
1894 | DECRDOVA_4G | C | North | 65 | 9.6942 | 11.889 | -1.3266 | -11.889 | 1.3266 | -0.98995 | -0.65319 | -0.26891 | 0.8567 | -0.98995 | -0.65319 | 0.8567 | 0.88179 | -0.8929 | 0.88868 | -1.0356 | -1.0356 | -1.0337 | -1.0337 | 0.88491 | 0.80788 | -1.0125 | -0.63349 | 0.8565 | -0.05473 | -1.1155
1895 | DECRDOVA_5G | D | North | 65 | 9.6942 | 11.889 | -1.3266 | -11.889 | 1.3266 | -0.98995 | -0.65319 | -0.26891 | 0.8567 | -0.98995 | -0.65319 | 0.8567 | 0.88179 | -0.8929 | 0.88868 | -1.0356 | -1.0356 | -1.0337 | -1.0337 | 0.88491 | 0.80788 | -1.0125 | -0.63349 | 0.8565 | -0.05473 | -1.1155
1937 | MDLTHELP_5G | 5 | North | 224 | 34.0713 | 43.6684 | -5.8598 | -43.6684 | 5.8598 | -4.1908 | -3.0341 | -0.91392 | 2.2084 | -4.1908 | -3.0341 | 2.2084 | 2.3229 | -4.3418 | 2.3477 | -4.5745 | -4.5745 | -4.5662 | -4.5662 | 2.3332 | 2.1625 | -4.2585 | -2.9749 | 2.208 | -0.04816 | -5.0407
1938 | MDLTHELP_6G | 6 | North | 226 | 34.3755 | 44.0582 | -5.9122 | -44.0582 | 5.9122 | -4.2282 | -3.0612 | -0.92208 | 2.2281 | -4.2282 | -3.0612 | 2.2281 | 2.3436 | -4.3806 | 2.3687 | -4.6154 | -4.6154 | -4.607 | -4.607 | 2.354 | 2.1818 | -4.2965 | -3.0015 | 2.2277 | -0.04859 | -5.0857
1941 | MDLTHELP_1G | 1 | North | 216.4 | 33.4267 | 42.0392 | -5.9177 | -42.0392 | 5.9177 | -4.2094 | -3.1064 | -0.91321 | 1.9534 | -4.2094 | -3.1064 | 1.9534 | 2.0694 | -4.4477 | 2.0932 | -4.6195 | -4.6195 | -4.6113 | -4.6113 | 2.0794 | 1.9521 | -4.2737 | -3.0504 | 1.953 | -0.029863 | -5.1047
1942 | MDLTHELP_2G | 2 | North | 216.1 | 33.3803 | 41.9809 | -5.9095 | -41.9809 | 5.9095 | -4.2036 | -3.1021 | -0.91194 | 1.9507 | -4.2036 | -3.1021 | 1.9507 | 2.0666 | -4.4415 | 2.0903 | -4.6131 | -4.6131 | -4.6049 | -4.6049 | 2.0765 | 1.9494 | -4.2678 | -3.0461 | 1.9503 | -0.029822 | -5.0976
1943 | MDLTHELP_3G | 3 | North | 212 | 32.246 | 41.329 | -5.5459 | -41.329 | 5.5459 | -3.9663 | -2.8715 | -0.86496 | 2.0901 | -3.9663 | -2.8715 | 2.0901 | 2.1984 | -4.1092 | 2.222 | -4.3295 | -4.3295 | -4.3216 | -4.3216 | 2.2082 | 2.0466 | -4.0303 | -2.8156 | 2.0897 | -0.04558 | -4.7706
1944 | MDLTHELP_4G | 4 | North | 211 | 32.0939 | 41.134 | -5.5198 | -41.134 | 5.5198 | -3.9476 | -2.858 | -0.86088 | 2.0802 | -3.9476 | -2.858 | 2.0802 | 2.1881 | -4.0898 | 2.2115 | -4.309 | -4.309 | -4.3012 | -4.3012 | 2.1978 | 2.037 | -4.0113 | -2.8023 | 2.0798 | -0.045365 | -4.7481
1947 | HANDLEY_3G | 3 | North | 316 | 49.0903 | 57.8264 | -10.0643 | -57.8264 | 10.0643 | -7.0768 | -5.3237 | -1.5535 | 3.6056 | -7.0768 | -5.3237 | 3.6056 | 3.8043 | -7.7294 | 3.8429 | -7.8567 | -7.8567 | -7.8428 | -7.8428 | 3.8198 | 3.6726 | -7.1716 | -5.2409 | 3.6049 | 0.033496 | -8.733
1948 | HANDLEY_4G | 4 | North | 348 | 54.2038 | 63.5037 | -11.0424 | -63.5037 | 11.0424 | -7.7688 | -5.8798 | -1.709 | 3.9303 | -7.7688 | -5.8798 | 3.9303 | 4.1482 | -8.4947 | 4.1899 | -8.6203 | -8.6203 | -8.605 | -8.605 | 4.1656 | 4.0069 | -7.8735 | -5.7883 | 3.9296 | 0.035844 | -9.579
1949 | HANDLEY_5G | 5 | North | 348 | 54.0615 | 63.6823 | -11.0835 | -63.6823 | 11.0835 | -7.7935 | -5.8628 | -1.7108 | 3.9707 | -7.7935 | -5.8628 | 3.9707 | 4.1896 | -8.5121 | 4.232 | -8.6523 | -8.6523 | -8.637 | -8.637 | 4.2066 | 4.0445 | -7.8979 | -5.7716 | 3.97 | 0.036888 | -9.6173
2381 | NTHLK1_G | 1 | North | 0 | 0 | 0 | 0 | 0 | 0 | 0 | 0 | 0 | 0 | 0 | 0 | 0 | 0 | 0 | 0 | 0 | 0 | 0 | 0 | 0 | 0 | 0 | 0 | 0 | 0 | 0
2382 | NTHLK2_G | 2 | North | 0 | 0 | 0 | 0 | 0 | 0 | 0 | 0 | 0 | 0 | 0 | 0 | 0 | 0 | 0 | 0 | 0 | 0 | 0 | 0 | 0 | 0 | 0 | 0 | 0 | 0 | 0
2383 | NTHLK3_G | 3 | North | 0 | 0 | 0 | 0 | 0 | 0 | 0 | 0 | 0 | 0 | 0 | 0 | 0 | 0 | 0 | 0 | 0 | 0 | 0 | 0 | 0 | 0 | 0 | 0 | 0 | 0 | 0
2413 | MTCK6_G | 6 | North | 0 | 0 | 0 | 0 | 0 | 0 | 0 | 0 | 0 | 0 | 0 | 0 | 0 | 0 | 0 | 0 | 0 | 0 | 0 | 0 | 0 | 0 | 0 | 0 | 0 | 0 | 0
2414 | MTCK7_G | 7 | North | 0 | 0 | 0 | 0 | 0 | 0 | 0 | 0 | 0 | 0 | 0 | 0 | 0 | 0 | 0 | 0 | 0 | 0 | 0 | 0 | 0 | 0 | 0 | 0 | 0 | 0 | 0
2417 | MTCK8_G | 8 | North | 444.8 | 72.921 | 76.5737 | -13.1278 | -76.5737 | 13.1278 | -9.2856 | -7.1075 | -2.027 | 4.2981 | -9.2856 | -7.1075 | 4.2981 | 4.5565 | -10.0774 | 4.6055 | -10.2482 | -10.2482 | -10.23 | -10.23 | 4.5779 | 4.3737 | -9.4191 | -6.9909 | 4.2972 | 0.0053376 | -11.3571
2418 | MTCK2_G | 2 | North | 0 | 0 | 0 | 0 | 0 | 0 | 0 | 0 | 0 | 0 | 0 | 0 | 0 | 0 | 0 | 0 | 0 | 0 | 0 | 0 | 0 | 0 | 0 | 0 | 0 | 0 | 0
2451 | LKHB1_G | 1 | North | 0 | 0 | 0 | 0 | 0 | 0 | 0 | 0 | 0 | 0 | 0 | 0 | 0 | 0 | 0 | 0 | 0 | 0 | 0 | 0 | 0 | 0 | 0 | 0 | 0 | 0 | 0
2452 | LKHB2_G | 2 | North | 516 | 86.1049 | 86.0771 | -15.5801 | -86.0771 | 15.5801 | -11.0022 | -8.5785 | -2.403 | 4.9257 | -11.0022 | -8.5785 | 4.9257 | 5.2322 | -12.0708 | 5.288 | -12.1626 | -12.1626 | -12.141 | -12.141 | 5.2575 | 5.0599 | -11.1575 | -8.4433 | 4.9247 | 0.034572 | -13.4903
3107 | STRYKER_1G | 1 | North | 145.6 | 25.8622 | 21.8362 | -4.0071 | -21.8362 | 4.0071 | -2.8469 | -2.1747 | -0.62492 | 1.1542 | -2.8469 | -2.1747 | 1.1542 | 1.2328 | -3.057 | 1.2478 | -3.1281 | -3.1281 | -3.1224 | -3.1224 | 1.2395 | 1.1753 | -2.8897 | -2.1373 | 1.1539 | -0.0085904 | -3.4587
3108 | STRYKER_2G | 2 | North | 484 | 85.9705 | 72.5874 | -13.3202 | -72.5874 | 13.3202 | -9.4637 | -7.229 | -2.0773 | 3.8367 | -9.4637 | -7.229 | 3.8367 | 4.098 | -10.1621 | 4.1479 | -10.3983 | -10.3983 | -10.3794 | -10.3794 | 4.1203 | 3.9068 | -9.6059 | -7.1046 | 3.8357 | -0.028556 | -11.4974
3113 | LUFKINWB_1G | 1 | North | 0 | 0 | 0 | 0 | 0 | 0 | 0 | 0 | 0 | 0 | 0 | 0 | 0 | 0 | 0 | 0 | 0 | 0 | 0 | 0 | 0 | 0 | 0 | 0 | 0 | 0 | 0
3126 | TRINIDAD_6G | 1 | North | 179.2 | 30.111 | 28.9686 | -4.716 | -28.9686 | 4.716 | -3.3668 | -2.538 | -0.7487 | 1.4035 | -3.3668 | -2.538 | 1.4035 | 1.4956 | -3.5577 | 1.5141 | -3.6815 | -3.6815 | -3.6749 | -3.6749 | 1.504 | 1.4137 | -3.4202 | -2.4914 | 1.4031 | -0.031898 | -4.0605
3403 | THOUSE_1G | 1 | North | 563 | 53.0796 | 195.1921 | -9.4246 | -195.1921 | 9.4246 | -7.0409 | -4.7844 | -1.6547 | 0.70319 | -7.0409 | -4.7844 | 0.70319 | 0.88166 | -6.4086 | 0.92839 | -7.3573 | -7.3573 | -7.3432 | -7.3432 | 0.90418 | 0.55287 | -7.2025 | -4.6431 | 0.70206 | -0.47067 | -7.9197
3404 | THOUSE_2G | 2 | North | 807 | 76.084 | 279.7869 | -13.5092 | -279.7869 | 13.5092 | -10.0923 | -6.8579 | -2.3718 | 1.0079 | -10.0923 | -6.8579 | 1.0079 | 1.2638 | -9.1861 | 1.3307 | -10.5459 | -10.5459 | -10.5257 | -10.5257 | 1.296 | 0.79247 | -10.324 | -6.6553 | 1.0063 | -0.67465 | -11.3521
3416 | LAKE_CRK1_G | 1 | North | 60 | 5.5651 | 14.4507 | -0.94116 | -14.4507 | 0.94116 | -0.70884 | -0.4764 | -0.16872 | 0.02106 | -0.70884 | -0.4764 | 0.02106 | 0.03876 | -0.62934 | 0.04362 | -0.73476 | -0.73476 | -0.73332 | -0.73332 | 0.0411 | 0.00432 | -0.726 | -0.4614 | 0.02094 | -0.0546 | -0.78732
3417 | LAKE_CRK2_G | 2 | North | 177.6 | 16.4726 | 42.7741 | -2.7858 | -42.7741 | 2.7858 | -2.0982 | -1.4101 | -0.49941 | 0.062338 | -2.0982 | -1.4101 | 0.062338 | 0.11473 | -1.8628 | 0.12912 | -2.1749 | -2.1749 | -2.1706 | -2.1706 | 0.12166 | 0.012787 | -2.149 | -1.3657 | 0.061982 | -0.16162 | -2.3305
3432 | SANDOW_4G | 4 | South | 580 | 8.2662 | -179.6863 | -4.517 | 179.6863 | 4.517 | -3.7526 | -2.1234 | -0.95352 | -5.6718 | -3.7526 | -2.1234 | -5.6718 | -5.5935 | -2.3217 | -5.5616 | -3.5264 | -3.5264 | -3.5189 | -3.5189 | -5.5755 | -5.8162 | -3.8964 | -1.9975 | -5.673 | -0.60204 | -3.56
5026 | BRAUNIG_VHB1 | 1 | South | 215 | -15.9631 | -43.172 | 0.31283 | 43.172 | -0.31283 | -0.016125 | 0.2853 | -0.07181 | -3.835 | -0.016125 | 0.2853 | -3.835 | -3.8457 | 0.71681 | -3.8405 | 0.24424 | 0.24424 | 0.24446 | 0.24446 | -3.8416 | -3.8653 | -0.054825 | 0.31927 | -3.8354 | -0.13179 | 0.41903
5027 | BRAUNIG_VHB2 | 2 | South | 172.8 | -12.8299 | -34.6982 | 0.25142 | 34.6982 | -0.25142 | -0.01296 | 0.22931 | -0.057715 | -3.0822 | -0.01296 | 0.22931 | -3.0822 | -3.0909 | 0.57612 | -3.0867 | 0.1963 | 0.1963 | 0.19647 | 0.19647 | -3.0876 | -3.1066 | -0.044064 | 0.25661 | -3.0826 | -0.10593 | 0.33679
5028 | BRAUNIG_VHB3 | 3 | South | 407 | -30.1306 | -81.6837 | 0.67358 | 81.6837 | -0.67358 | 0.025234 | 0.58445 | -0.12454 | -7.3386 | 0.025234 | 0.58445 | -7.3386 | -7.3606 | 1.4225 | -7.3512 | 0.52584 | 0.52584 | 0.52625 | 0.52625 | -7.3529 | -7.3952 | -0.047619 | 0.64794 | -7.339 | -0.24583 | 0.86447
5031 | BRA_VHBCT1 | 1 | South | 44 | -3.2669 | -8.8352 | 0.06402 | 8.8352 | -0.06402 | -0.0033 | 0.058388 | -0.014696 | -0.78483 | -0.0033 | 0.058388 | -0.78483 | -0.78703 | 0.1467 | -0.78597 | 0.049984 | 0.049984 | 0.050028 | 0.050028 | -0.78619 | -0.79103 | -0.01122 | 0.06534 | -0.78492 | -0.026972 | 0.085756
5032 | BRA_VHBCT2 | 2 | South | 44 | -3.2669 | -8.8352 | 0.06402 | 8.8352 | -0.06402 | -0.0033 | 0.058388 | -0.014696 | -0.78483 | -0.0033 | 0.058388 | -0.78483 | -0.78703 | 0.1467 | -0.78597 | 0.049984 | 0.049984 | 0.050028 | 0.050028 | -0.78619 | -0.79103 | -0.01122 | 0.06534 | -0.78492 | -0.026972 | 0.085756
5033 | BRA_VHBCT3 | 3 | South | 43 | -3.1926 | -8.6344 | 0.062565 | 8.6344 | -0.062565 | -0.003225 | 0.057061 | -0.014362 | -0.76699 | -0.003225 | 0.057061 | -0.76699 | -0.76914 | 0.14336 | -0.76811 | 0.048848 | 0.048848 | 0.048891 | 0.048891 | -0.76832 | -0.77305 | -0.010965 | 0.063855 | -0.76708 | -0.026359 | 0.083807
5034 | BRA_VHBCT4 | 4 | South | 45 | -3.3411 | -9.036 | 0.065475 | 9.036 | -0.065475 | -0.003375 | 0.059715 | -0.01503 | -0.80266 | -0.003375 | 0.059715 | -0.80266 | -0.80492 | 0.15003 | -0.80383 | 0.05112 | 0.05112 | 0.051165 | 0.051165 | -0.80406 | -0.80901 | -0.011475 | 0.066825 | -0.80275 | -0.027585 | 0.087705
5111 | CALAVER_JTD1 | 1 | South | 430 | -31.8664 | -86.5302 | 0.57491 | 86.5302 | -0.57491 | -0.06966 | 0.54352 | -0.1505 | -7.7611 | -0.06966 | 0.54352 | -7.7611 | -7.7817 | 1.3975 | -7.7714 | 0.44892 | 0.44892 | 0.44935 | 0.44935 | -7.7735 | -7.8226 | -0.14792 | 0.61189 | -7.7619 | -0.26746 | 0.79464
5112 | CALAVER_JTD2 | 2 | South | 430 | -31.8664 | -86.5302 | 0.57491 | 86.5302 | -0.57491 | -0.06966 | 0.54352 | -0.1505 | -7.7611 | -0.06966 | 0.54352 | -7.7611 | -7.7817 | 1.3975 | -7.7714 | 0.44892 | 0.44892 | 0.44935 | 0.44935 | -7.7735 | -7.8226 | -0.14792 | 0.61189 | -7.7619 | -0.26746 | 0.79464
5264 | LEON_LCP3G3 | 3 | South | 0 | 0 | 0 | 0 | 0 | 0 | 0 | 0 | 0 | 0 | 0 | 0 | 0 | 0 | 0 | 0 | 0 | 0 | 0 | 0 | 0 | 0 | 0 | 0 | 0 | 0 | 0
5265 | LEON_LCP4G4 | 4 | South | 71.2 | -5.2713 | -14.2025 | 0.16219 | 14.2025 | -0.16219 | 0.035814 | 0.12624 | -0.015664 | -1.2705 | 0.035814 | 0.12624 | -1.2705 | -1.2752 | 0.28274 | -1.2737 | 0.12659 | 0.12659 | 0.12659 | 0.12659 | -1.274 | -1.28 | 0.023567 | 0.13692 | -1.2706 | -0.040299 | 0.18953
5266 | LEON_LCPCT1 | 1 | South | 44 | -3.2575 | -8.7768 | 0.10023 | 8.7768 | -0.10023 | 0.022132 | 0.078012 | -0.00968 | -0.78514 | 0.022132 | 0.078012 | -0.78514 | -0.78804 | 0.17472 | -0.78712 | 0.078232 | 0.078232 | 0.078232 | 0.078232 | -0.78729 | -0.79103 | 0.014564 | 0.084612 | -0.78518 | -0.024904 | 0.11713
5267 | LEON_LCPCT2 | 2 | South | 44 | -3.2575 | -8.7768 | 0.10023 | 8.7768 | -0.10023 | 0.022132 | 0.078012 | -0.00968 | -0.78514 | 0.022132 | 0.078012 | -0.78514 | -0.78804 | 0.17472 | -0.78712 | 0.078232 | 0.078232 | 0.078232 | 0.078232 | -0.78729 | -0.79103 | 0.014564 | 0.084612 | -0.78518 | -0.024904 | 0.11713
5268 | LEON_LCPCT3 | 3 | South | 43 | -3.1835 | -8.5773 | 0.097954 | 8.5773 | -0.097954 | 0.021629 | 0.076239 | -0.00946 | -0.76729 | 0.021629 | 0.076239 | -0.76729 | -0.77013 | 0.17075 | -0.76923 | 0.076454 | 0.076454 | 0.076454 | 0.076454 | -0.7694 | -0.77305 | 0.014233 | 0.082689 | -0.76733 | -0.024338 | 0.11447
5269 | LEON_LCPCT4 | 4 | South | 45 | -3.3316 | -8.9763 | 0.10251 | 8.9763 | -0.10251 | 0.022635 | 0.079785 | -0.0099 | -0.80298 | 0.022635 | 0.079785 | -0.80298 | -0.80595 | 0.17869 | -0.805 | 0.08001 | 0.08001 | 0.08001 | 0.08001 | -0.80519 | -0.80901 | 0.014895 | 0.086535 | -0.80302 | -0.02547 | 0.11979
5396 | CALAVER_OWS1 | 1 | South | 418 | -30.9613 | -84.0343 | 0.60526 | 84.0343 | -0.60526 | -0.034276 | 0.55343 | -0.14003 | -7.4897 | -0.034276 | 0.55343 | -7.4897 | -7.5102 | 1.3928 | -7.5002 | 0.47234 | 0.47234 | 0.47276 | 0.47276 | -7.5027 | -7.5487 | -0.10993 | 0.61906 | -7.4901 | -0.25707 | 0.81217
5397 | CALAVER_OWS2 | 2 | South | 400 | -29.628 | -80.4156 | 0.5792 | 80.4156 | -0.5792 | -0.0328 | 0.5296 | -0.134 | -7.1672 | -0.0328 | 0.5296 | -7.1672 | -7.1868 | 1.3328 | -7.1772 | 0.452 | 0.452 | 0.4524 | 0.4524 | -7.1796 | -7.2236 | -0.1052 | 0.5924 | -7.1676 | -0.246 | 0.7772
5401 | CALAVER_JKS1 | 1 | South | 562 | -43.1526 | -112.3202 | 0.23042 | 112.3202 | -0.23042 | -0.45241 | 0.426 | -0.26864 | -9.9423 | -0.45241 | 0.426 | -9.9423 | -9.9586 | 1.4117 | -9.9435 | 0.17984 | 0.17984 | 0.18096 | 0.18096 | -9.9474 | -10.025 | -0.55863 | 0.51873 | -9.9435 | -0.36699 | 0.58336
5436 | TUTTL_WBT1G1 | 1 | South | 48.8 | -3.6212 | -9.8549 | 0.045189 | 9.8549 | -0.045189 | -0.02196 | 0.050801 | -0.019862 | -0.87586 | -0.02196 | 0.050801 | -0.87586 | -0.87777 | 0.14289 | -0.8765 | 0.035282 | 0.035282 | 0.03538 | 0.03538 | -0.87679 | -0.88294 | -0.030988 | 0.058706 | -0.87591 | -0.031378 | 0.072761
5438 | TUTTL_WBT3G3 | 3 | South | 95 | -7.0495 | -19.1847 | 0.08797 | 19.1847 | -0.08797 | -0.04275 | 0.098895 | -0.038665 | -1.7051 | -0.04275 | 0.098895 | -1.7051 | -1.7088 | 0.27816 | -1.7063 | 0.068685 | 0.068685 | 0.068875 | 0.068875 | -1.7069 | -1.7188 | -0.060325 | 0.11428 | -1.7052 | -0.061085 | 0.14164
5439 | TUTTL_WBT4G4 | 4 | South | 120.8 | -8.964 | -24.3948 | 0.11186 | 24.3948 | -0.11186 | -0.05436 | 0.12575 | -0.049166 | -2.1681 | -0.05436 | 0.12575 | -2.1681 | -2.1728 | 0.3537 | -2.1697 | 0.087338 | 0.087338 | 0.08758 | 0.08758 | -2.1704 | -2.1856 | -0.076708 | 0.14532 | -2.1682 | -0.077674 | 0.18011
5476 | BRA_AVR1_CT1 | 1 | South | 155 | -11.7236 | -31.1071 | 0.10121 | 31.1071 | -0.10121 | -0.099665 | 0.13842 | -0.06882 | -2.8165 | -0.099665 | 0.13842 | -2.8165 | -2.8218 | 0.4216 | -2.8176 | 0.07905 | 0.07905 | 0.07936 | 0.07936 | -2.8187 | -2.8391 | -0.12896 | 0.16384 | -2.8167 | -0.10121 | 0.19453
5477 | BRA_AVR1_ST1 | 1 | South | 174 | -13.1607 | -34.9202 | 0.11362 | 34.9202 | -0.11362 | -0.11188 | 0.15538 | -0.077256 | -3.1618 | -0.11188 | 0.15538 | -3.1618 | -3.1677 | 0.47328 | -3.163 | 0.08874 | 0.08874 | 0.089088 | 0.089088 | -3.1642 | -3.1872 | -0.14477 | 0.18392 | -3.1619 | -0.11362 | 0.21837
5478 | BRA_AVR1_CT2 | 1 | South | 155 | -11.7236 | -31.1071 | 0.10121 | 31.1071 | -0.10121 | -0.099665 | 0.13842 | -0.06882 | -2.8165 | -0.099665 | 0.13842 | -2.8165 | -2.8218 | 0.4216 | -2.8176 | 0.07905 | 0.07905 | 0.07936 | 0.07936 | -2.8187 | -2.8391 | -0.12896 | 0.16384 | -2.8167 | -0.10121 | 0.19453
5503 | RAYBURNGEN3 | 1 | South | 17.6 | -1.8999 | -2.9017 | -0.029374 | 2.9017 | 0.029374 | -0.037822 | -0.0071808 | -0.013394 | -0.23315 | -0.037822 | -0.0071808 | -0.23315 | -0.2329 | 0.011898 | -0.23234 | -0.022933 | -0.022933 | -0.022845 | -0.022845 | -0.23253 | -0.23526 | -0.041131 | -0.0042944 | -0.23318 | -0.0095392 | -0.014766
5505 | RAYBURNGEN1 | 1 | South | 0 | 0 | 0 | 0 | 0 | 0 | 0 | 0 | 0 | 0 | 0 | 0 | 0 | 0 | 0 | 0 | 0 | 0 | 0 | 0 | 0 | 0 | 0 | 0 | 0 | 0 | 0
5506 | RAYBURNGEN2 | 1 | South | 0 | 0 | 0 | 0 | 0 | 0 | 0 | 0 | 0 | 0 | 0 | 0 | 0 | 0 | 0 | 0 | 0 | 0 | 0 | 0 | 0 | 0 | 0 | 0 | 0 | 0 | 0
5508 | RAYBURNCC9 | 1 | South | 47.7 | -5.1145 | -7.9295 | -0.091536 | 7.9295 | 0.091536 | -0.11114 | -0.025853 | -0.037969 | -0.64009 | -0.11114 | -0.025853 | -0.64009 | -0.63918 | 0.023373 | -0.63756 | -0.071455 | -0.071455 | -0.071216 | -0.071216 | -0.63813 | -0.64595 | -0.12025 | -0.017888 | -0.64013 | -0.026855 | -0.050276
5509 | RAYBURNCC10 | 1 | South | 37.3 | -3.9994 | -6.2006 | -0.071579 | 6.2006 | 0.071579 | -0.086909 | -0.020217 | -0.029691 | -0.50053 | -0.086909 | -0.020217 | -0.50053 | -0.49982 | 0.018277 | -0.49855 | -0.055875 | -0.055875 | -0.055689 | -0.055689 | -0.499 | -0.50512 | -0.094033 | -0.013987 | -0.50057 | -0.021 | -0.039314
5511 | RAYBURNCC7 | 1 | South | 47.5 | -5.093 | -7.8963 | -0.091152 | 7.8963 | 0.091152 | -0.11067 | -0.025745 | -0.03781 | -0.6374 | -0.11067 | -0.025745 | -0.6374 | -0.6365 | 0.023275 | -0.63489 | -0.071155 | -0.071155 | -0.070917 | -0.070917 | -0.63545 | -0.64324 | -0.11975 | -0.017812 | -0.63745 | -0.026742 | -0.050065
5512 | RAYBURNCC8 | 1 | South | 49.3 | -5.286 | -8.1955 | -0.094607 | 8.1955 | 0.094607 | -0.11487 | -0.026721 | -0.039243 | -0.66156 | -0.11487 | -0.026721 | -0.66156 | -0.66062 | 0.024157 | -0.65894 | -0.073851 | -0.073851 | -0.073605 | -0.073605 | -0.65954 | -0.66762 | -0.12429 | -0.018488 | -0.66161 | -0.027756 | -0.051962
5728 | FALCONHYDRO2 | 2 | South | 12 | -1.1484 | -2.008 | 0.065088 | 2.008 | -0.065088 | 0.034116 | 0.04128 | 0.00258 | -0.14957 | 0.034116 | 0.04128 | -0.14957 | -0.15108 | 0.074016 | -0.151 | 0.05082 | 0.05082 | 0.05076 | 0.05076 | -0.15096 | -0.1504 | 0.032676 | 0.04254 | -0.14958 | -0.002328 | 0.063756
5729 | FALCONHYDRO3 | 3 | South | 11 | -1.0527 | -1.8407 | 0.059664 | 1.8407 | -0.059664 | 0.031273 | 0.03784 | 0.002365 | -0.1371 | 0.031273 | 0.03784 | -0.1371 | -0.13849 | 0.067848 | -0.13841 | 0.046585 | 0.046585 | 0.04653 | 0.04653 | -0.13838 | -0.13786 | 0.029953 | 0.038995 | -0.13711 | -0.002134 | 0.058443
5890 | PEARSALLGEN1 | 1 | South | 19.2 | -1.4117 | -3.419 | 0.26853 | 3.419 | -0.26853 | 0.16975 | 0.15539 | 0.026765 | -0.23898 | 0.16975 | 0.15539 | -0.23898 | -0.24465 | 0.2468 | -0.24511 | 0.20964 | 0.20964 | 0.20934 | 0.20934 | -0.2447 | -0.23933 | 0.1689 | 0.15612 | -0.23898 | 0.0033792 | 0.24495
5891 | PEARSALLGEN2 | 1 | South | 19.4 | -1.4264 | -3.4546 | 0.27133 | 3.4546 | -0.27133 | 0.17152 | 0.157 | 0.027044 | -0.24147 | 0.17152 | 0.157 | -0.24147 | -0.24719 | 0.24937 | -0.24766 | 0.21183 | 0.21183 | 0.21152 | 0.21152 | -0.24725 | -0.24182 | 0.17066 | 0.15774 | -0.24147 | 0.0034144 | 0.24751
5892 | PEARSALLGEN3 | 1 | South | 19.1 | -1.4043 | -3.4012 | 0.26713 | 3.4012 | -0.26713 | 0.16886 | 0.15458 | 0.026625 | -0.23774 | 0.16886 | 0.15458 | -0.23774 | -0.24337 | 0.24551 | -0.24383 | 0.20855 | 0.20855 | 0.20825 | 0.20825 | -0.24343 | -0.23808 | 0.16802 | 0.1553 | -0.23774 | 0.0033616 | 0.24368
5903 | SANMIGUELGEN | 1 | South | 396.3 | -33.1842 | -75.4706 | 0.3959 | 75.4706 | -0.3959 | -0.13712 | 0.42206 | -0.15693 | -6.2259 | -0.13712 | 0.42206 | -6.2259 | -6.2417 | 1.1433 | -6.2322 | 0.30911 | 0.30911 | 0.30951 | 0.30951 | -6.2346 | -6.2774 | -0.20647 | 0.48269 | -6.2267 | -0.21915 | 0.60277
5911 | STP_GN1___1 | 1 | Houston | 1333 | -215.9033 | -151.5421 | -10.9079 | 151.5421 | 10.9079 | -8.7925 | -5.32 | -2.2048 | -12.2489 | -8.7925 | -5.32 | -12.2489 | -12.0557 | -6.1785 | -11.985 | -8.5152 | -8.5152 | -8.4979 | -8.4979 | -12.017 | -12.3916 | -9.0937 | -5.0574 | -12.2516 | -0.76781 | -8.7645
5912 | STP_GN2___2 | 2 | Houston | 1332 | -215.7414 | -151.4284 | -10.8998 | 151.4284 | 10.8998 | -8.7859 | -5.316 | -2.2031 | -12.2397 | -8.7859 | -5.316 | -12.2397 | -12.0466 | -6.1738 | -11.976 | -8.5088 | -8.5088 | -8.4915 | -8.4915 | -12.008 | -12.3823 | -9.0869 | -5.0536 | -12.2424 | -0.76723 | -8.7579
5932 | SI_RAY9 | 9 | South | 32 | -3.2673 | -5.4055 | 0.014688 | 5.4055 | -0.014688 | -0.02128 | 0.024032 | -0.015008 | -0.43446 | -0.02128 | 0.024032 | -0.43446 | -0.43536 | 0.075168 | -0.43456 | 0.011488 | 0.011488 | 0.011552 | 0.011552 | -0.43478 | -0.43792 | -0.02672 | 0.028768 | -0.4345 | -0.014688 | 0.03248
5933 | SI_RAY6 | 6 | South | 15.4 | -1.5724 | -2.6014 | 0.0070686 | 2.6014 | -0.0070686 | -0.010241 | 0.011565 | -0.0072226 | -0.20909 | -0.010241 | 0.011565 | -0.20909 | -0.20952 | 0.036175 | -0.20913 | 0.0055286 | 0.0055286 | 0.0055594 | 0.0055594 | -0.20924 | -0.21075 | -0.012859 | 0.013845 | -0.2091 | -0.0070686 | 0.015631
5934 | SI_RAY5 | 5 | South | 0 | 0 | 0 | 0 | 0 | 0 | 0 | 0 | 0 | 0 | 0 | 0 | 0 | 0 | 0 | 0 | 0 | 0 | 0 | 0 | 0 | 0 | 0 | 0 | 0 | 0 | 0
5935 | SI_RAY10 | 10 | South | 47 | -4.7988 | -7.9393 | 0.021573 | 7.9393 | -0.021573 | -0.031255 | 0.035297 | -0.022043 | -0.63812 | -0.031255 | 0.035297 | -0.63812 | -0.63943 | 0.1104 | -0.63826 | 0.016873 | 0.016873 | 0.016967 | 0.016967 | -0.63859 | -0.64319 | -0.039245 | 0.042253 | -0.63817 | -0.021573 | 0.047705
6016 | SWMESA | 1 | West | 18.8 | 2.3854 | 2.4941 | 6.1255 | -2.4941 | -6.1255 | 4.7942 | 3.2538 | 0.84012 | 1.0503 | 4.7942 | 3.2538 | 1.0503 | 0.93872 | 3.868 | 0.9061 | 4.7828 | 4.7828 | 4.7731 | 4.7731 | 0.91988 | 1.0482 | 4.9378 | 3.1285 | 1.0515 | 0.2146 | 5.0129
6144 | MCADOO1A | 1 | West | 15 | 2.1032 | 2.326 | 4.3126 | -2.326 | -4.3126 | 3.1064 | 2.9712 | 1.9105 | 0.65173 | 3.1064 | 2.9712 | 0.65173 | 0.56799 | 3.5652 | 0.56049 | 3.367 | 3.367 | 3.3608 | 3.3608 | 0.55989 | 0.63426 | 3.1601 | 2.9244 | 0.65217 | 0.14616 | 3.6966
6407 | TURKTRAK1A | 1 | West | 33.9 | 4.5736 | 4.8998 | 9.8544 | -4.8998 | -9.8544 | 5.858 | 5.9645 | 2.5256 | 1.7009 | 5.858 | 5.9645 | 1.7009 | 1.4857 | 9.8423 | 1.4799 | 7.6918 | 7.6918 | 7.681 | 7.681 | 1.4909 | 1.6595 | 5.7618 | 6.0484 | 1.7001 | 1.1828 | 9.218
6637 | SNYDERW1A | 1 | West | 12.6 | 1.7518 | 1.9259 | 4.2457 | -1.9259 | -4.2457 | 3.3526 | 2.3742 | 0.87384 | 0.59506 | 3.3526 | 2.3742 | 0.59506 | 0.51825 | 2.6952 | 0.49688 | 3.3151 | 3.3151 | 3.3082 | 3.3082 | 0.50464 | 0.57591 | 3.4573 | 2.2827 | 0.59589 | 0.12343 | 3.456
6752 | OKLA0A | 1 | West | 649.7 | 94.6515 | 106.5502 | 95.7905 | -106.5502 | -95.7905 | 42.5521 | 409.3968 | 15.687 | 20.754 | 42.5521 | 409.3968 | 20.754 | 18.3859 | 314.575 | 23.9252 | 74.7506 | 74.7506 | 74.6837 | 74.6837 | 18.7127 | 21.0275 | 39.0801 | 412.4283 | 20.7261 | 3.5928 | 98.5556
7000 | L_FERGUS1_1Y | 1 | South | 400 | -8.208 | -86.062 | 5.646 | 86.062 | -5.646 | 3.1568 | 3.3748 | 0.6052 | -19.074 | 3.1568 | 3.3748 | -19.074 | -19.2012 | 5.9628 | -19.2012 | 4.4072 | 4.4072 | 4.4016 | 4.4016 | -19.1944 | -19.258 | 3.0664 | 3.454 | -19.0748 | -1.0376 | 5.4064
7004 | L_SIMGID1_1Y | 1 | South | 132 | -5.6538 | -32.1421 | -0.44616 | 32.1421 | 0.44616 | -0.46028 | -0.16751 | -0.13279 | -2.0572 | -0.46028 | -0.16751 | -2.0572 | -2.0513 | -0.050556 | -2.0457 | -0.34835 | -0.34835 | -0.34729 | -0.34729 | -2.0477 | -2.0874 | -0.49025 | -0.14137 | -2.0575 | -0.13913 | -0.29581
7005 | L_SIMGID1_2Y | 2 | South | 133 | -5.6967 | -32.3856 | -0.44954 | 32.3856 | 0.44954 | -0.46377 | -0.16878 | -0.1338 | -2.0728 | -0.46377 | -0.16878 | -2.0728 | -2.0668 | -0.050939 | -2.0612 | -0.35099 | -0.35099 | -0.34992 | -0.34992 | -2.0632 | -2.1033 | -0.49396 | -0.14244 | -2.0731 | -0.14018 | -0.29805
7006 | L_SIMGID1_3Y | 3 | South | 324.9 | -13.9161 | -79.1135 | -1.0982 | 79.1135 | 1.0982 | -1.1329 | -0.4123 | -0.32685 | -5.0636 | -1.1329 | -0.4123 | -5.0636 | -5.0489 | -0.12444 | -5.0353 | -0.85741 | -0.85741 | -0.85481 | -0.85481 | -5.0402 | -5.138 | -1.2067 | -0.34797 | -5.0642 | -0.34244 | -0.7281
7007 | L_LOSTPI1_1Y | 1 | South | 158.6 | -6.8182 | -40.4779 | -0.7459 | 40.4779 | 0.7459 | -0.69054 | -0.3172 | -0.18984 | -2.1481 | -0.69054 | -0.3172 | -2.1481 | -2.1365 | -0.24171 | -2.1292 | -0.58238 | -0.58238 | -0.58095 | -0.58095 | -2.1322 | -2.1819 | -0.72686 | -0.28548 | -2.1484 | -0.15004 | -0.54368
7008 | L_LOSTPI1_2Y | 2 | South | 157.7 | -6.7795 | -40.2482 | -0.74166 | 40.2482 | 0.74166 | -0.68663 | -0.3154 | -0.18877 | -2.1359 | -0.68663 | -0.3154 | -2.1359 | -2.1244 | -0.24033 | -2.1171 | -0.57907 | -0.57907 | -0.57766 | -0.57766 | -2.1201 | -2.1695 | -0.72274 | -0.28386 | -2.1362 | -0.14918 | -0.5406
7009 | L_LOSTPI1_3Y | 3 | South | 173.9 | -7.476 | -44.3828 | -0.81785 | 44.3828 | 0.81785 | -0.75716 | -0.3478 | -0.20816 | -2.3553 | -0.75716 | -0.3478 | -2.3553 | -2.3426 | -0.26502 | -2.3346 | -0.63856 | -0.63856 | -0.637 | -0.637 | -2.3379 | -2.3923 | -0.79698 | -0.31302 | -2.3556 | -0.16451 | -0.59613
7010 | L_FPPYD11_1Y | 1 | South | 547.4 | -34.3674 | -124.7021 | -2.6658 | 124.7021 | 2.6658 | -2.4359 | -1.1528 | -0.66454 | -7.3215 | -2.4359 | -1.1528 | -7.3215 | -7.2799 | -0.93003 | -7.2547 | -2.0812 | -2.0812 | -2.0757 | -2.0757 | -7.2651 | -7.4282 | -2.5602 | -1.0444 | -7.3226 | -0.48719 | -1.963
7011 | L_FPPYD11_2Y | 2 | South | 552.2 | -34.6688 | -125.7956 | -2.6892 | 125.7956 | 2.6892 | -2.4573 | -1.1629 | -0.67037 | -7.3857 | -2.4573 | -1.1629 | -7.3857 | -7.3437 | -0.93819 | -7.3183 | -2.0995 | -2.0995 | -2.0939 | -2.0939 | -7.3288 | -7.4934 | -2.5826 | -1.0536 | -7.3868 | -0.49146 | -1.9802
7012 | L_FPPYD21_3Y | 3 | South | 427.5 | -26.9197 | -97.2956 | -2.0811 | 97.2956 | 2.0811 | -1.9019 | -0.89989 | -0.51899 | -5.7187 | -1.9019 | -0.89989 | -5.7187 | -5.6862 | -0.72589 | -5.6665 | -1.6245 | -1.6245 | -1.6207 | -1.6207 | -5.6742 | -5.802 | -1.9986 | -0.81524 | -5.7195 | -0.38005 | -1.5322
7014 | L_HAYSEN1_1Y | 1 | South | 223.9 | -13.9734 | -49.5556 | -0.26846 | 49.5556 | 0.26846 | -0.43571 | -0.022838 | -0.1574 | -3.8773 | -0.43571 | -0.022838 | -3.8773 | -3.8766 | 0.28861 | -3.8692 | -0.20957 | -0.20957 | -0.20867 | -0.20867 | -3.8715 | -3.9169 | -0.48183 | 0.017464 | -3.8775 | -0.1789 | -0.078813
7015 | L_HAYSEN1_2Y | 2 | South | 225 | -14.042 | -49.799 | -0.26977 | 49.799 | 0.26977 | -0.43785 | -0.02295 | -0.15818 | -3.8963 | -0.43785 | -0.02295 | -3.8963 | -3.8956 | 0.29002 | -3.8882 | -0.2106 | -0.2106 | -0.2097 | -0.2097 | -3.8905 | -3.9362 | -0.4842 | 0.01755 | -3.8965 | -0.17977 | -0.0792
7016 | L_HAYSEN1_3Y | 3 | South | 224.6 | -14.0171 | -49.7105 | -0.2693 | 49.7105 | 0.2693 | -0.43707 | -0.022909 | -0.15789 | -3.8894 | -0.43707 | -0.022909 | -3.8894 | -3.8887 | 0.28951 | -3.8813 | -0.21023 | -0.21023 | -0.20933 | -0.20933 | -3.8836 | -3.9292 | -0.48334 | 0.017519 | -3.8896 | -0.17946 | -0.079059
7017 | L_HAYSEN1_4Y | 4 | South | 226.7 | -14.1481 | -50.1753 | -0.27181 | 50.1753 | 0.27181 | -0.44116 | -0.023123 | -0.15937 | -3.9258 | -0.44116 | -0.023123 | -3.9258 | -3.9251 | 0.29222 | -3.9176 | -0.21219 | -0.21219 | -0.21128 | -0.21128 | -3.9199 | -3.9659 | -0.48786 | 0.017683 | -3.926 | -0.18113 | -0.079798
7020 | L_AUSTPL1_1Y | 1 | South | 0 | 0 | 0 | 0 | 0 | 0 | 0 | 0 | 0 | 0 | 0 | 0 | 0 | 0 | 0 | 0 | 0 | 0 | 0 | 0 | 0 | 0 | 0 | 0 | 0 | 0 | 0
7020 | L_AUSTPL1_1Y | 2 | South | 0 | 0 | 0 | 0 | 0 | 0 | 0 | 0 | 0 | 0 | 0 | 0 | 0 | 0 | 0 | 0 | 0 | 0 | 0 | 0 | 0 | 0 | 0 | 0 | 0 | 0 | 0
7022 | L_BUCHAN1_1Y | 1 | South | 0 | 0 | 0 | 0 | 0 | 0 | 0 | 0 | 0 | 0 | 0 | 0 | 0 | 0 | 0 | 0 | 0 | 0 | 0 | 0 | 0 | 0 | 0 | 0 | 0 | 0 | 0
7023 | L_BUCHAN1_2Y | 2 | South | 0 | 0 | 0 | 0 | 0 | 0 | 0 | 0 | 0 | 0 | 0 | 0 | 0 | 0 | 0 | 0 | 0 | 0 | 0 | 0 | 0 | 0 | 0 | 0 | 0 | 0 | 0
7024 | L_BUCHAN1_3Y | 3 | South | 0 | 0 | 0 | 0 | 0 | 0 | 0 | 0 | 0 | 0 | 0 | 0 | 0 | 0 | 0 | 0 | 0 | 0 | 0 | 0 | 0 | 0 | 0 | 0 | 0 | 0 | 0
7026 | L_INKSDA1_1Y | 1 | South | 0 | 0 | 0 | 0 | 0 | 0 | 0 | 0 | 0 | 0 | 0 | 0 | 0 | 0 | 0 | 0 | 0 | 0 | 0 | 0 | 0 | 0 | 0 | 0 | 0 | 0 | 0
7028 | L_MARBFA1_1Y | 1 | South | 0 | 0 | 0 | 0 | 0 | 0 | 0 | 0 | 0 | 0 | 0 | 0 | 0 | 0 | 0 | 0 | 0 | 0 | 0 | 0 | 0 | 0 | 0 | 0 | 0 | 0 | 0
7029 | L_MARBFA1_2Y | 2 | South | 0 | 0 | 0 | 0 | 0 | 0 | 0 | 0 | 0 | 0 | 0 | 0 | 0 | 0 | 0 | 0 | 0 | 0 | 0 | 0 | 0 | 0 | 0 | 0 | 0 | 0 | 0
7031 | L_MARSFO1G1Y | 1 | South | 0 | 0 | 0 | 0 | 0 | 0 | 0 | 0 | 0 | 0 | 0 | 0 | 0 | 0 | 0 | 0 | 0 | 0 | 0 | 0 | 0 | 0 | 0 | 0 | 0 | 0 | 0
7032 | L_MARSFO1G2Y | 2 | South | 0 | 0 | 0 | 0 | 0 | 0 | 0 | 0 | 0 | 0 | 0 | 0 | 0 | 0 | 0 | 0 | 0 | 0 | 0 | 0 | 0 | 0 | 0 | 0 | 0 | 0 | 0
7033 | L_MARSFO1G3Y | 3 | South | 0 | 0 | 0 | 0 | 0 | 0 | 0 | 0 | 0 | 0 | 0 | 0 | 0 | 0 | 0 | 0 | 0 | 0 | 0 | 0 | 0 | 0 | 0 | 0 | 0 | 0 | 0
7035 | L_WIRTZ_1G1Y | 1 | South | 0 | 0 | 0 | 0 | 0 | 0 | 0 | 0 | 0 | 0 | 0 | 0 | 0 | 0 | 0 | 0 | 0 | 0 | 0 | 0 | 0 | 0 | 0 | 0 | 0 | 0 | 0
7036 | L_WIRTZ_1G2Y | 2 | South | 23 | -0.46649 | -4.9881 | 0.30201 | 4.9881 | -0.30201 | 0.16638 | 0.18175 | 0.031763 | -1.0243 | 0.16638 | 0.18175 | -1.0243 | -1.0312 | 0.32395 | -1.0311 | 0.23575 | 0.23575 | 0.23545 | 0.23545 | -1.0308 | -1.0354 | 0.16112 | 0.18635 | -1.0244 | -0.062376 | 0.29074
7038 | L_DELAWA1_1Y | 1 | West | 3.5 | 0.47746 | 0.51948 | 1.2193 | -0.51948 | -1.2193 | 0.99044 | 0.64309 | 0.16966 | 0.17458 | 0.99044 | 0.64309 | 0.17458 | 0.15305 | 0.70466 | 0.1458 | 0.95205 | 0.95205 | 0.95002 | 0.95002 | 0.14861 | 0.17 | 1.0254 | 0.61258 | 0.17486 | 0.034251 | 0.9753
7038 | L_DELAWA1_1Y | 2 | West | 3 | 0.40925 | 0.44527 | 1.0451 | -0.44527 | -1.0451 | 0.84895 | 0.55122 | 0.14542 | 0.14964 | 0.84895 | 0.55122 | 0.14964 | 0.13119 | 0.604 | 0.12497 | 0.81604 | 0.81604 | 0.8143 | 0.8143 | 0.12738 | 0.14572 | 0.87891 | 0.52507 | 0.14988 | 0.029358 | 0.83597
7303 | L_WPPGS12_1Y | 1 | South | 50 | -2.9423 | -11.2921 | -0.21205 | 11.2921 | 0.21205 | -0.2019 | -0.08785 | -0.0562 | -0.7132 | -0.2019 | -0.08785 | -0.7132 | -0.71005 | -0.05775 | -0.70785 | -0.16555 | -0.16555 | -0.16515 | -0.16515 | -0.7087 | -0.72345 | -0.21325 | -0.078 | -0.7133 | -0.0473 | -0.1511
7303 | L_WPPGS12_1Y | 2 | South | 50 | -2.9423 | -11.2921 | -0.21205 | 11.2921 | 0.21205 | -0.2019 | -0.08785 | -0.0562 | -0.7132 | -0.2019 | -0.08785 | -0.7132 | -0.71005 | -0.05775 | -0.70785 | -0.16555 | -0.16555 | -0.16515 | -0.16515 | -0.7087 | -0.72345 | -0.21325 | -0.078 | -0.7133 | -0.0473 | -0.1511
7305 | L_WPPGS34_1Y | 3 | South | 50 | -2.9423 | -11.2921 | -0.21205 | 11.2921 | 0.21205 | -0.2019 | -0.08785 | -0.0562 | -0.7132 | -0.2019 | -0.08785 | -0.7132 | -0.71005 | -0.05775 | -0.70785 | -0.16555 | -0.16555 | -0.16515 | -0.16515 | -0.7087 | -0.72345 | -0.21325 | -0.078 | -0.7133 | -0.0473 | -0.1511
7305 | L_WPPGS34_1Y | 4 | South | 50 | -2.9423 | -11.2921 | -0.21205 | 11.2921 | 0.21205 | -0.2019 | -0.08785 | -0.0562 | -0.7132 | -0.2019 | -0.08785 | -0.7132 | -0.71005 | -0.05775 | -0.70785 | -0.16555 | -0.16555 | -0.16515 | -0.16515 | -0.7087 | -0.72345 | -0.21325 | -0.078 | -0.7133 | -0.0473 | -0.1511
7487 | L_CANYHY8_1Y | 1 | South | 0 | 0 | 0 | 0 | 0 | 0 | 0 | 0 | 0 | 0 | 0 | 0 | 0 | 0 | 0 | 0 | 0 | 0 | 0 | 0 | 0 | 0 | 0 | 0 | 0 | 0 | 0
7605 | L_MCQUEE9_1Y | 1 | South | 0 | 0 | 0 | 0 | 0 | 0 | 0 | 0 | 0 | 0 | 0 | 0 | 0 | 0 | 0 | 0 | 0 | 0 | 0 | 0 | 0 | 0 | 0 | 0 | 0 | 0 | 0
7605 | L_MCQUEE9_1Y | 2 | South | 0 | 0 | 0 | 0 | 0 | 0 | 0 | 0 | 0 | 0 | 0 | 0 | 0 | 0 | 0 | 0 | 0 | 0 | 0 | 0 | 0 | 0 | 0 | 0 | 0 | 0 | 0
7605 | L_MCQUEE9_1Y | 3 | South | 0 | 0 | 0 | 0 | 0 | 0 | 0 | 0 | 0 | 0 | 0 | 0 | 0 | 0 | 0 | 0 | 0 | 0 | 0 | 0 | 0 | 0 | 0 | 0 | 0 | 0 | 0
7609 | L_SCHUMA8_1Y | 1 | South | 0 | 0 | 0 | 0 | 0 | 0 | 0 | 0 | 0 | 0 | 0 | 0 | 0 | 0 | 0 | 0 | 0 | 0 | 0 | 0 | 0 | 0 | 0 | 0 | 0 | 0 | 0
7624 | L_LAKEWO9_1Y | 1 | South | 0 | 0 | 0 | 0 | 0 | 0 | 0 | 0 | 0 | 0 | 0 | 0 | 0 | 0 | 0 | 0 | 0 | 0 | 0 | 0 | 0 | 0 | 0 | 0 | 0 | 0 | 0
7624 | L_LAKEWO9_1Y | 2 | South | 0 | 0 | 0 | 0 | 0 | 0 | 0 | 0 | 0 | 0 | 0 | 0 | 0 | 0 | 0 | 0 | 0 | 0 | 0 | 0 | 0 | 0 | 0 | 0 | 0 | 0 | 0
7800 | L_GUADGE1_1Y | 1 | South | 147 | -10.7479 | -30.3803 | -0.086142 | 30.3803 | 0.086142 | -0.22035 | 0.03234 | -0.090552 | -2.5127 | -0.22035 | 0.03234 | -2.5127 | -2.5141 | 0.25446 | -2.5096 | -0.067326 | -0.067326 | -0.066738 | -0.066738 | -2.5109 | -2.536 | -0.24931 | 0.057771 | -2.513 | -0.10511 | 0.02499
7801 | L_GUADGE1_2Y | 2 | South | 138 | -10.0899 | -28.5203 | -0.080868 | 28.5203 | 0.080868 | -0.20686 | 0.03036 | -0.085008 | -2.3588 | -0.20686 | 0.03036 | -2.3588 | -2.3602 | 0.23888 | -2.3559 | -0.063204 | -0.063204 | -0.062652 | -0.062652 | -2.3572 | -2.3808 | -0.23405 | 0.054234 | -2.3591 | -0.09867 | 0.02346
7802 | L_GUADGE1_3Y | 3 | South | 146 | -10.6748 | -30.1737 | -0.085556 | 30.1737 | 0.085556 | -0.21885 | 0.03212 | -0.089936 | -2.4956 | -0.21885 | 0.03212 | -2.4956 | -2.497 | 0.25273 | -2.4925 | -0.066868 | -0.066868 | -0.066284 | -0.066284 | -2.4938 | -2.5188 | -0.24762 | 0.057378 | -2.4959 | -0.10439 | 0.02482
7803 | L_GUADGE1_4Y | 4 | South | 149 | -10.8941 | -30.7937 | -0.087314 | 30.7937 | 0.087314 | -0.22335 | 0.03278 | -0.091784 | -2.5469 | -0.22335 | 0.03278 | -2.5469 | -2.5483 | 0.25792 | -2.5437 | -0.068242 | -0.068242 | -0.067646 | -0.067646 | -2.5451 | -2.5705 | -0.2527 | 0.058557 | -2.5472 | -0.10654 | 0.02533
7804 | L_GUADGE1_5Y | 5 | South | 182 | -13.3069 | -37.6138 | -0.10665 | 37.6138 | 0.10665 | -0.27282 | 0.04004 | -0.11211 | -3.1109 | -0.27282 | 0.04004 | -3.1109 | -3.1127 | 0.31504 | -3.1071 | -0.083356 | -0.083356 | -0.082628 | -0.082628 | -3.1087 | -3.1399 | -0.30867 | 0.071526 | -3.1113 | -0.13013 | 0.03094
7805 | L_GUADGE1_6Y | 6 | South | 203 | -14.8423 | -41.9538 | -0.11896 | 41.9538 | 0.11896 | -0.3043 | 0.04466 | -0.12505 | -3.4699 | -0.3043 | 0.04466 | -3.4699 | -3.4719 | 0.35139 | -3.4656 | -0.092974 | -0.092974 | -0.092162 | -0.092162 | -3.4674 | -3.5022 | -0.34429 | 0.079779 | -3.4703 | -0.14514 | 0.03451
7807 | L_BASTEN1_1Y | 1 | South | 152.5 | -6.2319 | -38.9932 | -0.60527 | 38.9932 | 0.60527 | -0.58911 | -0.24324 | -0.16684 | -2.2065 | -0.58911 | -0.24324 | -2.2065 | -2.1977 | -0.13832 | -2.191 | -0.4726 | -0.4726 | -0.47123 | -0.47123 | -2.1936 | -2.2395 | -0.62372 | -0.21319 | -2.2067 | -0.14732 | -0.42319
7808 | L_BASTEN1_2Y | 1 | South | 149.5 | -6.1093 | -38.2261 | -0.59337 | 38.2261 | 0.59337 | -0.57752 | -0.23845 | -0.16355 | -2.1631 | -0.57752 | -0.23845 | -2.1631 | -2.1544 | -0.1356 | -2.1479 | -0.4633 | -0.4633 | -0.46196 | -0.46196 | -2.1504 | -2.1954 | -0.61145 | -0.209 | -2.1633 | -0.14442 | -0.41486
7809 | L_BASTEN1_3Y | 1 | South | 232.6 | -9.5052 | -59.4742 | -0.92319 | 59.4742 | 0.92319 | -0.89853 | -0.371 | -0.25446 | -3.3655 | -0.89853 | -0.371 | -3.3655 | -3.352 | -0.21097 | -3.3418 | -0.72083 | -0.72083 | -0.71873 | -0.71873 | -3.3457 | -3.4157 | -0.95133 | -0.32517 | -3.3657 | -0.22469 | -0.64546
7810 | L_RIONOG1G1Y | 1 | South | 148 | -10.0532 | -31.6384 | -0.13276 | 31.6384 | 0.13276 | -0.2553 | 0.008436 | -0.09768 | -2.5388 | -0.2553 | 0.008436 | -2.5388 | -2.5392 | 0.22274 | -2.5344 | -0.1036 | -0.1036 | -0.10301 | -0.10301 | -2.536 | -2.5637 | -0.28505 | 0.034484 | -2.5389 | -0.11204 | -0.01406
7811 | L_RIONOG1G2Y | 2 | South | 148 | -10.0532 | -31.6384 | -0.13276 | 31.6384 | 0.13276 | -0.2553 | 0.008436 | -0.09768 | -2.5388 | -0.2553 | 0.008436 | -2.5388 | -2.5392 | 0.22274 | -2.5344 | -0.1036 | -0.1036 | -0.10301 | -0.10301 | -2.536 | -2.5637 | -0.28505 | 0.034484 | -2.5389 | -0.11204 | -0.01406
7812 | L_RIONOG1G3Y | 3 | South | 154 | -10.4608 | -32.921 | -0.13814 | 32.921 | 0.13814 | -0.26565 | 0.008778 | -0.10164 | -2.6417 | -0.26565 | 0.008778 | -2.6417 | -2.6422 | 0.23177 | -2.6371 | -0.1078 | -0.1078 | -0.10718 | -0.10718 | -2.6388 | -2.6676 | -0.2966 | 0.035882 | -2.6419 | -0.11658 | -0.01463
7813 | L_RIONOG1S1Y | 4 | South | 293 | -19.9026 | -62.6355 | -0.26282 | 62.6355 | 0.26282 | -0.50543 | 0.016701 | -0.19338 | -5.0261 | -0.50543 | 0.016701 | -5.0261 | -5.027 | 0.44096 | -5.0173 | -0.2051 | -0.2051 | -0.20393 | -0.20393 | -5.0206 | -5.0753 | -0.56432 | 0.068269 | -5.0264 | -0.2218 | -0.027835
8032 | AMISTADHYD1 | 1 | South | 33 | -0.47401 | -2.7806 | 3.3633 | 2.7806 | -3.3633 | 2.3512 | 1.8359 | 0.4458 | 0.52836 | 2.3512 | 1.8359 | 0.52836 | 0.46167 | 2.6386 | 0.44992 | 2.6257 | 2.6257 | 2.6211 | 2.6211 | 0.45672 | 0.55315 | 2.3805 | 1.8104 | 0.52859 | 0.17305 | 2.9272
8033 | AMISTADHYD2 | 2 | South | 25 | -0.3591 | -2.1065 | 2.5479 | 2.1065 | -2.5479 | 1.7812 | 1.3908 | 0.33772 | 0.40027 | 1.7812 | 1.3908 | 0.40027 | 0.34975 | 1.999 | 0.34085 | 1.9892 | 1.9892 | 1.9857 | 1.9857 | 0.346 | 0.41905 | 1.8034 | 1.3715 | 0.40045 | 0.1311 | 2.2176
8048 | FALCONHYDRO1 | 1 | South | 12 | -1.1484 | -2.008 | 0.065088 | 2.008 | -0.065088 | 0.034116 | 0.04128 | 0.00258 | -0.14957 | 0.034116 | 0.04128 | -0.14957 | -0.15108 | 0.074016 | -0.151 | 0.05082 | 0.05082 | 0.05076 | 0.05076 | -0.15096 | -0.1504 | 0.032676 | 0.04254 | -0.14958 | -0.002328 | 0.063756
8066 | DUP1V#1 | 1 | South | 52.3 | -5.6126 | -8.7022 | -0.1092 | 8.7022 | 0.1092 | -0.12803 | -0.033106 | -0.042834 | -0.70061 | -0.12803 | -0.033106 | -0.70061 | -0.69946 | 0.018776 | -0.69768 | -0.085249 | -0.085249 | -0.084935 | -0.084935 | -0.69831 | -0.70715 | -0.13812 | -0.02432 | -0.70072 | -0.029968 | -0.06276
8134 | FOR #1 | 1 | South | 54.1 | -6.3208 | -8.4812 | -0.16987 | 8.4812 | 0.16987 | -0.17112 | -0.065677 | -0.052098 | -0.6822 | -0.17112 | -0.065677 | -0.6822 | -0.67987 | -0.027429 | -0.67782 | -0.13265 | -0.13265 | -0.13227 | -0.13227 | -0.67858 | -0.68875 | -0.18183 | -0.056318 | -0.68231 | -0.030837 | -0.11518
8138 | FOR #2 | 2 | South | 63.1 | -7.3724 | -9.8921 | -0.19813 | 9.8921 | 0.19813 | -0.19959 | -0.076603 | -0.060765 | -0.79569 | -0.19959 | -0.076603 | -0.79569 | -0.79298 | -0.031992 | -0.79058 | -0.15472 | -0.15472 | -0.15428 | -0.15428 | -0.79146 | -0.80333 | -0.21208 | -0.065687 | -0.79582 | -0.035967 | -0.13434
8147 | UCAR #2 | 10 | South | 18.2 | -2.0293 | -2.9481 | -0.044262 | 2.9481 | 0.044262 | -0.048758 | -0.015015 | -0.015761 | -0.23718 | -0.048758 | -0.015015 | -0.23718 | -0.23665 | 0.0012558 | -0.23602 | -0.034562 | -0.034562 | -0.034453 | -0.034453 | -0.23625 | -0.2394 | -0.05227 | -0.011921 | -0.23722 | -0.010265 | -0.027409
8148 | UCAR #1 | 2 | South | 6.1 | -0.68016 | -0.98811 | -0.014835 | 0.98811 | 0.014835 | -0.016342 | -0.0050325 | -0.0052826 | -0.079495 | -0.016342 | -0.0050325 | -0.079495 | -0.079318 | 0.0004209 | -0.079105 | -0.011584 | -0.011584 | -0.011547 | -0.011547 | -0.079184 | -0.080239 | -0.017519 | -0.0039955 | -0.079507 | -0.0034404 | -0.0091866
8153 | FOR #3 | 3 | South | 63.1 | -7.3724 | -9.8921 | -0.19813 | 9.8921 | 0.19813 | -0.19959 | -0.076603 | -0.060765 | -0.79569 | -0.19959 | -0.076603 | -0.79569 | -0.79298 | -0.031992 | -0.79058 | -0.15472 | -0.15472 | -0.15428 | -0.15428 | -0.79146 | -0.80333 | -0.21208 | -0.065687 | -0.79582 | -0.035967 | -0.13434
8154 | FOR #4 | 4 | South | 63.1 | -7.3724 | -9.8921 | -0.19813 | 9.8921 | 0.19813 | -0.19959 | -0.076603 | -0.060765 | -0.79569 | -0.19959 | -0.076603 | -0.79569 | -0.79298 | -0.031992 | -0.79058 | -0.15472 | -0.15472 | -0.15428 | -0.15428 | -0.79146 | -0.80333 | -0.21208 | -0.065687 | -0.79582 | -0.035967 | -0.13434
8155 | FOR #5 | 5 | South | 63.1 | -7.3724 | -9.8921 | -0.19813 | 9.8921 | 0.19813 | -0.19959 | -0.076603 | -0.060765 | -0.79569 | -0.19959 | -0.076603 | -0.79569 | -0.79298 | -0.031992 | -0.79058 | -0.15472 | -0.15472 | -0.15428 | -0.15428 | -0.79146 | -0.80333 | -0.21208 | -0.065687 | -0.79582 | -0.035967 | -0.13434
8156 | FOR #6 | 6 | South | 24.9 | -2.9092 | -3.9035 | -0.078186 | 3.9035 | 0.078186 | -0.078759 | -0.030229 | -0.023979 | -0.31399 | -0.078759 | -0.030229 | -0.31399 | -0.31292 | -0.012624 | -0.31197 | -0.061055 | -0.061055 | -0.06088 | -0.06088 | -0.31232 | -0.317 | -0.083689 | -0.025921 | -0.31404 | -0.014193 | -0.053012
8157 | FOR #7 | 7 | South | 28.8 | -3.3649 | -4.5149 | -0.090432 | 4.5149 | 0.090432 | -0.091094 | -0.034963 | -0.027734 | -0.36317 | -0.091094 | -0.034963 | -0.36317 | -0.36193 | -0.014602 | -0.36084 | -0.070618 | -0.070618 | -0.070416 | -0.070416 | -0.36124 | -0.36665 | -0.096797 | -0.029981 | -0.36323 | -0.016416 | -0.061315
8161 | COLETO0A | 1 | South | 633 | -62.2663 | -110.887 | -0.44183 | 110.887 | 0.44183 | -0.94823 | 0.08229 | -0.39752 | -9.0867 | -0.94823 | 0.08229 | -9.0867 | -9.0905 | 0.94254 | -9.0722 | -0.34498 | -0.34498 | -0.34245 | -0.34245 | -9.0779 | -9.1658 | -1.0653 | 0.1842 | -9.088 | -0.35131 | 0.014559
8173 | VICEC51A | 5 | South | 144 | -15.2238 | -24.1973 | -0.27936 | 24.1973 | 0.27936 | -0.33811 | -0.079488 | -0.11506 | -1.9483 | -0.33811 | -0.079488 | -1.9483 | -1.9454 | 0.069408 | -1.9407 | -0.21816 | -0.21816 | -0.2173 | -0.2173 | -1.9424 | -1.9663 | -0.36576 | -0.055296 | -1.9485 | -0.0828 | -0.15394
8174 | VICEC61A | 6 | South | 188 | -19.8755 | -31.591 | -0.36472 | 31.591 | 0.36472 | -0.44142 | -0.10378 | -0.15021 | -2.5436 | -0.44142 | -0.10378 | -2.5436 | -2.5399 | 0.090616 | -2.5337 | -0.28482 | -0.28482 | -0.28369 | -0.28369 | -2.5359 | -2.5671 | -0.47752 | -0.072192 | -2.5438 | -0.1081 | -0.20097
8189 | CUECPL2A | 1 | South | 12 | -0.95437 | -2.3744 | -0.01602 | 2.3744 | 0.01602 | -0.023892 | -0.00234 | -0.008616 | -0.18322 | -0.023892 | -0.00234 | -0.18322 | -0.18314 | 0.013008 | -0.18275 | -0.012504 | -0.012504 | -0.012456 | -0.012456 | -0.18287 | -0.18512 | -0.026268 | -0.000264 | -0.18323 | -0.0087 | -0.006024
8262 | ELPS | 1 | South | 6 | -0.20466 | -0.67153 | 0.44703 | 0.67153 | -0.44703 | 0.31077 | 0.24487 | 0.058392 | 0.044136 | 0.31077 | 0.24487 | 0.044136 | 0.035238 | 0.35421 | 0.03372 | 0.349 | 0.349 | 0.34838 | 0.34838 | 0.034614 | 0.047214 | 0.31435 | 0.24175 | 0.04416 | 0.022056 | 0.39016
8456 | COSW#1 | 1 | South | 20 | -2.082 | -3.3607 | -0.00766 | 3.3607 | 0.00766 | -0.02512 | 0.00586 | -0.01168 | -0.27222 | -0.02512 | 0.00586 | -0.27222 | -0.27244 | 0.03386 | -0.27188 | -0.00598 | -0.00598 | -0.00592 | -0.00592 | -0.27206 | -0.2745 | -0.02868 | 0.00896 | -0.27224 | -0.00994 | 0.00568
8457 | COSW#2 | 2 | South | 14 | -1.4574 | -2.3525 | -0.005362 | 2.3525 | 0.005362 | -0.017584 | 0.004102 | -0.008176 | -0.19055 | -0.017584 | 0.004102 | -0.19055 | -0.19071 | 0.023702 | -0.19032 | -0.004186 | -0.004186 | -0.004144 | -0.004144 | -0.19044 | -0.19215 | -0.020076 | 0.006272 | -0.19057 | -0.006958 | 0.003976
8461 | KOCH_UP0A | 1 | South | 38 | -3.9347 | -6.401 | -0.009614 | 6.401 | 0.009614 | -0.04427 | 0.013832 | -0.021546 | -0.51783 | -0.04427 | 0.013832 | -0.51783 | -0.51836 | 0.068248 | -0.51733 | -0.007486 | -0.007486 | -0.007372 | -0.007372 | -0.51764 | -0.52212 | -0.050996 | 0.019684 | -0.5179 | -0.018696 | 0.015086
8506 | VAL #1 | 1 | South | 20.9 | -2.1681 | -3.5175 | -0.0062073 | 3.5175 | 0.0062073 | -0.024996 | 0.007106 | -0.011976 | -0.28468 | -0.024996 | 0.007106 | -0.28468 | -0.28495 | 0.036805 | -0.28437 | -0.0048488 | -0.0048488 | -0.0047861 | -0.0047861 | -0.28453 | -0.28704 | -0.028696 | 0.010346 | -0.2847 | -0.010325 | 0.0075031
8507 | VAL #2 | 2 | South | 20.9 | -2.1681 | -3.5175 | -0.0062073 | 3.5175 | 0.0062073 | -0.024996 | 0.007106 | -0.011976 | -0.28468 | -0.024996 | 0.007106 | -0.28468 | -0.28495 | 0.036805 | -0.28437 | -0.0048488 | -0.0048488 | -0.0047861 | -0.0047861 | -0.28453 | -0.28704 | -0.028696 | 0.010346 | -0.2847 | -0.010325 | 0.0075031
8511 | OXY_CC0A | 1 | South | 30.3 | -3.14 | -5.1038 | -0.0089688 | 5.1038 | 0.0089688 | -0.036239 | 0.010332 | -0.017332 | -0.41335 | -0.036239 | 0.010332 | -0.41335 | -0.41375 | 0.053419 | -0.4129 | -0.0069993 | -0.0069993 | -0.0069084 | -0.0069084 | -0.41314 | -0.41678 | -0.041602 | 0.014998 | -0.41338 | -0.014968 | 0.010908
8517 | CELANEBI0A | 1 | South | 29 | -2.981 | -4.8989 | 5.8e-05 | 4.8989 | -5.8e-05 | -0.028623 | 0.014587 | -0.015399 | -0.39599 | -0.028623 | 0.014587 | -0.39599 | -0.39655 | 0.057884 | -0.39576 | 5.8e-05 | 5.8e-05 | 0.000116 | 0.000116 | -0.39599 | -0.39924 | -0.033698 | 0.018995 | -0.39602 | -0.013978 | 0.017951
8560 | CNOPGT1 | 1 | South | 148.3 | -15.4518 | -24.9076 | -0.05932 | 24.9076 | 0.05932 | -0.1879 | 0.042117 | -0.087052 | -2.0176 | -0.1879 | 0.042117 | -2.0176 | -2.0193 | 0.24914 | -2.0151 | -0.04627 | -0.04627 | -0.045825 | -0.045825 | -2.0163 | -2.0345 | -0.21429 | 0.065104 | -2.0178 | -0.073705 | 0.039893
8561 | CNOPGT2 | 2 | South | 148.6 | -15.4831 | -24.958 | -0.05944 | 24.958 | 0.05944 | -0.18828 | 0.042202 | -0.087228 | -2.0217 | -0.18828 | 0.042202 | -2.0217 | -2.0233 | 0.24965 | -2.0192 | -0.046363 | -0.046363 | -0.045917 | -0.045917 | -2.0204 | -2.0386 | -0.21473 | 0.065235 | -2.0219 | -0.073854 | 0.039973
8562 | CNOPST1 | 3 | South | 153 | -15.9415 | -25.697 | -0.0612 | 25.697 | 0.0612 | -0.19385 | 0.043452 | -0.089811 | -2.0816 | -0.19385 | 0.043452 | -2.0816 | -2.0832 | 0.25704 | -2.079 | -0.047736 | -0.047736 | -0.047277 | -0.047277 | -2.0802 | -2.099 | -0.22109 | 0.067167 | -2.0817 | -0.076041 | 0.041157
8926 | LGE_GT10A | 1 | South | 158 | -16.7215 | -26.3168 | -0.11534 | 26.3168 | 0.11534 | -0.23637 | 0.016274 | -0.099856 | -2.133 | -0.23637 | 0.016274 | -2.133 | -2.1336 | 0.22389 | -2.129 | -0.09006 | -0.09006 | -0.089428 | -0.089428 | -2.1305 | -2.151 | -0.26481 | 0.041238 | -2.1332 | -0.079948 | -0.00316
8927 | LGE_GT20A | 2 | South | 153 | -16.1923 | -25.484 | -0.11169 | 25.484 | 0.11169 | -0.22889 | 0.015759 | -0.096696 | -2.0655 | -0.22889 | 0.015759 | -2.0655 | -2.0661 | 0.2168 | -2.0617 | -0.08721 | -0.08721 | -0.086598 | -0.086598 | -2.0631 | -2.0829 | -0.25643 | 0.039933 | -2.0657 | -0.077418 | -0.00306
8928 | LGE_STG0A | 3 | South | 100 | -10.5832 | -16.6562 | -0.073 | 16.6562 | 0.073 | -0.1496 | 0.0103 | -0.0632 | -1.35 | -0.1496 | 0.0103 | -1.35 | -1.3504 | 0.1417 | -1.3475 | -0.057 | -0.057 | -0.0566 | -0.0566 | -1.3484 | -1.3614 | -0.1676 | 0.0261 | -1.3501 | -0.0506 | -0.002
8930 | ICPGN10A | 1 | South | 149 | -15.769 | -24.8177 | -0.10877 | 24.8177 | 0.10877 | -0.2229 | 0.015347 | -0.094168 | -2.0115 | -0.2229 | 0.015347 | -2.0115 | -2.0121 | 0.21113 | -2.0078 | -0.08493 | -0.08493 | -0.084334 | -0.084334 | -2.0091 | -2.0285 | -0.24972 | 0.038889 | -2.0116 | -0.075394 | -0.00298
8931 | ICPGN20A | 2 | South | 150 | -15.8748 | -24.9843 | -0.1095 | 24.9843 | 0.1095 | -0.2244 | 0.01545 | -0.0948 | -2.025 | -0.2244 | 0.01545 | -2.025 | -2.0256 | 0.21255 | -2.0213 | -0.0855 | -0.0855 | -0.0849 | -0.0849 | -2.0226 | -2.0421 | -0.2514 | 0.03915 | -2.0252 | -0.0759 | -0.003
8932 | ICPGN30A | 3 | South | 127 | -13.4407 | -21.1534 | -0.09271 | 21.1534 | 0.09271 | -0.18999 | 0.013081 | -0.080264 | -1.7145 | -0.18999 | 0.013081 | -1.7145 | -1.715 | 0.17996 | -1.7113 | -0.07239 | -0.07239 | -0.071882 | -0.071882 | -1.7125 | -1.729 | -0.21285 | 0.033147 | -1.7146 | -0.064262 | -0.00254
8933 | FGNTS001 | 1 | South | 146.5 | -14.7492 | -24.6954 | 0.22913 | 24.6954 | -0.22913 | 0.016994 | 0.19763 | -0.046294 | -1.9527 | 0.016994 | 0.19763 | -1.9527 | -1.96 | 0.46865 | -1.9569 | 0.17888 | 0.17888 | 0.17902 | 0.17902 | -1.9577 | -1.9673 | -0.0062995 | 0.21799 | -1.953 | -0.0586 | 0.2889
8934 | FGNTS101 | 2 | South | 147.9 | -14.8901 | -24.9314 | 0.23132 | 24.9314 | -0.23132 | 0.017156 | 0.19952 | -0.046736 | -1.9714 | 0.017156 | 0.19952 | -1.9714 | -1.9788 | 0.47313 | -1.9756 | 0.18059 | 0.18059 | 0.18073 | 0.18073 | -1.9764 | -1.9861 | -0.0063597 | 0.22008 | -1.9717 | -0.05916 | 0.29166
8935 | FGNTS201 | 3 | South | 173 | -17.4171 | -29.1624 | 0.27057 | 29.1624 | -0.27057 | 0.020068 | 0.23338 | -0.054668 | -2.3059 | 0.020068 | 0.23338 | -2.3059 | -2.3146 | 0.55343 | -2.3109 | 0.21123 | 0.21123 | 0.21141 | 0.21141 | -2.3118 | -2.3232 | -0.007439 | 0.25742 | -2.3063 | -0.0692 | 0.34116
8936 | MVGN#1 | 1 | South | 216.6 | -21.9825 | -36.5558 | 0.2023 | 36.5558 | -0.2023 | -0.071478 | 0.21812 | -0.08729 | -2.9178 | -0.071478 | 0.21812 | -2.9178 | -2.9258 | 0.58785 | -2.9209 | 0.1579 | 0.1579 | 0.15812 | 0.15812 | -2.9222 | -2.9406 | -0.10722 | 0.24952 | -2.918 | -0.093788 | 0.30887
8937 | MVGN#2 | 2 | South | 216.7 | -21.9927 | -36.5727 | 0.2024 | 36.5727 | -0.2024 | -0.071511 | 0.21822 | -0.08733 | -2.9192 | -0.071511 | 0.21822 | -2.9192 | -2.9272 | 0.58812 | -2.9222 | 0.15797 | 0.15797 | 0.15819 | 0.15819 | -2.9235 | -2.9419 | -0.10727 | 0.24964 | -2.9194 | -0.093831 | 0.30901
8938 | MVGN#3 | 3 | South | 250.9 | -25.4636 | -42.3446 | 0.23434 | 42.3446 | -0.23434 | -0.082797 | 0.25266 | -0.10111 | -3.3799 | -0.082797 | 0.25266 | -3.3799 | -3.3892 | 0.68094 | -3.3834 | 0.18291 | 0.18291 | 0.18316 | 0.18316 | -3.3849 | -3.4062 | -0.1242 | 0.28904 | -3.3801 | -0.10864 | 0.35778
8981 | HECN1 | 1 | South | 144.8 | -14.6962 | -24.4382 | 0.13481 | 24.4382 | -0.13481 | -0.047929 | 0.14567 | -0.058499 | -1.9506 | -0.047929 | 0.14567 | -1.9506 | -1.9561 | 0.3927 | -1.9528 | 0.10527 | 0.10527 | 0.10541 | 0.10541 | -1.9535 | -1.9658 | -0.071966 | 0.16652 | -1.9509 | -0.062843 | 0.2062
8982 | HECN2 | 2 | South | 144.1 | -14.6251 | -24.32 | 0.13416 | 24.32 | -0.13416 | -0.047697 | 0.14496 | -0.058216 | -1.9412 | -0.047697 | 0.14496 | -1.9412 | -1.9466 | 0.3908 | -1.9433 | 0.10476 | 0.10476 | 0.1049 | 0.1049 | -1.9441 | -1.9563 | -0.071618 | 0.16572 | -1.9415 | -0.062539 | 0.2052
8983 | HECN3 | 3 | South | 171.9 | -17.4466 | -29.0119 | 0.16004 | 29.0119 | -0.16004 | -0.056899 | 0.17293 | -0.069448 | -2.3157 | -0.056899 | 0.17293 | -2.3157 | -2.3222 | 0.46619 | -2.3182 | 0.12497 | 0.12497 | 0.12514 | 0.12514 | -2.3191 | -2.3337 | -0.085434 | 0.19768 | -2.316 | -0.074605 | 0.24479
9000 | DECKR_G1 | 1 | South | 280 | -9.5068 | -70.4586 | -0.6482 | 70.4586 | 0.6482 | -0.78428 | -0.18816 | -0.23968 | -4.8398 | -0.78428 | -0.18816 | -4.8398 | -4.8334 | 0.1582 | -4.8222 | -0.50624 | -0.50624 | -0.50428 | -0.50428 | -4.8261 | -4.9112 | -0.8484 | -0.13216 | -4.8404 | -0.33236 | -0.35756
9001 | DECKR_G2 | 2 | South | 400 | -13.5812 | -100.6552 | -0.926 | 100.6552 | 0.926 | -1.1204 | -0.2688 | -0.3424 | -6.914 | -1.1204 | -0.2688 | -6.914 | -6.9048 | 0.226 | -6.8888 | -0.7232 | -0.7232 | -0.7204 | -0.7204 | -6.8944 | -7.016 | -1.212 | -0.1888 | -6.9148 | -0.4748 | -0.5108
9002 | DECKR_G3 | 3 | South | 0 | 0 | 0 | 0 | 0 | 0 | 0 | 0 | 0 | 0 | 0 | 0 | 0 | 0 | 0 | 0 | 0 | 0 | 0 | 0 | 0 | 0 | 0 | 0 | 0 | 0 | 0
9003 | DECKR_G4 | 4 | South | 44 | -1.4388 | -11.1804 | -0.11431 | 11.1804 | 0.11431 | -0.13156 | -0.036344 | -0.039424 | -0.74294 | -0.13156 | -0.036344 | -0.74294 | -0.74166 | 0.014432 | -0.73986 | -0.089232 | -0.089232 | -0.088968 | -0.088968 | -0.74052 | -0.75412 | -0.14168 | -0.027544 | -0.74303 | -0.05192 | -0.067232
9004 | DECKR_G5 | 5 | South | 44 | -1.4388 | -11.1804 | -0.11431 | 11.1804 | 0.11431 | -0.13156 | -0.036344 | -0.039424 | -0.74294 | -0.13156 | -0.036344 | -0.74294 | -0.74166 | 0.014432 | -0.73986 | -0.089232 | -0.089232 | -0.088968 | -0.088968 | -0.74052 | -0.75412 | -0.14168 | -0.027544 | -0.74303 | -0.05192 | -0.067232
9005 | DECKR_G6 | 6 | South | 44 | -1.4388 | -11.1804 | -0.11431 | 11.1804 | 0.11431 | -0.13156 | -0.036344 | -0.039424 | -0.74294 | -0.13156 | -0.036344 | -0.74294 | -0.74166 | 0.014432 | -0.73986 | -0.089232 | -0.089232 | -0.088968 | -0.088968 | -0.74052 | -0.75412 | -0.14168 | -0.027544 | -0.74303 | -0.05192 | -0.067232
9016 | SANDH_G1 | 1 | South | 45 | -1.6076 | -11.2639 | -0.10368 | 11.2639 | 0.10368 | -0.12551 | -0.03006 | -0.03843 | -0.77643 | -0.12551 | -0.03006 | -0.77643 | -0.77539 | 0.02538 | -0.77364 | -0.080955 | -0.080955 | -0.080685 | -0.080685 | -0.77423 | -0.78773 | -0.13572 | -0.021105 | -0.77652 | -0.052515 | -0.05715
9017 | SANDH_G2 | 2 | South | 45 | -1.6076 | -11.2639 | -0.10368 | 11.2639 | 0.10368 | -0.12551 | -0.03006 | -0.03843 | -0.77643 | -0.12551 | -0.03006 | -0.77643 | -0.77539 | 0.02538 | -0.77364 | -0.080955 | -0.080955 | -0.080685 | -0.080685 | -0.77423 | -0.78773 | -0.13572 | -0.021105 | -0.77652 | -0.052515 | -0.05715
9018 | SANDH_G3 | 3 | South | 45 | -1.6076 | -11.2639 | -0.10368 | 11.2639 | 0.10368 | -0.12551 | -0.03006 | -0.03843 | -0.77643 | -0.12551 | -0.03006 | -0.77643 | -0.77539 | 0.02538 | -0.77364 | -0.080955 | -0.080955 | -0.080685 | -0.080685 | -0.77423 | -0.78773 | -0.13572 | -0.021105 | -0.77652 | -0.052515 | -0.05715
9019 | SANDH_G4 | 4 | South | 0 | 0 | 0 | 0 | 0 | 0 | 0 | 0 | 0 | 0 | 0 | 0 | 0 | 0 | 0 | 0 | 0 | 0 | 0 | 0 | 0 | 0 | 0 | 0 | 0 | 0 | 0
9020 | SANDHG5A | 5A | South | 150 | -5.3587 | -37.5463 | -0.3456 | 37.5463 | 0.3456 | -0.41835 | -0.1002 | -0.1281 | -2.5881 | -0.41835 | -0.1002 | -2.5881 | -2.5846 | 0.0846 | -2.5788 | -0.26985 | -0.26985 | -0.26895 | -0.26895 | -2.5808 | -2.6258 | -0.4524 | -0.07035 | -2.5884 | -0.17505 | -0.1905
9021 | SANDHG5C | 5C | South | 140 | -5.0015 | -35.0433 | -0.32256 | 35.0433 | 0.32256 | -0.39046 | -0.09352 | -0.11956 | -2.4156 | -0.39046 | -0.09352 | -2.4156 | -2.4123 | 0.07896 | -2.4069 | -0.25186 | -0.25186 | -0.25102 | -0.25102 | -2.4087 | -2.4507 | -0.42224 | -0.06566 | -2.4158 | -0.16338 | -0.1778
11001 | NAV1CT | 1 | West | 70.4 | 9.6873 | 10.587 | 24.8302 | -10.587 | -24.8302 | 20.3207 | 13.0204 | 3.3276 | 3.4637 | 20.3207 | 13.0204 | 3.4637 | 3.0282 | 14.0473 | 2.8764 | 19.3885 | 19.3885 | 19.3468 | 19.3468 | 2.9349 | 3.3604 | 21.059 | 12.3759 | 3.4695 | 0.66831 | 19.7682
11009 | NAV2CT | 1 | West | 71.4 | 9.8249 | 10.7373 | 25.1829 | -10.7373 | -25.1829 | 20.6093 | 13.2054 | 3.3749 | 3.5129 | 20.6093 | 13.2054 | 3.5129 | 3.0712 | 14.2469 | 2.9173 | 19.6639 | 19.6639 | 19.6216 | 19.6216 | 2.9766 | 3.4081 | 21.3581 | 12.5517 | 3.5188 | 0.6778 | 20.049
11011 | NAV3ST | 1 | West | 92.8 | 12.7697 | 13.9555 | 32.7307 | -13.9555 | -32.7307 | 26.7863 | 17.1633 | 4.3864 | 4.5658 | 26.7863 | 17.1633 | 4.5658 | 3.9917 | 18.5169 | 3.7916 | 25.5576 | 25.5576 | 25.5026 | 25.5026 | 3.8687 | 4.4296 | 27.7595 | 16.3137 | 4.5735 | 0.88095 | 26.0581
11012 | NAV4CT | 1 | West | 80 | 11.0083 | 12.0306 | 28.2162 | -12.0306 | -28.2162 | 23.0917 | 14.7959 | 3.7814 | 3.936 | 23.0917 | 14.7959 | 3.936 | 3.4411 | 15.9629 | 3.2686 | 22.0324 | 22.0324 | 21.985 | 21.985 | 3.3351 | 3.8186 | 23.9306 | 14.0635 | 3.9426 | 0.75944 | 22.4639
11013 | NAV5CT | 1 | West | 80 | 11.0083 | 12.0306 | 28.2162 | -12.0306 | -28.2162 | 23.0917 | 14.7959 | 3.7814 | 3.936 | 23.0917 | 14.7959 | 3.936 | 3.4411 | 15.9629 | 3.2686 | 22.0324 | 22.0324 | 21.985 | 21.985 | 3.3351 | 3.8186 | 23.9306 | 14.0635 | 3.9426 | 0.75944 | 22.4639
11014 | NAV6ST | 1 | West | 115 | 15.8245 | 17.294 | 40.5607 | -17.294 | -40.5607 | 33.1943 | 21.2691 | 5.4357 | 5.658 | 33.1943 | 21.2691 | 5.658 | 4.9466 | 22.9466 | 4.6987 | 31.6716 | 31.6716 | 31.6034 | 31.6034 | 4.7942 | 5.4893 | 34.4003 | 20.2163 | 5.6675 | 1.0917 | 32.2919
11020 | TIEHVSG_1G | 1 | West | 208.2 | 28.6458 | 31.3043 | 73.4217 | -31.3043 | -73.4217 | 60.0819 | 38.5028 | 9.8429 | 10.2453 | 60.0819 | 38.5028 | 10.2453 | 8.9576 | 41.5478 | 8.5089 | 57.3308 | 57.3308 | 57.2073 | 57.2073 | 8.6817 | 9.9405 | 62.2639 | 36.598 | 10.2628 | 1.9773 | 58.4569
11021 | TIEHVCG_1G | 1 | West | 142.1 | 19.5513 | 21.3657 | 50.1116 | -21.3657 | -50.1116 | 41.0069 | 26.2788 | 6.7179 | 6.9926 | 41.0069 | 26.2788 | 6.9926 | 6.1137 | 28.357 | 5.8075 | 39.1292 | 39.1292 | 39.045 | 39.045 | 5.9254 | 6.7846 | 42.4961 | 24.9788 | 7.0045 | 1.3495 | 39.8978
11022 | TIEHVCG_2G | 1 | West | 132.4 | 18.2167 | 19.9073 | 46.6909 | -19.9073 | -46.6909 | 38.2077 | 24.485 | 6.2593 | 6.5153 | 38.2077 | 24.485 | 6.5153 | 5.6964 | 26.4213 | 5.4111 | 36.4582 | 36.4582 | 36.3797 | 36.3797 | 5.5209 | 6.3214 | 39.5953 | 23.2737 | 6.5264 | 1.2574 | 37.1743
11023 | TIEHVCG_3G | 1 | West | 137.4 | 18.9046 | 20.6591 | 48.4541 | -20.6591 | -48.4541 | 39.6506 | 25.4097 | 6.4957 | 6.7613 | 39.6506 | 25.4097 | 6.7613 | 5.9115 | 27.4191 | 5.6154 | 37.835 | 37.835 | 37.7535 | 37.7535 | 5.7294 | 6.5602 | 41.0906 | 24.1526 | 6.7729 | 1.3049 | 38.5782
11024 | TIEHVCG_4G | 1 | West | 147 | 20.2254 | 22.1025 | 51.8396 | -22.1025 | -51.8396 | 42.421 | 27.185 | 6.9496 | 7.2337 | 42.421 | 27.185 | 7.2337 | 6.3245 | 29.3349 | 6.0077 | 40.4785 | 40.4785 | 40.3913 | 40.3913 | 6.1298 | 7.0185 | 43.9615 | 25.8401 | 7.2461 | 1.3961 | 41.2736
11025 | TIEHVSG_2G | 1 | West | 213.2 | 29.3338 | 32.0561 | 75.185 | -32.0561 | -75.185 | 61.5248 | 39.4275 | 10.0792 | 10.4914 | 61.5248 | 39.4275 | 10.4914 | 9.1727 | 42.5456 | 8.7133 | 58.7076 | 58.7076 | 58.5812 | 58.5812 | 8.8902 | 10.1792 | 63.7592 | 37.4769 | 10.5093 | 2.0248 | 59.8608
11691 | KMICHICT1_G | 1 | North | 144 | 23.7241 | 24.3318 | -4.5897 | -24.3318 | 4.5897 | -3.2312 | -2.5888 | -0.71021 | 1.4642 | -3.2312 | -2.5888 | 1.4642 | 1.5548 | -3.6071 | 1.57 | -3.5829 | -3.5829 | -3.5765 | -3.5765 | 1.562 | 1.5199 | -3.2751 | -2.5505 | 1.4639 | 0.024624 | -3.9802
11692 | KMICHICT2_G | 2 | North | 146 | 24.0536 | 24.6698 | -4.6535 | -24.6698 | 4.6535 | -3.2761 | -2.6248 | -0.72007 | 1.4845 | -3.2761 | -2.6248 | 1.4845 | 1.5764 | -3.6572 | 1.5918 | -3.6326 | -3.6326 | -3.6262 | -3.6262 | 1.5837 | 1.541 | -3.3206 | -2.586 | 1.4842 | 0.024966 | -4.0354
11693 | KMICHIST3_G | 3 | North | 312 | 51.4023 | 52.719 | -9.9444 | -52.719 | 9.9444 | -7.001 | -5.6091 | -1.5388 | 3.1724 | -7.001 | -5.6091 | 3.1724 | 3.3687 | -7.8153 | 3.4017 | -7.7629 | -7.7629 | -7.7491 | -7.7491 | 3.3843 | 3.2932 | -7.0961 | -5.5261 | 3.1718 | 0.053352 | -8.6237
11694 | KMICHICT4_G | 4 | North | 144 | 23.7241 | 24.3318 | -4.5897 | -24.3318 | 4.5897 | -3.2312 | -2.5888 | -0.71021 | 1.4642 | -3.2312 | -2.5888 | 1.4642 | 1.5548 | -3.6071 | 1.57 | -3.5829 | -3.5829 | -3.5765 | -3.5765 | 1.562 | 1.5199 | -3.2751 | -2.5505 | 1.4639 | 0.024624 | -3.9802
11695 | KMICHICT5_G | 5 | North | 148 | 24.3831 | 25.0077 | -4.7172 | -25.0077 | 4.7172 | -3.321 | -2.6607 | -0.72994 | 1.5049 | -3.321 | -2.6607 | 1.5049 | 1.598 | -3.7073 | 1.6136 | -3.6824 | -3.6824 | -3.6759 | -3.6759 | 1.6054 | 1.5621 | -3.3661 | -2.6214 | 1.5046 | 0.025308 | -4.0907
11696 | KMICHIST6_G | 6 | North | 310 | 51.0728 | 52.381 | -9.8806 | -52.381 | 9.8806 | -6.9561 | -5.5732 | -1.5289 | 3.1521 | -6.9561 | -5.5732 | 3.1521 | 3.3471 | -7.7652 | 3.3799 | -7.7131 | -7.7131 | -7.6995 | -7.6995 | 3.3626 | 3.2721 | -7.0506 | -5.4907 | 3.1515 | 0.05301 | -8.5684
12322 | ENNSTRAC_1G | 1 | North | 196 | 31.6209 | 34.0285 | -5.2356 | -34.0285 | 5.2356 | -3.7367 | -2.7924 | -0.83143 | 1.7391 | -3.7367 | -2.7924 | 1.7391 | 1.8414 | -3.9376 | 1.8622 | -4.0872 | -4.0872 | -4.0797 | -4.0797 | 1.8504 | 1.7373 | -3.7957 | -2.7409 | 1.7385 | -0.035084 | -4.5084
12323 | ENNSTRAC_2G | 2 | North | 116 | 18.7144 | 20.1393 | -3.0986 | -20.1393 | 3.0986 | -2.2115 | -1.6527 | -0.49207 | 1.0293 | -2.2115 | -1.6527 | 1.0293 | 1.0898 | -2.3304 | 1.1021 | -2.4189 | -2.4189 | -2.4145 | -2.4145 | 1.0952 | 1.0282 | -2.2465 | -1.6221 | 1.0289 | -0.020764 | -2.6682
12411 | FPLEFR1A_G | 1 | North | 161 | 27.0882 | 26.5069 | -4.8397 | -26.5069 | 4.8397 | -3.4185 | -2.6684 | -0.7472 | 1.5132 | -3.4185 | -2.6684 | 1.5132 | 1.6086 | -3.7499 | 1.6258 | -3.778 | -3.778 | -3.7714 | -3.7714 | 1.6163 | 1.5554 | -3.4668 | -2.6262 | 1.5129 | 0.010304 | -4.1899
12412 | FPLEFR1B_G | 2 | North | 164 | 27.593 | 27.0008 | -4.9298 | -27.0008 | 4.9298 | -3.4822 | -2.7181 | -0.76112 | 1.5414 | -3.4822 | -2.7181 | 1.5414 | 1.6385 | -3.8197 | 1.6561 | -3.8484 | -3.8484 | -3.8417 | -3.8417 | 1.6464 | 1.5844 | -3.5314 | -2.6752 | 1.5411 | 0.010496 | -4.2679
12413 | FPLEFR1C_G | 3 | North | 164 | 27.593 | 27.0008 | -4.9298 | -27.0008 | 4.9298 | -3.4822 | -2.7181 | -0.76112 | 1.5414 | -3.4822 | -2.7181 | 1.5414 | 1.6385 | -3.8197 | 1.6561 | -3.8484 | -3.8484 | -3.8417 | -3.8417 | 1.6464 | 1.5844 | -3.5314 | -2.6752 | 1.5411 | 0.010496 | -4.2679
12414 | FPLEFR1S_G | 4 | North | 414 | 69.6555 | 68.1605 | -12.4448 | -68.1605 | 12.4448 | -8.7905 | -6.8616 | -1.9214 | 3.8912 | -8.7905 | -6.8616 | 3.8912 | 4.1363 | -9.6425 | 4.1806 | -9.7149 | -9.7149 | -9.698 | -9.698 | 4.1561 | 3.9997 | -8.9147 | -6.7532 | 3.8904 | 0.026496 | -10.7739
12421 | FPLEFR2A_G | 1 | North | 162 | 27.2565 | 26.6715 | -4.8697 | -26.6715 | 4.8697 | -3.4397 | -2.685 | -0.75184 | 1.5226 | -3.4397 | -2.685 | 1.5226 | 1.6185 | -3.7731 | 1.6359 | -3.8015 | -3.8015 | -3.7948 | -3.7948 | 1.6263 | 1.5651 | -3.4883 | -2.6425 | 1.5223 | 0.010368 | -4.2159
12422 | FPLEFR2B_G | 2 | North | 161 | 27.0882 | 26.5069 | -4.8397 | -26.5069 | 4.8397 | -3.4185 | -2.6684 | -0.7472 | 1.5132 | -3.4185 | -2.6684 | 1.5132 | 1.6086 | -3.7499 | 1.6258 | -3.778 | -3.778 | -3.7714 | -3.7714 | 1.6163 | 1.5554 | -3.4668 | -2.6262 | 1.5129 | 0.010304 | -4.1899
12423 | FPLEFR2C_G | 3 | North | 163 | 27.4247 | 26.8362 | -4.8998 | -26.8362 | 4.8998 | -3.461 | -2.7016 | -0.75648 | 1.532 | -3.461 | -2.7016 | 1.532 | 1.6285 | -3.7964 | 1.646 | -3.825 | -3.825 | -3.8183 | -3.8183 | 1.6364 | 1.5747 | -3.5099 | -2.6589 | 1.5317 | 0.010432 | -4.2419
12424 | FPLEFR2S_G | 4 | North | 415 | 69.8238 | 68.3252 | -12.4749 | -68.3252 | 12.4749 | -8.8117 | -6.8782 | -1.926 | 3.9006 | -8.8117 | -6.8782 | 3.9006 | 4.1463 | -9.6658 | 4.1907 | -9.7384 | -9.7384 | -9.7214 | -9.7214 | 4.1662 | 4.0093 | -8.9362 | -6.7695 | 3.8998 | 0.02656 | -10.8
12440 | PARKD_1SVC8 | 1 | North | 0 | 0 | 0 | 0 | 0 | 0 | 0 | 0 | 0 | 0 | 0 | 0 | 0 | 0 | 0 | 0 | 0 | 0 | 0 | 0 | 0 | 0 | 0 | 0 | 0 | 0 | 0
12449 | PARKD_2SVC8 | 1 | North | 0 | 0 | 0 | 0 | 0 | 0 | 0 | 0 | 0 | 0 | 0 | 0 | 0 | 0 | 0 | 0 | 0 | 0 | 0 | 0 | 0 | 0 | 0 | 0 | 0 | 0 | 0
13116 | TGATEWAY_1G | 1 | North | 151 | 26.6658 | 23.0184 | -4.2035 | -23.0184 | 4.2035 | -2.9842 | -2.2836 | -0.65428 | 1.2313 | -2.9842 | -2.2836 | 1.2313 | 1.3137 | -3.2122 | 1.3296 | -3.2815 | -3.2815 | -3.2756 | -3.2756 | 1.3208 | 1.2547 | -3.0288 | -2.2446 | 1.231 | -0.006644 | -3.6297
13117 | TGATEWAY_2G | 2 | North | 130 | 22.9574 | 19.8172 | -3.6189 | -19.8172 | 3.6189 | -2.5692 | -1.966 | -0.56329 | 1.06 | -2.5692 | -1.966 | 1.06 | 1.131 | -2.7655 | 1.1446 | -2.8252 | -2.8252 | -2.8201 | -2.8201 | 1.1371 | 1.0802 | -2.6075 | -1.9325 | 1.0598 | -0.00572 | -3.1249
13118 | TGATEWAY_3G | 3 | North | 148 | 26.1361 | 22.5611 | -4.12 | -22.5611 | 4.12 | -2.9249 | -2.2382 | -0.64128 | 1.2068 | -2.9249 | -2.2382 | 1.2068 | 1.2876 | -3.1484 | 1.3031 | -3.2163 | -3.2163 | -3.2106 | -3.2106 | 1.2946 | 1.2297 | -2.9686 | -2.2 | 1.2065 | -0.006512 | -3.5576
13119 | TGATEWAY_4G | 4 | North | 399 | 70.4614 | 60.8236 | -11.1074 | -60.8236 | 11.1074 | -7.8854 | -6.0341 | -1.7289 | 3.2534 | -7.8854 | -6.0341 | 3.2534 | 3.4713 | -8.4879 | 3.5132 | -8.6711 | -8.6711 | -8.6555 | -8.6555 | 3.4901 | 3.3153 | -8.0031 | -5.9311 | 3.2526 | -0.017556 | -9.5912
13131 | CALFREST_1G | 1 | North | 150.7 | 28.5156 | 20.3745 | -3.8156 | -20.3745 | 3.8156 | -2.7263 | -2.0351 | -0.59964 | 0.99839 | -2.7263 | -2.0351 | 0.99839 | 1.073 | -2.8642 | 1.0882 | -2.9786 | -2.9786 | -2.9732 | -2.9732 | 1.0798 | 1.0047 | -2.77 | -1.9971 | 0.99809 | -0.023509 | -3.2838
13132 | CALFREST_2G | 2 | North | 151 | 28.5724 | 20.415 | -3.8232 | -20.415 | 3.8232 | -2.7317 | -2.0391 | -0.60083 | 1.0004 | -2.7317 | -2.0391 | 1.0004 | 1.0751 | -2.8699 | 1.0904 | -2.9845 | -2.9845 | -2.9791 | -2.9791 | 1.0819 | 1.0067 | -2.7755 | -2.0011 | 1.0001 | -0.023556 | -3.2903
13133 | CALFREST_3G | 3 | North | 177.4 | 33.5678 | 23.9843 | -4.4916 | -23.9843 | 4.4916 | -3.2093 | -2.3956 | -0.70587 | 1.1753 | -3.2093 | -2.3956 | 1.1753 | 1.2631 | -3.3717 | 1.281 | -3.5063 | -3.5063 | -3.4999 | -3.4999 | 1.2711 | 1.1827 | -3.2608 | -2.3509 | 1.1749 | -0.027674 | -3.8655
13134 | CALFREST_4G | 4 | North | 151.5 | 28.5885 | 20.5779 | -3.8502 | -20.5779 | 3.8502 | -2.7505 | -2.0563 | -0.60509 | 1.0114 | -2.7505 | -2.0563 | 1.0114 | 1.0867 | -2.8929 | 1.1019 | -3.0056 | -3.0056 | -3.0002 | -3.0002 | 1.0934 | 1.0187 | -2.7943 | -2.018 | 1.0111 | -0.023028 | -3.3141
13135 | CALFREST_5G | 5 | North | 152.3 | 28.7395 | 20.6866 | -3.8706 | -20.6866 | 3.8706 | -2.765 | -2.0672 | -0.60829 | 1.0168 | -2.765 | -2.0672 | 1.0168 | 1.0924 | -2.9082 | 1.1077 | -3.0215 | -3.0215 | -3.016 | -3.016 | 1.0991 | 1.0241 | -2.809 | -2.0286 | 1.0165 | -0.02315 | -3.3316
13136 | CALFREST_6G | 6 | North | 177.5 | 33.4948 | 24.1095 | -4.511 | -24.1095 | 4.511 | -3.2225 | -2.4092 | -0.70893 | 1.185 | -3.2225 | -2.4092 | 1.185 | 1.2732 | -3.3894 | 1.291 | -3.5214 | -3.5214 | -3.515 | -3.515 | 1.281 | 1.1935 | -3.2738 | -2.3643 | 1.1846 | -0.02698 | -3.8828
13432 | SANDOW_5G | 5 | South | 581 | 8.2804 | -179.9961 | -4.5248 | 179.9961 | 4.5248 | -3.7591 | -2.127 | -0.95516 | -5.6816 | -3.7591 | -2.127 | -5.6816 | -5.6032 | -2.3257 | -5.5712 | -3.5325 | -3.5325 | -3.5249 | -3.5249 | -5.5852 | -5.8263 | -3.9032 | -2.001 | -5.6828 | -0.60308 | -3.5662
32798 | BRYN_TAMUGEN | 1 | North | 32 | 7.6243 | 0.76806 | -0.58774 | -0.76806 | 0.58774 | -0.43034 | -0.30835 | -0.097472 | 0.007712 | -0.43034 | -0.30835 | 0.007712 | 0.019008 | -0.42038 | 0.021632 | -0.45882 | -0.45882 | -0.45798 | -0.45798 | 0.020256 | 0.00656 | -0.43888 | -0.3009 | 0.007648 | -0.01248 | -0.49936
32883 | BRYN_DNSBY3 | 1 | North | 0 | 0 | 0 | 0 | 0 | 0 | 0 | 0 | 0 | 0 | 0 | 0 | 0 | 0 | 0 | 0 | 0 | 0 | 0 | 0 | 0 | 0 | 0 | 0 | 0 | 0 | 0
32884 | BRYN_DNSBY13 | 1 | North | 46 | 10.5614 | 0.89797 | -0.84079 | -0.89797 | 0.84079 | -0.61603 | -0.44082 | -0.13966 | 0.00828 | -0.61603 | -0.44082 | 0.00828 | 0.02438 | -0.60044 | 0.028152 | -0.65637 | -0.65637 | -0.65513 | -0.65513 | 0.026174 | 0.006348 | -0.62836 | -0.43005 | 0.008188 | -0.018676 | -0.7141
32888 | BRYN_ATKINS7 | 1 | North | 13.6 | 3.1778 | 0.30952 | -0.249 | -0.30952 | 0.249 | -0.1824 | -0.13057 | -0.041344 | 0.00306 | -0.1824 | -0.13057 | 0.00306 | 0.0078336 | -0.1779 | 0.0089488 | -0.19438 | -0.19438 | -0.19402 | -0.19402 | 0.0083504 | 0.0025024 | -0.18605 | -0.12739 | 0.0030192 | -0.0054672 | -0.21151
32892 | BRYN_DNSBY14 | 1 | North | 84 | 19.2861 | 1.6398 | -1.5354 | -1.6398 | 1.5354 | -1.1249 | -0.80497 | -0.25502 | 0.01512 | -1.1249 | -0.80497 | 0.01512 | 0.04452 | -1.0965 | 0.051408 | -1.1986 | -1.1986 | -1.1963 | -1.1963 | 0.047796 | 0.011592 | -1.1474 | -0.78532 | 0.014952 | -0.034104 | -1.304
36998 | RDCNYNG1 | 1 | West | 16.8 | 2.3407 | 2.5771 | 5.4635 | -2.5771 | -5.4635 | 4.2431 | 3.2061 | 1.3974 | 0.77811 | 4.2431 | 3.2061 | 0.77811 | 0.67791 | 3.6748 | 0.65407 | 4.2658 | 4.2658 | 4.2572 | 4.2572 | 0.66177 | 0.7541 | 4.3654 | 3.0994 | 0.7791 | 0.16333 | 4.4915
38332 | TNWDWRDU2_8 | 1 | West | 20 | 2.5447 | 2.665 | 6.5354 | -2.665 | -6.5354 | 5.1256 | 3.4701 | 0.89672 | 1.1108 | 5.1256 | 3.4701 | 1.1108 | 0.99196 | 4.1075 | 0.95694 | 5.1028 | 5.1028 | 5.0924 | 5.0924 | 0.97166 | 1.1073 | 5.2806 | 3.3347 | 1.1121 | 0.22666 | 5.3416
38437 | TNSRBNMESA9 | 1 | West | 37.5 | 4.769 | 4.9931 | 12.2484 | -4.9931 | -12.2484 | 9.6038 | 6.5038 | 1.6805 | 2.0842 | 9.6038 | 6.5038 | 2.0842 | 1.8614 | 7.7027 | 1.7958 | 9.5635 | 9.5635 | 9.544 | 9.544 | 1.8234 | 2.0779 | 9.8939 | 6.2506 | 2.0866 | 0.42536 | 10.0127
38580 | TNBP_CGN1_8 | 1 | Houston | 70.8 | -12.4174 | -4.3638 | -0.85484 | 4.3638 | 0.85484 | -0.65228 | -0.43535 | -0.15463 | -0.40073 | -0.65228 | -0.43535 | -0.40073 | -0.3848 | -0.55826 | -0.38027 | -0.66736 | -0.66736 | -0.66602 | -0.66602 | -0.38253 | -0.40625 | -0.66941 | -0.42041 | -0.40087 | -0.035542 | -0.70984
38590 | TNBP_CGN2_8 | 2 | Houston | 66.7 | -11.6983 | -4.1111 | -0.80534 | 4.1111 | 0.80534 | -0.61451 | -0.41014 | -0.14567 | -0.37752 | -0.61451 | -0.41014 | -0.37752 | -0.36251 | -0.52593 | -0.35825 | -0.62871 | -0.62871 | -0.62745 | -0.62745 | -0.36038 | -0.38272 | -0.63065 | -0.39606 | -0.37766 | -0.033483 | -0.66873
38600 | TNBP_CGN3_8 | 5 | Houston | 53 | -9.2955 | -3.2667 | -0.63992 | 3.2667 | 0.63992 | -0.48829 | -0.3259 | -0.11575 | -0.29998 | -0.48829 | -0.3259 | -0.29998 | -0.28806 | -0.41791 | -0.28466 | -0.49958 | -0.49958 | -0.49857 | -0.49857 | -0.28636 | -0.30411 | -0.50111 | -0.31471 | -0.30009 | -0.026606 | -0.53138
38611 | TNBPAMCG1_8 | 1 | Houston | 153.2 | -26.8693 | -9.4425 | -1.8497 | 9.4425 | 1.8497 | -1.4114 | -0.94203 | -0.33459 | -0.86711 | -1.4114 | -0.94203 | -0.86711 | -0.83264 | -1.208 | -0.82284 | -1.4441 | -1.4441 | -1.4412 | -1.4412 | -0.82774 | -0.87906 | -1.4485 | -0.9097 | -0.86742 | -0.076906 | -1.536
38612 | TNBPAMCG2_8 | 2 | Houston | 153.5 | -26.9219 | -9.461 | -1.8534 | 9.461 | 1.8534 | -1.4142 | -0.94387 | -0.33524 | -0.86881 | -1.4142 | -0.94387 | -0.86881 | -0.83427 | -1.2103 | -0.82445 | -1.4469 | -1.4469 | -1.444 | -1.444 | -0.82936 | -0.88078 | -1.4513 | -0.91148 | -0.86912 | -0.077057 | -1.539
38613 | TNBPAMCG3_8 | 3 | Houston | 152.3 | -26.7114 | -9.387 | -1.8389 | 9.387 | 1.8389 | -1.4031 | -0.93649 | -0.33262 | -0.86202 | -1.4031 | -0.93649 | -0.86202 | -0.82775 | -1.2009 | -0.818 | -1.4356 | -1.4356 | -1.4327 | -1.4327 | -0.82288 | -0.8739 | -1.44 | -0.90436 | -0.86232 | -0.076455 | -1.527
38614 | TNBPAMCG4_8 | 4 | Houston | 96 | -16.8372 | -5.917 | -1.1591 | 5.917 | 1.1591 | -0.88445 | -0.5903 | -0.20966 | -0.54336 | -0.88445 | -0.5903 | -0.54336 | -0.52176 | -0.75696 | -0.51562 | -0.9049 | -0.9049 | -0.90307 | -0.90307 | -0.51869 | -0.55085 | -0.90768 | -0.57005 | -0.54355 | -0.048192 | -0.9625
38615 | TNBPAMCG5_8 | 1 | Houston | 244 | -42.7944 | -15.0389 | -2.9461 | 15.0389 | 2.9461 | -2.248 | -1.5004 | -0.5329 | -1.381 | -2.248 | -1.5004 | -1.381 | -1.3261 | -1.9239 | -1.3105 | -2.2999 | -2.2999 | -2.2953 | -2.2953 | -1.3183 | -1.4001 | -2.307 | -1.4489 | -1.3815 | -0.12249 | -2.4463
38690 | TNBP_CGN4_8 | 3 | Houston | 40 | -7.0155 | -2.4654 | -0.48296 | 2.4654 | 0.48296 | -0.36852 | -0.24596 | -0.08736 | -0.2264 | -0.36852 | -0.24596 | -0.2264 | -0.2174 | -0.3154 | -0.21484 | -0.37704 | -0.37704 | -0.37628 | -0.37628 | -0.21612 | -0.22952 | -0.3782 | -0.23752 | -0.22648 | -0.02008 | -0.40104
38711 | TNTXCTY1CG8 | 1 | Houston | 100.3 | -17.5913 | -6.182 | -1.211 | 6.182 | 1.211 | -0.92406 | -0.61674 | -0.21906 | -0.5677 | -0.92406 | -0.61674 | -0.5677 | -0.54513 | -0.79087 | -0.53871 | -0.94543 | -0.94543 | -0.94352 | -0.94352 | -0.54192 | -0.57552 | -0.94834 | -0.59558 | -0.5679 | -0.050351 | -1.0056
38712 | TNTXCTY2CG8 | 1 | Houston | 92.9 | -16.2935 | -5.7259 | -1.1217 | 5.7259 | 1.1217 | -0.85589 | -0.57124 | -0.20289 | -0.52581 | -0.85589 | -0.57124 | -0.52581 | -0.50491 | -0.73252 | -0.49897 | -0.87568 | -0.87568 | -0.87391 | -0.87391 | -0.50194 | -0.53306 | -0.87837 | -0.55164 | -0.526 | -0.046636 | -0.93142
38713 | TNTXCTY3CG8 | 1 | Houston | 102.7 | -18.0122 | -6.3299 | -1.24 | 6.3299 | 1.24 | -0.94618 | -0.6315 | -0.2243 | -0.58128 | -0.94618 | -0.6315 | -0.58128 | -0.55817 | -0.80979 | -0.5516 | -0.96805 | -0.96805 | -0.9661 | -0.9661 | -0.55489 | -0.58929 | -0.97103 | -0.60983 | -0.58149 | -0.051555 | -1.0297
38714 | TNTXCTY4CG8 | 1 | Houston | 103 | -18.0649 | -6.3484 | -1.2436 | 6.3484 | 1.2436 | -0.94894 | -0.63335 | -0.22495 | -0.58298 | -0.94894 | -0.63335 | -0.58298 | -0.5598 | -0.81215 | -0.55321 | -0.97088 | -0.97088 | -0.96892 | -0.96892 | -0.55651 | -0.59101 | -0.97386 | -0.61161 | -0.58319 | -0.051706 | -1.0327
39190 | TNSLCGN1__8 | 1 | Houston | 0 | 0 | 0 | 0 | 0 | 0 | 0 | 0 | 0 | 0 | 0 | 0 | 0 | 0 | 0 | 0 | 0 | 0 | 0 | 0 | 0 | 0 | 0 | 0 | 0 | 0 | 0
39470 | TNDOWCGNSG8 | 1 | Houston | 32 | -5.6124 | -1.9723 | -0.38637 | 1.9723 | 0.38637 | -0.29482 | -0.19677 | -0.069888 | -0.18112 | -0.29482 | -0.19677 | -0.18112 | -0.17392 | -0.25232 | -0.17187 | -0.30163 | -0.30163 | -0.30102 | -0.30102 | -0.1729 | -0.18362 | -0.30256 | -0.19002 | -0.18118 | -0.016064 | -0.32083
39480 | TNDOWCGNGG8 | 1 | Houston | 30 | -5.2616 | -1.8491 | -0.36222 | 1.8491 | 0.36222 | -0.27639 | -0.18447 | -0.06552 | -0.1698 | -0.27639 | -0.18447 | -0.1698 | -0.16305 | -0.23655 | -0.16113 | -0.28278 | -0.28278 | -0.28221 | -0.28221 | -0.16209 | -0.17214 | -0.28365 | -0.17814 | -0.16986 | -0.01506 | -0.30078
39760 | TNSCLP1___8 | 1 | Houston | 93.4 | -16.8624 | -7.7893 | -0.98005 | 7.7893 | 0.98005 | -0.76121 | -0.4924 | -0.1839 | -0.65996 | -0.76121 | -0.4924 | -0.65996 | -0.64203 | -0.61308 | -0.63652 | -0.76504 | -0.76504 | -0.76355 | -0.76355 | -0.63914 | -0.66846 | -0.78316 | -0.47316 | -0.66015 | -0.049876 | -0.80548
39770 | TNSCLP2___8 | 1 | Houston | 91.6 | -16.5375 | -7.6392 | -0.96116 | 7.6392 | 0.96116 | -0.74654 | -0.48292 | -0.18036 | -0.64725 | -0.74654 | -0.48292 | -0.64725 | -0.62966 | -0.60126 | -0.62425 | -0.7503 | -0.7503 | -0.74883 | -0.74883 | -0.62682 | -0.65558 | -0.76807 | -0.46405 | -0.64743 | -0.048914 | -0.78996
39775 | TNSCLP4___8 | 1 | Houston | 95.2 | -17.1874 | -7.9394 | -0.99893 | 7.9394 | 0.99893 | -0.77588 | -0.50189 | -0.18745 | -0.67268 | -0.77588 | -0.50189 | -0.67268 | -0.6544 | -0.62489 | -0.64879 | -0.77978 | -0.77978 | -0.77826 | -0.77826 | -0.65145 | -0.68135 | -0.79825 | -0.48228 | -0.67287 | -0.050837 | -0.821
39790 | TNSCLP3___8 | 1 | Houston | 87.6 | -15.8153 | -7.3056 | -0.91919 | 7.3056 | 0.91919 | -0.71394 | -0.46183 | -0.17248 | -0.61898 | -0.71394 | -0.46183 | -0.61898 | -0.60216 | -0.57501 | -0.59699 | -0.71753 | -0.71753 | -0.71613 | -0.71613 | -0.59945 | -0.62695 | -0.73453 | -0.44378 | -0.61916 | -0.046778 | -0.75546
48500 | APD_GT1_8005 | 1 | Houston | 137.6 | -22.161 | -6.9771 | -1.7686 | 6.9771 | 1.7686 | -1.3397 | -0.90555 | -0.3151 | -0.68057 | -1.3397 | -0.90555 | -0.68057 | -0.64755 | -1.1747 | -0.63846 | -1.3805 | -1.3805 | -1.3779 | -1.3779 | -0.643 | -0.69048 | -1.3734 | -0.8761 | -0.68084 | -0.066874 | -1.4745
48510 | AK_GT1__8040 | 1 | Houston | 33.4 | -5.94 | -2.3256 | -0.38393 | 2.3256 | 0.38393 | -0.29472 | -0.19466 | -0.070307 | -0.20635 | -0.29472 | -0.19466 | -0.20635 | -0.19926 | -0.24723 | -0.19716 | -0.29973 | -0.29973 | -0.29913 | -0.29913 | -0.1982 | -0.20912 | -0.3027 | -0.18767 | -0.20641 | -0.017168 | -0.3177
48511 | LPE_GT1_8070 | 1 | Houston | 42 | -6.5531 | -2.1235 | -0.53995 | 2.1235 | 0.53995 | -0.409 | -0.27649 | -0.09618 | -0.20756 | -0.409 | -0.27649 | -0.20756 | -0.19744 | -0.35868 | -0.19471 | -0.42151 | -0.42151 | -0.42067 | -0.42067 | -0.19606 | -0.21059 | -0.41929 | -0.2675 | -0.20765 | -0.02037 | -0.4502
48512 | LPE_GT2_8075 | 2 | Houston | 42 | -6.5531 | -2.1235 | -0.53995 | 2.1235 | 0.53995 | -0.409 | -0.27649 | -0.09618 | -0.20756 | -0.409 | -0.27649 | -0.20756 | -0.19744 | -0.35868 | -0.19471 | -0.42151 | -0.42151 | -0.42067 | -0.42067 | -0.19606 | -0.21059 | -0.41929 | -0.2675 | -0.20765 | -0.02037 | -0.4502
48513 | LPE_GT3_8080 | 3 | Houston | 39 | -6.085 | -1.9718 | -0.50138 | 1.9718 | 0.50138 | -0.37978 | -0.25674 | -0.08931 | -0.19274 | -0.37978 | -0.25674 | -0.19274 | -0.18334 | -0.33306 | -0.1808 | -0.3914 | -0.3914 | -0.39062 | -0.39062 | -0.18205 | -0.19555 | -0.38934 | -0.24839 | -0.19282 | -0.018915 | -0.41804
48514 | LPE_GT4_8085 | 4 | Houston | 39 | -6.085 | -1.9718 | -0.50138 | 1.9718 | 0.50138 | -0.37978 | -0.25674 | -0.08931 | -0.19274 | -0.37978 | -0.25674 | -0.19274 | -0.18334 | -0.33306 | -0.1808 | -0.3914 | -0.3914 | -0.39062 | -0.39062 | -0.18205 | -0.19555 | -0.38934 | -0.24839 | -0.19282 | -0.018915 | -0.41804
48520 | BSF_GT1_8070 | 1 | Houston | 72 | -12.9331 | -6.2431 | -0.73642 | 6.2431 | 0.73642 | -0.57398 | -0.369 | -0.13918 | -0.52697 | -0.57398 | -0.369 | -0.52697 | -0.5135 | -0.4567 | -0.50926 | -0.57492 | -0.57492 | -0.5737 | -0.5737 | -0.51127 | -0.53359 | -0.59083 | -0.35431 | -0.52711 | -0.038808 | -0.60394
48520 | BSF_GT1_8070 | 2 | Houston | 10 | -1.7963 | -0.8671 | -0.10228 | 0.8671 | 0.10228 | -0.07972 | -0.05125 | -0.01933 | -0.07319 | -0.07972 | -0.05125 | -0.07319 | -0.07132 | -0.06343 | -0.07073 | -0.07985 | -0.07985 | -0.07968 | -0.07968 | -0.07101 | -0.07411 | -0.08206 | -0.04921 | -0.07321 | -0.00539 | -0.08388
48521 | BVE_GT1_GT1 | 1 | Houston | 167.7 | -34.8023 | -11.9587 | -1.9163 | 11.9587 | 1.9163 | -1.4724 | -0.97082 | -0.3515 | -1.0506 | -1.4724 | -0.97082 | -1.0506 | -1.0153 | -1.2314 | -1.0049 | -1.4961 | -1.4961 | -1.493 | -1.493 | -1.0099 | -1.0647 | -1.5125 | -0.93593 | -1.051 | -0.086869 | -1.5849
48522 | BVE_GT2_5035 | 2 | Houston | 166.4 | -34.5325 | -11.866 | -1.9015 | 11.866 | 1.9015 | -1.461 | -0.96329 | -0.34877 | -1.0425 | -1.461 | -0.96329 | -1.0425 | -1.0074 | -1.2219 | -0.99707 | -1.4845 | -1.4845 | -1.4815 | -1.4815 | -1.0021 | -1.0565 | -1.5008 | -0.92868 | -1.0428 | -0.086195 | -1.5726
48523 | BVE_ST1_GN1 | 3 | Houston | 252.4 | -52.3798 | -17.9986 | -2.8842 | 17.9986 | 2.8842 | -2.2161 | -1.4611 | -0.52903 | -1.5813 | -2.2161 | -1.4611 | -1.5813 | -1.528 | -1.8534 | -1.5124 | -2.2517 | -2.2517 | -2.2471 | -2.2471 | -1.52 | -1.6025 | -2.2764 | -1.4086 | -1.5818 | -0.13074 | -2.3854
48531 | BYU_GT1_8075 | 1 | Houston | 65 | -10.6484 | -3.5857 | -0.81458 | 3.5857 | 0.81458 | -0.61886 | -0.41619 | -0.14599 | -0.3406 | -0.61886 | -0.41619 | -0.3406 | -0.32539 | -0.53742 | -0.32116 | -0.63589 | -0.63589 | -0.63466 | -0.63466 | -0.32325 | -0.34541 | -0.63466 | -0.40235 | -0.34073 | -0.03198 | -0.67808
48532 | BYU_GT2_8055 | 2 | Houston | 62 | -10.1569 | -3.4202 | -0.77698 | 3.4202 | 0.77698 | -0.5903 | -0.39699 | -0.13925 | -0.32488 | -0.5903 | -0.39699 | -0.32488 | -0.31037 | -0.51262 | -0.30634 | -0.60655 | -0.60655 | -0.60537 | -0.60537 | -0.30833 | -0.32947 | -0.60537 | -0.38378 | -0.325 | -0.030504 | -0.64678
48533 | BYU_GT3_8060 | 3 | Houston | 67 | -10.976 | -3.6961 | -0.83964 | 3.6961 | 0.83964 | -0.63791 | -0.429 | -0.15048 | -0.35108 | -0.63791 | -0.429 | -0.35108 | -0.3354 | -0.55396 | -0.33105 | -0.65546 | -0.65546 | -0.65419 | -0.65419 | -0.33319 | -0.35604 | -0.65419 | -0.41473 | -0.35121 | -0.032964 | -0.69894
48534 | BYU_GT4_8065 | 4 | Houston | 65 | -10.6484 | -3.5857 | -0.81458 | 3.5857 | 0.81458 | -0.61886 | -0.41619 | -0.14599 | -0.3406 | -0.61886 | -0.41619 | -0.3406 | -0.32539 | -0.53742 | -0.32116 | -0.63589 | -0.63589 | -0.63466 | -0.63466 | -0.32325 | -0.34541 | -0.63466 | -0.40235 | -0.34073 | -0.03198 | -0.67808
48551 | CAL_GT1_8045 | 1 | Houston | 149 | -23.6952 | -7.7796 | -1.8984 | 7.7796 | 1.8984 | -1.4395 | -0.97133 | -0.33898 | -0.75215 | -1.4395 | -0.97133 | -0.75215 | -0.71669 | -1.258 | -0.70686 | -1.482 | -1.482 | -1.4791 | -1.4791 | -0.71162 | -0.76288 | -1.4758 | -0.93959 | -0.75245 | -0.072712 | -1.5819
48552 | CAL_ST1_8000 | 2 | Houston | 65.1 | -10.3527 | -3.399 | -0.82944 | 3.399 | 0.82944 | -0.62893 | -0.42439 | -0.1481 | -0.32862 | -0.62893 | -0.42439 | -0.32862 | -0.31313 | -0.54964 | -0.30883 | -0.64748 | -0.64748 | -0.64625 | -0.64625 | -0.31092 | -0.33331 | -0.64482 | -0.41052 | -0.32876 | -0.031769 | -0.69117
48561 | CTL_GT2_8130 | 1 | Houston | 73.5 | -12.1827 | -4.1192 | -0.91655 | 4.1192 | 0.91655 | -0.69671 | -0.46812 | -0.16449 | -0.38926 | -0.69671 | -0.46812 | -0.38926 | -0.37213 | -0.60395 | -0.36735 | -0.71552 | -0.71552 | -0.71413 | -0.71413 | -0.36971 | -0.39477 | -0.71457 | -0.45254 | -0.3894 | -0.036309 | -0.76271
48562 | CTL_GT3_8135 | 2 | Houston | 70.1 | -11.6191 | -3.9287 | -0.87415 | 3.9287 | 0.87415 | -0.66448 | -0.44647 | -0.15688 | -0.37125 | -0.66448 | -0.44647 | -0.37125 | -0.35492 | -0.57601 | -0.35036 | -0.68242 | -0.68242 | -0.68109 | -0.68109 | -0.3526 | -0.37651 | -0.68151 | -0.43161 | -0.37139 | -0.034629 | -0.72743
48563 | CTL_GT4_8140 | 3 | Houston | 69.6 | -11.5363 | -3.9007 | -0.86791 | 3.9007 | 0.86791 | -0.65974 | -0.44328 | -0.15576 | -0.3686 | -0.65974 | -0.44328 | -0.3686 | -0.35238 | -0.5719 | -0.34786 | -0.67756 | -0.67756 | -0.67623 | -0.67623 | -0.35009 | -0.37382 | -0.67665 | -0.42853 | -0.36874 | -0.034382 | -0.72224
48564 | CTL_GN1_8145 | 4 | Houston | 43.6 | -7.2267 | -2.4435 | -0.54369 | 2.4435 | 0.54369 | -0.41328 | -0.27769 | -0.097577 | -0.23091 | -0.41328 | -0.27769 | -0.23091 | -0.22075 | -0.35826 | -0.21791 | -0.42445 | -0.42445 | -0.42362 | -0.42362 | -0.21931 | -0.23418 | -0.42388 | -0.26845 | -0.23099 | -0.021538 | -0.45244
48565 | CTL_GN2_8155 | 5 | Houston | 9.8 | -1.6244 | -0.54923 | -0.12221 | 0.54923 | 0.12221 | -0.092894 | -0.062416 | -0.021932 | -0.051901 | -0.092894 | -0.062416 | -0.051901 | -0.049617 | -0.080527 | -0.04898 | -0.095403 | -0.095403 | -0.095217 | -0.095217 | -0.049294 | -0.052636 | -0.095276 | -0.060339 | -0.05192 | -0.0048412 | -0.10169
48581 | CBY_GN1_1 | 1 | Houston | 595.2 | -88.8628 | -27.8988 | -7.8037 | 27.8988 | 7.8037 | -5.8984 | -4.0021 | -1.3838 | -2.801 | -5.8984 | -4.0021 | -2.801 | -2.6552 | -5.2104 | -2.6153 | -6.0919 | -6.0919 | -6.08 | -6.08 | -2.635 | -2.8427 | -6.0443 | -3.8748 | -2.8022 | -0.2857 | -6.5151
48582 | CBY_GN2_2 | 2 | Houston | 596.8 | -90.6557 | -28.8535 | -7.7638 | 28.8535 | 7.7638 | -5.8731 | -3.9795 | -1.3792 | -2.8652 | -5.8731 | -3.9795 | -2.8652 | -2.7196 | -5.1731 | -2.6802 | -6.0605 | -6.0605 | -6.0486 | -6.0486 | -2.6999 | -2.907 | -6.0193 | -3.8517 | -2.8664 | -0.28766 | -6.4783
48583 | CBY_GT4_1 | 1 | Houston | 172 | -25.5716 | -7.9796 | -2.2606 | 7.9796 | 2.2606 | -1.7081 | -1.1596 | -0.40059 | -0.80427 | -1.7081 | -1.1596 | -0.80427 | -0.76196 | -1.5103 | -0.75044 | -1.7647 | -1.7647 | -1.7613 | -1.7613 | -0.75628 | -0.81631 | -1.7504 | -1.1228 | -0.80462 | -0.082388 | -1.8875
48584 | CBY_GT4_2 | 2 | Houston | 172 | -25.5716 | -7.9796 | -2.2606 | 7.9796 | 2.2606 | -1.7081 | -1.1596 | -0.40059 | -0.80427 | -1.7081 | -1.1596 | -0.80427 | -0.76196 | -1.5103 | -0.75044 | -1.7647 | -1.7647 | -1.7613 | -1.7613 | -0.75628 | -0.81631 | -1.7504 | -1.1228 | -0.80462 | -0.082388 | -1.8875
48585 | CBY_ST4_1 | 3 | Houston | 172 | -25.5716 | -7.9796 | -2.2606 | 7.9796 | 2.2606 | -1.7081 | -1.1596 | -0.40059 | -0.80427 | -1.7081 | -1.1596 | -0.80427 | -0.76196 | -1.5103 | -0.75044 | -1.7647 | -1.7647 | -1.7613 | -1.7613 | -0.75628 | -0.81631 | -1.7504 | -1.1228 | -0.80462 | -0.082388 | -1.8875
48591 | CHE_GT2_5030 | 2 | Houston | 173 | -20.474 | -6.5643 | -2.3756 | 6.5643 | 2.3756 | -1.7866 | -1.2229 | -0.41693 | -0.71518 | -1.7866 | -1.2229 | -0.71518 | -0.67055 | -1.6044 | -0.65861 | -1.8546 | -1.8546 | -1.8509 | -1.8509 | -0.66449 | -0.72625 | -1.8293 | -1.1856 | -0.71553 | -0.080445 | -1.989
48593 | CHE_GT1_8015 | 1 | Houston | 173 | -27.6637 | -8.7194 | -2.227 | 8.7194 | 2.227 | -1.6867 | -1.1404 | -0.39669 | -0.85237 | -1.6867 | -1.1404 | -0.85237 | -0.81068 | -1.4798 | -0.79926 | -1.7387 | -1.7387 | -1.7352 | -1.7352 | -0.80497 | -0.86483 | -1.7291 | -1.1036 | -0.85272 | -0.083905 | -1.8572
48594 | CHE_GN4_8025 | 4 | Houston | 142 | -22.7067 | -7.1569 | -1.828 | 7.1569 | 1.828 | -1.3845 | -0.93606 | -0.32561 | -0.69963 | -1.3845 | -0.93606 | -0.69963 | -0.66541 | -1.2147 | -0.65604 | -1.4271 | -1.4271 | -1.4243 | -1.4243 | -0.66073 | -0.70986 | -1.4193 | -0.90582 | -0.69992 | -0.06887 | -1.5244
48595 | BTE_GT2_8075 | 1 | Houston | 162.8 | -23.5809 | -7.3773 | -2.1519 | 7.3773 | 2.1519 | -1.6251 | -1.1044 | -0.38095 | -0.75002 | -1.6251 | -1.1044 | -0.75002 | -0.70981 | -1.4396 | -0.6989 | -1.6799 | -1.6799 | -1.6767 | -1.6767 | -0.70427 | -0.76125 | -1.665 | -1.0694 | -0.75035 | -0.077656 | -1.7975
48596 | BTE_GT3_8045 | 2 | Houston | 161.4 | -23.3781 | -7.3138 | -2.1334 | 7.3138 | 2.1334 | -1.6111 | -1.0949 | -0.37768 | -0.74357 | -1.6111 | -1.0949 | -0.74357 | -0.7037 | -1.4273 | -0.69289 | -1.6655 | -1.6655 | -1.6623 | -1.6623 | -0.69822 | -0.75471 | -1.6506 | -1.0602 | -0.74389 | -0.076988 | -1.782
48597 | BTE_GT4_8055 | 3 | Houston | 158.9 | -23.016 | -7.2006 | -2.1003 | 7.2006 | 2.1003 | -1.5861 | -1.078 | -0.37183 | -0.73205 | -1.5861 | -1.078 | -0.73205 | -0.6928 | -1.4052 | -0.68216 | -1.6397 | -1.6397 | -1.6365 | -1.6365 | -0.6874 | -0.74302 | -1.6251 | -1.0438 | -0.73237 | -0.075795 | -1.7544
48598 | BTE_ST1_8070 | 4 | Houston | 269.2 | -38.9925 | -12.1988 | -3.5583 | 12.1988 | 3.5583 | -2.6872 | -1.8263 | -0.62993 | -1.2402 | -2.6872 | -1.8263 | -1.2402 | -1.1737 | -2.3805 | -1.1557 | -2.7779 | -2.7779 | -2.7725 | -2.7725 | -1.1646 | -1.2588 | -2.7531 | -1.7684 | -1.2407 | -0.12841 | -2.9722
48611 | DIB_GT1_8080 | 1 | Houston | 64 | -10.1546 | -3.3348 | -0.81587 | 3.3348 | 0.81587 | -0.61862 | -0.41747 | -0.14566 | -0.32262 | -0.61862 | -0.41747 | -0.32262 | -0.30739 | -0.54074 | -0.30317 | -0.63693 | -0.63693 | -0.63565 | -0.63565 | -0.30528 | -0.3273 | -0.63424 | -0.40384 | -0.32275 | -0.031232 | -0.67987
48612 | DIB_GT2_8075 | 2 | Houston | 63.2 | -10.0276 | -3.2931 | -0.80567 | 3.2931 | 0.80567 | -0.61089 | -0.41225 | -0.14384 | -0.31859 | -0.61089 | -0.41225 | -0.31859 | -0.30355 | -0.53398 | -0.29938 | -0.62897 | -0.62897 | -0.6277 | -0.6277 | -0.30146 | -0.3232 | -0.62631 | -0.39879 | -0.31872 | -0.030842 | -0.67137
48613 | DIB_ST1_8085 | 3 | Houston | 67.9 | -10.7734 | -3.538 | -0.86559 | 3.538 | 0.86559 | -0.65632 | -0.44291 | -0.15454 | -0.34228 | -0.65632 | -0.44291 | -0.34228 | -0.32612 | -0.57369 | -0.32164 | -0.67574 | -0.67574 | -0.67438 | -0.67438 | -0.32388 | -0.34724 | -0.67289 | -0.42845 | -0.34242 | -0.033135 | -0.7213
48614 | DIB_GT3_8090 | 4 | Houston | 73.6 | -11.6777 | -3.835 | -0.93825 | 3.835 | 0.93825 | -0.71142 | -0.48009 | -0.16751 | -0.37102 | -0.71142 | -0.48009 | -0.37102 | -0.3535 | -0.62185 | -0.34864 | -0.73247 | -0.73247 | -0.731 | -0.731 | -0.35107 | -0.37639 | -0.72938 | -0.46442 | -0.37116 | -0.035917 | -0.78185
48641 | DPEC_GT15040 | 1 | Houston | 163.2 | -26.0583 | -8.6605 | -2.0684 | 8.6605 | 2.0684 | -1.5693 | -1.0579 | -0.36981 | -0.83363 | -1.5693 | -1.0579 | -0.83363 | -0.79511 | -1.3688 | -0.78434 | -1.6147 | -1.6147 | -1.6114 | -1.6114 | -0.78956 | -0.84554 | -1.609 | -1.0231 | -0.83395 | -0.079805 | -1.7231
48642 | DPEC_GT25025 | 2 | Houston | 157.1 | -25.0843 | -8.3368 | -1.9911 | 8.3368 | 1.9911 | -1.5107 | -1.0183 | -0.35599 | -0.80247 | -1.5107 | -1.0183 | -0.80247 | -0.76539 | -1.3176 | -0.75502 | -1.5543 | -1.5543 | -1.5512 | -1.5512 | -0.76005 | -0.81394 | -1.5488 | -0.98486 | -0.80278 | -0.076822 | -1.6587
48643 | DPEC_GT35010 | 3 | Houston | 157.5 | -25.1482 | -8.3581 | -1.9962 | 8.3581 | 1.9962 | -1.5145 | -1.0209 | -0.3569 | -0.80451 | -1.5145 | -1.0209 | -0.80451 | -0.76734 | -1.321 | -0.75694 | -1.5583 | -1.5583 | -1.5552 | -1.5552 | -0.76199 | -0.81601 | -1.5528 | -0.98737 | -0.80483 | -0.077018 | -1.6629
48644 | DPEC_GT45070 | 4 | Houston | 157 | -25.0683 | -8.3315 | -1.9898 | 8.3315 | 1.9898 | -1.5097 | -1.0177 | -0.35576 | -0.80196 | -1.5097 | -1.0177 | -0.80196 | -0.7649 | -1.3168 | -0.75454 | -1.5534 | -1.5534 | -1.5502 | -1.5502 | -0.75957 | -0.81342 | -1.5479 | -0.98423 | -0.80227 | -0.076773 | -1.6576
48645 | DPEC_ST55065 | 5 | Houston | 282 | -45.0272 | -14.9649 | -3.5741 | 14.9649 | 3.5741 | -2.7117 | -1.8279 | -0.63901 | -1.4405 | -2.7117 | -1.8279 | -1.4405 | -1.3739 | -2.3651 | -1.3553 | -2.7901 | -2.7901 | -2.7845 | -2.7845 | -1.3643 | -1.461 | -2.7802 | -1.7679 | -1.441 | -0.1379 | -2.9774
48651 | EP_1_2 | 1 | Houston | 4 | -0.59693 | -0.18782 | -0.052432 | 0.18782 | 0.052432 | -0.039628 | -0.026892 | -0.0093 | -0.01884 | -0.039628 | -0.026892 | -0.01884 | -0.01786 | -0.035004 | -0.017592 | -0.040932 | -0.040932 | -0.040852 | -0.040852 | -0.017724 | -0.01912 | -0.040612 | -0.026032 | -0.018848 | -0.00192 | -0.043772
48651 | EP_1_2 | 2 | Houston | 17.7 | -2.6414 | -0.83112 | -0.23201 | 0.83112 | 0.23201 | -0.17535 | -0.119 | -0.041153 | -0.083367 | -0.17535 | -0.119 | -0.083367 | -0.079031 | -0.15489 | -0.077845 | -0.18112 | -0.18112 | -0.18077 | -0.18077 | -0.078429 | -0.084606 | -0.17971 | -0.11519 | -0.083402 | -0.008496 | -0.19369
48671 | FTR_GT1_5105 | 1 | North | 154.2 | 36.7187 | 3.3185 | -2.7387 | -3.3185 | 2.7387 | -2.0092 | -1.4351 | -0.45612 | -0.060292 | -2.0092 | -1.4351 | -0.060292 | -0.00771 | -1.9511 | 0.004626 | -2.138 | -2.138 | -2.134 | -2.134 | -0.0018504 | -0.06461 | -2.0496 | -1.3998 | -0.060601 | -0.056746 | -2.3244
48672 | FTR_GT2_5110 | 2 | North | 159 | 37.8617 | 3.4218 | -2.824 | -3.4218 | 2.824 | -2.0718 | -1.4798 | -0.47032 | -0.062169 | -2.0718 | -1.4798 | -0.062169 | -0.00795 | -2.0118 | 0.00477 | -2.2045 | -2.2045 | -2.2004 | -2.2004 | -0.001908 | -0.066621 | -2.1134 | -1.4434 | -0.062487 | -0.058512 | -2.3968
48673 | FTR_GT3_5085 | 3 | North | 158 | 37.6236 | 3.4003 | -2.8062 | -3.4003 | 2.8062 | -2.0587 | -1.4705 | -0.46736 | -0.061778 | -2.0587 | -1.4705 | -0.061778 | -0.0079 | -1.9992 | 0.00474 | -2.1907 | -2.1907 | -2.1866 | -2.1866 | -0.001896 | -0.066202 | -2.1001 | -1.4343 | -0.062094 | -0.058144 | -2.3817
48674 | FTR_CN4_5095 | 4 | North | 380 | 90.4871 | 8.178 | -6.7492 | -8.178 | 6.7492 | -4.9514 | -3.5367 | -1.124 | -0.14858 | -4.9514 | -3.5367 | -0.14858 | -0.019 | -4.8081 | 0.0114 | -5.2687 | -5.2687 | -5.2588 | -5.2588 | -0.00456 | -0.15922 | -5.051 | -3.4496 | -0.14934 | -0.13984 | -5.7281
48690 | GBY_GN5_5 | 5 | Houston | 318.4 | -45.4564 | -14.3258 | -4.2182 | 14.3258 | 4.2182 | -3.1846 | -2.1651 | -0.74633 | -1.4586 | -3.1846 | -2.1651 | -1.4586 | -1.3796 | -2.8236 | -1.3583 | -3.2929 | -3.2929 | -3.2865 | -3.2865 | -1.3688 | -1.4806 | -3.263 | -2.097 | -1.4592 | -0.15188 | -3.5241
48691 | GBY_73741085 | A | Houston | 37.6 | -6.9105 | -2.0325 | -0.47478 | 2.0325 | 0.47478 | -0.3604 | -0.24271 | -0.084938 | -0.1939 | -0.3604 | -0.24271 | -0.1939 | -0.18503 | -0.31385 | -0.18259 | -0.37062 | -0.37062 | -0.36991 | -0.36991 | -0.18379 | -0.19665 | -0.36953 | -0.23474 | -0.19398 | -0.018462 | -0.3954
48691 | GBY_73741085 | B | Houston | 37.6 | -6.9105 | -2.0325 | -0.47478 | 2.0325 | 0.47478 | -0.3604 | -0.24271 | -0.084938 | -0.1939 | -0.3604 | -0.24271 | -0.1939 | -0.18503 | -0.31385 | -0.18259 | -0.37062 | -0.37062 | -0.36991 | -0.36991 | -0.18379 | -0.19665 | -0.36953 | -0.23474 | -0.19398 | -0.018462 | -0.3954
48692 | GBY_81821075 | C | Houston | 37.6 | -6.9105 | -2.0325 | -0.47478 | 2.0325 | 0.47478 | -0.3604 | -0.24271 | -0.084938 | -0.1939 | -0.3604 | -0.24271 | -0.1939 | -0.18503 | -0.31385 | -0.18259 | -0.37062 | -0.37062 | -0.36991 | -0.36991 | -0.18379 | -0.19665 | -0.36953 | -0.23474 | -0.19398 | -0.018462 | -0.3954
48692 | GBY_81821075 | D | Houston | 44 | -8.0868 | -2.3785 | -0.55559 | 2.3785 | 0.55559 | -0.42174 | -0.28402 | -0.099396 | -0.22691 | -0.42174 | -0.28402 | -0.22691 | -0.21652 | -0.36727 | -0.21366 | -0.43371 | -0.43371 | -0.43287 | -0.43287 | -0.21507 | -0.23012 | -0.43243 | -0.27469 | -0.227 | -0.021604 | -0.4627
48693 | GBY_83841065 | E | Houston | 45.6 | -8.3808 | -2.465 | -0.57579 | 2.465 | 0.57579 | -0.43708 | -0.29435 | -0.10301 | -0.23516 | -0.43708 | -0.29435 | -0.23516 | -0.2244 | -0.38062 | -0.22143 | -0.44948 | -0.44948 | -0.44861 | -0.44861 | -0.22289 | -0.23849 | -0.44816 | -0.28468 | -0.23525 | -0.02239 | -0.47953
48693 | GBY_83841065 | F | Houston | 43.2 | -7.9397 | -2.3352 | -0.54549 | 2.3352 | 0.54549 | -0.41407 | -0.27886 | -0.097589 | -0.22278 | -0.41407 | -0.27886 | -0.22278 | -0.21259 | -0.36059 | -0.20978 | -0.42582 | -0.42582 | -0.425 | -0.425 | -0.21116 | -0.22594 | -0.42457 | -0.2697 | -0.22287 | -0.021211 | -0.45429
48730 | MNS_GT | 1 | Houston | 43 | -7.678 | -3.0716 | -0.48865 | 3.0716 | 0.48865 | -0.37565 | -0.24746 | -0.089741 | -0.27073 | -0.37565 | -0.24746 | -0.27073 | -0.2617 | -0.31356 | -0.25903 | -0.3815 | -0.3815 | -0.38072 | -0.38072 | -0.26032 | -0.27434 | -0.38593 | -0.23852 | -0.27081 | -0.022231 | -0.40403
48731 | CBE_GT1 | 1 | Houston | 76 | -11.8961 | -8.5787 | -0.63848 | 8.5787 | 0.63848 | -0.51247 | -0.31244 | -0.12798 | -0.67503 | -0.51247 | -0.31244 | -0.67503 | -0.66363 | -0.36602 | -0.6596 | -0.49841 | -0.49841 | -0.49734 | -0.49734 | -0.66143 | -0.68316 | -0.52972 | -0.29739 | -0.67518 | -0.044004 | -0.51437
48732 | CBE_GT2 | 1 | Houston | 76 | -11.8961 | -8.5787 | -0.63848 | 8.5787 | 0.63848 | -0.51247 | -0.31244 | -0.12798 | -0.67503 | -0.51247 | -0.31244 | -0.67503 | -0.66363 | -0.36602 | -0.6596 | -0.49841 | -0.49841 | -0.49734 | -0.49734 | -0.66143 | -0.68316 | -0.52972 | -0.29739 | -0.67518 | -0.044004 | -0.51437
48733 | CBE_ST12 | 1 | Houston | 105 | -16.4354 | -11.8521 | -0.88211 | 11.8521 | 0.88211 | -0.70801 | -0.43166 | -0.17682 | -0.93261 | -0.70801 | -0.43166 | -0.93261 | -0.91686 | -0.50568 | -0.91129 | -0.68859 | -0.68859 | -0.68712 | -0.68712 | -0.91382 | -0.94385 | -0.73185 | -0.41086 | -0.93282 | -0.060795 | -0.71064
48734 | CBE_GT3 | 1 | Houston | 76 | -11.8961 | -8.5787 | -0.63848 | 8.5787 | 0.63848 | -0.51247 | -0.31244 | -0.12798 | -0.67503 | -0.51247 | -0.31244 | -0.67503 | -0.66363 | -0.36602 | -0.6596 | -0.49841 | -0.49841 | -0.49734 | -0.49734 | -0.66143 | -0.68316 | -0.52972 | -0.29739 | -0.67518 | -0.044004 | -0.51437
48735 | CBE_GT4 | 1 | Houston | 76 | -11.8961 | -8.5787 | -0.63848 | 8.5787 | 0.63848 | -0.51247 | -0.31244 | -0.12798 | -0.67503 | -0.51247 | -0.31244 | -0.67503 | -0.66363 | -0.36602 | -0.6596 | -0.49841 | -0.49841 | -0.49734 | -0.49734 | -0.66143 | -0.68316 | -0.52972 | -0.29739 | -0.67518 | -0.044004 | -0.51437
48736 | CBE_ST34 | 1 | Houston | 105 | -16.4354 | -11.8521 | -0.88211 | 11.8521 | 0.88211 | -0.70801 | -0.43166 | -0.17682 | -0.93261 | -0.70801 | -0.43166 | -0.93261 | -0.91686 | -0.50568 | -0.91129 | -0.68859 | -0.68859 | -0.68712 | -0.68712 | -0.91382 | -0.94385 | -0.73185 | -0.41086 | -0.93282 | -0.060795 | -0.71064
48740 | PSG_GN2_8050 | 1 | Houston | 182 | -28.9298 | -9.48 | -2.3205 | 9.48 | 2.3205 | -1.7594 | -1.1874 | -0.41423 | -0.9171 | -1.7594 | -1.1874 | -0.9171 | -0.87378 | -1.5381 | -0.86177 | -1.8114 | -1.8114 | -1.808 | -1.808 | -0.86778 | -0.93038 | -1.8038 | -1.1486 | -0.91746 | -0.088816 | -1.9339
48741 | PSG_GT2_8040 | 1 | Houston | 158.6 | -25.2103 | -8.2612 | -2.0221 | 8.2612 | 2.0221 | -1.5332 | -1.0347 | -0.36097 | -0.79919 | -1.5332 | -1.0347 | -0.79919 | -0.76144 | -1.3403 | -0.75097 | -1.5785 | -1.5785 | -1.5755 | -1.5755 | -0.7562 | -0.81076 | -1.5719 | -1.0009 | -0.7995 | -0.077397 | -1.6853
48742 | PSG_GT3_8060 | 1 | Houston | 157 | -24.9559 | -8.1778 | -2.0017 | 8.1778 | 2.0017 | -1.5177 | -1.0243 | -0.35733 | -0.79112 | -1.5177 | -1.0243 | -0.79112 | -0.75376 | -1.3268 | -0.7434 | -1.5626 | -1.5626 | -1.5596 | -1.5596 | -0.74858 | -0.80258 | -1.556 | -0.99083 | -0.79144 | -0.076616 | -1.6683
48761 | PR_GT1__9040 | 1 | Houston | 26 | -4.1746 | -1.3699 | -0.33043 | 1.3699 | 0.33043 | -0.25064 | -0.16903 | -0.05902 | -0.132 | -0.25064 | -0.16903 | -0.132 | -0.12584 | -0.21884 | -0.12412 | -0.25795 | -0.25795 | -0.25745 | -0.25745 | -0.12498 | -0.1339 | -0.25696 | -0.16349 | -0.13205 | -0.012714 | -0.27531
48791 | PSA_GT1_8160 | 1 | Houston | 52 | -7.6422 | -2.4409 | -0.68177 | 2.4409 | 0.68177 | -0.51532 | -0.34965 | -0.1209 | -0.24476 | -0.51532 | -0.34965 | -0.24476 | -0.23202 | -0.45521 | -0.22854 | -0.53222 | -0.53222 | -0.53118 | -0.53118 | -0.23026 | -0.2484 | -0.52806 | -0.33852 | -0.24487 | -0.02496 | -0.56919
48792 | PSA_GT2_8155 | 2 | Houston | 52.8 | -7.7598 | -2.4784 | -0.69226 | 2.4784 | 0.69226 | -0.52325 | -0.35503 | -0.12276 | -0.24853 | -0.52325 | -0.35503 | -0.24853 | -0.23559 | -0.46221 | -0.23206 | -0.54041 | -0.54041 | -0.53935 | -0.53935 | -0.2338 | -0.25223 | -0.53618 | -0.34373 | -0.24864 | -0.025344 | -0.57795
48793 | PSA_GT3_8150 | 3 | Houston | 56 | -8.23 | -2.6286 | -0.73422 | 2.6286 | 0.73422 | -0.55496 | -0.37654 | -0.1302 | -0.26359 | -0.55496 | -0.37654 | -0.26359 | -0.24987 | -0.49022 | -0.24612 | -0.57316 | -0.57316 | -0.57204 | -0.57204 | -0.24797 | -0.26751 | -0.56868 | -0.36456 | -0.2637 | -0.02688 | -0.61298
48794 | PSA_GT4_8145 | 4 | Houston | 52.8 | -7.7598 | -2.4784 | -0.69226 | 2.4784 | 0.69226 | -0.52325 | -0.35503 | -0.12276 | -0.24853 | -0.52325 | -0.35503 | -0.24853 | -0.23559 | -0.46221 | -0.23206 | -0.54041 | -0.54041 | -0.53935 | -0.53935 | -0.2338 | -0.25223 | -0.53618 | -0.34373 | -0.24864 | -0.025344 | -0.57795
48795 | PSA_GT5_8140 | 5 | Houston | 51.2 | -7.5246 | -2.4033 | -0.67128 | 2.4033 | 0.67128 | -0.50739 | -0.34427 | -0.11904 | -0.241 | -0.50739 | -0.34427 | -0.241 | -0.22845 | -0.4482 | -0.22502 | -0.52403 | -0.52403 | -0.52301 | -0.52301 | -0.22671 | -0.24458 | -0.51994 | -0.33331 | -0.2411 | -0.024576 | -0.56044
48796 | PSA_GN1_8165 | 1 | Houston | 83.2 | -12.2275 | -3.9054 | -1.0908 | 3.9054 | 1.0908 | -0.82451 | -0.55944 | -0.19344 | -0.39162 | -0.82451 | -0.55944 | -0.39162 | -0.37124 | -0.72833 | -0.36566 | -0.85155 | -0.85155 | -0.84989 | -0.84989 | -0.36841 | -0.39745 | -0.8449 | -0.54163 | -0.39179 | -0.039936 | -0.91071
48797 | PSA_GT6_8135 | 6 | Houston | 47.2 | -6.9367 | -2.2156 | -0.61884 | 2.2156 | 0.61884 | -0.46775 | -0.31737 | -0.10974 | -0.22217 | -0.46775 | -0.31737 | -0.22217 | -0.21061 | -0.41319 | -0.20744 | -0.48309 | -0.48309 | -0.48215 | -0.48215 | -0.209 | -0.22547 | -0.47932 | -0.30727 | -0.22226 | -0.022656 | -0.51665
48811 | CVC_GT3_5045 | 3 | Houston | 156 | -18.4621 | -5.9193 | -2.1422 | 5.9193 | 2.1422 | -1.611 | -1.1028 | -0.37596 | -0.6449 | -1.611 | -1.1028 | -0.6449 | -0.60466 | -1.4467 | -0.59389 | -1.6723 | -1.6723 | -1.669 | -1.669 | -0.5992 | -0.65489 | -1.6495 | -1.0691 | -0.64522 | -0.07254 | -1.7935
48812 | CVC_GT2_5020 | 2 | Houston | 158 | -18.6988 | -5.9952 | -2.1697 | 5.9952 | 2.1697 | -1.6317 | -1.1169 | -0.38078 | -0.65317 | -1.6317 | -1.1169 | -0.65317 | -0.61241 | -1.4653 | -0.60151 | -1.6938 | -1.6938 | -1.6904 | -1.6904 | -0.60688 | -0.66328 | -1.6707 | -1.0828 | -0.65349 | -0.07347 | -1.8165
48813 | CVC_GT1_5035 | 1 | Houston | 160 | -18.9355 | -6.071 | -2.1971 | 6.071 | 2.1971 | -1.6523 | -1.131 | -0.3856 | -0.66144 | -1.6523 | -1.131 | -0.66144 | -0.62016 | -1.4838 | -0.60912 | -1.7152 | -1.7152 | -1.7118 | -1.7118 | -0.61456 | -0.67168 | -1.6918 | -1.0965 | -0.66176 | -0.0744 | -1.8395
48814 | CVC_ST5_5040 | 1 | Houston | 162 | -19.1722 | -6.1469 | -2.2246 | 6.1469 | 2.2246 | -1.673 | -1.1452 | -0.39042 | -0.66971 | -1.673 | -1.1452 | -0.66971 | -0.62791 | -1.5024 | -0.61673 | -1.7366 | -1.7366 | -1.7332 | -1.7332 | -0.62224 | -0.68008 | -1.713 | -1.1102 | -0.67003 | -0.07533 | -1.8625
48815 | CVC_GT4_8005 | 4 | Houston | 165 | -24.1273 | -7.6885 | -2.1673 | 7.6885 | 2.1673 | -1.6378 | -1.1118 | -0.38412 | -0.77302 | -1.6378 | -1.1118 | -0.77302 | -0.73243 | -1.4477 | -0.72138 | -1.6919 | -1.6919 | -1.6886 | -1.6886 | -0.72699 | -0.78458 | -1.6782 | -1.0763 | -0.77336 | -0.079035 | -1.8096
48820 | SHELLG1_3015 | 1 | Houston | 71 | -11.2054 | -3.6582 | -0.90802 | 3.6582 | 0.90802 | -0.6882 | -0.4647 | -0.16195 | -0.35521 | -0.6882 | -0.4647 | -0.35521 | -0.33824 | -0.60236 | -0.33363 | -0.70886 | -0.70886 | -0.70744 | -0.70744 | -0.3359 | -0.3604 | -0.70553 | -0.44957 | -0.35535 | -0.034577 | -0.75686
48821 | SHELLG2 | 2 | Houston | 72 | -11.3632 | -3.7097 | -0.92081 | 3.7097 | 0.92081 | -0.6979 | -0.47124 | -0.16423 | -0.36022 | -0.6979 | -0.47124 | -0.36022 | -0.34301 | -0.61085 | -0.33833 | -0.71885 | -0.71885 | -0.71741 | -0.71741 | -0.34063 | -0.36547 | -0.71546 | -0.4559 | -0.36036 | -0.035064 | -0.76752
48822 | SHELLG3_3020 | 1 | Houston | 39 | -6.1551 | -2.0094 | -0.49877 | 2.0094 | 0.49877 | -0.37803 | -0.25526 | -0.088959 | -0.19512 | -0.37803 | -0.25526 | -0.19512 | -0.1858 | -0.33088 | -0.18326 | -0.38938 | -0.38938 | -0.3886 | -0.3886 | -0.18451 | -0.19796 | -0.38754 | -0.24695 | -0.1952 | -0.018993 | -0.41574
48822 | SHELLG3_3020 | 2 | Houston | 30 | -4.7347 | -1.5457 | -0.38367 | 1.5457 | 0.38367 | -0.29079 | -0.19635 | -0.06843 | -0.15009 | -0.29079 | -0.19635 | -0.15009 | -0.14292 | -0.25452 | -0.14097 | -0.29952 | -0.29952 | -0.29892 | -0.29892 | -0.14193 | -0.15228 | -0.29811 | -0.18996 | -0.15015 | -0.01461 | -0.3198
48841 | SJS_GT1_GT1 | 1 | Houston | 62.4 | -10.0319 | -3.3391 | -0.78924 | 3.3391 | 0.78924 | -0.59898 | -0.40354 | -0.14115 | -0.3203 | -0.59898 | -0.40354 | -0.3203 | -0.30551 | -0.52204 | -0.30145 | -0.61614 | -0.61614 | -0.61489 | -0.61489 | -0.30345 | -0.32485 | -0.61414 | -0.39031 | -0.32042 | -0.030576 | -0.65738
48842 | SJS_GT2_GT2 | 2 | Houston | 64.8 | -10.4178 | -3.4676 | -0.81959 | 3.4676 | 0.81959 | -0.62202 | -0.41906 | -0.14658 | -0.33262 | -0.62202 | -0.41906 | -0.33262 | -0.31726 | -0.54212 | -0.31305 | -0.63984 | -0.63984 | -0.63854 | -0.63854 | -0.31512 | -0.33735 | -0.63776 | -0.40532 | -0.33275 | -0.031752 | -0.68267
48845 | SOL_GT1 | 1 | Houston | 16.2 | -2.57 | -0.84421 | -0.2065 | 0.84421 | 0.2065 | -0.15657 | -0.10566 | -0.036871 | -0.08168 | -0.15657 | -0.10566 | -0.08168 | -0.077809 | -0.13687 | -0.076756 | -0.16121 | -0.16121 | -0.1609 | -0.1609 | -0.077274 | -0.082847 | -0.16053 | -0.10221 | -0.081697 | -0.0079056 | -0.17209
48851 | SRB_GN1_1 | 1 | Houston | 132 | -20.9785 | -6.894 | -1.6815 | 6.894 | 1.6815 | -1.2751 | -0.86038 | -0.3003 | -0.66647 | -1.2751 | -0.86038 | -0.66647 | -0.63505 | -1.1143 | -0.62634 | -1.3127 | -1.3127 | -1.3101 | -1.3101 | -0.6307 | -0.67597 | -1.3073 | -0.83226 | -0.66673 | -0.064416 | -1.4013
48852 | SRB_GN2_2 | 2 | Houston | 140.8 | -22.3869 | -7.3579 | -1.7934 | 7.3579 | 1.7934 | -1.36 | -0.91759 | -0.32018 | -0.71118 | -1.36 | -0.91759 | -0.71118 | -0.67767 | -1.1884 | -0.66838 | -1.4 | -1.4 | -1.3973 | -1.3973 | -0.67302 | -0.72132 | -1.3943 | -0.8876 | -0.71146 | -0.06871 | -1.4945
48853 | SRB_GN3_3 | 3 | Houston | 170.4 | -27.0268 | -8.8812 | -2.1721 | 8.8812 | 2.1721 | -1.6469 | -1.1113 | -0.38783 | -0.85916 | -1.6469 | -1.1113 | -0.85916 | -0.8186 | -1.4395 | -0.80736 | -1.6957 | -1.6957 | -1.6922 | -1.6922 | -0.81298 | -0.8716 | -1.6885 | -1.0751 | -0.8595 | -0.083155 | -1.81
48854 | SRB_GN4_4 | 4 | Houston | 182.4 | -28.9491 | -9.5019 | -2.3254 | 9.5019 | 2.3254 | -1.7631 | -1.1898 | -0.41514 | -0.9193 | -1.7631 | -1.1898 | -0.9193 | -0.87588 | -1.5413 | -0.86385 | -1.8152 | -1.8152 | -1.8118 | -1.8118 | -0.86987 | -0.93261 | -1.8076 | -1.1509 | -0.91966 | -0.089011 | -1.9378
48855 | SRB_GT211035 | B1 | Houston | 0 | 0 | 0 | 0 | 0 | 0 | 0 | 0 | 0 | 0 | 0 | 0 | 0 | 0 | 0 | 0 | 0 | 0 | 0 | 0 | 0 | 0 | 0 | 0 | 0 | 0 | 0
48855 | SRB_GT211035 | B2 | Houston | 0 | 0 | 0 | 0 | 0 | 0 | 0 | 0 | 0 | 0 | 0 | 0 | 0 | 0 | 0 | 0 | 0 | 0 | 0 | 0 | 0 | 0 | 0 | 0 | 0 | 0 | 0
48873 | THW_ST3_ST_3 | 3 | Houston | 107 | -22.0146 | -5.2675 | -1.3875 | 5.2675 | 1.3875 | -1.05 | -0.71091 | -0.24663 | -0.51841 | -1.05 | -0.71091 | -0.51841 | -0.49241 | -0.92362 | -0.48535 | -1.0831 | -1.0831 | -1.081 | -1.081 | -0.48888 | -0.52601 | -1.0762 | -0.68801 | -0.51863 | -0.051788 | -1.1574
48874 | THW_ST4_ST_4 | 4 | Houston | 108 | -22.2204 | -5.3167 | -1.4004 | 5.3167 | 1.4004 | -1.0598 | -0.71755 | -0.24894 | -0.52326 | -1.0598 | -0.71755 | -0.52326 | -0.49702 | -0.93226 | -0.48989 | -1.0932 | -1.0932 | -1.0911 | -1.0911 | -0.49345 | -0.53093 | -1.0863 | -0.69444 | -0.52348 | -0.052272 | -1.1682
48875 | THW_3132 | A | Houston | 55 | -11.3159 | -2.7076 | -0.71318 | 2.7076 | 0.71318 | -0.53971 | -0.36542 | -0.12677 | -0.26648 | -0.53971 | -0.36542 | -0.26648 | -0.25311 | -0.47476 | -0.24948 | -0.55671 | -0.55671 | -0.55566 | -0.55566 | -0.25129 | -0.27038 | -0.55319 | -0.35365 | -0.26659 | -0.02662 | -0.59493
48875 | THW_3132 | B | Houston | 53 | -10.9044 | -2.6091 | -0.68725 | 2.6091 | 0.68725 | -0.52009 | -0.35213 | -0.12216 | -0.25678 | -0.52009 | -0.35213 | -0.25678 | -0.24391 | -0.4575 | -0.24041 | -0.53647 | -0.53647 | -0.53546 | -0.53546 | -0.24216 | -0.26055 | -0.53307 | -0.34079 | -0.25689 | -0.025652 | -0.5733
48877 | THW_3334 | C | Houston | 55 | -11.3159 | -2.7076 | -0.71318 | 2.7076 | 0.71318 | -0.53971 | -0.36542 | -0.12677 | -0.26648 | -0.53971 | -0.36542 | -0.26648 | -0.25311 | -0.47476 | -0.24948 | -0.55671 | -0.55671 | -0.55566 | -0.55566 | -0.25129 | -0.27038 | -0.55319 | -0.35365 | -0.26659 | -0.02662 | -0.59493
48877 | THW_3334 | D | Houston | 57 | -11.7274 | -2.8061 | -0.73912 | 2.8061 | 0.73912 | -0.55934 | -0.37871 | -0.13139 | -0.27616 | -0.55934 | -0.37871 | -0.27616 | -0.26231 | -0.49202 | -0.25855 | -0.57695 | -0.57695 | -0.57587 | -0.57587 | -0.26043 | -0.28021 | -0.57331 | -0.36651 | -0.27628 | -0.027588 | -0.61657
48879 | THW_4142 | E | Houston | 56 | -11.5217 | -2.7568 | -0.72615 | 2.7568 | 0.72615 | -0.54953 | -0.37206 | -0.12908 | -0.27132 | -0.54953 | -0.37206 | -0.27132 | -0.25771 | -0.48339 | -0.25402 | -0.56683 | -0.56683 | -0.56577 | -0.56577 | -0.25586 | -0.2753 | -0.56325 | -0.36008 | -0.27143 | -0.027104 | -0.60575
48879 | THW_4142 | F | Houston | 55 | -11.3159 | -2.7076 | -0.71318 | 2.7076 | 0.71318 | -0.53971 | -0.36542 | -0.12677 | -0.26648 | -0.53971 | -0.36542 | -0.26648 | -0.25311 | -0.47476 | -0.24948 | -0.55671 | -0.55671 | -0.55566 | -0.55566 | -0.25129 | -0.27038 | -0.55319 | -0.35365 | -0.26659 | -0.02662 | -0.59493
48881 | THW_4344 | G | Houston | 58 | -11.9332 | -2.8553 | -0.75209 | 2.8553 | 0.75209 | -0.56915 | -0.38535 | -0.13369 | -0.28101 | -0.56915 | -0.38535 | -0.28101 | -0.26692 | -0.50066 | -0.26309 | -0.58708 | -0.58708 | -0.58597 | -0.58597 | -0.265 | -0.28513 | -0.58336 | -0.37294 | -0.28113 | -0.028072 | -0.62739
48881 | THW_4344 | H | Houston | 58 | -11.9332 | -2.8553 | -0.75209 | 2.8553 | 0.75209 | -0.56915 | -0.38535 | -0.13369 | -0.28101 | -0.56915 | -0.38535 | -0.28101 | -0.26692 | -0.50066 | -0.26309 | -0.58708 | -0.58708 | -0.58597 | -0.58597 | -0.265 | -0.28513 | -0.58336 | -0.37294 | -0.28113 | -0.028072 | -0.62739
48883 | THW_GT1_GT_1 | B2 | Houston | 0 | 0 | 0 | 0 | 0 | 0 | 0 | 0 | 0 | 0 | 0 | 0 | 0 | 0 | 0 | 0 | 0 | 0 | 0 | 0 | 0 | 0 | 0 | 0 | 0 | 0 | 0
48885 | THW_5152 | A | Houston | 46.4 | -10.3623 | -2.0659 | -0.61638 | 2.0659 | 0.61638 | -0.46521 | -0.31645 | -0.10899 | -0.21112 | -0.46521 | -0.31645 | -0.21112 | -0.19957 | -0.41287 | -0.19646 | -0.48117 | -0.48117 | -0.48024 | -0.48024 | -0.19799 | -0.21428 | -0.47662 | -0.30647 | -0.21121 | -0.022086 | -0.51499
48885 | THW_5152 | B | Houston | 47.2 | -10.541 | -2.1015 | -0.627 | 2.1015 | 0.627 | -0.47323 | -0.3219 | -0.11087 | -0.21476 | -0.47323 | -0.3219 | -0.21476 | -0.20301 | -0.41999 | -0.19984 | -0.48946 | -0.48946 | -0.48852 | -0.48852 | -0.2014 | -0.21797 | -0.48484 | -0.31176 | -0.21485 | -0.022467 | -0.52387
48886 | THW_5354 | C | Houston | 45.6 | -10.1837 | -2.0302 | -0.60575 | 2.0302 | 0.60575 | -0.45719 | -0.31099 | -0.10711 | -0.20748 | -0.45719 | -0.31099 | -0.20748 | -0.19613 | -0.40575 | -0.19307 | -0.47287 | -0.47287 | -0.47196 | -0.47196 | -0.19458 | -0.21058 | -0.4684 | -0.30119 | -0.20757 | -0.021706 | -0.50611
48886 | THW_5354 | D | Houston | 46.4 | -10.3623 | -2.0659 | -0.61638 | 2.0659 | 0.61638 | -0.46521 | -0.31645 | -0.10899 | -0.21112 | -0.46521 | -0.31645 | -0.21112 | -0.19957 | -0.41287 | -0.19646 | -0.48117 | -0.48117 | -0.48024 | -0.48024 | -0.19799 | -0.21428 | -0.47662 | -0.30647 | -0.21121 | -0.022086 | -0.51499
48887 | THW_5556 | E | Houston | 47.2 | -10.541 | -2.1015 | -0.627 | 2.1015 | 0.627 | -0.47323 | -0.3219 | -0.11087 | -0.21476 | -0.47323 | -0.3219 | -0.21476 | -0.20301 | -0.41999 | -0.19984 | -0.48946 | -0.48946 | -0.48852 | -0.48852 | -0.2014 | -0.21797 | -0.48484 | -0.31176 | -0.21485 | -0.022467 | -0.52387
48887 | THW_5556 | F | Houston | 45.6 | -10.1837 | -2.0302 | -0.60575 | 2.0302 | 0.60575 | -0.45719 | -0.31099 | -0.10711 | -0.20748 | -0.45719 | -0.31099 | -0.20748 | -0.19613 | -0.40575 | -0.19307 | -0.47287 | -0.47287 | -0.47196 | -0.47196 | -0.19458 | -0.21058 | -0.4684 | -0.30119 | -0.20757 | -0.021706 | -0.50611
48911 | TGF_GT1_8000 | 1 | Houston | 69.2 | -11.1423 | -7.4324 | -0.59657 | 7.4324 | 0.59657 | -0.47665 | -0.29306 | -0.11861 | -0.59782 | -0.47665 | -0.29306 | -0.59782 | -0.58716 | -0.34642 | -0.58343 | -0.46572 | -0.46572 | -0.46475 | -0.46475 | -0.58516 | -0.60502 | -0.49236 | -0.27936 | -0.59796 | -0.039098 | -0.48198
48921 | WAP_GN1_1 | 1 | Houston | 132.8 | -25.5471 | -9.2248 | -1.5389 | 9.2248 | 1.5389 | -1.1803 | -0.7806 | -0.28127 | -0.81181 | -1.1803 | -0.7806 | -0.81181 | -0.78325 | -0.99281 | -0.77502 | -1.2013 | -1.2013 | -1.1989 | -1.1989 | -0.779 | -0.82283 | -1.2121 | -0.75284 | -0.81207 | -0.068658 | -1.2741
48922 | WAP_GN2_2 | 2 | Houston | 132.8 | -25.5471 | -9.2248 | -1.5389 | 9.2248 | 1.5389 | -1.1803 | -0.7806 | -0.28127 | -0.81181 | -1.1803 | -0.7806 | -0.81181 | -0.78325 | -0.99281 | -0.77502 | -1.2013 | -1.2013 | -1.1989 | -1.1989 | -0.779 | -0.82283 | -1.2121 | -0.75284 | -0.81207 | -0.068658 | -1.2741
48923 | WAP_GN3_3 | 3 | Houston | 198.4 | -38.1668 | -13.7817 | -2.2991 | 13.7817 | 2.2991 | -1.7634 | -1.1662 | -0.42021 | -1.2128 | -1.7634 | -1.1662 | -1.2128 | -1.1702 | -1.4832 | -1.1579 | -1.7947 | -1.7947 | -1.7912 | -1.7912 | -1.1638 | -1.2293 | -1.8108 | -1.1247 | -1.2132 | -0.10257 | -1.9034
48924 | WAP_GN4_4 | 4 | Houston | 546 | -105.0357 | -37.9273 | -6.327 | 37.9273 | 6.327 | -4.8528 | -3.2094 | -1.1564 | -3.3377 | -4.8528 | -3.2094 | -3.3377 | -3.2203 | -4.0819 | -3.1865 | -4.9391 | -4.9391 | -4.9293 | -4.9293 | -3.2028 | -3.383 | -4.9833 | -3.0953 | -3.3388 | -0.28228 | -5.2383
48925 | WAP_GN5_5 | 5 | Houston | 573.3 | -110.2874 | -39.8237 | -6.6434 | 39.8237 | 6.6434 | -5.0955 | -3.3699 | -1.2142 | -3.5046 | -5.0955 | -3.3699 | -3.5046 | -3.3813 | -4.286 | -3.3458 | -5.1861 | -5.1861 | -5.1758 | -5.1758 | -3.363 | -3.5522 | -5.2325 | -3.25 | -3.5057 | -0.2964 | -5.5002
48926 | WAP_GN6_6 | 6 | Houston | 651 | -135.1255 | -46.4879 | -7.4344 | 46.4879 | 7.4344 | -5.7125 | -3.766 | -1.3638 | -4.0831 | -5.7125 | -3.766 | -4.0831 | -3.9457 | -4.7764 | -3.9053 | -5.8037 | -5.8037 | -5.7919 | -5.7919 | -3.9249 | -4.1378 | -5.8681 | -3.6306 | -4.0844 | -0.33787 | -6.1487
48927 | WAP_GN7_7 | 7 | Houston | 564 | -117.0672 | -40.2752 | -6.4409 | 40.2752 | 6.4409 | -4.9491 | -3.2627 | -1.1816 | -3.5374 | -4.9491 | -3.2627 | -3.5374 | -3.4184 | -4.1381 | -3.3834 | -5.0281 | -5.0281 | -5.0179 | -5.0179 | -3.4004 | -3.5848 | -5.0839 | -3.1454 | -3.5385 | -0.29272 | -5.327
48928 | WAP_GN8_8 | 8 | Houston | 603 | -125.1623 | -43.0602 | -6.8863 | 43.0602 | 6.8863 | -5.2913 | -3.4884 | -1.2633 | -3.782 | -5.2913 | -3.4884 | -3.782 | -3.6548 | -4.4242 | -3.6174 | -5.3757 | -5.3757 | -5.3649 | -5.3649 | -3.6355 | -3.8327 | -5.4354 | -3.3629 | -3.7832 | -0.31296 | -5.6953
48929 | WAPGT21_GT1 | B1 | Houston | 0 | 0 | 0 | 0 | 0 | 0 | 0 | 0 | 0 | 0 | 0 | 0 | 0 | 0 | 0 | 0 | 0 | 0 | 0 | 0 | 0 | 0 | 0 | 0 | 0 | 0 | 0
49803 | EXN_15GT | 1 | Houston | 33 | -4.9783 | -1.5831 | -0.43019 | 1.5831 | 0.43019 | -0.32535 | -0.22054 | -0.076395 | -0.15761 | -0.32535 | -0.22054 | -0.15761 | -0.14956 | -0.28677 | -0.14738 | -0.33581 | -0.33581 | -0.33515 | -0.33515 | -0.14847 | -0.15992 | -0.33343 | -0.21348 | -0.15767 | -0.015873 | -0.35901
49804 | EXN_16GT | 2 | Houston | 32 | -4.8275 | -1.5352 | -0.41715 | 1.5352 | 0.41715 | -0.31549 | -0.21386 | -0.07408 | -0.15283 | -0.31549 | -0.21386 | -0.15283 | -0.14502 | -0.27808 | -0.14291 | -0.32563 | -0.32563 | -0.32499 | -0.32499 | -0.14397 | -0.15507 | -0.32333 | -0.20701 | -0.1529 | -0.015392 | -0.34813
49805 | EXN_17GT | 3 | Houston | 31 | -4.6766 | -1.4872 | -0.40412 | 1.4872 | 0.40412 | -0.30563 | -0.20717 | -0.071765 | -0.14806 | -0.30563 | -0.20717 | -0.14806 | -0.14049 | -0.26939 | -0.13845 | -0.31546 | -0.31546 | -0.31484 | -0.31484 | -0.13947 | -0.15023 | -0.31322 | -0.20054 | -0.14812 | -0.014911 | -0.33725
49826 | EXN938GT | 5 | Houston | 43 | -6.4869 | -2.0629 | -0.56055 | 2.0629 | 0.56055 | -0.42394 | -0.28737 | -0.099545 | -0.20537 | -0.42394 | -0.28737 | -0.20537 | -0.19488 | -0.37367 | -0.19204 | -0.43757 | -0.43757 | -0.43671 | -0.43671 | -0.19346 | -0.20838 | -0.43447 | -0.27817 | -0.20545 | -0.020683 | -0.4678
49828 | EXN941GT | 10 | Houston | 17.7 | -2.6702 | -0.84914 | -0.23074 | 0.84914 | 0.23074 | -0.1745 | -0.11829 | -0.040975 | -0.084535 | -0.1745 | -0.11829 | -0.084535 | -0.080216 | -0.15381 | -0.079048 | -0.18012 | -0.18012 | -0.17976 | -0.17976 | -0.079632 | -0.085774 | -0.17884 | -0.1145 | -0.084571 | -0.0085137 | -0.19256
49829 | EXN942GT | 11 | Houston | 20 | -3.0172 | -0.95948 | -0.26072 | 0.95948 | 0.26072 | -0.19718 | -0.13366 | -0.0463 | -0.09552 | -0.19718 | -0.13366 | -0.09552 | -0.09064 | -0.1738 | -0.08932 | -0.20352 | -0.20352 | -0.20312 | -0.20312 | -0.08998 | -0.09692 | -0.20208 | -0.12938 | -0.09556 | -0.00962 | -0.21758
49830 | EXN943GT | 12 | Houston | 19 | -2.8663 | -0.91151 | -0.24768 | 0.91151 | 0.24768 | -0.18732 | -0.12698 | -0.043985 | -0.090744 | -0.18732 | -0.12698 | -0.090744 | -0.086108 | -0.16511 | -0.084854 | -0.19334 | -0.19334 | -0.19296 | -0.19296 | -0.085481 | -0.092074 | -0.19198 | -0.12291 | -0.090782 | -0.009139 | -0.2067
49831 | EXN944GT | 13 | Houston | 33 | -4.9783 | -1.5831 | -0.43019 | 1.5831 | 0.43019 | -0.32535 | -0.22054 | -0.076395 | -0.15761 | -0.32535 | -0.22054 | -0.15761 | -0.14956 | -0.28677 | -0.14738 | -0.33581 | -0.33581 | -0.33515 | -0.33515 | -0.14847 | -0.15992 | -0.33343 | -0.21348 | -0.15767 | -0.015873 | -0.35901
49832 | EXN945GT | 9 | Houston | 18.5 | -2.7909 | -0.88752 | -0.24117 | 0.88752 | 0.24117 | -0.18239 | -0.12364 | -0.042827 | -0.088356 | -0.18239 | -0.12364 | -0.088356 | -0.083842 | -0.16076 | -0.082621 | -0.18826 | -0.18826 | -0.18789 | -0.18789 | -0.083231 | -0.089651 | -0.18692 | -0.11968 | -0.088393 | -0.0088985 | -0.20126
49837 | EXN_GT | 4 | Houston | 81 | -12.2196 | -3.8859 | -1.0559 | 3.8859 | 1.0559 | -0.79858 | -0.54132 | -0.18751 | -0.38686 | -0.79858 | -0.54132 | -0.38686 | -0.36709 | -0.70389 | -0.36175 | -0.82426 | -0.82426 | -0.82264 | -0.82264 | -0.36442 | -0.39253 | -0.81842 | -0.52399 | -0.38702 | -0.038961 | -0.8812
49838 | EXN_14GT | 14 | Houston | 140 | -21.1203 | -6.7164 | -1.825 | 6.7164 | 1.825 | -1.3803 | -0.93562 | -0.3241 | -0.66864 | -1.3803 | -0.93562 | -0.66864 | -0.63448 | -1.2166 | -0.62524 | -1.4246 | -1.4246 | -1.4218 | -1.4218 | -0.62986 | -0.67844 | -1.4146 | -0.90566 | -0.66892 | -0.06734 | -1.5231
49851 | DOW17000 | 37 | Houston | 39 | -6.9803 | -3.5451 | -0.38653 | 3.5451 | 0.38653 | -0.3026 | -0.19301 | -0.073671 | -0.2973 | -0.3026 | -0.19301 | -0.2973 | -0.29028 | -0.23704 | -0.28802 | -0.30174 | -0.30174 | -0.30112 | -0.30112 | -0.28907 | -0.301 | -0.31169 | -0.18509 | -0.29738 | -0.021216 | -0.31617
49858 | DOW38100 | 31 | Houston | 45 | -8.0541 | -4.0905 | -0.44599 | 4.0905 | 0.44599 | -0.34915 | -0.2227 | -0.085005 | -0.34303 | -0.34915 | -0.2227 | -0.34303 | -0.33493 | -0.27351 | -0.33232 | -0.34817 | -0.34817 | -0.34745 | -0.34745 | -0.33354 | -0.34731 | -0.35964 | -0.21357 | -0.34313 | -0.02448 | -0.36482
49859 | DOW38200 | 33 | Houston | 28 | -5.0115 | -2.5452 | -0.27751 | 2.5452 | 0.27751 | -0.21725 | -0.13857 | -0.052892 | -0.21344 | -0.21725 | -0.13857 | -0.21344 | -0.2084 | -0.17018 | -0.20678 | -0.21664 | -0.21664 | -0.21619 | -0.21619 | -0.20754 | -0.2161 | -0.22378 | -0.13289 | -0.2135 | -0.015232 | -0.227
49860 | DOW38300 | 32 | Houston | 63 | -11.2758 | -5.7266 | -0.62439 | 5.7266 | 0.62439 | -0.48882 | -0.31179 | -0.11901 | -0.48025 | -0.48882 | -0.31179 | -0.48025 | -0.46891 | -0.38291 | -0.46525 | -0.48743 | -0.48743 | -0.48642 | -0.48642 | -0.46696 | -0.48623 | -0.5035 | -0.299 | -0.48037 | -0.034272 | -0.51074
49862 | DOW39100 | 36 | Houston | 54 | -9.665 | -4.9085 | -0.53519 | 4.9085 | 0.53519 | -0.41899 | -0.26725 | -0.10201 | -0.41164 | -0.41899 | -0.26725 | -0.41164 | -0.40192 | -0.32821 | -0.39879 | -0.4178 | -0.4178 | -0.41693 | -0.41693 | -0.40025 | -0.41677 | -0.43157 | -0.25628 | -0.41175 | -0.029376 | -0.43778
49863 | DOW39200 | 35 | Houston | 55 | -9.844 | -4.9994 | -0.5451 | 4.9994 | 0.5451 | -0.42674 | -0.2722 | -0.1039 | -0.41926 | -0.42674 | -0.2722 | -0.41926 | -0.40936 | -0.33429 | -0.40618 | -0.42553 | -0.42553 | -0.42466 | -0.42466 | -0.40766 | -0.42449 | -0.43956 | -0.26103 | -0.41937 | -0.02992 | -0.44588
49865 | DOW41000 | 41 | Houston | 31 | -5.5484 | -2.8179 | -0.30724 | 2.8179 | 0.30724 | -0.24053 | -0.15342 | -0.058559 | -0.23631 | -0.24053 | -0.15342 | -0.23631 | -0.23073 | -0.18842 | -0.22893 | -0.23985 | -0.23985 | -0.23935 | -0.23935 | -0.22977 | -0.23926 | -0.24775 | -0.14713 | -0.23638 | -0.016864 | -0.25132
49866 | DOW42000 | 42 | Houston | 11 | -1.9688 | -0.99989 | -0.10902 | 0.99989 | 0.10902 | -0.085349 | -0.054439 | -0.020779 | -0.083853 | -0.085349 | -0.054439 | -0.083853 | -0.081873 | -0.066858 | -0.081235 | -0.085107 | -0.085107 | -0.084931 | -0.084931 | -0.081532 | -0.084898 | -0.087912 | -0.052206 | -0.083875 | -0.005984 | -0.089177
49869 | DOW49000 | 45 | Houston | 59 | -10.5599 | -5.363 | -0.58475 | 5.363 | 0.58475 | -0.45778 | -0.29199 | -0.11145 | -0.44976 | -0.45778 | -0.29199 | -0.44976 | -0.43914 | -0.3586 | -0.43572 | -0.45648 | -0.45648 | -0.45554 | -0.45554 | -0.43731 | -0.45536 | -0.47153 | -0.28001 | -0.44988 | -0.032096 | -0.47831
49870 | DOW61000 | 61 | Houston | 44 | -7.8752 | -3.9996 | -0.43608 | 3.9996 | 0.43608 | -0.3414 | -0.21776 | -0.083116 | -0.33541 | -0.3414 | -0.21776 | -0.33541 | -0.32749 | -0.26743 | -0.32494 | -0.34043 | -0.34043 | -0.33972 | -0.33972 | -0.32613 | -0.33959 | -0.35165 | -0.20882 | -0.3355 | -0.023936 | -0.35671
49871 | DOW62000 | 62 | Houston | 40 | -7.1592 | -3.636 | -0.39644 | 3.636 | 0.39644 | -0.31036 | -0.19796 | -0.07556 | -0.30492 | -0.31036 | -0.19796 | -0.30492 | -0.29772 | -0.24312 | -0.2954 | -0.30948 | -0.30948 | -0.30884 | -0.30884 | -0.29648 | -0.30872 | -0.31968 | -0.18984 | -0.305 | -0.02176 | -0.32428
49872 | DOW63000 | 63 | Houston | 45 | -8.0541 | -4.0905 | -0.44599 | 4.0905 | 0.44599 | -0.34915 | -0.2227 | -0.085005 | -0.34303 | -0.34915 | -0.2227 | -0.34303 | -0.33493 | -0.27351 | -0.33232 | -0.34817 | -0.34817 | -0.34745 | -0.34745 | -0.33354 | -0.34731 | -0.35964 | -0.21357 | -0.34313 | -0.02448 | -0.36482
49873 | DOW64000 | 64 | Houston | 41 | -7.3382 | -3.7269 | -0.40635 | 3.7269 | 0.40635 | -0.31812 | -0.20291 | -0.077449 | -0.31254 | -0.31812 | -0.20291 | -0.31254 | -0.30516 | -0.2492 | -0.30279 | -0.31722 | -0.31722 | -0.31656 | -0.31656 | -0.30389 | -0.31644 | -0.32767 | -0.19459 | -0.31262 | -0.022304 | -0.33239
49876 | DOW65000 | 65 | Houston | 63 | -11.2758 | -5.7266 | -0.62439 | 5.7266 | 0.62439 | -0.48882 | -0.31179 | -0.11901 | -0.48025 | -0.48882 | -0.31179 | -0.48025 | -0.46891 | -0.38291 | -0.46525 | -0.48743 | -0.48743 | -0.48642 | -0.48642 | -0.46696 | -0.48623 | -0.5035 | -0.299 | -0.48037 | -0.034272 | -0.51074
49877 | DOW66000 | 66 | Houston | 61 | -10.9178 | -5.5448 | -0.60457 | 5.5448 | 0.60457 | -0.4733 | -0.30189 | -0.11523 | -0.465 | -0.4733 | -0.30189 | -0.465 | -0.45402 | -0.37076 | -0.45049 | -0.47196 | -0.47196 | -0.47098 | -0.47098 | -0.45213 | -0.4708 | -0.48751 | -0.28951 | -0.46513 | -0.033184 | -0.49453
49878 | DOW67000 | 67 | Houston | 65 | -11.6338 | -5.9084 | -0.64421 | 5.9084 | 0.64421 | -0.50433 | -0.32168 | -0.12279 | -0.4955 | -0.50433 | -0.32168 | -0.4955 | -0.48379 | -0.39507 | -0.48002 | -0.50291 | -0.50291 | -0.50187 | -0.50187 | -0.48178 | -0.50167 | -0.51948 | -0.30849 | -0.49562 | -0.03536 | -0.52695
49882 | DOW81000 | 81 | Houston | 47 | -8.4121 | -4.2723 | -0.46582 | 4.2723 | 0.46582 | -0.36467 | -0.2326 | -0.088783 | -0.35828 | -0.36467 | -0.2326 | -0.35828 | -0.34982 | -0.28567 | -0.34709 | -0.36364 | -0.36364 | -0.36289 | -0.36289 | -0.34836 | -0.36275 | -0.37562 | -0.22306 | -0.35837 | -0.025568 | -0.38103
49884 | DOW82000 | 82 | Houston | 51 | -9.128 | -4.6358 | -0.50546 | 4.6358 | 0.50546 | -0.39571 | -0.2524 | -0.096339 | -0.38877 | -0.39571 | -0.2524 | -0.38877 | -0.37959 | -0.30998 | -0.37663 | -0.39459 | -0.39459 | -0.39377 | -0.39377 | -0.37801 | -0.39362 | -0.40759 | -0.24205 | -0.38888 | -0.027744 | -0.41346
49885 | DOW83000 | 83 | Houston | 51 | -9.128 | -4.6358 | -0.50546 | 4.6358 | 0.50546 | -0.39571 | -0.2524 | -0.096339 | -0.38877 | -0.39571 | -0.2524 | -0.38877 | -0.37959 | -0.30998 | -0.37663 | -0.39459 | -0.39459 | -0.39377 | -0.39377 | -0.37801 | -0.39362 | -0.40759 | -0.24205 | -0.38888 | -0.027744 | -0.41346
49886 | DOW84000 | 84 | Houston | 107 | -19.151 | -9.7262 | -1.0605 | 9.7262 | 1.0605 | -0.83021 | -0.52954 | -0.20212 | -0.81566 | -0.83021 | -0.52954 | -0.81566 | -0.7964 | -0.65035 | -0.79019 | -0.82786 | -0.82786 | -0.82615 | -0.82615 | -0.79308 | -0.82583 | -0.85514 | -0.50782 | -0.81588 | -0.058208 | -0.86745
60000 | DSKY2 | 1 | West | 19.1 | 2.4023 | 2.4995 | 6.179 | -2.4995 | -6.179 | 4.8215 | 3.2843 | 0.84707 | 1.0742 | 4.8215 | 3.2843 | 1.0742 | 0.96136 | 3.9281 | 0.92879 | 4.8245 | 4.8245 | 4.8147 | 4.8147 | 0.94266 | 1.0737 | 4.9638 | 3.1602 | 1.0754 | 0.21997 | 5.0656
60003 | KING_NE1A | 1 | West | 20 | 2.5377 | 2.6533 | 6.5165 | -2.6533 | -6.5165 | 5.1003 | 3.4615 | 0.89374 | 1.1174 | 5.1003 | 3.4615 | 1.1174 | 0.99864 | 4.1149 | 0.96394 | 5.0881 | 5.0881 | 5.0777 | 5.0777 | 0.9786 | 1.1151 | 5.253 | 3.3282 | 1.1186 | 0.2283 | 5.3328
60005 | KING_SE1A | 1 | West | 10 | 1.2689 | 1.3266 | 3.2583 | -1.3266 | -3.2583 | 2.5501 | 1.7308 | 0.44687 | 0.55869 | 2.5501 | 1.7308 | 0.55869 | 0.49932 | 2.0574 | 0.48197 | 2.544 | 2.544 | 2.5389 | 2.5389 | 0.4893 | 0.55754 | 2.6265 | 1.6641 | 0.55931 | 0.11415 | 2.6664
60007 | KING_SW1A | 1 | West | 20 | 2.5599 | 2.6899 | 6.5693 | -2.6899 | -6.5693 | 5.1655 | 3.4862 | 0.90176 | 1.1035 | 5.1655 | 3.4862 | 1.1035 | 0.98428 | 4.1049 | 0.9488 | 5.1293 | 5.1293 | 5.1188 | 5.1188 | 0.96364 | 1.0984 | 5.3236 | 3.3481 | 1.1048 | 0.2249 | 5.3611
60016 | WOODWRD11A | 1 | West | 20 | 2.545 | 2.6656 | 6.5363 | -2.6656 | -6.5363 | 5.1267 | 3.4705 | 0.89686 | 1.1106 | 5.1267 | 3.4705 | 1.1106 | 0.99172 | 4.1074 | 0.95668 | 5.1035 | 5.1035 | 5.0931 | 5.0931 | 0.97142 | 1.107 | 5.2819 | 3.3351 | 1.1119 | 0.22658 | 5.3421
60017 | ORNNWP1 | 1 | West | 20 | 2.5032 | 2.5975 | 6.4461 | -2.5975 | -6.4461 | 5.0237 | 3.4272 | 0.88356 | 1.1274 | 5.0237 | 3.4272 | 1.1274 | 1.0095 | 4.1092 | 0.97568 | 5.0331 | 5.0331 | 5.0229 | 5.0229 | 0.99012 | 1.1275 | 5.171 | 3.2987 | 1.1286 | 0.23108 | 5.2885
60018 | DSKY1 | 1 | West | 21 | 2.6143 | 2.7044 | 6.7381 | -2.7044 | -6.7381 | 5.2405 | 3.5841 | 0.92329 | 1.1893 | 5.2405 | 3.5841 | 1.1893 | 1.0659 | 4.315 | 1.0307 | 5.2611 | 5.2611 | 5.2505 | 5.2505 | 1.0458 | 1.1907 | 5.3926 | 3.4514 | 1.1905 | 0.2441 | 5.5348
60019 | KING_NW1A | 1 | West | 20 | 2.5599 | 2.6899 | 6.5693 | -2.6899 | -6.5693 | 5.1655 | 3.4862 | 0.90176 | 1.1035 | 5.1655 | 3.4862 | 1.1035 | 0.98428 | 4.1049 | 0.9488 | 5.1293 | 5.1293 | 5.1188 | 5.1188 | 0.96364 | 1.0984 | 5.3236 | 3.3481 | 1.1048 | 0.2249 | 5.3611
60052 | WILDHRS11A | 1 | West | 25.3 | 3.5993 | 4.015 | 5.4568 | -4.015 | -5.4568 | 3.2899 | 6.8027 | 4.1148 | 0.95933 | 3.2899 | 6.8027 | 0.95933 | 0.84105 | 7.3018 | 0.88993 | 4.2594 | 4.2594 | 4.2533 | 4.2533 | 0.84307 | 0.94678 | 3.2448 | 6.8421 | 0.95897 | 0.21847 | 5.0758
60053 | WILDHRS21A | 1 | West | 7.8 | 1.1097 | 1.2378 | 1.6823 | -1.2378 | -1.6823 | 1.0143 | 2.0973 | 1.2686 | 0.29576 | 1.0143 | 2.0973 | 0.29576 | 0.2593 | 2.2511 | 0.27437 | 1.3132 | 1.3132 | 1.3113 | 1.3113 | 0.25992 | 0.29189 | 1.0004 | 2.1094 | 0.29565 | 0.067353 | 1.5649
60057 | CALLAHAN1A | 1 | West | 22.8 | 3.1363 | 3.4184 | 7.0722 | -3.4184 | -7.0722 | 4.0444 | 4.3635 | 1.9904 | 1.0732 | 4.0444 | 4.3635 | 1.0732 | 0.91574 | 7.3862 | 0.91588 | 5.52 | 5.52 | 5.5127 | 5.5127 | 0.92256 | 1.0289 | 3.9473 | 4.4483 | 1.0724 | 0.51879 | 6.7147
60058 | BUFF_GAP1A | 1 | West | 24 | 3.3321 | 3.6543 | 9.6421 | -3.6543 | -9.6421 | 5.0558 | 5.3931 | 1.0809 | 1.235 | 5.0558 | 5.3931 | 1.235 | 1.0115 | 10.5583 | 1.0121 | 7.5253 | 7.5253 | 7.5165 | 7.5165 | 1.0296 | 1.2079 | 4.8425 | 5.5793 | 1.2333 | 0.22661 | 9.4399
60060 | CIRELLO | 1 | West | 46.6 | 6.4698 | 7.0954 | 18.7218 | -7.0954 | -18.7218 | 9.8166 | 10.4716 | 2.0987 | 2.3979 | 9.8166 | 10.4716 | 2.3979 | 1.964 | 20.5008 | 1.9651 | 14.6116 | 14.6116 | 14.5945 | 14.5945 | 1.9991 | 2.3454 | 9.4026 | 10.8331 | 2.3946 | 0.44 | 18.3291
60063 | BUFF_GAP1B | 1 | West | 34 | 4.7205 | 5.1769 | 13.6597 | -5.1769 | -13.6597 | 7.1623 | 7.6402 | 1.5312 | 1.7496 | 7.1623 | 7.6402 | 1.7496 | 1.433 | 14.9577 | 1.4337 | 10.6608 | 10.6608 | 10.6484 | 10.6484 | 1.4586 | 1.7113 | 6.8602 | 7.9039 | 1.7472 | 0.32103 | 13.3732
60066 | H_HOLLOW1A | 1 | West | 44.4 | 6.1644 | 6.7604 | 17.838 | -6.7604 | -17.838 | 9.3532 | 9.9772 | 1.9996 | 2.2847 | 9.3532 | 9.9772 | 2.2847 | 1.8713 | 19.5329 | 1.8723 | 13.9218 | 13.9218 | 13.9055 | 13.9055 | 1.9047 | 2.2347 | 8.9587 | 10.3216 | 2.2816 | 0.41922 | 17.4638
60068 | HHOLLOW21A | 1 | West | 36.8 | 5.1092 | 5.6032 | 14.7846 | -5.6032 | -14.7846 | 7.7522 | 8.2694 | 1.6573 | 1.8937 | 7.7522 | 8.2694 | 1.8937 | 1.551 | 16.1895 | 1.5518 | 11.5388 | 11.5388 | 11.5253 | 11.5253 | 1.5787 | 1.8522 | 7.4252 | 8.5549 | 1.891 | 0.34747 | 14.4745
60070 | HHOLLOW31A | 1 | West | 44.8 | 6.2199 | 6.8213 | 17.9987 | -6.8213 | -17.9987 | 9.4374 | 10.0671 | 2.0176 | 2.3053 | 9.4374 | 10.0671 | 2.3053 | 1.8881 | 19.7089 | 1.8892 | 14.0472 | 14.0472 | 14.0308 | 14.0308 | 1.9219 | 2.2548 | 9.0394 | 10.4146 | 2.3021 | 0.423 | 17.6211
60072 | HHOLLOW41A | 1 | West | 23 | 3.1933 | 3.502 | 9.2404 | -3.502 | -9.2404 | 4.8451 | 5.1684 | 1.0358 | 1.1835 | 4.8451 | 5.1684 | 1.1835 | 0.96936 | 10.1184 | 0.96989 | 7.2117 | 7.2117 | 7.2033 | 7.2033 | 0.98668 | 1.1576 | 4.6408 | 5.3468 | 1.1819 | 0.21717 | 9.0466
60081 | WHRLWIND1A | 1 | West | 12 | 1.6976 | 1.8873 | 2.9328 | -1.8873 | -2.9328 | 1.9287 | 2.9505 | 1.7067 | 0.48132 | 1.9287 | 2.9505 | 0.48132 | 0.42084 | 3.2566 | 0.43334 | 2.2894 | 2.2894 | 2.2857 | 2.2857 | 0.41886 | 0.47214 | 1.9327 | 2.947 | 0.48136 | 0.10849 | 2.6282
60201 | RIO DRCS | F | West | 0 | 0 | 0 | 0 | 0 | 0 | 0 | 0 | 0 | 0 | 0 | 0 | 0 | 0 | 0 | 0 | 0 | 0 | 0 | 0 | 0 | 0 | 0 | 0 | 0 | 0 | 0
60202 | FRNDDRCS | F | West | 0 | 0 | 0 | 0 | 0 | 0 | 0 | 0 | 0 | 0 | 0 | 0 | 0 | 0 | 0 | 0 | 0 | 0 | 0 | 0 | 0 | 0 | 0 | 0 | 0 | 0 | 0
71051 | L_BITTCR1_1N | W1 | West | 7.5 | 1.0521 | 1.1616 | 3.0316 | -1.1616 | -3.0316 | 1.9278 | 1.6545 | 0.35543 | 0.35924 | 1.9278 | 1.6545 | 0.35924 | 0.29546 | 2.7105 | 0.28852 | 2.3665 | 2.3665 | 2.3628 | 2.3628 | 0.29466 | 0.3342 | 1.9204 | 1.661 | 0.35918 | 0.06528 | 2.7577
71054 | L_SWEETW1_1N | W1 | West | 21.5 | 3.0161 | 3.33 | 8.6906 | -3.33 | -8.6906 | 5.5263 | 4.743 | 1.0189 | 1.0298 | 5.5263 | 4.743 | 1.0298 | 0.84697 | 7.77 | 0.8271 | 6.784 | 6.784 | 6.7735 | 6.7735 | 0.84469 | 0.95804 | 5.505 | 4.7616 | 1.0297 | 0.18714 | 7.9054
71057 | L_SWEETW1_2N | W1 | West | 27 | 3.7877 | 4.1819 | 10.9138 | -4.1819 | -10.9138 | 6.94 | 5.9563 | 1.2796 | 1.2933 | 6.94 | 5.9563 | 1.2933 | 1.0636 | 9.7576 | 1.0387 | 8.5194 | 8.5194 | 8.5062 | 8.5062 | 1.0608 | 1.2031 | 6.9133 | 5.9796 | 1.2931 | 0.23501 | 9.9277
71059 | L_SWEETW1_3N | W1 | West | 23.8 | 3.3388 | 3.6863 | 9.6203 | -3.6863 | -9.6203 | 6.1175 | 5.2504 | 1.1279 | 1.14 | 6.1175 | 5.2504 | 1.14 | 0.93758 | 8.6012 | 0.91559 | 7.5097 | 7.5097 | 7.4981 | 7.4981 | 0.93505 | 1.0605 | 6.0939 | 5.2709 | 1.1398 | 0.20716 | 8.7511
71060 | L_SWEETW1_4N | W1 | West | 21 | 2.946 | 3.2526 | 8.4885 | -3.2526 | -8.4885 | 5.3978 | 4.6327 | 0.99521 | 1.0059 | 5.3978 | 4.6327 | 1.0059 | 0.82727 | 7.5893 | 0.80787 | 6.6262 | 6.6262 | 6.616 | 6.616 | 0.82505 | 0.93576 | 5.377 | 4.6508 | 1.0057 | 0.18278 | 7.7216
76031 | L_GASCCR1_1N | W1 | West | 30 | 4.1067 | 4.4656 | 10.1968 | -4.4656 | -10.1968 | 7.7873 | 5.4065 | 1.3034 | 1.5952 | 7.7873 | 5.4065 | 1.5952 | 1.4057 | 6.7688 | 1.355 | 7.9614 | 7.9614 | 7.9457 | 7.9457 | 1.3781 | 1.6269 | 7.9921 | 5.2276 | 1.5969 | 0.3048 | 8.4649
76091 | L_DIVIDE1_1N | W1 | West | 110 | 15.0082 | 16.2844 | 36.9983 | -16.2844 | -36.9983 | 27.7783 | 19.6859 | 4.7192 | 5.9553 | 27.7783 | 19.6859 | 5.9553 | 5.2584 | 25.4255 | 5.0846 | 28.8867 | 28.8867 | 28.8309 | 28.8309 | 5.1674 | 6.1303 | 28.4374 | 19.1105 | 5.9606 | 1.141 | 31.011
80003 | MILHWYS | F | South | 0 | 0 | 0 | 0 | 0 | 0 | 0 | 0 | 0 | 0 | 0 | 0 | 0 | 0 | 0 | 0 | 0 | 0 | 0 | 0 | 0 | 0 | 0 | 0 | 0 | 0 | 0
80010 | EPLVT1 | F | South | 0 | 0 | 0 | 0 | 0 | 0 | 0 | 0 | 0 | 0 | 0 | 0 | 0 | 0 | 0 | 0 | 0 | 0 | 0 | 0 | 0 | 0 | 0 | 0 | 0 | 0 | 0
80012 | LAR | F | South | 0 | 0 | 0 | 0 | 0 | 0 | 0 | 0 | 0 | 0 | 0 | 0 | 0 | 0 | 0 | 0 | 0 | 0 | 0 | 0 | 0 | 0 | 0 | 0 | 0 | 0 | 0
80051 | FOR #8 | 8 | South | 28 | -3.2714 | -4.3895 | -0.08792 | 4.3895 | 0.08792 | -0.088564 | -0.033992 | -0.026964 | -0.35308 | -0.088564 | -0.033992 | -0.35308 | -0.35188 | -0.014196 | -0.35081 | -0.068656 | -0.068656 | -0.06846 | -0.06846 | -0.3512 | -0.35647 | -0.094108 | -0.029148 | -0.35314 | -0.01596 | -0.059612
80052 | FOR #9 | 9 | South | 29.7 | -3.47 | -4.656 | -0.093258 | 4.656 | 0.093258 | -0.093941 | -0.036056 | -0.028601 | -0.37452 | -0.093941 | -0.036056 | -0.37452 | -0.37324 | -0.015058 | -0.37211 | -0.072824 | -0.072824 | -0.072617 | -0.072617 | -0.37253 | -0.37811 | -0.099822 | -0.030918 | -0.37458 | -0.016929 | -0.063231
80053 | FOR #10 | 10 | South | 68.4 | -7.9916 | -10.723 | -0.21478 | 10.723 | 0.21478 | -0.21635 | -0.083038 | -0.065869 | -0.86252 | -0.21635 | -0.083038 | -0.86252 | -0.85958 | -0.034679 | -0.85698 | -0.16772 | -0.16772 | -0.16724 | -0.16724 | -0.85794 | -0.8708 | -0.22989 | -0.071204 | -0.86266 | -0.038988 | -0.14562
80080 | GWINDT11A | 1 | South | 40.6 | -4.1591 | -6.8616 | 0.0080388 | 6.8616 | -0.0080388 | -0.034469 | 0.024725 | -0.020503 | -0.55362 | -0.034469 | 0.024725 | -0.55362 | -0.55456 | 0.087209 | -0.5535 | 0.0062524 | 0.0062524 | 0.0063742 | 0.0063742 | -0.55378 | -0.55809 | -0.041493 | 0.030856 | -0.55366 | -0.019204 | 0.032033
80080 | GWINDT11A | 2 | South | 17.7 | -1.8132 | -2.9914 | 0.0035046 | 2.9914 | -0.0035046 | -0.015027 | 0.010779 | -0.0089385 | -0.24136 | -0.015027 | 0.010779 | -0.24136 | -0.24176 | 0.03802 | -0.2413 | 0.0027258 | 0.0027258 | 0.0027789 | 0.0027789 | -0.24143 | -0.2433 | -0.018089 | 0.013452 | -0.24137 | -0.0083721 | 0.013965
80080 | GWINDT11A | 3 | South | 16.4 | -1.68 | -2.7717 | 0.0032472 | 2.7717 | -0.0032472 | -0.013924 | 0.0099876 | -0.008282 | -0.22363 | -0.013924 | 0.0099876 | -0.22363 | -0.22401 | 0.035227 | -0.22358 | 0.0025256 | 0.0025256 | 0.0025748 | 0.0025748 | -0.2237 | -0.22543 | -0.016761 | 0.012464 | -0.22365 | -0.0077572 | 0.01294
80080 | GWINDT11A | 4 | South | 8.2 | -0.84001 | -1.3858 | 0.0016236 | 1.3858 | -0.0016236 | -0.0069618 | 0.0049938 | -0.004141 | -0.11182 | -0.0069618 | 0.0049938 | -0.11182 | -0.112 | 0.017614 | -0.11179 | 0.0012628 | 0.0012628 | 0.0012874 | 0.0012874 | -0.11185 | -0.11272 | -0.0083804 | 0.006232 | -0.11182 | -0.0038786 | 0.0064698
80081 | GWINDT21A | 1 | South | 40.6 | -4.1591 | -6.8616 | 0.0080388 | 6.8616 | -0.0080388 | -0.034469 | 0.024725 | -0.020503 | -0.55362 | -0.034469 | 0.024725 | -0.55362 | -0.55456 | 0.087209 | -0.5535 | 0.0062524 | 0.0062524 | 0.0063742 | 0.0063742 | -0.55378 | -0.55809 | -0.041493 | 0.030856 | -0.55366 | -0.019204 | 0.032033
80081 | GWINDT21A | 2 | South | 15.5 | -1.5878 | -2.6196 | 0.003069 | 2.6196 | -0.003069 | -0.013159 | 0.0094395 | -0.0078275 | -0.21136 | -0.013159 | 0.0094395 | -0.21136 | -0.21171 | 0.033294 | -0.21131 | 0.002387 | 0.002387 | 0.0024335 | 0.0024335 | -0.21142 | -0.21306 | -0.015841 | 0.01178 | -0.21137 | -0.0073315 | 0.01223
80081 | GWINDT21A | 3 | South | 18.6 | -1.9054 | -3.1435 | 0.0036828 | 3.1435 | -0.0036828 | -0.015791 | 0.011327 | -0.009393 | -0.25363 | -0.015791 | 0.011327 | -0.25363 | -0.25406 | 0.039953 | -0.25357 | 0.0028644 | 0.0028644 | 0.0029202 | 0.0029202 | -0.2537 | -0.25568 | -0.019009 | 0.014136 | -0.25365 | -0.0087978 | 0.014675
80081 | GWINDT21A | 4 | South | 9.5 | -0.97318 | -1.6055 | 0.001881 | 1.6055 | -0.001881 | -0.0080655 | 0.0057855 | -0.0047975 | -0.12954 | -0.0080655 | 0.0057855 | -0.12954 | -0.12976 | 0.020406 | -0.12951 | 0.001463 | 0.001463 | 0.0014915 | 0.0014915 | -0.12958 | -0.13059 | -0.009709 | 0.00722 | -0.12955 | -0.0044935 | 0.0074955
80137 | CSDR89 | 8 | South | 33.9 | -3.7799 | -5.4913 | -0.082445 | 5.4913 | 0.082445 | -0.090818 | -0.027967 | -0.029357 | -0.44178 | -0.090818 | -0.027967 | -0.44178 | -0.4408 | 0.0023391 | -0.43962 | -0.064376 | -0.064376 | -0.064173 | -0.064173 | -0.44006 | -0.44592 | -0.097361 | -0.022204 | -0.44185 | -0.01912 | -0.051053
80137 | CSDR89 | 9 | South | 0 | 0 | 0 | 0 | 0 | 0 | 0 | 0 | 0 | 0 | 0 | 0 | 0 | 0 | 0 | 0 | 0 | 0 | 0 | 0 | 0 | 0 | 0 | 0 | 0 | 0 | 0
80138 | CSDR7 | 7 | South | 6.1 | -0.68016 | -0.98811 | -0.014835 | 0.98811 | 0.014835 | -0.016342 | -0.0050325 | -0.0052826 | -0.079495 | -0.016342 | -0.0050325 | -0.079495 | -0.079318 | 0.0004209 | -0.079105 | -0.011584 | -0.011584 | -0.011547 | -0.011547 | -0.079184 | -0.080239 | -0.017519 | -0.0039955 | -0.079507 | -0.0034404 | -0.0091866
80139 | CSDR56 | 5 | South | 15 | -1.6725 | -2.4298 | -0.03648 | 2.4298 | 0.03648 | -0.040185 | -0.012375 | -0.01299 | -0.19548 | -0.040185 | -0.012375 | -0.19548 | -0.19504 | 0.001035 | -0.19452 | -0.028485 | -0.028485 | -0.028395 | -0.028395 | -0.19471 | -0.19731 | -0.04308 | -0.009825 | -0.19551 | -0.00846 | -0.02259
80139 | CSDR56 | 6 | South | 0 | 0 | 0 | 0 | 0 | 0 | 0 | 0 | 0 | 0 | 0 | 0 | 0 | 0 | 0 | 0 | 0 | 0 | 0 | 0 | 0 | 0 | 0 | 0 | 0 | 0 | 0
80140 | CSDR11 | 11 | South | 33.9 | -3.7799 | -5.4913 | -0.082445 | 5.4913 | 0.082445 | -0.090784 | -0.027967 | -0.029357 | -0.44178 | -0.090784 | -0.027967 | -0.44178 | -0.4408 | 0.0023391 | -0.43962 | -0.064376 | -0.064376 | -0.064173 | -0.064173 | -0.44006 | -0.44592 | -0.097361 | -0.022204 | -0.44185 | -0.01912 | -0.051053
80180 | PNSCALT11A | 1 | South | 63 | -6.4537 | -10.6473 | 0.012474 | 10.6473 | -0.012474 | -0.053487 | 0.038367 | -0.031815 | -0.85907 | -0.053487 | 0.038367 | -0.85907 | -0.86052 | 0.13532 | -0.85888 | 0.009702 | 0.009702 | 0.009891 | 0.009891 | -0.85932 | -0.866 | -0.064386 | 0.04788 | -0.85913 | -0.029799 | 0.049707
80180 | PNSCALT11A | 2 | South | 21.6 | -2.2127 | -3.6505 | 0.0042768 | 3.6505 | -0.0042768 | -0.018338 | 0.013154 | -0.010908 | -0.29454 | -0.018338 | 0.013154 | -0.29454 | -0.29503 | 0.046397 | -0.29447 | 0.0033264 | 0.0033264 | 0.0033912 | 0.0033912 | -0.29462 | -0.29691 | -0.022075 | 0.016416 | -0.29456 | -0.010217 | 0.017042
80181 | PNSCALT21A | 1 | South | 23.7 | -2.4278 | -4.0054 | 0.0046926 | 4.0054 | -0.0046926 | -0.020121 | 0.014433 | -0.011968 | -0.32317 | -0.020121 | 0.014433 | -0.32317 | -0.32372 | 0.050908 | -0.3231 | 0.0036498 | 0.0036498 | 0.0037209 | 0.0037209 | -0.32327 | -0.32578 | -0.024221 | 0.018012 | -0.3232 | -0.01121 | 0.018699
80181 | PNSCALT21A | 2 | South | 21.6 | -2.2127 | -3.6505 | 0.0042768 | 3.6505 | -0.0042768 | -0.018338 | 0.013154 | -0.010908 | -0.29454 | -0.018338 | 0.013154 | -0.29454 | -0.29503 | 0.046397 | -0.29447 | 0.0033264 | 0.0033264 | 0.0033912 | 0.0033912 | -0.29462 | -0.29691 | -0.022075 | 0.016416 | -0.29456 | -0.010217 | 0.017042
80223 | REYSHR G | 1 | South | 12 | -1.27 | -1.9987 | -0.00876 | 1.9987 | 0.00876 | -0.017952 | 0.001236 | -0.007584 | -0.162 | -0.017952 | 0.001236 | -0.162 | -0.16205 | 0.017004 | -0.1617 | -0.00684 | -0.00684 | -0.006792 | -0.006792 | -0.16181 | -0.16337 | -0.020112 | 0.003132 | -0.16201 | -0.006072 | -0.00024
80224 | VISTRONG1 | 1 | South | 13.1 | -1.4413 | -2.142 | -0.029829 | 2.142 | 0.029829 | -0.033706 | -0.0096809 | -0.011069 | -0.17246 | -0.033706 | -0.0096809 | -0.17246 | -0.17212 | 0.0025938 | -0.17168 | -0.023279 | -0.023279 | -0.0232 | -0.0232 | -0.17183 | -0.17407 | -0.036235 | -0.007467 | -0.17249 | -0.0074015 | -0.017921
80225 | VISTRONG2 | 2 | South | 20.2 | -2.2225 | -3.303 | -0.045995 | 3.303 | 0.045995 | -0.051975 | -0.014928 | -0.017069 | -0.26593 | -0.051975 | -0.014928 | -0.26593 | -0.26541 | 0.0039996 | -0.26472 | -0.035895 | -0.035895 | -0.035774 | -0.035774 | -0.26496 | -0.26842 | -0.055873 | -0.011514 | -0.26597 | -0.011413 | -0.027634
80226 | ALCOA G | 1 | South | 32.3 | -3.7347 | -5.1025 | -0.096577 | 5.1025 | 0.096577 | -0.098838 | -0.036531 | -0.030459 | -0.4105 | -0.098838 | -0.036531 | -0.4105 | -0.40921 | -0.012403 | -0.40801 | -0.075388 | -0.075388 | -0.075162 | -0.075162 | -0.40847 | -0.41441 | -0.1052 | -0.030976 | -0.41057 | -0.018379 | -0.064503
80227 | AIRCO G | 1 | South | 7.2 | -0.79919 | -1.1696 | -0.016646 | 1.1696 | 0.016646 | -0.018684 | -0.0054648 | -0.00612 | -0.09419 | -0.018684 | -0.0054648 | -0.09419 | -0.093996 | 0.001188 | -0.093744 | -0.012989 | -0.012989 | -0.012953 | -0.012953 | -0.093838 | -0.095062 | -0.020074 | -0.004248 | -0.094198 | -0.0040392 | -0.010087
80265 | LARECU40A | 4 | South | 80 | -6.7218 | -13.1546 | 1.1582 | 13.1546 | -1.1582 | 0.7392 | 0.66752 | 0.11696 | -0.83472 | 0.7392 | 0.66752 | -0.83472 | -0.85904 | 1.0507 | -0.8612 | 0.90424 | 0.90424 | 0.90288 | 0.90288 | -0.85936 | -0.83456 | 0.7368 | 0.6696 | -0.83472 | 0.02296 | 1.0522
80266 | LARECU50A | 5 | South | 80 | -6.7218 | -13.1546 | 1.1582 | 13.1546 | -1.1582 | 0.7392 | 0.66752 | 0.11696 | -0.83472 | 0.7392 | 0.66752 | -0.83472 | -0.85904 | 1.0507 | -0.8612 | 0.90424 | 0.90424 | 0.90288 | 0.90288 | -0.85936 | -0.83456 | 0.7368 | 0.6696 | -0.83472 | 0.02296 | 1.0522
88198 | BEEVILLE | F | South | 0 | 0 | 0 | 0 | 0 | 0 | 0 | 0 | 0 | 0 | 0 | 0 | 0 | 0 | 0 | 0 | 0 | 0 | 0 | 0 | 0 | 0 | 0 | 0 | 0 | 0 | 0
88253 | HAMILTON | F | South | 0 | 0 | 0 | 0 | 0 | 0 | 0 | 0 | 0 | 0 | 0 | 0 | 0 | 0 | 0 | 0 | 0 | 0 | 0 | 0 | 0 | 0 | 0 | 0 | 0 | 0 | 0
88299 | ZAPATA | F | South | 0 | 0 | 0 | 0 | 0 | 0 | 0 | 0 | 0 | 0 | 0 | 0 | 0 | 0 | 0 | 0 | 0 | 0 | 0 | 0 | 0 | 0 | 0 | 0 | 0 | 0 | 0
88508 | FALFURRI | F | South | 0 | 0 | 0 | 0 | 0 | 0 | 0 | 0 | 0 | 0 | 0 | 0 | 0 | 0 | 0 | 0 | 0 | 0 | 0 | 0 | 0 | 0 | 0 | 0 | 0 | 0 | 0
x | x | x | x | x | x | x | x | x | x | [21 empty] | x | bar: 1 to 21
[5 empty] | CSC 1 | CSC 2 | CSC 3 | CSC 4 | CSC 5 | CRE 1 | CRE 2 | CRE 3 | CRE 4 | CRE 5 | CRE 6 | CRE 7 | CRE 8 | CRE 9 | CRE 10 | CRE 11 | CRE 12 | CRE 13 | CRE 14 | CRE 15 | CRE 16 | CRE 17 | CRE 18 | CRE 19 | CRE 20 | CRE 21 | CRE 22
|  |  |  | North | 2966.0097 | 3360.9092 | -531.5249 | -3360.9092 | 531.5249 | -378.2869 | -292.7702 | -103.6131 | 173.1874 | -378.2869 | -292.7702 | 173.1874 | 183.5998 | -406.7436 | 185.5471 | -414.9337 | -414.9337 | -414.1892 | -414.1892 | 184.5083 | 177.4533 | -384.0925 | -287.6993 | 173.1445 | -1.035 | -458.3858 | 0
| GSF sums |  |  | South | -1318.0487 | -3987.2221 | -10.2799 | 3987.2221 | 10.2799 | -27.6668 | 4.6816 | -11.6291 | -300.6045 | -27.6668 | 4.6816 | -300.6045 | -300.7948 | 33.197 | -300.2108 | -8.0278 | -8.0278 | -7.9582 | -7.9582 | -300.3879 | -303.7534 | -31.3693 | 7.9159 | -300.6342 | -14.0321 | 3.8365 | 0
|  |  |  | West | 738.601 | 809.9318 | 1749.5296 | -809.9318 | -1749.5296 | 1337.7934 | 1291.075 | 254.2108 | 251.5791 | 1337.7934 | 1291.075 | 251.5791 | 219.0931 | 1307.1604 | 215.8589 | 1366.0252 | 1366.0252 | 1363.2492 | 1363.2492 | 214.3209 | 244.9565 | 1378.5075 | 1255.5312 | 251.9058 | 49.7332 | 1432.7315 | 0
|  |  |  | Houston | -3414.6014 | -1356.3784 | -234.1737 | 1356.3784 | 234.1737 | -179.4803 | -118.8566 | -42.7495 | -121.7137 | -179.4803 | -118.8566 | -121.7137 | -117.3772 | -151.3409 | -116.1176 | -182.8072 | -182.8072 | -182.4442 | -182.4442 | -116.7296 | -123.3506 | -184.3006 | -114.6492 | -121.7539 | -10.2707 | -193.9521 | 0
Avg weighted GSF |  |  |  | North | 0.15827 | 0.17935 | -0.028363 | -0.17935 | 0.028363 | -0.020186 | -0.015623 | -0.005529 | 0.0092417 | -0.020186 | -0.015623 | 0.0092417 | 0.0097973 | -0.021705 | 0.0099012 | -0.022142 | -0.022142 | -0.022102 | -0.022102 | 0.0098458 | 0.0094693 | -0.020496 | -0.015352 | 0.0092394 | -5.5229e-05 | -0.024461 | 0
Weighted by Generation only |  |  |  | South | -0.069126 | -0.20911 | -0.00053913 | 0.20911 | 0.00053913 | -0.001451 | 0.00024553 | -0.00060989 | -0.015765 | -0.001451 | 0.00024553 | -0.015765 | -0.015775 | 0.001741 | -0.015745 | -0.00042102 | -0.00042102 | -0.00041737 | -0.00041737 | -0.015754 | -0.015931 | -0.0016452 | 0.00041515 | -0.015767 | -0.00073592 | 0.00020121 | 0
|  |  |  | West | 0.13846 | 0.15183 | 0.32798 | -0.15183 | -0.32798 | 0.25079 | 0.24203 | 0.047656 | 0.047163 | 0.25079 | 0.24203 | 0.047163 | 0.041073 | 0.24505 | 0.040466 | 0.25608 | 0.25608 | 0.25556 | 0.25556 | 0.040178 | 0.045921 | 0.25842 | 0.23537 | 0.047224 | 0.0093233 | 0.26859 | 0
|  |  |  | Houston | -0.16971 | -0.067412 | -0.011638 | 0.067412 | 0.011638 | -0.0089201 | -0.0059072 | -0.0021246 | -0.0060491 | -0.0089201 | -0.0059072 | -0.0060491 | -0.0058336 | -0.0075216 | -0.005771 | -0.0090855 | -0.0090855 | -0.0090674 | -0.0090674 | -0.0058014 | -0.0061305 | -0.0091597 | -0.005698 | -0.0060511 | -0.00051045 | -0.0096394 | 0
North gen | 18739.8 |  |  | CSC 1 | CSC 1: N to H
South gen | 19067.4 |  |  | CSC 2 | CSC 1: N to S
West gen | 5334.3 |  |  | CSC 3 | CSC 1: W to N
Houston gen | 20120.8 |  |  | CSC 4 | CSC 1: S to N
Total gen | 63262.3 |  |  | CSC 5 | CSC 1: N to W
check | 63262.3 |  |  | check CSC GSF differences | bar: CSC 4 to CSC 5
|  |  |  | N to H | CSC 1: 0.32798
|  |  |  | N to S | CSC 1: 0.38846
|  |  |  | W to N | CSC 1: 0.35634
|  |  |  | S to N | CSC 1: 0.38846
|  |  |  | N to W | CSC 1: 0.35634
REVISED CORRELATION TEST (SHAM'S CONCEPT - June 2009)
PTDF |  |  |  | N-S | 0.2274 | 0.38846 | -0.027824 | -0.38846 | 0.027824 | -0.018735 | -0.015868 | -0.0049191 | 0.025007 | -0.018735 | -0.015868 | 0.025007 | 0.025573 | -0.023446 | 0.025646 | -0.021721 | -0.021721 | -0.021685 | -0.021685 | 0.0256 | 0.0254 | -0.018851 | -0.015767 | 0.025006 | 0.00068069 | -0.024662 | 0
|  |  |  | N-W | 0.019811 | 0.027511 | -0.35634 | -0.027511 | 0.35634 | -0.27098 | -0.25766 | -0.053185 | -0.037921 | -0.27098 | -0.25766 | -0.037921 | -0.031275 | -0.26675 | -0.030565 | -0.27823 | -0.27823 | -0.27767 | -0.27767 | -0.030332 | -0.036452 | -0.27892 | -0.25072 | -0.037984 | -0.0093785 | -0.29305 | 0
|  |  |  | N-H | 0.32798 | 0.24676 | -0.016725 | -0.24676 | 0.016725 | -0.011266 | -0.0097158 | -0.0034044 | 0.015291 | -0.011266 | -0.0097158 | 0.015291 | 0.015631 | -0.014183 | 0.015672 | -0.013056 | -0.013056 | -0.013035 | -0.013035 | 0.015647 | 0.0156 | -0.011336 | -0.0096543 | 0.015291 | 0.00045522 | -0.014821 | 0
|  |  |  | S-W | -0.20759 | -0.36095 | -0.32852 | 0.36095 | 0.32852 | -0.25224 | -0.24179 | -0.048266 | -0.062928 | -0.25224 | -0.24179 | -0.062928 | -0.056848 | -0.24331 | -0.056211 | -0.2565 | -0.2565 | -0.25598 | -0.25598 | -0.055932 | -0.061852 | -0.26007 | -0.23495 | -0.062991 | -0.010059 | -0.26839 | 0
|  |  |  | S-H | 0.10058 | -0.1417 | 0.011099 | 0.1417 | -0.011099 | 0.0074691 | 0.0061527 | 0.0015148 | -0.0097162 | 0.0074691 | 0.0061527 | -0.0097162 | -0.0099417 | 0.0092626 | -0.0099737 | 0.0086645 | 0.0086645 | 0.0086501 | 0.0086501 | -0.0099526 | -0.0098 | 0.0075145 | 0.0061132 | -0.0097158 | -0.00022547 | 0.0098406 | 0
|  |  |  | W-H | 0.30817 | 0.21925 | 0.33962 | -0.21925 | -0.33962 | 0.25971 | 0.24794 | 0.049781 | 0.053212 | 0.25971 | 0.24794 | 0.053212 | 0.046906 | 0.25257 | 0.046237 | 0.26517 | 0.26517 | 0.26463 | 0.26463 | 0.045979 | 0.052052 | 0.26758 | 0.24107 | 0.053275 | 0.0098337 | 0.27823 | 0
[9 empty] | A, N-W | 1.315 | 1.383 | 6.7 | 9.397 | 1.315 | 1.383 | 9.397 | 11.3937 | 1.3358 | 11.6585 | 1.2808 | 1.2808 | 1.2833 | 1.2833 | 11.748 | 9.7757 | 1.2776 | 1.4213 | 9.3812 | 37.9955 | 1.216 | #DIV/0!
[9 empty] | B1, N-S | -0.003187 | -0.005878 | 0.0051342 | -0.26281 | -0.003187 | -0.005878 | -0.26281 | -0.31919 | 0.0034957 | -0.32682 | -5.043e-06 | -5.043e-06 | 4.7754e-06 | 4.7754e-06 | -0.32857 | -0.27613 | -0.0037408 | -0.0054146 | -0.26241 | -0.053687 | 0.0021638 | #DIV/0!
[9 empty] | B2, W-H | -0.0019098 | -0.003288 | 0.0060845 | -0.16041 | -0.0019098 | -0.003288 | -0.16041 | -0.19482 | 0.0022215 | -0.19944 | -2.9183e-06 | -2.9183e-06 | 2.9884e-06 | 2.9884e-06 | -0.20055 | -0.16922 | -0.0022419 | -0.0030038 | -0.16017 | -0.034021 | 0.0012972 | #DIV/0!
[9 empty] | B3, N-H | -0.0019098 | -0.003288 | 0.0060845 | -0.16041 | -0.0019098 | -0.003288 | -0.16041 | -0.19482 | 0.0022215 | -0.19944 | -2.9183e-06 | -2.9183e-06 | 2.9884e-06 | 2.9884e-06 | -0.20055 | -0.16922 | -0.0022419 | -0.0030038 | -0.16017 | -0.034021 | 0.0012972 | #DIV/0!
[9 empty] | B4, S-W | 0.003187 | 0.005878 | -0.0051342 | 0.26281 | 0.003187 | 0.005878 | 0.26281 | 0.31919 | -0.0034957 | 0.32682 | 5.043e-06 | 5.043e-06 | -4.7754e-06 | -4.7754e-06 | 0.32857 | 0.27613 | 0.0037408 | 0.0054146 | 0.26241 | 0.053687 | -0.0021638 | #DIV/0!
[9 empty] | B5, S-H | 0.0012772 | 0.00259 | 0.00095037 | 0.1024 | 0.0012772 | 0.00259 | 0.1024 | 0.12437 | -0.0012742 | 0.12738 | 2.1247e-06 | 2.1247e-06 | -1.7871e-06 | -1.7871e-06 | 0.12802 | 0.1069 | 0.0014989 | 0.0024108 | 0.10225 | 0.019666 | -0.00086667 | #DIV/0!
[9 empty] | A/CSC ptdf | 0% | 0% | 0% | 0% | 0% | 0% | 0% | 0% | 0% | 0% | 0% | 0% | 0% | 0% | 0% | 0% | 0% | 0% | 0% | 0% | 0% | #DIV/0!
[9 empty] | B1/CSC ptdf | 0.8944% | 1.65% | -1.441% | 73.75% | 0.8944% | 1.65% | 73.75% | 89.57% | -0.981% | 91.71% | 0.001415% | 0.001415% | -0.00134% | -0.00134% | 92.21% | 77.49% | 1.05% | 1.52% | 73.64% | 15.07% | -0.6072% | #DIV/0!
[9 empty] | B2/CSC ptdf | 0.536% | 0.9227% | -1.708% | 45.02% | 0.536% | 0.9227% | 45.02% | 54.67% | -0.6234% | 55.97% | 0.000819% | 0.000819% | -0.0008386% | -0.0008386% | 56.28% | 47.49% | 0.6292% | 0.843% | 44.95% | 9.547% | -0.364% | #DIV/0!
[9 empty] | B3/CSC ptdf | 0.536% | 0.9227% | -1.708% | 45.02% | 0.536% | 0.9227% | 45.02% | 54.67% | -0.6234% | 55.97% | 0.000819% | 0.000819% | -0.0008386% | -0.0008386% | 56.28% | 47.49% | 0.6292% | 0.843% | 44.95% | 9.547% | -0.364% | #DIV/0!
[9 empty] | B4/CSC ptdf | -0.8944% | -1.65% | 1.441% | -73.75% | -0.8944% | -1.65% | -73.75% | -89.57% | 0.981% | -91.71% | -0.001415% | -0.001415% | 0.00134% | 0.00134% | -92.21% | -77.49% | -1.05% | -1.52% | -73.64% | -15.07% | 0.6072% | #DIV/0!
[9 empty] | B5/CSC ptdf | -0.3584% | -0.7268% | -0.2667% | -28.74% | -0.3584% | -0.7268% | -28.74% | -34.9% | 0.3576% | -35.75% | -0.0005963% | -0.0005963% | 0.0005015% | 0.0005015% | -35.93% | -30% | -0.4206% | -0.6765% | -28.69% | -5.519% | 0.2432% | #DIV/0!
[9 empty] | Max Abs Error | 0.8944% | 1.65% | 1.708% | 73.75% | 0.8944% | 1.65% | 73.75% | 89.57% | 0.981% | 91.71% | 0.001415% | 0.001415% | 0.00134% | 0.00134% | 92.21% | 77.49% | 1.05% | 1.52% | 73.64% | 15.07% | 0.6072% | #DIV/0!
Note on I1019: from NH_043009automation.xls column x

## pw CUT AND PASTE
624 | POWER WORLD CUT AND PASTE AREA (column headings should match the col headings in green) PASTE into B3 | [12 empty] | 69 | [5 empty] | 69 | 69 | note: ----> | Bus mapping OK | [8 empty] | 0 | Get final bus mapping from ERCOT after the BOARD
| Number of Bus | Name of Bus | ID | Area Name of Gen | AGC | P Sensitivity of Bus | Gen MW | Min MW | Max MW | V Sensitivity of Bus | Set Volt |  |  |  | note: ------------------------> | All non-movable gens have been found and match | [5 empty] | note: ----> | The correct number of moveable gens have been copied | [9 empty] | approves a final scenario
| Generator Sensitivities | [14 empty] | Movable Gens excluded list is below (R5:U164) |  |  |  | all | found |  | 555 | <-- should be | 555 | [7 empty] | 2009 Bus Mapping
cnt | Number of Bus | Name of Bus | ID | Area Name of Gen | AGC | P Sensitivity of Bus | Gen MW | Min MW | Max MW | V Sensitivity of Bus | Set Volt |  | PW Unique | is PW gen excluded |  | BUS_NAM | BUS_NUM | UNIT_ID | Unique | Exclude ? | Yes |  | cnt | Number of Bus | Name of Bus | ID | Area Name of Gen | Gen MW | P Sensitivity of Bus |  | 09 Zone |  | Number | Name | Area Name
1 | 238 | BOSQUESW505 | 1 | North | YES | -0.012574 | 255 | 0 | 255 | 0 | 1.02 |  | 2381 | n |  | WHITNYDM01 | 244 | 1 | 2441 | y | y |  | 1 | 238 | BOSQUESW505 | 1 | North | 255 | -0.012574 |  | North |  | 1 | ROANSPRARE | North
2 | 239 | BOSQUESW502 | 1 | North | YES | -0.012574 | 119.2 | 0 | 149 | 0 | 1.02 |  | 2391 | n |  | WHITNYDM02 | 245 | 2 | 2452 | y | y |  | 2 | 239 | BOSQUESW502 | 1 | North | 119.2 | -0.012574 |  | North |  | 2 | KEITHSW | North
3 | 244 | WHITNYDM01 | 1 | North | YES | -0.011918 | 15 | 0 | 15 | 0 | 1.035 |  | 2441 | y |  | MRSSHPRD | 344 | 1 | 3441 | y | y |  | 3 | 247 | BOSQUESW501 | 2 | North | 124.8 | -0.012574 |  | North |  | 4 | IOLA | North
4 | 245 | WHITNYDM02 | 2 | North | YES | -0.011918 | 15 | 0 | 15 | 0 | 1.035 |  | 2452 | y |  | MRSSHPRD01 | 345 | 2 | 3452 | y | y |  | 4 | 251 | BOSQUESW803 | 2 | North | 150 | -0.0114 |  | North |  | 9 | BEDIAS | North
5 | 247 | BOSQUESW501 | 2 | North | YES | -0.012574 | 124.8 | 0 | 156 | 0 | 1.02 |  | 2472 | n |  | JNSNCNTY802 | 366 | 1 | 3661 | y | y |  | 5 | 253 | BOSQUESW804 | 2 | North | 80 | -0.0114 |  | North |  | 13 | KEITH | North
6 | 251 | BOSQUESW803 | 2 | North | YES | -0.0114 | 150 | 0 | 150 |  | 1.032 |  | 2512 | n |  | JNSNCNTY802 | 367 | 2 | 3672 | y | y |  | 6 | 332 | RWMILLER01 | 1 | North | 58.4 | -0.003413 |  | North |  | 17 | CARLOSSW | North
7 | 253 | BOSQUESW804 | 2 | North | YES | -0.0114 | 80 | 0 | 80 |  | 1.032 |  | 2532 | n |  | WOLFRIDGE801 | 728 | 1 | 7281 | y | y |  | 7 | 333 | RWMILLER02 | 2 | North | 95.2 | -0.003413 |  | North |  | 21 | CARLOS | North
8 | 332 | RWMILLER01 | 1 | North | YES | -0.003413 | 58.4 | 18.5 | 73 | 0 | 1.04 |  | 3321 | n |  | GIBN_CREK_G1 | 990 | 1 | 9901 | y | y |  | 8 | 334 | RWMILLER03 | 3 | North | 166.4 | -0.003413 |  | North |  | 25 | NORTHZULCH | North
9 | 333 | RWMILLER02 | 2 | North | YES | -0.003413 | 95.2 | 37 | 119 | 0 | 1.04 |  | 3332 | n |  | CALENG1G_1G | 1045 | 1 | 10451 | y | y |  | 9 | 335 | RWMILLER04 | 4 | North | 81.6 | -0.003413 |  | North |  | 29 | BOONEVILLE | North
10 | 334 | RWMILLER03 | 3 | North | YES | -0.003413 | 166.4 | 65 | 208 | 0 | 1.04 |  | 3343 | n |  | CALENG2G_2G | 1046 | 2 | 10462 | y | y |  | 10 | 336 | RWMILLER05 | 5 | North | 80.8 | -0.003413 |  | North |  | 31 | HEARNECITY | North
11 | 335 | RWMILLER04 | 4 | North | YES | -0.003413 | 81.6 | 0 | 102 | 0 | 1.04 |  | 3354 | n |  | CALENG3G_3G | 1047 | 3 | 10473 | y | y |  | 11 | 503 | NTHTEXAS01 | 1 | North | 0 | -0.022199 |  | North |  | 32 | ROBERTSON | North
12 | 336 | RWMILLER05 | 5 | North | YES | -0.003413 | 80.8 | 0 | 101 | 0 | 1.04 |  | 3365 | n |  | KINDERMG_1G | 1069 | 1 | 10691 | y | y |  | 12 | 504 | NTHTEXAS02 | 2 | North | 14.4 | -0.022199 |  | North |  | 33 | WATSONCHPL | North
13 | 344 | MRSSHPRD | 1 | North | YES | -0.013764 | 12 | 0 | 12 |  | 1.03 |  | 3441 | y |  | KINDERMG_2G | 1070 | 1 | 10701 | y | y |  | 13 | 505 | NTHTEXAS03 | 3 | North | 30.4 | -0.022199 |  | North |  | 34 | CALVERTMIN | North
14 | 345 | MRSSHPRD01 | 2 | North | YES | -0.013764 | 12 | 0 | 12 |  | 1.03 |  | 3452 | y |  | KINDERMG_3G | 1071 | 1 | 10711 | y | y |  | 14 | 580 | JCKCNTY801 | 1 | North | 288 | -0.025243 |  | North |  | 35 | HEARNE8 | North
15 | 366 | JNSNCNTY802 | 1 | North | YES | -0.017109 | 168 | 20 | 168 | 0 | 1.02 |  | 3661 | y |  | BSP 1 | 1320 | 1 | 13201 | y | y |  | 15 | 581 | JCKCNTY802 | 2 | North | 147 | -0.025243 |  | North |  | 36 | HEARNE9 | North
16 | 367 | JNSNCNTY802 | 2 | North | YES | -0.017109 | 90 | 20 | 90 | 0 | 1.02 |  | 3672 | y |  | MESQUITW_1G | 1437 | 1 | 14371 | y | y |  | 16 | 582 | JCKCNTY803 | 3 | North | 147 | -0.025243 |  | North |  | 37 | RIDGE | North
17 | 503 | NTHTEXAS01 | 1 | North | YES | -0.022199 | 0 | 5 | 18 |  | 1.015 |  | 5031 | n |  | MESQUITW_2G | 1438 | 1 | 14381 | y | y |  | 17 | 837 | NEWMAN_G5 | 1 | North | 0 | -0.026721 |  | North |  | 38 | SUTTON | North
18 | 504 | NTHTEXAS02 | 2 | North | YES | -0.022199 | 14.4 | 5 | 18 |  | 1.015 |  | 5042 | n |  | COKFIELD_5 | 1442 | 1 | 14421 | y | y |  | 18 | 842 | OLINGER_G1 | 1 | North | 55.4 | -0.026849 |  | North |  | 40 | JEWETT | North
19 | 505 | NTHTEXAS03 | 3 | North | YES | -0.022199 | 30.4 | 15 | 38 |  | 1.015 |  | 5053 | n |  | WFCOGEN_1G | 1479 | 2 | 14792 | y | y |  | 19 | 843 | OLINGER_G2 | 1 | North | 76.2 | -0.026849 |  | North |  | 43 | HILTPLKSSW | North
20 | 580 | JCKCNTY801 | 1 | North | YES | -0.025243 | 288 | 0 | 288 | 0 | 1.022 |  | 5801 | n |  | WFCOGEN_1G | 1479 | 1 | 14791 | y | y |  | 20 | 844 | OLINGER_G3 | 1 | North | 103.9 | -0.026849 |  | North |  | 45 | OLETHA | North
21 | 581 | JCKCNTY802 | 2 | North | YES | -0.025243 | 147 | 0 | 147 | 0 | 1.022 |  | 5812 | n |  | WFCOGEN_2G | 1482 | 2 | 14822 | y | y |  | 21 | 845 | OLINGER_G4 | 1 | North | 51.9 | -0.026849 |  | North |  | 46 | FARRAR | North
22 | 582 | JCKCNTY803 | 3 | North | YES | -0.025243 | 147 | 0 | 147 | 0 | 1.022 |  | 5823 | n |  | WFCOGEN_2G | 1482 | 1 | 14821 | y | y |  | 22 | 923 | SPENCER_G4 | 1 | North | 48 | -0.034632 |  | North |  | 47 | HILTOPLKS8 | North
23 | 728 | WOLFRIDGE801 | 1 | North | YES | -0.02757 | 11.2 | 0 | 112.5 | 0 | 0.99 |  | 7281 | y |  | BARTNWND_1G | 1600 | 1 | 16001 | y | y |  | 23 | 924 | SPENCER_G5 | 1 | North | 52 | -0.034632 |  | North |  | 48 | HILTOPLKS9 | North
24 | 837 | NEWMAN_G5 | 1 | North | YES | -0.026721 | 0 | 15 | 40 |  | 1.01 |  | 8371 | n |  | SLSTR1PP_1G | 1643 | 1 | 16431 | y | y |  | 24 | 948 | STEAM1 | 1 | North | 0 | -0.026729 |  | North |  | 53 | ELLIOTT | North
25 | 842 | OLINGER_G1 | 1 | North | YES | -0.026849 | 55.4 | 20 | 79 | 0 | 1.03 |  | 8421 | n |  | PEC_1G | 1675 | 1 | 16751 | y | y |  | 25 | 949 | STEAM2 | 1 | North | 26 | -0.026729 |  | North |  | 57 | FRANKLIN | North
26 | 843 | OLINGER_G2 | 1 | North | YES | -0.026849 | 76.2 | 25 | 110 | 0 | 1.03 |  | 8431 | n |  | PEC_2G | 1676 | 2 | 16762 | y | y |  | 26 | 950 | STEAM3 | 1 | North | 41 | -0.026729 |  | North |  | 61 | BRANCHVILE | North
27 | 844 | OLINGER_G3 | 1 | North | YES | -0.026849 | 103.9 | 45 | 150 | 0 | 1.03 |  | 8441 | n |  | PEC_3G | 1677 | 3 | 16773 | y | y |  | 27 | 1002 | PBCTAGE_1G | A | West | 64 | 0.27866 |  | West | 0 | 64 | MILANO | South
28 | 845 | OLINGER_G4 | 1 | North | YES | -0.026849 | 51.9 | 0 | 76 | 0 | 1.03 |  | 8451 | n |  | MOSES_1G | 1701 | 1 | 17011 | y | y |  | 28 | 1003 | PBCTBGE_2G | B | West | 65 | 0.27866 |  | West | 0 | 65 | SILVERCITY | North
29 | 923 | SPENCER_G4 | 1 | North | YES | -0.034632 | 48 | 20 | 61 | 0 | 1.03 |  | 9231 | n |  | MOSES_2G | 1702 | 2 | 17022 | y | y |  | 29 | 1004 | PBCTCGE_3G | C | West | 62 | 0.27866 |  | West | 0 | 69 | BARCLAY | South
30 | 924 | SPENCER_G5 | 1 | North | YES | -0.034632 | 52 | 20 | 66 | 0 | 1.03 |  | 9241 | n |  | MOSES_3G | 1703 | 3 | 17033 | y | y |  | 30 | 1005 | PBCTDGE_4G | D | West | 65 | 0.27866 |  | West | 0 | 73 | CALVERTSW | North
31 | 948 | STEAM1 | 1 | North | YES | -0.026729 | 0 | 12 | 20 |  | 1.02 |  | 9481 | n |  | EAGLEMNT_1G | 1861 | MB | 1861MB | y | y |  | 31 | 1006 | PBCTEGE_5G | E | West | 65 | 0.27866 |  | West | 0 | 75 | PETTIBONE | South
32 | 949 | STEAM2 | 1 | North | YES | -0.026729 | 26 | 8 | 26 | 0 | 0.99 |  | 9491 | n |  | EAGLEMNT_2G | 1862 | MB | 1862MB | y | y |  | 32 | 1007 | PB5GEN_6G | 5 | West | 91.2 | 0.27866 |  | West | 0 | 77 | CALVERT | North
33 | 950 | STEAM3 | 1 | North | YES | -0.026729 | 41 | 13 | 42 | 0 | 1.02 |  | 9501 | n |  | EAGLEMNT_3G | 1863 | MB | 1863MB | y | y |  | 33 | 1008 | PB6GEN_7G | 6 | West | 515 | 0.27866 |  | West | 0 | 81 | PLESNTGROV | North
34 | 990 | GIBN_CREK_G1 | 1 | North | YES | -0.015799 | 463 | 200 | 463 | 0 | 1.0275 |  | 9901 | y |  | COMCHEPK_1G | 1898 | 1 | 18981 | y | y |  | 34 | 1037 | MORGAN5G_5G | 5 | West | 109.6 | 0.28009 |  | West | 0 | 85 | KOSSESWCH | North
35 | 1002 | PBCTAGE_1G | A | West | YES | 0.27866 | 64 | 64 | 66 | 0 | 1.036 |  | 1002A | n |  | COMCHEPK_2G | 1899 | 2 | 18992 | y | y |  | 35 | 1039 | MRGNAG_1G | A | West | 69 | 0.28009 |  | West | 0 | 86 | BEARGRASS | North
36 | 1003 | PBCTBGE_2G | B | West | YES | 0.27866 | 65 | 65 | 66 | 0 | 1.036 |  | 1003B | n |  | HANDLEY_1G | 1945 | MB | 1945MB | y | y |  | 36 | 1040 | MRGNBG_2G | B | West | 70 | 0.28009 |  | West | 0 | 89 | KOSSE | North
37 | 1004 | PBCTCGE_3G | C | West | YES | 0.27866 | 62 | 62 | 67 | 0 | 1.036 |  | 1004C | n |  | HANDLEY_2G | 1946 | MB | 1946MB | y | y |  | 37 | 1041 | MRGNCG_3G | C | West | 69 | 0.28009 |  | West | 0 | 91 | PERRY8 | North
38 | 1005 | PBCTDGE_4G | D | West | YES | 0.27866 | 65 | 65 | 68 | 0 | 1.036 |  | 1005D | n |  | COLLIN_1G | 2371 | MB | 2371MB | y | y |  | 38 | 1042 | MRGNDG_4G | D | West | 68 | 0.28009 |  | West | 0 | 92 | PERRY9 | North
39 | 1006 | PBCTEGE_5G | E | West | YES | 0.27866 | 65 | 65 | 67 | 0 | 1.036 |  | 1006E | n |  | MTCK3_G | 2419 | MB | 2419MB | y | y |  | 39 | 1043 | MRGNEG_5G | E | West | 68 | 0.28009 |  | West | 0 | 93 | PETTEWAY | North
40 | 1007 | PB5GEN_6G | 5 | West | YES | 0.27866 | 91.2 | 40 | 114 | 0 | 1.036 |  | 10075 | n |  | MARTLAKE_1G | 3097 | 1 | 30971 | y | y |  | 40 | 1044 | MRGNFG_6G | F | West | 66 | 0.28009 |  | West | 0 | 95 | HALLSBURG | North
41 | 1008 | PB6GEN_7G | 6 | West | YES | 0.27866 | 515 | 130 | 515 | 0 | 1.036 |  | 10086 | n |  | MARTLAKE_2G | 3098 | 2 | 30982 | y | y |  | 41 | 1049 | ROSCOEWI_5 | 1 | West | 41.8 | 0.23295 |  | West | 0 | 99 | BENHUR | North
42 | 1037 | MORGAN5G_5G | 5 | West | YES | 0.28009 | 109.6 | 40 | 137 | 0 | 1.029 |  | 10375 | n |  | MARTLAKE_3G | 3099 | 3 | 30993 | y | y |  | 42 | 1057 | ROSCOEWI_5 | 2 | West | 25.3 | 0.23295 |  | West | 0 | 103 | GROESBECK | North
43 | 1039 | MRGNAG_1G | A | West | YES | 0.28009 | 69 | 69 | 69 | 0 | 1.029 |  | 1039A | n |  | CHAMPION_1G | 3348 | MB | 3348MB | y | y |  | 43 | 1058 | LONGSHORE_5 | 1 | West | 30 | 0.28287 |  | West | 0 | 104 | BUTLER | North
44 | 1040 | MRGNBG_2G | B | West | YES | 0.28009 | 70 | 70 | 71 | 0 | 1.029 |  | 1040B | n |  | BBRN_1G | 3381 | 1 | 33811 | y | y |  | 44 | 1058 | LONGSHORE_5 | 2 | West | 44 | 0.28287 |  | West | 0 | 107 | PRAIRIEHIL | North
45 | 1041 | MRGNCG_3G | C | West | YES | 0.28009 | 69 | 69 | 70 | 0 | 1.029 |  | 1041C | n |  | BBRN_2G | 3382 | 2 | 33822 | y | y |  | 45 | 1058 | LONGSHORE_5 | 3 | West | 23.4 | 0.28287 |  | West | 0 | 110 | BUCKHOLTS | North
46 | 1042 | MRGNDG_4G | D | West | YES | 0.28009 | 68 | 68 | 68 | 0 | 1.029 |  | 1042D | n |  | DCEAST | 5925 | EQ | 5925EQ | y | y |  | 46 | 1060 | ROSCOEWI_5 | 3 | West | 39.4 | 0.23295 |  | West | 0 | 114 | BARTLETTSW | South
47 | 1043 | MRGNEG_5G | E | West | YES | 0.28009 | 68 | 68 | 70 | 0 | 1.029 |  | 1043E | n |  | OKLA7A | 6100 | EQ | 6100EQ | y | y |  | 47 | 1061 | CIELOGEN_1G | 1 | West | 19.8 | 0.27212 |  | West | 0 | 115 | DINGDONG | South
48 | 1044 | MRGNFG_6G | F | West | YES | 0.28009 | 66 | 66 | 66 | 0 | 1.029 |  | 1044F | n |  | DENISNDM | 6948 | 1 | 69481 | y | y |  | 48 | 1062 | CIELOGEN_2G | 1 | West | 12.2 | 0.27212 |  | West | 0 | 116 | SALTY | South
49 | 1045 | CALENG1G_1G | 1 | West | YES | 0.28243 | 73.4 | 27 | 73.4 | 0 | 1.014 |  | 10451 | y |  | DENISNDM | 6948 | 2 | 69482 | y | y |  | 49 | 1068 | SCURRYCW_1G | 1 | West | 28.2 | 0.27225 |  | West | 0 | 117 | CEDARVALLY | South
50 | 1046 | CALENG2G_2G | 2 | West | YES | 0.28243 | 73.4 | 27 | 73.4 | 0 | 1.014 |  | 10462 | y |  | JOS #1 | 8139 | MB | 8139MB | y | y |  | 50 | 1072 | ROSCOEWI_5 | 4 | West | 63.6 | 0.23295 |  | West | 0 | 118 | BARTLETT | South
51 | 1047 | CALENG3G_3G | 3 | West | YES | 0.28243 | 70.4 | 27 | 70.4 | 0 | 1.014 |  | 10473 | y |  | LAR #1 | 8285 | MB | 8285MB | y | y |  | 51 | 1073 | SCURRYCW_2G | 2 | West | 24 | 0.27225 |  | West | 0 | 120 | TALBRTRIDG | South
52 | 1049 | ROSCOEWI_5 | 1 | West | YES | 0.23295 | 41.8 | 0 | 209 |  | 1.01 |  | 10491 | n |  | LAR #2 | 8287 | MB | 8287MB | y | y |  | 52 | 1146 | NOTREES_1G | 1 | West | 29.8 | 0.27861 |  | West | 0 | 122 | SCHWERTNER | South
53 | 1057 | ROSCOEWI_5 | 2 | West | YES | 0.23295 | 25.3 | 0 | 126.5 |  | 1.01 |  | 10572 | n |  | LAR #3 | 8288 | MB | 8288MB | y | y |  | 53 | 1170 | AIRLAMESA_1G | 1 | West | 0 | 0.27651 |  | West | 0 | 123 | JARREL | South
54 | 1058 | LONGSHORE_5 | 1 | West | YES | 0.28287 | 30 | 0 | 150 |  | 1.01 |  | 10581 | n |  | BATES0A | 8388 | MB | 8388MB | y | y |  | 54 | 1301 | BULLCREK_8 | 1 | West | 36 | 0.27465 |  | West | 0 | 125 | STLHOSHOLW | South
55 | 1058 | LONGSHORE_5 | 2 | West | YES | 0.28287 | 44 | 0 | 220 |  | 1.01 |  | 10582 | n |  | BATES0B | 8393 | MB | 8393MB | y | y |  | 55 | 1302 | COYOTEWG_8 | 1 | West | 45 | 0.27543 |  | West | 0 | 126 | POAGE | South
56 | 1058 | LONGSHORE_5 | 3 | West | YES | 0.28287 | 23.4 | 0 | 117 |  | 1.01 |  | 10583 | n |  | NUECES_B0C | 8437 | MB | 8437MB | y | y |  | 56 | 1326 | STANTONW_8 | 1 | West | 20.1 | 0.27899 |  | West | 0 | 127 | THRNDALNTH | South
57 | 1060 | ROSCOEWI_5 | 3 | West | YES | 0.23295 | 39.4 | 0 | 197 | 0 | 1.01 |  | 10603 | n |  | NUECES_B0B | 8438 | MB | 8438MB | y | y |  | 57 | 1327 | WILDHRSE_1G | 1 | West | 24 | 0.27745 |  | West | 0 | 130 | SEATON8 | South
58 | 1061 | CIELOGEN_1G | 1 | West | YES | 0.27212 | 19.8 | 0 | 99 |  | 1 |  | 10611 | n |  | NUECES_B0A | 8442 | MB | 8442MB | y | y |  | 58 | 1328 | OCOTILLO_1G | 1 | West | 11.6 | 0.27914 |  | West | 0 | 131 | SEATON9 | South
59 | 1062 | CIELOGEN_2G | 1 | West | YES | 0.27212 | 12.2 | 0 | 61 |  | 1 |  | 10621 | n |  | B_DAVIS0B | 8459 | MB | 8459MB | y | y |  | 59 | 1333 | MCDDONAL_8 | 1 | West | 42.8 | 0.27928 |  | West | 0 | 132 | BELLCNTY8 | South
60 | 1068 | SCURRYCW_1G | 1 | West | YES | 0.27225 | 28.2 | 1.3 | 141 |  | 1.01 |  | 10681 | n |  | B_DAVIS0A | 8460 | MB | 8460MB | y | y |  | 60 | 1343 | TRENTIPP_8 | 1 | West | 30 | 0.28177 |  | West | 0 | 133 | BELLCNTY9 | South
61 | 1069 | KINDERMG_1G | 1 | West | YES | 0.27212 | 25 | 5 | 25 | 0 | 1.017 |  | 10691 | y |  | BRYN_ATKINS3 | 32886 | MB | 32886MB | y | y |  | 61 | 1349 | WESTXWIN_1G | 1 | West | 1.3 | 0.27546 |  | West | 0 | 136 | TRIMMIER | South
62 | 1070 | KINDERMG_2G | 1 | West | YES | 0.27212 | 45.7 | 12 | 45.7 | 0 | 1.017 |  | 10701 | y |  | BRYN_ATKINS6 | 32887 | MB | 32887MB | y | y |  | 62 | 1350 | NWPWRG1_1G | 1 | West | 6.9 | 0.27546 |  | West | 0 | 137 | MOODY | South
63 | 1071 | KINDERMG_3G | 1 | West | YES | 0.27212 | 45.7 | 12 | 45.7 | 0 | 1.017 |  | 10711 | y |  | BRYN_ATKINS4 | 32890 | MB | 32890MB | y | y |  | 63 | 1354 | AEPWIND_8 | 1 | West | 20.2 | 0.28177 |  | West | 0 | 139 | LAKEBELTON | South
64 | 1072 | ROSCOEWI_5 | 4 | West | YES | 0.23295 | 63.6 | 0 | 318 | 0 | 1.01 |  | 10724 | n |  | BRYN_ATKINS5 | 32891 | MB | 32891MB | y | y |  | 64 | 1360 | GUNSIGHT_8 | 1 | West | 24 | 0.27696 |  | West | 0 | 141 | MOFFAT | South
65 | 1073 | SCURRYCW_2G | 2 | West | YES | 0.27225 | 24 | 0 | 120 | 0 | 1.017 |  | 10732 | n |  | TNTNPONE_18 | 39960 | 1 | 399601 | y | y |  | 65 | 1416 | SWETWATR_1G | 1 | West | 30 | 0.28343 |  | West | 0 | 142 | TUGTSVILSW | North
66 | 1146 | NOTREES_1G | 1 | West | YES | 0.27861 | 29.8 | 0 | 149 | 0 | 1.017 |  | 11461 | n |  | TNTNPONE_28 | 39970 | 1 | 399701 | y | y |  | 66 | 1417 | SWETWATR_2G | 2 | West | 72 | 0.28343 |  | West | 0 | 145 | LEONJUNCTN | North
67 | 1170 | AIRLAMESA_1G | 1 | West | YES | 0.27651 | 0 | 0 | 180 |  | 1 |  | 11701 | n |  | LEG_1___1 | 48721 | 1 | 487211 | y | y |  | 67 | 1418 | SWETWATR_3G | 3 | West | 68 | 0.28343 |  | West | 0 | 146 | SPRINGVALY | North
68 | 1301 | BULLCREK_8 | 1 | West | YES | 0.27465 | 36 | 0 | 180 | 0 | 1.017 |  | 13011 | n |  | LEG_2___2 | 48722 | 2 | 487222 | y | y |  | 68 | 1419 | SWETWATR_4G | 4 | West | 61 | 0.28343 |  | West | 0 | 147 | LORENA | North
69 | 1302 | COYOTEWG_8 | 1 | West | YES | 0.27543 | 45 | 0 | 225 |  | 1.01 |  | 13021 | n |  | PHR_GN2_2 | 48772 | MB | 48772MB | y | y |  | 69 | 1432 | GRHAMSES_2G | 2 | North | 294.9 | -0.1047 |  | North |  | 149 | SANTAFESW | North
70 | 1320 | BSP 1 | 1 | West | YES | 0.27735 | 25.5 | 2.9 | 25.8 | 0 | 1 |  | 13201 | y | [8 empty] | 70 | 1433 | GRHAMSES_1G | 1 | North | 242 | -0.030061 |  | North |  | 153 | SANTAFE | North
71 | 1326 | STANTONW_8 | 1 | West | YES | 0.27899 | 20.1 | 0 | 100.5 |  | 1.01 |  | 13261 | n | [8 empty] | 71 | 1453 | WCPWRCO_1G | 1 | North | 204 | -0.052699 |  | North |  | 157 | GATESVILLE | North
72 | 1327 | WILDHRSE_1G | 1 | West | YES | 0.27745 | 24 | 0 | 120 |  | 1 |  | 13271 | n | [8 empty] | 72 | 1454 | WCPWRCO_2G | 2 | North | 204 | -0.052699 |  | North |  | 158 | PANCAKE | North
73 | 1328 | OCOTILLO_1G | 1 | West | YES | 0.27914 | 11.6 | 0 | 58 |  | 1.01 |  | 13281 | n | [8 empty] | 73 | 1455 | WCPWRCO_3G | 3 | North | 242 | -0.052699 |  | North |  | 160 | MOSHEIM | North
74 | 1333 | MCDDONAL_8 | 1 | West | YES | 0.27928 | 42.8 | 0 | 214.2 |  | 1.01 |  | 13331 | n | [8 empty] | 74 | 1678 | LAMARPWR_1G | 1 | North | 160 | -0.027534 |  | North |  | 161 | MCGREGOR | North
75 | 1343 | TRENTIPP_8 | 1 | West | YES | 0.28177 | 30 | 0 | 150 |  | 1.014 |  | 13431 | n | [8 empty] | 75 | 1679 | LAMARPWR_2G | 2 | North | 156 | -0.027534 |  | North |  | 164 | PATTON | North
76 | 1349 | WESTXWIN_1G | 1 | West | YES | 0.27546 | 1.3 | 0 | 6.6 |  | 1.014 |  | 13491 | n | [8 empty] | 76 | 1680 | LAMARPWR_3G | 3 | North | 196 | -0.027534 |  | North |  | 165 | WINDSORSW | North
77 | 1350 | NWPWRG1_1G | 1 | West | YES | 0.27546 | 6.9 | 1 | 34.3 |  | 1.014 |  | 13501 | n | [8 empty] | 77 | 1681 | LAMARPWR_4G | 4 | North | 156 | -0.027534 |  | North |  | 169 | WINDSOR | North
78 | 1354 | AEPWIND_8 | 1 | West | YES | 0.28177 | 20.2 | 0 | 101 |  | 1 |  | 13541 | n | [8 empty] | 78 | 1682 | LAMARPWR_5G | 5 | North | 157 | -0.027534 |  | North |  | 170 | COTTONBELT | North
79 | 1360 | GUNSIGHT_8 | 1 | West | YES | 0.27696 | 24 | 0 | 120 | 0 | 1.01 |  | 13601 | n | [8 empty] | 79 | 1683 | LAMARPWR_6G | 6 | North | 198 | -0.027534 |  | North |  | 173 | CRAWFORD | North
80 | 1416 | SWETWATR_1G | 1 | West | YES | 0.28343 | 30 | 18 | 30 | 0 | 1.026 |  | 14161 | n | [8 empty] | 80 | 1687 | VALLEY_1G | 1 | North | 136 | -0.027884 |  | North |  | 175 | CHINASPRGS | North
81 | 1417 | SWETWATR_2G | 2 | West | YES | 0.28343 | 72 | 36 | 72 | 0 | 1.026 |  | 14172 | n | [8 empty] | 81 | 1688 | VALLEY_2G | 2 | North | 527 | -0.027884 |  | North |  | 177 | BOSQUE | North
82 | 1418 | SWETWATR_3G | 3 | West | YES | 0.28343 | 68 | 36 | 68 | 0 | 1.026 |  | 14183 | n | [8 empty] | 82 | 1689 | VALLEY_3G | 3 | North | 0 | -0.02764 |  | North |  | 181 | CAYOTE | North
83 | 1419 | SWETWATR_4G | 4 | West | YES | 0.28343 | 61 | 36 | 61 | 0 | 1.026 |  | 14194 | n | [8 empty] | 83 | 1877 | WLFHOLW_1G | 1 | North | 217.3 | -0.015589 |  | North |  | 185 | MIDWAY | North
84 | 1432 | GRHAMSES_2G | 2 | North | YES | -0.1047 | 294.9 | 90 | 366 | 0 | 1.014 |  | 14322 | n | [8 empty] | 84 | 1878 | WLFHOLW_2G | 2 | North | 215.7 | -0.015589 |  | North |  | 186 | NAVAROMILS | North
85 | 1433 | GRHAMSES_1G | 1 | North | YES | -0.030061 | 242 | 60 | 242 | 0 | 1.038 |  | 14331 | n | [8 empty] | 85 | 1879 | WLFHOLW_3G | 3 | North | 272.4 | -0.015589 |  | North |  | 190 | DAWSON | North
86 | 1437 | MESQUITW_1G | 1 | North | YES | -0.35884 | 40 | 0 | 400 | 0 | 1.023 |  | 14371 | y | [8 empty] | 86 | 1889 | DECRDOVA_1G | 1 | North | 779 | -0.02157 |  | North |  | 192 | TELICO | North
87 | 1438 | MESQUITW_2G | 1 | North | YES | -0.35796 | 23.6 | 0 | 236 |  | 1.017 |  | 14381 | y | [8 empty] | 87 | 1892 | DECRDOVA_2G | A | North | 65 | -0.017162 |  | North |  | 193 | BARRY | North
88 | 1442 | COKFIELD_5 | 1 | North | YES | -0.29718 | 16.5 | 0 | 165 |  | 1.029 |  | 14421 | y | [8 empty] | 88 | 1893 | DECRDOVA_3G | B | North | 65 | -0.017162 |  | North |  | 194 | PURDON | North
89 | 1453 | WCPWRCO_1G | 1 | North | YES | -0.052699 | 204 | 50 | 204 | 0 | 1.02 |  | 14531 | n | [8 empty] | 89 | 1894 | DECRDOVA_4G | C | North | 65 | -0.017162 |  | North |  | 195 | FREESTONE | North
90 | 1454 | WCPWRCO_2G | 2 | North | YES | -0.052699 | 204 | 50 | 204 | 0 | 1.02 |  | 14542 | n | [8 empty] | 90 | 1895 | DECRDOVA_5G | D | North | 65 | -0.017162 |  | North |  | 196 | FAIRFIELD | North
91 | 1455 | WCPWRCO_3G | 3 | North | YES | -0.052699 | 242 | 50 | 242 |  | 1.02 |  | 14553 | n | [8 empty] | 91 | 1937 | MDLTHELP_5G | 5 | North | 224 | -0.022503 |  | North |  | 197 | OAKGROVE | North
92 | 1479 | WFCOGEN_1G | 1 | North | YES | -0.017083 | 16 | 12 | 20 | 0 | 1 |  | 14791 | y | [8 empty] | 92 | 1938 | MDLTHELP_6G | 6 | North | 226 | -0.022503 |  | North |  | 198 | EMMETT | North
93 | 1479 | WFCOGEN_1G | 2 | North | YES | -0.017083 | 16 | 12 | 20 | 0 | 1 |  | 14792 | y | [8 empty] | 93 | 1941 | MDLTHELP_1G | 1 | North | 216.4 | -0.023589 |  | North |  | 200 | CHATFIELD | North
94 | 1482 | WFCOGEN_2G | 1 | North | YES | -0.017083 | 16 | 12 | 20 | 0 | 1 |  | 14821 | y | [8 empty] | 94 | 1942 | MDLTHELP_2G | 2 | North | 216.1 | -0.023589 |  | North |  | 202 | SARDIS9 | North
95 | 1482 | WFCOGEN_2G | 2 | North | YES | -0.017083 | 13.6 | 12 | 17 | 0 | 1 |  | 14822 | y | [8 empty] | 95 | 1943 | MDLTHELP_3G | 3 | North | 212 | -0.022503 |  | North |  | 203 | SARDIS8 | North
96 | 1600 | BARTNWND_1G | 1 | North | YES | -0.025183 | 12 | 0 | 120 | 0 | 1.022 |  | 16001 | y | [8 empty] | 96 | 1944 | MDLTHELP_4G | 4 | North | 211 | -0.022503 |  | North |  | 204 | BETHEL | North
97 | 1643 | SLSTR1PP_1G | 1 | North | YES | 0.037571 | 6 | 0 | 60 | 0 | 1.022 |  | 16431 | y | [8 empty] | 97 | 1947 | HANDLEY_3G | 3 | North | 316 | -0.027636 |  | North |  | 205 | HIGHWY22 | North
98 | 1675 | PEC_1G | 1 | North | YES | -0.027469 | 76.7 | 35 | 76.7 | 0 | 1.022 |  | 16751 | y | [8 empty] | 98 | 1948 | HANDLEY_4G | 4 | North | 348 | -0.027526 |  | North |  | 206 | POWELLMP | North
99 | 1676 | PEC_2G | 2 | North | YES | -0.027469 | 79.6 | 35 | 79.6 | 0 | 1.022 |  | 16762 | y | [8 empty] | 99 | 1949 | HANDLEY_5G | 5 | North | 348 | -0.027636 |  | North |  | 207 | SIMSBORO | North
100 | 1677 | PEC_3G | 3 | North | YES | -0.027469 | 88.4 | 35 | 88.4 | 0 | 1.022 |  | 16773 | y | [8 empty] | 100 | 2381 | NTHLK1_G | 1 | North | 0 | -0.027881 |  | North |  | 208 | EUREKA | North
101 | 1678 | LAMARPWR_1G | 1 | North | YES | -0.027534 | 160 | 67.7 | 160 | 0 | 1.038 |  | 16781 | n | [8 empty] | 101 | 2382 | NTHLK2_G | 2 | North | 0 | -0.027881 |  | North |  | 210 | REAGORSPRG | North
102 | 1679 | LAMARPWR_2G | 2 | North | YES | -0.027534 | 156 | 67.7 | 156 | 0 | 1.038 |  | 16792 | n | [8 empty] | 102 | 2383 | NTHLK3_G | 3 | North | 0 | -0.027881 |  | North |  | 211 | GOODLOE | North
103 | 1680 | LAMARPWR_3G | 3 | North | YES | -0.027534 | 196 | 129.1 | 196 | 0 | 1.038 |  | 16803 | n | [8 empty] | 103 | 2413 | MTCK6_G | 6 | North | 0 | -0.025533 |  | North |  | 212 | WINKLER | North
104 | 1681 | LAMARPWR_4G | 4 | North | YES | -0.027534 | 156 | 67.7 | 156 | 0 | 1.038 |  | 16814 | n | [8 empty] | 104 | 2414 | MTCK7_G | 7 | North | 0 | -0.025533 |  | North |  | 213 | HANEY | North
105 | 1682 | LAMARPWR_5G | 5 | North | YES | -0.027534 | 157 | 67.7 | 157 | 0 | 1.038 |  | 16825 | n | [8 empty] | 105 | 2417 | MTCK8_G | 8 | North | 444.8 | -0.025533 |  | North |  | 214 | ROCKETTSW | North
106 | 1683 | LAMARPWR_6G | 6 | North | YES | -0.027534 | 198 | 129.1 | 198 | 0 | 1.038 |  | 16836 | n | [8 empty] | 106 | 2418 | MTCK2_G | 2 | North | 0 | -0.025555 |  | North |  | 215 | INDIA | North
107 | 1687 | VALLEY_1G | 1 | North | YES | -0.027884 | 136 | 15 | 170 | 0 | 1.029 |  | 16871 | n | [8 empty] | 107 | 2451 | LKHB1_G | 1 | North | 0 | -0.026144 |  | North |  | 216 | ENNIS | North
108 | 1688 | VALLEY_2G | 2 | North | YES | -0.027884 | 527 | 90 | 527 | 0 | 1.029 |  | 16882 | n | [8 empty] | 108 | 2452 | LKHB2_G | 2 | North | 516 | -0.026144 |  | North |  | 217 | GLNHEIGHTS | North
109 | 1689 | VALLEY_3G | 3 | North | YES | -0.02764 | 0 | 25 | 375 |  | 1.003 |  | 16893 | n | [8 empty] | 109 | 3107 | STRYKER_1G | 1 | North | 145.6 | -0.023755 |  | North |  | 218 | ROCKETT | North
110 | 1701 | MOSES_1G | 1 | North | YES | -0.027336 | 558 | 175 | 558 | 0 | 1.023 |  | 17011 | y | [8 empty] | 110 | 3108 | STRYKER_2G | 2 | North | 484 | -0.023755 |  | North |  | 220 | CEDARHILL | North
111 | 1702 | MOSES_2G | 2 | North | YES | -0.027336 | 579 | 175 | 579 | 0 | 1.023 |  | 17022 | y | [8 empty] | 111 | 3113 | LUFKINWB_1G | 1 | North | 0 | -0.02381 |  | North |  | 221 | TRUMBULL8 | North
112 | 1703 | MOSES_3G | 3 | North | YES | -0.027336 | 808 | 463 | 808 | 0 | 1.023 |  | 17033 | y | [8 empty] | 112 | 3126 | TRINIDAD_6G | 1 | North | 179.2 | -0.022659 |  | North |  | 222 | TRUMBULL9 | North
113 | 1861 | EAGLEMNT_1G | MB | North | YES | -0.03245 | 0 | 30 | 112 |  | 1.022 |  | 1861MB | y | [8 empty] | 113 | 3403 | THOUSE_1G | 1 | North | 563 | -0.014067 |  | North |  | 223 | SAINTPAUL | North
114 | 1862 | EAGLEMNT_2G | MB | North | YES | -0.03245 | 0 | 40 | 100 |  | 1.022 |  | 1862MB | y | [8 empty] | 114 | 3404 | THOUSE_2G | 2 | North | 807 | -0.014067 |  | North |  | 224 | ITASCA | North
115 | 1863 | EAGLEMNT_3G | MB | North | YES | -0.03245 | 0 | 50 | 378 |  | 1.022 |  | 1863MB | y | [8 empty] | 115 | 3416 | LAKE_CRK1_G | 1 | North | 60 | -0.013122 |  | North |  | 225 | FORRESTON | North
116 | 1877 | WLFHOLW_1G | 1 | North | YES | -0.015589 | 217.3 | 89.2 | 217.3 | 0 | 1.032 |  | 18771 | n | [8 empty] | 116 | 3417 | LAKE_CRK2_G | 2 | North | 177.6 | -0.013122 |  | North |  | 228 | PEORIA | North
117 | 1878 | WLFHOLW_2G | 2 | North | YES | -0.015589 | 215.7 | 105 | 215.7 | 0 | 1.032 |  | 18782 | n | [8 empty] | 117 | 3432 | SANDOW_4G | 4 | South | 580 | -0.006138 |  | South |  | 230 | DWUSSWW | North
118 | 1879 | WLFHOLW_3G | 3 | North | YES | -0.015589 | 272.4 | 89.2 | 272.4 | 0 | 1.032 |  | 18793 | n | [8 empty] | 118 | 5026 | BRAUNIG_VHB1 | 1 | South | 215 | 0.001949 |  | South | 0 | 232 | LAMPOSTSW | North
119 | 1889 | DECRDOVA_1G | 1 | North | YES | -0.02157 | 779 | 255 | 779 | 0 | 1.02 |  | 18891 | n | [8 empty] | 119 | 5027 | BRAUNIG_VHB2 | 2 | South | 172.8 | 0.001949 |  | South | 0 | 234 | CHATT | North
120 | 1892 | DECRDOVA_2G | A | North | YES | -0.017162 | 65 | 65 | 70 | 0 | 1.025 |  | 1892A | n | [8 empty] | 120 | 5028 | BRAUNIG_VHB3 | 3 | South | 407 | 0.002124 |  | South | 0 | 236 | LAMPOST | North
121 | 1893 | DECRDOVA_3G | B | North | YES | -0.017162 | 65 | 65 | 69 | 0 | 1.025 |  | 1893B | n | [8 empty] | 121 | 5031 | BRA_VHBCT1 | 1 | South | 44 | 0.001949 |  | South | 0 | 237 | BLANTON | North
122 | 1894 | DECRDOVA_4G | C | North | YES | -0.017162 | 65 | 65 | 69 | 0 | 1.025 |  | 1894C | n | [8 empty] | 122 | 5032 | BRA_VHBCT2 | 2 | South | 44 | 0.001949 |  | South | 0 | 238 | BOSQUESW505 | North
123 | 1895 | DECRDOVA_5G | D | North | YES | -0.017162 | 65 | 65 | 68 | 0 | 1.025 |  | 1895D | n | [8 empty] | 123 | 5033 | BRA_VHBCT3 | 3 | South | 43 | 0.001949 |  | South | 0 | 239 | BOSQUESW502 | North
124 | 1898 | COMCHEPK_1G | 1 | North | YES | -0.014002 | 1159 | 1150 | 1159 | 0 | 1.032 |  | 18981 | y | [8 empty] | 124 | 5034 | BRA_VHBCT4 | 4 | South | 45 | 0.001949 |  | South | 0 | 240 | WHITNEY5 | North
125 | 1899 | COMCHEPK_2G | 2 | North | YES | -0.014002 | 1159 | 1128 | 1159 | 0 | 1.032 |  | 18992 | y | [8 empty] | 125 | 5111 | CALAVER_JTD1 | 1 | South | 430 | 0.001848 |  | South | 0 | 241 | WHITNEY8 | North
126 | 1937 | MDLTHELP_5G | 5 | North | YES | -0.022503 | 224 | 74 | 224 | 0 | 1 |  | 19375 | n | [8 empty] | 126 | 5112 | CALAVER_JTD2 | 2 | South | 430 | 0.001848 |  | South | 0 | 242 | WHITNEYDM | North
127 | 1938 | MDLTHELP_6G | 6 | North | YES | -0.022503 | 226 | 74 | 226 | 0 | 1 |  | 19386 | n | [8 empty] | 127 | 5264 | LEON_LCP3G3 | 3 | South | 0 | 0.002662 |  | South | 0 | 243 | WHITNEYSW | North
128 | 1941 | MDLTHELP_1G | 1 | North | YES | -0.023589 | 216.4 | 74 | 216.4 | 0 | 1 |  | 19411 | n | [8 empty] | 128 | 5265 | LEON_LCP4G4 | 4 | South | 71.2 | 0.002662 |  | South | 0 | 244 | WHITNYDM01 | North
129 | 1942 | MDLTHELP_2G | 2 | North | YES | -0.023589 | 216.1 | 74 | 216.1 | 0 | 1 |  | 19422 | n | [8 empty] | 129 | 5266 | LEON_LCPCT1 | 1 | South | 44 | 0.002662 |  | South | 0 | 245 | WHITNYDM02 | North
130 | 1943 | MDLTHELP_3G | 3 | North | YES | -0.022503 | 212 | 74 | 212 | 0 | 1 |  | 19433 | n | [8 empty] | 130 | 5267 | LEON_LCPCT2 | 2 | South | 44 | 0.002662 |  | South | 0 | 246 | BOSQUESW5 | North
131 | 1944 | MDLTHELP_4G | 4 | North | YES | -0.022503 | 211 | 74 | 211 | 0 | 1 |  | 19444 | n | [8 empty] | 131 | 5268 | LEON_LCPCT3 | 3 | South | 43 | 0.002662 |  | South | 0 | 247 | BOSQUESW501 | North
132 | 1945 | HANDLEY_1G | MB | North | YES | -0.028164 | 0 | 25 | 36 |  | 0.986 |  | 1945MB | y | [8 empty] | 132 | 5269 | LEON_LCPCT4 | 4 | South | 45 | 0.002662 |  | South | 0 | 249 | ROGERSHL | North
133 | 1946 | HANDLEY_2G | MB | North | YES | -0.028164 | 0 | 30 | 68 |  | 0.986 |  | 1946MB | y | [8 empty] | 133 | 5396 | CALAVER_OWS1 | 1 | South | 418 | 0.001943 |  | South | 0 | 250 | FRTGATESSW | North
134 | 1947 | HANDLEY_3G | 3 | North | YES | -0.027636 | 316 | 100 | 395 | 0 | 1.022 |  | 19473 | n | [8 empty] | 134 | 5397 | CALAVER_OWS2 | 2 | South | 400 | 0.001943 |  | South | 0 | 251 | BOSQUESW803 | North
135 | 1948 | HANDLEY_4G | 4 | North | YES | -0.027526 | 348 | 150 | 435 | 0 | 1.022 |  | 19484 | n | [8 empty] | 135 | 5401 | CALAVER_JKS1 | 1 | South | 562 | 0.001038 |  | South | 0 | 252 | BOSQUESW8 | North
136 | 1949 | HANDLEY_5G | 5 | North | YES | -0.027636 | 348 | 150 | 435 | 0 | 1.022 |  | 19495 | n | [8 empty] | 136 | 5436 | TUTTL_WBT1G1 | 1 | South | 48.8 | 0.001491 |  | South | 0 | 253 | BOSQUESW804 | North
137 | 2371 | COLLIN_1G | MB | North | YES | -0.028912 | 0 | 40 | 138 |  | 1.022 |  | 2371MB | y | [8 empty] | 137 | 5438 | TUTTL_WBT3G3 | 3 | South | 95 | 0.001491 |  | South | 0 | 254 | FORTGATES | North
138 | 2381 | NTHLK1_G | 1 | North | YES | -0.027881 | 0 | 35 | 156 |  | 1.022 |  | 23811 | n | [8 empty] | 138 | 5439 | TUTTL_WBT4G4 | 4 | South | 120.8 | 0.001491 |  | South | 0 | 258 | HAMILTON | North
139 | 2382 | NTHLK2_G | 2 | North | YES | -0.027881 | 0 | 35 | 181 |  | 1.022 |  | 23822 | n | [8 empty] | 139 | 5476 | BRA_AVR1_CT1 | 1 | South | 155 | 0.001255 |  | South | 0 | 260 | KEMPNER | South
140 | 2383 | NTHLK3_G | 3 | North | YES | -0.027881 | 0 | 50 | 329 |  | 1.022 |  | 23833 | n | [8 empty] | 140 | 5477 | BRA_AVR1_ST1 | 1 | South | 174 | 0.001255 |  | South | 0 | 262 | INDIANGAP | North
141 | 2413 | MTCK6_G | 6 | North | YES | -0.025533 | 0 | 30 | 118 |  | 1.022 |  | 24136 | n | [8 empty] | 141 | 5478 | BRA_AVR1_CT2 | 1 | South | 155 | 0.001255 |  | South | 0 | 265 | ENERGYSW | North
142 | 2414 | MTCK7_G | 7 | North | YES | -0.025533 | 0 | 30 | 115 |  | 1.022 |  | 24147 | n | [8 empty] | 142 | 5503 | RAYBURNGEN3 | 1 | South | 17.6 | -0.000839 |  | South |  | 269 | ENERGY | North
143 | 2417 | MTCK8_G | 8 | North | YES | -0.025533 | 444.8 | 60 | 556 | 0 | 1.022 |  | 24178 | n | [8 empty] | 143 | 5505 | RAYBURNGEN1 | 1 | South | 0 | -0.000839 |  | South |  | 270 | MORTONVALY | North
144 | 2418 | MTCK2_G | 2 | North | YES | -0.025555 | 0 | 10 | 23 |  | 0.971 |  | 24182 | n | [8 empty] | 144 | 5506 | RAYBURNGEN2 | 1 | South | 0 | -0.000839 |  | South |  | 273 | GUSTINE | North
145 | 2419 | MTCK3_G | MB | North | YES | -0.025555 | 0 | 10 | 63 |  | 0.971 |  | 2419MB | y | [8 empty] | 145 | 5508 | RAYBURNCC9 | 1 | South | 47.7 | -0.001054 |  | South |  | 274 | GORMAN | North
146 | 2451 | LKHB1_G | 1 | North | YES | -0.026144 | 0 | 80 | 391 |  | 1.022 |  | 24511 | n | [8 empty] | 146 | 5509 | RAYBURNCC10 | 1 | South | 37.3 | -0.001054 |  | South |  | 275 | LEONPLNTRD | North
147 | 2452 | LKHB2_G | 2 | North | YES | -0.026144 | 516 | 80 | 516 | 0 | 1.022 |  | 24522 | n | [8 empty] | 147 | 5511 | RAYBURNCC7 | 1 | South | 47.5 | -0.001054 |  | South |  | 276 | HGHWY101 | North
148 | 3097 | MARTLAKE_1G | 1 | North | YES | -0.024273 | 790 | 500 | 790 | 0 | 1.017 |  | 30971 | y | [8 empty] | 148 | 5512 | RAYBURNCC8 | 1 | South | 49.3 | -0.001054 |  | South |  | 277 | HASSE | North
149 | 3098 | MARTLAKE_2G | 2 | North | YES | -0.024273 | 795 | 461 | 795 | 0 | 1.017 |  | 30982 | y | [8 empty] | 149 | 5728 | FALCONHYDRO2 | 2 | South | 12 | 0.005313 |  | South | 0 | 279 | OLDEN | North
150 | 3099 | MARTLAKE_3G | 3 | North | YES | -0.024273 | 804 | 500 | 804 | 0 | 1.017 |  | 30993 | y | [8 empty] | 150 | 5729 | FALCONHYDRO3 | 3 | South | 11 | 0.005313 |  | South | 0 | 281 | DOWNING | North
151 | 3107 | STRYKER_1G | 1 | North | YES | -0.023755 | 145.6 | 45 | 182 | 0 | 1.029 |  | 31071 | n | [8 empty] | 151 | 5890 | PEARSALLGEN1 | 1 | South | 19.2 | 0.012758 |  | South | 0 | 282 | EOLIANRD | North
152 | 3108 | STRYKER_2G | 2 | North | YES | -0.023755 | 484 | 75 | 484 | 0 | 1.029 |  | 31082 | n | [8 empty] | 152 | 5891 | PEARSALLGEN2 | 1 | South | 19.4 | 0.012758 |  | South | 0 | 283 | ZEPHYR | North
153 | 3113 | LUFKINWB_1G | 1 | North | YES | -0.02381 | 0 | 0 | 50 |  | 1.01 |  | 31131 | n | [8 empty] | 153 | 5892 | PEARSALLGEN3 | 1 | South | 19.1 | 0.012758 |  | South | 0 | 284 | EARLY | North
154 | 3126 | TRINIDAD_6G | 1 | North | YES | -0.022659 | 179.2 | 46 | 224 | 0 | 1 |  | 31261 | n | [8 empty] | 154 | 5903 | SANMIGUELGEN | 1 | South | 396.3 | 0.001521 |  | South | 0 | 285 | RISINGSTAR | North
155 | 3348 | CHAMPION_1G | MB | North | YES | -0.023832 | 0 | 42 | 42 |  | 1 |  | 3348MB | y | [8 empty] | 155 | 5911 | STP_GN1___1 | 1 | Houston | 1333 | -0.006575 |  | Houston |  | 289 | NIMROD | North
156 | 3381 | BBRN_1G | 1 | North | YES | -0.021414 | 618 | 225 | 618 | 0 | 1.03 |  | 33811 | y | [8 empty] | 156 | 5912 | STP_GN2___2 | 2 | Houston | 1332 | -0.006575 |  | Houston |  | 290 | SHILOH | North
157 | 3382 | BBRN_2G | 2 | North | YES | -0.021414 | 589 | 225 | 589 | 0 | 1.03 |  | 33822 | y | [8 empty] | 157 | 5932 | SI_RAY9 | 9 | South | 32 | 0.001015 |  | South | 0 | 291 | DELEON | North
158 | 3403 | THOUSE_1G | 1 | North | YES | -0.014067 | 563 | 200 | 563 | 0 | 1.012 |  | 34031 | n | [8 empty] | 158 | 5933 | SI_RAY6 | 6 | South | 15.4 | 0.001015 |  | South | 0 | 292 | HOLDER8 | North
159 | 3404 | THOUSE_2G | 2 | North | YES | -0.014067 | 807 | 250 | 807 | 0 | 1.012 |  | 34042 | n | [8 empty] | 159 | 5934 | SI_RAY5 | 5 | South | 0 | 0 |  | South |  | 293 | HOLDER9 | North
160 | 3416 | LAKE_CRK1_G | 1 | North | YES | -0.013122 | 60 | 33 | 75 |  | 1.029 |  | 34161 | n | [8 empty] | 160 | 5935 | SI_RAY10 | 10 | South | 47 | 0.001015 |  | South | 0 | 294 | MOUNTARY | North
161 | 3417 | LAKE_CRK2_G | 2 | North | YES | -0.013122 | 177.6 | 40 | 222 | 0 | 1.029 |  | 34172 | n | [8 empty] | 161 | 6016 | SWMESA | 1 | West | 18.8 | 0.26664 |  | West | 0 | 295 | STEPHENVIL8 | North
162 | 3432 | SANDOW_4G | 4 | South | YES | -0.006138 | 580 | 225 | 580 | 0 | 1.029 |  | 34324 | n | [8 empty] | 162 | 6144 | MCADOO1A | 1 | West | 15 | 0.24644 |  | West | 0 | 296 | STPHNVLTP | North
163 | 5026 | BRAUNIG_VHB1 | 1 | South | YES | 0.001949 | 215 | 40 | 215 | 0 | 1.0192 |  | 50261 | n | [8 empty] | 163 | 6407 | TURKTRAK1A | 1 | West | 33.9 | 0.27192 |  | West | 0 | 297 | CARLTONSW | North
164 | 5027 | BRAUNIG_VHB2 | 2 | South | YES | 0.001949 | 172.8 | 40 | 216 | 0 | 1.0192 |  | 50272 | n | [8 empty] | 164 | 6637 | SNYDERW1A | 1 | West | 12.6 | 0.27429 |  | West | 0 | 298 | CARLTON | North
165 | 5028 | BRAUNIG_VHB3 | 3 | South | YES | 0.002124 | 407 | 60 | 407 | 0 | 1.0138 |  | 50283 | n | [8 empty] | 165 | 6752 | OKLA0A | 1 | West | 649.7 | 0.15169 |  | West | 0 | 299 | STEPHNVIL9 | North
166 | 5031 | BRA_VHBCT1 | 1 | South | YES | 0.001949 | 44 | 24 | 44 | 0 | 1.0192 |  | 50311 | n | [8 empty] | 166 | 7000 | L_FERGUS1_1Y | 1 | South | 400 | 0.013516 |  | South | 0 | 300 | JOHNSVILLE | North
167 | 5032 | BRA_VHBCT2 | 2 | South | YES | 0.001949 | 44 | 24 | 44 | 0 | 1.0192 |  | 50322 | n | [8 empty] | 167 | 7004 | L_SIMGID1_1Y | 1 | South | 132 | -0.002241 |  | South |  | 301 | LINGLEVIL | North
168 | 5033 | BRA_VHBCT3 | 3 | South | YES | 0.001949 | 43 | 24 | 43 | 0 | 1.0192 |  | 50333 | n | [8 empty] | 168 | 7005 | L_SIMGID1_2Y | 2 | South | 133 | -0.002241 |  | South |  | 302 | SELDEN | North
169 | 5034 | BRA_VHBCT4 | 4 | South | YES | 0.001949 | 45 | 24 | 45 | 0 | 1.0192 |  | 50344 | n | [8 empty] | 169 | 7006 | L_SIMGID1_3Y | 3 | South | 324.9 | -0.002241 |  | South |  | 303 | NORFORK | North
170 | 5111 | CALAVER_JTD1 | 1 | South | YES | 0.001848 | 430 | 80 | 430 | 0 | 1.0138 |  | 51111 | n | [8 empty] | 170 | 7007 | L_LOSTPI1_1Y | 1 | South | 158.6 | -0.003428 |  | South |  | 304 | WRIGHT | North
171 | 5112 | CALAVER_JTD2 | 2 | South | YES | 0.001848 | 430 | 80 | 430 | 0 | 1.0138 |  | 51122 | n | [8 empty] | 171 | 7008 | L_LOSTPI1_2Y | 2 | South | 157.7 | -0.003428 |  | South |  | 305 | BLUFFDALE | North
172 | 5264 | LEON_LCP3G3 | 3 | South | YES | 0.002662 | 0 | 20 | 58 |  | 1.0197 |  | 52643 | n | [8 empty] | 172 | 7009 | L_LOSTPI1_3Y | 3 | South | 173.9 | -0.003428 |  | South |  | 306 | BUNKER | North
173 | 5265 | LEON_LCP4G4 | 4 | South | YES | 0.002662 | 71.2 | 25 | 89 | 0 | 1.0197 |  | 52654 | n | [8 empty] | 173 | 7010 | L_FPPYD11_1Y | 1 | South | 547.4 | -0.003586 |  | South |  | 307 | GRANBURY | North
174 | 5266 | LEON_LCPCT1 | 1 | South | YES | 0.002662 | 44 | 24 | 44 | 0 | 1.0197 |  | 52661 | n | [8 empty] | 174 | 7011 | L_FPPYD11_2Y | 2 | South | 552.2 | -0.003586 |  | South |  | 308 | BUNKER01 | North
175 | 5267 | LEON_LCPCT2 | 2 | South | YES | 0.002662 | 44 | 24 | 44 | 0 | 1.0197 |  | 52672 | n | [8 empty] | 175 | 7012 | L_FPPYD21_3Y | 3 | South | 427.5 | -0.003584 |  | South |  | 309 | TOLARTAP | North
176 | 5268 | LEON_LCPCT3 | 3 | South | YES | 0.002662 | 43 | 24 | 43 | 0 | 1.0197 |  | 52683 | n | [8 empty] | 176 | 7014 | L_HAYSEN1_1Y | 1 | South | 223.9 | -0.000352 |  | South |  | 310 | IVAN | North
177 | 5269 | LEON_LCPCT4 | 4 | South | YES | 0.002662 | 45 | 24 | 45 | 0 | 1.0197 |  | 52694 | n | [8 empty] | 177 | 7015 | L_HAYSEN1_2Y | 2 | South | 225 | -0.000352 |  | South |  | 311 | HILLCITY | North
178 | 5396 | CALAVER_OWS1 | 1 | South | YES | 0.001943 | 418 | 80 | 418 | 0 | 1.0192 |  | 53961 | n | [8 empty] | 178 | 7016 | L_HAYSEN1_3Y | 3 | South | 224.6 | -0.000352 |  | South |  | 315 | GLENROSE | North
179 | 5397 | CALAVER_OWS2 | 2 | South | YES | 0.001943 | 400 | 80 | 400 | 0 | 1.0192 |  | 53972 | n | [8 empty] | 179 | 7017 | L_HAYSEN1_4Y | 4 | South | 226.7 | -0.000352 |  | South |  | 319 | MERIDIAN | North
180 | 5401 | CALAVER_JKS1 | 1 | South | YES | 0.001038 | 562 | 100 | 562 | 0 | 1.018 |  | 54011 | n | [8 empty] | 180 | 7020 | L_AUSTPL1_1Y | 1 | South | 0 | -0.000913 |  | South |  | 322 | LIPAN | North
181 | 5436 | TUTTL_WBT1G1 | 1 | South | YES | 0.001491 | 48.8 | 20 | 61 | 0 | 1.012 |  | 54361 | n | [8 empty] | 181 | 7020 | L_AUSTPL1_1Y | 2 | South | 0 | -0.000913 |  | South |  | 323 | CRANFILSGP | North
182 | 5438 | TUTTL_WBT3G3 | 3 | South | YES | 0.001491 | 95 | 25 | 95 | 0 | 1.012 |  | 54383 | n | [8 empty] | 182 | 7022 | L_BUCHAN1_1Y | 1 | South | 0 | 0.013609 |  | South | 0 | 327 | POWELL | North
183 | 5439 | TUTTL_WBT4G4 | 4 | South | YES | 0.001491 | 120.8 | 40 | 151 | 0 | 1.012 |  | 54394 | n | [8 empty] | 183 | 7023 | L_BUCHAN1_2Y | 2 | South | 0 | 0.013609 |  | South | 0 | 331 | RWMILLER | North
184 | 5476 | BRA_AVR1_CT1 | 1 | South | YES | 0.001255 | 155 | 90 | 155 | 0 | 1.017 |  | 54761 | n | [8 empty] | 184 | 7024 | L_BUCHAN1_3Y | 3 | South | 0 | 0.013609 |  | South | 0 | 332 | RWMILLER01 | North
185 | 5477 | BRA_AVR1_ST1 | 1 | South | YES | 0.001255 | 174 | 138 | 174 | 0 | 1.017 |  | 54771 | n | [8 empty] | 185 | 7026 | L_INKSDA1_1Y | 1 | South | 0 | 0.018866 |  | South | 0 | 333 | RWMILLER02 | North
186 | 5478 | BRA_AVR1_CT2 | 1 | South | YES | 0.001255 | 155 | 90 | 155 | 0 | 1.017 |  | 54781 | n | [8 empty] | 186 | 7028 | L_MARBFA1_1Y | 1 | South | 0 | 0.010151 |  | South | 0 | 334 | RWMILLER03 | North
187 | 5503 | RAYBURNGEN3 | 1 | South | YES | -0.000839 | 17.6 | 6 | 22 | 0 | 1.0223 |  | 55031 | n | [8 empty] | 187 | 7029 | L_MARBFA1_2Y | 2 | South | 0 | 0.010151 |  | South | 0 | 335 | RWMILLER04 | North
188 | 5505 | RAYBURNGEN1 | 1 | South | YES | -0.000839 | 0 | 1 | 11 |  | 1.0223 |  | 55051 | n | [8 empty] | 188 | 7031 | L_MARSFO1G1Y | 1 | South | 0 | 0.002522 |  | South | 0 | 336 | RWMILLER05 | North
189 | 5506 | RAYBURNGEN2 | 1 | South | YES | -0.000839 | 0 | 1 | 11 |  | 1.0223 |  | 55061 | n | [8 empty] | 189 | 7032 | L_MARSFO1G2Y | 2 | South | 0 | 0.002522 |  | South | 0 | 343 | MRSSHPRD02 | North
190 | 5508 | RAYBURNCC9 | 1 | South | YES | -0.001054 | 47.7 | 18.2 | 47.7 | 0 | 1.0296 |  | 55081 | n | [8 empty] | 190 | 7033 | L_MARSFO1G3Y | 3 | South | 0 | 0.002522 |  | South | 0 | 344 | MRSSHPRD | North
191 | 5509 | RAYBURNCC10 | 1 | South | YES | -0.001054 | 37.3 | 5.2 | 37.3 | 0 | 1.0296 |  | 55091 | n | [8 empty] | 191 | 7035 | L_WIRTZ_1G1Y | 1 | South | 0 | 0.012641 |  | South | 0 | 345 | MRSSHPRD01 | North
192 | 5511 | RAYBURNCC7 | 1 | South | YES | -0.001054 | 47.5 | 18.2 | 47.5 | 0 | 1.0296 |  | 55111 | n | [8 empty] | 192 | 7036 | L_WIRTZ_1G2Y | 2 | South | 23 | 0.012641 |  | South | 0 | 350 | ABBYBEND | North
193 | 5512 | RAYBURNCC8 | 1 | South | YES | -0.001054 | 49.3 | 18.2 | 49.3 | 0 | 1.0296 |  | 55121 | n | [8 empty] | 193 | 7038 | L_DELAWA1_1Y | 1 | West | 3.5 | 0.27866 |  | West | 0 | 352 | PROTROYAL | North
194 | 5728 | FALCONHYDRO2 | 2 | South | YES | 0.005313 | 12 | 0 | 12 | 0 | 1.0227 |  | 57282 | n | [8 empty] | 194 | 7038 | L_DELAWA1_1Y | 2 | West | 3 | 0.27866 |  | West | 0 | 356 | SPUNKY8 | North
195 | 5729 | FALCONHYDRO3 | 3 | South | YES | 0.005313 | 11 | 0 | 11 | 0 | 1.0227 |  | 57293 | n | [8 empty] | 195 | 7303 | L_WPPGS12_1Y | 1 | South | 50 | -0.003022 |  | South |  | 357 | SPUNKY9 | North
196 | 5890 | PEARSALLGEN1 | 1 | South | YES | 0.012758 | 19.2 | 6 | 24 | 0 | 1.0161 |  | 58901 | n | [8 empty] | 196 | 7303 | L_WPPGS12_1Y | 2 | South | 50 | -0.003022 |  | South |  | 363 | HOOD8 | North
197 | 5891 | PEARSALLGEN2 | 1 | South | YES | 0.012758 | 19.4 | 6 | 24.3 | 0 | 1.0161 |  | 58911 | n | [8 empty] | 197 | 7305 | L_WPPGS34_1Y | 3 | South | 50 | -0.003022 |  | South |  | 364 | HOOD | North
198 | 5892 | PEARSALLGEN3 | 1 | South | YES | 0.012758 | 19.1 | 6 | 23.9 | 0 | 1.0161 |  | 58921 | n | [8 empty] | 198 | 7305 | L_WPPGS34_1Y | 4 | South | 50 | -0.003022 |  | South |  | 366 | JNSNCNTY802 | North
199 | 5903 | SANMIGUELGEN | 1 | South | YES | 0.001521 | 396.3 | 180 | 396.3 | 0 | 1.0331 |  | 59031 | n | [8 empty] | 199 | 7487 | L_CANYHY8_1Y | 1 | South | 0 | 0.000738 |  | South | 0 | 367 | JNSNCNTY802 | North
200 | 5911 | STP_GN1___1 | 1 | Houston | YES | -0.006575 | 1333 | 1249 | 1333 | 0 | 1.0406 |  | 59111 | n | [8 empty] | 200 | 7605 | L_MCQUEE9_1Y | 1 | South | 0 | 8.2e-05 |  | South | 0 | 370 | JNSNCNTY8 | North
201 | 5912 | STP_GN2___2 | 2 | Houston | YES | -0.006575 | 1332 | 1249 | 1332 | 0 | 1.0406 |  | 59122 | n | [8 empty] | 201 | 7605 | L_MCQUEE9_1Y | 2 | South | 0 | 8.2e-05 |  | South | 0 | 373 | ACTON | North
202 | 5925 | DCEAST | EQ | North | YES | -0.027336 | 400.3 | -600 | 600 | 0 | 1.025 |  | 5925EQ | y | [8 empty] | 202 | 7605 | L_MCQUEE9_1Y | 3 | South | 0 | 8.2e-05 |  | South | 0 | 377 | FALLCREEK | North
203 | 5932 | SI_RAY9 | 9 | South | YES | 0.001015 | 32 | 32 | 38 | 0 | 1.035 |  | 59329 | n | [8 empty] | 203 | 7609 | L_SCHUMA8_1Y | 1 | South | 0 | 0.000507 |  | South | 0 | 380 | FRIENDSHIP | North
204 | 5933 | SI_RAY6 | 6 | South | YES | 0.001015 | 15.4 | 10 | 19.3 | 0 | 1.035 |  | 59336 | n | [8 empty] | 204 | 7624 | L_LAKEWO9_1Y | 1 | South | 0 | -0.000361 |  | South |  | 384 | GEORGESCRK | North
205 | 5934 | SI_RAY5 | 5 | South | YES | 0 | 0 | 10 | 15 |  | 1.035 |  | 59345 | n | [8 empty] | 205 | 7624 | L_LAKEWO9_1Y | 2 | South | 0 | -0.000361 |  | South |  | 385 | LITTLEHOSS | North
206 | 5935 | SI_RAY10 | 10 | South | YES | 0.001015 | 47 | 10 | 47 | 0 | 1.03 |  | 593510 | n | [8 empty] | 206 | 7800 | L_GUADGE1_1Y | 1 | South | 147 | 0.00017 |  | South | 0 | 387 | NEWHOPE | North
207 | 6016 | SWMESA | 1 | West | YES | 0.26664 | 18.8 | 0 | 75 |  | 1.03 |  | 60161 | n | [8 empty] | 207 | 7801 | L_GUADGE1_2Y | 2 | South | 138 | 0.00017 |  | South | 0 | 391 | BONO | North
208 | 6100 | OKLA7A | EQ | West | YES | 0.15169 | 50 | -220 | 220 | 0 | 1.035 |  | 6100EQ | y | [8 empty] | 208 | 7802 | L_GUADGE1_3Y | 3 | South | 146 | 0.00017 |  | South | 0 | 393 | CONCORD | North
209 | 6144 | MCADOO1A | 1 | West | YES | 0.24644 | 15 | 0 | 150 | 0 | 1.025 |  | 61441 | n | [8 empty] | 209 | 7803 | L_GUADGE1_4Y | 4 | South | 149 | 0.00017 |  | South | 0 | 394 | CONCORD | North
210 | 6407 | TURKTRAK1A | 1 | West | YES | 0.27192 | 33.9 | 0 | 169.5 | 0 | 1.025 |  | 64071 | n | [8 empty] | 210 | 7804 | L_GUADGE1_5Y | 5 | South | 182 | 0.00017 |  | South | 0 | 395 | DOMINO | North
211 | 6637 | SNYDERW1A | 1 | West | YES | 0.27429 | 12.6 | 0 | 63 | 0 | 1.025 |  | 66371 | n | [8 empty] | 211 | 7805 | L_GUADGE1_6Y | 6 | South | 203 | 0.00017 |  | South | 0 | 398 | JOSHUA | North
212 | 6752 | OKLA0A | 1 | West | YES | 0.15169 | 649.7 | 175 | 649.7 | 0 | 1.035 |  | 67521 | n | [8 empty] | 212 | 7807 | L_BASTEN1_1Y | 1 | South | 152.5 | -0.002775 |  | South |  | 399 | CROWLEY | North
213 | 6948 | DENISNDM | 1 | North | YES | -0.028074 | 40 | 5 | 40 | 0 | 1.015 |  | 69481 | y | [8 empty] | 213 | 7808 | L_BASTEN1_2Y | 1 | South | 149.5 | -0.002775 |  | South |  | 404 | JESSICA | North
214 | 6948 | DENISNDM | 2 | North | YES | -0.028074 | 31 | 5 | 40 | 0 | 1.015 |  | 69482 | y | [8 empty] | 214 | 7809 | L_BASTEN1_3Y | 1 | South | 232.6 | -0.002775 |  | South |  | 405 | EGAN | North
215 | 7000 | L_FERGUS1_1Y | 1 | South | YES | 0.013516 | 400 | 65 | 423.3 | 0 | 1.015 |  | 70001 | n | [8 empty] | 215 | 7810 | L_RIONOG1G1Y | 1 | South | 148 | -9.5e-05 |  | South |  | 412 | BURLESON | North
216 | 7004 | L_SIMGID1_1Y | 1 | South | YES | -0.002241 | 132 | 40 | 132 | 0 | 1.02 |  | 70041 | n | [8 empty] | 216 | 7811 | L_RIONOG1G2Y | 2 | South | 148 | -9.5e-05 |  | South |  | 415 | KEENE | North
217 | 7005 | L_SIMGID1_2Y | 2 | South | YES | -0.002241 | 133 | 32 | 139 | 0 | 1.02 |  | 70052 | n | [8 empty] | 217 | 7812 | L_RIONOG1G3Y | 3 | South | 154 | -9.5e-05 |  | South |  | 419 | LILLIAN8 | North
218 | 7006 | L_SIMGID1_3Y | 3 | South | YES | -0.002241 | 324.9 | 60 | 329 | 0 | 1.02 |  | 70063 | n | [8 empty] | 218 | 7813 | L_RIONOG1S1Y | 4 | South | 293 | -9.5e-05 |  | South |  | 420 | LILLIAN9 | North
219 | 7007 | L_LOSTPI1_1Y | 1 | South | YES | -0.003428 | 158.6 | 110 | 158 | 0 | 1 |  | 70071 | n | [8 empty] | 219 | 8032 | AMISTADHYD1 | 1 | South | 33 | 0.088704 |  | South | 0 | 428 | VALLYBRNCH | North
220 | 7008 | L_LOSTPI1_2Y | 2 | South | YES | -0.003428 | 157.7 | 107 | 160 | 0 | 1 |  | 70082 | n | [8 empty] | 220 | 8033 | AMISTADHYD2 | 2 | South | 25 | 0.088704 |  | South | 0 | 429 | RETTA | North
221 | 7009 | L_LOSTPI1_3Y | 3 | South | YES | -0.003428 | 173.9 | 72 | 175 | 0 | 1 |  | 70093 | n | [8 empty] | 221 | 8048 | FALCONHYDRO1 | 1 | South | 12 | 0.005313 |  | South | 0 | 430 | TIMBERGREN | North
222 | 7010 | L_FPPYD11_1Y | 1 | South | YES | -0.003586 | 547.4 | 200 | 606 | 0 | 1.02 |  | 70101 | n | [8 empty] | 222 | 8066 | DUP1V#1 | 1 | South | 52.3 | -0.0012 |  | South |  | 432 | CONLEY | North
223 | 7011 | L_FPPYD11_2Y | 2 | South | YES | -0.003586 | 552.2 | 200 | 598 | 0 | 1.02 |  | 70112 | n | [8 empty] | 223 | 8134 | FOR #1 | 1 | South | 54.1 | -0.002129 |  | South |  | 433 | WILDCAT | North
224 | 7012 | L_FPPYD21_3Y | 3 | South | YES | -0.003584 | 427.5 | 200 | 436 | 0 | 1.02 |  | 70123 | n | [8 empty] | 224 | 8138 | FOR #2 | 2 | South | 63.1 | -0.002129 |  | South |  | 435 | LKALVARADO | North
225 | 7014 | L_HAYSEN1_1Y | 1 | South | YES | -0.000352 | 223.9 | 74 | 223.9 | 0 | 1.008 |  | 70141 | n | [8 empty] | 225 | 8147 | UCAR #2 | 10 | South | 18.2 | -0.001506 |  | South |  | 436 | GRANDVIEW | North
226 | 7015 | L_HAYSEN1_2Y | 2 | South | YES | -0.000352 | 225 | 74 | 225 | 0 | 1.008 |  | 70152 | n | [8 empty] | 226 | 8148 | UCAR #1 | 2 | South | 6.1 | -0.001506 |  | South |  | 440 | GRIFFITH | North
227 | 7016 | L_HAYSEN1_3Y | 3 | South | YES | -0.000352 | 224.6 | 74 | 224.6 | 0 | 1.008 |  | 70163 | n | [8 empty] | 227 | 8153 | FOR #3 | 3 | South | 63.1 | -0.002129 |  | South |  | 441 | VENUS | North
228 | 7017 | L_HAYSEN1_4Y | 4 | South | YES | -0.000352 | 226.7 | 74 | 226.7 | 0 | 1.008 |  | 70174 | n | [8 empty] | 228 | 8154 | FOR #4 | 4 | South | 63.1 | -0.002129 |  | South |  | 443 | SANDFLATSW | North
229 | 7020 | L_AUSTPL1_1Y | 1 | South | YES | -0.000913 | 0 | 0 | 8 |  | 1 |  | 70201 | n | [8 empty] | 229 | 8155 | FOR #5 | 5 | South | 63.1 | -0.002129 |  | South |  | 444 | COVINGTON | North
230 | 7020 | L_AUSTPL1_1Y | 2 | South | YES | -0.000913 | 0 | 0 | 8 |  | 1 |  | 70202 | n | [8 empty] | 230 | 8156 | FOR #6 | 6 | South | 24.9 | -0.002129 |  | South |  | 447 | SANDFLAT | North
231 | 7022 | L_BUCHAN1_1Y | 1 | South | YES | 0.013609 | 0 | 0 | 18 |  | 1 |  | 70221 | n | [8 empty] | 231 | 8157 | FOR #7 | 7 | South | 28.8 | -0.002129 |  | South |  | 451 | NASAUBAYSW | North
232 | 7023 | L_BUCHAN1_2Y | 2 | South | YES | 0.013609 | 0 | 0 | 18 |  | 1 |  | 70232 | n | [8 empty] | 232 | 8161 | COLETO0A | 1 | South | 633 | 2.3e-05 |  | South | 0 | 455 | NASSAUBAY | North
233 | 7024 | L_BUCHAN1_3Y | 3 | South | YES | 0.013609 | 0 | 0 | 15 |  | 1 |  | 70243 | n | [8 empty] | 233 | 8173 | VICEC51A | 5 | South | 144 | -0.001069 |  | South |  | 466 | WAPLES9 | North
234 | 7026 | L_INKSDA1_1Y | 1 | South | YES | 0.018866 | 0 | 0 | 13.7 |  | 1 |  | 70261 | n | [8 empty] | 234 | 8174 | VICEC61A | 6 | South | 188 | -0.001069 |  | South |  | 467 | WAPLES8 | North
235 | 7028 | L_MARBFA1_1Y | 1 | South | YES | 0.010151 | 0 | 0 | 18 |  | 1 |  | 70281 | n | [8 empty] | 235 | 8189 | CUECPL2A | 1 | South | 12 | -0.000502 |  | South |  | 470 | FAIRVIEW | North
236 | 7029 | L_MARBFA1_2Y | 2 | South | YES | 0.010151 | 0 | 0 | 18 |  | 1 |  | 70292 | n | [8 empty] | 236 | 8262 | ELPS | 1 | South | 6 | 0.065027 |  | South | 0 | 471 | LAKEWOOD | North
237 | 7031 | L_MARSFO1G1Y | 1 | South | YES | 0.002522 | 0 | 0 | 36 |  | 1 |  | 70311 | n | [8 empty] | 237 | 8456 | COSW#1 | 1 | South | 20 | 0.000284 |  | South | 0 | 473 | THORPSPRGS | North
238 | 7032 | L_MARSFO1G2Y | 2 | South | YES | 0.002522 | 0 | 0 | 35 |  | 1 |  | 70322 | n | [8 empty] | 238 | 8457 | COSW#2 | 2 | South | 14 | 0.000284 |  | South | 0 | 475 | STOCKTNBND | North
239 | 7033 | L_MARSFO1G3Y | 3 | South | YES | 0.002522 | 0 | 0 | 36 |  | 1 |  | 70333 | n | [8 empty] | 239 | 8461 | KOCH_UP0A | 1 | South | 38 | 0.000397 |  | South | 0 | 477 | FOX8 | North
240 | 7035 | L_WIRTZ_1G1Y | 1 | South | YES | 0.012641 | 0 | 0 | 29 |  | 1 |  | 70351 | n | [8 empty] | 240 | 8506 | VAL #1 | 1 | South | 20.9 | 0.000359 |  | South | 0 | 478 | FOX9 | North
241 | 7036 | L_WIRTZ_1G2Y | 2 | South | YES | 0.012641 | 23 | 0 | 29.8 |  | 1 |  | 70362 | n | [8 empty] | 241 | 8507 | VAL #2 | 2 | South | 20.9 | 0.000359 |  | South | 0 | 484 | SODASPRNGS | North
242 | 7038 | L_DELAWA1_1Y | 1 | West | YES | 0.27866 | 3.5 | 0 | 35 | 0 | 1 |  | 70381 | n | [8 empty] | 242 | 8511 | OXY_CC0A | 1 | South | 30.3 | 0.00036 |  | South | 0 | 487 | BROCK | North
243 | 7038 | L_DELAWA1_1Y | 2 | West | YES | 0.27866 | 3 | 0 | 30 | 0 | 1 |  | 70382 | n | [8 empty] | 243 | 8517 | CELANEBI0A | 1 | South | 29 | 0.000619 |  | South | 0 | 489 | STHBROCKSW | North
244 | 7303 | L_WPPGS12_1Y | 1 | South | YES | -0.003022 | 50 | 0 | 50 | 0 | 1.025 |  | 73031 | n | [8 empty] | 244 | 8560 | CNOPGT1 | 1 | South | 148.3 | 0.000269 |  | South | 0 | 491 | SOUTHBROCK | North
245 | 7303 | L_WPPGS12_1Y | 2 | South | YES | -0.003022 | 50 | 0 | 50 | 0 | 1.025 |  | 73032 | n | [8 empty] | 245 | 8561 | CNOPGT2 | 2 | South | 148.6 | 0.000269 |  | South | 0 | 494 | TINTOP | North
246 | 7305 | L_WPPGS34_1Y | 3 | South | YES | -0.003022 | 50 | 0 | 50 | 0 | 1.025 |  | 73053 | n | [8 empty] | 246 | 8562 | CNOPST1 | 3 | South | 153 | 0.000269 |  | South | 0 | 495 | RAILROAD | North
247 | 7305 | L_WPPGS34_1Y | 4 | South | YES | -0.003022 | 50 | 0 | 50 | 0 | 1.025 |  | 73054 | n | [8 empty] | 247 | 8926 | LGE_GT10A | 1 | South | 158 | -2e-05 |  | South |  | 498 | LIVEOAK | North
248 | 7487 | L_CANYHY8_1Y | 1 | South | YES | 0.000738 | 0 | 0 | 6 |  | 1 |  | 74871 | n | [8 empty] | 248 | 8927 | LGE_GT20A | 2 | South | 153 | -2e-05 |  | South |  | 501 | HILLTOP8 | North
249 | 7605 | L_MCQUEE9_1Y | 1 | South | YES | 8.2e-05 | 0 | 0 | 2.4 |  | 1.025 |  | 76051 | n | [8 empty] | 249 | 8928 | LGE_STG0A | 3 | South | 100 | -2e-05 |  | South |  | 502 | NTHTEXAS | North
250 | 7605 | L_MCQUEE9_1Y | 2 | South | YES | 8.2e-05 | 0 | 0 | 2.4 |  | 1.025 |  | 76052 | n | [8 empty] | 250 | 8930 | ICPGN10A | 1 | South | 149 | -2e-05 |  | South |  | 503 | NTHTEXAS01 | North
251 | 7605 | L_MCQUEE9_1Y | 3 | South | YES | 8.2e-05 | 0 | 0 | 2.8 |  | 1.025 |  | 76053 | n | [8 empty] | 251 | 8931 | ICPGN20A | 2 | South | 150 | -2e-05 |  | South |  | 504 | NTHTEXAS02 | North
252 | 7609 | L_SCHUMA8_1Y | 1 | South | YES | 0.000507 | 0 | 0 | 4 |  | 1 |  | 76091 | n | [8 empty] | 252 | 8932 | ICPGN30A | 3 | South | 127 | -2e-05 |  | South |  | 505 | NTHTEXAS03 | North
253 | 7624 | L_LAKEWO9_1Y | 1 | South | YES | -0.000361 | 0 | 0 | 2.4 |  | 1 |  | 76241 | n | [8 empty] | 253 | 8933 | FGNTS001 | 1 | South | 146.5 | 0.001972 |  | South | 0 | 506 | HILLTOP9 | North
254 | 7624 | L_LAKEWO9_1Y | 2 | South | YES | -0.000361 | 0 | 0 | 2.4 |  | 1 |  | 76242 | n | [8 empty] | 254 | 8934 | FGNTS101 | 2 | South | 147.9 | 0.001972 |  | South | 0 | 509 | WTHFRDLK | North
255 | 7800 | L_GUADGE1_1Y | 1 | South | YES | 0.00017 | 147 | 30 | 147 | 0 | 1.02 |  | 78001 | n | [8 empty] | 255 | 8935 | FGNTS201 | 3 | South | 173 | 0.001972 |  | South | 0 | 511 | AGNESSWTCH | North
256 | 7801 | L_GUADGE1_2Y | 2 | South | YES | 0.00017 | 138 | 30 | 138 | 0 | 1.02 |  | 78012 | n | [8 empty] | 256 | 8936 | MVGN#1 | 1 | South | 216.6 | 0.001426 |  | South | 0 | 512 | NRTHWTHFRD | North
257 | 7802 | L_GUADGE1_3Y | 3 | South | YES | 0.00017 | 146 | 30 | 146 | 0 | 1.02 |  | 78023 | n | [8 empty] | 257 | 8937 | MVGN#2 | 2 | South | 216.7 | 0.001426 |  | South | 0 | 514 | DUBLTRANCH | North
258 | 7803 | L_GUADGE1_4Y | 4 | South | YES | 0.00017 | 149 | 30 | 149 | 0 | 1.02 |  | 78034 | n | [8 empty] | 258 | 8938 | MVGN#3 | 3 | South | 250.9 | 0.001426 |  | South | 0 | 515 | SHADYGROVE | North
259 | 7804 | L_GUADGE1_5Y | 5 | South | YES | 0.00017 | 182 | 30 | 182 | 0 | 1.02 |  | 78045 | n | [8 empty] | 259 | 8981 | HECN1 | 1 | South | 144.8 | 0.001424 |  | South | 0 | 518 | ADVANCE | North
260 | 7805 | L_GUADGE1_6Y | 6 | South | YES | 0.00017 | 203 | 30 | 203 | 0 | 1.02 |  | 78056 | n | [8 empty] | 260 | 8982 | HECN2 | 2 | South | 144.1 | 0.001424 |  | South | 0 | 519 | WHITT | North
261 | 7807 | L_BASTEN1_1Y | 1 | South | YES | -0.002775 | 152.5 | 83.5 | 152.5 | 0 | 1.004 |  | 78071 | n | [8 empty] | 261 | 8983 | HECN3 | 3 | South | 171.9 | 0.001424 |  | South | 0 | 520 | ALEDOTAP | North
262 | 7808 | L_BASTEN1_2Y | 1 | South | YES | -0.002775 | 149.5 | 83.5 | 149.5 | 0 | 1.004 |  | 78081 | n | [8 empty] | 262 | 9000 | DECKR_G1 | 1 | South | 280 | -0.001277 |  | South |  | 522 | HUDSONOAKS | North
263 | 7809 | L_BASTEN1_3Y | 1 | South | YES | -0.002775 | 232.6 | 42 | 232.6 | 0 | 1.004 |  | 78091 | n | [8 empty] | 263 | 9001 | DECKR_G2 | 2 | South | 400 | -0.001277 |  | South |  | 526 | DICEY | North
264 | 7810 | L_RIONOG1G1Y | 1 | South | YES | -9.5e-05 | 148 | 0 | 148 | 0 | 1.02 |  | 78101 | n | [8 empty] | 264 | 9002 | DECKR_G3 | 3 | South | 0 | -0.001528 |  | South |  | 527 | ALEDO | North
265 | 7811 | L_RIONOG1G2Y | 2 | South | YES | -9.5e-05 | 148 | 0 | 148 | 0 | 1.02 |  | 78112 | n | [8 empty] | 265 | 9003 | DECKR_G4 | 4 | South | 44 | -0.001528 |  | South |  | 530 | SPRINGTOWN | North
266 | 7812 | L_RIONOG1G3Y | 3 | South | YES | -9.5e-05 | 154 | 0 | 154 | 0 | 1.02 |  | 78123 | n | [8 empty] | 266 | 9004 | DECKR_G5 | 5 | South | 44 | -0.001528 |  | South |  | 531 | FLATROCK | North
267 | 7813 | L_RIONOG1S1Y | 4 | South | YES | -9.5e-05 | 293 | 0 | 293 | 0 | 1.02 |  | 78134 | n | [8 empty] | 267 | 9005 | DECKR_G6 | 6 | South | 44 | -0.001528 |  | South |  | 532 | AGNES | North
268 | 8032 | AMISTADHYD1 | 1 | South | YES | 0.088704 | 33 | 13 | 33 | 0 | 1.0375 |  | 80321 | n | [8 empty] | 268 | 9016 | SANDH_G1 | 1 | South | 45 | -0.00127 |  | South |  | 533 | FALTROCKSW | North
269 | 8033 | AMISTADHYD2 | 2 | South | YES | 0.088704 | 25 | 13 | 25 | 0 | 1.0375 |  | 80332 | n | [8 empty] | 269 | 9017 | SANDH_G2 | 2 | South | 45 | -0.00127 |  | South |  | 534 | WETHFORDTU | North
270 | 8048 | FALCONHYDRO1 | 1 | South | YES | 0.005313 | 12 | 0 | 12 | 0 | 1.0227 |  | 80481 | n | [8 empty] | 270 | 9018 | SANDH_G3 | 3 | South | 45 | -0.00127 |  | South |  | 537 | CNTERPOINT | North
271 | 8066 | DUP1V#1 | 1 | South | YES | -0.0012 | 52.3 | 0 | 73 | 0 | 1.01 |  | 80661 | n | [8 empty] | 271 | 9019 | SANDH_G4 | 4 | South | 0 | -0.00127 |  | South |  | 541 | RENO | North
272 | 8134 | FOR #1 | 1 | South | YES | -0.002129 | 54.1 | 45 | 79 | 0 | 1.03 |  | 81341 | n | [8 empty] | 272 | 9020 | SANDHG5A | 5A | South | 150 | -0.00127 |  | South |  | 545 | BRIAR | North
273 | 8138 | FOR #2 | 2 | South | YES | -0.002129 | 63.1 | 45 | 81 | 0 | 1.03 |  | 81382 | n | [8 empty] | 273 | 9021 | SANDHG5C | 5C | South | 140 | -0.00127 |  | South |  | 548 | BOYD | North
274 | 8139 | JOS #1 | MB | South | YES | 0 | 0 | 45 | 255 |  | 1.02 |  | 8139MB | y | [8 empty] | 274 | 11001 | NAV1CT | 1 | West | 70.4 | 0.2808 |  | West | 0 | 555 | GRAPEVINE | North
275 | 8147 | UCAR #2 | 10 | South | YES | -0.001506 | 18.2 | 0 | 28 |  | 1 |  | 814710 | n | [8 empty] | 275 | 11009 | NAV2CT | 1 | West | 71.4 | 0.2808 |  | West | 0 | 556 | IBM | North
276 | 8148 | UCAR #1 | 2 | South | YES | -0.001506 | 6.1 | 0 | 7 | 0 | 1.009 |  | 81482 | n | [8 empty] | 276 | 11011 | NAV3ST | 1 | West | 92.8 | 0.2808 |  | West | 0 | 559 | HERITAGE | North
277 | 8153 | FOR #3 | 3 | South | YES | -0.002129 | 63.1 | 45 | 79.9 | 0 | 1.03 |  | 81533 | n | [8 empty] | 277 | 11012 | NAV4CT | 1 | West | 80 | 0.2808 |  | West | 0 | 562 | JOPLIN | North
278 | 8154 | FOR #4 | 4 | South | YES | -0.002129 | 63.1 | 60 | 80 | 0 | 1.03 |  | 81544 | n | [8 empty] | 278 | 11013 | NAV5CT | 1 | West | 80 | 0.2808 |  | West | 0 | 565 | KELLER | North
279 | 8155 | FOR #5 | 5 | South | YES | -0.002129 | 63.1 | 60 | 78.4 | 0 | 1.03 |  | 81555 | n | [8 empty] | 279 | 11014 | NAV6ST | 1 | West | 115 | 0.2808 |  | West | 0 | 566 | CHERRYGROV | North
280 | 8156 | FOR #6 | 6 | South | YES | -0.002129 | 24.9 | 5 | 25 | 0 | 1.03 |  | 81566 | n | [8 empty] | 280 | 11020 | TIEHVSG_1G | 1 | West | 208.2 | 0.28077 |  | West | 0 | 567 | WIZARDWELS | North
281 | 8157 | FOR #7 | 7 | South | YES | -0.002129 | 28.8 | 5 | 46 | 0 | 1.03 |  | 81577 | n | [8 empty] | 281 | 11021 | TIEHVCG_1G | 1 | West | 142.1 | 0.28077 |  | West | 0 | 568 | PEDENROAD | North
282 | 8161 | COLETO0A | 1 | South | YES | 2.3e-05 | 633 | 200 | 633 | 0 | 1.03 |  | 81611 | n | [8 empty] | 282 | 11022 | TIEHVCG_2G | 1 | West | 132.4 | 0.28077 |  | West | 0 | 570 | WISECNTY | North
283 | 8173 | VICEC51A | 5 | South | YES | -0.001069 | 144 | 18 | 144 | 0 | 1.025 |  | 81735 | n | [8 empty] | 283 | 11023 | TIEHVCG_3G | 1 | West | 137.4 | 0.28077 |  | West | 0 | 572 | AURORA | North
284 | 8174 | VICEC61A | 6 | South | YES | -0.001069 | 188 | 42 | 188 | 0 | 1.025 |  | 81746 | n | [8 empty] | 284 | 11024 | TIEHVCG_4G | 1 | West | 147 | 0.28077 |  | West | 0 | 573 | NEWARK | North
285 | 8189 | CUECPL2A | 1 | South | YES | -0.000502 | 12 | 0 | 12 | 0 | 1.02 |  | 81891 | n | [8 empty] | 285 | 11025 | TIEHVSG_2G | 1 | West | 213.2 | 0.28077 |  | West | 0 | 576 | RHOME | North
286 | 8262 | ELPS | 1 | South | YES | 0.065027 | 6 | 6 | 6 | 0 | 1.15 |  | 82621 | n | [8 empty] | 286 | 11691 | KMICHICT1_G | 1 | North | 144 | -0.02764 |  | North |  | 578 | ALLISON | North
287 | 8285 | LAR #1 | MB | South | YES | 0 | 0 | 9 | 32 |  | 1.0497 |  | 8285MB | y | [8 empty] | 287 | 11692 | KMICHICT2_G | 2 | North | 146 | -0.02764 |  | North |  | 579 | JCKCNTY8 | North
288 | 8287 | LAR #2 | MB | South | YES | 0 | 0 | 9 | 32 |  | 1.04 |  | 8287MB | y | [8 empty] | 288 | 11693 | KMICHIST3_G | 3 | North | 312 | -0.02764 |  | North |  | 580 | JCKCNTY801 | North
289 | 8288 | LAR #3 | MB | South | YES | 0 | 0 | 25 | 105 |  | 1.04 |  | 8288MB | y | [8 empty] | 289 | 11694 | KMICHICT4_G | 4 | North | 144 | -0.02764 |  | North |  | 581 | JCKCNTY802 | North
290 | 8388 | BATES0A | MB | South | YES | 0 | 0 | 21 | 71 |  | 1.033 |  | 8388MB | y | [8 empty] | 290 | 11695 | KMICHICT5_G | 5 | North | 148 | -0.02764 |  | North |  | 582 | JCKCNTY803 | North
291 | 8393 | BATES0B | MB | South | YES | 0 | 0 | 25 | 110 |  | 1.03 |  | 8393MB | y | [8 empty] | 291 | 11696 | KMICHIST6_G | 6 | North | 310 | -0.02764 |  | North |  | 583 | DECATUR | North
292 | 8437 | NUECES_B0C | MB | South | YES | 0 | 0 | 7 | 30 |  | 1.03 |  | 8437MB | y | [8 empty] | 292 | 12322 | ENNSTRAC_1G | 1 | North | 196 | -0.023002 |  | North |  | 584 | WOODIE | North
293 | 8438 | NUECES_B0B | MB | South | YES | 0 | 0 | 26 | 169 |  | 1.03 |  | 8438MB | y | [8 empty] | 293 | 12323 | ENNSTRAC_2G | 2 | North | 116 | -0.023002 |  | North |  | 585 | CHISOLM | North
294 | 8442 | NUECES_B0A | MB | South | YES | 0 | 0 | 81 | 367 |  | 1.03 |  | 8442MB | y | [8 empty] | 294 | 12411 | FPLEFR1A_G | 1 | North | 161 | -0.026024 |  | North |  | 587 | GREENWOOD | North
295 | 8456 | COSW#1 | 1 | South | YES | 0.000284 | 20 | 0 | 20 | 0 | 1.027 |  | 84561 | n | [8 empty] | 295 | 12412 | FPLEFR1B_G | 2 | North | 164 | -0.026024 |  | North |  | 588 | WILLOW | North
296 | 8457 | COSW#2 | 2 | South | YES | 0.000284 | 14 | 0 | 14 | 0 | 1.027 |  | 84572 | n | [8 empty] | 296 | 12413 | FPLEFR1C_G | 3 | North | 164 | -0.026024 |  | North |  | 590 | PERCHHILL | North
297 | 8459 | B_DAVIS0B | MB | South | YES | 0.000321 | 0 | 50 | 339 |  | 1.03 |  | 8459MB | y | [8 empty] | 297 | 12414 | FPLEFR1S_G | 4 | North | 414 | -0.026024 |  | North |  | 595 | KEETER | North
298 | 8460 | B_DAVIS0A | MB | South | YES | 0.000321 | 0 | 50 | 340 |  | 1.03 |  | 8460MB | y | [8 empty] | 298 | 12421 | FPLEFR2A_G | 1 | North | 162 | -0.026024 |  | North |  | 596 | COTTONDALE | North
299 | 8461 | KOCH_UP0A | 1 | South | YES | 0.000397 | 38 | 0 | 38 | 0 | 1.012 |  | 84611 | n | [8 empty] | 299 | 12422 | FPLEFR2B_G | 2 | North | 161 | -0.026024 |  | North |  | 598 | ELNA | North
300 | 8506 | VAL #1 | 1 | South | YES | 0.000359 | 20.9 | 0 | 25 | 0 | 1.0055 |  | 85061 | n | [8 empty] | 300 | 12423 | FPLEFR2C_G | 3 | North | 163 | -0.026024 |  | North |  | 600 | BRIDGEPORT | North
301 | 8507 | VAL #2 | 2 | South | YES | 0.000359 | 20.9 | 0 | 25 | 0 | 1.0055 |  | 85072 | n | [8 empty] | 301 | 12424 | FPLEFR2S_G | 4 | North | 415 | -0.026024 |  | North |  | 601 | EBRIDGPORT | North
302 | 8511 | OXY_CC0A | 1 | South | YES | 0.00036 | 30.3 | 0 | 38 |  | 1.027 |  | 85111 | n | [8 empty] | 302 | 12440 | PARKD_1SVC8 | 1 | North | 0 | -0.025935 |  | North |  | 608 | CRAFTON | North
303 | 8517 | CELANEBI0A | 1 | South | YES | 0.000619 | 29 | 0 | 29 | 0 | 1.02 |  | 85171 | n | [8 empty] | 303 | 12449 | PARKD_2SVC8 | 1 | North | 0 | -0.025935 |  | North |  | 616 | CARTER | North
304 | 8560 | CNOPGT1 | 1 | South | YES | 0.000269 | 148.3 | 0 | 148.3 | 0 | 1.03 |  | 85601 | n | [8 empty] | 304 | 13116 | TGATEWAY_1G | 1 | North | 151 | -0.024038 |  | North |  | 618 | LONESTAR | North
305 | 8561 | CNOPGT2 | 2 | South | YES | 0.000269 | 148.6 | 0 | 148.6 | 0 | 1.03 |  | 85612 | n | [8 empty] | 305 | 13117 | TGATEWAY_2G | 2 | North | 130 | -0.024038 |  | North |  | 620 | BOWIE8 | North
306 | 8562 | CNOPST1 | 3 | South | YES | 0.000269 | 153 | 0 | 153 | 0 | 1.03 |  | 85623 | n | [8 empty] | 306 | 13118 | TGATEWAY_3G | 3 | North | 148 | -0.024038 |  | North |  | 621 | BOWIE9 | North
307 | 8926 | LGE_GT10A | 1 | South | YES | -2e-05 | 158 | 0 | 158 | 0 | 1.03 |  | 89261 | n | [8 empty] | 307 | 13119 | TGATEWAY_4G | 4 | North | 399 | -0.024038 |  | North |  | 625 | CRAIGRANCH | North
308 | 8927 | LGE_GT20A | 2 | South | YES | -2e-05 | 153 | 0 | 153 | 0 | 1.03 |  | 89272 | n | [8 empty] | 308 | 13131 | CALFREST_1G | 1 | North | 150.7 | -0.02179 |  | North |  | 628 | SPRNGCREEK | North
309 | 8928 | LGE_STG0A | 3 | South | YES | -2e-05 | 100 | 0 | 100 | 0 | 1.03 |  | 89283 | n | [8 empty] | 309 | 13132 | CALFREST_2G | 2 | North | 151 | -0.02179 |  | North |  | 629 | ROMANJUAREZ | North
310 | 8930 | ICPGN10A | 1 | South | YES | -2e-05 | 149 | 0 | 149 | 0 | 1.03 |  | 89301 | n | [8 empty] | 310 | 13133 | CALFREST_3G | 3 | North | 177.4 | -0.02179 |  | North |  | 631 | NEWPORT | North
311 | 8931 | ICPGN20A | 2 | South | YES | -2e-05 | 150 | 0 | 150 | 0 | 1.03 |  | 89312 | n | [8 empty] | 311 | 13134 | CALFREST_4G | 4 | North | 151.5 | -0.021875 |  | North |  | 632 | JOHNSONSW | North
312 | 8932 | ICPGN30A | 3 | South | YES | -2e-05 | 127 | 0 | 127 | 0 | 1.03 |  | 89323 | n | [8 empty] | 312 | 13135 | CALFREST_5G | 5 | North | 152.3 | -0.021875 |  | North |  | 633 | MONTAGUE | North
313 | 8933 | FGNTS001 | 1 | South | YES | 0.001972 | 146.5 | 0 | 146.5 | 0 | 1.03 |  | 89331 | n | [8 empty] | 313 | 13136 | CALFREST_6G | 6 | North | 177.5 | -0.021875 |  | North |  | 634 | AUDUBONSW | North
314 | 8934 | FGNTS101 | 2 | South | YES | 0.001972 | 147.9 | 0 | 147.9 | 0 | 1.03 |  | 89342 | n | [8 empty] | 314 | 13432 | SANDOW_5G | 5 | South | 581 | -0.006138 |  | South |  | 635 | AUDUBON | North
315 | 8935 | FGNTS201 | 3 | South | YES | 0.001972 | 173 | 0 | 173 | 0 | 1.03 |  | 89353 | n | [8 empty] | 315 | 32798 | BRYN_TAMUGEN | 1 | North | 32 | -0.015605 |  | North |  | 636 | JOHNSON | North
316 | 8936 | MVGN#1 | 1 | South | YES | 0.001426 | 216.6 | 0 | 216.6 | 0 | 1.0304 |  | 89361 | n | [8 empty] | 316 | 32883 | BRYN_DNSBY3 | 1 | North | 0 | -0.015524 |  | North |  | 640 | ROANOKE | North
317 | 8937 | MVGN#2 | 2 | South | YES | 0.001426 | 216.7 | 0 | 216.7 | 0 | 1.0304 |  | 89372 | n | [8 empty] | 317 | 32884 | BRYN_DNSBY13 | 1 | North | 46 | -0.015524 |  | North |  | 645 | LEWISVLSW8 | North
318 | 8938 | MVGN#3 | 3 | South | YES | 0.001426 | 250.9 | 0 | 250.9 | 0 | 1.0304 |  | 89383 | n | [8 empty] | 318 | 32888 | BRYN_ATKINS7 | 1 | North | 13.6 | -0.015552 |  | North |  | 646 | LEWISVLSW5 | North
319 | 8981 | HECN1 | 1 | South | YES | 0.001424 | 144.8 | 0 | 144.8 | 0 | 1.0304 |  | 89811 | n | [8 empty] | 319 | 32892 | BRYN_DNSBY14 | 1 | North | 84 | -0.015524 |  | North |  | 648 | COPPELL | North
320 | 8982 | HECN2 | 2 | South | YES | 0.001424 | 144.1 | 0 | 144.1 | 0 | 1.0304 |  | 89822 | n | [8 empty] | 320 | 36998 | RDCNYNG1 | 1 | West | 16.8 | 0.26735 |  | West | 0 | 649 | PNTHRCREEK | North
321 | 8983 | HECN3 | 3 | South | YES | 0.001424 | 171.9 | 0 | 171.9 | 0 | 1.0304 |  | 89833 | n | [8 empty] | 321 | 38332 | TNWDWRDU2_8 | 1 | West | 20 | 0.26708 |  | West | 0 | 651 | LEBANON | North
322 | 9000 | DECKR_G1 | 1 | South | YES | -0.001277 | 280 | 50 | 321 | 0 | 1.015 |  | 90001 | n | [8 empty] | 322 | 38437 | TNSRBNMESA9 | 1 | West | 37.5 | 0.267 |  | West | 0 | 652 | AUBREY | North
323 | 9001 | DECKR_G2 | 2 | South | YES | -0.001277 | 400 | 50 | 426 | 0 | 1.015 |  | 90012 | n | [8 empty] | 323 | 38580 | TNBP_CGN1_8 | 1 | Houston | 70.8 | -0.010026 |  | Houston |  | 653 | CUSTER2 | North
324 | 9002 | DECKR_G3 | 3 | South | YES | -0.001528 | 0 | 24 | 42 |  | 1.015 |  | 90023 | n | [8 empty] | 324 | 38590 | TNBP_CGN2_8 | 2 | Houston | 66.7 | -0.010026 |  | Houston |  | 655 | CUSTER | North
325 | 9003 | DECKR_G4 | 4 | South | YES | -0.001528 | 44 | 24 | 44 | 0 | 1.015 |  | 90034 | n | [8 empty] | 325 | 38600 | TNBP_CGN3_8 | 5 | Houston | 53 | -0.010026 |  | Houston |  | 656 | MOUND | North
326 | 9004 | DECKR_G5 | 5 | South | YES | -0.001528 | 44 | 24 | 44 | 0 | 1.015 |  | 90045 | n | [8 empty] | 326 | 38611 | TNBPAMCG1_8 | 1 | Houston | 153.2 | -0.010026 |  | Houston |  | 657 | KIMBALROAD | North
327 | 9005 | DECKR_G6 | 6 | South | YES | -0.001528 | 44 | 24 | 47 | 0 | 1.015 |  | 90056 | n | [8 empty] | 327 | 38612 | TNBPAMCG2_8 | 2 | Houston | 153.5 | -0.010026 |  | Houston |  | 658 | MCKAMY | North
328 | 9016 | SANDH_G1 | 1 | South | YES | -0.00127 | 45 | 2 | 49 | 0 | 1.0175 |  | 90161 | n | [8 empty] | 328 | 38613 | TNBPAMCG3_8 | 3 | Houston | 152.3 | -0.010026 |  | Houston |  | 659 | BRIDGES | North
329 | 9017 | SANDH_G2 | 2 | South | YES | -0.00127 | 45 | 2 | 46 | 0 | 1.0175 |  | 90172 | n | [8 empty] | 329 | 38614 | TNBPAMCG4_8 | 4 | Houston | 96 | -0.010026 |  | Houston |  | 660 | LEWISVILLE | North
330 | 9018 | SANDH_G3 | 3 | South | YES | -0.00127 | 45 | 2 | 46 | 0 | 1.0175 |  | 90183 | n | [8 empty] | 330 | 38615 | TNBPAMCG5_8 | 1 | Houston | 244 | -0.010026 |  | Houston |  | 661 | CROSTIMBRS | North
331 | 9019 | SANDH_G4 | 4 | South | YES | -0.00127 | 0 | 2 | 47 |  | 1.0175 |  | 90194 | n | [8 empty] | 331 | 38690 | TNBP_CGN4_8 | 3 | Houston | 40 | -0.010026 |  | Houston |  | 662 | NAVO | North
332 | 9020 | SANDHG5A | 5A | South | YES | -0.00127 | 150 | 84 | 155 | 0 | 1.0175 |  | 90205A | n | [8 empty] | 332 | 38711 | TNTXCTY1CG8 | 1 | Houston | 100.3 | -0.010026 |  | Houston |  | 663 | HEBRON | North
333 | 9021 | SANDHG5C | 5C | South | YES | -0.00127 | 140 | 0 | 148 | 0 | 1.0175 |  | 90215C | n | [8 empty] | 333 | 38712 | TNTXCTY2CG8 | 1 | Houston | 92.9 | -0.010026 |  | Houston |  | 664 | HIGHLAND | North
334 | 11001 | NAV1CT | 1 | West | YES | 0.2808 | 70.4 | 18 | 70.4 | 0 | 1.029 |  | 110011 | n | [8 empty] | 334 | 38713 | TNTXCTY3CG8 | 1 | Houston | 102.7 | -0.010026 |  | Houston |  | 668 | CANYON | North
335 | 11009 | NAV2CT | 1 | West | YES | 0.2808 | 71.4 | 18 | 71.4 | 0 | 1.029 |  | 110091 | n | [8 empty] | 335 | 38714 | TNTXCTY4CG8 | 1 | Houston | 103 | -0.010026 |  | Houston |  | 670 | KRUM | North
336 | 11011 | NAV3ST | 1 | West | YES | 0.2808 | 92.8 | 40 | 92.8 | 0 | 1.029 |  | 110111 | n | [8 empty] | 336 | 39190 | TNSLCGN1__8 | 1 | Houston | 0 | 0 |  | Houston |  | 671 | LAKEDALLAS | North
337 | 11012 | NAV4CT | 1 | West | YES | 0.2808 | 80 | 18 | 80 | 0 | 1.029 |  | 110121 | n | [8 empty] | 337 | 39470 | TNDOWCGNSG8 | 1 | Houston | 32 | -0.010026 |  | Houston |  | 672 | RECTORROAD | North
338 | 11013 | NAV5CT | 1 | West | YES | 0.2808 | 80 | 18 | 80 | 0 | 1.029 |  | 110131 | n | [8 empty] | 338 | 39480 | TNDOWCGNGG8 | 1 | Houston | 30 | -0.010026 |  | Houston |  | 673 | KRUMSW | North
339 | 11014 | NAV6ST | 1 | West | YES | 0.2808 | 115 | 40 | 115 | 0 | 1.029 |  | 110141 | n | [8 empty] | 339 | 39760 | TNSCLP1___8 | 1 | Houston | 93.4 | -0.008624 |  | Houston |  | 675 | ROCKHILL | North
340 | 11020 | TIEHVSG_1G | 1 | West | YES | 0.28077 | 208.2 | 63 | 208.2 | 0 | 1.012 |  | 110201 | n | [8 empty] | 340 | 39770 | TNSCLP2___8 | 1 | Houston | 91.6 | -0.008624 |  | Houston |  | 679 | MCPHERSON | North
341 | 11021 | TIEHVCG_1G | 1 | West | YES | 0.28077 | 142.1 | 103 | 142.1 | 0 | 1.012 |  | 110211 | n | [8 empty] | 341 | 39775 | TNSCLP4___8 | 1 | Houston | 95.2 | -0.008624 |  | Houston |  | 680 | NRTHSANGER | North
342 | 11022 | TIEHVCG_2G | 1 | West | YES | 0.28077 | 132.4 | 103 | 132.4 | 0 | 1.012 |  | 110221 | n | [8 empty] | 342 | 39790 | TNSCLP3___8 | 1 | Houston | 87.6 | -0.008624 |  | Houston |  | 681 | FRISCO | North
343 | 11023 | TIEHVCG_3G | 1 | West | YES | 0.28077 | 137.4 | 103 | 137.4 | 0 | 1.012 |  | 110231 | n | [8 empty] | 343 | 48500 | APD_GT1_8005 | 1 | Houston | 137.6 | -0.010716 |  | Houston |  | 684 | SPRING | North
344 | 11024 | TIEHVCG_4G | 1 | West | YES | 0.28077 | 147 | 103 | 147 | 0 | 1.012 |  | 110241 | n | [8 empty] | 344 | 48510 | AK_GT1__8040 | 1 | Houston | 33.4 | -0.009512 |  | Houston |  | 691 | VALLEYVIEW | North
345 | 11025 | TIEHVSG_2G | 1 | West | YES | 0.28077 | 213.2 | 63 | 213.2 | 0 | 1.012 |  | 110251 | n | [8 empty] | 345 | 48511 | LPE_GT1_8070 | 1 | Houston | 42 | -0.010719 |  | Houston |  | 695 | MUENSTER | North
346 | 11691 | KMICHICT1_G | 1 | North | YES | -0.02764 | 144 | 80 | 144 | 0 | 1.026 |  | 116911 | n | [8 empty] | 346 | 48512 | LPE_GT2_8075 | 2 | Houston | 42 | -0.010719 |  | Houston |  | 698 | SALEM | North
347 | 11692 | KMICHICT2_G | 2 | North | YES | -0.02764 | 146 | 80 | 146 | 0 | 1.026 |  | 116922 | n | [8 empty] | 347 | 48513 | LPE_GT3_8080 | 3 | Houston | 39 | -0.010719 |  | Houston |  | 704 | MTNSPRNGS | North
348 | 11693 | KMICHIST3_G | 3 | North | YES | -0.02764 | 312 | 60 | 312 | 0 | 1.026 |  | 116933 | n | [8 empty] | 348 | 48514 | LPE_GT4_8085 | 4 | Houston | 39 | -0.010719 |  | Houston |  | 705 | HAWKINS9 | North
349 | 11694 | KMICHICT4_G | 4 | North | YES | -0.02764 | 144 | 80 | 144 | 0 | 1.026 |  | 116944 | n | [8 empty] | 349 | 48520 | BSF_GT1_8070 | 1 | Houston | 72 | -0.008388 |  | Houston |  | 706 | WOODBINE | North
350 | 11695 | KMICHICT5_G | 5 | North | YES | -0.02764 | 148 | 80 | 148 | 0 | 1.026 |  | 116955 | n | [8 empty] | 350 | 48520 | BSF_GT1_8070 | 2 | Houston | 10 | -0.008388 |  | Houston |  | 707 | HAWKINS8 | North
351 | 11696 | KMICHIST6_G | 6 | North | YES | -0.02764 | 310 | 60 | 310 | 0 | 1.026 |  | 116966 | n | [8 empty] | 351 | 48521 | BVE_GT1_GT1 | 1 | Houston | 167.7 | -0.009451 |  | Houston |  | 708 | KIOWA | North
352 | 12322 | ENNSTRAC_1G | 1 | North | YES | -0.023002 | 196 | 130 | 196 | 0 | 1.036 |  | 123221 | n | [8 empty] | 352 | 48522 | BVE_GT2_5035 | 2 | Houston | 166.4 | -0.009451 |  | Houston |  | 709 | CALLISBURG | North
353 | 12323 | ENNSTRAC_2G | 2 | North | YES | -0.023002 | 116 | 100 | 116 | 0 | 1.036 |  | 123232 | n | [8 empty] | 353 | 48523 | BVE_ST1_GN1 | 3 | Houston | 252.4 | -0.009451 |  | Houston |  | 718 | WHTSBRSWST | North
354 | 12411 | FPLEFR1A_G | 1 | North | YES | -0.026024 | 161 | 72 | 161 | 0 | 1 |  | 124111 | n | [8 empty] | 354 | 48531 | BYU_GT1_8075 | 1 | Houston | 65 | -0.010432 |  | Houston |  | 722 | JORDAN | North
355 | 12412 | FPLEFR1B_G | 2 | North | YES | -0.026024 | 164 | 72 | 164 | 0 | 1 |  | 124122 | n | [8 empty] | 355 | 48532 | BYU_GT2_8055 | 2 | Houston | 62 | -0.010432 |  | Houston |  | 724 | SMS SW | West
356 | 12413 | FPLEFR1C_G | 3 | North | YES | -0.026024 | 164 | 72 | 164 | 0 | 1 |  | 124133 | n | [8 empty] | 356 | 48533 | BYU_GT3_8060 | 3 | Houston | 67 | -0.010432 |  | Houston |  | 725 | SIVLSBNDSW | North
357 | 12414 | FPLEFR1S_G | 4 | North | YES | -0.026024 | 414 | 191 | 414 | 0 | 1 |  | 124144 | n | [8 empty] | 357 | 48534 | BYU_GT4_8065 | 4 | Houston | 65 | -0.010432 |  | Houston |  | 726 | GAINESVILL | North
358 | 12421 | FPLEFR2A_G | 1 | North | YES | -0.026024 | 162 | 72 | 162 | 0 | 1 |  | 124211 | n | [8 empty] | 358 | 48551 | CAL_GT1_8045 | 1 | Houston | 149 | -0.010617 |  | Houston |  | 727 | SIVELSBEND | North
359 | 12422 | FPLEFR2B_G | 2 | North | YES | -0.026024 | 161 | 72 | 161 | 0 | 1 |  | 124222 | n | [8 empty] | 359 | 48552 | CAL_ST1_8000 | 2 | Houston | 65.1 | -0.010617 |  | Houston |  | 728 | WOLFRIDGE801 | North
360 | 12423 | FPLEFR2C_G | 3 | North | YES | -0.026024 | 163 | 72 | 163 | 0 | 1 |  | 124233 | n | [8 empty] | 360 | 48561 | CTL_GT2_8130 | 1 | Houston | 73.5 | -0.010377 |  | Houston |  | 729 | SCURRYSWCH | West
361 | 12424 | FPLEFR2S_G | 4 | North | YES | -0.026024 | 415 | 191 | 415 | 0 | 1 |  | 124244 | n | [8 empty] | 361 | 48562 | CTL_GT3_8135 | 2 | Houston | 70.1 | -0.010377 |  | Houston |  | 730 | WOLFRIDGE | North
362 | 12440 | PARKD_1SVC8 | 1 | North | YES | -0.025935 | 0 | 0 | 0 | 0 | 1.007 |  | 124401 | n | [8 empty] | 362 | 48563 | CTL_GT4_8140 | 3 | Houston | 69.6 | -0.010377 |  | Houston |  | 731 | HENRY | West
363 | 12449 | PARKD_2SVC8 | 1 | North | YES | -0.025935 | 0 | 0 | 0 | 0 | 1.007 |  | 124491 | n | [8 empty] | 363 | 48564 | CTL_GN1_8145 | 4 | Houston | 43.6 | -0.010377 |  | Houston |  | 732 | BRYSON | North
364 | 13116 | TGATEWAY_1G | 1 | North | YES | -0.024038 | 151 | 30 | 151 | 0 | 1.0232 |  | 131161 | n | [8 empty] | 364 | 48565 | CTL_GN2_8155 | 5 | Houston | 9.8 | -0.010377 |  | Houston |  | 733 | PADUCAH | West
365 | 13117 | TGATEWAY_2G | 2 | North | YES | -0.024038 | 130 | 30 | 130 | 0 | 1.0232 |  | 131172 | n | [8 empty] | 365 | 48581 | CBY_GN1_1 | 1 | Houston | 595.2 | -0.010946 |  | Houston |  | 734 | MCADAMS | West
366 | 13118 | TGATEWAY_3G | 3 | North | YES | -0.024038 | 148 | 30 | 148 | 0 | 1.0232 |  | 131183 | n | [8 empty] | 366 | 48582 | CBY_GN2_2 | 2 | Houston | 596.8 | -0.010855 |  | Houston |  | 735 | REDRIVER | North
367 | 13119 | TGATEWAY_4G | 4 | North | YES | -0.024038 | 399 | 65 | 399 | 0 | 1.0232 |  | 131194 | n | [8 empty] | 367 | 48583 | CBY_GT4_1 | 1 | Houston | 172 | -0.010974 |  | Houston |  | 736 | LIBERTY | West
368 | 13131 | CALFREST_1G | 1 | North | YES | -0.02179 | 150.7 | 40 | 150.7 | 0 | 1.031 |  | 131311 | n | [8 empty] | 368 | 48584 | CBY_GT4_2 | 2 | Houston | 172 | -0.010974 |  | Houston |  | 737 | SMS | West
369 | 13132 | CALFREST_2G | 2 | North | YES | -0.02179 | 151 | 57 | 151 | 0 | 1.031 |  | 131322 | n | [8 empty] | 369 | 48585 | CBY_ST4_1 | 3 | Houston | 172 | -0.010974 |  | Houston |  | 738 | SINCLAIRSW | North
370 | 13133 | CALFREST_3G | 3 | North | YES | -0.02179 | 177.4 | 40 | 177.4 | 0 | 1.031 |  | 131333 | n | [8 empty] | 370 | 48591 | CHE_GT2_5030 | 2 | Houston | 173 | -0.011497 |  | Houston |  | 739 | CHILDRESS | West
371 | 13134 | CALFREST_4G | 4 | North | YES | -0.021875 | 151.5 | 40 | 151.5 | 0 | 1.031 |  | 131344 | n | [8 empty] | 371 | 48593 | CHE_GT1_8015 | 1 | Houston | 173 | -0.010735 |  | Houston |  | 741 | DYEMOUND | North
372 | 13135 | CALFREST_5G | 5 | North | YES | -0.021875 | 152.3 | 57 | 152.3 | 0 | 1.031 |  | 131355 | n | [8 empty] | 372 | 48594 | CHE_GN4_8025 | 4 | Houston | 142 | -0.010735 |  | Houston |  | 742 | SINCLAIR | North
373 | 13136 | CALFREST_6G | 6 | North | YES | -0.021875 | 177.5 | 40 | 177.5 | 0 | 1.031 |  | 131366 | n | [8 empty] | 373 | 48595 | BTE_GT2_8075 | 1 | Houston | 162.8 | -0.011041 |  | Houston |  | 743 | SALTCREEK | West
374 | 13432 | SANDOW_5G | 5 | South | YES | -0.006138 | 581 | 225 | 581 | 0 | 1.029 |  | 134325 | n | [8 empty] | 374 | 48596 | BTE_GT3_8045 | 2 | Houston | 161.4 | -0.011041 |  | Houston |  | 744 | WALNUTBEND | North
375 | 32798 | BRYN_TAMUGEN | 1 | North | YES | -0.015605 | 32 | 0 | 32 |  | 1.02 |  | 327981 | n | [8 empty] | 375 | 48597 | BTE_GT4_8055 | 3 | Houston | 158.9 | -0.011041 |  | Houston |  | 745 | KING | West
376 | 32883 | BRYN_DNSBY3 | 1 | North | YES | -0.015524 | 0 | 2 | 48 |  | 1.015 |  | 328831 | n | [8 empty] | 376 | 48598 | BTE_ST1_8070 | 4 | Houston | 269.2 | -0.011041 |  | Houston |  | 746 | STJO | North
377 | 32884 | BRYN_DNSBY13 | 1 | North | YES | -0.015524 | 46 | 2 | 46 | 0 | 1.015 |  | 328841 | n | [8 empty] | 377 | 48611 | DIB_GT1_8080 | 1 | Houston | 64 | -0.010623 |  | Houston |  | 747 | KALGARY | West
378 | 32886 | BRYN_ATKINS3 | MB | North | YES | -0.015552 | 0 | 5 | 12 |  | 1 |  | 32886MB | y | [8 empty] | 378 | 48612 | DIB_GT2_8075 | 2 | Houston | 63.2 | -0.010623 |  | Houston |  | 748 | JAYTON | West
379 | 32887 | BRYN_ATKINS6 | MB | North | YES | -0.015552 | 0 | 12 | 51 |  | 1.028 |  | 32887MB | y | [8 empty] | 379 | 48613 | DIB_ST1_8085 | 3 | Houston | 67.9 | -0.010623 |  | Houston |  | 749 | GLENN | West
380 | 32888 | BRYN_ATKINS7 | 1 | North | YES | -0.015552 | 13.6 | 4 | 17 |  | 1.028 |  | 328881 | n | [8 empty] | 380 | 48614 | DIB_GT3_8090 | 4 | Houston | 73.6 | -0.010623 |  | Houston |  | 750 | STJO | North
381 | 32890 | BRYN_ATKINS4 | MB | North | YES | -0.015552 | 0 | 5 | 22 |  | 1.031 |  | 32890MB | y | [8 empty] | 381 | 48641 | DPEC_GT15040 | 1 | Houston | 163.2 | -0.010558 |  | Houston |  | 751 | ESPUELA | West
382 | 32891 | BRYN_ATKINS5 | MB | North | YES | -0.015552 | 0 | 5 | 25 |  | 1.031 |  | 32891MB | y | [8 empty] | 382 | 48642 | DPEC_GT25025 | 2 | Houston | 157.1 | -0.010558 |  | Houston |  | 752 | CLAIRMONT | West
383 | 32892 | BRYN_DNSBY14 | 1 | North | YES | -0.015524 | 84 | 25 | 105 | 0 | 1.035 |  | 328921 | n | [8 empty] | 383 | 48643 | DPEC_GT35010 | 3 | Houston | 157.5 | -0.010558 |  | Houston |  | 753 | BISSETT | West
384 | 36998 | RDCNYNG1 | 1 | West | YES | 0.26735 | 16.8 | 0 | 84 |  | 1.01 |  | 369981 | n | [8 empty] | 384 | 48644 | DPEC_GT45070 | 4 | Houston | 157 | -0.010558 |  | Houston |  | 754 | CAPSCORNER | North
385 | 38332 | TNWDWRDU2_8 | 1 | West | YES | 0.26708 | 20 | 0 | 80 | 0 | 1.0232 |  | 383321 | n | [8 empty] | 385 | 48645 | DPEC_ST55065 | 5 | Houston | 282 | -0.010558 |  | Houston |  | 755 | ASPERMONT | West
386 | 38437 | TNSRBNMESA9 | 1 | West | YES | 0.267 | 37.5 | 0 | 150 |  | 1.02 |  | 384371 | n | [8 empty] | 386 | 48651 | EP_1_2 | 1 | Houston | 4 | -0.010943 |  | Houston |  | 756 | NOCONA | North
387 | 38580 | TNBP_CGN1_8 | 1 | Houston | YES | -0.010026 | 70.8 | 0 | 70.8 | 0 | 1.005 |  | 385801 | n | [8 empty] | 387 | 48651 | EP_1_2 | 2 | Houston | 17.7 | -0.010943 |  | Houston |  | 757 | BUSHKNOB | West
388 | 38590 | TNBP_CGN2_8 | 2 | Houston | YES | -0.010026 | 66.7 | 0 | 66.7 | 0 | 1.005 |  | 385902 | n | [8 empty] | 388 | 48671 | FTR_GT1_5105 | 1 | North | 154.2 | -0.015074 |  | North |  | 758 | ALCORN | North
389 | 38600 | TNBP_CGN3_8 | 5 | Houston | YES | -0.010026 | 53 | 0 | 53 | 0 | 1.005 |  | 386005 | n | [8 empty] | 389 | 48672 | FTR_GT2_5110 | 2 | North | 159 | -0.015074 |  | North |  | 759 | MORAN | West
390 | 38611 | TNBPAMCG1_8 | 1 | Houston | YES | -0.010026 | 153.2 | 0 | 153.2 | 0 | 1.005 |  | 386111 | n | [8 empty] | 390 | 48673 | FTR_GT3_5085 | 3 | North | 158 | -0.015074 |  | North |  | 760 | ALBANY | West
391 | 38612 | TNBPAMCG2_8 | 2 | Houston | YES | -0.010026 | 153.5 | 0 | 153.5 | 0 | 1.005 |  | 386122 | n | [8 empty] | 391 | 48674 | FTR_CN4_5095 | 4 | North | 380 | -0.015074 |  | North |  | 761 | TRUSCOTT | West
392 | 38613 | TNBPAMCG3_8 | 3 | Houston | YES | -0.010026 | 152.3 | 0 | 152.3 | 0 | 1.005 |  | 386133 | n | [8 empty] | 392 | 48690 | GBY_GN5_5 | 5 | Houston | 318.4 | -0.011068 |  | Houston |  | 762 | HARDYSW | North
393 | 38614 | TNBPAMCG4_8 | 4 | Houston | YES | -0.010026 | 96 | 0 | 96 |  | 1.005 |  | 386144 | n | [8 empty] | 393 | 48691 | GBY_73741085 | A | Houston | 37.6 | -0.010516 |  | Houston |  | 763 | ROCHESTER | West
394 | 38615 | TNBPAMCG5_8 | 1 | Houston | YES | -0.010026 | 244 | 0 | 244 | 0 | 1.005 |  | 386151 | n | [8 empty] | 394 | 48691 | GBY_73741085 | B | Houston | 37.6 | -0.010516 |  | Houston |  | 764 | MUNDAY | West
395 | 38690 | TNBP_CGN4_8 | 3 | Houston | YES | -0.010026 | 40 | 0 | 40 |  | 1.005 |  | 386903 | n | [8 empty] | 395 | 48692 | GBY_81821075 | C | Houston | 37.6 | -0.010516 |  | Houston |  | 765 | KNOX | West
396 | 38711 | TNTXCTY1CG8 | 1 | Houston | YES | -0.010026 | 100.3 | 59 | 100.3 | 0 | 1 |  | 387111 | n | [8 empty] | 396 | 48692 | GBY_81821075 | D | Houston | 44 | -0.010516 |  | Houston |  | 766 | HARDY | North
397 | 38712 | TNTXCTY2CG8 | 1 | Houston | YES | -0.010026 | 92.9 | 59 | 92.9 | 0 | 1 |  | 387121 | n | [8 empty] | 397 | 48693 | GBY_83841065 | E | Houston | 45.6 | -0.010516 |  | Houston |  | 767 | HENRIETA | North
398 | 38713 | TNTXCTY3CG8 | 1 | Houston | YES | -0.010026 | 102.7 | 59 | 102.7 | 0 | 1 |  | 387131 | n | [8 empty] | 398 | 48693 | GBY_83841065 | F | Houston | 43.2 | -0.010516 |  | Houston |  | 768 | JOY | North
399 | 38714 | TNTXCTY4CG8 | 1 | Houston | YES | -0.010026 | 103 | 59 | 103 | 0 | 1 |  | 387141 | n | [8 empty] | 399 | 48730 | MNS_GT | 1 | Houston | 43 | -0.009396 |  | Houston |  | 769 | POSTOAKSW | North
400 | 39190 | TNSLCGN1__8 | 1 | Houston | YES | 0 | 0 | 10 | 30 |  | 1.03 |  | 391901 | n | [8 empty] | 400 | 48731 | CBE_GT1 | 1 | Houston | 76 | -0.006768 |  | Houston |  | 770 | ARROWHEAD | North
401 | 39470 | TNDOWCGNSG8 | 1 | Houston | YES | -0.010026 | 32 | 10 | 32 | 0 | 0.985 |  | 394701 | n | [8 empty] | 401 | 48732 | CBE_GT2 | 1 | Houston | 76 | -0.006768 |  | Houston |  | 771 | POSTOAK | North
402 | 39480 | TNDOWCGNGG8 | 1 | Houston | YES | -0.010026 | 30 | 10 | 30 | 0 | 0.985 |  | 394801 | n | [8 empty] | 402 | 48733 | CBE_ST12 | 1 | Houston | 105 | -0.006768 |  | Houston |  | 772 | SHANNON | North
403 | 39760 | TNSCLP1___8 | 1 | Houston | YES | -0.008624 | 93.4 | 20 | 116.8 | 0 | 1.04 |  | 397601 | n | [8 empty] | 403 | 48734 | CBE_GT3 | 1 | Houston | 76 | -0.006768 |  | Houston |  | 773 | SCOTLAND | North
404 | 39770 | TNSCLP2___8 | 1 | Houston | YES | -0.008624 | 91.6 | 20 | 114.5 | 0 | 1.04 |  | 397701 | n | [8 empty] | 404 | 48735 | CBE_GT4 | 1 | Houston | 76 | -0.006768 |  | Houston |  | 774 | KATZP | West
405 | 39775 | TNSCLP4___8 | 1 | Houston | YES | -0.008624 | 95.2 | 20 | 119 | 0 | 1.04 |  | 397751 | n | [8 empty] | 405 | 48736 | CBE_ST34 | 1 | Houston | 105 | -0.006768 |  | Houston |  | 775 | LANHAM | North
406 | 39790 | TNSCLP3___8 | 1 | Houston | YES | -0.008624 | 87.6 | 20 | 109.5 | 0 | 1.027 |  | 397901 | n | [8 empty] | 406 | 48740 | PSG_GN2_8050 | 1 | Houston | 182 | -0.010626 |  | Houston |  | 776 | BRIDWELL | North
407 | 39960 | TNTNPONE_18 | 1 | North | YES | -0.018187 | 152.3 | 30 | 152.3 |  | 1.04 |  | 399601 | y | [8 empty] | 407 | 48741 | PSG_GT2_8040 | 1 | Houston | 158.6 | -0.010626 |  | Houston |  | 777 | GOREE | West
408 | 39970 | TNTNPONE_28 | 1 | North | YES | -0.018187 | 153 | 30 | 153 |  | 1.04 |  | 399701 | y | [8 empty] | 408 | 48742 | PSG_GT3_8060 | 1 | Houston | 157 | -0.010626 |  | Houston |  | 778 | GILLESPIE | West
409 | 48500 | APD_GT1_8005 | 1 | Houston | YES | -0.010716 | 137.6 | 54.6 | 137.6 |  | 1.0362 |  | 485001 | n | [8 empty] | 409 | 48761 | PR_GT1__9040 | 1 | Houston | 26 | -0.010589 |  | Houston |  | 779 | SEYMOUR | North
410 | 48510 | AK_GT1__8040 | 1 | Houston | YES | -0.009512 | 33.4 | 8.1 | 34 |  | 1.029 |  | 485101 | n | [8 empty] | 410 | 48791 | PSA_GT1_8160 | 1 | Houston | 52 | -0.010946 |  | Houston |  | 780 | ELBERT | North
411 | 48511 | LPE_GT1_8070 | 1 | Houston | YES | -0.010719 | 42 | 0 | 42 | 0 | 1.0362 |  | 485111 | n | [8 empty] | 411 | 48792 | PSA_GT2_8155 | 2 | Houston | 52.8 | -0.010946 |  | Houston |  | 781 | ELBERTSW | North
412 | 48512 | LPE_GT2_8075 | 2 | Houston | YES | -0.010719 | 42 | 0 | 42 | 0 | 1.0362 |  | 485122 | n | [8 empty] | 412 | 48793 | PSA_GT3_8150 | 3 | Houston | 56 | -0.010946 |  | Houston |  | 782 | LAKEKEMPSW | North
413 | 48513 | LPE_GT3_8080 | 3 | Houston | YES | -0.010719 | 39 | 0 | 39 | 0 | 1.0362 |  | 485133 | n | [8 empty] | 413 | 48794 | PSA_GT4_8145 | 4 | Houston | 52.8 | -0.010946 |  | Houston |  | 783 | LAKEKEMP | North
414 | 48514 | LPE_GT4_8085 | 4 | Houston | YES | -0.010719 | 39 | 0 | 39 | 0 | 1.0362 |  | 485144 | n | [8 empty] | 414 | 48795 | PSA_GT5_8140 | 5 | Houston | 51.2 | -0.010946 |  | Houston |  | 784 | WESTOVER | North
415 | 48520 | BSF_GT1_8070 | 1 | Houston | YES | -0.008388 | 72 | 0 | 72 | 0 | 1.0326 |  | 485201 | n | [8 empty] | 415 | 48796 | PSA_GN1_8165 | 1 | Houston | 83.2 | -0.010946 |  | Houston |  | 785 | ORAN | North
416 | 48520 | BSF_GT1_8070 | 2 | Houston | YES | -0.008388 | 10 | 0 | 10 | 0 | 1.0326 |  | 485202 | n | [8 empty] | 416 | 48797 | PSA_GT6_8135 | 6 | Houston | 47.2 | -0.010946 |  | Houston |  | 786 | BOMARTON | West
417 | 48521 | BVE_GT1_GT1 | 1 | Houston | YES | -0.009451 | 167.7 | 0 | 167.7 |  | 1.035 |  | 485211 | n | [8 empty] | 417 | 48811 | CVC_GT3_5045 | 3 | Houston | 156 | -0.011497 |  | Houston |  | 787 | OLNEY8 | North
418 | 48522 | BVE_GT2_5035 | 2 | Houston | YES | -0.009451 | 166.4 | 0 | 166.4 |  | 1.035 |  | 485222 | n | [8 empty] | 418 | 48812 | CVC_GT2_5020 | 2 | Houston | 158 | -0.011497 |  | Houston |  | 788 | OLNEY9 | North
419 | 48523 | BVE_ST1_GN1 | 3 | Houston | YES | -0.009451 | 252.4 | 0 | 252.4 |  | 1.035 |  | 485233 | n | [8 empty] | 419 | 48813 | CVC_GT1_5035 | 1 | Houston | 160 | -0.011497 |  | Houston |  | 789 | SEYMORMP | North
420 | 48531 | BYU_GT1_8075 | 1 | Houston | YES | -0.010432 | 65 | 0 | 65 |  | 1.0362 |  | 485311 | n | [8 empty] | 420 | 48814 | CVC_ST5_5040 | 1 | Houston | 162 | -0.011497 |  | Houston |  | 790 | BENJAMIN | West
421 | 48532 | BYU_GT2_8055 | 2 | Houston | YES | -0.010432 | 62 | 0 | 62 |  | 1.0362 |  | 485322 | n | [8 empty] | 421 | 48815 | CVC_GT4_8005 | 4 | Houston | 165 | -0.010967 |  | Houston |  | 791 | JEAN | North
422 | 48533 | BYU_GT3_8060 | 3 | Houston | YES | -0.010432 | 67 | 0 | 67 |  | 1.0362 |  | 485333 | n | [8 empty] | 422 | 48820 | SHELLG1_3015 | 1 | Houston | 71 | -0.01066 |  | Houston |  | 792 | MURRAY | North
423 | 48534 | BYU_GT4_8065 | 4 | Houston | YES | -0.010432 | 65 | 0 | 65 |  | 1.0362 |  | 485344 | n | [8 empty] | 423 | 48821 | SHELLG2 | 2 | Houston | 72 | -0.01066 |  | Houston |  | 794 | JACKSBORO | North
424 | 48551 | CAL_GT1_8045 | 1 | Houston | YES | -0.010617 | 149 | 0 | 149 | 0 | 1.0326 |  | 485511 | n | [8 empty] | 424 | 48822 | SHELLG3_3020 | 1 | Houston | 39 | -0.01066 |  | Houston |  | 795 | STHBENDSW | North
425 | 48552 | CAL_ST1_8000 | 2 | Houston | YES | -0.010617 | 65.1 | 0 | 65.1 | 0 | 1.0326 |  | 485522 | n | [8 empty] | 425 | 48822 | SHELLG3_3020 | 2 | Houston | 30 | -0.01066 |  | Houston |  | 796 | SOUTHBEND | North
426 | 48561 | CTL_GT2_8130 | 1 | Houston | YES | -0.010377 | 73.5 | 30.3 | 91.9 |  | 1.0362 |  | 485611 | n | [8 empty] | 426 | 48841 | SJS_GT1_GT1 | 1 | Houston | 62.4 | -0.010535 |  | Houston |  | 797 | MARKLEY | North
427 | 48562 | CTL_GT3_8135 | 2 | Houston | YES | -0.010377 | 70.1 | 30.3 | 87.6 |  | 1.0362 |  | 485622 | n | [8 empty] | 427 | 48842 | SJS_GT2_GT2 | 2 | Houston | 64.8 | -0.010535 |  | Houston |  | 800 | APOLLO_9 | North
428 | 48563 | CTL_GT4_8140 | 3 | Houston | YES | -0.010377 | 69.6 | 30.3 | 87 |  | 1.0362 |  | 485633 | n | [8 empty] | 428 | 48845 | SOL_GT1 | 1 | Houston | 16.2 | -0.010623 |  | Houston |  | 801 | KRAFTTAP | North
429 | 48564 | CTL_GN1_8145 | 4 | Houston | YES | -0.010377 | 43.6 | 12.9 | 54.5 |  | 1.0362 |  | 485644 | n | [8 empty] | 429 | 48851 | SRB_GN1_1 | 1 | Houston | 132 | -0.010616 |  | Houston |  | 802 | APOLLO | North
430 | 48565 | CTL_GN2_8155 | 5 | Houston | YES | -0.010377 | 9.8 | 3.4 | 12.2 |  | 1.0362 |  | 485655 | n | [8 empty] | 430 | 48852 | SRB_GN2_2 | 2 | Houston | 140.8 | -0.010614 |  | Houston |  | 803 | COLLEGE9 | North
431 | 48581 | CBY_GN1_1 | 1 | Houston | YES | -0.010946 | 595.2 | 108 | 744 | 0 | 1.0435 |  | 485811 | n | [8 empty] | 431 | 48853 | SRB_GN3_3 | 3 | Houston | 170.4 | -0.010622 |  | Houston |  | 804 | RAYTHEON | North
432 | 48582 | CBY_GN2_2 | 2 | Houston | YES | -0.010855 | 596.8 | 110 | 746 | 0 | 1.0435 |  | 485822 | n | [8 empty] | 432 | 48854 | SRB_GN4_4 | 4 | Houston | 182.4 | -0.010624 |  | Houston |  | 805 | FAIRDALE | North
433 | 48583 | CBY_GT4_1 | 1 | Houston | YES | -0.010974 | 172 | 0 | 172 | 0 | 1.026 |  | 485831 | n | [8 empty] | 433 | 48855 | SRB_GT211035 | B1 | Houston | 0 | -0.010613 |  | Houston |  | 806 | JUPITER | North
434 | 48584 | CBY_GT4_2 | 2 | Houston | YES | -0.010974 | 172 | 0 | 172 | 0 | 1.026 |  | 485842 | n | [8 empty] | 434 | 48855 | SRB_GT211035 | B2 | Houston | 0 | -0.010613 |  | Houston |  | 807 | PRAXAIR | North
435 | 48585 | CBY_ST4_1 | 3 | Houston | YES | -0.010974 | 172 | 0 | 172 | 0 | 1.026 |  | 485853 | n | [8 empty] | 435 | 48873 | THW_ST3_ST_3 | 3 | Houston | 107 | -0.010817 |  | Houston |  | 808 | PLASTIPAK | North
436 | 48591 | CHE_GT2_5030 | 2 | Houston | YES | -0.011497 | 173 | 50 | 173 | 0 | 1.029 |  | 485912 | n | [8 empty] | 436 | 48874 | THW_ST4_ST_4 | 4 | Houston | 108 | -0.010817 |  | Houston |  | 809 | OAKLAND | North
437 | 48593 | CHE_GT1_8015 | 1 | Houston | YES | -0.010735 | 173 | 50 | 173 | 0 | 1.0362 |  | 485931 | n | [8 empty] | 437 | 48875 | THW_3132 | A | Houston | 55 | -0.010817 |  | Houston |  | 810 | CENTRVIL | North
438 | 48594 | CHE_GN4_8025 | 4 | Houston | YES | -0.010735 | 142 | 60 | 142 | 0 | 1.0362 |  | 485944 | n | [8 empty] | 438 | 48875 | THW_3132 | B | Houston | 53 | -0.010817 |  | Houston |  | 812 | SWINDELL | North
439 | 48595 | BTE_GT2_8075 | 1 | Houston | YES | -0.011041 | 162.8 | 130 | 162.8 | 0 | 1.0261 |  | 485951 | n | [8 empty] | 439 | 48877 | THW_3334 | C | Houston | 55 | -0.010817 |  | Houston |  | 813 | WYNNJOYCE | North
440 | 48596 | BTE_GT3_8045 | 2 | Houston | YES | -0.011041 | 161.4 | 130 | 161.4 | 0 | 1.0261 |  | 485962 | n | [8 empty] | 440 | 48877 | THW_3334 | D | Houston | 57 | -0.010817 |  | Houston |  | 814 | NEWMAN9 | North
441 | 48597 | BTE_GT4_8055 | 3 | Houston | YES | -0.011041 | 158.9 | 130 | 158.9 | 0 | 1.0261 |  | 485973 | n | [8 empty] | 441 | 48879 | THW_4142 | E | Houston | 56 | -0.010817 |  | Houston |  | 815 | LAWLERT | North
442 | 48598 | BTE_ST1_8070 | 4 | Houston | YES | -0.011041 | 269.2 | 60 | 269.2 | 0 | 1.0261 |  | 485984 | n | [8 empty] | 442 | 48879 | THW_4142 | F | Houston | 55 | -0.010817 |  | Houston |  | 816 | OLINGER_9 | North
443 | 48611 | DIB_GT1_8080 | 1 | Houston | YES | -0.010623 | 64 | 0 | 64 | 0 | 1.0326 |  | 486111 | n | [8 empty] | 443 | 48881 | THW_4344 | G | Houston | 58 | -0.010817 |  | Houston |  | 817 | ROSEHILL | North
444 | 48612 | DIB_GT2_8075 | 2 | Houston | YES | -0.010623 | 63.2 | 0 | 63.2 | 0 | 1.0326 |  | 486122 | n | [8 empty] | 444 | 48881 | THW_4344 | H | Houston | 58 | -0.010817 |  | Houston |  | 818 | OLINGER | North
445 | 48613 | DIB_ST1_8085 | 3 | Houston | YES | -0.010623 | 67.9 | 30 | 82.6 | 0 | 1.0326 |  | 486133 | n | [8 empty] | 445 | 48883 | THW_GT1_GT_1 | B2 | Houston | 0 | -0.010904 |  | Houston |  | 819 | LYONS | North
446 | 48614 | DIB_GT3_8090 | 4 | Houston | YES | -0.010623 | 73.6 | 15 | 73.6 | 0 | 1.0326 |  | 486144 | n | [8 empty] | 446 | 48885 | THW_5152 | A | Houston | 46.4 | -0.011099 |  | Houston |  | 820 | LAWLER | North
447 | 48641 | DPEC_GT15040 | 1 | Houston | YES | -0.010558 | 163.2 | 98 | 163.2 | 0 | 1.0319 |  | 486411 | n | [8 empty] | 447 | 48885 | THW_5152 | B | Houston | 47.2 | -0.011099 |  | Houston |  | 821 | FIREWHEEL | North
448 | 48642 | DPEC_GT25025 | 2 | Houston | YES | -0.010558 | 157.1 | 98 | 157.1 | 0 | 1.0319 |  | 486422 | n | [8 empty] | 448 | 48886 | THW_5354 | C | Houston | 45.6 | -0.011099 |  | Houston |  | 822 | PRAXAIRT | North
449 | 48643 | DPEC_GT35010 | 3 | Houston | YES | -0.010558 | 157.5 | 98 | 157.5 | 0 | 1.0319 |  | 486433 | n | [8 empty] | 449 | 48886 | THW_5354 | D | Houston | 46.4 | -0.011099 |  | Houston |  | 823 | WALNUT | North
450 | 48644 | DPEC_GT45070 | 4 | Houston | YES | -0.010558 | 157 | 98 | 157 | 0 | 1.0319 |  | 486444 | n | [8 empty] | 450 | 48887 | THW_5556 | E | Houston | 47.2 | -0.011099 |  | Houston |  | 824 | MILLER | North
451 | 48645 | DPEC_ST55065 | 5 | Houston | YES | -0.010558 | 282 | 0 | 282 | 0 | 1.0319 |  | 486455 | n | [8 empty] | 451 | 48887 | THW_5556 | F | Houston | 45.6 | -0.011099 |  | Houston |  | 825 | NAAMAN | North
452 | 48651 | EP_1_2 | 1 | Houston | YES | -0.010943 | 4 | 0 | 5 | 0 | 1.0362 |  | 486511 | n | [8 empty] | 452 | 48911 | TGF_GT1_8000 | 1 | Houston | 69.2 | -0.006965 |  | Houston |  | 826 | CASTLE_DR | North
453 | 48651 | EP_1_2 | 2 | Houston | YES | -0.010943 | 17.7 | 10 | 21 | 0 | 1.0362 |  | 486512 | n | [8 empty] | 453 | 48921 | WAP_GN1_1 | 1 | Houston | 132.8 | -0.009594 |  | Houston |  | 827 | BRAND | North
454 | 48671 | FTR_GT1_5105 | 1 | North | YES | -0.015074 | 154.2 | 0 | 154.2 | 0 | 1.0319 |  | 486711 | n | [8 empty] | 454 | 48922 | WAP_GN2_2 | 2 | Houston | 132.8 | -0.009594 |  | Houston |  | 829 | COLLEGE8 | North
455 | 48672 | FTR_GT2_5110 | 2 | North | YES | -0.015074 | 159 | 0 | 159 | 0 | 1.0319 |  | 486722 | n | [8 empty] | 455 | 48923 | WAP_GN3_3 | 3 | Houston | 198.4 | -0.009594 |  | Houston |  | 830 | SHILOH | North
456 | 48673 | FTR_GT3_5085 | 3 | North | YES | -0.015074 | 158 | 0 | 158 | 0 | 1.0319 |  | 486733 | n | [8 empty] | 456 | 48924 | WAP_GN4_4 | 4 | Houston | 546 | -0.009594 |  | Houston |  | 831 | OATES | North
457 | 48674 | FTR_CN4_5095 | 4 | North | YES | -0.015074 | 380 | 0 | 380 | 0 | 1.0319 |  | 486744 | n | [8 empty] | 457 | 48925 | WAP_GN5_5 | 5 | Houston | 605.4 | -0.009594 |  | Houston |  | 832 | MCCREE9 | North
458 | 48690 | GBY_GN5_5 | 5 | Houston | YES | -0.011068 | 318.4 | 81 | 398 |  | 1.0362 |  | 486905 | n | [8 empty] | 458 | 48926 | WAP_GN6_6 | 6 | Houston | 651 | -0.009445 |  | Houston |  | 834 | MCCREE8 | North
459 | 48691 | GBY_73741085 | A | Houston | YES | -0.010516 | 37.6 | 20 | 47 | 0 | 1.0362 |  | 48691A | n | [8 empty] | 459 | 48927 | WAP_GN7_7 | 7 | Houston | 564 | -0.009445 |  | Houston |  | 836 | KRAFT | North
460 | 48691 | GBY_73741085 | B | Houston | YES | -0.010516 | 37.6 | 20 | 47 | 0 | 1.0362 |  | 48691B | n | [8 empty] | 460 | 48928 | WAP_GN8_8 | 8 | Houston | 603 | -0.009445 |  | Houston |  | 837 | NEWMAN_G5 | North
461 | 48692 | GBY_81821075 | C | Houston | YES | -0.010516 | 37.6 | 20 | 47 | 0 | 1.0362 |  | 48692C | n | [8 empty] | 461 | 48929 | WAPGT21_GT1 | B1 | Houston | 0 | -0.009594 |  | Houston |  | 842 | OLINGER_G1 | North
462 | 48692 | GBY_81821075 | D | Houston | YES | -0.010516 | 44 | 20 | 55 | 0 | 1.0362 |  | 48692D | n | [8 empty] | 462 | 49803 | EXN_15GT | 1 | Houston | 33 | -0.010879 |  | Houston |  | 843 | OLINGER_G2 | North
463 | 48693 | GBY_83841065 | E | Houston | YES | -0.010516 | 45.6 | 20 | 57 | 0 | 1.0362 |  | 48693E | n | [8 empty] | 463 | 49804 | EXN_16GT | 2 | Houston | 32 | -0.010879 |  | Houston |  | 844 | OLINGER_G3 | North
464 | 48693 | GBY_83841065 | F | Houston | YES | -0.010516 | 43.2 | 20 | 54 | 0 | 1.0362 |  | 48693F | n | [8 empty] | 464 | 49805 | EXN_17GT | 3 | Houston | 31 | -0.010879 |  | Houston |  | 845 | OLINGER_G4 | North
465 | 48721 | LEG_1___1 | 1 | North | YES | -0.019172 | 827 | 357 | 827 | 0 | 1.0348 |  | 487211 | y | [8 empty] | 465 | 49826 | EXN938GT | 5 | Houston | 43 | -0.010879 |  | Houston |  | 848 | MARQUIS | North
466 | 48722 | LEG_2___2 | 2 | North | YES | -0.019172 | 819 | 357 | 819 | 0 | 1.0348 |  | 487222 | y | [8 empty] | 466 | 49828 | EXN941GT | 10 | Houston | 17.7 | -0.010879 |  | Houston |  | 849 | NEWMAN8 | North
467 | 48730 | MNS_GT | 1 | Houston | YES | -0.009396 | 43 | 0 | 46.1 |  | 1.029 |  | 487301 | n | [8 empty] | 467 | 49829 | EXN942GT | 11 | Houston | 20 | -0.010879 |  | Houston |  | 850 | CRIST | North
468 | 48731 | CBE_GT1 | 1 | Houston | YES | -0.006768 | 76 | 0 | 76 | 0 | 1.029 |  | 487311 | n | [8 empty] | 468 | 49830 | EXN943GT | 12 | Houston | 19 | -0.010879 |  | Houston |  | 852 | MARQUIS9 | North
469 | 48732 | CBE_GT2 | 1 | Houston | YES | -0.006768 | 76 | 0 | 76 | 0 | 1.029 |  | 487321 | n | [8 empty] | 469 | 49831 | EXN944GT | 13 | Houston | 33 | -0.010879 |  | Houston |  | 853 | GPLTEMP | North
470 | 48733 | CBE_ST12 | 1 | Houston | YES | -0.006768 | 105 | 0 | 105 | 0 | 1.029 |  | 487331 | n | [8 empty] | 470 | 49832 | EXN945GT | 9 | Houston | 18.5 | -0.010879 |  | Houston |  | 855 | ELMGROVE | North
471 | 48734 | CBE_GT3 | 1 | Houston | YES | -0.006768 | 76 | 0 | 76 | 0 | 1.029 |  | 487341 | n | [8 empty] | 471 | 49837 | EXN_GT | 4 | Houston | 81 | -0.010879 |  | Houston |  | 901 | WOODROW69 | North
472 | 48735 | CBE_GT4 | 1 | Houston | YES | -0.006768 | 76 | 0 | 76 | 0 | 1.029 |  | 487351 | n | [8 empty] | 472 | 49838 | EXN_14GT | 14 | Houston | 140 | -0.010879 |  | Houston |  | 902 | POLES31569 | North
473 | 48736 | CBE_ST34 | 1 | Houston | YES | -0.006768 | 105 | 0 | 105 | 0 | 1.029 |  | 487361 | n | [8 empty] | 473 | 49851 | DOW17000 | 37 | Houston | 39 | -0.008107 |  | Houston |  | 903 | POLE_SP169 | North
474 | 48740 | PSG_GN2_8050 | 1 | Houston | YES | -0.010626 | 182 | 60 | 182 | 0 | 1.0326 |  | 487401 | n | [8 empty] | 474 | 49858 | DOW38100 | 31 | Houston | 45 | -0.008107 |  | Houston |  | 904 | POLESPL269 | North
475 | 48741 | PSG_GT2_8040 | 1 | Houston | YES | -0.010626 | 158.6 | 50 | 158.6 | 0 | 1.0326 |  | 487411 | n | [8 empty] | 475 | 49859 | DOW38200 | 33 | Houston | 28 | -0.008107 |  | Houston |  | 908 | SPNCR_SW69 | North
476 | 48742 | PSG_GT3_8060 | 1 | Houston | YES | -0.010626 | 157 | 50 | 157 | 0 | 1.0326 |  | 487421 | n | [8 empty] | 476 | 49860 | DOW38300 | 32 | Houston | 63 | -0.008107 |  | Houston |  | 909 | KINGSROW69 | North
477 | 48761 | PR_GT1__9040 | 1 | Houston | YES | -0.010589 | 26 | 0 | 35 |  | 1 |  | 487611 | n | [8 empty] | 477 | 49862 | DOW39100 | 36 | Houston | 54 | -0.008107 |  | Houston |  | 910 | HICKORY69 | North
478 | 48772 | PHR_GN2_2 | MB | Houston | YES | -0.010232 | 0 | 72 | 459 |  | 1.0362 |  | 48772MB | y | [8 empty] | 478 | 49863 | DOW39200 | 35 | Houston | 55 | -0.008107 |  | Houston |  | 911 | DENARCO138 | North
479 | 48791 | PSA_GT1_8160 | 1 | Houston | YES | -0.010946 | 52 | 20.8 | 65 | 0 | 1.0362 |  | 487911 | n | [8 empty] | 479 | 49865 | DOW41000 | 41 | Houston | 31 | -0.008107 |  | Houston |  | 912 | N_DENT69 | North
480 | 48792 | PSA_GT2_8155 | 2 | Houston | YES | -0.010946 | 52.8 | 20.3 | 66 | 0 | 1.0362 |  | 487922 | n | [8 empty] | 480 | 49866 | DOW42000 | 42 | Houston | 11 | -0.008107 |  | Houston |  | 913 | INDSTRL138 | North
481 | 48793 | PSA_GT3_8150 | 3 | Houston | YES | -0.010946 | 56 | 20.3 | 70 | 0 | 1.0362 |  | 487933 | n | [8 empty] | 481 | 49869 | DOW49000 | 45 | Houston | 59 | -0.008107 |  | Houston |  | 914 | LOCUST69 | North
482 | 48794 | PSA_GT4_8145 | 4 | Houston | YES | -0.010946 | 52.8 | 20.3 | 66 | 0 | 1.0362 |  | 487944 | n | [8 empty] | 482 | 49870 | DOW61000 | 61 | Houston | 44 | -0.008107 |  | Houston |  | 915 | NLAKES69 | North
483 | 48795 | PSA_GT5_8140 | 5 | Houston | YES | -0.010946 | 51.2 | 20.3 | 64 | 0 | 1.0362 |  | 487955 | n | [8 empty] | 483 | 49871 | DOW62000 | 62 | Houston | 40 | -0.008107 |  | Houston |  | 916 | JMCRSTL138 | North
484 | 48796 | PSA_GN1_8165 | 1 | Houston | YES | -0.010946 | 83.2 | 43.1 | 104 | 0 | 1.0362 |  | 487961 | n | [8 empty] | 484 | 49872 | DOW63000 | 63 | Houston | 45 | -0.008107 |  | Houston |  | 917 | POCKRUS138 | North
485 | 48797 | PSA_GT6_8135 | 6 | Houston | YES | -0.010946 | 47.2 | 34.5 | 59 | 0 | 1.0362 |  | 487976 | n | [8 empty] | 485 | 49873 | DOW64000 | 64 | Houston | 41 | -0.008107 |  | Houston |  | 918 | TEASLEY138 | North
486 | 48811 | CVC_GT3_5045 | 3 | Houston | YES | -0.011497 | 156 | 91.8 | 156 | 0 | 1.029 |  | 488113 | n | [8 empty] | 486 | 49876 | DOW65000 | 65 | Houston | 63 | -0.008107 |  | Houston |  | 920 | SPNCRGEN69 | North
487 | 48812 | CVC_GT2_5020 | 2 | Houston | YES | -0.011497 | 158 | 91.8 | 158 | 0 | 1.029 |  | 488122 | n | [8 empty] | 487 | 49877 | DOW66000 | 66 | Houston | 61 | -0.008107 |  | Houston |  | 923 | SPENCER_G4 | North
488 | 48813 | CVC_GT1_5035 | 1 | Houston | YES | -0.011497 | 160 | 91.8 | 160 | 0 | 1.029 |  | 488131 | n | [8 empty] | 488 | 49878 | DOW67000 | 67 | Houston | 65 | -0.008107 |  | Houston |  | 924 | SPENCER_G5 | North
489 | 48814 | CVC_ST5_5040 | 1 | Houston | YES | -0.011497 | 162 | 91.8 | 162 | 0 | 1.029 |  | 488141 | n | [8 empty] | 489 | 49882 | DOW81000 | 81 | Houston | 47 | -0.008107 |  | Houston |  | 930 | RDWELLS138 | North
490 | 48815 | CVC_GT4_8005 | 4 | Houston | YES | -0.010967 | 165 | 91.8 | 165 |  | 1.0362 |  | 488154 | n | [8 empty] | 490 | 49884 | DOW82000 | 82 | Houston | 51 | -0.008107 |  | Houston |  | 932 | RDWELLS69 | North
491 | 48820 | SHELLG1_3015 | 1 | Houston | YES | -0.01066 | 71 | 34.5 | 71 |  | 1.029 |  | 488201 | n | [8 empty] | 491 | 49885 | DOW83000 | 83 | Houston | 51 | -0.008107 |  | Houston |  | 936 | DIESEL_D | North
492 | 48821 | SHELLG2 | 2 | Houston | YES | -0.01066 | 72 | 34.5 | 72 |  | 1.029 |  | 488212 | n | [8 empty] | 492 | 49886 | DOW84000 | 84 | Houston | 107 | -0.008107 |  | Houston |  | 937 | STEAM_D | North
493 | 48822 | SHELLG3_3020 | 1 | Houston | YES | -0.01066 | 39 | 0 | 39 |  | 1.029 |  | 488221 | n | [8 empty] | 493 | 60000 | DSKY2 | 1 | West | 19.1 | 0.26522 |  | West | 0 | 938 | LTV_D | North
494 | 48822 | SHELLG3_3020 | 2 | Houston | YES | -0.01066 | 30 | 0 | 30 |  | 1.029 |  | 488222 | n | [8 empty] | 494 | 60003 | KING_NE1A | 1 | West | 20 | 0.26664 |  | West | 0 | 939 | TERREL_D | North
495 | 48841 | SJS_GT1_GT1 | 1 | Houston | YES | -0.010535 | 62.4 | 49 | 78 | 0 | 1.0362 |  | 488411 | n | [8 empty] | 495 | 60005 | KING_SE1A | 1 | West | 10 | 0.26664 |  | West | 0 | 940 | IND_PK_D | North
496 | 48842 | SJS_GT2_GT2 | 2 | Houston | YES | -0.010535 | 64.8 | 49 | 81 | 0 | 1.0362 |  | 488422 | n | [8 empty] | 496 | 60007 | KING_SW1A | 1 | West | 20 | 0.26806 |  | West | 0 | 945 | MAMIE_D | North
497 | 48845 | SOL_GT1 | 1 | Houston | YES | -0.010623 | 16.2 | 15.4 | 16.2 |  | 1.0326 |  | 488451 | n | [8 empty] | 497 | 60016 | WOODWRD11A | 1 | West | 20 | 0.26711 |  | West | 0 | 946 | DENT_RD_D | North
498 | 48851 | SRB_GN1_1 | 1 | Houston | YES | -0.010616 | 132 | 26 | 165 | 0 | 1.0217 |  | 488511 | n | [8 empty] | 498 | 60017 | ORNNWP1 | 1 | West | 20 | 0.26442 |  | West | 0 | 947 | ONEAL_D | North
499 | 48852 | SRB_GN2_2 | 2 | Houston | YES | -0.010614 | 140.8 | 26 | 176 | 0 | 1.0217 |  | 488522 | n | [8 empty] | 499 | 60018 | DSKY1 | 1 | West | 21 | 0.26356 |  | West | 0 | 948 | STEAM1 | North
500 | 48853 | SRB_GN3_3 | 3 | Houston | YES | -0.010622 | 170.4 | 35 | 213 |  | 1.0326 |  | 488533 | n | [8 empty] | 500 | 60019 | KING_NW1A | 1 | West | 20 | 0.26806 |  | West | 0 | 949 | STEAM2 | North
501 | 48854 | SRB_GN4_4 | 4 | Houston | YES | -0.010624 | 182.4 | 35 | 228 | 0 | 1.0326 |  | 488544 | n | [8 empty] | 501 | 60052 | WILDHRS11A | 1 | West | 25.3 | 0.20062 |  | West | 0 | 950 | STEAM3 | North
502 | 48855 | SRB_GT211035 | B1 | Houston | YES | -0.010613 | 0 | 0 | 18 |  | 1.014 |  | 48855B1 | n | [8 empty] | 502 | 60053 | WILDHRS21A | 1 | West | 7.8 | 0.20062 |  | West | 0 | 952 | DIESELA | North
503 | 48855 | SRB_GT211035 | B2 | Houston | YES | -0.010613 | 0 | 0 | 12 |  | 1.014 |  | 48855B2 | n | [8 empty] | 503 | 60057 | CALLAHAN1A | 1 | West | 22.8 | 0.29451 |  | West | 0 | 956 | DN_STEAM_T1 | North
504 | 48873 | THW_ST3_ST_3 | 3 | Houston | YES | -0.010817 | 107 | 19 | 107 | 0 | 1.0435 |  | 488733 | n | [8 empty] | 504 | 60058 | BUFF_GAP1A | 1 | West | 24 | 0.39333 |  | West | 0 | 957 | GREENV_IN_T1 | North
505 | 48874 | THW_ST4_ST_4 | 4 | Houston | YES | -0.010817 | 108 | 19 | 108 | 0 | 1.0435 |  | 488744 | n | [8 empty] | 505 | 60060 | CIRELLO | 1 | West | 46.6 | 0.39333 |  | West | 0 | 958 | GREENV_IN_T2 | North
506 | 48875 | THW_3132 | A | Houston | YES | -0.010817 | 55 | 5 | 55 | 0 | 1.0435 |  | 48875A | n | [8 empty] | 506 | 60063 | BUFF_GAP1B | 1 | West | 34 | 0.39333 |  | West | 0 | 959 | N_DENT_T1 | North
507 | 48875 | THW_3132 | B | Houston | YES | -0.010817 | 53 | 5 | 53 | 0 | 1.0435 |  | 48875B | n | [8 empty] | 507 | 60066 | H_HOLLOW1A | 1 | West | 44.4 | 0.39333 |  | West | 0 | 960 | SHELBY1 | North
508 | 48877 | THW_3334 | C | Houston | YES | -0.010817 | 55 | 5 | 55 | 0 | 1.0435 |  | 48877C | n | [8 empty] | 508 | 60068 | HHOLLOW21A | 1 | West | 36.8 | 0.39333 |  | West | 0 | 961 | SHELBY2 | North
509 | 48877 | THW_3334 | D | Houston | YES | -0.010817 | 57 | 5 | 57 | 0 | 1.0435 |  | 48877D | n | [8 empty] | 509 | 60070 | HHOLLOW31A | 1 | West | 44.8 | 0.39333 |  | West | 0 | 962 | BRYAN_E_8 | North
510 | 48879 | THW_4142 | E | Houston | YES | -0.010817 | 56 | 5 | 56 | 0 | 1.0435 |  | 48879E | n | [8 empty] | 510 | 60072 | HHOLLOW41A | 1 | West | 23 | 0.39333 |  | West | 0 | 963 | SHELBY3 | North
511 | 48879 | THW_4142 | F | Houston | YES | -0.010817 | 55 | 5 | 55 | 0 | 1.0435 |  | 48879F | n | [8 empty] | 511 | 60081 | WHRLWIND1A | 1 | West | 12 | 0.21901 |  | West | 0 | 964 | GIBN_CREK_8 | North
512 | 48881 | THW_4344 | G | Houston | YES | -0.010817 | 58 | 5 | 58 | 0 | 1.0435 |  | 48881G | n | [8 empty] | 512 | 60201 | RIO DRCS | F | West | 0 | 0.26718 |  | West | 0 | 965 | GIBN_CREK_T1 | North
513 | 48881 | THW_4344 | H | Houston | YES | -0.010817 | 58 | 5 | 58 | 0 | 1.0435 |  | 48881H | n | [8 empty] | 513 | 60202 | FRNDDRCS | F | West | 0 | 0.2462 |  | West | 0 | 966 | GIBN_CREK_T2 | North
514 | 48883 | THW_GT1_GT_1 | B2 | Houston | YES | -0.010904 | 0 | 0 | 12 |  | 1.043 |  | 48883B2 | n | [8 empty] | 514 | 71051 | L_BITTCR1_1N | W1 | West | 7.5 | 0.36769 |  | West | 0 | 967 | GIBN_CREK_5 | North
515 | 48885 | THW_5152 | A | Houston | YES | -0.011099 | 46.4 | 5 | 58 |  | 1.0319 |  | 48885A | n | [8 empty] | 515 | 71054 | L_SWEETW1_1N | W1 | West | 21.5 | 0.36769 |  | West | 0 | 968 | BENDAVIS_8 | North
516 | 48885 | THW_5152 | B | Houston | YES | -0.011099 | 47.2 | 5 | 59 |  | 1.0319 |  | 48885B | n | [8 empty] | 516 | 71057 | L_SWEETW1_2N | W1 | West | 27 | 0.36769 |  | West | 0 | 969 | GIBN_CREK_T3 | North
517 | 48886 | THW_5354 | C | Houston | YES | -0.011099 | 45.6 | 5 | 57 |  | 1.0319 |  | 48886C | n | [8 empty] | 517 | 71059 | L_SWEETW1_3N | W1 | West | 23.8 | 0.36769 |  | West | 0 | 970 | BENDAVIS_5 | North
518 | 48886 | THW_5354 | D | Houston | YES | -0.011099 | 46.4 | 5 | 58 |  | 1.0319 |  | 48886D | n | [8 empty] | 518 | 71060 | L_SWEETW1_4N | W1 | West | 21 | 0.36769 |  | West | 0 | 971 | PRUITT_8 | North
519 | 48887 | THW_5556 | E | Houston | YES | -0.011099 | 47.2 | 5 | 59 |  | 1.0319 |  | 48887E | n | [8 empty] | 519 | 76031 | L_GASCCR1_1N | W1 | West | 30 | 0.28216 |  | West | 0 | 972 | W_DENT_T2 | North
520 | 48887 | THW_5556 | F | Houston | YES | -0.011099 | 45.6 | 5 | 57 |  | 1.0319 |  | 48887F | n | [8 empty] | 520 | 76091 | L_DIVIDE1_1N | W1 | West | 110 | 0.28192 |  | West | 0 | 973 | MCCREE_5 | North
521 | 48911 | TGF_GT1_8000 | 1 | Houston | YES | -0.006965 | 69.2 | 0 | 69.2 |  | 1.029 |  | 489111 | n | [8 empty] | 521 | 80003 | MILHWYS | F | South | 0 | 0.001016 |  | South | 0 | 974 | MCCREE1_T1 | North
522 | 48921 | WAP_GN1_1 | 1 | Houston | YES | -0.009594 | 132.8 | 37 | 166 | 0 | 1.0362 |  | 489211 | n | [8 empty] | 522 | 80010 | EPLVT1 | F | South | 0 | 0.05952 |  | South | 0 | 975 | JKCREEK1 | North
523 | 48922 | WAP_GN2_2 | 2 | Houston | YES | -0.009594 | 132.8 | 37 | 166 | 0 | 1.0362 |  | 489222 | n | [8 empty] | 523 | 80012 | LAR | F | South | 0 | 0.01315 |  | South | 0 | 976 | SHELBSTR | North
524 | 48923 | WAP_GN3_3 | 3 | Houston | YES | -0.009594 | 198.4 | 93 | 248 | 0 | 1.0362 |  | 489233 | n | [8 empty] | 524 | 80051 | FOR #8 | 8 | South | 28 | -0.002129 |  | South |  | 977 | GREENV_IN_8 | North
525 | 48924 | WAP_GN4_4 | 4 | Houston | YES | -0.009594 | 546 | 217 | 546 | 0 | 1.0362 |  | 489244 | n | [8 empty] | 525 | 80052 | FOR #9 | 9 | South | 29.7 | -0.002129 |  | South |  | 978 | JKCREEK3 | North
526 | 48925 | WAP_GN5_5 | 5 | Houston | YES | -0.009594 | 605.4 | 278 | 654 | 0 | 0.985 |  | 489255 | n | [8 empty] | 526 | 80053 | FOR #10 | 10 | South | 68.4 | -0.002129 |  | South |  | 979 | GREENV_IN_9 | North
527 | 48926 | WAP_GN6_6 | 6 | Houston | YES | -0.009445 | 651 | 280 | 651 |  | 1.035 |  | 489266 | n | [8 empty] | 527 | 80080 | GWINDT11A | 1 | South | 40.6 | 0.000789 |  | South | 0 | 980 | GIBN_STR | North
528 | 48927 | WAP_GN7_7 | 7 | Houston | YES | -0.009445 | 564 | 277 | 564 |  | 1.035 |  | 489277 | n | [8 empty] | 528 | 80080 | GWINDT11A | 2 | South | 17.7 | 0.000789 |  | South | 0 | 981 | SPNCRINT69 | North
529 | 48928 | WAP_GN8_8 | 8 | Houston | YES | -0.009445 | 603 | 275 | 603 |  | 1.035 |  | 489288 | n | [8 empty] | 529 | 80080 | GWINDT11A | 3 | South | 16.4 | 0.000789 |  | South | 0 | 982 | DN_STEAM_8 | North
530 | 48929 | WAPGT21_GT1 | B1 | Houston | YES | -0.009594 | 0 | 0 | 13 |  | 1.05 |  | 48929B1 | n | [8 empty] | 530 | 80080 | GWINDT11A | 4 | South | 8.2 | 0.000789 |  | South | 0 | 983 | ARCO_T_8 | North
531 | 49803 | EXN_15GT | 1 | Houston | YES | -0.010879 | 33 | 8.3 | 34 |  | 1.0326 |  | 498031 | n | [8 empty] | 531 | 80081 | GWINDT21A | 1 | South | 40.6 | 0.000789 |  | South | 0 | 984 | W_DENT_T1 | North
532 | 49804 | EXN_16GT | 2 | Houston | YES | -0.010879 | 32 | 8.3 | 34.7 |  | 1.0326 |  | 498042 | n | [8 empty] | 532 | 80081 | GWINDT21A | 2 | South | 15.5 | 0.000789 |  | South | 0 | 985 | N_DENT_8 | North
533 | 49805 | EXN_17GT | 3 | Houston | YES | -0.010879 | 31 | 8.3 | 32.7 |  | 1.0326 |  | 498053 | n | [8 empty] | 533 | 80081 | GWINDT21A | 3 | South | 18.6 | 0.000789 |  | South | 0 | 986 | W_DENT_8 | North
534 | 49826 | EXN938GT | 5 | Houston | YES | -0.010879 | 43 | 9.2 | 45.9 | 0 | 1.0326 |  | 498265 | n | [8 empty] | 534 | 80081 | GWINDT21A | 4 | South | 9.5 | 0.000789 |  | South | 0 | 987 | GIBN_STR | North
535 | 49828 | EXN941GT | 10 | Houston | YES | -0.010879 | 17.7 | 5.4 | 17.7 | 0 | 1.0326 |  | 4982810 | n | [8 empty] | 535 | 80137 | CSDR89 | 8 | South | 33.9 | -0.001506 |  | South |  | 988 | W_DENT_5 | North
536 | 49829 | EXN942GT | 11 | Houston | YES | -0.010879 | 20 | 5.4 | 20.4 | 0 | 1.0326 |  | 4982911 | n | [8 empty] | 536 | 80137 | CSDR89 | 9 | South | 0 | -0.001506 |  | South |  | 989 | GIBN_STR | North
537 | 49830 | EXN943GT | 12 | Houston | YES | -0.010879 | 19 | 5.4 | 19.9 | 0 | 1.0326 |  | 4983012 | n | [8 empty] | 537 | 80138 | CSDR7 | 7 | South | 6.1 | -0.001506 |  | South |  | 990 | GIBN_CREK_G1 | North
538 | 49831 | EXN944GT | 13 | Houston | YES | -0.010879 | 33 | 5.4 | 35 | 0 | 1.0326 |  | 4983113 | n | [8 empty] | 538 | 80139 | CSDR56 | 5 | South | 15 | -0.001506 |  | South |  | 991 | BOWIE_T_8 | North
539 | 49832 | EXN945GT | 9 | Houston | YES | -0.010879 | 18.5 | 9.2 | 18.5 | 0 | 1.0326 |  | 498329 | n | [8 empty] | 539 | 80139 | CSDR56 | 6 | South | 0 | -0.001506 |  | South |  | 992 | BRIDGE_P_8 | North
540 | 49837 | EXN_GT | 4 | Houston | YES | -0.010879 | 81 | 21.3 | 85.4 | 0 | 1.0326 |  | 498374 | n | [8 empty] | 540 | 80140 | CSDR11 | 11 | South | 33.9 | -0.001506 |  | South |  | 993 | BENDAVIS_T1 | North
541 | 49838 | EXN_14GT | 14 | Houston | YES | -0.010879 | 140 | 0 | 148 |  | 1.0326 |  | 4983814 | n | [8 empty] | 541 | 80180 | PNSCALT11A | 1 | South | 63 | 0.000789 |  | South | 0 | 994 | BENDAVIS_T2 | North
542 | 49851 | DOW17000 | 37 | Houston | YES | -0.008107 | 39 | 0 | 62 | 0 | 1 |  | 4985137 | n | [8 empty] | 542 | 80180 | PNSCALT11A | 2 | South | 21.6 | 0.000789 |  | South | 0 | 995 | BENDASTR | North
543 | 49858 | DOW38100 | 31 | Houston | YES | -0.008107 | 45 | 0 | 71.4 |  | 1 |  | 4985831 | n | [8 empty] | 543 | 80181 | PNSCALT21A | 1 | South | 23.7 | 0.000789 |  | South | 0 | 996 | BENDASTR | North
544 | 49859 | DOW38200 | 33 | Houston | YES | -0.008107 | 28 | 0 | 45 | 0 | 1 |  | 4985933 | n | [8 empty] | 544 | 80181 | PNSCALT21A | 2 | South | 21.6 | 0.000789 |  | South | 0 | 997 | MCCRESTR | North
545 | 49860 | DOW38300 | 32 | Houston | YES | -0.008107 | 63 | 0 | 101 |  | 1 |  | 4986032 | n | [8 empty] | 545 | 80223 | REYSHR G | 1 | South | 12 | -2e-05 |  | South |  | 998 | JKCRESTR | North
546 | 49862 | DOW39100 | 36 | Houston | YES | -0.008107 | 54 | 0 | 86 | 0 | 1 |  | 4986236 | n | [8 empty] | 546 | 80224 | VISTRONG1 | 1 | South | 13.1 | -0.001368 |  | South |  | 999 | GREENSTR | North
547 | 49863 | DOW39200 | 35 | Houston | YES | -0.008107 | 55 | 0 | 88 | 0 | 1 |  | 4986335 | n | [8 empty] | 547 | 80225 | VISTRONG2 | 2 | South | 20.2 | -0.001368 |  | South |  | 1000 | GREENSTR | North
548 | 49865 | DOW41000 | 41 | Houston | YES | -0.008107 | 31 | 0 | 50 |  | 1 |  | 4986541 | n | [8 empty] | 548 | 80226 | ALCOA G | 1 | South | 32.3 | -0.001997 |  | South |  | 1001 | DN_STSTR | North
549 | 49866 | DOW42000 | 42 | Houston | YES | -0.008107 | 11 | 0 | 18 |  | 1 |  | 4986642 | n | [8 empty] | 549 | 80227 | AIRCO G | 1 | South | 7.2 | -0.001401 |  | South |  | 1002 | PBCTAGE_1G | West
550 | 49869 | DOW49000 | 45 | Houston | YES | -0.008107 | 59 | 0 | 94 |  | 1 |  | 4986945 | n | [8 empty] | 550 | 80265 | LARECU40A | 4 | South | 80 | 0.013152 |  | South | 0 | 1003 | PBCTBGE_2G | West
551 | 49870 | DOW61000 | 61 | Houston | YES | -0.008107 | 44 | 0 | 70 | 0 | 1 |  | 4987061 | n | [8 empty] | 551 | 80266 | LARECU50A | 5 | South | 80 | 0.013152 |  | South | 0 | 1004 | PBCTCGE_3G | West
552 | 49871 | DOW62000 | 62 | Houston | YES | -0.008107 | 40 | 0 | 63 | 0 | 1 |  | 4987162 | n | [8 empty] | 552 | 88198 | BEEVILLE | F | South | 0 | 0.001471 |  | South | 0 | 1005 | PBCTDGE_4G | West
553 | 49872 | DOW63000 | 63 | Houston | YES | -0.008107 | 45 | 0 | 72 | 0 | 1 |  | 4987263 | n | [8 empty] | 553 | 88253 | HAMILTON | F | South | 0 | 0.088704 |  | South | 0 | 1006 | PBCTEGE_5G | West
554 | 49873 | DOW64000 | 64 | Houston | YES | -0.008107 | 41 | 0 | 64.8 | 0 | 1 |  | 4987364 | n | [8 empty] | 554 | 88299 | ZAPATA | F | South | 0 | 0.008511 |  | South | 0 | 1007 | PB5GEN_6G | West
555 | 49876 | DOW65000 | 65 | Houston | YES | -0.008107 | 63 | 0 | 101 | 0 | 1 |  | 4987665 | n | [8 empty] | 555 | 88508 | FALFURRI | F | South | 0 | 0.003464 |  | South | 0 | 1008 | PB6GEN_7G | West
556 | 49877 | DOW66000 | 66 | Houston | YES | -0.008107 | 61 | 0 | 97 | 0 | 1 |  | 4987766 | n | [16 empty] | #N/A |  | 1009 | N_DENSTR | North
557 | 49878 | DOW67000 | 67 | Houston | YES | -0.008107 | 65 | 0 | 103 | 0 | 1 |  | 4987867 | n | [16 empty] | #N/A |  | 1010 | PERMIANB_8 | West
558 | 49882 | DOW81000 | 81 | Houston | YES | -0.008107 | 47 | 0 | 76 | 0 | 1 |  | 4988281 | n | [16 empty] | #N/A |  | 1011 | W_DENSTR | North
559 | 49884 | DOW82000 | 82 | Houston | YES | -0.008107 | 51 | 0 | 80 | 0 | 1 |  | 4988482 | n | [16 empty] | #N/A |  | 1012 | W_DENSTR | North
560 | 49885 | DOW83000 | 83 | Houston | YES | -0.008107 | 51 | 0 | 80 | 0 | 1 |  | 4988583 | n | [16 empty] | #N/A |  | 1015 | PERMIANB_9 | West
561 | 49886 | DOW84000 | 84 | Houston | YES | -0.008107 | 107 | 0 | 171 | 0 | 0.98 |  | 4988684 | n | [16 empty] | #N/A |  | 1018 | MOSS_5 | West
562 | 60000 | DSKY2 | 1 | West | YES | 0.26522 | 19.1 | 0 | 76.5 |  | 1.039 |  | 600001 | n | [16 empty] | #N/A |  | 1019 | MOSS_8 | West
563 | 60003 | KING_NE1A | 1 | West | YES | 0.26664 | 20 | 0 | 80 |  | 1.03 |  | 600031 | n | [16 empty] | #N/A |  | 1020 | EHVTIET_5 | West
564 | 60005 | KING_SE1A | 1 | West | YES | 0.26664 | 10 | 0 | 40 |  | 1.035 |  | 600051 | n | [16 empty] | #N/A |  | 1021 | MIDLET_5 | West
565 | 60007 | KING_SW1A | 1 | West | YES | 0.26806 | 20 | 0 | 80 |  | 1.03 |  | 600071 | n | [16 empty] | #N/A |  | 1022 | MIDLNDE_5 | West
566 | 60016 | WOODWRD11A | 1 | West | YES | 0.26711 | 20 | 0 | 80 |  | 1.033 |  | 600161 | n | [16 empty] | #N/A |  | 1023 | MIDLNDE_8 | West
567 | 60017 | ORNNWP1 | 1 | West | YES | 0.26442 | 20 | 0 | 80 |  | 1.027 |  | 600171 | n | [16 empty] | #N/A |  | 1024 | FSCOGEN_8 | West
568 | 60018 | DSKY1 | 1 | West | YES | 0.26356 | 21 | 0 | 84 | 0 | 1.023 |  | 600181 | n | [16 empty] | #N/A |  | 1025 | FSCOGEN_5 | West
569 | 60019 | KING_NW1A | 1 | West | YES | 0.26806 | 20 | 0 | 80 |  | 1.03 |  | 600191 | n | [16 empty] | #N/A |  | 1026 | ODESEHV_5 | West
570 | 60052 | WILDHRS11A | 1 | West | YES | 0.20062 | 25.3 | 0 | 126.5 | 0 | 1.005 |  | 600521 | n | [16 empty] | #N/A |  | 1027 | ODESEHV_8 | West
571 | 60053 | WILDHRS21A | 1 | West | YES | 0.20062 | 7.8 | 0 | 39 | 0 | 1.025 |  | 600531 | n | [16 empty] | #N/A |  | 1028 | ODEHV1T_5 | West
572 | 60057 | CALLAHAN1A | 1 | West | YES | 0.29451 | 22.8 | 0 | 114 | 0 | 1.04 |  | 600571 | n | [16 empty] | #N/A |  | 1029 | ODEHV2T_5 | West
573 | 60058 | BUFF_GAP1A | 1 | West | YES | 0.39333 | 24 | 0 | 120 |  | 1 |  | 600581 | n | [16 empty] | #N/A |  | 1030 | MRGNCRK_5 | West
574 | 60060 | CIRELLO | 1 | West | YES | 0.39333 | 46.6 | 0 | 233 | 0 | 1 |  | 600601 | n | [16 empty] | #N/A |  | 1031 | MRGN6G_6G | West
575 | 60063 | BUFF_GAP1B | 1 | West | YES | 0.39333 | 34 | 0 | 170.2 | 0 | 1.02 |  | 600631 | n | [16 empty] | #N/A |  | 1032 | MRGNCRK_8 | West
576 | 60066 | H_HOLLOW1A | 1 | West | YES | 0.39333 | 44.4 | 0 | 222 | 0 | 1.005 |  | 600661 | n | [16 empty] | #N/A |  | 1033 | MRGNCRK_9 | West
577 | 60068 | HHOLLOW21A | 1 | West | YES | 0.39333 | 36.8 | 0 | 184 | 0 | 1.025 |  | 600681 | n | [16 empty] | #N/A |  | 1034 | MCTMODEL_9 | West
578 | 60070 | HHOLLOW31A | 1 | West | YES | 0.39333 | 44.8 | 0 | 224 | 0 | 1.025 |  | 600701 | n | [16 empty] | #N/A |  | 1037 | MORGAN5G_5G | West
579 | 60072 | HHOLLOW41A | 1 | West | YES | 0.39333 | 23 | 0 | 115 | 0 | 1.025 |  | 600721 | n | [16 empty] | #N/A |  | 1039 | MRGNAG_1G | West
580 | 60081 | WHRLWIND1A | 1 | West | YES | 0.21901 | 12 | 0 | 60 | 0 | 1.03 |  | 600811 | n | [16 empty] | #N/A |  | 1040 | MRGNBG_2G | West
581 | 60201 | RIO DRCS | F | West | YES | 0.26718 | 0 | 0 | 0 | 0 | 1.025 |  | 60201F | n | [16 empty] | #N/A |  | 1041 | MRGNCG_3G | West
582 | 60202 | FRNDDRCS | F | West | YES | 0.2462 | 0 | 0 | 0 | 0 | 0.9985 |  | 60202F | n | [16 empty] | #N/A |  | 1042 | MRGNDG_4G | West
583 | 71051 | L_BITTCR1_1N | W1 | West | YES | 0.36769 | 7.5 | 0 | 37.5 |  | 1.02 |  | 71051W1 | n | [16 empty] | #N/A |  | 1043 | MRGNEG_5G | West
584 | 71054 | L_SWEETW1_1N | W1 | West | YES | 0.36769 | 21.5 | 0 | 107.5 |  | 1.02 |  | 71054W1 | n | [16 empty] | #N/A |  | 1044 | MRGNFG_6G | West
585 | 71057 | L_SWEETW1_2N | W1 | West | YES | 0.36769 | 27 | 0 | 135 |  | 1.02 |  | 71057W1 | n | [16 empty] | #N/A |  | 1045 | CALENG1G_1G | West
586 | 71059 | L_SWEETW1_3N | W1 | West | YES | 0.36769 | 23.8 | 0 | 119 | 0 | 1.02 |  | 71059W1 | n | [16 empty] | #N/A |  | 1046 | CALENG2G_2G | West
587 | 71060 | L_SWEETW1_4N | W1 | West | YES | 0.36769 | 21 | 0 | 105 | 0 | 1.02 |  | 71060W1 | n | [16 empty] | #N/A |  | 1047 | CALENG3G_3G | West
588 | 76031 | L_GASCCR1_1N | W1 | West | YES | 0.28216 | 30 | 0 | 150 | 0 | 1.02 |  | 76031W1 | n | [16 empty] | #N/A |  | 1048 | TONKAWAWI_5 | West
589 | 76091 | L_DIVIDE1_1N | W1 | West | YES | 0.28192 | 110 | 0 | 550 |  | 1.02 |  | 76091W1 | n | [16 empty] | #N/A |  | 1049 | ROSCOEWI_5 | West
590 | 80003 | MILHWYS | F | South | YES | 0.001016 | 0 | 0 | 0 | 0 | 1.0168 |  | 80003F | n | [16 empty] | #N/A |  | 1051 | HUNTSMAN_8 | West
591 | 80010 | EPLVT1 | F | South | YES | 0.05952 | 0 | 0 | 0 |  | 1.0376 |  | 80010F | n | [16 empty] | #N/A |  | 1052 | REXALL_8 | West
592 | 80012 | LAR | F | South | YES | 0.01315 | 0 | 0 | 0 | 0 | 1.04 |  | 80012F | n | [16 empty] | #N/A |  | 1053 | GENRUBR_8 | West
593 | 80051 | FOR #8 | 8 | South | YES | -0.002129 | 28 | 28 | 28 | 0 | 1.016 |  | 800518 | n | [16 empty] | #N/A |  | 1054 | OLFNNSHL_8 | West
594 | 80052 | FOR #9 | 9 | South | YES | -0.002129 | 29.7 | 5 | 43.6 | 0 | 1.03 |  | 800529 | n | [16 empty] | #N/A |  | 1055 | NYLONTAP_8 | West
595 | 80053 | FOR #10 | 10 | South | YES | -0.002129 | 68.4 | 45 | 75 | 0 | 1.03 |  | 8005310 | n | [16 empty] | #N/A |  | 1056 | NYLON_8 | West
596 | 80080 | GWINDT11A | 1 | South | YES | 0.000789 | 40.6 | 0 | 94 | 0 | 1.025 |  | 800801 | n | [16 empty] | #N/A |  | 1057 | ROSCOEWI_5 | West
597 | 80080 | GWINDT11A | 2 | South | YES | 0.000789 | 17.7 | 0 | 41 | 0 | 1.025 |  | 800802 | n | [16 empty] | #N/A |  | 1058 | LONGSHORE_5 | West
598 | 80080 | GWINDT11A | 3 | South | YES | 0.000789 | 16.4 | 0 | 38 | 0 | 1.025 |  | 800803 | n | [16 empty] | #N/A |  | 1059 | MIDESSA_8 | West
599 | 80080 | GWINDT11A | 4 | South | YES | 0.000789 | 8.2 | 0 | 19 | 0 | 1.025 |  | 800804 | n | [16 empty] | #N/A |  | 1060 | ROSCOEWI_5 | West
600 | 80081 | GWINDT21A | 1 | South | YES | 0.000789 | 40.6 | 0 | 94 | 0 | 1.025 |  | 800811 | n | [16 empty] | #N/A |  | 1061 | CIELOGEN_1G | West
601 | 80081 | GWINDT21A | 2 | South | YES | 0.000789 | 15.5 | 0 | 36 | 0 | 1.025 |  | 800812 | n | [16 empty] | #N/A |  | 1062 | CIELOGEN_2G | West
602 | 80081 | GWINDT21A | 3 | South | YES | 0.000789 | 18.6 | 0 | 43 | 0 | 1.025 |  | 800813 | n | [16 empty] | #N/A |  | 1063 | CIELOWIND_8 | West
603 | 80081 | GWINDT21A | 4 | South | YES | 0.000789 | 9.5 | 0 | 22 | 0 | 1.025 |  | 800814 | n | [16 empty] | #N/A |  | 1064 | SUN_8 | West
604 | 80137 | CSDR89 | 8 | South | YES | -0.001506 | 33.9 | 0 | 39 |  | 1.003 |  | 801378 | n | [16 empty] | #N/A |  | 1065 | KINDERML_8 | West
605 | 80137 | CSDR89 | 9 | South | YES | -0.001506 | 0 | 0 | 15 |  | 1.003 |  | 801379 | n | [16 empty] | #N/A |  | 1066 | KINDERML | West
606 | 80138 | CSDR7 | 7 | South | YES | -0.001506 | 6.1 | 0 | 7 | 0 | 1.014 |  | 801387 | n | [16 empty] | #N/A |  | 1067 | GOLDENSW_8 | West
607 | 80139 | CSDR56 | 5 | South | YES | -0.001506 | 15 | 0 | 15 |  | 1.0033 |  | 801395 | n | [16 empty] | #N/A |  | 1068 | SCURRYCW_1G | West
608 | 80139 | CSDR56 | 6 | South | YES | -0.001506 | 0 | 0 | 39 |  | 1.0033 |  | 801396 | n | [16 empty] | #N/A |  | 1069 | KINDERMG_1G | West
609 | 80140 | CSDR11 | 11 | South | YES | -0.001506 | 33.9 | 0 | 39 | 0 | 1.03 |  | 8014011 | n | [16 empty] | #N/A |  | 1070 | KINDERMG_2G | West
610 | 80180 | PNSCALT11A | 1 | South | YES | 0.000789 | 63 | 0 | 146 | 0 | 1.025 |  | 801801 | n | [16 empty] | #N/A |  | 1071 | KINDERMG_3G | West
611 | 80180 | PNSCALT11A | 2 | South | YES | 0.000789 | 21.6 | 0 | 50 | 0 | 1.025 |  | 801802 | n | [16 empty] | #N/A |  | 1072 | ROSCOEWI_5 | West
612 | 80181 | PNSCALT21A | 1 | South | YES | 0.000789 | 23.7 | 0 | 55 | 0 | 1.025 |  | 801811 | n | [16 empty] | #N/A |  | 1073 | SCURRYCW_2G | West
613 | 80181 | PNSCALT21A | 2 | South | YES | 0.000789 | 21.6 | 0 | 50 | 0 | 1.025 |  | 801812 | n | [16 empty] | #N/A |  | 1074 | WINKSS_8 | West
614 | 80223 | REYSHR G | 1 | South | YES | -2e-05 | 12 | 0 | 12 | 0 | 1.032 |  | 802231 | n | [16 empty] | #N/A |  | 1075 | WINKSS_9 | West
615 | 80224 | VISTRONG1 | 1 | South | YES | -0.001368 | 13.1 | 0 | 15 | 0 | 1.01 |  | 802241 | n | [16 empty] | #N/A |  | 1087 | WRDGLFTA_8 | West
616 | 80225 | VISTRONG2 | 2 | South | YES | -0.001368 | 20.2 | 0 | 23 | 0 | 1.01 |  | 802252 | n | [16 empty] | #N/A |  | 1088 | WICKETT_8 | West
617 | 80226 | ALCOA G | 1 | South | YES | -0.001997 | 32.3 | 5 | 48 | 0 | 1.015 |  | 802261 | n | [16 empty] | #N/A |  | 1089 | WICKETAP_8 | West
618 | 80227 | AIRCO G | 1 | South | YES | -0.001401 | 7.2 | 0 | 8 | 0 | 1.0104 |  | 802271 | n | [16 empty] | #N/A |  | 1091 | WARDGULF_8 | West
619 | 80265 | LARECU40A | 4 | South | YES | 0.013152 | 80 | 0 | 100 |  | 1.039 |  | 802654 | n | [16 empty] | #N/A |  | 1092 | LOVING_8 | West
620 | 80266 | LARECU50A | 5 | South | YES | 0.013152 | 80 | 0 | 100 |  | 1.039 |  | 802665 | n | [16 empty] | #N/A |  | 1093 | ELMAR_8 | West
621 | 88198 | BEEVILLE | F | South | YES | 0.001471 | 0 | 0 | 0 | 0 | 1.02 |  | 88198F | n | [16 empty] | #N/A |  | 1094 | MASON_8 | West
622 | 88253 | HAMILTON | F | South | YES | 0.088704 | 0 | 0 | 0 | 0 | 1.04 |  | 88253F | n | [16 empty] | #N/A |  | 1095 | SCRWBEAN_8 | West
623 | 88299 | ZAPATA | F | South | YES | 0.008511 | 0 | 0 | 0 | 0 | 1.02 |  | 88299F | n | [16 empty] | #N/A |  | 1096 | BLACKRVR_8 | West
624 | 88508 | FALFURRI | F | South | YES | 0.003464 | 0 | 0 | 0 | 0 | 1 |  | 88508F | n | [16 empty] | #N/A |  | 1097 | TWPPMTR_8 | West
[14 empty] | n | [16 empty] | #N/A |  | 1098 | KWINDRO_8 | West
[14 empty] | n | [16 empty] | #N/A |  | 1099 | SWPORTAP_8 | West
[14 empty] | n | [16 empty] | #N/A |  | 1100 | SWPORTLA_8 | West
[14 empty] | n | [16 empty] | #N/A |  | 1101 | EDWARDS_8 | West
[14 empty] | n | [16 empty] | #N/A |  | 1102 | JUDKINS_8 | West
[14 empty] | n | [16 empty] | #N/A |  | 1103 | SANDHLTA_8 | West
[14 empty] | n | [16 empty] | #N/A |  | 1104 | SANDHILL_8 | West
[14 empty] | n | [16 empty] | #N/A |  | 1105 | MONAHTAP_1 | West
[14 empty] | n | [16 empty] | #N/A |  | 1106 | MONAHN1_8 | West
[14 empty] | n | [16 empty] | #N/A |  | 1107 | MONAHTAP_2 | West
[14 empty] | n | [16 empty] | #N/A |  | 1108 | MONAHN2_8 | West
[14 empty] | n | [16 empty] | #N/A |  | 1109 | CULBESON_8 | West
[14 empty] | n | [16 empty] | #N/A |  | 1111 | BIG3ODTA_8 | West
[14 empty] | n | [16 empty] | #N/A |  | 1112 | BIG3OD_8 | West
[14 empty] | n | [16 empty] | #N/A |  | 1113 | ODESASW_8 | West
[14 empty] | n | [16 empty] | #N/A |  | 1116 | WINDWOOD_8 | West
[14 empty] | n | [16 empty] | #N/A |  | 1117 | MIDLANDW_8 | West
[14 empty] | n | [16 empty] | #N/A |  | 1118 | CRMWD8TA_8 | West
[14 empty] | n | [16 empty] | #N/A |  | 1119 | CRMWD8_8 | West
[14 empty] | n | [16 empty] | #N/A |  | 1120 | MIDLAIRP_8 | West
[14 empty] | n | [16 empty] | #N/A |  | 1121 | GLENHAVN_8 | West
[31 empty] | #N/A |  | 1122 | ODESSANO_8 | West
[31 empty] | #N/A |  | 1123 | ODESSANO_9 | West
[31 empty] | #N/A |  | 1126 | ODESSA2_8 | West
[31 empty] | #N/A |  | 1127 | ODESSA1_8 | West
[31 empty] | #N/A |  | 1128 | LIQDAIR_8 | West
[31 empty] | #N/A |  | 1129 | WESTOVER_8 | West
[31 empty] | #N/A |  | 1130 | AMOSFOST_8 | West
[31 empty] | #N/A |  | 1132 | MIDLDWNT_8 | West
[31 empty] | #N/A |  | 1137 | TEXINSTA_8 | West
[31 empty] | #N/A |  | 1138 | TEXASINS_8 | West
[31 empty] | #N/A |  | 1141 | HOLTSS_8 | West
[31 empty] | #N/A |  | 1142 | HOLTSS_9 | West
[31 empty] | #N/A |  | 1143 | AMOCNCTA_8 | West
[31 empty] | #N/A |  | 1144 | AMNCOWD_8 | West
[31 empty] | #N/A |  | 1145 | AMGLDSMI_8 | West
[31 empty] | #N/A |  | 1146 | NOTREES_1G | West
[31 empty] | #N/A |  | 1147 | CHEYENTA_8 | West
[31 empty] | #N/A |  | 1148 | CHEYENNE_8 | West
[31 empty] | #N/A |  | 1149 | DOLRHIDE_8 | West
[31 empty] | #N/A |  | 1150 | AMOCO3BA_8 | West
[31 empty] | #N/A |  | 1152 | UNOCALDH_8 | West
[31 empty] | #N/A |  | 1155 | ANDREWTA_8 | West
[31 empty] | #N/A |  | 1156 | ANDREWS_8 | West
[31 empty] | #N/A |  | 1159 | NOANDREW_8 | West
[31 empty] | #N/A |  | 1160 | NOANDREW_9 | West
[31 empty] | #N/A |  | 1161 | UNPKRBK_8 | West
[31 empty] | #N/A |  | 1163 | LAMESA_8 | West
[31 empty] | #N/A |  | 1164 | LAMESA_9 | West
[31 empty] | #N/A |  | 1165 | EXMEANTA_8 | West
[31 empty] | #N/A |  | 1166 | EXNMEANS_8 | West
[31 empty] | #N/A |  | 1167 | MUSTANG_8 | West
[31 empty] | #N/A |  | 1168 | PAULDTAP_8 | West
[31 empty] | #N/A |  | 1169 | PAULDAVS_8 | West
[31 empty] | #N/A |  | 1170 | AIRLAMESA_1G | West
[31 empty] | #N/A |  | 1176 | GRANDVEW_8 | West
[31 empty] | #N/A |  | 1177 | TEXMABEE_8 | West
[31 empty] | #N/A |  | 1178 | ADOBEMEW_8 | West
[31 empty] | #N/A |  | 1179 | TEXMATAP_8 | West
[31 empty] | #N/A |  | 1180 | ECTRHILL_8 | West
[31 empty] | #N/A |  | 1182 | MOCKNBRD_8 | West
[31 empty] | #N/A |  | 1184 | GODDARD_8 | West
[31 empty] | #N/A |  | 1198 | CRANE_9 | West
[31 empty] | #N/A |  | 1199 | ARCOCTAP_8 | West
[31 empty] | #N/A |  | 1201 | ARCOCRN_8 | West
[31 empty] | #N/A |  | 1202 | WARDSS_9 | West
[31 empty] | #N/A |  | 1203 | BARNSLEY_9 | West
[31 empty] | #N/A |  | 1204 | EXNJCTAP_9 | West
[31 empty] | #N/A |  | 1205 | EXONJUAN_9 | West
[31 empty] | #N/A |  | 1206 | CRNATLTA_9 | West
[31 empty] | #N/A |  | 1207 | CRANATLC_9 | West
[31 empty] | #N/A |  | 1210 | MIDKIFF_8 | West
[31 empty] | #N/A |  | 1211 | MIDKIFF_9 | West
[31 empty] | #N/A |  | 1212 | UPTON_8 | West
[31 empty] | #N/A |  | 1213 | PEMBRKTA_9 | West
[31 empty] | #N/A |  | 1214 | CRANEAST_8 | West
[31 empty] | #N/A |  | 1215 | PEMBROOK_9 | West
[31 empty] | #N/A |  | 1216 | REAGNSHE_9 | West
[31 empty] | #N/A |  | 1217 | GLASCOCK_9 | West
[31 empty] | #N/A |  | 1218 | GARDCITY_9 | West
[31 empty] | #N/A |  | 1221 | TEXHARVY_9 | West
[31 empty] | #N/A |  | 1222 | PECKTAP_9 | West
[31 empty] | #N/A |  | 1223 | PECK_9 | West
[31 empty] | #N/A |  | 1226 | MDGULFTA_9 | West
[31 empty] | #N/A |  | 1227 | MIDLGULF_9 | West
[31 empty] | #N/A |  | 1228 | MIDBASIN_9 | West
[31 empty] | #N/A |  | 1229 | STANTON_9 | West
[31 empty] | #N/A |  | 1232 | CRANEHUM_9 | West
[31 empty] | #N/A |  | 1233 | GETTY_9 | West
[31 empty] | #N/A |  | 1234 | PGASUSTA_9 | West
[31 empty] | #N/A |  | 1235 | PEGASUS_9 | West
[31 empty] | #N/A |  | 1236 | SPEGSTAP_9 | West
[31 empty] | #N/A |  | 1237 | SOPGASUS_9 | West
[31 empty] | #N/A |  | 1238 | ROYALTY_9 | West
[31 empty] | #N/A |  | 1239 | COYANOSA_9 | West
[31 empty] | #N/A |  | 1240 | WFCAMPTA_9 | West
[31 empty] | #N/A |  | 1241 | WOLFCAMP_9 | West
[31 empty] | #N/A |  | 1242 | NNATURAL_9 | West
[31 empty] | #N/A |  | 1245 | WINKBAWT_9 | West
[31 empty] | #N/A |  | 1246 | WINKBASN_9 | West
[31 empty] | #N/A |  | 1249 | KEYSTONE_9 | West
[31 empty] | #N/A |  | 1252 | VEST_9 | West
[31 empty] | #N/A |  | 1253 | MIDWAY_9 | West
[31 empty] | #N/A |  | 1254 | ODBASSS_9 | West
[31 empty] | #N/A |  | 1255 | ODESBASN_9 | West
[31 empty] | #N/A |  | 1256 | GOLDSMTH_9 | West
[31 empty] | #N/A |  | 1257 | ECTRSHEL_9 | West
[31 empty] | #N/A |  | 1259 | NTCOWDEN_9 | West
[31 empty] | #N/A |  | 1262 | EMMATAP_9 | West
[31 empty] | #N/A |  | 1263 | EMMA_9 | West
[31 empty] | #N/A |  | 1264 | SANADTAP_9 | West
[31 empty] | #N/A |  | 1265 | SANANDRS_9 | West
[31 empty] | #N/A |  | 1266 | MIDFARMS_9 | West
[31 empty] | #N/A |  | 1267 | ANDREWS_9 | West
[31 empty] | #N/A |  | 1270 | FRNKLCTY_9 | West
[31 empty] | #N/A |  | 1273 | PHILANDS_9 | West
[31 empty] | #N/A |  | 1274 | FULERTON_9 | West
[31 empty] | #N/A |  | 1275 | EXXONFUL_9 | West
[31 empty] | #N/A |  | 1277 | BAKKETAP_9 | West
[31 empty] | #N/A |  | 1280 | BAKKE_9 | West
[31 empty] | #N/A |  | 1281 | AMMIDFTA_8 | West
[31 empty] | #N/A |  | 1282 | AMOMIDFM_8 | West
[31 empty] | #N/A |  | 1285 | MEANS_9 | West
[31 empty] | #N/A |  | 1292 | ECTRHARP_8 | West
[31 empty] | #N/A |  | 1295 | WICKETT_9 | West
[31 empty] | #N/A |  | 1296 | NORTHWRD_9 | West
[31 empty] | #N/A |  | 1297 | WICKETAP_9 | West
[31 empty] | #N/A |  | 1300 | EXSHARNR_8 | West
[31 empty] | #N/A |  | 1301 | BULLCREK_8 | West
[31 empty] | #N/A |  | 1302 | COYOTEWG_8 | West
[31 empty] | #N/A |  | 1305 | SNYDER_8 | West
[31 empty] | #N/A |  | 1306 | SNYDER_9 | West
[31 empty] | #N/A |  | 1307 | KEYLYNTE_8 | West
[31 empty] | #N/A |  | 1308 | GAILLYNT_8 | West
[31 empty] | #N/A |  | 1309 | BLUFCKTA_8 | West
[31 empty] | #N/A |  | 1310 | KNAPP_8 | West
[31 empty] | #N/A |  | 1311 | SACROC_8 | West
[31 empty] | #N/A |  | 1312 | SCURYCHV_8 | West
[31 empty] | #N/A |  | 1313 | ENISCKTA_8 | West
[31 empty] | #N/A |  | 1314 | ENNISCK_8 | West
[31 empty] | #N/A |  | 1315 | BRAND_8 | West
[31 empty] | #N/A |  | 1317 | COAHOMAN_8 | West
[31 empty] | #N/A |  | 1318 | CHINAGRV_8 | West
[31 empty] | #N/A |  | 1319 | CHINAGRV_9 | West
[31 empty] | #N/A |  | 1320 | BSP 1 | West
[31 empty] | #N/A |  | 1321 | CARBONSW_9 | West
[31 empty] | #N/A |  | 1322 | BIGSPRIG_8 | West
[31 empty] | #N/A |  | 1323 | BIGSPRIG_9 | West
[31 empty] | #N/A |  | 1324 | BIGSPGWE_8 | West
[31 empty] | #N/A |  | 1325 | AIRPARK_8 | West
[31 empty] | #N/A |  | 1326 | STANTONW_8 | West
[31 empty] | #N/A |  | 1327 | WILDHRSE_1G | West
[31 empty] | #N/A |  | 1328 | OCOTILLO_1G | West
[31 empty] | #N/A |  | 1329 | SPRABERY_8 | West
[31 empty] | #N/A |  | 1330 | SPRABERY_9 | West
[31 empty] | #N/A |  | 1331 | DRUMRIGT_8 | West
[31 empty] | #N/A |  | 1332 | COSDEN_8 | West
[31 empty] | #N/A |  | 1333 | MCDDONAL_8 | West
[31 empty] | #N/A |  | 1334 | CHNGOWNR_8 | West
[31 empty] | #N/A |  | 1335 | FORSANTA_8 | West
[31 empty] | #N/A |  | 1336 | FORSAN_8 | West
[31 empty] | #N/A |  | 1337 | CRMWDTAP_8 | West
[31 empty] | #N/A |  | 1338 | CRMWDSVN_8 | West
[31 empty] | #N/A |  | 1339 | ESKOTA_8 | West
[31 empty] | #N/A |  | 1340 | ESKOTA_9 | West
[31 empty] | #N/A |  | 1341 | SWTRDTAP_8 | West
[31 empty] | #N/A |  | 1342 | SWEETWTD_8 | West
[31 empty] | #N/A |  | 1343 | TRENTIPP_8 | West
[31 empty] | #N/A |  | 1345 | COAHOMA_9 | West
[31 empty] | #N/A |  | 1346 | IATHOWTA_9 | West
[31 empty] | #N/A |  | 1347 | IATNHOW_9 | West
[31 empty] | #N/A |  | 1348 | WSTBROOK_9 | West
[31 empty] | #N/A |  | 1349 | WESTXWIN_1G | West
[31 empty] | #N/A |  | 1350 | NWPWRG1_1G | West
[31 empty] | #N/A |  | 1351 | BSPGGULF_9 | West
[31 empty] | #N/A |  | 1352 | CHALK_9 | West
[31 empty] | #N/A |  | 1353 | NWPWRTAP_9 | West
[31 empty] | #N/A |  | 1354 | AEPWIND_8 | West
[31 empty] | #N/A |  | 1355 | ACKRLYVE_8 | West
[31 empty] | #N/A |  | 1356 | ACKRLYVE_9 | West
[31 empty] | #N/A |  | 1357 | BIGCRMWD_9 | West
[31 empty] | #N/A |  | 1358 | KNOTT_9 | West
[31 empty] | #N/A |  | 1359 | ACKCHEV_9 | West
[31 empty] | #N/A |  | 1360 | GUNSIGHT_8 | West
[31 empty] | #N/A |  | 1362 | ACKERLY_9 | West
[31 empty] | #N/A |  | 1363 | ACKRLNTC_9 | West
[31 empty] | #N/A |  | 1364 | SPARNBRG_9 | West
[31 empty] | #N/A |  | 1367 | IRA_9 | West
[31 empty] | #N/A |  | 1368 | SCURRY_9 | West
[31 empty] | #N/A |  | 1369 | LKTHOMAS_9 | West
[31 empty] | #N/A |  | 1370 | SANTAFE_9 | West
[31 empty] | #N/A |  | 1371 | MURRY_P8 | North
[31 empty] | #N/A |  | 1373 | COLBASIN_9 | West
[31 empty] | #N/A |  | 1374 | CHGRGULF_9 | West
[31 empty] | #N/A |  | 1375 | AMOCO_9 | West
[31 empty] | #N/A |  | 1376 | AMOCOTAP_9 | West
[31 empty] | #N/A |  | 1378 | COLOCITY_9 | West
[31 empty] | #N/A |  | 1379 | LORAINE_9 | West
[31 empty] | #N/A |  | 1380 | ROSCOE_9 | West
[31 empty] | #N/A |  | 1381 | SWEETWTR_9 | West
[31 empty] | #N/A |  | 1382 | USGYPSTA_9 | West
[31 empty] | #N/A |  | 1383 | USGYPTWO_9 | West
[31 empty] | #N/A |  | 1384 | USGYPONE_9 | West
[31 empty] | #N/A |  | 1385 | FLINTKOT_9 | West
[31 empty] | #N/A |  | 1386 | FLINTST_9 | West
[31 empty] | #N/A |  | 1387 | USGYPTAP_9 | West
[31 empty] | #N/A |  | 1389 | WELCHTAP_9 | West
[31 empty] | #N/A |  | 1390 | WELCH_9 | West
[31 empty] | #N/A |  | 1391 | DAWSON_9 | West
[31 empty] | #N/A |  | 1392 | OXYUSA_9 | West
[31 empty] | #N/A |  | 1394 | GTTYVTAP_8 | West
[31 empty] | #N/A |  | 1395 | GETTYVLM_8 | West
[31 empty] | #N/A |  | 1398 | RADIUMMT_8 | West
[31 empty] | #N/A |  | 1400 | TXCOCOGD_9 | West
[31 empty] | #N/A |  | 1401 | COGDELTA_9 | West
[31 empty] | #N/A |  | 1402 | COGDELL_9 | West
[31 empty] | #N/A |  | 1406 | OAKCREEK_9 | West
[31 empty] | #N/A |  | 1407 | LONESTAR_9 | West
[31 empty] | #N/A |  | 1409 | NOLANWTA_9 | West
[31 empty] | #N/A |  | 1410 | ENSCRKSS_8 | West
[31 empty] | #N/A |  | 1411 | ENSCRKSS_9 | West
[31 empty] | #N/A |  | 1412 | PLAINVTA_9 | West
[31 empty] | #N/A |  | 1416 | SWETWATR_1G | West
[31 empty] | #N/A |  | 1417 | SWETWATR_2G | West
[31 empty] | #N/A |  | 1418 | SWETWATR_3G | West
[31 empty] | #N/A |  | 1419 | SWETWATR_4G | West
[31 empty] | #N/A |  | 1420 | SWEETWTR_5 | West
[31 empty] | #N/A |  | 1421 | WILLOWCK_5 | North
[31 empty] | #N/A |  | 1422 | BOWMAN_5 | North
[31 empty] | #N/A |  | 1423 | BOWMAN_A8 | North
[31 empty] | #N/A |  | 1424 | BOWMAN_B8 | North
[31 empty] | #N/A |  | 1425 | FISHRDSS1_5 | North
[31 empty] | #N/A |  | 1426 | FISHRDSS1_8 | North
[31 empty] | #N/A |  | 1427 | FISHERRD_8 | North
[31 empty] | #N/A |  | 1429 | JACKSBRO_5 | North
[31 empty] | #N/A |  | 1430 | GRHAMSES1_5 | North
[31 empty] | #N/A |  | 1431 | GRHAMSES1_8 | North
[31 empty] | #N/A |  | 1432 | GRHAMSES_2G | North
[31 empty] | #N/A |  | 1433 | GRHAMSES_1G | North
[31 empty] | #N/A |  | 1434 | WCPWRCO_5 | North
[31 empty] | #N/A |  | 1435 | LONGCREK_5 | North
[31 empty] | #N/A |  | 1436 | PARKER_5 | North
[31 empty] | #N/A |  | 1437 | MESQUITW_1G | North
[31 empty] | #N/A |  | 1438 | MESQUITW_2G | North
[31 empty] | #N/A |  | 1439 | LONCREK2_5 | North
[31 empty] | #N/A |  | 1440 | COMCHESS1_5 | North
[31 empty] | #N/A |  | 1441 | COMCHESS1_8 | North
[31 empty] | #N/A |  | 1442 | COKFIELD_5 | North
[31 empty] | #N/A |  | 1446 | LKWICHIT1_8 | North
[31 empty] | #N/A |  | 1447 | LKWICHIT1_9 | North
[31 empty] | #N/A |  | 1448 | WCHTFLLS1_8 | North
[31 empty] | #N/A |  | 1449 | WCHTFLLS1_9 | North
[31 empty] | #N/A |  | 1450 | PLEASVAL1_8 | North
[31 empty] | #N/A |  | 1451 | PLEASVAL1_9 | North
[31 empty] | #N/A |  | 1452 | LANHAM_T9 | North
[31 empty] | #N/A |  | 1453 | WCPWRCO_1G | North
[31 empty] | #N/A |  | 1454 | WCPWRCO_2G | North
[31 empty] | #N/A |  | 1455 | WCPWRCO_3G | North
[31 empty] | #N/A |  | 1464 | WFALLS_S_8 | North
[31 empty] | #N/A |  | 1467 | NORTHSTR_8 | North
[31 empty] | #N/A |  | 1468 | LKAROWHD_8 | North
[31 empty] | #N/A |  | 1469 | SUNSETSW_8 | North
[31 empty] | #N/A |  | 1470 | NEWPRT_P8 | North
[31 empty] | #N/A |  | 1471 | CARTR_P8 | North
[31 empty] | #N/A |  | 1472 | NAVYKSS1_8 | North
[31 empty] | #N/A |  | 1473 | NAVYKSS1_9 | North
[31 empty] | #N/A |  | 1474 | SCOTLD_P8 | North
[31 empty] | #N/A |  | 1475 | WINDTHOR_8 | North
[31 empty] | #N/A |  | 1476 | MARKLY_8 | North
[31 empty] | #N/A |  | 1477 | RICESW_8 | North
[31 empty] | #N/A |  | 1478 | ARROWHD_P8 | North
[31 empty] | #N/A |  | 1479 | WFCOGEN_1G | North
[31 empty] | #N/A |  | 1480 | RATHGBER_8 | North
[31 empty] | #N/A |  | 1482 | WFCOGEN_2G | North
[31 empty] | #N/A |  | 1483 | CITYVIEW_8 | North
[31 empty] | #N/A |  | 1484 | PPG_8 | North
[31 empty] | #N/A |  | 1485 | CERAMIC_8 | North
[31 empty] | #N/A |  | 1486 | BOOMTOWN_8 | North
[31 empty] | #N/A |  | 1489 | SIKES_8 | North
[31 empty] | #N/A |  | 1492 | RIVERBND_8 | North
[31 empty] | #N/A |  | 1493 | ARTHURST_8 | North
[31 empty] | #N/A |  | 1494 | WFSTHOSP_8 | North
[31 empty] | #N/A |  | 1496 | CERTEED2_8 | North
[31 empty] | #N/A |  | 1497 | CERTEED1_8 | North
[31 empty] | #N/A |  | 1498 | WFCOGEN_8 | North
[31 empty] | #N/A |  | 1499 | PARKWAY2_8 | North
[31 empty] | #N/A |  | 1500 | PARKWAY1_8 | North
[31 empty] | #N/A |  | 1503 | WFALLS_N_9 | North
[31 empty] | #N/A |  | 1504 | WFLSNBYP_T9 | North
[31 empty] | #N/A |  | 1507 | SHPFIELD_T9 | North
[31 empty] | #N/A |  | 1508 | WFLLSBSN_T9 | North
[31 empty] | #N/A |  | 1509 | PETROLIA_P9 | North
[31 empty] | #N/A |  | 1511 | WFBASIN_9 | North
[31 empty] | #N/A |  | 1512 | DIAMNDSH_9 | North
[31 empty] | #N/A |  | 1514 | SHPFIELD1_9 | North
[31 empty] | #N/A |  | 1515 | SHPFIELD2_9 | North
[31 empty] | #N/A |  | 1516 | IOWAPARK_T9 | North
[31 empty] | #N/A |  | 1517 | BURKBURN_9 | North
[31 empty] | #N/A |  | 1518 | IOWAPARK_9 | North
[31 empty] | #N/A |  | 1519 | CRYOVAC_9 | North
[31 empty] | #N/A |  | 1520 | CRYOVAC_T9 | North
[31 empty] | #N/A |  | 1522 | NAVYKPOO_9 | North
[31 empty] | #N/A |  | 1525 | ARCHCITY_9 | North
[31 empty] | #N/A |  | 1526 | BLACKWEL_9 | North
[31 empty] | #N/A |  | 1527 | HOLLIDAY_9 | North
[31 empty] | #N/A |  | 1530 | BAYLR_9 | North
[31 empty] | #N/A |  | 1531 | SEYMRBAS_9 | North
[31 empty] | #N/A |  | 1532 | SEYMOUR_9 | North
[31 empty] | #N/A |  | 1533 | BOMARTON_9 | West
[31 empty] | #N/A |  | 1536 | KMA_T9 | North
[31 empty] | #N/A |  | 1537 | KMA_9 | North
[31 empty] | #N/A |  | 1538 | ELECTRA_9 | North
[31 empty] | #N/A |  | 1541 | ROBNTECH_9 | North
[31 empty] | #N/A |  | 1543 | HENRITAW_9 | North
[31 empty] | #N/A |  | 1544 | HENRIETA_9 | North
[31 empty] | #N/A |  | 1545 | RINGMAG_T9 | North
[31 empty] | #N/A |  | 1546 | RINGMAG_9 | North
[31 empty] | #N/A |  | 1547 | BELLEVUE_9 | North
[31 empty] | #N/A |  | 1548 | MONTAGUE_P9 | North
[31 empty] | #N/A |  | 1549 | BOWIESVC_9 | North
[31 empty] | #N/A |  | 1550 | BOWIE1_9 | North
[31 empty] | #N/A |  | 1552 | WZRDWLLS_P9 | North
[31 empty] | #N/A |  | 1553 | CHCOWEST_9 | North
[31 empty] | #N/A |  | 1554 | CHCOCSER_9 | North
[31 empty] | #N/A |  | 1555 | JACKAMCO_9 | North
[31 empty] | #N/A |  | 1556 | JACKSBOR_9 | North
[31 empty] | #N/A |  | 1557 | JACKSINC_T9 | North
[31 empty] | #N/A |  | 1558 | JACKSINC_9 | North
[31 empty] | #N/A |  | 1561 | ALVORD1_8 | North
[31 empty] | #N/A |  | 1562 | CHCOWEST_T8 | North
[31 empty] | #N/A |  | 1563 | CHCOWEST_8 | North
[31 empty] | #N/A |  | 1564 | CHCOGHLL1_8 | North
[31 empty] | #N/A |  | 1565 | BRDGPORT_8 | North
[31 empty] | #N/A |  | 1566 | DECATUR_8 | North
[31 empty] | #N/A |  | 1567 | DECATUR1_9 | North
[31 empty] | #N/A |  | 1568 | ALLISON_T | North
[31 empty] | #N/A |  | 1570 | RHOME_8 | North
[31 empty] | #N/A |  | 1571 | ORAN1_8 | North
[31 empty] | #N/A |  | 1572 | ORAN1_9 | North
[31 empty] | #N/A |  | 1575 | MINWLLSW1_8 | North
[31 empty] | #N/A |  | 1576 | PALOPNTO_T8 | North
[31 empty] | #N/A |  | 1577 | MINWLLS2_8 | North
[31 empty] | #N/A |  | 1579 | ALEDO1_9 | North
[31 empty] | #N/A |  | 1580 | MINWLLS1_8 | North
[31 empty] | #N/A |  | 1581 | GRAFORD_9 | North
[31 empty] | #N/A |  | 1582 | BENNETT_8 | North
[31 empty] | #N/A |  | 1583 | LIVEOAK1_9 | North
[31 empty] | #N/A |  | 1584 | MINWLLSE1_8 | North
[31 empty] | #N/A |  | 1585 | WTHFORDW1_9 | North
[31 empty] | #N/A |  | 1586 | WTHFORD_9 | North
[31 empty] | #N/A |  | 1587 | WTHFORDE_9 | North
[31 empty] | #N/A |  | 1588 | LGNVISTA_9 | North
[31 empty] | #N/A |  | 1589 | WTHFORDW1_8 | North
[31 empty] | #N/A |  | 1591 | SPRGTOWN_8 | North
[31 empty] | #N/A |  | 1592 | WTHFRDSS_8 | North
[31 empty] | #N/A |  | 1593 | BONHAM_P8 | North
[31 empty] | #N/A |  | 1595 | LIPAN_8 | North
[31 empty] | #N/A |  | 1596 | GRAHAMSW_8 | North
[31 empty] | #N/A |  | 1597 | GRAHAMSW_9 | North
[31 empty] | #N/A |  | 1598 | BALSORA_8 | North
[31 empty] | #N/A |  | 1599 | BARTON_8 | North
[31 empty] | #N/A |  | 1600 | BARTNWND_1G | North
[31 empty] | #N/A |  | 1601 | GRAHAME_8 | North
[31 empty] | #N/A |  | 1602 | GRAHAM_9 | North
[31 empty] | #N/A |  | 1603 | OLNEY_P9 | North
[31 empty] | #N/A |  | 1604 | ANARENE1_9 | North
[31 empty] | #N/A |  | 1607 | STH_BEND1_9 | North
[31 empty] | #N/A |  | 1608 | IVAN_9 | North
[31 empty] | #N/A |  | 1612 | BRECK_N_1_8 | North
[31 empty] | #N/A |  | 1613 | BRECK_T8 | North
[31 empty] | #N/A |  | 1614 | BRECK_8 | North
[31 empty] | #N/A |  | 1615 | BRECK_9 | North
[31 empty] | #N/A |  | 1616 | SUN_ECU_T8 | North
[31 empty] | #N/A |  | 1617 | SUN_ECU_8 | North
[31 empty] | #N/A |  | 1618 | CADDO_8 | North
[31 empty] | #N/A |  | 1619 | COLNYCRK_8 | North
[33 empty] | 1622 | EASTLAND_9 | North
x | [11 empty] | x | x | [9 empty] | x | x | x | x | x | x | x | x | x |  | 1623 | MORTNVAL_9 | North
[33 empty] | 1624 | LEONSW_8 | North
[33 empty] | 1625 | LEON2_9 | North
[33 empty] | 1626 | LEON5_9 | North
[33 empty] | 1627 | RANGULF_9 | North
[33 empty] | 1628 | RANGER_9 | North
[33 empty] | 1629 | OLDEN_P8 | North
[33 empty] | 1630 | GORMAN_9 | North
[33 empty] | 1631 | DELNMAG_T9 | North
[33 empty] | 1632 | DELNMAG_9 | North
[33 empty] | 1633 | DELEON_9 | North
[33 empty] | 1634 | CMYNHM_T9 | North
[33 empty] | 1635 | CMYNHM_9 | North
[33 empty] | 1636 | DUBLIN1_8 | North
[33 empty] | 1637 | DUBLIN1_9 | North
[33 empty] | 1638 | SLSTR1PP_8 | North
[33 empty] | 1640 | LINGLVLL_P8 | North
[33 empty] | 1641 | STPHNVIL_8 | North
[33 empty] | 1642 | FLATCRK_T8 | North
[33 empty] | 1643 | SLSTR1PP_1G | North
[33 empty] | 1644 | SELDON_P8 | North
[33 empty] | 1645 | JOHNSNVL_P8 | North
[33 empty] | 1646 | WALNUTSP1_8 | North
[33 empty] | 1647 | WALSPTNP1_9 | North
[33 empty] | 1649 | HASSE_P8 | North
[33 empty] | 1650 | COMANCHE_T8 | North
[33 empty] | 1651 | COMANCHE_8 | North
[33 empty] | 1654 | ZEPHYR_P8 | North
[33 empty] | 1655 | BRNWDSW_8 | North
[33 empty] | 1656 | BRNWD_S_8 | North
[33 empty] | 1661 | BRNWD1_8 | North
[33 empty] | 1662 | BRNWD1_9 | North
[33 empty] | 1665 | PROCTOR_9 | North
[33 empty] | 1666 | BLANKET_9 | North
[33 empty] | 1669 | LKBRNWD_T9 | North
[33 empty] | 1670 | LKBRNWD_9 | North
[33 empty] | 1671 | BANGS_9 | North
[33 empty] | 1675 | PEC_1G | North
[33 empty] | 1676 | PEC_2G | North
[33 empty] | 1677 | PEC_3G | North
[33 empty] | 1678 | LAMARPWR_1G | North
[33 empty] | 1679 | LAMARPWR_2G | North
[33 empty] | 1680 | LAMARPWR_3G | North
[33 empty] | 1681 | LAMARPWR_4G | North
[33 empty] | 1682 | LAMARPWR_5G | North
[33 empty] | 1683 | LAMARPWR_6G | North
[33 empty] | 1684 | LAMARPWR_5 | North
[33 empty] | 1685 | FARMVLSW_5 | North
[33 empty] | 1687 | VALLEY_1G | North
[33 empty] | 1688 | VALLEY_2G | North
[33 empty] | 1689 | VALLEY_3G | North
[33 empty] | 1690 | VALLYSES1_5 | North
[33 empty] | 1691 | VALLYSES1_8 | North
[33 empty] | 1692 | PARIS_SW1_5 | North
[33 empty] | 1693 | PARIS_SW1_8 | North
[33 empty] | 1694 | TENASKA_8 | North
[33 empty] | 1695 | MOSES_5 | North
[33 empty] | 1696 | MOSES1_T5 | North
[33 empty] | 1697 | SULSP_SS1_5 | North
[33 empty] | 1698 | SULSP_SS1_8 | North
[33 empty] | 1701 | MOSES_1G | North
[33 empty] | 1702 | MOSES_2G | North
[33 empty] | 1703 | MOSES_3G | North
[33 empty] | 1704 | SHER_L_M_8 | North
[33 empty] | 1706 | GAINVL_E_T8 | North
[33 empty] | 1707 | GAINVL_E_8 | North
[33 empty] | 1708 | GAINVLDX1_8 | North
[33 empty] | 1709 | GAINVLDX1_9 | North
[33 empty] | 1710 | GAINVL_N1_8 | North
[33 empty] | 1712 | MUENSTER_9 | North
[33 empty] | 1713 | MEMC_W_T8 | North
[33 empty] | 1714 | SHRM_TI_2_8 | North
[33 empty] | 1715 | MEMC_SW_3_8 | North
[33 empty] | 1716 | ST_JO_P9 | North
[33 empty] | 1717 | MEMC_SW_1_8 | North
[33 empty] | 1718 | GAINVL_E_T9 | North
[33 empty] | 1719 | GAINVL_T9 | North
[33 empty] | 1720 | GAINVLNS_T9 | North
[33 empty] | 1721 | GAINVLNS_9 | North
[33 empty] | 1722 | GAINVLCH_9 | North
[33 empty] | 1723 | LIBERTY_8 | North
[33 empty] | 1724 | WHTBORSE_8 | North
[33 empty] | 1725 | GORDVL_T9 | North
[33 empty] | 1726 | SADLER_9 | North
[33 empty] | 1727 | GORDVL_9 | North
[33 empty] | 1728 | WHTBOR_9 | North
[33 empty] | 1729 | VAL_STH_5 | North
[33 empty] | 1732 | SHER_NW_8 | North
[33 empty] | 1733 | PERRIN_T8 | North
[33 empty] | 1734 | FINK_T8 | North
[33 empty] | 1735 | FINK_8 | North
[33 empty] | 1736 | PERRIN1_8 | North
[33 empty] | 1737 | DENISN_W1_8 | North
[33 empty] | 1738 | WHTBORSE_P8 | North
[33 empty] | 1739 | DENISND_T8 | North
[33 empty] | 1740 | SHRM_TI_T8 | North
[33 empty] | 1741 | LKTEXOMA_8 | North
[33 empty] | 1742 | TEXOMA_T8 | North
[33 empty] | 1743 | DENISN_N_8 | North
[33 empty] | 1744 | WHTBORSET_8 | North
[33 empty] | 1745 | DENISN_8 | North
[33 empty] | 1746 | SHER_E_8 | North
[33 empty] | 1747 | CHERYMND_P8 | North
[33 empty] | 1748 | ELMONT_P8 | North
[33 empty] | 1749 | SHRM_TI_1_8 | North
[33 empty] | 1750 | SHER_S_8 | North
[33 empty] | 1751 | VAN_AL_E_8 | North
[33 empty] | 1752 | WHTMND_8 | North
[33 empty] | 1753 | MEMC_E_T8 | North
[33 empty] | 1754 | VAN_AL_8 | North
[33 empty] | 1755 | ECTOR_P8 | North
[33 empty] | 1757 | ALLA_HUB_P8 | North
[33 empty] | 1758 | PAYNE1_8 | North
[33 empty] | 1759 | PAYNE1_9 | North
[33 empty] | 1760 | BONHMSS1_8 | North
[33 empty] | 1761 | BONHMSS_9 | North
[33 empty] | 1762 | BONHMNW1_8 | North
[33 empty] | 1763 | PINKHIL_P8 | North
[33 empty] | 1764 | BELLS1_9 | North
[33 empty] | 1765 | ECTOR1_9 | North
[33 empty] | 1766 | EXPLR_PL1_8 | North
[33 empty] | 1767 | MM_P8 | North
[33 empty] | 1768 | DEPORT_P8 | North
[33 empty] | 1769 | PARIS_E_T8 | North
[33 empty] | 1770 | LAMAR_T8 | North
[33 empty] | 1771 | LAMARBM1_8 | North
[33 empty] | 1772 | LAMARBM1_9 | North
[33 empty] | 1773 | PARIS_E_8 | North
[33 empty] | 1774 | PARIS_N_8 | North
[33 empty] | 1776 | PARIS_KC_8 | North
[33 empty] | 1777 | PARIS_8 | North
[33 empty] | 1778 | PARIS_9 | North
[33 empty] | 1779 | LAMARCO_9 | North
[33 empty] | 1780 | RIVERCST_8 | North
[33 empty] | 1781 | RIVERCST_9 | North
[33 empty] | 1782 | SHERRY_P9 | North
[33 empty] | 1783 | RIVERCST_T9 | North
[33 empty] | 1784 | CLARKVL_9 | North
[33 empty] | 1785 | BAGWELL1_9 | North
[33 empty] | 1786 | RENO_T8 | North
[33 empty] | 1788 | BRKSTON1_9 | North
[33 empty] | 1789 | HONEY_GR_9 | North
[33 empty] | 1790 | WINDMSPA1_P9 | North
[33 empty] | 1791 | MOSESMIN_8 | North
[33 empty] | 1793 | TALCO_W_P8 | North
[33 empty] | 1794 | MOSES_T8 | North
[33 empty] | 1795 | MOSES1_8 | North
[33 empty] | 1796 | SULBLF1_8 | North
[33 empty] | 1797 | R0CKWELL_T8 | North
[33 empty] | 1798 | SULSP_E1_8 | North
[33 empty] | 1799 | ROCKWELL_8 | North
[33 empty] | 1800 | MRTNSPG1_8 | North
[33 empty] | 1803 | PARS_PMP_T9 | North
[33 empty] | 1805 | COOPER_9 | North
[33 empty] | 1806 | ENLOE_T9 | North
[33 empty] | 1808 | BONHAM_8 | North
[33 empty] | 1809 | WOLFECTY_8 | North
[33 empty] | 1810 | WOLFCTY_P8 | North
[33 empty] | 1812 | CUMBY_9 | North
[33 empty] | 1813 | CUMBY1_T9 | North
[33 empty] | 1814 | SULSPG_8 | North
[33 empty] | 1815 | CUMBY1_T8 | North
[33 empty] | 1816 | COMM_SW_8 | North
[33 empty] | 1817 | COMM_T8 | North
[33 empty] | 1819 | COMM_S1_8 | North
[33 empty] | 1820 | COMMERCE1_8 | North
[33 empty] | 1821 | COMMERCE1_9 | North
[33 empty] | 1822 | COOPERLK_T8 | North
[33 empty] | 1823 | COOPERLK_8 | North
[33 empty] | 1824 | NEYLNDVL1_9 | North
[33 empty] | 1826 | CADML_9 | North
[33 empty] | 1827 | CADMLX_T9 | North
[33 empty] | 1828 | CADMLX_9 | North
[33 empty] | 1829 | BURROW_T9 | North
[33 empty] | 1830 | ROYSEGIN_T8 | North
[33 empty] | 1833 | BRKSTN_T8 | North
[33 empty] | 1845 | ROANOKE3T5 | North
[33 empty] | 1847 | ROANOKE1T5 | North
[33 empty] | 1848 | ROANOKE2T_8 | North
[33 empty] | 1849 | ROANOKE2T5 | North
[33 empty] | 1850 | ROANOKE1_8 | North
[33 empty] | 1851 | ROANOKE1_5 | North
[33 empty] | 1852 | ROANOKE2_8 | North
[33 empty] | 1853 | ROANOKE2_5 | North
[33 empty] | 1854 | ROANOKE1T_8 | North
[33 empty] | 1855 | ALLIANCE1_5 | North
[33 empty] | 1856 | KELLER1T_8 | North
[33 empty] | 1857 | MCPHERSN_P8 | North
[33 empty] | 1858 | PEDANRD_P8 | North
[33 empty] | 1859 | EAGLEMNT1_5 | North
[33 empty] | 1860 | EAGLEMNT1_8 | North
[33 empty] | 1861 | EAGLEMNT_1G | North
[33 empty] | 1862 | EAGLEMNT_2G | North
[33 empty] | 1863 | EAGLEMNT_3G | North
[33 empty] | 1866 | ELIZCRK | North
[33 empty] | 1868 | WLFHMDPT_5 | North
[33 empty] | 1869 | BENBRK_A_T5 | North
[33 empty] | 1870 | BENBRK_B_T5 | North
[33 empty] | 1873 | BENBRK_5 | North
[33 empty] | 1874 | BENBRK_A_8 | North
[33 empty] | 1875 | BENBRK_B_8 | North
[33 empty] | 1876 | WLFHOLW_5 | North
[33 empty] | 1877 | WLFHOLW_1G | North
[33 empty] | 1878 | WLFHOLW_2G | North
[33 empty] | 1879 | WLFHOLW_3G | North
[33 empty] | 1880 | ROCKYCRK_5 | North
[33 empty] | 1881 | ROCKYCRK_8 | North
[33 empty] | 1882 | EVRMAN_W5 | North
[33 empty] | 1883 | EVRMAN_A8 | North
[33 empty] | 1884 | EVRMAN_B8 | North
[33 empty] | 1885 | EVRMNTIE1_5 | North
[33 empty] | 1886 | EVRMAN_E5 | North
[33 empty] | 1887 | EVRMNTIE2_5 | North
[33 empty] | 1888 | DECRDOVA_T5 | North
[33 empty] | 1889 | DECRDOVA_1G | North
[33 empty] | 1890 | DECRDOVA_5 | North
[33 empty] | 1891 | DECRDOVA_8 | North
[33 empty] | 1892 | DECRDOVA_2G | North
[33 empty] | 1893 | DECRDOVA_3G | North
[33 empty] | 1894 | DECRDOVA_4G | North
[33 empty] | 1895 | DECRDOVA_5G | North
[33 empty] | 1898 | COMCHEPK_1G | North
[33 empty] | 1899 | COMCHEPK_2G | North
[33 empty] | 1900 | COMCHPKW_5 | North
[33 empty] | 1902 | JHNSONSW_P5 | North
[33 empty] | 1904 | WEBB3_5 | North
[33 empty] | 1905 | GRIFFTH_P8 | North
[33 empty] | 1906 | VENUS_S5 | North
[33 empty] | 1907 | VENUS_N5 | North
[33 empty] | 1908 | VENUS3_8 | North
[33 empty] | 1909 | VENUS1_8 | North
[33 empty] | 1910 | VENUS2_8 | North
[33 empty] | 1911 | WEBB1_5 | North
[33 empty] | 1912 | MAYFLDN_T8 | North
[33 empty] | 1913 | MAYFLDN_8 | North
[33 empty] | 1914 | MAYFLDS_8 | North
[33 empty] | 1916 | LIGGETTA2_5 | North
[33 empty] | 1917 | SHRYTAP_T5 | North
[33 empty] | 1918 | SHRYAUTO1_5 | North
[33 empty] | 1919 | SHRY_A8 | North
[33 empty] | 1920 | SHRY_B8 | North
[33 empty] | 1921 | LIGGETTA1_5 | North
[33 empty] | 1922 | LIGGETT_N8 | North
[33 empty] | 1923 | LIGGETTA1_8 | North
[33 empty] | 1924 | LIGGETT_S8 | North
[33 empty] | 1925 | LIGGETTA2_8 | North
[33 empty] | 1926 | LIGGETT_1T5 | North
[33 empty] | 1927 | LIGGETT_2T5 | North
[33 empty] | 1928 | LIGGETT_3T5 | North
[33 empty] | 1929 | CENTURY1_5 | North
[33 empty] | 1930 | CENTURY3_5 | North
[33 empty] | 1931 | COURTLND1_5 | North
[33 empty] | 1932 | KENNDALE1_5 | North
[33 empty] | 1934 | SHRYAUTO2_5 | North
[33 empty] | 1935 | SYCMRCRK1_5 | North
[33 empty] | 1936 | MDLTHELP_5 | North
[33 empty] | 1937 | MDLTHELP_5G | North
[33 empty] | 1938 | MDLTHELP_6G | North
[33 empty] | 1939 | MDLTHELP_S5 | North
[33 empty] | 1940 | MDLTHELP_N5 | North
[33 empty] | 1941 | MDLTHELP_1G | North
[33 empty] | 1942 | MDLTHELP_2G | North
[33 empty] | 1943 | MDLTHELP_3G | North
[33 empty] | 1944 | MDLTHELP_4G | North
[33 empty] | 1945 | HANDLEY_1G | North
[33 empty] | 1946 | HANDLEY_2G | North
[33 empty] | 1947 | HANDLEY_3G | North
[33 empty] | 1948 | HANDLEY_4G | North
[33 empty] | 1949 | HANDLEY_5G | North
[33 empty] | 1950 | HANDLEYC_8 | North
[33 empty] | 1951 | HANDLEYD_8 | North
[33 empty] | 1952 | HANDLEY_9 | North
[33 empty] | 1955 | CALMONT1_8 | North
[33 empty] | 1956 | CALMONT1_9 | North
[33 empty] | 1957 | SAGINAW1_8 | North
[33 empty] | 1958 | SAGINAW1_9 | North
[33 empty] | 1961 | NMAIN1_8 | North
[33 empty] | 1962 | ALCON1_8 | North
[33 empty] | 1963 | ALCON2_8 | North
[33 empty] | 1964 | NMAIN1_9 | North
[33 empty] | 1967 | FRSTHILL_8 | North
[33 empty] | 1968 | FRSTHILL_9 | North
[33 empty] | 1970 | HIGHL_E_P8 | North
[33 empty] | 1972 | LEW_JNS_P8 | North
[33 empty] | 1983 | CORINTHS1_8 | North
[33 empty] | 1984 | ARGYLE1_8 | North
[33 empty] | 1985 | CORINTH1_8 | North
[33 empty] | 1986 | KRUM_T8 | North
[33 empty] | 1987 | KRUM_8 | North
[33 empty] | 1988 | VALVIEW_8 | North
[33 empty] | 1989 | KRUM_9 | North
[33 empty] | 1990 | KRUM_P8 | North
[33 empty] | 1993 | ARCO1_8 | North
[33 empty] | 1994 | KRUGRVL1_8 | North
[33 empty] | 1996 | ATMEL1_T8 | North
[33 empty] | 1997 | ATMEL2_T8 | North
[33 empty] | 1998 | ATMEL1_8 | North
[33 empty] | 1999 | ATMEL2_8 | North
[33 empty] | 2001 | IRVNORTH_8 | North
[33 empty] | 2002 | IRVBELT1_T8 | North
[33 empty] | 2003 | IRVBELT1_8 | North
[33 empty] | 2004 | IRVBELT2_8 | North
[33 empty] | 2006 | IRVVALVW_8 | North
[33 empty] | 2008 | DFW_SE_8 | North
[33 empty] | 2009 | DFW_SW_8 | North
[33 empty] | 2010 | TRIGAS1_T8 | North
[33 empty] | 2011 | TRIGAS_8 | North
[33 empty] | 2014 | COPPELTP_T8 | North
[33 empty] | 2015 | COPPELL_8 | North
[33 empty] | 2016 | EULESS_8 | North
[33 empty] | 2017 | COPELL_S_8 | North
[33 empty] | 2018 | WROANOKE1_8 | North
[33 empty] | 2019 | KIMBALL1_8 | North
[33 empty] | 2020 | STHLAKE1_8 | North
[33 empty] | 2021 | GV_BALL1_8 | North
[33 empty] | 2022 | DFW_NW_8 | North
[33 empty] | 2023 | KIMBALL2_8 | North
[33 empty] | 2024 | MCKAMYRD_8 | North
[33 empty] | 2025 | MCKAMY_T8 | North
[33 empty] | 2026 | CLYVIL1_T8 | North
[33 empty] | 2027 | BEARCK1_8 | North
[33 empty] | 2028 | CLYVIL2_T8 | North
[33 empty] | 2029 | CHRYGRV_P8 | North
[33 empty] | 2030 | FLWRMND_P8 | North
[33 empty] | 2031 | FLWRMNDS1_8 | North
[33 empty] | 2033 | KLR_MAG1_T8 | North
[33 empty] | 2034 | KLR_MAG2_T8 | North
[33 empty] | 2035 | BEARCK3_8 | North
[33 empty] | 2036 | KELLER2_T8 | North
[33 empty] | 2037 | WPKELLR1_8 | North
[33 empty] | 2038 | WPKELLR2_8 | North
[33 empty] | 2039 | MEADPRK1_8 | North
[33 empty] | 2040 | MEADPRK2_8 | North
[33 empty] | 2041 | SMITHFD1_8 | North
[33 empty] | 2042 | SMITHFD2_8 | North
[33 empty] | 2043 | WATAGAN_T8 | North
[33 empty] | 2044 | WATAGAS_T8 | North
[33 empty] | 2045 | WATAGA1_8 | North
[33 empty] | 2046 | WATAGA2_8 | North
[33 empty] | 2047 | HALTOM1_8 | North
[33 empty] | 2048 | GEMINI2_8 | North
[33 empty] | 2049 | GEMINI1_8 | North
[33 empty] | 2050 | BEDFORD1_8 | North
[33 empty] | 2051 | BD_WDSN1_T8 | North
[33 empty] | 2052 | BD_WDSN2_T8 | North
[33 empty] | 2053 | IRVBELT2_T8 | North
[33 empty] | 2054 | IRVING1_8 | North
[33 empty] | 2055 | IRVGRNT1_8 | North
[33 empty] | 2062 | AZLE1_8 | North
[33 empty] | 2065 | EMCS1_8 | North
[33 empty] | 2066 | ROSEN1_T8 | North
[33 empty] | 2067 | ROSEN2_T8 | North
[33 empty] | 2068 | ROSEN1_8 | North
[33 empty] | 2069 | ROSEN2_8 | North
[33 empty] | 2070 | BLUEMD2_8 | North
[33 empty] | 2071 | BLUEMD1_8 | North
[33 empty] | 2075 | WAGROBT1_8 | North
[33 empty] | 2077 | FOSLCRK1_8 | North
[33 empty] | 2085 | SANSOM1_8 | North
[33 empty] | 2086 | SANSOM2_8 | North
[33 empty] | 2087 | WHILL1_8 | North
[33 empty] | 2088 | WHILL2_8 | North
[33 empty] | 2089 | WHTSTLMNT_9 | North
[33 empty] | 2090 | HERTG_D | North
[33 empty] | 2091 | HERTG3_8 | North
[33 empty] | 2092 | HERTG2_8 | North
[33 empty] | 2093 | HERTG1_9 | North
[33 empty] | 2094 | GEN_DYN1_9 | North
[33 empty] | 2098 | HALTOM2_8 | North
[33 empty] | 2099 | RICHLN1_8 | North
[33 empty] | 2100 | RICHLN2_8 | North
[33 empty] | 2101 | SPRNGDL1_8 | North
[33 empty] | 2102 | SPRNGDL2_8 | North
[33 empty] | 2103 | RANDL_W_T8 | North
[33 empty] | 2104 | RANDL_E_T8 | North
[33 empty] | 2105 | RANDL1_8 | North
[33 empty] | 2106 | RANDL2_8 | North
[33 empty] | 2109 | WHITE1_T8 | North
[33 empty] | 2110 | WHITE2_T8 | North
[33 empty] | 2111 | WHITE1_8 | North
[33 empty] | 2112 | WHITE2_8 | North
[33 empty] | 2113 | TRINITY1_8 | North
[33 empty] | 2114 | TRINITY3_8 | North
[33 empty] | 2115 | HURSTN_8 | North
[33 empty] | 2116 | HURSTS_8 | North
[33 empty] | 2117 | DAVIS_T8 | North
[33 empty] | 2121 | EULESS_S_8 | North
[33 empty] | 2123 | PIPELIN1_8 | North
[33 empty] | 2124 | INT_AIR1_8 | North
[33 empty] | 2125 | INT_AIR2_8 | North
[33 empty] | 2128 | WATSON1_8 | North
[33 empty] | 2133 | BRKHLW1_T8 | North
[33 empty] | 2134 | BRKHLW2_T8 | North
[33 empty] | 2135 | BRKHLW1_8 | North
[33 empty] | 2136 | BRKHLW2_8 | North
[33 empty] | 2137 | GRT_SW1_8 | North
[33 empty] | 2138 | GRT_SW2_8 | North
[33 empty] | 2139 | GEN_MOT1_8 | North
[33 empty] | 2140 | GEN_MOT2_8 | North
[33 empty] | 2141 | EXECPKWY1_8 | North
[33 empty] | 2142 | EXECPKWY2_8 | North
[33 empty] | 2146 | AM_MFG_T8 | North
[33 empty] | 2147 | AM_MFG1_8 | North
[33 empty] | 2148 | SPRNGDL_T8 | North
[33 empty] | 2150 | CURRIE1_8 | North
[33 empty] | 2151 | BLACKSTN1_8 | North
[33 empty] | 2152 | CARSWELL1_8 | North
[33 empty] | 2157 | DENTN_AV1_9 | North
[33 empty] | 2158 | DUVAL1_9 | North
[33 empty] | 2159 | BRYN_AV_T9 | North
[33 empty] | 2160 | BRYN_AV_9 | North
[33 empty] | 2161 | MCDONUGH_9 | North
[33 empty] | 2164 | HEMPHILL1_8 | North
[33 empty] | 2166 | EPDC_D | North
[33 empty] | 2167 | AYERS1_8 | North
[33 empty] | 2168 | EPDC_ADMS_8 | North
[33 empty] | 2169 | EPDC_STH_8 | North
[33 empty] | 2170 | EPDC_FRNK_8 | North
[33 empty] | 2172 | MISLTOE1_8 | North
[33 empty] | 2173 | MISLTOE3_8 | North
[33 empty] | 2174 | HORNE1_8 | North
[33 empty] | 2175 | HORNE2_8 | North
[33 empty] | 2176 | FARON1_8 | North
[33 empty] | 2177 | FARON2_8 | North
[33 empty] | 2178 | EPDC1_8 | North
[33 empty] | 2179 | EPDC2_8 | North
[33 empty] | 2180 | EPDC3_8 | North
[33 empty] | 2182 | BRYTIRV1_8 | North
[33 empty] | 2183 | BRYTIRV2_8 | North
[33 empty] | 2184 | WDGWD_N_8 | North
[33 empty] | 2185 | WDGWD_S_8 | North
[33 empty] | 2186 | WDGWD1_8 | North
[33 empty] | 2187 | WDGWD2_8 | North
[33 empty] | 2188 | PAFFRD1_8 | North
[33 empty] | 2189 | PAFFRD2_8 | North
[33 empty] | 2190 | EDGECLF1_8 | North
[33 empty] | 2191 | EDGECLF2_8 | North
[33 empty] | 2192 | ROGERS1_8 | North
[33 empty] | 2193 | ROGERS2_8 | North
[33 empty] | 2194 | ALCON1_T8 | North
[33 empty] | 2195 | ALCON2_T8 | North
[33 empty] | 2196 | PRIMRSE1_8 | North
[33 empty] | 2197 | PRIMRSE3_8 | North
[33 empty] | 2204 | CRESSON1_9 | North
[33 empty] | 2205 | CROWLEY1_9 | North
[33 empty] | 2208 | MANSFLD_8 | North
[33 empty] | 2209 | BURLESON_8 | North
[33 empty] | 2210 | JOSHUA_8 | North
[33 empty] | 2211 | ROLLHL1_T8 | North
[33 empty] | 2212 | ROLLHL2_T8 | North
[33 empty] | 2213 | TX_STEEL1_8 | North
[33 empty] | 2214 | ROLLHL1_8 | North
[33 empty] | 2215 | ROLLHL2_8 | North
[33 empty] | 2216 | TRWDRLHL1_8 | North
[33 empty] | 2219 | BWN_TAT_T8 | North
[33 empty] | 2220 | TATE_W_T8 | North
[33 empty] | 2221 | TATE_E_T8 | North
[33 empty] | 2222 | TATESPG1_8 | North
[33 empty] | 2223 | TATESPG3_8 | North
[33 empty] | 2224 | OAKHILL1_T8 | North
[33 empty] | 2225 | OAKHILL2_T8 | North
[33 empty] | 2226 | OAKHILL1_8 | North
[33 empty] | 2227 | OAKHILL2_8 | North
[33 empty] | 2232 | BOWEN2_T8 | North
[33 empty] | 2233 | BOWEN2_8 | North
[33 empty] | 2234 | VILGCRK1_8 | North
[33 empty] | 2239 | DAVIS1_8 | North
[33 empty] | 2240 | DAVIS2_8 | North
[33 empty] | 2241 | ENNS_W_8 | North
[33 empty] | 2243 | EULTRIN1_8 | North
[33 empty] | 2244 | EULTRIN2_8 | North
[33 empty] | 2245 | LAKEWD1_8 | North
[33 empty] | 2246 | LAKEWD2_8 | North
[33 empty] | 2247 | PANTEGO1_8 | North
[33 empty] | 2248 | BOWEN1_8 | North
[33 empty] | 2250 | BOWEN1_T8 | North
[33 empty] | 2251 | ARLGTON1_8 | North
[33 empty] | 2252 | ARLGTON2_8 | North
[33 empty] | 2257 | PARKROW1_8 | North
[33 empty] | 2258 | PARKROW2_8 | North
[33 empty] | 2259 | LTV1_8 | North
[33 empty] | 2260 | POLY_AM1_8 | North
[33 empty] | 2262 | GRANDPR1_8 | North
[33 empty] | 2265 | GP_WEST1_8 | North
[33 empty] | 2270 | SHDYGRV1_8 | North
[33 empty] | 2271 | IRVHUNT1_T8 | North
[33 empty] | 2272 | BIG3_GP_8 | North
[33 empty] | 2273 | IRVHUNT1_8 | North
[33 empty] | 2274 | DALWRTH1_8 | North
[33 empty] | 2275 | BIG3_GP_T8 | North
[33 empty] | 2276 | IRVHUNT2_8 | North
[33 empty] | 2277 | DCRDVA_DM_8 | North
[33 empty] | 2278 | CMPKSTUP_8 | North
[33 empty] | 2279 | CLEBRNSW_8 | North
[33 empty] | 2280 | CLEBRN_N_8 | North
[33 empty] | 2281 | GODLEY_8 | North
[33 empty] | 2283 | AIRLIQD_P8 | North
[33 empty] | 2290 | CLEBRN_8 | North
[33 empty] | 2291 | CLEBRN_W_8 | North
[33 empty] | 2294 | KEENE_8 | North
[33 empty] | 2297 | ALVARADO1_8 | North
[33 empty] | 2298 | ALVARADO1_9 | North
[33 empty] | 2300 | CHAPSTL_T8 | North
[33 empty] | 2301 | CHAPSTLF1_8 | North
[33 empty] | 2302 | CHAPSTLF2_8 | North
[33 empty] | 2304 | CHAPSTLML_8 | North
[33 empty] | 2305 | AIRPRD_T8 | North
[33 empty] | 2306 | AIRPRD1_8 | North
[33 empty] | 2307 | MDLTHTXI1_8 | North
[33 empty] | 2308 | MDLTH_S_8 | North
[33 empty] | 2309 | WAX_NW_8 | North
[33 empty] | 2310 | MDLTHTXI2_8 | North
[33 empty] | 2311 | MDLTH_N_T8 | North
[33 empty] | 2312 | TRAILWD_8 | North
[33 empty] | 2313 | MDLTH_N_8 | North
[33 empty] | 2314 | MDLTHBOX_8 | North
[33 empty] | 2315 | WAX_PMP2_8 | North
[33 empty] | 2316 | MG_IND_T8 | North
[33 empty] | 2317 | STERRETT1_8 | North
[33 empty] | 2318 | STERRETT1_9 | North
[33 empty] | 2319 | WAX_PMP1_8 | North
[33 empty] | 2320 | WAX_N_8 | North
[33 empty] | 2321 | WAX_8 | North
[33 empty] | 2322 | BARDWELL_9 | North
[33 empty] | 2323 | MG_IND_8 | North
[33 empty] | 2324 | ENNS_S_8 | North
[33 empty] | 2325 | ENNS_8 | North
[33 empty] | 2326 | ENNS_SE_8 | North
[33 empty] | 2327 | TRUMBULL_P8 | North
[33 empty] | 2328 | RED_OAK1_8 | North
[33 empty] | 2329 | ENNSSW_8 | North
[33 empty] | 2330 | CRISP1_8 | North
[33 empty] | 2331 | ENNS_PMP_T8 | North
[33 empty] | 2332 | TELICO_P8 | North
[33 empty] | 2335 | WAX_9 | North
[33 empty] | 2336 | FORESTON_9 | North
[33 empty] | 2337 | ITALY_9 | North
[33 empty] | 2338 | MILFRDEXN_T9 | North
[33 empty] | 2339 | MILFRDEXN_9 | North
[33 empty] | 2340 | MELSSA_P8 | North
[33 empty] | 2342 | FERRISSW_9 | North
[33 empty] | 2343 | WAX_OCF_9 | North
[33 empty] | 2344 | PALMER_9 | North
[33 empty] | 2345 | ENNS_9 | North
[33 empty] | 2347 | RICETPL_9 | North
[33 empty] | 2348 | RICE_REA | North
[33 empty] | 2349 | ROCKHILL1_8 | North
[33 empty] | 2350 | CELINASE1_8 | North
[33 empty] | 2351 | INDIA1_9 | North
[33 empty] | 2352 | RNRTPL_W8 | North
[33 empty] | 2353 | RNRTPL_E8 | North
[33 empty] | 2354 | RNRTPL1_8 | North
[33 empty] | 2355 | RNRTPL1_5 | North
[33 empty] | 2356 | RNRDPL_N8 | North
[33 empty] | 2357 | RNRDPL_S8 | North
[33 empty] | 2358 | RNRDPL_1T8 | North
[33 empty] | 2359 | RNRDPL1_5 | North
[33 empty] | 2360 | CRLTN_NW1_8 | North
[33 empty] | 2361 | CRLTN_NW1_5 | North
[33 empty] | 2362 | CRLTN_NW_E8 | North
[33 empty] | 2363 | CRLTN_NW_W8 | North
[33 empty] | 2364 | COLLIN1_8 | North
[33 empty] | 2365 | COLLIN2_8 | North
[33 empty] | 2366 | WILSNCRK_P8 | North
[33 empty] | 2367 | NTHLK_1T8 | North
[33 empty] | 2368 | ROLATER2_8 | North
[33 empty] | 2369 | ROLATER1_8 | North
[33 empty] | 2370 | COLLINSS1_8 | North
[33 empty] | 2371 | COLLIN_1G | North
[33 empty] | 2372 | COLLINSS1_5 | North
[33 empty] | 2373 | ANNASW_5 | North
[33 empty] | 2374 | ANNASW_8 | North
[33 empty] | 2376 | HEBRN_P8 | North
[33 empty] | 2377 | AUSRNCH2_8 | North
[33 empty] | 2378 | AUSRNCH1_8 | North
[33 empty] | 2381 | NTHLK1_G | North
[33 empty] | 2382 | NTHLK2_G | North
[33 empty] | 2383 | NTHLK3_G | North
[33 empty] | 2385 | NTHLK_S8 | North
[33 empty] | 2386 | NTHLK_N8 | North
[33 empty] | 2387 | HACKBRY1_5 | North
[33 empty] | 2388 | HACKBRY1_8 | North
[33 empty] | 2389 | IRV_VR1_5 | North
[33 empty] | 2390 | IRV_VR1_8 | North
[33 empty] | 2393 | IRV_VR2_8 | North
[33 empty] | 2394 | IRVLBJ_W8 | North
[33 empty] | 2395 | IRVLBJ_E8 | North
[33 empty] | 2398 | WLEVEE1_5 | North
[33 empty] | 2399 | WLEVEE_E8 | North
[33 empty] | 2400 | WLEVEE_W8 | North
[33 empty] | 2401 | LKHB_W8 | North
[33 empty] | 2402 | LKHB_E8 | North
[33 empty] | 2403 | LKHB_1T8 | North
[33 empty] | 2404 | NORWD_1T8 | North
[33 empty] | 2405 | NORWDPL_W8 | North
[33 empty] | 2406 | NORWD1_5 | North
[33 empty] | 2407 | NORWDPL_E8 | North
[33 empty] | 2408 | NORWD1_8 | North
[33 empty] | 2409 | NORWD2_8 | North
[33 empty] | 2410 | NORWD_1T5 | North
[33 empty] | 2411 | MTCK_W8 | North
[33 empty] | 2412 | MTCK_E8 | North
[33 empty] | 2413 | MTCK6_G | North
[33 empty] | 2414 | MTCK7_G | North
[33 empty] | 2415 | MTCK_1T8 | North
[33 empty] | 2416 | MTCK1_9 | North
[33 empty] | 2417 | MTCK8_G | North
[33 empty] | 2418 | MTCK2_G | North
[33 empty] | 2419 | MTCK3_G | North
[33 empty] | 2420 | CHILSW1_5 | North
[33 empty] | 2421 | CHILSW_S8 | North
[33 empty] | 2422 | CHILSW_N8 | North
[33 empty] | 2423 | NORWD_2T8 | North
[33 empty] | 2424 | DESSW1_8 | North
[33 empty] | 2425 | DESPKV1_8 | North
[33 empty] | 2426 | GLNHGHTS_P8 | North
[33 empty] | 2427 | WATMLL_W5 | North
[33 empty] | 2428 | WATMLL_E5 | North
[33 empty] | 2429 | WATMLL_E8 | North
[33 empty] | 2430 | WATMLL_W8 | North
[33 empty] | 2431 | DESSW1_5 | North
[33 empty] | 2432 | TRICRN1_5 | North
[33 empty] | 2433 | SGVLSW1_5 | North
[33 empty] | 2434 | SGVLSW1_8 | North
[33 empty] | 2435 | WATMLL_1T5 | North
[33 empty] | 2437 | FRNY1_5 | North
[33 empty] | 2438 | FRNY1_8 | North
[33 empty] | 2439 | CNVLSW_W8 | North
[33 empty] | 2440 | PARKD_1T8 | North
[33 empty] | 2441 | PRCKSW1_8 | North
[33 empty] | 2442 | PARKDB1_8 | North
[33 empty] | 2445 | PARKDB2_8 | North
[33 empty] | 2450 | CNVLSW_E8 | North
[33 empty] | 2451 | LKHB1_G | North
[33 empty] | 2452 | LKHB2_G | North
[33 empty] | 2453 | CNVLSW1_5 | North
[33 empty] | 2456 | KRKPK_E8 | North
[33 empty] | 2457 | KRKPK_W8 | North
[33 empty] | 2458 | KRKPK_1T8 | North
[33 empty] | 2459 | KRKPK_2T8 | North
[33 empty] | 2460 | ROYSE3_8 | North
[33 empty] | 2461 | ROYSE_N5 | North
[33 empty] | 2462 | ROYSE2_8 | North
[33 empty] | 2463 | ROYSE2_9 | North
[33 empty] | 2471 | ROYSE_A8 | North
[33 empty] | 2472 | ROYSE_B8 | North
[33 empty] | 2473 | ROYSE1_8 | North
[33 empty] | 2474 | ROYSE1_T5 | North
[33 empty] | 2478 | ROYSE_S5 | North
[33 empty] | 2479 | WLEVEE_1T8 | North
[33 empty] | 2480 | WLEVEE_2T8 | North
[33 empty] | 2481 | ELEVEE_W8 | North
[33 empty] | 2482 | ELEVEE_E8 | North
[33 empty] | 2483 | ROYSE3_5 | North
[33 empty] | 2486 | CCRST_9 | North
[33 empty] | 2487 | DENDR_E8 | North
[33 empty] | 2488 | DENDR_W8 | North
[33 empty] | 2489 | DENDR1_9 | North
[33 empty] | 2490 | DENDR2_9 | North
[33 empty] | 2491 | FSHCRK1_8 | North
[33 empty] | 2492 | FSHCRK1_9 | North
[33 empty] | 2493 | CCRST_W8 | North
[33 empty] | 2494 | CCRST_E8 | North
[33 empty] | 2495 | CCRST_1T8 | North
[33 empty] | 2509 | ALLENSW_W8 | North
[33 empty] | 2510 | ALLENSW_E8 | North
[33 empty] | 2511 | ALLENSW1_8 | North
[33 empty] | 2512 | ALLENSW2_8 | North
[33 empty] | 2513 | ALLENSW1_5 | North
[33 empty] | 2514 | ALLENSW2_5 | North
[33 empty] | 2515 | LEBNON_P8 | North
[33 empty] | 2516 | MCDERMT_8 | North
[33 empty] | 2517 | BRIDGES_P8 | North
[33 empty] | 2518 | COLONY_8 | North
[33 empty] | 2519 | CRLTNFRK1_8 | North
[33 empty] | 2520 | ANNAGCEC_T8 | North
[33 empty] | 2521 | PL_COIT2_8 | North
[33 empty] | 2522 | PL_TENNY_5 | North
[33 empty] | 2523 | PL_TENNY_8 | North
[33 empty] | 2524 | PL_COIT1_8 | North
[33 empty] | 2525 | PL_CUSTR1_8 | North
[33 empty] | 2526 | PL_CUSTR2_8 | North
[33 empty] | 2527 | STONEYPT_P8 | North
[33 empty] | 2528 | ANNASW_T8 | North
[33 empty] | 2529 | MCKNY1_8 | North
[33 empty] | 2530 | MCKNY_SW1_8 | North
[33 empty] | 2531 | ALLEN1_8 | North
[33 empty] | 2532 | MCKNY_TI_8 | North
[33 empty] | 2533 | ALLEN_N1_8 | North
[33 empty] | 2534 | CRGRNCH1_8 | North
[33 empty] | 2535 | CRLTNUF1_8 | North
[33 empty] | 2536 | CRLTNUF2_8 | North
[33 empty] | 2537 | CRLTN1_8 | North
[33 empty] | 2538 | MONETY1_8 | North
[33 empty] | 2539 | MONETY2_8 | North
[33 empty] | 2540 | CROWN1_8 | North
[33 empty] | 2541 | CROWN2_8 | North
[33 empty] | 2542 | HENSTL1T_8 | North
[33 empty] | 2543 | HENSTL1_8 | North
[33 empty] | 2544 | CHAMBVLE_P8 | North
[33 empty] | 2546 | MCKNY2_8 | North
[33 empty] | 2547 | MCKNY_SW2_8 | North
[33 empty] | 2548 | ALLEN_N2_8 | North
[33 empty] | 2549 | ALLEN2_8 | North
[33 empty] | 2550 | LASCOL1_8 | North
[33 empty] | 2551 | LASCOL2_8 | North
[33 empty] | 2552 | IRVNE1_8 | North
[33 empty] | 2553 | MCKNYWHT_8 | North
[33 empty] | 2555 | CRLTNJSY_8 | North
[33 empty] | 2556 | CRGRNCH2_8 | North
[33 empty] | 2558 | CRLTNTAR1_8 | North
[33 empty] | 2559 | CRLTNTAR2_8 | North
[33 empty] | 2560 | MCKNY_TI_T8 | North
[33 empty] | 2561 | MCKNYWHT_T8 | North
[33 empty] | 2562 | CRLTNRMD1_8 | North
[33 empty] | 2564 | N_PARK4_8 | North
[33 empty] | 2565 | N_PARK3_8 | North
[33 empty] | 2566 | CUSTER1_P8 | North
[33 empty] | 2567 | CUSTER2_P8 | North
[33 empty] | 2568 | PL_COMM1_8 | North
[33 empty] | 2569 | ADSN1_8 | North
[33 empty] | 2570 | PL_COMM2_8 | North
[33 empty] | 2571 | CRLTNCC1_8 | North
[33 empty] | 2576 | ADSN1T_8 | North
[33 empty] | 2577 | ADSN2T_8 | North
[33 empty] | 2578 | CRLTNE_8 | North
[33 empty] | 2580 | ELMFKN1_8 | North
[33 empty] | 2581 | ELMFKN2_8 | North
[33 empty] | 2582 | FBGILS1_8 | North
[33 empty] | 2583 | FB1_8 | North
[33 empty] | 2586 | ELMFK1T_8 | North
[33 empty] | 2587 | ELMFK2T_8 | North
[33 empty] | 2588 | ELMFK1_8 | North
[33 empty] | 2589 | ELMFK2_8 | North
[33 empty] | 2590 | NLKPMP1T_8 | North
[33 empty] | 2591 | NLKPMP1_8 | North
[33 empty] | 2595 | AIRLIQD1T_8 | North
[33 empty] | 2596 | ALPHA1_8 | North
[33 empty] | 2597 | ALPHA2_8 | North
[33 empty] | 2606 | AIRLIQD1_8 | North
[33 empty] | 2607 | WALNT1T_8 | North
[33 empty] | 2608 | WALNT1_8 | North
[33 empty] | 2609 | WALNT2T_8 | North
[33 empty] | 2610 | WALNT2_8 | North
[33 empty] | 2611 | KNLTR2T_8 | North
[33 empty] | 2612 | KNLTR1T_8 | North
[33 empty] | 2613 | KNLTR2_8 | North
[33 empty] | 2614 | KNLTR1_8 | North
[33 empty] | 2615 | PSTNTH1_8 | North
[33 empty] | 2616 | PSTNTH2_8 | North
[33 empty] | 2617 | MDWCK1_8 | North
[33 empty] | 2618 | MDWCK2_8 | North
[33 empty] | 2623 | FRNKFD1_8 | North
[33 empty] | 2624 | FRNKFD2_8 | North
[33 empty] | 2627 | BLTLIN1_8 | North
[33 empty] | 2628 | BLTLIN2_8 | North
[33 empty] | 2633 | TIDPL1_8 | North
[33 empty] | 2634 | TIDPL2_8 | North
[33 empty] | 2636 | SCHDRD1_8 | North
[33 empty] | 2637 | SCHDRD2_8 | North
[33 empty] | 2638 | COIT2_8 | North
[33 empty] | 2639 | COIT1_8 | North
[33 empty] | 2640 | JUDD1T_8 | North
[33 empty] | 2642 | JUDD1_8 | North
[33 empty] | 2647 | CENEXP1_8 | North
[33 empty] | 2648 | CENEXP2_8 | North
[33 empty] | 2651 | BANDRA1T_8 | North
[33 empty] | 2652 | BANDRA2T_8 | North
[33 empty] | 2653 | BANDRA1_8 | North
[33 empty] | 2654 | BANDRA2_8 | North
[33 empty] | 2657 | NTHHVN_W8 | North
[33 empty] | 2658 | NTHHVN_E8 | North
[33 empty] | 2659 | NTHHVN_1T8 | North
[33 empty] | 2660 | WELCH1_8 | North
[33 empty] | 2661 | WELCH2_8 | North
[33 empty] | 2662 | MARSH1_8 | North
[33 empty] | 2663 | MARSH2_8 | North
[33 empty] | 2664 | SPRNGCRK2_P8 | North
[33 empty] | 2668 | SPRNGCRK1_P8 | North
[33 empty] | 2671 | PL_ARCO_8 | North
[33 empty] | 2673 | PL_WEST_8 | North
[33 empty] | 2674 | PL_8 | North
[33 empty] | 2675 | W_PL_TI2_8 | North
[33 empty] | 2676 | W_PL_TI1_8 | North
[33 empty] | 2677 | PL_ALMA_8 | North
[33 empty] | 2678 | PL_PARKR_8 | North
[33 empty] | 2679 | W_PL_TI1_T8 | North
[33 empty] | 2680 | W_PL_TI2_T8 | North
[33 empty] | 2683 | RICH1_8 | North
[33 empty] | 2684 | RICH_SV_8 | North
[33 empty] | 2685 | RICHCLLN_T8 | North
[33 empty] | 2686 | RICHCLLN1_8 | North
[33 empty] | 2687 | PL_JUPTR1_8 | North
[33 empty] | 2688 | ROMJUARZ_P8 | North
[33 empty] | 2689 | RICH_SC_8 | North
[33 empty] | 2690 | RICH_E_8 | North
[33 empty] | 2691 | PL_SHILO_8 | North
[33 empty] | 2692 | LAVNPMP2_8 | North
[33 empty] | 2693 | WYLIE_P8 | North
[33 empty] | 2694 | LAVON1_8 | North
[33 empty] | 2695 | LAVNPMP1_8 | North
[33 empty] | 2696 | MURPHY1_8 | North
[33 empty] | 2697 | NW_WYLIE_P8 | North
[33 empty] | 2698 | RICH_WH_8 | North
[33 empty] | 2699 | FORSTV1_8 | North
[33 empty] | 2700 | GARLW1_8 | North
[33 empty] | 2701 | GARL1_8 | North
[33 empty] | 2702 | RCKWL_8 | North
[33 empty] | 2705 | GDELMGRV1_8 | North
[33 empty] | 2707 | PRNCETON_P8 | North
[33 empty] | 2708 | CLIMAX_P8 | North
[33 empty] | 2710 | RCKWL_E1_8 | North
[33 empty] | 2711 | RCKWL_S1_8 | North
[33 empty] | 2712 | FORNEY_W_P8 | North
[33 empty] | 2713 | BLACKLAND_8 | North
[33 empty] | 2715 | TERRL_N_T8 | North
[33 empty] | 2716 | NW_TERRL_8 | North
[33 empty] | 2717 | NW_TERRL_T8 | North
[33 empty] | 2718 | TERRL_N_8 | North
[33 empty] | 2719 | AIRCO_T8 | North
[33 empty] | 2720 | AIRCO_8 | North
[33 empty] | 2721 | TERRLSW_8 | North
[33 empty] | 2722 | TERRLSW_9 | North
[33 empty] | 2723 | ROSEHILL1_8 | North
[33 empty] | 2724 | KAUFMN_8 | North
[33 empty] | 2725 | OAKGROVE_P8 | North
[33 empty] | 2726 | KEMP_S_8 | North
[33 empty] | 2727 | CRANDALL1_8 | North
[33 empty] | 2728 | KAUFMN_S_8 | North
[33 empty] | 2729 | MUNSON1_9 | North
[33 empty] | 2730 | QUINLAN_8 | North
[33 empty] | 2731 | TERRL_S1_8 | North
[33 empty] | 2732 | MARSHLL_P8 | North
[33 empty] | 2733 | RCKWL_AL_T8 | North
[33 empty] | 2735 | DALRCKRD1_8 | North
[33 empty] | 2736 | ROWLETT_8 | North
[33 empty] | 2739 | GRLBTWN_T8 | North
[33 empty] | 2740 | GRLDBTWN_8 | North
[33 empty] | 2742 | MSQTN1T_8 | North
[33 empty] | 2743 | SCYENE1T_8 | North
[33 empty] | 2744 | SCYENE2T_8 | North
[33 empty] | 2745 | SCYENE1_8 | North
[33 empty] | 2746 | SCYENE2_8 | North
[33 empty] | 2747 | THRNE1T_8 | North
[33 empty] | 2748 | JMLLER1_8 | North
[33 empty] | 2750 | THRNE1_8 | North
[33 empty] | 2751 | THRNE2_8 | North
[33 empty] | 2752 | MSQTFR1_8 | North
[33 empty] | 2754 | MSQTW1_8 | North
[33 empty] | 2756 | MSQTE1_8 | North
[33 empty] | 2759 | MSQTWE1_8 | North
[33 empty] | 2762 | PRCK2_8 | North
[33 empty] | 2763 | PRCK1_8 | North
[33 empty] | 2765 | MSQTTE1_8 | North
[33 empty] | 2766 | MSQTN1_8 | North
[33 empty] | 2767 | MESQTE1T_8 | North
[33 empty] | 2769 | ESIDE1T_8 | North
[33 empty] | 2770 | ESIDE1_8 | North
[33 empty] | 2771 | ESIDE2T_8 | North
[33 empty] | 2772 | ESIDE2_8 | North
[33 empty] | 2775 | MSQT1_8 | North
[33 empty] | 2776 | BCHSPG1T_8 | North
[33 empty] | 2777 | BCHSPG1_8 | North
[33 empty] | 2779 | LAWSON1_8 | North
[33 empty] | 2780 | MRSNLN1_8 | North
[33 empty] | 2781 | MRSNLN2_8 | North
[33 empty] | 2782 | MRSN_E8 | North
[33 empty] | 2783 | MRSN_W8 | North
[33 empty] | 2784 | LOMBRY1_8 | North
[33 empty] | 2785 | LOMBRY2_8 | North
[33 empty] | 2786 | LKMT1T_8 | North
[33 empty] | 2787 | LKMT2T_8 | North
[33 empty] | 2788 | LKMT1_8 | North
[33 empty] | 2789 | LKMT2_8 | North
[33 empty] | 2792 | MAPLE2_9 | North
[33 empty] | 2793 | COLVLE2_9 | North
[33 empty] | 2794 | MRSN_1T8 | North
[33 empty] | 2795 | MRSN_2T8 | North
[33 empty] | 2796 | EPCNT1T_8 | North
[33 empty] | 2797 | EPCNT2T_8 | North
[33 empty] | 2798 | EPCNT1_8 | North
[33 empty] | 2799 | EPCNT2_8 | North
[33 empty] | 2800 | REGRW1_8 | North
[33 empty] | 2801 | REGRW2_8 | North
[33 empty] | 2804 | TRA1_8 | North
[33 empty] | 2805 | IRVHUNT2_T8 | North
[33 empty] | 2806 | 800NET_D | North
[33 empty] | 2807 | 900NET_D | North
[33 empty] | 2808 | 8009001_8 | North
[33 empty] | 2809 | 8009002_8 | North
[33 empty] | 2810 | 8009003_8 | North
[33 empty] | 2811 | CHNLR1_8 | North
[33 empty] | 2812 | CHNLR2_8 | North
[33 empty] | 2813 | RECCRS1_8 | North
[33 empty] | 2814 | RECCRS2_8 | North
[33 empty] | 2815 | AMELIA1_8 | North
[33 empty] | 2816 | AMELIA2_8 | North
[33 empty] | 2817 | MAPLE1_8 | North
[33 empty] | 2818 | COLVLE1_8 | North
[33 empty] | 2819 | REAGAN1_8 | North
[33 empty] | 2820 | REAGAN2_8 | North
[33 empty] | 2821 | LEMMON1_8 | North
[33 empty] | 2822 | LEMMON2_8 | North
[33 empty] | 2823 | UTSWMC1_8 | North
[33 empty] | 2824 | UTSWMC2_8 | North
[33 empty] | 2828 | LMOALT2_8 | North
[33 empty] | 2829 | LMOALT1_8 | North
[33 empty] | 2832 | WDAL2T_8 | North
[33 empty] | 2833 | WDAL2_8 | North
[33 empty] | 2836 | TRA2_8 | North
[33 empty] | 2837 | CALUMT2T_8 | North
[33 empty] | 2838 | CALUMT2_8 | North
[33 empty] | 2842 | DEALEY1_8 | North
[33 empty] | 2845 | WDAL1_8 | North
[33 empty] | 2846 | WMRLDN1_8 | North
[33 empty] | 2849 | DAVST1T_8 | North
[33 empty] | 2850 | DAVST1_8 | North
[33 empty] | 2851 | TPC1_8 | North
[33 empty] | 2852 | CALUMT1_8 | North
[33 empty] | 2857 | DRAGON2_8 | North
[33 empty] | 2858 | DRAGON1_8 | North
[33 empty] | 2859 | FLYNN_N8 | North
[33 empty] | 2860 | FLYNN_S8 | North
[33 empty] | 2861 | NNET1_8 | North
[33 empty] | 2862 | NNET2_8 | North
[33 empty] | 2863 | NNET3_8 | North
[33 empty] | 2864 | FARMNT1_8 | North
[33 empty] | 2865 | FARMNT2_8 | North
[33 empty] | 2866 | NNET_D | North
[33 empty] | 2868 | ARMSTG1_8 | North
[33 empty] | 2869 | ARMSTG2_8 | North
[33 empty] | 2873 | WNET_D | North
[33 empty] | 2874 | WNET1_8 | North
[33 empty] | 2875 | WNET2_8 | North
[33 empty] | 2876 | WNET3_8 | North
[33 empty] | 2882 | GRNVL_W8 | North
[33 empty] | 2883 | GRNVL_E8 | North
[33 empty] | 2884 | BLKWEL1_8 | North
[33 empty] | 2885 | BLKWEL2_8 | North
[33 empty] | 2886 | JENKNS1_8 | North
[33 empty] | 2887 | JENKNS2_8 | North
[33 empty] | 2890 | MTLDA1_8 | North
[33 empty] | 2891 | MTLDA2_8 | North
[33 empty] | 2894 | ABRAMS1_8 | North
[33 empty] | 2895 | ABRAMS2_8 | North
[33 empty] | 2896 | LAWTHR1_8 | North
[33 empty] | 2897 | LAWTHR2_8 | North
[33 empty] | 2898 | HSKEL1T_8 | North
[33 empty] | 2899 | HSKEL1_8 | North
[33 empty] | 2900 | HSKEL2_8 | North
[33 empty] | 2902 | ENET_D | North
[33 empty] | 2903 | ENET1_8 | North
[33 empty] | 2904 | ENET2_8 | North
[33 empty] | 2905 | ENET3_8 | North
[33 empty] | 2906 | NNET1T_8 | North
[33 empty] | 2907 | BRYNST1_8 | North
[33 empty] | 2908 | BRYNST2_8 | North
[33 empty] | 2913 | WHTRCK1_8 | North
[33 empty] | 2914 | WHTRCK2_8 | North
[33 empty] | 2915 | EZACH1_8 | North
[33 empty] | 2916 | EZACH2_8 | North
[33 empty] | 2917 | CNVL1_8 | North
[33 empty] | 2918 | CNVL2_8 | North
[33 empty] | 2919 | GARLDPL1_8 | North
[33 empty] | 2920 | GARLDPL2_8 | North
[33 empty] | 2921 | PLRD1_8 | North
[33 empty] | 2922 | PLRD2_8 | North
[33 empty] | 2923 | LKHLS1T_8 | North
[33 empty] | 2924 | LKHLS2T_8 | North
[33 empty] | 2925 | LKHLS1_8 | North
[33 empty] | 2926 | LKHLS2_8 | North
[33 empty] | 2927 | FAIROK1_8 | North
[33 empty] | 2928 | FAIROK2_8 | North
[33 empty] | 2929 | FORSTV2T_8 | North
[33 empty] | 2930 | FORSTV2_8 | North
[33 empty] | 2931 | JUDD2_8 | North
[33 empty] | 2934 | DUCKCK1T_8 | North
[33 empty] | 2935 | DUCKCK1_8 | North
[33 empty] | 2936 | LKHBPMP_8 | North
[33 empty] | 2939 | STAUG1T_8 | North
[33 empty] | 2940 | SARGT_3T8 | North
[33 empty] | 2941 | SARGT_4T8 | North
[33 empty] | 2944 | STAUG1_8 | North
[33 empty] | 2945 | LKJN1_8 | North
[33 empty] | 2946 | SARGT1_5 | North
[33 empty] | 2947 | SARGT_1T8 | North
[33 empty] | 2948 | SARGT_S8 | North
[33 empty] | 2949 | SARGT_N8 | North
[33 empty] | 2950 | SARGT_2T8 | North
[33 empty] | 2951 | STAUG2T_8 | North
[33 empty] | 2952 | PLGRV2T_8 | North
[33 empty] | 2953 | PLGRV2_8 | North
[33 empty] | 2954 | MURDCK1T_8 | North
[33 empty] | 2955 | MURDCK1_8 | North
[33 empty] | 2956 | STAUG2_8 | North
[33 empty] | 2957 | LKJN2_8 | North
[33 empty] | 2960 | PLGRV1T_8 | North
[33 empty] | 2961 | PLGRV1_8 | North
[33 empty] | 2962 | MURDCK2T_8 | North
[33 empty] | 2963 | MURDCK2_8 | North
[33 empty] | 2964 | HUTCH1_8 | North
[33 empty] | 2965 | SSWWT1T_8 | North
[33 empty] | 2966 | SSWWT1_8 | North
[33 empty] | 2967 | MLLRSFRY1_8 | North
[33 empty] | 2969 | OAKLND1T_8 | North
[33 empty] | 2970 | OAKLND1_8 | North
[33 empty] | 2971 | OAKLND2_8 | North
[33 empty] | 2972 | SUTHLD1_8 | North
[33 empty] | 2973 | SUTHLD2_8 | North
[33 empty] | 2974 | INDUST_W8 | North
[33 empty] | 2975 | INDUST_1T8 | North
[33 empty] | 2976 | INDUST_E8 | North
[33 empty] | 2977 | WALLST1_8 | North
[33 empty] | 2981 | CMPTON1_8 | North
[33 empty] | 2982 | CMPTON2_9 | North
[33 empty] | 2983 | WALLST2_9 | North
[33 empty] | 2984 | BUNTIN1_9 | North
[33 empty] | 2985 | BUNTIN2_8 | North
[33 empty] | 2986 | SMPST2T_8 | North
[33 empty] | 2987 | SMPST2_8 | North
[33 empty] | 2988 | SMPST1_8 | North
[33 empty] | 2989 | SCLFPMP1_8 | North
[33 empty] | 2990 | CMPWSD2_8 | North
[33 empty] | 2992 | STHTN1_8 | North
[33 empty] | 2993 | STHTN2_8 | North
[33 empty] | 2994 | LVBRD1T_8 | North
[33 empty] | 2995 | LVBRD1_8 | North
[33 empty] | 2997 | WATMLL_2T5 | North
[33 empty] | 2999 | DVIL1_8 | North
[33 empty] | 3004 | WMRLD2_8 | North
[33 empty] | 3009 | HERTG3_T8 | North
[33 empty] | 3010 | HERTG2_T8 | North
[33 empty] | 3011 | HERTG1_T9 | North
[33 empty] | 3014 | CKRELL1_8 | North
[33 empty] | 3015 | CKRELL2_8 | North
[33 empty] | 3016 | HMPTN1_8 | North
[33 empty] | 3017 | HMPTN2_8 | North
[33 empty] | 3018 | POLK1T_8 | North
[33 empty] | 3019 | POLK2T_8 | North
[33 empty] | 3020 | POLK1_8 | North
[33 empty] | 3021 | POLK2_8 | North
[33 empty] | 3022 | DAVST2_8 | North
[33 empty] | 3023 | SOKCF1_8 | North
[33 empty] | 3024 | SOKCF2_8 | North
[33 empty] | 3032 | LVBRD2T_8 | North
[33 empty] | 3035 | LVBRD2_8 | North
[33 empty] | 3042 | WMRLD1_8 | North
[33 empty] | 3043 | LTV1_9 | North
[33 empty] | 3044 | LTV2_9 | North
[33 empty] | 3046 | EGLFD1T_8 | North
[33 empty] | 3048 | EGLFD1_8 | North
[33 empty] | 3049 | EGLFD2_8 | North
[33 empty] | 3050 | SORCEY1_8 | North
[33 empty] | 3051 | SORCEY2_8 | North
[33 empty] | 3052 | DVILS1_8 | North
[33 empty] | 3053 | CHILTPL_8 | North
[33 empty] | 3054 | CHCLRKRD1_8 | North
[33 empty] | 3055 | CHCLRKRD_T8 | North
[33 empty] | 3056 | CHCLRKRD2_8 | North
[33 empty] | 3057 | CHILTPL3_8 | North
[33 empty] | 3058 | CHILTPL4_8 | North
[33 empty] | 3059 | DESHPR1_8 | North
[33 empty] | 3060 | DESPLR1_8 | North
[33 empty] | 3066 | LNCST1_8 | North
[33 empty] | 3067 | WITTRD1_8 | North
[33 empty] | 3076 | SGVL1_8 | North
[33 empty] | 3077 | KLEBRG1T_8 | North
[33 empty] | 3078 | KLEBRG1_8 | North
[33 empty] | 3079 | SSWWT2T_8 | North
[33 empty] | 3080 | SSWWT2_8 | North
[33 empty] | 3081 | SSWWT_P9 | North
[33 empty] | 3083 | WILMER1_8 | North
[33 empty] | 3084 | WILMER1_9 | North
[33 empty] | 3097 | MARTLAKE_1G | North
[33 empty] | 3098 | MARTLAKE_2G | North
[33 empty] | 3099 | MARTLAKE_3G | North
[33 empty] | 3100 | MARTINLK_5 | North
[33 empty] | 3102 | TYLERGND_5 | North
[33 empty] | 3103 | SHAMBRGR_5 | North
[33 empty] | 3104 | SHAMBRGR_8 | North
[33 empty] | 3105 | ELKTON_5 | North
[33 empty] | 3106 | ELKTON_8 | North
[33 empty] | 3107 | STRYKER_1G | North
[33 empty] | 3108 | STRYKER_2G | North
[33 empty] | 3109 | STRYKER_5 | North
[33 empty] | 3110 | STRYKER_8 | North
[33 empty] | 3111 | ASPENPOI_8 | North
[33 empty] | 3112 | SMRFLDMT_8 | North
[33 empty] | 3113 | LUFKINWB_1G | North
[33 empty] | 3114 | PALTALCO_8 | North
[33 empty] | 3116 | MTENTRPR_5 | North
[33 empty] | 3117 | LUFKNSS_5 | North
[33 empty] | 3118 | LUFKNSS_8 | North
[33 empty] | 3119 | NACOGDSE_5 | North
[33 empty] | 3120 | NACOGDSE_8 | North
[33 empty] | 3123 | TRINDAD1_5 | North
[33 empty] | 3124 | TRINDAD2_5 | North
[33 empty] | 3125 | TDADTMOD_8 | North
[33 empty] | 3126 | TRINIDAD_6G | North
[33 empty] | 3127 | TRINIDAD_8 | North
[33 empty] | 3128 | TRINIDAD_9 | North
[33 empty] | 3130 | FOREGROV_5 | North
[33 empty] | 3131 | FOREGROV_8 | North
[33 empty] | 3133 | RICHLND1_5 | North
[33 empty] | 3134 | RICHLND2_5 | North
[33 empty] | 3139 | TYLERWES_8 | North
[33 empty] | 3140 | TYLERWES_9 | North
[33 empty] | 3141 | TYLERNW_8 | North
[33 empty] | 3142 | TYLERNW_9 | North
[33 empty] | 3143 | TYLERSE_8 | North
[33 empty] | 3144 | OVERTON_8 | North
[33 empty] | 3145 | JAXVLNTA_9 | North
[33 empty] | 3146 | JAXVLNOR_9 | North
[33 empty] | 3147 | TROUPSS_8 | North
[33 empty] | 3148 | TROUPSS_9 | North
[33 empty] | 3149 | MTSELMAN_9 | North
[33 empty] | 3150 | TROUPMTR_P9 | North
[33 empty] | 3151 | TROUP_9 | North
[33 empty] | 3152 | ARPCHIPR_9 | North
[33 empty] | 3153 | ARP_9 | North
[33 empty] | 3154 | DIBOLSP_8 | North
[33 empty] | 3155 | DIBOLL_8 | North
[33 empty] | 3160 | DIALVILL_8 | North
[33 empty] | 3161 | DIALVILL_9 | North
[33 empty] | 3162 | RUSK_9 | North
[33 empty] | 3167 | ENTERPRI_P8 | North
[33 empty] | 3168 | IRONBRTA_8 | North
[33 empty] | 3169 | IRONBRG_8 | North
[33 empty] | 3170 | EMORY_8 | North
[33 empty] | 3171 | EMORYNOR_8 | North
[33 empty] | 3173 | EXPMTR_8 | North
[33 empty] | 3174 | CANTNSW_8 | North
[33 empty] | 3175 | CANTON_8 | North
[33 empty] | 3176 | MABANK_8 | North
[33 empty] | 3177 | EUSTACE_8 | North
[33 empty] | 3178 | EUSTCSE_D1 | North
[33 empty] | 3181 | EDGEWOOD_8 | North
[33 empty] | 3182 | EDGEWOOD_9 | North
[33 empty] | 3183 | VAN_8 | North
[33 empty] | 3184 | PRIMROSE_8 | North
[33 empty] | 3185 | IRONBRG_9 | North
[33 empty] | 3187 | IRNBRGTA_9 | North
[33 empty] | 3188 | WILLSPNT_9 | North
[33 empty] | 3189 | BTSTARTA_9 | North
[33 empty] | 3190 | BRITSTAR_9 | North
[33 empty] | 3191 | DUCKCVTA_9 | North
[33 empty] | 3192 | DUCKCOVE_9 | North
[33 empty] | 3196 | TYLERSWE_8 | North
[33 empty] | 3197 | TYLERSW_8 | North
[33 empty] | 3198 | TYLRKLLY_8 | North
[33 empty] | 3201 | LINDALE_8 | North
[33 empty] | 3202 | SWANTWO_8 | North
[33 empty] | 3203 | LNDALTAP_8 | North
[33 empty] | 3204 | TYLERPIP_8 | North
[33 empty] | 3205 | HIDAWYLK_8 | North
[33 empty] | 3207 | TYLER_9 | North
[33 empty] | 3208 | DELEKTAP1_8 | North
[33 empty] | 3209 | DELEK1_8 | North
[33 empty] | 3210 | TYLERNE_8 | North
[33 empty] | 3211 | TYLERE_8 | North
[33 empty] | 3212 | TYLROMNR_8 | North
[33 empty] | 3213 | TYLERGE_8 | North
[33 empty] | 3214 | DELEKTAP2_8 | North
[33 empty] | 3215 | DELEK2_8 | North
[33 empty] | 3218 | TYLERS_8 | North
[33 empty] | 3219 | TYLRBUL_8 | North
[33 empty] | 3221 | GRESHAM_8 | North
[33 empty] | 3222 | TEASELVL_8 | North
[33 empty] | 3224 | TEASELMT_P8 | North
[33 empty] | 3227 | WHITEHSE_8 | North
[33 empty] | 3230 | SWINYTWN_8 | North
[33 empty] | 3231 | OVERTON_9 | North
[33 empty] | 3234 | TYLERSW_9 | North
[33 empty] | 3235 | CHADLER_9 | North
[33 empty] | 3236 | BRNSBORO_9 | North
[33 empty] | 3238 | ATHENS_8 | North
[33 empty] | 3239 | ATHENS_9 | North
[33 empty] | 3240 | MURCHISN_9 | North
[33 empty] | 3241 | JAXVLSTA_9 | North
[33 empty] | 3242 | JAXVLWTA_9 | North
[33 empty] | 3243 | JAXWEST_9 | North
[33 empty] | 3244 | JAXVL_9 | North
[33 empty] | 3245 | REYNLDST_9 | North
[33 empty] | 3247 | ATHENSTA_8 | North
[33 empty] | 3248 | ATHNSNWT_8 | North
[33 empty] | 3249 | BEAUMNTA_9 | North
[33 empty] | 3250 | BEAUMONT_9 | North
[33 empty] | 3251 | FLINTSUB_8 | North
[33 empty] | 3252 | JAXVL1SS_9 | North
[33 empty] | 3253 | JAXVLSW_8 | North
[33 empty] | 3254 | JAXVL2SS_9 | North
[33 empty] | 3255 | FRANKSTN_9 | North
[33 empty] | 3256 | POYNOR_9 | North
[33 empty] | 3260 | NIPAKTAP_8 | North
[33 empty] | 3261 | NIPAK_8 | North
[33 empty] | 3262 | CEDRCREK_8 | North
[33 empty] | 3263 | CEDRCKPU_8 | North
[33 empty] | 3264 | SEVENPTS_8 | North
[33 empty] | 3267 | MALAKOFF_9 | North
[33 empty] | 3269 | WILOWSP_9 | North
[33 empty] | 3270 | CAROLSPG_9 | North
[33 empty] | 3271 | PALSTNS_8 | North
[33 empty] | 3272 | PALESTNE_8 | North
[33 empty] | 3273 | PALESTNE_9 | North
[33 empty] | 3274 | MONTALBA_D1 | North
[33 empty] | 3276 | MALAKOFF_8 | North
[33 empty] | 3277 | MSSYLAKE_P1 | North
[33 empty] | 3278 | LAKEVIEW_8 | North
[33 empty] | 3279 | LONGLKTA_8 | North
[33 empty] | 3280 | LONGLAKE_8 | North
[33 empty] | 3281 | TENNCLNY_8 | North
[33 empty] | 3282 | BLACKFOT_8 | North
[33 empty] | 3283 | BUTLERMT_P8 | North
[33 empty] | 3284 | BETO_8 | North
[33 empty] | 3285 | ELKHART_9 | North
[33 empty] | 3286 | GRAPELND_9 | North
[33 empty] | 3289 | CROCKETT_9 | North
[33 empty] | 3290 | ELKGUFTA_9 | North
[33 empty] | 3291 | SLOCUMTA_9 | North
[33 empty] | 3292 | SLOCUM_9 | North
[33 empty] | 3293 | ELKGULF_9 | North
[33 empty] | 3296 | NECHESRI_8 | North
[33 empty] | 3299 | CUSHING_8 | North
[33 empty] | 3300 | CUSHSE_8 | North
[33 empty] | 3303 | NACGDCHS_8 | North
[33 empty] | 3310 | NACOGNOR_8 | North
[33 empty] | 3311 | NACOSFA_8 | North
[33 empty] | 3312 | CHIRENO_8 | North
[33 empty] | 3314 | NACOGSW_8 | North
[33 empty] | 3315 | NACOGSOU_8 | North
[33 empty] | 3316 | NACOGST_8 | North
[33 empty] | 3319 | HERTYNOR_8 | North
[33 empty] | 3320 | HUNTNGTN_8 | North
[33 empty] | 3321 | ZAVPMPTA_8 | North
[33 empty] | 3323 | ETOILE_8 | North
[33 empty] | 3326 | LUFKINE_8 | North
[33 empty] | 3327 | DIBOLET_8 | North
[33 empty] | 3328 | LUFKINS_8 | North
[33 empty] | 3329 | LUFPRSTA_8 | North
[33 empty] | 3330 | LUFPRSHG_8 | North
[33 empty] | 3331 | DIBOLWTA_8 | North
[33 empty] | 3332 | HUDSON_8 | North
[33 empty] | 3333 | LUFTXFND_8 | North
[33 empty] | 3334 | TXFNDRY_8 | North
[33 empty] | 3340 | LUFKIN_8 | North
[33 empty] | 3341 | CNTLANG_8 | North
[33 empty] | 3342 | BAYOULC_8 | North
[33 empty] | 3343 | DOUGLAS_8 | North
[33 empty] | 3346 | CHAMPNTA_8 | North
[33 empty] | 3347 | CHAMPION_8 | North
[33 empty] | 3348 | CHAMPION_1G | North
[33 empty] | 3349 | TMPLINLA_8 | North
[33 empty] | 3350 | KENNARD_8 | North
[33 empty] | 3351 | BEREA_8 | North
[33 empty] | 3353 | EXPLRPIP_8 | North
[33 empty] | 3354 | CROCKETT_8 | North
[33 empty] | 3355 | GRPLMGTA_8 | North
[33 empty] | 3356 | GRPLNMAG_8 | North
[33 empty] | 3357 | PLSNTSPG_8 | North
[33 empty] | 3358 | CENTVILL_8 | North
[33 empty] | 3380 | BIGBRN__5 | North
[33 empty] | 3381 | BBRN_1G | North
[33 empty] | 3382 | BBRN_2G | North
[33 empty] | 3390 | JEWETT_S5 | North
[33 empty] | 3391 | JEWETT_N5 | North
[33 empty] | 3392 | JEWETT1_8 | North
[33 empty] | 3393 | JEWETT1_9 | North
[33 empty] | 3394 | JEWETTA_T_8 | North
[33 empty] | 3396 | NUCOR_ST1_5 | North
[33 empty] | 3400 | TWIN_OAK__5 | North
[33 empty] | 3402 | LAKE_CRK2_5 | North
[33 empty] | 3403 | THOUSE_1G | North
[33 empty] | 3404 | THOUSE_2G | North
[33 empty] | 3405 | THOUSE__5 | North
[33 empty] | 3406 | ELM_MOTT__5 | North
[33 empty] | 3407 | ELM_MOTT__8 | North
[33 empty] | 3408 | ELM_MOTT__9 | North
[33 empty] | 3409 | LAKE_CRK1_5 | North
[33 empty] | 3410 | LAKE_CRK1_8 | North
[33 empty] | 3411 | LKCK_POD1_9 | North
[33 empty] | 3412 | TEMP_PEC__5 | South
[33 empty] | 3413 | TEMPSSLT__5 | South
[33 empty] | 3414 | TEMP_SS__5 | South
[33 empty] | 3415 | TEMP_SS__8 | South
[33 empty] | 3416 | LAKE_CRK1_G | North
[33 empty] | 3417 | LAKE_CRK2_G | North
[33 empty] | 3418 | LCTMOD_1 | North
[33 empty] | 3419 | LCTMOD_2 | North
[33 empty] | 3420 | TEMP_PEC__8 | South
[33 empty] | 3421 | SCOTWHIT1_8 | South
[33 empty] | 3422 | KILL_SS__5 | South
[33 empty] | 3423 | KILL_SS__8 | South
[33 empty] | 3425 | BELLCTY_P_8 | South
[33 empty] | 3426 | KILELMR1_8 | South
[33 empty] | 3427 | KILELMR2_8 | South
[33 empty] | 3428 | KILL S 8 | South
[33 empty] | 3429 | SANDOW__5 | South
[33 empty] | 3430 | SANDOW1_8 | South
[33 empty] | 3431 | SANDOW1_4 | South
[33 empty] | 3432 | SANDOW_4G | South
[33 empty] | 3434 | BAYLOR_T_8 | North
[33 empty] | 3435 | BAYLOR1_8 | North
[33 empty] | 3436 | WACO_W1_8 | North
[33 empty] | 3437 | WACO_W1_9 | North
[33 empty] | 3438 | WACO_E1_8 | North
[33 empty] | 3439 | WACO_E1_9 | North
[33 empty] | 3440 | MCGREGPH1_8 | North
[33 empty] | 3441 | MCGREGPH1_9 | North
[33 empty] | 3442 | LIPSITZ_8 | North
[33 empty] | 3452 | WACOLASA1_8 | North
[33 empty] | 3453 | CHATF_P_8 | North
[33 empty] | 3454 | MONTFTSS__8 | North
[33 empty] | 3455 | CORS1_8 | North
[33 empty] | 3456 | CORSWEST1_8 | North
[33 empty] | 3457 | CORS_M0BT_8 | North
[33 empty] | 3458 | CORS_MOB1_8 | North
[33 empty] | 3459 | CORS_MAG1_8 | North
[33 empty] | 3460 | CORS_GL_T_8 | North
[33 empty] | 3461 | CORSGLAS1_8 | North
[33 empty] | 3462 | CORSGUART_8 | North
[33 empty] | 3463 | CORSGUAR1_8 | North
[33 empty] | 3464 | EQUIPIPE1_9 | North
[33 empty] | 3466 | KERENS _9 | North
[33 empty] | 3467 | POWELL1_9 | North
[33 empty] | 3468 | CORS__9 | North
[33 empty] | 3470 | BLOOMGRV1_9 | North
[33 empty] | 3471 | BARRY1_9 | North
[33 empty] | 3475 | CORSMGSS_9 | North
[33 empty] | 3477 | EUREKA_P__8 | North
[33 empty] | 3478 | NAVARRO1_8 | North
[33 empty] | 3479 | NAVARRO1_9 | North
[33 empty] | 3480 | MILDRED2_9 | North
[33 empty] | 3483 | GOODLOE_P_8 | North
[33 empty] | 3486 | RICHLAND | North
[33 empty] | 3487 | WRTHMPOD | North
[33 empty] | 3488 | WTXGFPOD | North
[33 empty] | 3489 | SIMSMAG1_9 | North
[33 empty] | 3492 | FRESTONE1_9 | North
[33 empty] | 3493 | TEAGUE1_9 | North
[33 empty] | 3496 | STSUPRCK_T | North
[33 empty] | 3497 | STSUPRCK1_9 | North
[33 empty] | 3498 | EUREKA1_9 | North
[33 empty] | 3499 | BLAKFTAP_8 | North
[33 empty] | 3500 | FARRAR_P__8 | North
[33 empty] | 3501 | SEATEAG_T | North
[33 empty] | 3502 | SEATEAG1_8 | North
[33 empty] | 3503 | FAIRWPOD_8 | North
[33 empty] | 3504 | FAIRFL_P__8 | North
[33 empty] | 3505 | BIGBRN_T_8 | North
[33 empty] | 3506 | BIGBRNM1_8 | North
[33 empty] | 3507 | BIGBRNM2_8 | North
[33 empty] | 3508 | WINKLER_P_8 | North
[33 empty] | 3509 | BBRN_OPN_8 | North
[33 empty] | 3510 | BBRN_OPNT_8 | North
[33 empty] | 3511 | NAV_MILS1_9 | North
[33 empty] | 3514 | HANEY_P_8 | North
[33 empty] | 3515 | HUBBARD_8 | North
[33 empty] | 3516 | CHATT_P_8 | North
[33 empty] | 3518 | BLUMPUMP1_8 | North
[33 empty] | 3521 | BLANTON_P_8 | North
[33 empty] | 3522 | HILLBORO1_8 | North
[33 empty] | 3523 | HILLBORO1_9 | North
[33 empty] | 3524 | ABBOTT1_9 | North
[33 empty] | 3525 | WEST1_9 | North
[33 empty] | 3526 | ROSSSINC_T | North
[33 empty] | 3527 | ROSSSINC1_9 | North
[33 empty] | 3528 | TOURS_T | North
[33 empty] | 3529 | TOURSTXP1_9 | North
[33 empty] | 3532 | ITASCA_9 | North
[33 empty] | 3533 | FILE_SIN_T9 | North
[33 empty] | 3534 | GRANDVGF1_9 | North
[33 empty] | 3535 | FILE_SIN1_9 | North
[33 empty] | 3536 | MAYPEARL1_9 | North
[33 empty] | 3537 | GRANDVEW1_9 | North
[33 empty] | 3538 | MAYPRLTX1_9 | North
[33 empty] | 3543 | MERTENS1_9 | North
[33 empty] | 3546 | WHITNEY__8 | North
[33 empty] | 3547 | ROGERS_P_8 | North
[33 empty] | 3550 | WACOBLMD1_8 | North
[33 empty] | 3551 | WACO_NE1_8 | North
[33 empty] | 3552 | WACO_N1_8 | North
[33 empty] | 3553 | WACO_NW1_8 | North
[33 empty] | 3554 | HALLBURGP_8 | North
[33 empty] | 3555 | THOUSE_T__8 | North
[33 empty] | 3556 | THOUSE1_8 | North
[33 empty] | 3559 | WACOCOLO1_8 | North
[33 empty] | 3560 | WACO_S1_8 | North
[33 empty] | 3561 | WACOM1PT | North
[33 empty] | 3562 | WACOM2PT | North
[33 empty] | 3563 | WACOMM1T | North
[33 empty] | 3564 | WACO_MM11_8 | North
[33 empty] | 3565 | WACOMM2T | North
[33 empty] | 3566 | WACO_MM21_8 | North
[33 empty] | 3567 | ROBINSON1_8 | North
[33 empty] | 3568 | ROBSONNW1_8 | North
[33 empty] | 3570 | WACOTIRE1_9 | North
[33 empty] | 3571 | WACOKATY1_9 | North
[33 empty] | 3572 | WACOKATY_T | North
[33 empty] | 3573 | KATYTNEW_9 | North
[33 empty] | 3574 | WACONCST1_8 | North
[33 empty] | 3575 | WACONCST_T | North
[33 empty] | 3577 | LORENA_P_9 | North
[33 empty] | 3578 | LORENA_9 | North
[33 empty] | 3580 | EDDY1_9 | South
[33 empty] | 3581 | TROY1_9 | South
[33 empty] | 3583 | GATESVIL_T9 | North
[33 empty] | 3584 | WACOATCO_T | North
[33 empty] | 3585 | WACOATLS1_9 | North
[33 empty] | 3586 | MCGREG1_9 | North
[33 empty] | 3587 | GATESVIL1_9 | North
[33 empty] | 3588 | GROESBECP_9 | North
[33 empty] | 3589 | MCGREGHE1_9 | North
[33 empty] | 3590 | WACOSANG1_8 | North
[33 empty] | 3591 | WACOWOOD1_8 | North
[33 empty] | 3592 | WACOATCO1_8 | North
[33 empty] | 3593 | SPGVALLYP_8 | North
[33 empty] | 3594 | MCGREG_T_8 | North
[33 empty] | 3595 | CHINASPG1_8 | North
[33 empty] | 3597 | GROESBECP_8 | North
[33 empty] | 3598 | BEARGRASP_8 | North
[33 empty] | 3599 | AMERIGAST_8 | North
[33 empty] | 3600 | AMERIGAS1_8 | North
[33 empty] | 3601 | OLETHA_P_8 | North
[33 empty] | 3602 | SCOTWHIT_T | South
[33 empty] | 3603 | BROWN1_9 | North
[33 empty] | 3604 | WESTTXGF1_9 | North
[33 empty] | 3605 | WORTHAM1_9 | North
[33 empty] | 3606 | MEXIA2_T | North
[33 empty] | 3607 | TEMPLE1_8 | South
[33 empty] | 3608 | TEMPLE_N1_8 | South
[33 empty] | 3609 | TEMP_NW1_8 | South
[33 empty] | 3610 | BELTON1_8 | South
[33 empty] | 3611 | TEMPLE_S1_8 | South
[33 empty] | 3612 | TEMP_SE1_8 | South
[33 empty] | 3613 | COOLG_SE1_9 | North
[33 empty] | 3614 | MEXIA_NO | North
[33 empty] | 3616 | KILLTAFD | South
[33 empty] | 3617 | NOLANVIL1_8 | South
[33 empty] | 3618 | HARK_HTS1_8 | South
[33 empty] | 3619 | KILLTAFT | South
[33 empty] | 3620 | KILCLARRDT_8 | South
[33 empty] | 3621 | KILL1_8 | South
[33 empty] | 3622 | KILLPARKT_8 | South
[33 empty] | 3623 | KILLPARK1_8 | South
[33 empty] | 3624 | LBELTON_P_8 | South
[33 empty] | 3625 | TEAGUE1_8 | North
[33 empty] | 3626 | KILLFTHD | South
[33 empty] | 3627 | KILLFH_T_8 | South
[33 empty] | 3628 | KILLCLCK | South
[33 empty] | 3629 | KILL_FHW1_8 | South
[33 empty] | 3630 | COPPERCV1_8 | South
[33 empty] | 3631 | MEXIA1_1_8 | North
[33 empty] | 3632 | MEXIA2_1_8 | North
[33 empty] | 3633 | HARKHTS_S18 | South
[33 empty] | 3634 | GROES_SE1_8 | North
[33 empty] | 3635 | TXUPOAG_P_9 | South
[33 empty] | 3636 | TEMPTAYV1_9 | South
[33 empty] | 3637 | OTTO_SE1_9 | North
[33 empty] | 3638 | MARL_SE1_9 | North
[33 empty] | 3639 | MARLNOSE_9 | North
[33 empty] | 3640 | SALADO1_8 | South
[33 empty] | 3641 | MARLIN_S1_9 | North
[33 empty] | 3642 | LOTT_SE1_9 | North
[33 empty] | 3643 | TEMP_SS__9 | South
[33 empty] | 3644 | TEMPLE1_9 | South
[33 empty] | 3645 | LITRIVER1_9 | South
[33 empty] | 3646 | HOLLAND_9 | South
[33 empty] | 3647 | BARTLETT1_9 | South
[33 empty] | 3648 | GRANGER1_9 | South
[33 empty] | 3649 | TAYLOR1_9 | South
[33 empty] | 3650 | ELGIN_SS__8 | South
[33 empty] | 3651 | ELGIN_SS__9 | South
[33 empty] | 3652 | COUPLAND1_9 | South
[33 empty] | 3653 | BRTLT_CB_P9 | South
[33 empty] | 3654 | RNDRCKSE1_8 | South
[33 empty] | 3655 | ELGIN1_9 | South
[33 empty] | 3658 | TAYLOR1_8 | South
[33 empty] | 3659 | THORNDLN1_8 | South
[33 empty] | 3661 | SALTY_P_8 | South
[33 empty] | 3665 | PFLGRVIL1_8 | South
[33 empty] | 3666 | HUTTOSS1_8 | South
[33 empty] | 3668 | RNDROCK1_8 | South
[33 empty] | 3669 | RNDRCKWH1_8 | South
[33 empty] | 3670 | RNDRCKNE1_8 | South
[33 empty] | 3671 | LOTT_TSE_9 | North
[33 empty] | 3672 | RNDRCK_S1_8 | South
[33 empty] | 3673 | TAYLOR_W1_8 | South
[33 empty] | 3674 | ELGIN_ET1_8 | South
[33 empty] | 3675 | ROGERS1A_8 | South
[33 empty] | 3678 | ROCKDALE1_8 | South
[33 empty] | 3679 | TALBERTR_P8 | South
[33 empty] | 3681 | FAIRF_SE1_8 | North
[33 empty] | 3682 | MILANO_M | South
[33 empty] | 3683 | MINERVA1_8 | South
[33 empty] | 3684 | MINERVA1_9 | South
[33 empty] | 3685 | CAMERON1_9 | South
[33 empty] | 3686 | ROCKDALN1_9 | South
[33 empty] | 3688 | JARRELL_E_8 | South
[33 empty] | 3689 | MARAK1_9 | South
[33 empty] | 3697 | WACOMMP21_8 | North
[33 empty] | 3698 | WACOMMP11_8 | North
[33 empty] | 5000 | ALAMOTP | South
[33 empty] | 5001 | ALAMO_CM | South
[33 empty] | 5002 | AMD_SA | South
[33 empty] | 5003 | ANDERSON | South
[33 empty] | 5004 | AMD_TP | South
[33 empty] | 5005 | AUSTIN1 | South
[33 empty] | 5006 | AUSTIN2 | South
[33 empty] | 5011 | BALL_PRK | South
[33 empty] | 5020 | BANDERA | South
[33 empty] | 5025 | BRAUNIG_W | South
[33 empty] | 5026 | BRAUNIG_VHB1 | South
[33 empty] | 5027 | BRAUNIG_VHB2 | South
[33 empty] | 5028 | BRAUNIG_VHB3 | South
[33 empty] | 5030 | BRAUNIG_E | South
[33 empty] | 5031 | BRA_VHBCT1 | South
[33 empty] | 5032 | BRA_VHBCT2 | South
[33 empty] | 5033 | BRA_VHBCT3 | South
[33 empty] | 5034 | BRA_VHBCT4 | South
[33 empty] | 5035 | BECK_RD | South
[33 empty] | 5036 | BRAUNSTR | South
[33 empty] | 5037 | BRAUNSTR | South
[33 empty] | 5040 | BROADVEW | South
[33 empty] | 5045 | BROOKS | South
[33 empty] | 5050 | BUCKEYE | South
[33 empty] | 5055 | CAGNON_8 | South
[33 empty] | 5056 | CAGNON_5 | South
[33 empty] | 5075 | CAPITOL | South
[33 empty] | 5080 | CASTLE | South
[33 empty] | 5083 | CASTRVLL | South
[33 empty] | 5085 | CHAVANEA | South
[33 empty] | 5090 | CHULIE | South
[33 empty] | 5093 | CIBOLO | South
[33 empty] | 5095 | COLISEUM | South
[33 empty] | 5110 | JT_DEELY | South
[33 empty] | 5111 | CALAVER_JTD1 | South
[33 empty] | 5112 | CALAVER_JTD2 | South
[33 empty] | 5125 | DEZAVALA | South
[33 empty] | 5130 | DRESDEN | South
[33 empty] | 5132 | EAGLECRK | South
[33 empty] | 5133 | ELMCREEK | South
[33 empty] | 5135 | ELMENDRF | South
[33 empty] | 5140 | ENCINO | South
[33 empty] | 5145 | FALLSCTY | South
[33 empty] | 5147 | FERN | South
[33 empty] | 5150 | FIVE_PTS | South
[33 empty] | 5155 | FLORESVI | South
[33 empty] | 5160 | FORT_SAM | South
[33 empty] | 5165 | FRATT | South
[33 empty] | 5170 | FRED_RD | South
[33 empty] | 5175 | GRANDVEW | South
[33 empty] | 5180 | GREEN_MT | South
[33 empty] | 5185 | GRISSOM | South
[33 empty] | 5187 | HAMWOLF | South
[33 empty] | 5190 | HARLANDA | South
[33 empty] | 5195 | HARMONY | South
[33 empty] | 5200 | HELOTES | South
[33 empty] | 5205 | HIGHLAND | South
[33 empty] | 5209 | HILLCTYE_8 | South
[33 empty] | 5210 | HILLCTYW_8 | South
[33 empty] | 5211 | HILLCTY_5 | South
[33 empty] | 5220 | HOLLYWD | South
[33 empty] | 5225 | HONDO | South
[33 empty] | 5230 | HOWARD | South
[33 empty] | 5245 | KELLY | South
[33 empty] | 5249 | KIRBY2 | South
[33 empty] | 5250 | KIRBY | South
[33 empty] | 5255 | LAREDO1 | South
[33 empty] | 5257 | LASIERRA | South
[33 empty] | 5260 | LEON_CRK | South
[33 empty] | 5261 | LEON_STR | South
[33 empty] | 5262 | LEON_STR | South
[33 empty] | 5264 | LEON_LCP3G3 | South
[33 empty] | 5265 | LEON_LCP4G4 | South
[33 empty] | 5266 | LEON_LCPCT1 | South
[33 empty] | 5267 | LEON_LCPCT2 | South
[33 empty] | 5268 | LEON_LCPCT3 | South
[33 empty] | 5269 | LEON_LCPCT4 | South
[33 empty] | 5285 | LA_HTS_A | South
[33 empty] | 5286 | LA_HTS_B | South
[33 empty] | 5290 | LYTLE | South
[33 empty] | 5295 | MARBACH | South
[33 empty] | 5300 | MED_CTR | South
[33 empty] | 5305 | MEDINABS | South
[33 empty] | 5310 | MERIDA | South
[33 empty] | 5315 | NACDCHES | South
[33 empty] | 5325 | OLMOS | South
[33 empty] | 5332 | PARSONS | South
[33 empty] | 5335 | PEARSAL | South
[33 empty] | 5345 | PINN_RD | South
[33 empty] | 5350 | QUINTANA | South
[33 empty] | 5360 | RANDOLPH | South
[33 empty] | 5369 | SKYLIN_N_8 | South
[33 empty] | 5370 | SKYLIN_S_8 | South
[33 empty] | 5371 | SKYLINE_5 | South
[33 empty] | 5385 | SOUTHSAN | South
[33 empty] | 5390 | SOMERSET | South
[33 empty] | 5395 | SOMMERS | South
[33 empty] | 5396 | CALAVER_OWS1 | South
[33 empty] | 5397 | CALAVER_OWS2 | South
[33 empty] | 5400 | SPRUCE | South
[33 empty] | 5401 | CALAVER_JKS1 | South
[33 empty] | 5410 | ST_HEDWG | South
[33 empty] | 5412 | STCKDALE | South
[33 empty] | 5415 | STONEGAT | South
[33 empty] | 5417 | STREICH | South
[33 empty] | 5418 | SUTHRLND | South
[33 empty] | 5419 | SWRI | South
[33 empty] | 5420 | TENTH_ST | South
[33 empty] | 5423 | TCC | South
[33 empty] | 5425 | TERREL_A | South
[33 empty] | 5426 | TERREL_B | South
[33 empty] | 5428 | TOYOTA | South
[33 empty] | 5430 | TX_RSRCH | South
[33 empty] | 5435 | TUTTLE | South
[33 empty] | 5436 | TUTTL_WBT1G1 | South
[33 empty] | 5438 | TUTTL_WBT3G3 | South
[33 empty] | 5439 | TUTTL_WBT4G4 | South
[33 empty] | 5450 | USAA_ATP | South
[33 empty] | 5451 | USAA_A | South
[33 empty] | 5452 | USAA_BTP | South
[33 empty] | 5453 | USAA_B | South
[33 empty] | 5455 | USAA2TP | South
[33 empty] | 5456 | USAA2 | South
[33 empty] | 5460 | UTSA | South
[33 empty] | 5461 | UTSA_ATP | South
[33 empty] | 5462 | UTSA_BTP | South
[33 empty] | 5465 | VALLEY | South
[33 empty] | 5467 | VLSI | South
[33 empty] | 5470 | FAIRRA | South
[33 empty] | 5475 | VON_ROSE | South
[33 empty] | 5476 | BRA_AVR1_CT1 | South
[33 empty] | 5477 | BRA_AVR1_ST1 | South
[33 empty] | 5478 | BRA_AVR1_CT2 | South
[33 empty] | 5479 | AVR_M | South
[33 empty] | 5485 | WALZEM | South
[33 empty] | 5488 | WOH | South
[33 empty] | 5490 | WSTSIDE | South
[33 empty] | 5500 | RAYBURN9 | South
[33 empty] | 5501 | RAYBURN14KV | South
[33 empty] | 5502 | RAYBURN8 | South
[33 empty] | 5503 | RAYBURNGEN3 | South
[33 empty] | 5504 | NURSERYSUB9 | South
[33 empty] | 5505 | RAYBURNGEN1 | South
[33 empty] | 5506 | RAYBURNGEN2 | South
[33 empty] | 5508 | RAYBURNCC9 | South
[33 empty] | 5509 | RAYBURNCC10 | South
[33 empty] | 5510 | FORDTRANSW9 | South
[33 empty] | 5511 | RAYBURNCC7 | South
[33 empty] | 5512 | RAYBURNCC8 | South
[33 empty] | 5513 | RAYBURNPLNT8 | South
[33 empty] | 5514 | INEZSUB9 | South
[33 empty] | 5516 | ELTOROSWSTA9 | South
[33 empty] | 5518 | ELTOROSW9 | South
[33 empty] | 5520 | ELTOROSUB9 | South
[33 empty] | 5522 | EDNASUB9 | South
[33 empty] | 5525 | GANADOSW9 | South
[33 empty] | 5526 | GANADOSUB9 | South
[33 empty] | 5528 | LOUISESUB9 | South
[33 empty] | 5530 | ROUNDMOTSW9 | South
[33 empty] | 5532 | HILLJESUB9 | South
[33 empty] | 5534 | ROUNDMOTSUB9 | South
[33 empty] | 5536 | NADASUB9 | South
[33 empty] | 5538 | ELCAMPOSUB9 | South
[33 empty] | 5540 | PLAINVIEWSB9 | South
[33 empty] | 5543 | INDSTRLPKSB9 | South
[33 empty] | 5544 | DANEVANGSW9 | South
[33 empty] | 5546 | DANEVANGSW8 | South
[33 empty] | 5548 | DANEVANGSUB9 | South
[33 empty] | 5549 | CLEMVILLESW9 | South
[33 empty] | 5550 | NCLEMVILLE9 | South
[33 empty] | 5551 | SALTDOME9 | South
[33 empty] | 5552 | SCLEMVILLE9 | South
[33 empty] | 5554 | MARKHAMTAP9 | South
[33 empty] | 5556 | VANVLECKSW9 | Houston
[33 empty] | 5558 | VANVLECKSUB9 | Houston
[33 empty] | 5560 | BAYCITYSUB9 | Houston
[33 empty] | 5564 | SARGENTSUB9 | Houston
[33 empty] | 5566 | FRANKLNCAMP9 | Houston
[33 empty] | 5568 | FRANKLNCAMP8 | Houston
[33 empty] | 5569 | TINTOPSUB9 | South
[33 empty] | 5570 | PALACIOSSUB9 | South
[33 empty] | 5571 | STRUCTURE235 | South
[33 empty] | 5573 | CARANCAHUA9 | South
[33 empty] | 5574 | OLIVIASW9 | South
[33 empty] | 5576 | OLIVIASUB9 | South
[33 empty] | 5578 | LOLITASUB9 | South
[33 empty] | 5580 | VANHUMBLESB9 | South
[33 empty] | 5582 | VANDERBLTSW9 | South
[33 empty] | 5584 | VANDERBLTSW8 | South
[33 empty] | 5586 | VANDERBLTSB9 | South
[33 empty] | 5588 | REDBLUF | South
[33 empty] | 5590 | PLACEDOSUB9 | South
[33 empty] | 5591 | KAMEYSUB9 | South
[33 empty] | 5592 | PORTLAVACA9 | South
[33 empty] | 5596 | PTOCONNORSB9 | South
[33 empty] | 5598 | SEADRIFTSUB9 | South
[33 empty] | 5600 | LONETREESUB9 | South
[33 empty] | 5601 | AIRPORTSUB9 | South
[33 empty] | 5602 | TWINPINESW9 | South
[33 empty] | 5603 | TWINPINESUB9 | South
[33 empty] | 5604 | HIGHLANDSSB9 | South
[33 empty] | 5605 | WARBURTON9 | South
[33 empty] | 5606 | ALOESUB9 | South
[33 empty] | 5608 | MCFADDINSUB9 | South
[33 empty] | 5610 | REFUGIOSUB9 | South
[33 empty] | 5614 | BONNEVIEWSB9 | South
[33 empty] | 5616 | TAFTSUB9 | South
[33 empty] | 5618 | SODVILLESUB9 | South
[33 empty] | 5620 | WSINTONSW9 | South
[33 empty] | 5622 | WSINTONSUB9 | South
[33 empty] | 5626 | CALALLENSUB9 | South
[33 empty] | 5632 | RIVERSIDESB9 | South
[33 empty] | 5634 | ROBSTOWNSUB9 | South
[33 empty] | 5636 | CORPSCHRSSW9 | South
[33 empty] | 5638 | CORPSCHRSUB9 | South
[33 empty] | 5640 | DRISCOLLSUB9 | South
[33 empty] | 5645 | RICARDOSUB9 | South
[33 empty] | 5646 | RIVIERASUB9 | South
[33 empty] | 5648 | LOYOLASW8 | South
[33 empty] | 5650 | LOYOLASW9 | South
[33 empty] | 5652 | CENTRALSUB9 | South
[33 empty] | 5654 | SANDIEGOSUB9 | South
[33 empty] | 5658 | ORANGEGRVSW9 | South
[33 empty] | 5660 | ORANGEGRVSW8 | South
[33 empty] | 5662 | ORANGEGRVSB9 | South
[33 empty] | 5664 | AGUADULCESB9 | South
[33 empty] | 5666 | SANDIASUB9 | South
[33 empty] | 5668 | MATHISSUB9 | South
[33 empty] | 5672 | OLMOSSUB9 | South
[33 empty] | 5673 | BEEPRISONSB9 | South
[33 empty] | 5674 | BEEVILLESUB9 | South
[33 empty] | 5676 | GOLIADSW9 | South
[33 empty] | 5678 | SCHROEDERSB9 | South
[33 empty] | 5680 | LOOP463SUB8 | South
[33 empty] | 5684 | GEORGEWSTSB9 | South
[33 empty] | 5685 | WGORGEWSTAP9 | South
[33 empty] | 5686 | GEORGEWSTSW8 | South
[33 empty] | 5688 | GEORGEWSTSW8 | South
[33 empty] | 5690 | WGRGEWSTSUB9 | South
[33 empty] | 5695 | SIMMONSSUB9 | South
[33 empty] | 5696 | CALLIHAMSW9 | South
[33 empty] | 5697 | SCALLIHAMSB9 | South
[33 empty] | 5698 | NCALLIHAMSB9 | South
[33 empty] | 5699 | CHKCANPRISB9 | South
[33 empty] | 5700 | TILDENSUB9 | South
[33 empty] | 5702 | SNMIGUELSWA8 | South
[33 empty] | 5704 | SNMIGUELSWB8 | South
[33 empty] | 5706 | SNMIGUELSWY9 | South
[33 empty] | 5708 | CHARLOTTESB9 | South
[33 empty] | 5710 | POTEETSUB9 | South
[33 empty] | 5712 | OAKSSUB8 | South
[33 empty] | 5713 | OAKSSUB9 | South
[33 empty] | 5714 | PLEASANTON9 | South
[33 empty] | 5716 | FASHINGSUB9 | South
[33 empty] | 5718 | ROSSVILLESB9 | South
[33 empty] | 5720 | COYCITYSUB9 | South
[33 empty] | 5722 | KENEDYSUB9 | South
[33 empty] | 5725 | PAWNEESW5 | South
[33 empty] | 5727 | PAWNEESW8 | South
[33 empty] | 5728 | FALCONHYDRO2 | South
[33 empty] | 5729 | FALCONHYDRO3 | South
[33 empty] | 5730 | FOURCORNERS8 | South
[33 empty] | 5732 | CHARCOSUB9 | South
[33 empty] | 5735 | MIDFIELDWST9 | South
[33 empty] | 5736 | FANNINSUB9 | South
[33 empty] | 5805 | QUIHISW9 | South
[33 empty] | 5806 | WESTBADERSB9 | South
[33 empty] | 5807 | CSTROVILESW9 | South
[33 empty] | 5808 | CSTROVILESB9 | South
[33 empty] | 5810 | BADERSUB9 | South
[33 empty] | 5811 | PEARSONSW9 | South
[33 empty] | 5812 | SABINALSUB9 | South
[33 empty] | 5813 | PEARSONSW8 | South
[33 empty] | 5814 | DHANISSUB9 | South
[33 empty] | 5816 | HONDOSUB9 | South
[33 empty] | 5817 | FERRISSW9 | South
[33 empty] | 5818 | FERRISSUB9 | South
[33 empty] | 5819 | HONDOCREEK8 | South
[33 empty] | 5820 | UVALDESUB9 | South
[33 empty] | 5821 | HONDOCREEK9 | South
[33 empty] | 5822 | LEONASUB9 | South
[33 empty] | 5823 | UVALDESW9 | South
[33 empty] | 5824 | WSTUVALDESB8 | South
[33 empty] | 5827 | MOORESUB8 | South
[33 empty] | 5828 | DEVINESUB9 | South
[33 empty] | 5830 | MOORESUB9 | South
[33 empty] | 5832 | FRIOTOWNSUB9 | South
[33 empty] | 5836 | NBATESVILLE9 | South
[33 empty] | 5842 | DERBYSUB9 | South
[33 empty] | 5848 | SBATESVILLE9 | South
[33 empty] | 5849 | BATESVILESW9 | South
[33 empty] | 5851 | BATESVILESW8 | South
[33 empty] | 5852 | BIGFOOTSUB9 | South
[33 empty] | 5855 | CRYSTLCTYSW9 | South
[33 empty] | 5856 | CRYSTLCTYSB9 | South
[33 empty] | 5857 | DEVINESW9 | South
[33 empty] | 5858 | NATALIASW9 | South
[33 empty] | 5859 | TURTLECREEK9 | South
[33 empty] | 5860 | DILLEYSUB9 | South
[33 empty] | 5861 | DILEYSWSTEC8 | South
[33 empty] | 5863 | DILEYSWSTEC9 | South
[33 empty] | 5864 | WCRYSTLCTY9 | South
[33 empty] | 5868 | BIGWELLSSUB9 | South
[33 empty] | 5870 | BRUNDAGESUB9 | South
[33 empty] | 5872 | CARIZOSPNGS9 | South
[33 empty] | 5876 | COTULLASUB9 | South
[33 empty] | 5878 | HOLLANDSUB9 | South
[33 empty] | 5880 | FREERSUB9 | South
[33 empty] | 5883 | DOWNIESUB9 | South
[33 empty] | 5885 | DOWNIESUB8 | South
[33 empty] | 5887 | BRUNISUB8 | South
[33 empty] | 5888 | BRUNISUB9 | South
[33 empty] | 5890 | PEARSALLGEN1 | South
[33 empty] | 5891 | PEARSALLGEN2 | South
[33 empty] | 5892 | PEARSALLGEN3 | South
[33 empty] | 5893 | PEARSALLSW9 | South
[33 empty] | 5895 | PEARSALLSW8 | South
[33 empty] | 5901 | MIGUEL 5 | South
[33 empty] | 5902 | MIGUEL 8 | South
[33 empty] | 5903 | SANMIGUELGEN | South
[33 empty] | 5904 | MIGUESTR | South
[33 empty] | 5905 | MIGUESTR | South
[33 empty] | 5906 | MIGUESTR | South
[33 empty] | 5908 | SMIGLT1 | South
[33 empty] | 5909 | SMIGLT2 | South
[33 empty] | 5911 | STP_GN1___1 | Houston
[33 empty] | 5912 | STP_GN2___2 | Houston
[33 empty] | 5915 | SO_TEX__345A | Houston
[33 empty] | 5925 | DCEAST | North
[33 empty] | 5930 | PWRPLT69 | South
[33 empty] | 5932 | SI_RAY9 | South
[33 empty] | 5933 | SI_RAY6 | South
[33 empty] | 5934 | SI_RAY5 | South
[33 empty] | 5935 | SI_RAY10 | South
[33 empty] | 5943 | LOMAALTA | South
[33 empty] | 5944 | CARBIDE | South
[33 empty] | 5946 | AIRPORT | South
[33 empty] | 5960 | MILHWY69 | South
[33 empty] | 5961 | LAREDO69 | South
[33 empty] | 5962 | LOMAALTA | South
[33 empty] | 5963 | TITAN | South
[33 empty] | 5964 | MILH_DUM | South
[33 empty] | 5965 | PALOALTO | South
[33 empty] | 6000 | SILVRTP1 | West
[33 empty] | 6001 | SAJT2A | West
[33 empty] | 6003 | BRNHRTP2 | West
[33 empty] | 6004 | ATTA2A | West
[33 empty] | 6005 | STAP2A | West
[33 empty] | 6006 | BRDY2A | South
[33 empty] | 6013 | TWB4TERT | West
[33 empty] | 6014 | SW_MESA4A | West
[33 empty] | 6015 | SWMESA4 | West
[33 empty] | 6016 | SWMESA | West
[33 empty] | 6019 | ORNNWPT4 | West
[33 empty] | 6021 | DSKY1_4 | West
[33 empty] | 6022 | DSKY1_T4 | West
[33 empty] | 6023 | ESTL2A | West
[33 empty] | 6024 | TURK2A | West
[33 empty] | 6028 | CHLD2A | West
[33 empty] | 6030 | CHLD4A | West
[33 empty] | 6031 | CH202A | West
[33 empty] | 6032 | CHIL2A | West
[33 empty] | 6033 | CHLD20TP2A | West
[33 empty] | 6035 | YUCCA2A | West
[33 empty] | 6041 | FLOMTP2A | West
[33 empty] | 6042 | FLOM2A | West
[33 empty] | 6044 | TURL2A | West
[33 empty] | 6048 | PAUL2A | West
[33 empty] | 6050 | LKPAULS4 | West
[33 empty] | 6051 | QUAN2A | West
[33 empty] | 6052 | ACME2A | West
[33 empty] | 6053 | KIRK2A | West
[33 empty] | 6056 | CHLC_VER2A | West
[33 empty] | 6057 | CHILE2WT | West
[33 empty] | 6058 | VERN2A | West
[33 empty] | 6060 | VERN4A | West
[33 empty] | 6061 | VRCP2A | West
[33 empty] | 6062 | SANT2A | West
[33 empty] | 6063 | SAND2A | West
[33 empty] | 6064 | VERS2A | West
[33 empty] | 6066 | VERS4A | West
[33 empty] | 6070 | GRAYBAC2 | West
[33 empty] | 6071 | GRBC2A | West
[33 empty] | 6072 | HARR2A | West
[33 empty] | 6075 | WAGR2A | West
[33 empty] | 6080 | TRUSEXN2 | West
[33 empty] | 6082 | CRWL2A | West
[33 empty] | 6084 | EXTR2A | West
[33 empty] | 6085 | TRUS2A | West
[33 empty] | 6086 | BENJTP2A | West
[33 empty] | 6087 | BENJ2A | West
[33 empty] | 6097 | OKLA4A | West
[33 empty] | 6098 | OKLA4B | West
[33 empty] | 6100 | OKLA7A | West
[33 empty] | 6101 | OKLA7STR | West
[33 empty] | 6107 | MUND2A | West
[33 empty] | 6108 | MUNE2A | West
[33 empty] | 6110 | EMUNDY24 | West
[33 empty] | 6112 | GILL2A | West
[33 empty] | 6113 | KNXC2A | West
[33 empty] | 6114 | KNXR2A | West
[33 empty] | 6115 | ROCH2A | West
[33 empty] | 6117 | EMUNDY14 | West
[33 empty] | 6120 | RULE2A | West
[33 empty] | 6122 | HSKL2A | West
[33 empty] | 6123 | JOSS2A | West
[33 empty] | 6124 | HASTXTP2A | West
[33 empty] | 6125 | WEIN2A | West
[33 empty] | 6126 | TXHS2A | West
[33 empty] | 6131 | PADR2A | West
[33 empty] | 6132 | PADC2A | West
[33 empty] | 6133 | PADU2A | West
[33 empty] | 6135 | PADU4A | West
[33 empty] | 6136 | WLDHRSTP4A | West
[33 empty] | 6140 | MATA2A | West
[33 empty] | 6141 | ROAR2A | West
[33 empty] | 6142 | AFTO2A | West
[33 empty] | 6143 | ESPU2A | West
[33 empty] | 6144 | MCADOO1A | West
[33 empty] | 6145 | MCADOO4A | West
[33 empty] | 6147 | GIRA2A | West
[33 empty] | 6148 | SPUR2A | West
[33 empty] | 6150 | SPUR4A | West
[33 empty] | 6151 | GIRA_TAP2A | West
[33 empty] | 6152 | DKEC2A | West
[33 empty] | 6153 | JATN2A | West
[33 empty] | 6154 | PEAC2A | West
[33 empty] | 6156 | ASPM2A | West
[33 empty] | 6158 | ASPM4A | West
[33 empty] | 6159 | PAIP2A | West
[33 empty] | 6160 | PAIP2STR | West
[33 empty] | 6161 | PAIP4A | West
[33 empty] | 6165 | CALCRKTP4A | West
[33 empty] | 6166 | CALI_CRK4A | West
[33 empty] | 6169 | PAIP4B | West
[33 empty] | 6170 | HASR2A | West
[33 empty] | 6171 | HSKELTP2 | West
[33 empty] | 6172 | STAM2A | West
[33 empty] | 6173 | CORN2A | West
[33 empty] | 6174 | HSKREAT2 | West
[33 empty] | 6175 | ANSN2A | West
[33 empty] | 6176 | ANSO2A | West
[33 empty] | 6177 | SWEN2A | West
[33 empty] | 6180 | RADM2A | West
[33 empty] | 6182 | HAMTXCO2 | West
[33 empty] | 6183 | HAMR2A | West
[33 empty] | 6184 | HAMTXTP2 | West
[33 empty] | 6185 | HAML2A | West
[33 empty] | 6186 | SHHA2A | West
[33 empty] | 6187 | CONA2A | West
[33 empty] | 6191 | EXSHRN4 | West
[33 empty] | 6192 | RONDTOP2 | West
[33 empty] | 6193 | PLST2A | West
[33 empty] | 6194 | RONDTPT2 | West
[33 empty] | 6195 | ROBY2A | West
[33 empty] | 6196 | ROTN2A | West
[33 empty] | 6197 | CLRM2A | West
[33 empty] | 6198 | CLARSUN2 | West
[33 empty] | 6202 | ALBNY_FD2A | West
[33 empty] | 6204 | WOOD2A | West
[33 empty] | 6205 | THRM2A | West
[33 empty] | 6206 | BUKB2A | West
[33 empty] | 6207 | ALBANY2A | West
[33 empty] | 6208 | HUB12A | West
[33 empty] | 6209 | MRAN2A | West
[33 empty] | 6210 | WCTMWD22 | West
[33 empty] | 6211 | ALBANYT2 | West
[33 empty] | 6212 | WCTMWD12 | West
[33 empty] | 6213 | HUB1_TAP2A | West
[33 empty] | 6214 | ALBANYT1 | West
[33 empty] | 6215 | ABRBRSN2 | West
[33 empty] | 6216 | BLF_CRK4A | West
[33 empty] | 6217 | FTPHPMP2 | West
[33 empty] | 6218 | NUGENTR2 | West
[33 empty] | 6219 | NUGE2A | West
[33 empty] | 6220 | FTFP2A | West
[33 empty] | 6221 | ABRC2A | West
[33 empty] | 6222 | FTPP4A | West
[33 empty] | 6223 | ABRC4A | West
[33 empty] | 6224 | ABNW2A | West
[33 empty] | 6225 | ABNW2B | West
[33 empty] | 6226 | ABEASTP | West
[33 empty] | 6228 | ABNW4A | West
[33 empty] | 6229 | CALHNTP | West
[33 empty] | 6230 | ABMULCE7 | West
[33 empty] | 6231 | MULBW RS | West
[33 empty] | 6232 | MULBE RS | West
[33 empty] | 6233 | ABMULSTR | West
[33 empty] | 6235 | ABMULCW7 | West
[33 empty] | 6236 | ABON2A | West
[33 empty] | 6237 | ONYS2A | West
[33 empty] | 6238 | EXHA2A | West
[33 empty] | 6239 | ABVT2A | West
[33 empty] | 6240 | ABVO2A | West
[33 empty] | 6241 | ELYT2A | West
[33 empty] | 6242 | MERK2A | West
[33 empty] | 6243 | CLFK2A | West
[33 empty] | 6244 | ABWALTP2 | West
[33 empty] | 6245 | ABRBPRS2 | West
[33 empty] | 6246 | MKLT2A | West
[33 empty] | 6247 | TRNT2A | West
[33 empty] | 6248 | HAWEXXN2 | West
[33 empty] | 6249 | DELT2A | West
[33 empty] | 6250 | DELK 2 | West
[33 empty] | 6251 | ELY9 | West
[33 empty] | 6252 | SCOTT9 | West
[33 empty] | 6253 | ABEC2A | West
[33 empty] | 6254 | ABMULSTR | West
[33 empty] | 6255 | ABEC4A | West
[33 empty] | 6256 | ABTT4A | West
[33 empty] | 6257 | ABRL4A | West
[33 empty] | 6258 | ABSO2A | West
[33 empty] | 6259 | ABSO2STR | West
[33 empty] | 6260 | ABSO4A | West
[33 empty] | 6261 | WYLE4A | West
[33 empty] | 6262 | ABSO2STR | West
[33 empty] | 6265 | ABDYES22 | West
[33 empty] | 6266 | ABDYTP22 | West
[33 empty] | 6267 | ABHT2A | West
[33 empty] | 6268 | ABDYTP12 | West
[33 empty] | 6269 | ABDYES12 | West
[33 empty] | 6270 | ABSH2A | West
[33 empty] | 6271 | ABMM2A | West
[33 empty] | 6272 | ABOV2A | West
[33 empty] | 6273 | ABDYTP32 | West
[33 empty] | 6274 | ABDYES32 | West
[33 empty] | 6275 | ABEA4A | West
[33 empty] | 6276 | ABEAST12 | West
[33 empty] | 6277 | ABEAST22 | West
[33 empty] | 6278 | ABPLTTP22A | West
[33 empty] | 6281 | ABWA2A | West
[33 empty] | 6282 | ABPG2A | West
[33 empty] | 6283 | ABOLMLT2 | West
[33 empty] | 6284 | ABWTGUT2 | West
[33 empty] | 6285 | ABWTXGU2 | West
[33 empty] | 6286 | ABOILML2 | West
[33 empty] | 6287 | MULBW RL | West
[33 empty] | 6288 | MULBE RL | West
[33 empty] | 6290 | ABMS4A | West
[33 empty] | 6291 | AILN2A | West
[33 empty] | 6292 | ABCC4A | West
[33 empty] | 6293 | ABCR4A | West
[33 empty] | 6295 | SRC1TERT | West
[33 empty] | 6300 | DENTONR2 | West
[33 empty] | 6301 | ABED2A | West
[33 empty] | 6302 | CLYM2A | West
[33 empty] | 6303 | WTU_DETP2A | West
[33 empty] | 6304 | CLYDMAG2 | West
[33 empty] | 6305 | CLYD2A | West
[33 empty] | 6306 | BAIR2A | West
[33 empty] | 6307 | PUTN2A | West
[33 empty] | 6308 | PUTN2STR | West
[33 empty] | 6309 | PUTN2A | West
[33 empty] | 6310 | PUTN2B | West
[33 empty] | 6311 | CISC2A | North
[33 empty] | 6312 | PUT69 2 | West
[33 empty] | 6313 | POTOSI_T4A | West
[33 empty] | 6314 | POTOSI | West
[33 empty] | 6315 | SHARP TP | West
[33 empty] | 6316 | SHARP | West
[33 empty] | 6318 | POTTER | West
[33 empty] | 6323 | ELO2TERT | West
[33 empty] | 6324 | FTCHAD | West
[33 empty] | 6325 | CHAD4A | West
[33 empty] | 6326 | ROBRTSR2 | West
[33 empty] | 6327 | ABCG2A | West
[33 empty] | 6328 | TUSC2A | West
[33 empty] | 6329 | GLDBSK9 | West
[33 empty] | 6330 | HAPVAL2 | West
[33 empty] | 6331 | CLIM2A | West
[33 empty] | 6332 | HAPVALT2 | West
[33 empty] | 6333 | WINT2A | West
[33 empty] | 6334 | HATC2A | West
[33 empty] | 6335 | OAKC4A | West
[33 empty] | 6337 | BALEXXN2 | West
[33 empty] | 6338 | BALG2A | West
[33 empty] | 6340 | BALG4A | West
[33 empty] | 6341 | BALEXTP2 | West
[33 empty] | 6342 | NOVC2A | West
[33 empty] | 6343 | TALPATL2 | West
[33 empty] | 6344 | VALE2A | West
[33 empty] | 6345 | GLDBSKR2 | West
[33 empty] | 6346 | COLJ2A | West
[33 empty] | 6347 | COLETAP4 | West
[33 empty] | 6348 | COLEMAN4 | West
[33 empty] | 6349 | NOVICE9 | West
[33 empty] | 6350 | DRESSY9 | West
[33 empty] | 6351 | NICOLE4A | West
[33 empty] | 6352 | SANA_TAP2A | West
[33 empty] | 6353 | SANA2A | West
[33 empty] | 6355 | SANA4A | West
[33 empty] | 6356 | DRSY2A | West
[33 empty] | 6357 | CRPL2A | West
[33 empty] | 6358 | RIST2A | West
[33 empty] | 6360 | COLE_IVI4A | West
[33 empty] | 6361 | IVEYPMP4 | West
[33 empty] | 6362 | IVEYBST4 | West
[33 empty] | 6368 | HEXT 2 | South
[33 empty] | 6369 | PTRK2A | West
[33 empty] | 6370 | EOLATP2A | West
[33 empty] | 6371 | EOLA2A | West
[33 empty] | 6372 | EDEN2A | South
[33 empty] | 6373 | MENA2A | South
[33 empty] | 6375 | MENA4A | South
[33 empty] | 6376 | CRM1TP2A | South
[33 empty] | 6377 | CRM12A | South
[33 empty] | 6378 | BRDYSE 2 | South
[33 empty] | 6379 | BRDS2A | South
[33 empty] | 6380 | MELV2A | South
[33 empty] | 6381 | BRADYRE2 | South
[33 empty] | 6382 | BRADYTP2 | South
[33 empty] | 6383 | BRADY 2 | South
[33 empty] | 6384 | MCLC2A | South
[33 empty] | 6385 | EDENREA2 | South
[33 empty] | 6386 | CSSB2A | South
[33 empty] | 6387 | FREDPHIL2A | South
[33 empty] | 6388 | FTMA2A | South
[33 empty] | 6389 | CTECMA2A | South
[33 empty] | 6390 | FTMA4A | South
[33 empty] | 6391 | FRDN2A | South
[33 empty] | 6392 | PHMT2A | South
[33 empty] | 6393 | MASN2A | South
[33 empty] | 6394 | PHMA2A | South
[33 empty] | 6395 | MASNPH 2 | South
[33 empty] | 6396 | MASW2A | South
[33 empty] | 6397 | STRT2A | South
[33 empty] | 6398 | SHLO2A | South
[33 empty] | 6399 | KMJC2A | South
[33 empty] | 6400 | JUNC2A | South
[33 empty] | 6401 | MENPHTP2 | South
[33 empty] | 6402 | MENRDPH2 | South
[33 empty] | 6403 | SHELLON2 | South
[33 empty] | 6405 | AS2TERT | West
[33 empty] | 6406 | TURKTRAK4A | West
[33 empty] | 6407 | TURKTRAK1A | West
[33 empty] | 6409 | VRBS2A | West
[33 empty] | 6410 | MILE2A | West
[33 empty] | 6411 | ROWE2A | West
[33 empty] | 6412 | HARI2A | West
[33 empty] | 6413 | VERIBST2 | West
[33 empty] | 6414 | BRONTE 2 | West
[33 empty] | 6416 | SAGT2A | West
[33 empty] | 6417 | STRLNG9 | West
[33 empty] | 6418 | ATBR2A | West
[33 empty] | 6419 | AMBR2A | West
[33 empty] | 6420 | ROBL2A | West
[33 empty] | 6421 | ESPENCT2 | West
[33 empty] | 6422 | EDIT2A | West
[33 empty] | 6423 | CEDH2A | West
[33 empty] | 6425 | CEDH4A | West
[33 empty] | 6426 | ESPENCE2 | West
[33 empty] | 6427 | SILR2B | West
[33 empty] | 6428 | SILR2A | West
[33 empty] | 6429 | SPADERN2 | West
[33 empty] | 6430 | SILV2A | West
[33 empty] | 6431 | SILVRTP2 | West
[33 empty] | 6432 | EXPE2A | West
[33 empty] | 6433 | SPRH2A | West
[33 empty] | 6434 | PANA2A | West
[33 empty] | 6435 | STER2A | West
[33 empty] | 6436 | STCO2A | West
[33 empty] | 6437 | CRBDTP 2 | West
[33 empty] | 6438 | CBDREA 2 | West
[33 empty] | 6439 | AMCO2A | West
[33 empty] | 6440 | AMOCO 2 | West
[33 empty] | 6441 | ORNT4A | West
[33 empty] | 6442 | SARC4A | West
[33 empty] | 6444 | SARC7A | West
[33 empty] | 6445 | CRMW5TP2 | West
[33 empty] | 6446 | CRMWD5 2 | West
[33 empty] | 6447 | PAULANN4A | West
[33 empty] | 6448 | SA_HILND4A | West
[33 empty] | 6449 | SACK4A | West
[33 empty] | 6450 | SACO2A | West
[33 empty] | 6451 | SARC7STR | West
[33 empty] | 6452 | SACO4A | West
[33 empty] | 6453 | SAST4A | West
[33 empty] | 6454 | SASO4A | West
[33 empty] | 6455 | SASL2A | West
[33 empty] | 6456 | SAJS2A | West
[33 empty] | 6457 | SAEM2A | West
[33 empty] | 6458 | CRM24A | West
[33 empty] | 6459 | CRM32A | West
[33 empty] | 6460 | CRM42A | West
[33 empty] | 6461 | CRMWD42 | West
[33 empty] | 6462 | SANO2A | West
[33 empty] | 6463 | SARC7STR | West
[33 empty] | 6464 | SANO4A | West
[33 empty] | 6465 | SAGC2A | West
[33 empty] | 6466 | SAWT2A | West
[33 empty] | 6467 | SAWA2A | West
[33 empty] | 6468 | SACH2A | West
[33 empty] | 6470 | SACH4A | West
[33 empty] | 6471 | SAAN2A | West
[33 empty] | 6473 | BENF4A | West
[33 empty] | 6477 | SAMF2A | West
[33 empty] | 6478 | SAPS2A | West
[33 empty] | 6479 | SAPS TIE | West
[33 empty] | 6480 | SAPS4B | West
[33 empty] | 6481 | SASH4A | West
[33 empty] | 6482 | SALD4A | West
[33 empty] | 6483 | SAPS4A | West
[33 empty] | 6484 | ANGORA2A | West
[33 empty] | 6491 | PAW22A | West
[33 empty] | 6492 | PAVE4A | West
[33 empty] | 6493 | PAVEPAW4 | West
[33 empty] | 6494 | PAVEPAW2 | West
[33 empty] | 6495 | CRIS2A | West
[33 empty] | 6496 | AROT2A | West
[33 empty] | 6497 | HULD2A | West
[33 empty] | 6498 | LVOK2A | West
[33 empty] | 6499 | LVOK2STR | West
[33 empty] | 6500 | LIVEOAK4 | West
[33 empty] | 6503 | SHBA2A | West
[33 empty] | 6505 | ELDO2A | West
[33 empty] | 6506 | PAGE2A | West
[33 empty] | 6507 | MIDV2A | West
[33 empty] | 6508 | FMCK2A | West
[33 empty] | 6509 | SHBT2A | West
[33 empty] | 6510 | SONO2A | West
[33 empty] | 6511 | ATSO2A | West
[33 empty] | 6513 | SONR2A | West
[33 empty] | 6515 | SONR4A | West
[33 empty] | 6524 | MERTZON9 | West
[33 empty] | 6526 | MERR2A | West
[33 empty] | 6527 | SANW2A | West
[33 empty] | 6528 | TANK2A | West
[33 empty] | 6529 | MERT2A | West
[33 empty] | 6530 | BARN2A | West
[33 empty] | 6531 | BRNHRPH2 | West
[33 empty] | 6532 | BARNHCV2 | West
[33 empty] | 6533 | BGLK2A | West
[33 empty] | 6534 | BGLK2B | West
[33 empty] | 6535 | BGLK4A | West
[33 empty] | 6538 | TEXN2A | West
[33 empty] | 6539 | SHPO2A | West
[33 empty] | 6540 | SHPO_TAP2A | West
[33 empty] | 6541 | TEXONTP2 | West
[33 empty] | 6542 | ATLT2A | West
[33 empty] | 6543 | KEMPEXT2 | West
[33 empty] | 6544 | HUMT2A | West
[33 empty] | 6545 | POWF2A | West
[33 empty] | 6546 | PHBL_TAP2A | West
[33 empty] | 6547 | STRS2A | West
[33 empty] | 6548 | POWT2A | West
[33 empty] | 6549 | MIDW2A | West
[33 empty] | 6550 | FDRAN2A | West
[33 empty] | 6551 | OZNR2A | West
[33 empty] | 6552 | CROCKHT2 | West
[33 empty] | 6553 | PHBL2A | West
[33 empty] | 6554 | EXKE2A | West
[33 empty] | 6555 | ATLB2A | West
[33 empty] | 6556 | YATW_SW2A | West
[33 empty] | 6560 | OZONA 2 | West
[33 empty] | 6562 | FDRAN4A | West
[33 empty] | 6565 | ILLN2A | West
[33 empty] | 6568 | RGECBVIL | South
[33 empty] | 6572 | MDSC2A | West
[33 empty] | 6574 | MART2A | West
[33 empty] | 6575 | IRAN2A | West
[33 empty] | 6576 | DSCVYTP2 | West
[33 empty] | 6577 | SHEF2A | West
[33 empty] | 6578 | FTLCSTR2 | West
[33 empty] | 6580 | AIRP2A | West
[33 empty] | 6581 | ARPT2A | West
[33 empty] | 6583 | MESAVIEW4A | West
[33 empty] | 6584 | INDN4A | West
[33 empty] | 6585 | DSCVRY 2 | West
[33 empty] | 6586 | MCCAMY4 | West
[33 empty] | 6587 | SCROSS2 | West
[33 empty] | 6588 | SHLMESA2 | West
[33 empty] | 6589 | RANK2A | West
[33 empty] | 6590 | SHME2A | West
[33 empty] | 6591 | RANK4 2 | West
[33 empty] | 6592 | MCAM2A | West
[33 empty] | 6594 | SCRS2A | West
[33 empty] | 6597 | BOBCAT 2 | West
[33 empty] | 6598 | RIOP2A | West
[33 empty] | 6599 | BOBCAT TP | West
[33 empty] | 6600 | CRNAIR TP | West
[33 empty] | 6601 | RIOP4A | West
[33 empty] | 6603 | CRANTP2 | West
[33 empty] | 6604 | SAGE2A | West
[33 empty] | 6605 | CRANAIR2 | West
[33 empty] | 6606 | TXNMPL 2 | West
[33 empty] | 6607 | MCELROY2 | West
[33 empty] | 6608 | CRANGU12 | West
[33 empty] | 6609 | TXNMTP 2 | West
[33 empty] | 6610 | CRANGU22 | West
[33 empty] | 6611 | DUN22A | West
[33 empty] | 6613 | CRAN2A | West
[33 empty] | 6614 | DUNETAP2A | West
[33 empty] | 6627 | COMC4A | West
[33 empty] | 6628 | FTST2A | West
[33 empty] | 6630 | FTST4A | West
[33 empty] | 6632 | WDWRDTP4 | West
[33 empty] | 6633 | WOODWRD14A | West
[33 empty] | 6635 | KING_TAP4A | West
[33 empty] | 6636 | SNYDERW4A | West
[33 empty] | 6637 | SNYDERW1A | West
[33 empty] | 6639 | MCAN4A | West
[33 empty] | 6641 | SUNV2A | West
[33 empty] | 6642 | MAST2A | West
[33 empty] | 6643 | PECV2A | West
[33 empty] | 6645 | FTSW2A | West
[33 empty] | 6649 | VERH2A | West
[33 empty] | 6650 | CCRT2A | West
[33 empty] | 6651 | CCRK2A | West
[33 empty] | 6652 | SGSA2A | West
[33 empty] | 6653 | BARL2A | West
[33 empty] | 6655 | BARL4A | West
[33 empty] | 6656 | HACKBTAP4A | West
[33 empty] | 6657 | CR101TAP4A | West
[33 empty] | 6658 | MECPLNVW | West
[33 empty] | 6659 | SNTXTAP2A | West
[33 empty] | 6660 | SNTX12A | West
[33 empty] | 6661 | LONGWRTH2A | West
[33 empty] | 6663 | COCS2A | West
[33 empty] | 6665 | ALPR2A | West
[33 empty] | 6666 | ALPI2A | West
[33 empty] | 6667 | PAISANO2 | West
[33 empty] | 6668 | ALTUDA2A | West
[33 empty] | 6669 | PRSMNGAP2A | West
[33 empty] | 6676 | FTDA2A | West
[33 empty] | 6677 | VALT2A | West
[33 empty] | 6678 | ALMC2A | West
[33 empty] | 6680 | ALMC4A | West
[33 empty] | 6681 | MARF2A | West
[33 empty] | 6682 | CIEN2A | West
[33 empty] | 6683 | SHAF2A | West
[33 empty] | 6684 | PRES2A | West
[33 empty] | 6688 | CHINATI2 | West
[33 empty] | 6689 | BRYR2A | West
[33 empty] | 6690 | ATKN2A | West
[33 empty] | 6691 | ESPY2A | West
[33 empty] | 6692 | POND2A | West
[33 empty] | 6700 | DIBL WT4 | North
[33 empty] | 6703 | SFIELD | North
[33 empty] | 6705 | OWTN WT4 | North
[33 empty] | 6707 | BSCM WT4 | North
[33 empty] | 6709 | TSLVILLE | North
[33 empty] | 6710 | SWTN WT4 | North
[33 empty] | 6711 | OKWD WT4 | North
[33 empty] | 6717 | CSNG WT4 | North
[33 empty] | 6719 | CGSE WT4 | North
[33 empty] | 6720 | SHNE WT4 | North
[33 empty] | 6722 | OKRD WT4 | North
[33 empty] | 6723 | HGTN WT4 | North
[33 empty] | 6724 | ZVLA WT4 | North
[33 empty] | 6726 | LFKN WT4 | North
[33 empty] | 6727 | BYLC WT4 | North
[33 empty] | 6736 | PLST WT4 | North
[33 empty] | 6738 | CTVL WT4 | North
[33 empty] | 6742 | TROUPWT2 | North
[33 empty] | 6743 | WALNT | North
[33 empty] | 6752 | OKLA0A | West
[33 empty] | 6754 | PTCREK2G | West
[33 empty] | 6769 | SRC2TERT | West
[33 empty] | 6771 | SABLUFF4 | West
[33 empty] | 6772 | ABIP4A | West
[33 empty] | 6773 | PCNBYU4A | West
[33 empty] | 6774 | SEGOVTP9 | South
[33 empty] | 6780 | OK1TERT | West
[33 empty] | 6788 | AMCETERT | West
[33 empty] | 6789 | AMCWTERT | West
[33 empty] | 6791 | AS1TERT | West
[33 empty] | 6794 | PM1TERT | West
[33 empty] | 6800 | LIBTY RC | North
[33 empty] | 6801 | ROSHILRC | North
[33 empty] | 6802 | SHRLM RC | North
[33 empty] | 6803 | BLUCRKRC | North
[33 empty] | 6804 | WHTBR RC | North
[33 empty] | 6806 | SHRWD RC | North
[33 empty] | 6807 | DCKCVWRC | North
[33 empty] | 6808 | SHERY RC | North
[33 empty] | 6809 | BELLS RC | North
[33 empty] | 6810 | GORDVLRC | North
[33 empty] | 6811 | PNKHL RC | North
[33 empty] | 6812 | DENSE RC | North
[33 empty] | 6813 | ELMNTRC | North
[33 empty] | 6814 | CHERY RC | North
[33 empty] | 6815 | EXPLORRC | North
[33 empty] | 6816 | WHTMD RC | North
[33 empty] | 6817 | ETHELRC | North
[33 empty] | 6818 | EVANALRC | North
[33 empty] | 6819 | ANNA_RC | North
[33 empty] | 6821 | I20SUBRC | North
[33 empty] | 6822 | VAN ALRC | North
[33 empty] | 6823 | KIOWARC | North
[33 empty] | 6824 | RENOS RC | North
[33 empty] | 6826 | ALHUB RC | North
[33 empty] | 6830 | ECTOR RC | North
[33 empty] | 6831 | ABLSPRRC | North
[33 empty] | 6832 | MINTR RC | North
[33 empty] | 6838 | WINDM RC | North
[33 empty] | 6840 | BRKSTNRC | North
[33 empty] | 6842 | COMON RC | North
[33 empty] | 6844 | COOP RC | North
[33 empty] | 6845 | CRNDL RC | North
[33 empty] | 6846 | COPEN RC | North
[33 empty] | 6847 | WINDMLRC | North
[33 empty] | 6848 | BNHMLKRC | North
[33 empty] | 6850 | WLF C RC | North
[33 empty] | 6851 | NW WYLIC | North
[33 empty] | 6852 | SULBF RC | North
[33 empty] | 6853 | CLIMAX | North
[33 empty] | 6854 | COMME RC | North
[33 empty] | 6857 | COMMW RC | North
[33 empty] | 6858 | COMBNTRC | North
[33 empty] | 6859 | MARVIN RC | North
[33 empty] | 6861 | CUMBY RC | North
[33 empty] | 6865 | FORNYWRC | North
[33 empty] | 6867 | FRNYE RC | North
[33 empty] | 6868 | COPVL RC | North
[33 empty] | 6869 | SUNYPTRC | North
[33 empty] | 6870 | MCKINWRC | North
[33 empty] | 6871 | LNOK_RC | North
[33 empty] | 6873 | MLSSA RC | North
[33 empty] | 6874 | MCK121RC | North
[33 empty] | 6875 | CHAMB RC | North
[33 empty] | 6876 | MCKINERC | North
[33 empty] | 6877 | STONYRC | North
[33 empty] | 6878 | ALLEN RC | North
[33 empty] | 6879 | PARKR RC | North
[33 empty] | 6880 | LUCAS RC | North
[33 empty] | 6881 | WYLIE RC | North
[33 empty] | 6882 | WIELNDRC | North
[33 empty] | 6883 | MSYLK RC | North
[33 empty] | 6884 | QUINLNDRC | North
[33 empty] | 6885 | CHIES RC | North
[33 empty] | 6886 | BLDSW RC | North
[33 empty] | 6887 | CARTR RC | North
[33 empty] | 6888 | WSTMNSNRC | North
[33 empty] | 6894 | ROSHILRC | North
[33 empty] | 6896 | OAKGV RC | North
[33 empty] | 6897 | NWTER RC | North
[33 empty] | 6898 | TERRL RC | North
[33 empty] | 6900 | KEMP RC | North
[33 empty] | 6902 | TALTYRC | North
[33 empty] | 6904 | COMBNRC | North
[33 empty] | 6906 | RANDRC | North
[33 empty] | 6908 | SCURYRC | North
[33 empty] | 6909 | ALNN RC | North
[33 empty] | 6910 | MSQT RC | North
[33 empty] | 6911 | MSQTV RC | North
[33 empty] | 6912 | COMMS RC | North
[33 empty] | 6914 | EMORY RC | North
[33 empty] | 6918 | TAWK RC | North
[33 empty] | 6919 | ENTPR RC | North
[33 empty] | 6920 | DCKCV RC | North
[33 empty] | 6922 | COBSW RC | North
[33 empty] | 6924 | POYNR RC | North
[33 empty] | 6926 | SEVPT RC | North
[33 empty] | 6928 | TOOL RC | North
[33 empty] | 6930 | WILOW RC | North
[33 empty] | 6932 | CRLSP RC | North
[33 empty] | 6934 | MNTLB RC | North
[33 empty] | 6935 | LKVEW RC | North
[33 empty] | 6936 | STCYRDRC | North
[33 empty] | 6937 | TUCKRRC | North
[33 empty] | 6938 | MALKF RC | North
[33 empty] | 6940 | MASSYRC | North
[33 empty] | 6942 | NECHS RC | North
[33 empty] | 6943 | CELINA RC | North
[33 empty] | 6944 | BUROWRC | North
[33 empty] | 6948 | DENISNDM | North
[33 empty] | 6949 | DENISNDM | North
[33 empty] | 7000 | L_FERGUS1_1Y | South
[33 empty] | 7004 | L_SIMGID1_1Y | South
[33 empty] | 7005 | L_SIMGID1_2Y | South
[33 empty] | 7006 | L_SIMGID1_3Y | South
[33 empty] | 7007 | L_LOSTPI1_1Y | South
[33 empty] | 7008 | L_LOSTPI1_2Y | South
[33 empty] | 7009 | L_LOSTPI1_3Y | South
[33 empty] | 7010 | L_FPPYD11_1Y | South
[33 empty] | 7011 | L_FPPYD11_2Y | South
[33 empty] | 7012 | L_FPPYD21_3Y | South
[33 empty] | 7014 | L_HAYSEN1_1Y | South
[33 empty] | 7015 | L_HAYSEN1_2Y | South
[33 empty] | 7016 | L_HAYSEN1_3Y | South
[33 empty] | 7017 | L_HAYSEN1_4Y | South
[33 empty] | 7020 | L_AUSTPL1_1Y | South
[33 empty] | 7022 | L_BUCHAN1_1Y | South
[33 empty] | 7023 | L_BUCHAN1_2Y | South
[33 empty] | 7024 | L_BUCHAN1_3Y | South
[33 empty] | 7026 | L_INKSDA1_1Y | South
[33 empty] | 7028 | L_MARBFA1_1Y | South
[33 empty] | 7029 | L_MARBFA1_2Y | South
[33 empty] | 7031 | L_MARSFO1G1Y | South
[33 empty] | 7032 | L_MARSFO1G2Y | South
[33 empty] | 7033 | L_MARSFO1G3Y | South
[33 empty] | 7035 | L_WIRTZ_1G1Y | South
[33 empty] | 7036 | L_WIRTZ_1G2Y | South
[33 empty] | 7038 | L_DELAWA1_1Y | West
[33 empty] | 7040 | L_AUSTRO5_1Y | South
[33 empty] | 7042 | L_ZORN__5_1Y | South
[33 empty] | 7043 | L_HAYSEN5_1Y | South
[33 empty] | 7044 | L_MARION5_1Y | South
[33 empty] | 7045 | L_ZORN__5_2Y | South
[33 empty] | 7046 | L_KENDAL5_1Y | South
[33 empty] | 7047 | L_GUADGE5_1Y | South
[33 empty] | 7048 | L_GARFIE5_1Y | South
[33 empty] | 7049 | L_MAHACR5_1Y | South
[33 empty] | 7050 | L_CLEASP5_1Y | South
[33 empty] | 7051 | L_RIONOG5_1Y | South
[33 empty] | 7055 | L_FPPYD25_1Y | South
[33 empty] | 7056 | L_FPPYD15_1Y | South
[33 empty] | 7057 | L_FAYETT5_1Y | South
[33 empty] | 7058 | L_SALEM_5_1Y | South
[33 empty] | 7060 | L_EBABSM8_1Y | South
[33 empty] | 7061 | L_COPPCO8_1Y | South
[33 empty] | 7062 | L_KEMPNE8_1Y | South
[33 empty] | 7063 | L_NARUNA8_1Y | South
[33 empty] | 7064 | L_LAMPAS8_1Y | South
[33 empty] | 7066 | L_ADAMSV8_1Y | South
[33 empty] | 7068 | L_EVANT_8_1Y | South
[33 empty] | 7070 | L_GOLDTH8_1Y | South
[33 empty] | 7073 | L_GOLDTH9_1Y | South
[33 empty] | 7074 | L_SASASW9_1Y | South
[33 empty] | 7075 | L_TERRY_9_1Y | South
[33 empty] | 7076 | L_RICHSP9_1Y | South
[33 empty] | 7078 | L_SANSAB9_1Y | South
[33 empty] | 7080 | L_LOMETA9_1Y | South
[33 empty] | 7082 | L_LAMPAS9_1Y | South
[33 empty] | 7084 | L_GRAPMI8_1Y | South
[33 empty] | 7087 | L_CORONA8_1Y | South
[33 empty] | 7092 | L_BUCHAN9_1Y | South
[33 empty] | 7093 | L_CORONA9_1Y | South
[33 empty] | 7094 | L_INKSDA9_1Y | South
[33 empty] | 7097 | L_BURNET9_1Y | South
[33 empty] | 7100 | L_BURNET8_1Y | South
[33 empty] | 7101 | L_CTECBU9_1Y | South
[33 empty] | 7102 | L_SHERSH8_1Y | South
[33 empty] | 7104 | L_WIRTZ_8_1Y | South
[33 empty] | 7107 | L_WIRTZ_9_1Y | South
[33 empty] | 7110 | L_WIRTZ_1N1Y | South
[33 empty] | 7111 | L_FLATRO8_1Y | South
[33 empty] | 7112 | L_WIRTZ_1N2Y | South
[33 empty] | 7114 | L_CASTEL9_1Y | South
[33 empty] | 7116 | L_SANDMO9_1Y | South
[33 empty] | 7119 | L_PITSBU9_1Y | South
[33 empty] | 7120 | L_PITSBU8_1Y | South
[33 empty] | 7121 | L_SANDCR9_1Y | South
[33 empty] | 7122 | L_ECKERT9_1Y | South
[33 empty] | 7124 | L_NEBO__9_1Y | South
[33 empty] | 7126 | L_FERGUS8_1Y | South
[33 empty] | 7127 | L_SANDCR8_1Y | South
[33 empty] | 7128 | L_HORSBA8_1Y | South
[33 empty] | 7130 | L_GILLES9_1Y | South
[33 empty] | 7132 | L_GILLES8_1Y | South
[33 empty] | 7133 | L_NIMITZ8_1Y | South
[33 empty] | 7134 | L_WOLFCR8_1Y | South
[33 empty] | 7136 | L_KERRST9_1Y | South
[33 empty] | 7138 | L_KERRST8_1Y | South
[33 empty] | 7140 | L_HARPRO8_1Y | South
[33 empty] | 7142 | L_INGRAM8_1Y | South
[33 empty] | 7143 | L_RIMROC8_1Y | South
[33 empty] | 7144 | L_HUNT__8_1Y | South
[33 empty] | 7146 | L_VERDCR8_1Y | South
[33 empty] | 7147 | L_KENDCT8_1Y | South
[33 empty] | 7148 | L_MOUNTO8_1Y | South
[33 empty] | 7149 | L_FREDER8_1Y | South
[33 empty] | 7150 | L_KENDAL8_1Y | South
[33 empty] | 7151 | L_CICO__8_1Y | South
[33 empty] | 7152 | L_KENDAL8_2Y | South
[33 empty] | 7153 | L_WELFAR8_1Y | South
[33 empty] | 7155 | L_COMFOR8_1Y | South
[33 empty] | 7156 | L_CYPRCR8_1Y | South
[33 empty] | 7158 | L_RAYMBA8_1Y | South
[33 empty] | 7159 | L_RAYMBA9_1Y | South
[33 empty] | 7160 | L_LEGION9_1Y | South
[33 empty] | 7162 | L_TRAVIS9_1Y | South
[33 empty] | 7168 | L_BOERNE8_1Y | South
[33 empty] | 7169 | L_FAIROA8_1Y | South
[33 empty] | 7170 | L_BERGHE8_1Y | South
[33 empty] | 7171 | L_ANTLER8_1Y | South
[33 empty] | 7172 | L_HENNE_8_2Y | South
[33 empty] | 7173 | L_RIVEOA8_1Y | South
[33 empty] | 7174 | L_HENNE_8_1Y | South
[33 empty] | 7175 | L_HORTON8_1Y | South
[33 empty] | 7176 | L_COMAL_8_1Y | South
[33 empty] | 7177 | L_HI46WE8_1Y | South
[33 empty] | 7178 | L_MARION8_1Y | South
[33 empty] | 7180 | L_ZORN__8_1Y | South
[33 empty] | 7181 | L_ZORN__8_2Y | South
[33 empty] | 7182 | L_MCCALA8_1Y | South
[33 empty] | 7184 | L_MCCALA8_2Y | South
[33 empty] | 7186 | L_RARO128_1Y | South
[33 empty] | 7188 | L_REDWOO8_1Y | South
[33 empty] | 7190 | L_HILLTO8_1Y | South
[33 empty] | 7191 | L_SANMAR9_1Y | South
[33 empty] | 7192 | L_SANMAR8_1Y | South
[33 empty] | 7193 | L_STRAHA8_1Y | South
[33 empty] | 7194 | L_REEDTA9_1Y | South
[33 empty] | 7196 | L_CAMPGA9_1Y | South
[33 empty] | 7197 | L_LEHIGH9_1Y | South
[33 empty] | 7198 | L_LEHIGH8_1Y | South
[33 empty] | 7200 | L_CANYON8_1Y | South
[33 empty] | 7202 | L_HICROS8_1Y | South
[33 empty] | 7204 | L_DUMPHI9_1Y | South
[33 empty] | 7206 | L_DALE__9_1Y | South
[33 empty] | 7208 | L_COLTON8_1Y | South
[33 empty] | 7212 | L_WOLFLA8_1Y | South
[33 empty] | 7215 | L_LOCKHA9_1Y | South
[33 empty] | 7216 | L_LOCKHA8_1Y | South
[33 empty] | 7218 | L_MAGNME9_1Y | South
[33 empty] | 7220 | L_LULIMA9_1Y | South
[33 empty] | 7223 | L_LULING9_1Y | South
[33 empty] | 7224 | L_LULING8_1Y | South
[33 empty] | 7225 | L_HICKFO8_1Y | South
[33 empty] | 7226 | L_CUSHMA8_1Y | South
[33 empty] | 7227 | L_GALLE_8_1Y | South
[33 empty] | 7228 | L_SEGUIN8_1Y | South
[33 empty] | 7229 | L_SEGUWE8_1Y | South
[33 empty] | 7230 | L_HARWOO9_1Y | South
[33 empty] | 7231 | L_THOMPS9_1Y | South
[33 empty] | 7232 | L_WAELDE9_1Y | South
[33 empty] | 7235 | L_SWEETH8_1Y | South
[33 empty] | 7236 | L_MOULTO9_1Y | South
[33 empty] | 7237 | L_HENKAU9_1Y | South
[33 empty] | 7238 | L_SHINER9_1Y | South
[33 empty] | 7239 | L_WESER_9_1Y | South
[33 empty] | 7240 | L_FORDTR9_1Y | South
[33 empty] | 7241 | L_YOAKUM9_1Y | South
[33 empty] | 7242 | L_YOAKUM8_1Y | South
[33 empty] | 7244 | L_CUERO_8_1Y | South
[33 empty] | 7245 | L_GONZAL8_1Y | South
[33 empty] | 7246 | L_HALLET8_1Y | South
[33 empty] | 7247 | L_FLATON9_1Y | South
[33 empty] | 7248 | L_FLATON8_1Y | South
[33 empty] | 7250 | L_ENGLE_8_1Y | South
[33 empty] | 7252 | L_SCHULE8_1Y | South
[33 empty] | 7254 | L_WEIMAR8_1Y | South
[33 empty] | 7257 | L_GLIDDE9_1Y | South
[33 empty] | 7258 | L_GLIDDE8_1Y | South
[33 empty] | 7263 | L_FRELSB8_1Y | South
[33 empty] | 7269 | L_BELLSO9_1Y | South
[33 empty] | 7270 | L_BELLSO8_1Y | South
[33 empty] | 7271 | L_NEWBRE8_1Y | South
[33 empty] | 7272 | L_WALLER8_1Y | South
[33 empty] | 7273 | L_WILLSP8_1Y | South
[33 empty] | 7274 | L_PLUM__8_1Y | South
[33 empty] | 7275 | L_RIVERS8_1Y | South
[33 empty] | 7276 | L_LAGRAN8_1Y | South
[33 empty] | 7278 | L_FAYEPL8_1Y | South
[33 empty] | 7280 | L_FARIPU8_1Y | South
[33 empty] | 7282 | L_FASHPU8_1Y | South
[33 empty] | 7286 | L_FAYETT8_1Y | South
[33 empty] | 7287 | L_BELLNO8_1Y | South
[33 empty] | 7288 | L_WELLBR8_1Y | South
[33 empty] | 7289 | L_SALEM_8_1Y | South
[33 empty] | 7291 | L_HIGH368_1Y | South
[33 empty] | 7292 | L_BRENHA8_1Y | South
[33 empty] | 7294 | L_BRENNO8_1Y | South
[33 empty] | 7296 | L_PISEK_8_1Y | South
[33 empty] | 7297 | L_ROTOTA8_1Y | South
[33 empty] | 7299 | L_ROUNTO8_1Y | South
[33 empty] | 7302 | L_GIDDIN8_1Y | South
[33 empty] | 7303 | L_WPPGS12_1Y | South
[33 empty] | 7305 | L_WPPGS34_1Y | South
[33 empty] | 7306 | L_WINCHE8_1Y | South
[33 empty] | 7307 | L_PINECR8_1Y | South
[33 empty] | 7308 | L_PAIGE_8_1Y | South
[33 empty] | 7310 | L_SIMGID8_1Y | South
[33 empty] | 7312 | L_WARDA_8_1Y | South
[33 empty] | 7314 | L_SMITHV8_1Y | South
[33 empty] | 7315 | L_SMITHV9_1Y | South
[33 empty] | 7318 | L_ALCRSW8_1Y | South
[33 empty] | 7322 | L_BASTCI8_1Y | South
[33 empty] | 7323 | L_SHADGL8_1Y | South
[33 empty] | 7324 | L_BUTLER8_1Y | South
[33 empty] | 7325 | L_MENDOZ8_1Y | South
[33 empty] | 7326 | L_CAMPSW8_1Y | South
[33 empty] | 7327 | L_ELTPTU8_1Y | South
[33 empty] | 7328 | L_AUSTRO8_1Y | South
[33 empty] | 7329 | L_WEBBER8_1Y | South
[33 empty] | 7330 | L_MANOR_8_1Y | South
[33 empty] | 7331 | L_CEDAHI8_1Y | South
[33 empty] | 7333 | L_HARRBR8_1Y | South
[33 empty] | 7334 | L_MCNEIL8_1Y | South
[33 empty] | 7335 | L_HOLATA8_1Y | South
[33 empty] | 7336 | L_GILLCR8_1Y | South
[33 empty] | 7337 | L_MCNEIL9_1Y | South
[33 empty] | 7339 | L_AUSTPL8_1Y | South
[33 empty] | 7343 | L_GEORGE8_1Y | South
[33 empty] | 7345 | L_GABRIE9_1Y | South
[33 empty] | 7346 | L_GABRIE8_1Y | South
[33 empty] | 7347 | L_RIVERY8_1Y | South
[33 empty] | 7348 | L_MARBFA8_1Y | South
[33 empty] | 7350 | L_MORMMI8_1Y | South
[33 empty] | 7351 | L_MAFAPE8_1Y | South
[33 empty] | 7352 | L_LAGOVI8_1Y | South
[33 empty] | 7354 | L_MARSFO9_1Y | South
[33 empty] | 7355 | SEGOVIA9 | South
[33 empty] | 7356 | L_MARSFO8_1Y | South
[33 empty] | 7359 | L_MARSFO1N1Y | South
[33 empty] | 7360 | L_MARSFO1N2Y | South
[33 empty] | 7362 | L_MARSFO1N3Y | South
[33 empty] | 7366 | L_CHIEBR8_1Y | South
[33 empty] | 7386 | L_CAMPBO8_1Y | North
[33 empty] | 7387 | L_KUNITZ8_1Y | West
[33 empty] | 7400 | L_SUNRBE9_1Y | South
[33 empty] | 7402 | L_KINGS29_1Y | South
[33 empty] | 7404 | L_KINGS19_1Y | South
[33 empty] | 7406 | L_BLUFFT9_1Y | South
[33 empty] | 7408 | L_DOSS__9_1Y | South
[33 empty] | 7410 | L_HARPER9_1Y | South
[33 empty] | 7412 | L_LIVEOA9_1Y | South
[33 empty] | 7413 | L_GOEHTA9_1Y | South
[33 empty] | 7414 | L_GOEHLA9_1Y | South
[33 empty] | 7415 | L_FREDER9_1Y | South
[33 empty] | 7426 | L_LEAKEY9_1Y | South
[33 empty] | 7428 | L_UTOPIA9_1Y | South
[33 empty] | 7430 | L_MEDICI9_1Y | South
[33 empty] | 7432 | L_MEDILA9_1Y | South
[33 empty] | 7436 | L_PIPECR9_1Y | South
[33 empty] | 7437 | L_PIPECR8_1Y | South
[33 empty] | 7438 | L_BANDER8_1Y | South
[33 empty] | 7439 | L_BANDER9_1Y | South
[33 empty] | 7440 | L_TARPLE9_1Y | South
[33 empty] | 7441 | L_MASOCR8_1Y | South
[33 empty] | 7442 | L_TURTCR8_1Y | South
[33 empty] | 7454 | L_TEXIND8_1Y | South
[33 empty] | 7456 | L_LOP3378_1Y | South
[33 empty] | 7458 | L_GPI___8_1Y | South
[33 empty] | 7459 | L_GPISWI8_1Y | South
[33 empty] | 7460 | L_SHERPO8_1Y | South
[33 empty] | 7461 | L_WEIDER8_1Y | South
[33 empty] | 7462 | L_FREIHE8_1Y | South
[33 empty] | 7474 | L_GRANMO8_1Y | South
[33 empty] | 7476 | L_PALEFA8_1Y | South
[33 empty] | 7477 | L_PALEPE8_1Y | South
[33 empty] | 7478 | L_PHJOCI8_1Y | South
[33 empty] | 7479 | L_MILLER8_1Y | South
[33 empty] | 7480 | L_MOUNTO9_1Y | South
[33 empty] | 7482 | L_BLANCO9_1Y | South
[33 empty] | 7484 | L_DEVIHI9_1Y | South
[33 empty] | 7487 | L_CANYHY8_1Y | South
[33 empty] | 7488 | L_SATTLE8_1Y | South
[33 empty] | 7490 | L_CRANMI8_1Y | South
[33 empty] | 7491 | L_HUNTER8_1Y | South
[33 empty] | 7492 | L_FISCHE8_1Y | South
[33 empty] | 7493 | L_DEVIHI8_1Y | South
[33 empty] | 7496 | L_WIMBER8_1Y | South
[33 empty] | 7498 | L_BUDA__8_1Y | South
[33 empty] | 7499 | L_BUDA__9_1Y | South
[33 empty] | 7500 | L_TURNER8_1Y | South
[33 empty] | 7501 | L_GOFORT8_1Y | South
[33 empty] | 7502 | L_KYLE__8_1Y | South
[33 empty] | 7504 | L_MANCHA8_1Y | South
[33 empty] | 7506 | L_CEDAVA8_1Y | South
[33 empty] | 7507 | L_FRIEND8_1Y | South
[33 empty] | 7508 | L_CENTEX9_1Y | South
[33 empty] | 7509 | L_RUTHER8_1Y | South
[33 empty] | 7510 | L_MILRCR9_1Y | South
[33 empty] | 7512 | L_DRIPSP8_1Y | South
[33 empty] | 7513 | L_HENLY_8_1Y | South
[33 empty] | 7514 | L_BLANTA9_1Y | South
[33 empty] | 7515 | L_ROHR__8_1Y | South
[33 empty] | 7516 | L_JOHNCI9_1Y | South
[33 empty] | 7518 | L_FAIRLA8_1Y | South
[33 empty] | 7520 | L_BERTRA9_1Y | South
[33 empty] | 7521 | L_ANDICE9_1Y | South
[33 empty] | 7522 | L_ANDICE_1Y | South
[33 empty] | 7523 | L_GLASSC8_1Y | South
[33 empty] | 7524 | L_SEWARD8_1Y | South
[33 empty] | 7525 | L_LEANDE8_1Y | South
[33 empty] | 7526 | L_NAMELE8_1Y | South
[33 empty] | 7527 | L_BLOCKH8_1Y | South
[33 empty] | 7528 | GEOREA13 | South
[33 empty] | 7529 | L_WHITES8_1Y | South
[33 empty] | 7530 | L_KENTST8_1Y | South
[33 empty] | 7531 | L_BUTTER8_1Y | South
[33 empty] | 7532 | L_GEORSO8_1Y | South
[33 empty] | 7533 | L_BALCON8_1Y | South
[33 empty] | 7534 | L_AVERRA8_1Y | South
[33 empty] | 7538 | L_LAKEWA8_1Y | South
[33 empty] | 7540 | L_BEECRE8_1Y | South
[33 empty] | 7542 | L_SPICEW8_1Y | South
[33 empty] | 7545 | L_HIGH326_1Y | South
[33 empty] | 7546 | L_HIGH328_1Y | South
[33 empty] | 7554 | L_MARTIN9_1Y | South
[33 empty] | 7555 | L_BASTWE8_1Y | South
[33 empty] | 7556 | L_BLUEBO8_1Y | South
[33 empty] | 7557 | L_NEROTA9_1Y | South
[33 empty] | 7558 | L_NEWROS9_1Y | South
[33 empty] | 7559 | L_NEROPU9_1Y | South
[33 empty] | 7560 | L_REDROC8_1Y | South
[33 empty] | 7564 | L_GUYBUR8_1Y | South
[33 empty] | 7565 | L_MILLCR8_1Y | South
[33 empty] | 7566 | L_MILLCR9_1Y | South
[33 empty] | 7567 | L_DEANVI8_1Y | South
[33 empty] | 7568 | L_BURTON9_1Y | South
[33 empty] | 7570 | L_SANDHI8_1Y | South
[33 empty] | 7571 | L_LEXING8_1Y | South
[33 empty] | 7572 | L_GAYHIL8_1Y | South
[33 empty] | 7573 | L_LYONS_8_1Y | South
[33 empty] | 7574 | L_CHAPHI8_1Y | South
[33 empty] | 7576 | L_HILBIG8_1Y | South
[33 empty] | 7577 | L_WELCOM8_1Y | South
[33 empty] | 7586 | L_HALLGV9_1Y | South
[33 empty] | 7588 | L_MOULGV9_1Y | South
[33 empty] | 7590 | L_SHINGV9_1Y | South
[33 empty] | 7592 | L_GONZGV9_1Y | South
[33 empty] | 7594 | L_OTTINE9_1Y | South
[33 empty] | 7596 | L_NASHCR9_1Y | South
[33 empty] | 7598 | L_CAPOTE8_1Y | South
[33 empty] | 7600 | L_SEGUIN9_1Y | South
[33 empty] | 7602 | L_STMEIN8_1Y | South
[33 empty] | 7604 | L_GERONI8_1Y | South
[33 empty] | 7605 | L_MCQUEE9_1Y | South
[33 empty] | 7606 | L_MCQUEE8_1Y | South
[33 empty] | 7608 | L_CIBOLO8_1Y | South
[33 empty] | 7609 | L_SCHUMA8_1Y | South
[33 empty] | 7610 | L_SCHERT8_1Y | South
[33 empty] | 7611 | L_PARKWA8_1Y | South
[33 empty] | 7612 | L_NEWBER8_1Y | South
[33 empty] | 7613 | L_OLMOS_8_1Y | South
[33 empty] | 7614 | L_LAVERN9_1Y | South
[33 empty] | 7615 | L_WILSON8_1Y | South
[33 empty] | 7616 | L_NIXOGV9_1Y | South
[33 empty] | 7617 | L_NIXON19_1Y | South
[33 empty] | 7618 | L_SMILGO9_1Y | South
[33 empty] | 7619 | L_OLMOS_9_1Y | South
[33 empty] | 7620 | L_SMILEY9_1Y | South
[33 empty] | 7622 | L_COST__9_1Y | South
[33 empty] | 7624 | L_LAKEWO9_1Y | South
[33 empty] | 7625 | L_LAKETA9_1Y | South
[33 empty] | 7626 | L_GONZAL9_1Y | South
[33 empty] | 7636 | L_COLORA9_1Y | South
[33 empty] | 7638 | L_SHELPL9_1Y | South
[33 empty] | 7639 | L_SHERID9_1Y | South
[33 empty] | 7640 | L_ROCKIS9_1Y | South
[33 empty] | 7642 | L_SBBETA9_1Y | South
[33 empty] | 7644 | L_THORSW9_1Y | South
[33 empty] | 7646 | L_THOTA19_1Y | South
[33 empty] | 7648 | L_PARKBR9_1Y | South
[33 empty] | 7650 | L_THOTA29_1Y | South
[33 empty] | 7654 | L_BERNAR9_1Y | South
[33 empty] | 7656 | L_BELLSB9_1Y | South
[33 empty] | 7658 | L_BETASB9_1Y | South
[33 empty] | 7660 | L_QUANSW9_1Y | South
[33 empty] | 7662 | L_QUANEX9_1Y | South
[33 empty] | 7663 | L_MECRTA8_1Y | South
[33 empty] | 7664 | L_SUNNYS9_1Y | South
[33 empty] | 7665 | L_MENGCR8_1Y | South
[33 empty] | 7666 | L_PRAIVI9_1Y | South
[33 empty] | 7668 | L_PRAIVI8_1Y | South
[33 empty] | 7670 | L_SEAWAY8_1Y | South
[33 empty] | 7671 | L_MACEDO8_1Y | Houston
[33 empty] | 7672 | L_ESCARP8_1Y | South
[33 empty] | 7680 | L_CLEASP8_1Y | South
[33 empty] | 7800 | L_GUADGE1_1Y | South
[33 empty] | 7801 | L_GUADGE1_2Y | South
[33 empty] | 7802 | L_GUADGE1_3Y | South
[33 empty] | 7803 | L_GUADGE1_4Y | South
[33 empty] | 7804 | L_GUADGE1_5Y | South
[33 empty] | 7805 | L_GUADGE1_6Y | South
[33 empty] | 7807 | L_BASTEN1_1Y | South
[33 empty] | 7808 | L_BASTEN1_2Y | South
[33 empty] | 7809 | L_BASTEN1_3Y | South
[33 empty] | 7810 | L_RIONOG1G1Y | South
[33 empty] | 7811 | L_RIONOG1G2Y | South
[33 empty] | 7812 | L_RIONOG1G3Y | South
[33 empty] | 7813 | L_RIONOG1S1Y | South
[33 empty] | 8032 | AMISTADHYD1 | South
[33 empty] | 8033 | AMISTADHYD2 | South
[33 empty] | 8048 | FALCONHYDRO1 | South
[33 empty] | 8062 | NBRE#1 | South
[33 empty] | 8063 | NBRE#2 | South
[33 empty] | 8064 | NBRE#3 | South
[33 empty] | 8066 | DUP1V#1 | South
[33 empty] | 8100 | EL_CAMPO2A | South
[33 empty] | 8102 | EL_CAMPO4A | South
[33 empty] | 8104 | LANCTYPM4A | Houston
[33 empty] | 8105 | EAGLE_LK2A | South
[33 empty] | 8106 | ALTAIR2A | South
[33 empty] | 8107 | TCC-GLN2 | South
[33 empty] | 8109 | TCC-GLN4 | South
[33 empty] | 8111 | COLUMBUS2A | South
[33 empty] | 8113 | BAY_CITY4A | Houston
[33 empty] | 8114 | CONOCO4A | Houston
[33 empty] | 8115 | WADSWORT4A | Houston
[33 empty] | 8116 | CELANEBC4A | Houston
[33 empty] | 8117 | GANADO4A | South
[33 empty] | 8118 | EDNA4A | South
[33 empty] | 8119 | BLESSING2A | South
[33 empty] | 8121 | BLESSING | South
[33 empty] | 8123 | BLESSNG6 | South
[33 empty] | 8125 | LOLITA4A | South
[33 empty] | 8126 | FORMOSA4A | South
[33 empty] | 8127 | LAN_CTY4A | Houston
[33 empty] | 8131 | PALACIOS2A | South
[33 empty] | 8132 | P.CMFT 2 | South
[33 empty] | 8133 | BROOKHOL2A | South
[33 empty] | 8134 | FOR #1 | South
[33 empty] | 8135 | P_LAVACA2A | South
[33 empty] | 8136 | PLACEDO2A | South
[33 empty] | 8137 | ALCOA 4 | South
[33 empty] | 8138 | FOR #2 | South
[33 empty] | 8139 | JOS #1 | South
[33 empty] | 8140 | JOSLIN4A | South
[33 empty] | 8141 | GOHLKE4A | South
[33 empty] | 8143 | V_DUPSW4A | South
[33 empty] | 8144 | AIRCO44A | South
[33 empty] | 8145 | VISTRON4A | South
[33 empty] | 8146 | BIGTRE4A | South
[33 empty] | 8147 | UCAR #2 | South
[33 empty] | 8148 | UCAR #1 | South
[33 empty] | 8149 | NCARBIDE2A | South
[33 empty] | 8152 | NCARBIDE4A | South
[33 empty] | 8153 | FOR #3 | South
[33 empty] | 8154 | FOR #4 | South
[33 empty] | 8155 | FOR #5 | South
[33 empty] | 8156 | FOR #6 | South
[33 empty] | 8157 | FOR #7 | South
[33 empty] | 8159 | GREENLK2A | South
[33 empty] | 8160 | CC1TERT | South
[33 empty] | 8161 | COLETO0A | South
[33 empty] | 8162 | COLETO4A | South
[33 empty] | 8164 | COLETO7A | South
[33 empty] | 8165 | COLETSTR | South
[33 empty] | 8166 | CSABLK2A | South
[33 empty] | 8167 | GEWST4A | South
[33 empty] | 8168 | COLETSTR | South
[33 empty] | 8169 | VICTORIA2A | South
[33 empty] | 8172 | VICTORIA | South
[33 empty] | 8173 | VICEC51A | South
[33 empty] | 8174 | VICEC61A | South
[33 empty] | 8177 | MAGRUDER2A | South
[33 empty] | 8178 | N_VICT2A | South
[33 empty] | 8179 | FOSTER_T2A | South
[33 empty] | 8180 | FOSTER2A | South
[33 empty] | 8181 | CC2TERT | South
[33 empty] | 8182 | LEARY_LN2A | South
[33 empty] | 8183 | THOMASTN4A | South
[33 empty] | 8184 | KENEDYSW2A | South
[33 empty] | 8185 | MAGRUSTR | South
[33 empty] | 8186 | KENEDYSW4A | South
[33 empty] | 8188 | KENEDY2A | South
[33 empty] | 8189 | CUECPL2A | South
[33 empty] | 8190 | C.LCRA 2 | South
[33 empty] | 8192 | CUELCA4A | South
[33 empty] | 8194 | MGRUDR4 | South
[33 empty] | 8195 | DARST_CR2A | South
[33 empty] | 8198 | BEEVILLE2A | South
[33 empty] | 8199 | LULNG M4 | South
[33 empty] | 8200 | PLEASANT2A | South
[33 empty] | 8203 | PLEASANT4A | South
[33 empty] | 8206 | CHARLOTT2A | South
[33 empty] | 8208 | DILLEY22A | South
[33 empty] | 8210 | DILLEYSW2A | South
[33 empty] | 8212 | DILLEYSW | South
[33 empty] | 8216 | PEARSAL2 | South
[33 empty] | 8218 | BIG_FOOT2A | South
[33 empty] | 8221 | BIG_FOOT4A | South
[33 empty] | 8223 | DEVINE2A | South
[33 empty] | 8225 | MOORE4A | South
[33 empty] | 8229 | BATSVL4 | South
[33 empty] | 8231 | UVALDE2A | South
[33 empty] | 8234 | UVALDE4A | South
[33 empty] | 8235 | ROCK_ATL2A | South
[33 empty] | 8236 | W_BATESV4A | South
[33 empty] | 8237 | KIMBLE2A | South
[33 empty] | 8238 | ROCKSPRS2A | South
[33 empty] | 8239 | FRIR2A | West
[33 empty] | 8242 | CRYSTAL2A | South
[33 empty] | 8243 | TURTLCR2 | South
[33 empty] | 8244 | CARRIZO2A | South
[33 empty] | 8246 | ASPHALT4A | South
[33 empty] | 8252 | BRACKVL4 | South
[33 empty] | 8253 | HAMILTON2A | South
[33 empty] | 8255 | HAMILTN4 | South
[33 empty] | 8257 | HAMIL_P4 | South
[33 empty] | 8258 | AMISTAD4 | South
[33 empty] | 8259 | CAUTHORN | West
[33 empty] | 8260 | ESCONDID4A | South
[33 empty] | 8262 | ELPS | South
[33 empty] | 8263 | EPASS H4 | South
[33 empty] | 8264 | EP.H TP4 | South
[33 empty] | 8270 | EAGLE_PS4A | South
[33 empty] | 8273 | PUEBLO4A | South
[33 empty] | 8274 | W_CONOCO4A | South
[33 empty] | 8280 | ASHERTON2A | South
[33 empty] | 8283 | ASHERTON4A | South
[33 empty] | 8285 | LAR #1 | South
[33 empty] | 8287 | LAR #2 | South
[33 empty] | 8288 | LAR #3 | South
[33 empty] | 8290 | LAREDO2A | South
[33 empty] | 8293 | LAREDO4A | South
[33 empty] | 8295 | WORMSER4A | South
[33 empty] | 8297 | BRUNI44A | South
[33 empty] | 8299 | ZAPATA4A | South
[33 empty] | 8300 | RAYVILE2 | South
[33 empty] | 8302 | RAYVILE4 | South
[33 empty] | 8310 | LAPALM 2 | South
[33 empty] | 8314 | LAPALM 4 | South
[33 empty] | 8317 | LAPALM 6 | South
[33 empty] | 8318 | RIOHONDO7A | South
[33 empty] | 8319 | RIOHONDO | South
[33 empty] | 8320 | W HGN 2 | South
[33 empty] | 8321 | HGN-1 2 | South
[33 empty] | 8322 | HAINEDR4 | South
[33 empty] | 8323 | E_HARRIS2A | South
[33 empty] | 8324 | LAPALSTR | South
[33 empty] | 8325 | HARLINSW | South
[33 empty] | 8326 | RIOHOSTR | South
[33 empty] | 8327 | HARLINSW | South
[33 empty] | 8328 | LP3TERT | South
[33 empty] | 8329 | RIOHOSTR | South
[33 empty] | 8331 | BRWN CY2 | South
[33 empty] | 8332 | BRWN SW2 | South
[33 empty] | 8333 | L.FRES 4 | South
[33 empty] | 8334 | CAVAZOS2 | South
[33 empty] | 8335 | S_PADRE4A | South
[33 empty] | 8336 | RH1TERT | South
[33 empty] | 8337 | SCARBIDE | South
[33 empty] | 8338 | P.ISABL4 | South
[33 empty] | 8339 | MIL.HWY4 | South
[33 empty] | 8341 | ED1TERT | South
[33 empty] | 8347 | WESMER 4 | South
[33 empty] | 8348 | WES UNT4 | South
[33 empty] | 8354 | WESLCSW4 | South
[33 empty] | 8355 | GOODWIN4 | South
[33 empty] | 8356 | HECB 4 | South
[33 empty] | 8357 | NWESLACO4A | South
[33 empty] | 8358 | N_MERCED4A | South
[33 empty] | 8359 | SS.ROSA | South
[33 empty] | 8360 | ELSA 4 | South
[33 empty] | 8367 | WMCALN 4 | South
[33 empty] | 8368 | NMCALN 4 | South
[33 empty] | 8371 | SMCALN 4 | South
[33 empty] | 8372 | PHARR 4 | South
[33 empty] | 8373 | POLK 4 | South
[33 empty] | 8374 | SE EDNB4 | South
[33 empty] | 8377 | NEDIN2A | South
[33 empty] | 8380 | NEDIN4A | South
[33 empty] | 8383 | NEDIN7A | South
[33 empty] | 8384 | NEDINSTR | South
[33 empty] | 8387 | PALMVW 4 | South
[33 empty] | 8388 | BATES0A | South
[33 empty] | 8390 | BATES 2 | South
[33 empty] | 8391 | SHLND 4 | South
[33 empty] | 8392 | BATES 4 | South
[33 empty] | 8393 | BATES0B | South
[33 empty] | 8395 | FALCON 4 | South
[33 empty] | 8397 | GARZA 2 | South
[33 empty] | 8399 | GARZA 4 | South
[33 empty] | 8400 | THREE_RI2A | South
[33 empty] | 8403 | THREE_RI4A | South
[33 empty] | 8404 | SIGMOR4A | South
[33 empty] | 8405 | SKIDMORE2A | South
[33 empty] | 8407 | MATHIS2A | South
[33 empty] | 8408 | EDROY2A | South
[33 empty] | 8409 | GRETA2A | South
[33 empty] | 8410 | REFUGIO2A | South
[33 empty] | 8413 | SINTON2A | South
[33 empty] | 8414 | PORTLAND4A | South
[33 empty] | 8416 | RINCON2A | South
[33 empty] | 8418 | RINCON4A | South
[33 empty] | 8421 | GREGORY2A | South
[33 empty] | 8422 | I_DUPSW4A | South
[33 empty] | 8425 | INGLESID4A | South
[33 empty] | 8426 | CITGO_NO4A | South
[33 empty] | 8427 | ARANSAS2A | South
[33 empty] | 8430 | ARANSAS4A | South
[33 empty] | 8431 | LIVE_OAK2A | South
[33 empty] | 8432 | ROCKPORT2A | South
[33 empty] | 8434 | ROCKPORT4A | South
[33 empty] | 8435 | SEAWALL2A | South
[33 empty] | 8436 | PORT_A2A | South
[33 empty] | 8437 | NUECES_B0C | South
[33 empty] | 8438 | NUECES_B0B | South
[33 empty] | 8439 | NUECES_B2A | South
[33 empty] | 8441 | NUECES_B4A | South
[33 empty] | 8442 | NUECES_B0A | South
[33 empty] | 8448 | LON_HILL2A | South
[33 empty] | 8452 | LON_HILL4A | South
[33 empty] | 8455 | LON_HILL7A | South
[33 empty] | 8456 | COSW#1 | South
[33 empty] | 8457 | COSW#2 | South
[33 empty] | 8458 | B_DAVIS4A | South
[33 empty] | 8459 | B_DAVIS0B | South
[33 empty] | 8460 | B_DAVIS0A | South
[33 empty] | 8461 | KOCH_UP0A | South
[33 empty] | 8462 | LON_HSTR | South
[33 empty] | 8463 | COASTSTE2A | South
[33 empty] | 8464 | COASTAL2A | South
[33 empty] | 8465 | INDUSTRI2A | South
[33 empty] | 8466 | CANTWELL4A | South
[33 empty] | 8467 | KOCH_UP4A | South
[33 empty] | 8468 | HIWAY_92A | South
[33 empty] | 8469 | KOCH_UP2A | South
[33 empty] | 8470 | HIWAY_94A | South
[33 empty] | 8471 | LON_HSTR | South
[33 empty] | 8474 | MORRIS4A | South
[33 empty] | 8475 | JAVELINA4A | South
[33 empty] | 8476 | CITGO_W4A | South
[33 empty] | 8477 | VALERO2A | South
[33 empty] | 8478 | OXY_CC4A | South
[33 empty] | 8479 | CLARK_WD4A | South
[33 empty] | 8480 | AGAVE4 | South
[33 empty] | 8481 | KOCH_HF4A | South
[33 empty] | 8482 | WEIL_TRC4A | South
[33 empty] | 8483 | SOUTH_SI4A | South
[33 empty] | 8484 | WEST_OSO4A | South
[33 empty] | 8485 | WESTSIDE4A | South
[33 empty] | 8486 | HOLLY44A | South
[33 empty] | 8487 | AIRLINE2A | South
[33 empty] | 8490 | AIRLINE4A | South
[33 empty] | 8492 | WOOLRIDG4A | South
[33 empty] | 8493 | PHARAOH4A | South
[33 empty] | 8494 | LAGUNA2A | South
[33 empty] | 8495 | NAVAL_BS2A | South
[33 empty] | 8496 | ARCADIA4A | South
[33 empty] | 8498 | BISHOP2A | South
[33 empty] | 8499 | LH3TERT | South
[33 empty] | 8500 | ALICE2A | South
[33 empty] | 8502 | LH4TERT | South
[33 empty] | 8503 | ALICE4A | South
[33 empty] | 8505 | FREER2A | South
[33 empty] | 8506 | VAL #1 | South
[33 empty] | 8507 | VAL #2 | South
[33 empty] | 8508 | FALFUR2A | South
[33 empty] | 8510 | FALFUR4A | South
[33 empty] | 8511 | OXY_CC0A | South
[33 empty] | 8512 | STRATN 2 | South
[33 empty] | 8514 | STRATTON4A | South
[33 empty] | 8515 | ALAZAN4A | South
[33 empty] | 8516 | CELANEBI4A | South
[33 empty] | 8517 | CELANEBI0A | South
[33 empty] | 8518 | KINGSVIL4A | South
[33 empty] | 8519 | KLEBERG4A | South
[33 empty] | 8520 | STAFFORD2A | South
[33 empty] | 8523 | PRAIRPMP2A | South
[33 empty] | 8524 | P.PMP T2 | South
[33 empty] | 8526 | R.SIDET2 | South
[33 empty] | 8527 | RIVER_SD2A | South
[33 empty] | 8528 | PKR TP 2 | South
[33 empty] | 8529 | PARKER2A | South
[33 empty] | 8530 | GARWDTAP2A | South
[33 empty] | 8531 | GARWDPMP2A | South
[33 empty] | 8532 | IDEAL_TP2A | South
[33 empty] | 8533 | GARWDRLF2A | South
[33 empty] | 8534 | TXI_TP2A | South
[33 empty] | 8535 | PIONEERS2A | South
[33 empty] | 8536 | PV_TAP2A | South
[33 empty] | 8537 | IDEAL_2A | South
[33 empty] | 8538 | GARWOOD2A | South
[33 empty] | 8539 | L STR T2 | South
[33 empty] | 8541 | LONE_STR2A | South
[33 empty] | 8542 | MATTHEWS2A | South
[33 empty] | 8543 | LAKESIDP2A | South
[33 empty] | 8545 | BC-TP 2 | South
[33 empty] | 8546 | BCPMPTP2 | South
[33 empty] | 8547 | BYCTYPM12A | South
[33 empty] | 8549 | BYCTYPM32A | South
[33 empty] | 8550 | MARKHAM2A | South
[33 empty] | 8552 | MIDFLD_T2A | South
[33 empty] | 8555 | CARANCUA2A | South
[33 empty] | 8556 | CLMVL T2 | South
[33 empty] | 8557 | CLEMVILL2A | South
[33 empty] | 8558 | STP PTP4 | Houston
[33 empty] | 8559 | STP-CON4 | Houston
[33 empty] | 8560 | CNOPGT1 | South
[33 empty] | 8561 | CNOPGT2 | South
[33 empty] | 8562 | CNOPST1 | South
[33 empty] | 8563 | STPFACHL4A | Houston
[33 empty] | 8564 | DUP1-V 4 | South
[33 empty] | 8565 | DUP2-V 4 | South
[33 empty] | 8572 | WEAVERRD2A | South
[33 empty] | 8573 | RUNGE2A | South
[33 empty] | 8574 | NORDHEIM2A | South
[33 empty] | 8575 | YORKTOWN2A | South
[33 empty] | 8577 | HOCH.TP2 | South
[33 empty] | 8578 | HOCHEIM2 | South
[33 empty] | 8579 | MALONE2A | South
[33 empty] | 8580 | NIXON2A | South
[33 empty] | 8581 | MAG.TP 2 | South
[33 empty] | 8582 | NIXONLCR2A | South
[33 empty] | 8583 | MAGNOLA2 | South
[33 empty] | 8584 | CHASETAP2A | South
[33 empty] | 8585 | CHASEFLD2A | South
[33 empty] | 8586 | BERCLAIR2A | South
[33 empty] | 8587 | GOLIAD2A | South
[33 empty] | 8589 | FANNIN2A | South
[33 empty] | 8591 | OCONNER2A | South
[33 empty] | 8592 | NORMANNA2A | South
[33 empty] | 8593 | PETTUS2A | South
[33 empty] | 8598 | COY CTY2 | South
[33 empty] | 8599 | FASHING2A | South
[33 empty] | 8600 | COY_CITY2A | South
[33 empty] | 8603 | IMOGNTAP2A | South
[33 empty] | 8604 | IMOGNE 2 | South
[33 empty] | 8607 | JOURDNTN2A | South
[33 empty] | 8610 | COTULLA4A | South
[33 empty] | 8613 | BIG_WELL4A | South
[33 empty] | 8619 | ENCINAL4A | South
[33 empty] | 8622 | LYTLE22A | South
[33 empty] | 8628 | KNIPPA2A | South
[33 empty] | 8630 | SABINAL2A | South
[33 empty] | 8633 | CAMPWOOD2A | South
[33 empty] | 8635 | ZACATE4A | South
[33 empty] | 8637 | ANNA ST4 | South
[33 empty] | 8641 | SIEVISTA4A | South
[33 empty] | 8642 | WASH_ST2A | South
[33 empty] | 8643 | MINES_RD4A | South
[33 empty] | 8645 | DEL_MAR4A | South
[33 empty] | 8646 | RIO_BRAV4A | South
[33 empty] | 8647 | UNIV44A | South
[33 empty] | 8648 | GATEWAY44A | South
[33 empty] | 8649 | GATEWAE4A | South
[33 empty] | 8650 | GATEWAW4A | South
[33 empty] | 8653 | ST_NINO4A | South
[33 empty] | 8664 | HUMBPMP2 | South
[33 empty] | 8672 | LA_PRYOR2A | South
[33 empty] | 8681 | HAMILRGE2A | South
[33 empty] | 8682 | COMSTOCK2A | South
[33 empty] | 8684 | PICACHO4A | South
[33 empty] | 8686 | AMSIBWC4 | South
[33 empty] | 8688 | BUENA_VI4A | South
[33 empty] | 8690 | DEL_RIO4A | South
[33 empty] | 8692 | MAVERICK4A | South
[33 empty] | 8694 | CONOCO_L4A | South
[33 empty] | 8695 | CRESTONI4A | South
[33 empty] | 8699 | RANDADO4A | South
[33 empty] | 8700 | RAYVL1-2 | South
[33 empty] | 8702 | YTURRIASUB8 | South
[33 empty] | 8704 | LASARASUB8 | South
[33 empty] | 8705 | ERAYMNDVLSB8 | South
[33 empty] | 8708 | MONTECRISTO8 | South
[33 empty] | 8710 | SBENITO2 | South
[33 empty] | 8744 | CAUSWAY4 | South
[33 empty] | 8747 | RNGRVILLESB8 | South
[33 empty] | 8748 | RNGRVLE2 | South
[33 empty] | 8751 | RIORICO2 | South
[33 empty] | 8752 | MERRETTSUB8 | South
[33 empty] | 8753 | DOEDYNSUB8 | South
[33 empty] | 8754 | ADERHOLDSUB8 | South
[33 empty] | 8755 | GANDYSUB8 | South
[33 empty] | 8756 | LAURELESSUB8 | South
[33 empty] | 8758 | LASMILPASSB8 | South
[33 empty] | 8759 | ALBERTARDSB8 | South
[33 empty] | 8760 | H.ACRES4 | South
[33 empty] | 8762 | PHARRSUB8 | South
[33 empty] | 8763 | BURNSSUB8 | South
[33 empty] | 8764 | ERIOHONDOSB8 | South
[33 empty] | 8765 | HEIDLBRGSUB8 | South
[33 empty] | 8766 | CNTRLAVESUB8 | South
[33 empty] | 8767 | HIWAY511SUB8 | South
[33 empty] | 8768 | WESLACOSUB8 | South
[33 empty] | 8769 | VALVERDESUB8 | South
[33 empty] | 8771 | WEDINBURGSB8 | South
[33 empty] | 8772 | ALTONSUB8 | South
[33 empty] | 8773 | KEYSS4 | South
[33 empty] | 8774 | PALMHURSTSB8 | South
[33 empty] | 8778 | HILINESUB8 | South
[33 empty] | 8779 | LSEBANOSUSB8 | South
[33 empty] | 8782 | MVFAYSW | South
[33 empty] | 8783 | MCCOOKNO1SB9 | South
[33 empty] | 8785 | MCCOOKNO2SB9 | South
[33 empty] | 8786 | FAYSVILLESB9 | South
[33 empty] | 8787 | MCCOOK4A | South
[33 empty] | 8789 | SOUTHMOSTSB8 | South
[33 empty] | 8790 | RAYMONDVLTP8 | South
[33 empty] | 8792 | SIOUXSUB8 | South
[33 empty] | 8793 | RIO_GRAN4A | South
[33 empty] | 8795 | ROMATP4 | South
[33 empty] | 8796 | ROMA 4 | South
[33 empty] | 8797 | RIO_GRAN2A | South
[33 empty] | 8798 | L_GRULLA4A | South
[33 empty] | 8799 | CONTINL2 | South
[33 empty] | 8800 | TATTON2A | South
[33 empty] | 8802 | HEARD T2 | South
[33 empty] | 8803 | HEARD 2 | South
[33 empty] | 8804 | WOODSBOR2A | South
[33 empty] | 8805 | BONIVIEW2A | South
[33 empty] | 8808 | HOMEPORT4A | South
[33 empty] | 8810 | ODEM2A | South
[33 empty] | 8812 | TAFT2A | South
[33 empty] | 8814 | MID_WAYT2A | South
[33 empty] | 8815 | MIDWPUMP2A | South
[33 empty] | 8817 | I_DUPP14B | South
[33 empty] | 8818 | OXY_INGL4A | South
[33 empty] | 8819 | I_DUPP14A | South
[33 empty] | 8820 | OXY_INGL4B | South
[33 empty] | 8821 | SLUTALR4 | South
[33 empty] | 8822 | SLUBENT4 | South
[33 empty] | 8824 | RAILROAD4A | South
[33 empty] | 8832 | REYSHERW4A | South
[33 empty] | 8839 | FULTONCP2A | South
[33 empty] | 8841 | FULTONCP2B | South
[33 empty] | 8847 | MUSTANG2A | South
[33 empty] | 8856 | N_PADRE2A | South
[33 empty] | 8858 | MCKENZIE4A | South
[33 empty] | 8859 | VALERO_E2A | South
[33 empty] | 8860 | HEARN_RD2A | South
[33 empty] | 8862 | STEVENS2B | South
[33 empty] | 8864 | STEVENS2A | South
[33 empty] | 8865 | CAL_WWKS2A | South
[33 empty] | 8866 | SMITH2A | South
[33 empty] | 8867 | CUNINGWW2A | South
[33 empty] | 8868 | KARON T2 | South
[33 empty] | 8869 | KARON 2 | South
[33 empty] | 8870 | AVRYP2-2 | South
[33 empty] | 8871 | AVRYP1-2 | South
[33 empty] | 8878 | N_ELLA2A | South
[33 empty] | 8882 | CABANISS4A | South
[33 empty] | 8883 | RODD_FLD4A | South
[33 empty] | 8884 | RBSTN T2 | South
[33 empty] | 8885 | CTYOFRBSTWN9 | South
[33 empty] | 8886 | ROB_CPL2A | South
[33 empty] | 8887 | LOYOLA44 | South
[33 empty] | 8888 | BANQUETE2A | South
[33 empty] | 8889 | STADIUM2A | South
[33 empty] | 8890 | SAN_DIEG2A | South
[33 empty] | 8891 | GOVTWELL2A | South
[33 empty] | 8894 | PREMONT2A | South
[33 empty] | 8896 | RACHAL4A | South
[33 empty] | 8899 | ARMSTRON4A | South
[33 empty] | 8901 | LHEDM | South
[33 empty] | 8902 | LHRHL | South
[33 empty] | 8903 | LHRHM | South
[33 empty] | 8904 | CHAS_TAP2A | South
[33 empty] | 8905 | LHEDL | South
[33 empty] | 8906 | ALAMO | South
[33 empty] | 8907 | WRBRTN4 | South
[33 empty] | 8908 | MCCOLL 4 | South
[33 empty] | 8909 | NLARSWW4 | South
[33 empty] | 8911 | BLKBYU4A | South
[33 empty] | 8912 | MEDIOCR4A | South
[33 empty] | 8914 | COFEPRT4 | South
[33 empty] | 8917 | SUNCHSE4 | South
[33 empty] | 8918 | MILO4A | South
[33 empty] | 8923 | GARCEN 4 | South
[33 empty] | 8924 | B_GRAVEL2A | South
[33 empty] | 8925 | LGE4A | South
[33 empty] | 8926 | LGE_GT10A | South
[33 empty] | 8927 | LGE_GT20A | South
[33 empty] | 8928 | LGE_STG0A | South
[33 empty] | 8930 | ICPGN10A | South
[33 empty] | 8931 | ICPGN20A | South
[33 empty] | 8932 | ICPGN30A | South
[33 empty] | 8933 | FGNTS001 | South
[33 empty] | 8934 | FGNTS101 | South
[33 empty] | 8935 | FGNTS201 | South
[33 empty] | 8936 | MVGN#1 | South
[33 empty] | 8937 | MVGN#2 | South
[33 empty] | 8938 | MVGN#3 | South
[33 empty] | 8949 | STEWART2 | South
[33 empty] | 8950 | OLMITO4 | South
[33 empty] | 8951 | STEWART4 | South
[33 empty] | 8952 | HARBOR4 | South
[33 empty] | 8956 | WHITEPT 6 | South
[33 empty] | 8957 | MECLOPN4 | South
[33 empty] | 8958 | MECBRUTP | South
[33 empty] | 8959 | AIR_LIQC2A | South
[33 empty] | 8960 | WHITEPT2A | South
[33 empty] | 8961 | WHITEPT4A | South
[33 empty] | 8963 | HEC 4 | South
[33 empty] | 8968 | INGLCOSW4A | South
[33 empty] | 8969 | MVGN#1 | South
[33 empty] | 8970 | MVGN#2 | South
[33 empty] | 8971 | MVGN#3 | South
[33 empty] | 8978 | AIR_LIQS4A | South
[33 empty] | 8979 | AIR_LIQI4A | South
[33 empty] | 8980 | FRONT | South
[33 empty] | 8981 | HECN1 | South
[33 empty] | 8982 | HECN2 | South
[33 empty] | 8983 | HECN3 | South
[33 empty] | 8984 | MARKHMTP | South
[33 empty] | 8985 | S_YGANCI4A | South
[33 empty] | 8997 | FRTTS001 | South
[33 empty] | 8998 | FRTTS101 | South
[33 empty] | 8999 | FRTTS201 | South
[33 empty] | 9000 | DECKR_G1 | South
[33 empty] | 9001 | DECKR_G2 | South
[33 empty] | 9002 | DECKR_G3 | South
[33 empty] | 9003 | DECKR_G4 | South
[33 empty] | 9004 | DECKR_G5 | South
[33 empty] | 9005 | DECKR_G6 | South
[33 empty] | 9016 | SANDH_G1 | South
[33 empty] | 9017 | SANDH_G2 | South
[33 empty] | 9018 | SANDH_G3 | South
[33 empty] | 9019 | SANDH_G4 | South
[33 empty] | 9020 | SANDHG5A | South
[33 empty] | 9021 | SANDHG5C | South
[33 empty] | 9025 | HP_STATC | South
[33 empty] | 9040 | AUSTROP | South
[33 empty] | 9041 | LOSTPN34 | South
[33 empty] | 9071 | GARFIELD | South
[33 empty] | 9073 | HOLMAN | South
[33 empty] | 9074 | LYTTON34 | South
[33 empty] | 9075 | LYTTON13 | South
[33 empty] | 9076 | MCNEILW | South
[33 empty] | 9077 | MCNEILS | South
[33 empty] | 9079 | MCNEILN | South
[33 empty] | 9080 | MCNEIL | South
[33 empty] | 9118 | PE_MB2 | South
[33 empty] | 9119 | PE_MB1 | South
[33 empty] | 9120 | BURLES13 | South
[33 empty] | 9121 | BURLES69 | South
[33 empty] | 9122 | KINGSMB1 | South
[33 empty] | 9123 | KINGSDB | South
[33 empty] | 9125 | KINGSBRY | South
[33 empty] | 9128 | NORTHL13 | South
[33 empty] | 9129 | NORTHL69 | South
[33 empty] | 9130 | NL_TERTY | South
[33 empty] | 9131 | NORTHSTR | South
[33 empty] | 9132 | SEAHM8 | South
[33 empty] | 9139 | AUSTNDAM | South
[33 empty] | 9147 | HICRSMB2 | South
[33 empty] | 9148 | HICRSMB1 | South
[33 empty] | 9151 | AMD | South
[33 empty] | 9155 | ANGUSVAL | South
[33 empty] | 9158 | BARTON | South
[33 empty] | 9160 | BEECREEK | South
[33 empty] | 9163 | BERGSTRM | South
[33 empty] | 9164 | METCENTR | South
[33 empty] | 9166 | BRACK | South
[33 empty] | 9169 | BRODIE | South
[33 empty] | 9171 | CAMERON | South
[33 empty] | 9175 | CARSON | South
[33 empty] | 9179 | CARDINAL | South
[33 empty] | 9183 | COMMONFD | South
[33 empty] | 9184 | DAFFIN_G | South
[33 empty] | 9187 | DECK_MB1 | South
[33 empty] | 9188 | DECK_MB3 | South
[33 empty] | 9190 | TECHRIDG | South
[33 empty] | 9193 | DESSAU | South
[33 empty] | 9196 | ED_BLUE | South
[33 empty] | 9199 | FISKVILL | South
[33 empty] | 9200 | GROVE | South
[33 empty] | 9202 | HAMILMB2 | South
[33 empty] | 9203 | HAMILMB1 | South
[33 empty] | 9204 | HARRIS | South
[33 empty] | 9207 | HIDDENVL | South
[33 empty] | 9212 | HOLLYMB1 | South
[33 empty] | 9213 | HOLLYMB2 | South
[33 empty] | 9214 | HOLLYMB3 | South
[33 empty] | 9215 | HOLLYMB4 | South
[33 empty] | 9216 | SANDHSYD | South
[33 empty] | 9217 | HOWARDLN | South
[33 empty] | 9220 | JETT | South
[33 empty] | 9223 | JOLLYVIL | South
[33 empty] | 9225 | JUSTINLN | South
[33 empty] | 9227 | KOENIG | South
[33 empty] | 9228 | LAKESHOR | South
[33 empty] | 9235 | LAKEWAY | South
[33 empty] | 9238 | MAGPLANT | South
[33 empty] | 9244 | FIESTA | South
[33 empty] | 9245 | NORTHWES | South
[33 empty] | 9247 | OAKHILL | South
[33 empty] | 9251 | ONION_CK | South
[33 empty] | 9253 | PATTONLN | South
[33 empty] | 9257 | PEDERNAL | South
[33 empty] | 9259 | PILOT_KB | South
[33 empty] | 9260 | RIVERPLS | South
[33 empty] | 9263 | SALEMWLK | South
[33 empty] | 9267 | SLAUGHTR | South
[33 empty] | 9269 | CENTAUS | South
[33 empty] | 9271 | SPRINKLE | South
[33 empty] | 9275 | STECK | South
[33 empty] | 9279 | SUMMITN | South
[33 empty] | 9280 | SUMMITS | South
[33 empty] | 9282 | TRADPOST | South
[33 empty] | 9283 | UTBALC | South
[33 empty] | 9284 | WALNUTCK | South
[33 empty] | 9285 | VEGA | South
[33 empty] | 9286 | WARREN | South
[33 empty] | 9288 | WELLSBR | South
[33 empty] | 9291 | WHELESS | South
[33 empty] | 9295 | WILIAMSN | South
[33 empty] | 9400 | ACKEYLYN_8 | West
[33 empty] | 9402 | ARVANA_8 | West
[33 empty] | 9404 | GAILPT_8 | West
[33 empty] | 9406 | KEYSW_8 | West
[33 empty] | 9408 | NORTLAME_8 | West
[33 empty] | 9410 | PUNKING_8 | West
[33 empty] | 9412 | SLAMESA_8 | West
[33 empty] | 9414 | WELCH_9 | West
[33 empty] | 9416 | WLAMESA_9 | West
[33 empty] | 9451 | NOLANW_9 | West
[33 empty] | 9453 | SWEETH20_9 | West
[33 empty] | 9471 | SOHERMIG_9 | West
[33 empty] | 9491 | GOLDSCG_9 | West
[33 empty] | 11001 | NAV1CT | West
[33 empty] | 11002 | NAV1CSTR | West
[33 empty] | 11009 | NAV2CT | West
[33 empty] | 11011 | NAV3ST | West
[33 empty] | 11012 | NAV4CT | West
[33 empty] | 11013 | NAV5CT | West
[33 empty] | 11014 | NAV6ST | West
[33 empty] | 11016 | QUAILSW_5 | West
[33 empty] | 11017 | NAVTAP_5 | West
[33 empty] | 11020 | TIEHVSG_1G | West
[33 empty] | 11021 | TIEHVCG_1G | West
[33 empty] | 11022 | TIEHVCG_2G | West
[33 empty] | 11023 | TIEHVCG_3G | West
[33 empty] | 11024 | TIEHVCG_4G | West
[33 empty] | 11025 | TIEHVSG_2G | West
[33 empty] | 11690 | KIOWA_5 | North
[33 empty] | 11691 | KMICHICT1_G | North
[33 empty] | 11692 | KMICHICT2_G | North
[33 empty] | 11693 | KMICHIST3_G | North
[33 empty] | 11694 | KMICHICT4_G | North
[33 empty] | 11695 | KMICHICT5_G | North
[33 empty] | 11696 | KMICHIST6_G | North
[33 empty] | 11697 | KIOWAPP_5 | North
[33 empty] | 11901 | BRITNRD1_5 | North
[33 empty] | 12021 | GV_360_1_8 | North
[33 empty] | 12022 | GV_360_2_8 | North
[33 empty] | 12026 | CLYVIL1_8 | North
[33 empty] | 12028 | CLYVIL2_8 | North
[33 empty] | 12033 | HRTAG1_T8 | North
[33 empty] | 12034 | HRTAG2_T8 | North
[33 empty] | 12036 | KEL_MAG2_8 | North
[33 empty] | 12051 | BD_WDSN1_8 | North
[33 empty] | 12052 | BD_WDSN2_8 | North
[33 empty] | 12065 | EGLMTLAK_P8 | North
[33 empty] | 12094 | GEN_DYN2_9 | North
[33 empty] | 12313 | ASHGRVE_8 | North
[33 empty] | 12322 | ENNSTRAC_1G | North
[33 empty] | 12323 | ENNSTRAC_2G | North
[33 empty] | 12410 | FPLEFRB1_5 | North
[33 empty] | 12411 | FPLEFR1A_G | North
[33 empty] | 12412 | FPLEFR1B_G | North
[33 empty] | 12413 | FPLEFR1C_G | North
[33 empty] | 12414 | FPLEFR1S_G | North
[33 empty] | 12420 | FPLEFRB2_5 | North
[33 empty] | 12421 | FPLEFR2A_G | North
[33 empty] | 12422 | FPLEFR2B_G | North
[33 empty] | 12423 | FPLEFR2C_G | North
[33 empty] | 12424 | FPLEFR2S_G | North
[33 empty] | 12425 | DESPKV2_8 | North
[33 empty] | 12440 | PARKD_1SVC8 | North
[33 empty] | 12441 | PARKD_1EN8 | North
[33 empty] | 12442 | PARKD_2EN8 | North
[33 empty] | 12443 | PARKD_3EN8 | North
[33 empty] | 12448 | PARKD_2T8 | North
[33 empty] | 12449 | PARKD_2SVC8 | North
[33 empty] | 12672 | TWINSTAR2_8 | North
[33 empty] | 13116 | TGATEWAY_1G | North
[33 empty] | 13117 | TGATEWAY_2G | North
[33 empty] | 13118 | TGATEWAY_3G | North
[33 empty] | 13119 | TGATEWAY_4G | North
[33 empty] | 13131 | CALFREST_1G | North
[33 empty] | 13132 | CALFREST_2G | North
[33 empty] | 13133 | CALFREST_3G | North
[33 empty] | 13134 | CALFREST_4G | North
[33 empty] | 13135 | CALFREST_5G | North
[33 empty] | 13136 | CALFREST_6G | North
[33 empty] | 13426 | KILELMR1_T_8 | South
[33 empty] | 13429 | SAND_TXU_5 | South
[33 empty] | 13430 | SAND_TXU_8 | South
[33 empty] | 13431 | SANDTXUP_8 | South
[33 empty] | 13432 | SANDOW_5G | South
[33 empty] | 13591 | COTTONB_T_8 | North
[33 empty] | 13610 | BELTONSW1_8 | South
[33 empty] | 13620 | KILCLARRD_8 | South
[33 empty] | 13662 | TEMPELMC__8 | South
[33 empty] | 13681 | REED_M1_8 | North
[33 empty] | 32000 | CSST | North
[33 empty] | 32001 | CSPT | North
[33 empty] | 32002 | CSSV | North
[33 empty] | 32003 | CSGP | North
[33 empty] | 32004 | CSSC | North
[33 empty] | 32005 | DOWLNGRD | North
[33 empty] | 32798 | BRYN_TAMUGEN | North
[33 empty] | 32799 | BRYN_TAMU | North
[33 empty] | 32858 | BRYN_BCR_TAP | North
[33 empty] | 32859 | BRYN_JK_CRK | North
[33 empty] | 32862 | BRYN_ATK138 | North
[33 empty] | 32864 | BRYN_ATK69 | North
[33 empty] | 32865 | BRYN_SNOOK | North
[33 empty] | 32866 | BRYN_STEELE | North
[33 empty] | 32867 | BRYN_ATKIN14 | North
[33 empty] | 32868 | BRYN_ANNEX | North
[33 empty] | 32869 | BRYN_NORTH | North
[33 empty] | 32870 | BRYN_TABOR69 | North
[33 empty] | 32871 | BRYN_BUSPARK | North
[33 empty] | 32872 | BRYN_NALL | North
[33 empty] | 32873 | BRYN_SHADY | North
[33 empty] | 32874 | BRYN_EAST69 | North
[33 empty] | 32875 | BRYN_DSBY69 | North
[33 empty] | 32876 | BRYN_IP | North
[33 empty] | 32877 | BRYN_BRCREST | North
[33 empty] | 32878 | BRYN_GRNPRAI | North
[33 empty] | 32879 | BRYN_STPHLLW | North
[33 empty] | 32880 | BRYN_SOUTH | North
[33 empty] | 32881 | BRYN_KURTEN | North
[33 empty] | 32882 | BRYN_TABR138 | North
[33 empty] | 32883 | BRYN_DNSBY3 | North
[33 empty] | 32884 | BRYN_DNSBY13 | North
[33 empty] | 32885 | BRYN_GRPR69 | North
[33 empty] | 32886 | BRYN_ATKINS3 | North
[33 empty] | 32887 | BRYN_ATKINS6 | North
[33 empty] | 32888 | BRYN_ATKINS7 | North
[33 empty] | 32889 | BRYN_MILLICN | North
[33 empty] | 32890 | BRYN_ATKINS4 | North
[33 empty] | 32891 | BRYN_ATKINS5 | North
[33 empty] | 32892 | BRYN_DNSBY14 | North
[33 empty] | 32893 | BRYN_SWTCH | North
[33 empty] | 32894 | BRYN_BOWIE | North
[33 empty] | 32896 | BRYN_EAST138 | North
[33 empty] | 32897 | BRYN_DSBY138 | North
[33 empty] | 36998 | RDCNYNG1 | West
[33 empty] | 36999 | RDCANYON | West
[33 empty] | 37010 | TNLAKEPNTE1 | North
[33 empty] | 37011 | TNBIOENRGY1 | North
[33 empty] | 37030 | TNJONES_ST1 | North
[33 empty] | 37050 | TNHIGHLAND1 | North
[33 empty] | 37060 | TNLWVLWEST1 | North
[33 empty] | 37080 | TNLWVLTI__1 | North
[33 empty] | 37100 | TNLWVLSTH_1 | North
[33 empty] | 37120 | TNKRUGRVLE1 | North
[33 empty] | 37140 | TNBELLS___0 | North
[33 empty] | 37160 | TNWHITEWRT0 | North
[33 empty] | 37180 | TNFRNTRTAP0 | North
[33 empty] | 37190 | TNFRONTIER0 | North
[33 empty] | 37200 | TNTRENTON_0 | North
[33 empty] | 37220 | TNLEONARD_0 | North
[33 empty] | 37240 | TNBLUERDGE0 | North
[33 empty] | 37250 | TNLONGNECK0 | North
[33 empty] | 37260 | TNCLIMAX__1 | North
[33 empty] | 37280 | TNCLIMAX__0 | North
[33 empty] | 37290 | TNFRMRSVLE0 | North
[33 empty] | 37300 | TNEMORY___1 | North
[33 empty] | 37320 | TNTALCOWST1 | North
[33 empty] | 37340 | TNDEPORT__1 | North
[33 empty] | 37350 | TNRED_RIVR0 | North
[33 empty] | 37360 | TNLONE_OAK0 | North
[33 empty] | 37370 | TNSAINT_JO0 | North
[33 empty] | 37380 | TNNOCONA__0 | North
[33 empty] | 37390 | TNPETROLIA0 | North
[33 empty] | 37410 | TNLKWHITNY1 | North
[33 empty] | 37420 | TNLKWHITNY0 | North
[33 empty] | 37440 | TNWHITNEY_0 | North
[33 empty] | 37460 | TNOLSEN___1 | North
[33 empty] | 37470 | TNOLSEN___0 | North
[33 empty] | 37490 | TNHNDLYTAP0 | North
[33 empty] | 37500 | TNHANDLEY_0 | North
[33 empty] | 37510 | TNVLLYMILS0 | North
[33 empty] | 37520 | TNSYCAMORE0 | North
[33 empty] | 37530 | TNCORYELCO0 | North
[33 empty] | 37550 | TNGATESVL10 | North
[33 empty] | 37570 | TNGATESVL20 | North
[33 empty] | 37590 | TNJNESBORO0 | North
[33 empty] | 37600 | TNCLIFTON10 | North
[33 empty] | 37620 | TNCLFTNTAP0 | North
[33 empty] | 37630 | TNCLIFTON20 | North
[33 empty] | 37650 | TNMERDNTAP0 | North
[33 empty] | 37660 | TNMERIDIAN0 | North
[33 empty] | 37680 | TNWALNTSPR0 | North
[33 empty] | 37700 | TNGLENROSE0 | North
[33 empty] | 37705 | TNSQUAW_CR1 | North
[33 empty] | 37710 | TNTOLAR___0 | North
[33 empty] | 37740 | TNHICOTAP_0 | North
[33 empty] | 37750 | TNHICO____0 | North
[33 empty] | 37770 | TNHAMLTNCO0 | North
[33 empty] | 37790 | TNHAMILTON0 | North
[33 empty] | 37810 | TNHILL_CO_1 | North
[33 empty] | 37830 | TNOLNEY___0 | North
[33 empty] | 37850 | TNTHURBER_0 | North
[33 empty] | 37860 | TNSTHBEND_0 | North
[33 empty] | 37870 | TNGRAHAM__0 | North
[33 empty] | 37890 | TNBRYSON__0 | North
[33 empty] | 37900 | TNWINK____1 | West
[33 empty] | 37920 | TNWINK____0 | West
[33 empty] | 37940 | TNCALIFRNA0 | West
[33 empty] | 37960 | TNWNKLRCO60 | West
[33 empty] | 37980 | TNWICKETT_0 | West
[33 empty] | 38000 | TNPYOTE___0 | West
[33 empty] | 38020 | TNWORSHAM_0 | West
[33 empty] | 38040 | TNIH20____0 | West
[33 empty] | 38050 | TNSTAFBLVD0 | West
[33 empty] | 38070 | TNFLATTOP_0 | West
[33 empty] | 38090 | TNPECOS___0 | West
[33 empty] | 38120 | TNREEVSCO40 | West
[33 empty] | 38140 | TNTOYAH___0 | West
[33 empty] | 38160 | TNCOCHISE_0 | West
[33 empty] | 38180 | TNLONESTAP0 | West
[33 empty] | 38200 | TNLONESTAR0 | West
[33 empty] | 38230 | TNAAPIPELN0 | West
[33 empty] | 38250 | TNKERMIT2_0 | West
[33 empty] | 38280 | TNKERMIT1_0 | West
[33 empty] | 38290 | TNKEYSTONE0 | West
[33 empty] | 38310 | TN16TH_ST_1 | West
[33 empty] | 38320 | TN16TH_ST_0 | West
[33 empty] | 38330 | TNWDWRDTAP1 | West
[33 empty] | 38331 | TNWDWRD4__1 | West
[33 empty] | 38332 | TNWDWRDU2_8 | West
[33 empty] | 38340 | TNAIRPORT41 | West
[33 empty] | 38350 | TNFTSTKTAP0 | West
[33 empty] | 38360 | TNFTSTCKTN0 | West
[33 empty] | 38365 | TNPINON___0 | West
[33 empty] | 38370 | TNHACKBERY1 | West
[33 empty] | 38375 | TNCTYRD1011 | West
[33 empty] | 38380 | TNPUCKTTAP0 | West
[33 empty] | 38390 | TNARMDLO2_0 | West
[33 empty] | 38400 | TNSANDRSON0 | West
[33 empty] | 38420 | TNWHITEBKR0 | West
[33 empty] | 38430 | TNWHITEBKR1 | West
[33 empty] | 38435 | TNSRBNMESA1 | West
[33 empty] | 38437 | TNSRBNMESA9 | West
[33 empty] | 38440 | TNNRTHNNAT0 | West
[33 empty] | 38460 | TNPUCKTFLD0 | West
[33 empty] | 38470 | TNGOMEZ___0 | West
[33 empty] | 38490 | TNBELDING_0 | West
[33 empty] | 38500 | TNISP_____1 | Houston
[33 empty] | 38530 | TNTEJAS___1 | Houston
[33 empty] | 38560 | TNCOMANCHE1 | Houston
[33 empty] | 38570 | TNBP______1 | Houston
[33 empty] | 38575 | TNGRENBELT1 | Houston
[33 empty] | 38580 | TNBP_CGN1_8 | Houston
[33 empty] | 38590 | TNBP_CGN2_8 | Houston
[33 empty] | 38600 | TNBP_CGN3_8 | Houston
[33 empty] | 38611 | TNBPAMCG1_8 | Houston
[33 empty] | 38612 | TNBPAMCG2_8 | Houston
[33 empty] | 38613 | TNBPAMCG3_8 | Houston
[33 empty] | 38614 | TNBPAMCG4_8 | Houston
[33 empty] | 38615 | TNBPAMCG5_8 | Houston
[33 empty] | 38620 | TNAMOCO___1 | Houston
[33 empty] | 38650 | TNAMOCO___0 | Houston
[33 empty] | 38660 | TNBAYVIEW_0 | Houston
[33 empty] | 38690 | TNBP_CGN4_8 | Houston
[33 empty] | 38710 | TNCADDO___1 | Houston
[33 empty] | 38711 | TNTXCTY1CG8 | Houston
[33 empty] | 38712 | TNTXCTY2CG8 | Houston
[33 empty] | 38713 | TNTXCTY3CG8 | Houston
[33 empty] | 38714 | TNTXCTY4CG8 | Houston
[33 empty] | 38715 | TNCGNR____1 | Houston
[33 empty] | 38720 | TNAPACHE__1 | Houston
[33 empty] | 38730 | TNDOW_COGN1 | Houston
[33 empty] | 38740 | TNHEIGHTS_1 | Houston
[33 empty] | 38770 | TNHEIGHTS_0 | Houston
[33 empty] | 38820 | TNFRWYPARK1 | Houston
[33 empty] | 38850 | TNDICKNSON1 | Houston
[33 empty] | 38890 | TNSOUSHORE1 | Houston
[33 empty] | 38900 | TNNDICKNSN1 | Houston
[33 empty] | 38920 | TNLEAGCITY1 | Houston
[33 empty] | 38950 | TNMAGNOLIA1 | Houston
[33 empty] | 38980 | TNFRDSWOOD1 | Houston
[33 empty] | 38990 | TNSEMINOLE1 | Houston
[33 empty] | 39010 | TNHASTINGS1 | Houston
[33 empty] | 39015 | TNALVINTIE1 | Houston
[33 empty] | 39030 | TNALVIN___1 | Houston
[33 empty] | 39040 | TNMAINLAND1 | Houston
[33 empty] | 39070 | TNTERMINAL0 | Houston
[33 empty] | 39075 | TNCHEROKEE1 | Houston
[33 empty] | 39090 | TNMARTHNOL0 | Houston
[33 empty] | 39095 | TNCHOCTAP_0 | Houston
[33 empty] | 39096 | TNCHOCTAW_0 | Houston
[33 empty] | 39110 | TNVALERO__1 | Houston
[33 empty] | 39140 | TNTXCITYMN0 | Houston
[33 empty] | 39180 | TNSLCOGEN_0 | Houston
[33 empty] | 39190 | TNSLCGN1__8 | Houston
[33 empty] | 39200 | TNSTRLNG3_0 | Houston
[33 empty] | 39220 | TNNTHSDTAP0 | Houston
[33 empty] | 39250 | TNNORTHSDE0 | Houston
[33 empty] | 39280 | TNTXCITYWT0 | Houston
[33 empty] | 39310 | TNINTRCITY0 | Houston
[33 empty] | 39340 | TNLAMARQUE0 | Houston
[33 empty] | 39345 | TNPRXAIRTP0 | Houston
[33 empty] | 39346 | TNPRXAIR__0 | Houston
[33 empty] | 39360 | TNCARBIDE_0 | Houston
[33 empty] | 39380 | TNLINDE___0 | Houston
[33 empty] | 39400 | TNGRANTAVE0 | Houston
[33 empty] | 39410 | TNARCOPL__0 | Houston
[33 empty] | 39430 | TNLIQDCARB0 | Houston
[33 empty] | 39431 | TNTEPPCO_0 | Houston
[33 empty] | 39440 | TNMARTHNPL0 | Houston
[33 empty] | 39470 | TNDOWCGNSG8 | Houston
[33 empty] | 39480 | TNDOWCGNGG8 | Houston
[33 empty] | 39500 | TNWCOLMAIN1 | Houston
[33 empty] | 39530 | TNWCOLLOCL1 | Houston
[33 empty] | 39560 | TNANGLETON1 | Houston
[33 empty] | 39600 | TNBRAZORIA1 | Houston
[33 empty] | 39630 | TNBRAZORIA0 | Houston
[33 empty] | 39650 | TNDOW_PUMP0 | Houston
[33 empty] | 39670 | TNCLMNSTAP0 | Houston
[33 empty] | 39680 | TNCLEMENS_0 | Houston
[33 empty] | 39700 | TNSWEENY__0 | Houston
[33 empty] | 39720 | TNP662____0 | Houston
[33 empty] | 39730 | TNP663____0 | Houston
[33 empty] | 39750 | TNOLDOCEAN0 | Houston
[33 empty] | 39760 | TNSCLP1___8 | Houston
[33 empty] | 39770 | TNSCLP2___8 | Houston
[33 empty] | 39775 | TNSCLP4___8 | Houston
[33 empty] | 39790 | TNSCLP3___8 | Houston
[33 empty] | 39810 | TNHILCORP_0 | Houston
[33 empty] | 39860 | TNSCLPCOGN1 | Houston
[33 empty] | 39870 | TNPHILLPS50 | Houston
[33 empty] | 39880 | TNSCLPCOGN0 | Houston
[33 empty] | 39890 | TNPHILLPS20 | Houston
[33 empty] | 39910 | TNPHILLPS30 | Houston
[33 empty] | 39930 | TNPHLLPSOP0 | Houston
[33 empty] | 39940 | TNPHLLPSTF0 | Houston
[33 empty] | 39950 | TNTNP_ONE_3 | North
[33 empty] | 39960 | TNTNPONE_18 | North
[33 empty] | 39970 | TNTNPONE_28 | North
[33 empty] | 40000 | CEDARP__345A | Houston
[33 empty] | 40001 | CEDARP_U4 | Houston
[33 empty] | 40010 | CEDARP__138B | Houston
[33 empty] | 40011 | CEDAR03_8040 | Houston
[33 empty] | 40012 | CEDAR84_8050 | Houston
[33 empty] | 40015 | CEDARP__138C | Houston
[33 empty] | 40051 | AGRI____69X | Houston
[33 empty] | 40070 | AIRPRO__138A | Houston
[33 empty] | 40081 | ALEX_I559005 | Houston
[33 empty] | 40082 | ALEX_I169000 | Houston
[33 empty] | 40100 | ANBUSH__138A | Houston
[33 empty] | 40110 | APLIED__8030 | Houston
[33 empty] | 40111 | OPNAPD__8030 | Houston
[33 empty] | 40120 | ARITEK__138X | Houston
[33 empty] | 40130 | ATASCO__8020 | Houston
[33 empty] | 40140 | BARBUR__138A | Houston
[33 empty] | 40150 | BARHIL__138A | Houston
[33 empty] | 40155 | BENDER_86 | Houston
[33 empty] | 40160 | BTNENY__138A | Houston
[33 empty] | 40170 | BAYTWN__138C | Houston
[33 empty] | 40171 | BAYTWN888030 | Houston
[33 empty] | 40172 | BAYTWN668060 | Houston
[33 empty] | 40180 | BERTWD__138A | Houston
[33 empty] | 40190 | BIGVUE__138X | Houston
[33 empty] | 40200 | BIMONT__138X | Houston
[33 empty] | 40210 | BORDEN__8010 | Houston
[33 empty] | 40220 | BRINE___138A | Houston
[33 empty] | 40231 | BUSCH10_9000 | Houston
[33 empty] | 40232 | BUSCH38_9015 | Houston
[33 empty] | 40240 | CENTER__345A | Houston
[33 empty] | 40250 | CASTEN__9005 | Houston
[33 empty] | 40255 | CHAMBR__345A | Houston
[33 empty] | 40260 | CHAMON__8005 | Houston
[33 empty] | 40270 | CHANEL__69A | Houston
[33 empty] | 40280 | CHANLV__138J | Houston
[33 empty] | 40281 | CHANLV__138A | Houston
[33 empty] | 40282 | CCHANLV_8030 | Houston
[33 empty] | 40300 | CHEV____138X | Houston
[33 empty] | 40310 | CHOATE | Houston
[33 empty] | 40320 | CHORIN__138A | Houston
[33 empty] | 40330 | CITFIL__138A | Houston
[33 empty] | 40340 | CITIES__138X | Houston
[33 empty] | 40351 | CLINTN__8000 | Houston
[33 empty] | 40352 | CLINTN__69A | Houston
[33 empty] | 40370 | CONIAL__138X | Houston
[33 empty] | 40380 | CROSBY__69A | Houston
[33 empty] | 40390 | CROSBY__138A | Houston
[33 empty] | 40391 | CCROSBY_8040 | Houston
[33 empty] | 40392 | SVC_CROSBY | Houston
[33 empty] | 40400 | CROWN___138X | Houston
[33 empty] | 40420 | DAVSON__138A | Houston
[33 empty] | 40425 | OPNDAY__138X | Houston
[33 empty] | 40430 | DECKER__138A | Houston
[33 empty] | 40431 | CAPEMUT1 | Houston
[33 empty] | 40441 | DEERPK218000 | Houston
[33 empty] | 40442 | DEERPK968010 | Houston
[33 empty] | 40450 | DEPWTR__345A | Houston
[33 empty] | 40460 | DEPWTR__138H | Houston
[33 empty] | 40470 | DEPWTR__69E | Houston
[33 empty] | 40475 | DEUSEN__138A | Houston
[33 empty] | 40480 | DS_BAT__138A | Houston
[33 empty] | 40490 | DOWLAP__138X | Houston
[33 empty] | 40500 | EAGLE___138A | Houston
[33 empty] | 40510 | ENPROD__8000 | Houston
[33 empty] | 40520 | EPOTH___8005 | Houston
[33 empty] | 40530 | ESBELT__138A | Houston
[33 empty] | 40540 | ESFORK__138A | Houston
[33 empty] | 40550 | ETHYL___69X | Houston
[33 empty] | 40551 | ET_CLR1 | Houston
[33 empty] | 40552 | ET_CLR2 | Houston
[33 empty] | 40560 | EXPLOR__138X | Houston
[33 empty] | 40570 | EXXON___138A | Houston
[33 empty] | 40571 | EXXONSTR | Houston
[33 empty] | 40572 | EXXONSTR | Houston
[33 empty] | 40573 | EXXONSTR | Houston
[33 empty] | 40575 | EXXON | Houston
[33 empty] | 40580 | CAPEMUT5 | Houston
[33 empty] | 40590 | FDLITY__8010 | Houston
[33 empty] | 40600 | ROANS___345C | North
[33 empty] | 40610 | GALENA__138A | Houston
[33 empty] | 40611 | GALENA__69B | Houston
[33 empty] | 40612 | GALENA__138B | Houston
[33 empty] | 40620 | GLENWD__138X | Houston
[33 empty] | 40650 | GDYEAR__138A | Houston
[33 empty] | 40700 | GRNBYU__345A | Houston
[33 empty] | 40710 | GRNBYU__138A | Houston
[33 empty] | 40715 | GRNBYU__138F | Houston
[33 empty] | 40716 | GRNBYU__138C | Houston
[33 empty] | 40717 | CGRNBYU_8005 | Houston
[33 empty] | 40720 | GRNBYU__69E | Houston
[33 empty] | 40725 | GRNBYU__69F | Houston
[33 empty] | 40751 | GYPSUM__69X | Houston
[33 empty] | 40752 | GYPSUM | Houston
[33 empty] | 40770 | HACHER__138X | Houston
[33 empty] | 40780 | HADEN___138X | Houston
[33 empty] | 40790 | HANEY___138A | Houston
[33 empty] | 40800 | HARRIS__69A | Houston
[33 empty] | 40811 | HILAND088005 | Houston
[33 empty] | 40812 | HILAND439025 | Houston
[33 empty] | 40830 | HUMBLE__138F | Houston
[33 empty] | 40831 | CHUMBLE_138D | Houston
[33 empty] | 40841 | INDUST848005 | Houston
[33 empty] | 40842 | INDUST389005 | Houston
[33 empty] | 40860 | JACNTO__138A | Houston
[33 empty] | 40870 | KENNY14_8010 | Houston
[33 empty] | 40871 | KENNY03_138X | Houston
[33 empty] | 40900 | KING____345A | Houston
[33 empty] | 40911 | KING_T3_8025 | Houston
[33 empty] | 40912 | KING_T4_8020 | Houston
[33 empty] | 40930 | KINGWD__138A | Houston
[33 empty] | 40941 | LAPORT968030 | Houston
[33 empty] | 40942 | LAPORT798025 | Houston
[33 empty] | 40961 | LIBRTY038030 | Houston
[33 empty] | 40962 | LIBRTY218025 | Houston
[33 empty] | 40980 | LUBZOL__138X | Houston
[33 empty] | 40990 | LYCHEM__138A | Houston
[33 empty] | 41000 | LYDELL__138A | Houston
[33 empty] | 41010 | LYNCH___138A | Houston
[33 empty] | 41021 | LYONDL038000 | Houston
[33 empty] | 41022 | LYONDL088005 | Houston
[33 empty] | 41040 | MCDONO__69X | Houston
[33 empty] | 41050 | METALS__138X | Houston
[33 empty] | 41061 | MINING__69X | Houston
[33 empty] | 41080 | MOCHEM__69X | Houston
[33 empty] | 41090 | MOMENT__138A | Houston
[33 empty] | 41100 | MORGPT__138A | Houston
[33 empty] | 41111 | MT_BEL__138A | Houston
[33 empty] | 41112 | MT_BEL__69A | Houston
[33 empty] | 41140 | NEEDLE__69X | Houston
[33 empty] | 41150 | NEWPRT__138A | Houston
[33 empty] | 41160 | NINTH___138X | Houston
[33 empty] | 41165 | NOBEL___8010 | Houston
[33 empty] | 41171 | NORMDY778020 | Houston
[33 empty] | 41172 | NORMDY948005 | Houston
[33 empty] | 41191 | OATES08_8000 | Houston
[33 empty] | 41192 | OATES38_9005 | Houston
[33 empty] | 41205 | ORION___138X | Houston
[33 empty] | 41210 | PAIR____138A | Houston
[33 empty] | 41221 | PARKWY958005 | Houston
[33 empty] | 41222 | PARKWY948000 | Houston
[33 empty] | 41240 | JEFFER__138A | Houston
[33 empty] | 41250 | PHILIP__138A | Houston
[33 empty] | 41260 | PORT____138A | Houston
[33 empty] | 41300 | PSARCO__138A | Houston
[33 empty] | 41310 | QUANAB__138A | Houston
[33 empty] | 41330 | QUANUM__138X | Houston
[33 empty] | 41340 | REED____69X | Houston
[33 empty] | 41350 | ROHMAS__138A | Houston
[33 empty] | 41360 | ROLLEN__138A | Houston
[33 empty] | 41370 | S_CHAN__138C | Houston
[33 empty] | 41371 | CS_CHAN_8010 | Houston
[33 empty] | 41380 | S_CHAN__69A | Houston
[33 empty] | 41383 | CAPEMUT6 | Houston
[33 empty] | 41400 | S_R_B___138A | Houston
[33 empty] | 41405 | S_R_B___138C | Houston
[33 empty] | 41410 | S_R_B___69A | Houston
[33 empty] | 41415 | S_R_B___69B | Houston
[33 empty] | 41420 | S_R_B___0005 | Houston
[33 empty] | 41430 | SHELDN__345C | Houston
[33 empty] | 41450 | SHELL___138A | Houston
[33 empty] | 41480 | SOLMER__138X | Houston
[33 empty] | 41490 | STATE___138A | Houston
[33 empty] | 41500 | STRANG__138X | Houston
[33 empty] | 41510 | STRAW___8010 | Houston
[33 empty] | 41520 | SYLVAN__8005 | Houston
[33 empty] | 41530 | TAYLOR__8010 | Houston
[33 empty] | 41550 | TEXAS___9000 | Houston
[33 empty] | 41560 | TXPET___69X | Houston
[33 empty] | 41570 | TEXWAL__69X | Houston
[33 empty] | 41580 | TIDAL___138A | Houston
[33 empty] | 41590 | TRAVIS__138X | Houston
[33 empty] | 41600 | TRIBAY__138X | Houston
[33 empty] | 41610 | TRINTY__138A | Houston
[33 empty] | 41615 | CAPEMUT2 | Houston
[33 empty] | 41620 | TUCKER__138A | Houston
[33 empty] | 41631 | UNDRWD068025 | Houston
[33 empty] | 41632 | UNDRWD218030 | Houston
[33 empty] | 41651 | UVALDE088030 | Houston
[33 empty] | 41652 | UVALDE038010 | Houston
[33 empty] | 41670 | WABURN__138B | Houston
[33 empty] | 41681 | WALSVL6169A | Houston
[33 empty] | 41682 | WALSVL109040 | Houston
[33 empty] | 41700 | WARVUE__138A | Houston
[33 empty] | 41711 | WITTER948030 | Houston
[33 empty] | 41712 | WITTER218035 | Houston
[33 empty] | 42000 | P_H_R___345E | Houston
[33 empty] | 42010 | P_H_R___138A | Houston
[33 empty] | 42011 | CP_H_R__8050 | Houston
[33 empty] | 42013 | P_H_R79_138E | Houston
[33 empty] | 42014 | P_H_R96_138F | Houston
[33 empty] | 42015 | P_H_R___138C | Houston
[33 empty] | 42020 | P_H_R___8150 | Houston
[33 empty] | 42041 | ALMEDA268000 | Houston
[33 empty] | 42042 | ALMEDA07138B | Houston
[33 empty] | 42061 | ALTA_L938000 | Houston
[33 empty] | 42080 | ALVIN___69C | Houston
[33 empty] | 42090 | AMOCO___138A | Houston
[33 empty] | 42110 | ANGLTN__138A | Houston
[33 empty] | 42120 | ARMAND__138A | Houston
[33 empty] | 42130 | AVAUTO__8005 | Houston
[33 empty] | 42150 | BASF____138A | Houston
[33 empty] | 42160 | BAYOU___138A | Houston
[33 empty] | 42170 | BAYWAY__138B | Houston
[33 empty] | 42180 | BIGBAY__138A | Houston
[33 empty] | 42190 | BIPORT__138X | Houston
[33 empty] | 42195 | BOOSTR__8010 | Houston
[33 empty] | 42200 | BRYAN___69X | Houston
[33 empty] | 42210 | BRZPRT__138B | Houston
[33 empty] | 42220 | BYPARK__138B | Houston
[33 empty] | 42230 | CAPTOL__138A | Houston
[33 empty] | 42241 | CARDIF848030 | Houston
[33 empty] | 42242 | CARDIF958025 | Houston
[33 empty] | 42260 | CELNEC__138A | Houston
[33 empty] | 42271 | CHOC_B268035 | Houston
[33 empty] | 42272 | CHOC_B078030 | Houston
[33 empty] | 42291 | CLEAR95_8015 | Houston
[33 empty] | 42292 | CLEAR35_8005 | Houston
[33 empty] | 42311 | COLEGE948005 | Houston
[33 empty] | 42312 | COLEGE068000 | Houston
[33 empty] | 42330 | CW_COL__138H | Houston
[33 empty] | 42340 | DAMON___69A | Houston
[33 empty] | 42500 | DOW_____345A | Houston
[33 empty] | 42501 | DOW__STR | Houston
[33 empty] | 42502 | DOW__STR | Houston
[33 empty] | 42510 | DOW_____138B | Houston
[33 empty] | 42515 | DOW_____8005 | Houston
[33 empty] | 42550 | DROUET__138A | Houston
[33 empty] | 42551 | DROUET_TR3 | Houston
[33 empty] | 42561 | ELDORA918025 | Houston
[33 empty] | 42562 | ELDORA928030 | Houston
[33 empty] | 42581 | ELLING078000 | Houston
[33 empty] | 42582 | ELLING918005 | Houston
[33 empty] | 42600 | EXTER___69X | Houston
[33 empty] | 42610 | FAIRMT__138D | Houston
[33 empty] | 42611 | FAIRMT958000 | Houston
[33 empty] | 42612 | FAIRMT00138A | Houston
[33 empty] | 42640 | FREEPT__69A | Houston
[33 empty] | 42651 | FRIEND058030 | Houston
[33 empty] | 42652 | FRIEND048025 | Houston
[33 empty] | 42670 | GALVES__138A | Houston
[33 empty] | 42680 | GARDEN__138A | Houston
[33 empty] | 42690 | GARDEN__69A | Houston
[33 empty] | 42700 | CGARDEN_138C | Houston
[33 empty] | 42711 | GENOA95_8015 | Houston
[33 empty] | 42712 | GENOA35_8025 | Houston
[33 empty] | 42741 | GULFGT918040 | Houston
[33 empty] | 42742 | GULFGT068035 | Houston
[33 empty] | 42761 | HALL_06_8030 | Houston
[33 empty] | 42762 | HALL_91_8025 | Houston
[33 empty] | 42780 | HANNA___8010 | Houston
[33 empty] | 42790 | HIMONT__8055 | Houston
[33 empty] | 42800 | HITCOK__138A | Houston
[33 empty] | 42810 | HOFMAN__138X | Houston
[33 empty] | 42820 | HASTNG__9005 | Houston
[33 empty] | 42830 | HUNTER__138A | Houston
[33 empty] | 42841 | KEMAH95_8025 | Houston
[33 empty] | 42842 | KEMAH92_8030 | Houston
[33 empty] | 42860 | LAMARQ__69A | Houston
[33 empty] | 42861 | LAMARQ__138A | Houston
[33 empty] | 42862 | CAPEMUT3 | Houston
[33 empty] | 42870 | LIVRPL__138A | Houston
[33 empty] | 42880 | LKJACK__138A | Houston
[33 empty] | 42890 | LOMAX___138X | Houston
[33 empty] | 42900 | LUZBAY__8010 | Houston
[33 empty] | 42910 | LYNPOL__8010 | Houston
[33 empty] | 42921 | MARYCK06138A | Houston
[33 empty] | 42922 | MARYCK91138B | Houston
[33 empty] | 42940 | MONSAN__138X | Houston
[33 empty] | 42945 | MONSAN | Houston
[33 empty] | 42950 | MOODY63_138A | Houston
[33 empty] | 42951 | TERM_A__8000 | Houston
[33 empty] | 42952 | OPN_T_A_8020 | Houston
[33 empty] | 42953 | TERM_B__8010 | Houston
[33 empty] | 42955 | TRMNAL__138A | Houston
[33 empty] | 42960 | MUSTNG__138A | Houston
[33 empty] | 42970 | NASA____8040 | Houston
[33 empty] | 42981 | NASH_02_8000 | Houston
[33 empty] | 42982 | NASH_45_9000 | Houston
[33 empty] | 42985 | DYANN | Houston
[33 empty] | 43000 | NEEDVL__69A | Houston
[33 empty] | 43011 | NEWGLF048015 | Houston
[33 empty] | 43012 | NEWGLF608000 | Houston
[33 empty] | 43035 | OASIS___345A | Houston
[33 empty] | 43040 | PASDNA__8035 | Houston
[33 empty] | 43051 | PEARLD068025 | Houston
[33 empty] | 43052 | PEARLD918030 | Houston
[33 empty] | 43070 | PETSON__138A | Houston
[33 empty] | 43081 | PILGRM068000 | Houston
[33 empty] | 43082 | PILGRM078005 | Houston
[33 empty] | 43101 | PLARIS958030 | Houston
[33 empty] | 43102 | PLARIS358025 | Houston
[33 empty] | 43120 | PLEDGR__8000 | Houston
[33 empty] | 43130 | POWELL__138X | Houston
[33 empty] | 43135 | QNTANA | Houston
[33 empty] | 43140 | RETREV__69X | Houston
[33 empty] | 43150 | RIWOOD__138A | Houston
[33 empty] | 43170 | S_HOUS__9010 | Houston
[33 empty] | 43171 | S_HOUS3169A | Houston
[33 empty] | 43172 | S_HOUS138005 | Houston
[33 empty] | 43173 | S_HOUS128005 | Houston
[33 empty] | 43174 | S_HOUS2169B | Houston
[33 empty] | 43190 | S_LANE__138A | Houston
[33 empty] | 43201 | SEAWAL01138Y | Houston
[33 empty] | 43202 | SEAWAL63138X | Houston
[33 empty] | 43220 | SEAWAY__8005 | Houston
[33 empty] | 43225 | SEPTON__8015 | Houston
[33 empty] | 43230 | SHORE___138X | Houston
[33 empty] | 43240 | SINTEK__138A | Houston
[33 empty] | 43250 | SOUTH___138A | Houston
[33 empty] | 43260 | SOWYCK__8005 | Houston
[33 empty] | 43271 | SPENCR06138A | Houston
[33 empty] | 43272 | SPENCR92138B | Houston
[33 empty] | 43290 | STEWRT__138A | Houston
[33 empty] | 43300 | STRATT__138A | Houston
[33 empty] | 43310 | SURFSI__69X | Houston
[33 empty] | 43321 | TELPHN068040 | Houston
[33 empty] | 43322 | TELPHN918035 | Houston
[33 empty] | 43330 | CAVERN__8000 | Houston
[33 empty] | 43340 | TXGLF___138A | Houston
[33 empty] | 43350 | TEXWES__9010 | Houston
[33 empty] | 43355 | TIKIS___8000 | Houston
[33 empty] | 43356 | CAPEMUT4 | Houston
[33 empty] | 43360 | VLASCO__138A | Houston
[33 empty] | 43370 | VLASCO__69A | Houston
[33 empty] | 43380 | W_COL___8010 | Houston
[33 empty] | 43390 | W_COL___69A | Houston
[33 empty] | 43400 | W_GALV__138D | Houston
[33 empty] | 43410 | W_GALV__69A | Houston
[33 empty] | 43500 | WEBSTR__138D | Houston
[33 empty] | 43501 | WEBSTR93138A | Houston
[33 empty] | 43502 | WEBSTTR28105 | Houston
[33 empty] | 43503 | WEBSTR358100 | Houston
[33 empty] | 43504 | WEBSTR928105 | Houston
[33 empty] | 43507 | CWEBSTR_8080 | Houston
[33 empty] | 43510 | WEBSTR__69A | Houston
[33 empty] | 43520 | WESTBY_59 | Houston
[33 empty] | 43521 | WESTBY_48 | Houston
[33 empty] | 43570 | WHARTN__138A | Houston
[33 empty] | 44000 | W_A_P___345A | Houston
[33 empty] | 44010 | W_A_P___138A | Houston
[33 empty] | 44020 | ALIEF___138A | Houston
[33 empty] | 44031 | ARCOLA808030 | Houston
[33 empty] | 44032 | ARCOLA828025 | Houston
[33 empty] | 44051 | BARKER78138A | Houston
[33 empty] | 44052 | BARKER738025 | Houston
[33 empty] | 44070 | BG_CRK__69X | Houston
[33 empty] | 44081 | BLURIG058040 | Houston
[33 empty] | 44082 | BLURIG028045 | Houston
[33 empty] | 44100 | BRAZOS__8015 | Houston
[33 empty] | 44110 | BRISCO__9010 | Houston
[33 empty] | 44120 | BRITMR__138A | Houston
[33 empty] | 44130 | CANEY___138A | Houston
[33 empty] | 44131 | CANEY___ | Houston
[33 empty] | 44140 | CLODIN__138B | Houston
[33 empty] | 44150 | CCLODIN_138C | Houston
[33 empty] | 44160 | COLLIN__69X | Houston
[33 empty] | 44170 | CRABB___138A | Houston
[33 empty] | 44180 | DEWALT__138A | Houston
[33 empty] | 44190 | E_BERN__138B | Houston
[33 empty] | 44200 | HILLJE | Houston
[33 empty] | 44210 | ECHO_73_138A | Houston
[33 empty] | 44211 | ECHO_13_138A | Houston
[33 empty] | 44212 | ECHO_31_138B | Houston
[33 empty] | 44213 | ECHO_14_138D | Houston
[33 empty] | 44214 | ECHO_41_138C | Houston
[33 empty] | 44215 | ECHO_81_138B | Houston
[33 empty] | 44230 | FLEWLN__138A | Houston
[33 empty] | 44231 | CFLEWLN_8040 | Houston
[33 empty] | 44240 | FLEWLN__69A | Houston
[33 empty] | 44250 | FOSTER__9005 | Houston
[33 empty] | 44261 | FRANZ09_138A | Houston
[33 empty] | 44262 | FRANZ66_8015 | Houston
[33 empty] | 44280 | FTBEND__138D | Houston
[33 empty] | 44290 | FTBEND__69A | Houston
[33 empty] | 44300 | CFTBEND_8000 | Houston
[33 empty] | 44310 | HAYES___138B | Houston
[33 empty] | 44311 | HAYES24_8015 | Houston
[33 empty] | 44312 | HAYES09_138A | Houston
[33 empty] | 44341 | IMPERL80138A | Houston
[33 empty] | 44342 | IMPERL058025 | Houston
[33 empty] | 44361 | INTERM058000 | Houston
[33 empty] | 44362 | INTERM268030 | Houston
[33 empty] | 44380 | JULIFF__69X | Houston
[33 empty] | 44390 | KARSTN__138A | Houston
[33 empty] | 44400 | KARSTN__69E | Houston
[33 empty] | 44410 | CKARSTN_8000 | Houston
[33 empty] | 44421 | KATY_09_8000 | Houston
[33 empty] | 44422 | KATY_66_138A | Houston
[33 empty] | 44440 | MANVEL__69B | Houston
[33 empty] | 44450 | MASON___138A | Houston
[33 empty] | 44461 | MEMORL81138B | Houston
[33 empty] | 44462 | MEMORL738000 | Houston
[33 empty] | 44481 | MOCITY__8030 | Houston
[33 empty] | 44482 | MOCITY__8035 | Houston
[33 empty] | 44490 | MULA____138X | Houston
[33 empty] | 44500 | OBRIEN__345A | Houston
[33 empty] | 44510 | OBRIEN__138A | Houston
[33 empty] | 44511 | OBRIEN25138C | Houston
[33 empty] | 44512 | OBRIEN73138D | Houston
[33 empty] | 44540 | ORCHRD__138B | Houston
[33 empty] | 44551 | QUAIL02_138A | Houston
[33 empty] | 44552 | QUAIL26_138B | Houston
[33 empty] | 44570 | READNG__138B | Houston
[33 empty] | 44580 | RICHMN__69X | Houston
[33 empty] | 44590 | ROARK___138A | Houston
[33 empty] | 44600 | ROSHRN__138A | Houston
[33 empty] | 44610 | ROSNBG__69A | Houston
[33 empty] | 44620 | SAUER81_138B | Houston
[33 empty] | 44621 | SAUER14_138C | Houston
[33 empty] | 44622 | SAUER41_138B | Houston
[33 empty] | 44623 | SAUER23_138A | Houston
[33 empty] | 44624 | SAUER32_138D | Houston
[33 empty] | 44625 | SAUER73_138A | Houston
[33 empty] | 44626 | SAUDP81 | Houston
[33 empty] | 44627 | SAUDP73 | Houston
[33 empty] | 44640 | SEALY___8020 | Houston
[33 empty] | 44645 | SNGLTN_345 | Houston
[33 empty] | 44650 | SMTHRS__345A | Houston
[33 empty] | 44651 | SIENNA028025 | Houston
[33 empty] | 44652 | SIENNA058020 | Houston
[33 empty] | 44656 | SLRDP81 | Houston
[33 empty] | 44657 | SLRDP73 | Houston
[33 empty] | 44671 | STAFRD098005 | Houston
[33 empty] | 44672 | STAFRD058000 | Houston
[33 empty] | 44691 | TELVEW02138A | Houston
[33 empty] | 44692 | TELVEW26138B | Houston
[33 empty] | 44710 | TXINS___138A | Houston
[33 empty] | 44721 | THOMSN808000 | Houston
[33 empty] | 44722 | THOMSN828015 | Houston
[33 empty] | 44740 | WALLIS__138A | Houston
[33 empty] | 44760 | WCHASE__138A | Houston
[33 empty] | 44761 | WCHASE05138B | Houston
[33 empty] | 44762 | WCHASE248005 | Houston
[33 empty] | 44780 | WESTIM__8015 | Houston
[33 empty] | 44790 | WIRT_73_138C | Houston
[33 empty] | 44791 | WIRT_13_138C | Houston
[33 empty] | 44792 | WIRT_31_138A | Houston
[33 empty] | 44793 | WIRT_23_138D | Houston
[33 empty] | 44794 | WIRT_32_138B | Houston
[33 empty] | 44795 | WIRT_81_138A | Houston
[33 empty] | 44801 | WOODCK818005 | Houston
[33 empty] | 44802 | WOODCK738015 | Houston
[33 empty] | 45500 | T_H_W___345B | Houston
[33 empty] | 45510 | T_H_W___138A | Houston
[33 empty] | 45511 | T_H_W81_8090 | Houston
[33 empty] | 45512 | T_H_W95_8265 | Houston
[33 empty] | 45515 | T_H_W___138E | Houston
[33 empty] | 45520 | T_H_W___0100 | Houston
[33 empty] | 45530 | T_H_W___69B | Houston
[33 empty] | 45600 | ADICKS__345A | Houston
[33 empty] | 45610 | ADICKS__138B | Houston
[33 empty] | 45611 | ADICKS__8030 | Houston
[33 empty] | 45620 | CADICKS_8045 | Houston
[33 empty] | 45630 | AIRLIN__8010 | Houston
[33 empty] | 45640 | ALDINE__138A | Houston
[33 empty] | 45651 | BAMMEL__138A | Houston
[33 empty] | 45670 | BERRY___138A | Houston
[33 empty] | 45681 | CAMBEL098040 | Houston
[33 empty] | 45682 | CAMBEL218050 | Houston
[33 empty] | 45700 | CAMRON__138A | Houston
[33 empty] | 45711 | CYFAIR218035 | Houston
[33 empty] | 45712 | CYFAIR768030 | Houston
[33 empty] | 45730 | DEIHL___138A | Houston
[33 empty] | 45740 | DRILCO__8005 | Houston
[33 empty] | 45750 | EUREKA__138A | Houston
[33 empty] | 45760 | FAIRBK__138A | Houston
[33 empty] | 45770 | FREMAN__138A | Houston
[33 empty] | 45781 | GEARS67_8025 | Houston
[33 empty] | 45782 | GEARS95_8030 | Houston
[33 empty] | 45801 | GERTIE218000 | Houston
[33 empty] | 45802 | GERTIE768010 | Houston
[33 empty] | 45821 | GREENS868005 | Houston
[33 empty] | 45822 | GREENS908020 | Houston
[33 empty] | 45840 | HARDY___138C | Houston
[33 empty] | 45850 | C_HARDY_8005 | Houston
[33 empty] | 45861 | HIDDEN678005 | Houston
[33 empty] | 45862 | HIDDEN958015 | Houston
[33 empty] | 45880 | HOCKLY__138D | Houston
[33 empty] | 45885 | CHOCKLY_138F | Houston
[33 empty] | 45890 | HOCKLY__69B | Houston
[33 empty] | 45900 | INTEQ___138X | Houston
[33 empty] | 45910 | INTER___138B | Houston
[33 empty] | 45921 | JESTER678030 | Houston
[33 empty] | 45922 | JESTER818000 | Houston
[33 empty] | 45940 | KLEIN___138A | Houston
[33 empty] | 45952 | KLUGE___138B | Houston
[33 empty] | 45953 | CKLUGE__138A | Houston
[33 empty] | 45971 | KUYDAL745005 | Houston
[33 empty] | 45972 | KUYDAL755010 | Houston
[33 empty] | 45990 | L_YORK__69A | Houston
[33 empty] | 46001 | LAUDER908015 | Houston
[33 empty] | 46002 | LAUDER958005 | Houston
[33 empty] | 46020 | LIMEST__345A | Houston
[33 empty] | 46031 | LOCKWD908000 | Houston
[33 empty] | 46032 | LOCKWD868010 | Houston
[33 empty] | 46051 | LOUETA668000 | Houston
[33 empty] | 46052 | LOUETA818005 | Houston
[33 empty] | 46100 | N_BELT__345A | Houston
[33 empty] | 46110 | N_BELT__138A | Houston
[33 empty] | 46111 | CN_BEL958030 | Houston
[33 empty] | 46112 | CN_BEL908000 | Houston
[33 empty] | 46220 | PETERS__138B | Houston
[33 empty] | 46230 | PETERS__69A | Houston
[33 empty] | 46240 | PINHUR__138A | Houston
[33 empty] | 46250 | RACOON__69X | Houston
[33 empty] | 46261 | RAYFRD668020 | Houston
[33 empty] | 46262 | RAYFRD818005 | Houston
[33 empty] | 46281 | RITTEN868005 | Houston
[33 empty] | 46282 | RITTEN958015 | Houston
[33 empty] | 46300 | SATSUM__138A | Houston
[33 empty] | 46301 | SATSUM24138B | Houston
[33 empty] | 46302 | SATSUM768025 | Houston
[33 empty] | 46331 | SCENIC86138A | Houston
[33 empty] | 46332 | SCENIC90138B | Houston
[33 empty] | 46351 | TODD_21_8005 | Houston
[33 empty] | 46352 | TODD_09_8000 | Houston
[33 empty] | 46500 | TOMBAL__345B | Houston
[33 empty] | 46510 | TOMBAL__138A | Houston
[33 empty] | 46511 | TOMBAL668070 | Houston
[33 empty] | 46512 | TOMBAL818045 | Houston
[33 empty] | 46520 | CTOMBAL_8110 | Houston
[33 empty] | 46550 | TRSWIG__138A | Houston
[33 empty] | 46551 | VETRAN678020 | Houston
[33 empty] | 46552 | VETRAN818005 | Houston
[33 empty] | 46560 | WALLER__138B | Houston
[33 empty] | 46570 | WESFLD__138B | Houston
[33 empty] | 46571 | CWESFLD_138D | Houston
[33 empty] | 46600 | WHITOK__345I | Houston
[33 empty] | 46610 | WHITOK__138A | Houston
[33 empty] | 46611 | WHITOK738045 | Houston
[33 empty] | 46612 | WHITOK098060 | Houston
[33 empty] | 46615 | WHITOK__138E | Houston
[33 empty] | 46616 | CWHITOK_138 | Houston
[33 empty] | 46620 | WHITOK__69B | Houston
[33 empty] | 46660 | WILLOW__8010 | Houston
[33 empty] | 47000 | BELAIR__345A | Houston
[33 empty] | 47010 | BELAIR__8085 | Houston
[33 empty] | 47011 | BELAIR35138C | Houston
[33 empty] | 47012 | BELAIR24138D | Houston
[33 empty] | 47013 | CBELAIR_8085 | Houston
[33 empty] | 47015 | BELAIR__138E | Houston
[33 empty] | 47016 | SVC_BELAIRE | Houston
[33 empty] | 47050 | BRAYS___138B | Houston
[33 empty] | 47071 | DUNVAL058025 | Houston
[33 empty] | 47072 | DUNVAL248030 | Houston
[33 empty] | 47090 | FANNIN__138A | Houston
[33 empty] | 47100 | FONDRN__138A | Houston
[33 empty] | 47110 | GRANT___138B | Houston
[33 empty] | 47150 | H_O_C___138A | Houston
[33 empty] | 47155 | CH_O_C__8005 | Houston
[33 empty] | 47160 | H_O_C___9020 | Houston
[33 empty] | 47165 | H_O_C___9080 | Houston
[33 empty] | 47170 | CH_O_C__8110 | Houston
[33 empty] | 47191 | HILCRF248010 | Houston
[33 empty] | 47192 | HILCRF058005 | Houston
[33 empty] | 47210 | HOLMES__138A | Houston
[33 empty] | 47300 | JENETA__345B | Houston
[33 empty] | 47310 | JENETA__138A | Houston
[33 empty] | 47320 | KIRBY___138B | Houston
[33 empty] | 47331 | KNIGHT088010 | Houston
[33 empty] | 47332 | KNIGHT068005 | Houston
[33 empty] | 47350 | PLAZA___138B | Houston
[33 empty] | 47380 | SANFLP__138B | Houston
[33 empty] | 47381 | SANFLP36138A | Houston
[33 empty] | 47382 | SANFLP78138D | Houston
[33 empty] | 47383 | SANFLP87138E | Houston
[33 empty] | 47384 | SANFLP63138A | Houston
[33 empty] | 47411 | SHARPS058005 | Houston
[33 empty] | 47412 | SHARPS258040 | Houston
[33 empty] | 47420 | STADIM__8020 | Houston
[33 empty] | 47430 | TECO____138A | Houston
[33 empty] | 47441 | ULRICH35138B | Houston
[33 empty] | 47442 | ULRICH248035 | Houston
[33 empty] | 47461 | WESTWD3_8005 | Houston
[33 empty] | 47462 | WESTWD2_8000 | Houston
[33 empty] | 47500 | DWNTWN__138A | Houston
[33 empty] | 47510 | DWNTWN__69A | Houston
[33 empty] | 47521 | BLOGET378000 | Houston
[33 empty] | 47522 | BLOGET469000 | Houston
[33 empty] | 47540 | BRING___9005 | Houston
[33 empty] | 47550 | BROWN___69X | Houston
[33 empty] | 47560 | COUGAR__138A | Houston
[33 empty] | 47570 | CRCKET__138B | Houston
[33 empty] | 47580 | DUNLVY__69A | Houston
[33 empty] | 47600 | E_SIDE__138A | Houston
[33 empty] | 47610 | CESTSIDE138A | Houston
[33 empty] | 47620 | FRAKLN__138A | Houston
[33 empty] | 47630 | GABLE___138A | Houston
[33 empty] | 47640 | GABLE___69A | Houston
[33 empty] | 47660 | GARROT__138B | Houston
[33 empty] | 47670 | GENRAL__69A | Houston
[33 empty] | 47680 | HIGHTS__69A | Houston
[33 empty] | 47690 | HYDEPK__69A | Houston
[33 empty] | 47700 | MAG_PK__138A | Houston
[33 empty] | 47701 | MAG_PK__8005 | Houston
[33 empty] | 47705 | MIDTWN__138B | Houston
[33 empty] | 47707 | MIDRCLS_8015 | Houston
[33 empty] | 47711 | N_SIDE918005 | Houston
[33 empty] | 47712 | N_SIDE218000 | Houston
[33 empty] | 47730 | POLK____138A | Houston
[33 empty] | 47750 | UNIVER__138A | Houston
[33 empty] | 47751 | UNIVER__8000 | Houston
[33 empty] | 47752 | UNIVER__69A | Houston
[33 empty] | 48500 | APD_GT1_8005 | Houston
[33 empty] | 48510 | AK_GT1__8040 | Houston
[33 empty] | 48511 | LPE_GT1_8070 | Houston
[33 empty] | 48512 | LPE_GT2_8075 | Houston
[33 empty] | 48513 | LPE_GT3_8080 | Houston
[33 empty] | 48514 | LPE_GT4_8085 | Houston
[33 empty] | 48520 | BSF_GT1_8070 | Houston
[33 empty] | 48521 | BVE_GT1_GT1 | Houston
[33 empty] | 48522 | BVE_GT2_5035 | Houston
[33 empty] | 48523 | BVE_ST1_GN1 | Houston
[33 empty] | 48531 | BYU_GT1_8075 | Houston
[33 empty] | 48532 | BYU_GT2_8055 | Houston
[33 empty] | 48533 | BYU_GT3_8060 | Houston
[33 empty] | 48534 | BYU_GT4_8065 | Houston
[33 empty] | 48551 | CAL_GT1_8045 | Houston
[33 empty] | 48552 | CAL_ST1_8000 | Houston
[33 empty] | 48561 | CTL_GT2_8130 | Houston
[33 empty] | 48562 | CTL_GT3_8135 | Houston
[33 empty] | 48563 | CTL_GT4_8140 | Houston
[33 empty] | 48564 | CTL_GN1_8145 | Houston
[33 empty] | 48565 | CTL_GN2_8155 | Houston
[33 empty] | 48581 | CBY_GN1_1 | Houston
[33 empty] | 48582 | CBY_GN2_2 | Houston
[33 empty] | 48583 | CBY_GT4_1 | Houston
[33 empty] | 48584 | CBY_GT4_2 | Houston
[33 empty] | 48585 | CBY_ST4_1 | Houston
[33 empty] | 48591 | CHE_GT2_5030 | Houston
[33 empty] | 48593 | CHE_GT1_8015 | Houston
[33 empty] | 48594 | CHE_GN4_8025 | Houston
[33 empty] | 48595 | BTE_GT2_8075 | Houston
[33 empty] | 48596 | BTE_GT3_8045 | Houston
[33 empty] | 48597 | BTE_GT4_8055 | Houston
[33 empty] | 48598 | BTE_ST1_8070 | Houston
[33 empty] | 48611 | DIB_GT1_8080 | Houston
[33 empty] | 48612 | DIB_GT2_8075 | Houston
[33 empty] | 48613 | DIB_ST1_8085 | Houston
[33 empty] | 48614 | DIB_GT3_8090 | Houston
[33 empty] | 48641 | DPEC_GT15040 | Houston
[33 empty] | 48642 | DPEC_GT25025 | Houston
[33 empty] | 48643 | DPEC_GT35010 | Houston
[33 empty] | 48644 | DPEC_GT45070 | Houston
[33 empty] | 48645 | DPEC_ST55065 | Houston
[33 empty] | 48651 | EP_1_2 | Houston
[33 empty] | 48671 | FTR_GT1_5105 | North
[33 empty] | 48672 | FTR_GT2_5110 | North
[33 empty] | 48673 | FTR_GT3_5085 | North
[33 empty] | 48674 | FTR_CN4_5095 | North
[33 empty] | 48690 | GBY_GN5_5 | Houston
[33 empty] | 48691 | GBY_73741085 | Houston
[33 empty] | 48692 | GBY_81821075 | Houston
[33 empty] | 48693 | GBY_83841065 | Houston
[33 empty] | 48721 | LEG_1___1 | North
[33 empty] | 48722 | LEG_2___2 | North
[33 empty] | 48730 | MNS_GT | Houston
[33 empty] | 48731 | CBE_GT1 | Houston
[33 empty] | 48732 | CBE_GT2 | Houston
[33 empty] | 48733 | CBE_ST12 | Houston
[33 empty] | 48734 | CBE_GT3 | Houston
[33 empty] | 48735 | CBE_GT4 | Houston
[33 empty] | 48736 | CBE_ST34 | Houston
[33 empty] | 48740 | PSG_GN2_8050 | Houston
[33 empty] | 48741 | PSG_GT2_8040 | Houston
[33 empty] | 48742 | PSG_GT3_8060 | Houston
[33 empty] | 48761 | PR_GT1__9040 | Houston
[33 empty] | 48772 | PHR_GN2_2 | Houston
[33 empty] | 48791 | PSA_GT1_8160 | Houston
[33 empty] | 48792 | PSA_GT2_8155 | Houston
[33 empty] | 48793 | PSA_GT3_8150 | Houston
[33 empty] | 48794 | PSA_GT4_8145 | Houston
[33 empty] | 48795 | PSA_GT5_8140 | Houston
[33 empty] | 48796 | PSA_GN1_8165 | Houston
[33 empty] | 48797 | PSA_GT6_8135 | Houston
[33 empty] | 48811 | CVC_GT3_5045 | Houston
[33 empty] | 48812 | CVC_GT2_5020 | Houston
[33 empty] | 48813 | CVC_GT1_5035 | Houston
[33 empty] | 48814 | CVC_ST5_5040 | Houston
[33 empty] | 48815 | CVC_GT4_8005 | Houston
[33 empty] | 48816 | CVC_GSTR | Houston
[33 empty] | 48820 | SHELLG1_3015 | Houston
[33 empty] | 48821 | SHELLG2 | Houston
[33 empty] | 48822 | SHELLG3_3020 | Houston
[33 empty] | 48841 | SJS_GT1_GT1 | Houston
[33 empty] | 48842 | SJS_GT2_GT2 | Houston
[33 empty] | 48845 | SOL_GT1 | Houston
[33 empty] | 48851 | SRB_GN1_1 | Houston
[33 empty] | 48852 | SRB_GN2_2 | Houston
[33 empty] | 48853 | SRB_GN3_3 | Houston
[33 empty] | 48854 | SRB_GN4_4 | Houston
[33 empty] | 48855 | SRB_GT211035 | Houston
[33 empty] | 48873 | THW_ST3_ST_3 | Houston
[33 empty] | 48874 | THW_ST4_ST_4 | Houston
[33 empty] | 48875 | THW_3132 | Houston
[33 empty] | 48877 | THW_3334 | Houston
[33 empty] | 48879 | THW_4142 | Houston
[33 empty] | 48881 | THW_4344 | Houston
[33 empty] | 48883 | THW_GT1_GT_1 | Houston
[33 empty] | 48885 | THW_5152 | Houston
[33 empty] | 48886 | THW_5354 | Houston
[33 empty] | 48887 | THW_5556 | Houston
[33 empty] | 48911 | TGF_GT1_8000 | Houston
[33 empty] | 48921 | WAP_GN1_1 | Houston
[33 empty] | 48922 | WAP_GN2_2 | Houston
[33 empty] | 48923 | WAP_GN3_3 | Houston
[33 empty] | 48924 | WAP_GN4_4 | Houston
[33 empty] | 48925 | WAP_GN5_5 | Houston
[33 empty] | 48926 | WAP_GN6_6 | Houston
[33 empty] | 48927 | WAP_GN7_7 | Houston
[33 empty] | 48928 | WAP_GN8_8 | Houston
[33 empty] | 48929 | WAPGT21_GT1 | Houston
[33 empty] | 49801 | EXN_4 | Houston
[33 empty] | 49802 | EXN_11 | Houston
[33 empty] | 49803 | EXN_15GT | Houston
[33 empty] | 49804 | EXN_16GT | Houston
[33 empty] | 49805 | EXN_17GT | Houston
[33 empty] | 49806 | EXN_21 | Houston
[33 empty] | 49807 | EXN_121 | Houston
[33 empty] | 49808 | EXN_129 | Houston
[33 empty] | 49809 | EXN_R1 | Houston
[33 empty] | 49810 | EXN_R2 | Houston
[33 empty] | 49811 | EXN_399 | Houston
[33 empty] | 49812 | EXN_411 | Houston
[33 empty] | 49813 | EXN_440 | Houston
[33 empty] | 49814 | EXN_441 | Houston
[33 empty] | 49815 | EXN_460 | Houston
[33 empty] | 49816 | EXN_461 | Houston
[33 empty] | 49817 | EXN_470 | Houston
[33 empty] | 49818 | EXN_471 | Houston
[33 empty] | 49819 | EXN_660 | Houston
[33 empty] | 49820 | EXN_661 | Houston
[33 empty] | 49821 | EXN_698 | Houston
[33 empty] | 49822 | EXN_930 | Houston
[33 empty] | 49823 | EXN_931 | Houston
[33 empty] | 49824 | EXN935GT | Houston
[33 empty] | 49825 | EXN937GT | Houston
[33 empty] | 49826 | EXN938GT | Houston
[33 empty] | 49827 | EXN_940 | Houston
[33 empty] | 49828 | EXN941GT | Houston
[33 empty] | 49829 | EXN942GT | Houston
[33 empty] | 49830 | EXN943GT | Houston
[33 empty] | 49831 | EXN944GT | Houston
[33 empty] | 49832 | EXN945GT | Houston
[33 empty] | 49833 | EXN_946 | Houston
[33 empty] | 49834 | EXN_947 | Houston
[33 empty] | 49835 | EXN_948 | Houston
[33 empty] | 49836 | EXN_949 | Houston
[33 empty] | 49837 | EXN_GT | Houston
[33 empty] | 49838 | EXN_14GT | Houston
[33 empty] | 49839 | EXN_929 | Houston
[33 empty] | 49851 | DOW17000 | Houston
[33 empty] | 49852 | DOW17132 | Houston
[33 empty] | 49853 | DOW20000 | Houston
[33 empty] | 49854 | DOW20990 | Houston
[33 empty] | 49855 | DOW21998 | Houston
[33 empty] | 49856 | DOW29999 | Houston
[33 empty] | 49857 | DOW38000 | Houston
[33 empty] | 49858 | DOW38100 | Houston
[33 empty] | 49859 | DOW38200 | Houston
[33 empty] | 49860 | DOW38300 | Houston
[33 empty] | 49861 | DOW39000 | Houston
[33 empty] | 49862 | DOW39100 | Houston
[33 empty] | 49863 | DOW39200 | Houston
[33 empty] | 49864 | DOW40000 | Houston
[33 empty] | 49865 | DOW41000 | Houston
[33 empty] | 49866 | DOW42000 | Houston
[33 empty] | 49867 | DOW44600 | Houston
[33 empty] | 49868 | DOW45100 | Houston
[33 empty] | 49869 | DOW49000 | Houston
[33 empty] | 49870 | DOW61000 | Houston
[33 empty] | 49871 | DOW62000 | Houston
[33 empty] | 49872 | DOW63000 | Houston
[33 empty] | 49873 | DOW64000 | Houston
[33 empty] | 49874 | DOW64100 | Houston
[33 empty] | 49875 | DOW64110 | Houston
[33 empty] | 49876 | DOW65000 | Houston
[33 empty] | 49877 | DOW66000 | Houston
[33 empty] | 49878 | DOW67000 | Houston
[33 empty] | 49879 | DOW68000 | Houston
[33 empty] | 49880 | DOW69000 | Houston
[33 empty] | 49881 | DOW69099 | Houston
[33 empty] | 49882 | DOW81000 | Houston
[33 empty] | 49883 | DOW81990 | Houston
[33 empty] | 49884 | DOW82000 | Houston
[33 empty] | 49885 | DOW83000 | Houston
[33 empty] | 49886 | DOW84000 | Houston
[33 empty] | 49887 | DOW89996 | Houston
[33 empty] | 49984 | DOW_A3_T | Houston
[33 empty] | 49985 | DOW_A4_T | Houston
[33 empty] | 49986 | EXXON_T1 | Houston
[33 empty] | 49987 | EXXON_T2 | Houston
[33 empty] | 49998 | EXXON_T3 | Houston
[33 empty] | 59300 | PWRPLANT | South
[33 empty] | 59400 | FM_802 | South
[33 empty] | 59410 | PRICE_RD | South
[33 empty] | 59420 | FILTER_P | South
[33 empty] | 59450 | WATERPRT | South
[33 empty] | 59460 | AIRPORT8 | South
[33 empty] | 59480 | SIXTH_ST | South
[33 empty] | 59490 | MIDTOWN | South
[33 empty] | 59500 | SOUTH_PL | South
[33 empty] | 60000 | DSKY2 | West
[33 empty] | 60001 | DSKY2_4 | West
[33 empty] | 60002 | KING_SW4A | West
[33 empty] | 60003 | KING_NE1A | West
[33 empty] | 60004 | KM NEP4 | West
[33 empty] | 60005 | KING_SE1A | West
[33 empty] | 60006 | KING_SE4A | West
[33 empty] | 60007 | KING_SW1A | West
[33 empty] | 60008 | KING_SW4A | West
[33 empty] | 60009 | KINGTAP24A | West
[33 empty] | 60011 | DSKY2_T4 | West
[33 empty] | 60014 | SPUD4A | West
[33 empty] | 60016 | WOODWRD11A | West
[33 empty] | 60017 | ORNNWP1 | West
[33 empty] | 60018 | DSKY1 | West
[33 empty] | 60019 | KING_NW1A | West
[33 empty] | 60021 | KM NWP4 | West
[33 empty] | 60035 | BLF SVC1 | West
[33 empty] | 60040 | BLF_CRK7A | West
[33 empty] | 60041 | BLFTERT1 | West
[33 empty] | 60042 | BLF_CSTR | West
[33 empty] | 60043 | BLFTERT2 | West
[33 empty] | 60044 | BLF_CSTR | West
[33 empty] | 60050 | WILDHRS14A | West
[33 empty] | 60051 | WILDHRS24A | West
[33 empty] | 60052 | WILDHRS11A | West
[33 empty] | 60053 | WILDHRS21A | West
[33 empty] | 60056 | CALLAHAN4A | West
[33 empty] | 60057 | CALLAHAN1A | West
[33 empty] | 60058 | BUFF_GAP1A | West
[33 empty] | 60059 | BUFF_GAP4A | West
[33 empty] | 60060 | CIRELLO | West
[33 empty] | 60061 | CIRELLO | West
[33 empty] | 60063 | BUFF_GAP1B | West
[33 empty] | 60066 | H_HOLLOW1A | West
[33 empty] | 60067 | H_HOLLOW4A | West
[33 empty] | 60068 | HHOLLOW21A | West
[33 empty] | 60069 | HRSHOL2 | West
[33 empty] | 60070 | HHOLLOW31A | West
[33 empty] | 60071 | HHOLLOW34A | West
[33 empty] | 60072 | HHOLLOW41A | West
[33 empty] | 60073 | HRSHOL4 | West
[33 empty] | 60080 | WHRLWIND2A | West
[33 empty] | 60081 | WHRLWIND1A | West
[33 empty] | 60201 | RIO DRCS | West
[33 empty] | 60202 | FRNDDRCS | West
[33 empty] | 66216 | BLF_CRK4B | West
[33 empty] | 66217 | BLF_CRK4C | West
[33 empty] | 71050 | L_BITTCR5_1N | West
[33 empty] | 71051 | L_BITTCR1_1N | West
[33 empty] | 71052 | L_BITTCR8_1N | West
[33 empty] | 71053 | L_SWEETW8_1N | West
[33 empty] | 71054 | L_SWEETW1_1N | West
[33 empty] | 71055 | L_BITTCR8_2N | West
[33 empty] | 71056 | L_SWEETW8_2N | West
[33 empty] | 71057 | L_SWEETW1_2N | West
[33 empty] | 71058 | L_SWEETW5_1N | West
[33 empty] | 71059 | L_SWEETW1_3N | West
[33 empty] | 71060 | L_SWEETW1_4N | West
[33 empty] | 76009 | L_TWINBU5_1N | West
[33 empty] | 76011 | L_TWINBU8_1N | West
[33 empty] | 76012 | L_TWISTR | West
[33 empty] | 76013 | L_WEYASW8_1N | West
[33 empty] | 76030 | L_GASCCR5_1N | West
[33 empty] | 76031 | L_GASCCR1_1N | West
[33 empty] | 76032 | L_NORTMC8_2N | West
[33 empty] | 76090 | L_DIVIDE5_1N | West
[33 empty] | 76091 | L_DIVIDE1_1N | West
[33 empty] | 76317 | L_POTTTA8_1N | West
[33 empty] | 76319 | L_MCELMU8_1N | West
[33 empty] | 76320 | L_SCHKAD8_1N | West
[33 empty] | 76579 | L_FORTLA8_1N | West
[33 empty] | 76582 | L_MEVISW8_1N | West
[33 empty] | 76595 | L_NORTMC8_1N | West
[33 empty] | 76615 | L_CRANE_IN13 | West
[33 empty] | 78015 | L_ROSICR8_1N | South
[33 empty] | 80000 | EPLV | South
[33 empty] | 80003 | MILHWYS | South
[33 empty] | 80004 | CCENRCTR4A | South
[33 empty] | 80010 | EPLVT1 | South
[33 empty] | 80012 | LAR | South
[33 empty] | 80013 | LARVFTN14A | South
[33 empty] | 80020 | HEIGHTS4A | South
[33 empty] | 80021 | LARSTCOM | South
[33 empty] | 80030 | MG1TERT | South
[33 empty] | 80051 | FOR #8 | South
[33 empty] | 80052 | FOR #9 | South
[33 empty] | 80053 | FOR #10 | South
[33 empty] | 80054 | FOR A | South
[33 empty] | 80055 | FOR B | South
[33 empty] | 80064 | CHOCBAYU4A | South
[33 empty] | 80071 | ZORILLO7A | South
[33 empty] | 80076 | AJO7A | South
[33 empty] | 80078 | GULFWIND7A | South
[33 empty] | 80080 | GWINDT11A | South
[33 empty] | 80081 | GWINDT21A | South
[33 empty] | 80106 | FALCONSS | South
[33 empty] | 80107 | PLMHSTT1 | South
[33 empty] | 80108 | PLMHSTT2 | South
[33 empty] | 80117 | MOORE F | South
[33 empty] | 80118 | PALMHURS4A | South
[33 empty] | 80121 | S_MISSIN4A | South
[33 empty] | 80123 | CITRUSCY | South
[33 empty] | 80128 | WHPTR1 | South
[33 empty] | 80129 | WHPTR2 | South
[33 empty] | 80135 | CSDBUS2 | South
[33 empty] | 80136 | CSDRBUS | South
[33 empty] | 80137 | CSDR89 | South
[33 empty] | 80138 | CSDR7 | South
[33 empty] | 80139 | CSDR56 | South
[33 empty] | 80140 | CSDR11 | South
[33 empty] | 80141 | CSDR11 | South
[33 empty] | 80148 | RH2TERT | South
[33 empty] | 80153 | CSDE | South
[33 empty] | 80154 | CSDW | South
[33 empty] | 80155 | MHSTCOM | South
[33 empty] | 80171 | SARITA7A | South
[33 empty] | 80178 | PENASCAL7A | South
[33 empty] | 80180 | PNSCALT11A | South
[33 empty] | 80181 | PNSCALT21A | South
[33 empty] | 80221 | LOBO4A | South
[33 empty] | 80222 | LOBO2A | South
[33 empty] | 80223 | REYSHR G | South
[33 empty] | 80224 | VISTRONG1 | South
[33 empty] | 80225 | VISTRONG2 | South
[33 empty] | 80226 | ALCOA G | South
[33 empty] | 80227 | AIRCO G | South
[33 empty] | 80228 | KRGP | South
[33 empty] | 80230 | CELANEBI4B | South
[33 empty] | 80265 | LARECU40A | South
[33 empty] | 80266 | LARECU50A | South
[33 empty] | 80267 | LARECU44A | South
[33 empty] | 80268 | LARECU54A | South
[33 empty] | 80540 | VICEC54A | South
[33 empty] | 80541 | VICEC64A | South
[33 empty] | 85000 | N_SHARPE7A | South
[33 empty] | 85001 | N_SHARPE4A | South
[33 empty] | 85002 | N_SHARPE4B | South
[33 empty] | 85006 | HIDALGO4 | South
[33 empty] | 88198 | BEEVILLE | South
[33 empty] | 88253 | HAMILTON | South
[33 empty] | 88299 | ZAPATA | South
[33 empty] | 88508 | FALFURRI | South
[33 empty] | 88909 | NLARSSL 4 | South
Note on AJ4: this column converts a power world area name to the current zone name
Movable ONLY generators that are ready to be copied to the Base GSFs worksheet
Step C: set up movable ONLY generators