## Set up
Step 1 | Go to the Zones worksheet in this workbook. Make sure that the source and sink zones are set correctly and the "1"s and "-1"s are correct |  | Summary of Key Data points | Value
File Description:
Step 2 | Open Dennis' file that needs to have the data transferred, same file that is listed in cell K27 |  | Number of units | 0
|  |  | Dec PTDF cutoff point | 0
Step 3 | Copy columns J:X from an old Dennis' Sheet to the new sheet (if first round of a new alaysis) |  | Dec PTDF cutoff unit | Name of Bus
|  |  | Dec 10% unit | Name of Bus
Step 4 | Mark the contingencies and monitored element set by a "y" in column K of Dennis' sheet, if there are a match on the filename use something to make unique |  | Dec max cumltv zone impact - cumltv zone share | 0
|  |  | Dec max cumltv zone impact - cumltv zone share pt | 0
Step 5 | Enter Dennis' file name into cell K27 |  | Dec max cumltv zone impact - cumltv zone share unit | 0
|  |  | North Zonal weighted AWGSF | 0.13636
Step 6 | click the step one button |  | South Zonal weighted AWGSF | -0.17383
|  |  | Inc PTDF cutoff point | 0
Step 7 | Enter the line ratings in Dennis' workbook, the Input worksheet, in the cells |  | Inc PTDF cutoff unit | Name of Bus
| X6:X30, or to the end of the selected list. |  | Inc 10% unit | Name of Bus
|  |  | Inc max cumltv zone impact - cumltv zone share | 0
Step 8 | Check to see that the number of generators in Dennis' file matches the length |  | Inc max cumltv zone impact - cumltv zone share pt | 0
| of the formulas in columns L:V (Distributed Slack - Dec) have been copied through to the apporpriate number of rows |  | Inc max cumltv zone impact - cumltv zone share unit | 0
| If Dennis' sheet data is less than this file then clear any old unit data in columns A:K of this workbook to match the correct leng |  | North Zonal weighted AWGSF | 0.13636
| It is only necessary to match the Distributed Slack - Dec worksheet. |  | South Zonal weighted AWGSF | -0.17383
|  |  | Min of zone correlation | -0.27351
Step 9 | Click the step 2 button |  | Bounary gen in South Zone | 0
| The last file saved will still be open, yopu will need to close this file. |  | Bounary gen in soucre zone as % of line | 0%
| This sheet willno longer be open. |  | Bounary gen in North Zone | 0
|  |  | Bounary gen in soucre zone as % of line | 0
|  |  | OL element line rating | 1072
|  |  | North Zonal weighted AWGSF | -0.077468
|  | SN_043009automation.xls | South Zonal weighted AWGSF | 0.11295
Copy Dennis' data step 1
Copy Dennis' Data Step 2

## Distributed Slack - Dec
Number of Bus | Name of Bus | ID | Area Name of Gen | AGC | P Sensitivity of Bus | Gen MW | Min MW | Max MW | V Sensitivity of Bus | Set Volt | Tech Type | Zone Impact | Zone Correlation | Inc Max | Dec Max | Souce S.F. Weighting | Souce Capacity | Sink S.F. Weighting | Sink Capacity | PTDF Calc | PTDF Weighting | Cumulative Concentrated Capacity | Cumulative Concentrated Impact
3403 | THOUSE_1G | 1 | North | YES | 0.28395 | 563 | 200 | 563 | 0 | 1.012 | GSC | 1 | 0.45778 | 563 | 563 | 159.8616 | 563 |  |  | 0.45778 | 257.73 | 563 | 257.73
3404 | THOUSE_2G | 2 | North | YES | 0.28395 | 807 | 250 | 807 | 0 | 1.012 | GSC | 1 | 0.45778 | 807 | 807 | 229.1444 | 807 |  |  | 0.45778 | 369.4283 | 1370 | 627.1584
238 | BOSQUESW505 | 1 | North | YES | 0.22985 | 255 | 0 | 255 | 0 | 1.02 | CC | 1 | 0.40369 | 255 | 255 | 58.6123 | 255 |  |  | 0.40369 | 102.9399 | 1625 | 730.0983
239 | BOSQUESW502 | 1 | North | YES | 0.22985 | 119.2 | 0 | 149 | 0 | 1.02 | GGT | 1 | 0.40369 | 149 | 149 | 34.2479 | 149 |  |  | 0.40369 | 60.1492 | 1774 | 790.2475 | Weighted Shift Factors
247 | BOSQUESW501 | 2 | North | YES | 0.22985 | 124.8 | 0 | 156 | 0 | 1.02 | GGT | 1 | 0.40369 | 156 | 156 | 35.8569 | 156 |  |  | 0.40369 | 62.975 | 1930 | 853.2224 | North | 0.13636
3416 | LAKE_CRK1_G | 1 | North | YES | 0.21185 | 60 | 33 | 75 |  | 1.029 | GST | 1 | 0.38569 | 75 | 75 | 15.889 | 75 |  |  | 0.38569 | 28.9266 | 2005 | 882.149 | South | -0.17383
3417 | LAKE_CRK2_G | 2 | North | YES | 0.21185 | 177.6 | 40 | 222 | 0 | 1.029 | GST | 1 | 0.38569 | 222 | 222 | 47.0316 | 222 |  |  | 0.38569 | 85.6227 | 2227 | 967.7717 |  | 0.31019
251 | BOSQUESW803 | 2 | North | YES | 0.1934 | 150 | 0 | 150 |  | 1.032 | CC | 1 | 0.36723 | 150 | 150 | 29.0099 | 150 |  |  | 0.36723 | 55.0849
253 | BOSQUESW804 | 2 | North | YES | 0.1934 | 80 | 0 | 80 |  | 1.032 | CC | 1 | 0.36723 | 80 | 80 | 15.4719 | 80 |  |  | 0.36723 | 29.3786 |  |  | Line Cap | 1072
244 | WHITNYDM01 | 1 | North | YES | 0.18449 | 15 | 0 | 15 | 0 | 1.035 | Hydro | 1 | 0.35832 | 0 | 0 | 0 | 0 |  |  | 0.35832 | 0 |  |  | Conc Gen | 2227
245 | WHITNYDM02 | 2 | North | YES | 0.18449 | 15 | 0 | 15 | 0 | 1.035 | Hydro | 1 | 0.35832 | 0 | 0 | 0 | 0 |  |  | 0.35832 | 0 |  |  | Weighted Imp. | 967.7717
1937 | MDLTHELP_5G | 5 | North | YES | 0.16027 | 224 | 74 | 224 | 0 | 1 | CC | 1 | 0.3341 | 224 | 224 | 35.9007 | 224 |  |  | 0.3341 | 74.8395 |  |  | PTDF | 0.43456
1938 | MDLTHELP_6G | 6 | North | YES | 0.16027 | 226 | 74 | 226 | 0 | 1 | CC | 1 | 0.3341 | 226 | 226 | 36.2212 | 226 |  |  | 0.3341 | 75.5077
1943 | MDLTHELP_3G | 3 | North | YES | 0.16027 | 212 | 74 | 212 | 0 | 1 | CC | 1 | 0.3341 | 212 | 212 | 33.9775 | 212 |  |  | 0.3341 | 70.8302 |  |  | Concentration | 1.4009
1944 | MDLTHELP_4G | 4 | North | YES | 0.16027 | 211 | 74 | 211 | 0 | 1 | CC | 1 | 0.3341 | 211 | 211 | 33.8172 | 211 |  |  | 0.3341 | 70.4961
1941 | MDLTHELP_1G | 1 | North | YES | 0.15968 | 216.4 | 74 | 216.4 | 0 | 1 | CC | 1 | 0.33351 | 216.4 | 216.4 | 34.5548 | 216.4 |  |  | 0.33351 | 72.1724 |  |  |  | Pass
1942 | MDLTHELP_2G | 2 | North | YES | 0.15968 | 216.1 | 74 | 216.1 | 0 | 1 | CC | 1 | 0.33351 | 216.1 | 216.1 | 34.5068 | 216.1 |  |  | 0.33351 | 72.0723
366 | JNSNCNTY802 | 1 | North | YES | 0.15612 | 168 | 20 | 168 | 0 | 1.02 | Cogen | 1 | 0.32995 | 0 | 0 | 0 | 0 |  |  | 0.32995 | 0
367 | JNSNCNTY802 | 2 | North | YES | 0.15612 | 90 | 20 | 90 | 0 | 1.02 | Cogen | 1 | 0.32995 | 0 | 0 | 0 | 0 |  |  | 0.32995 | 0
1892 | DECRDOVA_2G | A | North | YES | 0.15058 | 65 | 65 | 70 | 0 | 1.025 | GGT | 1 | 0.32442 | 70 | 70 | 10.5408 | 70 |  |  | 0.32442 | 22.7092
1893 | DECRDOVA_3G | B | North | YES | 0.15058 | 65 | 65 | 69 | 0 | 1.025 | GGT | 1 | 0.32442 | 69 | 69 | 10.3902 | 69 |  |  | 0.32442 | 22.3848
1894 | DECRDOVA_4G | C | North | YES | 0.15058 | 65 | 65 | 69 | 0 | 1.025 | GGT | 1 | 0.32442 | 69 | 69 | 10.3902 | 69 |  |  | 0.32442 | 22.3848
1895 | DECRDOVA_5G | D | North | YES | 0.15058 | 65 | 65 | 68 | 0 | 1.025 | GGT | 1 | 0.32442 | 68 | 68 | 10.2396 | 68 |  |  | 0.32442 | 22.0603
1947 | HANDLEY_3G | 3 | North | YES | 0.15052 | 316 | 100 | 395 | 0 | 1.022 | GST | 1 | 0.32436 | 395 | 395 | 59.457 | 395 |  |  | 0.32436 | 128.1213
1949 | HANDLEY_5G | 5 | North | YES | 0.15052 | 348 | 150 | 435 | 0 | 1.022 | GST | 1 | 0.32436 | 435 | 435 | 65.4779 | 435 |  |  | 0.32436 | 141.0957
1948 | HANDLEY_4G | 4 | North | YES | 0.15011 | 348 | 150 | 435 | 0 | 1.022 | GST | 1 | 0.32394 | 435 | 435 | 65.2974 | 435 |  |  | 0.32394 | 140.9151
1945 | HANDLEY_1G | MB | North | YES | 0.14988 | 0 | 25 | 36 |  | 0.986 | #N/A | 1 | 0.32372 | 36 | 36 | 5.3959 | 36 |  |  | 0.32372 | 11.6539
1946 | HANDLEY_2G | MB | North | YES | 0.14988 | 0 | 30 | 68 |  | 0.986 | #N/A | 1 | 0.32372 | 68 | 68 | 10.1922 | 68 |  |  | 0.32372 | 22.0129
1889 | DECRDOVA_1G | 1 | North | YES | 0.14959 | 779 | 255 | 779 | 0 | 1.02 | GSC | 1 | 0.32342 | 779 | 779 | 116.5298 | 779 |  |  | 0.32342 | 251.9464
1877 | WLFHOLW_1G | 1 | North | YES | 0.14915 | 217.3 | 89.2 | 217.3 | 0 | 1.032 | CC | 1 | 0.32299 | 217.3 | 217.3 | 32.4107 | 217.3 |  |  | 0.32299 | 70.1848
1878 | WLFHOLW_2G | 2 | North | YES | 0.14915 | 215.7 | 105 | 215.7 | 0 | 1.032 | CC | 1 | 0.32299 | 215.7 | 215.7 | 32.1721 | 215.7 |  |  | 0.32299 | 69.668
1879 | WLFHOLW_3G | 3 | North | YES | 0.14915 | 272.4 | 89.2 | 272.4 | 0 | 1.032 | CC | 1 | 0.32299 | 272.4 | 272.4 | 40.629 | 272.4 |  |  | 0.32299 | 87.9813
1898 | COMCHEPK_1G | 1 | North | YES | 0.14855 | 1159 | 1150 | 1159 | 0 | 1.032 | Nuc | 1 | 0.32238 | 0 | 0 | 0 | 0 |  |  | 0.32238 | 0
1899 | COMCHEPK_2G | 2 | North | YES | 0.14855 | 1159 | 1128 | 1159 | 0 | 1.032 | Nuc | 1 | 0.32238 | 0 | 0 | 0 | 0 |  |  | 0.32238 | 0
1861 | EAGLEMNT_1G | MB | North | YES | 0.14693 | 0 | 30 | 112 |  | 1.022 | GST | 1 | 0.32076 | 0 | 0 | 0 | 0 |  |  | 0.32076 | 0
1862 | EAGLEMNT_2G | MB | North | YES | 0.14693 | 0 | 40 | 100 |  | 1.022 | GST | 1 | 0.32076 | 0 | 0 | 0 | 0 |  |  | 0.32076 | 0
1863 | EAGLEMNT_3G | MB | North | YES | 0.14693 | 0 | 50 | 378 |  | 1.022 | GST | 1 | 0.32076 | 0 | 0 | 0 | 0 |  |  | 0.32076 | 0
332 | RWMILLER01 | 1 | North | YES | 0.14621 | 58.4 | 18.5 | 73 | 0 | 1.04 | GST | 1 | 0.32005 | 73 | 73 | 10.6735 | 73 |  |  | 0.32005 | 23.3633
333 | RWMILLER02 | 2 | North | YES | 0.14621 | 95.2 | 37 | 119 | 0 | 1.04 | GST | 1 | 0.32005 | 119 | 119 | 17.3992 | 119 |  |  | 0.32005 | 38.0855
334 | RWMILLER03 | 3 | North | YES | 0.14621 | 166.4 | 65 | 208 | 0 | 1.04 | GST | 1 | 0.32005 | 208 | 208 | 30.4121 | 208 |  |  | 0.32005 | 66.5695
335 | RWMILLER04 | 4 | North | YES | 0.14621 | 81.6 | 0 | 102 | 0 | 1.04 | GST | 1 | 0.32005 | 102 | 102 | 14.9136 | 102 |  |  | 0.32005 | 32.6447
336 | RWMILLER05 | 5 | North | YES | 0.14621 | 80.8 | 0 | 101 | 0 | 1.04 | GST | 1 | 0.32005 | 101 | 101 | 14.7674 | 101 |  |  | 0.32005 | 32.3246
503 | NTHTEXAS01 | 1 | North | YES | 0.14531 | 0 | 5 | 18 |  | 1.015 | GST | 1 | 0.31914 | 18 | 18 | 2.6156 | 18 |  |  | 0.31914 | 5.7446
504 | NTHTEXAS02 | 2 | North | YES | 0.14531 | 14.4 | 5 | 18 |  | 1.015 | GST | 1 | 0.31914 | 18 | 18 | 2.6156 | 18 |  |  | 0.31914 | 5.7446
505 | NTHTEXAS03 | 3 | North | YES | 0.14531 | 30.4 | 15 | 38 |  | 1.015 | GST | 1 | 0.31914 | 38 | 38 | 5.5218 | 38 |  |  | 0.31914 | 12.1275
580 | JCKCNTY801 | 1 | North | YES | 0.14462 | 288 | 0 | 288 | 0 | 1.022 | CC | 1 | 0.31845 | 288 | 288 | 41.6494 | 288 |  |  | 0.31845 | 91.7136
581 | JCKCNTY802 | 2 | North | YES | 0.14462 | 147 | 0 | 147 | 0 | 1.022 | CC | 1 | 0.31845 | 147 | 147 | 21.2586 | 147 |  |  | 0.31845 | 46.8121
582 | JCKCNTY803 | 3 | North | YES | 0.14462 | 147 | 0 | 147 | 0 | 1.022 | CC | 1 | 0.31845 | 147 | 147 | 21.2586 | 147 |  |  | 0.31845 | 46.8121
2418 | MTCK2_G | 2 | North | YES | 0.14339 | 0 | 10 | 23 |  | 0.971 | #N/A | 1 | 0.31722 | 23 | 23 | 3.2979 | 23 |  |  | 0.31722 | 7.2961
2419 | MTCK3_G | MB | North | YES | 0.14339 | 0 | 10 | 63 |  | 0.971 | #N/A | 1 | 0.31722 | 63 | 63 | 9.0335 | 63 |  |  | 0.31722 | 19.985
12322 | ENNSTRAC_1G | 1 | North | YES | 0.14316 | 196 | 130 | 196 | 0 | 1.036 | CC | 1 | 0.31699 | 196 | 196 | 28.0592 | 196 |  |  | 0.31699 | 62.1306
12323 | ENNSTRAC_2G | 2 | North | YES | 0.14316 | 116 | 100 | 116 | 0 | 1.036 | CC | 1 | 0.31699 | 116 | 116 | 16.6064 | 116 |  |  | 0.31699 | 36.7712
923 | SPENCER_G4 | 1 | North | YES | 0.14312 | 48 | 20 | 61 | 0 | 1.03 | GST | 1 | 0.31696 | 61 | 61 | 8.7305 | 61 |  |  | 0.31696 | 19.3344
924 | SPENCER_G5 | 1 | North | YES | 0.14312 | 52 | 20 | 66 | 0 | 1.03 | GST | 1 | 0.31696 | 66 | 66 | 9.4461 | 66 |  |  | 0.31696 | 20.9192
1453 | WCPWRCO_1G | 1 | North | YES | 0.14312 | 204 | 50 | 204 |  | 1.02 | CC | 1 | 0.31695 | 204 | 204 | 29.1967 | 204 |  |  | 0.31695 | 64.6588
1454 | WCPWRCO_2G | 2 | North | YES | 0.14312 | 204 | 50 | 204 |  | 1.02 | CC | 1 | 0.31695 | 204 | 204 | 29.1967 | 204 |  |  | 0.31695 | 64.6588
1455 | WCPWRCO_3G | 3 | North | YES | 0.14312 | 242 | 50 | 242 |  | 1.02 | CC | 1 | 0.31695 | 242 | 242 | 34.6353 | 242 |  |  | 0.31695 | 76.7031
728 | WOLFRIDGE801 | 1 | North | YES | 0.14291 | 11.2 | 0 | 112.5 | 0 | 0.99 | Wind | 1 | 0.31674 | 0 | 112.5 | 16.0769 | 112.5 |  |  | 0.31674 | 35.6332
2381 | NTHLK1_G | 1 | North | YES | 0.14285 | 0 | 35 | 156 |  | 1.022 | GST | 1 | 0.31668 | 156 | 156 | 22.2844 | 156 |  |  | 0.31668 | 49.4025
2382 | NTHLK2_G | 2 | North | YES | 0.14285 | 0 | 35 | 181 |  | 1.022 | GST | 1 | 0.31668 | 181 | 181 | 25.8557 | 181 |  |  | 0.31668 | 57.3196
2383 | NTHLK3_G | 3 | North | YES | 0.14285 | 0 | 50 | 329 |  | 1.022 | GST | 1 | 0.31668 | 329 | 329 | 46.9973 | 329 |  |  | 0.31668 | 104.1887
344 | MRSSHPRD | 1 | North | YES | 0.14208 | 12 | 0 | 12 |  | 1.03 | Hydro | 1 | 0.31592 | 0 | 0 | 0 | 0 |  |  | 0.31592 | 0
345 | MRSSHPRD01 | 2 | North | YES | 0.14208 | 12 | 0 | 12 |  | 1.03 | Hydro | 1 | 0.31592 | 0 | 0 | 0 | 0 |  |  | 0.31592 | 0
1600 | BARTNWND_1G | 1 | North | YES | 0.1417 | 12 | 0 | 120 | 0 | 1.022 | Wind | 1 | 0.31553 | 0 | 120 | 17.0038 | 120 |  |  | 0.31553 | 37.8638
2413 | MTCK6_G | 6 | North | YES | 0.14167 | 0 | 30 | 118 |  | 1.022 | GST | 1 | 0.31551 | 118 | 118 | 16.7173 | 118 |  |  | 0.31551 | 37.2297
2414 | MTCK7_G | 7 | North | YES | 0.14167 | 0 | 30 | 115 |  | 1.022 | GST | 1 | 0.31551 | 115 | 115 | 16.2923 | 115 |  |  | 0.31551 | 36.2832
2417 | MTCK8_G | 8 | North | YES | 0.14167 | 444.8 | 60 | 556 | 0 | 1.022 | GSC | 1 | 0.31551 | 556 | 556 | 78.7696 | 556 |  |  | 0.31551 | 175.4212
2371 | COLLIN_1G | MB | North | YES | 0.14121 | 0 | 40 | 138 |  | 1.022 | GST | 1 | 0.31504 | 0 | 0 | 0 | 0 |  |  | 0.31504 | 0
1643 | SLSTR1PP_1G | 1 | North | YES | 0.14048 | 6 | 0 | 60 | 0 | 1.022 | Wind | 1 | 0.31431 | 0 | 60 | 8.4286 | 60 |  |  | 0.31431 | 18.8586
6948 | DENISNDM | 1 | North | YES | 0.13974 | 40 | 5 | 40 | 0 | 1.015 | Hydro | 1 | 0.31357 | 0 | 0 | 0 | 0 |  |  | 0.31357 | 0
6948 | DENISNDM | 2 | North | YES | 0.13974 | 31 | 5 | 40 | 0 | 1.015 | Hydro | 1 | 0.31357 | 0 | 0 | 0 | 0 |  |  | 0.31357 | 0
1687 | VALLEY_1G | 1 | North | YES | 0.13943 | 136 | 15 | 170 | 0 | 1.029 | GST | 1 | 0.31326 | 170 | 170 | 23.7024 | 170 |  |  | 0.31326 | 53.2542
1688 | VALLEY_2G | 2 | North | YES | 0.13943 | 527 | 90 | 527 | 0 | 1.029 | GSC | 1 | 0.31326 | 527 | 527 | 73.4775 | 527 |  |  | 0.31326 | 165.0879
1689 | VALLEY_3G | 3 | North | YES | 0.13908 | 0 | 25 | 375 |  | 1.003 | GST | 1 | 0.31291 | 375 | 375 | 52.1531 | 375 |  |  | 0.31291 | 117.3408
11691 | KMICHICT1_G | 1 | North | YES | 0.13908 | 144 | 80 | 144 | 0 | 1.026 | CC | 1 | 0.31291 | 144 | 144 | 20.0268 | 144 |  |  | 0.31291 | 45.0589
11692 | KMICHICT2_G | 2 | North | YES | 0.13908 | 146 | 80 | 146 | 0 | 1.026 | CC | 1 | 0.31291 | 146 | 146 | 20.305 | 146 |  |  | 0.31291 | 45.6847
11693 | KMICHIST3_G | 3 | North | YES | 0.13908 | 312 | 60 | 312 | 0 | 1.026 | CC | 1 | 0.31291 | 312 | 312 | 43.3914 | 312 |  |  | 0.31291 | 97.6276
11694 | KMICHICT4_G | 4 | North | YES | 0.13908 | 144 | 80 | 144 | 0 | 1.026 | CC | 1 | 0.31291 | 144 | 144 | 20.0268 | 144 |  |  | 0.31291 | 45.0589
11695 | KMICHICT5_G | 5 | North | YES | 0.13908 | 148 | 80 | 148 | 0 | 1.026 | CC | 1 | 0.31291 | 148 | 148 | 20.5831 | 148 |  |  | 0.31291 | 46.3105
11696 | KMICHIST6_G | 6 | North | YES | 0.13908 | 310 | 60 | 310 | 0 | 1.026 | CC | 1 | 0.31291 | 310 | 310 | 43.1133 | 310 |  |  | 0.31291 | 97.0017
1432 | GRHAMSES_2G | 2 | North | YES | 0.13886 | 294.9 | 90 | 366 | 0 | 1.014 | GST | 1 | 0.3127 | 366 | 366 | 50.8246 | 366 |  |  | 0.3127 | 114.4478
1678 | LAMARPWR_1G | 1 | North | YES | 0.13884 | 160 | 67.7 | 160 | 0 | 1.038 | CC | 1 | 0.31267 | 160 | 160 | 22.2141 | 160 |  |  | 0.31267 | 50.0275
1679 | LAMARPWR_2G | 2 | North | YES | 0.13884 | 156 | 67.7 | 156 | 0 | 1.038 | CC | 1 | 0.31267 | 156 | 156 | 21.6587 | 156 |  |  | 0.31267 | 48.7768
1680 | LAMARPWR_3G | 3 | North | YES | 0.13884 | 196 | 129.1 | 196 | 0 | 1.038 | CC | 1 | 0.31267 | 196 | 196 | 27.2122 | 196 |  |  | 0.31267 | 61.2837
1681 | LAMARPWR_4G | 4 | North | YES | 0.13884 | 156 | 67.7 | 156 | 0 | 1.038 | CC | 1 | 0.31267 | 156 | 156 | 21.6587 | 156 |  |  | 0.31267 | 48.7768
1682 | LAMARPWR_5G | 5 | North | YES | 0.13884 | 157 | 67.7 | 157 | 0 | 1.038 | CC | 1 | 0.31267 | 157 | 157 | 21.7976 | 157 |  |  | 0.31267 | 49.0895
1683 | LAMARPWR_6G | 6 | North | YES | 0.13884 | 198 | 129.1 | 198 | 0 | 1.038 | CC | 1 | 0.31267 | 198 | 198 | 27.4899 | 198 |  |  | 0.31267 | 61.909
1479 | WFCOGEN_1G | 1 | North | YES | 0.13882 | 16 | 12 | 20 | 0 | 1 | Cogen | 1 | 0.31265 | 0 | 0 | 0 | 0 |  |  | 0.31265 | 0
1479 | WFCOGEN_1G | 2 | North | YES | 0.13882 | 16 | 12 | 20 | 0 | 1 | Cogen | 1 | 0.31265 | 0 | 0 | 0 | 0 |  |  | 0.31265 | 0
1482 | WFCOGEN_2G | 2 | North | YES | 0.13882 | 13.6 | 12 | 17 | 0 | 1 | Cogen | 1 | 0.31265 | 0 | 0 | 0 | 0 |  |  | 0.31265 | 0
1482 | WFCOGEN_2G | 1 | North | YES | 0.13882 | 16 | 12 | 20 | 0 | 1 | Cogen | 1 | 0.31265 | 0 | 0 | 0 | 0 |  |  | 0.31265 | 0
1675 | PEC_1G | 1 | North | YES | 0.13863 | 76.7 | 35 | 76.7 | 0 | 1.022 | Cogen | 1 | 0.31246 | 0 | 0 | 0 | 0 |  |  | 0.31246 | 0
1676 | PEC_2G | 2 | North | YES | 0.13863 | 79.6 | 35 | 79.6 | 0 | 1.022 | Cogen | 1 | 0.31246 | 0 | 0 | 0 | 0 |  |  | 0.31246 | 0
1677 | PEC_3G | 3 | North | YES | 0.13863 | 88.4 | 35 | 88.4 | 0 | 1.022 | Cogen | 1 | 0.31246 | 0 | 0 | 0 | 0 |  |  | 0.31246 | 0
1701 | MOSES_1G | 1 | North | YES | 0.13845 | 558 | 175 | 558 | 0 | 1.023 | LIGCO | 1 | 0.31228 | 0 | 558 | 77.2551 | 558 |  |  | 0.31228 | 174.2544
1702 | MOSES_2G | 2 | North | YES | 0.13845 | 579 | 175 | 579 | 0 | 1.023 | LIGCO | 1 | 0.31228 | 0 | 579 | 80.1625 | 579 |  |  | 0.31228 | 180.8123
1703 | MOSES_3G | 3 | North | YES | 0.13845 | 808 | 463 | 808 | 0 | 1.023 | LIGCO | 1 | 0.31228 | 0 | 808 | 111.8676 | 808 |  |  | 0.31228 | 252.3253
5925 | DCEAST | EQ | North | YES | 0.13845 | 400.3 | -600 | 600 | 0 | 1.025 | DCTie | 1 | 0.31228 | 0 | 0 | 0 | 0 |  |  | 0.31228 | 0
1433 | GRHAMSES_1G | 1 | North | YES | 0.13844 | 242 | 60 | 242 | 0 | 1.038 | GST | 1 | 0.31227 | 242 | 242 | 33.5015 | 242 |  |  | 0.31227 | 75.5693
842 | OLINGER_G1 | 1 | North | YES | 0.13808 | 55.4 | 20 | 79 | 0 | 1.03 | GST | 1 | 0.31191 | 79 | 79 | 10.9079 | 79 |  |  | 0.31191 | 24.6408
843 | OLINGER_G2 | 1 | North | YES | 0.13808 | 76.2 | 25 | 110 | 0 | 1.03 | GST | 1 | 0.31191 | 110 | 110 | 15.1883 | 110 |  |  | 0.31191 | 34.31
844 | OLINGER_G3 | 1 | North | YES | 0.13808 | 103.9 | 45 | 150 | 0 | 1.03 | GST | 1 | 0.31191 | 150 | 150 | 20.7112 | 150 |  |  | 0.31191 | 46.7863
845 | OLINGER_G4 | 1 | North | YES | 0.13808 | 51.9 | 0 | 76 | 0 | 1.03 | GGT | 1 | 0.31191 | 76 | 76 | 10.4937 | 76 |  |  | 0.31191 | 23.7051
837 | NEWMAN_G5 | 1 | North | YES | 0.13802 | 0 | 15 | 40 |  | 1.01 | GST | 1 | 0.31186 | 40 | 40 | 5.5209 | 40 |  |  | 0.31186 | 12.4743
12440 | PARKD_1SVC8 | 1 | North | YES | 0.13775 | 0 | 0 | 0 | 0 | 1.007 | GST | 1 | 0.31158 | 0 | 0 | 0 | 0 |  |  | 0.31158 | 0
12449 | PARKD_2SVC8 | 1 | North | YES | 0.13775 | 0 | 0 | 0 | 0 | 1.007 | GST | 1 | 0.31158 | 0 | 0 | 0 | 0 |  |  | 0.31158 | 0
949 | STEAM2 | 1 | North | YES | 0.13771 | 26 | 8 | 26 | 0 | 0.99 | GST | 1 | 0.31154 | 26 | 26 | 3.5804 | 26 |  |  | 0.31154 | 8.1001
950 | STEAM3 | 1 | North | YES | 0.13771 | 41 | 13 | 42 | 0 | 1.02 | GST | 1 | 0.31154 | 42 | 42 | 5.7837 | 42 |  |  | 0.31154 | 13.0847
948 | STEAM1 | 1 | North | YES | 0.13771 | 0 | 12 | 20 |  | 1.02 | GST | 1 | 0.31154 | 20 | 20 | 2.7541 | 20 |  |  | 0.31154 | 6.2308
2451 | LKHB1_G | 1 | North | YES | 0.13732 | 0 | 80 | 391 |  | 1.022 | GST | 1 | 0.31115 | 391 | 391 | 53.6909 | 391 |  |  | 0.31115 | 121.66
2452 | LKHB2_G | 2 | North | YES | 0.13732 | 516 | 80 | 516 | 0 | 1.022 | GST | 1 | 0.31115 | 516 | 516 | 70.8556 | 516 |  |  | 0.31115 | 160.5538
12411 | FPLEFR1A_G | 1 | North | YES | 0.13554 | 161 | 72 | 161 | 0 | 1 | CC | 1 | 0.30937 | 161 | 161 | 21.8215 | 161 |  |  | 0.30937 | 49.8087
12412 | FPLEFR1B_G | 2 | North | YES | 0.13554 | 164 | 72 | 164 | 0 | 1 | CC | 1 | 0.30937 | 164 | 164 | 22.2281 | 164 |  |  | 0.30937 | 50.7368
12413 | FPLEFR1C_G | 3 | North | YES | 0.13554 | 164 | 72 | 164 | 0 | 1 | CC | 1 | 0.30937 | 164 | 164 | 22.2281 | 164 |  |  | 0.30937 | 50.7368
12414 | FPLEFR1S_G | 4 | North | YES | 0.13554 | 414 | 191 | 414 | 0 | 1 | CC | 1 | 0.30937 | 414 | 414 | 56.1123 | 414 |  |  | 0.30937 | 128.0795
12421 | FPLEFR2A_G | 1 | North | YES | 0.13554 | 162 | 72 | 162 | 0 | 1 | CC | 1 | 0.30937 | 162 | 162 | 21.957 | 162 |  |  | 0.30937 | 50.1181
12422 | FPLEFR2B_G | 2 | North | YES | 0.13554 | 161 | 72 | 161 | 0 | 1 | CC | 1 | 0.30937 | 161 | 161 | 21.8215 | 161 |  |  | 0.30937 | 49.8087
12423 | FPLEFR2C_G | 3 | North | YES | 0.13554 | 163 | 72 | 163 | 0 | 1 | CC | 1 | 0.30937 | 163 | 163 | 22.0925 | 163 |  |  | 0.30937 | 50.4274
12424 | FPLEFR2S_G | 4 | North | YES | 0.13554 | 415 | 191 | 415 | 0 | 1 | CC | 1 | 0.30937 | 415 | 415 | 56.2479 | 415 |  |  | 0.30937 | 128.3889
6100 | OKLA7A | EQ | West | YES | 0.13494 | 50 | -220 | 220 | 0 | 1.035 | DCTie | 1 | 0.30877 | 0 | 0 |  |  |  |  | 0.30877 | 0
6752 | OKLA0A | 1 | West | YES | 0.13494 | 649.7 | 175 | 649.7 | 0 | 1.035 | LIGCO | 1 | 0.30877 | 0 | 649.7 |  |  |  |  | 0.30877 | 200.6097
1442 | COKFIELD_5 | 1 | North | YES | 0.13389 | 16.5 | 0 | 165 |  | 1.029 | Wind | 1 | 0.30772 | 0 | 165 | 22.092 | 165 |  |  | 0.30772 | 50.7746
3126 | TRINIDAD_6G | 1 | North | YES | 0.13355 | 179.2 | 46 | 224 | 0 | 1 | GST | 1 | 0.30738 | 224 | 224 | 29.9154 | 224 |  |  | 0.30738 | 68.8542
1438 | MESQUITW_2G | 1 | North | YES | 0.13232 | 23.6 | 0 | 236 |  | 1.017 | Wind | 1 | 0.30615 | 0 | 236 | 31.2275 | 236 |  |  | 0.30615 | 72.2523
1437 | MESQUITW_1G | 1 | North | YES | 0.13231 | 40 | 0 | 400 | 0 | 1.023 | Wind | 1 | 0.30615 | 0 | 400 | 52.9248 | 400 |  |  | 0.30615 | 122.4583
60052 | WILDHRS11A | 1 | West | YES | 0.13059 | 25.3 | 0 | 126.5 | 0 | 1.005 | #N/A | 1 | 0.30442 | 126.5 | 126.5 |  |  |  |  | 0.30442 | 38.5094
60053 | WILDHRS21A | 1 | West | YES | 0.13059 | 7.8 | 0 | 39 | 0 | 1.025 | #N/A | 1 | 0.30442 | 39 | 39 |  |  |  |  | 0.30442 | 11.8725
60081 | WHRLWIND1A | 1 | West | YES | 0.12941 | 12 | 0 | 60 | 0 | 1.03 | Wind | 1 | 0.30325 | 0 | 60 |  |  |  |  | 0.30325 | 18.1949
1416 | SWETWATR_1G | 1 | West | YES | 0.12841 | 30 | 18 | 30 | 0 | 1.026 | CC | 1 | 0.30225 | 30 | 30 |  |  |  |  | 0.30225 | 9.0674
1417 | SWETWATR_2G | 2 | West | YES | 0.12841 | 72 | 36 | 72 | 0 | 1.026 | CC | 1 | 0.30225 | 72 | 72 |  |  |  |  | 0.30225 | 21.7618
1418 | SWETWATR_3G | 3 | West | YES | 0.12841 | 68 | 36 | 68 | 0 | 1.026 | CC | 1 | 0.30225 | 68 | 68 |  |  |  |  | 0.30225 | 20.5529
1419 | SWETWATR_4G | 4 | West | YES | 0.12841 | 61 | 36 | 61 | 0 | 1.026 | CC | 1 | 0.30225 | 61 | 61 |  |  |  |  | 0.30225 | 18.4371
6144 | MCADOO1A | 1 | West | YES | 0.1276 | 15 | 0 | 150 | 0 | 1.025 | Wind | 1 | 0.30143 | 0 | 150 |  |  |  |  | 0.30143 | 45.2148
1049 | ROSCOEWI_5 | 1 | West | YES | 0.12759 | 41.8 | 0 | 209 |  | 1.01 | #N/A | 1 | 0.30142 | 209 | 209 |  |  |  |  | 0.30142 | 62.9978
1057 | ROSCOEWI_5 | 2 | West | YES | 0.12759 | 25.3 | 0 | 126.5 |  | 1.01 | #N/A | 1 | 0.30142 | 126.5 | 126.5 |  |  |  |  | 0.30142 | 38.1302
1060 | ROSCOEWI_5 | 3 | West | YES | 0.12759 | 39.4 | 0 | 197 | 0 | 1.01 | #N/A | 1 | 0.30142 | 197 | 197 |  |  |  |  | 0.30142 | 59.3807
1072 | ROSCOEWI_5 | 4 | West | YES | 0.12759 | 63.6 | 0 | 318 | 0 | 1.01 | #N/A | 1 | 0.30142 | 318 | 318 |  |  |  |  | 0.30142 | 95.8531
71051 | L_BITTCR1_1N | W1 | West | YES | 0.12744 | 7.5 | 0 | 37.5 |  | 1.02 | Wind | 1 | 0.30127 | 0 | 37.5 |  |  |  |  | 0.30127 | 11.2976
71054 | L_SWEETW1_1N | W1 | West | YES | 0.12744 | 21.5 | 0 | 107.5 |  | 1.02 | Wind | 1 | 0.30127 | 0 | 107.5 |  |  |  |  | 0.30127 | 32.3865
71057 | L_SWEETW1_2N | W1 | West | YES | 0.12744 | 27 | 0 | 135 |  | 1.02 | Wind | 1 | 0.30127 | 0 | 135 |  |  |  |  | 0.30127 | 40.6714
71059 | L_SWEETW1_3N | W1 | West | YES | 0.12744 | 23.8 | 0 | 119 | 0 | 1.02 | Wind | 1 | 0.30127 | 0 | 119 |  |  |  |  | 0.30127 | 35.8511
71060 | L_SWEETW1_4N | W1 | West | YES | 0.12744 | 21 | 0 | 105 | 0 | 1.02 | Wind | 1 | 0.30127 | 0 | 105 |  |  |  |  | 0.30127 | 31.6333
3097 | MARTLAKE_1G | 1 | North | YES | 0.12681 | 790 | 500 | 790 | 0 | 1.017 | LIGCO | 1 | 0.30064 | 0 | 790 | 100.1783 | 790 |  |  | 0.30064 | 237.5071
3098 | MARTLAKE_2G | 2 | North | YES | 0.12681 | 795 | 461 | 795 | 0 | 1.017 | LIGCO | 1 | 0.30064 | 0 | 795 | 100.8124 | 795 |  |  | 0.30064 | 239.0103
3099 | MARTLAKE_3G | 3 | North | YES | 0.12681 | 804 | 500 | 804 | 0 | 1.017 | LIGCO | 1 | 0.30064 | 0 | 804 | 101.9536 | 804 |  |  | 0.30064 | 241.716
36998 | RDCNYNG1 | 1 | West | YES | 0.12622 | 16.8 | 0 | 84 |  | 1.01 | Wind | 1 | 0.30005 | 0 | 84 |  |  |  |  | 0.30005 | 25.2044
1343 | TRENTIPP_8 | 1 | West | YES | 0.12595 | 30 | 0 | 150 |  | 1.014 | Wind | 1 | 0.29978 | 0 | 150 |  |  |  |  | 0.29978 | 44.9674
1354 | AEPWIND_8 | 1 | West | YES | 0.12595 | 20.2 | 0 | 101 |  | 1 | Wind | 1 | 0.29978 | 0 | 101 |  |  |  |  | 0.29978 | 30.2781
1061 | CIELOGEN_1G | 1 | West | YES | 0.1259 | 19.8 | 0 | 99 |  | 1 | Wind | 1 | 0.29974 | 0 | 99 |  |  |  |  | 0.29974 | 29.674
1062 | CIELOGEN_2G | 1 | West | YES | 0.1259 | 12.2 | 0 | 61 |  | 1 | Wind | 1 | 0.29974 | 0 | 61 |  |  |  |  | 0.29974 | 18.284
1069 | KINDERMG_1G | 1 | West | YES | 0.1259 | 25 | 5 | 25 | 0 | 1.017 | Cogen | 1 | 0.29974 | 0 | 0 |  |  |  |  | 0.29974 | 0
1070 | KINDERMG_2G | 1 | West | YES | 0.1259 | 45.7 | 12 | 45.7 | 0 | 1.017 | Cogen | 1 | 0.29974 | 0 | 0 |  |  |  |  | 0.29974 | 0
1071 | KINDERMG_3G | 1 | West | YES | 0.1259 | 45.7 | 12 | 45.7 | 0 | 1.017 | Cogen | 1 | 0.29974 | 0 | 0 |  |  |  |  | 0.29974 | 0
1068 | SCURRYCW_1G | 1 | West | YES | 0.12589 | 28.2 | 1.3 | 141 |  | 1.01 | Wind | 1 | 0.29972 | 0 | 141 |  |  |  |  | 0.29972 | 42.2605
1073 | SCURRYCW_2G | 2 | West | YES | 0.12589 | 24 | 0 | 120 | 0 | 1.017 | Wind | 1 | 0.29972 | 0 | 120 |  |  |  |  | 0.29972 | 35.9664
6637 | SNYDERW1A | 1 | West | YES | 0.12576 | 12.6 | 0 | 63 | 0 | 1.025 | Wind | 1 | 0.2996 | 0 | 63 |  |  |  |  | 0.2996 | 18.8747
1037 | MORGAN5G_5G | 5 | West | YES | 0.12565 | 109.6 | 40 | 137 | 0 | 1.029 | GST | 1 | 0.29949 | 137 | 137 |  |  |  |  | 0.29949 | 41.0296
1039 | MRGNAG_1G | A | West | YES | 0.12565 | 69 | 69 | 69 | 0 | 1.029 | GGT | 1 | 0.29949 | 69 | 69 |  |  |  |  | 0.29949 | 20.6645
1040 | MRGNBG_2G | B | West | YES | 0.12565 | 70 | 70 | 71 | 0 | 1.029 | GGT | 1 | 0.29949 | 71 | 71 |  |  |  |  | 0.29949 | 21.2635
1041 | MRGNCG_3G | C | West | YES | 0.12565 | 69 | 69 | 70 | 0 | 1.029 | GGT | 1 | 0.29949 | 70 | 70 |  |  |  |  | 0.29949 | 20.964
1042 | MRGNDG_4G | D | West | YES | 0.12565 | 68 | 68 | 68 | 0 | 1.029 | GGT | 1 | 0.29949 | 68 | 68 |  |  |  |  | 0.29949 | 20.365
1043 | MRGNEG_5G | E | West | YES | 0.12565 | 68 | 68 | 70 | 0 | 1.029 | GGT | 1 | 0.29949 | 70 | 70 |  |  |  |  | 0.29949 | 20.964
1044 | MRGNFG_6G | F | West | YES | 0.12565 | 66 | 66 | 66 | 0 | 1.029 | GGT | 1 | 0.29949 | 66 | 66 |  |  |  |  | 0.29949 | 19.7661
13116 | TGATEWAY_1G | 1 | North | YES | 0.12557 | 151 | 30 | 151 | 0 | 1.0232 | CC | 1 | 0.2994 | 151 | 151 | 18.9611 | 151 |  |  | 0.2994 | 45.21
13117 | TGATEWAY_2G | 2 | North | YES | 0.12557 | 130 | 30 | 130 | 0 | 1.0232 | CC | 1 | 0.2994 | 130 | 130 | 16.3241 | 130 |  |  | 0.2994 | 38.9225
13118 | TGATEWAY_3G | 3 | North | YES | 0.12557 | 148 | 30 | 148 | 0 | 1.0232 | CC | 1 | 0.2994 | 148 | 148 | 18.5844 | 148 |  |  | 0.2994 | 44.3118
13119 | TGATEWAY_4G | 4 | North | YES | 0.12557 | 399 | 65 | 399 | 0 | 1.0232 | CC | 1 | 0.2994 | 399 | 399 | 50.1024 | 399 |  |  | 0.2994 | 119.4621
1301 | BULLCREK_8 | 1 | West | YES | 0.12548 | 36 | 0 | 180 | 0 | 1.017 | #N/A | 1 | 0.29931 | 180 | 180 |  |  |  |  | 0.29931 | 53.8761
1058 | LONGSHORE_5 | 1 | West | YES | 0.12544 | 30 | 0 | 150 |  | 1.01 | Wind | 1 | 0.29928 | 0 | 150 |  |  |  |  | 0.29928 | 44.8915
1058 | LONGSHORE_5 | 3 | West | YES | 0.12544 | 23.4 | 0 | 117 |  | 1.01 | Wind | 1 | 0.29928 | 0 | 117 |  |  |  |  | 0.29928 | 35.0154
1058 | LONGSHORE_5 | 2 | West | YES | 0.12544 | 44 | 0 | 220 |  | 1.01 | Wind | 1 | 0.29928 | 0 | 220 |  |  |  |  | 0.29928 | 65.8409
60058 | BUFF_GAP1A | 1 | West | YES | 0.12528 | 24 | 0 | 120 |  | 1 | Wind | 1 | 0.29911 | 0 | 120 |  |  |  |  | 0.29911 | 35.8934
60060 | CIRELLO | 1 | West | YES | 0.12528 | 46.6 | 0 | 233 | 0 | 1 | Wind | 1 | 0.29911 | 0 | 233 |  |  |  |  | 0.29911 | 69.6931
60063 | BUFF_GAP1B | 1 | West | YES | 0.12528 | 34 | 0 | 170.2 | 0 | 1.02 | Wind | 1 | 0.29911 | 0 | 170.2 |  |  |  |  | 0.29911 | 50.9088
60066 | H_HOLLOW1A | 1 | West | YES | 0.12528 | 44.4 | 0 | 222 | 0 | 1.005 | Wind | 1 | 0.29911 | 0 | 222 |  |  |  |  | 0.29911 | 66.4028
60068 | HHOLLOW21A | 1 | West | YES | 0.12528 | 36.8 | 0 | 184 | 0 | 1.025 | Wind | 1 | 0.29911 | 0 | 184 |  |  |  |  | 0.29911 | 55.0366
60070 | HHOLLOW31A | 1 | West | YES | 0.12528 | 44.8 | 0 | 224 | 0 | 1.025 | Wind | 1 | 0.29911 | 0 | 224 |  |  |  |  | 0.29911 | 67.0011
60072 | HHOLLOW41A | 1 | West | YES | 0.12528 | 23 | 0 | 115 | 0 | 1.025 | Wind | 1 | 0.29911 | 0 | 115 |  |  |  |  | 0.29911 | 34.3979
1045 | CALENG1G_1G | 1 | West | YES | 0.12512 | 73.4 | 27 | 73.4 | 0 | 1.014 | Cogen | 1 | 0.29895 | 0 | 0 |  |  |  |  | 0.29895 | 0
1046 | CALENG2G_2G | 2 | West | YES | 0.12512 | 73.4 | 27 | 73.4 | 0 | 1.014 | Cogen | 1 | 0.29895 | 0 | 0 |  |  |  |  | 0.29895 | 0
1047 | CALENG3G_3G | 3 | West | YES | 0.12512 | 70.4 | 27 | 70.4 | 0 | 1.014 | Cogen | 1 | 0.29895 | 0 | 0 |  |  |  |  | 0.29895 | 0
1302 | COYOTEWG_8 | 1 | West | YES | 0.125 | 45 | 0 | 225 |  | 1.01 | #N/A | 1 | 0.29883 | 225 | 225 |  |  |  |  | 0.29883 | 67.2374
1360 | GUNSIGHT_8 | 1 | West | YES | 0.1247 | 24 | 0 | 120 | 0 | 1.01 | Wind | 1 | 0.29854 | 0 | 120 |  |  |  |  | 0.29854 | 35.8243
1327 | WILDHRSE_1G | 1 | West | YES | 0.12466 | 24 | 0 | 120 |  | 1 | Wind | 1 | 0.2985 | 0 | 120 |  |  |  |  | 0.2985 | 35.8197
1170 | AIRLAMESA_1G | 1 | West | YES | 0.12433 | 0 | 0 | 180 |  | 1 | #N/A | 1 | 0.29816 | 180 | 180 |  |  |  |  | 0.29816 | 53.6695
3348 | CHAMPION_1G | MB | North | YES | 0.1243 | 0 | 42 | 42 |  | 1 | Cogen | 1 | 0.29813 | 0 | 0 | 0 | 0 |  |  | 0.29813 | 0
3113 | LUFKINWB_1G | 1 | North | YES | 0.12418 | 0 | 0 | 50 |  | 1.01 | #N/A | 1 | 0.29801 | 50 | 50 | 6.209 | 50 |  |  | 0.29801 | 14.9007
1333 | MCDDONAL_8 | 1 | West | YES | 0.12396 | 42.8 | 0 | 214.2 |  | 1.01 | Wind | 1 | 0.29779 | 0 | 214.2 |  |  |  |  | 0.29779 | 63.7872
1320 | BSP 1 | 1 | West | YES | 0.12374 | 25.5 | 2.9 | 25.8 | 0 | 1 | Cogen | 1 | 0.29758 | 0 | 0 |  |  |  |  | 0.29758 | 0
1326 | STANTONW_8 | 1 | West | YES | 0.12373 | 20.1 | 0 | 100.5 |  | 1.01 | Wind | 1 | 0.29757 | 0 | 100.5 |  |  |  |  | 0.29757 | 29.9057
11001 | NAV1CT | 1 | West | YES | 0.12373 | 70.4 | 18 | 70.4 | 0 | 1.029 | CC | 1 | 0.29756 | 70.4 | 70.4 |  |  |  |  | 0.29756 | 20.9481
11009 | NAV2CT | 1 | West | YES | 0.12373 | 71.4 | 18 | 71.4 | 0 | 1.029 | CC | 1 | 0.29756 | 71.4 | 71.4 |  |  |  |  | 0.29756 | 21.2457
11011 | NAV3ST | 1 | West | YES | 0.12373 | 92.8 | 40 | 92.8 | 0 | 1.029 | CC | 1 | 0.29756 | 92.8 | 92.8 |  |  |  |  | 0.29756 | 27.6135
11012 | NAV4CT | 1 | West | YES | 0.12373 | 80 | 18 | 80 | 0 | 1.029 | CC | 1 | 0.29756 | 80 | 80 |  |  |  |  | 0.29756 | 23.8047
11013 | NAV5CT | 1 | West | YES | 0.12373 | 80 | 18 | 80 | 0 | 1.029 | CC | 1 | 0.29756 | 80 | 80 |  |  |  |  | 0.29756 | 23.8047
11014 | NAV6ST | 1 | West | YES | 0.12373 | 115 | 40 | 115 | 0 | 1.029 | CC | 1 | 0.29756 | 115 | 115 |  |  |  |  | 0.29756 | 34.2193
11020 | TIEHVSG_1G | 1 | West | YES | 0.1237 | 208.2 | 63 | 208.2 | 0 | 1.012 | CC | 1 | 0.29754 | 208.2 | 208.2 |  |  |  |  | 0.29754 | 61.9472
11021 | TIEHVCG_1G | 1 | West | YES | 0.1237 | 142.1 | 103 | 142.1 | 0 | 1.012 | CC | 1 | 0.29754 | 142.1 | 142.1 |  |  |  |  | 0.29754 | 42.28
11022 | TIEHVCG_2G | 1 | West | YES | 0.1237 | 132.4 | 103 | 132.4 | 0 | 1.012 | CC | 1 | 0.29754 | 132.4 | 132.4 |  |  |  |  | 0.29754 | 39.3939
11023 | TIEHVCG_3G | 1 | West | YES | 0.1237 | 137.4 | 103 | 137.4 | 0 | 1.012 | CC | 1 | 0.29754 | 137.4 | 137.4 |  |  |  |  | 0.29754 | 40.8816
11024 | TIEHVCG_4G | 1 | West | YES | 0.1237 | 147 | 103 | 147 | 0 | 1.012 | CC | 1 | 0.29754 | 147 | 147 |  |  |  |  | 0.29754 | 43.7379
11025 | TIEHVSG_2G | 1 | West | YES | 0.1237 | 213.2 | 63 | 213.2 | 0 | 1.012 | CC | 1 | 0.29754 | 213.2 | 213.2 |  |  |  |  | 0.29754 | 63.4349
1328 | OCOTILLO_1G | 1 | West | YES | 0.12368 | 11.6 | 0 | 58 |  | 1.01 | Wind | 1 | 0.29752 | 0 | 58 |  |  |  |  | 0.29752 | 17.256
3107 | STRYKER_1G | 1 | North | YES | 0.1236 | 145.6 | 45 | 182 | 0 | 1.029 | GST | 1 | 0.29744 | 182 | 182 | 22.4959 | 182 |  |  | 0.29744 | 54.1337
3108 | STRYKER_2G | 2 | North | YES | 0.1236 | 484 | 75 | 484 | 0 | 1.029 | GST | 1 | 0.29744 | 484 | 484 | 59.8243 | 484 |  |  | 0.29744 | 143.9599
60057 | CALLAHAN1A | 1 | West | YES | 0.12338 | 22.8 | 0 | 114 | 0 | 1.04 | Wind | 1 | 0.29722 | 0 | 114 |  |  |  |  | 0.29722 | 33.8828
76031 | L_GASCCR1_1N | W1 | West | YES | 0.12247 | 30 | 0 | 150 | 0 | 1.02 | Wind | 1 | 0.2963 | 0 | 150 |  |  |  |  | 0.2963 | 44.4454
1146 | NOTREES_1G | 1 | West | YES | 0.12234 | 29.8 | 0 | 149 | 0 | 1.017 | #N/A | 1 | 0.29617 | 149 | 149 |  |  |  |  | 0.29617 | 44.1298
7038 | L_DELAWA1_1Y | 1 | West | YES | 0.12211 | 3.5 | 0 | 35 | 0 | 1 | Wind | 1 | 0.29594 | 0 | 35 |  |  |  |  | 0.29594 | 10.358
7038 | L_DELAWA1_1Y | 2 | West | YES | 0.12211 | 3 | 0 | 30 | 0 | 1 | Wind | 1 | 0.29594 | 0 | 30 |  |  |  |  | 0.29594 | 8.8783
1002 | PBCTAGE_1G | A | West | YES | 0.12199 | 64 | 64 | 66 | 0 | 1.036 | GGT | 1 | 0.29582 | 66 | 66 |  |  |  |  | 0.29582 | 19.5244
1003 | PBCTBGE_2G | B | West | YES | 0.12199 | 65 | 65 | 66 | 0 | 1.036 | GGT | 1 | 0.29582 | 66 | 66 |  |  |  |  | 0.29582 | 19.5244
1004 | PBCTCGE_3G | C | West | YES | 0.12199 | 62 | 62 | 67 | 0 | 1.036 | GGT | 1 | 0.29582 | 67 | 67 |  |  |  |  | 0.29582 | 19.8202
1005 | PBCTDGE_4G | D | West | YES | 0.12199 | 65 | 65 | 68 | 0 | 1.036 | GGT | 1 | 0.29582 | 68 | 68 |  |  |  |  | 0.29582 | 20.116
1006 | PBCTEGE_5G | E | West | YES | 0.12199 | 65 | 65 | 67 | 0 | 1.036 | GGT | 1 | 0.29582 | 67 | 67 |  |  |  |  | 0.29582 | 19.8202
1007 | PB5GEN_6G | 5 | West | YES | 0.12199 | 91.2 | 40 | 114 | 0 | 1.036 | GST | 1 | 0.29582 | 114 | 114 |  |  |  |  | 0.29582 | 33.7239
1008 | PB6GEN_7G | 6 | West | YES | 0.12199 | 515 | 130 | 515 | 0 | 1.036 | GST | 1 | 0.29582 | 515 | 515 |  |  |  |  | 0.29582 | 152.3493
76091 | L_DIVIDE1_1N | W1 | West | YES | 0.1218 | 110 | 0 | 550 | 0 | 1.02 | Wind | 1 | 0.29563 | 0 | 550 |  |  |  |  | 0.29563 | 162.5981
1349 | WESTXWIN_1G | 1 | West | YES | 0.12153 | 1.3 | 0 | 6.6 |  | 1.014 | Wind | 1 | 0.29536 | 0 | 6.6 |  |  |  |  | 0.29536 | 1.9494
1350 | NWPWRG1_1G | 1 | West | YES | 0.12153 | 6.9 | 1 | 34.3 |  | 1.014 | Wind | 1 | 0.29536 | 0 | 34.3 |  |  |  |  | 0.29536 | 10.1308
6407 | TURKTRAK1A | 1 | West | YES | 0.11895 | 33.9 | 0 | 169.5 | 0 | 1.025 | Wind | 1 | 0.29278 | 0 | 169.5 |  |  |  |  | 0.29278 | 49.6265
13134 | CALFREST_4G | 4 | North | YES | 0.11191 | 151.5 | 40 | 151.5 | 0 | 1.031 | CC | 1 | 0.28574 | 151.5 | 151.5 | 16.9536 | 151.5 |  |  | 0.28574 | 43.2894
13135 | CALFREST_5G | 5 | North | YES | 0.11191 | 152.3 | 57 | 152.3 | 0 | 1.031 | CC | 1 | 0.28574 | 152.3 | 152.3 | 17.0431 | 152.3 |  |  | 0.28574 | 43.518
13136 | CALFREST_6G | 6 | North | YES | 0.11191 | 177.5 | 40 | 177.5 | 0 | 1.031 | CC | 1 | 0.28574 | 177.5 | 177.5 | 19.8631 | 177.5 |  |  | 0.28574 | 50.7186
13131 | CALFREST_1G | 1 | North | YES | 0.11138 | 150.7 | 40 | 150.7 | 0 | 1.031 | CC | 1 | 0.28521 | 150.7 | 150.7 | 16.7848 | 150.7 |  |  | 0.28521 | 42.9816
13132 | CALFREST_2G | 2 | North | YES | 0.11138 | 151 | 57 | 151 | 0 | 1.031 | CC | 1 | 0.28521 | 151 | 151 | 16.8182 | 151 |  |  | 0.28521 | 43.0671
13133 | CALFREST_3G | 3 | North | YES | 0.11138 | 177.4 | 40 | 177.4 | 0 | 1.031 | CC | 1 | 0.28521 | 177.4 | 177.4 | 19.7586 | 177.4 |  |  | 0.28521 | 50.5968
60007 | KING_SW1A | 1 | West | YES | 0.11063 | 20 | 0 | 80 |  | 1.03 | Wind | 1 | 0.28446 | 0 | 80 |  |  |  |  | 0.28446 | 22.7567
60019 | KING_NW1A | 1 | West | YES | 0.11063 | 20 | 0 | 80 |  | 1.03 | Wind | 1 | 0.28446 | 0 | 80 |  |  |  |  | 0.28446 | 22.7567
60201 | RIO DRCS | F | West | YES | 0.10971 | 0 | 0 | 0 | 0 | 1.025 | AVR | 1 | 0.28354 | 0 | 0 |  |  |  |  | 0.28354 | 0
60016 | WOODWRD11A | 1 | West | YES | 0.10963 | 20 | 0 | 80 |  | 1.033 | Wind | 1 | 0.28346 | 0 | 80 |  |  |  |  | 0.28346 | 22.6767
38332 | TNWDWRDU2_8 | 1 | West | YES | 0.1096 | 20 | 0 | 80 | 0 | 1.0232 | Wind | 1 | 0.28343 | 0 | 80 |  |  |  |  | 0.28343 | 22.6746
38437 | TNSRBNMESA9 | 1 | West | YES | 0.10952 | 37.5 | 0 | 150 |  | 1.02 | Wind | 1 | 0.28335 | 0 | 150 |  |  |  |  | 0.28335 | 42.5026
6016 | SWMESA | 1 | West | YES | 0.10912 | 18.8 | 0 | 75 |  | 1.03 | Wind | 1 | 0.28295 | 0 | 75 |  |  |  |  | 0.28295 | 21.2212
60003 | KING_NE1A | 1 | West | YES | 0.10912 | 20 | 0 | 80 |  | 1.03 | Wind | 1 | 0.28295 | 0 | 80 |  |  |  |  | 0.28295 | 22.6359
60005 | KING_SE1A | 1 | West | YES | 0.10912 | 10 | 0 | 40 |  | 1.035 | Wind | 1 | 0.28295 | 0 | 40 |  |  |  |  | 0.28295 | 11.318
3381 | BBRN_1G | 1 | North | YES | 0.10845 | 618 | 225 | 618 | 0 | 1.03 | LIGCO | 1 | 0.28228 | 0 | 618 | 67.0202 | 618 |  |  | 0.28228 | 174.4496
3382 | BBRN_2G | 2 | North | YES | 0.10845 | 589 | 225 | 589 | 0 | 1.03 | LIGCO | 1 | 0.28228 | 0 | 589 | 63.8753 | 589 |  |  | 0.28228 | 166.2634
60000 | DSKY2 | 1 | West | YES | 0.10763 | 19.1 | 0 | 76.5 |  | 1.039 | Wind | 1 | 0.28146 | 0 | 76.5 |  |  |  |  | 0.28146 | 21.5321
60017 | ORNNWP1 | 1 | West | YES | 0.10682 | 20 | 0 | 80 |  | 1.027 | Wind | 1 | 0.28065 | 0 | 80 |  |  |  |  | 0.28065 | 22.452
60018 | DSKY1 | 1 | West | YES | 0.10591 | 21 | 0 | 84 | 0 | 1.023 | Wind | 1 | 0.27975 | 0 | 84 |  |  |  |  | 0.27975 | 23.4989
60202 | FRNDDRCS | F | West | YES | 0.087702 | 0 | 0 | 0 | 0 | 0.9985 | AVR | 1 | 0.26154 | 0 | 0 |  |  |  |  | 0.26154 | 0
48721 | LEG_1___1 | 1 | North | YES | 0.074456 | 827 | 357 | 827 | 0 | 1.0348 | LIGCO | 1 | 0.24829 | 0 | 827 | 61.5751 | 827 |  |  | 0.24829 | 205.3357
48722 | LEG_2___2 | 2 | North | YES | 0.074456 | 819 | 357 | 819 | 0 | 1.0348 | LIGCO | 1 | 0.24829 | 0 | 819 | 60.9795 | 819 |  |  | 0.24829 | 203.3494
39960 | TNTNPONE_18 | 1 | North | YES | 0.061038 | 152.3 | 30 | 152.3 |  | 1.04 | LIGCO | 1 | 0.23487 | 0 | 152.3 | 9.2961 | 152.3 |  |  | 0.23487 | 35.771
39970 | TNTNPONE_28 | 1 | North | YES | 0.061038 | 153 | 30 | 153 |  | 1.04 | LIGCO | 1 | 0.23487 | 0 | 153 | 9.3388 | 153 |  |  | 0.23487 | 35.9354
990 | GIBN_CREK_G1 | 1 | North | YES | 0.027507 | 463 | 200 | 463 | 0 | 1.0275 | LIGCO | 1 | 0.20134 | 0 | 463 | 12.7357 | 463 |  |  | 0.20134 | 93.2208
32798 | BRYN_TAMUGEN | 1 | North | YES | 0.020103 | 32 | 0 | 32 |  | 1.02 | GST | 1 | 0.19394 | 32 | 32 | 0.6433 | 32 |  |  | 0.19394 | 6.206
32886 | BRYN_ATKINS3 | MB | North | YES | 0.019184 | 0 | 5 | 12 |  | 1 | GST | 1 | 0.19302 | 0 | 0 | 0 | 0 |  |  | 0.19302 | 0
32887 | BRYN_ATKINS6 | MB | North | YES | 0.019184 | 0 | 12 | 51 |  | 1.028 | GST | 1 | 0.19302 | 0 | 0 | 0 | 0 |  |  | 0.19302 | 0
32888 | BRYN_ATKINS7 | 1 | North | YES | 0.019184 | 13.6 | 4 | 17 |  | 1.028 | GGT | 1 | 0.19302 | 17 | 17 | 0.32613 | 17 |  |  | 0.19302 | 3.2813
32890 | BRYN_ATKINS4 | MB | North | YES | 0.019184 | 0 | 5 | 22 |  | 1.031 | GST | 1 | 0.19302 | 0 | 0 | 0 | 0 |  |  | 0.19302 | 0
32891 | BRYN_ATKINS5 | MB | North | YES | 0.019184 | 0 | 5 | 25 |  | 1.031 | GST | 1 | 0.19302 | 0 | 0 | 0 | 0 |  |  | 0.19302 | 0
48671 | FTR_GT1_5105 | 1 | North | YES | 0.017799 | 154.2 | 0 | 154.2 | 0 | 1.0319 | CC | 1 | 0.19163 | 154.2 | 154.2 | 2.7446 | 154.2 |  |  | 0.19163 | 29.5498
48672 | FTR_GT2_5110 | 2 | North | YES | 0.017799 | 159 | 0 | 159 | 0 | 1.0319 | CC | 1 | 0.19163 | 159 | 159 | 2.83 | 159 |  |  | 0.19163 | 30.4696
48673 | FTR_GT3_5085 | 3 | North | YES | 0.017799 | 158 | 0 | 158 | 0 | 1.0319 | CC | 1 | 0.19163 | 158 | 158 | 2.8122 | 158 |  |  | 0.19163 | 30.278
48674 | FTR_CN4_5095 | 4 | North | YES | 0.017799 | 380 | 0 | 380 | 0 | 1.0319 | CC | 1 | 0.19163 | 380 | 380 | 6.7636 | 380 |  |  | 0.19163 | 72.8205
32883 | BRYN_DNSBY3 | 1 | North | YES | 0.016476 | 0 | 2 | 48 |  | 1.015 | GST | 1 | 0.19031 | 48 | 48 | 0.79085 | 48 |  |  | 0.19031 | 9.1349
32884 | BRYN_DNSBY13 | 1 | North | YES | 0.016476 | 46 | 2 | 46 | 0 | 1.015 | GST | 1 | 0.19031 | 46 | 46 | 0.7579 | 46 |  |  | 0.19031 | 8.7543
32892 | BRYN_DNSBY14 | 1 | North | YES | 0.016476 | 84 | 25 | 105 | 0 | 1.035 | GST | 1 | 0.19031 | 105 | 105 | 1.73 | 105 |  |  | 0.19031 | 19.9825
5934 | SI_RAY5 | 5 | South | YES | 0 | 0 | 10 | 15 |  | 1.035 | GST | -1 | 0.13636 | 15 | 15 |  |  | 0 | 15 | -0.13636 | -2.0454
8139 | JOS #1 | MB | South | YES | 0 | 0 | 45 | 255 |  | 1.02 | GST | -1 | 0.13636 | 0 | 0 |  |  | 0 | 0 | -0.13636 | 0
8285 | LAR #1 | MB | South | YES | 0 | 0 | 9 | 32 |  | 1.0497 | GST | -1 | 0.13636 | 0 | 0 |  |  | 0 | 0 | -0.13636 | 0
8287 | LAR #2 | MB | South | YES | 0 | 0 | 9 | 32 |  | 1.04 | GST | -1 | 0.13636 | 0 | 0 |  |  | 0 | 0 | -0.13636 | 0
8288 | LAR #3 | MB | South | YES | 0 | 0 | 25 | 105 |  | 1.04 | GST | -1 | 0.13636 | 0 | 0 |  |  | 0 | 0 | -0.13636 | 0
8388 | BATES0A | MB | South | YES | 0 | 0 | 21 | 71 |  | 1.033 | GST | -1 | 0.13636 | 0 | 0 |  |  | 0 | 0 | -0.13636 | 0
8393 | BATES0B | MB | South | YES | 0 | 0 | 25 | 110 |  | 1.03 | GST | -1 | 0.13636 | 0 | 0 |  |  | 0 | 0 | -0.13636 | 0
8437 | NUECES_B0C | MB | South | YES | 0 | 0 | 7 | 30 |  | 1.03 | GST | -1 | 0.13636 | 0 | 0 |  |  | 0 | 0 | -0.13636 | 0
8438 | NUECES_B0B | MB | South | YES | 0 | 0 | 26 | 169 |  | 1.03 | GST | -1 | 0.13636 | 0 | 0 |  |  | 0 | 0 | -0.13636 | 0
8442 | NUECES_B0A | MB | South | YES | 0 | 0 | 81 | 367 |  | 1.03 | GST | -1 | 0.13636 | 0 | 0 |  |  | 0 | 0 | -0.13636 | 0
39190 | TNSLCGN1__8 | 1 | Houston | YES | 0 | 0 | 10 | 30 |  | 1.03 | Cogen | -1 | 0.13636 | 0 | 0 |  |  |  |  | -0.13636 | 0
48591 | CHE_GT2_5030 | 2 | Houston | YES | -0.031362 | 173 | 50 | 173 | 0 | 1.029 | Cogen | -1 | 0.16772 | 0 | 0 |  |  |  |  | -0.16772 | 0
48811 | CVC_GT3_5045 | 3 | Houston | YES | -0.031362 | 156 | 91.8 | 156 | 0 | 1.029 | Cogen | -1 | 0.16772 | 0 | 0 |  |  |  |  | -0.16772 | 0
48812 | CVC_GT2_5020 | 2 | Houston | YES | -0.031362 | 158 | 91.8 | 158 | 0 | 1.029 | Cogen | -1 | 0.16772 | 0 | 0 |  |  |  |  | -0.16772 | 0
48813 | CVC_GT1_5035 | 1 | Houston | YES | -0.031362 | 160 | 91.8 | 160 | 0 | 1.029 | Cogen | -1 | 0.16772 | 0 | 0 |  |  |  |  | -0.16772 | 0
48814 | CVC_ST5_5040 | 1 | Houston | YES | -0.031362 | 162 | 91.8 | 162 | 0 | 1.029 | Cogen | -1 | 0.16772 | 0 | 0 |  |  |  |  | -0.16772 | 0
48885 | THW_5152 | B | Houston | YES | -0.036801 | 47.2 | 5 | 59 |  | 1.0319 | GGT | -1 | 0.17316 | 59 | 59 |  |  |  |  | -0.17316 | -10.2165
48885 | THW_5152 | A | Houston | YES | -0.036801 | 46.4 | 5 | 58 |  | 1.0319 | GGT | -1 | 0.17316 | 58 | 58 |  |  |  |  | -0.17316 | -10.0434
48886 | THW_5354 | D | Houston | YES | -0.036801 | 46.4 | 5 | 58 |  | 1.0319 | GGT | -1 | 0.17316 | 58 | 58 |  |  |  |  | -0.17316 | -10.0434
48886 | THW_5354 | C | Houston | YES | -0.036801 | 45.6 | 5 | 57 |  | 1.0319 | GGT | -1 | 0.17316 | 57 | 57 |  |  |  |  | -0.17316 | -9.8702
48887 | THW_5556 | E | Houston | YES | -0.036801 | 47.2 | 5 | 59 |  | 1.0319 | GGT | -1 | 0.17316 | 59 | 59 |  |  |  |  | -0.17316 | -10.2165
48887 | THW_5556 | F | Houston | YES | -0.036801 | 45.6 | 5 | 57 |  | 1.0319 | GGT | -1 | 0.17316 | 57 | 57 |  |  |  |  | -0.17316 | -9.8702
48690 | GBY_GN5_5 | 5 | Houston | YES | -0.037189 | 318.4 | 81 | 398 |  | 1.0362 | GSC | -1 | 0.17355 | 398 | 398 |  |  |  |  | -0.17355 | -69.0728
48595 | BTE_GT2_8075 | 1 | Houston | YES | -0.037456 | 162.8 | 130 | 162.8 | 0 | 1.0261 | CC | -1 | 0.17382 | 162.8 | 162.8 |  |  |  |  | -0.17382 | -28.2974
48596 | BTE_GT3_8045 | 2 | Houston | YES | -0.037456 | 161.4 | 130 | 161.4 | 0 | 1.0261 | CC | -1 | 0.17382 | 161.4 | 161.4 |  |  |  |  | -0.17382 | -28.054
48597 | BTE_GT4_8055 | 3 | Houston | YES | -0.037456 | 158.9 | 130 | 158.9 | 0 | 1.0261 | CC | -1 | 0.17382 | 158.9 | 158.9 |  |  |  |  | -0.17382 | -27.6195
48598 | BTE_ST1_8070 | 4 | Houston | YES | -0.037456 | 269.2 | 60 | 269.2 | 0 | 1.0261 | CC | -1 | 0.17382 | 269.2 | 269.2 |  |  |  |  | -0.17382 | -46.7914
48583 | CBY_GT4_1 | 1 | Houston | YES | -0.038347 | 172 | 0 | 172 | 0 | 1.026 | GSC | -1 | 0.17471 | 172 | 172 |  |  |  |  | -0.17471 | -30.0497
48584 | CBY_GT4_2 | 2 | Houston | YES | -0.038347 | 172 | 0 | 172 | 0 | 1.026 | CC | -1 | 0.17471 | 172 | 172 |  |  |  |  | -0.17471 | -30.0497
48585 | CBY_ST4_1 | 3 | Houston | YES | -0.038347 | 172 | 0 | 172 | 0 | 1.026 | CC | -1 | 0.17471 | 172 | 172 |  |  |  |  | -0.17471 | -30.0497
48815 | CVC_GT4_8005 | 4 | Houston | YES | -0.038516 | 165 | 91.8 | 165 |  | 1.0362 | Cogen | -1 | 0.17488 | 0 | 0 |  |  |  |  | -0.17488 | 0
48581 | CBY_GN1_1 | 1 | Houston | YES | -0.038744 | 595.2 | 108 | 744 | 0 | 1.0435 | GSC | -1 | 0.1751 | 744 | 744 |  |  |  |  | -0.1751 | -130.2779
48791 | PSA_GT1_8160 | 1 | Houston | YES | -0.038799 | 52 | 20.8 | 65 | 0 | 1.0362 | Cogen | -1 | 0.17516 | 0 | 0 |  |  |  |  | -0.17516 | 0
48792 | PSA_GT2_8155 | 2 | Houston | YES | -0.038799 | 52.8 | 20.3 | 66 | 0 | 1.0362 | Cogen | -1 | 0.17516 | 0 | 0 |  |  |  |  | -0.17516 | 0
48793 | PSA_GT3_8150 | 3 | Houston | YES | -0.038799 | 56 | 20.3 | 70 | 0 | 1.0362 | Cogen | -1 | 0.17516 | 0 | 0 |  |  |  |  | -0.17516 | 0
48794 | PSA_GT4_8145 | 4 | Houston | YES | -0.038799 | 52.8 | 20.3 | 66 | 0 | 1.0362 | Cogen | -1 | 0.17516 | 0 | 0 |  |  |  |  | -0.17516 | 0
48795 | PSA_GT5_8140 | 5 | Houston | YES | -0.038799 | 51.2 | 20.3 | 64 | 0 | 1.0362 | Cogen | -1 | 0.17516 | 0 | 0 |  |  |  |  | -0.17516 | 0
48796 | PSA_GN1_8165 | 1 | Houston | YES | -0.038799 | 83.2 | 43.1 | 104 | 0 | 1.0362 | Cogen | -1 | 0.17516 | 0 | 0 |  |  |  |  | -0.17516 | 0
48797 | PSA_GT6_8135 | 6 | Houston | YES | -0.038799 | 47.2 | 34.5 | 59 | 0 | 1.0362 | Cogen | -1 | 0.17516 | 0 | 0 |  |  |  |  | -0.17516 | 0
48651 | EP_1_2 | 2 | Houston | YES | -0.038812 | 17.7 | 10 | 21 | 0 | 1.0362 | Cogen | -1 | 0.17517 | 0 | 0 |  |  |  |  | -0.17517 | 0
48651 | EP_1_2 | 1 | Houston | YES | -0.038812 | 4 | 0 | 5 | 0 | 1.0362 | Cogen | -1 | 0.17517 | 0 | 0 |  |  |  |  | -0.17517 | 0
48883 | THW_GT1_GT_1 | B2 | Houston | YES | -0.039506 | 0 | 0 | 12 |  | 1.043 | GGT | -1 | 0.17587 | 12 | 12 |  |  |  |  | -0.17587 | -2.1104
49803 | EXN_15GT | 1 | Houston | YES | -0.039654 | 33 | 8.3 | 34 |  | 1.0326 | Cogen | -1 | 0.17601 | 0 | 0 |  |  |  |  | -0.17601 | 0
49804 | EXN_16GT | 2 | Houston | YES | -0.039654 | 32 | 8.3 | 34.7 |  | 1.0326 | Cogen | -1 | 0.17601 | 0 | 0 |  |  |  |  | -0.17601 | 0
49805 | EXN_17GT | 3 | Houston | YES | -0.039654 | 31 | 8.3 | 32.7 |  | 1.0326 | Cogen | -1 | 0.17601 | 0 | 0 |  |  |  |  | -0.17601 | 0
49826 | EXN938GT | 5 | Houston | YES | -0.039654 | 43 | 9.2 | 45.9 | 0 | 1.0326 | Cogen | -1 | 0.17601 | 0 | 0 |  |  |  |  | -0.17601 | 0
49828 | EXN941GT | 10 | Houston | YES | -0.039654 | 17.7 | 5.4 | 17.7 | 0 | 1.0326 | Cogen | -1 | 0.17601 | 0 | 0 |  |  |  |  | -0.17601 | 0
49829 | EXN942GT | 11 | Houston | YES | -0.039654 | 20 | 5.4 | 20.4 | 0 | 1.0326 | Cogen | -1 | 0.17601 | 0 | 0 |  |  |  |  | -0.17601 | 0
49830 | EXN943GT | 12 | Houston | YES | -0.039654 | 19 | 5.4 | 19.9 | 0 | 1.0326 | Cogen | -1 | 0.17601 | 0 | 0 |  |  |  |  | -0.17601 | 0
49831 | EXN944GT | 13 | Houston | YES | -0.039654 | 33 | 5.4 | 35 | 0 | 1.0326 | Cogen | -1 | 0.17601 | 0 | 0 |  |  |  |  | -0.17601 | 0
49832 | EXN945GT | 9 | Houston | YES | -0.039654 | 18.5 | 9.2 | 18.5 | 0 | 1.0326 | Cogen | -1 | 0.17601 | 0 | 0 |  |  |  |  | -0.17601 | 0
49837 | EXN_GT | 4 | Houston | YES | -0.039654 | 81 | 21.3 | 85.4 | 0 | 1.0326 | Cogen | -1 | 0.17601 | 0 | 0 |  |  |  |  | -0.17601 | 0
49838 | EXN_14GT | 14 | Houston | YES | -0.039654 | 140 | 0 | 148 |  | 1.0326 | Cogen | -1 | 0.17601 | 0 | 0 |  |  |  |  | -0.17601 | 0
48582 | CBY_GN2_2 | 2 | Houston | YES | -0.039962 | 596.8 | 110 | 746 | 0 | 1.0435 | GSC | -1 | 0.17632 | 746 | 746 |  |  |  |  | -0.17632 | -131.5367
48873 | THW_ST3_ST_3 | 3 | Houston | YES | -0.040691 | 107 | 19 | 107 | 0 | 1.0435 | CC | -1 | 0.17705 | 107 | 107 |  |  |  |  | -0.17705 | -18.9445
48874 | THW_ST4_ST_4 | 4 | Houston | YES | -0.040691 | 108 | 19 | 108 | 0 | 1.0435 | CC | -1 | 0.17705 | 108 | 108 |  |  |  |  | -0.17705 | -19.1216
48875 | THW_3132 | A | Houston | YES | -0.040691 | 55 | 5 | 55 | 0 | 1.0435 | CC | -1 | 0.17705 | 55 | 55 |  |  |  |  | -0.17705 | -9.7378
48875 | THW_3132 | B | Houston | YES | -0.040691 | 53 | 5 | 53 | 0 | 1.0435 | CC | -1 | 0.17705 | 53 | 53 |  |  |  |  | -0.17705 | -9.3837
48877 | THW_3334 | D | Houston | YES | -0.040691 | 57 | 5 | 57 | 0 | 1.0435 | CC | -1 | 0.17705 | 57 | 57 |  |  |  |  | -0.17705 | -10.0919
48877 | THW_3334 | C | Houston | YES | -0.040691 | 55 | 5 | 55 | 0 | 1.0435 | CC | -1 | 0.17705 | 55 | 55 |  |  |  |  | -0.17705 | -9.7378
48879 | THW_4142 | E | Houston | YES | -0.040691 | 56 | 5 | 56 | 0 | 1.0435 | CC | -1 | 0.17705 | 56 | 56 |  |  |  |  | -0.17705 | -9.9149
48879 | THW_4142 | F | Houston | YES | -0.040691 | 55 | 5 | 55 | 0 | 1.0435 | CC | -1 | 0.17705 | 55 | 55 |  |  |  |  | -0.17705 | -9.7378
48881 | THW_4344 | H | Houston | YES | -0.040691 | 58 | 5 | 58 | 0 | 1.0435 | CC | -1 | 0.17705 | 58 | 58 |  |  |  |  | -0.17705 | -10.269
48881 | THW_4344 | G | Houston | YES | -0.040691 | 58 | 5 | 58 | 0 | 1.0435 | CC | -1 | 0.17705 | 58 | 58 |  |  |  |  | -0.17705 | -10.269
48593 | CHE_GT1_8015 | 1 | Houston | YES | -0.041661 | 173 | 50 | 173 | 0 | 1.0362 | Cogen | -1 | 0.17802 | 0 | 0 |  |  |  |  | -0.17802 | 0
48594 | CHE_GN4_8025 | 4 | Houston | YES | -0.041661 | 142 | 60 | 142 | 0 | 1.0362 | Cogen | -1 | 0.17802 | 0 | 0 |  |  |  |  | -0.17802 | 0
48511 | LPE_GT1_8070 | 1 | Houston | YES | -0.041792 | 42 | 0 | 42 | 0 | 1.0362 | GGT | -1 | 0.17815 | 42 | 42 |  |  |  |  | -0.17815 | -7.4824
48512 | LPE_GT2_8075 | 2 | Houston | YES | -0.041792 | 42 | 0 | 42 | 0 | 1.0362 | GGT | -1 | 0.17815 | 42 | 42 |  |  |  |  | -0.17815 | -7.4824
48513 | LPE_GT3_8080 | 3 | Houston | YES | -0.041792 | 39 | 0 | 39 | 0 | 1.0362 | GGT | -1 | 0.17815 | 39 | 39 |  |  |  |  | -0.17815 | -6.948
48514 | LPE_GT4_8085 | 4 | Houston | YES | -0.041792 | 39 | 0 | 39 | 0 | 1.0362 | GGT | -1 | 0.17815 | 39 | 39 |  |  |  |  | -0.17815 | -6.948
48500 | APD_GT1_8005 | 1 | Houston | YES | -0.041912 | 137.6 | 54.6 | 137.6 |  | 1.0362 | Cogen | -1 | 0.17827 | 0 | 0 |  |  |  |  | -0.17827 | 0
48820 | SHELLG1_3015 | 1 | Houston | YES | -0.042588 | 71 | 34.5 | 71 |  | 1.029 | Cogen | -1 | 0.17895 | 0 | 0 |  |  |  |  | -0.17895 | 0
48821 | SHELLG2 | 2 | Houston | YES | -0.042588 | 72 | 34.5 | 72 |  | 1.029 | Cogen | -1 | 0.17895 | 0 | 0 |  |  |  |  | -0.17895 | 0
48822 | SHELLG3_3020 | 2 | Houston | YES | -0.042588 | 30 | 0 | 30 |  | 1.029 | Cogen | -1 | 0.17895 | 0 | 0 |  |  |  |  | -0.17895 | 0
48822 | SHELLG3_3020 | 1 | Houston | YES | -0.042588 | 39 | 0 | 39 |  | 1.029 | Cogen | -1 | 0.17895 | 0 | 0 |  |  |  |  | -0.17895 | 0
48740 | PSG_GN2_8050 | 1 | Houston | YES | -0.043055 | 182 | 60 | 182 | 0 | 1.0326 | Cogen | -1 | 0.17942 | 0 | 0 |  |  |  |  | -0.17942 | 0
48741 | PSG_GT2_8040 | 1 | Houston | YES | -0.043055 | 158.6 | 50 | 158.6 | 0 | 1.0326 | Cogen | -1 | 0.17942 | 0 | 0 |  |  |  |  | -0.17942 | 0
48742 | PSG_GT3_8060 | 1 | Houston | YES | -0.043055 | 157 | 50 | 157 | 0 | 1.0326 | Cogen | -1 | 0.17942 | 0 | 0 |  |  |  |  | -0.17942 | 0
48854 | SRB_GN4_4 | 4 | Houston | YES | -0.04306 | 182.4 | 35 | 228 | 0 | 1.0326 | GST | -1 | 0.17942 | 228 | 228 |  |  |  |  | -0.17942 | -40.9079
48611 | DIB_GT1_8080 | 1 | Houston | YES | -0.04307 | 64 | 0 | 64 | 0 | 1.0326 | Cogen | -1 | 0.17943 | 0 | 0 |  |  |  |  | -0.17943 | 0
48612 | DIB_GT2_8075 | 2 | Houston | YES | -0.04307 | 63.2 | 0 | 63.2 | 0 | 1.0326 | Cogen | -1 | 0.17943 | 0 | 0 |  |  |  |  | -0.17943 | 0
48613 | DIB_ST1_8085 | 3 | Houston | YES | -0.04307 | 67.9 | 30 | 82.6 | 0 | 1.0326 | Cogen | -1 | 0.17943 | 0 | 0 |  |  |  |  | -0.17943 | 0
48614 | DIB_GT3_8090 | 4 | Houston | YES | -0.04307 | 73.6 | 15 | 73.6 | 0 | 1.0326 | Cogen | -1 | 0.17943 | 0 | 0 |  |  |  |  | -0.17943 | 0
48845 | SOL_GT1 | 1 | Houston | YES | -0.043075 | 16.2 | 15.4 | 16.2 |  | 1.0326 | Solar | -1 | 0.17944 | 16.2 | 16.2 |  |  |  |  | -0.17944 | -2.9069
48853 | SRB_GN3_3 | 3 | Houston | YES | -0.043082 | 170.4 | 35 | 213 |  | 1.0326 | GST | -1 | 0.17944 | 213 | 213 |  |  |  |  | -0.17944 | -38.2213
48551 | CAL_GT1_8045 | 1 | Houston | YES | -0.043158 | 149 | 0 | 149 | 0 | 1.0326 | Cogen | -1 | 0.17952 | 0 | 0 |  |  |  |  | -0.17952 | 0
48552 | CAL_ST1_8000 | 2 | Houston | YES | -0.043158 | 65.1 | 0 | 65.1 | 0 | 1.0326 | Cogen | -1 | 0.17952 | 0 | 0 |  |  |  |  | -0.17952 | 0
48851 | SRB_GN1_1 | 1 | Houston | YES | -0.04317 | 132 | 26 | 165 | 0 | 1.0217 | GST | -1 | 0.17953 | 165 | 165 |  |  |  |  | -0.17953 | -29.6226
48852 | SRB_GN2_2 | 2 | Houston | YES | -0.043196 | 140.8 | 26 | 176 | 0 | 1.0217 | GST | -1 | 0.17956 | 176 | 176 |  |  |  |  | -0.17956 | -31.602
48855 | SRB_GT211035 | B1 | Houston | YES | -0.043214 | 0 | 0 | 18 |  | 1.014 | GGT | -1 | 0.17957 | 18 | 18 |  |  |  |  | -0.17957 | -3.2323
48855 | SRB_GT211035 | B2 | Houston | YES | -0.043214 | 0 | 0 | 12 |  | 1.014 | GGT | -1 | 0.17957 | 12 | 12 |  |  |  |  | -0.17957 | -2.1549
48761 | PR_GT1__9040 | 1 | Houston | YES | -0.04355 | 26 | 0 | 35 |  | 1 | Cogen | -1 | 0.17991 | 0 | 0 |  |  |  |  | -0.17991 | 0
48641 | DPEC_GT15040 | 1 | Houston | YES | -0.043865 | 163.2 | 98 | 163.2 | 0 | 1.0319 | CC | -1 | 0.18023 | 163.2 | 163.2 |  |  |  |  | -0.18023 | -29.4128
48642 | DPEC_GT25025 | 2 | Houston | YES | -0.043865 | 157.1 | 98 | 157.1 | 0 | 1.0319 | CC | -1 | 0.18023 | 157.1 | 157.1 |  |  |  |  | -0.18023 | -28.3135
48643 | DPEC_GT35010 | 3 | Houston | YES | -0.043865 | 157.5 | 98 | 157.5 | 0 | 1.0319 | CC | -1 | 0.18023 | 157.5 | 157.5 |  |  |  |  | -0.18023 | -28.3855
48644 | DPEC_GT45070 | 4 | Houston | YES | -0.043865 | 157 | 98 | 157 | 0 | 1.0319 | CC | -1 | 0.18023 | 157 | 157 |  |  |  |  | -0.18023 | -28.2954
48645 | DPEC_ST55065 | 5 | Houston | YES | -0.043865 | 282 | 0 | 282 | 0 | 1.0319 | CC | -1 | 0.18023 | 282 | 282 |  |  |  |  | -0.18023 | -50.8236
48841 | SJS_GT1_GT1 | 1 | Houston | YES | -0.044232 | 62.4 | 49 | 78 | 0 | 1.0362 | Cogen | -1 | 0.18059 | 0 | 0 |  |  |  |  | -0.18059 | 0
48842 | SJS_GT2_GT2 | 2 | Houston | YES | -0.044232 | 64.8 | 49 | 81 | 0 | 1.0362 | Cogen | -1 | 0.18059 | 0 | 0 |  |  |  |  | -0.18059 | 0
48691 | GBY_73741085 | B | Houston | YES | -0.044682 | 37.6 | 20 | 47 | 0 | 1.0362 | GGT | -1 | 0.18104 | 47 | 47 |  |  |  |  | -0.18104 | -8.509
48691 | GBY_73741085 | A | Houston | YES | -0.044682 | 37.6 | 20 | 47 | 0 | 1.0362 | GGT | -1 | 0.18104 | 47 | 47 |  |  |  |  | -0.18104 | -8.509
48692 | GBY_81821075 | D | Houston | YES | -0.044682 | 44 | 20 | 55 | 0 | 1.0362 | GGT | -1 | 0.18104 | 55 | 55 |  |  |  |  | -0.18104 | -9.9573
48692 | GBY_81821075 | C | Houston | YES | -0.044682 | 37.6 | 20 | 47 | 0 | 1.0362 | GGT | -1 | 0.18104 | 47 | 47 |  |  |  |  | -0.18104 | -8.509
48693 | GBY_83841065 | F | Houston | YES | -0.044682 | 43.2 | 20 | 54 | 0 | 1.0362 | GGT | -1 | 0.18104 | 54 | 54 |  |  |  |  | -0.18104 | -9.7763
48693 | GBY_83841065 | E | Houston | YES | -0.044682 | 45.6 | 20 | 57 | 0 | 1.0362 | GGT | -1 | 0.18104 | 57 | 57 |  |  |  |  | -0.18104 | -10.3194
48531 | BYU_GT1_8075 | 1 | Houston | YES | -0.045599 | 65 | 0 | 65 |  | 1.0362 | Cogen | -1 | 0.18196 | 0 | 0 |  |  |  |  | -0.18196 | 0
48532 | BYU_GT2_8055 | 2 | Houston | YES | -0.045599 | 62 | 0 | 62 |  | 1.0362 | Cogen | -1 | 0.18196 | 0 | 0 |  |  |  |  | -0.18196 | 0
48533 | BYU_GT3_8060 | 3 | Houston | YES | -0.045599 | 67 | 0 | 67 |  | 1.0362 | Cogen | -1 | 0.18196 | 0 | 0 |  |  |  |  | -0.18196 | 0
48534 | BYU_GT4_8065 | 4 | Houston | YES | -0.045599 | 65 | 0 | 65 |  | 1.0362 | Cogen | -1 | 0.18196 | 0 | 0 |  |  |  |  | -0.18196 | 0
48561 | CTL_GT2_8130 | 1 | Houston | YES | -0.046326 | 73.5 | 30.3 | 91.9 |  | 1.0362 | Cogen | -1 | 0.18269 | 0 | 0 |  |  |  |  | -0.18269 | 0
48562 | CTL_GT3_8135 | 2 | Houston | YES | -0.046326 | 70.1 | 30.3 | 87.6 |  | 1.0362 | Cogen | -1 | 0.18269 | 0 | 0 |  |  |  |  | -0.18269 | 0
48563 | CTL_GT4_8140 | 3 | Houston | YES | -0.046326 | 69.6 | 30.3 | 87 |  | 1.0362 | Cogen | -1 | 0.18269 | 0 | 0 |  |  |  |  | -0.18269 | 0
48564 | CTL_GN1_8145 | 4 | Houston | YES | -0.046326 | 43.6 | 12.9 | 54.5 |  | 1.0362 | Cogen | -1 | 0.18269 | 0 | 0 |  |  |  |  | -0.18269 | 0
48565 | CTL_GN2_8155 | 5 | Houston | YES | -0.046326 | 9.8 | 3.4 | 12.2 |  | 1.0362 | Cogen | -1 | 0.18269 | 0 | 0 |  |  |  |  | -0.18269 | 0
48772 | PHR_GN2_2 | MB | Houston | YES | -0.048225 | 0 | 72 | 459 |  | 1.0362 | GSC | -1 | 0.18459 | 0 | 0 |  |  |  |  | -0.18459 | 0
38580 | TNBP_CGN1_8 | 1 | Houston | YES | -0.050948 | 70.8 | 0 | 70.8 | 0 | 1.005 | Cogen | -1 | 0.18731 | 0 | 0 |  |  |  |  | -0.18731 | 0
38590 | TNBP_CGN2_8 | 2 | Houston | YES | -0.050948 | 66.7 | 0 | 66.7 | 0 | 1.005 | Cogen | -1 | 0.18731 | 0 | 0 |  |  |  |  | -0.18731 | 0
38600 | TNBP_CGN3_8 | 5 | Houston | YES | -0.050948 | 53 | 0 | 53 | 0 | 1.005 | Cogen | -1 | 0.18731 | 0 | 0 |  |  |  |  | -0.18731 | 0
38611 | TNBPAMCG1_8 | 1 | Houston | YES | -0.050948 | 153.2 | 0 | 153.2 | 0 | 1.005 | Cogen | -1 | 0.18731 | 0 | 0 |  |  |  |  | -0.18731 | 0
38612 | TNBPAMCG2_8 | 2 | Houston | YES | -0.050948 | 153.5 | 0 | 153.5 | 0 | 1.005 | Cogen | -1 | 0.18731 | 0 | 0 |  |  |  |  | -0.18731 | 0
38613 | TNBPAMCG3_8 | 3 | Houston | YES | -0.050948 | 152.3 | 0 | 152.3 | 0 | 1.005 | Cogen | -1 | 0.18731 | 0 | 0 |  |  |  |  | -0.18731 | 0
38614 | TNBPAMCG4_8 | 4 | Houston | YES | -0.050948 | 96 | 0 | 96 |  | 1.005 | Cogen | -1 | 0.18731 | 0 | 0 |  |  |  |  | -0.18731 | 0
38615 | TNBPAMCG5_8 | 1 | Houston | YES | -0.050948 | 244 | 0 | 244 | 0 | 1.005 | Cogen | -1 | 0.18731 | 0 | 0 |  |  |  |  | -0.18731 | 0
38690 | TNBP_CGN4_8 | 3 | Houston | YES | -0.050948 | 40 | 0 | 40 |  | 1.005 | Cogen | -1 | 0.18731 | 0 | 0 |  |  |  |  | -0.18731 | 0
38711 | TNTXCTY1CG8 | 1 | Houston | YES | -0.050948 | 100.3 | 59 | 100.3 | 0 | 1 | Cogen | -1 | 0.18731 | 0 | 0 |  |  |  |  | -0.18731 | 0
38712 | TNTXCTY2CG8 | 1 | Houston | YES | -0.050948 | 92.9 | 59 | 92.9 | 0 | 1 | Cogen | -1 | 0.18731 | 0 | 0 |  |  |  |  | -0.18731 | 0
38713 | TNTXCTY3CG8 | 1 | Houston | YES | -0.050948 | 102.7 | 59 | 102.7 | 0 | 1 | Cogen | -1 | 0.18731 | 0 | 0 |  |  |  |  | -0.18731 | 0
38714 | TNTXCTY4CG8 | 1 | Houston | YES | -0.050948 | 103 | 59 | 103 | 0 | 1 | Cogen | -1 | 0.18731 | 0 | 0 |  |  |  |  | -0.18731 | 0
39470 | TNDOWCGNSG8 | 1 | Houston | YES | -0.050948 | 32 | 10 | 32 | 0 | 0.985 | Cogen | -1 | 0.18731 | 0 | 0 |  |  |  |  | -0.18731 | 0
39480 | TNDOWCGNGG8 | 1 | Houston | YES | -0.050948 | 30 | 10 | 30 | 0 | 0.985 | Cogen | -1 | 0.18731 | 0 | 0 |  |  |  |  | -0.18731 | 0
48921 | WAP_GN1_1 | 1 | Houston | YES | -0.057419 | 132.8 | 37 | 166 | 0 | 1.0362 | GST | -1 | 0.19378 | 166 | 166 |  |  |  |  | -0.19378 | -32.1674
48922 | WAP_GN2_2 | 2 | Houston | YES | -0.057419 | 132.8 | 37 | 166 | 0 | 1.0362 | GST | -1 | 0.19378 | 166 | 166 |  |  |  |  | -0.19378 | -32.1674
48923 | WAP_GN3_3 | 3 | Houston | YES | -0.057419 | 198.4 | 93 | 248 | 0 | 1.0362 | GST | -1 | 0.19378 | 248 | 248 |  |  |  |  | -0.19378 | -48.0574
48924 | WAP_GN4_4 | 4 | Houston | YES | -0.057419 | 546 | 217 | 546 | 0 | 1.0362 | GSC | -1 | 0.19378 | 546 | 546 |  |  |  |  | -0.19378 | -105.8037
48925 | WAP_GN5_5 | 5 | Houston | YES | -0.057419 | 595.2 | 278 | 654 | 0 | 0.985 | LIGCO | -1 | 0.19378 | 0 | 654 |  |  |  |  | -0.19378 | 0
48929 | WAPGT21_GT1 | B1 | Houston | YES | -0.057419 | 0 | 0 | 13 |  | 1.05 | GGT | -1 | 0.19378 | 13 | 13 |  |  |  |  | -0.19378 | -2.5191
48510 | AK_GT1__8040 | 1 | Houston | YES | -0.057556 | 33.4 | 8.1 | 34 |  | 1.029 | Cogen | -1 | 0.19392 | 0 | 0 |  |  |  |  | -0.19392 | 0
48521 | BVE_GT1_GT1 | 1 | Houston | YES | -0.058947 | 167.7 | 0 | 167.7 |  | 1.035 | CC | -1 | 0.19531 | 167.7 | 167.7 |  |  |  |  | -0.19531 | -32.7531
48522 | BVE_GT2_5035 | 2 | Houston | YES | -0.058947 | 166.4 | 0 | 166.4 |  | 1.035 | CC | -1 | 0.19531 | 166.4 | 166.4 |  |  |  |  | -0.19531 | -32.4992
48523 | BVE_ST1_GN1 | 3 | Houston | YES | -0.058947 | 252.4 | 0 | 252.4 |  | 1.035 | CC | -1 | 0.19531 | 252.4 | 252.4 |  |  |  |  | -0.19531 | -49.2957
48926 | WAP_GN6_6 | 6 | Houston | YES | -0.059029 | 651 | 280 | 651 |  | 1.035 | LIGCO | -1 | 0.19539 | 0 | 651 |  |  |  |  | -0.19539 | 0
48927 | WAP_GN7_7 | 7 | Houston | YES | -0.059029 | 564 | 277 | 564 |  | 1.035 | LIGCO | -1 | 0.19539 | 0 | 564 |  |  |  |  | -0.19539 | 0
48928 | WAP_GN8_8 | 8 | Houston | YES | -0.059029 | 603 | 275 | 603 |  | 1.035 | LIGCO | -1 | 0.19539 | 0 | 603 |  |  |  |  | -0.19539 | 0
48730 | MNS_GT | 1 | Houston | YES | -0.059047 | 43 | 0 | 46.1 |  | 1.029 | Cogen | -1 | 0.19541 | 0 | 0 |  |  |  |  | -0.19541 | 0
39760 | TNSCLP1___8 | 1 | Houston | YES | -0.068938 | 93.4 | 20 | 116.8 | 0 | 1.04 | Cogen | -1 | 0.2053 | 0 | 0 |  |  |  |  | -0.2053 | 0
39770 | TNSCLP2___8 | 1 | Houston | YES | -0.068938 | 91.6 | 20 | 114.5 | 0 | 1.04 | Cogen | -1 | 0.2053 | 0 | 0 |  |  |  |  | -0.2053 | 0
39775 | TNSCLP4___8 | 1 | Houston | YES | -0.068938 | 95.2 | 20 | 119 | 0 | 1.04 | Cogen | -1 | 0.2053 | 0 | 0 |  |  |  |  | -0.2053 | 0
39790 | TNSCLP3___8 | 1 | Houston | YES | -0.068938 | 87.6 | 20 | 109.5 | 0 | 1.027 | Cogen | -1 | 0.2053 | 0 | 0 |  |  |  |  | -0.2053 | 0
8032 | AMISTADHYD1 | 1 | South | YES | -0.069819 | 33 | 13 | 33 | 0 | 1.0375 | Hydro | -1 | 0.20618 | 0 | 0 |  |  | 0 | 0 | -0.20618 | 0
8033 | AMISTADHYD2 | 2 | South | YES | -0.069819 | 25 | 13 | 25 | 0 | 1.0375 | Hydro | -1 | 0.20618 | 0 | 0 |  |  | 0 | 0 | -0.20618 | 0
88253 | HAMILTON | F | South | YES | -0.069819 | 0 | 0 | 0 | 0 | 1.04 | BLT | -1 | 0.20618 | 0 | 0 |  |  | 0 | 0 | -0.20618 | 0
48520 | BSF_GT1_8070 | 2 | Houston | YES | -0.071677 | 10 | 0 | 10 | 0 | 1.0326 | Cogen | -1 | 0.20804 | 0 | 0 |  |  |  |  | -0.20804 | 0
48520 | BSF_GT1_8070 | 1 | Houston | YES | -0.071677 | 72 | 0 | 72 | 0 | 1.0326 | Cogen | -1 | 0.20804 | 0 | 0 |  |  |  |  | -0.20804 | 0
49851 | DOW17000 | 37 | Houston | YES | -0.075141 | 39 | 0 | 62 | 0 | 1 | Cogen | -1 | 0.2115 | 0 | 0 |  |  |  |  | -0.2115 | 0
49858 | DOW38100 | 31 | Houston | YES | -0.075141 | 45 | 0 | 71.4 |  | 1 | Cogen | -1 | 0.2115 | 0 | 0 |  |  |  |  | -0.2115 | 0
49859 | DOW38200 | 33 | Houston | YES | -0.075141 | 28 | 0 | 45 | 0 | 1 | Cogen | -1 | 0.2115 | 0 | 0 |  |  |  |  | -0.2115 | 0
49860 | DOW38300 | 32 | Houston | YES | -0.075141 | 63 | 0 | 101 |  | 1 | Cogen | -1 | 0.2115 | 0 | 0 |  |  |  |  | -0.2115 | 0
49862 | DOW39100 | 36 | Houston | YES | -0.075141 | 54 | 0 | 86 | 0 | 1 | Cogen | -1 | 0.2115 | 0 | 0 |  |  |  |  | -0.2115 | 0
49863 | DOW39200 | 35 | Houston | YES | -0.075141 | 55 | 0 | 88 | 0 | 1 | Cogen | -1 | 0.2115 | 0 | 0 |  |  |  |  | -0.2115 | 0
49865 | DOW41000 | 41 | Houston | YES | -0.075141 | 31 | 0 | 50 |  | 1 | Cogen | -1 | 0.2115 | 0 | 0 |  |  |  |  | -0.2115 | 0
49866 | DOW42000 | 42 | Houston | YES | -0.075141 | 11 | 0 | 18 |  | 1 | Cogen | -1 | 0.2115 | 0 | 0 |  |  |  |  | -0.2115 | 0
49869 | DOW49000 | 45 | Houston | YES | -0.075141 | 59 | 0 | 94 |  | 1 | Cogen | -1 | 0.2115 | 0 | 0 |  |  |  |  | -0.2115 | 0
49870 | DOW61000 | 61 | Houston | YES | -0.075141 | 44 | 0 | 70 | 0 | 1 | Cogen | -1 | 0.2115 | 0 | 0 |  |  |  |  | -0.2115 | 0
49871 | DOW62000 | 62 | Houston | YES | -0.075141 | 40 | 0 | 63 | 0 | 1 | Cogen | -1 | 0.2115 | 0 | 0 |  |  |  |  | -0.2115 | 0
49872 | DOW63000 | 63 | Houston | YES | -0.075141 | 45 | 0 | 72 | 0 | 1 | Cogen | -1 | 0.2115 | 0 | 0 |  |  |  |  | -0.2115 | 0
49873 | DOW64000 | 64 | Houston | YES | -0.075141 | 41 | 0 | 64.8 | 0 | 1 | Cogen | -1 | 0.2115 | 0 | 0 |  |  |  |  | -0.2115 | 0
49876 | DOW65000 | 65 | Houston | YES | -0.075141 | 63 | 0 | 101 | 0 | 1 | Cogen | -1 | 0.2115 | 0 | 0 |  |  |  |  | -0.2115 | 0
49877 | DOW66000 | 66 | Houston | YES | -0.075141 | 61 | 0 | 97 | 0 | 1 | Cogen | -1 | 0.2115 | 0 | 0 |  |  |  |  | -0.2115 | 0
49878 | DOW67000 | 67 | Houston | YES | -0.075141 | 65 | 0 | 103 | 0 | 1 | Cogen | -1 | 0.2115 | 0 | 0 |  |  |  |  | -0.2115 | 0
49882 | DOW81000 | 81 | Houston | YES | -0.075141 | 47 | 0 | 76 | 0 | 1 | Cogen | -1 | 0.2115 | 0 | 0 |  |  |  |  | -0.2115 | 0
49884 | DOW82000 | 82 | Houston | YES | -0.075141 | 51 | 0 | 80 | 0 | 1 | Cogen | -1 | 0.2115 | 0 | 0 |  |  |  |  | -0.2115 | 0
49885 | DOW83000 | 83 | Houston | YES | -0.075141 | 51 | 0 | 80 | 0 | 1 | Cogen | -1 | 0.2115 | 0 | 0 |  |  |  |  | -0.2115 | 0
49886 | DOW84000 | 84 | Houston | YES | -0.075141 | 107 | 0 | 171 | 0 | 0.98 | Cogen | -1 | 0.2115 | 0 | 0 |  |  |  |  | -0.2115 | 0
48911 | TGF_GT1_8000 | 1 | Houston | YES | -0.088782 | 69.2 | 0 | 69.2 |  | 1.029 | Cogen | -1 | 0.22514 | 0 | 0 |  |  |  |  | -0.22514 | 0
8262 | ELPS | 1 | South | YES | -0.092638 | 6 | 6 | 6 | 0 | 1.15 | Hydro | -1 | 0.229 | 0 | 0 |  |  | 0 | 0 | -0.229 | 0
48731 | CBE_GT1 | 1 | Houston | YES | -0.093306 | 76 | 0 | 76 | 0 | 1.029 | CC | -1 | 0.22967 | 76 | 76 |  |  |  |  | -0.22967 | -17.4547
48732 | CBE_GT2 | 1 | Houston | YES | -0.093306 | 76 | 0 | 76 | 0 | 1.029 | CC | -1 | 0.22967 | 76 | 76 |  |  |  |  | -0.22967 | -17.4547
48733 | CBE_ST12 | 1 | Houston | YES | -0.093306 | 105 | 0 | 105 | 0 | 1.029 | CC | -1 | 0.22967 | 105 | 105 |  |  |  |  | -0.22967 | -24.115
48734 | CBE_GT3 | 1 | Houston | YES | -0.093306 | 76 | 0 | 76 | 0 | 1.029 | CC | -1 | 0.22967 | 76 | 76 |  |  |  |  | -0.22967 | -17.4547
48735 | CBE_GT4 | 1 | Houston | YES | -0.093306 | 76 | 0 | 76 | 0 | 1.029 | CC | -1 | 0.22967 | 76 | 76 |  |  |  |  | -0.22967 | -17.4547
48736 | CBE_ST34 | 1 | Houston | YES | -0.093306 | 105 | 0 | 105 | 0 | 1.029 | CC | -1 | 0.22967 | 105 | 105 |  |  |  |  | -0.22967 | -24.115
5911 | STP_GN1___1 | 1 | Houston | YES | -0.093977 | 1333 | 1249 | 1333 | 0 | 1.0406 | Nuc | -1 | 0.23034 | 0 | 0 |  |  |  |  | -0.23034 | 0
5912 | STP_GN2___2 | 2 | Houston | YES | -0.093977 | 1332 | 1249 | 1332 | 0 | 1.0406 | Nuc | -1 | 0.23034 | 0 | 0 |  |  |  |  | -0.23034 | 0
80010 | EPLVT1 | F | South | YES | -0.097945 | 0 | 0 | 0 |  | 1.0376 | #N/A | -1 | 0.23431 | 0 | 0 |  |  | 0 | 0 | -0.23431 | 0
8134 | FOR #1 | 1 | South | YES | -0.12958 | 54.1 | 45 | 79 | 0 | 1.03 | Cogen | -1 | 0.26594 | 0 | 0 |  |  | 0 | 0 | -0.26594 | 0
8138 | FOR #2 | 2 | South | YES | -0.12958 | 63.1 | 45 | 81 | 0 | 1.03 | Cogen | -1 | 0.26594 | 0 | 0 |  |  | 0 | 0 | -0.26594 | 0
8153 | FOR #3 | 3 | South | YES | -0.12958 | 63.1 | 45 | 79.9 | 0 | 1.03 | Cogen | -1 | 0.26594 | 0 | 0 |  |  | 0 | 0 | -0.26594 | 0
8154 | FOR #4 | 4 | South | YES | -0.12958 | 63.1 | 60 | 80 | 0 | 1.03 | Cogen | -1 | 0.26594 | 0 | 0 |  |  | 0 | 0 | -0.26594 | 0
8155 | FOR #5 | 5 | South | YES | -0.12958 | 63.1 | 60 | 78.4 | 0 | 1.03 | Cogen | -1 | 0.26594 | 0 | 0 |  |  | 0 | 0 | -0.26594 | 0
8156 | FOR #6 | 6 | South | YES | -0.12958 | 24.9 | 5 | 25 | 0 | 1.03 | Cogen | -1 | 0.26594 | 0 | 0 |  |  | 0 | 0 | -0.26594 | 0
8157 | FOR #7 | 7 | South | YES | -0.12958 | 28.8 | 5 | 46 | 0 | 1.03 | Cogen | -1 | 0.26594 | 0 | 0 |  |  | 0 | 0 | -0.26594 | 0
80051 | FOR #8 | 8 | South | YES | -0.12958 | 28 | 28 | 28 | 0 | 1.016 | Cogen | -1 | 0.26594 | 0 | 0 |  |  | 0 | 0 | -0.26594 | 0
80052 | FOR #9 | 9 | South | YES | -0.12958 | 29.7 | 5 | 43.6 | 0 | 1.03 | Cogen | -1 | 0.26594 | 0 | 0 |  |  | 0 | 0 | -0.26594 | 0
80053 | FOR #10 | 10 | South | YES | -0.12958 | 68.4 | 45 | 75 | 0 | 1.03 | Cogen | -1 | 0.26594 | 0 | 0 |  |  | 0 | 0 | -0.26594 | 0
80226 | ALCOA G | 1 | South | YES | -0.13058 | 32.3 | 5 | 48 | 0 | 1.015 | Cogen | -1 | 0.26694 | 0 | 0 |  |  | 0 | 0 | -0.26694 | 0
8147 | UCAR #2 | 10 | South | YES | -0.13389 | 18.2 | 0 | 28 |  | 1 | Cogen | -1 | 0.27025 | 0 | 0 |  |  | 0 | 0 | -0.27025 | 0
8148 | UCAR #1 | 2 | South | YES | -0.13389 | 6.1 | 0 | 7 | 0 | 1.009 | Cogen | -1 | 0.27025 | 0 | 0 |  |  | 0 | 0 | -0.27025 | 0
80137 | CSDR89 | 8 | South | YES | -0.13389 | 33.9 | 0 | 39 |  | 1.003 | DCTie | -1 | 0.27025 | 0 | 0 |  |  | 0 | 0 | -0.27025 | 0
80137 | CSDR89 | 9 | South | YES | -0.13389 | 0 | 0 | 15 |  | 1.003 | DCTie | -1 | 0.27025 | 0 | 0 |  |  | 0 | 0 | -0.27025 | 0
80138 | CSDR7 | 7 | South | YES | -0.13389 | 6.1 | 0 | 7 | 0 | 1.014 | DCTie | -1 | 0.27025 | 0 | 0 |  |  | 0 | 0 | -0.27025 | 0
80139 | CSDR56 | 5 | South | YES | -0.13389 | 15 | 0 | 15 |  | 1.0033 | DCTie | -1 | 0.27025 | 0 | 0 |  |  | 0 | 0 | -0.27025 | 0
80139 | CSDR56 | 6 | South | YES | -0.13389 | 0 | 0 | 39 |  | 1.0033 | DCTie | -1 | 0.27025 | 0 | 0 |  |  | 0 | 0 | -0.27025 | 0
80140 | CSDR11 | 11 | South | YES | -0.13389 | 33.9 | 0 | 39 | 0 | 1.03 | DCTie | -1 | 0.27026 | 0 | 0 |  |  | 0 | 0 | -0.27026 | 0
80227 | AIRCO G | 1 | South | YES | -0.13427 | 7.2 | 0 | 8 | 0 | 1.0104 | Cogen | -1 | 0.27063 | 0 | 0 |  |  | 0 | 0 | -0.27063 | 0
80224 | VISTRONG1 | 1 | South | YES | -0.13516 | 13.1 | 0 | 15 | 0 | 1.01 | Cogen | -1 | 0.27152 | 0 | 0 |  |  | 0 | 0 | -0.27152 | 0
80225 | VISTRONG2 | 2 | South | YES | -0.13516 | 20.2 | 0 | 23 | 0 | 1.01 | Cogen | -1 | 0.27152 | 0 | 0 |  |  | 0 | 0 | -0.27152 | 0
80012 | LAR | F | South | YES | -0.13595 | 0 | 0 | 0 | 0 | 1.04 | DCTie | -1 | 0.27231 | 0 | 0 |  |  | 0 | 0 | -0.27231 | 0
80265 | LARECU40A | 4 | South | YES | -0.13595 | 80 | 0 | 100 |  | 1.039 | GGT | -1 | 0.27231 | 100 | 100 |  |  | -13.5945 | 100 | -0.27231 | -27.2306
80266 | LARECU50A | 5 | South | YES | -0.13595 | 80 | 0 | 100 |  | 1.039 | GGT | -1 | 0.27231 | 100 | 100 |  |  | -13.5945 | 100 | -0.27231 | -27.2306
5503 | RAYBURNGEN3 | 1 | South | YES | -0.13628 | 17.6 | 6 | 22 | 0 | 1.0223 | GST | -1 | 0.27264 | 22 | 22 |  |  | -2.9981 | 22 | -0.27264 | -5.9981
5505 | RAYBURNGEN1 | 1 | South | YES | -0.13628 | 0 | 1 | 11 |  | 1.0223 | GGT | -1 | 0.27264 | 11 | 11 |  |  | -1.4991 | 11 | -0.27264 | -2.999
5506 | RAYBURNGEN2 | 1 | South | YES | -0.13628 | 0 | 1 | 11 |  | 1.0223 | GGT | -1 | 0.27264 | 11 | 11 |  |  | -1.4991 | 11 | -0.27264 | -2.999
88299 | ZAPATA | F | South | YES | -0.13735 | 0 | 0 | 0 | 0 | 1.02 | BLT | -1 | 0.27371 | 0 | 0 |  |  | 0 | 0 | -0.27371 | 0
5508 | RAYBURNCC9 | 1 | South | YES | -0.13741 | 47.7 | 18.2 | 47.7 | 0 | 1.0296 | CC | -1 | 0.27377 | 47.7 | 47.7 |  |  | -6.5544 | 47.7 | -0.27377 | -13.0588
5509 | RAYBURNCC10 | 1 | South | YES | -0.13741 | 37.3 | 5.2 | 37.3 | 0 | 1.0296 | CC | -1 | 0.27377 | 37.3 | 37.3 |  |  | -5.1254 | 37.3 | -0.27377 | -10.2116
5511 | RAYBURNCC7 | 1 | South | YES | -0.13741 | 47.5 | 18.2 | 47.5 | 0 | 1.0296 | CC | -1 | 0.27377 | 47.5 | 47.5 |  |  | -6.5269 | 47.5 | -0.27377 | -13.0041
5512 | RAYBURNCC8 | 1 | South | YES | -0.13741 | 49.3 | 18.2 | 49.3 | 0 | 1.0296 | CC | -1 | 0.27377 | 49.3 | 49.3 |  |  | -6.7743 | 49.3 | -0.27377 | -13.4968
8066 | DUP1V#1 | 1 | South | YES | -0.13753 | 52.3 | 0 | 73 | 0 | 1.01 | Cogen | -1 | 0.27389 | 0 | 0 |  |  | 0 | 0 | -0.27389 | 0
8926 | LGE_GT10A | 1 | South | YES | -0.13768 | 158 | 0 | 158 | 0 | 1.03 | Cogen | -1 | 0.27404 | 0 | 0 |  |  | 0 | 0 | -0.27404 | 0
8927 | LGE_GT20A | 2 | South | YES | -0.13768 | 153 | 0 | 153 | 0 | 1.03 | Cogen | -1 | 0.27404 | 0 | 0 |  |  | 0 | 0 | -0.27404 | 0
8928 | LGE_STG0A | 3 | South | YES | -0.13768 | 100 | 0 | 100 | 0 | 1.03 | Cogen | -1 | 0.27404 | 0 | 0 |  |  | 0 | 0 | -0.27404 | 0
8930 | ICPGN10A | 1 | South | YES | -0.13768 | 149 | 0 | 149 | 0 | 1.03 | Cogen | -1 | 0.27404 | 0 | 0 |  |  | 0 | 0 | -0.27404 | 0
8931 | ICPGN20A | 2 | South | YES | -0.13768 | 150 | 0 | 150 | 0 | 1.03 | Cogen | -1 | 0.27404 | 0 | 0 |  |  | 0 | 0 | -0.27404 | 0
8932 | ICPGN30A | 3 | South | YES | -0.13768 | 127 | 0 | 127 | 0 | 1.03 | Cogen | -1 | 0.27404 | 0 | 0 |  |  | 0 | 0 | -0.27404 | 0
80223 | REYSHR G | 1 | South | YES | -0.13768 | 12 | 0 | 12 | 0 | 1.032 | Cogen | -1 | 0.27404 | 0 | 0 |  |  | 0 | 0 | -0.27404 | 0
5728 | FALCONHYDRO2 | 2 | South | YES | -0.13833 | 12 | 0 | 12 | 0 | 1.0227 | Hydro | -1 | 0.27469 | 0 | 0 |  |  | 0 | 0 | -0.27469 | 0
5729 | FALCONHYDRO3 | 3 | South | YES | -0.13833 | 11 | 0 | 11 | 0 | 1.0227 | Hydro | -1 | 0.27469 | 0 | 0 |  |  | 0 | 0 | -0.27469 | 0
8048 | FALCONHYDRO1 | 1 | South | YES | -0.13833 | 12 | 0 | 12 | 0 | 1.0227 | Hydro | -1 | 0.27469 | 0 | 0 |  |  | 0 | 0 | -0.27469 | 0
8560 | CNOPGT1 | 1 | South | YES | -0.13883 | 148.3 | 0 | 148.3 | 0 | 1.03 | Cogen | -1 | 0.27519 | 0 | 0 |  |  | 0 | 0 | -0.27519 | 0
8561 | CNOPGT2 | 2 | South | YES | -0.13883 | 148.6 | 0 | 148.6 | 0 | 1.03 | Cogen | -1 | 0.27519 | 0 | 0 |  |  | 0 | 0 | -0.27519 | 0
8562 | CNOPST1 | 3 | South | YES | -0.13883 | 153 | 0 | 153 | 0 | 1.03 | Cogen | -1 | 0.27519 | 0 | 0 |  |  | 0 | 0 | -0.27519 | 0
88508 | FALFURRI | F | South | YES | -0.13886 | 0 | 0 | 0 | 0 | 1 | AVR | -1 | 0.27522 | 0 | 0 |  |  | 0 | 0 | -0.27522 | 0
8173 | VICEC51A | 5 | South | YES | -0.13889 | 144 | 18 | 144 | 0 | 1.025 | CC | -1 | 0.27525 | 144 | 144 |  |  | -20.0007 | 144 | -0.27525 | -39.6367
8174 | VICEC61A | 6 | South | YES | -0.13889 | 188 | 42 | 188 | 0 | 1.025 | CC | -1 | 0.27525 | 188 | 188 |  |  | -26.1121 | 188 | -0.27525 | -51.7479
8456 | COSW#1 | 1 | South | YES | -0.1389 | 20 | 0 | 20 | 0 | 1.027 | Cogen | -1 | 0.27526 | 0 | 0 |  |  | 0 | 0 | -0.27526 | 0
8457 | COSW#2 | 2 | South | YES | -0.1389 | 14 | 0 | 14 | 0 | 1.027 | Cogen | -1 | 0.27526 | 0 | 0 |  |  | 0 | 0 | -0.27526 | 0
8459 | B_DAVIS0B | MB | South | YES | -0.13904 | 0 | 50 | 339 |  | 1.03 | GSC | -1 | 0.2754 | 0 | 0 |  |  | 0 | 0 | -0.2754 | 0
8460 | B_DAVIS0A | MB | South | YES | -0.13904 | 0 | 50 | 340 |  | 1.03 | GSC | -1 | 0.2754 | 0 | 0 |  |  | 0 | 0 | -0.2754 | 0
8506 | VAL #1 | 1 | South | YES | -0.13912 | 20.9 | 0 | 25 | 0 | 1.0055 | Cogen | -1 | 0.27548 | 0 | 0 |  |  | 0 | 0 | -0.27548 | 0
8507 | VAL #2 | 2 | South | YES | -0.13912 | 20.9 | 0 | 25 | 0 | 1.0055 | Cogen | -1 | 0.27548 | 0 | 0 |  |  | 0 | 0 | -0.27548 | 0
8511 | OXY_CC0A | 1 | South | YES | -0.13924 | 30.3 | 0 | 38 |  | 1.027 | Cogen | -1 | 0.2756 | 0 | 0 |  |  | 0 | 0 | -0.2756 | 0
8461 | KOCH_UP0A | 1 | South | YES | -0.13924 | 38 | 0 | 38 | 0 | 1.012 | Cogen | -1 | 0.2756 | 0 | 0 |  |  | 0 | 0 | -0.2756 | 0
8933 | FGNTS001 | 1 | South | YES | -0.13934 | 146.5 | 0 | 146.5 | 0 | 1.03 | CC | -1 | 0.2757 | 146.5 | 146.5 |  |  | -20.4139 | 146.5 | -0.2757 | -40.3907
8934 | FGNTS101 | 2 | South | YES | -0.13934 | 147.9 | 0 | 147.9 | 0 | 1.03 | CC | -1 | 0.2757 | 147.9 | 147.9 |  |  | -20.609 | 147.9 | -0.2757 | -40.7767
8935 | FGNTS201 | 3 | South | YES | -0.13934 | 173 | 0 | 173 | 0 | 1.03 | CC | -1 | 0.2757 | 173 | 173 |  |  | -24.1065 | 173 | -0.2757 | -47.6969
8936 | MVGN#1 | 1 | South | YES | -0.13951 | 216.6 | 0 | 216.6 | 0 | 1.0304 | CC | -1 | 0.27587 | 216.6 | 216.6 |  |  | -30.2179 | 216.6 | -0.27587 | -59.7536
8937 | MVGN#2 | 2 | South | YES | -0.13951 | 216.7 | 0 | 216.7 | 0 | 1.0304 | CC | -1 | 0.27587 | 216.7 | 216.7 |  |  | -30.2318 | 216.7 | -0.27587 | -59.7812
8938 | MVGN#3 | 3 | South | YES | -0.13951 | 250.9 | 0 | 250.9 | 0 | 1.0304 | CC | -1 | 0.27587 | 250.9 | 250.9 |  |  | -35.0031 | 250.9 | -0.27587 | -69.216
8981 | HECN1 | 1 | South | YES | -0.13951 | 144.8 | 0 | 144.8 | 0 | 1.0304 | CC | -1 | 0.27587 | 144.8 | 144.8 |  |  | -20.201 | 144.8 | -0.27587 | -39.9461
8982 | HECN2 | 2 | South | YES | -0.13951 | 144.1 | 0 | 144.1 | 0 | 1.0304 | CC | -1 | 0.27587 | 144.1 | 144.1 |  |  | -20.1034 | 144.1 | -0.27587 | -39.753
8983 | HECN3 | 3 | South | YES | -0.13951 | 171.9 | 0 | 171.9 | 0 | 1.0304 | CC | -1 | 0.27587 | 171.9 | 171.9 |  |  | -23.9818 | 171.9 | -0.27587 | -47.4222
5932 | SI_RAY9 | 9 | South | YES | -0.13963 | 32 | 32 | 38 | 0 | 1.035 | CC | -1 | 0.27599 | 38 | 38 |  |  | -5.3061 | 38 | -0.27599 | -10.4878
5933 | SI_RAY6 | 6 | South | YES | -0.13963 | 15.4 | 10 | 19.3 | 0 | 1.035 | GST | -1 | 0.27599 | 19.3 | 19.3 |  |  | -2.6949 | 19.3 | -0.27599 | -5.3267
5935 | SI_RAY10 | 10 | South | YES | -0.13963 | 47 | 10 | 47 | 0 | 1.03 | CC | -1 | 0.27599 | 47 | 47 |  |  | -6.5628 | 47 | -0.27599 | -12.9717
80003 | MILHWYS | F | South | YES | -0.13963 | 0 | 0 | 0 | 0 | 1.0168 | AVR | -1 | 0.27599 | 0 | 0 |  |  | 0 | 0 | -0.27599 | 0
8517 | CELANEBI0A | 1 | South | YES | -0.13964 | 29 | 0 | 29 | 0 | 1.02 | Cogen | -1 | 0.276 | 0 | 0 |  |  | 0 | 0 | -0.276 | 0
80080 | GWINDT11A | 4 | South | YES | -0.1397 | 8.2 | 0 | 19 | 0 | 1.025 | Wind | -1 | 0.27606 | 0 | 19 |  |  | 0 | 0 | -0.27606 | 0
80080 | GWINDT11A | 2 | South | YES | -0.1397 | 17.7 | 0 | 41 | 0 | 1.025 | Wind | -1 | 0.27606 | 0 | 41 |  |  | 0 | 0 | -0.27606 | 0
80080 | GWINDT11A | 1 | South | YES | -0.1397 | 40.6 | 0 | 94 | 0 | 1.025 | Wind | -1 | 0.27606 | 0 | 94 |  |  | 0 | 0 | -0.27606 | 0
80080 | GWINDT11A | 3 | South | YES | -0.1397 | 16.4 | 0 | 38 | 0 | 1.025 | Wind | -1 | 0.27606 | 0 | 38 |  |  | 0 | 0 | -0.27606 | 0
80081 | GWINDT21A | 4 | South | YES | -0.1397 | 9.5 | 0 | 22 | 0 | 1.025 | Wind | -1 | 0.27606 | 0 | 22 |  |  | 0 | 0 | -0.27606 | 0
80081 | GWINDT21A | 3 | South | YES | -0.1397 | 18.6 | 0 | 43 | 0 | 1.025 | Wind | -1 | 0.27606 | 0 | 43 |  |  | 0 | 0 | -0.27606 | 0
80081 | GWINDT21A | 2 | South | YES | -0.1397 | 15.5 | 0 | 36 | 0 | 1.025 | Wind | -1 | 0.27606 | 0 | 36 |  |  | 0 | 0 | -0.27606 | 0
80081 | GWINDT21A | 1 | South | YES | -0.1397 | 40.6 | 0 | 94 | 0 | 1.025 | Wind | -1 | 0.27606 | 0 | 94 |  |  | 0 | 0 | -0.27606 | 0
80180 | PNSCALT11A | 1 | South | YES | -0.1397 | 63 | 0 | 146 | 0 | 1.025 | Wind | -1 | 0.27606 | 0 | 146 |  |  | 0 | 0 | -0.27606 | 0
80180 | PNSCALT11A | 2 | South | YES | -0.1397 | 21.6 | 0 | 50 | 0 | 1.025 | Wind | -1 | 0.27606 | 0 | 50 |  |  | 0 | 0 | -0.27606 | 0
80181 | PNSCALT21A | 1 | South | YES | -0.1397 | 23.7 | 0 | 55 | 0 | 1.025 | Wind | -1 | 0.27606 | 0 | 55 |  |  | 0 | 0 | -0.27606 | 0
80181 | PNSCALT21A | 2 | South | YES | -0.1397 | 21.6 | 0 | 50 | 0 | 1.025 | Wind | -1 | 0.27606 | 0 | 50 |  |  | 0 | 0 | -0.27606 | 0
8161 | COLETO0A | 1 | South | YES | -0.1448 | 633 | 200 | 633 | 0 | 1.03 | LIGCO | -1 | 0.28116 | 0 | 633 |  |  | 0 | 0 | -0.28116 | 0
88198 | BEEVILLE | F | South | YES | -0.14626 | 0 | 0 | 0 | 0 | 1.02 | AVR | -1 | 0.28262 | 0 | 0 |  |  | 0 | 0 | -0.28262 | 0
5890 | PEARSALLGEN1 | 1 | South | YES | -0.14722 | 19.2 | 6 | 24 | 0 | 1.0161 | GST | -1 | 0.28358 | 24 | 24 |  |  | -3.5332 | 24 | -0.28358 | -6.8058
5891 | PEARSALLGEN2 | 1 | South | YES | -0.14722 | 19.4 | 6 | 24.3 | 0 | 1.0161 | GST | -1 | 0.28358 | 24.3 | 24.3 |  |  | -3.5773 | 24.3 | -0.28358 | -6.8909
5892 | PEARSALLGEN3 | 1 | South | YES | -0.14722 | 19.1 | 6 | 23.9 | 0 | 1.0161 | GST | -1 | 0.28358 | 23.9 | 23.9 |  |  | -3.5185 | 23.9 | -0.28358 | -6.7775
5903 | SANMIGUELGEN | 1 | South | YES | -0.15742 | 396.3 | 180 | 396.3 | 0 | 1.0331 | LIGCO | -1 | 0.29378 | 0 | 396.3 |  |  | 0 | 0 | -0.29378 | 0
8189 | CUECPL2A | 1 | South | YES | -0.16352 | 12 | 0 | 12 | 0 | 1.02 | Cogen | -1 | 0.29988 | 0 | 0 |  |  | 0 | 0 | -0.29988 | 0
5264 | LEON_LCP3G3 | 3 | South | YES | -0.16488 | 0 | 20 | 58 |  | 1.0197 | GST | -1 | 0.30124 | 58 | 58 |  |  | -9.563 | 58 | -0.30124 | -17.472
5265 | LEON_LCP4G4 | 4 | South | YES | -0.16488 | 71.2 | 25 | 89 | 0 | 1.0197 | GST | -1 | 0.30124 | 89 | 89 |  |  | -14.6743 | 89 | -0.30124 | -26.8104
5266 | LEON_LCPCT1 | 1 | South | YES | -0.16488 | 44 | 24 | 44 | 0 | 1.0197 | GGT | -1 | 0.30124 | 44 | 44 |  |  | -7.2547 | 44 | -0.30124 | -13.2546
5267 | LEON_LCPCT2 | 2 | South | YES | -0.16488 | 44 | 24 | 44 | 0 | 1.0197 | GGT | -1 | 0.30124 | 44 | 44 |  |  | -7.2547 | 44 | -0.30124 | -13.2546
5268 | LEON_LCPCT3 | 3 | South | YES | -0.16488 | 43 | 24 | 43 | 0 | 1.0197 | GGT | -1 | 0.30124 | 43 | 43 |  |  | -7.0898 | 43 | -0.30124 | -12.9533
5269 | LEON_LCPCT4 | 4 | South | YES | -0.16488 | 45 | 24 | 45 | 0 | 1.0197 | GGT | -1 | 0.30124 | 45 | 45 |  |  | -7.4196 | 45 | -0.30124 | -13.5558
5401 | CALAVER_JKS1 | 1 | South | YES | -0.1652 | 562 | 100 | 562 | 0 | 1.018 | LIGCO | -1 | 0.30156 | 0 | 562 |  |  | 0 | 0 | -0.30156 | 0
5476 | BRA_AVR1_CT1 | 1 | South | YES | -0.16589 | 155 | 90 | 155 | 0 | 1.017 | CC | -1 | 0.30225 | 155 | 155 |  |  | -25.7125 | 155 | -0.30225 | -46.8484
5477 | BRA_AVR1_ST1 | 1 | South | YES | -0.16589 | 174 | 138 | 174 | 0 | 1.017 | CC | -1 | 0.30225 | 174 | 174 |  |  | -28.8643 | 174 | -0.30225 | -52.5911
5478 | BRA_AVR1_CT2 | 1 | South | YES | -0.16589 | 155 | 90 | 155 | 0 | 1.017 | CC | -1 | 0.30225 | 155 | 155 |  |  | -25.7125 | 155 | -0.30225 | -46.8484
5028 | BRAUNIG_VHB3 | 3 | South | YES | -0.16589 | 407 | 60 | 407 | 0 | 1.0138 | GST | -1 | 0.30225 | 407 | 407 |  |  | -67.5176 | 407 | -0.30225 | -123.0164
5026 | BRAUNIG_VHB1 | 1 | South | YES | -0.16598 | 215 | 40 | 215 | 0 | 1.0192 | GST | -1 | 0.30234 | 215 | 215 |  |  | -35.6848 | 215 | -0.30234 | -65.0024
5027 | BRAUNIG_VHB2 | 2 | South | YES | -0.16598 | 172.8 | 40 | 216 | 0 | 1.0192 | GST | -1 | 0.30234 | 216 | 216 |  |  | -35.8508 | 216 | -0.30234 | -65.3047
5031 | BRA_VHBCT1 | 1 | South | YES | -0.16598 | 44 | 24 | 44 | 0 | 1.0192 | #N/A | -1 | 0.30234 | 44 | 44 |  |  | -7.3029 | 44 | -0.30234 | -13.3028
5032 | BRA_VHBCT2 | 2 | South | YES | -0.16598 | 44 | 24 | 44 | 0 | 1.0192 | #N/A | -1 | 0.30234 | 44 | 44 |  |  | -7.3029 | 44 | -0.30234 | -13.3028
5033 | BRA_VHBCT3 | 3 | South | YES | -0.16598 | 43 | 24 | 43 | 0 | 1.0192 | #N/A | -1 | 0.30234 | 43 | 43 |  |  | -7.137 | 43 | -0.30234 | -13.0005
5034 | BRA_VHBCT4 | 4 | South | YES | -0.16598 | 45 | 24 | 45 | 0 | 1.0192 | #N/A | -1 | 0.30234 | 45 | 45 |  |  | -7.4689 | 45 | -0.30234 | -13.6052
5396 | CALAVER_OWS1 | 1 | South | YES | -0.16617 | 418 | 80 | 418 | 0 | 1.0192 | GST | -1 | 0.30253 | 418 | 418 |  |  | -69.4603 | 418 | -0.30253 | -126.4591
5397 | CALAVER_OWS2 | 2 | South | YES | -0.16617 | 400 | 80 | 400 | 0 | 1.0192 | GST | -1 | 0.30253 | 400 | 400 |  |  | -66.4692 | 400 | -0.30253 | -121.0135
5111 | CALAVER_JTD1 | 1 | South | YES | -0.16633 | 430 | 80 | 430 | 0 | 1.0138 | LIGCO | -1 | 0.30269 | 0 | 430 |  |  | 0 | 0 | -0.30269 | 0
5112 | CALAVER_JTD2 | 2 | South | YES | -0.16633 | 430 | 80 | 430 | 0 | 1.0138 | LIGCO | -1 | 0.30269 | 0 | 430 |  |  | 0 | 0 | -0.30269 | 0
5436 | TUTTL_WBT1G1 | 1 | South | YES | -0.16692 | 48.8 | 20 | 61 | 0 | 1.012 | GST | -1 | 0.30328 | 61 | 61 |  |  | -10.1822 | 61 | -0.30328 | -18.5002
5438 | TUTTL_WBT3G3 | 3 | South | YES | -0.16692 | 95 | 25 | 95 | 0 | 1.012 | GST | -1 | 0.30328 | 95 | 95 |  |  | -15.8576 | 95 | -0.30328 | -28.8119
5439 | TUTTL_WBT4G4 | 4 | South | YES | -0.16692 | 120.8 | 40 | 151 | 0 | 1.012 | GST | -1 | 0.30328 | 151 | 151 |  |  | -25.2052 | 151 | -0.30328 | -45.7957
7026 | L_INKSDA1_1Y | 1 | South | YES | -0.17037 | 0 | 0 | 13.7 |  | 1 | Hydro | -1 | 0.30673 | 0 | 0 |  |  | 0 | 0 | -0.30673 | 0
7800 | L_GUADGE1_1Y | 1 | South | YES | -0.17084 | 147 | 30 | 147 | 0 | 1.02 | CC | -1 | 0.3072 | 147 | 147 |  |  | -25.1129 | 147 | -0.3072 | -45.1579
7801 | L_GUADGE1_2Y | 2 | South | YES | -0.17084 | 138 | 30 | 138 | 0 | 1.02 | CC | -1 | 0.3072 | 138 | 138 |  |  | -23.5754 | 138 | -0.3072 | -42.3931
7802 | L_GUADGE1_3Y | 3 | South | YES | -0.17084 | 146 | 30 | 146 | 0 | 1.02 | CC | -1 | 0.3072 | 146 | 146 |  |  | -24.9421 | 146 | -0.3072 | -44.8507
7803 | L_GUADGE1_4Y | 4 | South | YES | -0.17084 | 149 | 30 | 149 | 0 | 1.02 | CC | -1 | 0.3072 | 149 | 149 |  |  | -25.4546 | 149 | -0.3072 | -45.7723
7804 | L_GUADGE1_5Y | 5 | South | YES | -0.17084 | 182 | 30 | 182 | 0 | 1.02 | CC | -1 | 0.3072 | 182 | 182 |  |  | -31.0922 | 182 | -0.3072 | -55.9098
7805 | L_GUADGE1_6Y | 6 | South | YES | -0.17084 | 203 | 30 | 203 | 0 | 1.02 | CC | -1 | 0.3072 | 203 | 203 |  |  | -34.6797 | 203 | -0.3072 | -62.3609
7624 | L_LAKEWO9_1Y | 1 | South | YES | -0.17314 | 0 | 0 | 2.4 |  | 1 | Hydro | -1 | 0.3095 | 0 | 0 |  |  | 0 | 0 | -0.3095 | 0
7624 | L_LAKEWO9_1Y | 2 | South | YES | -0.17314 | 0 | 0 | 2.4 |  | 1 | Hydro | -1 | 0.3095 | 0 | 0 |  |  | 0 | 0 | -0.3095 | 0
7609 | L_SCHUMA8_1Y | 1 | South | YES | -0.17427 | 0 | 0 | 4 |  | 1 | Hydro | -1 | 0.31063 | 0 | 0 |  |  | 0 | 0 | -0.31063 | 0
7605 | L_MCQUEE9_1Y | 3 | South | YES | -0.17616 | 0 | 0 | 2.8 |  | 1.025 | Hydro | -1 | 0.31252 | 0 | 0 |  |  | 0 | 0 | -0.31252 | 0
7605 | L_MCQUEE9_1Y | 1 | South | YES | -0.17616 | 0 | 0 | 2.4 |  | 1.025 | Hydro | -1 | 0.31252 | 0 | 0 |  |  | 0 | 0 | -0.31252 | 0
7605 | L_MCQUEE9_1Y | 2 | South | YES | -0.17616 | 0 | 0 | 2.4 |  | 1.025 | Hydro | -1 | 0.31252 | 0 | 0 |  |  | 0 | 0 | -0.31252 | 0
7810 | L_RIONOG1G1Y | 1 | South | YES | -0.17671 | 148 | 0 | 148 | 0 | 1.02 | CC | -1 | 0.31307 | 148 | 148 |  |  | -26.1532 | 148 | -0.31307 | -46.3346
7811 | L_RIONOG1G2Y | 2 | South | YES | -0.17671 | 148 | 0 | 148 | 0 | 1.02 | CC | -1 | 0.31307 | 148 | 148 |  |  | -26.1532 | 148 | -0.31307 | -46.3346
7812 | L_RIONOG1G3Y | 3 | South | YES | -0.17671 | 154 | 0 | 154 | 0 | 1.02 | CC | -1 | 0.31307 | 154 | 154 |  |  | -27.2135 | 154 | -0.31307 | -48.213
7813 | L_RIONOG1S1Y | 4 | South | YES | -0.17671 | 293 | 0 | 293 | 0 | 1.02 | CC | -1 | 0.31307 | 293 | 293 |  |  | -51.7763 | 293 | -0.31307 | -91.73
7022 | L_BUCHAN1_1Y | 1 | South | YES | -0.1769 | 0 | 0 | 18 |  | 1 | Hydro | -1 | 0.31326 | 0 | 0 |  |  | 0 | 0 | -0.31326 | 0
7023 | L_BUCHAN1_2Y | 2 | South | YES | -0.1769 | 0 | 0 | 18 |  | 1 | Hydro | -1 | 0.31326 | 0 | 0 |  |  | 0 | 0 | -0.31326 | 0
7024 | L_BUCHAN1_3Y | 3 | South | YES | -0.1769 | 0 | 0 | 15 |  | 1 | Hydro | -1 | 0.31326 | 0 | 0 |  |  | 0 | 0 | -0.31326 | 0
7000 | L_FERGUS1_1Y | 1 | South | YES | -0.17734 | 400 | 65 | 423.3 | 0 | 1.015 | GSC | -1 | 0.3137 | 423.3 | 423.3 |  |  | -75.0697 | 423.3 | -0.3137 | -132.7912
7035 | L_WIRTZ_1G1Y | 1 | South | YES | -0.17875 | 0 | 0 | 29 |  | 1 | Hydro | -1 | 0.31511 | 0 | 0 |  |  | 0 | 0 | -0.31511 | 0
7036 | L_WIRTZ_1G2Y | 2 | South | YES | -0.17875 | 23 | 0 | 29.8 |  | 1 | Hydro | -1 | 0.31511 | 0 | 0 |  |  | 0 | 0 | -0.31511 | 0
7014 | L_HAYSEN1_1Y | 1 | South | YES | -0.18296 | 223.9 | 74 | 223.9 | 0 | 1.008 | CC | -1 | 0.31932 | 223.9 | 223.9 |  |  | -40.9652 | 223.9 | -0.31932 | -71.4963
7015 | L_HAYSEN1_2Y | 2 | South | YES | -0.18296 | 225 | 74 | 225 | 0 | 1.008 | CC | -1 | 0.31932 | 225 | 225 |  |  | -41.1664 | 225 | -0.31932 | -71.8476
7016 | L_HAYSEN1_3Y | 3 | South | YES | -0.18296 | 224.6 | 74 | 224.6 | 0 | 1.008 | CC | -1 | 0.31932 | 224.6 | 224.6 |  |  | -41.0933 | 224.6 | -0.31932 | -71.7199
7017 | L_HAYSEN1_4Y | 4 | South | YES | -0.18296 | 226.7 | 74 | 226.7 | 0 | 1.008 | CC | -1 | 0.31932 | 226.7 | 226.7 |  |  | -41.4775 | 226.7 | -0.31932 | -72.3904
7028 | L_MARBFA1_1Y | 1 | South | YES | -0.18379 | 0 | 0 | 18 |  | 1 | Hydro | -1 | 0.32015 | 0 | 0 |  |  | 0 | 0 | -0.32015 | 0
7029 | L_MARBFA1_2Y | 2 | South | YES | -0.18379 | 0 | 0 | 18 |  | 1 | Hydro | -1 | 0.32015 | 0 | 0 |  |  | 0 | 0 | -0.32015 | 0
7487 | L_CANYHY8_1Y | 1 | South | YES | -0.1844 | 0 | 0 | 6 |  | 1 | Hydro | -1 | 0.32076 | 0 | 0 |  |  | 0 | 0 | -0.32076 | 0
7303 | L_WPPGS12_1Y | 1 | South | YES | -0.18661 | 50 | 0 | 50 | 0 | 1.025 | GGT | -1 | 0.32297 | 50 | 50 |  |  | -9.3306 | 50 | -0.32297 | -16.1486
7303 | L_WPPGS12_1Y | 2 | South | YES | -0.18661 | 50 | 0 | 50 | 0 | 1.025 | GGT | -1 | 0.32297 | 50 | 50 |  |  | -9.3306 | 50 | -0.32297 | -16.1486
7305 | L_WPPGS34_1Y | 4 | South | YES | -0.18661 | 50 | 0 | 50 | 0 | 1.025 | GGT | -1 | 0.32297 | 50 | 50 |  |  | -9.3306 | 50 | -0.32297 | -16.1486
7305 | L_WPPGS34_1Y | 3 | South | YES | -0.18661 | 50 | 0 | 50 | 0 | 1.025 | GGT | -1 | 0.32297 | 50 | 50 |  |  | -9.3306 | 50 | -0.32297 | -16.1486
7012 | L_FPPYD21_3Y | 3 | South | YES | -0.18818 | 427.5 | 200 | 436 | 0 | 1.02 | LIGCO | -1 | 0.32454 | 0 | 436 |  |  | 0 | 0 | -0.32454 | 0
7010 | L_FPPYD11_1Y | 1 | South | YES | -0.18836 | 547.4 | 200 | 606 | 0 | 1.02 | LIGCO | -1 | 0.32472 | 0 | 606 |  |  | 0 | 0 | -0.32472 | 0
7011 | L_FPPYD11_2Y | 2 | South | YES | -0.18836 | 552.2 | 200 | 598 | 0 | 1.02 | LIGCO | -1 | 0.32472 | 0 | 598 |  |  | 0 | 0 | -0.32472 | 0
7031 | L_MARSFO1G1Y | 1 | South | YES | -0.19842 | 0 | 0 | 36 |  | 1 | Hydro | -1 | 0.33478 | 0 | 0 |  |  | 0 | 0 | -0.33478 | 0
7032 | L_MARSFO1G2Y | 2 | South | YES | -0.19842 | 0 | 0 | 35 |  | 1 | Hydro | -1 | 0.33478 | 0 | 0 |  |  | 0 | 0 | -0.33478 | 0
7033 | L_MARSFO1G3Y | 3 | South | YES | -0.19842 | 0 | 0 | 36 |  | 1 | Hydro | -1 | 0.33478 | 0 | 0 |  |  | 0 | 0 | -0.33478 | 0
7004 | L_SIMGID1_1Y | 1 | South | YES | -0.20111 | 132 | 40 | 132 | 0 | 1.02 | GST | -1 | 0.33747 | 132 | 132 |  |  | -26.5459 | 132 | -0.33747 | -44.5455
7005 | L_SIMGID1_2Y | 2 | South | YES | -0.20111 | 133 | 32 | 139 | 0 | 1.02 | GST | -1 | 0.33747 | 139 | 139 |  |  | -27.9536 | 139 | -0.33747 | -46.9077
7006 | L_SIMGID1_3Y | 3 | South | YES | -0.20111 | 324.9 | 60 | 329 | 0 | 1.02 | GST | -1 | 0.33747 | 329 | 329 |  |  | -66.1635 | 329 | -0.33747 | -111.0262
7020 | L_AUSTPL1_1Y | 2 | South | YES | -0.206 | 0 | 0 | 8 |  | 1 | Hydro | -1 | 0.34236 | 0 | 0 |  |  | 0 | 0 | -0.34236 | 0
7020 | L_AUSTPL1_1Y | 1 | South | YES | -0.206 | 0 | 0 | 8 |  | 1 | Hydro | -1 | 0.34236 | 0 | 0 |  |  | 0 | 0 | -0.34236 | 0
9016 | SANDH_G1 | 1 | South | YES | -0.20665 | 45 | 2 | 49 | 0 | 1.0175 | GGT | -1 | 0.34301 | 49 | 49 |  |  | -10.1259 | 49 | -0.34301 | -16.8076
9017 | SANDH_G2 | 2 | South | YES | -0.20665 | 45 | 2 | 46 | 0 | 1.0175 | GGT | -1 | 0.34301 | 46 | 46 |  |  | -9.5059 | 46 | -0.34301 | -15.7785
9018 | SANDH_G3 | 3 | South | YES | -0.20665 | 45 | 2 | 46 | 0 | 1.0175 | GGT | -1 | 0.34301 | 46 | 46 |  |  | -9.5059 | 46 | -0.34301 | -15.7785
9019 | SANDH_G4 | 4 | South | YES | -0.20665 | 0 | 2 | 47 |  | 1.0175 | GGT | -1 | 0.34301 | 47 | 47 |  |  | -9.7126 | 47 | -0.34301 | -16.1215
9020 | SANDHG5A | 5A | South | YES | -0.20665 | 150 | 84 | 155 | 0 | 1.0175 | CC | -1 | 0.34301 | 155 | 155 |  |  | -32.0309 | 155 | -0.34301 | -53.1668
9021 | SANDHG5C | 5C | South | YES | -0.20665 | 140 | 0 | 148 | 0 | 1.0175 | CC | -1 | 0.34301 | 148 | 148 |  |  | -30.5843 | 148 | -0.34301 | -50.7657
9000 | DECKR_G1 | 1 | South | YES | -0.20771 | 280 | 50 | 321 | 0 | 1.015 | GST | -1 | 0.34407 | 321 | 321 |  |  | -66.6739 | 321 | -0.34407 | -110.4457
9001 | DECKR_G2 | 2 | South | YES | -0.20771 | 400 | 50 | 426 | 0 | 1.015 | GST | -1 | 0.34407 | 426 | 426 |  |  | -88.4832 | 426 | -0.34407 | -146.5728
9002 | DECKR_G3 | 3 | South | YES | -0.20976 | 0 | 24 | 42 |  | 1.015 | GGT | -1 | 0.34612 | 42 | 42 |  |  | -8.8098 | 42 | -0.34612 | -14.5369
9003 | DECKR_G4 | 4 | South | YES | -0.20976 | 44 | 24 | 44 | 0 | 1.015 | GGT | -1 | 0.34612 | 44 | 44 |  |  | -9.2293 | 44 | -0.34612 | -15.2291
9004 | DECKR_G5 | 5 | South | YES | -0.20976 | 44 | 24 | 44 | 0 | 1.015 | GGT | -1 | 0.34612 | 44 | 44 |  |  | -9.2293 | 44 | -0.34612 | -15.2291
9005 | DECKR_G6 | 6 | South | YES | -0.20976 | 44 | 24 | 47 | 0 | 1.015 | GGT | -1 | 0.34612 | 47 | 47 |  |  | -9.8585 | 47 | -0.34612 | -16.2675
7007 | L_LOSTPI1_1Y | 1 | South | YES | -0.21108 | 158.6 | 110 | 158 | 0 | 1 | CC | -1 | 0.34744 | 158 | 158 |  |  | -33.3503 | 158 | -0.34744 | -54.8953
7008 | L_LOSTPI1_2Y | 2 | South | YES | -0.21108 | 157.7 | 107 | 160 | 0 | 1 | CC | -1 | 0.34744 | 160 | 160 |  |  | -33.7725 | 160 | -0.34744 | -55.5902
7009 | L_LOSTPI1_3Y | 3 | South | YES | -0.21108 | 173.9 | 72 | 175 | 0 | 1 | CC | -1 | 0.34744 | 175 | 175 |  |  | -36.9387 | 175 | -0.34744 | -60.8018
7807 | L_BASTEN1_1Y | 1 | South | YES | -0.21143 | 152.5 | 83.5 | 152.5 | 0 | 1.004 | CC | -1 | 0.34779 | 152.5 | 152.5 |  |  | -32.2426 | 152.5 | -0.34779 | -53.0376
7808 | L_BASTEN1_2Y | 1 | South | YES | -0.21143 | 149.5 | 83.5 | 149.5 | 0 | 1.004 | CC | -1 | 0.34779 | 149.5 | 149.5 |  |  | -31.6083 | 149.5 | -0.34779 | -51.9943
7809 | L_BASTEN1_3Y | 1 | South | YES | -0.21143 | 232.6 | 42 | 232.6 | 0 | 1.004 | CC | -1 | 0.34779 | 232.6 | 232.6 |  |  | -49.1779 | 232.6 | -0.34779 | -80.8954
3432 | SANDOW_4G | 4 | South | YES | -0.25582 | 580 | 225 | 580 | 0 | 1.029 | LIGCO | -1 | 0.39218 | 0 | 580 |  |  | 0 | 0 | -0.39218 | 0
13432 | SANDOW_5G | 5 | South | YES | -0.25582 | 581 | 225 | 581 | 0 | 1.029 | LIGCO | -1 | 0.39218 | 0 | 581 |  |  | 0 | 0 | -0.39218 | 0
Note on AL4: Zonal Cap - Zonal Impact

## Distributed Slack - Inc
Number of Bus | Name of Bus | ID | Area Name of Gen | AGC | P Sensitivity of Bus | Gen MW | Min MW | Max MW | V Sensitivity of Bus | Set Volt | Tech Type | Zone Impact | Zone Correlation | Inc Max | Dec Max | Souce S.F. Weighting | Souce Capacity | Sink S.F. Weighting | Sink Capacity | PTDF Calc | PTDF Weighting | Cumulative Concentrated Capacity | Cumulative Concentrated Impact
3432 | SANDOW_4G | 4 | South | YES | -0.25582 | 580 | 225 | 580 | 0 | 1.029 | LIGCO | -1 | 0.39218 | 0 | 580 |  |  | 0 | 0 | -0.39218 | 0 | 0 | 0
13432 | SANDOW_5G | 5 | South | YES | -0.25582 | 581 | 225 | 581 | 0 | 1.029 | LIGCO | -1 | 0.39218 | 0 | 581 |  |  | 0 | 0 | -0.39218 | 0 | 0 | 0
7807 | L_BASTEN1_1Y | 1 | South | YES | -0.21143 | 152.5 | 83.5 | 152.5 | 0 | 1.004 | CC | -1 | 0.34779 | 152.5 | 152.5 |  |  | -32.2426 | 152.5 | -0.34779 | -53.0376 | 152.5 | 53.0376
7808 | L_BASTEN1_2Y | 1 | South | YES | -0.21143 | 149.5 | 83.5 | 149.5 | 0 | 1.004 | CC | -1 | 0.34779 | 149.5 | 149.5 |  |  | -31.6083 | 149.5 | -0.34779 | -51.9943 | 302 | 105.0319 | Weighted Shift Factors
7809 | L_BASTEN1_3Y | 1 | South | YES | -0.21143 | 232.6 | 42 | 232.6 | 0 | 1.004 | CC | -1 | 0.34779 | 232.6 | 232.6 |  |  | -49.1779 | 232.6 | -0.34779 | -80.8954 | 534.6 | 185.9273 | North | 0.13636
7007 | L_LOSTPI1_1Y | 1 | South | YES | -0.21108 | 158.6 | 110 | 158 | 0 | 1 | CC | -1 | 0.34744 | 158 | 158 |  |  | -33.3503 | 158 | -0.34744 | -54.8953 | 692.6 | 240.8226 | South | -0.17383
7008 | L_LOSTPI1_2Y | 2 | South | YES | -0.21108 | 157.7 | 107 | 160 | 0 | 1 | CC | -1 | 0.34744 | 160 | 160 |  |  | -33.7725 | 160 | -0.34744 | -55.5902 | 852.6 | 296.4128 |  | 0.31019
7009 | L_LOSTPI1_3Y | 3 | South | YES | -0.21108 | 173.9 | 72 | 175 | 0 | 1 | CC | -1 | 0.34744 | 175 | 175 |  |  | -36.9387 | 175 | -0.34744 | -60.8018 | 1027.6 | 357.2146
9002 | DECKR_G3 | 3 | South | YES | -0.20976 | 0 | 24 | 42 |  | 1.015 | GGT | -1 | 0.34612 | 42 | 42 |  |  | -8.8098 | 42 | -0.34612 | -14.5369 | 1069.6 | 371.7515 | Line Cap | 1072
9003 | DECKR_G4 | 4 | South | YES | -0.20976 | 44 | 24 | 44 | 0 | 1.015 | GGT | -1 | 0.34612 | 44 | 44 |  |  | -9.2293 | 44 | -0.34612 | -15.2291 | 1113.6 | 386.9806 | Conc Gen | 2294.6
9004 | DECKR_G5 | 5 | South | YES | -0.20976 | 44 | 24 | 44 | 0 | 1.015 | GGT | -1 | 0.34612 | 44 | 44 |  |  | -9.2293 | 44 | -0.34612 | -15.2291 | 1157.6 | 402.2097 | Weighted Imp. | 793.1488
9005 | DECKR_G6 | 6 | South | YES | -0.20976 | 44 | 24 | 47 | 0 | 1.015 | GGT | -1 | 0.34612 | 47 | 47 |  |  | -9.8585 | 47 | -0.34612 | -16.2675 | 1204.6 | 418.4772 | PTDF | 0.34566
9000 | DECKR_G1 | 1 | South | YES | -0.20771 | 280 | 50 | 321 | 0 | 1.015 | GST | -1 | 0.34407 | 321 | 321 |  |  | -66.6739 | 321 | -0.34407 | -110.4457 | 1525.6 | 528.9229
9001 | DECKR_G2 | 2 | South | YES | -0.20771 | 400 | 50 | 426 | 0 | 1.015 | GST | -1 | 0.34407 | 426 | 426 |  |  | -88.4832 | 426 | -0.34407 | -146.5728 | 1951.6 | 675.4957 | Concentration | 1.1143
9016 | SANDH_G1 | 1 | South | YES | -0.20665 | 45 | 2 | 49 | 0 | 1.0175 | GGT | -1 | 0.34301 | 49 | 49 |  |  | -10.1259 | 49 | -0.34301 | -16.8076 | 2000.6 | 692.3033
9017 | SANDH_G2 | 2 | South | YES | -0.20665 | 45 | 2 | 46 | 0 | 1.0175 | GGT | -1 | 0.34301 | 46 | 46 |  |  | -9.5059 | 46 | -0.34301 | -15.7785 | 2046.6 | 708.0819 |  | Pass
9018 | SANDH_G3 | 3 | South | YES | -0.20665 | 45 | 2 | 46 | 0 | 1.0175 | GGT | -1 | 0.34301 | 46 | 46 |  |  | -9.5059 | 46 | -0.34301 | -15.7785 | 2092.6 | 723.8604
9019 | SANDH_G4 | 4 | South | YES | -0.20665 | 0 | 2 | 47 |  | 1.0175 | GGT | -1 | 0.34301 | 47 | 47 |  |  | -9.7126 | 47 | -0.34301 | -16.1215 | 2139.6 | 739.9819
9020 | SANDHG5A | 5A | South | YES | -0.20665 | 150 | 84 | 155 | 0 | 1.0175 | CC | -1 | 0.34301 | 155 | 155 |  |  | -32.0309 | 155 | -0.34301 | -53.1668 | 2294.6 | 793.1488
9021 | SANDHG5C | 5C | South | YES | -0.20665 | 140 | 0 | 148 | 0 | 1.0175 | CC | -1 | 0.34301 | 148 | 148 |  |  | -30.5843 | 148 | -0.34301 | -50.7657
7020 | L_AUSTPL1_1Y | 2 | South | YES | -0.206 | 0 | 0 | 8 |  | 1 | Hydro | -1 | 0.34236 | 0 | 0 |  |  | 0 | 0 | -0.34236 | 0
7020 | L_AUSTPL1_1Y | 1 | South | YES | -0.206 | 0 | 0 | 8 |  | 1 | Hydro | -1 | 0.34236 | 0 | 0 |  |  | 0 | 0 | -0.34236 | 0
7004 | L_SIMGID1_1Y | 1 | South | YES | -0.20111 | 132 | 40 | 132 | 0 | 1.02 | GST | -1 | 0.33747 | 132 | 132 |  |  | -26.5459 | 132 | -0.33747 | -44.5455
7005 | L_SIMGID1_2Y | 2 | South | YES | -0.20111 | 133 | 32 | 139 | 0 | 1.02 | GST | -1 | 0.33747 | 139 | 139 |  |  | -27.9536 | 139 | -0.33747 | -46.9077
7006 | L_SIMGID1_3Y | 3 | South | YES | -0.20111 | 324.9 | 60 | 329 | 0 | 1.02 | GST | -1 | 0.33747 | 329 | 329 |  |  | -66.1635 | 329 | -0.33747 | -111.0262
7031 | L_MARSFO1G1Y | 1 | South | YES | -0.19842 | 0 | 0 | 36 |  | 1 | Hydro | -1 | 0.33478 | 0 | 0 |  |  | 0 | 0 | -0.33478 | 0
7032 | L_MARSFO1G2Y | 2 | South | YES | -0.19842 | 0 | 0 | 35 |  | 1 | Hydro | -1 | 0.33478 | 0 | 0 |  |  | 0 | 0 | -0.33478 | 0
7033 | L_MARSFO1G3Y | 3 | South | YES | -0.19842 | 0 | 0 | 36 |  | 1 | Hydro | -1 | 0.33478 | 0 | 0 |  |  | 0 | 0 | -0.33478 | 0
7010 | L_FPPYD11_1Y | 1 | South | YES | -0.18836 | 547.4 | 200 | 606 | 0 | 1.02 | LIGCO | -1 | 0.32472 | 0 | 606 |  |  | 0 | 0 | -0.32472 | 0
7011 | L_FPPYD11_2Y | 2 | South | YES | -0.18836 | 552.2 | 200 | 598 | 0 | 1.02 | LIGCO | -1 | 0.32472 | 0 | 598 |  |  | 0 | 0 | -0.32472 | 0
7012 | L_FPPYD21_3Y | 3 | South | YES | -0.18818 | 427.5 | 200 | 436 | 0 | 1.02 | LIGCO | -1 | 0.32454 | 0 | 436 |  |  | 0 | 0 | -0.32454 | 0
7303 | L_WPPGS12_1Y | 1 | South | YES | -0.18661 | 50 | 0 | 50 | 0 | 1.025 | GGT | -1 | 0.32297 | 50 | 50 |  |  | -9.3306 | 50 | -0.32297 | -16.1486
7303 | L_WPPGS12_1Y | 2 | South | YES | -0.18661 | 50 | 0 | 50 | 0 | 1.025 | GGT | -1 | 0.32297 | 50 | 50 |  |  | -9.3306 | 50 | -0.32297 | -16.1486
7305 | L_WPPGS34_1Y | 4 | South | YES | -0.18661 | 50 | 0 | 50 | 0 | 1.025 | GGT | -1 | 0.32297 | 50 | 50 |  |  | -9.3306 | 50 | -0.32297 | -16.1486
7305 | L_WPPGS34_1Y | 3 | South | YES | -0.18661 | 50 | 0 | 50 | 0 | 1.025 | GGT | -1 | 0.32297 | 50 | 50 |  |  | -9.3306 | 50 | -0.32297 | -16.1486
7487 | L_CANYHY8_1Y | 1 | South | YES | -0.1844 | 0 | 0 | 6 |  | 1 | Hydro | -1 | 0.32076 | 0 | 0 |  |  | 0 | 0 | -0.32076 | 0
7028 | L_MARBFA1_1Y | 1 | South | YES | -0.18379 | 0 | 0 | 18 |  | 1 | Hydro | -1 | 0.32015 | 0 | 0 |  |  | 0 | 0 | -0.32015 | 0
7029 | L_MARBFA1_2Y | 2 | South | YES | -0.18379 | 0 | 0 | 18 |  | 1 | Hydro | -1 | 0.32015 | 0 | 0 |  |  | 0 | 0 | -0.32015 | 0
7014 | L_HAYSEN1_1Y | 1 | South | YES | -0.18296 | 223.9 | 74 | 223.9 | 0 | 1.008 | CC | -1 | 0.31932 | 223.9 | 223.9 |  |  | -40.9652 | 223.9 | -0.31932 | -71.4963
7015 | L_HAYSEN1_2Y | 2 | South | YES | -0.18296 | 225 | 74 | 225 | 0 | 1.008 | CC | -1 | 0.31932 | 225 | 225 |  |  | -41.1664 | 225 | -0.31932 | -71.8476
7016 | L_HAYSEN1_3Y | 3 | South | YES | -0.18296 | 224.6 | 74 | 224.6 | 0 | 1.008 | CC | -1 | 0.31932 | 224.6 | 224.6 |  |  | -41.0933 | 224.6 | -0.31932 | -71.7199
7017 | L_HAYSEN1_4Y | 4 | South | YES | -0.18296 | 226.7 | 74 | 226.7 | 0 | 1.008 | CC | -1 | 0.31932 | 226.7 | 226.7 |  |  | -41.4775 | 226.7 | -0.31932 | -72.3904
7035 | L_WIRTZ_1G1Y | 1 | South | YES | -0.17875 | 0 | 0 | 29 |  | 1 | Hydro | -1 | 0.31511 | 0 | 0 |  |  | 0 | 0 | -0.31511 | 0
7036 | L_WIRTZ_1G2Y | 2 | South | YES | -0.17875 | 23 | 0 | 29.8 |  | 1 | Hydro | -1 | 0.31511 | 0 | 0 |  |  | 0 | 0 | -0.31511 | 0
7000 | L_FERGUS1_1Y | 1 | South | YES | -0.17734 | 400 | 65 | 423.3 | 0 | 1.015 | GSC | -1 | 0.3137 | 423.3 | 423.3 |  |  | -75.0697 | 423.3 | -0.3137 | -132.7912
7022 | L_BUCHAN1_1Y | 1 | South | YES | -0.1769 | 0 | 0 | 18 |  | 1 | Hydro | -1 | 0.31326 | 0 | 0 |  |  | 0 | 0 | -0.31326 | 0
7023 | L_BUCHAN1_2Y | 2 | South | YES | -0.1769 | 0 | 0 | 18 |  | 1 | Hydro | -1 | 0.31326 | 0 | 0 |  |  | 0 | 0 | -0.31326 | 0
7024 | L_BUCHAN1_3Y | 3 | South | YES | -0.1769 | 0 | 0 | 15 |  | 1 | Hydro | -1 | 0.31326 | 0 | 0 |  |  | 0 | 0 | -0.31326 | 0
7810 | L_RIONOG1G1Y | 1 | South | YES | -0.17671 | 148 | 0 | 148 | 0 | 1.02 | CC | -1 | 0.31307 | 148 | 148 |  |  | -26.1532 | 148 | -0.31307 | -46.3346
7811 | L_RIONOG1G2Y | 2 | South | YES | -0.17671 | 148 | 0 | 148 | 0 | 1.02 | CC | -1 | 0.31307 | 148 | 148 |  |  | -26.1532 | 148 | -0.31307 | -46.3346
7812 | L_RIONOG1G3Y | 3 | South | YES | -0.17671 | 154 | 0 | 154 | 0 | 1.02 | CC | -1 | 0.31307 | 154 | 154 |  |  | -27.2135 | 154 | -0.31307 | -48.213
7813 | L_RIONOG1S1Y | 4 | South | YES | -0.17671 | 293 | 0 | 293 | 0 | 1.02 | CC | -1 | 0.31307 | 293 | 293 |  |  | -51.7763 | 293 | -0.31307 | -91.73
7605 | L_MCQUEE9_1Y | 3 | South | YES | -0.17616 | 0 | 0 | 2.8 |  | 1.025 | Hydro | -1 | 0.31252 | 0 | 0 |  |  | 0 | 0 | -0.31252 | 0
7605 | L_MCQUEE9_1Y | 1 | South | YES | -0.17616 | 0 | 0 | 2.4 |  | 1.025 | Hydro | -1 | 0.31252 | 0 | 0 |  |  | 0 | 0 | -0.31252 | 0
7605 | L_MCQUEE9_1Y | 2 | South | YES | -0.17616 | 0 | 0 | 2.4 |  | 1.025 | Hydro | -1 | 0.31252 | 0 | 0 |  |  | 0 | 0 | -0.31252 | 0
7609 | L_SCHUMA8_1Y | 1 | South | YES | -0.17427 | 0 | 0 | 4 |  | 1 | Hydro | -1 | 0.31063 | 0 | 0 |  |  | 0 | 0 | -0.31063 | 0
7624 | L_LAKEWO9_1Y | 1 | South | YES | -0.17314 | 0 | 0 | 2.4 |  | 1 | Hydro | -1 | 0.3095 | 0 | 0 |  |  | 0 | 0 | -0.3095 | 0
7624 | L_LAKEWO9_1Y | 2 | South | YES | -0.17314 | 0 | 0 | 2.4 |  | 1 | Hydro | -1 | 0.3095 | 0 | 0 |  |  | 0 | 0 | -0.3095 | 0
7800 | L_GUADGE1_1Y | 1 | South | YES | -0.17084 | 147 | 30 | 147 | 0 | 1.02 | CC | -1 | 0.3072 | 147 | 147 |  |  | -25.1129 | 147 | -0.3072 | -45.1579
7801 | L_GUADGE1_2Y | 2 | South | YES | -0.17084 | 138 | 30 | 138 | 0 | 1.02 | CC | -1 | 0.3072 | 138 | 138 |  |  | -23.5754 | 138 | -0.3072 | -42.3931
7802 | L_GUADGE1_3Y | 3 | South | YES | -0.17084 | 146 | 30 | 146 | 0 | 1.02 | CC | -1 | 0.3072 | 146 | 146 |  |  | -24.9421 | 146 | -0.3072 | -44.8507
7803 | L_GUADGE1_4Y | 4 | South | YES | -0.17084 | 149 | 30 | 149 | 0 | 1.02 | CC | -1 | 0.3072 | 149 | 149 |  |  | -25.4546 | 149 | -0.3072 | -45.7723
7804 | L_GUADGE1_5Y | 5 | South | YES | -0.17084 | 182 | 30 | 182 | 0 | 1.02 | CC | -1 | 0.3072 | 182 | 182 |  |  | -31.0922 | 182 | -0.3072 | -55.9098
7805 | L_GUADGE1_6Y | 6 | South | YES | -0.17084 | 203 | 30 | 203 | 0 | 1.02 | CC | -1 | 0.3072 | 203 | 203 |  |  | -34.6797 | 203 | -0.3072 | -62.3609
7026 | L_INKSDA1_1Y | 1 | South | YES | -0.17037 | 0 | 0 | 13.7 |  | 1 | Hydro | -1 | 0.30673 | 0 | 0 |  |  | 0 | 0 | -0.30673 | 0
5436 | TUTTL_WBT1G1 | 1 | South | YES | -0.16692 | 48.8 | 20 | 61 | 0 | 1.012 | GST | -1 | 0.30328 | 61 | 61 |  |  | -10.1822 | 61 | -0.30328 | -18.5002
5438 | TUTTL_WBT3G3 | 3 | South | YES | -0.16692 | 95 | 25 | 95 | 0 | 1.012 | GST | -1 | 0.30328 | 95 | 95 |  |  | -15.8576 | 95 | -0.30328 | -28.8119
5439 | TUTTL_WBT4G4 | 4 | South | YES | -0.16692 | 120.8 | 40 | 151 | 0 | 1.012 | GST | -1 | 0.30328 | 151 | 151 |  |  | -25.2052 | 151 | -0.30328 | -45.7957
5111 | CALAVER_JTD1 | 1 | South | YES | -0.16633 | 430 | 80 | 430 | 0 | 1.0138 | LIGCO | -1 | 0.30269 | 0 | 430 |  |  | 0 | 0 | -0.30269 | 0
5112 | CALAVER_JTD2 | 2 | South | YES | -0.16633 | 430 | 80 | 430 | 0 | 1.0138 | LIGCO | -1 | 0.30269 | 0 | 430 |  |  | 0 | 0 | -0.30269 | 0
5396 | CALAVER_OWS1 | 1 | South | YES | -0.16617 | 418 | 80 | 418 | 0 | 1.0192 | GST | -1 | 0.30253 | 418 | 418 |  |  | -69.4603 | 418 | -0.30253 | -126.4591
5397 | CALAVER_OWS2 | 2 | South | YES | -0.16617 | 400 | 80 | 400 | 0 | 1.0192 | GST | -1 | 0.30253 | 400 | 400 |  |  | -66.4692 | 400 | -0.30253 | -121.0135
5026 | BRAUNIG_VHB1 | 1 | South | YES | -0.16598 | 215 | 40 | 215 | 0 | 1.0192 | GST | -1 | 0.30234 | 215 | 215 |  |  | -35.6848 | 215 | -0.30234 | -65.0024
5027 | BRAUNIG_VHB2 | 2 | South | YES | -0.16598 | 172.8 | 40 | 216 | 0 | 1.0192 | GST | -1 | 0.30234 | 216 | 216 |  |  | -35.8508 | 216 | -0.30234 | -65.3047
5031 | BRA_VHBCT1 | 1 | South | YES | -0.16598 | 44 | 24 | 44 | 0 | 1.0192 | #N/A | -1 | 0.30234 | 44 | 44 |  |  | -7.3029 | 44 | -0.30234 | -13.3028
5032 | BRA_VHBCT2 | 2 | South | YES | -0.16598 | 44 | 24 | 44 | 0 | 1.0192 | #N/A | -1 | 0.30234 | 44 | 44 |  |  | -7.3029 | 44 | -0.30234 | -13.3028
5033 | BRA_VHBCT3 | 3 | South | YES | -0.16598 | 43 | 24 | 43 | 0 | 1.0192 | #N/A | -1 | 0.30234 | 43 | 43 |  |  | -7.137 | 43 | -0.30234 | -13.0005
5034 | BRA_VHBCT4 | 4 | South | YES | -0.16598 | 45 | 24 | 45 | 0 | 1.0192 | #N/A | -1 | 0.30234 | 45 | 45 |  |  | -7.4689 | 45 | -0.30234 | -13.6052
5028 | BRAUNIG_VHB3 | 3 | South | YES | -0.16589 | 407 | 60 | 407 | 0 | 1.0138 | GST | -1 | 0.30225 | 407 | 407 |  |  | -67.5176 | 407 | -0.30225 | -123.0164
5476 | BRA_AVR1_CT1 | 1 | South | YES | -0.16589 | 155 | 90 | 155 | 0 | 1.017 | CC | -1 | 0.30225 | 155 | 155 |  |  | -25.7125 | 155 | -0.30225 | -46.8484
5477 | BRA_AVR1_ST1 | 1 | South | YES | -0.16589 | 174 | 138 | 174 | 0 | 1.017 | CC | -1 | 0.30225 | 174 | 174 |  |  | -28.8643 | 174 | -0.30225 | -52.5911
5478 | BRA_AVR1_CT2 | 1 | South | YES | -0.16589 | 155 | 90 | 155 | 0 | 1.017 | CC | -1 | 0.30225 | 155 | 155 |  |  | -25.7125 | 155 | -0.30225 | -46.8484
5401 | CALAVER_JKS1 | 1 | South | YES | -0.1652 | 562 | 100 | 562 | 0 | 1.018 | LIGCO | -1 | 0.30156 | 0 | 562 |  |  | 0 | 0 | -0.30156 | 0
5264 | LEON_LCP3G3 | 3 | South | YES | -0.16488 | 0 | 20 | 58 |  | 1.0197 | GST | -1 | 0.30124 | 58 | 58 |  |  | -9.563 | 58 | -0.30124 | -17.472
5265 | LEON_LCP4G4 | 4 | South | YES | -0.16488 | 71.2 | 25 | 89 | 0 | 1.0197 | GST | -1 | 0.30124 | 89 | 89 |  |  | -14.6743 | 89 | -0.30124 | -26.8104
5266 | LEON_LCPCT1 | 1 | South | YES | -0.16488 | 44 | 24 | 44 | 0 | 1.0197 | GGT | -1 | 0.30124 | 44 | 44 |  |  | -7.2547 | 44 | -0.30124 | -13.2546
5267 | LEON_LCPCT2 | 2 | South | YES | -0.16488 | 44 | 24 | 44 | 0 | 1.0197 | GGT | -1 | 0.30124 | 44 | 44 |  |  | -7.2547 | 44 | -0.30124 | -13.2546
5268 | LEON_LCPCT3 | 3 | South | YES | -0.16488 | 43 | 24 | 43 | 0 | 1.0197 | GGT | -1 | 0.30124 | 43 | 43 |  |  | -7.0898 | 43 | -0.30124 | -12.9533
5269 | LEON_LCPCT4 | 4 | South | YES | -0.16488 | 45 | 24 | 45 | 0 | 1.0197 | GGT | -1 | 0.30124 | 45 | 45 |  |  | -7.4196 | 45 | -0.30124 | -13.5558
8189 | CUECPL2A | 1 | South | YES | -0.16352 | 12 | 0 | 12 | 0 | 1.02 | Cogen | -1 | 0.29988 | 0 | 0 |  |  | 0 | 0 | -0.29988 | 0
5903 | SANMIGUELGEN | 1 | South | YES | -0.15742 | 396.3 | 180 | 396.3 | 0 | 1.0331 | LIGCO | -1 | 0.29378 | 0 | 396.3 |  |  | 0 | 0 | -0.29378 | 0
5890 | PEARSALLGEN1 | 1 | South | YES | -0.14722 | 19.2 | 6 | 24 | 0 | 1.0161 | GST | -1 | 0.28358 | 24 | 24 |  |  | -3.5332 | 24 | -0.28358 | -6.8058
5891 | PEARSALLGEN2 | 1 | South | YES | -0.14722 | 19.4 | 6 | 24.3 | 0 | 1.0161 | GST | -1 | 0.28358 | 24.3 | 24.3 |  |  | -3.5773 | 24.3 | -0.28358 | -6.8909
5892 | PEARSALLGEN3 | 1 | South | YES | -0.14722 | 19.1 | 6 | 23.9 | 0 | 1.0161 | GST | -1 | 0.28358 | 23.9 | 23.9 |  |  | -3.5185 | 23.9 | -0.28358 | -6.7775
88198 | BEEVILLE | F | South | YES | -0.14626 | 0 | 0 | 0 | 0 | 1.02 | AVR | -1 | 0.28262 | 0 | 0 |  |  | 0 | 0 | -0.28262 | 0
8161 | COLETO0A | 1 | South | YES | -0.1448 | 633 | 200 | 633 | 0 | 1.03 | LIGCO | -1 | 0.28116 | 0 | 633 |  |  | 0 | 0 | -0.28116 | 0
80080 | GWINDT11A | 4 | South | YES | -0.1397 | 8.2 | 0 | 19 | 0 | 1.025 | Wind | -1 | 0.27606 | 0 | 19 |  |  | 0 | 0 | -0.27606 | 0
80080 | GWINDT11A | 2 | South | YES | -0.1397 | 17.7 | 0 | 41 | 0 | 1.025 | Wind | -1 | 0.27606 | 0 | 41 |  |  | 0 | 0 | -0.27606 | 0
80080 | GWINDT11A | 1 | South | YES | -0.1397 | 40.6 | 0 | 94 | 0 | 1.025 | Wind | -1 | 0.27606 | 0 | 94 |  |  | 0 | 0 | -0.27606 | 0
80080 | GWINDT11A | 3 | South | YES | -0.1397 | 16.4 | 0 | 38 | 0 | 1.025 | Wind | -1 | 0.27606 | 0 | 38 |  |  | 0 | 0 | -0.27606 | 0
80081 | GWINDT21A | 4 | South | YES | -0.1397 | 9.5 | 0 | 22 | 0 | 1.025 | Wind | -1 | 0.27606 | 0 | 22 |  |  | 0 | 0 | -0.27606 | 0
80081 | GWINDT21A | 3 | South | YES | -0.1397 | 18.6 | 0 | 43 | 0 | 1.025 | Wind | -1 | 0.27606 | 0 | 43 |  |  | 0 | 0 | -0.27606 | 0
80081 | GWINDT21A | 2 | South | YES | -0.1397 | 15.5 | 0 | 36 | 0 | 1.025 | Wind | -1 | 0.27606 | 0 | 36 |  |  | 0 | 0 | -0.27606 | 0
80081 | GWINDT21A | 1 | South | YES | -0.1397 | 40.6 | 0 | 94 | 0 | 1.025 | Wind | -1 | 0.27606 | 0 | 94 |  |  | 0 | 0 | -0.27606 | 0
80180 | PNSCALT11A | 1 | South | YES | -0.1397 | 63 | 0 | 146 | 0 | 1.025 | Wind | -1 | 0.27606 | 0 | 146 |  |  | 0 | 0 | -0.27606 | 0
80180 | PNSCALT11A | 2 | South | YES | -0.1397 | 21.6 | 0 | 50 | 0 | 1.025 | Wind | -1 | 0.27606 | 0 | 50 |  |  | 0 | 0 | -0.27606 | 0
80181 | PNSCALT21A | 1 | South | YES | -0.1397 | 23.7 | 0 | 55 | 0 | 1.025 | Wind | -1 | 0.27606 | 0 | 55 |  |  | 0 | 0 | -0.27606 | 0
80181 | PNSCALT21A | 2 | South | YES | -0.1397 | 21.6 | 0 | 50 | 0 | 1.025 | Wind | -1 | 0.27606 | 0 | 50 |  |  | 0 | 0 | -0.27606 | 0
8517 | CELANEBI0A | 1 | South | YES | -0.13964 | 29 | 0 | 29 | 0 | 1.02 | Cogen | -1 | 0.276 | 0 | 0 |  |  | 0 | 0 | -0.276 | 0
5932 | SI_RAY9 | 9 | South | YES | -0.13963 | 32 | 32 | 38 | 0 | 1.035 | CC | -1 | 0.27599 | 38 | 38 |  |  | -5.3061 | 38 | -0.27599 | -10.4878
5933 | SI_RAY6 | 6 | South | YES | -0.13963 | 15.4 | 10 | 19.3 | 0 | 1.035 | GST | -1 | 0.27599 | 19.3 | 19.3 |  |  | -2.6949 | 19.3 | -0.27599 | -5.3267
5935 | SI_RAY10 | 10 | South | YES | -0.13963 | 47 | 10 | 47 | 0 | 1.03 | CC | -1 | 0.27599 | 47 | 47 |  |  | -6.5628 | 47 | -0.27599 | -12.9717
80003 | MILHWYS | F | South | YES | -0.13963 | 0 | 0 | 0 | 0 | 1.0168 | AVR | -1 | 0.27599 | 0 | 0 |  |  | 0 | 0 | -0.27599 | 0
8936 | MVGN#1 | 1 | South | YES | -0.13951 | 216.6 | 0 | 216.6 | 0 | 1.0304 | CC | -1 | 0.27587 | 216.6 | 216.6 |  |  | -30.2179 | 216.6 | -0.27587 | -59.7536
8937 | MVGN#2 | 2 | South | YES | -0.13951 | 216.7 | 0 | 216.7 | 0 | 1.0304 | CC | -1 | 0.27587 | 216.7 | 216.7 |  |  | -30.2318 | 216.7 | -0.27587 | -59.7812
8938 | MVGN#3 | 3 | South | YES | -0.13951 | 250.9 | 0 | 250.9 | 0 | 1.0304 | CC | -1 | 0.27587 | 250.9 | 250.9 |  |  | -35.0031 | 250.9 | -0.27587 | -69.216
8981 | HECN1 | 1 | South | YES | -0.13951 | 144.8 | 0 | 144.8 | 0 | 1.0304 | CC | -1 | 0.27587 | 144.8 | 144.8 |  |  | -20.201 | 144.8 | -0.27587 | -39.9461
8982 | HECN2 | 2 | South | YES | -0.13951 | 144.1 | 0 | 144.1 | 0 | 1.0304 | CC | -1 | 0.27587 | 144.1 | 144.1 |  |  | -20.1034 | 144.1 | -0.27587 | -39.753
8983 | HECN3 | 3 | South | YES | -0.13951 | 171.9 | 0 | 171.9 | 0 | 1.0304 | CC | -1 | 0.27587 | 171.9 | 171.9 |  |  | -23.9818 | 171.9 | -0.27587 | -47.4222
8933 | FGNTS001 | 1 | South | YES | -0.13934 | 146.5 | 0 | 146.5 | 0 | 1.03 | CC | -1 | 0.2757 | 146.5 | 146.5 |  |  | -20.4139 | 146.5 | -0.2757 | -40.3907
8934 | FGNTS101 | 2 | South | YES | -0.13934 | 147.9 | 0 | 147.9 | 0 | 1.03 | CC | -1 | 0.2757 | 147.9 | 147.9 |  |  | -20.609 | 147.9 | -0.2757 | -40.7767
8935 | FGNTS201 | 3 | South | YES | -0.13934 | 173 | 0 | 173 | 0 | 1.03 | CC | -1 | 0.2757 | 173 | 173 |  |  | -24.1065 | 173 | -0.2757 | -47.6969
8461 | KOCH_UP0A | 1 | South | YES | -0.13924 | 38 | 0 | 38 | 0 | 1.012 | Cogen | -1 | 0.2756 | 0 | 0 |  |  | 0 | 0 | -0.2756 | 0
8511 | OXY_CC0A | 1 | South | YES | -0.13924 | 30.3 | 0 | 38 |  | 1.027 | Cogen | -1 | 0.2756 | 0 | 0 |  |  | 0 | 0 | -0.2756 | 0
8506 | VAL #1 | 1 | South | YES | -0.13912 | 20.9 | 0 | 25 | 0 | 1.0055 | Cogen | -1 | 0.27548 | 0 | 0 |  |  | 0 | 0 | -0.27548 | 0
8507 | VAL #2 | 2 | South | YES | -0.13912 | 20.9 | 0 | 25 | 0 | 1.0055 | Cogen | -1 | 0.27548 | 0 | 0 |  |  | 0 | 0 | -0.27548 | 0
8459 | B_DAVIS0B | MB | South | YES | -0.13904 | 0 | 50 | 339 |  | 1.03 | GSC | -1 | 0.2754 | 0 | 0 |  |  | 0 | 0 | -0.2754 | 0
8460 | B_DAVIS0A | MB | South | YES | -0.13904 | 0 | 50 | 340 |  | 1.03 | GSC | -1 | 0.2754 | 0 | 0 |  |  | 0 | 0 | -0.2754 | 0
8456 | COSW#1 | 1 | South | YES | -0.1389 | 20 | 0 | 20 | 0 | 1.027 | Cogen | -1 | 0.27526 | 0 | 0 |  |  | 0 | 0 | -0.27526 | 0
8457 | COSW#2 | 2 | South | YES | -0.1389 | 14 | 0 | 14 | 0 | 1.027 | Cogen | -1 | 0.27526 | 0 | 0 |  |  | 0 | 0 | -0.27526 | 0
8173 | VICEC51A | 5 | South | YES | -0.13889 | 144 | 18 | 144 | 0 | 1.025 | CC | -1 | 0.27525 | 144 | 144 |  |  | -20.0007 | 144 | -0.27525 | -39.6367
8174 | VICEC61A | 6 | South | YES | -0.13889 | 188 | 42 | 188 | 0 | 1.025 | CC | -1 | 0.27525 | 188 | 188 |  |  | -26.1121 | 188 | -0.27525 | -51.7479
88508 | FALFURRI | F | South | YES | -0.13886 | 0 | 0 | 0 | 0 | 1 | AVR | -1 | 0.27522 | 0 | 0 |  |  | 0 | 0 | -0.27522 | 0
8560 | CNOPGT1 | 1 | South | YES | -0.13883 | 148.3 | 0 | 148.3 | 0 | 1.03 | Cogen | -1 | 0.27519 | 0 | 0 |  |  | 0 | 0 | -0.27519 | 0
8561 | CNOPGT2 | 2 | South | YES | -0.13883 | 148.6 | 0 | 148.6 | 0 | 1.03 | Cogen | -1 | 0.27519 | 0 | 0 |  |  | 0 | 0 | -0.27519 | 0
8562 | CNOPST1 | 3 | South | YES | -0.13883 | 153 | 0 | 153 | 0 | 1.03 | Cogen | -1 | 0.27519 | 0 | 0 |  |  | 0 | 0 | -0.27519 | 0
5728 | FALCONHYDRO2 | 2 | South | YES | -0.13833 | 12 | 0 | 12 | 0 | 1.0227 | Hydro | -1 | 0.27469 | 0 | 0 |  |  | 0 | 0 | -0.27469 | 0
5729 | FALCONHYDRO3 | 3 | South | YES | -0.13833 | 11 | 0 | 11 | 0 | 1.0227 | Hydro | -1 | 0.27469 | 0 | 0 |  |  | 0 | 0 | -0.27469 | 0
8048 | FALCONHYDRO1 | 1 | South | YES | -0.13833 | 12 | 0 | 12 | 0 | 1.0227 | Hydro | -1 | 0.27469 | 0 | 0 |  |  | 0 | 0 | -0.27469 | 0
8926 | LGE_GT10A | 1 | South | YES | -0.13768 | 158 | 0 | 158 | 0 | 1.03 | Cogen | -1 | 0.27404 | 0 | 0 |  |  | 0 | 0 | -0.27404 | 0
8927 | LGE_GT20A | 2 | South | YES | -0.13768 | 153 | 0 | 153 | 0 | 1.03 | Cogen | -1 | 0.27404 | 0 | 0 |  |  | 0 | 0 | -0.27404 | 0
8928 | LGE_STG0A | 3 | South | YES | -0.13768 | 100 | 0 | 100 | 0 | 1.03 | Cogen | -1 | 0.27404 | 0 | 0 |  |  | 0 | 0 | -0.27404 | 0
8930 | ICPGN10A | 1 | South | YES | -0.13768 | 149 | 0 | 149 | 0 | 1.03 | Cogen | -1 | 0.27404 | 0 | 0 |  |  | 0 | 0 | -0.27404 | 0
8931 | ICPGN20A | 2 | South | YES | -0.13768 | 150 | 0 | 150 | 0 | 1.03 | Cogen | -1 | 0.27404 | 0 | 0 |  |  | 0 | 0 | -0.27404 | 0
8932 | ICPGN30A | 3 | South | YES | -0.13768 | 127 | 0 | 127 | 0 | 1.03 | Cogen | -1 | 0.27404 | 0 | 0 |  |  | 0 | 0 | -0.27404 | 0
80223 | REYSHR G | 1 | South | YES | -0.13768 | 12 | 0 | 12 | 0 | 1.032 | Cogen | -1 | 0.27404 | 0 | 0 |  |  | 0 | 0 | -0.27404 | 0
8066 | DUP1V#1 | 1 | South | YES | -0.13753 | 52.3 | 0 | 73 | 0 | 1.01 | Cogen | -1 | 0.27389 | 0 | 0 |  |  | 0 | 0 | -0.27389 | 0
5508 | RAYBURNCC9 | 1 | South | YES | -0.13741 | 47.7 | 18.2 | 47.7 | 0 | 1.0296 | CC | -1 | 0.27377 | 47.7 | 47.7 |  |  | -6.5544 | 47.7 | -0.27377 | -13.0588
5509 | RAYBURNCC10 | 1 | South | YES | -0.13741 | 37.3 | 5.2 | 37.3 | 0 | 1.0296 | CC | -1 | 0.27377 | 37.3 | 37.3 |  |  | -5.1254 | 37.3 | -0.27377 | -10.2116
5511 | RAYBURNCC7 | 1 | South | YES | -0.13741 | 47.5 | 18.2 | 47.5 | 0 | 1.0296 | CC | -1 | 0.27377 | 47.5 | 47.5 |  |  | -6.5269 | 47.5 | -0.27377 | -13.0041
5512 | RAYBURNCC8 | 1 | South | YES | -0.13741 | 49.3 | 18.2 | 49.3 | 0 | 1.0296 | CC | -1 | 0.27377 | 49.3 | 49.3 |  |  | -6.7743 | 49.3 | -0.27377 | -13.4968
88299 | ZAPATA | F | South | YES | -0.13735 | 0 | 0 | 0 | 0 | 1.02 | BLT | -1 | 0.27371 | 0 | 0 |  |  | 0 | 0 | -0.27371 | 0
5503 | RAYBURNGEN3 | 1 | South | YES | -0.13628 | 17.6 | 6 | 22 | 0 | 1.0223 | GST | -1 | 0.27264 | 22 | 22 |  |  | -2.9981 | 22 | -0.27264 | -5.9981
5505 | RAYBURNGEN1 | 1 | South | YES | -0.13628 | 0 | 1 | 11 |  | 1.0223 | GGT | -1 | 0.27264 | 11 | 11 |  |  | -1.4991 | 11 | -0.27264 | -2.999
5506 | RAYBURNGEN2 | 1 | South | YES | -0.13628 | 0 | 1 | 11 |  | 1.0223 | GGT | -1 | 0.27264 | 11 | 11 |  |  | -1.4991 | 11 | -0.27264 | -2.999
80012 | LAR | F | South | YES | -0.13595 | 0 | 0 | 0 | 0 | 1.04 | DCTie | -1 | 0.27231 | 0 | 0 |  |  | 0 | 0 | -0.27231 | 0
80265 | LARECU40A | 4 | South | YES | -0.13595 | 80 | 0 | 100 |  | 1.039 | GGT | -1 | 0.27231 | 100 | 100 |  |  | -13.5945 | 100 | -0.27231 | -27.2306
80266 | LARECU50A | 5 | South | YES | -0.13595 | 80 | 0 | 100 |  | 1.039 | GGT | -1 | 0.27231 | 100 | 100 |  |  | -13.5945 | 100 | -0.27231 | -27.2306
80224 | VISTRONG1 | 1 | South | YES | -0.13516 | 13.1 | 0 | 15 | 0 | 1.01 | Cogen | -1 | 0.27152 | 0 | 0 |  |  | 0 | 0 | -0.27152 | 0
80225 | VISTRONG2 | 2 | South | YES | -0.13516 | 20.2 | 0 | 23 | 0 | 1.01 | Cogen | -1 | 0.27152 | 0 | 0 |  |  | 0 | 0 | -0.27152 | 0
80227 | AIRCO G | 1 | South | YES | -0.13427 | 7.2 | 0 | 8 | 0 | 1.0104 | Cogen | -1 | 0.27063 | 0 | 0 |  |  | 0 | 0 | -0.27063 | 0
80140 | CSDR11 | 11 | South | YES | -0.13389 | 33.9 | 0 | 39 | 0 | 1.03 | DCTie | -1 | 0.27026 | 0 | 0 |  |  | 0 | 0 | -0.27026 | 0
8147 | UCAR #2 | 10 | South | YES | -0.13389 | 18.2 | 0 | 28 |  | 1 | Cogen | -1 | 0.27025 | 0 | 0 |  |  | 0 | 0 | -0.27025 | 0
8148 | UCAR #1 | 2 | South | YES | -0.13389 | 6.1 | 0 | 7 | 0 | 1.009 | Cogen | -1 | 0.27025 | 0 | 0 |  |  | 0 | 0 | -0.27025 | 0
80137 | CSDR89 | 8 | South | YES | -0.13389 | 33.9 | 0 | 39 |  | 1.003 | DCTie | -1 | 0.27025 | 0 | 0 |  |  | 0 | 0 | -0.27025 | 0
80137 | CSDR89 | 9 | South | YES | -0.13389 | 0 | 0 | 15 |  | 1.003 | DCTie | -1 | 0.27025 | 0 | 0 |  |  | 0 | 0 | -0.27025 | 0
80138 | CSDR7 | 7 | South | YES | -0.13389 | 6.1 | 0 | 7 | 0 | 1.014 | DCTie | -1 | 0.27025 | 0 | 0 |  |  | 0 | 0 | -0.27025 | 0
80139 | CSDR56 | 5 | South | YES | -0.13389 | 15 | 0 | 15 |  | 1.0033 | DCTie | -1 | 0.27025 | 0 | 0 |  |  | 0 | 0 | -0.27025 | 0
80139 | CSDR56 | 6 | South | YES | -0.13389 | 0 | 0 | 39 |  | 1.0033 | DCTie | -1 | 0.27025 | 0 | 0 |  |  | 0 | 0 | -0.27025 | 0
80226 | ALCOA G | 1 | South | YES | -0.13058 | 32.3 | 5 | 48 | 0 | 1.015 | Cogen | -1 | 0.26694 | 0 | 0 |  |  | 0 | 0 | -0.26694 | 0
8134 | FOR #1 | 1 | South | YES | -0.12958 | 54.1 | 45 | 79 | 0 | 1.03 | Cogen | -1 | 0.26594 | 0 | 0 |  |  | 0 | 0 | -0.26594 | 0
8138 | FOR #2 | 2 | South | YES | -0.12958 | 63.1 | 45 | 81 | 0 | 1.03 | Cogen | -1 | 0.26594 | 0 | 0 |  |  | 0 | 0 | -0.26594 | 0
8153 | FOR #3 | 3 | South | YES | -0.12958 | 63.1 | 45 | 79.9 | 0 | 1.03 | Cogen | -1 | 0.26594 | 0 | 0 |  |  | 0 | 0 | -0.26594 | 0
8154 | FOR #4 | 4 | South | YES | -0.12958 | 63.1 | 60 | 80 | 0 | 1.03 | Cogen | -1 | 0.26594 | 0 | 0 |  |  | 0 | 0 | -0.26594 | 0
8155 | FOR #5 | 5 | South | YES | -0.12958 | 63.1 | 60 | 78.4 | 0 | 1.03 | Cogen | -1 | 0.26594 | 0 | 0 |  |  | 0 | 0 | -0.26594 | 0
8156 | FOR #6 | 6 | South | YES | -0.12958 | 24.9 | 5 | 25 | 0 | 1.03 | Cogen | -1 | 0.26594 | 0 | 0 |  |  | 0 | 0 | -0.26594 | 0
8157 | FOR #7 | 7 | South | YES | -0.12958 | 28.8 | 5 | 46 | 0 | 1.03 | Cogen | -1 | 0.26594 | 0 | 0 |  |  | 0 | 0 | -0.26594 | 0
80051 | FOR #8 | 8 | South | YES | -0.12958 | 28 | 28 | 28 | 0 | 1.016 | Cogen | -1 | 0.26594 | 0 | 0 |  |  | 0 | 0 | -0.26594 | 0
80052 | FOR #9 | 9 | South | YES | -0.12958 | 29.7 | 5 | 43.6 | 0 | 1.03 | Cogen | -1 | 0.26594 | 0 | 0 |  |  | 0 | 0 | -0.26594 | 0
80053 | FOR #10 | 10 | South | YES | -0.12958 | 68.4 | 45 | 75 | 0 | 1.03 | Cogen | -1 | 0.26594 | 0 | 0 |  |  | 0 | 0 | -0.26594 | 0
80010 | EPLVT1 | F | South | YES | -0.097945 | 0 | 0 | 0 |  | 1.0376 | #N/A | -1 | 0.23431 | 0 | 0 |  |  | 0 | 0 | -0.23431 | 0
5911 | STP_GN1___1 | 1 | Houston | YES | -0.093977 | 1333 | 1249 | 1333 | 0 | 1.0406 | Nuc | -1 | 0.23034 | 0 | 0 |  |  |  |  | -0.23034 | 0
5912 | STP_GN2___2 | 2 | Houston | YES | -0.093977 | 1332 | 1249 | 1332 | 0 | 1.0406 | Nuc | -1 | 0.23034 | 0 | 0 |  |  |  |  | -0.23034 | 0
48731 | CBE_GT1 | 1 | Houston | YES | -0.093306 | 76 | 0 | 76 | 0 | 1.029 | CC | -1 | 0.22967 | 76 | 76 |  |  |  |  | -0.22967 | -17.4547
48732 | CBE_GT2 | 1 | Houston | YES | -0.093306 | 76 | 0 | 76 | 0 | 1.029 | CC | -1 | 0.22967 | 76 | 76 |  |  |  |  | -0.22967 | -17.4547
48733 | CBE_ST12 | 1 | Houston | YES | -0.093306 | 105 | 0 | 105 | 0 | 1.029 | CC | -1 | 0.22967 | 105 | 105 |  |  |  |  | -0.22967 | -24.115
48734 | CBE_GT3 | 1 | Houston | YES | -0.093306 | 76 | 0 | 76 | 0 | 1.029 | CC | -1 | 0.22967 | 76 | 76 |  |  |  |  | -0.22967 | -17.4547
48735 | CBE_GT4 | 1 | Houston | YES | -0.093306 | 76 | 0 | 76 | 0 | 1.029 | CC | -1 | 0.22967 | 76 | 76 |  |  |  |  | -0.22967 | -17.4547
48736 | CBE_ST34 | 1 | Houston | YES | -0.093306 | 105 | 0 | 105 | 0 | 1.029 | CC | -1 | 0.22967 | 105 | 105 |  |  |  |  | -0.22967 | -24.115
8262 | ELPS | 1 | South | YES | -0.092638 | 6 | 6 | 6 | 0 | 1.15 | Hydro | -1 | 0.229 | 0 | 0 |  |  | 0 | 0 | -0.229 | 0
48911 | TGF_GT1_8000 | 1 | Houston | YES | -0.088782 | 69.2 | 0 | 69.2 |  | 1.029 | Cogen | -1 | 0.22514 | 0 | 0 |  |  |  |  | -0.22514 | 0
49851 | DOW17000 | 37 | Houston | YES | -0.075141 | 39 | 0 | 62 | 0 | 1 | Cogen | -1 | 0.2115 | 0 | 0 |  |  |  |  | -0.2115 | 0
49858 | DOW38100 | 31 | Houston | YES | -0.075141 | 45 | 0 | 71.4 |  | 1 | Cogen | -1 | 0.2115 | 0 | 0 |  |  |  |  | -0.2115 | 0
49859 | DOW38200 | 33 | Houston | YES | -0.075141 | 28 | 0 | 45 | 0 | 1 | Cogen | -1 | 0.2115 | 0 | 0 |  |  |  |  | -0.2115 | 0
49860 | DOW38300 | 32 | Houston | YES | -0.075141 | 63 | 0 | 101 |  | 1 | Cogen | -1 | 0.2115 | 0 | 0 |  |  |  |  | -0.2115 | 0
49862 | DOW39100 | 36 | Houston | YES | -0.075141 | 54 | 0 | 86 | 0 | 1 | Cogen | -1 | 0.2115 | 0 | 0 |  |  |  |  | -0.2115 | 0
49863 | DOW39200 | 35 | Houston | YES | -0.075141 | 55 | 0 | 88 | 0 | 1 | Cogen | -1 | 0.2115 | 0 | 0 |  |  |  |  | -0.2115 | 0
49865 | DOW41000 | 41 | Houston | YES | -0.075141 | 31 | 0 | 50 |  | 1 | Cogen | -1 | 0.2115 | 0 | 0 |  |  |  |  | -0.2115 | 0
49866 | DOW42000 | 42 | Houston | YES | -0.075141 | 11 | 0 | 18 |  | 1 | Cogen | -1 | 0.2115 | 0 | 0 |  |  |  |  | -0.2115 | 0
49869 | DOW49000 | 45 | Houston | YES | -0.075141 | 59 | 0 | 94 |  | 1 | Cogen | -1 | 0.2115 | 0 | 0 |  |  |  |  | -0.2115 | 0
49870 | DOW61000 | 61 | Houston | YES | -0.075141 | 44 | 0 | 70 | 0 | 1 | Cogen | -1 | 0.2115 | 0 | 0 |  |  |  |  | -0.2115 | 0
49871 | DOW62000 | 62 | Houston | YES | -0.075141 | 40 | 0 | 63 | 0 | 1 | Cogen | -1 | 0.2115 | 0 | 0 |  |  |  |  | -0.2115 | 0
49872 | DOW63000 | 63 | Houston | YES | -0.075141 | 45 | 0 | 72 | 0 | 1 | Cogen | -1 | 0.2115 | 0 | 0 |  |  |  |  | -0.2115 | 0
49873 | DOW64000 | 64 | Houston | YES | -0.075141 | 41 | 0 | 64.8 | 0 | 1 | Cogen | -1 | 0.2115 | 0 | 0 |  |  |  |  | -0.2115 | 0
49876 | DOW65000 | 65 | Houston | YES | -0.075141 | 63 | 0 | 101 | 0 | 1 | Cogen | -1 | 0.2115 | 0 | 0 |  |  |  |  | -0.2115 | 0
49877 | DOW66000 | 66 | Houston | YES | -0.075141 | 61 | 0 | 97 | 0 | 1 | Cogen | -1 | 0.2115 | 0 | 0 |  |  |  |  | -0.2115 | 0
49878 | DOW67000 | 67 | Houston | YES | -0.075141 | 65 | 0 | 103 | 0 | 1 | Cogen | -1 | 0.2115 | 0 | 0 |  |  |  |  | -0.2115 | 0
49882 | DOW81000 | 81 | Houston | YES | -0.075141 | 47 | 0 | 76 | 0 | 1 | Cogen | -1 | 0.2115 | 0 | 0 |  |  |  |  | -0.2115 | 0
49884 | DOW82000 | 82 | Houston | YES | -0.075141 | 51 | 0 | 80 | 0 | 1 | Cogen | -1 | 0.2115 | 0 | 0 |  |  |  |  | -0.2115 | 0
49885 | DOW83000 | 83 | Houston | YES | -0.075141 | 51 | 0 | 80 | 0 | 1 | Cogen | -1 | 0.2115 | 0 | 0 |  |  |  |  | -0.2115 | 0
49886 | DOW84000 | 84 | Houston | YES | -0.075141 | 107 | 0 | 171 | 0 | 0.98 | Cogen | -1 | 0.2115 | 0 | 0 |  |  |  |  | -0.2115 | 0
48520 | BSF_GT1_8070 | 2 | Houston | YES | -0.071677 | 10 | 0 | 10 | 0 | 1.0326 | Cogen | -1 | 0.20804 | 0 | 0 |  |  |  |  | -0.20804 | 0
48520 | BSF_GT1_8070 | 1 | Houston | YES | -0.071677 | 72 | 0 | 72 | 0 | 1.0326 | Cogen | -1 | 0.20804 | 0 | 0 |  |  |  |  | -0.20804 | 0
8032 | AMISTADHYD1 | 1 | South | YES | -0.069819 | 33 | 13 | 33 | 0 | 1.0375 | Hydro | -1 | 0.20618 | 0 | 0 |  |  | 0 | 0 | -0.20618 | 0
8033 | AMISTADHYD2 | 2 | South | YES | -0.069819 | 25 | 13 | 25 | 0 | 1.0375 | Hydro | -1 | 0.20618 | 0 | 0 |  |  | 0 | 0 | -0.20618 | 0
88253 | HAMILTON | F | South | YES | -0.069819 | 0 | 0 | 0 | 0 | 1.04 | BLT | -1 | 0.20618 | 0 | 0 |  |  | 0 | 0 | -0.20618 | 0
39760 | TNSCLP1___8 | 1 | Houston | YES | -0.068938 | 93.4 | 20 | 116.8 | 0 | 1.04 | Cogen | -1 | 0.2053 | 0 | 0 |  |  |  |  | -0.2053 | 0
39770 | TNSCLP2___8 | 1 | Houston | YES | -0.068938 | 91.6 | 20 | 114.5 | 0 | 1.04 | Cogen | -1 | 0.2053 | 0 | 0 |  |  |  |  | -0.2053 | 0
39775 | TNSCLP4___8 | 1 | Houston | YES | -0.068938 | 95.2 | 20 | 119 | 0 | 1.04 | Cogen | -1 | 0.2053 | 0 | 0 |  |  |  |  | -0.2053 | 0
39790 | TNSCLP3___8 | 1 | Houston | YES | -0.068938 | 87.6 | 20 | 109.5 | 0 | 1.027 | Cogen | -1 | 0.2053 | 0 | 0 |  |  |  |  | -0.2053 | 0
48730 | MNS_GT | 1 | Houston | YES | -0.059047 | 43 | 0 | 46.1 |  | 1.029 | Cogen | -1 | 0.19541 | 0 | 0 |  |  |  |  | -0.19541 | 0
48926 | WAP_GN6_6 | 6 | Houston | YES | -0.059029 | 651 | 280 | 651 |  | 1.035 | LIGCO | -1 | 0.19539 | 0 | 651 |  |  |  |  | -0.19539 | 0
48927 | WAP_GN7_7 | 7 | Houston | YES | -0.059029 | 564 | 277 | 564 |  | 1.035 | LIGCO | -1 | 0.19539 | 0 | 564 |  |  |  |  | -0.19539 | 0
48928 | WAP_GN8_8 | 8 | Houston | YES | -0.059029 | 603 | 275 | 603 |  | 1.035 | LIGCO | -1 | 0.19539 | 0 | 603 |  |  |  |  | -0.19539 | 0
48521 | BVE_GT1_GT1 | 1 | Houston | YES | -0.058947 | 167.7 | 0 | 167.7 |  | 1.035 | CC | -1 | 0.19531 | 167.7 | 167.7 |  |  |  |  | -0.19531 | -32.7531
48522 | BVE_GT2_5035 | 2 | Houston | YES | -0.058947 | 166.4 | 0 | 166.4 |  | 1.035 | CC | -1 | 0.19531 | 166.4 | 166.4 |  |  |  |  | -0.19531 | -32.4992
48523 | BVE_ST1_GN1 | 3 | Houston | YES | -0.058947 | 252.4 | 0 | 252.4 |  | 1.035 | CC | -1 | 0.19531 | 252.4 | 252.4 |  |  |  |  | -0.19531 | -49.2957
48510 | AK_GT1__8040 | 1 | Houston | YES | -0.057556 | 33.4 | 8.1 | 34 |  | 1.029 | Cogen | -1 | 0.19392 | 0 | 0 |  |  |  |  | -0.19392 | 0
48921 | WAP_GN1_1 | 1 | Houston | YES | -0.057419 | 132.8 | 37 | 166 | 0 | 1.0362 | GST | -1 | 0.19378 | 166 | 166 |  |  |  |  | -0.19378 | -32.1674
48922 | WAP_GN2_2 | 2 | Houston | YES | -0.057419 | 132.8 | 37 | 166 | 0 | 1.0362 | GST | -1 | 0.19378 | 166 | 166 |  |  |  |  | -0.19378 | -32.1674
48923 | WAP_GN3_3 | 3 | Houston | YES | -0.057419 | 198.4 | 93 | 248 | 0 | 1.0362 | GST | -1 | 0.19378 | 248 | 248 |  |  |  |  | -0.19378 | -48.0574
48924 | WAP_GN4_4 | 4 | Houston | YES | -0.057419 | 546 | 217 | 546 | 0 | 1.0362 | GSC | -1 | 0.19378 | 546 | 546 |  |  |  |  | -0.19378 | -105.8037
48925 | WAP_GN5_5 | 5 | Houston | YES | -0.057419 | 595.2 | 278 | 654 | 0 | 0.985 | LIGCO | -1 | 0.19378 | 0 | 654 |  |  |  |  | -0.19378 | 0
48929 | WAPGT21_GT1 | B1 | Houston | YES | -0.057419 | 0 | 0 | 13 |  | 1.05 | GGT | -1 | 0.19378 | 13 | 13 |  |  |  |  | -0.19378 | -2.5191
38580 | TNBP_CGN1_8 | 1 | Houston | YES | -0.050948 | 70.8 | 0 | 70.8 | 0 | 1.005 | Cogen | -1 | 0.18731 | 0 | 0 |  |  |  |  | -0.18731 | 0
38590 | TNBP_CGN2_8 | 2 | Houston | YES | -0.050948 | 66.7 | 0 | 66.7 | 0 | 1.005 | Cogen | -1 | 0.18731 | 0 | 0 |  |  |  |  | -0.18731 | 0
38600 | TNBP_CGN3_8 | 5 | Houston | YES | -0.050948 | 53 | 0 | 53 | 0 | 1.005 | Cogen | -1 | 0.18731 | 0 | 0 |  |  |  |  | -0.18731 | 0
38611 | TNBPAMCG1_8 | 1 | Houston | YES | -0.050948 | 153.2 | 0 | 153.2 | 0 | 1.005 | Cogen | -1 | 0.18731 | 0 | 0 |  |  |  |  | -0.18731 | 0
38612 | TNBPAMCG2_8 | 2 | Houston | YES | -0.050948 | 153.5 | 0 | 153.5 | 0 | 1.005 | Cogen | -1 | 0.18731 | 0 | 0 |  |  |  |  | -0.18731 | 0
38613 | TNBPAMCG3_8 | 3 | Houston | YES | -0.050948 | 152.3 | 0 | 152.3 | 0 | 1.005 | Cogen | -1 | 0.18731 | 0 | 0 |  |  |  |  | -0.18731 | 0
38614 | TNBPAMCG4_8 | 4 | Houston | YES | -0.050948 | 96 | 0 | 96 |  | 1.005 | Cogen | -1 | 0.18731 | 0 | 0 |  |  |  |  | -0.18731 | 0
38615 | TNBPAMCG5_8 | 1 | Houston | YES | -0.050948 | 244 | 0 | 244 | 0 | 1.005 | Cogen | -1 | 0.18731 | 0 | 0 |  |  |  |  | -0.18731 | 0
38690 | TNBP_CGN4_8 | 3 | Houston | YES | -0.050948 | 40 | 0 | 40 |  | 1.005 | Cogen | -1 | 0.18731 | 0 | 0 |  |  |  |  | -0.18731 | 0
38711 | TNTXCTY1CG8 | 1 | Houston | YES | -0.050948 | 100.3 | 59 | 100.3 | 0 | 1 | Cogen | -1 | 0.18731 | 0 | 0 |  |  |  |  | -0.18731 | 0
38712 | TNTXCTY2CG8 | 1 | Houston | YES | -0.050948 | 92.9 | 59 | 92.9 | 0 | 1 | Cogen | -1 | 0.18731 | 0 | 0 |  |  |  |  | -0.18731 | 0
38713 | TNTXCTY3CG8 | 1 | Houston | YES | -0.050948 | 102.7 | 59 | 102.7 | 0 | 1 | Cogen | -1 | 0.18731 | 0 | 0 |  |  |  |  | -0.18731 | 0
38714 | TNTXCTY4CG8 | 1 | Houston | YES | -0.050948 | 103 | 59 | 103 | 0 | 1 | Cogen | -1 | 0.18731 | 0 | 0 |  |  |  |  | -0.18731 | 0
39470 | TNDOWCGNSG8 | 1 | Houston | YES | -0.050948 | 32 | 10 | 32 | 0 | 0.985 | Cogen | -1 | 0.18731 | 0 | 0 |  |  |  |  | -0.18731 | 0
39480 | TNDOWCGNGG8 | 1 | Houston | YES | -0.050948 | 30 | 10 | 30 | 0 | 0.985 | Cogen | -1 | 0.18731 | 0 | 0 |  |  |  |  | -0.18731 | 0
48772 | PHR_GN2_2 | MB | Houston | YES | -0.048225 | 0 | 72 | 459 |  | 1.0362 | GSC | -1 | 0.18459 | 0 | 0 |  |  |  |  | -0.18459 | 0
48561 | CTL_GT2_8130 | 1 | Houston | YES | -0.046326 | 73.5 | 30.3 | 91.9 |  | 1.0362 | Cogen | -1 | 0.18269 | 0 | 0 |  |  |  |  | -0.18269 | 0
48562 | CTL_GT3_8135 | 2 | Houston | YES | -0.046326 | 70.1 | 30.3 | 87.6 |  | 1.0362 | Cogen | -1 | 0.18269 | 0 | 0 |  |  |  |  | -0.18269 | 0
48563 | CTL_GT4_8140 | 3 | Houston | YES | -0.046326 | 69.6 | 30.3 | 87 |  | 1.0362 | Cogen | -1 | 0.18269 | 0 | 0 |  |  |  |  | -0.18269 | 0
48564 | CTL_GN1_8145 | 4 | Houston | YES | -0.046326 | 43.6 | 12.9 | 54.5 |  | 1.0362 | Cogen | -1 | 0.18269 | 0 | 0 |  |  |  |  | -0.18269 | 0
48565 | CTL_GN2_8155 | 5 | Houston | YES | -0.046326 | 9.8 | 3.4 | 12.2 |  | 1.0362 | Cogen | -1 | 0.18269 | 0 | 0 |  |  |  |  | -0.18269 | 0
48531 | BYU_GT1_8075 | 1 | Houston | YES | -0.045599 | 65 | 0 | 65 |  | 1.0362 | Cogen | -1 | 0.18196 | 0 | 0 |  |  |  |  | -0.18196 | 0
48532 | BYU_GT2_8055 | 2 | Houston | YES | -0.045599 | 62 | 0 | 62 |  | 1.0362 | Cogen | -1 | 0.18196 | 0 | 0 |  |  |  |  | -0.18196 | 0
48533 | BYU_GT3_8060 | 3 | Houston | YES | -0.045599 | 67 | 0 | 67 |  | 1.0362 | Cogen | -1 | 0.18196 | 0 | 0 |  |  |  |  | -0.18196 | 0
48534 | BYU_GT4_8065 | 4 | Houston | YES | -0.045599 | 65 | 0 | 65 |  | 1.0362 | Cogen | -1 | 0.18196 | 0 | 0 |  |  |  |  | -0.18196 | 0
48691 | GBY_73741085 | B | Houston | YES | -0.044682 | 37.6 | 20 | 47 | 0 | 1.0362 | GGT | -1 | 0.18104 | 47 | 47 |  |  |  |  | -0.18104 | -8.509
48691 | GBY_73741085 | A | Houston | YES | -0.044682 | 37.6 | 20 | 47 | 0 | 1.0362 | GGT | -1 | 0.18104 | 47 | 47 |  |  |  |  | -0.18104 | -8.509
48692 | GBY_81821075 | D | Houston | YES | -0.044682 | 44 | 20 | 55 | 0 | 1.0362 | GGT | -1 | 0.18104 | 55 | 55 |  |  |  |  | -0.18104 | -9.9573
48692 | GBY_81821075 | C | Houston | YES | -0.044682 | 37.6 | 20 | 47 | 0 | 1.0362 | GGT | -1 | 0.18104 | 47 | 47 |  |  |  |  | -0.18104 | -8.509
48693 | GBY_83841065 | F | Houston | YES | -0.044682 | 43.2 | 20 | 54 | 0 | 1.0362 | GGT | -1 | 0.18104 | 54 | 54 |  |  |  |  | -0.18104 | -9.7763
48693 | GBY_83841065 | E | Houston | YES | -0.044682 | 45.6 | 20 | 57 | 0 | 1.0362 | GGT | -1 | 0.18104 | 57 | 57 |  |  |  |  | -0.18104 | -10.3194
48841 | SJS_GT1_GT1 | 1 | Houston | YES | -0.044232 | 62.4 | 49 | 78 | 0 | 1.0362 | Cogen | -1 | 0.18059 | 0 | 0 |  |  |  |  | -0.18059 | 0
48842 | SJS_GT2_GT2 | 2 | Houston | YES | -0.044232 | 64.8 | 49 | 81 | 0 | 1.0362 | Cogen | -1 | 0.18059 | 0 | 0 |  |  |  |  | -0.18059 | 0
48641 | DPEC_GT15040 | 1 | Houston | YES | -0.043865 | 163.2 | 98 | 163.2 | 0 | 1.0319 | CC | -1 | 0.18023 | 163.2 | 163.2 |  |  |  |  | -0.18023 | -29.4128
48642 | DPEC_GT25025 | 2 | Houston | YES | -0.043865 | 157.1 | 98 | 157.1 | 0 | 1.0319 | CC | -1 | 0.18023 | 157.1 | 157.1 |  |  |  |  | -0.18023 | -28.3135
48643 | DPEC_GT35010 | 3 | Houston | YES | -0.043865 | 157.5 | 98 | 157.5 | 0 | 1.0319 | CC | -1 | 0.18023 | 157.5 | 157.5 |  |  |  |  | -0.18023 | -28.3855
48644 | DPEC_GT45070 | 4 | Houston | YES | -0.043865 | 157 | 98 | 157 | 0 | 1.0319 | CC | -1 | 0.18023 | 157 | 157 |  |  |  |  | -0.18023 | -28.2954
48645 | DPEC_ST55065 | 5 | Houston | YES | -0.043865 | 282 | 0 | 282 | 0 | 1.0319 | CC | -1 | 0.18023 | 282 | 282 |  |  |  |  | -0.18023 | -50.8236
48761 | PR_GT1__9040 | 1 | Houston | YES | -0.04355 | 26 | 0 | 35 |  | 1 | Cogen | -1 | 0.17991 | 0 | 0 |  |  |  |  | -0.17991 | 0
48855 | SRB_GT211035 | B1 | Houston | YES | -0.043214 | 0 | 0 | 18 |  | 1.014 | GGT | -1 | 0.17957 | 18 | 18 |  |  |  |  | -0.17957 | -3.2323
48855 | SRB_GT211035 | B2 | Houston | YES | -0.043214 | 0 | 0 | 12 |  | 1.014 | GGT | -1 | 0.17957 | 12 | 12 |  |  |  |  | -0.17957 | -2.1549
48852 | SRB_GN2_2 | 2 | Houston | YES | -0.043196 | 140.8 | 26 | 176 | 0 | 1.0217 | GST | -1 | 0.17956 | 176 | 176 |  |  |  |  | -0.17956 | -31.602
48851 | SRB_GN1_1 | 1 | Houston | YES | -0.04317 | 132 | 26 | 165 | 0 | 1.0217 | GST | -1 | 0.17953 | 165 | 165 |  |  |  |  | -0.17953 | -29.6226
48551 | CAL_GT1_8045 | 1 | Houston | YES | -0.043158 | 149 | 0 | 149 | 0 | 1.0326 | Cogen | -1 | 0.17952 | 0 | 0 |  |  |  |  | -0.17952 | 0
48552 | CAL_ST1_8000 | 2 | Houston | YES | -0.043158 | 65.1 | 0 | 65.1 | 0 | 1.0326 | Cogen | -1 | 0.17952 | 0 | 0 |  |  |  |  | -0.17952 | 0
48853 | SRB_GN3_3 | 3 | Houston | YES | -0.043082 | 170.4 | 35 | 213 |  | 1.0326 | GST | -1 | 0.17944 | 213 | 213 |  |  |  |  | -0.17944 | -38.2213
48845 | SOL_GT1 | 1 | Houston | YES | -0.043075 | 16.2 | 15.4 | 16.2 |  | 1.0326 | Solar | -1 | 0.17944 | 16.2 | 16.2 |  |  |  |  | -0.17944 | -2.9069
48611 | DIB_GT1_8080 | 1 | Houston | YES | -0.04307 | 64 | 0 | 64 | 0 | 1.0326 | Cogen | -1 | 0.17943 | 0 | 0 |  |  |  |  | -0.17943 | 0
48612 | DIB_GT2_8075 | 2 | Houston | YES | -0.04307 | 63.2 | 0 | 63.2 | 0 | 1.0326 | Cogen | -1 | 0.17943 | 0 | 0 |  |  |  |  | -0.17943 | 0
48613 | DIB_ST1_8085 | 3 | Houston | YES | -0.04307 | 67.9 | 30 | 82.6 | 0 | 1.0326 | Cogen | -1 | 0.17943 | 0 | 0 |  |  |  |  | -0.17943 | 0
48614 | DIB_GT3_8090 | 4 | Houston | YES | -0.04307 | 73.6 | 15 | 73.6 | 0 | 1.0326 | Cogen | -1 | 0.17943 | 0 | 0 |  |  |  |  | -0.17943 | 0
48854 | SRB_GN4_4 | 4 | Houston | YES | -0.04306 | 182.4 | 35 | 228 | 0 | 1.0326 | GST | -1 | 0.17942 | 228 | 228 |  |  |  |  | -0.17942 | -40.9079
48740 | PSG_GN2_8050 | 1 | Houston | YES | -0.043055 | 182 | 60 | 182 | 0 | 1.0326 | Cogen | -1 | 0.17942 | 0 | 0 |  |  |  |  | -0.17942 | 0
48741 | PSG_GT2_8040 | 1 | Houston | YES | -0.043055 | 158.6 | 50 | 158.6 | 0 | 1.0326 | Cogen | -1 | 0.17942 | 0 | 0 |  |  |  |  | -0.17942 | 0
48742 | PSG_GT3_8060 | 1 | Houston | YES | -0.043055 | 157 | 50 | 157 | 0 | 1.0326 | Cogen | -1 | 0.17942 | 0 | 0 |  |  |  |  | -0.17942 | 0
48820 | SHELLG1_3015 | 1 | Houston | YES | -0.042588 | 71 | 34.5 | 71 |  | 1.029 | Cogen | -1 | 0.17895 | 0 | 0 |  |  |  |  | -0.17895 | 0
48821 | SHELLG2 | 2 | Houston | YES | -0.042588 | 72 | 34.5 | 72 |  | 1.029 | Cogen | -1 | 0.17895 | 0 | 0 |  |  |  |  | -0.17895 | 0
48822 | SHELLG3_3020 | 2 | Houston | YES | -0.042588 | 30 | 0 | 30 |  | 1.029 | Cogen | -1 | 0.17895 | 0 | 0 |  |  |  |  | -0.17895 | 0
48822 | SHELLG3_3020 | 1 | Houston | YES | -0.042588 | 39 | 0 | 39 |  | 1.029 | Cogen | -1 | 0.17895 | 0 | 0 |  |  |  |  | -0.17895 | 0
48500 | APD_GT1_8005 | 1 | Houston | YES | -0.041912 | 137.6 | 54.6 | 137.6 |  | 1.0362 | Cogen | -1 | 0.17827 | 0 | 0 |  |  |  |  | -0.17827 | 0
48511 | LPE_GT1_8070 | 1 | Houston | YES | -0.041792 | 42 | 0 | 42 | 0 | 1.0362 | GGT | -1 | 0.17815 | 42 | 42 |  |  |  |  | -0.17815 | -7.4824
48512 | LPE_GT2_8075 | 2 | Houston | YES | -0.041792 | 42 | 0 | 42 | 0 | 1.0362 | GGT | -1 | 0.17815 | 42 | 42 |  |  |  |  | -0.17815 | -7.4824
48513 | LPE_GT3_8080 | 3 | Houston | YES | -0.041792 | 39 | 0 | 39 | 0 | 1.0362 | GGT | -1 | 0.17815 | 39 | 39 |  |  |  |  | -0.17815 | -6.948
48514 | LPE_GT4_8085 | 4 | Houston | YES | -0.041792 | 39 | 0 | 39 | 0 | 1.0362 | GGT | -1 | 0.17815 | 39 | 39 |  |  |  |  | -0.17815 | -6.948
48593 | CHE_GT1_8015 | 1 | Houston | YES | -0.041661 | 173 | 50 | 173 | 0 | 1.0362 | Cogen | -1 | 0.17802 | 0 | 0 |  |  |  |  | -0.17802 | 0
48594 | CHE_GN4_8025 | 4 | Houston | YES | -0.041661 | 142 | 60 | 142 | 0 | 1.0362 | Cogen | -1 | 0.17802 | 0 | 0 |  |  |  |  | -0.17802 | 0
48873 | THW_ST3_ST_3 | 3 | Houston | YES | -0.040691 | 107 | 19 | 107 | 0 | 1.0435 | CC | -1 | 0.17705 | 107 | 107 |  |  |  |  | -0.17705 | -18.9445
48874 | THW_ST4_ST_4 | 4 | Houston | YES | -0.040691 | 108 | 19 | 108 | 0 | 1.0435 | CC | -1 | 0.17705 | 108 | 108 |  |  |  |  | -0.17705 | -19.1216
48875 | THW_3132 | A | Houston | YES | -0.040691 | 55 | 5 | 55 | 0 | 1.0435 | CC | -1 | 0.17705 | 55 | 55 |  |  |  |  | -0.17705 | -9.7378
48875 | THW_3132 | B | Houston | YES | -0.040691 | 53 | 5 | 53 | 0 | 1.0435 | CC | -1 | 0.17705 | 53 | 53 |  |  |  |  | -0.17705 | -9.3837
48877 | THW_3334 | D | Houston | YES | -0.040691 | 57 | 5 | 57 | 0 | 1.0435 | CC | -1 | 0.17705 | 57 | 57 |  |  |  |  | -0.17705 | -10.0919
48877 | THW_3334 | C | Houston | YES | -0.040691 | 55 | 5 | 55 | 0 | 1.0435 | CC | -1 | 0.17705 | 55 | 55 |  |  |  |  | -0.17705 | -9.7378
48879 | THW_4142 | E | Houston | YES | -0.040691 | 56 | 5 | 56 | 0 | 1.0435 | CC | -1 | 0.17705 | 56 | 56 |  |  |  |  | -0.17705 | -9.9149
48879 | THW_4142 | F | Houston | YES | -0.040691 | 55 | 5 | 55 | 0 | 1.0435 | CC | -1 | 0.17705 | 55 | 55 |  |  |  |  | -0.17705 | -9.7378
48881 | THW_4344 | H | Houston | YES | -0.040691 | 58 | 5 | 58 | 0 | 1.0435 | CC | -1 | 0.17705 | 58 | 58 |  |  |  |  | -0.17705 | -10.269
48881 | THW_4344 | G | Houston | YES | -0.040691 | 58 | 5 | 58 | 0 | 1.0435 | CC | -1 | 0.17705 | 58 | 58 |  |  |  |  | -0.17705 | -10.269
48582 | CBY_GN2_2 | 2 | Houston | YES | -0.039962 | 596.8 | 110 | 746 | 0 | 1.0435 | GSC | -1 | 0.17632 | 746 | 746 |  |  |  |  | -0.17632 | -131.5367
49803 | EXN_15GT | 1 | Houston | YES | -0.039654 | 33 | 8.3 | 34 |  | 1.0326 | Cogen | -1 | 0.17601 | 0 | 0 |  |  |  |  | -0.17601 | 0
49804 | EXN_16GT | 2 | Houston | YES | -0.039654 | 32 | 8.3 | 34.7 |  | 1.0326 | Cogen | -1 | 0.17601 | 0 | 0 |  |  |  |  | -0.17601 | 0
49805 | EXN_17GT | 3 | Houston | YES | -0.039654 | 31 | 8.3 | 32.7 |  | 1.0326 | Cogen | -1 | 0.17601 | 0 | 0 |  |  |  |  | -0.17601 | 0
49826 | EXN938GT | 5 | Houston | YES | -0.039654 | 43 | 9.2 | 45.9 | 0 | 1.0326 | Cogen | -1 | 0.17601 | 0 | 0 |  |  |  |  | -0.17601 | 0
49828 | EXN941GT | 10 | Houston | YES | -0.039654 | 17.7 | 5.4 | 17.7 | 0 | 1.0326 | Cogen | -1 | 0.17601 | 0 | 0 |  |  |  |  | -0.17601 | 0
49829 | EXN942GT | 11 | Houston | YES | -0.039654 | 20 | 5.4 | 20.4 | 0 | 1.0326 | Cogen | -1 | 0.17601 | 0 | 0 |  |  |  |  | -0.17601 | 0
49830 | EXN943GT | 12 | Houston | YES | -0.039654 | 19 | 5.4 | 19.9 | 0 | 1.0326 | Cogen | -1 | 0.17601 | 0 | 0 |  |  |  |  | -0.17601 | 0
49831 | EXN944GT | 13 | Houston | YES | -0.039654 | 33 | 5.4 | 35 | 0 | 1.0326 | Cogen | -1 | 0.17601 | 0 | 0 |  |  |  |  | -0.17601 | 0
49832 | EXN945GT | 9 | Houston | YES | -0.039654 | 18.5 | 9.2 | 18.5 | 0 | 1.0326 | Cogen | -1 | 0.17601 | 0 | 0 |  |  |  |  | -0.17601 | 0
49837 | EXN_GT | 4 | Houston | YES | -0.039654 | 81 | 21.3 | 85.4 | 0 | 1.0326 | Cogen | -1 | 0.17601 | 0 | 0 |  |  |  |  | -0.17601 | 0
49838 | EXN_14GT | 14 | Houston | YES | -0.039654 | 140 | 0 | 148 |  | 1.0326 | Cogen | -1 | 0.17601 | 0 | 0 |  |  |  |  | -0.17601 | 0
48883 | THW_GT1_GT_1 | B2 | Houston | YES | -0.039506 | 0 | 0 | 12 |  | 1.043 | GGT | -1 | 0.17587 | 12 | 12 |  |  |  |  | -0.17587 | -2.1104
48651 | EP_1_2 | 2 | Houston | YES | -0.038812 | 17.7 | 10 | 21 | 0 | 1.0362 | Cogen | -1 | 0.17517 | 0 | 0 |  |  |  |  | -0.17517 | 0
48651 | EP_1_2 | 1 | Houston | YES | -0.038812 | 4 | 0 | 5 | 0 | 1.0362 | Cogen | -1 | 0.17517 | 0 | 0 |  |  |  |  | -0.17517 | 0
48791 | PSA_GT1_8160 | 1 | Houston | YES | -0.038799 | 52 | 20.8 | 65 | 0 | 1.0362 | Cogen | -1 | 0.17516 | 0 | 0 |  |  |  |  | -0.17516 | 0
48792 | PSA_GT2_8155 | 2 | Houston | YES | -0.038799 | 52.8 | 20.3 | 66 | 0 | 1.0362 | Cogen | -1 | 0.17516 | 0 | 0 |  |  |  |  | -0.17516 | 0
48793 | PSA_GT3_8150 | 3 | Houston | YES | -0.038799 | 56 | 20.3 | 70 | 0 | 1.0362 | Cogen | -1 | 0.17516 | 0 | 0 |  |  |  |  | -0.17516 | 0
48794 | PSA_GT4_8145 | 4 | Houston | YES | -0.038799 | 52.8 | 20.3 | 66 | 0 | 1.0362 | Cogen | -1 | 0.17516 | 0 | 0 |  |  |  |  | -0.17516 | 0
48795 | PSA_GT5_8140 | 5 | Houston | YES | -0.038799 | 51.2 | 20.3 | 64 | 0 | 1.0362 | Cogen | -1 | 0.17516 | 0 | 0 |  |  |  |  | -0.17516 | 0
48796 | PSA_GN1_8165 | 1 | Houston | YES | -0.038799 | 83.2 | 43.1 | 104 | 0 | 1.0362 | Cogen | -1 | 0.17516 | 0 | 0 |  |  |  |  | -0.17516 | 0
48797 | PSA_GT6_8135 | 6 | Houston | YES | -0.038799 | 47.2 | 34.5 | 59 | 0 | 1.0362 | Cogen | -1 | 0.17516 | 0 | 0 |  |  |  |  | -0.17516 | 0
48581 | CBY_GN1_1 | 1 | Houston | YES | -0.038744 | 595.2 | 108 | 744 | 0 | 1.0435 | GSC | -1 | 0.1751 | 744 | 744 |  |  |  |  | -0.1751 | -130.2779
48815 | CVC_GT4_8005 | 4 | Houston | YES | -0.038516 | 165 | 91.8 | 165 |  | 1.0362 | Cogen | -1 | 0.17488 | 0 | 0 |  |  |  |  | -0.17488 | 0
48583 | CBY_GT4_1 | 1 | Houston | YES | -0.038347 | 172 | 0 | 172 | 0 | 1.026 | GSC | -1 | 0.17471 | 172 | 172 |  |  |  |  | -0.17471 | -30.0497
48584 | CBY_GT4_2 | 2 | Houston | YES | -0.038347 | 172 | 0 | 172 | 0 | 1.026 | CC | -1 | 0.17471 | 172 | 172 |  |  |  |  | -0.17471 | -30.0497
48585 | CBY_ST4_1 | 3 | Houston | YES | -0.038347 | 172 | 0 | 172 | 0 | 1.026 | CC | -1 | 0.17471 | 172 | 172 |  |  |  |  | -0.17471 | -30.0497
48595 | BTE_GT2_8075 | 1 | Houston | YES | -0.037456 | 162.8 | 130 | 162.8 | 0 | 1.0261 | CC | -1 | 0.17382 | 162.8 | 162.8 |  |  |  |  | -0.17382 | -28.2974
48596 | BTE_GT3_8045 | 2 | Houston | YES | -0.037456 | 161.4 | 130 | 161.4 | 0 | 1.0261 | CC | -1 | 0.17382 | 161.4 | 161.4 |  |  |  |  | -0.17382 | -28.054
48597 | BTE_GT4_8055 | 3 | Houston | YES | -0.037456 | 158.9 | 130 | 158.9 | 0 | 1.0261 | CC | -1 | 0.17382 | 158.9 | 158.9 |  |  |  |  | -0.17382 | -27.6195
48598 | BTE_ST1_8070 | 4 | Houston | YES | -0.037456 | 269.2 | 60 | 269.2 | 0 | 1.0261 | CC | -1 | 0.17382 | 269.2 | 269.2 |  |  |  |  | -0.17382 | -46.7914
48690 | GBY_GN5_5 | 5 | Houston | YES | -0.037189 | 318.4 | 81 | 398 |  | 1.0362 | GSC | -1 | 0.17355 | 398 | 398 |  |  |  |  | -0.17355 | -69.0728
48885 | THW_5152 | B | Houston | YES | -0.036801 | 47.2 | 5 | 59 |  | 1.0319 | GGT | -1 | 0.17316 | 59 | 59 |  |  |  |  | -0.17316 | -10.2165
48885 | THW_5152 | A | Houston | YES | -0.036801 | 46.4 | 5 | 58 |  | 1.0319 | GGT | -1 | 0.17316 | 58 | 58 |  |  |  |  | -0.17316 | -10.0434
48886 | THW_5354 | D | Houston | YES | -0.036801 | 46.4 | 5 | 58 |  | 1.0319 | GGT | -1 | 0.17316 | 58 | 58 |  |  |  |  | -0.17316 | -10.0434
48886 | THW_5354 | C | Houston | YES | -0.036801 | 45.6 | 5 | 57 |  | 1.0319 | GGT | -1 | 0.17316 | 57 | 57 |  |  |  |  | -0.17316 | -9.8702
48887 | THW_5556 | E | Houston | YES | -0.036801 | 47.2 | 5 | 59 |  | 1.0319 | GGT | -1 | 0.17316 | 59 | 59 |  |  |  |  | -0.17316 | -10.2165
48887 | THW_5556 | F | Houston | YES | -0.036801 | 45.6 | 5 | 57 |  | 1.0319 | GGT | -1 | 0.17316 | 57 | 57 |  |  |  |  | -0.17316 | -9.8702
48591 | CHE_GT2_5030 | 2 | Houston | YES | -0.031362 | 173 | 50 | 173 | 0 | 1.029 | Cogen | -1 | 0.16772 | 0 | 0 |  |  |  |  | -0.16772 | 0
48811 | CVC_GT3_5045 | 3 | Houston | YES | -0.031362 | 156 | 91.8 | 156 | 0 | 1.029 | Cogen | -1 | 0.16772 | 0 | 0 |  |  |  |  | -0.16772 | 0
48812 | CVC_GT2_5020 | 2 | Houston | YES | -0.031362 | 158 | 91.8 | 158 | 0 | 1.029 | Cogen | -1 | 0.16772 | 0 | 0 |  |  |  |  | -0.16772 | 0
48813 | CVC_GT1_5035 | 1 | Houston | YES | -0.031362 | 160 | 91.8 | 160 | 0 | 1.029 | Cogen | -1 | 0.16772 | 0 | 0 |  |  |  |  | -0.16772 | 0
48814 | CVC_ST5_5040 | 1 | Houston | YES | -0.031362 | 162 | 91.8 | 162 | 0 | 1.029 | Cogen | -1 | 0.16772 | 0 | 0 |  |  |  |  | -0.16772 | 0
5934 | SI_RAY5 | 5 | South | YES | 0 | 0 | 10 | 15 |  | 1.035 | GST | -1 | 0.13636 | 15 | 15 |  |  | 0 | 15 | -0.13636 | -2.0454
8139 | JOS #1 | MB | South | YES | 0 | 0 | 45 | 255 |  | 1.02 | GST | -1 | 0.13636 | 0 | 0 |  |  | 0 | 0 | -0.13636 | 0
8285 | LAR #1 | MB | South | YES | 0 | 0 | 9 | 32 |  | 1.0497 | GST | -1 | 0.13636 | 0 | 0 |  |  | 0 | 0 | -0.13636 | 0
8287 | LAR #2 | MB | South | YES | 0 | 0 | 9 | 32 |  | 1.04 | GST | -1 | 0.13636 | 0 | 0 |  |  | 0 | 0 | -0.13636 | 0
8288 | LAR #3 | MB | South | YES | 0 | 0 | 25 | 105 |  | 1.04 | GST | -1 | 0.13636 | 0 | 0 |  |  | 0 | 0 | -0.13636 | 0
8388 | BATES0A | MB | South | YES | 0 | 0 | 21 | 71 |  | 1.033 | GST | -1 | 0.13636 | 0 | 0 |  |  | 0 | 0 | -0.13636 | 0
8393 | BATES0B | MB | South | YES | 0 | 0 | 25 | 110 |  | 1.03 | GST | -1 | 0.13636 | 0 | 0 |  |  | 0 | 0 | -0.13636 | 0
8437 | NUECES_B0C | MB | South | YES | 0 | 0 | 7 | 30 |  | 1.03 | GST | -1 | 0.13636 | 0 | 0 |  |  | 0 | 0 | -0.13636 | 0
8438 | NUECES_B0B | MB | South | YES | 0 | 0 | 26 | 169 |  | 1.03 | GST | -1 | 0.13636 | 0 | 0 |  |  | 0 | 0 | -0.13636 | 0
8442 | NUECES_B0A | MB | South | YES | 0 | 0 | 81 | 367 |  | 1.03 | GST | -1 | 0.13636 | 0 | 0 |  |  | 0 | 0 | -0.13636 | 0
39190 | TNSLCGN1__8 | 1 | Houston | YES | 0 | 0 | 10 | 30 |  | 1.03 | Cogen | -1 | 0.13636 | 0 | 0 |  |  |  |  | -0.13636 | 0
32883 | BRYN_DNSBY3 | 1 | North | YES | 0.016476 | 0 | 2 | 48 |  | 1.015 | GST | 1 | 0.19031 | 48 | 48 | 0.79085 | 48 |  |  | 0.19031 | 9.1349
32884 | BRYN_DNSBY13 | 1 | North | YES | 0.016476 | 46 | 2 | 46 | 0 | 1.015 | GST | 1 | 0.19031 | 46 | 46 | 0.7579 | 46 |  |  | 0.19031 | 8.7543
32892 | BRYN_DNSBY14 | 1 | North | YES | 0.016476 | 84 | 25 | 105 | 0 | 1.035 | GST | 1 | 0.19031 | 105 | 105 | 1.73 | 105 |  |  | 0.19031 | 19.9825
48671 | FTR_GT1_5105 | 1 | North | YES | 0.017799 | 154.2 | 0 | 154.2 | 0 | 1.0319 | CC | 1 | 0.19163 | 154.2 | 154.2 | 2.7446 | 154.2 |  |  | 0.19163 | 29.5498
48672 | FTR_GT2_5110 | 2 | North | YES | 0.017799 | 159 | 0 | 159 | 0 | 1.0319 | CC | 1 | 0.19163 | 159 | 159 | 2.83 | 159 |  |  | 0.19163 | 30.4696
48673 | FTR_GT3_5085 | 3 | North | YES | 0.017799 | 158 | 0 | 158 | 0 | 1.0319 | CC | 1 | 0.19163 | 158 | 158 | 2.8122 | 158 |  |  | 0.19163 | 30.278
48674 | FTR_CN4_5095 | 4 | North | YES | 0.017799 | 380 | 0 | 380 | 0 | 1.0319 | CC | 1 | 0.19163 | 380 | 380 | 6.7636 | 380 |  |  | 0.19163 | 72.8205
32886 | BRYN_ATKINS3 | MB | North | YES | 0.019184 | 0 | 5 | 12 |  | 1 | GST | 1 | 0.19302 | 0 | 0 | 0 | 0 |  |  | 0.19302 | 0
32887 | BRYN_ATKINS6 | MB | North | YES | 0.019184 | 0 | 12 | 51 |  | 1.028 | GST | 1 | 0.19302 | 0 | 0 | 0 | 0 |  |  | 0.19302 | 0
32888 | BRYN_ATKINS7 | 1 | North | YES | 0.019184 | 13.6 | 4 | 17 |  | 1.028 | GGT | 1 | 0.19302 | 17 | 17 | 0.32613 | 17 |  |  | 0.19302 | 3.2813
32890 | BRYN_ATKINS4 | MB | North | YES | 0.019184 | 0 | 5 | 22 |  | 1.031 | GST | 1 | 0.19302 | 0 | 0 | 0 | 0 |  |  | 0.19302 | 0
32891 | BRYN_ATKINS5 | MB | North | YES | 0.019184 | 0 | 5 | 25 |  | 1.031 | GST | 1 | 0.19302 | 0 | 0 | 0 | 0 |  |  | 0.19302 | 0
32798 | BRYN_TAMUGEN | 1 | North | YES | 0.020103 | 32 | 0 | 32 |  | 1.02 | GST | 1 | 0.19394 | 32 | 32 | 0.6433 | 32 |  |  | 0.19394 | 6.206
990 | GIBN_CREK_G1 | 1 | North | YES | 0.027507 | 463 | 200 | 463 | 0 | 1.0275 | LIGCO | 1 | 0.20134 | 0 | 463 | 12.7357 | 463 |  |  | 0.20134 | 93.2208
39960 | TNTNPONE_18 | 1 | North | YES | 0.061038 | 152.3 | 30 | 152.3 |  | 1.04 | LIGCO | 1 | 0.23487 | 0 | 152.3 | 9.2961 | 152.3 |  |  | 0.23487 | 35.771
39970 | TNTNPONE_28 | 1 | North | YES | 0.061038 | 153 | 30 | 153 |  | 1.04 | LIGCO | 1 | 0.23487 | 0 | 153 | 9.3388 | 153 |  |  | 0.23487 | 35.9354
48721 | LEG_1___1 | 1 | North | YES | 0.074456 | 827 | 357 | 827 | 0 | 1.0348 | LIGCO | 1 | 0.24829 | 0 | 827 | 61.5751 | 827 |  |  | 0.24829 | 205.3357
48722 | LEG_2___2 | 2 | North | YES | 0.074456 | 819 | 357 | 819 | 0 | 1.0348 | LIGCO | 1 | 0.24829 | 0 | 819 | 60.9795 | 819 |  |  | 0.24829 | 203.3494
60202 | FRNDDRCS | F | West | YES | 0.087702 | 0 | 0 | 0 | 0 | 0.9985 | AVR | 1 | 0.26154 | 0 | 0 |  |  |  |  | 0.26154 | 0
60018 | DSKY1 | 1 | West | YES | 0.10591 | 21 | 0 | 84 | 0 | 1.023 | Wind | 1 | 0.27975 | 0 | 84 |  |  |  |  | 0.27975 | 23.4989
60017 | ORNNWP1 | 1 | West | YES | 0.10682 | 20 | 0 | 80 |  | 1.027 | Wind | 1 | 0.28065 | 0 | 80 |  |  |  |  | 0.28065 | 22.452
60000 | DSKY2 | 1 | West | YES | 0.10763 | 19.1 | 0 | 76.5 |  | 1.039 | Wind | 1 | 0.28146 | 0 | 76.5 |  |  |  |  | 0.28146 | 21.5321
3381 | BBRN_1G | 1 | North | YES | 0.10845 | 618 | 225 | 618 | 0 | 1.03 | LIGCO | 1 | 0.28228 | 0 | 618 | 67.0202 | 618 |  |  | 0.28228 | 174.4496
3382 | BBRN_2G | 2 | North | YES | 0.10845 | 589 | 225 | 589 | 0 | 1.03 | LIGCO | 1 | 0.28228 | 0 | 589 | 63.8753 | 589 |  |  | 0.28228 | 166.2634
6016 | SWMESA | 1 | West | YES | 0.10912 | 18.8 | 0 | 75 |  | 1.03 | Wind | 1 | 0.28295 | 0 | 75 |  |  |  |  | 0.28295 | 21.2212
60003 | KING_NE1A | 1 | West | YES | 0.10912 | 20 | 0 | 80 |  | 1.03 | Wind | 1 | 0.28295 | 0 | 80 |  |  |  |  | 0.28295 | 22.6359
60005 | KING_SE1A | 1 | West | YES | 0.10912 | 10 | 0 | 40 |  | 1.035 | Wind | 1 | 0.28295 | 0 | 40 |  |  |  |  | 0.28295 | 11.318
38437 | TNSRBNMESA9 | 1 | West | YES | 0.10952 | 37.5 | 0 | 150 |  | 1.02 | Wind | 1 | 0.28335 | 0 | 150 |  |  |  |  | 0.28335 | 42.5026
38332 | TNWDWRDU2_8 | 1 | West | YES | 0.1096 | 20 | 0 | 80 | 0 | 1.0232 | Wind | 1 | 0.28343 | 0 | 80 |  |  |  |  | 0.28343 | 22.6746
60016 | WOODWRD11A | 1 | West | YES | 0.10963 | 20 | 0 | 80 |  | 1.033 | Wind | 1 | 0.28346 | 0 | 80 |  |  |  |  | 0.28346 | 22.6767
60201 | RIO DRCS | F | West | YES | 0.10971 | 0 | 0 | 0 | 0 | 1.025 | AVR | 1 | 0.28354 | 0 | 0 |  |  |  |  | 0.28354 | 0
60007 | KING_SW1A | 1 | West | YES | 0.11063 | 20 | 0 | 80 |  | 1.03 | Wind | 1 | 0.28446 | 0 | 80 |  |  |  |  | 0.28446 | 22.7567
60019 | KING_NW1A | 1 | West | YES | 0.11063 | 20 | 0 | 80 |  | 1.03 | Wind | 1 | 0.28446 | 0 | 80 |  |  |  |  | 0.28446 | 22.7567
13131 | CALFREST_1G | 1 | North | YES | 0.11138 | 150.7 | 40 | 150.7 | 0 | 1.031 | CC | 1 | 0.28521 | 150.7 | 150.7 | 16.7848 | 150.7 |  |  | 0.28521 | 42.9816
13132 | CALFREST_2G | 2 | North | YES | 0.11138 | 151 | 57 | 151 | 0 | 1.031 | CC | 1 | 0.28521 | 151 | 151 | 16.8182 | 151 |  |  | 0.28521 | 43.0671
13133 | CALFREST_3G | 3 | North | YES | 0.11138 | 177.4 | 40 | 177.4 | 0 | 1.031 | CC | 1 | 0.28521 | 177.4 | 177.4 | 19.7586 | 177.4 |  |  | 0.28521 | 50.5968
13134 | CALFREST_4G | 4 | North | YES | 0.11191 | 151.5 | 40 | 151.5 | 0 | 1.031 | CC | 1 | 0.28574 | 151.5 | 151.5 | 16.9536 | 151.5 |  |  | 0.28574 | 43.2894
13135 | CALFREST_5G | 5 | North | YES | 0.11191 | 152.3 | 57 | 152.3 | 0 | 1.031 | CC | 1 | 0.28574 | 152.3 | 152.3 | 17.0431 | 152.3 |  |  | 0.28574 | 43.518
13136 | CALFREST_6G | 6 | North | YES | 0.11191 | 177.5 | 40 | 177.5 | 0 | 1.031 | CC | 1 | 0.28574 | 177.5 | 177.5 | 19.8631 | 177.5 |  |  | 0.28574 | 50.7186
6407 | TURKTRAK1A | 1 | West | YES | 0.11895 | 33.9 | 0 | 169.5 | 0 | 1.025 | Wind | 1 | 0.29278 | 0 | 169.5 |  |  |  |  | 0.29278 | 49.6265
1349 | WESTXWIN_1G | 1 | West | YES | 0.12153 | 1.3 | 0 | 6.6 |  | 1.014 | Wind | 1 | 0.29536 | 0 | 6.6 |  |  |  |  | 0.29536 | 1.9494
1350 | NWPWRG1_1G | 1 | West | YES | 0.12153 | 6.9 | 1 | 34.3 |  | 1.014 | Wind | 1 | 0.29536 | 0 | 34.3 |  |  |  |  | 0.29536 | 10.1308
76091 | L_DIVIDE1_1N | W1 | West | YES | 0.1218 | 110 | 0 | 550 | 0 | 1.02 | Wind | 1 | 0.29563 | 0 | 550 |  |  |  |  | 0.29563 | 162.5981
1002 | PBCTAGE_1G | A | West | YES | 0.12199 | 64 | 64 | 66 | 0 | 1.036 | GGT | 1 | 0.29582 | 66 | 66 |  |  |  |  | 0.29582 | 19.5244
1003 | PBCTBGE_2G | B | West | YES | 0.12199 | 65 | 65 | 66 | 0 | 1.036 | GGT | 1 | 0.29582 | 66 | 66 |  |  |  |  | 0.29582 | 19.5244
1004 | PBCTCGE_3G | C | West | YES | 0.12199 | 62 | 62 | 67 | 0 | 1.036 | GGT | 1 | 0.29582 | 67 | 67 |  |  |  |  | 0.29582 | 19.8202
1005 | PBCTDGE_4G | D | West | YES | 0.12199 | 65 | 65 | 68 | 0 | 1.036 | GGT | 1 | 0.29582 | 68 | 68 |  |  |  |  | 0.29582 | 20.116
1006 | PBCTEGE_5G | E | West | YES | 0.12199 | 65 | 65 | 67 | 0 | 1.036 | GGT | 1 | 0.29582 | 67 | 67 |  |  |  |  | 0.29582 | 19.8202
1007 | PB5GEN_6G | 5 | West | YES | 0.12199 | 91.2 | 40 | 114 | 0 | 1.036 | GST | 1 | 0.29582 | 114 | 114 |  |  |  |  | 0.29582 | 33.7239
1008 | PB6GEN_7G | 6 | West | YES | 0.12199 | 515 | 130 | 515 | 0 | 1.036 | GST | 1 | 0.29582 | 515 | 515 |  |  |  |  | 0.29582 | 152.3493
7038 | L_DELAWA1_1Y | 1 | West | YES | 0.12211 | 3.5 | 0 | 35 | 0 | 1 | Wind | 1 | 0.29594 | 0 | 35 |  |  |  |  | 0.29594 | 10.358
7038 | L_DELAWA1_1Y | 2 | West | YES | 0.12211 | 3 | 0 | 30 | 0 | 1 | Wind | 1 | 0.29594 | 0 | 30 |  |  |  |  | 0.29594 | 8.8783
1146 | NOTREES_1G | 1 | West | YES | 0.12234 | 29.8 | 0 | 149 | 0 | 1.017 | #N/A | 1 | 0.29617 | 149 | 149 |  |  |  |  | 0.29617 | 44.1298
76031 | L_GASCCR1_1N | W1 | West | YES | 0.12247 | 30 | 0 | 150 | 0 | 1.02 | Wind | 1 | 0.2963 | 0 | 150 |  |  |  |  | 0.2963 | 44.4454
60057 | CALLAHAN1A | 1 | West | YES | 0.12338 | 22.8 | 0 | 114 | 0 | 1.04 | Wind | 1 | 0.29722 | 0 | 114 |  |  |  |  | 0.29722 | 33.8828
3107 | STRYKER_1G | 1 | North | YES | 0.1236 | 145.6 | 45 | 182 | 0 | 1.029 | GST | 1 | 0.29744 | 182 | 182 | 22.4959 | 182 |  |  | 0.29744 | 54.1337
3108 | STRYKER_2G | 2 | North | YES | 0.1236 | 484 | 75 | 484 | 0 | 1.029 | GST | 1 | 0.29744 | 484 | 484 | 59.8243 | 484 |  |  | 0.29744 | 143.9599
1328 | OCOTILLO_1G | 1 | West | YES | 0.12368 | 11.6 | 0 | 58 |  | 1.01 | Wind | 1 | 0.29752 | 0 | 58 |  |  |  |  | 0.29752 | 17.256
11020 | TIEHVSG_1G | 1 | West | YES | 0.1237 | 208.2 | 63 | 208.2 | 0 | 1.012 | CC | 1 | 0.29754 | 208.2 | 208.2 |  |  |  |  | 0.29754 | 61.9472
11021 | TIEHVCG_1G | 1 | West | YES | 0.1237 | 142.1 | 103 | 142.1 | 0 | 1.012 | CC | 1 | 0.29754 | 142.1 | 142.1 |  |  |  |  | 0.29754 | 42.28
11022 | TIEHVCG_2G | 1 | West | YES | 0.1237 | 132.4 | 103 | 132.4 | 0 | 1.012 | CC | 1 | 0.29754 | 132.4 | 132.4 |  |  |  |  | 0.29754 | 39.3939
11023 | TIEHVCG_3G | 1 | West | YES | 0.1237 | 137.4 | 103 | 137.4 | 0 | 1.012 | CC | 1 | 0.29754 | 137.4 | 137.4 |  |  |  |  | 0.29754 | 40.8816
11024 | TIEHVCG_4G | 1 | West | YES | 0.1237 | 147 | 103 | 147 | 0 | 1.012 | CC | 1 | 0.29754 | 147 | 147 |  |  |  |  | 0.29754 | 43.7379
11025 | TIEHVSG_2G | 1 | West | YES | 0.1237 | 213.2 | 63 | 213.2 | 0 | 1.012 | CC | 1 | 0.29754 | 213.2 | 213.2 |  |  |  |  | 0.29754 | 63.4349
11001 | NAV1CT | 1 | West | YES | 0.12373 | 70.4 | 18 | 70.4 | 0 | 1.029 | CC | 1 | 0.29756 | 70.4 | 70.4 |  |  |  |  | 0.29756 | 20.9481
11009 | NAV2CT | 1 | West | YES | 0.12373 | 71.4 | 18 | 71.4 | 0 | 1.029 | CC | 1 | 0.29756 | 71.4 | 71.4 |  |  |  |  | 0.29756 | 21.2457
11011 | NAV3ST | 1 | West | YES | 0.12373 | 92.8 | 40 | 92.8 | 0 | 1.029 | CC | 1 | 0.29756 | 92.8 | 92.8 |  |  |  |  | 0.29756 | 27.6135
11012 | NAV4CT | 1 | West | YES | 0.12373 | 80 | 18 | 80 | 0 | 1.029 | CC | 1 | 0.29756 | 80 | 80 |  |  |  |  | 0.29756 | 23.8047
11013 | NAV5CT | 1 | West | YES | 0.12373 | 80 | 18 | 80 | 0 | 1.029 | CC | 1 | 0.29756 | 80 | 80 |  |  |  |  | 0.29756 | 23.8047
11014 | NAV6ST | 1 | West | YES | 0.12373 | 115 | 40 | 115 | 0 | 1.029 | CC | 1 | 0.29756 | 115 | 115 |  |  |  |  | 0.29756 | 34.2193
1326 | STANTONW_8 | 1 | West | YES | 0.12373 | 20.1 | 0 | 100.5 |  | 1.01 | Wind | 1 | 0.29757 | 0 | 100.5 |  |  |  |  | 0.29757 | 29.9057
1320 | BSP 1 | 1 | West | YES | 0.12374 | 25.5 | 2.9 | 25.8 | 0 | 1 | Cogen | 1 | 0.29758 | 0 | 0 |  |  |  |  | 0.29758 | 0
1333 | MCDDONAL_8 | 1 | West | YES | 0.12396 | 42.8 | 0 | 214.2 |  | 1.01 | Wind | 1 | 0.29779 | 0 | 214.2 |  |  |  |  | 0.29779 | 63.7872
3113 | LUFKINWB_1G | 1 | North | YES | 0.12418 | 0 | 0 | 50 |  | 1.01 | #N/A | 1 | 0.29801 | 50 | 50 | 6.209 | 50 |  |  | 0.29801 | 14.9007
3348 | CHAMPION_1G | MB | North | YES | 0.1243 | 0 | 42 | 42 |  | 1 | Cogen | 1 | 0.29813 | 0 | 0 | 0 | 0 |  |  | 0.29813 | 0
1170 | AIRLAMESA_1G | 1 | West | YES | 0.12433 | 0 | 0 | 180 |  | 1 | #N/A | 1 | 0.29816 | 180 | 180 |  |  |  |  | 0.29816 | 53.6695
1327 | WILDHRSE_1G | 1 | West | YES | 0.12466 | 24 | 0 | 120 |  | 1 | Wind | 1 | 0.2985 | 0 | 120 |  |  |  |  | 0.2985 | 35.8197
1360 | GUNSIGHT_8 | 1 | West | YES | 0.1247 | 24 | 0 | 120 | 0 | 1.01 | Wind | 1 | 0.29854 | 0 | 120 |  |  |  |  | 0.29854 | 35.8243
1302 | COYOTEWG_8 | 1 | West | YES | 0.125 | 45 | 0 | 225 |  | 1.01 | #N/A | 1 | 0.29883 | 225 | 225 |  |  |  |  | 0.29883 | 67.2374
1045 | CALENG1G_1G | 1 | West | YES | 0.12512 | 73.4 | 27 | 73.4 | 0 | 1.014 | Cogen | 1 | 0.29895 | 0 | 0 |  |  |  |  | 0.29895 | 0
1046 | CALENG2G_2G | 2 | West | YES | 0.12512 | 73.4 | 27 | 73.4 | 0 | 1.014 | Cogen | 1 | 0.29895 | 0 | 0 |  |  |  |  | 0.29895 | 0
1047 | CALENG3G_3G | 3 | West | YES | 0.12512 | 70.4 | 27 | 70.4 | 0 | 1.014 | Cogen | 1 | 0.29895 | 0 | 0 |  |  |  |  | 0.29895 | 0
60058 | BUFF_GAP1A | 1 | West | YES | 0.12528 | 24 | 0 | 120 |  | 1 | Wind | 1 | 0.29911 | 0 | 120 |  |  |  |  | 0.29911 | 35.8934
60060 | CIRELLO | 1 | West | YES | 0.12528 | 46.6 | 0 | 233 | 0 | 1 | Wind | 1 | 0.29911 | 0 | 233 |  |  |  |  | 0.29911 | 69.6931
60063 | BUFF_GAP1B | 1 | West | YES | 0.12528 | 34 | 0 | 170.2 | 0 | 1.02 | Wind | 1 | 0.29911 | 0 | 170.2 |  |  |  |  | 0.29911 | 50.9088
60066 | H_HOLLOW1A | 1 | West | YES | 0.12528 | 44.4 | 0 | 222 | 0 | 1.005 | Wind | 1 | 0.29911 | 0 | 222 |  |  |  |  | 0.29911 | 66.4028
60068 | HHOLLOW21A | 1 | West | YES | 0.12528 | 36.8 | 0 | 184 | 0 | 1.025 | Wind | 1 | 0.29911 | 0 | 184 |  |  |  |  | 0.29911 | 55.0366
60070 | HHOLLOW31A | 1 | West | YES | 0.12528 | 44.8 | 0 | 224 | 0 | 1.025 | Wind | 1 | 0.29911 | 0 | 224 |  |  |  |  | 0.29911 | 67.0011
60072 | HHOLLOW41A | 1 | West | YES | 0.12528 | 23 | 0 | 115 | 0 | 1.025 | Wind | 1 | 0.29911 | 0 | 115 |  |  |  |  | 0.29911 | 34.3979
1058 | LONGSHORE_5 | 1 | West | YES | 0.12544 | 30 | 0 | 150 |  | 1.01 | Wind | 1 | 0.29928 | 0 | 150 |  |  |  |  | 0.29928 | 44.8915
1058 | LONGSHORE_5 | 3 | West | YES | 0.12544 | 23.4 | 0 | 117 |  | 1.01 | Wind | 1 | 0.29928 | 0 | 117 |  |  |  |  | 0.29928 | 35.0154
1058 | LONGSHORE_5 | 2 | West | YES | 0.12544 | 44 | 0 | 220 |  | 1.01 | Wind | 1 | 0.29928 | 0 | 220 |  |  |  |  | 0.29928 | 65.8409
1301 | BULLCREK_8 | 1 | West | YES | 0.12548 | 36 | 0 | 180 | 0 | 1.017 | #N/A | 1 | 0.29931 | 180 | 180 |  |  |  |  | 0.29931 | 53.8761
13116 | TGATEWAY_1G | 1 | North | YES | 0.12557 | 151 | 30 | 151 | 0 | 1.0232 | CC | 1 | 0.2994 | 151 | 151 | 18.9611 | 151 |  |  | 0.2994 | 45.21
13117 | TGATEWAY_2G | 2 | North | YES | 0.12557 | 130 | 30 | 130 | 0 | 1.0232 | CC | 1 | 0.2994 | 130 | 130 | 16.3241 | 130 |  |  | 0.2994 | 38.9225
13118 | TGATEWAY_3G | 3 | North | YES | 0.12557 | 148 | 30 | 148 | 0 | 1.0232 | CC | 1 | 0.2994 | 148 | 148 | 18.5844 | 148 |  |  | 0.2994 | 44.3118
13119 | TGATEWAY_4G | 4 | North | YES | 0.12557 | 399 | 65 | 399 | 0 | 1.0232 | CC | 1 | 0.2994 | 399 | 399 | 50.1024 | 399 |  |  | 0.2994 | 119.4621
1037 | MORGAN5G_5G | 5 | West | YES | 0.12565 | 109.6 | 40 | 137 | 0 | 1.029 | GST | 1 | 0.29949 | 137 | 137 |  |  |  |  | 0.29949 | 41.0296
1039 | MRGNAG_1G | A | West | YES | 0.12565 | 69 | 69 | 69 | 0 | 1.029 | GGT | 1 | 0.29949 | 69 | 69 |  |  |  |  | 0.29949 | 20.6645
1040 | MRGNBG_2G | B | West | YES | 0.12565 | 70 | 70 | 71 | 0 | 1.029 | GGT | 1 | 0.29949 | 71 | 71 |  |  |  |  | 0.29949 | 21.2635
1041 | MRGNCG_3G | C | West | YES | 0.12565 | 69 | 69 | 70 | 0 | 1.029 | GGT | 1 | 0.29949 | 70 | 70 |  |  |  |  | 0.29949 | 20.964
1042 | MRGNDG_4G | D | West | YES | 0.12565 | 68 | 68 | 68 | 0 | 1.029 | GGT | 1 | 0.29949 | 68 | 68 |  |  |  |  | 0.29949 | 20.365
1043 | MRGNEG_5G | E | West | YES | 0.12565 | 68 | 68 | 70 | 0 | 1.029 | GGT | 1 | 0.29949 | 70 | 70 |  |  |  |  | 0.29949 | 20.964
1044 | MRGNFG_6G | F | West | YES | 0.12565 | 66 | 66 | 66 | 0 | 1.029 | GGT | 1 | 0.29949 | 66 | 66 |  |  |  |  | 0.29949 | 19.7661
6637 | SNYDERW1A | 1 | West | YES | 0.12576 | 12.6 | 0 | 63 | 0 | 1.025 | Wind | 1 | 0.2996 | 0 | 63 |  |  |  |  | 0.2996 | 18.8747
1068 | SCURRYCW_1G | 1 | West | YES | 0.12589 | 28.2 | 1.3 | 141 |  | 1.01 | Wind | 1 | 0.29972 | 0 | 141 |  |  |  |  | 0.29972 | 42.2605
1073 | SCURRYCW_2G | 2 | West | YES | 0.12589 | 24 | 0 | 120 | 0 | 1.017 | Wind | 1 | 0.29972 | 0 | 120 |  |  |  |  | 0.29972 | 35.9664
1061 | CIELOGEN_1G | 1 | West | YES | 0.1259 | 19.8 | 0 | 99 |  | 1 | Wind | 1 | 0.29974 | 0 | 99 |  |  |  |  | 0.29974 | 29.674
1062 | CIELOGEN_2G | 1 | West | YES | 0.1259 | 12.2 | 0 | 61 |  | 1 | Wind | 1 | 0.29974 | 0 | 61 |  |  |  |  | 0.29974 | 18.284
1069 | KINDERMG_1G | 1 | West | YES | 0.1259 | 25 | 5 | 25 | 0 | 1.017 | Cogen | 1 | 0.29974 | 0 | 0 |  |  |  |  | 0.29974 | 0
1070 | KINDERMG_2G | 1 | West | YES | 0.1259 | 45.7 | 12 | 45.7 | 0 | 1.017 | Cogen | 1 | 0.29974 | 0 | 0 |  |  |  |  | 0.29974 | 0
1071 | KINDERMG_3G | 1 | West | YES | 0.1259 | 45.7 | 12 | 45.7 | 0 | 1.017 | Cogen | 1 | 0.29974 | 0 | 0 |  |  |  |  | 0.29974 | 0
1343 | TRENTIPP_8 | 1 | West | YES | 0.12595 | 30 | 0 | 150 |  | 1.014 | Wind | 1 | 0.29978 | 0 | 150 |  |  |  |  | 0.29978 | 44.9674
1354 | AEPWIND_8 | 1 | West | YES | 0.12595 | 20.2 | 0 | 101 |  | 1 | Wind | 1 | 0.29978 | 0 | 101 |  |  |  |  | 0.29978 | 30.2781
36998 | RDCNYNG1 | 1 | West | YES | 0.12622 | 16.8 | 0 | 84 |  | 1.01 | Wind | 1 | 0.30005 | 0 | 84 |  |  |  |  | 0.30005 | 25.2044
3097 | MARTLAKE_1G | 1 | North | YES | 0.12681 | 790 | 500 | 790 | 0 | 1.017 | LIGCO | 1 | 0.30064 | 0 | 790 | 100.1783 | 790 |  |  | 0.30064 | 237.5071
3098 | MARTLAKE_2G | 2 | North | YES | 0.12681 | 795 | 461 | 795 | 0 | 1.017 | LIGCO | 1 | 0.30064 | 0 | 795 | 100.8124 | 795 |  |  | 0.30064 | 239.0103
3099 | MARTLAKE_3G | 3 | North | YES | 0.12681 | 804 | 500 | 804 | 0 | 1.017 | LIGCO | 1 | 0.30064 | 0 | 804 | 101.9536 | 804 |  |  | 0.30064 | 241.716
71051 | L_BITTCR1_1N | W1 | West | YES | 0.12744 | 7.5 | 0 | 37.5 |  | 1.02 | Wind | 1 | 0.30127 | 0 | 37.5 |  |  |  |  | 0.30127 | 11.2976
71054 | L_SWEETW1_1N | W1 | West | YES | 0.12744 | 21.5 | 0 | 107.5 |  | 1.02 | Wind | 1 | 0.30127 | 0 | 107.5 |  |  |  |  | 0.30127 | 32.3865
71057 | L_SWEETW1_2N | W1 | West | YES | 0.12744 | 27 | 0 | 135 |  | 1.02 | Wind | 1 | 0.30127 | 0 | 135 |  |  |  |  | 0.30127 | 40.6714
71059 | L_SWEETW1_3N | W1 | West | YES | 0.12744 | 23.8 | 0 | 119 | 0 | 1.02 | Wind | 1 | 0.30127 | 0 | 119 |  |  |  |  | 0.30127 | 35.8511
71060 | L_SWEETW1_4N | W1 | West | YES | 0.12744 | 21 | 0 | 105 | 0 | 1.02 | Wind | 1 | 0.30127 | 0 | 105 |  |  |  |  | 0.30127 | 31.6333
1049 | ROSCOEWI_5 | 1 | West | YES | 0.12759 | 41.8 | 0 | 209 |  | 1.01 | #N/A | 1 | 0.30142 | 209 | 209 |  |  |  |  | 0.30142 | 62.9978
1057 | ROSCOEWI_5 | 2 | West | YES | 0.12759 | 25.3 | 0 | 126.5 |  | 1.01 | #N/A | 1 | 0.30142 | 126.5 | 126.5 |  |  |  |  | 0.30142 | 38.1302
1060 | ROSCOEWI_5 | 3 | West | YES | 0.12759 | 39.4 | 0 | 197 | 0 | 1.01 | #N/A | 1 | 0.30142 | 197 | 197 |  |  |  |  | 0.30142 | 59.3807
1072 | ROSCOEWI_5 | 4 | West | YES | 0.12759 | 63.6 | 0 | 318 | 0 | 1.01 | #N/A | 1 | 0.30142 | 318 | 318 |  |  |  |  | 0.30142 | 95.8531
6144 | MCADOO1A | 1 | West | YES | 0.1276 | 15 | 0 | 150 | 0 | 1.025 | Wind | 1 | 0.30143 | 0 | 150 |  |  |  |  | 0.30143 | 45.2148
1416 | SWETWATR_1G | 1 | West | YES | 0.12841 | 30 | 18 | 30 | 0 | 1.026 | CC | 1 | 0.30225 | 30 | 30 |  |  |  |  | 0.30225 | 9.0674
1417 | SWETWATR_2G | 2 | West | YES | 0.12841 | 72 | 36 | 72 | 0 | 1.026 | CC | 1 | 0.30225 | 72 | 72 |  |  |  |  | 0.30225 | 21.7618
1418 | SWETWATR_3G | 3 | West | YES | 0.12841 | 68 | 36 | 68 | 0 | 1.026 | CC | 1 | 0.30225 | 68 | 68 |  |  |  |  | 0.30225 | 20.5529
1419 | SWETWATR_4G | 4 | West | YES | 0.12841 | 61 | 36 | 61 | 0 | 1.026 | CC | 1 | 0.30225 | 61 | 61 |  |  |  |  | 0.30225 | 18.4371
60081 | WHRLWIND1A | 1 | West | YES | 0.12941 | 12 | 0 | 60 | 0 | 1.03 | Wind | 1 | 0.30325 | 0 | 60 |  |  |  |  | 0.30325 | 18.1949
60052 | WILDHRS11A | 1 | West | YES | 0.13059 | 25.3 | 0 | 126.5 | 0 | 1.005 | #N/A | 1 | 0.30442 | 126.5 | 126.5 |  |  |  |  | 0.30442 | 38.5094
60053 | WILDHRS21A | 1 | West | YES | 0.13059 | 7.8 | 0 | 39 | 0 | 1.025 | #N/A | 1 | 0.30442 | 39 | 39 |  |  |  |  | 0.30442 | 11.8725
1437 | MESQUITW_1G | 1 | North | YES | 0.13231 | 40 | 0 | 400 | 0 | 1.023 | Wind | 1 | 0.30615 | 0 | 400 | 52.9248 | 400 |  |  | 0.30615 | 122.4583
1438 | MESQUITW_2G | 1 | North | YES | 0.13232 | 23.6 | 0 | 236 |  | 1.017 | Wind | 1 | 0.30615 | 0 | 236 | 31.2275 | 236 |  |  | 0.30615 | 72.2523
3126 | TRINIDAD_6G | 1 | North | YES | 0.13355 | 179.2 | 46 | 224 | 0 | 1 | GST | 1 | 0.30738 | 224 | 224 | 29.9154 | 224 |  |  | 0.30738 | 68.8542
1442 | COKFIELD_5 | 1 | North | YES | 0.13389 | 16.5 | 0 | 165 |  | 1.029 | Wind | 1 | 0.30772 | 0 | 165 | 22.092 | 165 |  |  | 0.30772 | 50.7746
6100 | OKLA7A | EQ | West | YES | 0.13494 | 50 | -220 | 220 | 0 | 1.035 | DCTie | 1 | 0.30877 | 0 | 0 |  |  |  |  | 0.30877 | 0
6752 | OKLA0A | 1 | West | YES | 0.13494 | 649.7 | 175 | 649.7 | 0 | 1.035 | LIGCO | 1 | 0.30877 | 0 | 649.7 |  |  |  |  | 0.30877 | 200.6097
12411 | FPLEFR1A_G | 1 | North | YES | 0.13554 | 161 | 72 | 161 | 0 | 1 | CC | 1 | 0.30937 | 161 | 161 | 21.8215 | 161 |  |  | 0.30937 | 49.8087
12412 | FPLEFR1B_G | 2 | North | YES | 0.13554 | 164 | 72 | 164 | 0 | 1 | CC | 1 | 0.30937 | 164 | 164 | 22.2281 | 164 |  |  | 0.30937 | 50.7368
12413 | FPLEFR1C_G | 3 | North | YES | 0.13554 | 164 | 72 | 164 | 0 | 1 | CC | 1 | 0.30937 | 164 | 164 | 22.2281 | 164 |  |  | 0.30937 | 50.7368
12414 | FPLEFR1S_G | 4 | North | YES | 0.13554 | 414 | 191 | 414 | 0 | 1 | CC | 1 | 0.30937 | 414 | 414 | 56.1123 | 414 |  |  | 0.30937 | 128.0795
12421 | FPLEFR2A_G | 1 | North | YES | 0.13554 | 162 | 72 | 162 | 0 | 1 | CC | 1 | 0.30937 | 162 | 162 | 21.957 | 162 |  |  | 0.30937 | 50.1181
12422 | FPLEFR2B_G | 2 | North | YES | 0.13554 | 161 | 72 | 161 | 0 | 1 | CC | 1 | 0.30937 | 161 | 161 | 21.8215 | 161 |  |  | 0.30937 | 49.8087
12423 | FPLEFR2C_G | 3 | North | YES | 0.13554 | 163 | 72 | 163 | 0 | 1 | CC | 1 | 0.30937 | 163 | 163 | 22.0925 | 163 |  |  | 0.30937 | 50.4274
12424 | FPLEFR2S_G | 4 | North | YES | 0.13554 | 415 | 191 | 415 | 0 | 1 | CC | 1 | 0.30937 | 415 | 415 | 56.2479 | 415 |  |  | 0.30937 | 128.3889
2451 | LKHB1_G | 1 | North | YES | 0.13732 | 0 | 80 | 391 |  | 1.022 | GST | 1 | 0.31115 | 391 | 391 | 53.6909 | 391 |  |  | 0.31115 | 121.66
2452 | LKHB2_G | 2 | North | YES | 0.13732 | 516 | 80 | 516 | 0 | 1.022 | GST | 1 | 0.31115 | 516 | 516 | 70.8556 | 516 |  |  | 0.31115 | 160.5538
948 | STEAM1 | 1 | North | YES | 0.13771 | 0 | 12 | 20 |  | 1.02 | GST | 1 | 0.31154 | 20 | 20 | 2.7541 | 20 |  |  | 0.31154 | 6.2308
949 | STEAM2 | 1 | North | YES | 0.13771 | 26 | 8 | 26 | 0 | 0.99 | GST | 1 | 0.31154 | 26 | 26 | 3.5804 | 26 |  |  | 0.31154 | 8.1001
950 | STEAM3 | 1 | North | YES | 0.13771 | 41 | 13 | 42 | 0 | 1.02 | GST | 1 | 0.31154 | 42 | 42 | 5.7837 | 42 |  |  | 0.31154 | 13.0847
12440 | PARKD_1SVC8 | 1 | North | YES | 0.13775 | 0 | 0 | 0 | 0 | 1.007 | GST | 1 | 0.31158 | 0 | 0 | 0 | 0 |  |  | 0.31158 | 0
12449 | PARKD_2SVC8 | 1 | North | YES | 0.13775 | 0 | 0 | 0 | 0 | 1.007 | GST | 1 | 0.31158 | 0 | 0 | 0 | 0 |  |  | 0.31158 | 0
837 | NEWMAN_G5 | 1 | North | YES | 0.13802 | 0 | 15 | 40 |  | 1.01 | GST | 1 | 0.31186 | 40 | 40 | 5.5209 | 40 |  |  | 0.31186 | 12.4743
842 | OLINGER_G1 | 1 | North | YES | 0.13808 | 55.4 | 20 | 79 | 0 | 1.03 | GST | 1 | 0.31191 | 79 | 79 | 10.9079 | 79 |  |  | 0.31191 | 24.6408
843 | OLINGER_G2 | 1 | North | YES | 0.13808 | 76.2 | 25 | 110 | 0 | 1.03 | GST | 1 | 0.31191 | 110 | 110 | 15.1883 | 110 |  |  | 0.31191 | 34.31
844 | OLINGER_G3 | 1 | North | YES | 0.13808 | 103.9 | 45 | 150 | 0 | 1.03 | GST | 1 | 0.31191 | 150 | 150 | 20.7112 | 150 |  |  | 0.31191 | 46.7863
845 | OLINGER_G4 | 1 | North | YES | 0.13808 | 51.9 | 0 | 76 | 0 | 1.03 | GGT | 1 | 0.31191 | 76 | 76 | 10.4937 | 76 |  |  | 0.31191 | 23.7051
1433 | GRHAMSES_1G | 1 | North | YES | 0.13844 | 242 | 60 | 242 | 0 | 1.038 | GST | 1 | 0.31227 | 242 | 242 | 33.5015 | 242 |  |  | 0.31227 | 75.5693
1701 | MOSES_1G | 1 | North | YES | 0.13845 | 558 | 175 | 558 | 0 | 1.023 | LIGCO | 1 | 0.31228 | 0 | 558 | 77.2551 | 558 |  |  | 0.31228 | 174.2544
1702 | MOSES_2G | 2 | North | YES | 0.13845 | 579 | 175 | 579 | 0 | 1.023 | LIGCO | 1 | 0.31228 | 0 | 579 | 80.1625 | 579 |  |  | 0.31228 | 180.8123
1703 | MOSES_3G | 3 | North | YES | 0.13845 | 808 | 463 | 808 | 0 | 1.023 | LIGCO | 1 | 0.31228 | 0 | 808 | 111.8676 | 808 |  |  | 0.31228 | 252.3253
5925 | DCEAST | EQ | North | YES | 0.13845 | 400.3 | -600 | 600 | 0 | 1.025 | DCTie | 1 | 0.31228 | 0 | 0 | 0 | 0 |  |  | 0.31228 | 0
1675 | PEC_1G | 1 | North | YES | 0.13863 | 76.7 | 35 | 76.7 | 0 | 1.022 | Cogen | 1 | 0.31246 | 0 | 0 | 0 | 0 |  |  | 0.31246 | 0
1676 | PEC_2G | 2 | North | YES | 0.13863 | 79.6 | 35 | 79.6 | 0 | 1.022 | Cogen | 1 | 0.31246 | 0 | 0 | 0 | 0 |  |  | 0.31246 | 0
1677 | PEC_3G | 3 | North | YES | 0.13863 | 88.4 | 35 | 88.4 | 0 | 1.022 | Cogen | 1 | 0.31246 | 0 | 0 | 0 | 0 |  |  | 0.31246 | 0
1479 | WFCOGEN_1G | 1 | North | YES | 0.13882 | 16 | 12 | 20 | 0 | 1 | Cogen | 1 | 0.31265 | 0 | 0 | 0 | 0 |  |  | 0.31265 | 0
1479 | WFCOGEN_1G | 2 | North | YES | 0.13882 | 16 | 12 | 20 | 0 | 1 | Cogen | 1 | 0.31265 | 0 | 0 | 0 | 0 |  |  | 0.31265 | 0
1482 | WFCOGEN_2G | 2 | North | YES | 0.13882 | 13.6 | 12 | 17 | 0 | 1 | Cogen | 1 | 0.31265 | 0 | 0 | 0 | 0 |  |  | 0.31265 | 0
1482 | WFCOGEN_2G | 1 | North | YES | 0.13882 | 16 | 12 | 20 | 0 | 1 | Cogen | 1 | 0.31265 | 0 | 0 | 0 | 0 |  |  | 0.31265 | 0
1678 | LAMARPWR_1G | 1 | North | YES | 0.13884 | 160 | 67.7 | 160 | 0 | 1.038 | CC | 1 | 0.31267 | 160 | 160 | 22.2141 | 160 |  |  | 0.31267 | 50.0275
1679 | LAMARPWR_2G | 2 | North | YES | 0.13884 | 156 | 67.7 | 156 | 0 | 1.038 | CC | 1 | 0.31267 | 156 | 156 | 21.6587 | 156 |  |  | 0.31267 | 48.7768
1680 | LAMARPWR_3G | 3 | North | YES | 0.13884 | 196 | 129.1 | 196 | 0 | 1.038 | CC | 1 | 0.31267 | 196 | 196 | 27.2122 | 196 |  |  | 0.31267 | 61.2837
1681 | LAMARPWR_4G | 4 | North | YES | 0.13884 | 156 | 67.7 | 156 | 0 | 1.038 | CC | 1 | 0.31267 | 156 | 156 | 21.6587 | 156 |  |  | 0.31267 | 48.7768
1682 | LAMARPWR_5G | 5 | North | YES | 0.13884 | 157 | 67.7 | 157 | 0 | 1.038 | CC | 1 | 0.31267 | 157 | 157 | 21.7976 | 157 |  |  | 0.31267 | 49.0895
1683 | LAMARPWR_6G | 6 | North | YES | 0.13884 | 198 | 129.1 | 198 | 0 | 1.038 | CC | 1 | 0.31267 | 198 | 198 | 27.4899 | 198 |  |  | 0.31267 | 61.909
1432 | GRHAMSES_2G | 2 | North | YES | 0.13886 | 294.9 | 90 | 366 | 0 | 1.014 | GST | 1 | 0.3127 | 366 | 366 | 50.8246 | 366 |  |  | 0.3127 | 114.4478
1689 | VALLEY_3G | 3 | North | YES | 0.13908 | 0 | 25 | 375 |  | 1.003 | GST | 1 | 0.31291 | 375 | 375 | 52.1531 | 375 |  |  | 0.31291 | 117.3408
11691 | KMICHICT1_G | 1 | North | YES | 0.13908 | 144 | 80 | 144 | 0 | 1.026 | CC | 1 | 0.31291 | 144 | 144 | 20.0268 | 144 |  |  | 0.31291 | 45.0589
11692 | KMICHICT2_G | 2 | North | YES | 0.13908 | 146 | 80 | 146 | 0 | 1.026 | CC | 1 | 0.31291 | 146 | 146 | 20.305 | 146 |  |  | 0.31291 | 45.6847
11693 | KMICHIST3_G | 3 | North | YES | 0.13908 | 312 | 60 | 312 | 0 | 1.026 | CC | 1 | 0.31291 | 312 | 312 | 43.3914 | 312 |  |  | 0.31291 | 97.6276
11694 | KMICHICT4_G | 4 | North | YES | 0.13908 | 144 | 80 | 144 | 0 | 1.026 | CC | 1 | 0.31291 | 144 | 144 | 20.0268 | 144 |  |  | 0.31291 | 45.0589
11695 | KMICHICT5_G | 5 | North | YES | 0.13908 | 148 | 80 | 148 | 0 | 1.026 | CC | 1 | 0.31291 | 148 | 148 | 20.5831 | 148 |  |  | 0.31291 | 46.3105
11696 | KMICHIST6_G | 6 | North | YES | 0.13908 | 310 | 60 | 310 | 0 | 1.026 | CC | 1 | 0.31291 | 310 | 310 | 43.1133 | 310 |  |  | 0.31291 | 97.0017
1687 | VALLEY_1G | 1 | North | YES | 0.13943 | 136 | 15 | 170 | 0 | 1.029 | GST | 1 | 0.31326 | 170 | 170 | 23.7024 | 170 |  |  | 0.31326 | 53.2542
1688 | VALLEY_2G | 2 | North | YES | 0.13943 | 527 | 90 | 527 | 0 | 1.029 | GSC | 1 | 0.31326 | 527 | 527 | 73.4775 | 527 |  |  | 0.31326 | 165.0879
6948 | DENISNDM | 1 | North | YES | 0.13974 | 40 | 5 | 40 | 0 | 1.015 | Hydro | 1 | 0.31357 | 0 | 0 | 0 | 0 |  |  | 0.31357 | 0
6948 | DENISNDM | 2 | North | YES | 0.13974 | 31 | 5 | 40 | 0 | 1.015 | Hydro | 1 | 0.31357 | 0 | 0 | 0 | 0 |  |  | 0.31357 | 0
1643 | SLSTR1PP_1G | 1 | North | YES | 0.14048 | 6 | 0 | 60 | 0 | 1.022 | Wind | 1 | 0.31431 | 0 | 60 | 8.4286 | 60 |  |  | 0.31431 | 18.8586
2371 | COLLIN_1G | MB | North | YES | 0.14121 | 0 | 40 | 138 |  | 1.022 | GST | 1 | 0.31504 | 0 | 0 | 0 | 0 |  |  | 0.31504 | 0
2413 | MTCK6_G | 6 | North | YES | 0.14167 | 0 | 30 | 118 |  | 1.022 | GST | 1 | 0.31551 | 118 | 118 | 16.7173 | 118 |  |  | 0.31551 | 37.2297
2414 | MTCK7_G | 7 | North | YES | 0.14167 | 0 | 30 | 115 |  | 1.022 | GST | 1 | 0.31551 | 115 | 115 | 16.2923 | 115 |  |  | 0.31551 | 36.2832
2417 | MTCK8_G | 8 | North | YES | 0.14167 | 444.8 | 60 | 556 | 0 | 1.022 | GSC | 1 | 0.31551 | 556 | 556 | 78.7696 | 556 |  |  | 0.31551 | 175.4212
1600 | BARTNWND_1G | 1 | North | YES | 0.1417 | 12 | 0 | 120 | 0 | 1.022 | Wind | 1 | 0.31553 | 0 | 120 | 17.0038 | 120 |  |  | 0.31553 | 37.8638
344 | MRSSHPRD | 1 | North | YES | 0.14208 | 12 | 0 | 12 |  | 1.03 | Hydro | 1 | 0.31592 | 0 | 0 | 0 | 0 |  |  | 0.31592 | 0
345 | MRSSHPRD01 | 2 | North | YES | 0.14208 | 12 | 0 | 12 |  | 1.03 | Hydro | 1 | 0.31592 | 0 | 0 | 0 | 0 |  |  | 0.31592 | 0
2381 | NTHLK1_G | 1 | North | YES | 0.14285 | 0 | 35 | 156 |  | 1.022 | GST | 1 | 0.31668 | 156 | 156 | 22.2844 | 156 |  |  | 0.31668 | 49.4025
2382 | NTHLK2_G | 2 | North | YES | 0.14285 | 0 | 35 | 181 |  | 1.022 | GST | 1 | 0.31668 | 181 | 181 | 25.8557 | 181 |  |  | 0.31668 | 57.3196
2383 | NTHLK3_G | 3 | North | YES | 0.14285 | 0 | 50 | 329 |  | 1.022 | GST | 1 | 0.31668 | 329 | 329 | 46.9973 | 329 |  |  | 0.31668 | 104.1887
728 | WOLFRIDGE801 | 1 | North | YES | 0.14291 | 11.2 | 0 | 112.5 | 0 | 0.99 | Wind | 1 | 0.31674 | 0 | 112.5 | 16.0769 | 112.5 |  |  | 0.31674 | 35.6332
1453 | WCPWRCO_1G | 1 | North | YES | 0.14312 | 204 | 50 | 204 |  | 1.02 | CC | 1 | 0.31695 | 204 | 204 | 29.1967 | 204 |  |  | 0.31695 | 64.6588
1454 | WCPWRCO_2G | 2 | North | YES | 0.14312 | 204 | 50 | 204 |  | 1.02 | CC | 1 | 0.31695 | 204 | 204 | 29.1967 | 204 |  |  | 0.31695 | 64.6588
1455 | WCPWRCO_3G | 3 | North | YES | 0.14312 | 242 | 50 | 242 |  | 1.02 | CC | 1 | 0.31695 | 242 | 242 | 34.6353 | 242 |  |  | 0.31695 | 76.7031
923 | SPENCER_G4 | 1 | North | YES | 0.14312 | 48 | 20 | 61 | 0 | 1.03 | GST | 1 | 0.31696 | 61 | 61 | 8.7305 | 61 |  |  | 0.31696 | 19.3344
924 | SPENCER_G5 | 1 | North | YES | 0.14312 | 52 | 20 | 66 | 0 | 1.03 | GST | 1 | 0.31696 | 66 | 66 | 9.4461 | 66 |  |  | 0.31696 | 20.9192
12322 | ENNSTRAC_1G | 1 | North | YES | 0.14316 | 196 | 130 | 196 | 0 | 1.036 | CC | 1 | 0.31699 | 196 | 196 | 28.0592 | 196 |  |  | 0.31699 | 62.1306
12323 | ENNSTRAC_2G | 2 | North | YES | 0.14316 | 116 | 100 | 116 | 0 | 1.036 | CC | 1 | 0.31699 | 116 | 116 | 16.6064 | 116 |  |  | 0.31699 | 36.7712
2418 | MTCK2_G | 2 | North | YES | 0.14339 | 0 | 10 | 23 |  | 0.971 | #N/A | 1 | 0.31722 | 23 | 23 | 3.2979 | 23 |  |  | 0.31722 | 7.2961
2419 | MTCK3_G | MB | North | YES | 0.14339 | 0 | 10 | 63 |  | 0.971 | #N/A | 1 | 0.31722 | 63 | 63 | 9.0335 | 63 |  |  | 0.31722 | 19.985
580 | JCKCNTY801 | 1 | North | YES | 0.14462 | 288 | 0 | 288 | 0 | 1.022 | CC | 1 | 0.31845 | 288 | 288 | 41.6494 | 288 |  |  | 0.31845 | 91.7136
581 | JCKCNTY802 | 2 | North | YES | 0.14462 | 147 | 0 | 147 | 0 | 1.022 | CC | 1 | 0.31845 | 147 | 147 | 21.2586 | 147 |  |  | 0.31845 | 46.8121
582 | JCKCNTY803 | 3 | North | YES | 0.14462 | 147 | 0 | 147 | 0 | 1.022 | CC | 1 | 0.31845 | 147 | 147 | 21.2586 | 147 |  |  | 0.31845 | 46.8121
503 | NTHTEXAS01 | 1 | North | YES | 0.14531 | 0 | 5 | 18 |  | 1.015 | GST | 1 | 0.31914 | 18 | 18 | 2.6156 | 18 |  |  | 0.31914 | 5.7446
504 | NTHTEXAS02 | 2 | North | YES | 0.14531 | 14.4 | 5 | 18 |  | 1.015 | GST | 1 | 0.31914 | 18 | 18 | 2.6156 | 18 |  |  | 0.31914 | 5.7446
505 | NTHTEXAS03 | 3 | North | YES | 0.14531 | 30.4 | 15 | 38 |  | 1.015 | GST | 1 | 0.31914 | 38 | 38 | 5.5218 | 38 |  |  | 0.31914 | 12.1275
332 | RWMILLER01 | 1 | North | YES | 0.14621 | 58.4 | 18.5 | 73 | 0 | 1.04 | GST | 1 | 0.32005 | 73 | 73 | 10.6735 | 73 |  |  | 0.32005 | 23.3633
333 | RWMILLER02 | 2 | North | YES | 0.14621 | 95.2 | 37 | 119 | 0 | 1.04 | GST | 1 | 0.32005 | 119 | 119 | 17.3992 | 119 |  |  | 0.32005 | 38.0855
334 | RWMILLER03 | 3 | North | YES | 0.14621 | 166.4 | 65 | 208 | 0 | 1.04 | GST | 1 | 0.32005 | 208 | 208 | 30.4121 | 208 |  |  | 0.32005 | 66.5695
335 | RWMILLER04 | 4 | North | YES | 0.14621 | 81.6 | 0 | 102 | 0 | 1.04 | GST | 1 | 0.32005 | 102 | 102 | 14.9136 | 102 |  |  | 0.32005 | 32.6447
336 | RWMILLER05 | 5 | North | YES | 0.14621 | 80.8 | 0 | 101 | 0 | 1.04 | GST | 1 | 0.32005 | 101 | 101 | 14.7674 | 101 |  |  | 0.32005 | 32.3246
1861 | EAGLEMNT_1G | MB | North | YES | 0.14693 | 0 | 30 | 112 |  | 1.022 | GST | 1 | 0.32076 | 0 | 0 | 0 | 0 |  |  | 0.32076 | 0
1862 | EAGLEMNT_2G | MB | North | YES | 0.14693 | 0 | 40 | 100 |  | 1.022 | GST | 1 | 0.32076 | 0 | 0 | 0 | 0 |  |  | 0.32076 | 0
1863 | EAGLEMNT_3G | MB | North | YES | 0.14693 | 0 | 50 | 378 |  | 1.022 | GST | 1 | 0.32076 | 0 | 0 | 0 | 0 |  |  | 0.32076 | 0
1898 | COMCHEPK_1G | 1 | North | YES | 0.14855 | 1159 | 1150 | 1159 | 0 | 1.032 | Nuc | 1 | 0.32238 | 0 | 0 | 0 | 0 |  |  | 0.32238 | 0
1899 | COMCHEPK_2G | 2 | North | YES | 0.14855 | 1159 | 1128 | 1159 | 0 | 1.032 | Nuc | 1 | 0.32238 | 0 | 0 | 0 | 0 |  |  | 0.32238 | 0
1877 | WLFHOLW_1G | 1 | North | YES | 0.14915 | 217.3 | 89.2 | 217.3 | 0 | 1.032 | CC | 1 | 0.32299 | 217.3 | 217.3 | 32.4107 | 217.3 |  |  | 0.32299 | 70.1848
1878 | WLFHOLW_2G | 2 | North | YES | 0.14915 | 215.7 | 105 | 215.7 | 0 | 1.032 | CC | 1 | 0.32299 | 215.7 | 215.7 | 32.1721 | 215.7 |  |  | 0.32299 | 69.668
1879 | WLFHOLW_3G | 3 | North | YES | 0.14915 | 272.4 | 89.2 | 272.4 | 0 | 1.032 | CC | 1 | 0.32299 | 272.4 | 272.4 | 40.629 | 272.4 |  |  | 0.32299 | 87.9813
1889 | DECRDOVA_1G | 1 | North | YES | 0.14959 | 779 | 255 | 779 | 0 | 1.02 | GSC | 1 | 0.32342 | 779 | 779 | 116.5298 | 779 |  |  | 0.32342 | 251.9464
1945 | HANDLEY_1G | MB | North | YES | 0.14988 | 0 | 25 | 36 |  | 0.986 | #N/A | 1 | 0.32372 | 36 | 36 | 5.3959 | 36 |  |  | 0.32372 | 11.6539
1946 | HANDLEY_2G | MB | North | YES | 0.14988 | 0 | 30 | 68 |  | 0.986 | #N/A | 1 | 0.32372 | 68 | 68 | 10.1922 | 68 |  |  | 0.32372 | 22.0129
1948 | HANDLEY_4G | 4 | North | YES | 0.15011 | 348 | 150 | 435 | 0 | 1.022 | GST | 1 | 0.32394 | 435 | 435 | 65.2974 | 435 |  |  | 0.32394 | 140.9151
1947 | HANDLEY_3G | 3 | North | YES | 0.15052 | 316 | 100 | 395 | 0 | 1.022 | GST | 1 | 0.32436 | 395 | 395 | 59.457 | 395 |  |  | 0.32436 | 128.1213
1949 | HANDLEY_5G | 5 | North | YES | 0.15052 | 348 | 150 | 435 | 0 | 1.022 | GST | 1 | 0.32436 | 435 | 435 | 65.4779 | 435 |  |  | 0.32436 | 141.0957
1892 | DECRDOVA_2G | A | North | YES | 0.15058 | 65 | 65 | 70 | 0 | 1.025 | GGT | 1 | 0.32442 | 70 | 70 | 10.5408 | 70 |  |  | 0.32442 | 22.7092
1893 | DECRDOVA_3G | B | North | YES | 0.15058 | 65 | 65 | 69 | 0 | 1.025 | GGT | 1 | 0.32442 | 69 | 69 | 10.3902 | 69 |  |  | 0.32442 | 22.3848
1894 | DECRDOVA_4G | C | North | YES | 0.15058 | 65 | 65 | 69 | 0 | 1.025 | GGT | 1 | 0.32442 | 69 | 69 | 10.3902 | 69 |  |  | 0.32442 | 22.3848
1895 | DECRDOVA_5G | D | North | YES | 0.15058 | 65 | 65 | 68 | 0 | 1.025 | GGT | 1 | 0.32442 | 68 | 68 | 10.2396 | 68 |  |  | 0.32442 | 22.0603
366 | JNSNCNTY802 | 1 | North | YES | 0.15612 | 168 | 20 | 168 | 0 | 1.02 | Cogen | 1 | 0.32995 | 0 | 0 | 0 | 0 |  |  | 0.32995 | 0
367 | JNSNCNTY802 | 2 | North | YES | 0.15612 | 90 | 20 | 90 | 0 | 1.02 | Cogen | 1 | 0.32995 | 0 | 0 | 0 | 0 |  |  | 0.32995 | 0
1941 | MDLTHELP_1G | 1 | North | YES | 0.15968 | 216.4 | 74 | 216.4 | 0 | 1 | CC | 1 | 0.33351 | 216.4 | 216.4 | 34.5548 | 216.4 |  |  | 0.33351 | 72.1724
1942 | MDLTHELP_2G | 2 | North | YES | 0.15968 | 216.1 | 74 | 216.1 | 0 | 1 | CC | 1 | 0.33351 | 216.1 | 216.1 | 34.5068 | 216.1 |  |  | 0.33351 | 72.0723
1937 | MDLTHELP_5G | 5 | North | YES | 0.16027 | 224 | 74 | 224 | 0 | 1 | CC | 1 | 0.3341 | 224 | 224 | 35.9007 | 224 |  |  | 0.3341 | 74.8395
1938 | MDLTHELP_6G | 6 | North | YES | 0.16027 | 226 | 74 | 226 | 0 | 1 | CC | 1 | 0.3341 | 226 | 226 | 36.2212 | 226 |  |  | 0.3341 | 75.5077
1943 | MDLTHELP_3G | 3 | North | YES | 0.16027 | 212 | 74 | 212 | 0 | 1 | CC | 1 | 0.3341 | 212 | 212 | 33.9775 | 212 |  |  | 0.3341 | 70.8302
1944 | MDLTHELP_4G | 4 | North | YES | 0.16027 | 211 | 74 | 211 | 0 | 1 | CC | 1 | 0.3341 | 211 | 211 | 33.8172 | 211 |  |  | 0.3341 | 70.4961
244 | WHITNYDM01 | 1 | North | YES | 0.18449 | 15 | 0 | 15 | 0 | 1.035 | Hydro | 1 | 0.35832 | 0 | 0 | 0 | 0 |  |  | 0.35832 | 0
245 | WHITNYDM02 | 2 | North | YES | 0.18449 | 15 | 0 | 15 | 0 | 1.035 | Hydro | 1 | 0.35832 | 0 | 0 | 0 | 0 |  |  | 0.35832 | 0
251 | BOSQUESW803 | 2 | North | YES | 0.1934 | 150 | 0 | 150 |  | 1.032 | CC | 1 | 0.36723 | 150 | 150 | 29.0099 | 150 |  |  | 0.36723 | 55.0849
253 | BOSQUESW804 | 2 | North | YES | 0.1934 | 80 | 0 | 80 |  | 1.032 | CC | 1 | 0.36723 | 80 | 80 | 15.4719 | 80 |  |  | 0.36723 | 29.3786
3416 | LAKE_CRK1_G | 1 | North | YES | 0.21185 | 60 | 33 | 75 |  | 1.029 | GST | 1 | 0.38569 | 75 | 75 | 15.889 | 75 |  |  | 0.38569 | 28.9266
3417 | LAKE_CRK2_G | 2 | North | YES | 0.21185 | 177.6 | 40 | 222 | 0 | 1.029 | GST | 1 | 0.38569 | 222 | 222 | 47.0316 | 222 |  |  | 0.38569 | 85.6227
238 | BOSQUESW505 | 1 | North | YES | 0.22985 | 255 | 0 | 255 | 0 | 1.02 | CC | 1 | 0.40369 | 255 | 255 | 58.6123 | 255 |  |  | 0.40369 | 102.9399
239 | BOSQUESW502 | 1 | North | YES | 0.22985 | 119.2 | 0 | 149 | 0 | 1.02 | GGT | 1 | 0.40369 | 149 | 149 | 34.2479 | 149 |  |  | 0.40369 | 60.1492
247 | BOSQUESW501 | 2 | North | YES | 0.22985 | 124.8 | 0 | 156 | 0 | 1.02 | GGT | 1 | 0.40369 | 156 | 156 | 35.8569 | 156 |  |  | 0.40369 | 62.975
3403 | THOUSE_1G | 1 | North | YES | 0.28395 | 563 | 200 | 563 | 0 | 1.012 | GSC | 1 | 0.45778 | 563 | 563 | 159.8616 | 563 |  |  | 0.45778 | 257.73
3404 | THOUSE_2G | 2 | North | YES | 0.28395 | 807 | 250 | 807 | 0 | 1.012 | GSC | 1 | 0.45778 | 807 | 807 | 229.1444 | 807 |  |  | 0.45778 | 369.4283
Note on AL4: Zonal Cap - Zonal Impact

## Distributed Slack - Bound Gen
Number of Bus | Name of Bus | ID | Area Name of Gen | AGC | P Sensitivity of Bus | Gen MW | Min MW | Max MW | V Sensitivity of Bus | Set Volt | Tech Type | Zone Impact | Zone Correlation | Inc Max | Dec Max | Souce S.F. Weighting | Souce Capacity | Sink S.F. Weighting | Sink Capacity | PTDF Calc | PTDF Weighting | max of zone correlation | -0.27351 |  |  | Neg PTDF weight | Pos PTDF weight
8139 | JOS #1 | MB | South | YES | 0 | 0 | 45 | 255 |  | 1.02 | GST | -1 | -0.077468 | 0 | 0 |  |  | 0 | 0 | 0.077468 | 0 |  |  |  |  | 0 | 0
8285 | LAR #1 | MB | South | YES | 0 | 0 | 9 | 32 |  | 1.0497 | GST | -1 | -0.077468 | 0 | 0 |  |  | 0 | 0 | 0.077468 | 0 |  |  |  |  | 0 | 0
8287 | LAR #2 | MB | South | YES | 0 | 0 | 9 | 32 |  | 1.04 | GST | -1 | -0.077468 | 0 | 0 |  |  | 0 | 0 | 0.077468 | 0 |  |  |  |  | 0 | 0
8288 | LAR #3 | MB | South | YES | 0 | 0 | 25 | 105 |  | 1.04 | GST | -1 | -0.077468 | 0 | 0 |  |  | 0 | 0 | 0.077468 | 0 |  |  | Weighted Shift Factors |  | 0 | 0
8388 | BATES0A | MB | South | YES | 0 | 0 | 21 | 71 |  | 1.033 | GST | -1 | -0.077468 | 0 | 0 |  |  | 0 | 0 | 0.077468 | 0 |  |  | North | -0.077468 | 0 | 0
8393 | BATES0B | MB | South | YES | 0 | 0 | 25 | 110 |  | 1.03 | GST | -1 | -0.077468 | 0 | 0 |  |  | 0 | 0 | 0.077468 | 0 |  |  | South | 0.11295 | 0 | 0
8437 | NUECES_B0C | MB | South | YES | 0 | 0 | 7 | 30 |  | 1.03 | GST | -1 | -0.077468 | 0 | 0 |  |  | 0 | 0 | 0.077468 | 0 |  |  |  |  | 0 | 0
8438 | NUECES_B0B | MB | South | YES | 0 | 0 | 26 | 169 |  | 1.03 | GST | -1 | -0.077468 | 0 | 0 |  |  | 0 | 0 | 0.077468 | 0 | South |  |  |  | 0 | 0
39190 | TNSLCGN1__8 | 1 | Houston | YES | 0 | 0 | 10 | 30 |  | 1.03 | Cogen | -1 | -0.077468 | 0 | 0 |  |  |  |  | 0.077468 | 0 | Line Rating |  | 1072 |  | 0 | 0
5934 | SI_RAY5 | 5 | South | YES | 0 | 0 | 10 | 15 |  | 1.035 | GST | -1 | -0.077468 | 15 | 15 |  |  | 0 | 15 | 0.077468 | 1.162 | Impact Counter to Zone: |  | 0 |  | 0 | 1.162
48591 | CHE_GT2_5030 | 2 | Houston | YES | 0.018069 | 173 | 50 | 173 | 0 | 1.029 | Cogen | -1 | -0.095537 | 0 | 0 |  |  |  |  | 0.095537 | 0 |  |  | 0% |  | 0 | 0
48811 | CVC_GT3_5045 | 3 | Houston | YES | 0.018069 | 156 | 91.8 | 156 | 0 | 1.029 | Cogen | -1 | -0.095537 | 0 | 0 |  |  |  |  | 0.095537 | 0 |  |  |  |  | 0 | 0
48812 | CVC_GT2_5020 | 2 | Houston | YES | 0.018069 | 158 | 91.8 | 158 | 0 | 1.029 | Cogen | -1 | -0.095537 | 0 | 0 |  |  |  |  | 0.095537 | 0 | North |  |  |  | 0 | 0
48813 | CVC_GT1_5035 | 1 | Houston | YES | 0.018069 | 160 | 91.8 | 160 | 0 | 1.029 | Cogen | -1 | -0.095537 | 0 | 0 |  |  |  |  | 0.095537 | 0 | Line Rating |  | 1072 |  | 0 | 0
48814 | CVC_ST5_5040 | 1 | Houston | YES | 0.018069 | 162 | 91.8 | 162 | 0 | 1.029 | Cogen | -1 | -0.095537 | 0 | 0 |  |  |  |  | 0.095537 | 0 | Impact Counter to Zone: |  | 0 |  | 0 | 0
48886 | THW_5354 | C | Houston | YES | 0.021892 | 45.6 | 5 | 57 |  | 1.0319 | GGT | -1 | -0.09936 | 57 | 57 |  |  |  |  | 0.09936 | 5.6635 |  |  | 0% |  | 0 | 5.6635
48887 | THW_5556 | F | Houston | YES | 0.021892 | 45.6 | 5 | 57 |  | 1.0319 | GGT | -1 | -0.09936 | 57 | 57 |  |  |  |  | 0.09936 | 5.6635 |  |  |  |  | 0 | 5.6635
48885 | THW_5152 | A | Houston | YES | 0.021892 | 46.4 | 5 | 58 |  | 1.0319 | GGT | -1 | -0.09936 | 58 | 58 |  |  |  |  | 0.09936 | 5.7629 |  |  |  |  | 0 | 5.7629
48886 | THW_5354 | D | Houston | YES | 0.021892 | 46.4 | 5 | 58 |  | 1.0319 | GGT | -1 | -0.09936 | 58 | 58 |  |  |  |  | 0.09936 | 5.7629 |  |  |  |  | 0 | 5.7629
48885 | THW_5152 | B | Houston | YES | 0.021892 | 47.2 | 5 | 59 |  | 1.0319 | GGT | -1 | -0.09936 | 59 | 59 |  |  |  |  | 0.09936 | 5.8623 |  |  |  |  | 0 | 5.8623
48887 | THW_5556 | E | Houston | YES | 0.021892 | 47.2 | 5 | 59 |  | 1.0319 | GGT | -1 | -0.09936 | 59 | 59 |  |  |  |  | 0.09936 | 5.8623 |  |  |  |  | 0 | 5.8623
48690 | GBY_GN5_5 | 5 | Houston | YES | 0.022163 | 318.4 | 81 | 398 |  | 1.0362 | GSC | -1 | -0.099631 | 398 | 398 |  |  |  |  | 0.099631 | 39.6533 |  |  |  |  | 0 | 39.6533
48597 | BTE_GT4_8055 | 3 | Houston | YES | 0.022361 | 158.9 | 130 | 158.9 | 0 | 1.0261 | CC | -1 | -0.099829 | 158.9 | 158.9 |  |  |  |  | 0.099829 | 15.8629 |  |  |  |  | 0 | 15.8629
48596 | BTE_GT3_8045 | 2 | Houston | YES | 0.022361 | 161.4 | 130 | 161.4 | 0 | 1.0261 | CC | -1 | -0.099829 | 161.4 | 161.4 |  |  |  |  | 0.099829 | 16.1125 |  |  |  |  | 0 | 16.1125
48595 | BTE_GT2_8075 | 1 | Houston | YES | 0.022361 | 162.8 | 130 | 162.8 | 0 | 1.0261 | CC | -1 | -0.099829 | 162.8 | 162.8 |  |  |  |  | 0.099829 | 16.2522 |  |  |  |  | 0 | 16.2522
48598 | BTE_ST1_8070 | 4 | Houston | YES | 0.022361 | 269.2 | 60 | 269.2 | 0 | 1.0261 | CC | -1 | -0.099829 | 269.2 | 269.2 |  |  |  |  | 0.099829 | 26.8741 |  |  |  |  | 0 | 26.8741
48583 | CBY_GT4_1 | 1 | Houston | YES | 0.022988 | 172 | 0 | 172 | 0 | 1.027 | GSC | -1 | -0.10046 | 172 | 172 |  |  |  |  | 0.10046 | 17.2785 |  |  |  |  | 0 | 17.2785
48584 | CBY_GT4_2 | 2 | Houston | YES | 0.022988 | 172 | 0 | 172 | 0 | 1.027 | CC | -1 | -0.10046 | 172 | 172 |  |  |  |  | 0.10046 | 17.2785 |  |  |  |  | 0 | 17.2785
48585 | CBY_ST4_1 | 3 | Houston | YES | 0.022988 | 172 | 0 | 172 | 0 | 1.027 | CC | -1 | -0.10046 | 172 | 172 |  |  |  |  | 0.10046 | 17.2785 |  |  |  |  | 0 | 17.2785
48815 | CVC_GT4_8005 | 4 | Houston | YES | 0.023096 | 165 | 91.8 | 165 |  | 1.0362 | Cogen | -1 | -0.10056 | 0 | 0 |  |  |  |  | 0.10056 | 0 |  |  |  |  | 0 | 0
48791 | PSA_GT1_8160 | 1 | Houston | YES | 0.023295 | 52 | 20.8 | 65 | 0 | 1.0362 | Cogen | -1 | -0.10076 | 0 | 0 |  |  |  |  | 0.10076 | 0 |  |  |  |  | 0 | 0
48792 | PSA_GT2_8155 | 2 | Houston | YES | 0.023295 | 52.8 | 20.3 | 66 | 0 | 1.0362 | Cogen | -1 | -0.10076 | 0 | 0 |  |  |  |  | 0.10076 | 0 |  |  |  |  | 0 | 0
48793 | PSA_GT3_8150 | 3 | Houston | YES | 0.023295 | 56 | 20.3 | 70 | 0 | 1.0362 | Cogen | -1 | -0.10076 | 0 | 0 |  |  |  |  | 0.10076 | 0 |  |  |  |  | 0 | 0
48794 | PSA_GT4_8145 | 4 | Houston | YES | 0.023295 | 52.8 | 20.3 | 66 | 0 | 1.0362 | Cogen | -1 | -0.10076 | 0 | 0 |  |  |  |  | 0.10076 | 0 |  |  |  |  | 0 | 0
48795 | PSA_GT5_8140 | 5 | Houston | YES | 0.023295 | 51.2 | 20.3 | 64 | 0 | 1.0362 | Cogen | -1 | -0.10076 | 0 | 0 |  |  |  |  | 0.10076 | 0 |  |  |  |  | 0 | 0
48796 | PSA_GN1_8165 | 1 | Houston | YES | 0.023295 | 83.2 | 43.1 | 104 | 0 | 1.0362 | Cogen | -1 | -0.10076 | 0 | 0 |  |  |  |  | 0.10076 | 0 |  |  |  |  | 0 | 0
48797 | PSA_GT6_8135 | 6 | Houston | YES | 0.023295 | 47.2 | 34.5 | 59 | 0 | 1.0362 | Cogen | -1 | -0.10076 | 0 | 0 |  |  |  |  | 0.10076 | 0 |  |  |  |  | 0 | 0
48581 | CBY_GN1_1 | 1 | Houston | YES | 0.023307 | 595.2 | 108 | 744 | 0 | 1.0435 | GSC | -1 | -0.10078 | 744 | 744 |  |  |  |  | 0.10078 | 74.9769 |  |  |  |  | 0 | 74.9769
48940 | WARVUE_GT1 | G1 | Houston | YES | 0.02332 | 15 | 0 | 15 |  | 1.021 | Cogen | -1 | -0.10079 | 0 | 0 |  |  |  |  | 0.10079 | 0 |  |  |  |  | 0 | 0
48651 | EP_1_2 | 1 | Houston | YES | 0.023331 | 4 | 0 | 5 | 0 | 1.0362 | Cogen | -1 | -0.1008 | 0 | 0 |  |  |  |  | 0.1008 | 0 |  |  |  |  | 0 | 0
48651 | EP_1_2 | 2 | Houston | YES | 0.023331 | 17.7 | 10 | 21 | 0 | 1.0362 | Cogen | -1 | -0.1008 | 0 | 0 |  |  |  |  | 0.1008 | 0 |  |  |  |  | 0 | 0
49803 | EXN_15GT | 1 | Houston | YES | 0.023691 | 33 | 8.3 | 34 |  | 1.0326 | Cogen | -1 | -0.10116 | 0 | 0 |  |  |  |  | 0.10116 | 0 |  |  |  |  | 0 | 0
49804 | EXN_16GT | 2 | Houston | YES | 0.023691 | 32 | 8.3 | 34.7 |  | 1.0326 | Cogen | -1 | -0.10116 | 0 | 0 |  |  |  |  | 0.10116 | 0 |  |  |  |  | 0 | 0
49805 | EXN_17GT | 3 | Houston | YES | 0.023691 | 31 | 8.3 | 32.7 |  | 1.0326 | Cogen | -1 | -0.10116 | 0 | 0 |  |  |  |  | 0.10116 | 0 |  |  |  |  | 0 | 0
49826 | EXN938GT | 5 | Houston | YES | 0.023691 | 43 | 9.2 | 45.9 |  | 1.0326 | Cogen | -1 | -0.10116 | 0 | 0 |  |  |  |  | 0.10116 | 0 |  |  |  |  | 0 | 0
49828 | EXN941GT | 10 | Houston | YES | 0.023691 | 17.7 | 5.4 | 17.7 | 0 | 1.0326 | Cogen | -1 | -0.10116 | 0 | 0 |  |  |  |  | 0.10116 | 0 |  |  |  |  | 0 | 0
49829 | EXN942GT | 11 | Houston | YES | 0.023691 | 20 | 5.4 | 20.4 | 0 | 1.0326 | Cogen | -1 | -0.10116 | 0 | 0 |  |  |  |  | 0.10116 | 0 |  |  |  |  | 0 | 0
49830 | EXN943GT | 12 | Houston | YES | 0.023691 | 19 | 5.4 | 19.9 | 0 | 1.0326 | Cogen | -1 | -0.10116 | 0 | 0 |  |  |  |  | 0.10116 | 0 |  |  |  |  | 0 | 0
49831 | EXN944GT | 13 | Houston | YES | 0.023691 | 33 | 5.4 | 35 | 0 | 1.0326 | Cogen | -1 | -0.10116 | 0 | 0 |  |  |  |  | 0.10116 | 0 |  |  |  |  | 0 | 0
49832 | EXN945GT | 9 | Houston | YES | 0.023691 | 18.5 | 9.2 | 18.5 |  | 1.0326 | Cogen | -1 | -0.10116 | 0 | 0 |  |  |  |  | 0.10116 | 0 |  |  |  |  | 0 | 0
49837 | EXN_GT | 4 | Houston | YES | 0.023691 | 81 | 21.3 | 85.4 |  | 1.0326 | Cogen | -1 | -0.10116 | 0 | 0 |  |  |  |  | 0.10116 | 0 |  |  |  |  | 0 | 0
49838 | EXN_14GT | 14 | Houston | YES | 0.023691 | 140 | 0 | 148 |  | 1.0326 | Cogen | -1 | -0.10116 | 0 | 0 |  |  |  |  | 0.10116 | 0 |  |  |  |  | 0 | 0
48883 | THW_GT1_GT_1 | B2 | Houston | YES | 0.023792 | 0 | 0 | 12 |  | 1.043 | GGT | -1 | -0.10126 | 12 | 12 |  |  |  |  | 0.10126 | 1.2151 |  |  |  |  | 0 | 1.2151
48582 | CBY_GN2_2 | 2 | Houston | YES | 0.024063 | 596.8 | 110 | 746 | 0 | 1.0435 | GSC | -1 | -0.10153 | 746 | 746 |  |  |  |  | 0.10153 | 75.7424 |  |  |  |  | 0 | 75.7424
48875 | THW_3132 | B | Houston | YES | 0.024625 | 53 | 5 | 53 | 0 | 1.0435 | CC | -1 | -0.10209 | 53 | 53 |  |  |  |  | 0.10209 | 5.4109 |  |  |  |  | 0 | 5.4109
48875 | THW_3132 | A | Houston | YES | 0.024625 | 55 | 5 | 55 | 0 | 1.0435 | CC | -1 | -0.10209 | 55 | 55 |  |  |  |  | 0.10209 | 5.6151 |  |  |  |  | 0 | 5.6151
48877 | THW_3334 | C | Houston | YES | 0.024625 | 55 | 5 | 55 | 0 | 1.0435 | CC | -1 | -0.10209 | 55 | 55 |  |  |  |  | 0.10209 | 5.6151 |  |  |  |  | 0 | 5.6151
48879 | THW_4142 | F | Houston | YES | 0.024625 | 55 | 5 | 55 | 0 | 1.0435 | CC | -1 | -0.10209 | 55 | 55 |  |  |  |  | 0.10209 | 5.6151 |  |  |  |  | 0 | 5.6151
48879 | THW_4142 | E | Houston | YES | 0.024625 | 56 | 5 | 56 | 0 | 1.0435 | CC | -1 | -0.10209 | 56 | 56 |  |  |  |  | 0.10209 | 5.7172 |  |  |  |  | 0 | 5.7172
48877 | THW_3334 | D | Houston | YES | 0.024625 | 57 | 5 | 57 | 0 | 1.0435 | CC | -1 | -0.10209 | 57 | 57 |  |  |  |  | 0.10209 | 5.8193 |  |  |  |  | 0 | 5.8193
48881 | THW_4344 | G | Houston | YES | 0.024625 | 58 | 5 | 58 | 0 | 1.0435 | CC | -1 | -0.10209 | 58 | 58 |  |  |  |  | 0.10209 | 5.9214 |  |  |  |  | 0 | 5.9214
48881 | THW_4344 | H | Houston | YES | 0.024625 | 58 | 5 | 58 | 0 | 1.0435 | CC | -1 | -0.10209 | 58 | 58 |  |  |  |  | 0.10209 | 5.9214 |  |  |  |  | 0 | 5.9214
48873 | THW_ST3_ST_3 | 3 | Houston | YES | 0.024625 | 107 | 19 | 107 | 0 | 1.0435 | CC | -1 | -0.10209 | 107 | 107 |  |  |  |  | 0.10209 | 10.924 |  |  |  |  | 0 | 10.924
48874 | THW_ST4_ST_4 | 4 | Houston | YES | 0.024625 | 108 | 19 | 108 | 0 | 1.0435 | CC | -1 | -0.10209 | 108 | 108 |  |  |  |  | 0.10209 | 11.0261 |  |  |  |  | 0 | 11.0261
48593 | CHE_GT1_8015 | 1 | Houston | YES | 0.025305 | 173 | 50 | 173 | 0 | 1.0362 | Cogen | -1 | -0.10277 | 0 | 0 |  |  |  |  | 0.10277 | 0 |  |  |  |  | 0 | 0
48594 | CHE_GN4_8025 | 4 | Houston | YES | 0.025305 | 142 | 60 | 142 | 0 | 1.0362 | Cogen | -1 | -0.10277 | 0 | 0 |  |  |  |  | 0.10277 | 0 |  |  |  |  | 0 | 0
48513 | LPE_GT3_8080 | 3 | Houston | YES | 0.025373 | 39 | 0 | 39 | 0 | 1.0362 | GGT | -1 | -0.10284 | 39 | 39 |  |  |  |  | 0.10284 | 4.0108 |  |  |  |  | 0 | 4.0108
48514 | LPE_GT4_8085 | 4 | Houston | YES | 0.025373 | 39 | 0 | 39 | 0 | 1.0362 | GGT | -1 | -0.10284 | 39 | 39 |  |  |  |  | 0.10284 | 4.0108 |  |  |  |  | 0 | 4.0108
48511 | LPE_GT1_8070 | 1 | Houston | YES | 0.025373 | 42 | 0 | 42 | 0 | 1.0362 | GGT | -1 | -0.10284 | 42 | 42 |  |  |  |  | 0.10284 | 4.3193 |  |  |  |  | 0 | 4.3193
48512 | LPE_GT2_8075 | 2 | Houston | YES | 0.025373 | 42 | 0 | 42 | 0 | 1.0362 | GGT | -1 | -0.10284 | 42 | 42 |  |  |  |  | 0.10284 | 4.3193 |  |  |  |  | 0 | 4.3193
48500 | APD_GT1_8005 | 1 | Houston | YES | 0.025482 | 137.6 | 54.6 | 137.6 | 0 | 1.0362 | Cogen | -1 | -0.10295 | 0 | 0 |  |  |  |  | 0.10295 | 0 |  |  |  |  | 0 | 0
48820 | SHELLG1_3015 | 1 | Houston | YES | 0.025943 | 71 | 34.5 | 71 |  | 1.029 | Cogen | -1 | -0.10341 | 0 | 0 |  |  |  |  | 0.10341 | 0 |  |  |  |  | 0 | 0
48821 | SHELLG2 | 2 | Houston | YES | 0.025943 | 72 | 34.5 | 72 |  | 1.029 | Cogen | -1 | -0.10341 | 0 | 0 |  |  |  |  | 0.10341 | 0 |  |  |  |  | 0 | 0
48822 | SHELLG3_3020 | 2 | Houston | YES | 0.025943 | 30 | 0 | 30 |  | 1.029 | Cogen | -1 | -0.10341 | 0 | 0 |  |  |  |  | 0.10341 | 0 |  |  |  |  | 0 | 0
48822 | SHELLG3_3020 | 1 | Houston | YES | 0.025943 | 39 | 0 | 39 |  | 1.029 | Cogen | -1 | -0.10341 | 0 | 0 |  |  |  |  | 0.10341 | 0 |  |  |  |  | 0 | 0
48740 | PSG_GN2_8050 | 1 | Houston | YES | 0.026278 | 182 | 60 | 182 | 0 | 1.0326 | Cogen | -1 | -0.10375 | 0 | 0 |  |  |  |  | 0.10375 | 0 |  |  |  |  | 0 | 0
48741 | PSG_GT2_8040 | 1 | Houston | YES | 0.026278 | 158.6 | 50 | 158.6 | 0 | 1.0326 | Cogen | -1 | -0.10375 | 0 | 0 |  |  |  |  | 0.10375 | 0 |  |  |  |  | 0 | 0
48742 | PSG_GT3_8060 | 1 | Houston | YES | 0.026278 | 157 | 50 | 157 | 0 | 1.0326 | Cogen | -1 | -0.10375 | 0 | 0 |  |  |  |  | 0.10375 | 0 |  |  |  |  | 0 | 0
48854 | SRB_GN4_4 | 4 | Houston | YES | 0.026279 | 182.4 | 35 | 228 | 0 | 1.0326 | GST | -1 | -0.10375 | 228 | 228 |  |  |  |  | 0.10375 | 23.6544 |  |  |  |  | 0 | 23.6544
48611 | DIB_GT1_8080 | 1 | Houston | YES | 0.026285 | 64 | 0 | 64 | 0 | 1.0326 | Cogen | -1 | -0.10375 | 0 | 0 |  |  |  |  | 0.10375 | 0 |  |  |  |  | 0 | 0
48612 | DIB_GT2_8075 | 2 | Houston | YES | 0.026285 | 63.2 | 0 | 63.2 | 0 | 1.0326 | Cogen | -1 | -0.10375 | 0 | 0 |  |  |  |  | 0.10375 | 0 |  |  |  |  | 0 | 0
48613 | DIB_ST1_8085 | 3 | Houston | YES | 0.026285 | 67.9 | 30 | 82.6 | 0 | 1.0326 | Cogen | -1 | -0.10375 | 0 | 0 |  |  |  |  | 0.10375 | 0 |  |  |  |  | 0 | 0
48614 | DIB_GT3_8090 | 4 | Houston | YES | 0.026285 | 73.6 | 15 | 73.6 | 0 | 1.0326 | Cogen | -1 | -0.10375 | 0 | 0 |  |  |  |  | 0.10375 | 0 |  |  |  |  | 0 | 0
48845 | SOL_GT1 | 1 | Houston | YES | 0.026288 | 16.2 | 15.4 | 16.2 |  | 1.0326 | Solar | -1 | -0.10376 | 16.2 | 16.2 |  |  |  |  | 0.10376 | 1.6809 |  |  |  |  | 0 | 1.6809
48853 | SRB_GN3_3 | 3 | Houston | YES | 0.026292 | 170.4 | 35 | 213 |  | 1.0326 | GST | -1 | -0.10376 | 213 | 213 |  |  |  |  | 0.10376 | 22.101 |  |  |  |  | 0 | 22.101
48551 | CAL_GT1_8045 | 1 | Houston | YES | 0.02635 | 149 | 0 | 149 | 0 | 1.0326 | Cogen | -1 | -0.10382 | 0 | 0 |  |  |  |  | 0.10382 | 0 |  |  |  |  | 0 | 0
48552 | CAL_ST1_8000 | 2 | Houston | YES | 0.02635 | 65.1 | 0 | 65.1 | 0 | 1.0326 | Cogen | -1 | -0.10382 | 0 | 0 |  |  |  |  | 0.10382 | 0 |  |  |  |  | 0 | 0
48851 | SRB_GN1_1 | 1 | Houston | YES | 0.026355 | 132 | 26 | 165 | 0 | 1.0217 | GST | -1 | -0.10382 | 165 | 165 |  |  |  |  | 0.10382 | 17.1309 |  |  |  |  | 0 | 17.1309
48852 | SRB_GN2_2 | 2 | Houston | YES | 0.026374 | 140.8 | 26 | 176 | 0 | 1.0217 | GST | -1 | -0.10384 | 176 | 176 |  |  |  |  | 0.10384 | 18.2763 |  |  |  |  | 0 | 18.2763
48855 | SRB_GT211035 | B2 | Houston | YES | 0.026387 | 0 | 0 | 12 |  | 1.014 | GGT | -1 | -0.10386 | 12 | 12 |  |  |  |  | 0.10386 | 1.2463 |  |  |  |  | 0 | 1.2463
48855 | SRB_GT211035 | B1 | Houston | YES | 0.026387 | 0 | 0 | 18 |  | 1.014 | GGT | -1 | -0.10386 | 18 | 18 |  |  |  |  | 0.10386 | 1.8694 |  |  |  |  | 0 | 1.8694
48761 | PR_GT1__9040 | 1 | Houston | YES | 0.026627 | 26 | 0 | 35 |  | 1 | Cogen | -1 | -0.1041 | 0 | 0 |  |  |  |  | 0.1041 | 0 |  |  |  |  | 0 | 0
48644 | DPEC_GT45070 | 4 | Houston | YES | 0.026862 | 157 | 98 | 157 | 0 | 1.0319 | CC | -1 | -0.10433 | 157 | 157 |  |  |  |  | 0.10433 | 16.3799 |  |  |  |  | 0 | 16.3799
48642 | DPEC_GT25025 | 2 | Houston | YES | 0.026862 | 157.1 | 98 | 157.1 | 0 | 1.0319 | CC | -1 | -0.10433 | 157.1 | 157.1 |  |  |  |  | 0.10433 | 16.3903 |  |  |  |  | 0 | 16.3903
48643 | DPEC_GT35010 | 3 | Houston | YES | 0.026862 | 157.5 | 98 | 157.5 | 0 | 1.0319 | CC | -1 | -0.10433 | 157.5 | 157.5 |  |  |  |  | 0.10433 | 16.432 |  |  |  |  | 0 | 16.432
48641 | DPEC_GT15040 | 1 | Houston | YES | 0.026862 | 163.2 | 98 | 163.2 | 0 | 1.0319 | CC | -1 | -0.10433 | 163.2 | 163.2 |  |  |  |  | 0.10433 | 17.0267 |  |  |  |  | 0 | 17.0267
48645 | DPEC_ST55065 | 5 | Houston | YES | 0.026862 | 282 | 0 | 282 | 0 | 1.0319 | CC | -1 | -0.10433 | 282 | 282 |  |  |  |  | 0.10433 | 29.4212 |  |  |  |  | 0 | 29.4212
48841 | SJS_GT1_GT1 | 1 | Houston | YES | 0.027111 | 62.4 | 49 | 78 | 0 | 1.0362 | Cogen | -1 | -0.10458 | 0 | 0 |  |  |  |  | 0.10458 | 0 |  |  |  |  | 0 | 0
48842 | SJS_GT2_GT2 | 2 | Houston | YES | 0.027111 | 64.8 | 49 | 81 | 0 | 1.0362 | Cogen | -1 | -0.10458 | 0 | 0 |  |  |  |  | 0.10458 | 0 |  |  |  |  | 0 | 0
48691 | GBY_73741085 | B | Houston | YES | 0.02743 | 37.6 | 20 | 47 | 0 | 1.0362 | GGT | -1 | -0.1049 | 47 | 47 |  |  |  |  | 0.1049 | 4.9302 |  |  |  |  | 0 | 4.9302
48691 | GBY_73741085 | A | Houston | YES | 0.02743 | 37.6 | 20 | 47 | 0 | 1.0362 | GGT | -1 | -0.1049 | 47 | 47 |  |  |  |  | 0.1049 | 4.9302 |  |  |  |  | 0 | 4.9302
48692 | GBY_81821075 | C | Houston | YES | 0.02743 | 37.6 | 20 | 47 | 0 | 1.0362 | GGT | -1 | -0.1049 | 47 | 47 |  |  |  |  | 0.1049 | 4.9302 |  |  |  |  | 0 | 4.9302
48693 | GBY_83841065 | F | Houston | YES | 0.02743 | 43.2 | 20 | 54 | 0 | 1.0362 | GGT | -1 | -0.1049 | 54 | 54 |  |  |  |  | 0.1049 | 5.6645 |  |  |  |  | 0 | 5.6645
48692 | GBY_81821075 | D | Houston | YES | 0.02743 | 44 | 20 | 55 | 0 | 1.0362 | GGT | -1 | -0.1049 | 55 | 55 |  |  |  |  | 0.1049 | 5.7694 |  |  |  |  | 0 | 5.7694
48693 | GBY_83841065 | E | Houston | YES | 0.02743 | 45.6 | 20 | 57 | 0 | 1.0362 | GGT | -1 | -0.1049 | 57 | 57 |  |  |  |  | 0.1049 | 5.9792 |  |  |  |  | 0 | 5.9792
48531 | BYU_GT1_8075 | 1 | Houston | YES | 0.028073 | 65 | 0 | 65 |  | 1.0362 | Cogen | -1 | -0.10554 | 0 | 0 |  |  |  |  | 0.10554 | 0 |  |  |  |  | 0 | 0
48532 | BYU_GT2_8055 | 2 | Houston | YES | 0.028073 | 62 | 0 | 62 |  | 1.0362 | Cogen | -1 | -0.10554 | 0 | 0 |  |  |  |  | 0.10554 | 0 |  |  |  |  | 0 | 0
48533 | BYU_GT3_8060 | 3 | Houston | YES | 0.028073 | 67 | 0 | 67 |  | 1.0362 | Cogen | -1 | -0.10554 | 0 | 0 |  |  |  |  | 0.10554 | 0 |  |  |  |  | 0 | 0
48534 | BYU_GT4_8065 | 4 | Houston | YES | 0.028073 | 65 | 0 | 65 |  | 1.0362 | Cogen | -1 | -0.10554 | 0 | 0 |  |  |  |  | 0.10554 | 0 |  |  |  |  | 0 | 0
48561 | CTL_GT2_8130 | 1 | Houston | YES | 0.028585 | 73.5 | 30.3 | 91.9 |  | 1.0362 | Cogen | -1 | -0.10605 | 0 | 0 |  |  |  |  | 0.10605 | 0 |  |  |  |  | 0 | 0
48562 | CTL_GT3_8135 | 2 | Houston | YES | 0.028585 | 70.1 | 30.3 | 87.6 |  | 1.0362 | Cogen | -1 | -0.10605 | 0 | 0 |  |  |  |  | 0.10605 | 0 |  |  |  |  | 0 | 0
48563 | CTL_GT4_8140 | 3 | Houston | YES | 0.028585 | 69.6 | 30.3 | 87 |  | 1.0362 | Cogen | -1 | -0.10605 | 0 | 0 |  |  |  |  | 0.10605 | 0 |  |  |  |  | 0 | 0
48564 | CTL_GN1_8145 | 4 | Houston | YES | 0.028585 | 43.6 | 12.9 | 54.5 |  | 1.0362 | Cogen | -1 | -0.10605 | 0 | 0 |  |  |  |  | 0.10605 | 0 |  |  |  |  | 0 | 0
48565 | CTL_GN2_8155 | 5 | Houston | YES | 0.028585 | 9.8 | 3.4 | 12.2 |  | 1.0362 | Cogen | -1 | -0.10605 | 0 | 0 |  |  |  |  | 0.10605 | 0 |  |  |  |  | 0 | 0
48772 | PHR_GN2_2 | MB | Houston | YES | 0.029921 | 0 | 72 | 459 |  | 1.0362 | GSC | -1 | -0.10739 | 0 | 0 |  |  |  |  | 0.10739 | 0 |  |  |  |  | 0 | 0
38580 | TNBP_CGN1_8 | 1 | Houston | YES | 0.031835 | 70.8 | 0 | 70.8 | 0 | 1.005 | Cogen | -1 | -0.1093 | 0 | 0 |  |  |  |  | 0.1093 | 0 |  |  |  |  | 0 | 0
38590 | TNBP_CGN2_8 | 2 | Houston | YES | 0.031835 | 66.7 | 0 | 66.7 | 0 | 1.005 | Cogen | -1 | -0.1093 | 0 | 0 |  |  |  |  | 0.1093 | 0 |  |  |  |  | 0 | 0
38600 | TNBP_CGN3_8 | 5 | Houston | YES | 0.031835 | 53 | 0 | 53 | 0 | 1.005 | Cogen | -1 | -0.1093 | 0 | 0 |  |  |  |  | 0.1093 | 0 |  |  |  |  | 0 | 0
38611 | TNBPAMCG1_8 | 1 | Houston | YES | 0.031835 | 153.2 | 0 | 153.2 | 0 | 1.005 | Cogen | -1 | -0.1093 | 0 | 0 |  |  |  |  | 0.1093 | 0 |  |  |  |  | 0 | 0
38612 | TNBPAMCG2_8 | 2 | Houston | YES | 0.031835 | 153.5 | 0 | 153.5 | 0 | 1.005 | Cogen | -1 | -0.1093 | 0 | 0 |  |  |  |  | 0.1093 | 0 |  |  |  |  | 0 | 0
38613 | TNBPAMCG3_8 | 3 | Houston | YES | 0.031835 | 152.3 | 0 | 152.3 | 0 | 1.005 | Cogen | -1 | -0.1093 | 0 | 0 |  |  |  |  | 0.1093 | 0 |  |  |  |  | 0 | 0
38614 | TNBPAMCG4_8 | 4 | Houston | YES | 0.031835 | 96 | 0 | 96 |  | 1.005 | Cogen | -1 | -0.1093 | 0 | 0 |  |  |  |  | 0.1093 | 0 |  |  |  |  | 0 | 0
38615 | TNBPAMCG5_8 | 1 | Houston | YES | 0.031835 | 244 | 0 | 244 | 0 | 1.005 | Cogen | -1 | -0.1093 | 0 | 0 |  |  |  |  | 0.1093 | 0 |  |  |  |  | 0 | 0
38690 | TNBP_CGN4_8 | 3 | Houston | YES | 0.031835 | 40 | 0 | 40 |  | 1.005 | Cogen | -1 | -0.1093 | 0 | 0 |  |  |  |  | 0.1093 | 0 |  |  |  |  | 0 | 0
38711 | TNTXCTY1CG8 | 1 | Houston | YES | 0.031835 | 100.3 | 59 | 100.3 | 0 | 1 | Cogen | -1 | -0.1093 | 0 | 0 |  |  |  |  | 0.1093 | 0 |  |  |  |  | 0 | 0
38712 | TNTXCTY2CG8 | 1 | Houston | YES | 0.031835 | 92.9 | 59 | 92.9 | 0 | 1 | Cogen | -1 | -0.1093 | 0 | 0 |  |  |  |  | 0.1093 | 0 |  |  |  |  | 0 | 0
38713 | TNTXCTY3CG8 | 1 | Houston | YES | 0.031835 | 102.7 | 59 | 102.7 | 0 | 1 | Cogen | -1 | -0.1093 | 0 | 0 |  |  |  |  | 0.1093 | 0 |  |  |  |  | 0 | 0
38714 | TNTXCTY4CG8 | 1 | Houston | YES | 0.031835 | 103 | 59 | 103 | 0 | 1 | Cogen | -1 | -0.1093 | 0 | 0 |  |  |  |  | 0.1093 | 0 |  |  |  |  | 0 | 0
39470 | TNDOWCGNSG8 | 1 | Houston | YES | 0.031835 | 32 | 10 | 32 | 0 | 0.985 | Cogen | -1 | -0.1093 | 0 | 0 |  |  |  |  | 0.1093 | 0 |  |  |  |  | 0 | 0
39480 | TNDOWCGNGG8 | 1 | Houston | YES | 0.031835 | 30 | 10 | 30 | 0 | 0.985 | Cogen | -1 | -0.1093 | 0 | 0 |  |  |  |  | 0.1093 | 0 |  |  |  |  | 0 | 0
48929 | WAPGT21_GT1 | B1 | Houston | YES | 0.036348 | 0 | 0 | 13 |  | 1.05 | GGT | -1 | -0.11382 | 13 | 13 |  |  |  |  | 0.11382 | 1.4796 |  |  |  |  | 0 | 1.4796
48921 | WAP_GN1_1 | 1 | Houston | YES | 0.036348 | 132.8 | 37 | 166 | 0 | 1.0362 | GST | -1 | -0.11382 | 166 | 166 |  |  |  |  | 0.11382 | 18.8935 |  |  |  |  | 0 | 18.8935
48922 | WAP_GN2_2 | 2 | Houston | YES | 0.036348 | 132.8 | 37 | 166 | 0 | 1.0362 | GST | -1 | -0.11382 | 166 | 166 |  |  |  |  | 0.11382 | 18.8935 |  |  |  |  | 0 | 18.8935
48923 | WAP_GN3_3 | 3 | Houston | YES | 0.036348 | 198.4 | 93 | 248 | 0 | 1.0362 | GST | -1 | -0.11382 | 248 | 248 |  |  |  |  | 0.11382 | 28.2265 |  |  |  |  | 0 | 28.2265
48924 | WAP_GN4_4 | 4 | Houston | YES | 0.036348 | 546 | 217 | 546 | 0 | 1.0362 | GSC | -1 | -0.11382 | 546 | 546 |  |  |  |  | 0.11382 | 62.1437 |  |  |  |  | 0 | 62.1437
48925 | WAP_GN5_5 | 5 | Houston | YES | 0.036348 | 579.1 | 278 | 654 | 0 | 0.985 | LIGCO | -1 | -0.11382 | 0 | 654 |  |  |  |  | 0.11382 | 0 |  |  |  |  | 0 | 0
48510 | AK_GT1__8040 | 1 | Houston | YES | 0.036461 | 33.4 | 8.1 | 34 |  | 1.029 | Cogen | -1 | -0.11393 | 0 | 0 |  |  |  |  | 0.11393 | 0 |  |  |  |  | 0 | 0
48522 | BVE_GT2_5035 | 2 | Houston | YES | 0.037466 | 166.4 | 0 | 166.4 |  | 1.035 | CC | -1 | -0.11493 | 166.4 | 166.4 |  |  |  |  | 0.11493 | 19.1251 |  |  |  |  | 0 | 19.1251
48521 | BVE_GT1_GT1 | 1 | Houston | YES | 0.037466 | 167.7 | 0 | 167.7 |  | 1.035 | CC | -1 | -0.11493 | 167.7 | 167.7 |  |  |  |  | 0.11493 | 19.2745 |  |  |  |  | 0 | 19.2745
48523 | BVE_ST1_GN1 | 3 | Houston | YES | 0.037466 | 252.4 | 0 | 252.4 |  | 1.035 | CC | -1 | -0.11493 | 252.4 | 252.4 |  |  |  |  | 0.11493 | 29.0094 |  |  |  |  | 0 | 29.0094
48730 | MNS_GT | 1 | Houston | YES | 0.037502 | 43 | 0 | 46.1 |  | 1.029 | Cogen | -1 | -0.11497 | 0 | 0 |  |  |  |  | 0.11497 | 0 |  |  |  |  | 0 | 0
48927 | WAP_GN7_7 | 7 | Houston | YES | 0.037524 | 564 | 277 | 564 |  | 1.035 | LIGCO | -1 | -0.11499 | 0 | 564 |  |  |  |  | 0.11499 | 0 |  |  |  |  | 0 | 0
48928 | WAP_GN8_8 | 8 | Houston | YES | 0.037524 | 603 | 275 | 603 |  | 1.035 | LIGCO | -1 | -0.11499 | 0 | 603 |  |  |  |  | 0.11499 | 0 |  |  |  |  | 0 | 0
48926 | WAP_GN6_6 | 6 | Houston | YES | 0.037524 | 651 | 280 | 651 |  | 1.035 | LIGCO | -1 | -0.11499 | 0 | 651 |  |  |  |  | 0.11499 | 0 |  |  |  |  | 0 | 0
39760 | TNSCLP1___8 | 1 | Houston | YES | 0.044401 | 93.4 | 20 | 116.8 | 0 | 1.04 | Cogen | -1 | -0.12187 | 0 | 0 |  |  |  |  | 0.12187 | 0 |  |  |  |  | 0 | 0
39770 | TNSCLP2___8 | 1 | Houston | YES | 0.044401 | 91.6 | 20 | 114.5 | 0 | 1.04 | Cogen | -1 | -0.12187 | 0 | 0 |  |  |  |  | 0.12187 | 0 |  |  |  |  | 0 | 0
39775 | TNSCLP4___8 | 1 | Houston | YES | 0.044401 | 95.2 | 20 | 119 | 0 | 1.04 | Cogen | -1 | -0.12187 | 0 | 0 |  |  |  |  | 0.12187 | 0 |  |  |  |  | 0 | 0
39790 | TNSCLP3___8 | 1 | Houston | YES | 0.044401 | 87.6 | 20 | 109.5 | 0 | 1.027 | Cogen | -1 | -0.12187 | 0 | 0 |  |  |  |  | 0.12187 | 0 |  |  |  |  | 0 | 0
48520 | BSF_GT1_8070 | 1 | Houston | YES | 0.046345 | 72 | 0 | 72 | 0 | 1.0326 | Cogen | -1 | -0.12381 | 0 | 0 |  |  |  |  | 0.12381 | 0 |  |  |  |  | 0 | 0
48520 | BSF_GT1_8070 | 2 | Houston | YES | 0.046345 | 10 | 0 | 10 | 0 | 1.0326 | Cogen | -1 | -0.12381 | 0 | 0 |  |  |  |  | 0.12381 | 0 |  |  |  |  | 0 | 0
49851 | DOW17000 | 37 | Houston | YES | 0.048801 | 39 | 0 | 62 | 0 | 1 | Cogen | -1 | -0.12627 | 0 | 0 |  |  |  |  | 0.12627 | 0 |  |  |  |  | 0 | 0
49858 | DOW38100 | 31 | Houston | YES | 0.048801 | 45 | 0 | 71.4 |  | 1 | Cogen | -1 | -0.12627 | 0 | 0 |  |  |  |  | 0.12627 | 0 |  |  |  |  | 0 | 0
49859 | DOW38200 | 33 | Houston | YES | 0.048801 | 28 | 0 | 45 | 0 | 1 | Cogen | -1 | -0.12627 | 0 | 0 |  |  |  |  | 0.12627 | 0 |  |  |  |  | 0 | 0
49860 | DOW38300 | 32 | Houston | YES | 0.048801 | 63 | 0 | 101 |  | 1 | Cogen | -1 | -0.12627 | 0 | 0 |  |  |  |  | 0.12627 | 0 |  |  |  |  | 0 | 0
49862 | DOW39100 | 36 | Houston | YES | 0.048801 | 54 | 0 | 86 | 0 | 1 | Cogen | -1 | -0.12627 | 0 | 0 |  |  |  |  | 0.12627 | 0 |  |  |  |  | 0 | 0
49863 | DOW39200 | 35 | Houston | YES | 0.048801 | 55 | 0 | 88 | 0 | 1 | Cogen | -1 | -0.12627 | 0 | 0 |  |  |  |  | 0.12627 | 0 |  |  |  |  | 0 | 0
49865 | DOW41000 | 41 | Houston | YES | 0.048801 | 31 | 0 | 50 |  | 1 | Cogen | -1 | -0.12627 | 0 | 0 |  |  |  |  | 0.12627 | 0 |  |  |  |  | 0 | 0
49866 | DOW42000 | 42 | Houston | YES | 0.048801 | 11 | 0 | 18 |  | 1 | Cogen | -1 | -0.12627 | 0 | 0 |  |  |  |  | 0.12627 | 0 |  |  |  |  | 0 | 0
49869 | DOW49000 | 45 | Houston | YES | 0.048801 | 59 | 0 | 94 |  | 1 | Cogen | -1 | -0.12627 | 0 | 0 |  |  |  |  | 0.12627 | 0 |  |  |  |  | 0 | 0
49870 | DOW61000 | 61 | Houston | YES | 0.048801 | 44 | 0 | 70 | 0 | 1 | Cogen | -1 | -0.12627 | 0 | 0 |  |  |  |  | 0.12627 | 0 |  |  |  |  | 0 | 0
49871 | DOW62000 | 62 | Houston | YES | 0.048801 | 40 | 0 | 63 | 0 | 1 | Cogen | -1 | -0.12627 | 0 | 0 |  |  |  |  | 0.12627 | 0 |  |  |  |  | 0 | 0
49872 | DOW63000 | 63 | Houston | YES | 0.048801 | 45 | 0 | 72 | 0 | 1 | Cogen | -1 | -0.12627 | 0 | 0 |  |  |  |  | 0.12627 | 0 |  |  |  |  | 0 | 0
49873 | DOW64000 | 64 | Houston | YES | 0.048801 | 41 | 0 | 64.8 | 0 | 1 | Cogen | -1 | -0.12627 | 0 | 0 |  |  |  |  | 0.12627 | 0 |  |  |  |  | 0 | 0
49876 | DOW65000 | 65 | Houston | YES | 0.048801 | 63 | 0 | 101 | 0 | 1 | Cogen | -1 | -0.12627 | 0 | 0 |  |  |  |  | 0.12627 | 0 |  |  |  |  | 0 | 0
49877 | DOW66000 | 66 | Houston | YES | 0.048801 | 61 | 0 | 97 | 0 | 1 | Cogen | -1 | -0.12627 | 0 | 0 |  |  |  |  | 0.12627 | 0 |  |  |  |  | 0 | 0
49878 | DOW67000 | 67 | Houston | YES | 0.048801 | 65 | 0 | 103 | 0 | 1 | Cogen | -1 | -0.12627 | 0 | 0 |  |  |  |  | 0.12627 | 0 |  |  |  |  | 0 | 0
49882 | DOW81000 | 81 | Houston | YES | 0.048801 | 47 | 0 | 76 | 0 | 1 | Cogen | -1 | -0.12627 | 0 | 0 |  |  |  |  | 0.12627 | 0 |  |  |  |  | 0 | 0
49884 | DOW82000 | 82 | Houston | YES | 0.048801 | 51 | 0 | 80 | 0 | 1 | Cogen | -1 | -0.12627 | 0 | 0 |  |  |  |  | 0.12627 | 0 |  |  |  |  | 0 | 0
49885 | DOW83000 | 83 | Houston | YES | 0.048801 | 51 | 0 | 80 | 0 | 1 | Cogen | -1 | -0.12627 | 0 | 0 |  |  |  |  | 0.12627 | 0 |  |  |  |  | 0 | 0
49886 | DOW84000 | 84 | Houston | YES | 0.048801 | 107 | 0 | 171 | 0 | 0.98 | Cogen | -1 | -0.12627 | 0 | 0 |  |  |  |  | 0.12627 | 0 |  |  |  |  | 0 | 0
8032 | AMISTADHYD1 | 1 | South | YES | 0.049694 | 33 | 13 | 33 | 0 | 1.03 | Hydro | -1 | -0.12716 | 0 | 0 |  |  | 0 | 0 | 0.12716 | 0 |  |  |  |  | 0 | 0
8033 | AMISTADHYD2 | 2 | South | YES | 0.049694 | 25 | 13 | 25 | 0 | 1.03 | Hydro | -1 | -0.12716 | 0 | 0 |  |  | 0 | 0 | 0.12716 | 0 |  |  |  |  | 0 | 0
88253 | HAMILTON | F | South | YES | 0.049694 | 0 | 0 | 0 | 0 | 1.04 | BLT | -1 | -0.12716 | 0 | 0 |  |  | 0 | 0 | 0.12716 | 0 |  |  |  |  | 0 | 0
32892 | BRYN_DNSBY14 | 1 | North | YES | -0.015824 | 84 | 25 | 105 | 0 | 1.035 | GST | 1 | -0.12877 | 105 | 105 | -1.6615 | 105 |  |  | -0.12877 | -13.5211 |  |  |  |  | -13.5211 | 0
32883 | BRYN_DNSBY3 | 1 | North | YES | -0.015824 | 0 | 2 | 48 |  | 1.015 | GST | 1 | -0.12877 | 48 | 48 | -0.75955 | 48 |  |  | -0.12877 | -6.1811 |  |  |  |  | -6.1811 | 0
32884 | BRYN_DNSBY13 | 1 | North | YES | -0.015824 | 46 | 2 | 46 | 0 | 1.015 | GST | 1 | -0.12877 | 46 | 46 | -0.7279 | 46 |  |  | -0.12877 | -5.9235 |  |  |  |  | -5.9235 | 0
48674 | FTR_CN4_5095 | 4 | North | YES | -0.016497 | 380 | 0 | 380 | 0 | 1.0319 | CC | 1 | -0.12945 | 380 | 380 | -6.2689 | 380 |  |  | -0.12945 | -49.1893 |  |  |  |  | -49.1893 | 0
48672 | FTR_GT2_5110 | 2 | North | YES | -0.016497 | 159 | 0 | 159 | 0 | 1.0319 | CC | 1 | -0.12945 | 159 | 159 | -2.623 | 159 |  |  | -0.12945 | -20.5818 |  |  |  |  | -20.5818 | 0
48673 | FTR_GT3_5085 | 3 | North | YES | -0.016497 | 158 | 0 | 158 | 0 | 1.0319 | CC | 1 | -0.12945 | 158 | 158 | -2.6065 | 158 |  |  | -0.12945 | -20.4524 |  |  |  |  | -20.4524 | 0
48671 | FTR_GT1_5105 | 1 | North | YES | -0.016497 | 154.2 | 0 | 154.2 | 0 | 1.0319 | CC | 1 | -0.12945 | 154.2 | 154.2 | -2.5438 | 154.2 |  |  | -0.12945 | -19.9605 |  |  |  |  | -19.9605 | 0
32888 | BRYN_ATKINS7 | 1 | North | YES | -0.018261 | 13.6 | 4 | 17 |  | 1.028 | GGT | 1 | -0.13121 | 17 | 17 | -0.31044 | 17 |  |  | -0.13121 | -2.2306 |  |  |  |  | -2.2306 | 0
32886 | BRYN_ATKINS3 | MB | North | YES | -0.018261 | 0 | 5 | 12 |  | 1 | GST | 1 | -0.13121 | 0 | 0 | 0 | 0 |  |  | -0.13121 | 0 |  |  |  |  | 0 | 0
32887 | BRYN_ATKINS6 | MB | North | YES | -0.018261 | 0 | 12 | 51 |  | 1.028 | GST | 1 | -0.13121 | 0 | 0 | 0 | 0 |  |  | -0.13121 | 0 |  |  |  |  | 0 | 0
32890 | BRYN_ATKINS4 | MB | North | YES | -0.018261 | 0 | 5 | 22 |  | 1.031 | GST | 1 | -0.13121 | 0 | 0 | 0 | 0 |  |  | -0.13121 | 0 |  |  |  |  | 0 | 0
32891 | BRYN_ATKINS5 | MB | North | YES | -0.018261 | 0 | 5 | 25 |  | 1.031 | GST | 1 | -0.13121 | 0 | 0 | 0 | 0 |  |  | -0.13121 | 0 |  |  |  |  | 0 | 0
32798 | BRYN_TAMUGEN | 1 | North | YES | -0.018452 | 32 | 0 | 32 |  | 1.02 | GST | 1 | -0.1314 | 32 | 32 | -0.59046 | 32 |  |  | -0.1314 | -4.2048 |  |  |  |  | -4.2048 | 0
48911 | TGF_GT1_8000 | 1 | Houston | YES | 0.058202 | 69.2 | 0 | 69.2 |  | 1.029 | Cogen | -1 | -0.13567 | 0 | 0 |  |  |  |  | 0.13567 | 0 |  |  |  |  | 0 | 0
990 | GIBN_CREK_G1 | 1 | North | YES | -0.023129 | 463 | 200 | 463 | 0 | 1.0275 | LIGCO | 1 | -0.13608 | 0 | 463 | -10.7087 | 463 |  |  | -0.13608 | -63.0039 |  |  |  |  | -63.0039 | 0
48731 | CBE_GT1 | 1 | Houston | YES | 0.061389 | 76 | 0 | 76 | 0 | 1.029 | CC | -1 | -0.13886 | 76 | 76 |  |  |  |  | 0.13886 | 10.5532 |  |  |  |  | 0 | 10.5532
48732 | CBE_GT2 | 1 | Houston | YES | 0.061389 | 76 | 0 | 76 | 0 | 1.029 | CC | -1 | -0.13886 | 76 | 76 |  |  |  |  | 0.13886 | 10.5532 |  |  |  |  | 0 | 10.5532
48734 | CBE_GT3 | 1 | Houston | YES | 0.061389 | 76 | 0 | 76 | 0 | 1.029 | CC | -1 | -0.13886 | 76 | 76 |  |  |  |  | 0.13886 | 10.5532 |  |  |  |  | 0 | 10.5532
48735 | CBE_GT4 | 1 | Houston | YES | 0.061389 | 76 | 0 | 76 | 0 | 1.029 | CC | -1 | -0.13886 | 76 | 76 |  |  |  |  | 0.13886 | 10.5532 |  |  |  |  | 0 | 10.5532
48733 | CBE_ST12 | 1 | Houston | YES | 0.061389 | 105 | 0 | 105 | 0 | 1.029 | CC | -1 | -0.13886 | 105 | 105 |  |  |  |  | 0.13886 | 14.58 |  |  |  |  | 0 | 14.58
48736 | CBE_ST34 | 1 | Houston | YES | 0.061389 | 105 | 0 | 105 | 0 | 1.029 | CC | -1 | -0.13886 | 105 | 105 |  |  |  |  | 0.13886 | 14.58 |  |  |  |  | 0 | 14.58
5911 | STP_GN1___1 | 1 | Houston | YES | 0.062009 | 1333 | 1249 | 1333 | 0 | 1.0406 | Nuc | -1 | -0.13948 | 0 | 0 |  |  |  |  | 0.13948 | 0 |  |  |  |  | 0 | 0
5912 | STP_GN2___2 | 2 | Houston | YES | 0.062009 | 1332 | 1249 | 1332 | 0 | 1.0406 | Nuc | -1 | -0.13948 | 0 | 0 |  |  |  |  | 0.13948 | 0 |  |  |  |  | 0 | 0
8262 | ELPS | 1 | South | YES | 0.064073 | 6 | 6 | 6 | 0 | 1.15 | Hydro | -1 | -0.14154 | 0 | 0 |  |  | 0 | 0 | 0.14154 | 0 |  |  |  |  | 0 | 0
7022 | L_BUCHAN1_1Y | 1 | South | YES | 0.071689 | 0 | 0 | 18 |  | 1 | Hydro | -1 | -0.14916 | 0 | 0 |  |  | 0 | 0 | 0.14916 | 0 |  |  |  |  | 0 | 0
7023 | L_BUCHAN1_2Y | 2 | South | YES | 0.071689 | 0 | 0 | 18 |  | 1 | Hydro | -1 | -0.14916 | 0 | 0 |  |  | 0 | 0 | 0.14916 | 0 |  |  |  |  | 0 | 0
7024 | L_BUCHAN1_3Y | 3 | South | YES | 0.071689 | 0 | 0 | 15 |  | 1 | Hydro | -1 | -0.14916 | 0 | 0 |  |  | 0 | 0 | 0.14916 | 0 |  |  |  |  | 0 | 0
7026 | L_INKSDA1_1Y | 1 | South | YES | 0.07245 | 0 | 0 | 13.7 |  | 1 | Hydro | -1 | -0.14992 | 0 | 0 |  |  | 0 | 0 | 0.14992 | 0 |  |  |  |  | 0 | 0
39960 | TNTNPONE_18 | 1 | North | YES | -0.045587 | 152.3 | 30 | 152.3 |  | 1.04 | LIGCO | 1 | -0.15854 | 0 | 152.3 | -6.9429 | 152.3 |  |  | -0.15854 | -24.145 |  |  |  |  | -24.145 | 0
39970 | TNTNPONE_28 | 1 | North | YES | -0.045587 | 153 | 30 | 153 |  | 1.04 | LIGCO | 1 | -0.15854 | 0 | 153 | -6.9748 | 153 |  |  | -0.15854 | -24.2559 |  |  |  |  | -24.2559 | 0
60202 | FRNDDRCS | F | West | YES | -0.04836 | 0 | 0 | 0 | 0 | 0.9985 | AVR | 1 | -0.16131 | 0 | 0 |  |  |  |  | -0.16131 | 0 |  |  |  |  | 0 | 0
8134 | FOR #1 | 1 | South | YES | 0.086112 | 54.1 | 45 | 79 | 0 | 1 | Cogen | -1 | -0.16358 | 0 | 0 |  |  | 0 | 0 | 0.16358 | 0 |  |  |  |  | 0 | 0
8138 | FOR #2 | 2 | South | YES | 0.086112 | 63.1 | 45 | 81 | 0 | 1 | Cogen | -1 | -0.16358 | 0 | 0 |  |  | 0 | 0 | 0.16358 | 0 |  |  |  |  | 0 | 0
8153 | FOR #3 | 3 | South | YES | 0.086112 | 63.1 | 45 | 79.9 | 0 | 1 | Cogen | -1 | -0.16358 | 0 | 0 |  |  | 0 | 0 | 0.16358 | 0 |  |  |  |  | 0 | 0
8154 | FOR #4 | 4 | South | YES | 0.086112 | 63.1 | 60 | 80 | 0 | 1 | Cogen | -1 | -0.16358 | 0 | 0 |  |  | 0 | 0 | 0.16358 | 0 |  |  |  |  | 0 | 0
8155 | FOR #5 | 5 | South | YES | 0.086112 | 63.1 | 60 | 78.4 | 0 | 1 | Cogen | -1 | -0.16358 | 0 | 0 |  |  | 0 | 0 | 0.16358 | 0 |  |  |  |  | 0 | 0
8156 | FOR #6 | 6 | South | YES | 0.086112 | 24.9 | 5 | 25 | 0 | 1 | Cogen | -1 | -0.16358 | 0 | 0 |  |  | 0 | 0 | 0.16358 | 0 |  |  |  |  | 0 | 0
8157 | FOR #7 | 7 | South | YES | 0.086112 | 28.8 | 5 | 46 | 0 | 1 | Cogen | -1 | -0.16358 | 0 | 0 |  |  | 0 | 0 | 0.16358 | 0 |  |  |  |  | 0 | 0
80051 | FOR #8 | 8 | South | YES | 0.086112 | 28 | 28 | 28 |  | 1 | Cogen | -1 | -0.16358 | 0 | 0 |  |  | 0 | 0 | 0.16358 | 0 |  |  |  |  | 0 | 0
80052 | FOR #9 | 9 | South | YES | 0.086112 | 29.7 | 5 | 43.6 | 0 | 1 | Cogen | -1 | -0.16358 | 0 | 0 |  |  | 0 | 0 | 0.16358 | 0 |  |  |  |  | 0 | 0
80053 | FOR #10 | 10 | South | YES | 0.086112 | 68.4 | 45 | 75 | 0 | 1 | Cogen | -1 | -0.16358 | 0 | 0 |  |  | 0 | 0 | 0.16358 | 0 |  |  |  |  | 0 | 0
80226 | ALCOA G | 1 | South | YES | 0.086785 | 32.3 | 5 | 48 | 0 | 1.015 | Cogen | -1 | -0.16425 | 0 | 0 |  |  | 0 | 0 | 0.16425 | 0 |  |  |  |  | 0 | 0
7000 | L_FERGUS1_1Y | 1 | South | YES | 0.086882 | 400 | 65 | 423.3 | 0 | 1.015 | GSC | -1 | -0.16435 | 423.3 | 423.3 |  |  | 36.7772 | 423.3 | 0.16435 | 69.5695 |  |  |  |  | 0 | 69.5695
7035 | L_WIRTZ_1G1Y | 1 | South | YES | 0.087159 | 0 | 0 | 29 |  | 1 | Hydro | -1 | -0.16463 | 0 | 0 |  |  | 0 | 0 | 0.16463 | 0 |  |  |  |  | 0 | 0
7036 | L_WIRTZ_1G2Y | 2 | South | YES | 0.087159 | 0 | 0 | 29.7 |  | 1 | Hydro | -1 | -0.16463 | 0 | 0 |  |  | 0 | 0 | 0.16463 | 0 |  |  |  |  | 0 | 0
8147 | UCAR #2 | 10 | South | YES | 0.088972 | 18.2 | 0 | 28 |  | 1 | Cogen | -1 | -0.16644 | 0 | 0 |  |  | 0 | 0 | 0.16644 | 0 |  |  |  |  | 0 | 0
8148 | UCAR #1 | 2 | South | YES | 0.088972 | 6.1 | 0 | 7 | 0 | 1.009 | Cogen | -1 | -0.16644 | 0 | 0 |  |  | 0 | 0 | 0.16644 | 0 |  |  |  |  | 0 | 0
80137 | CSDR89 | 9 | South | YES | 0.088972 | 15 | 0 | 15 | 0 | 1.003 | DCTie | -1 | -0.16644 | 0 | 0 |  |  | 0 | 0 | 0.16644 | 0 |  |  |  |  | 0 | 0
80137 | CSDR89 | 8 | South | YES | 0.088972 | 33.9 | 0 | 39 | 0 | 1.003 | DCTie | -1 | -0.16644 | 0 | 0 |  |  | 0 | 0 | 0.16644 | 0 |  |  |  |  | 0 | 0
80138 | CSDR7 | 7 | South | YES | 0.088972 | 6.1 | 0 | 7 | 0 | 1.014 | DCTie | -1 | -0.16644 | 0 | 0 |  |  | 0 | 0 | 0.16644 | 0 |  |  |  |  | 0 | 0
80139 | CSDR56 | 6 | South | YES | 0.088972 | 0 | 0 | 39 |  | 1.0033 | DCTie | -1 | -0.16644 | 0 | 0 |  |  | 0 | 0 | 0.16644 | 0 |  |  |  |  | 0 | 0
80139 | CSDR56 | 5 | South | YES | 0.088972 | 15 | 0 | 15 |  | 1.0033 | DCTie | -1 | -0.16644 | 0 | 0 |  |  | 0 | 0 | 0.16644 | 0 |  |  |  |  | 0 | 0
80140 | CSDR11 | 11 | South | YES | 0.088972 | 33.9 | 0 | 39 | 0 | 1.03 | DCTie | -1 | -0.16644 | 0 | 0 |  |  | 0 | 0 | 0.16644 | 0 |  |  |  |  | 0 | 0
80227 | AIRCO G | 1 | South | YES | 0.089286 | 7.2 | 0 | 8 | 0 | 1.0104 | Cogen | -1 | -0.16675 | 0 | 0 |  |  | 0 | 0 | 0.16675 | 0 |  |  |  |  | 0 | 0
80224 | VISTRONG1 | 1 | South | YES | 0.089885 | 13.1 | 0 | 15 | 0 | 1.01 | Cogen | -1 | -0.16735 | 0 | 0 |  |  | 0 | 0 | 0.16735 | 0 |  |  |  |  | 0 | 0
80225 | VISTRONG2 | 2 | South | YES | 0.089885 | 20.2 | 0 | 23 | 0 | 1.01 | Cogen | -1 | -0.16735 | 0 | 0 |  |  | 0 | 0 | 0.16735 | 0 |  |  |  |  | 0 | 0
48721 | LEG_1___1 | 1 | North | YES | -0.055103 | 827 | 357 | 827 | 0 | 1.0348 | LIGCO | 1 | -0.16805 | 0 | 827 | -45.5702 | 827 |  |  | -0.16805 | -138.9786 |  |  |  |  | -138.9786 | 0
48722 | LEG_2___2 | 2 | North | YES | -0.055103 | 819 | 357 | 819 | 0 | 1.0348 | LIGCO | 1 | -0.16805 | 0 | 819 | -45.1294 | 819 |  |  | -0.16805 | -137.6342 |  |  |  |  | -137.6342 | 0
5505 | RAYBURNGEN1 | 1 | South | YES | 0.090712 | 0 | 1 | 11 |  | 1.0223 | GGT | -1 | -0.16818 | 11 | 11 |  |  | 0.99783 | 11 | 0.16818 | 1.85 |  |  |  |  | 0 | 1.85
5506 | RAYBURNGEN2 | 1 | South | YES | 0.090712 | 0 | 1 | 11 |  | 1.0223 | GGT | -1 | -0.16818 | 11 | 11 |  |  | 0.99783 | 11 | 0.16818 | 1.85 |  |  |  |  | 0 | 1.85
5503 | RAYBURNGEN3 | 1 | South | YES | 0.090712 | 17.6 | 6 | 22 | 0 | 1.0224 | GST | -1 | -0.16818 | 22 | 22 |  |  | 1.9957 | 22 | 0.16818 | 3.7 |  |  |  |  | 0 | 3.7
80012 | LAR | F | South | YES | 0.091061 | 0 | 0 | 0 | 0 | 1.04 | DCTie | -1 | -0.16853 | 0 | 0 |  |  | 0 | 0 | 0.16853 | 0 |  |  |  |  | 0 | 0
80265 | LARECU40A | 4 | South | YES | 0.091061 | 80 | 0 | 100 |  | 1.039 | GGT | -1 | -0.16853 | 100 | 100 |  |  | 9.1061 | 100 | 0.16853 | 16.8529 |  |  |  |  | 0 | 16.8529
80266 | LARECU50A | 5 | South | YES | 0.091061 | 80 | 0 | 100 |  | 1.039 | GGT | -1 | -0.16853 | 100 | 100 |  |  | 9.1061 | 100 | 0.16853 | 16.8529 |  |  |  |  | 0 | 16.8529
5509 | RAYBURNCC10 | 1 | South | YES | 0.091471 | 37.3 | 5.2 | 37.3 | 0 | 1.0296 | CC | -1 | -0.16894 | 37.3 | 37.3 |  |  | 3.4119 | 37.3 | 0.16894 | 6.3014 |  |  |  |  | 0 | 6.3014
5511 | RAYBURNCC7 | 1 | South | YES | 0.091471 | 47.5 | 18.2 | 47.5 | 0 | 1.0296 | CC | -1 | -0.16894 | 47.5 | 47.5 |  |  | 4.3449 | 47.5 | 0.16894 | 8.0246 |  |  |  |  | 0 | 8.0246
5508 | RAYBURNCC9 | 1 | South | YES | 0.091471 | 47.7 | 18.2 | 47.7 | 0 | 1.0296 | CC | -1 | -0.16894 | 47.7 | 47.7 |  |  | 4.3632 | 47.7 | 0.16894 | 8.0584 |  |  |  |  | 0 | 8.0584
5512 | RAYBURNCC8 | 1 | South | YES | 0.091471 | 49.3 | 18.2 | 49.3 | 0 | 1.0296 | CC | -1 | -0.16894 | 49.3 | 49.3 |  |  | 4.5095 | 49.3 | 0.16894 | 8.3287 |  |  |  |  | 0 | 8.3287
8066 | DUP1V#1 | 1 | South | YES | 0.091512 | 52.3 | 0 | 73 | 0 | 1.01 | Cogen | -1 | -0.16898 | 0 | 0 |  |  | 0 | 0 | 0.16898 | 0 |  |  |  |  | 0 | 0
8926 | LGE_GT10A | 1 | South | YES | 0.09179 | 158 | 0 | 158 | 0 | 1.03 | Cogen | -1 | -0.16926 | 0 | 0 |  |  | 0 | 0 | 0.16926 | 0 |  |  |  |  | 0 | 0
8927 | LGE_GT20A | 2 | South | YES | 0.09179 | 153 | 0 | 153 | 0 | 1.03 | Cogen | -1 | -0.16926 | 0 | 0 |  |  | 0 | 0 | 0.16926 | 0 |  |  |  |  | 0 | 0
8928 | LGE_STG0A | 3 | South | YES | 0.09179 | 100 | 0 | 100 | 0 | 1.03 | Cogen | -1 | -0.16926 | 0 | 0 |  |  | 0 | 0 | 0.16926 | 0 |  |  |  |  | 0 | 0
8930 | ICPGN10A | 1 | South | YES | 0.09179 | 149 | 0 | 149 | 0 | 1.03 | Cogen | -1 | -0.16926 | 0 | 0 |  |  | 0 | 0 | 0.16926 | 0 |  |  |  |  | 0 | 0
8931 | ICPGN20A | 2 | South | YES | 0.09179 | 150 | 0 | 150 | 0 | 1.03 | Cogen | -1 | -0.16926 | 0 | 0 |  |  | 0 | 0 | 0.16926 | 0 |  |  |  |  | 0 | 0
8932 | ICPGN30A | 3 | South | YES | 0.09179 | 127 | 0 | 127 | 0 | 1.03 | Cogen | -1 | -0.16926 | 0 | 0 |  |  | 0 | 0 | 0.16926 | 0 |  |  |  |  | 0 | 0
80223 | REYSHR G | 1 | South | YES | 0.09179 | 12 | 0 | 12 | 0 | 1.032 | Cogen | -1 | -0.16926 | 0 | 0 |  |  | 0 | 0 | 0.16926 | 0 |  |  |  |  | 0 | 0
88299 | ZAPATA | F | South | YES | 0.091925 | 0 | 0 | 0 | 0 | 1.02 | BLT | -1 | -0.16939 | 0 | 0 |  |  | 0 | 0 | 0.16939 | 0 |  |  |  |  | 0 | 0
8173 | VICEC51A | 5 | South | YES | 0.092439 | 144 | 18 | 144 | 0 | 1.025 | CC | -1 | -0.16991 | 144 | 144 |  |  | 13.3112 | 144 | 0.16991 | 24.4667 |  |  |  |  | 0 | 24.4667
8174 | VICEC61A | 6 | South | YES | 0.092439 | 188 | 42 | 188 | 0 | 1.025 | CC | -1 | -0.16991 | 188 | 188 |  |  | 17.3785 | 188 | 0.16991 | 31.9426 |  |  |  |  | 0 | 31.9426
5728 | FALCONHYDRO2 | 2 | South | YES | 0.092509 | 12 | 0 | 12 | 0 | 1.0234 | Hydro | -1 | -0.16998 | 0 | 0 |  |  | 0 | 0 | 0.16998 | 0 |  |  |  |  | 0 | 0
5729 | FALCONHYDRO3 | 3 | South | YES | 0.092509 | 11 | 0 | 11 | 0 | 1.0234 | Hydro | -1 | -0.16998 | 0 | 0 |  |  | 0 | 0 | 0.16998 | 0 |  |  |  |  | 0 | 0
8048 | FALCONHYDRO1 | 1 | South | YES | 0.092509 | 12 | 0 | 12 | 0 | 1.0234 | Hydro | -1 | -0.16998 | 0 | 0 |  |  | 0 | 0 | 0.16998 | 0 |  |  |  |  | 0 | 0
88508 | FALFURRI | F | South | YES | 0.092514 | 0 | 0 | 0 | 0 | 1 | AVR | -1 | -0.16998 | 0 | 0 |  |  | 0 | 0 | 0.16998 | 0 |  |  |  |  | 0 | 0
8442 | NBEC7 | MB | South | YES | 0.09258 | 0 | 81 | 367 |  | 1.0298 | GST | -1 | -0.17005 | 0 | 0 |  |  | 0 | 0 | 0.17005 | 0 |  |  |  |  | 0 | 0
8442 | NBEC7 | 7 | South | YES | 0.09258 | 0 | 81 | 367 |  | 1.0298 | GST | -1 | -0.17005 | 367 | 367 |  |  | 33.9769 | 367 | 0.17005 | 62.4078 |  |  |  |  | 0 | 62.4078
8560 | CNOPGT1 | 1 | South | YES | 0.092589 | 148.3 | 0 | 148.3 | 0 | 1.03 | Cogen | -1 | -0.17006 | 0 | 0 |  |  | 0 | 0 | 0.17006 | 0 |  |  |  |  | 0 | 0
8561 | CNOPGT2 | 2 | South | YES | 0.092589 | 148.6 | 0 | 148.6 | 0 | 1.03 | Cogen | -1 | -0.17006 | 0 | 0 |  |  | 0 | 0 | 0.17006 | 0 |  |  |  |  | 0 | 0
8562 | CNOPST1 | 3 | South | YES | 0.092589 | 153 | 0 | 153 | 0 | 1.03 | Cogen | -1 | -0.17006 | 0 | 0 |  |  | 0 | 0 | 0.17006 | 0 |  |  |  |  | 0 | 0
8456 | COSW#1 | 1 | South | YES | 0.092634 | 20 | 0 | 20 | 0 | 1.027 | Cogen | -1 | -0.1701 | 0 | 0 |  |  | 0 | 0 | 0.1701 | 0 |  |  |  |  | 0 | 0
8457 | COSW#2 | 2 | South | YES | 0.092634 | 14 | 0 | 14 | 0 | 1.027 | Cogen | -1 | -0.1701 | 0 | 0 |  |  | 0 | 0 | 0.1701 | 0 |  |  |  |  | 0 | 0
8459 | B_DAVIS0B | MB | South | YES | 0.092744 | 0 | 50 | 339 |  | 1.03 | GSC | -1 | -0.17021 | 0 | 0 |  |  | 0 | 0 | 0.17021 | 0 |  |  |  |  | 0 | 0
8460 | B_DAVIS0A | MB | South | YES | 0.092744 | 0 | 50 | 340 |  | 1.03 | GSC | -1 | -0.17021 | 0 | 0 |  |  | 0 | 0 | 0.17021 | 0 |  |  |  |  | 0 | 0
80263 | B_DAVIS31A | 3 | South | YES | 0.092744 | 0 | 0 | 180 |  | 1.0366 | CC | -1 | -0.17021 | 180 | 180 |  |  | 16.6939 | 180 | 0.17021 | 30.6382 |  |  |  |  | 0 | 30.6382
80264 | B_DAVIS41A | 4 | South | YES | 0.092744 | 0 | 0 | 180 |  | 1.0366 | CC | -1 | -0.17021 | 180 | 180 |  |  | 16.6939 | 180 | 0.17021 | 30.6382 |  |  |  |  | 0 | 30.6382
8506 | VAL #1 | 1 | South | YES | 0.092781 | 20.9 | 0 | 25 | 0 | 1.0055 | Cogen | -1 | -0.17025 | 0 | 0 |  |  | 0 | 0 | 0.17025 | 0 |  |  |  |  | 0 | 0
8507 | VAL #2 | 2 | South | YES | 0.092781 | 20.9 | 0 | 25 | 0 | 1.0055 | Cogen | -1 | -0.17025 | 0 | 0 |  |  | 0 | 0 | 0.17025 | 0 |  |  |  |  | 0 | 0
8461 | KOCH_UP0A | 1 | South | YES | 0.092861 | 38 | 0 | 38 | 0 | 1.012 | Cogen | -1 | -0.17033 | 0 | 0 |  |  | 0 | 0 | 0.17033 | 0 |  |  |  |  | 0 | 0
8511 | OXY_CC0A | 1 | South | YES | 0.092868 | 30.3 | 0 | 38 | 0 | 1.027 | Cogen | -1 | -0.17034 | 0 | 0 |  |  | 0 | 0 | 0.17034 | 0 |  |  |  |  | 0 | 0
8933 | FGNTS001 | 1 | South | YES | 0.093119 | 146.5 | 0 | 146.5 | 0 | 1.03 | CC | -1 | -0.17059 | 146.5 | 146.5 |  |  | 13.6419 | 146.5 | 0.17059 | 24.9911 |  |  |  |  | 0 | 24.9911
8934 | FGNTS101 | 2 | South | YES | 0.093119 | 147.9 | 0 | 147.9 | 0 | 1.03 | CC | -1 | -0.17059 | 147.9 | 147.9 |  |  | 13.7723 | 147.9 | 0.17059 | 25.2299 |  |  |  |  | 0 | 25.2299
8935 | FGNTS201 | 3 | South | YES | 0.093119 | 173 | 0 | 173 | 0 | 1.03 | CC | -1 | -0.17059 | 173 | 173 |  |  | 16.1096 | 173 | 0.17059 | 29.5116 |  |  |  |  | 0 | 29.5116
8517 | CELANEBI0A | 1 | South | YES | 0.093183 | 29 | 0 | 29 | 0 | 1.02 | Cogen | -1 | -0.17065 | 0 | 0 |  |  | 0 | 0 | 0.17065 | 0 |  |  |  |  | 0 | 0
8982 | HECN2 | 2 | South | YES | 0.093223 | 144.1 | 0 | 144.1 | 0 | 1.0304 | CC | -1 | -0.17069 | 144.1 | 144.1 |  |  | 13.4334 | 144.1 | 0.17069 | 24.5966 |  |  |  |  | 0 | 24.5966
8981 | HECN1 | 1 | South | YES | 0.093223 | 144.8 | 0 | 144.8 | 0 | 1.0304 | CC | -1 | -0.17069 | 144.8 | 144.8 |  |  | 13.4987 | 144.8 | 0.17069 | 24.7161 |  |  |  |  | 0 | 24.7161
8983 | HECN3 | 3 | South | YES | 0.093223 | 171.9 | 0 | 171.9 | 0 | 1.0304 | CC | -1 | -0.17069 | 171.9 | 171.9 |  |  | 16.025 | 171.9 | 0.17069 | 29.3418 |  |  |  |  | 0 | 29.3418
8936 | MVGN#1 | 1 | South | YES | 0.093223 | 216.6 | 0 | 216.6 | 0 | 1.0304 | CC | -1 | -0.17069 | 216.6 | 216.6 |  |  | 20.1921 | 216.6 | 0.17069 | 36.9718 |  |  |  |  | 0 | 36.9718
8937 | MVGN#2 | 2 | South | YES | 0.093223 | 216.7 | 0 | 216.7 | 0 | 1.0304 | CC | -1 | -0.17069 | 216.7 | 216.7 |  |  | 20.2014 | 216.7 | 0.17069 | 36.9888 |  |  |  |  | 0 | 36.9888
8938 | MVGN#3 | 3 | South | YES | 0.093223 | 250.9 | 0 | 250.9 | 0 | 1.0304 | CC | -1 | -0.17069 | 250.9 | 250.9 |  |  | 23.3897 | 250.9 | 0.17069 | 42.8265 |  |  |  |  | 0 | 42.8265
80003 | MILHWYS | F | South | YES | 0.093259 | 0 | 0 | 0 | 0 | 1.0168 | AVR | -1 | -0.17073 | 0 | 0 |  |  | 0 | 0 | 0.17073 | 0 |  |  |  |  | 0 | 0
5933 | SI_RAY6 | 6 | South | YES | 0.093259 | 15.4 | 10 | 19.3 | 0 | 1.035 | GST | -1 | -0.17073 | 19.3 | 19.3 |  |  | 1.7999 | 19.3 | 0.17073 | 3.295 |  |  |  |  | 0 | 3.295
5932 | SI_RAY9 | 9 | South | YES | 0.093259 | 32 | 32 | 38 | 0 | 1.035 | CC | -1 | -0.17073 | 38 | 38 |  |  | 3.5438 | 38 | 0.17073 | 6.4876 |  |  |  |  | 0 | 6.4876
5935 | SI_RAY10 | 10 | South | YES | 0.093259 | 47 | 10 | 47 | 0 | 1.03 | CC | -1 | -0.17073 | 47 | 47 |  |  | 4.3832 | 47 | 0.17073 | 8.0242 |  |  |  |  | 0 | 8.0242
80080 | GWINDT11A | 4 | South | YES | 0.093283 | 3.8 | 0 | 19 | 0 | 1.025 | Wind | -1 | -0.17075 | 0 | 19 |  |  | 0 | 0 | 0.17075 | 0 |  |  |  |  | 0 | 0
80081 | GWINDT21A | 4 | South | YES | 0.093283 | 4.4 | 0 | 22 | 0 | 1.025 | Wind | -1 | -0.17075 | 0 | 22 |  |  | 0 | 0 | 0.17075 | 0 |  |  |  |  | 0 | 0
80081 | GWINDT21A | 2 | South | YES | 0.093283 | 7.2 | 0 | 36 | 0 | 1.025 | Wind | -1 | -0.17075 | 0 | 36 |  |  | 0 | 0 | 0.17075 | 0 |  |  |  |  | 0 | 0
80080 | GWINDT11A | 3 | South | YES | 0.093283 | 0 | 0 | 38 | 0 | 1.025 | Wind | -1 | -0.17075 | 0 | 38 |  |  | 0 | 0 | 0.17075 | 0 |  |  |  |  | 0 | 0
80080 | GWINDT11A | 2 | South | YES | 0.093283 | 0 | 0 | 41 | 0 | 1.025 | Wind | -1 | -0.17075 | 0 | 41 |  |  | 0 | 0 | 0.17075 | 0 |  |  |  |  | 0 | 0
80081 | GWINDT21A | 3 | South | YES | 0.093283 | 8.6 | 0 | 43 | 0 | 1.025 | Wind | -1 | -0.17075 | 0 | 43 |  |  | 0 | 0 | 0.17075 | 0 |  |  |  |  | 0 | 0
80180 | PNSCALT11A | 2 | South | YES | 0.093283 | 10 | 0 | 50 | 0 | 1.025 | Wind | -1 | -0.17075 | 0 | 50 |  |  | 0 | 0 | 0.17075 | 0 |  |  |  |  | 0 | 0
80181 | PNSCALT21A | 2 | South | YES | 0.093283 | 10 | 0 | 50 | 0 | 1.025 | Wind | -1 | -0.17075 | 0 | 50 |  |  | 0 | 0 | 0.17075 | 0 |  |  |  |  | 0 | 0
80181 | PNSCALT21A | 1 | South | YES | 0.093283 | 16.5 | 0 | 55 | 0 | 1.025 | Wind | -1 | -0.17075 | 0 | 55 |  |  | 0 | 0 | 0.17075 | 0 |  |  |  |  | 0 | 0
80080 | GWINDT11A | 1 | South | YES | 0.093283 | 28.2 | 0 | 94 | 0 | 1.025 | Wind | -1 | -0.17075 | 0 | 94 |  |  | 0 | 0 | 0.17075 | 0 |  |  |  |  | 0 | 0
80081 | GWINDT21A | 1 | South | YES | 0.093283 | 28.2 | 0 | 94 | 0 | 1.025 | Wind | -1 | -0.17075 | 0 | 94 |  |  | 0 | 0 | 0.17075 | 0 |  |  |  |  | 0 | 0
80180 | PNSCALT11A | 1 | South | YES | 0.093283 | 43.8 | 0 | 148 | 0 | 1.025 | Wind | -1 | -0.17075 | 0 | 148 |  |  | 0 | 0 | 0.17075 | 0 |  |  |  |  | 0 | 0
7028 | L_MARBFA1_1Y | 1 | South | YES | 0.095069 | 0 | 0 | 18 |  | 1 | Hydro | -1 | -0.17254 | 0 | 0 |  |  | 0 | 0 | 0.17254 | 0 |  |  |  |  | 0 | 0
7029 | L_MARBFA1_2Y | 2 | South | YES | 0.095069 | 0 | 0 | 18 |  | 1 | Hydro | -1 | -0.17254 | 0 | 0 |  |  | 0 | 0 | 0.17254 | 0 |  |  |  |  | 0 | 0
60018 | DSKY1 | 1 | West | YES | -0.060196 | 21 | 0 | 84 | 0 | 1.023 | Wind | 1 | -0.17314 | 0 | 84 |  |  |  |  | -0.17314 | -14.5441 |  |  |  |  | -14.5441 | 0
60000 | DSKY2 | 1 | West | YES | -0.060397 | 19.1 | 0 | 76.5 |  | 1.039 | Wind | 1 | -0.17335 | 0 | 76.5 |  |  |  |  | -0.17335 | -13.2609 |  |  |  |  | -13.2609 | 0
60017 | ORNNWP1 | 1 | West | YES | -0.060961 | 20 | 0 | 80 |  | 1.027 | Wind | 1 | -0.17391 | 0 | 80 |  |  |  |  | -0.17391 | -13.9128 |  |  |  |  | -13.9128 | 0
8161 | COLETO0A | 1 | South | YES | 0.096606 | 633 | 200 | 633 | 0 | 1.03 | LIGCO | -1 | -0.17407 | 0 | 633 |  |  | 0 | 0 | 0.17407 | 0 |  |  |  |  | 0 | 0
58909 | PEARSALLSCG1 | 3 | South | YES | 0.096761 | 0 | 0 | 8.4 |  | 1.027 | Diesel | -1 | -0.17423 | 8.4 | 8.4 |  |  | 0.81279 | 8.4 | 0.17423 | 1.4635 |  |  |  |  | 0 | 1.4635
58909 | PEARSALLSCG1 | 4 | South | YES | 0.096761 | 0 | 0 | 8.4 |  | 1.027 | Diesel | -1 | -0.17423 | 8.4 | 8.4 |  |  | 0.81279 | 8.4 | 0.17423 | 1.4635 |  |  |  |  | 0 | 1.4635
58909 | PEARSALLSCG1 | 6 | South | YES | 0.096761 | 0 | 0 | 8.4 |  | 1.027 | Diesel | -1 | -0.17423 | 8.4 | 8.4 |  |  | 0.81279 | 8.4 | 0.17423 | 1.4635 |  |  |  |  | 0 | 1.4635
58909 | PEARSALLSCG1 | 5 | South | YES | 0.096761 | 0 | 0 | 8.4 |  | 1.027 | Diesel | -1 | -0.17423 | 8.4 | 8.4 |  |  | 0.81279 | 8.4 | 0.17423 | 1.4635 |  |  |  |  | 0 | 1.4635
58909 | PEARSALLSCG1 | 1 | South | YES | 0.096761 | 0 | 0 | 8.4 |  | 1.027 | Diesel | -1 | -0.17423 | 8.4 | 8.4 |  |  | 0.81279 | 8.4 | 0.17423 | 1.4635 |  |  |  |  | 0 | 1.4635
58909 | PEARSALLSCG1 | 2 | South | YES | 0.096761 | 0 | 0 | 8.4 |  | 1.027 | Diesel | -1 | -0.17423 | 8.4 | 8.4 |  |  | 0.81279 | 8.4 | 0.17423 | 1.4635 |  |  |  |  | 0 | 1.4635
58919 | PEARSALLSCG2 | 5 | South | YES | 0.096761 | 0 | 0 | 8.4 |  | 1.027 | Diesel | -1 | -0.17423 | 8.4 | 8.4 |  |  | 0.81279 | 8.4 | 0.17423 | 1.4635 |  |  |  |  | 0 | 1.4635
58919 | PEARSALLSCG2 | 6 | South | YES | 0.096761 | 0 | 0 | 8.4 |  | 1.027 | Diesel | -1 | -0.17423 | 8.4 | 8.4 |  |  | 0.81279 | 8.4 | 0.17423 | 1.4635 |  |  |  |  | 0 | 1.4635
58919 | PEARSALLSCG2 | 1 | South | YES | 0.096761 | 0 | 0 | 8.4 |  | 1.027 | Diesel | -1 | -0.17423 | 8.4 | 8.4 |  |  | 0.81279 | 8.4 | 0.17423 | 1.4635 |  |  |  |  | 0 | 1.4635
58919 | PEARSALLSCG2 | 2 | South | YES | 0.096761 | 0 | 0 | 8.4 |  | 1.027 | Diesel | -1 | -0.17423 | 8.4 | 8.4 |  |  | 0.81279 | 8.4 | 0.17423 | 1.4635 |  |  |  |  | 0 | 1.4635
58919 | PEARSALLSCG2 | 4 | South | YES | 0.096761 | 0 | 0 | 8.4 |  | 1.027 | Diesel | -1 | -0.17423 | 8.4 | 8.4 |  |  | 0.81279 | 8.4 | 0.17423 | 1.4635 |  |  |  |  | 0 | 1.4635
58919 | PEARSALLSCG2 | 3 | South | YES | 0.096761 | 0 | 0 | 8.4 |  | 1.027 | Diesel | -1 | -0.17423 | 8.4 | 8.4 |  |  | 0.81279 | 8.4 | 0.17423 | 1.4635 |  |  |  |  | 0 | 1.4635
58929 | PEARSALLSCG3 | 4 | South | YES | 0.096761 | 0 | 0 | 8.4 |  | 1.027 | Diesel | -1 | -0.17423 | 8.4 | 8.4 |  |  | 0.81279 | 8.4 | 0.17423 | 1.4635 |  |  |  |  | 0 | 1.4635
58929 | PEARSALLSCG3 | 6 | South | YES | 0.096761 | 0 | 0 | 8.4 |  | 1.027 | Diesel | -1 | -0.17423 | 8.4 | 8.4 |  |  | 0.81279 | 8.4 | 0.17423 | 1.4635 |  |  |  |  | 0 | 1.4635
58929 | PEARSALLSCG3 | 2 | South | YES | 0.096761 | 0 | 0 | 8.4 |  | 1.027 | Diesel | -1 | -0.17423 | 8.4 | 8.4 |  |  | 0.81279 | 8.4 | 0.17423 | 1.4635 |  |  |  |  | 0 | 1.4635
58929 | PEARSALLSCG3 | 5 | South | YES | 0.096761 | 0 | 0 | 8.4 |  | 1.027 | Diesel | -1 | -0.17423 | 8.4 | 8.4 |  |  | 0.81279 | 8.4 | 0.17423 | 1.4635 |  |  |  |  | 0 | 1.4635
58929 | PEARSALLSCG3 | 1 | South | YES | 0.096761 | 0 | 0 | 8.4 |  | 1.027 | Diesel | -1 | -0.17423 | 8.4 | 8.4 |  |  | 0.81279 | 8.4 | 0.17423 | 1.4635 |  |  |  |  | 0 | 1.4635
58929 | PEARSALLSCG3 | 3 | South | YES | 0.096761 | 0 | 0 | 8.4 |  | 1.027 | Diesel | -1 | -0.17423 | 8.4 | 8.4 |  |  | 0.81279 | 8.4 | 0.17423 | 1.4635 |  |  |  |  | 0 | 1.4635
58949 | PEARSALLSCG4 | 3 | South | YES | 0.096761 | 0 | 0 | 8.4 |  | 1.027 | Diesel | -1 | -0.17423 | 8.4 | 8.4 |  |  | 0.81279 | 8.4 | 0.17423 | 1.4635 |  |  |  |  | 0 | 1.4635
58949 | PEARSALLSCG4 | 2 | South | YES | 0.096761 | 0 | 0 | 8.4 |  | 1.027 | Diesel | -1 | -0.17423 | 8.4 | 8.4 |  |  | 0.81279 | 8.4 | 0.17423 | 1.4635 |  |  |  |  | 0 | 1.4635
58949 | PEARSALLSCG4 | 1 | South | YES | 0.096761 | 0 | 0 | 8.4 |  | 1.027 | Diesel | -1 | -0.17423 | 8.4 | 8.4 |  |  | 0.81279 | 8.4 | 0.17423 | 1.4635 |  |  |  |  | 0 | 1.4635
58949 | PEARSALLSCG4 | 4 | South | YES | 0.096761 | 0 | 0 | 8.4 |  | 1.027 | Diesel | -1 | -0.17423 | 8.4 | 8.4 |  |  | 0.81279 | 8.4 | 0.17423 | 1.4635 |  |  |  |  | 0 | 1.4635
58949 | PEARSALLSCG4 | 6 | South | YES | 0.096761 | 0 | 0 | 8.4 |  | 1.027 | Diesel | -1 | -0.17423 | 8.4 | 8.4 |  |  | 0.81279 | 8.4 | 0.17423 | 1.4635 |  |  |  |  | 0 | 1.4635
58949 | PEARSALLSCG4 | 5 | South | YES | 0.096761 | 0 | 0 | 8.4 |  | 1.027 | Diesel | -1 | -0.17423 | 8.4 | 8.4 |  |  | 0.81279 | 8.4 | 0.17423 | 1.4635 |  |  |  |  | 0 | 1.4635
88198 | BEEVILLE | F | South | YES | 0.097427 | 0 | 0 | 0 | 0 | 1.02 | AVR | -1 | -0.1749 | 0 | 0 |  |  | 0 | 0 | 0.1749 | 0 |  |  |  |  | 0 | 0
38437 | TNSRBNMESA9 | 1 | West | YES | -0.063226 | 37.5 | 0 | 150 | 0 | 1.02 | Wind | 1 | -0.17617 | 0 | 150 |  |  |  |  | -0.17617 | -26.4262 |  |  |  |  | -26.4262 | 0
38332 | TNWDWRDU2_8 | 1 | West | YES | -0.063291 | 20 | 0 | 80 | 0 | 1.0232 | Wind | 1 | -0.17624 | 0 | 80 |  |  |  |  | -0.17624 | -14.0992 |  |  |  |  | -14.0992 | 0
60016 | WOODWRD11A | 1 | West | YES | -0.063306 | 20 | 0 | 80 |  | 1.033 | Wind | 1 | -0.17625 | 0 | 80 |  |  |  |  | -0.17625 | -14.1004 |  |  |  |  | -14.1004 | 0
6016 | SWMESA | 1 | West | YES | -0.063386 | 18.8 | 0 | 75 |  | 1.03 | Wind | 1 | -0.17633 | 0 | 75 |  |  |  |  | -0.17633 | -13.2251 |  |  |  |  | -13.2251 | 0
60003 | KING_NE1A | 1 | West | YES | -0.063386 | 20 | 0 | 80 |  | 1.03 | Wind | 1 | -0.17633 | 0 | 80 |  |  |  |  | -0.17633 | -14.1068 |  |  |  |  | -14.1068 | 0
60005 | KING_SE1A | 1 | West | YES | -0.063386 | 10 | 0 | 40 |  | 1.035 | Wind | 1 | -0.17633 | 0 | 40 |  |  |  |  | -0.17633 | -7.0534 |  |  |  |  | -7.0534 | 0
5892 | PEARSALLGEN3 | 1 | South | YES | 0.09868 | 19.1 | 6 | 23.9 | 0 | 1.0226 | GST | -1 | -0.17615 | 23.9 | 23.9 |  |  | 2.3585 | 23.9 | 0.17615 | 4.2099 |  |  |  |  | 0 | 4.2099
5890 | PEARSALLGEN1 | 1 | South | YES | 0.09868 | 19.2 | 6 | 24 | 0 | 1.0226 | GST | -1 | -0.17615 | 24 | 24 |  |  | 2.3683 | 24 | 0.17615 | 4.2276 |  |  |  |  | 0 | 4.2276
5891 | PEARSALLGEN2 | 1 | South | YES | 0.09868 | 19.4 | 6 | 24.3 | 0 | 1.0226 | GST | -1 | -0.17615 | 24.3 | 24.3 |  |  | 2.3979 | 24.3 | 0.17615 | 4.2804 |  |  |  |  | 0 | 4.2804
60201 | RIO DRCS | F | West | YES | -0.063507 | 0 | 0 | 0 | 0 | 1.025 | AVR | 1 | -0.17646 | 0 | 0 |  |  |  |  | -0.17646 | 0 |  |  |  |  | 0 | 0
60007 | KING_SW1A | 1 | West | YES | -0.063813 | 20 | 0 | 80 |  | 1.03 | Wind | 1 | -0.17676 | 0 | 80 |  |  |  |  | -0.17676 | -14.1409 |  |  |  |  | -14.1409 | 0
60019 | KING_NW1A | 1 | West | YES | -0.063813 | 20 | 0 | 80 |  | 1.03 | Wind | 1 | -0.17676 | 0 | 80 |  |  |  |  | -0.17676 | -14.1409 |  |  |  |  | -14.1409 | 0
3381 | BBRN_1G | 1 | North | YES | -0.068671 | 618 | 225 | 618 | 0 | 1.03 | LIGCO | 1 | -0.18162 | 0 | 618 | -42.4387 | 618 |  |  | -0.18162 | -112.2408 |  |  |  |  | -112.2408 | 0
3382 | BBRN_2G | 2 | North | YES | -0.068671 | 589 | 225 | 589 | 0 | 1.03 | LIGCO | 1 | -0.18162 | 0 | 589 | -40.4472 | 589 |  |  | -0.18162 | -106.9739 |  |  |  |  | -106.9739 | 0
13133 | CALFREST_3G | 3 | North | YES | -0.069651 | 177.4 | 40 | 177.4 | 0 | 1.031 | CC | 1 | -0.1826 | 177.4 | 177.4 | -12.3561 | 177.4 |  |  | -0.1826 | -32.3931 |  |  |  |  | -32.3931 | 0
13132 | CALFREST_2G | 2 | North | YES | -0.069651 | 151 | 57 | 151 | 0 | 1.031 | CC | 1 | -0.1826 | 151 | 151 | -10.5173 | 151 |  |  | -0.1826 | -27.5725 |  |  |  |  | -27.5725 | 0
13131 | CALFREST_1G | 1 | North | YES | -0.069651 | 150.7 | 40 | 150.7 | 0 | 1.031 | CC | 1 | -0.1826 | 150.7 | 150.7 | -10.4964 | 150.7 |  |  | -0.1826 | -27.5177 |  |  |  |  | -27.5177 | 0
13136 | CALFREST_6G | 6 | North | YES | -0.069854 | 177.5 | 40 | 177.5 | 0 | 1.031 | CC | 1 | -0.1828 | 177.5 | 177.5 | -12.3991 | 177.5 |  |  | -0.1828 | -32.4474 |  |  |  |  | -32.4474 | 0
13135 | CALFREST_5G | 5 | North | YES | -0.069854 | 152.3 | 57 | 152.3 | 0 | 1.031 | CC | 1 | -0.1828 | 152.3 | 152.3 | -10.6388 | 152.3 |  |  | -0.1828 | -27.8408 |  |  |  |  | -27.8408 | 0
13134 | CALFREST_4G | 4 | North | YES | -0.069854 | 151.5 | 40 | 151.5 | 0 | 1.031 | CC | 1 | -0.1828 | 151.5 | 151.5 | -10.5829 | 151.5 |  |  | -0.1828 | -27.6946 |  |  |  |  | -27.6946 | 0
1349 | WESTXWIN_1G | 1 | West | YES | -0.070161 | 1.3 | 0 | 6.6 |  | 1.014 | Wind | 1 | -0.18311 | 0 | 6.6 |  |  |  |  | -0.18311 | -1.2085 |  |  |  |  | -1.2085 | 0
1350 | NWPWRG1_1G | 1 | West | YES | -0.070161 | 6.9 | 1 | 34.3 |  | 1.014 | Wind | 1 | -0.18311 | 0 | 34.3 |  |  |  |  | -0.18311 | -6.2807 |  |  |  |  | -6.2807 | 0
1008 | PB6GEN_7G | 6 | West | YES | -0.070386 | 515 | 130 | 515 | 0 | 1.036 | GST | 1 | -0.18333 | 515 | 515 |  |  |  |  | -0.18333 | -94.4173 |  |  |  |  | -94.4173 | 0
1007 | PB5GEN_6G | 5 | West | YES | -0.070386 | 91.2 | 40 | 114 | 0 | 1.036 | GST | 1 | -0.18333 | 114 | 114 |  |  |  |  | -0.18333 | -20.9001 |  |  |  |  | -20.9001 | 0
1005 | PBCTDGE_4G | D | West | YES | -0.070386 | 65 | 65 | 68 | 0 | 1.036 | GGT | 1 | -0.18333 | 68 | 68 |  |  |  |  | -0.18333 | -12.4667 |  |  |  |  | -12.4667 | 0
1004 | PBCTCGE_3G | C | West | YES | -0.070386 | 62 | 62 | 67 | 0 | 1.036 | GGT | 1 | -0.18333 | 67 | 67 |  |  |  |  | -0.18333 | -12.2834 |  |  |  |  | -12.2834 | 0
1006 | PBCTEGE_5G | E | West | YES | -0.070386 | 65 | 65 | 67 | 0 | 1.036 | GGT | 1 | -0.18333 | 67 | 67 |  |  |  |  | -0.18333 | -12.2834 |  |  |  |  | -12.2834 | 0
1002 | PBCTAGE_1G | A | West | YES | -0.070386 | 64 | 64 | 66 | 0 | 1.036 | GGT | 1 | -0.18333 | 66 | 66 |  |  |  |  | -0.18333 | -12.1001 |  |  |  |  | -12.1001 | 0
1003 | PBCTBGE_2G | B | West | YES | -0.070386 | 65 | 65 | 66 | 0 | 1.036 | GGT | 1 | -0.18333 | 66 | 66 |  |  |  |  | -0.18333 | -12.1001 |  |  |  |  | -12.1001 | 0
7038 | L_DELAWA1_1Y | 1 | West | YES | -0.070457 | 3.5 | 0 | 35 | 0 | 1 | Wind | 1 | -0.18341 | 0 | 35 |  |  |  |  | -0.18341 | -6.4192 |  |  |  |  | -6.4192 | 0
7038 | L_DELAWA1_1Y | 2 | West | YES | -0.070457 | 3 | 0 | 30 | 0 | 1 | Wind | 1 | -0.18341 | 0 | 30 |  |  |  |  | -0.18341 | -5.5022 |  |  |  |  | -5.5022 | 0
11147 | NOTREES_1G | 1 | West | YES | -0.070592 | 29.8 | 0 | 149 | 0 | 1.017 | Wind | 1 | -0.18354 | 0 | 149 |  |  |  |  | -0.18354 | -27.3475 |  |  |  |  | -27.3475 | 0
5903 | SANMIGUELGEN | 1 | South | YES | 0.10582 | 396.3 | 180 | 396.3 | 0 | 1.0336 | LIGCO | -1 | -0.18329 | 0 | 396.3 |  |  | 0 | 0 | 0.18329 | 0 |  |  |  |  | 0 | 0
76091 | L_DIVIDE1_1N | W1 | West | YES | -0.070857 | 22.5 | 0 | 112.5 |  | 1.02 | Wind | 1 | -0.18381 | 0 | 112.5 |  |  |  |  | -0.18381 | -20.6781 |  |  |  |  | -20.6781 | 0
76095 | L_CAPRSI1_1N | W1 | West | YES | -0.070857 | 29.9 | 0 | 149.5 | 0 | 1.02 | Wind | 1 | -0.18381 | 0 | 149.5 |  |  |  |  | -0.18381 | -27.4789 |  |  |  |  | -27.4789 | 0
76096 | L_CAPRSI1_2N | W1 | West | YES | -0.070857 | 37.2 | 0 | 186 | 0 | 1.02 | Wind | 1 | -0.18381 | 0 | 186 |  |  |  |  | -0.18381 | -34.1878 |  |  |  |  | -34.1878 | 0
76097 | L_CAPRGE1_1N | W1 | West | YES | -0.070857 | 42.9 | 0 | 214.5 | 0 | 1.02 | Wind | 1 | -0.18381 | 0 | 214.5 |  |  |  |  | -0.18381 | -39.4263 |  |  |  |  | -39.4263 | 0
76031 | L_GASCCR1_1N | W1 | West | YES | -0.071152 | 30 | 0 | 150 | 0 | 1.02 | Wind | 1 | -0.1841 | 0 | 150 |  |  |  |  | -0.1841 | -27.6151 |  |  |  |  | -27.6151 | 0
1320 | BSP 1 | 1 | West | YES | -0.071338 | 25.5 | 2.9 | 25.8 | 0 | 1 | Cogen | 1 | -0.18429 | 0 | 0 |  |  |  |  | -0.18429 | 0 |  |  |  |  | 0 | 0
1326 | STANTONW_8 | 1 | West | YES | -0.07137 | 20.1 | 0 | 100.5 |  | 1.01 | Wind | 1 | -0.18432 | 0 | 100.5 |  |  |  |  | -0.18432 | -18.524 |  |  |  |  | -18.524 | 0
11025 | TIEHVSG_2G | 1 | West | YES | -0.071371 | 213.2 | 63 | 213.2 | 0 | 1.012 | CC | 1 | -0.18432 | 213.2 | 213.2 |  |  |  |  | -0.18432 | -39.2969 |  |  |  |  | -39.2969 | 0
11020 | TIEHVSG_1G | 1 | West | YES | -0.071371 | 208.2 | 63 | 208.2 | 0 | 1.012 | CC | 1 | -0.18432 | 208.2 | 208.2 |  |  |  |  | -0.18432 | -38.3753 |  |  |  |  | -38.3753 | 0
11024 | TIEHVCG_4G | 1 | West | YES | -0.071371 | 147 | 103 | 147 | 0 | 1.012 | CC | 1 | -0.18432 | 147 | 147 |  |  |  |  | -0.18432 | -27.095 |  |  |  |  | -27.095 | 0
11021 | TIEHVCG_1G | 1 | West | YES | -0.071371 | 142.1 | 103 | 142.1 | 0 | 1.012 | CC | 1 | -0.18432 | 142.1 | 142.1 |  |  |  |  | -0.18432 | -26.1918 |  |  |  |  | -26.1918 | 0
11023 | TIEHVCG_3G | 1 | West | YES | -0.071371 | 137.4 | 103 | 137.4 | 0 | 1.012 | CC | 1 | -0.18432 | 137.4 | 137.4 |  |  |  |  | -0.18432 | -25.3255 |  |  |  |  | -25.3255 | 0
11022 | TIEHVCG_2G | 1 | West | YES | -0.071371 | 132.4 | 103 | 132.4 | 0 | 1.012 | CC | 1 | -0.18432 | 132.4 | 132.4 |  |  |  |  | -0.18432 | -24.4039 |  |  |  |  | -24.4039 | 0
11014 | NAV6ST | 1 | West | YES | -0.071382 | 115 | 40 | 115 | 0 | 1.029 | CC | 1 | -0.18433 | 115 | 115 |  |  |  |  | -0.18433 | -21.198 |  |  |  |  | -21.198 | 0
11011 | NAV3ST | 1 | West | YES | -0.071382 | 92.8 | 40 | 92.8 | 0 | 1.029 | CC | 1 | -0.18433 | 92.8 | 92.8 |  |  |  |  | -0.18433 | -17.1059 |  |  |  |  | -17.1059 | 0
11012 | NAV4CT | 1 | West | YES | -0.071382 | 80 | 18 | 80 | 0 | 1.029 | CC | 1 | -0.18433 | 80 | 80 |  |  |  |  | -0.18433 | -14.7464 |  |  |  |  | -14.7464 | 0
11013 | NAV5CT | 1 | West | YES | -0.071382 | 80 | 18 | 80 | 0 | 1.029 | CC | 1 | -0.18433 | 80 | 80 |  |  |  |  | -0.18433 | -14.7464 |  |  |  |  | -14.7464 | 0
11009 | NAV2CT | 1 | West | YES | -0.071382 | 71.4 | 18 | 71.4 | 0 | 1.029 | CC | 1 | -0.18433 | 71.4 | 71.4 |  |  |  |  | -0.18433 | -13.1612 |  |  |  |  | -13.1612 | 0
11001 | NAV1CT | 1 | West | YES | -0.071382 | 70.4 | 18 | 70.4 | 0 | 1.029 | CC | 1 | -0.18433 | 70.4 | 70.4 |  |  |  |  | -0.18433 | -12.9769 |  |  |  |  | -12.9769 | 0
60057 | CALLAHAN1A | 1 | West | YES | -0.071504 | 22.8 | 0 | 114 | 0 | 1.04 | Wind | 1 | -0.18445 | 0 | 114 |  |  |  |  | -0.18445 | -21.0276 |  |  |  |  | -21.0276 | 0
1328 | OCOTILLO_1G | 1 | West | YES | -0.071505 | 11.6 | 0 | 58 |  | 1.01 | Wind | 1 | -0.18445 | 0 | 58 |  |  |  |  | -0.18445 | -10.6983 |  |  |  |  | -10.6983 | 0
1333 | MCDDONAL_8 | 1 | West | YES | -0.071684 | 42.8 | 0 | 214.2 |  | 1.01 | Wind | 1 | -0.18463 | 0 | 214.2 |  |  |  |  | -0.18463 | -39.5483 |  |  |  |  | -39.5483 | 0
1327 | WILDHRSE_1G | 1 | West | YES | -0.071918 | 0 | 0 | 120 |  | 1 | Wind | 1 | -0.18487 | 0 | 120 |  |  |  |  | -0.18487 | -22.184 |  |  |  |  | -22.184 | 0
1360 | GUNSIGHT_8 | 1 | West | YES | -0.07196 | 0 | 0 | 120 |  | 1.01 | Wind | 1 | -0.18491 | 0 | 120 |  |  |  |  | -0.18491 | -22.189 |  |  |  |  | -22.189 | 0
1045 | CALENG1G_1G | 1 | West | YES | -0.072204 | 73.4 | 27 | 73.4 | 0 | 1.014 | Cogen | 1 | -0.18515 | 0 | 0 |  |  |  |  | -0.18515 | 0 |  |  |  |  | 0 | 0
1046 | CALENG2G_2G | 2 | West | YES | -0.072204 | 73.4 | 27 | 73.4 | 0 | 1.014 | Cogen | 1 | -0.18515 | 0 | 0 |  |  |  |  | -0.18515 | 0 |  |  |  |  | 0 | 0
1047 | CALENG3G_3G | 3 | West | YES | -0.072204 | 70.4 | 27 | 70.4 | 0 | 1.014 | Cogen | 1 | -0.18515 | 0 | 0 |  |  |  |  | -0.18515 | 0 |  |  |  |  | 0 | 0
11320 | COYOTE_1G | 1 | West | YES | -0.072223 | 22.5 | 0 | 225 |  | 1 | Wind | 1 | -0.18517 | 0 | 225 |  |  |  |  | -0.18517 | -41.6636 |  |  |  |  | -41.6636 | 0
11309 | BULLCREK_2G | 1 | West | YES | -0.072289 | 20.9 | 0 | 180 |  | 1 | Wind | 1 | -0.18524 | 0 | 180 |  |  |  |  | -0.18524 | -33.3427 |  |  |  |  | -33.3427 | 0
11310 | BULLCREK_1G | 1 | West | YES | -0.072289 | 15.1 | 0 | 180 |  | 1 | Wind | 1 | -0.18524 | 0 | 180 |  |  |  |  | -0.18524 | -33.3427 |  |  |  |  | -33.3427 | 0
1058 | LONGSHORE_5 | 1 | West | YES | -0.072395 | 30 | 0 | 150 |  | 1.01 | Wind | 1 | -0.18534 | 0 | 150 |  |  |  |  | -0.18534 | -27.8015 |  |  |  |  | -27.8015 | 0
1058 | LONGSHORE_5 | 2 | West | YES | -0.072395 | 44 | 0 | 220 |  | 1.01 | Wind | 1 | -0.18534 | 0 | 220 |  |  |  |  | -0.18534 | -40.7756 |  |  |  |  | -40.7756 | 0
11065 | ELBOWCK_1G | 1 | West | YES | -0.072395 | 23.4 | 0 | 121.9 | 0 | 1 | Wind | 1 | -0.18534 | 0 | 121.9 |  |  |  |  | -0.18534 | -22.5934 |  |  |  |  | -22.5934 | 0
1037 | MORGAN5G_5G | 5 | West | YES | -0.072588 | 109.6 | 40 | 137 | 0 | 1.029 | GST | 1 | -0.18554 | 137 | 137 |  |  |  |  | -0.18554 | -25.4185 |  |  |  |  | -25.4185 | 0
1040 | MRGNBG_2G | B | West | YES | -0.072588 | 70 | 70 | 71 | 0 | 1.029 | GGT | 1 | -0.18554 | 71 | 71 |  |  |  |  | -0.18554 | -13.1731 |  |  |  |  | -13.1731 | 0
1041 | MRGNCG_3G | C | West | YES | -0.072588 | 69 | 69 | 70 | 0 | 1.029 | GGT | 1 | -0.18554 | 70 | 70 |  |  |  |  | -0.18554 | -12.9876 |  |  |  |  | -12.9876 | 0
1043 | MRGNEG_5G | E | West | YES | -0.072588 | 68 | 68 | 70 | 0 | 1.029 | GGT | 1 | -0.18554 | 70 | 70 |  |  |  |  | -0.18554 | -12.9876 |  |  |  |  | -12.9876 | 0
1039 | MRGNAG_1G | A | West | YES | -0.072588 | 69 | 69 | 69 | 0 | 1.029 | GGT | 1 | -0.18554 | 69 | 69 |  |  |  |  | -0.18554 | -12.802 |  |  |  |  | -12.802 | 0
1042 | MRGNDG_4G | D | West | YES | -0.072588 | 68 | 68 | 68 | 0 | 1.029 | GGT | 1 | -0.18554 | 68 | 68 |  |  |  |  | -0.18554 | -12.6165 |  |  |  |  | -12.6165 | 0
1044 | MRGNFG_6G | F | West | YES | -0.072588 | 66 | 66 | 66 | 0 | 1.029 | GGT | 1 | -0.18554 | 66 | 66 |  |  |  |  | -0.18554 | -12.2454 |  |  |  |  | -12.2454 | 0
60058 | BUFF_GAP1A | 1 | West | YES | -0.072677 | 24 | 0 | 120 |  | 1 | Wind | 1 | -0.18563 | 0 | 120 |  |  |  |  | -0.18563 | -22.2751 |  |  |  |  | -22.2751 | 0
60060 | CIRELLO | 1 | West | YES | -0.072677 | 46.6 | 0 | 233 | 0 | 1 | Wind | 1 | -0.18563 | 0 | 233 |  |  |  |  | -0.18563 | -43.2507 |  |  |  |  | -43.2507 | 0
60063 | BUFF_GAP1B | 1 | West | YES | -0.072677 | 34 | 0 | 170.2 | 0 | 1.02 | Wind | 1 | -0.18563 | 0 | 170.2 |  |  |  |  | -0.18563 | -31.5935 |  |  |  |  | -31.5935 | 0
60066 | H_HOLLOW1A | 1 | West | YES | -0.072677 | 44.4 | 0 | 222 | 0 | 1.005 | Wind | 1 | -0.18563 | 0 | 222 |  |  |  |  | -0.18563 | -41.2089 |  |  |  |  | -41.2089 | 0
60068 | HHOLLOW21A | 1 | West | YES | -0.072677 | 36.8 | 0 | 184 | 0 | 1.025 | Wind | 1 | -0.18563 | 0 | 184 |  |  |  |  | -0.18563 | -34.1551 |  |  |  |  | -34.1551 | 0
60070 | HHOLLOW31A | 1 | West | YES | -0.072677 | 44.8 | 0 | 224 | 0 | 1.025 | Wind | 1 | -0.18563 | 0 | 224 |  |  |  |  | -0.18563 | -41.5801 |  |  |  |  | -41.5801 | 0
60072 | HHOLLOW41A | 1 | West | YES | -0.072677 | 23 | 0 | 115 | 0 | 1.025 | Wind | 1 | -0.18563 | 0 | 115 |  |  |  |  | -0.18563 | -21.3469 |  |  |  |  | -21.3469 | 0
6637 | SNYDERW1A | 1 | West | YES | -0.072681 | 12.6 | 0 | 63 | 0 | 1.025 | Wind | 1 | -0.18563 | 0 | 63 |  |  |  |  | -0.18563 | -11.6947 |  |  |  |  | -11.6947 | 0
1068 | SCURRYCW_1G | 1 | West | YES | -0.072746 | 28.2 | 1.3 | 141 | 0 | 1.0217 | Wind | 1 | -0.18569 | 0 | 141 |  |  |  |  | -0.18569 | -26.1829 |  |  |  |  | -26.1829 | 0
1073 | SCURRYCW_2G | 2 | West | YES | -0.072746 | 24 | 0 | 120 | 0 | 1.0217 | Wind | 1 | -0.18569 | 0 | 120 |  |  |  |  | -0.18569 | -22.2833 |  |  |  |  | -22.2833 | 0
1061 | CIELOGEN_1G | 1 | West | YES | -0.072757 | 19.8 | 0 | 99 |  | 1 | Wind | 1 | -0.18571 | 0 | 99 |  |  |  |  | -0.18571 | -18.3848 |  |  |  |  | -18.3848 | 0
1062 | CIELOGEN_2G | 1 | West | YES | -0.072757 | 12.2 | 0 | 61 |  | 1 | Wind | 1 | -0.18571 | 0 | 61 |  |  |  |  | -0.18571 | -11.328 |  |  |  |  | -11.328 | 0
1069 | KINDERMG_1G | 1 | West | YES | -0.072757 | 25 | 5 | 25 | 0 | 1.017 | Cogen | 1 | -0.18571 | 0 | 0 |  |  |  |  | -0.18571 | 0 |  |  |  |  | 0 | 0
1070 | KINDERMG_2G | 1 | West | YES | -0.072757 | 45.7 | 12 | 45.7 | 0 | 1.017 | Cogen | 1 | -0.18571 | 0 | 0 |  |  |  |  | -0.18571 | 0 |  |  |  |  | 0 | 0
1071 | KINDERMG_3G | 1 | West | YES | -0.072757 | 45.7 | 12 | 45.7 | 0 | 1.017 | Cogen | 1 | -0.18571 | 0 | 0 |  |  |  |  | -0.18571 | 0 |  |  |  |  | 0 | 0
8189 | CUECPL2A | 1 | South | YES | 0.10813 | 12 | 0 | 12 | 0 | 1.02 | Cogen | -1 | -0.1856 | 0 | 0 |  |  | 0 | 0 | 0.1856 | 0 |  |  |  |  | 0 | 0
36998 | RDCNYNG1 | 1 | West | YES | -0.072957 | 16.8 | 0 | 84 |  | 1.01 | Wind | 1 | -0.18591 | 0 | 84 |  |  |  |  | -0.18591 | -15.6161 |  |  |  |  | -15.6161 | 0
11056 | ROSCOE_1G | 1 | West | YES | -0.073449 | 41.8 | 0 | 209 |  | 1 | Wind | 1 | -0.1864 | 0 | 209 |  |  |  |  | -0.1864 | -38.9571 |  |  |  |  | -38.9571 | 0
11057 | CHAMPION_1G | 1 | West | YES | -0.073449 | 25.3 | 0 | 126.5 |  | 1 | Wind | 1 | -0.1864 | 0 | 126.5 |  |  |  |  | -0.1864 | -23.5793 |  |  |  |  | -23.5793 | 0
11058 | PYRON_1G | 1 | West | YES | -0.073449 | 49.8 | 0 | 249 |  | 1 | Wind | 1 | -0.1864 | 0 | 249 |  |  |  |  | -0.1864 | -46.413 |  |  |  |  | -46.413 | 0
11059 | INADALE_1G | 1 | West | YES | -0.073449 | 39.4 | 0 | 197 |  | 1 | Wind | 1 | -0.1864 | 0 | 197 |  |  |  |  | -0.1864 | -36.7203 |  |  |  |  | -36.7203 | 0
71051 | L_BITTCR1_1N | W1 | West | YES | -0.073488 | 7.5 | 0 | 37.5 |  | 1.02 | Wind | 1 | -0.18644 | 0 | 37.5 |  |  |  |  | -0.18644 | -6.9914 |  |  |  |  | -6.9914 | 0
71054 | L_SWEETW1_1N | W1 | West | YES | -0.073488 | 21.5 | 0 | 107.5 |  | 1.02 | Wind | 1 | -0.18644 | 0 | 107.5 |  |  |  |  | -0.18644 | -20.0419 |  |  |  |  | -20.0419 | 0
71057 | L_SWEETW1_2N | W1 | West | YES | -0.073488 | 27 | 0 | 135 |  | 1.02 | Wind | 1 | -0.18644 | 0 | 135 |  |  |  |  | -0.18644 | -25.1689 |  |  |  |  | -25.1689 | 0
71059 | L_SWEETW1_3N | W1 | West | YES | -0.073488 | 23.8 | 0 | 119 | 0 | 1.02 | Wind | 1 | -0.18644 | 0 | 119 |  |  |  |  | -0.18644 | -22.1859 |  |  |  |  | -22.1859 | 0
71060 | L_SWEETW1_4N | W1 | West | YES | -0.073488 | 21 | 0 | 105 | 0 | 1.02 | Wind | 1 | -0.18644 | 0 | 105 |  |  |  |  | -0.18644 | -19.5758 |  |  |  |  | -19.5758 | 0
71061 | L_SWEETW1_5N | W1 | West | YES | -0.073488 | 16.1 | 0 | 80.5 | 0 | 1.02 | Wind | 1 | -0.18644 | 0 | 80.5 |  |  |  |  | -0.18644 | -15.0081 |  |  |  |  | -15.0081 | 0
1343 | TRENTIPP_8 | 1 | West | YES | -0.073554 | 30 | 0 | 150 |  | 1.014 | Wind | 1 | -0.1865 | 0 | 150 |  |  |  |  | -0.1865 | -27.9754 |  |  |  |  | -27.9754 | 0
1354 | AEPWIND_8 | 1 | West | YES | -0.073554 | 20.2 | 0 | 101 |  | 1 | Wind | 1 | -0.1865 | 0 | 101 |  |  |  |  | -0.1865 | -18.8368 |  |  |  |  | -18.8368 | 0
3108 | STRYKER_2G | 2 | North | YES | -0.073578 | 484 | 75 | 484 | 0 | 1.029 | GST | 1 | -0.18653 | 484 | 484 | -35.6118 | 484 |  |  | -0.18653 | -90.2788 |  |  |  |  | -90.2788 | 0
3107 | STRYKER_1G | 1 | North | YES | -0.073578 | 145.6 | 45 | 182 | 0 | 1.029 | GST | 1 | -0.18653 | 182 | 182 | -13.3912 | 182 |  |  | -0.18653 | -33.9478 |  |  |  |  | -33.9478 | 0
6144 | MCADOO1A | 1 | West | YES | -0.073835 | 15 | 0 | 150 | 0 | 1.025 | Wind | 1 | -0.18678 | 0 | 150 |  |  |  |  | -0.18678 | -28.0175 |  |  |  |  | -28.0175 | 0
3309 | ASPN_G | 1 | North | YES | -0.073872 | 50 | 0 | 50 |  | 1 | Bio | 1 | -0.18682 | 50 | 50 | -3.6936 | 50 |  |  | -0.18682 | -9.341 |  |  |  |  | -9.341 | 0
1417 | SWETWATR_2G | 2 | West | YES | -0.073874 | 72 | 36 | 72 | 0 | 1.026 | CC | 1 | -0.18682 | 72 | 72 |  |  |  |  | -0.18682 | -13.4512 |  |  |  |  | -13.4512 | 0
1418 | SWETWATR_3G | 3 | West | YES | -0.073874 | 68 | 36 | 68 | 0 | 1.026 | CC | 1 | -0.18682 | 68 | 68 |  |  |  |  | -0.18682 | -12.7039 |  |  |  |  | -12.7039 | 0
1419 | SWETWATR_4G | 4 | West | YES | -0.073874 | 61 | 36 | 61 | 0 | 1.026 | CC | 1 | -0.18682 | 61 | 61 |  |  |  |  | -0.18682 | -11.3962 |  |  |  |  | -11.3962 | 0
1416 | SWETWATR_1G | 1 | West | YES | -0.073874 | 30 | 18 | 30 | 0 | 1.026 | CC | 1 | -0.18682 | 30 | 30 |  |  |  |  | -0.18682 | -5.6047 |  |  |  |  | -5.6047 | 0
3348 | CHAMPION_1G | MB | North | YES | -0.073911 | 0 | 42 | 42 |  | 1 | Cogen | 1 | -0.18686 | 0 | 0 | 0 | 0 |  |  | -0.18686 | 0 |  |  |  |  | 0 | 0
6407 | TURKTRAK1A | 1 | West | YES | -0.074181 | 33.9 | 0 | 169.5 | 0 | 1.025 | Wind | 1 | -0.18713 | 0 | 169.5 |  |  |  |  | -0.18713 | -31.7184 |  |  |  |  | -31.7184 | 0
13119 | TGATEWAY_4G | 4 | North | YES | -0.074396 | 399 | 65 | 399 | 0 | 1.0232 | CC | 1 | -0.18734 | 399 | 399 | -29.684 | 399 |  |  | -0.18734 | -74.7504 |  |  |  |  | -74.7504 | 0
13116 | TGATEWAY_1G | 1 | North | YES | -0.074396 | 151 | 30 | 151 | 0 | 1.0232 | CC | 1 | -0.18734 | 151 | 151 | -11.2338 | 151 |  |  | -0.18734 | -28.289 |  |  |  |  | -28.289 | 0
13118 | TGATEWAY_3G | 3 | North | YES | -0.074396 | 148 | 30 | 148 | 0 | 1.0232 | CC | 1 | -0.18734 | 148 | 148 | -11.0106 | 148 |  |  | -0.18734 | -27.727 |  |  |  |  | -27.727 | 0
13117 | TGATEWAY_2G | 2 | North | YES | -0.074396 | 130 | 30 | 130 | 0 | 1.0232 | CC | 1 | -0.18734 | 130 | 130 | -9.6715 | 130 |  |  | -0.18734 | -24.3548 |  |  |  |  | -24.3548 | 0
60081 | WHRLWIND1A | 1 | West | YES | -0.074799 | 12 | 0 | 60 | 0 | 1.03 | Wind | 1 | -0.18775 | 0 | 60 |  |  |  |  | -0.18775 | -11.2648 |  |  |  |  | -11.2648 | 0
3097 | MARTLAKE_1G | 1 | North | YES | -0.074802 | 790 | 500 | 790 | 0 | 1.017 | LIGCO | 1 | -0.18775 | 0 | 790 | -59.0936 | 790 |  |  | -0.18775 | -148.3229 |  |  |  |  | -148.3229 | 0
3098 | MARTLAKE_2G | 2 | North | YES | -0.074802 | 795 | 461 | 795 | 0 | 1.017 | LIGCO | 1 | -0.18775 | 0 | 795 | -59.4676 | 795 |  |  | -0.18775 | -149.2616 |  |  |  |  | -149.2616 | 0
3099 | MARTLAKE_3G | 3 | North | YES | -0.074802 | 804 | 500 | 804 | 0 | 1.017 | LIGCO | 1 | -0.18775 | 0 | 804 | -60.1408 | 804 |  |  | -0.18775 | -150.9514 |  |  |  |  | -150.9514 | 0
5401 | CALAVER_JKS1 | 1 | South | YES | 0.11031 | 562 | 100 | 562 | 0 | 1.026 | LIGCO | -1 | -0.18778 | 0 | 562 |  |  | 0 | 0 | 0.18778 | 0 |  |  |  |  | 0 | 0
5268 | LEON_LCPCT3 | 3 | South | YES | 0.11045 | 43 | 24 | 43 | 0 | 1.0197 | GGT | -1 | -0.18791 | 43 | 43 |  |  | 4.7491 | 43 | 0.18791 | 8.0803 |  |  |  |  | 0 | 8.0803
5266 | LEON_LCPCT1 | 1 | South | YES | 0.11045 | 44 | 24 | 44 | 0 | 1.0197 | GGT | -1 | -0.18791 | 44 | 44 |  |  | 4.8596 | 44 | 0.18791 | 8.2682 |  |  |  |  | 0 | 8.2682
5267 | LEON_LCPCT2 | 2 | South | YES | 0.11045 | 44 | 24 | 44 | 0 | 1.0197 | GGT | -1 | -0.18791 | 44 | 44 |  |  | 4.8596 | 44 | 0.18791 | 8.2682 |  |  |  |  | 0 | 8.2682
5269 | LEON_LCPCT4 | 4 | South | YES | 0.11045 | 45 | 24 | 45 | 0 | 1.0197 | GGT | -1 | -0.18791 | 45 | 45 |  |  | 4.97 | 45 | 0.18791 | 8.4561 |  |  |  |  | 0 | 8.4561
5264 | LEON_LCP3G3 | 3 | South | YES | 0.11045 | 0 | 20 | 58 |  | 1.0197 | GST | -1 | -0.18791 | 58 | 58 |  |  | 6.4058 | 58 | 0.18791 | 10.899 |  |  |  |  | 0 | 10.899
5265 | LEON_LCP4G4 | 4 | South | YES | 0.11045 | 89 | 25 | 89 | 0 | 1.0197 | GST | -1 | -0.18791 | 89 | 89 |  |  | 9.8296 | 89 | 0.18791 | 16.7243 |  |  |  |  | 0 | 16.7243
5476 | BRA_AVR1_CT1 | 1 | South | YES | 0.11081 | 155 | 90 | 155 | 0 | 1.025 | CC | -1 | -0.18828 | 155 | 155 |  |  | 17.1762 | 155 | 0.18828 | 29.1838 |  |  |  |  | 0 | 29.1838
5478 | BRA_AVR1_CT2 | 1 | South | YES | 0.11081 | 155 | 90 | 155 | 0 | 1.025 | CC | -1 | -0.18828 | 155 | 155 |  |  | 17.1762 | 155 | 0.18828 | 29.1838 |  |  |  |  | 0 | 29.1838
5477 | BRA_AVR1_ST | 1 | South | YES | 0.11081 | 174 | 138 | 174 | 0 | 1.025 | CC | -1 | -0.18828 | 174 | 174 |  |  | 19.2816 | 174 | 0.18828 | 32.7611 |  |  |  |  | 0 | 32.7611
1437 | MESQUITW_1G | 1 | North | YES | -0.075751 | 40 | 0 | 400 | 0 | 1.023 | Wind | 1 | -0.1887 | 0 | 400 | -30.3004 | 400 |  |  | -0.1887 | -75.4798 |  |  |  |  | -75.4798 | 0
1438 | MESQUITW_2G | 1 | North | YES | -0.075754 | 23.6 | 0 | 236 |  | 1.017 | Wind | 1 | -0.1887 | 0 | 236 | -17.8779 | 236 |  |  | -0.1887 | -44.5338 |  |  |  |  | -44.5338 | 0
5028 | BRAUNIG_VHB3 | 3 | South | YES | 0.11119 | 407 | 60 | 407 | 0 | 1.0138 | GST | -1 | -0.18866 | 407 | 407 |  |  | 45.2547 | 407 | 0.18866 | 76.7844 |  |  |  |  | 0 | 76.7844
5026 | BRAUNIG_VHB1 | 1 | South | YES | 0.11124 | 215 | 40 | 215 | 0 | 1.0192 | GST | -1 | -0.18871 | 215 | 215 |  |  | 23.916 | 215 | 0.18871 | 40.5717 |  |  |  |  | 0 | 40.5717
5027 | BRAUNIG_VHB2 | 2 | South | YES | 0.11124 | 216 | 40 | 216 | 0 | 1.0192 | GST | -1 | -0.18871 | 216 | 216 |  |  | 24.0272 | 216 | 0.18871 | 40.7604 |  |  |  |  | 0 | 40.7604
5397 | CALAVER_OWS2 | 2 | South | YES | 0.11138 | 400 | 80 | 400 | 0 | 1.0192 | GST | -1 | -0.18885 | 400 | 400 |  |  | 44.5516 | 400 | 0.18885 | 75.539 |  |  |  |  | 0 | 75.539
5396 | CALAVER_OWS1 | 1 | South | YES | 0.11138 | 418 | 80 | 418 | 0 | 1.0192 | GST | -1 | -0.18885 | 418 | 418 |  |  | 46.5564 | 418 | 0.18885 | 78.9382 |  |  |  |  | 0 | 78.9382
5111 | CALAVER_JTD1 | 1 | South | YES | 0.11154 | 430 | 80 | 430 | 0 | 1.0138 | LIGCO | -1 | -0.189 | 0 | 430 |  |  | 0 | 0 | 0.189 | 0 |  |  |  |  | 0 | 0
5112 | CALAVER_JTD2 | 2 | South | YES | 0.11154 | 430 | 80 | 430 | 0 | 1.0138 | LIGCO | -1 | -0.189 | 0 | 430 |  |  | 0 | 0 | 0.189 | 0 |  |  |  |  | 0 | 0
1442 | COKFIELD_5 | 1 | North | YES | -0.076455 | 16.5 | 0 | 165 |  | 1.029 | Wind | 1 | -0.1894 | 0 | 165 | -12.6151 | 165 |  |  | -0.1894 | -31.2516 |  |  |  |  | -31.2516 | 0
7031 | L_MARSFO1G1Y | 1 | South | YES | 0.112 | 0 | 0 | 36 |  | 1 | Hydro | -1 | -0.18947 | 0 | 0 |  |  | 0 | 0 | 0.18947 | 0 |  |  |  |  | 0 | 0
7032 | L_MARSFO1G2Y | 2 | South | YES | 0.112 | 0 | 0 | 35 |  | 1 | Hydro | -1 | -0.18947 | 0 | 0 |  |  | 0 | 0 | 0.18947 | 0 |  |  |  |  | 0 | 0
7033 | L_MARSFO1G3Y | 3 | South | YES | 0.112 | 0 | 0 | 36 |  | 1 | Hydro | -1 | -0.18947 | 0 | 0 |  |  | 0 | 0 | 0.18947 | 0 |  |  |  |  | 0 | 0
5436 | TUTTL_WBT1G1 | 1 | South | YES | 0.11202 | 48.8 | 20 | 61 | 0 | 1.012 | GST | -1 | -0.18948 | 61 | 61 |  |  | 6.8329 | 61 | 0.18948 | 11.5585 |  |  |  |  | 0 | 11.5585
5438 | TUTTL_WBT3G3 | 3 | South | YES | 0.11202 | 95 | 25 | 95 | 0 | 1.012 | GST | -1 | -0.18948 | 95 | 95 |  |  | 10.6414 | 95 | 0.18948 | 18.0009 |  |  |  |  | 0 | 18.0009
5439 | TUTTL_WBT4G4 | 4 | South | YES | 0.11202 | 151 | 40 | 151 | 0 | 1.012 | GST | -1 | -0.18948 | 151 | 151 |  |  | 16.9143 | 151 | 0.18948 | 28.612 |  |  |  |  | 0 | 28.612
6100 | OKLA7A | EQ | West | YES | -0.077014 | 50 | -220 | 220 | 0 | 1.035 | DCTie | 1 | -0.18996 | 0 | 0 |  |  |  |  | -0.18996 | 0 |  |  |  |  | 0 | 0
6752 | OKLA0A | 1 | West | YES | -0.077014 | 649.7 | 175 | 649.7 | 0 | 1.035 | LIGCO | 1 | -0.18996 | 0 | 649.7 |  |  |  |  | -0.18996 | -123.4186 |  |  |  |  | -123.4186 | 0
12424 | FPLEFR2S_G | 4 | North | YES | -0.077899 | 415 | 191 | 415 | 0 | 1 | CC | 1 | -0.19085 | 415 | 415 | -32.3281 | 415 |  |  | -0.19085 | -79.2017 |  |  |  |  | -79.2017 | 0
12414 | FPLEFR1S_G | 4 | North | YES | -0.077899 | 414 | 191 | 414 | 0 | 1 | CC | 1 | -0.19085 | 414 | 414 | -32.2502 | 414 |  |  | -0.19085 | -79.0109 |  |  |  |  | -79.0109 | 0
12412 | FPLEFR1B_G | 2 | North | YES | -0.077899 | 164 | 72 | 164 | 0 | 1 | CC | 1 | -0.19085 | 164 | 164 | -12.7754 | 164 |  |  | -0.19085 | -31.299 |  |  |  |  | -31.299 | 0
12413 | FPLEFR1C_G | 3 | North | YES | -0.077899 | 164 | 72 | 164 | 0 | 1 | CC | 1 | -0.19085 | 164 | 164 | -12.7754 | 164 |  |  | -0.19085 | -31.299 |  |  |  |  | -31.299 | 0
12423 | FPLEFR2C_G | 3 | North | YES | -0.077899 | 163 | 72 | 163 | 0 | 1 | CC | 1 | -0.19085 | 163 | 163 | -12.6975 | 163 |  |  | -0.19085 | -31.1081 |  |  |  |  | -31.1081 | 0
12421 | FPLEFR2A_G | 1 | North | YES | -0.077899 | 162 | 72 | 162 | 0 | 1 | CC | 1 | -0.19085 | 162 | 162 | -12.6196 | 162 |  |  | -0.19085 | -30.9173 |  |  |  |  | -30.9173 | 0
12411 | FPLEFR1A_G | 1 | North | YES | -0.077899 | 161 | 72 | 161 | 0 | 1 | CC | 1 | -0.19085 | 161 | 161 | -12.5417 | 161 |  |  | -0.19085 | -30.7264 |  |  |  |  | -30.7264 | 0
12422 | FPLEFR2B_G | 2 | North | YES | -0.077899 | 161 | 72 | 161 | 0 | 1 | CC | 1 | -0.19085 | 161 | 161 | -12.5417 | 161 |  |  | -0.19085 | -30.7264 |  |  |  |  | -30.7264 | 0
3126 | TRINIDAD_6G | 1 | North | YES | -0.078229 | 179.2 | 46 | 224 | 0 | 1 | GST | 1 | -0.19118 | 224 | 224 | -17.5233 | 224 |  |  | -0.19118 | -42.8238 |  |  |  |  | -42.8238 | 0
2452 | LKHB2_G | 2 | North | YES | -0.078519 | 516 | 80 | 516 | 0 | 1.022 | GST | 1 | -0.19147 | 516 | 516 | -40.5158 | 516 |  |  | -0.19147 | -98.7972 |  |  |  |  | -98.7972 | 0
2451 | LKHB1_G | 1 | North | YES | -0.078519 | 0 | 80 | 391 |  | 1.022 | GST | 1 | -0.19147 | 391 | 391 | -30.7009 | 391 |  |  | -0.19147 | -74.8638 |  |  |  |  | -74.8638 | 0
12440 | PARKD_1SVC8 | 1 | North | YES | -0.078652 | 0 | 0 | 0 | 0 | 1.007 | GST | 1 | -0.1916 | 0 | 0 | 0 | 0 |  |  | -0.1916 | 0 |  |  |  |  | 0 | 0
12449 | PARKD_2SVC8 | 1 | North | YES | -0.078652 | 0 | 0 | 0 | 0 | 1.007 | GST | 1 | -0.1916 | 0 | 0 | 0 | 0 |  |  | -0.1916 | 0 |  |  |  |  | 0 | 0
1432 | GRHAMSES_2G | 2 | North | YES | -0.078676 | 294.9 | 90 | 366 | 0 | 1.014 | GST | 1 | -0.19162 | 366 | 366 | -28.7954 | 366 |  |  | -0.19162 | -70.1346 |  |  |  |  | -70.1346 | 0
950 | STEAM3 | 1 | North | YES | -0.078698 | 41 | 13 | 42 | 0 | 1.02 | GST | 1 | -0.19165 | 42 | 42 | -3.3053 | 42 |  |  | -0.19165 | -8.0492 |  |  |  |  | -8.0492 | 0
949 | STEAM2 | 1 | North | YES | -0.078698 | 26 | 8 | 26 | 0 | 0.99 | GST | 1 | -0.19165 | 26 | 26 | -2.0461 | 26 |  |  | -0.19165 | -4.9828 |  |  |  |  | -4.9828 | 0
948 | STEAM1 | 1 | North | YES | -0.078698 | 0 | 12 | 20 |  | 1.02 | GST | 1 | -0.19165 | 20 | 20 | -1.574 | 20 |  |  | -0.19165 | -3.8329 |  |  |  |  | -3.8329 | 0
1479 | WFCOGEN_1G | 1 | North | YES | -0.078793 | 16 | 12 | 20 | 0 | 1 | Cogen | 1 | -0.19174 | 0 | 0 | 0 | 0 |  |  | -0.19174 | 0 |  |  |  |  | 0 | 0
1479 | WFCOGEN_1G | 2 | North | YES | -0.078793 | 16 | 12 | 20 | 0 | 1 | Cogen | 1 | -0.19174 | 0 | 0 | 0 | 0 |  |  | -0.19174 | 0 |  |  |  |  | 0 | 0
1482 | WFCOGEN_2G | 2 | North | YES | -0.078793 | 13.6 | 12 | 17 | 0 | 1 | Cogen | 1 | -0.19174 | 0 | 0 | 0 | 0 |  |  | -0.19174 | 0 |  |  |  |  | 0 | 0
1482 | WFCOGEN_2G | 1 | North | YES | -0.078793 | 16 | 12 | 20 | 0 | 1 | Cogen | 1 | -0.19174 | 0 | 0 | 0 | 0 |  |  | -0.19174 | 0 |  |  |  |  | 0 | 0
844 | OLINGER_G3 | 1 | North | YES | -0.078831 | 103.9 | 45 | 150 | 0 | 1.03 | GST | 1 | -0.19178 | 150 | 150 | -11.8247 | 150 |  |  | -0.19178 | -28.7669 |  |  |  |  | -28.7669 | 0
843 | OLINGER_G2 | 1 | North | YES | -0.078831 | 76.2 | 25 | 110 | 0 | 1.03 | GST | 1 | -0.19178 | 110 | 110 | -8.6714 | 110 |  |  | -0.19178 | -21.0957 |  |  |  |  | -21.0957 | 0
842 | OLINGER_G1 | 1 | North | YES | -0.078831 | 55.4 | 20 | 79 | 0 | 1.03 | GST | 1 | -0.19178 | 79 | 79 | -6.2276 | 79 |  |  | -0.19178 | -15.1506 |  |  |  |  | -15.1506 | 0
845 | OLINGER_G4 | 1 | North | YES | -0.078831 | 51.9 | 0 | 76 | 0 | 1.03 | GGT | 1 | -0.19178 | 76 | 76 | -5.9912 | 76 |  |  | -0.19178 | -14.5752 |  |  |  |  | -14.5752 | 0
837 | NEWMAN_G5 | 1 | North | YES | -0.078834 | 0 | 15 | 40 |  | 1.01 | GST | 1 | -0.19178 | 40 | 40 | -3.1534 | 40 |  |  | -0.19178 | -7.6713 |  |  |  |  | -7.6713 | 0
1701 | MOSES_1G | 1 | North | YES | -0.078932 | 558 | 175 | 558 | 0 | 1.023 | LIGCO | 1 | -0.19188 | 0 | 558 | -44.0441 | 558 |  |  | -0.19188 | -107.0693 |  |  |  |  | -107.0693 | 0
1702 | MOSES_2G | 2 | North | YES | -0.078932 | 579 | 175 | 579 | 0 | 1.023 | LIGCO | 1 | -0.19188 | 0 | 579 | -45.7016 | 579 |  |  | -0.19188 | -111.0988 |  |  |  |  | -111.0988 | 0
1703 | MOSES_3G | 3 | North | YES | -0.078932 | 808 | 463 | 808 | 0 | 1.023 | LIGCO | 1 | -0.19188 | 0 | 808 | -63.7771 | 808 |  |  | -0.19188 | -155.0394 |  |  |  |  | -155.0394 | 0
5925 | DCEAST | EQ | North | YES | -0.078932 | 400.3 | -600 | 600 | 0 | 1.025 | DCTie | 1 | -0.19188 | 0 | 0 | 0 | 0 |  |  | -0.19188 | 0 |  |  |  |  | 0 | 0
1675 | PEC_1G | 1 | North | YES | -0.078997 | 76.7 | 35 | 76.7 | 0 | 1.022 | Cogen | 1 | -0.19195 | 0 | 0 | 0 | 0 |  |  | -0.19195 | 0 |  |  |  |  | 0 | 0
1676 | PEC_2G | 2 | North | YES | -0.078997 | 79.6 | 35 | 79.6 | 0 | 1.022 | Cogen | 1 | -0.19195 | 0 | 0 | 0 | 0 |  |  | -0.19195 | 0 |  |  |  |  | 0 | 0
1677 | PEC_3G | 3 | North | YES | -0.078997 | 88.4 | 35 | 88.4 | 0 | 1.022 | Cogen | 1 | -0.19195 | 0 | 0 | 0 | 0 |  |  | -0.19195 | 0 |  |  |  |  | 0 | 0
1433 | GRHAMSES_1G | 1 | North | YES | -0.079015 | 242 | 60 | 242 | 0 | 1.038 | GST | 1 | -0.19196 | 242 | 242 | -19.1216 | 242 |  |  | -0.19196 | -46.4552 |  |  |  |  | -46.4552 | 0
1683 | LAMARPWR_6G | 6 | North | YES | -0.079067 | 198 | 129.1 | 198 | 0 | 1.038 | CC | 1 | -0.19202 | 198 | 198 | -15.6553 | 198 |  |  | -0.19202 | -38.0191 |  |  |  |  | -38.0191 | 0
1680 | LAMARPWR_3G | 3 | North | YES | -0.079067 | 196 | 129.1 | 196 | 0 | 1.038 | CC | 1 | -0.19202 | 196 | 196 | -15.4971 | 196 |  |  | -0.19202 | -37.635 |  |  |  |  | -37.635 | 0
1678 | LAMARPWR_1G | 1 | North | YES | -0.079067 | 160 | 67.7 | 160 | 0 | 1.038 | CC | 1 | -0.19202 | 160 | 160 | -12.6507 | 160 |  |  | -0.19202 | -30.7225 |  |  |  |  | -30.7225 | 0
1682 | LAMARPWR_5G | 5 | North | YES | -0.079067 | 157 | 67.7 | 157 | 0 | 1.038 | CC | 1 | -0.19202 | 157 | 157 | -12.4135 | 157 |  |  | -0.19202 | -30.1464 |  |  |  |  | -30.1464 | 0
1679 | LAMARPWR_2G | 2 | North | YES | -0.079067 | 156 | 67.7 | 156 | 0 | 1.038 | CC | 1 | -0.19202 | 156 | 156 | -12.3345 | 156 |  |  | -0.19202 | -29.9544 |  |  |  |  | -29.9544 | 0
1681 | LAMARPWR_4G | 4 | North | YES | -0.079067 | 156 | 67.7 | 156 | 0 | 1.038 | CC | 1 | -0.19202 | 156 | 156 | -12.3345 | 156 |  |  | -0.19202 | -29.9544 |  |  |  |  | -29.9544 | 0
7624 | L_LAKEWO9_1Y | 1 | South | YES | 0.11428 | 0 | 0 | 2.4 |  | 1 | Hydro | -1 | -0.19175 | 0 | 0 |  |  | 0 | 0 | 0.19175 | 0 |  |  |  |  | 0 | 0
7624 | L_LAKEWO9_1Y | 2 | South | YES | 0.11428 | 0 | 0 | 2.4 |  | 1 | Hydro | -1 | -0.19175 | 0 | 0 |  |  | 0 | 0 | 0.19175 | 0 |  |  |  |  | 0 | 0
1689 | VALLEY_3G | 3 | North | YES | -0.079149 | 0 | 25 | 375 |  | 1.003 | GST | 1 | -0.1921 | 375 | 375 | -29.6809 | 375 |  |  | -0.1921 | -72.0366 |  |  |  |  | -72.0366 | 0
11693 | KMICHIST3_G | 3 | North | YES | -0.079149 | 312 | 60 | 312 | 0 | 1.026 | CC | 1 | -0.1921 | 312 | 312 | -24.6945 | 312 |  |  | -0.1921 | -59.9344 |  |  |  |  | -59.9344 | 0
11696 | KMICHIST6_G | 6 | North | YES | -0.079149 | 310 | 60 | 310 | 0 | 1.026 | CC | 1 | -0.1921 | 310 | 310 | -24.5362 | 310 |  |  | -0.1921 | -59.5502 |  |  |  |  | -59.5502 | 0
11695 | KMICHICT5_G | 5 | North | YES | -0.079149 | 148 | 80 | 148 | 0 | 1.026 | CC | 1 | -0.1921 | 148 | 148 | -11.7141 | 148 |  |  | -0.1921 | -28.4304 |  |  |  |  | -28.4304 | 0
11692 | KMICHICT2_G | 2 | North | YES | -0.079149 | 146 | 80 | 146 | 0 | 1.026 | CC | 1 | -0.1921 | 146 | 146 | -11.5558 | 146 |  |  | -0.1921 | -28.0462 |  |  |  |  | -28.0462 | 0
11691 | KMICHICT1_G | 1 | North | YES | -0.079149 | 144 | 80 | 144 | 0 | 1.026 | CC | 1 | -0.1921 | 144 | 144 | -11.3975 | 144 |  |  | -0.1921 | -27.662 |  |  |  |  | -27.662 | 0
11694 | KMICHICT4_G | 4 | North | YES | -0.079149 | 144 | 80 | 144 | 0 | 1.026 | CC | 1 | -0.1921 | 144 | 144 | -11.3975 | 144 |  |  | -0.1921 | -27.662 |  |  |  |  | -27.662 | 0
1688 | VALLEY_2G | 2 | North | YES | -0.079274 | 527 | 90 | 527 | 0 | 1.029 | GSC | 1 | -0.19222 | 527 | 527 | -41.7774 | 527 |  |  | -0.19222 | -101.3012 |  |  |  |  | -101.3012 | 0
1687 | VALLEY_1G | 1 | North | YES | -0.079274 | 136 | 15 | 170 | 0 | 1.029 | GST | 1 | -0.19222 | 170 | 170 | -13.4766 | 170 |  |  | -0.19222 | -32.6778 |  |  |  |  | -32.6778 | 0
6948 | DENISNDM | 1 | North | YES | -0.079384 | 40 | 5 | 40 |  | 1.015 | Hydro | 1 | -0.19233 | 0 | 0 | 0 | 0 |  |  | -0.19233 | 0 |  |  |  |  | 0 | 0
6948 | DENISNDM | 2 | North | YES | -0.079384 | 31 | 5 | 40 |  | 1.015 | Hydro | 1 | -0.19233 | 0 | 0 | 0 | 0 |  |  | -0.19233 | 0 |  |  |  |  | 0 | 0
2371 | COLLIN_1G | MB | North | YES | -0.079895 | 0 | 40 | 138 |  | 1.022 | GST | 1 | -0.19284 | 0 | 0 | 0 | 0 |  |  | -0.19284 | 0 |  |  |  |  | 0 | 0
2417 | MTCK8_G | 8 | North | YES | -0.080047 | 444.8 | 60 | 556 | 0 | 1.022 | GSC | 1 | -0.193 | 556 | 556 | -44.5061 | 556 |  |  | -0.193 | -107.3055 |  |  |  |  | -107.3055 | 0
2413 | MTCK6_G | 6 | North | YES | -0.080047 | 0 | 30 | 118 |  | 1.022 | GST | 1 | -0.193 | 118 | 118 | -9.4455 | 118 |  |  | -0.193 | -22.7735 |  |  |  |  | -22.7735 | 0
2414 | MTCK7_G | 7 | North | YES | -0.080047 | 0 | 30 | 115 |  | 1.022 | GST | 1 | -0.193 | 115 | 115 | -9.2054 | 115 |  |  | -0.193 | -22.1945 |  |  |  |  | -22.1945 | 0
7801 | L_GUADGE1_2Y | 2 | South | YES | 0.11532 | 138 | 30 | 138 | 0 | 1.02 | CC | -1 | -0.19279 | 138 | 138 |  |  | 15.9148 | 138 | 0.19279 | 26.6055 |  |  |  |  | 0 | 26.6055
7802 | L_GUADGE1_3Y | 3 | South | YES | 0.11532 | 146 | 30 | 146 | 0 | 1.02 | CC | -1 | -0.19279 | 146 | 146 |  |  | 16.8375 | 146 | 0.19279 | 28.1478 |  |  |  |  | 0 | 28.1478
7800 | L_GUADGE1_1Y | 1 | South | YES | 0.11532 | 147 | 30 | 147 | 0 | 1.02 | CC | -1 | -0.19279 | 147 | 147 |  |  | 16.9528 | 147 | 0.19279 | 28.3406 |  |  |  |  | 0 | 28.3406
7803 | L_GUADGE1_4Y | 4 | South | YES | 0.11532 | 149 | 30 | 149 | 0 | 1.02 | CC | -1 | -0.19279 | 149 | 149 |  |  | 17.1834 | 149 | 0.19279 | 28.7262 |  |  |  |  | 0 | 28.7262
7804 | L_GUADGE1_5Y | 5 | South | YES | 0.11532 | 182 | 30 | 182 | 0 | 1.02 | CC | -1 | -0.19279 | 182 | 182 |  |  | 20.9891 | 182 | 0.19279 | 35.0884 |  |  |  |  | 0 | 35.0884
7805 | L_GUADGE1_6Y | 6 | South | YES | 0.11532 | 203 | 30 | 203 | 0 | 1.02 | CC | -1 | -0.19279 | 203 | 203 |  |  | 23.411 | 203 | 0.19279 | 39.1371 |  |  |  |  | 0 | 39.1371
2383 | NTHLK3_G | 3 | North | YES | -0.080447 | 0 | 50 | 329 |  | 1.022 | GST | 1 | -0.1934 | 329 | 329 | -26.4671 | 329 |  |  | -0.1934 | -63.6271 |  |  |  |  | -63.6271 | 0
2382 | NTHLK2_G | 2 | North | YES | -0.080447 | 0 | 35 | 181 |  | 1.022 | GST | 1 | -0.1934 | 181 | 181 | -14.5609 | 181 |  |  | -0.1934 | -35.0046 |  |  |  |  | -35.0046 | 0
2381 | NTHLK1_G | 1 | North | YES | -0.080447 | 0 | 35 | 156 |  | 1.022 | GST | 1 | -0.1934 | 156 | 156 | -12.5497 | 156 |  |  | -0.1934 | -30.1697 |  |  |  |  | -30.1697 | 0
1455 | WCPWRCO_3G | 3 | North | YES | -0.080514 | 242 | 50 | 242 |  | 1.02 | CC | 1 | -0.19346 | 242 | 242 | -19.4844 | 242 |  |  | -0.19346 | -46.8179 |  |  |  |  | -46.8179 | 0
1453 | WCPWRCO_1G | 1 | North | YES | -0.080514 | 204 | 50 | 204 | 0 | 1.02 | CC | 1 | -0.19346 | 204 | 204 | -16.4249 | 204 |  |  | -0.19346 | -39.4663 |  |  |  |  | -39.4663 | 0
1454 | WCPWRCO_2G | 2 | North | YES | -0.080514 | 204 | 50 | 204 | 0 | 1.02 | CC | 1 | -0.19346 | 204 | 204 | -16.4249 | 204 |  |  | -0.19346 | -39.4663 |  |  |  |  | -39.4663 | 0
924 | SPENCER_G5 | 1 | North | YES | -0.080587 | 52 | 20 | 66 | 0 | 1.03 | GST | 1 | -0.19354 | 66 | 66 | -5.3187 | 66 |  |  | -0.19354 | -12.7733 |  |  |  |  | -12.7733 | 0
923 | SPENCER_G4 | 1 | North | YES | -0.080587 | 48 | 20 | 61 | 0 | 1.03 | GST | 1 | -0.19354 | 61 | 61 | -4.9158 | 61 |  |  | -0.19354 | -11.8057 |  |  |  |  | -11.8057 | 0
728 | WOLFRIDGE801 | 1 | North | YES | -0.080609 | 11.2 | 0 | 112.5 | 0 | 0.99 | Wind | 1 | -0.19356 | 0 | 112.5 | -9.0685 | 112.5 |  |  | -0.19356 | -21.7752 |  |  |  |  | -21.7752 | 0
344 | MRSSHPRD | 1 | North | YES | -0.080876 | 0 | 0 | 12 |  | 1.03 | Hydro | 1 | -0.19382 | 0 | 0 | 0 | 0 |  |  | -0.19382 | 0 |  |  |  |  | 0 | 0
345 | MRSSHPRD01 | 2 | North | YES | -0.080876 | 0 | 0 | 12 |  | 1.03 | Hydro | 1 | -0.19382 | 0 | 0 | 0 | 0 |  |  | -0.19382 | 0 |  |  |  |  | 0 | 0
1600 | BARTNWND_1G | 1 | North | YES | -0.080879 | 12 | 0 | 120 | 0 | 1.022 | Wind | 1 | -0.19383 | 0 | 120 | -9.7055 | 120 |  |  | -0.19383 | -23.2593 |  |  |  |  | -23.2593 | 0
580 | JCKCNTY801 | 1 | North | YES | -0.081465 | 288 | 0 | 288 | 0 | 1.022 | CC | 1 | -0.19441 | 288 | 288 | -23.4619 | 288 |  |  | -0.19441 | -55.9911 |  |  |  |  | -55.9911 | 0
581 | JCKCNTY802 | 2 | North | YES | -0.081465 | 147 | 0 | 147 | 0 | 1.022 | CC | 1 | -0.19441 | 147 | 147 | -11.9754 | 147 |  |  | -0.19441 | -28.5788 |  |  |  |  | -28.5788 | 0
582 | JCKCNTY803 | 3 | North | YES | -0.081465 | 147 | 0 | 147 | 0 | 1.022 | CC | 1 | -0.19441 | 147 | 147 | -11.9754 | 147 |  |  | -0.19441 | -28.5788 |  |  |  |  | -28.5788 | 0
7609 | L_SCHUMA8_1Y | 1 | South | YES | 0.11669 | 0 | 0 | 4 |  | 1 | Hydro | -1 | -0.19416 | 0 | 0 |  |  | 0 | 0 | 0.19416 | 0 |  |  |  |  | 0 | 0
12322 | ENNSTRAC_1G | 1 | North | YES | -0.081523 | 196 | 130 | 196 | 0 | 1.036 | CC | 1 | -0.19447 | 196 | 196 | -15.9785 | 196 |  |  | -0.19447 | -38.1164 |  |  |  |  | -38.1164 | 0
12323 | ENNSTRAC_2G | 2 | North | YES | -0.081523 | 116 | 100 | 116 | 0 | 1.036 | CC | 1 | -0.19447 | 116 | 116 | -9.4567 | 116 |  |  | -0.19447 | -22.5587 |  |  |  |  | -22.5587 | 0
1861 | EAGLEMNT_1G | MB | North | YES | -0.082051 | 0 | 30 | 112 |  | 1.022 | GST | 1 | -0.195 | 0 | 0 | 0 | 0 |  |  | -0.195 | 0 |  |  |  |  | 0 | 0
1862 | EAGLEMNT_2G | MB | North | YES | -0.082051 | 0 | 40 | 100 |  | 1.022 | GST | 1 | -0.195 | 0 | 0 | 0 | 0 |  |  | -0.195 | 0 |  |  |  |  | 0 | 0
1863 | EAGLEMNT_3G | MB | North | YES | -0.082051 | 0 | 50 | 378 |  | 1.022 | GST | 1 | -0.195 | 0 | 0 | 0 | 0 |  |  | -0.195 | 0 |  |  |  |  | 0 | 0
7605 | L_MCQUEE9_1Y | 1 | South | YES | 0.1173 | 0 | 0 | 2.4 |  | 1.025 | Hydro | -1 | -0.19477 | 0 | 0 |  |  | 0 | 0 | 0.19477 | 0 |  |  |  |  | 0 | 0
7605 | L_MCQUEE9_1Y | 2 | South | YES | 0.1173 | 0 | 0 | 2.4 |  | 1.025 | Hydro | -1 | -0.19477 | 0 | 0 |  |  | 0 | 0 | 0.19477 | 0 |  |  |  |  | 0 | 0
7605 | L_MCQUEE9_1Y | 3 | South | YES | 0.1173 | 0 | 0 | 2.8 |  | 1.025 | Hydro | -1 | -0.19477 | 0 | 0 |  |  | 0 | 0 | 0.19477 | 0 |  |  |  |  | 0 | 0
505 | NTHTEXAS03 | 3 | North | YES | -0.08264 | 30.4 | 15 | 38 |  | 1.015 | GST | 1 | -0.19559 | 38 | 38 | -3.1403 | 38 |  |  | -0.19559 | -7.4324 |  |  |  |  | -7.4324 | 0
503 | NTHTEXAS01 | 1 | North | YES | -0.08264 | 0 | 5 | 18 |  | 1.015 | GST | 1 | -0.19559 | 18 | 18 | -1.4875 | 18 |  |  | -0.19559 | -3.5206 |  |  |  |  | -3.5206 | 0
504 | NTHTEXAS02 | 2 | North | YES | -0.08264 | 14.4 | 5 | 18 |  | 1.015 | GST | 1 | -0.19559 | 18 | 18 | -1.4875 | 18 |  |  | -0.19559 | -3.5206 |  |  |  |  | -3.5206 | 0
1948 | HANDLEY_4G | 4 | North | YES | -0.083129 | 348 | 150 | 435 | 0 | 1.022 | GST | 1 | -0.19608 | 435 | 435 | -36.1611 | 435 |  |  | -0.19608 | -85.2937 |  |  |  |  | -85.2937 | 0
1898 | COMCHEPK_1G | 1 | North | YES | -0.083155 | 1217 | 1150 | 1217 | 0 | 1.032 | Nuc | 1 | -0.1961 | 0 | 0 | 0 | 0 |  |  | -0.1961 | 0 |  |  |  |  | 0 | 0
1899 | COMCHEPK_2G | 2 | North | YES | -0.083155 | 1159 | 1128 | 1159 | 0 | 1.032 | Nuc | 1 | -0.1961 | 0 | 0 | 0 | 0 |  |  | -0.1961 | 0 |  |  |  |  | 0 | 0
1949 | HANDLEY_5G | 5 | North | YES | -0.08326 | 348 | 150 | 435 | 0 | 1.022 | GST | 1 | -0.19621 | 435 | 435 | -36.2181 | 435 |  |  | -0.19621 | -85.3507 |  |  |  |  | -85.3507 | 0
1947 | HANDLEY_3G | 3 | North | YES | -0.08326 | 316 | 100 | 395 | 0 | 1.022 | GST | 1 | -0.19621 | 395 | 395 | -32.8877 | 395 |  |  | -0.19621 | -77.5023 |  |  |  |  | -77.5023 | 0
1879 | WLFHOLW_3G | 3 | North | YES | -0.083279 | 272.4 | 89.2 | 272.4 | 0 | 1.032 | CC | 1 | -0.19623 | 272.4 | 272.4 | -22.6852 | 272.4 |  |  | -0.19623 | -53.4524 |  |  |  |  | -53.4524 | 0
1877 | WLFHOLW_1G | 1 | North | YES | -0.083279 | 217.3 | 89.2 | 217.3 | 0 | 1.032 | CC | 1 | -0.19623 | 217.3 | 217.3 | -18.0965 | 217.3 |  |  | -0.19623 | -42.6402 |  |  |  |  | -42.6402 | 0
1878 | WLFHOLW_2G | 2 | North | YES | -0.083279 | 215.7 | 105 | 215.7 | 0 | 1.032 | CC | 1 | -0.19623 | 215.7 | 215.7 | -17.9633 | 215.7 |  |  | -0.19623 | -42.3263 |  |  |  |  | -42.3263 | 0
1889 | DECRDOVA_1G | 1 | North | YES | -0.08342 | 779 | 255 | 779 | 0 | 1.02 | GSC | 1 | -0.19637 | 779 | 779 | -64.9842 | 779 |  |  | -0.19637 | -152.971 |  |  |  |  | -152.971 | 0
334 | RWMILLER03 | 3 | North | YES | -0.083777 | 166.4 | 65 | 208 | 0 | 1.04 | GST | 1 | -0.19673 | 208 | 208 | -17.4256 | 208 |  |  | -0.19673 | -40.9189 |  |  |  |  | -40.9189 | 0
333 | RWMILLER02 | 2 | North | YES | -0.083777 | 95.2 | 37 | 119 | 0 | 1.04 | GST | 1 | -0.19673 | 119 | 119 | -9.9695 | 119 |  |  | -0.19673 | -23.4103 |  |  |  |  | -23.4103 | 0
335 | RWMILLER04 | 4 | North | YES | -0.083777 | 81.6 | 0 | 102 | 0 | 1.04 | GST | 1 | -0.19673 | 102 | 102 | -8.5453 | 102 |  |  | -0.19673 | -20.066 |  |  |  |  | -20.066 | 0
336 | RWMILLER05 | 5 | North | YES | -0.083777 | 80.8 | 0 | 101 | 0 | 1.04 | GST | 1 | -0.19673 | 101 | 101 | -8.4615 | 101 |  |  | -0.19673 | -19.8693 |  |  |  |  | -19.8693 | 0
332 | RWMILLER01 | 1 | North | YES | -0.083777 | 58.4 | 18.5 | 73 | 0 | 1.04 | GST | 1 | -0.19673 | 73 | 73 | -6.1157 | 73 |  |  | -0.19673 | -14.361 |  |  |  |  | -14.361 | 0
1643 | SLSTR1PP_1G | 1 | North | YES | -0.083839 | 6 | 0 | 60 | 0 | 1.022 | Wind | 1 | -0.19679 | 0 | 60 | -5.0303 | 60 |  |  | -0.19679 | -11.8072 |  |  |  |  | -11.8072 | 0
7810 | L_RIONOG1G1Y | 1 | South | YES | 0.1196 | 148 | 0 | 148 | 0 | 1.02 | CC | -1 | -0.19707 | 148 | 148 |  |  | 17.7007 | 148 | 0.19707 | 29.166 |  |  |  |  | 0 | 29.166
7811 | L_RIONOG1G2Y | 2 | South | YES | 0.1196 | 148 | 0 | 148 | 0 | 1.02 | CC | -1 | -0.19707 | 148 | 148 |  |  | 17.7007 | 148 | 0.19707 | 29.166 |  |  |  |  | 0 | 29.166
7812 | L_RIONOG1G3Y | 3 | South | YES | 0.1196 | 154 | 0 | 154 | 0 | 1.02 | CC | -1 | -0.19707 | 154 | 154 |  |  | 18.4182 | 154 | 0.19707 | 30.3484 |  |  |  |  | 0 | 30.3484
7813 | L_RIONOG1S1Y | 4 | South | YES | 0.1196 | 293 | 0 | 293 | 0 | 1.02 | CC | -1 | -0.19707 | 293 | 293 |  |  | 35.0425 | 293 | 0.19707 | 57.7407 |  |  |  |  | 0 | 57.7407
1892 | DECRDOVA_2G | A | North | YES | -0.084646 | 65 | 65 | 70 | 0 | 1.025 | GGT | 1 | -0.19759 | 70 | 70 | -5.9252 | 70 |  |  | -0.19759 | -13.8316 |  |  |  |  | -13.8316 | 0
1893 | DECRDOVA_3G | B | North | YES | -0.084646 | 65 | 65 | 69 | 0 | 1.025 | GGT | 1 | -0.19759 | 69 | 69 | -5.8406 | 69 |  |  | -0.19759 | -13.634 |  |  |  |  | -13.634 | 0
1894 | DECRDOVA_4G | C | North | YES | -0.084646 | 65 | 65 | 69 | 0 | 1.025 | GGT | 1 | -0.19759 | 69 | 69 | -5.8406 | 69 |  |  | -0.19759 | -13.634 |  |  |  |  | -13.634 | 0
1895 | DECRDOVA_5G | D | North | YES | -0.084646 | 65 | 65 | 68 | 0 | 1.025 | GGT | 1 | -0.19759 | 68 | 68 | -5.7559 | 68 |  |  | -0.19759 | -13.4364 |  |  |  |  | -13.4364 | 0
7487 | L_CANYHY8_1Y | 1 | South | YES | 0.12024 | 0 | 0 | 6 |  | 1 | Hydro | -1 | -0.19771 | 0 | 0 |  |  | 0 | 0 | 0.19771 | 0 |  |  |  |  | 0 | 0
1941 | MDLTHELP_1G | 1 | North | YES | -0.086038 | 216.4 | 74 | 216.4 | 0 | 1 | CC | 1 | -0.19899 | 216.4 | 216.4 | -18.6186 | 216.4 |  |  | -0.19899 | -43.0607 |  |  |  |  | -43.0607 | 0
1942 | MDLTHELP_2G | 2 | North | YES | -0.086038 | 216.1 | 74 | 216.1 | 0 | 1 | CC | 1 | -0.19899 | 216.1 | 216.1 | -18.5928 | 216.1 |  |  | -0.19899 | -43.001 |  |  |  |  | -43.001 | 0
1938 | MDLTHELP_6G | 6 | North | YES | -0.08652 | 226 | 74 | 226 | 0 | 1 | CC | 1 | -0.19947 | 226 | 226 | -19.5535 | 226 |  |  | -0.19947 | -45.0799 |  |  |  |  | -45.0799 | 0
1937 | MDLTHELP_5G | 5 | North | YES | -0.08652 | 224 | 74 | 224 | 0 | 1 | CC | 1 | -0.19947 | 224 | 224 | -19.3805 | 224 |  |  | -0.19947 | -44.6809 |  |  |  |  | -44.6809 | 0
1943 | MDLTHELP_3G | 3 | North | YES | -0.08652 | 212 | 74 | 212 | 0 | 1 | CC | 1 | -0.19947 | 212 | 212 | -18.3422 | 212 |  |  | -0.19947 | -42.2873 |  |  |  |  | -42.2873 | 0
1944 | MDLTHELP_4G | 4 | North | YES | -0.08652 | 211 | 74 | 211 | 0 | 1 | CC | 1 | -0.19947 | 211 | 211 | -18.2557 | 211 |  |  | -0.19947 | -42.0878 |  |  |  |  | -42.0878 | 0
366 | JNSNCNTY802 | 1 | North | YES | -0.08714 | 168 | 20 | 168 | 0 | 1.02 | Cogen | 1 | -0.20009 | 0 | 0 | 0 | 0 |  |  | -0.20009 | 0 |  |  |  |  | 0 | 0
367 | JNSNCNTY802 | 2 | North | YES | -0.08714 | 90 | 20 | 90 | 0 | 1.02 | Cogen | 1 | -0.20009 | 0 | 0 | 0 | 0 |  |  | -0.20009 | 0 |  |  |  |  | 0 | 0
7303 | L_WPPGS12_1Y | 1 | South | YES | 0.12312 | 50 | 0 | 50 | 0 | 1.025 | GGT | -1 | -0.20059 | 50 | 50 |  |  | 6.1559 | 50 | 0.20059 | 10.0293 |  |  |  |  | 0 | 10.0293
7303 | L_WPPGS12_1Y | 2 | South | YES | 0.12312 | 50 | 0 | 50 | 0 | 1.025 | GGT | -1 | -0.20059 | 50 | 50 |  |  | 6.1559 | 50 | 0.20059 | 10.0293 |  |  |  |  | 0 | 10.0293
7305 | L_WPPGS34_1Y | 3 | South | YES | 0.12312 | 50 | 0 | 50 | 0 | 1.025 | GGT | -1 | -0.20059 | 50 | 50 |  |  | 6.1559 | 50 | 0.20059 | 10.0293 |  |  |  |  | 0 | 10.0293
7305 | L_WPPGS34_1Y | 4 | South | YES | 0.12312 | 50 | 0 | 50 | 0 | 1.025 | GGT | -1 | -0.20059 | 50 | 50 |  |  | 6.1559 | 50 | 0.20059 | 10.0293 |  |  |  |  | 0 | 10.0293
7014 | L_HAYSEN1_1Y | 1 | South | YES | 0.12425 | 223.9 | 74 | 223.9 | 0 | 1.008 | CC | -1 | -0.20172 | 223.9 | 223.9 |  |  | 27.8194 | 223.9 | 0.20172 | 45.1645 |  |  |  |  | 0 | 45.1645
7016 | L_HAYSEN1_3Y | 3 | South | YES | 0.12425 | 224.6 | 74 | 224.6 | 0 | 1.008 | CC | -1 | -0.20172 | 224.6 | 224.6 |  |  | 27.9063 | 224.6 | 0.20172 | 45.3057 |  |  |  |  | 0 | 45.3057
7015 | L_HAYSEN1_2Y | 2 | South | YES | 0.12425 | 225 | 74 | 225 | 0 | 1.008 | CC | -1 | -0.20172 | 225 | 225 |  |  | 27.956 | 225 | 0.20172 | 45.3864 |  |  |  |  | 0 | 45.3864
7017 | L_HAYSEN1_4Y | 4 | South | YES | 0.12425 | 226.7 | 74 | 226.7 | 0 | 1.008 | CC | -1 | -0.20172 | 226.7 | 226.7 |  |  | 28.1672 | 226.7 | 0.20172 | 45.7293 |  |  |  |  | 0 | 45.7293
7020 | L_AUSTPL1_1Y | 1 | South | YES | 0.12447 | 0 | 0 | 8 |  | 1 | Hydro | -1 | -0.20194 | 0 | 0 |  |  | 0 | 0 | 0.20194 | 0 |  |  |  |  | 0 | 0
7020 | L_AUSTPL1_1Y | 2 | South | YES | 0.12447 | 0 | 0 | 8 |  | 1 | Hydro | -1 | -0.20194 | 0 | 0 |  |  | 0 | 0 | 0.20194 | 0 |  |  |  |  | 0 | 0
9000 | DECKR_G1 | 1 | South | YES | 0.12759 | 280 | 50 | 321 | 0 | 1.015 | GST | -1 | -0.20506 | 321 | 321 |  |  | 40.9574 | 321 | 0.20506 | 65.8247 |  |  |  |  | 0 | 65.8247
9001 | DECKR_G2 | 2 | South | YES | 0.12759 | 400 | 50 | 426 | 0 | 1.015 | GST | -1 | -0.20506 | 426 | 426 |  |  | 54.3546 | 426 | 0.20506 | 87.3561 |  |  |  |  | 0 | 87.3561
7004 | L_SIMGID1_1Y | 1 | South | YES | 0.12828 | 132 | 40 | 132 | 0 | 1.02 | GST | -1 | -0.20575 | 132 | 132 |  |  | 16.9332 | 132 | 0.20575 | 27.159 |  |  |  |  | 0 | 27.159
7005 | L_SIMGID1_2Y | 2 | South | YES | 0.12828 | 133 | 32 | 139 | 0 | 1.02 | GST | -1 | -0.20575 | 139 | 139 |  |  | 17.8312 | 139 | 0.20575 | 28.5993 |  |  |  |  | 0 | 28.5993
7006 | L_SIMGID1_3Y | 3 | South | YES | 0.12828 | 324.9 | 60 | 329 | 0 | 1.02 | GST | -1 | -0.20575 | 329 | 329 |  |  | 42.2048 | 329 | 0.20575 | 67.6919 |  |  |  |  | 0 | 67.6919
9017 | SANDH_G2 | 2 | South | YES | 0.12871 | 45 | 2 | 46 | 0 | 1.0175 | GGT | -1 | -0.20618 | 46 | 46 |  |  | 5.9207 | 46 | 0.20618 | 9.4842 |  |  |  |  | 0 | 9.4842
9018 | SANDH_G3 | 3 | South | YES | 0.12871 | 45 | 2 | 46 | 0 | 1.0175 | GGT | -1 | -0.20618 | 46 | 46 |  |  | 5.9207 | 46 | 0.20618 | 9.4842 |  |  |  |  | 0 | 9.4842
9019 | SANDH_G4 | 4 | South | YES | 0.12871 | 0 | 2 | 47 |  | 1.0175 | GGT | -1 | -0.20618 | 47 | 47 |  |  | 6.0494 | 47 | 0.20618 | 9.6904 |  |  |  |  | 0 | 9.6904
9016 | SANDH_G1 | 1 | South | YES | 0.12871 | 45 | 2 | 49 | 0 | 1.0175 | GGT | -1 | -0.20618 | 49 | 49 |  |  | 6.3068 | 49 | 0.20618 | 10.1027 |  |  |  |  | 0 | 10.1027
9021 | SANDHG5C | 5C | South | YES | 0.12871 | 140 | 0 | 148 | 0 | 1.0175 | CC | -1 | -0.20618 | 148 | 148 |  |  | 19.0491 | 148 | 0.20618 | 30.5144 |  |  |  |  | 0 | 30.5144
9020 | SANDHG5A | 5A | South | YES | 0.12871 | 150 | 84 | 155 | 0 | 1.0175 | CC | -1 | -0.20618 | 155 | 155 |  |  | 19.9501 | 155 | 0.20618 | 31.9576 |  |  |  |  | 0 | 31.9576
9002 | DECKR_G3 | 3 | South | YES | 0.12965 | 0 | 24 | 42 |  | 1.015 | GGT | -1 | -0.20712 | 42 | 42 |  |  | 5.4455 | 42 | 0.20712 | 8.6992 |  |  |  |  | 0 | 8.6992
9003 | DECKR_G4 | 4 | South | YES | 0.12965 | 44 | 24 | 44 | 0 | 1.015 | GGT | -1 | -0.20712 | 44 | 44 |  |  | 5.7048 | 44 | 0.20712 | 9.1134 |  |  |  |  | 0 | 9.1134
9004 | DECKR_G5 | 5 | South | YES | 0.12965 | 44 | 24 | 44 | 0 | 1.015 | GGT | -1 | -0.20712 | 44 | 44 |  |  | 5.7048 | 44 | 0.20712 | 9.1134 |  |  |  |  | 0 | 9.1134
9005 | DECKR_G6 | 6 | South | YES | 0.12965 | 44 | 24 | 47 | 0 | 1.015 | GGT | -1 | -0.20712 | 47 | 47 |  |  | 6.0938 | 47 | 0.20712 | 9.7348 |  |  |  |  | 0 | 9.7348
7012 | L_FPPYD21_3Y | 3 | South | YES | 0.1304 | 427.5 | 200 | 436 | 0 | 1.02 | LIGCO | -1 | -0.20787 | 0 | 436 |  |  | 0 | 0 | 0.20787 | 0 |  |  |  |  | 0 | 0
7011 | L_FPPYD11_2Y | 2 | South | YES | 0.13054 | 552.2 | 200 | 598 | 0 | 1.02 | LIGCO | -1 | -0.20801 | 0 | 598 |  |  | 0 | 0 | 0.20801 | 0 |  |  |  |  | 0 | 0
7010 | L_FPPYD11_1Y | 1 | South | YES | 0.13054 | 547.4 | 200 | 606 | 0 | 1.02 | LIGCO | -1 | -0.20801 | 0 | 606 |  |  | 0 | 0 | 0.20801 | 0 |  |  |  |  | 0 | 0
244 | WHITNYDM01 | 1 | North | YES | -0.10688 | 15 | 0 | 15 | 0 | 1.035 | Hydro | 1 | -0.21983 | 0 | 0 | 0 | 0 |  |  | -0.21983 | 0 |  |  |  |  | 0 | 0
245 | WHITNYDM02 | 2 | North | YES | -0.10688 | 15 | 0 | 15 | 0 | 1.035 | Hydro | 1 | -0.21983 | 0 | 0 | 0 | 0 |  |  | -0.21983 | 0 |  |  |  |  | 0 | 0
7808 | L_BASTEN1_2Y | 1 | South | YES | 0.14743 | 149.5 | 83.5 | 149.5 | 0 | 1.004 | CC | -1 | -0.2249 | 149.5 | 149.5 |  |  | 22.0412 | 149.5 | 0.2249 | 33.6228 |  |  |  |  | 0 | 33.6228
7807 | L_BASTEN1_1Y | 1 | South | YES | 0.14743 | 152.5 | 83.5 | 152.5 | 0 | 1.004 | CC | -1 | -0.2249 | 152.5 | 152.5 |  |  | 22.4835 | 152.5 | 0.2249 | 34.2975 |  |  |  |  | 0 | 34.2975
7809 | L_BASTEN1_3Y | 1 | South | YES | 0.14743 | 232.6 | 42 | 232.6 | 0 | 1.004 | CC | -1 | -0.2249 | 232.6 | 232.6 |  |  | 34.2929 | 232.6 | 0.2249 | 52.3121 |  |  |  |  | 0 | 52.3121
251 | BOSQUESW803 | 2 | North | YES | -0.11226 | 150 | 0 | 150 | 0 | 1.032 | CC | 1 | -0.22521 | 150 | 150 | -16.8392 | 150 |  |  | -0.22521 | -33.7814 |  |  |  |  | -33.7814 | 0
253 | BOSQUESW804 | 2 | North | YES | -0.11226 | 80 | 0 | 80 | 0 | 1.032 | CC | 1 | -0.22521 | 80 | 80 | -8.9809 | 80 |  |  | -0.22521 | -18.0168 |  |  |  |  | -18.0168 | 0
3432 | SANDOW_4G | 4 | South | YES | 0.14861 | 580 | 225 | 580 | 0 | 1.029 | LIGCO | -1 | -0.22608 | 0 | 580 |  |  | 0 | 0 | 0.22608 | 0 |  |  |  |  | 0 | 0
7007 | L_LOSTPI1_1Y | 1 | South | YES | 0.14926 | 158.6 | 110 | 158 | 0 | 1 | CC | -1 | -0.22673 | 158 | 158 |  |  | 23.5828 | 158 | 0.22673 | 35.8228 |  |  |  |  | 0 | 35.8228
7008 | L_LOSTPI1_2Y | 2 | South | YES | 0.14926 | 157.7 | 107 | 160 | 0 | 1 | CC | -1 | -0.22673 | 160 | 160 |  |  | 23.8813 | 160 | 0.22673 | 36.2762 |  |  |  |  | 0 | 36.2762
7009 | L_LOSTPI1_3Y | 3 | South | YES | 0.14926 | 173.9 | 72 | 175 | 0 | 1 | CC | -1 | -0.22673 | 175 | 175 |  |  | 26.1201 | 175 | 0.22673 | 39.6771 |  |  |  |  | 0 | 39.6771
238 | BOSQUESW505 | 1 | North | YES | -0.12069 | 255 | 0 | 255 | 0 | 1.02 | CC | 1 | -0.23364 | 255 | 255 | -30.7767 | 255 |  |  | -0.23364 | -59.5786 |  |  |  |  | -59.5786 | 0
247 | BOSQUESW501 | 2 | North | YES | -0.12069 | 124.8 | 0 | 156 | 0 | 1.02 | GGT | 1 | -0.23364 | 156 | 156 | -18.8281 | 156 |  |  | -0.23364 | -36.4481 |  |  |  |  | -36.4481 | 0
239 | BOSQUESW502 | 1 | North | YES | -0.12069 | 119.2 | 0 | 149 | 0 | 1.02 | GGT | 1 | -0.23364 | 149 | 149 | -17.9833 | 149 |  |  | -0.23364 | -34.8126 |  |  |  |  | -34.8126 | 0
3417 | LAKE_CRK2_G | 2 | North | YES | -0.12298 | 177.6 | 40 | 222 | 0 | 1.029 | GST | 1 | -0.23593 | 222 | 222 | -27.3009 | 222 |  |  | -0.23593 | -52.3755 |  |  |  |  | -52.3755 | 0
3416 | LAKE_CRK1_G | 1 | North | YES | -0.12298 | 60 | 33 | 75 |  | 1.029 | GST | 1 | -0.23593 | 75 | 75 | -9.2233 | 75 |  |  | -0.23593 | -17.6944 |  |  |  |  | -17.6944 | 0
3404 | THOUSE_2G | 2 | North | YES | -0.12657 | 807 | 250 | 807 | 0 | 1.012 | GSC | 1 | -0.23952 | 807 | 807 | -102.1396 | 807 |  |  | -0.23952 | -193.289 |  |  |  |  | -193.289 | 0
3403 | THOUSE_1G | 1 | North | YES | -0.12657 | 563 | 200 | 563 | 0 | 1.012 | GSC | 1 | -0.23952 | 563 | 563 | -71.2572 | 563 |  |  | -0.23952 | -134.8472 |  |  |  |  | -134.8472 | 0
13432 | SANDOW_5G | 5 | South | YES | 0.19604 | 581 | 225 | 581 |  | 1.029 | LIGCO | -1 | -0.27351 | 0 | 581 |  |  | 0 | 0 | 0.27351 | 0 |  |  |  |  | 0 | 0
[26 empty] | 0 | 0
[26 empty] | 0 | 0
[26 empty] | 0 | 0
[26 empty] | 0 | 0
[26 empty] | 0 | 0
[26 empty] | 0 | 0
[26 empty] | 0 | 0
[26 empty] | 0 | 0
[26 empty] | 0 | 0
[26 empty] | 0 | 0
[26 empty] | 0 | 0
[26 empty] | 0 | 0
[26 empty] | 0 | 0
[26 empty] | 0 | 0
[26 empty] | 0 | 0
[26 empty] | 0 | 0
[26 empty] | 0 | 0
[26 empty] | 0 | 0
[26 empty] | 0 | 0
[26 empty] | 0 | 0
[26 empty] | 0 | 0
[26 empty] | 0 | 0
[26 empty] | 0 | 0
[26 empty] | 0 | 0
[26 empty] | 0 | 0
[26 empty] | 0 | 0
[26 empty] | 0 | 0
[26 empty] | 0 | 0
[26 empty] | 0 | 0
[26 empty] | 0 | 0
[26 empty] | 0 | 0
[26 empty] | 0 | 0
[26 empty] | 0 | 0
[26 empty] | 0 | 0
[26 empty] | 0 | 0
[26 empty] | 0 | 0
[26 empty] | 0 | 0
[26 empty] | 0 | 0
[26 empty] | 0 | 0
[26 empty] | 0 | 0
[26 empty] | 0 | 0
[26 empty] | 0 | 0
[26 empty] | 0 | 0
[26 empty] | 0 | 0
[26 empty] | 0 | 0
[26 empty] | 0 | 0
[26 empty] | 0 | 0
[26 empty] | 0 | 0
[26 empty] | 0 | 0
[26 empty] | 0 | 0
[26 empty] | 0 | 0
[26 empty] | 0 | 0
[26 empty] | 0 | 0
[26 empty] | 0 | 0
[26 empty] | 0 | 0
[26 empty] | 0 | 0
[26 empty] | 0 | 0
[26 empty] | 0 | 0
[26 empty] | 0 | 0
[26 empty] | 0 | 0
[26 empty] | 0 | 0
[26 empty] | 0 | 0
[26 empty] | 0 | 0
[26 empty] | 0 | 0
[26 empty] | 0 | 0
[26 empty] | 0 | 0
[26 empty] | 0 | 0
[26 empty] | 0 | 0
[26 empty] | 0 | 0
[26 empty] | 0 | 0
[26 empty] | 0 | 0
[26 empty] | 0 | 0
[26 empty] | 0 | 0
[26 empty] | 0 | 0
[26 empty] | 0 | 0
[26 empty] | 0 | 0
[26 empty] | 0 | 0
[26 empty] | 0 | 0
[26 empty] | 0 | 0
[26 empty] | 0 | 0
[26 empty] | 0 | 0
[26 empty] | 0 | 0
[26 empty] | 0 | 0
[26 empty] | 0 | 0
[26 empty] | 0 | 0
[26 empty] | 0 | 0
[26 empty] | 0 | 0
[26 empty] | 0 | 0
[26 empty] | 0 | 0
[26 empty] | 0 | 0
[26 empty] | 0 | 0
[26 empty] | 0 | 0
[26 empty] | 0 | 0
[26 empty] | 0 | 0
[26 empty] | 0 | 0
[26 empty] | 0 | 0
[26 empty] | 0 | 0
[26 empty] | 0 | 0
[26 empty] | 0 | 0
[26 empty] | 0 | 0
[26 empty] | 0 | 0
[26 empty] | 0 | 0
[26 empty] | 0 | 0
[26 empty] | 0 | 0
[26 empty] | 0 | 0
[26 empty] | 0 | 0
[26 empty] | 0 | 0
[26 empty] | 0 | 0
[26 empty] | 0 | 0
[26 empty] | 0 | 0
[26 empty] | 0 | 0
[26 empty] | 0 | 0
[26 empty] | 0 | 0
[26 empty] | 0 | 0
[26 empty] | 0 | 0
[26 empty] | 0 | 0
[26 empty] | 0 | 0
[26 empty] | 0 | 0
[26 empty] | 0 | 0
[26 empty] | 0 | 0
[26 empty] | 0 | 0
[26 empty] | 0 | 0
[26 empty] | 0 | 0
[26 empty] | 0 | 0
[26 empty] | 0 | 0
[26 empty] | 0 | 0
[26 empty] | 0 | 0
[26 empty] | 0 | 0
[26 empty] | 0 | 0
[26 empty] | 0 | 0
[26 empty] | 0 | 0
[26 empty] | 0 | 0
[26 empty] | 0 | 0
[26 empty] | 0 | 0
[26 empty] | 0 | 0
[26 empty] | 0 | 0
[26 empty] | 0 | 0
[26 empty] | 0 | 0
[26 empty] | 0 | 0
[26 empty] | 0 | 0
[26 empty] | 0 | 0
[26 empty] | 0 | 0
[26 empty] | 0 | 0
[26 empty] | 0 | 0
[26 empty] | 0 | 0
[26 empty] | 0 | 0
[26 empty] | 0 | 0
[26 empty] | 0 | 0
[26 empty] | 0 | 0
[26 empty] | 0 | 0
[26 empty] | 0 | 0
[26 empty] | 0 | 0
[26 empty] | 0 | 0
[26 empty] | 0 | 0
[26 empty] | 0 | 0
[26 empty] | 0 | 0
[26 empty] | 0 | 0
[26 empty] | 0 | 0
[26 empty] | 0 | 0
[26 empty] | 0 | 0
[26 empty] | 0 | 0
[26 empty] | 0 | 0
[26 empty] | 0 | 0
[26 empty] | 0 | 0
[26 empty] | 0 | 0
[26 empty] | 0 | 0
[26 empty] | 0 | 0
[26 empty] | 0 | 0
[26 empty] | 0 | 0
[26 empty] | 0 | 0
[26 empty] | 0 | 0
[26 empty] | 0 | 0
[26 empty] | 0 | 0
[26 empty] | 0 | 0
[26 empty] | 0 | 0
[26 empty] | 0 | 0
[26 empty] | 0 | 0
[26 empty] | 0 | 0
[26 empty] | 0 | 0
[26 empty] | 0 | 0
[26 empty] | 0 | 0
[26 empty] | 0 | 0
[26 empty] | 0 | 0
[26 empty] | 0 | 0
[26 empty] | 0 | 0
[26 empty] | 0 | 0
[26 empty] | 0 | 0
[26 empty] | 0 | 0
[26 empty] | 0 | 0
[26 empty] | 0 | 0
[26 empty] | 0 | 0
[26 empty] | 0 | 0
[26 empty] | 0 | 0
[26 empty] | 0 | 0
[26 empty] | 0 | 0
[26 empty] | 0 | 0
[26 empty] | 0 | 0
[26 empty] | 0 | 0
[26 empty] | 0 | 0
[26 empty] | 0 | 0
[26 empty] | 0 | 0
[26 empty] | 0 | 0
[26 empty] | 0 | 0
[26 empty] | 0 | 0
[26 empty] | 0 | 0
[26 empty] | 0 | 0
[26 empty] | 0 | 0
[26 empty] | 0 | 0
[26 empty] | 0 | 0
[26 empty] | 0 | 0
[26 empty] | 0 | 0
[26 empty] | 0 | 0
[26 empty] | 0 | 0
[26 empty] | 0 | 0
[26 empty] | 0 | 0
[26 empty] | 0 | 0
[26 empty] | 0 | 0
[26 empty] | 0 | 0
[26 empty] | 0 | 0
[26 empty] | 0 | 0
[26 empty] | 0 | 0
[26 empty] | 0 | 0
[26 empty] | 0 | 0
[26 empty] | 0 | 0
[26 empty] | 0 | 0
[26 empty] | 0 | 0
[26 empty] | 0 | 0
[26 empty] | 0 | 0
[26 empty] | 0 | 0
[26 empty] | 0 | 0
[26 empty] | 0 | 0
[26 empty] | 0 | 0
[26 empty] | 0 | 0
[26 empty] | 0 | 0
[26 empty] | 0 | 0
[26 empty] | 0 | 0
[26 empty] | 0 | 0
[26 empty] | 0 | 0
[26 empty] | 0 | 0
[26 empty] | 0 | 0
[26 empty] | 0 | 0
[26 empty] | 0 | 0
[26 empty] | 0 | 0
[26 empty] | 0 | 0
[26 empty] | 0 | 0
[26 empty] | 0 | 0
[26 empty] | 0 | 0
[26 empty] | 0 | 0
[26 empty] | 0 | 0
[26 empty] | 0 | 0
[26 empty] | 0 | 0
[26 empty] | 0 | 0
[26 empty] | 0 | 0
[26 empty] | 0 | 0
[26 empty] | 0 | 0
[26 empty] | 0 | 0
[26 empty] | 0 | 0
[26 empty] | 0 | 0
[26 empty] | 0 | 0
[26 empty] | 0 | 0
[26 empty] | 0 | 0
[26 empty] | 0 | 0
[26 empty] | 0 | 0
[26 empty] | 0 | 0
[26 empty] | 0 | 0
[26 empty] | 0 | 0
[26 empty] | 0 | 0
[26 empty] | 0 | 0
[26 empty] | 0 | 0
[26 empty] | 0 | 0
[26 empty] | 0 | 0
[26 empty] | 0 | 0
[26 empty] | 0 | 0
[26 empty] | 0 | 0
[26 empty] | 0 | 0
[26 empty] | 0 | 0
[26 empty] | 0 | 0
[26 empty] | 0 | 0
[26 empty] | 0 | 0
[26 empty] | 0 | 0
[26 empty] | 0 | 0
[26 empty] | 0 | 0
[26 empty] | 0 | 0
[26 empty] | 0 | 0
[26 empty] | 0 | 0
[26 empty] | 0 | 0
[26 empty] | 0 | 0
[26 empty] | 0 | 0
[26 empty] | 0 | 0
[26 empty] | 0 | 0
[26 empty] | 0 | 0
[26 empty] | 0 | 0
[26 empty] | 0 | 0
[26 empty] | 0 | 0
[26 empty] | 0 | 0
[26 empty] | 0 | 0
[26 empty] | 0 | 0
[26 empty] | 0 | 0
[26 empty] | 0 | 0
[26 empty] | 0 | 0
[26 empty] | 0 | 0
[26 empty] | 0 | 0
[26 empty] | 0 | 0
[26 empty] | 0 | 0
[26 empty] | 0 | 0
[26 empty] | 0 | 0
[26 empty] | 0 | 0
[26 empty] | 0 | 0
[26 empty] | 0 | 0
[26 empty] | 0 | 0
[26 empty] | 0 | 0
[26 empty] | 0 | 0
[26 empty] | 0 | 0
[26 empty] | 0 | 0
[26 empty] | 0 | 0
[26 empty] | 0 | 0
[26 empty] | 0 | 0
[26 empty] | 0 | 0
[26 empty] | 0 | 0
[26 empty] | 0 | 0
[26 empty] | 0 | 0
[26 empty] | 0 | 0
[26 empty] | 0 | 0
[26 empty] | 0 | 0
[26 empty] | 0 | 0
[26 empty] | 0 | 0
[26 empty] | 0 | 0
[26 empty] | 0 | 0
[26 empty] | 0 | 0
[26 empty] | 0 | 0
[26 empty] | 0 | 0
[26 empty] | 0 | 0
[26 empty] | 0 | 0
[26 empty] | 0 | 0
[26 empty] | 0 | 0
[26 empty] | 0 | 0
[26 empty] | 0 | 0
[26 empty] | 0 | 0
[26 empty] | 0 | 0
[26 empty] | 0 | 0
[26 empty] | 0 | 0
[26 empty] | 0 | 0
[26 empty] | 0 | 0
[26 empty] | 0 | 0
[26 empty] | 0 | 0
[26 empty] | 0 | 0
[26 empty] | 0 | 0
[26 empty] | 0 | 0
[26 empty] | 0 | 0
[26 empty] | 0 | 0
[26 empty] | 0 | 0
[26 empty] | 0 | 0
[26 empty] | 0 | 0
[26 empty] | 0 | 0
[26 empty] | 0 | 0
[26 empty] | 0 | 0
[26 empty] | 0 | 0
[26 empty] | 0 | 0
[26 empty] | 0 | 0
[26 empty] | 0 | 0
[26 empty] | 0 | 0
[26 empty] | 0 | 0
[26 empty] | 0 | 0
[26 empty] | 0 | 0
[26 empty] | 0 | 0
[26 empty] | 0 | 0
[26 empty] | 0 | 0
[26 empty] | 0 | 0
[26 empty] | 0 | 0
[26 empty] | 0 | 0
[26 empty] | 0 | 0
[26 empty] | 0 | 0
[26 empty] | 0 | 0
[26 empty] | 0 | 0
[26 empty] | 0 | 0
[26 empty] | 0 | 0
[26 empty] | 0 | 0
[26 empty] | 0 | 0
[26 empty] | 0 | 0
[26 empty] | 0 | 0
[26 empty] | 0 | 0
[26 empty] | 0 | 0
[26 empty] | 0 | 0
[26 empty] | 0 | 0
[26 empty] | 0 | 0
[26 empty] | 0 | 0
[26 empty] | 0 | 0
[26 empty] | 0 | 0
[26 empty] | 0 | 0
[26 empty] | 0 | 0
[26 empty] | 0 | 0
[26 empty] | 0 | 0
[26 empty] | 0 | 0
[26 empty] | 0 | 0
[26 empty] | 0 | 0
[26 empty] | 0 | 0
[26 empty] | 0 | 0
[26 empty] | 0 | 0
[26 empty] | 0 | 0
[26 empty] | 0 | 0
[26 empty] | 0 | 0
[26 empty] | 0 | 0
[26 empty] | 0 | 0
[26 empty] | 0 | 0
[26 empty] | 0 | 0
[26 empty] | 0 | 0
[26 empty] | 0 | 0
[26 empty] | 0 | 0
[26 empty] | 0 | 0
[26 empty] | 0 | 0
[26 empty] | 0 | 0
[26 empty] | 0 | 0
[26 empty] | 0 | 0
[26 empty] | 0 | 0
[26 empty] | 0 | 0
[26 empty] | 0 | 0
[26 empty] | 0 | 0
[26 empty] | 0 | 0
[26 empty] | 0 | 0
[26 empty] | 0 | 0
[26 empty] | 0 | 0
[26 empty] | 0 | 0
[26 empty] | 0 | 0
[26 empty] | 0 | 0
[26 empty] | 0 | 0
[26 empty] | 0 | 0
[26 empty] | 0 | 0
[26 empty] | 0 | 0
[26 empty] | 0 | 0
[26 empty] | 0 | 0
[26 empty] | 0 | 0
[26 empty] | 0 | 0
[26 empty] | 0 | 0
[26 empty] | 0 | 0
[26 empty] | 0 | 0
[26 empty] | 0 | 0
[26 empty] | 0 | 0
[26 empty] | 0 | 0
[26 empty] | 0 | 0
[26 empty] | 0 | 0
[26 empty] | 0 | 0
[26 empty] | 0 | 0
[26 empty] | 0 | 0
[26 empty] | 0 | 0
[26 empty] | 0 | 0
[26 empty] | 0 | 0
[26 empty] | 0 | 0
[26 empty] | 0 | 0
[26 empty] | 0 | 0
[26 empty] | 0 | 0
[26 empty] | 0 | 0
[26 empty] | 0 | 0
[26 empty] | 0 | 0
[26 empty] | 0 | 0
[26 empty] | 0 | 0
[26 empty] | 0 | 0
[26 empty] | 0 | 0
[26 empty] | 0 | 0
[26 empty] | 0 | 0
[26 empty] | 0 | 0
[26 empty] | 0 | 0
[26 empty] | 0 | 0
[26 empty] | 0 | 0
[26 empty] | 0 | 0
[26 empty] | 0 | 0
[26 empty] | 0 | 0
[26 empty] | 0 | 0
[26 empty] | 0 | 0
[26 empty] | 0 | 0
[26 empty] | 0 | 0
[26 empty] | 0 | 0
[26 empty] | 0 | 0
[26 empty] | 0 | 0
[26 empty] | 0 | 0
[26 empty] | 0 | 0
[26 empty] | 0 | 0
[26 empty] | 0 | 0
[26 empty] | 0 | 0
[26 empty] | 0 | 0
[26 empty] | 0 | 0
[26 empty] | 0 | 0
[26 empty] | 0 | 0
[26 empty] | 0 | 0
[26 empty] | 0 | 0
[26 empty] | 0 | 0
[26 empty] | 0 | 0
[26 empty] | 0 | 0
[26 empty] | 0 | 0
[26 empty] | 0 | 0
[26 empty] | 0 | 0
[26 empty] | 0 | 0
[26 empty] | 0 | 0
[26 empty] | 0 | 0
[26 empty] | 0 | 0
[26 empty] | 0 | 0
[26 empty] | 0 | 0
[26 empty] | 0 | 0
[26 empty] | 0 | 0
[26 empty] | 0 | 0
[26 empty] | 0 | 0
[26 empty] | 0 | 0
[26 empty] | 0 | 0
[26 empty] | 0 | 0
[26 empty] | 0 | 0
[26 empty] | 0 | 0
[26 empty] | 0 | 0
[26 empty] | 0 | 0
[26 empty] | 0 | 0
[26 empty] | 0 | 0
[26 empty] | 0 | 0
[26 empty] | 0 | 0
[26 empty] | 0 | 0
[26 empty] | 0 | 0
[26 empty] | 0 | 0
[26 empty] | 0 | 0
[26 empty] | 0 | 0
[26 empty] | 0 | 0
[26 empty] | 0 | 0
[26 empty] | 0 | 0
[26 empty] | 0 | 0
[26 empty] | 0 | 0
[26 empty] | 0 | 0
[26 empty] | 0 | 0
[26 empty] | 0 | 0
[26 empty] | 0 | 0
[26 empty] | 0 | 0
[26 empty] | 0 | 0
[26 empty] | 0 | 0
[26 empty] | 0 | 0
[26 empty] | 0 | 0
[26 empty] | 0 | 0
[26 empty] | 0 | 0
[26 empty] | 0 | 0
[26 empty] | 0 | 0
[26 empty] | 0 | 0
[26 empty] | 0 | 0
[26 empty] | 0 | 0
[26 empty] | 0 | 0
[26 empty] | 0 | 0
[26 empty] | 0 | 0
[26 empty] | 0 | 0
[26 empty] | 0 | 0
[26 empty] | 0 | 0
[26 empty] | 0 | 0
[26 empty] | 0 | 0
[26 empty] | 0 | 0
[26 empty] | 0 | 0
[26 empty] | 0 | 0
[26 empty] | 0 | 0
[26 empty] | 0 | 0
[26 empty] | 0 | 0
[26 empty] | 0 | 0
[26 empty] | 0 | 0
[26 empty] | 0 | 0
[26 empty] | 0 | 0
[26 empty] | 0 | 0
[26 empty] | 0 | 0
[26 empty] | 0 | 0
[26 empty] | 0 | 0
[26 empty] | 0 | 0
[26 empty] | 0 | 0
[26 empty] | 0 | 0
[26 empty] | 0 | 0
[26 empty] | 0 | 0
[26 empty] | 0 | 0
[26 empty] | 0 | 0
[26 empty] | 0 | 0
[26 empty] | 0 | 0
[26 empty] | 0 | 0
[26 empty] | 0 | 0
[26 empty] | 0 | 0
[26 empty] | 0 | 0
[26 empty] | 0 | 0
[26 empty] | 0 | 0
[26 empty] | 0 | 0
[26 empty] | 0 | 0
[26 empty] | 0 | 0
[26 empty] | 0 | 0
[26 empty] | 0 | 0
[26 empty] | 0 | 0
[26 empty] | 0 | 0
[26 empty] | 0 | 0
[26 empty] | 0 | 0
[26 empty] | 0 | 0
[26 empty] | 0 | 0
[26 empty] | 0 | 0
[26 empty] | 0 | 0
[26 empty] | 0 | 0
[26 empty] | 0 | 0
[26 empty] | 0 | 0
[26 empty] | 0 | 0
[26 empty] | 0 | 0
[26 empty] | 0 | 0
[26 empty] | 0 | 0
[26 empty] | 0 | 0
[26 empty] | 0 | 0
[26 empty] | 0 | 0
[26 empty] | 0 | 0
[26 empty] | 0 | 0
[26 empty] | 0 | 0
[26 empty] | 0 | 0
[26 empty] | 0 | 0
[26 empty] | 0 | 0
[26 empty] | 0 | 0
[26 empty] | 0 | 0
[26 empty] | 0 | 0
[26 empty] | 0 | 0
[26 empty] | 0 | 0
[26 empty] | 0 | 0
[26 empty] | 0 | 0
[26 empty] | 0 | 0
[26 empty] | 0 | 0
[26 empty] | 0 | 0
[26 empty] | 0 | 0
[26 empty] | 0 | 0
[26 empty] | 0 | 0
[26 empty] | 0 | 0
[26 empty] | 0 | 0
[26 empty] | 0 | 0
[26 empty] | 0 | 0
[26 empty] | 0 | 0
[26 empty] | 0 | 0
[26 empty] | 0 | 0
[26 empty] | 0 | 0
[26 empty] | 0 | 0
[26 empty] | 0 | 0
[26 empty] | 0 | 0
[26 empty] | 0 | 0
[26 empty] | 0 | 0
[26 empty] | 0 | 0
[26 empty] | 0 | 0
[26 empty] | 0 | 0
[26 empty] | 0 | 0
[26 empty] | 0 | 0
[26 empty] | 0 | 0
[26 empty] | 0 | 0
[26 empty] | 0 | 0
[26 empty] | 0 | 0
[26 empty] | 0 | 0
[26 empty] | 0 | 0
[26 empty] | 0 | 0
[26 empty] | 0 | 0
[26 empty] | 0 | 0
[26 empty] | 0 | 0
[26 empty] | 0 | 0
[26 empty] | 0 | 0
[26 empty] | 0 | 0
[26 empty] | 0 | 0
[26 empty] | 0 | 0
[26 empty] | 0 | 0
[26 empty] | 0 | 0
[26 empty] | 0 | 0
[26 empty] | 0 | 0
[26 empty] | 0 | 0
[26 empty] | 0 | 0
[26 empty] | 0 | 0
[26 empty] | 0 | 0
[26 empty] | 0 | 0
[26 empty] | 0 | 0
[26 empty] | 0 | 0
[26 empty] | 0 | 0
[26 empty] | 0 | 0
[26 empty] | 0 | 0
[26 empty] | 0 | 0
[26 empty] | 0 | 0
[26 empty] | 0 | 0
[26 empty] | 0 | 0
[26 empty] | 0 | 0
[26 empty] | 0 | 0
[26 empty] | 0 | 0
[26 empty] | 0 | 0
[26 empty] | 0 | 0
[26 empty] | 0 | 0
[26 empty] | 0 | 0
[26 empty] | 0 | 0
[26 empty] | 0 | 0
[26 empty] | 0 | 0
[26 empty] | 0 | 0
[26 empty] | 0 | 0
[26 empty] | 0 | 0
[26 empty] | 0 | 0
[26 empty] | 0 | 0
[26 empty] | 0 | 0
[26 empty] | 0 | 0
[26 empty] | 0 | 0
[26 empty] | 0 | 0
[26 empty] | 0 | 0
[26 empty] | 0 | 0
[26 empty] | 0 | 0
[26 empty] | 0 | 0
[26 empty] | 0 | 0
[26 empty] | 0 | 0
[26 empty] | 0 | 0
[26 empty] | 0 | 0
[26 empty] | 0 | 0
[26 empty] | 0 | 0
[26 empty] | 0 | 0
[26 empty] | 0 | 0
[26 empty] | 0 | 0
[26 empty] | 0 | 0
[26 empty] | 0 | 0
[26 empty] | 0 | 0
[26 empty] | 0 | 0
[26 empty] | 0 | 0
[26 empty] | 0 | 0
[26 empty] | 0 | 0
[26 empty] | 0 | 0
[26 empty] | 0 | 0
[26 empty] | 0 | 0
[26 empty] | 0 | 0
[26 empty] | 0 | 0
[26 empty] | 0 | 0
[26 empty] | 0 | 0
[26 empty] | 0 | 0
[26 empty] | 0 | 0
[26 empty] | 0 | 0
[26 empty] | 0 | 0
[26 empty] | 0 | 0
[26 empty] | 0 | 0
[26 empty] | 0 | 0
[26 empty] | 0 | 0
[26 empty] | 0 | 0
[26 empty] | 0 | 0
[26 empty] | 0 | 0
[26 empty] | 0 | 0
[26 empty] | 0 | 0
[26 empty] | 0 | 0
[26 empty] | 0 | 0
[26 empty] | 0 | 0
[26 empty] | 0 | 0
[26 empty] | 0 | 0
[26 empty] | 0 | 0
[26 empty] | 0 | 0
[26 empty] | 0 | 0
[26 empty] | 0 | 0
[26 empty] | 0 | 0
[26 empty] | 0 | 0
[26 empty] | 0 | 0
[26 empty] | 0 | 0
[26 empty] | 0 | 0
[26 empty] | 0 | 0
[26 empty] | 0 | 0
[26 empty] | 0 | 0
[26 empty] | 0 | 0
[26 empty] | 0 | 0
[26 empty] | 0 | 0
[26 empty] | 0 | 0
[26 empty] | 0 | 0
[26 empty] | 0 | 0
[26 empty] | 0 | 0
[26 empty] | 0 | 0
[26 empty] | 0 | 0
[26 empty] | 0 | 0
[26 empty] | 0 | 0
[26 empty] | 0 | 0
[26 empty] | 0 | 0
[26 empty] | 0 | 0
[26 empty] | 0 | 0
[26 empty] | 0 | 0
[26 empty] | 0 | 0
[26 empty] | 0 | 0
[26 empty] | 0 | 0
[26 empty] | 0 | 0
[26 empty] | 0 | 0
[26 empty] | 0 | 0
[26 empty] | 0 | 0
[26 empty] | 0 | 0
[26 empty] | 0 | 0
[26 empty] | 0 | 0
[26 empty] | 0 | 0
[26 empty] | 0 | 0
[26 empty] | 0 | 0
[26 empty] | 0 | 0
[26 empty] | 0 | 0
[26 empty] | 0 | 0
[26 empty] | 0 | 0
[26 empty] | 0 | 0
[26 empty] | 0 | 0
[26 empty] | 0 | 0
[26 empty] | 0 | 0
[26 empty] | 0 | 0
[26 empty] | 0 | 0
[26 empty] | 0 | 0
[26 empty] | 0 | 0
[26 empty] | 0 | 0
[26 empty] | 0 | 0
[26 empty] | 0 | 0
[26 empty] | 0 | 0
[26 empty] | 0 | 0
[26 empty] | 0 | 0
[26 empty] | 0 | 0
[26 empty] | 0 | 0
[26 empty] | 0 | 0
[26 empty] | 0 | 0
[26 empty] | 0 | 0
[26 empty] | 0 | 0
[26 empty] | 0 | 0
[26 empty] | 0 | 0
[26 empty] | 0 | 0
[26 empty] | 0 | 0
[26 empty] | 0 | 0
[26 empty] | 0 | 0
[26 empty] | 0 | 0
[26 empty] | 0 | 0
[26 empty] | 0 | 0
[26 empty] | 0 | 0
[26 empty] | 0 | 0
[26 empty] | 0 | 0
[26 empty] | 0 | 0
[26 empty] | 0 | 0
[26 empty] | 0 | 0
[26 empty] | 0 | 0
[26 empty] | 0 | 0
[26 empty] | 0 | 0
[26 empty] | 0 | 0
[26 empty] | 0 | 0
[26 empty] | 0 | 0
[26 empty] | 0 | 0
[26 empty] | 0 | 0
[26 empty] | 0 | 0
[26 empty] | 0 | 0
[26 empty] | 0 | 0
[26 empty] | 0 | 0
[26 empty] | 0 | 0
[26 empty] | 0 | 0
[26 empty] | 0 | 0
[26 empty] | 0 | 0
[26 empty] | 0 | 0
[26 empty] | 0 | 0
[26 empty] | 0 | 0
[26 empty] | 0 | 0
[26 empty] | 0 | 0
[26 empty] | 0 | 0
[26 empty] | 0 | 0
[26 empty] | 0 | 0
[26 empty] | 0 | 0
[26 empty] | 0 | 0
[26 empty] | 0 | 0
[26 empty] | 0 | 0
[26 empty] | 0 | 0
[26 empty] | 0 | 0
[26 empty] | 0 | 0
[26 empty] | 0 | 0
[26 empty] | 0 | 0
[26 empty] | 0 | 0
[26 empty] | 0 | 0
[26 empty] | 0 | 0
[26 empty] | 0 | 0
[26 empty] | 0 | 0
[26 empty] | 0 | 0
[26 empty] | 0 | 0
[26 empty] | 0 | 0
[26 empty] | 0 | 0
[26 empty] | 0 | 0
[26 empty] | 0 | 0
[26 empty] | 0 | 0
[26 empty] | 0 | 0
[26 empty] | 0 | 0
[26 empty] | 0 | 0
[26 empty] | 0 | 0
[26 empty] | 0 | 0
[26 empty] | 0 | 0
[26 empty] | 0 | 0
[26 empty] | 0 | 0
[26 empty] | 0 | 0
[26 empty] | 0 | 0
[26 empty] | 0 | 0
[26 empty] | 0 | 0
[26 empty] | 0 | 0
[26 empty] | 0 | 0
[26 empty] | 0 | 0
[26 empty] | 0 | 0
[26 empty] | 0 | 0
[26 empty] | 0 | 0
[26 empty] | 0 | 0
[26 empty] | 0 | 0
[26 empty] | 0 | 0
[26 empty] | 0 | 0
[26 empty] | 0 | 0
[26 empty] | 0 | 0
[26 empty] | 0 | 0
[26 empty] | 0 | 0
[26 empty] | 0 | 0
[26 empty] | 0 | 0
[26 empty] | 0 | 0
[26 empty] | 0 | 0
[26 empty] | 0 | 0
[26 empty] | 0 | 0
[26 empty] | 0 | 0
[26 empty] | 0 | 0
[26 empty] | 0 | 0
[26 empty] | 0 | 0
[26 empty] | 0 | 0
[26 empty] | 0 | 0
[26 empty] | 0 | 0
[26 empty] | 0 | 0
[26 empty] | 0 | 0
[26 empty] | 0 | 0
[26 empty] | 0 | 0
[26 empty] | 0 | 0
[26 empty] | 0 | 0
[26 empty] | 0 | 0
[26 empty] | 0 | 0
[26 empty] | 0 | 0
[26 empty] | 0 | 0
[26 empty] | 0 | 0
[26 empty] | 0 | 0
[26 empty] | 0 | 0
[26 empty] | 0 | 0
[26 empty] | 0 | 0
[26 empty] | 0 | 0
[26 empty] | 0 | 0
[26 empty] | 0 | 0
[26 empty] | 0 | 0
[26 empty] | 0 | 0
[26 empty] | 0 | 0
[26 empty] | 0 | 0
[26 empty] | 0 | 0
[26 empty] | 0 | 0
[26 empty] | 0 | 0
[26 empty] | 0 | 0
[26 empty] | 0 | 0
[26 empty] | 0 | 0
[26 empty] | 0 | 0
[26 empty] | 0 | 0
[26 empty] | 0 | 0
[26 empty] | 0 | 0
[26 empty] | 0 | 0
[26 empty] | 0 | 0
[26 empty] | 0 | 0
[26 empty] | 0 | 0
[26 empty] | 0 | 0
[26 empty] | 0 | 0
[26 empty] | 0 | 0
[26 empty] | 0 | 0
[26 empty] | 0 | 0
[26 empty] | 0 | 0
[26 empty] | 0 | 0
[26 empty] | 0 | 0
[26 empty] | 0 | 0
[26 empty] | 0 | 0
[26 empty] | 0 | 0
[26 empty] | 0 | 0
[26 empty] | 0 | 0
[26 empty] | 0 | 0
[26 empty] | 0 | 0
[26 empty] | 0 | 0
[26 empty] | 0 | 0
[26 empty] | 0 | 0
[26 empty] | 0 | 0
[26 empty] | 0 | 0
[26 empty] | 0 | 0
[26 empty] | 0 | 0
[26 empty] | 0 | 0
[26 empty] | 0 | 0
[26 empty] | 0 | 0
[26 empty] | 0 | 0
[26 empty] | 0 | 0
[26 empty] | 0 | 0
[26 empty] | 0 | 0
[26 empty] | 0 | 0
[26 empty] | 0 | 0
[26 empty] | 0 | 0
[26 empty] | 0 | 0
[26 empty] | 0 | 0
[26 empty] | 0 | 0
[26 empty] | 0 | 0
[26 empty] | 0 | 0
[26 empty] | 0 | 0
[26 empty] | 0 | 0
[26 empty] | 0 | 0
[26 empty] | 0 | 0
[26 empty] | 0 | 0
[26 empty] | 0 | 0
[26 empty] | 0 | 0
[26 empty] | 0 | 0
[26 empty] | 0 | 0
[26 empty] | 0 | 0
[26 empty] | 0 | 0
[26 empty] | 0 | 0
[26 empty] | 0 | 0
[26 empty] | 0 | 0
[26 empty] | 0 | 0
[26 empty] | 0 | 0
[26 empty] | 0 | 0
[26 empty] | 0 | 0
[26 empty] | 0 | 0
[26 empty] | 0 | 0
[26 empty] | 0 | 0
[26 empty] | 0 | 0
[26 empty] | 0 | 0
[26 empty] | 0 | 0
[26 empty] | 0 | 0
[26 empty] | 0 | 0
[26 empty] | 0 | 0
[26 empty] | 0 | 0
[26 empty] | 0 | 0
[26 empty] | 0 | 0
[26 empty] | 0 | 0
[26 empty] | 0 | 0
[26 empty] | 0 | 0
[26 empty] | 0 | 0
[26 empty] | 0 | 0
[26 empty] | 0 | 0
[26 empty] | 0 | 0
[26 empty] | 0 | 0
[26 empty] | 0 | 0
[26 empty] | 0 | 0
[26 empty] | 0 | 0
[26 empty] | 0 | 0
[26 empty] | 0 | 0
[26 empty] | 0 | 0
[26 empty] | 0 | 0
[26 empty] | 0 | 0
[26 empty] | 0 | 0
[26 empty] | 0 | 0
[26 empty] | 0 | 0
[26 empty] | 0 | 0
[26 empty] | 0 | 0
[26 empty] | 0 | 0
[26 empty] | 0 | 0
[26 empty] | 0 | 0
[26 empty] | 0 | 0
[26 empty] | 0 | 0
[26 empty] | 0 | 0
[26 empty] | 0 | 0
[26 empty] | 0 | 0
[26 empty] | 0 | 0
[26 empty] | 0 | 0
[26 empty] | 0 | 0
[26 empty] | 0 | 0
[26 empty] | 0 | 0
[26 empty] | 0 | 0
[26 empty] | 0 | 0
[26 empty] | 0 | 0
[26 empty] | 0 | 0
[26 empty] | 0 | 0
[26 empty] | 0 | 0
[26 empty] | 0 | 0
[26 empty] | 0 | 0
[26 empty] | 0 | 0
[26 empty] | 0 | 0
[26 empty] | 0 | 0
[26 empty] | 0 | 0
[26 empty] | 0 | 0
[26 empty] | 0 | 0
[26 empty] | 0 | 0
[26 empty] | 0 | 0
[26 empty] | 0 | 0
[26 empty] | 0 | 0
[26 empty] | 0 | 0
[26 empty] | 0 | 0
[26 empty] | 0 | 0
[26 empty] | 0 | 0
[26 empty] | 0 | 0
[26 empty] | 0 | 0
[26 empty] | 0 | 0
[26 empty] | 0 | 0
[26 empty] | 0 | 0
[26 empty] | 0 | 0
[26 empty] | 0 | 0
[26 empty] | 0 | 0
[26 empty] | 0 | 0
[26 empty] | 0 | 0
[26 empty] | 0 | 0
[26 empty] | 0 | 0
[26 empty] | 0 | 0
[26 empty] | 0 | 0
[26 empty] | 0 | 0
[26 empty] | 0 | 0
[26 empty] | 0 | 0
[26 empty] | 0 | 0
[26 empty] | 0 | 0
[26 empty] | 0 | 0
[26 empty] | 0 | 0
[26 empty] | 0 | 0
[26 empty] | 0 | 0
[26 empty] | 0 | 0
[26 empty] | 0 | 0
[26 empty] | 0 | 0
[26 empty] | 0 | 0
[26 empty] | 0 | 0
[26 empty] | 0 | 0
[26 empty] | 0 | 0
[26 empty] | 0 | 0
[26 empty] | 0 | 0
[26 empty] | 0 | 0
[26 empty] | 0 | 0
[26 empty] | 0 | 0
[26 empty] | 0 | 0
[26 empty] | 0 | 0
[26 empty] | 0 | 0
[26 empty] | 0 | 0
[26 empty] | 0 | 0
[26 empty] | 0 | 0
[26 empty] | 0 | 0
[26 empty] | 0 | 0
[26 empty] | 0 | 0
[26 empty] | 0 | 0
[26 empty] | 0 | 0
[26 empty] | 0 | 0
[26 empty] | 0 | 0
[26 empty] | 0 | 0
[26 empty] | 0 | 0
[26 empty] | 0 | 0
[26 empty] | 0 | 0
[26 empty] | 0 | 0
[26 empty] | 0 | 0
[26 empty] | 0 | 0
[26 empty] | 0 | 0
[26 empty] | 0 | 0
[26 empty] | 0 | 0
[26 empty] | 0 | 0
[26 empty] | 0 | 0
[26 empty] | 0 | 0
[26 empty] | 0 | 0
[26 empty] | 0 | 0
[26 empty] | 0 | 0
[26 empty] | 0 | 0
[26 empty] | 0 | 0
[26 empty] | 0 | 0
[26 empty] | 0 | 0
[26 empty] | 0 | 0
[26 empty] | 0 | 0
[26 empty] | 0 | 0
[26 empty] | 0 | 0
[26 empty] | 0 | 0
[26 empty] | 0 | 0
[26 empty] | 0 | 0
[26 empty] | 0 | 0
[26 empty] | 0 | 0
[26 empty] | 0 | 0
[26 empty] | 0 | 0
[26 empty] | 0 | 0
[26 empty] | 0 | 0
[26 empty] | 0 | 0
[26 empty] | 0 | 0
[26 empty] | 0 | 0
[26 empty] | 0 | 0
[26 empty] | 0 | 0
[26 empty] | 0 | 0
[26 empty] | 0 | 0
[26 empty] | 0 | 0
[26 empty] | 0 | 0
[26 empty] | 0 | 0
[26 empty] | 0 | 0
[26 empty] | 0 | 0
[26 empty] | 0 | 0
[26 empty] | 0 | 0
[26 empty] | 0 | 0
[26 empty] | 0 | 0
[26 empty] | 0 | 0
[26 empty] | 0 | 0
[26 empty] | 0 | 0
[26 empty] | 0 | 0
[26 empty] | 0 | 0
[26 empty] | 0 | 0
[26 empty] | 0 | 0
[26 empty] | 0 | 0
[26 empty] | 0 | 0
[26 empty] | 0 | 0
[26 empty] | 0 | 0
[26 empty] | 0 | 0
[26 empty] | 0 | 0
[26 empty] | 0 | 0
[26 empty] | 0 | 0
[26 empty] | 0 | 0
[26 empty] | 0 | 0
[26 empty] | 0 | 0
[26 empty] | 0 | 0
[26 empty] | 0 | 0
[26 empty] | 0 | 0
[26 empty] | 0 | 0
[26 empty] | 0 | 0
[26 empty] | 0 | 0
[26 empty] | 0 | 0
[26 empty] | 0 | 0
[26 empty] | 0 | 0
[26 empty] | 0 | 0
[26 empty] | 0 | 0
[26 empty] | 0 | 0
[26 empty] | 0 | 0
[26 empty] | 0 | 0
[26 empty] | 0 | 0
[26 empty] | 0 | 0
[26 empty] | 0 | 0
[26 empty] | 0 | 0
[26 empty] | 0 | 0
[26 empty] | 0 | 0
[26 empty] | 0 | 0
[26 empty] | 0 | 0
[26 empty] | 0 | 0
[26 empty] | 0 | 0
[26 empty] | 0 | 0
[26 empty] | 0 | 0
[26 empty] | 0 | 0
[26 empty] | 0 | 0
[26 empty] | 0 | 0
[26 empty] | 0 | 0
[26 empty] | 0 | 0
[26 empty] | 0 | 0
[26 empty] | 0 | 0
[26 empty] | 0 | 0
[26 empty] | 0 | 0
[26 empty] | 0 | 0
[26 empty] | 0 | 0
[26 empty] | 0 | 0
[26 empty] | 0 | 0
[26 empty] | 0 | 0
[26 empty] | 0 | 0
[26 empty] | 0 | 0
[26 empty] | 0 | 0
[26 empty] | 0 | 0
[26 empty] | 0 | 0
[26 empty] | 0 | 0
[26 empty] | 0 | 0
[26 empty] | 0 | 0
[26 empty] | 0 | 0
[26 empty] | 0 | 0
[26 empty] | 0 | 0
[26 empty] | 0 | 0
[26 empty] | 0 | 0
[26 empty] | 0 | 0
[26 empty] | 0 | 0
[26 empty] | 0 | 0
[26 empty] | 0 | 0
[26 empty] | 0 | 0
[26 empty] | 0 | 0
[26 empty] | 0 | 0
[26 empty] | 0 | 0
[26 empty] | 0 | 0
[26 empty] | 0 | 0
[26 empty] | 0 | 0
[26 empty] | 0 | 0
[26 empty] | 0 | 0
[26 empty] | 0 | 0
[26 empty] | 0 | 0
[26 empty] | 0 | 0
[26 empty] | 0 | 0
[26 empty] | 0 | 0
[26 empty] | 0 | 0
[26 empty] | 0 | 0
[26 empty] | 0 | 0
[26 empty] | 0 | 0
[26 empty] | 0 | 0
[26 empty] | 0 | 0
[26 empty] | 0 | 0
[26 empty] | 0 | 0
[26 empty] | 0 | 0
[26 empty] | 0 | 0
[26 empty] | 0 | 0
[26 empty] | 0 | 0
[26 empty] | 0 | 0
[26 empty] | 0 | 0
[26 empty] | 0 | 0
[26 empty] | 0 | 0
[26 empty] | 0 | 0
[26 empty] | 0 | 0
[26 empty] | 0 | 0
[26 empty] | 0 | 0
[26 empty] | 0 | 0
[26 empty] | 0 | 0
[26 empty] | 0 | 0
[26 empty] | 0 | 0
[26 empty] | 0 | 0
[26 empty] | 0 | 0
[26 empty] | 0 | 0
[26 empty] | 0 | 0
[26 empty] | 0 | 0
[26 empty] | 0 | 0
[26 empty] | 0 | 0
[26 empty] | 0 | 0
[26 empty] | 0 | 0
[26 empty] | 0 | 0
[26 empty] | 0 | 0
[26 empty] | 0 | 0
[26 empty] | 0 | 0
[26 empty] | 0 | 0
[26 empty] | 0 | 0
[26 empty] | 0 | 0
[26 empty] | 0 | 0
[26 empty] | 0 | 0
[26 empty] | 0 | 0
[26 empty] | 0 | 0
[26 empty] | 0 | 0
[26 empty] | 0 | 0
[26 empty] | 0 | 0
[26 empty] | 0 | 0
[26 empty] | 0 | 0

## Zones
Houston | -1
North | 1
South | -1
West | 1
SET UP AREA, copy & paste values to cell B1
Source | North |  | N to H | N to W | N to S | W to N | S to N | W to S
Sink | South | Houston | -1 | 1 | -1 | -1 | 1 | -1
|  | North | 1 | 1 | 1 | -1 | -1 | -1
|  | South | -1 | 1 | -1 | -1 | 1 | -1
|  | West | 1 | -1 | 1 | 1 | -1 | 1
|  | Source | North | North | North | West | South | West
|  | Sink | Houston | West | South | North | North | South

## Tech
Number of Bus | Name of Bus | Tech Type
238 | BOSQUESW505 | CC
239 | BOSQUESW502 | GGT
244 | WHITNYDM01 | Hydro
245 | WHITNYDM02 | Hydro
247 | BOSQUESW501 | GGT
251 | BOSQUESW803 | CC
253 | BOSQUESW804 | CC
332 | RWMILLER01 | GST
333 | RWMILLER02 | GST
334 | RWMILLER03 | GST
335 | RWMILLER04 | GST
336 | RWMILLER05 | GST
344 | MRSSHPRD | Hydro
345 | MRSSHPRD01 | Hydro
366 | JNSNCNTY802 | Cogen
367 | JNSNCNTY802 | Cogen
503 | NTHTEXAS01 | GST
504 | NTHTEXAS02 | GST
505 | NTHTEXAS03 | GST
580 | JCKCNTY801 | CC
581 | JCKCNTY802 | CC
582 | JCKCNTY803 | CC
728 | WOLFRIDGE801 | Wind
837 | NEWMAN_G5 | GST
842 | OLINGER_G1 | GST
843 | OLINGER_G2 | GST
844 | OLINGER_G3 | GST
845 | OLINGER_G4 | GGT
923 | SPENCER_G4 | GST
924 | SPENCER_G5 | GST
948 | STEAM1 | GST
949 | STEAM2 | GST
950 | STEAM3 | GST
990 | GIBN_CREK_G1 | LIGCO
1002 | PBCTAGE_1G | GGT
1003 | PBCTBGE_2G | GGT
1004 | PBCTCGE_3G | GGT
1005 | PBCTDGE_4G | GGT
1006 | PBCTEGE_5G | GGT
1007 | PB5GEN_6G | GST
1008 | PB6GEN_7G | GST
1037 | MORGAN5G_5G | GST
1039 | MRGNAG_1G | GGT
1040 | MRGNBG_2G | GGT
1041 | MRGNCG_3G | GGT
1042 | MRGNDG_4G | GGT
1043 | MRGNEG_5G | GGT
1044 | MRGNFG_6G | GGT
1045 | CALENG1G_1G | Cogen
1046 | CALENG2G_2G | Cogen
1047 | CALENG3G_3G | Cogen
1058 | LONGSHORE_5 | Wind
1058 | LONGSHORE_5 | Wind
1061 | CIELOGEN_1G | Wind
1062 | CIELOGEN_2G | Wind
1068 | SCURRYCW_1G | Wind
1069 | KINDERMG_1G | Cogen
1070 | KINDERMG_2G | Cogen
1071 | KINDERMG_3G | Cogen
1073 | SCURRYCW_2G | Wind
1320 | BSP 1 | Cogen
1326 | STANTONW_8 | Wind
1327 | WILDHRSE_1G | Wind
1328 | OCOTILLO_1G | Wind
1333 | MCDDONAL_8 | Wind
1343 | TRENTIPP_8 | Wind
1349 | WESTXWIN_1G | Wind
1350 | NWPWRG1_1G | Wind
1354 | AEPWIND_8 | Wind
1360 | GUNSIGHT_8 | Wind
1416 | SWETWATR_1G | CC
1417 | SWETWATR_2G | CC
1418 | SWETWATR_3G | CC
1419 | SWETWATR_4G | CC
1432 | GRHAMSES_2G | GST
1433 | GRHAMSES_1G | GST
1437 | MESQUITW_1G | Wind
1438 | MESQUITW_2G | Wind
1442 | COKFIELD_5 | Wind
1453 | WCPWRCO_1G | CC
1454 | WCPWRCO_2G | CC
1455 | WCPWRCO_3G | CC
1479 | WFCOGEN_1G | Cogen
1479 | WFCOGEN_1G | Cogen
1482 | WFCOGEN_2G | Cogen
1482 | WFCOGEN_2G | Cogen
1600 | BARTNWND_1G | Wind
1643 | SLSTR1PP_1G | Wind
1675 | PEC_1G | Cogen
1676 | PEC_2G | Cogen
1677 | PEC_3G | Cogen
1678 | LAMARPWR_1G | CC
1679 | LAMARPWR_2G | CC
1680 | LAMARPWR_3G | CC
1681 | LAMARPWR_4G | CC
1682 | LAMARPWR_5G | CC
1683 | LAMARPWR_6G | CC
1687 | VALLEY_1G | GST
1688 | VALLEY_2G | GSC
1689 | VALLEY_3G | GST
1701 | MOSES_1G | LIGCO
1702 | MOSES_2G | LIGCO
1703 | MOSES_3G | LIGCO
1861 | EAGLEMNT_1G | GST
1862 | EAGLEMNT_2G | GST
1863 | EAGLEMNT_3G | GST
1877 | WLFHOLW_1G | CC
1878 | WLFHOLW_2G | CC
1879 | WLFHOLW_3G | CC
1889 | DECRDOVA_1G | GSC
1892 | DECRDOVA_2G | GGT
1893 | DECRDOVA_3G | GGT
1894 | DECRDOVA_4G | GGT
1895 | DECRDOVA_5G | GGT
1898 | COMCHEPK_1G | Nuc
1899 | COMCHEPK_2G | Nuc
1937 | MDLTHELP_5G | CC
1938 | MDLTHELP_6G | CC
1941 | MDLTHELP_1G | CC
1942 | MDLTHELP_2G | CC
1943 | MDLTHELP_3G | CC
1944 | MDLTHELP_4G | CC
1947 | HANDLEY_3G | GST
1948 | HANDLEY_4G | GST
1949 | HANDLEY_5G | GST
2371 | COLLIN_1G | GST
2381 | NTHLK1_G | GST
2382 | NTHLK2_G | GST
2383 | NTHLK3_G | GST
2413 | MTCK6_G | GST
2414 | MTCK7_G | GST
2417 | MTCK8_G | GSC
2451 | LKHB1_G | GST
2452 | LKHB2_G | GST
3097 | MARTLAKE_1G | LIGCO
3098 | MARTLAKE_2G | LIGCO
3099 | MARTLAKE_3G | LIGCO
3107 | STRYKER_1G | GST
3108 | STRYKER_2G | GST
3126 | TRINIDAD_6G | GST
3309 | ASPN_G | Bio
3348 | CHAMPION_1G | Cogen
3381 | BBRN_1G | LIGCO
3382 | BBRN_2G | LIGCO
3403 | THOUSE_1G | GSC
3404 | THOUSE_2G | GSC
3416 | LAKE_CRK1_G | GST
3417 | LAKE_CRK2_G | GST
3432 | SANDOW_4G | LIGCO
5026 | BRAUNIG_VHB1 | GST
5027 | BRAUNIG_VHB2 | GST
5028 | BRAUNIG_VHB3 | GST
5111 | CALAVER_JTD1 | LIGCO
5112 | CALAVER_JTD2 | LIGCO
5264 | LEON_LCP3G3 | GST
5265 | LEON_LCP4G4 | GST
5266 | LEON_LCPCT1 | GGT
5267 | LEON_LCPCT2 | GGT
5268 | LEON_LCPCT3 | GGT
5269 | LEON_LCPCT4 | GGT
5396 | CALAVER_OWS1 | GST
5397 | CALAVER_OWS2 | GST
5401 | CALAVER_JKS1 | LIGCO
5436 | TUTTL_WBT1G1 | GST
5438 | TUTTL_WBT3G3 | GST
5439 | TUTTL_WBT4G4 | GST
5476 | BRA_AVR1_CT1 | CC
5477 | BRA_AVR1_ST | CC
5478 | BRA_AVR1_CT2 | CC
5503 | RAYBURNGEN3 | GST
5505 | RAYBURNGEN1 | GGT
5506 | RAYBURNGEN2 | GGT
5508 | RAYBURNCC9 | CC
5509 | RAYBURNCC10 | CC
5511 | RAYBURNCC7 | CC
5512 | RAYBURNCC8 | CC
5728 | FALCONHYDRO2 | Hydro
5729 | FALCONHYDRO3 | Hydro
5890 | PEARSALLGEN1 | GST
5891 | PEARSALLGEN2 | GST
5892 | PEARSALLGEN3 | GST
5903 | SANMIGUELGEN | LIGCO
5911 | STP_GN1___1 | Nuc
5912 | STP_GN2___2 | Nuc
5920 | WELSHDC1 | DCTie
5925 | DCEAST | DCTie
5932 | SI_RAY9 | CC
5933 | SI_RAY6 | GST
5934 | SI_RAY5 | GST
5935 | SI_RAY10 | CC
6016 | SWMESA | Wind
6096 | NORTHDC7 | DCTie
6100 | OKLA7A | DCTie
6144 | MCADOO1A | Wind
6407 | TURKTRAK1A | Wind
6637 | SNYDERW1A | Wind
6752 | OKLA0A | LIGCO
6948 | DENISNDM | Hydro
6948 | DENISNDM | Hydro
7000 | L_FERGUS1_1Y | GSC
7004 | L_SIMGID1_1Y | GST
7005 | L_SIMGID1_2Y | GST
7006 | L_SIMGID1_3Y | GST
7007 | L_LOSTPI1_1Y | CC
7008 | L_LOSTPI1_2Y | CC
7009 | L_LOSTPI1_3Y | CC
7010 | L_FPPYD11_1Y | LIGCO
7011 | L_FPPYD11_2Y | LIGCO
7012 | L_FPPYD21_3Y | LIGCO
7014 | L_HAYSEN1_1Y | CC
7015 | L_HAYSEN1_2Y | CC
7016 | L_HAYSEN1_3Y | CC
7017 | L_HAYSEN1_4Y | CC
7020 | L_AUSTPL1_1Y | Hydro
7020 | L_AUSTPL1_1Y | Hydro
7022 | L_BUCHAN1_1Y | Hydro
7023 | L_BUCHAN1_2Y | Hydro
7024 | L_BUCHAN1_3Y | Hydro
7026 | L_INKSDA1_1Y | Hydro
7028 | L_MARBFA1_1Y | Hydro
7029 | L_MARBFA1_2Y | Hydro
7031 | L_MARSFO1G1Y | Hydro
7032 | L_MARSFO1G2Y | Hydro
7033 | L_MARSFO1G3Y | Hydro
7035 | L_WIRTZ_1G1Y | Hydro
7036 | L_WIRTZ_1G2Y | Hydro
7038 | L_DELAWA1_1Y | Wind
7038 | L_DELAWA1_1Y | Wind
7303 | L_WPPGS12_1Y | GGT
7303 | L_WPPGS12_1Y | GGT
7305 | L_WPPGS34_1Y | GGT
7305 | L_WPPGS34_1Y | GGT
7487 | L_CANYHY8_1Y | Hydro
7605 | L_MCQUEE9_1Y | Hydro
7605 | L_MCQUEE9_1Y | Hydro
7605 | L_MCQUEE9_1Y | Hydro
7609 | L_SCHUMA8_1Y | Hydro
7624 | L_LAKEWO9_1Y | Hydro
7624 | L_LAKEWO9_1Y | Hydro
7800 | L_GUADGE1_1Y | CC
7801 | L_GUADGE1_2Y | CC
7802 | L_GUADGE1_3Y | CC
7803 | L_GUADGE1_4Y | CC
7804 | L_GUADGE1_5Y | CC
7805 | L_GUADGE1_6Y | CC
7807 | L_BASTEN1_1Y | CC
7808 | L_BASTEN1_2Y | CC
7809 | L_BASTEN1_3Y | CC
7810 | L_RIONOG1G1Y | CC
7811 | L_RIONOG1G2Y | CC
7812 | L_RIONOG1G3Y | CC
7813 | L_RIONOG1S1Y | CC
8032 | AMISTADHYD1 | Hydro
8033 | AMISTADHYD2 | Hydro
8048 | FALCONHYDRO1 | Hydro
8066 | DUP1V#1 | Cogen
8134 | FOR #1 | Cogen
8138 | FOR #2 | Cogen
8139 | JOS #1 | GST
8147 | UCAR #2 | Cogen
8148 | UCAR #1 | Cogen
8153 | FOR #3 | Cogen
8154 | FOR #4 | Cogen
8155 | FOR #5 | Cogen
8156 | FOR #6 | Cogen
8157 | FOR #7 | Cogen
8161 | COLETO0A | LIGCO
8173 | VICEC51A | CC
8174 | VICEC61A | CC
8189 | CUECPL2A | Cogen
8262 | ELPS | Hydro
8285 | LAR #1 | GST
8287 | LAR #2 | GST
8288 | LAR #3 | GST
8388 | BATES0A | GST
8393 | BATES0B | GST
8437 | NUECES_B0C | GST
8438 | NUECES_B0B | GST
8442 | NBEC7 | GST
8442 | NBEC7 | GST
8456 | COSW#1 | Cogen
8457 | COSW#2 | Cogen
8459 | B_DAVIS0B | GSC
8460 | B_DAVIS0A | GSC
8461 | KOCH_UP0A | Cogen
8506 | VAL #1 | Cogen
8507 | VAL #2 | Cogen
8511 | OXY_CC0A | Cogen
8517 | CELANEBI0A | Cogen
8560 | CNOPGT1 | Cogen
8561 | CNOPGT2 | Cogen
8562 | CNOPST1 | Cogen
8926 | LGE_GT10A | Cogen
8927 | LGE_GT20A | Cogen
8928 | LGE_STG0A | Cogen
8930 | ICPGN10A | Cogen
8931 | ICPGN20A | Cogen
8932 | ICPGN30A | Cogen
8933 | FGNTS001 | CC
8934 | FGNTS101 | CC
8935 | FGNTS201 | CC
8936 | MVGN#1 | CC
8937 | MVGN#2 | CC
8938 | MVGN#3 | CC
8981 | HECN1 | CC
8982 | HECN2 | CC
8983 | HECN3 | CC
9000 | DECKR_G1 | GST
9001 | DECKR_G2 | GST
9002 | DECKR_G3 | GGT
9003 | DECKR_G4 | GGT
9004 | DECKR_G5 | GGT
9005 | DECKR_G6 | GGT
9016 | SANDH_G1 | GGT
9017 | SANDH_G2 | GGT
9018 | SANDH_G3 | GGT
9019 | SANDH_G4 | GGT
9020 | SANDHG5A | CC
9021 | SANDHG5C | CC
11001 | NAV1CT | CC
11009 | NAV2CT | CC
11011 | NAV3ST | CC
11012 | NAV4CT | CC
11013 | NAV5CT | CC
11014 | NAV6ST | CC
11020 | TIEHVSG_1G | CC
11021 | TIEHVCG_1G | CC
11022 | TIEHVCG_2G | CC
11023 | TIEHVCG_3G | CC
11024 | TIEHVCG_4G | CC
11025 | TIEHVSG_2G | CC
11056 | ROSCOE_1G | Wind
11057 | CHAMPION_1G | Wind
11058 | PYRON_1G | Wind
11059 | INADALE_1G | Wind
11065 | ELBOWCK_1G | Wind
11147 | NOTREES_1G | Wind
11309 | BULLCREK_2G | Wind
11310 | BULLCREK_1G | Wind
11320 | COYOTE_1G | Wind
11691 | KMICHICT1_G | CC
11692 | KMICHICT2_G | CC
11693 | KMICHIST3_G | CC
11694 | KMICHICT4_G | CC
11695 | KMICHICT5_G | CC
11696 | KMICHIST6_G | CC
12322 | ENNSTRAC_1G | CC
12323 | ENNSTRAC_2G | CC
12411 | FPLEFR1A_G | CC
12412 | FPLEFR1B_G | CC
12413 | FPLEFR1C_G | CC
12414 | FPLEFR1S_G | CC
12421 | FPLEFR2A_G | CC
12422 | FPLEFR2B_G | CC
12423 | FPLEFR2C_G | CC
12424 | FPLEFR2S_G | CC
12440 | PARKD_1SVC8 | GST
12449 | PARKD_2SVC8 | GST
13116 | TGATEWAY_1G | CC
13117 | TGATEWAY_2G | CC
13118 | TGATEWAY_3G | CC
13119 | TGATEWAY_4G | CC
13131 | CALFREST_1G | CC
13132 | CALFREST_2G | CC
13133 | CALFREST_3G | CC
13134 | CALFREST_4G | CC
13135 | CALFREST_5G | CC
13136 | CALFREST_6G | CC
13432 | SANDOW_5G | LIGCO
32798 | BRYN_TAMUGEN | GST
32883 | BRYN_DNSBY3 | GST
32884 | BRYN_DNSBY13 | GST
32886 | BRYN_ATKINS3 | GST
32887 | BRYN_ATKINS6 | GST
32888 | BRYN_ATKINS7 | GGT
32890 | BRYN_ATKINS4 | GST
32891 | BRYN_ATKINS5 | GST
32892 | BRYN_DNSBY14 | GST
36998 | RDCNYNG1 | Wind
38332 | TNWDWRDU2_8 | Wind
38437 | TNSRBNMESA9 | Wind
38580 | TNBP_CGN1_8 | Cogen
38590 | TNBP_CGN2_8 | Cogen
38600 | TNBP_CGN3_8 | Cogen
38611 | TNBPAMCG1_8 | Cogen
38612 | TNBPAMCG2_8 | Cogen
38613 | TNBPAMCG3_8 | Cogen
38614 | TNBPAMCG4_8 | Cogen
38615 | TNBPAMCG5_8 | Cogen
38690 | TNBP_CGN4_8 | Cogen
38711 | TNTXCTY1CG8 | Cogen
38712 | TNTXCTY2CG8 | Cogen
38713 | TNTXCTY3CG8 | Cogen
38714 | TNTXCTY4CG8 | Cogen
39190 | TNSLCGN1__8 | Cogen
39470 | TNDOWCGNSG8 | Cogen
39480 | TNDOWCGNGG8 | Cogen
39760 | TNSCLP1___8 | Cogen
39770 | TNSCLP2___8 | Cogen
39775 | TNSCLP4___8 | Cogen
39790 | TNSCLP3___8 | Cogen
39960 | TNTNPONE_18 | LIGCO
39970 | TNTNPONE_28 | LIGCO
48500 | APD_GT1_8005 | Cogen
48510 | AK_GT1__8040 | Cogen
48511 | LPE_GT1_8070 | GGT
48512 | LPE_GT2_8075 | GGT
48513 | LPE_GT3_8080 | GGT
48514 | LPE_GT4_8085 | GGT
48520 | BSF_GT1_8070 | Cogen
48520 | BSF_GT1_8070 | Cogen
48521 | BVE_GT1_GT1 | CC
48522 | BVE_GT2_5035 | CC
48523 | BVE_ST1_GN1 | CC
48531 | BYU_GT1_8075 | Cogen
48532 | BYU_GT2_8055 | Cogen
48533 | BYU_GT3_8060 | Cogen
48534 | BYU_GT4_8065 | Cogen
48551 | CAL_GT1_8045 | Cogen
48552 | CAL_ST1_8000 | Cogen
48561 | CTL_GT2_8130 | Cogen
48562 | CTL_GT3_8135 | Cogen
48563 | CTL_GT4_8140 | Cogen
48564 | CTL_GN1_8145 | Cogen
48565 | CTL_GN2_8155 | Cogen
48581 | CBY_GN1_1 | GSC
48582 | CBY_GN2_2 | GSC
48583 | CBY_GT4_1 | GSC
48584 | CBY_GT4_2 | CC
48585 | CBY_ST4_1 | CC
48591 | CHE_GT2_5030 | Cogen
48593 | CHE_GT1_8015 | Cogen
48594 | CHE_GN4_8025 | Cogen
48595 | BTE_GT2_8075 | CC
48596 | BTE_GT3_8045 | CC
48597 | BTE_GT4_8055 | CC
48598 | BTE_ST1_8070 | CC
48611 | DIB_GT1_8080 | Cogen
48612 | DIB_GT2_8075 | Cogen
48613 | DIB_ST1_8085 | Cogen
48614 | DIB_GT3_8090 | Cogen
48641 | DPEC_GT15040 | CC
48642 | DPEC_GT25025 | CC
48643 | DPEC_GT35010 | CC
48644 | DPEC_GT45070 | CC
48645 | DPEC_ST55065 | CC
48651 | EP_1_2 | Cogen
48651 | EP_1_2 | Cogen
48671 | FTR_GT1_5105 | CC
48672 | FTR_GT2_5110 | CC
48673 | FTR_GT3_5085 | CC
48674 | FTR_CN4_5095 | CC
48690 | GBY_GN5_5 | GSC
48691 | GBY_73741085 | GGT
48691 | GBY_73741085 | GGT
48692 | GBY_81821075 | GGT
48692 | GBY_81821075 | GGT
48693 | GBY_83841065 | GGT
48693 | GBY_83841065 | GGT
48721 | LEG_1___1 | LIGCO
48722 | LEG_2___2 | LIGCO
48730 | MNS_GT | Cogen
48731 | CBE_GT1 | CC
48732 | CBE_GT2 | CC
48733 | CBE_ST12 | CC
48734 | CBE_GT3 | CC
48735 | CBE_GT4 | CC
48736 | CBE_ST34 | CC
48740 | PSG_GN2_8050 | Cogen
48741 | PSG_GT2_8040 | Cogen
48742 | PSG_GT3_8060 | Cogen
48761 | PR_GT1__9040 | Cogen
48772 | PHR_GN2_2 | GSC
48791 | PSA_GT1_8160 | Cogen
48792 | PSA_GT2_8155 | Cogen
48793 | PSA_GT3_8150 | Cogen
48794 | PSA_GT4_8145 | Cogen
48795 | PSA_GT5_8140 | Cogen
48796 | PSA_GN1_8165 | Cogen
48797 | PSA_GT6_8135 | Cogen
48811 | CVC_GT3_5045 | Cogen
48812 | CVC_GT2_5020 | Cogen
48813 | CVC_GT1_5035 | Cogen
48814 | CVC_ST5_5040 | Cogen
48815 | CVC_GT4_8005 | Cogen
48820 | SHELLG1_3015 | Cogen
48821 | SHELLG2 | Cogen
48822 | SHELLG3_3020 | Cogen
48822 | SHELLG3_3020 | Cogen
48841 | SJS_GT1_GT1 | Cogen
48842 | SJS_GT2_GT2 | Cogen
48845 | SOL_GT1 | Solar
48851 | SRB_GN1_1 | GST
48852 | SRB_GN2_2 | GST
48853 | SRB_GN3_3 | GST
48854 | SRB_GN4_4 | GST
48855 | SRB_GT211035 | GGT
48855 | SRB_GT211035 | GGT
48873 | THW_ST3_ST_3 | CC
48874 | THW_ST4_ST_4 | CC
48875 | THW_3132 | CC
48875 | THW_3132 | CC
48877 | THW_3334 | CC
48877 | THW_3334 | CC
48879 | THW_4142 | CC
48879 | THW_4142 | CC
48881 | THW_4344 | CC
48881 | THW_4344 | CC
48883 | THW_GT1_GT_1 | GGT
48885 | THW_5152 | GGT
48885 | THW_5152 | GGT
48886 | THW_5354 | GGT
48886 | THW_5354 | GGT
48887 | THW_5556 | GGT
48887 | THW_5556 | GGT
48911 | TGF_GT1_8000 | Cogen
48921 | WAP_GN1_1 | GST
48922 | WAP_GN2_2 | GST
48923 | WAP_GN3_3 | GST
48924 | WAP_GN4_4 | GSC
48925 | WAP_GN5_5 | LIGCO
48926 | WAP_GN6_6 | LIGCO
48927 | WAP_GN7_7 | LIGCO
48928 | WAP_GN8_8 | LIGCO
48929 | WAPGT21_GT1 | GGT
48940 | WARVUE_GT1 | Cogen
49803 | EXN_15GT | Cogen
49804 | EXN_16GT | Cogen
49805 | EXN_17GT | Cogen
49826 | EXN938GT | Cogen
49828 | EXN941GT | Cogen
49829 | EXN942GT | Cogen
49830 | EXN943GT | Cogen
49831 | EXN944GT | Cogen
49832 | EXN945GT | Cogen
49837 | EXN_GT | Cogen
49838 | EXN_14GT | Cogen
49851 | DOW17000 | Cogen
49858 | DOW38100 | Cogen
49859 | DOW38200 | Cogen
49860 | DOW38300 | Cogen
49862 | DOW39100 | Cogen
49863 | DOW39200 | Cogen
49865 | DOW41000 | Cogen
49866 | DOW42000 | Cogen
49869 | DOW49000 | Cogen
49870 | DOW61000 | Cogen
49871 | DOW62000 | Cogen
49872 | DOW63000 | Cogen
49873 | DOW64000 | Cogen
49876 | DOW65000 | Cogen
49877 | DOW66000 | Cogen
49878 | DOW67000 | Cogen
49882 | DOW81000 | Cogen
49884 | DOW82000 | Cogen
49885 | DOW83000 | Cogen
49886 | DOW84000 | Cogen
58909 | PEARSALLSCG1 | Diesel
58909 | PEARSALLSCG1 | Diesel
58909 | PEARSALLSCG1 | Diesel
58909 | PEARSALLSCG1 | Diesel
58909 | PEARSALLSCG1 | Diesel
58909 | PEARSALLSCG1 | Diesel
58919 | PEARSALLSCG2 | Diesel
58919 | PEARSALLSCG2 | Diesel
58919 | PEARSALLSCG2 | Diesel
58919 | PEARSALLSCG2 | Diesel
58919 | PEARSALLSCG2 | Diesel
58919 | PEARSALLSCG2 | Diesel
58929 | PEARSALLSCG3 | Diesel
58929 | PEARSALLSCG3 | Diesel
58929 | PEARSALLSCG3 | Diesel
58929 | PEARSALLSCG3 | Diesel
58929 | PEARSALLSCG3 | Diesel
58929 | PEARSALLSCG3 | Diesel
58949 | PEARSALLSCG4 | Diesel
58949 | PEARSALLSCG4 | Diesel
58949 | PEARSALLSCG4 | Diesel
58949 | PEARSALLSCG4 | Diesel
58949 | PEARSALLSCG4 | Diesel
58949 | PEARSALLSCG4 | Diesel
60000 | DSKY2 | Wind
60003 | KING_NE1A | Wind
60005 | KING_SE1A | Wind
60007 | KING_SW1A | Wind
60016 | WOODWRD11A | Wind
60017 | ORNNWP1 | Wind
60018 | DSKY1 | Wind
60019 | KING_NW1A | Wind
60057 | CALLAHAN1A | Wind
60058 | BUFF_GAP1A | Wind
60060 | CIRELLO | Wind
60063 | BUFF_GAP1B | Wind
60066 | H_HOLLOW1A | Wind
60068 | HHOLLOW21A | Wind
60070 | HHOLLOW31A | Wind
60072 | HHOLLOW41A | Wind
60081 | WHRLWIND1A | Wind
60201 | RIO DRCS | AVR
60202 | FRNDDRCS | AVR
71051 | L_BITTCR1_1N | Wind
71054 | L_SWEETW1_1N | Wind
71057 | L_SWEETW1_2N | Wind
71059 | L_SWEETW1_3N | Wind
71060 | L_SWEETW1_4N | Wind
71061 | L_SWEETW1_5N | Wind
76031 | L_GASCCR1_1N | Wind
76091 | L_DIVIDE1_1N | Wind
76095 | L_CAPRSI1_1N | Wind
76096 | L_CAPRSI1_2N | Wind
76097 | L_CAPRGE1_1N | Wind
80003 | MILHWYS | AVR
80012 | LAR | DCTie
80051 | FOR #8 | Cogen
80052 | FOR #9 | Cogen
80053 | FOR #10 | Cogen
80080 | GWINDT11A | Wind
80080 | GWINDT11A | Wind
80080 | GWINDT11A | Wind
80080 | GWINDT11A | Wind
80081 | GWINDT21A | Wind
80081 | GWINDT21A | Wind
80081 | GWINDT21A | Wind
80081 | GWINDT21A | Wind
80137 | CSDR89 | DCTie
80137 | CSDR89 | DCTie
80138 | CSDR7 | DCTie
80139 | CSDR56 | DCTie
80139 | CSDR56 | DCTie
80140 | CSDR11 | DCTie
80180 | PNSCALT11A | Wind
80180 | PNSCALT11A | Wind
80181 | PNSCALT21A | Wind
80181 | PNSCALT21A | Wind
80223 | REYSHR G | Cogen
80224 | VISTRONG1 | Cogen
80225 | VISTRONG2 | Cogen
80226 | ALCOA G | Cogen
80227 | AIRCO G | Cogen
80263 | B_DAVIS31A | CC
80264 | B_DAVIS41A | CC
80265 | LARECU40A | GGT
80266 | LARECU50A | GGT
86104 | CID-138 | DCTie
86105 | CID-230 | DCTie
86106 | CUF-230 | DCTie
86107 | CUF-138 | DCTie
88198 | BEEVILLE | AVR
88253 | HAMILTON | BLT
88299 | ZAPATA | BLT
88508 | FALFURRI | AVR