## Set up
Step 1 | Go to the Zones worksheet in this workbook. Make sure that the source and sink zones are set correctly and the "1"s and "-1"s are correct |  | Summary of Key Data points | Value
File Description:
Step 2 | Open Dennis' file that needs to have the data transferred, same file that is listed in cell K27 |  | Number of units | 0
|  |  | Dec PTDF cutoff point | 0
Step 3 | Copy columns J:X from an old Dennis' Sheet to the new sheet (if first round of a new alaysis) |  | Dec PTDF cutoff unit | Name of Bus
|  |  | Dec 10% unit | Name of Bus
Step 4 | Mark the contingencies and monitored element set by a "y" in column K of Dennis' sheet, if there are a match on the filename use something to make unique |  | Dec max cumltv zone impact - cumltv zone share | 0
|  |  | Dec max cumltv zone impact - cumltv zone share pt | 0
Step 5 | Enter Dennis' file name into cell K27 |  | Dec max cumltv zone impact - cumltv zone share unit | 0
|  |  | North Zonal weighted AWGSF | 0.0038762
Step 6 | click the step one button |  | West Zonal weighted AWGSF | -0.049493
|  |  | Inc PTDF cutoff point | 0
Step 7 | Enter the line ratings in Dennis' workbook, the Input worksheet, in the cells |  | Inc PTDF cutoff unit | Name of Bus
| X6:X30, or to the end of the selected list. |  | Inc 10% unit | Name of Bus
|  |  | Inc max cumltv zone impact - cumltv zone share | 0
Step 8 | Check to see that the number of generators in Dennis' file matches the length |  | Inc max cumltv zone impact - cumltv zone share pt | 0
| of the formulas in columns L:V (Distributed Slack - Dec) have been copied through to the apporpriate number of rows |  | Inc max cumltv zone impact - cumltv zone share unit | 0
| If Dennis' sheet data is less than this file then clear any old unit data in columns A:K of this workbook to match the correct leng |  | North Zonal weighted AWGSF | 0.0038762
| It is only necessary to match the Distributed Slack - Dec worksheet. |  | West Zonal weighted AWGSF | -0.049493
|  |  | Min of zone correlation | -0.055101
Step 9 | Click the step 2 button |  | Bounary gen in West Zone | 0
| The last file saved will still be open, yopu will need to close this file. |  | Bounary gen in soucre zone as % of line | 0%
| This sheet willno longer be open. |  | Bounary gen in North Zone | 0
|  |  | Bounary gen in soucre zone as % of line | 0
|  |  | OL element line rating | 155
|  |  | North Zonal weighted AWGSF | -0.077468
|  | SN_043009automation.xls | West Zonal weighted AWGSF | -0.071466
Copy Dennis' data step 1
Copy Dennis' Data Step 2

## Distributed Slack - Dec
Number of Bus | Name of Bus | ID | Area Name of Gen | AGC | P Sensitivity of Bus | Gen MW | Min MW | Max MW | V Sensitivity of Bus | Set Volt | Tech Type | Zone Impact | Zone Correlation | Inc Max | Dec Max | Souce S.F. Weighting | Souce Capacity | Sink S.F. Weighting | Sink Capacity | PTDF Calc | PTDF Weighting | Cumulative Concentrated Capacity | Cumulative Concentrated Impact
1433 | GRHAMSES_1G | 1 | North | YES | 0.069673 | 242 | 60 | 242 |  | 1.038 | GST | 1 | 0.11917 | 242 | 242 | 16.8609 | 242 |  |  | 0.11917 | 28.8383 | 242 | 28.8383
1600 | BARTNWND_1G | 1 | North | YES | 0.041715 | 12 | 0 | 120 | 0 | 1.022 | Wind | 1 | 0.091208 | 0 | 120 | 5.0058 | 120 |  |  | 0.091208 | 10.945 | 362 | 39.7833
344 | MRSSHPRD | 1 | North | YES | 0.022248 | 12 | 0 | 12 |  | 1.03 | Hydro | 1 | 0.071741 | 0 | 0 | 0 | 0 |  |  | 0.071741 | 0
345 | MRSSHPRD01 | 2 | North | YES | 0.022248 | 12 | 0 | 12 |  | 1.03 | Hydro | 1 | 0.071741 | 0 | 0 | 0 | 0 |  |  | 0.071741 | 0 |  |  | Weighted Shift Factors
503 | NTHTEXAS01 | 1 | North | YES | 0.01463 | 0 | 5 | 18 |  | 1.015 | GST | 1 | 0.064123 | 18 | 18 | 0.26334 | 18 |  |  | 0.064123 | 1.1542 |  |  | North | 0.0038762
504 | NTHTEXAS02 | 2 | North | YES | 0.01463 | 14.4 | 5 | 18 |  | 1.015 | GST | 1 | 0.064123 | 18 | 18 | 0.26334 | 18 |  |  | 0.064123 | 1.1542 |  |  | West | -0.049493
505 | NTHTEXAS03 | 3 | North | YES | 0.01463 | 30.4 | 15 | 38 |  | 1.015 | GST | 1 | 0.064123 | 38 | 38 | 0.55594 | 38 |  |  | 0.064123 | 2.4367 |  |  |  | 0.05337
1479 | WFCOGEN_1G | 2 | North | YES | 0.012976 | 16 | 12 | 20 | 0 | 1 | Cogen | 1 | 0.062469 | 0 | 0 | 0 | 0 |  |  | 0.062469 | 0
1479 | WFCOGEN_1G | 1 | North | YES | 0.012976 | 16 | 12 | 20 | 0 | 1 | Cogen | 1 | 0.062469 | 0 | 0 | 0 | 0 |  |  | 0.062469 | 0 |  |  | Line Cap | 155
1482 | WFCOGEN_2G | 2 | North | YES | 0.012976 | 13.6 | 12 | 17 | 0 | 1 | Cogen | 1 | 0.062469 | 0 | 0 | 0 | 0 |  |  | 0.062469 | 0 |  |  | Conc Gen | 362
1482 | WFCOGEN_2G | 1 | North | YES | 0.012976 | 16 | 12 | 20 | 0 | 1 | Cogen | 1 | 0.062469 | 0 | 0 | 0 | 0 |  |  | 0.062469 | 0 |  |  | Weighted Imp. | 39.7833
580 | JCKCNTY801 | 1 | North | YES | 0.011312 | 288 | 0 | 288 | 0 | 1.022 | CC | 1 | 0.060805 | 288 | 288 | 3.2579 | 288 |  |  | 0.060805 | 17.512 |  |  | PTDF | 0.1099
581 | JCKCNTY802 | 2 | North | YES | 0.011312 | 147 | 0 | 147 | 0 | 1.022 | CC | 1 | 0.060805 | 147 | 147 | 1.6629 | 147 |  |  | 0.060805 | 8.9384
582 | JCKCNTY803 | 3 | North | YES | 0.011312 | 147 | 0 | 147 | 0 | 1.022 | CC | 1 | 0.060805 | 147 | 147 | 1.6629 | 147 |  |  | 0.060805 | 8.9384 |  |  | Concentration | 2.0592
1432 | GRHAMSES_2G | 2 | North | YES | 0.011148 | 294.9 | 90 | 366 |  | 1.014 | GST | 1 | 0.060641 | 366 | 366 | 4.0802 | 366 |  |  | 0.060641 | 22.1947
728 | WOLFRIDGE801 | 1 | North | YES | 0.0086 | 11.2 | 0 | 112.5 | 0 | 0.99 | Wind | 1 | 0.058093 | 0 | 112.5 | 0.9675 | 112.5 |  |  | 0.058093 | 6.5355 |  |  |  | Fail
332 | RWMILLER01 | 1 | North | YES | 0.007609 | 58.4 | 18.5 | 73 | 0 | 1.04 | GST | 1 | 0.057102 | 73 | 73 | 0.55546 | 73 |  |  | 0.057102 | 4.1685
333 | RWMILLER02 | 2 | North | YES | 0.007609 | 95.2 | 37 | 119 | 0 | 1.04 | GST | 1 | 0.057102 | 119 | 119 | 0.90547 | 119 |  |  | 0.057102 | 6.7952
334 | RWMILLER03 | 3 | North | YES | 0.007609 | 166.4 | 65 | 208 | 0 | 1.04 | GST | 1 | 0.057102 | 208 | 208 | 1.5827 | 208 |  |  | 0.057102 | 11.8773
335 | RWMILLER04 | 4 | North | YES | 0.007609 | 81.6 | 0 | 102 | 0 | 1.04 | GST | 1 | 0.057102 | 102 | 102 | 0.77612 | 102 |  |  | 0.057102 | 5.8244
336 | RWMILLER05 | 5 | North | YES | 0.007609 | 80.8 | 0 | 101 | 0 | 1.04 | GST | 1 | 0.057102 | 101 | 101 | 0.76851 | 101 |  |  | 0.057102 | 5.7673
1453 | WCPWRCO_1G | 1 | North | YES | 0.007052 | 204 | 50 | 204 |  | 1.02 | CC | 1 | 0.056545 | 204 | 204 | 1.4386 | 204 |  |  | 0.056545 | 11.5353
1454 | WCPWRCO_2G | 2 | North | YES | 0.007052 | 204 | 50 | 204 |  | 1.02 | CC | 1 | 0.056545 | 204 | 204 | 1.4386 | 204 |  |  | 0.056545 | 11.5353
1455 | WCPWRCO_3G | 3 | North | YES | 0.007052 | 242 | 50 | 242 |  | 1.02 | CC | 1 | 0.056545 | 242 | 242 | 1.7066 | 242 |  |  | 0.056545 | 13.684
1861 | EAGLEMNT_1G | MB | North | YES | 0.006593 | 0 | 30 | 112 |  | 1.022 | GST | 1 | 0.056086 | 0 | 0 | 0 | 0 |  |  | 0.056086 | 0
1862 | EAGLEMNT_2G | MB | North | YES | 0.006593 | 0 | 40 | 100 |  | 1.022 | GST | 1 | 0.056086 | 0 | 0 | 0 | 0 |  |  | 0.056086 | 0
1863 | EAGLEMNT_3G | MB | North | YES | 0.006593 | 0 | 50 | 378 |  | 1.022 | GST | 1 | 0.056086 | 0 | 0 | 0 | 0 |  |  | 0.056086 | 0
923 | SPENCER_G4 | 1 | North | YES | 0.006054 | 48 | 20 | 61 | 0 | 1.03 | GST | 1 | 0.055547 | 61 | 61 | 0.36929 | 61 |  |  | 0.055547 | 3.3884
924 | SPENCER_G5 | 1 | North | YES | 0.006054 | 52 | 20 | 66 | 0 | 1.03 | GST | 1 | 0.055547 | 66 | 66 | 0.39956 | 66 |  |  | 0.055547 | 3.6661
6948 | DENISNDM | 1 | North | YES | 0.005148 | 40 | 5 | 40 | 0 | 1.015 | Hydro | 1 | 0.054641 | 0 | 0 | 0 | 0 |  |  | 0.054641 | 0
6948 | DENISNDM | 2 | North | YES | 0.005148 | 31 | 5 | 40 | 0 | 1.015 | Hydro | 1 | 0.054641 | 0 | 0 | 0 | 0 |  |  | 0.054641 | 0
2371 | COLLIN_1G | MB | North | YES | 0.00512 | 0 | 40 | 138 |  | 1.022 | GST | 1 | 0.054613 | 0 | 0 | 0 | 0 |  |  | 0.054613 | 0
1945 | HANDLEY_1G | MB | North | YES | 0.00507 | 0 | 25 | 36 |  | 0.986 | #N/A | 1 | 0.054563 | 36 | 36 | 0.18252 | 36 |  |  | 0.054563 | 1.9643
1946 | HANDLEY_2G | MB | North | YES | 0.00507 | 0 | 30 | 68 |  | 0.986 | #N/A | 1 | 0.054563 | 68 | 68 | 0.34476 | 68 |  |  | 0.054563 | 3.7103
1687 | VALLEY_1G | 1 | North | YES | 0.005061 | 136 | 15 | 170 | 0 | 1.029 | GST | 1 | 0.054554 | 170 | 170 | 0.86037 | 170 |  |  | 0.054554 | 9.2742
1688 | VALLEY_2G | 2 | North | YES | 0.005061 | 527 | 90 | 527 | 0 | 1.029 | GSC | 1 | 0.054554 | 527 | 527 | 2.6671 | 527 |  |  | 0.054554 | 28.7502
2381 | NTHLK1_G | 1 | North | YES | 0.004936 | 0 | 35 | 156 |  | 1.022 | GST | 1 | 0.054429 | 156 | 156 | 0.77002 | 156 |  |  | 0.054429 | 8.491
2382 | NTHLK2_G | 2 | North | YES | 0.004936 | 0 | 35 | 181 |  | 1.022 | GST | 1 | 0.054429 | 181 | 181 | 0.89342 | 181 |  |  | 0.054429 | 9.8517
2383 | NTHLK3_G | 3 | North | YES | 0.004936 | 0 | 50 | 329 |  | 1.022 | GST | 1 | 0.054429 | 329 | 329 | 1.6239 | 329 |  |  | 0.054429 | 17.9073
1689 | VALLEY_3G | 3 | North | YES | 0.004932 | 0 | 25 | 375 |  | 1.003 | GST | 1 | 0.054425 | 375 | 375 | 1.8495 | 375 |  |  | 0.054425 | 20.4095
11691 | KMICHICT1_G | 1 | North | YES | 0.004932 | 144 | 80 | 144 | 0 | 1.026 | CC | 1 | 0.054425 | 144 | 144 | 0.71021 | 144 |  |  | 0.054425 | 7.8373
11692 | KMICHICT2_G | 2 | North | YES | 0.004932 | 146 | 80 | 146 | 0 | 1.026 | CC | 1 | 0.054425 | 146 | 146 | 0.72007 | 146 |  |  | 0.054425 | 7.9461
11693 | KMICHIST3_G | 3 | North | YES | 0.004932 | 312 | 60 | 312 | 0 | 1.026 | CC | 1 | 0.054425 | 312 | 312 | 1.5388 | 312 |  |  | 0.054425 | 16.9807
11694 | KMICHICT4_G | 4 | North | YES | 0.004932 | 144 | 80 | 144 | 0 | 1.026 | CC | 1 | 0.054425 | 144 | 144 | 0.71021 | 144 |  |  | 0.054425 | 7.8373
11695 | KMICHICT5_G | 5 | North | YES | 0.004932 | 148 | 80 | 148 | 0 | 1.026 | CC | 1 | 0.054425 | 148 | 148 | 0.72994 | 148 |  |  | 0.054425 | 8.055
11696 | KMICHIST6_G | 6 | North | YES | 0.004932 | 310 | 60 | 310 | 0 | 1.026 | CC | 1 | 0.054425 | 310 | 310 | 1.5289 | 310 |  |  | 0.054425 | 16.8719
1947 | HANDLEY_3G | 3 | North | YES | 0.004916 | 316 | 100 | 395 | 0 | 1.022 | GST | 1 | 0.054409 | 395 | 395 | 1.9418 | 395 |  |  | 0.054409 | 21.4917
1949 | HANDLEY_5G | 5 | North | YES | 0.004916 | 348 | 150 | 435 | 0 | 1.022 | GST | 1 | 0.054409 | 435 | 435 | 2.1385 | 435 |  |  | 0.054409 | 23.6681
1675 | PEC_1G | 1 | North | YES | 0.004911 | 76.7 | 35 | 76.7 | 0 | 1.022 | Cogen | 1 | 0.054404 | 0 | 0 | 0 | 0 |  |  | 0.054404 | 0
1676 | PEC_2G | 2 | North | YES | 0.004911 | 79.6 | 35 | 79.6 | 0 | 1.022 | Cogen | 1 | 0.054404 | 0 | 0 | 0 | 0 |  |  | 0.054404 | 0
1677 | PEC_3G | 3 | North | YES | 0.004911 | 88.4 | 35 | 88.4 | 0 | 1.022 | Cogen | 1 | 0.054404 | 0 | 0 | 0 | 0 |  |  | 0.054404 | 0
1948 | HANDLEY_4G | 4 | North | YES | 0.004911 | 348 | 150 | 435 | 0 | 1.022 | GST | 1 | 0.054404 | 435 | 435 | 2.1363 | 435 |  |  | 0.054404 | 23.6659
1678 | LAMARPWR_1G | 1 | North | YES | 0.00491 | 160 | 67.7 | 160 | 0 | 1.038 | CC | 1 | 0.054403 | 160 | 160 | 0.7856 | 160 |  |  | 0.054403 | 8.7045
1679 | LAMARPWR_2G | 2 | North | YES | 0.00491 | 156 | 67.7 | 156 | 0 | 1.038 | CC | 1 | 0.054403 | 156 | 156 | 0.76596 | 156 |  |  | 0.054403 | 8.4869
1680 | LAMARPWR_3G | 3 | North | YES | 0.00491 | 196 | 129.1 | 196 | 0 | 1.038 | CC | 1 | 0.054403 | 196 | 196 | 0.96236 | 196 |  |  | 0.054403 | 10.6631
1681 | LAMARPWR_4G | 4 | North | YES | 0.00491 | 156 | 67.7 | 156 | 0 | 1.038 | CC | 1 | 0.054403 | 156 | 156 | 0.76596 | 156 |  |  | 0.054403 | 8.4869
1682 | LAMARPWR_5G | 5 | North | YES | 0.00491 | 157 | 67.7 | 157 | 0 | 1.038 | CC | 1 | 0.054403 | 157 | 157 | 0.77087 | 157 |  |  | 0.054403 | 8.5413
1683 | LAMARPWR_6G | 6 | North | YES | 0.00491 | 198 | 129.1 | 198 | 0 | 1.038 | CC | 1 | 0.054403 | 198 | 198 | 0.97218 | 198 |  |  | 0.054403 | 10.7719
1701 | MOSES_1G | 1 | North | YES | 0.004858 | 558 | 175 | 558 | 0 | 1.023 | LIGCO | 1 | 0.054351 | 0 | 558 | 2.7108 | 558 |  |  | 0.054351 | 30.3281
1702 | MOSES_2G | 2 | North | YES | 0.004858 | 579 | 175 | 579 | 0 | 1.023 | LIGCO | 1 | 0.054351 | 0 | 579 | 2.8128 | 579 |  |  | 0.054351 | 31.4695
1703 | MOSES_3G | 3 | North | YES | 0.004858 | 808 | 463 | 808 | 0 | 1.023 | LIGCO | 1 | 0.054351 | 0 | 808 | 3.9253 | 808 |  |  | 0.054351 | 43.9159
5925 | DCEAST | EQ | North | YES | 0.004858 | 400.3 | -600 | 600 | 0 | 1.025 | DCTie | 1 | 0.054351 | 0 | 0 | 0 | 0 |  |  | 0.054351 | 0
842 | OLINGER_G1 | 1 | North | YES | 0.00477 | 55.4 | 20 | 79 | 0 | 1.03 | GST | 1 | 0.054263 | 79 | 79 | 0.37683 | 79 |  |  | 0.054263 | 4.2868
843 | OLINGER_G2 | 1 | North | YES | 0.00477 | 76.2 | 25 | 110 | 0 | 1.03 | GST | 1 | 0.054263 | 110 | 110 | 0.5247 | 110 |  |  | 0.054263 | 5.969
844 | OLINGER_G3 | 1 | North | YES | 0.00477 | 103.9 | 45 | 150 | 0 | 1.03 | GST | 1 | 0.054263 | 150 | 150 | 0.7155 | 150 |  |  | 0.054263 | 8.1395
845 | OLINGER_G4 | 1 | North | YES | 0.00477 | 51.9 | 0 | 76 | 0 | 1.03 | GGT | 1 | 0.054263 | 76 | 76 | 0.36252 | 76 |  |  | 0.054263 | 4.124
948 | STEAM1 | 1 | North | YES | 0.004753 | 0 | 12 | 20 |  | 1.02 | GST | 1 | 0.054246 | 20 | 20 | 0.09506 | 20 |  |  | 0.054246 | 1.0849
949 | STEAM2 | 1 | North | YES | 0.004753 | 26 | 8 | 26 | 0 | 0.99 | GST | 1 | 0.054246 | 26 | 26 | 0.12358 | 26 |  |  | 0.054246 | 1.4104
950 | STEAM3 | 1 | North | YES | 0.004753 | 41 | 13 | 42 | 0 | 1.02 | GST | 1 | 0.054246 | 42 | 42 | 0.19963 | 42 |  |  | 0.054246 | 2.2783
837 | NEWMAN_G5 | 1 | North | YES | 0.004751 | 0 | 15 | 40 |  | 1.01 | GST | 1 | 0.054244 | 40 | 40 | 0.19004 | 40 |  |  | 0.054244 | 2.1698
2451 | LKHB1_G | 1 | North | YES | 0.004657 | 0 | 80 | 391 |  | 1.022 | GST | 1 | 0.05415 | 391 | 391 | 1.8209 | 391 |  |  | 0.05415 | 21.1728
2452 | LKHB2_G | 2 | North | YES | 0.004657 | 516 | 80 | 516 | 0 | 1.022 | GST | 1 | 0.05415 | 516 | 516 | 2.403 | 516 |  |  | 0.05415 | 27.9416
12411 | FPLEFR1A_G | 1 | North | YES | 0.004641 | 161 | 72 | 161 | 0 | 1 | CC | 1 | 0.054134 | 161 | 161 | 0.7472 | 161 |  |  | 0.054134 | 8.7156
12412 | FPLEFR1B_G | 2 | North | YES | 0.004641 | 164 | 72 | 164 | 0 | 1 | CC | 1 | 0.054134 | 164 | 164 | 0.76112 | 164 |  |  | 0.054134 | 8.878
12413 | FPLEFR1C_G | 3 | North | YES | 0.004641 | 164 | 72 | 164 | 0 | 1 | CC | 1 | 0.054134 | 164 | 164 | 0.76112 | 164 |  |  | 0.054134 | 8.878
12414 | FPLEFR1S_G | 4 | North | YES | 0.004641 | 414 | 191 | 414 | 0 | 1 | CC | 1 | 0.054134 | 414 | 414 | 1.9214 | 414 |  |  | 0.054134 | 22.4116
12421 | FPLEFR2A_G | 1 | North | YES | 0.004641 | 162 | 72 | 162 | 0 | 1 | CC | 1 | 0.054134 | 162 | 162 | 0.75184 | 162 |  |  | 0.054134 | 8.7698
12422 | FPLEFR2B_G | 2 | North | YES | 0.004641 | 161 | 72 | 161 | 0 | 1 | CC | 1 | 0.054134 | 161 | 161 | 0.7472 | 161 |  |  | 0.054134 | 8.7156
12423 | FPLEFR2C_G | 3 | North | YES | 0.004641 | 163 | 72 | 163 | 0 | 1 | CC | 1 | 0.054134 | 163 | 163 | 0.75648 | 163 |  |  | 0.054134 | 8.8239
12424 | FPLEFR2S_G | 4 | North | YES | 0.004641 | 415 | 191 | 415 | 0 | 1 | CC | 1 | 0.054134 | 415 | 415 | 1.926 | 415 |  |  | 0.054134 | 22.4658
12440 | PARKD_1SVC8 | 1 | North | YES | 0.004622 | 0 | 0 | 0 | 0 | 1.007 | GST | 1 | 0.054115 | 0 | 0 | 0 | 0 |  |  | 0.054115 | 0
12449 | PARKD_2SVC8 | 1 | North | YES | 0.004622 | 0 | 0 | 0 | 0 | 1.007 | GST | 1 | 0.054115 | 0 | 0 | 0 | 0 |  |  | 0.054115 | 0
2418 | MTCK2_G | 2 | North | YES | 0.004559 | 0 | 10 | 23 |  | 0.971 | #N/A | 1 | 0.054052 | 23 | 23 | 0.10486 | 23 |  |  | 0.054052 | 1.2432
2419 | MTCK3_G | MB | North | YES | 0.004559 | 0 | 10 | 63 |  | 0.971 | #N/A | 1 | 0.054052 | 63 | 63 | 0.28722 | 63 |  |  | 0.054052 | 3.4053
2413 | MTCK6_G | 6 | North | YES | 0.004557 | 0 | 30 | 118 |  | 1.022 | GST | 1 | 0.05405 | 118 | 118 | 0.53773 | 118 |  |  | 0.05405 | 6.3779
2414 | MTCK7_G | 7 | North | YES | 0.004557 | 0 | 30 | 115 |  | 1.022 | GST | 1 | 0.05405 | 115 | 115 | 0.52406 | 115 |  |  | 0.05405 | 6.2158
2417 | MTCK8_G | 8 | North | YES | 0.004557 | 444.8 | 60 | 556 | 0 | 1.022 | GSC | 1 | 0.05405 | 556 | 556 | 2.5337 | 556 |  |  | 0.05405 | 30.052
3097 | MARTLAKE_1G | 1 | North | YES | 0.004369 | 790 | 500 | 790 | 0 | 1.017 | LIGCO | 1 | 0.053862 | 0 | 790 | 3.4515 | 790 |  |  | 0.053862 | 42.5513
3098 | MARTLAKE_2G | 2 | North | YES | 0.004369 | 795 | 461 | 795 | 0 | 1.017 | LIGCO | 1 | 0.053862 | 0 | 795 | 3.4734 | 795 |  |  | 0.053862 | 42.8206
3099 | MARTLAKE_3G | 3 | North | YES | 0.004369 | 804 | 500 | 804 | 0 | 1.017 | LIGCO | 1 | 0.053862 | 0 | 804 | 3.5127 | 804 |  |  | 0.053862 | 43.3054
13116 | TGATEWAY_1G | 1 | North | YES | 0.004333 | 151 | 30 | 151 | 0 | 1.0232 | CC | 1 | 0.053826 | 151 | 151 | 0.65428 | 151 |  |  | 0.053826 | 8.1278
13117 | TGATEWAY_2G | 2 | North | YES | 0.004333 | 130 | 30 | 130 | 0 | 1.0232 | CC | 1 | 0.053826 | 130 | 130 | 0.56329 | 130 |  |  | 0.053826 | 6.9974
13118 | TGATEWAY_3G | 3 | North | YES | 0.004333 | 148 | 30 | 148 | 0 | 1.0232 | CC | 1 | 0.053826 | 148 | 148 | 0.64128 | 148 |  |  | 0.053826 | 7.9663
13119 | TGATEWAY_4G | 4 | North | YES | 0.004333 | 399 | 65 | 399 | 0 | 1.0232 | CC | 1 | 0.053826 | 399 | 399 | 1.7289 | 399 |  |  | 0.053826 | 21.4767
3348 | CHAMPION_1G | MB | North | YES | 0.004301 | 0 | 42 | 42 |  | 1 | Cogen | 1 | 0.053794 | 0 | 0 | 0 | 0 |  |  | 0.053794 | 0
3113 | LUFKINWB_1G | 1 | North | YES | 0.004298 | 0 | 0 | 50 |  | 1.01 | #N/A | 1 | 0.053791 | 50 | 50 | 0.2149 | 50 |  |  | 0.053791 | 2.6896
3107 | STRYKER_1G | 1 | North | YES | 0.004292 | 145.6 | 45 | 182 | 0 | 1.029 | GST | 1 | 0.053785 | 182 | 182 | 0.78114 | 182 |  |  | 0.053785 | 9.7889
3108 | STRYKER_2G | 2 | North | YES | 0.004292 | 484 | 75 | 484 | 0 | 1.029 | GST | 1 | 0.053785 | 484 | 484 | 2.0773 | 484 |  |  | 0.053785 | 26.0321
12322 | ENNSTRAC_1G | 1 | North | YES | 0.004242 | 196 | 130 | 196 | 0 | 1.036 | CC | 1 | 0.053735 | 196 | 196 | 0.83143 | 196 |  |  | 0.053735 | 10.5321
12323 | ENNSTRAC_2G | 2 | North | YES | 0.004242 | 116 | 100 | 116 | 0 | 1.036 | CC | 1 | 0.053735 | 116 | 116 | 0.49207 | 116 |  |  | 0.053735 | 6.2333
1941 | MDLTHELP_1G | 1 | North | YES | 0.00422 | 216.4 | 74 | 216.4 | 0 | 1 | CC | 1 | 0.053713 | 216.4 | 216.4 | 0.91321 | 216.4 |  |  | 0.053713 | 11.6236
1942 | MDLTHELP_2G | 2 | North | YES | 0.00422 | 216.1 | 74 | 216.1 | 0 | 1 | CC | 1 | 0.053713 | 216.1 | 216.1 | 0.91194 | 216.1 |  |  | 0.053713 | 11.6075
3126 | TRINIDAD_6G | 1 | North | YES | 0.004178 | 179.2 | 46 | 224 | 0 | 1 | GST | 1 | 0.053671 | 224 | 224 | 0.93587 | 224 |  |  | 0.053671 | 12.0224
1892 | DECRDOVA_2G | A | North | YES | 0.004137 | 65 | 65 | 70 | 0 | 1.025 | GGT | 1 | 0.05363 | 70 | 70 | 0.28959 | 70 |  |  | 0.05363 | 3.7541
1893 | DECRDOVA_3G | B | North | YES | 0.004137 | 65 | 65 | 69 | 0 | 1.025 | GGT | 1 | 0.05363 | 69 | 69 | 0.28545 | 69 |  |  | 0.05363 | 3.7005
1894 | DECRDOVA_4G | C | North | YES | 0.004137 | 65 | 65 | 69 | 0 | 1.025 | GGT | 1 | 0.05363 | 69 | 69 | 0.28545 | 69 |  |  | 0.05363 | 3.7005
1895 | DECRDOVA_5G | D | North | YES | 0.004137 | 65 | 65 | 68 | 0 | 1.025 | GGT | 1 | 0.05363 | 68 | 68 | 0.28132 | 68 |  |  | 0.05363 | 3.6469
1937 | MDLTHELP_5G | 5 | North | YES | 0.00408 | 224 | 74 | 224 | 0 | 1 | CC | 1 | 0.053573 | 224 | 224 | 0.91392 | 224 |  |  | 0.053573 | 12.0004
1938 | MDLTHELP_6G | 6 | North | YES | 0.00408 | 226 | 74 | 226 | 0 | 1 | CC | 1 | 0.053573 | 226 | 226 | 0.92208 | 226 |  |  | 0.053573 | 12.1076
1943 | MDLTHELP_3G | 3 | North | YES | 0.00408 | 212 | 74 | 212 | 0 | 1 | CC | 1 | 0.053573 | 212 | 212 | 0.86496 | 212 |  |  | 0.053573 | 11.3576
1944 | MDLTHELP_4G | 4 | North | YES | 0.00408 | 211 | 74 | 211 | 0 | 1 | CC | 1 | 0.053573 | 211 | 211 | 0.86088 | 211 |  |  | 0.053573 | 11.304
13134 | CALFREST_4G | 4 | North | YES | 0.003994 | 151.5 | 40 | 151.5 | 0 | 1.031 | CC | 1 | 0.053487 | 151.5 | 151.5 | 0.60509 | 151.5 |  |  | 0.053487 | 8.1033
13135 | CALFREST_5G | 5 | North | YES | 0.003994 | 152.3 | 57 | 152.3 | 0 | 1.031 | CC | 1 | 0.053487 | 152.3 | 152.3 | 0.60829 | 152.3 |  |  | 0.053487 | 8.1461
13136 | CALFREST_6G | 6 | North | YES | 0.003994 | 177.5 | 40 | 177.5 | 0 | 1.031 | CC | 1 | 0.053487 | 177.5 | 177.5 | 0.70893 | 177.5 |  |  | 0.053487 | 9.494
13131 | CALFREST_1G | 1 | North | YES | 0.003979 | 150.7 | 40 | 150.7 | 0 | 1.031 | CC | 1 | 0.053472 | 150.7 | 150.7 | 0.59964 | 150.7 |  |  | 0.053472 | 8.0583
13132 | CALFREST_2G | 2 | North | YES | 0.003979 | 151 | 57 | 151 | 0 | 1.031 | CC | 1 | 0.053472 | 151 | 151 | 0.60083 | 151 |  |  | 0.053472 | 8.0743
13133 | CALFREST_3G | 3 | North | YES | 0.003979 | 177.4 | 40 | 177.4 | 0 | 1.031 | CC | 1 | 0.053472 | 177.4 | 177.4 | 0.70587 | 177.4 |  |  | 0.053472 | 9.486
3381 | BBRN_1G | 1 | North | YES | 0.003922 | 618 | 225 | 618 | 0 | 1.03 | LIGCO | 1 | 0.053415 | 0 | 618 | 2.4238 | 618 |  |  | 0.053415 | 33.0107
3382 | BBRN_2G | 2 | North | YES | 0.003922 | 589 | 225 | 589 | 0 | 1.03 | LIGCO | 1 | 0.053415 | 0 | 589 | 2.3101 | 589 |  |  | 0.053415 | 31.4617
366 | JNSNCNTY802 | 1 | North | YES | 0.003915 | 168 | 20 | 168 | 0 | 1.02 | Cogen | 1 | 0.053408 | 0 | 0 | 0 | 0 |  |  | 0.053408 | 0
367 | JNSNCNTY802 | 2 | North | YES | 0.003915 | 90 | 20 | 90 | 0 | 1.02 | Cogen | 1 | 0.053408 | 0 | 0 | 0 | 0 |  |  | 0.053408 | 0
1889 | DECRDOVA_1G | 1 | North | YES | 0.003828 | 779 | 255 | 779 | 0 | 1.02 | GSC | 1 | 0.053321 | 779 | 779 | 2.982 | 779 |  |  | 0.053321 | 41.5374
48721 | LEG_1___1 | 1 | North | YES | 0.003583 | 827 | 357 | 827 | 0 | 1.0348 | LIGCO | 1 | 0.053076 | 0 | 827 | 2.9631 | 827 |  |  | 0.053076 | 43.8942
48722 | LEG_2___2 | 2 | North | YES | 0.003583 | 819 | 357 | 819 | 0 | 1.0348 | LIGCO | 1 | 0.053076 | 0 | 819 | 2.9345 | 819 |  |  | 0.053076 | 43.4696
39960 | TNTNPONE_18 | 1 | North | YES | 0.003433 | 152.3 | 30 | 152.3 |  | 1.04 | LIGCO | 1 | 0.052926 | 0 | 152.3 | 0.52285 | 152.3 |  |  | 0.052926 | 8.0607
39970 | TNTNPONE_28 | 1 | North | YES | 0.003433 | 153 | 30 | 153 |  | 1.04 | LIGCO | 1 | 0.052926 | 0 | 153 | 0.52525 | 153 |  |  | 0.052926 | 8.0977
244 | WHITNYDM01 | 1 | North | YES | 0.003267 | 15 | 0 | 15 | 0 | 1.035 | Hydro | 1 | 0.05276 | 0 | 0 | 0 | 0 |  |  | 0.05276 | 0
245 | WHITNYDM02 | 2 | North | YES | 0.003267 | 15 | 0 | 15 | 0 | 1.035 | Hydro | 1 | 0.05276 | 0 | 0 | 0 | 0 |  |  | 0.05276 | 0
990 | GIBN_CREK_G1 | 1 | North | YES | 0.003069 | 463 | 200 | 463 | 0 | 1.0275 | LIGCO | 1 | 0.052562 | 0 | 463 | 1.4209 | 463 |  |  | 0.052562 | 24.3364
32798 | BRYN_TAMUGEN | 1 | North | YES | 0.003046 | 32 | 0 | 32 |  | 1.02 | GST | 1 | 0.052539 | 32 | 32 | 0.097472 | 32 |  |  | 0.052539 | 1.6813
32886 | BRYN_ATKINS3 | MB | North | YES | 0.00304 | 0 | 5 | 12 |  | 1 | GST | 1 | 0.052533 | 0 | 0 | 0 | 0 |  |  | 0.052533 | 0
32887 | BRYN_ATKINS6 | MB | North | YES | 0.00304 | 0 | 12 | 51 |  | 1.028 | GST | 1 | 0.052533 | 0 | 0 | 0 | 0 |  |  | 0.052533 | 0
32888 | BRYN_ATKINS7 | 1 | North | YES | 0.00304 | 13.6 | 4 | 17 |  | 1.028 | GGT | 1 | 0.052533 | 17 | 17 | 0.05168 | 17 |  |  | 0.052533 | 0.89307
32890 | BRYN_ATKINS4 | MB | North | YES | 0.00304 | 0 | 5 | 22 |  | 1.031 | GST | 1 | 0.052533 | 0 | 0 | 0 | 0 |  |  | 0.052533 | 0
32891 | BRYN_ATKINS5 | MB | North | YES | 0.00304 | 0 | 5 | 25 |  | 1.031 | GST | 1 | 0.052533 | 0 | 0 | 0 | 0 |  |  | 0.052533 | 0
32883 | BRYN_DNSBY3 | 1 | North | YES | 0.003036 | 0 | 2 | 48 |  | 1.015 | GST | 1 | 0.052529 | 48 | 48 | 0.14573 | 48 |  |  | 0.052529 | 2.5214
32884 | BRYN_DNSBY13 | 1 | North | YES | 0.003036 | 46 | 2 | 46 | 0 | 1.015 | GST | 1 | 0.052529 | 46 | 46 | 0.13966 | 46 |  |  | 0.052529 | 2.4164
32892 | BRYN_DNSBY14 | 1 | North | YES | 0.003036 | 84 | 25 | 105 | 0 | 1.035 | GST | 1 | 0.052529 | 105 | 105 | 0.31878 | 105 |  |  | 0.052529 | 5.5156
48671 | FTR_GT1_5105 | 1 | North | YES | 0.002958 | 154.2 | 0 | 154.2 | 0 | 1.0319 | CC | 1 | 0.052451 | 154.2 | 154.2 | 0.45612 | 154.2 |  |  | 0.052451 | 8.088
48672 | FTR_GT2_5110 | 2 | North | YES | 0.002958 | 159 | 0 | 159 | 0 | 1.0319 | CC | 1 | 0.052451 | 159 | 159 | 0.47032 | 159 |  |  | 0.052451 | 8.3398
48673 | FTR_GT3_5085 | 3 | North | YES | 0.002958 | 158 | 0 | 158 | 0 | 1.0319 | CC | 1 | 0.052451 | 158 | 158 | 0.46736 | 158 |  |  | 0.052451 | 8.2873
48674 | FTR_CN4_5095 | 4 | North | YES | 0.002958 | 380 | 0 | 380 | 0 | 1.0319 | CC | 1 | 0.052451 | 380 | 380 | 1.124 | 380 |  |  | 0.052451 | 19.9315
3403 | THOUSE_1G | 1 | North | YES | 0.002939 | 563 | 200 | 563 | 0 | 1.012 | GSC | 1 | 0.052432 | 563 | 563 | 1.6547 | 563 |  |  | 0.052432 | 29.5194
3404 | THOUSE_2G | 2 | North | YES | 0.002939 | 807 | 250 | 807 | 0 | 1.012 | GSC | 1 | 0.052432 | 807 | 807 | 2.3718 | 807 |  |  | 0.052432 | 42.3129
238 | BOSQUESW505 | 1 | North | YES | 0.002933 | 255 | 0 | 255 | 0 | 1.02 | CC | 1 | 0.052426 | 255 | 255 | 0.74791 | 255 |  |  | 0.052426 | 13.3687
239 | BOSQUESW502 | 1 | North | YES | 0.002933 | 119.2 | 0 | 149 | 0 | 1.02 | GGT | 1 | 0.052426 | 149 | 149 | 0.43702 | 149 |  |  | 0.052426 | 7.8115
247 | BOSQUESW501 | 2 | North | YES | 0.002933 | 124.8 | 0 | 156 | 0 | 1.02 | GGT | 1 | 0.052426 | 156 | 156 | 0.45755 | 156 |  |  | 0.052426 | 8.1785
251 | BOSQUESW803 | 2 | North | YES | 0.002931 | 150 | 0 | 150 |  | 1.032 | CC | 1 | 0.052424 | 150 | 150 | 0.43965 | 150 |  |  | 0.052424 | 7.8637
253 | BOSQUESW804 | 2 | North | YES | 0.002931 | 80 | 0 | 80 |  | 1.032 | CC | 1 | 0.052424 | 80 | 80 | 0.23448 | 80 |  |  | 0.052424 | 4.194
1877 | WLFHOLW_1G | 1 | North | YES | 0.002928 | 217.3 | 89.2 | 217.3 | 0 | 1.032 | CC | 1 | 0.052421 | 217.3 | 217.3 | 0.63625 | 217.3 |  |  | 0.052421 | 11.3912
1878 | WLFHOLW_2G | 2 | North | YES | 0.002928 | 215.7 | 105 | 215.7 | 0 | 1.032 | CC | 1 | 0.052421 | 215.7 | 215.7 | 0.63157 | 215.7 |  |  | 0.052421 | 11.3073
1879 | WLFHOLW_3G | 3 | North | YES | 0.002928 | 272.4 | 89.2 | 272.4 | 0 | 1.032 | CC | 1 | 0.052421 | 272.4 | 272.4 | 0.79759 | 272.4 |  |  | 0.052421 | 14.2796
1643 | SLSTR1PP_1G | 1 | North | YES | 0.002904 | 6 | 0 | 60 | 0 | 1.022 | Wind | 1 | 0.052397 | 0 | 60 | 0.17424 | 60 |  |  | 0.052397 | 3.1438
3416 | LAKE_CRK1_G | 1 | North | YES | 0.002812 | 60 | 33 | 75 |  | 1.029 | GST | 1 | 0.052305 | 75 | 75 | 0.2109 | 75 |  |  | 0.052305 | 3.9229
3417 | LAKE_CRK2_G | 2 | North | YES | 0.002812 | 177.6 | 40 | 222 | 0 | 1.029 | GST | 1 | 0.052305 | 222 | 222 | 0.62426 | 222 |  |  | 0.052305 | 11.6118
1898 | COMCHEPK_1G | 1 | North | YES | 0.002689 | 1159 | 1150 | 1159 | 0 | 1.032 | Nuc | 1 | 0.052182 | 0 | 0 | 0 | 0 |  |  | 0.052182 | 0
1899 | COMCHEPK_2G | 2 | North | YES | 0.002689 | 1159 | 1128 | 1159 | 0 | 1.032 | Nuc | 1 | 0.052182 | 0 | 0 | 0 | 0 |  |  | 0.052182 | 0
48591 | CHE_GT2_5030 | 2 | Houston | YES | 0.00241 | 173 | 50 | 173 | 0 | 1.029 | Cogen | 1 | 0.051903 | 0 | 0 |  |  |  |  | 0.051903 | 0
48811 | CVC_GT3_5045 | 3 | Houston | YES | 0.00241 | 156 | 91.8 | 156 | 0 | 1.029 | Cogen | 1 | 0.051903 | 0 | 0 |  |  |  |  | 0.051903 | 0
48812 | CVC_GT2_5020 | 2 | Houston | YES | 0.00241 | 158 | 91.8 | 158 | 0 | 1.029 | Cogen | 1 | 0.051903 | 0 | 0 |  |  |  |  | 0.051903 | 0
48813 | CVC_GT1_5035 | 1 | Houston | YES | 0.00241 | 160 | 91.8 | 160 | 0 | 1.029 | Cogen | 1 | 0.051903 | 0 | 0 |  |  |  |  | 0.051903 | 0
48814 | CVC_ST5_5040 | 1 | Houston | YES | 0.00241 | 162 | 91.8 | 162 | 0 | 1.029 | Cogen | 1 | 0.051903 | 0 | 0 |  |  |  |  | 0.051903 | 0
48885 | THW_5152 | A | Houston | YES | 0.002349 | 46.4 | 5 | 58 |  | 1.0319 | GGT | 1 | 0.051842 | 58 | 58 |  |  |  |  | 0.051842 | 3.0069
48885 | THW_5152 | B | Houston | YES | 0.002349 | 47.2 | 5 | 59 |  | 1.0319 | GGT | 1 | 0.051842 | 59 | 59 |  |  |  |  | 0.051842 | 3.0587
48886 | THW_5354 | C | Houston | YES | 0.002349 | 45.6 | 5 | 57 |  | 1.0319 | GGT | 1 | 0.051842 | 57 | 57 |  |  |  |  | 0.051842 | 2.955
48886 | THW_5354 | D | Houston | YES | 0.002349 | 46.4 | 5 | 58 |  | 1.0319 | GGT | 1 | 0.051842 | 58 | 58 |  |  |  |  | 0.051842 | 3.0069
48887 | THW_5556 | F | Houston | YES | 0.002349 | 45.6 | 5 | 57 |  | 1.0319 | GGT | 1 | 0.051842 | 57 | 57 |  |  |  |  | 0.051842 | 2.955
48887 | THW_5556 | E | Houston | YES | 0.002349 | 47.2 | 5 | 59 |  | 1.0319 | GGT | 1 | 0.051842 | 59 | 59 |  |  |  |  | 0.051842 | 3.0587
48690 | GBY_GN5_5 | 5 | Houston | YES | 0.002344 | 318.4 | 81 | 398 |  | 1.0362 | GSC | 1 | 0.051837 | 398 | 398 |  |  |  |  | 0.051837 | 20.6313
48595 | BTE_GT2_8075 | 1 | Houston | YES | 0.00234 | 162.8 | 130 | 162.8 | 0 | 1.0261 | CC | 1 | 0.051833 | 162.8 | 162.8 |  |  |  |  | 0.051833 | 8.4385
48596 | BTE_GT3_8045 | 2 | Houston | YES | 0.00234 | 161.4 | 130 | 161.4 | 0 | 1.0261 | CC | 1 | 0.051833 | 161.4 | 161.4 |  |  |  |  | 0.051833 | 8.3659
48597 | BTE_GT4_8055 | 3 | Houston | YES | 0.00234 | 158.9 | 130 | 158.9 | 0 | 1.0261 | CC | 1 | 0.051833 | 158.9 | 158.9 |  |  |  |  | 0.051833 | 8.2363
48598 | BTE_ST1_8070 | 4 | Houston | YES | 0.00234 | 269.2 | 60 | 269.2 | 0 | 1.0261 | CC | 1 | 0.051833 | 269.2 | 269.2 |  |  |  |  | 0.051833 | 13.9535
48583 | CBY_GT4_1 | 1 | Houston | YES | 0.002329 | 172 | 0 | 172 | 0 | 1.026 | GSC | 1 | 0.051822 | 172 | 172 |  |  |  |  | 0.051822 | 8.9135
48584 | CBY_GT4_2 | 2 | Houston | YES | 0.002329 | 172 | 0 | 172 | 0 | 1.026 | CC | 1 | 0.051822 | 172 | 172 |  |  |  |  | 0.051822 | 8.9135
48585 | CBY_ST4_1 | 3 | Houston | YES | 0.002329 | 172 | 0 | 172 | 0 | 1.026 | CC | 1 | 0.051822 | 172 | 172 |  |  |  |  | 0.051822 | 8.9135
48815 | CVC_GT4_8005 | 4 | Houston | YES | 0.002328 | 165 | 91.8 | 165 |  | 1.0362 | Cogen | 1 | 0.051821 | 0 | 0 |  |  |  |  | 0.051821 | 0
48581 | CBY_GN1_1 | 1 | Houston | YES | 0.002325 | 595.2 | 108 | 744 | 0 | 1.0435 | GSC | 1 | 0.051818 | 744 | 744 |  |  |  |  | 0.051818 | 38.5529
48651 | EP_1_2 | 1 | Houston | YES | 0.002325 | 4 | 0 | 5 | 0 | 1.0362 | Cogen | 1 | 0.051818 | 0 | 0 |  |  |  |  | 0.051818 | 0
48651 | EP_1_2 | 2 | Houston | YES | 0.002325 | 17.7 | 10 | 21 | 0 | 1.0362 | Cogen | 1 | 0.051818 | 0 | 0 |  |  |  |  | 0.051818 | 0
48791 | PSA_GT1_8160 | 1 | Houston | YES | 0.002325 | 52 | 20.8 | 65 | 0 | 1.0362 | Cogen | 1 | 0.051818 | 0 | 0 |  |  |  |  | 0.051818 | 0
48792 | PSA_GT2_8155 | 2 | Houston | YES | 0.002325 | 52.8 | 20.3 | 66 | 0 | 1.0362 | Cogen | 1 | 0.051818 | 0 | 0 |  |  |  |  | 0.051818 | 0
48793 | PSA_GT3_8150 | 3 | Houston | YES | 0.002325 | 56 | 20.3 | 70 | 0 | 1.0362 | Cogen | 1 | 0.051818 | 0 | 0 |  |  |  |  | 0.051818 | 0
48794 | PSA_GT4_8145 | 4 | Houston | YES | 0.002325 | 52.8 | 20.3 | 66 | 0 | 1.0362 | Cogen | 1 | 0.051818 | 0 | 0 |  |  |  |  | 0.051818 | 0
48795 | PSA_GT5_8140 | 5 | Houston | YES | 0.002325 | 51.2 | 20.3 | 64 | 0 | 1.0362 | Cogen | 1 | 0.051818 | 0 | 0 |  |  |  |  | 0.051818 | 0
48796 | PSA_GN1_8165 | 1 | Houston | YES | 0.002325 | 83.2 | 43.1 | 104 | 0 | 1.0362 | Cogen | 1 | 0.051818 | 0 | 0 |  |  |  |  | 0.051818 | 0
48797 | PSA_GT6_8135 | 6 | Houston | YES | 0.002325 | 47.2 | 34.5 | 59 | 0 | 1.0362 | Cogen | 1 | 0.051818 | 0 | 0 |  |  |  |  | 0.051818 | 0
48883 | THW_GT1_GT_1 | B2 | Houston | YES | 0.002319 | 0 | 0 | 12 |  | 1.043 | GGT | 1 | 0.051812 | 12 | 12 |  |  |  |  | 0.051812 | 0.62175
49803 | EXN_15GT | 1 | Houston | YES | 0.002315 | 33 | 8.3 | 34 |  | 1.0326 | Cogen | 1 | 0.051808 | 0 | 0 |  |  |  |  | 0.051808 | 0
49804 | EXN_16GT | 2 | Houston | YES | 0.002315 | 32 | 8.3 | 34.7 |  | 1.0326 | Cogen | 1 | 0.051808 | 0 | 0 |  |  |  |  | 0.051808 | 0
49805 | EXN_17GT | 3 | Houston | YES | 0.002315 | 31 | 8.3 | 32.7 |  | 1.0326 | Cogen | 1 | 0.051808 | 0 | 0 |  |  |  |  | 0.051808 | 0
49826 | EXN938GT | 5 | Houston | YES | 0.002315 | 43 | 9.2 | 45.9 | 0 | 1.0326 | Cogen | 1 | 0.051808 | 0 | 0 |  |  |  |  | 0.051808 | 0
49828 | EXN941GT | 10 | Houston | YES | 0.002315 | 17.7 | 5.4 | 17.7 | 0 | 1.0326 | Cogen | 1 | 0.051808 | 0 | 0 |  |  |  |  | 0.051808 | 0
49829 | EXN942GT | 11 | Houston | YES | 0.002315 | 20 | 5.4 | 20.4 | 0 | 1.0326 | Cogen | 1 | 0.051808 | 0 | 0 |  |  |  |  | 0.051808 | 0
49830 | EXN943GT | 12 | Houston | YES | 0.002315 | 19 | 5.4 | 19.9 | 0 | 1.0326 | Cogen | 1 | 0.051808 | 0 | 0 |  |  |  |  | 0.051808 | 0
49831 | EXN944GT | 13 | Houston | YES | 0.002315 | 33 | 5.4 | 35 | 0 | 1.0326 | Cogen | 1 | 0.051808 | 0 | 0 |  |  |  |  | 0.051808 | 0
49832 | EXN945GT | 9 | Houston | YES | 0.002315 | 18.5 | 9.2 | 18.5 | 0 | 1.0326 | Cogen | 1 | 0.051808 | 0 | 0 |  |  |  |  | 0.051808 | 0
49837 | EXN_GT | 4 | Houston | YES | 0.002315 | 81 | 21.3 | 85.4 | 0 | 1.0326 | Cogen | 1 | 0.051808 | 0 | 0 |  |  |  |  | 0.051808 | 0
49838 | EXN_14GT | 14 | Houston | YES | 0.002315 | 140 | 0 | 148 |  | 1.0326 | Cogen | 1 | 0.051808 | 0 | 0 |  |  |  |  | 0.051808 | 0
48582 | CBY_GN2_2 | 2 | Houston | YES | 0.002311 | 596.8 | 110 | 746 | 0 | 1.0435 | GSC | 1 | 0.051804 | 746 | 746 |  |  |  |  | 0.051804 | 38.6461
48873 | THW_ST3_ST_3 | 3 | Houston | YES | 0.002305 | 107 | 19 | 107 | 0 | 1.0435 | CC | 1 | 0.051798 | 107 | 107 |  |  |  |  | 0.051798 | 5.5424
48874 | THW_ST4_ST_4 | 4 | Houston | YES | 0.002305 | 108 | 19 | 108 | 0 | 1.0435 | CC | 1 | 0.051798 | 108 | 108 |  |  |  |  | 0.051798 | 5.5942
48875 | THW_3132 | B | Houston | YES | 0.002305 | 53 | 5 | 53 | 0 | 1.0435 | CC | 1 | 0.051798 | 53 | 53 |  |  |  |  | 0.051798 | 2.7453
48875 | THW_3132 | A | Houston | YES | 0.002305 | 55 | 5 | 55 | 0 | 1.0435 | CC | 1 | 0.051798 | 55 | 55 |  |  |  |  | 0.051798 | 2.8489
48877 | THW_3334 | C | Houston | YES | 0.002305 | 55 | 5 | 55 | 0 | 1.0435 | CC | 1 | 0.051798 | 55 | 55 |  |  |  |  | 0.051798 | 2.8489
48877 | THW_3334 | D | Houston | YES | 0.002305 | 57 | 5 | 57 | 0 | 1.0435 | CC | 1 | 0.051798 | 57 | 57 |  |  |  |  | 0.051798 | 2.9525
48879 | THW_4142 | E | Houston | YES | 0.002305 | 56 | 5 | 56 | 0 | 1.0435 | CC | 1 | 0.051798 | 56 | 56 |  |  |  |  | 0.051798 | 2.9007
48879 | THW_4142 | F | Houston | YES | 0.002305 | 55 | 5 | 55 | 0 | 1.0435 | CC | 1 | 0.051798 | 55 | 55 |  |  |  |  | 0.051798 | 2.8489
48881 | THW_4344 | G | Houston | YES | 0.002305 | 58 | 5 | 58 | 0 | 1.0435 | CC | 1 | 0.051798 | 58 | 58 |  |  |  |  | 0.051798 | 3.0043
48881 | THW_4344 | H | Houston | YES | 0.002305 | 58 | 5 | 58 | 0 | 1.0435 | CC | 1 | 0.051798 | 58 | 58 |  |  |  |  | 0.051798 | 3.0043
48593 | CHE_GT1_8015 | 1 | Houston | YES | 0.002293 | 173 | 50 | 173 | 0 | 1.0362 | Cogen | 1 | 0.051786 | 0 | 0 |  |  |  |  | 0.051786 | 0
48594 | CHE_GN4_8025 | 4 | Houston | YES | 0.002293 | 142 | 60 | 142 | 0 | 1.0362 | Cogen | 1 | 0.051786 | 0 | 0 |  |  |  |  | 0.051786 | 0
48500 | APD_GT1_8005 | 1 | Houston | YES | 0.00229 | 137.6 | 54.6 | 137.6 |  | 1.0362 | Cogen | 1 | 0.051783 | 0 | 0 |  |  |  |  | 0.051783 | 0
48511 | LPE_GT1_8070 | 1 | Houston | YES | 0.00229 | 42 | 0 | 42 | 0 | 1.0362 | GGT | 1 | 0.051783 | 42 | 42 |  |  |  |  | 0.051783 | 2.1749
48512 | LPE_GT2_8075 | 2 | Houston | YES | 0.00229 | 42 | 0 | 42 | 0 | 1.0362 | GGT | 1 | 0.051783 | 42 | 42 |  |  |  |  | 0.051783 | 2.1749
48513 | LPE_GT3_8080 | 3 | Houston | YES | 0.00229 | 39 | 0 | 39 | 0 | 1.0362 | GGT | 1 | 0.051783 | 39 | 39 |  |  |  |  | 0.051783 | 2.0196
48514 | LPE_GT4_8085 | 4 | Houston | YES | 0.00229 | 39 | 0 | 39 | 0 | 1.0362 | GGT | 1 | 0.051783 | 39 | 39 |  |  |  |  | 0.051783 | 2.0196
48820 | SHELLG1_3015 | 1 | Houston | YES | 0.002281 | 71 | 34.5 | 71 |  | 1.029 | Cogen | 1 | 0.051774 | 0 | 0 |  |  |  |  | 0.051774 | 0
48821 | SHELLG2 | 2 | Houston | YES | 0.002281 | 72 | 34.5 | 72 |  | 1.029 | Cogen | 1 | 0.051774 | 0 | 0 |  |  |  |  | 0.051774 | 0
48822 | SHELLG3_3020 | 1 | Houston | YES | 0.002281 | 39 | 0 | 39 |  | 1.029 | Cogen | 1 | 0.051774 | 0 | 0 |  |  |  |  | 0.051774 | 0
48822 | SHELLG3_3020 | 2 | Houston | YES | 0.002281 | 30 | 0 | 30 |  | 1.029 | Cogen | 1 | 0.051774 | 0 | 0 |  |  |  |  | 0.051774 | 0
48611 | DIB_GT1_8080 | 1 | Houston | YES | 0.002276 | 64 | 0 | 64 | 0 | 1.0326 | Cogen | 1 | 0.051769 | 0 | 0 |  |  |  |  | 0.051769 | 0
48612 | DIB_GT2_8075 | 2 | Houston | YES | 0.002276 | 63.2 | 0 | 63.2 | 0 | 1.0326 | Cogen | 1 | 0.051769 | 0 | 0 |  |  |  |  | 0.051769 | 0
48613 | DIB_ST1_8085 | 3 | Houston | YES | 0.002276 | 67.9 | 30 | 82.6 | 0 | 1.0326 | Cogen | 1 | 0.051769 | 0 | 0 |  |  |  |  | 0.051769 | 0
48614 | DIB_GT3_8090 | 4 | Houston | YES | 0.002276 | 73.6 | 15 | 73.6 | 0 | 1.0326 | Cogen | 1 | 0.051769 | 0 | 0 |  |  |  |  | 0.051769 | 0
48740 | PSG_GN2_8050 | 1 | Houston | YES | 0.002276 | 182 | 60 | 182 | 0 | 1.0326 | Cogen | 1 | 0.051769 | 0 | 0 |  |  |  |  | 0.051769 | 0
48741 | PSG_GT2_8040 | 1 | Houston | YES | 0.002276 | 158.6 | 50 | 158.6 | 0 | 1.0326 | Cogen | 1 | 0.051769 | 0 | 0 |  |  |  |  | 0.051769 | 0
48742 | PSG_GT3_8060 | 1 | Houston | YES | 0.002276 | 157 | 50 | 157 | 0 | 1.0326 | Cogen | 1 | 0.051769 | 0 | 0 |  |  |  |  | 0.051769 | 0
48845 | SOL_GT1 | 1 | Houston | YES | 0.002276 | 16.2 | 15.4 | 16.2 |  | 1.0326 | Solar | 1 | 0.051769 | 16.2 | 16.2 |  |  |  |  | 0.051769 | 0.83866
48853 | SRB_GN3_3 | 3 | Houston | YES | 0.002276 | 170.4 | 35 | 213 |  | 1.0326 | GST | 1 | 0.051769 | 213 | 213 |  |  |  |  | 0.051769 | 11.0269
48854 | SRB_GN4_4 | 4 | Houston | YES | 0.002276 | 182.4 | 35 | 228 | 0 | 1.0326 | GST | 1 | 0.051769 | 228 | 228 |  |  |  |  | 0.051769 | 11.8034
48551 | CAL_GT1_8045 | 1 | Houston | YES | 0.002275 | 149 | 0 | 149 | 0 | 1.0326 | Cogen | 1 | 0.051768 | 0 | 0 |  |  |  |  | 0.051768 | 0
48552 | CAL_ST1_8000 | 2 | Houston | YES | 0.002275 | 65.1 | 0 | 65.1 | 0 | 1.0326 | Cogen | 1 | 0.051768 | 0 | 0 |  |  |  |  | 0.051768 | 0
48851 | SRB_GN1_1 | 1 | Houston | YES | 0.002275 | 132 | 26 | 165 | 0 | 1.0217 | GST | 1 | 0.051768 | 165 | 165 |  |  |  |  | 0.051768 | 8.5418
48852 | SRB_GN2_2 | 2 | Houston | YES | 0.002274 | 140.8 | 26 | 176 | 0 | 1.0217 | GST | 1 | 0.051767 | 176 | 176 |  |  |  |  | 0.051767 | 9.1111
48855 | SRB_GT211035 | B1 | Houston | YES | 0.002274 | 0 | 0 | 18 |  | 1.014 | GGT | 1 | 0.051767 | 18 | 18 |  |  |  |  | 0.051767 | 0.93181
48855 | SRB_GT211035 | B2 | Houston | YES | 0.002274 | 0 | 0 | 12 |  | 1.014 | GGT | 1 | 0.051767 | 12 | 12 |  |  |  |  | 0.051767 | 0.62121
48761 | PR_GT1__9040 | 1 | Houston | YES | 0.00227 | 26 | 0 | 35 |  | 1 | Cogen | 1 | 0.051763 | 0 | 0 |  |  |  |  | 0.051763 | 0
48641 | DPEC_GT15040 | 1 | Houston | YES | 0.002266 | 163.2 | 98 | 163.2 | 0 | 1.0319 | CC | 1 | 0.051759 | 163.2 | 163.2 |  |  |  |  | 0.051759 | 8.4471
48642 | DPEC_GT25025 | 2 | Houston | YES | 0.002266 | 157.1 | 98 | 157.1 | 0 | 1.0319 | CC | 1 | 0.051759 | 157.1 | 157.1 |  |  |  |  | 0.051759 | 8.1314
48643 | DPEC_GT35010 | 3 | Houston | YES | 0.002266 | 157.5 | 98 | 157.5 | 0 | 1.0319 | CC | 1 | 0.051759 | 157.5 | 157.5 |  |  |  |  | 0.051759 | 8.1521
48644 | DPEC_GT45070 | 4 | Houston | YES | 0.002266 | 157 | 98 | 157 | 0 | 1.0319 | CC | 1 | 0.051759 | 157 | 157 |  |  |  |  | 0.051759 | 8.1262
48645 | DPEC_ST55065 | 5 | Houston | YES | 0.002266 | 282 | 0 | 282 | 0 | 1.0319 | CC | 1 | 0.051759 | 282 | 282 |  |  |  |  | 0.051759 | 14.5961
48841 | SJS_GT1_GT1 | 1 | Houston | YES | 0.002262 | 62.4 | 49 | 78 | 0 | 1.0362 | Cogen | 1 | 0.051755 | 0 | 0 |  |  |  |  | 0.051755 | 0
48842 | SJS_GT2_GT2 | 2 | Houston | YES | 0.002262 | 64.8 | 49 | 81 | 0 | 1.0362 | Cogen | 1 | 0.051755 | 0 | 0 |  |  |  |  | 0.051755 | 0
48691 | GBY_73741085 | B | Houston | YES | 0.002259 | 37.6 | 20 | 47 | 0 | 1.0362 | GGT | 1 | 0.051752 | 47 | 47 |  |  |  |  | 0.051752 | 2.4324
48691 | GBY_73741085 | A | Houston | YES | 0.002259 | 37.6 | 20 | 47 | 0 | 1.0362 | GGT | 1 | 0.051752 | 47 | 47 |  |  |  |  | 0.051752 | 2.4324
48692 | GBY_81821075 | D | Houston | YES | 0.002259 | 44 | 20 | 55 | 0 | 1.0362 | GGT | 1 | 0.051752 | 55 | 55 |  |  |  |  | 0.051752 | 2.8464
48692 | GBY_81821075 | C | Houston | YES | 0.002259 | 37.6 | 20 | 47 | 0 | 1.0362 | GGT | 1 | 0.051752 | 47 | 47 |  |  |  |  | 0.051752 | 2.4324
48693 | GBY_83841065 | E | Houston | YES | 0.002259 | 45.6 | 20 | 57 | 0 | 1.0362 | GGT | 1 | 0.051752 | 57 | 57 |  |  |  |  | 0.051752 | 2.9499
48693 | GBY_83841065 | F | Houston | YES | 0.002259 | 43.2 | 20 | 54 | 0 | 1.0362 | GGT | 1 | 0.051752 | 54 | 54 |  |  |  |  | 0.051752 | 2.7946
48531 | BYU_GT1_8075 | 1 | Houston | YES | 0.002246 | 65 | 0 | 65 |  | 1.0362 | Cogen | 1 | 0.051739 | 0 | 0 |  |  |  |  | 0.051739 | 0
48532 | BYU_GT2_8055 | 2 | Houston | YES | 0.002246 | 62 | 0 | 62 |  | 1.0362 | Cogen | 1 | 0.051739 | 0 | 0 |  |  |  |  | 0.051739 | 0
48533 | BYU_GT3_8060 | 3 | Houston | YES | 0.002246 | 67 | 0 | 67 |  | 1.0362 | Cogen | 1 | 0.051739 | 0 | 0 |  |  |  |  | 0.051739 | 0
48534 | BYU_GT4_8065 | 4 | Houston | YES | 0.002246 | 65 | 0 | 65 |  | 1.0362 | Cogen | 1 | 0.051739 | 0 | 0 |  |  |  |  | 0.051739 | 0
48561 | CTL_GT2_8130 | 1 | Houston | YES | 0.002238 | 73.5 | 30.3 | 91.9 |  | 1.0362 | Cogen | 1 | 0.051731 | 0 | 0 |  |  |  |  | 0.051731 | 0
48562 | CTL_GT3_8135 | 2 | Houston | YES | 0.002238 | 70.1 | 30.3 | 87.6 |  | 1.0362 | Cogen | 1 | 0.051731 | 0 | 0 |  |  |  |  | 0.051731 | 0
48563 | CTL_GT4_8140 | 3 | Houston | YES | 0.002238 | 69.6 | 30.3 | 87 |  | 1.0362 | Cogen | 1 | 0.051731 | 0 | 0 |  |  |  |  | 0.051731 | 0
48564 | CTL_GN1_8145 | 4 | Houston | YES | 0.002238 | 43.6 | 12.9 | 54.5 |  | 1.0362 | Cogen | 1 | 0.051731 | 0 | 0 |  |  |  |  | 0.051731 | 0
48565 | CTL_GN2_8155 | 5 | Houston | YES | 0.002238 | 9.8 | 3.4 | 12.2 |  | 1.0362 | Cogen | 1 | 0.051731 | 0 | 0 |  |  |  |  | 0.051731 | 0
48772 | PHR_GN2_2 | MB | Houston | YES | 0.002216 | 0 | 72 | 459 |  | 1.0362 | GSC | 1 | 0.051709 | 0 | 0 |  |  |  |  | 0.051709 | 0
38580 | TNBP_CGN1_8 | 1 | Houston | YES | 0.002184 | 70.8 | 0 | 70.8 | 0 | 1.005 | Cogen | 1 | 0.051677 | 0 | 0 |  |  |  |  | 0.051677 | 0
38590 | TNBP_CGN2_8 | 2 | Houston | YES | 0.002184 | 66.7 | 0 | 66.7 | 0 | 1.005 | Cogen | 1 | 0.051677 | 0 | 0 |  |  |  |  | 0.051677 | 0
38600 | TNBP_CGN3_8 | 5 | Houston | YES | 0.002184 | 53 | 0 | 53 | 0 | 1.005 | Cogen | 1 | 0.051677 | 0 | 0 |  |  |  |  | 0.051677 | 0
38611 | TNBPAMCG1_8 | 1 | Houston | YES | 0.002184 | 153.2 | 0 | 153.2 | 0 | 1.005 | Cogen | 1 | 0.051677 | 0 | 0 |  |  |  |  | 0.051677 | 0
38612 | TNBPAMCG2_8 | 2 | Houston | YES | 0.002184 | 153.5 | 0 | 153.5 | 0 | 1.005 | Cogen | 1 | 0.051677 | 0 | 0 |  |  |  |  | 0.051677 | 0
38613 | TNBPAMCG3_8 | 3 | Houston | YES | 0.002184 | 152.3 | 0 | 152.3 | 0 | 1.005 | Cogen | 1 | 0.051677 | 0 | 0 |  |  |  |  | 0.051677 | 0
38614 | TNBPAMCG4_8 | 4 | Houston | YES | 0.002184 | 96 | 0 | 96 |  | 1.005 | Cogen | 1 | 0.051677 | 0 | 0 |  |  |  |  | 0.051677 | 0
38615 | TNBPAMCG5_8 | 1 | Houston | YES | 0.002184 | 244 | 0 | 244 | 0 | 1.005 | Cogen | 1 | 0.051677 | 0 | 0 |  |  |  |  | 0.051677 | 0
38690 | TNBP_CGN4_8 | 3 | Houston | YES | 0.002184 | 40 | 0 | 40 |  | 1.005 | Cogen | 1 | 0.051677 | 0 | 0 |  |  |  |  | 0.051677 | 0
38711 | TNTXCTY1CG8 | 1 | Houston | YES | 0.002184 | 100.3 | 59 | 100.3 | 0 | 1 | Cogen | 1 | 0.051677 | 0 | 0 |  |  |  |  | 0.051677 | 0
38712 | TNTXCTY2CG8 | 1 | Houston | YES | 0.002184 | 92.9 | 59 | 92.9 | 0 | 1 | Cogen | 1 | 0.051677 | 0 | 0 |  |  |  |  | 0.051677 | 0
38713 | TNTXCTY3CG8 | 1 | Houston | YES | 0.002184 | 102.7 | 59 | 102.7 | 0 | 1 | Cogen | 1 | 0.051677 | 0 | 0 |  |  |  |  | 0.051677 | 0
38714 | TNTXCTY4CG8 | 1 | Houston | YES | 0.002184 | 103 | 59 | 103 | 0 | 1 | Cogen | 1 | 0.051677 | 0 | 0 |  |  |  |  | 0.051677 | 0
39470 | TNDOWCGNSG8 | 1 | Houston | YES | 0.002184 | 32 | 10 | 32 | 0 | 0.985 | Cogen | 1 | 0.051677 | 0 | 0 |  |  |  |  | 0.051677 | 0
39480 | TNDOWCGNGG8 | 1 | Houston | YES | 0.002184 | 30 | 10 | 30 | 0 | 0.985 | Cogen | 1 | 0.051677 | 0 | 0 |  |  |  |  | 0.051677 | 0
48921 | WAP_GN1_1 | 1 | Houston | YES | 0.002118 | 132.8 | 37 | 166 | 0 | 1.0362 | GST | 1 | 0.051611 | 166 | 166 |  |  |  |  | 0.051611 | 8.5675
48922 | WAP_GN2_2 | 2 | Houston | YES | 0.002118 | 132.8 | 37 | 166 | 0 | 1.0362 | GST | 1 | 0.051611 | 166 | 166 |  |  |  |  | 0.051611 | 8.5675
48923 | WAP_GN3_3 | 3 | Houston | YES | 0.002118 | 198.4 | 93 | 248 | 0 | 1.0362 | GST | 1 | 0.051611 | 248 | 248 |  |  |  |  | 0.051611 | 12.7996
48924 | WAP_GN4_4 | 4 | Houston | YES | 0.002118 | 546 | 217 | 546 | 0 | 1.0362 | GSC | 1 | 0.051611 | 546 | 546 |  |  |  |  | 0.051611 | 28.1798
48925 | WAP_GN5_5 | 5 | Houston | YES | 0.002118 | 636.4 | 278 | 654 | 0 | 0.985 | LIGCO | 1 | 0.051611 | 0 | 654 |  |  |  |  | 0.051611 | 33.7538
48929 | WAPGT21_GT1 | B1 | Houston | YES | 0.002118 | 0 | 0 | 13 |  | 1.05 | GGT | 1 | 0.051611 | 13 | 13 |  |  |  |  | 0.051611 | 0.67095
48510 | AK_GT1__8040 | 1 | Houston | YES | 0.002105 | 33.4 | 8.1 | 34 |  | 1.029 | Cogen | 1 | 0.051598 | 0 | 0 |  |  |  |  | 0.051598 | 0
48521 | BVE_GT1_GT1 | 1 | Houston | YES | 0.002096 | 167.7 | 0 | 167.7 |  | 1.035 | CC | 1 | 0.051589 | 167.7 | 167.7 |  |  |  |  | 0.051589 | 8.6515
48522 | BVE_GT2_5035 | 2 | Houston | YES | 0.002096 | 166.4 | 0 | 166.4 |  | 1.035 | CC | 1 | 0.051589 | 166.4 | 166.4 |  |  |  |  | 0.051589 | 8.5845
48523 | BVE_ST1_GN1 | 3 | Houston | YES | 0.002096 | 252.4 | 0 | 252.4 |  | 1.035 | CC | 1 | 0.051589 | 252.4 | 252.4 |  |  |  |  | 0.051589 | 13.0212
48926 | WAP_GN6_6 | 6 | Houston | YES | 0.002095 | 651 | 280 | 651 |  | 1.035 | LIGCO | 1 | 0.051588 | 0 | 651 |  |  |  |  | 0.051588 | 33.584
48927 | WAP_GN7_7 | 7 | Houston | YES | 0.002095 | 564 | 277 | 564 |  | 1.035 | LIGCO | 1 | 0.051588 | 0 | 564 |  |  |  |  | 0.051588 | 29.0959
48928 | WAP_GN8_8 | 8 | Houston | YES | 0.002095 | 603 | 275 | 603 |  | 1.035 | LIGCO | 1 | 0.051588 | 0 | 603 |  |  |  |  | 0.051588 | 31.1078
48730 | MNS_GT | 1 | Houston | YES | 0.002087 | 43 | 0 | 46.1 |  | 1.029 | Cogen | 1 | 0.05158 | 0 | 0 |  |  |  |  | 0.05158 | 0
39760 | TNSCLP1___8 | 1 | Houston | YES | 0.001969 | 93.4 | 20 | 116.8 | 0 | 1.04 | Cogen | 1 | 0.051462 | 0 | 0 |  |  |  |  | 0.051462 | 0
39770 | TNSCLP2___8 | 1 | Houston | YES | 0.001969 | 91.6 | 20 | 114.5 | 0 | 1.04 | Cogen | 1 | 0.051462 | 0 | 0 |  |  |  |  | 0.051462 | 0
39775 | TNSCLP4___8 | 1 | Houston | YES | 0.001969 | 95.2 | 20 | 119 | 0 | 1.04 | Cogen | 1 | 0.051462 | 0 | 0 |  |  |  |  | 0.051462 | 0
39790 | TNSCLP3___8 | 1 | Houston | YES | 0.001969 | 87.6 | 20 | 109.5 | 0 | 1.027 | Cogen | 1 | 0.051462 | 0 | 0 |  |  |  |  | 0.051462 | 0
48520 | BSF_GT1_8070 | 1 | Houston | YES | 0.001933 | 72 | 0 | 72 | 0 | 1.0326 | Cogen | 1 | 0.051426 | 0 | 0 |  |  |  |  | 0.051426 | 0
48520 | BSF_GT1_8070 | 2 | Houston | YES | 0.001933 | 10 | 0 | 10 | 0 | 1.0326 | Cogen | 1 | 0.051426 | 0 | 0 |  |  |  |  | 0.051426 | 0
49851 | DOW17000 | 37 | Houston | YES | 0.001889 | 39 | 0 | 62 | 0 | 1 | Cogen | 1 | 0.051382 | 0 | 0 |  |  |  |  | 0.051382 | 0
49858 | DOW38100 | 31 | Houston | YES | 0.001889 | 45 | 0 | 71.4 |  | 1 | Cogen | 1 | 0.051382 | 0 | 0 |  |  |  |  | 0.051382 | 0
49859 | DOW38200 | 33 | Houston | YES | 0.001889 | 28 | 0 | 45 | 0 | 1 | Cogen | 1 | 0.051382 | 0 | 0 |  |  |  |  | 0.051382 | 0
49860 | DOW38300 | 32 | Houston | YES | 0.001889 | 63 | 0 | 101 |  | 1 | Cogen | 1 | 0.051382 | 0 | 0 |  |  |  |  | 0.051382 | 0
49862 | DOW39100 | 36 | Houston | YES | 0.001889 | 54 | 0 | 86 | 0 | 1 | Cogen | 1 | 0.051382 | 0 | 0 |  |  |  |  | 0.051382 | 0
49863 | DOW39200 | 35 | Houston | YES | 0.001889 | 55 | 0 | 88 | 0 | 1 | Cogen | 1 | 0.051382 | 0 | 0 |  |  |  |  | 0.051382 | 0
49865 | DOW41000 | 41 | Houston | YES | 0.001889 | 31 | 0 | 50 |  | 1 | Cogen | 1 | 0.051382 | 0 | 0 |  |  |  |  | 0.051382 | 0
49866 | DOW42000 | 42 | Houston | YES | 0.001889 | 11 | 0 | 18 |  | 1 | Cogen | 1 | 0.051382 | 0 | 0 |  |  |  |  | 0.051382 | 0
49869 | DOW49000 | 45 | Houston | YES | 0.001889 | 59 | 0 | 94 |  | 1 | Cogen | 1 | 0.051382 | 0 | 0 |  |  |  |  | 0.051382 | 0
49870 | DOW61000 | 61 | Houston | YES | 0.001889 | 44 | 0 | 70 | 0 | 1 | Cogen | 1 | 0.051382 | 0 | 0 |  |  |  |  | 0.051382 | 0
49871 | DOW62000 | 62 | Houston | YES | 0.001889 | 40 | 0 | 63 | 0 | 1 | Cogen | 1 | 0.051382 | 0 | 0 |  |  |  |  | 0.051382 | 0
49872 | DOW63000 | 63 | Houston | YES | 0.001889 | 45 | 0 | 72 | 0 | 1 | Cogen | 1 | 0.051382 | 0 | 0 |  |  |  |  | 0.051382 | 0
49873 | DOW64000 | 64 | Houston | YES | 0.001889 | 41 | 0 | 64.8 | 0 | 1 | Cogen | 1 | 0.051382 | 0 | 0 |  |  |  |  | 0.051382 | 0
49876 | DOW65000 | 65 | Houston | YES | 0.001889 | 63 | 0 | 101 | 0 | 1 | Cogen | 1 | 0.051382 | 0 | 0 |  |  |  |  | 0.051382 | 0
49877 | DOW66000 | 66 | Houston | YES | 0.001889 | 61 | 0 | 97 | 0 | 1 | Cogen | 1 | 0.051382 | 0 | 0 |  |  |  |  | 0.051382 | 0
49878 | DOW67000 | 67 | Houston | YES | 0.001889 | 65 | 0 | 103 | 0 | 1 | Cogen | 1 | 0.051382 | 0 | 0 |  |  |  |  | 0.051382 | 0
49882 | DOW81000 | 81 | Houston | YES | 0.001889 | 47 | 0 | 76 | 0 | 1 | Cogen | 1 | 0.051382 | 0 | 0 |  |  |  |  | 0.051382 | 0
49884 | DOW82000 | 82 | Houston | YES | 0.001889 | 51 | 0 | 80 | 0 | 1 | Cogen | 1 | 0.051382 | 0 | 0 |  |  |  |  | 0.051382 | 0
49885 | DOW83000 | 83 | Houston | YES | 0.001889 | 51 | 0 | 80 | 0 | 1 | Cogen | 1 | 0.051382 | 0 | 0 |  |  |  |  | 0.051382 | 0
49886 | DOW84000 | 84 | Houston | YES | 0.001889 | 107 | 0 | 171 | 0 | 0.98 | Cogen | 1 | 0.051382 | 0 | 0 |  |  |  |  | 0.051382 | 0
48911 | TGF_GT1_8000 | 1 | Houston | YES | 0.001714 | 69.2 | 0 | 69.2 |  | 1.029 | Cogen | 1 | 0.051207 | 0 | 0 |  |  |  |  | 0.051207 | 0
48731 | CBE_GT1 | 1 | Houston | YES | 0.001684 | 76 | 0 | 76 | 0 | 1.029 | CC | 1 | 0.051177 | 76 | 76 |  |  |  |  | 0.051177 | 3.8895
48732 | CBE_GT2 | 1 | Houston | YES | 0.001684 | 76 | 0 | 76 | 0 | 1.029 | CC | 1 | 0.051177 | 76 | 76 |  |  |  |  | 0.051177 | 3.8895
48733 | CBE_ST12 | 1 | Houston | YES | 0.001684 | 105 | 0 | 105 | 0 | 1.029 | CC | 1 | 0.051177 | 105 | 105 |  |  |  |  | 0.051177 | 5.3736
48734 | CBE_GT3 | 1 | Houston | YES | 0.001684 | 76 | 0 | 76 | 0 | 1.029 | CC | 1 | 0.051177 | 76 | 76 |  |  |  |  | 0.051177 | 3.8895
48735 | CBE_GT4 | 1 | Houston | YES | 0.001684 | 76 | 0 | 76 | 0 | 1.029 | CC | 1 | 0.051177 | 76 | 76 |  |  |  |  | 0.051177 | 3.8895
48736 | CBE_ST34 | 1 | Houston | YES | 0.001684 | 105 | 0 | 105 | 0 | 1.029 | CC | 1 | 0.051177 | 105 | 105 |  |  |  |  | 0.051177 | 5.3736
5911 | STP_GN1___1 | 1 | Houston | YES | 0.001654 | 1333 | 1249 | 1333 | 0 | 1.0406 | Nuc | 1 | 0.051147 | 0 | 0 |  |  |  |  | 0.051147 | 0
5912 | STP_GN2___2 | 2 | Houston | YES | 0.001654 | 1332 | 1249 | 1332 | 0 | 1.0406 | Nuc | 1 | 0.051147 | 0 | 0 |  |  |  |  | 0.051147 | 0
3432 | SANDOW_4G | 4 | South | YES | 0.001644 | 580 | 225 | 580 | 0 | 1.029 | LIGCO | 1 | 0.051137 | 0 | 580 |  |  |  |  | 0.051137 | 29.6597
13432 | SANDOW_5G | 5 | South | YES | 0.001644 | 581 | 225 | 581 | 0 | 1.029 | LIGCO | 1 | 0.051137 | 0 | 581 |  |  |  |  | 0.051137 | 29.7108
7010 | L_FPPYD11_1Y | 1 | South | YES | 0.001214 | 547.4 | 200 | 606 | 0 | 1.02 | LIGCO | 1 | 0.050707 | 0 | 606 |  |  |  |  | 0.050707 | 30.7287
7011 | L_FPPYD11_2Y | 2 | South | YES | 0.001214 | 552.2 | 200 | 598 | 0 | 1.02 | LIGCO | 1 | 0.050707 | 0 | 598 |  |  |  |  | 0.050707 | 30.323
7012 | L_FPPYD21_3Y | 3 | South | YES | 0.001214 | 427.5 | 200 | 436 | 0 | 1.02 | LIGCO | 1 | 0.050707 | 0 | 436 |  |  |  |  | 0.050707 | 22.1084
7007 | L_LOSTPI1_1Y | 1 | South | YES | 0.001197 | 158.6 | 110 | 158 | 0 | 1 | CC | 1 | 0.05069 | 158 | 158 |  |  |  |  | 0.05069 | 8.0091
7008 | L_LOSTPI1_2Y | 2 | South | YES | 0.001197 | 157.7 | 107 | 160 | 0 | 1 | CC | 1 | 0.05069 | 160 | 160 |  |  |  |  | 0.05069 | 8.1105
7009 | L_LOSTPI1_3Y | 3 | South | YES | 0.001197 | 173.9 | 72 | 175 | 0 | 1 | CC | 1 | 0.05069 | 175 | 175 |  |  |  |  | 0.05069 | 8.8708
7303 | L_WPPGS12_1Y | 1 | South | YES | 0.001124 | 50 | 0 | 50 | 0 | 1.025 | GGT | 1 | 0.050617 | 50 | 50 |  |  |  |  | 0.050617 | 2.5309
7303 | L_WPPGS12_1Y | 2 | South | YES | 0.001124 | 50 | 0 | 50 | 0 | 1.025 | GGT | 1 | 0.050617 | 50 | 50 |  |  |  |  | 0.050617 | 2.5309
7305 | L_WPPGS34_1Y | 4 | South | YES | 0.001124 | 50 | 0 | 50 | 0 | 1.025 | GGT | 1 | 0.050617 | 50 | 50 |  |  |  |  | 0.050617 | 2.5309
7305 | L_WPPGS34_1Y | 3 | South | YES | 0.001124 | 50 | 0 | 50 | 0 | 1.025 | GGT | 1 | 0.050617 | 50 | 50 |  |  |  |  | 0.050617 | 2.5309
7807 | L_BASTEN1_1Y | 1 | South | YES | 0.001094 | 152.5 | 83.5 | 152.5 | 0 | 1.004 | CC | 1 | 0.050587 | 152.5 | 152.5 |  |  |  |  | 0.050587 | 7.7146
7808 | L_BASTEN1_2Y | 1 | South | YES | 0.001094 | 149.5 | 83.5 | 149.5 | 0 | 1.004 | CC | 1 | 0.050587 | 149.5 | 149.5 |  |  |  |  | 0.050587 | 7.5628
7809 | L_BASTEN1_3Y | 1 | South | YES | 0.001094 | 232.6 | 42 | 232.6 | 0 | 1.004 | CC | 1 | 0.050587 | 232.6 | 232.6 |  |  |  |  | 0.050587 | 11.7666
7004 | L_SIMGID1_1Y | 1 | South | YES | 0.001006 | 132 | 40 | 132 | 0 | 1.02 | GST | 1 | 0.050499 | 132 | 132 |  |  |  |  | 0.050499 | 6.6659
7005 | L_SIMGID1_2Y | 2 | South | YES | 0.001006 | 133 | 32 | 139 | 0 | 1.02 | GST | 1 | 0.050499 | 139 | 139 |  |  |  |  | 0.050499 | 7.0194
7006 | L_SIMGID1_3Y | 3 | South | YES | 0.001006 | 324.9 | 60 | 329 | 0 | 1.02 | GST | 1 | 0.050499 | 329 | 329 |  |  |  |  | 0.050499 | 16.6143
8134 | FOR #1 | 1 | South | YES | 0.000963 | 54.1 | 45 | 79 | 0 | 1.03 | Cogen | 1 | 0.050456 | 0 | 0 |  |  |  |  | 0.050456 | 0
8138 | FOR #2 | 2 | South | YES | 0.000963 | 63.1 | 45 | 81 | 0 | 1.03 | Cogen | 1 | 0.050456 | 0 | 0 |  |  |  |  | 0.050456 | 0
8153 | FOR #3 | 3 | South | YES | 0.000963 | 63.1 | 45 | 79.9 | 0 | 1.03 | Cogen | 1 | 0.050456 | 0 | 0 |  |  |  |  | 0.050456 | 0
8154 | FOR #4 | 4 | South | YES | 0.000963 | 63.1 | 60 | 80 | 0 | 1.03 | Cogen | 1 | 0.050456 | 0 | 0 |  |  |  |  | 0.050456 | 0
8155 | FOR #5 | 5 | South | YES | 0.000963 | 63.1 | 60 | 78.4 | 0 | 1.03 | Cogen | 1 | 0.050456 | 0 | 0 |  |  |  |  | 0.050456 | 0
8156 | FOR #6 | 6 | South | YES | 0.000963 | 24.9 | 5 | 25 | 0 | 1.03 | Cogen | 1 | 0.050456 | 0 | 0 |  |  |  |  | 0.050456 | 0
8157 | FOR #7 | 7 | South | YES | 0.000963 | 28.8 | 5 | 46 | 0 | 1.03 | Cogen | 1 | 0.050456 | 0 | 0 |  |  |  |  | 0.050456 | 0
80051 | FOR #8 | 8 | South | YES | 0.000963 | 28 | 28 | 28 | 0 | 1.016 | Cogen | 1 | 0.050456 | 0 | 0 |  |  |  |  | 0.050456 | 0
80052 | FOR #9 | 9 | South | YES | 0.000963 | 29.7 | 5 | 43.6 | 0 | 1.03 | Cogen | 1 | 0.050456 | 0 | 0 |  |  |  |  | 0.050456 | 0
80053 | FOR #10 | 10 | South | YES | 0.000963 | 68.4 | 45 | 75 | 0 | 1.03 | Cogen | 1 | 0.050456 | 0 | 0 |  |  |  |  | 0.050456 | 0
80226 | ALCOA G | 1 | South | YES | 0.000943 | 32.3 | 5 | 48 | 0 | 1.015 | Cogen | 1 | 0.050436 | 0 | 0 |  |  |  |  | 0.050436 | 0
9002 | DECKR_G3 | 3 | South | YES | 0.000896 | 0 | 24 | 42 |  | 1.015 | GGT | 1 | 0.050389 | 42 | 42 |  |  |  |  | 0.050389 | 2.1164
9003 | DECKR_G4 | 4 | South | YES | 0.000896 | 44 | 24 | 44 | 0 | 1.015 | GGT | 1 | 0.050389 | 44 | 44 |  |  |  |  | 0.050389 | 2.2171
9004 | DECKR_G5 | 5 | South | YES | 0.000896 | 44 | 24 | 44 | 0 | 1.015 | GGT | 1 | 0.050389 | 44 | 44 |  |  |  |  | 0.050389 | 2.2171
9005 | DECKR_G6 | 6 | South | YES | 0.000896 | 44 | 24 | 47 | 0 | 1.015 | GGT | 1 | 0.050389 | 47 | 47 |  |  |  |  | 0.050389 | 2.3683
8147 | UCAR #2 | 10 | South | YES | 0.000866 | 18.2 | 0 | 28 |  | 1 | Cogen | 1 | 0.050359 | 0 | 0 |  |  |  |  | 0.050359 | 0
8148 | UCAR #1 | 2 | South | YES | 0.000866 | 6.1 | 0 | 7 | 0 | 1.009 | Cogen | 1 | 0.050359 | 0 | 0 |  |  |  |  | 0.050359 | 0
80137 | CSDR89 | 9 | South | YES | 0.000866 | 0 | 0 | 15 |  | 1.003 | DCTie | 1 | 0.050359 | 0 | 0 |  |  |  |  | 0.050359 | 0
80137 | CSDR89 | 8 | South | YES | 0.000866 | 33.9 | 0 | 39 |  | 1.003 | DCTie | 1 | 0.050359 | 0 | 0 |  |  |  |  | 0.050359 | 0
80138 | CSDR7 | 7 | South | YES | 0.000866 | 6.1 | 0 | 7 | 0 | 1.014 | DCTie | 1 | 0.050359 | 0 | 0 |  |  |  |  | 0.050359 | 0
80139 | CSDR56 | 5 | South | YES | 0.000866 | 15 | 0 | 15 |  | 1.0033 | DCTie | 1 | 0.050359 | 0 | 0 |  |  |  |  | 0.050359 | 0
80139 | CSDR56 | 6 | South | YES | 0.000866 | 0 | 0 | 39 |  | 1.0033 | DCTie | 1 | 0.050359 | 0 | 0 |  |  |  |  | 0.050359 | 0
80140 | CSDR11 | 11 | South | YES | 0.000866 | 33.9 | 0 | 39 | 0 | 1.03 | DCTie | 1 | 0.050359 | 0 | 0 |  |  |  |  | 0.050359 | 0
9000 | DECKR_G1 | 1 | South | YES | 0.000856 | 280 | 50 | 321 | 0 | 1.015 | GST | 1 | 0.050349 | 321 | 321 |  |  |  |  | 0.050349 | 16.1622
9001 | DECKR_G2 | 2 | South | YES | 0.000856 | 400 | 50 | 426 | 0 | 1.015 | GST | 1 | 0.050349 | 426 | 426 |  |  |  |  | 0.050349 | 21.4488
9016 | SANDH_G1 | 1 | South | YES | 0.000854 | 45 | 2 | 49 | 0 | 1.0175 | GGT | 1 | 0.050347 | 49 | 49 |  |  |  |  | 0.050347 | 2.467
9017 | SANDH_G2 | 2 | South | YES | 0.000854 | 45 | 2 | 46 | 0 | 1.0175 | GGT | 1 | 0.050347 | 46 | 46 |  |  |  |  | 0.050347 | 2.316
9018 | SANDH_G3 | 3 | South | YES | 0.000854 | 45 | 2 | 46 | 0 | 1.0175 | GGT | 1 | 0.050347 | 46 | 46 |  |  |  |  | 0.050347 | 2.316
9019 | SANDH_G4 | 4 | South | YES | 0.000854 | 0 | 2 | 47 |  | 1.0175 | GGT | 1 | 0.050347 | 47 | 47 |  |  |  |  | 0.050347 | 2.3663
9020 | SANDHG5A | 5A | South | YES | 0.000854 | 150 | 84 | 155 | 0 | 1.0175 | CC | 1 | 0.050347 | 155 | 155 |  |  |  |  | 0.050347 | 7.8038
9021 | SANDHG5C | 5C | South | YES | 0.000854 | 140 | 0 | 148 | 0 | 1.0175 | CC | 1 | 0.050347 | 148 | 148 |  |  |  |  | 0.050347 | 7.4514
80227 | AIRCO G | 1 | South | YES | 0.00085 | 7.2 | 0 | 8 | 0 | 1.0104 | Cogen | 1 | 0.050343 | 0 | 0 |  |  |  |  | 0.050343 | 0
80224 | VISTRONG1 | 1 | South | YES | 0.000845 | 13.1 | 0 | 15 | 0 | 1.01 | Cogen | 1 | 0.050338 | 0 | 0 |  |  |  |  | 0.050338 | 0
80225 | VISTRONG2 | 2 | South | YES | 0.000845 | 20.2 | 0 | 23 | 0 | 1.01 | Cogen | 1 | 0.050338 | 0 | 0 |  |  |  |  | 0.050338 | 0
8066 | DUP1V#1 | 1 | South | YES | 0.000819 | 52.3 | 0 | 73 | 0 | 1.01 | Cogen | 1 | 0.050312 | 0 | 0 |  |  |  |  | 0.050312 | 0
8173 | VICEC51A | 5 | South | YES | 0.000799 | 144 | 18 | 144 | 0 | 1.025 | CC | 1 | 0.050292 | 144 | 144 |  |  |  |  | 0.050292 | 7.2421
8174 | VICEC61A | 6 | South | YES | 0.000799 | 188 | 42 | 188 | 0 | 1.025 | CC | 1 | 0.050292 | 188 | 188 |  |  |  |  | 0.050292 | 9.455
7020 | L_AUSTPL1_1Y | 2 | South | YES | 0.000797 | 0 | 0 | 8 |  | 1 | Hydro | 1 | 0.05029 | 0 | 0 |  |  |  |  | 0.05029 | 0
7020 | L_AUSTPL1_1Y | 1 | South | YES | 0.000797 | 0 | 0 | 8 |  | 1 | Hydro | 1 | 0.05029 | 0 | 0 |  |  |  |  | 0.05029 | 0
5508 | RAYBURNCC9 | 1 | South | YES | 0.000796 | 47.7 | 18.2 | 47.7 | 0 | 1.0296 | CC | 1 | 0.050289 | 47.7 | 47.7 |  |  |  |  | 0.050289 | 2.3988
5509 | RAYBURNCC10 | 1 | South | YES | 0.000796 | 37.3 | 5.2 | 37.3 | 0 | 1.0296 | CC | 1 | 0.050289 | 37.3 | 37.3 |  |  |  |  | 0.050289 | 1.8758
5511 | RAYBURNCC7 | 1 | South | YES | 0.000796 | 47.5 | 18.2 | 47.5 | 0 | 1.0296 | CC | 1 | 0.050289 | 47.5 | 47.5 |  |  |  |  | 0.050289 | 2.3887
5512 | RAYBURNCC8 | 1 | South | YES | 0.000796 | 49.3 | 18.2 | 49.3 | 0 | 1.0296 | CC | 1 | 0.050289 | 49.3 | 49.3 |  |  |  |  | 0.050289 | 2.4793
5503 | RAYBURNGEN3 | 1 | South | YES | 0.000761 | 17.6 | 6 | 22 | 0 | 1.0223 | GST | 1 | 0.050254 | 22 | 22 |  |  |  |  | 0.050254 | 1.1056
5505 | RAYBURNGEN1 | 1 | South | YES | 0.000761 | 0 | 1 | 11 |  | 1.0223 | GGT | 1 | 0.050254 | 11 | 11 |  |  |  |  | 0.050254 | 0.5528
5506 | RAYBURNGEN2 | 1 | South | YES | 0.000761 | 0 | 1 | 11 |  | 1.0223 | GGT | 1 | 0.050254 | 11 | 11 |  |  |  |  | 0.050254 | 0.5528
8189 | CUECPL2A | 1 | South | YES | 0.000718 | 12 | 0 | 12 | 0 | 1.02 | Cogen | 1 | 0.050211 | 0 | 0 |  |  |  |  | 0.050211 | 0
7014 | L_HAYSEN1_1Y | 1 | South | YES | 0.000703 | 223.9 | 74 | 223.9 | 0 | 1.008 | CC | 1 | 0.050196 | 223.9 | 223.9 |  |  |  |  | 0.050196 | 11.239
7015 | L_HAYSEN1_2Y | 2 | South | YES | 0.000703 | 225 | 74 | 225 | 0 | 1.008 | CC | 1 | 0.050196 | 225 | 225 |  |  |  |  | 0.050196 | 11.2942
7016 | L_HAYSEN1_3Y | 3 | South | YES | 0.000703 | 224.6 | 74 | 224.6 | 0 | 1.008 | CC | 1 | 0.050196 | 224.6 | 224.6 |  |  |  |  | 0.050196 | 11.2741
7017 | L_HAYSEN1_4Y | 4 | South | YES | 0.000703 | 226.7 | 74 | 226.7 | 0 | 1.008 | CC | 1 | 0.050196 | 226.7 | 226.7 |  |  |  |  | 0.050196 | 11.3795
7624 | L_LAKEWO9_1Y | 2 | South | YES | 0.0007 | 0 | 0 | 2.4 |  | 1 | Hydro | 1 | 0.050193 | 0 | 0 |  |  |  |  | 0.050193 | 0
7624 | L_LAKEWO9_1Y | 1 | South | YES | 0.0007 | 0 | 0 | 2.4 |  | 1 | Hydro | 1 | 0.050193 | 0 | 0 |  |  |  |  | 0.050193 | 0
7810 | L_RIONOG1G1Y | 1 | South | YES | 0.00066 | 148 | 0 | 148 | 0 | 1.02 | CC | 1 | 0.050153 | 148 | 148 |  |  |  |  | 0.050153 | 7.4227
7811 | L_RIONOG1G2Y | 2 | South | YES | 0.00066 | 148 | 0 | 148 | 0 | 1.02 | CC | 1 | 0.050153 | 148 | 148 |  |  |  |  | 0.050153 | 7.4227
7812 | L_RIONOG1G3Y | 3 | South | YES | 0.00066 | 154 | 0 | 154 | 0 | 1.02 | CC | 1 | 0.050153 | 154 | 154 |  |  |  |  | 0.050153 | 7.7236
7813 | L_RIONOG1S1Y | 4 | South | YES | 0.00066 | 293 | 0 | 293 | 0 | 1.02 | CC | 1 | 0.050153 | 293 | 293 |  |  |  |  | 0.050153 | 14.6949
7605 | L_MCQUEE9_1Y | 2 | South | YES | 0.000632 | 0 | 0 | 2.4 |  | 1.025 | Hydro | 1 | 0.050125 | 0 | 0 |  |  |  |  | 0.050125 | 0
7605 | L_MCQUEE9_1Y | 1 | South | YES | 0.000632 | 0 | 0 | 2.4 |  | 1.025 | Hydro | 1 | 0.050125 | 0 | 0 |  |  |  |  | 0.050125 | 0
7605 | L_MCQUEE9_1Y | 3 | South | YES | 0.000632 | 0 | 0 | 2.8 |  | 1.025 | Hydro | 1 | 0.050125 | 0 | 0 |  |  |  |  | 0.050125 | 0
8926 | LGE_GT10A | 1 | South | YES | 0.000632 | 158 | 0 | 158 | 0 | 1.03 | Cogen | 1 | 0.050125 | 0 | 0 |  |  |  |  | 0.050125 | 0
8927 | LGE_GT20A | 2 | South | YES | 0.000632 | 153 | 0 | 153 | 0 | 1.03 | Cogen | 1 | 0.050125 | 0 | 0 |  |  |  |  | 0.050125 | 0
8928 | LGE_STG0A | 3 | South | YES | 0.000632 | 100 | 0 | 100 | 0 | 1.03 | Cogen | 1 | 0.050125 | 0 | 0 |  |  |  |  | 0.050125 | 0
8930 | ICPGN10A | 1 | South | YES | 0.000632 | 149 | 0 | 149 | 0 | 1.03 | Cogen | 1 | 0.050125 | 0 | 0 |  |  |  |  | 0.050125 | 0
8931 | ICPGN20A | 2 | South | YES | 0.000632 | 150 | 0 | 150 | 0 | 1.03 | Cogen | 1 | 0.050125 | 0 | 0 |  |  |  |  | 0.050125 | 0
8932 | ICPGN30A | 3 | South | YES | 0.000632 | 127 | 0 | 127 | 0 | 1.03 | Cogen | 1 | 0.050125 | 0 | 0 |  |  |  |  | 0.050125 | 0
80223 | REYSHR G | 1 | South | YES | 0.000632 | 12 | 0 | 12 | 0 | 1.032 | Cogen | 1 | 0.050125 | 0 | 0 |  |  |  |  | 0.050125 | 0
8161 | COLETO0A | 1 | South | YES | 0.000628 | 633 | 200 | 633 | 0 | 1.03 | LIGCO | 1 | 0.050121 | 0 | 633 |  |  |  |  | 0.050121 | 31.7268
7800 | L_GUADGE1_1Y | 1 | South | YES | 0.000616 | 147 | 30 | 147 | 0 | 1.02 | CC | 1 | 0.050109 | 147 | 147 |  |  |  |  | 0.050109 | 7.3661
7801 | L_GUADGE1_2Y | 2 | South | YES | 0.000616 | 138 | 30 | 138 | 0 | 1.02 | CC | 1 | 0.050109 | 138 | 138 |  |  |  |  | 0.050109 | 6.9151
7802 | L_GUADGE1_3Y | 3 | South | YES | 0.000616 | 146 | 30 | 146 | 0 | 1.02 | CC | 1 | 0.050109 | 146 | 146 |  |  |  |  | 0.050109 | 7.316
7803 | L_GUADGE1_4Y | 4 | South | YES | 0.000616 | 149 | 30 | 149 | 0 | 1.02 | CC | 1 | 0.050109 | 149 | 149 |  |  |  |  | 0.050109 | 7.4663
7804 | L_GUADGE1_5Y | 5 | South | YES | 0.000616 | 182 | 30 | 182 | 0 | 1.02 | CC | 1 | 0.050109 | 182 | 182 |  |  |  |  | 0.050109 | 9.1199
7805 | L_GUADGE1_6Y | 6 | South | YES | 0.000616 | 203 | 30 | 203 | 0 | 1.02 | CC | 1 | 0.050109 | 203 | 203 |  |  |  |  | 0.050109 | 10.1722
8560 | CNOPGT1 | 1 | South | YES | 0.000587 | 148.3 | 0 | 148.3 | 0 | 1.03 | Cogen | 1 | 0.05008 | 0 | 0 |  |  |  |  | 0.05008 | 0
8561 | CNOPGT2 | 2 | South | YES | 0.000587 | 148.6 | 0 | 148.6 | 0 | 1.03 | Cogen | 1 | 0.05008 | 0 | 0 |  |  |  |  | 0.05008 | 0
8562 | CNOPST1 | 3 | South | YES | 0.000587 | 153 | 0 | 153 | 0 | 1.03 | Cogen | 1 | 0.05008 | 0 | 0 |  |  |  |  | 0.05008 | 0
8456 | COSW#1 | 1 | South | YES | 0.000584 | 20 | 0 | 20 | 0 | 1.027 | Cogen | 1 | 0.050077 | 0 | 0 |  |  |  |  | 0.050077 | 0
8457 | COSW#2 | 2 | South | YES | 0.000584 | 14 | 0 | 14 | 0 | 1.027 | Cogen | 1 | 0.050077 | 0 | 0 |  |  |  |  | 0.050077 | 0
8459 | B_DAVIS0B | MB | South | YES | 0.000579 | 0 | 50 | 339 |  | 1.03 | GSC | 1 | 0.050072 | 0 | 0 |  |  |  |  | 0.050072 | 0
8460 | B_DAVIS0A | MB | South | YES | 0.000579 | 0 | 50 | 340 |  | 1.03 | GSC | 1 | 0.050072 | 0 | 0 |  |  |  |  | 0.050072 | 0
8506 | VAL #1 | 1 | South | YES | 0.000573 | 20.9 | 0 | 25 | 0 | 1.0055 | Cogen | 1 | 0.050066 | 0 | 0 |  |  |  |  | 0.050066 | 0
8507 | VAL #2 | 2 | South | YES | 0.000573 | 20.9 | 0 | 25 | 0 | 1.0055 | Cogen | 1 | 0.050066 | 0 | 0 |  |  |  |  | 0.050066 | 0
8511 | OXY_CC0A | 1 | South | YES | 0.000572 | 30.3 | 0 | 38 |  | 1.027 | Cogen | 1 | 0.050065 | 0 | 0 |  |  |  |  | 0.050065 | 0
8461 | KOCH_UP0A | 1 | South | YES | 0.000567 | 38 | 0 | 38 | 0 | 1.012 | Cogen | 1 | 0.05006 | 0 | 0 |  |  |  |  | 0.05006 | 0
7609 | L_SCHUMA8_1Y | 1 | South | YES | 0.000564 | 0 | 0 | 4 |  | 1 | Hydro | 1 | 0.050057 | 0 | 0 |  |  |  |  | 0.050057 | 0
7487 | L_CANYHY8_1Y | 1 | South | YES | 0.000532 | 0 | 0 | 6 |  | 1 | Hydro | 1 | 0.050025 | 0 | 0 |  |  |  |  | 0.050025 | 0
8517 | CELANEBI0A | 1 | South | YES | 0.000531 | 29 | 0 | 29 | 0 | 1.02 | Cogen | 1 | 0.050024 | 0 | 0 |  |  |  |  | 0.050024 | 0
80080 | GWINDT11A | 4 | South | YES | 0.000505 | 8.2 | 0 | 19 | 0 | 1.025 | Wind | 1 | 0.049998 | 0 | 19 |  |  |  |  | 0.049998 | 0.94997
80080 | GWINDT11A | 3 | South | YES | 0.000505 | 16.4 | 0 | 38 | 0 | 1.025 | Wind | 1 | 0.049998 | 0 | 38 |  |  |  |  | 0.049998 | 1.8999
80080 | GWINDT11A | 1 | South | YES | 0.000505 | 40.6 | 0 | 94 | 0 | 1.025 | Wind | 1 | 0.049998 | 0 | 94 |  |  |  |  | 0.049998 | 4.6998
80080 | GWINDT11A | 2 | South | YES | 0.000505 | 17.7 | 0 | 41 | 0 | 1.025 | Wind | 1 | 0.049998 | 0 | 41 |  |  |  |  | 0.049998 | 2.0499
80081 | GWINDT21A | 2 | South | YES | 0.000505 | 15.5 | 0 | 36 | 0 | 1.025 | Wind | 1 | 0.049998 | 0 | 36 |  |  |  |  | 0.049998 | 1.7999
80081 | GWINDT21A | 4 | South | YES | 0.000505 | 9.5 | 0 | 22 | 0 | 1.025 | Wind | 1 | 0.049998 | 0 | 22 |  |  |  |  | 0.049998 | 1.1
80081 | GWINDT21A | 3 | South | YES | 0.000505 | 18.6 | 0 | 43 | 0 | 1.025 | Wind | 1 | 0.049998 | 0 | 43 |  |  |  |  | 0.049998 | 2.1499
80081 | GWINDT21A | 1 | South | YES | 0.000505 | 40.6 | 0 | 94 | 0 | 1.025 | Wind | 1 | 0.049998 | 0 | 94 |  |  |  |  | 0.049998 | 4.6998
80180 | PNSCALT11A | 1 | South | YES | 0.000505 | 63 | 0 | 146 | 0 | 1.025 | Wind | 1 | 0.049998 | 0 | 146 |  |  |  |  | 0.049998 | 7.2998
80180 | PNSCALT11A | 2 | South | YES | 0.000505 | 21.6 | 0 | 50 | 0 | 1.025 | Wind | 1 | 0.049998 | 0 | 50 |  |  |  |  | 0.049998 | 2.4999
80181 | PNSCALT21A | 2 | South | YES | 0.000505 | 21.6 | 0 | 50 | 0 | 1.025 | Wind | 1 | 0.049998 | 0 | 50 |  |  |  |  | 0.049998 | 2.4999
80181 | PNSCALT21A | 1 | South | YES | 0.000505 | 23.7 | 0 | 55 | 0 | 1.025 | Wind | 1 | 0.049998 | 0 | 55 |  |  |  |  | 0.049998 | 2.7499
5401 | CALAVER_JKS1 | 1 | South | YES | 0.000478 | 562 | 100 | 562 | 0 | 1.018 | LIGCO | 1 | 0.049971 | 0 | 562 |  |  |  |  | 0.049971 | 28.0839
5932 | SI_RAY9 | 9 | South | YES | 0.000469 | 32 | 32 | 38 | 0 | 1.035 | CC | 1 | 0.049962 | 38 | 38 |  |  |  |  | 0.049962 | 1.8986
5933 | SI_RAY6 | 6 | South | YES | 0.000469 | 15.4 | 10 | 19.3 | 0 | 1.035 | GST | 1 | 0.049962 | 19.3 | 19.3 |  |  |  |  | 0.049962 | 0.96427
5935 | SI_RAY10 | 10 | South | YES | 0.000469 | 47 | 10 | 47 | 0 | 1.03 | CC | 1 | 0.049962 | 47 | 47 |  |  |  |  | 0.049962 | 2.3482
80003 | MILHWYS | F | South | YES | 0.000468 | 0 | 0 | 0 | 0 | 1.0168 | AVR | 1 | 0.049961 | 0 | 0 |  |  |  |  | 0.049961 | 0
5476 | BRA_AVR1_CT1 | 1 | South | YES | 0.000444 | 155 | 90 | 155 | 0 | 1.017 | CC | 1 | 0.049937 | 155 | 155 |  |  |  |  | 0.049937 | 7.7403
5477 | BRA_AVR1_ST1 | 1 | South | YES | 0.000444 | 174 | 138 | 174 | 0 | 1.017 | CC | 1 | 0.049937 | 174 | 174 |  |  |  |  | 0.049937 | 8.6891
5478 | BRA_AVR1_CT2 | 1 | South | YES | 0.000444 | 155 | 90 | 155 | 0 | 1.017 | CC | 1 | 0.049937 | 155 | 155 |  |  |  |  | 0.049937 | 7.7403
5436 | TUTTL_WBT1G1 | 1 | South | YES | 0.000407 | 48.8 | 20 | 61 | 0 | 1.012 | GST | 1 | 0.0499 | 61 | 61 |  |  |  |  | 0.0499 | 3.0439
5438 | TUTTL_WBT3G3 | 3 | South | YES | 0.000407 | 95 | 25 | 95 | 0 | 1.012 | GST | 1 | 0.0499 | 95 | 95 |  |  |  |  | 0.0499 | 4.7405
5439 | TUTTL_WBT4G4 | 4 | South | YES | 0.000407 | 120.8 | 40 | 151 | 0 | 1.012 | GST | 1 | 0.0499 | 151 | 151 |  |  |  |  | 0.0499 | 7.535
8981 | HECN1 | 1 | South | YES | 0.000404 | 144.8 | 0 | 144.8 | 0 | 1.0304 | CC | 1 | 0.049897 | 144.8 | 144.8 |  |  |  |  | 0.049897 | 7.2251
8982 | HECN2 | 2 | South | YES | 0.000404 | 144.1 | 0 | 144.1 | 0 | 1.0304 | CC | 1 | 0.049897 | 144.1 | 144.1 |  |  |  |  | 0.049897 | 7.1902
8983 | HECN3 | 3 | South | YES | 0.000404 | 171.9 | 0 | 171.9 | 0 | 1.0304 | CC | 1 | 0.049897 | 171.9 | 171.9 |  |  |  |  | 0.049897 | 8.5774
8936 | MVGN#1 | 1 | South | YES | 0.000403 | 216.6 | 0 | 216.6 | 0 | 1.0304 | CC | 1 | 0.049896 | 216.6 | 216.6 |  |  |  |  | 0.049896 | 10.8076
8937 | MVGN#2 | 2 | South | YES | 0.000403 | 216.7 | 0 | 216.7 | 0 | 1.0304 | CC | 1 | 0.049896 | 216.7 | 216.7 |  |  |  |  | 0.049896 | 10.8125
8938 | MVGN#3 | 3 | South | YES | 0.000403 | 250.9 | 0 | 250.9 | 0 | 1.0304 | CC | 1 | 0.049896 | 250.9 | 250.9 |  |  |  |  | 0.049896 | 12.519
88198 | BEEVILLE | F | South | YES | 0.000399 | 0 | 0 | 0 | 0 | 1.02 | AVR | 1 | 0.049892 | 0 | 0 |  |  |  |  | 0.049892 | 0
5903 | SANMIGUELGEN | 1 | South | YES | 0.000396 | 396.3 | 180 | 396.3 | 0 | 1.0331 | LIGCO | 1 | 0.049889 | 0 | 396.3 |  |  |  |  | 0.049889 | 19.7712
5111 | CALAVER_JTD1 | 1 | South | YES | 0.00035 | 430 | 80 | 430 | 0 | 1.0138 | LIGCO | 1 | 0.049843 | 0 | 430 |  |  |  |  | 0.049843 | 21.4327
5112 | CALAVER_JTD2 | 2 | South | YES | 0.00035 | 430 | 80 | 430 | 0 | 1.0138 | LIGCO | 1 | 0.049843 | 0 | 430 |  |  |  |  | 0.049843 | 21.4327
5396 | CALAVER_OWS1 | 1 | South | YES | 0.000335 | 418 | 80 | 418 | 0 | 1.0192 | GST | 1 | 0.049828 | 418 | 418 |  |  |  |  | 0.049828 | 20.8283
5397 | CALAVER_OWS2 | 2 | South | YES | 0.000335 | 400 | 80 | 400 | 0 | 1.0192 | GST | 1 | 0.049828 | 400 | 400 |  |  |  |  | 0.049828 | 19.9314
5026 | BRAUNIG_VHB1 | 1 | South | YES | 0.000334 | 215 | 40 | 215 | 0 | 1.0192 | GST | 1 | 0.049827 | 215 | 215 |  |  |  |  | 0.049827 | 10.7129
5027 | BRAUNIG_VHB2 | 2 | South | YES | 0.000334 | 172.8 | 40 | 216 | 0 | 1.0192 | GST | 1 | 0.049827 | 216 | 216 |  |  |  |  | 0.049827 | 10.7627
5031 | BRA_VHBCT1 | 1 | South | YES | 0.000334 | 44 | 24 | 44 | 0 | 1.0192 | #N/A | 1 | 0.049827 | 44 | 44 |  |  |  |  | 0.049827 | 2.1924
5032 | BRA_VHBCT2 | 2 | South | YES | 0.000334 | 44 | 24 | 44 | 0 | 1.0192 | #N/A | 1 | 0.049827 | 44 | 44 |  |  |  |  | 0.049827 | 2.1924
5033 | BRA_VHBCT3 | 3 | South | YES | 0.000334 | 43 | 24 | 43 | 0 | 1.0192 | #N/A | 1 | 0.049827 | 43 | 43 |  |  |  |  | 0.049827 | 2.1426
5034 | BRA_VHBCT4 | 4 | South | YES | 0.000334 | 45 | 24 | 45 | 0 | 1.0192 | #N/A | 1 | 0.049827 | 45 | 45 |  |  |  |  | 0.049827 | 2.2422
8933 | FGNTS001 | 1 | South | YES | 0.000316 | 146.5 | 0 | 146.5 | 0 | 1.03 | CC | 1 | 0.049809 | 146.5 | 146.5 |  |  |  |  | 0.049809 | 7.2971
8934 | FGNTS101 | 2 | South | YES | 0.000316 | 147.9 | 0 | 147.9 | 0 | 1.03 | CC | 1 | 0.049809 | 147.9 | 147.9 |  |  |  |  | 0.049809 | 7.3668
8935 | FGNTS201 | 3 | South | YES | 0.000316 | 173 | 0 | 173 | 0 | 1.03 | CC | 1 | 0.049809 | 173 | 173 |  |  |  |  | 0.049809 | 8.617
5028 | BRAUNIG_VHB3 | 3 | South | YES | 0.000306 | 407 | 60 | 407 | 0 | 1.0138 | GST | 1 | 0.049799 | 407 | 407 |  |  |  |  | 0.049799 | 20.2684
7031 | L_MARSFO1G1Y | 1 | South | YES | 0.000244 | 0 | 0 | 36 |  | 1 | Hydro | 1 | 0.049737 | 0 | 0 |  |  |  |  | 0.049737 | 0
7032 | L_MARSFO1G2Y | 2 | South | YES | 0.000244 | 0 | 0 | 35 |  | 1 | Hydro | 1 | 0.049737 | 0 | 0 |  |  |  |  | 0.049737 | 0
7033 | L_MARSFO1G3Y | 3 | South | YES | 0.000244 | 0 | 0 | 36 |  | 1 | Hydro | 1 | 0.049737 | 0 | 0 |  |  |  |  | 0.049737 | 0
5264 | LEON_LCP3G3 | 3 | South | YES | 0.00022 | 0 | 20 | 58 |  | 1.0197 | GST | 1 | 0.049713 | 58 | 58 |  |  |  |  | 0.049713 | 2.8834
5265 | LEON_LCP4G4 | 4 | South | YES | 0.00022 | 71.2 | 25 | 89 | 0 | 1.0197 | GST | 1 | 0.049713 | 89 | 89 |  |  |  |  | 0.049713 | 4.4245
5266 | LEON_LCPCT1 | 1 | South | YES | 0.00022 | 44 | 24 | 44 | 0 | 1.0197 | GGT | 1 | 0.049713 | 44 | 44 |  |  |  |  | 0.049713 | 2.1874
5267 | LEON_LCPCT2 | 2 | South | YES | 0.00022 | 44 | 24 | 44 | 0 | 1.0197 | GGT | 1 | 0.049713 | 44 | 44 |  |  |  |  | 0.049713 | 2.1874
5268 | LEON_LCPCT3 | 3 | South | YES | 0.00022 | 43 | 24 | 43 | 0 | 1.0197 | GGT | 1 | 0.049713 | 43 | 43 |  |  |  |  | 0.049713 | 2.1377
5269 | LEON_LCPCT4 | 4 | South | YES | 0.00022 | 45 | 24 | 45 | 0 | 1.0197 | GGT | 1 | 0.049713 | 45 | 45 |  |  |  |  | 0.049713 | 2.2371
88508 | FALFURRI | F | South | YES | 7.9e-05 | 0 | 0 | 0 | 0 | 1 | AVR | 1 | 0.049572 | 0 | 0 |  |  |  |  | 0.049572 | 0
5934 | SI_RAY5 | 5 | South | YES | 0 | 0 | 10 | 15 |  | 1.035 | GST | 1 | 0.049493 | 15 | 15 |  |  |  |  | 0.049493 | 0.7424
8139 | JOS #1 | MB | South | YES | 0 | 0 | 45 | 255 |  | 1.02 | GST | 1 | 0.049493 | 0 | 0 |  |  |  |  | 0.049493 | 0
8285 | LAR #1 | MB | South | YES | 0 | 0 | 9 | 32 |  | 1.0497 | GST | 1 | 0.049493 | 0 | 0 |  |  |  |  | 0.049493 | 0
8287 | LAR #2 | MB | South | YES | 0 | 0 | 9 | 32 |  | 1.04 | GST | 1 | 0.049493 | 0 | 0 |  |  |  |  | 0.049493 | 0
8288 | LAR #3 | MB | South | YES | 0 | 0 | 25 | 105 |  | 1.04 | GST | 1 | 0.049493 | 0 | 0 |  |  |  |  | 0.049493 | 0
8388 | BATES0A | MB | South | YES | 0 | 0 | 21 | 71 |  | 1.033 | GST | 1 | 0.049493 | 0 | 0 |  |  |  |  | 0.049493 | 0
8393 | BATES0B | MB | South | YES | 0 | 0 | 25 | 110 |  | 1.03 | GST | 1 | 0.049493 | 0 | 0 |  |  |  |  | 0.049493 | 0
8437 | NUECES_B0C | MB | South | YES | 0 | 0 | 7 | 30 |  | 1.03 | GST | 1 | 0.049493 | 0 | 0 |  |  |  |  | 0.049493 | 0
8438 | NUECES_B0B | MB | South | YES | 0 | 0 | 26 | 169 |  | 1.03 | GST | 1 | 0.049493 | 0 | 0 |  |  |  |  | 0.049493 | 0
8442 | NUECES_B0A | MB | South | YES | 0 | 0 | 81 | 367 |  | 1.03 | GST | 1 | 0.049493 | 0 | 0 |  |  |  |  | 0.049493 | 0
39190 | TNSLCGN1__8 | 1 | Houston | YES | 0 | 0 | 10 | 30 |  | 1.03 | Cogen | 1 | 0.049493 | 0 | 0 |  |  |  |  | 0.049493 | 0
5728 | FALCONHYDRO2 | 2 | South | YES | -0.000215 | 12 | 0 | 12 | 0 | 1.0227 | Hydro | 1 | 0.049278 | 0 | 0 |  |  |  |  | 0.049278 | 0
5729 | FALCONHYDRO3 | 3 | South | YES | -0.000215 | 11 | 0 | 11 | 0 | 1.0227 | Hydro | 1 | 0.049278 | 0 | 0 |  |  |  |  | 0.049278 | 0
8048 | FALCONHYDRO1 | 1 | South | YES | -0.000215 | 12 | 0 | 12 | 0 | 1.0227 | Hydro | 1 | 0.049278 | 0 | 0 |  |  |  |  | 0.049278 | 0
88299 | ZAPATA | F | South | YES | -0.000724 | 0 | 0 | 0 | 0 | 1.02 | BLT | 1 | 0.048769 | 0 | 0 |  |  |  |  | 0.048769 | 0
7028 | L_MARBFA1_1Y | 1 | South | YES | -0.000975 | 0 | 0 | 18 |  | 1 | Hydro | 1 | 0.048518 | 0 | 0 |  |  |  |  | 0.048518 | 0
7029 | L_MARBFA1_2Y | 2 | South | YES | -0.000975 | 0 | 0 | 18 |  | 1 | Hydro | 1 | 0.048518 | 0 | 0 |  |  |  |  | 0.048518 | 0
7035 | L_WIRTZ_1G1Y | 1 | South | YES | -0.001381 | 0 | 0 | 29 |  | 1 | Hydro | 1 | 0.048112 | 0 | 0 |  |  |  |  | 0.048112 | 0
7036 | L_WIRTZ_1G2Y | 2 | South | YES | -0.001381 | 23 | 0 | 29.8 |  | 1 | Hydro | 1 | 0.048112 | 0 | 0 |  |  |  |  | 0.048112 | 0
5890 | PEARSALLGEN1 | 1 | South | YES | -0.001394 | 19.2 | 6 | 24 | 0 | 1.0161 | GST | 1 | 0.048099 | 24 | 24 |  |  |  |  | 0.048099 | 1.1544
5891 | PEARSALLGEN2 | 1 | South | YES | -0.001394 | 19.4 | 6 | 24.3 | 0 | 1.0161 | GST | 1 | 0.048099 | 24.3 | 24.3 |  |  |  |  | 0.048099 | 1.1688
5892 | PEARSALLGEN3 | 1 | South | YES | -0.001394 | 19.1 | 6 | 23.9 | 0 | 1.0161 | GST | 1 | 0.048099 | 23.9 | 23.9 |  |  |  |  | 0.048099 | 1.1496
80012 | LAR | F | South | YES | -0.001462 | 0 | 0 | 0 | 0 | 1.04 | DCTie | 1 | 0.048031 | 0 | 0 |  |  |  |  | 0.048031 | 0
80265 | LARECU40A | 4 | South | YES | -0.001462 | 80 | 0 | 100 |  | 1.039 | GGT | 1 | 0.048031 | 100 | 100 |  |  |  |  | 0.048031 | 4.8031
80266 | LARECU50A | 5 | South | YES | -0.001462 | 80 | 0 | 100 |  | 1.039 | GGT | 1 | 0.048031 | 100 | 100 |  |  |  |  | 0.048031 | 4.8031
7000 | L_FERGUS1_1Y | 1 | South | YES | -0.001513 | 400 | 65 | 423.3 | 0 | 1.015 | GSC | 1 | 0.04798 | 423.3 | 423.3 |  |  |  |  | 0.04798 | 20.3101
7022 | L_BUCHAN1_1Y | 1 | South | YES | -0.001587 | 0 | 0 | 18 |  | 1 | Hydro | 1 | 0.047906 | 0 | 0 |  |  |  |  | 0.047906 | 0
7023 | L_BUCHAN1_2Y | 2 | South | YES | -0.001587 | 0 | 0 | 18 |  | 1 | Hydro | 1 | 0.047906 | 0 | 0 |  |  |  |  | 0.047906 | 0
7024 | L_BUCHAN1_3Y | 3 | South | YES | -0.001587 | 0 | 0 | 15 |  | 1 | Hydro | 1 | 0.047906 | 0 | 0 |  |  |  |  | 0.047906 | 0
7026 | L_INKSDA1_1Y | 1 | South | YES | -0.002374 | 0 | 0 | 13.7 |  | 1 | Hydro | 1 | 0.047119 | 0 | 0 |  |  |  |  | 0.047119 | 0
80010 | EPLVT1 | F | South | YES | -0.008854 | 0 | 0 | 0 |  | 1.0376 | DCTie | 1 | 0.040639 | 0 | 0 |  |  |  |  | 0.040639 | 0
8262 | ELPS | 1 | South | YES | -0.009732 | 6 | 6 | 6 | 0 | 1.15 | Hydro | 1 | 0.039761 | 0 | 0 |  |  |  |  | 0.039761 | 0
8032 | AMISTADHYD1 | 1 | South | YES | -0.013509 | 33 | 13 | 33 | 0 | 1.0375 | Hydro | 1 | 0.035984 | 0 | 0 |  |  |  |  | 0.035984 | 0
8033 | AMISTADHYD2 | 2 | South | YES | -0.013509 | 25 | 13 | 25 | 0 | 1.0375 | Hydro | 1 | 0.035984 | 0 | 0 |  |  |  |  | 0.035984 | 0
88253 | HAMILTON | F | South | YES | -0.013509 | 0 | 0 | 0 | 0 | 1.04 | BLT | 1 | 0.035984 | 0 | 0 |  |  |  |  | 0.035984 | 0
1438 | MESQUITW_2G | 1 | North | YES | -0.048112 | 23.6 | 0 | 236 |  | 1.017 | Wind | 1 | 0.0013814 | 0 | 236 | -11.3544 | 236 |  |  | 0.0013814 | 0.32601
1442 | COKFIELD_5 | 1 | North | YES | -0.048112 | 16.5 | 0 | 165 |  | 1.029 | Wind | 1 | 0.0013814 | 0 | 165 | -7.9385 | 165 |  |  | 0.0013814 | 0.22793
1437 | MESQUITW_1G | 1 | North | YES | -0.048116 | 40 | 0 | 400 | 0 | 1.023 | Wind | 1 | 0.0013774 | 0 | 400 | -19.2464 | 400 |  |  | 0.0013774 | 0.55096
6100 | OKLA7A | EQ | West | YES | -0.024145 | 50 | -220 | 220 | 0 | 1.035 | DCTie | -1 | 0.028021 | 0 | 0 |  |  | 0 | 0 | -0.028021 | 0
6752 | OKLA0A | 1 | West | YES | -0.024145 | 649.7 | 175 | 649.7 | 0 | 1.035 | LIGCO | -1 | 0.028021 | 0 | 649.7 |  |  | 0 | 0 | -0.028021 | 0
1049 | ROSCOEWI_5 | 1 | West | YES | -0.038775 | 41.8 | 0 | 209 |  | 1.01 | Wind | -1 | 0.042651 | 0 | 209 |  |  | 0 | 0 | -0.042651 | 0
1057 | ROSCOEWI_5 | 2 | West | YES | -0.038775 | 25.3 | 0 | 126.5 |  | 1.01 | Wind | -1 | 0.042651 | 0 | 126.5 |  |  | 0 | 0 | -0.042651 | 0
1060 | ROSCOEWI_5 | 3 | West | YES | -0.038775 | 39.4 | 0 | 197 | 0 | 1.01 | Wind | -1 | 0.042651 | 0 | 197 |  |  | 0 | 0 | -0.042651 | 0
1072 | ROSCOEWI_5 | 4 | West | YES | -0.038775 | 63.6 | 0 | 318 | 0 | 1.01 | Wind | -1 | 0.042651 | 0 | 318 |  |  | 0 | 0 | -0.042651 | 0
60202 | FRNDDRCS | F | West | YES | -0.039574 | 0 | 0 | 0 | 0 | 0.9985 | AVR | -1 | 0.04345 | 0 | 0 |  |  | 0 | 0 | -0.04345 | 0
76091 | L_DIVIDE1_1N | W1 | West | YES | -0.042902 | 110 | 0 | 550 |  | 1.02 | Wind | -1 | 0.046778 | 0 | 550 |  |  | 0 | 0 | -0.046778 | 0
76031 | L_GASCCR1_1N | W1 | West | YES | -0.043446 | 30 | 0 | 150 | 0 | 1.02 | Wind | -1 | 0.047322 | 0 | 150 |  |  | 0 | 0 | -0.047322 | 0
60018 | DSKY1 | 1 | West | YES | -0.043966 | 21 | 0 | 84 | 0 | 1.023 | Wind | -1 | 0.047842 | 0 | 84 |  |  | 0 | 0 | -0.047842 | 0
60017 | ORNNWP1 | 1 | West | YES | -0.044178 | 20 | 0 | 80 |  | 1.027 | Wind | -1 | 0.048054 | 0 | 80 |  |  | 0 | 0 | -0.048054 | 0
60000 | DSKY2 | 1 | West | YES | -0.044349 | 19.1 | 0 | 76.5 |  | 1.039 | Wind | -1 | 0.048225 | 0 | 76.5 |  |  | 0 | 0 | -0.048225 | 0
6016 | SWMESA | 1 | West | YES | -0.044687 | 18.8 | 0 | 75 |  | 1.03 | Wind | -1 | 0.048563 | 0 | 75 |  |  | 0 | 0 | -0.048563 | 0
60003 | KING_NE1A | 1 | West | YES | -0.044687 | 20 | 0 | 80 |  | 1.03 | Wind | -1 | 0.048563 | 0 | 80 |  |  | 0 | 0 | -0.048563 | 0
60005 | KING_SE1A | 1 | West | YES | -0.044687 | 10 | 0 | 40 |  | 1.035 | Wind | -1 | 0.048563 | 0 | 40 |  |  | 0 | 0 | -0.048563 | 0
38437 | TNSRBNMESA9 | 1 | West | YES | -0.044814 | 37.5 | 0 | 150 |  | 1.02 | Wind | -1 | 0.04869 | 0 | 150 |  |  | 0 | 0 | -0.04869 | 0
38332 | TNWDWRDU2_8 | 1 | West | YES | -0.044836 | 20 | 0 | 80 | 0 | 1.0232 | Wind | -1 | 0.048712 | 0 | 80 |  |  | 0 | 0 | -0.048712 | 0
60016 | WOODWRD11A | 1 | West | YES | -0.044843 | 20 | 0 | 80 |  | 1.033 | Wind | -1 | 0.048719 | 0 | 80 |  |  | 0 | 0 | -0.048719 | 0
60201 | RIO DRCS | F | West | YES | -0.044865 | 0 | 0 | 0 | 0 | 1.025 | AVR | -1 | 0.048741 | 0 | 0 |  |  | 0 | 0 | -0.048741 | 0
60058 | BUFF_GAP1A | 1 | West | YES | -0.045036 | 24 | 0 | 120 |  | 1 | Wind | -1 | 0.048912 | 0 | 120 |  |  | 0 | 0 | -0.048912 | 0
60060 | CIRELLO | 1 | West | YES | -0.045036 | 46.6 | 0 | 233 | 0 | 1 | Wind | -1 | 0.048912 | 0 | 233 |  |  | 0 | 0 | -0.048912 | 0
60063 | BUFF_GAP1B | 1 | West | YES | -0.045036 | 34 | 0 | 170.2 | 0 | 1.02 | Wind | -1 | 0.048912 | 0 | 170.2 |  |  | 0 | 0 | -0.048912 | 0
60066 | H_HOLLOW1A | 1 | West | YES | -0.045036 | 44.4 | 0 | 222 | 0 | 1.005 | Wind | -1 | 0.048912 | 0 | 222 |  |  | 0 | 0 | -0.048912 | 0
60068 | HHOLLOW21A | 1 | West | YES | -0.045036 | 36.8 | 0 | 184 | 0 | 1.025 | Wind | -1 | 0.048912 | 0 | 184 |  |  | 0 | 0 | -0.048912 | 0
60070 | HHOLLOW31A | 1 | West | YES | -0.045036 | 44.8 | 0 | 224 | 0 | 1.025 | Wind | -1 | 0.048912 | 0 | 224 |  |  | 0 | 0 | -0.048912 | 0
60072 | HHOLLOW41A | 1 | West | YES | -0.045036 | 23 | 0 | 115 | 0 | 1.025 | Wind | -1 | 0.048912 | 0 | 115 |  |  | 0 | 0 | -0.048912 | 0
60007 | KING_SW1A | 1 | West | YES | -0.045088 | 20 | 0 | 80 |  | 1.03 | Wind | -1 | 0.048964 | 0 | 80 |  |  | 0 | 0 | -0.048964 | 0
60019 | KING_NW1A | 1 | West | YES | -0.045088 | 20 | 0 | 80 |  | 1.03 | Wind | -1 | 0.048964 | 0 | 80 |  |  | 0 | 0 | -0.048964 | 0
1058 | LONGSHORE_5 | 1 | West | YES | -0.046456 | 30 | 0 | 150 |  | 1.01 | Wind | -1 | 0.050332 | 0 | 150 |  |  | 0 | 0 | -0.050332 | 0
1058 | LONGSHORE_5 | 2 | West | YES | -0.046456 | 44 | 0 | 220 |  | 1.01 | Wind | -1 | 0.050332 | 0 | 220 |  |  | 0 | 0 | -0.050332 | 0
1058 | LONGSHORE_5 | 3 | West | YES | -0.046456 | 23.4 | 0 | 117 |  | 1.01 | Wind | -1 | 0.050332 | 0 | 117 |  |  | 0 | 0 | -0.050332 | 0
1045 | CALENG1G_1G | 1 | West | YES | -0.046751 | 73.4 | 27 | 73.4 | 0 | 1.014 | Cogen | -1 | 0.050627 | 0 | 0 |  |  | 0 | 0 | -0.050627 | 0
1046 | CALENG2G_2G | 2 | West | YES | -0.046751 | 73.4 | 27 | 73.4 | 0 | 1.014 | Cogen | -1 | 0.050627 | 0 | 0 |  |  | 0 | 0 | -0.050627 | 0
1047 | CALENG3G_3G | 3 | West | YES | -0.046751 | 70.4 | 27 | 70.4 | 0 | 1.014 | Cogen | -1 | 0.050627 | 0 | 0 |  |  | 0 | 0 | -0.050627 | 0
1416 | SWETWATR_1G | 1 | West | YES | -0.046971 | 30 | 18 | 30 | 0 | 1.026 | CC | -1 | 0.050847 | 30 | 30 |  |  | -1.4091 | 30 | -0.050847 | -1.5254
1417 | SWETWATR_2G | 2 | West | YES | -0.046971 | 72 | 36 | 72 | 0 | 1.026 | CC | -1 | 0.050847 | 72 | 72 |  |  | -3.3819 | 72 | -0.050847 | -3.661
1418 | SWETWATR_3G | 3 | West | YES | -0.046971 | 68 | 36 | 68 | 0 | 1.026 | CC | -1 | 0.050847 | 68 | 68 |  |  | -3.194 | 68 | -0.050847 | -3.4576
1419 | SWETWATR_4G | 4 | West | YES | -0.046971 | 61 | 36 | 61 | 0 | 1.026 | CC | -1 | 0.050847 | 61 | 61 |  |  | -2.8652 | 61 | -0.050847 | -3.1017
11001 | NAV1CT | 1 | West | YES | -0.047267 | 70.4 | 18 | 70.4 | 0 | 1.029 | CC | -1 | 0.051143 | 70.4 | 70.4 |  |  | -3.3276 | 70.4 | -0.051143 | -3.6005
11009 | NAV2CT | 1 | West | YES | -0.047267 | 71.4 | 18 | 71.4 | 0 | 1.029 | CC | -1 | 0.051143 | 71.4 | 71.4 |  |  | -3.3749 | 71.4 | -0.051143 | -3.6516
11011 | NAV3ST | 1 | West | YES | -0.047267 | 92.8 | 40 | 92.8 | 0 | 1.029 | CC | -1 | 0.051143 | 92.8 | 92.8 |  |  | -4.3864 | 92.8 | -0.051143 | -4.7461
11012 | NAV4CT | 1 | West | YES | -0.047267 | 80 | 18 | 80 | 0 | 1.029 | CC | -1 | 0.051143 | 80 | 80 |  |  | -3.7814 | 80 | -0.051143 | -4.0915
11013 | NAV5CT | 1 | West | YES | -0.047267 | 80 | 18 | 80 | 0 | 1.029 | CC | -1 | 0.051143 | 80 | 80 |  |  | -3.7814 | 80 | -0.051143 | -4.0915
11014 | NAV6ST | 1 | West | YES | -0.047267 | 115 | 40 | 115 | 0 | 1.029 | CC | -1 | 0.051143 | 115 | 115 |  |  | -5.4357 | 115 | -0.051143 | -5.8815
11020 | TIEHVSG_1G | 1 | West | YES | -0.047276 | 208.2 | 63 | 208.2 | 0 | 1.012 | CC | -1 | 0.051152 | 208.2 | 208.2 |  |  | -9.8429 | 208.2 | -0.051152 | -10.6499
11021 | TIEHVCG_1G | 1 | West | YES | -0.047276 | 142.1 | 103 | 142.1 | 0 | 1.012 | CC | -1 | 0.051152 | 142.1 | 142.1 |  |  | -6.7179 | 142.1 | -0.051152 | -7.2687
11022 | TIEHVCG_2G | 1 | West | YES | -0.047276 | 132.4 | 103 | 132.4 | 0 | 1.012 | CC | -1 | 0.051152 | 132.4 | 132.4 |  |  | -6.2593 | 132.4 | -0.051152 | -6.7726
11023 | TIEHVCG_3G | 1 | West | YES | -0.047276 | 137.4 | 103 | 137.4 | 0 | 1.012 | CC | -1 | 0.051152 | 137.4 | 137.4 |  |  | -6.4957 | 137.4 | -0.051152 | -7.0283
11024 | TIEHVCG_4G | 1 | West | YES | -0.047276 | 147 | 103 | 147 | 0 | 1.012 | CC | -1 | 0.051152 | 147 | 147 |  |  | -6.9496 | 147 | -0.051152 | -7.5194
11025 | TIEHVSG_2G | 1 | West | YES | -0.047276 | 213.2 | 63 | 213.2 | 0 | 1.012 | CC | -1 | 0.051152 | 213.2 | 213.2 |  |  | -10.0792 | 213.2 | -0.051152 | -10.9057
71051 | L_BITTCR1_1N | W1 | West | YES | -0.047391 | 7.5 | 0 | 37.5 |  | 1.02 | Wind | -1 | 0.051267 | 0 | 37.5 |  |  | 0 | 0 | -0.051267 | 0
71054 | L_SWEETW1_1N | W1 | West | YES | -0.047391 | 21.5 | 0 | 107.5 |  | 1.02 | Wind | -1 | 0.051267 | 0 | 107.5 |  |  | 0 | 0 | -0.051267 | 0
71057 | L_SWEETW1_2N | W1 | West | YES | -0.047391 | 27 | 0 | 135 |  | 1.02 | Wind | -1 | 0.051267 | 0 | 135 |  |  | 0 | 0 | -0.051267 | 0
71059 | L_SWEETW1_3N | W1 | West | YES | -0.047391 | 23.8 | 0 | 119 | 0 | 1.02 | Wind | -1 | 0.051267 | 0 | 119 |  |  | 0 | 0 | -0.051267 | 0
71060 | L_SWEETW1_4N | W1 | West | YES | -0.047391 | 21 | 0 | 105 | 0 | 1.02 | Wind | -1 | 0.051267 | 0 | 105 |  |  | 0 | 0 | -0.051267 | 0
1002 | PBCTAGE_1G | A | West | YES | -0.048143 | 64 | 64 | 66 | 0 | 1.036 | GGT | -1 | 0.052019 | 66 | 66 |  |  | -3.1774 | 66 | -0.052019 | -3.4333
1003 | PBCTBGE_2G | B | West | YES | -0.048143 | 65 | 65 | 66 | 0 | 1.036 | GGT | -1 | 0.052019 | 66 | 66 |  |  | -3.1774 | 66 | -0.052019 | -3.4333
1004 | PBCTCGE_3G | C | West | YES | -0.048143 | 62 | 62 | 67 | 0 | 1.036 | GGT | -1 | 0.052019 | 67 | 67 |  |  | -3.2256 | 67 | -0.052019 | -3.4853
1005 | PBCTDGE_4G | D | West | YES | -0.048143 | 65 | 65 | 68 | 0 | 1.036 | GGT | -1 | 0.052019 | 68 | 68 |  |  | -3.2737 | 68 | -0.052019 | -3.5373
1006 | PBCTEGE_5G | E | West | YES | -0.048143 | 65 | 65 | 67 | 0 | 1.036 | GGT | -1 | 0.052019 | 67 | 67 |  |  | -3.2256 | 67 | -0.052019 | -3.4853
1007 | PB5GEN_6G | 5 | West | YES | -0.048143 | 91.2 | 40 | 114 | 0 | 1.036 | GST | -1 | 0.052019 | 114 | 114 |  |  | -5.4883 | 114 | -0.052019 | -5.9302
1008 | PB6GEN_7G | 6 | West | YES | -0.048143 | 515 | 130 | 515 | 0 | 1.036 | GST | -1 | 0.052019 | 515 | 515 |  |  | -24.7936 | 515 | -0.052019 | -26.7899
7038 | L_DELAWA1_1Y | 2 | West | YES | -0.048475 | 3 | 0 | 30 | 0 | 1 | Wind | -1 | 0.052351 | 0 | 30 |  |  | 0 | 0 | -0.052351 | 0
7038 | L_DELAWA1_1Y | 1 | West | YES | -0.048475 | 3.5 | 0 | 35 | 0 | 1 | Wind | -1 | 0.052351 | 0 | 35 |  |  | 0 | 0 | -0.052351 | 0
1146 | NOTREES_1G | 1 | West | YES | -0.049199 | 29.8 | 0 | 149 | 0 | 1.017 | Wind | -1 | 0.053075 | 0 | 149 |  |  | 0 | 0 | -0.053075 | 0
1328 | OCOTILLO_1G | 1 | West | YES | -0.0522 | 11.6 | 0 | 58 |  | 1.01 | Wind | -1 | 0.056076 | 0 | 58 |  |  | 0 | 0 | -0.056076 | 0
1326 | STANTONW_8 | 1 | West | YES | -0.052334 | 20.1 | 0 | 100.5 |  | 1.01 | Wind | -1 | 0.05621 | 0 | 100.5 |  |  | 0 | 0 | -0.05621 | 0
1333 | MCDDONAL_8 | 1 | West | YES | -0.052672 | 42.8 | 0 | 214.2 |  | 1.01 | Wind | -1 | 0.056548 | 0 | 214.2 |  |  | 0 | 0 | -0.056548 | 0
1037 | MORGAN5G_5G | 5 | West | YES | -0.055573 | 109.6 | 40 | 137 | 0 | 1.029 | GST | -1 | 0.059449 | 137 | 137 |  |  | -7.6135 | 137 | -0.059449 | -8.1445
1039 | MRGNAG_1G | A | West | YES | -0.055573 | 69 | 69 | 69 | 0 | 1.029 | GGT | -1 | 0.059449 | 69 | 69 |  |  | -3.8345 | 69 | -0.059449 | -4.102
1040 | MRGNBG_2G | B | West | YES | -0.055573 | 70 | 70 | 71 | 0 | 1.029 | GGT | -1 | 0.059449 | 71 | 71 |  |  | -3.9457 | 71 | -0.059449 | -4.2209
1041 | MRGNCG_3G | C | West | YES | -0.055573 | 69 | 69 | 70 | 0 | 1.029 | GGT | -1 | 0.059449 | 70 | 70 |  |  | -3.8901 | 70 | -0.059449 | -4.1614
1042 | MRGNDG_4G | D | West | YES | -0.055573 | 68 | 68 | 68 | 0 | 1.029 | GGT | -1 | 0.059449 | 68 | 68 |  |  | -3.779 | 68 | -0.059449 | -4.0425
1043 | MRGNEG_5G | E | West | YES | -0.055573 | 68 | 68 | 70 | 0 | 1.029 | GGT | -1 | 0.059449 | 70 | 70 |  |  | -3.8901 | 70 | -0.059449 | -4.1614
1044 | MRGNFG_6G | F | West | YES | -0.055573 | 66 | 66 | 66 | 0 | 1.029 | GGT | -1 | 0.059449 | 66 | 66 |  |  | -3.6678 | 66 | -0.059449 | -3.9236
1349 | WESTXWIN_1G | 1 | West | YES | -0.056027 | 1.3 | 0 | 6.6 |  | 1.014 | Wind | -1 | 0.059903 | 0 | 6.6 |  |  | 0 | 0 | -0.059903 | 0
1350 | NWPWRG1_1G | 1 | West | YES | -0.056027 | 6.9 | 1 | 34.3 |  | 1.014 | Wind | -1 | 0.059903 | 0 | 34.3 |  |  | 0 | 0 | -0.059903 | 0
1320 | BSP 1 | 1 | West | YES | -0.057307 | 25.5 | 2.9 | 25.8 | 0 | 1 | Cogen | -1 | 0.061183 | 0 | 0 |  |  | 0 | 0 | -0.061183 | 0
1327 | WILDHRSE_1G | 1 | West | YES | -0.059052 | 24 | 0 | 120 |  | 1 | Wind | -1 | 0.062928 | 0 | 120 |  |  | 0 | 0 | -0.062928 | 0
1170 | AIRLAMESA_1G | 1 | West | YES | -0.059724 | 0 | 0 | 180 |  | 1 | #N/A | -1 | 0.0636 | 180 | 180 |  |  | -10.7503 | 180 | -0.0636 | -11.448
1360 | GUNSIGHT_8 | 1 | West | YES | -0.060289 | 24 | 0 | 120 | 0 | 1.01 | Wind | -1 | 0.064165 | 0 | 120 |  |  | 0 | 0 | -0.064165 | 0
1302 | COYOTEWG_8 | 1 | West | YES | -0.064089 | 45 | 0 | 225 |  | 1.01 | Wind | -1 | 0.067965 | 0 | 225 |  |  | 0 | 0 | -0.067965 | 0
1301 | BULLCREK_8 | 1 | West | YES | -0.067218 | 36 | 0 | 180 | 0 | 1.017 | Wind | -1 | 0.071094 | 0 | 180 |  |  | 0 | 0 | -0.071094 | 0
6637 | SNYDERW1A | 1 | West | YES | -0.069352 | 12.6 | 0 | 63 | 0 | 1.025 | Wind | -1 | 0.073228 | 0 | 63 |  |  | 0 | 0 | -0.073228 | 0
1068 | SCURRYCW_1G | 1 | West | YES | -0.072834 | 28.2 | 1.3 | 141 |  | 1.01 | Wind | -1 | 0.07671 | 0 | 141 |  |  | 0 | 0 | -0.07671 | 0
1073 | SCURRYCW_2G | 2 | West | YES | -0.072834 | 24 | 0 | 120 | 0 | 1.017 | Wind | -1 | 0.07671 | 0 | 120 |  |  | 0 | 0 | -0.07671 | 0
1061 | CIELOGEN_1G | 1 | West | YES | -0.073108 | 19.8 | 0 | 99 |  | 1 | Wind | -1 | 0.076984 | 0 | 99 |  |  | 0 | 0 | -0.076984 | 0
1062 | CIELOGEN_2G | 1 | West | YES | -0.073108 | 12.2 | 0 | 61 |  | 1 | Wind | -1 | 0.076984 | 0 | 61 |  |  | 0 | 0 | -0.076984 | 0
1069 | KINDERMG_1G | 1 | West | YES | -0.073108 | 25 | 5 | 25 | 0 | 1.017 | Cogen | -1 | 0.076984 | 0 | 0 |  |  | 0 | 0 | -0.076984 | 0
1070 | KINDERMG_2G | 1 | West | YES | -0.073108 | 45.7 | 12 | 45.7 | 0 | 1.017 | Cogen | -1 | 0.076984 | 0 | 0 |  |  | 0 | 0 | -0.076984 | 0
1071 | KINDERMG_3G | 1 | West | YES | -0.073108 | 45.7 | 12 | 45.7 | 0 | 1.017 | Cogen | -1 | 0.076984 | 0 | 0 |  |  | 0 | 0 | -0.076984 | 0
6407 | TURKTRAK1A | 1 | West | YES | -0.074502 | 33.9 | 0 | 169.5 | 0 | 1.025 | Wind | -1 | 0.078378 | 0 | 169.5 |  |  | 0 | 0 | -0.078378 | 0
1343 | TRENTIPP_8 | 1 | West | YES | -0.080169 | 30 | 0 | 150 |  | 1.014 | Wind | -1 | 0.084045 | 0 | 150 |  |  | 0 | 0 | -0.084045 | 0
1354 | AEPWIND_8 | 1 | West | YES | -0.080169 | 20.2 | 0 | 101 |  | 1 | Wind | -1 | 0.084045 | 0 | 101 |  |  | 0 | 0 | -0.084045 | 0
36998 | RDCNYNG1 | 1 | West | YES | -0.083181 | 16.8 | 0 | 84 |  | 1.01 | Wind | -1 | 0.087057 | 0 | 84 |  |  | 0 | 0 | -0.087057 | 0
60057 | CALLAHAN1A | 1 | West | YES | -0.087298 | 22.8 | 0 | 114 | 0 | 1.04 | Wind | -1 | 0.091174 | 0 | 114 |  |  | 0 | 0 | -0.091174 | 0
6144 | MCADOO1A | 1 | West | YES | -0.12737 | 15 | 0 | 150 | 0 | 1.025 | Wind | -1 | 0.13124 | 0 | 150 |  |  | 0 | 0 | -0.13124 | 0
60081 | WHRLWIND1A | 1 | West | YES | -0.14223 | 12 | 0 | 60 | 0 | 1.03 | Wind | -1 | 0.1461 | 0 | 60 |  |  | 0 | 0 | -0.1461 | 0
60052 | WILDHRS11A | 1 | West | YES | -0.16264 | 25.3 | 0 | 126.5 | 0 | 1.005 | Wind | -1 | 0.16652 | 0 | 126.5 |  |  | 0 | 0 | -0.16652 | 0
60053 | WILDHRS21A | 1 | West | YES | -0.16264 | 7.8 | 0 | 39 | 0 | 1.025 | Wind | -1 | 0.16652 | 0 | 39 |  |  | 0 | 0 | -0.16652 | 0
Note on AL4: Zonal Cap - Zonal Impact

## Distributed Slack - Inc
Number of Bus | Name of Bus | ID | Area Name of Gen | AGC | P Sensitivity of Bus | Gen MW | Min MW | Max MW | V Sensitivity of Bus | Set Volt | Tech Type | Zone Impact | Zone Correlation | Inc Max | Dec Max | Souce S.F. Weighting | Souce Capacity | Sink S.F. Weighting | Sink Capacity | PTDF Calc | PTDF Weighting | Cumulative Concentrated Capacity | Cumulative Concentrated Impact
60052 | WILDHRS11A | 1 | West | YES | -0.16264 | 25.3 | 0 | 126.5 | 0 | 1.005 | Wind | -1 | 0.16652 | 0 | 126.5 |  |  | 0 | 0 | -0.16652 | 0 | 0 | 0
60053 | WILDHRS21A | 1 | West | YES | -0.16264 | 7.8 | 0 | 39 | 0 | 1.025 | Wind | -1 | 0.16652 | 0 | 39 |  |  | 0 | 0 | -0.16652 | 0 | 0 | 0
60081 | WHRLWIND1A | 1 | West | YES | -0.14223 | 12 | 0 | 60 | 0 | 1.03 | Wind | -1 | 0.1461 | 0 | 60 |  |  | 0 | 0 | -0.1461 | 0 | 0 | 0
6144 | MCADOO1A | 1 | West | YES | -0.12737 | 15 | 0 | 150 | 0 | 1.025 | Wind | -1 | 0.13124 | 0 | 150 |  |  | 0 | 0 | -0.13124 | 0 | 0 | 0 | Weighted Shift Factors
60057 | CALLAHAN1A | 1 | West | YES | -0.087298 | 22.8 | 0 | 114 | 0 | 1.04 | Wind | -1 | 0.091174 | 0 | 114 |  |  | 0 | 0 | -0.091174 | 0 | 0 | 0 | North | 0.0038762
36998 | RDCNYNG1 | 1 | West | YES | -0.083181 | 16.8 | 0 | 84 |  | 1.01 | Wind | -1 | 0.087057 | 0 | 84 |  |  | 0 | 0 | -0.087057 | 0 | 0 | 0 | West | -0.049493
1343 | TRENTIPP_8 | 1 | West | YES | -0.080169 | 30 | 0 | 150 |  | 1.014 | Wind | -1 | 0.084045 | 0 | 150 |  |  | 0 | 0 | -0.084045 | 0 | 0 | 0 |  | 0.05337
1354 | AEPWIND_8 | 1 | West | YES | -0.080169 | 20.2 | 0 | 101 |  | 1 | Wind | -1 | 0.084045 | 0 | 101 |  |  | 0 | 0 | -0.084045 | 0 | 0 | 0
6407 | TURKTRAK1A | 1 | West | YES | -0.074502 | 33.9 | 0 | 169.5 | 0 | 1.025 | Wind | -1 | 0.078378 | 0 | 169.5 |  |  | 0 | 0 | -0.078378 | 0 | 0 | 0 | Line Cap | 155
1061 | CIELOGEN_1G | 1 | West | YES | -0.073108 | 19.8 | 0 | 99 |  | 1 | Wind | -1 | 0.076984 | 0 | 99 |  |  | 0 | 0 | -0.076984 | 0 | 0 | 0 | Conc Gen | 317
1062 | CIELOGEN_2G | 1 | West | YES | -0.073108 | 12.2 | 0 | 61 |  | 1 | Wind | -1 | 0.076984 | 0 | 61 |  |  | 0 | 0 | -0.076984 | 0 | 0 | 0 | Weighted Imp. | 19.5926
1069 | KINDERMG_1G | 1 | West | YES | -0.073108 | 25 | 5 | 25 | 0 | 1.017 | Cogen | -1 | 0.076984 | 0 | 0 |  |  | 0 | 0 | -0.076984 | 0 | 0 | 0 | PTDF | 0.061806
1070 | KINDERMG_2G | 1 | West | YES | -0.073108 | 45.7 | 12 | 45.7 | 0 | 1.017 | Cogen | -1 | 0.076984 | 0 | 0 |  |  | 0 | 0 | -0.076984 | 0 | 0 | 0
1071 | KINDERMG_3G | 1 | West | YES | -0.073108 | 45.7 | 12 | 45.7 | 0 | 1.017 | Cogen | -1 | 0.076984 | 0 | 0 |  |  | 0 | 0 | -0.076984 | 0 | 0 | 0 | Concentration | 1.1581
1068 | SCURRYCW_1G | 1 | West | YES | -0.072834 | 28.2 | 1.3 | 141 |  | 1.01 | Wind | -1 | 0.07671 | 0 | 141 |  |  | 0 | 0 | -0.07671 | 0 | 0 | 0
1073 | SCURRYCW_2G | 2 | West | YES | -0.072834 | 24 | 0 | 120 | 0 | 1.017 | Wind | -1 | 0.07671 | 0 | 120 |  |  | 0 | 0 | -0.07671 | 0 | 0 | 0 |  | Pass
6637 | SNYDERW1A | 1 | West | YES | -0.069352 | 12.6 | 0 | 63 | 0 | 1.025 | Wind | -1 | 0.073228 | 0 | 63 |  |  | 0 | 0 | -0.073228 | 0 | 0 | 0
1301 | BULLCREK_8 | 1 | West | YES | -0.067218 | 36 | 0 | 180 | 0 | 1.017 | Wind | -1 | 0.071094 | 0 | 180 |  |  | 0 | 0 | -0.071094 | 0 | 0 | 0
1302 | COYOTEWG_8 | 1 | West | YES | -0.064089 | 45 | 0 | 225 |  | 1.01 | Wind | -1 | 0.067965 | 0 | 225 |  |  | 0 | 0 | -0.067965 | 0 | 0 | 0
1360 | GUNSIGHT_8 | 1 | West | YES | -0.060289 | 24 | 0 | 120 | 0 | 1.01 | Wind | -1 | 0.064165 | 0 | 120 |  |  | 0 | 0 | -0.064165 | 0 | 0 | 0
1170 | AIRLAMESA_1G | 1 | West | YES | -0.059724 | 0 | 0 | 180 |  | 1 | #N/A | -1 | 0.0636 | 180 | 180 |  |  | -10.7503 | 180 | -0.0636 | -11.448 | 180 | 11.448
1327 | WILDHRSE_1G | 1 | West | YES | -0.059052 | 24 | 0 | 120 |  | 1 | Wind | -1 | 0.062928 | 0 | 120 |  |  | 0 | 0 | -0.062928 | 0 | 180 | 11.448
1320 | BSP 1 | 1 | West | YES | -0.057307 | 25.5 | 2.9 | 25.8 | 0 | 1 | Cogen | -1 | 0.061183 | 0 | 0 |  |  | 0 | 0 | -0.061183 | 0 | 180 | 11.448
1349 | WESTXWIN_1G | 1 | West | YES | -0.056027 | 1.3 | 0 | 6.6 |  | 1.014 | Wind | -1 | 0.059903 | 0 | 6.6 |  |  | 0 | 0 | -0.059903 | 0 | 180 | 11.448
1350 | NWPWRG1_1G | 1 | West | YES | -0.056027 | 6.9 | 1 | 34.3 |  | 1.014 | Wind | -1 | 0.059903 | 0 | 34.3 |  |  | 0 | 0 | -0.059903 | 0 | 180 | 11.448
1037 | MORGAN5G_5G | 5 | West | YES | -0.055573 | 109.6 | 40 | 137 | 0 | 1.029 | GST | -1 | 0.059449 | 137 | 137 |  |  | -7.6135 | 137 | -0.059449 | -8.1445 | 317 | 19.5926
1039 | MRGNAG_1G | A | West | YES | -0.055573 | 69 | 69 | 69 | 0 | 1.029 | GGT | -1 | 0.059449 | 69 | 69 |  |  | -3.8345 | 69 | -0.059449 | -4.102
1040 | MRGNBG_2G | B | West | YES | -0.055573 | 70 | 70 | 71 | 0 | 1.029 | GGT | -1 | 0.059449 | 71 | 71 |  |  | -3.9457 | 71 | -0.059449 | -4.2209
1041 | MRGNCG_3G | C | West | YES | -0.055573 | 69 | 69 | 70 | 0 | 1.029 | GGT | -1 | 0.059449 | 70 | 70 |  |  | -3.8901 | 70 | -0.059449 | -4.1614
1042 | MRGNDG_4G | D | West | YES | -0.055573 | 68 | 68 | 68 | 0 | 1.029 | GGT | -1 | 0.059449 | 68 | 68 |  |  | -3.779 | 68 | -0.059449 | -4.0425
1043 | MRGNEG_5G | E | West | YES | -0.055573 | 68 | 68 | 70 | 0 | 1.029 | GGT | -1 | 0.059449 | 70 | 70 |  |  | -3.8901 | 70 | -0.059449 | -4.1614
1044 | MRGNFG_6G | F | West | YES | -0.055573 | 66 | 66 | 66 | 0 | 1.029 | GGT | -1 | 0.059449 | 66 | 66 |  |  | -3.6678 | 66 | -0.059449 | -3.9236
1333 | MCDDONAL_8 | 1 | West | YES | -0.052672 | 42.8 | 0 | 214.2 |  | 1.01 | Wind | -1 | 0.056548 | 0 | 214.2 |  |  | 0 | 0 | -0.056548 | 0
1326 | STANTONW_8 | 1 | West | YES | -0.052334 | 20.1 | 0 | 100.5 |  | 1.01 | Wind | -1 | 0.05621 | 0 | 100.5 |  |  | 0 | 0 | -0.05621 | 0
1328 | OCOTILLO_1G | 1 | West | YES | -0.0522 | 11.6 | 0 | 58 |  | 1.01 | Wind | -1 | 0.056076 | 0 | 58 |  |  | 0 | 0 | -0.056076 | 0
1146 | NOTREES_1G | 1 | West | YES | -0.049199 | 29.8 | 0 | 149 | 0 | 1.017 | Wind | -1 | 0.053075 | 0 | 149 |  |  | 0 | 0 | -0.053075 | 0
7038 | L_DELAWA1_1Y | 2 | West | YES | -0.048475 | 3 | 0 | 30 | 0 | 1 | Wind | -1 | 0.052351 | 0 | 30 |  |  | 0 | 0 | -0.052351 | 0
7038 | L_DELAWA1_1Y | 1 | West | YES | -0.048475 | 3.5 | 0 | 35 | 0 | 1 | Wind | -1 | 0.052351 | 0 | 35 |  |  | 0 | 0 | -0.052351 | 0
1002 | PBCTAGE_1G | A | West | YES | -0.048143 | 64 | 64 | 66 | 0 | 1.036 | GGT | -1 | 0.052019 | 66 | 66 |  |  | -3.1774 | 66 | -0.052019 | -3.4333
1003 | PBCTBGE_2G | B | West | YES | -0.048143 | 65 | 65 | 66 | 0 | 1.036 | GGT | -1 | 0.052019 | 66 | 66 |  |  | -3.1774 | 66 | -0.052019 | -3.4333
1004 | PBCTCGE_3G | C | West | YES | -0.048143 | 62 | 62 | 67 | 0 | 1.036 | GGT | -1 | 0.052019 | 67 | 67 |  |  | -3.2256 | 67 | -0.052019 | -3.4853
1005 | PBCTDGE_4G | D | West | YES | -0.048143 | 65 | 65 | 68 | 0 | 1.036 | GGT | -1 | 0.052019 | 68 | 68 |  |  | -3.2737 | 68 | -0.052019 | -3.5373
1006 | PBCTEGE_5G | E | West | YES | -0.048143 | 65 | 65 | 67 | 0 | 1.036 | GGT | -1 | 0.052019 | 67 | 67 |  |  | -3.2256 | 67 | -0.052019 | -3.4853
1007 | PB5GEN_6G | 5 | West | YES | -0.048143 | 91.2 | 40 | 114 | 0 | 1.036 | GST | -1 | 0.052019 | 114 | 114 |  |  | -5.4883 | 114 | -0.052019 | -5.9302
1008 | PB6GEN_7G | 6 | West | YES | -0.048143 | 515 | 130 | 515 | 0 | 1.036 | GST | -1 | 0.052019 | 515 | 515 |  |  | -24.7936 | 515 | -0.052019 | -26.7899
71051 | L_BITTCR1_1N | W1 | West | YES | -0.047391 | 7.5 | 0 | 37.5 |  | 1.02 | Wind | -1 | 0.051267 | 0 | 37.5 |  |  | 0 | 0 | -0.051267 | 0
71054 | L_SWEETW1_1N | W1 | West | YES | -0.047391 | 21.5 | 0 | 107.5 |  | 1.02 | Wind | -1 | 0.051267 | 0 | 107.5 |  |  | 0 | 0 | -0.051267 | 0
71057 | L_SWEETW1_2N | W1 | West | YES | -0.047391 | 27 | 0 | 135 |  | 1.02 | Wind | -1 | 0.051267 | 0 | 135 |  |  | 0 | 0 | -0.051267 | 0
71059 | L_SWEETW1_3N | W1 | West | YES | -0.047391 | 23.8 | 0 | 119 | 0 | 1.02 | Wind | -1 | 0.051267 | 0 | 119 |  |  | 0 | 0 | -0.051267 | 0
71060 | L_SWEETW1_4N | W1 | West | YES | -0.047391 | 21 | 0 | 105 | 0 | 1.02 | Wind | -1 | 0.051267 | 0 | 105 |  |  | 0 | 0 | -0.051267 | 0
11020 | TIEHVSG_1G | 1 | West | YES | -0.047276 | 208.2 | 63 | 208.2 | 0 | 1.012 | CC | -1 | 0.051152 | 208.2 | 208.2 |  |  | -9.8429 | 208.2 | -0.051152 | -10.6499
11021 | TIEHVCG_1G | 1 | West | YES | -0.047276 | 142.1 | 103 | 142.1 | 0 | 1.012 | CC | -1 | 0.051152 | 142.1 | 142.1 |  |  | -6.7179 | 142.1 | -0.051152 | -7.2687
11022 | TIEHVCG_2G | 1 | West | YES | -0.047276 | 132.4 | 103 | 132.4 | 0 | 1.012 | CC | -1 | 0.051152 | 132.4 | 132.4 |  |  | -6.2593 | 132.4 | -0.051152 | -6.7726
11023 | TIEHVCG_3G | 1 | West | YES | -0.047276 | 137.4 | 103 | 137.4 | 0 | 1.012 | CC | -1 | 0.051152 | 137.4 | 137.4 |  |  | -6.4957 | 137.4 | -0.051152 | -7.0283
11024 | TIEHVCG_4G | 1 | West | YES | -0.047276 | 147 | 103 | 147 | 0 | 1.012 | CC | -1 | 0.051152 | 147 | 147 |  |  | -6.9496 | 147 | -0.051152 | -7.5194
11025 | TIEHVSG_2G | 1 | West | YES | -0.047276 | 213.2 | 63 | 213.2 | 0 | 1.012 | CC | -1 | 0.051152 | 213.2 | 213.2 |  |  | -10.0792 | 213.2 | -0.051152 | -10.9057
11001 | NAV1CT | 1 | West | YES | -0.047267 | 70.4 | 18 | 70.4 | 0 | 1.029 | CC | -1 | 0.051143 | 70.4 | 70.4 |  |  | -3.3276 | 70.4 | -0.051143 | -3.6005
11009 | NAV2CT | 1 | West | YES | -0.047267 | 71.4 | 18 | 71.4 | 0 | 1.029 | CC | -1 | 0.051143 | 71.4 | 71.4 |  |  | -3.3749 | 71.4 | -0.051143 | -3.6516
11011 | NAV3ST | 1 | West | YES | -0.047267 | 92.8 | 40 | 92.8 | 0 | 1.029 | CC | -1 | 0.051143 | 92.8 | 92.8 |  |  | -4.3864 | 92.8 | -0.051143 | -4.7461
11012 | NAV4CT | 1 | West | YES | -0.047267 | 80 | 18 | 80 | 0 | 1.029 | CC | -1 | 0.051143 | 80 | 80 |  |  | -3.7814 | 80 | -0.051143 | -4.0915
11013 | NAV5CT | 1 | West | YES | -0.047267 | 80 | 18 | 80 | 0 | 1.029 | CC | -1 | 0.051143 | 80 | 80 |  |  | -3.7814 | 80 | -0.051143 | -4.0915
11014 | NAV6ST | 1 | West | YES | -0.047267 | 115 | 40 | 115 | 0 | 1.029 | CC | -1 | 0.051143 | 115 | 115 |  |  | -5.4357 | 115 | -0.051143 | -5.8815
1416 | SWETWATR_1G | 1 | West | YES | -0.046971 | 30 | 18 | 30 | 0 | 1.026 | CC | -1 | 0.050847 | 30 | 30 |  |  | -1.4091 | 30 | -0.050847 | -1.5254
1417 | SWETWATR_2G | 2 | West | YES | -0.046971 | 72 | 36 | 72 | 0 | 1.026 | CC | -1 | 0.050847 | 72 | 72 |  |  | -3.3819 | 72 | -0.050847 | -3.661
1418 | SWETWATR_3G | 3 | West | YES | -0.046971 | 68 | 36 | 68 | 0 | 1.026 | CC | -1 | 0.050847 | 68 | 68 |  |  | -3.194 | 68 | -0.050847 | -3.4576
1419 | SWETWATR_4G | 4 | West | YES | -0.046971 | 61 | 36 | 61 | 0 | 1.026 | CC | -1 | 0.050847 | 61 | 61 |  |  | -2.8652 | 61 | -0.050847 | -3.1017
1045 | CALENG1G_1G | 1 | West | YES | -0.046751 | 73.4 | 27 | 73.4 | 0 | 1.014 | Cogen | -1 | 0.050627 | 0 | 0 |  |  | 0 | 0 | -0.050627 | 0
1046 | CALENG2G_2G | 2 | West | YES | -0.046751 | 73.4 | 27 | 73.4 | 0 | 1.014 | Cogen | -1 | 0.050627 | 0 | 0 |  |  | 0 | 0 | -0.050627 | 0
1047 | CALENG3G_3G | 3 | West | YES | -0.046751 | 70.4 | 27 | 70.4 | 0 | 1.014 | Cogen | -1 | 0.050627 | 0 | 0 |  |  | 0 | 0 | -0.050627 | 0
1058 | LONGSHORE_5 | 1 | West | YES | -0.046456 | 30 | 0 | 150 |  | 1.01 | Wind | -1 | 0.050332 | 0 | 150 |  |  | 0 | 0 | -0.050332 | 0
1058 | LONGSHORE_5 | 2 | West | YES | -0.046456 | 44 | 0 | 220 |  | 1.01 | Wind | -1 | 0.050332 | 0 | 220 |  |  | 0 | 0 | -0.050332 | 0
1058 | LONGSHORE_5 | 3 | West | YES | -0.046456 | 23.4 | 0 | 117 |  | 1.01 | Wind | -1 | 0.050332 | 0 | 117 |  |  | 0 | 0 | -0.050332 | 0
60007 | KING_SW1A | 1 | West | YES | -0.045088 | 20 | 0 | 80 |  | 1.03 | Wind | -1 | 0.048964 | 0 | 80 |  |  | 0 | 0 | -0.048964 | 0
60019 | KING_NW1A | 1 | West | YES | -0.045088 | 20 | 0 | 80 |  | 1.03 | Wind | -1 | 0.048964 | 0 | 80 |  |  | 0 | 0 | -0.048964 | 0
60058 | BUFF_GAP1A | 1 | West | YES | -0.045036 | 24 | 0 | 120 |  | 1 | Wind | -1 | 0.048912 | 0 | 120 |  |  | 0 | 0 | -0.048912 | 0
60060 | CIRELLO | 1 | West | YES | -0.045036 | 46.6 | 0 | 233 | 0 | 1 | Wind | -1 | 0.048912 | 0 | 233 |  |  | 0 | 0 | -0.048912 | 0
60063 | BUFF_GAP1B | 1 | West | YES | -0.045036 | 34 | 0 | 170.2 | 0 | 1.02 | Wind | -1 | 0.048912 | 0 | 170.2 |  |  | 0 | 0 | -0.048912 | 0
60066 | H_HOLLOW1A | 1 | West | YES | -0.045036 | 44.4 | 0 | 222 | 0 | 1.005 | Wind | -1 | 0.048912 | 0 | 222 |  |  | 0 | 0 | -0.048912 | 0
60068 | HHOLLOW21A | 1 | West | YES | -0.045036 | 36.8 | 0 | 184 | 0 | 1.025 | Wind | -1 | 0.048912 | 0 | 184 |  |  | 0 | 0 | -0.048912 | 0
60070 | HHOLLOW31A | 1 | West | YES | -0.045036 | 44.8 | 0 | 224 | 0 | 1.025 | Wind | -1 | 0.048912 | 0 | 224 |  |  | 0 | 0 | -0.048912 | 0
60072 | HHOLLOW41A | 1 | West | YES | -0.045036 | 23 | 0 | 115 | 0 | 1.025 | Wind | -1 | 0.048912 | 0 | 115 |  |  | 0 | 0 | -0.048912 | 0
60201 | RIO DRCS | F | West | YES | -0.044865 | 0 | 0 | 0 | 0 | 1.025 | AVR | -1 | 0.048741 | 0 | 0 |  |  | 0 | 0 | -0.048741 | 0
60016 | WOODWRD11A | 1 | West | YES | -0.044843 | 20 | 0 | 80 |  | 1.033 | Wind | -1 | 0.048719 | 0 | 80 |  |  | 0 | 0 | -0.048719 | 0
38332 | TNWDWRDU2_8 | 1 | West | YES | -0.044836 | 20 | 0 | 80 | 0 | 1.0232 | Wind | -1 | 0.048712 | 0 | 80 |  |  | 0 | 0 | -0.048712 | 0
38437 | TNSRBNMESA9 | 1 | West | YES | -0.044814 | 37.5 | 0 | 150 |  | 1.02 | Wind | -1 | 0.04869 | 0 | 150 |  |  | 0 | 0 | -0.04869 | 0
6016 | SWMESA | 1 | West | YES | -0.044687 | 18.8 | 0 | 75 |  | 1.03 | Wind | -1 | 0.048563 | 0 | 75 |  |  | 0 | 0 | -0.048563 | 0
60003 | KING_NE1A | 1 | West | YES | -0.044687 | 20 | 0 | 80 |  | 1.03 | Wind | -1 | 0.048563 | 0 | 80 |  |  | 0 | 0 | -0.048563 | 0
60005 | KING_SE1A | 1 | West | YES | -0.044687 | 10 | 0 | 40 |  | 1.035 | Wind | -1 | 0.048563 | 0 | 40 |  |  | 0 | 0 | -0.048563 | 0
60000 | DSKY2 | 1 | West | YES | -0.044349 | 19.1 | 0 | 76.5 |  | 1.039 | Wind | -1 | 0.048225 | 0 | 76.5 |  |  | 0 | 0 | -0.048225 | 0
60017 | ORNNWP1 | 1 | West | YES | -0.044178 | 20 | 0 | 80 |  | 1.027 | Wind | -1 | 0.048054 | 0 | 80 |  |  | 0 | 0 | -0.048054 | 0
60018 | DSKY1 | 1 | West | YES | -0.043966 | 21 | 0 | 84 | 0 | 1.023 | Wind | -1 | 0.047842 | 0 | 84 |  |  | 0 | 0 | -0.047842 | 0
76031 | L_GASCCR1_1N | W1 | West | YES | -0.043446 | 30 | 0 | 150 | 0 | 1.02 | Wind | -1 | 0.047322 | 0 | 150 |  |  | 0 | 0 | -0.047322 | 0
76091 | L_DIVIDE1_1N | W1 | West | YES | -0.042902 | 110 | 0 | 550 |  | 1.02 | Wind | -1 | 0.046778 | 0 | 550 |  |  | 0 | 0 | -0.046778 | 0
60202 | FRNDDRCS | F | West | YES | -0.039574 | 0 | 0 | 0 | 0 | 0.9985 | AVR | -1 | 0.04345 | 0 | 0 |  |  | 0 | 0 | -0.04345 | 0
1049 | ROSCOEWI_5 | 1 | West | YES | -0.038775 | 41.8 | 0 | 209 |  | 1.01 | Wind | -1 | 0.042651 | 0 | 209 |  |  | 0 | 0 | -0.042651 | 0
1057 | ROSCOEWI_5 | 2 | West | YES | -0.038775 | 25.3 | 0 | 126.5 |  | 1.01 | Wind | -1 | 0.042651 | 0 | 126.5 |  |  | 0 | 0 | -0.042651 | 0
1060 | ROSCOEWI_5 | 3 | West | YES | -0.038775 | 39.4 | 0 | 197 | 0 | 1.01 | Wind | -1 | 0.042651 | 0 | 197 |  |  | 0 | 0 | -0.042651 | 0
1072 | ROSCOEWI_5 | 4 | West | YES | -0.038775 | 63.6 | 0 | 318 | 0 | 1.01 | Wind | -1 | 0.042651 | 0 | 318 |  |  | 0 | 0 | -0.042651 | 0
6100 | OKLA7A | EQ | West | YES | -0.024145 | 50 | -220 | 220 | 0 | 1.035 | DCTie | -1 | 0.028021 | 0 | 0 |  |  | 0 | 0 | -0.028021 | 0
6752 | OKLA0A | 1 | West | YES | -0.024145 | 649.7 | 175 | 649.7 | 0 | 1.035 | LIGCO | -1 | 0.028021 | 0 | 649.7 |  |  | 0 | 0 | -0.028021 | 0
1437 | MESQUITW_1G | 1 | North | YES | -0.048116 | 40 | 0 | 400 | 0 | 1.023 | Wind | 1 | 0.0013774 | 0 | 400 | -19.2464 | 400 |  |  | 0.0013774 | 0.55096
1438 | MESQUITW_2G | 1 | North | YES | -0.048112 | 23.6 | 0 | 236 |  | 1.017 | Wind | 1 | 0.0013814 | 0 | 236 | -11.3544 | 236 |  |  | 0.0013814 | 0.32601
1442 | COKFIELD_5 | 1 | North | YES | -0.048112 | 16.5 | 0 | 165 |  | 1.029 | Wind | 1 | 0.0013814 | 0 | 165 | -7.9385 | 165 |  |  | 0.0013814 | 0.22793
8032 | AMISTADHYD1 | 1 | South | YES | -0.013509 | 33 | 13 | 33 | 0 | 1.0375 | Hydro | 1 | 0.035984 | 0 | 0 |  |  |  |  | 0.035984 | 0
8033 | AMISTADHYD2 | 2 | South | YES | -0.013509 | 25 | 13 | 25 | 0 | 1.0375 | Hydro | 1 | 0.035984 | 0 | 0 |  |  |  |  | 0.035984 | 0
88253 | HAMILTON | F | South | YES | -0.013509 | 0 | 0 | 0 | 0 | 1.04 | BLT | 1 | 0.035984 | 0 | 0 |  |  |  |  | 0.035984 | 0
8262 | ELPS | 1 | South | YES | -0.009732 | 6 | 6 | 6 | 0 | 1.15 | Hydro | 1 | 0.039761 | 0 | 0 |  |  |  |  | 0.039761 | 0
80010 | EPLVT1 | F | South | YES | -0.008854 | 0 | 0 | 0 |  | 1.0376 | DCTie | 1 | 0.040639 | 0 | 0 |  |  |  |  | 0.040639 | 0
7026 | L_INKSDA1_1Y | 1 | South | YES | -0.002374 | 0 | 0 | 13.7 |  | 1 | Hydro | 1 | 0.047119 | 0 | 0 |  |  |  |  | 0.047119 | 0
7022 | L_BUCHAN1_1Y | 1 | South | YES | -0.001587 | 0 | 0 | 18 |  | 1 | Hydro | 1 | 0.047906 | 0 | 0 |  |  |  |  | 0.047906 | 0
7023 | L_BUCHAN1_2Y | 2 | South | YES | -0.001587 | 0 | 0 | 18 |  | 1 | Hydro | 1 | 0.047906 | 0 | 0 |  |  |  |  | 0.047906 | 0
7024 | L_BUCHAN1_3Y | 3 | South | YES | -0.001587 | 0 | 0 | 15 |  | 1 | Hydro | 1 | 0.047906 | 0 | 0 |  |  |  |  | 0.047906 | 0
7000 | L_FERGUS1_1Y | 1 | South | YES | -0.001513 | 400 | 65 | 423.3 | 0 | 1.015 | GSC | 1 | 0.04798 | 423.3 | 423.3 |  |  |  |  | 0.04798 | 20.3101
80012 | LAR | F | South | YES | -0.001462 | 0 | 0 | 0 | 0 | 1.04 | DCTie | 1 | 0.048031 | 0 | 0 |  |  |  |  | 0.048031 | 0
80265 | LARECU40A | 4 | South | YES | -0.001462 | 80 | 0 | 100 |  | 1.039 | GGT | 1 | 0.048031 | 100 | 100 |  |  |  |  | 0.048031 | 4.8031
80266 | LARECU50A | 5 | South | YES | -0.001462 | 80 | 0 | 100 |  | 1.039 | GGT | 1 | 0.048031 | 100 | 100 |  |  |  |  | 0.048031 | 4.8031
5890 | PEARSALLGEN1 | 1 | South | YES | -0.001394 | 19.2 | 6 | 24 | 0 | 1.0161 | GST | 1 | 0.048099 | 24 | 24 |  |  |  |  | 0.048099 | 1.1544
5891 | PEARSALLGEN2 | 1 | South | YES | -0.001394 | 19.4 | 6 | 24.3 | 0 | 1.0161 | GST | 1 | 0.048099 | 24.3 | 24.3 |  |  |  |  | 0.048099 | 1.1688
5892 | PEARSALLGEN3 | 1 | South | YES | -0.001394 | 19.1 | 6 | 23.9 | 0 | 1.0161 | GST | 1 | 0.048099 | 23.9 | 23.9 |  |  |  |  | 0.048099 | 1.1496
7035 | L_WIRTZ_1G1Y | 1 | South | YES | -0.001381 | 0 | 0 | 29 |  | 1 | Hydro | 1 | 0.048112 | 0 | 0 |  |  |  |  | 0.048112 | 0
7036 | L_WIRTZ_1G2Y | 2 | South | YES | -0.001381 | 23 | 0 | 29.8 |  | 1 | Hydro | 1 | 0.048112 | 0 | 0 |  |  |  |  | 0.048112 | 0
7028 | L_MARBFA1_1Y | 1 | South | YES | -0.000975 | 0 | 0 | 18 |  | 1 | Hydro | 1 | 0.048518 | 0 | 0 |  |  |  |  | 0.048518 | 0
7029 | L_MARBFA1_2Y | 2 | South | YES | -0.000975 | 0 | 0 | 18 |  | 1 | Hydro | 1 | 0.048518 | 0 | 0 |  |  |  |  | 0.048518 | 0
88299 | ZAPATA | F | South | YES | -0.000724 | 0 | 0 | 0 | 0 | 1.02 | BLT | 1 | 0.048769 | 0 | 0 |  |  |  |  | 0.048769 | 0
5728 | FALCONHYDRO2 | 2 | South | YES | -0.000215 | 12 | 0 | 12 | 0 | 1.0227 | Hydro | 1 | 0.049278 | 0 | 0 |  |  |  |  | 0.049278 | 0
5729 | FALCONHYDRO3 | 3 | South | YES | -0.000215 | 11 | 0 | 11 | 0 | 1.0227 | Hydro | 1 | 0.049278 | 0 | 0 |  |  |  |  | 0.049278 | 0
8048 | FALCONHYDRO1 | 1 | South | YES | -0.000215 | 12 | 0 | 12 | 0 | 1.0227 | Hydro | 1 | 0.049278 | 0 | 0 |  |  |  |  | 0.049278 | 0
5934 | SI_RAY5 | 5 | South | YES | 0 | 0 | 10 | 15 |  | 1.035 | GST | 1 | 0.049493 | 15 | 15 |  |  |  |  | 0.049493 | 0.7424
8139 | JOS #1 | MB | South | YES | 0 | 0 | 45 | 255 |  | 1.02 | GST | 1 | 0.049493 | 0 | 0 |  |  |  |  | 0.049493 | 0
8285 | LAR #1 | MB | South | YES | 0 | 0 | 9 | 32 |  | 1.0497 | GST | 1 | 0.049493 | 0 | 0 |  |  |  |  | 0.049493 | 0
8287 | LAR #2 | MB | South | YES | 0 | 0 | 9 | 32 |  | 1.04 | GST | 1 | 0.049493 | 0 | 0 |  |  |  |  | 0.049493 | 0
8288 | LAR #3 | MB | South | YES | 0 | 0 | 25 | 105 |  | 1.04 | GST | 1 | 0.049493 | 0 | 0 |  |  |  |  | 0.049493 | 0
8388 | BATES0A | MB | South | YES | 0 | 0 | 21 | 71 |  | 1.033 | GST | 1 | 0.049493 | 0 | 0 |  |  |  |  | 0.049493 | 0
8393 | BATES0B | MB | South | YES | 0 | 0 | 25 | 110 |  | 1.03 | GST | 1 | 0.049493 | 0 | 0 |  |  |  |  | 0.049493 | 0
8437 | NUECES_B0C | MB | South | YES | 0 | 0 | 7 | 30 |  | 1.03 | GST | 1 | 0.049493 | 0 | 0 |  |  |  |  | 0.049493 | 0
8438 | NUECES_B0B | MB | South | YES | 0 | 0 | 26 | 169 |  | 1.03 | GST | 1 | 0.049493 | 0 | 0 |  |  |  |  | 0.049493 | 0
8442 | NUECES_B0A | MB | South | YES | 0 | 0 | 81 | 367 |  | 1.03 | GST | 1 | 0.049493 | 0 | 0 |  |  |  |  | 0.049493 | 0
39190 | TNSLCGN1__8 | 1 | Houston | YES | 0 | 0 | 10 | 30 |  | 1.03 | Cogen | 1 | 0.049493 | 0 | 0 |  |  |  |  | 0.049493 | 0
88508 | FALFURRI | F | South | YES | 7.9e-05 | 0 | 0 | 0 | 0 | 1 | AVR | 1 | 0.049572 | 0 | 0 |  |  |  |  | 0.049572 | 0
5264 | LEON_LCP3G3 | 3 | South | YES | 0.00022 | 0 | 20 | 58 |  | 1.0197 | GST | 1 | 0.049713 | 58 | 58 |  |  |  |  | 0.049713 | 2.8834
5265 | LEON_LCP4G4 | 4 | South | YES | 0.00022 | 71.2 | 25 | 89 | 0 | 1.0197 | GST | 1 | 0.049713 | 89 | 89 |  |  |  |  | 0.049713 | 4.4245
5266 | LEON_LCPCT1 | 1 | South | YES | 0.00022 | 44 | 24 | 44 | 0 | 1.0197 | GGT | 1 | 0.049713 | 44 | 44 |  |  |  |  | 0.049713 | 2.1874
5267 | LEON_LCPCT2 | 2 | South | YES | 0.00022 | 44 | 24 | 44 | 0 | 1.0197 | GGT | 1 | 0.049713 | 44 | 44 |  |  |  |  | 0.049713 | 2.1874
5268 | LEON_LCPCT3 | 3 | South | YES | 0.00022 | 43 | 24 | 43 | 0 | 1.0197 | GGT | 1 | 0.049713 | 43 | 43 |  |  |  |  | 0.049713 | 2.1377
5269 | LEON_LCPCT4 | 4 | South | YES | 0.00022 | 45 | 24 | 45 | 0 | 1.0197 | GGT | 1 | 0.049713 | 45 | 45 |  |  |  |  | 0.049713 | 2.2371
7031 | L_MARSFO1G1Y | 1 | South | YES | 0.000244 | 0 | 0 | 36 |  | 1 | Hydro | 1 | 0.049737 | 0 | 0 |  |  |  |  | 0.049737 | 0
7032 | L_MARSFO1G2Y | 2 | South | YES | 0.000244 | 0 | 0 | 35 |  | 1 | Hydro | 1 | 0.049737 | 0 | 0 |  |  |  |  | 0.049737 | 0
7033 | L_MARSFO1G3Y | 3 | South | YES | 0.000244 | 0 | 0 | 36 |  | 1 | Hydro | 1 | 0.049737 | 0 | 0 |  |  |  |  | 0.049737 | 0
5028 | BRAUNIG_VHB3 | 3 | South | YES | 0.000306 | 407 | 60 | 407 | 0 | 1.0138 | GST | 1 | 0.049799 | 407 | 407 |  |  |  |  | 0.049799 | 20.2684
8933 | FGNTS001 | 1 | South | YES | 0.000316 | 146.5 | 0 | 146.5 | 0 | 1.03 | CC | 1 | 0.049809 | 146.5 | 146.5 |  |  |  |  | 0.049809 | 7.2971
8934 | FGNTS101 | 2 | South | YES | 0.000316 | 147.9 | 0 | 147.9 | 0 | 1.03 | CC | 1 | 0.049809 | 147.9 | 147.9 |  |  |  |  | 0.049809 | 7.3668
8935 | FGNTS201 | 3 | South | YES | 0.000316 | 173 | 0 | 173 | 0 | 1.03 | CC | 1 | 0.049809 | 173 | 173 |  |  |  |  | 0.049809 | 8.617
5026 | BRAUNIG_VHB1 | 1 | South | YES | 0.000334 | 215 | 40 | 215 | 0 | 1.0192 | GST | 1 | 0.049827 | 215 | 215 |  |  |  |  | 0.049827 | 10.7129
5027 | BRAUNIG_VHB2 | 2 | South | YES | 0.000334 | 172.8 | 40 | 216 | 0 | 1.0192 | GST | 1 | 0.049827 | 216 | 216 |  |  |  |  | 0.049827 | 10.7627
5031 | BRA_VHBCT1 | 1 | South | YES | 0.000334 | 44 | 24 | 44 | 0 | 1.0192 | #N/A | 1 | 0.049827 | 44 | 44 |  |  |  |  | 0.049827 | 2.1924
5032 | BRA_VHBCT2 | 2 | South | YES | 0.000334 | 44 | 24 | 44 | 0 | 1.0192 | #N/A | 1 | 0.049827 | 44 | 44 |  |  |  |  | 0.049827 | 2.1924
5033 | BRA_VHBCT3 | 3 | South | YES | 0.000334 | 43 | 24 | 43 | 0 | 1.0192 | #N/A | 1 | 0.049827 | 43 | 43 |  |  |  |  | 0.049827 | 2.1426
5034 | BRA_VHBCT4 | 4 | South | YES | 0.000334 | 45 | 24 | 45 | 0 | 1.0192 | #N/A | 1 | 0.049827 | 45 | 45 |  |  |  |  | 0.049827 | 2.2422
5396 | CALAVER_OWS1 | 1 | South | YES | 0.000335 | 418 | 80 | 418 | 0 | 1.0192 | GST | 1 | 0.049828 | 418 | 418 |  |  |  |  | 0.049828 | 20.8283
5397 | CALAVER_OWS2 | 2 | South | YES | 0.000335 | 400 | 80 | 400 | 0 | 1.0192 | GST | 1 | 0.049828 | 400 | 400 |  |  |  |  | 0.049828 | 19.9314
5111 | CALAVER_JTD1 | 1 | South | YES | 0.00035 | 430 | 80 | 430 | 0 | 1.0138 | LIGCO | 1 | 0.049843 | 0 | 430 |  |  |  |  | 0.049843 | 21.4327
5112 | CALAVER_JTD2 | 2 | South | YES | 0.00035 | 430 | 80 | 430 | 0 | 1.0138 | LIGCO | 1 | 0.049843 | 0 | 430 |  |  |  |  | 0.049843 | 21.4327
5903 | SANMIGUELGEN | 1 | South | YES | 0.000396 | 396.3 | 180 | 396.3 | 0 | 1.0331 | LIGCO | 1 | 0.049889 | 0 | 396.3 |  |  |  |  | 0.049889 | 19.7712
88198 | BEEVILLE | F | South | YES | 0.000399 | 0 | 0 | 0 | 0 | 1.02 | AVR | 1 | 0.049892 | 0 | 0 |  |  |  |  | 0.049892 | 0
8936 | MVGN#1 | 1 | South | YES | 0.000403 | 216.6 | 0 | 216.6 | 0 | 1.0304 | CC | 1 | 0.049896 | 216.6 | 216.6 |  |  |  |  | 0.049896 | 10.8076
8937 | MVGN#2 | 2 | South | YES | 0.000403 | 216.7 | 0 | 216.7 | 0 | 1.0304 | CC | 1 | 0.049896 | 216.7 | 216.7 |  |  |  |  | 0.049896 | 10.8125
8938 | MVGN#3 | 3 | South | YES | 0.000403 | 250.9 | 0 | 250.9 | 0 | 1.0304 | CC | 1 | 0.049896 | 250.9 | 250.9 |  |  |  |  | 0.049896 | 12.519
8981 | HECN1 | 1 | South | YES | 0.000404 | 144.8 | 0 | 144.8 | 0 | 1.0304 | CC | 1 | 0.049897 | 144.8 | 144.8 |  |  |  |  | 0.049897 | 7.2251
8982 | HECN2 | 2 | South | YES | 0.000404 | 144.1 | 0 | 144.1 | 0 | 1.0304 | CC | 1 | 0.049897 | 144.1 | 144.1 |  |  |  |  | 0.049897 | 7.1902
8983 | HECN3 | 3 | South | YES | 0.000404 | 171.9 | 0 | 171.9 | 0 | 1.0304 | CC | 1 | 0.049897 | 171.9 | 171.9 |  |  |  |  | 0.049897 | 8.5774
5436 | TUTTL_WBT1G1 | 1 | South | YES | 0.000407 | 48.8 | 20 | 61 | 0 | 1.012 | GST | 1 | 0.0499 | 61 | 61 |  |  |  |  | 0.0499 | 3.0439
5438 | TUTTL_WBT3G3 | 3 | South | YES | 0.000407 | 95 | 25 | 95 | 0 | 1.012 | GST | 1 | 0.0499 | 95 | 95 |  |  |  |  | 0.0499 | 4.7405
5439 | TUTTL_WBT4G4 | 4 | South | YES | 0.000407 | 120.8 | 40 | 151 | 0 | 1.012 | GST | 1 | 0.0499 | 151 | 151 |  |  |  |  | 0.0499 | 7.535
5476 | BRA_AVR1_CT1 | 1 | South | YES | 0.000444 | 155 | 90 | 155 | 0 | 1.017 | CC | 1 | 0.049937 | 155 | 155 |  |  |  |  | 0.049937 | 7.7403
5477 | BRA_AVR1_ST1 | 1 | South | YES | 0.000444 | 174 | 138 | 174 | 0 | 1.017 | CC | 1 | 0.049937 | 174 | 174 |  |  |  |  | 0.049937 | 8.6891
5478 | BRA_AVR1_CT2 | 1 | South | YES | 0.000444 | 155 | 90 | 155 | 0 | 1.017 | CC | 1 | 0.049937 | 155 | 155 |  |  |  |  | 0.049937 | 7.7403
80003 | MILHWYS | F | South | YES | 0.000468 | 0 | 0 | 0 | 0 | 1.0168 | AVR | 1 | 0.049961 | 0 | 0 |  |  |  |  | 0.049961 | 0
5932 | SI_RAY9 | 9 | South | YES | 0.000469 | 32 | 32 | 38 | 0 | 1.035 | CC | 1 | 0.049962 | 38 | 38 |  |  |  |  | 0.049962 | 1.8986
5933 | SI_RAY6 | 6 | South | YES | 0.000469 | 15.4 | 10 | 19.3 | 0 | 1.035 | GST | 1 | 0.049962 | 19.3 | 19.3 |  |  |  |  | 0.049962 | 0.96427
5935 | SI_RAY10 | 10 | South | YES | 0.000469 | 47 | 10 | 47 | 0 | 1.03 | CC | 1 | 0.049962 | 47 | 47 |  |  |  |  | 0.049962 | 2.3482
5401 | CALAVER_JKS1 | 1 | South | YES | 0.000478 | 562 | 100 | 562 | 0 | 1.018 | LIGCO | 1 | 0.049971 | 0 | 562 |  |  |  |  | 0.049971 | 28.0839
80080 | GWINDT11A | 4 | South | YES | 0.000505 | 8.2 | 0 | 19 | 0 | 1.025 | Wind | 1 | 0.049998 | 0 | 19 |  |  |  |  | 0.049998 | 0.94997
80080 | GWINDT11A | 3 | South | YES | 0.000505 | 16.4 | 0 | 38 | 0 | 1.025 | Wind | 1 | 0.049998 | 0 | 38 |  |  |  |  | 0.049998 | 1.8999
80080 | GWINDT11A | 1 | South | YES | 0.000505 | 40.6 | 0 | 94 | 0 | 1.025 | Wind | 1 | 0.049998 | 0 | 94 |  |  |  |  | 0.049998 | 4.6998
80080 | GWINDT11A | 2 | South | YES | 0.000505 | 17.7 | 0 | 41 | 0 | 1.025 | Wind | 1 | 0.049998 | 0 | 41 |  |  |  |  | 0.049998 | 2.0499
80081 | GWINDT21A | 2 | South | YES | 0.000505 | 15.5 | 0 | 36 | 0 | 1.025 | Wind | 1 | 0.049998 | 0 | 36 |  |  |  |  | 0.049998 | 1.7999
80081 | GWINDT21A | 4 | South | YES | 0.000505 | 9.5 | 0 | 22 | 0 | 1.025 | Wind | 1 | 0.049998 | 0 | 22 |  |  |  |  | 0.049998 | 1.1
80081 | GWINDT21A | 3 | South | YES | 0.000505 | 18.6 | 0 | 43 | 0 | 1.025 | Wind | 1 | 0.049998 | 0 | 43 |  |  |  |  | 0.049998 | 2.1499
80081 | GWINDT21A | 1 | South | YES | 0.000505 | 40.6 | 0 | 94 | 0 | 1.025 | Wind | 1 | 0.049998 | 0 | 94 |  |  |  |  | 0.049998 | 4.6998
80180 | PNSCALT11A | 1 | South | YES | 0.000505 | 63 | 0 | 146 | 0 | 1.025 | Wind | 1 | 0.049998 | 0 | 146 |  |  |  |  | 0.049998 | 7.2998
80180 | PNSCALT11A | 2 | South | YES | 0.000505 | 21.6 | 0 | 50 | 0 | 1.025 | Wind | 1 | 0.049998 | 0 | 50 |  |  |  |  | 0.049998 | 2.4999
80181 | PNSCALT21A | 2 | South | YES | 0.000505 | 21.6 | 0 | 50 | 0 | 1.025 | Wind | 1 | 0.049998 | 0 | 50 |  |  |  |  | 0.049998 | 2.4999
80181 | PNSCALT21A | 1 | South | YES | 0.000505 | 23.7 | 0 | 55 | 0 | 1.025 | Wind | 1 | 0.049998 | 0 | 55 |  |  |  |  | 0.049998 | 2.7499
8517 | CELANEBI0A | 1 | South | YES | 0.000531 | 29 | 0 | 29 | 0 | 1.02 | Cogen | 1 | 0.050024 | 0 | 0 |  |  |  |  | 0.050024 | 0
7487 | L_CANYHY8_1Y | 1 | South | YES | 0.000532 | 0 | 0 | 6 |  | 1 | Hydro | 1 | 0.050025 | 0 | 0 |  |  |  |  | 0.050025 | 0
7609 | L_SCHUMA8_1Y | 1 | South | YES | 0.000564 | 0 | 0 | 4 |  | 1 | Hydro | 1 | 0.050057 | 0 | 0 |  |  |  |  | 0.050057 | 0
8461 | KOCH_UP0A | 1 | South | YES | 0.000567 | 38 | 0 | 38 | 0 | 1.012 | Cogen | 1 | 0.05006 | 0 | 0 |  |  |  |  | 0.05006 | 0
8511 | OXY_CC0A | 1 | South | YES | 0.000572 | 30.3 | 0 | 38 |  | 1.027 | Cogen | 1 | 0.050065 | 0 | 0 |  |  |  |  | 0.050065 | 0
8506 | VAL #1 | 1 | South | YES | 0.000573 | 20.9 | 0 | 25 | 0 | 1.0055 | Cogen | 1 | 0.050066 | 0 | 0 |  |  |  |  | 0.050066 | 0
8507 | VAL #2 | 2 | South | YES | 0.000573 | 20.9 | 0 | 25 | 0 | 1.0055 | Cogen | 1 | 0.050066 | 0 | 0 |  |  |  |  | 0.050066 | 0
8459 | B_DAVIS0B | MB | South | YES | 0.000579 | 0 | 50 | 339 |  | 1.03 | GSC | 1 | 0.050072 | 0 | 0 |  |  |  |  | 0.050072 | 0
8460 | B_DAVIS0A | MB | South | YES | 0.000579 | 0 | 50 | 340 |  | 1.03 | GSC | 1 | 0.050072 | 0 | 0 |  |  |  |  | 0.050072 | 0
8456 | COSW#1 | 1 | South | YES | 0.000584 | 20 | 0 | 20 | 0 | 1.027 | Cogen | 1 | 0.050077 | 0 | 0 |  |  |  |  | 0.050077 | 0
8457 | COSW#2 | 2 | South | YES | 0.000584 | 14 | 0 | 14 | 0 | 1.027 | Cogen | 1 | 0.050077 | 0 | 0 |  |  |  |  | 0.050077 | 0
8560 | CNOPGT1 | 1 | South | YES | 0.000587 | 148.3 | 0 | 148.3 | 0 | 1.03 | Cogen | 1 | 0.05008 | 0 | 0 |  |  |  |  | 0.05008 | 0
8561 | CNOPGT2 | 2 | South | YES | 0.000587 | 148.6 | 0 | 148.6 | 0 | 1.03 | Cogen | 1 | 0.05008 | 0 | 0 |  |  |  |  | 0.05008 | 0
8562 | CNOPST1 | 3 | South | YES | 0.000587 | 153 | 0 | 153 | 0 | 1.03 | Cogen | 1 | 0.05008 | 0 | 0 |  |  |  |  | 0.05008 | 0
7800 | L_GUADGE1_1Y | 1 | South | YES | 0.000616 | 147 | 30 | 147 | 0 | 1.02 | CC | 1 | 0.050109 | 147 | 147 |  |  |  |  | 0.050109 | 7.3661
7801 | L_GUADGE1_2Y | 2 | South | YES | 0.000616 | 138 | 30 | 138 | 0 | 1.02 | CC | 1 | 0.050109 | 138 | 138 |  |  |  |  | 0.050109 | 6.9151
7802 | L_GUADGE1_3Y | 3 | South | YES | 0.000616 | 146 | 30 | 146 | 0 | 1.02 | CC | 1 | 0.050109 | 146 | 146 |  |  |  |  | 0.050109 | 7.316
7803 | L_GUADGE1_4Y | 4 | South | YES | 0.000616 | 149 | 30 | 149 | 0 | 1.02 | CC | 1 | 0.050109 | 149 | 149 |  |  |  |  | 0.050109 | 7.4663
7804 | L_GUADGE1_5Y | 5 | South | YES | 0.000616 | 182 | 30 | 182 | 0 | 1.02 | CC | 1 | 0.050109 | 182 | 182 |  |  |  |  | 0.050109 | 9.1199
7805 | L_GUADGE1_6Y | 6 | South | YES | 0.000616 | 203 | 30 | 203 | 0 | 1.02 | CC | 1 | 0.050109 | 203 | 203 |  |  |  |  | 0.050109 | 10.1722
8161 | COLETO0A | 1 | South | YES | 0.000628 | 633 | 200 | 633 | 0 | 1.03 | LIGCO | 1 | 0.050121 | 0 | 633 |  |  |  |  | 0.050121 | 31.7268
7605 | L_MCQUEE9_1Y | 2 | South | YES | 0.000632 | 0 | 0 | 2.4 |  | 1.025 | Hydro | 1 | 0.050125 | 0 | 0 |  |  |  |  | 0.050125 | 0
7605 | L_MCQUEE9_1Y | 1 | South | YES | 0.000632 | 0 | 0 | 2.4 |  | 1.025 | Hydro | 1 | 0.050125 | 0 | 0 |  |  |  |  | 0.050125 | 0
7605 | L_MCQUEE9_1Y | 3 | South | YES | 0.000632 | 0 | 0 | 2.8 |  | 1.025 | Hydro | 1 | 0.050125 | 0 | 0 |  |  |  |  | 0.050125 | 0
8926 | LGE_GT10A | 1 | South | YES | 0.000632 | 158 | 0 | 158 | 0 | 1.03 | Cogen | 1 | 0.050125 | 0 | 0 |  |  |  |  | 0.050125 | 0
8927 | LGE_GT20A | 2 | South | YES | 0.000632 | 153 | 0 | 153 | 0 | 1.03 | Cogen | 1 | 0.050125 | 0 | 0 |  |  |  |  | 0.050125 | 0
8928 | LGE_STG0A | 3 | South | YES | 0.000632 | 100 | 0 | 100 | 0 | 1.03 | Cogen | 1 | 0.050125 | 0 | 0 |  |  |  |  | 0.050125 | 0
8930 | ICPGN10A | 1 | South | YES | 0.000632 | 149 | 0 | 149 | 0 | 1.03 | Cogen | 1 | 0.050125 | 0 | 0 |  |  |  |  | 0.050125 | 0
8931 | ICPGN20A | 2 | South | YES | 0.000632 | 150 | 0 | 150 | 0 | 1.03 | Cogen | 1 | 0.050125 | 0 | 0 |  |  |  |  | 0.050125 | 0
8932 | ICPGN30A | 3 | South | YES | 0.000632 | 127 | 0 | 127 | 0 | 1.03 | Cogen | 1 | 0.050125 | 0 | 0 |  |  |  |  | 0.050125 | 0
80223 | REYSHR G | 1 | South | YES | 0.000632 | 12 | 0 | 12 | 0 | 1.032 | Cogen | 1 | 0.050125 | 0 | 0 |  |  |  |  | 0.050125 | 0
7810 | L_RIONOG1G1Y | 1 | South | YES | 0.00066 | 148 | 0 | 148 | 0 | 1.02 | CC | 1 | 0.050153 | 148 | 148 |  |  |  |  | 0.050153 | 7.4227
7811 | L_RIONOG1G2Y | 2 | South | YES | 0.00066 | 148 | 0 | 148 | 0 | 1.02 | CC | 1 | 0.050153 | 148 | 148 |  |  |  |  | 0.050153 | 7.4227
7812 | L_RIONOG1G3Y | 3 | South | YES | 0.00066 | 154 | 0 | 154 | 0 | 1.02 | CC | 1 | 0.050153 | 154 | 154 |  |  |  |  | 0.050153 | 7.7236
7813 | L_RIONOG1S1Y | 4 | South | YES | 0.00066 | 293 | 0 | 293 | 0 | 1.02 | CC | 1 | 0.050153 | 293 | 293 |  |  |  |  | 0.050153 | 14.6949
7624 | L_LAKEWO9_1Y | 2 | South | YES | 0.0007 | 0 | 0 | 2.4 |  | 1 | Hydro | 1 | 0.050193 | 0 | 0 |  |  |  |  | 0.050193 | 0
7624 | L_LAKEWO9_1Y | 1 | South | YES | 0.0007 | 0 | 0 | 2.4 |  | 1 | Hydro | 1 | 0.050193 | 0 | 0 |  |  |  |  | 0.050193 | 0
7014 | L_HAYSEN1_1Y | 1 | South | YES | 0.000703 | 223.9 | 74 | 223.9 | 0 | 1.008 | CC | 1 | 0.050196 | 223.9 | 223.9 |  |  |  |  | 0.050196 | 11.239
7015 | L_HAYSEN1_2Y | 2 | South | YES | 0.000703 | 225 | 74 | 225 | 0 | 1.008 | CC | 1 | 0.050196 | 225 | 225 |  |  |  |  | 0.050196 | 11.2942
7016 | L_HAYSEN1_3Y | 3 | South | YES | 0.000703 | 224.6 | 74 | 224.6 | 0 | 1.008 | CC | 1 | 0.050196 | 224.6 | 224.6 |  |  |  |  | 0.050196 | 11.2741
7017 | L_HAYSEN1_4Y | 4 | South | YES | 0.000703 | 226.7 | 74 | 226.7 | 0 | 1.008 | CC | 1 | 0.050196 | 226.7 | 226.7 |  |  |  |  | 0.050196 | 11.3795
8189 | CUECPL2A | 1 | South | YES | 0.000718 | 12 | 0 | 12 | 0 | 1.02 | Cogen | 1 | 0.050211 | 0 | 0 |  |  |  |  | 0.050211 | 0
5503 | RAYBURNGEN3 | 1 | South | YES | 0.000761 | 17.6 | 6 | 22 | 0 | 1.0223 | GST | 1 | 0.050254 | 22 | 22 |  |  |  |  | 0.050254 | 1.1056
5505 | RAYBURNGEN1 | 1 | South | YES | 0.000761 | 0 | 1 | 11 |  | 1.0223 | GGT | 1 | 0.050254 | 11 | 11 |  |  |  |  | 0.050254 | 0.5528
5506 | RAYBURNGEN2 | 1 | South | YES | 0.000761 | 0 | 1 | 11 |  | 1.0223 | GGT | 1 | 0.050254 | 11 | 11 |  |  |  |  | 0.050254 | 0.5528
5508 | RAYBURNCC9 | 1 | South | YES | 0.000796 | 47.7 | 18.2 | 47.7 | 0 | 1.0296 | CC | 1 | 0.050289 | 47.7 | 47.7 |  |  |  |  | 0.050289 | 2.3988
5509 | RAYBURNCC10 | 1 | South | YES | 0.000796 | 37.3 | 5.2 | 37.3 | 0 | 1.0296 | CC | 1 | 0.050289 | 37.3 | 37.3 |  |  |  |  | 0.050289 | 1.8758
5511 | RAYBURNCC7 | 1 | South | YES | 0.000796 | 47.5 | 18.2 | 47.5 | 0 | 1.0296 | CC | 1 | 0.050289 | 47.5 | 47.5 |  |  |  |  | 0.050289 | 2.3887
5512 | RAYBURNCC8 | 1 | South | YES | 0.000796 | 49.3 | 18.2 | 49.3 | 0 | 1.0296 | CC | 1 | 0.050289 | 49.3 | 49.3 |  |  |  |  | 0.050289 | 2.4793
7020 | L_AUSTPL1_1Y | 2 | South | YES | 0.000797 | 0 | 0 | 8 |  | 1 | Hydro | 1 | 0.05029 | 0 | 0 |  |  |  |  | 0.05029 | 0
7020 | L_AUSTPL1_1Y | 1 | South | YES | 0.000797 | 0 | 0 | 8 |  | 1 | Hydro | 1 | 0.05029 | 0 | 0 |  |  |  |  | 0.05029 | 0
8173 | VICEC51A | 5 | South | YES | 0.000799 | 144 | 18 | 144 | 0 | 1.025 | CC | 1 | 0.050292 | 144 | 144 |  |  |  |  | 0.050292 | 7.2421
8174 | VICEC61A | 6 | South | YES | 0.000799 | 188 | 42 | 188 | 0 | 1.025 | CC | 1 | 0.050292 | 188 | 188 |  |  |  |  | 0.050292 | 9.455
8066 | DUP1V#1 | 1 | South | YES | 0.000819 | 52.3 | 0 | 73 | 0 | 1.01 | Cogen | 1 | 0.050312 | 0 | 0 |  |  |  |  | 0.050312 | 0
80224 | VISTRONG1 | 1 | South | YES | 0.000845 | 13.1 | 0 | 15 | 0 | 1.01 | Cogen | 1 | 0.050338 | 0 | 0 |  |  |  |  | 0.050338 | 0
80225 | VISTRONG2 | 2 | South | YES | 0.000845 | 20.2 | 0 | 23 | 0 | 1.01 | Cogen | 1 | 0.050338 | 0 | 0 |  |  |  |  | 0.050338 | 0
80227 | AIRCO G | 1 | South | YES | 0.00085 | 7.2 | 0 | 8 | 0 | 1.0104 | Cogen | 1 | 0.050343 | 0 | 0 |  |  |  |  | 0.050343 | 0
9016 | SANDH_G1 | 1 | South | YES | 0.000854 | 45 | 2 | 49 | 0 | 1.0175 | GGT | 1 | 0.050347 | 49 | 49 |  |  |  |  | 0.050347 | 2.467
9017 | SANDH_G2 | 2 | South | YES | 0.000854 | 45 | 2 | 46 | 0 | 1.0175 | GGT | 1 | 0.050347 | 46 | 46 |  |  |  |  | 0.050347 | 2.316
9018 | SANDH_G3 | 3 | South | YES | 0.000854 | 45 | 2 | 46 | 0 | 1.0175 | GGT | 1 | 0.050347 | 46 | 46 |  |  |  |  | 0.050347 | 2.316
9019 | SANDH_G4 | 4 | South | YES | 0.000854 | 0 | 2 | 47 |  | 1.0175 | GGT | 1 | 0.050347 | 47 | 47 |  |  |  |  | 0.050347 | 2.3663
9020 | SANDHG5A | 5A | South | YES | 0.000854 | 150 | 84 | 155 | 0 | 1.0175 | CC | 1 | 0.050347 | 155 | 155 |  |  |  |  | 0.050347 | 7.8038
9021 | SANDHG5C | 5C | South | YES | 0.000854 | 140 | 0 | 148 | 0 | 1.0175 | CC | 1 | 0.050347 | 148 | 148 |  |  |  |  | 0.050347 | 7.4514
9000 | DECKR_G1 | 1 | South | YES | 0.000856 | 280 | 50 | 321 | 0 | 1.015 | GST | 1 | 0.050349 | 321 | 321 |  |  |  |  | 0.050349 | 16.1622
9001 | DECKR_G2 | 2 | South | YES | 0.000856 | 400 | 50 | 426 | 0 | 1.015 | GST | 1 | 0.050349 | 426 | 426 |  |  |  |  | 0.050349 | 21.4488
8147 | UCAR #2 | 10 | South | YES | 0.000866 | 18.2 | 0 | 28 |  | 1 | Cogen | 1 | 0.050359 | 0 | 0 |  |  |  |  | 0.050359 | 0
8148 | UCAR #1 | 2 | South | YES | 0.000866 | 6.1 | 0 | 7 | 0 | 1.009 | Cogen | 1 | 0.050359 | 0 | 0 |  |  |  |  | 0.050359 | 0
80137 | CSDR89 | 9 | South | YES | 0.000866 | 0 | 0 | 15 |  | 1.003 | DCTie | 1 | 0.050359 | 0 | 0 |  |  |  |  | 0.050359 | 0
80137 | CSDR89 | 8 | South | YES | 0.000866 | 33.9 | 0 | 39 |  | 1.003 | DCTie | 1 | 0.050359 | 0 | 0 |  |  |  |  | 0.050359 | 0
80138 | CSDR7 | 7 | South | YES | 0.000866 | 6.1 | 0 | 7 | 0 | 1.014 | DCTie | 1 | 0.050359 | 0 | 0 |  |  |  |  | 0.050359 | 0
80139 | CSDR56 | 5 | South | YES | 0.000866 | 15 | 0 | 15 |  | 1.0033 | DCTie | 1 | 0.050359 | 0 | 0 |  |  |  |  | 0.050359 | 0
80139 | CSDR56 | 6 | South | YES | 0.000866 | 0 | 0 | 39 |  | 1.0033 | DCTie | 1 | 0.050359 | 0 | 0 |  |  |  |  | 0.050359 | 0
80140 | CSDR11 | 11 | South | YES | 0.000866 | 33.9 | 0 | 39 | 0 | 1.03 | DCTie | 1 | 0.050359 | 0 | 0 |  |  |  |  | 0.050359 | 0
9002 | DECKR_G3 | 3 | South | YES | 0.000896 | 0 | 24 | 42 |  | 1.015 | GGT | 1 | 0.050389 | 42 | 42 |  |  |  |  | 0.050389 | 2.1164
9003 | DECKR_G4 | 4 | South | YES | 0.000896 | 44 | 24 | 44 | 0 | 1.015 | GGT | 1 | 0.050389 | 44 | 44 |  |  |  |  | 0.050389 | 2.2171
9004 | DECKR_G5 | 5 | South | YES | 0.000896 | 44 | 24 | 44 | 0 | 1.015 | GGT | 1 | 0.050389 | 44 | 44 |  |  |  |  | 0.050389 | 2.2171
9005 | DECKR_G6 | 6 | South | YES | 0.000896 | 44 | 24 | 47 | 0 | 1.015 | GGT | 1 | 0.050389 | 47 | 47 |  |  |  |  | 0.050389 | 2.3683
80226 | ALCOA G | 1 | South | YES | 0.000943 | 32.3 | 5 | 48 | 0 | 1.015 | Cogen | 1 | 0.050436 | 0 | 0 |  |  |  |  | 0.050436 | 0
8134 | FOR #1 | 1 | South | YES | 0.000963 | 54.1 | 45 | 79 | 0 | 1.03 | Cogen | 1 | 0.050456 | 0 | 0 |  |  |  |  | 0.050456 | 0
8138 | FOR #2 | 2 | South | YES | 0.000963 | 63.1 | 45 | 81 | 0 | 1.03 | Cogen | 1 | 0.050456 | 0 | 0 |  |  |  |  | 0.050456 | 0
8153 | FOR #3 | 3 | South | YES | 0.000963 | 63.1 | 45 | 79.9 | 0 | 1.03 | Cogen | 1 | 0.050456 | 0 | 0 |  |  |  |  | 0.050456 | 0
8154 | FOR #4 | 4 | South | YES | 0.000963 | 63.1 | 60 | 80 | 0 | 1.03 | Cogen | 1 | 0.050456 | 0 | 0 |  |  |  |  | 0.050456 | 0
8155 | FOR #5 | 5 | South | YES | 0.000963 | 63.1 | 60 | 78.4 | 0 | 1.03 | Cogen | 1 | 0.050456 | 0 | 0 |  |  |  |  | 0.050456 | 0
8156 | FOR #6 | 6 | South | YES | 0.000963 | 24.9 | 5 | 25 | 0 | 1.03 | Cogen | 1 | 0.050456 | 0 | 0 |  |  |  |  | 0.050456 | 0
8157 | FOR #7 | 7 | South | YES | 0.000963 | 28.8 | 5 | 46 | 0 | 1.03 | Cogen | 1 | 0.050456 | 0 | 0 |  |  |  |  | 0.050456 | 0
80051 | FOR #8 | 8 | South | YES | 0.000963 | 28 | 28 | 28 | 0 | 1.016 | Cogen | 1 | 0.050456 | 0 | 0 |  |  |  |  | 0.050456 | 0
80052 | FOR #9 | 9 | South | YES | 0.000963 | 29.7 | 5 | 43.6 | 0 | 1.03 | Cogen | 1 | 0.050456 | 0 | 0 |  |  |  |  | 0.050456 | 0
80053 | FOR #10 | 10 | South | YES | 0.000963 | 68.4 | 45 | 75 | 0 | 1.03 | Cogen | 1 | 0.050456 | 0 | 0 |  |  |  |  | 0.050456 | 0
7004 | L_SIMGID1_1Y | 1 | South | YES | 0.001006 | 132 | 40 | 132 | 0 | 1.02 | GST | 1 | 0.050499 | 132 | 132 |  |  |  |  | 0.050499 | 6.6659
7005 | L_SIMGID1_2Y | 2 | South | YES | 0.001006 | 133 | 32 | 139 | 0 | 1.02 | GST | 1 | 0.050499 | 139 | 139 |  |  |  |  | 0.050499 | 7.0194
7006 | L_SIMGID1_3Y | 3 | South | YES | 0.001006 | 324.9 | 60 | 329 | 0 | 1.02 | GST | 1 | 0.050499 | 329 | 329 |  |  |  |  | 0.050499 | 16.6143
7807 | L_BASTEN1_1Y | 1 | South | YES | 0.001094 | 152.5 | 83.5 | 152.5 | 0 | 1.004 | CC | 1 | 0.050587 | 152.5 | 152.5 |  |  |  |  | 0.050587 | 7.7146
7808 | L_BASTEN1_2Y | 1 | South | YES | 0.001094 | 149.5 | 83.5 | 149.5 | 0 | 1.004 | CC | 1 | 0.050587 | 149.5 | 149.5 |  |  |  |  | 0.050587 | 7.5628
7809 | L_BASTEN1_3Y | 1 | South | YES | 0.001094 | 232.6 | 42 | 232.6 | 0 | 1.004 | CC | 1 | 0.050587 | 232.6 | 232.6 |  |  |  |  | 0.050587 | 11.7666
7303 | L_WPPGS12_1Y | 1 | South | YES | 0.001124 | 50 | 0 | 50 | 0 | 1.025 | GGT | 1 | 0.050617 | 50 | 50 |  |  |  |  | 0.050617 | 2.5309
7303 | L_WPPGS12_1Y | 2 | South | YES | 0.001124 | 50 | 0 | 50 | 0 | 1.025 | GGT | 1 | 0.050617 | 50 | 50 |  |  |  |  | 0.050617 | 2.5309
7305 | L_WPPGS34_1Y | 4 | South | YES | 0.001124 | 50 | 0 | 50 | 0 | 1.025 | GGT | 1 | 0.050617 | 50 | 50 |  |  |  |  | 0.050617 | 2.5309
7305 | L_WPPGS34_1Y | 3 | South | YES | 0.001124 | 50 | 0 | 50 | 0 | 1.025 | GGT | 1 | 0.050617 | 50 | 50 |  |  |  |  | 0.050617 | 2.5309
7007 | L_LOSTPI1_1Y | 1 | South | YES | 0.001197 | 158.6 | 110 | 158 | 0 | 1 | CC | 1 | 0.05069 | 158 | 158 |  |  |  |  | 0.05069 | 8.0091
7008 | L_LOSTPI1_2Y | 2 | South | YES | 0.001197 | 157.7 | 107 | 160 | 0 | 1 | CC | 1 | 0.05069 | 160 | 160 |  |  |  |  | 0.05069 | 8.1105
7009 | L_LOSTPI1_3Y | 3 | South | YES | 0.001197 | 173.9 | 72 | 175 | 0 | 1 | CC | 1 | 0.05069 | 175 | 175 |  |  |  |  | 0.05069 | 8.8708
7010 | L_FPPYD11_1Y | 1 | South | YES | 0.001214 | 547.4 | 200 | 606 | 0 | 1.02 | LIGCO | 1 | 0.050707 | 0 | 606 |  |  |  |  | 0.050707 | 30.7287
7011 | L_FPPYD11_2Y | 2 | South | YES | 0.001214 | 552.2 | 200 | 598 | 0 | 1.02 | LIGCO | 1 | 0.050707 | 0 | 598 |  |  |  |  | 0.050707 | 30.323
7012 | L_FPPYD21_3Y | 3 | South | YES | 0.001214 | 427.5 | 200 | 436 | 0 | 1.02 | LIGCO | 1 | 0.050707 | 0 | 436 |  |  |  |  | 0.050707 | 22.1084
3432 | SANDOW_4G | 4 | South | YES | 0.001644 | 580 | 225 | 580 | 0 | 1.029 | LIGCO | 1 | 0.051137 | 0 | 580 |  |  |  |  | 0.051137 | 29.6597
13432 | SANDOW_5G | 5 | South | YES | 0.001644 | 581 | 225 | 581 | 0 | 1.029 | LIGCO | 1 | 0.051137 | 0 | 581 |  |  |  |  | 0.051137 | 29.7108
5911 | STP_GN1___1 | 1 | Houston | YES | 0.001654 | 1333 | 1249 | 1333 | 0 | 1.0406 | Nuc | 1 | 0.051147 | 0 | 0 |  |  |  |  | 0.051147 | 0
5912 | STP_GN2___2 | 2 | Houston | YES | 0.001654 | 1332 | 1249 | 1332 | 0 | 1.0406 | Nuc | 1 | 0.051147 | 0 | 0 |  |  |  |  | 0.051147 | 0
48731 | CBE_GT1 | 1 | Houston | YES | 0.001684 | 76 | 0 | 76 | 0 | 1.029 | CC | 1 | 0.051177 | 76 | 76 |  |  |  |  | 0.051177 | 3.8895
48732 | CBE_GT2 | 1 | Houston | YES | 0.001684 | 76 | 0 | 76 | 0 | 1.029 | CC | 1 | 0.051177 | 76 | 76 |  |  |  |  | 0.051177 | 3.8895
48733 | CBE_ST12 | 1 | Houston | YES | 0.001684 | 105 | 0 | 105 | 0 | 1.029 | CC | 1 | 0.051177 | 105 | 105 |  |  |  |  | 0.051177 | 5.3736
48734 | CBE_GT3 | 1 | Houston | YES | 0.001684 | 76 | 0 | 76 | 0 | 1.029 | CC | 1 | 0.051177 | 76 | 76 |  |  |  |  | 0.051177 | 3.8895
48735 | CBE_GT4 | 1 | Houston | YES | 0.001684 | 76 | 0 | 76 | 0 | 1.029 | CC | 1 | 0.051177 | 76 | 76 |  |  |  |  | 0.051177 | 3.8895
48736 | CBE_ST34 | 1 | Houston | YES | 0.001684 | 105 | 0 | 105 | 0 | 1.029 | CC | 1 | 0.051177 | 105 | 105 |  |  |  |  | 0.051177 | 5.3736
48911 | TGF_GT1_8000 | 1 | Houston | YES | 0.001714 | 69.2 | 0 | 69.2 |  | 1.029 | Cogen | 1 | 0.051207 | 0 | 0 |  |  |  |  | 0.051207 | 0
49851 | DOW17000 | 37 | Houston | YES | 0.001889 | 39 | 0 | 62 | 0 | 1 | Cogen | 1 | 0.051382 | 0 | 0 |  |  |  |  | 0.051382 | 0
49858 | DOW38100 | 31 | Houston | YES | 0.001889 | 45 | 0 | 71.4 |  | 1 | Cogen | 1 | 0.051382 | 0 | 0 |  |  |  |  | 0.051382 | 0
49859 | DOW38200 | 33 | Houston | YES | 0.001889 | 28 | 0 | 45 | 0 | 1 | Cogen | 1 | 0.051382 | 0 | 0 |  |  |  |  | 0.051382 | 0
49860 | DOW38300 | 32 | Houston | YES | 0.001889 | 63 | 0 | 101 |  | 1 | Cogen | 1 | 0.051382 | 0 | 0 |  |  |  |  | 0.051382 | 0
49862 | DOW39100 | 36 | Houston | YES | 0.001889 | 54 | 0 | 86 | 0 | 1 | Cogen | 1 | 0.051382 | 0 | 0 |  |  |  |  | 0.051382 | 0
49863 | DOW39200 | 35 | Houston | YES | 0.001889 | 55 | 0 | 88 | 0 | 1 | Cogen | 1 | 0.051382 | 0 | 0 |  |  |  |  | 0.051382 | 0
49865 | DOW41000 | 41 | Houston | YES | 0.001889 | 31 | 0 | 50 |  | 1 | Cogen | 1 | 0.051382 | 0 | 0 |  |  |  |  | 0.051382 | 0
49866 | DOW42000 | 42 | Houston | YES | 0.001889 | 11 | 0 | 18 |  | 1 | Cogen | 1 | 0.051382 | 0 | 0 |  |  |  |  | 0.051382 | 0
49869 | DOW49000 | 45 | Houston | YES | 0.001889 | 59 | 0 | 94 |  | 1 | Cogen | 1 | 0.051382 | 0 | 0 |  |  |  |  | 0.051382 | 0
49870 | DOW61000 | 61 | Houston | YES | 0.001889 | 44 | 0 | 70 | 0 | 1 | Cogen | 1 | 0.051382 | 0 | 0 |  |  |  |  | 0.051382 | 0
49871 | DOW62000 | 62 | Houston | YES | 0.001889 | 40 | 0 | 63 | 0 | 1 | Cogen | 1 | 0.051382 | 0 | 0 |  |  |  |  | 0.051382 | 0
49872 | DOW63000 | 63 | Houston | YES | 0.001889 | 45 | 0 | 72 | 0 | 1 | Cogen | 1 | 0.051382 | 0 | 0 |  |  |  |  | 0.051382 | 0
49873 | DOW64000 | 64 | Houston | YES | 0.001889 | 41 | 0 | 64.8 | 0 | 1 | Cogen | 1 | 0.051382 | 0 | 0 |  |  |  |  | 0.051382 | 0
49876 | DOW65000 | 65 | Houston | YES | 0.001889 | 63 | 0 | 101 | 0 | 1 | Cogen | 1 | 0.051382 | 0 | 0 |  |  |  |  | 0.051382 | 0
49877 | DOW66000 | 66 | Houston | YES | 0.001889 | 61 | 0 | 97 | 0 | 1 | Cogen | 1 | 0.051382 | 0 | 0 |  |  |  |  | 0.051382 | 0
49878 | DOW67000 | 67 | Houston | YES | 0.001889 | 65 | 0 | 103 | 0 | 1 | Cogen | 1 | 0.051382 | 0 | 0 |  |  |  |  | 0.051382 | 0
49882 | DOW81000 | 81 | Houston | YES | 0.001889 | 47 | 0 | 76 | 0 | 1 | Cogen | 1 | 0.051382 | 0 | 0 |  |  |  |  | 0.051382 | 0
49884 | DOW82000 | 82 | Houston | YES | 0.001889 | 51 | 0 | 80 | 0 | 1 | Cogen | 1 | 0.051382 | 0 | 0 |  |  |  |  | 0.051382 | 0
49885 | DOW83000 | 83 | Houston | YES | 0.001889 | 51 | 0 | 80 | 0 | 1 | Cogen | 1 | 0.051382 | 0 | 0 |  |  |  |  | 0.051382 | 0
49886 | DOW84000 | 84 | Houston | YES | 0.001889 | 107 | 0 | 171 | 0 | 0.98 | Cogen | 1 | 0.051382 | 0 | 0 |  |  |  |  | 0.051382 | 0
48520 | BSF_GT1_8070 | 1 | Houston | YES | 0.001933 | 72 | 0 | 72 | 0 | 1.0326 | Cogen | 1 | 0.051426 | 0 | 0 |  |  |  |  | 0.051426 | 0
48520 | BSF_GT1_8070 | 2 | Houston | YES | 0.001933 | 10 | 0 | 10 | 0 | 1.0326 | Cogen | 1 | 0.051426 | 0 | 0 |  |  |  |  | 0.051426 | 0
39760 | TNSCLP1___8 | 1 | Houston | YES | 0.001969 | 93.4 | 20 | 116.8 | 0 | 1.04 | Cogen | 1 | 0.051462 | 0 | 0 |  |  |  |  | 0.051462 | 0
39770 | TNSCLP2___8 | 1 | Houston | YES | 0.001969 | 91.6 | 20 | 114.5 | 0 | 1.04 | Cogen | 1 | 0.051462 | 0 | 0 |  |  |  |  | 0.051462 | 0
39775 | TNSCLP4___8 | 1 | Houston | YES | 0.001969 | 95.2 | 20 | 119 | 0 | 1.04 | Cogen | 1 | 0.051462 | 0 | 0 |  |  |  |  | 0.051462 | 0
39790 | TNSCLP3___8 | 1 | Houston | YES | 0.001969 | 87.6 | 20 | 109.5 | 0 | 1.027 | Cogen | 1 | 0.051462 | 0 | 0 |  |  |  |  | 0.051462 | 0
48730 | MNS_GT | 1 | Houston | YES | 0.002087 | 43 | 0 | 46.1 |  | 1.029 | Cogen | 1 | 0.05158 | 0 | 0 |  |  |  |  | 0.05158 | 0
48926 | WAP_GN6_6 | 6 | Houston | YES | 0.002095 | 651 | 280 | 651 |  | 1.035 | LIGCO | 1 | 0.051588 | 0 | 651 |  |  |  |  | 0.051588 | 33.584
48927 | WAP_GN7_7 | 7 | Houston | YES | 0.002095 | 564 | 277 | 564 |  | 1.035 | LIGCO | 1 | 0.051588 | 0 | 564 |  |  |  |  | 0.051588 | 29.0959
48928 | WAP_GN8_8 | 8 | Houston | YES | 0.002095 | 603 | 275 | 603 |  | 1.035 | LIGCO | 1 | 0.051588 | 0 | 603 |  |  |  |  | 0.051588 | 31.1078
48521 | BVE_GT1_GT1 | 1 | Houston | YES | 0.002096 | 167.7 | 0 | 167.7 |  | 1.035 | CC | 1 | 0.051589 | 167.7 | 167.7 |  |  |  |  | 0.051589 | 8.6515
48522 | BVE_GT2_5035 | 2 | Houston | YES | 0.002096 | 166.4 | 0 | 166.4 |  | 1.035 | CC | 1 | 0.051589 | 166.4 | 166.4 |  |  |  |  | 0.051589 | 8.5845
48523 | BVE_ST1_GN1 | 3 | Houston | YES | 0.002096 | 252.4 | 0 | 252.4 |  | 1.035 | CC | 1 | 0.051589 | 252.4 | 252.4 |  |  |  |  | 0.051589 | 13.0212
48510 | AK_GT1__8040 | 1 | Houston | YES | 0.002105 | 33.4 | 8.1 | 34 |  | 1.029 | Cogen | 1 | 0.051598 | 0 | 0 |  |  |  |  | 0.051598 | 0
48921 | WAP_GN1_1 | 1 | Houston | YES | 0.002118 | 132.8 | 37 | 166 | 0 | 1.0362 | GST | 1 | 0.051611 | 166 | 166 |  |  |  |  | 0.051611 | 8.5675
48922 | WAP_GN2_2 | 2 | Houston | YES | 0.002118 | 132.8 | 37 | 166 | 0 | 1.0362 | GST | 1 | 0.051611 | 166 | 166 |  |  |  |  | 0.051611 | 8.5675
48923 | WAP_GN3_3 | 3 | Houston | YES | 0.002118 | 198.4 | 93 | 248 | 0 | 1.0362 | GST | 1 | 0.051611 | 248 | 248 |  |  |  |  | 0.051611 | 12.7996
48924 | WAP_GN4_4 | 4 | Houston | YES | 0.002118 | 546 | 217 | 546 | 0 | 1.0362 | GSC | 1 | 0.051611 | 546 | 546 |  |  |  |  | 0.051611 | 28.1798
48925 | WAP_GN5_5 | 5 | Houston | YES | 0.002118 | 636.4 | 278 | 654 | 0 | 0.985 | LIGCO | 1 | 0.051611 | 0 | 654 |  |  |  |  | 0.051611 | 33.7538
48929 | WAPGT21_GT1 | B1 | Houston | YES | 0.002118 | 0 | 0 | 13 |  | 1.05 | GGT | 1 | 0.051611 | 13 | 13 |  |  |  |  | 0.051611 | 0.67095
38580 | TNBP_CGN1_8 | 1 | Houston | YES | 0.002184 | 70.8 | 0 | 70.8 | 0 | 1.005 | Cogen | 1 | 0.051677 | 0 | 0 |  |  |  |  | 0.051677 | 0
38590 | TNBP_CGN2_8 | 2 | Houston | YES | 0.002184 | 66.7 | 0 | 66.7 | 0 | 1.005 | Cogen | 1 | 0.051677 | 0 | 0 |  |  |  |  | 0.051677 | 0
38600 | TNBP_CGN3_8 | 5 | Houston | YES | 0.002184 | 53 | 0 | 53 | 0 | 1.005 | Cogen | 1 | 0.051677 | 0 | 0 |  |  |  |  | 0.051677 | 0
38611 | TNBPAMCG1_8 | 1 | Houston | YES | 0.002184 | 153.2 | 0 | 153.2 | 0 | 1.005 | Cogen | 1 | 0.051677 | 0 | 0 |  |  |  |  | 0.051677 | 0
38612 | TNBPAMCG2_8 | 2 | Houston | YES | 0.002184 | 153.5 | 0 | 153.5 | 0 | 1.005 | Cogen | 1 | 0.051677 | 0 | 0 |  |  |  |  | 0.051677 | 0
38613 | TNBPAMCG3_8 | 3 | Houston | YES | 0.002184 | 152.3 | 0 | 152.3 | 0 | 1.005 | Cogen | 1 | 0.051677 | 0 | 0 |  |  |  |  | 0.051677 | 0
38614 | TNBPAMCG4_8 | 4 | Houston | YES | 0.002184 | 96 | 0 | 96 |  | 1.005 | Cogen | 1 | 0.051677 | 0 | 0 |  |  |  |  | 0.051677 | 0
38615 | TNBPAMCG5_8 | 1 | Houston | YES | 0.002184 | 244 | 0 | 244 | 0 | 1.005 | Cogen | 1 | 0.051677 | 0 | 0 |  |  |  |  | 0.051677 | 0
38690 | TNBP_CGN4_8 | 3 | Houston | YES | 0.002184 | 40 | 0 | 40 |  | 1.005 | Cogen | 1 | 0.051677 | 0 | 0 |  |  |  |  | 0.051677 | 0
38711 | TNTXCTY1CG8 | 1 | Houston | YES | 0.002184 | 100.3 | 59 | 100.3 | 0 | 1 | Cogen | 1 | 0.051677 | 0 | 0 |  |  |  |  | 0.051677 | 0
38712 | TNTXCTY2CG8 | 1 | Houston | YES | 0.002184 | 92.9 | 59 | 92.9 | 0 | 1 | Cogen | 1 | 0.051677 | 0 | 0 |  |  |  |  | 0.051677 | 0
38713 | TNTXCTY3CG8 | 1 | Houston | YES | 0.002184 | 102.7 | 59 | 102.7 | 0 | 1 | Cogen | 1 | 0.051677 | 0 | 0 |  |  |  |  | 0.051677 | 0
38714 | TNTXCTY4CG8 | 1 | Houston | YES | 0.002184 | 103 | 59 | 103 | 0 | 1 | Cogen | 1 | 0.051677 | 0 | 0 |  |  |  |  | 0.051677 | 0
39470 | TNDOWCGNSG8 | 1 | Houston | YES | 0.002184 | 32 | 10 | 32 | 0 | 0.985 | Cogen | 1 | 0.051677 | 0 | 0 |  |  |  |  | 0.051677 | 0
39480 | TNDOWCGNGG8 | 1 | Houston | YES | 0.002184 | 30 | 10 | 30 | 0 | 0.985 | Cogen | 1 | 0.051677 | 0 | 0 |  |  |  |  | 0.051677 | 0
48772 | PHR_GN2_2 | MB | Houston | YES | 0.002216 | 0 | 72 | 459 |  | 1.0362 | GSC | 1 | 0.051709 | 0 | 0 |  |  |  |  | 0.051709 | 0
48561 | CTL_GT2_8130 | 1 | Houston | YES | 0.002238 | 73.5 | 30.3 | 91.9 |  | 1.0362 | Cogen | 1 | 0.051731 | 0 | 0 |  |  |  |  | 0.051731 | 0
48562 | CTL_GT3_8135 | 2 | Houston | YES | 0.002238 | 70.1 | 30.3 | 87.6 |  | 1.0362 | Cogen | 1 | 0.051731 | 0 | 0 |  |  |  |  | 0.051731 | 0
48563 | CTL_GT4_8140 | 3 | Houston | YES | 0.002238 | 69.6 | 30.3 | 87 |  | 1.0362 | Cogen | 1 | 0.051731 | 0 | 0 |  |  |  |  | 0.051731 | 0
48564 | CTL_GN1_8145 | 4 | Houston | YES | 0.002238 | 43.6 | 12.9 | 54.5 |  | 1.0362 | Cogen | 1 | 0.051731 | 0 | 0 |  |  |  |  | 0.051731 | 0
48565 | CTL_GN2_8155 | 5 | Houston | YES | 0.002238 | 9.8 | 3.4 | 12.2 |  | 1.0362 | Cogen | 1 | 0.051731 | 0 | 0 |  |  |  |  | 0.051731 | 0
48531 | BYU_GT1_8075 | 1 | Houston | YES | 0.002246 | 65 | 0 | 65 |  | 1.0362 | Cogen | 1 | 0.051739 | 0 | 0 |  |  |  |  | 0.051739 | 0
48532 | BYU_GT2_8055 | 2 | Houston | YES | 0.002246 | 62 | 0 | 62 |  | 1.0362 | Cogen | 1 | 0.051739 | 0 | 0 |  |  |  |  | 0.051739 | 0
48533 | BYU_GT3_8060 | 3 | Houston | YES | 0.002246 | 67 | 0 | 67 |  | 1.0362 | Cogen | 1 | 0.051739 | 0 | 0 |  |  |  |  | 0.051739 | 0
48534 | BYU_GT4_8065 | 4 | Houston | YES | 0.002246 | 65 | 0 | 65 |  | 1.0362 | Cogen | 1 | 0.051739 | 0 | 0 |  |  |  |  | 0.051739 | 0
48691 | GBY_73741085 | B | Houston | YES | 0.002259 | 37.6 | 20 | 47 | 0 | 1.0362 | GGT | 1 | 0.051752 | 47 | 47 |  |  |  |  | 0.051752 | 2.4324
48691 | GBY_73741085 | A | Houston | YES | 0.002259 | 37.6 | 20 | 47 | 0 | 1.0362 | GGT | 1 | 0.051752 | 47 | 47 |  |  |  |  | 0.051752 | 2.4324
48692 | GBY_81821075 | D | Houston | YES | 0.002259 | 44 | 20 | 55 | 0 | 1.0362 | GGT | 1 | 0.051752 | 55 | 55 |  |  |  |  | 0.051752 | 2.8464
48692 | GBY_81821075 | C | Houston | YES | 0.002259 | 37.6 | 20 | 47 | 0 | 1.0362 | GGT | 1 | 0.051752 | 47 | 47 |  |  |  |  | 0.051752 | 2.4324
48693 | GBY_83841065 | E | Houston | YES | 0.002259 | 45.6 | 20 | 57 | 0 | 1.0362 | GGT | 1 | 0.051752 | 57 | 57 |  |  |  |  | 0.051752 | 2.9499
48693 | GBY_83841065 | F | Houston | YES | 0.002259 | 43.2 | 20 | 54 | 0 | 1.0362 | GGT | 1 | 0.051752 | 54 | 54 |  |  |  |  | 0.051752 | 2.7946
48841 | SJS_GT1_GT1 | 1 | Houston | YES | 0.002262 | 62.4 | 49 | 78 | 0 | 1.0362 | Cogen | 1 | 0.051755 | 0 | 0 |  |  |  |  | 0.051755 | 0
48842 | SJS_GT2_GT2 | 2 | Houston | YES | 0.002262 | 64.8 | 49 | 81 | 0 | 1.0362 | Cogen | 1 | 0.051755 | 0 | 0 |  |  |  |  | 0.051755 | 0
48641 | DPEC_GT15040 | 1 | Houston | YES | 0.002266 | 163.2 | 98 | 163.2 | 0 | 1.0319 | CC | 1 | 0.051759 | 163.2 | 163.2 |  |  |  |  | 0.051759 | 8.4471
48642 | DPEC_GT25025 | 2 | Houston | YES | 0.002266 | 157.1 | 98 | 157.1 | 0 | 1.0319 | CC | 1 | 0.051759 | 157.1 | 157.1 |  |  |  |  | 0.051759 | 8.1314
48643 | DPEC_GT35010 | 3 | Houston | YES | 0.002266 | 157.5 | 98 | 157.5 | 0 | 1.0319 | CC | 1 | 0.051759 | 157.5 | 157.5 |  |  |  |  | 0.051759 | 8.1521
48644 | DPEC_GT45070 | 4 | Houston | YES | 0.002266 | 157 | 98 | 157 | 0 | 1.0319 | CC | 1 | 0.051759 | 157 | 157 |  |  |  |  | 0.051759 | 8.1262
48645 | DPEC_ST55065 | 5 | Houston | YES | 0.002266 | 282 | 0 | 282 | 0 | 1.0319 | CC | 1 | 0.051759 | 282 | 282 |  |  |  |  | 0.051759 | 14.5961
48761 | PR_GT1__9040 | 1 | Houston | YES | 0.00227 | 26 | 0 | 35 |  | 1 | Cogen | 1 | 0.051763 | 0 | 0 |  |  |  |  | 0.051763 | 0
48852 | SRB_GN2_2 | 2 | Houston | YES | 0.002274 | 140.8 | 26 | 176 | 0 | 1.0217 | GST | 1 | 0.051767 | 176 | 176 |  |  |  |  | 0.051767 | 9.1111
48855 | SRB_GT211035 | B1 | Houston | YES | 0.002274 | 0 | 0 | 18 |  | 1.014 | GGT | 1 | 0.051767 | 18 | 18 |  |  |  |  | 0.051767 | 0.93181
48855 | SRB_GT211035 | B2 | Houston | YES | 0.002274 | 0 | 0 | 12 |  | 1.014 | GGT | 1 | 0.051767 | 12 | 12 |  |  |  |  | 0.051767 | 0.62121
48551 | CAL_GT1_8045 | 1 | Houston | YES | 0.002275 | 149 | 0 | 149 | 0 | 1.0326 | Cogen | 1 | 0.051768 | 0 | 0 |  |  |  |  | 0.051768 | 0
48552 | CAL_ST1_8000 | 2 | Houston | YES | 0.002275 | 65.1 | 0 | 65.1 | 0 | 1.0326 | Cogen | 1 | 0.051768 | 0 | 0 |  |  |  |  | 0.051768 | 0
48851 | SRB_GN1_1 | 1 | Houston | YES | 0.002275 | 132 | 26 | 165 | 0 | 1.0217 | GST | 1 | 0.051768 | 165 | 165 |  |  |  |  | 0.051768 | 8.5418
48611 | DIB_GT1_8080 | 1 | Houston | YES | 0.002276 | 64 | 0 | 64 | 0 | 1.0326 | Cogen | 1 | 0.051769 | 0 | 0 |  |  |  |  | 0.051769 | 0
48612 | DIB_GT2_8075 | 2 | Houston | YES | 0.002276 | 63.2 | 0 | 63.2 | 0 | 1.0326 | Cogen | 1 | 0.051769 | 0 | 0 |  |  |  |  | 0.051769 | 0
48613 | DIB_ST1_8085 | 3 | Houston | YES | 0.002276 | 67.9 | 30 | 82.6 | 0 | 1.0326 | Cogen | 1 | 0.051769 | 0 | 0 |  |  |  |  | 0.051769 | 0
48614 | DIB_GT3_8090 | 4 | Houston | YES | 0.002276 | 73.6 | 15 | 73.6 | 0 | 1.0326 | Cogen | 1 | 0.051769 | 0 | 0 |  |  |  |  | 0.051769 | 0
48740 | PSG_GN2_8050 | 1 | Houston | YES | 0.002276 | 182 | 60 | 182 | 0 | 1.0326 | Cogen | 1 | 0.051769 | 0 | 0 |  |  |  |  | 0.051769 | 0
48741 | PSG_GT2_8040 | 1 | Houston | YES | 0.002276 | 158.6 | 50 | 158.6 | 0 | 1.0326 | Cogen | 1 | 0.051769 | 0 | 0 |  |  |  |  | 0.051769 | 0
48742 | PSG_GT3_8060 | 1 | Houston | YES | 0.002276 | 157 | 50 | 157 | 0 | 1.0326 | Cogen | 1 | 0.051769 | 0 | 0 |  |  |  |  | 0.051769 | 0
48845 | SOL_GT1 | 1 | Houston | YES | 0.002276 | 16.2 | 15.4 | 16.2 |  | 1.0326 | Solar | 1 | 0.051769 | 16.2 | 16.2 |  |  |  |  | 0.051769 | 0.83866
48853 | SRB_GN3_3 | 3 | Houston | YES | 0.002276 | 170.4 | 35 | 213 |  | 1.0326 | GST | 1 | 0.051769 | 213 | 213 |  |  |  |  | 0.051769 | 11.0269
48854 | SRB_GN4_4 | 4 | Houston | YES | 0.002276 | 182.4 | 35 | 228 | 0 | 1.0326 | GST | 1 | 0.051769 | 228 | 228 |  |  |  |  | 0.051769 | 11.8034
48820 | SHELLG1_3015 | 1 | Houston | YES | 0.002281 | 71 | 34.5 | 71 |  | 1.029 | Cogen | 1 | 0.051774 | 0 | 0 |  |  |  |  | 0.051774 | 0
48821 | SHELLG2 | 2 | Houston | YES | 0.002281 | 72 | 34.5 | 72 |  | 1.029 | Cogen | 1 | 0.051774 | 0 | 0 |  |  |  |  | 0.051774 | 0
48822 | SHELLG3_3020 | 1 | Houston | YES | 0.002281 | 39 | 0 | 39 |  | 1.029 | Cogen | 1 | 0.051774 | 0 | 0 |  |  |  |  | 0.051774 | 0
48822 | SHELLG3_3020 | 2 | Houston | YES | 0.002281 | 30 | 0 | 30 |  | 1.029 | Cogen | 1 | 0.051774 | 0 | 0 |  |  |  |  | 0.051774 | 0
48500 | APD_GT1_8005 | 1 | Houston | YES | 0.00229 | 137.6 | 54.6 | 137.6 |  | 1.0362 | Cogen | 1 | 0.051783 | 0 | 0 |  |  |  |  | 0.051783 | 0
48511 | LPE_GT1_8070 | 1 | Houston | YES | 0.00229 | 42 | 0 | 42 | 0 | 1.0362 | GGT | 1 | 0.051783 | 42 | 42 |  |  |  |  | 0.051783 | 2.1749
48512 | LPE_GT2_8075 | 2 | Houston | YES | 0.00229 | 42 | 0 | 42 | 0 | 1.0362 | GGT | 1 | 0.051783 | 42 | 42 |  |  |  |  | 0.051783 | 2.1749
48513 | LPE_GT3_8080 | 3 | Houston | YES | 0.00229 | 39 | 0 | 39 | 0 | 1.0362 | GGT | 1 | 0.051783 | 39 | 39 |  |  |  |  | 0.051783 | 2.0196
48514 | LPE_GT4_8085 | 4 | Houston | YES | 0.00229 | 39 | 0 | 39 | 0 | 1.0362 | GGT | 1 | 0.051783 | 39 | 39 |  |  |  |  | 0.051783 | 2.0196
48593 | CHE_GT1_8015 | 1 | Houston | YES | 0.002293 | 173 | 50 | 173 | 0 | 1.0362 | Cogen | 1 | 0.051786 | 0 | 0 |  |  |  |  | 0.051786 | 0
48594 | CHE_GN4_8025 | 4 | Houston | YES | 0.002293 | 142 | 60 | 142 | 0 | 1.0362 | Cogen | 1 | 0.051786 | 0 | 0 |  |  |  |  | 0.051786 | 0
48873 | THW_ST3_ST_3 | 3 | Houston | YES | 0.002305 | 107 | 19 | 107 | 0 | 1.0435 | CC | 1 | 0.051798 | 107 | 107 |  |  |  |  | 0.051798 | 5.5424
48874 | THW_ST4_ST_4 | 4 | Houston | YES | 0.002305 | 108 | 19 | 108 | 0 | 1.0435 | CC | 1 | 0.051798 | 108 | 108 |  |  |  |  | 0.051798 | 5.5942
48875 | THW_3132 | B | Houston | YES | 0.002305 | 53 | 5 | 53 | 0 | 1.0435 | CC | 1 | 0.051798 | 53 | 53 |  |  |  |  | 0.051798 | 2.7453
48875 | THW_3132 | A | Houston | YES | 0.002305 | 55 | 5 | 55 | 0 | 1.0435 | CC | 1 | 0.051798 | 55 | 55 |  |  |  |  | 0.051798 | 2.8489
48877 | THW_3334 | C | Houston | YES | 0.002305 | 55 | 5 | 55 | 0 | 1.0435 | CC | 1 | 0.051798 | 55 | 55 |  |  |  |  | 0.051798 | 2.8489
48877 | THW_3334 | D | Houston | YES | 0.002305 | 57 | 5 | 57 | 0 | 1.0435 | CC | 1 | 0.051798 | 57 | 57 |  |  |  |  | 0.051798 | 2.9525
48879 | THW_4142 | E | Houston | YES | 0.002305 | 56 | 5 | 56 | 0 | 1.0435 | CC | 1 | 0.051798 | 56 | 56 |  |  |  |  | 0.051798 | 2.9007
48879 | THW_4142 | F | Houston | YES | 0.002305 | 55 | 5 | 55 | 0 | 1.0435 | CC | 1 | 0.051798 | 55 | 55 |  |  |  |  | 0.051798 | 2.8489
48881 | THW_4344 | G | Houston | YES | 0.002305 | 58 | 5 | 58 | 0 | 1.0435 | CC | 1 | 0.051798 | 58 | 58 |  |  |  |  | 0.051798 | 3.0043
48881 | THW_4344 | H | Houston | YES | 0.002305 | 58 | 5 | 58 | 0 | 1.0435 | CC | 1 | 0.051798 | 58 | 58 |  |  |  |  | 0.051798 | 3.0043
48582 | CBY_GN2_2 | 2 | Houston | YES | 0.002311 | 596.8 | 110 | 746 | 0 | 1.0435 | GSC | 1 | 0.051804 | 746 | 746 |  |  |  |  | 0.051804 | 38.6461
49803 | EXN_15GT | 1 | Houston | YES | 0.002315 | 33 | 8.3 | 34 |  | 1.0326 | Cogen | 1 | 0.051808 | 0 | 0 |  |  |  |  | 0.051808 | 0
49804 | EXN_16GT | 2 | Houston | YES | 0.002315 | 32 | 8.3 | 34.7 |  | 1.0326 | Cogen | 1 | 0.051808 | 0 | 0 |  |  |  |  | 0.051808 | 0
49805 | EXN_17GT | 3 | Houston | YES | 0.002315 | 31 | 8.3 | 32.7 |  | 1.0326 | Cogen | 1 | 0.051808 | 0 | 0 |  |  |  |  | 0.051808 | 0
49826 | EXN938GT | 5 | Houston | YES | 0.002315 | 43 | 9.2 | 45.9 | 0 | 1.0326 | Cogen | 1 | 0.051808 | 0 | 0 |  |  |  |  | 0.051808 | 0
49828 | EXN941GT | 10 | Houston | YES | 0.002315 | 17.7 | 5.4 | 17.7 | 0 | 1.0326 | Cogen | 1 | 0.051808 | 0 | 0 |  |  |  |  | 0.051808 | 0
49829 | EXN942GT | 11 | Houston | YES | 0.002315 | 20 | 5.4 | 20.4 | 0 | 1.0326 | Cogen | 1 | 0.051808 | 0 | 0 |  |  |  |  | 0.051808 | 0
49830 | EXN943GT | 12 | Houston | YES | 0.002315 | 19 | 5.4 | 19.9 | 0 | 1.0326 | Cogen | 1 | 0.051808 | 0 | 0 |  |  |  |  | 0.051808 | 0
49831 | EXN944GT | 13 | Houston | YES | 0.002315 | 33 | 5.4 | 35 | 0 | 1.0326 | Cogen | 1 | 0.051808 | 0 | 0 |  |  |  |  | 0.051808 | 0
49832 | EXN945GT | 9 | Houston | YES | 0.002315 | 18.5 | 9.2 | 18.5 | 0 | 1.0326 | Cogen | 1 | 0.051808 | 0 | 0 |  |  |  |  | 0.051808 | 0
49837 | EXN_GT | 4 | Houston | YES | 0.002315 | 81 | 21.3 | 85.4 | 0 | 1.0326 | Cogen | 1 | 0.051808 | 0 | 0 |  |  |  |  | 0.051808 | 0
49838 | EXN_14GT | 14 | Houston | YES | 0.002315 | 140 | 0 | 148 |  | 1.0326 | Cogen | 1 | 0.051808 | 0 | 0 |  |  |  |  | 0.051808 | 0
48883 | THW_GT1_GT_1 | B2 | Houston | YES | 0.002319 | 0 | 0 | 12 |  | 1.043 | GGT | 1 | 0.051812 | 12 | 12 |  |  |  |  | 0.051812 | 0.62175
48581 | CBY_GN1_1 | 1 | Houston | YES | 0.002325 | 595.2 | 108 | 744 | 0 | 1.0435 | GSC | 1 | 0.051818 | 744 | 744 |  |  |  |  | 0.051818 | 38.5529
48651 | EP_1_2 | 1 | Houston | YES | 0.002325 | 4 | 0 | 5 | 0 | 1.0362 | Cogen | 1 | 0.051818 | 0 | 0 |  |  |  |  | 0.051818 | 0
48651 | EP_1_2 | 2 | Houston | YES | 0.002325 | 17.7 | 10 | 21 | 0 | 1.0362 | Cogen | 1 | 0.051818 | 0 | 0 |  |  |  |  | 0.051818 | 0
48791 | PSA_GT1_8160 | 1 | Houston | YES | 0.002325 | 52 | 20.8 | 65 | 0 | 1.0362 | Cogen | 1 | 0.051818 | 0 | 0 |  |  |  |  | 0.051818 | 0
48792 | PSA_GT2_8155 | 2 | Houston | YES | 0.002325 | 52.8 | 20.3 | 66 | 0 | 1.0362 | Cogen | 1 | 0.051818 | 0 | 0 |  |  |  |  | 0.051818 | 0
48793 | PSA_GT3_8150 | 3 | Houston | YES | 0.002325 | 56 | 20.3 | 70 | 0 | 1.0362 | Cogen | 1 | 0.051818 | 0 | 0 |  |  |  |  | 0.051818 | 0
48794 | PSA_GT4_8145 | 4 | Houston | YES | 0.002325 | 52.8 | 20.3 | 66 | 0 | 1.0362 | Cogen | 1 | 0.051818 | 0 | 0 |  |  |  |  | 0.051818 | 0
48795 | PSA_GT5_8140 | 5 | Houston | YES | 0.002325 | 51.2 | 20.3 | 64 | 0 | 1.0362 | Cogen | 1 | 0.051818 | 0 | 0 |  |  |  |  | 0.051818 | 0
48796 | PSA_GN1_8165 | 1 | Houston | YES | 0.002325 | 83.2 | 43.1 | 104 | 0 | 1.0362 | Cogen | 1 | 0.051818 | 0 | 0 |  |  |  |  | 0.051818 | 0
48797 | PSA_GT6_8135 | 6 | Houston | YES | 0.002325 | 47.2 | 34.5 | 59 | 0 | 1.0362 | Cogen | 1 | 0.051818 | 0 | 0 |  |  |  |  | 0.051818 | 0
48815 | CVC_GT4_8005 | 4 | Houston | YES | 0.002328 | 165 | 91.8 | 165 |  | 1.0362 | Cogen | 1 | 0.051821 | 0 | 0 |  |  |  |  | 0.051821 | 0
48583 | CBY_GT4_1 | 1 | Houston | YES | 0.002329 | 172 | 0 | 172 | 0 | 1.026 | GSC | 1 | 0.051822 | 172 | 172 |  |  |  |  | 0.051822 | 8.9135
48584 | CBY_GT4_2 | 2 | Houston | YES | 0.002329 | 172 | 0 | 172 | 0 | 1.026 | CC | 1 | 0.051822 | 172 | 172 |  |  |  |  | 0.051822 | 8.9135
48585 | CBY_ST4_1 | 3 | Houston | YES | 0.002329 | 172 | 0 | 172 | 0 | 1.026 | CC | 1 | 0.051822 | 172 | 172 |  |  |  |  | 0.051822 | 8.9135
48595 | BTE_GT2_8075 | 1 | Houston | YES | 0.00234 | 162.8 | 130 | 162.8 | 0 | 1.0261 | CC | 1 | 0.051833 | 162.8 | 162.8 |  |  |  |  | 0.051833 | 8.4385
48596 | BTE_GT3_8045 | 2 | Houston | YES | 0.00234 | 161.4 | 130 | 161.4 | 0 | 1.0261 | CC | 1 | 0.051833 | 161.4 | 161.4 |  |  |  |  | 0.051833 | 8.3659
48597 | BTE_GT4_8055 | 3 | Houston | YES | 0.00234 | 158.9 | 130 | 158.9 | 0 | 1.0261 | CC | 1 | 0.051833 | 158.9 | 158.9 |  |  |  |  | 0.051833 | 8.2363
48598 | BTE_ST1_8070 | 4 | Houston | YES | 0.00234 | 269.2 | 60 | 269.2 | 0 | 1.0261 | CC | 1 | 0.051833 | 269.2 | 269.2 |  |  |  |  | 0.051833 | 13.9535
48690 | GBY_GN5_5 | 5 | Houston | YES | 0.002344 | 318.4 | 81 | 398 |  | 1.0362 | GSC | 1 | 0.051837 | 398 | 398 |  |  |  |  | 0.051837 | 20.6313
48885 | THW_5152 | A | Houston | YES | 0.002349 | 46.4 | 5 | 58 |  | 1.0319 | GGT | 1 | 0.051842 | 58 | 58 |  |  |  |  | 0.051842 | 3.0069
48885 | THW_5152 | B | Houston | YES | 0.002349 | 47.2 | 5 | 59 |  | 1.0319 | GGT | 1 | 0.051842 | 59 | 59 |  |  |  |  | 0.051842 | 3.0587
48886 | THW_5354 | C | Houston | YES | 0.002349 | 45.6 | 5 | 57 |  | 1.0319 | GGT | 1 | 0.051842 | 57 | 57 |  |  |  |  | 0.051842 | 2.955
48886 | THW_5354 | D | Houston | YES | 0.002349 | 46.4 | 5 | 58 |  | 1.0319 | GGT | 1 | 0.051842 | 58 | 58 |  |  |  |  | 0.051842 | 3.0069
48887 | THW_5556 | F | Houston | YES | 0.002349 | 45.6 | 5 | 57 |  | 1.0319 | GGT | 1 | 0.051842 | 57 | 57 |  |  |  |  | 0.051842 | 2.955
48887 | THW_5556 | E | Houston | YES | 0.002349 | 47.2 | 5 | 59 |  | 1.0319 | GGT | 1 | 0.051842 | 59 | 59 |  |  |  |  | 0.051842 | 3.0587
48591 | CHE_GT2_5030 | 2 | Houston | YES | 0.00241 | 173 | 50 | 173 | 0 | 1.029 | Cogen | 1 | 0.051903 | 0 | 0 |  |  |  |  | 0.051903 | 0
48811 | CVC_GT3_5045 | 3 | Houston | YES | 0.00241 | 156 | 91.8 | 156 | 0 | 1.029 | Cogen | 1 | 0.051903 | 0 | 0 |  |  |  |  | 0.051903 | 0
48812 | CVC_GT2_5020 | 2 | Houston | YES | 0.00241 | 158 | 91.8 | 158 | 0 | 1.029 | Cogen | 1 | 0.051903 | 0 | 0 |  |  |  |  | 0.051903 | 0
48813 | CVC_GT1_5035 | 1 | Houston | YES | 0.00241 | 160 | 91.8 | 160 | 0 | 1.029 | Cogen | 1 | 0.051903 | 0 | 0 |  |  |  |  | 0.051903 | 0
48814 | CVC_ST5_5040 | 1 | Houston | YES | 0.00241 | 162 | 91.8 | 162 | 0 | 1.029 | Cogen | 1 | 0.051903 | 0 | 0 |  |  |  |  | 0.051903 | 0
1898 | COMCHEPK_1G | 1 | North | YES | 0.002689 | 1159 | 1150 | 1159 | 0 | 1.032 | Nuc | 1 | 0.052182 | 0 | 0 | 0 | 0 |  |  | 0.052182 | 0
1899 | COMCHEPK_2G | 2 | North | YES | 0.002689 | 1159 | 1128 | 1159 | 0 | 1.032 | Nuc | 1 | 0.052182 | 0 | 0 | 0 | 0 |  |  | 0.052182 | 0
3416 | LAKE_CRK1_G | 1 | North | YES | 0.002812 | 60 | 33 | 75 |  | 1.029 | GST | 1 | 0.052305 | 75 | 75 | 0.2109 | 75 |  |  | 0.052305 | 3.9229
3417 | LAKE_CRK2_G | 2 | North | YES | 0.002812 | 177.6 | 40 | 222 | 0 | 1.029 | GST | 1 | 0.052305 | 222 | 222 | 0.62426 | 222 |  |  | 0.052305 | 11.6118
1643 | SLSTR1PP_1G | 1 | North | YES | 0.002904 | 6 | 0 | 60 | 0 | 1.022 | Wind | 1 | 0.052397 | 0 | 60 | 0.17424 | 60 |  |  | 0.052397 | 3.1438
1877 | WLFHOLW_1G | 1 | North | YES | 0.002928 | 217.3 | 89.2 | 217.3 | 0 | 1.032 | CC | 1 | 0.052421 | 217.3 | 217.3 | 0.63625 | 217.3 |  |  | 0.052421 | 11.3912
1878 | WLFHOLW_2G | 2 | North | YES | 0.002928 | 215.7 | 105 | 215.7 | 0 | 1.032 | CC | 1 | 0.052421 | 215.7 | 215.7 | 0.63157 | 215.7 |  |  | 0.052421 | 11.3073
1879 | WLFHOLW_3G | 3 | North | YES | 0.002928 | 272.4 | 89.2 | 272.4 | 0 | 1.032 | CC | 1 | 0.052421 | 272.4 | 272.4 | 0.79759 | 272.4 |  |  | 0.052421 | 14.2796
251 | BOSQUESW803 | 2 | North | YES | 0.002931 | 150 | 0 | 150 |  | 1.032 | CC | 1 | 0.052424 | 150 | 150 | 0.43965 | 150 |  |  | 0.052424 | 7.8637
253 | BOSQUESW804 | 2 | North | YES | 0.002931 | 80 | 0 | 80 |  | 1.032 | CC | 1 | 0.052424 | 80 | 80 | 0.23448 | 80 |  |  | 0.052424 | 4.194
238 | BOSQUESW505 | 1 | North | YES | 0.002933 | 255 | 0 | 255 | 0 | 1.02 | CC | 1 | 0.052426 | 255 | 255 | 0.74791 | 255 |  |  | 0.052426 | 13.3687
239 | BOSQUESW502 | 1 | North | YES | 0.002933 | 119.2 | 0 | 149 | 0 | 1.02 | GGT | 1 | 0.052426 | 149 | 149 | 0.43702 | 149 |  |  | 0.052426 | 7.8115
247 | BOSQUESW501 | 2 | North | YES | 0.002933 | 124.8 | 0 | 156 | 0 | 1.02 | GGT | 1 | 0.052426 | 156 | 156 | 0.45755 | 156 |  |  | 0.052426 | 8.1785
3403 | THOUSE_1G | 1 | North | YES | 0.002939 | 563 | 200 | 563 | 0 | 1.012 | GSC | 1 | 0.052432 | 563 | 563 | 1.6547 | 563 |  |  | 0.052432 | 29.5194
3404 | THOUSE_2G | 2 | North | YES | 0.002939 | 807 | 250 | 807 | 0 | 1.012 | GSC | 1 | 0.052432 | 807 | 807 | 2.3718 | 807 |  |  | 0.052432 | 42.3129
48671 | FTR_GT1_5105 | 1 | North | YES | 0.002958 | 154.2 | 0 | 154.2 | 0 | 1.0319 | CC | 1 | 0.052451 | 154.2 | 154.2 | 0.45612 | 154.2 |  |  | 0.052451 | 8.088
48672 | FTR_GT2_5110 | 2 | North | YES | 0.002958 | 159 | 0 | 159 | 0 | 1.0319 | CC | 1 | 0.052451 | 159 | 159 | 0.47032 | 159 |  |  | 0.052451 | 8.3398
48673 | FTR_GT3_5085 | 3 | North | YES | 0.002958 | 158 | 0 | 158 | 0 | 1.0319 | CC | 1 | 0.052451 | 158 | 158 | 0.46736 | 158 |  |  | 0.052451 | 8.2873
48674 | FTR_CN4_5095 | 4 | North | YES | 0.002958 | 380 | 0 | 380 | 0 | 1.0319 | CC | 1 | 0.052451 | 380 | 380 | 1.124 | 380 |  |  | 0.052451 | 19.9315
32883 | BRYN_DNSBY3 | 1 | North | YES | 0.003036 | 0 | 2 | 48 |  | 1.015 | GST | 1 | 0.052529 | 48 | 48 | 0.14573 | 48 |  |  | 0.052529 | 2.5214
32884 | BRYN_DNSBY13 | 1 | North | YES | 0.003036 | 46 | 2 | 46 | 0 | 1.015 | GST | 1 | 0.052529 | 46 | 46 | 0.13966 | 46 |  |  | 0.052529 | 2.4164
32892 | BRYN_DNSBY14 | 1 | North | YES | 0.003036 | 84 | 25 | 105 | 0 | 1.035 | GST | 1 | 0.052529 | 105 | 105 | 0.31878 | 105 |  |  | 0.052529 | 5.5156
32886 | BRYN_ATKINS3 | MB | North | YES | 0.00304 | 0 | 5 | 12 |  | 1 | GST | 1 | 0.052533 | 0 | 0 | 0 | 0 |  |  | 0.052533 | 0
32887 | BRYN_ATKINS6 | MB | North | YES | 0.00304 | 0 | 12 | 51 |  | 1.028 | GST | 1 | 0.052533 | 0 | 0 | 0 | 0 |  |  | 0.052533 | 0
32888 | BRYN_ATKINS7 | 1 | North | YES | 0.00304 | 13.6 | 4 | 17 |  | 1.028 | GGT | 1 | 0.052533 | 17 | 17 | 0.05168 | 17 |  |  | 0.052533 | 0.89307
32890 | BRYN_ATKINS4 | MB | North | YES | 0.00304 | 0 | 5 | 22 |  | 1.031 | GST | 1 | 0.052533 | 0 | 0 | 0 | 0 |  |  | 0.052533 | 0
32891 | BRYN_ATKINS5 | MB | North | YES | 0.00304 | 0 | 5 | 25 |  | 1.031 | GST | 1 | 0.052533 | 0 | 0 | 0 | 0 |  |  | 0.052533 | 0
32798 | BRYN_TAMUGEN | 1 | North | YES | 0.003046 | 32 | 0 | 32 |  | 1.02 | GST | 1 | 0.052539 | 32 | 32 | 0.097472 | 32 |  |  | 0.052539 | 1.6813
990 | GIBN_CREK_G1 | 1 | North | YES | 0.003069 | 463 | 200 | 463 | 0 | 1.0275 | LIGCO | 1 | 0.052562 | 0 | 463 | 1.4209 | 463 |  |  | 0.052562 | 24.3364
244 | WHITNYDM01 | 1 | North | YES | 0.003267 | 15 | 0 | 15 | 0 | 1.035 | Hydro | 1 | 0.05276 | 0 | 0 | 0 | 0 |  |  | 0.05276 | 0
245 | WHITNYDM02 | 2 | North | YES | 0.003267 | 15 | 0 | 15 | 0 | 1.035 | Hydro | 1 | 0.05276 | 0 | 0 | 0 | 0 |  |  | 0.05276 | 0
39960 | TNTNPONE_18 | 1 | North | YES | 0.003433 | 152.3 | 30 | 152.3 |  | 1.04 | LIGCO | 1 | 0.052926 | 0 | 152.3 | 0.52285 | 152.3 |  |  | 0.052926 | 8.0607
39970 | TNTNPONE_28 | 1 | North | YES | 0.003433 | 153 | 30 | 153 |  | 1.04 | LIGCO | 1 | 0.052926 | 0 | 153 | 0.52525 | 153 |  |  | 0.052926 | 8.0977
48721 | LEG_1___1 | 1 | North | YES | 0.003583 | 827 | 357 | 827 | 0 | 1.0348 | LIGCO | 1 | 0.053076 | 0 | 827 | 2.9631 | 827 |  |  | 0.053076 | 43.8942
48722 | LEG_2___2 | 2 | North | YES | 0.003583 | 819 | 357 | 819 | 0 | 1.0348 | LIGCO | 1 | 0.053076 | 0 | 819 | 2.9345 | 819 |  |  | 0.053076 | 43.4696
1889 | DECRDOVA_1G | 1 | North | YES | 0.003828 | 779 | 255 | 779 | 0 | 1.02 | GSC | 1 | 0.053321 | 779 | 779 | 2.982 | 779 |  |  | 0.053321 | 41.5374
366 | JNSNCNTY802 | 1 | North | YES | 0.003915 | 168 | 20 | 168 | 0 | 1.02 | Cogen | 1 | 0.053408 | 0 | 0 | 0 | 0 |  |  | 0.053408 | 0
367 | JNSNCNTY802 | 2 | North | YES | 0.003915 | 90 | 20 | 90 | 0 | 1.02 | Cogen | 1 | 0.053408 | 0 | 0 | 0 | 0 |  |  | 0.053408 | 0
3381 | BBRN_1G | 1 | North | YES | 0.003922 | 618 | 225 | 618 | 0 | 1.03 | LIGCO | 1 | 0.053415 | 0 | 618 | 2.4238 | 618 |  |  | 0.053415 | 33.0107
3382 | BBRN_2G | 2 | North | YES | 0.003922 | 589 | 225 | 589 | 0 | 1.03 | LIGCO | 1 | 0.053415 | 0 | 589 | 2.3101 | 589 |  |  | 0.053415 | 31.4617
13131 | CALFREST_1G | 1 | North | YES | 0.003979 | 150.7 | 40 | 150.7 | 0 | 1.031 | CC | 1 | 0.053472 | 150.7 | 150.7 | 0.59964 | 150.7 |  |  | 0.053472 | 8.0583
13132 | CALFREST_2G | 2 | North | YES | 0.003979 | 151 | 57 | 151 | 0 | 1.031 | CC | 1 | 0.053472 | 151 | 151 | 0.60083 | 151 |  |  | 0.053472 | 8.0743
13133 | CALFREST_3G | 3 | North | YES | 0.003979 | 177.4 | 40 | 177.4 | 0 | 1.031 | CC | 1 | 0.053472 | 177.4 | 177.4 | 0.70587 | 177.4 |  |  | 0.053472 | 9.486
13134 | CALFREST_4G | 4 | North | YES | 0.003994 | 151.5 | 40 | 151.5 | 0 | 1.031 | CC | 1 | 0.053487 | 151.5 | 151.5 | 0.60509 | 151.5 |  |  | 0.053487 | 8.1033
13135 | CALFREST_5G | 5 | North | YES | 0.003994 | 152.3 | 57 | 152.3 | 0 | 1.031 | CC | 1 | 0.053487 | 152.3 | 152.3 | 0.60829 | 152.3 |  |  | 0.053487 | 8.1461
13136 | CALFREST_6G | 6 | North | YES | 0.003994 | 177.5 | 40 | 177.5 | 0 | 1.031 | CC | 1 | 0.053487 | 177.5 | 177.5 | 0.70893 | 177.5 |  |  | 0.053487 | 9.494
1937 | MDLTHELP_5G | 5 | North | YES | 0.00408 | 224 | 74 | 224 | 0 | 1 | CC | 1 | 0.053573 | 224 | 224 | 0.91392 | 224 |  |  | 0.053573 | 12.0004
1938 | MDLTHELP_6G | 6 | North | YES | 0.00408 | 226 | 74 | 226 | 0 | 1 | CC | 1 | 0.053573 | 226 | 226 | 0.92208 | 226 |  |  | 0.053573 | 12.1076
1943 | MDLTHELP_3G | 3 | North | YES | 0.00408 | 212 | 74 | 212 | 0 | 1 | CC | 1 | 0.053573 | 212 | 212 | 0.86496 | 212 |  |  | 0.053573 | 11.3576
1944 | MDLTHELP_4G | 4 | North | YES | 0.00408 | 211 | 74 | 211 | 0 | 1 | CC | 1 | 0.053573 | 211 | 211 | 0.86088 | 211 |  |  | 0.053573 | 11.304
1892 | DECRDOVA_2G | A | North | YES | 0.004137 | 65 | 65 | 70 | 0 | 1.025 | GGT | 1 | 0.05363 | 70 | 70 | 0.28959 | 70 |  |  | 0.05363 | 3.7541
1893 | DECRDOVA_3G | B | North | YES | 0.004137 | 65 | 65 | 69 | 0 | 1.025 | GGT | 1 | 0.05363 | 69 | 69 | 0.28545 | 69 |  |  | 0.05363 | 3.7005
1894 | DECRDOVA_4G | C | North | YES | 0.004137 | 65 | 65 | 69 | 0 | 1.025 | GGT | 1 | 0.05363 | 69 | 69 | 0.28545 | 69 |  |  | 0.05363 | 3.7005
1895 | DECRDOVA_5G | D | North | YES | 0.004137 | 65 | 65 | 68 | 0 | 1.025 | GGT | 1 | 0.05363 | 68 | 68 | 0.28132 | 68 |  |  | 0.05363 | 3.6469
3126 | TRINIDAD_6G | 1 | North | YES | 0.004178 | 179.2 | 46 | 224 | 0 | 1 | GST | 1 | 0.053671 | 224 | 224 | 0.93587 | 224 |  |  | 0.053671 | 12.0224
1941 | MDLTHELP_1G | 1 | North | YES | 0.00422 | 216.4 | 74 | 216.4 | 0 | 1 | CC | 1 | 0.053713 | 216.4 | 216.4 | 0.91321 | 216.4 |  |  | 0.053713 | 11.6236
1942 | MDLTHELP_2G | 2 | North | YES | 0.00422 | 216.1 | 74 | 216.1 | 0 | 1 | CC | 1 | 0.053713 | 216.1 | 216.1 | 0.91194 | 216.1 |  |  | 0.053713 | 11.6075
12322 | ENNSTRAC_1G | 1 | North | YES | 0.004242 | 196 | 130 | 196 | 0 | 1.036 | CC | 1 | 0.053735 | 196 | 196 | 0.83143 | 196 |  |  | 0.053735 | 10.5321
12323 | ENNSTRAC_2G | 2 | North | YES | 0.004242 | 116 | 100 | 116 | 0 | 1.036 | CC | 1 | 0.053735 | 116 | 116 | 0.49207 | 116 |  |  | 0.053735 | 6.2333
3107 | STRYKER_1G | 1 | North | YES | 0.004292 | 145.6 | 45 | 182 | 0 | 1.029 | GST | 1 | 0.053785 | 182 | 182 | 0.78114 | 182 |  |  | 0.053785 | 9.7889
3108 | STRYKER_2G | 2 | North | YES | 0.004292 | 484 | 75 | 484 | 0 | 1.029 | GST | 1 | 0.053785 | 484 | 484 | 2.0773 | 484 |  |  | 0.053785 | 26.0321
3113 | LUFKINWB_1G | 1 | North | YES | 0.004298 | 0 | 0 | 50 |  | 1.01 | #N/A | 1 | 0.053791 | 50 | 50 | 0.2149 | 50 |  |  | 0.053791 | 2.6896
3348 | CHAMPION_1G | MB | North | YES | 0.004301 | 0 | 42 | 42 |  | 1 | Cogen | 1 | 0.053794 | 0 | 0 | 0 | 0 |  |  | 0.053794 | 0
13116 | TGATEWAY_1G | 1 | North | YES | 0.004333 | 151 | 30 | 151 | 0 | 1.0232 | CC | 1 | 0.053826 | 151 | 151 | 0.65428 | 151 |  |  | 0.053826 | 8.1278
13117 | TGATEWAY_2G | 2 | North | YES | 0.004333 | 130 | 30 | 130 | 0 | 1.0232 | CC | 1 | 0.053826 | 130 | 130 | 0.56329 | 130 |  |  | 0.053826 | 6.9974
13118 | TGATEWAY_3G | 3 | North | YES | 0.004333 | 148 | 30 | 148 | 0 | 1.0232 | CC | 1 | 0.053826 | 148 | 148 | 0.64128 | 148 |  |  | 0.053826 | 7.9663
13119 | TGATEWAY_4G | 4 | North | YES | 0.004333 | 399 | 65 | 399 | 0 | 1.0232 | CC | 1 | 0.053826 | 399 | 399 | 1.7289 | 399 |  |  | 0.053826 | 21.4767
3097 | MARTLAKE_1G | 1 | North | YES | 0.004369 | 790 | 500 | 790 | 0 | 1.017 | LIGCO | 1 | 0.053862 | 0 | 790 | 3.4515 | 790 |  |  | 0.053862 | 42.5513
3098 | MARTLAKE_2G | 2 | North | YES | 0.004369 | 795 | 461 | 795 | 0 | 1.017 | LIGCO | 1 | 0.053862 | 0 | 795 | 3.4734 | 795 |  |  | 0.053862 | 42.8206
3099 | MARTLAKE_3G | 3 | North | YES | 0.004369 | 804 | 500 | 804 | 0 | 1.017 | LIGCO | 1 | 0.053862 | 0 | 804 | 3.5127 | 804 |  |  | 0.053862 | 43.3054
2413 | MTCK6_G | 6 | North | YES | 0.004557 | 0 | 30 | 118 |  | 1.022 | GST | 1 | 0.05405 | 118 | 118 | 0.53773 | 118 |  |  | 0.05405 | 6.3779
2414 | MTCK7_G | 7 | North | YES | 0.004557 | 0 | 30 | 115 |  | 1.022 | GST | 1 | 0.05405 | 115 | 115 | 0.52406 | 115 |  |  | 0.05405 | 6.2158
2417 | MTCK8_G | 8 | North | YES | 0.004557 | 444.8 | 60 | 556 | 0 | 1.022 | GSC | 1 | 0.05405 | 556 | 556 | 2.5337 | 556 |  |  | 0.05405 | 30.052
2418 | MTCK2_G | 2 | North | YES | 0.004559 | 0 | 10 | 23 |  | 0.971 | #N/A | 1 | 0.054052 | 23 | 23 | 0.10486 | 23 |  |  | 0.054052 | 1.2432
2419 | MTCK3_G | MB | North | YES | 0.004559 | 0 | 10 | 63 |  | 0.971 | #N/A | 1 | 0.054052 | 63 | 63 | 0.28722 | 63 |  |  | 0.054052 | 3.4053
12440 | PARKD_1SVC8 | 1 | North | YES | 0.004622 | 0 | 0 | 0 | 0 | 1.007 | GST | 1 | 0.054115 | 0 | 0 | 0 | 0 |  |  | 0.054115 | 0
12449 | PARKD_2SVC8 | 1 | North | YES | 0.004622 | 0 | 0 | 0 | 0 | 1.007 | GST | 1 | 0.054115 | 0 | 0 | 0 | 0 |  |  | 0.054115 | 0
12411 | FPLEFR1A_G | 1 | North | YES | 0.004641 | 161 | 72 | 161 | 0 | 1 | CC | 1 | 0.054134 | 161 | 161 | 0.7472 | 161 |  |  | 0.054134 | 8.7156
12412 | FPLEFR1B_G | 2 | North | YES | 0.004641 | 164 | 72 | 164 | 0 | 1 | CC | 1 | 0.054134 | 164 | 164 | 0.76112 | 164 |  |  | 0.054134 | 8.878
12413 | FPLEFR1C_G | 3 | North | YES | 0.004641 | 164 | 72 | 164 | 0 | 1 | CC | 1 | 0.054134 | 164 | 164 | 0.76112 | 164 |  |  | 0.054134 | 8.878
12414 | FPLEFR1S_G | 4 | North | YES | 0.004641 | 414 | 191 | 414 | 0 | 1 | CC | 1 | 0.054134 | 414 | 414 | 1.9214 | 414 |  |  | 0.054134 | 22.4116
12421 | FPLEFR2A_G | 1 | North | YES | 0.004641 | 162 | 72 | 162 | 0 | 1 | CC | 1 | 0.054134 | 162 | 162 | 0.75184 | 162 |  |  | 0.054134 | 8.7698
12422 | FPLEFR2B_G | 2 | North | YES | 0.004641 | 161 | 72 | 161 | 0 | 1 | CC | 1 | 0.054134 | 161 | 161 | 0.7472 | 161 |  |  | 0.054134 | 8.7156
12423 | FPLEFR2C_G | 3 | North | YES | 0.004641 | 163 | 72 | 163 | 0 | 1 | CC | 1 | 0.054134 | 163 | 163 | 0.75648 | 163 |  |  | 0.054134 | 8.8239
12424 | FPLEFR2S_G | 4 | North | YES | 0.004641 | 415 | 191 | 415 | 0 | 1 | CC | 1 | 0.054134 | 415 | 415 | 1.926 | 415 |  |  | 0.054134 | 22.4658
2451 | LKHB1_G | 1 | North | YES | 0.004657 | 0 | 80 | 391 |  | 1.022 | GST | 1 | 0.05415 | 391 | 391 | 1.8209 | 391 |  |  | 0.05415 | 21.1728
2452 | LKHB2_G | 2 | North | YES | 0.004657 | 516 | 80 | 516 | 0 | 1.022 | GST | 1 | 0.05415 | 516 | 516 | 2.403 | 516 |  |  | 0.05415 | 27.9416
837 | NEWMAN_G5 | 1 | North | YES | 0.004751 | 0 | 15 | 40 |  | 1.01 | GST | 1 | 0.054244 | 40 | 40 | 0.19004 | 40 |  |  | 0.054244 | 2.1698
948 | STEAM1 | 1 | North | YES | 0.004753 | 0 | 12 | 20 |  | 1.02 | GST | 1 | 0.054246 | 20 | 20 | 0.09506 | 20 |  |  | 0.054246 | 1.0849
949 | STEAM2 | 1 | North | YES | 0.004753 | 26 | 8 | 26 | 0 | 0.99 | GST | 1 | 0.054246 | 26 | 26 | 0.12358 | 26 |  |  | 0.054246 | 1.4104
950 | STEAM3 | 1 | North | YES | 0.004753 | 41 | 13 | 42 | 0 | 1.02 | GST | 1 | 0.054246 | 42 | 42 | 0.19963 | 42 |  |  | 0.054246 | 2.2783
842 | OLINGER_G1 | 1 | North | YES | 0.00477 | 55.4 | 20 | 79 | 0 | 1.03 | GST | 1 | 0.054263 | 79 | 79 | 0.37683 | 79 |  |  | 0.054263 | 4.2868
843 | OLINGER_G2 | 1 | North | YES | 0.00477 | 76.2 | 25 | 110 | 0 | 1.03 | GST | 1 | 0.054263 | 110 | 110 | 0.5247 | 110 |  |  | 0.054263 | 5.969
844 | OLINGER_G3 | 1 | North | YES | 0.00477 | 103.9 | 45 | 150 | 0 | 1.03 | GST | 1 | 0.054263 | 150 | 150 | 0.7155 | 150 |  |  | 0.054263 | 8.1395
845 | OLINGER_G4 | 1 | North | YES | 0.00477 | 51.9 | 0 | 76 | 0 | 1.03 | GGT | 1 | 0.054263 | 76 | 76 | 0.36252 | 76 |  |  | 0.054263 | 4.124
1701 | MOSES_1G | 1 | North | YES | 0.004858 | 558 | 175 | 558 | 0 | 1.023 | LIGCO | 1 | 0.054351 | 0 | 558 | 2.7108 | 558 |  |  | 0.054351 | 30.3281
1702 | MOSES_2G | 2 | North | YES | 0.004858 | 579 | 175 | 579 | 0 | 1.023 | LIGCO | 1 | 0.054351 | 0 | 579 | 2.8128 | 579 |  |  | 0.054351 | 31.4695
1703 | MOSES_3G | 3 | North | YES | 0.004858 | 808 | 463 | 808 | 0 | 1.023 | LIGCO | 1 | 0.054351 | 0 | 808 | 3.9253 | 808 |  |  | 0.054351 | 43.9159
5925 | DCEAST | EQ | North | YES | 0.004858 | 400.3 | -600 | 600 | 0 | 1.025 | DCTie | 1 | 0.054351 | 0 | 0 | 0 | 0 |  |  | 0.054351 | 0
1678 | LAMARPWR_1G | 1 | North | YES | 0.00491 | 160 | 67.7 | 160 | 0 | 1.038 | CC | 1 | 0.054403 | 160 | 160 | 0.7856 | 160 |  |  | 0.054403 | 8.7045
1679 | LAMARPWR_2G | 2 | North | YES | 0.00491 | 156 | 67.7 | 156 | 0 | 1.038 | CC | 1 | 0.054403 | 156 | 156 | 0.76596 | 156 |  |  | 0.054403 | 8.4869
1680 | LAMARPWR_3G | 3 | North | YES | 0.00491 | 196 | 129.1 | 196 | 0 | 1.038 | CC | 1 | 0.054403 | 196 | 196 | 0.96236 | 196 |  |  | 0.054403 | 10.6631
1681 | LAMARPWR_4G | 4 | North | YES | 0.00491 | 156 | 67.7 | 156 | 0 | 1.038 | CC | 1 | 0.054403 | 156 | 156 | 0.76596 | 156 |  |  | 0.054403 | 8.4869
1682 | LAMARPWR_5G | 5 | North | YES | 0.00491 | 157 | 67.7 | 157 | 0 | 1.038 | CC | 1 | 0.054403 | 157 | 157 | 0.77087 | 157 |  |  | 0.054403 | 8.5413
1683 | LAMARPWR_6G | 6 | North | YES | 0.00491 | 198 | 129.1 | 198 | 0 | 1.038 | CC | 1 | 0.054403 | 198 | 198 | 0.97218 | 198 |  |  | 0.054403 | 10.7719
1675 | PEC_1G | 1 | North | YES | 0.004911 | 76.7 | 35 | 76.7 | 0 | 1.022 | Cogen | 1 | 0.054404 | 0 | 0 | 0 | 0 |  |  | 0.054404 | 0
1676 | PEC_2G | 2 | North | YES | 0.004911 | 79.6 | 35 | 79.6 | 0 | 1.022 | Cogen | 1 | 0.054404 | 0 | 0 | 0 | 0 |  |  | 0.054404 | 0
1677 | PEC_3G | 3 | North | YES | 0.004911 | 88.4 | 35 | 88.4 | 0 | 1.022 | Cogen | 1 | 0.054404 | 0 | 0 | 0 | 0 |  |  | 0.054404 | 0
1948 | HANDLEY_4G | 4 | North | YES | 0.004911 | 348 | 150 | 435 | 0 | 1.022 | GST | 1 | 0.054404 | 435 | 435 | 2.1363 | 435 |  |  | 0.054404 | 23.6659
1947 | HANDLEY_3G | 3 | North | YES | 0.004916 | 316 | 100 | 395 | 0 | 1.022 | GST | 1 | 0.054409 | 395 | 395 | 1.9418 | 395 |  |  | 0.054409 | 21.4917
1949 | HANDLEY_5G | 5 | North | YES | 0.004916 | 348 | 150 | 435 | 0 | 1.022 | GST | 1 | 0.054409 | 435 | 435 | 2.1385 | 435 |  |  | 0.054409 | 23.6681
1689 | VALLEY_3G | 3 | North | YES | 0.004932 | 0 | 25 | 375 |  | 1.003 | GST | 1 | 0.054425 | 375 | 375 | 1.8495 | 375 |  |  | 0.054425 | 20.4095
11691 | KMICHICT1_G | 1 | North | YES | 0.004932 | 144 | 80 | 144 | 0 | 1.026 | CC | 1 | 0.054425 | 144 | 144 | 0.71021 | 144 |  |  | 0.054425 | 7.8373
11692 | KMICHICT2_G | 2 | North | YES | 0.004932 | 146 | 80 | 146 | 0 | 1.026 | CC | 1 | 0.054425 | 146 | 146 | 0.72007 | 146 |  |  | 0.054425 | 7.9461
11693 | KMICHIST3_G | 3 | North | YES | 0.004932 | 312 | 60 | 312 | 0 | 1.026 | CC | 1 | 0.054425 | 312 | 312 | 1.5388 | 312 |  |  | 0.054425 | 16.9807
11694 | KMICHICT4_G | 4 | North | YES | 0.004932 | 144 | 80 | 144 | 0 | 1.026 | CC | 1 | 0.054425 | 144 | 144 | 0.71021 | 144 |  |  | 0.054425 | 7.8373
11695 | KMICHICT5_G | 5 | North | YES | 0.004932 | 148 | 80 | 148 | 0 | 1.026 | CC | 1 | 0.054425 | 148 | 148 | 0.72994 | 148 |  |  | 0.054425 | 8.055
11696 | KMICHIST6_G | 6 | North | YES | 0.004932 | 310 | 60 | 310 | 0 | 1.026 | CC | 1 | 0.054425 | 310 | 310 | 1.5289 | 310 |  |  | 0.054425 | 16.8719
2381 | NTHLK1_G | 1 | North | YES | 0.004936 | 0 | 35 | 156 |  | 1.022 | GST | 1 | 0.054429 | 156 | 156 | 0.77002 | 156 |  |  | 0.054429 | 8.491
2382 | NTHLK2_G | 2 | North | YES | 0.004936 | 0 | 35 | 181 |  | 1.022 | GST | 1 | 0.054429 | 181 | 181 | 0.89342 | 181 |  |  | 0.054429 | 9.8517
2383 | NTHLK3_G | 3 | North | YES | 0.004936 | 0 | 50 | 329 |  | 1.022 | GST | 1 | 0.054429 | 329 | 329 | 1.6239 | 329 |  |  | 0.054429 | 17.9073
1687 | VALLEY_1G | 1 | North | YES | 0.005061 | 136 | 15 | 170 | 0 | 1.029 | GST | 1 | 0.054554 | 170 | 170 | 0.86037 | 170 |  |  | 0.054554 | 9.2742
1688 | VALLEY_2G | 2 | North | YES | 0.005061 | 527 | 90 | 527 | 0 | 1.029 | GSC | 1 | 0.054554 | 527 | 527 | 2.6671 | 527 |  |  | 0.054554 | 28.7502
1945 | HANDLEY_1G | MB | North | YES | 0.00507 | 0 | 25 | 36 |  | 0.986 | #N/A | 1 | 0.054563 | 36 | 36 | 0.18252 | 36 |  |  | 0.054563 | 1.9643
1946 | HANDLEY_2G | MB | North | YES | 0.00507 | 0 | 30 | 68 |  | 0.986 | #N/A | 1 | 0.054563 | 68 | 68 | 0.34476 | 68 |  |  | 0.054563 | 3.7103
2371 | COLLIN_1G | MB | North | YES | 0.00512 | 0 | 40 | 138 |  | 1.022 | GST | 1 | 0.054613 | 0 | 0 | 0 | 0 |  |  | 0.054613 | 0
6948 | DENISNDM | 1 | North | YES | 0.005148 | 40 | 5 | 40 | 0 | 1.015 | Hydro | 1 | 0.054641 | 0 | 0 | 0 | 0 |  |  | 0.054641 | 0
6948 | DENISNDM | 2 | North | YES | 0.005148 | 31 | 5 | 40 | 0 | 1.015 | Hydro | 1 | 0.054641 | 0 | 0 | 0 | 0 |  |  | 0.054641 | 0
923 | SPENCER_G4 | 1 | North | YES | 0.006054 | 48 | 20 | 61 | 0 | 1.03 | GST | 1 | 0.055547 | 61 | 61 | 0.36929 | 61 |  |  | 0.055547 | 3.3884
924 | SPENCER_G5 | 1 | North | YES | 0.006054 | 52 | 20 | 66 | 0 | 1.03 | GST | 1 | 0.055547 | 66 | 66 | 0.39956 | 66 |  |  | 0.055547 | 3.6661
1861 | EAGLEMNT_1G | MB | North | YES | 0.006593 | 0 | 30 | 112 |  | 1.022 | GST | 1 | 0.056086 | 0 | 0 | 0 | 0 |  |  | 0.056086 | 0
1862 | EAGLEMNT_2G | MB | North | YES | 0.006593 | 0 | 40 | 100 |  | 1.022 | GST | 1 | 0.056086 | 0 | 0 | 0 | 0 |  |  | 0.056086 | 0
1863 | EAGLEMNT_3G | MB | North | YES | 0.006593 | 0 | 50 | 378 |  | 1.022 | GST | 1 | 0.056086 | 0 | 0 | 0 | 0 |  |  | 0.056086 | 0
1453 | WCPWRCO_1G | 1 | North | YES | 0.007052 | 204 | 50 | 204 |  | 1.02 | CC | 1 | 0.056545 | 204 | 204 | 1.4386 | 204 |  |  | 0.056545 | 11.5353
1454 | WCPWRCO_2G | 2 | North | YES | 0.007052 | 204 | 50 | 204 |  | 1.02 | CC | 1 | 0.056545 | 204 | 204 | 1.4386 | 204 |  |  | 0.056545 | 11.5353
1455 | WCPWRCO_3G | 3 | North | YES | 0.007052 | 242 | 50 | 242 |  | 1.02 | CC | 1 | 0.056545 | 242 | 242 | 1.7066 | 242 |  |  | 0.056545 | 13.684
332 | RWMILLER01 | 1 | North | YES | 0.007609 | 58.4 | 18.5 | 73 | 0 | 1.04 | GST | 1 | 0.057102 | 73 | 73 | 0.55546 | 73 |  |  | 0.057102 | 4.1685
333 | RWMILLER02 | 2 | North | YES | 0.007609 | 95.2 | 37 | 119 | 0 | 1.04 | GST | 1 | 0.057102 | 119 | 119 | 0.90547 | 119 |  |  | 0.057102 | 6.7952
334 | RWMILLER03 | 3 | North | YES | 0.007609 | 166.4 | 65 | 208 | 0 | 1.04 | GST | 1 | 0.057102 | 208 | 208 | 1.5827 | 208 |  |  | 0.057102 | 11.8773
335 | RWMILLER04 | 4 | North | YES | 0.007609 | 81.6 | 0 | 102 | 0 | 1.04 | GST | 1 | 0.057102 | 102 | 102 | 0.77612 | 102 |  |  | 0.057102 | 5.8244
336 | RWMILLER05 | 5 | North | YES | 0.007609 | 80.8 | 0 | 101 | 0 | 1.04 | GST | 1 | 0.057102 | 101 | 101 | 0.76851 | 101 |  |  | 0.057102 | 5.7673
728 | WOLFRIDGE801 | 1 | North | YES | 0.0086 | 11.2 | 0 | 112.5 | 0 | 0.99 | Wind | 1 | 0.058093 | 0 | 112.5 | 0.9675 | 112.5 |  |  | 0.058093 | 6.5355
1432 | GRHAMSES_2G | 2 | North | YES | 0.011148 | 294.9 | 90 | 366 |  | 1.014 | GST | 1 | 0.060641 | 366 | 366 | 4.0802 | 366 |  |  | 0.060641 | 22.1947
580 | JCKCNTY801 | 1 | North | YES | 0.011312 | 288 | 0 | 288 | 0 | 1.022 | CC | 1 | 0.060805 | 288 | 288 | 3.2579 | 288 |  |  | 0.060805 | 17.512
581 | JCKCNTY802 | 2 | North | YES | 0.011312 | 147 | 0 | 147 | 0 | 1.022 | CC | 1 | 0.060805 | 147 | 147 | 1.6629 | 147 |  |  | 0.060805 | 8.9384
582 | JCKCNTY803 | 3 | North | YES | 0.011312 | 147 | 0 | 147 | 0 | 1.022 | CC | 1 | 0.060805 | 147 | 147 | 1.6629 | 147 |  |  | 0.060805 | 8.9384
1479 | WFCOGEN_1G | 2 | North | YES | 0.012976 | 16 | 12 | 20 | 0 | 1 | Cogen | 1 | 0.062469 | 0 | 0 | 0 | 0 |  |  | 0.062469 | 0
1479 | WFCOGEN_1G | 1 | North | YES | 0.012976 | 16 | 12 | 20 | 0 | 1 | Cogen | 1 | 0.062469 | 0 | 0 | 0 | 0 |  |  | 0.062469 | 0
1482 | WFCOGEN_2G | 2 | North | YES | 0.012976 | 13.6 | 12 | 17 | 0 | 1 | Cogen | 1 | 0.062469 | 0 | 0 | 0 | 0 |  |  | 0.062469 | 0
1482 | WFCOGEN_2G | 1 | North | YES | 0.012976 | 16 | 12 | 20 | 0 | 1 | Cogen | 1 | 0.062469 | 0 | 0 | 0 | 0 |  |  | 0.062469 | 0
503 | NTHTEXAS01 | 1 | North | YES | 0.01463 | 0 | 5 | 18 |  | 1.015 | GST | 1 | 0.064123 | 18 | 18 | 0.26334 | 18 |  |  | 0.064123 | 1.1542
504 | NTHTEXAS02 | 2 | North | YES | 0.01463 | 14.4 | 5 | 18 |  | 1.015 | GST | 1 | 0.064123 | 18 | 18 | 0.26334 | 18 |  |  | 0.064123 | 1.1542
505 | NTHTEXAS03 | 3 | North | YES | 0.01463 | 30.4 | 15 | 38 |  | 1.015 | GST | 1 | 0.064123 | 38 | 38 | 0.55594 | 38 |  |  | 0.064123 | 2.4367
344 | MRSSHPRD | 1 | North | YES | 0.022248 | 12 | 0 | 12 |  | 1.03 | Hydro | 1 | 0.071741 | 0 | 0 | 0 | 0 |  |  | 0.071741 | 0
345 | MRSSHPRD01 | 2 | North | YES | 0.022248 | 12 | 0 | 12 |  | 1.03 | Hydro | 1 | 0.071741 | 0 | 0 | 0 | 0 |  |  | 0.071741 | 0
1600 | BARTNWND_1G | 1 | North | YES | 0.041715 | 12 | 0 | 120 | 0 | 1.022 | Wind | 1 | 0.091208 | 0 | 120 | 5.0058 | 120 |  |  | 0.091208 | 10.945
1433 | GRHAMSES_1G | 1 | North | YES | 0.069673 | 242 | 60 | 242 |  | 1.038 | GST | 1 | 0.11917 | 242 | 242 | 16.8609 | 242 |  |  | 0.11917 | 28.8383
Note on AL4: Zonal Cap - Zonal Impact

## Distributed Slack - Bound Gen
Number of Bus | Name of Bus | ID | Area Name of Gen | AGC | P Sensitivity of Bus | Gen MW | Min MW | Max MW | V Sensitivity of Bus | Set Volt | Tech Type | Zone Impact | Zone Correlation | Inc Max | Dec Max | Souce S.F. Weighting | Souce Capacity | Sink S.F. Weighting | Sink Capacity | PTDF Calc | PTDF Weighting | max of zone correlation | -0.055101 |  |  | Neg PTDF weight | Pos PTDF weight
8139 | JOS #1 | MB | South | YES | 0 | 0 | 45 | 255 |  | 1.02 | GST | 1 | 0.071466 | 0 | 0 |  |  |  |  | 0.071466 | 0 |  |  |  |  | 0 | 0
8285 | LAR #1 | MB | South | YES | 0 | 0 | 9 | 32 |  | 1.0497 | GST | 1 | 0.071466 | 0 | 0 |  |  |  |  | 0.071466 | 0 |  |  |  |  | 0 | 0
8287 | LAR #2 | MB | South | YES | 0 | 0 | 9 | 32 |  | 1.04 | GST | 1 | 0.071466 | 0 | 0 |  |  |  |  | 0.071466 | 0 |  |  |  |  | 0 | 0
8288 | LAR #3 | MB | South | YES | 0 | 0 | 25 | 105 |  | 1.04 | GST | 1 | 0.071466 | 0 | 0 |  |  |  |  | 0.071466 | 0 |  |  | Weighted Shift Factors |  | 0 | 0
8388 | BATES0A | MB | South | YES | 0 | 0 | 21 | 71 |  | 1.033 | GST | 1 | 0.071466 | 0 | 0 |  |  |  |  | 0.071466 | 0 |  |  | North | -0.077468 | 0 | 0
8393 | BATES0B | MB | South | YES | 0 | 0 | 25 | 110 |  | 1.03 | GST | 1 | 0.071466 | 0 | 0 |  |  |  |  | 0.071466 | 0 |  |  | West | -0.071466 | 0 | 0
8437 | NUECES_B0C | MB | South | YES | 0 | 0 | 7 | 30 |  | 1.03 | GST | 1 | 0.071466 | 0 | 0 |  |  |  |  | 0.071466 | 0 |  |  |  |  | 0 | 0
8438 | NUECES_B0B | MB | South | YES | 0 | 0 | 26 | 169 |  | 1.03 | GST | 1 | 0.071466 | 0 | 0 |  |  |  |  | 0.071466 | 0 | West |  |  |  | 0 | 0
39190 | TNSLCGN1__8 | 1 | Houston | YES | 0 | 0 | 10 | 30 |  | 1.03 | Cogen | 1 | 0.071466 | 0 | 0 |  |  |  |  | 0.071466 | 0 | Line Rating |  | 155 |  | 0 | 0
5934 | SI_RAY5 | 5 | South | YES | 0 | 0 | 10 | 15 |  | 1.035 | GST | 1 | 0.071466 | 15 | 15 |  |  |  |  | 0.071466 | 1.072 | Impact Counter to Zone: |  | 0 |  | 0 | 0
48591 | CHE_GT2_5030 | 2 | Houston | YES | 0.018069 | 173 | 50 | 173 | 0 | 1.029 | Cogen | 1 | 0.089535 | 0 | 0 |  |  |  |  | 0.089535 | 0 |  |  | 0% |  | 0 | 0
48811 | CVC_GT3_5045 | 3 | Houston | YES | 0.018069 | 156 | 91.8 | 156 | 0 | 1.029 | Cogen | 1 | 0.089535 | 0 | 0 |  |  |  |  | 0.089535 | 0 |  |  |  |  | 0 | 0
48812 | CVC_GT2_5020 | 2 | Houston | YES | 0.018069 | 158 | 91.8 | 158 | 0 | 1.029 | Cogen | 1 | 0.089535 | 0 | 0 |  |  |  |  | 0.089535 | 0 | North |  |  |  | 0 | 0
48813 | CVC_GT1_5035 | 1 | Houston | YES | 0.018069 | 160 | 91.8 | 160 | 0 | 1.029 | Cogen | 1 | 0.089535 | 0 | 0 |  |  |  |  | 0.089535 | 0 | Line Rating |  | 155 |  | 0 | 0
48814 | CVC_ST5_5040 | 1 | Houston | YES | 0.018069 | 162 | 91.8 | 162 | 0 | 1.029 | Cogen | 1 | 0.089535 | 0 | 0 |  |  |  |  | 0.089535 | 0 | Impact Counter to Zone: |  | 0 |  | 0 | 0
48886 | THW_5354 | C | Houston | YES | 0.021892 | 45.6 | 5 | 57 |  | 1.0319 | GGT | 1 | 0.093358 | 57 | 57 |  |  |  |  | 0.093358 | 5.3214 |  |  | 0% |  | 0 | 0
48887 | THW_5556 | F | Houston | YES | 0.021892 | 45.6 | 5 | 57 |  | 1.0319 | GGT | 1 | 0.093358 | 57 | 57 |  |  |  |  | 0.093358 | 5.3214 |  |  |  |  | 0 | 0
48885 | THW_5152 | A | Houston | YES | 0.021892 | 46.4 | 5 | 58 |  | 1.0319 | GGT | 1 | 0.093358 | 58 | 58 |  |  |  |  | 0.093358 | 5.4147 |  |  |  |  | 0 | 0
48886 | THW_5354 | D | Houston | YES | 0.021892 | 46.4 | 5 | 58 |  | 1.0319 | GGT | 1 | 0.093358 | 58 | 58 |  |  |  |  | 0.093358 | 5.4147 |  |  |  |  | 0 | 0
48885 | THW_5152 | B | Houston | YES | 0.021892 | 47.2 | 5 | 59 |  | 1.0319 | GGT | 1 | 0.093358 | 59 | 59 |  |  |  |  | 0.093358 | 5.5081 |  |  |  |  | 0 | 0
48887 | THW_5556 | E | Houston | YES | 0.021892 | 47.2 | 5 | 59 |  | 1.0319 | GGT | 1 | 0.093358 | 59 | 59 |  |  |  |  | 0.093358 | 5.5081 |  |  |  |  | 0 | 0
48690 | GBY_GN5_5 | 5 | Houston | YES | 0.022163 | 318.4 | 81 | 398 |  | 1.0362 | GSC | 1 | 0.093629 | 398 | 398 |  |  |  |  | 0.093629 | 37.2642 |  |  |  |  | 0 | 0
48597 | BTE_GT4_8055 | 3 | Houston | YES | 0.022361 | 158.9 | 130 | 158.9 | 0 | 1.0261 | CC | 1 | 0.093827 | 158.9 | 158.9 |  |  |  |  | 0.093827 | 14.909 |  |  |  |  | 0 | 0
48596 | BTE_GT3_8045 | 2 | Houston | YES | 0.022361 | 161.4 | 130 | 161.4 | 0 | 1.0261 | CC | 1 | 0.093827 | 161.4 | 161.4 |  |  |  |  | 0.093827 | 15.1436 |  |  |  |  | 0 | 0
48595 | BTE_GT2_8075 | 1 | Houston | YES | 0.022361 | 162.8 | 130 | 162.8 | 0 | 1.0261 | CC | 1 | 0.093827 | 162.8 | 162.8 |  |  |  |  | 0.093827 | 15.275 |  |  |  |  | 0 | 0
48598 | BTE_ST1_8070 | 4 | Houston | YES | 0.022361 | 269.2 | 60 | 269.2 | 0 | 1.0261 | CC | 1 | 0.093827 | 269.2 | 269.2 |  |  |  |  | 0.093827 | 25.2581 |  |  |  |  | 0 | 0
48583 | CBY_GT4_1 | 1 | Houston | YES | 0.022988 | 172 | 0 | 172 | 0 | 1.027 | GSC | 1 | 0.094454 | 172 | 172 |  |  |  |  | 0.094454 | 16.246 |  |  |  |  | 0 | 0
48584 | CBY_GT4_2 | 2 | Houston | YES | 0.022988 | 172 | 0 | 172 | 0 | 1.027 | CC | 1 | 0.094454 | 172 | 172 |  |  |  |  | 0.094454 | 16.246 |  |  |  |  | 0 | 0
48585 | CBY_ST4_1 | 3 | Houston | YES | 0.022988 | 172 | 0 | 172 | 0 | 1.027 | CC | 1 | 0.094454 | 172 | 172 |  |  |  |  | 0.094454 | 16.246 |  |  |  |  | 0 | 0
48815 | CVC_GT4_8005 | 4 | Houston | YES | 0.023096 | 165 | 91.8 | 165 |  | 1.0362 | Cogen | 1 | 0.094562 | 0 | 0 |  |  |  |  | 0.094562 | 0 |  |  |  |  | 0 | 0
48791 | PSA_GT1_8160 | 1 | Houston | YES | 0.023295 | 52 | 20.8 | 65 | 0 | 1.0362 | Cogen | 1 | 0.094761 | 0 | 0 |  |  |  |  | 0.094761 | 0 |  |  |  |  | 0 | 0
48792 | PSA_GT2_8155 | 2 | Houston | YES | 0.023295 | 52.8 | 20.3 | 66 | 0 | 1.0362 | Cogen | 1 | 0.094761 | 0 | 0 |  |  |  |  | 0.094761 | 0 |  |  |  |  | 0 | 0
48793 | PSA_GT3_8150 | 3 | Houston | YES | 0.023295 | 56 | 20.3 | 70 | 0 | 1.0362 | Cogen | 1 | 0.094761 | 0 | 0 |  |  |  |  | 0.094761 | 0 |  |  |  |  | 0 | 0
48794 | PSA_GT4_8145 | 4 | Houston | YES | 0.023295 | 52.8 | 20.3 | 66 | 0 | 1.0362 | Cogen | 1 | 0.094761 | 0 | 0 |  |  |  |  | 0.094761 | 0 |  |  |  |  | 0 | 0
48795 | PSA_GT5_8140 | 5 | Houston | YES | 0.023295 | 51.2 | 20.3 | 64 | 0 | 1.0362 | Cogen | 1 | 0.094761 | 0 | 0 |  |  |  |  | 0.094761 | 0 |  |  |  |  | 0 | 0
48796 | PSA_GN1_8165 | 1 | Houston | YES | 0.023295 | 83.2 | 43.1 | 104 | 0 | 1.0362 | Cogen | 1 | 0.094761 | 0 | 0 |  |  |  |  | 0.094761 | 0 |  |  |  |  | 0 | 0
48797 | PSA_GT6_8135 | 6 | Houston | YES | 0.023295 | 47.2 | 34.5 | 59 | 0 | 1.0362 | Cogen | 1 | 0.094761 | 0 | 0 |  |  |  |  | 0.094761 | 0 |  |  |  |  | 0 | 0
48581 | CBY_GN1_1 | 1 | Houston | YES | 0.023307 | 595.2 | 108 | 744 | 0 | 1.0435 | GSC | 1 | 0.094773 | 744 | 744 |  |  |  |  | 0.094773 | 70.5108 |  |  |  |  | 0 | 0
48940 | WARVUE_GT1 | G1 | Houston | YES | 0.02332 | 15 | 0 | 15 |  | 1.021 | Cogen | 1 | 0.094786 | 0 | 0 |  |  |  |  | 0.094786 | 0 |  |  |  |  | 0 | 0
48651 | EP_1_2 | 1 | Houston | YES | 0.023331 | 4 | 0 | 5 | 0 | 1.0362 | Cogen | 1 | 0.094797 | 0 | 0 |  |  |  |  | 0.094797 | 0 |  |  |  |  | 0 | 0
48651 | EP_1_2 | 2 | Houston | YES | 0.023331 | 17.7 | 10 | 21 | 0 | 1.0362 | Cogen | 1 | 0.094797 | 0 | 0 |  |  |  |  | 0.094797 | 0 |  |  |  |  | 0 | 0
49803 | EXN_15GT | 1 | Houston | YES | 0.023691 | 33 | 8.3 | 34 |  | 1.0326 | Cogen | 1 | 0.095157 | 0 | 0 |  |  |  |  | 0.095157 | 0 |  |  |  |  | 0 | 0
49804 | EXN_16GT | 2 | Houston | YES | 0.023691 | 32 | 8.3 | 34.7 |  | 1.0326 | Cogen | 1 | 0.095157 | 0 | 0 |  |  |  |  | 0.095157 | 0 |  |  |  |  | 0 | 0
49805 | EXN_17GT | 3 | Houston | YES | 0.023691 | 31 | 8.3 | 32.7 |  | 1.0326 | Cogen | 1 | 0.095157 | 0 | 0 |  |  |  |  | 0.095157 | 0 |  |  |  |  | 0 | 0
49826 | EXN938GT | 5 | Houston | YES | 0.023691 | 43 | 9.2 | 45.9 |  | 1.0326 | Cogen | 1 | 0.095157 | 0 | 0 |  |  |  |  | 0.095157 | 0 |  |  |  |  | 0 | 0
49828 | EXN941GT | 10 | Houston | YES | 0.023691 | 17.7 | 5.4 | 17.7 | 0 | 1.0326 | Cogen | 1 | 0.095157 | 0 | 0 |  |  |  |  | 0.095157 | 0 |  |  |  |  | 0 | 0
49829 | EXN942GT | 11 | Houston | YES | 0.023691 | 20 | 5.4 | 20.4 | 0 | 1.0326 | Cogen | 1 | 0.095157 | 0 | 0 |  |  |  |  | 0.095157 | 0 |  |  |  |  | 0 | 0
49830 | EXN943GT | 12 | Houston | YES | 0.023691 | 19 | 5.4 | 19.9 | 0 | 1.0326 | Cogen | 1 | 0.095157 | 0 | 0 |  |  |  |  | 0.095157 | 0 |  |  |  |  | 0 | 0
49831 | EXN944GT | 13 | Houston | YES | 0.023691 | 33 | 5.4 | 35 | 0 | 1.0326 | Cogen | 1 | 0.095157 | 0 | 0 |  |  |  |  | 0.095157 | 0 |  |  |  |  | 0 | 0
49832 | EXN945GT | 9 | Houston | YES | 0.023691 | 18.5 | 9.2 | 18.5 |  | 1.0326 | Cogen | 1 | 0.095157 | 0 | 0 |  |  |  |  | 0.095157 | 0 |  |  |  |  | 0 | 0
49837 | EXN_GT | 4 | Houston | YES | 0.023691 | 81 | 21.3 | 85.4 |  | 1.0326 | Cogen | 1 | 0.095157 | 0 | 0 |  |  |  |  | 0.095157 | 0 |  |  |  |  | 0 | 0
49838 | EXN_14GT | 14 | Houston | YES | 0.023691 | 140 | 0 | 148 |  | 1.0326 | Cogen | 1 | 0.095157 | 0 | 0 |  |  |  |  | 0.095157 | 0 |  |  |  |  | 0 | 0
48883 | THW_GT1_GT_1 | B2 | Houston | YES | 0.023792 | 0 | 0 | 12 |  | 1.043 | GGT | 1 | 0.095258 | 12 | 12 |  |  |  |  | 0.095258 | 1.1431 |  |  |  |  | 0 | 0
48582 | CBY_GN2_2 | 2 | Houston | YES | 0.024063 | 596.8 | 110 | 746 | 0 | 1.0435 | GSC | 1 | 0.095529 | 746 | 746 |  |  |  |  | 0.095529 | 71.2643 |  |  |  |  | 0 | 0
48875 | THW_3132 | B | Houston | YES | 0.024625 | 53 | 5 | 53 | 0 | 1.0435 | CC | 1 | 0.096091 | 53 | 53 |  |  |  |  | 0.096091 | 5.0928 |  |  |  |  | 0 | 0
48875 | THW_3132 | A | Houston | YES | 0.024625 | 55 | 5 | 55 | 0 | 1.0435 | CC | 1 | 0.096091 | 55 | 55 |  |  |  |  | 0.096091 | 5.285 |  |  |  |  | 0 | 0
48877 | THW_3334 | C | Houston | YES | 0.024625 | 55 | 5 | 55 | 0 | 1.0435 | CC | 1 | 0.096091 | 55 | 55 |  |  |  |  | 0.096091 | 5.285 |  |  |  |  | 0 | 0
48879 | THW_4142 | F | Houston | YES | 0.024625 | 55 | 5 | 55 | 0 | 1.0435 | CC | 1 | 0.096091 | 55 | 55 |  |  |  |  | 0.096091 | 5.285 |  |  |  |  | 0 | 0
48879 | THW_4142 | E | Houston | YES | 0.024625 | 56 | 5 | 56 | 0 | 1.0435 | CC | 1 | 0.096091 | 56 | 56 |  |  |  |  | 0.096091 | 5.3811 |  |  |  |  | 0 | 0
48877 | THW_3334 | D | Houston | YES | 0.024625 | 57 | 5 | 57 | 0 | 1.0435 | CC | 1 | 0.096091 | 57 | 57 |  |  |  |  | 0.096091 | 5.4772 |  |  |  |  | 0 | 0
48881 | THW_4344 | G | Houston | YES | 0.024625 | 58 | 5 | 58 | 0 | 1.0435 | CC | 1 | 0.096091 | 58 | 58 |  |  |  |  | 0.096091 | 5.5733 |  |  |  |  | 0 | 0
48881 | THW_4344 | H | Houston | YES | 0.024625 | 58 | 5 | 58 | 0 | 1.0435 | CC | 1 | 0.096091 | 58 | 58 |  |  |  |  | 0.096091 | 5.5733 |  |  |  |  | 0 | 0
48873 | THW_ST3_ST_3 | 3 | Houston | YES | 0.024625 | 107 | 19 | 107 | 0 | 1.0435 | CC | 1 | 0.096091 | 107 | 107 |  |  |  |  | 0.096091 | 10.2817 |  |  |  |  | 0 | 0
48874 | THW_ST4_ST_4 | 4 | Houston | YES | 0.024625 | 108 | 19 | 108 | 0 | 1.0435 | CC | 1 | 0.096091 | 108 | 108 |  |  |  |  | 0.096091 | 10.3778 |  |  |  |  | 0 | 0
48593 | CHE_GT1_8015 | 1 | Houston | YES | 0.025305 | 173 | 50 | 173 | 0 | 1.0362 | Cogen | 1 | 0.096771 | 0 | 0 |  |  |  |  | 0.096771 | 0 |  |  |  |  | 0 | 0
48594 | CHE_GN4_8025 | 4 | Houston | YES | 0.025305 | 142 | 60 | 142 | 0 | 1.0362 | Cogen | 1 | 0.096771 | 0 | 0 |  |  |  |  | 0.096771 | 0 |  |  |  |  | 0 | 0
48513 | LPE_GT3_8080 | 3 | Houston | YES | 0.025373 | 39 | 0 | 39 | 0 | 1.0362 | GGT | 1 | 0.096839 | 39 | 39 |  |  |  |  | 0.096839 | 3.7767 |  |  |  |  | 0 | 0
48514 | LPE_GT4_8085 | 4 | Houston | YES | 0.025373 | 39 | 0 | 39 | 0 | 1.0362 | GGT | 1 | 0.096839 | 39 | 39 |  |  |  |  | 0.096839 | 3.7767 |  |  |  |  | 0 | 0
48511 | LPE_GT1_8070 | 1 | Houston | YES | 0.025373 | 42 | 0 | 42 | 0 | 1.0362 | GGT | 1 | 0.096839 | 42 | 42 |  |  |  |  | 0.096839 | 4.0672 |  |  |  |  | 0 | 0
48512 | LPE_GT2_8075 | 2 | Houston | YES | 0.025373 | 42 | 0 | 42 | 0 | 1.0362 | GGT | 1 | 0.096839 | 42 | 42 |  |  |  |  | 0.096839 | 4.0672 |  |  |  |  | 0 | 0
48500 | APD_GT1_8005 | 1 | Houston | YES | 0.025482 | 137.6 | 54.6 | 137.6 | 0 | 1.0362 | Cogen | 1 | 0.096948 | 0 | 0 |  |  |  |  | 0.096948 | 0 |  |  |  |  | 0 | 0
48820 | SHELLG1_3015 | 1 | Houston | YES | 0.025943 | 71 | 34.5 | 71 |  | 1.029 | Cogen | 1 | 0.097409 | 0 | 0 |  |  |  |  | 0.097409 | 0 |  |  |  |  | 0 | 0
48821 | SHELLG2 | 2 | Houston | YES | 0.025943 | 72 | 34.5 | 72 |  | 1.029 | Cogen | 1 | 0.097409 | 0 | 0 |  |  |  |  | 0.097409 | 0 |  |  |  |  | 0 | 0
48822 | SHELLG3_3020 | 2 | Houston | YES | 0.025943 | 30 | 0 | 30 |  | 1.029 | Cogen | 1 | 0.097409 | 0 | 0 |  |  |  |  | 0.097409 | 0 |  |  |  |  | 0 | 0
48822 | SHELLG3_3020 | 1 | Houston | YES | 0.025943 | 39 | 0 | 39 |  | 1.029 | Cogen | 1 | 0.097409 | 0 | 0 |  |  |  |  | 0.097409 | 0 |  |  |  |  | 0 | 0
48740 | PSG_GN2_8050 | 1 | Houston | YES | 0.026278 | 182 | 60 | 182 | 0 | 1.0326 | Cogen | 1 | 0.097744 | 0 | 0 |  |  |  |  | 0.097744 | 0 |  |  |  |  | 0 | 0
48741 | PSG_GT2_8040 | 1 | Houston | YES | 0.026278 | 158.6 | 50 | 158.6 | 0 | 1.0326 | Cogen | 1 | 0.097744 | 0 | 0 |  |  |  |  | 0.097744 | 0 |  |  |  |  | 0 | 0
48742 | PSG_GT3_8060 | 1 | Houston | YES | 0.026278 | 157 | 50 | 157 | 0 | 1.0326 | Cogen | 1 | 0.097744 | 0 | 0 |  |  |  |  | 0.097744 | 0 |  |  |  |  | 0 | 0
48854 | SRB_GN4_4 | 4 | Houston | YES | 0.026279 | 182.4 | 35 | 228 | 0 | 1.0326 | GST | 1 | 0.097745 | 228 | 228 |  |  |  |  | 0.097745 | 22.2858 |  |  |  |  | 0 | 0
48611 | DIB_GT1_8080 | 1 | Houston | YES | 0.026285 | 64 | 0 | 64 | 0 | 1.0326 | Cogen | 1 | 0.097751 | 0 | 0 |  |  |  |  | 0.097751 | 0 |  |  |  |  | 0 | 0
48612 | DIB_GT2_8075 | 2 | Houston | YES | 0.026285 | 63.2 | 0 | 63.2 | 0 | 1.0326 | Cogen | 1 | 0.097751 | 0 | 0 |  |  |  |  | 0.097751 | 0 |  |  |  |  | 0 | 0
48613 | DIB_ST1_8085 | 3 | Houston | YES | 0.026285 | 67.9 | 30 | 82.6 | 0 | 1.0326 | Cogen | 1 | 0.097751 | 0 | 0 |  |  |  |  | 0.097751 | 0 |  |  |  |  | 0 | 0
48614 | DIB_GT3_8090 | 4 | Houston | YES | 0.026285 | 73.6 | 15 | 73.6 | 0 | 1.0326 | Cogen | 1 | 0.097751 | 0 | 0 |  |  |  |  | 0.097751 | 0 |  |  |  |  | 0 | 0
48845 | SOL_GT1 | 1 | Houston | YES | 0.026288 | 16.2 | 15.4 | 16.2 |  | 1.0326 | Solar | 1 | 0.097754 | 16.2 | 16.2 |  |  |  |  | 0.097754 | 1.5836 |  |  |  |  | 0 | 0
48853 | SRB_GN3_3 | 3 | Houston | YES | 0.026292 | 170.4 | 35 | 213 |  | 1.0326 | GST | 1 | 0.097758 | 213 | 213 |  |  |  |  | 0.097758 | 20.8224 |  |  |  |  | 0 | 0
48551 | CAL_GT1_8045 | 1 | Houston | YES | 0.02635 | 149 | 0 | 149 | 0 | 1.0326 | Cogen | 1 | 0.097816 | 0 | 0 |  |  |  |  | 0.097816 | 0 |  |  |  |  | 0 | 0
48552 | CAL_ST1_8000 | 2 | Houston | YES | 0.02635 | 65.1 | 0 | 65.1 | 0 | 1.0326 | Cogen | 1 | 0.097816 | 0 | 0 |  |  |  |  | 0.097816 | 0 |  |  |  |  | 0 | 0
48851 | SRB_GN1_1 | 1 | Houston | YES | 0.026355 | 132 | 26 | 165 | 0 | 1.0217 | GST | 1 | 0.097821 | 165 | 165 |  |  |  |  | 0.097821 | 16.1404 |  |  |  |  | 0 | 0
48852 | SRB_GN2_2 | 2 | Houston | YES | 0.026374 | 140.8 | 26 | 176 | 0 | 1.0217 | GST | 1 | 0.09784 | 176 | 176 |  |  |  |  | 0.09784 | 17.2198 |  |  |  |  | 0 | 0
48855 | SRB_GT211035 | B2 | Houston | YES | 0.026387 | 0 | 0 | 12 |  | 1.014 | GGT | 1 | 0.097853 | 12 | 12 |  |  |  |  | 0.097853 | 1.1742 |  |  |  |  | 0 | 0
48855 | SRB_GT211035 | B1 | Houston | YES | 0.026387 | 0 | 0 | 18 |  | 1.014 | GGT | 1 | 0.097853 | 18 | 18 |  |  |  |  | 0.097853 | 1.7613 |  |  |  |  | 0 | 0
48761 | PR_GT1__9040 | 1 | Houston | YES | 0.026627 | 26 | 0 | 35 |  | 1 | Cogen | 1 | 0.098093 | 0 | 0 |  |  |  |  | 0.098093 | 0 |  |  |  |  | 0 | 0
48644 | DPEC_GT45070 | 4 | Houston | YES | 0.026862 | 157 | 98 | 157 | 0 | 1.0319 | CC | 1 | 0.098328 | 157 | 157 |  |  |  |  | 0.098328 | 15.4374 |  |  |  |  | 0 | 0
48642 | DPEC_GT25025 | 2 | Houston | YES | 0.026862 | 157.1 | 98 | 157.1 | 0 | 1.0319 | CC | 1 | 0.098328 | 157.1 | 157.1 |  |  |  |  | 0.098328 | 15.4473 |  |  |  |  | 0 | 0
48643 | DPEC_GT35010 | 3 | Houston | YES | 0.026862 | 157.5 | 98 | 157.5 | 0 | 1.0319 | CC | 1 | 0.098328 | 157.5 | 157.5 |  |  |  |  | 0.098328 | 15.4866 |  |  |  |  | 0 | 0
48641 | DPEC_GT15040 | 1 | Houston | YES | 0.026862 | 163.2 | 98 | 163.2 | 0 | 1.0319 | CC | 1 | 0.098328 | 163.2 | 163.2 |  |  |  |  | 0.098328 | 16.0471 |  |  |  |  | 0 | 0
48645 | DPEC_ST55065 | 5 | Houston | YES | 0.026862 | 282 | 0 | 282 | 0 | 1.0319 | CC | 1 | 0.098328 | 282 | 282 |  |  |  |  | 0.098328 | 27.7284 |  |  |  |  | 0 | 0
48841 | SJS_GT1_GT1 | 1 | Houston | YES | 0.027111 | 62.4 | 49 | 78 | 0 | 1.0362 | Cogen | 1 | 0.098577 | 0 | 0 |  |  |  |  | 0.098577 | 0 |  |  |  |  | 0 | 0
48842 | SJS_GT2_GT2 | 2 | Houston | YES | 0.027111 | 64.8 | 49 | 81 | 0 | 1.0362 | Cogen | 1 | 0.098577 | 0 | 0 |  |  |  |  | 0.098577 | 0 |  |  |  |  | 0 | 0
48691 | GBY_73741085 | B | Houston | YES | 0.02743 | 37.6 | 20 | 47 | 0 | 1.0362 | GGT | 1 | 0.098896 | 47 | 47 |  |  |  |  | 0.098896 | 4.6481 |  |  |  |  | 0 | 0
48691 | GBY_73741085 | A | Houston | YES | 0.02743 | 37.6 | 20 | 47 | 0 | 1.0362 | GGT | 1 | 0.098896 | 47 | 47 |  |  |  |  | 0.098896 | 4.6481 |  |  |  |  | 0 | 0
48692 | GBY_81821075 | C | Houston | YES | 0.02743 | 37.6 | 20 | 47 | 0 | 1.0362 | GGT | 1 | 0.098896 | 47 | 47 |  |  |  |  | 0.098896 | 4.6481 |  |  |  |  | 0 | 0
48693 | GBY_83841065 | F | Houston | YES | 0.02743 | 43.2 | 20 | 54 | 0 | 1.0362 | GGT | 1 | 0.098896 | 54 | 54 |  |  |  |  | 0.098896 | 5.3404 |  |  |  |  | 0 | 0
48692 | GBY_81821075 | D | Houston | YES | 0.02743 | 44 | 20 | 55 | 0 | 1.0362 | GGT | 1 | 0.098896 | 55 | 55 |  |  |  |  | 0.098896 | 5.4393 |  |  |  |  | 0 | 0
48693 | GBY_83841065 | E | Houston | YES | 0.02743 | 45.6 | 20 | 57 | 0 | 1.0362 | GGT | 1 | 0.098896 | 57 | 57 |  |  |  |  | 0.098896 | 5.637 |  |  |  |  | 0 | 0
48531 | BYU_GT1_8075 | 1 | Houston | YES | 0.028073 | 65 | 0 | 65 |  | 1.0362 | Cogen | 1 | 0.099539 | 0 | 0 |  |  |  |  | 0.099539 | 0 |  |  |  |  | 0 | 0
48532 | BYU_GT2_8055 | 2 | Houston | YES | 0.028073 | 62 | 0 | 62 |  | 1.0362 | Cogen | 1 | 0.099539 | 0 | 0 |  |  |  |  | 0.099539 | 0 |  |  |  |  | 0 | 0
48533 | BYU_GT3_8060 | 3 | Houston | YES | 0.028073 | 67 | 0 | 67 |  | 1.0362 | Cogen | 1 | 0.099539 | 0 | 0 |  |  |  |  | 0.099539 | 0 |  |  |  |  | 0 | 0
48534 | BYU_GT4_8065 | 4 | Houston | YES | 0.028073 | 65 | 0 | 65 |  | 1.0362 | Cogen | 1 | 0.099539 | 0 | 0 |  |  |  |  | 0.099539 | 0 |  |  |  |  | 0 | 0
48561 | CTL_GT2_8130 | 1 | Houston | YES | 0.028585 | 73.5 | 30.3 | 91.9 |  | 1.0362 | Cogen | 1 | 0.10005 | 0 | 0 |  |  |  |  | 0.10005 | 0 |  |  |  |  | 0 | 0
48562 | CTL_GT3_8135 | 2 | Houston | YES | 0.028585 | 70.1 | 30.3 | 87.6 |  | 1.0362 | Cogen | 1 | 0.10005 | 0 | 0 |  |  |  |  | 0.10005 | 0 |  |  |  |  | 0 | 0
48563 | CTL_GT4_8140 | 3 | Houston | YES | 0.028585 | 69.6 | 30.3 | 87 |  | 1.0362 | Cogen | 1 | 0.10005 | 0 | 0 |  |  |  |  | 0.10005 | 0 |  |  |  |  | 0 | 0
48564 | CTL_GN1_8145 | 4 | Houston | YES | 0.028585 | 43.6 | 12.9 | 54.5 |  | 1.0362 | Cogen | 1 | 0.10005 | 0 | 0 |  |  |  |  | 0.10005 | 0 |  |  |  |  | 0 | 0
48565 | CTL_GN2_8155 | 5 | Houston | YES | 0.028585 | 9.8 | 3.4 | 12.2 |  | 1.0362 | Cogen | 1 | 0.10005 | 0 | 0 |  |  |  |  | 0.10005 | 0 |  |  |  |  | 0 | 0
48772 | PHR_GN2_2 | MB | Houston | YES | 0.029921 | 0 | 72 | 459 |  | 1.0362 | GSC | 1 | 0.10139 | 0 | 0 |  |  |  |  | 0.10139 | 0 |  |  |  |  | 0 | 0
38580 | TNBP_CGN1_8 | 1 | Houston | YES | 0.031835 | 70.8 | 0 | 70.8 | 0 | 1.005 | Cogen | 1 | 0.1033 | 0 | 0 |  |  |  |  | 0.1033 | 0 |  |  |  |  | 0 | 0
38590 | TNBP_CGN2_8 | 2 | Houston | YES | 0.031835 | 66.7 | 0 | 66.7 | 0 | 1.005 | Cogen | 1 | 0.1033 | 0 | 0 |  |  |  |  | 0.1033 | 0 |  |  |  |  | 0 | 0
38600 | TNBP_CGN3_8 | 5 | Houston | YES | 0.031835 | 53 | 0 | 53 | 0 | 1.005 | Cogen | 1 | 0.1033 | 0 | 0 |  |  |  |  | 0.1033 | 0 |  |  |  |  | 0 | 0
38611 | TNBPAMCG1_8 | 1 | Houston | YES | 0.031835 | 153.2 | 0 | 153.2 | 0 | 1.005 | Cogen | 1 | 0.1033 | 0 | 0 |  |  |  |  | 0.1033 | 0 |  |  |  |  | 0 | 0
38612 | TNBPAMCG2_8 | 2 | Houston | YES | 0.031835 | 153.5 | 0 | 153.5 | 0 | 1.005 | Cogen | 1 | 0.1033 | 0 | 0 |  |  |  |  | 0.1033 | 0 |  |  |  |  | 0 | 0
38613 | TNBPAMCG3_8 | 3 | Houston | YES | 0.031835 | 152.3 | 0 | 152.3 | 0 | 1.005 | Cogen | 1 | 0.1033 | 0 | 0 |  |  |  |  | 0.1033 | 0 |  |  |  |  | 0 | 0
38614 | TNBPAMCG4_8 | 4 | Houston | YES | 0.031835 | 96 | 0 | 96 |  | 1.005 | Cogen | 1 | 0.1033 | 0 | 0 |  |  |  |  | 0.1033 | 0 |  |  |  |  | 0 | 0
38615 | TNBPAMCG5_8 | 1 | Houston | YES | 0.031835 | 244 | 0 | 244 | 0 | 1.005 | Cogen | 1 | 0.1033 | 0 | 0 |  |  |  |  | 0.1033 | 0 |  |  |  |  | 0 | 0
38690 | TNBP_CGN4_8 | 3 | Houston | YES | 0.031835 | 40 | 0 | 40 |  | 1.005 | Cogen | 1 | 0.1033 | 0 | 0 |  |  |  |  | 0.1033 | 0 |  |  |  |  | 0 | 0
38711 | TNTXCTY1CG8 | 1 | Houston | YES | 0.031835 | 100.3 | 59 | 100.3 | 0 | 1 | Cogen | 1 | 0.1033 | 0 | 0 |  |  |  |  | 0.1033 | 0 |  |  |  |  | 0 | 0
38712 | TNTXCTY2CG8 | 1 | Houston | YES | 0.031835 | 92.9 | 59 | 92.9 | 0 | 1 | Cogen | 1 | 0.1033 | 0 | 0 |  |  |  |  | 0.1033 | 0 |  |  |  |  | 0 | 0
38713 | TNTXCTY3CG8 | 1 | Houston | YES | 0.031835 | 102.7 | 59 | 102.7 | 0 | 1 | Cogen | 1 | 0.1033 | 0 | 0 |  |  |  |  | 0.1033 | 0 |  |  |  |  | 0 | 0
38714 | TNTXCTY4CG8 | 1 | Houston | YES | 0.031835 | 103 | 59 | 103 | 0 | 1 | Cogen | 1 | 0.1033 | 0 | 0 |  |  |  |  | 0.1033 | 0 |  |  |  |  | 0 | 0
39470 | TNDOWCGNSG8 | 1 | Houston | YES | 0.031835 | 32 | 10 | 32 | 0 | 0.985 | Cogen | 1 | 0.1033 | 0 | 0 |  |  |  |  | 0.1033 | 0 |  |  |  |  | 0 | 0
39480 | TNDOWCGNGG8 | 1 | Houston | YES | 0.031835 | 30 | 10 | 30 | 0 | 0.985 | Cogen | 1 | 0.1033 | 0 | 0 |  |  |  |  | 0.1033 | 0 |  |  |  |  | 0 | 0
48929 | WAPGT21_GT1 | B1 | Houston | YES | 0.036348 | 0 | 0 | 13 |  | 1.05 | GGT | 1 | 0.10781 | 13 | 13 |  |  |  |  | 0.10781 | 1.4016 |  |  |  |  | 0 | 0
48921 | WAP_GN1_1 | 1 | Houston | YES | 0.036348 | 132.8 | 37 | 166 | 0 | 1.0362 | GST | 1 | 0.10781 | 166 | 166 |  |  |  |  | 0.10781 | 17.897 |  |  |  |  | 0 | 0
48922 | WAP_GN2_2 | 2 | Houston | YES | 0.036348 | 132.8 | 37 | 166 | 0 | 1.0362 | GST | 1 | 0.10781 | 166 | 166 |  |  |  |  | 0.10781 | 17.897 |  |  |  |  | 0 | 0
48923 | WAP_GN3_3 | 3 | Houston | YES | 0.036348 | 198.4 | 93 | 248 | 0 | 1.0362 | GST | 1 | 0.10781 | 248 | 248 |  |  |  |  | 0.10781 | 26.7378 |  |  |  |  | 0 | 0
48924 | WAP_GN4_4 | 4 | Houston | YES | 0.036348 | 546 | 217 | 546 | 0 | 1.0362 | GSC | 1 | 0.10781 | 546 | 546 |  |  |  |  | 0.10781 | 58.8662 |  |  |  |  | 0 | 0
48925 | WAP_GN5_5 | 5 | Houston | YES | 0.036348 | 579.1 | 278 | 654 | 0 | 0.985 | LIGCO | 1 | 0.10781 | 0 | 654 |  |  |  |  | 0.10781 | 70.5101 |  |  |  |  | 0 | 0
48510 | AK_GT1__8040 | 1 | Houston | YES | 0.036461 | 33.4 | 8.1 | 34 |  | 1.029 | Cogen | 1 | 0.10793 | 0 | 0 |  |  |  |  | 0.10793 | 0 |  |  |  |  | 0 | 0
48522 | BVE_GT2_5035 | 2 | Houston | YES | 0.037466 | 166.4 | 0 | 166.4 |  | 1.035 | CC | 1 | 0.10893 | 166.4 | 166.4 |  |  |  |  | 0.10893 | 18.1262 |  |  |  |  | 0 | 0
48521 | BVE_GT1_GT1 | 1 | Houston | YES | 0.037466 | 167.7 | 0 | 167.7 |  | 1.035 | CC | 1 | 0.10893 | 167.7 | 167.7 |  |  |  |  | 0.10893 | 18.2678 |  |  |  |  | 0 | 0
48523 | BVE_ST1_GN1 | 3 | Houston | YES | 0.037466 | 252.4 | 0 | 252.4 |  | 1.035 | CC | 1 | 0.10893 | 252.4 | 252.4 |  |  |  |  | 0.10893 | 27.4943 |  |  |  |  | 0 | 0
48730 | MNS_GT | 1 | Houston | YES | 0.037502 | 43 | 0 | 46.1 |  | 1.029 | Cogen | 1 | 0.10897 | 0 | 0 |  |  |  |  | 0.10897 | 0 |  |  |  |  | 0 | 0
48927 | WAP_GN7_7 | 7 | Houston | YES | 0.037524 | 564 | 277 | 564 |  | 1.035 | LIGCO | 1 | 0.10899 | 0 | 564 |  |  |  |  | 0.10899 | 61.4701 |  |  |  |  | 0 | 0
48928 | WAP_GN8_8 | 8 | Houston | YES | 0.037524 | 603 | 275 | 603 |  | 1.035 | LIGCO | 1 | 0.10899 | 0 | 603 |  |  |  |  | 0.10899 | 65.7207 |  |  |  |  | 0 | 0
48926 | WAP_GN6_6 | 6 | Houston | YES | 0.037524 | 651 | 280 | 651 |  | 1.035 | LIGCO | 1 | 0.10899 | 0 | 651 |  |  |  |  | 0.10899 | 70.9522 |  |  |  |  | 0 | 0
39760 | TNSCLP1___8 | 1 | Houston | YES | 0.044401 | 93.4 | 20 | 116.8 | 0 | 1.04 | Cogen | 1 | 0.11587 | 0 | 0 |  |  |  |  | 0.11587 | 0 |  |  |  |  | 0 | 0
39770 | TNSCLP2___8 | 1 | Houston | YES | 0.044401 | 91.6 | 20 | 114.5 | 0 | 1.04 | Cogen | 1 | 0.11587 | 0 | 0 |  |  |  |  | 0.11587 | 0 |  |  |  |  | 0 | 0
39775 | TNSCLP4___8 | 1 | Houston | YES | 0.044401 | 95.2 | 20 | 119 | 0 | 1.04 | Cogen | 1 | 0.11587 | 0 | 0 |  |  |  |  | 0.11587 | 0 |  |  |  |  | 0 | 0
39790 | TNSCLP3___8 | 1 | Houston | YES | 0.044401 | 87.6 | 20 | 109.5 | 0 | 1.027 | Cogen | 1 | 0.11587 | 0 | 0 |  |  |  |  | 0.11587 | 0 |  |  |  |  | 0 | 0
48520 | BSF_GT1_8070 | 1 | Houston | YES | 0.046345 | 72 | 0 | 72 | 0 | 1.0326 | Cogen | 1 | 0.11781 | 0 | 0 |  |  |  |  | 0.11781 | 0 |  |  |  |  | 0 | 0
48520 | BSF_GT1_8070 | 2 | Houston | YES | 0.046345 | 10 | 0 | 10 | 0 | 1.0326 | Cogen | 1 | 0.11781 | 0 | 0 |  |  |  |  | 0.11781 | 0 |  |  |  |  | 0 | 0
49851 | DOW17000 | 37 | Houston | YES | 0.048801 | 39 | 0 | 62 | 0 | 1 | Cogen | 1 | 0.12027 | 0 | 0 |  |  |  |  | 0.12027 | 0 |  |  |  |  | 0 | 0
49858 | DOW38100 | 31 | Houston | YES | 0.048801 | 45 | 0 | 71.4 |  | 1 | Cogen | 1 | 0.12027 | 0 | 0 |  |  |  |  | 0.12027 | 0 |  |  |  |  | 0 | 0
49859 | DOW38200 | 33 | Houston | YES | 0.048801 | 28 | 0 | 45 | 0 | 1 | Cogen | 1 | 0.12027 | 0 | 0 |  |  |  |  | 0.12027 | 0 |  |  |  |  | 0 | 0
49860 | DOW38300 | 32 | Houston | YES | 0.048801 | 63 | 0 | 101 |  | 1 | Cogen | 1 | 0.12027 | 0 | 0 |  |  |  |  | 0.12027 | 0 |  |  |  |  | 0 | 0
49862 | DOW39100 | 36 | Houston | YES | 0.048801 | 54 | 0 | 86 | 0 | 1 | Cogen | 1 | 0.12027 | 0 | 0 |  |  |  |  | 0.12027 | 0 |  |  |  |  | 0 | 0
49863 | DOW39200 | 35 | Houston | YES | 0.048801 | 55 | 0 | 88 | 0 | 1 | Cogen | 1 | 0.12027 | 0 | 0 |  |  |  |  | 0.12027 | 0 |  |  |  |  | 0 | 0
49865 | DOW41000 | 41 | Houston | YES | 0.048801 | 31 | 0 | 50 |  | 1 | Cogen | 1 | 0.12027 | 0 | 0 |  |  |  |  | 0.12027 | 0 |  |  |  |  | 0 | 0
49866 | DOW42000 | 42 | Houston | YES | 0.048801 | 11 | 0 | 18 |  | 1 | Cogen | 1 | 0.12027 | 0 | 0 |  |  |  |  | 0.12027 | 0 |  |  |  |  | 0 | 0
49869 | DOW49000 | 45 | Houston | YES | 0.048801 | 59 | 0 | 94 |  | 1 | Cogen | 1 | 0.12027 | 0 | 0 |  |  |  |  | 0.12027 | 0 |  |  |  |  | 0 | 0
49870 | DOW61000 | 61 | Houston | YES | 0.048801 | 44 | 0 | 70 | 0 | 1 | Cogen | 1 | 0.12027 | 0 | 0 |  |  |  |  | 0.12027 | 0 |  |  |  |  | 0 | 0
49871 | DOW62000 | 62 | Houston | YES | 0.048801 | 40 | 0 | 63 | 0 | 1 | Cogen | 1 | 0.12027 | 0 | 0 |  |  |  |  | 0.12027 | 0 |  |  |  |  | 0 | 0
49872 | DOW63000 | 63 | Houston | YES | 0.048801 | 45 | 0 | 72 | 0 | 1 | Cogen | 1 | 0.12027 | 0 | 0 |  |  |  |  | 0.12027 | 0 |  |  |  |  | 0 | 0
49873 | DOW64000 | 64 | Houston | YES | 0.048801 | 41 | 0 | 64.8 | 0 | 1 | Cogen | 1 | 0.12027 | 0 | 0 |  |  |  |  | 0.12027 | 0 |  |  |  |  | 0 | 0
49876 | DOW65000 | 65 | Houston | YES | 0.048801 | 63 | 0 | 101 | 0 | 1 | Cogen | 1 | 0.12027 | 0 | 0 |  |  |  |  | 0.12027 | 0 |  |  |  |  | 0 | 0
49877 | DOW66000 | 66 | Houston | YES | 0.048801 | 61 | 0 | 97 | 0 | 1 | Cogen | 1 | 0.12027 | 0 | 0 |  |  |  |  | 0.12027 | 0 |  |  |  |  | 0 | 0
49878 | DOW67000 | 67 | Houston | YES | 0.048801 | 65 | 0 | 103 | 0 | 1 | Cogen | 1 | 0.12027 | 0 | 0 |  |  |  |  | 0.12027 | 0 |  |  |  |  | 0 | 0
49882 | DOW81000 | 81 | Houston | YES | 0.048801 | 47 | 0 | 76 | 0 | 1 | Cogen | 1 | 0.12027 | 0 | 0 |  |  |  |  | 0.12027 | 0 |  |  |  |  | 0 | 0
49884 | DOW82000 | 82 | Houston | YES | 0.048801 | 51 | 0 | 80 | 0 | 1 | Cogen | 1 | 0.12027 | 0 | 0 |  |  |  |  | 0.12027 | 0 |  |  |  |  | 0 | 0
49885 | DOW83000 | 83 | Houston | YES | 0.048801 | 51 | 0 | 80 | 0 | 1 | Cogen | 1 | 0.12027 | 0 | 0 |  |  |  |  | 0.12027 | 0 |  |  |  |  | 0 | 0
49886 | DOW84000 | 84 | Houston | YES | 0.048801 | 107 | 0 | 171 | 0 | 0.98 | Cogen | 1 | 0.12027 | 0 | 0 |  |  |  |  | 0.12027 | 0 |  |  |  |  | 0 | 0
8032 | AMISTADHYD1 | 1 | South | YES | 0.049694 | 33 | 13 | 33 | 0 | 1.03 | Hydro | 1 | 0.12116 | 0 | 0 |  |  |  |  | 0.12116 | 0 |  |  |  |  | 0 | 0
8033 | AMISTADHYD2 | 2 | South | YES | 0.049694 | 25 | 13 | 25 | 0 | 1.03 | Hydro | 1 | 0.12116 | 0 | 0 |  |  |  |  | 0.12116 | 0 |  |  |  |  | 0 | 0
88253 | HAMILTON | F | South | YES | 0.049694 | 0 | 0 | 0 | 0 | 1.04 | BLT | 1 | 0.12116 | 0 | 0 |  |  |  |  | 0.12116 | 0 |  |  |  |  | 0 | 0
32892 | BRYN_DNSBY14 | 1 | North | YES | -0.015824 | 84 | 25 | 105 | 0 | 1.035 | GST | 1 | 0.055642 | 105 | 105 | -1.6615 | 105 |  |  | 0.055642 | 5.8424 |  |  |  |  | 0 | 0
32883 | BRYN_DNSBY3 | 1 | North | YES | -0.015824 | 0 | 2 | 48 |  | 1.015 | GST | 1 | 0.055642 | 48 | 48 | -0.75955 | 48 |  |  | 0.055642 | 2.6708 |  |  |  |  | 0 | 0
32884 | BRYN_DNSBY13 | 1 | North | YES | -0.015824 | 46 | 2 | 46 | 0 | 1.015 | GST | 1 | 0.055642 | 46 | 46 | -0.7279 | 46 |  |  | 0.055642 | 2.5595 |  |  |  |  | 0 | 0
48674 | FTR_CN4_5095 | 4 | North | YES | -0.016497 | 380 | 0 | 380 | 0 | 1.0319 | CC | 1 | 0.054969 | 380 | 380 | -6.2689 | 380 |  |  | 0.054969 | 20.888 |  |  |  |  | 0 | 0
48672 | FTR_GT2_5110 | 2 | North | YES | -0.016497 | 159 | 0 | 159 | 0 | 1.0319 | CC | 1 | 0.054969 | 159 | 159 | -2.623 | 159 |  |  | 0.054969 | 8.74 |  |  |  |  | 0 | 0
48673 | FTR_GT3_5085 | 3 | North | YES | -0.016497 | 158 | 0 | 158 | 0 | 1.0319 | CC | 1 | 0.054969 | 158 | 158 | -2.6065 | 158 |  |  | 0.054969 | 8.685 |  |  |  |  | 0 | 0
48671 | FTR_GT1_5105 | 1 | North | YES | -0.016497 | 154.2 | 0 | 154.2 | 0 | 1.0319 | CC | 1 | 0.054969 | 154.2 | 154.2 | -2.5438 | 154.2 |  |  | 0.054969 | 8.4761 |  |  |  |  | 0 | 0
32888 | BRYN_ATKINS7 | 1 | North | YES | -0.018261 | 13.6 | 4 | 17 |  | 1.028 | GGT | 1 | 0.053205 | 17 | 17 | -0.31044 | 17 |  |  | 0.053205 | 0.90448 |  |  |  |  | 0 | 0
32886 | BRYN_ATKINS3 | MB | North | YES | -0.018261 | 0 | 5 | 12 |  | 1 | GST | 1 | 0.053205 | 0 | 0 | 0 | 0 |  |  | 0.053205 | 0 |  |  |  |  | 0 | 0
32887 | BRYN_ATKINS6 | MB | North | YES | -0.018261 | 0 | 12 | 51 |  | 1.028 | GST | 1 | 0.053205 | 0 | 0 | 0 | 0 |  |  | 0.053205 | 0 |  |  |  |  | 0 | 0
32890 | BRYN_ATKINS4 | MB | North | YES | -0.018261 | 0 | 5 | 22 |  | 1.031 | GST | 1 | 0.053205 | 0 | 0 | 0 | 0 |  |  | 0.053205 | 0 |  |  |  |  | 0 | 0
32891 | BRYN_ATKINS5 | MB | North | YES | -0.018261 | 0 | 5 | 25 |  | 1.031 | GST | 1 | 0.053205 | 0 | 0 | 0 | 0 |  |  | 0.053205 | 0 |  |  |  |  | 0 | 0
32798 | BRYN_TAMUGEN | 1 | North | YES | -0.018452 | 32 | 0 | 32 |  | 1.02 | GST | 1 | 0.053014 | 32 | 32 | -0.59046 | 32 |  |  | 0.053014 | 1.6964 |  |  |  |  | 0 | 0
48911 | TGF_GT1_8000 | 1 | Houston | YES | 0.058202 | 69.2 | 0 | 69.2 |  | 1.029 | Cogen | 1 | 0.12967 | 0 | 0 |  |  |  |  | 0.12967 | 0 |  |  |  |  | 0 | 0
990 | GIBN_CREK_G1 | 1 | North | YES | -0.023129 | 463 | 200 | 463 | 0 | 1.0275 | LIGCO | 1 | 0.048337 | 0 | 463 | -10.7087 | 463 |  |  | 0.048337 | 22.3798 |  |  |  |  | 0 | 0
48731 | CBE_GT1 | 1 | Houston | YES | 0.061389 | 76 | 0 | 76 | 0 | 1.029 | CC | 1 | 0.13285 | 76 | 76 |  |  |  |  | 0.13285 | 10.0969 |  |  |  |  | 0 | 0
48732 | CBE_GT2 | 1 | Houston | YES | 0.061389 | 76 | 0 | 76 | 0 | 1.029 | CC | 1 | 0.13285 | 76 | 76 |  |  |  |  | 0.13285 | 10.0969 |  |  |  |  | 0 | 0
48734 | CBE_GT3 | 1 | Houston | YES | 0.061389 | 76 | 0 | 76 | 0 | 1.029 | CC | 1 | 0.13285 | 76 | 76 |  |  |  |  | 0.13285 | 10.0969 |  |  |  |  | 0 | 0
48735 | CBE_GT4 | 1 | Houston | YES | 0.061389 | 76 | 0 | 76 | 0 | 1.029 | CC | 1 | 0.13285 | 76 | 76 |  |  |  |  | 0.13285 | 10.0969 |  |  |  |  | 0 | 0
48733 | CBE_ST12 | 1 | Houston | YES | 0.061389 | 105 | 0 | 105 | 0 | 1.029 | CC | 1 | 0.13285 | 105 | 105 |  |  |  |  | 0.13285 | 13.9497 |  |  |  |  | 0 | 0
48736 | CBE_ST34 | 1 | Houston | YES | 0.061389 | 105 | 0 | 105 | 0 | 1.029 | CC | 1 | 0.13285 | 105 | 105 |  |  |  |  | 0.13285 | 13.9497 |  |  |  |  | 0 | 0
5911 | STP_GN1___1 | 1 | Houston | YES | 0.062009 | 1333 | 1249 | 1333 | 0 | 1.0406 | Nuc | 1 | 0.13347 | 0 | 0 |  |  |  |  | 0.13347 | 0 |  |  |  |  | 0 | 0
5912 | STP_GN2___2 | 2 | Houston | YES | 0.062009 | 1332 | 1249 | 1332 | 0 | 1.0406 | Nuc | 1 | 0.13347 | 0 | 0 |  |  |  |  | 0.13347 | 0 |  |  |  |  | 0 | 0
8262 | ELPS | 1 | South | YES | 0.064073 | 6 | 6 | 6 | 0 | 1.15 | Hydro | 1 | 0.13554 | 0 | 0 |  |  |  |  | 0.13554 | 0 |  |  |  |  | 0 | 0
7022 | L_BUCHAN1_1Y | 1 | South | YES | 0.071689 | 0 | 0 | 18 |  | 1 | Hydro | 1 | 0.14315 | 0 | 0 |  |  |  |  | 0.14315 | 0 |  |  |  |  | 0 | 0
7023 | L_BUCHAN1_2Y | 2 | South | YES | 0.071689 | 0 | 0 | 18 |  | 1 | Hydro | 1 | 0.14315 | 0 | 0 |  |  |  |  | 0.14315 | 0 |  |  |  |  | 0 | 0
7024 | L_BUCHAN1_3Y | 3 | South | YES | 0.071689 | 0 | 0 | 15 |  | 1 | Hydro | 1 | 0.14315 | 0 | 0 |  |  |  |  | 0.14315 | 0 |  |  |  |  | 0 | 0
7026 | L_INKSDA1_1Y | 1 | South | YES | 0.07245 | 0 | 0 | 13.7 |  | 1 | Hydro | 1 | 0.14392 | 0 | 0 |  |  |  |  | 0.14392 | 0 |  |  |  |  | 0 | 0
39960 | TNTNPONE_18 | 1 | North | YES | -0.045587 | 152.3 | 30 | 152.3 |  | 1.04 | LIGCO | 1 | 0.025879 | 0 | 152.3 | -6.9429 | 152.3 |  |  | 0.025879 | 3.9413 |  |  |  |  | 0 | 0
39970 | TNTNPONE_28 | 1 | North | YES | -0.045587 | 153 | 30 | 153 |  | 1.04 | LIGCO | 1 | 0.025879 | 0 | 153 | -6.9748 | 153 |  |  | 0.025879 | 3.9594 |  |  |  |  | 0 | 0
60202 | FRNDDRCS | F | West | YES | -0.04836 | 0 | 0 | 0 | 0 | 0.9985 | AVR | -1 | -0.029108 | 0 | 0 |  |  | 0 | 0 | 0.029108 | 0 |  |  |  |  | 0 | 0
8134 | FOR #1 | 1 | South | YES | 0.086112 | 54.1 | 45 | 79 | 0 | 1 | Cogen | 1 | 0.15758 | 0 | 0 |  |  |  |  | 0.15758 | 0 |  |  |  |  | 0 | 0
8138 | FOR #2 | 2 | South | YES | 0.086112 | 63.1 | 45 | 81 | 0 | 1 | Cogen | 1 | 0.15758 | 0 | 0 |  |  |  |  | 0.15758 | 0 |  |  |  |  | 0 | 0
8153 | FOR #3 | 3 | South | YES | 0.086112 | 63.1 | 45 | 79.9 | 0 | 1 | Cogen | 1 | 0.15758 | 0 | 0 |  |  |  |  | 0.15758 | 0 |  |  |  |  | 0 | 0
8154 | FOR #4 | 4 | South | YES | 0.086112 | 63.1 | 60 | 80 | 0 | 1 | Cogen | 1 | 0.15758 | 0 | 0 |  |  |  |  | 0.15758 | 0 |  |  |  |  | 0 | 0
8155 | FOR #5 | 5 | South | YES | 0.086112 | 63.1 | 60 | 78.4 | 0 | 1 | Cogen | 1 | 0.15758 | 0 | 0 |  |  |  |  | 0.15758 | 0 |  |  |  |  | 0 | 0
8156 | FOR #6 | 6 | South | YES | 0.086112 | 24.9 | 5 | 25 | 0 | 1 | Cogen | 1 | 0.15758 | 0 | 0 |  |  |  |  | 0.15758 | 0 |  |  |  |  | 0 | 0
8157 | FOR #7 | 7 | South | YES | 0.086112 | 28.8 | 5 | 46 | 0 | 1 | Cogen | 1 | 0.15758 | 0 | 0 |  |  |  |  | 0.15758 | 0 |  |  |  |  | 0 | 0
80051 | FOR #8 | 8 | South | YES | 0.086112 | 28 | 28 | 28 |  | 1 | Cogen | 1 | 0.15758 | 0 | 0 |  |  |  |  | 0.15758 | 0 |  |  |  |  | 0 | 0
80052 | FOR #9 | 9 | South | YES | 0.086112 | 29.7 | 5 | 43.6 | 0 | 1 | Cogen | 1 | 0.15758 | 0 | 0 |  |  |  |  | 0.15758 | 0 |  |  |  |  | 0 | 0
80053 | FOR #10 | 10 | South | YES | 0.086112 | 68.4 | 45 | 75 | 0 | 1 | Cogen | 1 | 0.15758 | 0 | 0 |  |  |  |  | 0.15758 | 0 |  |  |  |  | 0 | 0
80226 | ALCOA G | 1 | South | YES | 0.086785 | 32.3 | 5 | 48 | 0 | 1.015 | Cogen | 1 | 0.15825 | 0 | 0 |  |  |  |  | 0.15825 | 0 |  |  |  |  | 0 | 0
7000 | L_FERGUS1_1Y | 1 | South | YES | 0.086882 | 400 | 65 | 423.3 | 0 | 1.015 | GSC | 1 | 0.15835 | 423.3 | 423.3 |  |  |  |  | 0.15835 | 67.0285 |  |  |  |  | 0 | 0
7035 | L_WIRTZ_1G1Y | 1 | South | YES | 0.087159 | 0 | 0 | 29 |  | 1 | Hydro | 1 | 0.15862 | 0 | 0 |  |  |  |  | 0.15862 | 0 |  |  |  |  | 0 | 0
7036 | L_WIRTZ_1G2Y | 2 | South | YES | 0.087159 | 0 | 0 | 29.7 |  | 1 | Hydro | 1 | 0.15862 | 0 | 0 |  |  |  |  | 0.15862 | 0 |  |  |  |  | 0 | 0
8147 | UCAR #2 | 10 | South | YES | 0.088972 | 18.2 | 0 | 28 |  | 1 | Cogen | 1 | 0.16044 | 0 | 0 |  |  |  |  | 0.16044 | 0 |  |  |  |  | 0 | 0
8148 | UCAR #1 | 2 | South | YES | 0.088972 | 6.1 | 0 | 7 | 0 | 1.009 | Cogen | 1 | 0.16044 | 0 | 0 |  |  |  |  | 0.16044 | 0 |  |  |  |  | 0 | 0
80137 | CSDR89 | 9 | South | YES | 0.088972 | 15 | 0 | 15 | 0 | 1.003 | DCTie | 1 | 0.16044 | 0 | 0 |  |  |  |  | 0.16044 | 0 |  |  |  |  | 0 | 0
80137 | CSDR89 | 8 | South | YES | 0.088972 | 33.9 | 0 | 39 | 0 | 1.003 | DCTie | 1 | 0.16044 | 0 | 0 |  |  |  |  | 0.16044 | 0 |  |  |  |  | 0 | 0
80138 | CSDR7 | 7 | South | YES | 0.088972 | 6.1 | 0 | 7 | 0 | 1.014 | DCTie | 1 | 0.16044 | 0 | 0 |  |  |  |  | 0.16044 | 0 |  |  |  |  | 0 | 0
80139 | CSDR56 | 6 | South | YES | 0.088972 | 0 | 0 | 39 |  | 1.0033 | DCTie | 1 | 0.16044 | 0 | 0 |  |  |  |  | 0.16044 | 0 |  |  |  |  | 0 | 0
80139 | CSDR56 | 5 | South | YES | 0.088972 | 15 | 0 | 15 |  | 1.0033 | DCTie | 1 | 0.16044 | 0 | 0 |  |  |  |  | 0.16044 | 0 |  |  |  |  | 0 | 0
80140 | CSDR11 | 11 | South | YES | 0.088972 | 33.9 | 0 | 39 | 0 | 1.03 | DCTie | 1 | 0.16044 | 0 | 0 |  |  |  |  | 0.16044 | 0 |  |  |  |  | 0 | 0
80227 | AIRCO G | 1 | South | YES | 0.089286 | 7.2 | 0 | 8 | 0 | 1.0104 | Cogen | 1 | 0.16075 | 0 | 0 |  |  |  |  | 0.16075 | 0 |  |  |  |  | 0 | 0
80224 | VISTRONG1 | 1 | South | YES | 0.089885 | 13.1 | 0 | 15 | 0 | 1.01 | Cogen | 1 | 0.16135 | 0 | 0 |  |  |  |  | 0.16135 | 0 |  |  |  |  | 0 | 0
80225 | VISTRONG2 | 2 | South | YES | 0.089885 | 20.2 | 0 | 23 | 0 | 1.01 | Cogen | 1 | 0.16135 | 0 | 0 |  |  |  |  | 0.16135 | 0 |  |  |  |  | 0 | 0
48721 | LEG_1___1 | 1 | North | YES | -0.055103 | 827 | 357 | 827 | 0 | 1.0348 | LIGCO | 1 | 0.016363 | 0 | 827 | -45.5702 | 827 |  |  | 0.016363 | 13.5318 |  |  |  |  | 0 | 0
48722 | LEG_2___2 | 2 | North | YES | -0.055103 | 819 | 357 | 819 | 0 | 1.0348 | LIGCO | 1 | 0.016363 | 0 | 819 | -45.1294 | 819 |  |  | 0.016363 | 13.4009 |  |  |  |  | 0 | 0
5505 | RAYBURNGEN1 | 1 | South | YES | 0.090712 | 0 | 1 | 11 |  | 1.0223 | GGT | 1 | 0.16218 | 11 | 11 |  |  |  |  | 0.16218 | 1.784 |  |  |  |  | 0 | 0
5506 | RAYBURNGEN2 | 1 | South | YES | 0.090712 | 0 | 1 | 11 |  | 1.0223 | GGT | 1 | 0.16218 | 11 | 11 |  |  |  |  | 0.16218 | 1.784 |  |  |  |  | 0 | 0
5503 | RAYBURNGEN3 | 1 | South | YES | 0.090712 | 17.6 | 6 | 22 | 0 | 1.0224 | GST | 1 | 0.16218 | 22 | 22 |  |  |  |  | 0.16218 | 3.5679 |  |  |  |  | 0 | 0
80012 | LAR | F | South | YES | 0.091061 | 0 | 0 | 0 | 0 | 1.04 | DCTie | 1 | 0.16253 | 0 | 0 |  |  |  |  | 0.16253 | 0 |  |  |  |  | 0 | 0
80265 | LARECU40A | 4 | South | YES | 0.091061 | 80 | 0 | 100 |  | 1.039 | GGT | 1 | 0.16253 | 100 | 100 |  |  |  |  | 0.16253 | 16.2527 |  |  |  |  | 0 | 0
80266 | LARECU50A | 5 | South | YES | 0.091061 | 80 | 0 | 100 |  | 1.039 | GGT | 1 | 0.16253 | 100 | 100 |  |  |  |  | 0.16253 | 16.2527 |  |  |  |  | 0 | 0
5509 | RAYBURNCC10 | 1 | South | YES | 0.091471 | 37.3 | 5.2 | 37.3 | 0 | 1.0296 | CC | 1 | 0.16294 | 37.3 | 37.3 |  |  |  |  | 0.16294 | 6.0775 |  |  |  |  | 0 | 0
5511 | RAYBURNCC7 | 1 | South | YES | 0.091471 | 47.5 | 18.2 | 47.5 | 0 | 1.0296 | CC | 1 | 0.16294 | 47.5 | 47.5 |  |  |  |  | 0.16294 | 7.7395 |  |  |  |  | 0 | 0
5508 | RAYBURNCC9 | 1 | South | YES | 0.091471 | 47.7 | 18.2 | 47.7 | 0 | 1.0296 | CC | 1 | 0.16294 | 47.7 | 47.7 |  |  |  |  | 0.16294 | 7.7721 |  |  |  |  | 0 | 0
5512 | RAYBURNCC8 | 1 | South | YES | 0.091471 | 49.3 | 18.2 | 49.3 | 0 | 1.0296 | CC | 1 | 0.16294 | 49.3 | 49.3 |  |  |  |  | 0.16294 | 8.0328 |  |  |  |  | 0 | 0
8066 | DUP1V#1 | 1 | South | YES | 0.091512 | 52.3 | 0 | 73 | 0 | 1.01 | Cogen | 1 | 0.16298 | 0 | 0 |  |  |  |  | 0.16298 | 0 |  |  |  |  | 0 | 0
8926 | LGE_GT10A | 1 | South | YES | 0.09179 | 158 | 0 | 158 | 0 | 1.03 | Cogen | 1 | 0.16326 | 0 | 0 |  |  |  |  | 0.16326 | 0 |  |  |  |  | 0 | 0
8927 | LGE_GT20A | 2 | South | YES | 0.09179 | 153 | 0 | 153 | 0 | 1.03 | Cogen | 1 | 0.16326 | 0 | 0 |  |  |  |  | 0.16326 | 0 |  |  |  |  | 0 | 0
8928 | LGE_STG0A | 3 | South | YES | 0.09179 | 100 | 0 | 100 | 0 | 1.03 | Cogen | 1 | 0.16326 | 0 | 0 |  |  |  |  | 0.16326 | 0 |  |  |  |  | 0 | 0
8930 | ICPGN10A | 1 | South | YES | 0.09179 | 149 | 0 | 149 | 0 | 1.03 | Cogen | 1 | 0.16326 | 0 | 0 |  |  |  |  | 0.16326 | 0 |  |  |  |  | 0 | 0
8931 | ICPGN20A | 2 | South | YES | 0.09179 | 150 | 0 | 150 | 0 | 1.03 | Cogen | 1 | 0.16326 | 0 | 0 |  |  |  |  | 0.16326 | 0 |  |  |  |  | 0 | 0
8932 | ICPGN30A | 3 | South | YES | 0.09179 | 127 | 0 | 127 | 0 | 1.03 | Cogen | 1 | 0.16326 | 0 | 0 |  |  |  |  | 0.16326 | 0 |  |  |  |  | 0 | 0
80223 | REYSHR G | 1 | South | YES | 0.09179 | 12 | 0 | 12 | 0 | 1.032 | Cogen | 1 | 0.16326 | 0 | 0 |  |  |  |  | 0.16326 | 0 |  |  |  |  | 0 | 0
88299 | ZAPATA | F | South | YES | 0.091925 | 0 | 0 | 0 | 0 | 1.02 | BLT | 1 | 0.16339 | 0 | 0 |  |  |  |  | 0.16339 | 0 |  |  |  |  | 0 | 0
8173 | VICEC51A | 5 | South | YES | 0.092439 | 144 | 18 | 144 | 0 | 1.025 | CC | 1 | 0.1639 | 144 | 144 |  |  |  |  | 0.1639 | 23.6023 |  |  |  |  | 0 | 0
8174 | VICEC61A | 6 | South | YES | 0.092439 | 188 | 42 | 188 | 0 | 1.025 | CC | 1 | 0.1639 | 188 | 188 |  |  |  |  | 0.1639 | 30.8141 |  |  |  |  | 0 | 0
5728 | FALCONHYDRO2 | 2 | South | YES | 0.092509 | 12 | 0 | 12 | 0 | 1.0234 | Hydro | 1 | 0.16397 | 0 | 0 |  |  |  |  | 0.16397 | 0 |  |  |  |  | 0 | 0
5729 | FALCONHYDRO3 | 3 | South | YES | 0.092509 | 11 | 0 | 11 | 0 | 1.0234 | Hydro | 1 | 0.16397 | 0 | 0 |  |  |  |  | 0.16397 | 0 |  |  |  |  | 0 | 0
8048 | FALCONHYDRO1 | 1 | South | YES | 0.092509 | 12 | 0 | 12 | 0 | 1.0234 | Hydro | 1 | 0.16397 | 0 | 0 |  |  |  |  | 0.16397 | 0 |  |  |  |  | 0 | 0
88508 | FALFURRI | F | South | YES | 0.092514 | 0 | 0 | 0 | 0 | 1 | AVR | 1 | 0.16398 | 0 | 0 |  |  |  |  | 0.16398 | 0 |  |  |  |  | 0 | 0
8442 | NBEC7 | MB | South | YES | 0.09258 | 0 | 81 | 367 |  | 1.0298 | GST | 1 | 0.16405 | 0 | 0 |  |  |  |  | 0.16405 | 0 |  |  |  |  | 0 | 0
8442 | NBEC7 | 7 | South | YES | 0.09258 | 0 | 81 | 367 |  | 1.0298 | GST | 1 | 0.16405 | 367 | 367 |  |  |  |  | 0.16405 | 60.2047 |  |  |  |  | 0 | 0
8560 | CNOPGT1 | 1 | South | YES | 0.092589 | 148.3 | 0 | 148.3 | 0 | 1.03 | Cogen | 1 | 0.16405 | 0 | 0 |  |  |  |  | 0.16405 | 0 |  |  |  |  | 0 | 0
8561 | CNOPGT2 | 2 | South | YES | 0.092589 | 148.6 | 0 | 148.6 | 0 | 1.03 | Cogen | 1 | 0.16405 | 0 | 0 |  |  |  |  | 0.16405 | 0 |  |  |  |  | 0 | 0
8562 | CNOPST1 | 3 | South | YES | 0.092589 | 153 | 0 | 153 | 0 | 1.03 | Cogen | 1 | 0.16405 | 0 | 0 |  |  |  |  | 0.16405 | 0 |  |  |  |  | 0 | 0
8456 | COSW#1 | 1 | South | YES | 0.092634 | 20 | 0 | 20 | 0 | 1.027 | Cogen | 1 | 0.1641 | 0 | 0 |  |  |  |  | 0.1641 | 0 |  |  |  |  | 0 | 0
8457 | COSW#2 | 2 | South | YES | 0.092634 | 14 | 0 | 14 | 0 | 1.027 | Cogen | 1 | 0.1641 | 0 | 0 |  |  |  |  | 0.1641 | 0 |  |  |  |  | 0 | 0
8459 | B_DAVIS0B | MB | South | YES | 0.092744 | 0 | 50 | 339 |  | 1.03 | GSC | 1 | 0.16421 | 0 | 0 |  |  |  |  | 0.16421 | 0 |  |  |  |  | 0 | 0
8460 | B_DAVIS0A | MB | South | YES | 0.092744 | 0 | 50 | 340 |  | 1.03 | GSC | 1 | 0.16421 | 0 | 0 |  |  |  |  | 0.16421 | 0 |  |  |  |  | 0 | 0
80263 | B_DAVIS31A | 3 | South | YES | 0.092744 | 0 | 0 | 180 |  | 1.0366 | CC | 1 | 0.16421 | 180 | 180 |  |  |  |  | 0.16421 | 29.5577 |  |  |  |  | 0 | 0
80264 | B_DAVIS41A | 4 | South | YES | 0.092744 | 0 | 0 | 180 |  | 1.0366 | CC | 1 | 0.16421 | 180 | 180 |  |  |  |  | 0.16421 | 29.5577 |  |  |  |  | 0 | 0
8506 | VAL #1 | 1 | South | YES | 0.092781 | 20.9 | 0 | 25 | 0 | 1.0055 | Cogen | 1 | 0.16425 | 0 | 0 |  |  |  |  | 0.16425 | 0 |  |  |  |  | 0 | 0
8507 | VAL #2 | 2 | South | YES | 0.092781 | 20.9 | 0 | 25 | 0 | 1.0055 | Cogen | 1 | 0.16425 | 0 | 0 |  |  |  |  | 0.16425 | 0 |  |  |  |  | 0 | 0
8461 | KOCH_UP0A | 1 | South | YES | 0.092861 | 38 | 0 | 38 | 0 | 1.012 | Cogen | 1 | 0.16433 | 0 | 0 |  |  |  |  | 0.16433 | 0 |  |  |  |  | 0 | 0
8511 | OXY_CC0A | 1 | South | YES | 0.092868 | 30.3 | 0 | 38 | 0 | 1.027 | Cogen | 1 | 0.16433 | 0 | 0 |  |  |  |  | 0.16433 | 0 |  |  |  |  | 0 | 0
8933 | FGNTS001 | 1 | South | YES | 0.093119 | 146.5 | 0 | 146.5 | 0 | 1.03 | CC | 1 | 0.16458 | 146.5 | 146.5 |  |  |  |  | 0.16458 | 24.1116 |  |  |  |  | 0 | 0
8934 | FGNTS101 | 2 | South | YES | 0.093119 | 147.9 | 0 | 147.9 | 0 | 1.03 | CC | 1 | 0.16458 | 147.9 | 147.9 |  |  |  |  | 0.16458 | 24.3421 |  |  |  |  | 0 | 0
8935 | FGNTS201 | 3 | South | YES | 0.093119 | 173 | 0 | 173 | 0 | 1.03 | CC | 1 | 0.16458 | 173 | 173 |  |  |  |  | 0.16458 | 28.4731 |  |  |  |  | 0 | 0
8517 | CELANEBI0A | 1 | South | YES | 0.093183 | 29 | 0 | 29 | 0 | 1.02 | Cogen | 1 | 0.16465 | 0 | 0 |  |  |  |  | 0.16465 | 0 |  |  |  |  | 0 | 0
8982 | HECN2 | 2 | South | YES | 0.093223 | 144.1 | 0 | 144.1 | 0 | 1.0304 | CC | 1 | 0.16469 | 144.1 | 144.1 |  |  |  |  | 0.16469 | 23.7316 |  |  |  |  | 0 | 0
8981 | HECN1 | 1 | South | YES | 0.093223 | 144.8 | 0 | 144.8 | 0 | 1.0304 | CC | 1 | 0.16469 | 144.8 | 144.8 |  |  |  |  | 0.16469 | 23.8469 |  |  |  |  | 0 | 0
8983 | HECN3 | 3 | South | YES | 0.093223 | 171.9 | 0 | 171.9 | 0 | 1.0304 | CC | 1 | 0.16469 | 171.9 | 171.9 |  |  |  |  | 0.16469 | 28.31 |  |  |  |  | 0 | 0
8936 | MVGN#1 | 1 | South | YES | 0.093223 | 216.6 | 0 | 216.6 | 0 | 1.0304 | CC | 1 | 0.16469 | 216.6 | 216.6 |  |  |  |  | 0.16469 | 35.6715 |  |  |  |  | 0 | 0
8937 | MVGN#2 | 2 | South | YES | 0.093223 | 216.7 | 0 | 216.7 | 0 | 1.0304 | CC | 1 | 0.16469 | 216.7 | 216.7 |  |  |  |  | 0.16469 | 35.688 |  |  |  |  | 0 | 0
8938 | MVGN#3 | 3 | South | YES | 0.093223 | 250.9 | 0 | 250.9 | 0 | 1.0304 | CC | 1 | 0.16469 | 250.9 | 250.9 |  |  |  |  | 0.16469 | 41.3204 |  |  |  |  | 0 | 0
80003 | MILHWYS | F | South | YES | 0.093259 | 0 | 0 | 0 | 0 | 1.0168 | AVR | 1 | 0.16472 | 0 | 0 |  |  |  |  | 0.16472 | 0 |  |  |  |  | 0 | 0
5933 | SI_RAY6 | 6 | South | YES | 0.093259 | 15.4 | 10 | 19.3 | 0 | 1.035 | GST | 1 | 0.16472 | 19.3 | 19.3 |  |  |  |  | 0.16472 | 3.1792 |  |  |  |  | 0 | 0
5932 | SI_RAY9 | 9 | South | YES | 0.093259 | 32 | 32 | 38 | 0 | 1.035 | CC | 1 | 0.16472 | 38 | 38 |  |  |  |  | 0.16472 | 6.2595 |  |  |  |  | 0 | 0
5935 | SI_RAY10 | 10 | South | YES | 0.093259 | 47 | 10 | 47 | 0 | 1.03 | CC | 1 | 0.16472 | 47 | 47 |  |  |  |  | 0.16472 | 7.7421 |  |  |  |  | 0 | 0
80080 | GWINDT11A | 4 | South | YES | 0.093283 | 3.8 | 0 | 19 | 0 | 1.025 | Wind | 1 | 0.16475 | 0 | 19 |  |  |  |  | 0.16475 | 3.1302 |  |  |  |  | 0 | 0
80081 | GWINDT21A | 4 | South | YES | 0.093283 | 4.4 | 0 | 22 | 0 | 1.025 | Wind | 1 | 0.16475 | 0 | 22 |  |  |  |  | 0.16475 | 3.6245 |  |  |  |  | 0 | 0
80081 | GWINDT21A | 2 | South | YES | 0.093283 | 7.2 | 0 | 36 | 0 | 1.025 | Wind | 1 | 0.16475 | 0 | 36 |  |  |  |  | 0.16475 | 5.9309 |  |  |  |  | 0 | 0
80080 | GWINDT11A | 3 | South | YES | 0.093283 | 0 | 0 | 38 | 0 | 1.025 | Wind | 1 | 0.16475 | 0 | 38 |  |  |  |  | 0.16475 | 6.2604 |  |  |  |  | 0 | 0
80080 | GWINDT11A | 2 | South | YES | 0.093283 | 0 | 0 | 41 | 0 | 1.025 | Wind | 1 | 0.16475 | 0 | 41 |  |  |  |  | 0.16475 | 6.7547 |  |  |  |  | 0 | 0
80081 | GWINDT21A | 3 | South | YES | 0.093283 | 8.6 | 0 | 43 | 0 | 1.025 | Wind | 1 | 0.16475 | 0 | 43 |  |  |  |  | 0.16475 | 7.0842 |  |  |  |  | 0 | 0
80180 | PNSCALT11A | 2 | South | YES | 0.093283 | 10 | 0 | 50 | 0 | 1.025 | Wind | 1 | 0.16475 | 0 | 50 |  |  |  |  | 0.16475 | 8.2374 |  |  |  |  | 0 | 0
80181 | PNSCALT21A | 2 | South | YES | 0.093283 | 10 | 0 | 50 | 0 | 1.025 | Wind | 1 | 0.16475 | 0 | 50 |  |  |  |  | 0.16475 | 8.2374 |  |  |  |  | 0 | 0
80181 | PNSCALT21A | 1 | South | YES | 0.093283 | 16.5 | 0 | 55 | 0 | 1.025 | Wind | 1 | 0.16475 | 0 | 55 |  |  |  |  | 0.16475 | 9.0612 |  |  |  |  | 0 | 0
80080 | GWINDT11A | 1 | South | YES | 0.093283 | 28.2 | 0 | 94 | 0 | 1.025 | Wind | 1 | 0.16475 | 0 | 94 |  |  |  |  | 0.16475 | 15.4864 |  |  |  |  | 0 | 0
80081 | GWINDT21A | 1 | South | YES | 0.093283 | 28.2 | 0 | 94 | 0 | 1.025 | Wind | 1 | 0.16475 | 0 | 94 |  |  |  |  | 0.16475 | 15.4864 |  |  |  |  | 0 | 0
80180 | PNSCALT11A | 1 | South | YES | 0.093283 | 43.8 | 0 | 148 | 0 | 1.025 | Wind | 1 | 0.16475 | 0 | 148 |  |  |  |  | 0.16475 | 24.3828 |  |  |  |  | 0 | 0
7028 | L_MARBFA1_1Y | 1 | South | YES | 0.095069 | 0 | 0 | 18 |  | 1 | Hydro | 1 | 0.16653 | 0 | 0 |  |  |  |  | 0.16653 | 0 |  |  |  |  | 0 | 0
7029 | L_MARBFA1_2Y | 2 | South | YES | 0.095069 | 0 | 0 | 18 |  | 1 | Hydro | 1 | 0.16653 | 0 | 0 |  |  |  |  | 0.16653 | 0 |  |  |  |  | 0 | 0
60018 | DSKY1 | 1 | West | YES | -0.060196 | 21 | 0 | 84 | 0 | 1.023 | Wind | -1 | -0.017272 | 0 | 84 |  |  | 0 | 0 | 0.017272 | 0 |  |  |  |  | 0 | 0
60000 | DSKY2 | 1 | West | YES | -0.060397 | 19.1 | 0 | 76.5 |  | 1.039 | Wind | -1 | -0.017071 | 0 | 76.5 |  |  | 0 | 0 | 0.017071 | 0 |  |  |  |  | 0 | 0
60017 | ORNNWP1 | 1 | West | YES | -0.060961 | 20 | 0 | 80 |  | 1.027 | Wind | -1 | -0.016507 | 0 | 80 |  |  | 0 | 0 | 0.016507 | 0 |  |  |  |  | 0 | 0
8161 | COLETO0A | 1 | South | YES | 0.096606 | 633 | 200 | 633 | 0 | 1.03 | LIGCO | 1 | 0.16807 | 0 | 633 |  |  |  |  | 0.16807 | 106.3893 |  |  |  |  | 0 | 0
58909 | PEARSALLSCG1 | 3 | South | YES | 0.096761 | 0 | 0 | 8.4 |  | 1.027 | Diesel | 1 | 0.16823 | 8.4 | 8.4 |  |  |  |  | 0.16823 | 1.4131 |  |  |  |  | 0 | 0
58909 | PEARSALLSCG1 | 4 | South | YES | 0.096761 | 0 | 0 | 8.4 |  | 1.027 | Diesel | 1 | 0.16823 | 8.4 | 8.4 |  |  |  |  | 0.16823 | 1.4131 |  |  |  |  | 0 | 0
58909 | PEARSALLSCG1 | 6 | South | YES | 0.096761 | 0 | 0 | 8.4 |  | 1.027 | Diesel | 1 | 0.16823 | 8.4 | 8.4 |  |  |  |  | 0.16823 | 1.4131 |  |  |  |  | 0 | 0
58909 | PEARSALLSCG1 | 5 | South | YES | 0.096761 | 0 | 0 | 8.4 |  | 1.027 | Diesel | 1 | 0.16823 | 8.4 | 8.4 |  |  |  |  | 0.16823 | 1.4131 |  |  |  |  | 0 | 0
58909 | PEARSALLSCG1 | 1 | South | YES | 0.096761 | 0 | 0 | 8.4 |  | 1.027 | Diesel | 1 | 0.16823 | 8.4 | 8.4 |  |  |  |  | 0.16823 | 1.4131 |  |  |  |  | 0 | 0
58909 | PEARSALLSCG1 | 2 | South | YES | 0.096761 | 0 | 0 | 8.4 |  | 1.027 | Diesel | 1 | 0.16823 | 8.4 | 8.4 |  |  |  |  | 0.16823 | 1.4131 |  |  |  |  | 0 | 0
58919 | PEARSALLSCG2 | 5 | South | YES | 0.096761 | 0 | 0 | 8.4 |  | 1.027 | Diesel | 1 | 0.16823 | 8.4 | 8.4 |  |  |  |  | 0.16823 | 1.4131 |  |  |  |  | 0 | 0
58919 | PEARSALLSCG2 | 6 | South | YES | 0.096761 | 0 | 0 | 8.4 |  | 1.027 | Diesel | 1 | 0.16823 | 8.4 | 8.4 |  |  |  |  | 0.16823 | 1.4131 |  |  |  |  | 0 | 0
58919 | PEARSALLSCG2 | 1 | South | YES | 0.096761 | 0 | 0 | 8.4 |  | 1.027 | Diesel | 1 | 0.16823 | 8.4 | 8.4 |  |  |  |  | 0.16823 | 1.4131 |  |  |  |  | 0 | 0
58919 | PEARSALLSCG2 | 2 | South | YES | 0.096761 | 0 | 0 | 8.4 |  | 1.027 | Diesel | 1 | 0.16823 | 8.4 | 8.4 |  |  |  |  | 0.16823 | 1.4131 |  |  |  |  | 0 | 0
58919 | PEARSALLSCG2 | 4 | South | YES | 0.096761 | 0 | 0 | 8.4 |  | 1.027 | Diesel | 1 | 0.16823 | 8.4 | 8.4 |  |  |  |  | 0.16823 | 1.4131 |  |  |  |  | 0 | 0
58919 | PEARSALLSCG2 | 3 | South | YES | 0.096761 | 0 | 0 | 8.4 |  | 1.027 | Diesel | 1 | 0.16823 | 8.4 | 8.4 |  |  |  |  | 0.16823 | 1.4131 |  |  |  |  | 0 | 0
58929 | PEARSALLSCG3 | 4 | South | YES | 0.096761 | 0 | 0 | 8.4 |  | 1.027 | Diesel | 1 | 0.16823 | 8.4 | 8.4 |  |  |  |  | 0.16823 | 1.4131 |  |  |  |  | 0 | 0
58929 | PEARSALLSCG3 | 6 | South | YES | 0.096761 | 0 | 0 | 8.4 |  | 1.027 | Diesel | 1 | 0.16823 | 8.4 | 8.4 |  |  |  |  | 0.16823 | 1.4131 |  |  |  |  | 0 | 0
58929 | PEARSALLSCG3 | 2 | South | YES | 0.096761 | 0 | 0 | 8.4 |  | 1.027 | Diesel | 1 | 0.16823 | 8.4 | 8.4 |  |  |  |  | 0.16823 | 1.4131 |  |  |  |  | 0 | 0
58929 | PEARSALLSCG3 | 5 | South | YES | 0.096761 | 0 | 0 | 8.4 |  | 1.027 | Diesel | 1 | 0.16823 | 8.4 | 8.4 |  |  |  |  | 0.16823 | 1.4131 |  |  |  |  | 0 | 0
58929 | PEARSALLSCG3 | 1 | South | YES | 0.096761 | 0 | 0 | 8.4 |  | 1.027 | Diesel | 1 | 0.16823 | 8.4 | 8.4 |  |  |  |  | 0.16823 | 1.4131 |  |  |  |  | 0 | 0
58929 | PEARSALLSCG3 | 3 | South | YES | 0.096761 | 0 | 0 | 8.4 |  | 1.027 | Diesel | 1 | 0.16823 | 8.4 | 8.4 |  |  |  |  | 0.16823 | 1.4131 |  |  |  |  | 0 | 0
58949 | PEARSALLSCG4 | 3 | South | YES | 0.096761 | 0 | 0 | 8.4 |  | 1.027 | Diesel | 1 | 0.16823 | 8.4 | 8.4 |  |  |  |  | 0.16823 | 1.4131 |  |  |  |  | 0 | 0
58949 | PEARSALLSCG4 | 2 | South | YES | 0.096761 | 0 | 0 | 8.4 |  | 1.027 | Diesel | 1 | 0.16823 | 8.4 | 8.4 |  |  |  |  | 0.16823 | 1.4131 |  |  |  |  | 0 | 0
58949 | PEARSALLSCG4 | 1 | South | YES | 0.096761 | 0 | 0 | 8.4 |  | 1.027 | Diesel | 1 | 0.16823 | 8.4 | 8.4 |  |  |  |  | 0.16823 | 1.4131 |  |  |  |  | 0 | 0
58949 | PEARSALLSCG4 | 4 | South | YES | 0.096761 | 0 | 0 | 8.4 |  | 1.027 | Diesel | 1 | 0.16823 | 8.4 | 8.4 |  |  |  |  | 0.16823 | 1.4131 |  |  |  |  | 0 | 0
58949 | PEARSALLSCG4 | 6 | South | YES | 0.096761 | 0 | 0 | 8.4 |  | 1.027 | Diesel | 1 | 0.16823 | 8.4 | 8.4 |  |  |  |  | 0.16823 | 1.4131 |  |  |  |  | 0 | 0
58949 | PEARSALLSCG4 | 5 | South | YES | 0.096761 | 0 | 0 | 8.4 |  | 1.027 | Diesel | 1 | 0.16823 | 8.4 | 8.4 |  |  |  |  | 0.16823 | 1.4131 |  |  |  |  | 0 | 0
88198 | BEEVILLE | F | South | YES | 0.097427 | 0 | 0 | 0 | 0 | 1.02 | AVR | 1 | 0.16889 | 0 | 0 |  |  |  |  | 0.16889 | 0 |  |  |  |  | 0 | 0
38437 | TNSRBNMESA9 | 1 | West | YES | -0.063226 | 37.5 | 0 | 150 | 0 | 1.02 | Wind | -1 | -0.014242 | 0 | 150 |  |  | 0 | 0 | 0.014242 | 0 |  |  |  |  | 0 | 0
38332 | TNWDWRDU2_8 | 1 | West | YES | -0.063291 | 20 | 0 | 80 | 0 | 1.0232 | Wind | -1 | -0.014177 | 0 | 80 |  |  | 0 | 0 | 0.014177 | 0 |  |  |  |  | 0 | 0
60016 | WOODWRD11A | 1 | West | YES | -0.063306 | 20 | 0 | 80 |  | 1.033 | Wind | -1 | -0.014162 | 0 | 80 |  |  | 0 | 0 | 0.014162 | 0 |  |  |  |  | 0 | 0
6016 | SWMESA | 1 | West | YES | -0.063386 | 18.8 | 0 | 75 |  | 1.03 | Wind | -1 | -0.014082 | 0 | 75 |  |  | 0 | 0 | 0.014082 | 0 |  |  |  |  | 0 | 0
60003 | KING_NE1A | 1 | West | YES | -0.063386 | 20 | 0 | 80 |  | 1.03 | Wind | -1 | -0.014082 | 0 | 80 |  |  | 0 | 0 | 0.014082 | 0 |  |  |  |  | 0 | 0
60005 | KING_SE1A | 1 | West | YES | -0.063386 | 10 | 0 | 40 |  | 1.035 | Wind | -1 | -0.014082 | 0 | 40 |  |  | 0 | 0 | 0.014082 | 0 |  |  |  |  | 0 | 0
5892 | PEARSALLGEN3 | 1 | South | YES | 0.09868 | 19.1 | 6 | 23.9 | 0 | 1.0226 | GST | 1 | 0.17015 | 23.9 | 23.9 |  |  |  |  | 0.17015 | 4.0665 |  |  |  |  | 0 | 0
5890 | PEARSALLGEN1 | 1 | South | YES | 0.09868 | 19.2 | 6 | 24 | 0 | 1.0226 | GST | 1 | 0.17015 | 24 | 24 |  |  |  |  | 0.17015 | 4.0835 |  |  |  |  | 0 | 0
5891 | PEARSALLGEN2 | 1 | South | YES | 0.09868 | 19.4 | 6 | 24.3 | 0 | 1.0226 | GST | 1 | 0.17015 | 24.3 | 24.3 |  |  |  |  | 0.17015 | 4.1345 |  |  |  |  | 0 | 0
60201 | RIO DRCS | F | West | YES | -0.063507 | 0 | 0 | 0 | 0 | 1.025 | AVR | -1 | -0.013961 | 0 | 0 |  |  | 0 | 0 | 0.013961 | 0 |  |  |  |  | 0 | 0
60007 | KING_SW1A | 1 | West | YES | -0.063813 | 20 | 0 | 80 |  | 1.03 | Wind | -1 | -0.013655 | 0 | 80 |  |  | 0 | 0 | 0.013655 | 0 |  |  |  |  | 0 | 0
60019 | KING_NW1A | 1 | West | YES | -0.063813 | 20 | 0 | 80 |  | 1.03 | Wind | -1 | -0.013655 | 0 | 80 |  |  | 0 | 0 | 0.013655 | 0 |  |  |  |  | 0 | 0
3381 | BBRN_1G | 1 | North | YES | -0.068671 | 618 | 225 | 618 | 0 | 1.03 | LIGCO | 1 | 0.0027945 | 0 | 618 | -42.4387 | 618 |  |  | 0.0027945 | 1.727 |  |  |  |  | 0 | 0
3382 | BBRN_2G | 2 | North | YES | -0.068671 | 589 | 225 | 589 | 0 | 1.03 | LIGCO | 1 | 0.0027945 | 0 | 589 | -40.4472 | 589 |  |  | 0.0027945 | 1.646 |  |  |  |  | 0 | 0
13133 | CALFREST_3G | 3 | North | YES | -0.069651 | 177.4 | 40 | 177.4 | 0 | 1.031 | CC | 1 | 0.0018145 | 177.4 | 177.4 | -12.3561 | 177.4 |  |  | 0.0018145 | 0.3219 |  |  |  |  | 0 | 0
13132 | CALFREST_2G | 2 | North | YES | -0.069651 | 151 | 57 | 151 | 0 | 1.031 | CC | 1 | 0.0018145 | 151 | 151 | -10.5173 | 151 |  |  | 0.0018145 | 0.27399 |  |  |  |  | 0 | 0
13131 | CALFREST_1G | 1 | North | YES | -0.069651 | 150.7 | 40 | 150.7 | 0 | 1.031 | CC | 1 | 0.0018145 | 150.7 | 150.7 | -10.4964 | 150.7 |  |  | 0.0018145 | 0.27345 |  |  |  |  | 0 | 0
13136 | CALFREST_6G | 6 | North | YES | -0.069854 | 177.5 | 40 | 177.5 | 0 | 1.031 | CC | 1 | 0.0016115 | 177.5 | 177.5 | -12.3991 | 177.5 |  |  | 0.0016115 | 0.28605 |  |  |  |  | 0 | 0
13135 | CALFREST_5G | 5 | North | YES | -0.069854 | 152.3 | 57 | 152.3 | 0 | 1.031 | CC | 1 | 0.0016115 | 152.3 | 152.3 | -10.6388 | 152.3 |  |  | 0.0016115 | 0.24544 |  |  |  |  | 0 | 0
13134 | CALFREST_4G | 4 | North | YES | -0.069854 | 151.5 | 40 | 151.5 | 0 | 1.031 | CC | 1 | 0.0016115 | 151.5 | 151.5 | -10.5829 | 151.5 |  |  | 0.0016115 | 0.24415 |  |  |  |  | 0 | 0
1349 | WESTXWIN_1G | 1 | West | YES | -0.070161 | 1.3 | 0 | 6.6 |  | 1.014 | Wind | -1 | -0.0073074 | 0 | 6.6 |  |  | 0 | 0 | 0.0073074 | 0 |  |  |  |  | 0 | 0
1350 | NWPWRG1_1G | 1 | West | YES | -0.070161 | 6.9 | 1 | 34.3 |  | 1.014 | Wind | -1 | -0.0073074 | 0 | 34.3 |  |  | 0 | 0 | 0.0073074 | 0 |  |  |  |  | 0 | 0
1008 | PB6GEN_7G | 6 | West | YES | -0.070386 | 515 | 130 | 515 | 0 | 1.036 | GST | -1 | -0.0070824 | 515 | 515 |  |  | -36.2488 | 515 | 0.0070824 | 3.6474 |  |  |  |  | 0 | 3.6474
1007 | PB5GEN_6G | 5 | West | YES | -0.070386 | 91.2 | 40 | 114 | 0 | 1.036 | GST | -1 | -0.0070824 | 114 | 114 |  |  | -8.024 | 114 | 0.0070824 | 0.80739 |  |  |  |  | 0 | 0.80739
1005 | PBCTDGE_4G | D | West | YES | -0.070386 | 65 | 65 | 68 | 0 | 1.036 | GGT | -1 | -0.0070824 | 68 | 68 |  |  | -4.7862 | 68 | 0.0070824 | 0.4816 |  |  |  |  | 0 | 0.4816
1004 | PBCTCGE_3G | C | West | YES | -0.070386 | 62 | 62 | 67 | 0 | 1.036 | GGT | -1 | -0.0070824 | 67 | 67 |  |  | -4.7159 | 67 | 0.0070824 | 0.47452 |  |  |  |  | 0 | 0.47452
1006 | PBCTEGE_5G | E | West | YES | -0.070386 | 65 | 65 | 67 | 0 | 1.036 | GGT | -1 | -0.0070824 | 67 | 67 |  |  | -4.7159 | 67 | 0.0070824 | 0.47452 |  |  |  |  | 0 | 0.47452
1002 | PBCTAGE_1G | A | West | YES | -0.070386 | 64 | 64 | 66 | 0 | 1.036 | GGT | -1 | -0.0070824 | 66 | 66 |  |  | -4.6455 | 66 | 0.0070824 | 0.46744 |  |  |  |  | 0 | 0.46744
1003 | PBCTBGE_2G | B | West | YES | -0.070386 | 65 | 65 | 66 | 0 | 1.036 | GGT | -1 | -0.0070824 | 66 | 66 |  |  | -4.6455 | 66 | 0.0070824 | 0.46744 |  |  |  |  | 0 | 0.46744
7038 | L_DELAWA1_1Y | 1 | West | YES | -0.070457 | 3.5 | 0 | 35 | 0 | 1 | Wind | -1 | -0.0070114 | 0 | 35 |  |  | 0 | 0 | 0.0070114 | 0 |  |  |  |  | 0 | 0
7038 | L_DELAWA1_1Y | 2 | West | YES | -0.070457 | 3 | 0 | 30 | 0 | 1 | Wind | -1 | -0.0070114 | 0 | 30 |  |  | 0 | 0 | 0.0070114 | 0 |  |  |  |  | 0 | 0
11147 | NOTREES_1G | 1 | West | YES | -0.070592 | 29.8 | 0 | 149 | 0 | 1.017 | Wind | -1 | -0.0068764 | 0 | 149 |  |  | 0 | 0 | 0.0068764 | 0 |  |  |  |  | 0 | 0
5903 | SANMIGUELGEN | 1 | South | YES | 0.10582 | 396.3 | 180 | 396.3 | 0 | 1.0336 | LIGCO | 1 | 0.17728 | 0 | 396.3 |  |  |  |  | 0.17728 | 70.2571 |  |  |  |  | 0 | 0
76091 | L_DIVIDE1_1N | W1 | West | YES | -0.070857 | 22.5 | 0 | 112.5 |  | 1.02 | Wind | -1 | -0.0066114 | 0 | 112.5 |  |  | 0 | 0 | 0.0066114 | 0 |  |  |  |  | 0 | 0
76095 | L_CAPRSI1_1N | W1 | West | YES | -0.070857 | 29.9 | 0 | 149.5 | 0 | 1.02 | Wind | -1 | -0.0066114 | 0 | 149.5 |  |  | 0 | 0 | 0.0066114 | 0 |  |  |  |  | 0 | 0
76096 | L_CAPRSI1_2N | W1 | West | YES | -0.070857 | 37.2 | 0 | 186 | 0 | 1.02 | Wind | -1 | -0.0066114 | 0 | 186 |  |  | 0 | 0 | 0.0066114 | 0 |  |  |  |  | 0 | 0
76097 | L_CAPRGE1_1N | W1 | West | YES | -0.070857 | 42.9 | 0 | 214.5 | 0 | 1.02 | Wind | -1 | -0.0066114 | 0 | 214.5 |  |  | 0 | 0 | 0.0066114 | 0 |  |  |  |  | 0 | 0
76031 | L_GASCCR1_1N | W1 | West | YES | -0.071152 | 30 | 0 | 150 | 0 | 1.02 | Wind | -1 | -0.0063164 | 0 | 150 |  |  | 0 | 0 | 0.0063164 | 0 |  |  |  |  | 0 | 0
1320 | BSP 1 | 1 | West | YES | -0.071338 | 25.5 | 2.9 | 25.8 | 0 | 1 | Cogen | -1 | -0.0061304 | 0 | 0 |  |  | 0 | 0 | 0.0061304 | 0 |  |  |  |  | 0 | 0
1326 | STANTONW_8 | 1 | West | YES | -0.07137 | 20.1 | 0 | 100.5 |  | 1.01 | Wind | -1 | -0.0060984 | 0 | 100.5 |  |  | 0 | 0 | 0.0060984 | 0 |  |  |  |  | 0 | 0
11025 | TIEHVSG_2G | 1 | West | YES | -0.071371 | 213.2 | 63 | 213.2 | 0 | 1.012 | CC | -1 | -0.0060974 | 213.2 | 213.2 |  |  | -15.2163 | 213.2 | 0.0060974 | 1.3 |  |  |  |  | 0 | 1.3
11020 | TIEHVSG_1G | 1 | West | YES | -0.071371 | 208.2 | 63 | 208.2 | 0 | 1.012 | CC | -1 | -0.0060974 | 208.2 | 208.2 |  |  | -14.8594 | 208.2 | 0.0060974 | 1.2695 |  |  |  |  | 0 | 1.2695
11024 | TIEHVCG_4G | 1 | West | YES | -0.071371 | 147 | 103 | 147 | 0 | 1.012 | CC | -1 | -0.0060974 | 147 | 147 |  |  | -10.4915 | 147 | 0.0060974 | 0.89631 |  |  |  |  | 0 | 0.89631
11021 | TIEHVCG_1G | 1 | West | YES | -0.071371 | 142.1 | 103 | 142.1 | 0 | 1.012 | CC | -1 | -0.0060974 | 142.1 | 142.1 |  |  | -10.1418 | 142.1 | 0.0060974 | 0.86644 |  |  |  |  | 0 | 0.86644
11023 | TIEHVCG_3G | 1 | West | YES | -0.071371 | 137.4 | 103 | 137.4 | 0 | 1.012 | CC | -1 | -0.0060974 | 137.4 | 137.4 |  |  | -9.8064 | 137.4 | 0.0060974 | 0.83778 |  |  |  |  | 0 | 0.83778
11022 | TIEHVCG_2G | 1 | West | YES | -0.071371 | 132.4 | 103 | 132.4 | 0 | 1.012 | CC | -1 | -0.0060974 | 132.4 | 132.4 |  |  | -9.4495 | 132.4 | 0.0060974 | 0.80729 |  |  |  |  | 0 | 0.80729
11014 | NAV6ST | 1 | West | YES | -0.071382 | 115 | 40 | 115 | 0 | 1.029 | CC | -1 | -0.0060864 | 115 | 115 |  |  | -8.2089 | 115 | 0.0060864 | 0.69993 |  |  |  |  | 0 | 0.69993
11011 | NAV3ST | 1 | West | YES | -0.071382 | 92.8 | 40 | 92.8 | 0 | 1.029 | CC | -1 | -0.0060864 | 92.8 | 92.8 |  |  | -6.6242 | 92.8 | 0.0060864 | 0.56482 |  |  |  |  | 0 | 0.56482
11012 | NAV4CT | 1 | West | YES | -0.071382 | 80 | 18 | 80 | 0 | 1.029 | CC | -1 | -0.0060864 | 80 | 80 |  |  | -5.7106 | 80 | 0.0060864 | 0.48691 |  |  |  |  | 0 | 0.48691
11013 | NAV5CT | 1 | West | YES | -0.071382 | 80 | 18 | 80 | 0 | 1.029 | CC | -1 | -0.0060864 | 80 | 80 |  |  | -5.7106 | 80 | 0.0060864 | 0.48691 |  |  |  |  | 0 | 0.48691
11009 | NAV2CT | 1 | West | YES | -0.071382 | 71.4 | 18 | 71.4 | 0 | 1.029 | CC | -1 | -0.0060864 | 71.4 | 71.4 |  |  | -5.0967 | 71.4 | 0.0060864 | 0.43457 |  |  |  |  | 0 | 0.43457
11001 | NAV1CT | 1 | West | YES | -0.071382 | 70.4 | 18 | 70.4 | 0 | 1.029 | CC | -1 | -0.0060864 | 70.4 | 70.4 |  |  | -5.0253 | 70.4 | 0.0060864 | 0.42848 |  |  |  |  | 0 | 0.42848
60057 | CALLAHAN1A | 1 | West | YES | -0.071504 | 22.8 | 0 | 114 | 0 | 1.04 | Wind | -1 | -0.0059644 | 0 | 114 |  |  | 0 | 0 | 0.0059644 | 0 |  |  |  |  | 0 | 0
1328 | OCOTILLO_1G | 1 | West | YES | -0.071505 | 11.6 | 0 | 58 |  | 1.01 | Wind | -1 | -0.0059634 | 0 | 58 |  |  | 0 | 0 | 0.0059634 | 0 |  |  |  |  | 0 | 0
1333 | MCDDONAL_8 | 1 | West | YES | -0.071684 | 42.8 | 0 | 214.2 |  | 1.01 | Wind | -1 | -0.0057844 | 0 | 214.2 |  |  | 0 | 0 | 0.0057844 | 0 |  |  |  |  | 0 | 0
1327 | WILDHRSE_1G | 1 | West | YES | -0.071918 | 0 | 0 | 120 |  | 1 | Wind | -1 | -0.0055504 | 0 | 120 |  |  | 0 | 0 | 0.0055504 | 0 |  |  |  |  | 0 | 0
1360 | GUNSIGHT_8 | 1 | West | YES | -0.07196 | 0 | 0 | 120 |  | 1.01 | Wind | -1 | -0.0055084 | 0 | 120 |  |  | 0 | 0 | 0.0055084 | 0 |  |  |  |  | 0 | 0
1045 | CALENG1G_1G | 1 | West | YES | -0.072204 | 73.4 | 27 | 73.4 | 0 | 1.014 | Cogen | -1 | -0.0052644 | 0 | 0 |  |  | 0 | 0 | 0.0052644 | 0 |  |  |  |  | 0 | 0
1046 | CALENG2G_2G | 2 | West | YES | -0.072204 | 73.4 | 27 | 73.4 | 0 | 1.014 | Cogen | -1 | -0.0052644 | 0 | 0 |  |  | 0 | 0 | 0.0052644 | 0 |  |  |  |  | 0 | 0
1047 | CALENG3G_3G | 3 | West | YES | -0.072204 | 70.4 | 27 | 70.4 | 0 | 1.014 | Cogen | -1 | -0.0052644 | 0 | 0 |  |  | 0 | 0 | 0.0052644 | 0 |  |  |  |  | 0 | 0
11320 | COYOTE_1G | 1 | West | YES | -0.072223 | 22.5 | 0 | 225 |  | 1 | Wind | -1 | -0.0052454 | 0 | 225 |  |  | 0 | 0 | 0.0052454 | 0 |  |  |  |  | 0 | 0
11309 | BULLCREK_2G | 1 | West | YES | -0.072289 | 20.9 | 0 | 180 |  | 1 | Wind | -1 | -0.0051794 | 0 | 180 |  |  | 0 | 0 | 0.0051794 | 0 |  |  |  |  | 0 | 0
11310 | BULLCREK_1G | 1 | West | YES | -0.072289 | 15.1 | 0 | 180 |  | 1 | Wind | -1 | -0.0051794 | 0 | 180 |  |  | 0 | 0 | 0.0051794 | 0 |  |  |  |  | 0 | 0
1058 | LONGSHORE_5 | 1 | West | YES | -0.072395 | 30 | 0 | 150 |  | 1.01 | Wind | -1 | -0.0050734 | 0 | 150 |  |  | 0 | 0 | 0.0050734 | 0 |  |  |  |  | 0 | 0
1058 | LONGSHORE_5 | 2 | West | YES | -0.072395 | 44 | 0 | 220 |  | 1.01 | Wind | -1 | -0.0050734 | 0 | 220 |  |  | 0 | 0 | 0.0050734 | 0 |  |  |  |  | 0 | 0
11065 | ELBOWCK_1G | 1 | West | YES | -0.072395 | 23.4 | 0 | 121.9 | 0 | 1 | Wind | -1 | -0.0050734 | 0 | 121.9 |  |  | 0 | 0 | 0.0050734 | 0 |  |  |  |  | 0 | 0
1037 | MORGAN5G_5G | 5 | West | YES | -0.072588 | 109.6 | 40 | 137 | 0 | 1.029 | GST | -1 | -0.0048804 | 137 | 137 |  |  | -9.9446 | 137 | 0.0048804 | 0.66861 |  |  |  |  | 0 | 0.66861
1040 | MRGNBG_2G | B | West | YES | -0.072588 | 70 | 70 | 71 | 0 | 1.029 | GGT | -1 | -0.0048804 | 71 | 71 |  |  | -5.1537 | 71 | 0.0048804 | 0.34651 |  |  |  |  | 0 | 0.34651
1041 | MRGNCG_3G | C | West | YES | -0.072588 | 69 | 69 | 70 | 0 | 1.029 | GGT | -1 | -0.0048804 | 70 | 70 |  |  | -5.0812 | 70 | 0.0048804 | 0.34163 |  |  |  |  | 0 | 0.34163
1043 | MRGNEG_5G | E | West | YES | -0.072588 | 68 | 68 | 70 | 0 | 1.029 | GGT | -1 | -0.0048804 | 70 | 70 |  |  | -5.0812 | 70 | 0.0048804 | 0.34163 |  |  |  |  | 0 | 0.34163
1039 | MRGNAG_1G | A | West | YES | -0.072588 | 69 | 69 | 69 | 0 | 1.029 | GGT | -1 | -0.0048804 | 69 | 69 |  |  | -5.0086 | 69 | 0.0048804 | 0.33675 |  |  |  |  | 0 | 0.33675
1042 | MRGNDG_4G | D | West | YES | -0.072588 | 68 | 68 | 68 | 0 | 1.029 | GGT | -1 | -0.0048804 | 68 | 68 |  |  | -4.936 | 68 | 0.0048804 | 0.33187 |  |  |  |  | 0 | 0.33187
1044 | MRGNFG_6G | F | West | YES | -0.072588 | 66 | 66 | 66 | 0 | 1.029 | GGT | -1 | -0.0048804 | 66 | 66 |  |  | -4.7908 | 66 | 0.0048804 | 0.3221 |  |  |  |  | 0 | 0.3221
60058 | BUFF_GAP1A | 1 | West | YES | -0.072677 | 24 | 0 | 120 |  | 1 | Wind | -1 | -0.0047914 | 0 | 120 |  |  | 0 | 0 | 0.0047914 | 0 |  |  |  |  | 0 | 0
60060 | CIRELLO | 1 | West | YES | -0.072677 | 46.6 | 0 | 233 | 0 | 1 | Wind | -1 | -0.0047914 | 0 | 233 |  |  | 0 | 0 | 0.0047914 | 0 |  |  |  |  | 0 | 0
60063 | BUFF_GAP1B | 1 | West | YES | -0.072677 | 34 | 0 | 170.2 | 0 | 1.02 | Wind | -1 | -0.0047914 | 0 | 170.2 |  |  | 0 | 0 | 0.0047914 | 0 |  |  |  |  | 0 | 0
60066 | H_HOLLOW1A | 1 | West | YES | -0.072677 | 44.4 | 0 | 222 | 0 | 1.005 | Wind | -1 | -0.0047914 | 0 | 222 |  |  | 0 | 0 | 0.0047914 | 0 |  |  |  |  | 0 | 0
60068 | HHOLLOW21A | 1 | West | YES | -0.072677 | 36.8 | 0 | 184 | 0 | 1.025 | Wind | -1 | -0.0047914 | 0 | 184 |  |  | 0 | 0 | 0.0047914 | 0 |  |  |  |  | 0 | 0
60070 | HHOLLOW31A | 1 | West | YES | -0.072677 | 44.8 | 0 | 224 | 0 | 1.025 | Wind | -1 | -0.0047914 | 0 | 224 |  |  | 0 | 0 | 0.0047914 | 0 |  |  |  |  | 0 | 0
60072 | HHOLLOW41A | 1 | West | YES | -0.072677 | 23 | 0 | 115 | 0 | 1.025 | Wind | -1 | -0.0047914 | 0 | 115 |  |  | 0 | 0 | 0.0047914 | 0 |  |  |  |  | 0 | 0
6637 | SNYDERW1A | 1 | West | YES | -0.072681 | 12.6 | 0 | 63 | 0 | 1.025 | Wind | -1 | -0.0047874 | 0 | 63 |  |  | 0 | 0 | 0.0047874 | 0 |  |  |  |  | 0 | 0
1068 | SCURRYCW_1G | 1 | West | YES | -0.072746 | 28.2 | 1.3 | 141 | 0 | 1.0217 | Wind | -1 | -0.0047224 | 0 | 141 |  |  | 0 | 0 | 0.0047224 | 0 |  |  |  |  | 0 | 0
1073 | SCURRYCW_2G | 2 | West | YES | -0.072746 | 24 | 0 | 120 | 0 | 1.0217 | Wind | -1 | -0.0047224 | 0 | 120 |  |  | 0 | 0 | 0.0047224 | 0 |  |  |  |  | 0 | 0
1061 | CIELOGEN_1G | 1 | West | YES | -0.072757 | 19.8 | 0 | 99 |  | 1 | Wind | -1 | -0.0047114 | 0 | 99 |  |  | 0 | 0 | 0.0047114 | 0 |  |  |  |  | 0 | 0
1062 | CIELOGEN_2G | 1 | West | YES | -0.072757 | 12.2 | 0 | 61 |  | 1 | Wind | -1 | -0.0047114 | 0 | 61 |  |  | 0 | 0 | 0.0047114 | 0 |  |  |  |  | 0 | 0
1069 | KINDERMG_1G | 1 | West | YES | -0.072757 | 25 | 5 | 25 | 0 | 1.017 | Cogen | -1 | -0.0047114 | 0 | 0 |  |  | 0 | 0 | 0.0047114 | 0 |  |  |  |  | 0 | 0
1070 | KINDERMG_2G | 1 | West | YES | -0.072757 | 45.7 | 12 | 45.7 | 0 | 1.017 | Cogen | -1 | -0.0047114 | 0 | 0 |  |  | 0 | 0 | 0.0047114 | 0 |  |  |  |  | 0 | 0
1071 | KINDERMG_3G | 1 | West | YES | -0.072757 | 45.7 | 12 | 45.7 | 0 | 1.017 | Cogen | -1 | -0.0047114 | 0 | 0 |  |  | 0 | 0 | 0.0047114 | 0 |  |  |  |  | 0 | 0
8189 | CUECPL2A | 1 | South | YES | 0.10813 | 12 | 0 | 12 | 0 | 1.02 | Cogen | 1 | 0.17959 | 0 | 0 |  |  |  |  | 0.17959 | 0 |  |  |  |  | 0 | 0
36998 | RDCNYNG1 | 1 | West | YES | -0.072957 | 16.8 | 0 | 84 |  | 1.01 | Wind | -1 | -0.0045114 | 0 | 84 |  |  | 0 | 0 | 0.0045114 | 0 |  |  |  |  | 0 | 0
11056 | ROSCOE_1G | 1 | West | YES | -0.073449 | 41.8 | 0 | 209 |  | 1 | Wind | -1 | -0.0040194 | 0 | 209 |  |  | 0 | 0 | 0.0040194 | 0 |  |  |  |  | 0 | 0
11057 | CHAMPION_1G | 1 | West | YES | -0.073449 | 25.3 | 0 | 126.5 |  | 1 | Wind | -1 | -0.0040194 | 0 | 126.5 |  |  | 0 | 0 | 0.0040194 | 0 |  |  |  |  | 0 | 0
11058 | PYRON_1G | 1 | West | YES | -0.073449 | 49.8 | 0 | 249 |  | 1 | Wind | -1 | -0.0040194 | 0 | 249 |  |  | 0 | 0 | 0.0040194 | 0 |  |  |  |  | 0 | 0
11059 | INADALE_1G | 1 | West | YES | -0.073449 | 39.4 | 0 | 197 |  | 1 | Wind | -1 | -0.0040194 | 0 | 197 |  |  | 0 | 0 | 0.0040194 | 0 |  |  |  |  | 0 | 0
71051 | L_BITTCR1_1N | W1 | West | YES | -0.073488 | 7.5 | 0 | 37.5 |  | 1.02 | Wind | -1 | -0.0039804 | 0 | 37.5 |  |  | 0 | 0 | 0.0039804 | 0 |  |  |  |  | 0 | 0
71054 | L_SWEETW1_1N | W1 | West | YES | -0.073488 | 21.5 | 0 | 107.5 |  | 1.02 | Wind | -1 | -0.0039804 | 0 | 107.5 |  |  | 0 | 0 | 0.0039804 | 0 |  |  |  |  | 0 | 0
71057 | L_SWEETW1_2N | W1 | West | YES | -0.073488 | 27 | 0 | 135 |  | 1.02 | Wind | -1 | -0.0039804 | 0 | 135 |  |  | 0 | 0 | 0.0039804 | 0 |  |  |  |  | 0 | 0
71059 | L_SWEETW1_3N | W1 | West | YES | -0.073488 | 23.8 | 0 | 119 | 0 | 1.02 | Wind | -1 | -0.0039804 | 0 | 119 |  |  | 0 | 0 | 0.0039804 | 0 |  |  |  |  | 0 | 0
71060 | L_SWEETW1_4N | W1 | West | YES | -0.073488 | 21 | 0 | 105 | 0 | 1.02 | Wind | -1 | -0.0039804 | 0 | 105 |  |  | 0 | 0 | 0.0039804 | 0 |  |  |  |  | 0 | 0
71061 | L_SWEETW1_5N | W1 | West | YES | -0.073488 | 16.1 | 0 | 80.5 | 0 | 1.02 | Wind | -1 | -0.0039804 | 0 | 80.5 |  |  | 0 | 0 | 0.0039804 | 0 |  |  |  |  | 0 | 0
1343 | TRENTIPP_8 | 1 | West | YES | -0.073554 | 30 | 0 | 150 |  | 1.014 | Wind | -1 | -0.0039144 | 0 | 150 |  |  | 0 | 0 | 0.0039144 | 0 |  |  |  |  | 0 | 0
1354 | AEPWIND_8 | 1 | West | YES | -0.073554 | 20.2 | 0 | 101 |  | 1 | Wind | -1 | -0.0039144 | 0 | 101 |  |  | 0 | 0 | 0.0039144 | 0 |  |  |  |  | 0 | 0
3108 | STRYKER_2G | 2 | North | YES | -0.073578 | 484 | 75 | 484 | 0 | 1.029 | GST | 1 | -0.0021125 | 484 | 484 | -35.6118 | 484 |  |  | -0.0021125 | -1.0224 |  |  |  |  | -1.0224 | 0
3107 | STRYKER_1G | 1 | North | YES | -0.073578 | 145.6 | 45 | 182 | 0 | 1.029 | GST | 1 | -0.0021125 | 182 | 182 | -13.3912 | 182 |  |  | -0.0021125 | -0.38447 |  |  |  |  | -0.38447 | 0
6144 | MCADOO1A | 1 | West | YES | -0.073835 | 15 | 0 | 150 | 0 | 1.025 | Wind | -1 | -0.0036334 | 0 | 150 |  |  | 0 | 0 | 0.0036334 | 0 |  |  |  |  | 0 | 0
3309 | ASPN_G | 1 | North | YES | -0.073872 | 50 | 0 | 50 |  | 1 | Bio | 1 | -0.0024065 | 50 | 50 | -3.6936 | 50 |  |  | -0.0024065 | -0.12032 |  |  |  |  | -0.12032 | 0
1417 | SWETWATR_2G | 2 | West | YES | -0.073874 | 72 | 36 | 72 | 0 | 1.026 | CC | -1 | -0.0035944 | 72 | 72 |  |  | -5.3189 | 72 | 0.0035944 | 0.2588 |  |  |  |  | 0 | 0.2588
1418 | SWETWATR_3G | 3 | West | YES | -0.073874 | 68 | 36 | 68 | 0 | 1.026 | CC | -1 | -0.0035944 | 68 | 68 |  |  | -5.0234 | 68 | 0.0035944 | 0.24442 |  |  |  |  | 0 | 0.24442
1419 | SWETWATR_4G | 4 | West | YES | -0.073874 | 61 | 36 | 61 | 0 | 1.026 | CC | -1 | -0.0035944 | 61 | 61 |  |  | -4.5063 | 61 | 0.0035944 | 0.21926 |  |  |  |  | 0 | 0.21926
1416 | SWETWATR_1G | 1 | West | YES | -0.073874 | 30 | 18 | 30 | 0 | 1.026 | CC | -1 | -0.0035944 | 30 | 30 |  |  | -2.2162 | 30 | 0.0035944 | 0.10783 |  |  |  |  | 0 | 0.10783
3348 | CHAMPION_1G | MB | North | YES | -0.073911 | 0 | 42 | 42 |  | 1 | Cogen | 1 | -0.0024455 | 0 | 0 | 0 | 0 |  |  | -0.0024455 | 0 |  |  |  |  | 0 | 0
6407 | TURKTRAK1A | 1 | West | YES | -0.074181 | 33.9 | 0 | 169.5 | 0 | 1.025 | Wind | -1 | -0.0032874 | 0 | 169.5 |  |  | 0 | 0 | 0.0032874 | 0 |  |  |  |  | 0 | 0
13119 | TGATEWAY_4G | 4 | North | YES | -0.074396 | 399 | 65 | 399 | 0 | 1.0232 | CC | 1 | -0.0029305 | 399 | 399 | -29.684 | 399 |  |  | -0.0029305 | -1.1693 |  |  |  |  | -1.1693 | 0
13116 | TGATEWAY_1G | 1 | North | YES | -0.074396 | 151 | 30 | 151 | 0 | 1.0232 | CC | 1 | -0.0029305 | 151 | 151 | -11.2338 | 151 |  |  | -0.0029305 | -0.4425 |  |  |  |  | -0.4425 | 0
13118 | TGATEWAY_3G | 3 | North | YES | -0.074396 | 148 | 30 | 148 | 0 | 1.0232 | CC | 1 | -0.0029305 | 148 | 148 | -11.0106 | 148 |  |  | -0.0029305 | -0.43371 |  |  |  |  | -0.43371 | 0
13117 | TGATEWAY_2G | 2 | North | YES | -0.074396 | 130 | 30 | 130 | 0 | 1.0232 | CC | 1 | -0.0029305 | 130 | 130 | -9.6715 | 130 |  |  | -0.0029305 | -0.38096 |  |  |  |  | -0.38096 | 0
60081 | WHRLWIND1A | 1 | West | YES | -0.074799 | 12 | 0 | 60 | 0 | 1.03 | Wind | -1 | -0.0026694 | 0 | 60 |  |  | 0 | 0 | 0.0026694 | 0 |  |  |  |  | 0 | 0
3097 | MARTLAKE_1G | 1 | North | YES | -0.074802 | 790 | 500 | 790 | 0 | 1.017 | LIGCO | 1 | -0.0033365 | 0 | 790 | -59.0936 | 790 |  |  | -0.0033365 | -2.6358 |  |  |  |  | -2.6358 | 0
3098 | MARTLAKE_2G | 2 | North | YES | -0.074802 | 795 | 461 | 795 | 0 | 1.017 | LIGCO | 1 | -0.0033365 | 0 | 795 | -59.4676 | 795 |  |  | -0.0033365 | -2.6525 |  |  |  |  | -2.6525 | 0
3099 | MARTLAKE_3G | 3 | North | YES | -0.074802 | 804 | 500 | 804 | 0 | 1.017 | LIGCO | 1 | -0.0033365 | 0 | 804 | -60.1408 | 804 |  |  | -0.0033365 | -2.6825 |  |  |  |  | -2.6825 | 0
5401 | CALAVER_JKS1 | 1 | South | YES | 0.11031 | 562 | 100 | 562 | 0 | 1.026 | LIGCO | 1 | 0.18177 | 0 | 562 |  |  |  |  | 0.18177 | 102.1567 |  |  |  |  | 0 | 0
5268 | LEON_LCPCT3 | 3 | South | YES | 0.11045 | 43 | 24 | 43 | 0 | 1.0197 | GGT | 1 | 0.18191 | 43 | 43 |  |  |  |  | 0.18191 | 7.8222 |  |  |  |  | 0 | 0
5266 | LEON_LCPCT1 | 1 | South | YES | 0.11045 | 44 | 24 | 44 | 0 | 1.0197 | GGT | 1 | 0.18191 | 44 | 44 |  |  |  |  | 0.18191 | 8.0041 |  |  |  |  | 0 | 0
5267 | LEON_LCPCT2 | 2 | South | YES | 0.11045 | 44 | 24 | 44 | 0 | 1.0197 | GGT | 1 | 0.18191 | 44 | 44 |  |  |  |  | 0.18191 | 8.0041 |  |  |  |  | 0 | 0
5269 | LEON_LCPCT4 | 4 | South | YES | 0.11045 | 45 | 24 | 45 | 0 | 1.0197 | GGT | 1 | 0.18191 | 45 | 45 |  |  |  |  | 0.18191 | 8.186 |  |  |  |  | 0 | 0
5264 | LEON_LCP3G3 | 3 | South | YES | 0.11045 | 0 | 20 | 58 |  | 1.0197 | GST | 1 | 0.18191 | 58 | 58 |  |  |  |  | 0.18191 | 10.5508 |  |  |  |  | 0 | 0
5265 | LEON_LCP4G4 | 4 | South | YES | 0.11045 | 89 | 25 | 89 | 0 | 1.0197 | GST | 1 | 0.18191 | 89 | 89 |  |  |  |  | 0.18191 | 16.19 |  |  |  |  | 0 | 0
5476 | BRA_AVR1_CT1 | 1 | South | YES | 0.11081 | 155 | 90 | 155 | 0 | 1.025 | CC | 1 | 0.18228 | 155 | 155 |  |  |  |  | 0.18228 | 28.2533 |  |  |  |  | 0 | 0
5478 | BRA_AVR1_CT2 | 1 | South | YES | 0.11081 | 155 | 90 | 155 | 0 | 1.025 | CC | 1 | 0.18228 | 155 | 155 |  |  |  |  | 0.18228 | 28.2533 |  |  |  |  | 0 | 0
5477 | BRA_AVR1_ST | 1 | South | YES | 0.11081 | 174 | 138 | 174 | 0 | 1.025 | CC | 1 | 0.18228 | 174 | 174 |  |  |  |  | 0.18228 | 31.7166 |  |  |  |  | 0 | 0
1437 | MESQUITW_1G | 1 | North | YES | -0.075751 | 40 | 0 | 400 | 0 | 1.023 | Wind | 1 | -0.0042855 | 0 | 400 | -30.3004 | 400 |  |  | -0.0042855 | -1.7142 |  |  |  |  | -1.7142 | 0
1438 | MESQUITW_2G | 1 | North | YES | -0.075754 | 23.6 | 0 | 236 |  | 1.017 | Wind | 1 | -0.0042885 | 0 | 236 | -17.8779 | 236 |  |  | -0.0042885 | -1.0121 |  |  |  |  | -1.0121 | 0
5028 | BRAUNIG_VHB3 | 3 | South | YES | 0.11119 | 407 | 60 | 407 | 0 | 1.0138 | GST | 1 | 0.18266 | 407 | 407 |  |  |  |  | 0.18266 | 74.3412 |  |  |  |  | 0 | 0
5026 | BRAUNIG_VHB1 | 1 | South | YES | 0.11124 | 215 | 40 | 215 | 0 | 1.0192 | GST | 1 | 0.1827 | 215 | 215 |  |  |  |  | 0.1827 | 39.281 |  |  |  |  | 0 | 0
5027 | BRAUNIG_VHB2 | 2 | South | YES | 0.11124 | 216 | 40 | 216 | 0 | 1.0192 | GST | 1 | 0.1827 | 216 | 216 |  |  |  |  | 0.1827 | 39.4637 |  |  |  |  | 0 | 0
5397 | CALAVER_OWS2 | 2 | South | YES | 0.11138 | 400 | 80 | 400 | 0 | 1.0192 | GST | 1 | 0.18284 | 400 | 400 |  |  |  |  | 0.18284 | 73.1378 |  |  |  |  | 0 | 0
5396 | CALAVER_OWS1 | 1 | South | YES | 0.11138 | 418 | 80 | 418 | 0 | 1.0192 | GST | 1 | 0.18284 | 418 | 418 |  |  |  |  | 0.18284 | 76.429 |  |  |  |  | 0 | 0
5111 | CALAVER_JTD1 | 1 | South | YES | 0.11154 | 430 | 80 | 430 | 0 | 1.0138 | LIGCO | 1 | 0.183 | 0 | 430 |  |  |  |  | 0.183 | 78.6907 |  |  |  |  | 0 | 0
5112 | CALAVER_JTD2 | 2 | South | YES | 0.11154 | 430 | 80 | 430 | 0 | 1.0138 | LIGCO | 1 | 0.183 | 0 | 430 |  |  |  |  | 0.183 | 78.6907 |  |  |  |  | 0 | 0
1442 | COKFIELD_5 | 1 | North | YES | -0.076455 | 16.5 | 0 | 165 |  | 1.029 | Wind | 1 | -0.0049895 | 0 | 165 | -12.6151 | 165 |  |  | -0.0049895 | -0.82326 |  |  |  |  | -0.82326 | 0
7031 | L_MARSFO1G1Y | 1 | South | YES | 0.112 | 0 | 0 | 36 |  | 1 | Hydro | 1 | 0.18347 | 0 | 0 |  |  |  |  | 0.18347 | 0 |  |  |  |  | 0 | 0
7032 | L_MARSFO1G2Y | 2 | South | YES | 0.112 | 0 | 0 | 35 |  | 1 | Hydro | 1 | 0.18347 | 0 | 0 |  |  |  |  | 0.18347 | 0 |  |  |  |  | 0 | 0
7033 | L_MARSFO1G3Y | 3 | South | YES | 0.112 | 0 | 0 | 36 |  | 1 | Hydro | 1 | 0.18347 | 0 | 0 |  |  |  |  | 0.18347 | 0 |  |  |  |  | 0 | 0
5436 | TUTTL_WBT1G1 | 1 | South | YES | 0.11202 | 48.8 | 20 | 61 | 0 | 1.012 | GST | 1 | 0.18348 | 61 | 61 |  |  |  |  | 0.18348 | 11.1923 |  |  |  |  | 0 | 0
5438 | TUTTL_WBT3G3 | 3 | South | YES | 0.11202 | 95 | 25 | 95 | 0 | 1.012 | GST | 1 | 0.18348 | 95 | 95 |  |  |  |  | 0.18348 | 17.4307 |  |  |  |  | 0 | 0
5439 | TUTTL_WBT4G4 | 4 | South | YES | 0.11202 | 151 | 40 | 151 | 0 | 1.012 | GST | 1 | 0.18348 | 151 | 151 |  |  |  |  | 0.18348 | 27.7056 |  |  |  |  | 0 | 0
6100 | OKLA7A | EQ | West | YES | -0.077014 | 50 | -220 | 220 | 0 | 1.035 | DCTie | -1 | -0.00045438 | 0 | 0 |  |  | 0 | 0 | 0.00045438 | 0 |  |  |  |  | 0 | 0
6752 | OKLA0A | 1 | West | YES | -0.077014 | 649.7 | 175 | 649.7 | 0 | 1.035 | LIGCO | -1 | -0.00045438 | 0 | 649.7 |  |  | 0 | 0 | 0.00045438 | 0 |  |  |  |  | 0 | 0
12424 | FPLEFR2S_G | 4 | North | YES | -0.077899 | 415 | 191 | 415 | 0 | 1 | CC | 1 | -0.0064335 | 415 | 415 | -32.3281 | 415 |  |  | -0.0064335 | -2.6699 |  |  |  |  | -2.6699 | 0
12414 | FPLEFR1S_G | 4 | North | YES | -0.077899 | 414 | 191 | 414 | 0 | 1 | CC | 1 | -0.0064335 | 414 | 414 | -32.2502 | 414 |  |  | -0.0064335 | -2.6635 |  |  |  |  | -2.6635 | 0
12412 | FPLEFR1B_G | 2 | North | YES | -0.077899 | 164 | 72 | 164 | 0 | 1 | CC | 1 | -0.0064335 | 164 | 164 | -12.7754 | 164 |  |  | -0.0064335 | -1.0551 |  |  |  |  | -1.0551 | 0
12413 | FPLEFR1C_G | 3 | North | YES | -0.077899 | 164 | 72 | 164 | 0 | 1 | CC | 1 | -0.0064335 | 164 | 164 | -12.7754 | 164 |  |  | -0.0064335 | -1.0551 |  |  |  |  | -1.0551 | 0
12423 | FPLEFR2C_G | 3 | North | YES | -0.077899 | 163 | 72 | 163 | 0 | 1 | CC | 1 | -0.0064335 | 163 | 163 | -12.6975 | 163 |  |  | -0.0064335 | -1.0487 |  |  |  |  | -1.0487 | 0
12421 | FPLEFR2A_G | 1 | North | YES | -0.077899 | 162 | 72 | 162 | 0 | 1 | CC | 1 | -0.0064335 | 162 | 162 | -12.6196 | 162 |  |  | -0.0064335 | -1.0422 |  |  |  |  | -1.0422 | 0
12411 | FPLEFR1A_G | 1 | North | YES | -0.077899 | 161 | 72 | 161 | 0 | 1 | CC | 1 | -0.0064335 | 161 | 161 | -12.5417 | 161 |  |  | -0.0064335 | -1.0358 |  |  |  |  | -1.0358 | 0
12422 | FPLEFR2B_G | 2 | North | YES | -0.077899 | 161 | 72 | 161 | 0 | 1 | CC | 1 | -0.0064335 | 161 | 161 | -12.5417 | 161 |  |  | -0.0064335 | -1.0358 |  |  |  |  | -1.0358 | 0
3126 | TRINIDAD_6G | 1 | North | YES | -0.078229 | 179.2 | 46 | 224 | 0 | 1 | GST | 1 | -0.0067635 | 224 | 224 | -17.5233 | 224 |  |  | -0.0067635 | -1.515 |  |  |  |  | -1.515 | 0
2452 | LKHB2_G | 2 | North | YES | -0.078519 | 516 | 80 | 516 | 0 | 1.022 | GST | 1 | -0.0070535 | 516 | 516 | -40.5158 | 516 |  |  | -0.0070535 | -3.6396 |  |  |  |  | -3.6396 | 0
2451 | LKHB1_G | 1 | North | YES | -0.078519 | 0 | 80 | 391 |  | 1.022 | GST | 1 | -0.0070535 | 391 | 391 | -30.7009 | 391 |  |  | -0.0070535 | -2.7579 |  |  |  |  | -2.7579 | 0
12440 | PARKD_1SVC8 | 1 | North | YES | -0.078652 | 0 | 0 | 0 | 0 | 1.007 | GST | 1 | -0.0071865 | 0 | 0 | 0 | 0 |  |  | -0.0071865 | 0 |  |  |  |  | 0 | 0
12449 | PARKD_2SVC8 | 1 | North | YES | -0.078652 | 0 | 0 | 0 | 0 | 1.007 | GST | 1 | -0.0071865 | 0 | 0 | 0 | 0 |  |  | -0.0071865 | 0 |  |  |  |  | 0 | 0
1432 | GRHAMSES_2G | 2 | North | YES | -0.078676 | 294.9 | 90 | 366 | 0 | 1.014 | GST | 1 | -0.0072105 | 366 | 366 | -28.7954 | 366 |  |  | -0.0072105 | -2.639 |  |  |  |  | -2.639 | 0
950 | STEAM3 | 1 | North | YES | -0.078698 | 41 | 13 | 42 | 0 | 1.02 | GST | 1 | -0.0072325 | 42 | 42 | -3.3053 | 42 |  |  | -0.0072325 | -0.30376 |  |  |  |  | -0.30376 | 0
949 | STEAM2 | 1 | North | YES | -0.078698 | 26 | 8 | 26 | 0 | 0.99 | GST | 1 | -0.0072325 | 26 | 26 | -2.0461 | 26 |  |  | -0.0072325 | -0.18804 |  |  |  |  | -0.18804 | 0
948 | STEAM1 | 1 | North | YES | -0.078698 | 0 | 12 | 20 |  | 1.02 | GST | 1 | -0.0072325 | 20 | 20 | -1.574 | 20 |  |  | -0.0072325 | -0.14465 |  |  |  |  | -0.14465 | 0
1479 | WFCOGEN_1G | 1 | North | YES | -0.078793 | 16 | 12 | 20 | 0 | 1 | Cogen | 1 | -0.0073275 | 0 | 0 | 0 | 0 |  |  | -0.0073275 | 0 |  |  |  |  | 0 | 0
1479 | WFCOGEN_1G | 2 | North | YES | -0.078793 | 16 | 12 | 20 | 0 | 1 | Cogen | 1 | -0.0073275 | 0 | 0 | 0 | 0 |  |  | -0.0073275 | 0 |  |  |  |  | 0 | 0
1482 | WFCOGEN_2G | 2 | North | YES | -0.078793 | 13.6 | 12 | 17 | 0 | 1 | Cogen | 1 | -0.0073275 | 0 | 0 | 0 | 0 |  |  | -0.0073275 | 0 |  |  |  |  | 0 | 0
1482 | WFCOGEN_2G | 1 | North | YES | -0.078793 | 16 | 12 | 20 | 0 | 1 | Cogen | 1 | -0.0073275 | 0 | 0 | 0 | 0 |  |  | -0.0073275 | 0 |  |  |  |  | 0 | 0
844 | OLINGER_G3 | 1 | North | YES | -0.078831 | 103.9 | 45 | 150 | 0 | 1.03 | GST | 1 | -0.0073655 | 150 | 150 | -11.8247 | 150 |  |  | -0.0073655 | -1.1048 |  |  |  |  | -1.1048 | 0
843 | OLINGER_G2 | 1 | North | YES | -0.078831 | 76.2 | 25 | 110 | 0 | 1.03 | GST | 1 | -0.0073655 | 110 | 110 | -8.6714 | 110 |  |  | -0.0073655 | -0.8102 |  |  |  |  | -0.8102 | 0
842 | OLINGER_G1 | 1 | North | YES | -0.078831 | 55.4 | 20 | 79 | 0 | 1.03 | GST | 1 | -0.0073655 | 79 | 79 | -6.2276 | 79 |  |  | -0.0073655 | -0.58187 |  |  |  |  | -0.58187 | 0
845 | OLINGER_G4 | 1 | North | YES | -0.078831 | 51.9 | 0 | 76 | 0 | 1.03 | GGT | 1 | -0.0073655 | 76 | 76 | -5.9912 | 76 |  |  | -0.0073655 | -0.55978 |  |  |  |  | -0.55978 | 0
837 | NEWMAN_G5 | 1 | North | YES | -0.078834 | 0 | 15 | 40 |  | 1.01 | GST | 1 | -0.0073685 | 40 | 40 | -3.1534 | 40 |  |  | -0.0073685 | -0.29474 |  |  |  |  | -0.29474 | 0
1701 | MOSES_1G | 1 | North | YES | -0.078932 | 558 | 175 | 558 | 0 | 1.023 | LIGCO | 1 | -0.0074665 | 0 | 558 | -44.0441 | 558 |  |  | -0.0074665 | -4.1663 |  |  |  |  | -4.1663 | 0
1702 | MOSES_2G | 2 | North | YES | -0.078932 | 579 | 175 | 579 | 0 | 1.023 | LIGCO | 1 | -0.0074665 | 0 | 579 | -45.7016 | 579 |  |  | -0.0074665 | -4.3231 |  |  |  |  | -4.3231 | 0
1703 | MOSES_3G | 3 | North | YES | -0.078932 | 808 | 463 | 808 | 0 | 1.023 | LIGCO | 1 | -0.0074665 | 0 | 808 | -63.7771 | 808 |  |  | -0.0074665 | -6.0329 |  |  |  |  | -6.0329 | 0
5925 | DCEAST | EQ | North | YES | -0.078932 | 400.3 | -600 | 600 | 0 | 1.025 | DCTie | 1 | -0.0074665 | 0 | 0 | 0 | 0 |  |  | -0.0074665 | 0 |  |  |  |  | 0 | 0
1675 | PEC_1G | 1 | North | YES | -0.078997 | 76.7 | 35 | 76.7 | 0 | 1.022 | Cogen | 1 | -0.0075315 | 0 | 0 | 0 | 0 |  |  | -0.0075315 | 0 |  |  |  |  | 0 | 0
1676 | PEC_2G | 2 | North | YES | -0.078997 | 79.6 | 35 | 79.6 | 0 | 1.022 | Cogen | 1 | -0.0075315 | 0 | 0 | 0 | 0 |  |  | -0.0075315 | 0 |  |  |  |  | 0 | 0
1677 | PEC_3G | 3 | North | YES | -0.078997 | 88.4 | 35 | 88.4 | 0 | 1.022 | Cogen | 1 | -0.0075315 | 0 | 0 | 0 | 0 |  |  | -0.0075315 | 0 |  |  |  |  | 0 | 0
1433 | GRHAMSES_1G | 1 | North | YES | -0.079015 | 242 | 60 | 242 | 0 | 1.038 | GST | 1 | -0.0075495 | 242 | 242 | -19.1216 | 242 |  |  | -0.0075495 | -1.827 |  |  |  |  | -1.827 | 0
1683 | LAMARPWR_6G | 6 | North | YES | -0.079067 | 198 | 129.1 | 198 | 0 | 1.038 | CC | 1 | -0.0076015 | 198 | 198 | -15.6553 | 198 |  |  | -0.0076015 | -1.5051 |  |  |  |  | -1.5051 | 0
1680 | LAMARPWR_3G | 3 | North | YES | -0.079067 | 196 | 129.1 | 196 | 0 | 1.038 | CC | 1 | -0.0076015 | 196 | 196 | -15.4971 | 196 |  |  | -0.0076015 | -1.4899 |  |  |  |  | -1.4899 | 0
1678 | LAMARPWR_1G | 1 | North | YES | -0.079067 | 160 | 67.7 | 160 | 0 | 1.038 | CC | 1 | -0.0076015 | 160 | 160 | -12.6507 | 160 |  |  | -0.0076015 | -1.2162 |  |  |  |  | -1.2162 | 0
1682 | LAMARPWR_5G | 5 | North | YES | -0.079067 | 157 | 67.7 | 157 | 0 | 1.038 | CC | 1 | -0.0076015 | 157 | 157 | -12.4135 | 157 |  |  | -0.0076015 | -1.1934 |  |  |  |  | -1.1934 | 0
1679 | LAMARPWR_2G | 2 | North | YES | -0.079067 | 156 | 67.7 | 156 | 0 | 1.038 | CC | 1 | -0.0076015 | 156 | 156 | -12.3345 | 156 |  |  | -0.0076015 | -1.1858 |  |  |  |  | -1.1858 | 0
1681 | LAMARPWR_4G | 4 | North | YES | -0.079067 | 156 | 67.7 | 156 | 0 | 1.038 | CC | 1 | -0.0076015 | 156 | 156 | -12.3345 | 156 |  |  | -0.0076015 | -1.1858 |  |  |  |  | -1.1858 | 0
7624 | L_LAKEWO9_1Y | 1 | South | YES | 0.11428 | 0 | 0 | 2.4 |  | 1 | Hydro | 1 | 0.18575 | 0 | 0 |  |  |  |  | 0.18575 | 0 |  |  |  |  | 0 | 0
7624 | L_LAKEWO9_1Y | 2 | South | YES | 0.11428 | 0 | 0 | 2.4 |  | 1 | Hydro | 1 | 0.18575 | 0 | 0 |  |  |  |  | 0.18575 | 0 |  |  |  |  | 0 | 0
1689 | VALLEY_3G | 3 | North | YES | -0.079149 | 0 | 25 | 375 |  | 1.003 | GST | 1 | -0.0076835 | 375 | 375 | -29.6809 | 375 |  |  | -0.0076835 | -2.8813 |  |  |  |  | -2.8813 | 0
11693 | KMICHIST3_G | 3 | North | YES | -0.079149 | 312 | 60 | 312 | 0 | 1.026 | CC | 1 | -0.0076835 | 312 | 312 | -24.6945 | 312 |  |  | -0.0076835 | -2.3972 |  |  |  |  | -2.3972 | 0
11696 | KMICHIST6_G | 6 | North | YES | -0.079149 | 310 | 60 | 310 | 0 | 1.026 | CC | 1 | -0.0076835 | 310 | 310 | -24.5362 | 310 |  |  | -0.0076835 | -2.3819 |  |  |  |  | -2.3819 | 0
11695 | KMICHICT5_G | 5 | North | YES | -0.079149 | 148 | 80 | 148 | 0 | 1.026 | CC | 1 | -0.0076835 | 148 | 148 | -11.7141 | 148 |  |  | -0.0076835 | -1.1372 |  |  |  |  | -1.1372 | 0
11692 | KMICHICT2_G | 2 | North | YES | -0.079149 | 146 | 80 | 146 | 0 | 1.026 | CC | 1 | -0.0076835 | 146 | 146 | -11.5558 | 146 |  |  | -0.0076835 | -1.1218 |  |  |  |  | -1.1218 | 0
11691 | KMICHICT1_G | 1 | North | YES | -0.079149 | 144 | 80 | 144 | 0 | 1.026 | CC | 1 | -0.0076835 | 144 | 144 | -11.3975 | 144 |  |  | -0.0076835 | -1.1064 |  |  |  |  | -1.1064 | 0
11694 | KMICHICT4_G | 4 | North | YES | -0.079149 | 144 | 80 | 144 | 0 | 1.026 | CC | 1 | -0.0076835 | 144 | 144 | -11.3975 | 144 |  |  | -0.0076835 | -1.1064 |  |  |  |  | -1.1064 | 0
1688 | VALLEY_2G | 2 | North | YES | -0.079274 | 527 | 90 | 527 | 0 | 1.029 | GSC | 1 | -0.0078085 | 527 | 527 | -41.7774 | 527 |  |  | -0.0078085 | -4.1151 |  |  |  |  | -4.1151 | 0
1687 | VALLEY_1G | 1 | North | YES | -0.079274 | 136 | 15 | 170 | 0 | 1.029 | GST | 1 | -0.0078085 | 170 | 170 | -13.4766 | 170 |  |  | -0.0078085 | -1.3274 |  |  |  |  | -1.3274 | 0
6948 | DENISNDM | 1 | North | YES | -0.079384 | 40 | 5 | 40 |  | 1.015 | Hydro | 1 | -0.0079185 | 0 | 0 | 0 | 0 |  |  | -0.0079185 | 0 |  |  |  |  | 0 | 0
6948 | DENISNDM | 2 | North | YES | -0.079384 | 31 | 5 | 40 |  | 1.015 | Hydro | 1 | -0.0079185 | 0 | 0 | 0 | 0 |  |  | -0.0079185 | 0 |  |  |  |  | 0 | 0
2371 | COLLIN_1G | MB | North | YES | -0.079895 | 0 | 40 | 138 |  | 1.022 | GST | 1 | -0.0084295 | 0 | 0 | 0 | 0 |  |  | -0.0084295 | 0 |  |  |  |  | 0 | 0
2417 | MTCK8_G | 8 | North | YES | -0.080047 | 444.8 | 60 | 556 | 0 | 1.022 | GSC | 1 | -0.0085815 | 556 | 556 | -44.5061 | 556 |  |  | -0.0085815 | -4.7713 |  |  |  |  | -4.7713 | 0
2413 | MTCK6_G | 6 | North | YES | -0.080047 | 0 | 30 | 118 |  | 1.022 | GST | 1 | -0.0085815 | 118 | 118 | -9.4455 | 118 |  |  | -0.0085815 | -1.0126 |  |  |  |  | -1.0126 | 0
2414 | MTCK7_G | 7 | North | YES | -0.080047 | 0 | 30 | 115 |  | 1.022 | GST | 1 | -0.0085815 | 115 | 115 | -9.2054 | 115 |  |  | -0.0085815 | -0.98687 |  |  |  |  | -0.98687 | 0
7801 | L_GUADGE1_2Y | 2 | South | YES | 0.11532 | 138 | 30 | 138 | 0 | 1.02 | CC | 1 | 0.18679 | 138 | 138 |  |  |  |  | 0.18679 | 25.7771 |  |  |  |  | 0 | 0
7802 | L_GUADGE1_3Y | 3 | South | YES | 0.11532 | 146 | 30 | 146 | 0 | 1.02 | CC | 1 | 0.18679 | 146 | 146 |  |  |  |  | 0.18679 | 27.2714 |  |  |  |  | 0 | 0
7800 | L_GUADGE1_1Y | 1 | South | YES | 0.11532 | 147 | 30 | 147 | 0 | 1.02 | CC | 1 | 0.18679 | 147 | 147 |  |  |  |  | 0.18679 | 27.4582 |  |  |  |  | 0 | 0
7803 | L_GUADGE1_4Y | 4 | South | YES | 0.11532 | 149 | 30 | 149 | 0 | 1.02 | CC | 1 | 0.18679 | 149 | 149 |  |  |  |  | 0.18679 | 27.8318 |  |  |  |  | 0 | 0
7804 | L_GUADGE1_5Y | 5 | South | YES | 0.11532 | 182 | 30 | 182 | 0 | 1.02 | CC | 1 | 0.18679 | 182 | 182 |  |  |  |  | 0.18679 | 33.9959 |  |  |  |  | 0 | 0
7805 | L_GUADGE1_6Y | 6 | South | YES | 0.11532 | 203 | 30 | 203 | 0 | 1.02 | CC | 1 | 0.18679 | 203 | 203 |  |  |  |  | 0.18679 | 37.9185 |  |  |  |  | 0 | 0
2383 | NTHLK3_G | 3 | North | YES | -0.080447 | 0 | 50 | 329 |  | 1.022 | GST | 1 | -0.0089815 | 329 | 329 | -26.4671 | 329 |  |  | -0.0089815 | -2.9549 |  |  |  |  | -2.9549 | 0
2382 | NTHLK2_G | 2 | North | YES | -0.080447 | 0 | 35 | 181 |  | 1.022 | GST | 1 | -0.0089815 | 181 | 181 | -14.5609 | 181 |  |  | -0.0089815 | -1.6256 |  |  |  |  | -1.6256 | 0
2381 | NTHLK1_G | 1 | North | YES | -0.080447 | 0 | 35 | 156 |  | 1.022 | GST | 1 | -0.0089815 | 156 | 156 | -12.5497 | 156 |  |  | -0.0089815 | -1.4011 |  |  |  |  | -1.4011 | 0
1455 | WCPWRCO_3G | 3 | North | YES | -0.080514 | 242 | 50 | 242 |  | 1.02 | CC | 1 | -0.0090485 | 242 | 242 | -19.4844 | 242 |  |  | -0.0090485 | -2.1897 |  |  |  |  | -2.1897 | 0
1453 | WCPWRCO_1G | 1 | North | YES | -0.080514 | 204 | 50 | 204 | 0 | 1.02 | CC | 1 | -0.0090485 | 204 | 204 | -16.4249 | 204 |  |  | -0.0090485 | -1.8459 |  |  |  |  | -1.8459 | 0
1454 | WCPWRCO_2G | 2 | North | YES | -0.080514 | 204 | 50 | 204 | 0 | 1.02 | CC | 1 | -0.0090485 | 204 | 204 | -16.4249 | 204 |  |  | -0.0090485 | -1.8459 |  |  |  |  | -1.8459 | 0
924 | SPENCER_G5 | 1 | North | YES | -0.080587 | 52 | 20 | 66 | 0 | 1.03 | GST | 1 | -0.0091215 | 66 | 66 | -5.3187 | 66 |  |  | -0.0091215 | -0.60202 |  |  |  |  | -0.60202 | 0
923 | SPENCER_G4 | 1 | North | YES | -0.080587 | 48 | 20 | 61 | 0 | 1.03 | GST | 1 | -0.0091215 | 61 | 61 | -4.9158 | 61 |  |  | -0.0091215 | -0.55641 |  |  |  |  | -0.55641 | 0
728 | WOLFRIDGE801 | 1 | North | YES | -0.080609 | 11.2 | 0 | 112.5 | 0 | 0.99 | Wind | 1 | -0.0091435 | 0 | 112.5 | -9.0685 | 112.5 |  |  | -0.0091435 | -1.0286 |  |  |  |  | -1.0286 | 0
344 | MRSSHPRD | 1 | North | YES | -0.080876 | 0 | 0 | 12 |  | 1.03 | Hydro | 1 | -0.0094105 | 0 | 0 | 0 | 0 |  |  | -0.0094105 | 0 |  |  |  |  | 0 | 0
345 | MRSSHPRD01 | 2 | North | YES | -0.080876 | 0 | 0 | 12 |  | 1.03 | Hydro | 1 | -0.0094105 | 0 | 0 | 0 | 0 |  |  | -0.0094105 | 0 |  |  |  |  | 0 | 0
1600 | BARTNWND_1G | 1 | North | YES | -0.080879 | 12 | 0 | 120 | 0 | 1.022 | Wind | 1 | -0.0094135 | 0 | 120 | -9.7055 | 120 |  |  | -0.0094135 | -1.1296 |  |  |  |  | -1.1296 | 0
580 | JCKCNTY801 | 1 | North | YES | -0.081465 | 288 | 0 | 288 | 0 | 1.022 | CC | 1 | -0.0099995 | 288 | 288 | -23.4619 | 288 |  |  | -0.0099995 | -2.8798 |  |  |  |  | -2.8798 | 0
581 | JCKCNTY802 | 2 | North | YES | -0.081465 | 147 | 0 | 147 | 0 | 1.022 | CC | 1 | -0.0099995 | 147 | 147 | -11.9754 | 147 |  |  | -0.0099995 | -1.4699 |  |  |  |  | -1.4699 | 0
582 | JCKCNTY803 | 3 | North | YES | -0.081465 | 147 | 0 | 147 | 0 | 1.022 | CC | 1 | -0.0099995 | 147 | 147 | -11.9754 | 147 |  |  | -0.0099995 | -1.4699 |  |  |  |  | -1.4699 | 0
7609 | L_SCHUMA8_1Y | 1 | South | YES | 0.11669 | 0 | 0 | 4 |  | 1 | Hydro | 1 | 0.18816 | 0 | 0 |  |  |  |  | 0.18816 | 0 |  |  |  |  | 0 | 0
12322 | ENNSTRAC_1G | 1 | North | YES | -0.081523 | 196 | 130 | 196 | 0 | 1.036 | CC | 1 | -0.010057 | 196 | 196 | -15.9785 | 196 |  |  | -0.010057 | -1.9713 |  |  |  |  | -1.9713 | 0
12323 | ENNSTRAC_2G | 2 | North | YES | -0.081523 | 116 | 100 | 116 | 0 | 1.036 | CC | 1 | -0.010057 | 116 | 116 | -9.4567 | 116 |  |  | -0.010057 | -1.1667 |  |  |  |  | -1.1667 | 0
1861 | EAGLEMNT_1G | MB | North | YES | -0.082051 | 0 | 30 | 112 |  | 1.022 | GST | 1 | -0.010585 | 0 | 0 | 0 | 0 |  |  | -0.010585 | 0 |  |  |  |  | 0 | 0
1862 | EAGLEMNT_2G | MB | North | YES | -0.082051 | 0 | 40 | 100 |  | 1.022 | GST | 1 | -0.010585 | 0 | 0 | 0 | 0 |  |  | -0.010585 | 0 |  |  |  |  | 0 | 0
1863 | EAGLEMNT_3G | MB | North | YES | -0.082051 | 0 | 50 | 378 |  | 1.022 | GST | 1 | -0.010585 | 0 | 0 | 0 | 0 |  |  | -0.010585 | 0 |  |  |  |  | 0 | 0
7605 | L_MCQUEE9_1Y | 1 | South | YES | 0.1173 | 0 | 0 | 2.4 |  | 1.025 | Hydro | 1 | 0.18876 | 0 | 0 |  |  |  |  | 0.18876 | 0 |  |  |  |  | 0 | 0
7605 | L_MCQUEE9_1Y | 2 | South | YES | 0.1173 | 0 | 0 | 2.4 |  | 1.025 | Hydro | 1 | 0.18876 | 0 | 0 |  |  |  |  | 0.18876 | 0 |  |  |  |  | 0 | 0
7605 | L_MCQUEE9_1Y | 3 | South | YES | 0.1173 | 0 | 0 | 2.8 |  | 1.025 | Hydro | 1 | 0.18876 | 0 | 0 |  |  |  |  | 0.18876 | 0 |  |  |  |  | 0 | 0
505 | NTHTEXAS03 | 3 | North | YES | -0.08264 | 30.4 | 15 | 38 |  | 1.015 | GST | 1 | -0.011174 | 38 | 38 | -3.1403 | 38 |  |  | -0.011174 | -0.42463 |  |  |  |  | -0.42463 | 0
503 | NTHTEXAS01 | 1 | North | YES | -0.08264 | 0 | 5 | 18 |  | 1.015 | GST | 1 | -0.011174 | 18 | 18 | -1.4875 | 18 |  |  | -0.011174 | -0.20114 |  |  |  |  | -0.20114 | 0
504 | NTHTEXAS02 | 2 | North | YES | -0.08264 | 14.4 | 5 | 18 |  | 1.015 | GST | 1 | -0.011174 | 18 | 18 | -1.4875 | 18 |  |  | -0.011174 | -0.20114 |  |  |  |  | -0.20114 | 0
1948 | HANDLEY_4G | 4 | North | YES | -0.083129 | 348 | 150 | 435 | 0 | 1.022 | GST | 1 | -0.011663 | 435 | 435 | -36.1611 | 435 |  |  | -0.011663 | -5.0736 |  |  |  |  | -5.0736 | 0
1898 | COMCHEPK_1G | 1 | North | YES | -0.083155 | 1217 | 1150 | 1217 | 0 | 1.032 | Nuc | 1 | -0.011689 | 0 | 0 | 0 | 0 |  |  | -0.011689 | 0 |  |  |  |  | 0 | 0
1899 | COMCHEPK_2G | 2 | North | YES | -0.083155 | 1159 | 1128 | 1159 | 0 | 1.032 | Nuc | 1 | -0.011689 | 0 | 0 | 0 | 0 |  |  | -0.011689 | 0 |  |  |  |  | 0 | 0
1949 | HANDLEY_5G | 5 | North | YES | -0.08326 | 348 | 150 | 435 | 0 | 1.022 | GST | 1 | -0.011794 | 435 | 435 | -36.2181 | 435 |  |  | -0.011794 | -5.1306 |  |  |  |  | -5.1306 | 0
1947 | HANDLEY_3G | 3 | North | YES | -0.08326 | 316 | 100 | 395 | 0 | 1.022 | GST | 1 | -0.011794 | 395 | 395 | -32.8877 | 395 |  |  | -0.011794 | -4.6588 |  |  |  |  | -4.6588 | 0
1879 | WLFHOLW_3G | 3 | North | YES | -0.083279 | 272.4 | 89.2 | 272.4 | 0 | 1.032 | CC | 1 | -0.011813 | 272.4 | 272.4 | -22.6852 | 272.4 |  |  | -0.011813 | -3.218 |  |  |  |  | -3.218 | 0
1877 | WLFHOLW_1G | 1 | North | YES | -0.083279 | 217.3 | 89.2 | 217.3 | 0 | 1.032 | CC | 1 | -0.011813 | 217.3 | 217.3 | -18.0965 | 217.3 |  |  | -0.011813 | -2.5671 |  |  |  |  | -2.5671 | 0
1878 | WLFHOLW_2G | 2 | North | YES | -0.083279 | 215.7 | 105 | 215.7 | 0 | 1.032 | CC | 1 | -0.011813 | 215.7 | 215.7 | -17.9633 | 215.7 |  |  | -0.011813 | -2.5482 |  |  |  |  | -2.5482 | 0
1889 | DECRDOVA_1G | 1 | North | YES | -0.08342 | 779 | 255 | 779 | 0 | 1.02 | GSC | 1 | -0.011954 | 779 | 779 | -64.9842 | 779 |  |  | -0.011954 | -9.3125 |  |  |  |  | -9.3125 | 0
334 | RWMILLER03 | 3 | North | YES | -0.083777 | 166.4 | 65 | 208 | 0 | 1.04 | GST | 1 | -0.012311 | 208 | 208 | -17.4256 | 208 |  |  | -0.012311 | -2.5608 |  |  |  |  | -2.5608 | 0
333 | RWMILLER02 | 2 | North | YES | -0.083777 | 95.2 | 37 | 119 | 0 | 1.04 | GST | 1 | -0.012311 | 119 | 119 | -9.9695 | 119 |  |  | -0.012311 | -1.4651 |  |  |  |  | -1.4651 | 0
335 | RWMILLER04 | 4 | North | YES | -0.083777 | 81.6 | 0 | 102 | 0 | 1.04 | GST | 1 | -0.012311 | 102 | 102 | -8.5453 | 102 |  |  | -0.012311 | -1.2558 |  |  |  |  | -1.2558 | 0
336 | RWMILLER05 | 5 | North | YES | -0.083777 | 80.8 | 0 | 101 | 0 | 1.04 | GST | 1 | -0.012311 | 101 | 101 | -8.4615 | 101 |  |  | -0.012311 | -1.2435 |  |  |  |  | -1.2435 | 0
332 | RWMILLER01 | 1 | North | YES | -0.083777 | 58.4 | 18.5 | 73 | 0 | 1.04 | GST | 1 | -0.012311 | 73 | 73 | -6.1157 | 73 |  |  | -0.012311 | -0.89874 |  |  |  |  | -0.89874 | 0
1643 | SLSTR1PP_1G | 1 | North | YES | -0.083839 | 6 | 0 | 60 | 0 | 1.022 | Wind | 1 | -0.012373 | 0 | 60 | -5.0303 | 60 |  |  | -0.012373 | -0.74241 |  |  |  |  | -0.74241 | 0
7810 | L_RIONOG1G1Y | 1 | South | YES | 0.1196 | 148 | 0 | 148 | 0 | 1.02 | CC | 1 | 0.19106 | 148 | 148 |  |  |  |  | 0.19106 | 28.2776 |  |  |  |  | 0 | 0
7811 | L_RIONOG1G2Y | 2 | South | YES | 0.1196 | 148 | 0 | 148 | 0 | 1.02 | CC | 1 | 0.19106 | 148 | 148 |  |  |  |  | 0.19106 | 28.2776 |  |  |  |  | 0 | 0
7812 | L_RIONOG1G3Y | 3 | South | YES | 0.1196 | 154 | 0 | 154 | 0 | 1.02 | CC | 1 | 0.19106 | 154 | 154 |  |  |  |  | 0.19106 | 29.4239 |  |  |  |  | 0 | 0
7813 | L_RIONOG1S1Y | 4 | South | YES | 0.1196 | 293 | 0 | 293 | 0 | 1.02 | CC | 1 | 0.19106 | 293 | 293 |  |  |  |  | 0.19106 | 55.9819 |  |  |  |  | 0 | 0
1892 | DECRDOVA_2G | A | North | YES | -0.084646 | 65 | 65 | 70 | 0 | 1.025 | GGT | 1 | -0.01318 | 70 | 70 | -5.9252 | 70 |  |  | -0.01318 | -0.92263 |  |  |  |  | -0.92263 | 0
1893 | DECRDOVA_3G | B | North | YES | -0.084646 | 65 | 65 | 69 | 0 | 1.025 | GGT | 1 | -0.01318 | 69 | 69 | -5.8406 | 69 |  |  | -0.01318 | -0.90945 |  |  |  |  | -0.90945 | 0
1894 | DECRDOVA_4G | C | North | YES | -0.084646 | 65 | 65 | 69 | 0 | 1.025 | GGT | 1 | -0.01318 | 69 | 69 | -5.8406 | 69 |  |  | -0.01318 | -0.90945 |  |  |  |  | -0.90945 | 0
1895 | DECRDOVA_5G | D | North | YES | -0.084646 | 65 | 65 | 68 | 0 | 1.025 | GGT | 1 | -0.01318 | 68 | 68 | -5.7559 | 68 |  |  | -0.01318 | -0.89627 |  |  |  |  | -0.89627 | 0
7487 | L_CANYHY8_1Y | 1 | South | YES | 0.12024 | 0 | 0 | 6 |  | 1 | Hydro | 1 | 0.1917 | 0 | 0 |  |  |  |  | 0.1917 | 0 |  |  |  |  | 0 | 0
1941 | MDLTHELP_1G | 1 | North | YES | -0.086038 | 216.4 | 74 | 216.4 | 0 | 1 | CC | 1 | -0.014572 | 216.4 | 216.4 | -18.6186 | 216.4 |  |  | -0.014572 | -3.1535 |  |  |  |  | -3.1535 | 0
1942 | MDLTHELP_2G | 2 | North | YES | -0.086038 | 216.1 | 74 | 216.1 | 0 | 1 | CC | 1 | -0.014572 | 216.1 | 216.1 | -18.5928 | 216.1 |  |  | -0.014572 | -3.1491 |  |  |  |  | -3.1491 | 0
1938 | MDLTHELP_6G | 6 | North | YES | -0.08652 | 226 | 74 | 226 | 0 | 1 | CC | 1 | -0.015054 | 226 | 226 | -19.5535 | 226 |  |  | -0.015054 | -3.4023 |  |  |  |  | -3.4023 | 0
1937 | MDLTHELP_5G | 5 | North | YES | -0.08652 | 224 | 74 | 224 | 0 | 1 | CC | 1 | -0.015054 | 224 | 224 | -19.3805 | 224 |  |  | -0.015054 | -3.3722 |  |  |  |  | -3.3722 | 0
1943 | MDLTHELP_3G | 3 | North | YES | -0.08652 | 212 | 74 | 212 | 0 | 1 | CC | 1 | -0.015054 | 212 | 212 | -18.3422 | 212 |  |  | -0.015054 | -3.1915 |  |  |  |  | -3.1915 | 0
1944 | MDLTHELP_4G | 4 | North | YES | -0.08652 | 211 | 74 | 211 | 0 | 1 | CC | 1 | -0.015054 | 211 | 211 | -18.2557 | 211 |  |  | -0.015054 | -3.1765 |  |  |  |  | -3.1765 | 0
366 | JNSNCNTY802 | 1 | North | YES | -0.08714 | 168 | 20 | 168 | 0 | 1.02 | Cogen | 1 | -0.015674 | 0 | 0 | 0 | 0 |  |  | -0.015674 | 0 |  |  |  |  | 0 | 0
367 | JNSNCNTY802 | 2 | North | YES | -0.08714 | 90 | 20 | 90 | 0 | 1.02 | Cogen | 1 | -0.015674 | 0 | 0 | 0 | 0 |  |  | -0.015674 | 0 |  |  |  |  | 0 | 0
7303 | L_WPPGS12_1Y | 1 | South | YES | 0.12312 | 50 | 0 | 50 | 0 | 1.025 | GGT | 1 | 0.19458 | 50 | 50 |  |  |  |  | 0.19458 | 9.7292 |  |  |  |  | 0 | 0
7303 | L_WPPGS12_1Y | 2 | South | YES | 0.12312 | 50 | 0 | 50 | 0 | 1.025 | GGT | 1 | 0.19458 | 50 | 50 |  |  |  |  | 0.19458 | 9.7292 |  |  |  |  | 0 | 0
7305 | L_WPPGS34_1Y | 3 | South | YES | 0.12312 | 50 | 0 | 50 | 0 | 1.025 | GGT | 1 | 0.19458 | 50 | 50 |  |  |  |  | 0.19458 | 9.7292 |  |  |  |  | 0 | 0
7305 | L_WPPGS34_1Y | 4 | South | YES | 0.12312 | 50 | 0 | 50 | 0 | 1.025 | GGT | 1 | 0.19458 | 50 | 50 |  |  |  |  | 0.19458 | 9.7292 |  |  |  |  | 0 | 0
7014 | L_HAYSEN1_1Y | 1 | South | YES | 0.12425 | 223.9 | 74 | 223.9 | 0 | 1.008 | CC | 1 | 0.19571 | 223.9 | 223.9 |  |  |  |  | 0.19571 | 43.8205 |  |  |  |  | 0 | 0
7016 | L_HAYSEN1_3Y | 3 | South | YES | 0.12425 | 224.6 | 74 | 224.6 | 0 | 1.008 | CC | 1 | 0.19571 | 224.6 | 224.6 |  |  |  |  | 0.19571 | 43.9575 |  |  |  |  | 0 | 0
7015 | L_HAYSEN1_2Y | 2 | South | YES | 0.12425 | 225 | 74 | 225 | 0 | 1.008 | CC | 1 | 0.19571 | 225 | 225 |  |  |  |  | 0.19571 | 44.0358 |  |  |  |  | 0 | 0
7017 | L_HAYSEN1_4Y | 4 | South | YES | 0.12425 | 226.7 | 74 | 226.7 | 0 | 1.008 | CC | 1 | 0.19571 | 226.7 | 226.7 |  |  |  |  | 0.19571 | 44.3685 |  |  |  |  | 0 | 0
7020 | L_AUSTPL1_1Y | 1 | South | YES | 0.12447 | 0 | 0 | 8 |  | 1 | Hydro | 1 | 0.19593 | 0 | 0 |  |  |  |  | 0.19593 | 0 |  |  |  |  | 0 | 0
7020 | L_AUSTPL1_1Y | 2 | South | YES | 0.12447 | 0 | 0 | 8 |  | 1 | Hydro | 1 | 0.19593 | 0 | 0 |  |  |  |  | 0.19593 | 0 |  |  |  |  | 0 | 0
9000 | DECKR_G1 | 1 | South | YES | 0.12759 | 280 | 50 | 321 | 0 | 1.015 | GST | 1 | 0.19906 | 321 | 321 |  |  |  |  | 0.19906 | 63.8978 |  |  |  |  | 0 | 0
9001 | DECKR_G2 | 2 | South | YES | 0.12759 | 400 | 50 | 426 | 0 | 1.015 | GST | 1 | 0.19906 | 426 | 426 |  |  |  |  | 0.19906 | 84.7989 |  |  |  |  | 0 | 0
7004 | L_SIMGID1_1Y | 1 | South | YES | 0.12828 | 132 | 40 | 132 | 0 | 1.02 | GST | 1 | 0.19975 | 132 | 132 |  |  |  |  | 0.19975 | 26.3667 |  |  |  |  | 0 | 0
7005 | L_SIMGID1_2Y | 2 | South | YES | 0.12828 | 133 | 32 | 139 | 0 | 1.02 | GST | 1 | 0.19975 | 139 | 139 |  |  |  |  | 0.19975 | 27.7649 |  |  |  |  | 0 | 0
7006 | L_SIMGID1_3Y | 3 | South | YES | 0.12828 | 324.9 | 60 | 329 | 0 | 1.02 | GST | 1 | 0.19975 | 329 | 329 |  |  |  |  | 0.19975 | 65.7169 |  |  |  |  | 0 | 0
9017 | SANDH_G2 | 2 | South | YES | 0.12871 | 45 | 2 | 46 | 0 | 1.0175 | GGT | 1 | 0.20018 | 46 | 46 |  |  |  |  | 0.20018 | 9.2081 |  |  |  |  | 0 | 0
9018 | SANDH_G3 | 3 | South | YES | 0.12871 | 45 | 2 | 46 | 0 | 1.0175 | GGT | 1 | 0.20018 | 46 | 46 |  |  |  |  | 0.20018 | 9.2081 |  |  |  |  | 0 | 0
9019 | SANDH_G4 | 4 | South | YES | 0.12871 | 0 | 2 | 47 |  | 1.0175 | GGT | 1 | 0.20018 | 47 | 47 |  |  |  |  | 0.20018 | 9.4083 |  |  |  |  | 0 | 0
9016 | SANDH_G1 | 1 | South | YES | 0.12871 | 45 | 2 | 49 | 0 | 1.0175 | GGT | 1 | 0.20018 | 49 | 49 |  |  |  |  | 0.20018 | 9.8086 |  |  |  |  | 0 | 0
9021 | SANDHG5C | 5C | South | YES | 0.12871 | 140 | 0 | 148 | 0 | 1.0175 | CC | 1 | 0.20018 | 148 | 148 |  |  |  |  | 0.20018 | 29.626 |  |  |  |  | 0 | 0
9020 | SANDHG5A | 5A | South | YES | 0.12871 | 150 | 84 | 155 | 0 | 1.0175 | CC | 1 | 0.20018 | 155 | 155 |  |  |  |  | 0.20018 | 31.0272 |  |  |  |  | 0 | 0
9002 | DECKR_G3 | 3 | South | YES | 0.12965 | 0 | 24 | 42 |  | 1.015 | GGT | 1 | 0.20112 | 42 | 42 |  |  |  |  | 0.20112 | 8.4471 |  |  |  |  | 0 | 0
9003 | DECKR_G4 | 4 | South | YES | 0.12965 | 44 | 24 | 44 | 0 | 1.015 | GGT | 1 | 0.20112 | 44 | 44 |  |  |  |  | 0.20112 | 8.8493 |  |  |  |  | 0 | 0
9004 | DECKR_G5 | 5 | South | YES | 0.12965 | 44 | 24 | 44 | 0 | 1.015 | GGT | 1 | 0.20112 | 44 | 44 |  |  |  |  | 0.20112 | 8.8493 |  |  |  |  | 0 | 0
9005 | DECKR_G6 | 6 | South | YES | 0.12965 | 44 | 24 | 47 | 0 | 1.015 | GGT | 1 | 0.20112 | 47 | 47 |  |  |  |  | 0.20112 | 9.4527 |  |  |  |  | 0 | 0
7012 | L_FPPYD21_3Y | 3 | South | YES | 0.1304 | 427.5 | 200 | 436 | 0 | 1.02 | LIGCO | 1 | 0.20187 | 0 | 436 |  |  |  |  | 0.20187 | 88.0147 |  |  |  |  | 0 | 0
7011 | L_FPPYD11_2Y | 2 | South | YES | 0.13054 | 552.2 | 200 | 598 | 0 | 1.02 | LIGCO | 1 | 0.20201 | 0 | 598 |  |  |  |  | 0.20201 | 120.8023 |  |  |  |  | 0 | 0
7010 | L_FPPYD11_1Y | 1 | South | YES | 0.13054 | 547.4 | 200 | 606 | 0 | 1.02 | LIGCO | 1 | 0.20201 | 0 | 606 |  |  |  |  | 0.20201 | 122.4184 |  |  |  |  | 0 | 0
244 | WHITNYDM01 | 1 | North | YES | -0.10688 | 15 | 0 | 15 | 0 | 1.035 | Hydro | 1 | -0.035418 | 0 | 0 | 0 | 0 |  |  | -0.035418 | 0 |  |  |  |  | 0 | 0
245 | WHITNYDM02 | 2 | North | YES | -0.10688 | 15 | 0 | 15 | 0 | 1.035 | Hydro | 1 | -0.035418 | 0 | 0 | 0 | 0 |  |  | -0.035418 | 0 |  |  |  |  | 0 | 0
7808 | L_BASTEN1_2Y | 1 | South | YES | 0.14743 | 149.5 | 83.5 | 149.5 | 0 | 1.004 | CC | 1 | 0.2189 | 149.5 | 149.5 |  |  |  |  | 0.2189 | 32.7253 |  |  |  |  | 0 | 0
7807 | L_BASTEN1_1Y | 1 | South | YES | 0.14743 | 152.5 | 83.5 | 152.5 | 0 | 1.004 | CC | 1 | 0.2189 | 152.5 | 152.5 |  |  |  |  | 0.2189 | 33.382 |  |  |  |  | 0 | 0
7809 | L_BASTEN1_3Y | 1 | South | YES | 0.14743 | 232.6 | 42 | 232.6 | 0 | 1.004 | CC | 1 | 0.2189 | 232.6 | 232.6 |  |  |  |  | 0.2189 | 50.9158 |  |  |  |  | 0 | 0
251 | BOSQUESW803 | 2 | North | YES | -0.11226 | 150 | 0 | 150 | 0 | 1.032 | CC | 1 | -0.040795 | 150 | 150 | -16.8392 | 150 |  |  | -0.040795 | -6.1193 |  |  |  |  | -6.1193 | 0
253 | BOSQUESW804 | 2 | North | YES | -0.11226 | 80 | 0 | 80 | 0 | 1.032 | CC | 1 | -0.040795 | 80 | 80 | -8.9809 | 80 |  |  | -0.040795 | -3.2636 |  |  |  |  | -3.2636 | 0
3432 | SANDOW_4G | 4 | South | YES | 0.14861 | 580 | 225 | 580 | 0 | 1.029 | LIGCO | 1 | 0.22007 | 0 | 580 |  |  |  |  | 0.22007 | 127.6421 |  |  |  |  | 0 | 0
7007 | L_LOSTPI1_1Y | 1 | South | YES | 0.14926 | 158.6 | 110 | 158 | 0 | 1 | CC | 1 | 0.22072 | 158 | 158 |  |  |  |  | 0.22072 | 34.8743 |  |  |  |  | 0 | 0
7008 | L_LOSTPI1_2Y | 2 | South | YES | 0.14926 | 157.7 | 107 | 160 | 0 | 1 | CC | 1 | 0.22072 | 160 | 160 |  |  |  |  | 0.22072 | 35.3158 |  |  |  |  | 0 | 0
7009 | L_LOSTPI1_3Y | 3 | South | YES | 0.14926 | 173.9 | 72 | 175 | 0 | 1 | CC | 1 | 0.22072 | 175 | 175 |  |  |  |  | 0.22072 | 38.6266 |  |  |  |  | 0 | 0
238 | BOSQUESW505 | 1 | North | YES | -0.12069 | 255 | 0 | 255 | 0 | 1.02 | CC | 1 | -0.049227 | 255 | 255 | -30.7767 | 255 |  |  | -0.049227 | -12.553 |  |  |  |  | -12.553 | 0
247 | BOSQUESW501 | 2 | North | YES | -0.12069 | 124.8 | 0 | 156 | 0 | 1.02 | GGT | 1 | -0.049227 | 156 | 156 | -18.8281 | 156 |  |  | -0.049227 | -7.6795 |  |  |  |  | -7.6795 | 0
239 | BOSQUESW502 | 1 | North | YES | -0.12069 | 119.2 | 0 | 149 | 0 | 1.02 | GGT | 1 | -0.049227 | 149 | 149 | -17.9833 | 149 |  |  | -0.049227 | -7.3349 |  |  |  |  | -7.3349 | 0
3417 | LAKE_CRK2_G | 2 | North | YES | -0.12298 | 177.6 | 40 | 222 | 0 | 1.029 | GST | 1 | -0.051511 | 222 | 222 | -27.3009 | 222 |  |  | -0.051511 | -11.4355 |  |  |  |  | -11.4355 | 0
3416 | LAKE_CRK1_G | 1 | North | YES | -0.12298 | 60 | 33 | 75 |  | 1.029 | GST | 1 | -0.051511 | 75 | 75 | -9.2233 | 75 |  |  | -0.051511 | -3.8634 |  |  |  |  | -3.8634 | 0
3404 | THOUSE_2G | 2 | North | YES | -0.12657 | 807 | 250 | 807 | 0 | 1.012 | GSC | 1 | -0.055101 | 807 | 807 | -102.1396 | 807 |  |  | -0.055101 | -44.4669 |  |  |  |  | -44.4669 | 0
3403 | THOUSE_1G | 1 | North | YES | -0.12657 | 563 | 200 | 563 | 0 | 1.012 | GSC | 1 | -0.055101 | 563 | 563 | -71.2572 | 563 |  |  | -0.055101 | -31.0221 |  |  |  |  | -31.0221 | 0
13432 | SANDOW_5G | 5 | South | YES | 0.19604 | 581 | 225 | 581 |  | 1.029 | LIGCO | 1 | 0.26751 | 0 | 581 |  |  |  |  | 0.26751 | 155.423 |  |  |  |  | 0 | 0
[26 empty] | 0 | 0
[26 empty] | 0 | 0
[26 empty] | 0 | 0
[26 empty] | 0 | 0
[26 empty] | 0 | 0
[26 empty] | 0 | 0
[26 empty] | 0 | 0
[26 empty] | 0 | 0
[26 empty] | 0 | 0
[26 empty] | 0 | 0
[26 empty] | 0 | 0
[26 empty] | 0 | 0
[26 empty] | 0 | 0
[26 empty] | 0 | 0
[26 empty] | 0 | 0
[26 empty] | 0 | 0
[26 empty] | 0 | 0
[26 empty] | 0 | 0
[26 empty] | 0 | 0
[26 empty] | 0 | 0
[26 empty] | 0 | 0
[26 empty] | 0 | 0
[26 empty] | 0 | 0
[26 empty] | 0 | 0
[26 empty] | 0 | 0
[26 empty] | 0 | 0
[26 empty] | 0 | 0
[26 empty] | 0 | 0
[26 empty] | 0 | 0
[26 empty] | 0 | 0
[26 empty] | 0 | 0
[26 empty] | 0 | 0
[26 empty] | 0 | 0
[26 empty] | 0 | 0
[26 empty] | 0 | 0
[26 empty] | 0 | 0
[26 empty] | 0 | 0
[26 empty] | 0 | 0
[26 empty] | 0 | 0
[26 empty] | 0 | 0
[26 empty] | 0 | 0
[26 empty] | 0 | 0
[26 empty] | 0 | 0
[26 empty] | 0 | 0
[26 empty] | 0 | 0
[26 empty] | 0 | 0
[26 empty] | 0 | 0
[26 empty] | 0 | 0
[26 empty] | 0 | 0
[26 empty] | 0 | 0
[26 empty] | 0 | 0
[26 empty] | 0 | 0
[26 empty] | 0 | 0
[26 empty] | 0 | 0
[26 empty] | 0 | 0
[26 empty] | 0 | 0
[26 empty] | 0 | 0
[26 empty] | 0 | 0
[26 empty] | 0 | 0
[26 empty] | 0 | 0
[26 empty] | 0 | 0
[26 empty] | 0 | 0
[26 empty] | 0 | 0
[26 empty] | 0 | 0
[26 empty] | 0 | 0
[26 empty] | 0 | 0
[26 empty] | 0 | 0
[26 empty] | 0 | 0
[26 empty] | 0 | 0
[26 empty] | 0 | 0
[26 empty] | 0 | 0
[26 empty] | 0 | 0
[26 empty] | 0 | 0
[26 empty] | 0 | 0
[26 empty] | 0 | 0
[26 empty] | 0 | 0
[26 empty] | 0 | 0
[26 empty] | 0 | 0
[26 empty] | 0 | 0
[26 empty] | 0 | 0
[26 empty] | 0 | 0
[26 empty] | 0 | 0
[26 empty] | 0 | 0
[26 empty] | 0 | 0
[26 empty] | 0 | 0
[26 empty] | 0 | 0
[26 empty] | 0 | 0
[26 empty] | 0 | 0
[26 empty] | 0 | 0
[26 empty] | 0 | 0
[26 empty] | 0 | 0
[26 empty] | 0 | 0
[26 empty] | 0 | 0
[26 empty] | 0 | 0
[26 empty] | 0 | 0
[26 empty] | 0 | 0
[26 empty] | 0 | 0
[26 empty] | 0 | 0
[26 empty] | 0 | 0
[26 empty] | 0 | 0
[26 empty] | 0 | 0
[26 empty] | 0 | 0
[26 empty] | 0 | 0
[26 empty] | 0 | 0
[26 empty] | 0 | 0
[26 empty] | 0 | 0
[26 empty] | 0 | 0
[26 empty] | 0 | 0
[26 empty] | 0 | 0
[26 empty] | 0 | 0
[26 empty] | 0 | 0
[26 empty] | 0 | 0
[26 empty] | 0 | 0
[26 empty] | 0 | 0
[26 empty] | 0 | 0
[26 empty] | 0 | 0
[26 empty] | 0 | 0
[26 empty] | 0 | 0
[26 empty] | 0 | 0
[26 empty] | 0 | 0
[26 empty] | 0 | 0
[26 empty] | 0 | 0
[26 empty] | 0 | 0
[26 empty] | 0 | 0
[26 empty] | 0 | 0
[26 empty] | 0 | 0
[26 empty] | 0 | 0
[26 empty] | 0 | 0
[26 empty] | 0 | 0
[26 empty] | 0 | 0
[26 empty] | 0 | 0
[26 empty] | 0 | 0
[26 empty] | 0 | 0
[26 empty] | 0 | 0
[26 empty] | 0 | 0
[26 empty] | 0 | 0
[26 empty] | 0 | 0
[26 empty] | 0 | 0
[26 empty] | 0 | 0
[26 empty] | 0 | 0
[26 empty] | 0 | 0
[26 empty] | 0 | 0
[26 empty] | 0 | 0
[26 empty] | 0 | 0
[26 empty] | 0 | 0
[26 empty] | 0 | 0
[26 empty] | 0 | 0
[26 empty] | 0 | 0
[26 empty] | 0 | 0
[26 empty] | 0 | 0
[26 empty] | 0 | 0
[26 empty] | 0 | 0
[26 empty] | 0 | 0
[26 empty] | 0 | 0
[26 empty] | 0 | 0
[26 empty] | 0 | 0
[26 empty] | 0 | 0
[26 empty] | 0 | 0
[26 empty] | 0 | 0
[26 empty] | 0 | 0
[26 empty] | 0 | 0
[26 empty] | 0 | 0
[26 empty] | 0 | 0
[26 empty] | 0 | 0
[26 empty] | 0 | 0
[26 empty] | 0 | 0
[26 empty] | 0 | 0
[26 empty] | 0 | 0
[26 empty] | 0 | 0
[26 empty] | 0 | 0
[26 empty] | 0 | 0
[26 empty] | 0 | 0
[26 empty] | 0 | 0
[26 empty] | 0 | 0
[26 empty] | 0 | 0
[26 empty] | 0 | 0
[26 empty] | 0 | 0
[26 empty] | 0 | 0
[26 empty] | 0 | 0
[26 empty] | 0 | 0
[26 empty] | 0 | 0
[26 empty] | 0 | 0
[26 empty] | 0 | 0
[26 empty] | 0 | 0
[26 empty] | 0 | 0
[26 empty] | 0 | 0
[26 empty] | 0 | 0
[26 empty] | 0 | 0
[26 empty] | 0 | 0
[26 empty] | 0 | 0
[26 empty] | 0 | 0
[26 empty] | 0 | 0
[26 empty] | 0 | 0
[26 empty] | 0 | 0
[26 empty] | 0 | 0
[26 empty] | 0 | 0
[26 empty] | 0 | 0
[26 empty] | 0 | 0
[26 empty] | 0 | 0
[26 empty] | 0 | 0
[26 empty] | 0 | 0
[26 empty] | 0 | 0
[26 empty] | 0 | 0
[26 empty] | 0 | 0
[26 empty] | 0 | 0
[26 empty] | 0 | 0
[26 empty] | 0 | 0
[26 empty] | 0 | 0
[26 empty] | 0 | 0
[26 empty] | 0 | 0
[26 empty] | 0 | 0
[26 empty] | 0 | 0
[26 empty] | 0 | 0
[26 empty] | 0 | 0
[26 empty] | 0 | 0
[26 empty] | 0 | 0
[26 empty] | 0 | 0
[26 empty] | 0 | 0
[26 empty] | 0 | 0
[26 empty] | 0 | 0
[26 empty] | 0 | 0
[26 empty] | 0 | 0
[26 empty] | 0 | 0
[26 empty] | 0 | 0
[26 empty] | 0 | 0
[26 empty] | 0 | 0
[26 empty] | 0 | 0
[26 empty] | 0 | 0
[26 empty] | 0 | 0
[26 empty] | 0 | 0
[26 empty] | 0 | 0
[26 empty] | 0 | 0
[26 empty] | 0 | 0
[26 empty] | 0 | 0
[26 empty] | 0 | 0
[26 empty] | 0 | 0
[26 empty] | 0 | 0
[26 empty] | 0 | 0
[26 empty] | 0 | 0
[26 empty] | 0 | 0
[26 empty] | 0 | 0
[26 empty] | 0 | 0
[26 empty] | 0 | 0
[26 empty] | 0 | 0
[26 empty] | 0 | 0
[26 empty] | 0 | 0
[26 empty] | 0 | 0
[26 empty] | 0 | 0
[26 empty] | 0 | 0
[26 empty] | 0 | 0
[26 empty] | 0 | 0
[26 empty] | 0 | 0
[26 empty] | 0 | 0
[26 empty] | 0 | 0
[26 empty] | 0 | 0
[26 empty] | 0 | 0
[26 empty] | 0 | 0
[26 empty] | 0 | 0
[26 empty] | 0 | 0
[26 empty] | 0 | 0
[26 empty] | 0 | 0
[26 empty] | 0 | 0
[26 empty] | 0 | 0
[26 empty] | 0 | 0
[26 empty] | 0 | 0
[26 empty] | 0 | 0
[26 empty] | 0 | 0
[26 empty] | 0 | 0
[26 empty] | 0 | 0
[26 empty] | 0 | 0
[26 empty] | 0 | 0
[26 empty] | 0 | 0
[26 empty] | 0 | 0
[26 empty] | 0 | 0
[26 empty] | 0 | 0
[26 empty] | 0 | 0
[26 empty] | 0 | 0
[26 empty] | 0 | 0
[26 empty] | 0 | 0
[26 empty] | 0 | 0
[26 empty] | 0 | 0
[26 empty] | 0 | 0
[26 empty] | 0 | 0
[26 empty] | 0 | 0
[26 empty] | 0 | 0
[26 empty] | 0 | 0
[26 empty] | 0 | 0
[26 empty] | 0 | 0
[26 empty] | 0 | 0
[26 empty] | 0 | 0
[26 empty] | 0 | 0
[26 empty] | 0 | 0
[26 empty] | 0 | 0
[26 empty] | 0 | 0
[26 empty] | 0 | 0
[26 empty] | 0 | 0
[26 empty] | 0 | 0
[26 empty] | 0 | 0
[26 empty] | 0 | 0
[26 empty] | 0 | 0
[26 empty] | 0 | 0
[26 empty] | 0 | 0
[26 empty] | 0 | 0
[26 empty] | 0 | 0
[26 empty] | 0 | 0
[26 empty] | 0 | 0
[26 empty] | 0 | 0
[26 empty] | 0 | 0
[26 empty] | 0 | 0
[26 empty] | 0 | 0
[26 empty] | 0 | 0
[26 empty] | 0 | 0
[26 empty] | 0 | 0
[26 empty] | 0 | 0
[26 empty] | 0 | 0
[26 empty] | 0 | 0
[26 empty] | 0 | 0
[26 empty] | 0 | 0
[26 empty] | 0 | 0
[26 empty] | 0 | 0
[26 empty] | 0 | 0
[26 empty] | 0 | 0
[26 empty] | 0 | 0
[26 empty] | 0 | 0
[26 empty] | 0 | 0
[26 empty] | 0 | 0
[26 empty] | 0 | 0
[26 empty] | 0 | 0
[26 empty] | 0 | 0
[26 empty] | 0 | 0
[26 empty] | 0 | 0
[26 empty] | 0 | 0
[26 empty] | 0 | 0
[26 empty] | 0 | 0
[26 empty] | 0 | 0
[26 empty] | 0 | 0
[26 empty] | 0 | 0
[26 empty] | 0 | 0
[26 empty] | 0 | 0
[26 empty] | 0 | 0
[26 empty] | 0 | 0
[26 empty] | 0 | 0
[26 empty] | 0 | 0
[26 empty] | 0 | 0
[26 empty] | 0 | 0
[26 empty] | 0 | 0
[26 empty] | 0 | 0
[26 empty] | 0 | 0
[26 empty] | 0 | 0
[26 empty] | 0 | 0
[26 empty] | 0 | 0
[26 empty] | 0 | 0
[26 empty] | 0 | 0
[26 empty] | 0 | 0
[26 empty] | 0 | 0
[26 empty] | 0 | 0
[26 empty] | 0 | 0
[26 empty] | 0 | 0
[26 empty] | 0 | 0
[26 empty] | 0 | 0
[26 empty] | 0 | 0
[26 empty] | 0 | 0
[26 empty] | 0 | 0
[26 empty] | 0 | 0
[26 empty] | 0 | 0
[26 empty] | 0 | 0
[26 empty] | 0 | 0
[26 empty] | 0 | 0
[26 empty] | 0 | 0
[26 empty] | 0 | 0
[26 empty] | 0 | 0
[26 empty] | 0 | 0
[26 empty] | 0 | 0
[26 empty] | 0 | 0
[26 empty] | 0 | 0
[26 empty] | 0 | 0
[26 empty] | 0 | 0
[26 empty] | 0 | 0
[26 empty] | 0 | 0
[26 empty] | 0 | 0
[26 empty] | 0 | 0
[26 empty] | 0 | 0
[26 empty] | 0 | 0
[26 empty] | 0 | 0
[26 empty] | 0 | 0
[26 empty] | 0 | 0
[26 empty] | 0 | 0
[26 empty] | 0 | 0
[26 empty] | 0 | 0
[26 empty] | 0 | 0
[26 empty] | 0 | 0
[26 empty] | 0 | 0
[26 empty] | 0 | 0
[26 empty] | 0 | 0
[26 empty] | 0 | 0
[26 empty] | 0 | 0
[26 empty] | 0 | 0
[26 empty] | 0 | 0
[26 empty] | 0 | 0
[26 empty] | 0 | 0
[26 empty] | 0 | 0
[26 empty] | 0 | 0
[26 empty] | 0 | 0
[26 empty] | 0 | 0
[26 empty] | 0 | 0
[26 empty] | 0 | 0
[26 empty] | 0 | 0
[26 empty] | 0 | 0
[26 empty] | 0 | 0
[26 empty] | 0 | 0
[26 empty] | 0 | 0
[26 empty] | 0 | 0
[26 empty] | 0 | 0
[26 empty] | 0 | 0
[26 empty] | 0 | 0
[26 empty] | 0 | 0
[26 empty] | 0 | 0
[26 empty] | 0 | 0
[26 empty] | 0 | 0
[26 empty] | 0 | 0
[26 empty] | 0 | 0
[26 empty] | 0 | 0
[26 empty] | 0 | 0
[26 empty] | 0 | 0
[26 empty] | 0 | 0
[26 empty] | 0 | 0
[26 empty] | 0 | 0
[26 empty] | 0 | 0
[26 empty] | 0 | 0
[26 empty] | 0 | 0
[26 empty] | 0 | 0
[26 empty] | 0 | 0
[26 empty] | 0 | 0
[26 empty] | 0 | 0
[26 empty] | 0 | 0
[26 empty] | 0 | 0
[26 empty] | 0 | 0
[26 empty] | 0 | 0
[26 empty] | 0 | 0
[26 empty] | 0 | 0
[26 empty] | 0 | 0
[26 empty] | 0 | 0
[26 empty] | 0 | 0
[26 empty] | 0 | 0
[26 empty] | 0 | 0
[26 empty] | 0 | 0
[26 empty] | 0 | 0
[26 empty] | 0 | 0
[26 empty] | 0 | 0
[26 empty] | 0 | 0
[26 empty] | 0 | 0
[26 empty] | 0 | 0
[26 empty] | 0 | 0
[26 empty] | 0 | 0
[26 empty] | 0 | 0
[26 empty] | 0 | 0
[26 empty] | 0 | 0
[26 empty] | 0 | 0
[26 empty] | 0 | 0
[26 empty] | 0 | 0
[26 empty] | 0 | 0
[26 empty] | 0 | 0
[26 empty] | 0 | 0
[26 empty] | 0 | 0
[26 empty] | 0 | 0
[26 empty] | 0 | 0
[26 empty] | 0 | 0
[26 empty] | 0 | 0
[26 empty] | 0 | 0
[26 empty] | 0 | 0
[26 empty] | 0 | 0
[26 empty] | 0 | 0
[26 empty] | 0 | 0
[26 empty] | 0 | 0
[26 empty] | 0 | 0
[26 empty] | 0 | 0
[26 empty] | 0 | 0
[26 empty] | 0 | 0
[26 empty] | 0 | 0
[26 empty] | 0 | 0
[26 empty] | 0 | 0
[26 empty] | 0 | 0
[26 empty] | 0 | 0
[26 empty] | 0 | 0
[26 empty] | 0 | 0
[26 empty] | 0 | 0
[26 empty] | 0 | 0
[26 empty] | 0 | 0
[26 empty] | 0 | 0
[26 empty] | 0 | 0
[26 empty] | 0 | 0
[26 empty] | 0 | 0
[26 empty] | 0 | 0
[26 empty] | 0 | 0
[26 empty] | 0 | 0
[26 empty] | 0 | 0
[26 empty] | 0 | 0
[26 empty] | 0 | 0
[26 empty] | 0 | 0
[26 empty] | 0 | 0
[26 empty] | 0 | 0
[26 empty] | 0 | 0
[26 empty] | 0 | 0
[26 empty] | 0 | 0
[26 empty] | 0 | 0
[26 empty] | 0 | 0
[26 empty] | 0 | 0
[26 empty] | 0 | 0
[26 empty] | 0 | 0
[26 empty] | 0 | 0
[26 empty] | 0 | 0
[26 empty] | 0 | 0
[26 empty] | 0 | 0
[26 empty] | 0 | 0
[26 empty] | 0 | 0
[26 empty] | 0 | 0
[26 empty] | 0 | 0
[26 empty] | 0 | 0
[26 empty] | 0 | 0
[26 empty] | 0 | 0
[26 empty] | 0 | 0
[26 empty] | 0 | 0
[26 empty] | 0 | 0
[26 empty] | 0 | 0
[26 empty] | 0 | 0
[26 empty] | 0 | 0
[26 empty] | 0 | 0
[26 empty] | 0 | 0
[26 empty] | 0 | 0
[26 empty] | 0 | 0
[26 empty] | 0 | 0
[26 empty] | 0 | 0
[26 empty] | 0 | 0
[26 empty] | 0 | 0
[26 empty] | 0 | 0
[26 empty] | 0 | 0
[26 empty] | 0 | 0
[26 empty] | 0 | 0
[26 empty] | 0 | 0
[26 empty] | 0 | 0
[26 empty] | 0 | 0
[26 empty] | 0 | 0
[26 empty] | 0 | 0
[26 empty] | 0 | 0
[26 empty] | 0 | 0
[26 empty] | 0 | 0
[26 empty] | 0 | 0
[26 empty] | 0 | 0
[26 empty] | 0 | 0
[26 empty] | 0 | 0
[26 empty] | 0 | 0
[26 empty] | 0 | 0
[26 empty] | 0 | 0
[26 empty] | 0 | 0
[26 empty] | 0 | 0
[26 empty] | 0 | 0
[26 empty] | 0 | 0
[26 empty] | 0 | 0
[26 empty] | 0 | 0
[26 empty] | 0 | 0
[26 empty] | 0 | 0
[26 empty] | 0 | 0
[26 empty] | 0 | 0
[26 empty] | 0 | 0
[26 empty] | 0 | 0
[26 empty] | 0 | 0
[26 empty] | 0 | 0
[26 empty] | 0 | 0
[26 empty] | 0 | 0
[26 empty] | 0 | 0
[26 empty] | 0 | 0
[26 empty] | 0 | 0
[26 empty] | 0 | 0
[26 empty] | 0 | 0
[26 empty] | 0 | 0
[26 empty] | 0 | 0
[26 empty] | 0 | 0
[26 empty] | 0 | 0
[26 empty] | 0 | 0
[26 empty] | 0 | 0
[26 empty] | 0 | 0
[26 empty] | 0 | 0
[26 empty] | 0 | 0
[26 empty] | 0 | 0
[26 empty] | 0 | 0
[26 empty] | 0 | 0
[26 empty] | 0 | 0
[26 empty] | 0 | 0
[26 empty] | 0 | 0
[26 empty] | 0 | 0
[26 empty] | 0 | 0
[26 empty] | 0 | 0
[26 empty] | 0 | 0
[26 empty] | 0 | 0
[26 empty] | 0 | 0
[26 empty] | 0 | 0
[26 empty] | 0 | 0
[26 empty] | 0 | 0
[26 empty] | 0 | 0
[26 empty] | 0 | 0
[26 empty] | 0 | 0
[26 empty] | 0 | 0
[26 empty] | 0 | 0
[26 empty] | 0 | 0
[26 empty] | 0 | 0
[26 empty] | 0 | 0
[26 empty] | 0 | 0
[26 empty] | 0 | 0
[26 empty] | 0 | 0
[26 empty] | 0 | 0
[26 empty] | 0 | 0
[26 empty] | 0 | 0
[26 empty] | 0 | 0
[26 empty] | 0 | 0
[26 empty] | 0 | 0
[26 empty] | 0 | 0
[26 empty] | 0 | 0
[26 empty] | 0 | 0
[26 empty] | 0 | 0
[26 empty] | 0 | 0
[26 empty] | 0 | 0
[26 empty] | 0 | 0
[26 empty] | 0 | 0
[26 empty] | 0 | 0
[26 empty] | 0 | 0
[26 empty] | 0 | 0
[26 empty] | 0 | 0
[26 empty] | 0 | 0
[26 empty] | 0 | 0
[26 empty] | 0 | 0
[26 empty] | 0 | 0
[26 empty] | 0 | 0
[26 empty] | 0 | 0
[26 empty] | 0 | 0
[26 empty] | 0 | 0
[26 empty] | 0 | 0
[26 empty] | 0 | 0
[26 empty] | 0 | 0
[26 empty] | 0 | 0
[26 empty] | 0 | 0
[26 empty] | 0 | 0
[26 empty] | 0 | 0
[26 empty] | 0 | 0
[26 empty] | 0 | 0
[26 empty] | 0 | 0
[26 empty] | 0 | 0
[26 empty] | 0 | 0
[26 empty] | 0 | 0
[26 empty] | 0 | 0
[26 empty] | 0 | 0
[26 empty] | 0 | 0
[26 empty] | 0 | 0
[26 empty] | 0 | 0
[26 empty] | 0 | 0
[26 empty] | 0 | 0
[26 empty] | 0 | 0
[26 empty] | 0 | 0
[26 empty] | 0 | 0
[26 empty] | 0 | 0
[26 empty] | 0 | 0
[26 empty] | 0 | 0
[26 empty] | 0 | 0
[26 empty] | 0 | 0
[26 empty] | 0 | 0
[26 empty] | 0 | 0
[26 empty] | 0 | 0
[26 empty] | 0 | 0
[26 empty] | 0 | 0
[26 empty] | 0 | 0
[26 empty] | 0 | 0
[26 empty] | 0 | 0
[26 empty] | 0 | 0
[26 empty] | 0 | 0
[26 empty] | 0 | 0
[26 empty] | 0 | 0
[26 empty] | 0 | 0
[26 empty] | 0 | 0
[26 empty] | 0 | 0
[26 empty] | 0 | 0
[26 empty] | 0 | 0
[26 empty] | 0 | 0
[26 empty] | 0 | 0
[26 empty] | 0 | 0
[26 empty] | 0 | 0
[26 empty] | 0 | 0
[26 empty] | 0 | 0
[26 empty] | 0 | 0
[26 empty] | 0 | 0
[26 empty] | 0 | 0
[26 empty] | 0 | 0
[26 empty] | 0 | 0
[26 empty] | 0 | 0
[26 empty] | 0 | 0
[26 empty] | 0 | 0
[26 empty] | 0 | 0
[26 empty] | 0 | 0
[26 empty] | 0 | 0
[26 empty] | 0 | 0
[26 empty] | 0 | 0
[26 empty] | 0 | 0
[26 empty] | 0 | 0
[26 empty] | 0 | 0
[26 empty] | 0 | 0
[26 empty] | 0 | 0
[26 empty] | 0 | 0
[26 empty] | 0 | 0
[26 empty] | 0 | 0
[26 empty] | 0 | 0
[26 empty] | 0 | 0
[26 empty] | 0 | 0
[26 empty] | 0 | 0
[26 empty] | 0 | 0
[26 empty] | 0 | 0
[26 empty] | 0 | 0
[26 empty] | 0 | 0
[26 empty] | 0 | 0
[26 empty] | 0 | 0
[26 empty] | 0 | 0
[26 empty] | 0 | 0
[26 empty] | 0 | 0
[26 empty] | 0 | 0
[26 empty] | 0 | 0
[26 empty] | 0 | 0
[26 empty] | 0 | 0
[26 empty] | 0 | 0
[26 empty] | 0 | 0
[26 empty] | 0 | 0
[26 empty] | 0 | 0
[26 empty] | 0 | 0
[26 empty] | 0 | 0
[26 empty] | 0 | 0
[26 empty] | 0 | 0
[26 empty] | 0 | 0
[26 empty] | 0 | 0
[26 empty] | 0 | 0
[26 empty] | 0 | 0
[26 empty] | 0 | 0
[26 empty] | 0 | 0
[26 empty] | 0 | 0
[26 empty] | 0 | 0
[26 empty] | 0 | 0
[26 empty] | 0 | 0
[26 empty] | 0 | 0
[26 empty] | 0 | 0
[26 empty] | 0 | 0
[26 empty] | 0 | 0
[26 empty] | 0 | 0
[26 empty] | 0 | 0
[26 empty] | 0 | 0
[26 empty] | 0 | 0
[26 empty] | 0 | 0
[26 empty] | 0 | 0
[26 empty] | 0 | 0
[26 empty] | 0 | 0
[26 empty] | 0 | 0
[26 empty] | 0 | 0
[26 empty] | 0 | 0
[26 empty] | 0 | 0
[26 empty] | 0 | 0
[26 empty] | 0 | 0
[26 empty] | 0 | 0
[26 empty] | 0 | 0
[26 empty] | 0 | 0
[26 empty] | 0 | 0
[26 empty] | 0 | 0
[26 empty] | 0 | 0
[26 empty] | 0 | 0
[26 empty] | 0 | 0
[26 empty] | 0 | 0
[26 empty] | 0 | 0
[26 empty] | 0 | 0
[26 empty] | 0 | 0
[26 empty] | 0 | 0
[26 empty] | 0 | 0
[26 empty] | 0 | 0
[26 empty] | 0 | 0
[26 empty] | 0 | 0
[26 empty] | 0 | 0
[26 empty] | 0 | 0
[26 empty] | 0 | 0
[26 empty] | 0 | 0
[26 empty] | 0 | 0
[26 empty] | 0 | 0
[26 empty] | 0 | 0
[26 empty] | 0 | 0
[26 empty] | 0 | 0
[26 empty] | 0 | 0
[26 empty] | 0 | 0
[26 empty] | 0 | 0
[26 empty] | 0 | 0
[26 empty] | 0 | 0
[26 empty] | 0 | 0
[26 empty] | 0 | 0
[26 empty] | 0 | 0
[26 empty] | 0 | 0
[26 empty] | 0 | 0
[26 empty] | 0 | 0
[26 empty] | 0 | 0
[26 empty] | 0 | 0
[26 empty] | 0 | 0
[26 empty] | 0 | 0
[26 empty] | 0 | 0
[26 empty] | 0 | 0
[26 empty] | 0 | 0
[26 empty] | 0 | 0
[26 empty] | 0 | 0
[26 empty] | 0 | 0
[26 empty] | 0 | 0
[26 empty] | 0 | 0
[26 empty] | 0 | 0
[26 empty] | 0 | 0
[26 empty] | 0 | 0
[26 empty] | 0 | 0
[26 empty] | 0 | 0
[26 empty] | 0 | 0
[26 empty] | 0 | 0
[26 empty] | 0 | 0
[26 empty] | 0 | 0
[26 empty] | 0 | 0
[26 empty] | 0 | 0
[26 empty] | 0 | 0
[26 empty] | 0 | 0
[26 empty] | 0 | 0
[26 empty] | 0 | 0
[26 empty] | 0 | 0
[26 empty] | 0 | 0
[26 empty] | 0 | 0
[26 empty] | 0 | 0
[26 empty] | 0 | 0
[26 empty] | 0 | 0
[26 empty] | 0 | 0
[26 empty] | 0 | 0
[26 empty] | 0 | 0
[26 empty] | 0 | 0
[26 empty] | 0 | 0
[26 empty] | 0 | 0
[26 empty] | 0 | 0
[26 empty] | 0 | 0
[26 empty] | 0 | 0
[26 empty] | 0 | 0
[26 empty] | 0 | 0
[26 empty] | 0 | 0
[26 empty] | 0 | 0
[26 empty] | 0 | 0
[26 empty] | 0 | 0
[26 empty] | 0 | 0
[26 empty] | 0 | 0
[26 empty] | 0 | 0
[26 empty] | 0 | 0
[26 empty] | 0 | 0
[26 empty] | 0 | 0
[26 empty] | 0 | 0
[26 empty] | 0 | 0
[26 empty] | 0 | 0
[26 empty] | 0 | 0
[26 empty] | 0 | 0
[26 empty] | 0 | 0
[26 empty] | 0 | 0
[26 empty] | 0 | 0
[26 empty] | 0 | 0
[26 empty] | 0 | 0
[26 empty] | 0 | 0
[26 empty] | 0 | 0
[26 empty] | 0 | 0
[26 empty] | 0 | 0
[26 empty] | 0 | 0
[26 empty] | 0 | 0
[26 empty] | 0 | 0
[26 empty] | 0 | 0
[26 empty] | 0 | 0
[26 empty] | 0 | 0
[26 empty] | 0 | 0
[26 empty] | 0 | 0
[26 empty] | 0 | 0
[26 empty] | 0 | 0
[26 empty] | 0 | 0
[26 empty] | 0 | 0
[26 empty] | 0 | 0
[26 empty] | 0 | 0
[26 empty] | 0 | 0
[26 empty] | 0 | 0
[26 empty] | 0 | 0
[26 empty] | 0 | 0
[26 empty] | 0 | 0
[26 empty] | 0 | 0
[26 empty] | 0 | 0
[26 empty] | 0 | 0
[26 empty] | 0 | 0
[26 empty] | 0 | 0
[26 empty] | 0 | 0
[26 empty] | 0 | 0
[26 empty] | 0 | 0
[26 empty] | 0 | 0
[26 empty] | 0 | 0
[26 empty] | 0 | 0
[26 empty] | 0 | 0
[26 empty] | 0 | 0
[26 empty] | 0 | 0
[26 empty] | 0 | 0
[26 empty] | 0 | 0
[26 empty] | 0 | 0
[26 empty] | 0 | 0
[26 empty] | 0 | 0
[26 empty] | 0 | 0
[26 empty] | 0 | 0
[26 empty] | 0 | 0
[26 empty] | 0 | 0
[26 empty] | 0 | 0
[26 empty] | 0 | 0
[26 empty] | 0 | 0
[26 empty] | 0 | 0
[26 empty] | 0 | 0
[26 empty] | 0 | 0
[26 empty] | 0 | 0
[26 empty] | 0 | 0
[26 empty] | 0 | 0
[26 empty] | 0 | 0
[26 empty] | 0 | 0
[26 empty] | 0 | 0
[26 empty] | 0 | 0
[26 empty] | 0 | 0
[26 empty] | 0 | 0
[26 empty] | 0 | 0
[26 empty] | 0 | 0
[26 empty] | 0 | 0
[26 empty] | 0 | 0
[26 empty] | 0 | 0
[26 empty] | 0 | 0
[26 empty] | 0 | 0
[26 empty] | 0 | 0
[26 empty] | 0 | 0
[26 empty] | 0 | 0
[26 empty] | 0 | 0
[26 empty] | 0 | 0
[26 empty] | 0 | 0
[26 empty] | 0 | 0
[26 empty] | 0 | 0
[26 empty] | 0 | 0
[26 empty] | 0 | 0
[26 empty] | 0 | 0
[26 empty] | 0 | 0
[26 empty] | 0 | 0
[26 empty] | 0 | 0
[26 empty] | 0 | 0
[26 empty] | 0 | 0
[26 empty] | 0 | 0
[26 empty] | 0 | 0
[26 empty] | 0 | 0
[26 empty] | 0 | 0
[26 empty] | 0 | 0
[26 empty] | 0 | 0
[26 empty] | 0 | 0
[26 empty] | 0 | 0
[26 empty] | 0 | 0
[26 empty] | 0 | 0
[26 empty] | 0 | 0
[26 empty] | 0 | 0
[26 empty] | 0 | 0
[26 empty] | 0 | 0
[26 empty] | 0 | 0
[26 empty] | 0 | 0
[26 empty] | 0 | 0
[26 empty] | 0 | 0
[26 empty] | 0 | 0
[26 empty] | 0 | 0
[26 empty] | 0 | 0
[26 empty] | 0 | 0
[26 empty] | 0 | 0
[26 empty] | 0 | 0
[26 empty] | 0 | 0
[26 empty] | 0 | 0
[26 empty] | 0 | 0
[26 empty] | 0 | 0
[26 empty] | 0 | 0
[26 empty] | 0 | 0
[26 empty] | 0 | 0
[26 empty] | 0 | 0
[26 empty] | 0 | 0
[26 empty] | 0 | 0
[26 empty] | 0 | 0
[26 empty] | 0 | 0
[26 empty] | 0 | 0
[26 empty] | 0 | 0
[26 empty] | 0 | 0
[26 empty] | 0 | 0
[26 empty] | 0 | 0
[26 empty] | 0 | 0
[26 empty] | 0 | 0
[26 empty] | 0 | 0
[26 empty] | 0 | 0
[26 empty] | 0 | 0
[26 empty] | 0 | 0
[26 empty] | 0 | 0
[26 empty] | 0 | 0
[26 empty] | 0 | 0
[26 empty] | 0 | 0
[26 empty] | 0 | 0
[26 empty] | 0 | 0
[26 empty] | 0 | 0
[26 empty] | 0 | 0
[26 empty] | 0 | 0
[26 empty] | 0 | 0
[26 empty] | 0 | 0
[26 empty] | 0 | 0
[26 empty] | 0 | 0
[26 empty] | 0 | 0
[26 empty] | 0 | 0
[26 empty] | 0 | 0
[26 empty] | 0 | 0
[26 empty] | 0 | 0
[26 empty] | 0 | 0
[26 empty] | 0 | 0
[26 empty] | 0 | 0
[26 empty] | 0 | 0
[26 empty] | 0 | 0
[26 empty] | 0 | 0
[26 empty] | 0 | 0
[26 empty] | 0 | 0
[26 empty] | 0 | 0
[26 empty] | 0 | 0
[26 empty] | 0 | 0
[26 empty] | 0 | 0
[26 empty] | 0 | 0
[26 empty] | 0 | 0
[26 empty] | 0 | 0
[26 empty] | 0 | 0
[26 empty] | 0 | 0
[26 empty] | 0 | 0
[26 empty] | 0 | 0
[26 empty] | 0 | 0
[26 empty] | 0 | 0
[26 empty] | 0 | 0
[26 empty] | 0 | 0
[26 empty] | 0 | 0
[26 empty] | 0 | 0
[26 empty] | 0 | 0
[26 empty] | 0 | 0
[26 empty] | 0 | 0
[26 empty] | 0 | 0
[26 empty] | 0 | 0
[26 empty] | 0 | 0
[26 empty] | 0 | 0
[26 empty] | 0 | 0
[26 empty] | 0 | 0
[26 empty] | 0 | 0
[26 empty] | 0 | 0
[26 empty] | 0 | 0
[26 empty] | 0 | 0
[26 empty] | 0 | 0
[26 empty] | 0 | 0
[26 empty] | 0 | 0
[26 empty] | 0 | 0
[26 empty] | 0 | 0
[26 empty] | 0 | 0
[26 empty] | 0 | 0
[26 empty] | 0 | 0
[26 empty] | 0 | 0
[26 empty] | 0 | 0
[26 empty] | 0 | 0
[26 empty] | 0 | 0
[26 empty] | 0 | 0
[26 empty] | 0 | 0
[26 empty] | 0 | 0
[26 empty] | 0 | 0
[26 empty] | 0 | 0
[26 empty] | 0 | 0
[26 empty] | 0 | 0
[26 empty] | 0 | 0
[26 empty] | 0 | 0
[26 empty] | 0 | 0
[26 empty] | 0 | 0
[26 empty] | 0 | 0
[26 empty] | 0 | 0
[26 empty] | 0 | 0
[26 empty] | 0 | 0
[26 empty] | 0 | 0
[26 empty] | 0 | 0
[26 empty] | 0 | 0
[26 empty] | 0 | 0
[26 empty] | 0 | 0
[26 empty] | 0 | 0
[26 empty] | 0 | 0
[26 empty] | 0 | 0
[26 empty] | 0 | 0
[26 empty] | 0 | 0
[26 empty] | 0 | 0
[26 empty] | 0 | 0
[26 empty] | 0 | 0
[26 empty] | 0 | 0
[26 empty] | 0 | 0
[26 empty] | 0 | 0
[26 empty] | 0 | 0
[26 empty] | 0 | 0
[26 empty] | 0 | 0
[26 empty] | 0 | 0
[26 empty] | 0 | 0
[26 empty] | 0 | 0
[26 empty] | 0 | 0
[26 empty] | 0 | 0
[26 empty] | 0 | 0
[26 empty] | 0 | 0
[26 empty] | 0 | 0
[26 empty] | 0 | 0
[26 empty] | 0 | 0
[26 empty] | 0 | 0
[26 empty] | 0 | 0
[26 empty] | 0 | 0
[26 empty] | 0 | 0
[26 empty] | 0 | 0
[26 empty] | 0 | 0
[26 empty] | 0 | 0
[26 empty] | 0 | 0
[26 empty] | 0 | 0
[26 empty] | 0 | 0
[26 empty] | 0 | 0
[26 empty] | 0 | 0
[26 empty] | 0 | 0
[26 empty] | 0 | 0
[26 empty] | 0 | 0
[26 empty] | 0 | 0
[26 empty] | 0 | 0
[26 empty] | 0 | 0
[26 empty] | 0 | 0
[26 empty] | 0 | 0
[26 empty] | 0 | 0
[26 empty] | 0 | 0
[26 empty] | 0 | 0
[26 empty] | 0 | 0
[26 empty] | 0 | 0
[26 empty] | 0 | 0
[26 empty] | 0 | 0
[26 empty] | 0 | 0
[26 empty] | 0 | 0
[26 empty] | 0 | 0
[26 empty] | 0 | 0
[26 empty] | 0 | 0
[26 empty] | 0 | 0
[26 empty] | 0 | 0
[26 empty] | 0 | 0
[26 empty] | 0 | 0
[26 empty] | 0 | 0
[26 empty] | 0 | 0
[26 empty] | 0 | 0
[26 empty] | 0 | 0
[26 empty] | 0 | 0
[26 empty] | 0 | 0
[26 empty] | 0 | 0
[26 empty] | 0 | 0
[26 empty] | 0 | 0
[26 empty] | 0 | 0
[26 empty] | 0 | 0
[26 empty] | 0 | 0
[26 empty] | 0 | 0
[26 empty] | 0 | 0
[26 empty] | 0 | 0
[26 empty] | 0 | 0
[26 empty] | 0 | 0
[26 empty] | 0 | 0
[26 empty] | 0 | 0
[26 empty] | 0 | 0
[26 empty] | 0 | 0
[26 empty] | 0 | 0
[26 empty] | 0 | 0
[26 empty] | 0 | 0
[26 empty] | 0 | 0
[26 empty] | 0 | 0
[26 empty] | 0 | 0
[26 empty] | 0 | 0
[26 empty] | 0 | 0
[26 empty] | 0 | 0
[26 empty] | 0 | 0
[26 empty] | 0 | 0
[26 empty] | 0 | 0
[26 empty] | 0 | 0
[26 empty] | 0 | 0
[26 empty] | 0 | 0
[26 empty] | 0 | 0
[26 empty] | 0 | 0
[26 empty] | 0 | 0
[26 empty] | 0 | 0
[26 empty] | 0 | 0
[26 empty] | 0 | 0
[26 empty] | 0 | 0
[26 empty] | 0 | 0
[26 empty] | 0 | 0
[26 empty] | 0 | 0
[26 empty] | 0 | 0
[26 empty] | 0 | 0
[26 empty] | 0 | 0
[26 empty] | 0 | 0
[26 empty] | 0 | 0
[26 empty] | 0 | 0
[26 empty] | 0 | 0
[26 empty] | 0 | 0
[26 empty] | 0 | 0
[26 empty] | 0 | 0
[26 empty] | 0 | 0
[26 empty] | 0 | 0
[26 empty] | 0 | 0
[26 empty] | 0 | 0
[26 empty] | 0 | 0
[26 empty] | 0 | 0
[26 empty] | 0 | 0
[26 empty] | 0 | 0
[26 empty] | 0 | 0
[26 empty] | 0 | 0
[26 empty] | 0 | 0
[26 empty] | 0 | 0
[26 empty] | 0 | 0
[26 empty] | 0 | 0
[26 empty] | 0 | 0
[26 empty] | 0 | 0
[26 empty] | 0 | 0
[26 empty] | 0 | 0
[26 empty] | 0 | 0
[26 empty] | 0 | 0
[26 empty] | 0 | 0
[26 empty] | 0 | 0
[26 empty] | 0 | 0
[26 empty] | 0 | 0
[26 empty] | 0 | 0
[26 empty] | 0 | 0
[26 empty] | 0 | 0
[26 empty] | 0 | 0
[26 empty] | 0 | 0
[26 empty] | 0 | 0
[26 empty] | 0 | 0
[26 empty] | 0 | 0
[26 empty] | 0 | 0
[26 empty] | 0 | 0
[26 empty] | 0 | 0
[26 empty] | 0 | 0
[26 empty] | 0 | 0
[26 empty] | 0 | 0
[26 empty] | 0 | 0
[26 empty] | 0 | 0
[26 empty] | 0 | 0
[26 empty] | 0 | 0
[26 empty] | 0 | 0
[26 empty] | 0 | 0
[26 empty] | 0 | 0
[26 empty] | 0 | 0
[26 empty] | 0 | 0
[26 empty] | 0 | 0
[26 empty] | 0 | 0
[26 empty] | 0 | 0
[26 empty] | 0 | 0
[26 empty] | 0 | 0
[26 empty] | 0 | 0
[26 empty] | 0 | 0
[26 empty] | 0 | 0
[26 empty] | 0 | 0
[26 empty] | 0 | 0
[26 empty] | 0 | 0
[26 empty] | 0 | 0
[26 empty] | 0 | 0
[26 empty] | 0 | 0
[26 empty] | 0 | 0
[26 empty] | 0 | 0
[26 empty] | 0 | 0
[26 empty] | 0 | 0
[26 empty] | 0 | 0
[26 empty] | 0 | 0
[26 empty] | 0 | 0
[26 empty] | 0 | 0
[26 empty] | 0 | 0
[26 empty] | 0 | 0
[26 empty] | 0 | 0
[26 empty] | 0 | 0
[26 empty] | 0 | 0
[26 empty] | 0 | 0
[26 empty] | 0 | 0
[26 empty] | 0 | 0
[26 empty] | 0 | 0
[26 empty] | 0 | 0
[26 empty] | 0 | 0
[26 empty] | 0 | 0
[26 empty] | 0 | 0
[26 empty] | 0 | 0
[26 empty] | 0 | 0
[26 empty] | 0 | 0
[26 empty] | 0 | 0
[26 empty] | 0 | 0
[26 empty] | 0 | 0
[26 empty] | 0 | 0
[26 empty] | 0 | 0
[26 empty] | 0 | 0
[26 empty] | 0 | 0
[26 empty] | 0 | 0

## Zones
Houston | 1
North | 1
South | 1
West | -1
SET UP AREA, copy & paste values to cell B1
Source | North |  | N to H | N to W | N to S | W to N | S to N | W to S
Sink | West | Houston | -1 | 1 | -1 | -1 | 1 | -1
|  | North | 1 | 1 | 1 | -1 | -1 | -1
|  | South | -1 | 1 | -1 | -1 | 1 | -1
|  | West | 1 | -1 | 1 | 1 | -1 | 1
|  | Source | North | North | North | West | South | West
|  | Sink | Houston | West | South | North | North | South

## Tech
Number of Bus | Name of Bus | Tech Type
238 | BOSQUESW505 | CC
239 | BOSQUESW502 | GGT
244 | WHITNYDM01 | Hydro
245 | WHITNYDM02 | Hydro
247 | BOSQUESW501 | GGT
251 | BOSQUESW803 | CC
253 | BOSQUESW804 | CC
332 | RWMILLER01 | GST
333 | RWMILLER02 | GST
334 | RWMILLER03 | GST
335 | RWMILLER04 | GST
336 | RWMILLER05 | GST
344 | MRSSHPRD | Hydro
345 | MRSSHPRD01 | Hydro
366 | JNSNCNTY802 | Cogen
367 | JNSNCNTY802 | Cogen
503 | NTHTEXAS01 | GST
504 | NTHTEXAS02 | GST
505 | NTHTEXAS03 | GST
580 | JCKCNTY801 | CC
581 | JCKCNTY802 | CC
582 | JCKCNTY803 | CC
728 | WOLFRIDGE801 | Wind
837 | NEWMAN_G5 | GST
842 | OLINGER_G1 | GST
843 | OLINGER_G2 | GST
844 | OLINGER_G3 | GST
845 | OLINGER_G4 | GGT
923 | SPENCER_G4 | GST
924 | SPENCER_G5 | GST
948 | STEAM1 | GST
949 | STEAM2 | GST
950 | STEAM3 | GST
990 | GIBN_CREK_G1 | LIGCO
1002 | PBCTAGE_1G | GGT
1003 | PBCTBGE_2G | GGT
1004 | PBCTCGE_3G | GGT
1005 | PBCTDGE_4G | GGT
1006 | PBCTEGE_5G | GGT
1007 | PB5GEN_6G | GST
1008 | PB6GEN_7G | GST
1037 | MORGAN5G_5G | GST
1039 | MRGNAG_1G | GGT
1040 | MRGNBG_2G | GGT
1041 | MRGNCG_3G | GGT
1042 | MRGNDG_4G | GGT
1043 | MRGNEG_5G | GGT
1044 | MRGNFG_6G | GGT
1045 | CALENG1G_1G | Cogen
1046 | CALENG2G_2G | Cogen
1047 | CALENG3G_3G | Cogen
1049 | ROSCOEWI_5 | Wind
1057 | ROSCOEWI_5 | Wind
1058 | LONGSHORE_5 | Wind
1058 | LONGSHORE_5 | Wind
1060 | ROSCOEWI_5 | Wind
1061 | CIELOGEN_1G | Wind
1062 | CIELOGEN_2G | Wind
1068 | SCURRYCW_1G | Wind
1069 | KINDERMG_1G | Cogen
1070 | KINDERMG_2G | Cogen
1071 | KINDERMG_3G | Cogen
1072 | ROSCOEWI_5 | Wind
1073 | SCURRYCW_2G | Wind
1146 | NOTREES_1G | Wind
1301 | BULLCREK_8 | Wind
1302 | COYOTEWG_8 | Wind
1320 | BSP 1 | Cogen
1326 | STANTONW_8 | Wind
1327 | WILDHRSE_1G | Wind
1327 | WILDHRSE_1G | Wind
1328 | OCOTILLO_1G | Wind
1333 | MCDDONAL_8 | Wind
1343 | TRENTIPP_8 | Wind
1349 | WESTXWIN_1G | Wind
1350 | NWPWRG1_1G | Wind
1354 | AEPWIND_8 | Wind
1360 | GUNSIGHT_8 | Wind
1416 | SWETWATR_1G | CC
1417 | SWETWATR_2G | CC
1418 | SWETWATR_3G | CC
1419 | SWETWATR_4G | CC
1432 | GRHAMSES_2G | GST
1433 | GRHAMSES_1G | GST
1437 | MESQUITW_1G | Wind
1438 | MESQUITW_2G | Wind
1442 | COKFIELD_5 | Wind
1453 | WCPWRCO_1G | CC
1454 | WCPWRCO_2G | CC
1455 | WCPWRCO_3G | CC
1479 | WFCOGEN_1G | Cogen
1479 | WFCOGEN_1G | Cogen
1482 | WFCOGEN_2G | Cogen
1482 | WFCOGEN_2G | Cogen
1600 | BARTNWND_1G | Wind
1643 | SLSTR1PP_1G | Wind
1675 | PEC_1G | Cogen
1676 | PEC_2G | Cogen
1677 | PEC_3G | Cogen
1678 | LAMARPWR_1G | CC
1679 | LAMARPWR_2G | CC
1680 | LAMARPWR_3G | CC
1681 | LAMARPWR_4G | CC
1682 | LAMARPWR_5G | CC
1683 | LAMARPWR_6G | CC
1687 | VALLEY_1G | GST
1688 | VALLEY_2G | GSC
1689 | VALLEY_3G | GST
1701 | MOSES_1G | LIGCO
1702 | MOSES_2G | LIGCO
1703 | MOSES_3G | LIGCO
1861 | EAGLEMNT_1G | GST
1862 | EAGLEMNT_2G | GST
1863 | EAGLEMNT_3G | GST
1877 | WLFHOLW_1G | CC
1878 | WLFHOLW_2G | CC
1879 | WLFHOLW_3G | CC
1889 | DECRDOVA_1G | GSC
1892 | DECRDOVA_2G | GGT
1893 | DECRDOVA_3G | GGT
1894 | DECRDOVA_4G | GGT
1895 | DECRDOVA_5G | GGT
1898 | COMCHEPK_1G | Nuc
1899 | COMCHEPK_2G | Nuc
1937 | MDLTHELP_5G | CC
1938 | MDLTHELP_6G | CC
1941 | MDLTHELP_1G | CC
1942 | MDLTHELP_2G | CC
1943 | MDLTHELP_3G | CC
1944 | MDLTHELP_4G | CC
1947 | HANDLEY_3G | GST
1948 | HANDLEY_4G | GST
1949 | HANDLEY_5G | GST
2371 | COLLIN_1G | GST
2381 | NTHLK1_G | GST
2382 | NTHLK2_G | GST
2383 | NTHLK3_G | GST
2413 | MTCK6_G | GST
2414 | MTCK7_G | GST
2417 | MTCK8_G | GSC
2451 | LKHB1_G | GST
2452 | LKHB2_G | GST
3097 | MARTLAKE_1G | LIGCO
3098 | MARTLAKE_2G | LIGCO
3099 | MARTLAKE_3G | LIGCO
3107 | STRYKER_1G | GST
3108 | STRYKER_2G | GST
3126 | TRINIDAD_6G | GST
3309 | ASPN_G | Bio
3348 | CHAMPION_1G | Cogen
3381 | BBRN_1G | LIGCO
3382 | BBRN_2G | LIGCO
3403 | THOUSE_1G | GSC
3404 | THOUSE_2G | GSC
3416 | LAKE_CRK1_G | GST
3417 | LAKE_CRK2_G | GST
3432 | SANDOW_4G | LIGCO
5026 | BRAUNIG_VHB1 | GST
5027 | BRAUNIG_VHB2 | GST
5028 | BRAUNIG_VHB3 | GST
5111 | CALAVER_JTD1 | LIGCO
5112 | CALAVER_JTD2 | LIGCO
5264 | LEON_LCP3G3 | GST
5265 | LEON_LCP4G4 | GST
5266 | LEON_LCPCT1 | GGT
5267 | LEON_LCPCT2 | GGT
5268 | LEON_LCPCT3 | GGT
5269 | LEON_LCPCT4 | GGT
5396 | CALAVER_OWS1 | GST
5397 | CALAVER_OWS2 | GST
5401 | CALAVER_JKS1 | LIGCO
5436 | TUTTL_WBT1G1 | GST
5438 | TUTTL_WBT3G3 | GST
5439 | TUTTL_WBT4G4 | GST
5476 | BRA_AVR1_CT1 | CC
5477 | BRA_AVR1_ST | CC
5478 | BRA_AVR1_CT2 | CC
5503 | RAYBURNGEN3 | GST
5505 | RAYBURNGEN1 | GGT
5506 | RAYBURNGEN2 | GGT
5508 | RAYBURNCC9 | CC
5509 | RAYBURNCC10 | CC
5511 | RAYBURNCC7 | CC
5512 | RAYBURNCC8 | CC
5728 | FALCONHYDRO2 | Hydro
5729 | FALCONHYDRO3 | Hydro
5890 | PEARSALLGEN1 | GST
5891 | PEARSALLGEN2 | GST
5892 | PEARSALLGEN3 | GST
5903 | SANMIGUELGEN | LIGCO
5911 | STP_GN1___1 | Nuc
5912 | STP_GN2___2 | Nuc
5920 | WELSHDC1 | DCTie
5925 | DCEAST | DCTie
5932 | SI_RAY9 | CC
5933 | SI_RAY6 | GST
5934 | SI_RAY5 | GST
5935 | SI_RAY10 | CC
6016 | SWMESA | Wind
6096 | NORTHDC7 | DCTie
6100 | OKLA7A | DCTie
6144 | MCADOO1A | Wind
6407 | TURKTRAK1A | Wind
6637 | SNYDERW1A | Wind
6752 | OKLA0A | LIGCO
6948 | DENISNDM | Hydro
6948 | DENISNDM | Hydro
7000 | L_FERGUS1_1Y | GSC
7004 | L_SIMGID1_1Y | GST
7005 | L_SIMGID1_2Y | GST
7006 | L_SIMGID1_3Y | GST
7007 | L_LOSTPI1_1Y | CC
7008 | L_LOSTPI1_2Y | CC
7009 | L_LOSTPI1_3Y | CC
7010 | L_FPPYD11_1Y | LIGCO
7011 | L_FPPYD11_2Y | LIGCO
7012 | L_FPPYD21_3Y | LIGCO
7014 | L_HAYSEN1_1Y | CC
7015 | L_HAYSEN1_2Y | CC
7016 | L_HAYSEN1_3Y | CC
7017 | L_HAYSEN1_4Y | CC
7020 | L_AUSTPL1_1Y | Hydro
7020 | L_AUSTPL1_1Y | Hydro
7022 | L_BUCHAN1_1Y | Hydro
7023 | L_BUCHAN1_2Y | Hydro
7024 | L_BUCHAN1_3Y | Hydro
7026 | L_INKSDA1_1Y | Hydro
7028 | L_MARBFA1_1Y | Hydro
7029 | L_MARBFA1_2Y | Hydro
7031 | L_MARSFO1G1Y | Hydro
7032 | L_MARSFO1G2Y | Hydro
7033 | L_MARSFO1G3Y | Hydro
7035 | L_WIRTZ_1G1Y | Hydro
7036 | L_WIRTZ_1G2Y | Hydro
7038 | L_DELAWA1_1Y | Wind
7038 | L_DELAWA1_1Y | Wind
7303 | L_WPPGS12_1Y | GGT
7303 | L_WPPGS12_1Y | GGT
7305 | L_WPPGS34_1Y | GGT
7305 | L_WPPGS34_1Y | GGT
7487 | L_CANYHY8_1Y | Hydro
7605 | L_MCQUEE9_1Y | Hydro
7605 | L_MCQUEE9_1Y | Hydro
7605 | L_MCQUEE9_1Y | Hydro
7609 | L_SCHUMA8_1Y | Hydro
7624 | L_LAKEWO9_1Y | Hydro
7624 | L_LAKEWO9_1Y | Hydro
7800 | L_GUADGE1_1Y | CC
7801 | L_GUADGE1_2Y | CC
7802 | L_GUADGE1_3Y | CC
7803 | L_GUADGE1_4Y | CC
7804 | L_GUADGE1_5Y | CC
7805 | L_GUADGE1_6Y | CC
7807 | L_BASTEN1_1Y | CC
7808 | L_BASTEN1_2Y | CC
7809 | L_BASTEN1_3Y | CC
7810 | L_RIONOG1G1Y | CC
7811 | L_RIONOG1G2Y | CC
7812 | L_RIONOG1G3Y | CC
7813 | L_RIONOG1S1Y | CC
8032 | AMISTADHYD1 | Hydro
8033 | AMISTADHYD2 | Hydro
8048 | FALCONHYDRO1 | Hydro
8066 | DUP1V#1 | Cogen
8134 | FOR #1 | Cogen
8138 | FOR #2 | Cogen
8139 | JOS #1 | GST
8147 | UCAR #2 | Cogen
8148 | UCAR #1 | Cogen
8153 | FOR #3 | Cogen
8154 | FOR #4 | Cogen
8155 | FOR #5 | Cogen
8156 | FOR #6 | Cogen
8157 | FOR #7 | Cogen
8161 | COLETO0A | LIGCO
8173 | VICEC51A | CC
8174 | VICEC61A | CC
8189 | CUECPL2A | Cogen
8262 | ELPS | Hydro
8285 | LAR #1 | GST
8287 | LAR #2 | GST
8288 | LAR #3 | GST
8388 | BATES0A | GST
8393 | BATES0B | GST
8437 | NUECES_B0C | GST
8438 | NUECES_B0B | GST
8442 | NBEC7 | GST
8442 | NBEC7 | GST
8456 | COSW#1 | Cogen
8457 | COSW#2 | Cogen
8459 | B_DAVIS0B | GSC
8460 | B_DAVIS0A | GSC
8461 | KOCH_UP0A | Cogen
8506 | VAL #1 | Cogen
8507 | VAL #2 | Cogen
8511 | OXY_CC0A | Cogen
8517 | CELANEBI0A | Cogen
8560 | CNOPGT1 | Cogen
8561 | CNOPGT2 | Cogen
8562 | CNOPST1 | Cogen
8926 | LGE_GT10A | Cogen
8927 | LGE_GT20A | Cogen
8928 | LGE_STG0A | Cogen
8930 | ICPGN10A | Cogen
8931 | ICPGN20A | Cogen
8932 | ICPGN30A | Cogen
8933 | FGNTS001 | CC
8934 | FGNTS101 | CC
8935 | FGNTS201 | CC
8936 | MVGN#1 | CC
8937 | MVGN#2 | CC
8938 | MVGN#3 | CC
8981 | HECN1 | CC
8982 | HECN2 | CC
8983 | HECN3 | CC
9000 | DECKR_G1 | GST
9001 | DECKR_G2 | GST
9002 | DECKR_G3 | GGT
9003 | DECKR_G4 | GGT
9004 | DECKR_G5 | GGT
9005 | DECKR_G6 | GGT
9016 | SANDH_G1 | GGT
9017 | SANDH_G2 | GGT
9018 | SANDH_G3 | GGT
9019 | SANDH_G4 | GGT
9020 | SANDHG5A | CC
9021 | SANDHG5C | CC
11001 | NAV1CT | CC
11009 | NAV2CT | CC
11011 | NAV3ST | CC
11012 | NAV4CT | CC
11013 | NAV5CT | CC
11014 | NAV6ST | CC
11020 | TIEHVSG_1G | CC
11021 | TIEHVCG_1G | CC
11022 | TIEHVCG_2G | CC
11023 | TIEHVCG_3G | CC
11024 | TIEHVCG_4G | CC
11025 | TIEHVSG_2G | CC
11056 | ROSCOE_1G | Wind
11057 | CHAMPION_1G | Wind
11058 | PYRON_1G | Wind
11059 | INADALE_1G | Wind
11065 | ELBOWCK_1G | Wind
11147 | NOTREES_1G | Wind
11309 | BULLCREK_2G | Wind
11310 | BULLCREK_1G | Wind
11320 | COYOTE_1G | Wind
11691 | KMICHICT1_G | CC
11692 | KMICHICT2_G | CC
11693 | KMICHIST3_G | CC
11694 | KMICHICT4_G | CC
11695 | KMICHICT5_G | CC
11696 | KMICHIST6_G | CC
12322 | ENNSTRAC_1G | CC
12323 | ENNSTRAC_2G | CC
12411 | FPLEFR1A_G | CC
12412 | FPLEFR1B_G | CC
12413 | FPLEFR1C_G | CC
12414 | FPLEFR1S_G | CC
12421 | FPLEFR2A_G | CC
12422 | FPLEFR2B_G | CC
12423 | FPLEFR2C_G | CC
12424 | FPLEFR2S_G | CC
12440 | PARKD_1SVC8 | GST
12449 | PARKD_2SVC8 | GST
13116 | TGATEWAY_1G | CC
13117 | TGATEWAY_2G | CC
13118 | TGATEWAY_3G | CC
13119 | TGATEWAY_4G | CC
13131 | CALFREST_1G | CC
13132 | CALFREST_2G | CC
13133 | CALFREST_3G | CC
13134 | CALFREST_4G | CC
13135 | CALFREST_5G | CC
13136 | CALFREST_6G | CC
13432 | SANDOW_5G | LIGCO
32798 | BRYN_TAMUGEN | GST
32883 | BRYN_DNSBY3 | GST
32884 | BRYN_DNSBY13 | GST
32886 | BRYN_ATKINS3 | GST
32887 | BRYN_ATKINS6 | GST
32888 | BRYN_ATKINS7 | GGT
32890 | BRYN_ATKINS4 | GST
32891 | BRYN_ATKINS5 | GST
32892 | BRYN_DNSBY14 | GST
36998 | RDCNYNG1 | Wind
38332 | TNWDWRDU2_8 | Wind
38437 | TNSRBNMESA9 | Wind
38580 | TNBP_CGN1_8 | Cogen
38590 | TNBP_CGN2_8 | Cogen
38600 | TNBP_CGN3_8 | Cogen
38611 | TNBPAMCG1_8 | Cogen
38612 | TNBPAMCG2_8 | Cogen
38613 | TNBPAMCG3_8 | Cogen
38614 | TNBPAMCG4_8 | Cogen
38615 | TNBPAMCG5_8 | Cogen
38690 | TNBP_CGN4_8 | Cogen
38711 | TNTXCTY1CG8 | Cogen
38712 | TNTXCTY2CG8 | Cogen
38713 | TNTXCTY3CG8 | Cogen
38714 | TNTXCTY4CG8 | Cogen
39190 | TNSLCGN1__8 | Cogen
39470 | TNDOWCGNSG8 | Cogen
39480 | TNDOWCGNGG8 | Cogen
39760 | TNSCLP1___8 | Cogen
39770 | TNSCLP2___8 | Cogen
39775 | TNSCLP4___8 | Cogen
39790 | TNSCLP3___8 | Cogen
39960 | TNTNPONE_18 | LIGCO
39970 | TNTNPONE_28 | LIGCO
48500 | APD_GT1_8005 | Cogen
48510 | AK_GT1__8040 | Cogen
48511 | LPE_GT1_8070 | GGT
48512 | LPE_GT2_8075 | GGT
48513 | LPE_GT3_8080 | GGT
48514 | LPE_GT4_8085 | GGT
48520 | BSF_GT1_8070 | Cogen
48520 | BSF_GT1_8070 | Cogen
48521 | BVE_GT1_GT1 | CC
48522 | BVE_GT2_5035 | CC
48523 | BVE_ST1_GN1 | CC
48531 | BYU_GT1_8075 | Cogen
48532 | BYU_GT2_8055 | Cogen
48533 | BYU_GT3_8060 | Cogen
48534 | BYU_GT4_8065 | Cogen
48551 | CAL_GT1_8045 | Cogen
48552 | CAL_ST1_8000 | Cogen
48561 | CTL_GT2_8130 | Cogen
48562 | CTL_GT3_8135 | Cogen
48563 | CTL_GT4_8140 | Cogen
48564 | CTL_GN1_8145 | Cogen
48565 | CTL_GN2_8155 | Cogen
48581 | CBY_GN1_1 | GSC
48582 | CBY_GN2_2 | GSC
48583 | CBY_GT4_1 | GSC
48584 | CBY_GT4_2 | CC
48585 | CBY_ST4_1 | CC
48591 | CHE_GT2_5030 | Cogen
48593 | CHE_GT1_8015 | Cogen
48594 | CHE_GN4_8025 | Cogen
48595 | BTE_GT2_8075 | CC
48596 | BTE_GT3_8045 | CC
48597 | BTE_GT4_8055 | CC
48598 | BTE_ST1_8070 | CC
48611 | DIB_GT1_8080 | Cogen
48612 | DIB_GT2_8075 | Cogen
48613 | DIB_ST1_8085 | Cogen
48614 | DIB_GT3_8090 | Cogen
48641 | DPEC_GT15040 | CC
48642 | DPEC_GT25025 | CC
48643 | DPEC_GT35010 | CC
48644 | DPEC_GT45070 | CC
48645 | DPEC_ST55065 | CC
48651 | EP_1_2 | Cogen
48651 | EP_1_2 | Cogen
48671 | FTR_GT1_5105 | CC
48672 | FTR_GT2_5110 | CC
48673 | FTR_GT3_5085 | CC
48674 | FTR_CN4_5095 | CC
48690 | GBY_GN5_5 | GSC
48691 | GBY_73741085 | GGT
48691 | GBY_73741085 | GGT
48692 | GBY_81821075 | GGT
48692 | GBY_81821075 | GGT
48693 | GBY_83841065 | GGT
48693 | GBY_83841065 | GGT
48721 | LEG_1___1 | LIGCO
48722 | LEG_2___2 | LIGCO
48730 | MNS_GT | Cogen
48731 | CBE_GT1 | CC
48732 | CBE_GT2 | CC
48733 | CBE_ST12 | CC
48734 | CBE_GT3 | CC
48735 | CBE_GT4 | CC
48736 | CBE_ST34 | CC
48740 | PSG_GN2_8050 | Cogen
48741 | PSG_GT2_8040 | Cogen
48742 | PSG_GT3_8060 | Cogen
48761 | PR_GT1__9040 | Cogen
48772 | PHR_GN2_2 | GSC
48791 | PSA_GT1_8160 | Cogen
48792 | PSA_GT2_8155 | Cogen
48793 | PSA_GT3_8150 | Cogen
48794 | PSA_GT4_8145 | Cogen
48795 | PSA_GT5_8140 | Cogen
48796 | PSA_GN1_8165 | Cogen
48797 | PSA_GT6_8135 | Cogen
48811 | CVC_GT3_5045 | Cogen
48812 | CVC_GT2_5020 | Cogen
48813 | CVC_GT1_5035 | Cogen
48814 | CVC_ST5_5040 | Cogen
48815 | CVC_GT4_8005 | Cogen
48820 | SHELLG1_3015 | Cogen
48821 | SHELLG2 | Cogen
48822 | SHELLG3_3020 | Cogen
48822 | SHELLG3_3020 | Cogen
48841 | SJS_GT1_GT1 | Cogen
48842 | SJS_GT2_GT2 | Cogen
48845 | SOL_GT1 | Solar
48851 | SRB_GN1_1 | GST
48852 | SRB_GN2_2 | GST
48853 | SRB_GN3_3 | GST
48854 | SRB_GN4_4 | GST
48855 | SRB_GT211035 | GGT
48855 | SRB_GT211035 | GGT
48873 | THW_ST3_ST_3 | CC
48874 | THW_ST4_ST_4 | CC
48875 | THW_3132 | CC
48875 | THW_3132 | CC
48877 | THW_3334 | CC
48877 | THW_3334 | CC
48879 | THW_4142 | CC
48879 | THW_4142 | CC
48881 | THW_4344 | CC
48881 | THW_4344 | CC
48883 | THW_GT1_GT_1 | GGT
48885 | THW_5152 | GGT
48885 | THW_5152 | GGT
48886 | THW_5354 | GGT
48886 | THW_5354 | GGT
48887 | THW_5556 | GGT
48887 | THW_5556 | GGT
48911 | TGF_GT1_8000 | Cogen
48921 | WAP_GN1_1 | GST
48922 | WAP_GN2_2 | GST
48923 | WAP_GN3_3 | GST
48924 | WAP_GN4_4 | GSC
48925 | WAP_GN5_5 | LIGCO
48926 | WAP_GN6_6 | LIGCO
48927 | WAP_GN7_7 | LIGCO
48928 | WAP_GN8_8 | LIGCO
48929 | WAPGT21_GT1 | GGT
48940 | WARVUE_GT1 | Cogen
49803 | EXN_15GT | Cogen
49804 | EXN_16GT | Cogen
49805 | EXN_17GT | Cogen
49826 | EXN938GT | Cogen
49828 | EXN941GT | Cogen
49829 | EXN942GT | Cogen
49830 | EXN943GT | Cogen
49831 | EXN944GT | Cogen
49832 | EXN945GT | Cogen
49837 | EXN_GT | Cogen
49838 | EXN_14GT | Cogen
49851 | DOW17000 | Cogen
49858 | DOW38100 | Cogen
49859 | DOW38200 | Cogen
49860 | DOW38300 | Cogen
49862 | DOW39100 | Cogen
49863 | DOW39200 | Cogen
49865 | DOW41000 | Cogen
49866 | DOW42000 | Cogen
49869 | DOW49000 | Cogen
49870 | DOW61000 | Cogen
49871 | DOW62000 | Cogen
49872 | DOW63000 | Cogen
49873 | DOW64000 | Cogen
49876 | DOW65000 | Cogen
49877 | DOW66000 | Cogen
49878 | DOW67000 | Cogen
49882 | DOW81000 | Cogen
49884 | DOW82000 | Cogen
49885 | DOW83000 | Cogen
49886 | DOW84000 | Cogen
58909 | PEARSALLSCG1 | Diesel
58909 | PEARSALLSCG1 | Diesel
58909 | PEARSALLSCG1 | Diesel
58909 | PEARSALLSCG1 | Diesel
58909 | PEARSALLSCG1 | Diesel
58909 | PEARSALLSCG1 | Diesel
58919 | PEARSALLSCG2 | Diesel
58919 | PEARSALLSCG2 | Diesel
58919 | PEARSALLSCG2 | Diesel
58919 | PEARSALLSCG2 | Diesel
58919 | PEARSALLSCG2 | Diesel
58919 | PEARSALLSCG2 | Diesel
58929 | PEARSALLSCG3 | Diesel
58929 | PEARSALLSCG3 | Diesel
58929 | PEARSALLSCG3 | Diesel
58929 | PEARSALLSCG3 | Diesel
58929 | PEARSALLSCG3 | Diesel
58929 | PEARSALLSCG3 | Diesel
58949 | PEARSALLSCG4 | Diesel
58949 | PEARSALLSCG4 | Diesel
58949 | PEARSALLSCG4 | Diesel
58949 | PEARSALLSCG4 | Diesel
58949 | PEARSALLSCG4 | Diesel
58949 | PEARSALLSCG4 | Diesel
60000 | DSKY2 | Wind
60003 | KING_NE1A | Wind
60005 | KING_SE1A | Wind
60007 | KING_SW1A | Wind
60016 | WOODWRD11A | Wind
60017 | ORNNWP1 | Wind
60018 | DSKY1 | Wind
60019 | KING_NW1A | Wind
60052 | WILDHRS11A | Wind
60053 | WILDHRS21A | Wind
60057 | CALLAHAN1A | Wind
60058 | BUFF_GAP1A | Wind
60060 | CIRELLO | Wind
60063 | BUFF_GAP1B | Wind
60066 | H_HOLLOW1A | Wind
60068 | HHOLLOW21A | Wind
60070 | HHOLLOW31A | Wind
60072 | HHOLLOW41A | Wind
60081 | WHRLWIND1A | Wind
60201 | RIO DRCS | AVR
60202 | FRNDDRCS | AVR
71051 | L_BITTCR1_1N | Wind
71054 | L_SWEETW1_1N | Wind
71057 | L_SWEETW1_2N | Wind
71059 | L_SWEETW1_3N | Wind
71060 | L_SWEETW1_4N | Wind
71061 | L_SWEETW1_5N | Wind
76031 | L_GASCCR1_1N | Wind
76091 | L_DIVIDE1_1N | Wind
76095 | L_CAPRSI1_1N | Wind
76096 | L_CAPRSI1_2N | Wind
76097 | L_CAPRGE1_1N | Wind
80003 | MILHWYS | AVR
80010 | EPLVT1 | DCTie
80012 | LAR | DCTie
80051 | FOR #8 | Cogen
80052 | FOR #9 | Cogen
80053 | FOR #10 | Cogen
80080 | GWINDT11A | Wind
80080 | GWINDT11A | Wind
80080 | GWINDT11A | Wind
80080 | GWINDT11A | Wind
80081 | GWINDT21A | Wind
80081 | GWINDT21A | Wind
80081 | GWINDT21A | Wind
80081 | GWINDT21A | Wind
80137 | CSDR89 | DCTie
80137 | CSDR89 | DCTie
80138 | CSDR7 | DCTie
80139 | CSDR56 | DCTie
80139 | CSDR56 | DCTie
80140 | CSDR11 | DCTie
80180 | PNSCALT11A | Wind
80180 | PNSCALT11A | Wind
80181 | PNSCALT21A | Wind
80181 | PNSCALT21A | Wind
80223 | REYSHR G | Cogen
80224 | VISTRONG1 | Cogen
80225 | VISTRONG2 | Cogen
80226 | ALCOA G | Cogen
80227 | AIRCO G | Cogen
80263 | B_DAVIS31A | CC
80264 | B_DAVIS41A | CC
80265 | LARECU40A | GGT
80266 | LARECU50A | GGT
86104 | CID-138 | DCTie
86105 | CID-230 | DCTie
86106 | CUF-230 | DCTie
86107 | CUF-138 | DCTie
88198 | BEEVILLE | AVR
88253 | HAMILTON | BLT
88299 | ZAPATA | BLT
88508 | FALFURRI | AVR